## Title
GB Power Market Scenario Results
2018-11-01
Contents of this workbook
The results contained in this workbook are produced by LCP's EnVision model of the GB power market. It contains projections from 2019 to 2040 under scenarios based on assumptions provided by Ofgem or obtained from publicly available sources where possible.
Interpretation and Limitations
The results presented in this workbook are dependent on the assumptions used and the modelling methodology applied. In particular, long term forecasts are subject to significant uncertainty and actual market outcomes may differ materially from the forecasts presented. Frontier Economics and LCP can therefore accept no liability for losses suffered, direct or consequential, arising out of any reliance on the results presented.
In particular:
• The scenarios presented do not take into account all changes that could potentially occur in the power market. More extreme market outcomes than those presened are therefore possible.
• The relationship between the cost of generation and prevailing market prices has been assessed based on historical data and current forward power prices. To the extent that this relationship changes over time results could vary.
• The modelling results are based on all market participants having a common view on future market outcomes. To the extent that views vary between market participants the results could be considerably different to those presented in this report.
• The modelling makes use of a power plant database maintained by LCP. Assumptions on individual plant characteristics have been estimated where required.
• We do not take into account the effect that future changes to the market structure may have on the behaviour of market participants. For example we do not assume any change in wholesale market behaviour as a result the Capacity Market reforms.

## BSUoS & TGR
Scenario Details
Note | All values are £2016 real
BSUoS charge assumptions, £/MWh |  | 2019 | 2020 | 2021 | 2022 | 2023 | 2024 | 2025 | 2026 | 2027 | 2028 | 2029 | 2030 | 2031 | 2032 | 2033 | 2034 | 2035 | 2036 | 2037 | 2038 | 2039 | 2040
Baseline |  | 2.19 | 2.2 | 2.23 | 2.3 | 2.43 | 2.44 | 2.44 | 2.49 | 2.68 | 2.9 | 3.19 | 3.3 | 3.25 | 3.1 | 3.01 | 2.91 | 2.77 | 2.76 | 2.67 | 2.61 | 2.59 | 2.54
Alternative FES background: Baseline |  | 2.19 | 2.36 | 2.52 | 2.75 | 3.11 | 3.33 | 3.42 | 3.47 | 3.75 | 4.11 | 4.33 | 4.4 | 4.35 | 4.26 | 4.32 | 4.01 | 3.7 | 3.64 | 3.48 | 3.32 | 3.28 | 3.25
TGR & Full BSUoS Reform |  | 2.19 | 1.9391 | 1.7713 | 1.8144 | 1.9082 | 1.9178 | 1.9258 | 1.9593 | 2.1102 | 2.2743 | 2.522 | 2.5876 | 2.5603 | 2.4519 | 2.3833 | 2.3199 | 2.2252 | 2.2271 | 2.1634 | 2.1151 | 2.1096 | 2.0687
Alternative FES background: TGR & Full BSUoS Reform |  | 2.19 | 2.0714 | 1.9615 | 2.1229 | 2.3782 | 2.4832 | 2.523 | 2.5331 | 2.6912 | 2.9091 | 3.0705 | 3.0977 | 3.0166 | 2.9575 | 2.9649 | 2.7739 | 2.5911 | 2.5623 | 2.4303 | 2.3398 | 2.3107 | 2.2936
Phased TGR and Full BSUoS Reform |  | 2.19 | 2.2 | 2.1276 | 2.0297 | 1.9656 | 1.9178 | 1.9366 | 1.9706 | 2.1132 | 2.2778 | 2.5218 | 2.5877 | 2.5609 | 2.4478 | 2.3619 | 2.2935 | 2.2032 | 2.1934 | 2.1341 | 2.0922 | 2.0819 | 2.0505
TGR & Partial BSUoS Reform |  | 2.19 | 2.0555 | 1.9822 | 2.0307 | 2.1397 | 2.154 | 2.1599 | 2.2005 | 2.3678 | 2.555 | 2.8223 | 2.9026 | 2.8707 | 2.7388 | 2.6448 | 2.5622 | 2.4495 | 2.4468 | 2.3801 | 2.3167 | 2.2998 | 2.2584
Alternative FES background: TGR & Partial BSUoS Reform |  | 2.19 | 2.1995 | 2.2002 | 2.3934 | 2.6968 | 2.8413 | 2.8988 | 2.9261 | 3.132 | 3.4028 | 3.5892 | 3.6356 | 3.5589 | 3.4927 | 3.5166 | 3.2773 | 3.0579 | 3.0153 | 2.87 | 2.7445 | 2.7121 | 2.6933
TGR assumptions, £/kW per annum |  | 2019/20 | 2020/21 | 2021/22 | 2022/23 | 2023/24 | 2024/25 | 2025/26 | 2026/27 | 2027/28 | 2028/29 | 2029/30 | 2030/31 | 2031/32 | 2032/33 | 2033/34 | 2034/35 | 2035/36 | 2036/37 | 2037/38 | 2038/39 | 2039/40 | 2040/41
Generation Residual - Baseline |  | -3.5926 | -4.6547 | -6.2607 | -6.4059 | -6.4059 | -6.4059 | -6.4059 | -6.4059 | -6.4059 | -6.4059 | -6.4059 | -6.4059 | -6.4059 | -6.4059 | -6.4059 | -6.4059 | -6.4059 | -6.4059 | -6.4059 | -6.4059 | -6.4059 | -6.4059
Generation Residual - Phased |  | -3.5926 | -4.6547 | -4.1738 | -2.1353 | 0 | 0 | 0 | 0 | 0 | 0 | 0 | 0 | 0 | 0 | 0 | 0 | 0 | 0 | 0 | 0 | 0 | 0
Generation Residual - TGR to zero |  | -3.5926 | 0 | 0 | 0 | 0 | 0 | 0 | 0 | 0 | 0 | 0 | 0 | 0 | 0 | 0 | 0 | 0 | 0 | 0 | 0 | 0 | 0

## Installed Capacity
Installed Capacity
Note | All values are given in GW
Difference between Baseline and TGR & Full BSUoS Reform
| 2019 | 2020 | 2021 | 2022 | 2023 | 2024 | 2025 | 2026 | 2027 | 2028 | 2029 | 2030 | 2031 | 2032 | 2033 | 2034 | 2035 | 2036 | 2037 | 2038 | 2039 | 2040
CCGT | 0 | 0 | 0 | 0 | -0.5 | -0.5 | -0.5 | -0.5 | -0.5 | -1 | -0.5 | -1.5 | -1 | -1.5 | -1.5 | -1.5 | -1.5 | -2 | -2 | -2 | -2 | -2
Coal | 0 | 0 | 0 | 0 | 0 | 0.497 | 0 | 0 | 0 | 0 | 0 | 0 | 0 | 0 | 0 | 0 | 0 | 0 | 0 | 0 | 0 | 0
Biomass | 0 | 0 | 0 | 0 | 0 | 0 | 0 | 0 | 0 | 0 | 0 | 0 | 0 | 0 | 0 | 0 | 0 | 0 | 0 | 0 | 0 | 0
Nuclear | 0 | 0 | 0 | 0 | 0 | 0 | 0 | 0 | 0 | 0 | 0 | 0 | 0 | 0 | 0 | 0 | 0 | 0 | 0 | 0 | 0 | 0
Wind | 0 | 0 | 0 | 0 | 0 | 0 | 0 | 0 | 0 | 0 | 0 | 0 | 0 | 0 | 0 | 0 | 0 | 0 | 0 | 0 | 0 | 0
Other RES | 0 | 0 | 0 | 0 | 0 | 0 | 0 | 0 | 0 | 0 | 0 | 0 | 0 | 0 | 0 | 0 | 0 | 0 | 0 | 0 | 0 | 0
Storage | 0 | 0 | 0 | 0 | 0 | 0 | 0.1 | 0.1 | 0.1 | 0.1 | 0.1 | 0.1 | 0.1 | 0.1 | 0.1 | 0.1 | 0.1 | 0.1 | 0.1 | 0.1 | 0.1 | 0.1
Peaking | 0 | -0.017 | -0.1 | 0 | 0.1 | 0.1 | 0.1 | 0.1 | 0.1 | 0.1 | 0.6 | 0.6 | 0.6 | 0.6 | 0.6 | 0.6 | 1.1 | 1.1 | 1 | 1 | 1 | 1
Solar | 0 | 0 | 0 | 0 | 0 | 0 | 0 | 0 | 0 | 0 | 0 | 0 | 0 | 0 | 0 | 0 | 0 | 0 | 0 | 0 | 0 | 0
Interconnector | 0 | 0 | 0 | 0 | 0 | 0 | 0 | 0 | 0 | 0 | 0 | 0 | 0 | 0 | 0 | 0 | 0 | 0 | 0 | 0 | 0 | 0
CHP | 0 | 0 | 0 | 0 | 0 | 0 | 0 | 0 | 0 | 0 | 0 | 0 | 0 | 0 | 0 | 0 | 0 | 0 | 0 | 0 | 0 | 0
On-site Gas Recip | 0 | 0 | 0 | 0 | 0 | 0 | 0 | 0 | 0 | 0 | 0.02 | 0.02 | 0.02 | 0.02 | 0.02 | 0.02 | 0.06 | 0.06 | 0.06 | 0.06 | 0.06 | 0.06
On-site Gas CHP | 0 | 0 | 0 | 0 | 0 | 0 | 0 | -0.06 | -0.06 | -0.06 | -0.06 | -0.06 | -0.06 | 0.14 | 0.26 | 0.16 | 0.22 | 0.22 | 0.22 | 0.22 | 0.22 | 0.22
On-site Diesel | 0 | 0 | 0 | 0 | 0 | 0 | 0 | 0 | 0.29 | 0.29 | 0.29 | 0.29 | 0.29 | 0.29 | 0.29 | 0.29 | 0.29 | 0.29 | 0.29 | 0.29 | 0.29 | 0.29
Difference between Baseline and TGR & Full BSUoS Reform (Alternative FES background)
| 2019 | 2020 | 2021 | 2022 | 2023 | 2024 | 2025 | 2026 | 2027 | 2028 | 2029 | 2030 | 2031 | 2032 | 2033 | 2034 | 2035 | 2036 | 2037 | 2038 | 2039 | 2040
CCGT | 0 | 0 | 0 | 0 | 0 | 0 | -1.365 | -1.365 | -0.865 | -0.365 | -0.865 | -1 | -1 | -1 | -1.5 | -1.5 | -1.5 | -1.5 | -1.061 | -1.061 | -1.061 | -0.561
Coal | 0 | 0 | 0 | 0 | 0 | 0 | 0 | 0 | 0 | 0 | 0 | 0 | 0 | 0 | 0 | 0 | 0 | 0 | 0 | 0 | 0 | 0
Biomass | 0 | 0 | 0 | 0 | 0 | 0 | 0 | 0 | 0 | 0 | 0 | 0 | 0 | 0 | 0 | 0 | 0 | 0 | 0 | 0 | 0 | 0
Nuclear | 0 | 0 | 0 | 0 | 0 | 0 | 0 | 0 | 0 | 0 | 0 | 0 | 0 | 0 | 0 | 0 | 0 | 0 | 0 | 0 | 0 | 0
Wind | 0 | 0 | 0 | 0 | 0 | 0 | 0 | 0 | 0 | 0 | 0 | 0 | 0 | 0 | 0 | 0 | 0 | 0 | 0 | 0 | 0 | 0
Other RES | 0 | 0 | 0 | 0 | 0 | 0 | 0 | 0 | 0 | 0 | 0 | 0 | 0 | 0 | 0 | 0 | 0 | 0 | 0 | 0 | 0 | 0
Storage | 0 | 0 | 0 | 0 | 0 | 0 | 0 | -0.1 | -0.3 | -0.3 | -0.3 | -0.3 | -0.3 | -0.3 | -0.3 | -0.6 | -1 | -1 | -1 | -1 | -1 | -1
Peaking | 0 | -0.017 | -0.1 | -0.1 | 0 | 0 | 0.17 | 0.17 | 0.17 | 0.17 | 0.47 | 0.47 | 0.47 | 0.47 | 0.57 | 0.57 | 0.57 | 0.57 | 0.73196 | 0.73196 | 0.73196 | 0.73196
Solar | 0 | 0 | 0 | 0 | 0 | 0 | 0 | 0 | 0 | 0 | 0 | 0 | 0 | 0 | 0 | 0 | 0 | 0 | 0 | 0 | 0 | 0
Interconnector | 0 | 0 | 0 | 0 | 0 | 0 | 0 | 0 | 0 | 0 | 0 | 0 | 0 | 0 | 0 | 0 | 0 | 0 | 0 | 0 | 0 | 0
CHP | 0 | 0 | 0 | 0 | 0 | 0 | 0 | 0 | 0 | 0 | 0 | 0 | 0 | 0 | 0 | 0 | 0 | 0.073257 | 0 | 0 | 0 | 0
On-site Gas Recip | 0 | 0 | 0 | 0 | 0 | 0 | 0 | 0 | 0 | 0 | 0 | 0 | 0 | 0 | 0 | 0 | 0 | 0 | 0 | 0 | 0 | 0
On-site Gas CHP | 0 | 0 | 0 | 0 | 0 | 0.08 | 0.24 | 0.18 | 0.16 | 0.16 | 0.16 | 0.24 | 0.26 | 0.26 | 0.26 | 0.26 | 0.26 | 0.26 | 0.26 | 0.26 | 0.26 | 0.26
On-site Diesel | 0 | 0 | 0 | 0 | 0 | 0 | 0 | 0.29 | 0.29 | 0.29 | 0.29 | 0.29 | 0.29 | 0.29 | 0.29 | 0.29 | 0.29 | 0.29 | 0 | 0 | 0 | 0
Difference between Baseline and Phased TGR and Full BSUoS Reform
| 2019 | 2020 | 2021 | 2022 | 2023 | 2024 | 2025 | 2026 | 2027 | 2028 | 2029 | 2030 | 2031 | 2032 | 2033 | 2034 | 2035 | 2036 | 2037 | 2038 | 2039 | 2040
CCGT | 0 | 0 | 0 | 0 | -0.5 | -0.5 | -0.5 | -0.5 | -0.5 | -1 | -1 | -1 | -1 | -1.5 | -1.5 | -1.5 | -1.5 | -2 | -2 | -2 | -2 | -2
Coal | 0 | 0 | 0 | 0 | 0 | 0.497 | 0 | 0 | 0 | 0 | 0 | 0 | 0 | 0 | 0 | 0 | 0 | 0 | 0 | 0 | 0 | 0
Biomass | 0 | 0 | 0 | 0 | 0 | 0 | 0 | 0 | 0 | 0 | 0 | 0 | 0 | 0 | 0 | 0 | 0 | 0 | 0 | 0 | 0 | 0
Nuclear | 0 | 0 | 0 | 0 | 0 | 0 | 0 | 0 | 0 | 0 | 0 | 0 | 0 | 0 | 0 | 0 | 0 | 0 | 0 | 0 | 0 | 0
Wind | 0 | 0 | 0 | 0 | 0 | 0 | 0 | 0 | 0 | 0 | 0 | 0 | 0 | 0 | 0 | 0 | 0 | 0 | 0 | 0 | 0 | 0
Other RES | 0 | 0 | 0 | 0 | 0 | 0 | 0 | 0 | 0 | 0 | 0 | 0 | 0 | 0 | 0 | 0 | 0 | 0 | 0 | 0 | 0 | 0
Storage | 0 | 0 | 0 | 0 | 0 | 0 | 0.2 | 0.2 | 0.2 | 0.2 | 0.2 | 0.2 | 0.2 | 0.2 | 0.2 | 0.2 | 0.2 | 0.2 | 0.2 | 0.2 | 0.2 | 0.2
Peaking | 0 | 0 | 0 | 0.1 | 0.1 | 0.1 | 0.1 | 0.1 | 0.1 | 0.1 | 0.5 | 0.5 | 0.5 | 0.5 | 0.5 | 0.5 | 0.9 | 0.9 | 0.8 | 0.8 | 1.1 | 1.1
Solar | 0 | 0 | 0 | 0 | 0 | 0 | 0 | 0 | 0 | 0 | 0 | 0 | 0 | 0 | 0 | 0 | 0 | 0 | 0 | 0 | 0 | 0
Interconnector | 0 | 0 | 0 | 0 | 0 | 0 | 0 | 0 | 0 | 0 | 0 | 0 | 0 | 0 | 0 | 0 | 0 | 0 | 0 | 0 | 0 | 0
CHP | 0 | 0 | 0 | 0 | 0 | 0 | 0 | 0 | 0 | 0 | 0 | 0 | 0 | 0 | 0 | 0 | 0 | 0 | 0 | 0 | 0 | 0
On-site Gas Recip | 0 | 0 | 0 | 0 | 0 | 0 | 0 | 0 | 0 | 0 | 0 | 0 | 0 | 0 | 0 | 0 | 0.02 | 0.02 | 0.02 | 0.02 | 0.04 | 0.04
On-site Gas CHP | 0 | 0 | 0 | 0 | 0 | 0 | 0 | 0.02 | 0.02 | 0.02 | 0.02 | 0.02 | 0.02 | 0.16 | 0.32 | 0.22 | 0.22 | 0.22 | 0.22 | 0.22 | 0.22 | 0.22
On-site Diesel | 0 | 0 | 0 | 0 | 0 | 0 | 0 | 0 | 0.29 | 0.29 | 0.29 | 0.29 | 0.29 | 0.29 | 0.29 | 0.29 | 0.29 | 0.29 | 0.29 | 0.29 | 0.29 | 0.29
Difference between TGR & Full BSUoS Reform and Phased TGR & Full BSUoS Reform
| 2019 | 2020 | 2021 | 2022 | 2023 | 2024 | 2025 | 2026 | 2027 | 2028 | 2029 | 2030 | 2031 | 2032 | 2033 | 2034 | 2035 | 2036 | 2037 | 2038 | 2039 | 2040
CCGT | 0 | 0 | 0 | 0 | 0 | 0 | 0 | 0 | 0 | 0 | -0.5 | 0.5 | 0 | 0 | 0 | 0 | 0 | 0 | 0 | 0 | 0 | 0
Coal | 0 | 0 | 0 | 0 | 0 | 0 | 0 | 0 | 0 | 0 | 0 | 0 | 0 | 0 | 0 | 0 | 0 | 0 | 0 | 0 | 0 | 0
Biomass | 0 | 0 | 0 | 0 | 0 | 0 | 0 | 0 | 0 | 0 | 0 | 0 | 0 | 0 | 0 | 0 | 0 | 0 | 0 | 0 | 0 | 0
Nuclear | 0 | 0 | 0 | 0 | 0 | 0 | 0 | 0 | 0 | 0 | 0 | 0 | 0 | 0 | 0 | 0 | 0 | 0 | 0 | 0 | 0 | 0
Wind | 0 | 0 | 0 | 0 | 0 | 0 | 0 | 0 | 0 | 0 | 0 | 0 | 0 | 0 | 0 | 0 | 0 | 0 | 0 | 0 | 0 | 0
Other RES | 0 | 0 | 0 | 0 | 0 | 0 | 0 | 0 | 0 | 0 | 0 | 0 | 0 | 0 | 0 | 0 | 0 | 0 | 0 | 0 | 0 | 0
Storage | 0 | 0 | 0 | 0 | 0 | 0 | 0.1 | 0.1 | 0.1 | 0.1 | 0.1 | 0.1 | 0.1 | 0.1 | 0.1 | 0.1 | 0.1 | 0.1 | 0.1 | 0.1 | 0.1 | 0.1
Peaking | 0 | 0.017 | 0.1 | 0.1 | 0 | 0 | 0 | 0 | 0 | 0 | -0.1 | -0.1 | -0.1 | -0.1 | -0.1 | -0.1 | -0.2 | -0.2 | -0.2 | -0.2 | 0.1 | 0.1
Solar | 0 | 0 | 0 | 0 | 0 | 0 | 0 | 0 | 0 | 0 | 0 | 0 | 0 | 0 | 0 | 0 | 0 | 0 | 0 | 0 | 0 | 0
Interconnector | 0 | 0 | 0 | 0 | 0 | 0 | 0 | 0 | 0 | 0 | 0 | 0 | 0 | 0 | 0 | 0 | 0 | 0 | 0 | 0 | 0 | 0
CHP | 0 | 0 | 0 | 0 | 0 | 0 | 0 | 0 | 0 | 0 | 0 | 0 | 0 | 0 | 0 | 0 | 0 | 0 | 0 | 0 | 0 | 0
On-site Gas Recip | 0 | 0 | 0 | 0 | 0 | 0 | 0 | 0 | 0 | 0 | -0.02 | -0.02 | -0.02 | -0.02 | -0.02 | -0.02 | -0.04 | -0.04 | -0.04 | -0.04 | -0.02 | -0.02
On-site Gas CHP | 0 | 0 | 0 | 0 | 0 | 0 | 0 | 0.08 | 0.08 | 0.08 | 0.08 | 0.08 | 0.08 | 0.02 | 0.06 | 0.06 | 0 | 0 | 0 | 0 | 0 | 0
On-site Diesel | 0 | 0 | 0 | 0 | 0 | 0 | 0 | 0 | 0 | 0 | 0 | 0 | 0 | 0 | 0 | 0 | 0 | 0 | 0 | 0 | 0 | 0
Difference between Baseline and TGR & Partial BSUoS Reform
| 2019 | 2020 | 2021 | 2022 | 2023 | 2024 | 2025 | 2026 | 2027 | 2028 | 2029 | 2030 | 2031 | 2032 | 2033 | 2034 | 2035 | 2036 | 2037 | 2038 | 2039 | 2040
CCGT | 0 | 0 | 0 | 0 | -0.5 | -0.5 | -0.5 | -0.5 | -0.5 | -1 | -0.5 | -1.5 | -1.5 | -2 | -1.5 | -2 | -2 | -2 | -2 | -2 | -2 | -2
Coal | 0 | 0 | 0 | 0 | 0 | 0.497 | 0 | 0 | 0 | 0 | 0 | 0 | 0 | 0 | 0 | 0 | 0 | 0 | 0 | 0 | 0 | 0
Biomass | 0 | 0 | 0 | 0 | 0 | 0 | 0 | 0 | 0 | 0 | 0 | 0 | 0 | 0 | 0 | 0 | 0 | 0 | 0 | 0 | 0 | 0
Nuclear | 0 | 0 | 0 | 0 | 0 | 0 | 0 | 0 | 0 | 0 | 0 | 0 | 0 | 0 | 0 | 0 | 0 | 0 | 0 | 0 | 0 | 0
Wind | 0 | 0 | 0 | 0 | 0 | 0 | 0 | 0 | 0 | 0 | 0 | 0 | 0 | 0 | 0 | 0 | 0 | 0 | 0 | 0 | 0 | 0
Other RES | 0 | 0 | 0 | 0 | 0 | 0 | 0 | 0 | 0 | 0 | 0 | 0 | 0 | 0 | 0 | 0 | 0 | 0 | 0 | 0 | 0 | 0
Storage | 0 | 0 | 0 | 0 | 0 | 0 | 0.4 | 0.4 | 0.4 | 0.4 | 0.4 | 0.4 | 0.4 | 0.4 | 0.4 | 0.4 | 0.4 | 0.4 | 0.4 | 0.4 | 0.4 | 0.4
Peaking | 0 | -0.017 | -0.1 | 0 | 0.1 | 0.1 | 0.1 | 0.1 | -0.003 | -0.003 | 0.797 | 0.913 | 0.913 | 0.913 | 0.913 | 0.913 | 1.113 | 1.113 | 1.013 | 1.013 | 1.013 | 1.013
Solar | 0 | 0 | 0 | 0 | 0 | 0 | 0 | 0 | 0 | 0 | 0 | 0 | 0 | 0 | 0 | 0 | 0 | 0 | 0 | 0 | 0 | 0
Interconnector | 0 | 0 | 0 | 0 | 0 | 0 | 0 | 0 | 0 | 0 | 0 | 0 | 0 | 0 | 0 | 0 | 0 | 0 | 0 | 0 | 0 | 0
CHP | 0 | 0 | 0 | 0 | 0 | 0 | 0 | 0 | 0 | 0 | 0 | 0 | 0 | 0 | 0 | 0 | 0 | 0 | 0 | 0 | 0 | 0
On-site Gas Recip | 0 | 0 | 0 | 0 | 0 | 0 | 0 | 0 | 0 | 0 | 0.02 | 0.02 | 0.02 | 0.02 | 0.02 | 0.02 | 0.02 | 0.02 | 0.02 | 0.02 | 0.02 | 0.02
On-site Gas CHP | 0 | 0 | 0 | 0 | 0 | 0 | 0 | 0 | 0 | 0 | 0 | 0 | 0 | 0.1 | 0.26 | 0.22 | 0.22 | 0.22 | 0.22 | 0.22 | 0.22 | 0.22
On-site Diesel | 0 | 0 | 0 | 0 | 0 | 0 | 0 | 0 | 0.29 | 0.29 | 0.29 | 0.29 | 0.29 | 0.29 | 0.29 | 0.29 | 0.29 | 0.29 | 0.29 | 0.29 | 0.29 | 0.29
Difference between Baseline and TGR & Partial BSUoS Reform (Alternative FES background)
| 2019 | 2020 | 2021 | 2022 | 2023 | 2024 | 2025 | 2026 | 2027 | 2028 | 2029 | 2030 | 2031 | 2032 | 2033 | 2034 | 2035 | 2036 | 2037 | 2038 | 2039 | 2040
CCGT | 0 | 0 | 0 | 0 | 0 | 0 | -0.825 | -0.825 | -0.825 | -0.825 | -0.825 | -1.5 | -2 | -2 | -2.5 | -2.5 | -2.5 | -2.5 | -2.111 | -2.11 | -2.05 | -2.05
Coal | 0 | 0 | 0 | 0 | 0 | 0 | 0 | 0 | 0 | 0 | 0 | 0 | 0 | 0 | 0 | 0 | 0 | 0 | 0 | 0 | 0 | 0
Biomass | 0 | 0 | 0 | 0 | 0 | 0 | 0 | 0 | 0 | 0 | 0 | 0 | 0 | 0 | 0 | 0 | 0 | 0 | 0 | 0 | 0 | 0
Nuclear | 0 | 0 | 0 | 0 | 0 | 0 | 0 | 0 | 0 | 0 | 0 | 0 | 0 | 0 | 0 | 0 | 0 | 0 | 0 | 0 | 0 | 0
Wind | 0 | 0 | 0 | 0 | 0 | 0 | 0 | 0 | 0 | 0 | 0 | 0 | 0 | 0 | 0 | 0 | 0 | 0 | 0 | 0 | 0 | 0
Other RES | 0 | 0 | 0 | 0 | 0 | 0 | 0 | 0 | 0 | 0 | 0 | 0 | 0 | 0 | 0 | 0 | 0 | 0 | 0 | 0 | 0 | 0
Storage | 0 | 0 | 0 | 0 | 0 | 0 | 0 | 0.2 | 0.2 | 0.2 | 0.2 | 0.2 | 0.2 | 0.2 | 0.2 | -0.1 | -0.5 | -0.5 | -0.5 | -0.5 | -0.5 | -0.5
Peaking | 0 | -0.017 | -0.1 | -0.1 | 0 | 0 | 0.17 | 0.17 | 0.17 | 0.27 | 0.97 | 1.17 | 1.17 | 1.57 | 1.57 | 1.57 | 1.57 | 1.57 | 1.732 | 1.732 | 1.715 | 1.715
Solar | 0 | 0 | 0 | 0 | 0 | 0 | 0 | 0 | 0 | 0 | 0 | 0 | 0 | 0 | 0 | 0 | 0 | 0 | 0 | 0 | 0 | 0
Interconnector | 0 | 0 | 0 | 0 | 0 | 0 | 0 | 0 | 0 | 0 | 0 | 0 | 0 | 0 | 0 | 0 | 0 | 0 | 0 | 0 | 0 | 0
CHP | 0 | 0 | 0 | 0 | 0 | 0 | 0 | 0 | 0 | 0 | 0 | 0 | 0 | 0 | 0 | 0 | 0 | 0.073257 | 0 | 0 | 0 | 0
On-site Gas Recip | 0 | 0 | 0 | 0 | 0 | 0 | 0 | 0 | 0 | 0 | 0.02 | 0.02 | 0.02 | 0.02 | 0.02 | 0.02 | 0.02 | 0.02 | 0.02 | 0.02 | 0.02 | 0.02
On-site Gas CHP | 0 | 0 | 0 | 0 | 0 | 0.1 | 0.16 | 0.18 | 0.18 | 0.18 | 0.18 | 0.2 | 0.2 | 0.2 | 0.2 | 0.2 | 0.2 | 0.2 | 0.2 | 0.2 | 0.2 | 0.2
On-site Diesel | 0 | 0 | 0 | 0 | 0 | 0 | 0 | 0.29 | 0.29 | 0.29 | 0.29 | 0.29 | 0.29 | 0.29 | 0.29 | 0.29 | 0.29 | 0.29 | 0 | 0 | 0 | 0

## Generation
Generation
Note | All values are given in TWh
Difference between Baseline and TGR & Full BSUoS Reform
| 2019 | 2020 | 2021 | 2022 | 2023 | 2024 | 2025 | 2026 | 2027 | 2028 | 2029 | 2030 | 2031 | 2032 | 2033 | 2034 | 2035 | 2036 | 2037 | 2038 | 2039 | 2040
CCGT | 0 | -0.23297 | 0.92394 | 1.0726 | 0.8399 | 0.88344 | 1.0381 | 0.99947 | 0.76077 | 0.73113 | 1.2388 | 0.9221 | 1.4333 | 0.32161 | 0.50326 | 0.98265 | 0.23769 | 0.44494 | 0.31396 | 0.25554 | -0.66834 | 0.18126
Coal | 0 | 0.42724 | -0.26332 | 0.055284 | -0.12718 | -0.026419 | -0.0025585 | 0 | 0 | 0 | 0 | 0 | 0 | 0 | 0 | 0 | 0 | 0 | 0 | 0 | 0 | 0
Biomass | 0 | -0.086391 | -0.027788 | 0.00032469 | -0.016975 | -0.038062 | -0.006887 | -0.039289 | -0.12661 | 0.040431 | -0.13489 | -0.1074 | -0.05166 | -0.27193 | -0.13666 | -0.051451 | -0.057414 | -0.014759 | -0.049746 | 0.050473 | 0.003003 | 0.048206
Nuclear | 0 | -0.018572 | -0.00031708 | 0.0056315 | 0 | 0 | 0 | 0 | 0 | 0 | 0 | 0.00041963 | 0.028095 | 0.0010474 | 0.014549 | 0.081095 | 0 | 0 | 0 | 0 | 0 | 0
Wind | 0 | -0.24106 | -0.06657 | -0.073544 | -0.10414 | 0.18773 | -0.012677 | -0.063058 | -0.20289 | -0.23284 | -0.38593 | -0.50022 | -0.30181 | -0.40708 | -0.63513 | -0.84317 | -1.4068 | -0.25055 | -0.095758 | -0.19935 | -0.24665 | -0.15105
Other RES | 0 | -0.0059644 | -0.030894 | -0.021692 | -0.046982 | -0.035752 | -0.029874 | -0.058631 | -0.072961 | -0.076684 | -0.50621 | -0.45261 | -0.61656 | -0.62004 | -0.66863 | -0.72052 | -0.69788 | -0.70353 | -0.58056 | -0.50354 | -0.49956 | -0.42895
Storage | 0 | 0.037821 | 0.041417 | 0.051973 | 0.049004 | 0.044843 | 0.018989 | 0.059404 | 0.059823 | 0.085628 | 0.063967 | 0.067379 | 0.071775 | 0.0919 | 0.10533 | 0.1253 | 0.12652 | 0.1174 | 0.10316 | 0.10815 | 0.13129 | 0.10867
Peaking | 0 | -0.086223 | -0.072035 | -0.14957 | -0.11771 | -0.063648 | -0.16243 | -0.090528 | -0.047249 | -0.050897 | 0.032731 | 0.043371 | 0.078884 | 0.068316 | 0.038592 | 0.01992 | 0.083156 | 0.2028 | 0.045566 | 0.22026 | 0.24948 | 0.18529
Solar | 0 | -0.0018029 | -0.00075125 | 0.00022866 | -0.0042756 | -2.1712e-05 | 0.0012909 | 5.0276e-05 | -0.0038174 | -0.0035507 | -0.0083373 | -0.0065158 | -0.00010179 | 5.7033e-06 | -0.00077359 | -0.0043631 | -0.001215 | -0.00095139 | 0.0031636 | -0.0006286 | -0.00016809 | 3.3138e-07
Interconnector | 0 | 0.11556 | -0.32285 | -0.89566 | -0.48217 | -0.85566 | -0.81536 | -0.093331 | -0.043702 | 0.033636 | -0.13716 | 0.31189 | -0.097466 | 0.028068 | -0.24976 | -0.066055 | 0.59224 | 0.14983 | 0.086036 | 0.45907 | -0.74725 | -0.27348
CHP | 0 | 0.094962 | -0.0041784 | -0.0041031 | 0.0094166 | -0.091324 | -0.0084086 | -0.39304 | -0.0084178 | 0.023526 | 0.14311 | 0.018603 | 0.079281 | 0.15446 | -0.087175 | -0.18876 | 0.42751 | 0.2339 | 0.33487 | 0.042024 | 0.32846 | 0.11384
On-site Gas Recip | 0 | -0.0024162 | -0.11086 | -0.041562 | 0.0011064 | -0.0051312 | -0.020172 | 0.0078484 | 0.0022982 | 0.015734 | 0.015237 | 0.021826 | 0.023678 | 0.028615 | 0.02709 | 0.03023 | 0.040622 | 0.053534 | 0.034547 | 0.042258 | 0.05548 | 0.052455
On-site Gas CHP | 0 | 0 | -0.065806 | 0 | 0 | 0 | 0 | -0.32893 | -0.31725 | -0.56612 | -0.32133 | -0.31883 | -0.64741 | 0.60548 | 1.0893 | 0.63512 | 0.65557 | -0.23261 | -0.19523 | -0.47384 | 1.3942 | 0.16334
On-site Diesel | 0 | -0.00020056 | -4.6747e-08 | -1.1527e-06 | 2.0482e-06 | -2.2858e-07 | -3.5352e-07 | 2.9626e-05 | 5.7464e-06 | 6.5083e-06 | 1.5225e-06 | 8.8123e-07 | 2.4024e-07 | 2.3175e-07 | 7.2392e-08 | 0 | 0 | 0 | 9.3125e-11 | 0 | 2.23e-05 | 0.00041893
Difference between Baseline and TGR & Full BSUoS Reform (Alternative FES background)
| 2019 | 2020 | 2021 | 2022 | 2023 | 2024 | 2025 | 2026 | 2027 | 2028 | 2029 | 2030 | 2031 | 2032 | 2033 | 2034 | 2035 | 2036 | 2037 | 2038 | 2039 | 2040
CCGT | 0 | 0.19556 | 0.87215 | 1.3068 | 1.6331 | 1.5832 | 1.4869 | 1.6771 | 2.3748 | 2.3041 | 2.3646 | 2.3527 | 2.012 | 2.4196 | 2.1927 | 1.5916 | 1.5838 | 1.5239 | 1.2722 | 0.88311 | 0.6689 | 0.82046
Coal | 0 | 0.36899 | 0.038604 | 0.091297 | -0.007441 | -0.0043198 | -0.0021401 | 0 | 0 | 0 | 0 | 0 | 0 | 0 | 0 | 0 | 0 | 0 | 0 | 0 | 0 | 0
Biomass | 0 | -0.04931 | -0.055443 | -0.054703 | -0.00040555 | 0.13106 | 0.018915 | 0.20492 | -0.14102 | 0.17602 | -0.052694 | 0.01455 | -0.096575 | -0.14197 | -0.068108 | -0.093173 | -0.09684 | -0.09102 | -0.12703 | 0.0097146 | -0.00057376 | 0.090003
Nuclear | 0 | -0.061277 | 0 | -0.00088023 | 0.0039565 | 0.01728 | -0.00025916 | -0.0034426 | -0.041625 | 0.0020259 | 0.0045175 | 0.10227 | 0.06046 | 0.086152 | 0.038417 | 0.037248 | 0 | 0 | 0 | 0 | 0 | 0
Wind | 0 | -0.28165 | -0.17665 | -0.058927 | 0.06957 | -0.095807 | -0.27936 | -0.25865 | -0.37535 | -0.35508 | -1.0069 | -1.0505 | -1.0795 | -0.78511 | -1.1737 | -1.2837 | -0.62087 | -1.5107 | -0.61116 | -0.55798 | -0.25284 | -0.57364
Other RES | 0 | -0.0096484 | -0.027419 | -0.037708 | -0.043374 | -0.062948 | -0.067738 | -0.11469 | -0.14142 | -0.16195 | -1.1057 | -1.2328 | -1.1883 | -1.2101 | -1.3165 | -1.2924 | -1.1785 | -1.1449 | -1.2038 | -1.0396 | -0.84178 | -0.74451
Storage | 0 | 0.053907 | 0.046789 | 0.058476 | 0.062575 | 0.068363 | 0.074566 | 0.10407 | 0.12316 | 0.146 | 0.15204 | 0.14565 | 0.14501 | 0.23233 | 0.21237 | 0.21298 | 0.18305 | 0.18607 | 0.16122 | 0.18334 | 0.17616 | 0.18235
Peaking | 0 | -0.035829 | -0.196 | -0.22474 | -0.26948 | -0.30088 | -0.25231 | -0.17707 | -0.26282 | -0.2758 | -0.23184 | -0.14789 | -0.16453 | -0.15371 | -0.10677 | -0.11802 | -0.10845 | -0.038668 | 0.043105 | 0.076542 | 0.082434 | -0.049846
Solar | 0 | -0.015033 | -0.00041599 | -0.0011272 | -0.0058292 | 0.0010885 | -0.0017879 | -0.008598 | -0.0048807 | 0.00079489 | -0.010698 | 0.014083 | -0.0040025 | -0.0072086 | -0.0081956 | -0.0049377 | -0.00098156 | -0.025758 | -0.016762 | -0.095797 | -0.18046 | -0.11946
Interconnector | 0 | -0.033751 | -0.61995 | -0.91289 | -1.2563 | -1.3958 | -1.9407 | -1.8421 | -1.915 | -1.6658 | -1.017 | -0.45789 | -0.4704 | -0.52901 | -0.88603 | -0.56756 | -0.67157 | 0.23037 | -0.26081 | -0.52386 | -0.207 | -0.394
CHP | 0 | -0.11149 | 0.24137 | 0.0011133 | -0.044578 | -0.073095 | -0.034959 | -0.078236 | -0.085261 | -0.0047908 | 0.10845 | 0.46739 | 0.41762 | 0.23233 | -0.45614 | 0.33455 | 0.28247 | 0.50749 | 0.38548 | 0.52722 | 0.53667 | 0.51095
On-site Gas Recip | 0 | -0.012634 | -0.12303 | -0.16671 | -0.14171 | -0.30671 | -0.31351 | -0.275 | -0.20648 | -0.16992 | -0.19734 | -0.16036 | -0.1292 | -0.088177 | -0.04221 | -0.030081 | -0.012128 | 0.0097095 | 0.0071245 | 0.012496 | 0.017372 | 0.00047209
On-site Gas CHP | 0 | -0.0074079 | 0 | 0 | 0 | 0.43858 | 1.3123 | 0.77164 | 0.67589 | 0.0043747 | 0.99282 | -0.047236 | 0.49742 | -0.055117 | 1.6142 | 1.2135 | 0.64003 | 0.35309 | 0.35035 | 0.52477 | 0.0012674 | 0.27757
On-site Diesel | 0 | -0.00043824 | -9.2403e-08 | -1.6178e-08 | -6.7772e-07 | -1.1336e-06 | 5.1855e-07 | 5.1831e-06 | 3.7953e-06 | 2.0277e-06 | 1.8795e-06 | 4.4485e-06 | 1.2854e-06 | 2.0057e-07 | 7.1112e-08 | 6.5177e-06 | 1.2315e-06 | 0.00050729 | 0 | 0 | 0 | 0
Difference between Baseline and Phased TGR and Full BSUoS Reform
| 2019 | 2020 | 2021 | 2022 | 2023 | 2024 | 2025 | 2026 | 2027 | 2028 | 2029 | 2030 | 2031 | 2032 | 2033 | 2034 | 2035 | 2036 | 2037 | 2038 | 2039 | 2040
CCGT | 0 | 0 | 0.28575 | 0.28314 | 0.54232 | 0.84053 | 0.93888 | 0.57212 | 0.58204 | 0.63003 | 0.49503 | 1.0551 | 1.2523 | 0.2224 | 0.39069 | 0.9343 | 0.27101 | 0.6343 | 0.23335 | 0.26177 | -0.18173 | -0.058777
Coal | 0 | 0 | -0.14778 | 0.22392 | -0.086263 | -0.011541 | -0.0023313 | 0 | 0 | 0 | 0 | 0 | 0 | 0 | 0 | 0 | 0 | 0 | 0 | 0 | 0 | 0
Biomass | 0 | 0 | -0.081235 | -0.078911 | -0.084213 | -0.041154 | -0.0017806 | -0.019612 | -0.13687 | 0.030702 | -0.13841 | -0.11721 | -0.07607 | -0.25723 | -0.12356 | -0.069453 | -0.060737 | -0.035216 | -0.03904 | 0.055759 | 0.0035853 | 0.04132
Nuclear | 0 | 0 | 0 | 0.0045784 | 0 | 0 | 0 | 0 | 0 | 0 | 0 | 0.00041963 | 0.027842 | 0.0010474 | 0.014068 | 0.084147 | 0 | 0 | 0 | 0 | 0 | 0
Wind | 0 | 0 | -0.074404 | -0.066925 | -0.11303 | 0.18293 | -0.0018521 | -0.12805 | -0.22154 | -0.23651 | -0.37248 | -0.55868 | -0.34678 | -0.41777 | -0.61224 | -0.86311 | -1.3331 | -0.20386 | -0.075472 | -0.16111 | -0.15233 | -0.15487
Other RES | 0 | 0 | -0.0060052 | -0.0084053 | -0.046314 | -0.035925 | -0.030858 | -0.051329 | -0.071514 | -0.078675 | -0.51484 | -0.43636 | -0.62739 | -0.62061 | -0.66587 | -0.72944 | -0.71317 | -0.70537 | -0.5889 | -0.50617 | -0.45307 | -0.43096
Storage | 0 | 0 | 0.042289 | 0.047743 | 0.053527 | 0.045643 | 0.016739 | 0.056602 | 0.058285 | 0.083468 | 0.054428 | 0.065519 | 0.065993 | 0.090483 | 0.1069 | 0.12265 | 0.11688 | 0.11374 | 0.10093 | 0.10764 | 0.11112 | 0.10706
Peaking | 0 | 0 | 0.046067 | -0.14889 | -0.15746 | -0.11575 | -0.18873 | -0.12451 | -0.063915 | -0.020703 | 0.012252 | -0.029034 | 0.079864 | 0.066088 | 0.0071724 | -0.031447 | 0.075876 | 0.096815 | 0.0033712 | 0.1607 | 0.23792 | 0.22259
Solar | 0 | 0 | 0 | 0.0035172 | -0.003671 | -0.00028622 | 0.0012911 | -0.00047379 | -0.0043006 | -0.0035343 | -0.011126 | -0.010592 | -0.00015857 | -0.00029371 | -0.00060688 | -0.0043576 | -0.0012175 | -0.00095139 | 0.0030877 | -0.0029694 | -3.0728e-05 | 3.3138e-07
Interconnector | 0 | 0 | -0.0021707 | -0.32307 | -0.11699 | -0.75331 | -0.70039 | -0.42025 | -0.24219 | -0.29592 | 0.21991 | -0.098084 | -0.56494 | 0.077979 | -0.26242 | -0.12013 | 0.39276 | 0.12995 | 0.26286 | 0.44363 | 0.017554 | -0.2333
CHP | 0 | 0 | 0.0018483 | 0.092955 | 0.011037 | -0.094768 | -0.0049481 | 0.0042158 | -0.0051212 | 0.024932 | 0.14607 | 0.019897 | 0.079262 | 0.15446 | -0.18595 | -0.19158 | 0.40017 | 0.18497 | 0.28157 | 0.093374 | 0.32339 | 0.11384
On-site Gas Recip | 0 | 0 | 0.0014473 | -0.029731 | 0.0010616 | -0.016371 | -0.026018 | 0.001643 | -0.0006346 | 0.012609 | 0.0020536 | 0.0027024 | 0.0075857 | 0.0086361 | 0.0084368 | 0.011305 | 0.01928 | 0.03166 | 0.024734 | 0.02987 | 0.04905 | 0.042781
On-site Gas CHP | 0 | 0 | -0.065806 | 0 | 0 | 0 | 0 | 0.10964 | 0.10575 | -0.14641 | 0.10711 | 0.10628 | 0.1025 | 0.6748 | 1.3234 | 0.8571 | 0.83226 | -0.24604 | -0.2065 | -0.4825 | 0.044512 | 0.3499
On-site Diesel | 0 | 0 | 0 | -9.4364e-07 | 4.0498e-06 | 2.9123e-06 | -3.3296e-07 | -8.5531e-07 | 5.0043e-06 | 6.0816e-06 | 2.284e-06 | 6.6347e-07 | 3.2805e-07 | 2.2944e-07 | 0 | 0 | 0 | 0 | 3.1313e-08 | 3.827e-07 | 2.2127e-05 | 0.00041025
Difference between TGR & Full BSUoS Reform and Phased TGR & Full BSUoS Reform
| 2019 | 2020 | 2021 | 2022 | 2023 | 2024 | 2025 | 2026 | 2027 | 2028 | 2029 | 2030 | 2031 | 2032 | 2033 | 2034 | 2035 | 2036 | 2037 | 2038 | 2039 | 2040
CCGT | 0 | 0.23297 | -0.63819 | -0.78949 | -0.29758 | -0.042907 | -0.099206 | -0.42735 | -0.17872 | -0.1011 | -0.74378 | 0.13304 | -0.181 | -0.099203 | -0.11256 | -0.04835 | 0.03332 | 0.18936 | -0.080605 | 0.0062266 | 0.48662 | -0.24004
Coal | 0 | -0.42724 | 0.11554 | 0.16863 | 0.04092 | 0.014878 | 0.00022715 | 0 | 0 | 0 | 0 | 0 | 0 | 0 | 0 | 0 | 0 | 0 | 0 | 0 | 0 | 0
Biomass | 0 | 0.086391 | -0.053447 | -0.079236 | -0.067237 | -0.0030923 | 0.0051064 | 0.019677 | -0.010262 | -0.0097286 | -0.0035216 | -0.009801 | -0.02441 | 0.014695 | 0.0131 | -0.018002 | -0.0033223 | -0.020457 | 0.010706 | 0.005286 | 0.00058229 | -0.0068858
Nuclear | 0 | 0.018572 | 0.00031708 | -0.0010531 | 0 | 0 | 0 | 0 | 0 | 0 | 0 | 0 | -0.00025329 | 0 | -0.00048113 | 0.0030523 | 0 | 0 | 0 | 0 | 0 | 0
Wind | 0 | 0.24106 | -0.007834 | 0.0066195 | -0.0088923 | -0.0048031 | 0.010824 | -0.064989 | -0.018649 | -0.0036711 | 0.013451 | -0.058456 | -0.044974 | -0.01069 | 0.02289 | -0.019936 | 0.073671 | 0.046692 | 0.020286 | 0.038241 | 0.094315 | -0.0038159
Other RES | 0 | 0.0059644 | 0.024888 | 0.013286 | 0.00066808 | -0.00017325 | -0.00098444 | 0.0073018 | 0.0014475 | -0.0019909 | -0.0086324 | 0.016247 | -0.010826 | -0.00056434 | 0.0027612 | -0.0089145 | -0.015292 | -0.0018431 | -0.0083377 | -0.0026309 | 0.046495 | -0.0020105
Storage | 0 | -0.037821 | 0.00087177 | -0.0042295 | 0.0045229 | 0.00079991 | -0.00225 | -0.0028017 | -0.0015377 | -0.0021601 | -0.0095389 | -0.0018599 | -0.0057816 | -0.0014172 | 0.0015709 | -0.0026478 | -0.0096331 | -0.0036649 | -0.0022265 | -0.00050887 | -0.020174 | -0.0016058
Peaking | 0 | 0.086223 | 0.1181 | 0.00068038 | -0.039755 | -0.052101 | -0.026304 | -0.033981 | -0.016666 | 0.030194 | -0.020479 | -0.072405 | 0.00098001 | -0.0022279 | -0.03142 | -0.051367 | -0.0072803 | -0.10598 | -0.042195 | -0.05956 | -0.01156 | 0.037295
Solar | 0 | 0.0018029 | 0.00075125 | 0.0032885 | 0.00060462 | -0.0002645 | 1.8137e-07 | -0.00052407 | -0.00048328 | 1.6452e-05 | -0.0027885 | -0.0040763 | -5.6782e-05 | -0.00029942 | 0.00016672 | 5.536e-06 | -2.4642e-06 | 0 | -7.5838e-05 | -0.0023408 | 0.00013736 | 0
Interconnector | 0 | -0.11556 | 0.32068 | 0.57259 | 0.36517 | 0.10234 | 0.11497 | -0.32692 | -0.19849 | -0.32956 | 0.35707 | -0.40997 | -0.46748 | 0.049911 | -0.012656 | -0.054071 | -0.19948 | -0.019878 | 0.17682 | -0.015442 | 0.76481 | 0.04018
CHP | 0 | -0.094962 | 0.0060267 | 0.097058 | 0.0016204 | -0.0034437 | 0.0034605 | 0.39725 | 0.0032966 | 0.0014058 | 0.0029596 | 0.0012935 | -1.9195e-05 | 0 | -0.098775 | -0.0028203 | -0.027338 | -0.048933 | -0.053295 | 0.051349 | -0.0050614 | 0
On-site Gas Recip | 0 | 0.0024162 | 0.11231 | 0.011831 | -4.485e-05 | -0.01124 | -0.0058453 | -0.0062054 | -0.0029328 | -0.0031257 | -0.013184 | -0.019124 | -0.016093 | -0.019979 | -0.018653 | -0.018925 | -0.021341 | -0.021874 | -0.0098133 | -0.012388 | -0.0064295 | -0.0096733
On-site Gas CHP | 0 | 0 | 0 | 0 | 0 | 0 | 0 | 0.43858 | 0.423 | 0.41971 | 0.42844 | 0.42511 | 0.74991 | 0.069327 | 0.23406 | 0.22197 | 0.17669 | -0.013424 | -0.011266 | -0.0086569 | -1.3497 | 0.18656
On-site Diesel | 0 | 0.00020056 | 4.6747e-08 | 2.0905e-07 | 2.0015e-06 | 3.1409e-06 | 2.0566e-08 | -3.0481e-05 | -7.4212e-07 | -4.2674e-07 | 7.6154e-07 | -2.1776e-07 | 8.7812e-08 | -2.3181e-09 | -7.2392e-08 | 0 | 0 | 0 | 3.122e-08 | 3.827e-07 | -1.731e-07 | -8.684e-06
Difference between Baseline and TGR & Partial BSUoS Reform
| 2019 | 2020 | 2021 | 2022 | 2023 | 2024 | 2025 | 2026 | 2027 | 2028 | 2029 | 2030 | 2031 | 2032 | 2033 | 2034 | 2035 | 2036 | 2037 | 2038 | 2039 | 2040
CCGT | 0 | -0.093768 | 0.34108 | 0.70924 | 0.38036 | 0.48449 | 0.50469 | 0.23529 | 0.019275 | 0.043468 | 0.37051 | -0.19484 | 0.23297 | -0.79649 | -0.571 | -0.15468 | -0.73108 | 0.24296 | -0.40263 | -0.31718 | -0.54194 | -0.39324
Coal | 0 | 0.26143 | -0.089407 | -0.070373 | -0.085024 | -0.0049531 | -0.0021843 | 0 | 0 | 0 | 0 | 0 | 0 | 0 | 0 | 0 | 0 | 0 | 0 | 0 | 0 | 0
Biomass | 0 | -0.014389 | 0.0084537 | -0.032618 | -0.036442 | -0.024454 | 0.036679 | 0.0066464 | -0.10151 | 0.066191 | -0.097563 | -0.10776 | 0.016476 | -0.078309 | -0.15729 | -0.026404 | 0.012476 | 0.025033 | -0.019923 | 0.054655 | 0.031583 | 0.071515
Nuclear | 0 | -0.0010521 | -0.00043066 | 0.0050266 | 0 | 0 | 0 | 0 | 0 | 0 | 0 | 0.00041963 | 0.033237 | 0.0010472 | -0.0071267 | 0.025064 | 0 | 0 | 0 | 0 | 0 | 0
Wind | 0 | -0.061143 | -0.031419 | -0.040336 | -0.066073 | 0.2363 | 0.065489 | 0.031858 | -0.059853 | -0.15618 | -0.040511 | -0.047337 | 0.18592 | -0.18117 | -0.43637 | -0.053156 | -0.43617 | 0.084108 | -0.043125 | -0.096336 | 0.016188 | 0.017261
Other RES | 0 | -0.004428 | -0.0087632 | -0.0067683 | -0.014106 | -0.021544 | -0.013305 | -0.029688 | -0.031609 | -0.03463 | -0.25018 | -0.3136 | -0.34475 | -0.24531 | -0.23817 | -0.26337 | -0.28406 | -0.25456 | -0.26246 | -0.19551 | -0.26642 | -0.26677
Storage | 0 | 0.019202 | 0.027366 | 0.035653 | 0.031314 | 0.024009 | -0.010828 | 0.025913 | 0.022348 | 0.044313 | 0.024682 | 0.013733 | 0.033211 | 0.040494 | 0.058719 | 0.061161 | 0.0629 | 0.069398 | 0.069483 | 0.052966 | 0.042975 | 0.04487
Peaking | 0 | -0.036661 | 0.043005 | -0.1517 | -0.092965 | -0.08301 | -0.11047 | -0.083414 | -0.042717 | 0.062229 | 0.20403 | 0.33799 | 0.41325 | 0.35479 | 0.2937 | 0.30892 | 0.30742 | 0.37142 | 0.09949 | 0.23377 | 0.25983 | 0.21113
Solar | 0 | -0.0016871 | -0.00016098 | 0.000196 | -0.00031403 | -0.0010799 | 0.0011713 | -0.00048574 | -0.0013893 | -0.0046289 | -0.0018056 | -0.0043274 | 0.0027193 | -0.00012019 | -0.0016 | -0.0049876 | -0.0011377 | -0.00051047 | 0.00038024 | -0.00061036 | 4.838e-08 | 3.8066e-07
Interconnector | 0 | -0.087679 | -0.21962 | -0.49919 | -0.29029 | -0.50925 | -0.45971 | 0.29817 | 0.19806 | -0.072978 | 0.042159 | 0.26761 | 0.51017 | 0.46227 | -0.75738 | -0.71401 | -0.058695 | 0.056191 | -0.37308 | -0.31584 | -0.014342 | 0.027427
CHP | 0 | 0.010839 | -0.0041784 | 0.09142 | 0.17311 | -0.090369 | 0.0032644 | -0.48774 | -0.0025099 | 0.025232 | 0.012948 | 0.01888 | 0.071471 | 0.1586 | 0.70397 | -0.082935 | 0.43867 | -0.00062241 | 0.17727 | 0.068479 | 0.38053 | 0.08963
On-site Gas Recip | 0 | 0.0094552 | -0.065922 | -0.04063 | 0.00042728 | -0.010138 | -0.01479 | 0.0034234 | -5.92e-05 | 0.026983 | 0.015782 | 0.029243 | 0.036478 | 0.038277 | 0.033273 | 0.040016 | 0.042639 | 0.039771 | 0.019429 | 0.030939 | 0.043709 | 0.038876
On-site Gas CHP | 0 | 0 | 0 | 0 | 0 | 0 | 0 | 0 | 0 | 0 | -0.28006 | 0 | -1.1912 | 0.24591 | 1.0793 | 0.86437 | 0.64705 | -0.63318 | 0.73517 | 0.48467 | 0.047861 | 0.15891
On-site Diesel | 0 | -0.00014271 | 0 | -6.0069e-07 | 4.5873e-06 | 1.7167e-06 | -1.6223e-06 | 2.8723e-05 | 4.3552e-06 | 4.5809e-06 | 3.415e-07 | 4.794e-07 | 3.3867e-07 | 2.2385e-07 | 0 | 0 | 0 | 0 | 5.1032e-08 | 0 | 2.2137e-05 | 0.00039294
Difference between Baseline and TGR & Partial BSUoS Reform (Alternative FES background)
| 2019 | 2020 | 2021 | 2022 | 2023 | 2024 | 2025 | 2026 | 2027 | 2028 | 2029 | 2030 | 2031 | 2032 | 2033 | 2034 | 2035 | 2036 | 2037 | 2038 | 2039 | 2040
CCGT | 0 | 0.018482 | 0.68757 | 0.77989 | 0.884 | 0.81335 | 0.8437 | 0.68832 | 1.1585 | 0.70406 | 0.90328 | 0.3992 | -0.3481 | 0.045119 | -0.19701 | -0.35909 | 0.1042 | 0.14508 | 0.21278 | -0.32627 | -0.45051 | -0.089311
Coal | 0 | 0.27371 | -0.2794 | 0.090167 | -0.0045609 | 0.00085045 | 0.00058275 | 0 | 0 | 0 | 0 | 0 | 0 | 0 | 0 | 0 | 0 | 0 | 0 | 0 | 0 | 0
Biomass | 0 | -0.028286 | -0.026625 | -0.0034764 | -0.045601 | 0.078421 | -0.025209 | 0.19996 | -0.14206 | 0.21085 | 0.097229 | -0.016452 | -0.077338 | -0.0034147 | 0.0020563 | -0.040826 | 0.0055747 | -0.0026155 | -0.1286 | 0.011338 | 0.010524 | 0.073852
Nuclear | 0 | -0.029723 | 0 | -0.00088023 | -0.0011137 | 0.015128 | -0.00078411 | -0.0064017 | -0.017924 | -0.043099 | 0.032152 | 0.047309 | 0.054093 | 0.035544 | -0.018808 | -0.0099865 | 0 | 0 | 0 | 0 | 0 | 0
Wind | 0 | -0.1683 | -0.090772 | -0.0044559 | 0.13958 | -0.06194 | -0.16631 | -0.13883 | -0.27535 | -0.27164 | -0.29987 | -0.5405 | -0.24677 | -0.31947 | -0.43604 | -0.55184 | -0.014292 | -0.31596 | -0.21457 | -0.35334 | -0.45049 | -0.32238
Other RES | 0 | -0.0055212 | -0.015632 | -0.01473 | -0.018317 | -0.03607 | -0.039212 | -0.058801 | -0.077097 | -0.096638 | -0.61644 | -0.61786 | -0.55746 | -0.47211 | -0.40437 | -0.35689 | -0.47139 | -0.41437 | -0.4243 | -0.3272 | -0.40073 | -0.28343
Storage | 0 | 0.031621 | 0.029566 | 0.035011 | 0.031647 | 0.040279 | 0.034016 | 0.061842 | 0.06394 | 0.083764 | 0.096688 | 0.073934 | 0.069219 | 0.13283 | 0.11413 | 0.10346 | 0.082744 | 0.081516 | 0.061038 | 0.090272 | 0.094621 | 0.073658
Peaking | 0 | 0.007657 | -0.068792 | -0.2021 | -0.19326 | -0.20844 | -0.20943 | -0.16771 | -0.24446 | -0.11588 | 0.077309 | 0.32785 | 0.29863 | 0.47021 | 0.40322 | 0.37993 | 0.17185 | 0.22283 | 0.26177 | 0.27395 | 0.2947 | 0.20019
Solar | 0 | -0.013556 | 7.1241e-05 | 0.00092613 | -0.0030519 | 0.0022143 | -0.0018207 | -0.0086465 | -0.0024042 | -0.0061869 | -0.0053382 | -0.0016222 | -0.00078275 | 0.0017263 | 0.00013773 | -0.0029822 | 0.0070079 | -0.0042682 | -0.0045051 | -0.064296 | -0.079469 | -0.028141
Interconnector | 0 | -0.06378 | -0.38693 | -0.53696 | -0.73902 | -0.87504 | -1.0076 | -1.4232 | -1.2115 | -1.0428 | -1.346 | -1.1153 | -0.32622 | -0.45435 | -0.27714 | -0.55261 | -0.61441 | -0.25676 | 0.010692 | -0.2633 | 0.30928 | 0.1602
CHP | 0 | -0.0067801 | 0.23641 | 0.0014452 | 0.062125 | -0.072213 | -0.038094 | 0.13015 | -0.031536 | -0.010796 | 0.089155 | 0.41284 | 0.38302 | 0.83404 | 0.16169 | 0.19635 | 0.1737 | 0.51856 | 0.34475 | 0.33135 | 0.4195 | 0.25365
On-site Gas Recip | 0 | -0.0076043 | -0.085461 | -0.14482 | -0.11244 | -0.24477 | -0.26274 | -0.23189 | -0.16127 | -0.1126 | -0.11824 | -0.067612 | -0.061936 | -0.014173 | -0.0018493 | 0.010396 | 0.0088302 | 0.032459 | 0.027418 | 0.031297 | 0.039611 | 0.017894
On-site Gas CHP | 0 | -0.0074079 | 0 | 0 | 0 | 0.54822 | 0.8729 | 0.95519 | 0.9411 | 0.70099 | 1.0901 | 1.0983 | 0.81366 | -0.25595 | 0.65398 | 1.1841 | 0.54618 | -0.0068953 | -0.14646 | 0.59617 | 0.21313 | -0.055968
On-site Diesel | 0 | -0.00051948 | -7.995e-08 | -8.5515e-09 | 1.5288e-06 | -4.2161e-07 | -3.6847e-07 | 2.0545e-06 | 3.8782e-06 | 1.2895e-06 | 5.1982e-07 | 5.2474e-06 | 1.9363e-06 | 3.1751e-07 | 1.199e-05 | 6.5034e-06 | 6.6134e-06 | 0.0004086 | 0 | 0 | 0 | 0

## Carbon
CO2 emissions
Note | All values are given in millions of tonnes
Difference between Baseline and TGR & Full BSUoS Reform
| 2019 | 2020 | 2021 | 2022 | 2023 | 2024 | 2025 | 2026 | 2027 | 2028 | 2029 | 2030 | 2031 | 2032 | 2033 | 2034 | 2035 | 2036 | 2037 | 2038 | 2039 | 2040
CCGT | 0 | -0.084827 | 0.36127 | 0.39684 | 0.33211 | 0.34068 | 0.41635 | 0.39884 | 0.28618 | 0.29519 | 0.45762 | 0.34842 | 0.52437 | 0.14876 | 0.18388 | 0.3939 | 0.12223 | 0.22389 | 0.16127 | 0.12209 | -0.20228 | 0.024979
Coal | 0.047213 | 0.35828 | -0.22513 | 0.047688 | -0.10634 | -0.022073 | -0.0020972 | 0 | 0 | 0 | 0 | 0 | 0 | 0 | 0 | 0 | 0 | 0 | 0 | 0 | 0 | 0
Biomass | 0 | 0 | 0 | 0 | 0 | 0 | 0 | 0 | 0 | 0 | 0 | 0 | 0 | 0 | 0 | 0 | 0 | 0 | 0 | 0 | 0 | 0
Nuclear | 0 | 0 | 0 | 0 | 0 | 0 | 0 | 0 | 0 | 0 | 0 | 0 | 0 | 0 | 0 | 0 | 0 | 0 | 0 | 0 | 0 | 0
Wind | 0 | 0 | 0 | 0 | 0 | 0 | 0 | 0 | 0 | 0 | 0 | 0 | 0 | 0 | 0 | 0 | 0 | 0 | 0 | 0 | 0 | 0
Other RES | 0.00015802 | -0.001181 | -0.0077828 | -0.0052518 | -0.011126 | -0.0071979 | -0.006178 | -0.011188 | -0.011649 | -0.011064 | -0.11645 | -0.104 | -0.1409 | -0.14231 | -0.16317 | -0.17404 | -0.16739 | -0.1685 | -0.13833 | -0.12012 | -0.1192 | -0.10255
Storage | 0 | 0 | 0 | 0 | 0 | 0 | 0 | 0 | 0 | 0 | 0 | 0 | 0 | 0 | 0 | 0 | 0 | 0 | 0 | 0 | 0 | 0
Peaking | 0.0013938 | -0.040925 | -0.031462 | -0.071029 | -0.058268 | -0.031614 | -0.080449 | -0.044829 | -0.023116 | -0.024874 | 0.015833 | 0.020786 | 0.038519 | 0.033528 | 0.01861 | 0.0094206 | 0.040141 | 0.099694 | 0.021655 | 0.10844 | 0.12312 | 0.091579
Solar | 0 | 0 | 0 | 0 | 0 | 0 | 0 | 0 | 0 | 0 | 0 | 0 | 0 | 0 | 0 | 0 | 0 | 0 | 0 | 0 | 0 | 0
Interconnector | 0 | 0 | 0 | 0 | 0 | 0 | 0 | 0 | 0 | 0 | 0 | 0 | 0 | 0 | 0 | 0 | 0 | 0 | 0 | 0 | 0 | 0
CHP | 0.042458 | 0.051623 | -0.00018331 | -0.00033615 | 0.00070326 | -0.0001139 | -0.0004163 | -0.074608 | -0.0015771 | 0.0046614 | 0.032357 | 0.0038757 | 0.011124 | 0.024754 | -0.034544 | -0.059953 | 0.05237 | 0.031723 | 0.057263 | 0.0065972 | 0.059553 | 0.010366
On-site Gas Recip | 0.0036979 | -0.0011187 | -0.052045 | -0.019524 | 0.00052173 | -0.0024289 | -0.0094428 | 0.0036525 | 0.0010729 | 0.007361 | 0.0072098 | 0.01012 | 0.011014 | 0.013343 | 0.012661 | 0.014136 | 0.01893 | 0.024992 | 0.016105 | 0.019697 | 0.025947 | 0.024597
On-site Gas CHP | 0 | 0 | -0.030081 | 0 | 0 | 0 | 0 | -0.069509 | -0.067054 | -0.11993 | -0.067973 | -0.067469 | -0.13727 | 0.12762 | 0.22975 | 0.13398 | 0.13806 | -0.050454 | -0.04242 | -0.10149 | 0.29529 | 0.034206
On-site Diesel | -4.0534e-05 | -0.00011531 | -3.2852e-08 | -8.1007e-07 | 1.4394e-06 | -1.6064e-07 | -2.1178e-07 | 2.048e-05 | 4.0383e-06 | 4.5738e-06 | 1.07e-06 | 6.1929e-07 | 1.6883e-07 | 1.6287e-07 | 5.0875e-08 | 0 | 0 | 0 | 6.5445e-11 | 0 | 1.5672e-05 | 0.00029441
Total | 0 | 0.28173 | 0.014581 | 0.34839 | 0.1576 | 0.27725 | 0.31777 | 0.20238 | 0.18387 | 0.15135 | 0.3286 | 0.21173 | 0.30687 | 0.2057 | 0.24719 | 0.31745 | 0.20434 | 0.16135 | 0.075541 | 0.035211 | 0.18246 | 0.083467
Difference between Baseline and TGR & Full BSUoS Reform (Alternative FES background)
| 2019 | 2020 | 2021 | 2022 | 2023 | 2024 | 2025 | 2026 | 2027 | 2028 | 2029 | 2030 | 2031 | 2032 | 2033 | 2034 | 2035 | 2036 | 2037 | 2038 | 2039 | 2040
CCGT | 0 | 0.073027 | 0.32692 | 0.49483 | 0.59538 | 0.59993 | 0.55206 | 0.60024 | 0.82585 | 0.78414 | 0.81893 | 0.87895 | 0.74012 | 0.88767 | 0.82724 | 0.56837 | 0.58575 | 0.57215 | 0.47103 | 0.3327 | 0.24511 | 0.29717
Coal | 0.047213 | 0.30963 | 0.033339 | 0.077098 | -0.006195 | -0.0035288 | -0.0017319 | 0 | 0 | 0 | 0 | 0 | 0 | 0 | 0 | 0 | 0 | 0 | 0 | 0 | 0 | 0
Biomass | 0 | 0 | 0 | 0 | 0 | 0 | 0 | 0 | 0 | 0 | 0 | 0 | 0 | 0 | 0 | 0 | 0 | 0 | 0 | 0 | 0 | 0
Nuclear | 0 | 0 | 0 | 0 | 0 | 0 | 0 | 0 | 0 | 0 | 0 | 0 | 0 | 0 | 0 | 0 | 0 | 0 | 0 | 0 | 0 | 0
Wind | 0 | 0 | 0 | 0 | 0 | 0 | 0 | 0 | 0 | 0 | 0 | 0 | 0 | 0 | 0 | 0 | 0 | 0 | 0 | 0 | 0 | 0
Other RES | 0.00015802 | -0.0021557 | -0.0060922 | -0.0080543 | -0.0086763 | -0.011839 | -0.012479 | -0.020636 | -0.026754 | -0.029071 | -0.25819 | -0.28631 | -0.27625 | -0.28142 | -0.3197 | -0.31259 | -0.28522 | -0.27771 | -0.29234 | -0.25224 | -0.20413 | -0.18128
Storage | 0 | 0 | 0 | 0 | 0 | 0 | 0 | 0 | 0 | 0 | 0 | 0 | 0 | 0 | 0 | 0 | 0 | 0 | 0 | 0 | 0 | 0
Peaking | 0.0013938 | -0.014606 | -0.093434 | -0.10592 | -0.13403 | -0.14959 | -0.12493 | -0.0875 | -0.12997 | -0.13654 | -0.11504 | -0.073412 | -0.082092 | -0.076298 | -0.053282 | -0.05854 | -0.054058 | -0.019335 | 0.021185 | 0.03775 | 0.040951 | -0.024404
Solar | 0 | 0 | 0 | 0 | 0 | 0 | 0 | 0 | 0 | 0 | 0 | 0 | 0 | 0 | 0 | 0 | 0 | 0 | 0 | 0 | 0 | 0
Interconnector | 0 | 0 | 0 | 0 | 0 | 0 | 0 | 0 | 0 | 0 | 0 | 0 | 0 | 0 | 0 | 0 | 0 | 0 | 0 | 0 | 0 | 0
CHP | 0.042458 | 0.0095618 | 0.00051643 | 0.00020619 | -0.02554 | -0.0064509 | 0.0064028 | 0.00035305 | -0.020104 | -0.0030058 | 0.023198 | 0.099051 | 0.091459 | 0.040622 | -0.13546 | 0.062594 | 0.051329 | 0.073645 | 0.053686 | 0.06579 | 0.068756 | 0.062287
On-site Gas Recip | 0.0036979 | -0.0059171 | -0.057719 | -0.078205 | -0.066417 | -0.14381 | -0.14715 | -0.12902 | -0.096845 | -0.079606 | -0.092534 | -0.075228 | -0.060626 | -0.041351 | -0.019841 | -0.014119 | -0.0056672 | 0.0045306 | 0.0033207 | 0.0058595 | 0.0081008 | 0.00028768
On-site Gas CHP | 0 | -0.0033863 | 0 | 0 | 0 | 0.092678 | 0.27735 | 0.16298 | 0.14284 | 0.00030948 | 0.21027 | -0.010968 | 0.10468 | -0.012542 | 0.34205 | 0.25725 | 0.13554 | 0.07469 | 0.074184 | 0.11129 | 0.00015013 | 0.058837
On-site Diesel | -4.0534e-05 | -0.00034247 | -6.4938e-08 | -1.1369e-08 | -4.7627e-07 | -7.9665e-07 | 3.6442e-07 | 3.6425e-06 | 2.6672e-06 | 1.425e-06 | 1.3209e-06 | 3.1262e-06 | 9.0331e-07 | 1.4096e-07 | 4.9975e-08 | 4.5804e-06 | 8.6544e-07 | 0.00035651 | 0 | 0 | 0 | 0
Total | 0 | 0.36581 | 0.20353 | 0.37996 | 0.35452 | 0.37739 | 0.54953 | 0.52643 | 0.69502 | 0.53623 | 0.58664 | 0.53209 | 0.51729 | 0.51668 | 0.64101 | 0.50296 | 0.42768 | 0.42833 | 0.33106 | 0.30115 | 0.15894 | 0.21289
Difference between Baseline and Phased TGR and Full BSUoS Reform
| 2019 | 2020 | 2021 | 2022 | 2023 | 2024 | 2025 | 2026 | 2027 | 2028 | 2029 | 2030 | 2031 | 2032 | 2033 | 2034 | 2035 | 2036 | 2037 | 2038 | 2039 | 2040
CCGT | 0 | 0 | 0.12029 | 0.1056 | 0.23027 | 0.32793 | 0.37481 | 0.23684 | 0.21236 | 0.2579 | 0.19989 | 0.40106 | 0.46319 | 0.11105 | 0.14191 | 0.35809 | 0.14018 | 0.29178 | 0.13644 | 0.1273 | -0.054496 | -0.011037
Coal | 0.047213 | 0.047213 | -0.12718 | 0.18949 | -0.072325 | -0.0096775 | -0.0019088 | 0 | 0 | 0 | 0 | 0 | 0 | 0 | 0 | 0 | 0 | 0 | 0 | 0 | 0 | 0
Biomass | 0 | 0 | 0 | 0 | 0 | 0 | 0 | 0 | 0 | 0 | 0 | 0 | 0 | 0 | 0 | 0 | 0 | 0 | 0 | 0 | 0 | 0
Nuclear | 0 | 0 | 0 | 0 | 0 | 0 | 0 | 0 | 0 | 0 | 0 | 0 | 0 | 0 | 0 | 0 | 0 | 0 | 0 | 0 | 0 | 0
Wind | 0 | 0 | 0 | 0 | 0 | 0 | 0 | 0 | 0 | 0 | 0 | 0 | 0 | 0 | 0 | 0 | 0 | 0 | 0 | 0 | 0 | 0
Other RES | 0.00015802 | 0.00015802 | -0.0015184 | -0.0019005 | -0.01069 | -0.0072828 | -0.006457 | -0.010265 | -0.011327 | -0.01129 | -0.11866 | -0.10011 | -0.14398 | -0.14248 | -0.16255 | -0.17625 | -0.171 | -0.16893 | -0.14034 | -0.12075 | -0.10802 | -0.10276
Storage | 0 | 0 | 0 | 0 | 0 | 0 | 0 | 0 | 0 | 0 | 0 | 0 | 0 | 0 | 0 | 0 | 0 | 0 | 0 | 0 | 0 | 0
Peaking | 0.0013938 | 0.0013938 | 0.023811 | -0.073447 | -0.077811 | -0.057261 | -0.093535 | -0.061488 | -0.03131 | -0.0096867 | 0.0060461 | -0.015124 | 0.039131 | 0.032643 | 0.0031198 | -0.015878 | 0.036681 | 0.04751 | 0.00085399 | 0.078993 | 0.1172 | 0.11002
Solar | 0 | 0 | 0 | 0 | 0 | 0 | 0 | 0 | 0 | 0 | 0 | 0 | 0 | 0 | 0 | 0 | 0 | 0 | 0 | 0 | 0 | 0
Interconnector | 0 | 0 | 0 | 0 | 0 | 0 | 0 | 0 | 0 | 0 | 0 | 0 | 0 | 0 | 0 | 0 | 0 | 0 | 0 | 0 | 0 | 0
CHP | 0.042458 | 0.042458 | 0.00033312 | 0.00029021 | 0.00099531 | -0.00048578 | -0.0001328 | 0.00086225 | -0.0011436 | 0.0048297 | 0.0325 | 0.0039132 | 0.011055 | 0.024754 | -0.057731 | -0.060461 | 0.047443 | 0.022904 | 0.047658 | 0.0072522 | 0.058951 | 0.010366
On-site Gas Recip | 0.0036979 | 0.0036979 | 0.00067232 | -0.013942 | 0.00053201 | -0.0076826 | -0.012161 | 0.00075576 | -0.00028658 | 0.0059169 | 0.0010438 | 0.0012721 | 0.0035419 | 0.0040382 | 0.0039294 | 0.0053043 | 0.0089644 | 0.014822 | 0.011546 | 0.013904 | 0.022932 | 0.020068
On-site Gas CHP | 0 | 0 | -0.030081 | 0 | 0 | 0 | 0 | 0.02317 | 0.022351 | -0.031186 | 0.022658 | 0.02249 | 0.021696 | 0.14244 | 0.27933 | 0.18102 | 0.17584 | -0.053042 | -0.044552 | -0.10307 | 0.0089335 | 0.073993
On-site Diesel | -4.0534e-05 | -4.0534e-05 | 0 | -6.6316e-07 | 2.846e-06 | 2.0467e-06 | -2.0819e-07 | -6.0108e-07 | 3.5168e-06 | 4.2739e-06 | 1.6051e-06 | 4.6626e-07 | 2.3054e-07 | 1.6124e-07 | 0 | 0 | 0 | 0 | 2.2006e-08 | 2.6895e-07 | 1.555e-05 | 0.00028831
Total | 0 | 0 | -0.013674 | 0.20609 | 0.070971 | 0.24554 | 0.26061 | 0.18987 | 0.19065 | 0.21649 | 0.14347 | 0.3135 | 0.39463 | 0.17244 | 0.208 | 0.29183 | 0.2381 | 0.15504 | 0.011611 | 0.0036347 | 0.045522 | 0.10094
Difference between TGR & Full BSUoS Reform and Phased TGR & Full BSUoS Reform
| 2019 | 2020 | 2021 | 2022 | 2023 | 2024 | 2025 | 2026 | 2027 | 2028 | 2029 | 2030 | 2031 | 2032 | 2033 | 2034 | 2035 | 2036 | 2037 | 2038 | 2039 | 2040
CCGT | 0 | 0.084827 | -0.24098 | -0.29124 | -0.10184 | -0.012751 | -0.041545 | -0.162 | -0.073827 | -0.037287 | -0.25773 | 0.052638 | -0.061188 | -0.037707 | -0.04197 | -0.035806 | 0.017942 | 0.067887 | -0.024822 | 0.0052158 | 0.14778 | -0.036016
Coal | 0 | -0.31106 | 0.097951 | 0.1418 | 0.034016 | 0.012396 | 0.00018847 | 0 | 0 | 0 | 0 | 0 | 0 | 0 | 0 | 0 | 0 | 0 | 0 | 0 | 0 | 0
Biomass | 0 | 0 | 0 | 0 | 0 | 0 | 0 | 0 | 0 | 0 | 0 | 0 | 0 | 0 | 0 | 0 | 0 | 0 | 0 | 0 | 0 | 0
Nuclear | 0 | 0 | 0 | 0 | 0 | 0 | 0 | 0 | 0 | 0 | 0 | 0 | 0 | 0 | 0 | 0 | 0 | 0 | 0 | 0 | 0 | 0
Wind | 0 | 0 | 0 | 0 | 0 | 0 | 0 | 0 | 0 | 0 | 0 | 0 | 0 | 0 | 0 | 0 | 0 | 0 | 0 | 0 | 0 | 0
Other RES | 0 | 0.001339 | 0.0062643 | 0.0033513 | 0.00043557 | -8.4884e-05 | -0.00027908 | 0.00092316 | 0.00032169 | -0.00022633 | -0.0022157 | 0.003891 | -0.0030883 | -0.00017014 | 0.0006182 | -0.0022177 | -0.0036062 | -0.00043132 | -0.0020117 | -0.00062187 | 0.011182 | -0.00020359
Storage | 0 | 0 | 0 | 0 | 0 | 0 | 0 | 0 | 0 | 0 | 0 | 0 | 0 | 0 | 0 | 0 | 0 | 0 | 0 | 0 | 0 | 0
Peaking | 0 | 0.042319 | 0.055273 | -0.0024176 | -0.019544 | -0.025647 | -0.013087 | -0.016659 | -0.0081938 | 0.015188 | -0.0097874 | -0.03591 | 0.00061183 | -0.00088562 | -0.01549 | -0.025299 | -0.0034599 | -0.052184 | -0.020801 | -0.029451 | -0.0059222 | 0.018437
Solar | 0 | 0 | 0 | 0 | 0 | 0 | 0 | 0 | 0 | 0 | 0 | 0 | 0 | 0 | 0 | 0 | 0 | 0 | 0 | 0 | 0 | 0
Interconnector | 0 | 0 | 0 | 0 | 0 | 0 | 0 | 0 | 0 | 0 | 0 | 0 | 0 | 0 | 0 | 0 | 0 | 0 | 0 | 0 | 0 | 0
CHP | 0 | -0.009165 | 0.00051643 | 0.00062637 | 0.00029205 | -0.00037188 | 0.00028351 | 0.075471 | 0.00043353 | 0.00016826 | 0.00014301 | 3.7465e-05 | -6.9284e-05 | 0 | -0.023187 | -0.0005083 | -0.0049271 | -0.0088191 | -0.0096053 | 0.00065493 | -0.00060112 | 0
On-site Gas Recip | 0 | 0.0048166 | 0.052717 | 0.0055819 | 1.0279e-05 | -0.0052537 | -0.0027186 | -0.0028967 | -0.0013595 | -0.0014442 | -0.006166 | -0.0088479 | -0.007472 | -0.0093051 | -0.0087311 | -0.0088317 | -0.0099656 | -0.01017 | -0.0045585 | -0.0057933 | -0.0030152 | -0.0045295
On-site Gas CHP | 0 | 0 | 0 | 0 | 0 | 0 | 0 | 0.092678 | 0.089405 | 0.088743 | 0.09063 | 0.089958 | 0.15896 | 0.014816 | 0.049577 | 0.047035 | 0.037785 | -0.0025888 | -0.0021327 | -0.0015806 | -0.28636 | 0.039787
On-site Diesel | 0 | 7.4772e-05 | 3.2852e-08 | 1.4691e-07 | 1.4066e-06 | 2.2073e-06 | 3.5946e-09 | -2.1081e-05 | -5.2154e-07 | -2.999e-07 | 5.3519e-07 | -1.5304e-07 | 6.1711e-08 | -1.6291e-09 | -5.0875e-08 | 0 | 0 | 0 | 2.194e-08 | 2.6895e-07 | -1.2165e-07 | -6.1028e-06
Total | 0 | -0.28173 | -0.028255 | -0.1423 | -0.086627 | -0.03171 | -0.057158 | -0.012507 | 0.00678 | 0.065141 | -0.18513 | 0.10177 | 0.087757 | -0.033253 | -0.039184 | -0.025627 | 0.033768 | -0.0063069 | -0.06393 | -0.031576 | -0.13694 | 0.017468
Difference between Baseline and TGR & Partial BSUoS Reform
| 2019 | 2020 | 2021 | 2022 | 2023 | 2024 | 2025 | 2026 | 2027 | 2028 | 2029 | 2030 | 2031 | 2032 | 2033 | 2034 | 2035 | 2036 | 2037 | 2038 | 2039 | 2040
CCGT | 0 | -0.027295 | 0.13684 | 0.26812 | 0.16945 | 0.2041 | 0.22805 | 0.13825 | 0.01421 | 0.048462 | 0.13099 | -0.055654 | 0.10867 | -0.24631 | -0.2005 | -0.018615 | -0.22851 | 0.13753 | -0.11428 | -0.077817 | -0.20754 | -0.1933
Coal | 0.047213 | 0.22398 | -0.078096 | -0.058261 | -0.071403 | -0.0041891 | -0.0017874 | 0 | 0 | 0 | 0 | 0 | 0 | 0 | 0 | 0 | 0 | 0 | 0 | 0 | 0 | 0
Biomass | 0 | 0 | 0 | 0 | 0 | 0 | 0 | 0 | 0 | 0 | 0 | 0 | 0 | 0 | 0 | 0 | 0 | 0 | 0 | 0 | 0 | 0
Nuclear | 0 | 0 | 0 | 0 | 0 | 0 | 0 | 0 | 0 | 0 | 0 | 0 | 0 | 0 | 0 | 0 | 0 | 0 | 0 | 0 | 0 | 0
Wind | 0 | 0 | 0 | 0 | 0 | 0 | 0 | 0 | 0 | 0 | 0 | 0 | 0 | 0 | 0 | 0 | 0 | 0 | 0 | 0 | 0 | 0
Other RES | 0.00015802 | -0.0010597 | -0.0021326 | -0.0014315 | -0.0031395 | -0.003961 | -0.0022944 | -0.0053901 | -0.0035875 | -0.0041432 | -0.056958 | -0.07095 | -0.079927 | -0.055722 | -0.05801 | -0.063029 | -0.06648 | -0.059004 | -0.061211 | -0.04508 | -0.062714 | -0.063253
Storage | 0 | 0 | 0 | 0 | 0 | 0 | 0 | 0 | 0 | 0 | 0 | 0 | 0 | 0 | 0 | 0 | 0 | 0 | 0 | 0 | 0 | 0
Peaking | 0.0013938 | -0.017715 | 0.02262 | -0.075222 | -0.045939 | -0.041009 | -0.054869 | -0.041443 | -0.021447 | 0.031002 | 0.10021 | 0.16636 | 0.20387 | 0.175 | 0.14485 | 0.15249 | 0.15155 | 0.18348 | 0.048356 | 0.1151 | 0.12828 | 0.10415
Solar | 0 | 0 | 0 | 0 | 0 | 0 | 0 | 0 | 0 | 0 | 0 | 0 | 0 | 0 | 0 | 0 | 0 | 0 | 0 | 0 | 0 | 0
Interconnector | 0 | 0 | 0 | 0 | 0 | 0 | 0 | 0 | 0 | 0 | 0 | 0 | 0 | 0 | 0 | 0 | 0 | 0 | 0 | 0 | 0 | 0
CHP | 0.042458 | 0.0011425 | -0.00018331 | 0.00010117 | 0.00076492 | -7.8389e-05 | 0.00073199 | -0.076042 | -0.00024834 | 0.0061178 | 0.0017974 | 0.0042416 | 0.0096504 | 0.025501 | 0.15513 | -0.01304 | 0.044726 | 0.0035289 | 0.038684 | 0.0028137 | 0.083369 | 0.011027
On-site Gas Recip | 0.0036979 | 0.0044436 | -0.030955 | -0.019059 | 0.00021232 | -0.0047971 | -0.0069331 | 0.001593 | -3.0446e-05 | 0.012624 | 0.0073819 | 0.013526 | 0.016948 | 0.017767 | 0.015514 | 0.018712 | 0.019924 | 0.018569 | 0.0090377 | 0.014424 | 0.020458 | 0.018205
On-site Gas CHP | 0 | 0 | 0 | 0 | 0 | 0 | 0 | 0 | 0 | 0 | -0.05947 | 0 | -0.25294 | 0.051652 | 0.22776 | 0.18246 | 0.13641 | -0.13535 | 0.15531 | 0.10221 | 0.009545 | 0.033369
On-site Diesel | -4.0534e-05 | -9.1801e-05 | 0 | -4.2215e-07 | 3.2238e-06 | 1.2065e-06 | -1.1356e-06 | 1.9895e-05 | 3.0607e-06 | 3.2193e-06 | 2.4e-07 | 3.3691e-07 | 2.38e-07 | 1.5731e-07 | 0 | 0 | 0 | 0 | 3.5864e-08 | 0 | 1.5557e-05 | 0.00027614
Total | 0 | 0.1834 | 0.048092 | 0.11425 | 0.049946 | 0.15006 | 0.1629 | 0.016982 | -0.0111 | 0.094066 | 0.12395 | 0.057526 | 0.0062721 | -0.032109 | 0.28474 | 0.25898 | 0.057617 | 0.14875 | 0.075896 | 0.11165 | -0.028588 | -0.089521
Difference between Baseline and TGR & Partial BSUoS Reform (Alternative FES background)
| 2019 | 2020 | 2021 | 2022 | 2023 | 2024 | 2025 | 2026 | 2027 | 2028 | 2029 | 2030 | 2031 | 2032 | 2033 | 2034 | 2035 | 2036 | 2037 | 2038 | 2039 | 2040
CCGT | 0 | 0.0081322 | 0.25296 | 0.30984 | 0.31099 | 0.32099 | 0.33662 | 0.25179 | 0.43576 | 0.26518 | 0.3128 | 0.18184 | -0.10156 | 0.065017 | -0.02374 | -0.099838 | 0.069852 | 0.078593 | 0.10699 | -0.086583 | -0.16547 | -0.045417
Coal | 0.047213 | 0.23062 | -0.2382 | 0.076396 | -0.0039452 | 0.00070498 | 0.00053566 | 0 | 0 | 0 | 0 | 0 | 0 | 0 | 0 | 0 | 0 | 0 | 0 | 0 | 0 | 0
Biomass | 0 | 0 | 0 | 0 | 0 | 0 | 0 | 0 | 0 | 0 | 0 | 0 | 0 | 0 | 0 | 0 | 0 | 0 | 0 | 0 | 0 | 0
Nuclear | 0 | 0 | 0 | 0 | 0 | 0 | 0 | 0 | 0 | 0 | 0 | 0 | 0 | 0 | 0 | 0 | 0 | 0 | 0 | 0 | 0 | 0
Wind | 0 | 0 | 0 | 0 | 0 | 0 | 0 | 0 | 0 | 0 | 0 | 0 | 0 | 0 | 0 | 0 | 0 | 0 | 0 | 0 | 0 | 0
Other RES | 0.00015802 | -0.0010074 | -0.0034745 | -0.0029168 | -0.0027784 | -0.0062296 | -0.0063081 | -0.01078 | -0.014025 | -0.015194 | -0.14277 | -0.14094 | -0.12852 | -0.10472 | -0.097186 | -0.085026 | -0.11241 | -0.098921 | -0.10136 | -0.077544 | -0.096443 | -0.06864
Storage | 0 | 0 | 0 | 0 | 0 | 0 | 0 | 0 | 0 | 0 | 0 | 0 | 0 | 0 | 0 | 0 | 0 | 0 | 0 | 0 | 0 | 0
Peaking | 0.0013938 | 0.0044241 | -0.03378 | -0.096586 | -0.096028 | -0.10369 | -0.10375 | -0.083194 | -0.12116 | -0.057514 | 0.037158 | 0.16143 | 0.147 | 0.23156 | 0.19885 | 0.18737 | 0.084311 | 0.1095 | 0.1292 | 0.13476 | 0.14507 | 0.098763
Solar | 0 | 0 | 0 | 0 | 0 | 0 | 0 | 0 | 0 | 0 | 0 | 0 | 0 | 0 | 0 | 0 | 0 | 0 | 0 | 0 | 0 | 0
Interconnector | 0 | 0 | 0 | 0 | 0 | 0 | 0 | 0 | 0 | 0 | 0 | 0 | 0 | 0 | 0 | 0 | 0 | 0 | 0 | 0 | 0 | 0
CHP | 0.042458 | -0.00074094 | 8.7502e-05 | 0.00049856 | 0 | -0.0064132 | 0.006146 | 0.00018405 | -0.0066961 | -0.0034374 | 0.018868 | 0.088772 | 0.082578 | 0.18559 | 0.013591 | 0.037686 | 0.031307 | 0.076163 | 0.047239 | 0.038178 | 0.056417 | 0.026648
On-site Gas Recip | 0.0036979 | -0.0035556 | -0.040097 | -0.067946 | -0.052756 | -0.11479 | -0.12327 | -0.10882 | -0.075693 | -0.052815 | -0.055529 | -0.031811 | -0.0292 | -0.006834 | -0.0010323 | 0.0047182 | 0.0040623 | 0.015112 | 0.012807 | 0.014596 | 0.018426 | 0.0083975
On-site Gas CHP | 0 | -0.0033863 | 0 | 0 | 0 | 0.11585 | 0.1845 | 0.20193 | 0.19901 | 0.14811 | 0.23082 | 0.23251 | 0.17216 | -0.054892 | 0.13841 | 0.25117 | 0.11577 | -0.001615 | -0.031194 | 0.12655 | 0.045229 | -0.011905
On-site Diesel | -4.0534e-05 | -0.00039016 | -5.6186e-08 | -6.0096e-09 | 1.0744e-06 | -2.9629e-07 | -2.5895e-07 | 1.4438e-06 | 2.7254e-06 | 9.0621e-07 | 3.6531e-07 | 3.6877e-06 | 1.3608e-06 | 2.2314e-07 | 8.4265e-06 | 4.5704e-06 | 4.6477e-06 | 0.00028715 | 0 | 0 | 0 | 0
Total | 0 | 0.23409 | -0.062499 | 0.21929 | 0.15548 | 0.20642 | 0.29447 | 0.25111 | 0.41721 | 0.28432 | 0.40134 | 0.49181 | 0.14245 | 0.31572 | 0.22891 | 0.29609 | 0.1929 | 0.17912 | 0.16369 | 0.14995 | 0.0032343 | 0.0078466

## LOLE
Loss of Load Expectation
Note | All values are given in hours
Year | 2019 | 2020 | 2021 | 2022 | 2023 | 2024 | 2025 | 2026 | 2027 | 2028 | 2029 | 2030 | 2031 | 2032 | 2033 | 2034 | 2035 | 2036 | 2037 | 2038 | 2039 | 2040
Baseline | 0.00012292 | 0.00033872 | 0.001022 | 0.01556 | 0.21045 | 0.32592 | 0.2658 | 0.44034 | 0.22244 | 0.31301 | 0.38736 | 0.52382 | 0.42949 | 0.44134 | 0.21617 | 0.15166 | 0.13198 | 0.23588 | 0.16716 | 0.17372 | 0.33059 | 0.44982
Alternative FES background: Baseline | 2.5366e-05 | 8.1462e-05 | 0.00013226 | 0.0023383 | 0.25109 | 0.321 | 0.25516 | 0.26662 | 0.44423 | 0.45471 | 0.36639 | 0.67039 | 0.68669 | 0.56424 | 0.29307 | 0.22138 | 0.18193 | 0.24531 | 0.34841 | 0.30476 | 0.47438 | 0.1209
TGR & Full BSUoS Reform | 0.00012292 | 0.00033872 | 0.001123 | 0.015562 | 0.29611 | 0.30462 | 0.3444 | 0.58307 | 0.24602 | 0.48294 | 0.29049 | 0.71449 | 0.45219 | 0.52729 | 0.24183 | 0.18203 | 0.10927 | 0.25649 | 0.19247 | 0.19941 | 0.37575 | 0.5079
Alternative FES background: TGR & Full BSUoS Reform | 2.5366e-05 | 8.1462e-05 | 0.00015138 | 0.0026278 | 0.25109 | 0.29868 | 0.42503 | 0.42965 | 0.53351 | 0.41018 | 0.37175 | 0.69052 | 0.69878 | 0.57402 | 0.36306 | 0.29103 | 0.24426 | 0.34036 | 0.41182 | 0.36746 | 0.54902 | 0.10602
Phased TGR and Full BSUoS Reform | 0.00012292 | 0.00033872 | 0.001022 | 0.014773 | 0.29611 | 0.30462 | 0.3444 | 0.56512 | 0.23762 | 0.46801 | 0.28571 | 0.53916 | 0.44517 | 0.55415 | 0.24849 | 0.18712 | 0.13501 | 0.31199 | 0.23485 | 0.24211 | 0.44885 | 0.48146
TGR & Partial BSUoS Reform | 0.00012292 | 0.00033872 | 0.001123 | 0.015562 | 0.29611 | 0.30462 | 0.31196 | 0.50871 | 0.23354 | 0.46064 | 0.21964 | 0.53803 | 0.44409 | 0.55314 | 0.18629 | 0.1791 | 0.13743 | 0.24522 | 0.1839 | 0.19073 | 0.36067 | 0.48864
Alternative FES background: TGR & Partial BSUoS Reform | 2.5366e-05 | 8.1462e-05 | 0.00015138 | 0.0026278 | 0.25109 | 0.29331 | 0.32572 | 0.27355 | 0.45393 | 0.43603 | 0.15833 | 0.55083 | 0.72446 | 0.48415 | 0.32054 | 0.25793 | 0.22092 | 0.30212 | 0.38061 | 0.33672 | 0.50858 | 0.15803

## CM Clearing Prices
Capacity Market Clearing Prices
Note | All values are given in £/kW per annum and £2016 real
Year | 2023 | 2024 | 2025 | 2026 | 2027 | 2028 | 2029 | 2030 | 2031 | 2032 | 2033 | 2034 | 2035 | 2036 | 2037 | 2038 | 2039 | 2040
Baseline | 13.5928 | 12.0713 | 6.579 | 21.6828 | 5.833 | 16.9195 | 24.4088 | 27.698 | 22.8911 | 25.278 | 24.2171 | 27.2059 | 14.2972 | 29.0883 | 8.9445 | 8.9926 | 8.5004 | 30.4695
Alternative FES background: Baseline | 8.4034 | 8.0094 | 6.4042 | 7.9435 | 20.8445 | 22.7827 | 27.6511 | 29.1383 | 25.5798 | 28.5981 | 23.3638 | 11.3972 | 6.8459 | 5.07 | 7.094 | 5.0896 | 11.248 | 2.2e-06
TGR & Full BSUoS Reform | 22.4036 | 21.13 | 10.7359 | 29.2693 | 9.1146 | 24.0923 | 29.9904 | 36.9349 | 32.9723 | 32.7494 | 30.0757 | 36.1585 | 16.4237 | 39.5194 | 14.9598 | 14.0967 | 11.6701 | 38.3082
Alternative FES background: TGR & Full BSUoS Reform | 15.9747 | 13.4268 | 12.2334 | 23.2928 | 25.1941 | 26.1748 | 35.8458 | 34.5206 | 34.1713 | 35.1391 | 25.5329 | 28.6342 | 13.7597 | 11.5988 | 11.727 | 9.9429 | 17.2717 | 4.3724
Phased TGR and Full BSUoS Reform | 22.3032 | 21.1706 | 10.7361 | 29.5851 | 9.1146 | 24.5096 | 29.9658 | 36.9605 | 24.1613 | 31.4088 | 30.5816 | 35.5454 | 16.4208 | 38.5932 | 15.4193 | 14.3586 | 12.092 | 36.9524
TGR & Partial BSUoS Reform | 21.1038 | 21.0943 | 10.736 | 31.4139 | 8.7945 | 23.4258 | 29.7961 | 37.5079 | 35.3194 | 31.6144 | 29.7611 | 33.382 | 22.3099 | 37.4402 | 12.781 | 12.679 | 9.7083 | 37.6464
Alternative FES background: TGR & Partial BSUoS Reform | 16.1642 | 13.4716 | 12.8044 | 14.1948 | 26.4357 | 27.8868 | 35.6766 | 34.8411 | 34.8588 | 31.264 | 28.6805 | 20.6858 | 10.9546 | 9.1131 | 11.8154 | 9.6571 | 16.1875 | 1.5859

## Wholesale Prices
Baseload Wholesale Prices
Note | All values are given in £/MWh and £2016 real
Year | 2019 | 2020 | 2021 | 2022 | 2023 | 2024 | 2025 | 2026 | 2027 | 2028 | 2029 | 2030 | 2031 | 2032 | 2033 | 2034 | 2035 | 2036 | 2037 | 2038 | 2039 | 2040
Baseline | 41.6229 | 41.4831 | 41.8317 | 41.1568 | 43.7991 | 43.7623 | 45.4841 | 44.0654 | 45.1312 | 45.5258 | 46.2822 | 48.0694 | 46.2074 | 45.3458 | 44.9559 | 44.2844 | 42.7873 | 43.3143 | 42.7118 | 42.1491 | 43.1833 | 42.5264
Alternative FES background: Baseline | 41.6932 | 41.7025 | 42.2313 | 40.4559 | 41.9722 | 42.3739 | 44.2438 | 42.7801 | 43.856 | 43.5393 | 42.9957 | 42.3582 | 42.6138 | 41.8872 | 42.4937 | 40.6967 | 39.4618 | 39.4464 | 37.9684 | 36.7423 | 37.5525 | 37.6532
TGR & Full BSUoS Reform | 41.6229 | 41.3522 | 41.5148 | 40.4933 | 43.5733 | 43.5409 | 45.1355 | 44.3163 | 45.0705 | 46.0149 | 46.3146 | 47.795 | 46.2927 | 45.0115 | 44.593 | 44.4507 | 42.7275 | 43.9916 | 43.0323 | 42.5276 | 42.807 | 42.814
Alternative FES background: TGR & Full BSUoS Reform | 41.6932 | 41.3938 | 41.6828 | 39.8278 | 41.6384 | 42.0431 | 43.9459 | 42.4327 | 43.6766 | 42.8948 | 42.5478 | 42.0287 | 42.1724 | 41.8084 | 42.0404 | 40.714 | 39.722 | 39.4992 | 38.0484 | 36.567 | 37.0234 | 37.5337
Phased TGR and Full BSUoS Reform | 41.6229 | 41.4831 | 41.6211 | 40.6617 | 43.4821 | 43.4787 | 45.1413 | 44.1951 | 45.1697 | 45.9525 | 46.3181 | 47.6701 | 46.0636 | 44.9879 | 44.572 | 44.5722 | 42.7237 | 43.8037 | 42.934 | 42.4805 | 43.1125 | 42.7405
TGR & Partial BSUoS Reform | 41.6932 | 41.3946 | 41.6478 | 40.8163 | 43.6661 | 43.5259 | 45.4129 | 44.1134 | 45.0499 | 45.9218 | 46.3245 | 47.8574 | 46.5228 | 45.0106 | 44.3736 | 44.3785 | 42.9544 | 43.9441 | 42.7915 | 41.9599 | 42.8694 | 42.7208
Alternative FES background: TGR & Partial BSUoS Reform | 41.6932 | 41.5367 | 41.9173 | 40.0648 | 41.9179 | 41.9531 | 44.2255 | 42.4246 | 43.9221 | 43.1474 | 42.7545 | 42.3215 | 42.1544 | 41.7775 | 42.6056 | 40.7594 | 39.7298 | 40.1024 | 38.3326 | 36.5359 | 37.2359 | 37.7844

## System Costs - old
System Costs
Note | All values are given in £m, in £2016 real terms
All NPV values are calculated using a discount rate of 3.5%
Difference between Baseline and TGR & Full BSUoS Reform
| 2019 | 2020 | 2021 | 2022 | 2023 | 2024 | 2025 | 2026 | 2027 | 2028 | 2029 | 2030 | 2031 | 2032 | 2033 | 2034 | 2035 | 2036 | 2037 | 2038 | 2039 | 2040 | Total to 2040 | NPV to 2040
Fuel | 0 | -4.4315 | 13.7709 | 27.9892 | 20.7851 | 28.3189 | 30.3482 | 20.932 | 6.0201 | 17.5744 | 32.7379 | 19.822 | 37.7573 | 6.6812 | 23.7091 | 42.4445 | 28.3723 | 30.1115 | 14.6189 | 21.0373 | 30.3366 | 28.2206 | 477.1565 | 321.3116
VOM | 0 | -2.8998 | -4.4317 | -3.5491 | -3.0931 | -3.1822 | -1.57 | -10.4942 | -8.6164 | -13.4584 | -18.1247 | -20.7186 | -22.8632 | -11.59 | -7.0614 | -15.4633 | -4.0011 | -17.9075 | -14.4391 | -26.466 | -4.6929 | -12.5889 | -227.2114 | -146.9286
Carbon | 0 | 6.4798 | 0.33536 | 8.0129 | 3.6248 | 6.3768 | 7.5756 | 5.2983 | 5.299 | 4.7629 | 11.2151 | 7.7303 | 11.8482 | 8.3204 | 10.4511 | 14.0028 | 9.3933 | 7.7254 | 3.7635 | 1.8225 | 9.798 | 4.6491 | 148.4852 | 101.2735
Capex | 0 | 0 | 0 | 0 | -16.7212 | -16.7212 | -16.7212 | -14.6793 | -19.9851 | -41.8174 | -20.3616 | -44.574 | -23.8713 | -45.1388 | -26.7724 | -15.7526 | -24.6928 | -18.1382 | -18.1382 | -22.1197 | -22.1197 | -22.1197 | -430.4443 | -282.6927
Fixed Opex | 0 | -0.21228 | -1.2487 | -0.14098 | -4.0783 | 11.1258 | -3.0714 | -4.9433 | -1.7309 | -6.917 | 4.0291 | -6.343 | -1.157 | -0.10326 | 3.6406 | 0.52071 | 8.3742 | 3.1882 | 2.0805 | 2.0805 | 2.0805 | 2.0805 | 9.2543 | 2.6458
Interconnection | 0 | 7.5649 | -8.8317 | -33.0408 | -13.1058 | -26.79 | -34.4342 | -6.2094 | -0.18365 | 2.0445 | -16.4355 | 2.2249 | -31.4737 | -1.1329 | -14.3691 | -14.625 | -0.91294 | 12.3 | 13.8282 | 30.2043 | -3.8567 | 8.1634 | -129.0712 | -114.0247
EEU | 0 | 3.6528e-05 | 0.00047144 | 9.5735e-06 | 0.62441 | -0.15991 | 0.59197 | 1.1589 | 0.17524 | 1.3594 | -0.78175 | 1.6364 | 0.19436 | 0.75077 | 0.20954 | 0.24656 | -0.19231 | 0.18725 | 0.22891 | 0.23888 | 0.46073 | 0.63209 | 7.5619 | 5.1642
Total | 0 | 6.5012 | -0.40538 | -0.72878 | -11.9642 | -1.0318 | -17.281 | -8.937 | -19.0217 | -36.4515 | -7.7215 | -40.2221 | -29.5652 | -42.2126 | -10.1926 | 11.3737 | 16.3406 | 17.4666 | 1.9427 | 6.7978 | 12.0066 | 9.0372 | -144.269 | -113.2509
Difference between Baseline and TGR & Full BSUoS Reform (Alternative FES background)
| 2019 | 2020 | 2021 | 2022 | 2023 | 2024 | 2025 | 2026 | 2027 | 2028 | 2029 | 2030 | 2031 | 2032 | 2033 | 2034 | 2035 | 2036 | 2037 | 2038 | 2039 | 2040 | Total to 2040 | NPV to 2040
Fuel | 0 | 10.8104 | 4.9813 | 22.7773 | 30.2564 | 46.2619 | 54.7329 | 68.7883 | 57.062 | 64.4641 | 73.0941 | 77.7517 | 68.1198 | 62.0368 | 82.5979 | 68.8529 | 58.9492 | 58.9736 | 47.5203 | 52.9689 | 30.4503 | 42.1516 | 1083.6016 | 727.8901
VOM | 0 | -5.3952 | -0.60326 | -3.8188 | -4.4175 | -2.6474 | 4.0653 | -1.2246 | -6.44 | -11.8077 | -25.6838 | -31.5822 | -26.35 | -32.1505 | -21.7373 | -24.6826 | -26.4191 | -23.3605 | -22.9968 | -9.253 | -9.968 | -11.0603 | -297.5331 | -188.3315
Carbon | 0 | 8.4136 | 4.6811 | 8.739 | 8.154 | 8.68 | 13.1007 | 13.7818 | 20.0305 | 16.8752 | 20.0222 | 19.4266 | 19.9725 | 20.8998 | 27.1019 | 22.1858 | 19.6603 | 20.5084 | 16.4936 | 15.5874 | 8.5351 | 11.8579 | 324.7075 | 217.7452
Capex | 0 | 0 | 0 | 0 | 0 | 0 | 7.4243 | 22.2729 | 35.6404 | 51.3071 | 30.4161 | -23.0035 | -15.6569 | -13.9078 | -35.3636 | -31.382 | -36.0843 | -42.1103 | -42.1103 | -42.1103 | -42.1103 | -19.9015 | -196.6801 | -85.4444
Fixed Opex | 0 | -0.21228 | -1.2487 | -1.2487 | 0 | 2.4959 | -4.5475 | -4.2141 | -1.666 | 3.5201 | 1.6571 | 2.7528 | 3.3767 | 3.3767 | -0.7016 | -3.7226 | -7.7506 | -5.4564 | -3.9036 | -3.9036 | -3.9036 | 1.2825 | -24.0173 | -14.2721
Interconnection | 0 | 2.1485 | -20.0198 | -31.5268 | -41.5571 | -59.3043 | -81.2912 | -75.379 | -91.0123 | -79.9818 | -55.128 | -46.9237 | -39.8274 | -47.3135 | -53.1185 | -27.3126 | -27.5813 | -0.20022 | 3.9034 | -4.8996 | 30.5796 | 5.96 | -739.7855 | -559.526
EEU | 0 | 1.1507e-05 | 8.1927e-05 | 0.0014367 | 0 | -0.16377 | 1.2163 | 1.2208 | 0.6928 | -0.36685 | 0.03303 | 0.17357 | 0.10394 | 0.086981 | 0.63814 | 0.66187 | 0.61123 | 1.037 | 0.72075 | 0.73451 | 0.91997 | -0.18963 | 8.1322 | 5.1961
Total | 0 | 15.765 | -12.2092 | -5.0765 | -7.5642 | -4.6776 | -5.2991 | 25.2461 | 14.3074 | 44.0101 | 44.4108 | -1.4049 | 9.7387 | -6.9714 | -0.58295 | 4.6008 | -18.6146 | 9.3917 | -0.37255 | 9.1242 | 14.5031 | 30.1006 | 158.4253 | 103.2575
Difference between Baseline and Phased TGR and Full BSUoS Reform
| 2019 | 2020 | 2021 | 2022 | 2023 | 2024 | 2025 | 2026 | 2027 | 2028 | 2029 | 2030 | 2031 | 2032 | 2033 | 2034 | 2035 | 2036 | 2037 | 2038 | 2039 | 2040 | Total to 2040 | NPV to 2040
Fuel | 0 | 0 | 0.26648 | -2.8171 | 4.8366 | 24.2789 | 24.7528 | 18.4434 | 5.8818 | 23.2647 | 11.8846 | 28.9088 | 45.0086 | 4.7512 | 20.7926 | 38.8279 | 33.7404 | 28.8635 | 8.9912 | 17.4534 | 15.5114 | 22.4448 | 376.0858 | 243.7598
VOM | 0 | 0 | -3.4308 | -2.2717 | -4.4534 | -3.5523 | -1.4438 | -2.9933 | -4.5934 | -9.6579 | -15.1891 | -16.9188 | -16.0193 | -10.7878 | -5.341 | -13.7046 | -2.6596 | -20.2362 | -17.5726 | -23.8751 | -14.5823 | -11.4454 | -200.7284 | -125.1352
Carbon | 0 | 0 | -0.31451 | 4.7401 | 1.6323 | 5.6475 | 6.213 | 4.9708 | 5.4944 | 6.8129 | 4.8967 | 11.4458 | 15.2365 | 6.9753 | 8.7944 | 12.8724 | 10.9456 | 7.4234 | 0.57847 | 0.18813 | 2.4445 | 5.6221 | 122.62 | 82.0793
Capex | 0 | 0 | 0 | 0 | -16.7212 | -16.7212 | -16.7212 | -12.5875 | -10.78 | -32.6123 | -32.6123 | -16.4207 | -16.4207 | -37.6882 | -25.0358 | -10.1872 | -19.1275 | -22.8423 | -22.8423 | -26.8238 | -26.8238 | -13.9502 | -376.9181 | -245.4041
Fixed Opex | 0 | 0 | 0 | 1.1077 | -4.0783 | 11.1258 | -2.0644 | -1.4404 | 1.772 | -3.4141 | 1.0167 | 1.0167 | 1.0167 | 0.19847 | 5.1903 | 2.0704 | 6.7227 | 1.5367 | 0.42898 | 0.42898 | 3.9736 | 3.9736 | 30.5821 | 18.6148
Interconnection | 0 | 0 | 4.3668 | -8.6509 | 2.8609 | -21.9896 | -29.3062 | -12.4424 | -7.1505 | -14.1007 | 10.0664 | -20.3396 | -47.6847 | 4.3675 | -15.3134 | -16.3349 | -4.6442 | 10.0238 | 26.51 | 30.8911 | 19.0422 | 9.1383 | -80.6903 | -76.6601
EEU | 0 | 0 | 0 | -0.0041851 | 0.62441 | -0.15991 | 0.50714 | 0.73493 | -0.0037108 | 1.009 | 0.1438 | 0.16135 | 0.17153 | 0.90772 | 0.22702 | 0.25981 | -0.075213 | 0.4731 | 0.44453 | 0.46238 | 0.2327 | 0.32165 | 6.438 | 4.3083
Total | 0 | 0 | 0.88799 | -7.8961 | -15.2988 | -1.3709 | -18.0627 | -5.3144 | -9.3795 | -28.6983 | -19.7932 | -12.1464 | -18.6913 | -31.2758 | -10.686 | 13.8037 | 24.9023 | 5.242 | -3.4617 | -1.275 | -0.20167 | 16.105 | -122.6108 | -98.4371
Difference between TGR & Full BSUoS Reform and Phased TGR & Full BSUoS Reform
| 2019 | 2020 | 2021 | 2022 | 2023 | 2024 | 2025 | 2026 | 2027 | 2028 | 2029 | 2030 | 2031 | 2032 | 2033 | 2034 | 2035 | 2036 | 2037 | 2038 | 2039 | 2040 | Total to 2040 | NPV to 2040
Fuel | 0 | 4.4315 | -13.5044 | -30.8063 | -15.9485 | -4.04 | -5.5954 | -2.4886 | -0.13834 | 5.6903 | -20.8533 | 9.0869 | 7.2513 | -1.93 | -2.9165 | -3.6166 | 5.3681 | -1.248 | -5.6277 | -3.5839 | -14.8253 | -5.7758 | -101.0706 | -77.5518
VOM | 0 | 2.8998 | 1.0009 | 1.2774 | -1.3603 | -0.37015 | 0.12616 | 7.5009 | 4.023 | 3.8005 | 2.9356 | 3.7999 | 6.8438 | 0.80215 | 1.7203 | 1.7587 | 1.3415 | -2.3287 | -3.1335 | 2.5909 | -9.8894 | 1.1435 | 26.483 | 21.7935
Carbon | 0 | -6.4798 | -0.64987 | -3.2728 | -1.9924 | -0.72933 | -1.3626 | -0.32744 | 0.1954 | 2.05 | -6.3183 | 3.7155 | 3.3883 | -1.3451 | -1.6567 | -1.1304 | 1.5523 | -0.30197 | -3.185 | -1.6344 | -7.3535 | 0.97299 | -25.8652 | -19.1941
Capex | 0 | 0 | 0 | 0 | 0 | 0 | 0 | 2.0918 | 9.2051 | 9.2051 | -12.2507 | 28.1534 | 7.4506 | 7.4506 | 1.7366 | 5.5654 | 5.5654 | -4.7041 | -4.7041 | -4.7041 | -4.7041 | 8.1695 | 53.5262 | 37.2886
Fixed Opex | 0 | 0.21228 | 1.2487 | 1.2487 | 0 | 0 | 1.007 | 3.5029 | 3.5029 | 3.5029 | -3.0124 | 7.3597 | 2.1737 | 0.30173 | 1.5497 | 1.5497 | -1.6515 | -1.6515 | -1.6515 | -1.6515 | 1.8932 | 1.8932 | 21.3278 | 15.9689
Interconnection | 0 | -7.5649 | 13.1985 | 24.3899 | 15.9667 | 4.8004 | 5.128 | -6.233 | -6.9669 | -16.1452 | 26.5019 | -22.5645 | -16.211 | 5.5004 | -0.94432 | -1.7099 | -3.7312 | -2.2762 | 12.6819 | 0.68671 | 22.8989 | 0.97492 | 48.381 | 37.3646
EEU | 0 | -3.6528e-05 | -0.00047144 | -0.0041947 | 0 | 0 | -0.08483 | -0.42392 | -0.17895 | -0.35044 | 0.92555 | -1.4751 | -0.022832 | 0.15695 | 0.017482 | 0.013252 | 0.1171 | 0.28585 | 0.21563 | 0.2235 | -0.22803 | -0.31044 | -1.1239 | -0.85593
Total | 0 | -6.5012 | 1.2934 | -7.1674 | -3.3346 | -0.33908 | -0.78175 | 3.6227 | 9.6422 | 7.7531 | -12.0717 | 28.0757 | 10.8739 | 10.9368 | -0.49337 | 2.4301 | 8.5616 | -12.2247 | -5.4043 | -8.0728 | -12.2083 | 7.0678 | 21.6582 | 14.8138
Difference between Baseline and TGR & Partial BSUoS Reform
| 2019 | 2020 | 2021 | 2022 | 2023 | 2024 | 2025 | 2026 | 2027 | 2028 | 2029 | 2030 | 2031 | 2032 | 2033 | 2034 | 2035 | 2036 | 2037 | 2038 | 2039 | 2040 | Total to 2040 | NPV to 2040
Fuel | 0 | 1.0644 | 9.866 | 8.6908 | 2.6134 | 15.4643 | 18.3037 | 6.2868 | -12.4828 | 14.1007 | 8.684 | 0.48636 | 8.5467 | -8.2486 | 18.8878 | 30.2808 | 7.2767 | 24.7135 | 10.3752 | 20.6846 | 9.6219 | 6.5335 | 201.7498 | 133.007
VOM | 0 | -1.0406 | -2.7456 | -1.479 | -0.041587 | -1.4472 | 1.258 | -6.3005 | -3.4605 | -4.3043 | -10.0144 | -8.5923 | -17.3068 | -0.3919 | 10.2732 | -4.1844 | 14.4173 | -17.6248 | -2.3371 | -4.0078 | -6.6542 | -2.7942 | -68.779 | -46.2618
Carbon | 0 | 4.2183 | 1.1061 | 2.6277 | 1.1488 | 3.4514 | 3.8835 | 0.4446 | -0.3199 | 2.9603 | 4.2305 | 2.1003 | 0.24217 | -1.2988 | 12.0389 | 11.4236 | 2.6487 | 7.1223 | 3.7811 | 5.7792 | -1.5352 | -4.9863 | 61.0672 | 42.1916
Capex | 0 | 0 | 0 | 0 | -16.7212 | -16.7212 | -16.7212 | -8.2544 | -8.2544 | -30.0867 | -8.6309 | -20.1023 | -16.1208 | -37.3883 | -7.5571 | -13.5995 | -17.2339 | -9.2266 | -9.2266 | -13.2081 | -13.2081 | -13.2081 | -275.4695 | -184.3024
Fixed Opex | 0 | -0.21228 | -1.2487 | -0.14098 | -4.0783 | 11.1258 | -0.05035 | -0.05035 | 1.9558 | -3.2302 | 11.039 | 1.8944 | 1.8944 | -0.17181 | 10.006 | 3.572 | 5.7874 | 5.7874 | 4.6797 | 4.6797 | 4.6797 | 4.6797 | 62.5982 | 38.0713
Interconnection | 0 | -1.4395 | -5.4721 | -17.5816 | -6.5261 | -12.8415 | -20.2881 | 10.2921 | 12.9085 | -0.56645 | -5.4151 | 8.8943 | 5.1387 | 31.6213 | -28.8459 | -20.3207 | -0.94985 | 6.4343 | 1.3234 | 0.10513 | 16.5074 | 25.159 | -1.8628 | -17.6435
EEU | 0 | 3.6528e-05 | 0.00047144 | 9.5735e-06 | 0.62441 | -0.15991 | 0.34529 | 0.54903 | 0.082308 | 1.1772 | -1.332 | 0.11237 | 0.12068 | 0.9801 | -0.24599 | 0.22156 | 0.04429 | 0.082755 | 0.15019 | 0.15703 | 0.30462 | 0.41944 | 3.6339 | 2.4591
Total | 0 | 2.5904 | 1.5062 | -7.883 | -22.9807 | -1.1284 | -13.2692 | 2.9673 | -9.571 | -19.9495 | -1.4391 | -15.2069 | -17.485 | -14.898 | 14.557 | 7.3933 | 11.9906 | 17.2889 | 8.746 | 14.1897 | 9.7161 | 15.8031 | -17.0623 | -32.4786
Difference between Baseline and TGR & Partial BSUoS Reform (Alternative FES background)
| 2019 | 2020 | 2021 | 2022 | 2023 | 2024 | 2025 | 2026 | 2027 | 2028 | 2029 | 2030 | 2031 | 2032 | 2033 | 2034 | 2035 | 2036 | 2037 | 2038 | 2039 | 2040 | Total to 2040 | NPV to 2040
Fuel | 0 | 3.5244 | 1.3989 | 12.7735 | 8.2817 | 24.9256 | 26.7942 | 35.1353 | 29.0683 | 41.9257 | 58.875 | 58.7075 | 16.2983 | 37.6139 | 27.0043 | 32.0354 | 28.4832 | 21.4375 | 10.1071 | 20.1499 | 2.5926 | 9.8227 | 506.9549 | 349.6421
VOM | 0 | -2.7483 | 0.73341 | -1.8255 | -0.59805 | 0.68013 | 3.0114 | 5.3001 | 0.53429 | -1.4649 | -9.8391 | -4.4003 | -4.0007 | -10.3399 | 0.85017 | -2.2678 | -6.6941 | 3.966 | -3.6966 | 2.2829 | 5.2518 | -4.5624 | -29.8274 | -19.725
Carbon | 0 | 5.3842 | -1.4375 | 5.0437 | 3.576 | 4.7477 | 7.0202 | 6.574 | 12.0239 | 8.9477 | 13.6977 | 17.956 | 5.5 | 12.7708 | 9.6781 | 13.0604 | 8.8675 | 8.5764 | 8.1551 | 7.7615 | 0.17368 | 0.43705 | 158.5144 | 108.3069
Capex | 0 | 0 | 0 | 0 | 0 | 0 | 9.329 | 14.7514 | 20.6684 | 20.6684 | 24.65 | -11.2507 | -22.7034 | -22.7034 | -27.9676 | -27.9676 | -32.6699 | -38.6959 | -38.6959 | -38.6959 | -17.8049 | -17.8049 | -206.8927 | -102.6559
Fixed Opex | 0 | -0.21228 | -1.2487 | -1.2487 | 0 | 3.1199 | -1.4424 | 4.4079 | 4.4079 | 5.5156 | 13.491 | 9.3292 | 4.1432 | 8.574 | 3.3879 | 0.36692 | -3.6611 | -1.3668 | -0.33268 | -0.3223 | 0.087746 | 0.087746 | 47.0839 | 33.1724
Interconnection | 0 | -0.061898 | -12.4636 | -18.3989 | -20.928 | -35.7509 | -39.5928 | -52.7243 | -55.7133 | -41.6314 | -53.6976 | -48.6632 | 1.4719 | -16.0186 | -0.86693 | -0.32634 | 7.8967 | 13.4813 | 32.6902 | 29.1103 | 53.7073 | 42.3068 | -216.1733 | -212.1897
EEU | 0 | 1.1507e-05 | 8.1927e-05 | 0.0014367 | 0 | -0.20296 | 0.49249 | 0.045694 | 0.068372 | -0.15994 | -1.6991 | -1.0641 | 0.33506 | -0.75988 | 0.24243 | 0.34044 | 0.37697 | 0.61078 | 0.35918 | 0.36766 | 0.41353 | 0.4578 | 0.22594 | -0.27047
Total | 0 | 5.8861 | -13.0174 | -3.6545 | -9.6684 | -2.4805 | 5.6121 | 13.4902 | 11.0579 | 33.8011 | 45.4778 | 20.6145 | 1.0442 | 9.1369 | 12.3284 | 15.2415 | 2.5993 | 8.0093 | 8.5864 | 20.6541 | 44.4217 | 30.7449 | 259.8857 | 156.2804

## Consumer Costs
Consumer Costs
Note | All values are given in £m, in £2016 real terms
All NPV values are calculated using a discount rate of 3.5%
Difference between Baseline and TGR & Full BSUoS Reform
| 2019 | 2020 | 2021 | 2022 | 2023 | 2024 | 2025 | 2026 | 2027 | 2028 | 2029 | 2030 | 2031 | 2032 | 2033 | 2034 | 2035 | 2036 | 2037 | 2038 | 2039 | 2040 | Total to 2040 | NPV to 2040
CM payments | 0 | -6.554 | -3.9662 | -0.00065362 | 426.1925 | 442.6008 | 197.874 | 359.1819 | 161.2878 | 334.659 | 271.4004 | 409.7767 | 441.9494 | 341.9681 | 299.4899 | 409.9743 | 191.5474 | 489.913 | 337.6908 | 311.9433 | 244.3437 | 400.1407 | 6061.4126 | 4003.8799
Wholesale cost | 0 | -51.3232 | -108.2431 | -224.0395 | -50.0591 | -90.4617 | -92.2936 | 113.9483 | 3.9602 | 207.4639 | 6.8428 | -89.4632 | 10.0527 | -119.2943 | -108.1054 | 54.3775 | -11.4589 | 243.095 | 111.9652 | 120.5372 | -132.1234 | 165.3577 | -39.2647 | -197.4489
CfD payments | 0 | -20.0213 | -1.7353 | 20.4765 | 10.0414 | 16.5473 | 35.5848 | 11.8977 | 50.2888 | 19.7103 | 78.3735 | 143.8023 | 114.9685 | 181.7158 | 216.5065 | 177.5182 | 229.096 | 196.5116 | 219.8358 | 223.8358 | 268.5203 | 242.3826 | 2435.8572 | 1426.2247
Other embedded benefits | 0 | -2.5461 | -1.4887 | -0.48003 | 0.79371 | 0.77104 | 0.93536 | -0.029497 | -0.331 | -2.1746 | 1.1665 | 0.64476 | -0.13817 | 4.6176 | 6.9972 | 5.9751 | 6.5571 | 2.552 | 0.35352 | -1.8873 | 3.3978 | 0.65226 | 26.3388 | 14.4045
TDR payments | 0 | -231.8621 | -420.3319 | -449.5218 | -433.3327 | -436.9694 | -442.3568 | -446.0579 | -454.1191 | -460.5676 | -464.7872 | -474.3045 | -485.6047 | -500.0242 | -516.8286 | -532.4143 | -553.046 | -563.0287 | -575.4499 | -590.2771 | -590.458 | -599.2096 | -10220.5522 | -6930.3781
Supplier BSUoS charges | 0 | -6.1519 | -11.8845 | -14.2589 | -16.1958 | -16.7229 | -11.8188 | -13.2915 | -16.6812 | -18.8236 | -21.4922 | -25.3288 | -21.3084 | -16.0079 | -13.357 | -11.2391 | -6.2877 | -5.303 | -2.2037 | 1.1663 | 1.0252 | 4.6877 | -241.4776 | -180.8854
Supplier BSUoS avoidance payments | 0 | -97.1983 | -144.3681 | -151.6822 | -162.1342 | -164.322 | -167.215 | -172.5599 | -189.4722 | -209.5769 | -221.1185 | -233.8785 | -233.6437 | -216.0982 | -209.3861 | -203.3584 | -187.8033 | -193.7053 | -187.2182 | -181.9455 | -174.7887 | -175.0486 | -3876.5219 | -2659.4503
Total | 0 | -415.6568 | -692.0178 | -819.5066 | -224.6942 | -248.5568 | -479.29 | -146.9109 | -445.0667 | -129.3095 | -349.6147 | -268.7513 | -173.7244 | -323.1231 | -324.6835 | -99.1667 | -331.3955 | 170.0347 | -95.0264 | -116.6274 | -380.0831 | 38.9628 | -5854.2078 | -4523.6536
Difference between Baseline and TGR & Full BSUoS Reform (Alternative FES background)
| 2019 | 2020 | 2021 | 2022 | 2023 | 2024 | 2025 | 2026 | 2027 | 2028 | 2029 | 2030 | 2031 | 2032 | 2033 | 2034 | 2035 | 2036 | 2037 | 2038 | 2039 | 2040 | Total to 2040 | NPV to 2040
CM payments | 0 | -6.652 | -4.0032 | -0.00067583 | 358.0329 | 250.7657 | 262.8563 | 685.8574 | 189.9373 | 151.5704 | 332.5905 | 218.9171 | 342.8807 | 282.2392 | 131.3012 | 645.8214 | 295.1133 | 290.3446 | 218.4298 | 222.1333 | 259.6284 | 204.7514 | 5332.515 | 3576.0605
Wholesale cost | 0 | -112.1096 | -165.578 | -202.1992 | -112.0023 | -116.7431 | -87.8544 | -82.3322 | -52.629 | -208.06 | -156.9878 | -120.296 | -148.1832 | 10.2033 | -160.0359 | 21.499 | 76.5297 | 69.8779 | 51.5727 | 53.8147 | -162.7693 | -11.7875 | -1616.0703 | -1289.9282
CfD payments | 0 | -15.3545 | -8.5037 | 19.0438 | 8.1834 | 20.9129 | 60.4729 | 97.5225 | 117.5116 | 169.8627 | 214.0005 | 247.046 | 308.9136 | 299.425 | 380.645 | 395.9121 | 398.8093 | 414.8873 | 440.9327 | 443.37 | 531.1599 | 476.3245 | 5021.0774 | 2974.5503
Other embedded benefits | 0 | -4.5565 | -1.83 | -1.6642 | -0.90765 | 0.20095 | 3.1251 | 1.4905 | 0.13123 | -1.0932 | 1.4061 | -3.3903 | -0.60389 | 0.58852 | 4.3297 | 4.223 | 1.6515 | -0.23923 | 4.7967 | 5.192 | -1.006 | -6.3429 | 5.5016 | 1.1413
TDR payments | 0 | -232.4033 | -422.5925 | -451.9293 | -426.854 | -418.5968 | -425.1824 | -434.8346 | -441.5862 | -453.6004 | -461.4255 | -474.2347 | -484.9744 | -503.1128 | -529.6424 | -549.5755 | -570.9886 | -583.8523 | -602.7309 | -616.3683 | -627.9193 | -630.4722 | -10342.8767 | -6978.1477
Supplier BSUoS charges | 0 | 10.5653 | -15.7425 | -18.9721 | -22.8812 | -32.3131 | -28.8101 | -28.1184 | -33.0402 | -37.8331 | -38.3627 | -39.2555 | -40.2189 | -33.5138 | -28.5274 | -19.0599 | -8.6234 | -3.683 | 2.935 | 7.2708 | 8.4612 | 7.1456 | -392.5775 | -292.205
Supplier BSUoS avoidance payments | 0 | -76.2331 | -137.2996 | -155.7237 | -181.202 | -202.9719 | -217.5748 | -231.827 | -266.489 | -305.0959 | -324.1497 | -348.216 | -360.1854 | -369.5556 | -390.2424 | -379.7057 | -362.5164 | -364.3375 | -353.3632 | -339.3083 | -343.3739 | -345.5984 | -6054.9696 | -3986.4067
Total | 0 | -436.7437 | -755.5495 | -811.4455 | -377.6308 | -498.7454 | -432.9674 | 7.7581 | -486.1643 | -684.2495 | -432.9287 | -519.4294 | -382.3715 | -313.7263 | -592.1724 | 119.1145 | -170.0246 | -177.0024 | -237.4272 | -223.8958 | -335.819 | -305.9795 | -8047.4002 | -5994.9354
Difference between Baseline and Phased TGR and Full BSUoS Reform
| 2019 | 2020 | 2021 | 2022 | 2023 | 2024 | 2025 | 2026 | 2027 | 2028 | 2029 | 2030 | 2031 | 2032 | 2033 | 2034 | 2035 | 2036 | 2037 | 2038 | 2039 | 2040 | Total to 2040 | NPV to 2040
CM payments | 0 | 0 | 3.3329 | -0.00065362 | 419.6594 | 447.7167 | 197.8693 | 483.1224 | 165.9095 | 353.1989 | 260.5792 | 400.0516 | 240.11 | 317.3634 | 319.2577 | 369.2572 | 188.4451 | 456.2976 | 332.9194 | 310.4585 | 229.8219 | 470.6562 | 5966.0262 | 3957.5167
Wholesale cost | 0 | 0 | -21.7001 | -152.6452 | -51.7893 | -120.7062 | -99.5568 | 56.392 | -14.602 | 208.1379 | 17.7536 | -70.7814 | -63.7033 | -98.864 | -97.2458 | 86.4878 | -58.5365 | 251.5429 | 135.1404 | 93.1119 | -8.6805 | 153.902 | 143.6576 | -51.498
CfD payments | 0 | 0 | -7.9873 | -0.7383 | 2.6483 | 19.8068 | 40.4742 | 31.5949 | 55.7764 | 20.1491 | 72.3288 | 138.7511 | 135.2975 | 172.2406 | 206.4271 | 153.6302 | 239.5159 | 191.1933 | 189.698 | 214.1054 | 226.9368 | 209.6107 | 2311.4598 | 1364.9612
Other embedded benefits | 0 | 0 | -0.83093 | -0.78263 | -0.24261 | 0.1309 | 0.22226 | 0.52762 | 0.83517 | 0.4143 | 0.76848 | 0.73188 | 1.9498 | 2.0272 | 2.544 | 2.5659 | 2.3022 | 0.14349 | -0.5444 | -1.3408 | -0.81352 | 1.327 | 11.9352 | 7.3394
TDR payments | 0 | 0 | -102.1411 | -250.4947 | -385.5359 | -436.9694 | -442.3568 | -446.0579 | -454.1191 | -460.5676 | -464.7872 | -474.3045 | -485.6047 | -500.0242 | -516.8286 | -532.4143 | -553.046 | -563.0287 | -575.4499 | -590.2771 | -590.458 | -599.2096 | -9423.6754 | -6188.1591
Supplier BSUoS charges | 0 | 0 | 1.1252 | -1.2604 | -13.615 | -20.1584 | -11.8235 | -13.3487 | -16.8034 | -19.5708 | -23.336 | -27.4607 | -24.6143 | -20.75 | -19.4479 | -18.0223 | -13.9412 | -14.752 | -12.3085 | -9.4107 | -10.9491 | -8.0369 | -298.4847 | -201.0225
Supplier BSUoS avoidance payments | 0 | 0 | -37.8724 | -92.274 | -147.6216 | -164.34 | -167.046 | -170.9419 | -187.9331 | -207.9192 | -219.3481 | -232.0834 | -230.4589 | -215.9506 | -209.0051 | -203.156 | -187.6276 | -194.4619 | -187.8112 | -182.3669 | -180.0006 | -174.7039 | -3592.9224 | -2394.383
Total | 0 | 0 | -166.0738 | -498.1959 | -176.4968 | -274.5196 | -482.2173 | -58.7116 | -450.9365 | -106.1573 | -356.0412 | -265.0954 | -427.0239 | -343.9576 | -314.2985 | -141.6515 | -382.8881 | 126.9347 | -118.3562 | -165.7197 | -334.143 | 53.5456 | -4882.0037 | -3505.2452
Difference between TGR & Full BSUoS Reform and Phased TGR & Full BSUoS Reform
| 2019 | 2020 | 2021 | 2022 | 2023 | 2024 | 2025 | 2026 | 2027 | 2028 | 2029 | 2030 | 2031 | 2032 | 2033 | 2034 | 2035 | 2036 | 2037 | 2038 | 2039 | 2040 | Total to 2040 | NPV to 2040
CM payments | 0 | 6.554 | 7.2991 | 0 | -6.5332 | 5.1159 | -0.0047313 | 123.9405 | 4.6216 | 18.54 | -10.8212 | -9.7252 | -201.8393 | -24.6047 | 19.7678 | -40.7171 | -3.1022 | -33.6154 | -4.7714 | -1.4848 | -14.5218 | 70.5155 | -95.3865 | -46.3632
Wholesale cost | 0 | 51.3232 | 86.5429 | 71.3943 | -1.7302 | -30.2445 | -7.2632 | -57.5563 | -18.5621 | 0.67398 | 10.9108 | 18.6818 | -73.756 | 20.4302 | 10.8596 | 32.1103 | -47.0776 | 8.4479 | 23.1752 | -27.4253 | 123.4429 | -11.4557 | 182.9223 | 145.9509
CfD payments | 0 | 20.0213 | -6.2519 | -21.2148 | -7.3931 | 3.2594 | 4.8895 | 19.6972 | 5.4877 | 0.43882 | -6.0447 | -5.0512 | 20.329 | -9.4752 | -10.0794 | -23.8879 | 10.4199 | -5.3183 | -30.1378 | -9.7304 | -41.5835 | -32.7719 | -124.3974 | -61.2635
Other embedded benefits | 0 | 2.5461 | 0.65772 | -0.30261 | -1.0363 | -0.64014 | -0.7131 | 0.55711 | 1.1662 | 2.5889 | -0.39806 | 0.087122 | 2.0879 | -2.5904 | -4.4532 | -3.4092 | -4.2548 | -2.4086 | -0.89792 | 0.54646 | -4.2114 | 0.67469 | -14.4035 | -7.0651
TDR payments | 0 | 231.8621 | 318.1908 | 199.0271 | 47.7968 | 0 | 0 | 0 | 0 | 0 | 0 | 0 | 0 | 0 | 0 | 0 | 0 | 0 | 0 | 0 | 0 | 0 | 796.8768 | 742.2191
Supplier BSUoS charges | 0 | 6.1519 | 13.0097 | 12.9985 | 2.5808 | -3.4355 | -0.004656 | -0.057237 | -0.12225 | -0.74725 | -1.8438 | -2.1319 | -3.3059 | -4.7421 | -6.0908 | -6.7832 | -7.6535 | -9.449 | -10.1048 | -10.577 | -11.9743 | -12.7247 | -57.0071 | -20.1372
Supplier BSUoS avoidance payments | 0 | 97.1983 | 106.4957 | 59.4082 | 14.5126 | -0.017974 | 0.16894 | 1.6179 | 1.5391 | 1.6577 | 1.7704 | 1.7952 | 3.1848 | 0.14767 | 0.38096 | 0.20236 | 0.17574 | -0.75662 | -0.59304 | -0.42137 | -5.2118 | 0.34477 | 283.5995 | 265.0674
Total | 0 | 415.6568 | 525.944 | 321.3106 | 48.1974 | -25.9628 | -2.9273 | 88.1993 | -5.8698 | 23.1521 | -6.4265 | 3.6558 | -253.2995 | -20.8345 | 10.3849 | -42.4848 | -51.4925 | -43.1 | -23.3298 | -49.0923 | 45.9401 | 14.5828 | 972.2041 | 1018.4084
Difference between Baseline and TGR & Partial BSUoS Reform
| 2019 | 2020 | 2021 | 2022 | 2023 | 2024 | 2025 | 2026 | 2027 | 2028 | 2029 | 2030 | 2031 | 2032 | 2033 | 2034 | 2035 | 2036 | 2037 | 2038 | 2039 | 2040 | Total to 2040 | NPV to 2040
CM payments | 0 | -6.554 | -3.9662 | -0.00065362 | 362.421 | 440.5234 | 197.5255 | 464.0954 | 150.2622 | 306.1789 | 263.4094 | 442.1831 | 524.7668 | 308.2933 | 301.3514 | 318.2116 | 374.1612 | 418.5332 | 264.1008 | 263.3864 | 176.8327 | 375.2359 | 5940.9512 | 3950.2947
Wholesale cost | 0 | -33.8969 | -61.5682 | -114.3265 | -15.7927 | -93.2553 | -7.9817 | 33.1755 | -14.714 | 166.4177 | 9.5357 | -74.1084 | 71.4123 | -110.4308 | -183.3903 | 48.1241 | 52.1875 | 210.1177 | 51.93 | -73.1385 | -112.8602 | 76.6197 | -175.9433 | -189.4551
CfD payments | 0 | -5.4373 | -2.0343 | 6.0267 | -0.59381 | 23.0906 | 25.8153 | 41.0533 | 58.0487 | 25.3736 | 85.2094 | 137.1096 | 111.3122 | 161.5478 | 237.0883 | 161.447 | 190.1071 | 191.3094 | 212.5168 | 255.203 | 285.563 | 251.277 | 2451.0333 | 1436.2063
Other embedded benefits | 0 | -3.9142 | -0.5477 | -0.35488 | 0.26769 | 0.47781 | 0.79839 | 0.76211 | 0.75904 | 0.83662 | 2.7301 | 3.657 | 0.61503 | 5.3028 | 8.949 | 7.9996 | 6.948 | 1.2258 | 3.8685 | 1.1345 | -0.81772 | 2.228 | 42.9254 | 25.036
TDR payments | 0 | -231.8621 | -420.3319 | -449.5218 | -433.3327 | -436.9694 | -442.3568 | -446.0579 | -454.1191 | -460.5676 | -464.7872 | -474.3045 | -485.6047 | -500.0242 | -516.8286 | -532.4143 | -553.046 | -563.0287 | -575.4499 | -590.2771 | -590.458 | -599.2096 | -10220.5522 | -6930.3781
Supplier BSUoS charges | 0 | 36.5738 | 55.0137 | 55.229 | 58.1484 | 57.8027 | 63.7762 | 63.9334 | 67.2195 | 73.3812 | 77.1424 | 78.4261 | 81.1602 | 78.4902 | 71.1496 | 68.4504 | 68.5973 | 67.7536 | 72.8968 | 69.089 | 67.7939 | 71.5896 | 1403.617 | 961.3126
Supplier BSUoS avoidance payments | 0 | -89.9544 | -142.1242 | -149.3051 | -159.1474 | -160.8766 | -163.3413 | -167.3922 | -183.6032 | -201.6065 | -214.3349 | -224.8358 | -228.6229 | -211.2269 | -203.2497 | -196.7648 | -183.3941 | -191.0137 | -179.5962 | -174.9972 | -176.4487 | -172.2 | -3774.0356 | -2587.7147
Total | 0 | -335.0451 | -575.5589 | -652.2532 | -188.0296 | -169.2068 | -325.7644 | -10.4305 | -376.1468 | -89.9861 | -241.095 | -111.873 | 75.0389 | -268.0478 | -284.9304 | -124.9464 | -44.439 | 134.8974 | -149.7332 | -249.5999 | -350.3951 | 5.5406 | -4332.0042 | -3334.6983
Difference between Baseline and TGR & Partial BSUoS Reform (Alternative FES background)
| 2019 | 2020 | 2021 | 2022 | 2023 | 2024 | 2025 | 2026 | 2027 | 2028 | 2029 | 2030 | 2031 | 2032 | 2033 | 2034 | 2035 | 2036 | 2037 | 2038 | 2039 | 2040 | Total to 2040 | NPV to 2040
CM payments | 0 | -6.652 | -4.0032 | -0.00067583 | 366.9963 | 252.8629 | 292.9631 | 283.9579 | 248.1712 | 222.96 | 346.0004 | 249.5393 | 377.2106 | 153.1205 | 254.0348 | 388.6008 | 211.5669 | 214.0733 | 234.0914 | 224.6408 | 234.7209 | 119.8454 | 4664.7007 | 3149.0852
Wholesale cost | 0 | -57.8177 | -99.0129 | -117.7765 | -7.0823 | -142.54 | -7.3564 | -114.2327 | 27.8268 | -119.9673 | -86.8537 | -18.8478 | -143.3214 | -6.3041 | 61.2566 | 52.9538 | 119.9981 | 303.2466 | 150.564 | 5.3239 | -87.9726 | 65.8005 | -222.1153 | -337.5387
CfD payments | 0 | -8.6339 | -9.4649 | 16.2061 | -6.2281 | 25.4685 | 34.132 | 75.1504 | 82.8318 | 118.7072 | 160.3123 | 165.9841 | 260.6934 | 246.747 | 251.7095 | 287.9118 | 286.4655 | 210.2541 | 325.7833 | 354.6821 | 394.6836 | 414.2767 | 3687.6724 | 2177.0327
Other embedded benefits | 0 | -4.3542 | -1.3998 | -0.57005 | -0.48973 | 1.0936 | 1.9063 | 2.3418 | 2.3111 | 1.1106 | 6.6038 | 6.1644 | 4.5293 | 3.0509 | 4.562 | 6.2813 | 4.7585 | 7.5105 | 5.4644 | 8.1564 | 8.3454 | 3.2943 | 70.6707 | 40.7543
TDR payments | 0 | -232.4033 | -422.5925 | -451.9293 | -426.854 | -418.5968 | -425.1824 | -434.8346 | -441.5862 | -453.6004 | -461.4255 | -474.2347 | -484.9744 | -503.1128 | -529.6424 | -549.5755 | -570.9886 | -583.8523 | -602.7309 | -616.3683 | -627.9193 | -630.4722 | -10342.8767 | -6978.1477
Supplier BSUoS charges | 0 | 40.8061 | 58.9885 | 65.0693 | 76.3462 | 79.5316 | 89.596 | 97.4634 | 106.7696 | 119.1938 | 130.3303 | 135.1124 | 140.8411 | 148.1424 | 160.7747 | 157.4917 | 160.6328 | 162.7313 | 165.3036 | 161.1132 | 164.6745 | 167.9298 | 2588.8424 | 1691.3136
Supplier BSUoS avoidance payments | 0 | -68.7703 | -134.8367 | -152.4796 | -176.6638 | -196.5862 | -212.6769 | -223.5487 | -255.9039 | -290.1971 | -310.8695 | -328.617 | -345.1878 | -358.2436 | -381.7742 | -368.8242 | -353.4907 | -356.7369 | -346.2695 | -330.3537 | -333.855 | -338.242 | -5864.1274 | -3857.182
Total | 0 | -337.8254 | -612.3216 | -641.4807 | -173.9755 | -398.7665 | -226.6185 | -313.7025 | -229.5796 | -401.7931 | -215.9019 | -264.8993 | -190.2092 | -316.5998 | -179.0789 | -25.1604 | -141.0577 | -42.7735 | -67.7937 | -192.8057 | -247.3225 | -197.5674 | -5417.2332 | -4114.6826

## System Costs - updated
System Costs
Note | All values are given in £m, in £2016 real terms
All NPV values are calculated using a discount rate of 3.5%
Difference between Baseline and TGR & Full BSUoS Reform
| 2019 | 2020 | 2021 | 2022 | 2023 | 2024 | 2025 | 2026 | 2027 | 2028 | 2029 | 2030 | 2031 | 2032 | 2033 | 2034 | 2035 | 2036 | 2037 | 2038 | 2039 | 2040 | Total to 2040 | NPV to 2040
Fuel | 0 | -4.4315 | 13.7709 | 27.9892 | 20.7851 | 28.3189 | 30.3482 | 20.932 | 6.0201 | 17.5744 | 32.7379 | 19.822 | 37.7573 | 6.6812 | 23.7091 | 42.4445 | 28.3723 | 30.1115 | 14.6189 | 21.0373 | 30.3366 | 28.2206 | 477.1565 | 321.3116
VOM | 0 | -2.8998 | -4.4317 | -3.5491 | -3.0931 | -3.1822 | -1.57 | -10.4942 | -8.6164 | -13.4584 | -18.1247 | -20.7186 | -22.8632 | -11.59 | -7.0614 | -15.4633 | -4.0011 | -17.9075 | -14.4391 | -26.466 | -4.6929 | -12.5889 | -227.2114 | -146.9286
Carbon | 0 | 1.2511 | 0.17111 | 6.6262 | 4.1424 | 9.3017 | 12.9664 | 9.7243 | 10.1651 | 9.4626 | 22.919 | 16.3782 | 26.0714 | 19.0403 | 24.761 | 34.214 | 23.5768 | 19.844 | 9.8653 | 4.8661 | 26.6035 | 12.8049 | 304.7554 | 196.3373
Capex | 0 | 0 | 0 | 0 | -16.7212 | -16.7212 | -16.7212 | -14.6793 | -19.9851 | -41.8174 | -20.3616 | -44.574 | -23.8713 | -45.1388 | -26.7724 | -15.7526 | -24.6928 | -18.1382 | -18.1382 | -22.1197 | -22.1197 | -22.1197 | -430.4443 | -282.6927
Fixed Opex | 0 | -0.21228 | -1.2487 | -0.14098 | -4.0783 | 11.1258 | -3.0714 | -4.9433 | -1.7309 | -6.917 | 4.0291 | -6.343 | -1.157 | -0.10326 | 3.6406 | 0.52071 | 8.3742 | 3.1882 | 2.0805 | 2.0805 | 2.0805 | 2.0805 | 9.2543 | 2.6458
Interconnection | 0 | 7.5649 | -8.8317 | -33.0408 | -13.1058 | -26.79 | -34.4342 | -6.2094 | -0.18365 | 2.0445 | -16.4355 | 2.2249 | -31.4737 | -1.1329 | -14.3691 | -14.625 | -0.91294 | 12.3 | 13.8282 | 30.2043 | -3.8567 | 8.1634 | -129.0712 | -114.0247
EEU | 0 | 3.6528e-05 | 0.00047144 | 9.5735e-06 | 0.62441 | -0.15991 | 0.59197 | 1.1589 | 0.17524 | 1.3594 | -0.78175 | 1.6364 | 0.19436 | 0.75077 | 0.20954 | 0.24656 | -0.19231 | 0.18725 | 0.22891 | 0.23888 | 0.46073 | 0.63209 | 7.5619 | 5.1642
Total | 0 | 1.2725 | -0.56963 | -2.1156 | -11.4466 | 1.893 | -11.8901 | -4.511 | -14.1556 | -31.7518 | 3.9824 | -31.5743 | -15.342 | -31.4927 | 4.1173 | 31.5849 | 30.5241 | 29.5853 | 8.0445 | 9.8414 | 28.8121 | 17.1929 | 12.0011 | -18.1871
Difference between Baseline and TGR & Full BSUoS Reform (Alternative FES background)
| 2019 | 2020 | 2021 | 2022 | 2023 | 2024 | 2025 | 2026 | 2027 | 2028 | 2029 | 2030 | 2031 | 2032 | 2033 | 2034 | 2035 | 2036 | 2037 | 2038 | 2039 | 2040 | Total to 2040 | NPV to 2040
Fuel | 0 | 10.8104 | 4.9813 | 22.7773 | 30.2564 | 46.2619 | 54.7329 | 68.7883 | 57.062 | 64.4641 | 73.0941 | 77.7517 | 68.1198 | 62.0368 | 82.5979 | 68.8529 | 58.9492 | 58.9736 | 47.5203 | 52.9689 | 30.4503 | 42.1516 | 1083.6016 | 727.8901
VOM | 0 | -5.3952 | -0.60326 | -3.8188 | -4.4175 | -2.6474 | 4.0653 | -1.2246 | -6.44 | -11.8077 | -25.6838 | -31.5822 | -26.35 | -32.1505 | -21.7373 | -24.6826 | -26.4191 | -23.3605 | -22.9968 | -9.253 | -9.968 | -11.0603 | -297.5331 | -188.3315
Carbon | 0 | 1.6245 | 2.3884 | 7.2266 | 9.3184 | 12.6613 | 22.4233 | 25.2948 | 38.4248 | 33.5261 | 40.9171 | 41.1589 | 43.9486 | 47.8268 | 64.2107 | 54.208 | 49.3465 | 52.6796 | 43.2351 | 41.6186 | 23.1743 | 32.6596 | 687.8719 | 440.1294
Capex | 0 | 0 | 0 | 0 | 0 | 0 | 7.4243 | 22.2729 | 35.6404 | 51.3071 | 30.4161 | -23.0035 | -15.6569 | -13.9078 | -35.3636 | -31.382 | -36.0843 | -42.1103 | -42.1103 | -42.1103 | -42.1103 | -19.9015 | -196.6801 | -85.4444
Fixed Opex | 0 | -0.21228 | -1.2487 | -1.2487 | 0 | 2.4959 | -4.5475 | -4.2141 | -1.666 | 3.5201 | 1.6571 | 2.7528 | 3.3767 | 3.3767 | -0.7016 | -3.7226 | -7.7506 | -5.4564 | -3.9036 | -3.9036 | -3.9036 | 1.2825 | -24.0173 | -14.2721
Interconnection | 0 | 2.1485 | -20.0198 | -31.5268 | -41.5571 | -59.3043 | -81.2912 | -75.379 | -91.0123 | -79.9818 | -55.128 | -46.9237 | -39.8274 | -47.3135 | -53.1185 | -27.3126 | -27.5813 | -0.20022 | 3.9034 | -4.8996 | 30.5796 | 5.96 | -739.7855 | -559.526
EEU | 0 | 1.1507e-05 | 8.1927e-05 | 0.0014367 | 0 | -0.16377 | 1.2163 | 1.2208 | 0.6928 | -0.36685 | 0.03303 | 0.17357 | 0.10394 | 0.086981 | 0.63814 | 0.66187 | 0.61123 | 1.037 | 0.72075 | 0.73451 | 0.91997 | -0.18963 | 8.1322 | 5.1961
Total | 0 | 8.9759 | -14.502 | -6.589 | -6.3998 | -0.69636 | 4.0235 | 36.7592 | 32.7017 | 60.661 | 65.3057 | 20.3275 | 33.7147 | 19.9556 | 36.5258 | 36.623 | 11.0716 | 41.5629 | 26.3689 | 35.1554 | 29.1423 | 50.9023 | 521.5897 | 325.6417
Difference between Baseline and Phased TGR and Full BSUoS Reform
| 2019 | 2020 | 2021 | 2022 | 2023 | 2024 | 2025 | 2026 | 2027 | 2028 | 2029 | 2030 | 2031 | 2032 | 2033 | 2034 | 2035 | 2036 | 2037 | 2038 | 2039 | 2040 | Total to 2040 | NPV to 2040
Fuel | 0 | 0 | 0.26648 | -2.8171 | 4.8366 | 24.2789 | 24.7528 | 18.4434 | 5.8818 | 23.2647 | 11.8846 | 28.9088 | 45.0086 | 4.7512 | 20.7926 | 38.8279 | 33.7404 | 28.8635 | 8.9912 | 17.4534 | 15.5114 | 22.4448 | 376.0858 | 243.7598
VOM | 0 | 0 | -3.4308 | -2.2717 | -4.4534 | -3.5523 | -1.4438 | -2.9933 | -4.5934 | -9.6579 | -15.1891 | -16.9188 | -16.0193 | -10.7878 | -5.341 | -13.7046 | -2.6596 | -20.2362 | -17.5726 | -23.8751 | -14.5823 | -11.4454 | -200.7284 | -125.1352
Carbon | 0 | 0 | -0.16047 | 3.9198 | 1.8654 | 8.2379 | 10.6341 | 9.1233 | 10.54 | 13.5353 | 10.0069 | 24.2502 | 33.5272 | 15.9622 | 20.8359 | 31.4521 | 27.473 | 19.0684 | 1.5163 | 0.50232 | 6.6374 | 15.4847 | 264.4119 | 171.8492
Capex | 0 | 0 | 0 | 0 | -16.7212 | -16.7212 | -16.7212 | -12.5875 | -10.78 | -32.6123 | -32.6123 | -16.4207 | -16.4207 | -37.6882 | -25.0358 | -10.1872 | -19.1275 | -22.8423 | -22.8423 | -26.8238 | -26.8238 | -13.9502 | -376.9181 | -245.4041
Fixed Opex | 0 | 0 | 0 | 1.1077 | -4.0783 | 11.1258 | -2.0644 | -1.4404 | 1.772 | -3.4141 | 1.0167 | 1.0167 | 1.0167 | 0.19847 | 5.1903 | 2.0704 | 6.7227 | 1.5367 | 0.42898 | 0.42898 | 3.9736 | 3.9736 | 30.5821 | 18.6148
Interconnection | 0 | 0 | 4.3668 | -8.6509 | 2.8609 | -21.9896 | -29.3062 | -12.4424 | -7.1505 | -14.1007 | 10.0664 | -20.3396 | -47.6847 | 4.3675 | -15.3134 | -16.3349 | -4.6442 | 10.0238 | 26.51 | 30.8911 | 19.0422 | 9.1383 | -80.6903 | -76.6601
EEU | 0 | 0 | 0 | -0.0041851 | 0.62441 | -0.15991 | 0.50714 | 0.73493 | -0.0037108 | 1.009 | 0.1438 | 0.16135 | 0.17153 | 0.90772 | 0.22702 | 0.25981 | -0.075213 | 0.4731 | 0.44453 | 0.46238 | 0.2327 | 0.32165 | 6.438 | 4.3083
Total | 0 | 0 | 1.042 | -8.7165 | -15.0657 | 1.2195 | -13.6416 | -1.1619 | -4.3339 | -21.976 | -14.6831 | 0.65799 | -0.40063 | -22.2889 | 1.3556 | 32.3834 | 41.4297 | 16.8869 | -2.5238 | -0.96079 | 3.9912 | 25.9676 | 19.1811 | -8.6672
Difference between TGR & Full BSUoS Reform and Phased TGR & Full BSUoS Reform
| 2019 | 2020 | 2021 | 2022 | 2023 | 2024 | 2025 | 2026 | 2027 | 2028 | 2029 | 2030 | 2031 | 2032 | 2033 | 2034 | 2035 | 2036 | 2037 | 2038 | 2039 | 2040 | Total to 2040 | NPV to 2040
Fuel | 0 | 4.4315 | -13.5044 | -30.8063 | -15.9485 | -4.04 | -5.5954 | -2.4886 | -0.13834 | 5.6903 | -20.8533 | 9.0869 | 7.2513 | -1.93 | -2.9165 | -3.6166 | 5.3681 | -1.248 | -5.6277 | -3.5839 | -14.8253 | -5.7758 | -101.0706 | -77.5518
VOM | 0 | 2.8998 | 1.0009 | 1.2774 | -1.3603 | -0.37015 | 0.12616 | 7.5009 | 4.023 | 3.8005 | 2.9356 | 3.7999 | 6.8438 | 0.80215 | 1.7203 | 1.7587 | 1.3415 | -2.3287 | -3.1335 | 2.5909 | -9.8894 | 1.1435 | 26.483 | 21.7935
Carbon | 0 | -1.2511 | -0.33157 | -2.7064 | -2.2769 | -1.0638 | -2.3323 | -0.60097 | 0.37484 | 4.0727 | -12.9121 | 7.872 | 7.4558 | -3.078 | -3.9251 | -2.762 | 3.8962 | -0.77567 | -8.3489 | -4.3638 | -19.9661 | 2.6799 | -40.3434 | -24.4881
Capex | 0 | 0 | 0 | 0 | 0 | 0 | 0 | 2.0918 | 9.2051 | 9.2051 | -12.2507 | 28.1534 | 7.4506 | 7.4506 | 1.7366 | 5.5654 | 5.5654 | -4.7041 | -4.7041 | -4.7041 | -4.7041 | 8.1695 | 53.5262 | 37.2886
Fixed Opex | 0 | 0.21228 | 1.2487 | 1.2487 | 0 | 0 | 1.007 | 3.5029 | 3.5029 | 3.5029 | -3.0124 | 7.3597 | 2.1737 | 0.30173 | 1.5497 | 1.5497 | -1.6515 | -1.6515 | -1.6515 | -1.6515 | 1.8932 | 1.8932 | 21.3278 | 15.9689
Interconnection | 0 | -7.5649 | 13.1985 | 24.3899 | 15.9667 | 4.8004 | 5.128 | -6.233 | -6.9669 | -16.1452 | 26.5019 | -22.5645 | -16.211 | 5.5004 | -0.94432 | -1.7099 | -3.7312 | -2.2762 | 12.6819 | 0.68671 | 22.8989 | 0.97492 | 48.381 | 37.3646
EEU | 0 | -3.6528e-05 | -0.00047144 | -0.0041947 | 0 | 0 | -0.08483 | -0.42392 | -0.17895 | -0.35044 | 0.92555 | -1.4751 | -0.022832 | 0.15695 | 0.017482 | 0.013252 | 0.1171 | 0.28585 | 0.21563 | 0.2235 | -0.22803 | -0.31044 | -1.1239 | -0.85593
Total | 0 | -1.2725 | 1.6117 | -6.6009 | -3.6191 | -0.6736 | -1.7514 | 3.3491 | 9.8216 | 9.7759 | -18.6655 | 32.2322 | 14.9414 | 9.2038 | -2.7618 | 0.79849 | 10.9055 | -12.6984 | -10.5683 | -10.8022 | -24.8209 | 8.7747 | 7.18 | 9.5198
Difference between Baseline and TGR & Partial BSUoS Reform
| 2019 | 2020 | 2021 | 2022 | 2023 | 2024 | 2025 | 2026 | 2027 | 2028 | 2029 | 2030 | 2031 | 2032 | 2033 | 2034 | 2035 | 2036 | 2037 | 2038 | 2039 | 2040 | Total to 2040 | NPV to 2040
Fuel | 0 | 1.0644 | 9.866 | 8.6908 | 2.6134 | 15.4643 | 18.3037 | 6.2868 | -12.4828 | 14.1007 | 8.684 | 0.48636 | 8.5467 | -8.2486 | 18.8878 | 30.2808 | 7.2767 | 24.7135 | 10.3752 | 20.6846 | 9.6219 | 6.5335 | 201.7498 | 133.007
VOM | 0 | -1.0406 | -2.7456 | -1.479 | -0.041587 | -1.4472 | 1.258 | -6.3005 | -3.4605 | -4.3043 | -10.0144 | -8.5923 | -17.3068 | -0.3919 | 10.2732 | -4.1844 | 14.4173 | -17.6248 | -2.3371 | -4.0078 | -6.6542 | -2.7942 | -68.779 | -46.2618
Carbon | 0 | 0.81446 | 0.56436 | 2.1729 | 1.3128 | 5.0345 | 6.647 | 0.816 | -0.61367 | 5.8812 | 8.6453 | 4.4499 | 0.53288 | -2.9722 | 28.5229 | 27.912 | 6.648 | 18.2949 | 9.9116 | 15.4305 | -4.1683 | -13.7335 | 122.1035 | 79.0915
Capex | 0 | 0 | 0 | 0 | -16.7212 | -16.7212 | -16.7212 | -8.2544 | -8.2544 | -30.0867 | -8.6309 | -20.1023 | -16.1208 | -37.3883 | -7.5571 | -13.5995 | -17.2339 | -9.2266 | -9.2266 | -13.2081 | -13.2081 | -13.2081 | -275.4695 | -184.3024
Fixed Opex | 0 | -0.21228 | -1.2487 | -0.14098 | -4.0783 | 11.1258 | -0.05035 | -0.05035 | 1.9558 | -3.2302 | 11.039 | 1.8944 | 1.8944 | -0.17181 | 10.006 | 3.572 | 5.7874 | 5.7874 | 4.6797 | 4.6797 | 4.6797 | 4.6797 | 62.5982 | 38.0713
Interconnection | 0 | -1.4395 | -5.4721 | -17.5816 | -6.5261 | -12.8415 | -20.2881 | 10.2921 | 12.9085 | -0.56645 | -5.4151 | 8.8943 | 5.1387 | 31.6213 | -28.8459 | -20.3207 | -0.94985 | 6.4343 | 1.3234 | 0.10513 | 16.5074 | 25.159 | -1.8628 | -17.6435
EEU | 0 | 3.6528e-05 | 0.00047144 | 9.5735e-06 | 0.62441 | -0.15991 | 0.34529 | 0.54903 | 0.082308 | 1.1772 | -1.332 | 0.11237 | 0.12068 | 0.9801 | -0.24599 | 0.22156 | 0.04429 | 0.082755 | 0.15019 | 0.15703 | 0.30462 | 0.41944 | 3.6339 | 2.4591
Total | 0 | -0.81342 | 0.96449 | -8.3378 | -22.8166 | 0.45462 | -10.5057 | 3.3387 | -9.8648 | -17.0286 | 2.9758 | -12.8573 | -17.1943 | -16.5714 | 31.041 | 23.8817 | 15.9899 | 28.4615 | 14.8765 | 23.841 | 7.0829 | 7.0559 | 43.974 | 4.4213
Difference between Baseline and TGR & Partial BSUoS Reform (Alternative FES background)
| 2019 | 2020 | 2021 | 2022 | 2023 | 2024 | 2025 | 2026 | 2027 | 2028 | 2029 | 2030 | 2031 | 2032 | 2033 | 2034 | 2035 | 2036 | 2037 | 2038 | 2039 | 2040 | Total to 2040 | NPV to 2040
Fuel | 0 | 3.5244 | 1.3989 | 12.7735 | 8.2817 | 24.9256 | 26.7942 | 35.1353 | 29.0683 | 41.9257 | 58.875 | 58.7075 | 16.2983 | 37.6139 | 27.0043 | 32.0354 | 28.4832 | 21.4375 | 10.1071 | 20.1499 | 2.5926 | 9.8227 | 506.9549 | 349.6421
VOM | 0 | -2.7483 | 0.73341 | -1.8255 | -0.59805 | 0.68013 | 3.0114 | 5.3001 | 0.53429 | -1.4649 | -9.8391 | -4.4003 | -4.0007 | -10.3399 | 0.85017 | -2.2678 | -6.6941 | 3.966 | -3.6966 | 2.2829 | 5.2518 | -4.5624 | -29.8274 | -19.725
Carbon | 0 | 1.0396 | -0.73343 | 4.1708 | 4.0867 | 6.9253 | 12.0158 | 12.0658 | 23.0656 | 17.7765 | 27.9925 | 38.0433 | 12.1025 | 29.2244 | 22.9297 | 31.9114 | 22.2571 | 22.0301 | 21.3773 | 20.7235 | 0.47158 | 1.2038 | 330.6798 | 217.3231
Capex | 0 | 0 | 0 | 0 | 0 | 0 | 9.329 | 14.7514 | 20.6684 | 20.6684 | 24.65 | -11.2507 | -22.7034 | -22.7034 | -27.9676 | -27.9676 | -32.6699 | -38.6959 | -38.6959 | -38.6959 | -17.8049 | -17.8049 | -206.8927 | -102.6559
Fixed Opex | 0 | -0.21228 | -1.2487 | -1.2487 | 0 | 3.1199 | -1.4424 | 4.4079 | 4.4079 | 5.5156 | 13.491 | 9.3292 | 4.1432 | 8.574 | 3.3879 | 0.36692 | -3.6611 | -1.3668 | -0.33268 | -0.3223 | 0.087746 | 0.087746 | 47.0839 | 33.1724
Interconnection | 0 | -0.061898 | -12.4636 | -18.3989 | -20.928 | -35.7509 | -39.5928 | -52.7243 | -55.7133 | -41.6314 | -53.6976 | -48.6632 | 1.4719 | -16.0186 | -0.86693 | -0.32634 | 7.8967 | 13.4813 | 32.6902 | 29.1103 | 53.7073 | 42.3068 | -216.1733 | -212.1897
EEU | 0 | 1.1507e-05 | 8.1927e-05 | 0.0014367 | 0 | -0.20296 | 0.49249 | 0.045694 | 0.068372 | -0.15994 | -1.6991 | -1.0641 | 0.33506 | -0.75988 | 0.24243 | 0.34044 | 0.37697 | 0.61078 | 0.35918 | 0.36766 | 0.41353 | 0.4578 | 0.22594 | -0.27047
Total | 0 | 1.5415 | -12.3133 | -4.5274 | -9.1577 | -0.3029 | 10.6077 | 18.982 | 22.0997 | 42.6299 | 59.7725 | 40.7018 | 7.6467 | 25.5906 | 25.58 | 34.0925 | 15.9889 | 21.4629 | 21.8086 | 33.616 | 44.7196 | 31.5116 | 432.0511 | 265.2966

## System Costs - IC emissions
System Costs
Note | All values are given in £m, in £2016 real terms
All NPV values are calculated using a discount rate of 3.5%
Difference between Baseline and TGR & Full BSUoS Reform
| 2019 | 2020 | 2021 | 2022 | 2023 | 2024 | 2025 | 2026 | 2027 | 2028 | 2029 | 2030 | 2031 | 2032 | 2033 | 2034 | 2035 | 2036 | 2037 | 2038 | 2039 | 2040 | Total to 2040 | NPV to 2040
Fuel | 0 | -4.4315 | 13.7709 | 27.9892 | 20.7851 | 28.3189 | 30.3482 | 20.932 | 6.0201 | 17.5744 | 32.7379 | 19.822 | 37.7573 | 6.6812 | 23.7091 | 42.4445 | 28.3723 | 30.1115 | 14.6189 | 21.0373 | 30.3366 | 28.2206 | 477.1565 | 321.3116
VOM | 0 | -2.8998 | -4.4317 | -3.5491 | -3.0931 | -3.1822 | -1.57 | -10.4942 | -8.6164 | -13.4584 | -18.1247 | -20.7186 | -22.8632 | -11.59 | -7.0614 | -15.4633 | -4.0011 | -17.9075 | -14.4391 | -26.466 | -4.6929 | -12.5889 | -227.2114 | -146.9286
Carbon | 0 | 1.2511 | 0.17111 | 6.3773 | 3.068 | 5.6885 | 7.9882 | 8.9894 | 9.7488 | 9.8386 | 21.1602 | 20.9642 | 24.4452 | 19.5669 | 19.5553 | 32.7 | 38.3752 | 23.8954 | 12.3671 | 19.1515 | 1.8269 | 3.1844 | 290.3135 | 186.9479
Capex | 0 | 0 | 0 | 0 | -16.7212 | -16.7212 | -16.7212 | -14.6793 | -19.9851 | -41.8174 | -20.3616 | -44.574 | -23.8713 | -45.1388 | -26.7724 | -15.7526 | -24.6928 | -18.1382 | -18.1382 | -22.1197 | -22.1197 | -22.1197 | -430.4443 | -282.6927
Fixed Opex | 0 | -0.21228 | -1.2487 | -0.14098 | -4.0783 | 11.1258 | -3.0714 | -4.9433 | -1.7309 | -6.917 | 4.0291 | -6.343 | -1.157 | -0.10326 | 3.6406 | 0.52071 | 8.3742 | 3.1882 | 2.0805 | 2.0805 | 2.0805 | 2.0805 | 9.2543 | 2.6458
Interconnection | 0 | 7.5649 | -8.8317 | -33.0408 | -13.1058 | -26.79 | -34.4342 | -6.2094 | -0.18365 | 2.0445 | -16.4355 | 2.2249 | -31.4737 | -1.1329 | -14.3691 | -14.625 | -0.91294 | 12.3 | 13.8282 | 30.2043 | -3.8567 | 8.1634 | -129.0712 | -114.0247
EEU | 0 | 3.6528e-05 | 0.00047144 | 9.5735e-06 | 0.62441 | -0.15991 | 0.59197 | 1.1589 | 0.17524 | 1.3594 | -0.78175 | 1.6364 | 0.19436 | 0.75077 | 0.20954 | 0.24656 | -0.19231 | 0.18725 | 0.22891 | 0.23888 | 0.46073 | 0.63209 | 7.5619 | 5.1642
Total | 0 | 1.2725 | -0.56963 | -2.3644 | -12.5209 | -1.7202 | -16.8683 | -5.2459 | -14.5719 | -31.3759 | 2.2236 | -26.9882 | -16.9682 | -30.9661 | -1.0883 | 30.0708 | 45.3225 | 33.6367 | 10.5463 | 24.1268 | 4.0355 | 7.5724 | -2.4408 | -27.5764
Difference between Baseline and TGR & Full BSUoS Reform (Alternative FES background)
| 2019 | 2020 | 2021 | 2022 | 2023 | 2024 | 2025 | 2026 | 2027 | 2028 | 2029 | 2030 | 2031 | 2032 | 2033 | 2034 | 2035 | 2036 | 2037 | 2038 | 2039 | 2040 | Total to 2040 | NPV to 2040
Fuel | 0 | 10.8104 | 4.9813 | 22.7773 | 30.2564 | 46.2619 | 54.7329 | 68.7883 | 57.062 | 64.4641 | 73.0941 | 77.7517 | 68.1198 | 62.0368 | 82.5979 | 68.8529 | 58.9492 | 58.9736 | 47.5203 | 52.9689 | 30.4503 | 42.1516 | 1083.6016 | 727.8901
VOM | 0 | -5.3952 | -0.60326 | -3.8188 | -4.4175 | -2.6474 | 4.0653 | -1.2246 | -6.44 | -11.8077 | -25.6838 | -31.5822 | -26.35 | -32.1505 | -21.7373 | -24.6826 | -26.4191 | -23.3605 | -22.9968 | -9.253 | -9.968 | -11.0603 | -297.5331 | -188.3315
Carbon | 0 | 1.6245 | 2.3884 | 6.973 | 6.5191 | 6.7671 | 10.5744 | 10.7899 | 20.1799 | 14.9069 | 27.8755 | 34.426 | 36.1002 | 37.9008 | 45.7437 | 41.1987 | 32.5657 | 58.9088 | 35.6511 | 25.3172 | 16.311 | 18.7994 | 491.5212 | 310.4221
Capex | 0 | 0 | 0 | 0 | 0 | 0 | 7.4243 | 22.2729 | 35.6404 | 51.3071 | 30.4161 | -23.0035 | -15.6569 | -13.9078 | -35.3636 | -31.382 | -36.0843 | -42.1103 | -42.1103 | -42.1103 | -42.1103 | -19.9015 | -196.6801 | -85.4444
Fixed Opex | 0 | -0.21228 | -1.2487 | -1.2487 | 0 | 2.4959 | -4.5475 | -4.2141 | -1.666 | 3.5201 | 1.6571 | 2.7528 | 3.3767 | 3.3767 | -0.7016 | -3.7226 | -7.7506 | -5.4564 | -3.9036 | -3.9036 | -3.9036 | 1.2825 | -24.0173 | -14.2721
Interconnection | 0 | 2.1485 | -20.0198 | -31.5268 | -41.5571 | -59.3043 | -81.2912 | -75.379 | -91.0123 | -79.9818 | -55.128 | -46.9237 | -39.8274 | -47.3135 | -53.1185 | -27.3126 | -27.5813 | -0.20022 | 3.9034 | -4.8996 | 30.5796 | 5.96 | -739.7855 | -559.526
EEU | 0 | 1.1507e-05 | 8.1927e-05 | 0.0014367 | 0 | -0.16377 | 1.2163 | 1.2208 | 0.6928 | -0.36685 | 0.03303 | 0.17357 | 0.10394 | 0.086981 | 0.63814 | 0.66187 | 0.61123 | 1.037 | 0.72075 | 0.73451 | 0.91997 | -0.18963 | 8.1322 | 5.1961
Total | 0 | 8.9759 | -14.502 | -6.8426 | -9.1991 | -6.5905 | -7.8254 | 22.2542 | 14.4568 | 42.0418 | 52.2641 | 13.5945 | 25.8663 | 10.0296 | 18.0588 | 23.6137 | -5.7092 | 47.7921 | 18.7849 | 18.854 | 22.279 | 37.0421 | 325.239 | 195.9344
Difference between Baseline and Phased TGR and Full BSUoS Reform
| 2019 | 2020 | 2021 | 2022 | 2023 | 2024 | 2025 | 2026 | 2027 | 2028 | 2029 | 2030 | 2031 | 2032 | 2033 | 2034 | 2035 | 2036 | 2037 | 2038 | 2039 | 2040 | Total to 2040 | NPV to 2040
Fuel | 0 | 0 | 0.26648 | -2.8171 | 4.8366 | 24.2789 | 24.7528 | 18.4434 | 5.8818 | 23.2647 | 11.8846 | 28.9088 | 45.0086 | 4.7512 | 20.7926 | 38.8279 | 33.7404 | 28.8635 | 8.9912 | 17.4534 | 15.5114 | 22.4448 | 376.0858 | 243.7598
VOM | 0 | 0 | -3.4308 | -2.2717 | -4.4534 | -3.5523 | -1.4438 | -2.9933 | -4.5934 | -9.6579 | -15.1891 | -16.9188 | -16.0193 | -10.7878 | -5.341 | -13.7046 | -2.6596 | -20.2362 | -17.5726 | -23.8751 | -14.5823 | -11.4454 | -200.7284 | -125.1352
Carbon | 0 | 0 | -0.16047 | 3.83 | 1.6048 | 5.0568 | 6.3579 | 5.8142 | 8.2326 | 10.2276 | 12.8268 | 22.8079 | 24.1015 | 17.4254 | 15.3665 | 28.6986 | 37.287 | 22.5823 | 9.16 | 14.3072 | 7.2194 | 7.2777 | 260.0237 | 164.5114
Capex | 0 | 0 | 0 | 0 | -16.7212 | -16.7212 | -16.7212 | -12.5875 | -10.78 | -32.6123 | -32.6123 | -16.4207 | -16.4207 | -37.6882 | -25.0358 | -10.1872 | -19.1275 | -22.8423 | -22.8423 | -26.8238 | -26.8238 | -13.9502 | -376.9181 | -245.4041
Fixed Opex | 0 | 0 | 0 | 1.1077 | -4.0783 | 11.1258 | -2.0644 | -1.4404 | 1.772 | -3.4141 | 1.0167 | 1.0167 | 1.0167 | 0.19847 | 5.1903 | 2.0704 | 6.7227 | 1.5367 | 0.42898 | 0.42898 | 3.9736 | 3.9736 | 30.5821 | 18.6148
Interconnection | 0 | 0 | 4.3668 | -8.6509 | 2.8609 | -21.9896 | -29.3062 | -12.4424 | -7.1505 | -14.1007 | 10.0664 | -20.3396 | -47.6847 | 4.3675 | -15.3134 | -16.3349 | -4.6442 | 10.0238 | 26.51 | 30.8911 | 19.0422 | 9.1383 | -80.6903 | -76.6601
EEU | 0 | 0 | 0 | -0.0041851 | 0.62441 | -0.15991 | 0.50714 | 0.73493 | -0.0037108 | 1.009 | 0.1438 | 0.16135 | 0.17153 | 0.90772 | 0.22702 | 0.25981 | -0.075213 | 0.4731 | 0.44453 | 0.46238 | 0.2327 | 0.32165 | 6.438 | 4.3083
Total | 0 | 0 | 1.042 | -8.8063 | -15.3264 | -1.9616 | -17.9178 | -4.471 | -6.6413 | -25.2837 | -11.8631 | -0.78426 | -9.8263 | -20.8258 | -4.1139 | 29.6299 | 51.2437 | 20.4008 | 5.1198 | 12.8441 | 4.5732 | 17.7606 | 14.7929 | -16.0051
Difference between TGR & Full BSUoS Reform and Phased TGR & Full BSUoS Reform
| 2019 | 2020 | 2021 | 2022 | 2023 | 2024 | 2025 | 2026 | 2027 | 2028 | 2029 | 2030 | 2031 | 2032 | 2033 | 2034 | 2035 | 2036 | 2037 | 2038 | 2039 | 2040 | Total to 2040 | NPV to 2040
Fuel | 0 | 4.4315 | -13.5044 | -30.8063 | -15.9485 | -4.04 | -5.5954 | -2.4886 | -0.13834 | 5.6903 | -20.8533 | 9.0869 | 7.2513 | -1.93 | -2.9165 | -3.6166 | 5.3681 | -1.248 | -5.6277 | -3.5839 | -14.8253 | -5.7758 | -101.0706 | -77.5518
VOM | 0 | 2.8998 | 1.0009 | 1.2774 | -1.3603 | -0.37015 | 0.12616 | 7.5009 | 4.023 | 3.8005 | 2.9356 | 3.7999 | 6.8438 | 0.80215 | 1.7203 | 1.7587 | 1.3415 | -2.3287 | -3.1335 | 2.5909 | -9.8894 | 1.1435 | 26.483 | 21.7935
Carbon | 0 | -1.2511 | -0.33157 | -2.5473 | -1.4633 | -0.63167 | -1.6304 | -3.1752 | -1.5162 | 0.38908 | -8.3334 | 1.8437 | -0.34373 | -2.1415 | -4.1889 | -4.0014 | -1.0882 | -1.3132 | -3.2071 | -4.8443 | 5.3925 | 4.0933 | -30.2898 | -22.4366
Capex | 0 | 0 | 0 | 0 | 0 | 0 | 0 | 2.0918 | 9.2051 | 9.2051 | -12.2507 | 28.1534 | 7.4506 | 7.4506 | 1.7366 | 5.5654 | 5.5654 | -4.7041 | -4.7041 | -4.7041 | -4.7041 | 8.1695 | 53.5262 | 37.2886
Fixed Opex | 0 | 0.21228 | 1.2487 | 1.2487 | 0 | 0 | 1.007 | 3.5029 | 3.5029 | 3.5029 | -3.0124 | 7.3597 | 2.1737 | 0.30173 | 1.5497 | 1.5497 | -1.6515 | -1.6515 | -1.6515 | -1.6515 | 1.8932 | 1.8932 | 21.3278 | 15.9689
Interconnection | 0 | -7.5649 | 13.1985 | 24.3899 | 15.9667 | 4.8004 | 5.128 | -6.233 | -6.9669 | -16.1452 | 26.5019 | -22.5645 | -16.211 | 5.5004 | -0.94432 | -1.7099 | -3.7312 | -2.2762 | 12.6819 | 0.68671 | 22.8989 | 0.97492 | 48.381 | 37.3646
EEU | 0 | -3.6528e-05 | -0.00047144 | -0.0041947 | 0 | 0 | -0.08483 | -0.42392 | -0.17895 | -0.35044 | 0.92555 | -1.4751 | -0.022832 | 0.15695 | 0.017482 | 0.013252 | 0.1171 | 0.28585 | 0.21563 | 0.2235 | -0.22803 | -0.31044 | -1.1239 | -0.85593
Total | 0 | -1.2725 | 1.6117 | -6.4419 | -2.8055 | -0.24142 | -1.0495 | 0.7749 | 7.9306 | 6.0922 | -14.0867 | 26.2039 | 7.1419 | 10.1403 | -3.0255 | -0.44089 | 5.9212 | -13.2359 | -5.4265 | -11.2827 | 0.53774 | 10.1881 | 17.2336 | 11.5714
Difference between Baseline and TGR & Partial BSUoS Reform
| 2019 | 2020 | 2021 | 2022 | 2023 | 2024 | 2025 | 2026 | 2027 | 2028 | 2029 | 2030 | 2031 | 2032 | 2033 | 2034 | 2035 | 2036 | 2037 | 2038 | 2039 | 2040 | Total to 2040 | NPV to 2040
Fuel | 0 | 1.0644 | 9.866 | 8.6908 | 2.6134 | 15.4643 | 18.3037 | 6.2868 | -12.4828 | 14.1007 | 8.684 | 0.48636 | 8.5467 | -8.2486 | 18.8878 | 30.2808 | 7.2767 | 24.7135 | 10.3752 | 20.6846 | 9.6219 | 6.5335 | 201.7498 | 133.007
VOM | 0 | -1.0406 | -2.7456 | -1.479 | -0.041587 | -1.4472 | 1.258 | -6.3005 | -3.4605 | -4.3043 | -10.0144 | -8.5923 | -17.3068 | -0.3919 | 10.2732 | -4.1844 | 14.4173 | -17.6248 | -2.3371 | -4.0078 | -6.6542 | -2.7942 | -68.779 | -46.2618
Carbon | 0 | 0.81446 | 0.56436 | 2.0343 | 0.66601 | 2.884 | 3.8402 | 3.1638 | 1.2733 | 5.0655 | 9.1859 | 8.3848 | 9.0448 | 5.7014 | 12.7372 | 11.5458 | 5.1814 | 19.8143 | -0.93712 | 5.6022 | -4.6438 | -12.7687 | 89.1541 | 61.0027
Capex | 0 | 0 | 0 | 0 | -16.7212 | -16.7212 | -16.7212 | -8.2544 | -8.2544 | -30.0867 | -8.6309 | -20.1023 | -16.1208 | -37.3883 | -7.5571 | -13.5995 | -17.2339 | -9.2266 | -9.2266 | -13.2081 | -13.2081 | -13.2081 | -275.4695 | -184.3024
Fixed Opex | 0 | -0.21228 | -1.2487 | -0.14098 | -4.0783 | 11.1258 | -0.05035 | -0.05035 | 1.9558 | -3.2302 | 11.039 | 1.8944 | 1.8944 | -0.17181 | 10.006 | 3.572 | 5.7874 | 5.7874 | 4.6797 | 4.6797 | 4.6797 | 4.6797 | 62.5982 | 38.0713
Interconnection | 0 | -1.4395 | -5.4721 | -17.5816 | -6.5261 | -12.8415 | -20.2881 | 10.2921 | 12.9085 | -0.56645 | -5.4151 | 8.8943 | 5.1387 | 31.6213 | -28.8459 | -20.3207 | -0.94985 | 6.4343 | 1.3234 | 0.10513 | 16.5074 | 25.159 | -1.8628 | -17.6435
EEU | 0 | 3.6528e-05 | 0.00047144 | 9.5735e-06 | 0.62441 | -0.15991 | 0.34529 | 0.54903 | 0.082308 | 1.1772 | -1.332 | 0.11237 | 0.12068 | 0.9801 | -0.24599 | 0.22156 | 0.04429 | 0.082755 | 0.15019 | 0.15703 | 0.30462 | 0.41944 | 3.6339 | 2.4591
Total | 0 | -0.81342 | 0.96449 | -8.4764 | -23.4634 | -1.6958 | -13.3125 | 5.6865 | -7.9779 | -17.8443 | 3.5164 | -8.9224 | -8.6824 | -7.8978 | 15.2552 | 7.5155 | 14.5233 | 29.9808 | 4.0278 | 14.0128 | 6.6074 | 8.0207 | 11.0246 | -13.6675
Difference between Baseline and TGR & Partial BSUoS Reform (Alternative FES background)
| 2019 | 2020 | 2021 | 2022 | 2023 | 2024 | 2025 | 2026 | 2027 | 2028 | 2029 | 2030 | 2031 | 2032 | 2033 | 2034 | 2035 | 2036 | 2037 | 2038 | 2039 | 2040 | Total to 2040 | NPV to 2040
Fuel | 0 | 3.5244 | 1.3989 | 12.7735 | 8.2817 | 24.9256 | 26.7942 | 35.1353 | 29.0683 | 41.9257 | 58.875 | 58.7075 | 16.2983 | 37.6139 | 27.0043 | 32.0354 | 28.4832 | 21.4375 | 10.1071 | 20.1499 | 2.5926 | 9.8227 | 506.9549 | 349.6421
VOM | 0 | -2.7483 | 0.73341 | -1.8255 | -0.59805 | 0.68013 | 3.0114 | 5.3001 | 0.53429 | -1.4649 | -9.8391 | -4.4003 | -4.0007 | -10.3399 | 0.85017 | -2.2678 | -6.6941 | 3.966 | -3.6966 | 2.2829 | 5.2518 | -4.5624 | -29.8274 | -19.725
Carbon | 0 | 1.0396 | -0.73343 | 4.0216 | 2.4401 | 3.2302 | 5.8638 | 0.85951 | 11.5238 | 6.1201 | 10.7321 | 21.643 | 6.6597 | 20.6994 | 17.1534 | 19.2448 | 6.9045 | 15.0874 | 21.6882 | 12.5301 | 10.7263 | 6.8393 | 204.2736 | 128.9339
Capex | 0 | 0 | 0 | 0 | 0 | 0 | 9.329 | 14.7514 | 20.6684 | 20.6684 | 24.65 | -11.2507 | -22.7034 | -22.7034 | -27.9676 | -27.9676 | -32.6699 | -38.6959 | -38.6959 | -38.6959 | -17.8049 | -17.8049 | -206.8927 | -102.6559
Fixed Opex | 0 | -0.21228 | -1.2487 | -1.2487 | 0 | 3.1199 | -1.4424 | 4.4079 | 4.4079 | 5.5156 | 13.491 | 9.3292 | 4.1432 | 8.574 | 3.3879 | 0.36692 | -3.6611 | -1.3668 | -0.33268 | -0.3223 | 0.087746 | 0.087746 | 47.0839 | 33.1724
Interconnection | 0 | -0.061898 | -12.4636 | -18.3989 | -20.928 | -35.7509 | -39.5928 | -52.7243 | -55.7133 | -41.6314 | -53.6976 | -48.6632 | 1.4719 | -16.0186 | -0.86693 | -0.32634 | 7.8967 | 13.4813 | 32.6902 | 29.1103 | 53.7073 | 42.3068 | -216.1733 | -212.1897
EEU | 0 | 1.1507e-05 | 8.1927e-05 | 0.0014367 | 0 | -0.20296 | 0.49249 | 0.045694 | 0.068372 | -0.15994 | -1.6991 | -1.0641 | 0.33506 | -0.75988 | 0.24243 | 0.34044 | 0.37697 | 0.61078 | 0.35918 | 0.36766 | 0.41353 | 0.4578 | 0.22594 | -0.27047
Total | 0 | 1.5415 | -12.3133 | -4.6766 | -10.8044 | -3.998 | 4.4557 | 7.7757 | 10.5578 | 30.9735 | 42.5122 | 24.3015 | 2.204 | 17.0655 | 19.8037 | 21.4258 | 0.63628 | 14.5202 | 22.1195 | 25.4227 | 54.9744 | 37.1471 | 305.6449 | 176.9075

## Summary table
NPV of Total Cost Change, 3.5%, 2019-2040
Counterfactual | Factual | Consumer cost NPV, £bn | System cost NPV (previous), £bn | System cost NPV (updated), £bn | System cost NPV (updated, Interconnection at carbon intensity of CCGT*), £bn
Baseline | TGR & Full BSUoS Reform | -4.5237 | -0.11325 | -0.018187 | -0.027576
Alternative FES background - Baseline | Alternative FES background – TGR & Full BSUoS Reform | -5.9949 | 0.10326 | 0.32564 | 0.19593
Baseline | Phased TGR & Full BSUoS Reform | -3.5052 | -0.098437 | -0.0086672 | -0.016005
Baseline | TGR & Partial BSUoS Reform | -3.3347 | -0.032479 | 0.0044213 | -0.013668
Alternative FES background - Baseline | Alternative FES background – TGR & Partial BSUoS Reform | -4.1147 | 0.15628 | 0.2653 | 0.17691
* Accounts for "unpriced" CO2 emissions associated with interconnector imports, due to the UK appraisal price being higher than the EU-ETS market price. Have used assumption that Interconnection imports have a carbon intensity approximately equivalent to a CCGT (360g/kWh), i.e. assuming that CCGT is the marginal generation technology in the connected market in periods where the reforms have an impact on interconnector flows.