## Front sheet
Annex 3 - Network cost allowance methodology - electricity
Version Control | Date Published | Changes
v1.1 | 2018-09-06 | Published for statutory consultation
v1.2 | 2018-11-06 | -Charges and losses inputs added for first cap period (same values used as the winter 2018/19 example provided previously) -Formulae in BSUoS Inputs tab amended to show blank where no data -Minor formatting amendments, and additional information on sources added
v1.3 | 2019-02-02 | -Charges and losses inputs updated for second cap period -SOLR levy added to distibution Charges
v1.4 | 2019-08-07 | -Charges, losses and demand data updated for price cap period 01 Oct 2019 to 31 Mar 2020
v1.5 | 2020-02-07 | -Network charges and losses updated for price cap period 01 Apr 2020 to 30 Sep 2020 -Updates made to tabs '3a Demand', '2a TNUoS', and '2b DUoS'. The update allows the historic periods to match those previously published and to reflect updated 4pm - 7pm share of demand values.
v1.6 | 2020-08-07 | -Charges, losses and demand data updated for price cap period 01 Oct 2020 to 31 Mar 2021 -BSUoS charges include capped BSUoS costs, as per Ofgem's decision to defer additional COVID-19 BSUoS costs (CMP345).
v1.7 | 2021-02-05 | -Network charges and losses updated for price cap period 01 Apr 2021 to 30 Sep 2021 -Includes updates following the decision on changes to ‘Annex 3 – Methodology for determining the Network Cost Allowance’: www.ofgem.gov.uk/publications-and-updates/decision-changes-annex-3-methodology-determining-network-cost-allowance-and-allowance-shetland-cross-subsidy-default-tariff-cap
v1.8 | 2021-08-05 | -Charges, losses and demand data updated for price cap period 01 Oct 2021 to 31 Mar 2022
v1.9 | 2022-02-04 | -Network charges and losses updated for price cap period 01 Apr 2022 to 30 Sep 2022
v1.10 | 2022-08-26 | -Network charges and losses updated for price cap period 01 October 2022 to 31 March 2023
V1.11 | 2022-11-25 | - Split previous 6 monthly column to 3 months to faciliate quarterly BSUoS update -Updates BSUoS charges tab to implement the fixed ex-ante tariff (CMP361 or similar modification) - Adds a tab '3g BSUoS trans arrangement' to implement a transitional adjustment resulting from the update to the BSUoS charges.
V1.12 | 2023-02-17 | Decision to update the BSUoS allowance following consultation (25/22/2022 - V1.11) '- Split previous 6 monthly column to 3 months to faciliate quarterly BSUoS update -Updates BSUoS charges tab to implement the fixed ex-ante tariff (CMP361) - Adds a tab '3g BSUoS trans arrangement' to implement a transitional adjustment resulting from the update to the BSUoS charges. -Amended errors following stakeholder feedback to published model during consultation.
V1.13 | 2023-02-20 | Model updated to reflect CMP343 changes moving some TNUoS charges to fixed rather than volumetric: - tab 3c updated to take non-locational demand residual banded charge input - tab 2a updated to add a nil consumption calculation - tab 1 a updated to added TNUoS nil consumption to nil consumption calculation
V1.14 | 2023-03-24 | Changes made to extend model functionality to 2030: - Input: Updated tabs ‘3g BSUoS trans arrangement, ‘3f DUoS charge (DCP268)’, ‘3d DSUoS charges’, ‘3e BSUoS charges’, ‘3c TNUoS charges’, ‘3b losses’ and ‘3a demand’. - Calculation: Updated tabs ‘2c BSUoS’, ‘2b DUoS’, and ‘2a TNUos’. - Output: Updated tab ‘1a Network Cost Allowance – elec’.

## Notes
Description
This annex sets out the methodology and sources used to calculate the Network Cost Allowance for electricity in each Charge Restriction Region, 28AD Charge Restriction Period, at each Benchmark Annual Consumption Level and for each Benchmark Metering Arrangement.
We calculate allowances in pounds per customer per year by combining information on electricity network charges with assumptions about domestic demand.
The model is a revised version of the model used to update the level of the existing safeguard tariffs. https://www.ofgem.gov.uk/system/files/docs/2018/02/prepayment_price_cap_calculations_network_charges_v1.6.xlsx
| <= Denotes an input |  | <= Denotes a calculation or output
Model context
List of tabs
Tab name | Tab type | Description
Front sheet | n/a | Title
Notes | n/a | This tab
1 Outputs
1a Network Cost Allowance-Elec | Outputs | Tables showing the electricity Network Cost Allowance for each Charge Restriction Region, 28AD Charge Restriction Period, Benchmark Annual Consumption Level and Benchmark Metering Arrangement, used to calculate the level of the default tariff cap. Also shown are weighted average annual values for previous years.
2. Calculate
2a TNUoS | Calculations | Table showing calculation of transmission network use of system (TNUoS) charges in £ per customer per year
2b DUoS | Calculations | Table showing calculation of distribution use of system (DUoS) charges in £ per customer per year
2c BSUoS | Calculations | Table showing calculation of balancing services use of system (BSUoS) charges in £ per customer per year
3. Inputs
3a Demand | Inputs | Demand inputs used to calculate charges, including typical consumption values, peak shares, peak/off peak split for E7, and winter/summer split
3b Losses | Inputs | Loss multipliers used to uplift TNUoS and BSUoS to charges per MWh supplied at the customer meter point
3c TNUoS Charges | Inputs | Transmission network use of system chanrges, as published by National Grid
3d DNUoS Charges | Inputs | Distribution network use of system charges as published by the distribution network companies
3e BSUoS Charges | Inputs | Balancing use of system charges as published by National Grid
1a Network Cost Allowance - Elec
Network Cost Allowances for:
Single-Rate Metering Arrangement - Nil consumption & 3,100kWh
Multi-Register Metering Arrangement - Nil consumption & 4,200kWh
Weighted average annual values for:
Single-Rate and Multi-Register for Transmission, Distribution and BSUoS
2a TNUoS
Table showing the calculation of tranmission network use of system charges (TNUoS), taking into account average consumption, relevant charging period and losses
2b DUoS
Table showing calculation of distibution network use of system charges (DUoS), taking into accoung fixed and unit charges for typcial domestic consumption
2c BSUoS
Table showing calculation of balancing services use of system charges (BSUoS)
3a Demand
Typical Consumption
4pm to 7pm share of demand
Peak/off peak split share of demand
Winter summer share of demand
3b Losses
Table giving the loss multipliers for each region and period
3c TNUoS Charges
Transmission network use of system charges
3d DUoS Charges
Distribution network use of system charges
3e BSUoS Charges
Balancing services use of system charges
Demand and losses
Shows calculation of distribution and transmission loss multipliers, and electricity demand parameters, for use in Annexes
National Grid
Distribution Network Operators
Elexon/Ofgem

## 1a Network Cost Allowance-Elec
Network Cost Allowance - Electricity
This tab shows the electricity Network Cost Allowance values for each 28AD Charge Restriction Period, Benchmark Metering Arrangement, Benchmark Annual Consumption Level and Charge Restriction Region.
1. Network Cost Allowance, electricity, £ per customer per year
Benchmark Metering Arrangement | Benchmark Annual Consumption Level | Unit | Zone | Charge Restriction Region |  | Historical examples | [7 empty] | Values to be used to update level of default tariff cap
[6 empty] | These are for historical periods, for illustration only. | [7 empty] | These are the values that will be populated to calculate the updated level of the default tariff cap
[5 empty] | 28AD Charge Restriction Period: | April 2015 – September 2015 | October 2015- March 2016 | April 2016-September 2016 | October 2016-March 2017 | April 2017 - September 2017 | October 2017 - March 2018 | April 2018 - September 2018 | October 2018 - March 2019 | January 2019 - March 2019 | April 2019 - September 2019 | October 2019 - March 2020 | April 2020 - September 2020 | October 2020 - March 2021 | April 2021 - September 2021 | October 2021 - March 2022 | April 2022 - September 2022 | October 2022 - March 2023 | April 2023 - June 2023 | July 2023 - September 2023 | October 2023 - December 2023 | January 2024 - March 2024 | April 2024 - June 2024 | July 2024 - September 2024 | October 2024 - December 2024 | January 2025 - March 2025 | April 2025 - June 2025 | July 2025 - September 2025 | October 2025 - December 2025 | January 2026 - March 2026 | April 2026 - June 2026 | July 2026 - September 2026 | October 2026 - December 2026 | January 2027 - March 2027 | April 2027 - June 2027 | July 2027 - September 2027 | October 2027 - December 2027 | January 2028 - March 2028 | April 2028 - June 2028 | July 2028 - September 2028 | October 2028 - December 2028 | January 2029 - March 2029 | April 2029 - June 2029 | July 2029 - September 2029 | October 2029 - December 2029 | January 2030 - March 2030 | April 2030 - June 2030 | July 2030 - September 2030 | October 2030 - December 2030
[5 empty] | Updated calculated as of: | February 2015 | August 2015 | February 2016 | August 2016 | February 2017 | August 2017 | February 2018 | August 2018 | November 2018 | February 2019 | August 2019 | February 2020 | August 2020 | February 2021 | August 2021 | February 2022 | August 2022 | Q2 2023 | 2023-05-01 | 2023-08-01 | 2023-11-01 | 2024-02-01 | 2024-05-01 | 2024-08-01 | 2024-11-01 | 2025-02-01 | 2025-05-01 | 2025-08-01 | 2025-11-01 | 2026-02-01 | 2026-05-01 | 2026-08-01 | 2026-11-01 | 2027-02-01 | 2027-05-01 | 2027-08-01 | 2027-11-01 | 2028-02-01 | 2028-05-01 | 2028-08-01 | 2028-11-01 | 2029-02-01 | 2029-05-01 | 2029-08-01 | 2029-11-01 | 2030-02-01 | 2030-05-01 | 2030-08-01
[5 empty] | Charging year: | 2015/16 | 2015/16 | 2016/17 | 2016/17 | 2017/18 | 2017/18 | 2018/19 | 2018/19 | 2018/2019 | 2019/2020 | 2019/2020 | 2020/2021 | 2020/2021 | 2021/2022 | 2021/2022 | 2022/2023 | 2022/2023 | 2023/2024 | 2023 | 2023 | 2024 | 2024 | 2024 | 2024 | 2025 | 2025 | 2025 | 2025 | 2026 | 2026 | 2026 | 2026 | 2027 | 2027 | 2027 | 2027 | 2028 | 2028 | 2028 | 2028 | 2029 | 2029 | 2029 | 2029 | 2030 | 2030 | 2030 | 2030
Single-Rate Metering Arrangement | Nil | £ per customer per year | 1 | Eastern |  | 17.1185 | 17.1185 | 16.7535 | 16.7535 | 17.1185 | 17.1185 | 16.1695 | 16.1695 | 16.1695 | 17.7755 | 17.7755 | 17.666 | 17.666 | 14.4905 | 14.4905 | 59.2395 | 59.2395 | 71.5634 | bar: 2023-05-01 to 2030-08-01
|  |  | 2 | East Midlands |  | 9.5265 | 9.5265 | 16.352 | 16.352 | 11.388 | 11.388 | 12.0815 | 12.0815 | 12.0815 | 11.3515 | 11.3515 | 12.2275 | 12.2275 | 13.651 | 13.651 | 82.417 | 82.417 | 94.1204 | bar: 2023-05-01 to 2030-08-01
|  |  | 3 | London |  | 16.0965 | 16.0965 | 23.7469 | 23.7469 | 14.8555 | 14.8555 | 15.4395 | 15.4395 | 15.4395 | 14.892 | 14.892 | 15.0015 | 15.0015 | 12.0815 | 12.0815 | 39.639 | 39.639 | 52.9849 | bar: 2023-05-01 to 2030-08-01
|  |  | 4 | N Wales and Mersey |  | 19.2939 | 19.2939 | 14.819 | 14.819 | 15.184 | 15.184 | 13.4685 | 13.4685 | 13.4685 | 13.432 | 13.432 | 11.3515 | 11.3515 | 12.7385 | 12.7385 | 92.0165 | 92.0165 | 133.1754 | bar: 2023-05-01 to 2030-08-01
|  |  | 5 | Midlands |  | 12.556 | 12.556 | 19.491 | 19.491 | 14.235 | 14.235 | 15.6585 | 15.6585 | 15.6585 | 15.403 | 15.403 | 17.155 | 17.155 | 18.1405 | 18.1405 | 93.878 | 93.878 | 106.5304 | bar: 2023-05-01 to 2030-08-01
|  |  | 6 | Northern |  | 29.9665 | 29.9665 | 19.564 | 19.564 | 17.8485 | 17.8485 | 19.637 | 19.637 | 19.637 | 20.3305 | 20.3305 | 24.4185 | 24.4185 | 22.776 | 22.776 | 96.5425 | 96.5425 | 116.9329 | bar: 2023-05-01 to 2030-08-01
|  |  | 7 | North West |  | 17.228 | 17.228 | 11.753 | 11.753 | 11.4245 | 11.4245 | 12.0815 | 12.0815 | 12.0815 | 13.1765 | 13.1765 | 14.308 | 14.308 | 15.7315 | 15.7315 | 73.9125 | 73.9125 | 97.8799 | bar: 2023-05-01 to 2030-08-01
|  |  | 8 | Southern |  | 11.753 | 11.753 | 10.6215 | 10.6215 | 11.096 | 11.096 | 10.804 | 10.804 | 10.804 | 11.315 | 11.315 | 12.8115 | 12.8115 | 14.819 | 14.819 | 77.818 | 77.818 | 91.7114 | bar: 2023-05-01 to 2030-08-01
|  |  | 9 | South East |  | 17.1185 | 17.1185 | 24.9879 | 24.9879 | 16.4615 | 16.4615 | 16.1695 | 16.1695 | 16.1695 | 16.9725 | 16.9725 | 17.666 | 17.666 | 14.5635 | 14.5635 | 71.9415 | 71.9415 | 83.6084 | bar: 2023-05-01 to 2030-08-01
|  |  | 10 | South Wales |  | 14.4905 | 14.4905 | 20.294 | 20.294 | 16.206 | 16.206 | 16.717 | 16.717 | 16.717 | 15.9505 | 15.9505 | 16.0235 | 16.0235 | 17.374 | 17.374 | 93.951 | 93.951 | 106.0559 | bar: 2023-05-01 to 2030-08-01
|  |  | 11 | Southern Western |  | 16.644 | 16.644 | 22.192 | 22.192 | 17.009 | 17.009 | 19.1625 | 19.1625 | 19.1625 | 18.615 | 18.615 | 17.958 | 17.958 | 20.075 | 20.075 | 105.7405 | 105.7405 | 121.1669 | bar: 2023-05-01 to 2030-08-01
|  |  | 12 | Yorkshire |  | 25.3675 | 25.3675 | 19.3815 | 19.3815 | 18.6515 | 18.6515 | 18.907 | 18.907 | 18.907 | 21.097 | 21.097 | 24.8565 | 24.8565 | 24.017 | 24.017 | 95.2285 | 95.2285 | 112.0784 | bar: 2023-05-01 to 2030-08-01
|  |  | 13 | Southern Scotland |  | 18.2135 | 18.2135 | 18.1405 | 18.1405 | 18.7975 | 18.7975 | 18.615 | 18.615 | 18.615 | 16.8995 | 16.8995 | 15.768 | 15.768 | 17.374 | 17.374 | 99.0245 | 99.0245 | 132.6644 | bar: 2023-05-01 to 2030-08-01
|  |  | 14 | Northern Scotland |  | 27.7765 | 27.7765 | 25.7325 | 25.7325 | 29.784 | 29.784 | 29.273 | 29.273 | 29.273 | 24.382 | 24.382 | 24.528 | 24.528 | 25.9515 | 25.9515 | 100.4115 | 100.4115 | 123.5394 | bar: 2023-05-01 to 2030-08-01
| m (3,100 kWh) | £ per customer per year | 1 | Eastern |  | 115.9714 | 116.7241 | 124.5476 | 123.9815 | 129.7556 | 130.658 | 128.7654 | 128.3686 | 128.3686 | 137.408 | 139.2105 | 138.5631 | 142.1574 | 149.8696 | 150.2595 | 199.9993 | 205.3374 | 206.1974 | bar: 2023-05-01 to 2030-08-01
|  |  | 2 | East Midlands |  | 112.6517 | 113.3878 | 127.4954 | 126.9418 | 119.9753 | 120.8577 | 118.1203 | 117.7285 | 117.7285 | 123.4114 | 125.134 | 124.4527 | 127.9147 | 138.6645 | 138.7367 | 186.5448 | 191.9835 | 200.9163 | bar: 2023-05-01 to 2030-08-01
|  |  | 3 | London |  | 107.669 | 108.4126 | 121.6529 | 121.0936 | 107.4605 | 108.3519 | 111.2627 | 110.8625 | 110.8625 | 121.7068 | 123.4423 | 128.3261 | 131.8264 | 142.1749 | 141.9587 | 184.8849 | 191.5593 | 196.423 | bar: 2023-05-01 to 2030-08-01
|  |  | 4 | N Wales and Mersey |  | 161.5772 | 162.3299 | 154.8445 | 154.2784 | 151.732 | 152.6343 | 146.0694 | 145.6663 | 145.6663 | 164.4578 | 166.2089 | 167.8496 | 171.3947 | 175.7227 | 175.8493 | 229.6118 | 235.0171 | 270.8366 | bar: 2023-05-01 to 2030-08-01
|  |  | 5 | Midlands |  | 118.149 | 118.8866 | 137.4367 | 136.882 | 128.9016 | 129.7858 | 129.9228 | 129.5281 | 129.5281 | 133.3129 | 135.0655 | 129.5271 | 133.0642 | 145.6675 | 145.7192 | 194.2448 | 199.7575 | 212.6846 | bar: 2023-05-01 to 2030-08-01
|  |  | 6 | Northern |  | 129.2466 | 129.9902 | 144.6317 | 144.0725 | 133.8034 | 134.6948 | 125.5275 | 125.1376 | 125.1376 | 132.64 | 134.2649 | 138.1114 | 141.3959 | 149.2381 | 149.2732 | 190.5179 | 195.7268 | 226.4797 | bar: 2023-05-01 to 2030-08-01
|  |  | 7 | North West |  | 124.3251 | 125.0721 | 133.597 | 133.0351 | 121.9963 | 122.8919 | 123.9308 | 123.5343 | 123.5343 | 133.3314 | 135.0513 | 127.484 | 130.9315 | 135.0407 | 135.1026 | 186.2772 | 191.7039 | 225.6622 | bar: 2023-05-01 to 2030-08-01
|  |  | 8 | Southern |  | 122.085 | 122.8192 | 131.6386 | 131.0864 | 129.9034 | 130.7836 | 127.0124 | 126.6189 | 126.6189 | 129.4536 | 131.5264 | 125.8398 | 129.6513 | 143.6677 | 143.7023 | 196.6787 | 201.8994 | 215.4357 | bar: 2023-05-01 to 2030-08-01
|  |  | 9 | South East |  | 126.6458 | 127.3884 | 149.6067 | 149.0481 | 143.3831 | 144.2734 | 137.7352 | 137.3409 | 137.3409 | 148.5257 | 150.3387 | 153.1293 | 156.7654 | 169.2926 | 169.7214 | 219.4115 | 224.7467 | 223.1265 | bar: 2023-05-01 to 2030-08-01
|  |  | 10 | South Wales |  | 133.0029 | 133.7414 | 156.9667 | 156.4112 | 144.2069 | 145.0922 | 142.1765 | 141.7876 | 141.7876 | 148.3579 | 150.0335 | 148.7476 | 152.1462 | 164.9211 | 165.0913 | 210.2331 | 215.3575 | 233.522 | bar: 2023-05-01 to 2030-08-01
|  |  | 11 | Southern Western |  | 146.6493 | 147.3756 | 168.5089 | 167.9627 | 163.9093 | 164.7799 | 154.5185 | 154.1313 | 154.1313 | 157.809 | 159.5899 | 159.3587 | 162.9516 | 179.9539 | 180.2644 | 230.6615 | 235.7629 | 246.4048 | bar: 2023-05-01 to 2030-08-01
|  |  | 12 | Yorkshire |  | 121.2176 | 121.9708 | 126.7185 | 126.152 | 119.6069 | 120.5098 | 117.5931 | 117.1982 | 117.1982 | 123.2364 | 124.9431 | 128.1401 | 131.5993 | 138.9539 | 138.9161 | 185.1712 | 190.5648 | 209.2609 | bar: 2023-05-01 to 2030-08-01
|  |  | 13 | Southern Scotland |  | 123.9501 | 124.6983 | 139.9964 | 139.4337 | 124.7487 | 125.6456 | 125.4236 | 125.0284 | 125.0284 | 131.2516 | 132.8389 | 133.011 | 136.2414 | 141.3951 | 141.4135 | 196.9562 | 202.2463 | 239.8111 | bar: 2023-05-01 to 2030-08-01
|  |  | 14 | Northern Scotland |  | 148.8376 | 149.586 | 178.774 | 178.2111 | 169.8646 | 170.7618 | 155.439 | 155.0484 | 155.0484 | 154.3271 | 155.6817 | 164.7386 | 168.0258 | 169.6139 | 169.7778 | 213.2135 | 218.4317 | 256.9151 | bar: 2023-05-01 to 2030-08-01
Multi-Register Metering Arrangement | Nil | £ per customer per year | 1 | Eastern |  | 17.1185 | 17.1185 | 16.7535 | 16.7535 | 17.1185 | 17.1185 | 16.1695 | 16.1695 | 16.1695 | 17.7755 | 17.7755 | 17.666 | 17.666 | 14.4905 | 14.4905 | 59.2395 | 59.2395 | 71.5634 | bar: 2023-05-01 to 2030-08-01
|  |  | 2 | East Midlands |  | 9.5265 | 9.5265 | 16.352 | 16.352 | 11.388 | 11.388 | 12.0815 | 12.0815 | 12.0815 | 11.3515 | 11.3515 | 12.2275 | 12.2275 | 13.651 | 13.651 | 82.417 | 82.417 | 94.1204 | bar: 2023-05-01 to 2030-08-01
|  |  | 3 | London |  | 16.0965 | 16.0965 | 23.7469 | 23.7469 | 14.8555 | 14.8555 | 15.4395 | 15.4395 | 15.4395 | 14.892 | 14.892 | 15.0015 | 15.0015 | 12.0815 | 12.0815 | 39.639 | 39.639 | 52.9849 | bar: 2023-05-01 to 2030-08-01
|  |  | 4 | N Wales and Mersey |  | 19.3085 | 19.3085 | 14.819 | 14.819 | 15.184 | 15.184 | 13.4685 | 13.4685 | 13.4685 | 13.432 | 13.432 | 11.3515 | 11.3515 | 12.7385 | 12.7385 | 92.0165 | 92.0165 | 133.1754 | bar: 2023-05-01 to 2030-08-01
|  |  | 5 | Midlands |  | 12.556 | 12.556 | 19.491 | 19.491 | 14.235 | 14.235 | 15.6585 | 15.6585 | 15.6585 | 15.403 | 15.403 | 17.155 | 17.155 | 18.1405 | 18.1405 | 93.878 | 93.878 | 106.5304 | bar: 2023-05-01 to 2030-08-01
|  |  | 6 | Northern |  | 34.5655 | 34.5655 | 19.564 | 19.564 | 17.8485 | 17.8485 | 19.637 | 19.637 | 19.637 | 20.3305 | 20.3305 | 24.4185 | 24.4185 | 22.776 | 22.776 | 96.5425 | 96.5425 | 116.9329 | bar: 2023-05-01 to 2030-08-01
|  |  | 7 | North West |  | 17.228 | 17.228 | 11.753 | 11.753 | 11.4245 | 11.4245 | 12.0815 | 12.0815 | 12.0815 | 13.1765 | 13.1765 | 14.308 | 14.308 | 15.7315 | 15.7315 | 73.9125 | 73.9125 | 97.8799 | bar: 2023-05-01 to 2030-08-01
|  |  | 8 | Southern |  | 11.753 | 11.753 | 10.6215 | 10.6215 | 11.096 | 11.096 | 10.804 | 10.804 | 10.804 | 11.315 | 11.315 | 12.8115 | 12.8115 | 14.819 | 14.819 | 77.818 | 77.818 | 91.7114 | bar: 2023-05-01 to 2030-08-01
|  |  | 9 | South East |  | 17.1185 | 17.1185 | 24.9879 | 24.9879 | 16.4615 | 16.4615 | 16.1695 | 16.1695 | 16.1695 | 16.9725 | 16.9725 | 17.666 | 17.666 | 14.5635 | 14.5635 | 71.9415 | 71.9415 | 83.6084 | bar: 2023-05-01 to 2030-08-01
|  |  | 10 | South Wales |  | 14.4905 | 14.4905 | 20.294 | 20.294 | 16.206 | 16.206 | 16.717 | 16.717 | 16.717 | 15.9505 | 15.9505 | 16.0235 | 16.0235 | 17.374 | 17.374 | 93.951 | 93.951 | 106.0559 | bar: 2023-05-01 to 2030-08-01
|  |  | 11 | Southern Western |  | 16.644 | 16.644 | 22.192 | 22.192 | 17.009 | 17.009 | 19.1625 | 19.1625 | 19.1625 | 18.615 | 18.615 | 17.958 | 17.958 | 20.075 | 20.075 | 105.7405 | 105.7405 | 121.1669 | bar: 2023-05-01 to 2030-08-01
|  |  | 12 | Yorkshire |  | 28.032 | 28.032 | 19.3815 | 19.3815 | 18.6515 | 18.6515 | 18.907 | 18.907 | 18.907 | 21.097 | 21.097 | 24.8565 | 24.8565 | 24.017 | 24.017 | 95.2285 | 95.2285 | 112.0784 | bar: 2023-05-01 to 2030-08-01
|  |  | 13 | Southern Scotland |  | 18.2135 | 18.2135 | 18.1405 | 18.1405 | 18.7975 | 18.7975 | 18.615 | 18.615 | 18.615 | 16.8995 | 16.8995 | 15.768 | 15.768 | 17.374 | 17.374 | 99.0245 | 99.0245 | 132.6644 | bar: 2023-05-01 to 2030-08-01
|  |  | 14 | Northern Scotland |  | 27.7765 | 27.7765 | 25.7325 | 25.7325 | 29.784 | 29.784 | 29.273 | 29.273 | 29.273 | 24.382 | 24.382 | 24.528 | 24.528 | 25.9515 | 25.9515 | 100.4115 | 100.4115 | 123.5394 | bar: 2023-05-01 to 2030-08-01
| m (4,200 kWh) | £ per customer per year | 1 | Eastern |  | 117.7615 | 118.7794 | 126.3326 | 125.567 | 132.7331 | 133.9534 | 134.9041 | 134.3675 | 134.3675 | 145.2368 | 145.9789 | 148.0967 | 151.1735 | 159.3111 | 158.214 | 208.5912 | 220.3306 | 233.2398 | bar: 2023-05-01 to 2030-08-01
|  |  | 2 | East Midlands |  | 111.2969 | 112.2936 | 128.1538 | 127.4041 | 123.624 | 124.8189 | 130.601 | 130.0705 | 130.0705 | 137.2719 | 138.1185 | 136.7232 | 139.8455 | 155.421 | 154.521 | 195.246 | 205.721 | 226.4328 | bar: 2023-05-01 to 2030-08-01
|  |  | 3 | London |  | 110.5453 | 111.5507 | 124.1199 | 123.3637 | 109.9022 | 111.1074 | 116.3947 | 115.8537 | 115.8537 | 128.5124 | 129.4439 | 135.52 | 138.7721 | 150.6481 | 149.4552 | 196.0513 | 209.6545 | 224.2015 | bar: 2023-05-01 to 2030-08-01
|  |  | 4 | N Wales and Mersey |  | 163.5208 | 164.5377 | 158.0456 | 157.2807 | 161.9769 | 163.196 | 164.491 | 163.9467 | 163.9467 | 183.4874 | 184.4206 | 191.1906 | 194.4546 | 200.0325 | 198.9552 | 240.2319 | 251.47 | 298.9519 | bar: 2023-05-01 to 2030-08-01
|  |  | 5 | Midlands |  | 116.1994 | 117.1976 | 135.7628 | 135.012 | 131.1426 | 132.3393 | 145.4785 | 144.9443 | 144.9443 | 149.3013 | 150.1297 | 143.5692 | 146.7156 | 164.8974 | 164.0104 | 202.8711 | 213.2809 | 238.0957 | bar: 2023-05-01 to 2030-08-01
|  |  | 6 | Northern |  | 135.965 | 136.9705 | 146.1543 | 145.398 | 138.9257 | 140.1311 | 140.9539 | 140.4265 | 140.4265 | 150.1016 | 151.1473 | 154.8689 | 158.1265 | 169.486 | 168.523 | 198.98 | 208.6443 | 251.9487 | bar: 2023-05-01 to 2030-08-01
|  |  | 7 | North West |  | 116.3384 | 117.3493 | 132.2508 | 131.4904 | 126.4518 | 127.6637 | 135.0152 | 134.4787 | 134.4787 | 146.908 | 147.8335 | 140.4425 | 143.6411 | 148.8284 | 147.9046 | 195.9943 | 206.6347 | 252.0285 | bar: 2023-05-01 to 2030-08-01
|  |  | 8 | Southern |  | 117.4559 | 118.45 | 125.0078 | 124.2601 | 130.712 | 131.9037 | 138.9046 | 138.3718 | 138.3718 | 144.9731 | 146.0247 | 137.298 | 140.6044 | 156.4462 | 155.2999 | 205.2811 | 215.7479 | 240.9549 | bar: 2023-05-01 to 2030-08-01
|  |  | 9 | South East |  | 129.7771 | 130.7806 | 152.595 | 151.8403 | 147.968 | 149.171 | 148.7292 | 148.1957 | 148.1957 | 161.8088 | 162.4859 | 168.6394 | 171.6549 | 183.3421 | 182.2187 | 227.9346 | 239.9441 | 249.7761 | bar: 2023-05-01 to 2030-08-01
|  |  | 10 | South Wales |  | 128.6445 | 129.6442 | 152.1417 | 151.3898 | 148.8188 | 150.0172 | 162.5119 | 161.9852 | 161.9852 | 167.1131 | 168.0864 | 165.1891 | 168.4058 | 187.4894 | 186.4723 | 219.8288 | 229.9197 | 259.3105 | bar: 2023-05-01 to 2030-08-01
|  |  | 11 | Southern Western |  | 146.4964 | 147.4803 | 167.7315 | 166.9915 | 167.2022 | 168.3817 | 176.3209 | 175.7962 | 175.7962 | 177.6092 | 178.3211 | 178.0277 | 181.0118 | 202.1874 | 201.2316 | 238.5796 | 249.227 | 270.5268 | bar: 2023-05-01 to 2030-08-01
|  |  | 12 | Yorkshire |  | 124.6401 | 125.6581 | 128.4758 | 127.7101 | 125.1739 | 126.3943 | 134.9014 | 134.3675 | 134.3675 | 141.837 | 142.7693 | 145.6907 | 148.9227 | 157.3658 | 156.4759 | 193.6262 | 203.4122 | 234.2955 | bar: 2023-05-01 to 2030-08-01
|  |  | 13 | Southern Scotland |  | 130.8012 | 131.8125 | 146.5969 | 145.8363 | 135.5691 | 136.7814 | 144.4162 | 143.8824 | 143.8824 | 152.1625 | 153.3887 | 155.5697 | 159.0216 | 160.7637 | 159.7786 | 204.8275 | 214.6949 | 263.3928 | bar: 2023-05-01 to 2030-08-01
|  |  | 14 | Northern Scotland |  | 160.9686 | 161.9829 | 189.2075 | 188.4447 | 189.2958 | 190.5117 | 180.8274 | 180.2982 | 180.2982 | 183.4943 | 184.7235 | 194.6723 | 198.3968 | 198.619 | 198.0321 | 228.5275 | 238.3196 | 288.6053 | bar: 2023-05-01 to 2030-08-01
2. Weighted average annual values (weighted by proportion of demand in each season). For Benchmark Annual Consumption Level m kWh (typical consumption). GB average
Fuel and Benchmark Metering Arrangement | Category |  |  | Unit | Year: | 2015/16 | 2016/17 | 2017/18
Electricity - Single-Rate Metering Arrangement | Transmission |  |  | £ per customer per year |  | 30.7838 | 38.1441 | 37.2668
| Distribution |  |  |  |  | 91.0605 | 97.3989 | 89.8364
| BSUoS |  |  |  |  | 6.7532 | 6.9485 | 8.346
| Total |  |  |  |  | 128.5975 | 142.4915 | 135.4492
Electricity - Multi-Register Metering Arrangement | Transmission |  |  |  |  | 32.9116 | 40.7985 | 40.0765
| Distribution |  |  |  |  | 87.8345 | 93.1293 | 89.9907
| BSUoS |  |  |  |  | 9.1796 | 9.3683 | 11.343
| Total |  |  |  |  | 129.9256 | 143.2962 | 141.4102
Note on I9: The formulas in these cells have been updated to allow the historic periods for benchmark annual consumption level m (3,100 kWh) to match those previously published.
Note on R9: The formulas in these cells have been updated to allow the historic periods for benchmark annual consumption level m (3,100 kWh) to match those previously published.

## 2a TNUoS
TNUoS
Table showing calculation of transmission network use of system charges (TNUoS) in £ per customer per year. Final charges as published by National Grid, in pence per kWh, are multiplied by (a) typical domestic annual consumption (b) the proportion of that consumption assumed to take place in the 4pm to 7pm charging period for TNUoS (c) a distribution loss multiplier and the fixed non-locational demand residual banded charge multiplied by 365 to calculcate the charge at nil consumption.
Benchmark Metering Arrangement | Benchmark Annual Consumption Level | Unit | Zone | Charge Restriction Region |  | Historical examples | [7 empty] | Values to be used to update level of default tariff cap
[6 empty] | These are for historical periods, for illustration only. | [7 empty] | These are the values that will be populated to calculate the updated level of the default tariff cap
[5 empty] | 28AD Charge Restriction Period: | April 2015 – September 2015 | October 2015- March 2016 | April 2016-September 2016 | October 2016-March 2017 | April 2017 - September 2017 | October 2017 - March 2018 | April 2018 - September 2018 | October 2018 - March 2019 | January 2019 - March 2019 | April 2019 - September 2019 | October 2019 - March 2020 | April 2020 - September 2020 | October 2020 - March 2021 | April 2021 - September 2021 | October 2021 - March 2022 | April 2022 - September 2022 | October 2022 - March 2023 | April 2023 - September 2023 | July 2023 - September 2023 | October 2023 - December 2023 | January 2024 - March 2024 | April 2024 - June 2024 | July 2024 - September 2024 | October 2024 - December 2024 | January 2025 - March 2025 | April 2025 - June 2025 | July 2025 - September 2025 | October 2025 - December 2025 | January 2026 - March 2026 | April 2026 - June 2026 | July 2026 - September 2026 | October 2026 - December 2026 | January 2027 - March 2027 | April 2027 - June 2027 | July 2027 - September 2027 | October 2027 - December 2027 | January 2028 - March 2028 | April 2028 - June 2028 | July 2028 - September 2028 | October 2028 - December 2028 | January 2029 - March 2029 | April 2029 - June 2029 | July 2029 - September 2029 | October 2029 - December 2029 | January 2030 - March 2030 | April 2030 - June 2030 | July 2030 - September 2030 | October 2030 - December 2030
[5 empty] | Updated calculated as of: | February 2015 | August 2015 | February 2016 | August 2016 | February 2017 | August 2017 | February 2018 | August 2018 | November 2018 | February 2019 | August 2019 | February 2020 | August 2020 | February 2021 | August 2021 | February 2022 | August 2022 | February 2023 | 2023-05-01 | 2023-08-01 | 2023-11-01 | 2024-02-01 | 2024-05-01 | 2024-08-01 | 2024-11-01 | 2025-02-01 | 2025-05-01 | 2025-08-01 | 2025-11-01 | 2026-02-01 | 2026-05-01 | 2026-08-01 | 2026-11-01 | 2027-02-01 | 2027-05-01 | 2027-08-01 | 2027-11-01 | 2028-02-01 | 2028-05-01 | 2028-08-01 | 2028-11-01 | 2029-02-01 | 2029-05-01 | 2029-08-01 | 2029-11-01 | 2030-02-01 | 2030-05-01 | 2030-08-01
[5 empty] | Charging year: | 2015/16 | 2015/16 | 2016/17 | 2016/17 | 2017/18 | 2017/18 | 2018/19 | 2018/19 | 2018/2019 | 2019/2020 | 2019/2020 | 2020/2021 | 2020/2021 | 2021/2022 | 2021/2022 | 2022/2023 | 2022/2023 | 2023/2024 | 2023 | 2023 | 2024 | 2024 | 2024 | 2024 | 2025 | 2025 | 2025 | 2025 | 2026 | 2026 | 2026 | 2026 | 2027 | 2027 | 2027 | 2027 | 2028 | 2028 | 2028 | 2028 | 2029 | 2029 | 2029 | 2029 | 2030 | 2030 | 2030 | 2030
Single-Rate Metering Arrangement | Nil | £ per customer per year | 1 | Eastern | [18 empty] | 43.5314 | bar: 2023-05-01 to 2030-08-01
|  |  | 2 | East Midlands | [18 empty] | 43.5314 | bar: 2023-05-01 to 2030-08-01
|  |  | 3 | London | [18 empty] | 43.5314 | bar: 2023-05-01 to 2030-08-01
|  |  | 4 | N Wales and Mersey | [18 empty] | 43.5314 | bar: 2023-05-01 to 2030-08-01
|  |  | 5 | Midlands | [18 empty] | 43.5314 | bar: 2023-05-01 to 2030-08-01
|  |  | 6 | Northern | [18 empty] | 43.5314 | bar: 2023-05-01 to 2030-08-01
|  |  | 7 | North West | [18 empty] | 43.5314 | bar: 2023-05-01 to 2030-08-01
|  |  | 8 | Southern | [18 empty] | 43.5314 | bar: 2023-05-01 to 2030-08-01
|  |  | 9 | South East | [18 empty] | 43.5314 | bar: 2023-05-01 to 2030-08-01
|  |  | 10 | South Wales | [18 empty] | 43.5314 | bar: 2023-05-01 to 2030-08-01
|  |  | 11 | Southern Western | [18 empty] | 43.5314 | bar: 2023-05-01 to 2030-08-01
|  |  | 12 | Yorkshire | [18 empty] | 43.5314 | bar: 2023-05-01 to 2030-08-01
|  |  | 13 | Southern Scotland | [18 empty] | 43.5314 | bar: 2023-05-01 to 2030-08-01
|  |  | 14 | Northern Scotland | [18 empty] | 43.5314 | bar: 2023-05-01 to 2030-08-01
| m (3,100 kWh) | £ per customer per year | 1 | Eastern |  | 33.3831 | 33.3831 | 38.2821 | 38.2821 | 42.7557 | 42.7557 | 42.6459 | 42.6459 | 42.6459 | 44.9644 | 45.4103 | 42.2596 | 42.9413 | 45.0675 | 45.4369 | 47.747 | 47.7019 | 43.7664 | bar: 2023-05-01 to 2030-08-01
|  |  | 2 | East Midlands |  | 30.7291 | 30.7291 | 37.423 | 37.423 | 36.6803 | 36.6803 | 37.2455 | 37.2455 | 37.2455 | 39.4556 | 39.8477 | 37.1428 | 37.741 | 39.8492 | 40.1759 | 42.0652 | 42.0252 | 43.5314 | bar: 2023-05-01 to 2030-08-01
|  |  | 3 | London |  | 35.7282 | 35.7282 | 38.682 | 38.682 | 32.6155 | 32.6155 | 36.3735 | 36.3735 | 36.3735 | 37.4949 | 37.8668 | 35.0019 | 35.5655 | 38.9142 | 39.2348 | 40.0616 | 40.0235 | 46.5555 | bar: 2023-05-01 to 2030-08-01
|  |  | 4 | N Wales and Mersey |  | 34.2817 | 34.2817 | 39.1108 | 39.1108 | 39.8828 | 39.8828 | 36.077 | 36.077 | 36.077 | 37.9592 | 38.3359 | 36.0413 | 36.6227 | 38.015 | 38.323 | 41.2416 | 41.2027 | 43.5314 | bar: 2023-05-01 to 2030-08-01
|  |  | 5 | Midlands |  | 32.3157 | 32.3157 | 37.4212 | 37.4212 | 37.8452 | 37.8452 | 39.5527 | 39.5527 | 39.5527 | 40.9916 | 41.399 | 38.9193 | 39.5462 | 42.0433 | 42.3868 | 43.7794 | 43.7379 | 45.9833 | bar: 2023-05-01 to 2030-08-01
|  |  | 6 | Northern |  | 25.456 | 25.456 | 40.2069 | 40.2069 | 35.3197 | 35.3197 | 29.5416 | 29.5416 | 29.5416 | 30.6269 | 30.9314 | 28.1939 | 28.6485 | 30.8675 | 31.1203 | 32.0308 | 32.0001 | 43.5314 | bar: 2023-05-01 to 2030-08-01
|  |  | 7 | North West |  | 29.0895 | 29.0895 | 33.9423 | 33.9423 | 35.077 | 35.077 | 35.2702 | 35.2702 | 35.2702 | 37.1908 | 37.5603 | 34.6872 | 35.2461 | 36.8068 | 37.1075 | 39.2101 | 39.09 | 43.5314 | bar: 2023-05-01 to 2030-08-01
|  |  | 8 | Southern |  | 35.6581 | 35.6581 | 37.9842 | 37.9842 | 41.2785 | 41.2785 | 42.8854 | 42.8854 | 42.8854 | 44.4592 | 45.1437 | 42.4675 | 43.324 | 45.9864 | 46.2253 | 47.9307 | 47.8852 | 47.8314 | bar: 2023-05-01 to 2030-08-01
|  |  | 9 | South East |  | 34.5022 | 34.5022 | 39.5192 | 39.5192 | 44.4053 | 44.4053 | 45.5893 | 45.5893 | 45.5893 | 47.099 | 47.5663 | 45.057 | 45.7836 | 47.0964 | 47.4823 | 49.7556 | 49.7086 | 46.0134 | bar: 2023-05-01 to 2030-08-01
|  |  | 10 | South Wales |  | 30.906 | 30.906 | 37.7259 | 37.7259 | 34.0277 | 34.0277 | 32.5457 | 32.5457 | 32.5457 | 34.4247 | 34.7669 | 32.9493 | 33.4797 | 38.9812 | 39.3018 | 40.4473 | 40.4088 | 48.3712 | bar: 2023-05-01 to 2030-08-01
|  |  | 11 | Southern Western |  | 33.6058 | 33.6058 | 39.8013 | 39.8013 | 43.1977 | 43.1977 | 43.7491 | 43.7491 | 43.7491 | 45.1915 | 45.6408 | 44.7084 | 45.4282 | 50.4937 | 50.9092 | 52.0061 | 51.9566 | 49.9874 | bar: 2023-05-01 to 2030-08-01
|  |  | 12 | Yorkshire |  | 31.2751 | 31.2751 | 39.4632 | 39.4632 | 36.0597 | 36.0597 | 34.5411 | 34.5411 | 34.5411 | 36.5147 | 36.8773 | 34.2438 | 34.7957 | 36.7913 | 37.0907 | 38.7176 | 38.6809 | 43.5314 | bar: 2023-05-01 to 2030-08-01
|  |  | 13 | Southern Scotland |  | 21.3335 | 21.3335 | 37.1983 | 37.1983 | 25.5466 | 25.5466 | 23.7162 | 23.7162 | 23.7162 | 24.3526 | 24.5943 | 21.5716 | 21.9195 | 23.0769 | 23.2643 | 27.7098 | 27.6835 | 43.5314 | bar: 2023-05-01 to 2030-08-01
|  |  | 14 | Northern Scotland |  | 20.1946 | 20.1946 | 34.3743 | 34.3743 | 37.0432 | 37.0432 | 20.9733 | 20.9733 | 20.9733 | 16.8569 | 16.942 | 16.4746 | 16.8615 | 16.7452 | 16.9867 | 22.1937 | 22.0659 | 43.5314 | bar: 2023-05-01 to 2030-08-01
Multi-Register Metering Arrangement | Nil | £ per customer per year | 1 | Eastern | [18 empty] | 43.5314 | bar: 2023-05-01 to 2030-08-01
|  |  | 2 | East Midlands | [18 empty] | 43.5314 | bar: 2023-05-01 to 2030-08-01
|  |  | 3 | London | [18 empty] | 43.5314 | bar: 2023-05-01 to 2030-08-01
|  |  | 4 | N Wales and Mersey | [18 empty] | 43.5314 | bar: 2023-05-01 to 2030-08-01
|  |  | 5 | Midlands | [18 empty] | 43.5314 | bar: 2023-05-01 to 2030-08-01
|  |  | 6 | Northern | [18 empty] | 43.5314 | bar: 2023-05-01 to 2030-08-01
|  |  | 7 | North West | [18 empty] | 43.5314 | bar: 2023-05-01 to 2030-08-01
|  |  | 8 | Southern | [18 empty] | 43.5314 | bar: 2023-05-01 to 2030-08-01
|  |  | 9 | South East | [18 empty] | 43.5314 | bar: 2023-05-01 to 2030-08-01
|  |  | 10 | South Wales | [18 empty] | 43.5314 | bar: 2023-05-01 to 2030-08-01
|  |  | 11 | Southern Western | [18 empty] | 43.5314 | bar: 2023-05-01 to 2030-08-01
|  |  | 12 | Yorkshire | [18 empty] | 43.5314 | bar: 2023-05-01 to 2030-08-01
|  |  | 13 | Southern Scotland | [18 empty] | 43.5314 | bar: 2023-05-01 to 2030-08-01
|  |  | 14 | Northern Scotland | [18 empty] | 43.5314 | bar: 2023-05-01 to 2030-08-01
| m (4,200 kWh) | £ per customer per year | 1 | Eastern |  | 35.8974 | 35.8974 | 41.1654 | 41.1654 | 45.9759 | 45.9759 | 45.8601 | 45.8601 | 45.8601 | 48.3524 | 47.2624 | 43.9834 | 43.1261 | 45.2625 | 45.1528 | 47.4477 | 49.176 | 43.7737 | bar: 2023-05-01 to 2030-08-01
|  |  | 2 | East Midlands |  | 33.0467 | 33.0467 | 40.2454 | 40.2454 | 39.4467 | 39.4467 | 40.0545 | 40.0545 | 40.0545 | 42.4312 | 41.4769 | 38.6613 | 37.9067 | 40.0246 | 39.9264 | 41.8041 | 43.3222 | 43.5314 | bar: 2023-05-01 to 2030-08-01
|  |  | 3 | London |  | 38.4222 | 38.4222 | 41.5987 | 41.5987 | 35.0748 | 35.0748 | 39.1159 | 39.1159 | 39.1159 | 40.3214 | 39.4127 | 36.4312 | 35.7199 | 39.0835 | 38.9899 | 39.8111 | 41.2605 | 46.649 | bar: 2023-05-01 to 2030-08-01
|  |  | 4 | N Wales and Mersey |  | 36.8658 | 36.8658 | 42.0588 | 42.0588 | 42.889 | 42.889 | 38.7961 | 38.7961 | 38.7961 | 40.82 | 39.9006 | 37.5122 | 36.7801 | 38.1789 | 38.081 | 40.9794 | 42.4737 | 43.5314 | bar: 2023-05-01 to 2030-08-01
|  |  | 5 | Midlands |  | 34.7525 | 34.7525 | 40.243 | 40.243 | 40.699 | 40.699 | 42.5354 | 42.5354 | 42.5354 | 44.0829 | 43.0912 | 40.5099 | 39.7192 | 42.2272 | 42.1224 | 43.5063 | 45.0876 | 46.059 | bar: 2023-05-01 to 2030-08-01
|  |  | 6 | Northern |  | 27.3755 | 27.3755 | 43.2386 | 43.2386 | 37.9829 | 37.9829 | 31.7694 | 31.7694 | 31.7694 | 32.9366 | 32.1959 | 29.3467 | 28.7743 | 31.0031 | 30.9268 | 31.8312 | 32.9875 | 43.5314 | bar: 2023-05-01 to 2030-08-01
|  |  | 7 | North West |  | 31.283 | 31.283 | 36.5017 | 36.5017 | 37.722 | 37.722 | 37.9297 | 37.9297 | 37.9297 | 39.9951 | 39.0952 | 36.1045 | 35.3998 | 36.9678 | 36.876 | 38.9654 | 40.2963 | 43.5314 | bar: 2023-05-01 to 2030-08-01
|  |  | 8 | Southern |  | 38.3472 | 38.3472 | 40.8488 | 40.8488 | 44.3915 | 44.3915 | 46.1197 | 46.1197 | 46.1197 | 47.8121 | 46.9885 | 44.2029 | 43.513 | 46.187 | 45.9371 | 47.6319 | 49.3629 | 47.9641 | bar: 2023-05-01 to 2030-08-01
|  |  | 9 | South East |  | 37.102 | 37.102 | 42.4969 | 42.4969 | 47.7512 | 47.7512 | 49.0259 | 49.0259 | 49.0259 | 50.6486 | 49.5077 | 46.8957 | 45.9813 | 47.3003 | 47.1855 | 49.444 | 51.2447 | 46.0901 | bar: 2023-05-01 to 2030-08-01
|  |  | 10 | South Wales |  | 33.2369 | 33.2369 | 40.5711 | 40.5711 | 36.594 | 36.594 | 35.0004 | 35.0004 | 35.0004 | 37.0212 | 36.1887 | 34.2972 | 33.6278 | 39.1537 | 39.059 | 40.1968 | 41.656 | 48.5206 | bar: 2023-05-01 to 2030-08-01
|  |  | 11 | Southern Western |  | 36.1406 | 36.1406 | 42.8034 | 42.8034 | 46.456 | 46.456 | 47.049 | 47.049 | 47.049 | 48.6003 | 47.5077 | 46.5371 | 45.6288 | 50.7174 | 50.595 | 51.6851 | 53.5603 | 50.1867 | bar: 2023-05-01 to 2030-08-01
|  |  | 12 | Yorkshire |  | 33.6328 | 33.6328 | 42.4381 | 42.4381 | 38.7781 | 38.7781 | 37.1455 | 37.1455 | 37.1455 | 39.2676 | 38.3839 | 35.6425 | 34.9469 | 36.9511 | 36.8578 | 38.4741 | 39.8744 | 43.5314 | bar: 2023-05-01 to 2030-08-01
|  |  | 13 | Southern Scotland |  | 22.9417 | 22.9417 | 40.0024 | 40.0024 | 27.4724 | 27.4724 | 25.5038 | 25.5038 | 25.5038 | 26.1881 | 25.5984 | 22.4524 | 22.0142 | 23.1768 | 23.1178 | 27.5349 | 28.5376 | 43.5314 | bar: 2023-05-01 to 2030-08-01
|  |  | 14 | Northern Scotland |  | 21.7178 | 21.7178 | 36.9669 | 36.9669 | 39.8372 | 39.8372 | 22.5553 | 22.5553 | 22.5553 | 18.1285 | 17.635 | 17.1485 | 16.9365 | 16.8197 | 16.8824 | 22.0573 | 22.7471 | 43.5314 | bar: 2023-05-01 to 2030-08-01
Note on B3: Ofgem: non-locational demand residual balancing charge added from April 2023, to reflect CMP343
Note on I6: The formulas in these cells have been updated to allow the historic periods for benchmark annual consumption level m (3,100 kWh) to match those previously published and to reflect the historic 4pm - 7pm share of demand values.
Note on AA8: Ofgem: fixed element for TNUoS charges added from April 2023 to reflect CMP343

## 2b DUoS
DUoS
Table showing calculation of distribution use of system (DUoS) charges in £ per customer per year. Fixed charges in pence per day are multiplied by 365 to get an annual estimate. Up to period 5, the unit charges (in pence per kWh) are multiplied by Benchmark Annual Consumption. For multi-register meters, the peak and off peak rates are combined using a fixed assumption about the proportion of annual consumption which takes place in peak and off peak periods. From period 6 onward, a weighted unit charge is calculated as the sum of the products of the RAG unit charges and share of demand in RAG time bands. This is then multiplied with Benchmark Annual Consumption. (We are simultaneously converting unit rates from kWh to MWh, and from pence to pounds).
Benchmark Metering Arrangement | Benchmark Annual Consumption Level | Unit | Zone | Charge Restriction Region |  | Historical examples | [7 empty] | Values to be used to update level of default tariff cap
[6 empty] | These are for historical periods, for illustration only. | [7 empty] | These are the values that will be populated to calculate the updated level of the default tariff cap
[5 empty] | 28AD Charge Restriction Period: | April 2015 – September 2015 | October 2015- March 2016 | April 2016-September 2016 | October 2016-March 2017 | April 2017 - September 2017 | October 2017 - March 2018 | April 2018 - September 2018 | October 2018 - March 2019 | January 2019 - March 2019 | April 2019 - September 2019 | October 2019 - March 2020 | April 2020 - September 2020 | October 2020 - March 2021 | April 2021 - September 2021 | October 2021 - March 2022 | April 2022 - September 2022 | October 2022 - March 2023 | April 2023 - September 2023 | July 2023 - September 2023 | October 2023 - December 2023 | January 2024 - March 2024 | April 2024 - June 2024 | July 2024 - September 2024 | October 2024 - December 2024 | January 2025 - March 2025 | April 2025 - June 2025 | July 2025 - September 2025 | October 2025 - December 2025 | January 2026 - March 2026 | April 2026 - June 2026 | July 2026 - September 2026 | October 2026 - December 2026 | January 2027 - March 2027 | April 2027 - June 2027 | July 2027 - September 2027 | October 2027 - December 2027 | January 2028 - March 2028 | April 2028 - June 2028 | July 2028 - September 2028 | October 2028 - December 2028 | January 2029 - March 2029 | April 2029 - June 2029 | July 2029 - September 2029 | October 2029 - December 2029 | January 2030 - March 2030 | April 2030 - June 2030 | July 2030 - September 2030 | October 2030 - December 2030
[5 empty] | Updated calculated as of: | February 2015 | August 2015 | February 2016 | August 2016 | February 2017 | August 2017 | February 2018 | August 2018 | November 2018 | February 2019 | August 2019 | February 2020 | August 2020 | February 2021 | August 2021 | February 2022 | August 2022 | February 2023 | 2023-05-01 | 2023-08-01 | 2023-11-01 | 2024-02-01 | 2024-05-01 | 2024-08-01 | 2024-11-01 | 2025-02-01 | 2025-05-01 | 2025-08-01 | 2025-11-01 | 2026-02-01 | 2026-05-01 | 2026-08-01 | 2026-11-01 | 2027-02-01 | 2027-05-01 | 2027-08-01 | 2027-11-01 | 2028-02-01 | 2028-05-01 | 2028-08-01 | 2028-11-01 | 2029-02-01 | 2029-05-01 | 2029-08-01 | 2029-11-01 | 2030-02-01 | 2030-05-01 | 2030-08-01
[5 empty] | Charging year: | 2015/16 | 2015/16 | 2016/17 | 2016/17 | 2017/18 | 2017/18 | 2018/19 | 2018/19 | 2018/2019 | 2019/2020 | 2019/2020 | 2020/2021 | 2020/2021 | 2021/2022 | 2021/2022 | 2022/2023 | 2022/2023 | 2023/2024 | 2023 | 2023 | 2024 | 2024 | 2024 | 2024 | 2025 | 2025 | 2025 | 2025 | 2026 | 2026 | 2026 | 2026 | 2027 | 2027 | 2027 | 2027 | 2028 | 2028 | 2028 | 2028 | 2029 | 2029 | 2029 | 2029 | 2030 | 2030 | 2030 | 2030
Single-Rate Metering Arrangement | Nil | £ per customer per year | 1 | Eastern |  | 17.1185 | 17.1185 | 16.7535 | 16.7535 | 17.1185 | 17.1185 | 16.1695 | 16.1695 | 16.1695 | 17.7755 | 17.7755 | 17.666 | 17.666 | 14.4905 | 14.4905 | 59.2395 | 59.2395 | 28.032 | bar: 2023-05-01 to 2030-08-01
|  |  | 2 | East Midlands |  | 9.5265 | 9.5265 | 16.352 | 16.352 | 11.388 | 11.388 | 12.0815 | 12.0815 | 12.0815 | 11.3515 | 11.3515 | 12.2275 | 12.2275 | 13.651 | 13.651 | 82.417 | 82.417 | 50.589 | bar: 2023-05-01 to 2030-08-01
|  |  | 3 | London |  | 16.0965 | 16.0965 | 23.7469 | 23.7469 | 14.8555 | 14.8555 | 15.4395 | 15.4395 | 15.4395 | 14.892 | 14.892 | 15.0015 | 15.0015 | 12.0815 | 12.0815 | 39.639 | 39.639 | 9.4535 | bar: 2023-05-01 to 2030-08-01
|  |  | 4 | N Wales and Mersey |  | 19.2939 | 19.2939 | 14.819 | 14.819 | 15.184 | 15.184 | 13.4685 | 13.4685 | 13.4685 | 13.432 | 13.432 | 11.3515 | 11.3515 | 12.7385 | 12.7385 | 92.0165 | 92.0165 | 89.644 | bar: 2023-05-01 to 2030-08-01
|  |  | 5 | Midlands |  | 12.556 | 12.556 | 19.491 | 19.491 | 14.235 | 14.235 | 15.6585 | 15.6585 | 15.6585 | 15.403 | 15.403 | 17.155 | 17.155 | 18.1405 | 18.1405 | 93.878 | 93.878 | 62.999 | bar: 2023-05-01 to 2030-08-01
|  |  | 6 | Northern |  | 29.9665 | 29.9665 | 19.564 | 19.564 | 17.8485 | 17.8485 | 19.637 | 19.637 | 19.637 | 20.3305 | 20.3305 | 24.4185 | 24.4185 | 22.776 | 22.776 | 96.5425 | 96.5425 | 73.4015 | bar: 2023-05-01 to 2030-08-01
|  |  | 7 | North West |  | 17.228 | 17.228 | 11.753 | 11.753 | 11.4245 | 11.4245 | 12.0815 | 12.0815 | 12.0815 | 13.1765 | 13.1765 | 14.308 | 14.308 | 15.7315 | 15.7315 | 73.9125 | 73.9125 | 54.3485 | bar: 2023-05-01 to 2030-08-01
|  |  | 8 | Southern |  | 11.753 | 11.753 | 10.6215 | 10.6215 | 11.096 | 11.096 | 10.804 | 10.804 | 10.804 | 11.315 | 11.315 | 12.8115 | 12.8115 | 14.819 | 14.819 | 77.818 | 77.818 | 48.18 | bar: 2023-05-01 to 2030-08-01
|  |  | 9 | South East |  | 17.1185 | 17.1185 | 24.9879 | 24.9879 | 16.4615 | 16.4615 | 16.1695 | 16.1695 | 16.1695 | 16.9725 | 16.9725 | 17.666 | 17.666 | 14.5635 | 14.5635 | 71.9415 | 71.9415 | 40.077 | bar: 2023-05-01 to 2030-08-01
|  |  | 10 | South Wales |  | 14.4905 | 14.4905 | 20.294 | 20.294 | 16.206 | 16.206 | 16.717 | 16.717 | 16.717 | 15.9505 | 15.9505 | 16.0235 | 16.0235 | 17.374 | 17.374 | 93.951 | 93.951 | 62.5245 | bar: 2023-05-01 to 2030-08-01
|  |  | 11 | Southern Western |  | 16.644 | 16.644 | 22.192 | 22.192 | 17.009 | 17.009 | 19.1625 | 19.1625 | 19.1625 | 18.615 | 18.615 | 17.958 | 17.958 | 20.075 | 20.075 | 105.7405 | 105.7405 | 77.6355 | bar: 2023-05-01 to 2030-08-01
|  |  | 12 | Yorkshire |  | 25.3675 | 25.3675 | 19.3815 | 19.3815 | 18.6515 | 18.6515 | 18.907 | 18.907 | 18.907 | 21.097 | 21.097 | 24.8565 | 24.8565 | 24.017 | 24.017 | 95.2285 | 95.2285 | 68.547 | bar: 2023-05-01 to 2030-08-01
|  |  | 13 | Southern Scotland |  | 18.2135 | 18.2135 | 18.1405 | 18.1405 | 18.7975 | 18.7975 | 18.615 | 18.615 | 18.615 | 16.8995 | 16.8995 | 15.768 | 15.768 | 17.374 | 17.374 | 99.0245 | 99.0245 | 89.133 | bar: 2023-05-01 to 2030-08-01
|  |  | 14 | Northern Scotland |  | 27.7765 | 27.7765 | 25.7325 | 25.7325 | 29.784 | 29.784 | 29.273 | 29.273 | 29.273 | 24.382 | 24.382 | 24.528 | 24.528 | 25.9515 | 25.9515 | 100.4115 | 100.4115 | 80.008 | bar: 2023-05-01 to 2030-08-01
| m (3,100 kWh) | £ per customer per year | 1 | Eastern |  | 76.1735 | 76.1735 | 78.9085 | 78.9085 | 79.0565 | 79.0565 | 77.8905 | 77.8905 | 77.8905 | 83.5265 | 83.5265 | 85.68 | 85.68 | 89.4623 | 89.9419 | 131.4991 | 131.423 | 99.4044 | bar: 2023-05-01 to 2030-08-01
|  |  | 2 | East Midlands |  | 75.6495 | 75.6495 | 82.878 | 82.878 | 75.527 | 75.527 | 72.7485 | 72.7485 | 72.7485 | 75.2115 | 75.2115 | 76.8625 | 76.8625 | 83.7368 | 83.9338 | 124.1022 | 124.2201 | 95.2456 | bar: 2023-05-01 to 2030-08-01
|  |  | 3 | London |  | 65.6035 | 65.6035 | 75.7029 | 75.7029 | 66.9975 | 66.9975 | 66.5895 | 66.5895 | 66.5895 | 75.249 | 75.249 | 82.6125 | 82.6125 | 87.7646 | 87.6913 | 123.8053 | 124.9895 | 86.2747 | bar: 2023-05-01 to 2030-08-01
|  |  | 4 | N Wales and Mersey |  | 120.8809 | 120.8809 | 108.377 | 108.377 | 103.906 | 103.906 | 101.6325 | 101.6325 | 101.6325 | 117.468 | 117.468 | 120.9985 | 120.9985 | 122.1135 | 122.3996 | 167.1139 | 166.9642 | 163.4089 | bar: 2023-05-01 to 2030-08-01
|  |  | 5 | Midlands |  | 79.547 | 79.547 | 92.806 | 92.806 | 83.272 | 83.272 | 82.1845 | 82.1845 | 82.1845 | 83.479 | 83.479 | 79.992 | 79.992 | 88.2722 | 88.4403 | 129.6787 | 129.7644 | 104.0937 | bar: 2023-05-01 to 2030-08-01
|  |  | 6 | Northern |  | 97.4535 | 97.4535 | 97.157 | 97.157 | 90.6365 | 90.6365 | 87.899 | 87.899 | 87.899 | 93.3355 | 93.3355 | 99.5935 | 99.5935 | 103.5243 | 103.7511 | 138.3159 | 138.248 | 121.8097 | bar: 2023-05-01 to 2030-08-01
|  |  | 7 | North West |  | 88.869 | 88.869 | 92.353 | 92.353 | 79.0355 | 79.0355 | 80.4365 | 80.4365 | 80.4365 | 87.2665 | 87.2665 | 82.26 | 82.26 | 83.1245 | 83.3383 | 126.5712 | 126.7703 | 120.9703 | bar: 2023-05-01 to 2030-08-01
|  |  | 8 | Southern |  | 80.17 | 80.17 | 86.4785 | 86.4785 | 80.877 | 80.877 | 75.966 | 75.966 | 75.966 | 76.167 | 76.167 | 72.7655 | 72.7655 | 82.2362 | 82.5246 | 128.0203 | 127.8419 | 104.7088 | bar: 2023-05-01 to 2030-08-01
|  |  | 9 | South East |  | 85.8145 | 85.8145 | 102.8289 | 102.8289 | 91.1405 | 91.1405 | 83.9665 | 83.9665 | 83.9665 | 92.5815 | 92.5815 | 97.46 | 97.46 | 106.8373 | 107.3398 | 148.8904 | 148.811 | 114.0413 | bar: 2023-05-01 to 2030-08-01
|  |  | 10 | South Wales |  | 95.8035 | 95.8035 | 112.023 | 112.023 | 102.386 | 102.386 | 101.564 | 101.564 | 101.564 | 105.1685 | 105.1685 | 105.3345 | 105.3345 | 110.7443 | 111.0484 | 149.1407 | 148.8736 | 122.9513 | bar: 2023-05-01 to 2030-08-01
|  |  | 11 | Southern Western |  | 106.854 | 106.854 | 121.609 | 121.609 | 113.047 | 113.047 | 102.7385 | 102.7385 | 102.7385 | 103.865 | 103.865 | 104.169 | 104.169 | 114.2727 | 114.622 | 158.2119 | 157.9869 | 134.8794 | bar: 2023-05-01 to 2030-08-01
|  |  | 12 | Yorkshire |  | 83.5235 | 83.5235 | 79.8935 | 79.8935 | 75.5985 | 75.5985 | 74.862 | 74.862 | 74.862 | 77.889 | 77.889 | 83.2915 | 83.2915 | 86.9254 | 87.0449 | 125.8319 | 125.8362 | 103.2377 | bar: 2023-05-01 to 2030-08-01
|  |  | 13 | Southern Scotland |  | 96.2405 | 96.2405 | 95.4855 | 95.4855 | 91.3065 | 91.3065 | 93.511 | 93.511 | 93.511 | 98.0575 | 98.0575 | 100.925 | 100.925 | 103.0838 | 103.3718 | 148.3995 | 148.2301 | 133.6239 | bar: 2023-05-01 to 2030-08-01
|  |  | 14 | Northern Scotland |  | 122.2645 | 122.2645 | 137.0845 | 137.0845 | 124.923 | 124.923 | 126.365 | 126.365 | 126.365 | 128.821 | 128.821 | 138.081 | 138.081 | 138.0631 | 138.339 | 170.6613 | 170.776 | 152.745 | bar: 2023-05-01 to 2030-08-01
Multi-Register Metering Arrangement | Nil | £ per customer per year | 1 | Eastern |  | 17.1185 | 17.1185 | 16.7535 | 16.7535 | 17.1185 | 17.1185 | 16.1695 | 16.1695 | 16.1695 | 17.7755 | 17.7755 | 17.666 | 17.666 | 14.4905 | 14.4905 | 59.2395 | 59.2395 | 28.032 | bar: 2023-05-01 to 2030-08-01
|  |  | 2 | East Midlands |  | 9.5265 | 9.5265 | 16.352 | 16.352 | 11.388 | 11.388 | 12.0815 | 12.0815 | 12.0815 | 11.3515 | 11.3515 | 12.2275 | 12.2275 | 13.651 | 13.651 | 82.417 | 82.417 | 50.589 | bar: 2023-05-01 to 2030-08-01
|  |  | 3 | London |  | 16.0965 | 16.0965 | 23.7469 | 23.7469 | 14.8555 | 14.8555 | 15.4395 | 15.4395 | 15.4395 | 14.892 | 14.892 | 15.0015 | 15.0015 | 12.0815 | 12.0815 | 39.639 | 39.639 | 9.4535 | bar: 2023-05-01 to 2030-08-01
|  |  | 4 | N Wales and Mersey |  | 19.3085 | 19.3085 | 14.819 | 14.819 | 15.184 | 15.184 | 13.4685 | 13.4685 | 13.4685 | 13.432 | 13.432 | 11.3515 | 11.3515 | 12.7385 | 12.7385 | 92.0165 | 92.0165 | 89.644 | bar: 2023-05-01 to 2030-08-01
|  |  | 5 | Midlands |  | 12.556 | 12.556 | 19.491 | 19.491 | 14.235 | 14.235 | 15.6585 | 15.6585 | 15.6585 | 15.403 | 15.403 | 17.155 | 17.155 | 18.1405 | 18.1405 | 93.878 | 93.878 | 62.999 | bar: 2023-05-01 to 2030-08-01
|  |  | 6 | Northern |  | 34.5655 | 34.5655 | 19.564 | 19.564 | 17.8485 | 17.8485 | 19.637 | 19.637 | 19.637 | 20.3305 | 20.3305 | 24.4185 | 24.4185 | 22.776 | 22.776 | 96.5425 | 96.5425 | 73.4015 | bar: 2023-05-01 to 2030-08-01
|  |  | 7 | North West |  | 17.228 | 17.228 | 11.753 | 11.753 | 11.4245 | 11.4245 | 12.0815 | 12.0815 | 12.0815 | 13.1765 | 13.1765 | 14.308 | 14.308 | 15.7315 | 15.7315 | 73.9125 | 73.9125 | 54.3485 | bar: 2023-05-01 to 2030-08-01
|  |  | 8 | Southern |  | 11.753 | 11.753 | 10.6215 | 10.6215 | 11.096 | 11.096 | 10.804 | 10.804 | 10.804 | 11.315 | 11.315 | 12.8115 | 12.8115 | 14.819 | 14.819 | 77.818 | 77.818 | 48.18 | bar: 2023-05-01 to 2030-08-01
|  |  | 9 | South East |  | 17.1185 | 17.1185 | 24.9879 | 24.9879 | 16.4615 | 16.4615 | 16.1695 | 16.1695 | 16.1695 | 16.9725 | 16.9725 | 17.666 | 17.666 | 14.5635 | 14.5635 | 71.9415 | 71.9415 | 40.077 | bar: 2023-05-01 to 2030-08-01
|  |  | 10 | South Wales |  | 14.4905 | 14.4905 | 20.294 | 20.294 | 16.206 | 16.206 | 16.717 | 16.717 | 16.717 | 15.9505 | 15.9505 | 16.0235 | 16.0235 | 17.374 | 17.374 | 93.951 | 93.951 | 62.5245 | bar: 2023-05-01 to 2030-08-01
|  |  | 11 | Southern Western |  | 16.644 | 16.644 | 22.192 | 22.192 | 17.009 | 17.009 | 19.1625 | 19.1625 | 19.1625 | 18.615 | 18.615 | 17.958 | 17.958 | 20.075 | 20.075 | 105.7405 | 105.7405 | 77.6355 | bar: 2023-05-01 to 2030-08-01
|  |  | 12 | Yorkshire |  | 28.032 | 28.032 | 19.3815 | 19.3815 | 18.6515 | 18.6515 | 18.907 | 18.907 | 18.907 | 21.097 | 21.097 | 24.8565 | 24.8565 | 24.017 | 24.017 | 95.2285 | 95.2285 | 68.547 | bar: 2023-05-01 to 2030-08-01
|  |  | 13 | Southern Scotland |  | 18.2135 | 18.2135 | 18.1405 | 18.1405 | 18.7975 | 18.7975 | 18.615 | 18.615 | 18.615 | 16.8995 | 16.8995 | 15.768 | 15.768 | 17.374 | 17.374 | 99.0245 | 99.0245 | 89.133 | bar: 2023-05-01 to 2030-08-01
|  |  | 14 | Northern Scotland |  | 27.7765 | 27.7765 | 25.7325 | 25.7325 | 29.784 | 29.784 | 29.273 | 29.273 | 29.273 | 24.382 | 24.382 | 24.528 | 24.528 | 25.9515 | 25.9515 | 100.4115 | 100.4115 | 80.008 | bar: 2023-05-01 to 2030-08-01
| m (4,200 kWh) | £ per customer per year | 1 | Eastern |  | 73.1885 | 73.1885 | 75.2175 | 75.2175 | 76.0143 | 76.0143 | 77.9145 | 77.9145 | 77.9145 | 84.8327 | 84.8327 | 89.7556 | 89.7556 | 93.315 | 92.9479 | 133.0959 | 135.7146 | 104.7938 | bar: 2023-05-01 to 2030-08-01
|  |  | 2 | East Midlands |  | 69.7553 | 69.7553 | 78.1659 | 78.1659 | 73.658 | 73.658 | 79.5436 | 79.5436 | 79.5436 | 83.001 | 83.001 | 83.9173 | 83.9173 | 94.9787 | 94.7878 | 125.8491 | 127.5433 | 99.2542 | bar: 2023-05-01 to 2030-08-01
|  |  | 3 | London |  | 63.5548 | 63.5548 | 72.6945 | 72.6945 | 64.2173 | 64.2173 | 66.0596 | 66.0596 | 66.0596 | 76.0843 | 76.0843 | 84.6224 | 84.6224 | 90.6314 | 90.1586 | 127.858 | 132.528 | 92.1172 | bar: 2023-05-01 to 2030-08-01
|  |  | 4 | N Wales and Mersey |  | 117.9883 | 117.9883 | 106.0472 | 106.0472 | 108.356 | 108.356 | 114.4054 | 114.4054 | 114.4054 | 130.4768 | 130.4768 | 139.0911 | 139.0911 | 140.8077 | 140.4583 | 170.5817 | 172.7588 | 169.6658 | bar: 2023-05-01 to 2030-08-01
|  |  | 5 | Midlands |  | 72.9394 | 72.9394 | 85.7628 | 85.7628 | 79.9087 | 79.9087 | 91.865 | 91.865 | 91.865 | 93.2517 | 93.2517 | 88.6944 | 88.6944 | 101.8942 | 101.7344 | 131.2345 | 132.6549 | 107.7836 | bar: 2023-05-01 to 2030-08-01
|  |  | 6 | Northern |  | 100.0208 | 100.0208 | 93.0884 | 93.0884 | 90.3321 | 90.3321 | 98.2459 | 98.2459 | 98.2459 | 105.42 | 105.42 | 111.5475 | 111.5475 | 118.3919 | 118.1061 | 139.8531 | 141.1733 | 126.1556 | bar: 2023-05-01 to 2030-08-01
|  |  | 7 | North West |  | 76.4396 | 76.4396 | 85.8679 | 85.8679 | 78.0609 | 78.0609 | 85.9595 | 85.9595 | 85.9595 | 94.9093 | 94.9093 | 90.0928 | 90.0928 | 91.4242 | 91.2032 | 129.3089 | 131.3728 | 126.1532 | bar: 2023-05-01 to 2030-08-01
|  |  | 8 | Southern |  | 70.6362 | 70.6362 | 74.4422 | 74.4422 | 75.8289 | 75.8289 | 81.7328 | 81.7328 | 81.7328 | 85.2056 | 85.2056 | 78.7381 | 78.7381 | 89.3522 | 89.1185 | 129.581 | 130.9429 | 108.3284 | bar: 2023-05-01 to 2030-08-01
|  |  | 9 | South East |  | 84.1228 | 84.1228 | 100.2897 | 100.2897 | 89.6263 | 89.6263 | 88.638 | 88.638 | 88.638 | 99.2018 | 99.2018 | 107.4015 | 107.4015 | 115.279 | 114.8922 | 150.4255 | 153.2379 | 118.9405 | bar: 2023-05-01 to 2030-08-01
|  |  | 10 | South Wales |  | 86.8876 | 86.8876 | 101.7992 | 101.7992 | 101.6743 | 101.6743 | 116.5888 | 116.5888 | 116.5888 | 118.2213 | 118.2213 | 116.7151 | 116.7151 | 127.7416 | 127.4356 | 151.6517 | 152.9234 | 126.9908 | bar: 2023-05-01 to 2030-08-01
|  |  | 11 | Southern Western |  | 101.9704 | 101.9704 | 115.311 | 115.311 | 110.3624 | 110.3624 | 118.3909 | 118.3909 | 118.3909 | 117.1487 | 117.1487 | 117.2905 | 117.2905 | 130.889 | 130.6719 | 159.181 | 160.665 | 137.4279 | bar: 2023-05-01 to 2030-08-01
|  |  | 12 | Yorkshire |  | 82.3313 | 82.3313 | 76.0874 | 76.0874 | 75.6522 | 75.6522 | 86.6824 | 86.6824 | 86.6824 | 90.6255 | 90.6255 | 95.7147 | 95.7147 | 99.8185 | 99.6382 | 127.2886 | 128.3294 | 106.7711 | bar: 2023-05-01 to 2030-08-01
|  |  | 13 | Southern Scotland |  | 99.2407 | 99.2407 | 96.7099 | 96.7099 | 97.424 | 97.424 | 107.8423 | 107.8423 | 107.8423 | 114.0287 | 114.0287 | 118.9158 | 118.9158 | 117.0216 | 116.7103 | 149.1524 | 150.5953 | 135.7256 | bar: 2023-05-01 to 2030-08-01
|  |  | 14 | Northern Scotland |  | 130.6068 | 130.6068 | 142.327 | 142.327 | 138.7547 | 138.7547 | 147.2955 | 147.2955 | 147.2955 | 153.6454 | 153.6454 | 163.7227 | 163.7227 | 161.7384 | 161.5645 | 178.881 | 180.9085 | 163.3661 | bar: 2023-05-01 to 2030-08-01
Note on I6: The formulas in these cells have been updated to allow the historic periods for benchmark annual consumption level m (3,100 kWh) to match those previously published and to reflect historic 4pm - 7pm share of demand values.

## 2c BSUoS
BSUoS
Table showing calculation of balancing services use of system (BSUoS) charges in £ per customer per year. Since April 2023, forecasts of annual BSUoS charges, published by National Grid, in £ per MWh are used and then multiplied by typical consumption uplifted by distribution and transmission losses to get an annual charge in £ per customer. We recover the transitional arrangement costs in two stages with each stage recouped over a 12 month period. Therefore, the respective BSUoS transitional adjustment figures (Stages 1 and 2) from the input tab '3g BSUoS trans arrangment' are summed to the appropriate BSUoS allowance in each quarterly period. We note that stage 1 will be recovered from cap period 10a (April 2023-June 2023) and stage 2 will be recovered from cap period 10b (July 2023-September 2023).
Benchmark Metering Arrangement | Benchmark Annual Consumption Level | Unit | Zone | Charge Restriction Region |  | Historical examples | [7 empty] | Values to be used to update level of default tariff cap
[6 empty] | These are for historical periods, for illustration only. | [7 empty] | These are the values that will be populated to calculate the updated level of the default tariff cap
[5 empty] | 28AD Charge Restriction Period: | April 2015 – September 2015 | October 2015- March 2016 | April 2016-September 2016 | October 2016-March 2017 | April 2017 - September 2017 | October 2017 - March 2018 | April 2018 - September 2018 | October 2018 - March 2019 | January 2019 - March 2019 | April 2019 - September 2019 | October 2019 - March 2020 | April 2020 - September 2020 | October 2020 - March 2021 | April 2021 - September 2021 | October 2021 - March 2022 | April 2022 - September 2022 | October 2022 - March 2023 | April 2023 - June 2023 | July 2023 - September 2023 | October 2023 - December 2023 | January 2024 - March 2024 | April 2024 - June 2024 | July 2024 - September 2024 | October 2024 - December 2024 | January 2025 - March 2025 | April 2025 - June 2025 | July 2025 - September 2025 | October 2025 - December 2025 | January 2026 - March 2026 | April 2026 - June 2026 | July 2026 - September 2026 | October 2026 - December 2026 | January 2027 - March 2027 | April 2027 - June 2027 | July 2027 - September 2027 | October 2027 - December 2027 | January 2028 - March 2028 | April 2028 - June 2028 | July 2028 - September 2028 | October 2028 - December 2028 | January 2029 - March 2029 | April 2029 - June 2029 | July 2029 - September 2029 | October 2029 - December 2029 | January 2030 - March 2030 | April 2030 - June 2030 | July 2030 - September 2030 | October 2030 - December 2030
[5 empty] | Updated calculated as of: | February 2015 | August 2015 | February 2016 | August 2016 | February 2017 | August 2017 | February 2018 | August 2018 | November 2018 | February 2019 | August 2019 | February 2020 | August 2020 | February 2021 | August 2021 | February 2022 | August 2022 | February 2023 | 2023-05-01 | 2023-08-01 | 2023-11-01 | 2024-02-01 | 2024-05-01 | 2024-08-01 | 2024-11-01 | 2025-02-01 | 2025-05-01 | 2025-08-01 | 2025-11-01 | 2026-02-01 | 2026-05-01 | 2026-08-01 | 2026-11-01 | 2027-02-01 | 2027-05-01 | 2027-08-01 | 2027-11-01 | 2028-02-01 | 2028-05-01 | 2028-08-01 | 2028-11-01 | 2029-02-01 | 2029-05-01 | 2029-08-01 | 2029-11-01 | 2030-02-01 | 2030-05-01 | 2030-08-01
[5 empty] | Charging year: | 2015/16 | 2015/16 | 2016/17 | 2016/17 | 2017/18 | 2017/18 | 2018/19 | 2018/19 | 2018/2019 | 2019/2020 | 2019/2020 | 2020/2021 | 2020/2021 | 2021/2022 | 2021/2022 | 2022/2023 | 2022/2023 | 2023/2024 | 2023 | 2023 | 2024 | 2024 | 2024 | 2024 | 2025 | 2025 | 2025 | 2025 | 2026 | 2026 | 2026 | 2026 | 2027 | 2027 | 2027 | 2027 | 2028 | 2028 | 2028 | 2028 | 2029 | 2029 | 2029 | 2029 | 2030 | 2030 | 2030 | 2030
Single-Rate Metering Arrangement | m (3,100 kWh) | £ per customer per year | 1 | Eastern |  | 6.4148 | 7.1675 | 7.3569 | 6.7908 | 7.9435 | 8.8458 | 8.229 | 7.8322 | 7.8322 | 8.917 | 10.2736 | 10.6236 | 13.5362 | 15.3398 | 14.8807 | 20.7532 | 26.2125 | 63.0266 | 0 | 0 | 0 | 0 | 0 | 0 | 0 | 0 | 0 | 0 | 0 | 0 | 0 | 0 | 0 | 0 | 0 | 0 | 0 | 0 | 0 | 0 | 0 | 0 | 0 | 0 | 0 | 0 | 0 | 0
|  |  | 2 | East Midlands |  | 6.2731 | 7.0092 | 7.1945 | 6.6408 | 7.768 | 8.6504 | 8.1263 | 7.7345 | 7.7345 | 8.7443 | 10.0747 | 10.4474 | 13.3113 | 15.0784 | 14.627 | 20.3774 | 25.7381 | 62.1393 | 0 | 0 | 0 | 0 | 0 | 0 | 0 | 0 | 0 | 0 | 0 | 0 | 0 | 0 | 0 | 0 | 0 | 0 | 0 | 0 | 0 | 0 | 0 | 0 | 0 | 0 | 0 | 0 | 0 | 0
|  |  | 3 | London |  | 6.3373 | 7.0808 | 7.268 | 6.7087 | 7.8475 | 8.7389 | 8.2996 | 7.8995 | 7.8995 | 8.9629 | 10.3265 | 10.7117 | 13.6484 | 15.4962 | 15.0326 | 21.0181 | 26.5463 | 63.5928 | 0 | 0 | 0 | 0 | 0 | 0 | 0 | 0 | 0 | 0 | 0 | 0 | 0 | 0 | 0 | 0 | 0 | 0 | 0 | 0 | 0 | 0 | 0 | 0 | 0 | 0 | 0 | 0 | 0 | 0
|  |  | 4 | N Wales and Mersey |  | 6.4146 | 7.1673 | 7.3567 | 6.7906 | 7.9432 | 8.8455 | 8.3599 | 7.9568 | 7.9568 | 9.0306 | 10.405 | 10.8098 | 13.7735 | 15.5943 | 15.1267 | 21.2562 | 26.8503 | 63.8963 | 0 | 0 | 0 | 0 | 0 | 0 | 0 | 0 | 0 | 0 | 0 | 0 | 0 | 0 | 0 | 0 | 0 | 0 | 0 | 0 | 0 | 0 | 0 | 0 | 0 | 0 | 0 | 0 | 0 | 0
|  |  | 5 | Midlands |  | 6.2863 | 7.0239 | 7.2096 | 6.6548 | 7.7844 | 8.6686 | 8.1856 | 7.7909 | 7.7909 | 8.8422 | 10.1876 | 10.6158 | 13.5259 | 15.3519 | 14.8922 | 20.7866 | 26.2553 | 62.6076 | 0 | 0 | 0 | 0 | 0 | 0 | 0 | 0 | 0 | 0 | 0 | 0 | 0 | 0 | 0 | 0 | 0 | 0 | 0 | 0 | 0 | 0 | 0 | 0 | 0 | 0 | 0 | 0 | 0 | 0
|  |  | 6 | Northern |  | 6.3371 | 7.0807 | 7.2678 | 6.7086 | 7.8473 | 8.7387 | 8.0869 | 7.697 | 7.697 | 8.6776 | 9.998 | 10.324 | 13.1539 | 14.8464 | 14.4018 | 20.1712 | 25.4787 | 61.1387 | 0 | 0 | 0 | 0 | 0 | 0 | 0 | 0 | 0 | 0 | 0 | 0 | 0 | 0 | 0 | 0 | 0 | 0 | 0 | 0 | 0 | 0 | 0 | 0 | 0 | 0 | 0 | 0 | 0 | 0
|  |  | 7 | North West |  | 6.3666 | 7.1136 | 7.3017 | 6.7398 | 7.8838 | 8.7793 | 8.2241 | 7.8275 | 7.8275 | 8.8741 | 10.2246 | 10.5368 | 13.4253 | 15.1094 | 14.6569 | 20.4959 | 25.8437 | 61.1605 | 0 | 0 | 0 | 0 | 0 | 0 | 0 | 0 | 0 | 0 | 0 | 0 | 0 | 0 | 0 | 0 | 0 | 0 | 0 | 0 | 0 | 0 | 0 | 0 | 0 | 0 | 0 | 0 | 0 | 0
|  |  | 8 | Southern |  | 6.2569 | 6.991 | 7.1758 | 6.6236 | 7.7479 | 8.628 | 8.161 | 7.7675 | 7.7675 | 8.8275 | 10.2157 | 10.6068 | 13.5618 | 15.4451 | 14.9525 | 20.7277 | 26.1723 | 62.8955 | 0 | 0 | 0 | 0 | 0 | 0 | 0 | 0 | 0 | 0 | 0 | 0 | 0 | 0 | 0 | 0 | 0 | 0 | 0 | 0 | 0 | 0 | 0 | 0 | 0 | 0 | 0 | 0 | 0 | 0
|  |  | 9 | South East |  | 6.3291 | 7.0717 | 7.2586 | 6.7001 | 7.8373 | 8.7276 | 8.1794 | 7.785 | 7.785 | 8.8452 | 10.1909 | 10.6123 | 13.5218 | 15.3589 | 14.8993 | 20.7654 | 26.227 | 63.0718 | 0 | 0 | 0 | 0 | 0 | 0 | 0 | 0 | 0 | 0 | 0 | 0 | 0 | 0 | 0 | 0 | 0 | 0 | 0 | 0 | 0 | 0 | 0 | 0 | 0 | 0 | 0 | 0 | 0 | 0
|  |  | 10 | South Wales |  | 6.2935 | 7.0319 | 7.2178 | 6.6624 | 7.7932 | 8.6785 | 8.0669 | 7.6779 | 7.6779 | 8.7647 | 10.0981 | 10.4638 | 13.3321 | 15.1956 | 14.7411 | 20.6451 | 26.0751 | 62.1995 | 0 | 0 | 0 | 0 | 0 | 0 | 0 | 0 | 0 | 0 | 0 | 0 | 0 | 0 | 0 | 0 | 0 | 0 | 0 | 0 | 0 | 0 | 0 | 0 | 0 | 0 | 0 | 0 | 0 | 0
|  |  | 11 | Southern Western |  | 6.1896 | 6.9158 | 7.0986 | 6.5524 | 7.6646 | 8.5352 | 8.0309 | 7.6437 | 7.6437 | 8.7525 | 10.084 | 10.4813 | 13.3544 | 15.1874 | 14.7332 | 20.4435 | 25.8194 | 61.5381 | 0 | 0 | 0 | 0 | 0 | 0 | 0 | 0 | 0 | 0 | 0 | 0 | 0 | 0 | 0 | 0 | 0 | 0 | 0 | 0 | 0 | 0 | 0 | 0 | 0 | 0 | 0 | 0 | 0 | 0
|  |  | 12 | Yorkshire |  | 6.419 | 7.1722 | 7.3617 | 6.7952 | 7.9486 | 8.8516 | 8.19 | 7.7951 | 7.7951 | 8.8327 | 10.1767 | 10.6048 | 13.5121 | 15.2371 | 14.7805 | 20.6217 | 26.0477 | 62.4918 | 0 | 0 | 0 | 0 | 0 | 0 | 0 | 0 | 0 | 0 | 0 | 0 | 0 | 0 | 0 | 0 | 0 | 0 | 0 | 0 | 0 | 0 | 0 | 0 | 0 | 0 | 0 | 0 | 0 | 0
|  |  | 13 | Southern Scotland |  | 6.3762 | 7.1243 | 7.3126 | 6.7499 | 7.8956 | 8.7925 | 8.1965 | 7.8013 | 7.8013 | 8.8415 | 10.1872 | 10.5144 | 13.397 | 15.2344 | 14.7774 | 20.847 | 26.3326 | 62.6558 | 0 | 0 | 0 | 0 | 0 | 0 | 0 | 0 | 0 | 0 | 0 | 0 | 0 | 0 | 0 | 0 | 0 | 0 | 0 | 0 | 0 | 0 | 0 | 0 | 0 | 0 | 0 | 0 | 0 | 0
|  |  | 14 | Northern Scotland |  | 6.3784 | 7.1268 | 7.3152 | 6.7523 | 7.8984 | 8.7956 | 8.1007 | 7.7101 | 7.7101 | 8.6492 | 9.9187 | 10.183 | 13.0833 | 14.8056 | 14.452 | 20.3585 | 25.5897 | 60.6387 | 0 | 0 | 0 | 0 | 0 | 0 | 0 | 0 | 0 | 0 | 0 | 0 | 0 | 0 | 0 | 0 | 0 | 0 | 0 | 0 | 0 | 0 | 0 | 0 | 0 | 0 | 0 | 0 | 0 | 0
Multi-Register Metering Arrangement | m (4,200 kWh) | £ per customer per year | 1 | Eastern |  | 8.6755 | 9.6935 | 9.9497 | 9.184 | 10.7429 | 11.9632 | 11.1295 | 10.5929 | 10.5929 | 12.0517 | 13.8837 | 14.3577 | 18.2918 | 20.7336 | 20.1132 | 28.0477 | 35.44 | 84.6723 | 0 | 0 | 0 | 0 | 0 | 0 | 0 | 0 | 0 | 0 | 0 | 0 | 0 | 0 | 0 | 0 | 0 | 0 | 0 | 0 | 0 | 0 | 0 | 0 | 0 | 0 | 0 | 0 | 0 | 0
|  |  | 2 | East Midlands |  | 8.4949 | 9.4916 | 9.7425 | 8.9928 | 10.5193 | 11.7142 | 11.0029 | 10.4724 | 10.4724 | 11.8397 | 13.6406 | 14.1446 | 18.0215 | 20.4178 | 19.8067 | 27.5928 | 34.8554 | 83.6473 | 0 | 0 | 0 | 0 | 0 | 0 | 0 | 0 | 0 | 0 | 0 | 0 | 0 | 0 | 0 | 0 | 0 | 0 | 0 | 0 | 0 | 0 | 0 | 0 | 0 | 0 | 0 | 0 | 0 | 0
|  |  | 3 | London |  | 8.5683 | 9.5736 | 9.8267 | 9.0705 | 10.6101 | 11.8154 | 11.2192 | 10.6783 | 10.6783 | 12.1067 | 13.9469 | 14.4664 | 18.4298 | 20.9332 | 20.3067 | 28.3821 | 35.866 | 85.4353 | 0 | 0 | 0 | 0 | 0 | 0 | 0 | 0 | 0 | 0 | 0 | 0 | 0 | 0 | 0 | 0 | 0 | 0 | 0 | 0 | 0 | 0 | 0 | 0 | 0 | 0 | 0 | 0 | 0 | 0
|  |  | 4 | N Wales and Mersey |  | 8.6666 | 9.6836 | 9.9395 | 9.1747 | 10.7319 | 11.951 | 11.2895 | 10.7451 | 10.7451 | 12.1906 | 14.0432 | 14.5872 | 18.5834 | 21.0459 | 20.4159 | 28.6707 | 36.2375 | 85.7548 | 0 | 0 | 0 | 0 | 0 | 0 | 0 | 0 | 0 | 0 | 0 | 0 | 0 | 0 | 0 | 0 | 0 | 0 | 0 | 0 | 0 | 0 | 0 | 0 | 0 | 0 | 0 | 0 | 0 | 0
|  |  | 5 | Midlands |  | 8.5075 | 9.5057 | 9.757 | 9.0062 | 10.5349 | 11.7316 | 11.0781 | 10.544 | 10.544 | 11.9667 | 13.7868 | 14.3648 | 18.3019 | 20.7759 | 20.1536 | 28.1303 | 35.5384 | 84.2531 | 0 | 0 | 0 | 0 | 0 | 0 | 0 | 0 | 0 | 0 | 0 | 0 | 0 | 0 | 0 | 0 | 0 | 0 | 0 | 0 | 0 | 0 | 0 | 0 | 0 | 0 | 0 | 0 | 0 | 0
|  |  | 6 | Northern |  | 8.5688 | 9.5742 | 9.8272 | 9.071 | 10.6107 | 11.816 | 10.9387 | 10.4113 | 10.4113 | 11.745 | 13.5314 | 13.9747 | 17.8047 | 20.091 | 19.4901 | 27.2956 | 34.4835 | 82.2618 | 0 | 0 | 0 | 0 | 0 | 0 | 0 | 0 | 0 | 0 | 0 | 0 | 0 | 0 | 0 | 0 | 0 | 0 | 0 | 0 | 0 | 0 | 0 | 0 | 0 | 0 | 0 | 0 | 0 | 0
|  |  | 7 | North West |  | 8.6157 | 9.6267 | 9.8811 | 9.1208 | 10.6689 | 11.8808 | 11.126 | 10.5895 | 10.5895 | 12.0036 | 13.829 | 14.2453 | 18.1486 | 20.4364 | 19.8254 | 27.72 | 34.9656 | 82.3439 | 0 | 0 | 0 | 0 | 0 | 0 | 0 | 0 | 0 | 0 | 0 | 0 | 0 | 0 | 0 | 0 | 0 | 0 | 0 | 0 | 0 | 0 | 0 | 0 | 0 | 0 | 0 | 0 | 0 | 0
|  |  | 8 | Southern |  | 8.4725 | 9.4666 | 9.7169 | 8.9691 | 10.4915 | 11.6833 | 11.0522 | 10.5193 | 10.5193 | 11.9554 | 13.8306 | 14.357 | 18.3533 | 20.907 | 20.2443 | 28.0682 | 35.4421 | 84.6624 | 0 | 0 | 0 | 0 | 0 | 0 | 0 | 0 | 0 | 0 | 0 | 0 | 0 | 0 | 0 | 0 | 0 | 0 | 0 | 0 | 0 | 0 | 0 | 0 | 0 | 0 | 0 | 0 | 0 | 0
|  |  | 9 | South East |  | 8.5523 | 9.5558 | 9.8084 | 9.0537 | 10.5904 | 11.7934 | 11.0653 | 10.5318 | 10.5318 | 11.9584 | 13.7765 | 14.3422 | 18.272 | 20.7628 | 20.141 | 28.0651 | 35.4615 | 84.7456 | 0 | 0 | 0 | 0 | 0 | 0 | 0 | 0 | 0 | 0 | 0 | 0 | 0 | 0 | 0 | 0 | 0 | 0 | 0 | 0 | 0 | 0 | 0 | 0 | 0 | 0 | 0 | 0 | 0 | 0
|  |  | 10 | South Wales |  | 8.5201 | 9.5198 | 9.7714 | 9.0195 | 10.5504 | 11.7489 | 10.9227 | 10.3961 | 10.3961 | 11.8706 | 13.6764 | 14.1767 | 18.0628 | 20.5941 | 19.9777 | 27.9802 | 35.3404 | 83.7991 | 0 | 0 | 0 | 0 | 0 | 0 | 0 | 0 | 0 | 0 | 0 | 0 | 0 | 0 | 0 | 0 | 0 | 0 | 0 | 0 | 0 | 0 | 0 | 0 | 0 | 0 | 0 | 0 | 0 | 0
|  |  | 11 | Southern Western |  | 8.3855 | 9.3694 | 9.617 | 8.877 | 10.3838 | 11.5633 | 10.881 | 10.3564 | 10.3564 | 11.8602 | 13.6648 | 14.2 | 18.0925 | 20.5811 | 19.9648 | 27.7135 | 35.0018 | 82.9123 | 0 | 0 | 0 | 0 | 0 | 0 | 0 | 0 | 0 | 0 | 0 | 0 | 0 | 0 | 0 | 0 | 0 | 0 | 0 | 0 | 0 | 0 | 0 | 0 | 0 | 0 | 0 | 0 | 0 | 0
|  |  | 12 | Yorkshire |  | 8.676 | 9.694 | 9.9503 | 9.1846 | 10.7436 | 11.964 | 11.0735 | 10.5396 | 10.5396 | 11.9439 | 13.7599 | 14.3335 | 18.2612 | 20.5963 | 19.9799 | 27.8635 | 35.2084 | 83.993 | 0 | 0 | 0 | 0 | 0 | 0 | 0 | 0 | 0 | 0 | 0 | 0 | 0 | 0 | 0 | 0 | 0 | 0 | 0 | 0 | 0 | 0 | 0 | 0 | 0 | 0 | 0 | 0 | 0 | 0
|  |  | 13 | Southern Scotland |  | 8.6188 | 9.63 | 9.8846 | 9.124 | 10.6726 | 11.885 | 11.07 | 10.5363 | 10.5363 | 11.9456 | 13.7615 | 14.2015 | 18.0916 | 20.5653 | 19.9505 | 28.1402 | 35.562 | 84.1359 | 0 | 0 | 0 | 0 | 0 | 0 | 0 | 0 | 0 | 0 | 0 | 0 | 0 | 0 | 0 | 0 | 0 | 0 | 0 | 0 | 0 | 0 | 0 | 0 | 0 | 0 | 0 | 0 | 0 | 0
|  |  | 14 | Northern Scotland |  | 8.644 | 9.6583 | 9.9136 | 9.1507 | 10.7039 | 11.9198 | 10.9766 | 10.4473 | 10.4473 | 11.7204 | 13.4431 | 13.8011 | 17.7376 | 20.0609 | 19.5852 | 27.5892 | 34.664 | 81.7078 | 0 | 0 | 0 | 0 | 0 | 0 | 0 | 0 | 0 | 0 | 0 | 0 | 0 | 0 | 0 | 0 | 0 | 0 | 0 | 0 | 0 | 0 | 0 | 0 | 0 | 0 | 0 | 0 | 0 | 0
Note on AA8: Includes Stage 1 trans adjustment
Note on AB8: Includes stage 1 & stage 2 trans adjustment
Note on AC8: Includes stage 1 & stage 2 trans adjustment
Note on AD8: Includes stage 1 & stage 2 trans adjustment
Note on AE8: Includes stage 2 trans adjustment only

## 3a Demand
Demand
This tab shows the standardised typical consumption values used to calculate the cap; the share of consumption assumed to take place 4pm - 7pm (based on Ofgem analysis of Elexon data, and taken from the workbook "Demand and losses" published on Ofgem's website), the assumed peak / off peak split for Economy 7, and the share of demand assumed to take place in winter and summer.
Typical consumption
Source: Ofgem medium typical domestic consumption values - https://www.ofgem.gov.uk/gas/retail-market/monitoring-data-and-statistics/typical-domestic-consumption-values
| Benchmark metering arrangement | Typical consumption, MWh
| Single rate | 3.1
| Multi-register | 4.2
4pm - 7pm share of demand
Source: "Supplementary Model - Demand and Losses"
| Benchmark metering arrangement |  |  |  |  | Historical examples | [7 empty] | Values to be used to update level of default tariff cap
[6 empty] | These are for historical periods, for illustration only. | [7 empty] | These are the values that will be populated to calculate the updated level of the default tariff cap
|  | 28AD Charge Restriction Period: |  |  |  | April 2015 – September 2015 | October 2015- March 2016 | April 2016-September 2016 | October 2016-March 2017 | April 2017 - September 2017 | October 2017 - March 2018 | April 2018 - September 2018 | October 2018 - March 2019 | January 2019 - March 2019 | April 2019 - September 2019 | October 2019 - March 2020 | April 2020 - September 2020 | October 2020 - March 2021 | April 2021 - September 2021 | October 2021 - March 2022 | April 2022 - September 2022 | October 2022 - March 2023 | April 2023 - September 2023 | July 2023 - September 2023 | October 2023 - December 2023 | January 2024 - March 2024 | April 2024 - June 2024 | July 2024 - September 2024 | October 2024 - December 2024 | January 2025 - March 2025 | April 2025 - June 2025 | July 2025 - September 2025 | October 2025 - December 2025 | January 2026 - March 2026 | April 2026 - June 2026 | July 2026 - September 2026 | October 2026 - December 2026 | January 2027 - March 2027 | April 2027 - June 2027 | July 2027 - September 2027 | October 2027 - December 2027 | January 2028 - March 2028 | April 2028 - June 2028 | July 2028 - September 2028 | October 2028 - December 2028 | January 2029 - March 2029 | April 2029 - June 2029 | July 2029 - September 2029 | October 2029 - December 2029 | January 2030 - March 2030 | April 2030 - June 2030 | July 2030 - September 2030 | October 2030 - December 2030
|  | Updated calculated as of: |  |  |  | February 2015 | August 2015 | February 2016 | August 2016 | February 2017 | August 2017 | February 2018 | August 2018 | November 2018 | February 2019 | August 2019 | February 2020 | August 2020 | February 2021 | August 2021 | February 2022 | August 2022 | February 2023 | 2023-05-01 | 2023-08-01 | 2023-11-01 | 2024-02-01 | 2024-05-01 | 2024-08-01 | 2024-11-01 | 2025-02-01 | 2025-05-01 | 2025-08-01 | 2025-11-01 | 2026-02-01 | 2026-05-01 | 2026-08-01 | 2026-11-01 | 2027-02-01 | 2027-05-01 | 2027-08-01 | 2027-11-01 | 2028-02-01 | 2028-05-01 | 2028-08-01 | 2028-11-01 | 2029-02-01 | 2029-05-01 | 2029-08-01 | 2029-11-01 | 2030-02-01 | 2030-05-01 | 2030-08-01
|  | Charging year: |  |  |  | 2015/16 | 2015/16 | 2016/17 | 2016/17 | 2017/18 | 2017/18 | 2018/19 | 2018/19 | 2018/2019 | 2019/2020 | 2019/2020 | 2020/2021 | 2020/2021 | 2021/2022 | 2021/2022 | 2022/2023 | 2022/2023 | 2023/2024 | 2023 | 2023 | 2024 | 2024 | 2024 | 2024 | 2025 | 2025 | 2025 | 2025 | 2026 | 2026 | 2026 | 2026 | 2027 | 2027 | 2027 | 2027 | 2028 | 2028 | 2028 | 2028 | 2029 | 2029 | 2029 | 2029 | 2030 | 2030 | 2030 | 2030
| Single rate | 4pm - 7pm |  |  |  | 17.65% | 17.65% | 17.65% | 17.65% | 17.65% | 17.65% | 17.65% | 17.65% | 17.65% | 17.65% | 17.82% | 17.82% | 18.11% | 18.11% | 18.26% | 18.26% | 18.24% | 18.24%
| Multi-register |  |  |  |  | 14.01% | 14.01% | 14.01% | 14.01% | 14.01% | 14.01% | 14.01% | 14.01% | 14.01% | 14.01% | 13.69% | 13.69% | 13.43% | 13.43% | 13.39% | 13.39% | 13.88% | 13.88%
Peak / off peak split for Economy 7
Source: Ofgem medium typical domestic consumption values - https://www.ofgem.gov.uk/gas/retail-market/monitoring-data-and-statistics/typical-domestic-consumption-values
Share of demand
| Peak | 58%
| Off peak | 42%
Winter / summer share of demand
Source: "Supplementary Model - Demand and losses"
| Benchmark metering arrangement | Summer | Winter
| Single rate | 43.55% | 56.45%
| Multi-register | 39.27% | 60.73%
Half-hourly share of demand
Source: "Supplementary Model - Demand and losses"
| Benchmark metering arrangement | Monday - Friday / Weekend | Time | Settlement Period | 28AD Charge Restriction Period: | April 2015 – September 2015 | October 2015- March 2016 | April 2016-September 2016 | October 2016-March 2017 | April 2017 - September 2017 | October 2017 - March 2018 | April 2018 - September 2018 | October 2018 - March 2019 | January 2019 - March 2019 | April 2019 - September 2019 | October 2019 - March 2020 | April 2020 - September 2020 | October 2020 - March 2021 | April 2021 - September 2021 | October 2021 - March 2022 | April 2022 - September 2022 | October 2022 - March 2023 | April 2023 - September 2023 | July 2023 - September 2023 | October 2023 - December 2023 | January 2024 - March 2024 | April 2024 - June 2024 | July 2024 - September 2024 | October 2024 - December 2024 | January 2025 - March 2025 | April 2025 - June 2025 | July 2025 - September 2025 | October 2025 - December 2025 | January 2026 - March 2026 | April 2026 - June 2026 | July 2026 - September 2026 | October 2026 - December 2026 | January 2027 - March 2027 | April 2027 - June 2027 | July 2027 - September 2027 | October 2027 - December 2027 | January 2028 - March 2028 | April 2028 - June 2028 | July 2028 - September 2028 | October 2028 - December 2028 | January 2029 - March 2029 | April 2029 - June 2029 | July 2029 - September 2029 | October 2029 - December 2029 | January 2030 - March 2030 | April 2030 - June 2030 | July 2030 - September 2030 | October 2030 - December 2030
[5 empty] | Updated calculated as of: | February 2015 | August 2015 | February 2016 | August 2016 | February 2017 | August 2017 | February 2018 | August 2018 | November 2018 | February 2019 | August 2019 | February 2020 | August 2020 | February 2021 | August 2021 | February 2022 | August 2022 | February 2023 | 2023-05-01 | 2023-08-01 | 2023-11-01 | 2024-02-01 | 2024-05-01 | 2024-08-01 | 2024-11-01 | 2025-02-01 | 2025-05-01 | 2025-08-01 | 2025-11-01 | 2026-02-01 | 2026-05-01 | 2026-08-01 | 2026-11-01 | 2027-02-01 | 2027-05-01 | 2027-08-01 | 2027-11-01 | 2028-02-01 | 2028-05-01 | 2028-08-01 | 2028-11-01 | 2029-02-01 | 2029-05-01 | 2029-08-01 | 2029-11-01 | 2030-02-01 | 2030-05-01 | 2030-08-01
[5 empty] | Charging year: | 2015/16 | 2015/16 | 2016/17 | 2016/17 | 2017/18 | 2017/18 | 2018/19 | 2018/19 | 2018/2019 | 2019/2020 | 2019/2020 | 2020/2021 | 2020/2021 | 2021/2022 | 2021/2022 | 2022/2023 | 2022/2023 | 2023/2024 | 2023 | 2023 | 2024 | 2024 | 2024 | 2024 | 2025 | 2025 | 2025 | 2025 | 2026 | 2026 | 2026 | 2026 | 2027 | 2027 | 2027 | 2027 | 2028 | 2028 | 2028 | 2028 | 2029 | 2029 | 2029 | 2029 | 2030 | 2030 | 2030 | 2030
| Single rate | MF | 0:00 | 1 | [14 empty] | 1.037% | 1.022% | 1.022% | 1.007% | 1.007%
|  | MF | 0:30 | 2 | [14 empty] | 0.9305% | 0.9228% | 0.9228% | 0.9157% | 0.9157%
|  | MF | 1:00 | 3 | [14 empty] | 0.8502% | 0.8442% | 0.8442% | 0.8499% | 0.8499%
|  | MF | 1:30 | 4 | [14 empty] | 0.7937% | 0.7926% | 0.7926% | 0.8068% | 0.8068%
|  | MF | 2:00 | 5 | [14 empty] | 0.7548% | 0.7588% | 0.7588% | 0.7753% | 0.7753%
|  | MF | 2:30 | 6 | [14 empty] | 0.7301% | 0.7344% | 0.7344% | 0.7493% | 0.7493%
|  | MF | 3:00 | 7 | [14 empty] | 0.7146% | 0.7209% | 0.7209% | 0.7346% | 0.7346%
|  | MF | 3:30 | 8 | [14 empty] | 0.7048% | 0.7114% | 0.7114% | 0.7188% | 0.7188%
|  | MF | 4:00 | 9 | [14 empty] | 0.7055% | 0.7142% | 0.7142% | 0.7183% | 0.7183%
|  | MF | 4:30 | 10 | [14 empty] | 0.7242% | 0.7302% | 0.7302% | 0.7319% | 0.7319%
|  | MF | 5:00 | 11 | [14 empty] | 0.7485% | 0.7603% | 0.7603% | 0.7725% | 0.7725%
|  | MF | 5:30 | 12 | [14 empty] | 0.8092% | 0.821% | 0.821% | 0.8281% | 0.8281%
|  | MF | 6:00 | 13 | [14 empty] | 0.9703% | 0.9897% | 0.9897% | 0.9876% | 0.9876%
|  | MF | 6:30 | 14 | [14 empty] | 1.129% | 1.177% | 1.177% | 1.166% | 1.166%
|  | MF | 7:00 | 15 | [14 empty] | 1.371% | 1.41% | 1.41% | 1.345% | 1.345%
|  | MF | 7:30 | 16 | [14 empty] | 1.489% | 1.506% | 1.506% | 1.462% | 1.462%
|  | MF | 8:00 | 17 | [14 empty] | 1.559% | 1.563% | 1.563% | 1.536% | 1.536%
|  | MF | 8:30 | 18 | [14 empty] | 1.609% | 1.586% | 1.586% | 1.583% | 1.583%
|  | MF | 9:00 | 19 | [14 empty] | 1.63% | 1.595% | 1.595% | 1.604% | 1.604%
|  | MF | 9:30 | 20 | [14 empty] | 1.621% | 1.598% | 1.598% | 1.616% | 1.616%
|  | MF | 10:00 | 21 | [14 empty] | 1.585% | 1.567% | 1.567% | 1.611% | 1.611%
|  | MF | 10:30 | 22 | [14 empty] | 1.532% | 1.512% | 1.512% | 1.571% | 1.571%
|  | MF | 11:00 | 23 | [14 empty] | 1.508% | 1.491% | 1.491% | 1.564% | 1.564%
|  | MF | 11:30 | 24 | [14 empty] | 1.508% | 1.491% | 1.491% | 1.575% | 1.575%
|  | MF | 12:00 | 25 | [14 empty] | 1.544% | 1.522% | 1.522% | 1.615% | 1.615%
|  | MF | 12:30 | 26 | [14 empty] | 1.558% | 1.539% | 1.539% | 1.628% | 1.628%
|  | MF | 13:00 | 27 | [14 empty] | 1.546% | 1.52% | 1.52% | 1.6% | 1.6%
|  | MF | 13:30 | 28 | [14 empty] | 1.497% | 1.477% | 1.477% | 1.548% | 1.548%
|  | MF | 14:00 | 29 | [14 empty] | 1.454% | 1.437% | 1.437% | 1.498% | 1.498%
|  | MF | 14:30 | 30 | [14 empty] | 1.448% | 1.432% | 1.432% | 1.488% | 1.488%
|  | MF | 15:00 | 31 | [14 empty] | 1.468% | 1.453% | 1.453% | 1.502% | 1.502%
|  | MF | 15:30 | 32 | [14 empty] | 1.559% | 1.549% | 1.549% | 1.583% | 1.583%
|  | MF | 16:00 | 33 | [14 empty] | 1.725% | 1.729% | 1.729% | 1.755% | 1.755%
|  | MF | 16:30 | 34 | [14 empty] | 1.941% | 1.958% | 1.958% | 1.981% | 1.981%
|  | MF | 17:00 | 35 | [14 empty] | 2.145% | 2.171% | 2.171% | 2.184% | 2.184%
|  | MF | 17:30 | 36 | [14 empty] | 2.255% | 2.285% | 2.285% | 2.28% | 2.28%
|  | MF | 18:00 | 37 | [14 empty] | 2.364% | 2.39% | 2.39% | 2.364% | 2.364%
|  | MF | 18:30 | 38 | [14 empty] | 2.382% | 2.386% | 2.386% | 2.334% | 2.334%
|  | MF | 19:00 | 39 | [14 empty] | 2.305% | 2.326% | 2.326% | 2.269% | 2.269%
|  | MF | 19:30 | 40 | [14 empty] | 2.233% | 2.25% | 2.25% | 2.185% | 2.185%
|  | MF | 20:00 | 41 | [14 empty] | 2.159% | 2.165% | 2.165% | 2.088% | 2.088%
|  | MF | 20:30 | 42 | [14 empty] | 2.077% | 2.089% | 2.089% | 2.008% | 2.008%
|  | MF | 21:00 | 43 | [14 empty] | 1.989% | 1.995% | 1.995% | 1.919% | 1.919%
|  | MF | 21:30 | 44 | [14 empty] | 1.887% | 1.876% | 1.876% | 1.806% | 1.806%
|  | MF | 22:00 | 45 | [14 empty] | 1.768% | 1.75% | 1.75% | 1.683% | 1.683%
|  | MF | 22:30 | 46 | [14 empty] | 1.58% | 1.558% | 1.558% | 1.515% | 1.515%
|  | MF | 23:00 | 47 | [14 empty] | 1.37% | 1.344% | 1.344% | 1.325% | 1.325%
|  | MF | 23:30 | 48 | [14 empty] | 1.182% | 1.166% | 1.166% | 1.158% | 1.158%
|  | Weekend | 0:00 | 1 | [14 empty] | 0.4361% | 0.4331% | 0.4331% | 0.435% | 0.435%
|  | Weekend | 0:30 | 2 | [14 empty] | 0.3919% | 0.3901% | 0.3901% | 0.3944% | 0.3944%
|  | Weekend | 1:00 | 3 | [14 empty] | 0.3612% | 0.3599% | 0.3599% | 0.3657% | 0.3657%
|  | Weekend | 1:30 | 4 | [14 empty] | 0.3371% | 0.3371% | 0.3371% | 0.3436% | 0.3436%
|  | Weekend | 2:00 | 5 | [14 empty] | 0.3154% | 0.3177% | 0.3177% | 0.3263% | 0.3263%
|  | Weekend | 2:30 | 6 | [14 empty] | 0.3029% | 0.3049% | 0.3049% | 0.3129% | 0.3129%
|  | Weekend | 3:00 | 7 | [14 empty] | 0.2944% | 0.2969% | 0.2969% | 0.3046% | 0.3046%
|  | Weekend | 3:30 | 8 | [14 empty] | 0.2882% | 0.2898% | 0.2898% | 0.2955% | 0.2955%
|  | Weekend | 4:00 | 9 | [14 empty] | 0.2857% | 0.2886% | 0.2886% | 0.2917% | 0.2917%
|  | Weekend | 4:30 | 10 | [14 empty] | 0.2857% | 0.2871% | 0.2871% | 0.2915% | 0.2915%
|  | Weekend | 5:00 | 11 | [14 empty] | 0.2911% | 0.294% | 0.294% | 0.3008% | 0.3008%
|  | Weekend | 5:30 | 12 | [14 empty] | 0.3016% | 0.3055% | 0.3055% | 0.3128% | 0.3128%
|  | Weekend | 6:00 | 13 | [14 empty] | 0.3298% | 0.335% | 0.335% | 0.3449% | 0.3449%
|  | Weekend | 6:30 | 14 | [14 empty] | 0.366% | 0.3747% | 0.3747% | 0.3792% | 0.3792%
|  | Weekend | 7:00 | 15 | [14 empty] | 0.4206% | 0.4274% | 0.4274% | 0.4188% | 0.4188%
|  | Weekend | 7:30 | 16 | [14 empty] | 0.4895% | 0.4926% | 0.4926% | 0.4768% | 0.4768%
|  | Weekend | 8:00 | 17 | [14 empty] | 0.5747% | 0.5726% | 0.5726% | 0.5442% | 0.5442%
|  | Weekend | 8:30 | 18 | [14 empty] | 0.6477% | 0.6429% | 0.6429% | 0.6085% | 0.6085%
|  | Weekend | 9:00 | 19 | [14 empty] | 0.698% | 0.6948% | 0.6948% | 0.6607% | 0.6607%
|  | Weekend | 9:30 | 20 | [14 empty] | 0.7334% | 0.7308% | 0.7308% | 0.7009% | 0.7009%
|  | Weekend | 10:00 | 21 | [14 empty] | 0.7509% | 0.7497% | 0.7497% | 0.7304% | 0.7304%
|  | Weekend | 10:30 | 22 | [14 empty] | 0.7481% | 0.7433% | 0.7433% | 0.7275% | 0.7275%
|  | Weekend | 11:00 | 23 | [14 empty] | 0.7497% | 0.7508% | 0.7508% | 0.7457% | 0.7457%
|  | Weekend | 11:30 | 24 | [14 empty] | 0.7501% | 0.7523% | 0.7523% | 0.7502% | 0.7502%
|  | Weekend | 12:00 | 25 | [14 empty] | 0.7533% | 0.7551% | 0.7551% | 0.7697% | 0.7697%
|  | Weekend | 12:30 | 26 | [14 empty] | 0.763% | 0.7668% | 0.7668% | 0.7775% | 0.7775%
|  | Weekend | 13:00 | 27 | [14 empty] | 0.7567% | 0.758% | 0.758% | 0.7671% | 0.7671%
|  | Weekend | 13:30 | 28 | [14 empty] | 0.735% | 0.7397% | 0.7397% | 0.7475% | 0.7475%
|  | Weekend | 14:00 | 29 | [14 empty] | 0.7159% | 0.7152% | 0.7152% | 0.7217% | 0.7217%
|  | Weekend | 14:30 | 30 | [14 empty] | 0.6998% | 0.7029% | 0.7029% | 0.7159% | 0.7159%
|  | Weekend | 15:00 | 31 | [14 empty] | 0.7053% | 0.7071% | 0.7071% | 0.7166% | 0.7166%
|  | Weekend | 15:30 | 32 | [14 empty] | 0.7272% | 0.7318% | 0.7318% | 0.737% | 0.737%
|  | Weekend | 16:00 | 33 | [14 empty] | 0.7712% | 0.776% | 0.776% | 0.7862% | 0.7862%
|  | Weekend | 16:30 | 34 | [14 empty] | 0.8301% | 0.8394% | 0.8394% | 0.8496% | 0.8496%
|  | Weekend | 17:00 | 35 | [14 empty] | 0.8893% | 0.9003% | 0.9003% | 0.9008% | 0.9008%
|  | Weekend | 17:30 | 36 | [14 empty] | 0.9251% | 0.9352% | 0.9352% | 0.9333% | 0.9333%
|  | Weekend | 18:00 | 37 | [14 empty] | 0.9441% | 0.9504% | 0.9504% | 0.9467% | 0.9467%
|  | Weekend | 18:30 | 38 | [14 empty] | 0.9384% | 0.9385% | 0.9385% | 0.9267% | 0.9267%
|  | Weekend | 19:00 | 39 | [14 empty] | 0.904% | 0.9097% | 0.9097% | 0.8988% | 0.8988%
|  | Weekend | 19:30 | 40 | [14 empty] | 0.8725% | 0.8744% | 0.8744% | 0.8602% | 0.8602%
|  | Weekend | 20:00 | 41 | [14 empty] | 0.8418% | 0.8391% | 0.8391% | 0.8208% | 0.8208%
|  | Weekend | 20:30 | 42 | [14 empty] | 0.8073% | 0.8061% | 0.8061% | 0.7858% | 0.7858%
|  | Weekend | 21:00 | 43 | [14 empty] | 0.7755% | 0.7697% | 0.7697% | 0.7518% | 0.7518%
|  | Weekend | 21:30 | 44 | [14 empty] | 0.7294% | 0.7247% | 0.7247% | 0.7126% | 0.7126%
|  | Weekend | 22:00 | 45 | [14 empty] | 0.6881% | 0.6827% | 0.6827% | 0.6633% | 0.6633%
|  | Weekend | 22:30 | 46 | [14 empty] | 0.6198% | 0.6151% | 0.6151% | 0.6038% | 0.6038%
|  | Weekend | 23:00 | 47 | [14 empty] | 0.5354% | 0.5329% | 0.5329% | 0.5302% | 0.5302%
|  | Weekend | 23:30 | 48 | [14 empty] | 0.4714% | 0.4698% | 0.4698% | 0.4689% | 0.4689%
| Multi-register | MF | 0:00 | 1 | [14 empty] | 1.041% | 1.043% | 1.043% | 1.094% | 1.094%
|  | MF | 0:30 | 2 | [14 empty] | 1.82% | 1.806% | 1.806% | 1.709% | 1.709%
|  | MF | 1:00 | 3 | [14 empty] | 1.744% | 1.713% | 1.713% | 1.607% | 1.607%
|  | MF | 1:30 | 4 | [14 empty] | 2.1% | 2.101% | 2.101% | 1.979% | 1.979%
|  | MF | 2:00 | 5 | [14 empty] | 2.067% | 2.051% | 2.051% | 1.867% | 1.867%
|  | MF | 2:30 | 6 | [14 empty] | 1.991% | 1.965% | 1.965% | 1.874% | 1.874%
|  | MF | 3:00 | 7 | [14 empty] | 1.961% | 1.932% | 1.932% | 1.801% | 1.801%
|  | MF | 3:30 | 8 | [14 empty] | 1.847% | 1.826% | 1.826% | 1.69% | 1.69%
|  | MF | 4:00 | 9 | [14 empty] | 1.727% | 1.726% | 1.726% | 1.564% | 1.564%
|  | MF | 4:30 | 10 | [14 empty] | 1.642% | 1.647% | 1.647% | 1.486% | 1.486%
|  | MF | 5:00 | 11 | [14 empty] | 1.594% | 1.585% | 1.585% | 1.469% | 1.469%
|  | MF | 5:30 | 12 | [14 empty] | 1.567% | 1.589% | 1.589% | 1.488% | 1.488%
|  | MF | 6:00 | 13 | [14 empty] | 1.505% | 1.521% | 1.521% | 1.46% | 1.46%
|  | MF | 6:30 | 14 | [14 empty] | 1.644% | 1.707% | 1.707% | 1.662% | 1.662%
|  | MF | 7:00 | 15 | [14 empty] | 1.816% | 1.903% | 1.903% | 1.778% | 1.778%
|  | MF | 7:30 | 16 | [14 empty] | 1.501% | 1.539% | 1.539% | 1.516% | 1.516%
|  | MF | 8:00 | 17 | [14 empty] | 1.479% | 1.502% | 1.502% | 1.554% | 1.554%
|  | MF | 8:30 | 18 | [14 empty] | 1.225% | 1.239% | 1.239% | 1.278% | 1.278%
|  | MF | 9:00 | 19 | [14 empty] | 1.271% | 1.296% | 1.296% | 1.368% | 1.368%
|  | MF | 9:30 | 20 | [14 empty] | 1.227% | 1.263% | 1.263% | 1.346% | 1.346%
|  | MF | 10:00 | 21 | [14 empty] | 1.194% | 1.222% | 1.222% | 1.34% | 1.34%
|  | MF | 10:30 | 22 | [14 empty] | 1.161% | 1.184% | 1.184% | 1.308% | 1.308%
|  | MF | 11:00 | 23 | [14 empty] | 1.181% | 1.177% | 1.177% | 1.298% | 1.298%
|  | MF | 11:30 | 24 | [14 empty] | 1.201% | 1.183% | 1.183% | 1.305% | 1.305%
|  | MF | 12:00 | 25 | [14 empty] | 1.228% | 1.199% | 1.199% | 1.336% | 1.336%
|  | MF | 12:30 | 26 | [14 empty] | 1.197% | 1.169% | 1.169% | 1.297% | 1.297%
|  | MF | 13:00 | 27 | [14 empty] | 1.189% | 1.19% | 1.19% | 1.303% | 1.303%
|  | MF | 13:30 | 28 | [14 empty] | 1.156% | 1.165% | 1.165% | 1.268% | 1.268%
|  | MF | 14:00 | 29 | [14 empty] | 1.161% | 1.171% | 1.171% | 1.268% | 1.268%
|  | MF | 14:30 | 30 | [14 empty] | 1.135% | 1.139% | 1.139% | 1.241% | 1.241%
|  | MF | 15:00 | 31 | [14 empty] | 1.16% | 1.153% | 1.153% | 1.242% | 1.242%
|  | MF | 15:30 | 32 | [14 empty] | 1.209% | 1.194% | 1.194% | 1.276% | 1.276%
|  | MF | 16:00 | 33 | [14 empty] | 1.29% | 1.276% | 1.276% | 1.382% | 1.382%
|  | MF | 16:30 | 34 | [14 empty] | 1.441% | 1.432% | 1.432% | 1.521% | 1.521%
|  | MF | 17:00 | 35 | [14 empty] | 1.563% | 1.551% | 1.551% | 1.604% | 1.604%
|  | MF | 17:30 | 36 | [14 empty] | 1.671% | 1.663% | 1.663% | 1.717% | 1.717%
|  | MF | 18:00 | 37 | [14 empty] | 1.762% | 1.751% | 1.751% | 1.806% | 1.806%
|  | MF | 18:30 | 38 | [14 empty] | 1.791% | 1.786% | 1.786% | 1.794% | 1.794%
|  | MF | 19:00 | 39 | [14 empty] | 1.775% | 1.74% | 1.74% | 1.703% | 1.703%
|  | MF | 19:30 | 40 | [14 empty] | 1.702% | 1.669% | 1.669% | 1.632% | 1.632%
|  | MF | 20:00 | 41 | [14 empty] | 1.697% | 1.68% | 1.68% | 1.634% | 1.634%
|  | MF | 20:30 | 42 | [14 empty] | 1.625% | 1.604% | 1.604% | 1.579% | 1.579%
|  | MF | 21:00 | 43 | [14 empty] | 1.57% | 1.559% | 1.559% | 1.527% | 1.527%
|  | MF | 21:30 | 44 | [14 empty] | 1.474% | 1.466% | 1.466% | 1.453% | 1.453%
|  | MF | 22:00 | 45 | [14 empty] | 1.391% | 1.375% | 1.375% | 1.359% | 1.359%
|  | MF | 22:30 | 46 | [14 empty] | 1.26% | 1.255% | 1.255% | 1.25% | 1.25%
|  | MF | 23:00 | 47 | [14 empty] | 1.107% | 1.105% | 1.105% | 1.12% | 1.12%
|  | MF | 23:30 | 48 | [14 empty] | 1.04% | 1.029% | 1.029% | 1.051% | 1.051%
|  | Weekend | 0:00 | 1 | [14 empty] | 0.4214% | 0.4272% | 0.4272% | 0.4504% | 0.4504%
|  | Weekend | 0:30 | 2 | [14 empty] | 0.733% | 0.731% | 0.731% | 0.693% | 0.693%
|  | Weekend | 1:00 | 3 | [14 empty] | 0.7026% | 0.6897% | 0.6897% | 0.6544% | 0.6544%
|  | Weekend | 1:30 | 4 | [14 empty] | 0.8514% | 0.8503% | 0.8503% | 0.8037% | 0.8037%
|  | Weekend | 2:00 | 5 | [14 empty] | 0.8291% | 0.835% | 0.835% | 0.7628% | 0.7628%
|  | Weekend | 2:30 | 6 | [14 empty] | 0.7989% | 0.7944% | 0.7944% | 0.7591% | 0.7591%
|  | Weekend | 3:00 | 7 | [14 empty] | 0.784% | 0.7759% | 0.7759% | 0.7281% | 0.7281%
|  | Weekend | 3:30 | 8 | [14 empty] | 0.7351% | 0.7287% | 0.7287% | 0.679% | 0.679%
|  | Weekend | 4:00 | 9 | [14 empty] | 0.6915% | 0.691% | 0.691% | 0.6274% | 0.6274%
|  | Weekend | 4:30 | 10 | [14 empty] | 0.6434% | 0.6434% | 0.6434% | 0.5913% | 0.5913%
|  | Weekend | 5:00 | 11 | [14 empty] | 0.6027% | 0.6075% | 0.6075% | 0.5704% | 0.5704%
|  | Weekend | 5:30 | 12 | [14 empty] | 0.587% | 0.5915% | 0.5915% | 0.5672% | 0.5672%
|  | Weekend | 6:00 | 13 | [14 empty] | 0.552% | 0.5548% | 0.5548% | 0.5473% | 0.5473%
|  | Weekend | 6:30 | 14 | [14 empty] | 0.5641% | 0.5686% | 0.5686% | 0.5705% | 0.5705%
|  | Weekend | 7:00 | 15 | [14 empty] | 0.5723% | 0.5807% | 0.5807% | 0.5837% | 0.5837%
|  | Weekend | 7:30 | 16 | [14 empty] | 0.5041% | 0.5168% | 0.5168% | 0.5188% | 0.5188%
|  | Weekend | 8:00 | 17 | [14 empty] | 0.5707% | 0.5671% | 0.5671% | 0.5662% | 0.5662%
|  | Weekend | 8:30 | 18 | [14 empty] | 0.5045% | 0.5049% | 0.5049% | 0.4889% | 0.4889%
|  | Weekend | 9:00 | 19 | [14 empty] | 0.5527% | 0.5561% | 0.5561% | 0.5477% | 0.5477%
|  | Weekend | 9:30 | 20 | [14 empty] | 0.5706% | 0.5741% | 0.5741% | 0.5612% | 0.5612%
|  | Weekend | 10:00 | 21 | [14 empty] | 0.5701% | 0.5711% | 0.5711% | 0.5763% | 0.5763%
|  | Weekend | 10:30 | 22 | [14 empty] | 0.556% | 0.5542% | 0.5542% | 0.5665% | 0.5665%
|  | Weekend | 11:00 | 23 | [14 empty] | 0.579% | 0.5706% | 0.5706% | 0.5788% | 0.5788%
|  | Weekend | 11:30 | 24 | [14 empty] | 0.5807% | 0.5772% | 0.5772% | 0.6013% | 0.6013%
|  | Weekend | 12:00 | 25 | [14 empty] | 0.5831% | 0.5842% | 0.5842% | 0.6159% | 0.6159%
|  | Weekend | 12:30 | 26 | [14 empty] | 0.5629% | 0.5592% | 0.5592% | 0.5789% | 0.5789%
|  | Weekend | 13:00 | 27 | [14 empty] | 0.5599% | 0.5711% | 0.5711% | 0.5846% | 0.5846%
|  | Weekend | 13:30 | 28 | [14 empty] | 0.5431% | 0.5539% | 0.5539% | 0.5647% | 0.5647%
|  | Weekend | 14:00 | 29 | [14 empty] | 0.5391% | 0.5513% | 0.5513% | 0.5662% | 0.5662%
|  | Weekend | 14:30 | 30 | [14 empty] | 0.5336% | 0.5355% | 0.5355% | 0.5587% | 0.5587%
|  | Weekend | 15:00 | 31 | [14 empty] | 0.5423% | 0.5418% | 0.5418% | 0.559% | 0.559%
|  | Weekend | 15:30 | 32 | [14 empty] | 0.5486% | 0.5519% | 0.5519% | 0.57% | 0.57%
|  | Weekend | 16:00 | 33 | [14 empty] | 0.5682% | 0.5699% | 0.5699% | 0.5963% | 0.5963%
|  | Weekend | 16:30 | 34 | [14 empty] | 0.6145% | 0.6188% | 0.6188% | 0.6454% | 0.6454%
|  | Weekend | 17:00 | 35 | [14 empty] | 0.6642% | 0.6639% | 0.6639% | 0.68% | 0.68%
|  | Weekend | 17:30 | 36 | [14 empty] | 0.6856% | 0.689% | 0.689% | 0.7116% | 0.7116%
|  | Weekend | 18:00 | 37 | [14 empty] | 0.6956% | 0.7023% | 0.7023% | 0.7242% | 0.7242%
|  | Weekend | 18:30 | 38 | [14 empty] | 0.6799% | 0.6902% | 0.6902% | 0.6979% | 0.6979%
|  | Weekend | 19:00 | 39 | [14 empty] | 0.6542% | 0.653% | 0.653% | 0.6611% | 0.6611%
|  | Weekend | 19:30 | 40 | [14 empty] | 0.6342% | 0.6284% | 0.6284% | 0.6302% | 0.6302%
|  | Weekend | 20:00 | 41 | [14 empty] | 0.6352% | 0.6307% | 0.6307% | 0.6251% | 0.6251%
|  | Weekend | 20:30 | 42 | [14 empty] | 0.6037% | 0.6008% | 0.6008% | 0.6058% | 0.6058%
|  | Weekend | 21:00 | 43 | [14 empty] | 0.5909% | 0.5944% | 0.5944% | 0.5913% | 0.5913%
|  | Weekend | 21:30 | 44 | [14 empty] | 0.5559% | 0.5561% | 0.5561% | 0.5589% | 0.5589%
|  | Weekend | 22:00 | 45 | [14 empty] | 0.5237% | 0.5245% | 0.5245% | 0.5265% | 0.5265%
|  | Weekend | 22:30 | 46 | [14 empty] | 0.4848% | 0.4866% | 0.4866% | 0.4891% | 0.4891%
|  | Weekend | 23:00 | 47 | [14 empty] | 0.4338% | 0.4329% | 0.4329% | 0.4409% | 0.4409%
|  | Weekend | 23:30 | 48 | [14 empty] | 0.4071% | 0.4059% | 0.4059% | 0.4195% | 0.4195%
Note on A7: Source: Benchmark Annual Consumption Levels, Standard License Condition 28A.
Note on A13: 4pm - 7pm share of demand table has been updated to allow for unique share of demand for each charge restriction period.
Note on A33: supplementary workbook to annex 2,3,4, tab 1b Demand weights, matrix E9 to F10

## 3b Losses
Loss multipliers
This tab summarises the loss multipliers for each region and period, to be used to uplift TNUoS and BSUoS to charges per MWh supplied at the customer meter point. It is populated using the outputs of the workbook "Demand and Losses" published on Ofgem's website. Note that for TNUoS, only distribution losses are applied - for BSUoS, both distribution and transmission losses.
1 Distribution only, 4pm-7pm (TNUoS)
Benchmark metering arrangement | Zone | Charge Restriction Region |  | Historical examples | [7 empty] | Values to be used to update level of default tariff cap
|  |  |  | These are for historical periods, for illustration only. | [7 empty] | These are the values that will be populated to calculate the updated level of the default tariff cap
|  |  | 28AD Charge Restriction Period: | April 2015 – September 2015 | October 2015- March 2016 | April 2016-September 2016 | October 2016-March 2017 | April 2017 - September 2017 | October 2017 - March 2018 | April 2018 - September 2018 | October 2018 - March 2019 | January 2019 - March 2019 | April 2019 - September 2019 | October 2019 - March 2020 | April 2020 - September 2020 | October 2020 - March 2021 | April 2021 - September 2021 | October 2021 - March 2022 | April 2022 - September 2022 | October 2022 - March 2023 | April 2023 - September 2023 | July 2023 - September 2023 | October 2023 - December 2023 | January 2024 - March 2024 | April 2024 - June 2024 | July 2024 - September 2024 | October 2024 - December 2024 | January 2025 - March 2025 | April 2025 - June 2025 | July 2025 - September 2025 | October 2025 - December 2025 | January 2026 - March 2026 | April 2026 - June 2026 | July 2026 - September 2026 | October 2026 - December 2026 | January 2027 - March 2027 | April 2027 - June 2027 | July 2027 - September 2027 | October 2027 - December 2027 | January 2028 - March 2028 | April 2028 - June 2028 | July 2028 - September 2028 | October 2028 - December 2028 | January 2029 - March 2029 | April 2029 - June 2029 | July 2029 - September 2029 | October 2029 - December 2029 | January 2030 - March 2030 | April 2030 - June 2030 | July 2030 - September 2030 | October 2030 - December 2030
|  |  | Updated calculated as of: | February 2015 | August 2015 | February 2016 | August 2016 | February 2017 | August 2017 | February 2018 | August 2018 | November 2018 | February 2019 | August 2019 | February 2020 | August 2020 | February 2021 | August 2021 | February 2022 | August 2022 | February 2023 | 2023-05-01 | 2023-08-01 | 2023-11-01 | 2024-02-01 | 2024-05-01 | 2024-08-01 | 2024-11-01 | 2025-02-01 | 2025-05-01 | 2025-08-01 | 2025-11-01 | 2026-02-01 | 2026-05-01 | 2026-08-01 | 2026-11-01 | 2027-02-01 | 2027-05-01 | 2027-08-01 | 2027-11-01 | 2028-02-01 | 2028-05-01 | 2028-08-01 | 2028-11-01 | 2029-02-01 | 2029-05-01 | 2029-08-01 | 2029-11-01 | 2030-02-01 | 2030-05-01 | 2030-08-01
|  |  | Charging year: | 2015/16 | 2015/16 | 2016/17 | 2016/17 | 2017/18 | 2017/18 | 2018/19 | 2018/19 | 2018/2019 | 2019/2020 | 2019/2020 | 2020/2021 | 2020/2021 | 2021/2022 | 2021/2022 | 2022/2023 | 2022/2023 | 2023/2024 | 2023 | 2023 | 2024 | 2024 | 2024 | 2024 | 2025 | 2025 | 2025 | 2025 | 2026 | 2026 | 2026 | 2026 | 2027 | 2027 | 2027 | 2027 | 2028 | 2028 | 2028 | 2028 | 2029 | 2029 | 2029 | 2029 | 2030 | 2030 | 2030 | 2030
Single rate | 1 | Eastern |  | 110.2% | 110.2% | 110.2% | 110.2% | 110.2% | 110.2% | 108.9% | 108.9% | 108.9% | 109.6% | 109.6% | 109.4% | 109.4% | 109.1% | 109.1% | 109.6% | 109.6% | 110.3%
| 2 | East Midlands |  | 107.3% | 107.3% | 107.3% | 107.3% | 107.3% | 107.3% | 107.3% | 107.3% | 107.3% | 107% | 107% | 107% | 107% | 106.9% | 106.9% | 106.9% | 106.9% | 108.1%
| 3 | London |  | 108.6% | 108.6% | 108.6% | 108.6% | 108.6% | 108.6% | 108.9% | 108.9% | 108.9% | 108.9% | 108.9% | 108.7% | 108.7% | 108.7% | 108.7% | 109.6% | 109.6% | 109.3%
| 4 | N Wales and Mersey |  | 110.3% | 110.3% | 110.3% | 110.3% | 110.3% | 110.3% | 111.2% | 111.2% | 111.2% | 111.5% | 111.5% | 112.2% | 112.2% | 111.7% | 111.7% | 112.8% | 112.8% | 112.7%
| 5 | Midlands |  | 107.6% | 107.6% | 107.6% | 107.6% | 107.6% | 107.6% | 107.4% | 107.4% | 107.4% | 107.4% | 107.4% | 107.9% | 107.9% | 107.9% | 107.9% | 108.2% | 108.2% | 108.2%
| 6 | Northern |  | 108.6% | 108.6% | 108.6% | 108.6% | 108.6% | 108.6% | 108% | 108% | 108% | 107.4% | 107.4% | 107% | 107% | 107% | 107% | 107.2% | 107.2% | 107.7%
| 7 | North West |  | 109.1% | 109.1% | 109.1% | 109.1% | 109.1% | 109.1% | 109.6% | 109.6% | 109.6% | 109.6% | 109.6% | 109.5% | 109.5% | 108.5% | 108.5% | 108.5% | 108.3% | 107.5%
| 8 | Southern |  | 107.1% | 107.1% | 107.1% | 107.1% | 107.1% | 107.1% | 107.1% | 107.1% | 107.1% | 107.1% | 107.7% | 107.7% | 108.1% | 108.1% | 107.8% | 107.8% | 107.8% | 108.1%
| 9 | South East |  | 108.6% | 108.6% | 108.6% | 108.6% | 108.6% | 108.6% | 108% | 108% | 108% | 108.4% | 108.4% | 108.6% | 108.6% | 108.4% | 108.4% | 109.1% | 109.1% | 109.1%
| 10 | South Wales |  | 107.7% | 107.7% | 107.7% | 107.7% | 107.7% | 107.7% | 107.1% | 107.1% | 107.1% | 107.1% | 107.1% | 106.6% | 106.6% | 106.6% | 106.6% | 107.8% | 107.8% | 107.8%
| 11 | Southern Western |  | 105.8% | 105.8% | 105.8% | 105.8% | 105.8% | 105.8% | 105.8% | 105.8% | 105.8% | 106.3% | 106.3% | 106.3% | 106.3% | 106% | 106% | 106% | 106% | 105.8%
| 12 | Yorkshire |  | 110.2% | 110.2% | 110.2% | 110.2% | 110.2% | 110.2% | 109.1% | 109.1% | 109.1% | 109.1% | 109.1% | 109.8% | 109.8% | 109.9% | 109.9% | 110.3% | 110.3% | 110.3%
| 13 | Southern Scotland |  | 109.5% | 109.5% | 109.5% | 109.5% | 109.5% | 109.5% | 110.6% | 110.6% | 110.6% | 110.6% | 110.6% | 110.6% | 110.6% | 110.7% | 110.7% | 111.4% | 111.4% | 111.5%
| 14 | Northern Scotland |  | 108.9% | 108.9% | 108.9% | 108.9% | 108.9% | 108.9% | 109.2% | 109.2% | 109.2% | 109.2% | 108.7% | 108.7% | 109.5% | 109.5% | 110.2% | 110.2% | 109.7% | 109.7%
Multi-register | 1 | Eastern |  | 110.1% | 110.1% | 110.1% | 110.1% | 110.1% | 110.1% | 108.9% | 108.9% | 108.9% | 109.6% | 109.6% | 109.3% | 109.3% | 109.1% | 109.1% | 109.6% | 109.6% | 110.3%
| 2 | East Midlands |  | 107.3% | 107.3% | 107.3% | 107.3% | 107.3% | 107.3% | 107.3% | 107.3% | 107.3% | 107% | 107% | 107% | 107% | 106.9% | 106.9% | 106.9% | 106.9% | 108.1%
| 3 | London |  | 108.6% | 108.6% | 108.6% | 108.6% | 108.6% | 108.6% | 108.9% | 108.9% | 108.9% | 108.9% | 108.9% | 108.7% | 108.7% | 108.7% | 108.7% | 109.6% | 109.6% | 109.3%
| 4 | N Wales and Mersey |  | 110.3% | 110.3% | 110.3% | 110.3% | 110.3% | 110.3% | 111.2% | 111.2% | 111.2% | 111.5% | 111.5% | 112.2% | 112.2% | 111.7% | 111.7% | 112.8% | 112.8% | 112.7%
| 5 | Midlands |  | 107.6% | 107.6% | 107.6% | 107.6% | 107.6% | 107.6% | 107.4% | 107.4% | 107.4% | 107.4% | 107.4% | 107.9% | 107.9% | 107.9% | 107.9% | 108.2% | 108.2% | 108.2%
| 6 | Northern |  | 108.6% | 108.6% | 108.6% | 108.6% | 108.6% | 108.6% | 108% | 108% | 108% | 107.4% | 107.4% | 107% | 107% | 107% | 107% | 107.1% | 107.2% | 107.7%
| 7 | North West |  | 109.1% | 109.1% | 109.1% | 109.1% | 109.1% | 109.1% | 109.6% | 109.6% | 109.6% | 109.6% | 109.6% | 109.5% | 109.5% | 108.5% | 108.5% | 108.5% | 108.3% | 107.5%
| 8 | Southern |  | 107.1% | 107.1% | 107.1% | 107.1% | 107.1% | 107.1% | 107.1% | 107.1% | 107.1% | 107.1% | 107.7% | 107.7% | 108.1% | 108.1% | 107.8% | 107.8% | 107.8% | 108.1%
| 9 | South East |  | 108.6% | 108.6% | 108.6% | 108.6% | 108.6% | 108.6% | 108% | 108% | 108% | 108.3% | 108.3% | 108.6% | 108.6% | 108.4% | 108.4% | 109.1% | 109.1% | 109.1%
| 10 | South Wales |  | 107.7% | 107.7% | 107.7% | 107.7% | 107.7% | 107.7% | 107.1% | 107.1% | 107.1% | 107.1% | 107.1% | 106.6% | 106.6% | 106.6% | 106.6% | 107.8% | 107.8% | 107.8%
| 11 | Southern Western |  | 105.8% | 105.8% | 105.8% | 105.8% | 105.8% | 105.8% | 105.8% | 105.8% | 105.8% | 106.3% | 106.3% | 106.3% | 106.3% | 106% | 106% | 106% | 106% | 105.8%
| 12 | Yorkshire |  | 110.2% | 110.2% | 110.2% | 110.2% | 110.2% | 110.2% | 109.1% | 109.1% | 109.1% | 109.1% | 109.1% | 109.8% | 109.8% | 109.9% | 109.9% | 110.3% | 110.3% | 110.3%
| 13 | Southern Scotland |  | 109.5% | 109.5% | 109.5% | 109.5% | 109.5% | 109.5% | 110.6% | 110.6% | 110.6% | 110.6% | 110.6% | 110.6% | 110.6% | 110.7% | 110.7% | 111.4% | 111.4% | 111.5%
| 14 | Northern Scotland |  | 108.9% | 108.9% | 108.9% | 108.9% | 108.9% | 108.9% | 109.2% | 109.2% | 109.2% | 109.2% | 108.7% | 108.7% | 109.5% | 109.5% | 110.2% | 110.2% | 109.7% | 109.7%
2 Transmission and distribution (BSUoS)
Benchmark metering arrangement | Zone | Charge Restriction Region |  | Historical examples | [7 empty] | Values to be used to update level of default tariff cap
|  |  |  | These are for historical periods, for illustration only. | [7 empty] | These are the values that will be populated to calculate the updated level of the default tariff cap
|  |  | 28AD Charge Restriction Period: | April 2015 – September 2015 | October 2015- March 2016 | April 2016-September 2016 | October 2016-March 2017 | April 2017 - September 2017 | October 2017 - March 2018 | April 2018 - September 2018 | October 2018 - March 2019 | December 2018 - March 2019 | April 2019 - September 2019 | October 2019 - March 2020 | April 2020 - September 2020 | October 2020 - March 2021 | April 2021 - September 2021 | October 2021 - March 2022 | April 2022 - September 2022 | October 2022 - March 2023 | April 2023 - September 2023 | July 2023 - September 2023 | October 2023 - December 2023 | January 2024 - March 2024 | April 2024 - June 2024 | July 2024 - September 2024 | October 2024 - December 2024 | January 2025 - March 2025 | April 2025 - June 2025 | July 2025 - September 2025 | October 2025 - December 2025 | January 2026 - March 2026 | April 2026 - June 2026 | July 2026 - September 2026 | October 2026 - December 2026 | January 2027 - March 2027 | April 2027 - June 2027 | July 2027 - September 2027 | October 2027 - December 2027 | January 2028 - March 2028 | April 2028 - June 2028 | July 2028 - September 2028 | October 2028 - December 2028 | January 2029 - March 2029 | April 2029 - June 2029 | July 2029 - September 2029 | October 2029 - December 2029 | January 2030 - March 2030 | April 2030 - June 2030 | July 2030 - September 2030 | October 2030 - December 2030
|  |  | Updated calculated as of: | February 2015 | August 2015 | February 2016 | August 2016 | February 2017 | August 2017 | February 2018 | August 2018 | November 2018 | February 2019 | August 2019 | February 2020 | August 2020 | February 2021 | August 2021 | February 2022 | August 2022 | February 2023 | 2023-05-01 | 2023-08-01 | 2023-11-01 | 2024-02-01 | 2024-05-01 | 2024-08-01 | 2024-11-01 | 2025-02-01 | 2025-05-01 | 2025-08-01 | 2025-11-01 | 2026-02-01 | 2026-05-01 | 2026-08-01 | 2026-11-01 | 2027-02-01 | 2027-05-01 | 2027-08-01 | 2027-11-01 | 2028-02-01 | 2028-05-01 | 2028-08-01 | 2028-11-01 | 2029-02-01 | 2029-05-01 | 2029-08-01 | 2029-11-01 | 2030-02-01 | 2030-05-01 | 2030-08-01
|  |  | Cfd year: | 2015/16 | 2015/16 | 2016/17 | 2016/17 | 2017/18 | 2017/18 | 2018/19 | 2018/19 | 2018/2019 | 2019/2020 | 2019/2020 | 2020/2021 | 2020/2021 | 2021/2022 | 2021/2022 | 2022/2023 | 2022/2023 | 2023/2024 | 2023 | 2023 | 2024 | 2024 | 2024 | 2024 | 2025 | 2025 | 2025 | 2025 | 2026 | 2026 | 2026 | 2026 | 2027 | 2027 | 2027 | 2027 | 2028 | 2028 | 2028 | 2028 | 2029 | 2029 | 2029 | 2029 | 2030 | 2030 | 2030 | 2030
Single rate | 1 | Eastern |  | 110.8% | 110.8% | 110.8% | 110.8% | 110.8% | 110.8% | 109.6% | 109.6% | 109.6% | 110.2% | 110.2% | 110.1% | 110.1% | 110.2% | 110.2% | 110.4% | 110.4% | 111.1%
| 2 | East Midlands |  | 108.4% | 108.4% | 108.4% | 108.4% | 108.4% | 108.4% | 108.3% | 108.3% | 108.3% | 108.1% | 108.1% | 108.3% | 108.3% | 108.4% | 108.4% | 108.4% | 108.4% | 109.5%
| 3 | London |  | 109.5% | 109.5% | 109.5% | 109.5% | 109.5% | 109.5% | 110.6% | 110.6% | 110.6% | 110.8% | 110.8% | 111% | 111% | 111.4% | 111.4% | 111.8% | 111.8% | 112.1%
| 4 | N Wales and Mersey |  | 110.8% | 110.8% | 110.8% | 110.8% | 110.8% | 110.8% | 111.4% | 111.4% | 111.4% | 111.6% | 111.6% | 112% | 112% | 112.1% | 112.1% | 113% | 113% | 112.6%
| 5 | Midlands |  | 108.6% | 108.6% | 108.6% | 108.6% | 108.6% | 108.6% | 109.1% | 109.1% | 109.1% | 109.3% | 109.3% | 110% | 110% | 110.3% | 110.3% | 110.5% | 110.5% | 110.4%
| 6 | Northern |  | 109.5% | 109.5% | 109.5% | 109.5% | 109.5% | 109.5% | 107.7% | 107.7% | 107.7% | 107.2% | 107.3% | 107% | 107% | 106.7% | 106.7% | 107.3% | 107.3% | 107.8%
| 7 | North West |  | 110% | 110% | 110% | 110% | 110% | 110% | 109.6% | 109.6% | 109.6% | 109.7% | 109.7% | 109.2% | 109.2% | 108.6% | 108.6% | 109% | 108.8% | 107.8%
| 8 | Southern |  | 108.1% | 108.1% | 108.1% | 108.1% | 108.1% | 108.1% | 108.7% | 108.7% | 108.7% | 109.1% | 109.6% | 109.9% | 110.3% | 111% | 110.8% | 110.2% | 110.2% | 110.9%
| 9 | South East |  | 109.3% | 109.3% | 109.3% | 109.3% | 109.3% | 109.3% | 109% | 109% | 109% | 109.3% | 109.3% | 110% | 110% | 110.4% | 110.4% | 110.4% | 110.4% | 111.2%
| 10 | South Wales |  | 108.7% | 108.7% | 108.7% | 108.7% | 108.7% | 108.7% | 107.5% | 107.5% | 107.5% | 108.3% | 108.3% | 108.4% | 108.4% | 109.2% | 109.2% | 109.8% | 109.8% | 109.6%
| 11 | Southern Western |  | 106.9% | 106.9% | 106.9% | 106.9% | 106.9% | 106.9% | 107% | 107% | 107% | 108.2% | 108.2% | 108.6% | 108.6% | 109.1% | 109.1% | 108.7% | 108.7% | 108.5%
| 12 | Yorkshire |  | 110.9% | 110.9% | 110.9% | 110.9% | 110.9% | 110.9% | 109.1% | 109.1% | 109.1% | 109.2% | 109.2% | 109.9% | 109.9% | 109.5% | 109.5% | 109.7% | 109.7% | 110.2%
| 13 | Southern Scotland |  | 110.2% | 110.2% | 110.2% | 110.2% | 110.2% | 110.2% | 109.2% | 109.2% | 109.2% | 109.3% | 109.3% | 108.9% | 109% | 109.5% | 109.5% | 110.9% | 110.9% | 110.5%
| 14 | Northern Scotland |  | 110.2% | 110.2% | 110.2% | 110.2% | 110.2% | 110.2% | 107.9% | 107.9% | 107.9% | 106.9% | 106.4% | 105.5% | 106.4% | 106.4% | 107.1% | 108.3% | 107.7% | 106.9%
Multi-register | 1 | Eastern |  | 110.6% | 110.6% | 110.6% | 110.6% | 110.6% | 110.6% | 109.4% | 109.4% | 109.4% | 109.9% | 109.9% | 109.8% | 109.8% | 110% | 110% | 110.1% | 110.1% | 110.8%
| 2 | East Midlands |  | 108.3% | 108.3% | 108.3% | 108.3% | 108.3% | 108.3% | 108.2% | 108.2% | 108.2% | 108% | 108% | 108.2% | 108.2% | 108.3% | 108.3% | 108.3% | 108.3% | 109.5%
| 3 | London |  | 109.3% | 109.3% | 109.3% | 109.3% | 109.3% | 109.3% | 110.3% | 110.3% | 110.3% | 110.4% | 110.4% | 110.6% | 110.6% | 111% | 111% | 111.4% | 111.5% | 111.8%
| 4 | N Wales and Mersey |  | 110.5% | 110.5% | 110.5% | 110.5% | 110.5% | 110.5% | 111% | 111% | 111% | 111.2% | 111.2% | 111.6% | 111.6% | 111.6% | 111.6% | 112.5% | 112.6% | 112.2%
| 5 | Midlands |  | 108.5% | 108.5% | 108.5% | 108.5% | 108.5% | 108.5% | 108.9% | 108.9% | 108.9% | 109.2% | 109.2% | 109.9% | 109.9% | 110.2% | 110.2% | 110.4% | 110.4% | 110.3%
| 6 | Northern |  | 109.3% | 109.3% | 109.3% | 109.3% | 109.3% | 109.3% | 107.6% | 107.6% | 107.6% | 107.1% | 107.1% | 106.9% | 106.9% | 106.6% | 106.6% | 107.1% | 107.2% | 107.7%
| 7 | North West |  | 109.9% | 109.9% | 109.9% | 109.9% | 109.9% | 109.9% | 109.4% | 109.4% | 109.4% | 109.5% | 109.5% | 108.9% | 108.9% | 108.4% | 108.4% | 108.8% | 108.7% | 107.8%
| 8 | Southern |  | 108% | 108% | 108% | 108% | 108% | 108% | 108.7% | 108.7% | 108.7% | 109.1% | 109.5% | 109.8% | 110.2% | 110.9% | 110.7% | 110.2% | 110.1% | 110.8%
| 9 | South East |  | 109.1% | 109.1% | 109.1% | 109.1% | 109.1% | 109.1% | 108.8% | 108.8% | 108.8% | 109.1% | 109.1% | 109.7% | 109.7% | 110.1% | 110.1% | 110.2% | 110.2% | 110.9%
| 10 | South Wales |  | 108.6% | 108.6% | 108.6% | 108.6% | 108.6% | 108.6% | 107.4% | 107.4% | 107.4% | 108.3% | 108.3% | 108.4% | 108.4% | 109.2% | 109.2% | 109.8% | 109.8% | 109.7%
| 11 | Southern Western |  | 106.9% | 106.9% | 106.9% | 106.9% | 106.9% | 106.9% | 107% | 107% | 107% | 108.2% | 108.2% | 108.6% | 108.6% | 109.2% | 109.2% | 108.8% | 108.8% | 108.5%
| 12 | Yorkshire |  | 110.6% | 110.6% | 110.6% | 110.6% | 110.6% | 110.6% | 108.9% | 108.9% | 108.9% | 109% | 108.9% | 109.6% | 109.6% | 109.2% | 109.2% | 109.4% | 109.4% | 109.9%
| 13 | Southern Scotland |  | 109.9% | 109.9% | 109.9% | 109.9% | 109.9% | 109.9% | 108.9% | 108.9% | 108.9% | 109% | 109% | 108.6% | 108.6% | 109.1% | 109.1% | 110.5% | 110.5% | 110.1%
| 14 | Northern Scotland |  | 110.2% | 110.2% | 110.2% | 110.2% | 110.2% | 110.2% | 107.9% | 107.9% | 107.9% | 106.9% | 106.4% | 105.6% | 106.5% | 106.4% | 107.1% | 108.3% | 107.7% | 106.9%

## 3c TNUoS charges
TNUoS charges
Transmission network use of system charges for non-half-hourly customers and non-locational demand residual banded charge, as published by National Grid each year at the start of February.
1. Non-Locational demand residual banded charge
Values to be used to update level of default tariff cap
[14 empty] | These are the values that will be populated to calculate the updated level of the default tariff cap | [8 empty] | >>>> Fixed TNUoS charge introduced from April 2023
[5 empty] | 28AD Charge Restriction Period: | April 2015 – September 2015 | October 2015- March 2016 | April 2016-September 2016 | October 2016-March 2017 | April 2017 - September 2017 | October 2017 - March 2018 | April 2018 - September 2018 | October 2018 - March 2019 | January 2019 - March 2019 | April 2019 - September 2019 | October 2019 - March 2020 | April 2020 - September 2020 | October 2020 - March 2021 | April 2021 - September 2021 | October 2021 - March 2022 | April 2022 - September 2022 | October 2022 - March 2023 | April 2023 - September 2023 | July 2023 - September 2023 | October 2023 - December 2023 | January 2024 - March 2024 | April 2024 - June 2024 | July 2024 - September 2024 | October 2024 - December 2024 | January 2025 - March 2025 | April 2025 - June 2025 | July 2025 - September 2025 | October 2025 - December 2025 | January 2026 - March 2026 | April 2026 - June 2026 | July 2026 - September 2026 | October 2026 - December 2026 | January 2027 - March 2027 | April 2027 - June 2027 | July 2027 - September 2027 | October 2027 - December 2027 | January 2028 - March 2028 | April 2028 - June 2028 | July 2028 - September 2028 | October 2028 - December 2028 | January 2029 - March 2029 | April 2029 - June 2029 | July 2029 - September 2029 | October 2029 - December 2029 | January 2030 - March 2030 | April 2030 - June 2030 | July 2030 - September 2030 | October 2030 - December 2030
[5 empty] | Updated calculated as of: | February 2015 | August 2015 | February 2016 | August 2016 | February 2017 | August 2017 | February 2018 | August 2018 | November 2018 | February 2019 | August 2019 | February 2020 | August 2020 | February 2021 | August 2021 | February 2022 | August 2022 | February 2023 | 2023-05-01 | 2023-08-01 | 2023-11-01 | 2024-02-01 | 2024-05-01 | 2024-08-01 | 2024-11-01 | 2025-02-01 | 2025-05-01 | 2025-08-01 | 2025-11-01 | 2026-02-01 | 2026-05-01 | 2026-08-01 | 2026-11-01 | 2027-02-01 | 2027-05-01 | 2027-08-01 | 2027-11-01 | 2028-02-01 | 2028-05-01 | 2028-08-01 | 2028-11-01 | 2029-02-01 | 2029-05-01 | 2029-08-01 | 2029-11-01 | 2030-02-01 | 2030-05-01 | 2030-08-01
Description | Source | Unit |  |  | Reference: | 2015/16 | 2015/16 | 2016/17 | 2016/17 | 2017/18 | 2017/18 | 2018/19 | 2018/19 | 2018/2019 | 2019/2020 | 2019/2020 | 2020/2021 | 2020/2021 | 2021/2022 | 2021/2022 | 2022/2023 | 2022/2023 | 2023/2024 | 2023 | 2023 | 2024 | 2024 | 2024 | 2024 | 2025 | 2025 | 2025 | 2025 | 2026 | 2026 | 2026 | 2026 | 2027 | 2027 | 2027 | 2027 | 2028 | 2028 | 2028 | 2028 | 2029 | 2029 | 2029 | 2029 | 2030 | 2030 | 2030 | 2030
Non-Locational demand residual banded charge (domestic) | National Grid transmission charging statement | £/Site/Day | [20 empty] | 0.11926
2. Non-Half hourly demand tariff
Description | Source | Unit | Zone | Charge Restriction Region |  | Historical examples | [7 empty] | Values to be used to update level of default tariff cap
[6 empty] | These are for historical periods, for illustration only. | [7 empty] | These are the values that will be populated to calculate the updated level of the default tariff cap
[5 empty] | 28AD Charge Restriction Period: | April 2015 – September 2015 | October 2015- March 2016 | April 2016-September 2016 | October 2016-March 2017 | April 2017 - September 2017 | October 2017 - March 2018 | April 2018 - September 2018 | October 2018 - March 2019 | January 2019 - March 2019 | April 2019 - September 2019 | October 2019 - March 2020 | April 2020 - September 2020 | October 2020 - March 2021 | April 2021 - September 2021 | October 2021 - March 2022 | April 2022 - September 2022 | October 2022 - March 2023 | April 2023 - September 2023 | July 2023 - September 2023 | October 2023 - December 2023 | January 2024 - March 2024 | April 2024 - June 2024 | July 2024 - September 2024 | October 2024 - December 2024 | January 2025 - March 2025 | April 2025 - June 2025 | July 2025 - September 2025 | October 2025 - December 2025 | January 2026 - March 2026 | April 2026 - June 2026 | July 2026 - September 2026 | October 2026 - December 2026 | January 2027 - March 2027 | April 2027 - June 2027 | July 2027 - September 2027 | October 2027 - December 2027 | January 2028 - March 2028 | April 2028 - June 2028 | July 2028 - September 2028 | October 2028 - December 2028 | January 2029 - March 2029 | April 2029 - June 2029 | July 2029 - September 2029 | October 2029 - December 2029 | January 2030 - March 2030 | April 2030 - June 2030 | July 2030 - September 2030 | October 2030 - December 2030
[5 empty] | Updated calculated as of: | February 2015 | August 2015 | February 2016 | August 2016 | February 2017 | August 2017 | February 2018 | August 2018 | November 2018 | February 2019 | August 2019 | February 2020 | August 2020 | February 2021 | August 2021 | February 2022 | August 2022 | February 2023 | 2023-05-01 | 2023-08-01 | 2023-11-01 | 2024-02-01 | 2024-05-01 | 2024-08-01 | 2024-11-01 | 2025-02-01 | 2025-05-01 | 2025-08-01 | 2025-11-01 | 2026-02-01 | 2026-05-01 | 2026-08-01 | 2026-11-01 | 2027-02-01 | 2027-05-01 | 2027-08-01 | 2027-11-01 | 2028-02-01 | 2028-05-01 | 2028-08-01 | 2028-11-01 | 2029-02-01 | 2029-05-01 | 2029-08-01 | 2029-11-01 | 2030-02-01 | 2030-05-01 | 2030-08-01
[5 empty] | Charging year: | 2015/16 | 2015/16 | 2016/17 | 2016/17 | 2017/18 | 2017/18 | 2018/19 | 2018/19 | 2018/2019 | 2019/2020 | 2019/2020 | 2020/2021 | 2020/2021 | 2021/2022 | 2021/2022 | 2022/2023 | 2022/2023 | 2023/2024 | 2023 | 2023 | 2024 | 2024 | 2024 | 2024 | 2025 | 2025 | 2025 | 2025 | 2026 | 2026 | 2026 | 2026 | 2027 | 2027 | 2027 | 2027 | 2028 | 2028 | 2028 | 2028 | 2029 | 2029 | 2029 | 2029 | 2030 | 2030 | 2030 | 2030
TNUoS NHH demand tariff | National Grid transmission charging statement | p / kWh at GSP | 1 | Eastern |  | 5.5398 | 5.5398 | 6.3528 | 6.3528 | 7.0951 | 7.0951 | 7.1577 | 7.1577 | 7.1577 | 7.4967 | 7.4967 | 6.9942 | 6.9942 | 7.3557 | 7.3557 | 7.6961 | 7.6961 | 0.037686
|  |  | 2 | East Midlands |  | 5.235 | 5.235 | 6.3753 | 6.3753 | 6.2488 | 6.2488 | 6.3451 | 6.3451 | 6.3451 | 6.7386 | 6.7386 | 6.2811 | 6.2811 | 6.6419 | 6.6419 | 6.9543 | 6.9543 | 0
|  |  | 3 | London |  | 6.0111 | 6.0111 | 6.508 | 6.508 | 5.4874 | 5.4874 | 6.1062 | 6.1062 | 6.1062 | 6.2914 | 6.2914 | 5.8282 | 5.8282 | 6.3787 | 6.3787 | 6.4577 | 6.4577 | 0.4893
|  |  | 4 | N Wales and Mersey |  | 5.6794 | 5.6794 | 6.4794 | 6.4794 | 6.6073 | 6.6073 | 5.929 | 5.929 | 5.929 | 6.2238 | 6.2238 | 5.8116 | 5.8116 | 6.0606 | 6.0606 | 6.4606 | 6.4606 | 0
|  |  | 5 | Midlands |  | 5.4874 | 5.4874 | 6.3543 | 6.3543 | 6.4263 | 6.4263 | 6.7325 | 6.7325 | 6.7325 | 6.9774 | 6.9774 | 6.5255 | 6.5255 | 6.9375 | 6.9375 | 7.1456 | 7.1456 | 0.40058
|  |  | 6 | Northern |  | 4.2837 | 4.2837 | 6.7659 | 6.7659 | 5.9435 | 5.9435 | 4.999 | 4.999 | 4.999 | 5.2138 | 5.2138 | 4.7684 | 4.7684 | 5.1391 | 5.1391 | 5.2809 | 5.2809 | 0
|  |  | 7 | North West |  | 4.8748 | 4.8748 | 5.688 | 5.688 | 5.8782 | 5.8782 | 5.882 | 5.882 | 5.882 | 6.2023 | 6.2023 | 5.7352 | 5.7352 | 6.0399 | 6.0399 | 6.3821 | 6.3821 | 0
|  |  | 8 | Southern |  | 6.0883 | 6.0883 | 6.4855 | 6.4855 | 7.0479 | 7.0479 | 7.3175 | 7.3175 | 7.3175 | 7.586 | 7.586 | 7.1363 | 7.1363 | 7.5749 | 7.5749 | 7.8543 | 7.8543 | 0.70354
|  |  | 9 | South East |  | 5.8081 | 5.8081 | 6.6527 | 6.6527 | 7.4752 | 7.4752 | 7.7132 | 7.7132 | 7.7132 | 7.9457 | 7.9457 | 7.5113 | 7.5113 | 7.739 | 7.739 | 8.0578 | 8.0578 | 0.40217
|  |  | 10 | South Wales |  | 5.2455 | 5.2455 | 6.4031 | 6.4031 | 5.7754 | 5.7754 | 5.5527 | 5.5527 | 5.5527 | 5.8733 | 5.8733 | 5.5949 | 5.5949 | 6.5143 | 6.5143 | 6.6302 | 6.6302 | 0.79412
|  |  | 11 | Southern Western |  | 5.8073 | 5.8073 | 6.8779 | 6.8779 | 7.4648 | 7.4648 | 7.5601 | 7.5601 | 7.5601 | 7.7675 | 7.7675 | 7.6088 | 7.6088 | 8.4884 | 8.4884 | 8.6712 | 8.6712 | 1.0791
|  |  | 12 | Yorkshire |  | 5.1855 | 5.1855 | 6.5431 | 6.5431 | 5.9788 | 5.9788 | 5.7852 | 5.7852 | 5.7852 | 6.1163 | 6.1163 | 5.6454 | 5.6454 | 5.9638 | 5.9638 | 6.1994 | 6.1994 | 0
|  |  | 13 | Southern Scotland |  | 3.5597 | 3.5597 | 6.207 | 6.207 | 4.2627 | 4.2627 | 3.9183 | 3.9183 | 3.9183 | 4.026 | 4.026 | 3.529 | 3.529 | 3.713 | 3.713 | 4.3952 | 4.3952 | 0
|  |  | 14 | Northern Scotland |  | 3.3885 | 3.3885 | 5.7678 | 5.7678 | 6.2156 | 6.2156 | 3.5092 | 3.5092 | 3.5092 | 2.8205 | 2.8205 | 2.7426 | 2.7426 | 2.7237 | 2.7237 | 3.5586 | 3.5586 | 0
Note on B3: Ofgem: non-locational demand residual balancing charge added from April 2023, to reflect CMP343
Note on AB14: Ofgem: new input added to reflect introduction of CMP 343 in April 2023

## 3d DUoS charges
DUoS
Histroric distribution network use of system charges up to period 5, as published by the distribution network companies in their charging statements. These are the final charges. This tab is no longer updated from period 6 onward. For DUoS charges after this period, see input tab '3f DUoS charges (DCP268)'.
WPD | http://www.westernpower.co.uk/About-us/Use-of-system-charges/Use-of-System-Charges.aspx
UKPN | https://www.ukpowernetworks.co.uk/internet/en/about-us/duos/
SEPD | http://www.ssepd.co.uk/Library/ChargingStatements/SEPD/
SHEP | http://www.ssepd.co.uk/Library/ChargingStatements/SHEPD/
SPD | http://www.scottishpower.com/pages/connections_use_of_system_and_metering_services.asp
NPG | http://www.northernpowergrid.com/downloads/system.cfm
ENW | http://www.enwl.co.uk/our-services/use-of-system-charges
Meter type | Description | Unit | Zone | Charge Restriction Region |  | Historical examples | [7 empty] | Values to be used to update level of default tariff cap
[6 empty] | These are for historical periods, for illustration only. | [7 empty] | These are the values that will be populated to calculate the updated level of the default tariff cap
[5 empty] | 28AD Charge Restriction Period: | April 2015 – September 2015 | October 2015- March 2016 | April 2016-September 2016 | October 2016-March 2017 | April 2017 - September 2017 | October 2017 - March 2018 | April 2018 - September 2018 | October 2018 - March 2019 | January 2019 - March 2019 | April 2019 - September 2019 | October 2019 - March 2020 | April 2020 - September 2020 | October 2020 - March 2021 | April 2021 - September 2021 | October 2021 - March 2022 | April 2022 - September 2022 | October 2022 - March 2023 | April 2023 - September 2023 | October 2023 - December 2023
[5 empty] | Updated calculated as of: | February 2015 | August 2015 | February 2016 | August 2016 | February 2017 | August 2017 | February 2018 | August 2018 | November 2018 | February 2019 | August 2019 | February 2020 | August 2020 | February 2021 | August 2021 | February 2022 | August 2022 | February 2023 | August 2023
[5 empty] | Charging year: | 2015/16 | 2015/16 | 2016/17 | 2016/17 | 2017/18 | 2017/18 | 2018/19 | 2018/19 | 2018/2019 | 2019/2020 | 2019/2020 | 2020/2021 | 2020/2021 | 2021/2022 | 2021/2022 | 2022/2023 | 2022/2023 | 2023/2024 | 2023/2024
Unrestricted | DUoS unit rate | p / kWh supplied | 1 | Eastern |  | 1.905 | 1.905 | 2.005 | 2.005 | 1.998 | 1.998 | 1.991 | 1.991 | 1.991 | 2.121 | 2.121 | 2.194 | 2.194
|  |  | 2 | East Midlands |  | 2.133 | 2.133 | 2.146 | 2.146 | 2.069 | 2.069 | 1.957 | 1.957 | 1.957 | 2.06 | 2.06 | 2.085 | 2.085
|  |  | 3 | London |  | 1.597 | 1.597 | 1.676 | 1.676 | 1.682 | 1.682 | 1.65 | 1.65 | 1.65 | 1.947 | 1.947 | 2.181 | 2.181
|  |  | 4 | N Wales and Mersey |  | 3.277 | 3.277 | 3.018 | 3.018 | 2.862 | 2.862 | 2.844 | 2.844 | 2.844 | 3.356 | 3.356 | 3.537 | 3.537
|  |  | 5 | Midlands |  | 2.161 | 2.161 | 2.365 | 2.365 | 2.227 | 2.227 | 2.146 | 2.146 | 2.146 | 2.196 | 2.196 | 2.027 | 2.027
|  |  | 6 | Northern |  | 2.177 | 2.177 | 2.503 | 2.503 | 2.348 | 2.348 | 2.202 | 2.202 | 2.202 | 2.355 | 2.355 | 2.425 | 2.425
|  |  | 7 | North West |  | 2.311 | 2.311 | 2.6 | 2.6 | 2.181 | 2.181 | 2.205 | 2.205 | 2.205 | 2.39 | 2.39 | 2.192 | 2.192
|  |  | 8 | Southern |  | 2.207 | 2.207 | 2.447 | 2.447 | 2.251 | 2.251 | 2.102 | 2.102 | 2.102 | 2.092 | 2.092 | 1.934 | 1.934
|  |  | 9 | South East |  | 2.216 | 2.216 | 2.511 | 2.511 | 2.409 | 2.409 | 2.187 | 2.187 | 2.187 | 2.439 | 2.439 | 2.574 | 2.574
|  |  | 10 | South Wales |  | 2.623 | 2.623 | 2.959 | 2.959 | 2.78 | 2.78 | 2.737 | 2.737 | 2.737 | 2.878 | 2.878 | 2.881 | 2.881
|  |  | 11 | Southern Western |  | 2.91 | 2.91 | 3.207 | 3.207 | 3.098 | 3.098 | 2.696 | 2.696 | 2.696 | 2.75 | 2.75 | 2.781 | 2.781
|  |  | 12 | Yorkshire |  | 1.876 | 1.876 | 1.952 | 1.952 | 1.837 | 1.837 | 1.805 | 1.805 | 1.805 | 1.832 | 1.832 | 1.885 | 1.885
|  |  | 13 | Southern Scotland |  | 2.517 | 2.517 | 2.495 | 2.495 | 2.339 | 2.339 | 2.416 | 2.416 | 2.416 | 2.618 | 2.618 | 2.747 | 2.747
|  |  | 14 | Northern Scotland |  | 3.048 | 3.048 | 3.592 | 3.592 | 3.069 | 3.069 | 3.132 | 3.132 | 3.132 | 3.369 | 3.369 | 3.663 | 3.663
| DUoS fixed charge | p / day | 1 | Eastern |  | 4.69 | 4.69 | 4.59 | 4.59 | 4.69 | 4.69 | 4.43 | 4.43 | 4.43 | 4.87 | 4.87 | 4.84 | 4.84
|  |  | 2 | East Midlands |  | 2.61 | 2.61 | 4.48 | 4.48 | 3.12 | 3.12 | 3.31 | 3.31 | 3.31 | 3.11 | 3.11 | 3.35 | 3.35
|  |  | 3 | London |  | 4.41 | 4.41 | 6.506 | 6.506 | 4.07 | 4.07 | 4.23 | 4.23 | 4.23 | 4.08 | 4.08 | 4.11 | 4.11
|  |  | 4 | N Wales and Mersey |  | 5.286 | 5.286 | 4.06 | 4.06 | 4.16 | 4.16 | 3.69 | 3.69 | 3.69 | 3.68 | 3.68 | 3.11 | 3.11
|  |  | 5 | Midlands |  | 3.44 | 3.44 | 5.34 | 5.34 | 3.9 | 3.9 | 4.29 | 4.29 | 4.29 | 4.22 | 4.22 | 4.7 | 4.7
|  |  | 6 | Northern |  | 8.21 | 8.21 | 5.36 | 5.36 | 4.89 | 4.89 | 5.38 | 5.38 | 5.38 | 5.57 | 5.57 | 6.69 | 6.69
|  |  | 7 | North West |  | 4.72 | 4.72 | 3.22 | 3.22 | 3.13 | 3.13 | 3.31 | 3.31 | 3.31 | 3.61 | 3.61 | 3.92 | 3.92
|  |  | 8 | Southern |  | 3.22 | 3.22 | 2.91 | 2.91 | 3.04 | 3.04 | 2.96 | 2.96 | 2.96 | 3.1 | 3.1 | 3.51 | 3.51
|  |  | 9 | South East |  | 4.69 | 4.69 | 6.846 | 6.846 | 4.51 | 4.51 | 4.43 | 4.43 | 4.43 | 4.65 | 4.65 | 4.84 | 4.84
|  |  | 10 | South Wales |  | 3.97 | 3.97 | 5.56 | 5.56 | 4.44 | 4.44 | 4.58 | 4.58 | 4.58 | 4.37 | 4.37 | 4.39 | 4.39
|  |  | 11 | Southern Western |  | 4.56 | 4.56 | 6.08 | 6.08 | 4.66 | 4.66 | 5.25 | 5.25 | 5.25 | 5.1 | 5.1 | 4.92 | 4.92
|  |  | 12 | Yorkshire |  | 6.95 | 6.95 | 5.31 | 5.31 | 5.11 | 5.11 | 5.18 | 5.18 | 5.18 | 5.78 | 5.78 | 6.81 | 6.81
|  |  | 13 | Southern Scotland |  | 4.99 | 4.99 | 4.97 | 4.97 | 5.15 | 5.15 | 5.1 | 5.1 | 5.1 | 4.63 | 4.63 | 4.32 | 4.32
|  |  | 14 | Northern Scotland |  | 7.61 | 7.61 | 7.05 | 7.05 | 8.16 | 8.16 | 8.02 | 8.02 | 8.02 | 6.68 | 6.68 | 6.72 | 6.72
Restricted | DUoS unit rate 1 | p / kWh supplied | 1 | Eastern |  | 2.259 | 2.259 | 2.379 | 2.379 | 2.396 | 2.396 | 2.421 | 2.421 | 2.421 | 2.613 | 2.613 | 2.829 | 2.829
|  |  | 2 | East Midlands |  | 2.429 | 2.429 | 2.489 | 2.489 | 2.507 | 2.507 | 2.185 | 2.185 | 2.185 | 2.291 | 2.291 | 2.339 | 2.339
|  |  | 3 | London |  | 1.912 | 1.912 | 1.984 | 1.984 | 2.001 | 2.001 | 2.078 | 2.078 | 2.078 | 2.512 | 2.512 | 2.858 | 2.858
|  |  | 4 | N Wales and Mersey |  | 3.754 | 3.754 | 3.451 | 3.451 | 3.525 | 3.525 | 3.305 | 3.305 | 3.305 | 3.686 | 3.686 | 3.986 | 3.986
|  |  | 5 | Midlands |  | 2.431 | 2.431 | 2.672 | 2.672 | 2.646 | 2.646 | 2.368 | 2.368 | 2.368 | 2.405 | 2.405 | 2.209 | 2.209
|  |  | 6 | Northern |  | 2.561 | 2.561 | 2.948 | 2.948 | 2.906 | 2.906 | 2.526 | 2.526 | 2.526 | 2.674 | 2.674 | 2.757 | 2.757
|  |  | 7 | North West |  | 2.296 | 2.296 | 2.902 | 2.902 | 2.595 | 2.595 | 2.536 | 2.536 | 2.536 | 2.794 | 2.794 | 2.615 | 2.615
|  |  | 8 | Southern |  | 2.276 | 2.276 | 2.491 | 2.491 | 2.464 | 2.464 | 2.357 | 2.357 | 2.357 | 2.572 | 2.572 | 2.387 | 2.387
|  |  | 9 | South East |  | 2.718 | 2.718 | 3.055 | 3.055 | 2.968 | 2.968 | 2.657 | 2.657 | 2.657 | 3.007 | 3.007 | 3.263 | 3.263
|  |  | 10 | South Wales |  | 2.838 | 2.838 | 3.209 | 3.209 | 3.363 | 3.363 | 3.031 | 3.031 | 3.031 | 3.052 | 3.052 | 3.048 | 3.048
|  |  | 11 | Southern Western |  | 3.355 | 3.355 | 3.714 | 3.714 | 3.72 | 3.72 | 3.035 | 3.035 | 3.035 | 3.013 | 3.013 | 3.04 | 3.04
|  |  | 12 | Yorkshire |  | 2.153 | 2.153 | 2.246 | 2.246 | 2.261 | 2.261 | 2.019 | 2.019 | 2.019 | 2.083 | 2.083 | 2.147 | 2.147
|  |  | 13 | Southern Scotland |  | 3.109 | 3.109 | 3.074 | 3.074 | 3.072 | 3.072 | 2.854 | 2.854 | 2.854 | 3.056 | 3.056 | 3.235 | 3.235
|  |  | 14 | Northern Scotland |  | 3.487 | 3.487 | 3.871 | 3.871 | 3.65 | 3.65 | 3.485 | 3.485 | 3.485 | 3.777 | 3.777 | 4.008 | 4.008
| DUoS unit rate 2 | p / kWh supplied | 1 | Eastern |  | 0.059 | 0.059 | 0.029 | 0.029 | 0.03 | 0.03 | 0.157 | 0.157 | 0.157 | 0.193 | 0.193 | 0.18 | 0.18
|  |  | 2 | East Midlands |  | 0.06 | 0.06 | 0.067 | 0.067 | 0.068 | 0.068 | 0.807 | 0.807 | 0.807 | 0.898 | 0.898 | 0.834 | 0.834
|  |  | 3 | London |  | 0.05 | 0.05 | 0.035 | 0.035 | 0.035 | 0.035 | 0 | 0 | 0 | 0 | 0 | 0 | 0
|  |  | 4 | N Wales and Mersey |  | 0.41 | 0.41 | 0.406 | 0.406 | 0.414 | 0.414 | 1.158 | 1.158 | 1.158 | 1.545 | 1.545 | 1.737 | 1.737
|  |  | 5 | Midlands |  | 0.066 | 0.066 | 0.067 | 0.067 | 0.069 | 0.069 | 1.05 | 1.05 | 1.05 | 1.092 | 1.092 | 1.005 | 1.005
|  |  | 6 | Northern |  | 0.174 | 0.174 | 0.097 | 0.097 | 0.096 | 0.096 | 0.968 | 0.968 | 0.968 | 1.131 | 1.131 | 1.132 | 1.132
|  |  | 7 | North West |  | 0.186 | 0.186 | 0.194 | 0.194 | 0.194 | 0.194 | 0.686 | 0.686 | 0.686 | 0.775 | 0.775 | 0.685 | 0.685
|  |  | 8 | Southern |  | 0.195 | 0.195 | 0.178 | 0.178 | 0.267 | 0.267 | 0.766 | 0.766 | 0.766 | 0.637 | 0.637 | 0.441 | 0.441
|  |  | 9 | South East |  | 0.045 | 0.045 | 0.05 | 0.05 | 0.049 | 0.049 | 0.439 | 0.439 | 0.439 | 0.509 | 0.509 | 0.581 | 0.581
|  |  | 10 | South Wales |  | 0.185 | 0.185 | 0.189 | 0.189 | 0.201 | 0.201 | 1.476 | 1.476 | 1.476 | 1.583 | 1.583 | 1.499 | 1.499
|  |  | 11 | Southern Western |  | 0.204 | 0.204 | 0.15 | 0.15 | 0.155 | 0.155 | 1.434 | 1.434 | 1.434 | 1.425 | 1.425 | 1.433 | 1.433
|  |  | 12 | Yorkshire |  | 0.105 | 0.105 | 0.113 | 0.113 | 0.109 | 0.109 | 1.054 | 1.054 | 1.054 | 1.065 | 1.065 | 1.052 | 1.052
|  |  | 13 | Southern Scotland |  | 0.3 | 0.3 | 0.209 | 0.209 | 0.215 | 0.215 | 1.117 | 1.117 | 1.117 | 1.286 | 1.286 | 1.38 | 1.38
|  |  | 14 | Northern Scotland |  | 1.014 | 1.014 | 1.264 | 1.264 | 1.137 | 1.137 | 1.878 | 1.878 | 1.878 | 2.112 | 2.112 | 2.356 | 2.356
| DUoS fixed charge | p / day | 1 | Eastern |  | 4.69 | 4.69 | 4.59 | 4.59 | 4.69 | 4.69 | 4.43 | 4.43 | 4.43 | 4.87 | 4.87 | 4.84 | 4.84
|  |  | 2 | East Midlands |  | 2.61 | 2.61 | 4.48 | 4.48 | 3.12 | 3.12 | 3.31 | 3.31 | 3.31 | 3.11 | 3.11 | 3.35 | 3.35
|  |  | 3 | London |  | 4.41 | 4.41 | 6.506 | 6.506 | 4.07 | 4.07 | 4.23 | 4.23 | 4.23 | 4.08 | 4.08 | 4.11 | 4.11
|  |  | 4 | N Wales and Mersey |  | 5.29 | 5.29 | 4.06 | 4.06 | 4.16 | 4.16 | 3.69 | 3.69 | 3.69 | 3.68 | 3.68 | 3.11 | 3.11
|  |  | 5 | Midlands |  | 3.44 | 3.44 | 5.34 | 5.34 | 3.9 | 3.9 | 4.29 | 4.29 | 4.29 | 4.22 | 4.22 | 4.7 | 4.7
|  |  | 6 | Northern |  | 9.47 | 9.47 | 5.36 | 5.36 | 4.89 | 4.89 | 5.38 | 5.38 | 5.38 | 5.57 | 5.57 | 6.69 | 6.69
|  |  | 7 | North West |  | 4.72 | 4.72 | 3.22 | 3.22 | 3.13 | 3.13 | 3.31 | 3.31 | 3.31 | 3.61 | 3.61 | 3.92 | 3.92
|  |  | 8 | Southern |  | 3.22 | 3.22 | 2.91 | 2.91 | 3.04 | 3.04 | 2.96 | 2.96 | 2.96 | 3.1 | 3.1 | 3.51 | 3.51
|  |  | 9 | South East |  | 4.69 | 4.69 | 6.846 | 6.846 | 4.51 | 4.51 | 4.43 | 4.43 | 4.43 | 4.65 | 4.65 | 4.84 | 4.84
|  |  | 10 | South Wales |  | 3.97 | 3.97 | 5.56 | 5.56 | 4.44 | 4.44 | 4.58 | 4.58 | 4.58 | 4.37 | 4.37 | 4.39 | 4.39
|  |  | 11 | Southern Western |  | 4.56 | 4.56 | 6.08 | 6.08 | 4.66 | 4.66 | 5.25 | 5.25 | 5.25 | 5.1 | 5.1 | 4.92 | 4.92
|  |  | 12 | Yorkshire |  | 7.68 | 7.68 | 5.31 | 5.31 | 5.11 | 5.11 | 5.18 | 5.18 | 5.18 | 5.78 | 5.78 | 6.81 | 6.81
|  |  | 13 | Southern Scotland |  | 4.99 | 4.99 | 4.97 | 4.97 | 5.15 | 5.15 | 5.1 | 5.1 | 5.1 | 4.63 | 4.63 | 4.32 | 4.32
|  |  | 14 | Northern Scotland |  | 7.61 | 7.61 | 7.05 | 7.05 | 8.16 | 8.16 | 8.02 | 8.02 | 8.02 | 6.68 | 6.68 | 6.72 | 6.72
Note on O32: The published data has been increased by 0.08, as per Ofgem's Decision to grant all DNOs derogations for the charging years 2018/19 and 2019/20, due to a Last Resort Supply Payment claim. See www.ofgem.gov.uk/publications-and-updates/decision-grant-all-dnos-derogations-charging-years-201819-and-201920-due-last-resort-supply-payment-claim
Note on S32: The published data has been increased by 0.08, as per Ofgem's Decision to grant all DNOs derogations for the charging years 2019/20 and 2020/21, due to a Last Resort Supply Payment claim. See www.ofgem.gov.uk/publications-and-updates/decision-grant-all-dnos-derogations-charging-years-201920-and-202021-due-last-resort-supply-payment-claim
Note on O74: The published data has been increased by 0.08, as per Ofgem's Decision to grant all DNOs derogations for the charging years 2018/19 and 2019/20, due to a Last Resort Supply Payment claim. See www.ofgem.gov.uk/publications-and-updates/decision-grant-all-dnos-derogations-charging-years-201819-and-201920-due-last-resort-supply-payment-claim
Note on S74: The published data has been increased by 0.08, as per Ofgem's Decision to grant all DNOs derogations for the charging years 2019/20 and 2020/21, due to a Last Resort Supply Payment claim. See www.ofgem.gov.uk/publications-and-updates/decision-grant-all-dnos-derogations-charging-years-201920-and-202021-due-last-resort-supply-payment-claim

## 3f DUoS charges (DCP268)
DUoS (DCP268)
Distribution network use of system charges from period 6 onward, as published by the distribution network companies in their charging statements. These are the final charges. For previous DUoS charges before period 6, see input tab '3d DUoS charges'.
WPD | http://www.westernpower.co.uk/About-us/Use-of-system-charges/Use-of-System-Charges.aspx
UKPN | https://www.ukpowernetworks.co.uk/about-us/distribution-use-of-system-charges
SEPD | Connections, Use of System and Metering Services - ScottishPower
SHEP | Charging statements and information - SSEN
SPD | Charging statements and information - SSEN
NPG | https://www.northernpowergrid.com/use-of-system-charges
ENW | http://www.enwl.co.uk/our-services/use-of-system-charges
DUoS Fixed Charge (p / day)
[5 empty] | Zone | Area | 28AD Charge Restriction Period: | April 2021 - September 2021 | October 2021 - March 2022 | April 2022 - September 2022 | October 2022 - March 2023 | April 2023 - September 2023 | July 2023 - September 2023 | October 2023 - December 2023 | January 2024 - March 2024 | April 2024 - June 2024 | July 2024 - September 2024 | October 2024 - December 2024 | January 2025 - March 2025 | April 2025 - June 2025 | July 2025 - September 2025 | October 2025 - December 2025 | January 2026 - March 2026 | April 2026 - June 2026 | July 2026 - September 2026 | October 2026 - December 2026 | January 2027 - March 2027 | April 2027 - June 2027 | July 2027 - September 2027 | October 2027 - December 2027 | January 2028 - March 2028 | April 2028 - June 2028 | July 2028 - September 2028 | October 2028 - December 2028 | January 2029 - March 2029 | April 2029 - June 2029 | July 2029 - September 2029 | October 2029 - December 2029 | January 2030 - March 2030 | April 2030 - June 2030 | July 2030 - September 2030 | October 2030 - December 2030
[7 empty] | Updated calculated as of: | February 2021 | August 2021 | February 2022 | August 2022 | February 2023 | 2023-05-01 | 2023-08-01 | 2023-11-01 | 2024-02-01 | 2024-05-01 | 2024-08-01 | 2024-11-01 | 2025-02-01 | 2025-05-01 | 2025-08-01 | 2025-11-01 | 2026-02-01 | 2026-05-01 | 2026-08-01 | 2026-11-01 | 2027-02-01 | 2027-05-01 | 2027-08-01 | 2027-11-01 | 2028-02-01 | 2028-05-01 | 2028-08-01 | 2028-11-01 | 2029-02-01 | 2029-05-01 | 2029-08-01 | 2029-11-01 | 2030-02-01 | 2030-05-01 | 2030-08-01
[7 empty] | Charging year: | 2021/2022 | 2021/2022 | 2022/2023 | 2022/2023 | 2023/2024 | 2023 | 2023 | 2024 | 2024 | 2024 | 2024 | 2025 | 2025 | 2025 | 2025 | 2026 | 2026 | 2026 | 2026 | 2027 | 2027 | 2027 | 2027 | 2028 | 2028 | 2028 | 2028 | 2029 | 2029 | 2029 | 2029 | 2030 | 2030 | 2030 | 2030
[5 empty] | 1 | Eastern |  | 3.97 | 3.97 | 16.23 | 16.23 | 7.68
[5 empty] | 2 | East Midlands |  | 3.74 | 3.74 | 22.58 | 22.58 | 13.86
[5 empty] | 3 | London |  | 3.31 | 3.31 | 10.86 | 10.86 | 2.59
[5 empty] | 4 | N Wales and Mersey |  | 3.49 | 3.49 | 25.21 | 25.21 | 24.56
[5 empty] | 5 | Midlands |  | 4.97 | 4.97 | 25.72 | 25.72 | 17.26
[5 empty] | 6 | Northern |  | 6.24 | 6.24 | 26.45 | 26.45 | 20.11
[5 empty] | 7 | North West |  | 4.31 | 4.31 | 20.25 | 20.25 | 14.89
[5 empty] | 8 | Southern |  | 4.06 | 4.06 | 21.32 | 21.32 | 13.2
[5 empty] | 9 | South East |  | 3.99 | 3.99 | 19.71 | 19.71 | 10.98
[5 empty] | 10 | South Wales |  | 4.76 | 4.76 | 25.74 | 25.74 | 17.13
[5 empty] | 11 | Southern Western |  | 5.5 | 5.5 | 28.97 | 28.97 | 21.27
[5 empty] | 12 | Yorkshire |  | 6.58 | 6.58 | 26.09 | 26.09 | 18.78
[5 empty] | 13 | Southern Scotland |  | 4.76 | 4.76 | 27.13 | 27.13 | 24.42
[5 empty] | 14 | Northern Scotland |  | 7.11 | 7.11 | 27.51 | 27.51 | 21.92
DUoS Unit Charge (p/ kWh supplied)
Benchmark Metering Arrangment | Zone | Charge Restriction Region | RAG Band | Monday - Friday / Weekend | Period start time | Period end time |  | DUoS Unit Charge (p / kWh supplied) | [34 empty] | Demand in time band (%)
[7 empty] | 28AD Charge Restriction Period: | April 2021 - September 2021 | October 2021 - March 2022 | April 2022 - September 2022 | October 2022 - March 2023 | April 2023 - September 2023 | July 2023 - September 2023 | October 2023 - December 2023 | January 2024 - March 2024 | April 2024 - June 2024 | July 2024 - September 2024 | October 2024 - December 2024 | January 2025 - March 2025 | April 2025 - June 2025 | July 2025 - September 2025 | October 2025 - December 2025 | January 2026 - March 2026 | April 2026 - June 2026 | July 2026 - September 2026 | October 2026 - December 2026 | January 2027 - March 2027 | April 2027 - June 2027 | July 2027 - September 2027 | October 2027 - December 2027 | January 2028 - March 2028 | April 2028 - June 2028 | July 2028 - September 2028 | October 2028 - December 2028 | January 2029 - March 2029 | April 2029 - June 2029 | July 2029 - September 2029 | October 2029 - December 2029 | January 2030 - March 2030 | April 2030 - June 2030 | July 2030 - September 2030 | October 2030 - December 2030 | April 2021 - September 2021 | October 2021 - March 2022 | April 2022 - September 2022 | October 2022 - March 2023 | April 2023 - September 2023 | July 2023 - September 2023 | October 2023 - December 2023 | January 2024 - March 2024 | April 2024 - June 2024 | July 2024 - September 2024 | October 2024 - December 2024 | January 2025 - March 2025 | April 2025 - June 2025 | July 2025 - September 2025 | October 2025 - December 2025 | January 2026 - March 2026 | April 2026 - June 2026 | July 2026 - September 2026 | October 2026 - December 2026 | January 2027 - March 2027 | April 2027 - June 2027 | July 2027 - September 2027 | October 2027 - December 2027 | January 2028 - March 2028 | April 2028 - June 2028 | July 2028 - September 2028 | October 2028 - December 2028 | January 2029 - March 2029 | April 2029 - June 2029 | July 2029 - September 2029 | October 2029 - December 2029 | January 2030 - March 2030 | April 2030 - June 2030 | July 2030 - September 2030 | October 2030 - December 2030
[7 empty] | Updated calculated as of: | February 2021 | August 2021 | February 2022 | August 2022 | February 2023 | 2023-05-01 | 2023-08-01 | 2023-11-01 | 2024-02-01 | 2024-05-01 | 2024-08-01 | 2024-11-01 | 2025-02-01 | 2025-05-01 | 2025-08-01 | 2025-11-01 | 2026-02-01 | 2026-05-01 | 2026-08-01 | 2026-11-01 | 2027-02-01 | 2027-05-01 | 2027-08-01 | 2027-11-01 | 2028-02-01 | 2028-05-01 | 2028-08-01 | 2028-11-01 | 2029-02-01 | 2029-05-01 | 2029-08-01 | 2029-11-01 | 2030-02-01 | 2030-05-01 | 2030-08-01 | February 2021 | August 2021 | February 2022 | August 2022 | February 2023 | 2023-05-01 | 2023-08-01 | 2023-11-01 | 2024-02-01 | 2024-05-01 | 2024-08-01 | 2024-11-01 | 2025-02-01 | 2025-05-01 | 2025-08-01 | 2025-11-01 | 2026-02-01 | 2026-05-01 | 2026-08-01 | 2026-11-01 | 2027-02-01 | 2027-05-01 | 2027-08-01 | 2027-11-01 | 2028-02-01 | 2028-05-01 | 2028-08-01 | 2028-11-01 | 2029-02-01 | 2029-05-01 | 2029-08-01 | 2029-11-01 | 2030-02-01 | 2030-05-01 | 2030-08-01
[7 empty] | Charging year: | 2021/2022 | 2021/2022 | 2022/2023 | 2022/2023 | 2023/2024 | 2023 | 2023 | 2024 | 2024 | 2024 | 2024 | 2025 | 2025 | 2025 | 2025 | 2026 | 2026 | 2026 | 2026 | 2027 | 2027 | 2027 | 2027 | 2028 | 2028 | 2028 | 2028 | 2029 | 2029 | 2029 | 2029 | 2030 | 2030 | 2030 | 2030 | 2021/2022 | 2021/2022 | 2022/2023 | 2022/2023 | 2023/2024 | 2023 | 2023 | 2024 | 2024 | 2024 | 2024 | 2025 | 2025 | 2025 | 2025 | 2026 | 2026 | 2026 | 2026 | 2027 | 2027 | 2027 | 2027 | 2028 | 2028 | 2028 | 2028 | 2029 | 2029 | 2029 | 2029 | 2030 | 2030 | 2030 | 2030
Single-Rate Metering Arrangement | 1 | Eastern | Red | MF | 16:00 | 19:00 |  | 15.577 | 15.577 | 15.429 | 15.429 | 14.043 | [30 empty] | 12.81% | 12.92% | 12.92% | 12.9% | 12.9% | - | - | - | - | - | - | - | - | - | - | - | - | - | - | - | - | - | - | - | - | - | - | - | - | - | - | - | - | - | -
| 1 | Eastern | Amber | MF | 7:00 | 16:00 |  | 0.71 | 0.71 | 0.657 | 0.657 | 0.921 | [30 empty] | 27.49% | 27.25% | 27.25% | 27.93% | 27.93% | - | - | - | - | - | - | - | - | - | - | - | - | - | - | - | - | - | - | - | - | - | - | - | - | - | - | - | - | - | -
| 1 | Eastern | Amber | MF | 19:00 | 23:00 |  | 0.71 | 0.71 | 0.657 | 0.657 | 0.921 | [30 empty] | 16% | 16.01% | 16.01% | 15.47% | 15.47% | - | - | - | - | - | - | - | - | - | - | - | - | - | - | - | - | - | - | - | - | - | - | - | - | - | - | - | - | - | -
| 1 | Eastern | Green | MF | 0:00 | 7:00 |  | 0.261 | 0.261 | 0.122 | 0.122 | 0.209 | [30 empty] | 11.6% | 11.7% | 11.7% | 11.76% | 11.76% | - | - | - | - | - | - | - | - | - | - | - | - | - | - | - | - | - | - | - | - | - | - | - | - | - | - | - | - | - | -
| 1 | Eastern | Green | MF | 23:00 | 24:00 |  | 0.261 | 0.261 | 0.122 | 0.122 | 0.209 | [30 empty] | 2.552% | 2.511% | 2.511% | 2.482% | 2.482% | - | - | - | - | - | - | - | - | - | - | - | - | - | - | - | - | - | - | - | - | - | - | - | - | - | - | - | - | - | -
| 1 | Eastern | Green | Weekend | 0:00 | 24:00 |  | 0.261 | 0.261 | 0.122 | 0.122 | 0.209 | [30 empty] | 29.55% | 29.61% | 29.61% | 29.46% | 29.46% | - | - | - | - | - | - | - | - | - | - | - | - | - | - | - | - | - | - | - | - | - | - | - | - | - | - | - | - | - | -
| 2 | East Midlands | Red | MF | 16:00 | 19:00 |  | 8.743 | 8.743 | 6.803 | 6.803 | 6.602 | [30 empty] | 12.81% | 12.92% | 12.92% | 12.9% | 12.9% | - | - | - | - | - | - | - | - | - | - | - | - | - | - | - | - | - | - | - | - | - | - | - | - | - | - | - | - | - | -
| 2 | East Midlands | Amber | MF | 7:30 | 16:00 |  | 1.868 | 1.868 | 1.209 | 1.209 | 1.493 | [30 empty] | 26.12% | 25.84% | 25.84% | 26.59% | 26.59% | - | - | - | - | - | - | - | - | - | - | - | - | - | - | - | - | - | - | - | - | - | - | - | - | - | - | - | - | - | -
| 2 | East Midlands | Amber | MF | 19:00 | 21:00 |  | 1.868 | 1.868 | 1.209 | 1.209 | 1.493 | [30 empty] | 8.774% | 8.831% | 8.831% | 8.55% | 8.55% | - | - | - | - | - | - | - | - | - | - | - | - | - | - | - | - | - | - | - | - | - | - | - | - | - | - | - | - | - | -
| 2 | East Midlands | Green | MF | 0:00 | 7:30 |  | 0.935 | 0.935 | 0.089 | 0.089 | 0.124 | [30 empty] | 12.97% | 13.11% | 13.11% | 13.11% | 13.11% | - | - | - | - | - | - | - | - | - | - | - | - | - | - | - | - | - | - | - | - | - | - | - | - | - | - | - | - | - | -
| 2 | East Midlands | Green | MF | 21:00 | 24:00 |  | 0.935 | 0.935 | 0.089 | 0.089 | 0.124 | [30 empty] | 9.777% | 9.69% | 9.69% | 9.405% | 9.405% | - | - | - | - | - | - | - | - | - | - | - | - | - | - | - | - | - | - | - | - | - | - | - | - | - | - | - | - | - | -
| 2 | East Midlands | Green | Weekend | 0:00 | 24:00 |  | 0.935 | 0.935 | 0.089 | 0.089 | 0.124 | [30 empty] | 29.55% | 29.61% | 29.61% | 29.46% | 29.46% | - | - | - | - | - | - | - | - | - | - | - | - | - | - | - | - | - | - | - | - | - | - | - | - | - | - | - | - | - | -
| 3 | London | Red | MF | 11:00 | 14:00 |  | 9.694 | 9.694 | 9.469 | 9.469 | 9.557 | [30 empty] | 9.162% | 9.039% | 9.039% | 9.53% | 9.53% | - | - | - | - | - | - | - | - | - | - | - | - | - | - | - | - | - | - | - | - | - | - | - | - | - | - | - | - | - | -
| 3 | London | Red | MF | 16:00 | 19:00 |  | 9.694 | 9.694 | 9.469 | 9.469 | 9.557 | [30 empty] | 12.81% | 12.92% | 12.92% | 12.9% | 12.9% | - | - | - | - | - | - | - | - | - | - | - | - | - | - | - | - | - | - | - | - | - | - | - | - | - | - | - | - | - | -
| 3 | London | Amber | MF | 7:00 | 11:00 |  | 0.907 | 0.907 | 1.785 | 1.785 | 0.988 | [30 empty] | 12.4% | 12.34% | 12.34% | 12.33% | 12.33% | - | - | - | - | - | - | - | - | - | - | - | - | - | - | - | - | - | - | - | - | - | - | - | - | - | - | - | - | - | -
| 3 | London | Amber | MF | 14:00 | 16:00 |  | 0.907 | 0.907 | 1.785 | 1.785 | 0.988 | [30 empty] | 5.929% | 5.872% | 5.872% | 6.072% | 6.072% | - | - | - | - | - | - | - | - | - | - | - | - | - | - | - | - | - | - | - | - | - | - | - | - | - | - | - | - | - | -
| 3 | London | Amber | MF | 19:00 | 23:00 |  | 0.907 | 0.907 | 1.785 | 1.785 | 0.988 | [30 empty] | 16% | 16.01% | 16.01% | 15.47% | 15.47% | - | - | - | - | - | - | - | - | - | - | - | - | - | - | - | - | - | - | - | - | - | - | - | - | - | - | - | - | - | -
| 3 | London | Green | MF | 0:00 | 7:00 |  | 0 | 0 | 0.057 | 0.057 | 0 | [30 empty] | 11.6% | 11.7% | 11.7% | 11.76% | 11.76% | - | - | - | - | - | - | - | - | - | - | - | - | - | - | - | - | - | - | - | - | - | - | - | - | - | - | - | - | - | -
| 3 | London | Green | MF | 23:00 | 24:00 |  | 0 | 0 | 0.057 | 0.057 | 0 | [30 empty] | 2.552% | 2.511% | 2.511% | 2.482% | 2.482% | - | - | - | - | - | - | - | - | - | - | - | - | - | - | - | - | - | - | - | - | - | - | - | - | - | - | - | - | - | -
| 3 | London | Green | Weekend | 0:00 | 24:00 |  | 0 | 0 | 0.057 | 0.057 | 0 | [30 empty] | 29.55% | 29.61% | 29.61% | 29.46% | 29.46% | - | - | - | - | - | - | - | - | - | - | - | - | - | - | - | - | - | - | - | - | - | - | - | - | - | - | - | - | - | -
| 4 | N Wales and Mersey | Red | MF | 16:30 | 19:30 |  | 11.481 | 11.481 | 10.771 | 10.771 | 9.218 | [30 empty] | 13.39% | 13.52% | 13.52% | 13.41% | 13.41% | - | - | - | - | - | - | - | - | - | - | - | - | - | - | - | - | - | - | - | - | - | - | - | - | - | - | - | - | - | -
| 4 | N Wales and Mersey | Amber | MF | 8:00 | 16:30 |  | 2.962 | 2.962 | 1.938 | 1.938 | 2.298 | [30 empty] | 26.35% | 26.06% | 26.06% | 26.88% | 26.88% | - | - | - | - | - | - | - | - | - | - | - | - | - | - | - | - | - | - | - | - | - | - | - | - | - | - | - | - | - | -
| 4 | N Wales and Mersey | Amber | MF | 19:30 | 22:30 |  | 2.962 | 2.962 | 1.938 | 1.938 | 2.298 | [30 empty] | 12.11% | 12.13% | 12.13% | 11.69% | 11.69% | - | - | - | - | - | - | - | - | - | - | - | - | - | - | - | - | - | - | - | - | - | - | - | - | - | - | - | - | - | -
| 4 | N Wales and Mersey | Amber | Weekend | 16:00 | 20:00 |  | 2.962 | 2.962 | 1.938 | 1.938 | 2.298 | [30 empty] | 7.075% | 7.124% | 7.124% | 7.102% | 7.102% | - | - | - | - | - | - | - | - | - | - | - | - | - | - | - | - | - | - | - | - | - | - | - | - | - | - | - | - | - | -
| 4 | N Wales and Mersey | Green | MF | 0:00 | 8:00 |  | 1.563 | 1.563 | 0.215 | 0.215 | 0.229 | [30 empty] | 14.46% | 14.62% | 14.62% | 14.57% | 14.57% | - | - | - | - | - | - | - | - | - | - | - | - | - | - | - | - | - | - | - | - | - | - | - | - | - | - | - | - | - | -
| 4 | N Wales and Mersey | Green | MF | 22:30 | 24:00 |  | 1.563 | 1.563 | 0.215 | 0.215 | 0.229 | [30 empty] | 4.133% | 4.069% | 4.069% | 3.997% | 3.997% | - | - | - | - | - | - | - | - | - | - | - | - | - | - | - | - | - | - | - | - | - | - | - | - | - | - | - | - | - | -
| 4 | N Wales and Mersey | Green | Weekend | 0:00 | 16:00 |  | 1.563 | 1.563 | 0.215 | 0.215 | 0.229 | [30 empty] | 17.01% | 17.05% | 17.05% | 17.02% | 17.02% | - | - | - | - | - | - | - | - | - | - | - | - | - | - | - | - | - | - | - | - | - | - | - | - | - | - | - | - | - | -
| 4 | N Wales and Mersey | Green | Weekend | 20:00 | 24:00 |  | 1.563 | 1.563 | 0.215 | 0.215 | 0.229 | [30 empty] | 5.469% | 5.44% | 5.44% | 5.337% | 5.337% | - | - | - | - | - | - | - | - | - | - | - | - | - | - | - | - | - | - | - | - | - | - | - | - | - | - | - | - | - | -
| 5 | Midlands | Red | MF | 16:00 | 19:00 |  | 7.704 | 7.704 | 6.022 | 6.022 | 6.555 | [30 empty] | 12.81% | 12.92% | 12.92% | 12.9% | 12.9% | - | - | - | - | - | - | - | - | - | - | - | - | - | - | - | - | - | - | - | - | - | - | - | - | - | - | - | - | - | -
| 5 | Midlands | Amber | MF | 7:30 | 16:00 |  | 1.903 | 1.903 | 0.951 | 0.951 | 1.164 | [30 empty] | 26.12% | 25.84% | 25.84% | 26.59% | 26.59% | - | - | - | - | - | - | - | - | - | - | - | - | - | - | - | - | - | - | - | - | - | - | - | - | - | - | - | - | - | -
| 5 | Midlands | Amber | MF | 19:00 | 21:00 |  | 1.903 | 1.903 | 0.951 | 0.951 | 1.164 | [30 empty] | 8.774% | 8.831% | 8.831% | 8.55% | 8.55% | - | - | - | - | - | - | - | - | - | - | - | - | - | - | - | - | - | - | - | - | - | - | - | - | - | - | - | - | - | -
| 5 | Midlands | Green | MF | 0:00 | 7:30 |  | 1.169 | 1.169 | 0.09 | 0.09 | 0.137 | [30 empty] | 12.97% | 13.11% | 13.11% | 13.11% | 13.11% | - | - | - | - | - | - | - | - | - | - | - | - | - | - | - | - | - | - | - | - | - | - | - | - | - | - | - | - | - | -
| 5 | Midlands | Green | MF | 21:00 | 24:00 |  | 1.169 | 1.169 | 0.09 | 0.09 | 0.137 | [30 empty] | 9.777% | 9.69% | 9.69% | 9.405% | 9.405% | - | - | - | - | - | - | - | - | - | - | - | - | - | - | - | - | - | - | - | - | - | - | - | - | - | - | - | - | - | -
| 5 | Midlands | Green | Weekend | 0:00 | 24:00 |  | 1.169 | 1.169 | 0.09 | 0.09 | 0.137 | [30 empty] | 29.55% | 29.61% | 29.61% | 29.46% | 29.46% | - | - | - | - | - | - | - | - | - | - | - | - | - | - | - | - | - | - | - | - | - | - | - | - | - | - | - | - | - | -
| 6 | Northern | Red | MF | 16:00 | 19:30 |  | 8.417 | 8.417 | 6.673 | 6.673 | 7.154 | [30 empty] | 15.12% | 15.25% | 15.25% | 15.17% | 15.17% | - | - | - | - | - | - | - | - | - | - | - | - | - | - | - | - | - | - | - | - | - | - | - | - | - | - | - | - | - | -
| 6 | Northern | Amber | MF | 8:00 | 16:00 |  | 1.999 | 1.999 | 0.8 | 0.8 | 1.055 | [30 empty] | 24.63% | 24.33% | 24.33% | 25.12% | 25.12% | - | - | - | - | - | - | - | - | - | - | - | - | - | - | - | - | - | - | - | - | - | - | - | - | - | - | - | - | - | -
| 6 | Northern | Amber | MF | 19:30 | 22:00 |  | 1.999 | 1.999 | 0.8 | 0.8 | 1.055 | [30 empty] | 10.34% | 10.38% | 10.38% | 10.01% | 10.01% | - | - | - | - | - | - | - | - | - | - | - | - | - | - | - | - | - | - | - | - | - | - | - | - | - | - | - | - | - | -
| 6 | Northern | Green | MF | 0:00 | 8:00 |  | 1.269 | 1.269 | 0.105 | 0.105 | 0.213 | [30 empty] | 14.46% | 14.62% | 14.62% | 14.57% | 14.57% | - | - | - | - | - | - | - | - | - | - | - | - | - | - | - | - | - | - | - | - | - | - | - | - | - | - | - | - | - | -
| 6 | Northern | Green | MF | 22:00 | 24:00 |  | 1.269 | 1.269 | 0.105 | 0.105 | 0.213 | [30 empty] | 5.901% | 5.819% | 5.819% | 5.68% | 5.68% | - | - | - | - | - | - | - | - | - | - | - | - | - | - | - | - | - | - | - | - | - | - | - | - | - | - | - | - | - | -
| 6 | Northern | Green | Weekend | 0:00 | 24:00 |  | 1.269 | 1.269 | 0.105 | 0.105 | 0.213 | [30 empty] | 29.55% | 29.61% | 29.61% | 29.46% | 29.46% | - | - | - | - | - | - | - | - | - | - | - | - | - | - | - | - | - | - | - | - | - | - | - | - | - | - | - | - | - | -
| 7 | North West | Red | MF | 16:00 | 19:00 |  | 9.18 | 9.18 | 8.351 | 8.351 | 10.266 | [30 empty] | 12.81% | 12.92% | 12.92% | 12.9% | 12.9% | - | - | - | - | - | - | - | - | - | - | - | - | - | - | - | - | - | - | - | - | - | - | - | - | - | - | - | - | - | -
| 7 | North West | Amber | MF | 9:00 | 16:00 |  | 1.881 | 1.881 | 1.517 | 1.517 | 2.136 | [30 empty] | 21.46% | 21.18% | 21.18% | 22% | 22% | - | - | - | - | - | - | - | - | - | - | - | - | - | - | - | - | - | - | - | - | - | - | - | - | - | - | - | - | - | -
| 7 | North West | Amber | MF | 19:00 | 20:30 |  | 1.881 | 1.881 | 1.517 | 1.517 | 2.136 | [30 empty] | 6.697% | 6.742% | 6.742% | 6.542% | 6.542% | - | - | - | - | - | - | - | - | - | - | - | - | - | - | - | - | - | - | - | - | - | - | - | - | - | - | - | - | - | -
| 7 | North West | Amber | Weekend | 16:00 | 19:00 |  | 1.881 | 1.881 | 1.517 | 1.517 | 2.136 | [30 empty] | 5.298% | 5.34% | 5.34% | 5.343% | 5.343% | - | - | - | - | - | - | - | - | - | - | - | - | - | - | - | - | - | - | - | - | - | - | - | - | - | - | - | - | - | -
| 7 | North West | Green | MF | 0:00 | 9:00 |  | 0.686 | 0.686 | 0.214 | 0.214 | 0.19 | [30 empty] | 17.63% | 17.76% | 17.76% | 17.69% | 17.69% | - | - | - | - | - | - | - | - | - | - | - | - | - | - | - | - | - | - | - | - | - | - | - | - | - | - | - | - | - | -
| 7 | North West | Green | MF | 20:30 | 24:00 |  | 0.686 | 0.686 | 0.214 | 0.214 | 0.19 | [30 empty] | 11.85% | 11.78% | 11.78% | 11.41% | 11.41% | - | - | - | - | - | - | - | - | - | - | - | - | - | - | - | - | - | - | - | - | - | - | - | - | - | - | - | - | - | -
| 7 | North West | Green | Weekend | 0:00 | 16:00 |  | 0.686 | 0.686 | 0.214 | 0.214 | 0.19 | [30 empty] | 17.01% | 17.05% | 17.05% | 17.02% | 17.02% | - | - | - | - | - | - | - | - | - | - | - | - | - | - | - | - | - | - | - | - | - | - | - | - | - | - | - | - | - | -
| 7 | North West | Green | Weekend | 19:00 | 24:00 |  | 0.686 | 0.686 | 0.214 | 0.214 | 0.19 | [30 empty] | 7.245% | 7.224% | 7.224% | 7.096% | 7.096% | - | - | - | - | - | - | - | - | - | - | - | - | - | - | - | - | - | - | - | - | - | - | - | - | - | - | - | - | - | -
| 8 | Southern | Red | MF | 16:30 | 19:30 |  | 9.017 | 9.017 | 7.833 | 7.833 | 8.599 | [30 empty] | 13.39% | 13.52% | 13.52% | 13.41% | 13.41% | - | - | - | - | - | - | - | - | - | - | - | - | - | - | - | - | - | - | - | - | - | - | - | - | - | - | - | - | - | -
| 8 | Southern | Amber | MF | 7:00 | 16:30 |  | 1.41 | 1.41 | 0.937 | 0.937 | 1.115 | [30 empty] | 29.21% | 28.98% | 28.98% | 29.69% | 29.69% | - | - | - | - | - | - | - | - | - | - | - | - | - | - | - | - | - | - | - | - | - | - | - | - | - | - | - | - | - | -
| 8 | Southern | Amber | MF | 19:30 | 22:00 |  | 1.41 | 1.41 | 0.937 | 0.937 | 1.115 | [30 empty] | 10.34% | 10.38% | 10.38% | 10.01% | 10.01% | - | - | - | - | - | - | - | - | - | - | - | - | - | - | - | - | - | - | - | - | - | - | - | - | - | - | - | - | - | -
| 8 | Southern | Amber | Weekend | 9:30 | 21:30 |  | 1.41 | 1.41 | 0.937 | 0.937 | 1.115 | [30 empty] | 19.09% | 19.14% | 19.14% | 19.07% | 19.07% | - | - | - | - | - | - | - | - | - | - | - | - | - | - | - | - | - | - | - | - | - | - | - | - | - | - | - | - | - | -
| 8 | Southern | Green | MF | 0:00 | 7:00 |  | 0.502 | 0.502 | 0.045 | 0.045 | 0.054 | [30 empty] | 11.6% | 11.7% | 11.7% | 11.76% | 11.76% | - | - | - | - | - | - | - | - | - | - | - | - | - | - | - | - | - | - | - | - | - | - | - | - | - | - | - | - | - | -
| 8 | Southern | Green | MF | 22:00 | 24:00 |  | 0.502 | 0.502 | 0.045 | 0.045 | 0.054 | [30 empty] | 5.901% | 5.819% | 5.819% | 5.68% | 5.68% | - | - | - | - | - | - | - | - | - | - | - | - | - | - | - | - | - | - | - | - | - | - | - | - | - | - | - | - | - | -
| 8 | Southern | Green | Weekend | 0:00 | 9:30 |  | 0.502 | 0.502 | 0.045 | 0.045 | 0.054 | [30 empty] | 7.418% | 7.445% | 7.445% | 7.408% | 7.408% | - | - | - | - | - | - | - | - | - | - | - | - | - | - | - | - | - | - | - | - | - | - | - | - | - | - | - | - | - | -
| 8 | Southern | Green | Weekend | 21:30 | 24:00 |  | 0.502 | 0.502 | 0.045 | 0.045 | 0.054 | [30 empty] | 3.044% | 3.025% | 3.025% | 2.979% | 2.979% | - | - | - | - | - | - | - | - | - | - | - | - | - | - | - | - | - | - | - | - | - | - | - | - | - | - | - | - | - | -
| 9 | South East | Red | MF | 16:00 | 19:00 |  | 16.865 | 16.865 | 16.433 | 16.433 | 15.755 | [30 empty] | 12.81% | 12.92% | 12.92% | 12.9% | 12.9% | - | - | - | - | - | - | - | - | - | - | - | - | - | - | - | - | - | - | - | - | - | - | - | - | - | - | - | - | - | -
| 9 | South East | Amber | MF | 7:00 | 16:00 |  | 1.208 | 1.208 | 0.719 | 0.719 | 0.622 | [30 empty] | 27.49% | 27.25% | 27.25% | 27.93% | 27.93% | - | - | - | - | - | - | - | - | - | - | - | - | - | - | - | - | - | - | - | - | - | - | - | - | - | - | - | - | - | -
| 9 | South East | Amber | MF | 19:00 | 23:00 |  | 1.208 | 1.208 | 0.719 | 0.719 | 0.622 | [30 empty] | 16% | 16.01% | 16.01% | 15.47% | 15.47% | - | - | - | - | - | - | - | - | - | - | - | - | - | - | - | - | - | - | - | - | - | - | - | - | - | - | - | - | - | -
| 9 | South East | Green | MF | 0:00 | 7:00 |  | 0.665 | 0.665 | 0.11 | 0.11 | 0.192 | [30 empty] | 11.6% | 11.7% | 11.7% | 11.76% | 11.76% | - | - | - | - | - | - | - | - | - | - | - | - | - | - | - | - | - | - | - | - | - | - | - | - | - | - | - | - | - | -
| 9 | South East | Green | MF | 23:00 | 24:00 |  | 0.665 | 0.665 | 0.11 | 0.11 | 0.192 | [30 empty] | 2.552% | 2.511% | 2.511% | 2.482% | 2.482% | - | - | - | - | - | - | - | - | - | - | - | - | - | - | - | - | - | - | - | - | - | - | - | - | - | - | - | - | - | -
| 9 | South East | Green | Weekend | 0:00 | 24:00 |  | 0.665 | 0.665 | 0.11 | 0.11 | 0.192 | [30 empty] | 29.55% | 29.61% | 29.61% | 29.46% | 29.46% | - | - | - | - | - | - | - | - | - | - | - | - | - | - | - | - | - | - | - | - | - | - | - | - | - | - | - | - | - | -
| 10 | South Wales | Red | MF | 17:00 | 19:30 |  | 11.813 | 11.813 | 9.959 | 9.959 | 11.186 | [30 empty] | 11.45% | 11.56% | 11.56% | 11.43% | 11.43% | - | - | - | - | - | - | - | - | - | - | - | - | - | - | - | - | - | - | - | - | - | - | - | - | - | - | - | - | - | -
| 10 | South Wales | Amber | MF | 7:30 | 17:00 |  | 2.202 | 2.202 | 1.131 | 1.131 | 1.225 | [30 empty] | 29.78% | 29.53% | 29.53% | 30.32% | 30.32% | - | - | - | - | - | - | - | - | - | - | - | - | - | - | - | - | - | - | - | - | - | - | - | - | - | - | - | - | - | -
| 10 | South Wales | Amber | MF | 19:30 | 22:00 |  | 2.202 | 2.202 | 1.131 | 1.131 | 1.225 | [30 empty] | 10.34% | 10.38% | 10.38% | 10.01% | 10.01% | - | - | - | - | - | - | - | - | - | - | - | - | - | - | - | - | - | - | - | - | - | - | - | - | - | - | - | - | - | -
| 10 | South Wales | Amber | Weekend | 12:00 | 13:00 |  | 2.202 | 2.202 | 1.131 | 1.131 | 1.225 | [30 empty] | 1.516% | 1.522% | 1.522% | 1.547% | 1.547% | - | - | - | - | - | - | - | - | - | - | - | - | - | - | - | - | - | - | - | - | - | - | - | - | - | - | - | - | - | -
| 10 | South Wales | Amber | Weekend | 16:00 | 21:00 |  | 2.202 | 2.202 | 1.131 | 1.131 | 1.225 | [30 empty] | 8.724% | 8.769% | 8.769% | 8.709% | 8.709% | - | - | - | - | - | - | - | - | - | - | - | - | - | - | - | - | - | - | - | - | - | - | - | - | - | - | - | - | - | -
| 10 | South Wales | Green | MF | 0:00 | 7:30 |  | 1.441 | 1.441 | 0.161 | 0.161 | 0.134 | [30 empty] | 12.97% | 13.11% | 13.11% | 13.11% | 13.11% | - | - | - | - | - | - | - | - | - | - | - | - | - | - | - | - | - | - | - | - | - | - | - | - | - | - | - | - | - | -
| 10 | South Wales | Green | MF | 22:00 | 24:00 |  | 1.441 | 1.441 | 0.161 | 0.161 | 0.134 | [30 empty] | 5.901% | 5.819% | 5.819% | 5.68% | 5.68% | - | - | - | - | - | - | - | - | - | - | - | - | - | - | - | - | - | - | - | - | - | - | - | - | - | - | - | - | - | -
| 10 | South Wales | Green | Weekend | 0:00 | 12:00 |  | 1.441 | 1.441 | 0.161 | 0.161 | 0.134 | [30 empty] | 11.15% | 11.17% | 11.17% | 11.06% | 11.06% | - | - | - | - | - | - | - | - | - | - | - | - | - | - | - | - | - | - | - | - | - | - | - | - | - | - | - | - | - | -
| 10 | South Wales | Green | Weekend | 13:00 | 16:00 |  | 1.441 | 1.441 | 0.161 | 0.161 | 0.134 | [30 empty] | 4.34% | 4.355% | 4.355% | 4.406% | 4.406% | - | - | - | - | - | - | - | - | - | - | - | - | - | - | - | - | - | - | - | - | - | - | - | - | - | - | - | - | - | -
| 10 | South Wales | Green | Weekend | 21:00 | 24:00 |  | 1.441 | 1.441 | 0.161 | 0.161 | 0.134 | [30 empty] | 3.82% | 3.795% | 3.795% | 3.73% | 3.73% | - | - | - | - | - | - | - | - | - | - | - | - | - | - | - | - | - | - | - | - | - | - | - | - | - | - | - | - | - | -
| 11 | Southern Western | Red | MF | 17:00 | 19:00 |  | 15.692 | 15.692 | 14.405 | 14.405 | 16.367 | [30 empty] | 9.146% | 9.232% | 9.232% | 9.162% | 9.162% | - | - | - | - | - | - | - | - | - | - | - | - | - | - | - | - | - | - | - | - | - | - | - | - | - | - | - | - | - | -
| 11 | Southern Western | Amber | MF | 7:30 | 17:00 |  | 2.081 | 2.081 | 0.724 | 0.724 | 0.708 | [30 empty] | 29.78% | 29.53% | 29.53% | 30.32% | 30.32% | - | - | - | - | - | - | - | - | - | - | - | - | - | - | - | - | - | - | - | - | - | - | - | - | - | - | - | - | - | -
| 11 | Southern Western | Amber | MF | 19:00 | 21:30 |  | 2.081 | 2.081 | 0.724 | 0.724 | 0.708 | [30 empty] | 10.76% | 10.83% | 10.83% | 10.47% | 10.47% | - | - | - | - | - | - | - | - | - | - | - | - | - | - | - | - | - | - | - | - | - | - | - | - | - | - | - | - | - | -
| 11 | Southern Western | Amber | Weekend | 16:30 | 19:30 |  | 2.081 | 2.081 | 0.724 | 0.724 | 0.708 | [30 empty] | 5.431% | 5.473% | 5.473% | 5.456% | 5.456% | - | - | - | - | - | - | - | - | - | - | - | - | - | - | - | - | - | - | - | - | - | - | - | - | - | - | - | - | - | -
| 11 | Southern Western | Green | MF | 0:00 | 7:30 |  | 1.441 | 1.441 | 0.069 | 0.069 | 0.044 | [30 empty] | 12.97% | 13.11% | 13.11% | 13.11% | 13.11% | - | - | - | - | - | - | - | - | - | - | - | - | - | - | - | - | - | - | - | - | - | - | - | - | - | - | - | - | - | -
| 11 | Southern Western | Green | MF | 21:30 | 24:00 |  | 1.441 | 1.441 | 0.069 | 0.069 | 0.044 | [30 empty] | 7.788% | 7.695% | 7.695% | 7.486% | 7.486% | - | - | - | - | - | - | - | - | - | - | - | - | - | - | - | - | - | - | - | - | - | - | - | - | - | - | - | - | - | -
| 11 | Southern Western | Green | Weekend | 0:00 | 16:30 |  | 1.441 | 1.441 | 0.069 | 0.069 | 0.044 | [30 empty] | 17.78% | 17.82% | 17.82% | 17.8% | 17.8% | - | - | - | - | - | - | - | - | - | - | - | - | - | - | - | - | - | - | - | - | - | - | - | - | - | - | - | - | - | -
| 11 | Southern Western | Green | Weekend | 19:30 | 24:00 |  | 1.441 | 1.441 | 0.069 | 0.069 | 0.044 | [30 empty] | 6.341% | 6.314% | 6.314% | 6.197% | 6.197% | - | - | - | - | - | - | - | - | - | - | - | - | - | - | - | - | - | - | - | - | - | - | - | - | - | - | - | - | - | -
| 12 | Yorkshire | Red | MF | 16:00 | 19:30 |  | 5.555 | 5.555 | 4.192 | 4.192 | 4.224 | [30 empty] | 15.12% | 15.25% | 15.25% | 15.17% | 15.17% | - | - | - | - | - | - | - | - | - | - | - | - | - | - | - | - | - | - | - | - | - | - | - | - | - | - | - | - | - | -
| 12 | Yorkshire | Amber | MF | 8:00 | 16:00 |  | 1.826 | 1.826 | 0.879 | 0.879 | 1.134 | [30 empty] | 24.63% | 24.33% | 24.33% | 25.12% | 25.12% | - | - | - | - | - | - | - | - | - | - | - | - | - | - | - | - | - | - | - | - | - | - | - | - | - | - | - | - | - | -
| 12 | Yorkshire | Amber | MF | 19:30 | 22:00 |  | 1.826 | 1.826 | 0.879 | 0.879 | 1.134 | [30 empty] | 10.34% | 10.38% | 10.38% | 10.01% | 10.01% | - | - | - | - | - | - | - | - | - | - | - | - | - | - | - | - | - | - | - | - | - | - | - | - | - | - | - | - | - | -
| 12 | Yorkshire | Green | MF | 0:00 | 8:00 |  | 1.104 | 1.104 | 0.086 | 0.086 | 0.161 | [30 empty] | 14.46% | 14.62% | 14.62% | 14.57% | 14.57% | - | - | - | - | - | - | - | - | - | - | - | - | - | - | - | - | - | - | - | - | - | - | - | - | - | - | - | - | - | -
| 12 | Yorkshire | Green | MF | 22:00 | 24:00 |  | 1.104 | 1.104 | 0.086 | 0.086 | 0.161 | [30 empty] | 5.901% | 5.819% | 5.819% | 5.68% | 5.68% | - | - | - | - | - | - | - | - | - | - | - | - | - | - | - | - | - | - | - | - | - | - | - | - | - | - | - | - | - | -
| 12 | Yorkshire | Green | Weekend | 0:00 | 24:00 |  | 1.104 | 1.104 | 0.086 | 0.086 | 0.161 | [30 empty] | 29.55% | 29.61% | 29.61% | 29.46% | 29.46% | - | - | - | - | - | - | - | - | - | - | - | - | - | - | - | - | - | - | - | - | - | - | - | - | - | - | - | - | - | -
| 13 | Southern Scotland | Red | MF | 16:30 | 19:30 |  | 10.155 | 10.155 | 8.501 | 8.501 | 7.778 | [30 empty] | 13.39% | 13.52% | 13.52% | 13.41% | 13.41% | - | - | - | - | - | - | - | - | - | - | - | - | - | - | - | - | - | - | - | - | - | - | - | - | - | - | - | - | - | -
| 13 | Southern Scotland | Amber | MF | 8:00 | 16:30 |  | 2.03 | 2.03 | 0.962 | 0.962 | 0.844 | [30 empty] | 26.35% | 26.06% | 26.06% | 26.88% | 26.88% | - | - | - | - | - | - | - | - | - | - | - | - | - | - | - | - | - | - | - | - | - | - | - | - | - | - | - | - | - | -
| 13 | Southern Scotland | Amber | MF | 19:30 | 22:30 |  | 2.03 | 2.03 | 0.962 | 0.962 | 0.844 | [30 empty] | 12.11% | 12.13% | 12.13% | 11.69% | 11.69% | - | - | - | - | - | - | - | - | - | - | - | - | - | - | - | - | - | - | - | - | - | - | - | - | - | - | - | - | - | -
| 13 | Southern Scotland | Amber | Weekend | 16:00 | 20:00 |  | 2.03 | 2.03 | 0.962 | 0.962 | 0.844 | [30 empty] | 7.075% | 7.124% | 7.124% | 7.102% | 7.102% | - | - | - | - | - | - | - | - | - | - | - | - | - | - | - | - | - | - | - | - | - | - | - | - | - | - | - | - | - | -
| 13 | Southern Scotland | Green | MF | 0:00 | 8:00 |  | 1.17 | 1.17 | 0.019 | 0.019 | 0.016 | [30 empty] | 14.46% | 14.62% | 14.62% | 14.57% | 14.57% | - | - | - | - | - | - | - | - | - | - | - | - | - | - | - | - | - | - | - | - | - | - | - | - | - | - | - | - | - | -
| 13 | Southern Scotland | Green | MF | 22:30 | 24:00 |  | 1.17 | 1.17 | 0.019 | 0.019 | 0.016 | [30 empty] | 4.133% | 4.069% | 4.069% | 3.997% | 3.997% | - | - | - | - | - | - | - | - | - | - | - | - | - | - | - | - | - | - | - | - | - | - | - | - | - | - | - | - | - | -
| 13 | Southern Scotland | Green | Weekend | 0:00 | 16:00 |  | 1.17 | 1.17 | 0.019 | 0.019 | 0.016 | [30 empty] | 17.01% | 17.05% | 17.05% | 17.02% | 17.02% | - | - | - | - | - | - | - | - | - | - | - | - | - | - | - | - | - | - | - | - | - | - | - | - | - | - | - | - | - | -
| 13 | Southern Scotland | Green | Weekend | 20:00 | 24:00 |  | 1.17 | 1.17 | 0.019 | 0.019 | 0.016 | [30 empty] | 5.469% | 5.44% | 5.44% | 5.337% | 5.337% | - | - | - | - | - | - | - | - | - | - | - | - | - | - | - | - | - | - | - | - | - | - | - | - | - | - | - | - | - | -
| 14 | Northern Scotland | Red | MF | 16:00 | 19:00 |  | 11.165 | 11.165 | 8.758 | 8.758 | 7.922 | [30 empty] | 12.81% | 12.92% | 12.92% | 12.9% | 12.9% | - | - | - | - | - | - | - | - | - | - | - | - | - | - | - | - | - | - | - | - | - | - | - | - | - | - | - | - | - | -
| 14 | Northern Scotland | Amber | MF | 7:00 | 16:00 |  | 2.866 | 2.866 | 1.821 | 1.821 | 2.2 | [30 empty] | 27.49% | 27.25% | 27.25% | 27.93% | 27.93% | - | - | - | - | - | - | - | - | - | - | - | - | - | - | - | - | - | - | - | - | - | - | - | - | - | - | - | - | - | -
| 14 | Northern Scotland | Amber | MF | 19:00 | 21:00 |  | 2.866 | 2.866 | 1.821 | 1.821 | 2.2 | [30 empty] | 8.774% | 8.831% | 8.831% | 8.55% | 8.55% | - | - | - | - | - | - | - | - | - | - | - | - | - | - | - | - | - | - | - | - | - | - | - | - | - | - | - | - | - | -
| 14 | Northern Scotland | Amber | Weekend | 12:00 | 20:00 |  | 2.866 | 2.866 | 1.821 | 1.821 | 2.2 | [30 empty] | 12.93% | 13% | 13% | 13.06% | 13.06% | - | - | - | - | - | - | - | - | - | - | - | - | - | - | - | - | - | - | - | - | - | - | - | - | - | - | - | - | - | -
| 14 | Northern Scotland | Green | MF | 0:00 | 7:00 |  | 2.043 | 2.043 | 0.634 | 0.634 | 0.625 | [30 empty] | 11.6% | 11.7% | 11.7% | 11.76% | 11.76% | - | - | - | - | - | - | - | - | - | - | - | - | - | - | - | - | - | - | - | - | - | - | - | - | - | - | - | - | - | -
| 14 | Northern Scotland | Green | MF | 21:00 | 24:00 |  | 2.043 | 2.043 | 0.634 | 0.634 | 0.625 | [30 empty] | 9.777% | 9.69% | 9.69% | 9.405% | 9.405% | - | - | - | - | - | - | - | - | - | - | - | - | - | - | - | - | - | - | - | - | - | - | - | - | - | - | - | - | - | -
| 14 | Northern Scotland | Green | Weekend | 0:00 | 12:00 |  | 2.043 | 2.043 | 0.634 | 0.634 | 0.625 | [30 empty] | 11.15% | 11.17% | 11.17% | 11.06% | 11.06% | - | - | - | - | - | - | - | - | - | - | - | - | - | - | - | - | - | - | - | - | - | - | - | - | - | - | - | - | - | -
| 14 | Northern Scotland | Green | Weekend | 20:00 | 24:00 |  | 2.043 | 2.043 | 0.634 | 0.634 | 0.625 | [30 empty] | 5.469% | 5.44% | 5.44% | 5.337% | 5.337% | - | - | - | - | - | - | - | - | - | - | - | - | - | - | - | - | - | - | - | - | - | - | - | - | - | - | - | - | - | -
Multi-Register Metering Arrangemen | 1 | Eastern | Red | MF | 16:00 | 19:00 |  | 15.577 | 15.577 | 15.429 | 15.429 | 14.043 | [30 empty] | 9.518% | 9.46% | 9.46% | 9.824% | 9.824% | - | - | - | - | - | - | - | - | - | - | - | - | - | - | - | - | - | - | - | - | - | - | - | - | - | - | - | - | - | -
| 1 | Eastern | Amber | MF | 7:00 | 16:00 |  | 0.71 | 0.71 | 0.657 | 0.657 | 0.921 | [30 empty] | 22.69% | 22.89% | 22.89% | 24.32% | 24.32% | - | - | - | - | - | - | - | - | - | - | - | - | - | - | - | - | - | - | - | - | - | - | - | - | - | - | - | - | - | -
| 1 | Eastern | Amber | MF | 19:00 | 23:00 |  | 0.71 | 0.71 | 0.657 | 0.657 | 0.921 | [30 empty] | 12.49% | 12.35% | 12.35% | 12.14% | 12.14% | - | - | - | - | - | - | - | - | - | - | - | - | - | - | - | - | - | - | - | - | - | - | - | - | - | - | - | - | - | -
| 1 | Eastern | Green | MF | 0:00 | 7:00 |  | 0.261 | 0.261 | 0.122 | 0.122 | 0.209 | [30 empty] | 24.25% | 24.21% | 24.21% | 22.75% | 22.75% | - | - | - | - | - | - | - | - | - | - | - | - | - | - | - | - | - | - | - | - | - | - | - | - | - | - | - | - | - | -
| 1 | Eastern | Green | MF | 23:00 | 24:00 |  | 0.261 | 0.261 | 0.122 | 0.122 | 0.209 | [30 empty] | 2.147% | 2.134% | 2.134% | 2.171% | 2.171% | - | - | - | - | - | - | - | - | - | - | - | - | - | - | - | - | - | - | - | - | - | - | - | - | - | - | - | - | - | -
| 1 | Eastern | Green | Weekend | 0:00 | 24:00 |  | 0.261 | 0.261 | 0.122 | 0.122 | 0.209 | [30 empty] | 28.9% | 28.96% | 28.96% | 28.8% | 28.8% | - | - | - | - | - | - | - | - | - | - | - | - | - | - | - | - | - | - | - | - | - | - | - | - | - | - | - | - | - | -
| 2 | East Midlands | Red | MF | 16:00 | 19:00 |  | 8.743 | 8.743 | 6.803 | 6.803 | 6.602 | [30 empty] | 9.518% | 9.46% | 9.46% | 9.824% | 9.824% | - | - | - | - | - | - | - | - | - | - | - | - | - | - | - | - | - | - | - | - | - | - | - | - | - | - | - | - | - | -
| 2 | East Midlands | Amber | MF | 7:30 | 16:00 |  | 1.868 | 1.868 | 1.209 | 1.209 | 1.493 | [30 empty] | 20.87% | 20.98% | 20.98% | 22.55% | 22.55% | - | - | - | - | - | - | - | - | - | - | - | - | - | - | - | - | - | - | - | - | - | - | - | - | - | - | - | - | - | -
| 2 | East Midlands | Amber | MF | 19:00 | 21:00 |  | 1.868 | 1.868 | 1.209 | 1.209 | 1.493 | [30 empty] | 6.8% | 6.692% | 6.692% | 6.548% | 6.548% | - | - | - | - | - | - | - | - | - | - | - | - | - | - | - | - | - | - | - | - | - | - | - | - | - | - | - | - | - | -
| 2 | East Midlands | Green | MF | 0:00 | 7:30 |  | 0.935 | 0.935 | 0.089 | 0.089 | 0.124 | [30 empty] | 26.07% | 26.12% | 26.12% | 24.53% | 24.53% | - | - | - | - | - | - | - | - | - | - | - | - | - | - | - | - | - | - | - | - | - | - | - | - | - | - | - | - | - | -
| 2 | East Midlands | Green | MF | 21:00 | 24:00 |  | 0.935 | 0.935 | 0.089 | 0.089 | 0.124 | [30 empty] | 7.842% | 7.79% | 7.79% | 7.76% | 7.76% | - | - | - | - | - | - | - | - | - | - | - | - | - | - | - | - | - | - | - | - | - | - | - | - | - | - | - | - | - | -
| 2 | East Midlands | Green | Weekend | 0:00 | 24:00 |  | 0.935 | 0.935 | 0.089 | 0.089 | 0.124 | [30 empty] | 28.9% | 28.96% | 28.96% | 28.8% | 28.8% | - | - | - | - | - | - | - | - | - | - | - | - | - | - | - | - | - | - | - | - | - | - | - | - | - | - | - | - | - | -
| 3 | London | Red | MF | 11:00 | 14:00 |  | 9.694 | 9.694 | 9.469 | 9.469 | 9.557 | [30 empty] | 7.152% | 7.083% | 7.083% | 7.808% | 7.808% | - | - | - | - | - | - | - | - | - | - | - | - | - | - | - | - | - | - | - | - | - | - | - | - | - | - | - | - | - | -
| 3 | London | Red | MF | 16:00 | 19:00 |  | 9.694 | 9.694 | 9.469 | 9.469 | 9.557 | [30 empty] | 9.518% | 9.46% | 9.46% | 9.824% | 9.824% | - | - | - | - | - | - | - | - | - | - | - | - | - | - | - | - | - | - | - | - | - | - | - | - | - | - | - | - | - | -
| 3 | London | Amber | MF | 7:00 | 11:00 |  | 0.907 | 0.907 | 1.785 | 1.785 | 0.988 | [30 empty] | 10.87% | 11.15% | 11.15% | 11.49% | 11.49% | - | - | - | - | - | - | - | - | - | - | - | - | - | - | - | - | - | - | - | - | - | - | - | - | - | - | - | - | - | -
| 3 | London | Amber | MF | 14:00 | 16:00 |  | 0.907 | 0.907 | 1.785 | 1.785 | 0.988 | [30 empty] | 4.665% | 4.657% | 4.657% | 5.028% | 5.028% | - | - | - | - | - | - | - | - | - | - | - | - | - | - | - | - | - | - | - | - | - | - | - | - | - | - | - | - | - | -
| 3 | London | Amber | MF | 19:00 | 23:00 |  | 0.907 | 0.907 | 1.785 | 1.785 | 0.988 | [30 empty] | 12.49% | 12.35% | 12.35% | 12.14% | 12.14% | - | - | - | - | - | - | - | - | - | - | - | - | - | - | - | - | - | - | - | - | - | - | - | - | - | - | - | - | - | -
| 3 | London | Green | MF | 0:00 | 7:00 |  | 0 | 0 | 0.057 | 0.057 | 0 | [30 empty] | 24.25% | 24.21% | 24.21% | 22.75% | 22.75% | - | - | - | - | - | - | - | - | - | - | - | - | - | - | - | - | - | - | - | - | - | - | - | - | - | - | - | - | - | -
| 3 | London | Green | MF | 23:00 | 24:00 |  | 0 | 0 | 0.057 | 0.057 | 0 | [30 empty] | 2.147% | 2.134% | 2.134% | 2.171% | 2.171% | - | - | - | - | - | - | - | - | - | - | - | - | - | - | - | - | - | - | - | - | - | - | - | - | - | - | - | - | - | -
| 3 | London | Green | Weekend | 0:00 | 24:00 |  | 0 | 0 | 0.057 | 0.057 | 0 | [30 empty] | 28.9% | 28.96% | 28.96% | 28.8% | 28.8% | - | - | - | - | - | - | - | - | - | - | - | - | - | - | - | - | - | - | - | - | - | - | - | - | - | - | - | - | - | -
| 4 | N Wales and Mersey | Red | MF | 16:30 | 19:30 |  | 11.481 | 11.481 | 10.771 | 10.771 | 9.218 | [30 empty] | 10% | 9.924% | 9.924% | 10.15% | 10.15% | - | - | - | - | - | - | - | - | - | - | - | - | - | - | - | - | - | - | - | - | - | - | - | - | - | - | - | - | - | -
| 4 | N Wales and Mersey | Amber | MF | 8:00 | 16:30 |  | 2.962 | 2.962 | 1.938 | 1.938 | 2.298 | [30 empty] | 20.66% | 20.72% | 20.72% | 22.41% | 22.41% | - | - | - | - | - | - | - | - | - | - | - | - | - | - | - | - | - | - | - | - | - | - | - | - | - | - | - | - | - | -
| 4 | N Wales and Mersey | Amber | MF | 19:30 | 22:30 |  | 2.962 | 2.962 | 1.938 | 1.938 | 2.298 | [30 empty] | 9.46% | 9.352% | 9.352% | 9.184% | 9.184% | - | - | - | - | - | - | - | - | - | - | - | - | - | - | - | - | - | - | - | - | - | - | - | - | - | - | - | - | - | -
| 4 | N Wales and Mersey | Amber | Weekend | 16:00 | 20:00 |  | 2.962 | 2.962 | 1.938 | 1.938 | 2.298 | [30 empty] | 5.196% | 5.215% | 5.215% | 5.347% | 5.347% | - | - | - | - | - | - | - | - | - | - | - | - | - | - | - | - | - | - | - | - | - | - | - | - | - | - | - | - | - | -
| 4 | N Wales and Mersey | Green | MF | 0:00 | 8:00 |  | 1.563 | 1.563 | 0.215 | 0.215 | 0.229 | [30 empty] | 27.57% | 27.65% | 27.65% | 26.04% | 26.04% | - | - | - | - | - | - | - | - | - | - | - | - | - | - | - | - | - | - | - | - | - | - | - | - | - | - | - | - | - | -
| 4 | N Wales and Mersey | Green | MF | 22:30 | 24:00 |  | 1.563 | 1.563 | 0.215 | 0.215 | 0.229 | [30 empty] | 3.406% | 3.39% | 3.39% | 3.421% | 3.421% | - | - | - | - | - | - | - | - | - | - | - | - | - | - | - | - | - | - | - | - | - | - | - | - | - | - | - | - | - | -
| 4 | N Wales and Mersey | Green | Weekend | 0:00 | 16:00 |  | 1.563 | 1.563 | 0.215 | 0.215 | 0.229 | [30 empty] | 19.47% | 19.51% | 19.51% | 19.19% | 19.19% | - | - | - | - | - | - | - | - | - | - | - | - | - | - | - | - | - | - | - | - | - | - | - | - | - | - | - | - | - | -
| 4 | N Wales and Mersey | Green | Weekend | 20:00 | 24:00 |  | 1.563 | 1.563 | 0.215 | 0.215 | 0.229 | [30 empty] | 4.235% | 4.232% | 4.232% | 4.257% | 4.257% | - | - | - | - | - | - | - | - | - | - | - | - | - | - | - | - | - | - | - | - | - | - | - | - | - | - | - | - | - | -
| 5 | Midlands | Red | MF | 16:00 | 19:00 |  | 7.704 | 7.704 | 6.022 | 6.022 | 6.555 | [30 empty] | 9.518% | 9.46% | 9.46% | 9.824% | 9.824% | - | - | - | - | - | - | - | - | - | - | - | - | - | - | - | - | - | - | - | - | - | - | - | - | - | - | - | - | - | -
| 5 | Midlands | Amber | MF | 7:30 | 16:00 |  | 1.903 | 1.903 | 0.951 | 0.951 | 1.164 | [30 empty] | 20.87% | 20.98% | 20.98% | 22.55% | 22.55% | - | - | - | - | - | - | - | - | - | - | - | - | - | - | - | - | - | - | - | - | - | - | - | - | - | - | - | - | - | -
| 5 | Midlands | Amber | MF | 19:00 | 21:00 |  | 1.903 | 1.903 | 0.951 | 0.951 | 1.164 | [30 empty] | 6.8% | 6.692% | 6.692% | 6.548% | 6.548% | - | - | - | - | - | - | - | - | - | - | - | - | - | - | - | - | - | - | - | - | - | - | - | - | - | - | - | - | - | -
| 5 | Midlands | Green | MF | 0:00 | 7:30 |  | 1.169 | 1.169 | 0.09 | 0.09 | 0.137 | [30 empty] | 26.07% | 26.12% | 26.12% | 24.53% | 24.53% | - | - | - | - | - | - | - | - | - | - | - | - | - | - | - | - | - | - | - | - | - | - | - | - | - | - | - | - | - | -
| 5 | Midlands | Green | MF | 21:00 | 24:00 |  | 1.169 | 1.169 | 0.09 | 0.09 | 0.137 | [30 empty] | 7.842% | 7.79% | 7.79% | 7.76% | 7.76% | - | - | - | - | - | - | - | - | - | - | - | - | - | - | - | - | - | - | - | - | - | - | - | - | - | - | - | - | - | -
| 5 | Midlands | Green | Weekend | 0:00 | 24:00 |  | 1.169 | 1.169 | 0.09 | 0.09 | 0.137 | [30 empty] | 28.9% | 28.96% | 28.96% | 28.8% | 28.8% | - | - | - | - | - | - | - | - | - | - | - | - | - | - | - | - | - | - | - | - | - | - | - | - | - | - | - | - | - | -
| 6 | Northern | Red | MF | 16:00 | 19:30 |  | 8.417 | 8.417 | 6.673 | 6.673 | 7.154 | [30 empty] | 11.29% | 11.2% | 11.2% | 11.53% | 11.53% | - | - | - | - | - | - | - | - | - | - | - | - | - | - | - | - | - | - | - | - | - | - | - | - | - | - | - | - | - | -
| 6 | Northern | Amber | MF | 8:00 | 16:00 |  | 1.999 | 1.999 | 0.8 | 0.8 | 1.055 | [30 empty] | 19.37% | 19.45% | 19.45% | 21.03% | 21.03% | - | - | - | - | - | - | - | - | - | - | - | - | - | - | - | - | - | - | - | - | - | - | - | - | - | - | - | - | - | -
| 6 | Northern | Amber | MF | 19:30 | 22:00 |  | 1.999 | 1.999 | 0.8 | 0.8 | 1.055 | [30 empty] | 8.07% | 7.977% | 7.977% | 7.824% | 7.824% | - | - | - | - | - | - | - | - | - | - | - | - | - | - | - | - | - | - | - | - | - | - | - | - | - | - | - | - | - | -
| 6 | Northern | Green | MF | 0:00 | 8:00 |  | 1.269 | 1.269 | 0.105 | 0.105 | 0.213 | [30 empty] | 27.57% | 27.65% | 27.65% | 26.04% | 26.04% | - | - | - | - | - | - | - | - | - | - | - | - | - | - | - | - | - | - | - | - | - | - | - | - | - | - | - | - | - | -
| 6 | Northern | Green | MF | 22:00 | 24:00 |  | 1.269 | 1.269 | 0.105 | 0.105 | 0.213 | [30 empty] | 4.797% | 4.765% | 4.765% | 4.78% | 4.78% | - | - | - | - | - | - | - | - | - | - | - | - | - | - | - | - | - | - | - | - | - | - | - | - | - | - | - | - | - | -
| 6 | Northern | Green | Weekend | 0:00 | 24:00 |  | 1.269 | 1.269 | 0.105 | 0.105 | 0.213 | [30 empty] | 28.9% | 28.96% | 28.96% | 28.8% | 28.8% | - | - | - | - | - | - | - | - | - | - | - | - | - | - | - | - | - | - | - | - | - | - | - | - | - | - | - | - | - | -
| 7 | North West | Red | MF | 16:00 | 19:00 |  | 9.18 | 9.18 | 8.351 | 8.351 | 10.266 | [30 empty] | 9.518% | 9.46% | 9.46% | 9.824% | 9.824% | - | - | - | - | - | - | - | - | - | - | - | - | - | - | - | - | - | - | - | - | - | - | - | - | - | - | - | - | - | -
| 7 | North West | Amber | MF | 9:00 | 16:00 |  | 1.881 | 1.881 | 1.517 | 1.517 | 2.136 | [30 empty] | 16.67% | 16.7% | 16.7% | 18.2% | 18.2% | - | - | - | - | - | - | - | - | - | - | - | - | - | - | - | - | - | - | - | - | - | - | - | - | - | - | - | - | - | -
| 7 | North West | Amber | MF | 19:00 | 20:30 |  | 1.881 | 1.881 | 1.517 | 1.517 | 2.136 | [30 empty] | 5.175% | 5.089% | 5.089% | 4.969% | 4.969% | - | - | - | - | - | - | - | - | - | - | - | - | - | - | - | - | - | - | - | - | - | - | - | - | - | - | - | - | - | -
| 7 | North West | Amber | Weekend | 16:00 | 19:00 |  | 1.881 | 1.881 | 1.517 | 1.517 | 2.136 | [30 empty] | 3.908% | 3.934% | 3.934% | 4.055% | 4.055% | - | - | - | - | - | - | - | - | - | - | - | - | - | - | - | - | - | - | - | - | - | - | - | - | - | - | - | - | - | -
| 7 | North West | Green | MF | 0:00 | 9:00 |  | 0.686 | 0.686 | 0.214 | 0.214 | 0.19 | [30 empty] | 30.27% | 30.4% | 30.4% | 28.87% | 28.87% | - | - | - | - | - | - | - | - | - | - | - | - | - | - | - | - | - | - | - | - | - | - | - | - | - | - | - | - | - | -
| 7 | North West | Green | MF | 20:30 | 24:00 |  | 0.686 | 0.686 | 0.214 | 0.214 | 0.19 | [30 empty] | 9.467% | 9.393% | 9.393% | 9.338% | 9.338% | - | - | - | - | - | - | - | - | - | - | - | - | - | - | - | - | - | - | - | - | - | - | - | - | - | - | - | - | - | -
| 7 | North West | Green | Weekend | 0:00 | 16:00 |  | 0.686 | 0.686 | 0.214 | 0.214 | 0.19 | [30 empty] | 19.47% | 19.51% | 19.51% | 19.19% | 19.19% | - | - | - | - | - | - | - | - | - | - | - | - | - | - | - | - | - | - | - | - | - | - | - | - | - | - | - | - | - | -
| 7 | North West | Green | Weekend | 19:00 | 24:00 |  | 0.686 | 0.686 | 0.214 | 0.214 | 0.19 | [30 empty] | 5.524% | 5.513% | 5.513% | 5.548% | 5.548% | - | - | - | - | - | - | - | - | - | - | - | - | - | - | - | - | - | - | - | - | - | - | - | - | - | - | - | - | - | -
| 8 | Southern | Red | MF | 16:30 | 19:30 |  | 9.017 | 9.017 | 7.833 | 7.833 | 8.599 | [30 empty] | 10% | 9.924% | 9.924% | 10.15% | 10.15% | - | - | - | - | - | - | - | - | - | - | - | - | - | - | - | - | - | - | - | - | - | - | - | - | - | - | - | - | - | -
| 8 | Southern | Amber | MF | 7:00 | 16:30 |  | 1.41 | 1.41 | 0.937 | 0.937 | 1.115 | [30 empty] | 23.98% | 24.16% | 24.16% | 25.71% | 25.71% | - | - | - | - | - | - | - | - | - | - | - | - | - | - | - | - | - | - | - | - | - | - | - | - | - | - | - | - | - | -
| 8 | Southern | Amber | MF | 19:30 | 22:00 |  | 1.41 | 1.41 | 0.937 | 0.937 | 1.115 | [30 empty] | 8.07% | 7.977% | 7.977% | 7.824% | 7.824% | - | - | - | - | - | - | - | - | - | - | - | - | - | - | - | - | - | - | - | - | - | - | - | - | - | - | - | - | - | -
| 8 | Southern | Amber | Weekend | 9:30 | 21:30 |  | 1.41 | 1.41 | 0.937 | 0.937 | 1.115 | [30 empty] | 14.29% | 14.34% | 14.34% | 14.65% | 14.65% | - | - | - | - | - | - | - | - | - | - | - | - | - | - | - | - | - | - | - | - | - | - | - | - | - | - | - | - | - | -
| 8 | Southern | Green | MF | 0:00 | 7:00 |  | 0.502 | 0.502 | 0.045 | 0.045 | 0.054 | [30 empty] | 24.25% | 24.21% | 24.21% | 22.75% | 22.75% | - | - | - | - | - | - | - | - | - | - | - | - | - | - | - | - | - | - | - | - | - | - | - | - | - | - | - | - | - | -
| 8 | Southern | Green | MF | 22:00 | 24:00 |  | 0.502 | 0.502 | 0.045 | 0.045 | 0.054 | [30 empty] | 4.797% | 4.765% | 4.765% | 4.78% | 4.78% | - | - | - | - | - | - | - | - | - | - | - | - | - | - | - | - | - | - | - | - | - | - | - | - | - | - | - | - | - | -
| 8 | Southern | Green | Weekend | 0:00 | 9:30 |  | 0.502 | 0.502 | 0.045 | 0.045 | 0.054 | [30 empty] | 12.2% | 12.21% | 12.21% | 11.71% | 11.71% | - | - | - | - | - | - | - | - | - | - | - | - | - | - | - | - | - | - | - | - | - | - | - | - | - | - | - | - | - | -
| 8 | Southern | Green | Weekend | 21:30 | 24:00 |  | 0.502 | 0.502 | 0.045 | 0.045 | 0.054 | [30 empty] | 2.405% | 2.406% | 2.406% | 2.435% | 2.435% | - | - | - | - | - | - | - | - | - | - | - | - | - | - | - | - | - | - | - | - | - | - | - | - | - | - | - | - | - | -
| 9 | South East | Red | MF | 16:00 | 19:00 |  | 16.865 | 16.865 | 16.433 | 16.433 | 15.755 | [30 empty] | 9.518% | 9.46% | 9.46% | 9.824% | 9.824% | - | - | - | - | - | - | - | - | - | - | - | - | - | - | - | - | - | - | - | - | - | - | - | - | - | - | - | - | - | -
| 9 | South East | Amber | MF | 7:00 | 16:00 |  | 1.208 | 1.208 | 0.719 | 0.719 | 0.622 | [30 empty] | 22.69% | 22.89% | 22.89% | 24.32% | 24.32% | - | - | - | - | - | - | - | - | - | - | - | - | - | - | - | - | - | - | - | - | - | - | - | - | - | - | - | - | - | -
| 9 | South East | Amber | MF | 19:00 | 23:00 |  | 1.208 | 1.208 | 0.719 | 0.719 | 0.622 | [30 empty] | 12.49% | 12.35% | 12.35% | 12.14% | 12.14% | - | - | - | - | - | - | - | - | - | - | - | - | - | - | - | - | - | - | - | - | - | - | - | - | - | - | - | - | - | -
| 9 | South East | Green | MF | 0:00 | 7:00 |  | 0.665 | 0.665 | 0.11 | 0.11 | 0.192 | [30 empty] | 24.25% | 24.21% | 24.21% | 22.75% | 22.75% | - | - | - | - | - | - | - | - | - | - | - | - | - | - | - | - | - | - | - | - | - | - | - | - | - | - | - | - | - | -
| 9 | South East | Green | MF | 23:00 | 24:00 |  | 0.665 | 0.665 | 0.11 | 0.11 | 0.192 | [30 empty] | 2.147% | 2.134% | 2.134% | 2.171% | 2.171% | - | - | - | - | - | - | - | - | - | - | - | - | - | - | - | - | - | - | - | - | - | - | - | - | - | - | - | - | - | -
| 9 | South East | Green | Weekend | 0:00 | 24:00 |  | 0.665 | 0.665 | 0.11 | 0.11 | 0.192 | [30 empty] | 28.9% | 28.96% | 28.96% | 28.8% | 28.8% | - | - | - | - | - | - | - | - | - | - | - | - | - | - | - | - | - | - | - | - | - | - | - | - | - | - | - | - | - | -
| 10 | South Wales | Red | MF | 17:00 | 19:30 |  | 11.813 | 11.813 | 9.959 | 9.959 | 11.186 | [30 empty] | 8.562% | 8.492% | 8.492% | 8.624% | 8.624% | - | - | - | - | - | - | - | - | - | - | - | - | - | - | - | - | - | - | - | - | - | - | - | - | - | - | - | - | - | -
| 10 | South Wales | Amber | MF | 7:30 | 17:00 |  | 2.202 | 2.202 | 1.131 | 1.131 | 1.225 | [30 empty] | 23.61% | 23.69% | 23.69% | 25.45% | 25.45% | - | - | - | - | - | - | - | - | - | - | - | - | - | - | - | - | - | - | - | - | - | - | - | - | - | - | - | - | - | -
| 10 | South Wales | Amber | MF | 19:30 | 22:00 |  | 2.202 | 2.202 | 1.131 | 1.131 | 1.225 | [30 empty] | 8.07% | 7.977% | 7.977% | 7.824% | 7.824% | - | - | - | - | - | - | - | - | - | - | - | - | - | - | - | - | - | - | - | - | - | - | - | - | - | - | - | - | - | -
| 10 | South Wales | Amber | Weekend | 12:00 | 13:00 |  | 2.202 | 2.202 | 1.131 | 1.131 | 1.225 | [30 empty] | 1.146% | 1.143% | 1.143% | 1.195% | 1.195% | - | - | - | - | - | - | - | - | - | - | - | - | - | - | - | - | - | - | - | - | - | - | - | - | - | - | - | - | - | -
| 10 | South Wales | Amber | Weekend | 16:00 | 21:00 |  | 2.202 | 2.202 | 1.131 | 1.131 | 1.225 | [30 empty] | 6.435% | 6.447% | 6.447% | 6.578% | 6.578% | - | - | - | - | - | - | - | - | - | - | - | - | - | - | - | - | - | - | - | - | - | - | - | - | - | - | - | - | - | -
| 10 | South Wales | Green | MF | 0:00 | 7:30 |  | 1.441 | 1.441 | 0.161 | 0.161 | 0.134 | [30 empty] | 26.07% | 26.12% | 26.12% | 24.53% | 24.53% | - | - | - | - | - | - | - | - | - | - | - | - | - | - | - | - | - | - | - | - | - | - | - | - | - | - | - | - | - | -
| 10 | South Wales | Green | MF | 22:00 | 24:00 |  | 1.441 | 1.441 | 0.161 | 0.161 | 0.134 | [30 empty] | 4.797% | 4.765% | 4.765% | 4.78% | 4.78% | - | - | - | - | - | - | - | - | - | - | - | - | - | - | - | - | - | - | - | - | - | - | - | - | - | - | - | - | - | -
| 10 | South Wales | Green | Weekend | 0:00 | 12:00 |  | 1.441 | 1.441 | 0.161 | 0.161 | 0.134 | [30 empty] | 15.06% | 15.06% | 15.06% | 14.59% | 14.59% | - | - | - | - | - | - | - | - | - | - | - | - | - | - | - | - | - | - | - | - | - | - | - | - | - | - | - | - | - | -
| 10 | South Wales | Green | Weekend | 13:00 | 16:00 |  | 1.441 | 1.441 | 0.161 | 0.161 | 0.134 | [30 empty] | 3.267% | 3.306% | 3.306% | 3.403% | 3.403% | - | - | - | - | - | - | - | - | - | - | - | - | - | - | - | - | - | - | - | - | - | - | - | - | - | - | - | - | - | -
| 10 | South Wales | Green | Weekend | 21:00 | 24:00 |  | 1.441 | 1.441 | 0.161 | 0.161 | 0.134 | [30 empty] | 2.996% | 3% | 3% | 3.026% | 3.026% | - | - | - | - | - | - | - | - | - | - | - | - | - | - | - | - | - | - | - | - | - | - | - | - | - | - | - | - | - | -
| 11 | Southern Western | Red | MF | 17:00 | 19:00 |  | 15.692 | 15.692 | 14.405 | 14.405 | 16.367 | [30 empty] | 6.787% | 6.751% | 6.751% | 6.921% | 6.921% | - | - | - | - | - | - | - | - | - | - | - | - | - | - | - | - | - | - | - | - | - | - | - | - | - | - | - | - | - | -
| 11 | Southern Western | Amber | MF | 7:30 | 17:00 |  | 2.081 | 2.081 | 0.724 | 0.724 | 0.708 | [30 empty] | 23.61% | 23.69% | 23.69% | 25.45% | 25.45% | - | - | - | - | - | - | - | - | - | - | - | - | - | - | - | - | - | - | - | - | - | - | - | - | - | - | - | - | - | -
| 11 | Southern Western | Amber | MF | 19:00 | 21:30 |  | 2.081 | 2.081 | 0.724 | 0.724 | 0.708 | [30 empty] | 8.37% | 8.252% | 8.252% | 8.075% | 8.075% | - | - | - | - | - | - | - | - | - | - | - | - | - | - | - | - | - | - | - | - | - | - | - | - | - | - | - | - | - | -
| 11 | Southern Western | Amber | Weekend | 16:30 | 19:30 |  | 2.081 | 2.081 | 0.724 | 0.724 | 0.708 | [30 empty] | 3.994% | 4.017% | 4.017% | 4.12% | 4.12% | - | - | - | - | - | - | - | - | - | - | - | - | - | - | - | - | - | - | - | - | - | - | - | - | - | - | - | - | - | -
| 11 | Southern Western | Green | MF | 0:00 | 7:30 |  | 1.441 | 1.441 | 0.069 | 0.069 | 0.044 | [30 empty] | 26.07% | 26.12% | 26.12% | 24.53% | 24.53% | - | - | - | - | - | - | - | - | - | - | - | - | - | - | - | - | - | - | - | - | - | - | - | - | - | - | - | - | - | -
| 11 | Southern Western | Green | MF | 21:30 | 24:00 |  | 1.441 | 1.441 | 0.069 | 0.069 | 0.044 | [30 empty] | 6.271% | 6.23% | 6.23% | 6.233% | 6.233% | - | - | - | - | - | - | - | - | - | - | - | - | - | - | - | - | - | - | - | - | - | - | - | - | - | - | - | - | - | -
| 11 | Southern Western | Green | Weekend | 0:00 | 16:30 |  | 1.441 | 1.441 | 0.069 | 0.069 | 0.044 | [30 empty] | 20.04% | 20.08% | 20.08% | 19.79% | 19.79% | - | - | - | - | - | - | - | - | - | - | - | - | - | - | - | - | - | - | - | - | - | - | - | - | - | - | - | - | - | -
| 11 | Southern Western | Green | Weekend | 19:30 | 24:00 |  | 1.441 | 1.441 | 0.069 | 0.069 | 0.044 | [30 empty] | 4.869% | 4.86% | 4.86% | 4.887% | 4.887% | - | - | - | - | - | - | - | - | - | - | - | - | - | - | - | - | - | - | - | - | - | - | - | - | - | - | - | - | - | -
| 12 | Yorkshire | Red | MF | 16:00 | 19:30 |  | 5.555 | 5.555 | 4.192 | 4.192 | 4.224 | [30 empty] | 11.29% | 11.2% | 11.2% | 11.53% | 11.53% | - | - | - | - | - | - | - | - | - | - | - | - | - | - | - | - | - | - | - | - | - | - | - | - | - | - | - | - | - | -
| 12 | Yorkshire | Amber | MF | 8:00 | 16:00 |  | 1.826 | 1.826 | 0.879 | 0.879 | 1.134 | [30 empty] | 19.37% | 19.45% | 19.45% | 21.03% | 21.03% | - | - | - | - | - | - | - | - | - | - | - | - | - | - | - | - | - | - | - | - | - | - | - | - | - | - | - | - | - | -
| 12 | Yorkshire | Amber | MF | 19:30 | 22:00 |  | 1.826 | 1.826 | 0.879 | 0.879 | 1.134 | [30 empty] | 8.07% | 7.977% | 7.977% | 7.824% | 7.824% | - | - | - | - | - | - | - | - | - | - | - | - | - | - | - | - | - | - | - | - | - | - | - | - | - | - | - | - | - | -
| 12 | Yorkshire | Green | MF | 0:00 | 8:00 |  | 1.104 | 1.104 | 0.086 | 0.086 | 0.161 | [30 empty] | 27.57% | 27.65% | 27.65% | 26.04% | 26.04% | - | - | - | - | - | - | - | - | - | - | - | - | - | - | - | - | - | - | - | - | - | - | - | - | - | - | - | - | - | -
| 12 | Yorkshire | Green | MF | 22:00 | 24:00 |  | 1.104 | 1.104 | 0.086 | 0.086 | 0.161 | [30 empty] | 4.797% | 4.765% | 4.765% | 4.78% | 4.78% | - | - | - | - | - | - | - | - | - | - | - | - | - | - | - | - | - | - | - | - | - | - | - | - | - | - | - | - | - | -
| 12 | Yorkshire | Green | Weekend | 0:00 | 24:00 |  | 1.104 | 1.104 | 0.086 | 0.086 | 0.161 | [30 empty] | 28.9% | 28.96% | 28.96% | 28.8% | 28.8% | - | - | - | - | - | - | - | - | - | - | - | - | - | - | - | - | - | - | - | - | - | - | - | - | - | - | - | - | - | -
| 13 | Southern Scotland | Red | MF | 16:30 | 19:30 |  | 10.155 | 10.155 | 8.501 | 8.501 | 7.778 | [30 empty] | 10% | 9.924% | 9.924% | 10.15% | 10.15% | - | - | - | - | - | - | - | - | - | - | - | - | - | - | - | - | - | - | - | - | - | - | - | - | - | - | - | - | - | -
| 13 | Southern Scotland | Amber | MF | 8:00 | 16:30 |  | 2.03 | 2.03 | 0.962 | 0.962 | 0.844 | [30 empty] | 20.66% | 20.72% | 20.72% | 22.41% | 22.41% | - | - | - | - | - | - | - | - | - | - | - | - | - | - | - | - | - | - | - | - | - | - | - | - | - | - | - | - | - | -
| 13 | Southern Scotland | Amber | MF | 19:30 | 22:30 |  | 2.03 | 2.03 | 0.962 | 0.962 | 0.844 | [30 empty] | 9.46% | 9.352% | 9.352% | 9.184% | 9.184% | - | - | - | - | - | - | - | - | - | - | - | - | - | - | - | - | - | - | - | - | - | - | - | - | - | - | - | - | - | -
| 13 | Southern Scotland | Amber | Weekend | 16:00 | 20:00 |  | 2.03 | 2.03 | 0.962 | 0.962 | 0.844 | [30 empty] | 5.196% | 5.215% | 5.215% | 5.347% | 5.347% | - | - | - | - | - | - | - | - | - | - | - | - | - | - | - | - | - | - | - | - | - | - | - | - | - | - | - | - | - | -
| 13 | Southern Scotland | Green | MF | 0:00 | 8:00 |  | 1.17 | 1.17 | 0.019 | 0.019 | 0.016 | [30 empty] | 27.57% | 27.65% | 27.65% | 26.04% | 26.04% | - | - | - | - | - | - | - | - | - | - | - | - | - | - | - | - | - | - | - | - | - | - | - | - | - | - | - | - | - | -
| 13 | Southern Scotland | Green | MF | 22:30 | 24:00 |  | 1.17 | 1.17 | 0.019 | 0.019 | 0.016 | [30 empty] | 3.406% | 3.39% | 3.39% | 3.421% | 3.421% | - | - | - | - | - | - | - | - | - | - | - | - | - | - | - | - | - | - | - | - | - | - | - | - | - | - | - | - | - | -
| 13 | Southern Scotland | Green | Weekend | 0:00 | 16:00 |  | 1.17 | 1.17 | 0.019 | 0.019 | 0.016 | [30 empty] | 19.47% | 19.51% | 19.51% | 19.19% | 19.19% | - | - | - | - | - | - | - | - | - | - | - | - | - | - | - | - | - | - | - | - | - | - | - | - | - | - | - | - | - | -
| 13 | Southern Scotland | Green | Weekend | 20:00 | 24:00 |  | 1.17 | 1.17 | 0.019 | 0.019 | 0.016 | [30 empty] | 4.235% | 4.232% | 4.232% | 4.257% | 4.257% | - | - | - | - | - | - | - | - | - | - | - | - | - | - | - | - | - | - | - | - | - | - | - | - | - | - | - | - | - | -
| 14 | Northern Scotland | Red | MF | 16:00 | 19:00 |  | 11.165 | 11.165 | 8.758 | 8.758 | 7.922 | [30 empty] | 9.518% | 9.46% | 9.46% | 9.824% | 9.824% | - | - | - | - | - | - | - | - | - | - | - | - | - | - | - | - | - | - | - | - | - | - | - | - | - | - | - | - | - | -
| 14 | Northern Scotland | Amber | MF | 7:00 | 16:00 |  | 2.866 | 2.866 | 1.821 | 1.821 | 2.2 | [30 empty] | 22.69% | 22.89% | 22.89% | 24.32% | 24.32% | - | - | - | - | - | - | - | - | - | - | - | - | - | - | - | - | - | - | - | - | - | - | - | - | - | - | - | - | - | -
| 14 | Northern Scotland | Amber | MF | 19:00 | 21:00 |  | 2.866 | 2.866 | 1.821 | 1.821 | 2.2 | [30 empty] | 6.8% | 6.692% | 6.692% | 6.548% | 6.548% | - | - | - | - | - | - | - | - | - | - | - | - | - | - | - | - | - | - | - | - | - | - | - | - | - | - | - | - | - | -
| 14 | Northern Scotland | Amber | Weekend | 12:00 | 20:00 |  | 2.866 | 2.866 | 1.821 | 1.821 | 2.2 | [30 empty] | 9.609% | 9.664% | 9.664% | 9.945% | 9.945% | - | - | - | - | - | - | - | - | - | - | - | - | - | - | - | - | - | - | - | - | - | - | - | - | - | - | - | - | - | -
| 14 | Northern Scotland | Green | MF | 0:00 | 7:00 |  | 2.043 | 2.043 | 0.634 | 0.634 | 0.625 | [30 empty] | 24.25% | 24.21% | 24.21% | 22.75% | 22.75% | - | - | - | - | - | - | - | - | - | - | - | - | - | - | - | - | - | - | - | - | - | - | - | - | - | - | - | - | - | -
| 14 | Northern Scotland | Green | MF | 21:00 | 24:00 |  | 2.043 | 2.043 | 0.634 | 0.634 | 0.625 | [30 empty] | 7.842% | 7.79% | 7.79% | 7.76% | 7.76% | - | - | - | - | - | - | - | - | - | - | - | - | - | - | - | - | - | - | - | - | - | - | - | - | - | - | - | - | - | -
| 14 | Northern Scotland | Green | Weekend | 0:00 | 12:00 |  | 2.043 | 2.043 | 0.634 | 0.634 | 0.625 | [30 empty] | 15.06% | 15.06% | 15.06% | 14.59% | 14.59% | - | - | - | - | - | - | - | - | - | - | - | - | - | - | - | - | - | - | - | - | - | - | - | - | - | - | - | - | - | -
| 14 | Northern Scotland | Green | Weekend | 20:00 | 24:00 |  | 2.043 | 2.043 | 0.634 | 0.634 | 0.625 | [30 empty] | 4.235% | 4.232% | 4.232% | 4.257% | 4.257% | - | - | - | - | - | - | - | - | - | - | - | - | - | - | - | - | - | - | - | - | - | - | - | - | - | - | - | - | - | -
Note on M15: Charges with SOLR Revision Jan 2022

## 3g BSUoS trans arrangment
BSUoS Transitional arrangement
BSUoS transitional arrangment figures from the 'BSUoS Transitional arrangement calculation model', published at: | https://www.ofgem.gov.uk/sites/default/files/2023-02/Transitional%20adjustment%20calculations%20model%20v.2%20.xlsx
Due to actual data availability, we report two adjustment figures. Stage 2 values will be added in May 2023 in time for cap period 10b (July 2023-September 2023)
1. Input data Transitional arrangement
Period | Unit | Benchmark Metering Arrangement | Stage 1 | Stage 2
BSUoS charge (£/MWh at transmission system) | £ per customer per year | Single | 15.1545
BSUoS charge (£/MWh at transmission system) | £ per customer per year | Multiple | 20.0905
Note on E8: Ofgem: Stage 1 applied to cap periods 10a (Apr-Jun 23) - 11b (Jan-Mar 24) inclusive
Note on F8: Ofgem: Stage 2 applied to cap periods 10b (Jul-Sept 23) - 12a (Apr-Jun 24) inclusive