## ECO4 Partial Project Scores Mat
Measure category | Measure_Type | Pre_Main_Heating_Source | Post_Main_Heating_Source | Total Floor Area Band | Starting Band | Average Treatable Factor | Cost Savings | SAP Savings
Boiler | B_First_Time_CH | Bottled LPG Room Heaters | Fuel Cell mCHP | 0-72 | High_D | 0.96 | 499 | N/A
Boiler | B_First_Time_CH | Bottled LPG Room Heaters | Fuel Cell mCHP | 0-72 | Low_D | 0.96 | 557 | N/A
Boiler | B_First_Time_CH | Bottled LPG Room Heaters | Fuel Cell mCHP | 0-72 | High_E | 0.96 | 702 | N/A
Boiler | B_First_Time_CH | Bottled LPG Room Heaters | Fuel Cell mCHP | 0-72 | Low_E | 0.96 | 841.3 | N/A
Boiler | B_First_Time_CH | Bottled LPG Room Heaters | Fuel Cell mCHP | 0-72 | High_F | 0.96 | 1037 | N/A
Boiler | B_First_Time_CH | Bottled LPG Room Heaters | Fuel Cell mCHP | 0-72 | Low_F | 0.96 | 1255.2 | N/A
Boiler | B_First_Time_CH | Bottled LPG Room Heaters | Fuel Cell mCHP | 0-72 | High_G | 0.96 | 1561.5 | N/A
Boiler | B_First_Time_CH | Bottled LPG Room Heaters | Fuel Cell mCHP | 0-72 | Low_G | 0.96 | 1911.7 | N/A
Boiler | B_First_Time_CH | Bottled LPG Room Heaters | Fuel Cell mCHP | 73-97 | High_D | 0.96 | 488 | N/A
Boiler | B_First_Time_CH | Bottled LPG Room Heaters | Fuel Cell mCHP | 73-97 | Low_D | 0.96 | 613.1 | N/A
Boiler | B_First_Time_CH | Bottled LPG Room Heaters | Fuel Cell mCHP | 73-97 | High_E | 0.96 | 765.9 | N/A
Boiler | B_First_Time_CH | Bottled LPG Room Heaters | Fuel Cell mCHP | 73-97 | Low_E | 0.96 | 912.7 | N/A
Boiler | B_First_Time_CH | Bottled LPG Room Heaters | Fuel Cell mCHP | 73-97 | High_F | 0.96 | 1118.8 | N/A
Boiler | B_First_Time_CH | Bottled LPG Room Heaters | Fuel Cell mCHP | 73-97 | Low_F | 0.96 | 1348.7 | N/A
Boiler | B_First_Time_CH | Bottled LPG Room Heaters | Fuel Cell mCHP | 73-97 | High_G | 0.96 | 1671.3 | N/A
Boiler | B_First_Time_CH | Bottled LPG Room Heaters | Fuel Cell mCHP | 73-97 | Low_G | 0.96 | 2040.2 | N/A
Boiler | B_First_Time_CH | Bottled LPG Room Heaters | Fuel Cell mCHP | 98-199 | High_D | 0.96 | 579.5 | N/A
Boiler | B_First_Time_CH | Bottled LPG Room Heaters | Fuel Cell mCHP | 98-199 | Low_D | 0.96 | 718.9 | N/A
Boiler | B_First_Time_CH | Bottled LPG Room Heaters | Fuel Cell mCHP | 98-199 | High_E | 0.96 | 889 | N/A
Boiler | B_First_Time_CH | Bottled LPG Room Heaters | Fuel Cell mCHP | 98-199 | Low_E | 0.96 | 1052.4 | N/A
Boiler | B_First_Time_CH | Bottled LPG Room Heaters | Fuel Cell mCHP | 98-199 | High_F | 0.96 | 1281.9 | N/A
Boiler | B_First_Time_CH | Bottled LPG Room Heaters | Fuel Cell mCHP | 98-199 | Low_F | 0.96 | 1537.9 | N/A
Boiler | B_First_Time_CH | Bottled LPG Room Heaters | Fuel Cell mCHP | 98-199 | High_G | 0.96 | 1897.2 | N/A
Boiler | B_First_Time_CH | Bottled LPG Room Heaters | Fuel Cell mCHP | 98-199 | Low_G | 0.96 | 2308 | N/A
Boiler | B_First_Time_CH | Bottled LPG Room Heaters | Fuel Cell mCHP | 200+ | High_D | 0.96 | 1124.1 | N/A
Boiler | B_First_Time_CH | Bottled LPG Room Heaters | Fuel Cell mCHP | 200+ | Low_D | 0.96 | 1362.6 | N/A
Boiler | B_First_Time_CH | Bottled LPG Room Heaters | Fuel Cell mCHP | 200+ | High_E | 0.96 | 1659.7 | N/A
Boiler | B_First_Time_CH | Bottled LPG Room Heaters | Fuel Cell mCHP | 200+ | Low_E | 0.96 | 1945.1 | N/A
Boiler | B_First_Time_CH | Bottled LPG Room Heaters | Fuel Cell mCHP | 200+ | High_F | 0.96 | 2345.9 | N/A
Boiler | B_First_Time_CH | Bottled LPG Room Heaters | Fuel Cell mCHP | 200+ | Low_F | 0.96 | 2793 | N/A
Boiler | B_First_Time_CH | Bottled LPG Room Heaters | Fuel Cell mCHP | 200+ | High_G | 0.96 | 3420.5 | N/A
Boiler | B_First_Time_CH | Bottled LPG Room Heaters | Fuel Cell mCHP | 200+ | Low_G | 0.96 | 4138 | N/A
Boiler | B_Upgrade_nopreHCs | Bottled LPG Boiler | Fuel Cell mCHP | 0-72 | High_D | 0.96 | 425.1 | N/A
Boiler | B_Upgrade_nopreHCs | Bottled LPG Boiler | Fuel Cell mCHP | 0-72 | Low_D | 0.96 | 541.1 | N/A
Boiler | B_Upgrade_nopreHCs | Bottled LPG Boiler | Fuel Cell mCHP | 0-72 | High_E | 0.96 | 682.7 | N/A
Boiler | B_Upgrade_nopreHCs | Bottled LPG Boiler | Fuel Cell mCHP | 0-72 | Low_E | 0.96 | 818.8 | N/A
Boiler | B_Upgrade_nopreHCs | Bottled LPG Boiler | Fuel Cell mCHP | 0-72 | High_F | 0.96 | 1009.9 | N/A
Boiler | B_Upgrade_nopreHCs | Bottled LPG Boiler | Fuel Cell mCHP | 0-72 | Low_F | 0.96 | 1223 | N/A
Boiler | B_Upgrade_nopreHCs | Bottled LPG Boiler | Fuel Cell mCHP | 0-72 | High_G | 0.96 | 1522.2 | N/A
Boiler | B_Upgrade_nopreHCs | Bottled LPG Boiler | Fuel Cell mCHP | 0-72 | Low_G | 0.96 | 1864.3 | N/A
Boiler | B_Upgrade_nopreHCs | Bottled LPG Boiler | Fuel Cell mCHP | 73-97 | High_D | 0.96 | 468.1 | N/A
Boiler | B_Upgrade_nopreHCs | Bottled LPG Boiler | Fuel Cell mCHP | 73-97 | Low_D | 0.96 | 589.1 | N/A
Boiler | B_Upgrade_nopreHCs | Bottled LPG Boiler | Fuel Cell mCHP | 73-97 | High_E | 0.96 | 736.8 | N/A
Boiler | B_Upgrade_nopreHCs | Bottled LPG Boiler | Fuel Cell mCHP | 73-97 | Low_E | 0.96 | 878.7 | N/A
Boiler | B_Upgrade_nopreHCs | Bottled LPG Boiler | Fuel Cell mCHP | 73-97 | High_F | 0.96 | 1078 | N/A
Boiler | B_Upgrade_nopreHCs | Bottled LPG Boiler | Fuel Cell mCHP | 73-97 | Low_F | 0.96 | 1300.3 | N/A
Boiler | B_Upgrade_nopreHCs | Bottled LPG Boiler | Fuel Cell mCHP | 73-97 | High_G | 0.96 | 1612.3 | N/A
Boiler | B_Upgrade_nopreHCs | Bottled LPG Boiler | Fuel Cell mCHP | 73-97 | Low_G | 0.96 | 1969.1 | N/A
Boiler | B_Upgrade_nopreHCs | Bottled LPG Boiler | Fuel Cell mCHP | 98-199 | High_D | 0.96 | 548.2 | N/A
Boiler | B_Upgrade_nopreHCs | Bottled LPG Boiler | Fuel Cell mCHP | 98-199 | Low_D | 0.96 | 681.2 | N/A
Boiler | B_Upgrade_nopreHCs | Bottled LPG Boiler | Fuel Cell mCHP | 98-199 | High_E | 0.96 | 843.5 | N/A
Boiler | B_Upgrade_nopreHCs | Bottled LPG Boiler | Fuel Cell mCHP | 98-199 | Low_E | 0.96 | 999.4 | N/A
Boiler | B_Upgrade_nopreHCs | Bottled LPG Boiler | Fuel Cell mCHP | 98-199 | High_F | 0.96 | 1218.4 | N/A
Boiler | B_Upgrade_nopreHCs | Bottled LPG Boiler | Fuel Cell mCHP | 98-199 | Low_F | 0.96 | 1462.7 | N/A
Boiler | B_Upgrade_nopreHCs | Bottled LPG Boiler | Fuel Cell mCHP | 98-199 | High_G | 0.96 | 1805.5 | N/A
Boiler | B_Upgrade_nopreHCs | Bottled LPG Boiler | Fuel Cell mCHP | 98-199 | Low_G | 0.96 | 2197.5 | N/A
Boiler | B_Upgrade_nopreHCs | Bottled LPG Boiler | Fuel Cell mCHP | 200+ | High_D | 0.96 | 1057.9 | N/A
Boiler | B_Upgrade_nopreHCs | Bottled LPG Boiler | Fuel Cell mCHP | 200+ | Low_D | 0.96 | 1283.5 | N/A
Boiler | B_Upgrade_nopreHCs | Bottled LPG Boiler | Fuel Cell mCHP | 200+ | High_E | 0.96 | 1564.6 | N/A
Boiler | B_Upgrade_nopreHCs | Bottled LPG Boiler | Fuel Cell mCHP | 200+ | Low_E | 0.96 | 1834.6 | N/A
Boiler | B_Upgrade_nopreHCs | Bottled LPG Boiler | Fuel Cell mCHP | 200+ | High_F | 0.96 | 2213.8 | N/A
Boiler | B_Upgrade_nopreHCs | Bottled LPG Boiler | Fuel Cell mCHP | 200+ | Low_F | 0.96 | 2636.8 | N/A
Boiler | B_Upgrade_nopreHCs | Bottled LPG Boiler | Fuel Cell mCHP | 200+ | High_G | 0.96 | 3230.4 | N/A
Boiler | B_Upgrade_nopreHCs | Bottled LPG Boiler | Fuel Cell mCHP | 200+ | Low_G | 0.96 | 3909.3 | N/A
Boiler | B_First_Time_CH | Solid Fossil Room Heaters | Fuel Cell mCHP | 0-72 | High_D | 0.96 | 387.9 | N/A
Boiler | B_First_Time_CH | Solid Fossil Room Heaters | Fuel Cell mCHP | 0-72 | Low_D | 0.96 | 496.1 | N/A
Boiler | B_First_Time_CH | Solid Fossil Room Heaters | Fuel Cell mCHP | 0-72 | High_E | 0.96 | 628.3 | N/A
Boiler | B_First_Time_CH | Solid Fossil Room Heaters | Fuel Cell mCHP | 0-72 | Low_E | 0.96 | 755.2 | N/A
Boiler | B_First_Time_CH | Solid Fossil Room Heaters | Fuel Cell mCHP | 0-72 | High_F | 0.96 | 933.4 | N/A
Boiler | B_First_Time_CH | Solid Fossil Room Heaters | Fuel Cell mCHP | 0-72 | Low_F | 0.96 | 1132.2 | N/A
Boiler | B_First_Time_CH | Solid Fossil Room Heaters | Fuel Cell mCHP | 0-72 | High_G | 0.96 | 1411.2 | N/A
Boiler | B_First_Time_CH | Solid Fossil Room Heaters | Fuel Cell mCHP | 0-72 | Low_G | 0.96 | 1730.3 | N/A
Boiler | B_First_Time_CH | Solid Fossil Room Heaters | Fuel Cell mCHP | 73-97 | High_D | 0.96 | 411.8 | N/A
Boiler | B_First_Time_CH | Solid Fossil Room Heaters | Fuel Cell mCHP | 73-97 | Low_D | 0.96 | 521.2 | N/A
Boiler | B_First_Time_CH | Solid Fossil Room Heaters | Fuel Cell mCHP | 73-97 | High_E | 0.96 | 654.7 | N/A
Boiler | B_First_Time_CH | Solid Fossil Room Heaters | Fuel Cell mCHP | 73-97 | Low_E | 0.96 | 782.9 | N/A
Boiler | B_First_Time_CH | Solid Fossil Room Heaters | Fuel Cell mCHP | 73-97 | High_F | 0.96 | 963 | N/A
Boiler | B_First_Time_CH | Solid Fossil Room Heaters | Fuel Cell mCHP | 73-97 | Low_F | 0.96 | 1163.8 | N/A
Boiler | B_First_Time_CH | Solid Fossil Room Heaters | Fuel Cell mCHP | 73-97 | High_G | 0.96 | 1445.7 | N/A
Boiler | B_First_Time_CH | Solid Fossil Room Heaters | Fuel Cell mCHP | 73-97 | Low_G | 0.96 | 1768.1 | N/A
Boiler | B_First_Time_CH | Solid Fossil Room Heaters | Fuel Cell mCHP | 98-199 | High_D | 0.96 | 459.8 | N/A
Boiler | B_First_Time_CH | Solid Fossil Room Heaters | Fuel Cell mCHP | 98-199 | Low_D | 0.96 | 574.7 | N/A
Boiler | B_First_Time_CH | Solid Fossil Room Heaters | Fuel Cell mCHP | 98-199 | High_E | 0.96 | 715 | N/A
Boiler | B_First_Time_CH | Solid Fossil Room Heaters | Fuel Cell mCHP | 98-199 | Low_E | 0.96 | 849.7 | N/A
Boiler | B_First_Time_CH | Solid Fossil Room Heaters | Fuel Cell mCHP | 98-199 | High_F | 0.96 | 1039 | N/A
Boiler | B_First_Time_CH | Solid Fossil Room Heaters | Fuel Cell mCHP | 98-199 | Low_F | 0.96 | 1250.1 | N/A
Boiler | B_First_Time_CH | Solid Fossil Room Heaters | Fuel Cell mCHP | 98-199 | High_G | 0.96 | 1546.4 | N/A
Boiler | B_First_Time_CH | Solid Fossil Room Heaters | Fuel Cell mCHP | 98-199 | Low_G | 0.96 | 1885.2 | N/A
Boiler | B_First_Time_CH | Solid Fossil Room Heaters | Fuel Cell mCHP | 200+ | High_D | 0.96 | 870.8 | N/A
Boiler | B_First_Time_CH | Solid Fossil Room Heaters | Fuel Cell mCHP | 200+ | Low_D | 0.96 | 1060.1 | N/A
Boiler | B_First_Time_CH | Solid Fossil Room Heaters | Fuel Cell mCHP | 200+ | High_E | 0.96 | 1295.9 | N/A
Boiler | B_First_Time_CH | Solid Fossil Room Heaters | Fuel Cell mCHP | 200+ | Low_E | 0.96 | 1522.4 | N/A
Boiler | B_First_Time_CH | Solid Fossil Room Heaters | Fuel Cell mCHP | 200+ | High_F | 0.96 | 1840.6 | N/A
Boiler | B_First_Time_CH | Solid Fossil Room Heaters | Fuel Cell mCHP | 200+ | Low_F | 0.96 | 2195.4 | N/A
Boiler | B_First_Time_CH | Solid Fossil Room Heaters | Fuel Cell mCHP | 200+ | High_G | 0.96 | 2693.5 | N/A
Boiler | B_First_Time_CH | Solid Fossil Room Heaters | Fuel Cell mCHP | 200+ | Low_G | 0.96 | 3263 | N/A
Boiler | B_Upgrade_nopreHCs | Solid Fossil Boiler | Fuel Cell mCHP | 0-72 | High_D | 0.96 | 370.4 | N/A
Boiler | B_Upgrade_nopreHCs | Solid Fossil Boiler | Fuel Cell mCHP | 0-72 | Low_D | 0.96 | 474.9 | N/A
Boiler | B_Upgrade_nopreHCs | Solid Fossil Boiler | Fuel Cell mCHP | 0-72 | High_E | 0.96 | 602.5 | N/A
Boiler | B_Upgrade_nopreHCs | Solid Fossil Boiler | Fuel Cell mCHP | 0-72 | Low_E | 0.96 | 725 | N/A
Boiler | B_Upgrade_nopreHCs | Solid Fossil Boiler | Fuel Cell mCHP | 0-72 | High_F | 0.96 | 897.2 | N/A
Boiler | B_Upgrade_nopreHCs | Solid Fossil Boiler | Fuel Cell mCHP | 0-72 | Low_F | 0.96 | 1089.2 | N/A
Boiler | B_Upgrade_nopreHCs | Solid Fossil Boiler | Fuel Cell mCHP | 0-72 | High_G | 0.96 | 1358.7 | N/A
Boiler | B_Upgrade_nopreHCs | Solid Fossil Boiler | Fuel Cell mCHP | 0-72 | Low_G | 0.96 | 1666.9 | N/A
Boiler | B_Upgrade_nopreHCs | Solid Fossil Boiler | Fuel Cell mCHP | 73-97 | High_D | 0.96 | 385.2 | N/A
Boiler | B_Upgrade_nopreHCs | Solid Fossil Boiler | Fuel Cell mCHP | 73-97 | Low_D | 0.96 | 489.1 | N/A
Boiler | B_Upgrade_nopreHCs | Solid Fossil Boiler | Fuel Cell mCHP | 73-97 | High_E | 0.96 | 615.8 | N/A
Boiler | B_Upgrade_nopreHCs | Solid Fossil Boiler | Fuel Cell mCHP | 73-97 | Low_E | 0.96 | 737.5 | N/A
Boiler | B_Upgrade_nopreHCs | Solid Fossil Boiler | Fuel Cell mCHP | 73-97 | High_F | 0.96 | 908.5 | N/A
Boiler | B_Upgrade_nopreHCs | Solid Fossil Boiler | Fuel Cell mCHP | 73-97 | Low_F | 0.96 | 1099.3 | N/A
Boiler | B_Upgrade_nopreHCs | Solid Fossil Boiler | Fuel Cell mCHP | 73-97 | High_G | 0.96 | 1366.9 | N/A
Boiler | B_Upgrade_nopreHCs | Solid Fossil Boiler | Fuel Cell mCHP | 73-97 | Low_G | 0.96 | 1673 | N/A
Boiler | B_Upgrade_nopreHCs | Solid Fossil Boiler | Fuel Cell mCHP | 98-199 | High_D | 0.96 | 417.9 | N/A
Boiler | B_Upgrade_nopreHCs | Solid Fossil Boiler | Fuel Cell mCHP | 98-199 | Low_D | 0.96 | 524.3 | N/A
Boiler | B_Upgrade_nopreHCs | Solid Fossil Boiler | Fuel Cell mCHP | 98-199 | High_E | 0.96 | 654.2 | N/A
Boiler | B_Upgrade_nopreHCs | Solid Fossil Boiler | Fuel Cell mCHP | 98-199 | Low_E | 0.96 | 778.9 | N/A
Boiler | B_Upgrade_nopreHCs | Solid Fossil Boiler | Fuel Cell mCHP | 98-199 | High_F | 0.96 | 954.2 | N/A
Boiler | B_Upgrade_nopreHCs | Solid Fossil Boiler | Fuel Cell mCHP | 98-199 | Low_F | 0.96 | 1149.6 | N/A
Boiler | B_Upgrade_nopreHCs | Solid Fossil Boiler | Fuel Cell mCHP | 98-199 | High_G | 0.96 | 1423.9 | N/A
Boiler | B_Upgrade_nopreHCs | Solid Fossil Boiler | Fuel Cell mCHP | 98-199 | Low_G | 0.96 | 1737.5 | N/A
Boiler | B_Upgrade_nopreHCs | Solid Fossil Boiler | Fuel Cell mCHP | 200+ | High_D | 0.96 | 782.3 | N/A
Boiler | B_Upgrade_nopreHCs | Solid Fossil Boiler | Fuel Cell mCHP | 200+ | Low_D | 0.96 | 954.4 | N/A
Boiler | B_Upgrade_nopreHCs | Solid Fossil Boiler | Fuel Cell mCHP | 200+ | High_E | 0.96 | 1168.8 | N/A
Boiler | B_Upgrade_nopreHCs | Solid Fossil Boiler | Fuel Cell mCHP | 200+ | Low_E | 0.96 | 1374.8 | N/A
Boiler | B_Upgrade_nopreHCs | Solid Fossil Boiler | Fuel Cell mCHP | 200+ | High_F | 0.96 | 1664 | N/A
Boiler | B_Upgrade_nopreHCs | Solid Fossil Boiler | Fuel Cell mCHP | 200+ | Low_F | 0.96 | 1986.7 | N/A
Boiler | B_Upgrade_nopreHCs | Solid Fossil Boiler | Fuel Cell mCHP | 200+ | High_G | 0.96 | 2439.5 | N/A
Boiler | B_Upgrade_nopreHCs | Solid Fossil Boiler | Fuel Cell mCHP | 200+ | Low_G | 0.96 | 2957.3 | N/A
Boiler | B_First_Time_CH | Gas Fire with Back Boiler | Fuel Cell mCHP | 0-72 | High_D | 0.96 | 402.6 | N/A
Boiler | B_First_Time_CH | Gas Fire with Back Boiler | Fuel Cell mCHP | 0-72 | Low_D | 0.96 | 509.8 | N/A
Boiler | B_First_Time_CH | Gas Fire with Back Boiler | Fuel Cell mCHP | 0-72 | High_E | 0.96 | 640.7 | N/A
Boiler | B_First_Time_CH | Gas Fire with Back Boiler | Fuel Cell mCHP | 0-72 | Low_E | 0.96 | 766.4 | N/A
Boiler | B_First_Time_CH | Gas Fire with Back Boiler | Fuel Cell mCHP | 0-72 | High_F | 0.96 | 943 | N/A
Boiler | B_First_Time_CH | Gas Fire with Back Boiler | Fuel Cell mCHP | 0-72 | Low_F | 0.96 | 1139.9 | N/A
Boiler | B_First_Time_CH | Gas Fire with Back Boiler | Fuel Cell mCHP | 0-72 | High_G | 0.96 | 1416.4 | N/A
Boiler | B_First_Time_CH | Gas Fire with Back Boiler | Fuel Cell mCHP | 0-72 | Low_G | 0.96 | 1732.4 | N/A
Boiler | B_First_Time_CH | Gas Fire with Back Boiler | Fuel Cell mCHP | 73-97 | High_D | 0.96 | 429.1 | N/A
Boiler | B_First_Time_CH | Gas Fire with Back Boiler | Fuel Cell mCHP | 73-97 | Low_D | 0.96 | 536.9 | N/A
Boiler | B_First_Time_CH | Gas Fire with Back Boiler | Fuel Cell mCHP | 73-97 | High_E | 0.96 | 668.5 | N/A
Boiler | B_First_Time_CH | Gas Fire with Back Boiler | Fuel Cell mCHP | 73-97 | Low_E | 0.96 | 795 | N/A
Boiler | B_First_Time_CH | Gas Fire with Back Boiler | Fuel Cell mCHP | 73-97 | High_F | 0.96 | 972.6 | N/A
Boiler | B_First_Time_CH | Gas Fire with Back Boiler | Fuel Cell mCHP | 73-97 | Low_F | 0.96 | 1170.7 | N/A
Boiler | B_First_Time_CH | Gas Fire with Back Boiler | Fuel Cell mCHP | 73-97 | High_G | 0.96 | 1448.7 | N/A
Boiler | B_First_Time_CH | Gas Fire with Back Boiler | Fuel Cell mCHP | 73-97 | Low_G | 0.96 | 1766.6 | N/A
Boiler | B_First_Time_CH | Gas Fire with Back Boiler | Fuel Cell mCHP | 98-199 | High_D | 0.96 | 478 | N/A
Boiler | B_First_Time_CH | Gas Fire with Back Boiler | Fuel Cell mCHP | 98-199 | Low_D | 0.96 | 590.6 | N/A
Boiler | B_First_Time_CH | Gas Fire with Back Boiler | Fuel Cell mCHP | 98-199 | High_E | 0.96 | 728 | N/A
Boiler | B_First_Time_CH | Gas Fire with Back Boiler | Fuel Cell mCHP | 98-199 | Low_E | 0.96 | 860 | N/A
Boiler | B_First_Time_CH | Gas Fire with Back Boiler | Fuel Cell mCHP | 98-199 | High_F | 0.96 | 1045.5 | N/A
Boiler | B_First_Time_CH | Gas Fire with Back Boiler | Fuel Cell mCHP | 98-199 | Low_F | 0.96 | 1252.3 | N/A
Boiler | B_First_Time_CH | Gas Fire with Back Boiler | Fuel Cell mCHP | 98-199 | High_G | 0.96 | 1542.6 | N/A
Boiler | B_First_Time_CH | Gas Fire with Back Boiler | Fuel Cell mCHP | 98-199 | Low_G | 0.96 | 1874.5 | N/A
Boiler | B_First_Time_CH | Gas Fire with Back Boiler | Fuel Cell mCHP | 200+ | High_D | 0.96 | 880.8 | N/A
Boiler | B_First_Time_CH | Gas Fire with Back Boiler | Fuel Cell mCHP | 200+ | Low_D | 0.96 | 1065.4 | N/A
Boiler | B_First_Time_CH | Gas Fire with Back Boiler | Fuel Cell mCHP | 200+ | High_E | 0.96 | 1295.4 | N/A
Boiler | B_First_Time_CH | Gas Fire with Back Boiler | Fuel Cell mCHP | 200+ | Low_E | 0.96 | 1516.3 | N/A
Boiler | B_First_Time_CH | Gas Fire with Back Boiler | Fuel Cell mCHP | 200+ | High_F | 0.96 | 1826.5 | N/A
Boiler | B_First_Time_CH | Gas Fire with Back Boiler | Fuel Cell mCHP | 200+ | Low_F | 0.96 | 2172.6 | N/A
Boiler | B_First_Time_CH | Gas Fire with Back Boiler | Fuel Cell mCHP | 200+ | High_G | 0.96 | 2658.3 | N/A
Boiler | B_First_Time_CH | Gas Fire with Back Boiler | Fuel Cell mCHP | 200+ | Low_G | 0.96 | 3213.7 | N/A
Boiler | B_First_Time_CH | Gas Room Heaters | Fuel Cell mCHP | 0-72 | High_D | 0.96 | 388 | N/A
Boiler | B_First_Time_CH | Gas Room Heaters | Fuel Cell mCHP | 0-72 | Low_D | 0.96 | 491.3 | N/A
Boiler | B_First_Time_CH | Gas Room Heaters | Fuel Cell mCHP | 0-72 | High_E | 0.96 | 617.4 | N/A
Boiler | B_First_Time_CH | Gas Room Heaters | Fuel Cell mCHP | 0-72 | Low_E | 0.96 | 738.6 | N/A
Boiler | B_First_Time_CH | Gas Room Heaters | Fuel Cell mCHP | 0-72 | High_F | 0.96 | 908.7 | N/A
Boiler | B_First_Time_CH | Gas Room Heaters | Fuel Cell mCHP | 0-72 | Low_F | 0.96 | 1098.5 | N/A
Boiler | B_First_Time_CH | Gas Room Heaters | Fuel Cell mCHP | 0-72 | High_G | 0.96 | 1364.9 | N/A
Boiler | B_First_Time_CH | Gas Room Heaters | Fuel Cell mCHP | 0-72 | Low_G | 0.96 | 1669.5 | N/A
Boiler | B_First_Time_CH | Gas Room Heaters | Fuel Cell mCHP | 73-97 | High_D | 0.96 | 405.9 | N/A
Boiler | B_First_Time_CH | Gas Room Heaters | Fuel Cell mCHP | 73-97 | Low_D | 0.96 | 507.9 | N/A
Boiler | B_First_Time_CH | Gas Room Heaters | Fuel Cell mCHP | 73-97 | High_E | 0.96 | 632.5 | N/A
Boiler | B_First_Time_CH | Gas Room Heaters | Fuel Cell mCHP | 73-97 | Low_E | 0.96 | 752.1 | N/A
Boiler | B_First_Time_CH | Gas Room Heaters | Fuel Cell mCHP | 73-97 | High_F | 0.96 | 920.1 | N/A
Boiler | B_First_Time_CH | Gas Room Heaters | Fuel Cell mCHP | 73-97 | Low_F | 0.96 | 1107.5 | N/A
Boiler | B_First_Time_CH | Gas Room Heaters | Fuel Cell mCHP | 73-97 | High_G | 0.96 | 1370.5 | N/A
Boiler | B_First_Time_CH | Gas Room Heaters | Fuel Cell mCHP | 73-97 | Low_G | 0.96 | 1671.3 | N/A
Boiler | B_First_Time_CH | Gas Room Heaters | Fuel Cell mCHP | 98-199 | High_D | 0.96 | 439.8 | N/A
Boiler | B_First_Time_CH | Gas Room Heaters | Fuel Cell mCHP | 98-199 | Low_D | 0.96 | 543.3 | N/A
Boiler | B_First_Time_CH | Gas Room Heaters | Fuel Cell mCHP | 98-199 | High_E | 0.96 | 669.8 | N/A
Boiler | B_First_Time_CH | Gas Room Heaters | Fuel Cell mCHP | 98-199 | Low_E | 0.96 | 791.3 | N/A
Boiler | B_First_Time_CH | Gas Room Heaters | Fuel Cell mCHP | 98-199 | High_F | 0.96 | 961.9 | N/A
Boiler | B_First_Time_CH | Gas Room Heaters | Fuel Cell mCHP | 98-199 | Low_F | 0.96 | 1152.2 | N/A
Boiler | B_First_Time_CH | Gas Room Heaters | Fuel Cell mCHP | 98-199 | High_G | 0.96 | 1419.3 | N/A
Boiler | B_First_Time_CH | Gas Room Heaters | Fuel Cell mCHP | 98-199 | Low_G | 0.96 | 1724.7 | N/A
Boiler | B_First_Time_CH | Gas Room Heaters | Fuel Cell mCHP | 200+ | High_D | 0.96 | 794.3 | N/A
Boiler | B_First_Time_CH | Gas Room Heaters | Fuel Cell mCHP | 200+ | Low_D | 0.96 | 960.8 | N/A
Boiler | B_First_Time_CH | Gas Room Heaters | Fuel Cell mCHP | 200+ | High_E | 0.96 | 1168.1 | N/A
Boiler | B_First_Time_CH | Gas Room Heaters | Fuel Cell mCHP | 200+ | Low_E | 0.96 | 1367.4 | N/A
Boiler | B_First_Time_CH | Gas Room Heaters | Fuel Cell mCHP | 200+ | High_F | 0.96 | 1647.1 | N/A
Boiler | B_First_Time_CH | Gas Room Heaters | Fuel Cell mCHP | 200+ | Low_F | 0.96 | 1959.2 | N/A
Boiler | B_First_Time_CH | Gas Room Heaters | Fuel Cell mCHP | 200+ | High_G | 0.96 | 2397.2 | N/A
Boiler | B_First_Time_CH | Gas Room Heaters | Fuel Cell mCHP | 200+ | Low_G | 0.96 | 2898.1 | N/A
Boiler | B_Upgrade_nopreHCs | Gas Back Boiler to Radiators | Fuel Cell mCHP | 0-72 | High_D | 0.96 | 379.2 | N/A
Boiler | B_Upgrade_nopreHCs | Gas Back Boiler to Radiators | Fuel Cell mCHP | 0-72 | Low_D | 0.96 | 480.2 | N/A
Boiler | B_Upgrade_nopreHCs | Gas Back Boiler to Radiators | Fuel Cell mCHP | 0-72 | High_E | 0.96 | 603.4 | N/A
Boiler | B_Upgrade_nopreHCs | Gas Back Boiler to Radiators | Fuel Cell mCHP | 0-72 | Low_E | 0.96 | 721.9 | N/A
Boiler | B_Upgrade_nopreHCs | Gas Back Boiler to Radiators | Fuel Cell mCHP | 0-72 | High_F | 0.96 | 888.2 | N/A
Boiler | B_Upgrade_nopreHCs | Gas Back Boiler to Radiators | Fuel Cell mCHP | 0-72 | Low_F | 0.96 | 1073.7 | N/A
Boiler | B_Upgrade_nopreHCs | Gas Back Boiler to Radiators | Fuel Cell mCHP | 0-72 | High_G | 0.96 | 1334 | N/A
Boiler | B_Upgrade_nopreHCs | Gas Back Boiler to Radiators | Fuel Cell mCHP | 0-72 | Low_G | 0.96 | 1631.7 | N/A
Boiler | B_Upgrade_nopreHCs | Gas Back Boiler to Radiators | Fuel Cell mCHP | 73-97 | High_D | 0.96 | 392 | N/A
Boiler | B_Upgrade_nopreHCs | Gas Back Boiler to Radiators | Fuel Cell mCHP | 73-97 | Low_D | 0.96 | 490.5 | N/A
Boiler | B_Upgrade_nopreHCs | Gas Back Boiler to Radiators | Fuel Cell mCHP | 73-97 | High_E | 0.96 | 610.8 | N/A
Boiler | B_Upgrade_nopreHCs | Gas Back Boiler to Radiators | Fuel Cell mCHP | 73-97 | Low_E | 0.96 | 726.3 | N/A
Boiler | B_Upgrade_nopreHCs | Gas Back Boiler to Radiators | Fuel Cell mCHP | 73-97 | High_F | 0.96 | 888.6 | N/A
Boiler | B_Upgrade_nopreHCs | Gas Back Boiler to Radiators | Fuel Cell mCHP | 73-97 | Low_F | 0.96 | 1069.6 | N/A
Boiler | B_Upgrade_nopreHCs | Gas Back Boiler to Radiators | Fuel Cell mCHP | 73-97 | High_G | 0.96 | 1323.6 | N/A
Boiler | B_Upgrade_nopreHCs | Gas Back Boiler to Radiators | Fuel Cell mCHP | 73-97 | Low_G | 0.96 | 1614.1 | N/A
Boiler | B_Upgrade_nopreHCs | Gas Back Boiler to Radiators | Fuel Cell mCHP | 98-199 | High_D | 0.96 | 416.8 | N/A
Boiler | B_Upgrade_nopreHCs | Gas Back Boiler to Radiators | Fuel Cell mCHP | 98-199 | Low_D | 0.96 | 515 | N/A
Boiler | B_Upgrade_nopreHCs | Gas Back Boiler to Radiators | Fuel Cell mCHP | 98-199 | High_E | 0.96 | 634.9 | N/A
Boiler | B_Upgrade_nopreHCs | Gas Back Boiler to Radiators | Fuel Cell mCHP | 98-199 | Low_E | 0.96 | 750 | N/A
Boiler | B_Upgrade_nopreHCs | Gas Back Boiler to Radiators | Fuel Cell mCHP | 98-199 | High_F | 0.96 | 911.7 | N/A
Boiler | B_Upgrade_nopreHCs | Gas Back Boiler to Radiators | Fuel Cell mCHP | 98-199 | Low_F | 0.96 | 1092.1 | N/A
Boiler | B_Upgrade_nopreHCs | Gas Back Boiler to Radiators | Fuel Cell mCHP | 98-199 | High_G | 0.96 | 1345.3 | N/A
Boiler | B_Upgrade_nopreHCs | Gas Back Boiler to Radiators | Fuel Cell mCHP | 98-199 | Low_G | 0.96 | 1634.8 | N/A
Boiler | B_Upgrade_nopreHCs | Gas Back Boiler to Radiators | Fuel Cell mCHP | 200+ | High_D | 0.96 | 742.4 | N/A
Boiler | B_Upgrade_nopreHCs | Gas Back Boiler to Radiators | Fuel Cell mCHP | 200+ | Low_D | 0.96 | 898 | N/A
Boiler | B_Upgrade_nopreHCs | Gas Back Boiler to Radiators | Fuel Cell mCHP | 200+ | High_E | 0.96 | 1091.8 | N/A
Boiler | B_Upgrade_nopreHCs | Gas Back Boiler to Radiators | Fuel Cell mCHP | 200+ | Low_E | 0.96 | 1278 | N/A
Boiler | B_Upgrade_nopreHCs | Gas Back Boiler to Radiators | Fuel Cell mCHP | 200+ | High_F | 0.96 | 1539.5 | N/A
Boiler | B_Upgrade_nopreHCs | Gas Back Boiler to Radiators | Fuel Cell mCHP | 200+ | Low_F | 0.96 | 1831.2 | N/A
Boiler | B_Upgrade_nopreHCs | Gas Back Boiler to Radiators | Fuel Cell mCHP | 200+ | High_G | 0.96 | 2240.6 | N/A
Boiler | B_Upgrade_nopreHCs | Gas Back Boiler to Radiators | Fuel Cell mCHP | 200+ | Low_G | 0.96 | 2708.7 | N/A
Boiler | B_Upgrade_nopreHCs | Non Condensing Gas Boiler | Fuel Cell mCHP | 0-72 | High_D | 0.96 | 366 | N/A
Boiler | B_Upgrade_nopreHCs | Non Condensing Gas Boiler | Fuel Cell mCHP | 0-72 | Low_D | 0.96 | 463.5 | N/A
Boiler | B_Upgrade_nopreHCs | Non Condensing Gas Boiler | Fuel Cell mCHP | 0-72 | High_E | 0.96 | 582.5 | N/A
Boiler | B_Upgrade_nopreHCs | Non Condensing Gas Boiler | Fuel Cell mCHP | 0-72 | Low_E | 0.96 | 696.8 | N/A
Boiler | B_Upgrade_nopreHCs | Non Condensing Gas Boiler | Fuel Cell mCHP | 0-72 | High_F | 0.96 | 857.3 | N/A
Boiler | B_Upgrade_nopreHCs | Non Condensing Gas Boiler | Fuel Cell mCHP | 0-72 | Low_F | 0.96 | 1036.4 | N/A
Boiler | B_Upgrade_nopreHCs | Non Condensing Gas Boiler | Fuel Cell mCHP | 0-72 | High_G | 0.96 | 1287.7 | N/A
Boiler | B_Upgrade_nopreHCs | Non Condensing Gas Boiler | Fuel Cell mCHP | 0-72 | Low_G | 0.96 | 1575 | N/A
Boiler | B_Upgrade_nopreHCs | Non Condensing Gas Boiler | Fuel Cell mCHP | 73-97 | High_D | 0.96 | 371.2 | N/A
Boiler | B_Upgrade_nopreHCs | Non Condensing Gas Boiler | Fuel Cell mCHP | 73-97 | Low_D | 0.96 | 464.4 | N/A
Boiler | B_Upgrade_nopreHCs | Non Condensing Gas Boiler | Fuel Cell mCHP | 73-97 | High_E | 0.96 | 578.3 | N/A
Boiler | B_Upgrade_nopreHCs | Non Condensing Gas Boiler | Fuel Cell mCHP | 73-97 | Low_E | 0.96 | 687.7 | N/A
Boiler | B_Upgrade_nopreHCs | Non Condensing Gas Boiler | Fuel Cell mCHP | 73-97 | High_F | 0.96 | 841.3 | N/A
Boiler | B_Upgrade_nopreHCs | Non Condensing Gas Boiler | Fuel Cell mCHP | 73-97 | Low_F | 0.96 | 1012.7 | N/A
Boiler | B_Upgrade_nopreHCs | Non Condensing Gas Boiler | Fuel Cell mCHP | 73-97 | High_G | 0.96 | 1253.2 | N/A
Boiler | B_Upgrade_nopreHCs | Non Condensing Gas Boiler | Fuel Cell mCHP | 73-97 | Low_G | 0.96 | 1528.2 | N/A
Boiler | B_Upgrade_nopreHCs | Non Condensing Gas Boiler | Fuel Cell mCHP | 98-199 | High_D | 0.96 | 382.4 | N/A
Boiler | B_Upgrade_nopreHCs | Non Condensing Gas Boiler | Fuel Cell mCHP | 98-199 | Low_D | 0.96 | 472.5 | N/A
Boiler | B_Upgrade_nopreHCs | Non Condensing Gas Boiler | Fuel Cell mCHP | 98-199 | High_E | 0.96 | 582.5 | N/A
Boiler | B_Upgrade_nopreHCs | Non Condensing Gas Boiler | Fuel Cell mCHP | 98-199 | Low_E | 0.96 | 688.1 | N/A
Boiler | B_Upgrade_nopreHCs | Non Condensing Gas Boiler | Fuel Cell mCHP | 98-199 | High_F | 0.96 | 836.5 | N/A
Boiler | B_Upgrade_nopreHCs | Non Condensing Gas Boiler | Fuel Cell mCHP | 98-199 | Low_F | 0.96 | 1002 | N/A
Boiler | B_Upgrade_nopreHCs | Non Condensing Gas Boiler | Fuel Cell mCHP | 98-199 | High_G | 0.96 | 1234.3 | N/A
Boiler | B_Upgrade_nopreHCs | Non Condensing Gas Boiler | Fuel Cell mCHP | 98-199 | Low_G | 0.96 | 1499.9 | N/A
Boiler | B_Upgrade_nopreHCs | Non Condensing Gas Boiler | Fuel Cell mCHP | 200+ | High_D | 0.96 | 664.6 | N/A
Boiler | B_Upgrade_nopreHCs | Non Condensing Gas Boiler | Fuel Cell mCHP | 200+ | Low_D | 0.96 | 803.8 | N/A
Boiler | B_Upgrade_nopreHCs | Non Condensing Gas Boiler | Fuel Cell mCHP | 200+ | High_E | 0.96 | 977.3 | N/A
Boiler | B_Upgrade_nopreHCs | Non Condensing Gas Boiler | Fuel Cell mCHP | 200+ | Low_E | 0.96 | 1144 | N/A
Boiler | B_Upgrade_nopreHCs | Non Condensing Gas Boiler | Fuel Cell mCHP | 200+ | High_F | 0.96 | 1378.1 | N/A
Boiler | B_Upgrade_nopreHCs | Non Condensing Gas Boiler | Fuel Cell mCHP | 200+ | Low_F | 0.96 | 1639.2 | N/A
Boiler | B_Upgrade_nopreHCs | Non Condensing Gas Boiler | Fuel Cell mCHP | 200+ | High_G | 0.96 | 2005.7 | N/A
Boiler | B_Upgrade_nopreHCs | Non Condensing Gas Boiler | Fuel Cell mCHP | 200+ | Low_G | 0.96 | 2424.7 | N/A
Boiler | B_Upgrade_nopreHCs | Condensing Gas Boiler | Fuel Cell mCHP | 0-72 | High_D | 0.96 | 347 | N/A
Boiler | B_Upgrade_nopreHCs | Condensing Gas Boiler | Fuel Cell mCHP | 0-72 | Low_D | 0.96 | 439.4 | N/A
Boiler | B_Upgrade_nopreHCs | Condensing Gas Boiler | Fuel Cell mCHP | 0-72 | High_E | 0.96 | 552.2 | N/A
Boiler | B_Upgrade_nopreHCs | Condensing Gas Boiler | Fuel Cell mCHP | 0-72 | Low_E | 0.96 | 660.6 | N/A
Boiler | B_Upgrade_nopreHCs | Condensing Gas Boiler | Fuel Cell mCHP | 0-72 | High_F | 0.96 | 812.8 | N/A
Boiler | B_Upgrade_nopreHCs | Condensing Gas Boiler | Fuel Cell mCHP | 0-72 | Low_F | 0.96 | 982.5 | N/A
Boiler | B_Upgrade_nopreHCs | Condensing Gas Boiler | Fuel Cell mCHP | 0-72 | High_G | 0.96 | 1220.7 | N/A
Boiler | B_Upgrade_nopreHCs | Condensing Gas Boiler | Fuel Cell mCHP | 0-72 | Low_G | 0.96 | 1493.2 | N/A
Boiler | B_Upgrade_nopreHCs | Condensing Gas Boiler | Fuel Cell mCHP | 73-97 | High_D | 0.96 | 341 | N/A
Boiler | B_Upgrade_nopreHCs | Condensing Gas Boiler | Fuel Cell mCHP | 73-97 | Low_D | 0.96 | 426.8 | N/A
Boiler | B_Upgrade_nopreHCs | Condensing Gas Boiler | Fuel Cell mCHP | 73-97 | High_E | 0.96 | 531.4 | N/A
Boiler | B_Upgrade_nopreHCs | Condensing Gas Boiler | Fuel Cell mCHP | 73-97 | Low_E | 0.96 | 631.9 | N/A
Boiler | B_Upgrade_nopreHCs | Condensing Gas Boiler | Fuel Cell mCHP | 73-97 | High_F | 0.96 | 773.1 | N/A
Boiler | B_Upgrade_nopreHCs | Condensing Gas Boiler | Fuel Cell mCHP | 73-97 | Low_F | 0.96 | 930.5 | N/A
Boiler | B_Upgrade_nopreHCs | Condensing Gas Boiler | Fuel Cell mCHP | 73-97 | High_G | 0.96 | 1151.5 | N/A
Boiler | B_Upgrade_nopreHCs | Condensing Gas Boiler | Fuel Cell mCHP | 73-97 | Low_G | 0.96 | 1404.2 | N/A
Boiler | B_Upgrade_nopreHCs | Condensing Gas Boiler | Fuel Cell mCHP | 98-199 | High_D | 0.96 | 332.8 | N/A
Boiler | B_Upgrade_nopreHCs | Condensing Gas Boiler | Fuel Cell mCHP | 98-199 | Low_D | 0.96 | 411.2 | N/A
Boiler | B_Upgrade_nopreHCs | Condensing Gas Boiler | Fuel Cell mCHP | 98-199 | High_E | 0.96 | 506.8 | N/A
Boiler | B_Upgrade_nopreHCs | Condensing Gas Boiler | Fuel Cell mCHP | 98-199 | Low_E | 0.96 | 598.8 | N/A
Boiler | B_Upgrade_nopreHCs | Condensing Gas Boiler | Fuel Cell mCHP | 98-199 | High_F | 0.96 | 727.9 | N/A
Boiler | B_Upgrade_nopreHCs | Condensing Gas Boiler | Fuel Cell mCHP | 98-199 | Low_F | 0.96 | 871.9 | N/A
Boiler | B_Upgrade_nopreHCs | Condensing Gas Boiler | Fuel Cell mCHP | 98-199 | High_G | 0.96 | 1074 | N/A
Boiler | B_Upgrade_nopreHCs | Condensing Gas Boiler | Fuel Cell mCHP | 98-199 | Low_G | 0.96 | 1305.1 | N/A
Boiler | B_Upgrade_nopreHCs | Condensing Gas Boiler | Fuel Cell mCHP | 200+ | High_D | 0.96 | 552.1 | N/A
Boiler | B_Upgrade_nopreHCs | Condensing Gas Boiler | Fuel Cell mCHP | 200+ | Low_D | 0.96 | 667.8 | N/A
Boiler | B_Upgrade_nopreHCs | Condensing Gas Boiler | Fuel Cell mCHP | 200+ | High_E | 0.96 | 812 | N/A
Boiler | B_Upgrade_nopreHCs | Condensing Gas Boiler | Fuel Cell mCHP | 200+ | Low_E | 0.96 | 950.4 | N/A
Boiler | B_Upgrade_nopreHCs | Condensing Gas Boiler | Fuel Cell mCHP | 200+ | High_F | 0.96 | 1144.9 | N/A
Boiler | B_Upgrade_nopreHCs | Condensing Gas Boiler | Fuel Cell mCHP | 200+ | Low_F | 0.96 | 1361.8 | N/A
Boiler | B_Upgrade_nopreHCs | Condensing Gas Boiler | Fuel Cell mCHP | 200+ | High_G | 0.96 | 1666.3 | N/A
Boiler | B_Upgrade_nopreHCs | Condensing Gas Boiler | Fuel Cell mCHP | 200+ | Low_G | 0.96 | 2014.4 | N/A
Boiler | B_First_Time_CH | Electric Room Heaters | Fuel Cell mCHP | 0-72 | High_D | 0.96 | 426.9 | N/A
Boiler | B_First_Time_CH | Electric Room Heaters | Fuel Cell mCHP | 0-72 | Low_D | 0.96 | 543.3 | N/A
Boiler | B_First_Time_CH | Electric Room Heaters | Fuel Cell mCHP | 0-72 | High_E | 0.96 | 685.4 | N/A
Boiler | B_First_Time_CH | Electric Room Heaters | Fuel Cell mCHP | 0-72 | Low_E | 0.96 | 821.9 | N/A
Boiler | B_First_Time_CH | Electric Room Heaters | Fuel Cell mCHP | 0-72 | High_F | 0.96 | 1013.6 | N/A
Boiler | B_First_Time_CH | Electric Room Heaters | Fuel Cell mCHP | 0-72 | Low_F | 0.96 | 1227.5 | N/A
Boiler | B_First_Time_CH | Electric Room Heaters | Fuel Cell mCHP | 0-72 | High_G | 0.96 | 1527.6 | N/A
Boiler | B_First_Time_CH | Electric Room Heaters | Fuel Cell mCHP | 0-72 | Low_G | 0.96 | 1870.8 | N/A
Boiler | B_First_Time_CH | Electric Room Heaters | Fuel Cell mCHP | 73-97 | High_D | 0.96 | 470.9 | N/A
Boiler | B_First_Time_CH | Electric Room Heaters | Fuel Cell mCHP | 73-97 | Low_D | 0.96 | 592.4 | N/A
Boiler | B_First_Time_CH | Electric Room Heaters | Fuel Cell mCHP | 73-97 | High_E | 0.96 | 740.9 | N/A
Boiler | B_First_Time_CH | Electric Room Heaters | Fuel Cell mCHP | 73-97 | Low_E | 0.96 | 883.4 | N/A
Boiler | B_First_Time_CH | Electric Room Heaters | Fuel Cell mCHP | 73-97 | High_F | 0.96 | 1083.7 | N/A
Boiler | B_First_Time_CH | Electric Room Heaters | Fuel Cell mCHP | 73-97 | Low_F | 0.96 | 1307 | N/A
Boiler | B_First_Time_CH | Electric Room Heaters | Fuel Cell mCHP | 73-97 | High_G | 0.96 | 1620.5 | N/A
Boiler | B_First_Time_CH | Electric Room Heaters | Fuel Cell mCHP | 73-97 | Low_G | 0.96 | 1979 | N/A
Boiler | B_First_Time_CH | Electric Room Heaters | Fuel Cell mCHP | 98-199 | High_D | 0.96 | 552.6 | N/A
Boiler | B_First_Time_CH | Electric Room Heaters | Fuel Cell mCHP | 98-199 | Low_D | 0.96 | 686.4 | N/A
Boiler | B_First_Time_CH | Electric Room Heaters | Fuel Cell mCHP | 98-199 | High_E | 0.96 | 849.8 | N/A
Boiler | B_First_Time_CH | Electric Room Heaters | Fuel Cell mCHP | 98-199 | Low_E | 0.96 | 1006.8 | N/A
Boiler | B_First_Time_CH | Electric Room Heaters | Fuel Cell mCHP | 98-199 | High_F | 0.96 | 1227.2 | N/A
Boiler | B_First_Time_CH | Electric Room Heaters | Fuel Cell mCHP | 98-199 | Low_F | 0.96 | 1473.1 | N/A
Boiler | B_First_Time_CH | Electric Room Heaters | Fuel Cell mCHP | 98-199 | High_G | 0.96 | 1818.2 | N/A
Boiler | B_First_Time_CH | Electric Room Heaters | Fuel Cell mCHP | 98-199 | Low_G | 0.96 | 2212.8 | N/A
Boiler | B_First_Time_CH | Electric Room Heaters | Fuel Cell mCHP | 200+ | High_D | 0.96 | 1067.1 | N/A
Boiler | B_First_Time_CH | Electric Room Heaters | Fuel Cell mCHP | 200+ | Low_D | 0.96 | 1294.5 | N/A
Boiler | B_First_Time_CH | Electric Room Heaters | Fuel Cell mCHP | 200+ | High_E | 0.96 | 1577.8 | N/A
Boiler | B_First_Time_CH | Electric Room Heaters | Fuel Cell mCHP | 200+ | Low_E | 0.96 | 1849.9 | N/A
Boiler | B_First_Time_CH | Electric Room Heaters | Fuel Cell mCHP | 200+ | High_F | 0.96 | 2232.1 | N/A
Boiler | B_First_Time_CH | Electric Room Heaters | Fuel Cell mCHP | 200+ | Low_F | 0.96 | 2658.4 | N/A
Boiler | B_First_Time_CH | Electric Room Heaters | Fuel Cell mCHP | 200+ | High_G | 0.96 | 3256.8 | N/A
Boiler | B_First_Time_CH | Electric Room Heaters | Fuel Cell mCHP | 200+ | Low_G | 0.96 | 3941 | N/A
Boiler | B_Upgrade_nopreHCs | Electric Storage Heaters Responsiveness <=0.2 | Fuel Cell mCHP | 0-72 | High_D | 0.96 | 380.3 | N/A
Boiler | B_Upgrade_nopreHCs | Electric Storage Heaters Responsiveness <=0.2 | Fuel Cell mCHP | 0-72 | Low_D | 0.96 | 486 | N/A
Boiler | B_Upgrade_nopreHCs | Electric Storage Heaters Responsiveness <=0.2 | Fuel Cell mCHP | 0-72 | High_E | 0.96 | 615.1 | N/A
Boiler | B_Upgrade_nopreHCs | Electric Storage Heaters Responsiveness <=0.2 | Fuel Cell mCHP | 0-72 | Low_E | 0.96 | 739.1 | N/A
Boiler | B_Upgrade_nopreHCs | Electric Storage Heaters Responsiveness <=0.2 | Fuel Cell mCHP | 0-72 | High_F | 0.96 | 913.3 | N/A
Boiler | B_Upgrade_nopreHCs | Electric Storage Heaters Responsiveness <=0.2 | Fuel Cell mCHP | 0-72 | Low_F | 0.96 | 1107.5 | N/A
Boiler | B_Upgrade_nopreHCs | Electric Storage Heaters Responsiveness <=0.2 | Fuel Cell mCHP | 0-72 | High_G | 0.96 | 1380.1 | N/A
Boiler | B_Upgrade_nopreHCs | Electric Storage Heaters Responsiveness <=0.2 | Fuel Cell mCHP | 0-72 | Low_G | 0.96 | 1691.9 | N/A
Boiler | B_Upgrade_nopreHCs | Electric Storage Heaters Responsiveness <=0.2 | Fuel Cell mCHP | 73-97 | High_D | 0.96 | 399.2 | N/A
Boiler | B_Upgrade_nopreHCs | Electric Storage Heaters Responsiveness <=0.2 | Fuel Cell mCHP | 73-97 | Low_D | 0.96 | 504.9 | N/A
Boiler | B_Upgrade_nopreHCs | Electric Storage Heaters Responsiveness <=0.2 | Fuel Cell mCHP | 73-97 | High_E | 0.96 | 633.8 | N/A
Boiler | B_Upgrade_nopreHCs | Electric Storage Heaters Responsiveness <=0.2 | Fuel Cell mCHP | 73-97 | Low_E | 0.96 | 757.7 | N/A
Boiler | B_Upgrade_nopreHCs | Electric Storage Heaters Responsiveness <=0.2 | Fuel Cell mCHP | 73-97 | High_F | 0.96 | 931.7 | N/A
Boiler | B_Upgrade_nopreHCs | Electric Storage Heaters Responsiveness <=0.2 | Fuel Cell mCHP | 73-97 | Low_F | 0.96 | 1125.7 | N/A
Boiler | B_Upgrade_nopreHCs | Electric Storage Heaters Responsiveness <=0.2 | Fuel Cell mCHP | 73-97 | High_G | 0.96 | 1398.1 | N/A
Boiler | B_Upgrade_nopreHCs | Electric Storage Heaters Responsiveness <=0.2 | Fuel Cell mCHP | 73-97 | Low_G | 0.96 | 1709.5 | N/A
Boiler | B_Upgrade_nopreHCs | Electric Storage Heaters Responsiveness <=0.2 | Fuel Cell mCHP | 98-199 | High_D | 0.96 | 438 | N/A
Boiler | B_Upgrade_nopreHCs | Electric Storage Heaters Responsiveness <=0.2 | Fuel Cell mCHP | 98-199 | Low_D | 0.96 | 547.2 | N/A
Boiler | B_Upgrade_nopreHCs | Electric Storage Heaters Responsiveness <=0.2 | Fuel Cell mCHP | 98-199 | High_E | 0.96 | 680.5 | N/A
Boiler | B_Upgrade_nopreHCs | Electric Storage Heaters Responsiveness <=0.2 | Fuel Cell mCHP | 98-199 | Low_E | 0.96 | 808.5 | N/A
Boiler | B_Upgrade_nopreHCs | Electric Storage Heaters Responsiveness <=0.2 | Fuel Cell mCHP | 98-199 | High_F | 0.96 | 988.4 | N/A
Boiler | B_Upgrade_nopreHCs | Electric Storage Heaters Responsiveness <=0.2 | Fuel Cell mCHP | 98-199 | Low_F | 0.96 | 1188.9 | N/A
Boiler | B_Upgrade_nopreHCs | Electric Storage Heaters Responsiveness <=0.2 | Fuel Cell mCHP | 98-199 | High_G | 0.96 | 1470.5 | N/A
Boiler | B_Upgrade_nopreHCs | Electric Storage Heaters Responsiveness <=0.2 | Fuel Cell mCHP | 98-199 | Low_G | 0.96 | 1792.4 | N/A
Boiler | B_Upgrade_nopreHCs | Electric Storage Heaters Responsiveness <=0.2 | Fuel Cell mCHP | 200+ | High_D | 0.96 | 818.7 | N/A
Boiler | B_Upgrade_nopreHCs | Electric Storage Heaters Responsiveness <=0.2 | Fuel Cell mCHP | 200+ | Low_D | 0.96 | 996.4 | N/A
Boiler | B_Upgrade_nopreHCs | Electric Storage Heaters Responsiveness <=0.2 | Fuel Cell mCHP | 200+ | High_E | 0.96 | 1217.9 | N/A
Boiler | B_Upgrade_nopreHCs | Electric Storage Heaters Responsiveness <=0.2 | Fuel Cell mCHP | 200+ | Low_E | 0.96 | 1430.6 | N/A
Boiler | B_Upgrade_nopreHCs | Electric Storage Heaters Responsiveness <=0.2 | Fuel Cell mCHP | 200+ | High_F | 0.96 | 1729.3 | N/A
Boiler | B_Upgrade_nopreHCs | Electric Storage Heaters Responsiveness <=0.2 | Fuel Cell mCHP | 200+ | Low_F | 0.96 | 2062.5 | N/A
Boiler | B_Upgrade_nopreHCs | Electric Storage Heaters Responsiveness <=0.2 | Fuel Cell mCHP | 200+ | High_G | 0.96 | 2530.2 | N/A
Boiler | B_Upgrade_nopreHCs | Electric Storage Heaters Responsiveness <=0.2 | Fuel Cell mCHP | 200+ | Low_G | 0.96 | 3064.9 | N/A
Boiler | B_Upgrade_nopreHCs | Electric Boiler | Fuel Cell mCHP | 0-72 | High_D | 0.96 | 428.9 | N/A
Boiler | B_Upgrade_nopreHCs | Electric Boiler | Fuel Cell mCHP | 0-72 | Low_D | 0.96 | 545.4 | N/A
Boiler | B_Upgrade_nopreHCs | Electric Boiler | Fuel Cell mCHP | 0-72 | High_E | 0.96 | 687.5 | N/A
Boiler | B_Upgrade_nopreHCs | Electric Boiler | Fuel Cell mCHP | 0-72 | Low_E | 0.96 | 824 | N/A
Boiler | B_Upgrade_nopreHCs | Electric Boiler | Fuel Cell mCHP | 0-72 | High_F | 0.96 | 1015.7 | N/A
Boiler | B_Upgrade_nopreHCs | Electric Boiler | Fuel Cell mCHP | 0-72 | Low_F | 0.96 | 1229.6 | N/A
Boiler | B_Upgrade_nopreHCs | Electric Boiler | Fuel Cell mCHP | 0-72 | High_G | 0.96 | 1529.7 | N/A
Boiler | B_Upgrade_nopreHCs | Electric Boiler | Fuel Cell mCHP | 0-72 | Low_G | 0.96 | 1872.9 | N/A
Boiler | B_Upgrade_nopreHCs | Electric Boiler | Fuel Cell mCHP | 73-97 | High_D | 0.96 | 473.4 | N/A
Boiler | B_Upgrade_nopreHCs | Electric Boiler | Fuel Cell mCHP | 73-97 | Low_D | 0.96 | 595 | N/A
Boiler | B_Upgrade_nopreHCs | Electric Boiler | Fuel Cell mCHP | 73-97 | High_E | 0.96 | 743.4 | N/A
Boiler | B_Upgrade_nopreHCs | Electric Boiler | Fuel Cell mCHP | 73-97 | Low_E | 0.96 | 886 | N/A
Boiler | B_Upgrade_nopreHCs | Electric Boiler | Fuel Cell mCHP | 73-97 | High_F | 0.96 | 1086.3 | N/A
Boiler | B_Upgrade_nopreHCs | Electric Boiler | Fuel Cell mCHP | 73-97 | Low_F | 0.96 | 1309.6 | N/A
Boiler | B_Upgrade_nopreHCs | Electric Boiler | Fuel Cell mCHP | 73-97 | High_G | 0.96 | 1623.1 | N/A
Boiler | B_Upgrade_nopreHCs | Electric Boiler | Fuel Cell mCHP | 73-97 | Low_G | 0.96 | 1981.6 | N/A
Boiler | B_Upgrade_nopreHCs | Electric Boiler | Fuel Cell mCHP | 98-199 | High_D | 0.96 | 555.7 | N/A
Boiler | B_Upgrade_nopreHCs | Electric Boiler | Fuel Cell mCHP | 98-199 | Low_D | 0.96 | 689.5 | N/A
Boiler | B_Upgrade_nopreHCs | Electric Boiler | Fuel Cell mCHP | 98-199 | High_E | 0.96 | 852.9 | N/A
Boiler | B_Upgrade_nopreHCs | Electric Boiler | Fuel Cell mCHP | 98-199 | Low_E | 0.96 | 1009.9 | N/A
Boiler | B_Upgrade_nopreHCs | Electric Boiler | Fuel Cell mCHP | 98-199 | High_F | 0.96 | 1230.3 | N/A
Boiler | B_Upgrade_nopreHCs | Electric Boiler | Fuel Cell mCHP | 98-199 | Low_F | 0.96 | 1476.2 | N/A
Boiler | B_Upgrade_nopreHCs | Electric Boiler | Fuel Cell mCHP | 98-199 | High_G | 0.96 | 1821.3 | N/A
Boiler | B_Upgrade_nopreHCs | Electric Boiler | Fuel Cell mCHP | 98-199 | Low_G | 0.96 | 2215.9 | N/A
Boiler | B_Upgrade_nopreHCs | Electric Boiler | Fuel Cell mCHP | 200+ | High_D | 0.96 | 1070.7 | N/A
Boiler | B_Upgrade_nopreHCs | Electric Boiler | Fuel Cell mCHP | 200+ | Low_D | 0.96 | 1298.1 | N/A
Boiler | B_Upgrade_nopreHCs | Electric Boiler | Fuel Cell mCHP | 200+ | High_E | 0.96 | 1581.4 | N/A
Boiler | B_Upgrade_nopreHCs | Electric Boiler | Fuel Cell mCHP | 200+ | Low_E | 0.96 | 1853.5 | N/A
Boiler | B_Upgrade_nopreHCs | Electric Boiler | Fuel Cell mCHP | 200+ | High_F | 0.96 | 2235.7 | N/A
Boiler | B_Upgrade_nopreHCs | Electric Boiler | Fuel Cell mCHP | 200+ | Low_F | 0.96 | 2662 | N/A
Boiler | B_Upgrade_nopreHCs | Electric Boiler | Fuel Cell mCHP | 200+ | High_G | 0.96 | 3260.4 | N/A
Boiler | B_Upgrade_nopreHCs | Electric Boiler | Fuel Cell mCHP | 200+ | Low_G | 0.96 | 3944.6 | N/A
Boiler | B_Upgrade_nopreHCs | Non Condensing Oil Boiler | Fuel Cell mCHP | 0-72 | High_D | 0.96 | 381 | N/A
Boiler | B_Upgrade_nopreHCs | Non Condensing Oil Boiler | Fuel Cell mCHP | 0-72 | Low_D | 0.96 | 487.7 | N/A
Boiler | B_Upgrade_nopreHCs | Non Condensing Oil Boiler | Fuel Cell mCHP | 0-72 | High_E | 0.96 | 618 | N/A
Boiler | B_Upgrade_nopreHCs | Non Condensing Oil Boiler | Fuel Cell mCHP | 0-72 | Low_E | 0.96 | 743.2 | N/A
Boiler | B_Upgrade_nopreHCs | Non Condensing Oil Boiler | Fuel Cell mCHP | 0-72 | High_F | 0.96 | 919 | N/A
Boiler | B_Upgrade_nopreHCs | Non Condensing Oil Boiler | Fuel Cell mCHP | 0-72 | Low_F | 0.96 | 1115.1 | N/A
Boiler | B_Upgrade_nopreHCs | Non Condensing Oil Boiler | Fuel Cell mCHP | 0-72 | High_G | 0.96 | 1390.4 | N/A
Boiler | B_Upgrade_nopreHCs | Non Condensing Oil Boiler | Fuel Cell mCHP | 0-72 | Low_G | 0.96 | 1705.1 | N/A
Boiler | B_Upgrade_nopreHCs | Non Condensing Oil Boiler | Fuel Cell mCHP | 73-97 | High_D | 0.96 | 401.3 | N/A
Boiler | B_Upgrade_nopreHCs | Non Condensing Oil Boiler | Fuel Cell mCHP | 73-97 | Low_D | 0.96 | 508.4 | N/A
Boiler | B_Upgrade_nopreHCs | Non Condensing Oil Boiler | Fuel Cell mCHP | 73-97 | High_E | 0.96 | 639.2 | N/A
Boiler | B_Upgrade_nopreHCs | Non Condensing Oil Boiler | Fuel Cell mCHP | 73-97 | Low_E | 0.96 | 764.9 | N/A
Boiler | B_Upgrade_nopreHCs | Non Condensing Oil Boiler | Fuel Cell mCHP | 73-97 | High_F | 0.96 | 941.4 | N/A
Boiler | B_Upgrade_nopreHCs | Non Condensing Oil Boiler | Fuel Cell mCHP | 73-97 | Low_F | 0.96 | 1138.2 | N/A
Boiler | B_Upgrade_nopreHCs | Non Condensing Oil Boiler | Fuel Cell mCHP | 73-97 | High_G | 0.96 | 1414.5 | N/A
Boiler | B_Upgrade_nopreHCs | Non Condensing Oil Boiler | Fuel Cell mCHP | 73-97 | Low_G | 0.96 | 1730.4 | N/A
Boiler | B_Upgrade_nopreHCs | Non Condensing Oil Boiler | Fuel Cell mCHP | 98-199 | High_D | 0.96 | 443.2 | N/A
Boiler | B_Upgrade_nopreHCs | Non Condensing Oil Boiler | Fuel Cell mCHP | 98-199 | Low_D | 0.96 | 554.7 | N/A
Boiler | B_Upgrade_nopreHCs | Non Condensing Oil Boiler | Fuel Cell mCHP | 98-199 | High_E | 0.96 | 690.8 | N/A
Boiler | B_Upgrade_nopreHCs | Non Condensing Oil Boiler | Fuel Cell mCHP | 98-199 | Low_E | 0.96 | 821.6 | N/A
Boiler | B_Upgrade_nopreHCs | Non Condensing Oil Boiler | Fuel Cell mCHP | 98-199 | High_F | 0.96 | 1005.3 | N/A
Boiler | B_Upgrade_nopreHCs | Non Condensing Oil Boiler | Fuel Cell mCHP | 98-199 | Low_F | 0.96 | 1210.2 | N/A
Boiler | B_Upgrade_nopreHCs | Non Condensing Oil Boiler | Fuel Cell mCHP | 98-199 | High_G | 0.96 | 1497.8 | N/A
Boiler | B_Upgrade_nopreHCs | Non Condensing Oil Boiler | Fuel Cell mCHP | 98-199 | Low_G | 0.96 | 1826.6 | N/A
Boiler | B_Upgrade_nopreHCs | Non Condensing Oil Boiler | Fuel Cell mCHP | 200+ | High_D | 0.96 | 835.7 | N/A
Boiler | B_Upgrade_nopreHCs | Non Condensing Oil Boiler | Fuel Cell mCHP | 200+ | Low_D | 0.96 | 1018.1 | N/A
Boiler | B_Upgrade_nopreHCs | Non Condensing Oil Boiler | Fuel Cell mCHP | 200+ | High_E | 0.96 | 1245.4 | N/A
Boiler | B_Upgrade_nopreHCs | Non Condensing Oil Boiler | Fuel Cell mCHP | 200+ | Low_E | 0.96 | 1463.8 | N/A
Boiler | B_Upgrade_nopreHCs | Non Condensing Oil Boiler | Fuel Cell mCHP | 200+ | High_F | 0.96 | 1770.5 | N/A
Boiler | B_Upgrade_nopreHCs | Non Condensing Oil Boiler | Fuel Cell mCHP | 200+ | Low_F | 0.96 | 2112.5 | N/A
Boiler | B_Upgrade_nopreHCs | Non Condensing Oil Boiler | Fuel Cell mCHP | 200+ | High_G | 0.96 | 2592.6 | N/A
Boiler | B_Upgrade_nopreHCs | Non Condensing Oil Boiler | Fuel Cell mCHP | 200+ | Low_G | 0.96 | 3141.6 | N/A
Boiler | B_Upgrade_nopreHCs | Condensing Oil Boiler | Fuel Cell mCHP | 0-72 | High_D | 0.96 | 369.1 | N/A
Boiler | B_Upgrade_nopreHCs | Condensing Oil Boiler | Fuel Cell mCHP | 0-72 | Low_D | 0.96 | 473.4 | N/A
Boiler | B_Upgrade_nopreHCs | Condensing Oil Boiler | Fuel Cell mCHP | 0-72 | High_E | 0.96 | 600.6 | N/A
Boiler | B_Upgrade_nopreHCs | Condensing Oil Boiler | Fuel Cell mCHP | 0-72 | Low_E | 0.96 | 722.9 | N/A
Boiler | B_Upgrade_nopreHCs | Condensing Oil Boiler | Fuel Cell mCHP | 0-72 | High_F | 0.96 | 894.6 | N/A
Boiler | B_Upgrade_nopreHCs | Condensing Oil Boiler | Fuel Cell mCHP | 0-72 | Low_F | 0.96 | 1086.1 | N/A
Boiler | B_Upgrade_nopreHCs | Condensing Oil Boiler | Fuel Cell mCHP | 0-72 | High_G | 0.96 | 1354.9 | N/A
Boiler | B_Upgrade_nopreHCs | Condensing Oil Boiler | Fuel Cell mCHP | 0-72 | Low_G | 0.96 | 1662.3 | N/A
Boiler | B_Upgrade_nopreHCs | Condensing Oil Boiler | Fuel Cell mCHP | 73-97 | High_D | 0.96 | 383.3 | N/A
Boiler | B_Upgrade_nopreHCs | Condensing Oil Boiler | Fuel Cell mCHP | 73-97 | Low_D | 0.96 | 486.8 | N/A
Boiler | B_Upgrade_nopreHCs | Condensing Oil Boiler | Fuel Cell mCHP | 73-97 | High_E | 0.96 | 613 | N/A
Boiler | B_Upgrade_nopreHCs | Condensing Oil Boiler | Fuel Cell mCHP | 73-97 | Low_E | 0.96 | 734.3 | N/A
Boiler | B_Upgrade_nopreHCs | Condensing Oil Boiler | Fuel Cell mCHP | 73-97 | High_F | 0.96 | 904.6 | N/A
Boiler | B_Upgrade_nopreHCs | Condensing Oil Boiler | Fuel Cell mCHP | 73-97 | Low_F | 0.96 | 1094.6 | N/A
Boiler | B_Upgrade_nopreHCs | Condensing Oil Boiler | Fuel Cell mCHP | 73-97 | High_G | 0.96 | 1361.3 | N/A
Boiler | B_Upgrade_nopreHCs | Condensing Oil Boiler | Fuel Cell mCHP | 73-97 | Low_G | 0.96 | 1666.2 | N/A
Boiler | B_Upgrade_nopreHCs | Condensing Oil Boiler | Fuel Cell mCHP | 98-199 | High_D | 0.96 | 414.9 | N/A
Boiler | B_Upgrade_nopreHCs | Condensing Oil Boiler | Fuel Cell mCHP | 98-199 | Low_D | 0.96 | 520.7 | N/A
Boiler | B_Upgrade_nopreHCs | Condensing Oil Boiler | Fuel Cell mCHP | 98-199 | High_E | 0.96 | 649.8 | N/A
Boiler | B_Upgrade_nopreHCs | Condensing Oil Boiler | Fuel Cell mCHP | 98-199 | Low_E | 0.96 | 773.9 | N/A
Boiler | B_Upgrade_nopreHCs | Condensing Oil Boiler | Fuel Cell mCHP | 98-199 | High_F | 0.96 | 948.1 | N/A
Boiler | B_Upgrade_nopreHCs | Condensing Oil Boiler | Fuel Cell mCHP | 98-199 | Low_F | 0.96 | 1142.4 | N/A
Boiler | B_Upgrade_nopreHCs | Condensing Oil Boiler | Fuel Cell mCHP | 98-199 | High_G | 0.96 | 1415.1 | N/A
Boiler | B_Upgrade_nopreHCs | Condensing Oil Boiler | Fuel Cell mCHP | 98-199 | Low_G | 0.96 | 1726.9 | N/A
Boiler | B_Upgrade_nopreHCs | Condensing Oil Boiler | Fuel Cell mCHP | 200+ | High_D | 0.96 | 776 | N/A
Boiler | B_Upgrade_nopreHCs | Condensing Oil Boiler | Fuel Cell mCHP | 200+ | Low_D | 0.96 | 946.8 | N/A
Boiler | B_Upgrade_nopreHCs | Condensing Oil Boiler | Fuel Cell mCHP | 200+ | High_E | 0.96 | 1159.7 | N/A
Boiler | B_Upgrade_nopreHCs | Condensing Oil Boiler | Fuel Cell mCHP | 200+ | Low_E | 0.96 | 1364.2 | N/A
Boiler | B_Upgrade_nopreHCs | Condensing Oil Boiler | Fuel Cell mCHP | 200+ | High_F | 0.96 | 1651.4 | N/A
Boiler | B_Upgrade_nopreHCs | Condensing Oil Boiler | Fuel Cell mCHP | 200+ | Low_F | 0.96 | 1971.7 | N/A
Boiler | B_Upgrade_nopreHCs | Condensing Oil Boiler | Fuel Cell mCHP | 200+ | High_G | 0.96 | 2421.3 | N/A
Boiler | B_Upgrade_nopreHCs | Condensing Oil Boiler | Fuel Cell mCHP | 200+ | Low_G | 0.96 | 2935.4 | N/A
Boiler | B_Upgrade_nopreHCs | Non Condensing LPG Boiler | Fuel Cell mCHP | 0-72 | High_D | 0.96 | 420 | N/A
Boiler | B_Upgrade_nopreHCs | Non Condensing LPG Boiler | Fuel Cell mCHP | 0-72 | Low_D | 0.96 | 533.3 | N/A
Boiler | B_Upgrade_nopreHCs | Non Condensing LPG Boiler | Fuel Cell mCHP | 0-72 | High_E | 0.96 | 671.6 | N/A
Boiler | B_Upgrade_nopreHCs | Non Condensing LPG Boiler | Fuel Cell mCHP | 0-72 | Low_E | 0.96 | 804.5 | N/A
Boiler | B_Upgrade_nopreHCs | Non Condensing LPG Boiler | Fuel Cell mCHP | 0-72 | High_F | 0.96 | 991.1 | N/A
Boiler | B_Upgrade_nopreHCs | Non Condensing LPG Boiler | Fuel Cell mCHP | 0-72 | Low_F | 0.96 | 1199.2 | N/A
Boiler | B_Upgrade_nopreHCs | Non Condensing LPG Boiler | Fuel Cell mCHP | 0-72 | High_G | 0.96 | 1491.4 | N/A
Boiler | B_Upgrade_nopreHCs | Non Condensing LPG Boiler | Fuel Cell mCHP | 0-72 | Low_G | 0.96 | 1825.4 | N/A
Boiler | B_Upgrade_nopreHCs | Non Condensing LPG Boiler | Fuel Cell mCHP | 73-97 | High_D | 0.96 | 458.3 | N/A
Boiler | B_Upgrade_nopreHCs | Non Condensing LPG Boiler | Fuel Cell mCHP | 73-97 | Low_D | 0.96 | 575.3 | N/A
Boiler | B_Upgrade_nopreHCs | Non Condensing LPG Boiler | Fuel Cell mCHP | 73-97 | High_E | 0.96 | 718 | N/A
Boiler | B_Upgrade_nopreHCs | Non Condensing LPG Boiler | Fuel Cell mCHP | 73-97 | Low_E | 0.96 | 855.2 | N/A
Boiler | B_Upgrade_nopreHCs | Non Condensing LPG Boiler | Fuel Cell mCHP | 73-97 | High_F | 0.96 | 1047.8 | N/A
Boiler | B_Upgrade_nopreHCs | Non Condensing LPG Boiler | Fuel Cell mCHP | 73-97 | Low_F | 0.96 | 1262.6 | N/A
Boiler | B_Upgrade_nopreHCs | Non Condensing LPG Boiler | Fuel Cell mCHP | 73-97 | High_G | 0.96 | 1564.2 | N/A
Boiler | B_Upgrade_nopreHCs | Non Condensing LPG Boiler | Fuel Cell mCHP | 73-97 | Low_G | 0.96 | 1909 | N/A
Boiler | B_Upgrade_nopreHCs | Non Condensing LPG Boiler | Fuel Cell mCHP | 98-199 | High_D | 0.96 | 529.3 | N/A
Boiler | B_Upgrade_nopreHCs | Non Condensing LPG Boiler | Fuel Cell mCHP | 98-199 | Low_D | 0.96 | 656 | N/A
Boiler | B_Upgrade_nopreHCs | Non Condensing LPG Boiler | Fuel Cell mCHP | 98-199 | High_E | 0.96 | 810.7 | N/A
Boiler | B_Upgrade_nopreHCs | Non Condensing LPG Boiler | Fuel Cell mCHP | 98-199 | Low_E | 0.96 | 959.2 | N/A
Boiler | B_Upgrade_nopreHCs | Non Condensing LPG Boiler | Fuel Cell mCHP | 98-199 | High_F | 0.96 | 1167.8 | N/A
Boiler | B_Upgrade_nopreHCs | Non Condensing LPG Boiler | Fuel Cell mCHP | 98-199 | Low_F | 0.96 | 1400.6 | N/A
Boiler | B_Upgrade_nopreHCs | Non Condensing LPG Boiler | Fuel Cell mCHP | 98-199 | High_G | 0.96 | 1727.2 | N/A
Boiler | B_Upgrade_nopreHCs | Non Condensing LPG Boiler | Fuel Cell mCHP | 98-199 | Low_G | 0.96 | 2100.7 | N/A
Boiler | B_Upgrade_nopreHCs | Non Condensing LPG Boiler | Fuel Cell mCHP | 200+ | High_D | 0.96 | 1006.5 | N/A
Boiler | B_Upgrade_nopreHCs | Non Condensing LPG Boiler | Fuel Cell mCHP | 200+ | Low_D | 0.96 | 1219.4 | N/A
Boiler | B_Upgrade_nopreHCs | Non Condensing LPG Boiler | Fuel Cell mCHP | 200+ | High_E | 0.96 | 1484.8 | N/A
Boiler | B_Upgrade_nopreHCs | Non Condensing LPG Boiler | Fuel Cell mCHP | 200+ | Low_E | 0.96 | 1739.6 | N/A
Boiler | B_Upgrade_nopreHCs | Non Condensing LPG Boiler | Fuel Cell mCHP | 200+ | High_F | 0.96 | 2097.6 | N/A
Boiler | B_Upgrade_nopreHCs | Non Condensing LPG Boiler | Fuel Cell mCHP | 200+ | Low_F | 0.96 | 2496.9 | N/A
Boiler | B_Upgrade_nopreHCs | Non Condensing LPG Boiler | Fuel Cell mCHP | 200+ | High_G | 0.96 | 3057.3 | N/A
Boiler | B_Upgrade_nopreHCs | Non Condensing LPG Boiler | Fuel Cell mCHP | 200+ | Low_G | 0.96 | 3698.1 | N/A
Boiler | B_Upgrade_nopreHCs | Condensing LPG Boiler | Fuel Cell mCHP | 0-72 | High_D | 0.96 | 410.3 | N/A
Boiler | B_Upgrade_nopreHCs | Condensing LPG Boiler | Fuel Cell mCHP | 0-72 | Low_D | 0.96 | 521.3 | N/A
Boiler | B_Upgrade_nopreHCs | Condensing LPG Boiler | Fuel Cell mCHP | 0-72 | High_E | 0.96 | 656.8 | N/A
Boiler | B_Upgrade_nopreHCs | Condensing LPG Boiler | Fuel Cell mCHP | 0-72 | Low_E | 0.96 | 786.9 | N/A
Boiler | B_Upgrade_nopreHCs | Condensing LPG Boiler | Fuel Cell mCHP | 0-72 | High_F | 0.96 | 969.7 | N/A
Boiler | B_Upgrade_nopreHCs | Condensing LPG Boiler | Fuel Cell mCHP | 0-72 | Low_F | 0.96 | 1173.6 | N/A
Boiler | B_Upgrade_nopreHCs | Condensing LPG Boiler | Fuel Cell mCHP | 0-72 | High_G | 0.96 | 1459.8 | N/A
Boiler | B_Upgrade_nopreHCs | Condensing LPG Boiler | Fuel Cell mCHP | 0-72 | Low_G | 0.96 | 1787 | N/A
Boiler | B_Upgrade_nopreHCs | Condensing LPG Boiler | Fuel Cell mCHP | 73-97 | High_D | 0.96 | 443.3 | N/A
Boiler | B_Upgrade_nopreHCs | Condensing LPG Boiler | Fuel Cell mCHP | 73-97 | Low_D | 0.96 | 556.8 | N/A
Boiler | B_Upgrade_nopreHCs | Condensing LPG Boiler | Fuel Cell mCHP | 73-97 | High_E | 0.96 | 695.4 | N/A
Boiler | B_Upgrade_nopreHCs | Condensing LPG Boiler | Fuel Cell mCHP | 73-97 | Low_E | 0.96 | 828.4 | N/A
Boiler | B_Upgrade_nopreHCs | Condensing LPG Boiler | Fuel Cell mCHP | 73-97 | High_F | 0.96 | 1015.3 | N/A
Boiler | B_Upgrade_nopreHCs | Condensing LPG Boiler | Fuel Cell mCHP | 73-97 | Low_F | 0.96 | 1223.8 | N/A
Boiler | B_Upgrade_nopreHCs | Condensing LPG Boiler | Fuel Cell mCHP | 73-97 | High_G | 0.96 | 1516.4 | N/A
Boiler | B_Upgrade_nopreHCs | Condensing LPG Boiler | Fuel Cell mCHP | 73-97 | Low_G | 0.96 | 1851 | N/A
Boiler | B_Upgrade_nopreHCs | Condensing LPG Boiler | Fuel Cell mCHP | 98-199 | High_D | 0.96 | 505.1 | N/A
Boiler | B_Upgrade_nopreHCs | Condensing LPG Boiler | Fuel Cell mCHP | 98-199 | Low_D | 0.96 | 626.4 | N/A
Boiler | B_Upgrade_nopreHCs | Condensing LPG Boiler | Fuel Cell mCHP | 98-199 | High_E | 0.96 | 774.5 | N/A
Boiler | B_Upgrade_nopreHCs | Condensing LPG Boiler | Fuel Cell mCHP | 98-199 | Low_E | 0.96 | 916.8 | N/A
Boiler | B_Upgrade_nopreHCs | Condensing LPG Boiler | Fuel Cell mCHP | 98-199 | High_F | 0.96 | 1116.6 | N/A
Boiler | B_Upgrade_nopreHCs | Condensing LPG Boiler | Fuel Cell mCHP | 98-199 | Low_F | 0.96 | 1339.5 | N/A
Boiler | B_Upgrade_nopreHCs | Condensing LPG Boiler | Fuel Cell mCHP | 98-199 | High_G | 0.96 | 1652.3 | N/A
Boiler | B_Upgrade_nopreHCs | Condensing LPG Boiler | Fuel Cell mCHP | 98-199 | Low_G | 0.96 | 2010 | N/A
Boiler | B_Upgrade_nopreHCs | Condensing LPG Boiler | Fuel Cell mCHP | 200+ | High_D | 0.96 | 953.3 | N/A
Boiler | B_Upgrade_nopreHCs | Condensing LPG Boiler | Fuel Cell mCHP | 200+ | Low_D | 0.96 | 1155.5 | N/A
Boiler | B_Upgrade_nopreHCs | Condensing LPG Boiler | Fuel Cell mCHP | 200+ | High_E | 0.96 | 1407.4 | N/A
Boiler | B_Upgrade_nopreHCs | Condensing LPG Boiler | Fuel Cell mCHP | 200+ | Low_E | 0.96 | 1649.3 | N/A
Boiler | B_Upgrade_nopreHCs | Condensing LPG Boiler | Fuel Cell mCHP | 200+ | High_F | 0.96 | 1989.1 | N/A
Boiler | B_Upgrade_nopreHCs | Condensing LPG Boiler | Fuel Cell mCHP | 200+ | Low_F | 0.96 | 2368.2 | N/A
Boiler | B_Upgrade_nopreHCs | Condensing LPG Boiler | Fuel Cell mCHP | 200+ | High_G | 0.96 | 2900.2 | N/A
Boiler | B_Upgrade_nopreHCs | Condensing LPG Boiler | Fuel Cell mCHP | 200+ | Low_G | 0.96 | 3508.5 | N/A
DHS | DHS_connection_nopreHCs | Bottled LPG Room Heaters | DHS non-CHP | 0-72 | High_B | 0.96 | 375.8 | N/A
DHS | DHS_connection_nopreHCs | Bottled LPG Room Heaters | DHS non-CHP | 0-72 | Low_B | 0.96 | 375.8 | N/A
DHS | DHS_connection_nopreHCs | Bottled LPG Room Heaters | DHS non-CHP | 0-72 | High_C | 0.96 | 375.8 | N/A
DHS | DHS_connection_nopreHCs | Bottled LPG Room Heaters | DHS non-CHP | 0-72 | Low_C | 0.96 | 375.8 | N/A
DHS | DHS_connection_nopreHCs | Bottled LPG Room Heaters | DHS non-CHP | 0-72 | High_D | 0.96 | 375.8 | N/A
DHS | DHS_connection_nopreHCs | Bottled LPG Room Heaters | DHS non-CHP | 0-72 | Low_D | 0.96 | 422.4 | N/A
DHS | DHS_connection_nopreHCs | Bottled LPG Room Heaters | DHS non-CHP | 0-72 | High_E | 0.96 | 538.8 | N/A
DHS | DHS_connection_nopreHCs | Bottled LPG Room Heaters | DHS non-CHP | 0-72 | Low_E | 0.96 | 650.7 | N/A
DHS | DHS_connection_nopreHCs | Bottled LPG Room Heaters | DHS non-CHP | 0-72 | High_F | 0.96 | 807.8 | N/A
DHS | DHS_connection_nopreHCs | Bottled LPG Room Heaters | DHS non-CHP | 0-72 | Low_F | 0.96 | 983.1 | N/A
DHS | DHS_connection_nopreHCs | Bottled LPG Room Heaters | DHS non-CHP | 0-72 | High_G | 0.96 | 1229 | N/A
DHS | DHS_connection_nopreHCs | Bottled LPG Room Heaters | DHS non-CHP | 0-72 | Low_G | 0.96 | 1510.3 | N/A
DHS | DHS_connection_nopreHCs | Bottled LPG Room Heaters | DHS non-CHP | 73-97 | High_B | 0.96 | 341.6 | N/A
DHS | DHS_connection_nopreHCs | Bottled LPG Room Heaters | DHS non-CHP | 73-97 | Low_B | 0.96 | 341.6 | N/A
DHS | DHS_connection_nopreHCs | Bottled LPG Room Heaters | DHS non-CHP | 73-97 | High_C | 0.96 | 341.6 | N/A
DHS | DHS_connection_nopreHCs | Bottled LPG Room Heaters | DHS non-CHP | 73-97 | Low_C | 0.96 | 341.6 | N/A
DHS | DHS_connection_nopreHCs | Bottled LPG Room Heaters | DHS non-CHP | 73-97 | High_D | 0.96 | 381.9 | N/A
DHS | DHS_connection_nopreHCs | Bottled LPG Room Heaters | DHS non-CHP | 73-97 | Low_D | 0.96 | 485 | N/A
DHS | DHS_connection_nopreHCs | Bottled LPG Room Heaters | DHS non-CHP | 73-97 | High_E | 0.96 | 610.9 | N/A
DHS | DHS_connection_nopreHCs | Bottled LPG Room Heaters | DHS non-CHP | 73-97 | Low_E | 0.96 | 731.8 | N/A
DHS | DHS_connection_nopreHCs | Bottled LPG Room Heaters | DHS non-CHP | 73-97 | High_F | 0.96 | 901.6 | N/A
DHS | DHS_connection_nopreHCs | Bottled LPG Room Heaters | DHS non-CHP | 73-97 | Low_F | 0.96 | 1091 | N/A
DHS | DHS_connection_nopreHCs | Bottled LPG Room Heaters | DHS non-CHP | 73-97 | High_G | 0.96 | 1356.9 | N/A
DHS | DHS_connection_nopreHCs | Bottled LPG Room Heaters | DHS non-CHP | 73-97 | Low_G | 0.96 | 1660.9 | N/A
DHS | DHS_connection_nopreHCs | Bottled LPG Room Heaters | DHS non-CHP | 98-199 | High_B | 0.96 | 307.4 | N/A
DHS | DHS_connection_nopreHCs | Bottled LPG Room Heaters | DHS non-CHP | 98-199 | Low_B | 0.96 | 307.4 | N/A
DHS | DHS_connection_nopreHCs | Bottled LPG Room Heaters | DHS non-CHP | 98-199 | High_C | 0.96 | 307.4 | N/A
DHS | DHS_connection_nopreHCs | Bottled LPG Room Heaters | DHS non-CHP | 98-199 | Low_C | 0.96 | 354.7 | N/A
DHS | DHS_connection_nopreHCs | Bottled LPG Room Heaters | DHS non-CHP | 98-199 | High_D | 0.96 | 478.2 | N/A
DHS | DHS_connection_nopreHCs | Bottled LPG Room Heaters | DHS non-CHP | 98-199 | Low_D | 0.96 | 596.8 | N/A
DHS | DHS_connection_nopreHCs | Bottled LPG Room Heaters | DHS non-CHP | 98-199 | High_E | 0.96 | 741.7 | N/A
DHS | DHS_connection_nopreHCs | Bottled LPG Room Heaters | DHS non-CHP | 98-199 | Low_E | 0.96 | 880.9 | N/A
DHS | DHS_connection_nopreHCs | Bottled LPG Room Heaters | DHS non-CHP | 98-199 | High_F | 0.96 | 1076.3 | N/A
DHS | DHS_connection_nopreHCs | Bottled LPG Room Heaters | DHS non-CHP | 98-199 | Low_F | 0.96 | 1294.3 | N/A
DHS | DHS_connection_nopreHCs | Bottled LPG Room Heaters | DHS non-CHP | 98-199 | High_G | 0.96 | 1600.3 | N/A
DHS | DHS_connection_nopreHCs | Bottled LPG Room Heaters | DHS non-CHP | 98-199 | Low_G | 0.96 | 1950.1 | N/A
DHS | DHS_connection_nopreHCs | Bottled LPG Room Heaters | DHS non-CHP | 200+ | High_B | 0.96 | 307.4 | N/A
DHS | DHS_connection_nopreHCs | Bottled LPG Room Heaters | DHS non-CHP | 200+ | Low_B | 0.96 | 366.1 | N/A
DHS | DHS_connection_nopreHCs | Bottled LPG Room Heaters | DHS non-CHP | 200+ | High_C | 0.96 | 565.2 | N/A
DHS | DHS_connection_nopreHCs | Bottled LPG Room Heaters | DHS non-CHP | 200+ | Low_C | 0.96 | 739.9 | N/A
DHS | DHS_connection_nopreHCs | Bottled LPG Room Heaters | DHS non-CHP | 200+ | High_D | 0.96 | 963.3 | N/A
DHS | DHS_connection_nopreHCs | Bottled LPG Room Heaters | DHS non-CHP | 200+ | Low_D | 0.96 | 1170.5 | N/A
DHS | DHS_connection_nopreHCs | Bottled LPG Room Heaters | DHS non-CHP | 200+ | High_E | 0.96 | 1428.8 | N/A
DHS | DHS_connection_nopreHCs | Bottled LPG Room Heaters | DHS non-CHP | 200+ | Low_E | 0.96 | 1676.8 | N/A
DHS | DHS_connection_nopreHCs | Bottled LPG Room Heaters | DHS non-CHP | 200+ | High_F | 0.96 | 2025.1 | N/A
DHS | DHS_connection_nopreHCs | Bottled LPG Room Heaters | DHS non-CHP | 200+ | Low_F | 0.96 | 2413.7 | N/A
DHS | DHS_connection_nopreHCs | Bottled LPG Room Heaters | DHS non-CHP | 200+ | High_G | 0.96 | 2959 | N/A
DHS | DHS_connection_nopreHCs | Bottled LPG Room Heaters | DHS non-CHP | 200+ | Low_G | 0.96 | 3582.5 | N/A
DHS | DHS_connection_nopreHCs | Bottled LPG Boiler | DHS non-CHP | 0-72 | High_B | 0.96 | 202.8 | N/A
DHS | DHS_connection_nopreHCs | Bottled LPG Boiler | DHS non-CHP | 0-72 | Low_B | 0.96 | 202.8 | N/A
DHS | DHS_connection_nopreHCs | Bottled LPG Boiler | DHS non-CHP | 0-72 | High_C | 0.96 | 202.8 | N/A
DHS | DHS_connection_nopreHCs | Bottled LPG Boiler | DHS non-CHP | 0-72 | Low_C | 0.96 | 202.8 | N/A
DHS | DHS_connection_nopreHCs | Bottled LPG Boiler | DHS non-CHP | 0-72 | High_D | 0.96 | 274.9 | N/A
DHS | DHS_connection_nopreHCs | Bottled LPG Boiler | DHS non-CHP | 0-72 | Low_D | 0.96 | 359.3 | N/A
DHS | DHS_connection_nopreHCs | Bottled LPG Boiler | DHS non-CHP | 0-72 | High_E | 0.96 | 462.4 | N/A
DHS | DHS_connection_nopreHCs | Bottled LPG Boiler | DHS non-CHP | 0-72 | Low_E | 0.96 | 561.4 | N/A
DHS | DHS_connection_nopreHCs | Bottled LPG Boiler | DHS non-CHP | 0-72 | High_F | 0.96 | 700.5 | N/A
DHS | DHS_connection_nopreHCs | Bottled LPG Boiler | DHS non-CHP | 0-72 | Low_F | 0.96 | 855.7 | N/A
DHS | DHS_connection_nopreHCs | Bottled LPG Boiler | DHS non-CHP | 0-72 | High_G | 0.96 | 1073.4 | N/A
DHS | DHS_connection_nopreHCs | Bottled LPG Boiler | DHS non-CHP | 0-72 | Low_G | 0.96 | 1322.4 | N/A
DHS | DHS_connection_nopreHCs | Bottled LPG Boiler | DHS non-CHP | 73-97 | High_B | 0.96 | 184.3 | N/A
DHS | DHS_connection_nopreHCs | Bottled LPG Boiler | DHS non-CHP | 73-97 | Low_B | 0.96 | 184.3 | N/A
DHS | DHS_connection_nopreHCs | Bottled LPG Boiler | DHS non-CHP | 73-97 | High_C | 0.96 | 184.3 | N/A
DHS | DHS_connection_nopreHCs | Bottled LPG Boiler | DHS non-CHP | 73-97 | Low_C | 0.96 | 230.7 | N/A
DHS | DHS_connection_nopreHCs | Bottled LPG Boiler | DHS non-CHP | 73-97 | High_D | 0.96 | 324.8 | N/A
DHS | DHS_connection_nopreHCs | Bottled LPG Boiler | DHS non-CHP | 73-97 | Low_D | 0.96 | 416.1 | N/A
DHS | DHS_connection_nopreHCs | Bottled LPG Boiler | DHS non-CHP | 73-97 | High_E | 0.96 | 527.5 | N/A
DHS | DHS_connection_nopreHCs | Bottled LPG Boiler | DHS non-CHP | 73-97 | Low_E | 0.96 | 634.5 | N/A
DHS | DHS_connection_nopreHCs | Bottled LPG Boiler | DHS non-CHP | 73-97 | High_F | 0.96 | 784.9 | N/A
DHS | DHS_connection_nopreHCs | Bottled LPG Boiler | DHS non-CHP | 73-97 | Low_F | 0.96 | 952.6 | N/A
DHS | DHS_connection_nopreHCs | Bottled LPG Boiler | DHS non-CHP | 73-97 | High_G | 0.96 | 1187.9 | N/A
DHS | DHS_connection_nopreHCs | Bottled LPG Boiler | DHS non-CHP | 73-97 | Low_G | 0.96 | 1457 | N/A
DHS | DHS_connection_nopreHCs | Bottled LPG Boiler | DHS non-CHP | 98-199 | High_B | 0.96 | 165.9 | N/A
DHS | DHS_connection_nopreHCs | Bottled LPG Boiler | DHS non-CHP | 98-199 | Low_B | 0.96 | 165.9 | N/A
DHS | DHS_connection_nopreHCs | Bottled LPG Boiler | DHS non-CHP | 98-199 | High_C | 0.96 | 217 | N/A
DHS | DHS_connection_nopreHCs | Bottled LPG Boiler | DHS non-CHP | 98-199 | Low_C | 0.96 | 302 | N/A
DHS | DHS_connection_nopreHCs | Bottled LPG Boiler | DHS non-CHP | 98-199 | High_D | 0.96 | 411.4 | N/A
DHS | DHS_connection_nopreHCs | Bottled LPG Boiler | DHS non-CHP | 98-199 | Low_D | 0.96 | 516.4 | N/A
DHS | DHS_connection_nopreHCs | Bottled LPG Boiler | DHS non-CHP | 98-199 | High_E | 0.96 | 644.6 | N/A
DHS | DHS_connection_nopreHCs | Bottled LPG Boiler | DHS non-CHP | 98-199 | Low_E | 0.96 | 767.8 | N/A
DHS | DHS_connection_nopreHCs | Bottled LPG Boiler | DHS non-CHP | 98-199 | High_F | 0.96 | 940.8 | N/A
DHS | DHS_connection_nopreHCs | Bottled LPG Boiler | DHS non-CHP | 98-199 | Low_F | 0.96 | 1133.8 | N/A
DHS | DHS_connection_nopreHCs | Bottled LPG Boiler | DHS non-CHP | 98-199 | High_G | 0.96 | 1404.6 | N/A
DHS | DHS_connection_nopreHCs | Bottled LPG Boiler | DHS non-CHP | 98-199 | Low_G | 0.96 | 1714.3 | N/A
DHS | DHS_connection_nopreHCs | Bottled LPG Boiler | DHS non-CHP | 200+ | High_B | 0.96 | 172 | N/A
DHS | DHS_connection_nopreHCs | Bottled LPG Boiler | DHS non-CHP | 200+ | Low_B | 0.96 | 312.2 | N/A
DHS | DHS_connection_nopreHCs | Bottled LPG Boiler | DHS non-CHP | 200+ | High_C | 0.96 | 488.4 | N/A
DHS | DHS_connection_nopreHCs | Bottled LPG Boiler | DHS non-CHP | 200+ | Low_C | 0.96 | 643 | N/A
DHS | DHS_connection_nopreHCs | Bottled LPG Boiler | DHS non-CHP | 200+ | High_D | 0.96 | 840.8 | N/A
DHS | DHS_connection_nopreHCs | Bottled LPG Boiler | DHS non-CHP | 200+ | Low_D | 0.96 | 1024.3 | N/A
DHS | DHS_connection_nopreHCs | Bottled LPG Boiler | DHS non-CHP | 200+ | High_E | 0.96 | 1252.8 | N/A
DHS | DHS_connection_nopreHCs | Bottled LPG Boiler | DHS non-CHP | 200+ | Low_E | 0.96 | 1472.4 | N/A
DHS | DHS_connection_nopreHCs | Bottled LPG Boiler | DHS non-CHP | 200+ | High_F | 0.96 | 1780.7 | N/A
DHS | DHS_connection_nopreHCs | Bottled LPG Boiler | DHS non-CHP | 200+ | Low_F | 0.96 | 2124.7 | N/A
DHS | DHS_connection_nopreHCs | Bottled LPG Boiler | DHS non-CHP | 200+ | High_G | 0.96 | 2607.4 | N/A
DHS | DHS_connection_nopreHCs | Bottled LPG Boiler | DHS non-CHP | 200+ | Low_G | 0.96 | 3159.4 | N/A
DHS | DHS_connection_nopreHCs | Solid Fossil Room Heaters | DHS non-CHP | 0-72 | High_B | 0.96 | 0 | N/A
DHS | DHS_connection_nopreHCs | Solid Fossil Room Heaters | DHS non-CHP | 0-72 | Low_B | 0.96 | 0 | N/A
DHS | DHS_connection_nopreHCs | Solid Fossil Room Heaters | DHS non-CHP | 0-72 | High_C | 0.96 | 30.7 | N/A
DHS | DHS_connection_nopreHCs | Solid Fossil Room Heaters | DHS non-CHP | 0-72 | Low_C | 0.96 | 73.1 | N/A
DHS | DHS_connection_nopreHCs | Solid Fossil Room Heaters | DHS non-CHP | 0-72 | High_D | 0.96 | 127.7 | N/A
DHS | DHS_connection_nopreHCs | Solid Fossil Room Heaters | DHS non-CHP | 0-72 | Low_D | 0.96 | 181.2 | N/A
DHS | DHS_connection_nopreHCs | Solid Fossil Room Heaters | DHS non-CHP | 0-72 | High_E | 0.96 | 246.6 | N/A
DHS | DHS_connection_nopreHCs | Solid Fossil Room Heaters | DHS non-CHP | 0-72 | Low_E | 0.96 | 309.3 | N/A
DHS | DHS_connection_nopreHCs | Solid Fossil Room Heaters | DHS non-CHP | 0-72 | High_F | 0.96 | 397.4 | N/A
DHS | DHS_connection_nopreHCs | Solid Fossil Room Heaters | DHS non-CHP | 0-72 | Low_F | 0.96 | 495.7 | N/A
DHS | DHS_connection_nopreHCs | Solid Fossil Room Heaters | DHS non-CHP | 0-72 | High_G | 0.96 | 633.7 | N/A
DHS | DHS_connection_nopreHCs | Solid Fossil Room Heaters | DHS non-CHP | 0-72 | Low_G | 0.96 | 791.4 | N/A
DHS | DHS_connection_nopreHCs | Solid Fossil Room Heaters | DHS non-CHP | 73-97 | High_B | 0.96 | 0 | N/A
DHS | DHS_connection_nopreHCs | Solid Fossil Room Heaters | DHS non-CHP | 73-97 | Low_B | 0.96 | 4.8 | N/A
DHS | DHS_connection_nopreHCs | Solid Fossil Room Heaters | DHS non-CHP | 73-97 | High_C | 0.96 | 57.7 | N/A
DHS | DHS_connection_nopreHCs | Solid Fossil Room Heaters | DHS non-CHP | 73-97 | Low_C | 0.96 | 104 | N/A
DHS | DHS_connection_nopreHCs | Solid Fossil Room Heaters | DHS non-CHP | 73-97 | High_D | 0.96 | 163.6 | N/A
DHS | DHS_connection_nopreHCs | Solid Fossil Room Heaters | DHS non-CHP | 73-97 | Low_D | 0.96 | 221.4 | N/A
DHS | DHS_connection_nopreHCs | Solid Fossil Room Heaters | DHS non-CHP | 73-97 | High_E | 0.96 | 292 | N/A
DHS | DHS_connection_nopreHCs | Solid Fossil Room Heaters | DHS non-CHP | 73-97 | Low_E | 0.96 | 359.8 | N/A
DHS | DHS_connection_nopreHCs | Solid Fossil Room Heaters | DHS non-CHP | 73-97 | High_F | 0.96 | 455.1 | N/A
DHS | DHS_connection_nopreHCs | Solid Fossil Room Heaters | DHS non-CHP | 73-97 | Low_F | 0.96 | 561.4 | N/A
DHS | DHS_connection_nopreHCs | Solid Fossil Room Heaters | DHS non-CHP | 73-97 | High_G | 0.96 | 710.5 | N/A
DHS | DHS_connection_nopreHCs | Solid Fossil Room Heaters | DHS non-CHP | 73-97 | Low_G | 0.96 | 881 | N/A
DHS | DHS_connection_nopreHCs | Solid Fossil Room Heaters | DHS non-CHP | 98-199 | High_B | 0.96 | 0 | N/A
DHS | DHS_connection_nopreHCs | Solid Fossil Room Heaters | DHS non-CHP | 98-199 | Low_B | 0.96 | 37.9 | N/A
DHS | DHS_connection_nopreHCs | Solid Fossil Room Heaters | DHS non-CHP | 98-199 | High_C | 0.96 | 99.5 | N/A
DHS | DHS_connection_nopreHCs | Solid Fossil Room Heaters | DHS non-CHP | 98-199 | Low_C | 0.96 | 153.4 | N/A
DHS | DHS_connection_nopreHCs | Solid Fossil Room Heaters | DHS non-CHP | 98-199 | High_D | 0.96 | 222.7 | N/A
DHS | DHS_connection_nopreHCs | Solid Fossil Room Heaters | DHS non-CHP | 98-199 | Low_D | 0.96 | 289.2 | N/A
DHS | DHS_connection_nopreHCs | Solid Fossil Room Heaters | DHS non-CHP | 98-199 | High_E | 0.96 | 370.5 | N/A
DHS | DHS_connection_nopreHCs | Solid Fossil Room Heaters | DHS non-CHP | 98-199 | Low_E | 0.96 | 448.5 | N/A
DHS | DHS_connection_nopreHCs | Solid Fossil Room Heaters | DHS non-CHP | 98-199 | High_F | 0.96 | 558.1 | N/A
DHS | DHS_connection_nopreHCs | Solid Fossil Room Heaters | DHS non-CHP | 98-199 | Low_F | 0.96 | 680.4 | N/A
DHS | DHS_connection_nopreHCs | Solid Fossil Room Heaters | DHS non-CHP | 98-199 | High_G | 0.96 | 852 | N/A
DHS | DHS_connection_nopreHCs | Solid Fossil Room Heaters | DHS non-CHP | 98-199 | Low_G | 0.96 | 1048.2 | N/A
DHS | DHS_connection_nopreHCs | Solid Fossil Room Heaters | DHS non-CHP | 200+ | High_B | 0.96 | 71 | N/A
DHS | DHS_connection_nopreHCs | Solid Fossil Room Heaters | DHS non-CHP | 200+ | Low_B | 0.96 | 159.8 | N/A
DHS | DHS_connection_nopreHCs | Solid Fossil Room Heaters | DHS non-CHP | 200+ | High_C | 0.96 | 271.5 | N/A
DHS | DHS_connection_nopreHCs | Solid Fossil Room Heaters | DHS non-CHP | 200+ | Low_C | 0.96 | 369.4 | N/A
DHS | DHS_connection_nopreHCs | Solid Fossil Room Heaters | DHS non-CHP | 200+ | High_D | 0.96 | 494.8 | N/A
DHS | DHS_connection_nopreHCs | Solid Fossil Room Heaters | DHS non-CHP | 200+ | Low_D | 0.96 | 611 | N/A
DHS | DHS_connection_nopreHCs | Solid Fossil Room Heaters | DHS non-CHP | 200+ | High_E | 0.96 | 755.8 | N/A
DHS | DHS_connection_nopreHCs | Solid Fossil Room Heaters | DHS non-CHP | 200+ | Low_E | 0.96 | 894.9 | N/A
DHS | DHS_connection_nopreHCs | Solid Fossil Room Heaters | DHS non-CHP | 200+ | High_F | 0.96 | 1090.3 | N/A
DHS | DHS_connection_nopreHCs | Solid Fossil Room Heaters | DHS non-CHP | 200+ | Low_F | 0.96 | 1308.2 | N/A
DHS | DHS_connection_nopreHCs | Solid Fossil Room Heaters | DHS non-CHP | 200+ | High_G | 0.96 | 1614.1 | N/A
DHS | DHS_connection_nopreHCs | Solid Fossil Room Heaters | DHS non-CHP | 200+ | Low_G | 0.96 | 1963.8 | N/A
DHS | DHS_connection_nopreHCs | Solid Fossil Boiler | DHS non-CHP | 0-72 | High_B | 0.96 | 0 | N/A
DHS | DHS_connection_nopreHCs | Solid Fossil Boiler | DHS non-CHP | 0-72 | Low_B | 0.96 | 0 | N/A
DHS | DHS_connection_nopreHCs | Solid Fossil Boiler | DHS non-CHP | 0-72 | High_C | 0.96 | 0 | N/A
DHS | DHS_connection_nopreHCs | Solid Fossil Boiler | DHS non-CHP | 0-72 | Low_C | 0.96 | 18.4 | N/A
DHS | DHS_connection_nopreHCs | Solid Fossil Boiler | DHS non-CHP | 0-72 | High_D | 0.96 | 58.1 | N/A
DHS | DHS_connection_nopreHCs | Solid Fossil Boiler | DHS non-CHP | 0-72 | Low_D | 0.96 | 97 | N/A
DHS | DHS_connection_nopreHCs | Solid Fossil Boiler | DHS non-CHP | 0-72 | High_E | 0.96 | 144.5 | N/A
DHS | DHS_connection_nopreHCs | Solid Fossil Boiler | DHS non-CHP | 0-72 | Low_E | 0.96 | 190 | N/A
DHS | DHS_connection_nopreHCs | Solid Fossil Boiler | DHS non-CHP | 0-72 | High_F | 0.96 | 254.1 | N/A
DHS | DHS_connection_nopreHCs | Solid Fossil Boiler | DHS non-CHP | 0-72 | Low_F | 0.96 | 325.5 | N/A
DHS | DHS_connection_nopreHCs | Solid Fossil Boiler | DHS non-CHP | 0-72 | High_G | 0.96 | 425.7 | N/A
DHS | DHS_connection_nopreHCs | Solid Fossil Boiler | DHS non-CHP | 0-72 | Low_G | 0.96 | 540.3 | N/A
DHS | DHS_connection_nopreHCs | Solid Fossil Boiler | DHS non-CHP | 73-97 | High_B | 0.96 | 0 | N/A
DHS | DHS_connection_nopreHCs | Solid Fossil Boiler | DHS non-CHP | 73-97 | Low_B | 0.96 | 0 | N/A
DHS | DHS_connection_nopreHCs | Solid Fossil Boiler | DHS non-CHP | 73-97 | High_C | 0.96 | 10.4 | N/A
DHS | DHS_connection_nopreHCs | Solid Fossil Boiler | DHS non-CHP | 73-97 | Low_C | 0.96 | 44 | N/A
DHS | DHS_connection_nopreHCs | Solid Fossil Boiler | DHS non-CHP | 73-97 | High_D | 0.96 | 87.3 | N/A
DHS | DHS_connection_nopreHCs | Solid Fossil Boiler | DHS non-CHP | 73-97 | Low_D | 0.96 | 129.3 | N/A
DHS | DHS_connection_nopreHCs | Solid Fossil Boiler | DHS non-CHP | 73-97 | High_E | 0.96 | 180.6 | N/A
DHS | DHS_connection_nopreHCs | Solid Fossil Boiler | DHS non-CHP | 73-97 | Low_E | 0.96 | 229.9 | N/A
DHS | DHS_connection_nopreHCs | Solid Fossil Boiler | DHS non-CHP | 73-97 | High_F | 0.96 | 299.1 | N/A
DHS | DHS_connection_nopreHCs | Solid Fossil Boiler | DHS non-CHP | 73-97 | Low_F | 0.96 | 376.3 | N/A
DHS | DHS_connection_nopreHCs | Solid Fossil Boiler | DHS non-CHP | 73-97 | High_G | 0.96 | 484.6 | N/A
DHS | DHS_connection_nopreHCs | Solid Fossil Boiler | DHS non-CHP | 73-97 | Low_G | 0.96 | 608.5 | N/A
DHS | DHS_connection_nopreHCs | Solid Fossil Boiler | DHS non-CHP | 98-199 | High_B | 0.96 | 0 | N/A
DHS | DHS_connection_nopreHCs | Solid Fossil Boiler | DHS non-CHP | 98-199 | Low_B | 0.96 | 0 | N/A
DHS | DHS_connection_nopreHCs | Solid Fossil Boiler | DHS non-CHP | 98-199 | High_C | 0.96 | 43.9 | N/A
DHS | DHS_connection_nopreHCs | Solid Fossil Boiler | DHS non-CHP | 98-199 | Low_C | 0.96 | 83.1 | N/A
DHS | DHS_connection_nopreHCs | Solid Fossil Boiler | DHS non-CHP | 98-199 | High_D | 0.96 | 133.4 | N/A
DHS | DHS_connection_nopreHCs | Solid Fossil Boiler | DHS non-CHP | 98-199 | Low_D | 0.96 | 181.7 | N/A
DHS | DHS_connection_nopreHCs | Solid Fossil Boiler | DHS non-CHP | 98-199 | High_E | 0.96 | 240.8 | N/A
DHS | DHS_connection_nopreHCs | Solid Fossil Boiler | DHS non-CHP | 98-199 | Low_E | 0.96 | 297.5 | N/A
DHS | DHS_connection_nopreHCs | Solid Fossil Boiler | DHS non-CHP | 98-199 | High_F | 0.96 | 377.1 | N/A
DHS | DHS_connection_nopreHCs | Solid Fossil Boiler | DHS non-CHP | 98-199 | Low_F | 0.96 | 465.9 | N/A
DHS | DHS_connection_nopreHCs | Solid Fossil Boiler | DHS non-CHP | 98-199 | High_G | 0.96 | 590.6 | N/A
DHS | DHS_connection_nopreHCs | Solid Fossil Boiler | DHS non-CHP | 98-199 | Low_G | 0.96 | 733.1 | N/A
DHS | DHS_connection_nopreHCs | Solid Fossil Boiler | DHS non-CHP | 200+ | High_B | 0.96 | 23.2 | N/A
DHS | DHS_connection_nopreHCs | Solid Fossil Boiler | DHS non-CHP | 200+ | Low_B | 0.96 | 87.7 | N/A
DHS | DHS_connection_nopreHCs | Solid Fossil Boiler | DHS non-CHP | 200+ | High_C | 0.96 | 168.8 | N/A
DHS | DHS_connection_nopreHCs | Solid Fossil Boiler | DHS non-CHP | 200+ | Low_C | 0.96 | 240 | N/A
DHS | DHS_connection_nopreHCs | Solid Fossil Boiler | DHS non-CHP | 200+ | High_D | 0.96 | 331.1 | N/A
DHS | DHS_connection_nopreHCs | Solid Fossil Boiler | DHS non-CHP | 200+ | Low_D | 0.96 | 415.5 | N/A
DHS | DHS_connection_nopreHCs | Solid Fossil Boiler | DHS non-CHP | 200+ | High_E | 0.96 | 520.7 | N/A
DHS | DHS_connection_nopreHCs | Solid Fossil Boiler | DHS non-CHP | 200+ | Low_E | 0.96 | 621.8 | N/A
DHS | DHS_connection_nopreHCs | Solid Fossil Boiler | DHS non-CHP | 200+ | High_F | 0.96 | 763.7 | N/A
DHS | DHS_connection_nopreHCs | Solid Fossil Boiler | DHS non-CHP | 200+ | Low_F | 0.96 | 922 | N/A
DHS | DHS_connection_nopreHCs | Solid Fossil Boiler | DHS non-CHP | 200+ | High_G | 0.96 | 1144.2 | N/A
DHS | DHS_connection_nopreHCs | Solid Fossil Boiler | DHS non-CHP | 200+ | Low_G | 0.96 | 1398.3 | N/A
DHS | DHS_connection_nopreHCs | Gas Fire with Back Boiler | DHS non-CHP | 0-72 | High_B | 0.96 | 56.2 | N/A
DHS | DHS_connection_nopreHCs | Gas Fire with Back Boiler | DHS non-CHP | 0-72 | Low_B | 0.96 | 56.2 | N/A
DHS | DHS_connection_nopreHCs | Gas Fire with Back Boiler | DHS non-CHP | 0-72 | High_C | 0.96 | 96.2 | N/A
DHS | DHS_connection_nopreHCs | Gas Fire with Back Boiler | DHS non-CHP | 0-72 | Low_C | 0.96 | 135.3 | N/A
DHS | DHS_connection_nopreHCs | Gas Fire with Back Boiler | DHS non-CHP | 0-72 | High_D | 0.96 | 185.9 | N/A
DHS | DHS_connection_nopreHCs | Gas Fire with Back Boiler | DHS non-CHP | 0-72 | Low_D | 0.96 | 235.4 | N/A
DHS | DHS_connection_nopreHCs | Gas Fire with Back Boiler | DHS non-CHP | 0-72 | High_E | 0.96 | 295.9 | N/A
DHS | DHS_connection_nopreHCs | Gas Fire with Back Boiler | DHS non-CHP | 0-72 | Low_E | 0.96 | 353.9 | N/A
DHS | DHS_connection_nopreHCs | Gas Fire with Back Boiler | DHS non-CHP | 0-72 | High_F | 0.96 | 435.5 | N/A
DHS | DHS_connection_nopreHCs | Gas Fire with Back Boiler | DHS non-CHP | 0-72 | Low_F | 0.96 | 526.4 | N/A
DHS | DHS_connection_nopreHCs | Gas Fire with Back Boiler | DHS non-CHP | 0-72 | High_G | 0.96 | 654.1 | N/A
DHS | DHS_connection_nopreHCs | Gas Fire with Back Boiler | DHS non-CHP | 0-72 | Low_G | 0.96 | 800.1 | N/A
DHS | DHS_connection_nopreHCs | Gas Fire with Back Boiler | DHS non-CHP | 73-97 | High_B | 0.96 | 51.1 | N/A
DHS | DHS_connection_nopreHCs | Gas Fire with Back Boiler | DHS non-CHP | 73-97 | Low_B | 0.96 | 66 | N/A
DHS | DHS_connection_nopreHCs | Gas Fire with Back Boiler | DHS non-CHP | 73-97 | High_C | 0.96 | 115 | N/A
DHS | DHS_connection_nopreHCs | Gas Fire with Back Boiler | DHS non-CHP | 73-97 | Low_C | 0.96 | 157.8 | N/A
DHS | DHS_connection_nopreHCs | Gas Fire with Back Boiler | DHS non-CHP | 73-97 | High_D | 0.96 | 212.9 | N/A
DHS | DHS_connection_nopreHCs | Gas Fire with Back Boiler | DHS non-CHP | 73-97 | Low_D | 0.96 | 266.5 | N/A
DHS | DHS_connection_nopreHCs | Gas Fire with Back Boiler | DHS non-CHP | 73-97 | High_E | 0.96 | 331.8 | N/A
DHS | DHS_connection_nopreHCs | Gas Fire with Back Boiler | DHS non-CHP | 73-97 | Low_E | 0.96 | 394.6 | N/A
DHS | DHS_connection_nopreHCs | Gas Fire with Back Boiler | DHS non-CHP | 73-97 | High_F | 0.96 | 482.7 | N/A
DHS | DHS_connection_nopreHCs | Gas Fire with Back Boiler | DHS non-CHP | 73-97 | Low_F | 0.96 | 581 | N/A
DHS | DHS_connection_nopreHCs | Gas Fire with Back Boiler | DHS non-CHP | 73-97 | High_G | 0.96 | 719 | N/A
DHS | DHS_connection_nopreHCs | Gas Fire with Back Boiler | DHS non-CHP | 73-97 | Low_G | 0.96 | 876.8 | N/A
DHS | DHS_connection_nopreHCs | Gas Fire with Back Boiler | DHS non-CHP | 98-199 | High_B | 0.96 | 46 | N/A
DHS | DHS_connection_nopreHCs | Gas Fire with Back Boiler | DHS non-CHP | 98-199 | Low_B | 0.96 | 90.5 | N/A
DHS | DHS_connection_nopreHCs | Gas Fire with Back Boiler | DHS non-CHP | 98-199 | High_C | 0.96 | 147.5 | N/A
DHS | DHS_connection_nopreHCs | Gas Fire with Back Boiler | DHS non-CHP | 98-199 | Low_C | 0.96 | 197.4 | N/A
DHS | DHS_connection_nopreHCs | Gas Fire with Back Boiler | DHS non-CHP | 98-199 | High_D | 0.96 | 261.5 | N/A
DHS | DHS_connection_nopreHCs | Gas Fire with Back Boiler | DHS non-CHP | 98-199 | Low_D | 0.96 | 323 | N/A
DHS | DHS_connection_nopreHCs | Gas Fire with Back Boiler | DHS non-CHP | 98-199 | High_E | 0.96 | 398.2 | N/A
DHS | DHS_connection_nopreHCs | Gas Fire with Back Boiler | DHS non-CHP | 98-199 | Low_E | 0.96 | 470.4 | N/A
DHS | DHS_connection_nopreHCs | Gas Fire with Back Boiler | DHS non-CHP | 98-199 | High_F | 0.96 | 571.9 | N/A
DHS | DHS_connection_nopreHCs | Gas Fire with Back Boiler | DHS non-CHP | 98-199 | Low_F | 0.96 | 685 | N/A
DHS | DHS_connection_nopreHCs | Gas Fire with Back Boiler | DHS non-CHP | 98-199 | High_G | 0.96 | 843.8 | N/A
DHS | DHS_connection_nopreHCs | Gas Fire with Back Boiler | DHS non-CHP | 98-199 | Low_G | 0.96 | 1025.4 | N/A
DHS | DHS_connection_nopreHCs | Gas Fire with Back Boiler | DHS non-CHP | 200+ | High_B | 0.96 | 121.1 | N/A
DHS | DHS_connection_nopreHCs | Gas Fire with Back Boiler | DHS non-CHP | 200+ | Low_B | 0.96 | 203.3 | N/A
DHS | DHS_connection_nopreHCs | Gas Fire with Back Boiler | DHS non-CHP | 200+ | High_C | 0.96 | 306.6 | N/A
DHS | DHS_connection_nopreHCs | Gas Fire with Back Boiler | DHS non-CHP | 200+ | Low_C | 0.96 | 397.3 | N/A
DHS | DHS_connection_nopreHCs | Gas Fire with Back Boiler | DHS non-CHP | 200+ | High_D | 0.96 | 513.3 | N/A
DHS | DHS_connection_nopreHCs | Gas Fire with Back Boiler | DHS non-CHP | 200+ | Low_D | 0.96 | 620.8 | N/A
DHS | DHS_connection_nopreHCs | Gas Fire with Back Boiler | DHS non-CHP | 200+ | High_E | 0.96 | 754.8 | N/A
DHS | DHS_connection_nopreHCs | Gas Fire with Back Boiler | DHS non-CHP | 200+ | Low_E | 0.96 | 883.5 | N/A
DHS | DHS_connection_nopreHCs | Gas Fire with Back Boiler | DHS non-CHP | 200+ | High_F | 0.96 | 1064.3 | N/A
DHS | DHS_connection_nopreHCs | Gas Fire with Back Boiler | DHS non-CHP | 200+ | Low_F | 0.96 | 1266 | N/A
DHS | DHS_connection_nopreHCs | Gas Fire with Back Boiler | DHS non-CHP | 200+ | High_G | 0.96 | 1549 | N/A
DHS | DHS_connection_nopreHCs | Gas Fire with Back Boiler | DHS non-CHP | 200+ | Low_G | 0.96 | 1872.6 | N/A
DHS | DHS_connection_nopreHCs | Gas Room Heaters | DHS non-CHP | 0-72 | High_B | 0.96 | 26.6 | N/A
DHS | DHS_connection_nopreHCs | Gas Room Heaters | DHS non-CHP | 0-72 | Low_B | 0.96 | 35.3 | N/A
DHS | DHS_connection_nopreHCs | Gas Room Heaters | DHS non-CHP | 0-72 | High_C | 0.96 | 66.2 | N/A
DHS | DHS_connection_nopreHCs | Gas Room Heaters | DHS non-CHP | 0-72 | Low_C | 0.96 | 93.1 | N/A
DHS | DHS_connection_nopreHCs | Gas Room Heaters | DHS non-CHP | 0-72 | High_D | 0.96 | 128 | N/A
DHS | DHS_connection_nopreHCs | Gas Room Heaters | DHS non-CHP | 0-72 | Low_D | 0.96 | 162 | N/A
DHS | DHS_connection_nopreHCs | Gas Room Heaters | DHS non-CHP | 0-72 | High_E | 0.96 | 203.6 | N/A
DHS | DHS_connection_nopreHCs | Gas Room Heaters | DHS non-CHP | 0-72 | Low_E | 0.96 | 243.6 | N/A
DHS | DHS_connection_nopreHCs | Gas Room Heaters | DHS non-CHP | 0-72 | High_F | 0.96 | 299.7 | N/A
DHS | DHS_connection_nopreHCs | Gas Room Heaters | DHS non-CHP | 0-72 | Low_F | 0.96 | 362.3 | N/A
DHS | DHS_connection_nopreHCs | Gas Room Heaters | DHS non-CHP | 0-72 | High_G | 0.96 | 450.2 | N/A
DHS | DHS_connection_nopreHCs | Gas Room Heaters | DHS non-CHP | 0-72 | Low_G | 0.96 | 550.6 | N/A
DHS | DHS_connection_nopreHCs | Gas Room Heaters | DHS non-CHP | 73-97 | High_B | 0.96 | 24.1 | N/A
DHS | DHS_connection_nopreHCs | Gas Room Heaters | DHS non-CHP | 73-97 | Low_B | 0.96 | 45.4 | N/A
DHS | DHS_connection_nopreHCs | Gas Room Heaters | DHS non-CHP | 73-97 | High_C | 0.96 | 79.1 | N/A
DHS | DHS_connection_nopreHCs | Gas Room Heaters | DHS non-CHP | 73-97 | Low_C | 0.96 | 108.6 | N/A
DHS | DHS_connection_nopreHCs | Gas Room Heaters | DHS non-CHP | 73-97 | High_D | 0.96 | 146.6 | N/A
DHS | DHS_connection_nopreHCs | Gas Room Heaters | DHS non-CHP | 73-97 | Low_D | 0.96 | 183.4 | N/A
DHS | DHS_connection_nopreHCs | Gas Room Heaters | DHS non-CHP | 73-97 | High_E | 0.96 | 228.4 | N/A
DHS | DHS_connection_nopreHCs | Gas Room Heaters | DHS non-CHP | 73-97 | Low_E | 0.96 | 271.5 | N/A
DHS | DHS_connection_nopreHCs | Gas Room Heaters | DHS non-CHP | 73-97 | High_F | 0.96 | 332.2 | N/A
DHS | DHS_connection_nopreHCs | Gas Room Heaters | DHS non-CHP | 73-97 | Low_F | 0.96 | 399.9 | N/A
DHS | DHS_connection_nopreHCs | Gas Room Heaters | DHS non-CHP | 73-97 | High_G | 0.96 | 494.8 | N/A
DHS | DHS_connection_nopreHCs | Gas Room Heaters | DHS non-CHP | 73-97 | Low_G | 0.96 | 603.4 | N/A
DHS | DHS_connection_nopreHCs | Gas Room Heaters | DHS non-CHP | 98-199 | High_B | 0.96 | 31.2 | N/A
DHS | DHS_connection_nopreHCs | Gas Room Heaters | DHS non-CHP | 98-199 | Low_B | 0.96 | 62.3 | N/A
DHS | DHS_connection_nopreHCs | Gas Room Heaters | DHS non-CHP | 98-199 | High_C | 0.96 | 101.5 | N/A
DHS | DHS_connection_nopreHCs | Gas Room Heaters | DHS non-CHP | 98-199 | Low_C | 0.96 | 135.8 | N/A
DHS | DHS_connection_nopreHCs | Gas Room Heaters | DHS non-CHP | 98-199 | High_D | 0.96 | 179.9 | N/A
DHS | DHS_connection_nopreHCs | Gas Room Heaters | DHS non-CHP | 98-199 | Low_D | 0.96 | 222.3 | N/A
DHS | DHS_connection_nopreHCs | Gas Room Heaters | DHS non-CHP | 98-199 | High_E | 0.96 | 274.1 | N/A
DHS | DHS_connection_nopreHCs | Gas Room Heaters | DHS non-CHP | 98-199 | Low_E | 0.96 | 323.8 | N/A
DHS | DHS_connection_nopreHCs | Gas Room Heaters | DHS non-CHP | 98-199 | High_F | 0.96 | 393.6 | N/A
DHS | DHS_connection_nopreHCs | Gas Room Heaters | DHS non-CHP | 98-199 | Low_F | 0.96 | 471.5 | N/A
DHS | DHS_connection_nopreHCs | Gas Room Heaters | DHS non-CHP | 98-199 | High_G | 0.96 | 580.7 | N/A
DHS | DHS_connection_nopreHCs | Gas Room Heaters | DHS non-CHP | 98-199 | Low_G | 0.96 | 705.7 | N/A
DHS | DHS_connection_nopreHCs | Gas Room Heaters | DHS non-CHP | 200+ | High_B | 0.96 | 83.3 | N/A
DHS | DHS_connection_nopreHCs | Gas Room Heaters | DHS non-CHP | 200+ | Low_B | 0.96 | 139.9 | N/A
DHS | DHS_connection_nopreHCs | Gas Room Heaters | DHS non-CHP | 200+ | High_C | 0.96 | 211 | N/A
DHS | DHS_connection_nopreHCs | Gas Room Heaters | DHS non-CHP | 200+ | Low_C | 0.96 | 273.4 | N/A
DHS | DHS_connection_nopreHCs | Gas Room Heaters | DHS non-CHP | 200+ | High_D | 0.96 | 353.2 | N/A
DHS | DHS_connection_nopreHCs | Gas Room Heaters | DHS non-CHP | 200+ | Low_D | 0.96 | 427.3 | N/A
DHS | DHS_connection_nopreHCs | Gas Room Heaters | DHS non-CHP | 200+ | High_E | 0.96 | 519.5 | N/A
DHS | DHS_connection_nopreHCs | Gas Room Heaters | DHS non-CHP | 200+ | Low_E | 0.96 | 608.1 | N/A
DHS | DHS_connection_nopreHCs | Gas Room Heaters | DHS non-CHP | 200+ | High_F | 0.96 | 732.5 | N/A
DHS | DHS_connection_nopreHCs | Gas Room Heaters | DHS non-CHP | 200+ | Low_F | 0.96 | 871.3 | N/A
DHS | DHS_connection_nopreHCs | Gas Room Heaters | DHS non-CHP | 200+ | High_G | 0.96 | 1066.1 | N/A
DHS | DHS_connection_nopreHCs | Gas Room Heaters | DHS non-CHP | 200+ | Low_G | 0.96 | 1288.8 | N/A
DHS | DHS_connection_nopreHCs | Gas Back Boiler to Radiators | DHS non-CHP | 0-72 | High_B | 0.96 | 15.3 | N/A
DHS | DHS_connection_nopreHCs | Gas Back Boiler to Radiators | DHS non-CHP | 0-72 | Low_B | 0.96 | 25.7 | N/A
DHS | DHS_connection_nopreHCs | Gas Back Boiler to Radiators | DHS non-CHP | 0-72 | High_C | 0.96 | 48.2 | N/A
DHS | DHS_connection_nopreHCs | Gas Back Boiler to Radiators | DHS non-CHP | 0-72 | Low_C | 0.96 | 67.8 | N/A
DHS | DHS_connection_nopreHCs | Gas Back Boiler to Radiators | DHS non-CHP | 0-72 | High_D | 0.96 | 93.2 | N/A
DHS | DHS_connection_nopreHCs | Gas Back Boiler to Radiators | DHS non-CHP | 0-72 | Low_D | 0.96 | 118 | N/A
DHS | DHS_connection_nopreHCs | Gas Back Boiler to Radiators | DHS non-CHP | 0-72 | High_E | 0.96 | 148.3 | N/A
DHS | DHS_connection_nopreHCs | Gas Back Boiler to Radiators | DHS non-CHP | 0-72 | Low_E | 0.96 | 177.4 | N/A
DHS | DHS_connection_nopreHCs | Gas Back Boiler to Radiators | DHS non-CHP | 0-72 | High_F | 0.96 | 218.3 | N/A
DHS | DHS_connection_nopreHCs | Gas Back Boiler to Radiators | DHS non-CHP | 0-72 | Low_F | 0.96 | 263.8 | N/A
DHS | DHS_connection_nopreHCs | Gas Back Boiler to Radiators | DHS non-CHP | 0-72 | High_G | 0.96 | 327.8 | N/A
DHS | DHS_connection_nopreHCs | Gas Back Boiler to Radiators | DHS non-CHP | 0-72 | Low_G | 0.96 | 401 | N/A
DHS | DHS_connection_nopreHCs | Gas Back Boiler to Radiators | DHS non-CHP | 73-97 | High_B | 0.96 | 13.9 | N/A
DHS | DHS_connection_nopreHCs | Gas Back Boiler to Radiators | DHS non-CHP | 73-97 | Low_B | 0.96 | 33.1 | N/A
DHS | DHS_connection_nopreHCs | Gas Back Boiler to Radiators | DHS non-CHP | 73-97 | High_C | 0.96 | 57.6 | N/A
DHS | DHS_connection_nopreHCs | Gas Back Boiler to Radiators | DHS non-CHP | 73-97 | Low_C | 0.96 | 79.1 | N/A
DHS | DHS_connection_nopreHCs | Gas Back Boiler to Radiators | DHS non-CHP | 73-97 | High_D | 0.96 | 106.7 | N/A
DHS | DHS_connection_nopreHCs | Gas Back Boiler to Radiators | DHS non-CHP | 73-97 | Low_D | 0.96 | 133.5 | N/A
DHS | DHS_connection_nopreHCs | Gas Back Boiler to Radiators | DHS non-CHP | 73-97 | High_E | 0.96 | 166.3 | N/A
DHS | DHS_connection_nopreHCs | Gas Back Boiler to Radiators | DHS non-CHP | 73-97 | Low_E | 0.96 | 197.7 | N/A
DHS | DHS_connection_nopreHCs | Gas Back Boiler to Radiators | DHS non-CHP | 73-97 | High_F | 0.96 | 241.9 | N/A
DHS | DHS_connection_nopreHCs | Gas Back Boiler to Radiators | DHS non-CHP | 73-97 | Low_F | 0.96 | 291.2 | N/A
DHS | DHS_connection_nopreHCs | Gas Back Boiler to Radiators | DHS non-CHP | 73-97 | High_G | 0.96 | 360.3 | N/A
DHS | DHS_connection_nopreHCs | Gas Back Boiler to Radiators | DHS non-CHP | 73-97 | Low_G | 0.96 | 439.4 | N/A
DHS | DHS_connection_nopreHCs | Gas Back Boiler to Radiators | DHS non-CHP | 98-199 | High_B | 0.96 | 22.7 | N/A
DHS | DHS_connection_nopreHCs | Gas Back Boiler to Radiators | DHS non-CHP | 98-199 | Low_B | 0.96 | 45.3 | N/A
DHS | DHS_connection_nopreHCs | Gas Back Boiler to Radiators | DHS non-CHP | 98-199 | High_C | 0.96 | 73.9 | N/A
DHS | DHS_connection_nopreHCs | Gas Back Boiler to Radiators | DHS non-CHP | 98-199 | Low_C | 0.96 | 98.9 | N/A
DHS | DHS_connection_nopreHCs | Gas Back Boiler to Radiators | DHS non-CHP | 98-199 | High_D | 0.96 | 131 | N/A
DHS | DHS_connection_nopreHCs | Gas Back Boiler to Radiators | DHS non-CHP | 98-199 | Low_D | 0.96 | 161.9 | N/A
DHS | DHS_connection_nopreHCs | Gas Back Boiler to Radiators | DHS non-CHP | 98-199 | High_E | 0.96 | 199.6 | N/A
DHS | DHS_connection_nopreHCs | Gas Back Boiler to Radiators | DHS non-CHP | 98-199 | Low_E | 0.96 | 235.8 | N/A
DHS | DHS_connection_nopreHCs | Gas Back Boiler to Radiators | DHS non-CHP | 98-199 | High_F | 0.96 | 286.6 | N/A
DHS | DHS_connection_nopreHCs | Gas Back Boiler to Radiators | DHS non-CHP | 98-199 | Low_F | 0.96 | 343.3 | N/A
DHS | DHS_connection_nopreHCs | Gas Back Boiler to Radiators | DHS non-CHP | 98-199 | High_G | 0.96 | 422.9 | N/A
DHS | DHS_connection_nopreHCs | Gas Back Boiler to Radiators | DHS non-CHP | 98-199 | Low_G | 0.96 | 513.9 | N/A
DHS | DHS_connection_nopreHCs | Gas Back Boiler to Radiators | DHS non-CHP | 200+ | High_B | 0.96 | 60.7 | N/A
DHS | DHS_connection_nopreHCs | Gas Back Boiler to Radiators | DHS non-CHP | 200+ | Low_B | 0.96 | 101.9 | N/A
DHS | DHS_connection_nopreHCs | Gas Back Boiler to Radiators | DHS non-CHP | 200+ | High_C | 0.96 | 153.7 | N/A
DHS | DHS_connection_nopreHCs | Gas Back Boiler to Radiators | DHS non-CHP | 200+ | Low_C | 0.96 | 199.1 | N/A
DHS | DHS_connection_nopreHCs | Gas Back Boiler to Radiators | DHS non-CHP | 200+ | High_D | 0.96 | 257.2 | N/A
DHS | DHS_connection_nopreHCs | Gas Back Boiler to Radiators | DHS non-CHP | 200+ | Low_D | 0.96 | 311.1 | N/A
DHS | DHS_connection_nopreHCs | Gas Back Boiler to Radiators | DHS non-CHP | 200+ | High_E | 0.96 | 378.3 | N/A
DHS | DHS_connection_nopreHCs | Gas Back Boiler to Radiators | DHS non-CHP | 200+ | Low_E | 0.96 | 442.8 | N/A
DHS | DHS_connection_nopreHCs | Gas Back Boiler to Radiators | DHS non-CHP | 200+ | High_F | 0.96 | 533.4 | N/A
DHS | DHS_connection_nopreHCs | Gas Back Boiler to Radiators | DHS non-CHP | 200+ | Low_F | 0.96 | 634.5 | N/A
DHS | DHS_connection_nopreHCs | Gas Back Boiler to Radiators | DHS non-CHP | 200+ | High_G | 0.96 | 776.3 | N/A
DHS | DHS_connection_nopreHCs | Gas Back Boiler to Radiators | DHS non-CHP | 200+ | Low_G | 0.96 | 938.5 | N/A
DHS | DHS_connection_nopreHCs | Electric Storage Heaters Responsiveness <=0.2 | DHS non-CHP | 0-72 | High_B | 0.96 | 0 | N/A
DHS | DHS_connection_nopreHCs | Electric Storage Heaters Responsiveness <=0.2 | DHS non-CHP | 0-72 | Low_B | 0.96 | 0 | N/A
DHS | DHS_connection_nopreHCs | Electric Storage Heaters Responsiveness <=0.2 | DHS non-CHP | 0-72 | High_C | 0.96 | 18.4 | N/A
DHS | DHS_connection_nopreHCs | Electric Storage Heaters Responsiveness <=0.2 | DHS non-CHP | 0-72 | Low_C | 0.96 | 53 | N/A
DHS | DHS_connection_nopreHCs | Electric Storage Heaters Responsiveness <=0.2 | DHS non-CHP | 0-72 | High_D | 0.96 | 97.6 | N/A
DHS | DHS_connection_nopreHCs | Electric Storage Heaters Responsiveness <=0.2 | DHS non-CHP | 0-72 | Low_D | 0.96 | 141.3 | N/A
DHS | DHS_connection_nopreHCs | Electric Storage Heaters Responsiveness <=0.2 | DHS non-CHP | 0-72 | High_E | 0.96 | 194.6 | N/A
DHS | DHS_connection_nopreHCs | Electric Storage Heaters Responsiveness <=0.2 | DHS non-CHP | 0-72 | Low_E | 0.96 | 245.8 | N/A
DHS | DHS_connection_nopreHCs | Electric Storage Heaters Responsiveness <=0.2 | DHS non-CHP | 0-72 | High_F | 0.96 | 317.7 | N/A
DHS | DHS_connection_nopreHCs | Electric Storage Heaters Responsiveness <=0.2 | DHS non-CHP | 0-72 | Low_F | 0.96 | 397.9 | N/A
DHS | DHS_connection_nopreHCs | Electric Storage Heaters Responsiveness <=0.2 | DHS non-CHP | 0-72 | High_G | 0.96 | 510.6 | N/A
DHS | DHS_connection_nopreHCs | Electric Storage Heaters Responsiveness <=0.2 | DHS non-CHP | 0-72 | Low_G | 0.96 | 639.3 | N/A
DHS | DHS_connection_nopreHCs | Electric Storage Heaters Responsiveness <=0.2 | DHS non-CHP | 73-97 | High_B | 0.96 | 0 | N/A
DHS | DHS_connection_nopreHCs | Electric Storage Heaters Responsiveness <=0.2 | DHS non-CHP | 73-97 | Low_B | 0.96 | 0 | N/A
DHS | DHS_connection_nopreHCs | Electric Storage Heaters Responsiveness <=0.2 | DHS non-CHP | 73-97 | High_C | 0.96 | 41 | N/A
DHS | DHS_connection_nopreHCs | Electric Storage Heaters Responsiveness <=0.2 | DHS non-CHP | 73-97 | Low_C | 0.96 | 78.8 | N/A
DHS | DHS_connection_nopreHCs | Electric Storage Heaters Responsiveness <=0.2 | DHS non-CHP | 73-97 | High_D | 0.96 | 127.4 | N/A
DHS | DHS_connection_nopreHCs | Electric Storage Heaters Responsiveness <=0.2 | DHS non-CHP | 73-97 | Low_D | 0.96 | 174.7 | N/A
DHS | DHS_connection_nopreHCs | Electric Storage Heaters Responsiveness <=0.2 | DHS non-CHP | 73-97 | High_E | 0.96 | 232.3 | N/A
DHS | DHS_connection_nopreHCs | Electric Storage Heaters Responsiveness <=0.2 | DHS non-CHP | 73-97 | Low_E | 0.96 | 287.6 | N/A
DHS | DHS_connection_nopreHCs | Electric Storage Heaters Responsiveness <=0.2 | DHS non-CHP | 73-97 | High_F | 0.96 | 365.4 | N/A
DHS | DHS_connection_nopreHCs | Electric Storage Heaters Responsiveness <=0.2 | DHS non-CHP | 73-97 | Low_F | 0.96 | 452.1 | N/A
DHS | DHS_connection_nopreHCs | Electric Storage Heaters Responsiveness <=0.2 | DHS non-CHP | 73-97 | High_G | 0.96 | 573.8 | N/A
DHS | DHS_connection_nopreHCs | Electric Storage Heaters Responsiveness <=0.2 | DHS non-CHP | 73-97 | Low_G | 0.96 | 713 | N/A
DHS | DHS_connection_nopreHCs | Electric Storage Heaters Responsiveness <=0.2 | DHS non-CHP | 98-199 | High_B | 0.96 | 0 | N/A
DHS | DHS_connection_nopreHCs | Electric Storage Heaters Responsiveness <=0.2 | DHS non-CHP | 98-199 | Low_B | 0.96 | 25.5 | N/A
DHS | DHS_connection_nopreHCs | Electric Storage Heaters Responsiveness <=0.2 | DHS non-CHP | 98-199 | High_C | 0.96 | 75.7 | N/A
DHS | DHS_connection_nopreHCs | Electric Storage Heaters Responsiveness <=0.2 | DHS non-CHP | 98-199 | Low_C | 0.96 | 119.7 | N/A
DHS | DHS_connection_nopreHCs | Electric Storage Heaters Responsiveness <=0.2 | DHS non-CHP | 98-199 | High_D | 0.96 | 176.3 | N/A
DHS | DHS_connection_nopreHCs | Electric Storage Heaters Responsiveness <=0.2 | DHS non-CHP | 98-199 | Low_D | 0.96 | 230.6 | N/A
DHS | DHS_connection_nopreHCs | Electric Storage Heaters Responsiveness <=0.2 | DHS non-CHP | 98-199 | High_E | 0.96 | 296.9 | N/A
DHS | DHS_connection_nopreHCs | Electric Storage Heaters Responsiveness <=0.2 | DHS non-CHP | 98-199 | Low_E | 0.96 | 360.6 | N/A
DHS | DHS_connection_nopreHCs | Electric Storage Heaters Responsiveness <=0.2 | DHS non-CHP | 98-199 | High_F | 0.96 | 450.1 | N/A
DHS | DHS_connection_nopreHCs | Electric Storage Heaters Responsiveness <=0.2 | DHS non-CHP | 98-199 | Low_F | 0.96 | 549.9 | N/A
DHS | DHS_connection_nopreHCs | Electric Storage Heaters Responsiveness <=0.2 | DHS non-CHP | 98-199 | High_G | 0.96 | 690 | N/A
DHS | DHS_connection_nopreHCs | Electric Storage Heaters Responsiveness <=0.2 | DHS non-CHP | 98-199 | Low_G | 0.96 | 850.1 | N/A
DHS | DHS_connection_nopreHCs | Electric Storage Heaters Responsiveness <=0.2 | DHS non-CHP | 200+ | High_B | 0.96 | 52.5 | N/A
DHS | DHS_connection_nopreHCs | Electric Storage Heaters Responsiveness <=0.2 | DHS non-CHP | 200+ | Low_B | 0.96 | 125 | N/A
DHS | DHS_connection_nopreHCs | Electric Storage Heaters Responsiveness <=0.2 | DHS non-CHP | 200+ | High_C | 0.96 | 216.1 | N/A
DHS | DHS_connection_nopreHCs | Electric Storage Heaters Responsiveness <=0.2 | DHS non-CHP | 200+ | Low_C | 0.96 | 296.1 | N/A
DHS | DHS_connection_nopreHCs | Electric Storage Heaters Responsiveness <=0.2 | DHS non-CHP | 200+ | High_D | 0.96 | 398.4 | N/A
DHS | DHS_connection_nopreHCs | Electric Storage Heaters Responsiveness <=0.2 | DHS non-CHP | 200+ | Low_D | 0.96 | 493.2 | N/A
DHS | DHS_connection_nopreHCs | Electric Storage Heaters Responsiveness <=0.2 | DHS non-CHP | 200+ | High_E | 0.96 | 611.5 | N/A
DHS | DHS_connection_nopreHCs | Electric Storage Heaters Responsiveness <=0.2 | DHS non-CHP | 200+ | Low_E | 0.96 | 725 | N/A
DHS | DHS_connection_nopreHCs | Electric Storage Heaters Responsiveness <=0.2 | DHS non-CHP | 200+ | High_F | 0.96 | 884.5 | N/A
DHS | DHS_connection_nopreHCs | Electric Storage Heaters Responsiveness <=0.2 | DHS non-CHP | 200+ | Low_F | 0.96 | 1062.3 | N/A
DHS | DHS_connection_nopreHCs | Electric Storage Heaters Responsiveness <=0.2 | DHS non-CHP | 200+ | High_G | 0.96 | 1312 | N/A
DHS | DHS_connection_nopreHCs | Electric Storage Heaters Responsiveness <=0.2 | DHS non-CHP | 200+ | Low_G | 0.96 | 1597.5 | N/A
DHS | DHS_connection_nopreHCs | Electric Boiler | DHS non-CHP | 0-72 | High_B | 0.96 | 229.3 | N/A
DHS | DHS_connection_nopreHCs | Electric Boiler | DHS non-CHP | 0-72 | Low_B | 0.96 | 229.3 | N/A
DHS | DHS_connection_nopreHCs | Electric Boiler | DHS non-CHP | 0-72 | High_C | 0.96 | 229.3 | N/A
DHS | DHS_connection_nopreHCs | Electric Boiler | DHS non-CHP | 0-72 | Low_C | 0.96 | 229.3 | N/A
DHS | DHS_connection_nopreHCs | Electric Boiler | DHS non-CHP | 0-72 | High_D | 0.96 | 290.2 | N/A
DHS | DHS_connection_nopreHCs | Electric Boiler | DHS non-CHP | 0-72 | Low_D | 0.96 | 376.2 | N/A
DHS | DHS_connection_nopreHCs | Electric Boiler | DHS non-CHP | 0-72 | High_E | 0.96 | 481.2 | N/A
DHS | DHS_connection_nopreHCs | Electric Boiler | DHS non-CHP | 0-72 | Low_E | 0.96 | 582 | N/A
DHS | DHS_connection_nopreHCs | Electric Boiler | DHS non-CHP | 0-72 | High_F | 0.96 | 723.5 | N/A
DHS | DHS_connection_nopreHCs | Electric Boiler | DHS non-CHP | 0-72 | Low_F | 0.96 | 881.5 | N/A
DHS | DHS_connection_nopreHCs | Electric Boiler | DHS non-CHP | 0-72 | High_G | 0.96 | 1103.1 | N/A
DHS | DHS_connection_nopreHCs | Electric Boiler | DHS non-CHP | 0-72 | Low_G | 0.96 | 1356.6 | N/A
DHS | DHS_connection_nopreHCs | Electric Boiler | DHS non-CHP | 73-97 | High_B | 0.96 | 208.5 | N/A
DHS | DHS_connection_nopreHCs | Electric Boiler | DHS non-CHP | 73-97 | Low_B | 0.96 | 208.5 | N/A
DHS | DHS_connection_nopreHCs | Electric Boiler | DHS non-CHP | 73-97 | High_C | 0.96 | 208.5 | N/A
DHS | DHS_connection_nopreHCs | Electric Boiler | DHS non-CHP | 73-97 | Low_C | 0.96 | 244.3 | N/A
DHS | DHS_connection_nopreHCs | Electric Boiler | DHS non-CHP | 73-97 | High_D | 0.96 | 340.1 | N/A
DHS | DHS_connection_nopreHCs | Electric Boiler | DHS non-CHP | 73-97 | Low_D | 0.96 | 433 | N/A
DHS | DHS_connection_nopreHCs | Electric Boiler | DHS non-CHP | 73-97 | High_E | 0.96 | 546.5 | N/A
DHS | DHS_connection_nopreHCs | Electric Boiler | DHS non-CHP | 73-97 | Low_E | 0.96 | 655.4 | N/A
DHS | DHS_connection_nopreHCs | Electric Boiler | DHS non-CHP | 73-97 | High_F | 0.96 | 808.5 | N/A
DHS | DHS_connection_nopreHCs | Electric Boiler | DHS non-CHP | 73-97 | Low_F | 0.96 | 979.2 | N/A
DHS | DHS_connection_nopreHCs | Electric Boiler | DHS non-CHP | 73-97 | High_G | 0.96 | 1218.7 | N/A
DHS | DHS_connection_nopreHCs | Electric Boiler | DHS non-CHP | 73-97 | Low_G | 0.96 | 1492.7 | N/A
DHS | DHS_connection_nopreHCs | Electric Boiler | DHS non-CHP | 98-199 | High_B | 0.96 | 187.6 | N/A
DHS | DHS_connection_nopreHCs | Electric Boiler | DHS non-CHP | 98-199 | Low_B | 0.96 | 187.6 | N/A
DHS | DHS_connection_nopreHCs | Electric Boiler | DHS non-CHP | 98-199 | High_C | 0.96 | 229.4 | N/A
DHS | DHS_connection_nopreHCs | Electric Boiler | DHS non-CHP | 98-199 | Low_C | 0.96 | 316 | N/A
DHS | DHS_connection_nopreHCs | Electric Boiler | DHS non-CHP | 98-199 | High_D | 0.96 | 427.3 | N/A
DHS | DHS_connection_nopreHCs | Electric Boiler | DHS non-CHP | 98-199 | Low_D | 0.96 | 534.2 | N/A
DHS | DHS_connection_nopreHCs | Electric Boiler | DHS non-CHP | 98-199 | High_E | 0.96 | 664.8 | N/A
DHS | DHS_connection_nopreHCs | Electric Boiler | DHS non-CHP | 98-199 | Low_E | 0.96 | 790.2 | N/A
DHS | DHS_connection_nopreHCs | Electric Boiler | DHS non-CHP | 98-199 | High_F | 0.96 | 966.3 | N/A
DHS | DHS_connection_nopreHCs | Electric Boiler | DHS non-CHP | 98-199 | Low_F | 0.96 | 1162.7 | N/A
DHS | DHS_connection_nopreHCs | Electric Boiler | DHS non-CHP | 98-199 | High_G | 0.96 | 1438.4 | N/A
DHS | DHS_connection_nopreHCs | Electric Boiler | DHS non-CHP | 98-199 | Low_G | 0.96 | 1753.7 | N/A
DHS | DHS_connection_nopreHCs | Electric Boiler | DHS non-CHP | 200+ | High_B | 0.96 | 187.6 | N/A
DHS | DHS_connection_nopreHCs | Electric Boiler | DHS non-CHP | 200+ | Low_B | 0.96 | 326.3 | N/A
DHS | DHS_connection_nopreHCs | Electric Boiler | DHS non-CHP | 200+ | High_C | 0.96 | 505.7 | N/A
DHS | DHS_connection_nopreHCs | Electric Boiler | DHS non-CHP | 200+ | Low_C | 0.96 | 663.1 | N/A
DHS | DHS_connection_nopreHCs | Electric Boiler | DHS non-CHP | 200+ | High_D | 0.96 | 864.5 | N/A
DHS | DHS_connection_nopreHCs | Electric Boiler | DHS non-CHP | 200+ | Low_D | 0.96 | 1051.2 | N/A
DHS | DHS_connection_nopreHCs | Electric Boiler | DHS non-CHP | 200+ | High_E | 0.96 | 1283.9 | N/A
DHS | DHS_connection_nopreHCs | Electric Boiler | DHS non-CHP | 200+ | Low_E | 0.96 | 1507.4 | N/A
DHS | DHS_connection_nopreHCs | Electric Boiler | DHS non-CHP | 200+ | High_F | 0.96 | 1821.3 | N/A
DHS | DHS_connection_nopreHCs | Electric Boiler | DHS non-CHP | 200+ | Low_F | 0.96 | 2171.4 | N/A
DHS | DHS_connection_nopreHCs | Electric Boiler | DHS non-CHP | 200+ | High_G | 0.96 | 2662.8 | N/A
DHS | DHS_connection_nopreHCs | Electric Boiler | DHS non-CHP | 200+ | Low_G | 0.96 | 3224.7 | N/A
DHS | DHS_connection_nopreHCs | Electric Room Heaters | DHS non-CHP | 0-72 | High_B | 0.96 | 221.2 | N/A
DHS | DHS_connection_nopreHCs | Electric Room Heaters | DHS non-CHP | 0-72 | Low_B | 0.96 | 221.2 | N/A
DHS | DHS_connection_nopreHCs | Electric Room Heaters | DHS non-CHP | 0-72 | High_C | 0.96 | 221.2 | N/A
DHS | DHS_connection_nopreHCs | Electric Room Heaters | DHS non-CHP | 0-72 | Low_C | 0.96 | 221.2 | N/A
DHS | DHS_connection_nopreHCs | Electric Room Heaters | DHS non-CHP | 0-72 | High_D | 0.96 | 282.1 | N/A
DHS | DHS_connection_nopreHCs | Electric Room Heaters | DHS non-CHP | 0-72 | Low_D | 0.96 | 368.1 | N/A
DHS | DHS_connection_nopreHCs | Electric Room Heaters | DHS non-CHP | 0-72 | High_E | 0.96 | 473 | N/A
DHS | DHS_connection_nopreHCs | Electric Room Heaters | DHS non-CHP | 0-72 | Low_E | 0.96 | 573.8 | N/A
DHS | DHS_connection_nopreHCs | Electric Room Heaters | DHS non-CHP | 0-72 | High_F | 0.96 | 715.4 | N/A
DHS | DHS_connection_nopreHCs | Electric Room Heaters | DHS non-CHP | 0-72 | Low_F | 0.96 | 873.3 | N/A
DHS | DHS_connection_nopreHCs | Electric Room Heaters | DHS non-CHP | 0-72 | High_G | 0.96 | 1095 | N/A
DHS | DHS_connection_nopreHCs | Electric Room Heaters | DHS non-CHP | 0-72 | Low_G | 0.96 | 1348.4 | N/A
DHS | DHS_connection_nopreHCs | Electric Room Heaters | DHS non-CHP | 73-97 | High_B | 0.96 | 201.1 | N/A
DHS | DHS_connection_nopreHCs | Electric Room Heaters | DHS non-CHP | 73-97 | Low_B | 0.96 | 201.1 | N/A
DHS | DHS_connection_nopreHCs | Electric Room Heaters | DHS non-CHP | 73-97 | High_C | 0.96 | 201.1 | N/A
DHS | DHS_connection_nopreHCs | Electric Room Heaters | DHS non-CHP | 73-97 | Low_C | 0.96 | 236.9 | N/A
DHS | DHS_connection_nopreHCs | Electric Room Heaters | DHS non-CHP | 73-97 | High_D | 0.96 | 332.7 | N/A
DHS | DHS_connection_nopreHCs | Electric Room Heaters | DHS non-CHP | 73-97 | Low_D | 0.96 | 425.6 | N/A
DHS | DHS_connection_nopreHCs | Electric Room Heaters | DHS non-CHP | 73-97 | High_E | 0.96 | 539.1 | N/A
DHS | DHS_connection_nopreHCs | Electric Room Heaters | DHS non-CHP | 73-97 | Low_E | 0.96 | 648 | N/A
DHS | DHS_connection_nopreHCs | Electric Room Heaters | DHS non-CHP | 73-97 | High_F | 0.96 | 801.1 | N/A
DHS | DHS_connection_nopreHCs | Electric Room Heaters | DHS non-CHP | 73-97 | Low_F | 0.96 | 971.8 | N/A
DHS | DHS_connection_nopreHCs | Electric Room Heaters | DHS non-CHP | 73-97 | High_G | 0.96 | 1211.3 | N/A
DHS | DHS_connection_nopreHCs | Electric Room Heaters | DHS non-CHP | 73-97 | Low_G | 0.96 | 1485.3 | N/A
DHS | DHS_connection_nopreHCs | Electric Room Heaters | DHS non-CHP | 98-199 | High_B | 0.96 | 181 | N/A
DHS | DHS_connection_nopreHCs | Electric Room Heaters | DHS non-CHP | 98-199 | Low_B | 0.96 | 181 | N/A
DHS | DHS_connection_nopreHCs | Electric Room Heaters | DHS non-CHP | 98-199 | High_C | 0.96 | 222.7 | N/A
DHS | DHS_connection_nopreHCs | Electric Room Heaters | DHS non-CHP | 98-199 | Low_C | 0.96 | 309.3 | N/A
DHS | DHS_connection_nopreHCs | Electric Room Heaters | DHS non-CHP | 98-199 | High_D | 0.96 | 420.6 | N/A
DHS | DHS_connection_nopreHCs | Electric Room Heaters | DHS non-CHP | 98-199 | Low_D | 0.96 | 527.6 | N/A
DHS | DHS_connection_nopreHCs | Electric Room Heaters | DHS non-CHP | 98-199 | High_E | 0.96 | 658.1 | N/A
DHS | DHS_connection_nopreHCs | Electric Room Heaters | DHS non-CHP | 98-199 | Low_E | 0.96 | 783.5 | N/A
DHS | DHS_connection_nopreHCs | Electric Room Heaters | DHS non-CHP | 98-199 | High_F | 0.96 | 959.6 | N/A
DHS | DHS_connection_nopreHCs | Electric Room Heaters | DHS non-CHP | 98-199 | Low_F | 0.96 | 1156.1 | N/A
DHS | DHS_connection_nopreHCs | Electric Room Heaters | DHS non-CHP | 98-199 | High_G | 0.96 | 1431.8 | N/A
DHS | DHS_connection_nopreHCs | Electric Room Heaters | DHS non-CHP | 98-199 | Low_G | 0.96 | 1747 | N/A
DHS | DHS_connection_nopreHCs | Electric Room Heaters | DHS non-CHP | 200+ | High_B | 0.96 | 181 | N/A
DHS | DHS_connection_nopreHCs | Electric Room Heaters | DHS non-CHP | 200+ | Low_B | 0.96 | 319.6 | N/A
DHS | DHS_connection_nopreHCs | Electric Room Heaters | DHS non-CHP | 200+ | High_C | 0.96 | 499 | N/A
DHS | DHS_connection_nopreHCs | Electric Room Heaters | DHS non-CHP | 200+ | Low_C | 0.96 | 656.4 | N/A
DHS | DHS_connection_nopreHCs | Electric Room Heaters | DHS non-CHP | 200+ | High_D | 0.96 | 857.8 | N/A
DHS | DHS_connection_nopreHCs | Electric Room Heaters | DHS non-CHP | 200+ | Low_D | 0.96 | 1044.5 | N/A
DHS | DHS_connection_nopreHCs | Electric Room Heaters | DHS non-CHP | 200+ | High_E | 0.96 | 1277.2 | N/A
DHS | DHS_connection_nopreHCs | Electric Room Heaters | DHS non-CHP | 200+ | Low_E | 0.96 | 1500.7 | N/A
DHS | DHS_connection_nopreHCs | Electric Room Heaters | DHS non-CHP | 200+ | High_F | 0.96 | 1814.6 | N/A
DHS | DHS_connection_nopreHCs | Electric Room Heaters | DHS non-CHP | 200+ | Low_F | 0.96 | 2164.7 | N/A
DHS | DHS_connection_nopreHCs | Electric Room Heaters | DHS non-CHP | 200+ | High_G | 0.96 | 2656.1 | N/A
DHS | DHS_connection_nopreHCs | Electric Room Heaters | DHS non-CHP | 200+ | Low_G | 0.96 | 3218 | N/A
DHS | DHS_connection_nopreHCs | Condensing Oil Boiler | DHS non-CHP | 0-72 | High_B | 0.96 | 0 | N/A
DHS | DHS_connection_nopreHCs | Condensing Oil Boiler | DHS non-CHP | 0-72 | Low_B | 0.96 | 0 | N/A
DHS | DHS_connection_nopreHCs | Condensing Oil Boiler | DHS non-CHP | 0-72 | High_C | 0.96 | 0 | N/A
DHS | DHS_connection_nopreHCs | Condensing Oil Boiler | DHS non-CHP | 0-72 | Low_C | 0.96 | 14.5 | N/A
DHS | DHS_connection_nopreHCs | Condensing Oil Boiler | DHS non-CHP | 0-72 | High_D | 0.96 | 53.1 | N/A
DHS | DHS_connection_nopreHCs | Condensing Oil Boiler | DHS non-CHP | 0-72 | Low_D | 0.96 | 91 | N/A
DHS | DHS_connection_nopreHCs | Condensing Oil Boiler | DHS non-CHP | 0-72 | High_E | 0.96 | 137.1 | N/A
DHS | DHS_connection_nopreHCs | Condensing Oil Boiler | DHS non-CHP | 0-72 | Low_E | 0.96 | 181.5 | N/A
DHS | DHS_connection_nopreHCs | Condensing Oil Boiler | DHS non-CHP | 0-72 | High_F | 0.96 | 243.8 | N/A
DHS | DHS_connection_nopreHCs | Condensing Oil Boiler | DHS non-CHP | 0-72 | Low_F | 0.96 | 313.3 | N/A
DHS | DHS_connection_nopreHCs | Condensing Oil Boiler | DHS non-CHP | 0-72 | High_G | 0.96 | 410.8 | N/A
DHS | DHS_connection_nopreHCs | Condensing Oil Boiler | DHS non-CHP | 0-72 | Low_G | 0.96 | 522.3 | N/A
DHS | DHS_connection_nopreHCs | Condensing Oil Boiler | DHS non-CHP | 73-97 | High_B | 0.96 | 0 | N/A
DHS | DHS_connection_nopreHCs | Condensing Oil Boiler | DHS non-CHP | 73-97 | Low_B | 0.96 | 0 | N/A
DHS | DHS_connection_nopreHCs | Condensing Oil Boiler | DHS non-CHP | 73-97 | High_C | 0.96 | 7 | N/A
DHS | DHS_connection_nopreHCs | Condensing Oil Boiler | DHS non-CHP | 73-97 | Low_C | 0.96 | 39.7 | N/A
DHS | DHS_connection_nopreHCs | Condensing Oil Boiler | DHS non-CHP | 73-97 | High_D | 0.96 | 81.9 | N/A
DHS | DHS_connection_nopreHCs | Condensing Oil Boiler | DHS non-CHP | 73-97 | Low_D | 0.96 | 122.7 | N/A
DHS | DHS_connection_nopreHCs | Condensing Oil Boiler | DHS non-CHP | 73-97 | High_E | 0.96 | 172.6 | N/A
DHS | DHS_connection_nopreHCs | Condensing Oil Boiler | DHS non-CHP | 73-97 | Low_E | 0.96 | 220.6 | N/A
DHS | DHS_connection_nopreHCs | Condensing Oil Boiler | DHS non-CHP | 73-97 | High_F | 0.96 | 287.9 | N/A
DHS | DHS_connection_nopreHCs | Condensing Oil Boiler | DHS non-CHP | 73-97 | Low_F | 0.96 | 363 | N/A
DHS | DHS_connection_nopreHCs | Condensing Oil Boiler | DHS non-CHP | 73-97 | High_G | 0.96 | 468.4 | N/A
DHS | DHS_connection_nopreHCs | Condensing Oil Boiler | DHS non-CHP | 73-97 | Low_G | 0.96 | 588.9 | N/A
DHS | DHS_connection_nopreHCs | Condensing Oil Boiler | DHS non-CHP | 98-199 | High_B | 0.96 | 0 | N/A
DHS | DHS_connection_nopreHCs | Condensing Oil Boiler | DHS non-CHP | 98-199 | Low_B | 0.96 | 0 | N/A
DHS | DHS_connection_nopreHCs | Condensing Oil Boiler | DHS non-CHP | 98-199 | High_C | 0.96 | 39.9 | N/A
DHS | DHS_connection_nopreHCs | Condensing Oil Boiler | DHS non-CHP | 98-199 | Low_C | 0.96 | 78 | N/A
DHS | DHS_connection_nopreHCs | Condensing Oil Boiler | DHS non-CHP | 98-199 | High_D | 0.96 | 127 | N/A
DHS | DHS_connection_nopreHCs | Condensing Oil Boiler | DHS non-CHP | 98-199 | Low_D | 0.96 | 174 | N/A
DHS | DHS_connection_nopreHCs | Condensing Oil Boiler | DHS non-CHP | 98-199 | High_E | 0.96 | 231.5 | N/A
DHS | DHS_connection_nopreHCs | Condensing Oil Boiler | DHS non-CHP | 98-199 | Low_E | 0.96 | 286.6 | N/A
DHS | DHS_connection_nopreHCs | Condensing Oil Boiler | DHS non-CHP | 98-199 | High_F | 0.96 | 364.1 | N/A
DHS | DHS_connection_nopreHCs | Condensing Oil Boiler | DHS non-CHP | 98-199 | Low_F | 0.96 | 450.5 | N/A
DHS | DHS_connection_nopreHCs | Condensing Oil Boiler | DHS non-CHP | 98-199 | High_G | 0.96 | 571.8 | N/A
DHS | DHS_connection_nopreHCs | Condensing Oil Boiler | DHS non-CHP | 98-199 | Low_G | 0.96 | 710.5 | N/A
DHS | DHS_connection_nopreHCs | Condensing Oil Boiler | DHS non-CHP | 200+ | High_B | 0.96 | 19.8 | N/A
DHS | DHS_connection_nopreHCs | Condensing Oil Boiler | DHS non-CHP | 200+ | Low_B | 0.96 | 82.6 | N/A
DHS | DHS_connection_nopreHCs | Condensing Oil Boiler | DHS non-CHP | 200+ | High_C | 0.96 | 161.5 | N/A
DHS | DHS_connection_nopreHCs | Condensing Oil Boiler | DHS non-CHP | 200+ | Low_C | 0.96 | 230.7 | N/A
DHS | DHS_connection_nopreHCs | Condensing Oil Boiler | DHS non-CHP | 200+ | High_D | 0.96 | 319.3 | N/A
DHS | DHS_connection_nopreHCs | Condensing Oil Boiler | DHS non-CHP | 200+ | Low_D | 0.96 | 401.5 | N/A
DHS | DHS_connection_nopreHCs | Condensing Oil Boiler | DHS non-CHP | 200+ | High_E | 0.96 | 503.9 | N/A
DHS | DHS_connection_nopreHCs | Condensing Oil Boiler | DHS non-CHP | 200+ | Low_E | 0.96 | 602.2 | N/A
DHS | DHS_connection_nopreHCs | Condensing Oil Boiler | DHS non-CHP | 200+ | High_F | 0.96 | 740.3 | N/A
DHS | DHS_connection_nopreHCs | Condensing Oil Boiler | DHS non-CHP | 200+ | Low_F | 0.96 | 894.3 | N/A
DHS | DHS_connection_nopreHCs | Condensing Oil Boiler | DHS non-CHP | 200+ | High_G | 0.96 | 1110.5 | N/A
DHS | DHS_connection_nopreHCs | Condensing Oil Boiler | DHS non-CHP | 200+ | Low_G | 0.96 | 1357.7 | N/A
DHS | DHS_connection_nopreHCs | Non Condensing Oil Boiler | DHS non-CHP | 0-72 | High_B | 0.96 | 0 | N/A
DHS | DHS_connection_nopreHCs | Non Condensing Oil Boiler | DHS non-CHP | 0-72 | Low_B | 0.96 | 0 | N/A
DHS | DHS_connection_nopreHCs | Non Condensing Oil Boiler | DHS non-CHP | 0-72 | High_C | 0.96 | 13.6 | N/A
DHS | DHS_connection_nopreHCs | Non Condensing Oil Boiler | DHS non-CHP | 0-72 | Low_C | 0.96 | 51.4 | N/A
DHS | DHS_connection_nopreHCs | Non Condensing Oil Boiler | DHS non-CHP | 0-72 | High_D | 0.96 | 100.1 | N/A
DHS | DHS_connection_nopreHCs | Non Condensing Oil Boiler | DHS non-CHP | 0-72 | Low_D | 0.96 | 147.8 | N/A
DHS | DHS_connection_nopreHCs | Non Condensing Oil Boiler | DHS non-CHP | 0-72 | High_E | 0.96 | 206 | N/A
DHS | DHS_connection_nopreHCs | Non Condensing Oil Boiler | DHS non-CHP | 0-72 | Low_E | 0.96 | 262 | N/A
DHS | DHS_connection_nopreHCs | Non Condensing Oil Boiler | DHS non-CHP | 0-72 | High_F | 0.96 | 340.5 | N/A
DHS | DHS_connection_nopreHCs | Non Condensing Oil Boiler | DHS non-CHP | 0-72 | Low_F | 0.96 | 428.1 | N/A
DHS | DHS_connection_nopreHCs | Non Condensing Oil Boiler | DHS non-CHP | 0-72 | High_G | 0.96 | 551.1 | N/A
DHS | DHS_connection_nopreHCs | Non Condensing Oil Boiler | DHS non-CHP | 0-72 | Low_G | 0.96 | 691.7 | N/A
DHS | DHS_connection_nopreHCs | Non Condensing Oil Boiler | DHS non-CHP | 73-97 | High_B | 0.96 | 0 | N/A
DHS | DHS_connection_nopreHCs | Non Condensing Oil Boiler | DHS non-CHP | 73-97 | Low_B | 0.96 | 0 | N/A
DHS | DHS_connection_nopreHCs | Non Condensing Oil Boiler | DHS non-CHP | 73-97 | High_C | 0.96 | 38.9 | N/A
DHS | DHS_connection_nopreHCs | Non Condensing Oil Boiler | DHS non-CHP | 73-97 | Low_C | 0.96 | 80.2 | N/A
DHS | DHS_connection_nopreHCs | Non Condensing Oil Boiler | DHS non-CHP | 73-97 | High_D | 0.96 | 133.3 | N/A
DHS | DHS_connection_nopreHCs | Non Condensing Oil Boiler | DHS non-CHP | 73-97 | Low_D | 0.96 | 184.9 | N/A
DHS | DHS_connection_nopreHCs | Non Condensing Oil Boiler | DHS non-CHP | 73-97 | High_E | 0.96 | 247.8 | N/A
DHS | DHS_connection_nopreHCs | Non Condensing Oil Boiler | DHS non-CHP | 73-97 | Low_E | 0.96 | 308.2 | N/A
DHS | DHS_connection_nopreHCs | Non Condensing Oil Boiler | DHS non-CHP | 73-97 | High_F | 0.96 | 393.2 | N/A
DHS | DHS_connection_nopreHCs | Non Condensing Oil Boiler | DHS non-CHP | 73-97 | Low_F | 0.96 | 487.9 | N/A
DHS | DHS_connection_nopreHCs | Non Condensing Oil Boiler | DHS non-CHP | 73-97 | High_G | 0.96 | 620.8 | N/A
DHS | DHS_connection_nopreHCs | Non Condensing Oil Boiler | DHS non-CHP | 73-97 | Low_G | 0.96 | 772.8 | N/A
DHS | DHS_connection_nopreHCs | Non Condensing Oil Boiler | DHS non-CHP | 98-199 | High_B | 0.96 | 0 | N/A
DHS | DHS_connection_nopreHCs | Non Condensing Oil Boiler | DHS non-CHP | 98-199 | Low_B | 0.96 | 22.5 | N/A
DHS | DHS_connection_nopreHCs | Non Condensing Oil Boiler | DHS non-CHP | 98-199 | High_C | 0.96 | 77.4 | N/A
DHS | DHS_connection_nopreHCs | Non Condensing Oil Boiler | DHS non-CHP | 98-199 | Low_C | 0.96 | 125.5 | N/A
DHS | DHS_connection_nopreHCs | Non Condensing Oil Boiler | DHS non-CHP | 98-199 | High_D | 0.96 | 187.2 | N/A
DHS | DHS_connection_nopreHCs | Non Condensing Oil Boiler | DHS non-CHP | 98-199 | Low_D | 0.96 | 246.5 | N/A
DHS | DHS_connection_nopreHCs | Non Condensing Oil Boiler | DHS non-CHP | 98-199 | High_E | 0.96 | 319 | N/A
DHS | DHS_connection_nopreHCs | Non Condensing Oil Boiler | DHS non-CHP | 98-199 | Low_E | 0.96 | 388.5 | N/A
DHS | DHS_connection_nopreHCs | Non Condensing Oil Boiler | DHS non-CHP | 98-199 | High_F | 0.96 | 486.3 | N/A
DHS | DHS_connection_nopreHCs | Non Condensing Oil Boiler | DHS non-CHP | 98-199 | Low_F | 0.96 | 595.2 | N/A
DHS | DHS_connection_nopreHCs | Non Condensing Oil Boiler | DHS non-CHP | 98-199 | High_G | 0.96 | 748.2 | N/A
DHS | DHS_connection_nopreHCs | Non Condensing Oil Boiler | DHS non-CHP | 98-199 | Low_G | 0.96 | 923.1 | N/A
DHS | DHS_connection_nopreHCs | Non Condensing Oil Boiler | DHS non-CHP | 200+ | High_B | 0.96 | 52 | N/A
DHS | DHS_connection_nopreHCs | Non Condensing Oil Boiler | DHS non-CHP | 200+ | Low_B | 0.96 | 131.2 | N/A
DHS | DHS_connection_nopreHCs | Non Condensing Oil Boiler | DHS non-CHP | 200+ | High_C | 0.96 | 230.7 | N/A
DHS | DHS_connection_nopreHCs | Non Condensing Oil Boiler | DHS non-CHP | 200+ | Low_C | 0.96 | 318 | N/A
DHS | DHS_connection_nopreHCs | Non Condensing Oil Boiler | DHS non-CHP | 200+ | High_D | 0.96 | 429.8 | N/A
DHS | DHS_connection_nopreHCs | Non Condensing Oil Boiler | DHS non-CHP | 200+ | Low_D | 0.96 | 533.4 | N/A
DHS | DHS_connection_nopreHCs | Non Condensing Oil Boiler | DHS non-CHP | 200+ | High_E | 0.96 | 662.5 | N/A
DHS | DHS_connection_nopreHCs | Non Condensing Oil Boiler | DHS non-CHP | 200+ | Low_E | 0.96 | 786.5 | N/A
DHS | DHS_connection_nopreHCs | Non Condensing Oil Boiler | DHS non-CHP | 200+ | High_F | 0.96 | 960.6 | N/A
DHS | DHS_connection_nopreHCs | Non Condensing Oil Boiler | DHS non-CHP | 200+ | Low_F | 0.96 | 1154.9 | N/A
DHS | DHS_connection_nopreHCs | Non Condensing Oil Boiler | DHS non-CHP | 200+ | High_G | 0.96 | 1427.5 | N/A
DHS | DHS_connection_nopreHCs | Non Condensing Oil Boiler | DHS non-CHP | 200+ | Low_G | 0.96 | 1739.3 | N/A
DHS | DHS_connection_nopreHCs | Non Condensing LPG Boiler | DHS non-CHP | 0-72 | High_B | 0.96 | 133.3 | N/A
DHS | DHS_connection_nopreHCs | Non Condensing LPG Boiler | DHS non-CHP | 0-72 | Low_B | 0.96 | 133.3 | N/A
DHS | DHS_connection_nopreHCs | Non Condensing LPG Boiler | DHS non-CHP | 0-72 | High_C | 0.96 | 133.3 | N/A
DHS | DHS_connection_nopreHCs | Non Condensing LPG Boiler | DHS non-CHP | 0-72 | Low_C | 0.96 | 179.3 | N/A
DHS | DHS_connection_nopreHCs | Non Condensing LPG Boiler | DHS non-CHP | 0-72 | High_D | 0.96 | 254.6 | N/A
DHS | DHS_connection_nopreHCs | Non Condensing LPG Boiler | DHS non-CHP | 0-72 | Low_D | 0.96 | 328.3 | N/A
DHS | DHS_connection_nopreHCs | Non Condensing LPG Boiler | DHS non-CHP | 0-72 | High_E | 0.96 | 418.2 | N/A
DHS | DHS_connection_nopreHCs | Non Condensing LPG Boiler | DHS non-CHP | 0-72 | Low_E | 0.96 | 504.6 | N/A
DHS | DHS_connection_nopreHCs | Non Condensing LPG Boiler | DHS non-CHP | 0-72 | High_F | 0.96 | 626 | N/A
DHS | DHS_connection_nopreHCs | Non Condensing LPG Boiler | DHS non-CHP | 0-72 | Low_F | 0.96 | 761.3 | N/A
DHS | DHS_connection_nopreHCs | Non Condensing LPG Boiler | DHS non-CHP | 0-72 | High_G | 0.96 | 951.3 | N/A
DHS | DHS_connection_nopreHCs | Non Condensing LPG Boiler | DHS non-CHP | 0-72 | Low_G | 0.96 | 1168.5 | N/A
DHS | DHS_connection_nopreHCs | Non Condensing LPG Boiler | DHS non-CHP | 73-97 | High_B | 0.96 | 121.2 | N/A
DHS | DHS_connection_nopreHCs | Non Condensing LPG Boiler | DHS non-CHP | 73-97 | Low_B | 0.96 | 121.2 | N/A
DHS | DHS_connection_nopreHCs | Non Condensing LPG Boiler | DHS non-CHP | 73-97 | High_C | 0.96 | 151 | N/A
DHS | DHS_connection_nopreHCs | Non Condensing LPG Boiler | DHS non-CHP | 73-97 | Low_C | 0.96 | 214.7 | N/A
DHS | DHS_connection_nopreHCs | Non Condensing LPG Boiler | DHS non-CHP | 73-97 | High_D | 0.96 | 296.8 | N/A
DHS | DHS_connection_nopreHCs | Non Condensing LPG Boiler | DHS non-CHP | 73-97 | Low_D | 0.96 | 376.5 | N/A
DHS | DHS_connection_nopreHCs | Non Condensing LPG Boiler | DHS non-CHP | 73-97 | High_E | 0.96 | 473.7 | N/A
DHS | DHS_connection_nopreHCs | Non Condensing LPG Boiler | DHS non-CHP | 73-97 | Low_E | 0.96 | 567.1 | N/A
DHS | DHS_connection_nopreHCs | Non Condensing LPG Boiler | DHS non-CHP | 73-97 | High_F | 0.96 | 698.2 | N/A
DHS | DHS_connection_nopreHCs | Non Condensing LPG Boiler | DHS non-CHP | 73-97 | Low_F | 0.96 | 844.5 | N/A
DHS | DHS_connection_nopreHCs | Non Condensing LPG Boiler | DHS non-CHP | 73-97 | High_G | 0.96 | 1049.9 | N/A
DHS | DHS_connection_nopreHCs | Non Condensing LPG Boiler | DHS non-CHP | 73-97 | Low_G | 0.96 | 1284.7 | N/A
DHS | DHS_connection_nopreHCs | Non Condensing LPG Boiler | DHS non-CHP | 98-199 | High_B | 0.96 | 109.1 | N/A
DHS | DHS_connection_nopreHCs | Non Condensing LPG Boiler | DHS non-CHP | 98-199 | Low_B | 0.96 | 116.6 | N/A
DHS | DHS_connection_nopreHCs | Non Condensing LPG Boiler | DHS non-CHP | 98-199 | High_C | 0.96 | 201.4 | N/A
DHS | DHS_connection_nopreHCs | Non Condensing LPG Boiler | DHS non-CHP | 98-199 | Low_C | 0.96 | 275.6 | N/A
DHS | DHS_connection_nopreHCs | Non Condensing LPG Boiler | DHS non-CHP | 98-199 | High_D | 0.96 | 371 | N/A
DHS | DHS_connection_nopreHCs | Non Condensing LPG Boiler | DHS non-CHP | 98-199 | Low_D | 0.96 | 462.7 | N/A
DHS | DHS_connection_nopreHCs | Non Condensing LPG Boiler | DHS non-CHP | 98-199 | High_E | 0.96 | 574.5 | N/A
DHS | DHS_connection_nopreHCs | Non Condensing LPG Boiler | DHS non-CHP | 98-199 | Low_E | 0.96 | 682 | N/A
DHS | DHS_connection_nopreHCs | Non Condensing LPG Boiler | DHS non-CHP | 98-199 | High_F | 0.96 | 833 | N/A
DHS | DHS_connection_nopreHCs | Non Condensing LPG Boiler | DHS non-CHP | 98-199 | Low_F | 0.96 | 1001.3 | N/A
DHS | DHS_connection_nopreHCs | Non Condensing LPG Boiler | DHS non-CHP | 98-199 | High_G | 0.96 | 1237.6 | N/A
DHS | DHS_connection_nopreHCs | Non Condensing LPG Boiler | DHS non-CHP | 98-199 | Low_G | 0.96 | 1507.9 | N/A
DHS | DHS_connection_nopreHCs | Non Condensing LPG Boiler | DHS non-CHP | 200+ | High_B | 0.96 | 162.1 | N/A
DHS | DHS_connection_nopreHCs | Non Condensing LPG Boiler | DHS non-CHP | 200+ | Low_B | 0.96 | 284.5 | N/A
DHS | DHS_connection_nopreHCs | Non Condensing LPG Boiler | DHS non-CHP | 200+ | High_C | 0.96 | 438.2 | N/A
DHS | DHS_connection_nopreHCs | Non Condensing LPG Boiler | DHS non-CHP | 200+ | Low_C | 0.96 | 573.1 | N/A
DHS | DHS_connection_nopreHCs | Non Condensing LPG Boiler | DHS non-CHP | 200+ | High_D | 0.96 | 745.7 | N/A
DHS | DHS_connection_nopreHCs | Non Condensing LPG Boiler | DHS non-CHP | 200+ | Low_D | 0.96 | 905.8 | N/A
DHS | DHS_connection_nopreHCs | Non Condensing LPG Boiler | DHS non-CHP | 200+ | High_E | 0.96 | 1105.2 | N/A
DHS | DHS_connection_nopreHCs | Non Condensing LPG Boiler | DHS non-CHP | 200+ | Low_E | 0.96 | 1296.7 | N/A
DHS | DHS_connection_nopreHCs | Non Condensing LPG Boiler | DHS non-CHP | 200+ | High_F | 0.96 | 1565.8 | N/A
DHS | DHS_connection_nopreHCs | Non Condensing LPG Boiler | DHS non-CHP | 200+ | Low_F | 0.96 | 1865.9 | N/A
DHS | DHS_connection_nopreHCs | Non Condensing LPG Boiler | DHS non-CHP | 200+ | High_G | 0.96 | 2287 | N/A
DHS | DHS_connection_nopreHCs | Non Condensing LPG Boiler | DHS non-CHP | 200+ | Low_G | 0.96 | 2768.6 | N/A
DHS | DHS_connection_nopreHCs | Condensing LPG Boiler | DHS non-CHP | 0-72 | High_B | 0.96 | 80.5 | N/A
DHS | DHS_connection_nopreHCs | Condensing LPG Boiler | DHS non-CHP | 0-72 | Low_B | 0.96 | 80.5 | N/A
DHS | DHS_connection_nopreHCs | Condensing LPG Boiler | DHS non-CHP | 0-72 | High_C | 0.96 | 99.3 | N/A
DHS | DHS_connection_nopreHCs | Condensing LPG Boiler | DHS non-CHP | 0-72 | Low_C | 0.96 | 150.4 | N/A
DHS | DHS_connection_nopreHCs | Condensing LPG Boiler | DHS non-CHP | 0-72 | High_D | 0.96 | 216.3 | N/A
DHS | DHS_connection_nopreHCs | Condensing LPG Boiler | DHS non-CHP | 0-72 | Low_D | 0.96 | 280.8 | N/A
DHS | DHS_connection_nopreHCs | Condensing LPG Boiler | DHS non-CHP | 0-72 | High_E | 0.96 | 359.5 | N/A
DHS | DHS_connection_nopreHCs | Condensing LPG Boiler | DHS non-CHP | 0-72 | Low_E | 0.96 | 435.1 | N/A
DHS | DHS_connection_nopreHCs | Condensing LPG Boiler | DHS non-CHP | 0-72 | High_F | 0.96 | 541.3 | N/A
DHS | DHS_connection_nopreHCs | Condensing LPG Boiler | DHS non-CHP | 0-72 | Low_F | 0.96 | 659.8 | N/A
DHS | DHS_connection_nopreHCs | Condensing LPG Boiler | DHS non-CHP | 0-72 | High_G | 0.96 | 826.1 | N/A
DHS | DHS_connection_nopreHCs | Condensing LPG Boiler | DHS non-CHP | 0-72 | Low_G | 0.96 | 1016.2 | N/A
DHS | DHS_connection_nopreHCs | Condensing LPG Boiler | DHS non-CHP | 73-97 | High_B | 0.96 | 73.1 | N/A
DHS | DHS_connection_nopreHCs | Condensing LPG Boiler | DHS non-CHP | 73-97 | Low_B | 0.96 | 73.1 | N/A
DHS | DHS_connection_nopreHCs | Condensing LPG Boiler | DHS non-CHP | 73-97 | High_C | 0.96 | 126.2 | N/A
DHS | DHS_connection_nopreHCs | Condensing LPG Boiler | DHS non-CHP | 73-97 | Low_C | 0.96 | 182 | N/A
DHS | DHS_connection_nopreHCs | Condensing LPG Boiler | DHS non-CHP | 73-97 | High_D | 0.96 | 253.8 | N/A
DHS | DHS_connection_nopreHCs | Condensing LPG Boiler | DHS non-CHP | 73-97 | Low_D | 0.96 | 323.5 | N/A
DHS | DHS_connection_nopreHCs | Condensing LPG Boiler | DHS non-CHP | 73-97 | High_E | 0.96 | 408.6 | N/A
DHS | DHS_connection_nopreHCs | Condensing LPG Boiler | DHS non-CHP | 73-97 | Low_E | 0.96 | 490.4 | N/A
DHS | DHS_connection_nopreHCs | Condensing LPG Boiler | DHS non-CHP | 73-97 | High_F | 0.96 | 605.2 | N/A
DHS | DHS_connection_nopreHCs | Condensing LPG Boiler | DHS non-CHP | 73-97 | Low_F | 0.96 | 733.2 | N/A
DHS | DHS_connection_nopreHCs | Condensing LPG Boiler | DHS non-CHP | 73-97 | High_G | 0.96 | 913 | N/A
DHS | DHS_connection_nopreHCs | Condensing LPG Boiler | DHS non-CHP | 73-97 | Low_G | 0.96 | 1118.5 | N/A
DHS | DHS_connection_nopreHCs | Condensing LPG Boiler | DHS non-CHP | 98-199 | High_B | 0.96 | 65.8 | N/A
DHS | DHS_connection_nopreHCs | Condensing LPG Boiler | DHS non-CHP | 98-199 | Low_B | 0.96 | 96.6 | N/A
DHS | DHS_connection_nopreHCs | Condensing LPG Boiler | DHS non-CHP | 98-199 | High_C | 0.96 | 170.9 | N/A
DHS | DHS_connection_nopreHCs | Condensing LPG Boiler | DHS non-CHP | 98-199 | Low_C | 0.96 | 235.9 | N/A
DHS | DHS_connection_nopreHCs | Condensing LPG Boiler | DHS non-CHP | 98-199 | High_D | 0.96 | 319.4 | N/A
DHS | DHS_connection_nopreHCs | Condensing LPG Boiler | DHS non-CHP | 98-199 | Low_D | 0.96 | 399.6 | N/A
DHS | DHS_connection_nopreHCs | Condensing LPG Boiler | DHS non-CHP | 98-199 | High_E | 0.96 | 497.5 | N/A
DHS | DHS_connection_nopreHCs | Condensing LPG Boiler | DHS non-CHP | 98-199 | Low_E | 0.96 | 591.6 | N/A
DHS | DHS_connection_nopreHCs | Condensing LPG Boiler | DHS non-CHP | 98-199 | High_F | 0.96 | 723.7 | N/A
DHS | DHS_connection_nopreHCs | Condensing LPG Boiler | DHS non-CHP | 98-199 | Low_F | 0.96 | 871.1 | N/A
DHS | DHS_connection_nopreHCs | Condensing LPG Boiler | DHS non-CHP | 98-199 | High_G | 0.96 | 1077.9 | N/A
DHS | DHS_connection_nopreHCs | Condensing LPG Boiler | DHS non-CHP | 98-199 | Low_G | 0.96 | 1314.4 | N/A
DHS | DHS_connection_nopreHCs | Condensing LPG Boiler | DHS non-CHP | 200+ | High_B | 0.96 | 136.5 | N/A
DHS | DHS_connection_nopreHCs | Condensing LPG Boiler | DHS non-CHP | 200+ | Low_B | 0.96 | 243.6 | N/A
DHS | DHS_connection_nopreHCs | Condensing LPG Boiler | DHS non-CHP | 200+ | High_C | 0.96 | 378.2 | N/A
DHS | DHS_connection_nopreHCs | Condensing LPG Boiler | DHS non-CHP | 200+ | Low_C | 0.96 | 496.3 | N/A
DHS | DHS_connection_nopreHCs | Condensing LPG Boiler | DHS non-CHP | 200+ | High_D | 0.96 | 647.3 | N/A
DHS | DHS_connection_nopreHCs | Condensing LPG Boiler | DHS non-CHP | 200+ | Low_D | 0.96 | 787.4 | N/A
DHS | DHS_connection_nopreHCs | Condensing LPG Boiler | DHS non-CHP | 200+ | High_E | 0.96 | 962 | N/A
DHS | DHS_connection_nopreHCs | Condensing LPG Boiler | DHS non-CHP | 200+ | Low_E | 0.96 | 1129.6 | N/A
DHS | DHS_connection_nopreHCs | Condensing LPG Boiler | DHS non-CHP | 200+ | High_F | 0.96 | 1365.1 | N/A
DHS | DHS_connection_nopreHCs | Condensing LPG Boiler | DHS non-CHP | 200+ | Low_F | 0.96 | 1627.8 | N/A
DHS | DHS_connection_nopreHCs | Condensing LPG Boiler | DHS non-CHP | 200+ | High_G | 0.96 | 1996.4 | N/A
DHS | DHS_connection_nopreHCs | Condensing LPG Boiler | DHS non-CHP | 200+ | Low_G | 0.96 | 2418 | N/A
DHS | DHS_connection_nopreHCs | Bottled LPG Room Heaters | DHS CHP | 0-72 | High_B | 0.96 | 425.1 | N/A
DHS | DHS_connection_nopreHCs | Bottled LPG Room Heaters | DHS CHP | 0-72 | Low_B | 0.96 | 425.1 | N/A
DHS | DHS_connection_nopreHCs | Bottled LPG Room Heaters | DHS CHP | 0-72 | High_C | 0.96 | 425.1 | N/A
DHS | DHS_connection_nopreHCs | Bottled LPG Room Heaters | DHS CHP | 0-72 | Low_C | 0.96 | 425.1 | N/A
DHS | DHS_connection_nopreHCs | Bottled LPG Room Heaters | DHS CHP | 0-72 | High_D | 0.96 | 425.1 | N/A
DHS | DHS_connection_nopreHCs | Bottled LPG Room Heaters | DHS CHP | 0-72 | Low_D | 0.96 | 476.3 | N/A
DHS | DHS_connection_nopreHCs | Bottled LPG Room Heaters | DHS CHP | 0-72 | High_E | 0.96 | 604.2 | N/A
DHS | DHS_connection_nopreHCs | Bottled LPG Room Heaters | DHS CHP | 0-72 | Low_E | 0.96 | 727.1 | N/A
DHS | DHS_connection_nopreHCs | Bottled LPG Room Heaters | DHS CHP | 0-72 | High_F | 0.96 | 899.6 | N/A
DHS | DHS_connection_nopreHCs | Bottled LPG Room Heaters | DHS CHP | 0-72 | Low_F | 0.96 | 1092.1 | N/A
DHS | DHS_connection_nopreHCs | Bottled LPG Room Heaters | DHS CHP | 0-72 | High_G | 0.96 | 1362.2 | N/A
DHS | DHS_connection_nopreHCs | Bottled LPG Room Heaters | DHS CHP | 0-72 | Low_G | 0.96 | 1671.1 | N/A
DHS | DHS_connection_nopreHCs | Bottled LPG Room Heaters | DHS CHP | 73-97 | High_B | 0.96 | 386.5 | N/A
DHS | DHS_connection_nopreHCs | Bottled LPG Room Heaters | DHS CHP | 73-97 | Low_B | 0.96 | 386.5 | N/A
DHS | DHS_connection_nopreHCs | Bottled LPG Room Heaters | DHS CHP | 73-97 | High_C | 0.96 | 386.5 | N/A
DHS | DHS_connection_nopreHCs | Bottled LPG Room Heaters | DHS CHP | 73-97 | Low_C | 0.96 | 386.5 | N/A
DHS | DHS_connection_nopreHCs | Bottled LPG Room Heaters | DHS CHP | 73-97 | High_D | 0.96 | 430.7 | N/A
DHS | DHS_connection_nopreHCs | Bottled LPG Room Heaters | DHS CHP | 73-97 | Low_D | 0.96 | 543.9 | N/A
DHS | DHS_connection_nopreHCs | Bottled LPG Room Heaters | DHS CHP | 73-97 | High_E | 0.96 | 682.2 | N/A
DHS | DHS_connection_nopreHCs | Bottled LPG Room Heaters | DHS CHP | 73-97 | Low_E | 0.96 | 815 | N/A
DHS | DHS_connection_nopreHCs | Bottled LPG Room Heaters | DHS CHP | 73-97 | High_F | 0.96 | 1001.5 | N/A
DHS | DHS_connection_nopreHCs | Bottled LPG Room Heaters | DHS CHP | 73-97 | Low_F | 0.96 | 1209.6 | N/A
DHS | DHS_connection_nopreHCs | Bottled LPG Room Heaters | DHS CHP | 73-97 | High_G | 0.96 | 1501.5 | N/A
DHS | DHS_connection_nopreHCs | Bottled LPG Room Heaters | DHS CHP | 73-97 | Low_G | 0.96 | 1835.4 | N/A
DHS | DHS_connection_nopreHCs | Bottled LPG Room Heaters | DHS CHP | 98-199 | High_B | 0.96 | 347.8 | N/A
DHS | DHS_connection_nopreHCs | Bottled LPG Room Heaters | DHS CHP | 98-199 | Low_B | 0.96 | 347.8 | N/A
DHS | DHS_connection_nopreHCs | Bottled LPG Room Heaters | DHS CHP | 98-199 | High_C | 0.96 | 347.8 | N/A
DHS | DHS_connection_nopreHCs | Bottled LPG Room Heaters | DHS CHP | 98-199 | Low_C | 0.96 | 399.7 | N/A
DHS | DHS_connection_nopreHCs | Bottled LPG Room Heaters | DHS CHP | 98-199 | High_D | 0.96 | 535.3 | N/A
DHS | DHS_connection_nopreHCs | Bottled LPG Room Heaters | DHS CHP | 98-199 | Low_D | 0.96 | 665.7 | N/A
DHS | DHS_connection_nopreHCs | Bottled LPG Room Heaters | DHS CHP | 98-199 | High_E | 0.96 | 824.8 | N/A
DHS | DHS_connection_nopreHCs | Bottled LPG Room Heaters | DHS CHP | 98-199 | Low_E | 0.96 | 977.6 | N/A
DHS | DHS_connection_nopreHCs | Bottled LPG Room Heaters | DHS CHP | 98-199 | High_F | 0.96 | 1192.2 | N/A
DHS | DHS_connection_nopreHCs | Bottled LPG Room Heaters | DHS CHP | 98-199 | Low_F | 0.96 | 1431.6 | N/A
DHS | DHS_connection_nopreHCs | Bottled LPG Room Heaters | DHS CHP | 98-199 | High_G | 0.96 | 1767.7 | N/A
DHS | DHS_connection_nopreHCs | Bottled LPG Room Heaters | DHS CHP | 98-199 | Low_G | 0.96 | 2151.9 | N/A
DHS | DHS_connection_nopreHCs | Bottled LPG Room Heaters | DHS CHP | 200+ | High_B | 0.96 | 347.8 | N/A
DHS | DHS_connection_nopreHCs | Bottled LPG Room Heaters | DHS CHP | 200+ | Low_B | 0.96 | 412.3 | N/A
DHS | DHS_connection_nopreHCs | Bottled LPG Room Heaters | DHS CHP | 200+ | High_C | 0.96 | 630.9 | N/A
DHS | DHS_connection_nopreHCs | Bottled LPG Room Heaters | DHS CHP | 200+ | Low_C | 0.96 | 822.7 | N/A
DHS | DHS_connection_nopreHCs | Bottled LPG Room Heaters | DHS CHP | 200+ | High_D | 0.96 | 1068.2 | N/A
DHS | DHS_connection_nopreHCs | Bottled LPG Room Heaters | DHS CHP | 200+ | Low_D | 0.96 | 1295.7 | N/A
DHS | DHS_connection_nopreHCs | Bottled LPG Room Heaters | DHS CHP | 200+ | High_E | 0.96 | 1579.3 | N/A
DHS | DHS_connection_nopreHCs | Bottled LPG Room Heaters | DHS CHP | 200+ | Low_E | 0.96 | 1851.7 | N/A
DHS | DHS_connection_nopreHCs | Bottled LPG Room Heaters | DHS CHP | 200+ | High_F | 0.96 | 2234.3 | N/A
DHS | DHS_connection_nopreHCs | Bottled LPG Room Heaters | DHS CHP | 200+ | Low_F | 0.96 | 2661 | N/A
DHS | DHS_connection_nopreHCs | Bottled LPG Room Heaters | DHS CHP | 200+ | High_G | 0.96 | 3259.9 | N/A
DHS | DHS_connection_nopreHCs | Bottled LPG Room Heaters | DHS CHP | 200+ | Low_G | 0.96 | 3944.7 | N/A
DHS | DHS_connection_nopreHCs | Bottled LPG Boiler | DHS CHP | 0-72 | High_B | 0.96 | 252.1 | N/A
DHS | DHS_connection_nopreHCs | Bottled LPG Boiler | DHS CHP | 0-72 | Low_B | 0.96 | 252.1 | N/A
DHS | DHS_connection_nopreHCs | Bottled LPG Boiler | DHS CHP | 0-72 | High_C | 0.96 | 252.1 | N/A
DHS | DHS_connection_nopreHCs | Bottled LPG Boiler | DHS CHP | 0-72 | Low_C | 0.96 | 252.1 | N/A
DHS | DHS_connection_nopreHCs | Bottled LPG Boiler | DHS CHP | 0-72 | High_D | 0.96 | 335.1 | N/A
DHS | DHS_connection_nopreHCs | Bottled LPG Boiler | DHS CHP | 0-72 | Low_D | 0.96 | 432.2 | N/A
DHS | DHS_connection_nopreHCs | Bottled LPG Boiler | DHS CHP | 0-72 | High_E | 0.96 | 550.7 | N/A
DHS | DHS_connection_nopreHCs | Bottled LPG Boiler | DHS CHP | 0-72 | Low_E | 0.96 | 664.6 | N/A
DHS | DHS_connection_nopreHCs | Bottled LPG Boiler | DHS CHP | 0-72 | High_F | 0.96 | 824.5 | N/A
DHS | DHS_connection_nopreHCs | Bottled LPG Boiler | DHS CHP | 0-72 | Low_F | 0.96 | 1002.9 | N/A
DHS | DHS_connection_nopreHCs | Bottled LPG Boiler | DHS CHP | 0-72 | High_G | 0.96 | 1253.2 | N/A
DHS | DHS_connection_nopreHCs | Bottled LPG Boiler | DHS CHP | 0-72 | Low_G | 0.96 | 1539.5 | N/A
DHS | DHS_connection_nopreHCs | Bottled LPG Boiler | DHS CHP | 73-97 | High_B | 0.96 | 229.2 | N/A
DHS | DHS_connection_nopreHCs | Bottled LPG Boiler | DHS CHP | 73-97 | Low_B | 0.96 | 229.2 | N/A
DHS | DHS_connection_nopreHCs | Bottled LPG Boiler | DHS CHP | 73-97 | High_C | 0.96 | 229.2 | N/A
DHS | DHS_connection_nopreHCs | Bottled LPG Boiler | DHS CHP | 73-97 | Low_C | 0.96 | 282.5 | N/A
DHS | DHS_connection_nopreHCs | Bottled LPG Boiler | DHS CHP | 73-97 | High_D | 0.96 | 390.7 | N/A
DHS | DHS_connection_nopreHCs | Bottled LPG Boiler | DHS CHP | 73-97 | Low_D | 0.96 | 495.7 | N/A
DHS | DHS_connection_nopreHCs | Bottled LPG Boiler | DHS CHP | 73-97 | High_E | 0.96 | 623.8 | N/A
DHS | DHS_connection_nopreHCs | Bottled LPG Boiler | DHS CHP | 73-97 | Low_E | 0.96 | 746.9 | N/A
DHS | DHS_connection_nopreHCs | Bottled LPG Boiler | DHS CHP | 73-97 | High_F | 0.96 | 919.7 | N/A
DHS | DHS_connection_nopreHCs | Bottled LPG Boiler | DHS CHP | 73-97 | Low_F | 0.96 | 1112.6 | N/A
DHS | DHS_connection_nopreHCs | Bottled LPG Boiler | DHS CHP | 73-97 | High_G | 0.96 | 1383.2 | N/A
DHS | DHS_connection_nopreHCs | Bottled LPG Boiler | DHS CHP | 73-97 | Low_G | 0.96 | 1692.6 | N/A
DHS | DHS_connection_nopreHCs | Bottled LPG Boiler | DHS CHP | 98-199 | High_B | 0.96 | 206.3 | N/A
DHS | DHS_connection_nopreHCs | Bottled LPG Boiler | DHS CHP | 98-199 | Low_B | 0.96 | 206.3 | N/A
DHS | DHS_connection_nopreHCs | Bottled LPG Boiler | DHS CHP | 98-199 | High_C | 0.96 | 265 | N/A
DHS | DHS_connection_nopreHCs | Bottled LPG Boiler | DHS CHP | 98-199 | Low_C | 0.96 | 362.8 | N/A
DHS | DHS_connection_nopreHCs | Bottled LPG Boiler | DHS CHP | 98-199 | High_D | 0.96 | 488.5 | N/A
DHS | DHS_connection_nopreHCs | Bottled LPG Boiler | DHS CHP | 98-199 | Low_D | 0.96 | 609.3 | N/A
DHS | DHS_connection_nopreHCs | Bottled LPG Boiler | DHS CHP | 98-199 | High_E | 0.96 | 756.8 | N/A
DHS | DHS_connection_nopreHCs | Bottled LPG Boiler | DHS CHP | 98-199 | Low_E | 0.96 | 898.4 | N/A
DHS | DHS_connection_nopreHCs | Bottled LPG Boiler | DHS CHP | 98-199 | High_F | 0.96 | 1097.3 | N/A
DHS | DHS_connection_nopreHCs | Bottled LPG Boiler | DHS CHP | 98-199 | Low_F | 0.96 | 1319.2 | N/A
DHS | DHS_connection_nopreHCs | Bottled LPG Boiler | DHS CHP | 98-199 | High_G | 0.96 | 1630.6 | N/A
DHS | DHS_connection_nopreHCs | Bottled LPG Boiler | DHS CHP | 98-199 | Low_G | 0.96 | 1986.8 | N/A
DHS | DHS_connection_nopreHCs | Bottled LPG Boiler | DHS CHP | 200+ | High_B | 0.96 | 213.3 | N/A
DHS | DHS_connection_nopreHCs | Bottled LPG Boiler | DHS CHP | 200+ | Low_B | 0.96 | 374.5 | N/A
DHS | DHS_connection_nopreHCs | Bottled LPG Boiler | DHS CHP | 200+ | High_C | 0.96 | 577.1 | N/A
DHS | DHS_connection_nopreHCs | Bottled LPG Boiler | DHS CHP | 200+ | Low_C | 0.96 | 754.9 | N/A
DHS | DHS_connection_nopreHCs | Bottled LPG Boiler | DHS CHP | 200+ | High_D | 0.96 | 982.4 | N/A
DHS | DHS_connection_nopreHCs | Bottled LPG Boiler | DHS CHP | 200+ | Low_D | 0.96 | 1193.3 | N/A
DHS | DHS_connection_nopreHCs | Bottled LPG Boiler | DHS CHP | 200+ | High_E | 0.96 | 1456.1 | N/A
DHS | DHS_connection_nopreHCs | Bottled LPG Boiler | DHS CHP | 200+ | Low_E | 0.96 | 1708.5 | N/A
DHS | DHS_connection_nopreHCs | Bottled LPG Boiler | DHS CHP | 200+ | High_F | 0.96 | 2063.1 | N/A
DHS | DHS_connection_nopreHCs | Bottled LPG Boiler | DHS CHP | 200+ | Low_F | 0.96 | 2458.5 | N/A
DHS | DHS_connection_nopreHCs | Bottled LPG Boiler | DHS CHP | 200+ | High_G | 0.96 | 3013.6 | N/A
DHS | DHS_connection_nopreHCs | Bottled LPG Boiler | DHS CHP | 200+ | Low_G | 0.96 | 3648.3 | N/A
DHS | DHS_connection_nopreHCs | Solid Fossil Room Heaters | DHS CHP | 0-72 | High_B | 0.96 | 43.1 | N/A
DHS | DHS_connection_nopreHCs | Solid Fossil Room Heaters | DHS CHP | 0-72 | Low_B | 0.96 | 43.1 | N/A
DHS | DHS_connection_nopreHCs | Solid Fossil Room Heaters | DHS CHP | 0-72 | High_C | 0.96 | 95.2 | N/A
DHS | DHS_connection_nopreHCs | Solid Fossil Room Heaters | DHS CHP | 0-72 | Low_C | 0.96 | 154.9 | N/A
DHS | DHS_connection_nopreHCs | Solid Fossil Room Heaters | DHS CHP | 0-72 | High_D | 0.96 | 232 | N/A
DHS | DHS_connection_nopreHCs | Solid Fossil Room Heaters | DHS CHP | 0-72 | Low_D | 0.96 | 307.4 | N/A
DHS | DHS_connection_nopreHCs | Solid Fossil Room Heaters | DHS CHP | 0-72 | High_E | 0.96 | 399.5 | N/A
DHS | DHS_connection_nopreHCs | Solid Fossil Room Heaters | DHS CHP | 0-72 | Low_E | 0.96 | 487.9 | N/A
DHS | DHS_connection_nopreHCs | Solid Fossil Room Heaters | DHS CHP | 0-72 | High_F | 0.96 | 612.2 | N/A
DHS | DHS_connection_nopreHCs | Solid Fossil Room Heaters | DHS CHP | 0-72 | Low_F | 0.96 | 750.7 | N/A
DHS | DHS_connection_nopreHCs | Solid Fossil Room Heaters | DHS CHP | 0-72 | High_G | 0.96 | 945.2 | N/A
DHS | DHS_connection_nopreHCs | Solid Fossil Room Heaters | DHS CHP | 0-72 | Low_G | 0.96 | 1167.6 | N/A
DHS | DHS_connection_nopreHCs | Solid Fossil Room Heaters | DHS CHP | 73-97 | High_B | 0.96 | 39.2 | N/A
DHS | DHS_connection_nopreHCs | Solid Fossil Room Heaters | DHS CHP | 73-97 | Low_B | 0.96 | 53.9 | N/A
DHS | DHS_connection_nopreHCs | Solid Fossil Room Heaters | DHS CHP | 73-97 | High_C | 0.96 | 128.5 | N/A
DHS | DHS_connection_nopreHCs | Solid Fossil Room Heaters | DHS CHP | 73-97 | Low_C | 0.96 | 193.8 | N/A
DHS | DHS_connection_nopreHCs | Solid Fossil Room Heaters | DHS CHP | 73-97 | High_D | 0.96 | 277.8 | N/A
DHS | DHS_connection_nopreHCs | Solid Fossil Room Heaters | DHS CHP | 73-97 | Low_D | 0.96 | 359.3 | N/A
DHS | DHS_connection_nopreHCs | Solid Fossil Room Heaters | DHS CHP | 73-97 | High_E | 0.96 | 458.9 | N/A
DHS | DHS_connection_nopreHCs | Solid Fossil Room Heaters | DHS CHP | 73-97 | Low_E | 0.96 | 554.5 | N/A
DHS | DHS_connection_nopreHCs | Solid Fossil Room Heaters | DHS CHP | 73-97 | High_F | 0.96 | 688.7 | N/A
DHS | DHS_connection_nopreHCs | Solid Fossil Room Heaters | DHS CHP | 73-97 | Low_F | 0.96 | 838.5 | N/A
DHS | DHS_connection_nopreHCs | Solid Fossil Room Heaters | DHS CHP | 73-97 | High_G | 0.96 | 1048.7 | N/A
DHS | DHS_connection_nopreHCs | Solid Fossil Room Heaters | DHS CHP | 73-97 | Low_G | 0.96 | 1289.1 | N/A
DHS | DHS_connection_nopreHCs | Solid Fossil Room Heaters | DHS CHP | 98-199 | High_B | 0.96 | 35.3 | N/A
DHS | DHS_connection_nopreHCs | Solid Fossil Room Heaters | DHS CHP | 98-199 | Low_B | 0.96 | 95.9 | N/A
DHS | DHS_connection_nopreHCs | Solid Fossil Room Heaters | DHS CHP | 98-199 | High_C | 0.96 | 182.7 | N/A
DHS | DHS_connection_nopreHCs | Solid Fossil Room Heaters | DHS CHP | 98-199 | Low_C | 0.96 | 258.7 | N/A
DHS | DHS_connection_nopreHCs | Solid Fossil Room Heaters | DHS CHP | 98-199 | High_D | 0.96 | 356.4 | N/A
DHS | DHS_connection_nopreHCs | Solid Fossil Room Heaters | DHS CHP | 98-199 | Low_D | 0.96 | 450.2 | N/A
DHS | DHS_connection_nopreHCs | Solid Fossil Room Heaters | DHS CHP | 98-199 | High_E | 0.96 | 564.7 | N/A
DHS | DHS_connection_nopreHCs | Solid Fossil Room Heaters | DHS CHP | 98-199 | Low_E | 0.96 | 674.7 | N/A
DHS | DHS_connection_nopreHCs | Solid Fossil Room Heaters | DHS CHP | 98-199 | High_F | 0.96 | 829.3 | N/A
DHS | DHS_connection_nopreHCs | Solid Fossil Room Heaters | DHS CHP | 98-199 | Low_F | 0.96 | 1001.6 | N/A
DHS | DHS_connection_nopreHCs | Solid Fossil Room Heaters | DHS CHP | 98-199 | High_G | 0.96 | 1243.5 | N/A
DHS | DHS_connection_nopreHCs | Solid Fossil Room Heaters | DHS CHP | 98-199 | Low_G | 0.96 | 1520.2 | N/A
DHS | DHS_connection_nopreHCs | Solid Fossil Room Heaters | DHS CHP | 200+ | High_B | 0.96 | 142.5 | N/A
DHS | DHS_connection_nopreHCs | Solid Fossil Room Heaters | DHS CHP | 200+ | Low_B | 0.96 | 267.8 | N/A
DHS | DHS_connection_nopreHCs | Solid Fossil Room Heaters | DHS CHP | 200+ | High_C | 0.96 | 425.2 | N/A
DHS | DHS_connection_nopreHCs | Solid Fossil Room Heaters | DHS CHP | 200+ | Low_C | 0.96 | 563.3 | N/A
DHS | DHS_connection_nopreHCs | Solid Fossil Room Heaters | DHS CHP | 200+ | High_D | 0.96 | 740 | N/A
DHS | DHS_connection_nopreHCs | Solid Fossil Room Heaters | DHS CHP | 200+ | Low_D | 0.96 | 903.8 | N/A
DHS | DHS_connection_nopreHCs | Solid Fossil Room Heaters | DHS CHP | 200+ | High_E | 0.96 | 1107.9 | N/A
DHS | DHS_connection_nopreHCs | Solid Fossil Room Heaters | DHS CHP | 200+ | Low_E | 0.96 | 1304 | N/A
DHS | DHS_connection_nopreHCs | Solid Fossil Room Heaters | DHS CHP | 200+ | High_F | 0.96 | 1579.5 | N/A
DHS | DHS_connection_nopreHCs | Solid Fossil Room Heaters | DHS CHP | 200+ | Low_F | 0.96 | 1886.7 | N/A
DHS | DHS_connection_nopreHCs | Solid Fossil Room Heaters | DHS CHP | 200+ | High_G | 0.96 | 2317.8 | N/A
DHS | DHS_connection_nopreHCs | Solid Fossil Room Heaters | DHS CHP | 200+ | Low_G | 0.96 | 2810.8 | N/A
DHS | DHS_connection_nopreHCs | Solid Fossil Boiler | DHS CHP | 0-72 | High_B | 0.96 | 0 | N/A
DHS | DHS_connection_nopreHCs | Solid Fossil Boiler | DHS CHP | 0-72 | Low_B | 0.96 | 6 | N/A
DHS | DHS_connection_nopreHCs | Solid Fossil Boiler | DHS CHP | 0-72 | High_C | 0.96 | 65.1 | N/A
DHS | DHS_connection_nopreHCs | Solid Fossil Boiler | DHS CHP | 0-72 | Low_C | 0.96 | 116.6 | N/A
DHS | DHS_connection_nopreHCs | Solid Fossil Boiler | DHS CHP | 0-72 | High_D | 0.96 | 183.2 | N/A
DHS | DHS_connection_nopreHCs | Solid Fossil Boiler | DHS CHP | 0-72 | Low_D | 0.96 | 248.4 | N/A
DHS | DHS_connection_nopreHCs | Solid Fossil Boiler | DHS CHP | 0-72 | High_E | 0.96 | 328 | N/A
DHS | DHS_connection_nopreHCs | Solid Fossil Boiler | DHS CHP | 0-72 | Low_E | 0.96 | 404.4 | N/A
DHS | DHS_connection_nopreHCs | Solid Fossil Boiler | DHS CHP | 0-72 | High_F | 0.96 | 511.7 | N/A
DHS | DHS_connection_nopreHCs | Solid Fossil Boiler | DHS CHP | 0-72 | Low_F | 0.96 | 631.5 | N/A
DHS | DHS_connection_nopreHCs | Solid Fossil Boiler | DHS CHP | 0-72 | High_G | 0.96 | 799.5 | N/A
DHS | DHS_connection_nopreHCs | Solid Fossil Boiler | DHS CHP | 0-72 | Low_G | 0.96 | 991.7 | N/A
DHS | DHS_connection_nopreHCs | Solid Fossil Boiler | DHS CHP | 73-97 | High_B | 0.96 | 0 | N/A
DHS | DHS_connection_nopreHCs | Solid Fossil Boiler | DHS CHP | 73-97 | Low_B | 0.96 | 30.9 | N/A
DHS | DHS_connection_nopreHCs | Solid Fossil Boiler | DHS CHP | 73-97 | High_C | 0.96 | 95.4 | N/A
DHS | DHS_connection_nopreHCs | Solid Fossil Boiler | DHS CHP | 73-97 | Low_C | 0.96 | 151.8 | N/A
DHS | DHS_connection_nopreHCs | Solid Fossil Boiler | DHS CHP | 73-97 | High_D | 0.96 | 224.4 | N/A
DHS | DHS_connection_nopreHCs | Solid Fossil Boiler | DHS CHP | 73-97 | Low_D | 0.96 | 294.8 | N/A
DHS | DHS_connection_nopreHCs | Solid Fossil Boiler | DHS CHP | 73-97 | High_E | 0.96 | 380.8 | N/A
DHS | DHS_connection_nopreHCs | Solid Fossil Boiler | DHS CHP | 73-97 | Low_E | 0.96 | 463.4 | N/A
DHS | DHS_connection_nopreHCs | Solid Fossil Boiler | DHS CHP | 73-97 | High_F | 0.96 | 579.5 | N/A
DHS | DHS_connection_nopreHCs | Solid Fossil Boiler | DHS CHP | 73-97 | Low_F | 0.96 | 708.9 | N/A
DHS | DHS_connection_nopreHCs | Solid Fossil Boiler | DHS CHP | 73-97 | High_G | 0.96 | 890.5 | N/A
DHS | DHS_connection_nopreHCs | Solid Fossil Boiler | DHS CHP | 73-97 | Low_G | 0.96 | 1098.2 | N/A
DHS | DHS_connection_nopreHCs | Solid Fossil Boiler | DHS CHP | 98-199 | High_B | 0.96 | 9.3 | N/A
DHS | DHS_connection_nopreHCs | Solid Fossil Boiler | DHS CHP | 98-199 | Low_B | 0.96 | 68.8 | N/A
DHS | DHS_connection_nopreHCs | Solid Fossil Boiler | DHS CHP | 98-199 | High_C | 0.96 | 143.8 | N/A
DHS | DHS_connection_nopreHCs | Solid Fossil Boiler | DHS CHP | 98-199 | Low_C | 0.96 | 209.4 | N/A
DHS | DHS_connection_nopreHCs | Solid Fossil Boiler | DHS CHP | 98-199 | High_D | 0.96 | 293.8 | N/A
DHS | DHS_connection_nopreHCs | Solid Fossil Boiler | DHS CHP | 98-199 | Low_D | 0.96 | 374.9 | N/A
DHS | DHS_connection_nopreHCs | Solid Fossil Boiler | DHS CHP | 98-199 | High_E | 0.96 | 473.9 | N/A
DHS | DHS_connection_nopreHCs | Solid Fossil Boiler | DHS CHP | 98-199 | Low_E | 0.96 | 568.9 | N/A
DHS | DHS_connection_nopreHCs | Solid Fossil Boiler | DHS CHP | 98-199 | High_F | 0.96 | 702.5 | N/A
DHS | DHS_connection_nopreHCs | Solid Fossil Boiler | DHS CHP | 98-199 | Low_F | 0.96 | 851.4 | N/A
DHS | DHS_connection_nopreHCs | Solid Fossil Boiler | DHS CHP | 98-199 | High_G | 0.96 | 1060.4 | N/A
DHS | DHS_connection_nopreHCs | Solid Fossil Boiler | DHS CHP | 98-199 | Low_G | 0.96 | 1299.4 | N/A
DHS | DHS_connection_nopreHCs | Solid Fossil Boiler | DHS CHP | 200+ | High_B | 0.96 | 109 | N/A
DHS | DHS_connection_nopreHCs | Solid Fossil Boiler | DHS CHP | 200+ | Low_B | 0.96 | 217.3 | N/A
DHS | DHS_connection_nopreHCs | Solid Fossil Boiler | DHS CHP | 200+ | High_C | 0.96 | 353.3 | N/A
DHS | DHS_connection_nopreHCs | Solid Fossil Boiler | DHS CHP | 200+ | Low_C | 0.96 | 472.6 | N/A
DHS | DHS_connection_nopreHCs | Solid Fossil Boiler | DHS CHP | 200+ | High_D | 0.96 | 625.3 | N/A
DHS | DHS_connection_nopreHCs | Solid Fossil Boiler | DHS CHP | 200+ | Low_D | 0.96 | 766.8 | N/A
DHS | DHS_connection_nopreHCs | Solid Fossil Boiler | DHS CHP | 200+ | High_E | 0.96 | 943.2 | N/A
DHS | DHS_connection_nopreHCs | Solid Fossil Boiler | DHS CHP | 200+ | Low_E | 0.96 | 1112.7 | N/A
DHS | DHS_connection_nopreHCs | Solid Fossil Boiler | DHS CHP | 200+ | High_F | 0.96 | 1350.7 | N/A
DHS | DHS_connection_nopreHCs | Solid Fossil Boiler | DHS CHP | 200+ | Low_F | 0.96 | 1616.1 | N/A
DHS | DHS_connection_nopreHCs | Solid Fossil Boiler | DHS CHP | 200+ | High_G | 0.96 | 1988.7 | N/A
DHS | DHS_connection_nopreHCs | Solid Fossil Boiler | DHS CHP | 200+ | Low_G | 0.96 | 2414.7 | N/A
DHS | DHS_connection_nopreHCs | Electric Storage Heaters Responsiveness <=0.2 | DHS CHP | 0-72 | High_B | 0.96 | 21 | N/A
DHS | DHS_connection_nopreHCs | Electric Storage Heaters Responsiveness <=0.2 | DHS CHP | 0-72 | Low_B | 0.96 | 24.5 | N/A
DHS | DHS_connection_nopreHCs | Electric Storage Heaters Responsiveness <=0.2 | DHS CHP | 0-72 | High_C | 0.96 | 86.6 | N/A
DHS | DHS_connection_nopreHCs | Electric Storage Heaters Responsiveness <=0.2 | DHS CHP | 0-72 | Low_C | 0.96 | 140.8 | N/A
DHS | DHS_connection_nopreHCs | Electric Storage Heaters Responsiveness <=0.2 | DHS CHP | 0-72 | High_D | 0.96 | 210.9 | N/A
DHS | DHS_connection_nopreHCs | Electric Storage Heaters Responsiveness <=0.2 | DHS CHP | 0-72 | Low_D | 0.96 | 279.4 | N/A
DHS | DHS_connection_nopreHCs | Electric Storage Heaters Responsiveness <=0.2 | DHS CHP | 0-72 | High_E | 0.96 | 363.1 | N/A
DHS | DHS_connection_nopreHCs | Electric Storage Heaters Responsiveness <=0.2 | DHS CHP | 0-72 | Low_E | 0.96 | 443.4 | N/A
DHS | DHS_connection_nopreHCs | Electric Storage Heaters Responsiveness <=0.2 | DHS CHP | 0-72 | High_F | 0.96 | 556.3 | N/A
DHS | DHS_connection_nopreHCs | Electric Storage Heaters Responsiveness <=0.2 | DHS CHP | 0-72 | Low_F | 0.96 | 682.2 | N/A
DHS | DHS_connection_nopreHCs | Electric Storage Heaters Responsiveness <=0.2 | DHS CHP | 0-72 | High_G | 0.96 | 859 | N/A
DHS | DHS_connection_nopreHCs | Electric Storage Heaters Responsiveness <=0.2 | DHS CHP | 0-72 | Low_G | 0.96 | 1061 | N/A
DHS | DHS_connection_nopreHCs | Electric Storage Heaters Responsiveness <=0.2 | DHS CHP | 73-97 | High_B | 0.96 | 19.1 | N/A
DHS | DHS_connection_nopreHCs | Electric Storage Heaters Responsiveness <=0.2 | DHS CHP | 73-97 | Low_B | 0.96 | 49 | N/A
DHS | DHS_connection_nopreHCs | Electric Storage Heaters Responsiveness <=0.2 | DHS CHP | 73-97 | High_C | 0.96 | 116.9 | N/A
DHS | DHS_connection_nopreHCs | Electric Storage Heaters Responsiveness <=0.2 | DHS CHP | 73-97 | Low_C | 0.96 | 176.1 | N/A
DHS | DHS_connection_nopreHCs | Electric Storage Heaters Responsiveness <=0.2 | DHS CHP | 73-97 | High_D | 0.96 | 252.5 | N/A
DHS | DHS_connection_nopreHCs | Electric Storage Heaters Responsiveness <=0.2 | DHS CHP | 73-97 | Low_D | 0.96 | 326.6 | N/A
DHS | DHS_connection_nopreHCs | Electric Storage Heaters Responsiveness <=0.2 | DHS CHP | 73-97 | High_E | 0.96 | 417 | N/A
DHS | DHS_connection_nopreHCs | Electric Storage Heaters Responsiveness <=0.2 | DHS CHP | 73-97 | Low_E | 0.96 | 503.9 | N/A
DHS | DHS_connection_nopreHCs | Electric Storage Heaters Responsiveness <=0.2 | DHS CHP | 73-97 | High_F | 0.96 | 625.9 | N/A
DHS | DHS_connection_nopreHCs | Electric Storage Heaters Responsiveness <=0.2 | DHS CHP | 73-97 | Low_F | 0.96 | 762 | N/A
DHS | DHS_connection_nopreHCs | Electric Storage Heaters Responsiveness <=0.2 | DHS CHP | 73-97 | High_G | 0.96 | 953 | N/A
DHS | DHS_connection_nopreHCs | Electric Storage Heaters Responsiveness <=0.2 | DHS CHP | 73-97 | Low_G | 0.96 | 1171.4 | N/A
DHS | DHS_connection_nopreHCs | Electric Storage Heaters Responsiveness <=0.2 | DHS CHP | 98-199 | High_B | 0.96 | 24.7 | N/A
DHS | DHS_connection_nopreHCs | Electric Storage Heaters Responsiveness <=0.2 | DHS CHP | 98-199 | Low_B | 0.96 | 87.2 | N/A
DHS | DHS_connection_nopreHCs | Electric Storage Heaters Responsiveness <=0.2 | DHS CHP | 98-199 | High_C | 0.96 | 166.1 | N/A
DHS | DHS_connection_nopreHCs | Electric Storage Heaters Responsiveness <=0.2 | DHS CHP | 98-199 | Low_C | 0.96 | 235.1 | N/A
DHS | DHS_connection_nopreHCs | Electric Storage Heaters Responsiveness <=0.2 | DHS CHP | 98-199 | High_D | 0.96 | 323.9 | N/A
DHS | DHS_connection_nopreHCs | Electric Storage Heaters Responsiveness <=0.2 | DHS CHP | 98-199 | Low_D | 0.96 | 409.1 | N/A
DHS | DHS_connection_nopreHCs | Electric Storage Heaters Responsiveness <=0.2 | DHS CHP | 98-199 | High_E | 0.96 | 513.2 | N/A
DHS | DHS_connection_nopreHCs | Electric Storage Heaters Responsiveness <=0.2 | DHS CHP | 98-199 | Low_E | 0.96 | 613.2 | N/A
DHS | DHS_connection_nopreHCs | Electric Storage Heaters Responsiveness <=0.2 | DHS CHP | 98-199 | High_F | 0.96 | 753.6 | N/A
DHS | DHS_connection_nopreHCs | Electric Storage Heaters Responsiveness <=0.2 | DHS CHP | 98-199 | Low_F | 0.96 | 910.2 | N/A
DHS | DHS_connection_nopreHCs | Electric Storage Heaters Responsiveness <=0.2 | DHS CHP | 98-199 | High_G | 0.96 | 1130 | N/A
DHS | DHS_connection_nopreHCs | Electric Storage Heaters Responsiveness <=0.2 | DHS CHP | 98-199 | Low_G | 0.96 | 1381.4 | N/A
DHS | DHS_connection_nopreHCs | Electric Storage Heaters Responsiveness <=0.2 | DHS CHP | 200+ | High_B | 0.96 | 129.5 | N/A
DHS | DHS_connection_nopreHCs | Electric Storage Heaters Responsiveness <=0.2 | DHS CHP | 200+ | Low_B | 0.96 | 243.4 | N/A
DHS | DHS_connection_nopreHCs | Electric Storage Heaters Responsiveness <=0.2 | DHS CHP | 200+ | High_C | 0.96 | 386.4 | N/A
DHS | DHS_connection_nopreHCs | Electric Storage Heaters Responsiveness <=0.2 | DHS CHP | 200+ | Low_C | 0.96 | 511.9 | N/A
DHS | DHS_connection_nopreHCs | Electric Storage Heaters Responsiveness <=0.2 | DHS CHP | 200+ | High_D | 0.96 | 672.4 | N/A
DHS | DHS_connection_nopreHCs | Electric Storage Heaters Responsiveness <=0.2 | DHS CHP | 200+ | Low_D | 0.96 | 821.3 | N/A
DHS | DHS_connection_nopreHCs | Electric Storage Heaters Responsiveness <=0.2 | DHS CHP | 200+ | High_E | 0.96 | 1006.8 | N/A
DHS | DHS_connection_nopreHCs | Electric Storage Heaters Responsiveness <=0.2 | DHS CHP | 200+ | Low_E | 0.96 | 1185 | N/A
DHS | DHS_connection_nopreHCs | Electric Storage Heaters Responsiveness <=0.2 | DHS CHP | 200+ | High_F | 0.96 | 1435.3 | N/A
DHS | DHS_connection_nopreHCs | Electric Storage Heaters Responsiveness <=0.2 | DHS CHP | 200+ | Low_F | 0.96 | 1714.4 | N/A
DHS | DHS_connection_nopreHCs | Electric Storage Heaters Responsiveness <=0.2 | DHS CHP | 200+ | High_G | 0.96 | 2106.2 | N/A
DHS | DHS_connection_nopreHCs | Electric Storage Heaters Responsiveness <=0.2 | DHS CHP | 200+ | Low_G | 0.96 | 2554.2 | N/A
DHS | DHS_connection_nopreHCs | Electric Boiler | DHS CHP | 0-72 | High_B | 0.96 | 276.3 | N/A
DHS | DHS_connection_nopreHCs | Electric Boiler | DHS CHP | 0-72 | Low_B | 0.96 | 276.3 | N/A
DHS | DHS_connection_nopreHCs | Electric Boiler | DHS CHP | 0-72 | High_C | 0.96 | 276.3 | N/A
DHS | DHS_connection_nopreHCs | Electric Boiler | DHS CHP | 0-72 | Low_C | 0.96 | 276.3 | N/A
DHS | DHS_connection_nopreHCs | Electric Boiler | DHS CHP | 0-72 | High_D | 0.96 | 345.8 | N/A
DHS | DHS_connection_nopreHCs | Electric Boiler | DHS CHP | 0-72 | Low_D | 0.96 | 444 | N/A
DHS | DHS_connection_nopreHCs | Electric Boiler | DHS CHP | 0-72 | High_E | 0.96 | 563.8 | N/A
DHS | DHS_connection_nopreHCs | Electric Boiler | DHS CHP | 0-72 | Low_E | 0.96 | 678.9 | N/A
DHS | DHS_connection_nopreHCs | Electric Boiler | DHS CHP | 0-72 | High_F | 0.96 | 840.6 | N/A
DHS | DHS_connection_nopreHCs | Electric Boiler | DHS CHP | 0-72 | Low_F | 0.96 | 1020.9 | N/A
DHS | DHS_connection_nopreHCs | Electric Boiler | DHS CHP | 0-72 | High_G | 0.96 | 1274 | N/A
DHS | DHS_connection_nopreHCs | Electric Boiler | DHS CHP | 0-72 | Low_G | 0.96 | 1563.4 | N/A
DHS | DHS_connection_nopreHCs | Electric Boiler | DHS CHP | 73-97 | High_B | 0.96 | 251.1 | N/A
DHS | DHS_connection_nopreHCs | Electric Boiler | DHS CHP | 73-97 | Low_B | 0.96 | 251.1 | N/A
DHS | DHS_connection_nopreHCs | Electric Boiler | DHS CHP | 73-97 | High_C | 0.96 | 251.1 | N/A
DHS | DHS_connection_nopreHCs | Electric Boiler | DHS CHP | 73-97 | Low_C | 0.96 | 292.1 | N/A
DHS | DHS_connection_nopreHCs | Electric Boiler | DHS CHP | 73-97 | High_D | 0.96 | 401.4 | N/A
DHS | DHS_connection_nopreHCs | Electric Boiler | DHS CHP | 73-97 | Low_D | 0.96 | 507.5 | N/A
DHS | DHS_connection_nopreHCs | Electric Boiler | DHS CHP | 73-97 | High_E | 0.96 | 637.1 | N/A
DHS | DHS_connection_nopreHCs | Electric Boiler | DHS CHP | 73-97 | Low_E | 0.96 | 761.5 | N/A
DHS | DHS_connection_nopreHCs | Electric Boiler | DHS CHP | 73-97 | High_F | 0.96 | 936.3 | N/A
DHS | DHS_connection_nopreHCs | Electric Boiler | DHS CHP | 73-97 | Low_F | 0.96 | 1131.2 | N/A
DHS | DHS_connection_nopreHCs | Electric Boiler | DHS CHP | 73-97 | High_G | 0.96 | 1404.8 | N/A
DHS | DHS_connection_nopreHCs | Electric Boiler | DHS CHP | 73-97 | Low_G | 0.96 | 1717.6 | N/A
DHS | DHS_connection_nopreHCs | Electric Boiler | DHS CHP | 98-199 | High_B | 0.96 | 226 | N/A
DHS | DHS_connection_nopreHCs | Electric Boiler | DHS CHP | 98-199 | Low_B | 0.96 | 226 | N/A
DHS | DHS_connection_nopreHCs | Electric Boiler | DHS CHP | 98-199 | High_C | 0.96 | 273.7 | N/A
DHS | DHS_connection_nopreHCs | Electric Boiler | DHS CHP | 98-199 | Low_C | 0.96 | 372.6 | N/A
DHS | DHS_connection_nopreHCs | Electric Boiler | DHS CHP | 98-199 | High_D | 0.96 | 499.7 | N/A
DHS | DHS_connection_nopreHCs | Electric Boiler | DHS CHP | 98-199 | Low_D | 0.96 | 621.8 | N/A
DHS | DHS_connection_nopreHCs | Electric Boiler | DHS CHP | 98-199 | High_E | 0.96 | 770.9 | N/A
DHS | DHS_connection_nopreHCs | Electric Boiler | DHS CHP | 98-199 | Low_E | 0.96 | 914.1 | N/A
DHS | DHS_connection_nopreHCs | Electric Boiler | DHS CHP | 98-199 | High_F | 0.96 | 1115.2 | N/A
DHS | DHS_connection_nopreHCs | Electric Boiler | DHS CHP | 98-199 | Low_F | 0.96 | 1339.5 | N/A
DHS | DHS_connection_nopreHCs | Electric Boiler | DHS CHP | 98-199 | High_G | 0.96 | 1654.3 | N/A
DHS | DHS_connection_nopreHCs | Electric Boiler | DHS CHP | 98-199 | Low_G | 0.96 | 2014.3 | N/A
DHS | DHS_connection_nopreHCs | Electric Boiler | DHS CHP | 200+ | High_B | 0.96 | 226 | N/A
DHS | DHS_connection_nopreHCs | Electric Boiler | DHS CHP | 200+ | Low_B | 0.96 | 384.4 | N/A
DHS | DHS_connection_nopreHCs | Electric Boiler | DHS CHP | 200+ | High_C | 0.96 | 589.2 | N/A
DHS | DHS_connection_nopreHCs | Electric Boiler | DHS CHP | 200+ | Low_C | 0.96 | 769 | N/A
DHS | DHS_connection_nopreHCs | Electric Boiler | DHS CHP | 200+ | High_D | 0.96 | 998.9 | N/A
DHS | DHS_connection_nopreHCs | Electric Boiler | DHS CHP | 200+ | Low_D | 0.96 | 1212.1 | N/A
DHS | DHS_connection_nopreHCs | Electric Boiler | DHS CHP | 200+ | High_E | 0.96 | 1477.8 | N/A
DHS | DHS_connection_nopreHCs | Electric Boiler | DHS CHP | 200+ | Low_E | 0.96 | 1733 | N/A
DHS | DHS_connection_nopreHCs | Electric Boiler | DHS CHP | 200+ | High_F | 0.96 | 2091.5 | N/A
DHS | DHS_connection_nopreHCs | Electric Boiler | DHS CHP | 200+ | Low_F | 0.96 | 2491.3 | N/A
DHS | DHS_connection_nopreHCs | Electric Boiler | DHS CHP | 200+ | High_G | 0.96 | 3052.4 | N/A
DHS | DHS_connection_nopreHCs | Electric Boiler | DHS CHP | 200+ | Low_G | 0.96 | 3694 | N/A
DHS | DHS_connection_nopreHCs | Electric Room Heaters | DHS CHP | 0-72 | High_B | 0.96 | 270.5 | N/A
DHS | DHS_connection_nopreHCs | Electric Room Heaters | DHS CHP | 0-72 | Low_B | 0.96 | 270.5 | N/A
DHS | DHS_connection_nopreHCs | Electric Room Heaters | DHS CHP | 0-72 | High_C | 0.96 | 270.5 | N/A
DHS | DHS_connection_nopreHCs | Electric Room Heaters | DHS CHP | 0-72 | Low_C | 0.96 | 270.5 | N/A
DHS | DHS_connection_nopreHCs | Electric Room Heaters | DHS CHP | 0-72 | High_D | 0.96 | 340.1 | N/A
DHS | DHS_connection_nopreHCs | Electric Room Heaters | DHS CHP | 0-72 | Low_D | 0.96 | 438.3 | N/A
DHS | DHS_connection_nopreHCs | Electric Room Heaters | DHS CHP | 0-72 | High_E | 0.96 | 558.1 | N/A
DHS | DHS_connection_nopreHCs | Electric Room Heaters | DHS CHP | 0-72 | Low_E | 0.96 | 673.2 | N/A
DHS | DHS_connection_nopreHCs | Electric Room Heaters | DHS CHP | 0-72 | High_F | 0.96 | 834.9 | N/A
DHS | DHS_connection_nopreHCs | Electric Room Heaters | DHS CHP | 0-72 | Low_F | 0.96 | 1015.2 | N/A
DHS | DHS_connection_nopreHCs | Electric Room Heaters | DHS CHP | 0-72 | High_G | 0.96 | 1268.3 | N/A
DHS | DHS_connection_nopreHCs | Electric Room Heaters | DHS CHP | 0-72 | Low_G | 0.96 | 1557.7 | N/A
DHS | DHS_connection_nopreHCs | Electric Room Heaters | DHS CHP | 73-97 | High_B | 0.96 | 246 | N/A
DHS | DHS_connection_nopreHCs | Electric Room Heaters | DHS CHP | 73-97 | Low_B | 0.96 | 246 | N/A
DHS | DHS_connection_nopreHCs | Electric Room Heaters | DHS CHP | 73-97 | High_C | 0.96 | 246 | N/A
DHS | DHS_connection_nopreHCs | Electric Room Heaters | DHS CHP | 73-97 | Low_C | 0.96 | 286.9 | N/A
DHS | DHS_connection_nopreHCs | Electric Room Heaters | DHS CHP | 73-97 | High_D | 0.96 | 396.3 | N/A
DHS | DHS_connection_nopreHCs | Electric Room Heaters | DHS CHP | 73-97 | Low_D | 0.96 | 502.4 | N/A
DHS | DHS_connection_nopreHCs | Electric Room Heaters | DHS CHP | 73-97 | High_E | 0.96 | 631.9 | N/A
DHS | DHS_connection_nopreHCs | Electric Room Heaters | DHS CHP | 73-97 | Low_E | 0.96 | 756.3 | N/A
DHS | DHS_connection_nopreHCs | Electric Room Heaters | DHS CHP | 73-97 | High_F | 0.96 | 931.1 | N/A
DHS | DHS_connection_nopreHCs | Electric Room Heaters | DHS CHP | 73-97 | Low_F | 0.96 | 1126 | N/A
DHS | DHS_connection_nopreHCs | Electric Room Heaters | DHS CHP | 73-97 | High_G | 0.96 | 1399.6 | N/A
DHS | DHS_connection_nopreHCs | Electric Room Heaters | DHS CHP | 73-97 | Low_G | 0.96 | 1712.4 | N/A
DHS | DHS_connection_nopreHCs | Electric Room Heaters | DHS CHP | 98-199 | High_B | 0.96 | 221.4 | N/A
DHS | DHS_connection_nopreHCs | Electric Room Heaters | DHS CHP | 98-199 | Low_B | 0.96 | 221.4 | N/A
DHS | DHS_connection_nopreHCs | Electric Room Heaters | DHS CHP | 98-199 | High_C | 0.96 | 269 | N/A
DHS | DHS_connection_nopreHCs | Electric Room Heaters | DHS CHP | 98-199 | Low_C | 0.96 | 367.9 | N/A
DHS | DHS_connection_nopreHCs | Electric Room Heaters | DHS CHP | 98-199 | High_D | 0.96 | 495 | N/A
DHS | DHS_connection_nopreHCs | Electric Room Heaters | DHS CHP | 98-199 | Low_D | 0.96 | 617.1 | N/A
DHS | DHS_connection_nopreHCs | Electric Room Heaters | DHS CHP | 98-199 | High_E | 0.96 | 766.2 | N/A
DHS | DHS_connection_nopreHCs | Electric Room Heaters | DHS CHP | 98-199 | Low_E | 0.96 | 909.4 | N/A
DHS | DHS_connection_nopreHCs | Electric Room Heaters | DHS CHP | 98-199 | High_F | 0.96 | 1110.5 | N/A
DHS | DHS_connection_nopreHCs | Electric Room Heaters | DHS CHP | 98-199 | Low_F | 0.96 | 1334.8 | N/A
DHS | DHS_connection_nopreHCs | Electric Room Heaters | DHS CHP | 98-199 | High_G | 0.96 | 1649.6 | N/A
DHS | DHS_connection_nopreHCs | Electric Room Heaters | DHS CHP | 98-199 | Low_G | 0.96 | 2009.6 | N/A
DHS | DHS_connection_nopreHCs | Electric Room Heaters | DHS CHP | 200+ | High_B | 0.96 | 221.4 | N/A
DHS | DHS_connection_nopreHCs | Electric Room Heaters | DHS CHP | 200+ | Low_B | 0.96 | 379.7 | N/A
DHS | DHS_connection_nopreHCs | Electric Room Heaters | DHS CHP | 200+ | High_C | 0.96 | 584.6 | N/A
DHS | DHS_connection_nopreHCs | Electric Room Heaters | DHS CHP | 200+ | Low_C | 0.96 | 764.3 | N/A
DHS | DHS_connection_nopreHCs | Electric Room Heaters | DHS CHP | 200+ | High_D | 0.96 | 994.3 | N/A
DHS | DHS_connection_nopreHCs | Electric Room Heaters | DHS CHP | 200+ | Low_D | 0.96 | 1207.5 | N/A
DHS | DHS_connection_nopreHCs | Electric Room Heaters | DHS CHP | 200+ | High_E | 0.96 | 1473.2 | N/A
DHS | DHS_connection_nopreHCs | Electric Room Heaters | DHS CHP | 200+ | Low_E | 0.96 | 1728.4 | N/A
DHS | DHS_connection_nopreHCs | Electric Room Heaters | DHS CHP | 200+ | High_F | 0.96 | 2086.8 | N/A
DHS | DHS_connection_nopreHCs | Electric Room Heaters | DHS CHP | 200+ | Low_F | 0.96 | 2486.6 | N/A
DHS | DHS_connection_nopreHCs | Electric Room Heaters | DHS CHP | 200+ | High_G | 0.96 | 3047.7 | N/A
DHS | DHS_connection_nopreHCs | Electric Room Heaters | DHS CHP | 200+ | Low_G | 0.96 | 3689.4 | N/A
DHS | DHS_connection_nopreHCs | Non Condensing Oil Boiler | DHS CHP | 0-72 | High_B | 0.96 | 22.2 | N/A
DHS | DHS_connection_nopreHCs | Non Condensing Oil Boiler | DHS CHP | 0-72 | Low_B | 0.96 | 22.2 | N/A
DHS | DHS_connection_nopreHCs | Non Condensing Oil Boiler | DHS CHP | 0-72 | High_C | 0.96 | 83.3 | N/A
DHS | DHS_connection_nopreHCs | Non Condensing Oil Boiler | DHS CHP | 0-72 | Low_C | 0.96 | 139.7 | N/A
DHS | DHS_connection_nopreHCs | Non Condensing Oil Boiler | DHS CHP | 0-72 | High_D | 0.96 | 212.6 | N/A
DHS | DHS_connection_nopreHCs | Non Condensing Oil Boiler | DHS CHP | 0-72 | Low_D | 0.96 | 284 | N/A
DHS | DHS_connection_nopreHCs | Non Condensing Oil Boiler | DHS CHP | 0-72 | High_E | 0.96 | 371.1 | N/A
DHS | DHS_connection_nopreHCs | Non Condensing Oil Boiler | DHS CHP | 0-72 | Low_E | 0.96 | 454.8 | N/A
DHS | DHS_connection_nopreHCs | Non Condensing Oil Boiler | DHS CHP | 0-72 | High_F | 0.96 | 572.3 | N/A
DHS | DHS_connection_nopreHCs | Non Condensing Oil Boiler | DHS CHP | 0-72 | Low_F | 0.96 | 703.4 | N/A
DHS | DHS_connection_nopreHCs | Non Condensing Oil Boiler | DHS CHP | 0-72 | High_G | 0.96 | 887.4 | N/A
DHS | DHS_connection_nopreHCs | Non Condensing Oil Boiler | DHS CHP | 0-72 | Low_G | 0.96 | 1097.7 | N/A
DHS | DHS_connection_nopreHCs | Non Condensing Oil Boiler | DHS CHP | 73-97 | High_B | 0.96 | 20.1 | N/A
DHS | DHS_connection_nopreHCs | Non Condensing Oil Boiler | DHS CHP | 73-97 | Low_B | 0.96 | 44.8 | N/A
DHS | DHS_connection_nopreHCs | Non Condensing Oil Boiler | DHS CHP | 73-97 | High_C | 0.96 | 115.4 | N/A
DHS | DHS_connection_nopreHCs | Non Condensing Oil Boiler | DHS CHP | 73-97 | Low_C | 0.96 | 177.1 | N/A
DHS | DHS_connection_nopreHCs | Non Condensing Oil Boiler | DHS CHP | 73-97 | High_D | 0.96 | 256.6 | N/A
DHS | DHS_connection_nopreHCs | Non Condensing Oil Boiler | DHS CHP | 73-97 | Low_D | 0.96 | 333.7 | N/A
DHS | DHS_connection_nopreHCs | Non Condensing Oil Boiler | DHS CHP | 73-97 | High_E | 0.96 | 427.9 | N/A
DHS | DHS_connection_nopreHCs | Non Condensing Oil Boiler | DHS CHP | 73-97 | Low_E | 0.96 | 518.3 | N/A
DHS | DHS_connection_nopreHCs | Non Condensing Oil Boiler | DHS CHP | 73-97 | High_F | 0.96 | 645.4 | N/A
DHS | DHS_connection_nopreHCs | Non Condensing Oil Boiler | DHS CHP | 73-97 | Low_F | 0.96 | 787 | N/A
DHS | DHS_connection_nopreHCs | Non Condensing Oil Boiler | DHS CHP | 73-97 | High_G | 0.96 | 985.9 | N/A
DHS | DHS_connection_nopreHCs | Non Condensing Oil Boiler | DHS CHP | 73-97 | Low_G | 0.96 | 1213.3 | N/A
DHS | DHS_connection_nopreHCs | Non Condensing Oil Boiler | DHS CHP | 98-199 | High_B | 0.96 | 20 | N/A
DHS | DHS_connection_nopreHCs | Non Condensing Oil Boiler | DHS CHP | 98-199 | Low_B | 0.96 | 85.1 | N/A
DHS | DHS_connection_nopreHCs | Non Condensing Oil Boiler | DHS CHP | 98-199 | High_C | 0.96 | 167.3 | N/A
DHS | DHS_connection_nopreHCs | Non Condensing Oil Boiler | DHS CHP | 98-199 | Low_C | 0.96 | 239.1 | N/A
DHS | DHS_connection_nopreHCs | Non Condensing Oil Boiler | DHS CHP | 98-199 | High_D | 0.96 | 331.5 | N/A
DHS | DHS_connection_nopreHCs | Non Condensing Oil Boiler | DHS CHP | 98-199 | Low_D | 0.96 | 420.3 | N/A
DHS | DHS_connection_nopreHCs | Non Condensing Oil Boiler | DHS CHP | 98-199 | High_E | 0.96 | 528.6 | N/A
DHS | DHS_connection_nopreHCs | Non Condensing Oil Boiler | DHS CHP | 98-199 | Low_E | 0.96 | 632.7 | N/A
DHS | DHS_connection_nopreHCs | Non Condensing Oil Boiler | DHS CHP | 98-199 | High_F | 0.96 | 778.9 | N/A
DHS | DHS_connection_nopreHCs | Non Condensing Oil Boiler | DHS CHP | 98-199 | Low_F | 0.96 | 942 | N/A
DHS | DHS_connection_nopreHCs | Non Condensing Oil Boiler | DHS CHP | 98-199 | High_G | 0.96 | 1170.8 | N/A
DHS | DHS_connection_nopreHCs | Non Condensing Oil Boiler | DHS CHP | 98-199 | Low_G | 0.96 | 1432.5 | N/A
DHS | DHS_connection_nopreHCs | Non Condensing Oil Boiler | DHS CHP | 200+ | High_B | 0.96 | 129.2 | N/A
DHS | DHS_connection_nopreHCs | Non Condensing Oil Boiler | DHS CHP | 200+ | Low_B | 0.96 | 247.7 | N/A
DHS | DHS_connection_nopreHCs | Non Condensing Oil Boiler | DHS CHP | 200+ | High_C | 0.96 | 396.6 | N/A
DHS | DHS_connection_nopreHCs | Non Condensing Oil Boiler | DHS CHP | 200+ | Low_C | 0.96 | 527.3 | N/A
DHS | DHS_connection_nopreHCs | Non Condensing Oil Boiler | DHS CHP | 200+ | High_D | 0.96 | 694.4 | N/A
DHS | DHS_connection_nopreHCs | Non Condensing Oil Boiler | DHS CHP | 200+ | Low_D | 0.96 | 849.4 | N/A
DHS | DHS_connection_nopreHCs | Non Condensing Oil Boiler | DHS CHP | 200+ | High_E | 0.96 | 1042.5 | N/A
DHS | DHS_connection_nopreHCs | Non Condensing Oil Boiler | DHS CHP | 200+ | Low_E | 0.96 | 1228.1 | N/A
DHS | DHS_connection_nopreHCs | Non Condensing Oil Boiler | DHS CHP | 200+ | High_F | 0.96 | 1488.6 | N/A
DHS | DHS_connection_nopreHCs | Non Condensing Oil Boiler | DHS CHP | 200+ | Low_F | 0.96 | 1779.2 | N/A
DHS | DHS_connection_nopreHCs | Non Condensing Oil Boiler | DHS CHP | 200+ | High_G | 0.96 | 2187.1 | N/A
DHS | DHS_connection_nopreHCs | Non Condensing Oil Boiler | DHS CHP | 200+ | Low_G | 0.96 | 2653.5 | N/A
DHS | DHS_connection_nopreHCs | Condensing Oil Boiler | DHS CHP | 0-72 | High_B | 0.96 | 0 | N/A
DHS | DHS_connection_nopreHCs | Condensing Oil Boiler | DHS CHP | 0-72 | Low_B | 0.96 | 4.5 | N/A
DHS | DHS_connection_nopreHCs | Condensing Oil Boiler | DHS CHP | 0-72 | High_C | 0.96 | 62.9 | N/A
DHS | DHS_connection_nopreHCs | Condensing Oil Boiler | DHS CHP | 0-72 | Low_C | 0.96 | 113.9 | N/A
DHS | DHS_connection_nopreHCs | Condensing Oil Boiler | DHS CHP | 0-72 | High_D | 0.96 | 179.7 | N/A
DHS | DHS_connection_nopreHCs | Condensing Oil Boiler | DHS CHP | 0-72 | Low_D | 0.96 | 244.2 | N/A
DHS | DHS_connection_nopreHCs | Condensing Oil Boiler | DHS CHP | 0-72 | High_E | 0.96 | 322.8 | N/A
DHS | DHS_connection_nopreHCs | Condensing Oil Boiler | DHS CHP | 0-72 | Low_E | 0.96 | 398.4 | N/A
DHS | DHS_connection_nopreHCs | Condensing Oil Boiler | DHS CHP | 0-72 | High_F | 0.96 | 504.5 | N/A
DHS | DHS_connection_nopreHCs | Condensing Oil Boiler | DHS CHP | 0-72 | Low_F | 0.96 | 622.9 | N/A
DHS | DHS_connection_nopreHCs | Condensing Oil Boiler | DHS CHP | 0-72 | High_G | 0.96 | 789.1 | N/A
DHS | DHS_connection_nopreHCs | Condensing Oil Boiler | DHS CHP | 0-72 | Low_G | 0.96 | 979 | N/A
DHS | DHS_connection_nopreHCs | Condensing Oil Boiler | DHS CHP | 73-97 | High_B | 0.96 | 0 | N/A
DHS | DHS_connection_nopreHCs | Condensing Oil Boiler | DHS CHP | 73-97 | Low_B | 0.96 | 29.3 | N/A
DHS | DHS_connection_nopreHCs | Condensing Oil Boiler | DHS CHP | 73-97 | High_C | 0.96 | 93 | N/A
DHS | DHS_connection_nopreHCs | Condensing Oil Boiler | DHS CHP | 73-97 | Low_C | 0.96 | 148.8 | N/A
DHS | DHS_connection_nopreHCs | Condensing Oil Boiler | DHS CHP | 73-97 | High_D | 0.96 | 220.5 | N/A
DHS | DHS_connection_nopreHCs | Condensing Oil Boiler | DHS CHP | 73-97 | Low_D | 0.96 | 290.2 | N/A
DHS | DHS_connection_nopreHCs | Condensing Oil Boiler | DHS CHP | 73-97 | High_E | 0.96 | 375.2 | N/A
DHS | DHS_connection_nopreHCs | Condensing Oil Boiler | DHS CHP | 73-97 | Low_E | 0.96 | 456.9 | N/A
DHS | DHS_connection_nopreHCs | Condensing Oil Boiler | DHS CHP | 73-97 | High_F | 0.96 | 571.6 | N/A
DHS | DHS_connection_nopreHCs | Condensing Oil Boiler | DHS CHP | 73-97 | Low_F | 0.96 | 699.6 | N/A
DHS | DHS_connection_nopreHCs | Condensing Oil Boiler | DHS CHP | 73-97 | High_G | 0.96 | 879.2 | N/A
DHS | DHS_connection_nopreHCs | Condensing Oil Boiler | DHS CHP | 73-97 | Low_G | 0.96 | 1084.5 | N/A
DHS | DHS_connection_nopreHCs | Condensing Oil Boiler | DHS CHP | 98-199 | High_B | 0.96 | 8.1 | N/A
DHS | DHS_connection_nopreHCs | Condensing Oil Boiler | DHS CHP | 98-199 | Low_B | 0.96 | 66.8 | N/A
DHS | DHS_connection_nopreHCs | Condensing Oil Boiler | DHS CHP | 98-199 | High_C | 0.96 | 141 | N/A
DHS | DHS_connection_nopreHCs | Condensing Oil Boiler | DHS CHP | 98-199 | Low_C | 0.96 | 205.9 | N/A
DHS | DHS_connection_nopreHCs | Condensing Oil Boiler | DHS CHP | 98-199 | High_D | 0.96 | 289.3 | N/A
DHS | DHS_connection_nopreHCs | Condensing Oil Boiler | DHS CHP | 98-199 | Low_D | 0.96 | 369.5 | N/A
DHS | DHS_connection_nopreHCs | Condensing Oil Boiler | DHS CHP | 98-199 | High_E | 0.96 | 467.4 | N/A
DHS | DHS_connection_nopreHCs | Condensing Oil Boiler | DHS CHP | 98-199 | Low_E | 0.96 | 561.3 | N/A
DHS | DHS_connection_nopreHCs | Condensing Oil Boiler | DHS CHP | 98-199 | High_F | 0.96 | 693.4 | N/A
DHS | DHS_connection_nopreHCs | Condensing Oil Boiler | DHS CHP | 98-199 | Low_F | 0.96 | 840.6 | N/A
DHS | DHS_connection_nopreHCs | Condensing Oil Boiler | DHS CHP | 98-199 | High_G | 0.96 | 1047.3 | N/A
DHS | DHS_connection_nopreHCs | Condensing Oil Boiler | DHS CHP | 98-199 | Low_G | 0.96 | 1283.6 | N/A
DHS | DHS_connection_nopreHCs | Condensing Oil Boiler | DHS CHP | 200+ | High_B | 0.96 | 106.7 | N/A
DHS | DHS_connection_nopreHCs | Condensing Oil Boiler | DHS CHP | 200+ | Low_B | 0.96 | 213.6 | N/A
DHS | DHS_connection_nopreHCs | Condensing Oil Boiler | DHS CHP | 200+ | High_C | 0.96 | 348.1 | N/A
DHS | DHS_connection_nopreHCs | Condensing Oil Boiler | DHS CHP | 200+ | Low_C | 0.96 | 466.1 | N/A
DHS | DHS_connection_nopreHCs | Condensing Oil Boiler | DHS CHP | 200+ | High_D | 0.96 | 617.1 | N/A
DHS | DHS_connection_nopreHCs | Condensing Oil Boiler | DHS CHP | 200+ | Low_D | 0.96 | 757 | N/A
DHS | DHS_connection_nopreHCs | Condensing Oil Boiler | DHS CHP | 200+ | High_E | 0.96 | 931.4 | N/A
DHS | DHS_connection_nopreHCs | Condensing Oil Boiler | DHS CHP | 200+ | Low_E | 0.96 | 1099 | N/A
DHS | DHS_connection_nopreHCs | Condensing Oil Boiler | DHS CHP | 200+ | High_F | 0.96 | 1334.3 | N/A
DHS | DHS_connection_nopreHCs | Condensing Oil Boiler | DHS CHP | 200+ | Low_F | 0.96 | 1596.7 | N/A
DHS | DHS_connection_nopreHCs | Condensing Oil Boiler | DHS CHP | 200+ | High_G | 0.96 | 1965.1 | N/A
DHS | DHS_connection_nopreHCs | Condensing Oil Boiler | DHS CHP | 200+ | Low_G | 0.96 | 2386.3 | N/A
DHS | DHS_connection_nopreHCs | Non Condensing LPG Boiler | DHS CHP | 0-72 | High_B | 0.96 | 188.9 | N/A
DHS | DHS_connection_nopreHCs | Non Condensing LPG Boiler | DHS CHP | 0-72 | Low_B | 0.96 | 188.9 | N/A
DHS | DHS_connection_nopreHCs | Non Condensing LPG Boiler | DHS CHP | 0-72 | High_C | 0.96 | 188.9 | N/A
DHS | DHS_connection_nopreHCs | Non Condensing LPG Boiler | DHS CHP | 0-72 | Low_C | 0.96 | 244.8 | N/A
DHS | DHS_connection_nopreHCs | Non Condensing LPG Boiler | DHS CHP | 0-72 | High_D | 0.96 | 336.3 | N/A
DHS | DHS_connection_nopreHCs | Non Condensing LPG Boiler | DHS CHP | 0-72 | Low_D | 0.96 | 425.9 | N/A
DHS | DHS_connection_nopreHCs | Non Condensing LPG Boiler | DHS CHP | 0-72 | High_E | 0.96 | 535.2 | N/A
DHS | DHS_connection_nopreHCs | Non Condensing LPG Boiler | DHS CHP | 0-72 | Low_E | 0.96 | 640.2 | N/A
DHS | DHS_connection_nopreHCs | Non Condensing LPG Boiler | DHS CHP | 0-72 | High_F | 0.96 | 787.7 | N/A
DHS | DHS_connection_nopreHCs | Non Condensing LPG Boiler | DHS CHP | 0-72 | Low_F | 0.96 | 952.3 | N/A
DHS | DHS_connection_nopreHCs | Non Condensing LPG Boiler | DHS CHP | 0-72 | High_G | 0.96 | 1183.2 | N/A
DHS | DHS_connection_nopreHCs | Non Condensing LPG Boiler | DHS CHP | 0-72 | Low_G | 0.96 | 1447.2 | N/A
DHS | DHS_connection_nopreHCs | Non Condensing LPG Boiler | DHS CHP | 73-97 | High_B | 0.96 | 171.7 | N/A
DHS | DHS_connection_nopreHCs | Non Condensing LPG Boiler | DHS CHP | 73-97 | Low_B | 0.96 | 171.7 | N/A
DHS | DHS_connection_nopreHCs | Non Condensing LPG Boiler | DHS CHP | 73-97 | High_C | 0.96 | 208 | N/A
DHS | DHS_connection_nopreHCs | Non Condensing LPG Boiler | DHS CHP | 73-97 | Low_C | 0.96 | 285.4 | N/A
DHS | DHS_connection_nopreHCs | Non Condensing LPG Boiler | DHS CHP | 73-97 | High_D | 0.96 | 385.2 | N/A
DHS | DHS_connection_nopreHCs | Non Condensing LPG Boiler | DHS CHP | 73-97 | Low_D | 0.96 | 482 | N/A
DHS | DHS_connection_nopreHCs | Non Condensing LPG Boiler | DHS CHP | 73-97 | High_E | 0.96 | 600.2 | N/A
DHS | DHS_connection_nopreHCs | Non Condensing LPG Boiler | DHS CHP | 73-97 | Low_E | 0.96 | 713.7 | N/A
DHS | DHS_connection_nopreHCs | Non Condensing LPG Boiler | DHS CHP | 73-97 | High_F | 0.96 | 873.1 | N/A
DHS | DHS_connection_nopreHCs | Non Condensing LPG Boiler | DHS CHP | 73-97 | Low_F | 0.96 | 1051 | N/A
DHS | DHS_connection_nopreHCs | Non Condensing LPG Boiler | DHS CHP | 73-97 | High_G | 0.96 | 1300.6 | N/A
DHS | DHS_connection_nopreHCs | Non Condensing LPG Boiler | DHS CHP | 73-97 | Low_G | 0.96 | 1586 | N/A
DHS | DHS_connection_nopreHCs | Non Condensing LPG Boiler | DHS CHP | 98-199 | High_B | 0.96 | 154.5 | N/A
DHS | DHS_connection_nopreHCs | Non Condensing LPG Boiler | DHS CHP | 98-199 | Low_B | 0.96 | 163.7 | N/A
DHS | DHS_connection_nopreHCs | Non Condensing LPG Boiler | DHS CHP | 98-199 | High_C | 0.96 | 266.7 | N/A
DHS | DHS_connection_nopreHCs | Non Condensing LPG Boiler | DHS CHP | 98-199 | Low_C | 0.96 | 357 | N/A
DHS | DHS_connection_nopreHCs | Non Condensing LPG Boiler | DHS CHP | 98-199 | High_D | 0.96 | 472.9 | N/A
DHS | DHS_connection_nopreHCs | Non Condensing LPG Boiler | DHS CHP | 98-199 | Low_D | 0.96 | 584.3 | N/A
DHS | DHS_connection_nopreHCs | Non Condensing LPG Boiler | DHS CHP | 98-199 | High_E | 0.96 | 720.3 | N/A
DHS | DHS_connection_nopreHCs | Non Condensing LPG Boiler | DHS CHP | 98-199 | Low_E | 0.96 | 851 | N/A
DHS | DHS_connection_nopreHCs | Non Condensing LPG Boiler | DHS CHP | 98-199 | High_F | 0.96 | 1034.4 | N/A
DHS | DHS_connection_nopreHCs | Non Condensing LPG Boiler | DHS CHP | 98-199 | Low_F | 0.96 | 1239.1 | N/A
DHS | DHS_connection_nopreHCs | Non Condensing LPG Boiler | DHS CHP | 98-199 | High_G | 0.96 | 1526.3 | N/A
DHS | DHS_connection_nopreHCs | Non Condensing LPG Boiler | DHS CHP | 98-199 | Low_G | 0.96 | 1854.8 | N/A
DHS | DHS_connection_nopreHCs | Non Condensing LPG Boiler | DHS CHP | 200+ | High_B | 0.96 | 219 | N/A
DHS | DHS_connection_nopreHCs | Non Condensing LPG Boiler | DHS CHP | 200+ | Low_B | 0.96 | 367.7 | N/A
DHS | DHS_connection_nopreHCs | Non Condensing LPG Boiler | DHS CHP | 200+ | High_C | 0.96 | 554.6 | N/A
DHS | DHS_connection_nopreHCs | Non Condensing LPG Boiler | DHS CHP | 200+ | Low_C | 0.96 | 718.6 | N/A
DHS | DHS_connection_nopreHCs | Non Condensing LPG Boiler | DHS CHP | 200+ | High_D | 0.96 | 928.4 | N/A
DHS | DHS_connection_nopreHCs | Non Condensing LPG Boiler | DHS CHP | 200+ | Low_D | 0.96 | 1122.9 | N/A
DHS | DHS_connection_nopreHCs | Non Condensing LPG Boiler | DHS CHP | 200+ | High_E | 0.96 | 1365.3 | N/A
DHS | DHS_connection_nopreHCs | Non Condensing LPG Boiler | DHS CHP | 200+ | Low_E | 0.96 | 1598.2 | N/A
DHS | DHS_connection_nopreHCs | Non Condensing LPG Boiler | DHS CHP | 200+ | High_F | 0.96 | 1925.2 | N/A
DHS | DHS_connection_nopreHCs | Non Condensing LPG Boiler | DHS CHP | 200+ | Low_F | 0.96 | 2289.9 | N/A
DHS | DHS_connection_nopreHCs | Non Condensing LPG Boiler | DHS CHP | 200+ | High_G | 0.96 | 2801.9 | N/A
DHS | DHS_connection_nopreHCs | Non Condensing LPG Boiler | DHS CHP | 200+ | Low_G | 0.96 | 3387.3 | N/A
DHS | DHS_connection_nopreHCs | Condensing LPG Boiler | DHS CHP | 0-72 | High_B | 0.96 | 119 | N/A
DHS | DHS_connection_nopreHCs | Condensing LPG Boiler | DHS CHP | 0-72 | Low_B | 0.96 | 119 | N/A
DHS | DHS_connection_nopreHCs | Condensing LPG Boiler | DHS CHP | 0-72 | High_C | 0.96 | 143.3 | N/A
DHS | DHS_connection_nopreHCs | Condensing LPG Boiler | DHS CHP | 0-72 | Low_C | 0.96 | 209.1 | N/A
DHS | DHS_connection_nopreHCs | Condensing LPG Boiler | DHS CHP | 0-72 | High_D | 0.96 | 294 | N/A
DHS | DHS_connection_nopreHCs | Condensing LPG Boiler | DHS CHP | 0-72 | Low_D | 0.96 | 377.1 | N/A
DHS | DHS_connection_nopreHCs | Condensing LPG Boiler | DHS CHP | 0-72 | High_E | 0.96 | 478.6 | N/A
DHS | DHS_connection_nopreHCs | Condensing LPG Boiler | DHS CHP | 0-72 | Low_E | 0.96 | 576.1 | N/A
DHS | DHS_connection_nopreHCs | Condensing LPG Boiler | DHS CHP | 0-72 | High_F | 0.96 | 713 | N/A
DHS | DHS_connection_nopreHCs | Condensing LPG Boiler | DHS CHP | 0-72 | Low_F | 0.96 | 865.7 | N/A
DHS | DHS_connection_nopreHCs | Condensing LPG Boiler | DHS CHP | 0-72 | High_G | 0.96 | 1080 | N/A
DHS | DHS_connection_nopreHCs | Condensing LPG Boiler | DHS CHP | 0-72 | Low_G | 0.96 | 1325.1 | N/A
DHS | DHS_connection_nopreHCs | Condensing LPG Boiler | DHS CHP | 73-97 | High_B | 0.96 | 108.1 | N/A
DHS | DHS_connection_nopreHCs | Condensing LPG Boiler | DHS CHP | 73-97 | Low_B | 0.96 | 108.1 | N/A
DHS | DHS_connection_nopreHCs | Condensing LPG Boiler | DHS CHP | 73-97 | High_C | 0.96 | 176.5 | N/A
DHS | DHS_connection_nopreHCs | Condensing LPG Boiler | DHS CHP | 73-97 | Low_C | 0.96 | 248.4 | N/A
DHS | DHS_connection_nopreHCs | Condensing LPG Boiler | DHS CHP | 73-97 | High_D | 0.96 | 341 | N/A
DHS | DHS_connection_nopreHCs | Condensing LPG Boiler | DHS CHP | 73-97 | Low_D | 0.96 | 430.8 | N/A
DHS | DHS_connection_nopreHCs | Condensing LPG Boiler | DHS CHP | 73-97 | High_E | 0.96 | 540.5 | N/A
DHS | DHS_connection_nopreHCs | Condensing LPG Boiler | DHS CHP | 73-97 | Low_E | 0.96 | 645.9 | N/A
DHS | DHS_connection_nopreHCs | Condensing LPG Boiler | DHS CHP | 73-97 | High_F | 0.96 | 793.9 | N/A
DHS | DHS_connection_nopreHCs | Condensing LPG Boiler | DHS CHP | 73-97 | Low_F | 0.96 | 958.9 | N/A
DHS | DHS_connection_nopreHCs | Condensing LPG Boiler | DHS CHP | 73-97 | High_G | 0.96 | 1190.6 | N/A
DHS | DHS_connection_nopreHCs | Condensing LPG Boiler | DHS CHP | 73-97 | Low_G | 0.96 | 1455.5 | N/A
DHS | DHS_connection_nopreHCs | Condensing LPG Boiler | DHS CHP | 98-199 | High_B | 0.96 | 97.3 | N/A
DHS | DHS_connection_nopreHCs | Condensing LPG Boiler | DHS CHP | 98-199 | Low_B | 0.96 | 137 | N/A
DHS | DHS_connection_nopreHCs | Condensing LPG Boiler | DHS CHP | 98-199 | High_C | 0.96 | 232.7 | N/A
DHS | DHS_connection_nopreHCs | Condensing LPG Boiler | DHS CHP | 98-199 | Low_C | 0.96 | 316.5 | N/A
DHS | DHS_connection_nopreHCs | Condensing LPG Boiler | DHS CHP | 98-199 | High_D | 0.96 | 424.1 | N/A
DHS | DHS_connection_nopreHCs | Condensing LPG Boiler | DHS CHP | 98-199 | Low_D | 0.96 | 527.5 | N/A
DHS | DHS_connection_nopreHCs | Condensing LPG Boiler | DHS CHP | 98-199 | High_E | 0.96 | 653.7 | N/A
DHS | DHS_connection_nopreHCs | Condensing LPG Boiler | DHS CHP | 98-199 | Low_E | 0.96 | 775 | N/A
DHS | DHS_connection_nopreHCs | Condensing LPG Boiler | DHS CHP | 98-199 | High_F | 0.96 | 945.2 | N/A
DHS | DHS_connection_nopreHCs | Condensing LPG Boiler | DHS CHP | 98-199 | Low_F | 0.96 | 1135.2 | N/A
DHS | DHS_connection_nopreHCs | Condensing LPG Boiler | DHS CHP | 98-199 | High_G | 0.96 | 1401.8 | N/A
DHS | DHS_connection_nopreHCs | Condensing LPG Boiler | DHS CHP | 98-199 | Low_G | 0.96 | 1706.6 | N/A
DHS | DHS_connection_nopreHCs | Condensing LPG Boiler | DHS CHP | 200+ | High_B | 0.96 | 188.4 | N/A
DHS | DHS_connection_nopreHCs | Condensing LPG Boiler | DHS CHP | 200+ | Low_B | 0.96 | 326.4 | N/A
DHS | DHS_connection_nopreHCs | Condensing LPG Boiler | DHS CHP | 200+ | High_C | 0.96 | 499.9 | N/A
DHS | DHS_connection_nopreHCs | Condensing LPG Boiler | DHS CHP | 200+ | Low_C | 0.96 | 652.1 | N/A
DHS | DHS_connection_nopreHCs | Condensing LPG Boiler | DHS CHP | 200+ | High_D | 0.96 | 846.8 | N/A
DHS | DHS_connection_nopreHCs | Condensing LPG Boiler | DHS CHP | 200+ | Low_D | 0.96 | 1027.4 | N/A
DHS | DHS_connection_nopreHCs | Condensing LPG Boiler | DHS CHP | 200+ | High_E | 0.96 | 1252.3 | N/A
DHS | DHS_connection_nopreHCs | Condensing LPG Boiler | DHS CHP | 200+ | Low_E | 0.96 | 1468.4 | N/A
DHS | DHS_connection_nopreHCs | Condensing LPG Boiler | DHS CHP | 200+ | High_F | 0.96 | 1772 | N/A
DHS | DHS_connection_nopreHCs | Condensing LPG Boiler | DHS CHP | 200+ | Low_F | 0.96 | 2110.5 | N/A
DHS | DHS_connection_nopreHCs | Condensing LPG Boiler | DHS CHP | 200+ | High_G | 0.96 | 2585.6 | N/A
DHS | DHS_connection_nopreHCs | Condensing LPG Boiler | DHS CHP | 200+ | Low_G | 0.96 | 3129 | N/A
DHS | DHS_connection_nopreHCs | Gas Fire with Back Boiler | DHS CHP | 0-72 | High_B | 0.96 | 82.5 | N/A
DHS | DHS_connection_nopreHCs | Gas Fire with Back Boiler | DHS CHP | 0-72 | Low_B | 0.96 | 82.5 | N/A
DHS | DHS_connection_nopreHCs | Gas Fire with Back Boiler | DHS CHP | 0-72 | High_C | 0.96 | 141.1 | N/A
DHS | DHS_connection_nopreHCs | Gas Fire with Back Boiler | DHS CHP | 0-72 | Low_C | 0.96 | 198.5 | N/A
DHS | DHS_connection_nopreHCs | Gas Fire with Back Boiler | DHS CHP | 0-72 | High_D | 0.96 | 272.8 | N/A
DHS | DHS_connection_nopreHCs | Gas Fire with Back Boiler | DHS CHP | 0-72 | Low_D | 0.96 | 345.4 | N/A
DHS | DHS_connection_nopreHCs | Gas Fire with Back Boiler | DHS CHP | 0-72 | High_E | 0.96 | 434 | N/A
DHS | DHS_connection_nopreHCs | Gas Fire with Back Boiler | DHS CHP | 0-72 | Low_E | 0.96 | 519.2 | N/A
DHS | DHS_connection_nopreHCs | Gas Fire with Back Boiler | DHS CHP | 0-72 | High_F | 0.96 | 638.8 | N/A
DHS | DHS_connection_nopreHCs | Gas Fire with Back Boiler | DHS CHP | 0-72 | Low_F | 0.96 | 772.3 | N/A
DHS | DHS_connection_nopreHCs | Gas Fire with Back Boiler | DHS CHP | 0-72 | High_G | 0.96 | 959.5 | N/A
DHS | DHS_connection_nopreHCs | Gas Fire with Back Boiler | DHS CHP | 0-72 | Low_G | 0.96 | 1173.6 | N/A
DHS | DHS_connection_nopreHCs | Gas Fire with Back Boiler | DHS CHP | 73-97 | High_B | 0.96 | 75 | N/A
DHS | DHS_connection_nopreHCs | Gas Fire with Back Boiler | DHS CHP | 73-97 | Low_B | 0.96 | 96.8 | N/A
DHS | DHS_connection_nopreHCs | Gas Fire with Back Boiler | DHS CHP | 73-97 | High_C | 0.96 | 168.7 | N/A
DHS | DHS_connection_nopreHCs | Gas Fire with Back Boiler | DHS CHP | 73-97 | Low_C | 0.96 | 231.5 | N/A
DHS | DHS_connection_nopreHCs | Gas Fire with Back Boiler | DHS CHP | 73-97 | High_D | 0.96 | 312.4 | N/A
DHS | DHS_connection_nopreHCs | Gas Fire with Back Boiler | DHS CHP | 73-97 | Low_D | 0.96 | 390.9 | N/A
DHS | DHS_connection_nopreHCs | Gas Fire with Back Boiler | DHS CHP | 73-97 | High_E | 0.96 | 486.7 | N/A
DHS | DHS_connection_nopreHCs | Gas Fire with Back Boiler | DHS CHP | 73-97 | Low_E | 0.96 | 578.8 | N/A
DHS | DHS_connection_nopreHCs | Gas Fire with Back Boiler | DHS CHP | 73-97 | High_F | 0.96 | 708.1 | N/A
DHS | DHS_connection_nopreHCs | Gas Fire with Back Boiler | DHS CHP | 73-97 | Low_F | 0.96 | 852.3 | N/A
DHS | DHS_connection_nopreHCs | Gas Fire with Back Boiler | DHS CHP | 73-97 | High_G | 0.96 | 1054.7 | N/A
DHS | DHS_connection_nopreHCs | Gas Fire with Back Boiler | DHS CHP | 73-97 | Low_G | 0.96 | 1286.2 | N/A
DHS | DHS_connection_nopreHCs | Gas Fire with Back Boiler | DHS CHP | 98-199 | High_B | 0.96 | 67.5 | N/A
DHS | DHS_connection_nopreHCs | Gas Fire with Back Boiler | DHS CHP | 98-199 | Low_B | 0.96 | 132.7 | N/A
DHS | DHS_connection_nopreHCs | Gas Fire with Back Boiler | DHS CHP | 98-199 | High_C | 0.96 | 216.3 | N/A
DHS | DHS_connection_nopreHCs | Gas Fire with Back Boiler | DHS CHP | 98-199 | Low_C | 0.96 | 289.5 | N/A
DHS | DHS_connection_nopreHCs | Gas Fire with Back Boiler | DHS CHP | 98-199 | High_D | 0.96 | 383.5 | N/A
DHS | DHS_connection_nopreHCs | Gas Fire with Back Boiler | DHS CHP | 98-199 | Low_D | 0.96 | 473.9 | N/A
DHS | DHS_connection_nopreHCs | Gas Fire with Back Boiler | DHS CHP | 98-199 | High_E | 0.96 | 584.2 | N/A
DHS | DHS_connection_nopreHCs | Gas Fire with Back Boiler | DHS CHP | 98-199 | Low_E | 0.96 | 690.1 | N/A
DHS | DHS_connection_nopreHCs | Gas Fire with Back Boiler | DHS CHP | 98-199 | High_F | 0.96 | 838.9 | N/A
DHS | DHS_connection_nopreHCs | Gas Fire with Back Boiler | DHS CHP | 98-199 | Low_F | 0.96 | 1004.9 | N/A
DHS | DHS_connection_nopreHCs | Gas Fire with Back Boiler | DHS CHP | 98-199 | High_G | 0.96 | 1237.8 | N/A
DHS | DHS_connection_nopreHCs | Gas Fire with Back Boiler | DHS CHP | 98-199 | Low_G | 0.96 | 1504.2 | N/A
DHS | DHS_connection_nopreHCs | Gas Fire with Back Boiler | DHS CHP | 200+ | High_B | 0.96 | 177.6 | N/A
DHS | DHS_connection_nopreHCs | Gas Fire with Back Boiler | DHS CHP | 200+ | Low_B | 0.96 | 298.2 | N/A
DHS | DHS_connection_nopreHCs | Gas Fire with Back Boiler | DHS CHP | 200+ | High_C | 0.96 | 449.8 | N/A
DHS | DHS_connection_nopreHCs | Gas Fire with Back Boiler | DHS CHP | 200+ | Low_C | 0.96 | 582.8 | N/A
DHS | DHS_connection_nopreHCs | Gas Fire with Back Boiler | DHS CHP | 200+ | High_D | 0.96 | 752.9 | N/A
DHS | DHS_connection_nopreHCs | Gas Fire with Back Boiler | DHS CHP | 200+ | Low_D | 0.96 | 910.6 | N/A
DHS | DHS_connection_nopreHCs | Gas Fire with Back Boiler | DHS CHP | 200+ | High_E | 0.96 | 1107.2 | N/A
DHS | DHS_connection_nopreHCs | Gas Fire with Back Boiler | DHS CHP | 200+ | Low_E | 0.96 | 1296 | N/A
DHS | DHS_connection_nopreHCs | Gas Fire with Back Boiler | DHS CHP | 200+ | High_F | 0.96 | 1561.2 | N/A
DHS | DHS_connection_nopreHCs | Gas Fire with Back Boiler | DHS CHP | 200+ | Low_F | 0.96 | 1857 | N/A
DHS | DHS_connection_nopreHCs | Gas Fire with Back Boiler | DHS CHP | 200+ | High_G | 0.96 | 2272.2 | N/A
DHS | DHS_connection_nopreHCs | Gas Fire with Back Boiler | DHS CHP | 200+ | Low_G | 0.96 | 2746.9 | N/A
DHS | DHS_connection_nopreHCs | Gas Room Heaters | DHS CHP | 0-72 | High_B | 0.96 | 48.2 | N/A
DHS | DHS_connection_nopreHCs | Gas Room Heaters | DHS CHP | 0-72 | Low_B | 0.96 | 64 | N/A
DHS | DHS_connection_nopreHCs | Gas Room Heaters | DHS CHP | 0-72 | High_C | 0.96 | 120.1 | N/A
DHS | DHS_connection_nopreHCs | Gas Room Heaters | DHS CHP | 0-72 | Low_C | 0.96 | 169 | N/A
DHS | DHS_connection_nopreHCs | Gas Room Heaters | DHS CHP | 0-72 | High_D | 0.96 | 232.1 | N/A
DHS | DHS_connection_nopreHCs | Gas Room Heaters | DHS CHP | 0-72 | Low_D | 0.96 | 294 | N/A
DHS | DHS_connection_nopreHCs | Gas Room Heaters | DHS CHP | 0-72 | High_E | 0.96 | 369.4 | N/A
DHS | DHS_connection_nopreHCs | Gas Room Heaters | DHS CHP | 0-72 | Low_E | 0.96 | 441.9 | N/A
DHS | DHS_connection_nopreHCs | Gas Room Heaters | DHS CHP | 0-72 | High_F | 0.96 | 543.7 | N/A
DHS | DHS_connection_nopreHCs | Gas Room Heaters | DHS CHP | 0-72 | Low_F | 0.96 | 657.3 | N/A
DHS | DHS_connection_nopreHCs | Gas Room Heaters | DHS CHP | 0-72 | High_G | 0.96 | 816.7 | N/A
DHS | DHS_connection_nopreHCs | Gas Room Heaters | DHS CHP | 0-72 | Low_G | 0.96 | 998.9 | N/A
DHS | DHS_connection_nopreHCs | Gas Room Heaters | DHS CHP | 73-97 | High_B | 0.96 | 43.8 | N/A
DHS | DHS_connection_nopreHCs | Gas Room Heaters | DHS CHP | 73-97 | Low_B | 0.96 | 82.4 | N/A
DHS | DHS_connection_nopreHCs | Gas Room Heaters | DHS CHP | 73-97 | High_C | 0.96 | 143.5 | N/A
DHS | DHS_connection_nopreHCs | Gas Room Heaters | DHS CHP | 73-97 | Low_C | 0.96 | 197 | N/A
DHS | DHS_connection_nopreHCs | Gas Room Heaters | DHS CHP | 73-97 | High_D | 0.96 | 265.9 | N/A
DHS | DHS_connection_nopreHCs | Gas Room Heaters | DHS CHP | 73-97 | Low_D | 0.96 | 332.7 | N/A
DHS | DHS_connection_nopreHCs | Gas Room Heaters | DHS CHP | 73-97 | High_E | 0.96 | 414.3 | N/A
DHS | DHS_connection_nopreHCs | Gas Room Heaters | DHS CHP | 73-97 | Low_E | 0.96 | 492.6 | N/A
DHS | DHS_connection_nopreHCs | Gas Room Heaters | DHS CHP | 73-97 | High_F | 0.96 | 602.7 | N/A
DHS | DHS_connection_nopreHCs | Gas Room Heaters | DHS CHP | 73-97 | Low_F | 0.96 | 725.4 | N/A
DHS | DHS_connection_nopreHCs | Gas Room Heaters | DHS CHP | 73-97 | High_G | 0.96 | 897.7 | N/A
DHS | DHS_connection_nopreHCs | Gas Room Heaters | DHS CHP | 73-97 | Low_G | 0.96 | 1094.7 | N/A
DHS | DHS_connection_nopreHCs | Gas Room Heaters | DHS CHP | 98-199 | High_B | 0.96 | 56.6 | N/A
DHS | DHS_connection_nopreHCs | Gas Room Heaters | DHS CHP | 98-199 | Low_B | 0.96 | 113 | N/A
DHS | DHS_connection_nopreHCs | Gas Room Heaters | DHS CHP | 98-199 | High_C | 0.96 | 184.1 | N/A
DHS | DHS_connection_nopreHCs | Gas Room Heaters | DHS CHP | 98-199 | Low_C | 0.96 | 246.4 | N/A
DHS | DHS_connection_nopreHCs | Gas Room Heaters | DHS CHP | 98-199 | High_D | 0.96 | 326.4 | N/A
DHS | DHS_connection_nopreHCs | Gas Room Heaters | DHS CHP | 98-199 | Low_D | 0.96 | 403.3 | N/A
DHS | DHS_connection_nopreHCs | Gas Room Heaters | DHS CHP | 98-199 | High_E | 0.96 | 497.2 | N/A
DHS | DHS_connection_nopreHCs | Gas Room Heaters | DHS CHP | 98-199 | Low_E | 0.96 | 587.4 | N/A
DHS | DHS_connection_nopreHCs | Gas Room Heaters | DHS CHP | 98-199 | High_F | 0.96 | 714 | N/A
DHS | DHS_connection_nopreHCs | Gas Room Heaters | DHS CHP | 98-199 | Low_F | 0.96 | 855.3 | N/A
DHS | DHS_connection_nopreHCs | Gas Room Heaters | DHS CHP | 98-199 | High_G | 0.96 | 1053.5 | N/A
DHS | DHS_connection_nopreHCs | Gas Room Heaters | DHS CHP | 98-199 | Low_G | 0.96 | 1280.2 | N/A
DHS | DHS_connection_nopreHCs | Gas Room Heaters | DHS CHP | 200+ | High_B | 0.96 | 151.2 | N/A
DHS | DHS_connection_nopreHCs | Gas Room Heaters | DHS CHP | 200+ | Low_B | 0.96 | 253.8 | N/A
DHS | DHS_connection_nopreHCs | Gas Room Heaters | DHS CHP | 200+ | High_C | 0.96 | 382.8 | N/A
DHS | DHS_connection_nopreHCs | Gas Room Heaters | DHS CHP | 200+ | Low_C | 0.96 | 496 | N/A
DHS | DHS_connection_nopreHCs | Gas Room Heaters | DHS CHP | 200+ | High_D | 0.96 | 640.8 | N/A
DHS | DHS_connection_nopreHCs | Gas Room Heaters | DHS CHP | 200+ | Low_D | 0.96 | 775.1 | N/A
DHS | DHS_connection_nopreHCs | Gas Room Heaters | DHS CHP | 200+ | High_E | 0.96 | 942.4 | N/A
DHS | DHS_connection_nopreHCs | Gas Room Heaters | DHS CHP | 200+ | Low_E | 0.96 | 1103.1 | N/A
DHS | DHS_connection_nopreHCs | Gas Room Heaters | DHS CHP | 200+ | High_F | 0.96 | 1328.8 | N/A
DHS | DHS_connection_nopreHCs | Gas Room Heaters | DHS CHP | 200+ | Low_F | 0.96 | 1580.6 | N/A
DHS | DHS_connection_nopreHCs | Gas Room Heaters | DHS CHP | 200+ | High_G | 0.96 | 1933.9 | N/A
DHS | DHS_connection_nopreHCs | Gas Room Heaters | DHS CHP | 200+ | Low_G | 0.96 | 2338 | N/A
DHS | DHS_connection_nopreHCs | Gas Back Boiler to Radiators | DHS CHP | 0-72 | High_B | 0.96 | 34.2 | N/A
DHS | DHS_connection_nopreHCs | Gas Back Boiler to Radiators | DHS CHP | 0-72 | Low_B | 0.96 | 57.3 | N/A
DHS | DHS_connection_nopreHCs | Gas Back Boiler to Radiators | DHS CHP | 0-72 | High_C | 0.96 | 107.5 | N/A
DHS | DHS_connection_nopreHCs | Gas Back Boiler to Radiators | DHS CHP | 0-72 | Low_C | 0.96 | 151.2 | N/A
DHS | DHS_connection_nopreHCs | Gas Back Boiler to Radiators | DHS CHP | 0-72 | High_D | 0.96 | 207.8 | N/A
DHS | DHS_connection_nopreHCs | Gas Back Boiler to Radiators | DHS CHP | 0-72 | Low_D | 0.96 | 263.1 | N/A
DHS | DHS_connection_nopreHCs | Gas Back Boiler to Radiators | DHS CHP | 0-72 | High_E | 0.96 | 330.7 | N/A
DHS | DHS_connection_nopreHCs | Gas Back Boiler to Radiators | DHS CHP | 0-72 | Low_E | 0.96 | 395.5 | N/A
DHS | DHS_connection_nopreHCs | Gas Back Boiler to Radiators | DHS CHP | 0-72 | High_F | 0.96 | 486.7 | N/A
DHS | DHS_connection_nopreHCs | Gas Back Boiler to Radiators | DHS CHP | 0-72 | Low_F | 0.96 | 588.3 | N/A
DHS | DHS_connection_nopreHCs | Gas Back Boiler to Radiators | DHS CHP | 0-72 | High_G | 0.96 | 731 | N/A
DHS | DHS_connection_nopreHCs | Gas Back Boiler to Radiators | DHS CHP | 0-72 | Low_G | 0.96 | 894.1 | N/A
DHS | DHS_connection_nopreHCs | Gas Back Boiler to Radiators | DHS CHP | 73-97 | High_B | 0.96 | 31.1 | N/A
DHS | DHS_connection_nopreHCs | Gas Back Boiler to Radiators | DHS CHP | 73-97 | Low_B | 0.96 | 73.7 | N/A
DHS | DHS_connection_nopreHCs | Gas Back Boiler to Radiators | DHS CHP | 73-97 | High_C | 0.96 | 128.5 | N/A
DHS | DHS_connection_nopreHCs | Gas Back Boiler to Radiators | DHS CHP | 73-97 | Low_C | 0.96 | 176.3 | N/A
DHS | DHS_connection_nopreHCs | Gas Back Boiler to Radiators | DHS CHP | 73-97 | High_D | 0.96 | 238 | N/A
DHS | DHS_connection_nopreHCs | Gas Back Boiler to Radiators | DHS CHP | 73-97 | Low_D | 0.96 | 297.8 | N/A
DHS | DHS_connection_nopreHCs | Gas Back Boiler to Radiators | DHS CHP | 73-97 | High_E | 0.96 | 370.8 | N/A
DHS | DHS_connection_nopreHCs | Gas Back Boiler to Radiators | DHS CHP | 73-97 | Low_E | 0.96 | 440.9 | N/A
DHS | DHS_connection_nopreHCs | Gas Back Boiler to Radiators | DHS CHP | 73-97 | High_F | 0.96 | 539.4 | N/A
DHS | DHS_connection_nopreHCs | Gas Back Boiler to Radiators | DHS CHP | 73-97 | Low_F | 0.96 | 649.3 | N/A
DHS | DHS_connection_nopreHCs | Gas Back Boiler to Radiators | DHS CHP | 73-97 | High_G | 0.96 | 803.5 | N/A
DHS | DHS_connection_nopreHCs | Gas Back Boiler to Radiators | DHS CHP | 73-97 | Low_G | 0.96 | 979.8 | N/A
DHS | DHS_connection_nopreHCs | Gas Back Boiler to Radiators | DHS CHP | 98-199 | High_B | 0.96 | 50.7 | N/A
DHS | DHS_connection_nopreHCs | Gas Back Boiler to Radiators | DHS CHP | 98-199 | Low_B | 0.96 | 101.1 | N/A
DHS | DHS_connection_nopreHCs | Gas Back Boiler to Radiators | DHS CHP | 98-199 | High_C | 0.96 | 164.8 | N/A
DHS | DHS_connection_nopreHCs | Gas Back Boiler to Radiators | DHS CHP | 98-199 | Low_C | 0.96 | 220.5 | N/A
DHS | DHS_connection_nopreHCs | Gas Back Boiler to Radiators | DHS CHP | 98-199 | High_D | 0.96 | 292.2 | N/A
DHS | DHS_connection_nopreHCs | Gas Back Boiler to Radiators | DHS CHP | 98-199 | Low_D | 0.96 | 361 | N/A
DHS | DHS_connection_nopreHCs | Gas Back Boiler to Radiators | DHS CHP | 98-199 | High_E | 0.96 | 445 | N/A
DHS | DHS_connection_nopreHCs | Gas Back Boiler to Radiators | DHS CHP | 98-199 | Low_E | 0.96 | 525.7 | N/A
DHS | DHS_connection_nopreHCs | Gas Back Boiler to Radiators | DHS CHP | 98-199 | High_F | 0.96 | 639.1 | N/A
DHS | DHS_connection_nopreHCs | Gas Back Boiler to Radiators | DHS CHP | 98-199 | Low_F | 0.96 | 765.5 | N/A
DHS | DHS_connection_nopreHCs | Gas Back Boiler to Radiators | DHS CHP | 98-199 | High_G | 0.96 | 943 | N/A
DHS | DHS_connection_nopreHCs | Gas Back Boiler to Radiators | DHS CHP | 98-199 | Low_G | 0.96 | 1145.9 | N/A
DHS | DHS_connection_nopreHCs | Gas Back Boiler to Radiators | DHS CHP | 200+ | High_B | 0.96 | 135.3 | N/A
DHS | DHS_connection_nopreHCs | Gas Back Boiler to Radiators | DHS CHP | 200+ | Low_B | 0.96 | 227.2 | N/A
DHS | DHS_connection_nopreHCs | Gas Back Boiler to Radiators | DHS CHP | 200+ | High_C | 0.96 | 342.6 | N/A
DHS | DHS_connection_nopreHCs | Gas Back Boiler to Radiators | DHS CHP | 200+ | Low_C | 0.96 | 443.9 | N/A
DHS | DHS_connection_nopreHCs | Gas Back Boiler to Radiators | DHS CHP | 200+ | High_D | 0.96 | 573.6 | N/A
DHS | DHS_connection_nopreHCs | Gas Back Boiler to Radiators | DHS CHP | 200+ | Low_D | 0.96 | 693.7 | N/A
DHS | DHS_connection_nopreHCs | Gas Back Boiler to Radiators | DHS CHP | 200+ | High_E | 0.96 | 843.5 | N/A
DHS | DHS_connection_nopreHCs | Gas Back Boiler to Radiators | DHS CHP | 200+ | Low_E | 0.96 | 987.3 | N/A
DHS | DHS_connection_nopreHCs | Gas Back Boiler to Radiators | DHS CHP | 200+ | High_F | 0.96 | 1189.4 | N/A
DHS | DHS_connection_nopreHCs | Gas Back Boiler to Radiators | DHS CHP | 200+ | Low_F | 0.96 | 1414.7 | N/A
DHS | DHS_connection_nopreHCs | Gas Back Boiler to Radiators | DHS CHP | 200+ | High_G | 0.96 | 1731 | N/A
DHS | DHS_connection_nopreHCs | Gas Back Boiler to Radiators | DHS CHP | 200+ | Low_G | 0.96 | 2092.6 | N/A
DHS | DHS_connection_nopreHCs | Non Condensing Gas Boiler | DHS CHP | 0-72 | High_B | 0.96 | 19.3 | N/A
DHS | DHS_connection_nopreHCs | Non Condensing Gas Boiler | DHS CHP | 0-72 | Low_B | 0.96 | 47.2 | N/A
DHS | DHS_connection_nopreHCs | Non Condensing Gas Boiler | DHS CHP | 0-72 | High_C | 0.96 | 88.6 | N/A
DHS | DHS_connection_nopreHCs | Non Condensing Gas Boiler | DHS CHP | 0-72 | Low_C | 0.96 | 124.6 | N/A
DHS | DHS_connection_nopreHCs | Non Condensing Gas Boiler | DHS CHP | 0-72 | High_D | 0.96 | 171.2 | N/A
DHS | DHS_connection_nopreHCs | Non Condensing Gas Boiler | DHS CHP | 0-72 | Low_D | 0.96 | 216.8 | N/A
DHS | DHS_connection_nopreHCs | Non Condensing Gas Boiler | DHS CHP | 0-72 | High_E | 0.96 | 272.5 | N/A
DHS | DHS_connection_nopreHCs | Non Condensing Gas Boiler | DHS CHP | 0-72 | Low_E | 0.96 | 326 | N/A
DHS | DHS_connection_nopreHCs | Non Condensing Gas Boiler | DHS CHP | 0-72 | High_F | 0.96 | 401.1 | N/A
DHS | DHS_connection_nopreHCs | Non Condensing Gas Boiler | DHS CHP | 0-72 | Low_F | 0.96 | 484.8 | N/A
DHS | DHS_connection_nopreHCs | Non Condensing Gas Boiler | DHS CHP | 0-72 | High_G | 0.96 | 602.4 | N/A
DHS | DHS_connection_nopreHCs | Non Condensing Gas Boiler | DHS CHP | 0-72 | Low_G | 0.96 | 736.8 | N/A
DHS | DHS_connection_nopreHCs | Non Condensing Gas Boiler | DHS CHP | 73-97 | High_B | 0.96 | 25.1 | N/A
DHS | DHS_connection_nopreHCs | Non Condensing Gas Boiler | DHS CHP | 73-97 | Low_B | 0.96 | 60.8 | N/A
DHS | DHS_connection_nopreHCs | Non Condensing Gas Boiler | DHS CHP | 73-97 | High_C | 0.96 | 105.9 | N/A
DHS | DHS_connection_nopreHCs | Non Condensing Gas Boiler | DHS CHP | 73-97 | Low_C | 0.96 | 145.3 | N/A
DHS | DHS_connection_nopreHCs | Non Condensing Gas Boiler | DHS CHP | 73-97 | High_D | 0.96 | 196.1 | N/A
DHS | DHS_connection_nopreHCs | Non Condensing Gas Boiler | DHS CHP | 73-97 | Low_D | 0.96 | 245.4 | N/A
DHS | DHS_connection_nopreHCs | Non Condensing Gas Boiler | DHS CHP | 73-97 | High_E | 0.96 | 305.6 | N/A
DHS | DHS_connection_nopreHCs | Non Condensing Gas Boiler | DHS CHP | 73-97 | Low_E | 0.96 | 363.4 | N/A
DHS | DHS_connection_nopreHCs | Non Condensing Gas Boiler | DHS CHP | 73-97 | High_F | 0.96 | 444.5 | N/A
DHS | DHS_connection_nopreHCs | Non Condensing Gas Boiler | DHS CHP | 73-97 | Low_F | 0.96 | 535.1 | N/A
DHS | DHS_connection_nopreHCs | Non Condensing Gas Boiler | DHS CHP | 73-97 | High_G | 0.96 | 662.2 | N/A
DHS | DHS_connection_nopreHCs | Non Condensing Gas Boiler | DHS CHP | 73-97 | Low_G | 0.96 | 807.5 | N/A
DHS | DHS_connection_nopreHCs | Non Condensing Gas Boiler | DHS CHP | 98-199 | High_B | 0.96 | 41.7 | N/A
DHS | DHS_connection_nopreHCs | Non Condensing Gas Boiler | DHS CHP | 98-199 | Low_B | 0.96 | 83.3 | N/A
DHS | DHS_connection_nopreHCs | Non Condensing Gas Boiler | DHS CHP | 98-199 | High_C | 0.96 | 135.8 | N/A
DHS | DHS_connection_nopreHCs | Non Condensing Gas Boiler | DHS CHP | 98-199 | Low_C | 0.96 | 181.8 | N/A
DHS | DHS_connection_nopreHCs | Non Condensing Gas Boiler | DHS CHP | 98-199 | High_D | 0.96 | 240.8 | N/A
DHS | DHS_connection_nopreHCs | Non Condensing Gas Boiler | DHS CHP | 98-199 | Low_D | 0.96 | 297.5 | N/A
DHS | DHS_connection_nopreHCs | Non Condensing Gas Boiler | DHS CHP | 98-199 | High_E | 0.96 | 366.7 | N/A
DHS | DHS_connection_nopreHCs | Non Condensing Gas Boiler | DHS CHP | 98-199 | Low_E | 0.96 | 433.3 | N/A
DHS | DHS_connection_nopreHCs | Non Condensing Gas Boiler | DHS CHP | 98-199 | High_F | 0.96 | 526.7 | N/A
DHS | DHS_connection_nopreHCs | Non Condensing Gas Boiler | DHS CHP | 98-199 | Low_F | 0.96 | 630.9 | N/A
DHS | DHS_connection_nopreHCs | Non Condensing Gas Boiler | DHS CHP | 98-199 | High_G | 0.96 | 777.1 | N/A
DHS | DHS_connection_nopreHCs | Non Condensing Gas Boiler | DHS CHP | 98-199 | Low_G | 0.96 | 944.3 | N/A
DHS | DHS_connection_nopreHCs | Non Condensing Gas Boiler | DHS CHP | 200+ | High_B | 0.96 | 111.5 | N/A
DHS | DHS_connection_nopreHCs | Non Condensing Gas Boiler | DHS CHP | 200+ | Low_B | 0.96 | 187.2 | N/A
DHS | DHS_connection_nopreHCs | Non Condensing Gas Boiler | DHS CHP | 200+ | High_C | 0.96 | 282.4 | N/A
DHS | DHS_connection_nopreHCs | Non Condensing Gas Boiler | DHS CHP | 200+ | Low_C | 0.96 | 365.9 | N/A
DHS | DHS_connection_nopreHCs | Non Condensing Gas Boiler | DHS CHP | 200+ | High_D | 0.96 | 472.7 | N/A
DHS | DHS_connection_nopreHCs | Non Condensing Gas Boiler | DHS CHP | 200+ | Low_D | 0.96 | 571.7 | N/A
DHS | DHS_connection_nopreHCs | Non Condensing Gas Boiler | DHS CHP | 200+ | High_E | 0.96 | 695.1 | N/A
DHS | DHS_connection_nopreHCs | Non Condensing Gas Boiler | DHS CHP | 200+ | Low_E | 0.96 | 813.7 | N/A
DHS | DHS_connection_nopreHCs | Non Condensing Gas Boiler | DHS CHP | 200+ | High_F | 0.96 | 980.2 | N/A
DHS | DHS_connection_nopreHCs | Non Condensing Gas Boiler | DHS CHP | 200+ | Low_F | 0.96 | 1165.9 | N/A
DHS | DHS_connection_nopreHCs | Non Condensing Gas Boiler | DHS CHP | 200+ | High_G | 0.96 | 1426.5 | N/A
DHS | DHS_connection_nopreHCs | Non Condensing Gas Boiler | DHS CHP | 200+ | Low_G | 0.96 | 1724.6 | N/A
DHS | DHS_connection_nopreHCs | Condensing Gas Boiler | DHS CHP | 0-72 | High_B | 0.96 | 10.1 | N/A
DHS | DHS_connection_nopreHCs | Condensing Gas Boiler | DHS CHP | 0-72 | Low_B | 0.96 | 32.7 | N/A
DHS | DHS_connection_nopreHCs | Condensing Gas Boiler | DHS CHP | 0-72 | High_C | 0.96 | 61.3 | N/A
DHS | DHS_connection_nopreHCs | Condensing Gas Boiler | DHS CHP | 0-72 | Low_C | 0.96 | 86.2 | N/A
DHS | DHS_connection_nopreHCs | Condensing Gas Boiler | DHS CHP | 0-72 | High_D | 0.96 | 118.5 | N/A
DHS | DHS_connection_nopreHCs | Condensing Gas Boiler | DHS CHP | 0-72 | Low_D | 0.96 | 150 | N/A
DHS | DHS_connection_nopreHCs | Condensing Gas Boiler | DHS CHP | 0-72 | High_E | 0.96 | 188.5 | N/A
DHS | DHS_connection_nopreHCs | Condensing Gas Boiler | DHS CHP | 0-72 | Low_E | 0.96 | 225.5 | N/A
DHS | DHS_connection_nopreHCs | Condensing Gas Boiler | DHS CHP | 0-72 | High_F | 0.96 | 277.4 | N/A
DHS | DHS_connection_nopreHCs | Condensing Gas Boiler | DHS CHP | 0-72 | Low_F | 0.96 | 335.4 | N/A
DHS | DHS_connection_nopreHCs | Condensing Gas Boiler | DHS CHP | 0-72 | High_G | 0.96 | 416.7 | N/A
DHS | DHS_connection_nopreHCs | Condensing Gas Boiler | DHS CHP | 0-72 | Low_G | 0.96 | 509.7 | N/A
DHS | DHS_connection_nopreHCs | Condensing Gas Boiler | DHS CHP | 73-97 | High_B | 0.96 | 17.4 | N/A
DHS | DHS_connection_nopreHCs | Condensing Gas Boiler | DHS CHP | 73-97 | Low_B | 0.96 | 42 | N/A
DHS | DHS_connection_nopreHCs | Condensing Gas Boiler | DHS CHP | 73-97 | High_C | 0.96 | 73.2 | N/A
DHS | DHS_connection_nopreHCs | Condensing Gas Boiler | DHS CHP | 73-97 | Low_C | 0.96 | 100.5 | N/A
DHS | DHS_connection_nopreHCs | Condensing Gas Boiler | DHS CHP | 73-97 | High_D | 0.96 | 135.7 | N/A
DHS | DHS_connection_nopreHCs | Condensing Gas Boiler | DHS CHP | 73-97 | Low_D | 0.96 | 169.8 | N/A
DHS | DHS_connection_nopreHCs | Condensing Gas Boiler | DHS CHP | 73-97 | High_E | 0.96 | 211.4 | N/A
DHS | DHS_connection_nopreHCs | Condensing Gas Boiler | DHS CHP | 73-97 | Low_E | 0.96 | 251.4 | N/A
DHS | DHS_connection_nopreHCs | Condensing Gas Boiler | DHS CHP | 73-97 | High_F | 0.96 | 307.5 | N/A
DHS | DHS_connection_nopreHCs | Condensing Gas Boiler | DHS CHP | 73-97 | Low_F | 0.96 | 370.1 | N/A
DHS | DHS_connection_nopreHCs | Condensing Gas Boiler | DHS CHP | 73-97 | High_G | 0.96 | 458 | N/A
DHS | DHS_connection_nopreHCs | Condensing Gas Boiler | DHS CHP | 73-97 | Low_G | 0.96 | 558.6 | N/A
DHS | DHS_connection_nopreHCs | Condensing Gas Boiler | DHS CHP | 98-199 | High_B | 0.96 | 28.9 | N/A
DHS | DHS_connection_nopreHCs | Condensing Gas Boiler | DHS CHP | 98-199 | Low_B | 0.96 | 57.6 | N/A
DHS | DHS_connection_nopreHCs | Condensing Gas Boiler | DHS CHP | 98-199 | High_C | 0.96 | 93.9 | N/A
DHS | DHS_connection_nopreHCs | Condensing Gas Boiler | DHS CHP | 98-199 | Low_C | 0.96 | 125.7 | N/A
DHS | DHS_connection_nopreHCs | Condensing Gas Boiler | DHS CHP | 98-199 | High_D | 0.96 | 166.6 | N/A
DHS | DHS_connection_nopreHCs | Condensing Gas Boiler | DHS CHP | 98-199 | Low_D | 0.96 | 205.8 | N/A
DHS | DHS_connection_nopreHCs | Condensing Gas Boiler | DHS CHP | 98-199 | High_E | 0.96 | 253.7 | N/A
DHS | DHS_connection_nopreHCs | Condensing Gas Boiler | DHS CHP | 98-199 | Low_E | 0.96 | 299.7 | N/A
DHS | DHS_connection_nopreHCs | Condensing Gas Boiler | DHS CHP | 98-199 | High_F | 0.96 | 364.3 | N/A
DHS | DHS_connection_nopreHCs | Condensing Gas Boiler | DHS CHP | 98-199 | Low_F | 0.96 | 436.4 | N/A
DHS | DHS_connection_nopreHCs | Condensing Gas Boiler | DHS CHP | 98-199 | High_G | 0.96 | 537.6 | N/A
DHS | DHS_connection_nopreHCs | Condensing Gas Boiler | DHS CHP | 98-199 | Low_G | 0.96 | 653.2 | N/A
DHS | DHS_connection_nopreHCs | Condensing Gas Boiler | DHS CHP | 200+ | High_B | 0.96 | 77.1 | N/A
DHS | DHS_connection_nopreHCs | Condensing Gas Boiler | DHS CHP | 200+ | Low_B | 0.96 | 129.5 | N/A
DHS | DHS_connection_nopreHCs | Condensing Gas Boiler | DHS CHP | 200+ | High_C | 0.96 | 195.3 | N/A
DHS | DHS_connection_nopreHCs | Condensing Gas Boiler | DHS CHP | 200+ | Low_C | 0.96 | 253.1 | N/A
DHS | DHS_connection_nopreHCs | Condensing Gas Boiler | DHS CHP | 200+ | High_D | 0.96 | 327 | N/A
DHS | DHS_connection_nopreHCs | Condensing Gas Boiler | DHS CHP | 200+ | Low_D | 0.96 | 395.5 | N/A
DHS | DHS_connection_nopreHCs | Condensing Gas Boiler | DHS CHP | 200+ | High_E | 0.96 | 480.9 | N/A
DHS | DHS_connection_nopreHCs | Condensing Gas Boiler | DHS CHP | 200+ | Low_E | 0.96 | 562.9 | N/A
DHS | DHS_connection_nopreHCs | Condensing Gas Boiler | DHS CHP | 200+ | High_F | 0.96 | 678 | N/A
DHS | DHS_connection_nopreHCs | Condensing Gas Boiler | DHS CHP | 200+ | Low_F | 0.96 | 806.5 | N/A
DHS | DHS_connection_nopreHCs | Condensing Gas Boiler | DHS CHP | 200+ | High_G | 0.96 | 986.8 | N/A
DHS | DHS_connection_nopreHCs | Condensing Gas Boiler | DHS CHP | 200+ | Low_G | 0.96 | 1193 | N/A
Boiler | B_First_Time_CH | Bottled LPG Room Heaters | GSHP | 0-72 | High_D | 0.96 | 487.4 | N/A
Boiler | B_First_Time_CH | Bottled LPG Room Heaters | GSHP | 0-72 | Low_D | 0.96 | 532.6 | N/A
Boiler | B_First_Time_CH | Bottled LPG Room Heaters | GSHP | 0-72 | High_E | 0.96 | 645.6 | N/A
Boiler | B_First_Time_CH | Bottled LPG Room Heaters | GSHP | 0-72 | Low_E | 0.96 | 754.1 | N/A
Boiler | B_First_Time_CH | Bottled LPG Room Heaters | GSHP | 0-72 | High_F | 0.96 | 906.5 | N/A
Boiler | B_First_Time_CH | Bottled LPG Room Heaters | GSHP | 0-72 | Low_F | 0.96 | 1076.5 | N/A
Boiler | B_First_Time_CH | Bottled LPG Room Heaters | GSHP | 0-72 | High_G | 0.96 | 1315.1 | N/A
Boiler | B_First_Time_CH | Bottled LPG Room Heaters | GSHP | 0-72 | Low_G | 0.96 | 1587.9 | N/A
Boiler | B_First_Time_CH | Bottled LPG Room Heaters | GSHP | 73-97 | High_D | 0.96 | 591.9 | N/A
Boiler | B_First_Time_CH | Bottled LPG Room Heaters | GSHP | 73-97 | Low_D | 0.96 | 591.9 | N/A
Boiler | B_First_Time_CH | Bottled LPG Room Heaters | GSHP | 73-97 | High_E | 0.96 | 704.3 | N/A
Boiler | B_First_Time_CH | Bottled LPG Room Heaters | GSHP | 73-97 | Low_E | 0.96 | 821.5 | N/A
Boiler | B_First_Time_CH | Bottled LPG Room Heaters | GSHP | 73-97 | High_F | 0.96 | 986.3 | N/A
Boiler | B_First_Time_CH | Bottled LPG Room Heaters | GSHP | 73-97 | Low_F | 0.96 | 1170 | N/A
Boiler | B_First_Time_CH | Bottled LPG Room Heaters | GSHP | 73-97 | High_G | 0.96 | 1427.9 | N/A
Boiler | B_First_Time_CH | Bottled LPG Room Heaters | GSHP | 73-97 | Low_G | 0.96 | 1722.8 | N/A
Boiler | B_First_Time_CH | Bottled LPG Room Heaters | GSHP | 98-199 | High_D | 0.96 | 705 | N/A
Boiler | B_First_Time_CH | Bottled LPG Room Heaters | GSHP | 98-199 | Low_D | 0.96 | 705 | N/A
Boiler | B_First_Time_CH | Bottled LPG Room Heaters | GSHP | 98-199 | High_E | 0.96 | 820 | N/A
Boiler | B_First_Time_CH | Bottled LPG Room Heaters | GSHP | 98-199 | Low_E | 0.96 | 955 | N/A
Boiler | B_First_Time_CH | Bottled LPG Room Heaters | GSHP | 98-199 | High_F | 0.96 | 1144.6 | N/A
Boiler | B_First_Time_CH | Bottled LPG Room Heaters | GSHP | 98-199 | Low_F | 0.96 | 1356 | N/A
Boiler | B_First_Time_CH | Bottled LPG Room Heaters | GSHP | 98-199 | High_G | 0.96 | 1652.8 | N/A
Boiler | B_First_Time_CH | Bottled LPG Room Heaters | GSHP | 98-199 | Low_G | 0.96 | 1992.2 | N/A
Boiler | B_First_Time_CH | Bottled LPG Room Heaters | GSHP | 200+ | High_D | 0.96 | 1314 | N/A
Boiler | B_First_Time_CH | Bottled LPG Room Heaters | GSHP | 200+ | Low_D | 0.96 | 1314 | N/A
Boiler | B_First_Time_CH | Bottled LPG Room Heaters | GSHP | 200+ | High_E | 0.96 | 1486.4 | N/A
Boiler | B_First_Time_CH | Bottled LPG Room Heaters | GSHP | 200+ | Low_E | 0.96 | 1727 | N/A
Boiler | B_First_Time_CH | Bottled LPG Room Heaters | GSHP | 200+ | High_F | 0.96 | 2064.9 | N/A
Boiler | B_First_Time_CH | Bottled LPG Room Heaters | GSHP | 200+ | Low_F | 0.96 | 2441.8 | N/A
Boiler | B_First_Time_CH | Bottled LPG Room Heaters | GSHP | 200+ | High_G | 0.96 | 2970.7 | N/A
Boiler | B_First_Time_CH | Bottled LPG Room Heaters | GSHP | 200+ | Low_G | 0.96 | 3575.6 | N/A
Boiler | B_Upgrade_nopreHCs | Bottled LPG Boiler | GSHP | 0-72 | High_D | 0.96 | 383.2 | N/A
Boiler | B_Upgrade_nopreHCs | Bottled LPG Boiler | GSHP | 0-72 | Low_D | 0.96 | 463.8 | N/A
Boiler | B_Upgrade_nopreHCs | Bottled LPG Boiler | GSHP | 0-72 | High_E | 0.96 | 562.2 | N/A
Boiler | B_Upgrade_nopreHCs | Bottled LPG Boiler | GSHP | 0-72 | Low_E | 0.96 | 656.7 | N/A
Boiler | B_Upgrade_nopreHCs | Bottled LPG Boiler | GSHP | 0-72 | High_F | 0.96 | 789.4 | N/A
Boiler | B_Upgrade_nopreHCs | Bottled LPG Boiler | GSHP | 0-72 | Low_F | 0.96 | 937.4 | N/A
Boiler | B_Upgrade_nopreHCs | Bottled LPG Boiler | GSHP | 0-72 | High_G | 0.96 | 1145.2 | N/A
Boiler | B_Upgrade_nopreHCs | Bottled LPG Boiler | GSHP | 0-72 | Low_G | 0.96 | 1382.7 | N/A
Boiler | B_Upgrade_nopreHCs | Bottled LPG Boiler | GSHP | 73-97 | High_D | 0.96 | 419.8 | N/A
Boiler | B_Upgrade_nopreHCs | Bottled LPG Boiler | GSHP | 73-97 | Low_D | 0.96 | 506.9 | N/A
Boiler | B_Upgrade_nopreHCs | Bottled LPG Boiler | GSHP | 73-97 | High_E | 0.96 | 613.3 | N/A
Boiler | B_Upgrade_nopreHCs | Bottled LPG Boiler | GSHP | 73-97 | Low_E | 0.96 | 715.4 | N/A
Boiler | B_Upgrade_nopreHCs | Bottled LPG Boiler | GSHP | 73-97 | High_F | 0.96 | 858.9 | N/A
Boiler | B_Upgrade_nopreHCs | Bottled LPG Boiler | GSHP | 73-97 | Low_F | 0.96 | 1018.9 | N/A
Boiler | B_Upgrade_nopreHCs | Bottled LPG Boiler | GSHP | 73-97 | High_G | 0.96 | 1243.5 | N/A
Boiler | B_Upgrade_nopreHCs | Bottled LPG Boiler | GSHP | 73-97 | Low_G | 0.96 | 1500.3 | N/A
Boiler | B_Upgrade_nopreHCs | Bottled LPG Boiler | GSHP | 98-199 | High_D | 0.96 | 491.5 | N/A
Boiler | B_Upgrade_nopreHCs | Bottled LPG Boiler | GSHP | 98-199 | Low_D | 0.96 | 591.7 | N/A
Boiler | B_Upgrade_nopreHCs | Bottled LPG Boiler | GSHP | 98-199 | High_E | 0.96 | 714.1 | N/A
Boiler | B_Upgrade_nopreHCs | Bottled LPG Boiler | GSHP | 98-199 | Low_E | 0.96 | 831.6 | N/A
Boiler | B_Upgrade_nopreHCs | Bottled LPG Boiler | GSHP | 98-199 | High_F | 0.96 | 996.7 | N/A
Boiler | B_Upgrade_nopreHCs | Bottled LPG Boiler | GSHP | 98-199 | Low_F | 0.96 | 1180.8 | N/A
Boiler | B_Upgrade_nopreHCs | Bottled LPG Boiler | GSHP | 98-199 | High_G | 0.96 | 1439.3 | N/A
Boiler | B_Upgrade_nopreHCs | Bottled LPG Boiler | GSHP | 98-199 | Low_G | 0.96 | 1734.8 | N/A
Boiler | B_Upgrade_nopreHCs | Bottled LPG Boiler | GSHP | 200+ | High_D | 0.96 | 901.3 | N/A
Boiler | B_Upgrade_nopreHCs | Bottled LPG Boiler | GSHP | 200+ | Low_D | 0.96 | 1076.3 | N/A
Boiler | B_Upgrade_nopreHCs | Bottled LPG Boiler | GSHP | 200+ | High_E | 0.96 | 1294.4 | N/A
Boiler | B_Upgrade_nopreHCs | Bottled LPG Boiler | GSHP | 200+ | Low_E | 0.96 | 1503.9 | N/A
Boiler | B_Upgrade_nopreHCs | Bottled LPG Boiler | GSHP | 200+ | High_F | 0.96 | 1798.1 | N/A
Boiler | B_Upgrade_nopreHCs | Bottled LPG Boiler | GSHP | 200+ | Low_F | 0.96 | 2126.3 | N/A
Boiler | B_Upgrade_nopreHCs | Bottled LPG Boiler | GSHP | 200+ | High_G | 0.96 | 2586.9 | N/A
Boiler | B_Upgrade_nopreHCs | Bottled LPG Boiler | GSHP | 200+ | Low_G | 0.96 | 3113.6 | N/A
Boiler | B_First_Time_CH | Solid Fossil Room Heaters | GSHP | 0-72 | High_D | 0.96 | 222.6 | N/A
Boiler | B_First_Time_CH | Solid Fossil Room Heaters | GSHP | 0-72 | Low_D | 0.96 | 269.4 | N/A
Boiler | B_First_Time_CH | Solid Fossil Room Heaters | GSHP | 0-72 | High_E | 0.96 | 326.6 | N/A
Boiler | B_First_Time_CH | Solid Fossil Room Heaters | GSHP | 0-72 | Low_E | 0.96 | 381.4 | N/A
Boiler | B_First_Time_CH | Solid Fossil Room Heaters | GSHP | 0-72 | High_F | 0.96 | 458.5 | N/A
Boiler | B_First_Time_CH | Solid Fossil Room Heaters | GSHP | 0-72 | Low_F | 0.96 | 544.5 | N/A
Boiler | B_First_Time_CH | Solid Fossil Room Heaters | GSHP | 0-72 | High_G | 0.96 | 665.2 | N/A
Boiler | B_First_Time_CH | Solid Fossil Room Heaters | GSHP | 0-72 | Low_G | 0.96 | 803.2 | N/A
Boiler | B_First_Time_CH | Solid Fossil Room Heaters | GSHP | 73-97 | High_D | 0.96 | 243.9 | N/A
Boiler | B_First_Time_CH | Solid Fossil Room Heaters | GSHP | 73-97 | Low_D | 0.96 | 294.5 | N/A
Boiler | B_First_Time_CH | Solid Fossil Room Heaters | GSHP | 73-97 | High_E | 0.96 | 356.2 | N/A
Boiler | B_First_Time_CH | Solid Fossil Room Heaters | GSHP | 73-97 | Low_E | 0.96 | 415.6 | N/A
Boiler | B_First_Time_CH | Solid Fossil Room Heaters | GSHP | 73-97 | High_F | 0.96 | 498.9 | N/A
Boiler | B_First_Time_CH | Solid Fossil Room Heaters | GSHP | 73-97 | Low_F | 0.96 | 591.9 | N/A
Boiler | B_First_Time_CH | Solid Fossil Room Heaters | GSHP | 73-97 | High_G | 0.96 | 722.3 | N/A
Boiler | B_First_Time_CH | Solid Fossil Room Heaters | GSHP | 73-97 | Low_G | 0.96 | 871.5 | N/A
Boiler | B_First_Time_CH | Solid Fossil Room Heaters | GSHP | 98-199 | High_D | 0.96 | 285.5 | N/A
Boiler | B_First_Time_CH | Solid Fossil Room Heaters | GSHP | 98-199 | Low_D | 0.96 | 343.7 | N/A
Boiler | B_First_Time_CH | Solid Fossil Room Heaters | GSHP | 98-199 | High_E | 0.96 | 414.8 | N/A
Boiler | B_First_Time_CH | Solid Fossil Room Heaters | GSHP | 98-199 | Low_E | 0.96 | 483.1 | N/A
Boiler | B_First_Time_CH | Solid Fossil Room Heaters | GSHP | 98-199 | High_F | 0.96 | 579 | N/A
Boiler | B_First_Time_CH | Solid Fossil Room Heaters | GSHP | 98-199 | Low_F | 0.96 | 685.9 | N/A
Boiler | B_First_Time_CH | Solid Fossil Room Heaters | GSHP | 98-199 | High_G | 0.96 | 836.1 | N/A
Boiler | B_First_Time_CH | Solid Fossil Room Heaters | GSHP | 98-199 | Low_G | 0.96 | 1007.7 | N/A
Boiler | B_First_Time_CH | Solid Fossil Room Heaters | GSHP | 200+ | High_D | 0.96 | 523.5 | N/A
Boiler | B_First_Time_CH | Solid Fossil Room Heaters | GSHP | 200+ | Low_D | 0.96 | 625.2 | N/A
Boiler | B_First_Time_CH | Solid Fossil Room Heaters | GSHP | 200+ | High_E | 0.96 | 751.9 | N/A
Boiler | B_First_Time_CH | Solid Fossil Room Heaters | GSHP | 200+ | Low_E | 0.96 | 873.6 | N/A
Boiler | B_First_Time_CH | Solid Fossil Room Heaters | GSHP | 200+ | High_F | 0.96 | 1044.5 | N/A
Boiler | B_First_Time_CH | Solid Fossil Room Heaters | GSHP | 200+ | Low_F | 0.96 | 1235.2 | N/A
Boiler | B_First_Time_CH | Solid Fossil Room Heaters | GSHP | 200+ | High_G | 0.96 | 1502.7 | N/A
Boiler | B_First_Time_CH | Solid Fossil Room Heaters | GSHP | 200+ | Low_G | 0.96 | 1808.7 | N/A
Boiler | B_Upgrade_nopreHCs | Solid Fossil Boiler | GSHP | 0-72 | High_D | 0.96 | 222.6 | N/A
Boiler | B_Upgrade_nopreHCs | Solid Fossil Boiler | GSHP | 0-72 | Low_D | 0.96 | 269.4 | N/A
Boiler | B_Upgrade_nopreHCs | Solid Fossil Boiler | GSHP | 0-72 | High_E | 0.96 | 326.6 | N/A
Boiler | B_Upgrade_nopreHCs | Solid Fossil Boiler | GSHP | 0-72 | Low_E | 0.96 | 381.4 | N/A
Boiler | B_Upgrade_nopreHCs | Solid Fossil Boiler | GSHP | 0-72 | High_F | 0.96 | 458.5 | N/A
Boiler | B_Upgrade_nopreHCs | Solid Fossil Boiler | GSHP | 0-72 | Low_F | 0.96 | 544.5 | N/A
Boiler | B_Upgrade_nopreHCs | Solid Fossil Boiler | GSHP | 0-72 | High_G | 0.96 | 665.2 | N/A
Boiler | B_Upgrade_nopreHCs | Solid Fossil Boiler | GSHP | 0-72 | Low_G | 0.96 | 803.2 | N/A
Boiler | B_Upgrade_nopreHCs | Solid Fossil Boiler | GSHP | 73-97 | High_D | 0.96 | 243.9 | N/A
Boiler | B_Upgrade_nopreHCs | Solid Fossil Boiler | GSHP | 73-97 | Low_D | 0.96 | 294.5 | N/A
Boiler | B_Upgrade_nopreHCs | Solid Fossil Boiler | GSHP | 73-97 | High_E | 0.96 | 356.2 | N/A
Boiler | B_Upgrade_nopreHCs | Solid Fossil Boiler | GSHP | 73-97 | Low_E | 0.96 | 415.6 | N/A
Boiler | B_Upgrade_nopreHCs | Solid Fossil Boiler | GSHP | 73-97 | High_F | 0.96 | 498.9 | N/A
Boiler | B_Upgrade_nopreHCs | Solid Fossil Boiler | GSHP | 73-97 | Low_F | 0.96 | 591.9 | N/A
Boiler | B_Upgrade_nopreHCs | Solid Fossil Boiler | GSHP | 73-97 | High_G | 0.96 | 722.3 | N/A
Boiler | B_Upgrade_nopreHCs | Solid Fossil Boiler | GSHP | 73-97 | Low_G | 0.96 | 871.5 | N/A
Boiler | B_Upgrade_nopreHCs | Solid Fossil Boiler | GSHP | 98-199 | High_D | 0.96 | 285.5 | N/A
Boiler | B_Upgrade_nopreHCs | Solid Fossil Boiler | GSHP | 98-199 | Low_D | 0.96 | 343.7 | N/A
Boiler | B_Upgrade_nopreHCs | Solid Fossil Boiler | GSHP | 98-199 | High_E | 0.96 | 414.8 | N/A
Boiler | B_Upgrade_nopreHCs | Solid Fossil Boiler | GSHP | 98-199 | Low_E | 0.96 | 483.1 | N/A
Boiler | B_Upgrade_nopreHCs | Solid Fossil Boiler | GSHP | 98-199 | High_F | 0.96 | 579 | N/A
Boiler | B_Upgrade_nopreHCs | Solid Fossil Boiler | GSHP | 98-199 | Low_F | 0.96 | 685.9 | N/A
Boiler | B_Upgrade_nopreHCs | Solid Fossil Boiler | GSHP | 98-199 | High_G | 0.96 | 836.1 | N/A
Boiler | B_Upgrade_nopreHCs | Solid Fossil Boiler | GSHP | 98-199 | Low_G | 0.96 | 1007.7 | N/A
Boiler | B_Upgrade_nopreHCs | Solid Fossil Boiler | GSHP | 200+ | High_D | 0.96 | 523.5 | N/A
Boiler | B_Upgrade_nopreHCs | Solid Fossil Boiler | GSHP | 200+ | Low_D | 0.96 | 625.2 | N/A
Boiler | B_Upgrade_nopreHCs | Solid Fossil Boiler | GSHP | 200+ | High_E | 0.96 | 751.9 | N/A
Boiler | B_Upgrade_nopreHCs | Solid Fossil Boiler | GSHP | 200+ | Low_E | 0.96 | 873.6 | N/A
Boiler | B_Upgrade_nopreHCs | Solid Fossil Boiler | GSHP | 200+ | High_F | 0.96 | 1044.5 | N/A
Boiler | B_Upgrade_nopreHCs | Solid Fossil Boiler | GSHP | 200+ | Low_F | 0.96 | 1235.2 | N/A
Boiler | B_Upgrade_nopreHCs | Solid Fossil Boiler | GSHP | 200+ | High_G | 0.96 | 1502.7 | N/A
Boiler | B_Upgrade_nopreHCs | Solid Fossil Boiler | GSHP | 200+ | Low_G | 0.96 | 1808.7 | N/A
Boiler | B_Upgrade_nopreHCs | Non Condensing LPG Boiler | GSHP | 0-72 | High_D | 0.96 | 361.1 | N/A
Boiler | B_Upgrade_nopreHCs | Non Condensing LPG Boiler | GSHP | 0-72 | Low_D | 0.96 | 429.9 | N/A
Boiler | B_Upgrade_nopreHCs | Non Condensing LPG Boiler | GSHP | 0-72 | High_E | 0.96 | 513.9 | N/A
Boiler | B_Upgrade_nopreHCs | Non Condensing LPG Boiler | GSHP | 0-72 | Low_E | 0.96 | 594.7 | N/A
Boiler | B_Upgrade_nopreHCs | Non Condensing LPG Boiler | GSHP | 0-72 | High_F | 0.96 | 708 | N/A
Boiler | B_Upgrade_nopreHCs | Non Condensing LPG Boiler | GSHP | 0-72 | Low_F | 0.96 | 834.5 | N/A
Boiler | B_Upgrade_nopreHCs | Non Condensing LPG Boiler | GSHP | 0-72 | High_G | 0.96 | 1011.9 | N/A
Boiler | B_Upgrade_nopreHCs | Non Condensing LPG Boiler | GSHP | 0-72 | Low_G | 0.96 | 1214.8 | N/A
Boiler | B_Upgrade_nopreHCs | Non Condensing LPG Boiler | GSHP | 73-97 | High_D | 0.96 | 389.3 | N/A
Boiler | B_Upgrade_nopreHCs | Non Condensing LPG Boiler | GSHP | 73-97 | Low_D | 0.96 | 463.7 | N/A
Boiler | B_Upgrade_nopreHCs | Non Condensing LPG Boiler | GSHP | 73-97 | High_E | 0.96 | 554.5 | N/A
Boiler | B_Upgrade_nopreHCs | Non Condensing LPG Boiler | GSHP | 73-97 | Low_E | 0.96 | 641.8 | N/A
Boiler | B_Upgrade_nopreHCs | Non Condensing LPG Boiler | GSHP | 73-97 | High_F | 0.96 | 764.3 | N/A
Boiler | B_Upgrade_nopreHCs | Non Condensing LPG Boiler | GSHP | 73-97 | Low_F | 0.96 | 901 | N/A
Boiler | B_Upgrade_nopreHCs | Non Condensing LPG Boiler | GSHP | 73-97 | High_G | 0.96 | 1092.8 | N/A
Boiler | B_Upgrade_nopreHCs | Non Condensing LPG Boiler | GSHP | 73-97 | Low_G | 0.96 | 1312.1 | N/A
Boiler | B_Upgrade_nopreHCs | Non Condensing LPG Boiler | GSHP | 98-199 | High_D | 0.96 | 447.4 | N/A
Boiler | B_Upgrade_nopreHCs | Non Condensing LPG Boiler | GSHP | 98-199 | Low_D | 0.96 | 533 | N/A
Boiler | B_Upgrade_nopreHCs | Non Condensing LPG Boiler | GSHP | 98-199 | High_E | 0.96 | 637.5 | N/A
Boiler | B_Upgrade_nopreHCs | Non Condensing LPG Boiler | GSHP | 98-199 | Low_E | 0.96 | 737.9 | N/A
Boiler | B_Upgrade_nopreHCs | Non Condensing LPG Boiler | GSHP | 98-199 | High_F | 0.96 | 879 | N/A
Boiler | B_Upgrade_nopreHCs | Non Condensing LPG Boiler | GSHP | 98-199 | Low_F | 0.96 | 1036.2 | N/A
Boiler | B_Upgrade_nopreHCs | Non Condensing LPG Boiler | GSHP | 98-199 | High_G | 0.96 | 1257 | N/A
Boiler | B_Upgrade_nopreHCs | Non Condensing LPG Boiler | GSHP | 98-199 | Low_G | 0.96 | 1509.4 | N/A
Boiler | B_Upgrade_nopreHCs | Non Condensing LPG Boiler | GSHP | 200+ | High_D | 0.96 | 797.5 | N/A
Boiler | B_Upgrade_nopreHCs | Non Condensing LPG Boiler | GSHP | 200+ | Low_D | 0.96 | 947 | N/A
Boiler | B_Upgrade_nopreHCs | Non Condensing LPG Boiler | GSHP | 200+ | High_E | 0.96 | 1133.2 | N/A
Boiler | B_Upgrade_nopreHCs | Non Condensing LPG Boiler | GSHP | 200+ | Low_E | 0.96 | 1312.2 | N/A
Boiler | B_Upgrade_nopreHCs | Non Condensing LPG Boiler | GSHP | 200+ | High_F | 0.96 | 1563.5 | N/A
Boiler | B_Upgrade_nopreHCs | Non Condensing LPG Boiler | GSHP | 200+ | Low_F | 0.96 | 1843.8 | N/A
Boiler | B_Upgrade_nopreHCs | Non Condensing LPG Boiler | GSHP | 200+ | High_G | 0.96 | 2237.3 | N/A
Boiler | B_Upgrade_nopreHCs | Non Condensing LPG Boiler | GSHP | 200+ | Low_G | 0.96 | 2687.2 | N/A
Boiler | B_Upgrade_nopreHCs | Condensing LPG Boiler | GSHP | 0-72 | High_D | 0.96 | 319.2 | N/A
Boiler | B_Upgrade_nopreHCs | Condensing LPG Boiler | GSHP | 0-72 | Low_D | 0.96 | 378 | N/A
Boiler | B_Upgrade_nopreHCs | Condensing LPG Boiler | GSHP | 0-72 | High_E | 0.96 | 449.8 | N/A
Boiler | B_Upgrade_nopreHCs | Condensing LPG Boiler | GSHP | 0-72 | Low_E | 0.96 | 518.8 | N/A
Boiler | B_Upgrade_nopreHCs | Condensing LPG Boiler | GSHP | 0-72 | High_F | 0.96 | 615.6 | N/A
Boiler | B_Upgrade_nopreHCs | Condensing LPG Boiler | GSHP | 0-72 | Low_F | 0.96 | 723.6 | N/A
Boiler | B_Upgrade_nopreHCs | Condensing LPG Boiler | GSHP | 0-72 | High_G | 0.96 | 875.2 | N/A
Boiler | B_Upgrade_nopreHCs | Condensing LPG Boiler | GSHP | 0-72 | Low_G | 0.96 | 1048.6 | N/A
Boiler | B_Upgrade_nopreHCs | Condensing LPG Boiler | GSHP | 73-97 | High_D | 0.96 | 342.4 | N/A
Boiler | B_Upgrade_nopreHCs | Condensing LPG Boiler | GSHP | 73-97 | Low_D | 0.96 | 405.9 | N/A
Boiler | B_Upgrade_nopreHCs | Condensing LPG Boiler | GSHP | 73-97 | High_E | 0.96 | 483.5 | N/A
Boiler | B_Upgrade_nopreHCs | Condensing LPG Boiler | GSHP | 73-97 | Low_E | 0.96 | 558 | N/A
Boiler | B_Upgrade_nopreHCs | Condensing LPG Boiler | GSHP | 73-97 | High_F | 0.96 | 662.7 | N/A
Boiler | B_Upgrade_nopreHCs | Condensing LPG Boiler | GSHP | 73-97 | Low_F | 0.96 | 779.5 | N/A
Boiler | B_Upgrade_nopreHCs | Condensing LPG Boiler | GSHP | 73-97 | High_G | 0.96 | 943.3 | N/A
Boiler | B_Upgrade_nopreHCs | Condensing LPG Boiler | GSHP | 73-97 | Low_G | 0.96 | 1130.7 | N/A
Boiler | B_Upgrade_nopreHCs | Condensing LPG Boiler | GSHP | 98-199 | High_D | 0.96 | 391 | N/A
Boiler | B_Upgrade_nopreHCs | Condensing LPG Boiler | GSHP | 98-199 | Low_D | 0.96 | 464.2 | N/A
Boiler | B_Upgrade_nopreHCs | Condensing LPG Boiler | GSHP | 98-199 | High_E | 0.96 | 553.5 | N/A
Boiler | B_Upgrade_nopreHCs | Condensing LPG Boiler | GSHP | 98-199 | Low_E | 0.96 | 639.2 | N/A
Boiler | B_Upgrade_nopreHCs | Condensing LPG Boiler | GSHP | 98-199 | High_F | 0.96 | 759.7 | N/A
Boiler | B_Upgrade_nopreHCs | Condensing LPG Boiler | GSHP | 98-199 | Low_F | 0.96 | 894.1 | N/A
Boiler | B_Upgrade_nopreHCs | Condensing LPG Boiler | GSHP | 98-199 | High_G | 0.96 | 1082.6 | N/A
Boiler | B_Upgrade_nopreHCs | Condensing LPG Boiler | GSHP | 98-199 | Low_G | 0.96 | 1298.3 | N/A
Boiler | B_Upgrade_nopreHCs | Condensing LPG Boiler | GSHP | 200+ | High_D | 0.96 | 690.1 | N/A
Boiler | B_Upgrade_nopreHCs | Condensing LPG Boiler | GSHP | 200+ | Low_D | 0.96 | 817.8 | N/A
Boiler | B_Upgrade_nopreHCs | Condensing LPG Boiler | GSHP | 200+ | High_E | 0.96 | 976.9 | N/A
Boiler | B_Upgrade_nopreHCs | Condensing LPG Boiler | GSHP | 200+ | Low_E | 0.96 | 1129.8 | N/A
Boiler | B_Upgrade_nopreHCs | Condensing LPG Boiler | GSHP | 200+ | High_F | 0.96 | 1344.5 | N/A
Boiler | B_Upgrade_nopreHCs | Condensing LPG Boiler | GSHP | 200+ | Low_F | 0.96 | 1584 | N/A
Boiler | B_Upgrade_nopreHCs | Condensing LPG Boiler | GSHP | 200+ | High_G | 0.96 | 1920.1 | N/A
Boiler | B_Upgrade_nopreHCs | Condensing LPG Boiler | GSHP | 200+ | Low_G | 0.96 | 2304.4 | N/A
Boiler | B_Upgrade_nopreHCs | Non Condensing Oil Boiler | GSHP | 0-72 | High_D | 0.96 | 192.4 | N/A
Boiler | B_Upgrade_nopreHCs | Non Condensing Oil Boiler | GSHP | 0-72 | Low_D | 0.96 | 232.9 | N/A
Boiler | B_Upgrade_nopreHCs | Non Condensing Oil Boiler | GSHP | 0-72 | High_E | 0.96 | 282.3 | N/A
Boiler | B_Upgrade_nopreHCs | Non Condensing Oil Boiler | GSHP | 0-72 | Low_E | 0.96 | 329.8 | N/A
Boiler | B_Upgrade_nopreHCs | Non Condensing Oil Boiler | GSHP | 0-72 | High_F | 0.96 | 396.4 | N/A
Boiler | B_Upgrade_nopreHCs | Non Condensing Oil Boiler | GSHP | 0-72 | Low_F | 0.96 | 470.7 | N/A
Boiler | B_Upgrade_nopreHCs | Non Condensing Oil Boiler | GSHP | 0-72 | High_G | 0.96 | 575.1 | N/A
Boiler | B_Upgrade_nopreHCs | Non Condensing Oil Boiler | GSHP | 0-72 | Low_G | 0.96 | 694.4 | N/A
Boiler | B_Upgrade_nopreHCs | Non Condensing Oil Boiler | GSHP | 73-97 | High_D | 0.96 | 210.8 | N/A
Boiler | B_Upgrade_nopreHCs | Non Condensing Oil Boiler | GSHP | 73-97 | Low_D | 0.96 | 254.6 | N/A
Boiler | B_Upgrade_nopreHCs | Non Condensing Oil Boiler | GSHP | 73-97 | High_E | 0.96 | 308 | N/A
Boiler | B_Upgrade_nopreHCs | Non Condensing Oil Boiler | GSHP | 73-97 | Low_E | 0.96 | 359.3 | N/A
Boiler | B_Upgrade_nopreHCs | Non Condensing Oil Boiler | GSHP | 73-97 | High_F | 0.96 | 431.3 | N/A
Boiler | B_Upgrade_nopreHCs | Non Condensing Oil Boiler | GSHP | 73-97 | Low_F | 0.96 | 511.6 | N/A
Boiler | B_Upgrade_nopreHCs | Non Condensing Oil Boiler | GSHP | 73-97 | High_G | 0.96 | 624.4 | N/A
Boiler | B_Upgrade_nopreHCs | Non Condensing Oil Boiler | GSHP | 73-97 | Low_G | 0.96 | 753.4 | N/A
Boiler | B_Upgrade_nopreHCs | Non Condensing Oil Boiler | GSHP | 98-199 | High_D | 0.96 | 246.8 | N/A
Boiler | B_Upgrade_nopreHCs | Non Condensing Oil Boiler | GSHP | 98-199 | Low_D | 0.96 | 297.1 | N/A
Boiler | B_Upgrade_nopreHCs | Non Condensing Oil Boiler | GSHP | 98-199 | High_E | 0.96 | 358.6 | N/A
Boiler | B_Upgrade_nopreHCs | Non Condensing Oil Boiler | GSHP | 98-199 | Low_E | 0.96 | 417.6 | N/A
Boiler | B_Upgrade_nopreHCs | Non Condensing Oil Boiler | GSHP | 98-199 | High_F | 0.96 | 500.5 | N/A
Boiler | B_Upgrade_nopreHCs | Non Condensing Oil Boiler | GSHP | 98-199 | Low_F | 0.96 | 593 | N/A
Boiler | B_Upgrade_nopreHCs | Non Condensing Oil Boiler | GSHP | 98-199 | High_G | 0.96 | 722.8 | N/A
Boiler | B_Upgrade_nopreHCs | Non Condensing Oil Boiler | GSHP | 98-199 | Low_G | 0.96 | 871.2 | N/A
Boiler | B_Upgrade_nopreHCs | Non Condensing Oil Boiler | GSHP | 200+ | High_D | 0.96 | 452.6 | N/A
Boiler | B_Upgrade_nopreHCs | Non Condensing Oil Boiler | GSHP | 200+ | Low_D | 0.96 | 540.5 | N/A
Boiler | B_Upgrade_nopreHCs | Non Condensing Oil Boiler | GSHP | 200+ | High_E | 0.96 | 650 | N/A
Boiler | B_Upgrade_nopreHCs | Non Condensing Oil Boiler | GSHP | 200+ | Low_E | 0.96 | 755.2 | N/A
Boiler | B_Upgrade_nopreHCs | Non Condensing Oil Boiler | GSHP | 200+ | High_F | 0.96 | 903 | N/A
Boiler | B_Upgrade_nopreHCs | Non Condensing Oil Boiler | GSHP | 200+ | Low_F | 0.96 | 1067.8 | N/A
Boiler | B_Upgrade_nopreHCs | Non Condensing Oil Boiler | GSHP | 200+ | High_G | 0.96 | 1299.1 | N/A
Boiler | B_Upgrade_nopreHCs | Non Condensing Oil Boiler | GSHP | 200+ | Low_G | 0.96 | 1563.6 | N/A
Boiler | B_Upgrade_nopreHCs | Condensing Oil Boiler | GSHP | 0-72 | High_D | 0.96 | 141.2 | N/A
Boiler | B_Upgrade_nopreHCs | Condensing Oil Boiler | GSHP | 0-72 | Low_D | 0.96 | 170.9 | N/A
Boiler | B_Upgrade_nopreHCs | Condensing Oil Boiler | GSHP | 0-72 | High_E | 0.96 | 207.1 | N/A
Boiler | B_Upgrade_nopreHCs | Condensing Oil Boiler | GSHP | 0-72 | Low_E | 0.96 | 241.9 | N/A
Boiler | B_Upgrade_nopreHCs | Condensing Oil Boiler | GSHP | 0-72 | High_F | 0.96 | 290.8 | N/A
Boiler | B_Upgrade_nopreHCs | Condensing Oil Boiler | GSHP | 0-72 | Low_F | 0.96 | 345.4 | N/A
Boiler | B_Upgrade_nopreHCs | Condensing Oil Boiler | GSHP | 0-72 | High_G | 0.96 | 421.9 | N/A
Boiler | B_Upgrade_nopreHCs | Condensing Oil Boiler | GSHP | 0-72 | Low_G | 0.96 | 509.4 | N/A
Boiler | B_Upgrade_nopreHCs | Condensing Oil Boiler | GSHP | 73-97 | High_D | 0.96 | 154.7 | N/A
Boiler | B_Upgrade_nopreHCs | Condensing Oil Boiler | GSHP | 73-97 | Low_D | 0.96 | 186.8 | N/A
Boiler | B_Upgrade_nopreHCs | Condensing Oil Boiler | GSHP | 73-97 | High_E | 0.96 | 225.9 | N/A
Boiler | B_Upgrade_nopreHCs | Condensing Oil Boiler | GSHP | 73-97 | Low_E | 0.96 | 263.6 | N/A
Boiler | B_Upgrade_nopreHCs | Condensing Oil Boiler | GSHP | 73-97 | High_F | 0.96 | 316.4 | N/A
Boiler | B_Upgrade_nopreHCs | Condensing Oil Boiler | GSHP | 73-97 | Low_F | 0.96 | 375.4 | N/A
Boiler | B_Upgrade_nopreHCs | Condensing Oil Boiler | GSHP | 73-97 | High_G | 0.96 | 458.1 | N/A
Boiler | B_Upgrade_nopreHCs | Condensing Oil Boiler | GSHP | 73-97 | Low_G | 0.96 | 552.7 | N/A
Boiler | B_Upgrade_nopreHCs | Condensing Oil Boiler | GSHP | 98-199 | High_D | 0.96 | 181.1 | N/A
Boiler | B_Upgrade_nopreHCs | Condensing Oil Boiler | GSHP | 98-199 | Low_D | 0.96 | 218 | N/A
Boiler | B_Upgrade_nopreHCs | Condensing Oil Boiler | GSHP | 98-199 | High_E | 0.96 | 263.1 | N/A
Boiler | B_Upgrade_nopreHCs | Condensing Oil Boiler | GSHP | 98-199 | Low_E | 0.96 | 306.4 | N/A
Boiler | B_Upgrade_nopreHCs | Condensing Oil Boiler | GSHP | 98-199 | High_F | 0.96 | 367.2 | N/A
Boiler | B_Upgrade_nopreHCs | Condensing Oil Boiler | GSHP | 98-199 | Low_F | 0.96 | 435 | N/A
Boiler | B_Upgrade_nopreHCs | Condensing Oil Boiler | GSHP | 98-199 | High_G | 0.96 | 530.2 | N/A
Boiler | B_Upgrade_nopreHCs | Condensing Oil Boiler | GSHP | 98-199 | Low_G | 0.96 | 639.1 | N/A
Boiler | B_Upgrade_nopreHCs | Condensing Oil Boiler | GSHP | 200+ | High_D | 0.96 | 332 | N/A
Boiler | B_Upgrade_nopreHCs | Condensing Oil Boiler | GSHP | 200+ | Low_D | 0.96 | 396.5 | N/A
Boiler | B_Upgrade_nopreHCs | Condensing Oil Boiler | GSHP | 200+ | High_E | 0.96 | 476.9 | N/A
Boiler | B_Upgrade_nopreHCs | Condensing Oil Boiler | GSHP | 200+ | Low_E | 0.96 | 554.1 | N/A
Boiler | B_Upgrade_nopreHCs | Condensing Oil Boiler | GSHP | 200+ | High_F | 0.96 | 662.5 | N/A
Boiler | B_Upgrade_nopreHCs | Condensing Oil Boiler | GSHP | 200+ | Low_F | 0.96 | 783.4 | N/A
Boiler | B_Upgrade_nopreHCs | Condensing Oil Boiler | GSHP | 200+ | High_G | 0.96 | 953.1 | N/A
Boiler | B_Upgrade_nopreHCs | Condensing Oil Boiler | GSHP | 200+ | Low_G | 0.96 | 1147.1 | N/A
Boiler | B_Upgrade_nopreHCs | Condensing Gas Boiler | GSHP | 0-72 | High_D | 0.96 | 45.7 | N/A
Boiler | B_Upgrade_nopreHCs | Condensing Gas Boiler | GSHP | 0-72 | Low_D | 0.96 | 24.1 | N/A
Boiler | B_Upgrade_nopreHCs | Condensing Gas Boiler | GSHP | 0-72 | High_E | 0.96 | 0 | N/A
Boiler | B_Upgrade_nopreHCs | Condensing Gas Boiler | GSHP | 0-72 | Low_E | 0.96 | 0 | N/A
Boiler | B_Upgrade_nopreHCs | Condensing Gas Boiler | GSHP | 0-72 | High_F | 0.96 | 0 | N/A
Boiler | B_Upgrade_nopreHCs | Condensing Gas Boiler | GSHP | 0-72 | Low_F | 0.96 | 0 | N/A
Boiler | B_Upgrade_nopreHCs | Condensing Gas Boiler | GSHP | 0-72 | High_G | 0.96 | 0 | N/A
Boiler | B_Upgrade_nopreHCs | Condensing Gas Boiler | GSHP | 0-72 | Low_G | 0.96 | 0 | N/A
Boiler | B_Upgrade_nopreHCs | Condensing Gas Boiler | GSHP | 73-97 | High_D | 0.96 | 22.4 | N/A
Boiler | B_Upgrade_nopreHCs | Condensing Gas Boiler | GSHP | 73-97 | Low_D | 0.96 | 0 | N/A
Boiler | B_Upgrade_nopreHCs | Condensing Gas Boiler | GSHP | 73-97 | High_E | 0.96 | 0 | N/A
Boiler | B_Upgrade_nopreHCs | Condensing Gas Boiler | GSHP | 73-97 | Low_E | 0.96 | 0 | N/A
Boiler | B_Upgrade_nopreHCs | Condensing Gas Boiler | GSHP | 73-97 | High_F | 0.96 | 0 | N/A
Boiler | B_Upgrade_nopreHCs | Condensing Gas Boiler | GSHP | 73-97 | Low_F | 0.96 | 0 | N/A
Boiler | B_Upgrade_nopreHCs | Condensing Gas Boiler | GSHP | 73-97 | High_G | 0.96 | 0 | N/A
Boiler | B_Upgrade_nopreHCs | Condensing Gas Boiler | GSHP | 73-97 | Low_G | 0.96 | 0 | N/A
Boiler | B_Upgrade_nopreHCs | Condensing Gas Boiler | GSHP | 98-199 | High_D | 0.96 | 0 | N/A
Boiler | B_Upgrade_nopreHCs | Condensing Gas Boiler | GSHP | 98-199 | Low_D | 0.96 | 0 | N/A
Boiler | B_Upgrade_nopreHCs | Condensing Gas Boiler | GSHP | 98-199 | High_E | 0.96 | 0 | N/A
Boiler | B_Upgrade_nopreHCs | Condensing Gas Boiler | GSHP | 98-199 | Low_E | 0.96 | 0 | N/A
Boiler | B_Upgrade_nopreHCs | Condensing Gas Boiler | GSHP | 98-199 | High_F | 0.96 | 0 | N/A
Boiler | B_Upgrade_nopreHCs | Condensing Gas Boiler | GSHP | 98-199 | Low_F | 0.96 | 0 | N/A
Boiler | B_Upgrade_nopreHCs | Condensing Gas Boiler | GSHP | 98-199 | High_G | 0.96 | 0 | N/A
Boiler | B_Upgrade_nopreHCs | Condensing Gas Boiler | GSHP | 98-199 | Low_G | 0.96 | 0 | N/A
Boiler | B_Upgrade_nopreHCs | Condensing Gas Boiler | GSHP | 200+ | High_D | 0.96 | 0 | N/A
Boiler | B_Upgrade_nopreHCs | Condensing Gas Boiler | GSHP | 200+ | Low_D | 0.96 | 0 | N/A
Boiler | B_Upgrade_nopreHCs | Condensing Gas Boiler | GSHP | 200+ | High_E | 0.96 | 0 | N/A
Boiler | B_Upgrade_nopreHCs | Condensing Gas Boiler | GSHP | 200+ | Low_E | 0.96 | 0 | N/A
Boiler | B_Upgrade_nopreHCs | Condensing Gas Boiler | GSHP | 200+ | High_F | 0.96 | 0 | N/A
Boiler | B_Upgrade_nopreHCs | Condensing Gas Boiler | GSHP | 200+ | Low_F | 0.96 | 0 | N/A
Boiler | B_Upgrade_nopreHCs | Condensing Gas Boiler | GSHP | 200+ | High_G | 0.96 | 0 | N/A
Boiler | B_Upgrade_nopreHCs | Condensing Gas Boiler | GSHP | 200+ | Low_G | 0.96 | 0 | N/A
Boiler | B_Upgrade_nopreHCs | Non Condensing Gas Boiler | GSHP | 0-72 | High_D | 0.96 | 127.9 | N/A
Boiler | B_Upgrade_nopreHCs | Non Condensing Gas Boiler | GSHP | 0-72 | Low_D | 0.96 | 128.3 | N/A
Boiler | B_Upgrade_nopreHCs | Non Condensing Gas Boiler | GSHP | 0-72 | High_E | 0.96 | 128.7 | N/A
Boiler | B_Upgrade_nopreHCs | Non Condensing Gas Boiler | GSHP | 0-72 | Low_E | 0.96 | 129 | N/A
Boiler | B_Upgrade_nopreHCs | Non Condensing Gas Boiler | GSHP | 0-72 | High_F | 0.96 | 129.6 | N/A
Boiler | B_Upgrade_nopreHCs | Non Condensing Gas Boiler | GSHP | 0-72 | Low_F | 0.96 | 130.2 | N/A
Boiler | B_Upgrade_nopreHCs | Non Condensing Gas Boiler | GSHP | 0-72 | High_G | 0.96 | 131 | N/A
Boiler | B_Upgrade_nopreHCs | Non Condensing Gas Boiler | GSHP | 0-72 | Low_G | 0.96 | 132 | N/A
Boiler | B_Upgrade_nopreHCs | Non Condensing Gas Boiler | GSHP | 73-97 | High_D | 0.96 | 116.6 | N/A
Boiler | B_Upgrade_nopreHCs | Non Condensing Gas Boiler | GSHP | 73-97 | Low_D | 0.96 | 117 | N/A
Boiler | B_Upgrade_nopreHCs | Non Condensing Gas Boiler | GSHP | 73-97 | High_E | 0.96 | 117.4 | N/A
Boiler | B_Upgrade_nopreHCs | Non Condensing Gas Boiler | GSHP | 73-97 | Low_E | 0.96 | 117.8 | N/A
Boiler | B_Upgrade_nopreHCs | Non Condensing Gas Boiler | GSHP | 73-97 | High_F | 0.96 | 118.4 | N/A
Boiler | B_Upgrade_nopreHCs | Non Condensing Gas Boiler | GSHP | 73-97 | Low_F | 0.96 | 119 | N/A
Boiler | B_Upgrade_nopreHCs | Non Condensing Gas Boiler | GSHP | 73-97 | High_G | 0.96 | 119.9 | N/A
Boiler | B_Upgrade_nopreHCs | Non Condensing Gas Boiler | GSHP | 73-97 | Low_G | 0.96 | 121 | N/A
Boiler | B_Upgrade_nopreHCs | Non Condensing Gas Boiler | GSHP | 98-199 | High_D | 0.96 | 105.4 | N/A
Boiler | B_Upgrade_nopreHCs | Non Condensing Gas Boiler | GSHP | 98-199 | Low_D | 0.96 | 105.8 | N/A
Boiler | B_Upgrade_nopreHCs | Non Condensing Gas Boiler | GSHP | 98-199 | High_E | 0.96 | 106.3 | N/A
Boiler | B_Upgrade_nopreHCs | Non Condensing Gas Boiler | GSHP | 98-199 | Low_E | 0.96 | 106.8 | N/A
Boiler | B_Upgrade_nopreHCs | Non Condensing Gas Boiler | GSHP | 98-199 | High_F | 0.96 | 107.4 | N/A
Boiler | B_Upgrade_nopreHCs | Non Condensing Gas Boiler | GSHP | 98-199 | Low_F | 0.96 | 108.2 | N/A
Boiler | B_Upgrade_nopreHCs | Non Condensing Gas Boiler | GSHP | 98-199 | High_G | 0.96 | 109.2 | N/A
Boiler | B_Upgrade_nopreHCs | Non Condensing Gas Boiler | GSHP | 98-199 | Low_G | 0.96 | 110.4 | N/A
Boiler | B_Upgrade_nopreHCs | Non Condensing Gas Boiler | GSHP | 200+ | High_D | 0.96 | 107.1 | N/A
Boiler | B_Upgrade_nopreHCs | Non Condensing Gas Boiler | GSHP | 200+ | Low_D | 0.96 | 107.8 | N/A
Boiler | B_Upgrade_nopreHCs | Non Condensing Gas Boiler | GSHP | 200+ | High_E | 0.96 | 108.6 | N/A
Boiler | B_Upgrade_nopreHCs | Non Condensing Gas Boiler | GSHP | 200+ | Low_E | 0.96 | 109.5 | N/A
Boiler | B_Upgrade_nopreHCs | Non Condensing Gas Boiler | GSHP | 200+ | High_F | 0.96 | 110.7 | N/A
Boiler | B_Upgrade_nopreHCs | Non Condensing Gas Boiler | GSHP | 200+ | Low_F | 0.96 | 112 | N/A
Boiler | B_Upgrade_nopreHCs | Non Condensing Gas Boiler | GSHP | 200+ | High_G | 0.96 | 113.9 | N/A
Boiler | B_Upgrade_nopreHCs | Non Condensing Gas Boiler | GSHP | 200+ | Low_G | 0.96 | 116 | N/A
Boiler | B_First_Time_CH | Gas Fire with Back Boiler | GSHP | 0-72 | High_D | 0.96 | 286.1 | N/A
Boiler | B_First_Time_CH | Gas Fire with Back Boiler | GSHP | 0-72 | Low_D | 0.96 | 328.6 | N/A
Boiler | B_First_Time_CH | Gas Fire with Back Boiler | GSHP | 0-72 | High_E | 0.96 | 380.4 | N/A
Boiler | B_First_Time_CH | Gas Fire with Back Boiler | GSHP | 0-72 | Low_E | 0.96 | 430.2 | N/A
Boiler | B_First_Time_CH | Gas Fire with Back Boiler | GSHP | 0-72 | High_F | 0.96 | 500.1 | N/A
Boiler | B_First_Time_CH | Gas Fire with Back Boiler | GSHP | 0-72 | Low_F | 0.96 | 578.1 | N/A
Boiler | B_First_Time_CH | Gas Fire with Back Boiler | GSHP | 0-72 | High_G | 0.96 | 687.5 | N/A
Boiler | B_First_Time_CH | Gas Fire with Back Boiler | GSHP | 0-72 | Low_G | 0.96 | 812.6 | N/A
Boiler | B_First_Time_CH | Gas Fire with Back Boiler | GSHP | 73-97 | High_D | 0.96 | 297.8 | N/A
Boiler | B_First_Time_CH | Gas Fire with Back Boiler | GSHP | 73-97 | Low_D | 0.96 | 343.6 | N/A
Boiler | B_First_Time_CH | Gas Fire with Back Boiler | GSHP | 73-97 | High_E | 0.96 | 399.7 | N/A
Boiler | B_First_Time_CH | Gas Fire with Back Boiler | GSHP | 73-97 | Low_E | 0.96 | 453.5 | N/A
Boiler | B_First_Time_CH | Gas Fire with Back Boiler | GSHP | 73-97 | High_F | 0.96 | 529 | N/A
Boiler | B_First_Time_CH | Gas Fire with Back Boiler | GSHP | 73-97 | Low_F | 0.96 | 613.3 | N/A
Boiler | B_First_Time_CH | Gas Fire with Back Boiler | GSHP | 73-97 | High_G | 0.96 | 731.6 | N/A
Boiler | B_First_Time_CH | Gas Fire with Back Boiler | GSHP | 73-97 | Low_G | 0.96 | 866.9 | N/A
Boiler | B_First_Time_CH | Gas Fire with Back Boiler | GSHP | 98-199 | High_D | 0.96 | 327.8 | N/A
Boiler | B_First_Time_CH | Gas Fire with Back Boiler | GSHP | 98-199 | Low_D | 0.96 | 380.6 | N/A
Boiler | B_First_Time_CH | Gas Fire with Back Boiler | GSHP | 98-199 | High_E | 0.96 | 445.1 | N/A
Boiler | B_First_Time_CH | Gas Fire with Back Boiler | GSHP | 98-199 | Low_E | 0.96 | 507 | N/A
Boiler | B_First_Time_CH | Gas Fire with Back Boiler | GSHP | 98-199 | High_F | 0.96 | 594 | N/A
Boiler | B_First_Time_CH | Gas Fire with Back Boiler | GSHP | 98-199 | Low_F | 0.96 | 691 | N/A
Boiler | B_First_Time_CH | Gas Fire with Back Boiler | GSHP | 98-199 | High_G | 0.96 | 827.1 | N/A
Boiler | B_First_Time_CH | Gas Fire with Back Boiler | GSHP | 98-199 | Low_G | 0.96 | 982.8 | N/A
Boiler | B_First_Time_CH | Gas Fire with Back Boiler | GSHP | 200+ | High_D | 0.96 | 543.7 | N/A
Boiler | B_First_Time_CH | Gas Fire with Back Boiler | GSHP | 200+ | Low_D | 0.96 | 635.9 | N/A
Boiler | B_First_Time_CH | Gas Fire with Back Boiler | GSHP | 200+ | High_E | 0.96 | 750.8 | N/A
Boiler | B_First_Time_CH | Gas Fire with Back Boiler | GSHP | 200+ | Low_E | 0.96 | 861.1 | N/A
Boiler | B_First_Time_CH | Gas Fire with Back Boiler | GSHP | 200+ | High_F | 0.96 | 1016.1 | N/A
Boiler | B_First_Time_CH | Gas Fire with Back Boiler | GSHP | 200+ | Low_F | 0.96 | 1189 | N/A
Boiler | B_First_Time_CH | Gas Fire with Back Boiler | GSHP | 200+ | High_G | 0.96 | 1431.7 | N/A
Boiler | B_First_Time_CH | Gas Fire with Back Boiler | GSHP | 200+ | Low_G | 0.96 | 1709.1 | N/A
Boiler | B_First_Time_CH | Gas Room Heaters | GSHP | 0-72 | High_D | 0.96 | 222.9 | N/A
Boiler | B_First_Time_CH | Gas Room Heaters | GSHP | 0-72 | Low_D | 0.96 | 248.5 | N/A
Boiler | B_First_Time_CH | Gas Room Heaters | GSHP | 0-72 | High_E | 0.96 | 279.7 | N/A
Boiler | B_First_Time_CH | Gas Room Heaters | GSHP | 0-72 | Low_E | 0.96 | 309.7 | N/A
Boiler | B_First_Time_CH | Gas Room Heaters | GSHP | 0-72 | High_F | 0.96 | 351.9 | N/A
Boiler | B_First_Time_CH | Gas Room Heaters | GSHP | 0-72 | Low_F | 0.96 | 398.9 | N/A
Boiler | B_First_Time_CH | Gas Room Heaters | GSHP | 0-72 | High_G | 0.96 | 464.9 | N/A
Boiler | B_First_Time_CH | Gas Room Heaters | GSHP | 0-72 | Low_G | 0.96 | 540.4 | N/A
Boiler | B_First_Time_CH | Gas Room Heaters | GSHP | 73-97 | High_D | 0.96 | 225.3 | N/A
Boiler | B_First_Time_CH | Gas Room Heaters | GSHP | 73-97 | Low_D | 0.96 | 253 | N/A
Boiler | B_First_Time_CH | Gas Room Heaters | GSHP | 73-97 | High_E | 0.96 | 286.7 | N/A
Boiler | B_First_Time_CH | Gas Room Heaters | GSHP | 73-97 | Low_E | 0.96 | 319.2 | N/A
Boiler | B_First_Time_CH | Gas Room Heaters | GSHP | 73-97 | High_F | 0.96 | 364.8 | N/A
Boiler | B_First_Time_CH | Gas Room Heaters | GSHP | 73-97 | Low_F | 0.96 | 415.6 | N/A
Boiler | B_First_Time_CH | Gas Room Heaters | GSHP | 73-97 | High_G | 0.96 | 486.9 | N/A
Boiler | B_First_Time_CH | Gas Room Heaters | GSHP | 73-97 | Low_G | 0.96 | 568.5 | N/A
Boiler | B_First_Time_CH | Gas Room Heaters | GSHP | 98-199 | High_D | 0.96 | 238.9 | N/A
Boiler | B_First_Time_CH | Gas Room Heaters | GSHP | 98-199 | Low_D | 0.96 | 270.7 | N/A
Boiler | B_First_Time_CH | Gas Room Heaters | GSHP | 98-199 | High_E | 0.96 | 309.6 | N/A
Boiler | B_First_Time_CH | Gas Room Heaters | GSHP | 98-199 | Low_E | 0.96 | 346.9 | N/A
Boiler | B_First_Time_CH | Gas Room Heaters | GSHP | 98-199 | High_F | 0.96 | 399.4 | N/A
Boiler | B_First_Time_CH | Gas Room Heaters | GSHP | 98-199 | Low_F | 0.96 | 457.9 | N/A
Boiler | B_First_Time_CH | Gas Room Heaters | GSHP | 98-199 | High_G | 0.96 | 540 | N/A
Boiler | B_First_Time_CH | Gas Room Heaters | GSHP | 98-199 | Low_G | 0.96 | 633.8 | N/A
Boiler | B_First_Time_CH | Gas Room Heaters | GSHP | 200+ | High_D | 0.96 | 369 | N/A
Boiler | B_First_Time_CH | Gas Room Heaters | GSHP | 200+ | Low_D | 0.96 | 424.6 | N/A
Boiler | B_First_Time_CH | Gas Room Heaters | GSHP | 200+ | High_E | 0.96 | 493.9 | N/A
Boiler | B_First_Time_CH | Gas Room Heaters | GSHP | 200+ | Low_E | 0.96 | 560.5 | N/A
Boiler | B_First_Time_CH | Gas Room Heaters | GSHP | 200+ | High_F | 0.96 | 654 | N/A
Boiler | B_First_Time_CH | Gas Room Heaters | GSHP | 200+ | Low_F | 0.96 | 758.2 | N/A
Boiler | B_First_Time_CH | Gas Room Heaters | GSHP | 200+ | High_G | 0.96 | 904.5 | N/A
Boiler | B_First_Time_CH | Gas Room Heaters | GSHP | 200+ | Low_G | 0.96 | 1071.9 | N/A
Boiler | B_Upgrade_nopreHCs | Gas Back Boiler to Radiators | GSHP | 0-72 | High_D | 0.96 | 184.9 | N/A
Boiler | B_Upgrade_nopreHCs | Gas Back Boiler to Radiators | GSHP | 0-72 | Low_D | 0.96 | 200.4 | N/A
Boiler | B_Upgrade_nopreHCs | Gas Back Boiler to Radiators | GSHP | 0-72 | High_E | 0.96 | 219.3 | N/A
Boiler | B_Upgrade_nopreHCs | Gas Back Boiler to Radiators | GSHP | 0-72 | Low_E | 0.96 | 237.5 | N/A
Boiler | B_Upgrade_nopreHCs | Gas Back Boiler to Radiators | GSHP | 0-72 | High_F | 0.96 | 263 | N/A
Boiler | B_Upgrade_nopreHCs | Gas Back Boiler to Radiators | GSHP | 0-72 | Low_F | 0.96 | 291.4 | N/A
Boiler | B_Upgrade_nopreHCs | Gas Back Boiler to Radiators | GSHP | 0-72 | High_G | 0.96 | 331.4 | N/A
Boiler | B_Upgrade_nopreHCs | Gas Back Boiler to Radiators | GSHP | 0-72 | Low_G | 0.96 | 377 | N/A
Boiler | B_Upgrade_nopreHCs | Gas Back Boiler to Radiators | GSHP | 73-97 | High_D | 0.96 | 181.8 | N/A
Boiler | B_Upgrade_nopreHCs | Gas Back Boiler to Radiators | GSHP | 73-97 | Low_D | 0.96 | 198.6 | N/A
Boiler | B_Upgrade_nopreHCs | Gas Back Boiler to Radiators | GSHP | 73-97 | High_E | 0.96 | 219 | N/A
Boiler | B_Upgrade_nopreHCs | Gas Back Boiler to Radiators | GSHP | 73-97 | Low_E | 0.96 | 238.6 | N/A
Boiler | B_Upgrade_nopreHCs | Gas Back Boiler to Radiators | GSHP | 73-97 | High_F | 0.96 | 266.2 | N/A
Boiler | B_Upgrade_nopreHCs | Gas Back Boiler to Radiators | GSHP | 73-97 | Low_F | 0.96 | 297 | N/A
Boiler | B_Upgrade_nopreHCs | Gas Back Boiler to Radiators | GSHP | 73-97 | High_G | 0.96 | 340.1 | N/A
Boiler | B_Upgrade_nopreHCs | Gas Back Boiler to Radiators | GSHP | 73-97 | Low_G | 0.96 | 389.5 | N/A
Boiler | B_Upgrade_nopreHCs | Gas Back Boiler to Radiators | GSHP | 98-199 | High_D | 0.96 | 185.5 | N/A
Boiler | B_Upgrade_nopreHCs | Gas Back Boiler to Radiators | GSHP | 98-199 | Low_D | 0.96 | 204.7 | N/A
Boiler | B_Upgrade_nopreHCs | Gas Back Boiler to Radiators | GSHP | 98-199 | High_E | 0.96 | 228.3 | N/A
Boiler | B_Upgrade_nopreHCs | Gas Back Boiler to Radiators | GSHP | 98-199 | Low_E | 0.96 | 250.9 | N/A
Boiler | B_Upgrade_nopreHCs | Gas Back Boiler to Radiators | GSHP | 98-199 | High_F | 0.96 | 282.6 | N/A
Boiler | B_Upgrade_nopreHCs | Gas Back Boiler to Radiators | GSHP | 98-199 | Low_F | 0.96 | 318 | N/A
Boiler | B_Upgrade_nopreHCs | Gas Back Boiler to Radiators | GSHP | 98-199 | High_G | 0.96 | 367.7 | N/A
Boiler | B_Upgrade_nopreHCs | Gas Back Boiler to Radiators | GSHP | 98-199 | Low_G | 0.96 | 424.5 | N/A
Boiler | B_Upgrade_nopreHCs | Gas Back Boiler to Radiators | GSHP | 200+ | High_D | 0.96 | 264.3 | N/A
Boiler | B_Upgrade_nopreHCs | Gas Back Boiler to Radiators | GSHP | 200+ | Low_D | 0.96 | 297.9 | N/A
Boiler | B_Upgrade_nopreHCs | Gas Back Boiler to Radiators | GSHP | 200+ | High_E | 0.96 | 339.8 | N/A
Boiler | B_Upgrade_nopreHCs | Gas Back Boiler to Radiators | GSHP | 200+ | Low_E | 0.96 | 380.1 | N/A
Boiler | B_Upgrade_nopreHCs | Gas Back Boiler to Radiators | GSHP | 200+ | High_F | 0.96 | 436.6 | N/A
Boiler | B_Upgrade_nopreHCs | Gas Back Boiler to Radiators | GSHP | 200+ | Low_F | 0.96 | 499.7 | N/A
Boiler | B_Upgrade_nopreHCs | Gas Back Boiler to Radiators | GSHP | 200+ | High_G | 0.96 | 588.3 | N/A
Boiler | B_Upgrade_nopreHCs | Gas Back Boiler to Radiators | GSHP | 200+ | Low_G | 0.96 | 689.5 | N/A
Boiler | B_Upgrade_nopreHCs | Electric Boiler | GSHP | 0-72 | High_D | 0.96 | 400 | N/A
Boiler | B_Upgrade_nopreHCs | Electric Boiler | GSHP | 0-72 | Low_D | 0.96 | 482.2 | N/A
Boiler | B_Upgrade_nopreHCs | Electric Boiler | GSHP | 0-72 | High_E | 0.96 | 582.6 | N/A
Boiler | B_Upgrade_nopreHCs | Electric Boiler | GSHP | 0-72 | Low_E | 0.96 | 679.1 | N/A
Boiler | B_Upgrade_nopreHCs | Electric Boiler | GSHP | 0-72 | High_F | 0.96 | 814.5 | N/A
Boiler | B_Upgrade_nopreHCs | Electric Boiler | GSHP | 0-72 | Low_F | 0.96 | 965.6 | N/A
Boiler | B_Upgrade_nopreHCs | Electric Boiler | GSHP | 0-72 | High_G | 0.96 | 1177.6 | N/A
Boiler | B_Upgrade_nopreHCs | Electric Boiler | GSHP | 0-72 | Low_G | 0.96 | 1420.1 | N/A
Boiler | B_Upgrade_nopreHCs | Electric Boiler | GSHP | 73-97 | High_D | 0.96 | 436.6 | N/A
Boiler | B_Upgrade_nopreHCs | Electric Boiler | GSHP | 73-97 | Low_D | 0.96 | 525.5 | N/A
Boiler | B_Upgrade_nopreHCs | Electric Boiler | GSHP | 73-97 | High_E | 0.96 | 634 | N/A
Boiler | B_Upgrade_nopreHCs | Electric Boiler | GSHP | 73-97 | Low_E | 0.96 | 738.2 | N/A
Boiler | B_Upgrade_nopreHCs | Electric Boiler | GSHP | 73-97 | High_F | 0.96 | 884.6 | N/A
Boiler | B_Upgrade_nopreHCs | Electric Boiler | GSHP | 73-97 | Low_F | 0.96 | 1047.9 | N/A
Boiler | B_Upgrade_nopreHCs | Electric Boiler | GSHP | 73-97 | High_G | 0.96 | 1277.1 | N/A
Boiler | B_Upgrade_nopreHCs | Electric Boiler | GSHP | 73-97 | Low_G | 0.96 | 1539.2 | N/A
Boiler | B_Upgrade_nopreHCs | Electric Boiler | GSHP | 98-199 | High_D | 0.96 | 508.8 | N/A
Boiler | B_Upgrade_nopreHCs | Electric Boiler | GSHP | 98-199 | Low_D | 0.96 | 611.1 | N/A
Boiler | B_Upgrade_nopreHCs | Electric Boiler | GSHP | 98-199 | High_E | 0.96 | 736 | N/A
Boiler | B_Upgrade_nopreHCs | Electric Boiler | GSHP | 98-199 | Low_E | 0.96 | 856 | N/A
Boiler | B_Upgrade_nopreHCs | Electric Boiler | GSHP | 98-199 | High_F | 0.96 | 1024.5 | N/A
Boiler | B_Upgrade_nopreHCs | Electric Boiler | GSHP | 98-199 | Low_F | 0.96 | 1212.4 | N/A
Boiler | B_Upgrade_nopreHCs | Electric Boiler | GSHP | 98-199 | High_G | 0.96 | 1476.1 | N/A
Boiler | B_Upgrade_nopreHCs | Electric Boiler | GSHP | 98-199 | Low_G | 0.96 | 1777.7 | N/A
Boiler | B_Upgrade_nopreHCs | Electric Boiler | GSHP | 200+ | High_D | 0.96 | 927.1 | N/A
Boiler | B_Upgrade_nopreHCs | Electric Boiler | GSHP | 200+ | Low_D | 0.96 | 1105.7 | N/A
Boiler | B_Upgrade_nopreHCs | Electric Boiler | GSHP | 200+ | High_E | 0.96 | 1328.3 | N/A
Boiler | B_Upgrade_nopreHCs | Electric Boiler | GSHP | 200+ | Low_E | 0.96 | 1542.1 | N/A
Boiler | B_Upgrade_nopreHCs | Electric Boiler | GSHP | 200+ | High_F | 0.96 | 1842.4 | N/A
Boiler | B_Upgrade_nopreHCs | Electric Boiler | GSHP | 200+ | Low_F | 0.96 | 2177.3 | N/A
Boiler | B_Upgrade_nopreHCs | Electric Boiler | GSHP | 200+ | High_G | 0.96 | 2647.4 | N/A
Boiler | B_Upgrade_nopreHCs | Electric Boiler | GSHP | 200+ | Low_G | 0.96 | 3184.9 | N/A
Boiler | B_Upgrade_nopreHCs | Electric Storage Heaters Responsiveness <=0.2 | GSHP | 0-72 | High_D | 0.96 | 189.7 | N/A
Boiler | B_Upgrade_nopreHCs | Electric Storage Heaters Responsiveness <=0.2 | GSHP | 0-72 | Low_D | 0.96 | 225.8 | N/A
Boiler | B_Upgrade_nopreHCs | Electric Storage Heaters Responsiveness <=0.2 | GSHP | 0-72 | High_E | 0.96 | 269.8 | N/A
Boiler | B_Upgrade_nopreHCs | Electric Storage Heaters Responsiveness <=0.2 | GSHP | 0-72 | Low_E | 0.96 | 312.1 | N/A
Boiler | B_Upgrade_nopreHCs | Electric Storage Heaters Responsiveness <=0.2 | GSHP | 0-72 | High_F | 0.96 | 371.5 | N/A
Boiler | B_Upgrade_nopreHCs | Electric Storage Heaters Responsiveness <=0.2 | GSHP | 0-72 | Low_F | 0.96 | 437.8 | N/A
Boiler | B_Upgrade_nopreHCs | Electric Storage Heaters Responsiveness <=0.2 | GSHP | 0-72 | High_G | 0.96 | 530.8 | N/A
Boiler | B_Upgrade_nopreHCs | Electric Storage Heaters Responsiveness <=0.2 | GSHP | 0-72 | Low_G | 0.96 | 637.2 | N/A
Boiler | B_Upgrade_nopreHCs | Electric Storage Heaters Responsiveness <=0.2 | GSHP | 73-97 | High_D | 0.96 | 204.4 | N/A
Boiler | B_Upgrade_nopreHCs | Electric Storage Heaters Responsiveness <=0.2 | GSHP | 73-97 | Low_D | 0.96 | 243.4 | N/A
Boiler | B_Upgrade_nopreHCs | Electric Storage Heaters Responsiveness <=0.2 | GSHP | 73-97 | High_E | 0.96 | 291 | N/A
Boiler | B_Upgrade_nopreHCs | Electric Storage Heaters Responsiveness <=0.2 | GSHP | 73-97 | Low_E | 0.96 | 336.8 | N/A
Boiler | B_Upgrade_nopreHCs | Electric Storage Heaters Responsiveness <=0.2 | GSHP | 73-97 | High_F | 0.96 | 401 | N/A
Boiler | B_Upgrade_nopreHCs | Electric Storage Heaters Responsiveness <=0.2 | GSHP | 73-97 | Low_F | 0.96 | 472.6 | N/A
Boiler | B_Upgrade_nopreHCs | Electric Storage Heaters Responsiveness <=0.2 | GSHP | 73-97 | High_G | 0.96 | 573.2 | N/A
Boiler | B_Upgrade_nopreHCs | Electric Storage Heaters Responsiveness <=0.2 | GSHP | 73-97 | Low_G | 0.96 | 688.1 | N/A
Boiler | B_Upgrade_nopreHCs | Electric Storage Heaters Responsiveness <=0.2 | GSHP | 98-199 | High_D | 0.96 | 234.9 | N/A
Boiler | B_Upgrade_nopreHCs | Electric Storage Heaters Responsiveness <=0.2 | GSHP | 98-199 | Low_D | 0.96 | 279.7 | N/A
Boiler | B_Upgrade_nopreHCs | Electric Storage Heaters Responsiveness <=0.2 | GSHP | 98-199 | High_E | 0.96 | 334.5 | N/A
Boiler | B_Upgrade_nopreHCs | Electric Storage Heaters Responsiveness <=0.2 | GSHP | 98-199 | Low_E | 0.96 | 387.1 | N/A
Boiler | B_Upgrade_nopreHCs | Electric Storage Heaters Responsiveness <=0.2 | GSHP | 98-199 | High_F | 0.96 | 461 | N/A
Boiler | B_Upgrade_nopreHCs | Electric Storage Heaters Responsiveness <=0.2 | GSHP | 98-199 | Low_F | 0.96 | 543.5 | N/A
Boiler | B_Upgrade_nopreHCs | Electric Storage Heaters Responsiveness <=0.2 | GSHP | 98-199 | High_G | 0.96 | 659.2 | N/A
Boiler | B_Upgrade_nopreHCs | Electric Storage Heaters Responsiveness <=0.2 | GSHP | 98-199 | Low_G | 0.96 | 791.5 | N/A
Boiler | B_Upgrade_nopreHCs | Electric Storage Heaters Responsiveness <=0.2 | GSHP | 200+ | High_D | 0.96 | 418.3 | N/A
Boiler | B_Upgrade_nopreHCs | Electric Storage Heaters Responsiveness <=0.2 | GSHP | 200+ | Low_D | 0.96 | 496.7 | N/A
Boiler | B_Upgrade_nopreHCs | Electric Storage Heaters Responsiveness <=0.2 | GSHP | 200+ | High_E | 0.96 | 594.3 | N/A
Boiler | B_Upgrade_nopreHCs | Electric Storage Heaters Responsiveness <=0.2 | GSHP | 200+ | Low_E | 0.96 | 688.1 | N/A
Boiler | B_Upgrade_nopreHCs | Electric Storage Heaters Responsiveness <=0.2 | GSHP | 200+ | High_F | 0.96 | 819.8 | N/A
Boiler | B_Upgrade_nopreHCs | Electric Storage Heaters Responsiveness <=0.2 | GSHP | 200+ | Low_F | 0.96 | 966.8 | N/A
Boiler | B_Upgrade_nopreHCs | Electric Storage Heaters Responsiveness <=0.2 | GSHP | 200+ | High_G | 0.96 | 1173 | N/A
Boiler | B_Upgrade_nopreHCs | Electric Storage Heaters Responsiveness <=0.2 | GSHP | 200+ | Low_G | 0.96 | 1408.8 | N/A
Boiler | B_First_Time_CH | Electric Room Heaters | GSHP | 0-72 | High_D | 0.96 | 391.1 | N/A
Boiler | B_First_Time_CH | Electric Room Heaters | GSHP | 0-72 | Low_D | 0.96 | 473.3 | N/A
Boiler | B_First_Time_CH | Electric Room Heaters | GSHP | 0-72 | High_E | 0.96 | 573.7 | N/A
Boiler | B_First_Time_CH | Electric Room Heaters | GSHP | 0-72 | Low_E | 0.96 | 670.2 | N/A
Boiler | B_First_Time_CH | Electric Room Heaters | GSHP | 0-72 | High_F | 0.96 | 805.6 | N/A
Boiler | B_First_Time_CH | Electric Room Heaters | GSHP | 0-72 | Low_F | 0.96 | 956.7 | N/A
Boiler | B_First_Time_CH | Electric Room Heaters | GSHP | 0-72 | High_G | 0.96 | 1168.7 | N/A
Boiler | B_First_Time_CH | Electric Room Heaters | GSHP | 0-72 | Low_G | 0.96 | 1411.2 | N/A
Boiler | B_First_Time_CH | Electric Room Heaters | GSHP | 73-97 | High_D | 0.96 | 428.5 | N/A
Boiler | B_First_Time_CH | Electric Room Heaters | GSHP | 73-97 | Low_D | 0.96 | 517.4 | N/A
Boiler | B_First_Time_CH | Electric Room Heaters | GSHP | 73-97 | High_E | 0.96 | 625.9 | N/A
Boiler | B_First_Time_CH | Electric Room Heaters | GSHP | 73-97 | Low_E | 0.96 | 730.1 | N/A
Boiler | B_First_Time_CH | Electric Room Heaters | GSHP | 73-97 | High_F | 0.96 | 876.5 | N/A
Boiler | B_First_Time_CH | Electric Room Heaters | GSHP | 73-97 | Low_F | 0.96 | 1039.8 | N/A
Boiler | B_First_Time_CH | Electric Room Heaters | GSHP | 73-97 | High_G | 0.96 | 1269 | N/A
Boiler | B_First_Time_CH | Electric Room Heaters | GSHP | 73-97 | Low_G | 0.96 | 1531.1 | N/A
Boiler | B_First_Time_CH | Electric Room Heaters | GSHP | 98-199 | High_D | 0.96 | 501.6 | N/A
Boiler | B_First_Time_CH | Electric Room Heaters | GSHP | 98-199 | Low_D | 0.96 | 603.9 | N/A
Boiler | B_First_Time_CH | Electric Room Heaters | GSHP | 98-199 | High_E | 0.96 | 728.8 | N/A
Boiler | B_First_Time_CH | Electric Room Heaters | GSHP | 98-199 | Low_E | 0.96 | 848.7 | N/A
Boiler | B_First_Time_CH | Electric Room Heaters | GSHP | 98-199 | High_F | 0.96 | 1017.2 | N/A
Boiler | B_First_Time_CH | Electric Room Heaters | GSHP | 98-199 | Low_F | 0.96 | 1205.1 | N/A
Boiler | B_First_Time_CH | Electric Room Heaters | GSHP | 98-199 | High_G | 0.96 | 1468.9 | N/A
Boiler | B_First_Time_CH | Electric Room Heaters | GSHP | 98-199 | Low_G | 0.96 | 1770.5 | N/A
Boiler | B_First_Time_CH | Electric Room Heaters | GSHP | 200+ | High_D | 0.96 | 919.8 | N/A
Boiler | B_First_Time_CH | Electric Room Heaters | GSHP | 200+ | Low_D | 0.96 | 1098.4 | N/A
Boiler | B_First_Time_CH | Electric Room Heaters | GSHP | 200+ | High_E | 0.96 | 1321 | N/A
Boiler | B_First_Time_CH | Electric Room Heaters | GSHP | 200+ | Low_E | 0.96 | 1534.8 | N/A
Boiler | B_First_Time_CH | Electric Room Heaters | GSHP | 200+ | High_F | 0.96 | 1835.1 | N/A
Boiler | B_First_Time_CH | Electric Room Heaters | GSHP | 200+ | Low_F | 0.96 | 2170 | N/A
Boiler | B_First_Time_CH | Electric Room Heaters | GSHP | 200+ | High_G | 0.96 | 2640.1 | N/A
Boiler | B_First_Time_CH | Electric Room Heaters | GSHP | 200+ | Low_G | 0.96 | 3177.7 | N/A
Boiler | B_First_Time_CH | Bottled LPG Room Heaters | Air to Water ASHP | 0-72 | High_D | 0.96 | 462.7 | N/A
Boiler | B_First_Time_CH | Bottled LPG Room Heaters | Air to Water ASHP | 0-72 | Low_D | 0.96 | 505.6 | N/A
Boiler | B_First_Time_CH | Bottled LPG Room Heaters | Air to Water ASHP | 0-72 | High_E | 0.96 | 612.9 | N/A
Boiler | B_First_Time_CH | Bottled LPG Room Heaters | Air to Water ASHP | 0-72 | Low_E | 0.96 | 715.9 | N/A
Boiler | B_First_Time_CH | Bottled LPG Room Heaters | Air to Water ASHP | 0-72 | High_F | 0.96 | 860.6 | N/A
Boiler | B_First_Time_CH | Bottled LPG Room Heaters | Air to Water ASHP | 0-72 | Low_F | 0.96 | 1021.9 | N/A
Boiler | B_First_Time_CH | Bottled LPG Room Heaters | Air to Water ASHP | 0-72 | High_G | 0.96 | 1248.4 | N/A
Boiler | B_First_Time_CH | Bottled LPG Room Heaters | Air to Water ASHP | 0-72 | Low_G | 0.96 | 1507.4 | N/A
Boiler | B_First_Time_CH | Bottled LPG Room Heaters | Air to Water ASHP | 73-97 | High_D | 0.96 | 561.9 | N/A
Boiler | B_First_Time_CH | Bottled LPG Room Heaters | Air to Water ASHP | 73-97 | Low_D | 0.96 | 561.9 | N/A
Boiler | B_First_Time_CH | Bottled LPG Room Heaters | Air to Water ASHP | 73-97 | High_E | 0.96 | 668.6 | N/A
Boiler | B_First_Time_CH | Bottled LPG Room Heaters | Air to Water ASHP | 73-97 | Low_E | 0.96 | 779.9 | N/A
Boiler | B_First_Time_CH | Bottled LPG Room Heaters | Air to Water ASHP | 73-97 | High_F | 0.96 | 936.3 | N/A
Boiler | B_First_Time_CH | Bottled LPG Room Heaters | Air to Water ASHP | 73-97 | Low_F | 0.96 | 1110.7 | N/A
Boiler | B_First_Time_CH | Bottled LPG Room Heaters | Air to Water ASHP | 73-97 | High_G | 0.96 | 1355.6 | N/A
Boiler | B_First_Time_CH | Bottled LPG Room Heaters | Air to Water ASHP | 73-97 | Low_G | 0.96 | 1635.5 | N/A
Boiler | B_First_Time_CH | Bottled LPG Room Heaters | Air to Water ASHP | 98-199 | High_D | 0.96 | 669.3 | N/A
Boiler | B_First_Time_CH | Bottled LPG Room Heaters | Air to Water ASHP | 98-199 | Low_D | 0.96 | 669.3 | N/A
Boiler | B_First_Time_CH | Bottled LPG Room Heaters | Air to Water ASHP | 98-199 | High_E | 0.96 | 778.5 | N/A
Boiler | B_First_Time_CH | Bottled LPG Room Heaters | Air to Water ASHP | 98-199 | Low_E | 0.96 | 906.6 | N/A
Boiler | B_First_Time_CH | Bottled LPG Room Heaters | Air to Water ASHP | 98-199 | High_F | 0.96 | 1086.6 | N/A
Boiler | B_First_Time_CH | Bottled LPG Room Heaters | Air to Water ASHP | 98-199 | Low_F | 0.96 | 1287.3 | N/A
Boiler | B_First_Time_CH | Bottled LPG Room Heaters | Air to Water ASHP | 98-199 | High_G | 0.96 | 1569 | N/A
Boiler | B_First_Time_CH | Bottled LPG Room Heaters | Air to Water ASHP | 98-199 | Low_G | 0.96 | 1891.2 | N/A
Boiler | B_First_Time_CH | Bottled LPG Room Heaters | Air to Water ASHP | 200+ | High_D | 0.96 | 1247.4 | N/A
Boiler | B_First_Time_CH | Bottled LPG Room Heaters | Air to Water ASHP | 200+ | Low_D | 0.96 | 1247.4 | N/A
Boiler | B_First_Time_CH | Bottled LPG Room Heaters | Air to Water ASHP | 200+ | High_E | 0.96 | 1411.1 | N/A
Boiler | B_First_Time_CH | Bottled LPG Room Heaters | Air to Water ASHP | 200+ | Low_E | 0.96 | 1639.5 | N/A
Boiler | B_First_Time_CH | Bottled LPG Room Heaters | Air to Water ASHP | 200+ | High_F | 0.96 | 1960.3 | N/A
Boiler | B_First_Time_CH | Bottled LPG Room Heaters | Air to Water ASHP | 200+ | Low_F | 0.96 | 2318 | N/A
Boiler | B_First_Time_CH | Bottled LPG Room Heaters | Air to Water ASHP | 200+ | High_G | 0.96 | 2820.2 | N/A
Boiler | B_First_Time_CH | Bottled LPG Room Heaters | Air to Water ASHP | 200+ | Low_G | 0.96 | 3394.4 | N/A
Boiler | B_Upgrade_nopreHCs | Bottled LPG Boiler | Air to Water ASHP | 0-72 | High_D | 0.96 | 353.1 | N/A
Boiler | B_Upgrade_nopreHCs | Bottled LPG Boiler | Air to Water ASHP | 0-72 | Low_D | 0.96 | 427.4 | N/A
Boiler | B_Upgrade_nopreHCs | Bottled LPG Boiler | Air to Water ASHP | 0-72 | High_E | 0.96 | 518 | N/A
Boiler | B_Upgrade_nopreHCs | Bottled LPG Boiler | Air to Water ASHP | 0-72 | Low_E | 0.96 | 605.1 | N/A
Boiler | B_Upgrade_nopreHCs | Bottled LPG Boiler | Air to Water ASHP | 0-72 | High_F | 0.96 | 727.4 | N/A
Boiler | B_Upgrade_nopreHCs | Bottled LPG Boiler | Air to Water ASHP | 0-72 | Low_F | 0.96 | 863.8 | N/A
Boiler | B_Upgrade_nopreHCs | Bottled LPG Boiler | Air to Water ASHP | 0-72 | High_G | 0.96 | 1055.2 | N/A
Boiler | B_Upgrade_nopreHCs | Bottled LPG Boiler | Air to Water ASHP | 0-72 | Low_G | 0.96 | 1274.1 | N/A
Boiler | B_Upgrade_nopreHCs | Bottled LPG Boiler | Air to Water ASHP | 73-97 | High_D | 0.96 | 386.9 | N/A
Boiler | B_Upgrade_nopreHCs | Bottled LPG Boiler | Air to Water ASHP | 73-97 | Low_D | 0.96 | 467.1 | N/A
Boiler | B_Upgrade_nopreHCs | Bottled LPG Boiler | Air to Water ASHP | 73-97 | High_E | 0.96 | 565.1 | N/A
Boiler | B_Upgrade_nopreHCs | Bottled LPG Boiler | Air to Water ASHP | 73-97 | Low_E | 0.96 | 659.2 | N/A
Boiler | B_Upgrade_nopreHCs | Bottled LPG Boiler | Air to Water ASHP | 73-97 | High_F | 0.96 | 791.4 | N/A
Boiler | B_Upgrade_nopreHCs | Bottled LPG Boiler | Air to Water ASHP | 73-97 | Low_F | 0.96 | 938.8 | N/A
Boiler | B_Upgrade_nopreHCs | Bottled LPG Boiler | Air to Water ASHP | 73-97 | High_G | 0.96 | 1145.8 | N/A
Boiler | B_Upgrade_nopreHCs | Bottled LPG Boiler | Air to Water ASHP | 73-97 | Low_G | 0.96 | 1382.4 | N/A
Boiler | B_Upgrade_nopreHCs | Bottled LPG Boiler | Air to Water ASHP | 98-199 | High_D | 0.96 | 452.9 | N/A
Boiler | B_Upgrade_nopreHCs | Bottled LPG Boiler | Air to Water ASHP | 98-199 | Low_D | 0.96 | 545.2 | N/A
Boiler | B_Upgrade_nopreHCs | Bottled LPG Boiler | Air to Water ASHP | 98-199 | High_E | 0.96 | 658 | N/A
Boiler | B_Upgrade_nopreHCs | Bottled LPG Boiler | Air to Water ASHP | 98-199 | Low_E | 0.96 | 766.3 | N/A
Boiler | B_Upgrade_nopreHCs | Bottled LPG Boiler | Air to Water ASHP | 98-199 | High_F | 0.96 | 918.4 | N/A
Boiler | B_Upgrade_nopreHCs | Bottled LPG Boiler | Air to Water ASHP | 98-199 | Low_F | 0.96 | 1088.1 | N/A
Boiler | B_Upgrade_nopreHCs | Bottled LPG Boiler | Air to Water ASHP | 98-199 | High_G | 0.96 | 1326.2 | N/A
Boiler | B_Upgrade_nopreHCs | Bottled LPG Boiler | Air to Water ASHP | 98-199 | Low_G | 0.96 | 1598.5 | N/A
Boiler | B_Upgrade_nopreHCs | Bottled LPG Boiler | Air to Water ASHP | 200+ | High_D | 0.96 | 830.5 | N/A
Boiler | B_Upgrade_nopreHCs | Bottled LPG Boiler | Air to Water ASHP | 200+ | Low_D | 0.96 | 991.8 | N/A
Boiler | B_Upgrade_nopreHCs | Bottled LPG Boiler | Air to Water ASHP | 200+ | High_E | 0.96 | 1192.7 | N/A
Boiler | B_Upgrade_nopreHCs | Bottled LPG Boiler | Air to Water ASHP | 200+ | Low_E | 0.96 | 1385.8 | N/A
Boiler | B_Upgrade_nopreHCs | Bottled LPG Boiler | Air to Water ASHP | 200+ | High_F | 0.96 | 1656.9 | N/A
Boiler | B_Upgrade_nopreHCs | Bottled LPG Boiler | Air to Water ASHP | 200+ | Low_F | 0.96 | 1959.3 | N/A
Boiler | B_Upgrade_nopreHCs | Bottled LPG Boiler | Air to Water ASHP | 200+ | High_G | 0.96 | 2383.7 | N/A
Boiler | B_Upgrade_nopreHCs | Bottled LPG Boiler | Air to Water ASHP | 200+ | Low_G | 0.96 | 2869.1 | N/A
Boiler | B_First_Time_CH | Solid Fossil Room Heaters | Air to Water ASHP | 0-72 | High_D | 0.96 | 171.1 | N/A
Boiler | B_First_Time_CH | Solid Fossil Room Heaters | Air to Water ASHP | 0-72 | Low_D | 0.96 | 207.1 | N/A
Boiler | B_First_Time_CH | Solid Fossil Room Heaters | Air to Water ASHP | 0-72 | High_E | 0.96 | 251.1 | N/A
Boiler | B_First_Time_CH | Solid Fossil Room Heaters | Air to Water ASHP | 0-72 | Low_E | 0.96 | 293.3 | N/A
Boiler | B_First_Time_CH | Solid Fossil Room Heaters | Air to Water ASHP | 0-72 | High_F | 0.96 | 352.5 | N/A
Boiler | B_First_Time_CH | Solid Fossil Room Heaters | Air to Water ASHP | 0-72 | Low_F | 0.96 | 418.7 | N/A
Boiler | B_First_Time_CH | Solid Fossil Room Heaters | Air to Water ASHP | 0-72 | High_G | 0.96 | 511.4 | N/A
Boiler | B_First_Time_CH | Solid Fossil Room Heaters | Air to Water ASHP | 0-72 | Low_G | 0.96 | 617.5 | N/A
Boiler | B_First_Time_CH | Solid Fossil Room Heaters | Air to Water ASHP | 73-97 | High_D | 0.96 | 187.5 | N/A
Boiler | B_First_Time_CH | Solid Fossil Room Heaters | Air to Water ASHP | 73-97 | Low_D | 0.96 | 226.4 | N/A
Boiler | B_First_Time_CH | Solid Fossil Room Heaters | Air to Water ASHP | 73-97 | High_E | 0.96 | 273.9 | N/A
Boiler | B_First_Time_CH | Solid Fossil Room Heaters | Air to Water ASHP | 73-97 | Low_E | 0.96 | 319.5 | N/A
Boiler | B_First_Time_CH | Solid Fossil Room Heaters | Air to Water ASHP | 73-97 | High_F | 0.96 | 383.6 | N/A
Boiler | B_First_Time_CH | Solid Fossil Room Heaters | Air to Water ASHP | 73-97 | Low_F | 0.96 | 455 | N/A
Boiler | B_First_Time_CH | Solid Fossil Room Heaters | Air to Water ASHP | 73-97 | High_G | 0.96 | 555.3 | N/A
Boiler | B_First_Time_CH | Solid Fossil Room Heaters | Air to Water ASHP | 73-97 | Low_G | 0.96 | 670 | N/A
Boiler | B_First_Time_CH | Solid Fossil Room Heaters | Air to Water ASHP | 98-199 | High_D | 0.96 | 219.5 | N/A
Boiler | B_First_Time_CH | Solid Fossil Room Heaters | Air to Water ASHP | 98-199 | Low_D | 0.96 | 264.3 | N/A
Boiler | B_First_Time_CH | Solid Fossil Room Heaters | Air to Water ASHP | 98-199 | High_E | 0.96 | 318.9 | N/A
Boiler | B_First_Time_CH | Solid Fossil Room Heaters | Air to Water ASHP | 98-199 | Low_E | 0.96 | 371.4 | N/A
Boiler | B_First_Time_CH | Solid Fossil Room Heaters | Air to Water ASHP | 98-199 | High_F | 0.96 | 445.1 | N/A
Boiler | B_First_Time_CH | Solid Fossil Room Heaters | Air to Water ASHP | 98-199 | Low_F | 0.96 | 527.4 | N/A
Boiler | B_First_Time_CH | Solid Fossil Room Heaters | Air to Water ASHP | 98-199 | High_G | 0.96 | 642.8 | N/A
Boiler | B_First_Time_CH | Solid Fossil Room Heaters | Air to Water ASHP | 98-199 | Low_G | 0.96 | 774.8 | N/A
Boiler | B_First_Time_CH | Solid Fossil Room Heaters | Air to Water ASHP | 200+ | High_D | 0.96 | 402.5 | N/A
Boiler | B_First_Time_CH | Solid Fossil Room Heaters | Air to Water ASHP | 200+ | Low_D | 0.96 | 480.7 | N/A
Boiler | B_First_Time_CH | Solid Fossil Room Heaters | Air to Water ASHP | 200+ | High_E | 0.96 | 578.1 | N/A
Boiler | B_First_Time_CH | Solid Fossil Room Heaters | Air to Water ASHP | 200+ | Low_E | 0.96 | 671.7 | N/A
Boiler | B_First_Time_CH | Solid Fossil Room Heaters | Air to Water ASHP | 200+ | High_F | 0.96 | 803.1 | N/A
Boiler | B_First_Time_CH | Solid Fossil Room Heaters | Air to Water ASHP | 200+ | Low_F | 0.96 | 949.6 | N/A
Boiler | B_First_Time_CH | Solid Fossil Room Heaters | Air to Water ASHP | 200+ | High_G | 0.96 | 1155.3 | N/A
Boiler | B_First_Time_CH | Solid Fossil Room Heaters | Air to Water ASHP | 200+ | Low_G | 0.96 | 1390.6 | N/A
Boiler | B_Upgrade_nopreHCs | Solid Fossil Boiler | Air to Water ASHP | 0-72 | High_D | 0.96 | 84.1 | N/A
Boiler | B_Upgrade_nopreHCs | Solid Fossil Boiler | Air to Water ASHP | 0-72 | Low_D | 0.96 | 101.7 | N/A
Boiler | B_Upgrade_nopreHCs | Solid Fossil Boiler | Air to Water ASHP | 0-72 | High_E | 0.96 | 123.3 | N/A
Boiler | B_Upgrade_nopreHCs | Solid Fossil Boiler | Air to Water ASHP | 0-72 | Low_E | 0.96 | 144 | N/A
Boiler | B_Upgrade_nopreHCs | Solid Fossil Boiler | Air to Water ASHP | 0-72 | High_F | 0.96 | 173.1 | N/A
Boiler | B_Upgrade_nopreHCs | Solid Fossil Boiler | Air to Water ASHP | 0-72 | Low_F | 0.96 | 205.6 | N/A
Boiler | B_Upgrade_nopreHCs | Solid Fossil Boiler | Air to Water ASHP | 0-72 | High_G | 0.96 | 251.2 | N/A
Boiler | B_Upgrade_nopreHCs | Solid Fossil Boiler | Air to Water ASHP | 0-72 | Low_G | 0.96 | 303.3 | N/A
Boiler | B_Upgrade_nopreHCs | Solid Fossil Boiler | Air to Water ASHP | 73-97 | High_D | 0.96 | 92.1 | N/A
Boiler | B_Upgrade_nopreHCs | Solid Fossil Boiler | Air to Water ASHP | 73-97 | Low_D | 0.96 | 111.2 | N/A
Boiler | B_Upgrade_nopreHCs | Solid Fossil Boiler | Air to Water ASHP | 73-97 | High_E | 0.96 | 134.5 | N/A
Boiler | B_Upgrade_nopreHCs | Solid Fossil Boiler | Air to Water ASHP | 73-97 | Low_E | 0.96 | 156.9 | N/A
Boiler | B_Upgrade_nopreHCs | Solid Fossil Boiler | Air to Water ASHP | 73-97 | High_F | 0.96 | 188.4 | N/A
Boiler | B_Upgrade_nopreHCs | Solid Fossil Boiler | Air to Water ASHP | 73-97 | Low_F | 0.96 | 223.5 | N/A
Boiler | B_Upgrade_nopreHCs | Solid Fossil Boiler | Air to Water ASHP | 73-97 | High_G | 0.96 | 272.7 | N/A
Boiler | B_Upgrade_nopreHCs | Solid Fossil Boiler | Air to Water ASHP | 73-97 | Low_G | 0.96 | 329.1 | N/A
Boiler | B_Upgrade_nopreHCs | Solid Fossil Boiler | Air to Water ASHP | 98-199 | High_D | 0.96 | 107.8 | N/A
Boiler | B_Upgrade_nopreHCs | Solid Fossil Boiler | Air to Water ASHP | 98-199 | Low_D | 0.96 | 129.8 | N/A
Boiler | B_Upgrade_nopreHCs | Solid Fossil Boiler | Air to Water ASHP | 98-199 | High_E | 0.96 | 156.6 | N/A
Boiler | B_Upgrade_nopreHCs | Solid Fossil Boiler | Air to Water ASHP | 98-199 | Low_E | 0.96 | 182.4 | N/A
Boiler | B_Upgrade_nopreHCs | Solid Fossil Boiler | Air to Water ASHP | 98-199 | High_F | 0.96 | 218.6 | N/A
Boiler | B_Upgrade_nopreHCs | Solid Fossil Boiler | Air to Water ASHP | 98-199 | Low_F | 0.96 | 259 | N/A
Boiler | B_Upgrade_nopreHCs | Solid Fossil Boiler | Air to Water ASHP | 98-199 | High_G | 0.96 | 315.7 | N/A
Boiler | B_Upgrade_nopreHCs | Solid Fossil Boiler | Air to Water ASHP | 98-199 | Low_G | 0.96 | 380.5 | N/A
Boiler | B_Upgrade_nopreHCs | Solid Fossil Boiler | Air to Water ASHP | 200+ | High_D | 0.96 | 197.7 | N/A
Boiler | B_Upgrade_nopreHCs | Solid Fossil Boiler | Air to Water ASHP | 200+ | Low_D | 0.96 | 236.1 | N/A
Boiler | B_Upgrade_nopreHCs | Solid Fossil Boiler | Air to Water ASHP | 200+ | High_E | 0.96 | 283.9 | N/A
Boiler | B_Upgrade_nopreHCs | Solid Fossil Boiler | Air to Water ASHP | 200+ | Low_E | 0.96 | 329.8 | N/A
Boiler | B_Upgrade_nopreHCs | Solid Fossil Boiler | Air to Water ASHP | 200+ | High_F | 0.96 | 394.4 | N/A
Boiler | B_Upgrade_nopreHCs | Solid Fossil Boiler | Air to Water ASHP | 200+ | Low_F | 0.96 | 466.4 | N/A
Boiler | B_Upgrade_nopreHCs | Solid Fossil Boiler | Air to Water ASHP | 200+ | High_G | 0.96 | 567.4 | N/A
Boiler | B_Upgrade_nopreHCs | Solid Fossil Boiler | Air to Water ASHP | 200+ | Low_G | 0.96 | 682.9 | N/A
Boiler | B_Upgrade_nopreHCs | Non Condensing LPG Boiler | Air to Water ASHP | 0-72 | High_D | 0.96 | 328.4 | N/A
Boiler | B_Upgrade_nopreHCs | Non Condensing LPG Boiler | Air to Water ASHP | 0-72 | Low_D | 0.96 | 389.4 | N/A
Boiler | B_Upgrade_nopreHCs | Non Condensing LPG Boiler | Air to Water ASHP | 0-72 | High_E | 0.96 | 463.8 | N/A
Boiler | B_Upgrade_nopreHCs | Non Condensing LPG Boiler | Air to Water ASHP | 0-72 | Low_E | 0.96 | 535.4 | N/A
Boiler | B_Upgrade_nopreHCs | Non Condensing LPG Boiler | Air to Water ASHP | 0-72 | High_F | 0.96 | 635.8 | N/A
Boiler | B_Upgrade_nopreHCs | Non Condensing LPG Boiler | Air to Water ASHP | 0-72 | Low_F | 0.96 | 747.8 | N/A
Boiler | B_Upgrade_nopreHCs | Non Condensing LPG Boiler | Air to Water ASHP | 0-72 | High_G | 0.96 | 905.1 | N/A
Boiler | B_Upgrade_nopreHCs | Non Condensing LPG Boiler | Air to Water ASHP | 0-72 | Low_G | 0.96 | 1084.9 | N/A
Boiler | B_Upgrade_nopreHCs | Non Condensing LPG Boiler | Air to Water ASHP | 73-97 | High_D | 0.96 | 352.6 | N/A
Boiler | B_Upgrade_nopreHCs | Non Condensing LPG Boiler | Air to Water ASHP | 73-97 | Low_D | 0.96 | 418.6 | N/A
Boiler | B_Upgrade_nopreHCs | Non Condensing LPG Boiler | Air to Water ASHP | 73-97 | High_E | 0.96 | 499 | N/A
Boiler | B_Upgrade_nopreHCs | Non Condensing LPG Boiler | Air to Water ASHP | 73-97 | Low_E | 0.96 | 576.3 | N/A
Boiler | B_Upgrade_nopreHCs | Non Condensing LPG Boiler | Air to Water ASHP | 73-97 | High_F | 0.96 | 684.9 | N/A
Boiler | B_Upgrade_nopreHCs | Non Condensing LPG Boiler | Air to Water ASHP | 73-97 | Low_F | 0.96 | 806 | N/A
Boiler | B_Upgrade_nopreHCs | Non Condensing LPG Boiler | Air to Water ASHP | 73-97 | High_G | 0.96 | 976 | N/A
Boiler | B_Upgrade_nopreHCs | Non Condensing LPG Boiler | Air to Water ASHP | 73-97 | Low_G | 0.96 | 1170.4 | N/A
Boiler | B_Upgrade_nopreHCs | Non Condensing LPG Boiler | Air to Water ASHP | 98-199 | High_D | 0.96 | 403.3 | N/A
Boiler | B_Upgrade_nopreHCs | Non Condensing LPG Boiler | Air to Water ASHP | 98-199 | Low_D | 0.96 | 479.2 | N/A
Boiler | B_Upgrade_nopreHCs | Non Condensing LPG Boiler | Air to Water ASHP | 98-199 | High_E | 0.96 | 571.8 | N/A
Boiler | B_Upgrade_nopreHCs | Non Condensing LPG Boiler | Air to Water ASHP | 98-199 | Low_E | 0.96 | 660.8 | N/A
Boiler | B_Upgrade_nopreHCs | Non Condensing LPG Boiler | Air to Water ASHP | 98-199 | High_F | 0.96 | 785.8 | N/A
Boiler | B_Upgrade_nopreHCs | Non Condensing LPG Boiler | Air to Water ASHP | 98-199 | Low_F | 0.96 | 925.1 | N/A
Boiler | B_Upgrade_nopreHCs | Non Condensing LPG Boiler | Air to Water ASHP | 98-199 | High_G | 0.96 | 1120.7 | N/A
Boiler | B_Upgrade_nopreHCs | Non Condensing LPG Boiler | Air to Water ASHP | 98-199 | Low_G | 0.96 | 1344.4 | N/A
Boiler | B_Upgrade_nopreHCs | Non Condensing LPG Boiler | Air to Water ASHP | 200+ | High_D | 0.96 | 713.5 | N/A
Boiler | B_Upgrade_nopreHCs | Non Condensing LPG Boiler | Air to Water ASHP | 200+ | Low_D | 0.96 | 846 | N/A
Boiler | B_Upgrade_nopreHCs | Non Condensing LPG Boiler | Air to Water ASHP | 200+ | High_E | 0.96 | 1011.1 | N/A
Boiler | B_Upgrade_nopreHCs | Non Condensing LPG Boiler | Air to Water ASHP | 200+ | Low_E | 0.96 | 1169.6 | N/A
Boiler | B_Upgrade_nopreHCs | Non Condensing LPG Boiler | Air to Water ASHP | 200+ | High_F | 0.96 | 1392.4 | N/A
Boiler | B_Upgrade_nopreHCs | Non Condensing LPG Boiler | Air to Water ASHP | 200+ | Low_F | 0.96 | 1640.8 | N/A
Boiler | B_Upgrade_nopreHCs | Non Condensing LPG Boiler | Air to Water ASHP | 200+ | High_G | 0.96 | 1989.4 | N/A
Boiler | B_Upgrade_nopreHCs | Non Condensing LPG Boiler | Air to Water ASHP | 200+ | Low_G | 0.96 | 2388.1 | N/A
Boiler | B_Upgrade_nopreHCs | Condensing LPG Boiler | Air to Water ASHP | 0-72 | High_D | 0.96 | 280.9 | N/A
Boiler | B_Upgrade_nopreHCs | Condensing LPG Boiler | Air to Water ASHP | 0-72 | Low_D | 0.96 | 330.5 | N/A
Boiler | B_Upgrade_nopreHCs | Condensing LPG Boiler | Air to Water ASHP | 0-72 | High_E | 0.96 | 391 | N/A
Boiler | B_Upgrade_nopreHCs | Condensing LPG Boiler | Air to Water ASHP | 0-72 | Low_E | 0.96 | 449.2 | N/A
Boiler | B_Upgrade_nopreHCs | Condensing LPG Boiler | Air to Water ASHP | 0-72 | High_F | 0.96 | 530.9 | N/A
Boiler | B_Upgrade_nopreHCs | Condensing LPG Boiler | Air to Water ASHP | 0-72 | Low_F | 0.96 | 622 | N/A
Boiler | B_Upgrade_nopreHCs | Condensing LPG Boiler | Air to Water ASHP | 0-72 | High_G | 0.96 | 749.9 | N/A
Boiler | B_Upgrade_nopreHCs | Condensing LPG Boiler | Air to Water ASHP | 0-72 | Low_G | 0.96 | 896.1 | N/A
Boiler | B_Upgrade_nopreHCs | Condensing LPG Boiler | Air to Water ASHP | 73-97 | High_D | 0.96 | 299.3 | N/A
Boiler | B_Upgrade_nopreHCs | Condensing LPG Boiler | Air to Water ASHP | 73-97 | Low_D | 0.96 | 352.9 | N/A
Boiler | B_Upgrade_nopreHCs | Condensing LPG Boiler | Air to Water ASHP | 73-97 | High_E | 0.96 | 418.4 | N/A
Boiler | B_Upgrade_nopreHCs | Condensing LPG Boiler | Air to Water ASHP | 73-97 | Low_E | 0.96 | 481.3 | N/A
Boiler | B_Upgrade_nopreHCs | Condensing LPG Boiler | Air to Water ASHP | 73-97 | High_F | 0.96 | 569.6 | N/A
Boiler | B_Upgrade_nopreHCs | Condensing LPG Boiler | Air to Water ASHP | 73-97 | Low_F | 0.96 | 668.1 | N/A
Boiler | B_Upgrade_nopreHCs | Condensing LPG Boiler | Air to Water ASHP | 73-97 | High_G | 0.96 | 806.3 | N/A
Boiler | B_Upgrade_nopreHCs | Condensing LPG Boiler | Air to Water ASHP | 73-97 | Low_G | 0.96 | 964.4 | N/A
Boiler | B_Upgrade_nopreHCs | Condensing LPG Boiler | Air to Water ASHP | 98-199 | High_D | 0.96 | 339.3 | N/A
Boiler | B_Upgrade_nopreHCs | Condensing LPG Boiler | Air to Water ASHP | 98-199 | Low_D | 0.96 | 401 | N/A
Boiler | B_Upgrade_nopreHCs | Condensing LPG Boiler | Air to Water ASHP | 98-199 | High_E | 0.96 | 476.4 | N/A
Boiler | B_Upgrade_nopreHCs | Condensing LPG Boiler | Air to Water ASHP | 98-199 | Low_E | 0.96 | 548.7 | N/A
Boiler | B_Upgrade_nopreHCs | Condensing LPG Boiler | Air to Water ASHP | 98-199 | High_F | 0.96 | 650.3 | N/A
Boiler | B_Upgrade_nopreHCs | Condensing LPG Boiler | Air to Water ASHP | 98-199 | Low_F | 0.96 | 763.7 | N/A
Boiler | B_Upgrade_nopreHCs | Condensing LPG Boiler | Air to Water ASHP | 98-199 | High_G | 0.96 | 922.8 | N/A
Boiler | B_Upgrade_nopreHCs | Condensing LPG Boiler | Air to Water ASHP | 98-199 | Low_G | 0.96 | 1104.7 | N/A
Boiler | B_Upgrade_nopreHCs | Condensing LPG Boiler | Air to Water ASHP | 200+ | High_D | 0.96 | 591.6 | N/A
Boiler | B_Upgrade_nopreHCs | Condensing LPG Boiler | Air to Water ASHP | 200+ | Low_D | 0.96 | 699.3 | N/A
Boiler | B_Upgrade_nopreHCs | Condensing LPG Boiler | Air to Water ASHP | 200+ | High_E | 0.96 | 833.6 | N/A
Boiler | B_Upgrade_nopreHCs | Condensing LPG Boiler | Air to Water ASHP | 200+ | Low_E | 0.96 | 962.5 | N/A
Boiler | B_Upgrade_nopreHCs | Condensing LPG Boiler | Air to Water ASHP | 200+ | High_F | 0.96 | 1143.7 | N/A
Boiler | B_Upgrade_nopreHCs | Condensing LPG Boiler | Air to Water ASHP | 200+ | Low_F | 0.96 | 1345.7 | N/A
Boiler | B_Upgrade_nopreHCs | Condensing LPG Boiler | Air to Water ASHP | 200+ | High_G | 0.96 | 1629.2 | N/A
Boiler | B_Upgrade_nopreHCs | Condensing LPG Boiler | Air to Water ASHP | 200+ | Low_G | 0.96 | 1953.5 | N/A
Boiler | B_Upgrade_nopreHCs | Non Condensing Oil Boiler | Air to Water ASHP | 0-72 | High_D | 0.96 | 136.9 | N/A
Boiler | B_Upgrade_nopreHCs | Non Condensing Oil Boiler | Air to Water ASHP | 0-72 | Low_D | 0.96 | 165.7 | N/A
Boiler | B_Upgrade_nopreHCs | Non Condensing Oil Boiler | Air to Water ASHP | 0-72 | High_E | 0.96 | 200.8 | N/A
Boiler | B_Upgrade_nopreHCs | Non Condensing Oil Boiler | Air to Water ASHP | 0-72 | Low_E | 0.96 | 234.6 | N/A
Boiler | B_Upgrade_nopreHCs | Non Condensing Oil Boiler | Air to Water ASHP | 0-72 | High_F | 0.96 | 282 | N/A
Boiler | B_Upgrade_nopreHCs | Non Condensing Oil Boiler | Air to Water ASHP | 0-72 | Low_F | 0.96 | 334.9 | N/A
Boiler | B_Upgrade_nopreHCs | Non Condensing Oil Boiler | Air to Water ASHP | 0-72 | High_G | 0.96 | 409.1 | N/A
Boiler | B_Upgrade_nopreHCs | Non Condensing Oil Boiler | Air to Water ASHP | 0-72 | Low_G | 0.96 | 493.9 | N/A
Boiler | B_Upgrade_nopreHCs | Non Condensing Oil Boiler | Air to Water ASHP | 73-97 | High_D | 0.96 | 150 | N/A
Boiler | B_Upgrade_nopreHCs | Non Condensing Oil Boiler | Air to Water ASHP | 73-97 | Low_D | 0.96 | 181.1 | N/A
Boiler | B_Upgrade_nopreHCs | Non Condensing Oil Boiler | Air to Water ASHP | 73-97 | High_E | 0.96 | 219.1 | N/A
Boiler | B_Upgrade_nopreHCs | Non Condensing Oil Boiler | Air to Water ASHP | 73-97 | Low_E | 0.96 | 255.6 | N/A
Boiler | B_Upgrade_nopreHCs | Non Condensing Oil Boiler | Air to Water ASHP | 73-97 | High_F | 0.96 | 306.8 | N/A
Boiler | B_Upgrade_nopreHCs | Non Condensing Oil Boiler | Air to Water ASHP | 73-97 | Low_F | 0.96 | 364 | N/A
Boiler | B_Upgrade_nopreHCs | Non Condensing Oil Boiler | Air to Water ASHP | 73-97 | High_G | 0.96 | 444.2 | N/A
Boiler | B_Upgrade_nopreHCs | Non Condensing Oil Boiler | Air to Water ASHP | 73-97 | Low_G | 0.96 | 535.9 | N/A
Boiler | B_Upgrade_nopreHCs | Non Condensing Oil Boiler | Air to Water ASHP | 98-199 | High_D | 0.96 | 175.6 | N/A
Boiler | B_Upgrade_nopreHCs | Non Condensing Oil Boiler | Air to Water ASHP | 98-199 | Low_D | 0.96 | 211.4 | N/A
Boiler | B_Upgrade_nopreHCs | Non Condensing Oil Boiler | Air to Water ASHP | 98-199 | High_E | 0.96 | 255.1 | N/A
Boiler | B_Upgrade_nopreHCs | Non Condensing Oil Boiler | Air to Water ASHP | 98-199 | Low_E | 0.96 | 297.1 | N/A
Boiler | B_Upgrade_nopreHCs | Non Condensing Oil Boiler | Air to Water ASHP | 98-199 | High_F | 0.96 | 356 | N/A
Boiler | B_Upgrade_nopreHCs | Non Condensing Oil Boiler | Air to Water ASHP | 98-199 | Low_F | 0.96 | 421.8 | N/A
Boiler | B_Upgrade_nopreHCs | Non Condensing Oil Boiler | Air to Water ASHP | 98-199 | High_G | 0.96 | 514.1 | N/A
Boiler | B_Upgrade_nopreHCs | Non Condensing Oil Boiler | Air to Water ASHP | 98-199 | Low_G | 0.96 | 619.7 | N/A
Boiler | B_Upgrade_nopreHCs | Non Condensing Oil Boiler | Air to Water ASHP | 200+ | High_D | 0.96 | 322 | N/A
Boiler | B_Upgrade_nopreHCs | Non Condensing Oil Boiler | Air to Water ASHP | 200+ | Low_D | 0.96 | 384.5 | N/A
Boiler | B_Upgrade_nopreHCs | Non Condensing Oil Boiler | Air to Water ASHP | 200+ | High_E | 0.96 | 462.4 | N/A
Boiler | B_Upgrade_nopreHCs | Non Condensing Oil Boiler | Air to Water ASHP | 200+ | Low_E | 0.96 | 537.2 | N/A
Boiler | B_Upgrade_nopreHCs | Non Condensing Oil Boiler | Air to Water ASHP | 200+ | High_F | 0.96 | 642.3 | N/A
Boiler | B_Upgrade_nopreHCs | Non Condensing Oil Boiler | Air to Water ASHP | 200+ | Low_F | 0.96 | 759.6 | N/A
Boiler | B_Upgrade_nopreHCs | Non Condensing Oil Boiler | Air to Water ASHP | 200+ | High_G | 0.96 | 924.1 | N/A
Boiler | B_Upgrade_nopreHCs | Non Condensing Oil Boiler | Air to Water ASHP | 200+ | Low_G | 0.96 | 1112.3 | N/A
Boiler | B_Upgrade_nopreHCs | Condensing Oil Boiler | Air to Water ASHP | 0-72 | High_D | 0.96 | 78.7 | N/A
Boiler | B_Upgrade_nopreHCs | Condensing Oil Boiler | Air to Water ASHP | 0-72 | Low_D | 0.96 | 95.2 | N/A
Boiler | B_Upgrade_nopreHCs | Condensing Oil Boiler | Air to Water ASHP | 0-72 | High_E | 0.96 | 115.4 | N/A
Boiler | B_Upgrade_nopreHCs | Condensing Oil Boiler | Air to Water ASHP | 0-72 | Low_E | 0.96 | 134.8 | N/A
Boiler | B_Upgrade_nopreHCs | Condensing Oil Boiler | Air to Water ASHP | 0-72 | High_F | 0.96 | 162.1 | N/A
Boiler | B_Upgrade_nopreHCs | Condensing Oil Boiler | Air to Water ASHP | 0-72 | Low_F | 0.96 | 192.5 | N/A
Boiler | B_Upgrade_nopreHCs | Condensing Oil Boiler | Air to Water ASHP | 0-72 | High_G | 0.96 | 235.2 | N/A
Boiler | B_Upgrade_nopreHCs | Condensing Oil Boiler | Air to Water ASHP | 0-72 | Low_G | 0.96 | 283.9 | N/A
Boiler | B_Upgrade_nopreHCs | Condensing Oil Boiler | Air to Water ASHP | 73-97 | High_D | 0.96 | 86.2 | N/A
Boiler | B_Upgrade_nopreHCs | Condensing Oil Boiler | Air to Water ASHP | 73-97 | Low_D | 0.96 | 104.1 | N/A
Boiler | B_Upgrade_nopreHCs | Condensing Oil Boiler | Air to Water ASHP | 73-97 | High_E | 0.96 | 125.9 | N/A
Boiler | B_Upgrade_nopreHCs | Condensing Oil Boiler | Air to Water ASHP | 73-97 | Low_E | 0.96 | 146.9 | N/A
Boiler | B_Upgrade_nopreHCs | Condensing Oil Boiler | Air to Water ASHP | 73-97 | High_F | 0.96 | 176.4 | N/A
Boiler | B_Upgrade_nopreHCs | Condensing Oil Boiler | Air to Water ASHP | 73-97 | Low_F | 0.96 | 209.2 | N/A
Boiler | B_Upgrade_nopreHCs | Condensing Oil Boiler | Air to Water ASHP | 73-97 | High_G | 0.96 | 255.3 | N/A
Boiler | B_Upgrade_nopreHCs | Condensing Oil Boiler | Air to Water ASHP | 73-97 | Low_G | 0.96 | 308.1 | N/A
Boiler | B_Upgrade_nopreHCs | Condensing Oil Boiler | Air to Water ASHP | 98-199 | High_D | 0.96 | 100.9 | N/A
Boiler | B_Upgrade_nopreHCs | Condensing Oil Boiler | Air to Water ASHP | 98-199 | Low_D | 0.96 | 121.5 | N/A
Boiler | B_Upgrade_nopreHCs | Condensing Oil Boiler | Air to Water ASHP | 98-199 | High_E | 0.96 | 146.6 | N/A
Boiler | B_Upgrade_nopreHCs | Condensing Oil Boiler | Air to Water ASHP | 98-199 | Low_E | 0.96 | 170.8 | N/A
Boiler | B_Upgrade_nopreHCs | Condensing Oil Boiler | Air to Water ASHP | 98-199 | High_F | 0.96 | 204.7 | N/A
Boiler | B_Upgrade_nopreHCs | Condensing Oil Boiler | Air to Water ASHP | 98-199 | Low_F | 0.96 | 242.5 | N/A
Boiler | B_Upgrade_nopreHCs | Condensing Oil Boiler | Air to Water ASHP | 98-199 | High_G | 0.96 | 295.5 | N/A
Boiler | B_Upgrade_nopreHCs | Condensing Oil Boiler | Air to Water ASHP | 98-199 | Low_G | 0.96 | 356.2 | N/A
Boiler | B_Upgrade_nopreHCs | Condensing Oil Boiler | Air to Water ASHP | 200+ | High_D | 0.96 | 185.1 | N/A
Boiler | B_Upgrade_nopreHCs | Condensing Oil Boiler | Air to Water ASHP | 200+ | Low_D | 0.96 | 221 | N/A
Boiler | B_Upgrade_nopreHCs | Condensing Oil Boiler | Air to Water ASHP | 200+ | High_E | 0.96 | 265.8 | N/A
Boiler | B_Upgrade_nopreHCs | Condensing Oil Boiler | Air to Water ASHP | 200+ | Low_E | 0.96 | 308.8 | N/A
Boiler | B_Upgrade_nopreHCs | Condensing Oil Boiler | Air to Water ASHP | 200+ | High_F | 0.96 | 369.2 | N/A
Boiler | B_Upgrade_nopreHCs | Condensing Oil Boiler | Air to Water ASHP | 200+ | Low_F | 0.96 | 436.6 | N/A
Boiler | B_Upgrade_nopreHCs | Condensing Oil Boiler | Air to Water ASHP | 200+ | High_G | 0.96 | 531.2 | N/A
Boiler | B_Upgrade_nopreHCs | Condensing Oil Boiler | Air to Water ASHP | 200+ | Low_G | 0.96 | 639.4 | N/A
Boiler | B_Upgrade_nopreHCs | Non Condensing Gas Boiler | Air to Water ASHP | 0-72 | High_D | 0.96 | 63.7 | N/A
Boiler | B_Upgrade_nopreHCs | Non Condensing Gas Boiler | Air to Water ASHP | 0-72 | Low_D | 0.96 | 46.9 | N/A
Boiler | B_Upgrade_nopreHCs | Non Condensing Gas Boiler | Air to Water ASHP | 0-72 | High_E | 0.96 | 26.4 | N/A
Boiler | B_Upgrade_nopreHCs | Non Condensing Gas Boiler | Air to Water ASHP | 0-72 | Low_E | 0.96 | 6.7 | N/A
Boiler | B_Upgrade_nopreHCs | Non Condensing Gas Boiler | Air to Water ASHP | 0-72 | High_F | 0.96 | 0 | N/A
Boiler | B_Upgrade_nopreHCs | Non Condensing Gas Boiler | Air to Water ASHP | 0-72 | Low_F | 0.96 | 0 | N/A
Boiler | B_Upgrade_nopreHCs | Non Condensing Gas Boiler | Air to Water ASHP | 0-72 | High_G | 0.96 | 0 | N/A
Boiler | B_Upgrade_nopreHCs | Non Condensing Gas Boiler | Air to Water ASHP | 0-72 | Low_G | 0.96 | 0 | N/A
Boiler | B_Upgrade_nopreHCs | Non Condensing Gas Boiler | Air to Water ASHP | 73-97 | High_D | 0.96 | 43 | N/A
Boiler | B_Upgrade_nopreHCs | Non Condensing Gas Boiler | Air to Water ASHP | 73-97 | Low_D | 0.96 | 24.8 | N/A
Boiler | B_Upgrade_nopreHCs | Non Condensing Gas Boiler | Air to Water ASHP | 73-97 | High_E | 0.96 | 2.7 | N/A
Boiler | B_Upgrade_nopreHCs | Non Condensing Gas Boiler | Air to Water ASHP | 73-97 | Low_E | 0.96 | 0 | N/A
Boiler | B_Upgrade_nopreHCs | Non Condensing Gas Boiler | Air to Water ASHP | 73-97 | High_F | 0.96 | 0 | N/A
Boiler | B_Upgrade_nopreHCs | Non Condensing Gas Boiler | Air to Water ASHP | 73-97 | Low_F | 0.96 | 0 | N/A
Boiler | B_Upgrade_nopreHCs | Non Condensing Gas Boiler | Air to Water ASHP | 73-97 | High_G | 0.96 | 0 | N/A
Boiler | B_Upgrade_nopreHCs | Non Condensing Gas Boiler | Air to Water ASHP | 73-97 | Low_G | 0.96 | 0 | N/A
Boiler | B_Upgrade_nopreHCs | Non Condensing Gas Boiler | Air to Water ASHP | 98-199 | High_D | 0.96 | 15 | N/A
Boiler | B_Upgrade_nopreHCs | Non Condensing Gas Boiler | Air to Water ASHP | 98-199 | Low_D | 0.96 | 0 | N/A
Boiler | B_Upgrade_nopreHCs | Non Condensing Gas Boiler | Air to Water ASHP | 98-199 | High_E | 0.96 | 0 | N/A
Boiler | B_Upgrade_nopreHCs | Non Condensing Gas Boiler | Air to Water ASHP | 98-199 | Low_E | 0.96 | 0 | N/A
Boiler | B_Upgrade_nopreHCs | Non Condensing Gas Boiler | Air to Water ASHP | 98-199 | High_F | 0.96 | 0 | N/A
Boiler | B_Upgrade_nopreHCs | Non Condensing Gas Boiler | Air to Water ASHP | 98-199 | Low_F | 0.96 | 0 | N/A
Boiler | B_Upgrade_nopreHCs | Non Condensing Gas Boiler | Air to Water ASHP | 98-199 | High_G | 0.96 | 0 | N/A
Boiler | B_Upgrade_nopreHCs | Non Condensing Gas Boiler | Air to Water ASHP | 98-199 | Low_G | 0.96 | 0 | N/A
Boiler | B_Upgrade_nopreHCs | Non Condensing Gas Boiler | Air to Water ASHP | 200+ | High_D | 0.96 | 0 | N/A
Boiler | B_Upgrade_nopreHCs | Non Condensing Gas Boiler | Air to Water ASHP | 200+ | Low_D | 0.96 | 0 | N/A
Boiler | B_Upgrade_nopreHCs | Non Condensing Gas Boiler | Air to Water ASHP | 200+ | High_E | 0.96 | 0 | N/A
Boiler | B_Upgrade_nopreHCs | Non Condensing Gas Boiler | Air to Water ASHP | 200+ | Low_E | 0.96 | 0 | N/A
Boiler | B_Upgrade_nopreHCs | Non Condensing Gas Boiler | Air to Water ASHP | 200+ | High_F | 0.96 | 0 | N/A
Boiler | B_Upgrade_nopreHCs | Non Condensing Gas Boiler | Air to Water ASHP | 200+ | Low_F | 0.96 | 0 | N/A
Boiler | B_Upgrade_nopreHCs | Non Condensing Gas Boiler | Air to Water ASHP | 200+ | High_G | 0.96 | 0 | N/A
Boiler | B_Upgrade_nopreHCs | Non Condensing Gas Boiler | Air to Water ASHP | 200+ | Low_G | 0.96 | 0 | N/A
Boiler | B_Upgrade_nopreHCs | Condensing Gas Boiler | Air to Water ASHP | 0-72 | High_D | 0.96 | 0 | N/A
Boiler | B_Upgrade_nopreHCs | Condensing Gas Boiler | Air to Water ASHP | 0-72 | Low_D | 0.96 | 0 | N/A
Boiler | B_Upgrade_nopreHCs | Condensing Gas Boiler | Air to Water ASHP | 0-72 | High_E | 0.96 | 0 | N/A
Boiler | B_Upgrade_nopreHCs | Condensing Gas Boiler | Air to Water ASHP | 0-72 | Low_E | 0.96 | 0 | N/A
Boiler | B_Upgrade_nopreHCs | Condensing Gas Boiler | Air to Water ASHP | 0-72 | High_F | 0.96 | 0 | N/A
Boiler | B_Upgrade_nopreHCs | Condensing Gas Boiler | Air to Water ASHP | 0-72 | Low_F | 0.96 | 0 | N/A
Boiler | B_Upgrade_nopreHCs | Condensing Gas Boiler | Air to Water ASHP | 0-72 | High_G | 0.96 | 0 | N/A
Boiler | B_Upgrade_nopreHCs | Condensing Gas Boiler | Air to Water ASHP | 0-72 | Low_G | 0.96 | 0 | N/A
Boiler | B_Upgrade_nopreHCs | Condensing Gas Boiler | Air to Water ASHP | 73-97 | High_D | 0.96 | 0 | N/A
Boiler | B_Upgrade_nopreHCs | Condensing Gas Boiler | Air to Water ASHP | 73-97 | Low_D | 0.96 | 0 | N/A
Boiler | B_Upgrade_nopreHCs | Condensing Gas Boiler | Air to Water ASHP | 73-97 | High_E | 0.96 | 0 | N/A
Boiler | B_Upgrade_nopreHCs | Condensing Gas Boiler | Air to Water ASHP | 73-97 | Low_E | 0.96 | 0 | N/A
Boiler | B_Upgrade_nopreHCs | Condensing Gas Boiler | Air to Water ASHP | 73-97 | High_F | 0.96 | 0 | N/A
Boiler | B_Upgrade_nopreHCs | Condensing Gas Boiler | Air to Water ASHP | 73-97 | Low_F | 0.96 | 0 | N/A
Boiler | B_Upgrade_nopreHCs | Condensing Gas Boiler | Air to Water ASHP | 73-97 | High_G | 0.96 | 0 | N/A
Boiler | B_Upgrade_nopreHCs | Condensing Gas Boiler | Air to Water ASHP | 73-97 | Low_G | 0.96 | 0 | N/A
Boiler | B_Upgrade_nopreHCs | Condensing Gas Boiler | Air to Water ASHP | 98-199 | High_D | 0.96 | 0 | N/A
Boiler | B_Upgrade_nopreHCs | Condensing Gas Boiler | Air to Water ASHP | 98-199 | Low_D | 0.96 | 0 | N/A
Boiler | B_Upgrade_nopreHCs | Condensing Gas Boiler | Air to Water ASHP | 98-199 | High_E | 0.96 | 0 | N/A
Boiler | B_Upgrade_nopreHCs | Condensing Gas Boiler | Air to Water ASHP | 98-199 | Low_E | 0.96 | 0 | N/A
Boiler | B_Upgrade_nopreHCs | Condensing Gas Boiler | Air to Water ASHP | 98-199 | High_F | 0.96 | 0 | N/A
Boiler | B_Upgrade_nopreHCs | Condensing Gas Boiler | Air to Water ASHP | 98-199 | Low_F | 0.96 | 0 | N/A
Boiler | B_Upgrade_nopreHCs | Condensing Gas Boiler | Air to Water ASHP | 98-199 | High_G | 0.96 | 0 | N/A
Boiler | B_Upgrade_nopreHCs | Condensing Gas Boiler | Air to Water ASHP | 98-199 | Low_G | 0.96 | 0 | N/A
Boiler | B_Upgrade_nopreHCs | Condensing Gas Boiler | Air to Water ASHP | 200+ | High_D | 0.96 | 0 | N/A
Boiler | B_Upgrade_nopreHCs | Condensing Gas Boiler | Air to Water ASHP | 200+ | Low_D | 0.96 | 0 | N/A
Boiler | B_Upgrade_nopreHCs | Condensing Gas Boiler | Air to Water ASHP | 200+ | High_E | 0.96 | 0 | N/A
Boiler | B_Upgrade_nopreHCs | Condensing Gas Boiler | Air to Water ASHP | 200+ | Low_E | 0.96 | 0 | N/A
Boiler | B_Upgrade_nopreHCs | Condensing Gas Boiler | Air to Water ASHP | 200+ | High_F | 0.96 | 0 | N/A
Boiler | B_Upgrade_nopreHCs | Condensing Gas Boiler | Air to Water ASHP | 200+ | Low_F | 0.96 | 0 | N/A
Boiler | B_Upgrade_nopreHCs | Condensing Gas Boiler | Air to Water ASHP | 200+ | High_G | 0.96 | 0 | N/A
Boiler | B_Upgrade_nopreHCs | Condensing Gas Boiler | Air to Water ASHP | 200+ | Low_G | 0.96 | 0 | N/A
Boiler | B_First_Time_CH | Gas Fire with Back Boiler | Air to Water ASHP | 0-72 | High_D | 0.96 | 243.3 | N/A
Boiler | B_First_Time_CH | Gas Fire with Back Boiler | Air to Water ASHP | 0-72 | Low_D | 0.96 | 274.3 | N/A
Boiler | B_First_Time_CH | Gas Fire with Back Boiler | Air to Water ASHP | 0-72 | High_E | 0.96 | 312.2 | N/A
Boiler | B_First_Time_CH | Gas Fire with Back Boiler | Air to Water ASHP | 0-72 | Low_E | 0.96 | 348.6 | N/A
Boiler | B_First_Time_CH | Gas Fire with Back Boiler | Air to Water ASHP | 0-72 | High_F | 0.96 | 399.7 | N/A
Boiler | B_First_Time_CH | Gas Fire with Back Boiler | Air to Water ASHP | 0-72 | Low_F | 0.96 | 456.7 | N/A
Boiler | B_First_Time_CH | Gas Fire with Back Boiler | Air to Water ASHP | 0-72 | High_G | 0.96 | 536.7 | N/A
Boiler | B_First_Time_CH | Gas Fire with Back Boiler | Air to Water ASHP | 0-72 | Low_G | 0.96 | 628.2 | N/A
Boiler | B_First_Time_CH | Gas Fire with Back Boiler | Air to Water ASHP | 73-97 | High_D | 0.96 | 248.7 | N/A
Boiler | B_First_Time_CH | Gas Fire with Back Boiler | Air to Water ASHP | 73-97 | Low_D | 0.96 | 282.2 | N/A
Boiler | B_First_Time_CH | Gas Fire with Back Boiler | Air to Water ASHP | 73-97 | High_E | 0.96 | 323.2 | N/A
Boiler | B_First_Time_CH | Gas Fire with Back Boiler | Air to Water ASHP | 73-97 | Low_E | 0.96 | 362.5 | N/A
Boiler | B_First_Time_CH | Gas Fire with Back Boiler | Air to Water ASHP | 73-97 | High_F | 0.96 | 417.8 | N/A
Boiler | B_First_Time_CH | Gas Fire with Back Boiler | Air to Water ASHP | 73-97 | Low_F | 0.96 | 479.4 | N/A
Boiler | B_First_Time_CH | Gas Fire with Back Boiler | Air to Water ASHP | 73-97 | High_G | 0.96 | 565.9 | N/A
Boiler | B_First_Time_CH | Gas Fire with Back Boiler | Air to Water ASHP | 73-97 | Low_G | 0.96 | 664.8 | N/A
Boiler | B_First_Time_CH | Gas Fire with Back Boiler | Air to Water ASHP | 98-199 | High_D | 0.96 | 267.6 | N/A
Boiler | B_First_Time_CH | Gas Fire with Back Boiler | Air to Water ASHP | 98-199 | Low_D | 0.96 | 306.2 | N/A
Boiler | B_First_Time_CH | Gas Fire with Back Boiler | Air to Water ASHP | 98-199 | High_E | 0.96 | 353.3 | N/A
Boiler | B_First_Time_CH | Gas Fire with Back Boiler | Air to Water ASHP | 98-199 | Low_E | 0.96 | 398.6 | N/A
Boiler | B_First_Time_CH | Gas Fire with Back Boiler | Air to Water ASHP | 98-199 | High_F | 0.96 | 462.2 | N/A
Boiler | B_First_Time_CH | Gas Fire with Back Boiler | Air to Water ASHP | 98-199 | Low_F | 0.96 | 533.1 | N/A
Boiler | B_First_Time_CH | Gas Fire with Back Boiler | Air to Water ASHP | 98-199 | High_G | 0.96 | 632.6 | N/A
Boiler | B_First_Time_CH | Gas Fire with Back Boiler | Air to Water ASHP | 98-199 | Low_G | 0.96 | 746.4 | N/A
Boiler | B_First_Time_CH | Gas Fire with Back Boiler | Air to Water ASHP | 200+ | High_D | 0.96 | 425.4 | N/A
Boiler | B_First_Time_CH | Gas Fire with Back Boiler | Air to Water ASHP | 200+ | Low_D | 0.96 | 492.8 | N/A
Boiler | B_First_Time_CH | Gas Fire with Back Boiler | Air to Water ASHP | 200+ | High_E | 0.96 | 576.8 | N/A
Boiler | B_First_Time_CH | Gas Fire with Back Boiler | Air to Water ASHP | 200+ | Low_E | 0.96 | 657.5 | N/A
Boiler | B_First_Time_CH | Gas Fire with Back Boiler | Air to Water ASHP | 200+ | High_F | 0.96 | 770.8 | N/A
Boiler | B_First_Time_CH | Gas Fire with Back Boiler | Air to Water ASHP | 200+ | Low_F | 0.96 | 897.2 | N/A
Boiler | B_First_Time_CH | Gas Fire with Back Boiler | Air to Water ASHP | 200+ | High_G | 0.96 | 1074.6 | N/A
Boiler | B_First_Time_CH | Gas Fire with Back Boiler | Air to Water ASHP | 200+ | Low_G | 0.96 | 1277.5 | N/A
Boiler | B_First_Time_CH | Gas Room Heaters | Air to Water ASHP | 0-72 | High_D | 0.96 | 171.4 | N/A
Boiler | B_First_Time_CH | Gas Room Heaters | Air to Water ASHP | 0-72 | Low_D | 0.96 | 183.3 | N/A
Boiler | B_First_Time_CH | Gas Room Heaters | Air to Water ASHP | 0-72 | High_E | 0.96 | 197.9 | N/A
Boiler | B_First_Time_CH | Gas Room Heaters | Air to Water ASHP | 0-72 | Low_E | 0.96 | 211.8 | N/A
Boiler | B_First_Time_CH | Gas Room Heaters | Air to Water ASHP | 0-72 | High_F | 0.96 | 231.4 | N/A
Boiler | B_First_Time_CH | Gas Room Heaters | Air to Water ASHP | 0-72 | Low_F | 0.96 | 253.3 | N/A
Boiler | B_First_Time_CH | Gas Room Heaters | Air to Water ASHP | 0-72 | High_G | 0.96 | 284 | N/A
Boiler | B_First_Time_CH | Gas Room Heaters | Air to Water ASHP | 0-72 | Low_G | 0.96 | 319.1 | N/A
Boiler | B_First_Time_CH | Gas Room Heaters | Air to Water ASHP | 73-97 | High_D | 0.96 | 166.4 | N/A
Boiler | B_First_Time_CH | Gas Room Heaters | Air to Water ASHP | 73-97 | Low_D | 0.96 | 179.3 | N/A
Boiler | B_First_Time_CH | Gas Room Heaters | Air to Water ASHP | 73-97 | High_E | 0.96 | 195 | N/A
Boiler | B_First_Time_CH | Gas Room Heaters | Air to Water ASHP | 73-97 | Low_E | 0.96 | 210.1 | N/A
Boiler | B_First_Time_CH | Gas Room Heaters | Air to Water ASHP | 73-97 | High_F | 0.96 | 231.3 | N/A
Boiler | B_First_Time_CH | Gas Room Heaters | Air to Water ASHP | 73-97 | Low_F | 0.96 | 254.9 | N/A
Boiler | B_First_Time_CH | Gas Room Heaters | Air to Water ASHP | 73-97 | High_G | 0.96 | 288.1 | N/A
Boiler | B_First_Time_CH | Gas Room Heaters | Air to Water ASHP | 73-97 | Low_G | 0.96 | 326 | N/A
Boiler | B_First_Time_CH | Gas Room Heaters | Air to Water ASHP | 98-199 | High_D | 0.96 | 166.5 | N/A
Boiler | B_First_Time_CH | Gas Room Heaters | Air to Water ASHP | 98-199 | Low_D | 0.96 | 181.4 | N/A
Boiler | B_First_Time_CH | Gas Room Heaters | Air to Water ASHP | 98-199 | High_E | 0.96 | 199.4 | N/A
Boiler | B_First_Time_CH | Gas Room Heaters | Air to Water ASHP | 98-199 | Low_E | 0.96 | 216.8 | N/A
Boiler | B_First_Time_CH | Gas Room Heaters | Air to Water ASHP | 98-199 | High_F | 0.96 | 241.2 | N/A
Boiler | B_First_Time_CH | Gas Room Heaters | Air to Water ASHP | 98-199 | Low_F | 0.96 | 268.4 | N/A
Boiler | B_First_Time_CH | Gas Room Heaters | Air to Water ASHP | 98-199 | High_G | 0.96 | 306.6 | N/A
Boiler | B_First_Time_CH | Gas Room Heaters | Air to Water ASHP | 98-199 | Low_G | 0.96 | 350.2 | N/A
Boiler | B_First_Time_CH | Gas Room Heaters | Air to Water ASHP | 200+ | High_D | 0.96 | 227.1 | N/A
Boiler | B_First_Time_CH | Gas Room Heaters | Air to Water ASHP | 200+ | Low_D | 0.96 | 252.9 | N/A
Boiler | B_First_Time_CH | Gas Room Heaters | Air to Water ASHP | 200+ | High_E | 0.96 | 285.2 | N/A
Boiler | B_First_Time_CH | Gas Room Heaters | Air to Water ASHP | 200+ | Low_E | 0.96 | 316.1 | N/A
Boiler | B_First_Time_CH | Gas Room Heaters | Air to Water ASHP | 200+ | High_F | 0.96 | 359.6 | N/A
Boiler | B_First_Time_CH | Gas Room Heaters | Air to Water ASHP | 200+ | Low_F | 0.96 | 408.1 | N/A
Boiler | B_First_Time_CH | Gas Room Heaters | Air to Water ASHP | 200+ | High_G | 0.96 | 476.1 | N/A
Boiler | B_First_Time_CH | Gas Room Heaters | Air to Water ASHP | 200+ | Low_G | 0.96 | 553.9 | N/A
Boiler | B_Upgrade_nopreHCs | Gas Back Boiler to Radiators | Air to Water ASHP | 0-72 | High_D | 0.96 | 128.3 | N/A
Boiler | B_Upgrade_nopreHCs | Gas Back Boiler to Radiators | Air to Water ASHP | 0-72 | Low_D | 0.96 | 128.7 | N/A
Boiler | B_Upgrade_nopreHCs | Gas Back Boiler to Radiators | Air to Water ASHP | 0-72 | High_E | 0.96 | 129.3 | N/A
Boiler | B_Upgrade_nopreHCs | Gas Back Boiler to Radiators | Air to Water ASHP | 0-72 | Low_E | 0.96 | 129.8 | N/A
Boiler | B_Upgrade_nopreHCs | Gas Back Boiler to Radiators | Air to Water ASHP | 0-72 | High_F | 0.96 | 130.5 | N/A
Boiler | B_Upgrade_nopreHCs | Gas Back Boiler to Radiators | Air to Water ASHP | 0-72 | Low_F | 0.96 | 131.3 | N/A
Boiler | B_Upgrade_nopreHCs | Gas Back Boiler to Radiators | Air to Water ASHP | 0-72 | High_G | 0.96 | 132.4 | N/A
Boiler | B_Upgrade_nopreHCs | Gas Back Boiler to Radiators | Air to Water ASHP | 0-72 | Low_G | 0.96 | 133.6 | N/A
Boiler | B_Upgrade_nopreHCs | Gas Back Boiler to Radiators | Air to Water ASHP | 73-97 | High_D | 0.96 | 117 | N/A
Boiler | B_Upgrade_nopreHCs | Gas Back Boiler to Radiators | Air to Water ASHP | 73-97 | Low_D | 0.96 | 117.5 | N/A
Boiler | B_Upgrade_nopreHCs | Gas Back Boiler to Radiators | Air to Water ASHP | 73-97 | High_E | 0.96 | 118.1 | N/A
Boiler | B_Upgrade_nopreHCs | Gas Back Boiler to Radiators | Air to Water ASHP | 73-97 | Low_E | 0.96 | 118.6 | N/A
Boiler | B_Upgrade_nopreHCs | Gas Back Boiler to Radiators | Air to Water ASHP | 73-97 | High_F | 0.96 | 119.4 | N/A
Boiler | B_Upgrade_nopreHCs | Gas Back Boiler to Radiators | Air to Water ASHP | 73-97 | Low_F | 0.96 | 120.2 | N/A
Boiler | B_Upgrade_nopreHCs | Gas Back Boiler to Radiators | Air to Water ASHP | 73-97 | High_G | 0.96 | 121.4 | N/A
Boiler | B_Upgrade_nopreHCs | Gas Back Boiler to Radiators | Air to Water ASHP | 73-97 | Low_G | 0.96 | 122.8 | N/A
Boiler | B_Upgrade_nopreHCs | Gas Back Boiler to Radiators | Air to Water ASHP | 98-199 | High_D | 0.96 | 105.9 | N/A
Boiler | B_Upgrade_nopreHCs | Gas Back Boiler to Radiators | Air to Water ASHP | 98-199 | Low_D | 0.96 | 106.5 | N/A
Boiler | B_Upgrade_nopreHCs | Gas Back Boiler to Radiators | Air to Water ASHP | 98-199 | High_E | 0.96 | 107.1 | N/A
Boiler | B_Upgrade_nopreHCs | Gas Back Boiler to Radiators | Air to Water ASHP | 98-199 | Low_E | 0.96 | 107.7 | N/A
Boiler | B_Upgrade_nopreHCs | Gas Back Boiler to Radiators | Air to Water ASHP | 98-199 | High_F | 0.96 | 108.6 | N/A
Boiler | B_Upgrade_nopreHCs | Gas Back Boiler to Radiators | Air to Water ASHP | 98-199 | Low_F | 0.96 | 109.6 | N/A
Boiler | B_Upgrade_nopreHCs | Gas Back Boiler to Radiators | Air to Water ASHP | 98-199 | High_G | 0.96 | 110.9 | N/A
Boiler | B_Upgrade_nopreHCs | Gas Back Boiler to Radiators | Air to Water ASHP | 98-199 | Low_G | 0.96 | 112.5 | N/A
Boiler | B_Upgrade_nopreHCs | Gas Back Boiler to Radiators | Air to Water ASHP | 200+ | High_D | 0.96 | 108.1 | N/A
Boiler | B_Upgrade_nopreHCs | Gas Back Boiler to Radiators | Air to Water ASHP | 200+ | Low_D | 0.96 | 109 | N/A
Boiler | B_Upgrade_nopreHCs | Gas Back Boiler to Radiators | Air to Water ASHP | 200+ | High_E | 0.96 | 110.2 | N/A
Boiler | B_Upgrade_nopreHCs | Gas Back Boiler to Radiators | Air to Water ASHP | 200+ | Low_E | 0.96 | 111.3 | N/A
Boiler | B_Upgrade_nopreHCs | Gas Back Boiler to Radiators | Air to Water ASHP | 200+ | High_F | 0.96 | 112.8 | N/A
Boiler | B_Upgrade_nopreHCs | Gas Back Boiler to Radiators | Air to Water ASHP | 200+ | Low_F | 0.96 | 114.6 | N/A
Boiler | B_Upgrade_nopreHCs | Gas Back Boiler to Radiators | Air to Water ASHP | 200+ | High_G | 0.96 | 117 | N/A
Boiler | B_Upgrade_nopreHCs | Gas Back Boiler to Radiators | Air to Water ASHP | 200+ | Low_G | 0.96 | 119.8 | N/A
Boiler | B_Upgrade_nopreHCs | Electric Storage Heaters Responsiveness <=0.2 | Air to Water ASHP | 0-72 | High_D | 0.96 | 133.8 | N/A
Boiler | B_Upgrade_nopreHCs | Electric Storage Heaters Responsiveness <=0.2 | Air to Water ASHP | 0-72 | Low_D | 0.96 | 157.6 | N/A
Boiler | B_Upgrade_nopreHCs | Electric Storage Heaters Responsiveness <=0.2 | Air to Water ASHP | 0-72 | High_E | 0.96 | 186.6 | N/A
Boiler | B_Upgrade_nopreHCs | Electric Storage Heaters Responsiveness <=0.2 | Air to Water ASHP | 0-72 | Low_E | 0.96 | 214.5 | N/A
Boiler | B_Upgrade_nopreHCs | Electric Storage Heaters Responsiveness <=0.2 | Air to Water ASHP | 0-72 | High_F | 0.96 | 253.7 | N/A
Boiler | B_Upgrade_nopreHCs | Electric Storage Heaters Responsiveness <=0.2 | Air to Water ASHP | 0-72 | Low_F | 0.96 | 297.5 | N/A
Boiler | B_Upgrade_nopreHCs | Electric Storage Heaters Responsiveness <=0.2 | Air to Water ASHP | 0-72 | High_G | 0.96 | 358.8 | N/A
Boiler | B_Upgrade_nopreHCs | Electric Storage Heaters Responsiveness <=0.2 | Air to Water ASHP | 0-72 | Low_G | 0.96 | 429 | N/A
Boiler | B_Upgrade_nopreHCs | Electric Storage Heaters Responsiveness <=0.2 | Air to Water ASHP | 73-97 | High_D | 0.96 | 142.7 | N/A
Boiler | B_Upgrade_nopreHCs | Electric Storage Heaters Responsiveness <=0.2 | Air to Water ASHP | 73-97 | Low_D | 0.96 | 168.4 | N/A
Boiler | B_Upgrade_nopreHCs | Electric Storage Heaters Responsiveness <=0.2 | Air to Water ASHP | 73-97 | High_E | 0.96 | 199.9 | N/A
Boiler | B_Upgrade_nopreHCs | Electric Storage Heaters Responsiveness <=0.2 | Air to Water ASHP | 73-97 | Low_E | 0.96 | 230 | N/A
Boiler | B_Upgrade_nopreHCs | Electric Storage Heaters Responsiveness <=0.2 | Air to Water ASHP | 73-97 | High_F | 0.96 | 272.4 | N/A
Boiler | B_Upgrade_nopreHCs | Electric Storage Heaters Responsiveness <=0.2 | Air to Water ASHP | 73-97 | Low_F | 0.96 | 319.7 | N/A
Boiler | B_Upgrade_nopreHCs | Electric Storage Heaters Responsiveness <=0.2 | Air to Water ASHP | 73-97 | High_G | 0.96 | 386 | N/A
Boiler | B_Upgrade_nopreHCs | Electric Storage Heaters Responsiveness <=0.2 | Air to Water ASHP | 73-97 | Low_G | 0.96 | 461.8 | N/A
Boiler | B_Upgrade_nopreHCs | Electric Storage Heaters Responsiveness <=0.2 | Air to Water ASHP | 98-199 | High_D | 0.96 | 162 | N/A
Boiler | B_Upgrade_nopreHCs | Electric Storage Heaters Responsiveness <=0.2 | Air to Water ASHP | 98-199 | Low_D | 0.96 | 191.6 | N/A
Boiler | B_Upgrade_nopreHCs | Electric Storage Heaters Responsiveness <=0.2 | Air to Water ASHP | 98-199 | High_E | 0.96 | 227.8 | N/A
Boiler | B_Upgrade_nopreHCs | Electric Storage Heaters Responsiveness <=0.2 | Air to Water ASHP | 98-199 | Low_E | 0.96 | 262.5 | N/A
Boiler | B_Upgrade_nopreHCs | Electric Storage Heaters Responsiveness <=0.2 | Air to Water ASHP | 98-199 | High_F | 0.96 | 311.2 | N/A
Boiler | B_Upgrade_nopreHCs | Electric Storage Heaters Responsiveness <=0.2 | Air to Water ASHP | 98-199 | Low_F | 0.96 | 365.6 | N/A
Boiler | B_Upgrade_nopreHCs | Electric Storage Heaters Responsiveness <=0.2 | Air to Water ASHP | 98-199 | High_G | 0.96 | 442 | N/A
Boiler | B_Upgrade_nopreHCs | Electric Storage Heaters Responsiveness <=0.2 | Air to Water ASHP | 98-199 | Low_G | 0.96 | 529.2 | N/A
Boiler | B_Upgrade_nopreHCs | Electric Storage Heaters Responsiveness <=0.2 | Air to Water ASHP | 200+ | High_D | 0.96 | 283 | N/A
Boiler | B_Upgrade_nopreHCs | Electric Storage Heaters Responsiveness <=0.2 | Air to Water ASHP | 200+ | Low_D | 0.96 | 334.7 | N/A
Boiler | B_Upgrade_nopreHCs | Electric Storage Heaters Responsiveness <=0.2 | Air to Water ASHP | 200+ | High_E | 0.96 | 399.2 | N/A
Boiler | B_Upgrade_nopreHCs | Electric Storage Heaters Responsiveness <=0.2 | Air to Water ASHP | 200+ | Low_E | 0.96 | 461 | N/A
Boiler | B_Upgrade_nopreHCs | Electric Storage Heaters Responsiveness <=0.2 | Air to Water ASHP | 200+ | High_F | 0.96 | 547.9 | N/A
Boiler | B_Upgrade_nopreHCs | Electric Storage Heaters Responsiveness <=0.2 | Air to Water ASHP | 200+ | Low_F | 0.96 | 644.9 | N/A
Boiler | B_Upgrade_nopreHCs | Electric Storage Heaters Responsiveness <=0.2 | Air to Water ASHP | 200+ | High_G | 0.96 | 780.9 | N/A
Boiler | B_Upgrade_nopreHCs | Electric Storage Heaters Responsiveness <=0.2 | Air to Water ASHP | 200+ | Low_G | 0.96 | 936.5 | N/A
Boiler | B_Upgrade_nopreHCs | Electric Boiler | Air to Water ASHP | 0-72 | High_D | 0.96 | 372.6 | N/A
Boiler | B_Upgrade_nopreHCs | Electric Boiler | Air to Water ASHP | 0-72 | Low_D | 0.96 | 448.8 | N/A
Boiler | B_Upgrade_nopreHCs | Electric Boiler | Air to Water ASHP | 0-72 | High_E | 0.96 | 541.8 | N/A
Boiler | B_Upgrade_nopreHCs | Electric Boiler | Air to Water ASHP | 0-72 | Low_E | 0.96 | 631.2 | N/A
Boiler | B_Upgrade_nopreHCs | Electric Boiler | Air to Water ASHP | 0-72 | High_F | 0.96 | 756.7 | N/A
Boiler | B_Upgrade_nopreHCs | Electric Boiler | Air to Water ASHP | 0-72 | Low_F | 0.96 | 896.7 | N/A
Boiler | B_Upgrade_nopreHCs | Electric Boiler | Air to Water ASHP | 0-72 | High_G | 0.96 | 1093.2 | N/A
Boiler | B_Upgrade_nopreHCs | Electric Boiler | Air to Water ASHP | 0-72 | Low_G | 0.96 | 1317.9 | N/A
Boiler | B_Upgrade_nopreHCs | Electric Boiler | Air to Water ASHP | 73-97 | High_D | 0.96 | 406.3 | N/A
Boiler | B_Upgrade_nopreHCs | Electric Boiler | Air to Water ASHP | 73-97 | Low_D | 0.96 | 488.7 | N/A
Boiler | B_Upgrade_nopreHCs | Electric Boiler | Air to Water ASHP | 73-97 | High_E | 0.96 | 589.2 | N/A
Boiler | B_Upgrade_nopreHCs | Electric Boiler | Air to Water ASHP | 73-97 | Low_E | 0.96 | 685.8 | N/A
Boiler | B_Upgrade_nopreHCs | Electric Boiler | Air to Water ASHP | 73-97 | High_F | 0.96 | 821.5 | N/A
Boiler | B_Upgrade_nopreHCs | Electric Boiler | Air to Water ASHP | 73-97 | Low_F | 0.96 | 972.9 | N/A
Boiler | B_Upgrade_nopreHCs | Electric Boiler | Air to Water ASHP | 73-97 | High_G | 0.96 | 1185.3 | N/A
Boiler | B_Upgrade_nopreHCs | Electric Boiler | Air to Water ASHP | 73-97 | Low_G | 0.96 | 1428.2 | N/A
Boiler | B_Upgrade_nopreHCs | Electric Boiler | Air to Water ASHP | 98-199 | High_D | 0.96 | 473.1 | N/A
Boiler | B_Upgrade_nopreHCs | Electric Boiler | Air to Water ASHP | 98-199 | Low_D | 0.96 | 567.9 | N/A
Boiler | B_Upgrade_nopreHCs | Electric Boiler | Air to Water ASHP | 98-199 | High_E | 0.96 | 683.7 | N/A
Boiler | B_Upgrade_nopreHCs | Electric Boiler | Air to Water ASHP | 98-199 | Low_E | 0.96 | 794.8 | N/A
Boiler | B_Upgrade_nopreHCs | Electric Boiler | Air to Water ASHP | 98-199 | High_F | 0.96 | 951 | N/A
Boiler | B_Upgrade_nopreHCs | Electric Boiler | Air to Water ASHP | 98-199 | Low_F | 0.96 | 1125.1 | N/A
Boiler | B_Upgrade_nopreHCs | Electric Boiler | Air to Water ASHP | 98-199 | High_G | 0.96 | 1369.6 | N/A
Boiler | B_Upgrade_nopreHCs | Electric Boiler | Air to Water ASHP | 98-199 | Low_G | 0.96 | 1649.1 | N/A
Boiler | B_Upgrade_nopreHCs | Electric Boiler | Air to Water ASHP | 200+ | High_D | 0.96 | 860.7 | N/A
Boiler | B_Upgrade_nopreHCs | Electric Boiler | Air to Water ASHP | 200+ | Low_D | 0.96 | 1026.3 | N/A
Boiler | B_Upgrade_nopreHCs | Electric Boiler | Air to Water ASHP | 200+ | High_E | 0.96 | 1232.6 | N/A
Boiler | B_Upgrade_nopreHCs | Electric Boiler | Air to Water ASHP | 200+ | Low_E | 0.96 | 1430.7 | N/A
Boiler | B_Upgrade_nopreHCs | Electric Boiler | Air to Water ASHP | 200+ | High_F | 0.96 | 1709 | N/A
Boiler | B_Upgrade_nopreHCs | Electric Boiler | Air to Water ASHP | 200+ | Low_F | 0.96 | 2019.4 | N/A
Boiler | B_Upgrade_nopreHCs | Electric Boiler | Air to Water ASHP | 200+ | High_G | 0.96 | 2455.1 | N/A
Boiler | B_Upgrade_nopreHCs | Electric Boiler | Air to Water ASHP | 200+ | Low_G | 0.96 | 2953.3 | N/A
Boiler | B_First_Time_CH | Electric Room Heaters | Air to Water ASHP | 0-72 | High_D | 0.96 | 362.5 | N/A
Boiler | B_First_Time_CH | Electric Room Heaters | Air to Water ASHP | 0-72 | Low_D | 0.96 | 438.7 | N/A
Boiler | B_First_Time_CH | Electric Room Heaters | Air to Water ASHP | 0-72 | High_E | 0.96 | 531.7 | N/A
Boiler | B_First_Time_CH | Electric Room Heaters | Air to Water ASHP | 0-72 | Low_E | 0.96 | 621.1 | N/A
Boiler | B_First_Time_CH | Electric Room Heaters | Air to Water ASHP | 0-72 | High_F | 0.96 | 746.6 | N/A
Boiler | B_First_Time_CH | Electric Room Heaters | Air to Water ASHP | 0-72 | Low_F | 0.96 | 886.6 | N/A
Boiler | B_First_Time_CH | Electric Room Heaters | Air to Water ASHP | 0-72 | High_G | 0.96 | 1083.1 | N/A
Boiler | B_First_Time_CH | Electric Room Heaters | Air to Water ASHP | 0-72 | Low_G | 0.96 | 1307.8 | N/A
Boiler | B_First_Time_CH | Electric Room Heaters | Air to Water ASHP | 73-97 | High_D | 0.96 | 397.1 | N/A
Boiler | B_First_Time_CH | Electric Room Heaters | Air to Water ASHP | 73-97 | Low_D | 0.96 | 479.5 | N/A
Boiler | B_First_Time_CH | Electric Room Heaters | Air to Water ASHP | 73-97 | High_E | 0.96 | 580.1 | N/A
Boiler | B_First_Time_CH | Electric Room Heaters | Air to Water ASHP | 73-97 | Low_E | 0.96 | 676.7 | N/A
Boiler | B_First_Time_CH | Electric Room Heaters | Air to Water ASHP | 73-97 | High_F | 0.96 | 812.3 | N/A
Boiler | B_First_Time_CH | Electric Room Heaters | Air to Water ASHP | 73-97 | Low_F | 0.96 | 963.7 | N/A
Boiler | B_First_Time_CH | Electric Room Heaters | Air to Water ASHP | 73-97 | High_G | 0.96 | 1176.1 | N/A
Boiler | B_First_Time_CH | Electric Room Heaters | Air to Water ASHP | 73-97 | Low_G | 0.96 | 1419 | N/A
Boiler | B_First_Time_CH | Electric Room Heaters | Air to Water ASHP | 98-199 | High_D | 0.96 | 464.8 | N/A
Boiler | B_First_Time_CH | Electric Room Heaters | Air to Water ASHP | 98-199 | Low_D | 0.96 | 559.7 | N/A
Boiler | B_First_Time_CH | Electric Room Heaters | Air to Water ASHP | 98-199 | High_E | 0.96 | 675.4 | N/A
Boiler | B_First_Time_CH | Electric Room Heaters | Air to Water ASHP | 98-199 | Low_E | 0.96 | 786.6 | N/A
Boiler | B_First_Time_CH | Electric Room Heaters | Air to Water ASHP | 98-199 | High_F | 0.96 | 942.7 | N/A
Boiler | B_First_Time_CH | Electric Room Heaters | Air to Water ASHP | 98-199 | Low_F | 0.96 | 1116.9 | N/A
Boiler | B_First_Time_CH | Electric Room Heaters | Air to Water ASHP | 98-199 | High_G | 0.96 | 1361.3 | N/A
Boiler | B_First_Time_CH | Electric Room Heaters | Air to Water ASHP | 98-199 | Low_G | 0.96 | 1640.8 | N/A
Boiler | B_First_Time_CH | Electric Room Heaters | Air to Water ASHP | 200+ | High_D | 0.96 | 852.5 | N/A
Boiler | B_First_Time_CH | Electric Room Heaters | Air to Water ASHP | 200+ | Low_D | 0.96 | 1018 | N/A
Boiler | B_First_Time_CH | Electric Room Heaters | Air to Water ASHP | 200+ | High_E | 0.96 | 1224.3 | N/A
Boiler | B_First_Time_CH | Electric Room Heaters | Air to Water ASHP | 200+ | Low_E | 0.96 | 1422.4 | N/A
Boiler | B_First_Time_CH | Electric Room Heaters | Air to Water ASHP | 200+ | High_F | 0.96 | 1700.7 | N/A
Boiler | B_First_Time_CH | Electric Room Heaters | Air to Water ASHP | 200+ | Low_F | 0.96 | 2011.1 | N/A
Boiler | B_First_Time_CH | Electric Room Heaters | Air to Water ASHP | 200+ | High_G | 0.96 | 2446.8 | N/A
Boiler | B_First_Time_CH | Electric Room Heaters | Air to Water ASHP | 200+ | Low_G | 0.96 | 2945 | N/A
Boiler | B_First_Time_CH | Bottled LPG Room Heaters | Biomass Boiler | 0-72 | High_D | 0.96 | 483.7 | N/A
Boiler | B_First_Time_CH | Bottled LPG Room Heaters | Biomass Boiler | 0-72 | Low_D | 0.96 | 528.6 | N/A
Boiler | B_First_Time_CH | Bottled LPG Room Heaters | Biomass Boiler | 0-72 | High_E | 0.96 | 640.7 | N/A
Boiler | B_First_Time_CH | Bottled LPG Room Heaters | Biomass Boiler | 0-72 | Low_E | 0.96 | 748.4 | N/A
Boiler | B_First_Time_CH | Bottled LPG Room Heaters | Biomass Boiler | 0-72 | High_F | 0.96 | 899.6 | N/A
Boiler | B_First_Time_CH | Bottled LPG Room Heaters | Biomass Boiler | 0-72 | Low_F | 0.96 | 1068.3 | N/A
Boiler | B_First_Time_CH | Bottled LPG Room Heaters | Biomass Boiler | 0-72 | High_G | 0.96 | 1305.1 | N/A
Boiler | B_First_Time_CH | Bottled LPG Room Heaters | Biomass Boiler | 0-72 | Low_G | 0.96 | 1575.8 | N/A
Boiler | B_First_Time_CH | Bottled LPG Room Heaters | Biomass Boiler | 73-97 | High_D | 0.96 | 587.4 | N/A
Boiler | B_First_Time_CH | Bottled LPG Room Heaters | Biomass Boiler | 73-97 | Low_D | 0.96 | 587.4 | N/A
Boiler | B_First_Time_CH | Bottled LPG Room Heaters | Biomass Boiler | 73-97 | High_E | 0.96 | 698.9 | N/A
Boiler | B_First_Time_CH | Bottled LPG Room Heaters | Biomass Boiler | 73-97 | Low_E | 0.96 | 815.3 | N/A
Boiler | B_First_Time_CH | Bottled LPG Room Heaters | Biomass Boiler | 73-97 | High_F | 0.96 | 978.8 | N/A
Boiler | B_First_Time_CH | Bottled LPG Room Heaters | Biomass Boiler | 73-97 | Low_F | 0.96 | 1161.2 | N/A
Boiler | B_First_Time_CH | Bottled LPG Room Heaters | Biomass Boiler | 73-97 | High_G | 0.96 | 1417.1 | N/A
Boiler | B_First_Time_CH | Bottled LPG Room Heaters | Biomass Boiler | 73-97 | Low_G | 0.96 | 1709.8 | N/A
Boiler | B_First_Time_CH | Bottled LPG Room Heaters | Biomass Boiler | 98-199 | High_D | 0.96 | 699.7 | N/A
Boiler | B_First_Time_CH | Bottled LPG Room Heaters | Biomass Boiler | 98-199 | Low_D | 0.96 | 699.7 | N/A
Boiler | B_First_Time_CH | Bottled LPG Room Heaters | Biomass Boiler | 98-199 | High_E | 0.96 | 813.8 | N/A
Boiler | B_First_Time_CH | Bottled LPG Room Heaters | Biomass Boiler | 98-199 | Low_E | 0.96 | 947.7 | N/A
Boiler | B_First_Time_CH | Bottled LPG Room Heaters | Biomass Boiler | 98-199 | High_F | 0.96 | 1135.9 | N/A
Boiler | B_First_Time_CH | Bottled LPG Room Heaters | Biomass Boiler | 98-199 | Low_F | 0.96 | 1345.7 | N/A
Boiler | B_First_Time_CH | Bottled LPG Room Heaters | Biomass Boiler | 98-199 | High_G | 0.96 | 1640.3 | N/A
Boiler | B_First_Time_CH | Bottled LPG Room Heaters | Biomass Boiler | 98-199 | Low_G | 0.96 | 1977.1 | N/A
Boiler | B_First_Time_CH | Bottled LPG Room Heaters | Biomass Boiler | 200+ | High_D | 0.96 | 1304 | N/A
Boiler | B_First_Time_CH | Bottled LPG Room Heaters | Biomass Boiler | 200+ | Low_D | 0.96 | 1304 | N/A
Boiler | B_First_Time_CH | Bottled LPG Room Heaters | Biomass Boiler | 200+ | High_E | 0.96 | 1475.2 | N/A
Boiler | B_First_Time_CH | Bottled LPG Room Heaters | Biomass Boiler | 200+ | Low_E | 0.96 | 1713.9 | N/A
Boiler | B_First_Time_CH | Bottled LPG Room Heaters | Biomass Boiler | 200+ | High_F | 0.96 | 2049.2 | N/A
Boiler | B_First_Time_CH | Bottled LPG Room Heaters | Biomass Boiler | 200+ | Low_F | 0.96 | 2423.3 | N/A
Boiler | B_First_Time_CH | Bottled LPG Room Heaters | Biomass Boiler | 200+ | High_G | 0.96 | 2948.2 | N/A
Boiler | B_First_Time_CH | Bottled LPG Room Heaters | Biomass Boiler | 200+ | Low_G | 0.96 | 3548.5 | N/A
Boiler | B_Upgrade_nopreHCs | Bottled LPG Boiler | Biomass Boiler | 0-72 | High_D | 0.96 | 378.7 | N/A
Boiler | B_Upgrade_nopreHCs | Bottled LPG Boiler | Biomass Boiler | 0-72 | Low_D | 0.96 | 458.3 | N/A
Boiler | B_Upgrade_nopreHCs | Bottled LPG Boiler | Biomass Boiler | 0-72 | High_E | 0.96 | 555.6 | N/A
Boiler | B_Upgrade_nopreHCs | Bottled LPG Boiler | Biomass Boiler | 0-72 | Low_E | 0.96 | 648.9 | N/A
Boiler | B_Upgrade_nopreHCs | Bottled LPG Boiler | Biomass Boiler | 0-72 | High_F | 0.96 | 780.1 | N/A
Boiler | B_Upgrade_nopreHCs | Bottled LPG Boiler | Biomass Boiler | 0-72 | Low_F | 0.96 | 926.4 | N/A
Boiler | B_Upgrade_nopreHCs | Bottled LPG Boiler | Biomass Boiler | 0-72 | High_G | 0.96 | 1131.7 | N/A
Boiler | B_Upgrade_nopreHCs | Bottled LPG Boiler | Biomass Boiler | 0-72 | Low_G | 0.96 | 1366.5 | N/A
Boiler | B_Upgrade_nopreHCs | Bottled LPG Boiler | Biomass Boiler | 73-97 | High_D | 0.96 | 414.9 | N/A
Boiler | B_Upgrade_nopreHCs | Bottled LPG Boiler | Biomass Boiler | 73-97 | Low_D | 0.96 | 501 | N/A
Boiler | B_Upgrade_nopreHCs | Bottled LPG Boiler | Biomass Boiler | 73-97 | High_E | 0.96 | 606.1 | N/A
Boiler | B_Upgrade_nopreHCs | Bottled LPG Boiler | Biomass Boiler | 73-97 | Low_E | 0.96 | 707 | N/A
Boiler | B_Upgrade_nopreHCs | Bottled LPG Boiler | Biomass Boiler | 73-97 | High_F | 0.96 | 848.8 | N/A
Boiler | B_Upgrade_nopreHCs | Bottled LPG Boiler | Biomass Boiler | 73-97 | Low_F | 0.96 | 1006.9 | N/A
Boiler | B_Upgrade_nopreHCs | Bottled LPG Boiler | Biomass Boiler | 73-97 | High_G | 0.96 | 1228.8 | N/A
Boiler | B_Upgrade_nopreHCs | Bottled LPG Boiler | Biomass Boiler | 73-97 | Low_G | 0.96 | 1482.6 | N/A
Boiler | B_Upgrade_nopreHCs | Bottled LPG Boiler | Biomass Boiler | 98-199 | High_D | 0.96 | 485.7 | N/A
Boiler | B_Upgrade_nopreHCs | Bottled LPG Boiler | Biomass Boiler | 98-199 | Low_D | 0.96 | 584.8 | N/A
Boiler | B_Upgrade_nopreHCs | Bottled LPG Boiler | Biomass Boiler | 98-199 | High_E | 0.96 | 705.7 | N/A
Boiler | B_Upgrade_nopreHCs | Bottled LPG Boiler | Biomass Boiler | 98-199 | Low_E | 0.96 | 821.8 | N/A
Boiler | B_Upgrade_nopreHCs | Bottled LPG Boiler | Biomass Boiler | 98-199 | High_F | 0.96 | 985 | N/A
Boiler | B_Upgrade_nopreHCs | Bottled LPG Boiler | Biomass Boiler | 98-199 | Low_F | 0.96 | 1167 | N/A
Boiler | B_Upgrade_nopreHCs | Bottled LPG Boiler | Biomass Boiler | 98-199 | High_G | 0.96 | 1422.4 | N/A
Boiler | B_Upgrade_nopreHCs | Bottled LPG Boiler | Biomass Boiler | 98-199 | Low_G | 0.96 | 1714.4 | N/A
Boiler | B_Upgrade_nopreHCs | Bottled LPG Boiler | Biomass Boiler | 200+ | High_D | 0.96 | 890.7 | N/A
Boiler | B_Upgrade_nopreHCs | Bottled LPG Boiler | Biomass Boiler | 200+ | Low_D | 0.96 | 1063.7 | N/A
Boiler | B_Upgrade_nopreHCs | Bottled LPG Boiler | Biomass Boiler | 200+ | High_E | 0.96 | 1279.2 | N/A
Boiler | B_Upgrade_nopreHCs | Bottled LPG Boiler | Biomass Boiler | 200+ | Low_E | 0.96 | 1486.2 | N/A
Boiler | B_Upgrade_nopreHCs | Bottled LPG Boiler | Biomass Boiler | 200+ | High_F | 0.96 | 1777 | N/A
Boiler | B_Upgrade_nopreHCs | Bottled LPG Boiler | Biomass Boiler | 200+ | Low_F | 0.96 | 2101.3 | N/A
Boiler | B_Upgrade_nopreHCs | Bottled LPG Boiler | Biomass Boiler | 200+ | High_G | 0.96 | 2556.5 | N/A
Boiler | B_Upgrade_nopreHCs | Bottled LPG Boiler | Biomass Boiler | 200+ | Low_G | 0.96 | 3077.1 | N/A
Boiler | B_First_Time_CH | Solid Fossil Room Heaters | Biomass Boiler | 0-72 | High_D | 0.96 | 214.8 | N/A
Boiler | B_First_Time_CH | Solid Fossil Room Heaters | Biomass Boiler | 0-72 | Low_D | 0.96 | 260 | N/A
Boiler | B_First_Time_CH | Solid Fossil Room Heaters | Biomass Boiler | 0-72 | High_E | 0.96 | 315.1 | N/A
Boiler | B_First_Time_CH | Solid Fossil Room Heaters | Biomass Boiler | 0-72 | Low_E | 0.96 | 368.1 | N/A
Boiler | B_First_Time_CH | Solid Fossil Room Heaters | Biomass Boiler | 0-72 | High_F | 0.96 | 442.5 | N/A
Boiler | B_First_Time_CH | Solid Fossil Room Heaters | Biomass Boiler | 0-72 | Low_F | 0.96 | 525.5 | N/A
Boiler | B_First_Time_CH | Solid Fossil Room Heaters | Biomass Boiler | 0-72 | High_G | 0.96 | 641.9 | N/A
Boiler | B_First_Time_CH | Solid Fossil Room Heaters | Biomass Boiler | 0-72 | Low_G | 0.96 | 775.1 | N/A
Boiler | B_First_Time_CH | Solid Fossil Room Heaters | Biomass Boiler | 73-97 | High_D | 0.96 | 235.3 | N/A
Boiler | B_First_Time_CH | Solid Fossil Room Heaters | Biomass Boiler | 73-97 | Low_D | 0.96 | 284.2 | N/A
Boiler | B_First_Time_CH | Solid Fossil Room Heaters | Biomass Boiler | 73-97 | High_E | 0.96 | 343.8 | N/A
Boiler | B_First_Time_CH | Solid Fossil Room Heaters | Biomass Boiler | 73-97 | Low_E | 0.96 | 401 | N/A
Boiler | B_First_Time_CH | Solid Fossil Room Heaters | Biomass Boiler | 73-97 | High_F | 0.96 | 481.4 | N/A
Boiler | B_First_Time_CH | Solid Fossil Room Heaters | Biomass Boiler | 73-97 | Low_F | 0.96 | 571.1 | N/A
Boiler | B_First_Time_CH | Solid Fossil Room Heaters | Biomass Boiler | 73-97 | High_G | 0.96 | 697 | N/A
Boiler | B_First_Time_CH | Solid Fossil Room Heaters | Biomass Boiler | 73-97 | Low_G | 0.96 | 841 | N/A
Boiler | B_First_Time_CH | Solid Fossil Room Heaters | Biomass Boiler | 98-199 | High_D | 0.96 | 275.5 | N/A
Boiler | B_First_Time_CH | Solid Fossil Room Heaters | Biomass Boiler | 98-199 | Low_D | 0.96 | 331.7 | N/A
Boiler | B_First_Time_CH | Solid Fossil Room Heaters | Biomass Boiler | 98-199 | High_E | 0.96 | 400.3 | N/A
Boiler | B_First_Time_CH | Solid Fossil Room Heaters | Biomass Boiler | 98-199 | Low_E | 0.96 | 466.2 | N/A
Boiler | B_First_Time_CH | Solid Fossil Room Heaters | Biomass Boiler | 98-199 | High_F | 0.96 | 558.7 | N/A
Boiler | B_First_Time_CH | Solid Fossil Room Heaters | Biomass Boiler | 98-199 | Low_F | 0.96 | 661.9 | N/A
Boiler | B_First_Time_CH | Solid Fossil Room Heaters | Biomass Boiler | 98-199 | High_G | 0.96 | 806.8 | N/A
Boiler | B_First_Time_CH | Solid Fossil Room Heaters | Biomass Boiler | 98-199 | Low_G | 0.96 | 972.4 | N/A
Boiler | B_First_Time_CH | Solid Fossil Room Heaters | Biomass Boiler | 200+ | High_D | 0.96 | 505.2 | N/A
Boiler | B_First_Time_CH | Solid Fossil Room Heaters | Biomass Boiler | 200+ | Low_D | 0.96 | 603.3 | N/A
Boiler | B_First_Time_CH | Solid Fossil Room Heaters | Biomass Boiler | 200+ | High_E | 0.96 | 725.6 | N/A
Boiler | B_First_Time_CH | Solid Fossil Room Heaters | Biomass Boiler | 200+ | Low_E | 0.96 | 843 | N/A
Boiler | B_First_Time_CH | Solid Fossil Room Heaters | Biomass Boiler | 200+ | High_F | 0.96 | 1007.9 | N/A
Boiler | B_First_Time_CH | Solid Fossil Room Heaters | Biomass Boiler | 200+ | Low_F | 0.96 | 1191.9 | N/A
Boiler | B_First_Time_CH | Solid Fossil Room Heaters | Biomass Boiler | 200+ | High_G | 0.96 | 1450.1 | N/A
Boiler | B_First_Time_CH | Solid Fossil Room Heaters | Biomass Boiler | 200+ | Low_G | 0.96 | 1745.3 | N/A
Boiler | B_Upgrade_nopreHCs | Solid Fossil Boiler | Biomass Boiler | 0-72 | High_D | 0.96 | 137.3 | N/A
Boiler | B_Upgrade_nopreHCs | Solid Fossil Boiler | Biomass Boiler | 0-72 | Low_D | 0.96 | 166.1 | N/A
Boiler | B_Upgrade_nopreHCs | Solid Fossil Boiler | Biomass Boiler | 0-72 | High_E | 0.96 | 201.4 | N/A
Boiler | B_Upgrade_nopreHCs | Solid Fossil Boiler | Biomass Boiler | 0-72 | Low_E | 0.96 | 235.2 | N/A
Boiler | B_Upgrade_nopreHCs | Solid Fossil Boiler | Biomass Boiler | 0-72 | High_F | 0.96 | 282.8 | N/A
Boiler | B_Upgrade_nopreHCs | Solid Fossil Boiler | Biomass Boiler | 0-72 | Low_F | 0.96 | 335.8 | N/A
Boiler | B_Upgrade_nopreHCs | Solid Fossil Boiler | Biomass Boiler | 0-72 | High_G | 0.96 | 410.2 | N/A
Boiler | B_Upgrade_nopreHCs | Solid Fossil Boiler | Biomass Boiler | 0-72 | Low_G | 0.96 | 495.3 | N/A
Boiler | B_Upgrade_nopreHCs | Solid Fossil Boiler | Biomass Boiler | 73-97 | High_D | 0.96 | 150.4 | N/A
Boiler | B_Upgrade_nopreHCs | Solid Fossil Boiler | Biomass Boiler | 73-97 | Low_D | 0.96 | 181.6 | N/A
Boiler | B_Upgrade_nopreHCs | Solid Fossil Boiler | Biomass Boiler | 73-97 | High_E | 0.96 | 219.7 | N/A
Boiler | B_Upgrade_nopreHCs | Solid Fossil Boiler | Biomass Boiler | 73-97 | Low_E | 0.96 | 256.3 | N/A
Boiler | B_Upgrade_nopreHCs | Solid Fossil Boiler | Biomass Boiler | 73-97 | High_F | 0.96 | 307.7 | N/A
Boiler | B_Upgrade_nopreHCs | Solid Fossil Boiler | Biomass Boiler | 73-97 | Low_F | 0.96 | 365 | N/A
Boiler | B_Upgrade_nopreHCs | Solid Fossil Boiler | Biomass Boiler | 73-97 | High_G | 0.96 | 445.4 | N/A
Boiler | B_Upgrade_nopreHCs | Solid Fossil Boiler | Biomass Boiler | 73-97 | Low_G | 0.96 | 537.4 | N/A
Boiler | B_Upgrade_nopreHCs | Solid Fossil Boiler | Biomass Boiler | 98-199 | High_D | 0.96 | 176 | N/A
Boiler | B_Upgrade_nopreHCs | Solid Fossil Boiler | Biomass Boiler | 98-199 | Low_D | 0.96 | 212 | N/A
Boiler | B_Upgrade_nopreHCs | Solid Fossil Boiler | Biomass Boiler | 98-199 | High_E | 0.96 | 255.8 | N/A
Boiler | B_Upgrade_nopreHCs | Solid Fossil Boiler | Biomass Boiler | 98-199 | Low_E | 0.96 | 297.9 | N/A
Boiler | B_Upgrade_nopreHCs | Solid Fossil Boiler | Biomass Boiler | 98-199 | High_F | 0.96 | 357 | N/A
Boiler | B_Upgrade_nopreHCs | Solid Fossil Boiler | Biomass Boiler | 98-199 | Low_F | 0.96 | 423 | N/A
Boiler | B_Upgrade_nopreHCs | Solid Fossil Boiler | Biomass Boiler | 98-199 | High_G | 0.96 | 515.6 | N/A
Boiler | B_Upgrade_nopreHCs | Solid Fossil Boiler | Biomass Boiler | 98-199 | Low_G | 0.96 | 621.4 | N/A
Boiler | B_Upgrade_nopreHCs | Solid Fossil Boiler | Biomass Boiler | 200+ | High_D | 0.96 | 322.8 | N/A
Boiler | B_Upgrade_nopreHCs | Solid Fossil Boiler | Biomass Boiler | 200+ | Low_D | 0.96 | 385.5 | N/A
Boiler | B_Upgrade_nopreHCs | Solid Fossil Boiler | Biomass Boiler | 200+ | High_E | 0.96 | 463.7 | N/A
Boiler | B_Upgrade_nopreHCs | Solid Fossil Boiler | Biomass Boiler | 200+ | Low_E | 0.96 | 538.7 | N/A
Boiler | B_Upgrade_nopreHCs | Solid Fossil Boiler | Biomass Boiler | 200+ | High_F | 0.96 | 644.1 | N/A
Boiler | B_Upgrade_nopreHCs | Solid Fossil Boiler | Biomass Boiler | 200+ | Low_F | 0.96 | 761.7 | N/A
Boiler | B_Upgrade_nopreHCs | Solid Fossil Boiler | Biomass Boiler | 200+ | High_G | 0.96 | 926.7 | N/A
Boiler | B_Upgrade_nopreHCs | Solid Fossil Boiler | Biomass Boiler | 200+ | Low_G | 0.96 | 1115.3 | N/A
Boiler | B_First_Time_CH | Gas Fire with Back Boiler | Biomass Boiler | 0-72 | High_D | 0.96 | 279.6 | N/A
Boiler | B_First_Time_CH | Gas Fire with Back Boiler | Biomass Boiler | 0-72 | Low_D | 0.96 | 320.4 | N/A
Boiler | B_First_Time_CH | Gas Fire with Back Boiler | Biomass Boiler | 0-72 | High_E | 0.96 | 370.1 | N/A
Boiler | B_First_Time_CH | Gas Fire with Back Boiler | Biomass Boiler | 0-72 | Low_E | 0.96 | 417.8 | N/A
Boiler | B_First_Time_CH | Gas Fire with Back Boiler | Biomass Boiler | 0-72 | High_F | 0.96 | 484.9 | N/A
Boiler | B_First_Time_CH | Gas Fire with Back Boiler | Biomass Boiler | 0-72 | Low_F | 0.96 | 559.7 | N/A
Boiler | B_First_Time_CH | Gas Fire with Back Boiler | Biomass Boiler | 0-72 | High_G | 0.96 | 664.7 | N/A
Boiler | B_First_Time_CH | Gas Fire with Back Boiler | Biomass Boiler | 0-72 | Low_G | 0.96 | 784.7 | N/A
Boiler | B_First_Time_CH | Gas Fire with Back Boiler | Biomass Boiler | 73-97 | High_D | 0.96 | 290.3 | N/A
Boiler | B_First_Time_CH | Gas Fire with Back Boiler | Biomass Boiler | 73-97 | Low_D | 0.96 | 334.3 | N/A
Boiler | B_First_Time_CH | Gas Fire with Back Boiler | Biomass Boiler | 73-97 | High_E | 0.96 | 388.1 | N/A
Boiler | B_First_Time_CH | Gas Fire with Back Boiler | Biomass Boiler | 73-97 | Low_E | 0.96 | 439.7 | N/A
Boiler | B_First_Time_CH | Gas Fire with Back Boiler | Biomass Boiler | 73-97 | High_F | 0.96 | 512.2 | N/A
Boiler | B_First_Time_CH | Gas Fire with Back Boiler | Biomass Boiler | 73-97 | Low_F | 0.96 | 593 | N/A
Boiler | B_First_Time_CH | Gas Fire with Back Boiler | Biomass Boiler | 73-97 | High_G | 0.96 | 706.5 | N/A
Boiler | B_First_Time_CH | Gas Fire with Back Boiler | Biomass Boiler | 73-97 | Low_G | 0.96 | 836.3 | N/A
Boiler | B_First_Time_CH | Gas Fire with Back Boiler | Biomass Boiler | 98-199 | High_D | 0.96 | 318.7 | N/A
Boiler | B_First_Time_CH | Gas Fire with Back Boiler | Biomass Boiler | 98-199 | Low_D | 0.96 | 369.3 | N/A
Boiler | B_First_Time_CH | Gas Fire with Back Boiler | Biomass Boiler | 98-199 | High_E | 0.96 | 431.2 | N/A
Boiler | B_First_Time_CH | Gas Fire with Back Boiler | Biomass Boiler | 98-199 | Low_E | 0.96 | 490.6 | N/A
Boiler | B_First_Time_CH | Gas Fire with Back Boiler | Biomass Boiler | 98-199 | High_F | 0.96 | 574 | N/A
Boiler | B_First_Time_CH | Gas Fire with Back Boiler | Biomass Boiler | 98-199 | Low_F | 0.96 | 667 | N/A
Boiler | B_First_Time_CH | Gas Fire with Back Boiler | Biomass Boiler | 98-199 | High_G | 0.96 | 797.6 | N/A
Boiler | B_First_Time_CH | Gas Fire with Back Boiler | Biomass Boiler | 98-199 | Low_G | 0.96 | 947 | N/A
Boiler | B_First_Time_CH | Gas Fire with Back Boiler | Biomass Boiler | 200+ | High_D | 0.96 | 525.8 | N/A
Boiler | B_First_Time_CH | Gas Fire with Back Boiler | Biomass Boiler | 200+ | Low_D | 0.96 | 614.2 | N/A
Boiler | B_First_Time_CH | Gas Fire with Back Boiler | Biomass Boiler | 200+ | High_E | 0.96 | 724.4 | N/A
Boiler | B_First_Time_CH | Gas Fire with Back Boiler | Biomass Boiler | 200+ | Low_E | 0.96 | 830.3 | N/A
Boiler | B_First_Time_CH | Gas Fire with Back Boiler | Biomass Boiler | 200+ | High_F | 0.96 | 979 | N/A
Boiler | B_First_Time_CH | Gas Fire with Back Boiler | Biomass Boiler | 200+ | Low_F | 0.96 | 1144.8 | N/A
Boiler | B_First_Time_CH | Gas Fire with Back Boiler | Biomass Boiler | 200+ | High_G | 0.96 | 1377.5 | N/A
Boiler | B_First_Time_CH | Gas Fire with Back Boiler | Biomass Boiler | 200+ | Low_G | 0.96 | 1643.7 | N/A
Boiler | B_First_Time_CH | Gas Room Heaters | Biomass Boiler | 0-72 | High_D | 0.96 | 215.1 | N/A
Boiler | B_First_Time_CH | Gas Room Heaters | Biomass Boiler | 0-72 | Low_D | 0.96 | 238.6 | N/A
Boiler | B_First_Time_CH | Gas Room Heaters | Biomass Boiler | 0-72 | High_E | 0.96 | 267.3 | N/A
Boiler | B_First_Time_CH | Gas Room Heaters | Biomass Boiler | 0-72 | Low_E | 0.96 | 294.9 | N/A
Boiler | B_First_Time_CH | Gas Room Heaters | Biomass Boiler | 0-72 | High_F | 0.96 | 333.6 | N/A
Boiler | B_First_Time_CH | Gas Room Heaters | Biomass Boiler | 0-72 | Low_F | 0.96 | 376.8 | N/A
Boiler | B_First_Time_CH | Gas Room Heaters | Biomass Boiler | 0-72 | High_G | 0.96 | 437.5 | N/A
Boiler | B_First_Time_CH | Gas Room Heaters | Biomass Boiler | 0-72 | Low_G | 0.96 | 506.8 | N/A
Boiler | B_First_Time_CH | Gas Room Heaters | Biomass Boiler | 73-97 | High_D | 0.96 | 216.4 | N/A
Boiler | B_First_Time_CH | Gas Room Heaters | Biomass Boiler | 73-97 | Low_D | 0.96 | 241.8 | N/A
Boiler | B_First_Time_CH | Gas Room Heaters | Biomass Boiler | 73-97 | High_E | 0.96 | 272.8 | N/A
Boiler | B_First_Time_CH | Gas Room Heaters | Biomass Boiler | 73-97 | Low_E | 0.96 | 302.7 | N/A
Boiler | B_First_Time_CH | Gas Room Heaters | Biomass Boiler | 73-97 | High_F | 0.96 | 344.5 | N/A
Boiler | B_First_Time_CH | Gas Room Heaters | Biomass Boiler | 73-97 | Low_F | 0.96 | 391.2 | N/A
Boiler | B_First_Time_CH | Gas Room Heaters | Biomass Boiler | 73-97 | High_G | 0.96 | 456.8 | N/A
Boiler | B_First_Time_CH | Gas Room Heaters | Biomass Boiler | 73-97 | Low_G | 0.96 | 531.8 | N/A
Boiler | B_First_Time_CH | Gas Room Heaters | Biomass Boiler | 98-199 | High_D | 0.96 | 227.9 | N/A
Boiler | B_First_Time_CH | Gas Room Heaters | Biomass Boiler | 98-199 | Low_D | 0.96 | 257.2 | N/A
Boiler | B_First_Time_CH | Gas Room Heaters | Biomass Boiler | 98-199 | High_E | 0.96 | 292.9 | N/A
Boiler | B_First_Time_CH | Gas Room Heaters | Biomass Boiler | 98-199 | Low_E | 0.96 | 327.2 | N/A
Boiler | B_First_Time_CH | Gas Room Heaters | Biomass Boiler | 98-199 | High_F | 0.96 | 375.4 | N/A
Boiler | B_First_Time_CH | Gas Room Heaters | Biomass Boiler | 98-199 | Low_F | 0.96 | 429.1 | N/A
Boiler | B_First_Time_CH | Gas Room Heaters | Biomass Boiler | 98-199 | High_G | 0.96 | 504.6 | N/A
Boiler | B_First_Time_CH | Gas Room Heaters | Biomass Boiler | 98-199 | Low_G | 0.96 | 590.9 | N/A
Boiler | B_First_Time_CH | Gas Room Heaters | Biomass Boiler | 200+ | High_D | 0.96 | 347.5 | N/A
Boiler | B_First_Time_CH | Gas Room Heaters | Biomass Boiler | 200+ | Low_D | 0.96 | 398.6 | N/A
Boiler | B_First_Time_CH | Gas Room Heaters | Biomass Boiler | 200+ | High_E | 0.96 | 462.3 | N/A
Boiler | B_First_Time_CH | Gas Room Heaters | Biomass Boiler | 200+ | Low_E | 0.96 | 523.5 | N/A
Boiler | B_First_Time_CH | Gas Room Heaters | Biomass Boiler | 200+ | High_F | 0.96 | 609.3 | N/A
Boiler | B_First_Time_CH | Gas Room Heaters | Biomass Boiler | 200+ | Low_F | 0.96 | 705.2 | N/A
Boiler | B_First_Time_CH | Gas Room Heaters | Biomass Boiler | 200+ | High_G | 0.96 | 839.6 | N/A
Boiler | B_First_Time_CH | Gas Room Heaters | Biomass Boiler | 200+ | Low_G | 0.96 | 993.4 | N/A
Boiler | B_Upgrade_nopreHCs | Gas Back Boiler to Radiators | Biomass Boiler | 0-72 | High_D | 0.96 | 176.3 | N/A
Boiler | B_Upgrade_nopreHCs | Gas Back Boiler to Radiators | Biomass Boiler | 0-72 | Low_D | 0.96 | 189.5 | N/A
Boiler | B_Upgrade_nopreHCs | Gas Back Boiler to Radiators | Biomass Boiler | 0-72 | High_E | 0.96 | 205.6 | N/A
Boiler | B_Upgrade_nopreHCs | Gas Back Boiler to Radiators | Biomass Boiler | 0-72 | Low_E | 0.96 | 221.1 | N/A
Boiler | B_Upgrade_nopreHCs | Gas Back Boiler to Radiators | Biomass Boiler | 0-72 | High_F | 0.96 | 242.9 | N/A
Boiler | B_Upgrade_nopreHCs | Gas Back Boiler to Radiators | Biomass Boiler | 0-72 | Low_F | 0.96 | 267.1 | N/A
Boiler | B_Upgrade_nopreHCs | Gas Back Boiler to Radiators | Biomass Boiler | 0-72 | High_G | 0.96 | 301.2 | N/A
Boiler | B_Upgrade_nopreHCs | Gas Back Boiler to Radiators | Biomass Boiler | 0-72 | Low_G | 0.96 | 340.1 | N/A
Boiler | B_Upgrade_nopreHCs | Gas Back Boiler to Radiators | Biomass Boiler | 73-97 | High_D | 0.96 | 172 | N/A
Boiler | B_Upgrade_nopreHCs | Gas Back Boiler to Radiators | Biomass Boiler | 73-97 | Low_D | 0.96 | 186.3 | N/A
Boiler | B_Upgrade_nopreHCs | Gas Back Boiler to Radiators | Biomass Boiler | 73-97 | High_E | 0.96 | 203.7 | N/A
Boiler | B_Upgrade_nopreHCs | Gas Back Boiler to Radiators | Biomass Boiler | 73-97 | Low_E | 0.96 | 220.4 | N/A
Boiler | B_Upgrade_nopreHCs | Gas Back Boiler to Radiators | Biomass Boiler | 73-97 | High_F | 0.96 | 244 | N/A
Boiler | B_Upgrade_nopreHCs | Gas Back Boiler to Radiators | Biomass Boiler | 73-97 | Low_F | 0.96 | 270.2 | N/A
Boiler | B_Upgrade_nopreHCs | Gas Back Boiler to Radiators | Biomass Boiler | 73-97 | High_G | 0.96 | 307 | N/A
Boiler | B_Upgrade_nopreHCs | Gas Back Boiler to Radiators | Biomass Boiler | 73-97 | Low_G | 0.96 | 349.1 | N/A
Boiler | B_Upgrade_nopreHCs | Gas Back Boiler to Radiators | Biomass Boiler | 98-199 | High_D | 0.96 | 173.4 | N/A
Boiler | B_Upgrade_nopreHCs | Gas Back Boiler to Radiators | Biomass Boiler | 98-199 | Low_D | 0.96 | 189.8 | N/A
Boiler | B_Upgrade_nopreHCs | Gas Back Boiler to Radiators | Biomass Boiler | 98-199 | High_E | 0.96 | 209.9 | N/A
Boiler | B_Upgrade_nopreHCs | Gas Back Boiler to Radiators | Biomass Boiler | 98-199 | Low_E | 0.96 | 229.2 | N/A
Boiler | B_Upgrade_nopreHCs | Gas Back Boiler to Radiators | Biomass Boiler | 98-199 | High_F | 0.96 | 256.2 | N/A
Boiler | B_Upgrade_nopreHCs | Gas Back Boiler to Radiators | Biomass Boiler | 98-199 | Low_F | 0.96 | 286.4 | N/A
Boiler | B_Upgrade_nopreHCs | Gas Back Boiler to Radiators | Biomass Boiler | 98-199 | High_G | 0.96 | 328.8 | N/A
Boiler | B_Upgrade_nopreHCs | Gas Back Boiler to Radiators | Biomass Boiler | 98-199 | Low_G | 0.96 | 377.2 | N/A
Boiler | B_Upgrade_nopreHCs | Gas Back Boiler to Radiators | Biomass Boiler | 200+ | High_D | 0.96 | 240.6 | N/A
Boiler | B_Upgrade_nopreHCs | Gas Back Boiler to Radiators | Biomass Boiler | 200+ | Low_D | 0.96 | 269.3 | N/A
Boiler | B_Upgrade_nopreHCs | Gas Back Boiler to Radiators | Biomass Boiler | 200+ | High_E | 0.96 | 305 | N/A
Boiler | B_Upgrade_nopreHCs | Gas Back Boiler to Radiators | Biomass Boiler | 200+ | Low_E | 0.96 | 339.4 | N/A
Boiler | B_Upgrade_nopreHCs | Gas Back Boiler to Radiators | Biomass Boiler | 200+ | High_F | 0.96 | 387.6 | N/A
Boiler | B_Upgrade_nopreHCs | Gas Back Boiler to Radiators | Biomass Boiler | 200+ | Low_F | 0.96 | 441.4 | N/A
Boiler | B_Upgrade_nopreHCs | Gas Back Boiler to Radiators | Biomass Boiler | 200+ | High_G | 0.96 | 516.9 | N/A
Boiler | B_Upgrade_nopreHCs | Gas Back Boiler to Radiators | Biomass Boiler | 200+ | Low_G | 0.96 | 603.2 | N/A
Boiler | B_Upgrade_nopreHCs | Electric Storage Heaters Responsiveness <=0.2 | Biomass Boiler | 0-72 | High_D | 0.96 | 181.2 | N/A
Boiler | B_Upgrade_nopreHCs | Electric Storage Heaters Responsiveness <=0.2 | Biomass Boiler | 0-72 | Low_D | 0.96 | 215.4 | N/A
Boiler | B_Upgrade_nopreHCs | Electric Storage Heaters Responsiveness <=0.2 | Biomass Boiler | 0-72 | High_E | 0.96 | 257.2 | N/A
Boiler | B_Upgrade_nopreHCs | Electric Storage Heaters Responsiveness <=0.2 | Biomass Boiler | 0-72 | Low_E | 0.96 | 297.3 | N/A
Boiler | B_Upgrade_nopreHCs | Electric Storage Heaters Responsiveness <=0.2 | Biomass Boiler | 0-72 | High_F | 0.96 | 353.7 | N/A
Boiler | B_Upgrade_nopreHCs | Electric Storage Heaters Responsiveness <=0.2 | Biomass Boiler | 0-72 | Low_F | 0.96 | 416.5 | N/A
Boiler | B_Upgrade_nopreHCs | Electric Storage Heaters Responsiveness <=0.2 | Biomass Boiler | 0-72 | High_G | 0.96 | 504.7 | N/A
Boiler | B_Upgrade_nopreHCs | Electric Storage Heaters Responsiveness <=0.2 | Biomass Boiler | 0-72 | Low_G | 0.96 | 605.6 | N/A
Boiler | B_Upgrade_nopreHCs | Electric Storage Heaters Responsiveness <=0.2 | Biomass Boiler | 73-97 | High_D | 0.96 | 195.1 | N/A
Boiler | B_Upgrade_nopreHCs | Electric Storage Heaters Responsiveness <=0.2 | Biomass Boiler | 73-97 | Low_D | 0.96 | 232.1 | N/A
Boiler | B_Upgrade_nopreHCs | Electric Storage Heaters Responsiveness <=0.2 | Biomass Boiler | 73-97 | High_E | 0.96 | 277.2 | N/A
Boiler | B_Upgrade_nopreHCs | Electric Storage Heaters Responsiveness <=0.2 | Biomass Boiler | 73-97 | Low_E | 0.96 | 320.6 | N/A
Boiler | B_Upgrade_nopreHCs | Electric Storage Heaters Responsiveness <=0.2 | Biomass Boiler | 73-97 | High_F | 0.96 | 381.5 | N/A
Boiler | B_Upgrade_nopreHCs | Electric Storage Heaters Responsiveness <=0.2 | Biomass Boiler | 73-97 | Low_F | 0.96 | 449.4 | N/A
Boiler | B_Upgrade_nopreHCs | Electric Storage Heaters Responsiveness <=0.2 | Biomass Boiler | 73-97 | High_G | 0.96 | 544.8 | N/A
Boiler | B_Upgrade_nopreHCs | Electric Storage Heaters Responsiveness <=0.2 | Biomass Boiler | 73-97 | Low_G | 0.96 | 653.8 | N/A
Boiler | B_Upgrade_nopreHCs | Electric Storage Heaters Responsiveness <=0.2 | Biomass Boiler | 98-199 | High_D | 0.96 | 223.8 | N/A
Boiler | B_Upgrade_nopreHCs | Electric Storage Heaters Responsiveness <=0.2 | Biomass Boiler | 98-199 | Low_D | 0.96 | 266.4 | N/A
Boiler | B_Upgrade_nopreHCs | Electric Storage Heaters Responsiveness <=0.2 | Biomass Boiler | 98-199 | High_E | 0.96 | 318.3 | N/A
Boiler | B_Upgrade_nopreHCs | Electric Storage Heaters Responsiveness <=0.2 | Biomass Boiler | 98-199 | Low_E | 0.96 | 368.2 | N/A
Boiler | B_Upgrade_nopreHCs | Electric Storage Heaters Responsiveness <=0.2 | Biomass Boiler | 98-199 | High_F | 0.96 | 438.3 | N/A
Boiler | B_Upgrade_nopreHCs | Electric Storage Heaters Responsiveness <=0.2 | Biomass Boiler | 98-199 | Low_F | 0.96 | 516.5 | N/A
Boiler | B_Upgrade_nopreHCs | Electric Storage Heaters Responsiveness <=0.2 | Biomass Boiler | 98-199 | High_G | 0.96 | 626.3 | N/A
Boiler | B_Upgrade_nopreHCs | Electric Storage Heaters Responsiveness <=0.2 | Biomass Boiler | 98-199 | Low_G | 0.96 | 751.7 | N/A
Boiler | B_Upgrade_nopreHCs | Electric Storage Heaters Responsiveness <=0.2 | Biomass Boiler | 200+ | High_D | 0.96 | 397.8 | N/A
Boiler | B_Upgrade_nopreHCs | Electric Storage Heaters Responsiveness <=0.2 | Biomass Boiler | 200+ | Low_D | 0.96 | 472.1 | N/A
Boiler | B_Upgrade_nopreHCs | Electric Storage Heaters Responsiveness <=0.2 | Biomass Boiler | 200+ | High_E | 0.96 | 564.7 | N/A
Boiler | B_Upgrade_nopreHCs | Electric Storage Heaters Responsiveness <=0.2 | Biomass Boiler | 200+ | Low_E | 0.96 | 653.7 | N/A
Boiler | B_Upgrade_nopreHCs | Electric Storage Heaters Responsiveness <=0.2 | Biomass Boiler | 200+ | High_F | 0.96 | 778.6 | N/A
Boiler | B_Upgrade_nopreHCs | Electric Storage Heaters Responsiveness <=0.2 | Biomass Boiler | 200+ | Low_F | 0.96 | 918 | N/A
Boiler | B_Upgrade_nopreHCs | Electric Storage Heaters Responsiveness <=0.2 | Biomass Boiler | 200+ | High_G | 0.96 | 1113.6 | N/A
Boiler | B_Upgrade_nopreHCs | Electric Storage Heaters Responsiveness <=0.2 | Biomass Boiler | 200+ | Low_G | 0.96 | 1397.8 | N/A
Boiler | B_Upgrade_nopreHCs | Electric Boiler | Biomass Boiler | 0-72 | High_D | 0.96 | 395.8 | N/A
Boiler | B_Upgrade_nopreHCs | Electric Boiler | Biomass Boiler | 0-72 | Low_D | 0.96 | 477.2 | N/A
Boiler | B_Upgrade_nopreHCs | Electric Boiler | Biomass Boiler | 0-72 | High_E | 0.96 | 576.4 | N/A
Boiler | B_Upgrade_nopreHCs | Electric Boiler | Biomass Boiler | 0-72 | Low_E | 0.96 | 671.8 | N/A
Boiler | B_Upgrade_nopreHCs | Electric Boiler | Biomass Boiler | 0-72 | High_F | 0.96 | 805.7 | N/A
Boiler | B_Upgrade_nopreHCs | Electric Boiler | Biomass Boiler | 0-72 | Low_F | 0.96 | 955.1 | N/A
Boiler | B_Upgrade_nopreHCs | Electric Boiler | Biomass Boiler | 0-72 | High_G | 0.96 | 1164.8 | N/A
Boiler | B_Upgrade_nopreHCs | Electric Boiler | Biomass Boiler | 0-72 | Low_G | 0.96 | 1404.6 | N/A
Boiler | B_Upgrade_nopreHCs | Electric Boiler | Biomass Boiler | 73-97 | High_D | 0.96 | 432 | N/A
Boiler | B_Upgrade_nopreHCs | Electric Boiler | Biomass Boiler | 73-97 | Low_D | 0.96 | 519.9 | N/A
Boiler | B_Upgrade_nopreHCs | Electric Boiler | Biomass Boiler | 73-97 | High_E | 0.96 | 627.2 | N/A
Boiler | B_Upgrade_nopreHCs | Electric Boiler | Biomass Boiler | 73-97 | Low_E | 0.96 | 730.3 | N/A
Boiler | B_Upgrade_nopreHCs | Electric Boiler | Biomass Boiler | 73-97 | High_F | 0.96 | 875.1 | N/A
Boiler | B_Upgrade_nopreHCs | Electric Boiler | Biomass Boiler | 73-97 | Low_F | 0.96 | 1036.5 | N/A
Boiler | B_Upgrade_nopreHCs | Electric Boiler | Biomass Boiler | 73-97 | High_G | 0.96 | 1263.2 | N/A
Boiler | B_Upgrade_nopreHCs | Electric Boiler | Biomass Boiler | 73-97 | Low_G | 0.96 | 1522.4 | N/A
Boiler | B_Upgrade_nopreHCs | Electric Boiler | Biomass Boiler | 98-199 | High_D | 0.96 | 503.4 | N/A
Boiler | B_Upgrade_nopreHCs | Electric Boiler | Biomass Boiler | 98-199 | Low_D | 0.96 | 604.6 | N/A
Boiler | B_Upgrade_nopreHCs | Electric Boiler | Biomass Boiler | 98-199 | High_E | 0.96 | 728.1 | N/A
Boiler | B_Upgrade_nopreHCs | Electric Boiler | Biomass Boiler | 98-199 | Low_E | 0.96 | 846.7 | N/A
Boiler | B_Upgrade_nopreHCs | Electric Boiler | Biomass Boiler | 98-199 | High_F | 0.96 | 1013.3 | N/A
Boiler | B_Upgrade_nopreHCs | Electric Boiler | Biomass Boiler | 98-199 | Low_F | 0.96 | 1199.2 | N/A
Boiler | B_Upgrade_nopreHCs | Electric Boiler | Biomass Boiler | 98-199 | High_G | 0.96 | 1460 | N/A
Boiler | B_Upgrade_nopreHCs | Electric Boiler | Biomass Boiler | 98-199 | Low_G | 0.96 | 1758.2 | N/A
Boiler | B_Upgrade_nopreHCs | Electric Boiler | Biomass Boiler | 200+ | High_D | 0.96 | 917 | N/A
Boiler | B_Upgrade_nopreHCs | Electric Boiler | Biomass Boiler | 200+ | Low_D | 0.96 | 1093.7 | N/A
Boiler | B_Upgrade_nopreHCs | Electric Boiler | Biomass Boiler | 200+ | High_E | 0.96 | 1313.8 | N/A
Boiler | B_Upgrade_nopreHCs | Electric Boiler | Biomass Boiler | 200+ | Low_E | 0.96 | 1525.2 | N/A
Boiler | B_Upgrade_nopreHCs | Electric Boiler | Biomass Boiler | 200+ | High_F | 0.96 | 1822.2 | N/A
Boiler | B_Upgrade_nopreHCs | Electric Boiler | Biomass Boiler | 200+ | Low_F | 0.96 | 2153.4 | N/A
Boiler | B_Upgrade_nopreHCs | Electric Boiler | Biomass Boiler | 200+ | High_G | 0.96 | 2618.3 | N/A
Boiler | B_Upgrade_nopreHCs | Electric Boiler | Biomass Boiler | 200+ | Low_G | 0.96 | 3179.5 | N/A
Boiler | B_First_Time_CH | Electric Room Heaters | Biomass Boiler | 0-72 | High_D | 0.96 | 386.8 | N/A
Boiler | B_First_Time_CH | Electric Room Heaters | Biomass Boiler | 0-72 | Low_D | 0.96 | 468.1 | N/A
Boiler | B_First_Time_CH | Electric Room Heaters | Biomass Boiler | 0-72 | High_E | 0.96 | 567.4 | N/A
Boiler | B_First_Time_CH | Electric Room Heaters | Biomass Boiler | 0-72 | Low_E | 0.96 | 662.7 | N/A
Boiler | B_First_Time_CH | Electric Room Heaters | Biomass Boiler | 0-72 | High_F | 0.96 | 796.7 | N/A
Boiler | B_First_Time_CH | Electric Room Heaters | Biomass Boiler | 0-72 | Low_F | 0.96 | 946.1 | N/A
Boiler | B_First_Time_CH | Electric Room Heaters | Biomass Boiler | 0-72 | High_G | 0.96 | 1155.7 | N/A
Boiler | B_First_Time_CH | Electric Room Heaters | Biomass Boiler | 0-72 | Low_G | 0.96 | 1395.5 | N/A
Boiler | B_First_Time_CH | Electric Room Heaters | Biomass Boiler | 73-97 | High_D | 0.96 | 423.7 | N/A
Boiler | B_First_Time_CH | Electric Room Heaters | Biomass Boiler | 73-97 | Low_D | 0.96 | 511.6 | N/A
Boiler | B_First_Time_CH | Electric Room Heaters | Biomass Boiler | 73-97 | High_E | 0.96 | 618.9 | N/A
Boiler | B_First_Time_CH | Electric Room Heaters | Biomass Boiler | 73-97 | Low_E | 0.96 | 722 | N/A
Boiler | B_First_Time_CH | Electric Room Heaters | Biomass Boiler | 73-97 | High_F | 0.96 | 866.8 | N/A
Boiler | B_First_Time_CH | Electric Room Heaters | Biomass Boiler | 73-97 | Low_F | 0.96 | 1028.3 | N/A
Boiler | B_First_Time_CH | Electric Room Heaters | Biomass Boiler | 73-97 | High_G | 0.96 | 1254.9 | N/A
Boiler | B_First_Time_CH | Electric Room Heaters | Biomass Boiler | 73-97 | Low_G | 0.96 | 1514.1 | N/A
Boiler | B_First_Time_CH | Electric Room Heaters | Biomass Boiler | 98-199 | High_D | 0.96 | 496 | N/A
Boiler | B_First_Time_CH | Electric Room Heaters | Biomass Boiler | 98-199 | Low_D | 0.96 | 597.2 | N/A
Boiler | B_First_Time_CH | Electric Room Heaters | Biomass Boiler | 98-199 | High_E | 0.96 | 720.7 | N/A
Boiler | B_First_Time_CH | Electric Room Heaters | Biomass Boiler | 98-199 | Low_E | 0.96 | 839.3 | N/A
Boiler | B_First_Time_CH | Electric Room Heaters | Biomass Boiler | 98-199 | High_F | 0.96 | 1005.9 | N/A
Boiler | B_First_Time_CH | Electric Room Heaters | Biomass Boiler | 98-199 | Low_F | 0.96 | 1191.7 | N/A
Boiler | B_First_Time_CH | Electric Room Heaters | Biomass Boiler | 98-199 | High_G | 0.96 | 1452.6 | N/A
Boiler | B_First_Time_CH | Electric Room Heaters | Biomass Boiler | 98-199 | Low_G | 0.96 | 1750.8 | N/A
Boiler | B_First_Time_CH | Electric Room Heaters | Biomass Boiler | 200+ | High_D | 0.96 | 909.6 | N/A
Boiler | B_First_Time_CH | Electric Room Heaters | Biomass Boiler | 200+ | Low_D | 0.96 | 1086.2 | N/A
Boiler | B_First_Time_CH | Electric Room Heaters | Biomass Boiler | 200+ | High_E | 0.96 | 1306.4 | N/A
Boiler | B_First_Time_CH | Electric Room Heaters | Biomass Boiler | 200+ | Low_E | 0.96 | 1517.8 | N/A
Boiler | B_First_Time_CH | Electric Room Heaters | Biomass Boiler | 200+ | High_F | 0.96 | 1814.7 | N/A
Boiler | B_First_Time_CH | Electric Room Heaters | Biomass Boiler | 200+ | Low_F | 0.96 | 2146 | N/A
Boiler | B_First_Time_CH | Electric Room Heaters | Biomass Boiler | 200+ | High_G | 0.96 | 2610.8 | N/A
Boiler | B_First_Time_CH | Electric Room Heaters | Biomass Boiler | 200+ | Low_G | 0.96 | 3142.4 | N/A
Boiler | B_Upgrade_nopreHCs | Non Condensing Oil Boiler | Biomass Boiler | 0-72 | High_D | 0.96 | 184 | N/A
Boiler | B_Upgrade_nopreHCs | Non Condensing Oil Boiler | Biomass Boiler | 0-72 | Low_D | 0.96 | 222.7 | N/A
Boiler | B_Upgrade_nopreHCs | Non Condensing Oil Boiler | Biomass Boiler | 0-72 | High_E | 0.96 | 270 | N/A
Boiler | B_Upgrade_nopreHCs | Non Condensing Oil Boiler | Biomass Boiler | 0-72 | Low_E | 0.96 | 315.3 | N/A
Boiler | B_Upgrade_nopreHCs | Non Condensing Oil Boiler | Biomass Boiler | 0-72 | High_F | 0.96 | 379.1 | N/A
Boiler | B_Upgrade_nopreHCs | Non Condensing Oil Boiler | Biomass Boiler | 0-72 | Low_F | 0.96 | 450.1 | N/A
Boiler | B_Upgrade_nopreHCs | Non Condensing Oil Boiler | Biomass Boiler | 0-72 | High_G | 0.96 | 549.9 | N/A
Boiler | B_Upgrade_nopreHCs | Non Condensing Oil Boiler | Biomass Boiler | 0-72 | Low_G | 0.96 | 664 | N/A
Boiler | B_Upgrade_nopreHCs | Non Condensing Oil Boiler | Biomass Boiler | 73-97 | High_D | 0.96 | 201.6 | N/A
Boiler | B_Upgrade_nopreHCs | Non Condensing Oil Boiler | Biomass Boiler | 73-97 | Low_D | 0.96 | 243.4 | N/A
Boiler | B_Upgrade_nopreHCs | Non Condensing Oil Boiler | Biomass Boiler | 73-97 | High_E | 0.96 | 294.5 | N/A
Boiler | B_Upgrade_nopreHCs | Non Condensing Oil Boiler | Biomass Boiler | 73-97 | Low_E | 0.96 | 343.5 | N/A
Boiler | B_Upgrade_nopreHCs | Non Condensing Oil Boiler | Biomass Boiler | 73-97 | High_F | 0.96 | 412.4 | N/A
Boiler | B_Upgrade_nopreHCs | Non Condensing Oil Boiler | Biomass Boiler | 73-97 | Low_F | 0.96 | 489.3 | N/A
Boiler | B_Upgrade_nopreHCs | Non Condensing Oil Boiler | Biomass Boiler | 73-97 | High_G | 0.96 | 597.1 | N/A
Boiler | B_Upgrade_nopreHCs | Non Condensing Oil Boiler | Biomass Boiler | 73-97 | Low_G | 0.96 | 720.4 | N/A
Boiler | B_Upgrade_nopreHCs | Non Condensing Oil Boiler | Biomass Boiler | 98-199 | High_D | 0.96 | 236 | N/A
Boiler | B_Upgrade_nopreHCs | Non Condensing Oil Boiler | Biomass Boiler | 98-199 | Low_D | 0.96 | 284.1 | N/A
Boiler | B_Upgrade_nopreHCs | Non Condensing Oil Boiler | Biomass Boiler | 98-199 | High_E | 0.96 | 342.9 | N/A
Boiler | B_Upgrade_nopreHCs | Non Condensing Oil Boiler | Biomass Boiler | 98-199 | Low_E | 0.96 | 399.3 | N/A
Boiler | B_Upgrade_nopreHCs | Non Condensing Oil Boiler | Biomass Boiler | 98-199 | High_F | 0.96 | 478.6 | N/A
Boiler | B_Upgrade_nopreHCs | Non Condensing Oil Boiler | Biomass Boiler | 98-199 | Low_F | 0.96 | 567 | N/A
Boiler | B_Upgrade_nopreHCs | Non Condensing Oil Boiler | Biomass Boiler | 98-199 | High_G | 0.96 | 691.1 | N/A
Boiler | B_Upgrade_nopreHCs | Non Condensing Oil Boiler | Biomass Boiler | 98-199 | Low_G | 0.96 | 833 | N/A
Boiler | B_Upgrade_nopreHCs | Non Condensing Oil Boiler | Biomass Boiler | 200+ | High_D | 0.96 | 432.8 | N/A
Boiler | B_Upgrade_nopreHCs | Non Condensing Oil Boiler | Biomass Boiler | 200+ | Low_D | 0.96 | 516.8 | N/A
Boiler | B_Upgrade_nopreHCs | Non Condensing Oil Boiler | Biomass Boiler | 200+ | High_E | 0.96 | 621.6 | N/A
Boiler | B_Upgrade_nopreHCs | Non Condensing Oil Boiler | Biomass Boiler | 200+ | Low_E | 0.96 | 722.2 | N/A
Boiler | B_Upgrade_nopreHCs | Non Condensing Oil Boiler | Biomass Boiler | 200+ | High_F | 0.96 | 863.5 | N/A
Boiler | B_Upgrade_nopreHCs | Non Condensing Oil Boiler | Biomass Boiler | 200+ | Low_F | 0.96 | 1021.1 | N/A
Boiler | B_Upgrade_nopreHCs | Non Condensing Oil Boiler | Biomass Boiler | 200+ | High_G | 0.96 | 1242.2 | N/A
Boiler | B_Upgrade_nopreHCs | Non Condensing Oil Boiler | Biomass Boiler | 200+ | Low_G | 0.96 | 1495.2 | N/A
Boiler | B_Upgrade_nopreHCs | Condensing Oil Boiler | Biomass Boiler | 0-72 | High_D | 0.96 | 131.7 | N/A
Boiler | B_Upgrade_nopreHCs | Condensing Oil Boiler | Biomass Boiler | 0-72 | Low_D | 0.96 | 159.4 | N/A
Boiler | B_Upgrade_nopreHCs | Condensing Oil Boiler | Biomass Boiler | 0-72 | High_E | 0.96 | 193.2 | N/A
Boiler | B_Upgrade_nopreHCs | Condensing Oil Boiler | Biomass Boiler | 0-72 | Low_E | 0.96 | 225.7 | N/A
Boiler | B_Upgrade_nopreHCs | Condensing Oil Boiler | Biomass Boiler | 0-72 | High_F | 0.96 | 271.3 | N/A
Boiler | B_Upgrade_nopreHCs | Condensing Oil Boiler | Biomass Boiler | 0-72 | Low_F | 0.96 | 322.2 | N/A
Boiler | B_Upgrade_nopreHCs | Condensing Oil Boiler | Biomass Boiler | 0-72 | High_G | 0.96 | 393.6 | N/A
Boiler | B_Upgrade_nopreHCs | Condensing Oil Boiler | Biomass Boiler | 0-72 | Low_G | 0.96 | 475.2 | N/A
Boiler | B_Upgrade_nopreHCs | Condensing Oil Boiler | Biomass Boiler | 73-97 | High_D | 0.96 | 144.3 | N/A
Boiler | B_Upgrade_nopreHCs | Condensing Oil Boiler | Biomass Boiler | 73-97 | Low_D | 0.96 | 174.2 | N/A
Boiler | B_Upgrade_nopreHCs | Condensing Oil Boiler | Biomass Boiler | 73-97 | High_E | 0.96 | 210.8 | N/A
Boiler | B_Upgrade_nopreHCs | Condensing Oil Boiler | Biomass Boiler | 73-97 | Low_E | 0.96 | 245.9 | N/A
Boiler | B_Upgrade_nopreHCs | Condensing Oil Boiler | Biomass Boiler | 73-97 | High_F | 0.96 | 295.2 | N/A
Boiler | B_Upgrade_nopreHCs | Condensing Oil Boiler | Biomass Boiler | 73-97 | Low_F | 0.96 | 350.2 | N/A
Boiler | B_Upgrade_nopreHCs | Condensing Oil Boiler | Biomass Boiler | 73-97 | High_G | 0.96 | 427.4 | N/A
Boiler | B_Upgrade_nopreHCs | Condensing Oil Boiler | Biomass Boiler | 73-97 | Low_G | 0.96 | 515.6 | N/A
Boiler | B_Upgrade_nopreHCs | Condensing Oil Boiler | Biomass Boiler | 98-199 | High_D | 0.96 | 168.9 | N/A
Boiler | B_Upgrade_nopreHCs | Condensing Oil Boiler | Biomass Boiler | 98-199 | Low_D | 0.96 | 203.4 | N/A
Boiler | B_Upgrade_nopreHCs | Condensing Oil Boiler | Biomass Boiler | 98-199 | High_E | 0.96 | 245.4 | N/A
Boiler | B_Upgrade_nopreHCs | Condensing Oil Boiler | Biomass Boiler | 98-199 | Low_E | 0.96 | 285.8 | N/A
Boiler | B_Upgrade_nopreHCs | Condensing Oil Boiler | Biomass Boiler | 98-199 | High_F | 0.96 | 342.6 | N/A
Boiler | B_Upgrade_nopreHCs | Condensing Oil Boiler | Biomass Boiler | 98-199 | Low_F | 0.96 | 405.9 | N/A
Boiler | B_Upgrade_nopreHCs | Condensing Oil Boiler | Biomass Boiler | 98-199 | High_G | 0.96 | 494.7 | N/A
Boiler | B_Upgrade_nopreHCs | Condensing Oil Boiler | Biomass Boiler | 98-199 | Low_G | 0.96 | 596.2 | N/A
Boiler | B_Upgrade_nopreHCs | Condensing Oil Boiler | Biomass Boiler | 200+ | High_D | 0.96 | 309.8 | N/A
Boiler | B_Upgrade_nopreHCs | Condensing Oil Boiler | Biomass Boiler | 200+ | Low_D | 0.96 | 369.9 | N/A
Boiler | B_Upgrade_nopreHCs | Condensing Oil Boiler | Biomass Boiler | 200+ | High_E | 0.96 | 444.9 | N/A
Boiler | B_Upgrade_nopreHCs | Condensing Oil Boiler | Biomass Boiler | 200+ | Low_E | 0.96 | 516.9 | N/A
Boiler | B_Upgrade_nopreHCs | Condensing Oil Boiler | Biomass Boiler | 200+ | High_F | 0.96 | 618 | N/A
Boiler | B_Upgrade_nopreHCs | Condensing Oil Boiler | Biomass Boiler | 200+ | Low_F | 0.96 | 730.8 | N/A
Boiler | B_Upgrade_nopreHCs | Condensing Oil Boiler | Biomass Boiler | 200+ | High_G | 0.96 | 889.1 | N/A
Boiler | B_Upgrade_nopreHCs | Condensing Oil Boiler | Biomass Boiler | 200+ | Low_G | 0.96 | 1070.2 | N/A
Boiler | B_Upgrade_nopreHCs | Non Condensing LPG Boiler | Biomass Boiler | 0-72 | High_D | 0.96 | 356.1 | N/A
Boiler | B_Upgrade_nopreHCs | Non Condensing LPG Boiler | Biomass Boiler | 0-72 | Low_D | 0.96 | 423.8 | N/A
Boiler | B_Upgrade_nopreHCs | Non Condensing LPG Boiler | Biomass Boiler | 0-72 | High_E | 0.96 | 506.3 | N/A
Boiler | B_Upgrade_nopreHCs | Non Condensing LPG Boiler | Biomass Boiler | 0-72 | Low_E | 0.96 | 585.7 | N/A
Boiler | B_Upgrade_nopreHCs | Non Condensing LPG Boiler | Biomass Boiler | 0-72 | High_F | 0.96 | 697.1 | N/A
Boiler | B_Upgrade_nopreHCs | Non Condensing LPG Boiler | Biomass Boiler | 0-72 | Low_F | 0.96 | 821.3 | N/A
Boiler | B_Upgrade_nopreHCs | Non Condensing LPG Boiler | Biomass Boiler | 0-72 | High_G | 0.96 | 995.7 | N/A
Boiler | B_Upgrade_nopreHCs | Non Condensing LPG Boiler | Biomass Boiler | 0-72 | Low_G | 0.96 | 1195.1 | N/A
Boiler | B_Upgrade_nopreHCs | Non Condensing LPG Boiler | Biomass Boiler | 73-97 | High_D | 0.96 | 383.7 | N/A
Boiler | B_Upgrade_nopreHCs | Non Condensing LPG Boiler | Biomass Boiler | 73-97 | Low_D | 0.96 | 456.9 | N/A
Boiler | B_Upgrade_nopreHCs | Non Condensing LPG Boiler | Biomass Boiler | 73-97 | High_E | 0.96 | 546.1 | N/A
Boiler | B_Upgrade_nopreHCs | Non Condensing LPG Boiler | Biomass Boiler | 73-97 | Low_E | 0.96 | 631.9 | N/A
Boiler | B_Upgrade_nopreHCs | Non Condensing LPG Boiler | Biomass Boiler | 73-97 | High_F | 0.96 | 752.3 | N/A
Boiler | B_Upgrade_nopreHCs | Non Condensing LPG Boiler | Biomass Boiler | 73-97 | Low_F | 0.96 | 886.6 | N/A
Boiler | B_Upgrade_nopreHCs | Non Condensing LPG Boiler | Biomass Boiler | 73-97 | High_G | 0.96 | 1075.1 | N/A
Boiler | B_Upgrade_nopreHCs | Non Condensing LPG Boiler | Biomass Boiler | 73-97 | Low_G | 0.96 | 1290.7 | N/A
Boiler | B_Upgrade_nopreHCs | Non Condensing LPG Boiler | Biomass Boiler | 98-199 | High_D | 0.96 | 440.7 | N/A
Boiler | B_Upgrade_nopreHCs | Non Condensing LPG Boiler | Biomass Boiler | 98-199 | Low_D | 0.96 | 524.9 | N/A
Boiler | B_Upgrade_nopreHCs | Non Condensing LPG Boiler | Biomass Boiler | 98-199 | High_E | 0.96 | 627.6 | N/A
Boiler | B_Upgrade_nopreHCs | Non Condensing LPG Boiler | Biomass Boiler | 98-199 | Low_E | 0.96 | 726.3 | N/A
Boiler | B_Upgrade_nopreHCs | Non Condensing LPG Boiler | Biomass Boiler | 98-199 | High_F | 0.96 | 864.8 | N/A
Boiler | B_Upgrade_nopreHCs | Non Condensing LPG Boiler | Biomass Boiler | 98-199 | Low_F | 0.96 | 1019.4 | N/A
Boiler | B_Upgrade_nopreHCs | Non Condensing LPG Boiler | Biomass Boiler | 98-199 | High_G | 0.96 | 1236.3 | N/A
Boiler | B_Upgrade_nopreHCs | Non Condensing LPG Boiler | Biomass Boiler | 98-199 | Low_G | 0.96 | 1484.4 | N/A
Boiler | B_Upgrade_nopreHCs | Non Condensing LPG Boiler | Biomass Boiler | 200+ | High_D | 0.96 | 784.7 | N/A
Boiler | B_Upgrade_nopreHCs | Non Condensing LPG Boiler | Biomass Boiler | 200+ | Low_D | 0.96 | 931.7 | N/A
Boiler | B_Upgrade_nopreHCs | Non Condensing LPG Boiler | Biomass Boiler | 200+ | High_E | 0.96 | 1114.7 | N/A
Boiler | B_Upgrade_nopreHCs | Non Condensing LPG Boiler | Biomass Boiler | 200+ | Low_E | 0.96 | 1290.6 | N/A
Boiler | B_Upgrade_nopreHCs | Non Condensing LPG Boiler | Biomass Boiler | 200+ | High_F | 0.96 | 1537.6 | N/A
Boiler | B_Upgrade_nopreHCs | Non Condensing LPG Boiler | Biomass Boiler | 200+ | Low_F | 0.96 | 1813.1 | N/A
Boiler | B_Upgrade_nopreHCs | Non Condensing LPG Boiler | Biomass Boiler | 200+ | High_G | 0.96 | 2199.7 | N/A
Boiler | B_Upgrade_nopreHCs | Non Condensing LPG Boiler | Biomass Boiler | 200+ | Low_G | 0.96 | 2662 | N/A
Boiler | B_Upgrade_nopreHCs | Condensing LPG Boiler | Biomass Boiler | 0-72 | High_D | 0.96 | 313.4 | N/A
Boiler | B_Upgrade_nopreHCs | Condensing LPG Boiler | Biomass Boiler | 0-72 | Low_D | 0.96 | 370.8 | N/A
Boiler | B_Upgrade_nopreHCs | Condensing LPG Boiler | Biomass Boiler | 0-72 | High_E | 0.96 | 440.9 | N/A
Boiler | B_Upgrade_nopreHCs | Condensing LPG Boiler | Biomass Boiler | 0-72 | Low_E | 0.96 | 508.2 | N/A
Boiler | B_Upgrade_nopreHCs | Condensing LPG Boiler | Biomass Boiler | 0-72 | High_F | 0.96 | 602.8 | N/A
Boiler | B_Upgrade_nopreHCs | Condensing LPG Boiler | Biomass Boiler | 0-72 | Low_F | 0.96 | 708.2 | N/A
Boiler | B_Upgrade_nopreHCs | Condensing LPG Boiler | Biomass Boiler | 0-72 | High_G | 0.96 | 856.2 | N/A
Boiler | B_Upgrade_nopreHCs | Condensing LPG Boiler | Biomass Boiler | 0-72 | Low_G | 0.96 | 1025.5 | N/A
Boiler | B_Upgrade_nopreHCs | Condensing LPG Boiler | Biomass Boiler | 73-97 | High_D | 0.96 | 335.8 | N/A
Boiler | B_Upgrade_nopreHCs | Condensing LPG Boiler | Biomass Boiler | 73-97 | Low_D | 0.96 | 397.9 | N/A
Boiler | B_Upgrade_nopreHCs | Condensing LPG Boiler | Biomass Boiler | 73-97 | High_E | 0.96 | 473.6 | N/A
Boiler | B_Upgrade_nopreHCs | Condensing LPG Boiler | Biomass Boiler | 73-97 | Low_E | 0.96 | 546.4 | N/A
Boiler | B_Upgrade_nopreHCs | Condensing LPG Boiler | Biomass Boiler | 73-97 | High_F | 0.96 | 648.6 | N/A
Boiler | B_Upgrade_nopreHCs | Condensing LPG Boiler | Biomass Boiler | 73-97 | Low_F | 0.96 | 762.6 | N/A
Boiler | B_Upgrade_nopreHCs | Condensing LPG Boiler | Biomass Boiler | 73-97 | High_G | 0.96 | 922.6 | N/A
Boiler | B_Upgrade_nopreHCs | Condensing LPG Boiler | Biomass Boiler | 73-97 | Low_G | 0.96 | 1105.5 | N/A
Boiler | B_Upgrade_nopreHCs | Condensing LPG Boiler | Biomass Boiler | 98-199 | High_D | 0.96 | 383.2 | N/A
Boiler | B_Upgrade_nopreHCs | Condensing LPG Boiler | Biomass Boiler | 98-199 | Low_D | 0.96 | 454.6 | N/A
Boiler | B_Upgrade_nopreHCs | Condensing LPG Boiler | Biomass Boiler | 98-199 | High_E | 0.96 | 541.8 | N/A
Boiler | B_Upgrade_nopreHCs | Condensing LPG Boiler | Biomass Boiler | 98-199 | Low_E | 0.96 | 625.5 | N/A
Boiler | B_Upgrade_nopreHCs | Condensing LPG Boiler | Biomass Boiler | 98-199 | High_F | 0.96 | 743.1 | N/A
Boiler | B_Upgrade_nopreHCs | Condensing LPG Boiler | Biomass Boiler | 98-199 | Low_F | 0.96 | 874.3 | N/A
Boiler | B_Upgrade_nopreHCs | Condensing LPG Boiler | Biomass Boiler | 98-199 | High_G | 0.96 | 1058.4 | N/A
Boiler | B_Upgrade_nopreHCs | Condensing LPG Boiler | Biomass Boiler | 98-199 | Low_G | 0.96 | 1268.9 | N/A
Boiler | B_Upgrade_nopreHCs | Condensing LPG Boiler | Biomass Boiler | 200+ | High_D | 0.96 | 675.1 | N/A
Boiler | B_Upgrade_nopreHCs | Condensing LPG Boiler | Biomass Boiler | 200+ | Low_D | 0.96 | 799.8 | N/A
Boiler | B_Upgrade_nopreHCs | Condensing LPG Boiler | Biomass Boiler | 200+ | High_E | 0.96 | 955.2 | N/A
Boiler | B_Upgrade_nopreHCs | Condensing LPG Boiler | Biomass Boiler | 200+ | Low_E | 0.96 | 1104.4 | N/A
Boiler | B_Upgrade_nopreHCs | Condensing LPG Boiler | Biomass Boiler | 200+ | High_F | 0.96 | 1314.1 | N/A
Boiler | B_Upgrade_nopreHCs | Condensing LPG Boiler | Biomass Boiler | 200+ | Low_F | 0.96 | 1547.9 | N/A
Boiler | B_Upgrade_nopreHCs | Condensing LPG Boiler | Biomass Boiler | 200+ | High_G | 0.96 | 1876 | N/A
Boiler | B_Upgrade_nopreHCs | Condensing LPG Boiler | Biomass Boiler | 200+ | Low_G | 0.96 | 2274.9 | N/A
Boiler | B_First_Time_CH | Bottled LPG Room Heaters | Condensing Gas Boiler | 0-72 | High_D | 0.96 | 386.9 | N/A
Boiler | B_First_Time_CH | Bottled LPG Room Heaters | Condensing Gas Boiler | 0-72 | Low_D | 0.96 | 434.5 | N/A
Boiler | B_First_Time_CH | Bottled LPG Room Heaters | Condensing Gas Boiler | 0-72 | High_E | 0.96 | 553.5 | N/A
Boiler | B_First_Time_CH | Bottled LPG Room Heaters | Condensing Gas Boiler | 0-72 | Low_E | 0.96 | 667.9 | N/A
Boiler | B_First_Time_CH | Bottled LPG Room Heaters | Condensing Gas Boiler | 0-72 | High_F | 0.96 | 828.5 | N/A
Boiler | B_First_Time_CH | Bottled LPG Room Heaters | Condensing Gas Boiler | 0-72 | Low_F | 0.96 | 1007.6 | N/A
Boiler | B_First_Time_CH | Bottled LPG Room Heaters | Condensing Gas Boiler | 0-72 | High_G | 0.96 | 1259 | N/A
Boiler | B_First_Time_CH | Bottled LPG Room Heaters | Condensing Gas Boiler | 0-72 | Low_G | 0.96 | 1546.4 | N/A
Boiler | B_First_Time_CH | Bottled LPG Room Heaters | Condensing Gas Boiler | 73-97 | High_D | 0.96 | 392.8 | N/A
Boiler | B_First_Time_CH | Bottled LPG Room Heaters | Condensing Gas Boiler | 73-97 | Low_D | 0.96 | 498.2 | N/A
Boiler | B_First_Time_CH | Bottled LPG Room Heaters | Condensing Gas Boiler | 73-97 | High_E | 0.96 | 626.9 | N/A
Boiler | B_First_Time_CH | Bottled LPG Room Heaters | Condensing Gas Boiler | 73-97 | Low_E | 0.96 | 750.5 | N/A
Boiler | B_First_Time_CH | Bottled LPG Room Heaters | Condensing Gas Boiler | 73-97 | High_F | 0.96 | 924.1 | N/A
Boiler | B_First_Time_CH | Bottled LPG Room Heaters | Condensing Gas Boiler | 73-97 | Low_F | 0.96 | 1117.7 | N/A
Boiler | B_First_Time_CH | Bottled LPG Room Heaters | Condensing Gas Boiler | 73-97 | High_G | 0.96 | 1389.4 | N/A
Boiler | B_First_Time_CH | Bottled LPG Room Heaters | Condensing Gas Boiler | 73-97 | Low_G | 0.96 | 1700.2 | N/A
Boiler | B_First_Time_CH | Bottled LPG Room Heaters | Condensing Gas Boiler | 98-199 | High_D | 0.96 | 491 | N/A
Boiler | B_First_Time_CH | Bottled LPG Room Heaters | Condensing Gas Boiler | 98-199 | Low_D | 0.96 | 612.3 | N/A
Boiler | B_First_Time_CH | Bottled LPG Room Heaters | Condensing Gas Boiler | 98-199 | High_E | 0.96 | 760.4 | N/A
Boiler | B_First_Time_CH | Bottled LPG Room Heaters | Condensing Gas Boiler | 98-199 | Low_E | 0.96 | 902.6 | N/A
Boiler | B_First_Time_CH | Bottled LPG Room Heaters | Condensing Gas Boiler | 98-199 | High_F | 0.96 | 1102.4 | N/A
Boiler | B_First_Time_CH | Bottled LPG Room Heaters | Condensing Gas Boiler | 98-199 | Low_F | 0.96 | 1325.2 | N/A
Boiler | B_First_Time_CH | Bottled LPG Room Heaters | Condensing Gas Boiler | 98-199 | High_G | 0.96 | 1637.9 | N/A
Boiler | B_First_Time_CH | Bottled LPG Room Heaters | Condensing Gas Boiler | 98-199 | Low_G | 0.96 | 1995.5 | N/A
Boiler | B_First_Time_CH | Bottled LPG Room Heaters | Condensing Gas Boiler | 200+ | High_D | 0.96 | 986.9 | N/A
Boiler | B_First_Time_CH | Bottled LPG Room Heaters | Condensing Gas Boiler | 200+ | Low_D | 0.96 | 1198.7 | N/A
Boiler | B_First_Time_CH | Bottled LPG Room Heaters | Condensing Gas Boiler | 200+ | High_E | 0.96 | 1462.6 | N/A
Boiler | B_First_Time_CH | Bottled LPG Room Heaters | Condensing Gas Boiler | 200+ | Low_E | 0.96 | 1716.1 | N/A
Boiler | B_First_Time_CH | Bottled LPG Room Heaters | Condensing Gas Boiler | 200+ | High_F | 0.96 | 2072.1 | N/A
Boiler | B_First_Time_CH | Bottled LPG Room Heaters | Condensing Gas Boiler | 200+ | Low_F | 0.96 | 2469.2 | N/A
Boiler | B_First_Time_CH | Bottled LPG Room Heaters | Condensing Gas Boiler | 200+ | High_G | 0.96 | 3026.6 | N/A
Boiler | B_First_Time_CH | Bottled LPG Room Heaters | Condensing Gas Boiler | 200+ | Low_G | 0.96 | 3663.9 | N/A
Boiler | B_Upgrade_nopreHCs | Bottled LPG Boiler | Condensing Gas Boiler | 0-72 | High_D | 0.96 | 288.4 | N/A
Boiler | B_Upgrade_nopreHCs | Bottled LPG Boiler | Condensing Gas Boiler | 0-72 | Low_D | 0.96 | 375.7 | N/A
Boiler | B_Upgrade_nopreHCs | Bottled LPG Boiler | Condensing Gas Boiler | 0-72 | High_E | 0.96 | 482.3 | N/A
Boiler | B_Upgrade_nopreHCs | Bottled LPG Boiler | Condensing Gas Boiler | 0-72 | Low_E | 0.96 | 584.6 | N/A
Boiler | B_Upgrade_nopreHCs | Bottled LPG Boiler | Condensing Gas Boiler | 0-72 | High_F | 0.96 | 728.4 | N/A
Boiler | B_Upgrade_nopreHCs | Bottled LPG Boiler | Condensing Gas Boiler | 0-72 | Low_F | 0.96 | 888.7 | N/A
Boiler | B_Upgrade_nopreHCs | Bottled LPG Boiler | Condensing Gas Boiler | 0-72 | High_G | 0.96 | 1113.8 | N/A
Boiler | B_Upgrade_nopreHCs | Bottled LPG Boiler | Condensing Gas Boiler | 0-72 | Low_G | 0.96 | 1371.2 | N/A
Boiler | B_Upgrade_nopreHCs | Bottled LPG Boiler | Condensing Gas Boiler | 73-97 | High_D | 0.96 | 339.6 | N/A
Boiler | B_Upgrade_nopreHCs | Bottled LPG Boiler | Condensing Gas Boiler | 73-97 | Low_D | 0.96 | 434 | N/A
Boiler | B_Upgrade_nopreHCs | Bottled LPG Boiler | Condensing Gas Boiler | 73-97 | High_E | 0.96 | 549.1 | N/A
Boiler | B_Upgrade_nopreHCs | Bottled LPG Boiler | Condensing Gas Boiler | 73-97 | Low_E | 0.96 | 659.8 | N/A
Boiler | B_Upgrade_nopreHCs | Bottled LPG Boiler | Condensing Gas Boiler | 73-97 | High_F | 0.96 | 815.2 | N/A
Boiler | B_Upgrade_nopreHCs | Bottled LPG Boiler | Condensing Gas Boiler | 73-97 | Low_F | 0.96 | 988.5 | N/A
Boiler | B_Upgrade_nopreHCs | Bottled LPG Boiler | Condensing Gas Boiler | 73-97 | High_G | 0.96 | 1231.8 | N/A
Boiler | B_Upgrade_nopreHCs | Bottled LPG Boiler | Condensing Gas Boiler | 73-97 | Low_G | 0.96 | 1510 | N/A
Boiler | B_Upgrade_nopreHCs | Bottled LPG Boiler | Condensing Gas Boiler | 98-199 | High_D | 0.96 | 428.7 | N/A
Boiler | B_Upgrade_nopreHCs | Bottled LPG Boiler | Condensing Gas Boiler | 98-199 | Low_D | 0.96 | 537.3 | N/A
Boiler | B_Upgrade_nopreHCs | Bottled LPG Boiler | Condensing Gas Boiler | 98-199 | High_E | 0.96 | 669.9 | N/A
Boiler | B_Upgrade_nopreHCs | Bottled LPG Boiler | Condensing Gas Boiler | 98-199 | Low_E | 0.96 | 797.2 | N/A
Boiler | B_Upgrade_nopreHCs | Bottled LPG Boiler | Condensing Gas Boiler | 98-199 | High_F | 0.96 | 976 | N/A
Boiler | B_Upgrade_nopreHCs | Bottled LPG Boiler | Condensing Gas Boiler | 98-199 | Low_F | 0.96 | 1175.5 | N/A
Boiler | B_Upgrade_nopreHCs | Bottled LPG Boiler | Condensing Gas Boiler | 98-199 | High_G | 0.96 | 1455.4 | N/A
Boiler | B_Upgrade_nopreHCs | Bottled LPG Boiler | Condensing Gas Boiler | 98-199 | Low_G | 0.96 | 1775.6 | N/A
Boiler | B_Upgrade_nopreHCs | Bottled LPG Boiler | Condensing Gas Boiler | 200+ | High_D | 0.96 | 872.7 | N/A
Boiler | B_Upgrade_nopreHCs | Bottled LPG Boiler | Condensing Gas Boiler | 200+ | Low_D | 0.96 | 1062.3 | N/A
Boiler | B_Upgrade_nopreHCs | Bottled LPG Boiler | Condensing Gas Boiler | 200+ | High_E | 0.96 | 1298.5 | N/A
Boiler | B_Upgrade_nopreHCs | Bottled LPG Boiler | Condensing Gas Boiler | 200+ | Low_E | 0.96 | 1525.4 | N/A
Boiler | B_Upgrade_nopreHCs | Bottled LPG Boiler | Condensing Gas Boiler | 200+ | High_F | 0.96 | 1844.2 | N/A
Boiler | B_Upgrade_nopreHCs | Bottled LPG Boiler | Condensing Gas Boiler | 200+ | Low_F | 0.96 | 2199.7 | N/A
Boiler | B_Upgrade_nopreHCs | Bottled LPG Boiler | Condensing Gas Boiler | 200+ | High_G | 0.96 | 2698.7 | N/A
Boiler | B_Upgrade_nopreHCs | Bottled LPG Boiler | Condensing Gas Boiler | 200+ | Low_G | 0.96 | 3269.3 | N/A
Boiler | B_First_Time_CH | Solid Fossil Room Heaters | Condensing Gas Boiler | 0-72 | High_D | 0.96 | 151.2 | N/A
Boiler | B_First_Time_CH | Solid Fossil Room Heaters | Condensing Gas Boiler | 0-72 | Low_D | 0.96 | 209.6 | N/A
Boiler | B_First_Time_CH | Solid Fossil Room Heaters | Condensing Gas Boiler | 0-72 | High_E | 0.96 | 280.9 | N/A
Boiler | B_First_Time_CH | Solid Fossil Room Heaters | Condensing Gas Boiler | 0-72 | Low_E | 0.96 | 349.5 | N/A
Boiler | B_First_Time_CH | Solid Fossil Room Heaters | Condensing Gas Boiler | 0-72 | High_F | 0.96 | 445.7 | N/A
Boiler | B_First_Time_CH | Solid Fossil Room Heaters | Condensing Gas Boiler | 0-72 | Low_F | 0.96 | 553 | N/A
Boiler | B_First_Time_CH | Solid Fossil Room Heaters | Condensing Gas Boiler | 0-72 | High_G | 0.96 | 703.7 | N/A
Boiler | B_First_Time_CH | Solid Fossil Room Heaters | Condensing Gas Boiler | 0-72 | Low_G | 0.96 | 876 | N/A
Boiler | B_First_Time_CH | Solid Fossil Room Heaters | Condensing Gas Boiler | 73-97 | High_D | 0.96 | 189.3 | N/A
Boiler | B_First_Time_CH | Solid Fossil Room Heaters | Condensing Gas Boiler | 73-97 | Low_D | 0.96 | 252.4 | N/A
Boiler | B_First_Time_CH | Solid Fossil Room Heaters | Condensing Gas Boiler | 73-97 | High_E | 0.96 | 329.5 | N/A
Boiler | B_First_Time_CH | Solid Fossil Room Heaters | Condensing Gas Boiler | 73-97 | Low_E | 0.96 | 403.6 | N/A
Boiler | B_First_Time_CH | Solid Fossil Room Heaters | Condensing Gas Boiler | 73-97 | High_F | 0.96 | 507.6 | N/A
Boiler | B_First_Time_CH | Solid Fossil Room Heaters | Condensing Gas Boiler | 73-97 | Low_F | 0.96 | 623.6 | N/A
Boiler | B_First_Time_CH | Solid Fossil Room Heaters | Condensing Gas Boiler | 73-97 | High_G | 0.96 | 786.5 | N/A
Boiler | B_First_Time_CH | Solid Fossil Room Heaters | Condensing Gas Boiler | 73-97 | Low_G | 0.96 | 972.7 | N/A
Boiler | B_First_Time_CH | Solid Fossil Room Heaters | Condensing Gas Boiler | 98-199 | High_D | 0.96 | 252.7 | N/A
Boiler | B_First_Time_CH | Solid Fossil Room Heaters | Condensing Gas Boiler | 98-199 | Low_D | 0.96 | 325.4 | N/A
Boiler | B_First_Time_CH | Solid Fossil Room Heaters | Condensing Gas Boiler | 98-199 | High_E | 0.96 | 414.1 | N/A
Boiler | B_First_Time_CH | Solid Fossil Room Heaters | Condensing Gas Boiler | 98-199 | Low_E | 0.96 | 499.4 | N/A
Boiler | B_First_Time_CH | Solid Fossil Room Heaters | Condensing Gas Boiler | 98-199 | High_F | 0.96 | 619.1 | N/A
Boiler | B_First_Time_CH | Solid Fossil Room Heaters | Condensing Gas Boiler | 98-199 | Low_F | 0.96 | 752.6 | N/A
Boiler | B_First_Time_CH | Solid Fossil Room Heaters | Condensing Gas Boiler | 98-199 | High_G | 0.96 | 940 | N/A
Boiler | B_First_Time_CH | Solid Fossil Room Heaters | Condensing Gas Boiler | 98-199 | Low_G | 0.96 | 1154.3 | N/A
Boiler | B_First_Time_CH | Solid Fossil Room Heaters | Condensing Gas Boiler | 200+ | High_D | 0.96 | 549.9 | N/A
Boiler | B_First_Time_CH | Solid Fossil Room Heaters | Condensing Gas Boiler | 200+ | Low_D | 0.96 | 676.8 | N/A
Boiler | B_First_Time_CH | Solid Fossil Room Heaters | Condensing Gas Boiler | 200+ | High_E | 0.96 | 835 | N/A
Boiler | B_First_Time_CH | Solid Fossil Room Heaters | Condensing Gas Boiler | 200+ | Low_E | 0.96 | 986.9 | N/A
Boiler | B_First_Time_CH | Solid Fossil Room Heaters | Condensing Gas Boiler | 200+ | High_F | 0.96 | 1200.2 | N/A
Boiler | B_First_Time_CH | Solid Fossil Room Heaters | Condensing Gas Boiler | 200+ | Low_F | 0.96 | 1438.2 | N/A
Boiler | B_First_Time_CH | Solid Fossil Room Heaters | Condensing Gas Boiler | 200+ | High_G | 0.96 | 1772.3 | N/A
Boiler | B_First_Time_CH | Solid Fossil Room Heaters | Condensing Gas Boiler | 200+ | Low_G | 0.96 | 2154.2 | N/A
Boiler | B_Upgrade_nopreHCs | Solid Fossil Boiler | Condensing Gas Boiler | 0-72 | High_D | 0.96 | 86.3 | N/A
Boiler | B_Upgrade_nopreHCs | Solid Fossil Boiler | Condensing Gas Boiler | 0-72 | Low_D | 0.96 | 131 | N/A
Boiler | B_Upgrade_nopreHCs | Solid Fossil Boiler | Condensing Gas Boiler | 0-72 | High_E | 0.96 | 185.7 | N/A
Boiler | B_Upgrade_nopreHCs | Solid Fossil Boiler | Condensing Gas Boiler | 0-72 | Low_E | 0.96 | 238.2 | N/A
Boiler | B_Upgrade_nopreHCs | Solid Fossil Boiler | Condensing Gas Boiler | 0-72 | High_F | 0.96 | 312 | N/A
Boiler | B_Upgrade_nopreHCs | Solid Fossil Boiler | Condensing Gas Boiler | 0-72 | Low_F | 0.96 | 394.2 | N/A
Boiler | B_Upgrade_nopreHCs | Solid Fossil Boiler | Condensing Gas Boiler | 0-72 | High_G | 0.96 | 509.7 | N/A
Boiler | B_Upgrade_nopreHCs | Solid Fossil Boiler | Condensing Gas Boiler | 0-72 | Low_G | 0.96 | 641.7 | N/A
Boiler | B_Upgrade_nopreHCs | Solid Fossil Boiler | Condensing Gas Boiler | 73-97 | High_D | 0.96 | 118.1 | N/A
Boiler | B_Upgrade_nopreHCs | Solid Fossil Boiler | Condensing Gas Boiler | 73-97 | Low_D | 0.96 | 166.5 | N/A
Boiler | B_Upgrade_nopreHCs | Solid Fossil Boiler | Condensing Gas Boiler | 73-97 | High_E | 0.96 | 225.6 | N/A
Boiler | B_Upgrade_nopreHCs | Solid Fossil Boiler | Condensing Gas Boiler | 73-97 | Low_E | 0.96 | 282.4 | N/A
Boiler | B_Upgrade_nopreHCs | Solid Fossil Boiler | Condensing Gas Boiler | 73-97 | High_F | 0.96 | 362.1 | N/A
Boiler | B_Upgrade_nopreHCs | Solid Fossil Boiler | Condensing Gas Boiler | 73-97 | Low_F | 0.96 | 451 | N/A
Boiler | B_Upgrade_nopreHCs | Solid Fossil Boiler | Condensing Gas Boiler | 73-97 | High_G | 0.96 | 575.8 | N/A
Boiler | B_Upgrade_nopreHCs | Solid Fossil Boiler | Condensing Gas Boiler | 73-97 | Low_G | 0.96 | 718.6 | N/A
Boiler | B_Upgrade_nopreHCs | Solid Fossil Boiler | Condensing Gas Boiler | 98-199 | High_D | 0.96 | 169.5 | N/A
Boiler | B_Upgrade_nopreHCs | Solid Fossil Boiler | Condensing Gas Boiler | 98-199 | Low_D | 0.96 | 225.2 | N/A
Boiler | B_Upgrade_nopreHCs | Solid Fossil Boiler | Condensing Gas Boiler | 98-199 | High_E | 0.96 | 293.2 | N/A
Boiler | B_Upgrade_nopreHCs | Solid Fossil Boiler | Condensing Gas Boiler | 98-199 | Low_E | 0.96 | 358.5 | N/A
Boiler | B_Upgrade_nopreHCs | Solid Fossil Boiler | Condensing Gas Boiler | 98-199 | High_F | 0.96 | 450.2 | N/A
Boiler | B_Upgrade_nopreHCs | Solid Fossil Boiler | Condensing Gas Boiler | 98-199 | Low_F | 0.96 | 552.6 | N/A
Boiler | B_Upgrade_nopreHCs | Solid Fossil Boiler | Condensing Gas Boiler | 98-199 | High_G | 0.96 | 696.2 | N/A
Boiler | B_Upgrade_nopreHCs | Solid Fossil Boiler | Condensing Gas Boiler | 98-199 | Low_G | 0.96 | 860.4 | N/A
Boiler | B_Upgrade_nopreHCs | Solid Fossil Boiler | Condensing Gas Boiler | 200+ | High_D | 0.96 | 397.2 | N/A
Boiler | B_Upgrade_nopreHCs | Solid Fossil Boiler | Condensing Gas Boiler | 200+ | Low_D | 0.96 | 494.5 | N/A
Boiler | B_Upgrade_nopreHCs | Solid Fossil Boiler | Condensing Gas Boiler | 200+ | High_E | 0.96 | 615.7 | N/A
Boiler | B_Upgrade_nopreHCs | Solid Fossil Boiler | Condensing Gas Boiler | 200+ | Low_E | 0.96 | 732.1 | N/A
Boiler | B_Upgrade_nopreHCs | Solid Fossil Boiler | Condensing Gas Boiler | 200+ | High_F | 0.96 | 895.6 | N/A
Boiler | B_Upgrade_nopreHCs | Solid Fossil Boiler | Condensing Gas Boiler | 200+ | Low_F | 0.96 | 1078 | N/A
Boiler | B_Upgrade_nopreHCs | Solid Fossil Boiler | Condensing Gas Boiler | 200+ | High_G | 0.96 | 1334 | N/A
Boiler | B_Upgrade_nopreHCs | Solid Fossil Boiler | Condensing Gas Boiler | 200+ | Low_G | 0.96 | 1626.7 | N/A
Boiler | B_Upgrade_nopreHCs | Electric Storage Heaters Responsiveness <=0.2 | Condensing Gas Boiler | 0-72 | High_D | 0.96 | 123 | N/A
Boiler | B_Upgrade_nopreHCs | Electric Storage Heaters Responsiveness <=0.2 | Condensing Gas Boiler | 0-72 | Low_D | 0.96 | 172.3 | N/A
Boiler | B_Upgrade_nopreHCs | Electric Storage Heaters Responsiveness <=0.2 | Condensing Gas Boiler | 0-72 | High_E | 0.96 | 232.4 | N/A
Boiler | B_Upgrade_nopreHCs | Electric Storage Heaters Responsiveness <=0.2 | Condensing Gas Boiler | 0-72 | Low_E | 0.96 | 290.2 | N/A
Boiler | B_Upgrade_nopreHCs | Electric Storage Heaters Responsiveness <=0.2 | Condensing Gas Boiler | 0-72 | High_F | 0.96 | 371.3 | N/A
Boiler | B_Upgrade_nopreHCs | Electric Storage Heaters Responsiveness <=0.2 | Condensing Gas Boiler | 0-72 | Low_F | 0.96 | 461.8 | N/A
Boiler | B_Upgrade_nopreHCs | Electric Storage Heaters Responsiveness <=0.2 | Condensing Gas Boiler | 0-72 | High_G | 0.96 | 588.9 | N/A
Boiler | B_Upgrade_nopreHCs | Electric Storage Heaters Responsiveness <=0.2 | Condensing Gas Boiler | 0-72 | Low_G | 0.96 | 734.1 | N/A
Boiler | B_Upgrade_nopreHCs | Electric Storage Heaters Responsiveness <=0.2 | Condensing Gas Boiler | 73-97 | High_D | 0.96 | 155.6 | N/A
Boiler | B_Upgrade_nopreHCs | Electric Storage Heaters Responsiveness <=0.2 | Condensing Gas Boiler | 73-97 | Low_D | 0.96 | 208.8 | N/A
Boiler | B_Upgrade_nopreHCs | Electric Storage Heaters Responsiveness <=0.2 | Condensing Gas Boiler | 73-97 | High_E | 0.96 | 273.8 | N/A
Boiler | B_Upgrade_nopreHCs | Electric Storage Heaters Responsiveness <=0.2 | Condensing Gas Boiler | 73-97 | Low_E | 0.96 | 336.2 | N/A
Boiler | B_Upgrade_nopreHCs | Electric Storage Heaters Responsiveness <=0.2 | Condensing Gas Boiler | 73-97 | High_F | 0.96 | 423.9 | N/A
Boiler | B_Upgrade_nopreHCs | Electric Storage Heaters Responsiveness <=0.2 | Condensing Gas Boiler | 73-97 | Low_F | 0.96 | 521.8 | N/A
Boiler | B_Upgrade_nopreHCs | Electric Storage Heaters Responsiveness <=0.2 | Condensing Gas Boiler | 73-97 | High_G | 0.96 | 659.1 | N/A
Boiler | B_Upgrade_nopreHCs | Electric Storage Heaters Responsiveness <=0.2 | Condensing Gas Boiler | 73-97 | Low_G | 0.96 | 816.1 | N/A
Boiler | B_Upgrade_nopreHCs | Electric Storage Heaters Responsiveness <=0.2 | Condensing Gas Boiler | 98-199 | High_D | 0.96 | 209.4 | N/A
Boiler | B_Upgrade_nopreHCs | Electric Storage Heaters Responsiveness <=0.2 | Condensing Gas Boiler | 98-199 | Low_D | 0.96 | 270.7 | N/A
Boiler | B_Upgrade_nopreHCs | Electric Storage Heaters Responsiveness <=0.2 | Condensing Gas Boiler | 98-199 | High_E | 0.96 | 345.5 | N/A
Boiler | B_Upgrade_nopreHCs | Electric Storage Heaters Responsiveness <=0.2 | Condensing Gas Boiler | 98-199 | Low_E | 0.96 | 417.4 | N/A
Boiler | B_Upgrade_nopreHCs | Electric Storage Heaters Responsiveness <=0.2 | Condensing Gas Boiler | 98-199 | High_F | 0.96 | 518.3 | N/A
Boiler | B_Upgrade_nopreHCs | Electric Storage Heaters Responsiveness <=0.2 | Condensing Gas Boiler | 98-199 | Low_F | 0.96 | 630.9 | N/A
Boiler | B_Upgrade_nopreHCs | Electric Storage Heaters Responsiveness <=0.2 | Condensing Gas Boiler | 98-199 | High_G | 0.96 | 788.9 | N/A
Boiler | B_Upgrade_nopreHCs | Electric Storage Heaters Responsiveness <=0.2 | Condensing Gas Boiler | 98-199 | Low_G | 0.96 | 969.5 | N/A
Boiler | B_Upgrade_nopreHCs | Electric Storage Heaters Responsiveness <=0.2 | Condensing Gas Boiler | 200+ | High_D | 0.96 | 460 | N/A
Boiler | B_Upgrade_nopreHCs | Electric Storage Heaters Responsiveness <=0.2 | Condensing Gas Boiler | 200+ | Low_D | 0.96 | 567 | N/A
Boiler | B_Upgrade_nopreHCs | Electric Storage Heaters Responsiveness <=0.2 | Condensing Gas Boiler | 200+ | High_E | 0.96 | 700.3 | N/A
Boiler | B_Upgrade_nopreHCs | Electric Storage Heaters Responsiveness <=0.2 | Condensing Gas Boiler | 200+ | Low_E | 0.96 | 828.4 | N/A
Boiler | B_Upgrade_nopreHCs | Electric Storage Heaters Responsiveness <=0.2 | Condensing Gas Boiler | 200+ | High_F | 0.96 | 1008.3 | N/A
Boiler | B_Upgrade_nopreHCs | Electric Storage Heaters Responsiveness <=0.2 | Condensing Gas Boiler | 200+ | Low_F | 0.96 | 1208.9 | N/A
Boiler | B_Upgrade_nopreHCs | Electric Storage Heaters Responsiveness <=0.2 | Condensing Gas Boiler | 200+ | High_G | 0.96 | 1490.5 | N/A
Boiler | B_Upgrade_nopreHCs | Electric Storage Heaters Responsiveness <=0.2 | Condensing Gas Boiler | 200+ | Low_G | 0.96 | 1812.5 | N/A
Boiler | B_Upgrade_nopreHCs | Electric Boiler | Condensing Gas Boiler | 0-72 | High_D | 0.96 | 302.7 | N/A
Boiler | B_Upgrade_nopreHCs | Electric Boiler | Condensing Gas Boiler | 0-72 | Low_D | 0.96 | 391.4 | N/A
Boiler | B_Upgrade_nopreHCs | Electric Boiler | Condensing Gas Boiler | 0-72 | High_E | 0.96 | 499.7 | N/A
Boiler | B_Upgrade_nopreHCs | Electric Boiler | Condensing Gas Boiler | 0-72 | Low_E | 0.96 | 603.8 | N/A
Boiler | B_Upgrade_nopreHCs | Electric Boiler | Condensing Gas Boiler | 0-72 | High_F | 0.96 | 749.9 | N/A
Boiler | B_Upgrade_nopreHCs | Electric Boiler | Condensing Gas Boiler | 0-72 | Low_F | 0.96 | 912.8 | N/A
Boiler | B_Upgrade_nopreHCs | Electric Boiler | Condensing Gas Boiler | 0-72 | High_G | 0.96 | 1141.5 | N/A
Boiler | B_Upgrade_nopreHCs | Electric Boiler | Condensing Gas Boiler | 0-72 | Low_G | 0.96 | 1403.1 | N/A
Boiler | B_Upgrade_nopreHCs | Electric Boiler | Condensing Gas Boiler | 73-97 | High_D | 0.96 | 353.9 | N/A
Boiler | B_Upgrade_nopreHCs | Electric Boiler | Condensing Gas Boiler | 73-97 | Low_D | 0.96 | 449.8 | N/A
Boiler | B_Upgrade_nopreHCs | Electric Boiler | Condensing Gas Boiler | 73-97 | High_E | 0.96 | 566.8 | N/A
Boiler | B_Upgrade_nopreHCs | Electric Boiler | Condensing Gas Boiler | 73-97 | Low_E | 0.96 | 679.3 | N/A
Boiler | B_Upgrade_nopreHCs | Electric Boiler | Condensing Gas Boiler | 73-97 | High_F | 0.96 | 837.2 | N/A
Boiler | B_Upgrade_nopreHCs | Electric Boiler | Condensing Gas Boiler | 73-97 | Low_F | 0.96 | 1013.3 | N/A
Boiler | B_Upgrade_nopreHCs | Electric Boiler | Condensing Gas Boiler | 73-97 | High_G | 0.96 | 1260.6 | N/A
Boiler | B_Upgrade_nopreHCs | Electric Boiler | Condensing Gas Boiler | 73-97 | Low_G | 0.96 | 1543.2 | N/A
Boiler | B_Upgrade_nopreHCs | Electric Boiler | Condensing Gas Boiler | 98-199 | High_D | 0.96 | 443.6 | N/A
Boiler | B_Upgrade_nopreHCs | Electric Boiler | Condensing Gas Boiler | 98-199 | Low_D | 0.96 | 553.9 | N/A
Boiler | B_Upgrade_nopreHCs | Electric Boiler | Condensing Gas Boiler | 98-199 | High_E | 0.96 | 688.6 | N/A
Boiler | B_Upgrade_nopreHCs | Electric Boiler | Condensing Gas Boiler | 98-199 | Low_E | 0.96 | 818 | N/A
Boiler | B_Upgrade_nopreHCs | Electric Boiler | Condensing Gas Boiler | 98-199 | High_F | 0.96 | 999.7 | N/A
Boiler | B_Upgrade_nopreHCs | Electric Boiler | Condensing Gas Boiler | 98-199 | Low_F | 0.96 | 1202.4 | N/A
Boiler | B_Upgrade_nopreHCs | Electric Boiler | Condensing Gas Boiler | 98-199 | High_G | 0.96 | 1486.9 | N/A
Boiler | B_Upgrade_nopreHCs | Electric Boiler | Condensing Gas Boiler | 98-199 | Low_G | 0.96 | 1812.3 | N/A
Boiler | B_Upgrade_nopreHCs | Electric Boiler | Condensing Gas Boiler | 200+ | High_D | 0.96 | 894.7 | N/A
Boiler | B_Upgrade_nopreHCs | Electric Boiler | Condensing Gas Boiler | 200+ | Low_D | 0.96 | 1087.4 | N/A
Boiler | B_Upgrade_nopreHCs | Electric Boiler | Condensing Gas Boiler | 200+ | High_E | 0.96 | 1327.5 | N/A
Boiler | B_Upgrade_nopreHCs | Electric Boiler | Condensing Gas Boiler | 200+ | Low_E | 0.96 | 1558.1 | N/A
Boiler | B_Upgrade_nopreHCs | Electric Boiler | Condensing Gas Boiler | 200+ | High_F | 0.96 | 1882 | N/A
Boiler | B_Upgrade_nopreHCs | Electric Boiler | Condensing Gas Boiler | 200+ | Low_F | 0.96 | 2243.3 | N/A
Boiler | B_Upgrade_nopreHCs | Electric Boiler | Condensing Gas Boiler | 200+ | High_G | 0.96 | 2750.3 | N/A
Boiler | B_Upgrade_nopreHCs | Electric Boiler | Condensing Gas Boiler | 200+ | Low_G | 0.96 | 3330.2 | N/A
Boiler | B_First_Time_CH | Electric Room Heaters | Condensing Gas Boiler | 0-72 | High_D | 0.96 | 295.1 | N/A
Boiler | B_First_Time_CH | Electric Room Heaters | Condensing Gas Boiler | 0-72 | Low_D | 0.96 | 383.8 | N/A
Boiler | B_First_Time_CH | Electric Room Heaters | Condensing Gas Boiler | 0-72 | High_E | 0.96 | 492.1 | N/A
Boiler | B_First_Time_CH | Electric Room Heaters | Condensing Gas Boiler | 0-72 | Low_E | 0.96 | 596.2 | N/A
Boiler | B_First_Time_CH | Electric Room Heaters | Condensing Gas Boiler | 0-72 | High_F | 0.96 | 742.3 | N/A
Boiler | B_First_Time_CH | Electric Room Heaters | Condensing Gas Boiler | 0-72 | Low_F | 0.96 | 905.2 | N/A
Boiler | B_First_Time_CH | Electric Room Heaters | Condensing Gas Boiler | 0-72 | High_G | 0.96 | 1133.9 | N/A
Boiler | B_First_Time_CH | Electric Room Heaters | Condensing Gas Boiler | 0-72 | Low_G | 0.96 | 1395.5 | N/A
Boiler | B_First_Time_CH | Electric Room Heaters | Condensing Gas Boiler | 73-97 | High_D | 0.96 | 347 | N/A
Boiler | B_First_Time_CH | Electric Room Heaters | Condensing Gas Boiler | 73-97 | Low_D | 0.96 | 442.9 | N/A
Boiler | B_First_Time_CH | Electric Room Heaters | Condensing Gas Boiler | 73-97 | High_E | 0.96 | 559.9 | N/A
Boiler | B_First_Time_CH | Electric Room Heaters | Condensing Gas Boiler | 73-97 | Low_E | 0.96 | 672.4 | N/A
Boiler | B_First_Time_CH | Electric Room Heaters | Condensing Gas Boiler | 73-97 | High_F | 0.96 | 830.3 | N/A
Boiler | B_First_Time_CH | Electric Room Heaters | Condensing Gas Boiler | 73-97 | Low_F | 0.96 | 1006.4 | N/A
Boiler | B_First_Time_CH | Electric Room Heaters | Condensing Gas Boiler | 73-97 | High_G | 0.96 | 1253.6 | N/A
Boiler | B_First_Time_CH | Electric Room Heaters | Condensing Gas Boiler | 73-97 | Low_G | 0.96 | 1536.3 | N/A
Boiler | B_First_Time_CH | Electric Room Heaters | Condensing Gas Boiler | 98-199 | High_D | 0.96 | 437.3 | N/A
Boiler | B_First_Time_CH | Electric Room Heaters | Condensing Gas Boiler | 98-199 | Low_D | 0.96 | 547.7 | N/A
Boiler | B_First_Time_CH | Electric Room Heaters | Condensing Gas Boiler | 98-199 | High_E | 0.96 | 682.4 | N/A
Boiler | B_First_Time_CH | Electric Room Heaters | Condensing Gas Boiler | 98-199 | Low_E | 0.96 | 811.8 | N/A
Boiler | B_First_Time_CH | Electric Room Heaters | Condensing Gas Boiler | 98-199 | High_F | 0.96 | 993.5 | N/A
Boiler | B_First_Time_CH | Electric Room Heaters | Condensing Gas Boiler | 98-199 | Low_F | 0.96 | 1196.2 | N/A
Boiler | B_First_Time_CH | Electric Room Heaters | Condensing Gas Boiler | 98-199 | High_G | 0.96 | 1480.7 | N/A
Boiler | B_First_Time_CH | Electric Room Heaters | Condensing Gas Boiler | 98-199 | Low_G | 0.96 | 1806.1 | N/A
Boiler | B_First_Time_CH | Electric Room Heaters | Condensing Gas Boiler | 200+ | High_D | 0.96 | 888.5 | N/A
Boiler | B_First_Time_CH | Electric Room Heaters | Condensing Gas Boiler | 200+ | Low_D | 0.96 | 1081.2 | N/A
Boiler | B_First_Time_CH | Electric Room Heaters | Condensing Gas Boiler | 200+ | High_E | 0.96 | 1321.3 | N/A
Boiler | B_First_Time_CH | Electric Room Heaters | Condensing Gas Boiler | 200+ | Low_E | 0.96 | 1551.9 | N/A
Boiler | B_First_Time_CH | Electric Room Heaters | Condensing Gas Boiler | 200+ | High_F | 0.96 | 1875.8 | N/A
Boiler | B_First_Time_CH | Electric Room Heaters | Condensing Gas Boiler | 200+ | Low_F | 0.96 | 2237.1 | N/A
Boiler | B_First_Time_CH | Electric Room Heaters | Condensing Gas Boiler | 200+ | High_G | 0.96 | 2744.1 | N/A
Boiler | B_First_Time_CH | Electric Room Heaters | Condensing Gas Boiler | 200+ | Low_G | 0.96 | 3324 | N/A
Boiler | B_Upgrade_nopreHCs | Biomass Boiler | Condensing Gas Boiler | 0-72 | High_D | 0.96 | 0 | N/A
Boiler | B_Upgrade_nopreHCs | Biomass Boiler | Condensing Gas Boiler | 0-72 | Low_D | 0.96 | 0 | N/A
Boiler | B_Upgrade_nopreHCs | Biomass Boiler | Condensing Gas Boiler | 0-72 | High_E | 0.96 | 17.1 | N/A
Boiler | B_Upgrade_nopreHCs | Biomass Boiler | Condensing Gas Boiler | 0-72 | Low_E | 0.96 | 41.3 | N/A
Boiler | B_Upgrade_nopreHCs | Biomass Boiler | Condensing Gas Boiler | 0-72 | High_F | 0.96 | 75.2 | N/A
Boiler | B_Upgrade_nopreHCs | Biomass Boiler | Condensing Gas Boiler | 0-72 | Low_F | 0.96 | 113.1 | N/A
Boiler | B_Upgrade_nopreHCs | Biomass Boiler | Condensing Gas Boiler | 0-72 | High_G | 0.96 | 166.2 | N/A
Boiler | B_Upgrade_nopreHCs | Biomass Boiler | Condensing Gas Boiler | 0-72 | Low_G | 0.96 | 227 | N/A
Boiler | B_Upgrade_nopreHCs | Biomass Boiler | Condensing Gas Boiler | 73-97 | High_D | 0.96 | 0 | N/A
Boiler | B_Upgrade_nopreHCs | Biomass Boiler | Condensing Gas Boiler | 73-97 | Low_D | 0.96 | 14.5 | N/A
Boiler | B_Upgrade_nopreHCs | Biomass Boiler | Condensing Gas Boiler | 73-97 | High_E | 0.96 | 41.7 | N/A
Boiler | B_Upgrade_nopreHCs | Biomass Boiler | Condensing Gas Boiler | 73-97 | Low_E | 0.96 | 67.8 | N/A
Boiler | B_Upgrade_nopreHCs | Biomass Boiler | Condensing Gas Boiler | 73-97 | High_F | 0.96 | 104.5 | N/A
Boiler | B_Upgrade_nopreHCs | Biomass Boiler | Condensing Gas Boiler | 73-97 | Low_F | 0.96 | 145.5 | N/A
Boiler | B_Upgrade_nopreHCs | Biomass Boiler | Condensing Gas Boiler | 73-97 | High_G | 0.96 | 202.9 | N/A
Boiler | B_Upgrade_nopreHCs | Biomass Boiler | Condensing Gas Boiler | 73-97 | Low_G | 0.96 | 268.6 | N/A
Boiler | B_Upgrade_nopreHCs | Biomass Boiler | Condensing Gas Boiler | 98-199 | High_D | 0.96 | 22.1 | N/A
Boiler | B_Upgrade_nopreHCs | Biomass Boiler | Condensing Gas Boiler | 98-199 | Low_D | 0.96 | 47.7 | N/A
Boiler | B_Upgrade_nopreHCs | Biomass Boiler | Condensing Gas Boiler | 98-199 | High_E | 0.96 | 79 | N/A
Boiler | B_Upgrade_nopreHCs | Biomass Boiler | Condensing Gas Boiler | 98-199 | Low_E | 0.96 | 109.1 | N/A
Boiler | B_Upgrade_nopreHCs | Biomass Boiler | Condensing Gas Boiler | 98-199 | High_F | 0.96 | 151.3 | N/A
Boiler | B_Upgrade_nopreHCs | Biomass Boiler | Condensing Gas Boiler | 98-199 | Low_F | 0.96 | 198.4 | N/A
Boiler | B_Upgrade_nopreHCs | Biomass Boiler | Condensing Gas Boiler | 98-199 | High_G | 0.96 | 264.5 | N/A
Boiler | B_Upgrade_nopreHCs | Biomass Boiler | Condensing Gas Boiler | 98-199 | Low_G | 0.96 | 340.1 | N/A
Boiler | B_Upgrade_nopreHCs | Biomass Boiler | Condensing Gas Boiler | 200+ | High_D | 0.96 | 126.9 | N/A
Boiler | B_Upgrade_nopreHCs | Biomass Boiler | Condensing Gas Boiler | 200+ | Low_D | 0.96 | 171.7 | N/A
Boiler | B_Upgrade_nopreHCs | Biomass Boiler | Condensing Gas Boiler | 200+ | High_E | 0.96 | 227.5 | N/A
Boiler | B_Upgrade_nopreHCs | Biomass Boiler | Condensing Gas Boiler | 200+ | Low_E | 0.96 | 281.1 | N/A
Boiler | B_Upgrade_nopreHCs | Biomass Boiler | Condensing Gas Boiler | 200+ | High_F | 0.96 | 356.3 | N/A
Boiler | B_Upgrade_nopreHCs | Biomass Boiler | Condensing Gas Boiler | 200+ | Low_F | 0.96 | 440.3 | N/A
Boiler | B_Upgrade_nopreHCs | Biomass Boiler | Condensing Gas Boiler | 200+ | High_G | 0.96 | 558.1 | N/A
Boiler | B_Upgrade_nopreHCs | Biomass Boiler | Condensing Gas Boiler | 200+ | Low_G | 0.96 | 692.9 | N/A
Boiler | B_First_Time_CH | Gas Fire with Back Boiler | Condensing Gas Boiler | 0-72 | High_D | 0.96 | 205.5 | N/A
Boiler | B_First_Time_CH | Gas Fire with Back Boiler | Condensing Gas Boiler | 0-72 | Low_D | 0.96 | 260.2 | N/A
Boiler | B_First_Time_CH | Gas Fire with Back Boiler | Condensing Gas Boiler | 0-72 | High_E | 0.96 | 326.9 | N/A
Boiler | B_First_Time_CH | Gas Fire with Back Boiler | Condensing Gas Boiler | 0-72 | Low_E | 0.96 | 391.1 | N/A
Boiler | B_First_Time_CH | Gas Fire with Back Boiler | Condensing Gas Boiler | 0-72 | High_F | 0.96 | 481.2 | N/A
Boiler | B_First_Time_CH | Gas Fire with Back Boiler | Condensing Gas Boiler | 0-72 | Low_F | 0.96 | 581.7 | N/A
Boiler | B_First_Time_CH | Gas Fire with Back Boiler | Condensing Gas Boiler | 0-72 | High_G | 0.96 | 722.7 | N/A
Boiler | B_First_Time_CH | Gas Fire with Back Boiler | Condensing Gas Boiler | 0-72 | Low_G | 0.96 | 884 | N/A
Boiler | B_First_Time_CH | Gas Fire with Back Boiler | Condensing Gas Boiler | 73-97 | High_D | 0.96 | 235.3 | N/A
Boiler | B_First_Time_CH | Gas Fire with Back Boiler | Condensing Gas Boiler | 73-97 | Low_D | 0.96 | 294.4 | N/A
Boiler | B_First_Time_CH | Gas Fire with Back Boiler | Condensing Gas Boiler | 73-97 | High_E | 0.96 | 366.6 | N/A
Boiler | B_First_Time_CH | Gas Fire with Back Boiler | Condensing Gas Boiler | 73-97 | Low_E | 0.96 | 436 | N/A
Boiler | B_First_Time_CH | Gas Fire with Back Boiler | Condensing Gas Boiler | 73-97 | High_F | 0.96 | 533.4 | N/A
Boiler | B_First_Time_CH | Gas Fire with Back Boiler | Condensing Gas Boiler | 73-97 | Low_F | 0.96 | 642 | N/A
Boiler | B_First_Time_CH | Gas Fire with Back Boiler | Condensing Gas Boiler | 73-97 | High_G | 0.96 | 794.4 | N/A
Boiler | B_First_Time_CH | Gas Fire with Back Boiler | Condensing Gas Boiler | 73-97 | Low_G | 0.96 | 968.8 | N/A
Boiler | B_First_Time_CH | Gas Fire with Back Boiler | Condensing Gas Boiler | 98-199 | High_D | 0.96 | 288.9 | N/A
Boiler | B_First_Time_CH | Gas Fire with Back Boiler | Condensing Gas Boiler | 98-199 | Low_D | 0.96 | 356.9 | N/A
Boiler | B_First_Time_CH | Gas Fire with Back Boiler | Condensing Gas Boiler | 98-199 | High_E | 0.96 | 440 | N/A
Boiler | B_First_Time_CH | Gas Fire with Back Boiler | Condensing Gas Boiler | 98-199 | Low_E | 0.96 | 519.8 | N/A
Boiler | B_First_Time_CH | Gas Fire with Back Boiler | Condensing Gas Boiler | 98-199 | High_F | 0.96 | 631.9 | N/A
Boiler | B_First_Time_CH | Gas Fire with Back Boiler | Condensing Gas Boiler | 98-199 | Low_F | 0.96 | 756.9 | N/A
Boiler | B_First_Time_CH | Gas Fire with Back Boiler | Condensing Gas Boiler | 98-199 | High_G | 0.96 | 932.4 | N/A
Boiler | B_First_Time_CH | Gas Fire with Back Boiler | Condensing Gas Boiler | 98-199 | Low_G | 0.96 | 1133 | N/A
Boiler | B_First_Time_CH | Gas Fire with Back Boiler | Condensing Gas Boiler | 200+ | High_D | 0.96 | 567.1 | N/A
Boiler | B_First_Time_CH | Gas Fire with Back Boiler | Condensing Gas Boiler | 200+ | Low_D | 0.96 | 685.9 | N/A
Boiler | B_First_Time_CH | Gas Fire with Back Boiler | Condensing Gas Boiler | 200+ | High_E | 0.96 | 834 | N/A
Boiler | B_First_Time_CH | Gas Fire with Back Boiler | Condensing Gas Boiler | 200+ | Low_E | 0.96 | 976.2 | N/A
Boiler | B_First_Time_CH | Gas Fire with Back Boiler | Condensing Gas Boiler | 200+ | High_F | 0.96 | 1176 | N/A
Boiler | B_First_Time_CH | Gas Fire with Back Boiler | Condensing Gas Boiler | 200+ | Low_F | 0.96 | 1398.8 | N/A
Boiler | B_First_Time_CH | Gas Fire with Back Boiler | Condensing Gas Boiler | 200+ | High_G | 0.96 | 1711.5 | N/A
Boiler | B_First_Time_CH | Gas Fire with Back Boiler | Condensing Gas Boiler | 200+ | Low_G | 0.96 | 2069.1 | N/A
Boiler | B_First_Time_CH | Gas Room Heaters | Condensing Gas Boiler | 0-72 | High_D | 0.96 | 151.4 | N/A
Boiler | B_First_Time_CH | Gas Room Heaters | Condensing Gas Boiler | 0-72 | Low_D | 0.96 | 191.7 | N/A
Boiler | B_First_Time_CH | Gas Room Heaters | Condensing Gas Boiler | 0-72 | High_E | 0.96 | 240.9 | N/A
Boiler | B_First_Time_CH | Gas Room Heaters | Condensing Gas Boiler | 0-72 | Low_E | 0.96 | 288.2 | N/A
Boiler | B_First_Time_CH | Gas Room Heaters | Condensing Gas Boiler | 0-72 | High_F | 0.96 | 354.6 | N/A
Boiler | B_First_Time_CH | Gas Room Heaters | Condensing Gas Boiler | 0-72 | Low_F | 0.96 | 428.6 | N/A
Boiler | B_First_Time_CH | Gas Room Heaters | Condensing Gas Boiler | 0-72 | High_G | 0.96 | 532.5 | N/A
Boiler | B_First_Time_CH | Gas Room Heaters | Condensing Gas Boiler | 0-72 | Low_G | 0.96 | 651.4 | N/A
Boiler | B_First_Time_CH | Gas Room Heaters | Condensing Gas Boiler | 73-97 | High_D | 0.96 | 173.4 | N/A
Boiler | B_First_Time_CH | Gas Room Heaters | Condensing Gas Boiler | 73-97 | Low_D | 0.96 | 216.9 | N/A
Boiler | B_First_Time_CH | Gas Room Heaters | Condensing Gas Boiler | 73-97 | High_E | 0.96 | 270.1 | N/A
Boiler | B_First_Time_CH | Gas Room Heaters | Condensing Gas Boiler | 73-97 | Low_E | 0.96 | 321.2 | N/A
Boiler | B_First_Time_CH | Gas Room Heaters | Condensing Gas Boiler | 73-97 | High_F | 0.96 | 393 | N/A
Boiler | B_First_Time_CH | Gas Room Heaters | Condensing Gas Boiler | 73-97 | Low_F | 0.96 | 473 | N/A
Boiler | B_First_Time_CH | Gas Room Heaters | Condensing Gas Boiler | 73-97 | High_G | 0.96 | 585.4 | N/A
Boiler | B_First_Time_CH | Gas Room Heaters | Condensing Gas Boiler | 73-97 | Low_G | 0.96 | 713.8 | N/A
Boiler | B_First_Time_CH | Gas Room Heaters | Condensing Gas Boiler | 98-199 | High_D | 0.96 | 212.9 | N/A
Boiler | B_First_Time_CH | Gas Room Heaters | Condensing Gas Boiler | 98-199 | Low_D | 0.96 | 263 | N/A
Boiler | B_First_Time_CH | Gas Room Heaters | Condensing Gas Boiler | 98-199 | High_E | 0.96 | 324.2 | N/A
Boiler | B_First_Time_CH | Gas Room Heaters | Condensing Gas Boiler | 98-199 | Low_E | 0.96 | 383 | N/A
Boiler | B_First_Time_CH | Gas Room Heaters | Condensing Gas Boiler | 98-199 | High_F | 0.96 | 465.6 | N/A
Boiler | B_First_Time_CH | Gas Room Heaters | Condensing Gas Boiler | 98-199 | Low_F | 0.96 | 557.7 | N/A
Boiler | B_First_Time_CH | Gas Room Heaters | Condensing Gas Boiler | 98-199 | High_G | 0.96 | 687 | N/A
Boiler | B_First_Time_CH | Gas Room Heaters | Condensing Gas Boiler | 98-199 | Low_G | 0.96 | 834.8 | N/A
Boiler | B_First_Time_CH | Gas Room Heaters | Condensing Gas Boiler | 200+ | High_D | 0.96 | 417.9 | N/A
Boiler | B_First_Time_CH | Gas Room Heaters | Condensing Gas Boiler | 200+ | Low_D | 0.96 | 505.4 | N/A
Boiler | B_First_Time_CH | Gas Room Heaters | Condensing Gas Boiler | 200+ | High_E | 0.96 | 614.5 | N/A
Boiler | B_First_Time_CH | Gas Room Heaters | Condensing Gas Boiler | 200+ | Low_E | 0.96 | 719.3 | N/A
Boiler | B_First_Time_CH | Gas Room Heaters | Condensing Gas Boiler | 200+ | High_F | 0.96 | 866.5 | N/A
Boiler | B_First_Time_CH | Gas Room Heaters | Condensing Gas Boiler | 200+ | Low_F | 0.96 | 1030.7 | N/A
Boiler | B_First_Time_CH | Gas Room Heaters | Condensing Gas Boiler | 200+ | High_G | 0.96 | 1261.1 | N/A
Boiler | B_First_Time_CH | Gas Room Heaters | Condensing Gas Boiler | 200+ | Low_G | 0.96 | 1524.6 | N/A
Boiler | B_Upgrade_nopreHCs | Gas Back Boiler to Radiators | Condensing Gas Boiler | 0-72 | High_D | 0.96 | 118.9 | N/A
Boiler | B_Upgrade_nopreHCs | Gas Back Boiler to Radiators | Condensing Gas Boiler | 0-72 | Low_D | 0.96 | 150.6 | N/A
Boiler | B_Upgrade_nopreHCs | Gas Back Boiler to Radiators | Condensing Gas Boiler | 0-72 | High_E | 0.96 | 189.3 | N/A
Boiler | B_Upgrade_nopreHCs | Gas Back Boiler to Radiators | Condensing Gas Boiler | 0-72 | Low_E | 0.96 | 226.4 | N/A
Boiler | B_Upgrade_nopreHCs | Gas Back Boiler to Radiators | Condensing Gas Boiler | 0-72 | High_F | 0.96 | 278.6 | N/A
Boiler | B_Upgrade_nopreHCs | Gas Back Boiler to Radiators | Condensing Gas Boiler | 0-72 | Low_F | 0.96 | 336.8 | N/A
Boiler | B_Upgrade_nopreHCs | Gas Back Boiler to Radiators | Condensing Gas Boiler | 0-72 | High_G | 0.96 | 418.4 | N/A
Boiler | B_Upgrade_nopreHCs | Gas Back Boiler to Radiators | Condensing Gas Boiler | 0-72 | Low_G | 0.96 | 511.8 | N/A
Boiler | B_Upgrade_nopreHCs | Gas Back Boiler to Radiators | Condensing Gas Boiler | 73-97 | High_D | 0.96 | 136.2 | N/A
Boiler | B_Upgrade_nopreHCs | Gas Back Boiler to Radiators | Condensing Gas Boiler | 73-97 | Low_D | 0.96 | 170.5 | N/A
Boiler | B_Upgrade_nopreHCs | Gas Back Boiler to Radiators | Condensing Gas Boiler | 73-97 | High_E | 0.96 | 212.3 | N/A
Boiler | B_Upgrade_nopreHCs | Gas Back Boiler to Radiators | Condensing Gas Boiler | 73-97 | Low_E | 0.96 | 252.4 | N/A
Boiler | B_Upgrade_nopreHCs | Gas Back Boiler to Radiators | Condensing Gas Boiler | 73-97 | High_F | 0.96 | 308.8 | N/A
Boiler | B_Upgrade_nopreHCs | Gas Back Boiler to Radiators | Condensing Gas Boiler | 73-97 | Low_F | 0.96 | 371.7 | N/A
Boiler | B_Upgrade_nopreHCs | Gas Back Boiler to Radiators | Condensing Gas Boiler | 73-97 | High_G | 0.96 | 459.9 | N/A
Boiler | B_Upgrade_nopreHCs | Gas Back Boiler to Radiators | Condensing Gas Boiler | 73-97 | Low_G | 0.96 | 560.9 | N/A
Boiler | B_Upgrade_nopreHCs | Gas Back Boiler to Radiators | Condensing Gas Boiler | 98-199 | High_D | 0.96 | 167.3 | N/A
Boiler | B_Upgrade_nopreHCs | Gas Back Boiler to Radiators | Condensing Gas Boiler | 98-199 | Low_D | 0.96 | 206.7 | N/A
Boiler | B_Upgrade_nopreHCs | Gas Back Boiler to Radiators | Condensing Gas Boiler | 98-199 | High_E | 0.96 | 254.7 | N/A
Boiler | B_Upgrade_nopreHCs | Gas Back Boiler to Radiators | Condensing Gas Boiler | 98-199 | Low_E | 0.96 | 300.9 | N/A
Boiler | B_Upgrade_nopreHCs | Gas Back Boiler to Radiators | Condensing Gas Boiler | 98-199 | High_F | 0.96 | 365.8 | N/A
Boiler | B_Upgrade_nopreHCs | Gas Back Boiler to Radiators | Condensing Gas Boiler | 98-199 | Low_F | 0.96 | 438.2 | N/A
Boiler | B_Upgrade_nopreHCs | Gas Back Boiler to Radiators | Condensing Gas Boiler | 98-199 | High_G | 0.96 | 539.8 | N/A
Boiler | B_Upgrade_nopreHCs | Gas Back Boiler to Radiators | Condensing Gas Boiler | 98-199 | Low_G | 0.96 | 655.9 | N/A
Boiler | B_Upgrade_nopreHCs | Gas Back Boiler to Radiators | Condensing Gas Boiler | 200+ | High_D | 0.96 | 328.3 | N/A
Boiler | B_Upgrade_nopreHCs | Gas Back Boiler to Radiators | Condensing Gas Boiler | 200+ | Low_D | 0.96 | 397.1 | N/A
Boiler | B_Upgrade_nopreHCs | Gas Back Boiler to Radiators | Condensing Gas Boiler | 200+ | High_E | 0.96 | 482.8 | N/A
Boiler | B_Upgrade_nopreHCs | Gas Back Boiler to Radiators | Condensing Gas Boiler | 200+ | Low_E | 0.96 | 565.2 | N/A
Boiler | B_Upgrade_nopreHCs | Gas Back Boiler to Radiators | Condensing Gas Boiler | 200+ | High_F | 0.96 | 680.8 | N/A
Boiler | B_Upgrade_nopreHCs | Gas Back Boiler to Radiators | Condensing Gas Boiler | 200+ | Low_F | 0.96 | 809.8 | N/A
Boiler | B_Upgrade_nopreHCs | Gas Back Boiler to Radiators | Condensing Gas Boiler | 200+ | High_G | 0.96 | 990.9 | N/A
Boiler | B_Upgrade_nopreHCs | Gas Back Boiler to Radiators | Condensing Gas Boiler | 200+ | Low_G | 0.96 | 1197.9 | N/A
Boiler | B_Upgrade_nopreHCs | Non Condensing Oil Boiler | Condensing Gas Boiler | 0-72 | High_D | 0.96 | 125.4 | N/A
Boiler | B_Upgrade_nopreHCs | Non Condensing Oil Boiler | Condensing Gas Boiler | 0-72 | Low_D | 0.96 | 178.4 | N/A
Boiler | B_Upgrade_nopreHCs | Non Condensing Oil Boiler | Condensing Gas Boiler | 0-72 | High_E | 0.96 | 243.1 | N/A
Boiler | B_Upgrade_nopreHCs | Non Condensing Oil Boiler | Condensing Gas Boiler | 0-72 | Low_E | 0.96 | 305.3 | N/A
Boiler | B_Upgrade_nopreHCs | Non Condensing Oil Boiler | Condensing Gas Boiler | 0-72 | High_F | 0.96 | 392.6 | N/A
Boiler | B_Upgrade_nopreHCs | Non Condensing Oil Boiler | Condensing Gas Boiler | 0-72 | Low_F | 0.96 | 490 | N/A
Boiler | B_Upgrade_nopreHCs | Non Condensing Oil Boiler | Condensing Gas Boiler | 0-72 | High_G | 0.96 | 626.7 | N/A
Boiler | B_Upgrade_nopreHCs | Non Condensing Oil Boiler | Condensing Gas Boiler | 0-72 | Low_G | 0.96 | 783 | N/A
Boiler | B_Upgrade_nopreHCs | Non Condensing Oil Boiler | Condensing Gas Boiler | 73-97 | High_D | 0.96 | 161 | N/A
Boiler | B_Upgrade_nopreHCs | Non Condensing Oil Boiler | Condensing Gas Boiler | 73-97 | Low_D | 0.96 | 218.3 | N/A
Boiler | B_Upgrade_nopreHCs | Non Condensing Oil Boiler | Condensing Gas Boiler | 73-97 | High_E | 0.96 | 288.3 | N/A
Boiler | B_Upgrade_nopreHCs | Non Condensing Oil Boiler | Condensing Gas Boiler | 73-97 | Low_E | 0.96 | 355.5 | N/A
Boiler | B_Upgrade_nopreHCs | Non Condensing Oil Boiler | Condensing Gas Boiler | 73-97 | High_F | 0.96 | 449.8 | N/A
Boiler | B_Upgrade_nopreHCs | Non Condensing Oil Boiler | Condensing Gas Boiler | 73-97 | Low_F | 0.96 | 555.1 | N/A
Boiler | B_Upgrade_nopreHCs | Non Condensing Oil Boiler | Condensing Gas Boiler | 73-97 | High_G | 0.96 | 702.9 | N/A
Boiler | B_Upgrade_nopreHCs | Non Condensing Oil Boiler | Condensing Gas Boiler | 73-97 | Low_G | 0.96 | 871.8 | N/A
Boiler | B_Upgrade_nopreHCs | Non Condensing Oil Boiler | Condensing Gas Boiler | 98-199 | High_D | 0.96 | 219.7 | N/A
Boiler | B_Upgrade_nopreHCs | Non Condensing Oil Boiler | Condensing Gas Boiler | 98-199 | Low_D | 0.96 | 285.6 | N/A
Boiler | B_Upgrade_nopreHCs | Non Condensing Oil Boiler | Condensing Gas Boiler | 98-199 | High_E | 0.96 | 366.1 | N/A
Boiler | B_Upgrade_nopreHCs | Non Condensing Oil Boiler | Condensing Gas Boiler | 98-199 | Low_E | 0.96 | 443.4 | N/A
Boiler | B_Upgrade_nopreHCs | Non Condensing Oil Boiler | Condensing Gas Boiler | 98-199 | High_F | 0.96 | 552 | N/A
Boiler | B_Upgrade_nopreHCs | Non Condensing Oil Boiler | Condensing Gas Boiler | 98-199 | Low_F | 0.96 | 673.2 | N/A
Boiler | B_Upgrade_nopreHCs | Non Condensing Oil Boiler | Condensing Gas Boiler | 98-199 | High_G | 0.96 | 843.2 | N/A
Boiler | B_Upgrade_nopreHCs | Non Condensing Oil Boiler | Condensing Gas Boiler | 98-199 | Low_G | 0.96 | 1037.6 | N/A
Boiler | B_Upgrade_nopreHCs | Non Condensing Oil Boiler | Condensing Gas Boiler | 200+ | High_D | 0.96 | 489.3 | N/A
Boiler | B_Upgrade_nopreHCs | Non Condensing Oil Boiler | Condensing Gas Boiler | 200+ | Low_D | 0.96 | 604.4 | N/A
Boiler | B_Upgrade_nopreHCs | Non Condensing Oil Boiler | Condensing Gas Boiler | 200+ | High_E | 0.96 | 747.9 | N/A
Boiler | B_Upgrade_nopreHCs | Non Condensing Oil Boiler | Condensing Gas Boiler | 200+ | Low_E | 0.96 | 885.7 | N/A
Boiler | B_Upgrade_nopreHCs | Non Condensing Oil Boiler | Condensing Gas Boiler | 200+ | High_F | 0.96 | 1079.3 | N/A
Boiler | B_Upgrade_nopreHCs | Non Condensing Oil Boiler | Condensing Gas Boiler | 200+ | Low_F | 0.96 | 1295.2 | N/A
Boiler | B_Upgrade_nopreHCs | Non Condensing Oil Boiler | Condensing Gas Boiler | 200+ | High_G | 0.96 | 1598.2 | N/A
Boiler | B_Upgrade_nopreHCs | Non Condensing Oil Boiler | Condensing Gas Boiler | 200+ | Low_G | 0.96 | 1944.8 | N/A
Boiler | B_Upgrade_nopreHCs | Condensing Oil Boiler | Condensing Gas Boiler | 0-72 | High_D | 0.96 | 81.6 | N/A
Boiler | B_Upgrade_nopreHCs | Condensing Oil Boiler | Condensing Gas Boiler | 0-72 | Low_D | 0.96 | 125.4 | N/A
Boiler | B_Upgrade_nopreHCs | Condensing Oil Boiler | Condensing Gas Boiler | 0-72 | High_E | 0.96 | 178.9 | N/A
Boiler | B_Upgrade_nopreHCs | Condensing Oil Boiler | Condensing Gas Boiler | 0-72 | Low_E | 0.96 | 230.2 | N/A
Boiler | B_Upgrade_nopreHCs | Condensing Oil Boiler | Condensing Gas Boiler | 0-72 | High_F | 0.96 | 302.4 | N/A
Boiler | B_Upgrade_nopreHCs | Condensing Oil Boiler | Condensing Gas Boiler | 0-72 | Low_F | 0.96 | 382.9 | N/A
Boiler | B_Upgrade_nopreHCs | Condensing Oil Boiler | Condensing Gas Boiler | 0-72 | High_G | 0.96 | 495.8 | N/A
Boiler | B_Upgrade_nopreHCs | Condensing Oil Boiler | Condensing Gas Boiler | 0-72 | Low_G | 0.96 | 624.9 | N/A
Boiler | B_Upgrade_nopreHCs | Condensing Oil Boiler | Condensing Gas Boiler | 73-97 | High_D | 0.96 | 113 | N/A
Boiler | B_Upgrade_nopreHCs | Condensing Oil Boiler | Condensing Gas Boiler | 73-97 | Low_D | 0.96 | 160.4 | N/A
Boiler | B_Upgrade_nopreHCs | Condensing Oil Boiler | Condensing Gas Boiler | 73-97 | High_E | 0.96 | 218.2 | N/A
Boiler | B_Upgrade_nopreHCs | Condensing Oil Boiler | Condensing Gas Boiler | 73-97 | Low_E | 0.96 | 273.7 | N/A
Boiler | B_Upgrade_nopreHCs | Condensing Oil Boiler | Condensing Gas Boiler | 73-97 | High_F | 0.96 | 351.7 | N/A
Boiler | B_Upgrade_nopreHCs | Condensing Oil Boiler | Condensing Gas Boiler | 73-97 | Low_F | 0.96 | 438.7 | N/A
Boiler | B_Upgrade_nopreHCs | Condensing Oil Boiler | Condensing Gas Boiler | 73-97 | High_G | 0.96 | 560.7 | N/A
Boiler | B_Upgrade_nopreHCs | Condensing Oil Boiler | Condensing Gas Boiler | 73-97 | Low_G | 0.96 | 700.3 | N/A
Boiler | B_Upgrade_nopreHCs | Condensing Oil Boiler | Condensing Gas Boiler | 98-199 | High_D | 0.96 | 163.5 | N/A
Boiler | B_Upgrade_nopreHCs | Condensing Oil Boiler | Condensing Gas Boiler | 98-199 | Low_D | 0.96 | 218 | N/A
Boiler | B_Upgrade_nopreHCs | Condensing Oil Boiler | Condensing Gas Boiler | 98-199 | High_E | 0.96 | 284.5 | N/A
Boiler | B_Upgrade_nopreHCs | Condensing Oil Boiler | Condensing Gas Boiler | 98-199 | Low_E | 0.96 | 348.4 | N/A
Boiler | B_Upgrade_nopreHCs | Condensing Oil Boiler | Condensing Gas Boiler | 98-199 | High_F | 0.96 | 438.1 | N/A
Boiler | B_Upgrade_nopreHCs | Condensing Oil Boiler | Condensing Gas Boiler | 98-199 | Low_F | 0.96 | 538.2 | N/A
Boiler | B_Upgrade_nopreHCs | Condensing Oil Boiler | Condensing Gas Boiler | 98-199 | High_G | 0.96 | 678.7 | N/A
Boiler | B_Upgrade_nopreHCs | Condensing Oil Boiler | Condensing Gas Boiler | 98-199 | Low_G | 0.96 | 839.4 | N/A
Boiler | B_Upgrade_nopreHCs | Condensing Oil Boiler | Condensing Gas Boiler | 200+ | High_D | 0.96 | 386.3 | N/A
Boiler | B_Upgrade_nopreHCs | Condensing Oil Boiler | Condensing Gas Boiler | 200+ | Low_D | 0.96 | 481.4 | N/A
Boiler | B_Upgrade_nopreHCs | Condensing Oil Boiler | Condensing Gas Boiler | 200+ | High_E | 0.96 | 600 | N/A
Boiler | B_Upgrade_nopreHCs | Condensing Oil Boiler | Condensing Gas Boiler | 200+ | Low_E | 0.96 | 713.8 | N/A
Boiler | B_Upgrade_nopreHCs | Condensing Oil Boiler | Condensing Gas Boiler | 200+ | High_F | 0.96 | 873.8 | N/A
Boiler | B_Upgrade_nopreHCs | Condensing Oil Boiler | Condensing Gas Boiler | 200+ | Low_F | 0.96 | 1052.2 | N/A
Boiler | B_Upgrade_nopreHCs | Condensing Oil Boiler | Condensing Gas Boiler | 200+ | High_G | 0.96 | 1302.6 | N/A
Boiler | B_Upgrade_nopreHCs | Condensing Oil Boiler | Condensing Gas Boiler | 200+ | Low_G | 0.96 | 1588.9 | N/A
Boiler | B_Upgrade_nopreHCs | Non Condensing LPG Boiler | Condensing Gas Boiler | 0-72 | High_D | 0.96 | 269.5 | N/A
Boiler | B_Upgrade_nopreHCs | Non Condensing LPG Boiler | Condensing Gas Boiler | 0-72 | Low_D | 0.96 | 346.7 | N/A
Boiler | B_Upgrade_nopreHCs | Non Condensing LPG Boiler | Condensing Gas Boiler | 0-72 | High_E | 0.96 | 441.1 | N/A
Boiler | B_Upgrade_nopreHCs | Non Condensing LPG Boiler | Condensing Gas Boiler | 0-72 | Low_E | 0.96 | 531.6 | N/A
Boiler | B_Upgrade_nopreHCs | Non Condensing LPG Boiler | Condensing Gas Boiler | 0-72 | High_F | 0.96 | 658.9 | N/A
Boiler | B_Upgrade_nopreHCs | Non Condensing LPG Boiler | Condensing Gas Boiler | 0-72 | Low_F | 0.96 | 800.8 | N/A
Boiler | B_Upgrade_nopreHCs | Non Condensing LPG Boiler | Condensing Gas Boiler | 0-72 | High_G | 0.96 | 999.9 | N/A
Boiler | B_Upgrade_nopreHCs | Non Condensing LPG Boiler | Condensing Gas Boiler | 0-72 | Low_G | 0.96 | 1227.7 | N/A
Boiler | B_Upgrade_nopreHCs | Non Condensing LPG Boiler | Condensing Gas Boiler | 73-97 | High_D | 0.96 | 313.5 | N/A
Boiler | B_Upgrade_nopreHCs | Non Condensing LPG Boiler | Condensing Gas Boiler | 73-97 | Low_D | 0.96 | 397 | N/A
Boiler | B_Upgrade_nopreHCs | Non Condensing LPG Boiler | Condensing Gas Boiler | 73-97 | High_E | 0.96 | 498.9 | N/A
Boiler | B_Upgrade_nopreHCs | Non Condensing LPG Boiler | Condensing Gas Boiler | 73-97 | Low_E | 0.96 | 596.9 | N/A
Boiler | B_Upgrade_nopreHCs | Non Condensing LPG Boiler | Condensing Gas Boiler | 73-97 | High_F | 0.96 | 734.4 | N/A
Boiler | B_Upgrade_nopreHCs | Non Condensing LPG Boiler | Condensing Gas Boiler | 73-97 | Low_F | 0.96 | 887.8 | N/A
Boiler | B_Upgrade_nopreHCs | Non Condensing LPG Boiler | Condensing Gas Boiler | 73-97 | High_G | 0.96 | 1103.1 | N/A
Boiler | B_Upgrade_nopreHCs | Non Condensing LPG Boiler | Condensing Gas Boiler | 73-97 | Low_G | 0.96 | 1349.2 | N/A
Boiler | B_Upgrade_nopreHCs | Non Condensing LPG Boiler | Condensing Gas Boiler | 98-199 | High_D | 0.96 | 391.1 | N/A
Boiler | B_Upgrade_nopreHCs | Non Condensing LPG Boiler | Condensing Gas Boiler | 98-199 | Low_D | 0.96 | 487.2 | N/A
Boiler | B_Upgrade_nopreHCs | Non Condensing LPG Boiler | Condensing Gas Boiler | 98-199 | High_E | 0.96 | 604.5 | N/A
Boiler | B_Upgrade_nopreHCs | Non Condensing LPG Boiler | Condensing Gas Boiler | 98-199 | Low_E | 0.96 | 717.1 | N/A
Boiler | B_Upgrade_nopreHCs | Non Condensing LPG Boiler | Condensing Gas Boiler | 98-199 | High_F | 0.96 | 875.4 | N/A
Boiler | B_Upgrade_nopreHCs | Non Condensing LPG Boiler | Condensing Gas Boiler | 98-199 | Low_F | 0.96 | 1051.9 | N/A
Boiler | B_Upgrade_nopreHCs | Non Condensing LPG Boiler | Condensing Gas Boiler | 98-199 | High_G | 0.96 | 1299.7 | N/A
Boiler | B_Upgrade_nopreHCs | Non Condensing LPG Boiler | Condensing Gas Boiler | 98-199 | Low_G | 0.96 | 1583 | N/A
Boiler | B_Upgrade_nopreHCs | Non Condensing LPG Boiler | Condensing Gas Boiler | 200+ | High_D | 0.96 | 783.9 | N/A
Boiler | B_Upgrade_nopreHCs | Non Condensing LPG Boiler | Condensing Gas Boiler | 200+ | Low_D | 0.96 | 951.7 | N/A
Boiler | B_Upgrade_nopreHCs | Non Condensing LPG Boiler | Condensing Gas Boiler | 200+ | High_E | 0.96 | 1160.8 | N/A
Boiler | B_Upgrade_nopreHCs | Non Condensing LPG Boiler | Condensing Gas Boiler | 200+ | Low_E | 0.96 | 1361.6 | N/A
Boiler | B_Upgrade_nopreHCs | Non Condensing LPG Boiler | Condensing Gas Boiler | 200+ | High_F | 0.96 | 1643.7 | N/A
Boiler | B_Upgrade_nopreHCs | Non Condensing LPG Boiler | Condensing Gas Boiler | 200+ | Low_F | 0.96 | 1958.3 | N/A
Boiler | B_Upgrade_nopreHCs | Non Condensing LPG Boiler | Condensing Gas Boiler | 200+ | High_G | 0.96 | 2399.9 | N/A
Boiler | B_Upgrade_nopreHCs | Non Condensing LPG Boiler | Condensing Gas Boiler | 200+ | Low_G | 0.96 | 2904.8 | N/A
Boiler | B_Upgrade_nopreHCs | Condensing LPG Boiler | Condensing Gas Boiler | 0-72 | High_D | 0.96 | 233.7 | N/A
Boiler | B_Upgrade_nopreHCs | Condensing LPG Boiler | Condensing Gas Boiler | 0-72 | Low_D | 0.96 | 302.4 | N/A
Boiler | B_Upgrade_nopreHCs | Condensing LPG Boiler | Condensing Gas Boiler | 0-72 | High_E | 0.96 | 386.3 | N/A
Boiler | B_Upgrade_nopreHCs | Condensing LPG Boiler | Condensing Gas Boiler | 0-72 | Low_E | 0.96 | 466.8 | N/A
Boiler | B_Upgrade_nopreHCs | Condensing LPG Boiler | Condensing Gas Boiler | 0-72 | High_F | 0.96 | 579.9 | N/A
Boiler | B_Upgrade_nopreHCs | Condensing LPG Boiler | Condensing Gas Boiler | 0-72 | Low_F | 0.96 | 706.1 | N/A
Boiler | B_Upgrade_nopreHCs | Condensing LPG Boiler | Condensing Gas Boiler | 0-72 | High_G | 0.96 | 883.2 | N/A
Boiler | B_Upgrade_nopreHCs | Condensing LPG Boiler | Condensing Gas Boiler | 0-72 | Low_G | 0.96 | 1085.6 | N/A
Boiler | B_Upgrade_nopreHCs | Condensing LPG Boiler | Condensing Gas Boiler | 73-97 | High_D | 0.96 | 273.4 | N/A
Boiler | B_Upgrade_nopreHCs | Condensing LPG Boiler | Condensing Gas Boiler | 73-97 | Low_D | 0.96 | 347.6 | N/A
Boiler | B_Upgrade_nopreHCs | Condensing LPG Boiler | Condensing Gas Boiler | 73-97 | High_E | 0.96 | 438.3 | N/A
Boiler | B_Upgrade_nopreHCs | Condensing LPG Boiler | Condensing Gas Boiler | 73-97 | Low_E | 0.96 | 525.3 | N/A
Boiler | B_Upgrade_nopreHCs | Condensing LPG Boiler | Condensing Gas Boiler | 73-97 | High_F | 0.96 | 647.6 | N/A
Boiler | B_Upgrade_nopreHCs | Condensing LPG Boiler | Condensing Gas Boiler | 73-97 | Low_F | 0.96 | 784 | N/A
Boiler | B_Upgrade_nopreHCs | Condensing LPG Boiler | Condensing Gas Boiler | 73-97 | High_G | 0.96 | 975.4 | N/A
Boiler | B_Upgrade_nopreHCs | Condensing LPG Boiler | Condensing Gas Boiler | 73-97 | Low_G | 0.96 | 1194.2 | N/A
Boiler | B_Upgrade_nopreHCs | Condensing LPG Boiler | Condensing Gas Boiler | 98-199 | High_D | 0.96 | 342.9 | N/A
Boiler | B_Upgrade_nopreHCs | Condensing LPG Boiler | Condensing Gas Boiler | 98-199 | Low_D | 0.96 | 428.3 | N/A
Boiler | B_Upgrade_nopreHCs | Condensing LPG Boiler | Condensing Gas Boiler | 98-199 | High_E | 0.96 | 532.6 | N/A
Boiler | B_Upgrade_nopreHCs | Condensing LPG Boiler | Condensing Gas Boiler | 98-199 | Low_E | 0.96 | 632.8 | N/A
Boiler | B_Upgrade_nopreHCs | Condensing LPG Boiler | Condensing Gas Boiler | 98-199 | High_F | 0.96 | 773.5 | N/A
Boiler | B_Upgrade_nopreHCs | Condensing LPG Boiler | Condensing Gas Boiler | 98-199 | Low_F | 0.96 | 930.4 | N/A
Boiler | B_Upgrade_nopreHCs | Condensing LPG Boiler | Condensing Gas Boiler | 98-199 | High_G | 0.96 | 1150.7 | N/A
Boiler | B_Upgrade_nopreHCs | Condensing LPG Boiler | Condensing Gas Boiler | 98-199 | Low_G | 0.96 | 1402.6 | N/A
Boiler | B_Upgrade_nopreHCs | Condensing LPG Boiler | Condensing Gas Boiler | 200+ | High_D | 0.96 | 692.2 | N/A
Boiler | B_Upgrade_nopreHCs | Condensing LPG Boiler | Condensing Gas Boiler | 200+ | Low_D | 0.96 | 841.4 | N/A
Boiler | B_Upgrade_nopreHCs | Condensing LPG Boiler | Condensing Gas Boiler | 200+ | High_E | 0.96 | 1027.2 | N/A
Boiler | B_Upgrade_nopreHCs | Condensing LPG Boiler | Condensing Gas Boiler | 200+ | Low_E | 0.96 | 1205.8 | N/A
Boiler | B_Upgrade_nopreHCs | Condensing LPG Boiler | Condensing Gas Boiler | 200+ | High_F | 0.96 | 1456.6 | N/A
Boiler | B_Upgrade_nopreHCs | Condensing LPG Boiler | Condensing Gas Boiler | 200+ | Low_F | 0.96 | 1736.3 | N/A
Boiler | B_Upgrade_nopreHCs | Condensing LPG Boiler | Condensing Gas Boiler | 200+ | High_G | 0.96 | 2128.9 | N/A
Boiler | B_Upgrade_nopreHCs | Condensing LPG Boiler | Condensing Gas Boiler | 200+ | Low_G | 0.96 | 2577.8 | N/A
Boiler | B_Upgrade_nopreHCs | Non Condensing Gas Boiler | Condensing Gas Boiler | 0-72 | High_D | 0.96 | 70.3 | N/A
Boiler | B_Upgrade_nopreHCs | Non Condensing Gas Boiler | Condensing Gas Boiler | 0-72 | Low_D | 0.96 | 89 | N/A
Boiler | B_Upgrade_nopreHCs | Non Condensing Gas Boiler | Condensing Gas Boiler | 0-72 | High_E | 0.96 | 111.8 | N/A
Boiler | B_Upgrade_nopreHCs | Non Condensing Gas Boiler | Condensing Gas Boiler | 0-72 | Low_E | 0.96 | 133.8 | N/A
Boiler | B_Upgrade_nopreHCs | Non Condensing Gas Boiler | Condensing Gas Boiler | 0-72 | High_F | 0.96 | 164.6 | N/A
Boiler | B_Upgrade_nopreHCs | Non Condensing Gas Boiler | Condensing Gas Boiler | 0-72 | Low_F | 0.96 | 199 | N/A
Boiler | B_Upgrade_nopreHCs | Non Condensing Gas Boiler | Condensing Gas Boiler | 0-72 | High_G | 0.96 | 247.3 | N/A
Boiler | B_Upgrade_nopreHCs | Non Condensing Gas Boiler | Condensing Gas Boiler | 0-72 | Low_G | 0.96 | 302.4 | N/A
Boiler | B_Upgrade_nopreHCs | Non Condensing Gas Boiler | Condensing Gas Boiler | 73-97 | High_D | 0.96 | 80.5 | N/A
Boiler | B_Upgrade_nopreHCs | Non Condensing Gas Boiler | Condensing Gas Boiler | 73-97 | Low_D | 0.96 | 100.7 | N/A
Boiler | B_Upgrade_nopreHCs | Non Condensing Gas Boiler | Condensing Gas Boiler | 73-97 | High_E | 0.96 | 125.4 | N/A
Boiler | B_Upgrade_nopreHCs | Non Condensing Gas Boiler | Condensing Gas Boiler | 73-97 | Low_E | 0.96 | 149.1 | N/A
Boiler | B_Upgrade_nopreHCs | Non Condensing Gas Boiler | Condensing Gas Boiler | 73-97 | High_F | 0.96 | 182.5 | N/A
Boiler | B_Upgrade_nopreHCs | Non Condensing Gas Boiler | Condensing Gas Boiler | 73-97 | Low_F | 0.96 | 219.6 | N/A
Boiler | B_Upgrade_nopreHCs | Non Condensing Gas Boiler | Condensing Gas Boiler | 73-97 | High_G | 0.96 | 271.8 | N/A
Boiler | B_Upgrade_nopreHCs | Non Condensing Gas Boiler | Condensing Gas Boiler | 73-97 | Low_G | 0.96 | 331.4 | N/A
Boiler | B_Upgrade_nopreHCs | Non Condensing Gas Boiler | Condensing Gas Boiler | 98-199 | High_D | 0.96 | 98.8 | N/A
Boiler | B_Upgrade_nopreHCs | Non Condensing Gas Boiler | Condensing Gas Boiler | 98-199 | Low_D | 0.96 | 122.1 | N/A
Boiler | B_Upgrade_nopreHCs | Non Condensing Gas Boiler | Condensing Gas Boiler | 98-199 | High_E | 0.96 | 150.5 | N/A
Boiler | B_Upgrade_nopreHCs | Non Condensing Gas Boiler | Condensing Gas Boiler | 98-199 | Low_E | 0.96 | 177.8 | N/A
Boiler | B_Upgrade_nopreHCs | Non Condensing Gas Boiler | Condensing Gas Boiler | 98-199 | High_F | 0.96 | 216.2 | N/A
Boiler | B_Upgrade_nopreHCs | Non Condensing Gas Boiler | Condensing Gas Boiler | 98-199 | Low_F | 0.96 | 258.9 | N/A
Boiler | B_Upgrade_nopreHCs | Non Condensing Gas Boiler | Condensing Gas Boiler | 98-199 | High_G | 0.96 | 319 | N/A
Boiler | B_Upgrade_nopreHCs | Non Condensing Gas Boiler | Condensing Gas Boiler | 98-199 | Low_G | 0.96 | 387.6 | N/A
Boiler | B_Upgrade_nopreHCs | Non Condensing Gas Boiler | Condensing Gas Boiler | 200+ | High_D | 0.96 | 194 | N/A
Boiler | B_Upgrade_nopreHCs | Non Condensing Gas Boiler | Condensing Gas Boiler | 200+ | Low_D | 0.96 | 234.7 | N/A
Boiler | B_Upgrade_nopreHCs | Non Condensing Gas Boiler | Condensing Gas Boiler | 200+ | High_E | 0.96 | 285.3 | N/A
Boiler | B_Upgrade_nopreHCs | Non Condensing Gas Boiler | Condensing Gas Boiler | 200+ | Low_E | 0.96 | 334 | N/A
Boiler | B_Upgrade_nopreHCs | Non Condensing Gas Boiler | Condensing Gas Boiler | 200+ | High_F | 0.96 | 402.3 | N/A
Boiler | B_Upgrade_nopreHCs | Non Condensing Gas Boiler | Condensing Gas Boiler | 200+ | Low_F | 0.96 | 478.5 | N/A
Boiler | B_Upgrade_nopreHCs | Non Condensing Gas Boiler | Condensing Gas Boiler | 200+ | High_G | 0.96 | 585.5 | N/A
Boiler | B_Upgrade_nopreHCs | Non Condensing Gas Boiler | Condensing Gas Boiler | 200+ | Low_G | 0.96 | 707.9 | N/A
ESH | ESH_Upgrade | Electric Storage Heaters Responsiveness <=0.2 | High Heat Retention Storage Heaters | 0-72 | High_D | 0.96 | 60.8 | N/A
ESH | ESH_Upgrade | Electric Storage Heaters Responsiveness <=0.2 | High Heat Retention Storage Heaters | 0-72 | Low_D | 0.96 | 74.1 | N/A
ESH | ESH_Upgrade | Electric Storage Heaters Responsiveness <=0.2 | High Heat Retention Storage Heaters | 0-72 | High_E | 0.96 | 90.4 | N/A
ESH | ESH_Upgrade | Electric Storage Heaters Responsiveness <=0.2 | High Heat Retention Storage Heaters | 0-72 | Low_E | 0.96 | 106 | N/A
ESH | ESH_Upgrade | Electric Storage Heaters Responsiveness <=0.2 | High Heat Retention Storage Heaters | 0-72 | High_F | 0.96 | 128 | N/A
ESH | ESH_Upgrade | Electric Storage Heaters Responsiveness <=0.2 | High Heat Retention Storage Heaters | 0-72 | Low_F | 0.96 | 152.5 | N/A
ESH | ESH_Upgrade | Electric Storage Heaters Responsiveness <=0.2 | High Heat Retention Storage Heaters | 0-72 | High_G | 0.96 | 186.9 | N/A
ESH | ESH_Upgrade | Electric Storage Heaters Responsiveness <=0.2 | High Heat Retention Storage Heaters | 0-72 | Low_G | 0.96 | 226.2 | N/A
ESH | ESH_Upgrade | Electric Storage Heaters Responsiveness <=0.2 | High Heat Retention Storage Heaters | 73-97 | High_D | 0.96 | 67.1 | N/A
ESH | ESH_Upgrade | Electric Storage Heaters Responsiveness <=0.2 | High Heat Retention Storage Heaters | 73-97 | Low_D | 0.96 | 81.5 | N/A
ESH | ESH_Upgrade | Electric Storage Heaters Responsiveness <=0.2 | High Heat Retention Storage Heaters | 73-97 | High_E | 0.96 | 99.1 | N/A
ESH | ESH_Upgrade | Electric Storage Heaters Responsiveness <=0.2 | High Heat Retention Storage Heaters | 73-97 | Low_E | 0.96 | 116 | N/A
ESH | ESH_Upgrade | Electric Storage Heaters Responsiveness <=0.2 | High Heat Retention Storage Heaters | 73-97 | High_F | 0.96 | 139.7 | N/A
ESH | ESH_Upgrade | Electric Storage Heaters Responsiveness <=0.2 | High Heat Retention Storage Heaters | 73-97 | Low_F | 0.96 | 166.2 | N/A
ESH | ESH_Upgrade | Electric Storage Heaters Responsiveness <=0.2 | High Heat Retention Storage Heaters | 73-97 | High_G | 0.96 | 203.4 | N/A
ESH | ESH_Upgrade | Electric Storage Heaters Responsiveness <=0.2 | High Heat Retention Storage Heaters | 73-97 | Low_G | 0.96 | 245.9 | N/A
ESH | ESH_Upgrade | Electric Storage Heaters Responsiveness <=0.2 | High Heat Retention Storage Heaters | 98-199 | High_D | 0.96 | 79.2 | N/A
ESH | ESH_Upgrade | Electric Storage Heaters Responsiveness <=0.2 | High Heat Retention Storage Heaters | 98-199 | Low_D | 0.96 | 95.7 | N/A
ESH | ESH_Upgrade | Electric Storage Heaters Responsiveness <=0.2 | High Heat Retention Storage Heaters | 98-199 | High_E | 0.96 | 116 | N/A
ESH | ESH_Upgrade | Electric Storage Heaters Responsiveness <=0.2 | High Heat Retention Storage Heaters | 98-199 | Low_E | 0.96 | 135.4 | N/A
ESH | ESH_Upgrade | Electric Storage Heaters Responsiveness <=0.2 | High Heat Retention Storage Heaters | 98-199 | High_F | 0.96 | 162.8 | N/A
ESH | ESH_Upgrade | Electric Storage Heaters Responsiveness <=0.2 | High Heat Retention Storage Heaters | 98-199 | Low_F | 0.96 | 193.2 | N/A
ESH | ESH_Upgrade | Electric Storage Heaters Responsiveness <=0.2 | High Heat Retention Storage Heaters | 98-199 | High_G | 0.96 | 236 | N/A
ESH | ESH_Upgrade | Electric Storage Heaters Responsiveness <=0.2 | High Heat Retention Storage Heaters | 98-199 | Low_G | 0.96 | 284.9 | N/A
ESH | ESH_Upgrade | Electric Storage Heaters Responsiveness <=0.2 | High Heat Retention Storage Heaters | 200+ | High_D | 0.96 | 147 | N/A
ESH | ESH_Upgrade | Electric Storage Heaters Responsiveness <=0.2 | High Heat Retention Storage Heaters | 200+ | Low_D | 0.96 | 175.9 | N/A
ESH | ESH_Upgrade | Electric Storage Heaters Responsiveness <=0.2 | High Heat Retention Storage Heaters | 200+ | High_E | 0.96 | 212 | N/A
ESH | ESH_Upgrade | Electric Storage Heaters Responsiveness <=0.2 | High Heat Retention Storage Heaters | 200+ | Low_E | 0.96 | 246.7 | N/A
ESH | ESH_Upgrade | Electric Storage Heaters Responsiveness <=0.2 | High Heat Retention Storage Heaters | 200+ | High_F | 0.96 | 295.4 | N/A
ESH | ESH_Upgrade | Electric Storage Heaters Responsiveness <=0.2 | High Heat Retention Storage Heaters | 200+ | Low_F | 0.96 | 349.7 | N/A
ESH | ESH_Upgrade | Electric Storage Heaters Responsiveness <=0.2 | High Heat Retention Storage Heaters | 200+ | High_G | 0.96 | 425.9 | N/A
ESH | ESH_Upgrade | Electric Storage Heaters Responsiveness <=0.2 | High Heat Retention Storage Heaters | 200+ | Low_G | 0.96 | 513.1 | N/A
ESH | ESH_Upgrade | Electric Room Heaters | High Heat Retention Storage Heaters | 0-72 | High_D | 0.96 | 312.7 | N/A
ESH | ESH_Upgrade | Electric Room Heaters | High Heat Retention Storage Heaters | 0-72 | Low_D | 0.96 | 383.78 | N/A
ESH | ESH_Upgrade | Electric Room Heaters | High Heat Retention Storage Heaters | 0-72 | High_E | 0.96 | 470.56 | N/A
ESH | ESH_Upgrade | Electric Room Heaters | High Heat Retention Storage Heaters | 0-72 | Low_E | 0.96 | 553.91 | N/A
ESH | ESH_Upgrade | Electric Room Heaters | High Heat Retention Storage Heaters | 0-72 | High_F | 0.96 | 670.98 | N/A
ESH | ESH_Upgrade | Electric Room Heaters | High Heat Retention Storage Heaters | 0-72 | Low_F | 0.96 | 801.57 | N/A
ESH | ESH_Upgrade | Electric Room Heaters | High Heat Retention Storage Heaters | 0-72 | High_G | 0.96 | 984.83 | N/A
ESH | ESH_Upgrade | Electric Room Heaters | High Heat Retention Storage Heaters | 0-72 | Low_G | 0.96 | 1194.41 | N/A
ESH | ESH_Upgrade | Electric Room Heaters | High Heat Retention Storage Heaters | 73-97 | High_D | 0.96 | 347.31 | N/A
ESH | ESH_Upgrade | Electric Room Heaters | High Heat Retention Storage Heaters | 73-97 | Low_D | 0.96 | 424.15 | N/A
ESH | ESH_Upgrade | Electric Room Heaters | High Heat Retention Storage Heaters | 73-97 | High_E | 0.96 | 517.95 | N/A
ESH | ESH_Upgrade | Electric Room Heaters | High Heat Retention Storage Heaters | 73-97 | Low_E | 0.96 | 608.05 | N/A
ESH | ESH_Upgrade | Electric Room Heaters | High Heat Retention Storage Heaters | 73-97 | High_F | 0.96 | 734.59 | N/A
ESH | ESH_Upgrade | Electric Room Heaters | High Heat Retention Storage Heaters | 73-97 | Low_F | 0.96 | 875.74 | N/A
ESH | ESH_Upgrade | Electric Room Heaters | High Heat Retention Storage Heaters | 73-97 | High_G | 0.96 | 1073.84 | N/A
ESH | ESH_Upgrade | Electric Room Heaters | High Heat Retention Storage Heaters | 73-97 | Low_G | 0.96 | 1300.37 | N/A
ESH | ESH_Upgrade | Electric Room Heaters | High Heat Retention Storage Heaters | 98-199 | High_D | 0.96 | 412.8 | N/A
ESH | ESH_Upgrade | Electric Room Heaters | High Heat Retention Storage Heaters | 98-199 | Low_D | 0.96 | 501.22 | N/A
ESH | ESH_Upgrade | Electric Room Heaters | High Heat Retention Storage Heaters | 98-199 | High_E | 0.96 | 609.16 | N/A
ESH | ESH_Upgrade | Electric Room Heaters | High Heat Retention Storage Heaters | 98-199 | Low_E | 0.96 | 712.85 | N/A
ESH | ESH_Upgrade | Electric Room Heaters | High Heat Retention Storage Heaters | 98-199 | High_F | 0.96 | 858.47 | N/A
ESH | ESH_Upgrade | Electric Room Heaters | High Heat Retention Storage Heaters | 98-199 | Low_F | 0.96 | 1020.91 | N/A
ESH | ESH_Upgrade | Electric Room Heaters | High Heat Retention Storage Heaters | 98-199 | High_G | 0.96 | 1248.88 | N/A
ESH | ESH_Upgrade | Electric Room Heaters | High Heat Retention Storage Heaters | 98-199 | Low_G | 0.96 | 1509.57 | N/A
ESH | ESH_Upgrade | Electric Room Heaters | High Heat Retention Storage Heaters | 200+ | High_D | 0.96 | 774.3 | N/A
ESH | ESH_Upgrade | Electric Room Heaters | High Heat Retention Storage Heaters | 200+ | Low_D | 0.96 | 928.7 | N/A
ESH | ESH_Upgrade | Electric Room Heaters | High Heat Retention Storage Heaters | 200+ | High_E | 0.96 | 1121.09 | N/A
ESH | ESH_Upgrade | Electric Room Heaters | High Heat Retention Storage Heaters | 200+ | Low_E | 0.96 | 1305.89 | N/A
ESH | ESH_Upgrade | Electric Room Heaters | High Heat Retention Storage Heaters | 200+ | High_F | 0.96 | 1565.44 | N/A
ESH | ESH_Upgrade | Electric Room Heaters | High Heat Retention Storage Heaters | 200+ | Low_F | 0.96 | 1854.94 | N/A
ESH | ESH_Upgrade | Electric Room Heaters | High Heat Retention Storage Heaters | 200+ | High_G | 0.96 | 2261.26 | N/A
ESH | ESH_Upgrade | Electric Room Heaters | High Heat Retention Storage Heaters | 200+ | Low_G | 0.96 | 2725.89 | N/A
DHS | DHS_connection_nopreHCs | Non Condensing Gas Boiler | DHS non-CHP | 0-72 | High_B | 0.96 | 4.6 | N/A
DHS | DHS_connection_nopreHCs | Non Condensing Gas Boiler | DHS non-CHP | 0-72 | Low_B | 0.96 | 11.3 | N/A
DHS | DHS_connection_nopreHCs | Non Condensing Gas Boiler | DHS non-CHP | 0-72 | High_C | 0.96 | 21.2 | N/A
DHS | DHS_connection_nopreHCs | Non Condensing Gas Boiler | DHS non-CHP | 0-72 | Low_C | 0.96 | 29.9 | N/A
DHS | DHS_connection_nopreHCs | Non Condensing Gas Boiler | DHS non-CHP | 0-72 | High_D | 0.96 | 41 | N/A
DHS | DHS_connection_nopreHCs | Non Condensing Gas Boiler | DHS non-CHP | 0-72 | Low_D | 0.96 | 51.9 | N/A
DHS | DHS_connection_nopreHCs | Non Condensing Gas Boiler | DHS non-CHP | 0-72 | High_E | 0.96 | 65.3 | N/A
DHS | DHS_connection_nopreHCs | Non Condensing Gas Boiler | DHS non-CHP | 0-72 | Low_E | 0.96 | 78.1 | N/A
DHS | DHS_connection_nopreHCs | Non Condensing Gas Boiler | DHS non-CHP | 0-72 | High_F | 0.96 | 96.1 | N/A
DHS | DHS_connection_nopreHCs | Non Condensing Gas Boiler | DHS non-CHP | 0-72 | Low_F | 0.96 | 116.1 | N/A
DHS | DHS_connection_nopreHCs | Non Condensing Gas Boiler | DHS non-CHP | 0-72 | High_G | 0.96 | 144.3 | N/A
DHS | DHS_connection_nopreHCs | Non Condensing Gas Boiler | DHS non-CHP | 0-72 | Low_G | 0.96 | 176.5 | N/A
DHS | DHS_connection_nopreHCs | Non Condensing Gas Boiler | DHS non-CHP | 73-97 | High_B | 0.96 | 6 | N/A
DHS | DHS_connection_nopreHCs | Non Condensing Gas Boiler | DHS non-CHP | 73-97 | Low_B | 0.96 | 14.6 | N/A
DHS | DHS_connection_nopreHCs | Non Condensing Gas Boiler | DHS non-CHP | 73-97 | High_C | 0.96 | 25.4 | N/A
DHS | DHS_connection_nopreHCs | Non Condensing Gas Boiler | DHS non-CHP | 73-97 | Low_C | 0.96 | 34.8 | N/A
DHS | DHS_connection_nopreHCs | Non Condensing Gas Boiler | DHS non-CHP | 73-97 | High_D | 0.96 | 47 | N/A
DHS | DHS_connection_nopreHCs | Non Condensing Gas Boiler | DHS non-CHP | 73-97 | Low_D | 0.96 | 58.8 | N/A
DHS | DHS_connection_nopreHCs | Non Condensing Gas Boiler | DHS non-CHP | 73-97 | High_E | 0.96 | 73.2 | N/A
DHS | DHS_connection_nopreHCs | Non Condensing Gas Boiler | DHS non-CHP | 73-97 | Low_E | 0.96 | 87 | N/A
DHS | DHS_connection_nopreHCs | Non Condensing Gas Boiler | DHS non-CHP | 73-97 | High_F | 0.96 | 106.5 | N/A
DHS | DHS_connection_nopreHCs | Non Condensing Gas Boiler | DHS non-CHP | 73-97 | Low_F | 0.96 | 128.2 | N/A
DHS | DHS_connection_nopreHCs | Non Condensing Gas Boiler | DHS non-CHP | 73-97 | High_G | 0.96 | 158.6 | N/A
DHS | DHS_connection_nopreHCs | Non Condensing Gas Boiler | DHS non-CHP | 73-97 | Low_G | 0.96 | 193.4 | N/A
DHS | DHS_connection_nopreHCs | Non Condensing Gas Boiler | DHS non-CHP | 98-199 | High_B | 0.96 | 10 | N/A
DHS | DHS_connection_nopreHCs | Non Condensing Gas Boiler | DHS non-CHP | 98-199 | Low_B | 0.96 | 20 | N/A
DHS | DHS_connection_nopreHCs | Non Condensing Gas Boiler | DHS non-CHP | 98-199 | High_C | 0.96 | 32.5 | N/A
DHS | DHS_connection_nopreHCs | Non Condensing Gas Boiler | DHS non-CHP | 98-199 | Low_C | 0.96 | 43.5 | N/A
DHS | DHS_connection_nopreHCs | Non Condensing Gas Boiler | DHS non-CHP | 98-199 | High_D | 0.96 | 57.7 | N/A
DHS | DHS_connection_nopreHCs | Non Condensing Gas Boiler | DHS non-CHP | 98-199 | Low_D | 0.96 | 71.3 | N/A
DHS | DHS_connection_nopreHCs | Non Condensing Gas Boiler | DHS non-CHP | 98-199 | High_E | 0.96 | 87.8 | N/A
DHS | DHS_connection_nopreHCs | Non Condensing Gas Boiler | DHS non-CHP | 98-199 | Low_E | 0.96 | 103.8 | N/A
DHS | DHS_connection_nopreHCs | Non Condensing Gas Boiler | DHS non-CHP | 98-199 | High_F | 0.96 | 126.1 | N/A
DHS | DHS_connection_nopreHCs | Non Condensing Gas Boiler | DHS non-CHP | 98-199 | Low_F | 0.96 | 151.1 | N/A
DHS | DHS_connection_nopreHCs | Non Condensing Gas Boiler | DHS non-CHP | 98-199 | High_G | 0.96 | 186.1 | N/A
DHS | DHS_connection_nopreHCs | Non Condensing Gas Boiler | DHS non-CHP | 98-199 | Low_G | 0.96 | 226.2 | N/A
DHS | DHS_connection_nopreHCs | Non Condensing Gas Boiler | DHS non-CHP | 200+ | High_B | 0.96 | 26.7 | N/A
DHS | DHS_connection_nopreHCs | Non Condensing Gas Boiler | DHS non-CHP | 200+ | Low_B | 0.96 | 44.8 | N/A
DHS | DHS_connection_nopreHCs | Non Condensing Gas Boiler | DHS non-CHP | 200+ | High_C | 0.96 | 67.6 | N/A
DHS | DHS_connection_nopreHCs | Non Condensing Gas Boiler | DHS non-CHP | 200+ | Low_C | 0.96 | 87.6 | N/A
DHS | DHS_connection_nopreHCs | Non Condensing Gas Boiler | DHS non-CHP | 200+ | High_D | 0.96 | 113.2 | N/A
DHS | DHS_connection_nopreHCs | Non Condensing Gas Boiler | DHS non-CHP | 200+ | Low_D | 0.96 | 136.9 | N/A
DHS | DHS_connection_nopreHCs | Non Condensing Gas Boiler | DHS non-CHP | 200+ | High_E | 0.96 | 166.5 | N/A
DHS | DHS_connection_nopreHCs | Non Condensing Gas Boiler | DHS non-CHP | 200+ | Low_E | 0.96 | 194.9 | N/A
DHS | DHS_connection_nopreHCs | Non Condensing Gas Boiler | DHS non-CHP | 200+ | High_F | 0.96 | 234.8 | N/A
DHS | DHS_connection_nopreHCs | Non Condensing Gas Boiler | DHS non-CHP | 200+ | Low_F | 0.96 | 279.3 | N/A
DHS | DHS_connection_nopreHCs | Non Condensing Gas Boiler | DHS non-CHP | 200+ | High_G | 0.96 | 341.7 | N/A
DHS | DHS_connection_nopreHCs | Non Condensing Gas Boiler | DHS non-CHP | 200+ | Low_G | 0.96 | 413.1 | N/A
DHS | DHS_connection_nopreHCs | Condensing Gas Boiler | DHS non-CHP | 0-72 | High_B | 0.96 | 1.1 | N/A
DHS | DHS_connection_nopreHCs | Condensing Gas Boiler | DHS non-CHP | 0-72 | Low_B | 0.96 | 3.3 | N/A
DHS | DHS_connection_nopreHCs | Condensing Gas Boiler | DHS non-CHP | 0-72 | High_C | 0.96 | 6.2 | N/A
DHS | DHS_connection_nopreHCs | Condensing Gas Boiler | DHS non-CHP | 0-72 | Low_C | 0.96 | 8.8 | N/A
DHS | DHS_connection_nopreHCs | Condensing Gas Boiler | DHS non-CHP | 0-72 | High_D | 0.96 | 12 | N/A
DHS | DHS_connection_nopreHCs | Condensing Gas Boiler | DHS non-CHP | 0-72 | Low_D | 0.96 | 15.2 | N/A
DHS | DHS_connection_nopreHCs | Condensing Gas Boiler | DHS non-CHP | 0-72 | High_E | 0.96 | 19.1 | N/A
DHS | DHS_connection_nopreHCs | Condensing Gas Boiler | DHS non-CHP | 0-72 | Low_E | 0.96 | 22.9 | N/A
DHS | DHS_connection_nopreHCs | Condensing Gas Boiler | DHS non-CHP | 0-72 | High_F | 0.96 | 28.2 | N/A
DHS | DHS_connection_nopreHCs | Condensing Gas Boiler | DHS non-CHP | 0-72 | Low_F | 0.96 | 34.1 | N/A
DHS | DHS_connection_nopreHCs | Condensing Gas Boiler | DHS non-CHP | 0-72 | High_G | 0.96 | 42.3 | N/A
DHS | DHS_connection_nopreHCs | Condensing Gas Boiler | DHS non-CHP | 0-72 | Low_G | 0.96 | 51.8 | N/A
DHS | DHS_connection_nopreHCs | Condensing Gas Boiler | DHS non-CHP | 73-97 | High_B | 0.96 | 1.8 | N/A
DHS | DHS_connection_nopreHCs | Condensing Gas Boiler | DHS non-CHP | 73-97 | Low_B | 0.96 | 4.3 | N/A
DHS | DHS_connection_nopreHCs | Condensing Gas Boiler | DHS non-CHP | 73-97 | High_C | 0.96 | 7.4 | N/A
DHS | DHS_connection_nopreHCs | Condensing Gas Boiler | DHS non-CHP | 73-97 | Low_C | 0.96 | 10.2 | N/A
DHS | DHS_connection_nopreHCs | Condensing Gas Boiler | DHS non-CHP | 73-97 | High_D | 0.96 | 13.8 | N/A
DHS | DHS_connection_nopreHCs | Condensing Gas Boiler | DHS non-CHP | 73-97 | Low_D | 0.96 | 17.2 | N/A
DHS | DHS_connection_nopreHCs | Condensing Gas Boiler | DHS non-CHP | 73-97 | High_E | 0.96 | 21.5 | N/A
DHS | DHS_connection_nopreHCs | Condensing Gas Boiler | DHS non-CHP | 73-97 | Low_E | 0.96 | 25.5 | N/A
DHS | DHS_connection_nopreHCs | Condensing Gas Boiler | DHS non-CHP | 73-97 | High_F | 0.96 | 31.2 | N/A
DHS | DHS_connection_nopreHCs | Condensing Gas Boiler | DHS non-CHP | 73-97 | Low_F | 0.96 | 37.6 | N/A
DHS | DHS_connection_nopreHCs | Condensing Gas Boiler | DHS non-CHP | 73-97 | High_G | 0.96 | 46.5 | N/A
DHS | DHS_connection_nopreHCs | Condensing Gas Boiler | DHS non-CHP | 73-97 | Low_G | 0.96 | 56.7 | N/A
DHS | DHS_connection_nopreHCs | Condensing Gas Boiler | DHS non-CHP | 98-199 | High_B | 0.96 | 2.9 | N/A
DHS | DHS_connection_nopreHCs | Condensing Gas Boiler | DHS non-CHP | 98-199 | Low_B | 0.96 | 5.9 | N/A
DHS | DHS_connection_nopreHCs | Condensing Gas Boiler | DHS non-CHP | 98-199 | High_C | 0.96 | 9.5 | N/A
DHS | DHS_connection_nopreHCs | Condensing Gas Boiler | DHS non-CHP | 98-199 | Low_C | 0.96 | 12.8 | N/A
DHS | DHS_connection_nopreHCs | Condensing Gas Boiler | DHS non-CHP | 98-199 | High_D | 0.96 | 16.9 | N/A
DHS | DHS_connection_nopreHCs | Condensing Gas Boiler | DHS non-CHP | 98-199 | Low_D | 0.96 | 20.9 | N/A
DHS | DHS_connection_nopreHCs | Condensing Gas Boiler | DHS non-CHP | 98-199 | High_E | 0.96 | 25.8 | N/A
DHS | DHS_connection_nopreHCs | Condensing Gas Boiler | DHS non-CHP | 98-199 | Low_E | 0.96 | 30.4 | N/A
DHS | DHS_connection_nopreHCs | Condensing Gas Boiler | DHS non-CHP | 98-199 | High_F | 0.96 | 37 | N/A
DHS | DHS_connection_nopreHCs | Condensing Gas Boiler | DHS non-CHP | 98-199 | Low_F | 0.96 | 44.3 | N/A
DHS | DHS_connection_nopreHCs | Condensing Gas Boiler | DHS non-CHP | 98-199 | High_G | 0.96 | 54.6 | N/A
DHS | DHS_connection_nopreHCs | Condensing Gas Boiler | DHS non-CHP | 98-199 | Low_G | 0.96 | 66.3 | N/A
DHS | DHS_connection_nopreHCs | Condensing Gas Boiler | DHS non-CHP | 200+ | High_B | 0.96 | 7.8 | N/A
DHS | DHS_connection_nopreHCs | Condensing Gas Boiler | DHS non-CHP | 200+ | Low_B | 0.96 | 13.2 | N/A
DHS | DHS_connection_nopreHCs | Condensing Gas Boiler | DHS non-CHP | 200+ | High_C | 0.96 | 19.8 | N/A
DHS | DHS_connection_nopreHCs | Condensing Gas Boiler | DHS non-CHP | 200+ | Low_C | 0.96 | 25.7 | N/A
DHS | DHS_connection_nopreHCs | Condensing Gas Boiler | DHS non-CHP | 200+ | High_D | 0.96 | 33.2 | N/A
DHS | DHS_connection_nopreHCs | Condensing Gas Boiler | DHS non-CHP | 200+ | Low_D | 0.96 | 40.2 | N/A
DHS | DHS_connection_nopreHCs | Condensing Gas Boiler | DHS non-CHP | 200+ | High_E | 0.96 | 48.8 | N/A
DHS | DHS_connection_nopreHCs | Condensing Gas Boiler | DHS non-CHP | 200+ | Low_E | 0.96 | 57.2 | N/A
DHS | DHS_connection_nopreHCs | Condensing Gas Boiler | DHS non-CHP | 200+ | High_F | 0.96 | 68.9 | N/A
DHS | DHS_connection_nopreHCs | Condensing Gas Boiler | DHS non-CHP | 200+ | Low_F | 0.96 | 81.9 | N/A
DHS | DHS_connection_nopreHCs | Condensing Gas Boiler | DHS non-CHP | 200+ | High_G | 0.96 | 100.2 | N/A
DHS | DHS_connection_nopreHCs | Condensing Gas Boiler | DHS non-CHP | 200+ | Low_G | 0.96 | 121.2 | N/A
DHS | DHS_connection_nopreHCs | Bottled LPG Room Heaters | Shared Ground Loop GSHP | 0-72 | High_D | 0.96 | 487.4 | N/A
DHS | DHS_connection_nopreHCs | Bottled LPG Room Heaters | Shared Ground Loop GSHP | 0-72 | Low_D | 0.96 | 532.6 | N/A
DHS | DHS_connection_nopreHCs | Bottled LPG Room Heaters | Shared Ground Loop GSHP | 0-72 | High_E | 0.96 | 645.6 | N/A
DHS | DHS_connection_nopreHCs | Bottled LPG Room Heaters | Shared Ground Loop GSHP | 0-72 | Low_E | 0.96 | 754.1 | N/A
DHS | DHS_connection_nopreHCs | Bottled LPG Room Heaters | Shared Ground Loop GSHP | 0-72 | High_F | 0.96 | 906.5 | N/A
DHS | DHS_connection_nopreHCs | Bottled LPG Room Heaters | Shared Ground Loop GSHP | 0-72 | Low_F | 0.96 | 1076.5 | N/A
DHS | DHS_connection_nopreHCs | Bottled LPG Room Heaters | Shared Ground Loop GSHP | 0-72 | High_G | 0.96 | 1315.1 | N/A
DHS | DHS_connection_nopreHCs | Bottled LPG Room Heaters | Shared Ground Loop GSHP | 0-72 | Low_G | 0.96 | 1587.9 | N/A
DHS | DHS_connection_nopreHCs | Bottled LPG Room Heaters | Shared Ground Loop GSHP | 73-97 | High_D | 0.96 | 591.9 | N/A
DHS | DHS_connection_nopreHCs | Bottled LPG Room Heaters | Shared Ground Loop GSHP | 73-97 | Low_D | 0.96 | 591.9 | N/A
DHS | DHS_connection_nopreHCs | Bottled LPG Room Heaters | Shared Ground Loop GSHP | 73-97 | High_E | 0.96 | 704.3 | N/A
DHS | DHS_connection_nopreHCs | Bottled LPG Room Heaters | Shared Ground Loop GSHP | 73-97 | Low_E | 0.96 | 821.5 | N/A
DHS | DHS_connection_nopreHCs | Bottled LPG Room Heaters | Shared Ground Loop GSHP | 73-97 | High_F | 0.96 | 986.3 | N/A
DHS | DHS_connection_nopreHCs | Bottled LPG Room Heaters | Shared Ground Loop GSHP | 73-97 | Low_F | 0.96 | 1170 | N/A
DHS | DHS_connection_nopreHCs | Bottled LPG Room Heaters | Shared Ground Loop GSHP | 73-97 | High_G | 0.96 | 1427.9 | N/A
DHS | DHS_connection_nopreHCs | Bottled LPG Room Heaters | Shared Ground Loop GSHP | 73-97 | Low_G | 0.96 | 1722.8 | N/A
DHS | DHS_connection_nopreHCs | Bottled LPG Room Heaters | Shared Ground Loop GSHP | 98-199 | High_D | 0.96 | 705 | N/A
DHS | DHS_connection_nopreHCs | Bottled LPG Room Heaters | Shared Ground Loop GSHP | 98-199 | Low_D | 0.96 | 705 | N/A
DHS | DHS_connection_nopreHCs | Bottled LPG Room Heaters | Shared Ground Loop GSHP | 98-199 | High_E | 0.96 | 820 | N/A
DHS | DHS_connection_nopreHCs | Bottled LPG Room Heaters | Shared Ground Loop GSHP | 98-199 | Low_E | 0.96 | 955 | N/A
DHS | DHS_connection_nopreHCs | Bottled LPG Room Heaters | Shared Ground Loop GSHP | 98-199 | High_F | 0.96 | 1144.6 | N/A
DHS | DHS_connection_nopreHCs | Bottled LPG Room Heaters | Shared Ground Loop GSHP | 98-199 | Low_F | 0.96 | 1356 | N/A
DHS | DHS_connection_nopreHCs | Bottled LPG Room Heaters | Shared Ground Loop GSHP | 98-199 | High_G | 0.96 | 1652.8 | N/A
DHS | DHS_connection_nopreHCs | Bottled LPG Room Heaters | Shared Ground Loop GSHP | 98-199 | Low_G | 0.96 | 1992.2 | N/A
DHS | DHS_connection_nopreHCs | Bottled LPG Room Heaters | Shared Ground Loop GSHP | 200+ | High_D | 0.96 | 1314 | N/A
DHS | DHS_connection_nopreHCs | Bottled LPG Room Heaters | Shared Ground Loop GSHP | 200+ | Low_D | 0.96 | 1314 | N/A
DHS | DHS_connection_nopreHCs | Bottled LPG Room Heaters | Shared Ground Loop GSHP | 200+ | High_E | 0.96 | 1486.4 | N/A
DHS | DHS_connection_nopreHCs | Bottled LPG Room Heaters | Shared Ground Loop GSHP | 200+ | Low_E | 0.96 | 1727 | N/A
DHS | DHS_connection_nopreHCs | Bottled LPG Room Heaters | Shared Ground Loop GSHP | 200+ | High_F | 0.96 | 2064.9 | N/A
DHS | DHS_connection_nopreHCs | Bottled LPG Room Heaters | Shared Ground Loop GSHP | 200+ | Low_F | 0.96 | 2441.8 | N/A
DHS | DHS_connection_nopreHCs | Bottled LPG Room Heaters | Shared Ground Loop GSHP | 200+ | High_G | 0.96 | 2970.7 | N/A
DHS | DHS_connection_nopreHCs | Bottled LPG Room Heaters | Shared Ground Loop GSHP | 200+ | Low_G | 0.96 | 3575.6 | N/A
DHS | DHS_connection_nopreHCs | Bottled LPG Boiler | Shared Ground Loop GSHP | 0-72 | High_D | 0.96 | 383.2 | N/A
DHS | DHS_connection_nopreHCs | Bottled LPG Boiler | Shared Ground Loop GSHP | 0-72 | Low_D | 0.96 | 463.8 | N/A
DHS | DHS_connection_nopreHCs | Bottled LPG Boiler | Shared Ground Loop GSHP | 0-72 | High_E | 0.96 | 562.2 | N/A
DHS | DHS_connection_nopreHCs | Bottled LPG Boiler | Shared Ground Loop GSHP | 0-72 | Low_E | 0.96 | 656.7 | N/A
DHS | DHS_connection_nopreHCs | Bottled LPG Boiler | Shared Ground Loop GSHP | 0-72 | High_F | 0.96 | 789.4 | N/A
DHS | DHS_connection_nopreHCs | Bottled LPG Boiler | Shared Ground Loop GSHP | 0-72 | Low_F | 0.96 | 937.4 | N/A
DHS | DHS_connection_nopreHCs | Bottled LPG Boiler | Shared Ground Loop GSHP | 0-72 | High_G | 0.96 | 1145.2 | N/A
DHS | DHS_connection_nopreHCs | Bottled LPG Boiler | Shared Ground Loop GSHP | 0-72 | Low_G | 0.96 | 1382.7 | N/A
DHS | DHS_connection_nopreHCs | Bottled LPG Boiler | Shared Ground Loop GSHP | 73-97 | High_D | 0.96 | 419.8 | N/A
DHS | DHS_connection_nopreHCs | Bottled LPG Boiler | Shared Ground Loop GSHP | 73-97 | Low_D | 0.96 | 506.9 | N/A
DHS | DHS_connection_nopreHCs | Bottled LPG Boiler | Shared Ground Loop GSHP | 73-97 | High_E | 0.96 | 613.3 | N/A
DHS | DHS_connection_nopreHCs | Bottled LPG Boiler | Shared Ground Loop GSHP | 73-97 | Low_E | 0.96 | 715.4 | N/A
DHS | DHS_connection_nopreHCs | Bottled LPG Boiler | Shared Ground Loop GSHP | 73-97 | High_F | 0.96 | 858.9 | N/A
DHS | DHS_connection_nopreHCs | Bottled LPG Boiler | Shared Ground Loop GSHP | 73-97 | Low_F | 0.96 | 1018.9 | N/A
DHS | DHS_connection_nopreHCs | Bottled LPG Boiler | Shared Ground Loop GSHP | 73-97 | High_G | 0.96 | 1243.5 | N/A
DHS | DHS_connection_nopreHCs | Bottled LPG Boiler | Shared Ground Loop GSHP | 73-97 | Low_G | 0.96 | 1500.3 | N/A
DHS | DHS_connection_nopreHCs | Bottled LPG Boiler | Shared Ground Loop GSHP | 98-199 | High_D | 0.96 | 491.5 | N/A
DHS | DHS_connection_nopreHCs | Bottled LPG Boiler | Shared Ground Loop GSHP | 98-199 | Low_D | 0.96 | 591.7 | N/A
DHS | DHS_connection_nopreHCs | Bottled LPG Boiler | Shared Ground Loop GSHP | 98-199 | High_E | 0.96 | 714.1 | N/A
DHS | DHS_connection_nopreHCs | Bottled LPG Boiler | Shared Ground Loop GSHP | 98-199 | Low_E | 0.96 | 831.6 | N/A
DHS | DHS_connection_nopreHCs | Bottled LPG Boiler | Shared Ground Loop GSHP | 98-199 | High_F | 0.96 | 996.7 | N/A
DHS | DHS_connection_nopreHCs | Bottled LPG Boiler | Shared Ground Loop GSHP | 98-199 | Low_F | 0.96 | 1180.8 | N/A
DHS | DHS_connection_nopreHCs | Bottled LPG Boiler | Shared Ground Loop GSHP | 98-199 | High_G | 0.96 | 1439.3 | N/A
DHS | DHS_connection_nopreHCs | Bottled LPG Boiler | Shared Ground Loop GSHP | 98-199 | Low_G | 0.96 | 1734.8 | N/A
DHS | DHS_connection_nopreHCs | Bottled LPG Boiler | Shared Ground Loop GSHP | 200+ | High_D | 0.96 | 901.3 | N/A
DHS | DHS_connection_nopreHCs | Bottled LPG Boiler | Shared Ground Loop GSHP | 200+ | Low_D | 0.96 | 1076.3 | N/A
DHS | DHS_connection_nopreHCs | Bottled LPG Boiler | Shared Ground Loop GSHP | 200+ | High_E | 0.96 | 1294.4 | N/A
DHS | DHS_connection_nopreHCs | Bottled LPG Boiler | Shared Ground Loop GSHP | 200+ | Low_E | 0.96 | 1503.9 | N/A
DHS | DHS_connection_nopreHCs | Bottled LPG Boiler | Shared Ground Loop GSHP | 200+ | High_F | 0.96 | 1798.1 | N/A
DHS | DHS_connection_nopreHCs | Bottled LPG Boiler | Shared Ground Loop GSHP | 200+ | Low_F | 0.96 | 2126.3 | N/A
DHS | DHS_connection_nopreHCs | Bottled LPG Boiler | Shared Ground Loop GSHP | 200+ | High_G | 0.96 | 2586.9 | N/A
DHS | DHS_connection_nopreHCs | Bottled LPG Boiler | Shared Ground Loop GSHP | 200+ | Low_G | 0.96 | 3113.6 | N/A
DHS | DHS_connection_nopreHCs | Solid Fossil Room Heaters | Shared Ground Loop GSHP | 0-72 | High_D | 0.96 | 222.6 | N/A
DHS | DHS_connection_nopreHCs | Solid Fossil Room Heaters | Shared Ground Loop GSHP | 0-72 | Low_D | 0.96 | 269.4 | N/A
DHS | DHS_connection_nopreHCs | Solid Fossil Room Heaters | Shared Ground Loop GSHP | 0-72 | High_E | 0.96 | 326.6 | N/A
DHS | DHS_connection_nopreHCs | Solid Fossil Room Heaters | Shared Ground Loop GSHP | 0-72 | Low_E | 0.96 | 381.4 | N/A
DHS | DHS_connection_nopreHCs | Solid Fossil Room Heaters | Shared Ground Loop GSHP | 0-72 | High_F | 0.96 | 458.5 | N/A
DHS | DHS_connection_nopreHCs | Solid Fossil Room Heaters | Shared Ground Loop GSHP | 0-72 | Low_F | 0.96 | 544.5 | N/A
DHS | DHS_connection_nopreHCs | Solid Fossil Room Heaters | Shared Ground Loop GSHP | 0-72 | High_G | 0.96 | 665.2 | N/A
DHS | DHS_connection_nopreHCs | Solid Fossil Room Heaters | Shared Ground Loop GSHP | 0-72 | Low_G | 0.96 | 803.2 | N/A
DHS | DHS_connection_nopreHCs | Solid Fossil Room Heaters | Shared Ground Loop GSHP | 73-97 | High_D | 0.96 | 243.9 | N/A
DHS | DHS_connection_nopreHCs | Solid Fossil Room Heaters | Shared Ground Loop GSHP | 73-97 | Low_D | 0.96 | 294.5 | N/A
DHS | DHS_connection_nopreHCs | Solid Fossil Room Heaters | Shared Ground Loop GSHP | 73-97 | High_E | 0.96 | 356.2 | N/A
DHS | DHS_connection_nopreHCs | Solid Fossil Room Heaters | Shared Ground Loop GSHP | 73-97 | Low_E | 0.96 | 415.6 | N/A
DHS | DHS_connection_nopreHCs | Solid Fossil Room Heaters | Shared Ground Loop GSHP | 73-97 | High_F | 0.96 | 498.9 | N/A
DHS | DHS_connection_nopreHCs | Solid Fossil Room Heaters | Shared Ground Loop GSHP | 73-97 | Low_F | 0.96 | 591.9 | N/A
DHS | DHS_connection_nopreHCs | Solid Fossil Room Heaters | Shared Ground Loop GSHP | 73-97 | High_G | 0.96 | 722.3 | N/A
DHS | DHS_connection_nopreHCs | Solid Fossil Room Heaters | Shared Ground Loop GSHP | 73-97 | Low_G | 0.96 | 871.5 | N/A
DHS | DHS_connection_nopreHCs | Solid Fossil Room Heaters | Shared Ground Loop GSHP | 98-199 | High_D | 0.96 | 285.5 | N/A
DHS | DHS_connection_nopreHCs | Solid Fossil Room Heaters | Shared Ground Loop GSHP | 98-199 | Low_D | 0.96 | 343.7 | N/A
DHS | DHS_connection_nopreHCs | Solid Fossil Room Heaters | Shared Ground Loop GSHP | 98-199 | High_E | 0.96 | 414.8 | N/A
DHS | DHS_connection_nopreHCs | Solid Fossil Room Heaters | Shared Ground Loop GSHP | 98-199 | Low_E | 0.96 | 483.1 | N/A
DHS | DHS_connection_nopreHCs | Solid Fossil Room Heaters | Shared Ground Loop GSHP | 98-199 | High_F | 0.96 | 579 | N/A
DHS | DHS_connection_nopreHCs | Solid Fossil Room Heaters | Shared Ground Loop GSHP | 98-199 | Low_F | 0.96 | 685.9 | N/A
DHS | DHS_connection_nopreHCs | Solid Fossil Room Heaters | Shared Ground Loop GSHP | 98-199 | High_G | 0.96 | 836.1 | N/A
DHS | DHS_connection_nopreHCs | Solid Fossil Room Heaters | Shared Ground Loop GSHP | 98-199 | Low_G | 0.96 | 1007.7 | N/A
DHS | DHS_connection_nopreHCs | Solid Fossil Room Heaters | Shared Ground Loop GSHP | 200+ | High_D | 0.96 | 523.5 | N/A
DHS | DHS_connection_nopreHCs | Solid Fossil Room Heaters | Shared Ground Loop GSHP | 200+ | Low_D | 0.96 | 625.2 | N/A
DHS | DHS_connection_nopreHCs | Solid Fossil Room Heaters | Shared Ground Loop GSHP | 200+ | High_E | 0.96 | 751.9 | N/A
DHS | DHS_connection_nopreHCs | Solid Fossil Room Heaters | Shared Ground Loop GSHP | 200+ | Low_E | 0.96 | 873.6 | N/A
DHS | DHS_connection_nopreHCs | Solid Fossil Room Heaters | Shared Ground Loop GSHP | 200+ | High_F | 0.96 | 1044.5 | N/A
DHS | DHS_connection_nopreHCs | Solid Fossil Room Heaters | Shared Ground Loop GSHP | 200+ | Low_F | 0.96 | 1235.2 | N/A
DHS | DHS_connection_nopreHCs | Solid Fossil Room Heaters | Shared Ground Loop GSHP | 200+ | High_G | 0.96 | 1502.7 | N/A
DHS | DHS_connection_nopreHCs | Solid Fossil Room Heaters | Shared Ground Loop GSHP | 200+ | Low_G | 0.96 | 1808.7 | N/A
DHS | DHS_connection_nopreHCs | Solid Fossil Boiler | Shared Ground Loop GSHP | 0-72 | High_D | 0.96 | 222.6 | N/A
DHS | DHS_connection_nopreHCs | Solid Fossil Boiler | Shared Ground Loop GSHP | 0-72 | Low_D | 0.96 | 269.4 | N/A
DHS | DHS_connection_nopreHCs | Solid Fossil Boiler | Shared Ground Loop GSHP | 0-72 | High_E | 0.96 | 326.6 | N/A
DHS | DHS_connection_nopreHCs | Solid Fossil Boiler | Shared Ground Loop GSHP | 0-72 | Low_E | 0.96 | 381.4 | N/A
DHS | DHS_connection_nopreHCs | Solid Fossil Boiler | Shared Ground Loop GSHP | 0-72 | High_F | 0.96 | 458.5 | N/A
DHS | DHS_connection_nopreHCs | Solid Fossil Boiler | Shared Ground Loop GSHP | 0-72 | Low_F | 0.96 | 544.5 | N/A
DHS | DHS_connection_nopreHCs | Solid Fossil Boiler | Shared Ground Loop GSHP | 0-72 | High_G | 0.96 | 665.2 | N/A
DHS | DHS_connection_nopreHCs | Solid Fossil Boiler | Shared Ground Loop GSHP | 0-72 | Low_G | 0.96 | 803.2 | N/A
DHS | DHS_connection_nopreHCs | Solid Fossil Boiler | Shared Ground Loop GSHP | 73-97 | High_D | 0.96 | 243.9 | N/A
DHS | DHS_connection_nopreHCs | Solid Fossil Boiler | Shared Ground Loop GSHP | 73-97 | Low_D | 0.96 | 294.5 | N/A
DHS | DHS_connection_nopreHCs | Solid Fossil Boiler | Shared Ground Loop GSHP | 73-97 | High_E | 0.96 | 356.2 | N/A
DHS | DHS_connection_nopreHCs | Solid Fossil Boiler | Shared Ground Loop GSHP | 73-97 | Low_E | 0.96 | 415.6 | N/A
DHS | DHS_connection_nopreHCs | Solid Fossil Boiler | Shared Ground Loop GSHP | 73-97 | High_F | 0.96 | 498.9 | N/A
DHS | DHS_connection_nopreHCs | Solid Fossil Boiler | Shared Ground Loop GSHP | 73-97 | Low_F | 0.96 | 591.9 | N/A
DHS | DHS_connection_nopreHCs | Solid Fossil Boiler | Shared Ground Loop GSHP | 73-97 | High_G | 0.96 | 722.3 | N/A
DHS | DHS_connection_nopreHCs | Solid Fossil Boiler | Shared Ground Loop GSHP | 73-97 | Low_G | 0.96 | 871.5 | N/A
DHS | DHS_connection_nopreHCs | Solid Fossil Boiler | Shared Ground Loop GSHP | 98-199 | High_D | 0.96 | 285.5 | N/A
DHS | DHS_connection_nopreHCs | Solid Fossil Boiler | Shared Ground Loop GSHP | 98-199 | Low_D | 0.96 | 343.7 | N/A
DHS | DHS_connection_nopreHCs | Solid Fossil Boiler | Shared Ground Loop GSHP | 98-199 | High_E | 0.96 | 414.8 | N/A
DHS | DHS_connection_nopreHCs | Solid Fossil Boiler | Shared Ground Loop GSHP | 98-199 | Low_E | 0.96 | 483.1 | N/A
DHS | DHS_connection_nopreHCs | Solid Fossil Boiler | Shared Ground Loop GSHP | 98-199 | High_F | 0.96 | 579 | N/A
DHS | DHS_connection_nopreHCs | Solid Fossil Boiler | Shared Ground Loop GSHP | 98-199 | Low_F | 0.96 | 685.9 | N/A
DHS | DHS_connection_nopreHCs | Solid Fossil Boiler | Shared Ground Loop GSHP | 98-199 | High_G | 0.96 | 836.1 | N/A
DHS | DHS_connection_nopreHCs | Solid Fossil Boiler | Shared Ground Loop GSHP | 98-199 | Low_G | 0.96 | 1007.7 | N/A
DHS | DHS_connection_nopreHCs | Solid Fossil Boiler | Shared Ground Loop GSHP | 200+ | High_D | 0.96 | 523.5 | N/A
DHS | DHS_connection_nopreHCs | Solid Fossil Boiler | Shared Ground Loop GSHP | 200+ | Low_D | 0.96 | 625.2 | N/A
DHS | DHS_connection_nopreHCs | Solid Fossil Boiler | Shared Ground Loop GSHP | 200+ | High_E | 0.96 | 751.9 | N/A
DHS | DHS_connection_nopreHCs | Solid Fossil Boiler | Shared Ground Loop GSHP | 200+ | Low_E | 0.96 | 873.6 | N/A
DHS | DHS_connection_nopreHCs | Solid Fossil Boiler | Shared Ground Loop GSHP | 200+ | High_F | 0.96 | 1044.5 | N/A
DHS | DHS_connection_nopreHCs | Solid Fossil Boiler | Shared Ground Loop GSHP | 200+ | Low_F | 0.96 | 1235.2 | N/A
DHS | DHS_connection_nopreHCs | Solid Fossil Boiler | Shared Ground Loop GSHP | 200+ | High_G | 0.96 | 1502.7 | N/A
DHS | DHS_connection_nopreHCs | Solid Fossil Boiler | Shared Ground Loop GSHP | 200+ | Low_G | 0.96 | 1808.7 | N/A
DHS | DHS_connection_nopreHCs | Non Condensing LPG Boiler | Shared Ground Loop GSHP | 0-72 | High_D | 0.96 | 361.1 | N/A
DHS | DHS_connection_nopreHCs | Non Condensing LPG Boiler | Shared Ground Loop GSHP | 0-72 | Low_D | 0.96 | 429.9 | N/A
DHS | DHS_connection_nopreHCs | Non Condensing LPG Boiler | Shared Ground Loop GSHP | 0-72 | High_E | 0.96 | 513.9 | N/A
DHS | DHS_connection_nopreHCs | Non Condensing LPG Boiler | Shared Ground Loop GSHP | 0-72 | Low_E | 0.96 | 594.7 | N/A
DHS | DHS_connection_nopreHCs | Non Condensing LPG Boiler | Shared Ground Loop GSHP | 0-72 | High_F | 0.96 | 708 | N/A
DHS | DHS_connection_nopreHCs | Non Condensing LPG Boiler | Shared Ground Loop GSHP | 0-72 | Low_F | 0.96 | 834.5 | N/A
DHS | DHS_connection_nopreHCs | Non Condensing LPG Boiler | Shared Ground Loop GSHP | 0-72 | High_G | 0.96 | 1011.9 | N/A
DHS | DHS_connection_nopreHCs | Non Condensing LPG Boiler | Shared Ground Loop GSHP | 0-72 | Low_G | 0.96 | 1214.8 | N/A
DHS | DHS_connection_nopreHCs | Non Condensing LPG Boiler | Shared Ground Loop GSHP | 73-97 | High_D | 0.96 | 389.3 | N/A
DHS | DHS_connection_nopreHCs | Non Condensing LPG Boiler | Shared Ground Loop GSHP | 73-97 | Low_D | 0.96 | 463.7 | N/A
DHS | DHS_connection_nopreHCs | Non Condensing LPG Boiler | Shared Ground Loop GSHP | 73-97 | High_E | 0.96 | 554.5 | N/A
DHS | DHS_connection_nopreHCs | Non Condensing LPG Boiler | Shared Ground Loop GSHP | 73-97 | Low_E | 0.96 | 641.8 | N/A
DHS | DHS_connection_nopreHCs | Non Condensing LPG Boiler | Shared Ground Loop GSHP | 73-97 | High_F | 0.96 | 764.3 | N/A
DHS | DHS_connection_nopreHCs | Non Condensing LPG Boiler | Shared Ground Loop GSHP | 73-97 | Low_F | 0.96 | 901 | N/A
DHS | DHS_connection_nopreHCs | Non Condensing LPG Boiler | Shared Ground Loop GSHP | 73-97 | High_G | 0.96 | 1092.8 | N/A
DHS | DHS_connection_nopreHCs | Non Condensing LPG Boiler | Shared Ground Loop GSHP | 73-97 | Low_G | 0.96 | 1312.1 | N/A
DHS | DHS_connection_nopreHCs | Non Condensing LPG Boiler | Shared Ground Loop GSHP | 98-199 | High_D | 0.96 | 447.4 | N/A
DHS | DHS_connection_nopreHCs | Non Condensing LPG Boiler | Shared Ground Loop GSHP | 98-199 | Low_D | 0.96 | 533 | N/A
DHS | DHS_connection_nopreHCs | Non Condensing LPG Boiler | Shared Ground Loop GSHP | 98-199 | High_E | 0.96 | 637.5 | N/A
DHS | DHS_connection_nopreHCs | Non Condensing LPG Boiler | Shared Ground Loop GSHP | 98-199 | Low_E | 0.96 | 737.9 | N/A
DHS | DHS_connection_nopreHCs | Non Condensing LPG Boiler | Shared Ground Loop GSHP | 98-199 | High_F | 0.96 | 879 | N/A
DHS | DHS_connection_nopreHCs | Non Condensing LPG Boiler | Shared Ground Loop GSHP | 98-199 | Low_F | 0.96 | 1036.2 | N/A
DHS | DHS_connection_nopreHCs | Non Condensing LPG Boiler | Shared Ground Loop GSHP | 98-199 | High_G | 0.96 | 1257 | N/A
DHS | DHS_connection_nopreHCs | Non Condensing LPG Boiler | Shared Ground Loop GSHP | 98-199 | Low_G | 0.96 | 1509.4 | N/A
DHS | DHS_connection_nopreHCs | Non Condensing LPG Boiler | Shared Ground Loop GSHP | 200+ | High_D | 0.96 | 797.5 | N/A
DHS | DHS_connection_nopreHCs | Non Condensing LPG Boiler | Shared Ground Loop GSHP | 200+ | Low_D | 0.96 | 947 | N/A
DHS | DHS_connection_nopreHCs | Non Condensing LPG Boiler | Shared Ground Loop GSHP | 200+ | High_E | 0.96 | 1133.2 | N/A
DHS | DHS_connection_nopreHCs | Non Condensing LPG Boiler | Shared Ground Loop GSHP | 200+ | Low_E | 0.96 | 1312.2 | N/A
DHS | DHS_connection_nopreHCs | Non Condensing LPG Boiler | Shared Ground Loop GSHP | 200+ | High_F | 0.96 | 1563.5 | N/A
DHS | DHS_connection_nopreHCs | Non Condensing LPG Boiler | Shared Ground Loop GSHP | 200+ | Low_F | 0.96 | 1843.8 | N/A
DHS | DHS_connection_nopreHCs | Non Condensing LPG Boiler | Shared Ground Loop GSHP | 200+ | High_G | 0.96 | 2237.3 | N/A
DHS | DHS_connection_nopreHCs | Non Condensing LPG Boiler | Shared Ground Loop GSHP | 200+ | Low_G | 0.96 | 2687.2 | N/A
DHS | DHS_connection_nopreHCs | Condensing LPG Boiler | Shared Ground Loop GSHP | 0-72 | High_D | 0.96 | 319.2 | N/A
DHS | DHS_connection_nopreHCs | Condensing LPG Boiler | Shared Ground Loop GSHP | 0-72 | Low_D | 0.96 | 378 | N/A
DHS | DHS_connection_nopreHCs | Condensing LPG Boiler | Shared Ground Loop GSHP | 0-72 | High_E | 0.96 | 449.8 | N/A
DHS | DHS_connection_nopreHCs | Condensing LPG Boiler | Shared Ground Loop GSHP | 0-72 | Low_E | 0.96 | 518.8 | N/A
DHS | DHS_connection_nopreHCs | Condensing LPG Boiler | Shared Ground Loop GSHP | 0-72 | High_F | 0.96 | 615.6 | N/A
DHS | DHS_connection_nopreHCs | Condensing LPG Boiler | Shared Ground Loop GSHP | 0-72 | Low_F | 0.96 | 723.6 | N/A
DHS | DHS_connection_nopreHCs | Condensing LPG Boiler | Shared Ground Loop GSHP | 0-72 | High_G | 0.96 | 875.2 | N/A
DHS | DHS_connection_nopreHCs | Condensing LPG Boiler | Shared Ground Loop GSHP | 0-72 | Low_G | 0.96 | 1048.6 | N/A
DHS | DHS_connection_nopreHCs | Condensing LPG Boiler | Shared Ground Loop GSHP | 73-97 | High_D | 0.96 | 342.4 | N/A
DHS | DHS_connection_nopreHCs | Condensing LPG Boiler | Shared Ground Loop GSHP | 73-97 | Low_D | 0.96 | 405.9 | N/A
DHS | DHS_connection_nopreHCs | Condensing LPG Boiler | Shared Ground Loop GSHP | 73-97 | High_E | 0.96 | 483.5 | N/A
DHS | DHS_connection_nopreHCs | Condensing LPG Boiler | Shared Ground Loop GSHP | 73-97 | Low_E | 0.96 | 558 | N/A
DHS | DHS_connection_nopreHCs | Condensing LPG Boiler | Shared Ground Loop GSHP | 73-97 | High_F | 0.96 | 662.7 | N/A
DHS | DHS_connection_nopreHCs | Condensing LPG Boiler | Shared Ground Loop GSHP | 73-97 | Low_F | 0.96 | 779.5 | N/A
DHS | DHS_connection_nopreHCs | Condensing LPG Boiler | Shared Ground Loop GSHP | 73-97 | High_G | 0.96 | 943.3 | N/A
DHS | DHS_connection_nopreHCs | Condensing LPG Boiler | Shared Ground Loop GSHP | 73-97 | Low_G | 0.96 | 1130.7 | N/A
DHS | DHS_connection_nopreHCs | Condensing LPG Boiler | Shared Ground Loop GSHP | 98-199 | High_D | 0.96 | 391 | N/A
DHS | DHS_connection_nopreHCs | Condensing LPG Boiler | Shared Ground Loop GSHP | 98-199 | Low_D | 0.96 | 464.2 | N/A
DHS | DHS_connection_nopreHCs | Condensing LPG Boiler | Shared Ground Loop GSHP | 98-199 | High_E | 0.96 | 553.5 | N/A
DHS | DHS_connection_nopreHCs | Condensing LPG Boiler | Shared Ground Loop GSHP | 98-199 | Low_E | 0.96 | 639.2 | N/A
DHS | DHS_connection_nopreHCs | Condensing LPG Boiler | Shared Ground Loop GSHP | 98-199 | High_F | 0.96 | 759.7 | N/A
DHS | DHS_connection_nopreHCs | Condensing LPG Boiler | Shared Ground Loop GSHP | 98-199 | Low_F | 0.96 | 894.1 | N/A
DHS | DHS_connection_nopreHCs | Condensing LPG Boiler | Shared Ground Loop GSHP | 98-199 | High_G | 0.96 | 1082.6 | N/A
DHS | DHS_connection_nopreHCs | Condensing LPG Boiler | Shared Ground Loop GSHP | 98-199 | Low_G | 0.96 | 1298.3 | N/A
DHS | DHS_connection_nopreHCs | Condensing LPG Boiler | Shared Ground Loop GSHP | 200+ | High_D | 0.96 | 690.1 | N/A
DHS | DHS_connection_nopreHCs | Condensing LPG Boiler | Shared Ground Loop GSHP | 200+ | Low_D | 0.96 | 817.8 | N/A
DHS | DHS_connection_nopreHCs | Condensing LPG Boiler | Shared Ground Loop GSHP | 200+ | High_E | 0.96 | 976.9 | N/A
DHS | DHS_connection_nopreHCs | Condensing LPG Boiler | Shared Ground Loop GSHP | 200+ | Low_E | 0.96 | 1129.8 | N/A
DHS | DHS_connection_nopreHCs | Condensing LPG Boiler | Shared Ground Loop GSHP | 200+ | High_F | 0.96 | 1344.5 | N/A
DHS | DHS_connection_nopreHCs | Condensing LPG Boiler | Shared Ground Loop GSHP | 200+ | Low_F | 0.96 | 1584 | N/A
DHS | DHS_connection_nopreHCs | Condensing LPG Boiler | Shared Ground Loop GSHP | 200+ | High_G | 0.96 | 1920.1 | N/A
DHS | DHS_connection_nopreHCs | Condensing LPG Boiler | Shared Ground Loop GSHP | 200+ | Low_G | 0.96 | 2304.4 | N/A
DHS | DHS_connection_nopreHCs | Non Condensing Oil Boiler | Shared Ground Loop GSHP | 0-72 | High_D | 0.96 | 192.4 | N/A
DHS | DHS_connection_nopreHCs | Non Condensing Oil Boiler | Shared Ground Loop GSHP | 0-72 | Low_D | 0.96 | 232.9 | N/A
DHS | DHS_connection_nopreHCs | Non Condensing Oil Boiler | Shared Ground Loop GSHP | 0-72 | High_E | 0.96 | 282.3 | N/A
DHS | DHS_connection_nopreHCs | Non Condensing Oil Boiler | Shared Ground Loop GSHP | 0-72 | Low_E | 0.96 | 329.8 | N/A
DHS | DHS_connection_nopreHCs | Non Condensing Oil Boiler | Shared Ground Loop GSHP | 0-72 | High_F | 0.96 | 396.4 | N/A
DHS | DHS_connection_nopreHCs | Non Condensing Oil Boiler | Shared Ground Loop GSHP | 0-72 | Low_F | 0.96 | 470.7 | N/A
DHS | DHS_connection_nopreHCs | Non Condensing Oil Boiler | Shared Ground Loop GSHP | 0-72 | High_G | 0.96 | 575.1 | N/A
DHS | DHS_connection_nopreHCs | Non Condensing Oil Boiler | Shared Ground Loop GSHP | 0-72 | Low_G | 0.96 | 694.4 | N/A
DHS | DHS_connection_nopreHCs | Non Condensing Oil Boiler | Shared Ground Loop GSHP | 73-97 | High_D | 0.96 | 210.8 | N/A
DHS | DHS_connection_nopreHCs | Non Condensing Oil Boiler | Shared Ground Loop GSHP | 73-97 | Low_D | 0.96 | 254.6 | N/A
DHS | DHS_connection_nopreHCs | Non Condensing Oil Boiler | Shared Ground Loop GSHP | 73-97 | High_E | 0.96 | 308 | N/A
DHS | DHS_connection_nopreHCs | Non Condensing Oil Boiler | Shared Ground Loop GSHP | 73-97 | Low_E | 0.96 | 359.3 | N/A
DHS | DHS_connection_nopreHCs | Non Condensing Oil Boiler | Shared Ground Loop GSHP | 73-97 | High_F | 0.96 | 431.3 | N/A
DHS | DHS_connection_nopreHCs | Non Condensing Oil Boiler | Shared Ground Loop GSHP | 73-97 | Low_F | 0.96 | 511.6 | N/A
DHS | DHS_connection_nopreHCs | Non Condensing Oil Boiler | Shared Ground Loop GSHP | 73-97 | High_G | 0.96 | 624.4 | N/A
DHS | DHS_connection_nopreHCs | Non Condensing Oil Boiler | Shared Ground Loop GSHP | 73-97 | Low_G | 0.96 | 753.4 | N/A
DHS | DHS_connection_nopreHCs | Non Condensing Oil Boiler | Shared Ground Loop GSHP | 98-199 | High_D | 0.96 | 246.8 | N/A
DHS | DHS_connection_nopreHCs | Non Condensing Oil Boiler | Shared Ground Loop GSHP | 98-199 | Low_D | 0.96 | 297.1 | N/A
DHS | DHS_connection_nopreHCs | Non Condensing Oil Boiler | Shared Ground Loop GSHP | 98-199 | High_E | 0.96 | 358.6 | N/A
DHS | DHS_connection_nopreHCs | Non Condensing Oil Boiler | Shared Ground Loop GSHP | 98-199 | Low_E | 0.96 | 417.6 | N/A
DHS | DHS_connection_nopreHCs | Non Condensing Oil Boiler | Shared Ground Loop GSHP | 98-199 | High_F | 0.96 | 500.5 | N/A
DHS | DHS_connection_nopreHCs | Non Condensing Oil Boiler | Shared Ground Loop GSHP | 98-199 | Low_F | 0.96 | 593 | N/A
DHS | DHS_connection_nopreHCs | Non Condensing Oil Boiler | Shared Ground Loop GSHP | 98-199 | High_G | 0.96 | 722.8 | N/A
DHS | DHS_connection_nopreHCs | Non Condensing Oil Boiler | Shared Ground Loop GSHP | 98-199 | Low_G | 0.96 | 871.2 | N/A
DHS | DHS_connection_nopreHCs | Non Condensing Oil Boiler | Shared Ground Loop GSHP | 200+ | High_D | 0.96 | 452.6 | N/A
DHS | DHS_connection_nopreHCs | Non Condensing Oil Boiler | Shared Ground Loop GSHP | 200+ | Low_D | 0.96 | 540.5 | N/A
DHS | DHS_connection_nopreHCs | Non Condensing Oil Boiler | Shared Ground Loop GSHP | 200+ | High_E | 0.96 | 650 | N/A
DHS | DHS_connection_nopreHCs | Non Condensing Oil Boiler | Shared Ground Loop GSHP | 200+ | Low_E | 0.96 | 755.2 | N/A
DHS | DHS_connection_nopreHCs | Non Condensing Oil Boiler | Shared Ground Loop GSHP | 200+ | High_F | 0.96 | 903 | N/A
DHS | DHS_connection_nopreHCs | Non Condensing Oil Boiler | Shared Ground Loop GSHP | 200+ | Low_F | 0.96 | 1067.8 | N/A
DHS | DHS_connection_nopreHCs | Non Condensing Oil Boiler | Shared Ground Loop GSHP | 200+ | High_G | 0.96 | 1299.1 | N/A
DHS | DHS_connection_nopreHCs | Non Condensing Oil Boiler | Shared Ground Loop GSHP | 200+ | Low_G | 0.96 | 1563.6 | N/A
DHS | DHS_connection_nopreHCs | Condensing Oil Boiler | Shared Ground Loop GSHP | 0-72 | High_D | 0.96 | 141.2 | N/A
DHS | DHS_connection_nopreHCs | Condensing Oil Boiler | Shared Ground Loop GSHP | 0-72 | Low_D | 0.96 | 170.9 | N/A
DHS | DHS_connection_nopreHCs | Condensing Oil Boiler | Shared Ground Loop GSHP | 0-72 | High_E | 0.96 | 207.1 | N/A
DHS | DHS_connection_nopreHCs | Condensing Oil Boiler | Shared Ground Loop GSHP | 0-72 | Low_E | 0.96 | 241.9 | N/A
DHS | DHS_connection_nopreHCs | Condensing Oil Boiler | Shared Ground Loop GSHP | 0-72 | High_F | 0.96 | 290.8 | N/A
DHS | DHS_connection_nopreHCs | Condensing Oil Boiler | Shared Ground Loop GSHP | 0-72 | Low_F | 0.96 | 345.4 | N/A
DHS | DHS_connection_nopreHCs | Condensing Oil Boiler | Shared Ground Loop GSHP | 0-72 | High_G | 0.96 | 421.9 | N/A
DHS | DHS_connection_nopreHCs | Condensing Oil Boiler | Shared Ground Loop GSHP | 0-72 | Low_G | 0.96 | 509.4 | N/A
DHS | DHS_connection_nopreHCs | Condensing Oil Boiler | Shared Ground Loop GSHP | 73-97 | High_D | 0.96 | 154.7 | N/A
DHS | DHS_connection_nopreHCs | Condensing Oil Boiler | Shared Ground Loop GSHP | 73-97 | Low_D | 0.96 | 186.8 | N/A
DHS | DHS_connection_nopreHCs | Condensing Oil Boiler | Shared Ground Loop GSHP | 73-97 | High_E | 0.96 | 225.9 | N/A
DHS | DHS_connection_nopreHCs | Condensing Oil Boiler | Shared Ground Loop GSHP | 73-97 | Low_E | 0.96 | 263.6 | N/A
DHS | DHS_connection_nopreHCs | Condensing Oil Boiler | Shared Ground Loop GSHP | 73-97 | High_F | 0.96 | 316.4 | N/A
DHS | DHS_connection_nopreHCs | Condensing Oil Boiler | Shared Ground Loop GSHP | 73-97 | Low_F | 0.96 | 375.4 | N/A
DHS | DHS_connection_nopreHCs | Condensing Oil Boiler | Shared Ground Loop GSHP | 73-97 | High_G | 0.96 | 458.1 | N/A
DHS | DHS_connection_nopreHCs | Condensing Oil Boiler | Shared Ground Loop GSHP | 73-97 | Low_G | 0.96 | 552.7 | N/A
DHS | DHS_connection_nopreHCs | Condensing Oil Boiler | Shared Ground Loop GSHP | 98-199 | High_D | 0.96 | 181.1 | N/A
DHS | DHS_connection_nopreHCs | Condensing Oil Boiler | Shared Ground Loop GSHP | 98-199 | Low_D | 0.96 | 218 | N/A
DHS | DHS_connection_nopreHCs | Condensing Oil Boiler | Shared Ground Loop GSHP | 98-199 | High_E | 0.96 | 263.1 | N/A
DHS | DHS_connection_nopreHCs | Condensing Oil Boiler | Shared Ground Loop GSHP | 98-199 | Low_E | 0.96 | 306.4 | N/A
DHS | DHS_connection_nopreHCs | Condensing Oil Boiler | Shared Ground Loop GSHP | 98-199 | High_F | 0.96 | 367.2 | N/A
DHS | DHS_connection_nopreHCs | Condensing Oil Boiler | Shared Ground Loop GSHP | 98-199 | Low_F | 0.96 | 435 | N/A
DHS | DHS_connection_nopreHCs | Condensing Oil Boiler | Shared Ground Loop GSHP | 98-199 | High_G | 0.96 | 530.2 | N/A
DHS | DHS_connection_nopreHCs | Condensing Oil Boiler | Shared Ground Loop GSHP | 98-199 | Low_G | 0.96 | 639.1 | N/A
DHS | DHS_connection_nopreHCs | Condensing Oil Boiler | Shared Ground Loop GSHP | 200+ | High_D | 0.96 | 332 | N/A
DHS | DHS_connection_nopreHCs | Condensing Oil Boiler | Shared Ground Loop GSHP | 200+ | Low_D | 0.96 | 396.5 | N/A
DHS | DHS_connection_nopreHCs | Condensing Oil Boiler | Shared Ground Loop GSHP | 200+ | High_E | 0.96 | 476.9 | N/A
DHS | DHS_connection_nopreHCs | Condensing Oil Boiler | Shared Ground Loop GSHP | 200+ | Low_E | 0.96 | 554.1 | N/A
DHS | DHS_connection_nopreHCs | Condensing Oil Boiler | Shared Ground Loop GSHP | 200+ | High_F | 0.96 | 662.5 | N/A
DHS | DHS_connection_nopreHCs | Condensing Oil Boiler | Shared Ground Loop GSHP | 200+ | Low_F | 0.96 | 783.4 | N/A
DHS | DHS_connection_nopreHCs | Condensing Oil Boiler | Shared Ground Loop GSHP | 200+ | High_G | 0.96 | 953.1 | N/A
DHS | DHS_connection_nopreHCs | Condensing Oil Boiler | Shared Ground Loop GSHP | 200+ | Low_G | 0.96 | 1147.1 | N/A
DHS | DHS_connection_nopreHCs | Condensing Gas Boiler | Shared Ground Loop GSHP | 0-72 | High_D | 0.96 | 45.7 | N/A
DHS | DHS_connection_nopreHCs | Condensing Gas Boiler | Shared Ground Loop GSHP | 0-72 | Low_D | 0.96 | 24.1 | N/A
DHS | DHS_connection_nopreHCs | Condensing Gas Boiler | Shared Ground Loop GSHP | 0-72 | High_E | 0.96 | 0 | N/A
DHS | DHS_connection_nopreHCs | Condensing Gas Boiler | Shared Ground Loop GSHP | 0-72 | Low_E | 0.96 | 0 | N/A
DHS | DHS_connection_nopreHCs | Condensing Gas Boiler | Shared Ground Loop GSHP | 0-72 | High_F | 0.96 | 0 | N/A
DHS | DHS_connection_nopreHCs | Condensing Gas Boiler | Shared Ground Loop GSHP | 0-72 | Low_F | 0.96 | 0 | N/A
DHS | DHS_connection_nopreHCs | Condensing Gas Boiler | Shared Ground Loop GSHP | 0-72 | High_G | 0.96 | 0 | N/A
DHS | DHS_connection_nopreHCs | Condensing Gas Boiler | Shared Ground Loop GSHP | 0-72 | Low_G | 0.96 | 0 | N/A
DHS | DHS_connection_nopreHCs | Condensing Gas Boiler | Shared Ground Loop GSHP | 73-97 | High_D | 0.96 | 22.4 | N/A
DHS | DHS_connection_nopreHCs | Condensing Gas Boiler | Shared Ground Loop GSHP | 73-97 | Low_D | 0.96 | 0 | N/A
DHS | DHS_connection_nopreHCs | Condensing Gas Boiler | Shared Ground Loop GSHP | 73-97 | High_E | 0.96 | 0 | N/A
DHS | DHS_connection_nopreHCs | Condensing Gas Boiler | Shared Ground Loop GSHP | 73-97 | Low_E | 0.96 | 0 | N/A
DHS | DHS_connection_nopreHCs | Condensing Gas Boiler | Shared Ground Loop GSHP | 73-97 | High_F | 0.96 | 0 | N/A
DHS | DHS_connection_nopreHCs | Condensing Gas Boiler | Shared Ground Loop GSHP | 73-97 | Low_F | 0.96 | 0 | N/A
DHS | DHS_connection_nopreHCs | Condensing Gas Boiler | Shared Ground Loop GSHP | 73-97 | High_G | 0.96 | 0 | N/A
DHS | DHS_connection_nopreHCs | Condensing Gas Boiler | Shared Ground Loop GSHP | 73-97 | Low_G | 0.96 | 0 | N/A
DHS | DHS_connection_nopreHCs | Condensing Gas Boiler | Shared Ground Loop GSHP | 98-199 | High_D | 0.96 | 0 | N/A
DHS | DHS_connection_nopreHCs | Condensing Gas Boiler | Shared Ground Loop GSHP | 98-199 | Low_D | 0.96 | 0 | N/A
DHS | DHS_connection_nopreHCs | Condensing Gas Boiler | Shared Ground Loop GSHP | 98-199 | High_E | 0.96 | 0 | N/A
DHS | DHS_connection_nopreHCs | Condensing Gas Boiler | Shared Ground Loop GSHP | 98-199 | Low_E | 0.96 | 0 | N/A
DHS | DHS_connection_nopreHCs | Condensing Gas Boiler | Shared Ground Loop GSHP | 98-199 | High_F | 0.96 | 0 | N/A
DHS | DHS_connection_nopreHCs | Condensing Gas Boiler | Shared Ground Loop GSHP | 98-199 | Low_F | 0.96 | 0 | N/A
DHS | DHS_connection_nopreHCs | Condensing Gas Boiler | Shared Ground Loop GSHP | 98-199 | High_G | 0.96 | 0 | N/A
DHS | DHS_connection_nopreHCs | Condensing Gas Boiler | Shared Ground Loop GSHP | 98-199 | Low_G | 0.96 | 0 | N/A
DHS | DHS_connection_nopreHCs | Condensing Gas Boiler | Shared Ground Loop GSHP | 200+ | High_D | 0.96 | 0 | N/A
DHS | DHS_connection_nopreHCs | Condensing Gas Boiler | Shared Ground Loop GSHP | 200+ | Low_D | 0.96 | 0 | N/A
DHS | DHS_connection_nopreHCs | Condensing Gas Boiler | Shared Ground Loop GSHP | 200+ | High_E | 0.96 | 0 | N/A
DHS | DHS_connection_nopreHCs | Condensing Gas Boiler | Shared Ground Loop GSHP | 200+ | Low_E | 0.96 | 0 | N/A
DHS | DHS_connection_nopreHCs | Condensing Gas Boiler | Shared Ground Loop GSHP | 200+ | High_F | 0.96 | 0 | N/A
DHS | DHS_connection_nopreHCs | Condensing Gas Boiler | Shared Ground Loop GSHP | 200+ | Low_F | 0.96 | 0 | N/A
DHS | DHS_connection_nopreHCs | Condensing Gas Boiler | Shared Ground Loop GSHP | 200+ | High_G | 0.96 | 0 | N/A
DHS | DHS_connection_nopreHCs | Condensing Gas Boiler | Shared Ground Loop GSHP | 200+ | Low_G | 0.96 | 0 | N/A
DHS | DHS_connection_nopreHCs | Non Condensing Gas Boiler | Shared Ground Loop GSHP | 0-72 | High_D | 0.96 | 127.9 | N/A
DHS | DHS_connection_nopreHCs | Non Condensing Gas Boiler | Shared Ground Loop GSHP | 0-72 | Low_D | 0.96 | 128.3 | N/A
DHS | DHS_connection_nopreHCs | Non Condensing Gas Boiler | Shared Ground Loop GSHP | 0-72 | High_E | 0.96 | 128.7 | N/A
DHS | DHS_connection_nopreHCs | Non Condensing Gas Boiler | Shared Ground Loop GSHP | 0-72 | Low_E | 0.96 | 129 | N/A
DHS | DHS_connection_nopreHCs | Non Condensing Gas Boiler | Shared Ground Loop GSHP | 0-72 | High_F | 0.96 | 129.6 | N/A
DHS | DHS_connection_nopreHCs | Non Condensing Gas Boiler | Shared Ground Loop GSHP | 0-72 | Low_F | 0.96 | 130.2 | N/A
DHS | DHS_connection_nopreHCs | Non Condensing Gas Boiler | Shared Ground Loop GSHP | 0-72 | High_G | 0.96 | 131 | N/A
DHS | DHS_connection_nopreHCs | Non Condensing Gas Boiler | Shared Ground Loop GSHP | 0-72 | Low_G | 0.96 | 132 | N/A
DHS | DHS_connection_nopreHCs | Non Condensing Gas Boiler | Shared Ground Loop GSHP | 73-97 | High_D | 0.96 | 116.6 | N/A
DHS | DHS_connection_nopreHCs | Non Condensing Gas Boiler | Shared Ground Loop GSHP | 73-97 | Low_D | 0.96 | 117 | N/A
DHS | DHS_connection_nopreHCs | Non Condensing Gas Boiler | Shared Ground Loop GSHP | 73-97 | High_E | 0.96 | 117.4 | N/A
DHS | DHS_connection_nopreHCs | Non Condensing Gas Boiler | Shared Ground Loop GSHP | 73-97 | Low_E | 0.96 | 117.8 | N/A
DHS | DHS_connection_nopreHCs | Non Condensing Gas Boiler | Shared Ground Loop GSHP | 73-97 | High_F | 0.96 | 118.4 | N/A
DHS | DHS_connection_nopreHCs | Non Condensing Gas Boiler | Shared Ground Loop GSHP | 73-97 | Low_F | 0.96 | 119 | N/A
DHS | DHS_connection_nopreHCs | Non Condensing Gas Boiler | Shared Ground Loop GSHP | 73-97 | High_G | 0.96 | 119.9 | N/A
DHS | DHS_connection_nopreHCs | Non Condensing Gas Boiler | Shared Ground Loop GSHP | 73-97 | Low_G | 0.96 | 121 | N/A
DHS | DHS_connection_nopreHCs | Non Condensing Gas Boiler | Shared Ground Loop GSHP | 98-199 | High_D | 0.96 | 105.4 | N/A
DHS | DHS_connection_nopreHCs | Non Condensing Gas Boiler | Shared Ground Loop GSHP | 98-199 | Low_D | 0.96 | 105.8 | N/A
DHS | DHS_connection_nopreHCs | Non Condensing Gas Boiler | Shared Ground Loop GSHP | 98-199 | High_E | 0.96 | 106.3 | N/A
DHS | DHS_connection_nopreHCs | Non Condensing Gas Boiler | Shared Ground Loop GSHP | 98-199 | Low_E | 0.96 | 106.8 | N/A
DHS | DHS_connection_nopreHCs | Non Condensing Gas Boiler | Shared Ground Loop GSHP | 98-199 | High_F | 0.96 | 107.4 | N/A
DHS | DHS_connection_nopreHCs | Non Condensing Gas Boiler | Shared Ground Loop GSHP | 98-199 | Low_F | 0.96 | 108.2 | N/A
DHS | DHS_connection_nopreHCs | Non Condensing Gas Boiler | Shared Ground Loop GSHP | 98-199 | High_G | 0.96 | 109.2 | N/A
DHS | DHS_connection_nopreHCs | Non Condensing Gas Boiler | Shared Ground Loop GSHP | 98-199 | Low_G | 0.96 | 110.4 | N/A
DHS | DHS_connection_nopreHCs | Non Condensing Gas Boiler | Shared Ground Loop GSHP | 200+ | High_D | 0.96 | 107.1 | N/A
DHS | DHS_connection_nopreHCs | Non Condensing Gas Boiler | Shared Ground Loop GSHP | 200+ | Low_D | 0.96 | 107.8 | N/A
DHS | DHS_connection_nopreHCs | Non Condensing Gas Boiler | Shared Ground Loop GSHP | 200+ | High_E | 0.96 | 108.6 | N/A
DHS | DHS_connection_nopreHCs | Non Condensing Gas Boiler | Shared Ground Loop GSHP | 200+ | Low_E | 0.96 | 109.5 | N/A
DHS | DHS_connection_nopreHCs | Non Condensing Gas Boiler | Shared Ground Loop GSHP | 200+ | High_F | 0.96 | 110.7 | N/A
DHS | DHS_connection_nopreHCs | Non Condensing Gas Boiler | Shared Ground Loop GSHP | 200+ | Low_F | 0.96 | 112 | N/A
DHS | DHS_connection_nopreHCs | Non Condensing Gas Boiler | Shared Ground Loop GSHP | 200+ | High_G | 0.96 | 113.9 | N/A
DHS | DHS_connection_nopreHCs | Non Condensing Gas Boiler | Shared Ground Loop GSHP | 200+ | Low_G | 0.96 | 116 | N/A
DHS | DHS_connection_nopreHCs | Gas Fire with Back Boiler | Shared Ground Loop GSHP | 0-72 | High_D | 0.96 | 286.1 | N/A
DHS | DHS_connection_nopreHCs | Gas Fire with Back Boiler | Shared Ground Loop GSHP | 0-72 | Low_D | 0.96 | 328.6 | N/A
DHS | DHS_connection_nopreHCs | Gas Fire with Back Boiler | Shared Ground Loop GSHP | 0-72 | High_E | 0.96 | 380.4 | N/A
DHS | DHS_connection_nopreHCs | Gas Fire with Back Boiler | Shared Ground Loop GSHP | 0-72 | Low_E | 0.96 | 430.2 | N/A
DHS | DHS_connection_nopreHCs | Gas Fire with Back Boiler | Shared Ground Loop GSHP | 0-72 | High_F | 0.96 | 500.1 | N/A
DHS | DHS_connection_nopreHCs | Gas Fire with Back Boiler | Shared Ground Loop GSHP | 0-72 | Low_F | 0.96 | 578.1 | N/A
DHS | DHS_connection_nopreHCs | Gas Fire with Back Boiler | Shared Ground Loop GSHP | 0-72 | High_G | 0.96 | 687.5 | N/A
DHS | DHS_connection_nopreHCs | Gas Fire with Back Boiler | Shared Ground Loop GSHP | 0-72 | Low_G | 0.96 | 812.6 | N/A
DHS | DHS_connection_nopreHCs | Gas Fire with Back Boiler | Shared Ground Loop GSHP | 73-97 | High_D | 0.96 | 297.8 | N/A
DHS | DHS_connection_nopreHCs | Gas Fire with Back Boiler | Shared Ground Loop GSHP | 73-97 | Low_D | 0.96 | 343.6 | N/A
DHS | DHS_connection_nopreHCs | Gas Fire with Back Boiler | Shared Ground Loop GSHP | 73-97 | High_E | 0.96 | 399.7 | N/A
DHS | DHS_connection_nopreHCs | Gas Fire with Back Boiler | Shared Ground Loop GSHP | 73-97 | Low_E | 0.96 | 453.5 | N/A
DHS | DHS_connection_nopreHCs | Gas Fire with Back Boiler | Shared Ground Loop GSHP | 73-97 | High_F | 0.96 | 529 | N/A
DHS | DHS_connection_nopreHCs | Gas Fire with Back Boiler | Shared Ground Loop GSHP | 73-97 | Low_F | 0.96 | 613.3 | N/A
DHS | DHS_connection_nopreHCs | Gas Fire with Back Boiler | Shared Ground Loop GSHP | 73-97 | High_G | 0.96 | 731.6 | N/A
DHS | DHS_connection_nopreHCs | Gas Fire with Back Boiler | Shared Ground Loop GSHP | 73-97 | Low_G | 0.96 | 866.9 | N/A
DHS | DHS_connection_nopreHCs | Gas Fire with Back Boiler | Shared Ground Loop GSHP | 98-199 | High_D | 0.96 | 327.8 | N/A
DHS | DHS_connection_nopreHCs | Gas Fire with Back Boiler | Shared Ground Loop GSHP | 98-199 | Low_D | 0.96 | 380.6 | N/A
DHS | DHS_connection_nopreHCs | Gas Fire with Back Boiler | Shared Ground Loop GSHP | 98-199 | High_E | 0.96 | 445.1 | N/A
DHS | DHS_connection_nopreHCs | Gas Fire with Back Boiler | Shared Ground Loop GSHP | 98-199 | Low_E | 0.96 | 507 | N/A
DHS | DHS_connection_nopreHCs | Gas Fire with Back Boiler | Shared Ground Loop GSHP | 98-199 | High_F | 0.96 | 594 | N/A
DHS | DHS_connection_nopreHCs | Gas Fire with Back Boiler | Shared Ground Loop GSHP | 98-199 | Low_F | 0.96 | 691 | N/A
DHS | DHS_connection_nopreHCs | Gas Fire with Back Boiler | Shared Ground Loop GSHP | 98-199 | High_G | 0.96 | 827.1 | N/A
DHS | DHS_connection_nopreHCs | Gas Fire with Back Boiler | Shared Ground Loop GSHP | 98-199 | Low_G | 0.96 | 982.8 | N/A
DHS | DHS_connection_nopreHCs | Gas Fire with Back Boiler | Shared Ground Loop GSHP | 200+ | High_D | 0.96 | 543.7 | N/A
DHS | DHS_connection_nopreHCs | Gas Fire with Back Boiler | Shared Ground Loop GSHP | 200+ | Low_D | 0.96 | 635.9 | N/A
DHS | DHS_connection_nopreHCs | Gas Fire with Back Boiler | Shared Ground Loop GSHP | 200+ | High_E | 0.96 | 750.8 | N/A
DHS | DHS_connection_nopreHCs | Gas Fire with Back Boiler | Shared Ground Loop GSHP | 200+ | Low_E | 0.96 | 861.1 | N/A
DHS | DHS_connection_nopreHCs | Gas Fire with Back Boiler | Shared Ground Loop GSHP | 200+ | High_F | 0.96 | 1016.1 | N/A
DHS | DHS_connection_nopreHCs | Gas Fire with Back Boiler | Shared Ground Loop GSHP | 200+ | Low_F | 0.96 | 1189 | N/A
DHS | DHS_connection_nopreHCs | Gas Fire with Back Boiler | Shared Ground Loop GSHP | 200+ | High_G | 0.96 | 1431.7 | N/A
DHS | DHS_connection_nopreHCs | Gas Fire with Back Boiler | Shared Ground Loop GSHP | 200+ | Low_G | 0.96 | 1709.1 | N/A
DHS | DHS_connection_nopreHCs | Gas Room Heaters | Shared Ground Loop GSHP | 0-72 | High_D | 0.96 | 222.9 | N/A
DHS | DHS_connection_nopreHCs | Gas Room Heaters | Shared Ground Loop GSHP | 0-72 | Low_D | 0.96 | 248.5 | N/A
DHS | DHS_connection_nopreHCs | Gas Room Heaters | Shared Ground Loop GSHP | 0-72 | High_E | 0.96 | 279.7 | N/A
DHS | DHS_connection_nopreHCs | Gas Room Heaters | Shared Ground Loop GSHP | 0-72 | Low_E | 0.96 | 309.7 | N/A
DHS | DHS_connection_nopreHCs | Gas Room Heaters | Shared Ground Loop GSHP | 0-72 | High_F | 0.96 | 351.9 | N/A
DHS | DHS_connection_nopreHCs | Gas Room Heaters | Shared Ground Loop GSHP | 0-72 | Low_F | 0.96 | 398.9 | N/A
DHS | DHS_connection_nopreHCs | Gas Room Heaters | Shared Ground Loop GSHP | 0-72 | High_G | 0.96 | 464.9 | N/A
DHS | DHS_connection_nopreHCs | Gas Room Heaters | Shared Ground Loop GSHP | 0-72 | Low_G | 0.96 | 540.4 | N/A
DHS | DHS_connection_nopreHCs | Gas Room Heaters | Shared Ground Loop GSHP | 73-97 | High_D | 0.96 | 225.3 | N/A
DHS | DHS_connection_nopreHCs | Gas Room Heaters | Shared Ground Loop GSHP | 73-97 | Low_D | 0.96 | 253 | N/A
DHS | DHS_connection_nopreHCs | Gas Room Heaters | Shared Ground Loop GSHP | 73-97 | High_E | 0.96 | 286.7 | N/A
DHS | DHS_connection_nopreHCs | Gas Room Heaters | Shared Ground Loop GSHP | 73-97 | Low_E | 0.96 | 319.2 | N/A
DHS | DHS_connection_nopreHCs | Gas Room Heaters | Shared Ground Loop GSHP | 73-97 | High_F | 0.96 | 364.8 | N/A
DHS | DHS_connection_nopreHCs | Gas Room Heaters | Shared Ground Loop GSHP | 73-97 | Low_F | 0.96 | 415.6 | N/A
DHS | DHS_connection_nopreHCs | Gas Room Heaters | Shared Ground Loop GSHP | 73-97 | High_G | 0.96 | 486.9 | N/A
DHS | DHS_connection_nopreHCs | Gas Room Heaters | Shared Ground Loop GSHP | 73-97 | Low_G | 0.96 | 568.5 | N/A
DHS | DHS_connection_nopreHCs | Gas Room Heaters | Shared Ground Loop GSHP | 98-199 | High_D | 0.96 | 238.9 | N/A
DHS | DHS_connection_nopreHCs | Gas Room Heaters | Shared Ground Loop GSHP | 98-199 | Low_D | 0.96 | 270.7 | N/A
DHS | DHS_connection_nopreHCs | Gas Room Heaters | Shared Ground Loop GSHP | 98-199 | High_E | 0.96 | 309.6 | N/A
DHS | DHS_connection_nopreHCs | Gas Room Heaters | Shared Ground Loop GSHP | 98-199 | Low_E | 0.96 | 346.9 | N/A
DHS | DHS_connection_nopreHCs | Gas Room Heaters | Shared Ground Loop GSHP | 98-199 | High_F | 0.96 | 399.4 | N/A
DHS | DHS_connection_nopreHCs | Gas Room Heaters | Shared Ground Loop GSHP | 98-199 | Low_F | 0.96 | 457.9 | N/A
DHS | DHS_connection_nopreHCs | Gas Room Heaters | Shared Ground Loop GSHP | 98-199 | High_G | 0.96 | 540 | N/A
DHS | DHS_connection_nopreHCs | Gas Room Heaters | Shared Ground Loop GSHP | 98-199 | Low_G | 0.96 | 633.8 | N/A
DHS | DHS_connection_nopreHCs | Gas Room Heaters | Shared Ground Loop GSHP | 200+ | High_D | 0.96 | 369 | N/A
DHS | DHS_connection_nopreHCs | Gas Room Heaters | Shared Ground Loop GSHP | 200+ | Low_D | 0.96 | 424.6 | N/A
DHS | DHS_connection_nopreHCs | Gas Room Heaters | Shared Ground Loop GSHP | 200+ | High_E | 0.96 | 493.9 | N/A
DHS | DHS_connection_nopreHCs | Gas Room Heaters | Shared Ground Loop GSHP | 200+ | Low_E | 0.96 | 560.5 | N/A
DHS | DHS_connection_nopreHCs | Gas Room Heaters | Shared Ground Loop GSHP | 200+ | High_F | 0.96 | 654 | N/A
DHS | DHS_connection_nopreHCs | Gas Room Heaters | Shared Ground Loop GSHP | 200+ | Low_F | 0.96 | 758.2 | N/A
DHS | DHS_connection_nopreHCs | Gas Room Heaters | Shared Ground Loop GSHP | 200+ | High_G | 0.96 | 904.5 | N/A
DHS | DHS_connection_nopreHCs | Gas Room Heaters | Shared Ground Loop GSHP | 200+ | Low_G | 0.96 | 1071.9 | N/A
DHS | DHS_connection_nopreHCs | Gas Back Boiler to Radiators | Shared Ground Loop GSHP | 0-72 | High_D | 0.96 | 184.9 | N/A
DHS | DHS_connection_nopreHCs | Gas Back Boiler to Radiators | Shared Ground Loop GSHP | 0-72 | Low_D | 0.96 | 200.4 | N/A
DHS | DHS_connection_nopreHCs | Gas Back Boiler to Radiators | Shared Ground Loop GSHP | 0-72 | High_E | 0.96 | 219.3 | N/A
DHS | DHS_connection_nopreHCs | Gas Back Boiler to Radiators | Shared Ground Loop GSHP | 0-72 | Low_E | 0.96 | 237.5 | N/A
DHS | DHS_connection_nopreHCs | Gas Back Boiler to Radiators | Shared Ground Loop GSHP | 0-72 | High_F | 0.96 | 263 | N/A
DHS | DHS_connection_nopreHCs | Gas Back Boiler to Radiators | Shared Ground Loop GSHP | 0-72 | Low_F | 0.96 | 291.4 | N/A
DHS | DHS_connection_nopreHCs | Gas Back Boiler to Radiators | Shared Ground Loop GSHP | 0-72 | High_G | 0.96 | 331.4 | N/A
DHS | DHS_connection_nopreHCs | Gas Back Boiler to Radiators | Shared Ground Loop GSHP | 0-72 | Low_G | 0.96 | 377 | N/A
DHS | DHS_connection_nopreHCs | Gas Back Boiler to Radiators | Shared Ground Loop GSHP | 73-97 | High_D | 0.96 | 181.8 | N/A
DHS | DHS_connection_nopreHCs | Gas Back Boiler to Radiators | Shared Ground Loop GSHP | 73-97 | Low_D | 0.96 | 198.6 | N/A
DHS | DHS_connection_nopreHCs | Gas Back Boiler to Radiators | Shared Ground Loop GSHP | 73-97 | High_E | 0.96 | 219 | N/A
DHS | DHS_connection_nopreHCs | Gas Back Boiler to Radiators | Shared Ground Loop GSHP | 73-97 | Low_E | 0.96 | 238.6 | N/A
DHS | DHS_connection_nopreHCs | Gas Back Boiler to Radiators | Shared Ground Loop GSHP | 73-97 | High_F | 0.96 | 266.2 | N/A
DHS | DHS_connection_nopreHCs | Gas Back Boiler to Radiators | Shared Ground Loop GSHP | 73-97 | Low_F | 0.96 | 297 | N/A
DHS | DHS_connection_nopreHCs | Gas Back Boiler to Radiators | Shared Ground Loop GSHP | 73-97 | High_G | 0.96 | 340.1 | N/A
DHS | DHS_connection_nopreHCs | Gas Back Boiler to Radiators | Shared Ground Loop GSHP | 73-97 | Low_G | 0.96 | 389.5 | N/A
DHS | DHS_connection_nopreHCs | Gas Back Boiler to Radiators | Shared Ground Loop GSHP | 98-199 | High_D | 0.96 | 185.5 | N/A
DHS | DHS_connection_nopreHCs | Gas Back Boiler to Radiators | Shared Ground Loop GSHP | 98-199 | Low_D | 0.96 | 204.7 | N/A
DHS | DHS_connection_nopreHCs | Gas Back Boiler to Radiators | Shared Ground Loop GSHP | 98-199 | High_E | 0.96 | 228.3 | N/A
DHS | DHS_connection_nopreHCs | Gas Back Boiler to Radiators | Shared Ground Loop GSHP | 98-199 | Low_E | 0.96 | 250.9 | N/A
DHS | DHS_connection_nopreHCs | Gas Back Boiler to Radiators | Shared Ground Loop GSHP | 98-199 | High_F | 0.96 | 282.6 | N/A
DHS | DHS_connection_nopreHCs | Gas Back Boiler to Radiators | Shared Ground Loop GSHP | 98-199 | Low_F | 0.96 | 318 | N/A
DHS | DHS_connection_nopreHCs | Gas Back Boiler to Radiators | Shared Ground Loop GSHP | 98-199 | High_G | 0.96 | 367.7 | N/A
DHS | DHS_connection_nopreHCs | Gas Back Boiler to Radiators | Shared Ground Loop GSHP | 98-199 | Low_G | 0.96 | 424.5 | N/A
DHS | DHS_connection_nopreHCs | Gas Back Boiler to Radiators | Shared Ground Loop GSHP | 200+ | High_D | 0.96 | 264.3 | N/A
DHS | DHS_connection_nopreHCs | Gas Back Boiler to Radiators | Shared Ground Loop GSHP | 200+ | Low_D | 0.96 | 297.9 | N/A
DHS | DHS_connection_nopreHCs | Gas Back Boiler to Radiators | Shared Ground Loop GSHP | 200+ | High_E | 0.96 | 339.8 | N/A
DHS | DHS_connection_nopreHCs | Gas Back Boiler to Radiators | Shared Ground Loop GSHP | 200+ | Low_E | 0.96 | 380.1 | N/A
DHS | DHS_connection_nopreHCs | Gas Back Boiler to Radiators | Shared Ground Loop GSHP | 200+ | High_F | 0.96 | 436.6 | N/A
DHS | DHS_connection_nopreHCs | Gas Back Boiler to Radiators | Shared Ground Loop GSHP | 200+ | Low_F | 0.96 | 499.7 | N/A
DHS | DHS_connection_nopreHCs | Gas Back Boiler to Radiators | Shared Ground Loop GSHP | 200+ | High_G | 0.96 | 588.3 | N/A
DHS | DHS_connection_nopreHCs | Gas Back Boiler to Radiators | Shared Ground Loop GSHP | 200+ | Low_G | 0.96 | 689.5 | N/A
DHS | DHS_connection_nopreHCs | Electric Boiler | Shared Ground Loop GSHP | 0-72 | High_D | 0.96 | 400 | N/A
DHS | DHS_connection_nopreHCs | Electric Boiler | Shared Ground Loop GSHP | 0-72 | Low_D | 0.96 | 482.2 | N/A
DHS | DHS_connection_nopreHCs | Electric Boiler | Shared Ground Loop GSHP | 0-72 | High_E | 0.96 | 582.6 | N/A
DHS | DHS_connection_nopreHCs | Electric Boiler | Shared Ground Loop GSHP | 0-72 | Low_E | 0.96 | 679.1 | N/A
DHS | DHS_connection_nopreHCs | Electric Boiler | Shared Ground Loop GSHP | 0-72 | High_F | 0.96 | 814.5 | N/A
DHS | DHS_connection_nopreHCs | Electric Boiler | Shared Ground Loop GSHP | 0-72 | Low_F | 0.96 | 965.6 | N/A
DHS | DHS_connection_nopreHCs | Electric Boiler | Shared Ground Loop GSHP | 0-72 | High_G | 0.96 | 1177.6 | N/A
DHS | DHS_connection_nopreHCs | Electric Boiler | Shared Ground Loop GSHP | 0-72 | Low_G | 0.96 | 1420.1 | N/A
DHS | DHS_connection_nopreHCs | Electric Boiler | Shared Ground Loop GSHP | 73-97 | High_D | 0.96 | 436.6 | N/A
DHS | DHS_connection_nopreHCs | Electric Boiler | Shared Ground Loop GSHP | 73-97 | Low_D | 0.96 | 525.5 | N/A
DHS | DHS_connection_nopreHCs | Electric Boiler | Shared Ground Loop GSHP | 73-97 | High_E | 0.96 | 634 | N/A
DHS | DHS_connection_nopreHCs | Electric Boiler | Shared Ground Loop GSHP | 73-97 | Low_E | 0.96 | 738.2 | N/A
DHS | DHS_connection_nopreHCs | Electric Boiler | Shared Ground Loop GSHP | 73-97 | High_F | 0.96 | 884.6 | N/A
DHS | DHS_connection_nopreHCs | Electric Boiler | Shared Ground Loop GSHP | 73-97 | Low_F | 0.96 | 1047.9 | N/A
DHS | DHS_connection_nopreHCs | Electric Boiler | Shared Ground Loop GSHP | 73-97 | High_G | 0.96 | 1277.1 | N/A
DHS | DHS_connection_nopreHCs | Electric Boiler | Shared Ground Loop GSHP | 73-97 | Low_G | 0.96 | 1539.2 | N/A
DHS | DHS_connection_nopreHCs | Electric Boiler | Shared Ground Loop GSHP | 98-199 | High_D | 0.96 | 508.8 | N/A
DHS | DHS_connection_nopreHCs | Electric Boiler | Shared Ground Loop GSHP | 98-199 | Low_D | 0.96 | 611.1 | N/A
DHS | DHS_connection_nopreHCs | Electric Boiler | Shared Ground Loop GSHP | 98-199 | High_E | 0.96 | 736 | N/A
DHS | DHS_connection_nopreHCs | Electric Boiler | Shared Ground Loop GSHP | 98-199 | Low_E | 0.96 | 856 | N/A
DHS | DHS_connection_nopreHCs | Electric Boiler | Shared Ground Loop GSHP | 98-199 | High_F | 0.96 | 1024.5 | N/A
DHS | DHS_connection_nopreHCs | Electric Boiler | Shared Ground Loop GSHP | 98-199 | Low_F | 0.96 | 1212.4 | N/A
DHS | DHS_connection_nopreHCs | Electric Boiler | Shared Ground Loop GSHP | 98-199 | High_G | 0.96 | 1476.1 | N/A
DHS | DHS_connection_nopreHCs | Electric Boiler | Shared Ground Loop GSHP | 98-199 | Low_G | 0.96 | 1777.7 | N/A
DHS | DHS_connection_nopreHCs | Electric Boiler | Shared Ground Loop GSHP | 200+ | High_D | 0.96 | 927.1 | N/A
DHS | DHS_connection_nopreHCs | Electric Boiler | Shared Ground Loop GSHP | 200+ | Low_D | 0.96 | 1105.7 | N/A
DHS | DHS_connection_nopreHCs | Electric Boiler | Shared Ground Loop GSHP | 200+ | High_E | 0.96 | 1328.3 | N/A
DHS | DHS_connection_nopreHCs | Electric Boiler | Shared Ground Loop GSHP | 200+ | Low_E | 0.96 | 1542.1 | N/A
DHS | DHS_connection_nopreHCs | Electric Boiler | Shared Ground Loop GSHP | 200+ | High_F | 0.96 | 1842.4 | N/A
DHS | DHS_connection_nopreHCs | Electric Boiler | Shared Ground Loop GSHP | 200+ | Low_F | 0.96 | 2177.3 | N/A
DHS | DHS_connection_nopreHCs | Electric Boiler | Shared Ground Loop GSHP | 200+ | High_G | 0.96 | 2647.4 | N/A
DHS | DHS_connection_nopreHCs | Electric Boiler | Shared Ground Loop GSHP | 200+ | Low_G | 0.96 | 3184.9 | N/A
DHS | DHS_connection_nopreHCs | Electric Storage Heaters Responsiveness <=0.2 | Shared Ground Loop GSHP | 0-72 | High_D | 0.96 | 189.7 | N/A
DHS | DHS_connection_nopreHCs | Electric Storage Heaters Responsiveness <=0.2 | Shared Ground Loop GSHP | 0-72 | Low_D | 0.96 | 225.8 | N/A
DHS | DHS_connection_nopreHCs | Electric Storage Heaters Responsiveness <=0.2 | Shared Ground Loop GSHP | 0-72 | High_E | 0.96 | 269.8 | N/A
DHS | DHS_connection_nopreHCs | Electric Storage Heaters Responsiveness <=0.2 | Shared Ground Loop GSHP | 0-72 | Low_E | 0.96 | 312.1 | N/A
DHS | DHS_connection_nopreHCs | Electric Storage Heaters Responsiveness <=0.2 | Shared Ground Loop GSHP | 0-72 | High_F | 0.96 | 371.5 | N/A
DHS | DHS_connection_nopreHCs | Electric Storage Heaters Responsiveness <=0.2 | Shared Ground Loop GSHP | 0-72 | Low_F | 0.96 | 437.8 | N/A
DHS | DHS_connection_nopreHCs | Electric Storage Heaters Responsiveness <=0.2 | Shared Ground Loop GSHP | 0-72 | High_G | 0.96 | 530.8 | N/A
DHS | DHS_connection_nopreHCs | Electric Storage Heaters Responsiveness <=0.2 | Shared Ground Loop GSHP | 0-72 | Low_G | 0.96 | 637.2 | N/A
DHS | DHS_connection_nopreHCs | Electric Storage Heaters Responsiveness <=0.2 | Shared Ground Loop GSHP | 73-97 | High_D | 0.96 | 204.4 | N/A
DHS | DHS_connection_nopreHCs | Electric Storage Heaters Responsiveness <=0.2 | Shared Ground Loop GSHP | 73-97 | Low_D | 0.96 | 243.4 | N/A
DHS | DHS_connection_nopreHCs | Electric Storage Heaters Responsiveness <=0.2 | Shared Ground Loop GSHP | 73-97 | High_E | 0.96 | 291 | N/A
DHS | DHS_connection_nopreHCs | Electric Storage Heaters Responsiveness <=0.2 | Shared Ground Loop GSHP | 73-97 | Low_E | 0.96 | 336.8 | N/A
DHS | DHS_connection_nopreHCs | Electric Storage Heaters Responsiveness <=0.2 | Shared Ground Loop GSHP | 73-97 | High_F | 0.96 | 401 | N/A
DHS | DHS_connection_nopreHCs | Electric Storage Heaters Responsiveness <=0.2 | Shared Ground Loop GSHP | 73-97 | Low_F | 0.96 | 472.6 | N/A
DHS | DHS_connection_nopreHCs | Electric Storage Heaters Responsiveness <=0.2 | Shared Ground Loop GSHP | 73-97 | High_G | 0.96 | 573.2 | N/A
DHS | DHS_connection_nopreHCs | Electric Storage Heaters Responsiveness <=0.2 | Shared Ground Loop GSHP | 73-97 | Low_G | 0.96 | 688.1 | N/A
DHS | DHS_connection_nopreHCs | Electric Storage Heaters Responsiveness <=0.2 | Shared Ground Loop GSHP | 98-199 | High_D | 0.96 | 234.9 | N/A
DHS | DHS_connection_nopreHCs | Electric Storage Heaters Responsiveness <=0.2 | Shared Ground Loop GSHP | 98-199 | Low_D | 0.96 | 279.7 | N/A
DHS | DHS_connection_nopreHCs | Electric Storage Heaters Responsiveness <=0.2 | Shared Ground Loop GSHP | 98-199 | High_E | 0.96 | 334.5 | N/A
DHS | DHS_connection_nopreHCs | Electric Storage Heaters Responsiveness <=0.2 | Shared Ground Loop GSHP | 98-199 | Low_E | 0.96 | 387.1 | N/A
DHS | DHS_connection_nopreHCs | Electric Storage Heaters Responsiveness <=0.2 | Shared Ground Loop GSHP | 98-199 | High_F | 0.96 | 461 | N/A
DHS | DHS_connection_nopreHCs | Electric Storage Heaters Responsiveness <=0.2 | Shared Ground Loop GSHP | 98-199 | Low_F | 0.96 | 543.5 | N/A
DHS | DHS_connection_nopreHCs | Electric Storage Heaters Responsiveness <=0.2 | Shared Ground Loop GSHP | 98-199 | High_G | 0.96 | 659.2 | N/A
DHS | DHS_connection_nopreHCs | Electric Storage Heaters Responsiveness <=0.2 | Shared Ground Loop GSHP | 98-199 | Low_G | 0.96 | 791.5 | N/A
DHS | DHS_connection_nopreHCs | Electric Storage Heaters Responsiveness <=0.2 | Shared Ground Loop GSHP | 200+ | High_D | 0.96 | 418.3 | N/A
DHS | DHS_connection_nopreHCs | Electric Storage Heaters Responsiveness <=0.2 | Shared Ground Loop GSHP | 200+ | Low_D | 0.96 | 496.7 | N/A
DHS | DHS_connection_nopreHCs | Electric Storage Heaters Responsiveness <=0.2 | Shared Ground Loop GSHP | 200+ | High_E | 0.96 | 594.3 | N/A
DHS | DHS_connection_nopreHCs | Electric Storage Heaters Responsiveness <=0.2 | Shared Ground Loop GSHP | 200+ | Low_E | 0.96 | 688.1 | N/A
DHS | DHS_connection_nopreHCs | Electric Storage Heaters Responsiveness <=0.2 | Shared Ground Loop GSHP | 200+ | High_F | 0.96 | 819.8 | N/A
DHS | DHS_connection_nopreHCs | Electric Storage Heaters Responsiveness <=0.2 | Shared Ground Loop GSHP | 200+ | Low_F | 0.96 | 966.8 | N/A
DHS | DHS_connection_nopreHCs | Electric Storage Heaters Responsiveness <=0.2 | Shared Ground Loop GSHP | 200+ | High_G | 0.96 | 1173 | N/A
DHS | DHS_connection_nopreHCs | Electric Storage Heaters Responsiveness <=0.2 | Shared Ground Loop GSHP | 200+ | Low_G | 0.96 | 1408.8 | N/A
DHS | DHS_connection_nopreHCs | Electric Room Heaters | Shared Ground Loop GSHP | 0-72 | High_D | 0.96 | 391.1 | N/A
DHS | DHS_connection_nopreHCs | Electric Room Heaters | Shared Ground Loop GSHP | 0-72 | Low_D | 0.96 | 473.3 | N/A
DHS | DHS_connection_nopreHCs | Electric Room Heaters | Shared Ground Loop GSHP | 0-72 | High_E | 0.96 | 573.7 | N/A
DHS | DHS_connection_nopreHCs | Electric Room Heaters | Shared Ground Loop GSHP | 0-72 | Low_E | 0.96 | 670.2 | N/A
DHS | DHS_connection_nopreHCs | Electric Room Heaters | Shared Ground Loop GSHP | 0-72 | High_F | 0.96 | 805.6 | N/A
DHS | DHS_connection_nopreHCs | Electric Room Heaters | Shared Ground Loop GSHP | 0-72 | Low_F | 0.96 | 956.7 | N/A
DHS | DHS_connection_nopreHCs | Electric Room Heaters | Shared Ground Loop GSHP | 0-72 | High_G | 0.96 | 1168.7 | N/A
DHS | DHS_connection_nopreHCs | Electric Room Heaters | Shared Ground Loop GSHP | 0-72 | Low_G | 0.96 | 1411.2 | N/A
DHS | DHS_connection_nopreHCs | Electric Room Heaters | Shared Ground Loop GSHP | 73-97 | High_D | 0.96 | 428.5 | N/A
DHS | DHS_connection_nopreHCs | Electric Room Heaters | Shared Ground Loop GSHP | 73-97 | Low_D | 0.96 | 517.4 | N/A
DHS | DHS_connection_nopreHCs | Electric Room Heaters | Shared Ground Loop GSHP | 73-97 | High_E | 0.96 | 625.9 | N/A
DHS | DHS_connection_nopreHCs | Electric Room Heaters | Shared Ground Loop GSHP | 73-97 | Low_E | 0.96 | 730.1 | N/A
DHS | DHS_connection_nopreHCs | Electric Room Heaters | Shared Ground Loop GSHP | 73-97 | High_F | 0.96 | 876.5 | N/A
DHS | DHS_connection_nopreHCs | Electric Room Heaters | Shared Ground Loop GSHP | 73-97 | Low_F | 0.96 | 1039.8 | N/A
DHS | DHS_connection_nopreHCs | Electric Room Heaters | Shared Ground Loop GSHP | 73-97 | High_G | 0.96 | 1269 | N/A
DHS | DHS_connection_nopreHCs | Electric Room Heaters | Shared Ground Loop GSHP | 73-97 | Low_G | 0.96 | 1531.1 | N/A
DHS | DHS_connection_nopreHCs | Electric Room Heaters | Shared Ground Loop GSHP | 98-199 | High_D | 0.96 | 501.6 | N/A
DHS | DHS_connection_nopreHCs | Electric Room Heaters | Shared Ground Loop GSHP | 98-199 | Low_D | 0.96 | 603.9 | N/A
DHS | DHS_connection_nopreHCs | Electric Room Heaters | Shared Ground Loop GSHP | 98-199 | High_E | 0.96 | 728.8 | N/A
DHS | DHS_connection_nopreHCs | Electric Room Heaters | Shared Ground Loop GSHP | 98-199 | Low_E | 0.96 | 848.7 | N/A
DHS | DHS_connection_nopreHCs | Electric Room Heaters | Shared Ground Loop GSHP | 98-199 | High_F | 0.96 | 1017.2 | N/A
DHS | DHS_connection_nopreHCs | Electric Room Heaters | Shared Ground Loop GSHP | 98-199 | Low_F | 0.96 | 1205.1 | N/A
DHS | DHS_connection_nopreHCs | Electric Room Heaters | Shared Ground Loop GSHP | 98-199 | High_G | 0.96 | 1468.9 | N/A
DHS | DHS_connection_nopreHCs | Electric Room Heaters | Shared Ground Loop GSHP | 98-199 | Low_G | 0.96 | 1770.5 | N/A
DHS | DHS_connection_nopreHCs | Electric Room Heaters | Shared Ground Loop GSHP | 200+ | High_D | 0.96 | 919.8 | N/A
DHS | DHS_connection_nopreHCs | Electric Room Heaters | Shared Ground Loop GSHP | 200+ | Low_D | 0.96 | 1098.4 | N/A
DHS | DHS_connection_nopreHCs | Electric Room Heaters | Shared Ground Loop GSHP | 200+ | High_E | 0.96 | 1321 | N/A
DHS | DHS_connection_nopreHCs | Electric Room Heaters | Shared Ground Loop GSHP | 200+ | Low_E | 0.96 | 1534.8 | N/A
DHS | DHS_connection_nopreHCs | Electric Room Heaters | Shared Ground Loop GSHP | 200+ | High_F | 0.96 | 1835.1 | N/A
DHS | DHS_connection_nopreHCs | Electric Room Heaters | Shared Ground Loop GSHP | 200+ | Low_F | 0.96 | 2170 | N/A
DHS | DHS_connection_nopreHCs | Electric Room Heaters | Shared Ground Loop GSHP | 200+ | High_G | 0.96 | 2640.1 | N/A
DHS | DHS_connection_nopreHCs | Electric Room Heaters | Shared Ground Loop GSHP | 200+ | Low_G | 0.96 | 3177.7 | N/A
Other Heating | P&RT | Condensing Gas Boiler | N/A | 0-72 | High_D | 1 | 68.3 | N/A
Other Heating | P&RT | Condensing Gas Boiler | N/A | 0-72 | Low_D | 1 | 78.2 | N/A
Other Heating | P&RT | Condensing Gas Boiler | N/A | 0-72 | High_E | 1 | 90.7 | N/A
Other Heating | P&RT | Condensing Gas Boiler | N/A | 0-72 | Low_E | 1 | 102.6 | N/A
Other Heating | P&RT | Condensing Gas Boiler | N/A | 0-72 | High_F | 1 | 117.3 | N/A
Other Heating | P&RT | Condensing Gas Boiler | N/A | 0-72 | Low_F | 1 | 131.5 | N/A
Other Heating | P&RT | Condensing Gas Boiler | N/A | 0-72 | High_G | 1 | 148.7 | N/A
Other Heating | P&RT | Condensing Gas Boiler | N/A | 0-72 | Low_G | 1 | 165.5 | N/A
Other Heating | P&RT | Condensing Gas Boiler | N/A | 73-97 | High_D | 1 | 76.7 | N/A
Other Heating | P&RT | Condensing Gas Boiler | N/A | 73-97 | Low_D | 1 | 89 | N/A
Other Heating | P&RT | Condensing Gas Boiler | N/A | 73-97 | High_E | 1 | 105.1 | N/A
Other Heating | P&RT | Condensing Gas Boiler | N/A | 73-97 | Low_E | 1 | 121.1 | N/A
Other Heating | P&RT | Condensing Gas Boiler | N/A | 73-97 | High_F | 1 | 141.5 | N/A
Other Heating | P&RT | Condensing Gas Boiler | N/A | 73-97 | Low_F | 1 | 162 | N/A
Other Heating | P&RT | Condensing Gas Boiler | N/A | 73-97 | High_G | 1 | 187.7 | N/A
Other Heating | P&RT | Condensing Gas Boiler | N/A | 73-97 | Low_G | 1 | 213.5 | N/A
Other Heating | P&RT | Condensing Gas Boiler | N/A | 98-199 | High_D | 1 | 84.3 | N/A
Other Heating | P&RT | Condensing Gas Boiler | N/A | 98-199 | Low_D | 1 | 97.7 | N/A
Other Heating | P&RT | Condensing Gas Boiler | N/A | 98-199 | High_E | 1 | 115.6 | N/A
Other Heating | P&RT | Condensing Gas Boiler | N/A | 98-199 | Low_E | 1 | 133.8 | N/A
Other Heating | P&RT | Condensing Gas Boiler | N/A | 98-199 | High_F | 1 | 157.3 | N/A
Other Heating | P&RT | Condensing Gas Boiler | N/A | 98-199 | Low_F | 1 | 181.3 | N/A
Other Heating | P&RT | Condensing Gas Boiler | N/A | 98-199 | High_G | 1 | 211.7 | N/A
Other Heating | P&RT | Condensing Gas Boiler | N/A | 98-199 | Low_G | 1 | 242.8 | N/A
Other Heating | P&RT | Condensing Gas Boiler | N/A | 200+ | High_D | 1 | 165.2 | N/A
Other Heating | P&RT | Condensing Gas Boiler | N/A | 200+ | Low_D | 1 | 191.1 | N/A
Other Heating | P&RT | Condensing Gas Boiler | N/A | 200+ | High_E | 1 | 225.1 | N/A
Other Heating | P&RT | Condensing Gas Boiler | N/A | 200+ | Low_E | 1 | 258.9 | N/A
Other Heating | P&RT | Condensing Gas Boiler | N/A | 200+ | High_F | 1 | 302.1 | N/A
Other Heating | P&RT | Condensing Gas Boiler | N/A | 200+ | Low_F | 1 | 345.4 | N/A
Other Heating | P&RT | Condensing Gas Boiler | N/A | 200+ | High_G | 1 | 399.6 | N/A
Other Heating | P&RT | Condensing Gas Boiler | N/A | 200+ | Low_G | 1 | 454.4 | N/A
Other Heating | P&RT | Non Condensing Gas Boiler | N/A | 0-72 | High_D | 1 | 76.1 | N/A
Other Heating | P&RT | Non Condensing Gas Boiler | N/A | 0-72 | Low_D | 1 | 87.6 | N/A
Other Heating | P&RT | Non Condensing Gas Boiler | N/A | 0-72 | High_E | 1 | 102.4 | N/A
Other Heating | P&RT | Non Condensing Gas Boiler | N/A | 0-72 | Low_E | 1 | 117.2 | N/A
Other Heating | P&RT | Non Condensing Gas Boiler | N/A | 0-72 | High_F | 1 | 136 | N/A
Other Heating | P&RT | Non Condensing Gas Boiler | N/A | 0-72 | Low_F | 1 | 154.8 | N/A
Other Heating | P&RT | Non Condensing Gas Boiler | N/A | 0-72 | High_G | 1 | 178.2 | N/A
Other Heating | P&RT | Non Condensing Gas Boiler | N/A | 0-72 | Low_G | 1 | 201.7 | N/A
Other Heating | P&RT | Non Condensing Gas Boiler | N/A | 73-97 | High_D | 1 | 85 | N/A
Other Heating | P&RT | Non Condensing Gas Boiler | N/A | 73-97 | Low_D | 1 | 99 | N/A
Other Heating | P&RT | Non Condensing Gas Boiler | N/A | 73-97 | High_E | 1 | 118.1 | N/A
Other Heating | P&RT | Non Condensing Gas Boiler | N/A | 73-97 | Low_E | 1 | 137.9 | N/A
Other Heating | P&RT | Non Condensing Gas Boiler | N/A | 73-97 | High_F | 1 | 164 | N/A
Other Heating | P&RT | Non Condensing Gas Boiler | N/A | 73-97 | Low_F | 1 | 191 | N/A
Other Heating | P&RT | Non Condensing Gas Boiler | N/A | 73-97 | High_G | 1 | 225.8 | N/A
Other Heating | P&RT | Non Condensing Gas Boiler | N/A | 73-97 | Low_G | 1 | 261.8 | N/A
Other Heating | P&RT | Non Condensing Gas Boiler | N/A | 98-199 | High_D | 1 | 93.2 | N/A
Other Heating | P&RT | Non Condensing Gas Boiler | N/A | 98-199 | Low_D | 1 | 107.8 | N/A
Other Heating | P&RT | Non Condensing Gas Boiler | N/A | 98-199 | High_E | 1 | 127.7 | N/A
Other Heating | P&RT | Non Condensing Gas Boiler | N/A | 98-199 | Low_E | 1 | 148.4 | N/A
Other Heating | P&RT | Non Condensing Gas Boiler | N/A | 98-199 | High_F | 1 | 175.8 | N/A
Other Heating | P&RT | Non Condensing Gas Boiler | N/A | 98-199 | Low_F | 1 | 204.2 | N/A
Other Heating | P&RT | Non Condensing Gas Boiler | N/A | 98-199 | High_G | 1 | 240.8 | N/A
Other Heating | P&RT | Non Condensing Gas Boiler | N/A | 98-199 | Low_G | 1 | 278.8 | N/A
Other Heating | P&RT | Non Condensing Gas Boiler | N/A | 200+ | High_D | 1 | 175.7 | N/A
Other Heating | P&RT | Non Condensing Gas Boiler | N/A | 200+ | Low_D | 1 | 203.5 | N/A
Other Heating | P&RT | Non Condensing Gas Boiler | N/A | 200+ | High_E | 1 | 241.5 | N/A
Other Heating | P&RT | Non Condensing Gas Boiler | N/A | 200+ | Low_E | 1 | 281 | N/A
Other Heating | P&RT | Non Condensing Gas Boiler | N/A | 200+ | High_F | 1 | 333.3 | N/A
Other Heating | P&RT | Non Condensing Gas Boiler | N/A | 200+ | Low_F | 1 | 387.6 | N/A
Other Heating | P&RT | Non Condensing Gas Boiler | N/A | 200+ | High_G | 1 | 457.5 | N/A
Other Heating | P&RT | Non Condensing Gas Boiler | N/A | 200+ | Low_G | 1 | 530.1 | N/A
Other Heating | P&RT | Non Condensing LPG Boiler | N/A | 0-72 | High_D | 1 | 86.7 | N/A
Other Heating | P&RT | Non Condensing LPG Boiler | N/A | 0-72 | Low_D | 1 | 97.6 | N/A
Other Heating | P&RT | Non Condensing LPG Boiler | N/A | 0-72 | High_E | 1 | 114.4 | N/A
Other Heating | P&RT | Non Condensing LPG Boiler | N/A | 0-72 | Low_E | 1 | 133.6 | N/A
Other Heating | P&RT | Non Condensing LPG Boiler | N/A | 0-72 | High_F | 1 | 161.3 | N/A
Other Heating | P&RT | Non Condensing LPG Boiler | N/A | 0-72 | Low_F | 1 | 191.8 | N/A
Other Heating | P&RT | Non Condensing LPG Boiler | N/A | 0-72 | High_G | 1 | 233.4 | N/A
Other Heating | P&RT | Non Condensing LPG Boiler | N/A | 0-72 | Low_G | 1 | 278.4 | N/A
Other Heating | P&RT | Non Condensing LPG Boiler | N/A | 73-97 | High_D | 1 | 93 | N/A
Other Heating | P&RT | Non Condensing LPG Boiler | N/A | 73-97 | Low_D | 1 | 103.8 | N/A
Other Heating | P&RT | Non Condensing LPG Boiler | N/A | 73-97 | High_E | 1 | 122 | N/A
Other Heating | P&RT | Non Condensing LPG Boiler | N/A | 73-97 | Low_E | 1 | 144 | N/A
Other Heating | P&RT | Non Condensing LPG Boiler | N/A | 73-97 | High_F | 1 | 176.7 | N/A
Other Heating | P&RT | Non Condensing LPG Boiler | N/A | 73-97 | Low_F | 1 | 213.9 | N/A
Other Heating | P&RT | Non Condensing LPG Boiler | N/A | 73-97 | High_G | 1 | 265.5 | N/A
Other Heating | P&RT | Non Condensing LPG Boiler | N/A | 73-97 | Low_G | 1 | 322.5 | N/A
Other Heating | P&RT | Non Condensing LPG Boiler | N/A | 98-199 | High_D | 1 | 106.1 | N/A
Other Heating | P&RT | Non Condensing LPG Boiler | N/A | 98-199 | Low_D | 1 | 118.1 | N/A
Other Heating | P&RT | Non Condensing LPG Boiler | N/A | 98-199 | High_E | 1 | 138.6 | N/A
Other Heating | P&RT | Non Condensing LPG Boiler | N/A | 98-199 | Low_E | 1 | 163.5 | N/A
Other Heating | P&RT | Non Condensing LPG Boiler | N/A | 98-199 | High_F | 1 | 200.7 | N/A
Other Heating | P&RT | Non Condensing LPG Boiler | N/A | 98-199 | Low_F | 1 | 243.2 | N/A
Other Heating | P&RT | Non Condensing LPG Boiler | N/A | 98-199 | High_G | 1 | 302.2 | N/A
Other Heating | P&RT | Non Condensing LPG Boiler | N/A | 98-199 | Low_G | 1 | 367.4 | N/A
Other Heating | P&RT | Non Condensing LPG Boiler | N/A | 200+ | High_D | 1 | 195 | N/A
Other Heating | P&RT | Non Condensing LPG Boiler | N/A | 200+ | Low_D | 1 | 216 | N/A
Other Heating | P&RT | Non Condensing LPG Boiler | N/A | 200+ | High_E | 1 | 253 | N/A
Other Heating | P&RT | Non Condensing LPG Boiler | N/A | 200+ | Low_E | 1 | 298.7 | N/A
Other Heating | P&RT | Non Condensing LPG Boiler | N/A | 200+ | High_F | 1 | 367.9 | N/A
Other Heating | P&RT | Non Condensing LPG Boiler | N/A | 200+ | Low_F | 1 | 447.4 | N/A
Other Heating | P&RT | Non Condensing LPG Boiler | N/A | 200+ | High_G | 1 | 558.6 | N/A
Other Heating | P&RT | Non Condensing LPG Boiler | N/A | 200+ | Low_G | 1 | 682 | N/A
Other Heating | P&RT | Condensing LPG Boiler | N/A | 0-72 | High_D | 1 | 80.1 | N/A
Other Heating | P&RT | Condensing LPG Boiler | N/A | 0-72 | Low_D | 1 | 90.7 | N/A
Other Heating | P&RT | Condensing LPG Boiler | N/A | 0-72 | High_E | 1 | 106 | N/A
Other Heating | P&RT | Condensing LPG Boiler | N/A | 0-72 | Low_E | 1 | 122.7 | N/A
Other Heating | P&RT | Condensing LPG Boiler | N/A | 0-72 | High_F | 1 | 145.6 | N/A
Other Heating | P&RT | Condensing LPG Boiler | N/A | 0-72 | Low_F | 1 | 170.3 | N/A
Other Heating | P&RT | Condensing LPG Boiler | N/A | 0-72 | High_G | 1 | 202.9 | N/A
Other Heating | P&RT | Condensing LPG Boiler | N/A | 0-72 | Low_G | 1 | 237.5 | N/A
Other Heating | P&RT | Condensing LPG Boiler | N/A | 73-97 | High_D | 1 | 83.3 | N/A
Other Heating | P&RT | Condensing LPG Boiler | N/A | 73-97 | Low_D | 1 | 94.9 | N/A
Other Heating | P&RT | Condensing LPG Boiler | N/A | 73-97 | High_E | 1 | 113.1 | N/A
Other Heating | P&RT | Condensing LPG Boiler | N/A | 73-97 | Low_E | 1 | 134.1 | N/A
Other Heating | P&RT | Condensing LPG Boiler | N/A | 73-97 | High_F | 1 | 164.3 | N/A
Other Heating | P&RT | Condensing LPG Boiler | N/A | 73-97 | Low_F | 1 | 198 | N/A
Other Heating | P&RT | Condensing LPG Boiler | N/A | 73-97 | High_G | 1 | 243.9 | N/A
Other Heating | P&RT | Condensing LPG Boiler | N/A | 73-97 | Low_G | 1 | 293.8 | N/A
Other Heating | P&RT | Condensing LPG Boiler | N/A | 98-199 | High_D | 1 | 94.3 | N/A
Other Heating | P&RT | Condensing LPG Boiler | N/A | 98-199 | Low_D | 1 | 106.5 | N/A
Other Heating | P&RT | Condensing LPG Boiler | N/A | 98-199 | High_E | 1 | 125.9 | N/A
Other Heating | P&RT | Condensing LPG Boiler | N/A | 98-199 | Low_E | 1 | 148.4 | N/A
Other Heating | P&RT | Condensing LPG Boiler | N/A | 98-199 | High_F | 1 | 181 | N/A
Other Heating | P&RT | Condensing LPG Boiler | N/A | 98-199 | Low_F | 1 | 217.4 | N/A
Other Heating | P&RT | Condensing LPG Boiler | N/A | 98-199 | High_G | 1 | 267.1 | N/A
Other Heating | P&RT | Condensing LPG Boiler | N/A | 98-199 | Low_G | 1 | 321.3 | N/A
Other Heating | P&RT | Condensing LPG Boiler | N/A | 200+ | High_D | 1 | 175.8 | N/A
Other Heating | P&RT | Condensing LPG Boiler | N/A | 200+ | Low_D | 1 | 197.5 | N/A
Other Heating | P&RT | Condensing LPG Boiler | N/A | 200+ | High_E | 1 | 232.4 | N/A
Other Heating | P&RT | Condensing LPG Boiler | N/A | 200+ | Low_E | 1 | 273.3 | N/A
Other Heating | P&RT | Condensing LPG Boiler | N/A | 200+ | High_F | 1 | 332.9 | N/A
Other Heating | P&RT | Condensing LPG Boiler | N/A | 200+ | Low_F | 1 | 399.6 | N/A
Other Heating | P&RT | Condensing LPG Boiler | N/A | 200+ | High_G | 1 | 491.2 | N/A
Other Heating | P&RT | Condensing LPG Boiler | N/A | 200+ | Low_G | 1 | 591.2 | N/A
Other Heating | P&RT | Non Condensing Oil Boiler | N/A | 0-72 | High_D | 1 | 91.4 | N/A
Other Heating | P&RT | Non Condensing Oil Boiler | N/A | 0-72 | Low_D | 1 | 103.7 | N/A
Other Heating | P&RT | Non Condensing Oil Boiler | N/A | 0-72 | High_E | 1 | 120.4 | N/A
Other Heating | P&RT | Non Condensing Oil Boiler | N/A | 0-72 | Low_E | 1 | 137.6 | N/A
Other Heating | P&RT | Non Condensing Oil Boiler | N/A | 0-72 | High_F | 1 | 160.1 | N/A
Other Heating | P&RT | Non Condensing Oil Boiler | N/A | 0-72 | Low_F | 1 | 183.4 | N/A
Other Heating | P&RT | Non Condensing Oil Boiler | N/A | 0-72 | High_G | 1 | 213.1 | N/A
Other Heating | P&RT | Non Condensing Oil Boiler | N/A | 0-72 | Low_G | 1 | 243.9 | N/A
Other Heating | P&RT | Non Condensing Oil Boiler | N/A | 73-97 | High_D | 1 | 96 | N/A
Other Heating | P&RT | Non Condensing Oil Boiler | N/A | 73-97 | Low_D | 1 | 109.9 | N/A
Other Heating | P&RT | Non Condensing Oil Boiler | N/A | 73-97 | High_E | 1 | 129.7 | N/A
Other Heating | P&RT | Non Condensing Oil Boiler | N/A | 73-97 | Low_E | 1 | 151 | N/A
Other Heating | P&RT | Non Condensing Oil Boiler | N/A | 73-97 | High_F | 1 | 180.1 | N/A
Other Heating | P&RT | Non Condensing Oil Boiler | N/A | 73-97 | Low_F | 1 | 211.1 | N/A
Other Heating | P&RT | Non Condensing Oil Boiler | N/A | 73-97 | High_G | 1 | 251.9 | N/A
Other Heating | P&RT | Non Condensing Oil Boiler | N/A | 73-97 | Low_G | 1 | 295 | N/A
Other Heating | P&RT | Non Condensing Oil Boiler | N/A | 98-199 | High_D | 1 | 103.4 | N/A
Other Heating | P&RT | Non Condensing Oil Boiler | N/A | 98-199 | Low_D | 1 | 117.5 | N/A
Other Heating | P&RT | Non Condensing Oil Boiler | N/A | 98-199 | High_E | 1 | 138.3 | N/A
Other Heating | P&RT | Non Condensing Oil Boiler | N/A | 98-199 | Low_E | 1 | 161.3 | N/A
Other Heating | P&RT | Non Condensing Oil Boiler | N/A | 98-199 | High_F | 1 | 193.3 | N/A
Other Heating | P&RT | Non Condensing Oil Boiler | N/A | 98-199 | Low_F | 1 | 228 | N/A
Other Heating | P&RT | Non Condensing Oil Boiler | N/A | 98-199 | High_G | 1 | 274.3 | N/A
Other Heating | P&RT | Non Condensing Oil Boiler | N/A | 98-199 | Low_G | 1 | 323.8 | N/A
Other Heating | P&RT | Non Condensing Oil Boiler | N/A | 200+ | High_D | 1 | 183.8 | N/A
Other Heating | P&RT | Non Condensing Oil Boiler | N/A | 200+ | Low_D | 1 | 209.8 | N/A
Other Heating | P&RT | Non Condensing Oil Boiler | N/A | 200+ | High_E | 1 | 248.2 | N/A
Other Heating | P&RT | Non Condensing Oil Boiler | N/A | 200+ | Low_E | 1 | 290.7 | N/A
Other Heating | P&RT | Non Condensing Oil Boiler | N/A | 200+ | High_F | 1 | 349.9 | N/A
Other Heating | P&RT | Non Condensing Oil Boiler | N/A | 200+ | Low_F | 1 | 414.2 | N/A
Other Heating | P&RT | Non Condensing Oil Boiler | N/A | 200+ | High_G | 1 | 500.1 | N/A
Other Heating | P&RT | Non Condensing Oil Boiler | N/A | 200+ | Low_G | 1 | 591.9 | N/A
Other Heating | P&RT | Condensing Oil Boiler | N/A | 0-72 | High_D | 1 | 86.6 | N/A
Other Heating | P&RT | Condensing Oil Boiler | N/A | 0-72 | Low_D | 1 | 98.4 | N/A
Other Heating | P&RT | Condensing Oil Boiler | N/A | 0-72 | High_E | 1 | 113.9 | N/A
Other Heating | P&RT | Condensing Oil Boiler | N/A | 0-72 | Low_E | 1 | 129.6 | N/A
Other Heating | P&RT | Condensing Oil Boiler | N/A | 0-72 | High_F | 1 | 149.7 | N/A
Other Heating | P&RT | Condensing Oil Boiler | N/A | 0-72 | Low_F | 1 | 170.1 | N/A
Other Heating | P&RT | Condensing Oil Boiler | N/A | 0-72 | High_G | 1 | 195.7 | N/A
Other Heating | P&RT | Condensing Oil Boiler | N/A | 0-72 | Low_G | 1 | 221.8 | N/A
Other Heating | P&RT | Condensing Oil Boiler | N/A | 73-97 | High_D | 1 | 92.5 | N/A
Other Heating | P&RT | Condensing Oil Boiler | N/A | 73-97 | Low_D | 1 | 106.2 | N/A
Other Heating | P&RT | Condensing Oil Boiler | N/A | 73-97 | High_E | 1 | 125.2 | N/A
Other Heating | P&RT | Condensing Oil Boiler | N/A | 73-97 | Low_E | 1 | 145.1 | N/A
Other Heating | P&RT | Condensing Oil Boiler | N/A | 73-97 | High_F | 1 | 171.7 | N/A
Other Heating | P&RT | Condensing Oil Boiler | N/A | 73-97 | Low_F | 1 | 199.6 | N/A
Other Heating | P&RT | Condensing Oil Boiler | N/A | 73-97 | High_G | 1 | 235.8 | N/A
Other Heating | P&RT | Condensing Oil Boiler | N/A | 73-97 | Low_G | 1 | 273.5 | N/A
Other Heating | P&RT | Condensing Oil Boiler | N/A | 98-199 | High_D | 1 | 96.7 | N/A
Other Heating | P&RT | Condensing Oil Boiler | N/A | 98-199 | Low_D | 1 | 110.5 | N/A
Other Heating | P&RT | Condensing Oil Boiler | N/A | 98-199 | High_E | 1 | 130.2 | N/A
Other Heating | P&RT | Condensing Oil Boiler | N/A | 98-199 | Low_E | 1 | 151.4 | N/A
Other Heating | P&RT | Condensing Oil Boiler | N/A | 98-199 | High_F | 1 | 180.2 | N/A
Other Heating | P&RT | Condensing Oil Boiler | N/A | 98-199 | Low_F | 1 | 210.8 | N/A
Other Heating | P&RT | Condensing Oil Boiler | N/A | 98-199 | High_G | 1 | 251.2 | N/A
Other Heating | P&RT | Condensing Oil Boiler | N/A | 98-199 | Low_G | 1 | 293.8 | N/A
Other Heating | P&RT | Condensing Oil Boiler | N/A | 200+ | High_D | 1 | 179.2 | N/A
Other Heating | P&RT | Condensing Oil Boiler | N/A | 200+ | Low_D | 1 | 204.9 | N/A
Other Heating | P&RT | Condensing Oil Boiler | N/A | 200+ | High_E | 1 | 241.4 | N/A
Other Heating | P&RT | Condensing Oil Boiler | N/A | 200+ | Low_E | 1 | 280.5 | N/A
Other Heating | P&RT | Condensing Oil Boiler | N/A | 200+ | High_F | 1 | 333.7 | N/A
Other Heating | P&RT | Condensing Oil Boiler | N/A | 200+ | Low_F | 1 | 390.2 | N/A
Other Heating | P&RT | Condensing Oil Boiler | N/A | 200+ | High_G | 1 | 464.5 | N/A
Other Heating | P&RT | Condensing Oil Boiler | N/A | 200+ | Low_G | 1 | 542.9 | N/A
Other Heating | P&RT | Electric Boiler | N/A | 0-72 | High_D | 1 | 33.3 | N/A
Other Heating | P&RT | Electric Boiler | N/A | 0-72 | Low_D | 1 | 38.5 | N/A
Other Heating | P&RT | Electric Boiler | N/A | 0-72 | High_E | 1 | 45.4 | N/A
Other Heating | P&RT | Electric Boiler | N/A | 0-72 | Low_E | 1 | 52.4 | N/A
Other Heating | P&RT | Electric Boiler | N/A | 0-72 | High_F | 1 | 61.3 | N/A
Other Heating | P&RT | Electric Boiler | N/A | 0-72 | Low_F | 1 | 70.4 | N/A
Other Heating | P&RT | Electric Boiler | N/A | 0-72 | High_G | 1 | 81.8 | N/A
Other Heating | P&RT | Electric Boiler | N/A | 0-72 | Low_G | 1 | 93.5 | N/A
Other Heating | P&RT | Electric Boiler | N/A | 73-97 | High_D | 1 | 37.3 | N/A
Other Heating | P&RT | Electric Boiler | N/A | 73-97 | Low_D | 1 | 43.9 | N/A
Other Heating | P&RT | Electric Boiler | N/A | 73-97 | High_E | 1 | 53.1 | N/A
Other Heating | P&RT | Electric Boiler | N/A | 73-97 | Low_E | 1 | 62.9 | N/A
Other Heating | P&RT | Electric Boiler | N/A | 73-97 | High_F | 1 | 76.1 | N/A
Other Heating | P&RT | Electric Boiler | N/A | 73-97 | Low_F | 1 | 90 | N/A
Other Heating | P&RT | Electric Boiler | N/A | 73-97 | High_G | 1 | 108.1 | N/A
Other Heating | P&RT | Electric Boiler | N/A | 73-97 | Low_G | 1 | 127.2 | N/A
Other Heating | P&RT | Electric Boiler | N/A | 98-199 | High_D | 1 | 44.5 | N/A
Other Heating | P&RT | Electric Boiler | N/A | 98-199 | Low_D | 1 | 51.9 | N/A
Other Heating | P&RT | Electric Boiler | N/A | 98-199 | High_E | 1 | 62.2 | N/A
Other Heating | P&RT | Electric Boiler | N/A | 98-199 | Low_E | 1 | 73.1 | N/A
Other Heating | P&RT | Electric Boiler | N/A | 98-199 | High_F | 1 | 87.8 | N/A
Other Heating | P&RT | Electric Boiler | N/A | 98-199 | Low_F | 1 | 103.4 | N/A
Other Heating | P&RT | Electric Boiler | N/A | 98-199 | High_G | 1 | 123.7 | N/A
Other Heating | P&RT | Electric Boiler | N/A | 98-199 | Low_G | 1 | 145 | N/A
Other Heating | P&RT | Electric Boiler | N/A | 200+ | High_D | 1 | 84 | N/A
Other Heating | P&RT | Electric Boiler | N/A | 200+ | Low_D | 1 | 97.6 | N/A
Other Heating | P&RT | Electric Boiler | N/A | 200+ | High_E | 1 | 117 | N/A
Other Heating | P&RT | Electric Boiler | N/A | 200+ | Low_E | 1 | 138 | N/A
Other Heating | P&RT | Electric Boiler | N/A | 200+ | High_F | 1 | 166.5 | N/A
Other Heating | P&RT | Electric Boiler | N/A | 200+ | Low_F | 1 | 196.9 | N/A
Other Heating | P&RT | Electric Boiler | N/A | 200+ | High_G | 1 | 237 | N/A
Other Heating | P&RT | Electric Boiler | N/A | 200+ | Low_G | 1 | 279.4 | N/A
Other Heating | P&RT | Solid Fossil Boiler | N/A | 0-72 | High_D | 1 | 42.8 | N/A
Other Heating | P&RT | Solid Fossil Boiler | N/A | 0-72 | Low_D | 1 | 48.6 | N/A
Other Heating | P&RT | Solid Fossil Boiler | N/A | 0-72 | High_E | 1 | 56.3 | N/A
Other Heating | P&RT | Solid Fossil Boiler | N/A | 0-72 | Low_E | 1 | 64 | N/A
Other Heating | P&RT | Solid Fossil Boiler | N/A | 0-72 | High_F | 1 | 73.8 | N/A
Other Heating | P&RT | Solid Fossil Boiler | N/A | 0-72 | Low_F | 1 | 83.7 | N/A
Other Heating | P&RT | Solid Fossil Boiler | N/A | 0-72 | High_G | 1 | 96.1 | N/A
Other Heating | P&RT | Solid Fossil Boiler | N/A | 0-72 | Low_G | 1 | 108.7 | N/A
Other Heating | P&RT | Solid Fossil Boiler | N/A | 73-97 | High_D | 1 | 44.4 | N/A
Other Heating | P&RT | Solid Fossil Boiler | N/A | 73-97 | Low_D | 1 | 51.1 | N/A
Other Heating | P&RT | Solid Fossil Boiler | N/A | 73-97 | High_E | 1 | 60.5 | N/A
Other Heating | P&RT | Solid Fossil Boiler | N/A | 73-97 | Low_E | 1 | 70.6 | N/A
Other Heating | P&RT | Solid Fossil Boiler | N/A | 73-97 | High_F | 1 | 84.3 | N/A
Other Heating | P&RT | Solid Fossil Boiler | N/A | 73-97 | Low_F | 1 | 98.8 | N/A
Other Heating | P&RT | Solid Fossil Boiler | N/A | 73-97 | High_G | 1 | 117.9 | N/A
Other Heating | P&RT | Solid Fossil Boiler | N/A | 73-97 | Low_G | 1 | 138.1 | N/A
Other Heating | P&RT | Solid Fossil Boiler | N/A | 98-199 | High_D | 1 | 50 | N/A
Other Heating | P&RT | Solid Fossil Boiler | N/A | 98-199 | Low_D | 1 | 57.3 | N/A
Other Heating | P&RT | Solid Fossil Boiler | N/A | 98-199 | High_E | 1 | 67.7 | N/A
Other Heating | P&RT | Solid Fossil Boiler | N/A | 98-199 | Low_E | 1 | 78.9 | N/A
Other Heating | P&RT | Solid Fossil Boiler | N/A | 98-199 | High_F | 1 | 94.2 | N/A
Other Heating | P&RT | Solid Fossil Boiler | N/A | 98-199 | Low_F | 1 | 110.4 | N/A
Other Heating | P&RT | Solid Fossil Boiler | N/A | 98-199 | High_G | 1 | 131.9 | N/A
Other Heating | P&RT | Solid Fossil Boiler | N/A | 98-199 | Low_G | 1 | 154.5 | N/A
Other Heating | P&RT | Solid Fossil Boiler | N/A | 200+ | High_D | 1 | 90.4 | N/A
Other Heating | P&RT | Solid Fossil Boiler | N/A | 200+ | Low_D | 1 | 103.6 | N/A
Other Heating | P&RT | Solid Fossil Boiler | N/A | 200+ | High_E | 1 | 122.5 | N/A
Other Heating | P&RT | Solid Fossil Boiler | N/A | 200+ | Low_E | 1 | 143.1 | N/A
Other Heating | P&RT | Solid Fossil Boiler | N/A | 200+ | High_F | 1 | 171.4 | N/A
Other Heating | P&RT | Solid Fossil Boiler | N/A | 200+ | Low_F | 1 | 201.8 | N/A
Other Heating | P&RT | Solid Fossil Boiler | N/A | 200+ | High_G | 1 | 241.9 | N/A
Other Heating | P&RT | Solid Fossil Boiler | N/A | 200+ | Low_G | 1 | 284.5 | N/A
Other Heating | TRV | Condensing Gas Boiler | N/A | 0-72 | High_D | 1 | 16.9 | N/A
Other Heating | TRV | Condensing Gas Boiler | N/A | 0-72 | Low_D | 1 | 17.4 | N/A
Other Heating | TRV | Condensing Gas Boiler | N/A | 0-72 | High_E | 1 | 17.4 | N/A
Other Heating | TRV | Condensing Gas Boiler | N/A | 0-72 | Low_E | 1 | 16.6 | N/A
Other Heating | TRV | Condensing Gas Boiler | N/A | 0-72 | High_F | 1 | 14.7 | N/A
Other Heating | TRV | Condensing Gas Boiler | N/A | 0-72 | Low_F | 1 | 12 | N/A
Other Heating | TRV | Condensing Gas Boiler | N/A | 0-72 | High_G | 1 | 7.6 | N/A
Other Heating | TRV | Condensing Gas Boiler | N/A | 0-72 | Low_G | 1 | 2.2 | N/A
Other Heating | TRV | Condensing Gas Boiler | N/A | 73-97 | High_D | 1 | 22.7 | N/A
Other Heating | TRV | Condensing Gas Boiler | N/A | 73-97 | Low_D | 1 | 23.6 | N/A
Other Heating | TRV | Condensing Gas Boiler | N/A | 73-97 | High_E | 1 | 23.7 | N/A
Other Heating | TRV | Condensing Gas Boiler | N/A | 73-97 | Low_E | 1 | 22.8 | N/A
Other Heating | TRV | Condensing Gas Boiler | N/A | 73-97 | High_F | 1 | 20.5 | N/A
Other Heating | TRV | Condensing Gas Boiler | N/A | 73-97 | Low_F | 1 | 17.1 | N/A
Other Heating | TRV | Condensing Gas Boiler | N/A | 73-97 | High_G | 1 | 11.5 | N/A
Other Heating | TRV | Condensing Gas Boiler | N/A | 73-97 | Low_G | 1 | 4.5 | N/A
Other Heating | TRV | Condensing Gas Boiler | N/A | 98-199 | High_D | 1 | 25.3 | N/A
Other Heating | TRV | Condensing Gas Boiler | N/A | 98-199 | Low_D | 1 | 25.8 | N/A
Other Heating | TRV | Condensing Gas Boiler | N/A | 98-199 | High_E | 1 | 25.5 | N/A
Other Heating | TRV | Condensing Gas Boiler | N/A | 98-199 | Low_E | 1 | 24 | N/A
Other Heating | TRV | Condensing Gas Boiler | N/A | 98-199 | High_F | 1 | 21 | N/A
Other Heating | TRV | Condensing Gas Boiler | N/A | 98-199 | Low_F | 1 | 16.7 | N/A
Other Heating | TRV | Condensing Gas Boiler | N/A | 98-199 | High_G | 1 | 10 | N/A
Other Heating | TRV | Condensing Gas Boiler | N/A | 98-199 | Low_G | 1 | 2 | N/A
Other Heating | TRV | Condensing Gas Boiler | N/A | 200+ | High_D | 1 | 71.3 | N/A
Other Heating | TRV | Condensing Gas Boiler | N/A | 200+ | Low_D | 1 | 72 | N/A
Other Heating | TRV | Condensing Gas Boiler | N/A | 200+ | High_E | 1 | 49.2 | N/A
Other Heating | TRV | Condensing Gas Boiler | N/A | 200+ | Low_E | 1 | 47.5 | N/A
Other Heating | TRV | Condensing Gas Boiler | N/A | 200+ | High_F | 1 | 31.8 | N/A
Other Heating | TRV | Condensing Gas Boiler | N/A | 200+ | Low_F | 1 | 19.6 | N/A
Other Heating | TRV | Condensing Gas Boiler | N/A | 200+ | High_G | 1 | 7.4 | N/A
Other Heating | TRV | Condensing Gas Boiler | N/A | 200+ | Low_G | 1 | 4.3 | N/A
Other Heating | TRV | Non Condensing Gas Boiler | N/A | 0-72 | High_D | 1 | 21.4 | N/A
Other Heating | TRV | Non Condensing Gas Boiler | N/A | 0-72 | Low_D | 1 | 23.1 | N/A
Other Heating | TRV | Non Condensing Gas Boiler | N/A | 0-72 | High_E | 1 | 24.4 | N/A
Other Heating | TRV | Non Condensing Gas Boiler | N/A | 0-72 | Low_E | 1 | 24.8 | N/A
Other Heating | TRV | Non Condensing Gas Boiler | N/A | 0-72 | High_F | 1 | 24.4 | N/A
Other Heating | TRV | Non Condensing Gas Boiler | N/A | 0-72 | Low_F | 1 | 23 | N/A
Other Heating | TRV | Non Condensing Gas Boiler | N/A | 0-72 | High_G | 1 | 20.2 | N/A
Other Heating | TRV | Non Condensing Gas Boiler | N/A | 0-72 | Low_G | 1 | 16.3 | N/A
Other Heating | TRV | Non Condensing Gas Boiler | N/A | 73-97 | High_D | 1 | 25.6 | N/A
Other Heating | TRV | Non Condensing Gas Boiler | N/A | 73-97 | Low_D | 1 | 27.2 | N/A
Other Heating | TRV | Non Condensing Gas Boiler | N/A | 73-97 | High_E | 1 | 28.3 | N/A
Other Heating | TRV | Non Condensing Gas Boiler | N/A | 73-97 | Low_E | 1 | 28.3 | N/A
Other Heating | TRV | Non Condensing Gas Boiler | N/A | 73-97 | High_F | 1 | 27 | N/A
Other Heating | TRV | Non Condensing Gas Boiler | N/A | 73-97 | Low_F | 1 | 24.6 | N/A
Other Heating | TRV | Non Condensing Gas Boiler | N/A | 73-97 | High_G | 1 | 20.2 | N/A
Other Heating | TRV | Non Condensing Gas Boiler | N/A | 73-97 | Low_G | 1 | 14.6 | N/A
Other Heating | TRV | Non Condensing Gas Boiler | N/A | 98-199 | High_D | 1 | 30.4 | N/A
Other Heating | TRV | Non Condensing Gas Boiler | N/A | 98-199 | Low_D | 1 | 32.2 | N/A
Other Heating | TRV | Non Condensing Gas Boiler | N/A | 98-199 | High_E | 1 | 33.5 | N/A
Other Heating | TRV | Non Condensing Gas Boiler | N/A | 98-199 | Low_E | 1 | 33.6 | N/A
Other Heating | TRV | Non Condensing Gas Boiler | N/A | 98-199 | High_F | 1 | 32.6 | N/A
Other Heating | TRV | Non Condensing Gas Boiler | N/A | 98-199 | Low_F | 1 | 30.2 | N/A
Other Heating | TRV | Non Condensing Gas Boiler | N/A | 98-199 | High_G | 1 | 25.9 | N/A
Other Heating | TRV | Non Condensing Gas Boiler | N/A | 98-199 | Low_G | 1 | 20.2 | N/A
Other Heating | TRV | Non Condensing Gas Boiler | N/A | 200+ | High_D | 1 | 67.6 | N/A
Other Heating | TRV | Non Condensing Gas Boiler | N/A | 200+ | Low_D | 1 | 71.4 | N/A
Other Heating | TRV | Non Condensing Gas Boiler | N/A | 200+ | High_E | 1 | 73.6 | N/A
Other Heating | TRV | Non Condensing Gas Boiler | N/A | 200+ | Low_E | 1 | 72.9 | N/A
Other Heating | TRV | Non Condensing Gas Boiler | N/A | 200+ | High_F | 1 | 68.8 | N/A
Other Heating | TRV | Non Condensing Gas Boiler | N/A | 200+ | Low_F | 1 | 61.6 | N/A
Other Heating | TRV | Non Condensing Gas Boiler | N/A | 200+ | High_G | 1 | 48.9 | N/A
Other Heating | TRV | Non Condensing Gas Boiler | N/A | 200+ | Low_G | 1 | 32.6 | N/A
Other Heating | TRV | Non Condensing LPG Boiler | N/A | 0-72 | High_D | 1 | 35.2 | N/A
Other Heating | TRV | Non Condensing LPG Boiler | N/A | 0-72 | Low_D | 1 | 38.9 | N/A
Other Heating | TRV | Non Condensing LPG Boiler | N/A | 0-72 | High_E | 1 | 42.2 | N/A
Other Heating | TRV | Non Condensing LPG Boiler | N/A | 0-72 | Low_E | 1 | 44.1 | N/A
Other Heating | TRV | Non Condensing LPG Boiler | N/A | 0-72 | High_F | 1 | 44.8 | N/A
Other Heating | TRV | Non Condensing LPG Boiler | N/A | 0-72 | Low_F | 1 | 43.9 | N/A
Other Heating | TRV | Non Condensing LPG Boiler | N/A | 0-72 | High_G | 1 | 40.9 | N/A
Other Heating | TRV | Non Condensing LPG Boiler | N/A | 0-72 | Low_G | 1 | 36 | N/A
Other Heating | TRV | Non Condensing LPG Boiler | N/A | 73-97 | High_D | 1 | 42.8 | N/A
Other Heating | TRV | Non Condensing LPG Boiler | N/A | 73-97 | Low_D | 1 | 46.5 | N/A
Other Heating | TRV | Non Condensing LPG Boiler | N/A | 73-97 | High_E | 1 | 49.5 | N/A
Other Heating | TRV | Non Condensing LPG Boiler | N/A | 73-97 | Low_E | 1 | 50.9 | N/A
Other Heating | TRV | Non Condensing LPG Boiler | N/A | 73-97 | High_F | 1 | 50.7 | N/A
Other Heating | TRV | Non Condensing LPG Boiler | N/A | 73-97 | Low_F | 1 | 48.6 | N/A
Other Heating | TRV | Non Condensing LPG Boiler | N/A | 73-97 | High_G | 1 | 43.8 | N/A
Other Heating | TRV | Non Condensing LPG Boiler | N/A | 73-97 | Low_G | 1 | 36.9 | N/A
Other Heating | TRV | Non Condensing LPG Boiler | N/A | 98-199 | High_D | 1 | 52.3 | N/A
Other Heating | TRV | Non Condensing LPG Boiler | N/A | 98-199 | Low_D | 1 | 56.2 | N/A
Other Heating | TRV | Non Condensing LPG Boiler | N/A | 98-199 | High_E | 1 | 59.4 | N/A
Other Heating | TRV | Non Condensing LPG Boiler | N/A | 98-199 | Low_E | 1 | 60.7 | N/A
Other Heating | TRV | Non Condensing LPG Boiler | N/A | 98-199 | High_F | 1 | 60.2 | N/A
Other Heating | TRV | Non Condensing LPG Boiler | N/A | 98-199 | Low_F | 1 | 57.7 | N/A
Other Heating | TRV | Non Condensing LPG Boiler | N/A | 98-199 | High_G | 1 | 52 | N/A
Other Heating | TRV | Non Condensing LPG Boiler | N/A | 98-199 | Low_G | 1 | 44.1 | N/A
Other Heating | TRV | Non Condensing LPG Boiler | N/A | 200+ | High_D | 1 | 96.6 | N/A
Other Heating | TRV | Non Condensing LPG Boiler | N/A | 200+ | Low_D | 1 | 105.6 | N/A
Other Heating | TRV | Non Condensing LPG Boiler | N/A | 200+ | High_E | 1 | 115 | N/A
Other Heating | TRV | Non Condensing LPG Boiler | N/A | 200+ | Low_E | 1 | 122.1 | N/A
Other Heating | TRV | Non Condensing LPG Boiler | N/A | 200+ | High_F | 1 | 128.5 | N/A
Other Heating | TRV | Non Condensing LPG Boiler | N/A | 200+ | Low_F | 1 | 132.3 | N/A
Other Heating | TRV | Non Condensing LPG Boiler | N/A | 200+ | High_G | 1 | 134.1 | N/A
Other Heating | TRV | Non Condensing LPG Boiler | N/A | 200+ | Low_G | 1 | 133 | N/A
Other Heating | TRV | Condensing LPG Boiler | N/A | 0-72 | High_D | 1 | 35.6 | N/A
Other Heating | TRV | Condensing LPG Boiler | N/A | 0-72 | Low_D | 1 | 38.6 | N/A
Other Heating | TRV | Condensing LPG Boiler | N/A | 0-72 | High_E | 1 | 40.4 | N/A
Other Heating | TRV | Condensing LPG Boiler | N/A | 0-72 | Low_E | 1 | 40.2 | N/A
Other Heating | TRV | Condensing LPG Boiler | N/A | 0-72 | High_F | 1 | 37.8 | N/A
Other Heating | TRV | Condensing LPG Boiler | N/A | 0-72 | Low_F | 1 | 33.1 | N/A
Other Heating | TRV | Condensing LPG Boiler | N/A | 0-72 | High_G | 1 | 24.7 | N/A
Other Heating | TRV | Condensing LPG Boiler | N/A | 0-72 | Low_G | 1 | 13.8 | N/A
Other Heating | TRV | Condensing LPG Boiler | N/A | 73-97 | High_D | 1 | 43 | N/A
Other Heating | TRV | Condensing LPG Boiler | N/A | 73-97 | Low_D | 1 | 45.9 | N/A
Other Heating | TRV | Condensing LPG Boiler | N/A | 73-97 | High_E | 1 | 47.5 | N/A
Other Heating | TRV | Condensing LPG Boiler | N/A | 73-97 | Low_E | 1 | 46.9 | N/A
Other Heating | TRV | Condensing LPG Boiler | N/A | 73-97 | High_F | 1 | 43.5 | N/A
Other Heating | TRV | Condensing LPG Boiler | N/A | 73-97 | Low_F | 1 | 37.6 | N/A
Other Heating | TRV | Condensing LPG Boiler | N/A | 73-97 | High_G | 1 | 27.4 | N/A
Other Heating | TRV | Condensing LPG Boiler | N/A | 73-97 | Low_G | 1 | 14.3 | N/A
Other Heating | TRV | Condensing LPG Boiler | N/A | 98-199 | High_D | 1 | 51 | N/A
Other Heating | TRV | Condensing LPG Boiler | N/A | 98-199 | Low_D | 1 | 54.3 | N/A
Other Heating | TRV | Condensing LPG Boiler | N/A | 98-199 | High_E | 1 | 56.2 | N/A
Other Heating | TRV | Condensing LPG Boiler | N/A | 98-199 | Low_E | 1 | 55.8 | N/A
Other Heating | TRV | Condensing LPG Boiler | N/A | 98-199 | High_F | 1 | 52.5 | N/A
Other Heating | TRV | Condensing LPG Boiler | N/A | 98-199 | Low_F | 1 | 46.6 | N/A
Other Heating | TRV | Condensing LPG Boiler | N/A | 98-199 | High_G | 1 | 36.2 | N/A
Other Heating | TRV | Condensing LPG Boiler | N/A | 98-199 | Low_G | 1 | 22.8 | N/A
Other Heating | TRV | Condensing LPG Boiler | N/A | 200+ | High_D | 1 | 100.3 | N/A
Other Heating | TRV | Condensing LPG Boiler | N/A | 200+ | Low_D | 1 | 108.6 | N/A
Other Heating | TRV | Condensing LPG Boiler | N/A | 200+ | High_E | 1 | 115.2 | N/A
Other Heating | TRV | Condensing LPG Boiler | N/A | 200+ | Low_E | 1 | 117.8 | N/A
Other Heating | TRV | Condensing LPG Boiler | N/A | 200+ | High_F | 1 | 116.2 | N/A
Other Heating | TRV | Condensing LPG Boiler | N/A | 200+ | Low_F | 1 | 110.1 | N/A
Other Heating | TRV | Condensing LPG Boiler | N/A | 200+ | High_G | 1 | 97.2 | N/A
Other Heating | TRV | Condensing LPG Boiler | N/A | 200+ | Low_G | 1 | 79.1 | N/A
Other Heating | TRV | Non Condensing Oil Boiler | N/A | 0-72 | High_D | 1 | 31.6 | N/A
Other Heating | TRV | Non Condensing Oil Boiler | N/A | 0-72 | Low_D | 1 | 33.4 | N/A
Other Heating | TRV | Non Condensing Oil Boiler | N/A | 0-72 | High_E | 1 | 34 | N/A
Other Heating | TRV | Non Condensing Oil Boiler | N/A | 0-72 | Low_E | 1 | 32.8 | N/A
Other Heating | TRV | Non Condensing Oil Boiler | N/A | 0-72 | High_F | 1 | 29.3 | N/A
Other Heating | TRV | Non Condensing Oil Boiler | N/A | 0-72 | Low_F | 1 | 23.9 | N/A
Other Heating | TRV | Non Condensing Oil Boiler | N/A | 0-72 | High_G | 1 | 14.8 | N/A
Other Heating | TRV | Non Condensing Oil Boiler | N/A | 0-72 | Low_G | 1 | 3.6 | N/A
Other Heating | TRV | Non Condensing Oil Boiler | N/A | 73-97 | High_D | 1 | 39 | N/A
Other Heating | TRV | Non Condensing Oil Boiler | N/A | 73-97 | Low_D | 1 | 41.1 | N/A
Other Heating | TRV | Non Condensing Oil Boiler | N/A | 73-97 | High_E | 1 | 41.7 | N/A
Other Heating | TRV | Non Condensing Oil Boiler | N/A | 73-97 | Low_E | 1 | 40.2 | N/A
Other Heating | TRV | Non Condensing Oil Boiler | N/A | 73-97 | High_F | 1 | 35.7 | N/A
Other Heating | TRV | Non Condensing Oil Boiler | N/A | 73-97 | Low_F | 1 | 28.9 | N/A
Other Heating | TRV | Non Condensing Oil Boiler | N/A | 73-97 | High_G | 1 | 17.7 | N/A
Other Heating | TRV | Non Condensing Oil Boiler | N/A | 73-97 | Low_G | 1 | 3.7 | N/A
Other Heating | TRV | Non Condensing Oil Boiler | N/A | 98-199 | High_D | 1 | 43.5 | N/A
Other Heating | TRV | Non Condensing Oil Boiler | N/A | 98-199 | Low_D | 1 | 46 | N/A
Other Heating | TRV | Non Condensing Oil Boiler | N/A | 98-199 | High_E | 1 | 47.3 | N/A
Other Heating | TRV | Non Condensing Oil Boiler | N/A | 98-199 | Low_E | 1 | 46.7 | N/A
Other Heating | TRV | Non Condensing Oil Boiler | N/A | 98-199 | High_F | 1 | 43.7 | N/A
Other Heating | TRV | Non Condensing Oil Boiler | N/A | 98-199 | Low_F | 1 | 38.5 | N/A
Other Heating | TRV | Non Condensing Oil Boiler | N/A | 98-199 | High_G | 1 | 29.4 | N/A
Other Heating | TRV | Non Condensing Oil Boiler | N/A | 98-199 | Low_G | 1 | 17.9 | N/A
Other Heating | TRV | Non Condensing Oil Boiler | N/A | 200+ | High_D | 1 | 92.5 | N/A
Other Heating | TRV | Non Condensing Oil Boiler | N/A | 200+ | Low_D | 1 | 99.4 | N/A
Other Heating | TRV | Non Condensing Oil Boiler | N/A | 200+ | High_E | 1 | 104.2 | N/A
Other Heating | TRV | Non Condensing Oil Boiler | N/A | 200+ | Low_E | 1 | 104.9 | N/A
Other Heating | TRV | Non Condensing Oil Boiler | N/A | 200+ | High_F | 1 | 101.1 | N/A
Other Heating | TRV | Non Condensing Oil Boiler | N/A | 200+ | Low_F | 1 | 92.8 | N/A
Other Heating | TRV | Non Condensing Oil Boiler | N/A | 200+ | High_G | 1 | 77.1 | N/A
Other Heating | TRV | Non Condensing Oil Boiler | N/A | 200+ | Low_G | 1 | 56.3 | N/A
Other Heating | TRV | Condensing Oil Boiler | N/A | 0-72 | High_D | 1 | 29 | N/A
Other Heating | TRV | Condensing Oil Boiler | N/A | 0-72 | Low_D | 1 | 31.7 | N/A
Other Heating | TRV | Condensing Oil Boiler | N/A | 0-72 | High_E | 1 | 34.1 | N/A
Other Heating | TRV | Condensing Oil Boiler | N/A | 0-72 | Low_E | 1 | 35.5 | N/A
Other Heating | TRV | Condensing Oil Boiler | N/A | 0-72 | High_F | 1 | 36 | N/A
Other Heating | TRV | Condensing Oil Boiler | N/A | 0-72 | Low_F | 1 | 35.3 | N/A
Other Heating | TRV | Condensing Oil Boiler | N/A | 0-72 | High_G | 1 | 33.1 | N/A
Other Heating | TRV | Condensing Oil Boiler | N/A | 0-72 | Low_G | 1 | 29.6 | N/A
Other Heating | TRV | Condensing Oil Boiler | N/A | 73-97 | High_D | 1 | 34.4 | N/A
Other Heating | TRV | Condensing Oil Boiler | N/A | 73-97 | Low_D | 1 | 36.6 | N/A
Other Heating | TRV | Condensing Oil Boiler | N/A | 73-97 | High_E | 1 | 38 | N/A
Other Heating | TRV | Condensing Oil Boiler | N/A | 73-97 | Low_E | 1 | 37.8 | N/A
Other Heating | TRV | Condensing Oil Boiler | N/A | 73-97 | High_F | 1 | 35.9 | N/A
Other Heating | TRV | Condensing Oil Boiler | N/A | 73-97 | Low_F | 1 | 32.3 | N/A
Other Heating | TRV | Condensing Oil Boiler | N/A | 73-97 | High_G | 1 | 25.9 | N/A
Other Heating | TRV | Condensing Oil Boiler | N/A | 73-97 | Low_G | 1 | 17.5 | N/A
Other Heating | TRV | Condensing Oil Boiler | N/A | 98-199 | High_D | 1 | 39.6 | N/A
Other Heating | TRV | Condensing Oil Boiler | N/A | 98-199 | Low_D | 1 | 42.1 | N/A
Other Heating | TRV | Condensing Oil Boiler | N/A | 98-199 | High_E | 1 | 43.9 | N/A
Other Heating | TRV | Condensing Oil Boiler | N/A | 98-199 | Low_E | 1 | 44.2 | N/A
Other Heating | TRV | Condensing Oil Boiler | N/A | 98-199 | High_F | 1 | 42.7 | N/A
Other Heating | TRV | Condensing Oil Boiler | N/A | 98-199 | Low_F | 1 | 39.6 | N/A
Other Heating | TRV | Condensing Oil Boiler | N/A | 98-199 | High_G | 1 | 33.7 | N/A
Other Heating | TRV | Condensing Oil Boiler | N/A | 98-199 | Low_G | 1 | 25.9 | N/A
Other Heating | TRV | Condensing Oil Boiler | N/A | 200+ | High_D | 1 | 85.2 | N/A
Other Heating | TRV | Condensing Oil Boiler | N/A | 200+ | Low_D | 1 | 91.5 | N/A
Other Heating | TRV | Condensing Oil Boiler | N/A | 200+ | High_E | 1 | 96 | N/A
Other Heating | TRV | Condensing Oil Boiler | N/A | 200+ | Low_E | 1 | 97 | N/A
Other Heating | TRV | Condensing Oil Boiler | N/A | 200+ | High_F | 1 | 94.1 | N/A
Other Heating | TRV | Condensing Oil Boiler | N/A | 200+ | Low_F | 1 | 87.4 | N/A
Other Heating | TRV | Condensing Oil Boiler | N/A | 200+ | High_G | 1 | 74.3 | N/A
Other Heating | TRV | Condensing Oil Boiler | N/A | 200+ | Low_G | 1 | 56.9 | N/A
Other Heating | TRV | Electric Boiler | N/A | 0-72 | High_D | 1 | 27.7 | N/A
Other Heating | TRV | Electric Boiler | N/A | 0-72 | Low_D | 1 | 29.4 | N/A
Other Heating | TRV | Electric Boiler | N/A | 0-72 | High_E | 1 | 30 | N/A
Other Heating | TRV | Electric Boiler | N/A | 0-72 | Low_E | 1 | 29 | N/A
Other Heating | TRV | Electric Boiler | N/A | 0-72 | High_F | 1 | 25.7 | N/A
Other Heating | TRV | Electric Boiler | N/A | 0-72 | Low_F | 1 | 20.7 | N/A
Other Heating | TRV | Electric Boiler | N/A | 0-72 | High_G | 1 | 12.3 | N/A
Other Heating | TRV | Electric Boiler | N/A | 0-72 | Low_G | 1 | 1.9 | N/A
Other Heating | TRV | Electric Boiler | N/A | 73-97 | High_D | 1 | 32.6 | N/A
Other Heating | TRV | Electric Boiler | N/A | 73-97 | Low_D | 1 | 34.5 | N/A
Other Heating | TRV | Electric Boiler | N/A | 73-97 | High_E | 1 | 35.3 | N/A
Other Heating | TRV | Electric Boiler | N/A | 73-97 | Low_E | 1 | 34.4 | N/A
Other Heating | TRV | Electric Boiler | N/A | 73-97 | High_F | 1 | 31.3 | N/A
Other Heating | TRV | Electric Boiler | N/A | 73-97 | Low_F | 1 | 26.3 | N/A
Other Heating | TRV | Electric Boiler | N/A | 73-97 | High_G | 1 | 17.8 | N/A
Other Heating | TRV | Electric Boiler | N/A | 73-97 | Low_G | 1 | 7.2 | N/A
Other Heating | TRV | Electric Boiler | N/A | 98-199 | High_D | 1 | 39.7 | N/A
Other Heating | TRV | Electric Boiler | N/A | 98-199 | Low_D | 1 | 41.5 | N/A
Other Heating | TRV | Electric Boiler | N/A | 98-199 | High_E | 1 | 41.8 | N/A
Other Heating | TRV | Electric Boiler | N/A | 98-199 | Low_E | 1 | 40.3 | N/A
Other Heating | TRV | Electric Boiler | N/A | 98-199 | High_F | 1 | 36 | N/A
Other Heating | TRV | Electric Boiler | N/A | 98-199 | Low_F | 1 | 29.5 | N/A
Other Heating | TRV | Electric Boiler | N/A | 98-199 | High_G | 1 | 18.9 | N/A
Other Heating | TRV | Electric Boiler | N/A | 98-199 | Low_G | 1 | 5.8 | N/A
Other Heating | TRV | Electric Boiler | N/A | 200+ | High_D | 1 | 83 | N/A
Other Heating | TRV | Electric Boiler | N/A | 200+ | Low_D | 1 | 90.1 | N/A
Other Heating | TRV | Electric Boiler | N/A | 200+ | High_E | 1 | 96.1 | N/A
Other Heating | TRV | Electric Boiler | N/A | 200+ | Low_E | 1 | 99 | N/A
Other Heating | TRV | Electric Boiler | N/A | 200+ | High_F | 1 | 99.1 | N/A
Other Heating | TRV | Electric Boiler | N/A | 200+ | Low_F | 1 | 95.6 | N/A
Other Heating | TRV | Electric Boiler | N/A | 200+ | High_G | 1 | 87.2 | N/A
Other Heating | TRV | Electric Boiler | N/A | 200+ | Low_G | 1 | 74.9 | N/A
Other Heating | TRV | Solid Fossil Boiler | N/A | 0-72 | High_D | 1 | 33.8 | N/A
Other Heating | TRV | Solid Fossil Boiler | N/A | 0-72 | Low_D | 1 | 35.6 | N/A
Other Heating | TRV | Solid Fossil Boiler | N/A | 0-72 | High_E | 1 | 36 | N/A
Other Heating | TRV | Solid Fossil Boiler | N/A | 0-72 | Low_E | 1 | 34.6 | N/A
Other Heating | TRV | Solid Fossil Boiler | N/A | 0-72 | High_F | 1 | 30.4 | N/A
Other Heating | TRV | Solid Fossil Boiler | N/A | 0-72 | Low_F | 1 | 24.1 | N/A
Other Heating | TRV | Solid Fossil Boiler | N/A | 0-72 | High_G | 1 | 13.8 | N/A
Other Heating | TRV | Solid Fossil Boiler | N/A | 0-72 | Low_G | 1 | 1 | N/A
Other Heating | TRV | Solid Fossil Boiler | N/A | 73-97 | High_D | 1 | 41.4 | N/A
Other Heating | TRV | Solid Fossil Boiler | N/A | 73-97 | Low_D | 1 | 44.1 | N/A
Other Heating | TRV | Solid Fossil Boiler | N/A | 73-97 | High_E | 1 | 45.4 | N/A
Other Heating | TRV | Solid Fossil Boiler | N/A | 73-97 | Low_E | 1 | 44.7 | N/A
Other Heating | TRV | Solid Fossil Boiler | N/A | 73-97 | High_F | 1 | 41.2 | N/A
Other Heating | TRV | Solid Fossil Boiler | N/A | 73-97 | Low_F | 1 | 35.5 | N/A
Other Heating | TRV | Solid Fossil Boiler | N/A | 73-97 | High_G | 1 | 25.6 | N/A
Other Heating | TRV | Solid Fossil Boiler | N/A | 73-97 | Low_G | 1 | 13 | N/A
Other Heating | TRV | Solid Fossil Boiler | N/A | 98-199 | High_D | 1 | 46.7 | N/A
Other Heating | TRV | Solid Fossil Boiler | N/A | 98-199 | Low_D | 1 | 49.5 | N/A
Other Heating | TRV | Solid Fossil Boiler | N/A | 98-199 | High_E | 1 | 50.8 | N/A
Other Heating | TRV | Solid Fossil Boiler | N/A | 98-199 | Low_E | 1 | 49.9 | N/A
Other Heating | TRV | Solid Fossil Boiler | N/A | 98-199 | High_F | 1 | 46.1 | N/A
Other Heating | TRV | Solid Fossil Boiler | N/A | 98-199 | Low_F | 1 | 39.7 | N/A
Other Heating | TRV | Solid Fossil Boiler | N/A | 98-199 | High_G | 1 | 28.9 | N/A
Other Heating | TRV | Solid Fossil Boiler | N/A | 98-199 | Low_G | 1 | 15.2 | N/A
Other Heating | TRV | Solid Fossil Boiler | N/A | 200+ | High_D | 1 | 96.8 | N/A
Other Heating | TRV | Solid Fossil Boiler | N/A | 200+ | Low_D | 1 | 104.6 | N/A
Other Heating | TRV | Solid Fossil Boiler | N/A | 200+ | High_E | 1 | 110.5 | N/A
Other Heating | TRV | Solid Fossil Boiler | N/A | 200+ | Low_E | 1 | 112 | N/A
Other Heating | TRV | Solid Fossil Boiler | N/A | 200+ | High_F | 1 | 109 | N/A
Other Heating | TRV | Solid Fossil Boiler | N/A | 200+ | Low_F | 1 | 101.2 | N/A
Other Heating | TRV | Solid Fossil Boiler | N/A | 200+ | High_G | 1 | 86 | N/A
Other Heating | TRV | Solid Fossil Boiler | N/A | 200+ | Low_G | 1 | 65.3 | N/A
Other Heating | TTZC | Condensing Gas Boiler | N/A | 0-72 | High_D | 1 | 41.3 | N/A
Other Heating | TTZC | Condensing Gas Boiler | N/A | 0-72 | Low_D | 1 | 50.5 | N/A
Other Heating | TTZC | Condensing Gas Boiler | N/A | 0-72 | High_E | 1 | 62 | N/A
Other Heating | TTZC | Condensing Gas Boiler | N/A | 0-72 | Low_E | 1 | 72.9 | N/A
Other Heating | TTZC | Condensing Gas Boiler | N/A | 0-72 | High_F | 1 | 86.1 | N/A
Other Heating | TTZC | Condensing Gas Boiler | N/A | 0-72 | Low_F | 1 | 98.8 | N/A
Other Heating | TTZC | Condensing Gas Boiler | N/A | 0-72 | High_G | 1 | 114 | N/A
Other Heating | TTZC | Condensing Gas Boiler | N/A | 0-72 | Low_G | 1 | 128.6 | N/A
Other Heating | TTZC | Condensing Gas Boiler | N/A | 73-97 | High_D | 1 | 55.8 | N/A
Other Heating | TTZC | Condensing Gas Boiler | N/A | 73-97 | Low_D | 1 | 69.4 | N/A
Other Heating | TTZC | Condensing Gas Boiler | N/A | 73-97 | High_E | 1 | 87 | N/A
Other Heating | TTZC | Condensing Gas Boiler | N/A | 73-97 | Low_E | 1 | 104.4 | N/A
Other Heating | TTZC | Condensing Gas Boiler | N/A | 73-97 | High_F | 1 | 126.3 | N/A
Other Heating | TTZC | Condensing Gas Boiler | N/A | 73-97 | Low_F | 1 | 148.1 | N/A
Other Heating | TTZC | Condensing Gas Boiler | N/A | 73-97 | High_G | 1 | 175 | N/A
Other Heating | TTZC | Condensing Gas Boiler | N/A | 73-97 | Low_G | 1 | 202 | N/A
Other Heating | TTZC | Condensing Gas Boiler | N/A | 98-199 | High_D | 1 | 65.9 | N/A
Other Heating | TTZC | Condensing Gas Boiler | N/A | 98-199 | Low_D | 1 | 81 | N/A
Other Heating | TTZC | Condensing Gas Boiler | N/A | 98-199 | High_E | 1 | 100.1 | N/A
Other Heating | TTZC | Condensing Gas Boiler | N/A | 98-199 | Low_E | 1 | 118.8 | N/A
Other Heating | TTZC | Condensing Gas Boiler | N/A | 98-199 | High_F | 1 | 142 | N/A
Other Heating | TTZC | Condensing Gas Boiler | N/A | 98-199 | Low_F | 1 | 164.7 | N/A
Other Heating | TTZC | Condensing Gas Boiler | N/A | 98-199 | High_G | 1 | 192.6 | N/A
Other Heating | TTZC | Condensing Gas Boiler | N/A | 98-199 | Low_G | 1 | 220 | N/A
Other Heating | TTZC | Condensing Gas Boiler | N/A | 200+ | High_D | 1 | 134.6 | N/A
Other Heating | TTZC | Condensing Gas Boiler | N/A | 200+ | Low_D | 1 | 175.2 | N/A
Other Heating | TTZC | Condensing Gas Boiler | N/A | 200+ | High_E | 1 | 214.3 | N/A
Other Heating | TTZC | Condensing Gas Boiler | N/A | 200+ | Low_E | 1 | 258 | N/A
Other Heating | TTZC | Condensing Gas Boiler | N/A | 200+ | High_F | 1 | 318.4 | N/A
Other Heating | TTZC | Condensing Gas Boiler | N/A | 200+ | Low_F | 1 | 367.7 | N/A
Other Heating | TTZC | Condensing Gas Boiler | N/A | 200+ | High_G | 1 | 419.8 | N/A
Other Heating | TTZC | Condensing Gas Boiler | N/A | 200+ | Low_G | 1 | 471.8 | N/A
Other Heating | TTZC | Non Condensing Gas Boiler | N/A | 0-72 | High_D | 1 | 41.2 | N/A
Other Heating | TTZC | Non Condensing Gas Boiler | N/A | 0-72 | Low_D | 1 | 50.6 | N/A
Other Heating | TTZC | Non Condensing Gas Boiler | N/A | 0-72 | High_E | 1 | 62.6 | N/A
Other Heating | TTZC | Non Condensing Gas Boiler | N/A | 0-72 | Low_E | 1 | 74.1 | N/A
Other Heating | TTZC | Non Condensing Gas Boiler | N/A | 0-72 | High_F | 1 | 88.3 | N/A
Other Heating | TTZC | Non Condensing Gas Boiler | N/A | 0-72 | Low_F | 1 | 102.2 | N/A
Other Heating | TTZC | Non Condensing Gas Boiler | N/A | 0-72 | High_G | 1 | 119 | N/A
Other Heating | TTZC | Non Condensing Gas Boiler | N/A | 0-72 | Low_G | 1 | 135.5 | N/A
Other Heating | TTZC | Non Condensing Gas Boiler | N/A | 73-97 | High_D | 1 | 51.1 | N/A
Other Heating | TTZC | Non Condensing Gas Boiler | N/A | 73-97 | Low_D | 1 | 65 | N/A
Other Heating | TTZC | Non Condensing Gas Boiler | N/A | 73-97 | High_E | 1 | 83.7 | N/A
Other Heating | TTZC | Non Condensing Gas Boiler | N/A | 73-97 | Low_E | 1 | 102.7 | N/A
Other Heating | TTZC | Non Condensing Gas Boiler | N/A | 73-97 | High_F | 1 | 127.6 | N/A
Other Heating | TTZC | Non Condensing Gas Boiler | N/A | 73-97 | Low_F | 1 | 153 | N/A
Other Heating | TTZC | Non Condensing Gas Boiler | N/A | 73-97 | High_G | 1 | 185.4 | N/A
Other Heating | TTZC | Non Condensing Gas Boiler | N/A | 73-97 | Low_G | 1 | 218.6 | N/A
Other Heating | TTZC | Non Condensing Gas Boiler | N/A | 98-199 | High_D | 1 | 59.6 | N/A
Other Heating | TTZC | Non Condensing Gas Boiler | N/A | 98-199 | Low_D | 1 | 75.4 | N/A
Other Heating | TTZC | Non Condensing Gas Boiler | N/A | 98-199 | High_E | 1 | 97.1 | N/A
Other Heating | TTZC | Non Condensing Gas Boiler | N/A | 98-199 | Low_E | 1 | 119.4 | N/A
Other Heating | TTZC | Non Condensing Gas Boiler | N/A | 98-199 | High_F | 1 | 149 | N/A
Other Heating | TTZC | Non Condensing Gas Boiler | N/A | 98-199 | Low_F | 1 | 179.5 | N/A
Other Heating | TTZC | Non Condensing Gas Boiler | N/A | 98-199 | High_G | 1 | 218.8 | N/A
Other Heating | TTZC | Non Condensing Gas Boiler | N/A | 98-199 | Low_G | 1 | 259.5 | N/A
Other Heating | TTZC | Non Condensing Gas Boiler | N/A | 200+ | High_D | 1 | 127.7 | N/A
Other Heating | TTZC | Non Condensing Gas Boiler | N/A | 200+ | Low_D | 1 | 160.8 | N/A
Other Heating | TTZC | Non Condensing Gas Boiler | N/A | 200+ | High_E | 1 | 205.8 | N/A
Other Heating | TTZC | Non Condensing Gas Boiler | N/A | 200+ | Low_E | 1 | 252.2 | N/A
Other Heating | TTZC | Non Condensing Gas Boiler | N/A | 200+ | High_F | 1 | 313.3 | N/A
Other Heating | TTZC | Non Condensing Gas Boiler | N/A | 200+ | Low_F | 1 | 376.4 | N/A
Other Heating | TTZC | Non Condensing Gas Boiler | N/A | 200+ | High_G | 1 | 457.5 | N/A
Other Heating | TTZC | Non Condensing Gas Boiler | N/A | 200+ | Low_G | 1 | 541.2 | N/A
Other Heating | TTZC | Non Condensing LPG Boiler | N/A | 0-72 | High_D | 1 | 28.1 | N/A
Other Heating | TTZC | Non Condensing LPG Boiler | N/A | 0-72 | Low_D | 1 | 37.7 | N/A
Other Heating | TTZC | Non Condensing LPG Boiler | N/A | 0-72 | High_E | 1 | 52.1 | N/A
Other Heating | TTZC | Non Condensing LPG Boiler | N/A | 0-72 | Low_E | 1 | 68.1 | N/A
Other Heating | TTZC | Non Condensing LPG Boiler | N/A | 0-72 | High_F | 1 | 90.5 | N/A
Other Heating | TTZC | Non Condensing LPG Boiler | N/A | 0-72 | Low_F | 1 | 114.8 | N/A
Other Heating | TTZC | Non Condensing LPG Boiler | N/A | 0-72 | High_G | 1 | 147.5 | N/A
Other Heating | TTZC | Non Condensing LPG Boiler | N/A | 0-72 | Low_G | 1 | 182.5 | N/A
Other Heating | TTZC | Non Condensing LPG Boiler | N/A | 73-97 | High_D | 1 | 27.6 | N/A
Other Heating | TTZC | Non Condensing LPG Boiler | N/A | 73-97 | Low_D | 1 | 39.9 | N/A
Other Heating | TTZC | Non Condensing LPG Boiler | N/A | 73-97 | High_E | 1 | 59.9 | N/A
Other Heating | TTZC | Non Condensing LPG Boiler | N/A | 73-97 | Low_E | 1 | 83.4 | N/A
Other Heating | TTZC | Non Condensing LPG Boiler | N/A | 73-97 | High_F | 1 | 117.9 | N/A
Other Heating | TTZC | Non Condensing LPG Boiler | N/A | 73-97 | Low_F | 1 | 156.7 | N/A
Other Heating | TTZC | Non Condensing LPG Boiler | N/A | 73-97 | High_G | 1 | 210.1 | N/A
Other Heating | TTZC | Non Condensing LPG Boiler | N/A | 73-97 | Low_G | 1 | 268.6 | N/A
Other Heating | TTZC | Non Condensing LPG Boiler | N/A | 98-199 | High_D | 1 | 31.5 | N/A
Other Heating | TTZC | Non Condensing LPG Boiler | N/A | 98-199 | Low_D | 1 | 44.4 | N/A
Other Heating | TTZC | Non Condensing LPG Boiler | N/A | 98-199 | High_E | 1 | 65.9 | N/A
Other Heating | TTZC | Non Condensing LPG Boiler | N/A | 98-199 | Low_E | 1 | 91.9 | N/A
Other Heating | TTZC | Non Condensing LPG Boiler | N/A | 98-199 | High_F | 1 | 130.4 | N/A
Other Heating | TTZC | Non Condensing LPG Boiler | N/A | 98-199 | Low_F | 1 | 174.1 | N/A
Other Heating | TTZC | Non Condensing LPG Boiler | N/A | 98-199 | High_G | 1 | 234.7 | N/A
Other Heating | TTZC | Non Condensing LPG Boiler | N/A | 98-199 | Low_G | 1 | 301.4 | N/A
Other Heating | TTZC | Non Condensing LPG Boiler | N/A | 200+ | High_D | 1 | 68.1 | N/A
Other Heating | TTZC | Non Condensing LPG Boiler | N/A | 200+ | Low_D | 1 | 92.8 | N/A
Other Heating | TTZC | Non Condensing LPG Boiler | N/A | 200+ | High_E | 1 | 134.5 | N/A
Other Heating | TTZC | Non Condensing LPG Boiler | N/A | 200+ | Low_E | 1 | 184.8 | N/A
Other Heating | TTZC | Non Condensing LPG Boiler | N/A | 200+ | High_F | 1 | 259.6 | N/A
Other Heating | TTZC | Non Condensing LPG Boiler | N/A | 200+ | Low_F | 1 | 344.7 | N/A
Other Heating | TTZC | Non Condensing LPG Boiler | N/A | 200+ | High_G | 1 | 462.8 | N/A
Other Heating | TTZC | Non Condensing LPG Boiler | N/A | 200+ | Low_G | 1 | 592.9 | N/A
Other Heating | TTZC | Condensing LPG Boiler | N/A | 0-72 | High_D | 1 | 31.9 | N/A
Other Heating | TTZC | Condensing LPG Boiler | N/A | 0-72 | Low_D | 1 | 42 | N/A
Other Heating | TTZC | Condensing LPG Boiler | N/A | 0-72 | High_E | 1 | 56.4 | N/A
Other Heating | TTZC | Condensing LPG Boiler | N/A | 0-72 | Low_E | 1 | 72 | N/A
Other Heating | TTZC | Condensing LPG Boiler | N/A | 0-72 | High_F | 1 | 93.2 | N/A
Other Heating | TTZC | Condensing LPG Boiler | N/A | 0-72 | Low_F | 1 | 115.9 | N/A
Other Heating | TTZC | Condensing LPG Boiler | N/A | 0-72 | High_G | 1 | 145.9 | N/A
Other Heating | TTZC | Condensing LPG Boiler | N/A | 0-72 | Low_G | 1 | 177.5 | N/A
Other Heating | TTZC | Condensing LPG Boiler | N/A | 73-97 | High_D | 1 | 34.8 | N/A
Other Heating | TTZC | Condensing LPG Boiler | N/A | 73-97 | Low_D | 1 | 47.7 | N/A
Other Heating | TTZC | Condensing LPG Boiler | N/A | 73-97 | High_E | 1 | 67.4 | N/A
Other Heating | TTZC | Condensing LPG Boiler | N/A | 73-97 | Low_E | 1 | 89.7 | N/A
Other Heating | TTZC | Condensing LPG Boiler | N/A | 73-97 | High_F | 1 | 121.5 | N/A
Other Heating | TTZC | Condensing LPG Boiler | N/A | 73-97 | Low_F | 1 | 156.5 | N/A
Other Heating | TTZC | Condensing LPG Boiler | N/A | 73-97 | High_G | 1 | 203.9 | N/A
Other Heating | TTZC | Condensing LPG Boiler | N/A | 73-97 | Low_G | 1 | 255.2 | N/A
Other Heating | TTZC | Condensing LPG Boiler | N/A | 98-199 | High_D | 1 | 42.3 | N/A
Other Heating | TTZC | Condensing LPG Boiler | N/A | 98-199 | Low_D | 1 | 56.5 | N/A
Other Heating | TTZC | Condensing LPG Boiler | N/A | 98-199 | High_E | 1 | 78.6 | N/A
Other Heating | TTZC | Condensing LPG Boiler | N/A | 98-199 | Low_E | 1 | 103.9 | N/A
Other Heating | TTZC | Condensing LPG Boiler | N/A | 98-199 | High_F | 1 | 140.1 | N/A
Other Heating | TTZC | Condensing LPG Boiler | N/A | 98-199 | Low_F | 1 | 180.2 | N/A
Other Heating | TTZC | Condensing LPG Boiler | N/A | 98-199 | High_G | 1 | 234.7 | N/A
Other Heating | TTZC | Condensing LPG Boiler | N/A | 98-199 | Low_G | 1 | 293.8 | N/A
Other Heating | TTZC | Condensing LPG Boiler | N/A | 200+ | High_D | 1 | 85 | N/A
Other Heating | TTZC | Condensing LPG Boiler | N/A | 200+ | Low_D | 1 | 113.3 | N/A
Other Heating | TTZC | Condensing LPG Boiler | N/A | 200+ | High_E | 1 | 157.7 | N/A
Other Heating | TTZC | Condensing LPG Boiler | N/A | 200+ | Low_E | 1 | 208.9 | N/A
Other Heating | TTZC | Condensing LPG Boiler | N/A | 200+ | High_F | 1 | 282.8 | N/A
Other Heating | TTZC | Condensing LPG Boiler | N/A | 200+ | Low_F | 1 | 364.8 | N/A
Other Heating | TTZC | Condensing LPG Boiler | N/A | 200+ | High_G | 1 | 476.8 | N/A
Other Heating | TTZC | Condensing LPG Boiler | N/A | 200+ | Low_G | 1 | 598.4 | N/A
Other Heating | TTZC | Non Condensing Oil Boiler | N/A | 0-72 | High_D | 1 | 46.3 | N/A
Other Heating | TTZC | Non Condensing Oil Boiler | N/A | 0-72 | Low_D | 1 | 57.2 | N/A
Other Heating | TTZC | Non Condensing Oil Boiler | N/A | 0-72 | High_E | 1 | 71.4 | N/A
Other Heating | TTZC | Non Condensing Oil Boiler | N/A | 0-72 | Low_E | 1 | 85.5 | N/A
Other Heating | TTZC | Non Condensing Oil Boiler | N/A | 0-72 | High_F | 1 | 103.4 | N/A
Other Heating | TTZC | Non Condensing Oil Boiler | N/A | 0-72 | Low_F | 1 | 121.2 | N/A
Other Heating | TTZC | Non Condensing Oil Boiler | N/A | 0-72 | High_G | 1 | 143.4 | N/A
Other Heating | TTZC | Non Condensing Oil Boiler | N/A | 0-72 | Low_G | 1 | 165.7 | N/A
Other Heating | TTZC | Non Condensing Oil Boiler | N/A | 73-97 | High_D | 1 | 51.8 | N/A
Other Heating | TTZC | Non Condensing Oil Boiler | N/A | 73-97 | Low_D | 1 | 66.6 | N/A
Other Heating | TTZC | Non Condensing Oil Boiler | N/A | 73-97 | High_E | 1 | 87.3 | N/A
Other Heating | TTZC | Non Condensing Oil Boiler | N/A | 73-97 | Low_E | 1 | 109 | N/A
Other Heating | TTZC | Non Condensing Oil Boiler | N/A | 73-97 | High_F | 1 | 138 | N/A
Other Heating | TTZC | Non Condensing Oil Boiler | N/A | 73-97 | Low_F | 1 | 168.5 | N/A
Other Heating | TTZC | Non Condensing Oil Boiler | N/A | 73-97 | High_G | 1 | 208.1 | N/A
Other Heating | TTZC | Non Condensing Oil Boiler | N/A | 73-97 | Low_G | 1 | 249.4 | N/A
Other Heating | TTZC | Non Condensing Oil Boiler | N/A | 98-199 | High_D | 1 | 62.3 | N/A
Other Heating | TTZC | Non Condensing Oil Boiler | N/A | 98-199 | Low_D | 1 | 78.6 | N/A
Other Heating | TTZC | Non Condensing Oil Boiler | N/A | 98-199 | High_E | 1 | 101.3 | N/A
Other Heating | TTZC | Non Condensing Oil Boiler | N/A | 98-199 | Low_E | 1 | 125.2 | N/A
Other Heating | TTZC | Non Condensing Oil Boiler | N/A | 98-199 | High_F | 1 | 157.1 | N/A
Other Heating | TTZC | Non Condensing Oil Boiler | N/A | 98-199 | Low_F | 1 | 190.6 | N/A
Other Heating | TTZC | Non Condensing Oil Boiler | N/A | 98-199 | High_G | 1 | 234 | N/A
Other Heating | TTZC | Non Condensing Oil Boiler | N/A | 98-199 | Low_G | 1 | 279.4 | N/A
Other Heating | TTZC | Non Condensing Oil Boiler | N/A | 200+ | High_D | 1 | 108.8 | N/A
Other Heating | TTZC | Non Condensing Oil Boiler | N/A | 200+ | Low_D | 1 | 140 | N/A
Other Heating | TTZC | Non Condensing Oil Boiler | N/A | 200+ | High_E | 1 | 185.3 | N/A
Other Heating | TTZC | Non Condensing Oil Boiler | N/A | 200+ | Low_E | 1 | 234.9 | N/A
Other Heating | TTZC | Non Condensing Oil Boiler | N/A | 200+ | High_F | 1 | 303.2 | N/A
Other Heating | TTZC | Non Condensing Oil Boiler | N/A | 200+ | Low_F | 1 | 376.7 | N/A
Other Heating | TTZC | Non Condensing Oil Boiler | N/A | 200+ | High_G | 1 | 474.3 | N/A
Other Heating | TTZC | Non Condensing Oil Boiler | N/A | 200+ | Low_G | 1 | 578.2 | N/A
Other Heating | TTZC | Condensing Oil Boiler | N/A | 0-72 | High_D | 1 | 49.1 | N/A
Other Heating | TTZC | Condensing Oil Boiler | N/A | 0-72 | Low_D | 1 | 60 | N/A
Other Heating | TTZC | Condensing Oil Boiler | N/A | 0-72 | High_E | 1 | 73.8 | N/A
Other Heating | TTZC | Condensing Oil Boiler | N/A | 0-72 | Low_E | 1 | 87.2 | N/A
Other Heating | TTZC | Condensing Oil Boiler | N/A | 0-72 | High_F | 1 | 103.8 | N/A
Other Heating | TTZC | Condensing Oil Boiler | N/A | 0-72 | Low_F | 1 | 120 | N/A
Other Heating | TTZC | Condensing Oil Boiler | N/A | 0-72 | High_G | 1 | 139.7 | N/A
Other Heating | TTZC | Condensing Oil Boiler | N/A | 0-72 | Low_G | 1 | 159 | N/A
Other Heating | TTZC | Condensing Oil Boiler | N/A | 73-97 | High_D | 1 | 58.4 | N/A
Other Heating | TTZC | Condensing Oil Boiler | N/A | 73-97 | Low_D | 1 | 73.7 | N/A
Other Heating | TTZC | Condensing Oil Boiler | N/A | 73-97 | High_E | 1 | 94.3 | N/A
Other Heating | TTZC | Condensing Oil Boiler | N/A | 73-97 | Low_E | 1 | 115.4 | N/A
Other Heating | TTZC | Condensing Oil Boiler | N/A | 73-97 | High_F | 1 | 143.1 | N/A
Other Heating | TTZC | Condensing Oil Boiler | N/A | 73-97 | Low_F | 1 | 171.6 | N/A
Other Heating | TTZC | Condensing Oil Boiler | N/A | 73-97 | High_G | 1 | 208 | N/A
Other Heating | TTZC | Condensing Oil Boiler | N/A | 73-97 | Low_G | 1 | 245.4 | N/A
Other Heating | TTZC | Condensing Oil Boiler | N/A | 98-199 | High_D | 1 | 63.8 | N/A
Other Heating | TTZC | Condensing Oil Boiler | N/A | 98-199 | Low_D | 1 | 80.8 | N/A
Other Heating | TTZC | Condensing Oil Boiler | N/A | 98-199 | High_E | 1 | 104.6 | N/A
Other Heating | TTZC | Condensing Oil Boiler | N/A | 98-199 | Low_E | 1 | 129.5 | N/A
Other Heating | TTZC | Condensing Oil Boiler | N/A | 98-199 | High_F | 1 | 162.8 | N/A
Other Heating | TTZC | Condensing Oil Boiler | N/A | 98-199 | Low_F | 1 | 197.7 | N/A
Other Heating | TTZC | Condensing Oil Boiler | N/A | 98-199 | High_G | 1 | 243.1 | N/A
Other Heating | TTZC | Condensing Oil Boiler | N/A | 98-199 | Low_G | 1 | 290.4 | N/A
Other Heating | TTZC | Condensing Oil Boiler | N/A | 200+ | High_D | 1 | 122.6 | N/A
Other Heating | TTZC | Condensing Oil Boiler | N/A | 200+ | Low_D | 1 | 155.5 | N/A
Other Heating | TTZC | Condensing Oil Boiler | N/A | 200+ | High_E | 1 | 201.8 | N/A
Other Heating | TTZC | Condensing Oil Boiler | N/A | 200+ | Low_E | 1 | 251 | N/A
Other Heating | TTZC | Condensing Oil Boiler | N/A | 200+ | High_F | 1 | 317.5 | N/A
Other Heating | TTZC | Condensing Oil Boiler | N/A | 200+ | Low_F | 1 | 387.8 | N/A
Other Heating | TTZC | Condensing Oil Boiler | N/A | 200+ | High_G | 1 | 479.7 | N/A
Other Heating | TTZC | Condensing Oil Boiler | N/A | 200+ | Low_G | 1 | 576.3 | N/A
Other Heating | TTZC | Electric Boiler | N/A | 0-72 | High_D | 1 | 29.2 | N/A
Other Heating | TTZC | Electric Boiler | N/A | 0-72 | Low_D | 1 | 36 | N/A
Other Heating | TTZC | Electric Boiler | N/A | 0-72 | High_E | 1 | 44.7 | N/A
Other Heating | TTZC | Electric Boiler | N/A | 0-72 | Low_E | 1 | 53.2 | N/A
Other Heating | TTZC | Electric Boiler | N/A | 0-72 | High_F | 1 | 63.9 | N/A
Other Heating | TTZC | Electric Boiler | N/A | 0-72 | Low_F | 1 | 74.5 | N/A
Other Heating | TTZC | Electric Boiler | N/A | 0-72 | High_G | 1 | 87.5 | N/A
Other Heating | TTZC | Electric Boiler | N/A | 0-72 | Low_G | 1 | 100.4 | N/A
Other Heating | TTZC | Electric Boiler | N/A | 73-97 | High_D | 1 | 34.6 | N/A
Other Heating | TTZC | Electric Boiler | N/A | 73-97 | Low_D | 1 | 44.2 | N/A
Other Heating | TTZC | Electric Boiler | N/A | 73-97 | High_E | 1 | 57.3 | N/A
Other Heating | TTZC | Electric Boiler | N/A | 73-97 | Low_E | 1 | 71 | N/A
Other Heating | TTZC | Electric Boiler | N/A | 73-97 | High_F | 1 | 89.2 | N/A
Other Heating | TTZC | Electric Boiler | N/A | 73-97 | Low_F | 1 | 108.3 | N/A
Other Heating | TTZC | Electric Boiler | N/A | 73-97 | High_G | 1 | 132.9 | N/A
Other Heating | TTZC | Electric Boiler | N/A | 73-97 | Low_G | 1 | 158.5 | N/A
Other Heating | TTZC | Electric Boiler | N/A | 98-199 | High_D | 1 | 43.6 | N/A
Other Heating | TTZC | Electric Boiler | N/A | 98-199 | Low_D | 1 | 55.1 | N/A
Other Heating | TTZC | Electric Boiler | N/A | 98-199 | High_E | 1 | 70.9 | N/A
Other Heating | TTZC | Electric Boiler | N/A | 98-199 | Low_E | 1 | 87.4 | N/A
Other Heating | TTZC | Electric Boiler | N/A | 98-199 | High_F | 1 | 109.5 | N/A
Other Heating | TTZC | Electric Boiler | N/A | 98-199 | Low_F | 1 | 132.5 | N/A
Other Heating | TTZC | Electric Boiler | N/A | 98-199 | High_G | 1 | 162.4 | N/A
Other Heating | TTZC | Electric Boiler | N/A | 98-199 | Low_G | 1 | 193.6 | N/A
Other Heating | TTZC | Electric Boiler | N/A | 200+ | High_D | 1 | 88.8 | N/A
Other Heating | TTZC | Electric Boiler | N/A | 200+ | Low_D | 1 | 112 | N/A
Other Heating | TTZC | Electric Boiler | N/A | 200+ | High_E | 1 | 144.4 | N/A
Other Heating | TTZC | Electric Boiler | N/A | 200+ | Low_E | 1 | 178.8 | N/A
Other Heating | TTZC | Electric Boiler | N/A | 200+ | High_F | 1 | 225.1 | N/A
Other Heating | TTZC | Electric Boiler | N/A | 200+ | Low_F | 1 | 273.8 | N/A
Other Heating | TTZC | Electric Boiler | N/A | 200+ | High_G | 1 | 337.5 | N/A
Other Heating | TTZC | Electric Boiler | N/A | 200+ | Low_G | 1 | 404.3 | N/A
Other Heating | TTZC | Solid Fossil Boiler | N/A | 0-72 | High_D | 1 | 26.7 | N/A
Other Heating | TTZC | Solid Fossil Boiler | N/A | 0-72 | Low_D | 1 | 32.5 | N/A
Other Heating | TTZC | Solid Fossil Boiler | N/A | 0-72 | High_E | 1 | 39.8 | N/A
Other Heating | TTZC | Solid Fossil Boiler | N/A | 0-72 | Low_E | 1 | 46.9 | N/A
Other Heating | TTZC | Solid Fossil Boiler | N/A | 0-72 | High_F | 1 | 55.8 | N/A
Other Heating | TTZC | Solid Fossil Boiler | N/A | 0-72 | Low_F | 1 | 64.5 | N/A
Other Heating | TTZC | Solid Fossil Boiler | N/A | 0-72 | High_G | 1 | 75.2 | N/A
Other Heating | TTZC | Solid Fossil Boiler | N/A | 0-72 | Low_G | 1 | 85.8 | N/A
Other Heating | TTZC | Solid Fossil Boiler | N/A | 73-97 | High_D | 1 | 29.7 | N/A
Other Heating | TTZC | Solid Fossil Boiler | N/A | 73-97 | Low_D | 1 | 37.5 | N/A
Other Heating | TTZC | Solid Fossil Boiler | N/A | 73-97 | High_E | 1 | 48.2 | N/A
Other Heating | TTZC | Solid Fossil Boiler | N/A | 73-97 | Low_E | 1 | 59.4 | N/A
Other Heating | TTZC | Solid Fossil Boiler | N/A | 73-97 | High_F | 1 | 74.2 | N/A
Other Heating | TTZC | Solid Fossil Boiler | N/A | 73-97 | Low_F | 1 | 89.7 | N/A
Other Heating | TTZC | Solid Fossil Boiler | N/A | 73-97 | High_G | 1 | 109.7 | N/A
Other Heating | TTZC | Solid Fossil Boiler | N/A | 73-97 | Low_G | 1 | 130.5 | N/A
Other Heating | TTZC | Solid Fossil Boiler | N/A | 98-199 | High_D | 1 | 35.1 | N/A
Other Heating | TTZC | Solid Fossil Boiler | N/A | 98-199 | Low_D | 1 | 43.7 | N/A
Other Heating | TTZC | Solid Fossil Boiler | N/A | 98-199 | High_E | 1 | 55.5 | N/A
Other Heating | TTZC | Solid Fossil Boiler | N/A | 98-199 | Low_E | 1 | 67.9 | N/A
Other Heating | TTZC | Solid Fossil Boiler | N/A | 98-199 | High_F | 1 | 84.3 | N/A
Other Heating | TTZC | Solid Fossil Boiler | N/A | 98-199 | Low_F | 1 | 101.5 | N/A
Other Heating | TTZC | Solid Fossil Boiler | N/A | 98-199 | High_G | 1 | 123.7 | N/A
Other Heating | TTZC | Solid Fossil Boiler | N/A | 98-199 | Low_G | 1 | 146.9 | N/A
Other Heating | TTZC | Solid Fossil Boiler | N/A | 200+ | High_D | 1 | 59.6 | N/A
Other Heating | TTZC | Solid Fossil Boiler | N/A | 200+ | Low_D | 1 | 75.9 | N/A
Other Heating | TTZC | Solid Fossil Boiler | N/A | 200+ | High_E | 1 | 99.5 | N/A
Other Heating | TTZC | Solid Fossil Boiler | N/A | 200+ | Low_E | 1 | 125.2 | N/A
Other Heating | TTZC | Solid Fossil Boiler | N/A | 200+ | High_F | 1 | 160.8 | N/A
Other Heating | TTZC | Solid Fossil Boiler | N/A | 200+ | Low_F | 1 | 199 | N/A
Other Heating | TTZC | Solid Fossil Boiler | N/A | 200+ | High_G | 1 | 249.6 | N/A
Other Heating | TTZC | Solid Fossil Boiler | N/A | 200+ | Low_G | 1 | 303.5 | N/A
Other Heating | P&RT | Air to Water ASHP | N/A | 0-72 | High_D | 1 | 22.2 | N/A
Other Heating | P&RT | Air to Water ASHP | N/A | 0-72 | Low_D | 1 | 25.4 | N/A
Other Heating | P&RT | Air to Water ASHP | N/A | 0-72 | High_E | 1 | 29.4 | N/A
Other Heating | P&RT | Air to Water ASHP | N/A | 0-72 | Low_E | 1 | 33.3 | N/A
Other Heating | P&RT | Air to Water ASHP | N/A | 0-72 | High_F | 1 | 38.1 | N/A
Other Heating | P&RT | Air to Water ASHP | N/A | 0-72 | Low_F | 1 | 42.6 | N/A
Other Heating | P&RT | Air to Water ASHP | N/A | 0-72 | High_G | 1 | 48.1 | N/A
Other Heating | P&RT | Air to Water ASHP | N/A | 0-72 | Low_G | 1 | 53.5 | N/A
Other Heating | P&RT | Air to Water ASHP | N/A | 73-97 | High_D | 1 | 24.7 | N/A
Other Heating | P&RT | Air to Water ASHP | N/A | 73-97 | Low_D | 1 | 29 | N/A
Other Heating | P&RT | Air to Water ASHP | N/A | 73-97 | High_E | 1 | 34.6 | N/A
Other Heating | P&RT | Air to Water ASHP | N/A | 73-97 | Low_E | 1 | 40.3 | N/A
Other Heating | P&RT | Air to Water ASHP | N/A | 73-97 | High_F | 1 | 47.7 | N/A
Other Heating | P&RT | Air to Water ASHP | N/A | 73-97 | Low_F | 1 | 55.2 | N/A
Other Heating | P&RT | Air to Water ASHP | N/A | 73-97 | High_G | 1 | 64.7 | N/A
Other Heating | P&RT | Air to Water ASHP | N/A | 73-97 | Low_G | 1 | 74.3 | N/A
Other Heating | P&RT | Air to Water ASHP | N/A | 98-199 | High_D | 1 | 28 | N/A
Other Heating | P&RT | Air to Water ASHP | N/A | 98-199 | Low_D | 1 | 32.6 | N/A
Other Heating | P&RT | Air to Water ASHP | N/A | 98-199 | High_E | 1 | 38.8 | N/A
Other Heating | P&RT | Air to Water ASHP | N/A | 98-199 | Low_E | 1 | 45 | N/A
Other Heating | P&RT | Air to Water ASHP | N/A | 98-199 | High_F | 1 | 53.2 | N/A
Other Heating | P&RT | Air to Water ASHP | N/A | 98-199 | Low_F | 1 | 61.6 | N/A
Other Heating | P&RT | Air to Water ASHP | N/A | 98-199 | High_G | 1 | 72.2 | N/A
Other Heating | P&RT | Air to Water ASHP | N/A | 98-199 | Low_G | 1 | 83 | N/A
Other Heating | P&RT | Air to Water ASHP | N/A | 200+ | High_D | 1 | 49.8 | N/A
Other Heating | P&RT | Air to Water ASHP | N/A | 200+ | Low_D | 1 | 57.9 | N/A
Other Heating | P&RT | Air to Water ASHP | N/A | 200+ | High_E | 1 | 69 | N/A
Other Heating | P&RT | Air to Water ASHP | N/A | 200+ | Low_E | 1 | 80.4 | N/A
Other Heating | P&RT | Air to Water ASHP | N/A | 200+ | High_F | 1 | 95.4 | N/A
Other Heating | P&RT | Air to Water ASHP | N/A | 200+ | Low_F | 1 | 111 | N/A
Other Heating | P&RT | Air to Water ASHP | N/A | 200+ | High_G | 1 | 130.9 | N/A
Other Heating | P&RT | Air to Water ASHP | N/A | 200+ | Low_G | 1 | 151.5 | N/A
Other Heating | P&RT | GSHP | N/A | 0-72 | High_D | 1 | 22.4 | N/A
Other Heating | P&RT | GSHP | N/A | 0-72 | Low_D | 1 | 25.7 | N/A
Other Heating | P&RT | GSHP | N/A | 0-72 | High_E | 1 | 29.8 | N/A
Other Heating | P&RT | GSHP | N/A | 0-72 | Low_E | 1 | 33.7 | N/A
Other Heating | P&RT | GSHP | N/A | 0-72 | High_F | 1 | 38.4 | N/A
Other Heating | P&RT | GSHP | N/A | 0-72 | Low_F | 1 | 43 | N/A
Other Heating | P&RT | GSHP | N/A | 0-72 | High_G | 1 | 48.4 | N/A
Other Heating | P&RT | GSHP | N/A | 0-72 | Low_G | 1 | 53.6 | N/A
Other Heating | P&RT | GSHP | N/A | 73-97 | High_D | 1 | 25.8 | N/A
Other Heating | P&RT | GSHP | N/A | 73-97 | Low_D | 1 | 29.9 | N/A
Other Heating | P&RT | GSHP | N/A | 73-97 | High_E | 1 | 35.1 | N/A
Other Heating | P&RT | GSHP | N/A | 73-97 | Low_E | 1 | 40.1 | N/A
Other Heating | P&RT | GSHP | N/A | 73-97 | High_F | 1 | 46.4 | N/A
Other Heating | P&RT | GSHP | N/A | 73-97 | Low_F | 1 | 52.4 | N/A
Other Heating | P&RT | GSHP | N/A | 73-97 | High_G | 1 | 59.8 | N/A
Other Heating | P&RT | GSHP | N/A | 73-97 | Low_G | 1 | 67 | N/A
Other Heating | P&RT | GSHP | N/A | 98-199 | High_D | 1 | 28.1 | N/A
Other Heating | P&RT | GSHP | N/A | 98-199 | Low_D | 1 | 32.5 | N/A
Other Heating | P&RT | GSHP | N/A | 98-199 | High_E | 1 | 38.2 | N/A
Other Heating | P&RT | GSHP | N/A | 98-199 | Low_E | 1 | 43.9 | N/A
Other Heating | P&RT | GSHP | N/A | 98-199 | High_F | 1 | 51 | N/A
Other Heating | P&RT | GSHP | N/A | 98-199 | Low_F | 1 | 58.1 | N/A
Other Heating | P&RT | GSHP | N/A | 98-199 | High_G | 1 | 66.8 | N/A
Other Heating | P&RT | GSHP | N/A | 98-199 | Low_G | 1 | 75.6 | N/A
Other Heating | P&RT | GSHP | N/A | 200+ | High_D | 1 | 50.2 | N/A
Other Heating | P&RT | GSHP | N/A | 200+ | Low_D | 1 | 58.7 | N/A
Other Heating | P&RT | GSHP | N/A | 200+ | High_E | 1 | 70.1 | N/A
Other Heating | P&RT | GSHP | N/A | 200+ | Low_E | 1 | 81.7 | N/A
Other Heating | P&RT | GSHP | N/A | 200+ | High_F | 1 | 96.8 | N/A
Other Heating | P&RT | GSHP | N/A | 200+ | Low_F | 1 | 112.3 | N/A
Other Heating | P&RT | GSHP | N/A | 200+ | High_G | 1 | 132 | N/A
Other Heating | P&RT | GSHP | N/A | 200+ | Low_G | 1 | 152.2 | N/A
Other Heating | TRV | Air to Water ASHP | N/A | 0-72 | High_D | 1 | 21.1 | N/A
Other Heating | TRV | Air to Water ASHP | N/A | 0-72 | Low_D | 1 | 21.1 | N/A
Other Heating | TRV | Air to Water ASHP | N/A | 0-72 | High_E | 1 | 19.9 | N/A
Other Heating | TRV | Air to Water ASHP | N/A | 0-72 | Low_E | 1 | 17.6 | N/A
Other Heating | TRV | Air to Water ASHP | N/A | 0-72 | High_F | 1 | 13.4 | N/A
Other Heating | TRV | Air to Water ASHP | N/A | 0-72 | Low_F | 1 | 8 | N/A
Other Heating | TRV | Air to Water ASHP | N/A | 0-72 | High_G | 1 | 0 | N/A
Other Heating | TRV | Air to Water ASHP | N/A | 0-72 | Low_G | 1 | 0 | N/A
Other Heating | TRV | Air to Water ASHP | N/A | 73-97 | High_D | 1 | 25.2 | N/A
Other Heating | TRV | Air to Water ASHP | N/A | 73-97 | Low_D | 1 | 25.1 | N/A
Other Heating | TRV | Air to Water ASHP | N/A | 73-97 | High_E | 1 | 23.6 | N/A
Other Heating | TRV | Air to Water ASHP | N/A | 73-97 | Low_E | 1 | 20.8 | N/A
Other Heating | TRV | Air to Water ASHP | N/A | 73-97 | High_F | 1 | 15.8 | N/A
Other Heating | TRV | Air to Water ASHP | N/A | 73-97 | Low_F | 1 | 9.4 | N/A
Other Heating | TRV | Air to Water ASHP | N/A | 73-97 | High_G | 1 | 0 | N/A
Other Heating | TRV | Air to Water ASHP | N/A | 73-97 | Low_G | 1 | 0 | N/A
Other Heating | TRV | Air to Water ASHP | N/A | 98-199 | High_D | 1 | 30.7 | N/A
Other Heating | TRV | Air to Water ASHP | N/A | 98-199 | Low_D | 1 | 30.5 | N/A
Other Heating | TRV | Air to Water ASHP | N/A | 98-199 | High_E | 1 | 28.6 | N/A
Other Heating | TRV | Air to Water ASHP | N/A | 98-199 | Low_E | 1 | 25.3 | N/A
Other Heating | TRV | Air to Water ASHP | N/A | 98-199 | High_F | 1 | 19.4 | N/A
Other Heating | TRV | Air to Water ASHP | N/A | 98-199 | Low_F | 1 | 11.7 | N/A
Other Heating | TRV | Air to Water ASHP | N/A | 98-199 | High_G | 1 | 0.2 | N/A
Other Heating | TRV | Air to Water ASHP | N/A | 98-199 | Low_G | 1 | 0 | N/A
Other Heating | TRV | Air to Water ASHP | N/A | 200+ | High_D | 1 | 73.6 | N/A
Other Heating | TRV | Air to Water ASHP | N/A | 200+ | Low_D | 1 | 75 | N/A
Other Heating | TRV | Air to Water ASHP | N/A | 200+ | High_E | 1 | 72.6 | N/A
Other Heating | TRV | Air to Water ASHP | N/A | 200+ | Low_E | 1 | 66.2 | N/A
Other Heating | TRV | Air to Water ASHP | N/A | 200+ | High_F | 1 | 53.1 | N/A
Other Heating | TRV | Air to Water ASHP | N/A | 200+ | Low_F | 1 | 35.4 | N/A
Other Heating | TRV | Air to Water ASHP | N/A | 200+ | High_G | 1 | 7.9 | N/A
Other Heating | TRV | Air to Water ASHP | N/A | 200+ | Low_G | 1 | 0 | N/A
Other Heating | TRV | GSHP | N/A | 0-72 | High_D | 1 | 16.6 | N/A
Other Heating | TRV | GSHP | N/A | 0-72 | Low_D | 1 | 16.1 | N/A
Other Heating | TRV | GSHP | N/A | 0-72 | High_E | 1 | 14.6 | N/A
Other Heating | TRV | GSHP | N/A | 0-72 | Low_E | 1 | 12.6 | N/A
Other Heating | TRV | GSHP | N/A | 0-72 | High_F | 1 | 9.1 | N/A
Other Heating | TRV | GSHP | N/A | 0-72 | Low_F | 1 | 4.9 | N/A
Other Heating | TRV | GSHP | N/A | 0-72 | High_G | 1 | 0 | N/A
Other Heating | TRV | GSHP | N/A | 0-72 | Low_G | 1 | 0 | N/A
Other Heating | TRV | GSHP | N/A | 73-97 | High_D | 1 | 20.2 | N/A
Other Heating | TRV | GSHP | N/A | 73-97 | Low_D | 1 | 19.6 | N/A
Other Heating | TRV | GSHP | N/A | 73-97 | High_E | 1 | 17.9 | N/A
Other Heating | TRV | GSHP | N/A | 73-97 | Low_E | 1 | 15.3 | N/A
Other Heating | TRV | GSHP | N/A | 73-97 | High_F | 1 | 11.2 | N/A
Other Heating | TRV | GSHP | N/A | 73-97 | Low_F | 1 | 6 | N/A
Other Heating | TRV | GSHP | N/A | 73-97 | High_G | 1 | 0 | N/A
Other Heating | TRV | GSHP | N/A | 73-97 | Low_G | 1 | 0 | N/A
Other Heating | TRV | GSHP | N/A | 98-199 | High_D | 1 | 23.6 | N/A
Other Heating | TRV | GSHP | N/A | 98-199 | Low_D | 1 | 22.8 | N/A
Other Heating | TRV | GSHP | N/A | 98-199 | High_E | 1 | 20.7 | N/A
Other Heating | TRV | GSHP | N/A | 98-199 | Low_E | 1 | 17.8 | N/A
Other Heating | TRV | GSHP | N/A | 98-199 | High_F | 1 | 12.9 | N/A
Other Heating | TRV | GSHP | N/A | 98-199 | Low_F | 1 | 7.1 | N/A
Other Heating | TRV | GSHP | N/A | 98-199 | High_G | 1 | 0 | N/A
Other Heating | TRV | GSHP | N/A | 98-199 | Low_G | 1 | 0 | N/A
Other Heating | TRV | GSHP | N/A | 200+ | High_D | 1 | 62 | N/A
Other Heating | TRV | GSHP | N/A | 200+ | Low_D | 1 | 62.3 | N/A
Other Heating | TRV | GSHP | N/A | 200+ | High_E | 1 | 59.3 | N/A
Other Heating | TRV | GSHP | N/A | 200+ | Low_E | 1 | 53.2 | N/A
Other Heating | TRV | GSHP | N/A | 200+ | High_F | 1 | 41.5 | N/A
Other Heating | TRV | GSHP | N/A | 200+ | Low_F | 1 | 26.3 | N/A
Other Heating | TRV | GSHP | N/A | 200+ | High_G | 1 | 2.9 | N/A
Other Heating | TRV | GSHP | N/A | 200+ | Low_G | 1 | 0 | N/A
Other Heating | TTZC | Air to Water ASHP | N/A | 0-72 | High_D | 1 | 53.5 | N/A
Other Heating | TTZC | Air to Water ASHP | N/A | 0-72 | Low_D | 1 | 64.3 | N/A
Other Heating | TTZC | Air to Water ASHP | N/A | 0-72 | High_E | 1 | 77.5 | N/A
Other Heating | TTZC | Air to Water ASHP | N/A | 0-72 | Low_E | 1 | 90 | N/A
Other Heating | TTZC | Air to Water ASHP | N/A | 0-72 | High_F | 1 | 105.1 | N/A
Other Heating | TTZC | Air to Water ASHP | N/A | 0-72 | Low_F | 1 | 119.4 | N/A
Other Heating | TTZC | Air to Water ASHP | N/A | 0-72 | High_G | 1 | 136.3 | N/A
Other Heating | TTZC | Air to Water ASHP | N/A | 0-72 | Low_G | 1 | 152.5 | N/A
Other Heating | TTZC | Air to Water ASHP | N/A | 73-97 | High_D | 1 | 63.9 | N/A
Other Heating | TTZC | Air to Water ASHP | N/A | 73-97 | Low_D | 1 | 79.1 | N/A
Other Heating | TTZC | Air to Water ASHP | N/A | 73-97 | High_E | 1 | 99.1 | N/A
Other Heating | TTZC | Air to Water ASHP | N/A | 73-97 | Low_E | 1 | 119.2 | N/A
Other Heating | TTZC | Air to Water ASHP | N/A | 73-97 | High_F | 1 | 144.9 | N/A
Other Heating | TTZC | Air to Water ASHP | N/A | 73-97 | Low_F | 1 | 170.9 | N/A
Other Heating | TTZC | Air to Water ASHP | N/A | 73-97 | High_G | 1 | 203.6 | N/A
Other Heating | TTZC | Air to Water ASHP | N/A | 73-97 | Low_G | 1 | 236.7 | N/A
Other Heating | TTZC | Air to Water ASHP | N/A | 98-199 | High_D | 1 | 72.3 | N/A
Other Heating | TTZC | Air to Water ASHP | N/A | 98-199 | Low_D | 1 | 89.2 | N/A
Other Heating | TTZC | Air to Water ASHP | N/A | 98-199 | High_E | 1 | 111.5 | N/A
Other Heating | TTZC | Air to Water ASHP | N/A | 98-199 | Low_E | 1 | 134 | N/A
Other Heating | TTZC | Air to Water ASHP | N/A | 98-199 | High_F | 1 | 162.7 | N/A
Other Heating | TTZC | Air to Water ASHP | N/A | 98-199 | Low_F | 1 | 191.8 | N/A
Other Heating | TTZC | Air to Water ASHP | N/A | 98-199 | High_G | 1 | 228.4 | N/A
Other Heating | TTZC | Air to Water ASHP | N/A | 98-199 | Low_G | 1 | 265.5 | N/A
Other Heating | TTZC | Air to Water ASHP | N/A | 200+ | High_D | 1 | 139.7 | N/A
Other Heating | TTZC | Air to Water ASHP | N/A | 200+ | Low_D | 1 | 172.9 | N/A
Other Heating | TTZC | Air to Water ASHP | N/A | 200+ | High_E | 1 | 217.7 | N/A
Other Heating | TTZC | Air to Water ASHP | N/A | 200+ | Low_E | 1 | 263.4 | N/A
Other Heating | TTZC | Air to Water ASHP | N/A | 200+ | High_F | 1 | 323.2 | N/A
Other Heating | TTZC | Air to Water ASHP | N/A | 200+ | Low_F | 1 | 384.5 | N/A
Other Heating | TTZC | Air to Water ASHP | N/A | 200+ | High_G | 1 | 462.6 | N/A
Other Heating | TTZC | Air to Water ASHP | N/A | 200+ | Low_G | 1 | 543 | N/A
Other Heating | TTZC | GSHP | N/A | 0-72 | High_D | 1 | 54.1 | N/A
Other Heating | TTZC | GSHP | N/A | 0-72 | Low_D | 1 | 64.6 | N/A
Other Heating | TTZC | GSHP | N/A | 0-72 | High_E | 1 | 77.5 | N/A
Other Heating | TTZC | GSHP | N/A | 0-72 | Low_E | 1 | 89.6 | N/A
Other Heating | TTZC | GSHP | N/A | 0-72 | High_F | 1 | 104.2 | N/A
Other Heating | TTZC | GSHP | N/A | 0-72 | Low_F | 1 | 118 | N/A
Other Heating | TTZC | GSHP | N/A | 0-72 | High_G | 1 | 134.2 | N/A
Other Heating | TTZC | GSHP | N/A | 0-72 | Low_G | 1 | 149.6 | N/A
Other Heating | TTZC | GSHP | N/A | 73-97 | High_D | 1 | 67.1 | N/A
Other Heating | TTZC | GSHP | N/A | 73-97 | Low_D | 1 | 82.8 | N/A
Other Heating | TTZC | GSHP | N/A | 73-97 | High_E | 1 | 103.4 | N/A
Other Heating | TTZC | GSHP | N/A | 73-97 | Low_E | 1 | 123.9 | N/A
Other Heating | TTZC | GSHP | N/A | 73-97 | High_F | 1 | 150.1 | N/A
Other Heating | TTZC | GSHP | N/A | 73-97 | Low_F | 1 | 176.5 | N/A
Other Heating | TTZC | GSHP | N/A | 73-97 | High_G | 1 | 209.5 | N/A
Other Heating | TTZC | GSHP | N/A | 73-97 | Low_G | 1 | 242.8 | N/A
Other Heating | TTZC | GSHP | N/A | 98-199 | High_D | 1 | 77.1 | N/A
Other Heating | TTZC | GSHP | N/A | 98-199 | Low_D | 1 | 93.9 | N/A
Other Heating | TTZC | GSHP | N/A | 98-199 | High_E | 1 | 115.4 | N/A
Other Heating | TTZC | GSHP | N/A | 98-199 | Low_E | 1 | 136.4 | N/A
Other Heating | TTZC | GSHP | N/A | 98-199 | High_F | 1 | 162.7 | N/A
Other Heating | TTZC | GSHP | N/A | 98-199 | Low_F | 1 | 188.5 | N/A
Other Heating | TTZC | GSHP | N/A | 98-199 | High_G | 1 | 220.4 | N/A
Other Heating | TTZC | GSHP | N/A | 98-199 | Low_G | 1 | 251.9 | N/A
Other Heating | TTZC | GSHP | N/A | 200+ | High_D | 1 | 147.7 | N/A
Other Heating | TTZC | GSHP | N/A | 200+ | Low_D | 1 | 181.2 | N/A
Other Heating | TTZC | GSHP | N/A | 200+ | High_E | 1 | 225.4 | N/A
Other Heating | TTZC | GSHP | N/A | 200+ | Low_E | 1 | 269.9 | N/A
Other Heating | TTZC | GSHP | N/A | 200+ | High_F | 1 | 327.1 | N/A
Other Heating | TTZC | GSHP | N/A | 200+ | Low_F | 1 | 385 | N/A
Other Heating | TTZC | GSHP | N/A | 200+ | High_G | 1 | 458 | N/A
Other Heating | TTZC | GSHP | N/A | 200+ | Low_G | 1 | 532.1 | N/A
Other Heating | TRV | DHS non-CHP | N/A | 0-72 | High_B | 1 | 19 | N/A
Other Heating | TRV | DHS non-CHP | N/A | 0-72 | Low_B | 1 | 28.2 | N/A
Other Heating | TRV | DHS non-CHP | N/A | 0-72 | High_C | 1 | 40 | N/A
Other Heating | TRV | DHS non-CHP | N/A | 0-72 | Low_C | 1 | 50.6 | N/A
Other Heating | TRV | DHS non-CHP | N/A | 0-72 | High_D | 1 | 64.3 | N/A
Other Heating | TRV | DHS non-CHP | N/A | 0-72 | Low_D | 1 | 77.3 | N/A
Other Heating | TRV | DHS non-CHP | N/A | 0-72 | High_E | 1 | 93.6 | N/A
Other Heating | TRV | DHS non-CHP | N/A | 0-72 | Low_E | 1 | 109.2 | N/A
Other Heating | TRV | DHS non-CHP | N/A | 0-72 | High_F | 1 | 128.4 | N/A
Other Heating | TRV | DHS non-CHP | N/A | 0-72 | Low_F | 1 | 146.9 | N/A
Other Heating | TRV | DHS non-CHP | N/A | 0-72 | High_G | 1 | 169.2 | N/A
Other Heating | TRV | DHS non-CHP | N/A | 0-72 | Low_G | 1 | 190.9 | N/A
Other Heating | TRV | DHS non-CHP | N/A | 73-97 | High_B | 1 | 22 | N/A
Other Heating | TRV | DHS non-CHP | N/A | 73-97 | Low_B | 1 | 32.5 | N/A
Other Heating | TRV | DHS non-CHP | N/A | 73-97 | High_C | 1 | 46.6 | N/A
Other Heating | TRV | DHS non-CHP | N/A | 73-97 | Low_C | 1 | 59.9 | N/A
Other Heating | TRV | DHS non-CHP | N/A | 73-97 | High_D | 1 | 78.2 | N/A
Other Heating | TRV | DHS non-CHP | N/A | 73-97 | Low_D | 1 | 96.4 | N/A
Other Heating | TRV | DHS non-CHP | N/A | 73-97 | High_E | 1 | 120.6 | N/A
Other Heating | TRV | DHS non-CHP | N/A | 73-97 | Low_E | 1 | 144.9 | N/A
Other Heating | TRV | DHS non-CHP | N/A | 73-97 | High_F | 1 | 176.2 | N/A
Other Heating | TRV | DHS non-CHP | N/A | 73-97 | Low_F | 1 | 208 | N/A
Other Heating | TRV | DHS non-CHP | N/A | 73-97 | High_G | 1 | 248.1 | N/A
Other Heating | TRV | DHS non-CHP | N/A | 73-97 | Low_G | 1 | 288.9 | N/A
Other Heating | TRV | DHS non-CHP | N/A | 98-199 | High_B | 1 | 29 | N/A
Other Heating | TRV | DHS non-CHP | N/A | 98-199 | Low_B | 1 | 40.9 | N/A
Other Heating | TRV | DHS non-CHP | N/A | 98-199 | High_C | 1 | 56.8 | N/A
Other Heating | TRV | DHS non-CHP | N/A | 98-199 | Low_C | 1 | 71.7 | N/A
Other Heating | TRV | DHS non-CHP | N/A | 98-199 | High_D | 1 | 92 | N/A
Other Heating | TRV | DHS non-CHP | N/A | 98-199 | Low_D | 1 | 112.2 | N/A
Other Heating | TRV | DHS non-CHP | N/A | 98-199 | High_E | 1 | 138.7 | N/A
Other Heating | TRV | DHS non-CHP | N/A | 98-199 | Low_E | 1 | 165.3 | N/A
Other Heating | TRV | DHS non-CHP | N/A | 98-199 | High_F | 1 | 199.3 | N/A
Other Heating | TRV | DHS non-CHP | N/A | 98-199 | Low_F | 1 | 233.7 | N/A
Other Heating | TRV | DHS non-CHP | N/A | 98-199 | High_G | 1 | 276.9 | N/A
Other Heating | TRV | DHS non-CHP | N/A | 98-199 | Low_G | 1 | 320.7 | N/A
Other Heating | TRV | DHS non-CHP | N/A | 200+ | High_B | 1 | 64.3 | N/A
Other Heating | TRV | DHS non-CHP | N/A | 200+ | Low_B | 1 | 84.9 | N/A
Other Heating | TRV | DHS non-CHP | N/A | 200+ | High_C | 1 | 113.7 | N/A
Other Heating | TRV | DHS non-CHP | N/A | 200+ | Low_C | 1 | 142.1 | N/A
Other Heating | TRV | DHS non-CHP | N/A | 200+ | High_D | 1 | 182.2 | N/A
Other Heating | TRV | DHS non-CHP | N/A | 200+ | Low_D | 1 | 223.3 | N/A
Other Heating | TRV | DHS non-CHP | N/A | 200+ | High_E | 1 | 279.3 | N/A
Other Heating | TRV | DHS non-CHP | N/A | 200+ | Low_E | 1 | 337.1 | N/A
Other Heating | TRV | DHS non-CHP | N/A | 200+ | High_F | 1 | 413.2 | N/A
Other Heating | TRV | DHS non-CHP | N/A | 200+ | Low_F | 1 | 491.8 | N/A
Other Heating | TRV | DHS non-CHP | N/A | 200+ | High_G | 1 | 592.6 | N/A
Other Heating | TRV | DHS non-CHP | N/A | 200+ | Low_G | 1 | 696.9 | N/A
Other Heating | TRV | DHS CHP | N/A | 0-72 | High_B | 1 | 17.8 | N/A
Other Heating | TRV | DHS CHP | N/A | 0-72 | Low_B | 1 | 27.1 | N/A
Other Heating | TRV | DHS CHP | N/A | 0-72 | High_C | 1 | 38.4 | N/A
Other Heating | TRV | DHS CHP | N/A | 0-72 | Low_C | 1 | 47.9 | N/A
Other Heating | TRV | DHS CHP | N/A | 0-72 | High_D | 1 | 59.6 | N/A
Other Heating | TRV | DHS CHP | N/A | 0-72 | Low_D | 1 | 69.9 | N/A
Other Heating | TRV | DHS CHP | N/A | 0-72 | High_E | 1 | 81.9 | N/A
Other Heating | TRV | DHS CHP | N/A | 0-72 | Low_E | 1 | 92.6 | N/A
Other Heating | TRV | DHS CHP | N/A | 0-72 | High_F | 1 | 104.5 | N/A
Other Heating | TRV | DHS CHP | N/A | 0-72 | Low_F | 1 | 114.8 | N/A
Other Heating | TRV | DHS CHP | N/A | 0-72 | High_G | 1 | 126 | N/A
Other Heating | TRV | DHS CHP | N/A | 0-72 | Low_G | 1 | 135.5 | N/A
Other Heating | TRV | DHS CHP | N/A | 73-97 | High_B | 1 | 22.1 | N/A
Other Heating | TRV | DHS CHP | N/A | 73-97 | Low_B | 1 | 33.3 | N/A
Other Heating | TRV | DHS CHP | N/A | 73-97 | High_C | 1 | 47.6 | N/A
Other Heating | TRV | DHS CHP | N/A | 73-97 | Low_C | 1 | 60.5 | N/A
Other Heating | TRV | DHS CHP | N/A | 73-97 | High_D | 1 | 77.4 | N/A
Other Heating | TRV | DHS CHP | N/A | 73-97 | Low_D | 1 | 93.5 | N/A
Other Heating | TRV | DHS CHP | N/A | 73-97 | High_E | 1 | 113.9 | N/A
Other Heating | TRV | DHS CHP | N/A | 73-97 | Low_E | 1 | 133.6 | N/A
Other Heating | TRV | DHS CHP | N/A | 73-97 | High_F | 1 | 158 | N/A
Other Heating | TRV | DHS CHP | N/A | 73-97 | Low_F | 1 | 181.7 | N/A
Other Heating | TRV | DHS CHP | N/A | 73-97 | High_G | 1 | 210.6 | N/A
Other Heating | TRV | DHS CHP | N/A | 73-97 | Low_G | 1 | 239 | N/A
Other Heating | TRV | DHS CHP | N/A | 98-199 | High_B | 1 | 29.5 | N/A
Other Heating | TRV | DHS CHP | N/A | 98-199 | Low_B | 1 | 41 | N/A
Other Heating | TRV | DHS CHP | N/A | 98-199 | High_C | 1 | 56.1 | N/A
Other Heating | TRV | DHS CHP | N/A | 98-199 | Low_C | 1 | 70.3 | N/A
Other Heating | TRV | DHS CHP | N/A | 98-199 | High_D | 1 | 89.3 | N/A
Other Heating | TRV | DHS CHP | N/A | 98-199 | Low_D | 1 | 108 | N/A
Other Heating | TRV | DHS CHP | N/A | 98-199 | High_E | 1 | 132.4 | N/A
Other Heating | TRV | DHS CHP | N/A | 98-199 | Low_E | 1 | 156.7 | N/A
Other Heating | TRV | DHS CHP | N/A | 98-199 | High_F | 1 | 187.6 | N/A
Other Heating | TRV | DHS CHP | N/A | 98-199 | Low_F | 1 | 218.5 | N/A
Other Heating | TRV | DHS CHP | N/A | 98-199 | High_G | 1 | 257.1 | N/A
Other Heating | TRV | DHS CHP | N/A | 98-199 | Low_G | 1 | 296 | N/A
Other Heating | TRV | DHS CHP | N/A | 200+ | High_B | 1 | 64.6 | N/A
Other Heating | TRV | DHS CHP | N/A | 200+ | Low_B | 1 | 88.9 | N/A
Other Heating | TRV | DHS CHP | N/A | 200+ | High_C | 1 | 121 | N/A
Other Heating | TRV | DHS CHP | N/A | 200+ | Low_C | 1 | 150.9 | N/A
Other Heating | TRV | DHS CHP | N/A | 200+ | High_D | 1 | 191.2 | N/A
Other Heating | TRV | DHS CHP | N/A | 200+ | Low_D | 1 | 230.7 | N/A
Other Heating | TRV | DHS CHP | N/A | 200+ | High_E | 1 | 282.3 | N/A
Other Heating | TRV | DHS CHP | N/A | 200+ | Low_E | 1 | 333.7 | N/A
Other Heating | TRV | DHS CHP | N/A | 200+ | High_F | 1 | 399 | N/A
Other Heating | TRV | DHS CHP | N/A | 200+ | Low_F | 1 | 464.4 | N/A
Other Heating | TRV | DHS CHP | N/A | 200+ | High_G | 1 | 545.9 | N/A
Other Heating | TRV | DHS CHP | N/A | 200+ | Low_G | 1 | 628.1 | N/A
Other Heating | Compensation_nopreHCs | Condensing Gas Boiler | N/A | 0-72 | High_D | 1 | 18.5 | N/A
Other Heating | Compensation_nopreHCs | Condensing Gas Boiler | N/A | 0-72 | Low_D | 1 | 21.2 | N/A
Other Heating | Compensation_nopreHCs | Condensing Gas Boiler | N/A | 0-72 | High_E | 1 | 24.7 | N/A
Other Heating | Compensation_nopreHCs | Condensing Gas Boiler | N/A | 0-72 | Low_E | 1 | 28 | N/A
Other Heating | Compensation_nopreHCs | Condensing Gas Boiler | N/A | 0-72 | High_F | 1 | 32 | N/A
Other Heating | Compensation_nopreHCs | Condensing Gas Boiler | N/A | 0-72 | Low_F | 1 | 35.8 | N/A
Other Heating | Compensation_nopreHCs | Condensing Gas Boiler | N/A | 0-72 | High_G | 1 | 40.4 | N/A
Other Heating | Compensation_nopreHCs | Condensing Gas Boiler | N/A | 0-72 | Low_G | 1 | 44.8 | N/A
Other Heating | Compensation_nopreHCs | Condensing Gas Boiler | N/A | 73-97 | High_D | 1 | 20.8 | N/A
Other Heating | Compensation_nopreHCs | Condensing Gas Boiler | N/A | 73-97 | Low_D | 1 | 24.1 | N/A
Other Heating | Compensation_nopreHCs | Condensing Gas Boiler | N/A | 73-97 | High_E | 1 | 28.3 | N/A
Other Heating | Compensation_nopreHCs | Condensing Gas Boiler | N/A | 73-97 | Low_E | 1 | 32.3 | N/A
Other Heating | Compensation_nopreHCs | Condensing Gas Boiler | N/A | 73-97 | High_F | 1 | 37.4 | N/A
Other Heating | Compensation_nopreHCs | Condensing Gas Boiler | N/A | 73-97 | Low_F | 1 | 42.3 | N/A
Other Heating | Compensation_nopreHCs | Condensing Gas Boiler | N/A | 73-97 | High_G | 1 | 48.4 | N/A
Other Heating | Compensation_nopreHCs | Condensing Gas Boiler | N/A | 73-97 | Low_G | 1 | 54.3 | N/A
Other Heating | Compensation_nopreHCs | Condensing Gas Boiler | N/A | 98-199 | High_D | 1 | 22.7 | N/A
Other Heating | Compensation_nopreHCs | Condensing Gas Boiler | N/A | 98-199 | Low_D | 1 | 26.2 | N/A
Other Heating | Compensation_nopreHCs | Condensing Gas Boiler | N/A | 98-199 | High_E | 1 | 30.7 | N/A
Other Heating | Compensation_nopreHCs | Condensing Gas Boiler | N/A | 98-199 | Low_E | 1 | 35.2 | N/A
Other Heating | Compensation_nopreHCs | Condensing Gas Boiler | N/A | 98-199 | High_F | 1 | 40.7 | N/A
Other Heating | Compensation_nopreHCs | Condensing Gas Boiler | N/A | 98-199 | Low_F | 1 | 46.3 | N/A
Other Heating | Compensation_nopreHCs | Condensing Gas Boiler | N/A | 98-199 | High_G | 1 | 53.1 | N/A
Other Heating | Compensation_nopreHCs | Condensing Gas Boiler | N/A | 98-199 | Low_G | 1 | 59.9 | N/A
Other Heating | Compensation_nopreHCs | Condensing Gas Boiler | N/A | 200+ | High_D | 1 | 43.9 | N/A
Other Heating | Compensation_nopreHCs | Condensing Gas Boiler | N/A | 200+ | Low_D | 1 | 50.4 | N/A
Other Heating | Compensation_nopreHCs | Condensing Gas Boiler | N/A | 200+ | High_E | 1 | 58.6 | N/A
Other Heating | Compensation_nopreHCs | Condensing Gas Boiler | N/A | 200+ | Low_E | 1 | 66.6 | N/A
Other Heating | Compensation_nopreHCs | Condensing Gas Boiler | N/A | 200+ | High_F | 1 | 76.3 | N/A
Other Heating | Compensation_nopreHCs | Condensing Gas Boiler | N/A | 200+ | Low_F | 1 | 85.8 | N/A
Other Heating | Compensation_nopreHCs | Condensing Gas Boiler | N/A | 200+ | High_G | 1 | 97.3 | N/A
Other Heating | Compensation_nopreHCs | Condensing Gas Boiler | N/A | 200+ | Low_G | 1 | 108.5 | N/A
Other Heating | Compensation_nopreHCs | Condensing LPG Boiler | N/A | 0-72 | High_D | 1 | 22.7 | N/A
Other Heating | Compensation_nopreHCs | Condensing LPG Boiler | N/A | 0-72 | Low_D | 1 | 25.8 | N/A
Other Heating | Compensation_nopreHCs | Condensing LPG Boiler | N/A | 0-72 | High_E | 1 | 30.2 | N/A
Other Heating | Compensation_nopreHCs | Condensing LPG Boiler | N/A | 0-72 | Low_E | 1 | 35.1 | N/A
Other Heating | Compensation_nopreHCs | Condensing LPG Boiler | N/A | 0-72 | High_F | 1 | 41.7 | N/A
Other Heating | Compensation_nopreHCs | Condensing LPG Boiler | N/A | 0-72 | Low_F | 1 | 48.8 | N/A
Other Heating | Compensation_nopreHCs | Condensing LPG Boiler | N/A | 0-72 | High_G | 1 | 58.2 | N/A
Other Heating | Compensation_nopreHCs | Condensing LPG Boiler | N/A | 0-72 | Low_G | 1 | 68.1 | N/A
Other Heating | Compensation_nopreHCs | Condensing LPG Boiler | N/A | 73-97 | High_D | 1 | 23.8 | N/A
Other Heating | Compensation_nopreHCs | Condensing LPG Boiler | N/A | 73-97 | Low_D | 1 | 27 | N/A
Other Heating | Compensation_nopreHCs | Condensing LPG Boiler | N/A | 73-97 | High_E | 1 | 31.8 | N/A
Other Heating | Compensation_nopreHCs | Condensing LPG Boiler | N/A | 73-97 | Low_E | 1 | 37.2 | N/A
Other Heating | Compensation_nopreHCs | Condensing LPG Boiler | N/A | 73-97 | High_F | 1 | 44.8 | N/A
Other Heating | Compensation_nopreHCs | Condensing LPG Boiler | N/A | 73-97 | Low_F | 1 | 53 | N/A
Other Heating | Compensation_nopreHCs | Condensing LPG Boiler | N/A | 73-97 | High_G | 1 | 64.1 | N/A
Other Heating | Compensation_nopreHCs | Condensing LPG Boiler | N/A | 73-97 | Low_G | 1 | 76 | N/A
Other Heating | Compensation_nopreHCs | Condensing LPG Boiler | N/A | 98-199 | High_D | 1 | 26.6 | N/A
Other Heating | Compensation_nopreHCs | Condensing LPG Boiler | N/A | 98-199 | Low_D | 1 | 30 | N/A
Other Heating | Compensation_nopreHCs | Condensing LPG Boiler | N/A | 98-199 | High_E | 1 | 35.1 | N/A
Other Heating | Compensation_nopreHCs | Condensing LPG Boiler | N/A | 98-199 | Low_E | 1 | 40.8 | N/A
Other Heating | Compensation_nopreHCs | Condensing LPG Boiler | N/A | 98-199 | High_F | 1 | 48.9 | N/A
Other Heating | Compensation_nopreHCs | Condensing LPG Boiler | N/A | 98-199 | Low_F | 1 | 57.8 | N/A
Other Heating | Compensation_nopreHCs | Condensing LPG Boiler | N/A | 98-199 | High_G | 1 | 69.7 | N/A
Other Heating | Compensation_nopreHCs | Condensing LPG Boiler | N/A | 98-199 | Low_G | 1 | 82.6 | N/A
Other Heating | Compensation_nopreHCs | Condensing LPG Boiler | N/A | 200+ | High_D | 1 | 49 | N/A
Other Heating | Compensation_nopreHCs | Condensing LPG Boiler | N/A | 200+ | Low_D | 1 | 55.5 | N/A
Other Heating | Compensation_nopreHCs | Condensing LPG Boiler | N/A | 200+ | High_E | 1 | 65 | N/A
Other Heating | Compensation_nopreHCs | Condensing LPG Boiler | N/A | 200+ | Low_E | 1 | 75.7 | N/A
Other Heating | Compensation_nopreHCs | Condensing LPG Boiler | N/A | 200+ | High_F | 1 | 90.6 | N/A
Other Heating | Compensation_nopreHCs | Condensing LPG Boiler | N/A | 200+ | Low_F | 1 | 106.8 | N/A
Other Heating | Compensation_nopreHCs | Condensing LPG Boiler | N/A | 200+ | High_G | 1 | 128.5 | N/A
Other Heating | Compensation_nopreHCs | Condensing LPG Boiler | N/A | 200+ | Low_G | 1 | 151.8 | N/A
Other Heating | Compensation_nopreHCs | Non Condensing Gas Boiler | N/A | 0-72 | High_D | 1 | 22.6 | N/A
Other Heating | Compensation_nopreHCs | Non Condensing Gas Boiler | N/A | 0-72 | Low_D | 1 | 26 | N/A
Other Heating | Compensation_nopreHCs | Non Condensing Gas Boiler | N/A | 0-72 | High_E | 1 | 30.4 | N/A
Other Heating | Compensation_nopreHCs | Non Condensing Gas Boiler | N/A | 0-72 | Low_E | 1 | 34.7 | N/A
Other Heating | Compensation_nopreHCs | Non Condensing Gas Boiler | N/A | 0-72 | High_F | 1 | 40.1 | N/A
Other Heating | Compensation_nopreHCs | Non Condensing Gas Boiler | N/A | 0-72 | Low_F | 1 | 45.4 | N/A
Other Heating | Compensation_nopreHCs | Non Condensing Gas Boiler | N/A | 0-72 | High_G | 1 | 52 | N/A
Other Heating | Compensation_nopreHCs | Non Condensing Gas Boiler | N/A | 0-72 | Low_G | 1 | 58.5 | N/A
Other Heating | Compensation_nopreHCs | Non Condensing Gas Boiler | N/A | 73-97 | High_D | 1 | 24.9 | N/A
Other Heating | Compensation_nopreHCs | Non Condensing Gas Boiler | N/A | 73-97 | Low_D | 1 | 28.9 | N/A
Other Heating | Compensation_nopreHCs | Non Condensing Gas Boiler | N/A | 73-97 | High_E | 1 | 34.2 | N/A
Other Heating | Compensation_nopreHCs | Non Condensing Gas Boiler | N/A | 73-97 | Low_E | 1 | 39.6 | N/A
Other Heating | Compensation_nopreHCs | Non Condensing Gas Boiler | N/A | 73-97 | High_F | 1 | 46.6 | N/A
Other Heating | Compensation_nopreHCs | Non Condensing Gas Boiler | N/A | 73-97 | Low_F | 1 | 53.7 | N/A
Other Heating | Compensation_nopreHCs | Non Condensing Gas Boiler | N/A | 73-97 | High_G | 1 | 62.7 | N/A
Other Heating | Compensation_nopreHCs | Non Condensing Gas Boiler | N/A | 73-97 | Low_G | 1 | 71.8 | N/A
Other Heating | Compensation_nopreHCs | Non Condensing Gas Boiler | N/A | 98-199 | High_D | 1 | 26.5 | N/A
Other Heating | Compensation_nopreHCs | Non Condensing Gas Boiler | N/A | 98-199 | Low_D | 1 | 30.8 | N/A
Other Heating | Compensation_nopreHCs | Non Condensing Gas Boiler | N/A | 98-199 | High_E | 1 | 36.6 | N/A
Other Heating | Compensation_nopreHCs | Non Condensing Gas Boiler | N/A | 98-199 | Low_E | 1 | 42.5 | N/A
Other Heating | Compensation_nopreHCs | Non Condensing Gas Boiler | N/A | 98-199 | High_F | 1 | 50.3 | N/A
Other Heating | Compensation_nopreHCs | Non Condensing Gas Boiler | N/A | 98-199 | Low_F | 1 | 58.4 | N/A
Other Heating | Compensation_nopreHCs | Non Condensing Gas Boiler | N/A | 98-199 | High_G | 1 | 68.7 | N/A
Other Heating | Compensation_nopreHCs | Non Condensing Gas Boiler | N/A | 98-199 | Low_G | 1 | 79.4 | N/A
Other Heating | Compensation_nopreHCs | Non Condensing Gas Boiler | N/A | 200+ | High_D | 1 | 50.5 | N/A
Other Heating | Compensation_nopreHCs | Non Condensing Gas Boiler | N/A | 200+ | Low_D | 1 | 58.6 | N/A
Other Heating | Compensation_nopreHCs | Non Condensing Gas Boiler | N/A | 200+ | High_E | 1 | 69.3 | N/A
Other Heating | Compensation_nopreHCs | Non Condensing Gas Boiler | N/A | 200+ | Low_E | 1 | 80.2 | N/A
Other Heating | Compensation_nopreHCs | Non Condensing Gas Boiler | N/A | 200+ | High_F | 1 | 94.2 | N/A
Other Heating | Compensation_nopreHCs | Non Condensing Gas Boiler | N/A | 200+ | Low_F | 1 | 108.6 | N/A
Other Heating | Compensation_nopreHCs | Non Condensing Gas Boiler | N/A | 200+ | High_G | 1 | 126.8 | N/A
Other Heating | Compensation_nopreHCs | Non Condensing Gas Boiler | N/A | 200+ | Low_G | 1 | 145.4 | N/A
Other Heating | Compensation_nopreHCs | Non Condensing LPG Boiler | N/A | 0-72 | High_D | 1 | 27.9 | N/A
Other Heating | Compensation_nopreHCs | Non Condensing LPG Boiler | N/A | 0-72 | Low_D | 1 | 31.3 | N/A
Other Heating | Compensation_nopreHCs | Non Condensing LPG Boiler | N/A | 0-72 | High_E | 1 | 36.3 | N/A
Other Heating | Compensation_nopreHCs | Non Condensing LPG Boiler | N/A | 0-72 | Low_E | 1 | 41.9 | N/A
Other Heating | Compensation_nopreHCs | Non Condensing LPG Boiler | N/A | 0-72 | High_F | 1 | 49.6 | N/A
Other Heating | Compensation_nopreHCs | Non Condensing LPG Boiler | N/A | 0-72 | Low_F | 1 | 57.9 | N/A
Other Heating | Compensation_nopreHCs | Non Condensing LPG Boiler | N/A | 0-72 | High_G | 1 | 69.1 | N/A
Other Heating | Compensation_nopreHCs | Non Condensing LPG Boiler | N/A | 0-72 | Low_G | 1 | 81 | N/A
Other Heating | Compensation_nopreHCs | Non Condensing LPG Boiler | N/A | 73-97 | High_D | 1 | 29.9 | N/A
Other Heating | Compensation_nopreHCs | Non Condensing LPG Boiler | N/A | 73-97 | Low_D | 1 | 33.6 | N/A
Other Heating | Compensation_nopreHCs | Non Condensing LPG Boiler | N/A | 73-97 | High_E | 1 | 39.4 | N/A
Other Heating | Compensation_nopreHCs | Non Condensing LPG Boiler | N/A | 73-97 | Low_E | 1 | 46.1 | N/A
Other Heating | Compensation_nopreHCs | Non Condensing LPG Boiler | N/A | 73-97 | High_F | 1 | 55.6 | N/A
Other Heating | Compensation_nopreHCs | Non Condensing LPG Boiler | N/A | 73-97 | Low_F | 1 | 66.1 | N/A
Other Heating | Compensation_nopreHCs | Non Condensing LPG Boiler | N/A | 73-97 | High_G | 1 | 80.4 | N/A
Other Heating | Compensation_nopreHCs | Non Condensing LPG Boiler | N/A | 73-97 | Low_G | 1 | 95.9 | N/A
Other Heating | Compensation_nopreHCs | Non Condensing LPG Boiler | N/A | 98-199 | High_D | 1 | 31.8 | N/A
Other Heating | Compensation_nopreHCs | Non Condensing LPG Boiler | N/A | 98-199 | Low_D | 1 | 35.5 | N/A
Other Heating | Compensation_nopreHCs | Non Condensing LPG Boiler | N/A | 98-199 | High_E | 1 | 41.4 | N/A
Other Heating | Compensation_nopreHCs | Non Condensing LPG Boiler | N/A | 98-199 | Low_E | 1 | 48.3 | N/A
Other Heating | Compensation_nopreHCs | Non Condensing LPG Boiler | N/A | 98-199 | High_F | 1 | 58.4 | N/A
Other Heating | Compensation_nopreHCs | Non Condensing LPG Boiler | N/A | 98-199 | Low_F | 1 | 69.6 | N/A
Other Heating | Compensation_nopreHCs | Non Condensing LPG Boiler | N/A | 98-199 | High_G | 1 | 85 | N/A
Other Heating | Compensation_nopreHCs | Non Condensing LPG Boiler | N/A | 98-199 | Low_G | 1 | 101.8 | N/A
Other Heating | Compensation_nopreHCs | Non Condensing LPG Boiler | N/A | 200+ | High_D | 1 | 59.9 | N/A
Other Heating | Compensation_nopreHCs | Non Condensing LPG Boiler | N/A | 200+ | Low_D | 1 | 66.8 | N/A
Other Heating | Compensation_nopreHCs | Non Condensing LPG Boiler | N/A | 200+ | High_E | 1 | 77.6 | N/A
Other Heating | Compensation_nopreHCs | Non Condensing LPG Boiler | N/A | 200+ | Low_E | 1 | 89.9 | N/A
Other Heating | Compensation_nopreHCs | Non Condensing LPG Boiler | N/A | 200+ | High_F | 1 | 107.7 | N/A
Other Heating | Compensation_nopreHCs | Non Condensing LPG Boiler | N/A | 200+ | Low_F | 1 | 127.3 | N/A
Other Heating | Compensation_nopreHCs | Non Condensing LPG Boiler | N/A | 200+ | High_G | 1 | 154 | N/A
Other Heating | Compensation_nopreHCs | Non Condensing LPG Boiler | N/A | 200+ | Low_G | 1 | 182.9 | N/A
Other Heating | Compensation_preHCs | Condensing Gas Boiler | N/A | 0-72 | High_D | 1 | 20.5 | N/A
Other Heating | Compensation_preHCs | Condensing Gas Boiler | N/A | 0-72 | Low_D | 1 | 23.6 | N/A
Other Heating | Compensation_preHCs | Condensing Gas Boiler | N/A | 0-72 | High_E | 1 | 27.5 | N/A
Other Heating | Compensation_preHCs | Condensing Gas Boiler | N/A | 0-72 | Low_E | 1 | 31.4 | N/A
Other Heating | Compensation_preHCs | Condensing Gas Boiler | N/A | 0-72 | High_F | 1 | 36.1 | N/A
Other Heating | Compensation_preHCs | Condensing Gas Boiler | N/A | 0-72 | Low_F | 1 | 40.8 | N/A
Other Heating | Compensation_preHCs | Condensing Gas Boiler | N/A | 0-72 | High_G | 1 | 46.5 | N/A
Other Heating | Compensation_preHCs | Condensing Gas Boiler | N/A | 0-72 | Low_G | 1 | 52.2 | N/A
Other Heating | Compensation_preHCs | Condensing Gas Boiler | N/A | 73-97 | High_D | 1 | 22.2 | N/A
Other Heating | Compensation_preHCs | Condensing Gas Boiler | N/A | 73-97 | Low_D | 1 | 25.8 | N/A
Other Heating | Compensation_preHCs | Condensing Gas Boiler | N/A | 73-97 | High_E | 1 | 30.4 | N/A
Other Heating | Compensation_preHCs | Condensing Gas Boiler | N/A | 73-97 | Low_E | 1 | 34.9 | N/A
Other Heating | Compensation_preHCs | Condensing Gas Boiler | N/A | 73-97 | High_F | 1 | 40.8 | N/A
Other Heating | Compensation_preHCs | Condensing Gas Boiler | N/A | 73-97 | Low_F | 1 | 46.6 | N/A
Other Heating | Compensation_preHCs | Condensing Gas Boiler | N/A | 73-97 | High_G | 1 | 53.9 | N/A
Other Heating | Compensation_preHCs | Condensing Gas Boiler | N/A | 73-97 | Low_G | 1 | 61.2 | N/A
Other Heating | Compensation_preHCs | Condensing Gas Boiler | N/A | 98-199 | High_D | 1 | 24.5 | N/A
Other Heating | Compensation_preHCs | Condensing Gas Boiler | N/A | 98-199 | Low_D | 1 | 28.3 | N/A
Other Heating | Compensation_preHCs | Condensing Gas Boiler | N/A | 98-199 | High_E | 1 | 33.3 | N/A
Other Heating | Compensation_preHCs | Condensing Gas Boiler | N/A | 98-199 | Low_E | 1 | 38.3 | N/A
Other Heating | Compensation_preHCs | Condensing Gas Boiler | N/A | 98-199 | High_F | 1 | 44.9 | N/A
Other Heating | Compensation_preHCs | Condensing Gas Boiler | N/A | 98-199 | Low_F | 1 | 51.5 | N/A
Other Heating | Compensation_preHCs | Condensing Gas Boiler | N/A | 98-199 | High_G | 1 | 59.8 | N/A
Other Heating | Compensation_preHCs | Condensing Gas Boiler | N/A | 98-199 | Low_G | 1 | 68.3 | N/A
Other Heating | Compensation_preHCs | Condensing Gas Boiler | N/A | 200+ | High_D | 1 | 46.6 | N/A
Other Heating | Compensation_preHCs | Condensing Gas Boiler | N/A | 200+ | Low_D | 1 | 53.7 | N/A
Other Heating | Compensation_preHCs | Condensing Gas Boiler | N/A | 200+ | High_E | 1 | 63 | N/A
Other Heating | Compensation_preHCs | Condensing Gas Boiler | N/A | 200+ | Low_E | 1 | 72.4 | N/A
Other Heating | Compensation_preHCs | Condensing Gas Boiler | N/A | 200+ | High_F | 1 | 84.3 | N/A
Other Heating | Compensation_preHCs | Condensing Gas Boiler | N/A | 200+ | Low_F | 1 | 96.4 | N/A
Other Heating | Compensation_preHCs | Condensing Gas Boiler | N/A | 200+ | High_G | 1 | 111.5 | N/A
Other Heating | Compensation_preHCs | Condensing Gas Boiler | N/A | 200+ | Low_G | 1 | 126.8 | N/A
Other Heating | Compensation_preHCs | Condensing LPG Boiler | N/A | 0-72 | High_D | 1 | 18.5 | N/A
Other Heating | Compensation_preHCs | Condensing LPG Boiler | N/A | 0-72 | Low_D | 1 | 21.2 | N/A
Other Heating | Compensation_preHCs | Condensing LPG Boiler | N/A | 0-72 | High_E | 1 | 24.7 | N/A
Other Heating | Compensation_preHCs | Condensing LPG Boiler | N/A | 0-72 | Low_E | 1 | 28 | N/A
Other Heating | Compensation_preHCs | Condensing LPG Boiler | N/A | 0-72 | High_F | 1 | 32 | N/A
Other Heating | Compensation_preHCs | Condensing LPG Boiler | N/A | 0-72 | Low_F | 1 | 35.8 | N/A
Other Heating | Compensation_preHCs | Condensing LPG Boiler | N/A | 0-72 | High_G | 1 | 40.4 | N/A
Other Heating | Compensation_preHCs | Condensing LPG Boiler | N/A | 0-72 | Low_G | 1 | 44.8 | N/A
Other Heating | Compensation_preHCs | Condensing LPG Boiler | N/A | 73-97 | High_D | 1 | 20.8 | N/A
Other Heating | Compensation_preHCs | Condensing LPG Boiler | N/A | 73-97 | Low_D | 1 | 24.1 | N/A
Other Heating | Compensation_preHCs | Condensing LPG Boiler | N/A | 73-97 | High_E | 1 | 28.3 | N/A
Other Heating | Compensation_preHCs | Condensing LPG Boiler | N/A | 73-97 | Low_E | 1 | 32.3 | N/A
Other Heating | Compensation_preHCs | Condensing LPG Boiler | N/A | 73-97 | High_F | 1 | 37.4 | N/A
Other Heating | Compensation_preHCs | Condensing LPG Boiler | N/A | 73-97 | Low_F | 1 | 42.3 | N/A
Other Heating | Compensation_preHCs | Condensing LPG Boiler | N/A | 73-97 | High_G | 1 | 48.4 | N/A
Other Heating | Compensation_preHCs | Condensing LPG Boiler | N/A | 73-97 | Low_G | 1 | 54.3 | N/A
Other Heating | Compensation_preHCs | Condensing LPG Boiler | N/A | 98-199 | High_D | 1 | 22.7 | N/A
Other Heating | Compensation_preHCs | Condensing LPG Boiler | N/A | 98-199 | Low_D | 1 | 26.2 | N/A
Other Heating | Compensation_preHCs | Condensing LPG Boiler | N/A | 98-199 | High_E | 1 | 30.7 | N/A
Other Heating | Compensation_preHCs | Condensing LPG Boiler | N/A | 98-199 | Low_E | 1 | 35.2 | N/A
Other Heating | Compensation_preHCs | Condensing LPG Boiler | N/A | 98-199 | High_F | 1 | 40.7 | N/A
Other Heating | Compensation_preHCs | Condensing LPG Boiler | N/A | 98-199 | Low_F | 1 | 46.3 | N/A
Other Heating | Compensation_preHCs | Condensing LPG Boiler | N/A | 98-199 | High_G | 1 | 53.1 | N/A
Other Heating | Compensation_preHCs | Condensing LPG Boiler | N/A | 98-199 | Low_G | 1 | 59.9 | N/A
Other Heating | Compensation_preHCs | Condensing LPG Boiler | N/A | 200+ | High_D | 1 | 53.2 | N/A
Other Heating | Compensation_preHCs | Condensing LPG Boiler | N/A | 200+ | Low_D | 1 | 59.4 | N/A
Other Heating | Compensation_preHCs | Condensing LPG Boiler | N/A | 200+ | High_E | 1 | 69.2 | N/A
Other Heating | Compensation_preHCs | Condensing LPG Boiler | N/A | 200+ | Low_E | 1 | 80.4 | N/A
Other Heating | Compensation_preHCs | Condensing LPG Boiler | N/A | 200+ | High_F | 1 | 96.7 | N/A
Other Heating | Compensation_preHCs | Condensing LPG Boiler | N/A | 200+ | Low_F | 1 | 114.7 | N/A
Other Heating | Compensation_preHCs | Condensing LPG Boiler | N/A | 200+ | High_G | 1 | 139.4 | N/A
Other Heating | Compensation_preHCs | Condensing LPG Boiler | N/A | 200+ | Low_G | 1 | 166.2 | N/A
Other Heating | Compensation_preHCs | Non Condensing Gas Boiler | N/A | 0-72 | High_D | 1 | 24.4 | N/A
Other Heating | Compensation_preHCs | Non Condensing Gas Boiler | N/A | 0-72 | Low_D | 1 | 28.1 | N/A
Other Heating | Compensation_preHCs | Non Condensing Gas Boiler | N/A | 0-72 | High_E | 1 | 33 | N/A
Other Heating | Compensation_preHCs | Non Condensing Gas Boiler | N/A | 0-72 | Low_E | 1 | 38 | N/A
Other Heating | Compensation_preHCs | Non Condensing Gas Boiler | N/A | 0-72 | High_F | 1 | 44.3 | N/A
Other Heating | Compensation_preHCs | Non Condensing Gas Boiler | N/A | 0-72 | Low_F | 1 | 50.7 | N/A
Other Heating | Compensation_preHCs | Non Condensing Gas Boiler | N/A | 0-72 | High_G | 1 | 58.7 | N/A
Other Heating | Compensation_preHCs | Non Condensing Gas Boiler | N/A | 0-72 | Low_G | 1 | 66.9 | N/A
Other Heating | Compensation_preHCs | Non Condensing Gas Boiler | N/A | 73-97 | High_D | 1 | 27.1 | N/A
Other Heating | Compensation_preHCs | Non Condensing Gas Boiler | N/A | 73-97 | Low_D | 1 | 31.5 | N/A
Other Heating | Compensation_preHCs | Non Condensing Gas Boiler | N/A | 73-97 | High_E | 1 | 37.4 | N/A
Other Heating | Compensation_preHCs | Non Condensing Gas Boiler | N/A | 73-97 | Low_E | 1 | 43.4 | N/A
Other Heating | Compensation_preHCs | Non Condensing Gas Boiler | N/A | 73-97 | High_F | 1 | 51.4 | N/A
Other Heating | Compensation_preHCs | Non Condensing Gas Boiler | N/A | 73-97 | Low_F | 1 | 59.7 | N/A
Other Heating | Compensation_preHCs | Non Condensing Gas Boiler | N/A | 73-97 | High_G | 1 | 70.2 | N/A
Other Heating | Compensation_preHCs | Non Condensing Gas Boiler | N/A | 73-97 | Low_G | 1 | 81.2 | N/A
Other Heating | Compensation_preHCs | Non Condensing Gas Boiler | N/A | 98-199 | High_D | 1 | 29.7 | N/A
Other Heating | Compensation_preHCs | Non Condensing Gas Boiler | N/A | 98-199 | Low_D | 1 | 34.2 | N/A
Other Heating | Compensation_preHCs | Non Condensing Gas Boiler | N/A | 98-199 | High_E | 1 | 40.2 | N/A
Other Heating | Compensation_preHCs | Non Condensing Gas Boiler | N/A | 98-199 | Low_E | 1 | 46.5 | N/A
Other Heating | Compensation_preHCs | Non Condensing Gas Boiler | N/A | 98-199 | High_F | 1 | 54.7 | N/A
Other Heating | Compensation_preHCs | Non Condensing Gas Boiler | N/A | 98-199 | Low_F | 1 | 63.3 | N/A
Other Heating | Compensation_preHCs | Non Condensing Gas Boiler | N/A | 98-199 | High_G | 1 | 74.2 | N/A
Other Heating | Compensation_preHCs | Non Condensing Gas Boiler | N/A | 98-199 | Low_G | 1 | 85.5 | N/A
Other Heating | Compensation_preHCs | Non Condensing Gas Boiler | N/A | 200+ | High_D | 1 | 56.5 | N/A
Other Heating | Compensation_preHCs | Non Condensing Gas Boiler | N/A | 200+ | Low_D | 1 | 64.8 | N/A
Other Heating | Compensation_preHCs | Non Condensing Gas Boiler | N/A | 200+ | High_E | 1 | 76 | N/A
Other Heating | Compensation_preHCs | Non Condensing Gas Boiler | N/A | 200+ | Low_E | 1 | 87.4 | N/A
Other Heating | Compensation_preHCs | Non Condensing Gas Boiler | N/A | 200+ | High_F | 1 | 102.4 | N/A
Other Heating | Compensation_preHCs | Non Condensing Gas Boiler | N/A | 200+ | Low_F | 1 | 117.7 | N/A
Other Heating | Compensation_preHCs | Non Condensing Gas Boiler | N/A | 200+ | High_G | 1 | 137.3 | N/A
Other Heating | Compensation_preHCs | Non Condensing Gas Boiler | N/A | 200+ | Low_G | 1 | 157.5 | N/A
Other Heating | Compensation_preHCs | Non Condensing LPG Boiler | N/A | 0-72 | High_D | 1 | 22.6 | N/A
Other Heating | Compensation_preHCs | Non Condensing LPG Boiler | N/A | 0-72 | Low_D | 1 | 26 | N/A
Other Heating | Compensation_preHCs | Non Condensing LPG Boiler | N/A | 0-72 | High_E | 1 | 30.4 | N/A
Other Heating | Compensation_preHCs | Non Condensing LPG Boiler | N/A | 0-72 | Low_E | 1 | 34.7 | N/A
Other Heating | Compensation_preHCs | Non Condensing LPG Boiler | N/A | 0-72 | High_F | 1 | 40.1 | N/A
Other Heating | Compensation_preHCs | Non Condensing LPG Boiler | N/A | 0-72 | Low_F | 1 | 45.4 | N/A
Other Heating | Compensation_preHCs | Non Condensing LPG Boiler | N/A | 0-72 | High_G | 1 | 52 | N/A
Other Heating | Compensation_preHCs | Non Condensing LPG Boiler | N/A | 0-72 | Low_G | 1 | 58.5 | N/A
Other Heating | Compensation_preHCs | Non Condensing LPG Boiler | N/A | 73-97 | High_D | 1 | 24.9 | N/A
Other Heating | Compensation_preHCs | Non Condensing LPG Boiler | N/A | 73-97 | Low_D | 1 | 28.9 | N/A
Other Heating | Compensation_preHCs | Non Condensing LPG Boiler | N/A | 73-97 | High_E | 1 | 34.2 | N/A
Other Heating | Compensation_preHCs | Non Condensing LPG Boiler | N/A | 73-97 | Low_E | 1 | 39.6 | N/A
Other Heating | Compensation_preHCs | Non Condensing LPG Boiler | N/A | 73-97 | High_F | 1 | 46.6 | N/A
Other Heating | Compensation_preHCs | Non Condensing LPG Boiler | N/A | 73-97 | Low_F | 1 | 53.7 | N/A
Other Heating | Compensation_preHCs | Non Condensing LPG Boiler | N/A | 73-97 | High_G | 1 | 62.7 | N/A
Other Heating | Compensation_preHCs | Non Condensing LPG Boiler | N/A | 73-97 | Low_G | 1 | 71.8 | N/A
Other Heating | Compensation_preHCs | Non Condensing LPG Boiler | N/A | 98-199 | High_D | 1 | 26.5 | N/A
Other Heating | Compensation_preHCs | Non Condensing LPG Boiler | N/A | 98-199 | Low_D | 1 | 30.8 | N/A
Other Heating | Compensation_preHCs | Non Condensing LPG Boiler | N/A | 98-199 | High_E | 1 | 36.6 | N/A
Other Heating | Compensation_preHCs | Non Condensing LPG Boiler | N/A | 98-199 | Low_E | 1 | 42.5 | N/A
Other Heating | Compensation_preHCs | Non Condensing LPG Boiler | N/A | 98-199 | High_F | 1 | 50.3 | N/A
Other Heating | Compensation_preHCs | Non Condensing LPG Boiler | N/A | 98-199 | Low_F | 1 | 58.4 | N/A
Other Heating | Compensation_preHCs | Non Condensing LPG Boiler | N/A | 98-199 | High_G | 1 | 68.7 | N/A
Other Heating | Compensation_preHCs | Non Condensing LPG Boiler | N/A | 98-199 | Low_G | 1 | 79.4 | N/A
Other Heating | Compensation_preHCs | Non Condensing LPG Boiler | N/A | 200+ | High_D | 1 | 65 | N/A
Other Heating | Compensation_preHCs | Non Condensing LPG Boiler | N/A | 200+ | Low_D | 1 | 71.6 | N/A
Other Heating | Compensation_preHCs | Non Condensing LPG Boiler | N/A | 200+ | High_E | 1 | 83 | N/A
Other Heating | Compensation_preHCs | Non Condensing LPG Boiler | N/A | 200+ | Low_E | 1 | 96.9 | N/A
Other Heating | Compensation_preHCs | Non Condensing LPG Boiler | N/A | 200+ | High_F | 1 | 117.8 | N/A
Other Heating | Compensation_preHCs | Non Condensing LPG Boiler | N/A | 200+ | Low_F | 1 | 141.8 | N/A
Other Heating | Compensation_preHCs | Non Condensing LPG Boiler | N/A | 200+ | High_G | 1 | 175.2 | N/A
Other Heating | Compensation_preHCs | Non Condensing LPG Boiler | N/A | 200+ | Low_G | 1 | 212.1 | N/A
Other Heating | Smarttherm | Condensing Gas Boiler | N/A | 0-72 | High_D | 1 | 25.1 | 1.11
Other Heating | Smarttherm | Condensing Gas Boiler | N/A | 0-72 | Low_D | 1 | 30.3 | 1.34
Other Heating | Smarttherm | Condensing Gas Boiler | N/A | 0-72 | High_E | 1 | 34.3 | 1.58
Other Heating | Smarttherm | Condensing Gas Boiler | N/A | 0-72 | Low_E | 1 | 38.9 | 1.61
Other Heating | Smarttherm | Condensing Gas Boiler | N/A | 0-72 | High_F | 1 | 43.1 | 1.5
Other Heating | Smarttherm | Condensing Gas Boiler | N/A | 0-72 | Low_F | 1 | 47.5 | 1.4
Other Heating | Smarttherm | Condensing Gas Boiler | N/A | 0-72 | High_G | 1 | 51.8 | 1.26
Other Heating | Smarttherm | Condensing Gas Boiler | N/A | 0-72 | Low_G | 1 | 56.1 | 1.14
Other Heating | Smarttherm | Condensing Gas Boiler | N/A | 73-97 | High_D | 1 | 29.1 | 1.19
Other Heating | Smarttherm | Condensing Gas Boiler | N/A | 73-97 | Low_D | 1 | 36.2 | 1.49
Other Heating | Smarttherm | Condensing Gas Boiler | N/A | 73-97 | High_E | 1 | 42.5 | 1.8
Other Heating | Smarttherm | Condensing Gas Boiler | N/A | 73-97 | Low_E | 1 | 47.9 | 1.84
Other Heating | Smarttherm | Condensing Gas Boiler | N/A | 73-97 | High_F | 1 | 57.8 | 1.87
Other Heating | Smarttherm | Condensing Gas Boiler | N/A | 73-97 | Low_F | 1 | 64.7 | 1.78
Other Heating | Smarttherm | Condensing Gas Boiler | N/A | 73-97 | High_G | 1 | 72.3 | 1.64
Other Heating | Smarttherm | Condensing Gas Boiler | N/A | 73-97 | Low_G | 1 | 80 | 1.51
Other Heating | Smarttherm | Condensing Gas Boiler | N/A | 98-199 | High_D | 1 | 35.1 | 1.25
Other Heating | Smarttherm | Condensing Gas Boiler | N/A | 98-199 | Low_D | 1 | 40.9 | 1.46
Other Heating | Smarttherm | Condensing Gas Boiler | N/A | 98-199 | High_E | 1 | 48 | 1.79
Other Heating | Smarttherm | Condensing Gas Boiler | N/A | 98-199 | Low_E | 1 | 54.9 | 1.81
Other Heating | Smarttherm | Condensing Gas Boiler | N/A | 98-199 | High_F | 1 | 62 | 1.73
Other Heating | Smarttherm | Condensing Gas Boiler | N/A | 98-199 | Low_F | 1 | 75.7 | 1.79
Other Heating | Smarttherm | Condensing Gas Boiler | N/A | 98-199 | High_G | 1 | 85 | 1.66
Other Heating | Smarttherm | Condensing Gas Boiler | N/A | 98-199 | Low_G | 1 | 95.4 | 1.56
Other Heating | Smarttherm | Condensing Gas Boiler | N/A | 200+ | High_D | 1 | 73.7 | 1.47
Other Heating | Smarttherm | Condensing Gas Boiler | N/A | 200+ | Low_D | 1 | 85.3 | 1.71
Other Heating | Smarttherm | Condensing Gas Boiler | N/A | 200+ | High_E | 1 | 100.6 | 2.11
Other Heating | Smarttherm | Condensing Gas Boiler | N/A | 200+ | Low_E | 1 | 115.3 | 2.13
Other Heating | Smarttherm | Condensing Gas Boiler | N/A | 200+ | High_F | 1 | 128.8 | 2
Other Heating | Smarttherm | Condensing Gas Boiler | N/A | 200+ | Low_F | 1 | 154.7 | 2.04
Other Heating | Smarttherm | Condensing Gas Boiler | N/A | 200+ | High_G | 1 | 172.3 | 1.88
Other Heating | Smarttherm | Condensing Gas Boiler | N/A | 200+ | Low_G | 1 | 192 | 1.74
Other Heating | Smarttherm | Non Condensing Gas Boiler | N/A | 0-72 | High_D | 1 | 26.3 | 1.16
Other Heating | Smarttherm | Non Condensing Gas Boiler | N/A | 0-72 | Low_D | 1 | 31.4 | 1.39
Other Heating | Smarttherm | Non Condensing Gas Boiler | N/A | 0-72 | High_E | 1 | 37 | 1.7
Other Heating | Smarttherm | Non Condensing Gas Boiler | N/A | 0-72 | Low_E | 1 | 40.7 | 1.68
Other Heating | Smarttherm | Non Condensing Gas Boiler | N/A | 0-72 | High_F | 1 | 47 | 1.64
Other Heating | Smarttherm | Non Condensing Gas Boiler | N/A | 0-72 | Low_F | 1 | 51.6 | 1.53
Other Heating | Smarttherm | Non Condensing Gas Boiler | N/A | 0-72 | High_G | 1 | 56.6 | 1.38
Other Heating | Smarttherm | Non Condensing Gas Boiler | N/A | 0-72 | Low_G | 1 | 61.6 | 1.25
Other Heating | Smarttherm | Non Condensing Gas Boiler | N/A | 73-97 | High_D | 1 | 29.4 | 1.2
Other Heating | Smarttherm | Non Condensing Gas Boiler | N/A | 73-97 | Low_D | 1 | 38.4 | 1.57
Other Heating | Smarttherm | Non Condensing Gas Boiler | N/A | 73-97 | High_E | 1 | 44.8 | 1.89
Other Heating | Smarttherm | Non Condensing Gas Boiler | N/A | 73-97 | Low_E | 1 | 51.9 | 2
Other Heating | Smarttherm | Non Condensing Gas Boiler | N/A | 73-97 | High_F | 1 | 59.3 | 1.92
Other Heating | Smarttherm | Non Condensing Gas Boiler | N/A | 73-97 | Low_F | 1 | 70.7 | 1.95
Other Heating | Smarttherm | Non Condensing Gas Boiler | N/A | 73-97 | High_G | 1 | 79.4 | 1.8
Other Heating | Smarttherm | Non Condensing Gas Boiler | N/A | 73-97 | Low_G | 1 | 88.7 | 1.68
Other Heating | Smarttherm | Non Condensing Gas Boiler | N/A | 98-199 | High_D | 1 | 33.6 | 1.2
Other Heating | Smarttherm | Non Condensing Gas Boiler | N/A | 98-199 | Low_D | 1 | 41.1 | 1.47
Other Heating | Smarttherm | Non Condensing Gas Boiler | N/A | 98-199 | High_E | 1 | 50.1 | 1.86
Other Heating | Smarttherm | Non Condensing Gas Boiler | N/A | 98-199 | Low_E | 1 | 56.8 | 1.88
Other Heating | Smarttherm | Non Condensing Gas Boiler | N/A | 98-199 | High_F | 1 | 66.7 | 1.86
Other Heating | Smarttherm | Non Condensing Gas Boiler | N/A | 98-199 | Low_F | 1 | 76.1 | 1.8
Other Heating | Smarttherm | Non Condensing Gas Boiler | N/A | 98-199 | High_G | 1 | 88.6 | 1.73
Other Heating | Smarttherm | Non Condensing Gas Boiler | N/A | 98-199 | Low_G | 1 | 99 | 1.62
Other Heating | Smarttherm | Non Condensing Gas Boiler | N/A | 200+ | High_D | 1 | 71.2 | 1.42
Other Heating | Smarttherm | Non Condensing Gas Boiler | N/A | 200+ | Low_D | 1 | 86.3 | 1.73
Other Heating | Smarttherm | Non Condensing Gas Boiler | N/A | 200+ | High_E | 1 | 99.9 | 2.09
Other Heating | Smarttherm | Non Condensing Gas Boiler | N/A | 200+ | Low_E | 1 | 117.8 | 2.17
Other Heating | Smarttherm | Non Condensing Gas Boiler | N/A | 200+ | High_F | 1 | 136.5 | 2.12
Other Heating | Smarttherm | Non Condensing Gas Boiler | N/A | 200+ | Low_F | 1 | 154.6 | 2.04
Other Heating | Smarttherm | Non Condensing Gas Boiler | N/A | 200+ | High_G | 1 | 181.2 | 1.98
Other Heating | Smarttherm | Non Condensing Gas Boiler | N/A | 200+ | Low_G | 1 | 202.1 | 1.84
Other Heating | Smarttherm | Condensing LPG Boiler | N/A | 0-72 | High_D | 1 | 26.9 | 1.19
Other Heating | Smarttherm | Condensing LPG Boiler | N/A | 0-72 | Low_D | 1 | 33.3 | 1.48
Other Heating | Smarttherm | Condensing LPG Boiler | N/A | 0-72 | High_E | 1 | 39.5 | 1.81
Other Heating | Smarttherm | Condensing LPG Boiler | N/A | 0-72 | Low_E | 1 | 49 | 2.03
Other Heating | Smarttherm | Condensing LPG Boiler | N/A | 0-72 | High_F | 1 | 58.5 | 2.05
Other Heating | Smarttherm | Condensing LPG Boiler | N/A | 0-72 | Low_F | 1 | 69 | 2.05
Other Heating | Smarttherm | Condensing LPG Boiler | N/A | 0-72 | High_G | 1 | 75.8 | 1.86
Other Heating | Smarttherm | Condensing LPG Boiler | N/A | 0-72 | Low_G | 1 | 87.6 | 1.79
Other Heating | Smarttherm | Condensing LPG Boiler | N/A | 73-97 | High_D | 1 | 30.7 | 1.26
Other Heating | Smarttherm | Condensing LPG Boiler | N/A | 73-97 | Low_D | 1 | 38.3 | 1.57
Other Heating | Smarttherm | Condensing LPG Boiler | N/A | 73-97 | High_E | 1 | 45.6 | 1.93
Other Heating | Smarttherm | Condensing LPG Boiler | N/A | 73-97 | Low_E | 1 | 52.8 | 2.03
Other Heating | Smarttherm | Condensing LPG Boiler | N/A | 73-97 | High_F | 1 | 63.6 | 2.06
Other Heating | Smarttherm | Condensing LPG Boiler | N/A | 73-97 | Low_F | 1 | 79.1 | 2.18
Other Heating | Smarttherm | Condensing LPG Boiler | N/A | 73-97 | High_G | 1 | 96.9 | 2.21
Other Heating | Smarttherm | Condensing LPG Boiler | N/A | 73-97 | Low_G | 1 | 119 | 2.27
Other Heating | Smarttherm | Condensing LPG Boiler | N/A | 98-199 | High_D | 1 | 33.4 | 1.19
Other Heating | Smarttherm | Condensing LPG Boiler | N/A | 98-199 | Low_D | 1 | 42.5 | 1.51
Other Heating | Smarttherm | Condensing LPG Boiler | N/A | 98-199 | High_E | 1 | 52 | 1.93
Other Heating | Smarttherm | Condensing LPG Boiler | N/A | 98-199 | Low_E | 1 | 62.7 | 2.08
Other Heating | Smarttherm | Condensing LPG Boiler | N/A | 98-199 | High_F | 1 | 76.7 | 2.14
Other Heating | Smarttherm | Condensing LPG Boiler | N/A | 98-199 | Low_F | 1 | 89.2 | 2.12
Other Heating | Smarttherm | Condensing LPG Boiler | N/A | 98-199 | High_G | 1 | 104.8 | 2.06
Other Heating | Smarttherm | Condensing LPG Boiler | N/A | 98-199 | Low_G | 1 | 135.3 | 2.22
Other Heating | Smarttherm | Condensing LPG Boiler | N/A | 200+ | High_D | 1 | 79.3 | 1.59
Other Heating | Smarttherm | Condensing LPG Boiler | N/A | 200+ | Low_D | 1 | 89.2 | 1.78
Other Heating | Smarttherm | Condensing LPG Boiler | N/A | 200+ | High_E | 1 | 111.9 | 2.33
Other Heating | Smarttherm | Condensing LPG Boiler | N/A | 200+ | Low_E | 1 | 127.3 | 2.35
Other Heating | Smarttherm | Condensing LPG Boiler | N/A | 200+ | High_F | 1 | 148 | 2.3
Other Heating | Smarttherm | Condensing LPG Boiler | N/A | 200+ | Low_F | 1 | 178.8 | 2.37
Other Heating | Smarttherm | Condensing LPG Boiler | N/A | 200+ | High_G | 1 | 208.3 | 2.28
Other Heating | Smarttherm | Condensing LPG Boiler | N/A | 200+ | Low_G | 1 | 269.9 | 2.47
Other Heating | Smarttherm | Non Condensing LPG Boiler | N/A | 0-72 | High_D | 1 | 24.8 | 1.1
Other Heating | Smarttherm | Non Condensing LPG Boiler | N/A | 0-72 | Low_D | 1 | 31.5 | 1.4
Other Heating | Smarttherm | Non Condensing LPG Boiler | N/A | 0-72 | High_E | 1 | 39 | 1.79
Other Heating | Smarttherm | Non Condensing LPG Boiler | N/A | 0-72 | Low_E | 1 | 46.3 | 1.92
Other Heating | Smarttherm | Non Condensing LPG Boiler | N/A | 0-72 | High_F | 1 | 57.4 | 2.01
Other Heating | Smarttherm | Non Condensing LPG Boiler | N/A | 0-72 | Low_F | 1 | 68.5 | 2.04
Other Heating | Smarttherm | Non Condensing LPG Boiler | N/A | 0-72 | High_G | 1 | 81.3 | 2
Other Heating | Smarttherm | Non Condensing LPG Boiler | N/A | 0-72 | Low_G | 1 | 98.2 | 2.02
Other Heating | Smarttherm | Non Condensing LPG Boiler | N/A | 73-97 | High_D | 1 | 25.2 | 1.03
Other Heating | Smarttherm | Non Condensing LPG Boiler | N/A | 73-97 | Low_D | 1 | 36 | 1.48
Other Heating | Smarttherm | Non Condensing LPG Boiler | N/A | 73-97 | High_E | 1 | 44.9 | 1.9
Other Heating | Smarttherm | Non Condensing LPG Boiler | N/A | 73-97 | Low_E | 1 | 53.4 | 2.05
Other Heating | Smarttherm | Non Condensing LPG Boiler | N/A | 73-97 | High_F | 1 | 61.9 | 2
Other Heating | Smarttherm | Non Condensing LPG Boiler | N/A | 73-97 | Low_F | 1 | 74.5 | 2.05
Other Heating | Smarttherm | Non Condensing LPG Boiler | N/A | 73-97 | High_G | 1 | 92.7 | 2.11
Other Heating | Smarttherm | Non Condensing LPG Boiler | N/A | 73-97 | Low_G | 1 | 127.9 | 2.44
Other Heating | Smarttherm | Non Condensing LPG Boiler | N/A | 98-199 | High_D | 1 | 34.2 | 1.22
Other Heating | Smarttherm | Non Condensing LPG Boiler | N/A | 98-199 | Low_D | 1 | 42.6 | 1.52
Other Heating | Smarttherm | Non Condensing LPG Boiler | N/A | 98-199 | High_E | 1 | 49.8 | 1.85
Other Heating | Smarttherm | Non Condensing LPG Boiler | N/A | 98-199 | Low_E | 1 | 60.9 | 2.02
Other Heating | Smarttherm | Non Condensing LPG Boiler | N/A | 98-199 | High_F | 1 | 73.4 | 2.05
Other Heating | Smarttherm | Non Condensing LPG Boiler | N/A | 98-199 | Low_F | 1 | 89.8 | 2.14
Other Heating | Smarttherm | Non Condensing LPG Boiler | N/A | 98-199 | High_G | 1 | 107.6 | 2.12
Other Heating | Smarttherm | Non Condensing LPG Boiler | N/A | 98-199 | Low_G | 1 | 148.6 | 2.45
Other Heating | Smarttherm | Non Condensing LPG Boiler | N/A | 200+ | High_D | 1 | 72.4 | 1.45
Other Heating | Smarttherm | Non Condensing LPG Boiler | N/A | 200+ | Low_D | 1 | 92.9 | 1.86
Other Heating | Smarttherm | Non Condensing LPG Boiler | N/A | 200+ | High_E | 1 | 104.5 | 2.18
Other Heating | Smarttherm | Non Condensing LPG Boiler | N/A | 200+ | Low_E | 1 | 131 | 2.42
Other Heating | Smarttherm | Non Condensing LPG Boiler | N/A | 200+ | High_F | 1 | 149 | 2.32
Other Heating | Smarttherm | Non Condensing LPG Boiler | N/A | 200+ | Low_F | 1 | 173.4 | 2.3
Other Heating | Smarttherm | Non Condensing LPG Boiler | N/A | 200+ | High_G | 1 | 209.4 | 2.29
Other Heating | Smarttherm | Non Condensing LPG Boiler | N/A | 200+ | Low_G | 1 | 303 | 2.78
Other Heating | Smarttherm | Condensing Oil Boiler | N/A | 0-72 | High_D | 1 | 27.5 | 1.22
Other Heating | Smarttherm | Condensing Oil Boiler | N/A | 0-72 | Low_D | 1 | 33.4 | 1.48
Other Heating | Smarttherm | Condensing Oil Boiler | N/A | 0-72 | High_E | 1 | 38.4 | 1.76
Other Heating | Smarttherm | Condensing Oil Boiler | N/A | 0-72 | Low_E | 1 | 43.8 | 1.82
Other Heating | Smarttherm | Condensing Oil Boiler | N/A | 0-72 | High_F | 1 | 49.6 | 1.73
Other Heating | Smarttherm | Condensing Oil Boiler | N/A | 0-72 | Low_F | 1 | 55.8 | 1.65
Other Heating | Smarttherm | Condensing Oil Boiler | N/A | 0-72 | High_G | 1 | 61.6 | 1.51
Other Heating | Smarttherm | Condensing Oil Boiler | N/A | 0-72 | Low_G | 1 | 67.6 | 1.38
Other Heating | Smarttherm | Condensing Oil Boiler | N/A | 73-97 | High_D | 1 | 31.7 | 1.3
Other Heating | Smarttherm | Condensing Oil Boiler | N/A | 73-97 | Low_D | 1 | 38.5 | 1.58
Other Heating | Smarttherm | Condensing Oil Boiler | N/A | 73-97 | High_E | 1 | 44.4 | 1.88
Other Heating | Smarttherm | Condensing Oil Boiler | N/A | 73-97 | Low_E | 1 | 51.8 | 1.99
Other Heating | Smarttherm | Condensing Oil Boiler | N/A | 73-97 | High_F | 1 | 60.1 | 1.94
Other Heating | Smarttherm | Condensing Oil Boiler | N/A | 73-97 | Low_F | 1 | 68.6 | 1.89
Other Heating | Smarttherm | Condensing Oil Boiler | N/A | 73-97 | High_G | 1 | 81.8 | 1.86
Other Heating | Smarttherm | Condensing Oil Boiler | N/A | 73-97 | Low_G | 1 | 91.8 | 1.74
Other Heating | Smarttherm | Condensing Oil Boiler | N/A | 98-199 | High_D | 1 | 34.9 | 1.24
Other Heating | Smarttherm | Condensing Oil Boiler | N/A | 98-199 | Low_D | 1 | 40.2 | 1.43
Other Heating | Smarttherm | Condensing Oil Boiler | N/A | 98-199 | High_E | 1 | 47.6 | 1.77
Other Heating | Smarttherm | Condensing Oil Boiler | N/A | 98-199 | Low_E | 1 | 55.3 | 1.83
Other Heating | Smarttherm | Condensing Oil Boiler | N/A | 98-199 | High_F | 1 | 65 | 1.81
Other Heating | Smarttherm | Condensing Oil Boiler | N/A | 98-199 | Low_F | 1 | 77.2 | 1.83
Other Heating | Smarttherm | Condensing Oil Boiler | N/A | 98-199 | High_G | 1 | 88.1 | 1.72
Other Heating | Smarttherm | Condensing Oil Boiler | N/A | 98-199 | Low_G | 1 | 102.5 | 1.67
Other Heating | Smarttherm | Condensing Oil Boiler | N/A | 200+ | High_D | 1 | 74.2 | 1.48
Other Heating | Smarttherm | Condensing Oil Boiler | N/A | 200+ | Low_D | 1 | 85.8 | 1.72
Other Heating | Smarttherm | Condensing Oil Boiler | N/A | 200+ | High_E | 1 | 99.8 | 2.09
Other Heating | Smarttherm | Condensing Oil Boiler | N/A | 200+ | Low_E | 1 | 115.6 | 2.13
Other Heating | Smarttherm | Condensing Oil Boiler | N/A | 200+ | High_F | 1 | 129.2 | 2.01
Other Heating | Smarttherm | Condensing Oil Boiler | N/A | 200+ | Low_F | 1 | 149.9 | 1.98
Other Heating | Smarttherm | Condensing Oil Boiler | N/A | 200+ | High_G | 1 | 174.5 | 1.9
Other Heating | Smarttherm | Condensing Oil Boiler | N/A | 200+ | Low_G | 1 | 209.6 | 1.91
Other Heating | Smarttherm | Non Condensing Oil Boiler | N/A | 0-72 | High_D | 1 | 27.5 | 1.22
Other Heating | Smarttherm | Non Condensing Oil Boiler | N/A | 0-72 | Low_D | 1 | 33.2 | 1.47
Other Heating | Smarttherm | Non Condensing Oil Boiler | N/A | 0-72 | High_E | 1 | 38.6 | 1.77
Other Heating | Smarttherm | Non Condensing Oil Boiler | N/A | 0-72 | Low_E | 1 | 44.2 | 1.83
Other Heating | Smarttherm | Non Condensing Oil Boiler | N/A | 0-72 | High_F | 1 | 50.7 | 1.77
Other Heating | Smarttherm | Non Condensing Oil Boiler | N/A | 0-72 | Low_F | 1 | 56.7 | 1.68
Other Heating | Smarttherm | Non Condensing Oil Boiler | N/A | 0-72 | High_G | 1 | 65.4 | 1.6
Other Heating | Smarttherm | Non Condensing Oil Boiler | N/A | 0-72 | Low_G | 1 | 72.3 | 1.48
Other Heating | Smarttherm | Non Condensing Oil Boiler | N/A | 73-97 | High_D | 1 | 29.1 | 1.2
Other Heating | Smarttherm | Non Condensing Oil Boiler | N/A | 73-97 | Low_D | 1 | 35.6 | 1.46
Other Heating | Smarttherm | Non Condensing Oil Boiler | N/A | 73-97 | High_E | 1 | 44.3 | 1.87
Other Heating | Smarttherm | Non Condensing Oil Boiler | N/A | 73-97 | Low_E | 1 | 52.1 | 2
Other Heating | Smarttherm | Non Condensing Oil Boiler | N/A | 73-97 | High_F | 1 | 61.4 | 1.99
Other Heating | Smarttherm | Non Condensing Oil Boiler | N/A | 73-97 | Low_F | 1 | 70.3 | 1.94
Other Heating | Smarttherm | Non Condensing Oil Boiler | N/A | 73-97 | High_G | 1 | 79.4 | 1.8
Other Heating | Smarttherm | Non Condensing Oil Boiler | N/A | 73-97 | Low_G | 1 | 97.3 | 1.85
Other Heating | Smarttherm | Non Condensing Oil Boiler | N/A | 98-199 | High_D | 1 | 36.2 | 1.29
Other Heating | Smarttherm | Non Condensing Oil Boiler | N/A | 98-199 | Low_D | 1 | 42.2 | 1.5
Other Heating | Smarttherm | Non Condensing Oil Boiler | N/A | 98-199 | High_E | 1 | 48.8 | 1.81
Other Heating | Smarttherm | Non Condensing Oil Boiler | N/A | 98-199 | Low_E | 1 | 54.5 | 1.8
Other Heating | Smarttherm | Non Condensing Oil Boiler | N/A | 98-199 | High_F | 1 | 65.7 | 1.83
Other Heating | Smarttherm | Non Condensing Oil Boiler | N/A | 98-199 | Low_F | 1 | 78 | 1.85
Other Heating | Smarttherm | Non Condensing Oil Boiler | N/A | 98-199 | High_G | 1 | 90.3 | 1.77
Other Heating | Smarttherm | Non Condensing Oil Boiler | N/A | 98-199 | Low_G | 1 | 109.1 | 1.78
Other Heating | Smarttherm | Non Condensing Oil Boiler | N/A | 200+ | High_D | 1 | 72.6 | 1.45
Other Heating | Smarttherm | Non Condensing Oil Boiler | N/A | 200+ | Low_D | 1 | 83.3 | 1.67
Other Heating | Smarttherm | Non Condensing Oil Boiler | N/A | 200+ | High_E | 1 | 96.4 | 2.02
Other Heating | Smarttherm | Non Condensing Oil Boiler | N/A | 200+ | Low_E | 1 | 112.1 | 2.07
Other Heating | Smarttherm | Non Condensing Oil Boiler | N/A | 200+ | High_F | 1 | 129.8 | 2.01
Other Heating | Smarttherm | Non Condensing Oil Boiler | N/A | 200+ | Low_F | 1 | 153.1 | 2.02
Other Heating | Smarttherm | Non Condensing Oil Boiler | N/A | 200+ | High_G | 1 | 181.7 | 1.98
Other Heating | Smarttherm | Non Condensing Oil Boiler | N/A | 200+ | Low_G | 1 | 214.6 | 1.95
Other Heating | Smarttherm | Solid Fossil Boiler | N/A | 0-72 | High_D | 1 | 29.7 | 1.32
Other Heating | Smarttherm | Solid Fossil Boiler | N/A | 0-72 | Low_D | 1 | 36.8 | 1.63
Other Heating | Smarttherm | Solid Fossil Boiler | N/A | 0-72 | High_E | 1 | 42.2 | 1.93
Other Heating | Smarttherm | Solid Fossil Boiler | N/A | 0-72 | Low_E | 1 | 48.1 | 2
Other Heating | Smarttherm | Solid Fossil Boiler | N/A | 0-72 | High_F | 1 | 54.9 | 1.92
Other Heating | Smarttherm | Solid Fossil Boiler | N/A | 0-72 | Low_F | 1 | 60.3 | 1.79
Other Heating | Smarttherm | Solid Fossil Boiler | N/A | 0-72 | High_G | 1 | 69.8 | 1.71
Other Heating | Smarttherm | Solid Fossil Boiler | N/A | 0-72 | Low_G | 1 | 76.6 | 1.56
Other Heating | Smarttherm | Solid Fossil Boiler | N/A | 73-97 | High_D | 1 | 32 | 1.31
Other Heating | Smarttherm | Solid Fossil Boiler | N/A | 73-97 | Low_D | 1 | 40.7 | 1.67
Other Heating | Smarttherm | Solid Fossil Boiler | N/A | 73-97 | High_E | 1 | 46.6 | 1.97
Other Heating | Smarttherm | Solid Fossil Boiler | N/A | 73-97 | Low_E | 1 | 53.9 | 2.07
Other Heating | Smarttherm | Solid Fossil Boiler | N/A | 73-97 | High_F | 1 | 64.4 | 2.09
Other Heating | Smarttherm | Solid Fossil Boiler | N/A | 73-97 | Low_F | 1 | 74.5 | 2.05
Other Heating | Smarttherm | Solid Fossil Boiler | N/A | 73-97 | High_G | 1 | 84.7 | 1.93
Other Heating | Smarttherm | Solid Fossil Boiler | N/A | 73-97 | Low_G | 1 | 105.2 | 2
Other Heating | Smarttherm | Solid Fossil Boiler | N/A | 98-199 | High_D | 1 | 36.2 | 1.29
Other Heating | Smarttherm | Solid Fossil Boiler | N/A | 98-199 | Low_D | 1 | 44.1 | 1.57
Other Heating | Smarttherm | Solid Fossil Boiler | N/A | 98-199 | High_E | 1 | 54.6 | 2.02
Other Heating | Smarttherm | Solid Fossil Boiler | N/A | 98-199 | Low_E | 1 | 64.3 | 2.13
Other Heating | Smarttherm | Solid Fossil Boiler | N/A | 98-199 | High_F | 1 | 72.3 | 2.02
Other Heating | Smarttherm | Solid Fossil Boiler | N/A | 98-199 | Low_F | 1 | 84.7 | 2.01
Other Heating | Smarttherm | Solid Fossil Boiler | N/A | 98-199 | High_G | 1 | 97.8 | 1.92
Other Heating | Smarttherm | Solid Fossil Boiler | N/A | 98-199 | Low_G | 1 | 117.6 | 1.93
Other Heating | Smarttherm | Solid Fossil Boiler | N/A | 200+ | High_D | 1 | 77.3 | 1.55
Other Heating | Smarttherm | Solid Fossil Boiler | N/A | 200+ | Low_D | 1 | 92.6 | 1.85
Other Heating | Smarttherm | Solid Fossil Boiler | N/A | 200+ | High_E | 1 | 111.5 | 2.32
Other Heating | Smarttherm | Solid Fossil Boiler | N/A | 200+ | Low_E | 1 | 116.1 | 2.14
Other Heating | Smarttherm | Solid Fossil Boiler | N/A | 200+ | High_F | 1 | 141.9 | 2.21
Other Heating | Smarttherm | Solid Fossil Boiler | N/A | 200+ | Low_F | 1 | 168.8 | 2.23
Other Heating | Smarttherm | Solid Fossil Boiler | N/A | 200+ | High_G | 1 | 192.5 | 2.1
Other Heating | Smarttherm | Solid Fossil Boiler | N/A | 200+ | Low_G | 1 | 230.3 | 2.1
Other Heating | Smarttherm | Electric Boiler | N/A | 0-72 | High_D | 1 | 23.7 | 1.05
Other Heating | Smarttherm | Electric Boiler | N/A | 0-72 | Low_D | 1 | 29.5 | 1.31
Other Heating | Smarttherm | Electric Boiler | N/A | 0-72 | High_E | 1 | 35.5 | 1.63
Other Heating | Smarttherm | Electric Boiler | N/A | 0-72 | Low_E | 1 | 40.3 | 1.67
Other Heating | Smarttherm | Electric Boiler | N/A | 0-72 | High_F | 1 | 45.9 | 1.6
Other Heating | Smarttherm | Electric Boiler | N/A | 0-72 | Low_F | 1 | 50.5 | 1.49
Other Heating | Smarttherm | Electric Boiler | N/A | 0-72 | High_G | 1 | 58 | 1.42
Other Heating | Smarttherm | Electric Boiler | N/A | 0-72 | Low_G | 1 | 63.6 | 1.3
Other Heating | Smarttherm | Electric Boiler | N/A | 73-97 | High_D | 1 | 27.3 | 1.12
Other Heating | Smarttherm | Electric Boiler | N/A | 73-97 | Low_D | 1 | 34.6 | 1.42
Other Heating | Smarttherm | Electric Boiler | N/A | 73-97 | High_E | 1 | 42.7 | 1.81
Other Heating | Smarttherm | Electric Boiler | N/A | 73-97 | Low_E | 1 | 49 | 1.88
Other Heating | Smarttherm | Electric Boiler | N/A | 73-97 | High_F | 1 | 57 | 1.84
Other Heating | Smarttherm | Electric Boiler | N/A | 73-97 | Low_F | 1 | 64.6 | 1.77
Other Heating | Smarttherm | Electric Boiler | N/A | 73-97 | High_G | 1 | 78.4 | 1.78
Other Heating | Smarttherm | Electric Boiler | N/A | 73-97 | Low_G | 1 | 88.1 | 1.67
Other Heating | Smarttherm | Electric Boiler | N/A | 98-199 | High_D | 1 | 33.7 | 1.2
Other Heating | Smarttherm | Electric Boiler | N/A | 98-199 | Low_D | 1 | 42.2 | 1.5
Other Heating | Smarttherm | Electric Boiler | N/A | 98-199 | High_E | 1 | 47.3 | 1.76
Other Heating | Smarttherm | Electric Boiler | N/A | 98-199 | Low_E | 1 | 57.6 | 1.9
Other Heating | Smarttherm | Electric Boiler | N/A | 98-199 | High_F | 1 | 67.8 | 1.89
Other Heating | Smarttherm | Electric Boiler | N/A | 98-199 | Low_F | 1 | 76.9 | 1.82
Other Heating | Smarttherm | Electric Boiler | N/A | 98-199 | High_G | 1 | 88.2 | 1.73
Other Heating | Smarttherm | Electric Boiler | N/A | 98-199 | Low_G | 1 | 103.1 | 1.68
Other Heating | Smarttherm | Electric Boiler | N/A | 200+ | High_D | 1 | 71.4 | 1.43
Other Heating | Smarttherm | Electric Boiler | N/A | 200+ | Low_D | 1 | 82.9 | 1.66
Other Heating | Smarttherm | Electric Boiler | N/A | 200+ | High_E | 1 | 97.1 | 2.04
Other Heating | Smarttherm | Electric Boiler | N/A | 200+ | Low_E | 1 | 113.1 | 2.08
Other Heating | Smarttherm | Electric Boiler | N/A | 200+ | High_F | 1 | 134.5 | 2.09
Other Heating | Smarttherm | Electric Boiler | N/A | 200+ | Low_F | 1 | 155.3 | 2.05
Other Heating | Smarttherm | Electric Boiler | N/A | 200+ | High_G | 1 | 174.3 | 1.9
Other Heating | Smarttherm | Electric Boiler | N/A | 200+ | Low_G | 1 | 210.8 | 1.92
Boiler | B_Upgrade_preHCs | Condensing Gas Boiler | Fuel Cell mCHP | 0-72 | High_D | 0.96 | 265.2 | N/A
Boiler | B_Upgrade_preHCs | Condensing Gas Boiler | Fuel Cell mCHP | 0-72 | Low_D | 0.96 | 347.6 | N/A
Boiler | B_Upgrade_preHCs | Condensing Gas Boiler | Fuel Cell mCHP | 0-72 | High_E | 0.96 | 448.5 | N/A
Boiler | B_Upgrade_preHCs | Condensing Gas Boiler | Fuel Cell mCHP | 0-72 | Low_E | 0.96 | 546.2 | N/A
Boiler | B_Upgrade_preHCs | Condensing Gas Boiler | Fuel Cell mCHP | 0-72 | High_F | 0.96 | 686.1 | N/A
Boiler | B_Upgrade_preHCs | Condensing Gas Boiler | Fuel Cell mCHP | 0-72 | Low_F | 0.96 | 844.8 | N/A
Boiler | B_Upgrade_preHCs | Condensing Gas Boiler | Fuel Cell mCHP | 0-72 | High_G | 0.96 | 1070.7 | N/A
Boiler | B_Upgrade_preHCs | Condensing Gas Boiler | Fuel Cell mCHP | 0-72 | Low_G | 0.96 | 1332.2 | N/A
Boiler | B_Upgrade_preHCs | Condensing Gas Boiler | Fuel Cell mCHP | 73-97 | High_D | 0.96 | 245.6 | N/A
Boiler | B_Upgrade_preHCs | Condensing Gas Boiler | Fuel Cell mCHP | 73-97 | Low_D | 0.96 | 318.6 | N/A
Boiler | B_Upgrade_preHCs | Condensing Gas Boiler | Fuel Cell mCHP | 73-97 | High_E | 0.96 | 407.7 | N/A
Boiler | B_Upgrade_preHCs | Condensing Gas Boiler | Fuel Cell mCHP | 73-97 | Low_E | 0.96 | 493.7 | N/A
Boiler | B_Upgrade_preHCs | Condensing Gas Boiler | Fuel Cell mCHP | 73-97 | High_F | 0.96 | 617.5 | N/A
Boiler | B_Upgrade_preHCs | Condensing Gas Boiler | Fuel Cell mCHP | 73-97 | Low_F | 0.96 | 758.6 | N/A
Boiler | B_Upgrade_preHCs | Condensing Gas Boiler | Fuel Cell mCHP | 73-97 | High_G | 0.96 | 960.4 | N/A
Boiler | B_Upgrade_preHCs | Condensing Gas Boiler | Fuel Cell mCHP | 73-97 | Low_G | 0.96 | 1194.9 | N/A
Boiler | B_Upgrade_preHCs | Condensing Gas Boiler | Fuel Cell mCHP | 98-199 | High_D | 0.96 | 227.6 | N/A
Boiler | B_Upgrade_preHCs | Condensing Gas Boiler | Fuel Cell mCHP | 98-199 | Low_D | 0.96 | 292.5 | N/A
Boiler | B_Upgrade_preHCs | Condensing Gas Boiler | Fuel Cell mCHP | 98-199 | High_E | 0.96 | 371.4 | N/A
Boiler | B_Upgrade_preHCs | Condensing Gas Boiler | Fuel Cell mCHP | 98-199 | Low_E | 0.96 | 447.3 | N/A
Boiler | B_Upgrade_preHCs | Condensing Gas Boiler | Fuel Cell mCHP | 98-199 | High_F | 0.96 | 556.7 | N/A
Boiler | B_Upgrade_preHCs | Condensing Gas Boiler | Fuel Cell mCHP | 98-199 | Low_F | 0.96 | 681.8 | N/A
Boiler | B_Upgrade_preHCs | Condensing Gas Boiler | Fuel Cell mCHP | 98-199 | High_G | 0.96 | 861.1 | N/A
Boiler | B_Upgrade_preHCs | Condensing Gas Boiler | Fuel Cell mCHP | 98-199 | Low_G | 0.96 | 1070.1 | N/A
Boiler | B_Upgrade_preHCs | Condensing Gas Boiler | Fuel Cell mCHP | 200+ | High_D | 0.96 | 325.1 | N/A
Boiler | B_Upgrade_preHCs | Condensing Gas Boiler | Fuel Cell mCHP | 200+ | Low_D | 0.96 | 415.3 | N/A
Boiler | B_Upgrade_preHCs | Condensing Gas Boiler | Fuel Cell mCHP | 200+ | High_E | 0.96 | 548.7 | N/A
Boiler | B_Upgrade_preHCs | Condensing Gas Boiler | Fuel Cell mCHP | 200+ | Low_E | 0.96 | 656.3 | N/A
Boiler | B_Upgrade_preHCs | Condensing Gas Boiler | Fuel Cell mCHP | 200+ | High_F | 0.96 | 824.4 | N/A
Boiler | B_Upgrade_preHCs | Condensing Gas Boiler | Fuel Cell mCHP | 200+ | Low_F | 0.96 | 1011.4 | N/A
Boiler | B_Upgrade_preHCs | Condensing Gas Boiler | Fuel Cell mCHP | 200+ | High_G | 0.96 | 1275.5 | N/A
Boiler | B_Upgrade_preHCs | Condensing Gas Boiler | Fuel Cell mCHP | 200+ | Low_G | 0.96 | 1574.1 | N/A
Boiler | B_Upgrade_preHCs | Condensing Gas Boiler | GSHP | 0-72 | High_D | 0.96 | 0 | N/A
Boiler | B_Upgrade_preHCs | Condensing Gas Boiler | GSHP | 0-72 | Low_D | 0.96 | 0 | N/A
Boiler | B_Upgrade_preHCs | Condensing Gas Boiler | GSHP | 0-72 | High_E | 0.96 | 0 | N/A
Boiler | B_Upgrade_preHCs | Condensing Gas Boiler | GSHP | 0-72 | Low_E | 0.96 | 0 | N/A
Boiler | B_Upgrade_preHCs | Condensing Gas Boiler | GSHP | 0-72 | High_F | 0.96 | 0 | N/A
Boiler | B_Upgrade_preHCs | Condensing Gas Boiler | GSHP | 0-72 | Low_F | 0.96 | 0 | N/A
Boiler | B_Upgrade_preHCs | Condensing Gas Boiler | GSHP | 0-72 | High_G | 0.96 | 0 | N/A
Boiler | B_Upgrade_preHCs | Condensing Gas Boiler | GSHP | 0-72 | Low_G | 0.96 | 0 | N/A
Boiler | B_Upgrade_preHCs | Condensing Gas Boiler | GSHP | 73-97 | High_D | 0.96 | 0 | N/A
Boiler | B_Upgrade_preHCs | Condensing Gas Boiler | GSHP | 73-97 | Low_D | 0.96 | 0 | N/A
Boiler | B_Upgrade_preHCs | Condensing Gas Boiler | GSHP | 73-97 | High_E | 0.96 | 0 | N/A
Boiler | B_Upgrade_preHCs | Condensing Gas Boiler | GSHP | 73-97 | Low_E | 0.96 | 0 | N/A
Boiler | B_Upgrade_preHCs | Condensing Gas Boiler | GSHP | 73-97 | High_F | 0.96 | 0 | N/A
Boiler | B_Upgrade_preHCs | Condensing Gas Boiler | GSHP | 73-97 | Low_F | 0.96 | 0 | N/A
Boiler | B_Upgrade_preHCs | Condensing Gas Boiler | GSHP | 73-97 | High_G | 0.96 | 0 | N/A
Boiler | B_Upgrade_preHCs | Condensing Gas Boiler | GSHP | 73-97 | Low_G | 0.96 | 0 | N/A
Boiler | B_Upgrade_preHCs | Condensing Gas Boiler | GSHP | 98-199 | High_D | 0.96 | 0 | N/A
Boiler | B_Upgrade_preHCs | Condensing Gas Boiler | GSHP | 98-199 | Low_D | 0.96 | 0 | N/A
Boiler | B_Upgrade_preHCs | Condensing Gas Boiler | GSHP | 98-199 | High_E | 0.96 | 0 | N/A
Boiler | B_Upgrade_preHCs | Condensing Gas Boiler | GSHP | 98-199 | Low_E | 0.96 | 0 | N/A
Boiler | B_Upgrade_preHCs | Condensing Gas Boiler | GSHP | 98-199 | High_F | 0.96 | 0 | N/A
Boiler | B_Upgrade_preHCs | Condensing Gas Boiler | GSHP | 98-199 | Low_F | 0.96 | 0 | N/A
Boiler | B_Upgrade_preHCs | Condensing Gas Boiler | GSHP | 98-199 | High_G | 0.96 | 0 | N/A
Boiler | B_Upgrade_preHCs | Condensing Gas Boiler | GSHP | 98-199 | Low_G | 0.96 | 0 | N/A
Boiler | B_Upgrade_preHCs | Condensing Gas Boiler | GSHP | 200+ | High_D | 0.96 | 0 | N/A
Boiler | B_Upgrade_preHCs | Condensing Gas Boiler | GSHP | 200+ | Low_D | 0.96 | 0 | N/A
Boiler | B_Upgrade_preHCs | Condensing Gas Boiler | GSHP | 200+ | High_E | 0.96 | 0 | N/A
Boiler | B_Upgrade_preHCs | Condensing Gas Boiler | GSHP | 200+ | Low_E | 0.96 | 0 | N/A
Boiler | B_Upgrade_preHCs | Condensing Gas Boiler | GSHP | 200+ | High_F | 0.96 | 0 | N/A
Boiler | B_Upgrade_preHCs | Condensing Gas Boiler | GSHP | 200+ | Low_F | 0.96 | 0 | N/A
Boiler | B_Upgrade_preHCs | Condensing Gas Boiler | GSHP | 200+ | High_G | 0.96 | 0 | N/A
Boiler | B_Upgrade_preHCs | Condensing Gas Boiler | GSHP | 200+ | Low_G | 0.96 | 0 | N/A
Boiler | B_Upgrade_preHCs | Condensing Gas Boiler | Air to Water ASHP | 0-72 | High_D | 0.96 | 0 | N/A
Boiler | B_Upgrade_preHCs | Condensing Gas Boiler | Air to Water ASHP | 0-72 | Low_D | 0.96 | 0 | N/A
Boiler | B_Upgrade_preHCs | Condensing Gas Boiler | Air to Water ASHP | 0-72 | High_E | 0.96 | 0 | N/A
Boiler | B_Upgrade_preHCs | Condensing Gas Boiler | Air to Water ASHP | 0-72 | Low_E | 0.96 | 0 | N/A
Boiler | B_Upgrade_preHCs | Condensing Gas Boiler | Air to Water ASHP | 0-72 | High_F | 0.96 | 0 | N/A
Boiler | B_Upgrade_preHCs | Condensing Gas Boiler | Air to Water ASHP | 0-72 | Low_F | 0.96 | 0 | N/A
Boiler | B_Upgrade_preHCs | Condensing Gas Boiler | Air to Water ASHP | 0-72 | High_G | 0.96 | 0 | N/A
Boiler | B_Upgrade_preHCs | Condensing Gas Boiler | Air to Water ASHP | 0-72 | Low_G | 0.96 | 0 | N/A
Boiler | B_Upgrade_preHCs | Condensing Gas Boiler | Air to Water ASHP | 73-97 | High_D | 0.96 | 0 | N/A
Boiler | B_Upgrade_preHCs | Condensing Gas Boiler | Air to Water ASHP | 73-97 | Low_D | 0.96 | 0 | N/A
Boiler | B_Upgrade_preHCs | Condensing Gas Boiler | Air to Water ASHP | 73-97 | High_E | 0.96 | 0 | N/A
Boiler | B_Upgrade_preHCs | Condensing Gas Boiler | Air to Water ASHP | 73-97 | Low_E | 0.96 | 0 | N/A
Boiler | B_Upgrade_preHCs | Condensing Gas Boiler | Air to Water ASHP | 73-97 | High_F | 0.96 | 0 | N/A
Boiler | B_Upgrade_preHCs | Condensing Gas Boiler | Air to Water ASHP | 73-97 | Low_F | 0.96 | 0 | N/A
Boiler | B_Upgrade_preHCs | Condensing Gas Boiler | Air to Water ASHP | 73-97 | High_G | 0.96 | 0 | N/A
Boiler | B_Upgrade_preHCs | Condensing Gas Boiler | Air to Water ASHP | 73-97 | Low_G | 0.96 | 0 | N/A
Boiler | B_Upgrade_preHCs | Condensing Gas Boiler | Air to Water ASHP | 98-199 | High_D | 0.96 | 0 | N/A
Boiler | B_Upgrade_preHCs | Condensing Gas Boiler | Air to Water ASHP | 98-199 | Low_D | 0.96 | 0 | N/A
Boiler | B_Upgrade_preHCs | Condensing Gas Boiler | Air to Water ASHP | 98-199 | High_E | 0.96 | 0 | N/A
Boiler | B_Upgrade_preHCs | Condensing Gas Boiler | Air to Water ASHP | 98-199 | Low_E | 0.96 | 0 | N/A
Boiler | B_Upgrade_preHCs | Condensing Gas Boiler | Air to Water ASHP | 98-199 | High_F | 0.96 | 0 | N/A
Boiler | B_Upgrade_preHCs | Condensing Gas Boiler | Air to Water ASHP | 98-199 | Low_F | 0.96 | 0 | N/A
Boiler | B_Upgrade_preHCs | Condensing Gas Boiler | Air to Water ASHP | 98-199 | High_G | 0.96 | 0 | N/A
Boiler | B_Upgrade_preHCs | Condensing Gas Boiler | Air to Water ASHP | 98-199 | Low_G | 0.96 | 0 | N/A
Boiler | B_Upgrade_preHCs | Condensing Gas Boiler | Air to Water ASHP | 200+ | High_D | 0.96 | 0 | N/A
Boiler | B_Upgrade_preHCs | Condensing Gas Boiler | Air to Water ASHP | 200+ | Low_D | 0.96 | 0 | N/A
Boiler | B_Upgrade_preHCs | Condensing Gas Boiler | Air to Water ASHP | 200+ | High_E | 0.96 | 0 | N/A
Boiler | B_Upgrade_preHCs | Condensing Gas Boiler | Air to Water ASHP | 200+ | Low_E | 0.96 | 0 | N/A
Boiler | B_Upgrade_preHCs | Condensing Gas Boiler | Air to Water ASHP | 200+ | High_F | 0.96 | 0 | N/A
Boiler | B_Upgrade_preHCs | Condensing Gas Boiler | Air to Water ASHP | 200+ | Low_F | 0.96 | 0 | N/A
Boiler | B_Upgrade_preHCs | Condensing Gas Boiler | Air to Water ASHP | 200+ | High_G | 0.96 | 0 | N/A
Boiler | B_Upgrade_preHCs | Condensing Gas Boiler | Air to Water ASHP | 200+ | Low_G | 0.96 | 0 | N/A
DHS | DHS_connection_preHCs | Condensing Gas Boiler | Shared Ground Loop GSHP | 0-72 | High_D | 0.96 | 0 | N/A
DHS | DHS_connection_preHCs | Condensing Gas Boiler | Shared Ground Loop GSHP | 0-72 | Low_D | 0.96 | 0 | N/A
DHS | DHS_connection_preHCs | Condensing Gas Boiler | Shared Ground Loop GSHP | 0-72 | High_E | 0.96 | 0 | N/A
DHS | DHS_connection_preHCs | Condensing Gas Boiler | Shared Ground Loop GSHP | 0-72 | Low_E | 0.96 | 0 | N/A
DHS | DHS_connection_preHCs | Condensing Gas Boiler | Shared Ground Loop GSHP | 0-72 | High_F | 0.96 | 0 | N/A
DHS | DHS_connection_preHCs | Condensing Gas Boiler | Shared Ground Loop GSHP | 0-72 | Low_F | 0.96 | 0 | N/A
DHS | DHS_connection_preHCs | Condensing Gas Boiler | Shared Ground Loop GSHP | 0-72 | High_G | 0.96 | 0 | N/A
DHS | DHS_connection_preHCs | Condensing Gas Boiler | Shared Ground Loop GSHP | 0-72 | Low_G | 0.96 | 0 | N/A
DHS | DHS_connection_preHCs | Condensing Gas Boiler | Shared Ground Loop GSHP | 73-97 | High_D | 0.96 | 0 | N/A
DHS | DHS_connection_preHCs | Condensing Gas Boiler | Shared Ground Loop GSHP | 73-97 | Low_D | 0.96 | 0 | N/A
DHS | DHS_connection_preHCs | Condensing Gas Boiler | Shared Ground Loop GSHP | 73-97 | High_E | 0.96 | 0 | N/A
DHS | DHS_connection_preHCs | Condensing Gas Boiler | Shared Ground Loop GSHP | 73-97 | Low_E | 0.96 | 0 | N/A
DHS | DHS_connection_preHCs | Condensing Gas Boiler | Shared Ground Loop GSHP | 73-97 | High_F | 0.96 | 0 | N/A
DHS | DHS_connection_preHCs | Condensing Gas Boiler | Shared Ground Loop GSHP | 73-97 | Low_F | 0.96 | 0 | N/A
DHS | DHS_connection_preHCs | Condensing Gas Boiler | Shared Ground Loop GSHP | 73-97 | High_G | 0.96 | 0 | N/A
DHS | DHS_connection_preHCs | Condensing Gas Boiler | Shared Ground Loop GSHP | 73-97 | Low_G | 0.96 | 0 | N/A
DHS | DHS_connection_preHCs | Condensing Gas Boiler | Shared Ground Loop GSHP | 98-199 | High_D | 0.96 | 0 | N/A
DHS | DHS_connection_preHCs | Condensing Gas Boiler | Shared Ground Loop GSHP | 98-199 | Low_D | 0.96 | 0 | N/A
DHS | DHS_connection_preHCs | Condensing Gas Boiler | Shared Ground Loop GSHP | 98-199 | High_E | 0.96 | 0 | N/A
DHS | DHS_connection_preHCs | Condensing Gas Boiler | Shared Ground Loop GSHP | 98-199 | Low_E | 0.96 | 0 | N/A
DHS | DHS_connection_preHCs | Condensing Gas Boiler | Shared Ground Loop GSHP | 98-199 | High_F | 0.96 | 0 | N/A
DHS | DHS_connection_preHCs | Condensing Gas Boiler | Shared Ground Loop GSHP | 98-199 | Low_F | 0.96 | 0 | N/A
DHS | DHS_connection_preHCs | Condensing Gas Boiler | Shared Ground Loop GSHP | 98-199 | High_G | 0.96 | 0 | N/A
DHS | DHS_connection_preHCs | Condensing Gas Boiler | Shared Ground Loop GSHP | 98-199 | Low_G | 0.96 | 0 | N/A
DHS | DHS_connection_preHCs | Condensing Gas Boiler | Shared Ground Loop GSHP | 200+ | High_D | 0.96 | 0 | N/A
DHS | DHS_connection_preHCs | Condensing Gas Boiler | Shared Ground Loop GSHP | 200+ | Low_D | 0.96 | 0 | N/A
DHS | DHS_connection_preHCs | Condensing Gas Boiler | Shared Ground Loop GSHP | 200+ | High_E | 0.96 | 0 | N/A
DHS | DHS_connection_preHCs | Condensing Gas Boiler | Shared Ground Loop GSHP | 200+ | Low_E | 0.96 | 0 | N/A
DHS | DHS_connection_preHCs | Condensing Gas Boiler | Shared Ground Loop GSHP | 200+ | High_F | 0.96 | 0 | N/A
DHS | DHS_connection_preHCs | Condensing Gas Boiler | Shared Ground Loop GSHP | 200+ | Low_F | 0.96 | 0 | N/A
DHS | DHS_connection_preHCs | Condensing Gas Boiler | Shared Ground Loop GSHP | 200+ | High_G | 0.96 | 0 | N/A
DHS | DHS_connection_preHCs | Condensing Gas Boiler | Shared Ground Loop GSHP | 200+ | Low_G | 0.96 | 0 | N/A
Boiler | B_Upgrade_preHCs | Condensing LPG Boiler | Fuel Cell mCHP | 0-72 | High_D | 0.96 | 299.2 | N/A
Boiler | B_Upgrade_preHCs | Condensing LPG Boiler | Fuel Cell mCHP | 0-72 | Low_D | 0.96 | 397.2 | N/A
Boiler | B_Upgrade_preHCs | Condensing LPG Boiler | Fuel Cell mCHP | 0-72 | High_E | 0.96 | 516.2 | N/A
Boiler | B_Upgrade_preHCs | Condensing LPG Boiler | Fuel Cell mCHP | 0-72 | Low_E | 0.96 | 630.5 | N/A
Boiler | B_Upgrade_preHCs | Condensing LPG Boiler | Fuel Cell mCHP | 0-72 | High_F | 0.96 | 793.6 | N/A
Boiler | B_Upgrade_preHCs | Condensing LPG Boiler | Fuel Cell mCHP | 0-72 | Low_F | 0.96 | 978.4 | N/A
Boiler | B_Upgrade_preHCs | Condensing LPG Boiler | Fuel Cell mCHP | 0-72 | High_G | 0.96 | 1241.3 | N/A
Boiler | B_Upgrade_preHCs | Condensing LPG Boiler | Fuel Cell mCHP | 0-72 | Low_G | 0.96 | 1545.7 | N/A
Boiler | B_Upgrade_preHCs | Condensing LPG Boiler | Fuel Cell mCHP | 73-97 | High_D | 0.96 | 322.1 | N/A
Boiler | B_Upgrade_preHCs | Condensing LPG Boiler | Fuel Cell mCHP | 73-97 | Low_D | 0.96 | 421.6 | N/A
Boiler | B_Upgrade_preHCs | Condensing LPG Boiler | Fuel Cell mCHP | 73-97 | High_E | 0.96 | 541.2 | N/A
Boiler | B_Upgrade_preHCs | Condensing LPG Boiler | Fuel Cell mCHP | 73-97 | Low_E | 0.96 | 654.7 | N/A
Boiler | B_Upgrade_preHCs | Condensing LPG Boiler | Fuel Cell mCHP | 73-97 | High_F | 0.96 | 815.8 | N/A
Boiler | B_Upgrade_preHCs | Condensing LPG Boiler | Fuel Cell mCHP | 73-97 | Low_F | 0.96 | 997.6 | N/A
Boiler | B_Upgrade_preHCs | Condensing LPG Boiler | Fuel Cell mCHP | 73-97 | High_G | 0.96 | 1256 | N/A
Boiler | B_Upgrade_preHCs | Condensing LPG Boiler | Fuel Cell mCHP | 73-97 | Low_G | 0.96 | 1555.2 | N/A
Boiler | B_Upgrade_preHCs | Condensing LPG Boiler | Fuel Cell mCHP | 98-199 | High_D | 0.96 | 365.6 | N/A
Boiler | B_Upgrade_preHCs | Condensing LPG Boiler | Fuel Cell mCHP | 98-199 | Low_D | 0.96 | 472 | N/A
Boiler | B_Upgrade_preHCs | Condensing LPG Boiler | Fuel Cell mCHP | 98-199 | High_E | 0.96 | 599.7 | N/A
Boiler | B_Upgrade_preHCs | Condensing LPG Boiler | Fuel Cell mCHP | 98-199 | Low_E | 0.96 | 720.8 | N/A
Boiler | B_Upgrade_preHCs | Condensing LPG Boiler | Fuel Cell mCHP | 98-199 | High_F | 0.96 | 892.4 | N/A
Boiler | B_Upgrade_preHCs | Condensing LPG Boiler | Fuel Cell mCHP | 98-199 | Low_F | 0.96 | 1086.1 | N/A
Boiler | B_Upgrade_preHCs | Condensing LPG Boiler | Fuel Cell mCHP | 98-199 | High_G | 0.96 | 1361.1 | N/A
Boiler | B_Upgrade_preHCs | Condensing LPG Boiler | Fuel Cell mCHP | 98-199 | Low_G | 0.96 | 1679.7 | N/A
Boiler | B_Upgrade_preHCs | Condensing LPG Boiler | Fuel Cell mCHP | 200+ | High_D | 0.96 | 688.2 | N/A
Boiler | B_Upgrade_preHCs | Condensing LPG Boiler | Fuel Cell mCHP | 200+ | Low_D | 0.96 | 861.6 | N/A
Boiler | B_Upgrade_preHCs | Condensing LPG Boiler | Fuel Cell mCHP | 200+ | High_E | 0.96 | 1073.6 | N/A
Boiler | B_Upgrade_preHCs | Condensing LPG Boiler | Fuel Cell mCHP | 200+ | Low_E | 0.96 | 1273.9 | N/A
Boiler | B_Upgrade_preHCs | Condensing LPG Boiler | Fuel Cell mCHP | 200+ | High_F | 0.96 | 1558 | N/A
Boiler | B_Upgrade_preHCs | Condensing LPG Boiler | Fuel Cell mCHP | 200+ | Low_F | 0.96 | 1878.8 | N/A
Boiler | B_Upgrade_preHCs | Condensing LPG Boiler | Fuel Cell mCHP | 200+ | High_G | 0.96 | 2335.4 | N/A
Boiler | B_Upgrade_preHCs | Condensing LPG Boiler | Fuel Cell mCHP | 200+ | Low_G | 0.96 | 2865 | N/A
Boiler | B_Upgrade_preHCs | Condensing LPG Boiler | GSHP | 0-72 | High_D | 0.96 | 208.2 | N/A
Boiler | B_Upgrade_preHCs | Condensing LPG Boiler | GSHP | 0-72 | Low_D | 0.96 | 254 | N/A
Boiler | B_Upgrade_preHCs | Condensing LPG Boiler | GSHP | 0-72 | High_E | 0.96 | 309.3 | N/A
Boiler | B_Upgrade_preHCs | Condensing LPG Boiler | GSHP | 0-72 | Low_E | 0.96 | 362.3 | N/A
Boiler | B_Upgrade_preHCs | Condensing LPG Boiler | GSHP | 0-72 | High_F | 0.96 | 439.5 | N/A
Boiler | B_Upgrade_preHCs | Condensing LPG Boiler | GSHP | 0-72 | Low_F | 0.96 | 528.4 | N/A
Boiler | B_Upgrade_preHCs | Condensing LPG Boiler | GSHP | 0-72 | High_G | 0.96 | 656.8 | N/A
Boiler | B_Upgrade_preHCs | Condensing LPG Boiler | GSHP | 0-72 | Low_G | 0.96 | 807.3 | N/A
Boiler | B_Upgrade_preHCs | Condensing LPG Boiler | GSHP | 73-97 | High_D | 0.96 | 221.1 | N/A
Boiler | B_Upgrade_preHCs | Condensing LPG Boiler | GSHP | 73-97 | Low_D | 0.96 | 270.8 | N/A
Boiler | B_Upgrade_preHCs | Condensing LPG Boiler | GSHP | 73-97 | High_E | 0.96 | 329.4 | N/A
Boiler | B_Upgrade_preHCs | Condensing LPG Boiler | GSHP | 73-97 | Low_E | 0.96 | 384.3 | N/A
Boiler | B_Upgrade_preHCs | Condensing LPG Boiler | GSHP | 73-97 | High_F | 0.96 | 463.2 | N/A
Boiler | B_Upgrade_preHCs | Condensing LPG Boiler | GSHP | 73-97 | Low_F | 0.96 | 553.3 | N/A
Boiler | B_Upgrade_preHCs | Condensing LPG Boiler | GSHP | 73-97 | High_G | 0.96 | 682.9 | N/A
Boiler | B_Upgrade_preHCs | Condensing LPG Boiler | GSHP | 73-97 | Low_G | 0.96 | 834.9 | N/A
Boiler | B_Upgrade_preHCs | Condensing LPG Boiler | GSHP | 98-199 | High_D | 0.96 | 251.5 | N/A
Boiler | B_Upgrade_preHCs | Condensing LPG Boiler | GSHP | 98-199 | Low_D | 0.96 | 309.8 | N/A
Boiler | B_Upgrade_preHCs | Condensing LPG Boiler | GSHP | 98-199 | High_E | 0.96 | 378.6 | N/A
Boiler | B_Upgrade_preHCs | Condensing LPG Boiler | GSHP | 98-199 | Low_E | 0.96 | 443.2 | N/A
Boiler | B_Upgrade_preHCs | Condensing LPG Boiler | GSHP | 98-199 | High_F | 0.96 | 535.5 | N/A
Boiler | B_Upgrade_preHCs | Condensing LPG Boiler | GSHP | 98-199 | Low_F | 0.96 | 640.6 | N/A
Boiler | B_Upgrade_preHCs | Condensing LPG Boiler | GSHP | 98-199 | High_G | 0.96 | 791.5 | N/A
Boiler | B_Upgrade_preHCs | Condensing LPG Boiler | GSHP | 98-199 | Low_G | 0.96 | 967.9 | N/A
Boiler | B_Upgrade_preHCs | Condensing LPG Boiler | GSHP | 200+ | High_D | 0.96 | 425 | N/A
Boiler | B_Upgrade_preHCs | Condensing LPG Boiler | GSHP | 200+ | Low_D | 0.96 | 523.9 | N/A
Boiler | B_Upgrade_preHCs | Condensing LPG Boiler | GSHP | 200+ | High_E | 0.96 | 643.2 | N/A
Boiler | B_Upgrade_preHCs | Condensing LPG Boiler | GSHP | 200+ | Low_E | 0.96 | 754.3 | N/A
Boiler | B_Upgrade_preHCs | Condensing LPG Boiler | GSHP | 200+ | High_F | 0.96 | 913.4 | N/A
Boiler | B_Upgrade_preHCs | Condensing LPG Boiler | GSHP | 200+ | Low_F | 0.96 | 1094.6 | N/A
Boiler | B_Upgrade_preHCs | Condensing LPG Boiler | GSHP | 200+ | High_G | 0.96 | 1355.3 | N/A
Boiler | B_Upgrade_preHCs | Condensing LPG Boiler | GSHP | 200+ | Low_G | 0.96 | 1660.9 | N/A
Boiler | B_Upgrade_preHCs | Condensing LPG Boiler | Air to Water ASHP | 0-72 | High_D | 0.96 | 169.8 | N/A
Boiler | B_Upgrade_preHCs | Condensing LPG Boiler | Air to Water ASHP | 0-72 | Low_D | 0.96 | 206.4 | N/A
Boiler | B_Upgrade_preHCs | Condensing LPG Boiler | Air to Water ASHP | 0-72 | High_E | 0.96 | 250.5 | N/A
Boiler | B_Upgrade_preHCs | Condensing LPG Boiler | Air to Water ASHP | 0-72 | Low_E | 0.96 | 292.8 | N/A
Boiler | B_Upgrade_preHCs | Condensing LPG Boiler | Air to Water ASHP | 0-72 | High_F | 0.96 | 354.8 | N/A
Boiler | B_Upgrade_preHCs | Condensing LPG Boiler | Air to Water ASHP | 0-72 | Low_F | 0.96 | 426.8 | N/A
Boiler | B_Upgrade_preHCs | Condensing LPG Boiler | Air to Water ASHP | 0-72 | High_G | 0.96 | 531.4 | N/A
Boiler | B_Upgrade_preHCs | Condensing LPG Boiler | Air to Water ASHP | 0-72 | Low_G | 0.96 | 654.9 | N/A
Boiler | B_Upgrade_preHCs | Condensing LPG Boiler | Air to Water ASHP | 73-97 | High_D | 0.96 | 178.1 | N/A
Boiler | B_Upgrade_preHCs | Condensing LPG Boiler | Air to Water ASHP | 73-97 | Low_D | 0.96 | 217.8 | N/A
Boiler | B_Upgrade_preHCs | Condensing LPG Boiler | Air to Water ASHP | 73-97 | High_E | 0.96 | 264.3 | N/A
Boiler | B_Upgrade_preHCs | Condensing LPG Boiler | Air to Water ASHP | 73-97 | Low_E | 0.96 | 307.6 | N/A
Boiler | B_Upgrade_preHCs | Condensing LPG Boiler | Air to Water ASHP | 73-97 | High_F | 0.96 | 370.1 | N/A
Boiler | B_Upgrade_preHCs | Condensing LPG Boiler | Air to Water ASHP | 73-97 | Low_F | 0.96 | 441.9 | N/A
Boiler | B_Upgrade_preHCs | Condensing LPG Boiler | Air to Water ASHP | 73-97 | High_G | 0.96 | 545.9 | N/A
Boiler | B_Upgrade_preHCs | Condensing LPG Boiler | Air to Water ASHP | 73-97 | Low_G | 0.96 | 668.6 | N/A
Boiler | B_Upgrade_preHCs | Condensing LPG Boiler | Air to Water ASHP | 98-199 | High_D | 0.96 | 199.8 | N/A
Boiler | B_Upgrade_preHCs | Condensing LPG Boiler | Air to Water ASHP | 98-199 | Low_D | 0.96 | 246.6 | N/A
Boiler | B_Upgrade_preHCs | Condensing LPG Boiler | Air to Water ASHP | 98-199 | High_E | 0.96 | 301.5 | N/A
Boiler | B_Upgrade_preHCs | Condensing LPG Boiler | Air to Water ASHP | 98-199 | Low_E | 0.96 | 352.7 | N/A
Boiler | B_Upgrade_preHCs | Condensing LPG Boiler | Air to Water ASHP | 98-199 | High_F | 0.96 | 426.1 | N/A
Boiler | B_Upgrade_preHCs | Condensing LPG Boiler | Air to Water ASHP | 98-199 | Low_F | 0.96 | 510.2 | N/A
Boiler | B_Upgrade_preHCs | Condensing LPG Boiler | Air to Water ASHP | 98-199 | High_G | 0.96 | 631.6 | N/A
Boiler | B_Upgrade_preHCs | Condensing LPG Boiler | Air to Water ASHP | 98-199 | Low_G | 0.96 | 774.3 | N/A
Boiler | B_Upgrade_preHCs | Condensing LPG Boiler | Air to Water ASHP | 200+ | High_D | 0.96 | 326.5 | N/A
Boiler | B_Upgrade_preHCs | Condensing LPG Boiler | Air to Water ASHP | 200+ | Low_D | 0.96 | 405.5 | N/A
Boiler | B_Upgrade_preHCs | Condensing LPG Boiler | Air to Water ASHP | 200+ | High_E | 0.96 | 499.9 | N/A
Boiler | B_Upgrade_preHCs | Condensing LPG Boiler | Air to Water ASHP | 200+ | Low_E | 0.96 | 587.1 | N/A
Boiler | B_Upgrade_preHCs | Condensing LPG Boiler | Air to Water ASHP | 200+ | High_F | 0.96 | 712.5 | N/A
Boiler | B_Upgrade_preHCs | Condensing LPG Boiler | Air to Water ASHP | 200+ | Low_F | 0.96 | 856.3 | N/A
Boiler | B_Upgrade_preHCs | Condensing LPG Boiler | Air to Water ASHP | 200+ | High_G | 0.96 | 1064.4 | N/A
Boiler | B_Upgrade_preHCs | Condensing LPG Boiler | Air to Water ASHP | 200+ | Low_G | 0.96 | 1309.9 | N/A
Boiler | B_Upgrade_preHCs | Condensing LPG Boiler | Biomass Boiler | 0-72 | High_D | 0.96 | 202.3 | N/A
Boiler | B_Upgrade_preHCs | Condensing LPG Boiler | Biomass Boiler | 0-72 | Low_D | 0.96 | 246.7 | N/A
Boiler | B_Upgrade_preHCs | Condensing LPG Boiler | Biomass Boiler | 0-72 | High_E | 0.96 | 300.4 | N/A
Boiler | B_Upgrade_preHCs | Condensing LPG Boiler | Biomass Boiler | 0-72 | Low_E | 0.96 | 351.8 | N/A
Boiler | B_Upgrade_preHCs | Condensing LPG Boiler | Biomass Boiler | 0-72 | High_F | 0.96 | 426.7 | N/A
Boiler | B_Upgrade_preHCs | Condensing LPG Boiler | Biomass Boiler | 0-72 | Low_F | 0.96 | 513 | N/A
Boiler | B_Upgrade_preHCs | Condensing LPG Boiler | Biomass Boiler | 0-72 | High_G | 0.96 | 637.8 | N/A
Boiler | B_Upgrade_preHCs | Condensing LPG Boiler | Biomass Boiler | 0-72 | Low_G | 0.96 | 784.2 | N/A
Boiler | B_Upgrade_preHCs | Condensing LPG Boiler | Biomass Boiler | 73-97 | High_D | 0.96 | 214.6 | N/A
Boiler | B_Upgrade_preHCs | Condensing LPG Boiler | Biomass Boiler | 73-97 | Low_D | 0.96 | 262.7 | N/A
Boiler | B_Upgrade_preHCs | Condensing LPG Boiler | Biomass Boiler | 73-97 | High_E | 0.96 | 319.5 | N/A
Boiler | B_Upgrade_preHCs | Condensing LPG Boiler | Biomass Boiler | 73-97 | Low_E | 0.96 | 372.7 | N/A
Boiler | B_Upgrade_preHCs | Condensing LPG Boiler | Biomass Boiler | 73-97 | High_F | 0.96 | 449.1 | N/A
Boiler | B_Upgrade_preHCs | Condensing LPG Boiler | Biomass Boiler | 73-97 | Low_F | 0.96 | 536.4 | N/A
Boiler | B_Upgrade_preHCs | Condensing LPG Boiler | Biomass Boiler | 73-97 | High_G | 0.96 | 662.2 | N/A
Boiler | B_Upgrade_preHCs | Condensing LPG Boiler | Biomass Boiler | 73-97 | Low_G | 0.96 | 809.7 | N/A
Boiler | B_Upgrade_preHCs | Condensing LPG Boiler | Biomass Boiler | 98-199 | High_D | 0.96 | 243.7 | N/A
Boiler | B_Upgrade_preHCs | Condensing LPG Boiler | Biomass Boiler | 98-199 | Low_D | 0.96 | 300.2 | N/A
Boiler | B_Upgrade_preHCs | Condensing LPG Boiler | Biomass Boiler | 98-199 | High_E | 0.96 | 367 | N/A
Boiler | B_Upgrade_preHCs | Condensing LPG Boiler | Biomass Boiler | 98-199 | Low_E | 0.96 | 429.5 | N/A
Boiler | B_Upgrade_preHCs | Condensing LPG Boiler | Biomass Boiler | 98-199 | High_F | 0.96 | 518.9 | N/A
Boiler | B_Upgrade_preHCs | Condensing LPG Boiler | Biomass Boiler | 98-199 | Low_F | 0.96 | 620.9 | N/A
Boiler | B_Upgrade_preHCs | Condensing LPG Boiler | Biomass Boiler | 98-199 | High_G | 0.96 | 767.2 | N/A
Boiler | B_Upgrade_preHCs | Condensing LPG Boiler | Biomass Boiler | 98-199 | Low_G | 0.96 | 938.6 | N/A
Boiler | B_Upgrade_preHCs | Condensing LPG Boiler | Biomass Boiler | 200+ | High_D | 0.96 | 410.1 | N/A
Boiler | B_Upgrade_preHCs | Condensing LPG Boiler | Biomass Boiler | 200+ | Low_D | 0.96 | 506 | N/A
Boiler | B_Upgrade_preHCs | Condensing LPG Boiler | Biomass Boiler | 200+ | High_E | 0.96 | 621.5 | N/A
Boiler | B_Upgrade_preHCs | Condensing LPG Boiler | Biomass Boiler | 200+ | Low_E | 0.96 | 729 | N/A
Boiler | B_Upgrade_preHCs | Condensing LPG Boiler | Biomass Boiler | 200+ | High_F | 0.96 | 882.9 | N/A
Boiler | B_Upgrade_preHCs | Condensing LPG Boiler | Biomass Boiler | 200+ | Low_F | 0.96 | 1058.5 | N/A
Boiler | B_Upgrade_preHCs | Condensing LPG Boiler | Biomass Boiler | 200+ | High_G | 0.96 | 1311.2 | N/A
Boiler | B_Upgrade_preHCs | Condensing LPG Boiler | Biomass Boiler | 200+ | Low_G | 0.96 | 1631.3 | N/A
Boiler | B_Upgrade_preHCs | Condensing LPG Boiler | Condensing Gas Boiler | 0-72 | High_D | 0.96 | 122.7 | N/A
Boiler | B_Upgrade_preHCs | Condensing LPG Boiler | Condensing Gas Boiler | 0-72 | Low_D | 0.96 | 178.3 | N/A
Boiler | B_Upgrade_preHCs | Condensing LPG Boiler | Condensing Gas Boiler | 0-72 | High_E | 0.96 | 245.7 | N/A
Boiler | B_Upgrade_preHCs | Condensing LPG Boiler | Condensing Gas Boiler | 0-72 | Low_E | 0.96 | 310.4 | N/A
Boiler | B_Upgrade_preHCs | Condensing LPG Boiler | Condensing Gas Boiler | 0-72 | High_F | 0.96 | 403.8 | N/A
Boiler | B_Upgrade_preHCs | Condensing LPG Boiler | Condensing Gas Boiler | 0-72 | Low_F | 0.96 | 510.9 | N/A
Boiler | B_Upgrade_preHCs | Condensing LPG Boiler | Condensing Gas Boiler | 0-72 | High_G | 0.96 | 664.7 | N/A
Boiler | B_Upgrade_preHCs | Condensing LPG Boiler | Condensing Gas Boiler | 0-72 | Low_G | 0.96 | 844.4 | N/A
Boiler | B_Upgrade_preHCs | Condensing LPG Boiler | Condensing Gas Boiler | 73-97 | High_D | 0.96 | 152.2 | N/A
Boiler | B_Upgrade_preHCs | Condensing LPG Boiler | Condensing Gas Boiler | 73-97 | Low_D | 0.96 | 212.5 | N/A
Boiler | B_Upgrade_preHCs | Condensing LPG Boiler | Condensing Gas Boiler | 73-97 | High_E | 0.96 | 284.1 | N/A
Boiler | B_Upgrade_preHCs | Condensing LPG Boiler | Condensing Gas Boiler | 73-97 | Low_E | 0.96 | 351.6 | N/A
Boiler | B_Upgrade_preHCs | Condensing LPG Boiler | Condensing Gas Boiler | 73-97 | High_F | 0.96 | 448.1 | N/A
Boiler | B_Upgrade_preHCs | Condensing LPG Boiler | Condensing Gas Boiler | 73-97 | Low_F | 0.96 | 557.8 | N/A
Boiler | B_Upgrade_preHCs | Condensing LPG Boiler | Condensing Gas Boiler | 73-97 | High_G | 0.96 | 715 | N/A
Boiler | B_Upgrade_preHCs | Condensing LPG Boiler | Condensing Gas Boiler | 73-97 | Low_G | 0.96 | 898.4 | N/A
Boiler | B_Upgrade_preHCs | Condensing LPG Boiler | Condensing Gas Boiler | 98-199 | High_D | 0.96 | 203.4 | N/A
Boiler | B_Upgrade_preHCs | Condensing LPG Boiler | Condensing Gas Boiler | 98-199 | Low_D | 0.96 | 273.9 | N/A
Boiler | B_Upgrade_preHCs | Condensing LPG Boiler | Condensing Gas Boiler | 98-199 | High_E | 0.96 | 357.8 | N/A
Boiler | B_Upgrade_preHCs | Condensing LPG Boiler | Condensing Gas Boiler | 98-199 | Low_E | 0.96 | 436.8 | N/A
Boiler | B_Upgrade_preHCs | Condensing LPG Boiler | Condensing Gas Boiler | 98-199 | High_F | 0.96 | 549.3 | N/A
Boiler | B_Upgrade_preHCs | Condensing LPG Boiler | Condensing Gas Boiler | 98-199 | Low_F | 0.96 | 677 | N/A
Boiler | B_Upgrade_preHCs | Condensing LPG Boiler | Condensing Gas Boiler | 98-199 | High_G | 0.96 | 859.5 | N/A
Boiler | B_Upgrade_preHCs | Condensing LPG Boiler | Condensing Gas Boiler | 98-199 | Low_G | 0.96 | 1072.2 | N/A
Boiler | B_Upgrade_preHCs | Condensing LPG Boiler | Condensing Gas Boiler | 200+ | High_D | 0.96 | 427.1 | N/A
Boiler | B_Upgrade_preHCs | Condensing LPG Boiler | Condensing Gas Boiler | 200+ | Low_D | 0.96 | 547.5 | N/A
Boiler | B_Upgrade_preHCs | Condensing LPG Boiler | Condensing Gas Boiler | 200+ | High_E | 0.96 | 693.5 | N/A
Boiler | B_Upgrade_preHCs | Condensing LPG Boiler | Condensing Gas Boiler | 200+ | Low_E | 0.96 | 830.3 | N/A
Boiler | B_Upgrade_preHCs | Condensing LPG Boiler | Condensing Gas Boiler | 200+ | High_F | 0.96 | 1025.4 | N/A
Boiler | B_Upgrade_preHCs | Condensing LPG Boiler | Condensing Gas Boiler | 200+ | Low_F | 0.96 | 1246.9 | N/A
Boiler | B_Upgrade_preHCs | Condensing LPG Boiler | Condensing Gas Boiler | 200+ | High_G | 0.96 | 1564.1 | N/A
Boiler | B_Upgrade_preHCs | Condensing LPG Boiler | Condensing Gas Boiler | 200+ | Low_G | 0.96 | 1934.3 | N/A
DHS | DHS_connection_preHCs | Condensing LPG Boiler | Shared Ground Loop GSHP | 0-72 | High_D | 0.96 | 208.2 | N/A
DHS | DHS_connection_preHCs | Condensing LPG Boiler | Shared Ground Loop GSHP | 0-72 | Low_D | 0.96 | 254 | N/A
DHS | DHS_connection_preHCs | Condensing LPG Boiler | Shared Ground Loop GSHP | 0-72 | High_E | 0.96 | 309.3 | N/A
DHS | DHS_connection_preHCs | Condensing LPG Boiler | Shared Ground Loop GSHP | 0-72 | Low_E | 0.96 | 362.3 | N/A
DHS | DHS_connection_preHCs | Condensing LPG Boiler | Shared Ground Loop GSHP | 0-72 | High_F | 0.96 | 439.5 | N/A
DHS | DHS_connection_preHCs | Condensing LPG Boiler | Shared Ground Loop GSHP | 0-72 | Low_F | 0.96 | 528.4 | N/A
DHS | DHS_connection_preHCs | Condensing LPG Boiler | Shared Ground Loop GSHP | 0-72 | High_G | 0.96 | 656.8 | N/A
DHS | DHS_connection_preHCs | Condensing LPG Boiler | Shared Ground Loop GSHP | 0-72 | Low_G | 0.96 | 807.3 | N/A
DHS | DHS_connection_preHCs | Condensing LPG Boiler | Shared Ground Loop GSHP | 73-97 | High_D | 0.96 | 221.1 | N/A
DHS | DHS_connection_preHCs | Condensing LPG Boiler | Shared Ground Loop GSHP | 73-97 | Low_D | 0.96 | 270.8 | N/A
DHS | DHS_connection_preHCs | Condensing LPG Boiler | Shared Ground Loop GSHP | 73-97 | High_E | 0.96 | 329.4 | N/A
DHS | DHS_connection_preHCs | Condensing LPG Boiler | Shared Ground Loop GSHP | 73-97 | Low_E | 0.96 | 384.3 | N/A
DHS | DHS_connection_preHCs | Condensing LPG Boiler | Shared Ground Loop GSHP | 73-97 | High_F | 0.96 | 463.2 | N/A
DHS | DHS_connection_preHCs | Condensing LPG Boiler | Shared Ground Loop GSHP | 73-97 | Low_F | 0.96 | 553.3 | N/A
DHS | DHS_connection_preHCs | Condensing LPG Boiler | Shared Ground Loop GSHP | 73-97 | High_G | 0.96 | 682.9 | N/A
DHS | DHS_connection_preHCs | Condensing LPG Boiler | Shared Ground Loop GSHP | 73-97 | Low_G | 0.96 | 834.9 | N/A
DHS | DHS_connection_preHCs | Condensing LPG Boiler | Shared Ground Loop GSHP | 98-199 | High_D | 0.96 | 251.5 | N/A
DHS | DHS_connection_preHCs | Condensing LPG Boiler | Shared Ground Loop GSHP | 98-199 | Low_D | 0.96 | 309.8 | N/A
DHS | DHS_connection_preHCs | Condensing LPG Boiler | Shared Ground Loop GSHP | 98-199 | High_E | 0.96 | 378.6 | N/A
DHS | DHS_connection_preHCs | Condensing LPG Boiler | Shared Ground Loop GSHP | 98-199 | Low_E | 0.96 | 443.2 | N/A
DHS | DHS_connection_preHCs | Condensing LPG Boiler | Shared Ground Loop GSHP | 98-199 | High_F | 0.96 | 535.5 | N/A
DHS | DHS_connection_preHCs | Condensing LPG Boiler | Shared Ground Loop GSHP | 98-199 | Low_F | 0.96 | 640.6 | N/A
DHS | DHS_connection_preHCs | Condensing LPG Boiler | Shared Ground Loop GSHP | 98-199 | High_G | 0.96 | 791.5 | N/A
DHS | DHS_connection_preHCs | Condensing LPG Boiler | Shared Ground Loop GSHP | 98-199 | Low_G | 0.96 | 967.9 | N/A
DHS | DHS_connection_preHCs | Condensing LPG Boiler | Shared Ground Loop GSHP | 200+ | High_D | 0.96 | 425 | N/A
DHS | DHS_connection_preHCs | Condensing LPG Boiler | Shared Ground Loop GSHP | 200+ | Low_D | 0.96 | 523.9 | N/A
DHS | DHS_connection_preHCs | Condensing LPG Boiler | Shared Ground Loop GSHP | 200+ | High_E | 0.96 | 643.2 | N/A
DHS | DHS_connection_preHCs | Condensing LPG Boiler | Shared Ground Loop GSHP | 200+ | Low_E | 0.96 | 754.3 | N/A
DHS | DHS_connection_preHCs | Condensing LPG Boiler | Shared Ground Loop GSHP | 200+ | High_F | 0.96 | 913.4 | N/A
DHS | DHS_connection_preHCs | Condensing LPG Boiler | Shared Ground Loop GSHP | 200+ | Low_F | 0.96 | 1094.6 | N/A
DHS | DHS_connection_preHCs | Condensing LPG Boiler | Shared Ground Loop GSHP | 200+ | High_G | 0.96 | 1355.3 | N/A
DHS | DHS_connection_preHCs | Condensing LPG Boiler | Shared Ground Loop GSHP | 200+ | Low_G | 0.96 | 1660.9 | N/A
Boiler | B_Upgrade_preHCs | Condensing Oil Boiler | Fuel Cell mCHP | 0-72 | High_D | 0.96 | 258.1 | N/A
Boiler | B_Upgrade_preHCs | Condensing Oil Boiler | Fuel Cell mCHP | 0-72 | Low_D | 0.96 | 348.4 | N/A
Boiler | B_Upgrade_preHCs | Condensing Oil Boiler | Fuel Cell mCHP | 0-72 | High_E | 0.96 | 458.5 | N/A
Boiler | B_Upgrade_preHCs | Condensing Oil Boiler | Fuel Cell mCHP | 0-72 | Low_E | 0.96 | 564.4 | N/A
Boiler | B_Upgrade_preHCs | Condensing Oil Boiler | Fuel Cell mCHP | 0-72 | High_F | 0.96 | 716.3 | N/A
Boiler | B_Upgrade_preHCs | Condensing Oil Boiler | Fuel Cell mCHP | 0-72 | Low_F | 0.96 | 889 | N/A
Boiler | B_Upgrade_preHCs | Condensing Oil Boiler | Fuel Cell mCHP | 0-72 | High_G | 0.96 | 1135.2 | N/A
Boiler | B_Upgrade_preHCs | Condensing Oil Boiler | Fuel Cell mCHP | 0-72 | Low_G | 0.96 | 1421 | N/A
Boiler | B_Upgrade_preHCs | Condensing Oil Boiler | Fuel Cell mCHP | 73-97 | High_D | 0.96 | 261.4 | N/A
Boiler | B_Upgrade_preHCs | Condensing Oil Boiler | Fuel Cell mCHP | 73-97 | Low_D | 0.96 | 349.6 | N/A
Boiler | B_Upgrade_preHCs | Condensing Oil Boiler | Fuel Cell mCHP | 73-97 | High_E | 0.96 | 456.4 | N/A
Boiler | B_Upgrade_preHCs | Condensing Oil Boiler | Fuel Cell mCHP | 73-97 | Low_E | 0.96 | 558.7 | N/A
Boiler | B_Upgrade_preHCs | Condensing Oil Boiler | Fuel Cell mCHP | 73-97 | High_F | 0.96 | 705.3 | N/A
Boiler | B_Upgrade_preHCs | Condensing Oil Boiler | Fuel Cell mCHP | 73-97 | Low_F | 0.96 | 872 | N/A
Boiler | B_Upgrade_preHCs | Condensing Oil Boiler | Fuel Cell mCHP | 73-97 | High_G | 0.96 | 1110.1 | N/A
Boiler | B_Upgrade_preHCs | Condensing Oil Boiler | Fuel Cell mCHP | 73-97 | Low_G | 0.96 | 1386.8 | N/A
Boiler | B_Upgrade_preHCs | Condensing Oil Boiler | Fuel Cell mCHP | 98-199 | High_D | 0.96 | 284.1 | N/A
Boiler | B_Upgrade_preHCs | Condensing Oil Boiler | Fuel Cell mCHP | 98-199 | Low_D | 0.96 | 374.2 | N/A
Boiler | B_Upgrade_preHCs | Condensing Oil Boiler | Fuel Cell mCHP | 98-199 | High_E | 0.96 | 482.7 | N/A
Boiler | B_Upgrade_preHCs | Condensing Oil Boiler | Fuel Cell mCHP | 98-199 | Low_E | 0.96 | 586.2 | N/A
Boiler | B_Upgrade_preHCs | Condensing Oil Boiler | Fuel Cell mCHP | 98-199 | High_F | 0.96 | 734.1 | N/A
Boiler | B_Upgrade_preHCs | Condensing Oil Boiler | Fuel Cell mCHP | 98-199 | Low_F | 0.96 | 902 | N/A
Boiler | B_Upgrade_preHCs | Condensing Oil Boiler | Fuel Cell mCHP | 98-199 | High_G | 0.96 | 1141.6 | N/A
Boiler | B_Upgrade_preHCs | Condensing Oil Boiler | Fuel Cell mCHP | 98-199 | Low_G | 0.96 | 1420 | N/A
Boiler | B_Upgrade_preHCs | Condensing Oil Boiler | Fuel Cell mCHP | 200+ | High_D | 0.96 | 522.1 | N/A
Boiler | B_Upgrade_preHCs | Condensing Oil Boiler | Fuel Cell mCHP | 200+ | Low_D | 0.96 | 662.3 | N/A
Boiler | B_Upgrade_preHCs | Condensing Oil Boiler | Fuel Cell mCHP | 200+ | High_E | 0.96 | 835.8 | N/A
Boiler | B_Upgrade_preHCs | Condensing Oil Boiler | Fuel Cell mCHP | 200+ | Low_E | 0.96 | 1001.8 | N/A
Boiler | B_Upgrade_preHCs | Condensing Oil Boiler | Fuel Cell mCHP | 200+ | High_F | 0.96 | 1240.6 | N/A
Boiler | B_Upgrade_preHCs | Condensing Oil Boiler | Fuel Cell mCHP | 200+ | Low_F | 0.96 | 1513.2 | N/A
Boiler | B_Upgrade_preHCs | Condensing Oil Boiler | Fuel Cell mCHP | 200+ | High_G | 0.96 | 1903.9 | N/A
Boiler | B_Upgrade_preHCs | Condensing Oil Boiler | Fuel Cell mCHP | 200+ | Low_G | 0.96 | 2359.5 | N/A
Boiler | B_Upgrade_preHCs | Condensing Oil Boiler | GSHP | 0-72 | High_D | 0.96 | 30.1 | N/A
Boiler | B_Upgrade_preHCs | Condensing Oil Boiler | GSHP | 0-72 | Low_D | 0.96 | 46 | N/A
Boiler | B_Upgrade_preHCs | Condensing Oil Boiler | GSHP | 0-72 | High_E | 0.96 | 65 | N/A
Boiler | B_Upgrade_preHCs | Condensing Oil Boiler | GSHP | 0-72 | Low_E | 0.96 | 83.5 | N/A
Boiler | B_Upgrade_preHCs | Condensing Oil Boiler | GSHP | 0-72 | High_F | 0.96 | 112.6 | N/A
Boiler | B_Upgrade_preHCs | Condensing Oil Boiler | GSHP | 0-72 | Low_F | 0.96 | 148.2 | N/A
Boiler | B_Upgrade_preHCs | Condensing Oil Boiler | GSHP | 0-72 | High_G | 0.96 | 202.2 | N/A
Boiler | B_Upgrade_preHCs | Condensing Oil Boiler | GSHP | 0-72 | Low_G | 0.96 | 268.1 | N/A
Boiler | B_Upgrade_preHCs | Condensing Oil Boiler | GSHP | 73-97 | High_D | 0.96 | 32.8 | N/A
Boiler | B_Upgrade_preHCs | Condensing Oil Boiler | GSHP | 73-97 | Low_D | 0.96 | 49.6 | N/A
Boiler | B_Upgrade_preHCs | Condensing Oil Boiler | GSHP | 73-97 | High_E | 0.96 | 69.3 | N/A
Boiler | B_Upgrade_preHCs | Condensing Oil Boiler | GSHP | 73-97 | Low_E | 0.96 | 88 | N/A
Boiler | B_Upgrade_preHCs | Condensing Oil Boiler | GSHP | 73-97 | High_F | 0.96 | 117.1 | N/A
Boiler | B_Upgrade_preHCs | Condensing Oil Boiler | GSHP | 73-97 | Low_F | 0.96 | 152.8 | N/A
Boiler | B_Upgrade_preHCs | Condensing Oil Boiler | GSHP | 73-97 | High_G | 0.96 | 207 | N/A
Boiler | B_Upgrade_preHCs | Condensing Oil Boiler | GSHP | 73-97 | Low_G | 0.96 | 273.3 | N/A
Boiler | B_Upgrade_preHCs | Condensing Oil Boiler | GSHP | 98-199 | High_D | 0.96 | 50.3 | N/A
Boiler | B_Upgrade_preHCs | Condensing Oil Boiler | GSHP | 98-199 | Low_D | 0.96 | 71.5 | N/A
Boiler | B_Upgrade_preHCs | Condensing Oil Boiler | GSHP | 98-199 | High_E | 0.96 | 95.9 | N/A
Boiler | B_Upgrade_preHCs | Condensing Oil Boiler | GSHP | 98-199 | Low_E | 0.96 | 118.7 | N/A
Boiler | B_Upgrade_preHCs | Condensing Oil Boiler | GSHP | 98-199 | High_F | 0.96 | 153.2 | N/A
Boiler | B_Upgrade_preHCs | Condensing Oil Boiler | GSHP | 98-199 | Low_F | 0.96 | 194.6 | N/A
Boiler | B_Upgrade_preHCs | Condensing Oil Boiler | GSHP | 98-199 | High_G | 0.96 | 256.8 | N/A
Boiler | B_Upgrade_preHCs | Condensing Oil Boiler | GSHP | 98-199 | Low_G | 0.96 | 332.2 | N/A
Boiler | B_Upgrade_preHCs | Condensing Oil Boiler | GSHP | 200+ | High_D | 0.96 | 78.2 | N/A
Boiler | B_Upgrade_preHCs | Condensing Oil Boiler | GSHP | 200+ | Low_D | 0.96 | 112 | N/A
Boiler | B_Upgrade_preHCs | Condensing Oil Boiler | GSHP | 200+ | High_E | 0.96 | 153 | N/A
Boiler | B_Upgrade_preHCs | Condensing Oil Boiler | GSHP | 200+ | Low_E | 0.96 | 191.6 | N/A
Boiler | B_Upgrade_preHCs | Condensing Oil Boiler | GSHP | 200+ | High_F | 0.96 | 251.7 | N/A
Boiler | B_Upgrade_preHCs | Condensing Oil Boiler | GSHP | 200+ | Low_F | 0.96 | 324.8 | N/A
Boiler | B_Upgrade_preHCs | Condensing Oil Boiler | GSHP | 200+ | High_G | 0.96 | 435.7 | N/A
Boiler | B_Upgrade_preHCs | Condensing Oil Boiler | GSHP | 200+ | Low_G | 0.96 | 571.3 | N/A
Boiler | B_Upgrade_preHCs | Condensing Oil Boiler | Air to Water ASHP | 0-72 | High_D | 0.96 | 0 | N/A
Boiler | B_Upgrade_preHCs | Condensing Oil Boiler | Air to Water ASHP | 0-72 | Low_D | 0.96 | 0 | N/A
Boiler | B_Upgrade_preHCs | Condensing Oil Boiler | Air to Water ASHP | 0-72 | High_E | 0.96 | 0 | N/A
Boiler | B_Upgrade_preHCs | Condensing Oil Boiler | Air to Water ASHP | 0-72 | Low_E | 0.96 | 0 | N/A
Boiler | B_Upgrade_preHCs | Condensing Oil Boiler | Air to Water ASHP | 0-72 | High_F | 0.96 | 0 | N/A
Boiler | B_Upgrade_preHCs | Condensing Oil Boiler | Air to Water ASHP | 0-72 | Low_F | 0.96 | 0 | N/A
Boiler | B_Upgrade_preHCs | Condensing Oil Boiler | Air to Water ASHP | 0-72 | High_G | 0.96 | 15.5 | N/A
Boiler | B_Upgrade_preHCs | Condensing Oil Boiler | Air to Water ASHP | 0-72 | Low_G | 0.96 | 42.6 | N/A
Boiler | B_Upgrade_preHCs | Condensing Oil Boiler | Air to Water ASHP | 73-97 | High_D | 0.96 | 0 | N/A
Boiler | B_Upgrade_preHCs | Condensing Oil Boiler | Air to Water ASHP | 73-97 | Low_D | 0.96 | 0 | N/A
Boiler | B_Upgrade_preHCs | Condensing Oil Boiler | Air to Water ASHP | 73-97 | High_E | 0.96 | 0 | N/A
Boiler | B_Upgrade_preHCs | Condensing Oil Boiler | Air to Water ASHP | 73-97 | Low_E | 0.96 | 0 | N/A
Boiler | B_Upgrade_preHCs | Condensing Oil Boiler | Air to Water ASHP | 73-97 | High_F | 0.96 | 0 | N/A
Boiler | B_Upgrade_preHCs | Condensing Oil Boiler | Air to Water ASHP | 73-97 | Low_F | 0.96 | 0 | N/A
Boiler | B_Upgrade_preHCs | Condensing Oil Boiler | Air to Water ASHP | 73-97 | High_G | 0.96 | 4.2 | N/A
Boiler | B_Upgrade_preHCs | Condensing Oil Boiler | Air to Water ASHP | 73-97 | Low_G | 0.96 | 28.7 | N/A
Boiler | B_Upgrade_preHCs | Condensing Oil Boiler | Air to Water ASHP | 98-199 | High_D | 0.96 | 0 | N/A
Boiler | B_Upgrade_preHCs | Condensing Oil Boiler | Air to Water ASHP | 98-199 | Low_D | 0.96 | 0 | N/A
Boiler | B_Upgrade_preHCs | Condensing Oil Boiler | Air to Water ASHP | 98-199 | High_E | 0.96 | 0 | N/A
Boiler | B_Upgrade_preHCs | Condensing Oil Boiler | Air to Water ASHP | 98-199 | Low_E | 0.96 | 0 | N/A
Boiler | B_Upgrade_preHCs | Condensing Oil Boiler | Air to Water ASHP | 98-199 | High_F | 0.96 | 0 | N/A
Boiler | B_Upgrade_preHCs | Condensing Oil Boiler | Air to Water ASHP | 98-199 | Low_F | 0.96 | 2.1 | N/A
Boiler | B_Upgrade_preHCs | Condensing Oil Boiler | Air to Water ASHP | 98-199 | High_G | 0.96 | 22.1 | N/A
Boiler | B_Upgrade_preHCs | Condensing Oil Boiler | Air to Water ASHP | 98-199 | Low_G | 0.96 | 49.3 | N/A
Boiler | B_Upgrade_preHCs | Condensing Oil Boiler | Air to Water ASHP | 200+ | High_D | 0.96 | 0 | N/A
Boiler | B_Upgrade_preHCs | Condensing Oil Boiler | Air to Water ASHP | 200+ | Low_D | 0.96 | 0 | N/A
Boiler | B_Upgrade_preHCs | Condensing Oil Boiler | Air to Water ASHP | 200+ | High_E | 0.96 | 0 | N/A
Boiler | B_Upgrade_preHCs | Condensing Oil Boiler | Air to Water ASHP | 200+ | Low_E | 0.96 | 0 | N/A
Boiler | B_Upgrade_preHCs | Condensing Oil Boiler | Air to Water ASHP | 200+ | High_F | 0.96 | 0 | N/A
Boiler | B_Upgrade_preHCs | Condensing Oil Boiler | Air to Water ASHP | 200+ | Low_F | 0.96 | 0 | N/A
Boiler | B_Upgrade_preHCs | Condensing Oil Boiler | Air to Water ASHP | 200+ | High_G | 0.96 | 13.9 | N/A
Boiler | B_Upgrade_preHCs | Condensing Oil Boiler | Air to Water ASHP | 200+ | Low_G | 0.96 | 63.6 | N/A
Boiler | B_Upgrade_preHCs | Condensing Oil Boiler | Biomass Boiler | 0-72 | High_D | 0.96 | 20.7 | N/A
Boiler | B_Upgrade_preHCs | Condensing Oil Boiler | Biomass Boiler | 0-72 | Low_D | 0.96 | 34.5 | N/A
Boiler | B_Upgrade_preHCs | Condensing Oil Boiler | Biomass Boiler | 0-72 | High_E | 0.96 | 51.1 | N/A
Boiler | B_Upgrade_preHCs | Condensing Oil Boiler | Biomass Boiler | 0-72 | Low_E | 0.96 | 67.2 | N/A
Boiler | B_Upgrade_preHCs | Condensing Oil Boiler | Biomass Boiler | 0-72 | High_F | 0.96 | 93 | N/A
Boiler | B_Upgrade_preHCs | Condensing Oil Boiler | Biomass Boiler | 0-72 | Low_F | 0.96 | 125 | N/A
Boiler | B_Upgrade_preHCs | Condensing Oil Boiler | Biomass Boiler | 0-72 | High_G | 0.96 | 173.9 | N/A
Boiler | B_Upgrade_preHCs | Condensing Oil Boiler | Biomass Boiler | 0-72 | Low_G | 0.96 | 233.9 | N/A
Boiler | B_Upgrade_preHCs | Condensing Oil Boiler | Biomass Boiler | 73-97 | High_D | 0.96 | 22.4 | N/A
Boiler | B_Upgrade_preHCs | Condensing Oil Boiler | Biomass Boiler | 73-97 | Low_D | 0.96 | 37.1 | N/A
Boiler | B_Upgrade_preHCs | Condensing Oil Boiler | Biomass Boiler | 73-97 | High_E | 0.96 | 54.1 | N/A
Boiler | B_Upgrade_preHCs | Condensing Oil Boiler | Biomass Boiler | 73-97 | Low_E | 0.96 | 70.3 | N/A
Boiler | B_Upgrade_preHCs | Condensing Oil Boiler | Biomass Boiler | 73-97 | High_F | 0.96 | 95.9 | N/A
Boiler | B_Upgrade_preHCs | Condensing Oil Boiler | Biomass Boiler | 73-97 | Low_F | 0.96 | 127.6 | N/A
Boiler | B_Upgrade_preHCs | Condensing Oil Boiler | Biomass Boiler | 73-97 | High_G | 0.96 | 176.2 | N/A
Boiler | B_Upgrade_preHCs | Condensing Oil Boiler | Biomass Boiler | 73-97 | Low_G | 0.96 | 236.2 | N/A
Boiler | B_Upgrade_preHCs | Condensing Oil Boiler | Biomass Boiler | 98-199 | High_D | 0.96 | 38.1 | N/A
Boiler | B_Upgrade_preHCs | Condensing Oil Boiler | Biomass Boiler | 98-199 | Low_D | 0.96 | 56.8 | N/A
Boiler | B_Upgrade_preHCs | Condensing Oil Boiler | Biomass Boiler | 98-199 | High_E | 0.96 | 78.3 | N/A
Boiler | B_Upgrade_preHCs | Condensing Oil Boiler | Biomass Boiler | 98-199 | Low_E | 0.96 | 98.1 | N/A
Boiler | B_Upgrade_preHCs | Condensing Oil Boiler | Biomass Boiler | 98-199 | High_F | 0.96 | 128.6 | N/A
Boiler | B_Upgrade_preHCs | Condensing Oil Boiler | Biomass Boiler | 98-199 | Low_F | 0.96 | 165.4 | N/A
Boiler | B_Upgrade_preHCs | Condensing Oil Boiler | Biomass Boiler | 98-199 | High_G | 0.96 | 221.2 | N/A
Boiler | B_Upgrade_preHCs | Condensing Oil Boiler | Biomass Boiler | 98-199 | Low_G | 0.96 | 289.3 | N/A
Boiler | B_Upgrade_preHCs | Condensing Oil Boiler | Biomass Boiler | 200+ | High_D | 0.96 | 55.9 | N/A
Boiler | B_Upgrade_preHCs | Condensing Oil Boiler | Biomass Boiler | 200+ | Low_D | 0.96 | 85.4 | N/A
Boiler | B_Upgrade_preHCs | Condensing Oil Boiler | Biomass Boiler | 200+ | High_E | 0.96 | 121 | N/A
Boiler | B_Upgrade_preHCs | Condensing Oil Boiler | Biomass Boiler | 200+ | Low_E | 0.96 | 154.5 | N/A
Boiler | B_Upgrade_preHCs | Condensing Oil Boiler | Biomass Boiler | 200+ | High_F | 0.96 | 207.3 | N/A
Boiler | B_Upgrade_preHCs | Condensing Oil Boiler | Biomass Boiler | 200+ | Low_F | 0.96 | 272.3 | N/A
Boiler | B_Upgrade_preHCs | Condensing Oil Boiler | Biomass Boiler | 200+ | High_G | 0.96 | 371.8 | N/A
Boiler | B_Upgrade_preHCs | Condensing Oil Boiler | Biomass Boiler | 200+ | Low_G | 0.96 | 494.3 | N/A
Boiler | B_Upgrade_preHCs | Condensing Oil Boiler | Condensing Gas Boiler | 0-72 | High_D | 0.96 | 0 | N/A
Boiler | B_Upgrade_preHCs | Condensing Oil Boiler | Condensing Gas Boiler | 0-72 | Low_D | 0.96 | 0.5 | N/A
Boiler | B_Upgrade_preHCs | Condensing Oil Boiler | Condensing Gas Boiler | 0-72 | High_E | 0.96 | 36.7 | N/A
Boiler | B_Upgrade_preHCs | Condensing Oil Boiler | Condensing Gas Boiler | 0-72 | Low_E | 0.96 | 71.8 | N/A
Boiler | B_Upgrade_preHCs | Condensing Oil Boiler | Condensing Gas Boiler | 0-72 | High_F | 0.96 | 124.1 | N/A
Boiler | B_Upgrade_preHCs | Condensing Oil Boiler | Condensing Gas Boiler | 0-72 | Low_F | 0.96 | 185.7 | N/A
Boiler | B_Upgrade_preHCs | Condensing Oil Boiler | Condensing Gas Boiler | 0-72 | High_G | 0.96 | 276.1 | N/A
Boiler | B_Upgrade_preHCs | Condensing Oil Boiler | Condensing Gas Boiler | 0-72 | Low_G | 0.96 | 383.6 | N/A
Boiler | B_Upgrade_preHCs | Condensing Oil Boiler | Condensing Gas Boiler | 73-97 | High_D | 0.96 | 0 | N/A
Boiler | B_Upgrade_preHCs | Condensing Oil Boiler | Condensing Gas Boiler | 73-97 | Low_D | 0.96 | 23.2 | N/A
Boiler | B_Upgrade_preHCs | Condensing Oil Boiler | Condensing Gas Boiler | 73-97 | High_E | 0.96 | 61.5 | N/A
Boiler | B_Upgrade_preHCs | Condensing Oil Boiler | Condensing Gas Boiler | 73-97 | Low_E | 0.96 | 98.1 | N/A
Boiler | B_Upgrade_preHCs | Condensing Oil Boiler | Condensing Gas Boiler | 73-97 | High_F | 0.96 | 152.4 | N/A
Boiler | B_Upgrade_preHCs | Condensing Oil Boiler | Condensing Gas Boiler | 73-97 | Low_F | 0.96 | 216.1 | N/A
Boiler | B_Upgrade_preHCs | Condensing Oil Boiler | Condensing Gas Boiler | 73-97 | High_G | 0.96 | 309.6 | N/A
Boiler | B_Upgrade_preHCs | Condensing Oil Boiler | Condensing Gas Boiler | 73-97 | Low_G | 0.96 | 420.9 | N/A
Boiler | B_Upgrade_preHCs | Condensing Oil Boiler | Condensing Gas Boiler | 98-199 | High_D | 0.96 | 32.7 | N/A
Boiler | B_Upgrade_preHCs | Condensing Oil Boiler | Condensing Gas Boiler | 98-199 | Low_D | 0.96 | 71.4 | N/A
Boiler | B_Upgrade_preHCs | Condensing Oil Boiler | Condensing Gas Boiler | 98-199 | High_E | 0.96 | 117.4 | N/A
Boiler | B_Upgrade_preHCs | Condensing Oil Boiler | Condensing Gas Boiler | 98-199 | Low_E | 0.96 | 160.7 | N/A
Boiler | B_Upgrade_preHCs | Condensing Oil Boiler | Condensing Gas Boiler | 98-199 | High_F | 0.96 | 224.1 | N/A
Boiler | B_Upgrade_preHCs | Condensing Oil Boiler | Condensing Gas Boiler | 98-199 | Low_F | 0.96 | 297.8 | N/A
Boiler | B_Upgrade_preHCs | Condensing Oil Boiler | Condensing Gas Boiler | 98-199 | High_G | 0.96 | 405.2 | N/A
Boiler | B_Upgrade_preHCs | Condensing Oil Boiler | Condensing Gas Boiler | 98-199 | Low_G | 0.96 | 532.4 | N/A
Boiler | B_Upgrade_preHCs | Condensing Oil Boiler | Condensing Gas Boiler | 200+ | High_D | 0.96 | 132.4 | N/A
Boiler | B_Upgrade_preHCs | Condensing Oil Boiler | Condensing Gas Boiler | 200+ | Low_D | 0.96 | 196.9 | N/A
Boiler | B_Upgrade_preHCs | Condensing Oil Boiler | Condensing Gas Boiler | 200+ | High_E | 0.96 | 276.1 | N/A
Boiler | B_Upgrade_preHCs | Condensing Oil Boiler | Condensing Gas Boiler | 200+ | Low_E | 0.96 | 351.4 | N/A
Boiler | B_Upgrade_preHCs | Condensing Oil Boiler | Condensing Gas Boiler | 200+ | High_F | 0.96 | 463 | N/A
Boiler | B_Upgrade_preHCs | Condensing Oil Boiler | Condensing Gas Boiler | 200+ | Low_F | 0.96 | 593.7 | N/A
Boiler | B_Upgrade_preHCs | Condensing Oil Boiler | Condensing Gas Boiler | 200+ | High_G | 0.96 | 785.3 | N/A
Boiler | B_Upgrade_preHCs | Condensing Oil Boiler | Condensing Gas Boiler | 200+ | Low_G | 0.96 | 1013.1 | N/A
DHS | DHS_connection_preHCs | Condensing Oil Boiler | Shared Ground Loop GSHP | 0-72 | High_D | 0.96 | 30.1 | N/A
DHS | DHS_connection_preHCs | Condensing Oil Boiler | Shared Ground Loop GSHP | 0-72 | Low_D | 0.96 | 46 | N/A
DHS | DHS_connection_preHCs | Condensing Oil Boiler | Shared Ground Loop GSHP | 0-72 | High_E | 0.96 | 65 | N/A
DHS | DHS_connection_preHCs | Condensing Oil Boiler | Shared Ground Loop GSHP | 0-72 | Low_E | 0.96 | 83.5 | N/A
DHS | DHS_connection_preHCs | Condensing Oil Boiler | Shared Ground Loop GSHP | 0-72 | High_F | 0.96 | 112.6 | N/A
DHS | DHS_connection_preHCs | Condensing Oil Boiler | Shared Ground Loop GSHP | 0-72 | Low_F | 0.96 | 148.2 | N/A
DHS | DHS_connection_preHCs | Condensing Oil Boiler | Shared Ground Loop GSHP | 0-72 | High_G | 0.96 | 202.2 | N/A
DHS | DHS_connection_preHCs | Condensing Oil Boiler | Shared Ground Loop GSHP | 0-72 | Low_G | 0.96 | 268.1 | N/A
DHS | DHS_connection_preHCs | Condensing Oil Boiler | Shared Ground Loop GSHP | 73-97 | High_D | 0.96 | 32.8 | N/A
DHS | DHS_connection_preHCs | Condensing Oil Boiler | Shared Ground Loop GSHP | 73-97 | Low_D | 0.96 | 49.6 | N/A
DHS | DHS_connection_preHCs | Condensing Oil Boiler | Shared Ground Loop GSHP | 73-97 | High_E | 0.96 | 69.3 | N/A
DHS | DHS_connection_preHCs | Condensing Oil Boiler | Shared Ground Loop GSHP | 73-97 | Low_E | 0.96 | 88 | N/A
DHS | DHS_connection_preHCs | Condensing Oil Boiler | Shared Ground Loop GSHP | 73-97 | High_F | 0.96 | 117.1 | N/A
DHS | DHS_connection_preHCs | Condensing Oil Boiler | Shared Ground Loop GSHP | 73-97 | Low_F | 0.96 | 152.8 | N/A
DHS | DHS_connection_preHCs | Condensing Oil Boiler | Shared Ground Loop GSHP | 73-97 | High_G | 0.96 | 207 | N/A
DHS | DHS_connection_preHCs | Condensing Oil Boiler | Shared Ground Loop GSHP | 73-97 | Low_G | 0.96 | 273.3 | N/A
DHS | DHS_connection_preHCs | Condensing Oil Boiler | Shared Ground Loop GSHP | 98-199 | High_D | 0.96 | 50.3 | N/A
DHS | DHS_connection_preHCs | Condensing Oil Boiler | Shared Ground Loop GSHP | 98-199 | Low_D | 0.96 | 71.5 | N/A
DHS | DHS_connection_preHCs | Condensing Oil Boiler | Shared Ground Loop GSHP | 98-199 | High_E | 0.96 | 95.9 | N/A
DHS | DHS_connection_preHCs | Condensing Oil Boiler | Shared Ground Loop GSHP | 98-199 | Low_E | 0.96 | 118.7 | N/A
DHS | DHS_connection_preHCs | Condensing Oil Boiler | Shared Ground Loop GSHP | 98-199 | High_F | 0.96 | 153.2 | N/A
DHS | DHS_connection_preHCs | Condensing Oil Boiler | Shared Ground Loop GSHP | 98-199 | Low_F | 0.96 | 194.6 | N/A
DHS | DHS_connection_preHCs | Condensing Oil Boiler | Shared Ground Loop GSHP | 98-199 | High_G | 0.96 | 256.8 | N/A
DHS | DHS_connection_preHCs | Condensing Oil Boiler | Shared Ground Loop GSHP | 98-199 | Low_G | 0.96 | 332.2 | N/A
DHS | DHS_connection_preHCs | Condensing Oil Boiler | Shared Ground Loop GSHP | 200+ | High_D | 0.96 | 78.2 | N/A
DHS | DHS_connection_preHCs | Condensing Oil Boiler | Shared Ground Loop GSHP | 200+ | Low_D | 0.96 | 112 | N/A
DHS | DHS_connection_preHCs | Condensing Oil Boiler | Shared Ground Loop GSHP | 200+ | High_E | 0.96 | 153 | N/A
DHS | DHS_connection_preHCs | Condensing Oil Boiler | Shared Ground Loop GSHP | 200+ | Low_E | 0.96 | 191.6 | N/A
DHS | DHS_connection_preHCs | Condensing Oil Boiler | Shared Ground Loop GSHP | 200+ | High_F | 0.96 | 251.7 | N/A
DHS | DHS_connection_preHCs | Condensing Oil Boiler | Shared Ground Loop GSHP | 200+ | Low_F | 0.96 | 324.8 | N/A
DHS | DHS_connection_preHCs | Condensing Oil Boiler | Shared Ground Loop GSHP | 200+ | High_G | 0.96 | 435.7 | N/A
DHS | DHS_connection_preHCs | Condensing Oil Boiler | Shared Ground Loop GSHP | 200+ | Low_G | 0.96 | 571.3 | N/A
Boiler | B_Upgrade_preHCs | Electric Boiler | Fuel Cell mCHP | 0-72 | High_D | 0.96 | 370.4 | N/A
Boiler | B_Upgrade_preHCs | Electric Boiler | Fuel Cell mCHP | 0-72 | Low_D | 0.96 | 480.1 | N/A
Boiler | B_Upgrade_preHCs | Electric Boiler | Fuel Cell mCHP | 0-72 | High_E | 0.96 | 615.1 | N/A
Boiler | B_Upgrade_preHCs | Electric Boiler | Fuel Cell mCHP | 0-72 | Low_E | 0.96 | 745.9 | N/A
Boiler | B_Upgrade_preHCs | Electric Boiler | Fuel Cell mCHP | 0-72 | High_F | 0.96 | 932.1 | N/A
Boiler | B_Upgrade_preHCs | Electric Boiler | Fuel Cell mCHP | 0-72 | Low_F | 0.96 | 1142.1 | N/A
Boiler | B_Upgrade_preHCs | Electric Boiler | Fuel Cell mCHP | 0-72 | High_G | 0.96 | 1439.3 | N/A
Boiler | B_Upgrade_preHCs | Electric Boiler | Fuel Cell mCHP | 0-72 | Low_G | 0.96 | 1781.4 | N/A
Boiler | B_Upgrade_preHCs | Electric Boiler | Fuel Cell mCHP | 73-97 | High_D | 0.96 | 406.4 | N/A
Boiler | B_Upgrade_preHCs | Electric Boiler | Fuel Cell mCHP | 73-97 | Low_D | 0.96 | 519.8 | N/A
Boiler | B_Upgrade_preHCs | Electric Boiler | Fuel Cell mCHP | 73-97 | High_E | 0.96 | 658.6 | N/A
Boiler | B_Upgrade_preHCs | Electric Boiler | Fuel Cell mCHP | 73-97 | Low_E | 0.96 | 792.6 | N/A
Boiler | B_Upgrade_preHCs | Electric Boiler | Fuel Cell mCHP | 73-97 | High_F | 0.96 | 983.2 | N/A
Boiler | B_Upgrade_preHCs | Electric Boiler | Fuel Cell mCHP | 73-97 | Low_F | 0.96 | 1198 | N/A
Boiler | B_Upgrade_preHCs | Electric Boiler | Fuel Cell mCHP | 73-97 | High_G | 0.96 | 1502.2 | N/A
Boiler | B_Upgrade_preHCs | Electric Boiler | Fuel Cell mCHP | 73-97 | Low_G | 0.96 | 1852.5 | N/A
Boiler | B_Upgrade_preHCs | Electric Boiler | Fuel Cell mCHP | 98-199 | High_D | 0.96 | 474.9 | N/A
Boiler | B_Upgrade_preHCs | Electric Boiler | Fuel Cell mCHP | 98-199 | Low_D | 0.96 | 599.9 | N/A
Boiler | B_Upgrade_preHCs | Electric Boiler | Fuel Cell mCHP | 98-199 | High_E | 0.96 | 753.1 | N/A
Boiler | B_Upgrade_preHCs | Electric Boiler | Fuel Cell mCHP | 98-199 | Low_E | 0.96 | 901.1 | N/A
Boiler | B_Upgrade_preHCs | Electric Boiler | Fuel Cell mCHP | 98-199 | High_F | 0.96 | 1111.5 | N/A
Boiler | B_Upgrade_preHCs | Electric Boiler | Fuel Cell mCHP | 98-199 | Low_F | 0.96 | 1348.6 | N/A
Boiler | B_Upgrade_preHCs | Electric Boiler | Fuel Cell mCHP | 98-199 | High_G | 0.96 | 1684.4 | N/A
Boiler | B_Upgrade_preHCs | Electric Boiler | Fuel Cell mCHP | 98-199 | Low_G | 0.96 | 2071.1 | N/A
Boiler | B_Upgrade_preHCs | Electric Boiler | Fuel Cell mCHP | 200+ | High_D | 0.96 | 910.4 | N/A
Boiler | B_Upgrade_preHCs | Electric Boiler | Fuel Cell mCHP | 200+ | Low_D | 0.96 | 1117.9 | N/A
Boiler | B_Upgrade_preHCs | Electric Boiler | Fuel Cell mCHP | 200+ | High_E | 0.96 | 1376.7 | N/A
Boiler | B_Upgrade_preHCs | Electric Boiler | Fuel Cell mCHP | 200+ | Low_E | 0.96 | 1626 | N/A
Boiler | B_Upgrade_preHCs | Electric Boiler | Fuel Cell mCHP | 200+ | High_F | 0.96 | 1980.8 | N/A
Boiler | B_Upgrade_preHCs | Electric Boiler | Fuel Cell mCHP | 200+ | Low_F | 0.96 | 2381.2 | N/A
Boiler | B_Upgrade_preHCs | Electric Boiler | Fuel Cell mCHP | 200+ | High_G | 0.96 | 2949.1 | N/A
Boiler | B_Upgrade_preHCs | Electric Boiler | Fuel Cell mCHP | 200+ | Low_G | 0.96 | 3604.5 | N/A
Boiler | B_Upgrade_preHCs | Electric Boiler | GSHP | 0-72 | High_D | 0.96 | 341.4 | N/A
Boiler | B_Upgrade_preHCs | Electric Boiler | GSHP | 0-72 | Low_D | 0.96 | 417 | N/A
Boiler | B_Upgrade_preHCs | Electric Boiler | GSHP | 0-72 | High_E | 0.96 | 510.2 | N/A
Boiler | B_Upgrade_preHCs | Electric Boiler | GSHP | 0-72 | Low_E | 0.96 | 601 | N/A
Boiler | B_Upgrade_preHCs | Electric Boiler | GSHP | 0-72 | High_F | 0.96 | 730.9 | N/A
Boiler | B_Upgrade_preHCs | Electric Boiler | GSHP | 0-72 | Low_F | 0.96 | 878.1 | N/A
Boiler | B_Upgrade_preHCs | Electric Boiler | GSHP | 0-72 | High_G | 0.96 | 1087.2 | N/A
Boiler | B_Upgrade_preHCs | Electric Boiler | GSHP | 0-72 | Low_G | 0.96 | 1328.5 | N/A
Boiler | B_Upgrade_preHCs | Electric Boiler | GSHP | 73-97 | High_D | 0.96 | 369.5 | N/A
Boiler | B_Upgrade_preHCs | Electric Boiler | GSHP | 73-97 | Low_D | 0.96 | 450.2 | N/A
Boiler | B_Upgrade_preHCs | Electric Boiler | GSHP | 73-97 | High_E | 0.96 | 549.1 | N/A
Boiler | B_Upgrade_preHCs | Electric Boiler | GSHP | 73-97 | Low_E | 0.96 | 644.8 | N/A
Boiler | B_Upgrade_preHCs | Electric Boiler | GSHP | 73-97 | High_F | 0.96 | 781.6 | N/A
Boiler | B_Upgrade_preHCs | Electric Boiler | GSHP | 73-97 | Low_F | 0.96 | 936.3 | N/A
Boiler | B_Upgrade_preHCs | Electric Boiler | GSHP | 73-97 | High_G | 0.96 | 1156.2 | N/A
Boiler | B_Upgrade_preHCs | Electric Boiler | GSHP | 73-97 | Low_G | 0.96 | 1410.1 | N/A
Boiler | B_Upgrade_preHCs | Electric Boiler | GSHP | 98-199 | High_D | 0.96 | 428.1 | N/A
Boiler | B_Upgrade_preHCs | Electric Boiler | GSHP | 98-199 | Low_D | 0.96 | 521.5 | N/A
Boiler | B_Upgrade_preHCs | Electric Boiler | GSHP | 98-199 | High_E | 0.96 | 636.2 | N/A
Boiler | B_Upgrade_preHCs | Electric Boiler | GSHP | 98-199 | Low_E | 0.96 | 747.1 | N/A
Boiler | B_Upgrade_preHCs | Electric Boiler | GSHP | 98-199 | High_F | 0.96 | 905.6 | N/A
Boiler | B_Upgrade_preHCs | Electric Boiler | GSHP | 98-199 | Low_F | 0.96 | 1084.8 | N/A
Boiler | B_Upgrade_preHCs | Electric Boiler | GSHP | 98-199 | High_G | 0.96 | 1339.2 | N/A
Boiler | B_Upgrade_preHCs | Electric Boiler | GSHP | 98-199 | Low_G | 0.96 | 1633 | N/A
Boiler | B_Upgrade_preHCs | Electric Boiler | GSHP | 200+ | High_D | 0.96 | 766.8 | N/A
Boiler | B_Upgrade_preHCs | Electric Boiler | GSHP | 200+ | Low_D | 0.96 | 925.5 | N/A
Boiler | B_Upgrade_preHCs | Electric Boiler | GSHP | 200+ | High_E | 0.96 | 1123.7 | N/A
Boiler | B_Upgrade_preHCs | Electric Boiler | GSHP | 200+ | Low_E | 0.96 | 1314.6 | N/A
Boiler | B_Upgrade_preHCs | Electric Boiler | GSHP | 200+ | High_F | 0.96 | 1587.4 | N/A
Boiler | B_Upgrade_preHCs | Electric Boiler | GSHP | 200+ | Low_F | 0.96 | 1896.5 | N/A
Boiler | B_Upgrade_preHCs | Electric Boiler | GSHP | 200+ | High_G | 0.96 | 2336.2 | N/A
Boiler | B_Upgrade_preHCs | Electric Boiler | GSHP | 200+ | Low_G | 0.96 | 2844.8 | N/A
Boiler | B_Upgrade_preHCs | Electric Boiler | Air to Water ASHP | 0-72 | High_D | 0.96 | 314 | N/A
Boiler | B_Upgrade_preHCs | Electric Boiler | Air to Water ASHP | 0-72 | Low_D | 0.96 | 383.6 | N/A
Boiler | B_Upgrade_preHCs | Electric Boiler | Air to Water ASHP | 0-72 | High_E | 0.96 | 469.4 | N/A
Boiler | B_Upgrade_preHCs | Electric Boiler | Air to Water ASHP | 0-72 | Low_E | 0.96 | 553.1 | N/A
Boiler | B_Upgrade_preHCs | Electric Boiler | Air to Water ASHP | 0-72 | High_F | 0.96 | 673.1 | N/A
Boiler | B_Upgrade_preHCs | Electric Boiler | Air to Water ASHP | 0-72 | Low_F | 0.96 | 809.3 | N/A
Boiler | B_Upgrade_preHCs | Electric Boiler | Air to Water ASHP | 0-72 | High_G | 0.96 | 1002.8 | N/A
Boiler | B_Upgrade_preHCs | Electric Boiler | Air to Water ASHP | 0-72 | Low_G | 0.96 | 1226.4 | N/A
Boiler | B_Upgrade_preHCs | Electric Boiler | Air to Water ASHP | 73-97 | High_D | 0.96 | 339.2 | N/A
Boiler | B_Upgrade_preHCs | Electric Boiler | Air to Water ASHP | 73-97 | Low_D | 0.96 | 413.4 | N/A
Boiler | B_Upgrade_preHCs | Electric Boiler | Air to Water ASHP | 73-97 | High_E | 0.96 | 504.4 | N/A
Boiler | B_Upgrade_preHCs | Electric Boiler | Air to Water ASHP | 73-97 | Low_E | 0.96 | 592.5 | N/A
Boiler | B_Upgrade_preHCs | Electric Boiler | Air to Water ASHP | 73-97 | High_F | 0.96 | 718.5 | N/A
Boiler | B_Upgrade_preHCs | Electric Boiler | Air to Water ASHP | 73-97 | Low_F | 0.96 | 861.3 | N/A
Boiler | B_Upgrade_preHCs | Electric Boiler | Air to Water ASHP | 73-97 | High_G | 0.96 | 1064.4 | N/A
Boiler | B_Upgrade_preHCs | Electric Boiler | Air to Water ASHP | 73-97 | Low_G | 0.96 | 1299.1 | N/A
Boiler | B_Upgrade_preHCs | Electric Boiler | Air to Water ASHP | 98-199 | High_D | 0.96 | 392.3 | N/A
Boiler | B_Upgrade_preHCs | Electric Boiler | Air to Water ASHP | 98-199 | Low_D | 0.96 | 478.3 | N/A
Boiler | B_Upgrade_preHCs | Electric Boiler | Air to Water ASHP | 98-199 | High_E | 0.96 | 583.8 | N/A
Boiler | B_Upgrade_preHCs | Electric Boiler | Air to Water ASHP | 98-199 | Low_E | 0.96 | 686 | N/A
Boiler | B_Upgrade_preHCs | Electric Boiler | Air to Water ASHP | 98-199 | High_F | 0.96 | 832.1 | N/A
Boiler | B_Upgrade_preHCs | Electric Boiler | Air to Water ASHP | 98-199 | Low_F | 0.96 | 997.5 | N/A
Boiler | B_Upgrade_preHCs | Electric Boiler | Air to Water ASHP | 98-199 | High_G | 0.96 | 1232.7 | N/A
Boiler | B_Upgrade_preHCs | Electric Boiler | Air to Water ASHP | 98-199 | Low_G | 0.96 | 1504.3 | N/A
Boiler | B_Upgrade_preHCs | Electric Boiler | Air to Water ASHP | 200+ | High_D | 0.96 | 700.4 | N/A
Boiler | B_Upgrade_preHCs | Electric Boiler | Air to Water ASHP | 200+ | Low_D | 0.96 | 846.1 | N/A
Boiler | B_Upgrade_preHCs | Electric Boiler | Air to Water ASHP | 200+ | High_E | 0.96 | 1027.9 | N/A
Boiler | B_Upgrade_preHCs | Electric Boiler | Air to Water ASHP | 200+ | Low_E | 0.96 | 1203.2 | N/A
Boiler | B_Upgrade_preHCs | Electric Boiler | Air to Water ASHP | 200+ | High_F | 0.96 | 1454.1 | N/A
Boiler | B_Upgrade_preHCs | Electric Boiler | Air to Water ASHP | 200+ | Low_F | 0.96 | 1738.6 | N/A
Boiler | B_Upgrade_preHCs | Electric Boiler | Air to Water ASHP | 200+ | High_G | 0.96 | 2143.8 | N/A
Boiler | B_Upgrade_preHCs | Electric Boiler | Air to Water ASHP | 200+ | Low_G | 0.96 | 2613.1 | N/A
Boiler | B_Upgrade_preHCs | Electric Boiler | Biomass Boiler | 0-72 | High_D | 0.96 | 337.3 | N/A
Boiler | B_Upgrade_preHCs | Electric Boiler | Biomass Boiler | 0-72 | Low_D | 0.96 | 411.9 | N/A
Boiler | B_Upgrade_preHCs | Electric Boiler | Biomass Boiler | 0-72 | High_E | 0.96 | 504.1 | N/A
Boiler | B_Upgrade_preHCs | Electric Boiler | Biomass Boiler | 0-72 | Low_E | 0.96 | 593.7 | N/A
Boiler | B_Upgrade_preHCs | Electric Boiler | Biomass Boiler | 0-72 | High_F | 0.96 | 722.2 | N/A
Boiler | B_Upgrade_preHCs | Electric Boiler | Biomass Boiler | 0-72 | Low_F | 0.96 | 867.7 | N/A
Boiler | B_Upgrade_preHCs | Electric Boiler | Biomass Boiler | 0-72 | High_G | 0.96 | 1074.4 | N/A
Boiler | B_Upgrade_preHCs | Electric Boiler | Biomass Boiler | 0-72 | Low_G | 0.96 | 1313.1 | N/A
Boiler | B_Upgrade_preHCs | Electric Boiler | Biomass Boiler | 73-97 | High_D | 0.96 | 364.9 | N/A
Boiler | B_Upgrade_preHCs | Electric Boiler | Biomass Boiler | 73-97 | Low_D | 0.96 | 444.6 | N/A
Boiler | B_Upgrade_preHCs | Electric Boiler | Biomass Boiler | 73-97 | High_E | 0.96 | 542.4 | N/A
Boiler | B_Upgrade_preHCs | Electric Boiler | Biomass Boiler | 73-97 | Low_E | 0.96 | 636.9 | N/A
Boiler | B_Upgrade_preHCs | Electric Boiler | Biomass Boiler | 73-97 | High_F | 0.96 | 772 | N/A
Boiler | B_Upgrade_preHCs | Electric Boiler | Biomass Boiler | 73-97 | Low_F | 0.96 | 925 | N/A
Boiler | B_Upgrade_preHCs | Electric Boiler | Biomass Boiler | 73-97 | High_G | 0.96 | 1142.3 | N/A
Boiler | B_Upgrade_preHCs | Electric Boiler | Biomass Boiler | 73-97 | Low_G | 0.96 | 1393.3 | N/A
Boiler | B_Upgrade_preHCs | Electric Boiler | Biomass Boiler | 98-199 | High_D | 0.96 | 422.6 | N/A
Boiler | B_Upgrade_preHCs | Electric Boiler | Biomass Boiler | 98-199 | Low_D | 0.96 | 515 | N/A
Boiler | B_Upgrade_preHCs | Electric Boiler | Biomass Boiler | 98-199 | High_E | 0.96 | 628.3 | N/A
Boiler | B_Upgrade_preHCs | Electric Boiler | Biomass Boiler | 98-199 | Low_E | 0.96 | 737.9 | N/A
Boiler | B_Upgrade_preHCs | Electric Boiler | Biomass Boiler | 98-199 | High_F | 0.96 | 894.5 | N/A
Boiler | B_Upgrade_preHCs | Electric Boiler | Biomass Boiler | 98-199 | Low_F | 0.96 | 1071.6 | N/A
Boiler | B_Upgrade_preHCs | Electric Boiler | Biomass Boiler | 98-199 | High_G | 0.96 | 1323.1 | N/A
Boiler | B_Upgrade_preHCs | Electric Boiler | Biomass Boiler | 98-199 | Low_G | 0.96 | 1613.5 | N/A
Boiler | B_Upgrade_preHCs | Electric Boiler | Biomass Boiler | 200+ | High_D | 0.96 | 756.7 | N/A
Boiler | B_Upgrade_preHCs | Electric Boiler | Biomass Boiler | 200+ | Low_D | 0.96 | 913.5 | N/A
Boiler | B_Upgrade_preHCs | Electric Boiler | Biomass Boiler | 200+ | High_E | 0.96 | 1109.2 | N/A
Boiler | B_Upgrade_preHCs | Electric Boiler | Biomass Boiler | 200+ | Low_E | 0.96 | 1297.7 | N/A
Boiler | B_Upgrade_preHCs | Electric Boiler | Biomass Boiler | 200+ | High_F | 0.96 | 1567.2 | N/A
Boiler | B_Upgrade_preHCs | Electric Boiler | Biomass Boiler | 200+ | Low_F | 0.96 | 1872.6 | N/A
Boiler | B_Upgrade_preHCs | Electric Boiler | Biomass Boiler | 200+ | High_G | 0.96 | 2307 | N/A
Boiler | B_Upgrade_preHCs | Electric Boiler | Biomass Boiler | 200+ | Low_G | 0.96 | 2839.4 | N/A
Boiler | B_Upgrade_preHCs | Electric Boiler | Condensing Gas Boiler | 0-72 | High_D | 0.96 | 244.2 | N/A
Boiler | B_Upgrade_preHCs | Electric Boiler | Condensing Gas Boiler | 0-72 | Low_D | 0.96 | 326.2 | N/A
Boiler | B_Upgrade_preHCs | Electric Boiler | Condensing Gas Boiler | 0-72 | High_E | 0.96 | 427.4 | N/A
Boiler | B_Upgrade_preHCs | Electric Boiler | Condensing Gas Boiler | 0-72 | Low_E | 0.96 | 525.7 | N/A
Boiler | B_Upgrade_preHCs | Electric Boiler | Condensing Gas Boiler | 0-72 | High_F | 0.96 | 666.3 | N/A
Boiler | B_Upgrade_preHCs | Electric Boiler | Condensing Gas Boiler | 0-72 | Low_F | 0.96 | 825.4 | N/A
Boiler | B_Upgrade_preHCs | Electric Boiler | Condensing Gas Boiler | 0-72 | High_G | 0.96 | 1051.1 | N/A
Boiler | B_Upgrade_preHCs | Electric Boiler | Condensing Gas Boiler | 0-72 | Low_G | 0.96 | 1311.5 | N/A
Boiler | B_Upgrade_preHCs | Electric Boiler | Condensing Gas Boiler | 73-97 | High_D | 0.96 | 286.8 | N/A
Boiler | B_Upgrade_preHCs | Electric Boiler | Condensing Gas Boiler | 73-97 | Low_D | 0.96 | 374.5 | N/A
Boiler | B_Upgrade_preHCs | Electric Boiler | Condensing Gas Boiler | 73-97 | High_E | 0.96 | 482 | N/A
Boiler | B_Upgrade_preHCs | Electric Boiler | Condensing Gas Boiler | 73-97 | Low_E | 0.96 | 585.9 | N/A
Boiler | B_Upgrade_preHCs | Electric Boiler | Condensing Gas Boiler | 73-97 | High_F | 0.96 | 734.2 | N/A
Boiler | B_Upgrade_preHCs | Electric Boiler | Condensing Gas Boiler | 73-97 | Low_F | 0.96 | 901.8 | N/A
Boiler | B_Upgrade_preHCs | Electric Boiler | Condensing Gas Boiler | 73-97 | High_G | 0.96 | 1139.6 | N/A
Boiler | B_Upgrade_preHCs | Electric Boiler | Condensing Gas Boiler | 73-97 | Low_G | 0.96 | 1414.2 | N/A
Boiler | B_Upgrade_preHCs | Electric Boiler | Condensing Gas Boiler | 98-199 | High_D | 0.96 | 362.8 | N/A
Boiler | B_Upgrade_preHCs | Electric Boiler | Condensing Gas Boiler | 98-199 | Low_D | 0.96 | 464.3 | N/A
Boiler | B_Upgrade_preHCs | Electric Boiler | Condensing Gas Boiler | 98-199 | High_E | 0.96 | 588.8 | N/A
Boiler | B_Upgrade_preHCs | Electric Boiler | Condensing Gas Boiler | 98-199 | Low_E | 0.96 | 709.2 | N/A
Boiler | B_Upgrade_preHCs | Electric Boiler | Condensing Gas Boiler | 98-199 | High_F | 0.96 | 880.9 | N/A
Boiler | B_Upgrade_preHCs | Electric Boiler | Condensing Gas Boiler | 98-199 | Low_F | 0.96 | 1074.9 | N/A
Boiler | B_Upgrade_preHCs | Electric Boiler | Condensing Gas Boiler | 98-199 | High_G | 0.96 | 1350.1 | N/A
Boiler | B_Upgrade_preHCs | Electric Boiler | Condensing Gas Boiler | 98-199 | Low_G | 0.96 | 1667.5 | N/A
Boiler | B_Upgrade_preHCs | Electric Boiler | Condensing Gas Boiler | 200+ | High_D | 0.96 | 734.4 | N/A
Boiler | B_Upgrade_preHCs | Electric Boiler | Condensing Gas Boiler | 200+ | Low_D | 0.96 | 907.2 | N/A
Boiler | B_Upgrade_preHCs | Electric Boiler | Condensing Gas Boiler | 200+ | High_E | 0.96 | 1122.9 | N/A
Boiler | B_Upgrade_preHCs | Electric Boiler | Condensing Gas Boiler | 200+ | Low_E | 0.96 | 1330.6 | N/A
Boiler | B_Upgrade_preHCs | Electric Boiler | Condensing Gas Boiler | 200+ | High_F | 0.96 | 1627.1 | N/A
Boiler | B_Upgrade_preHCs | Electric Boiler | Condensing Gas Boiler | 200+ | Low_F | 0.96 | 1962.5 | N/A
Boiler | B_Upgrade_preHCs | Electric Boiler | Condensing Gas Boiler | 200+ | High_G | 0.96 | 2439.1 | N/A
Boiler | B_Upgrade_preHCs | Electric Boiler | Condensing Gas Boiler | 200+ | Low_G | 0.96 | 2990.1 | N/A
DHS | DHS_connection_preHCs | Electric Boiler | Shared Ground Loop GSHP | 0-72 | High_D | 0.96 | 341.4 | N/A
DHS | DHS_connection_preHCs | Electric Boiler | Shared Ground Loop GSHP | 0-72 | Low_D | 0.96 | 417 | N/A
DHS | DHS_connection_preHCs | Electric Boiler | Shared Ground Loop GSHP | 0-72 | High_E | 0.96 | 510.2 | N/A
DHS | DHS_connection_preHCs | Electric Boiler | Shared Ground Loop GSHP | 0-72 | Low_E | 0.96 | 601 | N/A
DHS | DHS_connection_preHCs | Electric Boiler | Shared Ground Loop GSHP | 0-72 | High_F | 0.96 | 730.9 | N/A
DHS | DHS_connection_preHCs | Electric Boiler | Shared Ground Loop GSHP | 0-72 | Low_F | 0.96 | 878.1 | N/A
DHS | DHS_connection_preHCs | Electric Boiler | Shared Ground Loop GSHP | 0-72 | High_G | 0.96 | 1087.2 | N/A
DHS | DHS_connection_preHCs | Electric Boiler | Shared Ground Loop GSHP | 0-72 | Low_G | 0.96 | 1328.5 | N/A
DHS | DHS_connection_preHCs | Electric Boiler | Shared Ground Loop GSHP | 73-97 | High_D | 0.96 | 369.5 | N/A
DHS | DHS_connection_preHCs | Electric Boiler | Shared Ground Loop GSHP | 73-97 | Low_D | 0.96 | 450.2 | N/A
DHS | DHS_connection_preHCs | Electric Boiler | Shared Ground Loop GSHP | 73-97 | High_E | 0.96 | 549.1 | N/A
DHS | DHS_connection_preHCs | Electric Boiler | Shared Ground Loop GSHP | 73-97 | Low_E | 0.96 | 644.8 | N/A
DHS | DHS_connection_preHCs | Electric Boiler | Shared Ground Loop GSHP | 73-97 | High_F | 0.96 | 781.6 | N/A
DHS | DHS_connection_preHCs | Electric Boiler | Shared Ground Loop GSHP | 73-97 | Low_F | 0.96 | 936.3 | N/A
DHS | DHS_connection_preHCs | Electric Boiler | Shared Ground Loop GSHP | 73-97 | High_G | 0.96 | 1156.2 | N/A
DHS | DHS_connection_preHCs | Electric Boiler | Shared Ground Loop GSHP | 73-97 | Low_G | 0.96 | 1410.1 | N/A
DHS | DHS_connection_preHCs | Electric Boiler | Shared Ground Loop GSHP | 98-199 | High_D | 0.96 | 428.1 | N/A
DHS | DHS_connection_preHCs | Electric Boiler | Shared Ground Loop GSHP | 98-199 | Low_D | 0.96 | 521.5 | N/A
DHS | DHS_connection_preHCs | Electric Boiler | Shared Ground Loop GSHP | 98-199 | High_E | 0.96 | 636.2 | N/A
DHS | DHS_connection_preHCs | Electric Boiler | Shared Ground Loop GSHP | 98-199 | Low_E | 0.96 | 747.1 | N/A
DHS | DHS_connection_preHCs | Electric Boiler | Shared Ground Loop GSHP | 98-199 | High_F | 0.96 | 905.6 | N/A
DHS | DHS_connection_preHCs | Electric Boiler | Shared Ground Loop GSHP | 98-199 | Low_F | 0.96 | 1084.8 | N/A
DHS | DHS_connection_preHCs | Electric Boiler | Shared Ground Loop GSHP | 98-199 | High_G | 0.96 | 1339.2 | N/A
DHS | DHS_connection_preHCs | Electric Boiler | Shared Ground Loop GSHP | 98-199 | Low_G | 0.96 | 1633 | N/A
DHS | DHS_connection_preHCs | Electric Boiler | Shared Ground Loop GSHP | 200+ | High_D | 0.96 | 766.8 | N/A
DHS | DHS_connection_preHCs | Electric Boiler | Shared Ground Loop GSHP | 200+ | Low_D | 0.96 | 925.5 | N/A
DHS | DHS_connection_preHCs | Electric Boiler | Shared Ground Loop GSHP | 200+ | High_E | 0.96 | 1123.7 | N/A
DHS | DHS_connection_preHCs | Electric Boiler | Shared Ground Loop GSHP | 200+ | Low_E | 0.96 | 1314.6 | N/A
DHS | DHS_connection_preHCs | Electric Boiler | Shared Ground Loop GSHP | 200+ | High_F | 0.96 | 1587.4 | N/A
DHS | DHS_connection_preHCs | Electric Boiler | Shared Ground Loop GSHP | 200+ | Low_F | 0.96 | 1896.5 | N/A
DHS | DHS_connection_preHCs | Electric Boiler | Shared Ground Loop GSHP | 200+ | High_G | 0.96 | 2336.2 | N/A
DHS | DHS_connection_preHCs | Electric Boiler | Shared Ground Loop GSHP | 200+ | Low_G | 0.96 | 2844.8 | N/A
Boiler | B_Upgrade_preHCs | Non Condensing Gas Boiler | Fuel Cell mCHP | 0-72 | High_D | 0.96 | 272.4 | N/A
Boiler | B_Upgrade_preHCs | Non Condensing Gas Boiler | Fuel Cell mCHP | 0-72 | Low_D | 0.96 | 357.3 | N/A
Boiler | B_Upgrade_preHCs | Non Condensing Gas Boiler | Fuel Cell mCHP | 0-72 | High_E | 0.96 | 460.7 | N/A
Boiler | B_Upgrade_preHCs | Non Condensing Gas Boiler | Fuel Cell mCHP | 0-72 | Low_E | 0.96 | 560.4 | N/A
Boiler | B_Upgrade_preHCs | Non Condensing Gas Boiler | Fuel Cell mCHP | 0-72 | High_F | 0.96 | 703.3 | N/A
Boiler | B_Upgrade_preHCs | Non Condensing Gas Boiler | Fuel Cell mCHP | 0-72 | Low_F | 0.96 | 865.7 | N/A
Boiler | B_Upgrade_preHCs | Non Condensing Gas Boiler | Fuel Cell mCHP | 0-72 | High_G | 0.96 | 1097.2 | N/A
Boiler | B_Upgrade_preHCs | Non Condensing Gas Boiler | Fuel Cell mCHP | 0-72 | Low_G | 0.96 | 1365.7 | N/A
Boiler | B_Upgrade_preHCs | Non Condensing Gas Boiler | Fuel Cell mCHP | 73-97 | High_D | 0.96 | 265 | N/A
Boiler | B_Upgrade_preHCs | Non Condensing Gas Boiler | Fuel Cell mCHP | 73-97 | Low_D | 0.96 | 343.3 | N/A
Boiler | B_Upgrade_preHCs | Non Condensing Gas Boiler | Fuel Cell mCHP | 73-97 | High_E | 0.96 | 437.8 | N/A
Boiler | B_Upgrade_preHCs | Non Condensing Gas Boiler | Fuel Cell mCHP | 73-97 | Low_E | 0.96 | 528.2 | N/A
Boiler | B_Upgrade_preHCs | Non Condensing Gas Boiler | Fuel Cell mCHP | 73-97 | High_F | 0.96 | 658 | N/A
Boiler | B_Upgrade_preHCs | Non Condensing Gas Boiler | Fuel Cell mCHP | 73-97 | Low_F | 0.96 | 805.7 | N/A
Boiler | B_Upgrade_preHCs | Non Condensing Gas Boiler | Fuel Cell mCHP | 73-97 | High_G | 0.96 | 1017 | N/A
Boiler | B_Upgrade_preHCs | Non Condensing Gas Boiler | Fuel Cell mCHP | 73-97 | Low_G | 0.96 | 1262.9 | N/A
Boiler | B_Upgrade_preHCs | Non Condensing Gas Boiler | Fuel Cell mCHP | 98-199 | High_D | 0.96 | 263.8 | N/A
Boiler | B_Upgrade_preHCs | Non Condensing Gas Boiler | Fuel Cell mCHP | 98-199 | Low_D | 0.96 | 338.1 | N/A
Boiler | B_Upgrade_preHCs | Non Condensing Gas Boiler | Fuel Cell mCHP | 98-199 | High_E | 0.96 | 427.7 | N/A
Boiler | B_Upgrade_preHCs | Non Condensing Gas Boiler | Fuel Cell mCHP | 98-199 | Low_E | 0.96 | 513.4 | N/A
Boiler | B_Upgrade_preHCs | Non Condensing Gas Boiler | Fuel Cell mCHP | 98-199 | High_F | 0.96 | 636.5 | N/A
Boiler | B_Upgrade_preHCs | Non Condensing Gas Boiler | Fuel Cell mCHP | 98-199 | Low_F | 0.96 | 776.9 | N/A
Boiler | B_Upgrade_preHCs | Non Condensing Gas Boiler | Fuel Cell mCHP | 98-199 | High_G | 0.96 | 978.2 | N/A
Boiler | B_Upgrade_preHCs | Non Condensing Gas Boiler | Fuel Cell mCHP | 98-199 | Low_G | 0.96 | 1212.8 | N/A
Boiler | B_Upgrade_preHCs | Non Condensing Gas Boiler | Fuel Cell mCHP | 200+ | High_D | 0.96 | 431 | N/A
Boiler | B_Upgrade_preHCs | Non Condensing Gas Boiler | Fuel Cell mCHP | 200+ | Low_D | 0.96 | 539.9 | N/A
Boiler | B_Upgrade_preHCs | Non Condensing Gas Boiler | Fuel Cell mCHP | 200+ | High_E | 0.96 | 674.9 | N/A
Boiler | B_Upgrade_preHCs | Non Condensing Gas Boiler | Fuel Cell mCHP | 200+ | Low_E | 0.96 | 804.2 | N/A
Boiler | B_Upgrade_preHCs | Non Condensing Gas Boiler | Fuel Cell mCHP | 200+ | High_F | 0.96 | 992.1 | N/A
Boiler | B_Upgrade_preHCs | Non Condensing Gas Boiler | Fuel Cell mCHP | 200+ | Low_F | 0.96 | 1208 | N/A
Boiler | B_Upgrade_preHCs | Non Condensing Gas Boiler | Fuel Cell mCHP | 200+ | High_G | 0.96 | 1519.5 | N/A
Boiler | B_Upgrade_preHCs | Non Condensing Gas Boiler | Fuel Cell mCHP | 200+ | Low_G | 0.96 | 1884.5 | N/A
Boiler | B_Upgrade_preHCs | Non Condensing Gas Boiler | GSHP | 0-72 | High_D | 0.96 | 34.3 | N/A
Boiler | B_Upgrade_preHCs | Non Condensing Gas Boiler | GSHP | 0-72 | Low_D | 0.96 | 22.1 | N/A
Boiler | B_Upgrade_preHCs | Non Condensing Gas Boiler | GSHP | 0-72 | High_E | 0.96 | 6.9 | N/A
Boiler | B_Upgrade_preHCs | Non Condensing Gas Boiler | GSHP | 0-72 | Low_E | 0.96 | 0 | N/A
Boiler | B_Upgrade_preHCs | Non Condensing Gas Boiler | GSHP | 0-72 | High_F | 0.96 | 0 | N/A
Boiler | B_Upgrade_preHCs | Non Condensing Gas Boiler | GSHP | 0-72 | Low_F | 0.96 | 0 | N/A
Boiler | B_Upgrade_preHCs | Non Condensing Gas Boiler | GSHP | 0-72 | High_G | 0.96 | 0 | N/A
Boiler | B_Upgrade_preHCs | Non Condensing Gas Boiler | GSHP | 0-72 | Low_G | 0.96 | 0 | N/A
Boiler | B_Upgrade_preHCs | Non Condensing Gas Boiler | GSHP | 73-97 | High_D | 0.96 | 10.4 | N/A
Boiler | B_Upgrade_preHCs | Non Condensing Gas Boiler | GSHP | 73-97 | Low_D | 0.96 | 0 | N/A
Boiler | B_Upgrade_preHCs | Non Condensing Gas Boiler | GSHP | 73-97 | High_E | 0.96 | 0 | N/A
Boiler | B_Upgrade_preHCs | Non Condensing Gas Boiler | GSHP | 73-97 | Low_E | 0.96 | 0 | N/A
Boiler | B_Upgrade_preHCs | Non Condensing Gas Boiler | GSHP | 73-97 | High_F | 0.96 | 0 | N/A
Boiler | B_Upgrade_preHCs | Non Condensing Gas Boiler | GSHP | 73-97 | Low_F | 0.96 | 0 | N/A
Boiler | B_Upgrade_preHCs | Non Condensing Gas Boiler | GSHP | 73-97 | High_G | 0.96 | 0 | N/A
Boiler | B_Upgrade_preHCs | Non Condensing Gas Boiler | GSHP | 73-97 | Low_G | 0.96 | 0 | N/A
Boiler | B_Upgrade_preHCs | Non Condensing Gas Boiler | GSHP | 98-199 | High_D | 0.96 | 0 | N/A
Boiler | B_Upgrade_preHCs | Non Condensing Gas Boiler | GSHP | 98-199 | Low_D | 0.96 | 0 | N/A
Boiler | B_Upgrade_preHCs | Non Condensing Gas Boiler | GSHP | 98-199 | High_E | 0.96 | 0 | N/A
Boiler | B_Upgrade_preHCs | Non Condensing Gas Boiler | GSHP | 98-199 | Low_E | 0.96 | 0 | N/A
Boiler | B_Upgrade_preHCs | Non Condensing Gas Boiler | GSHP | 98-199 | High_F | 0.96 | 0 | N/A
Boiler | B_Upgrade_preHCs | Non Condensing Gas Boiler | GSHP | 98-199 | Low_F | 0.96 | 0 | N/A
Boiler | B_Upgrade_preHCs | Non Condensing Gas Boiler | GSHP | 98-199 | High_G | 0.96 | 0 | N/A
Boiler | B_Upgrade_preHCs | Non Condensing Gas Boiler | GSHP | 98-199 | Low_G | 0.96 | 0 | N/A
Boiler | B_Upgrade_preHCs | Non Condensing Gas Boiler | GSHP | 200+ | High_D | 0.96 | 0 | N/A
Boiler | B_Upgrade_preHCs | Non Condensing Gas Boiler | GSHP | 200+ | Low_D | 0.96 | 0 | N/A
Boiler | B_Upgrade_preHCs | Non Condensing Gas Boiler | GSHP | 200+ | High_E | 0.96 | 0 | N/A
Boiler | B_Upgrade_preHCs | Non Condensing Gas Boiler | GSHP | 200+ | Low_E | 0.96 | 0 | N/A
Boiler | B_Upgrade_preHCs | Non Condensing Gas Boiler | GSHP | 200+ | High_F | 0.96 | 0 | N/A
Boiler | B_Upgrade_preHCs | Non Condensing Gas Boiler | GSHP | 200+ | Low_F | 0.96 | 0 | N/A
Boiler | B_Upgrade_preHCs | Non Condensing Gas Boiler | GSHP | 200+ | High_G | 0.96 | 0 | N/A
Boiler | B_Upgrade_preHCs | Non Condensing Gas Boiler | GSHP | 200+ | Low_G | 0.96 | 0 | N/A
Boiler | B_Upgrade_preHCs | Non Condensing Gas Boiler | Air to Water ASHP | 0-72 | High_D | 0.96 | 0 | N/A
Boiler | B_Upgrade_preHCs | Non Condensing Gas Boiler | Air to Water ASHP | 0-72 | Low_D | 0.96 | 0 | N/A
Boiler | B_Upgrade_preHCs | Non Condensing Gas Boiler | Air to Water ASHP | 0-72 | High_E | 0.96 | 0 | N/A
Boiler | B_Upgrade_preHCs | Non Condensing Gas Boiler | Air to Water ASHP | 0-72 | Low_E | 0.96 | 0 | N/A
Boiler | B_Upgrade_preHCs | Non Condensing Gas Boiler | Air to Water ASHP | 0-72 | High_F | 0.96 | 0 | N/A
Boiler | B_Upgrade_preHCs | Non Condensing Gas Boiler | Air to Water ASHP | 0-72 | Low_F | 0.96 | 0 | N/A
Boiler | B_Upgrade_preHCs | Non Condensing Gas Boiler | Air to Water ASHP | 0-72 | High_G | 0.96 | 0 | N/A
Boiler | B_Upgrade_preHCs | Non Condensing Gas Boiler | Air to Water ASHP | 0-72 | Low_G | 0.96 | 0 | N/A
Boiler | B_Upgrade_preHCs | Non Condensing Gas Boiler | Air to Water ASHP | 73-97 | High_D | 0.96 | 0 | N/A
Boiler | B_Upgrade_preHCs | Non Condensing Gas Boiler | Air to Water ASHP | 73-97 | Low_D | 0.96 | 0 | N/A
Boiler | B_Upgrade_preHCs | Non Condensing Gas Boiler | Air to Water ASHP | 73-97 | High_E | 0.96 | 0 | N/A
Boiler | B_Upgrade_preHCs | Non Condensing Gas Boiler | Air to Water ASHP | 73-97 | Low_E | 0.96 | 0 | N/A
Boiler | B_Upgrade_preHCs | Non Condensing Gas Boiler | Air to Water ASHP | 73-97 | High_F | 0.96 | 0 | N/A
Boiler | B_Upgrade_preHCs | Non Condensing Gas Boiler | Air to Water ASHP | 73-97 | Low_F | 0.96 | 0 | N/A
Boiler | B_Upgrade_preHCs | Non Condensing Gas Boiler | Air to Water ASHP | 73-97 | High_G | 0.96 | 0 | N/A
Boiler | B_Upgrade_preHCs | Non Condensing Gas Boiler | Air to Water ASHP | 73-97 | Low_G | 0.96 | 0 | N/A
Boiler | B_Upgrade_preHCs | Non Condensing Gas Boiler | Air to Water ASHP | 98-199 | High_D | 0.96 | 0 | N/A
Boiler | B_Upgrade_preHCs | Non Condensing Gas Boiler | Air to Water ASHP | 98-199 | Low_D | 0.96 | 0 | N/A
Boiler | B_Upgrade_preHCs | Non Condensing Gas Boiler | Air to Water ASHP | 98-199 | High_E | 0.96 | 0 | N/A
Boiler | B_Upgrade_preHCs | Non Condensing Gas Boiler | Air to Water ASHP | 98-199 | Low_E | 0.96 | 0 | N/A
Boiler | B_Upgrade_preHCs | Non Condensing Gas Boiler | Air to Water ASHP | 98-199 | High_F | 0.96 | 0 | N/A
Boiler | B_Upgrade_preHCs | Non Condensing Gas Boiler | Air to Water ASHP | 98-199 | Low_F | 0.96 | 0 | N/A
Boiler | B_Upgrade_preHCs | Non Condensing Gas Boiler | Air to Water ASHP | 98-199 | High_G | 0.96 | 0 | N/A
Boiler | B_Upgrade_preHCs | Non Condensing Gas Boiler | Air to Water ASHP | 98-199 | Low_G | 0.96 | 0 | N/A
Boiler | B_Upgrade_preHCs | Non Condensing Gas Boiler | Air to Water ASHP | 200+ | High_D | 0.96 | 0 | N/A
Boiler | B_Upgrade_preHCs | Non Condensing Gas Boiler | Air to Water ASHP | 200+ | Low_D | 0.96 | 0 | N/A
Boiler | B_Upgrade_preHCs | Non Condensing Gas Boiler | Air to Water ASHP | 200+ | High_E | 0.96 | 0 | N/A
Boiler | B_Upgrade_preHCs | Non Condensing Gas Boiler | Air to Water ASHP | 200+ | Low_E | 0.96 | 0 | N/A
Boiler | B_Upgrade_preHCs | Non Condensing Gas Boiler | Air to Water ASHP | 200+ | High_F | 0.96 | 0 | N/A
Boiler | B_Upgrade_preHCs | Non Condensing Gas Boiler | Air to Water ASHP | 200+ | Low_F | 0.96 | 0 | N/A
Boiler | B_Upgrade_preHCs | Non Condensing Gas Boiler | Air to Water ASHP | 200+ | High_G | 0.96 | 0 | N/A
Boiler | B_Upgrade_preHCs | Non Condensing Gas Boiler | Air to Water ASHP | 200+ | Low_G | 0.96 | 0 | N/A
Boiler | B_Upgrade_preHCs | Non Condensing Gas Boiler | Condensing Gas Boiler | 0-72 | High_D | 0.96 | 0 | N/A
Boiler | B_Upgrade_preHCs | Non Condensing Gas Boiler | Condensing Gas Boiler | 0-72 | Low_D | 0.96 | 0 | N/A
Boiler | B_Upgrade_preHCs | Non Condensing Gas Boiler | Condensing Gas Boiler | 0-72 | High_E | 0.96 | 0 | N/A
Boiler | B_Upgrade_preHCs | Non Condensing Gas Boiler | Condensing Gas Boiler | 0-72 | Low_E | 0.96 | 0 | N/A
Boiler | B_Upgrade_preHCs | Non Condensing Gas Boiler | Condensing Gas Boiler | 0-72 | High_F | 0.96 | 10.6 | N/A
Boiler | B_Upgrade_preHCs | Non Condensing Gas Boiler | Condensing Gas Boiler | 0-72 | Low_F | 0.96 | 28.3 | N/A
Boiler | B_Upgrade_preHCs | Non Condensing Gas Boiler | Condensing Gas Boiler | 0-72 | High_G | 0.96 | 56.8 | N/A
Boiler | B_Upgrade_preHCs | Non Condensing Gas Boiler | Condensing Gas Boiler | 0-72 | Low_G | 0.96 | 93.1 | N/A
Boiler | B_Upgrade_preHCs | Non Condensing Gas Boiler | Condensing Gas Boiler | 73-97 | High_D | 0.96 | 0 | N/A
Boiler | B_Upgrade_preHCs | Non Condensing Gas Boiler | Condensing Gas Boiler | 73-97 | Low_D | 0.96 | 0 | N/A
Boiler | B_Upgrade_preHCs | Non Condensing Gas Boiler | Condensing Gas Boiler | 73-97 | High_E | 0.96 | 0 | N/A
Boiler | B_Upgrade_preHCs | Non Condensing Gas Boiler | Condensing Gas Boiler | 73-97 | Low_E | 0.96 | 0 | N/A
Boiler | B_Upgrade_preHCs | Non Condensing Gas Boiler | Condensing Gas Boiler | 73-97 | High_F | 0.96 | 0 | N/A
Boiler | B_Upgrade_preHCs | Non Condensing Gas Boiler | Condensing Gas Boiler | 73-97 | Low_F | 0.96 | 12.6 | N/A
Boiler | B_Upgrade_preHCs | Non Condensing Gas Boiler | Condensing Gas Boiler | 73-97 | High_G | 0.96 | 35.6 | N/A
Boiler | B_Upgrade_preHCs | Non Condensing Gas Boiler | Condensing Gas Boiler | 73-97 | Low_G | 0.96 | 66.1 | N/A
Boiler | B_Upgrade_preHCs | Non Condensing Gas Boiler | Condensing Gas Boiler | 98-199 | High_D | 0.96 | 0 | N/A
Boiler | B_Upgrade_preHCs | Non Condensing Gas Boiler | Condensing Gas Boiler | 98-199 | Low_D | 0.96 | 0 | N/A
Boiler | B_Upgrade_preHCs | Non Condensing Gas Boiler | Condensing Gas Boiler | 98-199 | High_E | 0.96 | 0 | N/A
Boiler | B_Upgrade_preHCs | Non Condensing Gas Boiler | Condensing Gas Boiler | 98-199 | Low_E | 0.96 | 3 | N/A
Boiler | B_Upgrade_preHCs | Non Condensing Gas Boiler | Condensing Gas Boiler | 98-199 | High_F | 0.96 | 16.2 | N/A
Boiler | B_Upgrade_preHCs | Non Condensing Gas Boiler | Condensing Gas Boiler | 98-199 | Low_F | 0.96 | 33.9 | N/A
Boiler | B_Upgrade_preHCs | Non Condensing Gas Boiler | Condensing Gas Boiler | 98-199 | High_G | 0.96 | 62.9 | N/A
Boiler | B_Upgrade_preHCs | Non Condensing Gas Boiler | Condensing Gas Boiler | 98-199 | Low_G | 0.96 | 100.6 | N/A
Boiler | B_Upgrade_preHCs | Non Condensing Gas Boiler | Condensing Gas Boiler | 200+ | High_D | 0.96 | 0 | N/A
Boiler | B_Upgrade_preHCs | Non Condensing Gas Boiler | Condensing Gas Boiler | 200+ | Low_D | 0.96 | 0 | N/A
Boiler | B_Upgrade_preHCs | Non Condensing Gas Boiler | Condensing Gas Boiler | 200+ | High_E | 0.96 | 0 | N/A
Boiler | B_Upgrade_preHCs | Non Condensing Gas Boiler | Condensing Gas Boiler | 200+ | Low_E | 0.96 | 0 | N/A
Boiler | B_Upgrade_preHCs | Non Condensing Gas Boiler | Condensing Gas Boiler | 200+ | High_F | 0.96 | 16.3 | N/A
Boiler | B_Upgrade_preHCs | Non Condensing Gas Boiler | Condensing Gas Boiler | 200+ | Low_F | 0.96 | 47.4 | N/A
Boiler | B_Upgrade_preHCs | Non Condensing Gas Boiler | Condensing Gas Boiler | 200+ | High_G | 0.96 | 99.4 | N/A
Boiler | B_Upgrade_preHCs | Non Condensing Gas Boiler | Condensing Gas Boiler | 200+ | Low_G | 0.96 | 167.7 | N/A
DHS | DHS_connection_preHCs | Non Condensing Gas Boiler | Shared Ground Loop GSHP | 0-72 | High_D | 0.96 | 34.3 | N/A
DHS | DHS_connection_preHCs | Non Condensing Gas Boiler | Shared Ground Loop GSHP | 0-72 | Low_D | 0.96 | 22.1 | N/A
DHS | DHS_connection_preHCs | Non Condensing Gas Boiler | Shared Ground Loop GSHP | 0-72 | High_E | 0.96 | 6.9 | N/A
DHS | DHS_connection_preHCs | Non Condensing Gas Boiler | Shared Ground Loop GSHP | 0-72 | Low_E | 0.96 | 0 | N/A
DHS | DHS_connection_preHCs | Non Condensing Gas Boiler | Shared Ground Loop GSHP | 0-72 | High_F | 0.96 | 0 | N/A
DHS | DHS_connection_preHCs | Non Condensing Gas Boiler | Shared Ground Loop GSHP | 0-72 | Low_F | 0.96 | 0 | N/A
DHS | DHS_connection_preHCs | Non Condensing Gas Boiler | Shared Ground Loop GSHP | 0-72 | High_G | 0.96 | 0 | N/A
DHS | DHS_connection_preHCs | Non Condensing Gas Boiler | Shared Ground Loop GSHP | 0-72 | Low_G | 0.96 | 0 | N/A
DHS | DHS_connection_preHCs | Non Condensing Gas Boiler | Shared Ground Loop GSHP | 73-97 | High_D | 0.96 | 10.4 | N/A
DHS | DHS_connection_preHCs | Non Condensing Gas Boiler | Shared Ground Loop GSHP | 73-97 | Low_D | 0.96 | 0 | N/A
DHS | DHS_connection_preHCs | Non Condensing Gas Boiler | Shared Ground Loop GSHP | 73-97 | High_E | 0.96 | 0 | N/A
DHS | DHS_connection_preHCs | Non Condensing Gas Boiler | Shared Ground Loop GSHP | 73-97 | Low_E | 0.96 | 0 | N/A
DHS | DHS_connection_preHCs | Non Condensing Gas Boiler | Shared Ground Loop GSHP | 73-97 | High_F | 0.96 | 0 | N/A
DHS | DHS_connection_preHCs | Non Condensing Gas Boiler | Shared Ground Loop GSHP | 73-97 | Low_F | 0.96 | 0 | N/A
DHS | DHS_connection_preHCs | Non Condensing Gas Boiler | Shared Ground Loop GSHP | 73-97 | High_G | 0.96 | 0 | N/A
DHS | DHS_connection_preHCs | Non Condensing Gas Boiler | Shared Ground Loop GSHP | 73-97 | Low_G | 0.96 | 0 | N/A
DHS | DHS_connection_preHCs | Non Condensing Gas Boiler | Shared Ground Loop GSHP | 98-199 | High_D | 0.96 | 0 | N/A
DHS | DHS_connection_preHCs | Non Condensing Gas Boiler | Shared Ground Loop GSHP | 98-199 | Low_D | 0.96 | 0 | N/A
DHS | DHS_connection_preHCs | Non Condensing Gas Boiler | Shared Ground Loop GSHP | 98-199 | High_E | 0.96 | 0 | N/A
DHS | DHS_connection_preHCs | Non Condensing Gas Boiler | Shared Ground Loop GSHP | 98-199 | Low_E | 0.96 | 0 | N/A
DHS | DHS_connection_preHCs | Non Condensing Gas Boiler | Shared Ground Loop GSHP | 98-199 | High_F | 0.96 | 0 | N/A
DHS | DHS_connection_preHCs | Non Condensing Gas Boiler | Shared Ground Loop GSHP | 98-199 | Low_F | 0.96 | 0 | N/A
DHS | DHS_connection_preHCs | Non Condensing Gas Boiler | Shared Ground Loop GSHP | 98-199 | High_G | 0.96 | 0 | N/A
DHS | DHS_connection_preHCs | Non Condensing Gas Boiler | Shared Ground Loop GSHP | 98-199 | Low_G | 0.96 | 0 | N/A
DHS | DHS_connection_preHCs | Non Condensing Gas Boiler | Shared Ground Loop GSHP | 200+ | High_D | 0.96 | 0 | N/A
DHS | DHS_connection_preHCs | Non Condensing Gas Boiler | Shared Ground Loop GSHP | 200+ | Low_D | 0.96 | 0 | N/A
DHS | DHS_connection_preHCs | Non Condensing Gas Boiler | Shared Ground Loop GSHP | 200+ | High_E | 0.96 | 0 | N/A
DHS | DHS_connection_preHCs | Non Condensing Gas Boiler | Shared Ground Loop GSHP | 200+ | Low_E | 0.96 | 0 | N/A
DHS | DHS_connection_preHCs | Non Condensing Gas Boiler | Shared Ground Loop GSHP | 200+ | High_F | 0.96 | 0 | N/A
DHS | DHS_connection_preHCs | Non Condensing Gas Boiler | Shared Ground Loop GSHP | 200+ | Low_F | 0.96 | 0 | N/A
DHS | DHS_connection_preHCs | Non Condensing Gas Boiler | Shared Ground Loop GSHP | 200+ | High_G | 0.96 | 0 | N/A
DHS | DHS_connection_preHCs | Non Condensing Gas Boiler | Shared Ground Loop GSHP | 200+ | Low_G | 0.96 | 0 | N/A
Boiler | B_Upgrade_preHCs | Non Condensing LPG Boiler | Fuel Cell mCHP | 0-72 | High_D | 0.96 | 302.9 | N/A
Boiler | B_Upgrade_preHCs | Non Condensing LPG Boiler | Fuel Cell mCHP | 0-72 | Low_D | 0.96 | 402.3 | N/A
Boiler | B_Upgrade_preHCs | Non Condensing LPG Boiler | Fuel Cell mCHP | 0-72 | High_E | 0.96 | 521.3 | N/A
Boiler | B_Upgrade_preHCs | Non Condensing LPG Boiler | Fuel Cell mCHP | 0-72 | Low_E | 0.96 | 633.8 | N/A
Boiler | B_Upgrade_preHCs | Non Condensing LPG Boiler | Fuel Cell mCHP | 0-72 | High_F | 0.96 | 793.3 | N/A
Boiler | B_Upgrade_preHCs | Non Condensing LPG Boiler | Fuel Cell mCHP | 0-72 | Low_F | 0.96 | 972.9 | N/A
Boiler | B_Upgrade_preHCs | Non Condensing LPG Boiler | Fuel Cell mCHP | 0-72 | High_G | 0.96 | 1228.1 | N/A
Boiler | B_Upgrade_preHCs | Non Condensing LPG Boiler | Fuel Cell mCHP | 0-72 | Low_G | 0.96 | 1523.5 | N/A
Boiler | B_Upgrade_preHCs | Non Condensing LPG Boiler | Fuel Cell mCHP | 73-97 | High_D | 0.96 | 327.9 | N/A
Boiler | B_Upgrade_preHCs | Non Condensing LPG Boiler | Fuel Cell mCHP | 73-97 | Low_D | 0.96 | 431 | N/A
Boiler | B_Upgrade_preHCs | Non Condensing LPG Boiler | Fuel Cell mCHP | 73-97 | High_E | 0.96 | 553.4 | N/A
Boiler | B_Upgrade_preHCs | Non Condensing LPG Boiler | Fuel Cell mCHP | 73-97 | Low_E | 0.96 | 668.1 | N/A
Boiler | B_Upgrade_preHCs | Non Condensing LPG Boiler | Fuel Cell mCHP | 73-97 | High_F | 0.96 | 829.5 | N/A
Boiler | B_Upgrade_preHCs | Non Condensing LPG Boiler | Fuel Cell mCHP | 73-97 | Low_F | 0.96 | 1010.6 | N/A
Boiler | B_Upgrade_preHCs | Non Condensing LPG Boiler | Fuel Cell mCHP | 73-97 | High_G | 0.96 | 1267.2 | N/A
Boiler | B_Upgrade_preHCs | Non Condensing LPG Boiler | Fuel Cell mCHP | 73-97 | Low_G | 0.96 | 1564 | N/A
Boiler | B_Upgrade_preHCs | Non Condensing LPG Boiler | Fuel Cell mCHP | 98-199 | High_D | 0.96 | 377.2 | N/A
Boiler | B_Upgrade_preHCs | Non Condensing LPG Boiler | Fuel Cell mCHP | 98-199 | Low_D | 0.96 | 488.6 | N/A
Boiler | B_Upgrade_preHCs | Non Condensing LPG Boiler | Fuel Cell mCHP | 98-199 | High_E | 0.96 | 620.6 | N/A
Boiler | B_Upgrade_preHCs | Non Condensing LPG Boiler | Fuel Cell mCHP | 98-199 | Low_E | 0.96 | 743.9 | N/A
Boiler | B_Upgrade_preHCs | Non Condensing LPG Boiler | Fuel Cell mCHP | 98-199 | High_F | 0.96 | 917.3 | N/A
Boiler | B_Upgrade_preHCs | Non Condensing LPG Boiler | Fuel Cell mCHP | 98-199 | Low_F | 0.96 | 1111.8 | N/A
Boiler | B_Upgrade_preHCs | Non Condensing LPG Boiler | Fuel Cell mCHP | 98-199 | High_G | 0.96 | 1387.1 | N/A
Boiler | B_Upgrade_preHCs | Non Condensing LPG Boiler | Fuel Cell mCHP | 98-199 | Low_G | 0.96 | 1705.7 | N/A
Boiler | B_Upgrade_preHCs | Non Condensing LPG Boiler | Fuel Cell mCHP | 200+ | High_D | 0.96 | 726.6 | N/A
Boiler | B_Upgrade_preHCs | Non Condensing LPG Boiler | Fuel Cell mCHP | 200+ | Low_D | 0.96 | 910.7 | N/A
Boiler | B_Upgrade_preHCs | Non Condensing LPG Boiler | Fuel Cell mCHP | 200+ | High_E | 0.96 | 1131.5 | N/A
Boiler | B_Upgrade_preHCs | Non Condensing LPG Boiler | Fuel Cell mCHP | 200+ | Low_E | 0.96 | 1335.6 | N/A
Boiler | B_Upgrade_preHCs | Non Condensing LPG Boiler | Fuel Cell mCHP | 200+ | High_F | 0.96 | 1621.1 | N/A
Boiler | B_Upgrade_preHCs | Non Condensing LPG Boiler | Fuel Cell mCHP | 200+ | Low_F | 0.96 | 1940.4 | N/A
Boiler | B_Upgrade_preHCs | Non Condensing LPG Boiler | Fuel Cell mCHP | 200+ | High_G | 0.96 | 2392.3 | N/A
Boiler | B_Upgrade_preHCs | Non Condensing LPG Boiler | Fuel Cell mCHP | 200+ | Low_G | 0.96 | 2915.6 | N/A
Boiler | B_Upgrade_preHCs | Non Condensing LPG Boiler | GSHP | 0-72 | High_D | 0.96 | 244.1 | N/A
Boiler | B_Upgrade_preHCs | Non Condensing LPG Boiler | GSHP | 0-72 | Low_D | 0.96 | 299 | N/A
Boiler | B_Upgrade_preHCs | Non Condensing LPG Boiler | GSHP | 0-72 | High_E | 0.96 | 363.6 | N/A
Boiler | B_Upgrade_preHCs | Non Condensing LPG Boiler | GSHP | 0-72 | Low_E | 0.96 | 424 | N/A
Boiler | B_Upgrade_preHCs | Non Condensing LPG Boiler | GSHP | 0-72 | High_F | 0.96 | 510.2 | N/A
Boiler | B_Upgrade_preHCs | Non Condensing LPG Boiler | GSHP | 0-72 | Low_F | 0.96 | 608.2 | N/A
Boiler | B_Upgrade_preHCs | Non Condensing LPG Boiler | GSHP | 0-72 | High_G | 0.96 | 748.6 | N/A
Boiler | B_Upgrade_preHCs | Non Condensing LPG Boiler | GSHP | 0-72 | Low_G | 0.96 | 912.9 | N/A
Boiler | B_Upgrade_preHCs | Non Condensing LPG Boiler | GSHP | 73-97 | High_D | 0.96 | 258.9 | N/A
Boiler | B_Upgrade_preHCs | Non Condensing LPG Boiler | GSHP | 73-97 | Low_D | 0.96 | 319.4 | N/A
Boiler | B_Upgrade_preHCs | Non Condensing LPG Boiler | GSHP | 73-97 | High_E | 0.96 | 389.9 | N/A
Boiler | B_Upgrade_preHCs | Non Condensing LPG Boiler | GSHP | 73-97 | Low_E | 0.96 | 454.6 | N/A
Boiler | B_Upgrade_preHCs | Non Condensing LPG Boiler | GSHP | 73-97 | High_F | 0.96 | 546 | N/A
Boiler | B_Upgrade_preHCs | Non Condensing LPG Boiler | GSHP | 73-97 | Low_F | 0.96 | 649 | N/A
Boiler | B_Upgrade_preHCs | Non Condensing LPG Boiler | GSHP | 73-97 | High_G | 0.96 | 795.8 | N/A
Boiler | B_Upgrade_preHCs | Non Condensing LPG Boiler | GSHP | 73-97 | Low_G | 0.96 | 967.2 | N/A
Boiler | B_Upgrade_preHCs | Non Condensing LPG Boiler | GSHP | 98-199 | High_D | 0.96 | 295.3 | N/A
Boiler | B_Upgrade_preHCs | Non Condensing LPG Boiler | GSHP | 98-199 | Low_D | 0.96 | 365.6 | N/A
Boiler | B_Upgrade_preHCs | Non Condensing LPG Boiler | GSHP | 98-199 | High_E | 0.96 | 447.5 | N/A
Boiler | B_Upgrade_preHCs | Non Condensing LPG Boiler | GSHP | 98-199 | Low_E | 0.96 | 522.7 | N/A
Boiler | B_Upgrade_preHCs | Non Condensing LPG Boiler | GSHP | 98-199 | High_F | 0.96 | 628.4 | N/A
Boiler | B_Upgrade_preHCs | Non Condensing LPG Boiler | GSHP | 98-199 | Low_F | 0.96 | 747.4 | N/A
Boiler | B_Upgrade_preHCs | Non Condensing LPG Boiler | GSHP | 98-199 | High_G | 0.96 | 916.9 | N/A
Boiler | B_Upgrade_preHCs | Non Condensing LPG Boiler | GSHP | 98-199 | Low_G | 0.96 | 1114.4 | N/A
Boiler | B_Upgrade_preHCs | Non Condensing LPG Boiler | GSHP | 200+ | High_D | 0.96 | 517.5 | N/A
Boiler | B_Upgrade_preHCs | Non Condensing LPG Boiler | GSHP | 200+ | Low_D | 0.96 | 638.2 | N/A
Boiler | B_Upgrade_preHCs | Non Condensing LPG Boiler | GSHP | 200+ | High_E | 0.96 | 780 | N/A
Boiler | B_Upgrade_preHCs | Non Condensing LPG Boiler | GSHP | 200+ | Low_E | 0.96 | 908.1 | N/A
Boiler | B_Upgrade_preHCs | Non Condensing LPG Boiler | GSHP | 200+ | High_F | 0.96 | 1087 | N/A
Boiler | B_Upgrade_preHCs | Non Condensing LPG Boiler | GSHP | 200+ | Low_F | 0.96 | 1287.3 | N/A
Boiler | B_Upgrade_preHCs | Non Condensing LPG Boiler | GSHP | 200+ | High_G | 0.96 | 1572.3 | N/A
Boiler | B_Upgrade_preHCs | Non Condensing LPG Boiler | GSHP | 200+ | Low_G | 0.96 | 1904.7 | N/A
Boiler | B_Upgrade_preHCs | Non Condensing LPG Boiler | Air to Water ASHP | 0-72 | High_D | 0.96 | 211.4 | N/A
Boiler | B_Upgrade_preHCs | Non Condensing LPG Boiler | Air to Water ASHP | 0-72 | Low_D | 0.96 | 258.4 | N/A
Boiler | B_Upgrade_preHCs | Non Condensing LPG Boiler | Air to Water ASHP | 0-72 | High_E | 0.96 | 313.5 | N/A
Boiler | B_Upgrade_preHCs | Non Condensing LPG Boiler | Air to Water ASHP | 0-72 | Low_E | 0.96 | 364.7 | N/A
Boiler | B_Upgrade_preHCs | Non Condensing LPG Boiler | Air to Water ASHP | 0-72 | High_F | 0.96 | 438 | N/A
Boiler | B_Upgrade_preHCs | Non Condensing LPG Boiler | Air to Water ASHP | 0-72 | Low_F | 0.96 | 521.6 | N/A
Boiler | B_Upgrade_preHCs | Non Condensing LPG Boiler | Air to Water ASHP | 0-72 | High_G | 0.96 | 641.8 | N/A
Boiler | B_Upgrade_preHCs | Non Condensing LPG Boiler | Air to Water ASHP | 0-72 | Low_G | 0.96 | 783 | N/A
Boiler | B_Upgrade_preHCs | Non Condensing LPG Boiler | Air to Water ASHP | 73-97 | High_D | 0.96 | 222.2 | N/A
Boiler | B_Upgrade_preHCs | Non Condensing LPG Boiler | Air to Water ASHP | 73-97 | Low_D | 0.96 | 274.3 | N/A
Boiler | B_Upgrade_preHCs | Non Condensing LPG Boiler | Air to Water ASHP | 73-97 | High_E | 0.96 | 334.4 | N/A
Boiler | B_Upgrade_preHCs | Non Condensing LPG Boiler | Air to Water ASHP | 73-97 | Low_E | 0.96 | 389.2 | N/A
Boiler | B_Upgrade_preHCs | Non Condensing LPG Boiler | Air to Water ASHP | 73-97 | High_F | 0.96 | 466.6 | N/A
Boiler | B_Upgrade_preHCs | Non Condensing LPG Boiler | Air to Water ASHP | 73-97 | Low_F | 0.96 | 554 | N/A
Boiler | B_Upgrade_preHCs | Non Condensing LPG Boiler | Air to Water ASHP | 73-97 | High_G | 0.96 | 679 | N/A
Boiler | B_Upgrade_preHCs | Non Condensing LPG Boiler | Air to Water ASHP | 73-97 | Low_G | 0.96 | 825.4 | N/A
Boiler | B_Upgrade_preHCs | Non Condensing LPG Boiler | Air to Water ASHP | 98-199 | High_D | 0.96 | 251.2 | N/A
Boiler | B_Upgrade_preHCs | Non Condensing LPG Boiler | Air to Water ASHP | 98-199 | Low_D | 0.96 | 311.8 | N/A
Boiler | B_Upgrade_preHCs | Non Condensing LPG Boiler | Air to Water ASHP | 98-199 | High_E | 0.96 | 381.8 | N/A
Boiler | B_Upgrade_preHCs | Non Condensing LPG Boiler | Air to Water ASHP | 98-199 | Low_E | 0.96 | 445.5 | N/A
Boiler | B_Upgrade_preHCs | Non Condensing LPG Boiler | Air to Water ASHP | 98-199 | High_F | 0.96 | 535.2 | N/A
Boiler | B_Upgrade_preHCs | Non Condensing LPG Boiler | Air to Water ASHP | 98-199 | Low_F | 0.96 | 636.3 | N/A
Boiler | B_Upgrade_preHCs | Non Condensing LPG Boiler | Air to Water ASHP | 98-199 | High_G | 0.96 | 780.7 | N/A
Boiler | B_Upgrade_preHCs | Non Condensing LPG Boiler | Air to Water ASHP | 98-199 | Low_G | 0.96 | 949.4 | N/A
Boiler | B_Upgrade_preHCs | Non Condensing LPG Boiler | Air to Water ASHP | 200+ | High_D | 0.96 | 433.6 | N/A
Boiler | B_Upgrade_preHCs | Non Condensing LPG Boiler | Air to Water ASHP | 200+ | Low_D | 0.96 | 537.2 | N/A
Boiler | B_Upgrade_preHCs | Non Condensing LPG Boiler | Air to Water ASHP | 200+ | High_E | 0.96 | 657.8 | N/A
Boiler | B_Upgrade_preHCs | Non Condensing LPG Boiler | Air to Water ASHP | 200+ | Low_E | 0.96 | 765.6 | N/A
Boiler | B_Upgrade_preHCs | Non Condensing LPG Boiler | Air to Water ASHP | 200+ | High_F | 0.96 | 915.8 | N/A
Boiler | B_Upgrade_preHCs | Non Condensing LPG Boiler | Air to Water ASHP | 200+ | Low_F | 0.96 | 1084.2 | N/A
Boiler | B_Upgrade_preHCs | Non Condensing LPG Boiler | Air to Water ASHP | 200+ | High_G | 0.96 | 1324.4 | N/A
Boiler | B_Upgrade_preHCs | Non Condensing LPG Boiler | Air to Water ASHP | 200+ | Low_G | 0.96 | 1605.6 | N/A
Boiler | B_Upgrade_preHCs | Non Condensing LPG Boiler | Biomass Boiler | 0-72 | High_D | 0.96 | 239.1 | N/A
Boiler | B_Upgrade_preHCs | Non Condensing LPG Boiler | Biomass Boiler | 0-72 | Low_D | 0.96 | 292.8 | N/A
Boiler | B_Upgrade_preHCs | Non Condensing LPG Boiler | Biomass Boiler | 0-72 | High_E | 0.96 | 356 | N/A
Boiler | B_Upgrade_preHCs | Non Condensing LPG Boiler | Biomass Boiler | 0-72 | Low_E | 0.96 | 415 | N/A
Boiler | B_Upgrade_preHCs | Non Condensing LPG Boiler | Biomass Boiler | 0-72 | High_F | 0.96 | 499.3 | N/A
Boiler | B_Upgrade_preHCs | Non Condensing LPG Boiler | Biomass Boiler | 0-72 | Low_F | 0.96 | 595 | N/A
Boiler | B_Upgrade_preHCs | Non Condensing LPG Boiler | Biomass Boiler | 0-72 | High_G | 0.96 | 732.5 | N/A
Boiler | B_Upgrade_preHCs | Non Condensing LPG Boiler | Biomass Boiler | 0-72 | Low_G | 0.96 | 893.3 | N/A
Boiler | B_Upgrade_preHCs | Non Condensing LPG Boiler | Biomass Boiler | 73-97 | High_D | 0.96 | 253.4 | N/A
Boiler | B_Upgrade_preHCs | Non Condensing LPG Boiler | Biomass Boiler | 73-97 | Low_D | 0.96 | 312.6 | N/A
Boiler | B_Upgrade_preHCs | Non Condensing LPG Boiler | Biomass Boiler | 73-97 | High_E | 0.96 | 381.4 | N/A
Boiler | B_Upgrade_preHCs | Non Condensing LPG Boiler | Biomass Boiler | 73-97 | Low_E | 0.96 | 444.7 | N/A
Boiler | B_Upgrade_preHCs | Non Condensing LPG Boiler | Biomass Boiler | 73-97 | High_F | 0.96 | 534 | N/A
Boiler | B_Upgrade_preHCs | Non Condensing LPG Boiler | Biomass Boiler | 73-97 | Low_F | 0.96 | 634.6 | N/A
Boiler | B_Upgrade_preHCs | Non Condensing LPG Boiler | Biomass Boiler | 73-97 | High_G | 0.96 | 778.1 | N/A
Boiler | B_Upgrade_preHCs | Non Condensing LPG Boiler | Biomass Boiler | 73-97 | Low_G | 0.96 | 945.7 | N/A
Boiler | B_Upgrade_preHCs | Non Condensing LPG Boiler | Biomass Boiler | 98-199 | High_D | 0.96 | 288.6 | N/A
Boiler | B_Upgrade_preHCs | Non Condensing LPG Boiler | Biomass Boiler | 98-199 | Low_D | 0.96 | 357.5 | N/A
Boiler | B_Upgrade_preHCs | Non Condensing LPG Boiler | Biomass Boiler | 98-199 | High_E | 0.96 | 437.5 | N/A
Boiler | B_Upgrade_preHCs | Non Condensing LPG Boiler | Biomass Boiler | 98-199 | Low_E | 0.96 | 511 | N/A
Boiler | B_Upgrade_preHCs | Non Condensing LPG Boiler | Biomass Boiler | 98-199 | High_F | 0.96 | 614.3 | N/A
Boiler | B_Upgrade_preHCs | Non Condensing LPG Boiler | Biomass Boiler | 98-199 | Low_F | 0.96 | 730.6 | N/A
Boiler | B_Upgrade_preHCs | Non Condensing LPG Boiler | Biomass Boiler | 98-199 | High_G | 0.96 | 896.3 | N/A
Boiler | B_Upgrade_preHCs | Non Condensing LPG Boiler | Biomass Boiler | 98-199 | Low_G | 0.96 | 1089.4 | N/A
Boiler | B_Upgrade_preHCs | Non Condensing LPG Boiler | Biomass Boiler | 200+ | High_D | 0.96 | 504.8 | N/A
Boiler | B_Upgrade_preHCs | Non Condensing LPG Boiler | Biomass Boiler | 200+ | Low_D | 0.96 | 622.9 | N/A
Boiler | B_Upgrade_preHCs | Non Condensing LPG Boiler | Biomass Boiler | 200+ | High_E | 0.96 | 761.4 | N/A
Boiler | B_Upgrade_preHCs | Non Condensing LPG Boiler | Biomass Boiler | 200+ | Low_E | 0.96 | 886.5 | N/A
Boiler | B_Upgrade_preHCs | Non Condensing LPG Boiler | Biomass Boiler | 200+ | High_F | 0.96 | 1061 | N/A
Boiler | B_Upgrade_preHCs | Non Condensing LPG Boiler | Biomass Boiler | 200+ | Low_F | 0.96 | 1256.5 | N/A
Boiler | B_Upgrade_preHCs | Non Condensing LPG Boiler | Biomass Boiler | 200+ | High_G | 0.96 | 1534.7 | N/A
Boiler | B_Upgrade_preHCs | Non Condensing LPG Boiler | Biomass Boiler | 200+ | Low_G | 0.96 | 1879.5 | N/A
Boiler | B_Upgrade_preHCs | Non Condensing LPG Boiler | Condensing Gas Boiler | 0-72 | High_D | 0.96 | 152.5 | N/A
Boiler | B_Upgrade_preHCs | Non Condensing LPG Boiler | Condensing Gas Boiler | 0-72 | Low_D | 0.96 | 215.8 | N/A
Boiler | B_Upgrade_preHCs | Non Condensing LPG Boiler | Condensing Gas Boiler | 0-72 | High_E | 0.96 | 290.8 | N/A
Boiler | B_Upgrade_preHCs | Non Condensing LPG Boiler | Condensing Gas Boiler | 0-72 | Low_E | 0.96 | 361 | N/A
Boiler | B_Upgrade_preHCs | Non Condensing LPG Boiler | Condensing Gas Boiler | 0-72 | High_F | 0.96 | 461.1 | N/A
Boiler | B_Upgrade_preHCs | Non Condensing LPG Boiler | Condensing Gas Boiler | 0-72 | Low_F | 0.96 | 574.5 | N/A
Boiler | B_Upgrade_preHCs | Non Condensing LPG Boiler | Condensing Gas Boiler | 0-72 | High_G | 0.96 | 736.7 | N/A
Boiler | B_Upgrade_preHCs | Non Condensing LPG Boiler | Condensing Gas Boiler | 0-72 | Low_G | 0.96 | 925.8 | N/A
Boiler | B_Upgrade_preHCs | Non Condensing LPG Boiler | Condensing Gas Boiler | 73-97 | High_D | 0.96 | 183.1 | N/A
Boiler | B_Upgrade_preHCs | Non Condensing LPG Boiler | Condensing Gas Boiler | 73-97 | Low_D | 0.96 | 252.7 | N/A
Boiler | B_Upgrade_preHCs | Non Condensing LPG Boiler | Condensing Gas Boiler | 73-97 | High_E | 0.96 | 334.3 | N/A
Boiler | B_Upgrade_preHCs | Non Condensing LPG Boiler | Condensing Gas Boiler | 73-97 | Low_E | 0.96 | 409.7 | N/A
Boiler | B_Upgrade_preHCs | Non Condensing LPG Boiler | Condensing Gas Boiler | 73-97 | High_F | 0.96 | 516.1 | N/A
Boiler | B_Upgrade_preHCs | Non Condensing LPG Boiler | Condensing Gas Boiler | 73-97 | Low_F | 0.96 | 635.8 | N/A
Boiler | B_Upgrade_preHCs | Non Condensing LPG Boiler | Condensing Gas Boiler | 73-97 | High_G | 0.96 | 806.1 | N/A
Boiler | B_Upgrade_preHCs | Non Condensing LPG Boiler | Condensing Gas Boiler | 73-97 | Low_G | 0.96 | 1004.3 | N/A
Boiler | B_Upgrade_preHCs | Non Condensing LPG Boiler | Condensing Gas Boiler | 98-199 | High_D | 0.96 | 239 | N/A
Boiler | B_Upgrade_preHCs | Non Condensing LPG Boiler | Condensing Gas Boiler | 98-199 | Low_D | 0.96 | 319.8 | N/A
Boiler | B_Upgrade_preHCs | Non Condensing LPG Boiler | Condensing Gas Boiler | 98-199 | High_E | 0.96 | 414.4 | N/A
Boiler | B_Upgrade_preHCs | Non Condensing LPG Boiler | Condensing Gas Boiler | 98-199 | Low_E | 0.96 | 501.9 | N/A
Boiler | B_Upgrade_preHCs | Non Condensing LPG Boiler | Condensing Gas Boiler | 98-199 | High_F | 0.96 | 624.9 | N/A
Boiler | B_Upgrade_preHCs | Non Condensing LPG Boiler | Condensing Gas Boiler | 98-199 | Low_F | 0.96 | 763.1 | N/A
Boiler | B_Upgrade_preHCs | Non Condensing LPG Boiler | Condensing Gas Boiler | 98-199 | High_G | 0.96 | 959.6 | N/A
Boiler | B_Upgrade_preHCs | Non Condensing LPG Boiler | Condensing Gas Boiler | 98-199 | Low_G | 0.96 | 1188 | N/A
Boiler | B_Upgrade_preHCs | Non Condensing LPG Boiler | Condensing Gas Boiler | 200+ | High_D | 0.96 | 504 | N/A
Boiler | B_Upgrade_preHCs | Non Condensing LPG Boiler | Condensing Gas Boiler | 200+ | Low_D | 0.96 | 643 | N/A
Boiler | B_Upgrade_preHCs | Non Condensing LPG Boiler | Condensing Gas Boiler | 200+ | High_E | 0.96 | 807.5 | N/A
Boiler | B_Upgrade_preHCs | Non Condensing LPG Boiler | Condensing Gas Boiler | 200+ | Low_E | 0.96 | 957.6 | N/A
Boiler | B_Upgrade_preHCs | Non Condensing LPG Boiler | Condensing Gas Boiler | 200+ | High_F | 0.96 | 1167.2 | N/A
Boiler | B_Upgrade_preHCs | Non Condensing LPG Boiler | Condensing Gas Boiler | 200+ | Low_F | 0.96 | 1401.8 | N/A
Boiler | B_Upgrade_preHCs | Non Condensing LPG Boiler | Condensing Gas Boiler | 200+ | High_G | 0.96 | 1734.9 | N/A
Boiler | B_Upgrade_preHCs | Non Condensing LPG Boiler | Condensing Gas Boiler | 200+ | Low_G | 0.96 | 2122.4 | N/A
DHS | DHS_connection_preHCs | Non Condensing LPG Boiler | Shared Ground Loop GSHP | 0-72 | High_D | 0.96 | 244.1 | N/A
DHS | DHS_connection_preHCs | Non Condensing LPG Boiler | Shared Ground Loop GSHP | 0-72 | Low_D | 0.96 | 299 | N/A
DHS | DHS_connection_preHCs | Non Condensing LPG Boiler | Shared Ground Loop GSHP | 0-72 | High_E | 0.96 | 363.6 | N/A
DHS | DHS_connection_preHCs | Non Condensing LPG Boiler | Shared Ground Loop GSHP | 0-72 | Low_E | 0.96 | 424 | N/A
DHS | DHS_connection_preHCs | Non Condensing LPG Boiler | Shared Ground Loop GSHP | 0-72 | High_F | 0.96 | 510.2 | N/A
DHS | DHS_connection_preHCs | Non Condensing LPG Boiler | Shared Ground Loop GSHP | 0-72 | Low_F | 0.96 | 608.2 | N/A
DHS | DHS_connection_preHCs | Non Condensing LPG Boiler | Shared Ground Loop GSHP | 0-72 | High_G | 0.96 | 748.6 | N/A
DHS | DHS_connection_preHCs | Non Condensing LPG Boiler | Shared Ground Loop GSHP | 0-72 | Low_G | 0.96 | 912.9 | N/A
DHS | DHS_connection_preHCs | Non Condensing LPG Boiler | Shared Ground Loop GSHP | 73-97 | High_D | 0.96 | 258.9 | N/A
DHS | DHS_connection_preHCs | Non Condensing LPG Boiler | Shared Ground Loop GSHP | 73-97 | Low_D | 0.96 | 319.4 | N/A
DHS | DHS_connection_preHCs | Non Condensing LPG Boiler | Shared Ground Loop GSHP | 73-97 | High_E | 0.96 | 389.9 | N/A
DHS | DHS_connection_preHCs | Non Condensing LPG Boiler | Shared Ground Loop GSHP | 73-97 | Low_E | 0.96 | 454.6 | N/A
DHS | DHS_connection_preHCs | Non Condensing LPG Boiler | Shared Ground Loop GSHP | 73-97 | High_F | 0.96 | 546 | N/A
DHS | DHS_connection_preHCs | Non Condensing LPG Boiler | Shared Ground Loop GSHP | 73-97 | Low_F | 0.96 | 649 | N/A
DHS | DHS_connection_preHCs | Non Condensing LPG Boiler | Shared Ground Loop GSHP | 73-97 | High_G | 0.96 | 795.8 | N/A
DHS | DHS_connection_preHCs | Non Condensing LPG Boiler | Shared Ground Loop GSHP | 73-97 | Low_G | 0.96 | 967.2 | N/A
DHS | DHS_connection_preHCs | Non Condensing LPG Boiler | Shared Ground Loop GSHP | 98-199 | High_D | 0.96 | 295.3 | N/A
DHS | DHS_connection_preHCs | Non Condensing LPG Boiler | Shared Ground Loop GSHP | 98-199 | Low_D | 0.96 | 365.6 | N/A
DHS | DHS_connection_preHCs | Non Condensing LPG Boiler | Shared Ground Loop GSHP | 98-199 | High_E | 0.96 | 447.5 | N/A
DHS | DHS_connection_preHCs | Non Condensing LPG Boiler | Shared Ground Loop GSHP | 98-199 | Low_E | 0.96 | 522.7 | N/A
DHS | DHS_connection_preHCs | Non Condensing LPG Boiler | Shared Ground Loop GSHP | 98-199 | High_F | 0.96 | 628.4 | N/A
DHS | DHS_connection_preHCs | Non Condensing LPG Boiler | Shared Ground Loop GSHP | 98-199 | Low_F | 0.96 | 747.4 | N/A
DHS | DHS_connection_preHCs | Non Condensing LPG Boiler | Shared Ground Loop GSHP | 98-199 | High_G | 0.96 | 916.9 | N/A
DHS | DHS_connection_preHCs | Non Condensing LPG Boiler | Shared Ground Loop GSHP | 98-199 | Low_G | 0.96 | 1114.4 | N/A
DHS | DHS_connection_preHCs | Non Condensing LPG Boiler | Shared Ground Loop GSHP | 200+ | High_D | 0.96 | 517.5 | N/A
DHS | DHS_connection_preHCs | Non Condensing LPG Boiler | Shared Ground Loop GSHP | 200+ | Low_D | 0.96 | 638.2 | N/A
DHS | DHS_connection_preHCs | Non Condensing LPG Boiler | Shared Ground Loop GSHP | 200+ | High_E | 0.96 | 780 | N/A
DHS | DHS_connection_preHCs | Non Condensing LPG Boiler | Shared Ground Loop GSHP | 200+ | Low_E | 0.96 | 908.1 | N/A
DHS | DHS_connection_preHCs | Non Condensing LPG Boiler | Shared Ground Loop GSHP | 200+ | High_F | 0.96 | 1087 | N/A
DHS | DHS_connection_preHCs | Non Condensing LPG Boiler | Shared Ground Loop GSHP | 200+ | Low_F | 0.96 | 1287.3 | N/A
DHS | DHS_connection_preHCs | Non Condensing LPG Boiler | Shared Ground Loop GSHP | 200+ | High_G | 0.96 | 1572.3 | N/A
DHS | DHS_connection_preHCs | Non Condensing LPG Boiler | Shared Ground Loop GSHP | 200+ | Low_G | 0.96 | 1904.7 | N/A
Boiler | B_Upgrade_preHCs | Non Condensing Oil Boiler | Fuel Cell mCHP | 0-72 | High_D | 0.96 | 262.9 | N/A
Boiler | B_Upgrade_preHCs | Non Condensing Oil Boiler | Fuel Cell mCHP | 0-72 | Low_D | 0.96 | 356.1 | N/A
Boiler | B_Upgrade_preHCs | Non Condensing Oil Boiler | Fuel Cell mCHP | 0-72 | High_E | 0.96 | 469.8 | N/A
Boiler | B_Upgrade_preHCs | Non Condensing Oil Boiler | Fuel Cell mCHP | 0-72 | Low_E | 0.96 | 579.6 | N/A
Boiler | B_Upgrade_preHCs | Non Condensing Oil Boiler | Fuel Cell mCHP | 0-72 | High_F | 0.96 | 737.2 | N/A
Boiler | B_Upgrade_preHCs | Non Condensing Oil Boiler | Fuel Cell mCHP | 0-72 | Low_F | 0.96 | 916.2 | N/A
Boiler | B_Upgrade_preHCs | Non Condensing Oil Boiler | Fuel Cell mCHP | 0-72 | High_G | 0.96 | 1171.5 | N/A
Boiler | B_Upgrade_preHCs | Non Condensing Oil Boiler | Fuel Cell mCHP | 0-72 | Low_G | 0.96 | 1467.5 | N/A
Boiler | B_Upgrade_preHCs | Non Condensing Oil Boiler | Fuel Cell mCHP | 73-97 | High_D | 0.96 | 271.6 | N/A
Boiler | B_Upgrade_preHCs | Non Condensing Oil Boiler | Fuel Cell mCHP | 73-97 | Low_D | 0.96 | 363.4 | N/A
Boiler | B_Upgrade_preHCs | Non Condensing Oil Boiler | Fuel Cell mCHP | 73-97 | High_E | 0.96 | 474.7 | N/A
Boiler | B_Upgrade_preHCs | Non Condensing Oil Boiler | Fuel Cell mCHP | 73-97 | Low_E | 0.96 | 581.3 | N/A
Boiler | B_Upgrade_preHCs | Non Condensing Oil Boiler | Fuel Cell mCHP | 73-97 | High_F | 0.96 | 734.2 | N/A
Boiler | B_Upgrade_preHCs | Non Condensing Oil Boiler | Fuel Cell mCHP | 73-97 | Low_F | 0.96 | 907.8 | N/A
Boiler | B_Upgrade_preHCs | Non Condensing Oil Boiler | Fuel Cell mCHP | 73-97 | High_G | 0.96 | 1155.7 | N/A
Boiler | B_Upgrade_preHCs | Non Condensing Oil Boiler | Fuel Cell mCHP | 73-97 | Low_G | 0.96 | 1443.6 | N/A
Boiler | B_Upgrade_preHCs | Non Condensing Oil Boiler | Fuel Cell mCHP | 98-199 | High_D | 0.96 | 302.1 | N/A
Boiler | B_Upgrade_preHCs | Non Condensing Oil Boiler | Fuel Cell mCHP | 98-199 | Low_D | 0.96 | 397.7 | N/A
Boiler | B_Upgrade_preHCs | Non Condensing Oil Boiler | Fuel Cell mCHP | 98-199 | High_E | 0.96 | 512.6 | N/A
Boiler | B_Upgrade_preHCs | Non Condensing Oil Boiler | Fuel Cell mCHP | 98-199 | Low_E | 0.96 | 621.9 | N/A
Boiler | B_Upgrade_preHCs | Non Condensing Oil Boiler | Fuel Cell mCHP | 98-199 | High_F | 0.96 | 777.8 | N/A
Boiler | B_Upgrade_preHCs | Non Condensing Oil Boiler | Fuel Cell mCHP | 98-199 | Low_F | 0.96 | 954.4 | N/A
Boiler | B_Upgrade_preHCs | Non Condensing Oil Boiler | Fuel Cell mCHP | 98-199 | High_G | 0.96 | 1206.2 | N/A
Boiler | B_Upgrade_preHCs | Non Condensing Oil Boiler | Fuel Cell mCHP | 98-199 | Low_G | 0.96 | 1498.6 | N/A
Boiler | B_Upgrade_preHCs | Non Condensing Oil Boiler | Fuel Cell mCHP | 200+ | High_D | 0.96 | 570.5 | N/A
Boiler | B_Upgrade_preHCs | Non Condensing Oil Boiler | Fuel Cell mCHP | 200+ | Low_D | 0.96 | 721.3 | N/A
Boiler | B_Upgrade_preHCs | Non Condensing Oil Boiler | Fuel Cell mCHP | 200+ | High_E | 0.96 | 907.2 | N/A
Boiler | B_Upgrade_preHCs | Non Condensing Oil Boiler | Fuel Cell mCHP | 200+ | Low_E | 0.96 | 1084 | N/A
Boiler | B_Upgrade_preHCs | Non Condensing Oil Boiler | Fuel Cell mCHP | 200+ | High_F | 0.96 | 1337.5 | N/A
Boiler | B_Upgrade_preHCs | Non Condensing Oil Boiler | Fuel Cell mCHP | 200+ | Low_F | 0.96 | 1625.8 | N/A
Boiler | B_Upgrade_preHCs | Non Condensing Oil Boiler | Fuel Cell mCHP | 200+ | High_G | 0.96 | 2038.6 | N/A
Boiler | B_Upgrade_preHCs | Non Condensing Oil Boiler | Fuel Cell mCHP | 200+ | Low_G | 0.96 | 2519.3 | N/A
Boiler | B_Upgrade_preHCs | Non Condensing Oil Boiler | GSHP | 0-72 | High_D | 0.96 | 74.4 | N/A
Boiler | B_Upgrade_preHCs | Non Condensing Oil Boiler | GSHP | 0-72 | Low_D | 0.96 | 101.3 | N/A
Boiler | B_Upgrade_preHCs | Non Condensing Oil Boiler | GSHP | 0-72 | High_E | 0.96 | 134.1 | N/A
Boiler | B_Upgrade_preHCs | Non Condensing Oil Boiler | GSHP | 0-72 | Low_E | 0.96 | 166.2 | N/A
Boiler | B_Upgrade_preHCs | Non Condensing Oil Boiler | GSHP | 0-72 | High_F | 0.96 | 214.6 | N/A
Boiler | B_Upgrade_preHCs | Non Condensing Oil Boiler | GSHP | 0-72 | Low_F | 0.96 | 271.8 | N/A
Boiler | B_Upgrade_preHCs | Non Condensing Oil Boiler | GSHP | 0-72 | High_G | 0.96 | 356.2 | N/A
Boiler | B_Upgrade_preHCs | Non Condensing Oil Boiler | GSHP | 0-72 | Low_G | 0.96 | 456.8 | N/A
Boiler | B_Upgrade_preHCs | Non Condensing Oil Boiler | GSHP | 73-97 | High_D | 0.96 | 81.2 | N/A
Boiler | B_Upgrade_preHCs | Non Condensing Oil Boiler | GSHP | 73-97 | Low_D | 0.96 | 109.6 | N/A
Boiler | B_Upgrade_preHCs | Non Condensing Oil Boiler | GSHP | 73-97 | High_E | 0.96 | 143.4 | N/A
Boiler | B_Upgrade_preHCs | Non Condensing Oil Boiler | GSHP | 73-97 | Low_E | 0.96 | 175.7 | N/A
Boiler | B_Upgrade_preHCs | Non Condensing Oil Boiler | GSHP | 73-97 | High_F | 0.96 | 224.1 | N/A
Boiler | B_Upgrade_preHCs | Non Condensing Oil Boiler | GSHP | 73-97 | Low_F | 0.96 | 281.3 | N/A
Boiler | B_Upgrade_preHCs | Non Condensing Oil Boiler | GSHP | 73-97 | High_G | 0.96 | 365.7 | N/A
Boiler | B_Upgrade_preHCs | Non Condensing Oil Boiler | GSHP | 73-97 | Low_G | 0.96 | 466.6 | N/A
Boiler | B_Upgrade_preHCs | Non Condensing Oil Boiler | GSHP | 98-199 | High_D | 0.96 | 105.8 | N/A
Boiler | B_Upgrade_preHCs | Non Condensing Oil Boiler | GSHP | 98-199 | Low_D | 0.96 | 140.1 | N/A
Boiler | B_Upgrade_preHCs | Non Condensing Oil Boiler | GSHP | 98-199 | High_E | 0.96 | 180.3 | N/A
Boiler | B_Upgrade_preHCs | Non Condensing Oil Boiler | GSHP | 98-199 | Low_E | 0.96 | 217.9 | N/A
Boiler | B_Upgrade_preHCs | Non Condensing Oil Boiler | GSHP | 98-199 | High_F | 0.96 | 273 | N/A
Boiler | B_Upgrade_preHCs | Non Condensing Oil Boiler | GSHP | 98-199 | Low_F | 0.96 | 337.2 | N/A
Boiler | B_Upgrade_preHCs | Non Condensing Oil Boiler | GSHP | 98-199 | High_G | 0.96 | 431.2 | N/A
Boiler | B_Upgrade_preHCs | Non Condensing Oil Boiler | GSHP | 98-199 | Low_G | 0.96 | 543.2 | N/A
Boiler | B_Upgrade_preHCs | Non Condensing Oil Boiler | GSHP | 200+ | High_D | 0.96 | 187.4 | N/A
Boiler | B_Upgrade_preHCs | Non Condensing Oil Boiler | GSHP | 200+ | Low_D | 0.96 | 243.7 | N/A
Boiler | B_Upgrade_preHCs | Non Condensing Oil Boiler | GSHP | 200+ | High_E | 0.96 | 311.7 | N/A
Boiler | B_Upgrade_preHCs | Non Condensing Oil Boiler | GSHP | 200+ | Low_E | 0.96 | 375.4 | N/A
Boiler | B_Upgrade_preHCs | Non Condensing Oil Boiler | GSHP | 200+ | High_F | 0.96 | 469.9 | N/A
Boiler | B_Upgrade_preHCs | Non Condensing Oil Boiler | GSHP | 200+ | Low_F | 0.96 | 581.1 | N/A
Boiler | B_Upgrade_preHCs | Non Condensing Oil Boiler | GSHP | 200+ | High_G | 0.96 | 745 | N/A
Boiler | B_Upgrade_preHCs | Non Condensing Oil Boiler | GSHP | 200+ | Low_G | 0.96 | 941.3 | N/A
Boiler | B_Upgrade_preHCs | Non Condensing Oil Boiler | Air to Water ASHP | 0-72 | High_D | 0.96 | 18.8 | N/A
Boiler | B_Upgrade_preHCs | Non Condensing Oil Boiler | Air to Water ASHP | 0-72 | Low_D | 0.96 | 34 | N/A
Boiler | B_Upgrade_preHCs | Non Condensing Oil Boiler | Air to Water ASHP | 0-72 | High_E | 0.96 | 52.6 | N/A
Boiler | B_Upgrade_preHCs | Non Condensing Oil Boiler | Air to Water ASHP | 0-72 | Low_E | 0.96 | 71 | N/A
Boiler | B_Upgrade_preHCs | Non Condensing Oil Boiler | Air to Water ASHP | 0-72 | High_F | 0.96 | 100.1 | N/A
Boiler | B_Upgrade_preHCs | Non Condensing Oil Boiler | Air to Water ASHP | 0-72 | Low_F | 0.96 | 135.9 | N/A
Boiler | B_Upgrade_preHCs | Non Condensing Oil Boiler | Air to Water ASHP | 0-72 | High_G | 0.96 | 190.2 | N/A
Boiler | B_Upgrade_preHCs | Non Condensing Oil Boiler | Air to Water ASHP | 0-72 | Low_G | 0.96 | 256.4 | N/A
Boiler | B_Upgrade_preHCs | Non Condensing Oil Boiler | Air to Water ASHP | 73-97 | High_D | 0.96 | 20.3 | N/A
Boiler | B_Upgrade_preHCs | Non Condensing Oil Boiler | Air to Water ASHP | 73-97 | Low_D | 0.96 | 36.1 | N/A
Boiler | B_Upgrade_preHCs | Non Condensing Oil Boiler | Air to Water ASHP | 73-97 | High_E | 0.96 | 54.5 | N/A
Boiler | B_Upgrade_preHCs | Non Condensing Oil Boiler | Air to Water ASHP | 73-97 | Low_E | 0.96 | 72 | N/A
Boiler | B_Upgrade_preHCs | Non Condensing Oil Boiler | Air to Water ASHP | 73-97 | High_F | 0.96 | 99.6 | N/A
Boiler | B_Upgrade_preHCs | Non Condensing Oil Boiler | Air to Water ASHP | 73-97 | Low_F | 0.96 | 133.6 | N/A
Boiler | B_Upgrade_preHCs | Non Condensing Oil Boiler | Air to Water ASHP | 73-97 | High_G | 0.96 | 185.4 | N/A
Boiler | B_Upgrade_preHCs | Non Condensing Oil Boiler | Air to Water ASHP | 73-97 | Low_G | 0.96 | 249.2 | N/A
Boiler | B_Upgrade_preHCs | Non Condensing Oil Boiler | Air to Water ASHP | 98-199 | High_D | 0.96 | 34.5 | N/A
Boiler | B_Upgrade_preHCs | Non Condensing Oil Boiler | Air to Water ASHP | 98-199 | Low_D | 0.96 | 54.4 | N/A
Boiler | B_Upgrade_preHCs | Non Condensing Oil Boiler | Air to Water ASHP | 98-199 | High_E | 0.96 | 76.8 | N/A
Boiler | B_Upgrade_preHCs | Non Condensing Oil Boiler | Air to Water ASHP | 98-199 | Low_E | 0.96 | 97.3 | N/A
Boiler | B_Upgrade_preHCs | Non Condensing Oil Boiler | Air to Water ASHP | 98-199 | High_F | 0.96 | 128.5 | N/A
Boiler | B_Upgrade_preHCs | Non Condensing Oil Boiler | Air to Water ASHP | 98-199 | Low_F | 0.96 | 166 | N/A
Boiler | B_Upgrade_preHCs | Non Condensing Oil Boiler | Air to Water ASHP | 98-199 | High_G | 0.96 | 222.6 | N/A
Boiler | B_Upgrade_preHCs | Non Condensing Oil Boiler | Air to Water ASHP | 98-199 | Low_G | 0.96 | 291.7 | N/A
Boiler | B_Upgrade_preHCs | Non Condensing Oil Boiler | Air to Water ASHP | 200+ | High_D | 0.96 | 56.7 | N/A
Boiler | B_Upgrade_preHCs | Non Condensing Oil Boiler | Air to Water ASHP | 200+ | Low_D | 0.96 | 87.7 | N/A
Boiler | B_Upgrade_preHCs | Non Condensing Oil Boiler | Air to Water ASHP | 200+ | High_E | 0.96 | 124.1 | N/A
Boiler | B_Upgrade_preHCs | Non Condensing Oil Boiler | Air to Water ASHP | 200+ | Low_E | 0.96 | 157.4 | N/A
Boiler | B_Upgrade_preHCs | Non Condensing Oil Boiler | Air to Water ASHP | 200+ | High_F | 0.96 | 209.3 | N/A
Boiler | B_Upgrade_preHCs | Non Condensing Oil Boiler | Air to Water ASHP | 200+ | Low_F | 0.96 | 272.9 | N/A
Boiler | B_Upgrade_preHCs | Non Condensing Oil Boiler | Air to Water ASHP | 200+ | High_G | 0.96 | 370.1 | N/A
Boiler | B_Upgrade_preHCs | Non Condensing Oil Boiler | Air to Water ASHP | 200+ | Low_G | 0.96 | 490 | N/A
Boiler | B_Upgrade_preHCs | Non Condensing Oil Boiler | Biomass Boiler | 0-72 | High_D | 0.96 | 65.9 | N/A
Boiler | B_Upgrade_preHCs | Non Condensing Oil Boiler | Biomass Boiler | 0-72 | Low_D | 0.96 | 91.1 | N/A
Boiler | B_Upgrade_preHCs | Non Condensing Oil Boiler | Biomass Boiler | 0-72 | High_E | 0.96 | 121.8 | N/A
Boiler | B_Upgrade_preHCs | Non Condensing Oil Boiler | Biomass Boiler | 0-72 | Low_E | 0.96 | 151.8 | N/A
Boiler | B_Upgrade_preHCs | Non Condensing Oil Boiler | Biomass Boiler | 0-72 | High_F | 0.96 | 197.2 | N/A
Boiler | B_Upgrade_preHCs | Non Condensing Oil Boiler | Biomass Boiler | 0-72 | Low_F | 0.96 | 251.2 | N/A
Boiler | B_Upgrade_preHCs | Non Condensing Oil Boiler | Biomass Boiler | 0-72 | High_G | 0.96 | 331 | N/A
Boiler | B_Upgrade_preHCs | Non Condensing Oil Boiler | Biomass Boiler | 0-72 | Low_G | 0.96 | 426.4 | N/A
Boiler | B_Upgrade_preHCs | Non Condensing Oil Boiler | Biomass Boiler | 73-97 | High_D | 0.96 | 72 | N/A
Boiler | B_Upgrade_preHCs | Non Condensing Oil Boiler | Biomass Boiler | 73-97 | Low_D | 0.96 | 98.4 | N/A
Boiler | B_Upgrade_preHCs | Non Condensing Oil Boiler | Biomass Boiler | 73-97 | High_E | 0.96 | 130 | N/A
Boiler | B_Upgrade_preHCs | Non Condensing Oil Boiler | Biomass Boiler | 73-97 | Low_E | 0.96 | 160 | N/A
Boiler | B_Upgrade_preHCs | Non Condensing Oil Boiler | Biomass Boiler | 73-97 | High_F | 0.96 | 205.2 | N/A
Boiler | B_Upgrade_preHCs | Non Condensing Oil Boiler | Biomass Boiler | 73-97 | Low_F | 0.96 | 258.9 | N/A
Boiler | B_Upgrade_preHCs | Non Condensing Oil Boiler | Biomass Boiler | 73-97 | High_G | 0.96 | 338.4 | N/A
Boiler | B_Upgrade_preHCs | Non Condensing Oil Boiler | Biomass Boiler | 73-97 | Low_G | 0.96 | 433.7 | N/A
Boiler | B_Upgrade_preHCs | Non Condensing Oil Boiler | Biomass Boiler | 98-199 | High_D | 0.96 | 95 | N/A
Boiler | B_Upgrade_preHCs | Non Condensing Oil Boiler | Biomass Boiler | 98-199 | Low_D | 0.96 | 127.1 | N/A
Boiler | B_Upgrade_preHCs | Non Condensing Oil Boiler | Biomass Boiler | 98-199 | High_E | 0.96 | 164.6 | N/A
Boiler | B_Upgrade_preHCs | Non Condensing Oil Boiler | Biomass Boiler | 98-199 | Low_E | 0.96 | 199.6 | N/A
Boiler | B_Upgrade_preHCs | Non Condensing Oil Boiler | Biomass Boiler | 98-199 | High_F | 0.96 | 251.1 | N/A
Boiler | B_Upgrade_preHCs | Non Condensing Oil Boiler | Biomass Boiler | 98-199 | Low_F | 0.96 | 311.2 | N/A
Boiler | B_Upgrade_preHCs | Non Condensing Oil Boiler | Biomass Boiler | 98-199 | High_G | 0.96 | 399.6 | N/A
Boiler | B_Upgrade_preHCs | Non Condensing Oil Boiler | Biomass Boiler | 98-199 | Low_G | 0.96 | 505 | N/A
Boiler | B_Upgrade_preHCs | Non Condensing Oil Boiler | Biomass Boiler | 200+ | High_D | 0.96 | 167.6 | N/A
Boiler | B_Upgrade_preHCs | Non Condensing Oil Boiler | Biomass Boiler | 200+ | Low_D | 0.96 | 220.1 | N/A
Boiler | B_Upgrade_preHCs | Non Condensing Oil Boiler | Biomass Boiler | 200+ | High_E | 0.96 | 283.3 | N/A
Boiler | B_Upgrade_preHCs | Non Condensing Oil Boiler | Biomass Boiler | 200+ | Low_E | 0.96 | 342.4 | N/A
Boiler | B_Upgrade_preHCs | Non Condensing Oil Boiler | Biomass Boiler | 200+ | High_F | 0.96 | 430.4 | N/A
Boiler | B_Upgrade_preHCs | Non Condensing Oil Boiler | Biomass Boiler | 200+ | Low_F | 0.96 | 534.4 | N/A
Boiler | B_Upgrade_preHCs | Non Condensing Oil Boiler | Biomass Boiler | 200+ | High_G | 0.96 | 688.2 | N/A
Boiler | B_Upgrade_preHCs | Non Condensing Oil Boiler | Biomass Boiler | 200+ | Low_G | 0.96 | 872.9 | N/A
Boiler | B_Upgrade_preHCs | Non Condensing Oil Boiler | Condensing Gas Boiler | 0-72 | High_D | 0.96 | 7.3 | N/A
Boiler | B_Upgrade_preHCs | Non Condensing Oil Boiler | Condensing Gas Boiler | 0-72 | Low_D | 0.96 | 46.8 | N/A
Boiler | B_Upgrade_preHCs | Non Condensing Oil Boiler | Condensing Gas Boiler | 0-72 | High_E | 0.96 | 95 | N/A
Boiler | B_Upgrade_preHCs | Non Condensing Oil Boiler | Condensing Gas Boiler | 0-72 | Low_E | 0.96 | 141.7 | N/A
Boiler | B_Upgrade_preHCs | Non Condensing Oil Boiler | Condensing Gas Boiler | 0-72 | High_F | 0.96 | 210.8 | N/A
Boiler | B_Upgrade_preHCs | Non Condensing Oil Boiler | Condensing Gas Boiler | 0-72 | Low_F | 0.96 | 291 | N/A
Boiler | B_Upgrade_preHCs | Non Condensing Oil Boiler | Condensing Gas Boiler | 0-72 | High_G | 0.96 | 407.8 | N/A
Boiler | B_Upgrade_preHCs | Non Condensing Oil Boiler | Condensing Gas Boiler | 0-72 | Low_G | 0.96 | 545.4 | N/A
Boiler | B_Upgrade_preHCs | Non Condensing Oil Boiler | Condensing Gas Boiler | 73-97 | High_D | 0.96 | 31.4 | N/A
Boiler | B_Upgrade_preHCs | Non Condensing Oil Boiler | Condensing Gas Boiler | 73-97 | Low_D | 0.96 | 73.3 | N/A
Boiler | B_Upgrade_preHCs | Non Condensing Oil Boiler | Condensing Gas Boiler | 73-97 | High_E | 0.96 | 123.7 | N/A
Boiler | B_Upgrade_preHCs | Non Condensing Oil Boiler | Condensing Gas Boiler | 73-97 | Low_E | 0.96 | 171.9 | N/A
Boiler | B_Upgrade_preHCs | Non Condensing Oil Boiler | Condensing Gas Boiler | 73-97 | High_F | 0.96 | 242.7 | N/A
Boiler | B_Upgrade_preHCs | Non Condensing Oil Boiler | Condensing Gas Boiler | 73-97 | Low_F | 0.96 | 324.7 | N/A
Boiler | B_Upgrade_preHCs | Non Condensing Oil Boiler | Condensing Gas Boiler | 73-97 | High_G | 0.96 | 444.1 | N/A
Boiler | B_Upgrade_preHCs | Non Condensing Oil Boiler | Condensing Gas Boiler | 73-97 | Low_G | 0.96 | 585 | N/A
Boiler | B_Upgrade_preHCs | Non Condensing Oil Boiler | Condensing Gas Boiler | 98-199 | High_D | 0.96 | 78.6 | N/A
Boiler | B_Upgrade_preHCs | Non Condensing Oil Boiler | Condensing Gas Boiler | 98-199 | Low_D | 0.96 | 128.6 | N/A
Boiler | B_Upgrade_preHCs | Non Condensing Oil Boiler | Condensing Gas Boiler | 98-199 | High_E | 0.96 | 187.8 | N/A
Boiler | B_Upgrade_preHCs | Non Condensing Oil Boiler | Condensing Gas Boiler | 98-199 | Low_E | 0.96 | 243.7 | N/A
Boiler | B_Upgrade_preHCs | Non Condensing Oil Boiler | Condensing Gas Boiler | 98-199 | High_F | 0.96 | 324.5 | N/A
Boiler | B_Upgrade_preHCs | Non Condensing Oil Boiler | Condensing Gas Boiler | 98-199 | Low_F | 0.96 | 417.4 | N/A
Boiler | B_Upgrade_preHCs | Non Condensing Oil Boiler | Condensing Gas Boiler | 98-199 | High_G | 0.96 | 551.7 | N/A
Boiler | B_Upgrade_preHCs | Non Condensing Oil Boiler | Condensing Gas Boiler | 98-199 | Low_G | 0.96 | 709.6 | N/A
Boiler | B_Upgrade_preHCs | Non Condensing Oil Boiler | Condensing Gas Boiler | 200+ | High_D | 0.96 | 224 | N/A
Boiler | B_Upgrade_preHCs | Non Condensing Oil Boiler | Condensing Gas Boiler | 200+ | Low_D | 0.96 | 307.6 | N/A
Boiler | B_Upgrade_preHCs | Non Condensing Oil Boiler | Condensing Gas Boiler | 200+ | High_E | 0.96 | 409.6 | N/A
Boiler | B_Upgrade_preHCs | Non Condensing Oil Boiler | Condensing Gas Boiler | 200+ | Low_E | 0.96 | 505.9 | N/A
Boiler | B_Upgrade_preHCs | Non Condensing Oil Boiler | Condensing Gas Boiler | 200+ | High_F | 0.96 | 646.3 | N/A
Boiler | B_Upgrade_preHCs | Non Condensing Oil Boiler | Condensing Gas Boiler | 200+ | Low_F | 0.96 | 808.5 | N/A
Boiler | B_Upgrade_preHCs | Non Condensing Oil Boiler | Condensing Gas Boiler | 200+ | High_G | 0.96 | 1044.2 | N/A
Boiler | B_Upgrade_preHCs | Non Condensing Oil Boiler | Condensing Gas Boiler | 200+ | Low_G | 0.96 | 1322.5 | N/A
DHS | DHS_connection_preHCs | Non Condensing Oil Boiler | Shared Ground Loop GSHP | 0-72 | High_D | 0.96 | 74.4 | N/A
DHS | DHS_connection_preHCs | Non Condensing Oil Boiler | Shared Ground Loop GSHP | 0-72 | Low_D | 0.96 | 101.3 | N/A
DHS | DHS_connection_preHCs | Non Condensing Oil Boiler | Shared Ground Loop GSHP | 0-72 | High_E | 0.96 | 134.1 | N/A
DHS | DHS_connection_preHCs | Non Condensing Oil Boiler | Shared Ground Loop GSHP | 0-72 | Low_E | 0.96 | 166.2 | N/A
DHS | DHS_connection_preHCs | Non Condensing Oil Boiler | Shared Ground Loop GSHP | 0-72 | High_F | 0.96 | 214.6 | N/A
DHS | DHS_connection_preHCs | Non Condensing Oil Boiler | Shared Ground Loop GSHP | 0-72 | Low_F | 0.96 | 271.8 | N/A
DHS | DHS_connection_preHCs | Non Condensing Oil Boiler | Shared Ground Loop GSHP | 0-72 | High_G | 0.96 | 356.2 | N/A
DHS | DHS_connection_preHCs | Non Condensing Oil Boiler | Shared Ground Loop GSHP | 0-72 | Low_G | 0.96 | 456.8 | N/A
DHS | DHS_connection_preHCs | Non Condensing Oil Boiler | Shared Ground Loop GSHP | 73-97 | High_D | 0.96 | 81.2 | N/A
DHS | DHS_connection_preHCs | Non Condensing Oil Boiler | Shared Ground Loop GSHP | 73-97 | Low_D | 0.96 | 109.6 | N/A
DHS | DHS_connection_preHCs | Non Condensing Oil Boiler | Shared Ground Loop GSHP | 73-97 | High_E | 0.96 | 143.4 | N/A
DHS | DHS_connection_preHCs | Non Condensing Oil Boiler | Shared Ground Loop GSHP | 73-97 | Low_E | 0.96 | 175.7 | N/A
DHS | DHS_connection_preHCs | Non Condensing Oil Boiler | Shared Ground Loop GSHP | 73-97 | High_F | 0.96 | 224.1 | N/A
DHS | DHS_connection_preHCs | Non Condensing Oil Boiler | Shared Ground Loop GSHP | 73-97 | Low_F | 0.96 | 281.3 | N/A
DHS | DHS_connection_preHCs | Non Condensing Oil Boiler | Shared Ground Loop GSHP | 73-97 | High_G | 0.96 | 365.7 | N/A
DHS | DHS_connection_preHCs | Non Condensing Oil Boiler | Shared Ground Loop GSHP | 73-97 | Low_G | 0.96 | 466.6 | N/A
DHS | DHS_connection_preHCs | Non Condensing Oil Boiler | Shared Ground Loop GSHP | 98-199 | High_D | 0.96 | 105.8 | N/A
DHS | DHS_connection_preHCs | Non Condensing Oil Boiler | Shared Ground Loop GSHP | 98-199 | Low_D | 0.96 | 140.1 | N/A
DHS | DHS_connection_preHCs | Non Condensing Oil Boiler | Shared Ground Loop GSHP | 98-199 | High_E | 0.96 | 180.3 | N/A
DHS | DHS_connection_preHCs | Non Condensing Oil Boiler | Shared Ground Loop GSHP | 98-199 | Low_E | 0.96 | 217.9 | N/A
DHS | DHS_connection_preHCs | Non Condensing Oil Boiler | Shared Ground Loop GSHP | 98-199 | High_F | 0.96 | 273 | N/A
DHS | DHS_connection_preHCs | Non Condensing Oil Boiler | Shared Ground Loop GSHP | 98-199 | Low_F | 0.96 | 337.2 | N/A
DHS | DHS_connection_preHCs | Non Condensing Oil Boiler | Shared Ground Loop GSHP | 98-199 | High_G | 0.96 | 431.2 | N/A
DHS | DHS_connection_preHCs | Non Condensing Oil Boiler | Shared Ground Loop GSHP | 98-199 | Low_G | 0.96 | 543.2 | N/A
DHS | DHS_connection_preHCs | Non Condensing Oil Boiler | Shared Ground Loop GSHP | 200+ | High_D | 0.96 | 187.4 | N/A
DHS | DHS_connection_preHCs | Non Condensing Oil Boiler | Shared Ground Loop GSHP | 200+ | Low_D | 0.96 | 243.7 | N/A
DHS | DHS_connection_preHCs | Non Condensing Oil Boiler | Shared Ground Loop GSHP | 200+ | High_E | 0.96 | 311.7 | N/A
DHS | DHS_connection_preHCs | Non Condensing Oil Boiler | Shared Ground Loop GSHP | 200+ | Low_E | 0.96 | 375.4 | N/A
DHS | DHS_connection_preHCs | Non Condensing Oil Boiler | Shared Ground Loop GSHP | 200+ | High_F | 0.96 | 469.9 | N/A
DHS | DHS_connection_preHCs | Non Condensing Oil Boiler | Shared Ground Loop GSHP | 200+ | Low_F | 0.96 | 581.1 | N/A
DHS | DHS_connection_preHCs | Non Condensing Oil Boiler | Shared Ground Loop GSHP | 200+ | High_G | 0.96 | 745 | N/A
DHS | DHS_connection_preHCs | Non Condensing Oil Boiler | Shared Ground Loop GSHP | 200+ | Low_G | 0.96 | 941.3 | N/A
Boiler | B_Upgrade_preHCs | Solid Fossil Boiler | Fuel Cell mCHP | 0-72 | High_D | 0.96 | 296.8 | N/A
Boiler | B_Upgrade_preHCs | Solid Fossil Boiler | Fuel Cell mCHP | 0-72 | Low_D | 0.96 | 394 | N/A
Boiler | B_Upgrade_preHCs | Solid Fossil Boiler | Fuel Cell mCHP | 0-72 | High_E | 0.96 | 513.9 | N/A
Boiler | B_Upgrade_preHCs | Solid Fossil Boiler | Fuel Cell mCHP | 0-72 | Low_E | 0.96 | 630.5 | N/A
Boiler | B_Upgrade_preHCs | Solid Fossil Boiler | Fuel Cell mCHP | 0-72 | High_F | 0.96 | 797.2 | N/A
Boiler | B_Upgrade_preHCs | Solid Fossil Boiler | Fuel Cell mCHP | 0-72 | Low_F | 0.96 | 985.7 | N/A
Boiler | B_Upgrade_preHCs | Solid Fossil Boiler | Fuel Cell mCHP | 0-72 | High_G | 0.96 | 1253.2 | N/A
Boiler | B_Upgrade_preHCs | Solid Fossil Boiler | Fuel Cell mCHP | 0-72 | Low_G | 0.96 | 1561.5 | N/A
Boiler | B_Upgrade_preHCs | Solid Fossil Boiler | Fuel Cell mCHP | 73-97 | High_D | 0.96 | 302.8 | N/A
Boiler | B_Upgrade_preHCs | Solid Fossil Boiler | Fuel Cell mCHP | 73-97 | Low_D | 0.96 | 397.7 | N/A
Boiler | B_Upgrade_preHCs | Solid Fossil Boiler | Fuel Cell mCHP | 73-97 | High_E | 0.96 | 514.1 | N/A
Boiler | B_Upgrade_preHCs | Solid Fossil Boiler | Fuel Cell mCHP | 73-97 | Low_E | 0.96 | 626.9 | N/A
Boiler | B_Upgrade_preHCs | Solid Fossil Boiler | Fuel Cell mCHP | 73-97 | High_F | 0.96 | 788 | N/A
Boiler | B_Upgrade_preHCs | Solid Fossil Boiler | Fuel Cell mCHP | 73-97 | Low_F | 0.96 | 970.3 | N/A
Boiler | B_Upgrade_preHCs | Solid Fossil Boiler | Fuel Cell mCHP | 73-97 | High_G | 0.96 | 1229.2 | N/A
Boiler | B_Upgrade_preHCs | Solid Fossil Boiler | Fuel Cell mCHP | 73-97 | Low_G | 0.96 | 1528 | N/A
Boiler | B_Upgrade_preHCs | Solid Fossil Boiler | Fuel Cell mCHP | 98-199 | High_D | 0.96 | 325 | N/A
Boiler | B_Upgrade_preHCs | Solid Fossil Boiler | Fuel Cell mCHP | 98-199 | Low_D | 0.96 | 421.8 | N/A
Boiler | B_Upgrade_preHCs | Solid Fossil Boiler | Fuel Cell mCHP | 98-199 | High_E | 0.96 | 540.4 | N/A
Boiler | B_Upgrade_preHCs | Solid Fossil Boiler | Fuel Cell mCHP | 98-199 | Low_E | 0.96 | 655.3 | N/A
Boiler | B_Upgrade_preHCs | Solid Fossil Boiler | Fuel Cell mCHP | 98-199 | High_F | 0.96 | 819.5 | N/A
Boiler | B_Upgrade_preHCs | Solid Fossil Boiler | Fuel Cell mCHP | 98-199 | Low_F | 0.96 | 1005.4 | N/A
Boiler | B_Upgrade_preHCs | Solid Fossil Boiler | Fuel Cell mCHP | 98-199 | High_G | 0.96 | 1269.5 | N/A
Boiler | B_Upgrade_preHCs | Solid Fossil Boiler | Fuel Cell mCHP | 98-199 | Low_G | 0.96 | 1574.6 | N/A
Boiler | B_Upgrade_preHCs | Solid Fossil Boiler | Fuel Cell mCHP | 200+ | High_D | 0.96 | 602.6 | N/A
Boiler | B_Upgrade_preHCs | Solid Fossil Boiler | Fuel Cell mCHP | 200+ | Low_D | 0.96 | 754.5 | N/A
Boiler | B_Upgrade_preHCs | Solid Fossil Boiler | Fuel Cell mCHP | 200+ | High_E | 0.96 | 945.1 | N/A
Boiler | B_Upgrade_preHCs | Solid Fossil Boiler | Fuel Cell mCHP | 200+ | Low_E | 0.96 | 1129.8 | N/A
Boiler | B_Upgrade_preHCs | Solid Fossil Boiler | Fuel Cell mCHP | 200+ | High_F | 0.96 | 1394.8 | N/A
Boiler | B_Upgrade_preHCs | Solid Fossil Boiler | Fuel Cell mCHP | 200+ | Low_F | 0.96 | 1695.8 | N/A
Boiler | B_Upgrade_preHCs | Solid Fossil Boiler | Fuel Cell mCHP | 200+ | High_G | 0.96 | 2124.7 | N/A
Boiler | B_Upgrade_preHCs | Solid Fossil Boiler | Fuel Cell mCHP | 200+ | Low_G | 0.96 | 2621.4 | N/A
Boiler | B_Upgrade_preHCs | Solid Fossil Boiler | GSHP | 0-72 | High_D | 0.96 | 149.1 | N/A
Boiler | B_Upgrade_preHCs | Solid Fossil Boiler | GSHP | 0-72 | Low_D | 0.96 | 188.5 | N/A
Boiler | B_Upgrade_preHCs | Solid Fossil Boiler | GSHP | 0-72 | High_E | 0.96 | 237.9 | N/A
Boiler | B_Upgrade_preHCs | Solid Fossil Boiler | GSHP | 0-72 | Low_E | 0.96 | 286.9 | N/A
Boiler | B_Upgrade_preHCs | Solid Fossil Boiler | GSHP | 0-72 | High_F | 0.96 | 358.5 | N/A
Boiler | B_Upgrade_preHCs | Solid Fossil Boiler | GSHP | 0-72 | Low_F | 0.96 | 441 | N/A
Boiler | B_Upgrade_preHCs | Solid Fossil Boiler | GSHP | 0-72 | High_G | 0.96 | 559.7 | N/A
Boiler | B_Upgrade_preHCs | Solid Fossil Boiler | GSHP | 0-72 | Low_G | 0.96 | 697.9 | N/A
Boiler | B_Upgrade_preHCs | Solid Fossil Boiler | GSHP | 73-97 | High_D | 0.96 | 161.5 | N/A
Boiler | B_Upgrade_preHCs | Solid Fossil Boiler | GSHP | 73-97 | Low_D | 0.96 | 203.1 | N/A
Boiler | B_Upgrade_preHCs | Solid Fossil Boiler | GSHP | 73-97 | High_E | 0.96 | 254.6 | N/A
Boiler | B_Upgrade_preHCs | Solid Fossil Boiler | GSHP | 73-97 | Low_E | 0.96 | 304.9 | N/A
Boiler | B_Upgrade_preHCs | Solid Fossil Boiler | GSHP | 73-97 | High_F | 0.96 | 378.4 | N/A
Boiler | B_Upgrade_preHCs | Solid Fossil Boiler | GSHP | 73-97 | Low_F | 0.96 | 462.9 | N/A
Boiler | B_Upgrade_preHCs | Solid Fossil Boiler | GSHP | 73-97 | High_G | 0.96 | 584.6 | N/A
Boiler | B_Upgrade_preHCs | Solid Fossil Boiler | GSHP | 73-97 | Low_G | 0.96 | 726.5 | N/A
Boiler | B_Upgrade_preHCs | Solid Fossil Boiler | GSHP | 98-199 | High_D | 0.96 | 192.6 | N/A
Boiler | B_Upgrade_preHCs | Solid Fossil Boiler | GSHP | 98-199 | Low_D | 0.96 | 241.2 | N/A
Boiler | B_Upgrade_preHCs | Solid Fossil Boiler | GSHP | 98-199 | High_E | 0.96 | 301 | N/A
Boiler | B_Upgrade_preHCs | Solid Fossil Boiler | GSHP | 98-199 | Low_E | 0.96 | 359.4 | N/A
Boiler | B_Upgrade_preHCs | Solid Fossil Boiler | GSHP | 98-199 | High_F | 0.96 | 444.4 | N/A
Boiler | B_Upgrade_preHCs | Solid Fossil Boiler | GSHP | 98-199 | Low_F | 0.96 | 541.8 | N/A
Boiler | B_Upgrade_preHCs | Solid Fossil Boiler | GSHP | 98-199 | High_G | 0.96 | 681.7 | N/A
Boiler | B_Upgrade_preHCs | Solid Fossil Boiler | GSHP | 98-199 | Low_G | 0.96 | 844.8 | N/A
Boiler | B_Upgrade_preHCs | Solid Fossil Boiler | GSHP | 200+ | High_D | 0.96 | 343.8 | N/A
Boiler | B_Upgrade_preHCs | Solid Fossil Boiler | GSHP | 200+ | Low_D | 0.96 | 425.3 | N/A
Boiler | B_Upgrade_preHCs | Solid Fossil Boiler | GSHP | 200+ | High_E | 0.96 | 528.2 | N/A
Boiler | B_Upgrade_preHCs | Solid Fossil Boiler | GSHP | 200+ | Low_E | 0.96 | 628.6 | N/A
Boiler | B_Upgrade_preHCs | Solid Fossil Boiler | GSHP | 200+ | High_F | 0.96 | 775.3 | N/A
Boiler | B_Upgrade_preHCs | Solid Fossil Boiler | GSHP | 200+ | Low_F | 0.96 | 944.3 | N/A
Boiler | B_Upgrade_preHCs | Solid Fossil Boiler | GSHP | 200+ | High_G | 0.96 | 1188 | N/A
Boiler | B_Upgrade_preHCs | Solid Fossil Boiler | GSHP | 200+ | Low_G | 0.96 | 1472.9 | N/A
Boiler | B_Upgrade_preHCs | Solid Fossil Boiler | Air to Water ASHP | 0-72 | High_D | 0.96 | 10.5 | N/A
Boiler | B_Upgrade_preHCs | Solid Fossil Boiler | Air to Water ASHP | 0-72 | Low_D | 0.96 | 20.8 | N/A
Boiler | B_Upgrade_preHCs | Solid Fossil Boiler | Air to Water ASHP | 0-72 | High_E | 0.96 | 34.7 | N/A
Boiler | B_Upgrade_preHCs | Solid Fossil Boiler | Air to Water ASHP | 0-72 | Low_E | 0.96 | 49.5 | N/A
Boiler | B_Upgrade_preHCs | Solid Fossil Boiler | Air to Water ASHP | 0-72 | High_F | 0.96 | 73.1 | N/A
Boiler | B_Upgrade_preHCs | Solid Fossil Boiler | Air to Water ASHP | 0-72 | Low_F | 0.96 | 102.1 | N/A
Boiler | B_Upgrade_preHCs | Solid Fossil Boiler | Air to Water ASHP | 0-72 | High_G | 0.96 | 145.7 | N/A
Boiler | B_Upgrade_preHCs | Solid Fossil Boiler | Air to Water ASHP | 0-72 | Low_G | 0.96 | 198 | N/A
Boiler | B_Upgrade_preHCs | Solid Fossil Boiler | Air to Water ASHP | 73-97 | High_D | 0.96 | 9.7 | N/A
Boiler | B_Upgrade_preHCs | Solid Fossil Boiler | Air to Water ASHP | 73-97 | Low_D | 0.96 | 19.8 | N/A
Boiler | B_Upgrade_preHCs | Solid Fossil Boiler | Air to Water ASHP | 73-97 | High_E | 0.96 | 32.8 | N/A
Boiler | B_Upgrade_preHCs | Solid Fossil Boiler | Air to Water ASHP | 73-97 | Low_E | 0.96 | 46.3 | N/A
Boiler | B_Upgrade_preHCs | Solid Fossil Boiler | Air to Water ASHP | 73-97 | High_F | 0.96 | 67.9 | N/A
Boiler | B_Upgrade_preHCs | Solid Fossil Boiler | Air to Water ASHP | 73-97 | Low_F | 0.96 | 94.5 | N/A
Boiler | B_Upgrade_preHCs | Solid Fossil Boiler | Air to Water ASHP | 73-97 | High_G | 0.96 | 135 | N/A
Boiler | B_Upgrade_preHCs | Solid Fossil Boiler | Air to Water ASHP | 73-97 | Low_G | 0.96 | 184.1 | N/A
Boiler | B_Upgrade_preHCs | Solid Fossil Boiler | Air to Water ASHP | 98-199 | High_D | 0.96 | 14.9 | N/A
Boiler | B_Upgrade_preHCs | Solid Fossil Boiler | Air to Water ASHP | 98-199 | Low_D | 0.96 | 27.2 | N/A
Boiler | B_Upgrade_preHCs | Solid Fossil Boiler | Air to Water ASHP | 98-199 | High_E | 0.96 | 42.9 | N/A
Boiler | B_Upgrade_preHCs | Solid Fossil Boiler | Air to Water ASHP | 98-199 | Low_E | 0.96 | 58.8 | N/A
Boiler | B_Upgrade_preHCs | Solid Fossil Boiler | Air to Water ASHP | 98-199 | High_F | 0.96 | 84 | N/A
Boiler | B_Upgrade_preHCs | Solid Fossil Boiler | Air to Water ASHP | 98-199 | Low_F | 0.96 | 114.8 | N/A
Boiler | B_Upgrade_preHCs | Solid Fossil Boiler | Air to Water ASHP | 98-199 | High_G | 0.96 | 161.3 | N/A
Boiler | B_Upgrade_preHCs | Solid Fossil Boiler | Air to Water ASHP | 98-199 | Low_G | 0.96 | 217.5 | N/A
Boiler | B_Upgrade_preHCs | Solid Fossil Boiler | Air to Water ASHP | 200+ | High_D | 0.96 | 17.9 | N/A
Boiler | B_Upgrade_preHCs | Solid Fossil Boiler | Air to Water ASHP | 200+ | Low_D | 0.96 | 36.2 | N/A
Boiler | B_Upgrade_preHCs | Solid Fossil Boiler | Air to Water ASHP | 200+ | High_E | 0.96 | 60.2 | N/A
Boiler | B_Upgrade_preHCs | Solid Fossil Boiler | Air to Water ASHP | 200+ | Low_E | 0.96 | 84.9 | N/A
Boiler | B_Upgrade_preHCs | Solid Fossil Boiler | Air to Water ASHP | 200+ | High_F | 0.96 | 125.1 | N/A
Boiler | B_Upgrade_preHCs | Solid Fossil Boiler | Air to Water ASHP | 200+ | Low_F | 0.96 | 175.5 | N/A
Boiler | B_Upgrade_preHCs | Solid Fossil Boiler | Air to Water ASHP | 200+ | High_G | 0.96 | 252.6 | N/A
Boiler | B_Upgrade_preHCs | Solid Fossil Boiler | Air to Water ASHP | 200+ | Low_G | 0.96 | 347.1 | N/A
Boiler | B_Upgrade_preHCs | Solid Fossil Boiler | Biomass Boiler | 0-72 | High_D | 0.96 | 63.7 | N/A
Boiler | B_Upgrade_preHCs | Solid Fossil Boiler | Biomass Boiler | 0-72 | Low_D | 0.96 | 85.3 | N/A
Boiler | B_Upgrade_preHCs | Solid Fossil Boiler | Biomass Boiler | 0-72 | High_E | 0.96 | 112.8 | N/A
Boiler | B_Upgrade_preHCs | Solid Fossil Boiler | Biomass Boiler | 0-72 | Low_E | 0.96 | 140.7 | N/A
Boiler | B_Upgrade_preHCs | Solid Fossil Boiler | Biomass Boiler | 0-72 | High_F | 0.96 | 182.7 | N/A
Boiler | B_Upgrade_preHCs | Solid Fossil Boiler | Biomass Boiler | 0-72 | Low_F | 0.96 | 232.3 | N/A
Boiler | B_Upgrade_preHCs | Solid Fossil Boiler | Biomass Boiler | 0-72 | High_G | 0.96 | 304.7 | N/A
Boiler | B_Upgrade_preHCs | Solid Fossil Boiler | Biomass Boiler | 0-72 | Low_G | 0.96 | 390 | N/A
Boiler | B_Upgrade_preHCs | Solid Fossil Boiler | Biomass Boiler | 73-97 | High_D | 0.96 | 68 | N/A
Boiler | B_Upgrade_preHCs | Solid Fossil Boiler | Biomass Boiler | 73-97 | Low_D | 0.96 | 90.2 | N/A
Boiler | B_Upgrade_preHCs | Solid Fossil Boiler | Biomass Boiler | 73-97 | High_E | 0.96 | 118 | N/A
Boiler | B_Upgrade_preHCs | Solid Fossil Boiler | Biomass Boiler | 73-97 | Low_E | 0.96 | 145.6 | N/A
Boiler | B_Upgrade_preHCs | Solid Fossil Boiler | Biomass Boiler | 73-97 | High_F | 0.96 | 187.1 | N/A
Boiler | B_Upgrade_preHCs | Solid Fossil Boiler | Biomass Boiler | 73-97 | Low_F | 0.96 | 236 | N/A
Boiler | B_Upgrade_preHCs | Solid Fossil Boiler | Biomass Boiler | 73-97 | High_G | 0.96 | 307.7 | N/A
Boiler | B_Upgrade_preHCs | Solid Fossil Boiler | Biomass Boiler | 73-97 | Low_G | 0.96 | 392.4 | N/A
Boiler | B_Upgrade_preHCs | Solid Fossil Boiler | Biomass Boiler | 98-199 | High_D | 0.96 | 83.2 | N/A
Boiler | B_Upgrade_preHCs | Solid Fossil Boiler | Biomass Boiler | 98-199 | Low_D | 0.96 | 109.4 | N/A
Boiler | B_Upgrade_preHCs | Solid Fossil Boiler | Biomass Boiler | 98-199 | High_E | 0.96 | 142 | N/A
Boiler | B_Upgrade_preHCs | Solid Fossil Boiler | Biomass Boiler | 98-199 | Low_E | 0.96 | 174.3 | N/A
Boiler | B_Upgrade_preHCs | Solid Fossil Boiler | Biomass Boiler | 98-199 | High_F | 0.96 | 222.4 | N/A
Boiler | B_Upgrade_preHCs | Solid Fossil Boiler | Biomass Boiler | 98-199 | Low_F | 0.96 | 278.8 | N/A
Boiler | B_Upgrade_preHCs | Solid Fossil Boiler | Biomass Boiler | 98-199 | High_G | 0.96 | 361.2 | N/A
Boiler | B_Upgrade_preHCs | Solid Fossil Boiler | Biomass Boiler | 98-199 | Low_G | 0.96 | 458.5 | N/A
Boiler | B_Upgrade_preHCs | Solid Fossil Boiler | Biomass Boiler | 200+ | High_D | 0.96 | 143.1 | N/A
Boiler | B_Upgrade_preHCs | Solid Fossil Boiler | Biomass Boiler | 200+ | Low_D | 0.96 | 185.7 | N/A
Boiler | B_Upgrade_preHCs | Solid Fossil Boiler | Biomass Boiler | 200+ | High_E | 0.96 | 240 | N/A
Boiler | B_Upgrade_preHCs | Solid Fossil Boiler | Biomass Boiler | 200+ | Low_E | 0.96 | 293.7 | N/A
Boiler | B_Upgrade_preHCs | Solid Fossil Boiler | Biomass Boiler | 200+ | High_F | 0.96 | 374.8 | N/A
Boiler | B_Upgrade_preHCs | Solid Fossil Boiler | Biomass Boiler | 200+ | Low_F | 0.96 | 470.8 | N/A
Boiler | B_Upgrade_preHCs | Solid Fossil Boiler | Biomass Boiler | 200+ | High_G | 0.96 | 611.9 | N/A
Boiler | B_Upgrade_preHCs | Solid Fossil Boiler | Biomass Boiler | 200+ | Low_G | 0.96 | 779.5 | N/A
Boiler | B_Upgrade_preHCs | Solid Fossil Boiler | Condensing Gas Boiler | 0-72 | High_D | 0.96 | 12.7 | N/A
Boiler | B_Upgrade_preHCs | Solid Fossil Boiler | Condensing Gas Boiler | 0-72 | Low_D | 0.96 | 50.2 | N/A
Boiler | B_Upgrade_preHCs | Solid Fossil Boiler | Condensing Gas Boiler | 0-72 | High_E | 0.96 | 97.1 | N/A
Boiler | B_Upgrade_preHCs | Solid Fossil Boiler | Condensing Gas Boiler | 0-72 | Low_E | 0.96 | 143.7 | N/A
Boiler | B_Upgrade_preHCs | Solid Fossil Boiler | Condensing Gas Boiler | 0-72 | High_F | 0.96 | 211.9 | N/A
Boiler | B_Upgrade_preHCs | Solid Fossil Boiler | Condensing Gas Boiler | 0-72 | Low_F | 0.96 | 290.7 | N/A
Boiler | B_Upgrade_preHCs | Solid Fossil Boiler | Condensing Gas Boiler | 0-72 | High_G | 0.96 | 404.2 | N/A
Boiler | B_Upgrade_preHCs | Solid Fossil Boiler | Condensing Gas Boiler | 0-72 | Low_G | 0.96 | 536.4 | N/A
Boiler | B_Upgrade_preHCs | Solid Fossil Boiler | Condensing Gas Boiler | 73-97 | High_D | 0.96 | 35.7 | N/A
Boiler | B_Upgrade_preHCs | Solid Fossil Boiler | Condensing Gas Boiler | 73-97 | Low_D | 0.96 | 75.2 | N/A
Boiler | B_Upgrade_preHCs | Solid Fossil Boiler | Condensing Gas Boiler | 73-97 | High_E | 0.96 | 124 | N/A
Boiler | B_Upgrade_preHCs | Solid Fossil Boiler | Condensing Gas Boiler | 73-97 | Low_E | 0.96 | 171.7 | N/A
Boiler | B_Upgrade_preHCs | Solid Fossil Boiler | Condensing Gas Boiler | 73-97 | High_F | 0.96 | 241.6 | N/A
Boiler | B_Upgrade_preHCs | Solid Fossil Boiler | Condensing Gas Boiler | 73-97 | Low_F | 0.96 | 322.1 | N/A
Boiler | B_Upgrade_preHCs | Solid Fossil Boiler | Condensing Gas Boiler | 73-97 | High_G | 0.96 | 438.1 | N/A
Boiler | B_Upgrade_preHCs | Solid Fossil Boiler | Condensing Gas Boiler | 73-97 | Low_G | 0.96 | 573.6 | N/A
Boiler | B_Upgrade_preHCs | Solid Fossil Boiler | Condensing Gas Boiler | 98-199 | High_D | 0.96 | 76.6 | N/A
Boiler | B_Upgrade_preHCs | Solid Fossil Boiler | Condensing Gas Boiler | 98-199 | Low_D | 0.96 | 122.6 | N/A
Boiler | B_Upgrade_preHCs | Solid Fossil Boiler | Condensing Gas Boiler | 98-199 | High_E | 0.96 | 179.4 | N/A
Boiler | B_Upgrade_preHCs | Solid Fossil Boiler | Condensing Gas Boiler | 98-199 | Low_E | 0.96 | 234.9 | N/A
Boiler | B_Upgrade_preHCs | Solid Fossil Boiler | Condensing Gas Boiler | 98-199 | High_F | 0.96 | 315.6 | N/A
Boiler | B_Upgrade_preHCs | Solid Fossil Boiler | Condensing Gas Boiler | 98-199 | Low_F | 0.96 | 408.4 | N/A
Boiler | B_Upgrade_preHCs | Solid Fossil Boiler | Condensing Gas Boiler | 98-199 | High_G | 0.96 | 541.9 | N/A
Boiler | B_Upgrade_preHCs | Solid Fossil Boiler | Condensing Gas Boiler | 98-199 | Low_G | 0.96 | 697.5 | N/A
Boiler | B_Upgrade_preHCs | Solid Fossil Boiler | Condensing Gas Boiler | 200+ | High_D | 0.96 | 217.5 | N/A
Boiler | B_Upgrade_preHCs | Solid Fossil Boiler | Condensing Gas Boiler | 200+ | Low_D | 0.96 | 294.6 | N/A
Boiler | B_Upgrade_preHCs | Solid Fossil Boiler | Condensing Gas Boiler | 200+ | High_E | 0.96 | 392 | N/A
Boiler | B_Upgrade_preHCs | Solid Fossil Boiler | Condensing Gas Boiler | 200+ | Low_E | 0.96 | 487.1 | N/A
Boiler | B_Upgrade_preHCs | Solid Fossil Boiler | Condensing Gas Boiler | 200+ | High_F | 0.96 | 626.4 | N/A
Boiler | B_Upgrade_preHCs | Solid Fossil Boiler | Condensing Gas Boiler | 200+ | Low_F | 0.96 | 787.1 | N/A
Boiler | B_Upgrade_preHCs | Solid Fossil Boiler | Condensing Gas Boiler | 200+ | High_G | 0.96 | 1019.2 | N/A
Boiler | B_Upgrade_preHCs | Solid Fossil Boiler | Condensing Gas Boiler | 200+ | Low_G | 0.96 | 1290.9 | N/A
DHS | DHS_connection_preHCs | Solid Fossil Boiler | Shared Ground Loop GSHP | 0-72 | High_D | 0.96 | 149.1 | N/A
DHS | DHS_connection_preHCs | Solid Fossil Boiler | Shared Ground Loop GSHP | 0-72 | Low_D | 0.96 | 188.5 | N/A
DHS | DHS_connection_preHCs | Solid Fossil Boiler | Shared Ground Loop GSHP | 0-72 | High_E | 0.96 | 237.9 | N/A
DHS | DHS_connection_preHCs | Solid Fossil Boiler | Shared Ground Loop GSHP | 0-72 | Low_E | 0.96 | 286.9 | N/A
DHS | DHS_connection_preHCs | Solid Fossil Boiler | Shared Ground Loop GSHP | 0-72 | High_F | 0.96 | 358.5 | N/A
DHS | DHS_connection_preHCs | Solid Fossil Boiler | Shared Ground Loop GSHP | 0-72 | Low_F | 0.96 | 441 | N/A
DHS | DHS_connection_preHCs | Solid Fossil Boiler | Shared Ground Loop GSHP | 0-72 | High_G | 0.96 | 559.7 | N/A
DHS | DHS_connection_preHCs | Solid Fossil Boiler | Shared Ground Loop GSHP | 0-72 | Low_G | 0.96 | 697.9 | N/A
DHS | DHS_connection_preHCs | Solid Fossil Boiler | Shared Ground Loop GSHP | 73-97 | High_D | 0.96 | 161.5 | N/A
DHS | DHS_connection_preHCs | Solid Fossil Boiler | Shared Ground Loop GSHP | 73-97 | Low_D | 0.96 | 203.1 | N/A
DHS | DHS_connection_preHCs | Solid Fossil Boiler | Shared Ground Loop GSHP | 73-97 | High_E | 0.96 | 254.6 | N/A
DHS | DHS_connection_preHCs | Solid Fossil Boiler | Shared Ground Loop GSHP | 73-97 | Low_E | 0.96 | 304.9 | N/A
DHS | DHS_connection_preHCs | Solid Fossil Boiler | Shared Ground Loop GSHP | 73-97 | High_F | 0.96 | 378.4 | N/A
DHS | DHS_connection_preHCs | Solid Fossil Boiler | Shared Ground Loop GSHP | 73-97 | Low_F | 0.96 | 462.9 | N/A
DHS | DHS_connection_preHCs | Solid Fossil Boiler | Shared Ground Loop GSHP | 73-97 | High_G | 0.96 | 584.6 | N/A
DHS | DHS_connection_preHCs | Solid Fossil Boiler | Shared Ground Loop GSHP | 73-97 | Low_G | 0.96 | 726.5 | N/A
DHS | DHS_connection_preHCs | Solid Fossil Boiler | Shared Ground Loop GSHP | 98-199 | High_D | 0.96 | 192.6 | N/A
DHS | DHS_connection_preHCs | Solid Fossil Boiler | Shared Ground Loop GSHP | 98-199 | Low_D | 0.96 | 241.2 | N/A
DHS | DHS_connection_preHCs | Solid Fossil Boiler | Shared Ground Loop GSHP | 98-199 | High_E | 0.96 | 301 | N/A
DHS | DHS_connection_preHCs | Solid Fossil Boiler | Shared Ground Loop GSHP | 98-199 | Low_E | 0.96 | 359.4 | N/A
DHS | DHS_connection_preHCs | Solid Fossil Boiler | Shared Ground Loop GSHP | 98-199 | High_F | 0.96 | 444.4 | N/A
DHS | DHS_connection_preHCs | Solid Fossil Boiler | Shared Ground Loop GSHP | 98-199 | Low_F | 0.96 | 541.8 | N/A
DHS | DHS_connection_preHCs | Solid Fossil Boiler | Shared Ground Loop GSHP | 98-199 | High_G | 0.96 | 681.7 | N/A
DHS | DHS_connection_preHCs | Solid Fossil Boiler | Shared Ground Loop GSHP | 98-199 | Low_G | 0.96 | 844.8 | N/A
DHS | DHS_connection_preHCs | Solid Fossil Boiler | Shared Ground Loop GSHP | 200+ | High_D | 0.96 | 343.8 | N/A
DHS | DHS_connection_preHCs | Solid Fossil Boiler | Shared Ground Loop GSHP | 200+ | Low_D | 0.96 | 425.3 | N/A
DHS | DHS_connection_preHCs | Solid Fossil Boiler | Shared Ground Loop GSHP | 200+ | High_E | 0.96 | 528.2 | N/A
DHS | DHS_connection_preHCs | Solid Fossil Boiler | Shared Ground Loop GSHP | 200+ | Low_E | 0.96 | 628.6 | N/A
DHS | DHS_connection_preHCs | Solid Fossil Boiler | Shared Ground Loop GSHP | 200+ | High_F | 0.96 | 775.3 | N/A
DHS | DHS_connection_preHCs | Solid Fossil Boiler | Shared Ground Loop GSHP | 200+ | Low_F | 0.96 | 944.3 | N/A
DHS | DHS_connection_preHCs | Solid Fossil Boiler | Shared Ground Loop GSHP | 200+ | High_G | 0.96 | 1188 | N/A
DHS | DHS_connection_preHCs | Solid Fossil Boiler | Shared Ground Loop GSHP | 200+ | Low_G | 0.96 | 1472.9 | N/A
DHS | DHS_connection_preHCs | Condensing Gas Boiler | DHS CHP | 0-72 | High_B | 0.96 | 0 | N/A
DHS | DHS_connection_preHCs | Condensing Gas Boiler | DHS CHP | 0-72 | Low_B | 0.96 | 0 | N/A
DHS | DHS_connection_preHCs | Condensing Gas Boiler | DHS CHP | 0-72 | High_C | 0.96 | 0 | N/A
DHS | DHS_connection_preHCs | Condensing Gas Boiler | DHS CHP | 0-72 | Low_C | 0.96 | 15.6 | N/A
DHS | DHS_connection_preHCs | Condensing Gas Boiler | DHS CHP | 0-72 | High_D | 0.96 | 36.7 | N/A
DHS | DHS_connection_preHCs | Condensing Gas Boiler | DHS CHP | 0-72 | Low_D | 0.96 | 58.2 | N/A
DHS | DHS_connection_preHCs | Condensing Gas Boiler | DHS CHP | 0-72 | High_E | 0.96 | 84.8 | N/A
DHS | DHS_connection_preHCs | Condensing Gas Boiler | DHS CHP | 0-72 | Low_E | 0.96 | 111.1 | N/A
DHS | DHS_connection_preHCs | Condensing Gas Boiler | DHS CHP | 0-72 | High_F | 0.96 | 150.7 | N/A
DHS | DHS_connection_preHCs | Condensing Gas Boiler | DHS CHP | 0-72 | Low_F | 0.96 | 197.6 | N/A
DHS | DHS_connection_preHCs | Condensing Gas Boiler | DHS CHP | 0-72 | High_G | 0.96 | 266.7 | N/A
DHS | DHS_connection_preHCs | Condensing Gas Boiler | DHS CHP | 0-72 | Low_G | 0.96 | 348.7 | N/A
DHS | DHS_connection_preHCs | Condensing Gas Boiler | DHS CHP | 73-97 | High_B | 0.96 | 0 | N/A
DHS | DHS_connection_preHCs | Condensing Gas Boiler | DHS CHP | 73-97 | Low_B | 0.96 | 0 | N/A
DHS | DHS_connection_preHCs | Condensing Gas Boiler | DHS CHP | 73-97 | High_C | 0.96 | 2.1 | N/A
DHS | DHS_connection_preHCs | Condensing Gas Boiler | DHS CHP | 73-97 | Low_C | 0.96 | 18.7 | N/A
DHS | DHS_connection_preHCs | Condensing Gas Boiler | DHS CHP | 73-97 | High_D | 0.96 | 40.2 | N/A
DHS | DHS_connection_preHCs | Condensing Gas Boiler | DHS CHP | 73-97 | Low_D | 0.96 | 61.6 | N/A
DHS | DHS_connection_preHCs | Condensing Gas Boiler | DHS CHP | 73-97 | High_E | 0.96 | 87.7 | N/A
DHS | DHS_connection_preHCs | Condensing Gas Boiler | DHS CHP | 73-97 | Low_E | 0.96 | 113.2 | N/A
DHS | DHS_connection_preHCs | Condensing Gas Boiler | DHS CHP | 73-97 | High_F | 0.96 | 151.9 | N/A
DHS | DHS_connection_preHCs | Condensing Gas Boiler | DHS CHP | 73-97 | Low_F | 0.96 | 198.2 | N/A
DHS | DHS_connection_preHCs | Condensing Gas Boiler | DHS CHP | 73-97 | High_G | 0.96 | 266.9 | N/A
DHS | DHS_connection_preHCs | Condensing Gas Boiler | DHS CHP | 73-97 | Low_G | 0.96 | 349.2 | N/A
DHS | DHS_connection_preHCs | Condensing Gas Boiler | DHS CHP | 98-199 | High_B | 0.96 | 0 | N/A
DHS | DHS_connection_preHCs | Condensing Gas Boiler | DHS CHP | 98-199 | Low_B | 0.96 | 0 | N/A
DHS | DHS_connection_preHCs | Condensing Gas Boiler | DHS CHP | 98-199 | High_C | 0.96 | 13.9 | N/A
DHS | DHS_connection_preHCs | Condensing Gas Boiler | DHS CHP | 98-199 | Low_C | 0.96 | 34.7 | N/A
DHS | DHS_connection_preHCs | Condensing Gas Boiler | DHS CHP | 98-199 | High_D | 0.96 | 61.3 | N/A
DHS | DHS_connection_preHCs | Condensing Gas Boiler | DHS CHP | 98-199 | Low_D | 0.96 | 87.2 | N/A
DHS | DHS_connection_preHCs | Condensing Gas Boiler | DHS CHP | 98-199 | High_E | 0.96 | 118.3 | N/A
DHS | DHS_connection_preHCs | Condensing Gas Boiler | DHS CHP | 98-199 | Low_E | 0.96 | 148.2 | N/A
DHS | DHS_connection_preHCs | Condensing Gas Boiler | DHS CHP | 98-199 | High_F | 0.96 | 193.2 | N/A
DHS | DHS_connection_preHCs | Condensing Gas Boiler | DHS CHP | 98-199 | Low_F | 0.96 | 246.3 | N/A
DHS | DHS_connection_preHCs | Condensing Gas Boiler | DHS CHP | 98-199 | High_G | 0.96 | 324.7 | N/A
DHS | DHS_connection_preHCs | Condensing Gas Boiler | DHS CHP | 98-199 | Low_G | 0.96 | 418.2 | N/A
DHS | DHS_connection_preHCs | Condensing Gas Boiler | DHS CHP | 200+ | High_B | 0.96 | 0 | N/A
DHS | DHS_connection_preHCs | Condensing Gas Boiler | DHS CHP | 200+ | Low_B | 0.96 | 1 | N/A
DHS | DHS_connection_preHCs | Condensing Gas Boiler | DHS CHP | 200+ | High_C | 0.96 | 33.4 | N/A
DHS | DHS_connection_preHCs | Condensing Gas Boiler | DHS CHP | 200+ | Low_C | 0.96 | 60.3 | N/A
DHS | DHS_connection_preHCs | Condensing Gas Boiler | DHS CHP | 200+ | High_D | 0.96 | 100 | N/A
DHS | DHS_connection_preHCs | Condensing Gas Boiler | DHS CHP | 200+ | Low_D | 0.96 | 142.9 | N/A
DHS | DHS_connection_preHCs | Condensing Gas Boiler | DHS CHP | 200+ | High_E | 0.96 | 217.6 | N/A
DHS | DHS_connection_preHCs | Condensing Gas Boiler | DHS CHP | 200+ | Low_E | 0.96 | 268.7 | N/A
DHS | DHS_connection_preHCs | Condensing Gas Boiler | DHS CHP | 200+ | High_F | 0.96 | 357.5 | N/A
DHS | DHS_connection_preHCs | Condensing Gas Boiler | DHS CHP | 200+ | Low_F | 0.96 | 456.1 | N/A
DHS | DHS_connection_preHCs | Condensing Gas Boiler | DHS CHP | 200+ | High_G | 0.96 | 596 | N/A
DHS | DHS_connection_preHCs | Condensing Gas Boiler | DHS CHP | 200+ | Low_G | 0.96 | 752.7 | N/A
DHS | DHS_connection_preHCs | Condensing Gas Boiler | DHS non-CHP | 0-72 | High_B | 0.96 | 0 | N/A
DHS | DHS_connection_preHCs | Condensing Gas Boiler | DHS non-CHP | 0-72 | Low_B | 0.96 | 0 | N/A
DHS | DHS_connection_preHCs | Condensing Gas Boiler | DHS non-CHP | 0-72 | High_C | 0.96 | 0 | N/A
DHS | DHS_connection_preHCs | Condensing Gas Boiler | DHS non-CHP | 0-72 | Low_C | 0.96 | 0 | N/A
DHS | DHS_connection_preHCs | Condensing Gas Boiler | DHS non-CHP | 0-72 | High_D | 0.96 | 0 | N/A
DHS | DHS_connection_preHCs | Condensing Gas Boiler | DHS non-CHP | 0-72 | Low_D | 0.96 | 0 | N/A
DHS | DHS_connection_preHCs | Condensing Gas Boiler | DHS non-CHP | 0-72 | High_E | 0.96 | 0 | N/A
DHS | DHS_connection_preHCs | Condensing Gas Boiler | DHS non-CHP | 0-72 | Low_E | 0.96 | 0 | N/A
DHS | DHS_connection_preHCs | Condensing Gas Boiler | DHS non-CHP | 0-72 | High_F | 0.96 | 0 | N/A
DHS | DHS_connection_preHCs | Condensing Gas Boiler | DHS non-CHP | 0-72 | Low_F | 0.96 | 0 | N/A
DHS | DHS_connection_preHCs | Condensing Gas Boiler | DHS non-CHP | 0-72 | High_G | 0.96 | 0 | N/A
DHS | DHS_connection_preHCs | Condensing Gas Boiler | DHS non-CHP | 0-72 | Low_G | 0.96 | 0 | N/A
DHS | DHS_connection_preHCs | Condensing Gas Boiler | DHS non-CHP | 73-97 | High_B | 0.96 | 0 | N/A
DHS | DHS_connection_preHCs | Condensing Gas Boiler | DHS non-CHP | 73-97 | Low_B | 0.96 | 0 | N/A
DHS | DHS_connection_preHCs | Condensing Gas Boiler | DHS non-CHP | 73-97 | High_C | 0.96 | 0 | N/A
DHS | DHS_connection_preHCs | Condensing Gas Boiler | DHS non-CHP | 73-97 | Low_C | 0.96 | 0 | N/A
DHS | DHS_connection_preHCs | Condensing Gas Boiler | DHS non-CHP | 73-97 | High_D | 0.96 | 0 | N/A
DHS | DHS_connection_preHCs | Condensing Gas Boiler | DHS non-CHP | 73-97 | Low_D | 0.96 | 0 | N/A
DHS | DHS_connection_preHCs | Condensing Gas Boiler | DHS non-CHP | 73-97 | High_E | 0.96 | 0 | N/A
DHS | DHS_connection_preHCs | Condensing Gas Boiler | DHS non-CHP | 73-97 | Low_E | 0.96 | 0 | N/A
DHS | DHS_connection_preHCs | Condensing Gas Boiler | DHS non-CHP | 73-97 | High_F | 0.96 | 0 | N/A
DHS | DHS_connection_preHCs | Condensing Gas Boiler | DHS non-CHP | 73-97 | Low_F | 0.96 | 0 | N/A
DHS | DHS_connection_preHCs | Condensing Gas Boiler | DHS non-CHP | 73-97 | High_G | 0.96 | 0 | N/A
DHS | DHS_connection_preHCs | Condensing Gas Boiler | DHS non-CHP | 73-97 | Low_G | 0.96 | 0 | N/A
DHS | DHS_connection_preHCs | Condensing Gas Boiler | DHS non-CHP | 98-199 | High_B | 0.96 | 0 | N/A
DHS | DHS_connection_preHCs | Condensing Gas Boiler | DHS non-CHP | 98-199 | Low_B | 0.96 | 0 | N/A
DHS | DHS_connection_preHCs | Condensing Gas Boiler | DHS non-CHP | 98-199 | High_C | 0.96 | 0 | N/A
DHS | DHS_connection_preHCs | Condensing Gas Boiler | DHS non-CHP | 98-199 | Low_C | 0.96 | 0 | N/A
DHS | DHS_connection_preHCs | Condensing Gas Boiler | DHS non-CHP | 98-199 | High_D | 0.96 | 0 | N/A
DHS | DHS_connection_preHCs | Condensing Gas Boiler | DHS non-CHP | 98-199 | Low_D | 0.96 | 0 | N/A
DHS | DHS_connection_preHCs | Condensing Gas Boiler | DHS non-CHP | 98-199 | High_E | 0.96 | 0 | N/A
DHS | DHS_connection_preHCs | Condensing Gas Boiler | DHS non-CHP | 98-199 | Low_E | 0.96 | 0 | N/A
DHS | DHS_connection_preHCs | Condensing Gas Boiler | DHS non-CHP | 98-199 | High_F | 0.96 | 0 | N/A
DHS | DHS_connection_preHCs | Condensing Gas Boiler | DHS non-CHP | 98-199 | Low_F | 0.96 | 0 | N/A
DHS | DHS_connection_preHCs | Condensing Gas Boiler | DHS non-CHP | 98-199 | High_G | 0.96 | 0 | N/A
DHS | DHS_connection_preHCs | Condensing Gas Boiler | DHS non-CHP | 98-199 | Low_G | 0.96 | 0 | N/A
DHS | DHS_connection_preHCs | Condensing Gas Boiler | DHS non-CHP | 200+ | High_B | 0.96 | 0 | N/A
DHS | DHS_connection_preHCs | Condensing Gas Boiler | DHS non-CHP | 200+ | Low_B | 0.96 | 0 | N/A
DHS | DHS_connection_preHCs | Condensing Gas Boiler | DHS non-CHP | 200+ | High_C | 0.96 | 0 | N/A
DHS | DHS_connection_preHCs | Condensing Gas Boiler | DHS non-CHP | 200+ | Low_C | 0.96 | 0 | N/A
DHS | DHS_connection_preHCs | Condensing Gas Boiler | DHS non-CHP | 200+ | High_D | 0.96 | 0 | N/A
DHS | DHS_connection_preHCs | Condensing Gas Boiler | DHS non-CHP | 200+ | Low_D | 0.96 | 0 | N/A
DHS | DHS_connection_preHCs | Condensing Gas Boiler | DHS non-CHP | 200+ | High_E | 0.96 | 0 | N/A
DHS | DHS_connection_preHCs | Condensing Gas Boiler | DHS non-CHP | 200+ | Low_E | 0.96 | 0 | N/A
DHS | DHS_connection_preHCs | Condensing Gas Boiler | DHS non-CHP | 200+ | High_F | 0.96 | 0 | N/A
DHS | DHS_connection_preHCs | Condensing Gas Boiler | DHS non-CHP | 200+ | Low_F | 0.96 | 0 | N/A
DHS | DHS_connection_preHCs | Condensing Gas Boiler | DHS non-CHP | 200+ | High_G | 0.96 | 0 | N/A
DHS | DHS_connection_preHCs | Condensing Gas Boiler | DHS non-CHP | 200+ | Low_G | 0.96 | 0 | N/A
DHS | DHS_connection_preHCs | Non Condensing Gas Boiler | DHS CHP | 0-72 | High_B | 0.96 | 0 | N/A
DHS | DHS_connection_preHCs | Non Condensing Gas Boiler | DHS CHP | 0-72 | Low_B | 0.96 | 0 | N/A
DHS | DHS_connection_preHCs | Non Condensing Gas Boiler | DHS CHP | 0-72 | High_C | 0.96 | 19 | N/A
DHS | DHS_connection_preHCs | Non Condensing Gas Boiler | DHS CHP | 0-72 | Low_C | 0.96 | 44.5 | N/A
DHS | DHS_connection_preHCs | Non Condensing Gas Boiler | DHS CHP | 0-72 | High_D | 0.96 | 77.6 | N/A
DHS | DHS_connection_preHCs | Non Condensing Gas Boiler | DHS CHP | 0-72 | Low_D | 0.96 | 110.6 | N/A
DHS | DHS_connection_preHCs | Non Condensing Gas Boiler | DHS CHP | 0-72 | High_E | 0.96 | 150.8 | N/A
DHS | DHS_connection_preHCs | Non Condensing Gas Boiler | DHS CHP | 0-72 | Low_E | 0.96 | 189.6 | N/A
DHS | DHS_connection_preHCs | Non Condensing Gas Boiler | DHS CHP | 0-72 | High_F | 0.96 | 247.1 | N/A
DHS | DHS_connection_preHCs | Non Condensing Gas Boiler | DHS CHP | 0-72 | Low_F | 0.96 | 314.1 | N/A
DHS | DHS_connection_preHCs | Non Condensing Gas Boiler | DHS CHP | 0-72 | High_G | 0.96 | 412 | N/A
DHS | DHS_connection_preHCs | Non Condensing Gas Boiler | DHS CHP | 0-72 | Low_G | 0.96 | 527.5 | N/A
DHS | DHS_connection_preHCs | Non Condensing Gas Boiler | DHS CHP | 73-97 | High_B | 0.96 | 0 | N/A
DHS | DHS_connection_preHCs | Non Condensing Gas Boiler | DHS CHP | 73-97 | Low_B | 0.96 | 0 | N/A
DHS | DHS_connection_preHCs | Non Condensing Gas Boiler | DHS CHP | 73-97 | High_C | 0.96 | 26.9 | N/A
DHS | DHS_connection_preHCs | Non Condensing Gas Boiler | DHS CHP | 73-97 | Low_C | 0.96 | 54.6 | N/A
DHS | DHS_connection_preHCs | Non Condensing Gas Boiler | DHS CHP | 73-97 | High_D | 0.96 | 89.9 | N/A
DHS | DHS_connection_preHCs | Non Condensing Gas Boiler | DHS CHP | 73-97 | Low_D | 0.96 | 124.2 | N/A
DHS | DHS_connection_preHCs | Non Condensing Gas Boiler | DHS CHP | 73-97 | High_E | 0.96 | 165 | N/A
DHS | DHS_connection_preHCs | Non Condensing Gas Boiler | DHS CHP | 73-97 | Low_E | 0.96 | 203.9 | N/A
DHS | DHS_connection_preHCs | Non Condensing Gas Boiler | DHS CHP | 73-97 | High_F | 0.96 | 261.2 | N/A
DHS | DHS_connection_preHCs | Non Condensing Gas Boiler | DHS CHP | 73-97 | Low_F | 0.96 | 328.1 | N/A
DHS | DHS_connection_preHCs | Non Condensing Gas Boiler | DHS CHP | 73-97 | High_G | 0.96 | 426 | N/A
DHS | DHS_connection_preHCs | Non Condensing Gas Boiler | DHS CHP | 73-97 | Low_G | 0.96 | 542.2 | N/A
DHS | DHS_connection_preHCs | Non Condensing Gas Boiler | DHS CHP | 98-199 | High_B | 0.96 | 0 | N/A
DHS | DHS_connection_preHCs | Non Condensing Gas Boiler | DHS CHP | 98-199 | Low_B | 0.96 | 6.2 | N/A
DHS | DHS_connection_preHCs | Non Condensing Gas Boiler | DHS CHP | 98-199 | High_C | 0.96 | 45.5 | N/A
DHS | DHS_connection_preHCs | Non Condensing Gas Boiler | DHS CHP | 98-199 | Low_C | 0.96 | 79.3 | N/A
DHS | DHS_connection_preHCs | Non Condensing Gas Boiler | DHS CHP | 98-199 | High_D | 0.96 | 122.1 | N/A
DHS | DHS_connection_preHCs | Non Condensing Gas Boiler | DHS CHP | 98-199 | Low_D | 0.96 | 163.1 | N/A
DHS | DHS_connection_preHCs | Non Condensing Gas Boiler | DHS CHP | 98-199 | High_E | 0.96 | 212 | N/A
DHS | DHS_connection_preHCs | Non Condensing Gas Boiler | DHS CHP | 98-199 | Low_E | 0.96 | 258.5 | N/A
DHS | DHS_connection_preHCs | Non Condensing Gas Boiler | DHS CHP | 98-199 | High_F | 0.96 | 326.7 | N/A
DHS | DHS_connection_preHCs | Non Condensing Gas Boiler | DHS CHP | 98-199 | Low_F | 0.96 | 405.8 | N/A
DHS | DHS_connection_preHCs | Non Condensing Gas Boiler | DHS CHP | 98-199 | High_G | 0.96 | 521 | N/A
DHS | DHS_connection_preHCs | Non Condensing Gas Boiler | DHS CHP | 98-199 | Low_G | 0.96 | 657.3 | N/A
DHS | DHS_connection_preHCs | Non Condensing Gas Boiler | DHS CHP | 200+ | High_B | 0.96 | 0 | N/A
DHS | DHS_connection_preHCs | Non Condensing Gas Boiler | DHS CHP | 200+ | Low_B | 0.96 | 36.6 | N/A
DHS | DHS_connection_preHCs | Non Condensing Gas Boiler | DHS CHP | 200+ | High_C | 0.96 | 104.9 | N/A
DHS | DHS_connection_preHCs | Non Condensing Gas Boiler | DHS CHP | 200+ | Low_C | 0.96 | 164.1 | N/A
DHS | DHS_connection_preHCs | Non Condensing Gas Boiler | DHS CHP | 200+ | High_D | 0.96 | 239.1 | N/A
DHS | DHS_connection_preHCs | Non Condensing Gas Boiler | DHS CHP | 200+ | Low_D | 0.96 | 307.8 | N/A
DHS | DHS_connection_preHCs | Non Condensing Gas Boiler | DHS CHP | 200+ | High_E | 0.96 | 392.7 | N/A
DHS | DHS_connection_preHCs | Non Condensing Gas Boiler | DHS CHP | 200+ | Low_E | 0.96 | 473.9 | N/A
DHS | DHS_connection_preHCs | Non Condensing Gas Boiler | DHS CHP | 200+ | High_F | 0.96 | 594.2 | N/A
DHS | DHS_connection_preHCs | Non Condensing Gas Boiler | DHS CHP | 200+ | Low_F | 0.96 | 734.7 | N/A
DHS | DHS_connection_preHCs | Non Condensing Gas Boiler | DHS CHP | 200+ | High_G | 0.96 | 940.4 | N/A
DHS | DHS_connection_preHCs | Non Condensing Gas Boiler | DHS CHP | 200+ | Low_G | 0.96 | 1184.4 | N/A
DHS | DHS_connection_preHCs | Non Condensing Gas Boiler | DHS non-CHP | 0-72 | High_B | 0.96 | 0 | N/A
DHS | DHS_connection_preHCs | Non Condensing Gas Boiler | DHS non-CHP | 0-72 | Low_B | 0.96 | 0 | N/A
DHS | DHS_connection_preHCs | Non Condensing Gas Boiler | DHS non-CHP | 0-72 | High_C | 0.96 | 0 | N/A
DHS | DHS_connection_preHCs | Non Condensing Gas Boiler | DHS non-CHP | 0-72 | Low_C | 0.96 | 0 | N/A
DHS | DHS_connection_preHCs | Non Condensing Gas Boiler | DHS non-CHP | 0-72 | High_D | 0.96 | 0 | N/A
DHS | DHS_connection_preHCs | Non Condensing Gas Boiler | DHS non-CHP | 0-72 | Low_D | 0.96 | 0 | N/A
DHS | DHS_connection_preHCs | Non Condensing Gas Boiler | DHS non-CHP | 0-72 | High_E | 0.96 | 0 | N/A
DHS | DHS_connection_preHCs | Non Condensing Gas Boiler | DHS non-CHP | 0-72 | Low_E | 0.96 | 0 | N/A
DHS | DHS_connection_preHCs | Non Condensing Gas Boiler | DHS non-CHP | 0-72 | High_F | 0.96 | 0 | N/A
DHS | DHS_connection_preHCs | Non Condensing Gas Boiler | DHS non-CHP | 0-72 | Low_F | 0.96 | 0 | N/A
DHS | DHS_connection_preHCs | Non Condensing Gas Boiler | DHS non-CHP | 0-72 | High_G | 0.96 | 0 | N/A
DHS | DHS_connection_preHCs | Non Condensing Gas Boiler | DHS non-CHP | 0-72 | Low_G | 0.96 | 0 | N/A
DHS | DHS_connection_preHCs | Non Condensing Gas Boiler | DHS non-CHP | 73-97 | High_B | 0.96 | 0 | N/A
DHS | DHS_connection_preHCs | Non Condensing Gas Boiler | DHS non-CHP | 73-97 | Low_B | 0.96 | 0 | N/A
DHS | DHS_connection_preHCs | Non Condensing Gas Boiler | DHS non-CHP | 73-97 | High_C | 0.96 | 0 | N/A
DHS | DHS_connection_preHCs | Non Condensing Gas Boiler | DHS non-CHP | 73-97 | Low_C | 0.96 | 0 | N/A
DHS | DHS_connection_preHCs | Non Condensing Gas Boiler | DHS non-CHP | 73-97 | High_D | 0.96 | 0 | N/A
DHS | DHS_connection_preHCs | Non Condensing Gas Boiler | DHS non-CHP | 73-97 | Low_D | 0.96 | 0 | N/A
DHS | DHS_connection_preHCs | Non Condensing Gas Boiler | DHS non-CHP | 73-97 | High_E | 0.96 | 0 | N/A
DHS | DHS_connection_preHCs | Non Condensing Gas Boiler | DHS non-CHP | 73-97 | Low_E | 0.96 | 0 | N/A
DHS | DHS_connection_preHCs | Non Condensing Gas Boiler | DHS non-CHP | 73-97 | High_F | 0.96 | 0 | N/A
DHS | DHS_connection_preHCs | Non Condensing Gas Boiler | DHS non-CHP | 73-97 | Low_F | 0.96 | 0 | N/A
DHS | DHS_connection_preHCs | Non Condensing Gas Boiler | DHS non-CHP | 73-97 | High_G | 0.96 | 0 | N/A
DHS | DHS_connection_preHCs | Non Condensing Gas Boiler | DHS non-CHP | 73-97 | Low_G | 0.96 | 0 | N/A
DHS | DHS_connection_preHCs | Non Condensing Gas Boiler | DHS non-CHP | 98-199 | High_B | 0.96 | 0 | N/A
DHS | DHS_connection_preHCs | Non Condensing Gas Boiler | DHS non-CHP | 98-199 | Low_B | 0.96 | 0 | N/A
DHS | DHS_connection_preHCs | Non Condensing Gas Boiler | DHS non-CHP | 98-199 | High_C | 0.96 | 0 | N/A
DHS | DHS_connection_preHCs | Non Condensing Gas Boiler | DHS non-CHP | 98-199 | Low_C | 0.96 | 0 | N/A
DHS | DHS_connection_preHCs | Non Condensing Gas Boiler | DHS non-CHP | 98-199 | High_D | 0.96 | 0 | N/A
DHS | DHS_connection_preHCs | Non Condensing Gas Boiler | DHS non-CHP | 98-199 | Low_D | 0.96 | 0 | N/A
DHS | DHS_connection_preHCs | Non Condensing Gas Boiler | DHS non-CHP | 98-199 | High_E | 0.96 | 0 | N/A
DHS | DHS_connection_preHCs | Non Condensing Gas Boiler | DHS non-CHP | 98-199 | Low_E | 0.96 | 0 | N/A
DHS | DHS_connection_preHCs | Non Condensing Gas Boiler | DHS non-CHP | 98-199 | High_F | 0.96 | 0 | N/A
DHS | DHS_connection_preHCs | Non Condensing Gas Boiler | DHS non-CHP | 98-199 | Low_F | 0.96 | 0 | N/A
DHS | DHS_connection_preHCs | Non Condensing Gas Boiler | DHS non-CHP | 98-199 | High_G | 0.96 | 0 | N/A
DHS | DHS_connection_preHCs | Non Condensing Gas Boiler | DHS non-CHP | 98-199 | Low_G | 0.96 | 0 | N/A
DHS | DHS_connection_preHCs | Non Condensing Gas Boiler | DHS non-CHP | 200+ | High_B | 0.96 | 0 | N/A
DHS | DHS_connection_preHCs | Non Condensing Gas Boiler | DHS non-CHP | 200+ | Low_B | 0.96 | 0 | N/A
DHS | DHS_connection_preHCs | Non Condensing Gas Boiler | DHS non-CHP | 200+ | High_C | 0.96 | 0 | N/A
DHS | DHS_connection_preHCs | Non Condensing Gas Boiler | DHS non-CHP | 200+ | Low_C | 0.96 | 0 | N/A
DHS | DHS_connection_preHCs | Non Condensing Gas Boiler | DHS non-CHP | 200+ | High_D | 0.96 | 0 | N/A
DHS | DHS_connection_preHCs | Non Condensing Gas Boiler | DHS non-CHP | 200+ | Low_D | 0.96 | 0 | N/A
DHS | DHS_connection_preHCs | Non Condensing Gas Boiler | DHS non-CHP | 200+ | High_E | 0.96 | 0 | N/A
DHS | DHS_connection_preHCs | Non Condensing Gas Boiler | DHS non-CHP | 200+ | Low_E | 0.96 | 0 | N/A
DHS | DHS_connection_preHCs | Non Condensing Gas Boiler | DHS non-CHP | 200+ | High_F | 0.96 | 0 | N/A
DHS | DHS_connection_preHCs | Non Condensing Gas Boiler | DHS non-CHP | 200+ | Low_F | 0.96 | 0 | N/A
DHS | DHS_connection_preHCs | Non Condensing Gas Boiler | DHS non-CHP | 200+ | High_G | 0.96 | 0 | N/A
DHS | DHS_connection_preHCs | Non Condensing Gas Boiler | DHS non-CHP | 200+ | Low_G | 0.96 | 0 | N/A
DHS | DHS_connection_preHCs | Condensing LPG Boiler | DHS non-CHP | 0-72 | High_B | 0.96 | 14.1 | N/A
DHS | DHS_connection_preHCs | Condensing LPG Boiler | DHS non-CHP | 0-72 | Low_B | 0.96 | 5 | N/A
DHS | DHS_connection_preHCs | Condensing LPG Boiler | DHS non-CHP | 0-72 | High_C | 0.96 | 12.3 | N/A
DHS | DHS_connection_preHCs | Condensing LPG Boiler | DHS non-CHP | 0-72 | Low_C | 0.96 | 52.9 | N/A
DHS | DHS_connection_preHCs | Condensing LPG Boiler | DHS non-CHP | 0-72 | High_D | 0.96 | 105.2 | N/A
DHS | DHS_connection_preHCs | Condensing LPG Boiler | DHS non-CHP | 0-72 | Low_D | 0.96 | 156.7 | N/A
DHS | DHS_connection_preHCs | Condensing LPG Boiler | DHS non-CHP | 0-72 | High_E | 0.96 | 218.9 | N/A
DHS | DHS_connection_preHCs | Condensing LPG Boiler | DHS non-CHP | 0-72 | Low_E | 0.96 | 278.7 | N/A
DHS | DHS_connection_preHCs | Condensing LPG Boiler | DHS non-CHP | 0-72 | High_F | 0.96 | 365.3 | N/A
DHS | DHS_connection_preHCs | Condensing LPG Boiler | DHS non-CHP | 0-72 | Low_F | 0.96 | 464.6 | N/A
DHS | DHS_connection_preHCs | Condensing LPG Boiler | DHS non-CHP | 0-72 | High_G | 0.96 | 607.6 | N/A
DHS | DHS_connection_preHCs | Condensing LPG Boiler | DHS non-CHP | 0-72 | Low_G | 0.96 | 775 | N/A
DHS | DHS_connection_preHCs | Condensing LPG Boiler | DHS non-CHP | 73-97 | High_B | 0.96 | 0 | N/A
DHS | DHS_connection_preHCs | Condensing LPG Boiler | DHS non-CHP | 73-97 | Low_B | 0.96 | 0 | N/A
DHS | DHS_connection_preHCs | Condensing LPG Boiler | DHS non-CHP | 73-97 | High_C | 0.96 | 28.1 | N/A
DHS | DHS_connection_preHCs | Condensing LPG Boiler | DHS non-CHP | 73-97 | Low_C | 0.96 | 74.3 | N/A
DHS | DHS_connection_preHCs | Condensing LPG Boiler | DHS non-CHP | 73-97 | High_D | 0.96 | 132.6 | N/A
DHS | DHS_connection_preHCs | Condensing LPG Boiler | DHS non-CHP | 73-97 | Low_D | 0.96 | 188.3 | N/A
DHS | DHS_connection_preHCs | Condensing LPG Boiler | DHS non-CHP | 73-97 | High_E | 0.96 | 254.5 | N/A
DHS | DHS_connection_preHCs | Condensing LPG Boiler | DHS non-CHP | 73-97 | Low_E | 0.96 | 316.7 | N/A
DHS | DHS_connection_preHCs | Condensing LPG Boiler | DHS non-CHP | 73-97 | High_F | 0.96 | 405.7 | N/A
DHS | DHS_connection_preHCs | Condensing LPG Boiler | DHS non-CHP | 73-97 | Low_F | 0.96 | 507.1 | N/A
DHS | DHS_connection_preHCs | Condensing LPG Boiler | DHS non-CHP | 73-97 | High_G | 0.96 | 652.6 | N/A
DHS | DHS_connection_preHCs | Condensing LPG Boiler | DHS non-CHP | 73-97 | Low_G | 0.96 | 822.7 | N/A
DHS | DHS_connection_preHCs | Condensing LPG Boiler | DHS non-CHP | 98-199 | High_B | 0.96 | 0 | N/A
DHS | DHS_connection_preHCs | Condensing LPG Boiler | DHS non-CHP | 98-199 | Low_B | 0.96 | 0 | N/A
DHS | DHS_connection_preHCs | Condensing LPG Boiler | DHS non-CHP | 98-199 | High_C | 0.96 | 55.8 | N/A
DHS | DHS_connection_preHCs | Condensing LPG Boiler | DHS non-CHP | 98-199 | Low_C | 0.96 | 110.7 | N/A
DHS | DHS_connection_preHCs | Condensing LPG Boiler | DHS non-CHP | 98-199 | High_D | 0.96 | 179.9 | N/A
DHS | DHS_connection_preHCs | Condensing LPG Boiler | DHS non-CHP | 98-199 | Low_D | 0.96 | 245.2 | N/A
DHS | DHS_connection_preHCs | Condensing LPG Boiler | DHS non-CHP | 98-199 | High_E | 0.96 | 322.7 | N/A
DHS | DHS_connection_preHCs | Condensing LPG Boiler | DHS non-CHP | 98-199 | Low_E | 0.96 | 395.5 | N/A
DHS | DHS_connection_preHCs | Condensing LPG Boiler | DHS non-CHP | 98-199 | High_F | 0.96 | 499.5 | N/A
DHS | DHS_connection_preHCs | Condensing LPG Boiler | DHS non-CHP | 98-199 | Low_F | 0.96 | 617.6 | N/A
DHS | DHS_connection_preHCs | Condensing LPG Boiler | DHS non-CHP | 98-199 | High_G | 0.96 | 786.7 | N/A
DHS | DHS_connection_preHCs | Condensing LPG Boiler | DHS non-CHP | 98-199 | Low_G | 0.96 | 984.1 | N/A
DHS | DHS_connection_preHCs | Condensing LPG Boiler | DHS non-CHP | 200+ | High_B | 0.96 | 0 | N/A
DHS | DHS_connection_preHCs | Condensing LPG Boiler | DHS non-CHP | 200+ | Low_B | 0.96 | 43.8 | N/A
DHS | DHS_connection_preHCs | Condensing LPG Boiler | DHS non-CHP | 200+ | High_C | 0.96 | 159.6 | N/A
DHS | DHS_connection_preHCs | Condensing LPG Boiler | DHS non-CHP | 200+ | Low_C | 0.96 | 258.7 | N/A
DHS | DHS_connection_preHCs | Condensing LPG Boiler | DHS non-CHP | 200+ | High_D | 0.96 | 382.3 | N/A
DHS | DHS_connection_preHCs | Condensing LPG Boiler | DHS non-CHP | 200+ | Low_D | 0.96 | 493.5 | N/A
DHS | DHS_connection_preHCs | Condensing LPG Boiler | DHS non-CHP | 200+ | High_E | 0.96 | 628.3 | N/A
DHS | DHS_connection_preHCs | Condensing LPG Boiler | DHS non-CHP | 200+ | Low_E | 0.96 | 754.2 | N/A
DHS | DHS_connection_preHCs | Condensing LPG Boiler | DHS non-CHP | 200+ | High_F | 0.96 | 934 | N/A
DHS | DHS_connection_preHCs | Condensing LPG Boiler | DHS non-CHP | 200+ | Low_F | 0.96 | 1138.4 | N/A
DHS | DHS_connection_preHCs | Condensing LPG Boiler | DHS non-CHP | 200+ | High_G | 0.96 | 1431.6 | N/A
DHS | DHS_connection_preHCs | Condensing LPG Boiler | DHS non-CHP | 200+ | Low_G | 0.96 | 1774.5 | N/A
DHS | DHS_connection_preHCs | Condensing LPG Boiler | DHS CHP | 0-72 | High_B | 0.96 | 52.6 | N/A
DHS | DHS_connection_preHCs | Condensing LPG Boiler | DHS CHP | 0-72 | Low_B | 0.96 | 43.5 | N/A
DHS | DHS_connection_preHCs | Condensing LPG Boiler | DHS CHP | 0-72 | High_C | 0.96 | 56.3 | N/A
DHS | DHS_connection_preHCs | Condensing LPG Boiler | DHS CHP | 0-72 | Low_C | 0.96 | 111.6 | N/A
DHS | DHS_connection_preHCs | Condensing LPG Boiler | DHS CHP | 0-72 | High_D | 0.96 | 182.9 | N/A
DHS | DHS_connection_preHCs | Condensing LPG Boiler | DHS CHP | 0-72 | Low_D | 0.96 | 253 | N/A
DHS | DHS_connection_preHCs | Condensing LPG Boiler | DHS CHP | 0-72 | High_E | 0.96 | 338.1 | N/A
DHS | DHS_connection_preHCs | Condensing LPG Boiler | DHS CHP | 0-72 | Low_E | 0.96 | 419.6 | N/A
DHS | DHS_connection_preHCs | Condensing LPG Boiler | DHS CHP | 0-72 | High_F | 0.96 | 536.9 | N/A
DHS | DHS_connection_preHCs | Condensing LPG Boiler | DHS CHP | 0-72 | Low_F | 0.96 | 670.5 | N/A
DHS | DHS_connection_preHCs | Condensing LPG Boiler | DHS CHP | 0-72 | High_G | 0.96 | 861.5 | N/A
DHS | DHS_connection_preHCs | Condensing LPG Boiler | DHS CHP | 0-72 | Low_G | 0.96 | 1083.8 | N/A
DHS | DHS_connection_preHCs | Condensing LPG Boiler | DHS CHP | 73-97 | High_B | 0.96 | 26.7 | N/A
DHS | DHS_connection_preHCs | Condensing LPG Boiler | DHS CHP | 73-97 | Low_B | 0.96 | 19.8 | N/A
DHS | DHS_connection_preHCs | Condensing LPG Boiler | DHS CHP | 73-97 | High_C | 0.96 | 78.4 | N/A
DHS | DHS_connection_preHCs | Condensing LPG Boiler | DHS CHP | 73-97 | Low_C | 0.96 | 140.7 | N/A
DHS | DHS_connection_preHCs | Condensing LPG Boiler | DHS CHP | 73-97 | High_D | 0.96 | 219.8 | N/A
DHS | DHS_connection_preHCs | Condensing LPG Boiler | DHS CHP | 73-97 | Low_D | 0.96 | 295.7 | N/A
DHS | DHS_connection_preHCs | Condensing LPG Boiler | DHS CHP | 73-97 | High_E | 0.96 | 386.4 | N/A
DHS | DHS_connection_preHCs | Condensing LPG Boiler | DHS CHP | 73-97 | Low_E | 0.96 | 472.2 | N/A
DHS | DHS_connection_preHCs | Condensing LPG Boiler | DHS CHP | 73-97 | High_F | 0.96 | 594.4 | N/A
DHS | DHS_connection_preHCs | Condensing LPG Boiler | DHS CHP | 73-97 | Low_F | 0.96 | 732.8 | N/A
DHS | DHS_connection_preHCs | Condensing LPG Boiler | DHS CHP | 73-97 | High_G | 0.96 | 930.2 | N/A
DHS | DHS_connection_preHCs | Condensing LPG Boiler | DHS CHP | 73-97 | Low_G | 0.96 | 1159.7 | N/A
DHS | DHS_connection_preHCs | Condensing LPG Boiler | DHS CHP | 98-199 | High_B | 0.96 | 0 | N/A
DHS | DHS_connection_preHCs | Condensing LPG Boiler | DHS CHP | 98-199 | Low_B | 0.96 | 32 | N/A
DHS | DHS_connection_preHCs | Condensing LPG Boiler | DHS CHP | 98-199 | High_C | 0.96 | 117.6 | N/A
DHS | DHS_connection_preHCs | Condensing LPG Boiler | DHS CHP | 98-199 | Low_C | 0.96 | 191.3 | N/A
DHS | DHS_connection_preHCs | Condensing LPG Boiler | DHS CHP | 98-199 | High_D | 0.96 | 284.6 | N/A
DHS | DHS_connection_preHCs | Condensing LPG Boiler | DHS CHP | 98-199 | Low_D | 0.96 | 373.1 | N/A
DHS | DHS_connection_preHCs | Condensing LPG Boiler | DHS CHP | 98-199 | High_E | 0.96 | 478.9 | N/A
DHS | DHS_connection_preHCs | Condensing LPG Boiler | DHS CHP | 98-199 | Low_E | 0.96 | 578.9 | N/A
DHS | DHS_connection_preHCs | Condensing LPG Boiler | DHS CHP | 98-199 | High_F | 0.96 | 721.1 | N/A
DHS | DHS_connection_preHCs | Condensing LPG Boiler | DHS CHP | 98-199 | Low_F | 0.96 | 881.8 | N/A
DHS | DHS_connection_preHCs | Condensing LPG Boiler | DHS CHP | 98-199 | High_G | 0.96 | 1110.6 | N/A
DHS | DHS_connection_preHCs | Condensing LPG Boiler | DHS CHP | 98-199 | Low_G | 0.96 | 1376.3 | N/A
DHS | DHS_connection_preHCs | Condensing LPG Boiler | DHS CHP | 200+ | High_B | 0.96 | 1.5 | N/A
DHS | DHS_connection_preHCs | Condensing LPG Boiler | DHS CHP | 200+ | Low_B | 0.96 | 126.6 | N/A
DHS | DHS_connection_preHCs | Condensing LPG Boiler | DHS CHP | 200+ | High_C | 0.96 | 281.3 | N/A
DHS | DHS_connection_preHCs | Condensing LPG Boiler | DHS CHP | 200+ | Low_C | 0.96 | 414.5 | N/A
DHS | DHS_connection_preHCs | Condensing LPG Boiler | DHS CHP | 200+ | High_D | 0.96 | 581.8 | N/A
DHS | DHS_connection_preHCs | Condensing LPG Boiler | DHS CHP | 200+ | Low_D | 0.96 | 733.5 | N/A
DHS | DHS_connection_preHCs | Condensing LPG Boiler | DHS CHP | 200+ | High_E | 0.96 | 918.6 | N/A
DHS | DHS_connection_preHCs | Condensing LPG Boiler | DHS CHP | 200+ | Low_E | 0.96 | 1093 | N/A
DHS | DHS_connection_preHCs | Condensing LPG Boiler | DHS CHP | 200+ | High_F | 0.96 | 1340.8 | N/A
DHS | DHS_connection_preHCs | Condensing LPG Boiler | DHS CHP | 200+ | Low_F | 0.96 | 1621.1 | N/A
DHS | DHS_connection_preHCs | Condensing LPG Boiler | DHS CHP | 200+ | High_G | 0.96 | 2020.8 | N/A
DHS | DHS_connection_preHCs | Condensing LPG Boiler | DHS CHP | 200+ | Low_G | 0.96 | 2485.5 | N/A
DHS | DHS_connection_preHCs | Non Condensing LPG Boiler | DHS non-CHP | 0-72 | High_B | 0.96 | 53.7 | N/A
DHS | DHS_connection_preHCs | Non Condensing LPG Boiler | DHS non-CHP | 0-72 | Low_B | 0.96 | 47.5 | N/A
DHS | DHS_connection_preHCs | Non Condensing LPG Boiler | DHS non-CHP | 0-72 | High_C | 0.96 | 38.6 | N/A
DHS | DHS_connection_preHCs | Non Condensing LPG Boiler | DHS non-CHP | 0-72 | Low_C | 0.96 | 75.5 | N/A
DHS | DHS_connection_preHCs | Non Condensing LPG Boiler | DHS non-CHP | 0-72 | High_D | 0.96 | 137.6 | N/A
DHS | DHS_connection_preHCs | Non Condensing LPG Boiler | DHS non-CHP | 0-72 | Low_D | 0.96 | 197.3 | N/A
DHS | DHS_connection_preHCs | Non Condensing LPG Boiler | DHS non-CHP | 0-72 | High_E | 0.96 | 267.9 | N/A
DHS | DHS_connection_preHCs | Non Condensing LPG Boiler | DHS non-CHP | 0-72 | Low_E | 0.96 | 334 | N/A
DHS | DHS_connection_preHCs | Non Condensing LPG Boiler | DHS non-CHP | 0-72 | High_F | 0.96 | 428.2 | N/A
DHS | DHS_connection_preHCs | Non Condensing LPG Boiler | DHS non-CHP | 0-72 | Low_F | 0.96 | 535.1 | N/A
DHS | DHS_connection_preHCs | Non Condensing LPG Boiler | DHS non-CHP | 0-72 | High_G | 0.96 | 688 | N/A
DHS | DHS_connection_preHCs | Non Condensing LPG Boiler | DHS non-CHP | 0-72 | Low_G | 0.96 | 866.6 | N/A
DHS | DHS_connection_preHCs | Non Condensing LPG Boiler | DHS non-CHP | 73-97 | High_B | 0.96 | 20.9 | N/A
DHS | DHS_connection_preHCs | Non Condensing LPG Boiler | DHS non-CHP | 73-97 | Low_B | 0.96 | 17.3 | N/A
DHS | DHS_connection_preHCs | Non Condensing LPG Boiler | DHS non-CHP | 73-97 | High_C | 0.96 | 40.5 | N/A
DHS | DHS_connection_preHCs | Non Condensing LPG Boiler | DHS non-CHP | 73-97 | Low_C | 0.96 | 96.6 | N/A
DHS | DHS_connection_preHCs | Non Condensing LPG Boiler | DHS non-CHP | 73-97 | High_D | 0.96 | 166.4 | N/A
DHS | DHS_connection_preHCs | Non Condensing LPG Boiler | DHS non-CHP | 73-97 | Low_D | 0.96 | 232.2 | N/A
DHS | DHS_connection_preHCs | Non Condensing LPG Boiler | DHS non-CHP | 73-97 | High_E | 0.96 | 309 | N/A
DHS | DHS_connection_preHCs | Non Condensing LPG Boiler | DHS non-CHP | 73-97 | Low_E | 0.96 | 379.9 | N/A
DHS | DHS_connection_preHCs | Non Condensing LPG Boiler | DHS non-CHP | 73-97 | High_F | 0.96 | 479.9 | N/A
DHS | DHS_connection_preHCs | Non Condensing LPG Boiler | DHS non-CHP | 73-97 | Low_F | 0.96 | 592.5 | N/A
DHS | DHS_connection_preHCs | Non Condensing LPG Boiler | DHS non-CHP | 73-97 | High_G | 0.96 | 752.9 | N/A
DHS | DHS_connection_preHCs | Non Condensing LPG Boiler | DHS non-CHP | 73-97 | Low_G | 0.96 | 939.7 | N/A
DHS | DHS_connection_preHCs | Non Condensing LPG Boiler | DHS non-CHP | 98-199 | High_B | 0.96 | 0 | N/A
DHS | DHS_connection_preHCs | Non Condensing LPG Boiler | DHS non-CHP | 98-199 | Low_B | 0.96 | 0 | N/A
DHS | DHS_connection_preHCs | Non Condensing LPG Boiler | DHS non-CHP | 98-199 | High_C | 0.96 | 70.6 | N/A
DHS | DHS_connection_preHCs | Non Condensing LPG Boiler | DHS non-CHP | 98-199 | Low_C | 0.96 | 136.8 | N/A
DHS | DHS_connection_preHCs | Non Condensing LPG Boiler | DHS non-CHP | 98-199 | High_D | 0.96 | 218.9 | N/A
DHS | DHS_connection_preHCs | Non Condensing LPG Boiler | DHS non-CHP | 98-199 | Low_D | 0.96 | 295.3 | N/A
DHS | DHS_connection_preHCs | Non Condensing LPG Boiler | DHS non-CHP | 98-199 | High_E | 0.96 | 384.5 | N/A
DHS | DHS_connection_preHCs | Non Condensing LPG Boiler | DHS non-CHP | 98-199 | Low_E | 0.96 | 466.7 | N/A
DHS | DHS_connection_preHCs | Non Condensing LPG Boiler | DHS non-CHP | 98-199 | High_F | 0.96 | 582.5 | N/A
DHS | DHS_connection_preHCs | Non Condensing LPG Boiler | DHS non-CHP | 98-199 | Low_F | 0.96 | 712.5 | N/A
DHS | DHS_connection_preHCs | Non Condensing LPG Boiler | DHS non-CHP | 98-199 | High_G | 0.96 | 897.6 | N/A
DHS | DHS_connection_preHCs | Non Condensing LPG Boiler | DHS non-CHP | 98-199 | Low_G | 0.96 | 1112.8 | N/A
DHS | DHS_connection_preHCs | Non Condensing LPG Boiler | DHS non-CHP | 200+ | High_B | 0.96 | 0 | N/A
DHS | DHS_connection_preHCs | Non Condensing LPG Boiler | DHS non-CHP | 200+ | Low_B | 0.96 | 51 | N/A
DHS | DHS_connection_preHCs | Non Condensing LPG Boiler | DHS non-CHP | 200+ | High_C | 0.96 | 195.3 | N/A
DHS | DHS_connection_preHCs | Non Condensing LPG Boiler | DHS non-CHP | 200+ | Low_C | 0.96 | 316.9 | N/A
DHS | DHS_connection_preHCs | Non Condensing LPG Boiler | DHS non-CHP | 200+ | High_D | 0.96 | 465.8 | N/A
DHS | DHS_connection_preHCs | Non Condensing LPG Boiler | DHS non-CHP | 200+ | Low_D | 0.96 | 597 | N/A
DHS | DHS_connection_preHCs | Non Condensing LPG Boiler | DHS non-CHP | 200+ | High_E | 0.96 | 751.9 | N/A
DHS | DHS_connection_preHCs | Non Condensing LPG Boiler | DHS non-CHP | 200+ | Low_E | 0.96 | 892.7 | N/A
DHS | DHS_connection_preHCs | Non Condensing LPG Boiler | DHS non-CHP | 200+ | High_F | 0.96 | 1089.3 | N/A
DHS | DHS_connection_preHCs | Non Condensing LPG Boiler | DHS non-CHP | 200+ | Low_F | 0.96 | 1309.3 | N/A
DHS | DHS_connection_preHCs | Non Condensing LPG Boiler | DHS non-CHP | 200+ | High_G | 0.96 | 1622 | N/A
DHS | DHS_connection_preHCs | Non Condensing LPG Boiler | DHS non-CHP | 200+ | Low_G | 0.96 | 1986.2 | N/A
DHS | DHS_connection_preHCs | Non Condensing LPG Boiler | DHS CHP | 0-72 | High_B | 0.96 | 109.2 | N/A
DHS | DHS_connection_preHCs | Non Condensing LPG Boiler | DHS CHP | 0-72 | Low_B | 0.96 | 103.1 | N/A
DHS | DHS_connection_preHCs | Non Condensing LPG Boiler | DHS CHP | 0-72 | High_C | 0.96 | 94.2 | N/A
DHS | DHS_connection_preHCs | Non Condensing LPG Boiler | DHS CHP | 0-72 | Low_C | 0.96 | 141 | N/A
DHS | DHS_connection_preHCs | Non Condensing LPG Boiler | DHS CHP | 0-72 | High_D | 0.96 | 219.3 | N/A
DHS | DHS_connection_preHCs | Non Condensing LPG Boiler | DHS CHP | 0-72 | Low_D | 0.96 | 294.9 | N/A
DHS | DHS_connection_preHCs | Non Condensing LPG Boiler | DHS CHP | 0-72 | High_E | 0.96 | 384.9 | N/A
DHS | DHS_connection_preHCs | Non Condensing LPG Boiler | DHS CHP | 0-72 | Low_E | 0.96 | 469.6 | N/A
DHS | DHS_connection_preHCs | Non Condensing LPG Boiler | DHS CHP | 0-72 | High_F | 0.96 | 589.9 | N/A
DHS | DHS_connection_preHCs | Non Condensing LPG Boiler | DHS CHP | 0-72 | Low_F | 0.96 | 726 | N/A
DHS | DHS_connection_preHCs | Non Condensing LPG Boiler | DHS CHP | 0-72 | High_G | 0.96 | 919.9 | N/A
DHS | DHS_connection_preHCs | Non Condensing LPG Boiler | DHS CHP | 0-72 | Low_G | 0.96 | 1145.3 | N/A
DHS | DHS_connection_preHCs | Non Condensing LPG Boiler | DHS CHP | 73-97 | High_B | 0.96 | 71.5 | N/A
DHS | DHS_connection_preHCs | Non Condensing LPG Boiler | DHS CHP | 73-97 | Low_B | 0.96 | 67.8 | N/A
DHS | DHS_connection_preHCs | Non Condensing LPG Boiler | DHS CHP | 73-97 | High_C | 0.96 | 97.5 | N/A
DHS | DHS_connection_preHCs | Non Condensing LPG Boiler | DHS CHP | 73-97 | Low_C | 0.96 | 167.3 | N/A
DHS | DHS_connection_preHCs | Non Condensing LPG Boiler | DHS CHP | 73-97 | High_D | 0.96 | 254.8 | N/A
DHS | DHS_connection_preHCs | Non Condensing LPG Boiler | DHS CHP | 73-97 | Low_D | 0.96 | 337.7 | N/A
DHS | DHS_connection_preHCs | Non Condensing LPG Boiler | DHS CHP | 73-97 | High_E | 0.96 | 435.5 | N/A
DHS | DHS_connection_preHCs | Non Condensing LPG Boiler | DHS CHP | 73-97 | Low_E | 0.96 | 526.6 | N/A
DHS | DHS_connection_preHCs | Non Condensing LPG Boiler | DHS CHP | 73-97 | High_F | 0.96 | 654.8 | N/A
DHS | DHS_connection_preHCs | Non Condensing LPG Boiler | DHS CHP | 73-97 | Low_F | 0.96 | 798.9 | N/A
DHS | DHS_connection_preHCs | Non Condensing LPG Boiler | DHS CHP | 73-97 | High_G | 0.96 | 1003.6 | N/A
DHS | DHS_connection_preHCs | Non Condensing LPG Boiler | DHS CHP | 73-97 | Low_G | 0.96 | 1241 | N/A
DHS | DHS_connection_preHCs | Non Condensing LPG Boiler | DHS CHP | 98-199 | High_B | 0.96 | 34 | N/A
DHS | DHS_connection_preHCs | Non Condensing LPG Boiler | DHS CHP | 98-199 | Low_B | 0.96 | 39.7 | N/A
DHS | DHS_connection_preHCs | Non Condensing LPG Boiler | DHS CHP | 98-199 | High_C | 0.96 | 136 | N/A
DHS | DHS_connection_preHCs | Non Condensing LPG Boiler | DHS CHP | 98-199 | Low_C | 0.96 | 218.1 | N/A
DHS | DHS_connection_preHCs | Non Condensing LPG Boiler | DHS CHP | 98-199 | High_D | 0.96 | 320.8 | N/A
DHS | DHS_connection_preHCs | Non Condensing LPG Boiler | DHS CHP | 98-199 | Low_D | 0.96 | 416.9 | N/A
DHS | DHS_connection_preHCs | Non Condensing LPG Boiler | DHS CHP | 98-199 | High_E | 0.96 | 530.2 | N/A
DHS | DHS_connection_preHCs | Non Condensing LPG Boiler | DHS CHP | 98-199 | Low_E | 0.96 | 635.7 | N/A
DHS | DHS_connection_preHCs | Non Condensing LPG Boiler | DHS CHP | 98-199 | High_F | 0.96 | 783.9 | N/A
DHS | DHS_connection_preHCs | Non Condensing LPG Boiler | DHS CHP | 98-199 | Low_F | 0.96 | 950.3 | N/A
DHS | DHS_connection_preHCs | Non Condensing LPG Boiler | DHS CHP | 98-199 | High_G | 0.96 | 1186.3 | N/A
DHS | DHS_connection_preHCs | Non Condensing LPG Boiler | DHS CHP | 98-199 | Low_G | 0.96 | 1459.8 | N/A
DHS | DHS_connection_preHCs | Non Condensing LPG Boiler | DHS CHP | 200+ | High_B | 0.96 | 0 | N/A
DHS | DHS_connection_preHCs | Non Condensing LPG Boiler | DHS CHP | 200+ | Low_B | 0.96 | 134.3 | N/A
DHS | DHS_connection_preHCs | Non Condensing LPG Boiler | DHS CHP | 200+ | High_C | 0.96 | 311.7 | N/A
DHS | DHS_connection_preHCs | Non Condensing LPG Boiler | DHS CHP | 200+ | Low_C | 0.96 | 462.4 | N/A
DHS | DHS_connection_preHCs | Non Condensing LPG Boiler | DHS CHP | 200+ | High_D | 0.96 | 648.5 | N/A
DHS | DHS_connection_preHCs | Non Condensing LPG Boiler | DHS CHP | 200+ | Low_D | 0.96 | 814.2 | N/A
DHS | DHS_connection_preHCs | Non Condensing LPG Boiler | DHS CHP | 200+ | High_E | 0.96 | 1012 | N/A
DHS | DHS_connection_preHCs | Non Condensing LPG Boiler | DHS CHP | 200+ | Low_E | 0.96 | 1194.1 | N/A
DHS | DHS_connection_preHCs | Non Condensing LPG Boiler | DHS CHP | 200+ | High_F | 0.96 | 1448.6 | N/A
DHS | DHS_connection_preHCs | Non Condensing LPG Boiler | DHS CHP | 200+ | Low_F | 0.96 | 1733.4 | N/A
DHS | DHS_connection_preHCs | Non Condensing LPG Boiler | DHS CHP | 200+ | High_G | 0.96 | 2136.8 | N/A
DHS | DHS_connection_preHCs | Non Condensing LPG Boiler | DHS CHP | 200+ | Low_G | 0.96 | 2604.8 | N/A
DHS | DHS_connection_preHCs | Condensing Oil Boiler | DHS non-CHP | 0-72 | High_B | 0.96 | 0 | N/A
DHS | DHS_connection_preHCs | Condensing Oil Boiler | DHS non-CHP | 0-72 | Low_B | 0.96 | 0 | N/A
DHS | DHS_connection_preHCs | Condensing Oil Boiler | DHS non-CHP | 0-72 | High_C | 0.96 | 0 | N/A
DHS | DHS_connection_preHCs | Condensing Oil Boiler | DHS non-CHP | 0-72 | Low_C | 0.96 | 0 | N/A
DHS | DHS_connection_preHCs | Condensing Oil Boiler | DHS non-CHP | 0-72 | High_D | 0.96 | 0 | N/A
DHS | DHS_connection_preHCs | Condensing Oil Boiler | DHS non-CHP | 0-72 | Low_D | 0.96 | 0 | N/A
DHS | DHS_connection_preHCs | Condensing Oil Boiler | DHS non-CHP | 0-72 | High_E | 0.96 | 0 | N/A
DHS | DHS_connection_preHCs | Condensing Oil Boiler | DHS non-CHP | 0-72 | Low_E | 0.96 | 23 | N/A
DHS | DHS_connection_preHCs | Condensing Oil Boiler | DHS non-CHP | 0-72 | High_F | 0.96 | 65.5 | N/A
DHS | DHS_connection_preHCs | Condensing Oil Boiler | DHS non-CHP | 0-72 | Low_F | 0.96 | 116.1 | N/A
DHS | DHS_connection_preHCs | Condensing Oil Boiler | DHS non-CHP | 0-72 | High_G | 0.96 | 191.1 | N/A
DHS | DHS_connection_preHCs | Condensing Oil Boiler | DHS non-CHP | 0-72 | Low_G | 0.96 | 280.9 | N/A
DHS | DHS_connection_preHCs | Condensing Oil Boiler | DHS non-CHP | 73-97 | High_B | 0.96 | 0 | N/A
DHS | DHS_connection_preHCs | Condensing Oil Boiler | DHS non-CHP | 73-97 | Low_B | 0.96 | 0 | N/A
DHS | DHS_connection_preHCs | Condensing Oil Boiler | DHS non-CHP | 73-97 | High_C | 0.96 | 0 | N/A
DHS | DHS_connection_preHCs | Condensing Oil Boiler | DHS non-CHP | 73-97 | Low_C | 0.96 | 0 | N/A
DHS | DHS_connection_preHCs | Condensing Oil Boiler | DHS non-CHP | 73-97 | High_D | 0.96 | 0 | N/A
DHS | DHS_connection_preHCs | Condensing Oil Boiler | DHS non-CHP | 73-97 | Low_D | 0.96 | 0 | N/A
DHS | DHS_connection_preHCs | Condensing Oil Boiler | DHS non-CHP | 73-97 | High_E | 0.96 | 16 | N/A
DHS | DHS_connection_preHCs | Condensing Oil Boiler | DHS non-CHP | 73-97 | Low_E | 0.96 | 45 | N/A
DHS | DHS_connection_preHCs | Condensing Oil Boiler | DHS non-CHP | 73-97 | High_F | 0.96 | 88.6 | N/A
DHS | DHS_connection_preHCs | Condensing Oil Boiler | DHS non-CHP | 73-97 | Low_F | 0.96 | 140.4 | N/A
DHS | DHS_connection_preHCs | Condensing Oil Boiler | DHS non-CHP | 73-97 | High_G | 0.96 | 217.3 | N/A
DHS | DHS_connection_preHCs | Condensing Oil Boiler | DHS non-CHP | 73-97 | Low_G | 0.96 | 309.5 | N/A
DHS | DHS_connection_preHCs | Condensing Oil Boiler | DHS non-CHP | 98-199 | High_B | 0.96 | 0 | N/A
DHS | DHS_connection_preHCs | Condensing Oil Boiler | DHS non-CHP | 98-199 | Low_B | 0.96 | 0 | N/A
DHS | DHS_connection_preHCs | Condensing Oil Boiler | DHS non-CHP | 98-199 | High_C | 0.96 | 0 | N/A
DHS | DHS_connection_preHCs | Condensing Oil Boiler | DHS non-CHP | 98-199 | Low_C | 0.96 | 0 | N/A
DHS | DHS_connection_preHCs | Condensing Oil Boiler | DHS non-CHP | 98-199 | High_D | 0.96 | 0 | N/A
DHS | DHS_connection_preHCs | Condensing Oil Boiler | DHS non-CHP | 98-199 | Low_D | 0.96 | 27.5 | N/A
DHS | DHS_connection_preHCs | Condensing Oil Boiler | DHS non-CHP | 98-199 | High_E | 0.96 | 64.3 | N/A
DHS | DHS_connection_preHCs | Condensing Oil Boiler | DHS non-CHP | 98-199 | Low_E | 0.96 | 98.9 | N/A
DHS | DHS_connection_preHCs | Condensing Oil Boiler | DHS non-CHP | 98-199 | High_F | 0.96 | 150.1 | N/A
DHS | DHS_connection_preHCs | Condensing Oil Boiler | DHS non-CHP | 98-199 | Low_F | 0.96 | 210.1 | N/A
DHS | DHS_connection_preHCs | Condensing Oil Boiler | DHS non-CHP | 98-199 | High_G | 0.96 | 298.4 | N/A
DHS | DHS_connection_preHCs | Condensing Oil Boiler | DHS non-CHP | 98-199 | Low_G | 0.96 | 403.6 | N/A
DHS | DHS_connection_preHCs | Condensing Oil Boiler | DHS non-CHP | 200+ | High_B | 0.96 | 0 | N/A
DHS | DHS_connection_preHCs | Condensing Oil Boiler | DHS non-CHP | 200+ | Low_B | 0.96 | 0 | N/A
DHS | DHS_connection_preHCs | Condensing Oil Boiler | DHS non-CHP | 200+ | High_C | 0.96 | 0 | N/A
DHS | DHS_connection_preHCs | Condensing Oil Boiler | DHS non-CHP | 200+ | Low_C | 0.96 | 8.5 | N/A
DHS | DHS_connection_preHCs | Condensing Oil Boiler | DHS non-CHP | 200+ | High_D | 0.96 | 65.5 | N/A
DHS | DHS_connection_preHCs | Condensing Oil Boiler | DHS non-CHP | 200+ | Low_D | 0.96 | 117 | N/A
DHS | DHS_connection_preHCs | Condensing Oil Boiler | DHS non-CHP | 200+ | High_E | 0.96 | 180 | N/A
DHS | DHS_connection_preHCs | Condensing Oil Boiler | DHS non-CHP | 200+ | Low_E | 0.96 | 239.8 | N/A
DHS | DHS_connection_preHCs | Condensing Oil Boiler | DHS non-CHP | 200+ | High_F | 0.96 | 329.5 | N/A
DHS | DHS_connection_preHCs | Condensing Oil Boiler | DHS non-CHP | 200+ | Low_F | 0.96 | 435.8 | N/A
DHS | DHS_connection_preHCs | Condensing Oil Boiler | DHS non-CHP | 200+ | High_G | 0.96 | 593.2 | N/A
DHS | DHS_connection_preHCs | Condensing Oil Boiler | DHS non-CHP | 200+ | Low_G | 0.96 | 781.9 | N/A
DHS | DHS_connection_preHCs | Condensing Oil Boiler | DHS CHP | 0-72 | High_B | 0.96 | 0 | N/A
DHS | DHS_connection_preHCs | Condensing Oil Boiler | DHS CHP | 0-72 | Low_B | 0.96 | 0 | N/A
DHS | DHS_connection_preHCs | Condensing Oil Boiler | DHS CHP | 0-72 | High_C | 0.96 | 0 | N/A
DHS | DHS_connection_preHCs | Condensing Oil Boiler | DHS CHP | 0-72 | Low_C | 0.96 | 17.6 | N/A
DHS | DHS_connection_preHCs | Condensing Oil Boiler | DHS CHP | 0-72 | High_D | 0.96 | 68.7 | N/A
DHS | DHS_connection_preHCs | Condensing Oil Boiler | DHS CHP | 0-72 | Low_D | 0.96 | 119.3 | N/A
DHS | DHS_connection_preHCs | Condensing Oil Boiler | DHS CHP | 0-72 | High_E | 0.96 | 180.7 | N/A
DHS | DHS_connection_preHCs | Condensing Oil Boiler | DHS CHP | 0-72 | Low_E | 0.96 | 239.9 | N/A
DHS | DHS_connection_preHCs | Condensing Oil Boiler | DHS CHP | 0-72 | High_F | 0.96 | 326.3 | N/A
DHS | DHS_connection_preHCs | Condensing Oil Boiler | DHS CHP | 0-72 | Low_F | 0.96 | 425.7 | N/A
DHS | DHS_connection_preHCs | Condensing Oil Boiler | DHS CHP | 0-72 | High_G | 0.96 | 569.4 | N/A
DHS | DHS_connection_preHCs | Condensing Oil Boiler | DHS CHP | 0-72 | Low_G | 0.96 | 737.7 | N/A
DHS | DHS_connection_preHCs | Condensing Oil Boiler | DHS CHP | 73-97 | High_B | 0.96 | 0 | N/A
DHS | DHS_connection_preHCs | Condensing Oil Boiler | DHS CHP | 73-97 | Low_B | 0.96 | 0 | N/A
DHS | DHS_connection_preHCs | Condensing Oil Boiler | DHS CHP | 73-97 | High_C | 0.96 | 0 | N/A
DHS | DHS_connection_preHCs | Condensing Oil Boiler | DHS CHP | 73-97 | Low_C | 0.96 | 42.7 | N/A
DHS | DHS_connection_preHCs | Condensing Oil Boiler | DHS CHP | 73-97 | High_D | 0.96 | 98.6 | N/A
DHS | DHS_connection_preHCs | Condensing Oil Boiler | DHS CHP | 73-97 | Low_D | 0.96 | 153 | N/A
DHS | DHS_connection_preHCs | Condensing Oil Boiler | DHS CHP | 73-97 | High_E | 0.96 | 218.6 | N/A
DHS | DHS_connection_preHCs | Condensing Oil Boiler | DHS CHP | 73-97 | Low_E | 0.96 | 281.3 | N/A
DHS | DHS_connection_preHCs | Condensing Oil Boiler | DHS CHP | 73-97 | High_F | 0.96 | 372.3 | N/A
DHS | DHS_connection_preHCs | Condensing Oil Boiler | DHS CHP | 73-97 | Low_F | 0.96 | 477 | N/A
DHS | DHS_connection_preHCs | Condensing Oil Boiler | DHS CHP | 73-97 | High_G | 0.96 | 628 | N/A
DHS | DHS_connection_preHCs | Condensing Oil Boiler | DHS CHP | 73-97 | Low_G | 0.96 | 805.1 | N/A
DHS | DHS_connection_preHCs | Condensing Oil Boiler | DHS CHP | 98-199 | High_B | 0.96 | 0 | N/A
DHS | DHS_connection_preHCs | Condensing Oil Boiler | DHS CHP | 98-199 | Low_B | 0.96 | 0 | N/A
DHS | DHS_connection_preHCs | Condensing Oil Boiler | DHS CHP | 98-199 | High_C | 0.96 | 37.8 | N/A
DHS | DHS_connection_preHCs | Condensing Oil Boiler | DHS CHP | 98-199 | Low_C | 0.96 | 91 | N/A
DHS | DHS_connection_preHCs | Condensing Oil Boiler | DHS CHP | 98-199 | High_D | 0.96 | 158.5 | N/A
DHS | DHS_connection_preHCs | Condensing Oil Boiler | DHS CHP | 98-199 | Low_D | 0.96 | 223 | N/A
DHS | DHS_connection_preHCs | Condensing Oil Boiler | DHS CHP | 98-199 | High_E | 0.96 | 300.2 | N/A
DHS | DHS_connection_preHCs | Condensing Oil Boiler | DHS CHP | 98-199 | Low_E | 0.96 | 373.7 | N/A
DHS | DHS_connection_preHCs | Condensing Oil Boiler | DHS CHP | 98-199 | High_F | 0.96 | 479.4 | N/A
DHS | DHS_connection_preHCs | Condensing Oil Boiler | DHS CHP | 98-199 | Low_F | 0.96 | 600.2 | N/A
DHS | DHS_connection_preHCs | Condensing Oil Boiler | DHS CHP | 98-199 | High_G | 0.96 | 773.8 | N/A
DHS | DHS_connection_preHCs | Condensing Oil Boiler | DHS CHP | 98-199 | Low_G | 0.96 | 976.7 | N/A
DHS | DHS_connection_preHCs | Condensing Oil Boiler | DHS CHP | 200+ | High_B | 0.96 | 0 | N/A
DHS | DHS_connection_preHCs | Condensing Oil Boiler | DHS CHP | 200+ | Low_B | 0.96 | 41.4 | N/A
DHS | DHS_connection_preHCs | Condensing Oil Boiler | DHS CHP | 200+ | High_C | 0.96 | 149.8 | N/A
DHS | DHS_connection_preHCs | Condensing Oil Boiler | DHS CHP | 200+ | Low_C | 0.96 | 243.9 | N/A
DHS | DHS_connection_preHCs | Condensing Oil Boiler | DHS CHP | 200+ | High_D | 0.96 | 363.2 | N/A
DHS | DHS_connection_preHCs | Condensing Oil Boiler | DHS CHP | 200+ | Low_D | 0.96 | 472.5 | N/A
DHS | DHS_connection_preHCs | Condensing Oil Boiler | DHS CHP | 200+ | High_E | 0.96 | 607.6 | N/A
DHS | DHS_connection_preHCs | Condensing Oil Boiler | DHS CHP | 200+ | Low_E | 0.96 | 736.6 | N/A
DHS | DHS_connection_preHCs | Condensing Oil Boiler | DHS CHP | 200+ | High_F | 0.96 | 923.5 | N/A
DHS | DHS_connection_preHCs | Condensing Oil Boiler | DHS CHP | 200+ | Low_F | 0.96 | 1138.2 | N/A
DHS | DHS_connection_preHCs | Condensing Oil Boiler | DHS CHP | 200+ | High_G | 0.96 | 1447.7 | N/A
DHS | DHS_connection_preHCs | Condensing Oil Boiler | DHS CHP | 200+ | Low_G | 0.96 | 1810.5 | N/A
DHS | DHS_connection_preHCs | Non Condensing Oil Boiler | DHS non-CHP | 0-72 | High_B | 0.96 | 0 | N/A
DHS | DHS_connection_preHCs | Non Condensing Oil Boiler | DHS non-CHP | 0-72 | Low_B | 0.96 | 0 | N/A
DHS | DHS_connection_preHCs | Non Condensing Oil Boiler | DHS non-CHP | 0-72 | High_C | 0.96 | 0 | N/A
DHS | DHS_connection_preHCs | Non Condensing Oil Boiler | DHS non-CHP | 0-72 | Low_C | 0.96 | 0 | N/A
DHS | DHS_connection_preHCs | Non Condensing Oil Boiler | DHS non-CHP | 0-72 | High_D | 0.96 | 0 | N/A
DHS | DHS_connection_preHCs | Non Condensing Oil Boiler | DHS non-CHP | 0-72 | Low_D | 0.96 | 16.2 | N/A
DHS | DHS_connection_preHCs | Non Condensing Oil Boiler | DHS non-CHP | 0-72 | High_E | 0.96 | 57.8 | N/A
DHS | DHS_connection_preHCs | Non Condensing Oil Boiler | DHS non-CHP | 0-72 | Low_E | 0.96 | 98.4 | N/A
DHS | DHS_connection_preHCs | Non Condensing Oil Boiler | DHS non-CHP | 0-72 | High_F | 0.96 | 158.7 | N/A
DHS | DHS_connection_preHCs | Non Condensing Oil Boiler | DHS non-CHP | 0-72 | Low_F | 0.96 | 229.2 | N/A
DHS | DHS_connection_preHCs | Non Condensing Oil Boiler | DHS non-CHP | 0-72 | High_G | 0.96 | 332.2 | N/A
DHS | DHS_connection_preHCs | Non Condensing Oil Boiler | DHS non-CHP | 0-72 | Low_G | 0.96 | 454.1 | N/A
DHS | DHS_connection_preHCs | Non Condensing Oil Boiler | DHS non-CHP | 73-97 | High_B | 0.96 | 0 | N/A
DHS | DHS_connection_preHCs | Non Condensing Oil Boiler | DHS non-CHP | 73-97 | Low_B | 0.96 | 0 | N/A
DHS | DHS_connection_preHCs | Non Condensing Oil Boiler | DHS non-CHP | 73-97 | High_C | 0.96 | 0 | N/A
DHS | DHS_connection_preHCs | Non Condensing Oil Boiler | DHS non-CHP | 73-97 | Low_C | 0.96 | 0 | N/A
DHS | DHS_connection_preHCs | Non Condensing Oil Boiler | DHS non-CHP | 73-97 | High_D | 0.96 | 3.7 | N/A
DHS | DHS_connection_preHCs | Non Condensing Oil Boiler | DHS non-CHP | 73-97 | Low_D | 0.96 | 39.9 | N/A
DHS | DHS_connection_preHCs | Non Condensing Oil Boiler | DHS non-CHP | 73-97 | High_E | 0.96 | 83.3 | N/A
DHS | DHS_connection_preHCs | Non Condensing Oil Boiler | DHS non-CHP | 73-97 | Low_E | 0.96 | 124.7 | N/A
DHS | DHS_connection_preHCs | Non Condensing Oil Boiler | DHS non-CHP | 73-97 | High_F | 0.96 | 186 | N/A
DHS | DHS_connection_preHCs | Non Condensing Oil Boiler | DHS non-CHP | 73-97 | Low_F | 0.96 | 257.5 | N/A
DHS | DHS_connection_preHCs | Non Condensing Oil Boiler | DHS non-CHP | 73-97 | High_G | 0.96 | 362 | N/A
DHS | DHS_connection_preHCs | Non Condensing Oil Boiler | DHS non-CHP | 73-97 | Low_G | 0.96 | 486 | N/A
DHS | DHS_connection_preHCs | Non Condensing Oil Boiler | DHS non-CHP | 98-199 | High_B | 0.96 | 0 | N/A
DHS | DHS_connection_preHCs | Non Condensing Oil Boiler | DHS non-CHP | 98-199 | Low_B | 0.96 | 0 | N/A
DHS | DHS_connection_preHCs | Non Condensing Oil Boiler | DHS non-CHP | 98-199 | High_C | 0.96 | 0 | N/A
DHS | DHS_connection_preHCs | Non Condensing Oil Boiler | DHS non-CHP | 98-199 | Low_C | 0.96 | 0.4 | N/A
DHS | DHS_connection_preHCs | Non Condensing Oil Boiler | DHS non-CHP | 98-199 | High_D | 0.96 | 46.2 | N/A
DHS | DHS_connection_preHCs | Non Condensing Oil Boiler | DHS non-CHP | 98-199 | Low_D | 0.96 | 89.5 | N/A
DHS | DHS_connection_preHCs | Non Condensing Oil Boiler | DHS non-CHP | 98-199 | High_E | 0.96 | 140.7 | N/A
DHS | DHS_connection_preHCs | Non Condensing Oil Boiler | DHS non-CHP | 98-199 | Low_E | 0.96 | 188.8 | N/A
DHS | DHS_connection_preHCs | Non Condensing Oil Boiler | DHS non-CHP | 98-199 | High_F | 0.96 | 258.7 | N/A
DHS | DHS_connection_preHCs | Non Condensing Oil Boiler | DHS non-CHP | 98-199 | Low_F | 0.96 | 339.5 | N/A
DHS | DHS_connection_preHCs | Non Condensing Oil Boiler | DHS non-CHP | 98-199 | High_G | 0.96 | 456.7 | N/A
DHS | DHS_connection_preHCs | Non Condensing Oil Boiler | DHS non-CHP | 98-199 | Low_G | 0.96 | 595.1 | N/A
DHS | DHS_connection_preHCs | Non Condensing Oil Boiler | DHS non-CHP | 200+ | High_B | 0.96 | 0 | N/A
DHS | DHS_connection_preHCs | Non Condensing Oil Boiler | DHS non-CHP | 200+ | Low_B | 0.96 | 0 | N/A
DHS | DHS_connection_preHCs | Non Condensing Oil Boiler | DHS non-CHP | 200+ | High_C | 0.96 | 20.7 | N/A
DHS | DHS_connection_preHCs | Non Condensing Oil Boiler | DHS non-CHP | 200+ | Low_C | 0.96 | 84.6 | N/A
DHS | DHS_connection_preHCs | Non Condensing Oil Boiler | DHS non-CHP | 200+ | High_D | 0.96 | 164.5 | N/A
DHS | DHS_connection_preHCs | Non Condensing Oil Boiler | DHS non-CHP | 200+ | Low_D | 0.96 | 236.6 | N/A
DHS | DHS_connection_preHCs | Non Condensing Oil Boiler | DHS non-CHP | 200+ | High_E | 0.96 | 324.2 | N/A
DHS | DHS_connection_preHCs | Non Condensing Oil Boiler | DHS non-CHP | 200+ | Low_E | 0.96 | 406.7 | N/A
DHS | DHS_connection_preHCs | Non Condensing Oil Boiler | DHS non-CHP | 200+ | High_F | 0.96 | 527.6 | N/A
DHS | DHS_connection_preHCs | Non Condensing Oil Boiler | DHS non-CHP | 200+ | Low_F | 0.96 | 668.2 | N/A
DHS | DHS_connection_preHCs | Non Condensing Oil Boiler | DHS non-CHP | 200+ | High_G | 0.96 | 873.5 | N/A
DHS | DHS_connection_preHCs | Non Condensing Oil Boiler | DHS non-CHP | 200+ | Low_G | 0.96 | 1117 | N/A
DHS | DHS_connection_preHCs | Non Condensing Oil Boiler | DHS CHP | 0-72 | High_B | 0.96 | 0 | N/A
DHS | DHS_connection_preHCs | Non Condensing Oil Boiler | DHS CHP | 0-72 | Low_B | 0.96 | 0 | N/A
DHS | DHS_connection_preHCs | Non Condensing Oil Boiler | DHS CHP | 0-72 | High_C | 0.96 | 0 | N/A
DHS | DHS_connection_preHCs | Non Condensing Oil Boiler | DHS CHP | 0-72 | Low_C | 0.96 | 36.3 | N/A
DHS | DHS_connection_preHCs | Non Condensing Oil Boiler | DHS CHP | 0-72 | High_D | 0.96 | 94.5 | N/A
DHS | DHS_connection_preHCs | Non Condensing Oil Boiler | DHS CHP | 0-72 | Low_D | 0.96 | 152.4 | N/A
DHS | DHS_connection_preHCs | Non Condensing Oil Boiler | DHS CHP | 0-72 | High_E | 0.96 | 222.9 | N/A
DHS | DHS_connection_preHCs | Non Condensing Oil Boiler | DHS CHP | 0-72 | Low_E | 0.96 | 291.2 | N/A
DHS | DHS_connection_preHCs | Non Condensing Oil Boiler | DHS CHP | 0-72 | High_F | 0.96 | 390.4 | N/A
DHS | DHS_connection_preHCs | Non Condensing Oil Boiler | DHS CHP | 0-72 | Low_F | 0.96 | 504.4 | N/A
DHS | DHS_connection_preHCs | Non Condensing Oil Boiler | DHS CHP | 0-72 | High_G | 0.96 | 668.5 | N/A
DHS | DHS_connection_preHCs | Non Condensing Oil Boiler | DHS CHP | 0-72 | Low_G | 0.96 | 860.1 | N/A
DHS | DHS_connection_preHCs | Non Condensing Oil Boiler | DHS CHP | 73-97 | High_B | 0.96 | 0 | N/A
DHS | DHS_connection_preHCs | Non Condensing Oil Boiler | DHS CHP | 73-97 | Low_B | 0.96 | 0 | N/A
DHS | DHS_connection_preHCs | Non Condensing Oil Boiler | DHS CHP | 73-97 | High_C | 0.96 | 13.9 | N/A
DHS | DHS_connection_preHCs | Non Condensing Oil Boiler | DHS CHP | 73-97 | Low_C | 0.96 | 63.4 | N/A
DHS | DHS_connection_preHCs | Non Condensing Oil Boiler | DHS CHP | 73-97 | High_D | 0.96 | 126.9 | N/A
DHS | DHS_connection_preHCs | Non Condensing Oil Boiler | DHS CHP | 73-97 | Low_D | 0.96 | 188.7 | N/A
DHS | DHS_connection_preHCs | Non Condensing Oil Boiler | DHS CHP | 73-97 | High_E | 0.96 | 263.3 | N/A
DHS | DHS_connection_preHCs | Non Condensing Oil Boiler | DHS CHP | 73-97 | Low_E | 0.96 | 334.8 | N/A
DHS | DHS_connection_preHCs | Non Condensing Oil Boiler | DHS CHP | 73-97 | High_F | 0.96 | 438.2 | N/A
DHS | DHS_connection_preHCs | Non Condensing Oil Boiler | DHS CHP | 73-97 | Low_F | 0.96 | 556.7 | N/A
DHS | DHS_connection_preHCs | Non Condensing Oil Boiler | DHS CHP | 73-97 | High_G | 0.96 | 727.2 | N/A
DHS | DHS_connection_preHCs | Non Condensing Oil Boiler | DHS CHP | 73-97 | Low_G | 0.96 | 926.5 | N/A
DHS | DHS_connection_preHCs | Non Condensing Oil Boiler | DHS CHP | 98-199 | High_B | 0.96 | 0 | N/A
DHS | DHS_connection_preHCs | Non Condensing Oil Boiler | DHS CHP | 98-199 | Low_B | 0.96 | 0 | N/A
DHS | DHS_connection_preHCs | Non Condensing Oil Boiler | DHS CHP | 98-199 | High_C | 0.96 | 53.7 | N/A
DHS | DHS_connection_preHCs | Non Condensing Oil Boiler | DHS CHP | 98-199 | Low_C | 0.96 | 114.1 | N/A
DHS | DHS_connection_preHCs | Non Condensing Oil Boiler | DHS CHP | 98-199 | High_D | 0.96 | 190.5 | N/A
DHS | DHS_connection_preHCs | Non Condensing Oil Boiler | DHS CHP | 98-199 | Low_D | 0.96 | 263.3 | N/A
DHS | DHS_connection_preHCs | Non Condensing Oil Boiler | DHS CHP | 98-199 | High_E | 0.96 | 350.4 | N/A
DHS | DHS_connection_preHCs | Non Condensing Oil Boiler | DHS CHP | 98-199 | Low_E | 0.96 | 433 | N/A
DHS | DHS_connection_preHCs | Non Condensing Oil Boiler | DHS CHP | 98-199 | High_F | 0.96 | 551.4 | N/A
DHS | DHS_connection_preHCs | Non Condensing Oil Boiler | DHS CHP | 98-199 | Low_F | 0.96 | 686.2 | N/A
DHS | DHS_connection_preHCs | Non Condensing Oil Boiler | DHS CHP | 98-199 | High_G | 0.96 | 879.3 | N/A
DHS | DHS_connection_preHCs | Non Condensing Oil Boiler | DHS CHP | 98-199 | Low_G | 0.96 | 1104.5 | N/A
DHS | DHS_connection_preHCs | Non Condensing Oil Boiler | DHS CHP | 200+ | High_B | 0.96 | 0 | N/A
DHS | DHS_connection_preHCs | Non Condensing Oil Boiler | DHS CHP | 200+ | Low_B | 0.96 | 62.7 | N/A
DHS | DHS_connection_preHCs | Non Condensing Oil Boiler | DHS CHP | 200+ | High_C | 0.96 | 186.6 | N/A
DHS | DHS_connection_preHCs | Non Condensing Oil Boiler | DHS CHP | 200+ | Low_C | 0.96 | 293.8 | N/A
DHS | DHS_connection_preHCs | Non Condensing Oil Boiler | DHS CHP | 200+ | High_D | 0.96 | 429.2 | N/A
DHS | DHS_connection_preHCs | Non Condensing Oil Boiler | DHS CHP | 200+ | Low_D | 0.96 | 552.6 | N/A
DHS | DHS_connection_preHCs | Non Condensing Oil Boiler | DHS CHP | 200+ | High_E | 0.96 | 704.3 | N/A
DHS | DHS_connection_preHCs | Non Condensing Oil Boiler | DHS CHP | 200+ | Low_E | 0.96 | 848.3 | N/A
DHS | DHS_connection_preHCs | Non Condensing Oil Boiler | DHS CHP | 200+ | High_F | 0.96 | 1055.6 | N/A
DHS | DHS_connection_preHCs | Non Condensing Oil Boiler | DHS CHP | 200+ | Low_F | 0.96 | 1292.5 | N/A
DHS | DHS_connection_preHCs | Non Condensing Oil Boiler | DHS CHP | 200+ | High_G | 0.96 | 1633.1 | N/A
DHS | DHS_connection_preHCs | Non Condensing Oil Boiler | DHS CHP | 200+ | Low_G | 0.96 | 2031.3 | N/A
DHS | DHS_connection_preHCs | Electric Boiler | DHS non-CHP | 0-72 | High_B | 0.96 | 201.4 | N/A
DHS | DHS_connection_preHCs | Electric Boiler | DHS non-CHP | 0-72 | Low_B | 0.96 | 194.2 | N/A
DHS | DHS_connection_preHCs | Electric Boiler | DHS non-CHP | 0-72 | High_C | 0.96 | 185.7 | N/A
DHS | DHS_connection_preHCs | Electric Boiler | DHS non-CHP | 0-72 | Low_C | 0.96 | 178.8 | N/A
DHS | DHS_connection_preHCs | Electric Boiler | DHS non-CHP | 0-72 | High_D | 0.96 | 231.7 | N/A
DHS | DHS_connection_preHCs | Electric Boiler | DHS non-CHP | 0-72 | Low_D | 0.96 | 311 | N/A
DHS | DHS_connection_preHCs | Electric Boiler | DHS non-CHP | 0-72 | High_E | 0.96 | 408.8 | N/A
DHS | DHS_connection_preHCs | Electric Boiler | DHS non-CHP | 0-72 | Low_E | 0.96 | 503.9 | N/A
DHS | DHS_connection_preHCs | Electric Boiler | DHS non-CHP | 0-72 | High_F | 0.96 | 640 | N/A
DHS | DHS_connection_preHCs | Electric Boiler | DHS non-CHP | 0-72 | Low_F | 0.96 | 794 | N/A
DHS | DHS_connection_preHCs | Electric Boiler | DHS non-CHP | 0-72 | High_G | 0.96 | 1012.7 | N/A
DHS | DHS_connection_preHCs | Electric Boiler | DHS non-CHP | 0-72 | Low_G | 0.96 | 1265 | N/A
DHS | DHS_connection_preHCs | Electric Boiler | DHS non-CHP | 73-97 | High_B | 0.96 | 174 | N/A
DHS | DHS_connection_preHCs | Electric Boiler | DHS non-CHP | 73-97 | Low_B | 0.96 | 166.8 | N/A
DHS | DHS_connection_preHCs | Electric Boiler | DHS non-CHP | 73-97 | High_C | 0.96 | 158 | N/A
DHS | DHS_connection_preHCs | Electric Boiler | DHS non-CHP | 73-97 | Low_C | 0.96 | 186.4 | N/A
DHS | DHS_connection_preHCs | Electric Boiler | DHS non-CHP | 73-97 | High_D | 0.96 | 273 | N/A
DHS | DHS_connection_preHCs | Electric Boiler | DHS non-CHP | 73-97 | Low_D | 0.96 | 357.8 | N/A
DHS | DHS_connection_preHCs | Electric Boiler | DHS non-CHP | 73-97 | High_E | 0.96 | 461.6 | N/A
DHS | DHS_connection_preHCs | Electric Boiler | DHS non-CHP | 73-97 | Low_E | 0.96 | 562.1 | N/A
DHS | DHS_connection_preHCs | Electric Boiler | DHS non-CHP | 73-97 | High_F | 0.96 | 705.4 | N/A
DHS | DHS_connection_preHCs | Electric Boiler | DHS non-CHP | 73-97 | Low_F | 0.96 | 867.6 | N/A
DHS | DHS_connection_preHCs | Electric Boiler | DHS non-CHP | 73-97 | High_G | 0.96 | 1097.8 | N/A
DHS | DHS_connection_preHCs | Electric Boiler | DHS non-CHP | 73-97 | Low_G | 0.96 | 1363.6 | N/A
DHS | DHS_connection_preHCs | Electric Boiler | DHS non-CHP | 98-199 | High_B | 0.96 | 142.7 | N/A
DHS | DHS_connection_preHCs | Electric Boiler | DHS non-CHP | 98-199 | Low_B | 0.96 | 134.7 | N/A
DHS | DHS_connection_preHCs | Electric Boiler | DHS non-CHP | 98-199 | High_C | 0.96 | 166.7 | N/A
DHS | DHS_connection_preHCs | Electric Boiler | DHS non-CHP | 98-199 | Low_C | 0.96 | 245.2 | N/A
DHS | DHS_connection_preHCs | Electric Boiler | DHS non-CHP | 98-199 | High_D | 0.96 | 346.5 | N/A
DHS | DHS_connection_preHCs | Electric Boiler | DHS non-CHP | 98-199 | Low_D | 0.96 | 444.6 | N/A
DHS | DHS_connection_preHCs | Electric Boiler | DHS non-CHP | 98-199 | High_E | 0.96 | 564.9 | N/A
DHS | DHS_connection_preHCs | Electric Boiler | DHS non-CHP | 98-199 | Low_E | 0.96 | 681.3 | N/A
DHS | DHS_connection_preHCs | Electric Boiler | DHS non-CHP | 98-199 | High_F | 0.96 | 847.4 | N/A
DHS | DHS_connection_preHCs | Electric Boiler | DHS non-CHP | 98-199 | Low_F | 0.96 | 1035.1 | N/A
DHS | DHS_connection_preHCs | Electric Boiler | DHS non-CHP | 98-199 | High_G | 0.96 | 1301.5 | N/A
DHS | DHS_connection_preHCs | Electric Boiler | DHS non-CHP | 98-199 | Low_G | 0.96 | 1608.9 | N/A
DHS | DHS_connection_preHCs | Electric Boiler | DHS non-CHP | 200+ | High_B | 0.96 | 100 | N/A
DHS | DHS_connection_preHCs | Electric Boiler | DHS non-CHP | 200+ | Low_B | 0.96 | 223.4 | N/A
DHS | DHS_connection_preHCs | Electric Boiler | DHS non-CHP | 200+ | High_C | 0.96 | 383.6 | N/A
DHS | DHS_connection_preHCs | Electric Boiler | DHS non-CHP | 200+ | Low_C | 0.96 | 524.2 | N/A
DHS | DHS_connection_preHCs | Electric Boiler | DHS non-CHP | 200+ | High_D | 0.96 | 704.2 | N/A
DHS | DHS_connection_preHCs | Electric Boiler | DHS non-CHP | 200+ | Low_D | 0.96 | 871 | N/A
DHS | DHS_connection_preHCs | Electric Boiler | DHS non-CHP | 200+ | High_E | 0.96 | 1079.3 | N/A
DHS | DHS_connection_preHCs | Electric Boiler | DHS non-CHP | 200+ | Low_E | 0.96 | 1279.9 | N/A
DHS | DHS_connection_preHCs | Electric Boiler | DHS non-CHP | 200+ | High_F | 0.96 | 1566.3 | N/A
DHS | DHS_connection_preHCs | Electric Boiler | DHS non-CHP | 200+ | Low_F | 0.96 | 1890.6 | N/A
DHS | DHS_connection_preHCs | Electric Boiler | DHS non-CHP | 200+ | High_G | 0.96 | 2351.5 | N/A
DHS | DHS_connection_preHCs | Electric Boiler | DHS non-CHP | 200+ | Low_G | 0.96 | 2884.6 | N/A
DHS | DHS_connection_preHCs | Electric Boiler | DHS CHP | 0-72 | High_B | 0.96 | 248.4 | N/A
DHS | DHS_connection_preHCs | Electric Boiler | DHS CHP | 0-72 | Low_B | 0.96 | 241.1 | N/A
DHS | DHS_connection_preHCs | Electric Boiler | DHS CHP | 0-72 | High_C | 0.96 | 232.6 | N/A
DHS | DHS_connection_preHCs | Electric Boiler | DHS CHP | 0-72 | Low_C | 0.96 | 225.7 | N/A
DHS | DHS_connection_preHCs | Electric Boiler | DHS CHP | 0-72 | High_D | 0.96 | 287.3 | N/A
DHS | DHS_connection_preHCs | Electric Boiler | DHS CHP | 0-72 | Low_D | 0.96 | 378.8 | N/A
DHS | DHS_connection_preHCs | Electric Boiler | DHS CHP | 0-72 | High_E | 0.96 | 491.4 | N/A
DHS | DHS_connection_preHCs | Electric Boiler | DHS CHP | 0-72 | Low_E | 0.96 | 600.9 | N/A
DHS | DHS_connection_preHCs | Electric Boiler | DHS CHP | 0-72 | High_F | 0.96 | 757 | N/A
DHS | DHS_connection_preHCs | Electric Boiler | DHS CHP | 0-72 | Low_F | 0.96 | 933.5 | N/A
DHS | DHS_connection_preHCs | Electric Boiler | DHS CHP | 0-72 | High_G | 0.96 | 1183.6 | N/A
DHS | DHS_connection_preHCs | Electric Boiler | DHS CHP | 0-72 | Low_G | 0.96 | 1471.9 | N/A
DHS | DHS_connection_preHCs | Electric Boiler | DHS CHP | 73-97 | High_B | 0.96 | 216.7 | N/A
DHS | DHS_connection_preHCs | Electric Boiler | DHS CHP | 73-97 | Low_B | 0.96 | 209.4 | N/A
DHS | DHS_connection_preHCs | Electric Boiler | DHS CHP | 73-97 | High_C | 0.96 | 200.7 | N/A
DHS | DHS_connection_preHCs | Electric Boiler | DHS CHP | 73-97 | Low_C | 0.96 | 234.2 | N/A
DHS | DHS_connection_preHCs | Electric Boiler | DHS CHP | 73-97 | High_D | 0.96 | 334.4 | N/A
DHS | DHS_connection_preHCs | Electric Boiler | DHS CHP | 73-97 | Low_D | 0.96 | 432.3 | N/A
DHS | DHS_connection_preHCs | Electric Boiler | DHS CHP | 73-97 | High_E | 0.96 | 552.2 | N/A
DHS | DHS_connection_preHCs | Electric Boiler | DHS CHP | 73-97 | Low_E | 0.96 | 668.1 | N/A
DHS | DHS_connection_preHCs | Electric Boiler | DHS CHP | 73-97 | High_F | 0.96 | 833.2 | N/A
DHS | DHS_connection_preHCs | Electric Boiler | DHS CHP | 73-97 | Low_F | 0.96 | 1019.6 | N/A
DHS | DHS_connection_preHCs | Electric Boiler | DHS CHP | 73-97 | High_G | 0.96 | 1283.8 | N/A
DHS | DHS_connection_preHCs | Electric Boiler | DHS CHP | 73-97 | Low_G | 0.96 | 1588.5 | N/A
DHS | DHS_connection_preHCs | Electric Boiler | DHS CHP | 98-199 | High_B | 0.96 | 181.1 | N/A
DHS | DHS_connection_preHCs | Electric Boiler | DHS CHP | 98-199 | Low_B | 0.96 | 173.1 | N/A
DHS | DHS_connection_preHCs | Electric Boiler | DHS CHP | 98-199 | High_C | 0.96 | 211.1 | N/A
DHS | DHS_connection_preHCs | Electric Boiler | DHS CHP | 98-199 | Low_C | 0.96 | 301.8 | N/A
DHS | DHS_connection_preHCs | Electric Boiler | DHS CHP | 98-199 | High_D | 0.96 | 418.9 | N/A
DHS | DHS_connection_preHCs | Electric Boiler | DHS CHP | 98-199 | Low_D | 0.96 | 532.2 | N/A
DHS | DHS_connection_preHCs | Electric Boiler | DHS CHP | 98-199 | High_E | 0.96 | 671 | N/A
DHS | DHS_connection_preHCs | Electric Boiler | DHS CHP | 98-199 | Low_E | 0.96 | 805.2 | N/A
DHS | DHS_connection_preHCs | Electric Boiler | DHS CHP | 98-199 | High_F | 0.96 | 996.3 | N/A
DHS | DHS_connection_preHCs | Electric Boiler | DHS CHP | 98-199 | Low_F | 0.96 | 1211.9 | N/A
DHS | DHS_connection_preHCs | Electric Boiler | DHS CHP | 98-199 | High_G | 0.96 | 1517.4 | N/A
DHS | DHS_connection_preHCs | Electric Boiler | DHS CHP | 98-199 | Low_G | 0.96 | 1869.5 | N/A
DHS | DHS_connection_preHCs | Electric Boiler | DHS CHP | 200+ | High_B | 0.96 | 138.4 | N/A
DHS | DHS_connection_preHCs | Electric Boiler | DHS CHP | 200+ | Low_B | 0.96 | 281.5 | N/A
DHS | DHS_connection_preHCs | Electric Boiler | DHS CHP | 200+ | High_C | 0.96 | 467.2 | N/A
DHS | DHS_connection_preHCs | Electric Boiler | DHS CHP | 200+ | Low_C | 0.96 | 630.1 | N/A
DHS | DHS_connection_preHCs | Electric Boiler | DHS CHP | 200+ | High_D | 0.96 | 838.6 | N/A
DHS | DHS_connection_preHCs | Electric Boiler | DHS CHP | 200+ | Low_D | 0.96 | 1032 | N/A
DHS | DHS_connection_preHCs | Electric Boiler | DHS CHP | 200+ | High_E | 0.96 | 1273.2 | N/A
DHS | DHS_connection_preHCs | Electric Boiler | DHS CHP | 200+ | Low_E | 0.96 | 1505.5 | N/A
DHS | DHS_connection_preHCs | Electric Boiler | DHS CHP | 200+ | High_F | 0.96 | 1836.5 | N/A
DHS | DHS_connection_preHCs | Electric Boiler | DHS CHP | 200+ | Low_F | 0.96 | 2210.4 | N/A
DHS | DHS_connection_preHCs | Electric Boiler | DHS CHP | 200+ | High_G | 0.96 | 2741.1 | N/A
DHS | DHS_connection_preHCs | Electric Boiler | DHS CHP | 200+ | Low_G | 0.96 | 3353.9 | N/A
DHS | DHS_connection_preHCs | Solid Fossil Boiler | DHS non-CHP | 0-72 | High_B | 0.96 | 0 | N/A
DHS | DHS_connection_preHCs | Solid Fossil Boiler | DHS non-CHP | 0-72 | Low_B | 0.96 | 0 | N/A
DHS | DHS_connection_preHCs | Solid Fossil Boiler | DHS non-CHP | 0-72 | High_C | 0.96 | 0 | N/A
DHS | DHS_connection_preHCs | Solid Fossil Boiler | DHS non-CHP | 0-72 | Low_C | 0.96 | 0 | N/A
DHS | DHS_connection_preHCs | Solid Fossil Boiler | DHS non-CHP | 0-72 | High_D | 0.96 | 0 | N/A
DHS | DHS_connection_preHCs | Solid Fossil Boiler | DHS non-CHP | 0-72 | Low_D | 0.96 | 16.1 | N/A
DHS | DHS_connection_preHCs | Solid Fossil Boiler | DHS non-CHP | 0-72 | High_E | 0.96 | 55.8 | N/A
DHS | DHS_connection_preHCs | Solid Fossil Boiler | DHS non-CHP | 0-72 | Low_E | 0.96 | 95.5 | N/A
DHS | DHS_connection_preHCs | Solid Fossil Boiler | DHS non-CHP | 0-72 | High_F | 0.96 | 154 | N/A
DHS | DHS_connection_preHCs | Solid Fossil Boiler | DHS non-CHP | 0-72 | Low_F | 0.96 | 222 | N/A
DHS | DHS_connection_preHCs | Solid Fossil Boiler | DHS non-CHP | 0-72 | High_G | 0.96 | 320.2 | N/A
DHS | DHS_connection_preHCs | Solid Fossil Boiler | DHS non-CHP | 0-72 | Low_G | 0.96 | 435 | N/A
DHS | DHS_connection_preHCs | Solid Fossil Boiler | DHS non-CHP | 73-97 | High_B | 0.96 | 0 | N/A
DHS | DHS_connection_preHCs | Solid Fossil Boiler | DHS non-CHP | 73-97 | Low_B | 0.96 | 0 | N/A
DHS | DHS_connection_preHCs | Solid Fossil Boiler | DHS non-CHP | 73-97 | High_C | 0.96 | 0 | N/A
DHS | DHS_connection_preHCs | Solid Fossil Boiler | DHS non-CHP | 73-97 | Low_C | 0.96 | 0 | N/A
DHS | DHS_connection_preHCs | Solid Fossil Boiler | DHS non-CHP | 73-97 | High_D | 0.96 | 4.9 | N/A
DHS | DHS_connection_preHCs | Solid Fossil Boiler | DHS non-CHP | 73-97 | Low_D | 0.96 | 38 | N/A
DHS | DHS_connection_preHCs | Solid Fossil Boiler | DHS non-CHP | 73-97 | High_E | 0.96 | 79 | N/A
DHS | DHS_connection_preHCs | Solid Fossil Boiler | DHS non-CHP | 73-97 | Low_E | 0.96 | 119.2 | N/A
DHS | DHS_connection_preHCs | Solid Fossil Boiler | DHS non-CHP | 73-97 | High_F | 0.96 | 178.6 | N/A
DHS | DHS_connection_preHCs | Solid Fossil Boiler | DHS non-CHP | 73-97 | Low_F | 0.96 | 247.3 | N/A
DHS | DHS_connection_preHCs | Solid Fossil Boiler | DHS non-CHP | 73-97 | High_G | 0.96 | 346.9 | N/A
DHS | DHS_connection_preHCs | Solid Fossil Boiler | DHS non-CHP | 73-97 | Low_G | 0.96 | 463.5 | N/A
DHS | DHS_connection_preHCs | Solid Fossil Boiler | DHS non-CHP | 98-199 | High_B | 0.96 | 0 | N/A
DHS | DHS_connection_preHCs | Solid Fossil Boiler | DHS non-CHP | 98-199 | Low_B | 0.96 | 0 | N/A
DHS | DHS_connection_preHCs | Solid Fossil Boiler | DHS non-CHP | 98-199 | High_C | 0.96 | 0 | N/A
DHS | DHS_connection_preHCs | Solid Fossil Boiler | DHS non-CHP | 98-199 | Low_C | 0.96 | 1.1 | N/A
DHS | DHS_connection_preHCs | Solid Fossil Boiler | DHS non-CHP | 98-199 | High_D | 0.96 | 40.5 | N/A
DHS | DHS_connection_preHCs | Solid Fossil Boiler | DHS non-CHP | 98-199 | Low_D | 0.96 | 79.2 | N/A
DHS | DHS_connection_preHCs | Solid Fossil Boiler | DHS non-CHP | 98-199 | High_E | 0.96 | 127 | N/A
DHS | DHS_connection_preHCs | Solid Fossil Boiler | DHS non-CHP | 98-199 | Low_E | 0.96 | 173.8 | N/A
DHS | DHS_connection_preHCs | Solid Fossil Boiler | DHS non-CHP | 98-199 | High_F | 0.96 | 242.5 | N/A
DHS | DHS_connection_preHCs | Solid Fossil Boiler | DHS non-CHP | 98-199 | Low_F | 0.96 | 321.8 | N/A
DHS | DHS_connection_preHCs | Solid Fossil Boiler | DHS non-CHP | 98-199 | High_G | 0.96 | 436.3 | N/A
DHS | DHS_connection_preHCs | Solid Fossil Boiler | DHS non-CHP | 98-199 | Low_G | 0.96 | 570.2 | N/A
DHS | DHS_connection_preHCs | Solid Fossil Boiler | DHS non-CHP | 200+ | High_B | 0.96 | 0 | N/A
DHS | DHS_connection_preHCs | Solid Fossil Boiler | DHS non-CHP | 200+ | Low_B | 0.96 | 0 | N/A
DHS | DHS_connection_preHCs | Solid Fossil Boiler | DHS non-CHP | 200+ | High_C | 0.96 | 29.9 | N/A
DHS | DHS_connection_preHCs | Solid Fossil Boiler | DHS non-CHP | 200+ | Low_C | 0.96 | 82.8 | N/A
DHS | DHS_connection_preHCs | Solid Fossil Boiler | DHS non-CHP | 200+ | High_D | 0.96 | 151.3 | N/A
DHS | DHS_connection_preHCs | Solid Fossil Boiler | DHS non-CHP | 200+ | Low_D | 0.96 | 215.6 | N/A
DHS | DHS_connection_preHCs | Solid Fossil Boiler | DHS non-CHP | 200+ | High_E | 0.96 | 297 | N/A
DHS | DHS_connection_preHCs | Solid Fossil Boiler | DHS non-CHP | 200+ | Low_E | 0.96 | 376.8 | N/A
DHS | DHS_connection_preHCs | Solid Fossil Boiler | DHS non-CHP | 200+ | High_F | 0.96 | 494.4 | N/A
DHS | DHS_connection_preHCs | Solid Fossil Boiler | DHS non-CHP | 200+ | Low_F | 0.96 | 631.1 | N/A
DHS | DHS_connection_preHCs | Solid Fossil Boiler | DHS non-CHP | 200+ | High_G | 0.96 | 829.4 | N/A
DHS | DHS_connection_preHCs | Solid Fossil Boiler | DHS non-CHP | 200+ | Low_G | 0.96 | 1062.4 | N/A
DHS | DHS_connection_preHCs | Solid Fossil Boiler | DHS CHP | 0-72 | High_B | 0.96 | 0 | N/A
DHS | DHS_connection_preHCs | Solid Fossil Boiler | DHS CHP | 0-72 | Low_B | 0.96 | 0 | N/A
DHS | DHS_connection_preHCs | Solid Fossil Boiler | DHS CHP | 0-72 | High_C | 0.96 | 8.3 | N/A
DHS | DHS_connection_preHCs | Solid Fossil Boiler | DHS CHP | 0-72 | Low_C | 0.96 | 52.1 | N/A
DHS | DHS_connection_preHCs | Solid Fossil Boiler | DHS CHP | 0-72 | High_D | 0.96 | 109.7 | N/A
DHS | DHS_connection_preHCs | Solid Fossil Boiler | DHS CHP | 0-72 | Low_D | 0.96 | 167.5 | N/A
DHS | DHS_connection_preHCs | Solid Fossil Boiler | DHS CHP | 0-72 | High_E | 0.96 | 239.3 | N/A
DHS | DHS_connection_preHCs | Solid Fossil Boiler | DHS CHP | 0-72 | Low_E | 0.96 | 309.8 | N/A
DHS | DHS_connection_preHCs | Solid Fossil Boiler | DHS CHP | 0-72 | High_F | 0.96 | 411.7 | N/A
DHS | DHS_connection_preHCs | Solid Fossil Boiler | DHS CHP | 0-72 | Low_F | 0.96 | 528 | N/A
DHS | DHS_connection_preHCs | Solid Fossil Boiler | DHS CHP | 0-72 | High_G | 0.96 | 694 | N/A
DHS | DHS_connection_preHCs | Solid Fossil Boiler | DHS CHP | 0-72 | Low_G | 0.96 | 886.3 | N/A
DHS | DHS_connection_preHCs | Solid Fossil Boiler | DHS CHP | 73-97 | High_B | 0.96 | 0 | N/A
DHS | DHS_connection_preHCs | Solid Fossil Boiler | DHS CHP | 73-97 | Low_B | 0.96 | 0 | N/A
DHS | DHS_connection_preHCs | Solid Fossil Boiler | DHS CHP | 73-97 | High_C | 0.96 | 31.6 | N/A
DHS | DHS_connection_preHCs | Solid Fossil Boiler | DHS CHP | 73-97 | Low_C | 0.96 | 79.6 | N/A
DHS | DHS_connection_preHCs | Solid Fossil Boiler | DHS CHP | 73-97 | High_D | 0.96 | 142 | N/A
DHS | DHS_connection_preHCs | Solid Fossil Boiler | DHS CHP | 73-97 | Low_D | 0.96 | 203.5 | N/A
DHS | DHS_connection_preHCs | Solid Fossil Boiler | DHS CHP | 73-97 | High_E | 0.96 | 279.2 | N/A
DHS | DHS_connection_preHCs | Solid Fossil Boiler | DHS CHP | 73-97 | Low_E | 0.96 | 352.8 | N/A
DHS | DHS_connection_preHCs | Solid Fossil Boiler | DHS CHP | 73-97 | High_F | 0.96 | 458.9 | N/A
DHS | DHS_connection_preHCs | Solid Fossil Boiler | DHS CHP | 73-97 | Low_F | 0.96 | 579.9 | N/A
DHS | DHS_connection_preHCs | Solid Fossil Boiler | DHS CHP | 73-97 | High_G | 0.96 | 752.8 | N/A
DHS | DHS_connection_preHCs | Solid Fossil Boiler | DHS CHP | 73-97 | Low_G | 0.96 | 953.2 | N/A
DHS | DHS_connection_preHCs | Solid Fossil Boiler | DHS CHP | 98-199 | High_B | 0.96 | 0 | N/A
DHS | DHS_connection_preHCs | Solid Fossil Boiler | DHS CHP | 98-199 | Low_B | 0.96 | 6.4 | N/A
DHS | DHS_connection_preHCs | Solid Fossil Boiler | DHS CHP | 98-199 | High_C | 0.96 | 70.8 | N/A
DHS | DHS_connection_preHCs | Solid Fossil Boiler | DHS CHP | 98-199 | Low_C | 0.96 | 127.5 | N/A
DHS | DHS_connection_preHCs | Solid Fossil Boiler | DHS CHP | 98-199 | High_D | 0.96 | 200.9 | N/A
DHS | DHS_connection_preHCs | Solid Fossil Boiler | DHS CHP | 98-199 | Low_D | 0.96 | 272.4 | N/A
DHS | DHS_connection_preHCs | Solid Fossil Boiler | DHS CHP | 98-199 | High_E | 0.96 | 360.1 | N/A
DHS | DHS_connection_preHCs | Solid Fossil Boiler | DHS CHP | 98-199 | Low_E | 0.96 | 445.3 | N/A
DHS | DHS_connection_preHCs | Solid Fossil Boiler | DHS CHP | 98-199 | High_F | 0.96 | 567.8 | N/A
DHS | DHS_connection_preHCs | Solid Fossil Boiler | DHS CHP | 98-199 | Low_F | 0.96 | 707.2 | N/A
DHS | DHS_connection_preHCs | Solid Fossil Boiler | DHS CHP | 98-199 | High_G | 0.96 | 906.1 | N/A
DHS | DHS_connection_preHCs | Solid Fossil Boiler | DHS CHP | 98-199 | Low_G | 0.96 | 1136.5 | N/A
DHS | DHS_connection_preHCs | Solid Fossil Boiler | DHS CHP | 200+ | High_B | 0.96 | 9.1 | N/A
DHS | DHS_connection_preHCs | Solid Fossil Boiler | DHS CHP | 200+ | Low_B | 0.96 | 99.7 | N/A
DHS | DHS_connection_preHCs | Solid Fossil Boiler | DHS CHP | 200+ | High_C | 0.96 | 214.3 | N/A
DHS | DHS_connection_preHCs | Solid Fossil Boiler | DHS CHP | 200+ | Low_C | 0.96 | 315.4 | N/A
DHS | DHS_connection_preHCs | Solid Fossil Boiler | DHS CHP | 200+ | High_D | 0.96 | 445.5 | N/A
DHS | DHS_connection_preHCs | Solid Fossil Boiler | DHS CHP | 200+ | Low_D | 0.96 | 567 | N/A
DHS | DHS_connection_preHCs | Solid Fossil Boiler | DHS CHP | 200+ | High_E | 0.96 | 719.6 | N/A
DHS | DHS_connection_preHCs | Solid Fossil Boiler | DHS CHP | 200+ | Low_E | 0.96 | 867.7 | N/A
DHS | DHS_connection_preHCs | Solid Fossil Boiler | DHS CHP | 200+ | High_F | 0.96 | 1081.4 | N/A
DHS | DHS_connection_preHCs | Solid Fossil Boiler | DHS CHP | 200+ | Low_F | 0.96 | 1325.2 | N/A
DHS | DHS_connection_preHCs | Solid Fossil Boiler | DHS CHP | 200+ | High_G | 0.96 | 1673.9 | N/A
DHS | DHS_connection_preHCs | Solid Fossil Boiler | DHS CHP | 200+ | Low_G | 0.96 | 2078.8 | N/A
External / Internal Wall Insulation | IWI_solid_1.7_0.55 | N/A | N/A | 0-72 | High_B | 0.95 | 81 | N/A
External / Internal Wall Insulation | IWI_solid_1.7_0.55 | N/A | N/A | 0-72 | Low_B | 0.95 | 81.6 | N/A
External / Internal Wall Insulation | IWI_solid_1.7_0.55 | N/A | N/A | 0-72 | High_C | 0.95 | 83.2 | N/A
External / Internal Wall Insulation | IWI_solid_1.7_0.55 | N/A | N/A | 0-72 | Low_C | 0.95 | 85.2 | N/A
External / Internal Wall Insulation | IWI_solid_1.7_0.55 | N/A | N/A | 0-72 | High_D | 0.95 | 88.7 | N/A
External / Internal Wall Insulation | IWI_solid_1.7_0.55 | N/A | N/A | 0-72 | Low_D | 0.95 | 92.9 | N/A
External / Internal Wall Insulation | IWI_solid_1.7_0.55 | N/A | N/A | 0-72 | High_E | 0.95 | 99.3 | N/A
External / Internal Wall Insulation | IWI_solid_1.7_0.55 | N/A | N/A | 0-72 | Low_E | 0.95 | 106.5 | N/A
External / Internal Wall Insulation | IWI_solid_1.7_0.55 | N/A | N/A | 0-72 | High_F | 0.95 | 116.8 | N/A
External / Internal Wall Insulation | IWI_solid_1.7_0.55 | N/A | N/A | 0-72 | Low_F | 0.95 | 128 | N/A
External / Internal Wall Insulation | IWI_solid_1.7_0.55 | N/A | N/A | 0-72 | High_G | 0.95 | 143.2 | N/A
External / Internal Wall Insulation | IWI_solid_1.7_0.55 | N/A | N/A | 0-72 | Low_G | 0.95 | 159.7 | N/A
External / Internal Wall Insulation | IWI_solid_1.7_0.23 | N/A | N/A | 0-72 | High_B | 0.95 | 102.3 | N/A
External / Internal Wall Insulation | IWI_solid_1.7_0.23 | N/A | N/A | 0-72 | Low_B | 0.95 | 103.1 | N/A
External / Internal Wall Insulation | IWI_solid_1.7_0.23 | N/A | N/A | 0-72 | High_C | 0.95 | 105 | N/A
External / Internal Wall Insulation | IWI_solid_1.7_0.23 | N/A | N/A | 0-72 | Low_C | 0.95 | 107.6 | N/A
External / Internal Wall Insulation | IWI_solid_1.7_0.23 | N/A | N/A | 0-72 | High_D | 0.95 | 112.1 | N/A
External / Internal Wall Insulation | IWI_solid_1.7_0.23 | N/A | N/A | 0-72 | Low_D | 0.95 | 117.4 | N/A
External / Internal Wall Insulation | IWI_solid_1.7_0.23 | N/A | N/A | 0-72 | High_E | 0.95 | 125.6 | N/A
External / Internal Wall Insulation | IWI_solid_1.7_0.23 | N/A | N/A | 0-72 | Low_E | 0.95 | 134.9 | N/A
External / Internal Wall Insulation | IWI_solid_1.7_0.23 | N/A | N/A | 0-72 | High_F | 0.95 | 148.1 | N/A
External / Internal Wall Insulation | IWI_solid_1.7_0.23 | N/A | N/A | 0-72 | Low_F | 0.95 | 162.6 | N/A
External / Internal Wall Insulation | IWI_solid_1.7_0.23 | N/A | N/A | 0-72 | High_G | 0.95 | 182.2 | N/A
External / Internal Wall Insulation | IWI_solid_1.7_0.23 | N/A | N/A | 0-72 | Low_G | 0.95 | 203.3 | N/A
External / Internal Wall Insulation | IWI_solid_1.7_0.3 | N/A | N/A | 0-72 | High_B | 0.95 | 97.7 | N/A
External / Internal Wall Insulation | IWI_solid_1.7_0.3 | N/A | N/A | 0-72 | Low_B | 0.95 | 98.4 | N/A
External / Internal Wall Insulation | IWI_solid_1.7_0.3 | N/A | N/A | 0-72 | High_C | 0.95 | 100.3 | N/A
External / Internal Wall Insulation | IWI_solid_1.7_0.3 | N/A | N/A | 0-72 | Low_C | 0.95 | 102.7 | N/A
External / Internal Wall Insulation | IWI_solid_1.7_0.3 | N/A | N/A | 0-72 | High_D | 0.95 | 107 | N/A
External / Internal Wall Insulation | IWI_solid_1.7_0.3 | N/A | N/A | 0-72 | Low_D | 0.95 | 112.1 | N/A
External / Internal Wall Insulation | IWI_solid_1.7_0.3 | N/A | N/A | 0-72 | High_E | 0.95 | 119.9 | N/A
External / Internal Wall Insulation | IWI_solid_1.7_0.3 | N/A | N/A | 0-72 | Low_E | 0.95 | 128.8 | N/A
External / Internal Wall Insulation | IWI_solid_1.7_0.3 | N/A | N/A | 0-72 | High_F | 0.95 | 141.3 | N/A
External / Internal Wall Insulation | IWI_solid_1.7_0.3 | N/A | N/A | 0-72 | Low_F | 0.95 | 155.1 | N/A
External / Internal Wall Insulation | IWI_solid_1.7_0.3 | N/A | N/A | 0-72 | High_G | 0.95 | 173.7 | N/A
External / Internal Wall Insulation | IWI_solid_1.7_0.3 | N/A | N/A | 0-72 | Low_G | 0.95 | 193.8 | N/A
External / Internal Wall Insulation | IWI_solid_1.7_0.6 | N/A | N/A | 0-72 | High_B | 0.95 | 77.6 | N/A
External / Internal Wall Insulation | IWI_solid_1.7_0.6 | N/A | N/A | 0-72 | Low_B | 0.95 | 78.2 | N/A
External / Internal Wall Insulation | IWI_solid_1.7_0.6 | N/A | N/A | 0-72 | High_C | 0.95 | 79.7 | N/A
External / Internal Wall Insulation | IWI_solid_1.7_0.6 | N/A | N/A | 0-72 | Low_C | 0.95 | 81.6 | N/A
External / Internal Wall Insulation | IWI_solid_1.7_0.6 | N/A | N/A | 0-72 | High_D | 0.95 | 85 | N/A
External / Internal Wall Insulation | IWI_solid_1.7_0.6 | N/A | N/A | 0-72 | Low_D | 0.95 | 89 | N/A
External / Internal Wall Insulation | IWI_solid_1.7_0.6 | N/A | N/A | 0-72 | High_E | 0.95 | 95.1 | N/A
External / Internal Wall Insulation | IWI_solid_1.7_0.6 | N/A | N/A | 0-72 | Low_E | 0.95 | 102 | N/A
External / Internal Wall Insulation | IWI_solid_1.7_0.6 | N/A | N/A | 0-72 | High_F | 0.95 | 111.8 | N/A
External / Internal Wall Insulation | IWI_solid_1.7_0.6 | N/A | N/A | 0-72 | Low_F | 0.95 | 122.6 | N/A
External / Internal Wall Insulation | IWI_solid_1.7_0.6 | N/A | N/A | 0-72 | High_G | 0.95 | 137.1 | N/A
External / Internal Wall Insulation | IWI_solid_1.7_0.6 | N/A | N/A | 0-72 | Low_G | 0.95 | 152.8 | N/A
External / Internal Wall Insulation | IWI_solid_1.0_0.45 | N/A | N/A | 0-72 | High_B | 0.95 | 42 | N/A
External / Internal Wall Insulation | IWI_solid_1.0_0.45 | N/A | N/A | 0-72 | Low_B | 0.95 | 42.2 | N/A
External / Internal Wall Insulation | IWI_solid_1.0_0.45 | N/A | N/A | 0-72 | High_C | 0.95 | 42.7 | N/A
External / Internal Wall Insulation | IWI_solid_1.0_0.45 | N/A | N/A | 0-72 | Low_C | 0.95 | 43.5 | N/A
External / Internal Wall Insulation | IWI_solid_1.0_0.45 | N/A | N/A | 0-72 | High_D | 0.95 | 45 | N/A
External / Internal Wall Insulation | IWI_solid_1.0_0.45 | N/A | N/A | 0-72 | Low_D | 0.95 | 46.7 | N/A
External / Internal Wall Insulation | IWI_solid_1.0_0.45 | N/A | N/A | 0-72 | High_E | 0.95 | 49.5 | N/A
External / Internal Wall Insulation | IWI_solid_1.0_0.45 | N/A | N/A | 0-72 | Low_E | 0.95 | 52.6 | N/A
External / Internal Wall Insulation | IWI_solid_1.0_0.45 | N/A | N/A | 0-72 | High_F | 0.95 | 57 | N/A
External / Internal Wall Insulation | IWI_solid_1.0_0.45 | N/A | N/A | 0-72 | Low_F | 0.95 | 62 | N/A
External / Internal Wall Insulation | IWI_solid_1.0_0.45 | N/A | N/A | 0-72 | High_G | 0.95 | 68.6 | N/A
External / Internal Wall Insulation | IWI_solid_1.0_0.45 | N/A | N/A | 0-72 | Low_G | 0.95 | 75.9 | N/A
External / Internal Wall Insulation | IWI_solid_1.0_0.3 | N/A | N/A | 0-72 | High_B | 0.95 | 53.2 | N/A
External / Internal Wall Insulation | IWI_solid_1.0_0.3 | N/A | N/A | 0-72 | Low_B | 0.95 | 53.4 | N/A
External / Internal Wall Insulation | IWI_solid_1.0_0.3 | N/A | N/A | 0-72 | High_C | 0.95 | 54.1 | N/A
External / Internal Wall Insulation | IWI_solid_1.0_0.3 | N/A | N/A | 0-72 | Low_C | 0.95 | 55.1 | N/A
External / Internal Wall Insulation | IWI_solid_1.0_0.3 | N/A | N/A | 0-72 | High_D | 0.95 | 56.9 | N/A
External / Internal Wall Insulation | IWI_solid_1.0_0.3 | N/A | N/A | 0-72 | Low_D | 0.95 | 59.2 | N/A
External / Internal Wall Insulation | IWI_solid_1.0_0.3 | N/A | N/A | 0-72 | High_E | 0.95 | 62.6 | N/A
External / Internal Wall Insulation | IWI_solid_1.0_0.3 | N/A | N/A | 0-72 | Low_E | 0.95 | 66.6 | N/A
External / Internal Wall Insulation | IWI_solid_1.0_0.3 | N/A | N/A | 0-72 | High_F | 0.95 | 72.3 | N/A
External / Internal Wall Insulation | IWI_solid_1.0_0.3 | N/A | N/A | 0-72 | Low_F | 0.95 | 78.6 | N/A
External / Internal Wall Insulation | IWI_solid_1.0_0.3 | N/A | N/A | 0-72 | High_G | 0.95 | 87.2 | N/A
External / Internal Wall Insulation | IWI_solid_1.0_0.3 | N/A | N/A | 0-72 | Low_G | 0.95 | 96.4 | N/A
External / Internal Wall Insulation | IWI_solid_1.0_0.6 | N/A | N/A | 0-72 | High_B | 0.95 | 30.7 | N/A
External / Internal Wall Insulation | IWI_solid_1.0_0.6 | N/A | N/A | 0-72 | Low_B | 0.95 | 30.8 | N/A
External / Internal Wall Insulation | IWI_solid_1.0_0.6 | N/A | N/A | 0-72 | High_C | 0.95 | 31.2 | N/A
External / Internal Wall Insulation | IWI_solid_1.0_0.6 | N/A | N/A | 0-72 | Low_C | 0.95 | 31.8 | N/A
External / Internal Wall Insulation | IWI_solid_1.0_0.6 | N/A | N/A | 0-72 | High_D | 0.95 | 32.9 | N/A
External / Internal Wall Insulation | IWI_solid_1.0_0.6 | N/A | N/A | 0-72 | Low_D | 0.95 | 34.1 | N/A
External / Internal Wall Insulation | IWI_solid_1.0_0.6 | N/A | N/A | 0-72 | High_E | 0.95 | 36.1 | N/A
External / Internal Wall Insulation | IWI_solid_1.0_0.6 | N/A | N/A | 0-72 | Low_E | 0.95 | 38.4 | N/A
External / Internal Wall Insulation | IWI_solid_1.0_0.6 | N/A | N/A | 0-72 | High_F | 0.95 | 41.6 | N/A
External / Internal Wall Insulation | IWI_solid_1.0_0.6 | N/A | N/A | 0-72 | Low_F | 0.95 | 45.2 | N/A
External / Internal Wall Insulation | IWI_solid_1.0_0.6 | N/A | N/A | 0-72 | High_G | 0.95 | 50 | N/A
External / Internal Wall Insulation | IWI_solid_1.0_0.6 | N/A | N/A | 0-72 | Low_G | 0.95 | 55.3 | N/A
External / Internal Wall Insulation | IWI_solid_0.6_0.24 | N/A | N/A | 0-72 | High_B | 0.95 | 31.2 | N/A
External / Internal Wall Insulation | IWI_solid_0.6_0.24 | N/A | N/A | 0-72 | Low_B | 0.95 | 30.9 | N/A
External / Internal Wall Insulation | IWI_solid_0.6_0.24 | N/A | N/A | 0-72 | High_C | 0.95 | 30.8 | N/A
External / Internal Wall Insulation | IWI_solid_0.6_0.24 | N/A | N/A | 0-72 | Low_C | 0.95 | 31 | N/A
External / Internal Wall Insulation | IWI_solid_0.6_0.24 | N/A | N/A | 0-72 | High_D | 0.95 | 31.5 | N/A
External / Internal Wall Insulation | IWI_solid_0.6_0.24 | N/A | N/A | 0-72 | Low_D | 0.95 | 32.2 | N/A
External / Internal Wall Insulation | IWI_solid_0.6_0.24 | N/A | N/A | 0-72 | High_E | 0.95 | 33.5 | N/A
External / Internal Wall Insulation | IWI_solid_0.6_0.24 | N/A | N/A | 0-72 | Low_E | 0.95 | 35.2 | N/A
External / Internal Wall Insulation | IWI_solid_0.6_0.24 | N/A | N/A | 0-72 | High_F | 0.95 | 37.6 | N/A
External / Internal Wall Insulation | IWI_solid_0.6_0.24 | N/A | N/A | 0-72 | Low_F | 0.95 | 40.4 | N/A
External / Internal Wall Insulation | IWI_solid_0.6_0.24 | N/A | N/A | 0-72 | High_G | 0.95 | 44.4 | N/A
External / Internal Wall Insulation | IWI_solid_0.6_0.24 | N/A | N/A | 0-72 | Low_G | 0.95 | 48.8 | N/A
External / Internal Wall Insulation | IWI_solid_0.6_0.3 | N/A | N/A | 0-72 | High_B | 0.95 | 26.1 | N/A
External / Internal Wall Insulation | IWI_solid_0.6_0.3 | N/A | N/A | 0-72 | Low_B | 0.95 | 25.9 | N/A
External / Internal Wall Insulation | IWI_solid_0.6_0.3 | N/A | N/A | 0-72 | High_C | 0.95 | 25.8 | N/A
External / Internal Wall Insulation | IWI_solid_0.6_0.3 | N/A | N/A | 0-72 | Low_C | 0.95 | 25.9 | N/A
External / Internal Wall Insulation | IWI_solid_0.6_0.3 | N/A | N/A | 0-72 | High_D | 0.95 | 26.3 | N/A
External / Internal Wall Insulation | IWI_solid_0.6_0.3 | N/A | N/A | 0-72 | Low_D | 0.95 | 27 | N/A
External / Internal Wall Insulation | IWI_solid_0.6_0.3 | N/A | N/A | 0-72 | High_E | 0.95 | 28 | N/A
External / Internal Wall Insulation | IWI_solid_0.6_0.3 | N/A | N/A | 0-72 | Low_E | 0.95 | 29.4 | N/A
External / Internal Wall Insulation | IWI_solid_0.6_0.3 | N/A | N/A | 0-72 | High_F | 0.95 | 31.4 | N/A
External / Internal Wall Insulation | IWI_solid_0.6_0.3 | N/A | N/A | 0-72 | Low_F | 0.95 | 33.8 | N/A
External / Internal Wall Insulation | IWI_solid_0.6_0.3 | N/A | N/A | 0-72 | High_G | 0.95 | 37 | N/A
External / Internal Wall Insulation | IWI_solid_0.6_0.3 | N/A | N/A | 0-72 | Low_G | 0.95 | 40.6 | N/A
External / Internal Wall Insulation | IWI_solid_0.45_0.21 | N/A | N/A | 0-72 | High_B | 0.95 | 17.6 | N/A
External / Internal Wall Insulation | IWI_solid_0.45_0.21 | N/A | N/A | 0-72 | Low_B | 0.95 | 17.7 | N/A
External / Internal Wall Insulation | IWI_solid_0.45_0.21 | N/A | N/A | 0-72 | High_C | 0.95 | 17.9 | N/A
External / Internal Wall Insulation | IWI_solid_0.45_0.21 | N/A | N/A | 0-72 | Low_C | 0.95 | 18.3 | N/A
External / Internal Wall Insulation | IWI_solid_0.45_0.21 | N/A | N/A | 0-72 | High_D | 0.95 | 19 | N/A
External / Internal Wall Insulation | IWI_solid_0.45_0.21 | N/A | N/A | 0-72 | Low_D | 0.95 | 19.8 | N/A
External / Internal Wall Insulation | IWI_solid_0.45_0.21 | N/A | N/A | 0-72 | High_E | 0.95 | 21.1 | N/A
External / Internal Wall Insulation | IWI_solid_0.45_0.21 | N/A | N/A | 0-72 | Low_E | 0.95 | 22.5 | N/A
External / Internal Wall Insulation | IWI_solid_0.45_0.21 | N/A | N/A | 0-72 | High_F | 0.95 | 24.6 | N/A
External / Internal Wall Insulation | IWI_solid_0.45_0.21 | N/A | N/A | 0-72 | Low_F | 0.95 | 26.9 | N/A
External / Internal Wall Insulation | IWI_solid_0.45_0.21 | N/A | N/A | 0-72 | High_G | 0.95 | 30.1 | N/A
External / Internal Wall Insulation | IWI_solid_0.45_0.21 | N/A | N/A | 0-72 | Low_G | 0.95 | 33.5 | N/A
External / Internal Wall Insulation | IWI_solid_2.0_0.6 | N/A | N/A | 0-72 | High_B | 0.95 | 105.9 | N/A
External / Internal Wall Insulation | IWI_solid_2.0_0.6 | N/A | N/A | 0-72 | Low_B | 0.95 | 106 | N/A
External / Internal Wall Insulation | IWI_solid_2.0_0.6 | N/A | N/A | 0-72 | High_C | 0.95 | 107.1 | N/A
External / Internal Wall Insulation | IWI_solid_2.0_0.6 | N/A | N/A | 0-72 | Low_C | 0.95 | 108.9 | N/A
External / Internal Wall Insulation | IWI_solid_2.0_0.6 | N/A | N/A | 0-72 | High_D | 0.95 | 112.4 | N/A
External / Internal Wall Insulation | IWI_solid_2.0_0.6 | N/A | N/A | 0-72 | Low_D | 0.95 | 116.9 | N/A
External / Internal Wall Insulation | IWI_solid_2.0_0.6 | N/A | N/A | 0-72 | High_E | 0.95 | 123.9 | N/A
External / Internal Wall Insulation | IWI_solid_2.0_0.6 | N/A | N/A | 0-72 | Low_E | 0.95 | 132.1 | N/A
External / Internal Wall Insulation | IWI_solid_2.0_0.6 | N/A | N/A | 0-72 | High_F | 0.95 | 144 | N/A
External / Internal Wall Insulation | IWI_solid_2.0_0.6 | N/A | N/A | 0-72 | Low_F | 0.95 | 157.2 | N/A
External / Internal Wall Insulation | IWI_solid_2.0_0.6 | N/A | N/A | 0-72 | High_G | 0.95 | 175.3 | N/A
External / Internal Wall Insulation | IWI_solid_2.0_0.6 | N/A | N/A | 0-72 | Low_G | 0.95 | 195 | N/A
External / Internal Wall Insulation | IWI_solid_2.0_0.35 | N/A | N/A | 0-72 | High_B | 0.95 | 123.8 | N/A
External / Internal Wall Insulation | IWI_solid_2.0_0.35 | N/A | N/A | 0-72 | Low_B | 0.95 | 123.9 | N/A
External / Internal Wall Insulation | IWI_solid_2.0_0.35 | N/A | N/A | 0-72 | High_C | 0.95 | 125.2 | N/A
External / Internal Wall Insulation | IWI_solid_2.0_0.35 | N/A | N/A | 0-72 | Low_C | 0.95 | 127.3 | N/A
External / Internal Wall Insulation | IWI_solid_2.0_0.35 | N/A | N/A | 0-72 | High_D | 0.95 | 131.5 | N/A
External / Internal Wall Insulation | IWI_solid_2.0_0.35 | N/A | N/A | 0-72 | Low_D | 0.95 | 136.8 | N/A
External / Internal Wall Insulation | IWI_solid_2.0_0.35 | N/A | N/A | 0-72 | High_E | 0.95 | 145.1 | N/A
External / Internal Wall Insulation | IWI_solid_2.0_0.35 | N/A | N/A | 0-72 | Low_E | 0.95 | 154.8 | N/A
External / Internal Wall Insulation | IWI_solid_2.0_0.35 | N/A | N/A | 0-72 | High_F | 0.95 | 168.8 | N/A
External / Internal Wall Insulation | IWI_solid_2.0_0.35 | N/A | N/A | 0-72 | Low_F | 0.95 | 184.4 | N/A
External / Internal Wall Insulation | IWI_solid_2.0_0.35 | N/A | N/A | 0-72 | High_G | 0.95 | 205.8 | N/A
External / Internal Wall Insulation | IWI_solid_2.0_0.35 | N/A | N/A | 0-72 | Low_G | 0.95 | 229.1 | N/A
External / Internal Wall Insulation | IWI_solid_2.0_0.25 | N/A | N/A | 0-72 | High_B | 0.95 | 130.9 | N/A
External / Internal Wall Insulation | IWI_solid_2.0_0.25 | N/A | N/A | 0-72 | Low_B | 0.95 | 131 | N/A
External / Internal Wall Insulation | IWI_solid_2.0_0.25 | N/A | N/A | 0-72 | High_C | 0.95 | 132.3 | N/A
External / Internal Wall Insulation | IWI_solid_2.0_0.25 | N/A | N/A | 0-72 | Low_C | 0.95 | 134.6 | N/A
External / Internal Wall Insulation | IWI_solid_2.0_0.25 | N/A | N/A | 0-72 | High_D | 0.95 | 139 | N/A
External / Internal Wall Insulation | IWI_solid_2.0_0.25 | N/A | N/A | 0-72 | Low_D | 0.95 | 144.6 | N/A
External / Internal Wall Insulation | IWI_solid_2.0_0.25 | N/A | N/A | 0-72 | High_E | 0.95 | 153.5 | N/A
External / Internal Wall Insulation | IWI_solid_2.0_0.25 | N/A | N/A | 0-72 | Low_E | 0.95 | 163.8 | N/A
External / Internal Wall Insulation | IWI_solid_2.0_0.25 | N/A | N/A | 0-72 | High_F | 0.95 | 178.7 | N/A
External / Internal Wall Insulation | IWI_solid_2.0_0.25 | N/A | N/A | 0-72 | Low_F | 0.95 | 195.3 | N/A
External / Internal Wall Insulation | IWI_solid_2.0_0.25 | N/A | N/A | 0-72 | High_G | 0.95 | 218 | N/A
External / Internal Wall Insulation | IWI_solid_2.0_0.25 | N/A | N/A | 0-72 | Low_G | 0.95 | 242.7 | N/A
External / Internal Wall Insulation | IWI_solid_2.0_0.3 | N/A | N/A | 0-72 | High_B | 0.95 | 127.4 | N/A
External / Internal Wall Insulation | IWI_solid_2.0_0.3 | N/A | N/A | 0-72 | Low_B | 0.95 | 127.5 | N/A
External / Internal Wall Insulation | IWI_solid_2.0_0.3 | N/A | N/A | 0-72 | High_C | 0.95 | 128.8 | N/A
External / Internal Wall Insulation | IWI_solid_2.0_0.3 | N/A | N/A | 0-72 | Low_C | 0.95 | 131 | N/A
External / Internal Wall Insulation | IWI_solid_2.0_0.3 | N/A | N/A | 0-72 | High_D | 0.95 | 135.3 | N/A
External / Internal Wall Insulation | IWI_solid_2.0_0.3 | N/A | N/A | 0-72 | Low_D | 0.95 | 140.7 | N/A
External / Internal Wall Insulation | IWI_solid_2.0_0.3 | N/A | N/A | 0-72 | High_E | 0.95 | 149.3 | N/A
External / Internal Wall Insulation | IWI_solid_2.0_0.3 | N/A | N/A | 0-72 | Low_E | 0.95 | 159.3 | N/A
External / Internal Wall Insulation | IWI_solid_2.0_0.3 | N/A | N/A | 0-72 | High_F | 0.95 | 173.7 | N/A
External / Internal Wall Insulation | IWI_solid_2.0_0.3 | N/A | N/A | 0-72 | Low_F | 0.95 | 189.9 | N/A
External / Internal Wall Insulation | IWI_solid_2.0_0.3 | N/A | N/A | 0-72 | High_G | 0.95 | 211.9 | N/A
External / Internal Wall Insulation | IWI_solid_2.0_0.3 | N/A | N/A | 0-72 | Low_G | 0.95 | 235.9 | N/A
Cavity Wall Insulation | CWI_0.040 | N/A | N/A | 0-72 | High_B | 0.95 | 59.8 | N/A
Cavity Wall Insulation | CWI_0.040 | N/A | N/A | 0-72 | Low_B | 0.95 | 60.1 | N/A
Cavity Wall Insulation | CWI_0.040 | N/A | N/A | 0-72 | High_C | 0.95 | 61.2 | N/A
Cavity Wall Insulation | CWI_0.040 | N/A | N/A | 0-72 | Low_C | 0.95 | 62.5 | N/A
Cavity Wall Insulation | CWI_0.040 | N/A | N/A | 0-72 | High_D | 0.95 | 64.9 | N/A
Cavity Wall Insulation | CWI_0.040 | N/A | N/A | 0-72 | Low_D | 0.95 | 67.8 | N/A
Cavity Wall Insulation | CWI_0.040 | N/A | N/A | 0-72 | High_E | 0.95 | 72.1 | N/A
Cavity Wall Insulation | CWI_0.040 | N/A | N/A | 0-72 | Low_E | 0.95 | 77.1 | N/A
Cavity Wall Insulation | CWI_0.040 | N/A | N/A | 0-72 | High_F | 0.95 | 84.2 | N/A
Cavity Wall Insulation | CWI_0.040 | N/A | N/A | 0-72 | Low_F | 0.95 | 91.9 | N/A
Cavity Wall Insulation | CWI_0.040 | N/A | N/A | 0-72 | High_G | 0.95 | 102.4 | N/A
Cavity Wall Insulation | CWI_0.040 | N/A | N/A | 0-72 | Low_G | 0.95 | 113.7 | N/A
Cavity Wall Insulation | CWI_0.033 | N/A | N/A | 0-72 | High_B | 0.95 | 63.8 | N/A
Cavity Wall Insulation | CWI_0.033 | N/A | N/A | 0-72 | Low_B | 0.95 | 64.3 | N/A
Cavity Wall Insulation | CWI_0.033 | N/A | N/A | 0-72 | High_C | 0.95 | 65.3 | N/A
Cavity Wall Insulation | CWI_0.033 | N/A | N/A | 0-72 | Low_C | 0.95 | 66.8 | N/A
Cavity Wall Insulation | CWI_0.033 | N/A | N/A | 0-72 | High_D | 0.95 | 69.3 | N/A
Cavity Wall Insulation | CWI_0.033 | N/A | N/A | 0-72 | Low_D | 0.95 | 72.4 | N/A
Cavity Wall Insulation | CWI_0.033 | N/A | N/A | 0-72 | High_E | 0.95 | 77.1 | N/A
Cavity Wall Insulation | CWI_0.033 | N/A | N/A | 0-72 | Low_E | 0.95 | 82.4 | N/A
Cavity Wall Insulation | CWI_0.033 | N/A | N/A | 0-72 | High_F | 0.95 | 90 | N/A
Cavity Wall Insulation | CWI_0.033 | N/A | N/A | 0-72 | Low_F | 0.95 | 98.3 | N/A
Cavity Wall Insulation | CWI_0.033 | N/A | N/A | 0-72 | High_G | 0.95 | 109.5 | N/A
Cavity Wall Insulation | CWI_0.033 | N/A | N/A | 0-72 | Low_G | 0.95 | 121.7 | N/A
Cavity Wall Insulation | CWI_0.027 | N/A | N/A | 0-72 | High_B | 0.95 | 67.7 | N/A
Cavity Wall Insulation | CWI_0.027 | N/A | N/A | 0-72 | Low_B | 0.95 | 68.2 | N/A
Cavity Wall Insulation | CWI_0.027 | N/A | N/A | 0-72 | High_C | 0.95 | 69.3 | N/A
Cavity Wall Insulation | CWI_0.027 | N/A | N/A | 0-72 | Low_C | 0.95 | 70.8 | N/A
Cavity Wall Insulation | CWI_0.027 | N/A | N/A | 0-72 | High_D | 0.95 | 73.5 | N/A
Cavity Wall Insulation | CWI_0.027 | N/A | N/A | 0-72 | Low_D | 0.95 | 76.8 | N/A
Cavity Wall Insulation | CWI_0.027 | N/A | N/A | 0-72 | High_E | 0.95 | 81.8 | N/A
Cavity Wall Insulation | CWI_0.027 | N/A | N/A | 0-72 | Low_E | 0.95 | 87.4 | N/A
Cavity Wall Insulation | CWI_0.027 | N/A | N/A | 0-72 | High_F | 0.95 | 95.4 | N/A
Cavity Wall Insulation | CWI_0.027 | N/A | N/A | 0-72 | Low_F | 0.95 | 104.3 | N/A
Cavity Wall Insulation | CWI_0.027 | N/A | N/A | 0-72 | High_G | 0.95 | 116.3 | N/A
Cavity Wall Insulation | CWI_0.027 | N/A | N/A | 0-72 | Low_G | 0.95 | 129.2 | N/A
Cavity Wall Insulation | PWI_Cavity | N/A | N/A | 0-72 | High_B | 0.95 | 17.7 | N/A
Cavity Wall Insulation | PWI_Cavity | N/A | N/A | 0-72 | Low_B | 0.95 | 17.6 | N/A
Cavity Wall Insulation | PWI_Cavity | N/A | N/A | 0-72 | High_C | 0.95 | 17.6 | N/A
Cavity Wall Insulation | PWI_Cavity | N/A | N/A | 0-72 | Low_C | 0.95 | 17.8 | N/A
Cavity Wall Insulation | PWI_Cavity | N/A | N/A | 0-72 | High_D | 0.95 | 18.1 | N/A
Cavity Wall Insulation | PWI_Cavity | N/A | N/A | 0-72 | Low_D | 0.95 | 18.6 | N/A
Cavity Wall Insulation | PWI_Cavity | N/A | N/A | 0-72 | High_E | 0.95 | 19.4 | N/A
Cavity Wall Insulation | PWI_Cavity | N/A | N/A | 0-72 | Low_E | 0.95 | 20.3 | N/A
Cavity Wall Insulation | PWI_Cavity | N/A | N/A | 0-72 | High_F | 0.95 | 21.8 | N/A
Cavity Wall Insulation | PWI_Cavity | N/A | N/A | 0-72 | Low_F | 0.95 | 23.4 | N/A
Cavity Wall Insulation | PWI_Cavity | N/A | N/A | 0-72 | High_G | 0.95 | 25.6 | N/A
Cavity Wall Insulation | PWI_Cavity | N/A | N/A | 0-72 | Low_G | 0.95 | 28.1 | N/A
Cavity Wall Insulation | CWI_partial_fill | N/A | N/A | 0-72 | High_B | 0.95 | 12.4 | N/A
Cavity Wall Insulation | CWI_partial_fill | N/A | N/A | 0-72 | Low_B | 0.95 | 12.4 | N/A
Cavity Wall Insulation | CWI_partial_fill | N/A | N/A | 0-72 | High_C | 0.95 | 12.6 | N/A
Cavity Wall Insulation | CWI_partial_fill | N/A | N/A | 0-72 | Low_C | 0.95 | 12.9 | N/A
Cavity Wall Insulation | CWI_partial_fill | N/A | N/A | 0-72 | High_D | 0.95 | 13.4 | N/A
Cavity Wall Insulation | CWI_partial_fill | N/A | N/A | 0-72 | Low_D | 0.95 | 14 | N/A
Cavity Wall Insulation | CWI_partial_fill | N/A | N/A | 0-72 | High_E | 0.95 | 14.9 | N/A
Cavity Wall Insulation | CWI_partial_fill | N/A | N/A | 0-72 | Low_E | 0.95 | 15.9 | N/A
Cavity Wall Insulation | CWI_partial_fill | N/A | N/A | 0-72 | High_F | 0.95 | 17.4 | N/A
Cavity Wall Insulation | CWI_partial_fill | N/A | N/A | 0-72 | Low_F | 0.95 | 19.1 | N/A
Cavity Wall Insulation | CWI_partial_fill | N/A | N/A | 0-72 | High_G | 0.95 | 21.3 | N/A
Cavity Wall Insulation | CWI_partial_fill | N/A | N/A | 0-72 | Low_G | 0.95 | 23.7 | N/A
Loft Insulation | LI_lessequal100 | N/A | N/A | 0-72 | High_D | 0.97 | 80.7 | N/A
Loft Insulation | LI_lessequal100 | N/A | N/A | 0-72 | Low_D | 0.97 | 85.5 | N/A
Loft Insulation | LI_lessequal100 | N/A | N/A | 0-72 | High_E | 0.97 | 92.7 | N/A
Loft Insulation | LI_lessequal100 | N/A | N/A | 0-72 | Low_E | 0.97 | 100.8 | N/A
Loft Insulation | LI_lessequal100 | N/A | N/A | 0-72 | High_F | 0.97 | 112.2 | N/A
Loft Insulation | LI_lessequal100 | N/A | N/A | 0-72 | Low_F | 0.97 | 124.6 | N/A
Loft Insulation | LI_lessequal100 | N/A | N/A | 0-72 | High_G | 0.97 | 141.3 | N/A
Loft Insulation | LI_lessequal100 | N/A | N/A | 0-72 | Low_G | 0.97 | 159.2 | N/A
Loft Insulation | LI_greater100 | N/A | N/A | 0-72 | High_D | 0.97 | 21.4 | N/A
Loft Insulation | LI_greater100 | N/A | N/A | 0-72 | Low_D | 0.97 | 22.3 | N/A
Loft Insulation | LI_greater100 | N/A | N/A | 0-72 | High_E | 0.97 | 23.8 | N/A
Loft Insulation | LI_greater100 | N/A | N/A | 0-72 | Low_E | 0.97 | 25.6 | N/A
Loft Insulation | LI_greater100 | N/A | N/A | 0-72 | High_F | 0.97 | 28.1 | N/A
Loft Insulation | LI_greater100 | N/A | N/A | 0-72 | Low_F | 0.97 | 31 | N/A
Loft Insulation | LI_greater100 | N/A | N/A | 0-72 | High_G | 0.97 | 35 | N/A
Loft Insulation | LI_greater100 | N/A | N/A | 0-72 | Low_G | 0.97 | 39.4 | N/A
Other Insulation | RIRI_res_unin | N/A | N/A | 0-72 | High_D | 0.86 | 200.5 | N/A
Other Insulation | RIRI_res_unin | N/A | N/A | 0-72 | Low_D | 0.86 | 215.6 | N/A
Other Insulation | RIRI_res_unin | N/A | N/A | 0-72 | High_E | 0.86 | 236.5 | N/A
Other Insulation | RIRI_res_unin | N/A | N/A | 0-72 | Low_E | 0.86 | 258.5 | N/A
Other Insulation | RIRI_res_unin | N/A | N/A | 0-72 | High_F | 0.86 | 287.7 | N/A
Other Insulation | RIRI_res_unin | N/A | N/A | 0-72 | Low_F | 0.86 | 318.2 | N/A
Other Insulation | RIRI_res_unin | N/A | N/A | 0-72 | High_G | 0.86 | 357.8 | N/A
Other Insulation | RIRI_res_unin | N/A | N/A | 0-72 | Low_G | 0.86 | 399 | N/A
Other Insulation | RIRI_res_in | N/A | N/A | 0-72 | High_D | 0.86 | 207.8 | N/A
Other Insulation | RIRI_res_in | N/A | N/A | 0-72 | Low_D | 0.86 | 223.8 | N/A
Other Insulation | RIRI_res_in | N/A | N/A | 0-72 | High_E | 0.86 | 245.9 | N/A
Other Insulation | RIRI_res_in | N/A | N/A | 0-72 | Low_E | 0.86 | 269 | N/A
Other Insulation | RIRI_res_in | N/A | N/A | 0-72 | High_F | 0.86 | 299.8 | N/A
Other Insulation | RIRI_res_in | N/A | N/A | 0-72 | Low_F | 0.86 | 332 | N/A
Other Insulation | RIRI_res_in | N/A | N/A | 0-72 | High_G | 0.86 | 373.8 | N/A
Other Insulation | RIRI_res_in | N/A | N/A | 0-72 | Low_G | 0.86 | 417.3 | N/A
Other Insulation | FRI | N/A | N/A | 0-72 | High_D | 0.99 | 299.2 | N/A
Other Insulation | FRI | N/A | N/A | 0-72 | Low_D | 0.99 | 319.6 | N/A
Other Insulation | FRI | N/A | N/A | 0-72 | High_E | 0.99 | 350.3 | N/A
Other Insulation | FRI | N/A | N/A | 0-72 | Low_E | 0.99 | 384.7 | N/A
Other Insulation | FRI | N/A | N/A | 0-72 | High_F | 0.99 | 433.3 | N/A
Other Insulation | FRI | N/A | N/A | 0-72 | Low_F | 0.99 | 486.5 | N/A
Other Insulation | FRI | N/A | N/A | 0-72 | High_G | 0.99 | 558 | N/A
Other Insulation | FRI | N/A | N/A | 0-72 | Low_G | 0.99 | 635.1 | N/A
Other Insulation | UFI | N/A | N/A | 0-72 | High_D | 0.97 | 72.3 | N/A
Other Insulation | UFI | N/A | N/A | 0-72 | Low_D | 0.97 | 75.1 | N/A
Other Insulation | UFI | N/A | N/A | 0-72 | High_E | 0.97 | 79 | N/A
Other Insulation | UFI | N/A | N/A | 0-72 | Low_E | 0.97 | 83.2 | N/A
Other Insulation | UFI | N/A | N/A | 0-72 | High_F | 0.97 | 88.9 | N/A
Other Insulation | UFI | N/A | N/A | 0-72 | Low_F | 0.97 | 94.9 | N/A
Other Insulation | UFI | N/A | N/A | 0-72 | High_G | 0.97 | 102.8 | N/A
Other Insulation | UFI | N/A | N/A | 0-72 | Low_G | 0.97 | 111.2 | N/A
Other Insulation | SFI | N/A | N/A | 0-72 | High_D | 0.98 | 44.9 | N/A
Other Insulation | SFI | N/A | N/A | 0-72 | Low_D | 0.98 | 46.6 | N/A
Other Insulation | SFI | N/A | N/A | 0-72 | High_E | 0.98 | 49.2 | N/A
Other Insulation | SFI | N/A | N/A | 0-72 | Low_E | 0.98 | 52 | N/A
Other Insulation | SFI | N/A | N/A | 0-72 | High_F | 0.98 | 56 | N/A
Other Insulation | SFI | N/A | N/A | 0-72 | Low_F | 0.98 | 60.3 | N/A
Other Insulation | SFI | N/A | N/A | 0-72 | High_G | 0.98 | 66.1 | N/A
Other Insulation | SFI | N/A | N/A | 0-72 | Low_G | 0.98 | 72.4 | N/A
Other Insulation | DP | N/A | N/A | 0-72 | High_D | 1 | 20.3 | N/A
Other Insulation | DP | N/A | N/A | 0-72 | Low_D | 1 | 21 | N/A
Other Insulation | DP | N/A | N/A | 0-72 | High_E | 1 | 22 | N/A
Other Insulation | DP | N/A | N/A | 0-72 | Low_E | 1 | 23.1 | N/A
Other Insulation | DP | N/A | N/A | 0-72 | High_F | 1 | 24.5 | N/A
Other Insulation | DP | N/A | N/A | 0-72 | Low_F | 1 | 26.1 | N/A
Other Insulation | DP | N/A | N/A | 0-72 | High_G | 1 | 28.3 | N/A
Other Insulation | DP | N/A | N/A | 0-72 | Low_G | 1 | 30.5 | N/A
Other Insulation | WG_singletodouble | N/A | N/A | 0-72 | High_D | 1 | 83.6 | N/A
Other Insulation | WG_singletodouble | N/A | N/A | 0-72 | Low_D | 1 | 86.4 | N/A
Other Insulation | WG_singletodouble | N/A | N/A | 0-72 | High_E | 1 | 90.8 | N/A
Other Insulation | WG_singletodouble | N/A | N/A | 0-72 | Low_E | 1 | 95.8 | N/A
Other Insulation | WG_singletodouble | N/A | N/A | 0-72 | High_F | 1 | 103 | N/A
Other Insulation | WG_singletodouble | N/A | N/A | 0-72 | Low_F | 1 | 110.9 | N/A
Other Insulation | WG_singletodouble | N/A | N/A | 0-72 | High_G | 1 | 121.8 | N/A
Other Insulation | WG_singletodouble | N/A | N/A | 0-72 | Low_G | 1 | 133.5 | N/A
Other Insulation | WG_improveddouble | N/A | N/A | 0-72 | High_D | 1 | 15 | N/A
Other Insulation | WG_improveddouble | N/A | N/A | 0-72 | Low_D | 1 | 15.6 | N/A
Other Insulation | WG_improveddouble | N/A | N/A | 0-72 | High_E | 1 | 16.5 | N/A
Other Insulation | WG_improveddouble | N/A | N/A | 0-72 | Low_E | 1 | 17.6 | N/A
Other Insulation | WG_improveddouble | N/A | N/A | 0-72 | High_F | 1 | 19.3 | N/A
Other Insulation | WG_improveddouble | N/A | N/A | 0-72 | Low_F | 1 | 21 | N/A
Other Insulation | WG_improveddouble | N/A | N/A | 0-72 | High_G | 1 | 23.5 | N/A
Other Insulation | WG_improveddouble | N/A | N/A | 0-72 | Low_G | 1 | 26.2 | N/A
Other Insulation | HPED | N/A | N/A | 0-72 | High_D | 1 | 7 | N/A
Other Insulation | HPED | N/A | N/A | 0-72 | Low_D | 1 | 7.2 | N/A
Other Insulation | HPED | N/A | N/A | 0-72 | High_E | 1 | 7.5 | N/A
Other Insulation | HPED | N/A | N/A | 0-72 | Low_E | 1 | 7.9 | N/A
Other Insulation | HPED | N/A | N/A | 0-72 | High_F | 1 | 8.5 | N/A
Other Insulation | HPED | N/A | N/A | 0-72 | Low_F | 1 | 9.1 | N/A
Other Insulation | HPED | N/A | N/A | 0-72 | High_G | 1 | 10 | N/A
Other Insulation | HPED | N/A | N/A | 0-72 | Low_G | 1 | 10.9 | N/A
External / Internal Wall Insulation | EWI_solid_1.7_0.55 | N/A | N/A | 0-72 | High_B | 0.95 | 81 | N/A
External / Internal Wall Insulation | EWI_solid_1.7_0.55 | N/A | N/A | 0-72 | Low_B | 0.95 | 81.6 | N/A
External / Internal Wall Insulation | EWI_solid_1.7_0.55 | N/A | N/A | 0-72 | High_C | 0.95 | 83.2 | N/A
External / Internal Wall Insulation | EWI_solid_1.7_0.55 | N/A | N/A | 0-72 | Low_C | 0.95 | 85.2 | N/A
External / Internal Wall Insulation | EWI_solid_1.7_0.55 | N/A | N/A | 0-72 | High_D | 0.95 | 88.7 | N/A
External / Internal Wall Insulation | EWI_solid_1.7_0.55 | N/A | N/A | 0-72 | Low_D | 0.95 | 92.9 | N/A
External / Internal Wall Insulation | EWI_solid_1.7_0.55 | N/A | N/A | 0-72 | High_E | 0.95 | 99.3 | N/A
External / Internal Wall Insulation | EWI_solid_1.7_0.55 | N/A | N/A | 0-72 | Low_E | 0.95 | 106.5 | N/A
External / Internal Wall Insulation | EWI_solid_1.7_0.55 | N/A | N/A | 0-72 | High_F | 0.95 | 116.8 | N/A
External / Internal Wall Insulation | EWI_solid_1.7_0.55 | N/A | N/A | 0-72 | Low_F | 0.95 | 128 | N/A
External / Internal Wall Insulation | EWI_solid_1.7_0.55 | N/A | N/A | 0-72 | High_G | 0.95 | 143.2 | N/A
External / Internal Wall Insulation | EWI_solid_1.7_0.55 | N/A | N/A | 0-72 | Low_G | 0.95 | 159.7 | N/A
External / Internal Wall Insulation | EWI_solid_1.7_0.23 | N/A | N/A | 0-72 | High_B | 0.95 | 102.3 | N/A
External / Internal Wall Insulation | EWI_solid_1.7_0.23 | N/A | N/A | 0-72 | Low_B | 0.95 | 103.1 | N/A
External / Internal Wall Insulation | EWI_solid_1.7_0.23 | N/A | N/A | 0-72 | High_C | 0.95 | 105 | N/A
External / Internal Wall Insulation | EWI_solid_1.7_0.23 | N/A | N/A | 0-72 | Low_C | 0.95 | 107.6 | N/A
External / Internal Wall Insulation | EWI_solid_1.7_0.23 | N/A | N/A | 0-72 | High_D | 0.95 | 112.1 | N/A
External / Internal Wall Insulation | EWI_solid_1.7_0.23 | N/A | N/A | 0-72 | Low_D | 0.95 | 117.4 | N/A
External / Internal Wall Insulation | EWI_solid_1.7_0.23 | N/A | N/A | 0-72 | High_E | 0.95 | 125.6 | N/A
External / Internal Wall Insulation | EWI_solid_1.7_0.23 | N/A | N/A | 0-72 | Low_E | 0.95 | 134.9 | N/A
External / Internal Wall Insulation | EWI_solid_1.7_0.23 | N/A | N/A | 0-72 | High_F | 0.95 | 148.1 | N/A
External / Internal Wall Insulation | EWI_solid_1.7_0.23 | N/A | N/A | 0-72 | Low_F | 0.95 | 162.6 | N/A
External / Internal Wall Insulation | EWI_solid_1.7_0.23 | N/A | N/A | 0-72 | High_G | 0.95 | 182.2 | N/A
External / Internal Wall Insulation | EWI_solid_1.7_0.23 | N/A | N/A | 0-72 | Low_G | 0.95 | 203.3 | N/A
External / Internal Wall Insulation | EWI_solid_1.7_0.3 | N/A | N/A | 0-72 | High_B | 0.95 | 97.7 | N/A
External / Internal Wall Insulation | EWI_solid_1.7_0.3 | N/A | N/A | 0-72 | Low_B | 0.95 | 98.4 | N/A
External / Internal Wall Insulation | EWI_solid_1.7_0.3 | N/A | N/A | 0-72 | High_C | 0.95 | 100.3 | N/A
External / Internal Wall Insulation | EWI_solid_1.7_0.3 | N/A | N/A | 0-72 | Low_C | 0.95 | 102.7 | N/A
External / Internal Wall Insulation | EWI_solid_1.7_0.3 | N/A | N/A | 0-72 | High_D | 0.95 | 107 | N/A
External / Internal Wall Insulation | EWI_solid_1.7_0.3 | N/A | N/A | 0-72 | Low_D | 0.95 | 112.1 | N/A
External / Internal Wall Insulation | EWI_solid_1.7_0.3 | N/A | N/A | 0-72 | High_E | 0.95 | 119.9 | N/A
External / Internal Wall Insulation | EWI_solid_1.7_0.3 | N/A | N/A | 0-72 | Low_E | 0.95 | 128.8 | N/A
External / Internal Wall Insulation | EWI_solid_1.7_0.3 | N/A | N/A | 0-72 | High_F | 0.95 | 141.3 | N/A
External / Internal Wall Insulation | EWI_solid_1.7_0.3 | N/A | N/A | 0-72 | Low_F | 0.95 | 155.1 | N/A
External / Internal Wall Insulation | EWI_solid_1.7_0.3 | N/A | N/A | 0-72 | High_G | 0.95 | 173.7 | N/A
External / Internal Wall Insulation | EWI_solid_1.7_0.3 | N/A | N/A | 0-72 | Low_G | 0.95 | 193.8 | N/A
External / Internal Wall Insulation | EWI_solid_1.7_0.6 | N/A | N/A | 0-72 | High_B | 0.95 | 77.6 | N/A
External / Internal Wall Insulation | EWI_solid_1.7_0.6 | N/A | N/A | 0-72 | Low_B | 0.95 | 78.2 | N/A
External / Internal Wall Insulation | EWI_solid_1.7_0.6 | N/A | N/A | 0-72 | High_C | 0.95 | 79.7 | N/A
External / Internal Wall Insulation | EWI_solid_1.7_0.6 | N/A | N/A | 0-72 | Low_C | 0.95 | 81.6 | N/A
External / Internal Wall Insulation | EWI_solid_1.7_0.6 | N/A | N/A | 0-72 | High_D | 0.95 | 85 | N/A
External / Internal Wall Insulation | EWI_solid_1.7_0.6 | N/A | N/A | 0-72 | Low_D | 0.95 | 89 | N/A
External / Internal Wall Insulation | EWI_solid_1.7_0.6 | N/A | N/A | 0-72 | High_E | 0.95 | 95.1 | N/A
External / Internal Wall Insulation | EWI_solid_1.7_0.6 | N/A | N/A | 0-72 | Low_E | 0.95 | 102 | N/A
External / Internal Wall Insulation | EWI_solid_1.7_0.6 | N/A | N/A | 0-72 | High_F | 0.95 | 111.8 | N/A
External / Internal Wall Insulation | EWI_solid_1.7_0.6 | N/A | N/A | 0-72 | Low_F | 0.95 | 122.6 | N/A
External / Internal Wall Insulation | EWI_solid_1.7_0.6 | N/A | N/A | 0-72 | High_G | 0.95 | 137.1 | N/A
External / Internal Wall Insulation | EWI_solid_1.7_0.6 | N/A | N/A | 0-72 | Low_G | 0.95 | 152.8 | N/A
External / Internal Wall Insulation | EWI_solid_1.0_0.45 | N/A | N/A | 0-72 | High_B | 0.95 | 42 | N/A
External / Internal Wall Insulation | EWI_solid_1.0_0.45 | N/A | N/A | 0-72 | Low_B | 0.95 | 42.2 | N/A
External / Internal Wall Insulation | EWI_solid_1.0_0.45 | N/A | N/A | 0-72 | High_C | 0.95 | 42.7 | N/A
External / Internal Wall Insulation | EWI_solid_1.0_0.45 | N/A | N/A | 0-72 | Low_C | 0.95 | 43.5 | N/A
External / Internal Wall Insulation | EWI_solid_1.0_0.45 | N/A | N/A | 0-72 | High_D | 0.95 | 45 | N/A
External / Internal Wall Insulation | EWI_solid_1.0_0.45 | N/A | N/A | 0-72 | Low_D | 0.95 | 46.7 | N/A
External / Internal Wall Insulation | EWI_solid_1.0_0.45 | N/A | N/A | 0-72 | High_E | 0.95 | 49.5 | N/A
External / Internal Wall Insulation | EWI_solid_1.0_0.45 | N/A | N/A | 0-72 | Low_E | 0.95 | 52.6 | N/A
External / Internal Wall Insulation | EWI_solid_1.0_0.45 | N/A | N/A | 0-72 | High_F | 0.95 | 57 | N/A
External / Internal Wall Insulation | EWI_solid_1.0_0.45 | N/A | N/A | 0-72 | Low_F | 0.95 | 62 | N/A
External / Internal Wall Insulation | EWI_solid_1.0_0.45 | N/A | N/A | 0-72 | High_G | 0.95 | 68.6 | N/A
External / Internal Wall Insulation | EWI_solid_1.0_0.45 | N/A | N/A | 0-72 | Low_G | 0.95 | 75.9 | N/A
External / Internal Wall Insulation | EWI_solid_1.0_0.3 | N/A | N/A | 0-72 | High_B | 0.95 | 53.2 | N/A
External / Internal Wall Insulation | EWI_solid_1.0_0.3 | N/A | N/A | 0-72 | Low_B | 0.95 | 53.4 | N/A
External / Internal Wall Insulation | EWI_solid_1.0_0.3 | N/A | N/A | 0-72 | High_C | 0.95 | 54.1 | N/A
External / Internal Wall Insulation | EWI_solid_1.0_0.3 | N/A | N/A | 0-72 | Low_C | 0.95 | 55.1 | N/A
External / Internal Wall Insulation | EWI_solid_1.0_0.3 | N/A | N/A | 0-72 | High_D | 0.95 | 56.9 | N/A
External / Internal Wall Insulation | EWI_solid_1.0_0.3 | N/A | N/A | 0-72 | Low_D | 0.95 | 59.2 | N/A
External / Internal Wall Insulation | EWI_solid_1.0_0.3 | N/A | N/A | 0-72 | High_E | 0.95 | 62.6 | N/A
External / Internal Wall Insulation | EWI_solid_1.0_0.3 | N/A | N/A | 0-72 | Low_E | 0.95 | 66.6 | N/A
External / Internal Wall Insulation | EWI_solid_1.0_0.3 | N/A | N/A | 0-72 | High_F | 0.95 | 72.3 | N/A
External / Internal Wall Insulation | EWI_solid_1.0_0.3 | N/A | N/A | 0-72 | Low_F | 0.95 | 78.6 | N/A
External / Internal Wall Insulation | EWI_solid_1.0_0.3 | N/A | N/A | 0-72 | High_G | 0.95 | 87.2 | N/A
External / Internal Wall Insulation | EWI_solid_1.0_0.3 | N/A | N/A | 0-72 | Low_G | 0.95 | 96.4 | N/A
External / Internal Wall Insulation | EWI_solid_1.0_0.6 | N/A | N/A | 0-72 | High_B | 0.95 | 30.7 | N/A
External / Internal Wall Insulation | EWI_solid_1.0_0.6 | N/A | N/A | 0-72 | Low_B | 0.95 | 30.8 | N/A
External / Internal Wall Insulation | EWI_solid_1.0_0.6 | N/A | N/A | 0-72 | High_C | 0.95 | 31.2 | N/A
External / Internal Wall Insulation | EWI_solid_1.0_0.6 | N/A | N/A | 0-72 | Low_C | 0.95 | 31.8 | N/A
External / Internal Wall Insulation | EWI_solid_1.0_0.6 | N/A | N/A | 0-72 | High_D | 0.95 | 32.9 | N/A
External / Internal Wall Insulation | EWI_solid_1.0_0.6 | N/A | N/A | 0-72 | Low_D | 0.95 | 34.1 | N/A
External / Internal Wall Insulation | EWI_solid_1.0_0.6 | N/A | N/A | 0-72 | High_E | 0.95 | 36.1 | N/A
External / Internal Wall Insulation | EWI_solid_1.0_0.6 | N/A | N/A | 0-72 | Low_E | 0.95 | 38.4 | N/A
External / Internal Wall Insulation | EWI_solid_1.0_0.6 | N/A | N/A | 0-72 | High_F | 0.95 | 41.6 | N/A
External / Internal Wall Insulation | EWI_solid_1.0_0.6 | N/A | N/A | 0-72 | Low_F | 0.95 | 45.2 | N/A
External / Internal Wall Insulation | EWI_solid_1.0_0.6 | N/A | N/A | 0-72 | High_G | 0.95 | 50 | N/A
External / Internal Wall Insulation | EWI_solid_1.0_0.6 | N/A | N/A | 0-72 | Low_G | 0.95 | 55.3 | N/A
External / Internal Wall Insulation | EWI_solid_0.6_0.24 | N/A | N/A | 0-72 | High_B | 0.95 | 31.2 | N/A
External / Internal Wall Insulation | EWI_solid_0.6_0.24 | N/A | N/A | 0-72 | Low_B | 0.95 | 30.9 | N/A
External / Internal Wall Insulation | EWI_solid_0.6_0.24 | N/A | N/A | 0-72 | High_C | 0.95 | 30.8 | N/A
External / Internal Wall Insulation | EWI_solid_0.6_0.24 | N/A | N/A | 0-72 | Low_C | 0.95 | 31 | N/A
External / Internal Wall Insulation | EWI_solid_0.6_0.24 | N/A | N/A | 0-72 | High_D | 0.95 | 31.5 | N/A
External / Internal Wall Insulation | EWI_solid_0.6_0.24 | N/A | N/A | 0-72 | Low_D | 0.95 | 32.2 | N/A
External / Internal Wall Insulation | EWI_solid_0.6_0.24 | N/A | N/A | 0-72 | High_E | 0.95 | 33.5 | N/A
External / Internal Wall Insulation | EWI_solid_0.6_0.24 | N/A | N/A | 0-72 | Low_E | 0.95 | 35.2 | N/A
External / Internal Wall Insulation | EWI_solid_0.6_0.24 | N/A | N/A | 0-72 | High_F | 0.95 | 37.6 | N/A
External / Internal Wall Insulation | EWI_solid_0.6_0.24 | N/A | N/A | 0-72 | Low_F | 0.95 | 40.4 | N/A
External / Internal Wall Insulation | EWI_solid_0.6_0.24 | N/A | N/A | 0-72 | High_G | 0.95 | 44.4 | N/A
External / Internal Wall Insulation | EWI_solid_0.6_0.24 | N/A | N/A | 0-72 | Low_G | 0.95 | 48.8 | N/A
External / Internal Wall Insulation | EWI_solid_0.6_0.3 | N/A | N/A | 0-72 | High_B | 0.95 | 26.1 | N/A
External / Internal Wall Insulation | EWI_solid_0.6_0.3 | N/A | N/A | 0-72 | Low_B | 0.95 | 25.9 | N/A
External / Internal Wall Insulation | EWI_solid_0.6_0.3 | N/A | N/A | 0-72 | High_C | 0.95 | 25.8 | N/A
External / Internal Wall Insulation | EWI_solid_0.6_0.3 | N/A | N/A | 0-72 | Low_C | 0.95 | 25.9 | N/A
External / Internal Wall Insulation | EWI_solid_0.6_0.3 | N/A | N/A | 0-72 | High_D | 0.95 | 26.3 | N/A
External / Internal Wall Insulation | EWI_solid_0.6_0.3 | N/A | N/A | 0-72 | Low_D | 0.95 | 27 | N/A
External / Internal Wall Insulation | EWI_solid_0.6_0.3 | N/A | N/A | 0-72 | High_E | 0.95 | 28 | N/A
External / Internal Wall Insulation | EWI_solid_0.6_0.3 | N/A | N/A | 0-72 | Low_E | 0.95 | 29.4 | N/A
External / Internal Wall Insulation | EWI_solid_0.6_0.3 | N/A | N/A | 0-72 | High_F | 0.95 | 31.4 | N/A
External / Internal Wall Insulation | EWI_solid_0.6_0.3 | N/A | N/A | 0-72 | Low_F | 0.95 | 33.8 | N/A
External / Internal Wall Insulation | EWI_solid_0.6_0.3 | N/A | N/A | 0-72 | High_G | 0.95 | 37 | N/A
External / Internal Wall Insulation | EWI_solid_0.6_0.3 | N/A | N/A | 0-72 | Low_G | 0.95 | 40.6 | N/A
External / Internal Wall Insulation | EWI_solid_0.45_0.21 | N/A | N/A | 0-72 | High_B | 0.95 | 17.6 | N/A
External / Internal Wall Insulation | EWI_solid_0.45_0.21 | N/A | N/A | 0-72 | Low_B | 0.95 | 17.7 | N/A
External / Internal Wall Insulation | EWI_solid_0.45_0.21 | N/A | N/A | 0-72 | High_C | 0.95 | 17.9 | N/A
External / Internal Wall Insulation | EWI_solid_0.45_0.21 | N/A | N/A | 0-72 | Low_C | 0.95 | 18.3 | N/A
External / Internal Wall Insulation | EWI_solid_0.45_0.21 | N/A | N/A | 0-72 | High_D | 0.95 | 19 | N/A
External / Internal Wall Insulation | EWI_solid_0.45_0.21 | N/A | N/A | 0-72 | Low_D | 0.95 | 19.8 | N/A
External / Internal Wall Insulation | EWI_solid_0.45_0.21 | N/A | N/A | 0-72 | High_E | 0.95 | 21.1 | N/A
External / Internal Wall Insulation | EWI_solid_0.45_0.21 | N/A | N/A | 0-72 | Low_E | 0.95 | 22.5 | N/A
External / Internal Wall Insulation | EWI_solid_0.45_0.21 | N/A | N/A | 0-72 | High_F | 0.95 | 24.6 | N/A
External / Internal Wall Insulation | EWI_solid_0.45_0.21 | N/A | N/A | 0-72 | Low_F | 0.95 | 26.9 | N/A
External / Internal Wall Insulation | EWI_solid_0.45_0.21 | N/A | N/A | 0-72 | High_G | 0.95 | 30.1 | N/A
External / Internal Wall Insulation | EWI_solid_0.45_0.21 | N/A | N/A | 0-72 | Low_G | 0.95 | 33.5 | N/A
External / Internal Wall Insulation | EWI_solid_2.0_0.6 | N/A | N/A | 0-72 | High_B | 0.95 | 105.9 | N/A
External / Internal Wall Insulation | EWI_solid_2.0_0.6 | N/A | N/A | 0-72 | Low_B | 0.95 | 106 | N/A
External / Internal Wall Insulation | EWI_solid_2.0_0.6 | N/A | N/A | 0-72 | High_C | 0.95 | 107.1 | N/A
External / Internal Wall Insulation | EWI_solid_2.0_0.6 | N/A | N/A | 0-72 | Low_C | 0.95 | 108.9 | N/A
External / Internal Wall Insulation | EWI_solid_2.0_0.6 | N/A | N/A | 0-72 | High_D | 0.95 | 112.4 | N/A
External / Internal Wall Insulation | EWI_solid_2.0_0.6 | N/A | N/A | 0-72 | Low_D | 0.95 | 116.9 | N/A
External / Internal Wall Insulation | EWI_solid_2.0_0.6 | N/A | N/A | 0-72 | High_E | 0.95 | 123.9 | N/A
External / Internal Wall Insulation | EWI_solid_2.0_0.6 | N/A | N/A | 0-72 | Low_E | 0.95 | 132.1 | N/A
External / Internal Wall Insulation | EWI_solid_2.0_0.6 | N/A | N/A | 0-72 | High_F | 0.95 | 144 | N/A
External / Internal Wall Insulation | EWI_solid_2.0_0.6 | N/A | N/A | 0-72 | Low_F | 0.95 | 157.2 | N/A
External / Internal Wall Insulation | EWI_solid_2.0_0.6 | N/A | N/A | 0-72 | High_G | 0.95 | 175.3 | N/A
External / Internal Wall Insulation | EWI_solid_2.0_0.6 | N/A | N/A | 0-72 | Low_G | 0.95 | 195 | N/A
External / Internal Wall Insulation | EWI_solid_2.0_0.35 | N/A | N/A | 0-72 | High_B | 0.95 | 123.8 | N/A
External / Internal Wall Insulation | EWI_solid_2.0_0.35 | N/A | N/A | 0-72 | Low_B | 0.95 | 123.9 | N/A
External / Internal Wall Insulation | EWI_solid_2.0_0.35 | N/A | N/A | 0-72 | High_C | 0.95 | 125.2 | N/A
External / Internal Wall Insulation | EWI_solid_2.0_0.35 | N/A | N/A | 0-72 | Low_C | 0.95 | 127.3 | N/A
External / Internal Wall Insulation | EWI_solid_2.0_0.35 | N/A | N/A | 0-72 | High_D | 0.95 | 131.5 | N/A
External / Internal Wall Insulation | EWI_solid_2.0_0.35 | N/A | N/A | 0-72 | Low_D | 0.95 | 136.8 | N/A
External / Internal Wall Insulation | EWI_solid_2.0_0.35 | N/A | N/A | 0-72 | High_E | 0.95 | 145.1 | N/A
External / Internal Wall Insulation | EWI_solid_2.0_0.35 | N/A | N/A | 0-72 | Low_E | 0.95 | 154.8 | N/A
External / Internal Wall Insulation | EWI_solid_2.0_0.35 | N/A | N/A | 0-72 | High_F | 0.95 | 168.8 | N/A
External / Internal Wall Insulation | EWI_solid_2.0_0.35 | N/A | N/A | 0-72 | Low_F | 0.95 | 184.4 | N/A
External / Internal Wall Insulation | EWI_solid_2.0_0.35 | N/A | N/A | 0-72 | High_G | 0.95 | 205.8 | N/A
External / Internal Wall Insulation | EWI_solid_2.0_0.35 | N/A | N/A | 0-72 | Low_G | 0.95 | 229.1 | N/A
External / Internal Wall Insulation | EWI_solid_2.0_0.25 | N/A | N/A | 0-72 | High_B | 0.95 | 130.9 | N/A
External / Internal Wall Insulation | EWI_solid_2.0_0.25 | N/A | N/A | 0-72 | Low_B | 0.95 | 131 | N/A
External / Internal Wall Insulation | EWI_solid_2.0_0.25 | N/A | N/A | 0-72 | High_C | 0.95 | 132.3 | N/A
External / Internal Wall Insulation | EWI_solid_2.0_0.25 | N/A | N/A | 0-72 | Low_C | 0.95 | 134.6 | N/A
External / Internal Wall Insulation | EWI_solid_2.0_0.25 | N/A | N/A | 0-72 | High_D | 0.95 | 139 | N/A
External / Internal Wall Insulation | EWI_solid_2.0_0.25 | N/A | N/A | 0-72 | Low_D | 0.95 | 144.6 | N/A
External / Internal Wall Insulation | EWI_solid_2.0_0.25 | N/A | N/A | 0-72 | High_E | 0.95 | 153.5 | N/A
External / Internal Wall Insulation | EWI_solid_2.0_0.25 | N/A | N/A | 0-72 | Low_E | 0.95 | 163.8 | N/A
External / Internal Wall Insulation | EWI_solid_2.0_0.25 | N/A | N/A | 0-72 | High_F | 0.95 | 178.7 | N/A
External / Internal Wall Insulation | EWI_solid_2.0_0.25 | N/A | N/A | 0-72 | Low_F | 0.95 | 195.3 | N/A
External / Internal Wall Insulation | EWI_solid_2.0_0.25 | N/A | N/A | 0-72 | High_G | 0.95 | 218 | N/A
External / Internal Wall Insulation | EWI_solid_2.0_0.25 | N/A | N/A | 0-72 | Low_G | 0.95 | 242.7 | N/A
External / Internal Wall Insulation | EWI_solid_2.0_0.3 | N/A | N/A | 0-72 | High_B | 0.95 | 127.4 | N/A
External / Internal Wall Insulation | EWI_solid_2.0_0.3 | N/A | N/A | 0-72 | Low_B | 0.95 | 127.5 | N/A
External / Internal Wall Insulation | EWI_solid_2.0_0.3 | N/A | N/A | 0-72 | High_C | 0.95 | 128.8 | N/A
External / Internal Wall Insulation | EWI_solid_2.0_0.3 | N/A | N/A | 0-72 | Low_C | 0.95 | 131 | N/A
External / Internal Wall Insulation | EWI_solid_2.0_0.3 | N/A | N/A | 0-72 | High_D | 0.95 | 135.3 | N/A
External / Internal Wall Insulation | EWI_solid_2.0_0.3 | N/A | N/A | 0-72 | Low_D | 0.95 | 140.7 | N/A
External / Internal Wall Insulation | EWI_solid_2.0_0.3 | N/A | N/A | 0-72 | High_E | 0.95 | 149.3 | N/A
External / Internal Wall Insulation | EWI_solid_2.0_0.3 | N/A | N/A | 0-72 | Low_E | 0.95 | 159.3 | N/A
External / Internal Wall Insulation | EWI_solid_2.0_0.3 | N/A | N/A | 0-72 | High_F | 0.95 | 173.7 | N/A
External / Internal Wall Insulation | EWI_solid_2.0_0.3 | N/A | N/A | 0-72 | Low_F | 0.95 | 189.9 | N/A
External / Internal Wall Insulation | EWI_solid_2.0_0.3 | N/A | N/A | 0-72 | High_G | 0.95 | 211.9 | N/A
External / Internal Wall Insulation | EWI_solid_2.0_0.3 | N/A | N/A | 0-72 | Low_G | 0.95 | 235.9 | N/A
External / Internal Wall Insulation | EWI_cavity_1.7_0.55 | N/A | N/A | 0-72 | High_B | 0.95 | 81 | N/A
External / Internal Wall Insulation | EWI_cavity_1.7_0.55 | N/A | N/A | 0-72 | Low_B | 0.95 | 81.6 | N/A
External / Internal Wall Insulation | EWI_cavity_1.7_0.55 | N/A | N/A | 0-72 | High_C | 0.95 | 83.2 | N/A
External / Internal Wall Insulation | EWI_cavity_1.7_0.55 | N/A | N/A | 0-72 | Low_C | 0.95 | 85.2 | N/A
External / Internal Wall Insulation | EWI_cavity_1.7_0.55 | N/A | N/A | 0-72 | High_D | 0.95 | 88.7 | N/A
External / Internal Wall Insulation | EWI_cavity_1.7_0.55 | N/A | N/A | 0-72 | Low_D | 0.95 | 92.9 | N/A
External / Internal Wall Insulation | EWI_cavity_1.7_0.55 | N/A | N/A | 0-72 | High_E | 0.95 | 99.3 | N/A
External / Internal Wall Insulation | EWI_cavity_1.7_0.55 | N/A | N/A | 0-72 | Low_E | 0.95 | 106.5 | N/A
External / Internal Wall Insulation | EWI_cavity_1.7_0.55 | N/A | N/A | 0-72 | High_F | 0.95 | 116.8 | N/A
External / Internal Wall Insulation | EWI_cavity_1.7_0.55 | N/A | N/A | 0-72 | Low_F | 0.95 | 128 | N/A
External / Internal Wall Insulation | EWI_cavity_1.7_0.55 | N/A | N/A | 0-72 | High_G | 0.95 | 143.2 | N/A
External / Internal Wall Insulation | EWI_cavity_1.7_0.55 | N/A | N/A | 0-72 | Low_G | 0.95 | 159.7 | N/A
External / Internal Wall Insulation | EWI_cavity_1.7_0.23 | N/A | N/A | 0-72 | High_B | 0.95 | 102.3 | N/A
External / Internal Wall Insulation | EWI_cavity_1.7_0.23 | N/A | N/A | 0-72 | Low_B | 0.95 | 103.1 | N/A
External / Internal Wall Insulation | EWI_cavity_1.7_0.23 | N/A | N/A | 0-72 | High_C | 0.95 | 105 | N/A
External / Internal Wall Insulation | EWI_cavity_1.7_0.23 | N/A | N/A | 0-72 | Low_C | 0.95 | 107.6 | N/A
External / Internal Wall Insulation | EWI_cavity_1.7_0.23 | N/A | N/A | 0-72 | High_D | 0.95 | 112.1 | N/A
External / Internal Wall Insulation | EWI_cavity_1.7_0.23 | N/A | N/A | 0-72 | Low_D | 0.95 | 117.4 | N/A
External / Internal Wall Insulation | EWI_cavity_1.7_0.23 | N/A | N/A | 0-72 | High_E | 0.95 | 125.6 | N/A
External / Internal Wall Insulation | EWI_cavity_1.7_0.23 | N/A | N/A | 0-72 | Low_E | 0.95 | 134.9 | N/A
External / Internal Wall Insulation | EWI_cavity_1.7_0.23 | N/A | N/A | 0-72 | High_F | 0.95 | 148.1 | N/A
External / Internal Wall Insulation | EWI_cavity_1.7_0.23 | N/A | N/A | 0-72 | Low_F | 0.95 | 162.6 | N/A
External / Internal Wall Insulation | EWI_cavity_1.7_0.23 | N/A | N/A | 0-72 | High_G | 0.95 | 182.2 | N/A
External / Internal Wall Insulation | EWI_cavity_1.7_0.23 | N/A | N/A | 0-72 | Low_G | 0.95 | 203.3 | N/A
External / Internal Wall Insulation | EWI_cavity_1.7_0.3 | N/A | N/A | 0-72 | High_B | 0.95 | 97.7 | N/A
External / Internal Wall Insulation | EWI_cavity_1.7_0.3 | N/A | N/A | 0-72 | Low_B | 0.95 | 98.4 | N/A
External / Internal Wall Insulation | EWI_cavity_1.7_0.3 | N/A | N/A | 0-72 | High_C | 0.95 | 100.3 | N/A
External / Internal Wall Insulation | EWI_cavity_1.7_0.3 | N/A | N/A | 0-72 | Low_C | 0.95 | 102.7 | N/A
External / Internal Wall Insulation | EWI_cavity_1.7_0.3 | N/A | N/A | 0-72 | High_D | 0.95 | 107 | N/A
External / Internal Wall Insulation | EWI_cavity_1.7_0.3 | N/A | N/A | 0-72 | Low_D | 0.95 | 112.1 | N/A
External / Internal Wall Insulation | EWI_cavity_1.7_0.3 | N/A | N/A | 0-72 | High_E | 0.95 | 119.9 | N/A
External / Internal Wall Insulation | EWI_cavity_1.7_0.3 | N/A | N/A | 0-72 | Low_E | 0.95 | 128.8 | N/A
External / Internal Wall Insulation | EWI_cavity_1.7_0.3 | N/A | N/A | 0-72 | High_F | 0.95 | 141.3 | N/A
External / Internal Wall Insulation | EWI_cavity_1.7_0.3 | N/A | N/A | 0-72 | Low_F | 0.95 | 155.1 | N/A
External / Internal Wall Insulation | EWI_cavity_1.7_0.3 | N/A | N/A | 0-72 | High_G | 0.95 | 173.7 | N/A
External / Internal Wall Insulation | EWI_cavity_1.7_0.3 | N/A | N/A | 0-72 | Low_G | 0.95 | 193.8 | N/A
External / Internal Wall Insulation | EWI_cavity_1.7_0.6 | N/A | N/A | 0-72 | High_B | 0.95 | 77.6 | N/A
External / Internal Wall Insulation | EWI_cavity_1.7_0.6 | N/A | N/A | 0-72 | Low_B | 0.95 | 78.2 | N/A
External / Internal Wall Insulation | EWI_cavity_1.7_0.6 | N/A | N/A | 0-72 | High_C | 0.95 | 79.7 | N/A
External / Internal Wall Insulation | EWI_cavity_1.7_0.6 | N/A | N/A | 0-72 | Low_C | 0.95 | 81.6 | N/A
External / Internal Wall Insulation | EWI_cavity_1.7_0.6 | N/A | N/A | 0-72 | High_D | 0.95 | 85 | N/A
External / Internal Wall Insulation | EWI_cavity_1.7_0.6 | N/A | N/A | 0-72 | Low_D | 0.95 | 89 | N/A
External / Internal Wall Insulation | EWI_cavity_1.7_0.6 | N/A | N/A | 0-72 | High_E | 0.95 | 95.1 | N/A
External / Internal Wall Insulation | EWI_cavity_1.7_0.6 | N/A | N/A | 0-72 | Low_E | 0.95 | 102 | N/A
External / Internal Wall Insulation | EWI_cavity_1.7_0.6 | N/A | N/A | 0-72 | High_F | 0.95 | 111.8 | N/A
External / Internal Wall Insulation | EWI_cavity_1.7_0.6 | N/A | N/A | 0-72 | Low_F | 0.95 | 122.6 | N/A
External / Internal Wall Insulation | EWI_cavity_1.7_0.6 | N/A | N/A | 0-72 | High_G | 0.95 | 137.1 | N/A
External / Internal Wall Insulation | EWI_cavity_1.7_0.6 | N/A | N/A | 0-72 | Low_G | 0.95 | 152.8 | N/A
External / Internal Wall Insulation | EWI_cavity_1.0_0.45 | N/A | N/A | 0-72 | High_B | 0.95 | 42 | N/A
External / Internal Wall Insulation | EWI_cavity_1.0_0.45 | N/A | N/A | 0-72 | Low_B | 0.95 | 42.2 | N/A
External / Internal Wall Insulation | EWI_cavity_1.0_0.45 | N/A | N/A | 0-72 | High_C | 0.95 | 42.7 | N/A
External / Internal Wall Insulation | EWI_cavity_1.0_0.45 | N/A | N/A | 0-72 | Low_C | 0.95 | 43.5 | N/A
External / Internal Wall Insulation | EWI_cavity_1.0_0.45 | N/A | N/A | 0-72 | High_D | 0.95 | 45 | N/A
External / Internal Wall Insulation | EWI_cavity_1.0_0.45 | N/A | N/A | 0-72 | Low_D | 0.95 | 46.7 | N/A
External / Internal Wall Insulation | EWI_cavity_1.0_0.45 | N/A | N/A | 0-72 | High_E | 0.95 | 49.5 | N/A
External / Internal Wall Insulation | EWI_cavity_1.0_0.45 | N/A | N/A | 0-72 | Low_E | 0.95 | 52.6 | N/A
External / Internal Wall Insulation | EWI_cavity_1.0_0.45 | N/A | N/A | 0-72 | High_F | 0.95 | 57 | N/A
External / Internal Wall Insulation | EWI_cavity_1.0_0.45 | N/A | N/A | 0-72 | Low_F | 0.95 | 62 | N/A
External / Internal Wall Insulation | EWI_cavity_1.0_0.45 | N/A | N/A | 0-72 | High_G | 0.95 | 68.6 | N/A
External / Internal Wall Insulation | EWI_cavity_1.0_0.45 | N/A | N/A | 0-72 | Low_G | 0.95 | 75.9 | N/A
External / Internal Wall Insulation | EWI_cavity_1.0_0.3 | N/A | N/A | 0-72 | High_B | 0.95 | 53.2 | N/A
External / Internal Wall Insulation | EWI_cavity_1.0_0.3 | N/A | N/A | 0-72 | Low_B | 0.95 | 53.4 | N/A
External / Internal Wall Insulation | EWI_cavity_1.0_0.3 | N/A | N/A | 0-72 | High_C | 0.95 | 54.1 | N/A
External / Internal Wall Insulation | EWI_cavity_1.0_0.3 | N/A | N/A | 0-72 | Low_C | 0.95 | 55.1 | N/A
External / Internal Wall Insulation | EWI_cavity_1.0_0.3 | N/A | N/A | 0-72 | High_D | 0.95 | 56.9 | N/A
External / Internal Wall Insulation | EWI_cavity_1.0_0.3 | N/A | N/A | 0-72 | Low_D | 0.95 | 59.2 | N/A
External / Internal Wall Insulation | EWI_cavity_1.0_0.3 | N/A | N/A | 0-72 | High_E | 0.95 | 62.6 | N/A
External / Internal Wall Insulation | EWI_cavity_1.0_0.3 | N/A | N/A | 0-72 | Low_E | 0.95 | 66.6 | N/A
External / Internal Wall Insulation | EWI_cavity_1.0_0.3 | N/A | N/A | 0-72 | High_F | 0.95 | 72.3 | N/A
External / Internal Wall Insulation | EWI_cavity_1.0_0.3 | N/A | N/A | 0-72 | Low_F | 0.95 | 78.6 | N/A
External / Internal Wall Insulation | EWI_cavity_1.0_0.3 | N/A | N/A | 0-72 | High_G | 0.95 | 87.2 | N/A
External / Internal Wall Insulation | EWI_cavity_1.0_0.3 | N/A | N/A | 0-72 | Low_G | 0.95 | 96.4 | N/A
External / Internal Wall Insulation | EWI_cavity_1.0_0.6 | N/A | N/A | 0-72 | High_B | 0.95 | 30.7 | N/A
External / Internal Wall Insulation | EWI_cavity_1.0_0.6 | N/A | N/A | 0-72 | Low_B | 0.95 | 30.8 | N/A
External / Internal Wall Insulation | EWI_cavity_1.0_0.6 | N/A | N/A | 0-72 | High_C | 0.95 | 31.2 | N/A
External / Internal Wall Insulation | EWI_cavity_1.0_0.6 | N/A | N/A | 0-72 | Low_C | 0.95 | 31.8 | N/A
External / Internal Wall Insulation | EWI_cavity_1.0_0.6 | N/A | N/A | 0-72 | High_D | 0.95 | 32.9 | N/A
External / Internal Wall Insulation | EWI_cavity_1.0_0.6 | N/A | N/A | 0-72 | Low_D | 0.95 | 34.1 | N/A
External / Internal Wall Insulation | EWI_cavity_1.0_0.6 | N/A | N/A | 0-72 | High_E | 0.95 | 36.1 | N/A
External / Internal Wall Insulation | EWI_cavity_1.0_0.6 | N/A | N/A | 0-72 | Low_E | 0.95 | 38.4 | N/A
External / Internal Wall Insulation | EWI_cavity_1.0_0.6 | N/A | N/A | 0-72 | High_F | 0.95 | 41.6 | N/A
External / Internal Wall Insulation | EWI_cavity_1.0_0.6 | N/A | N/A | 0-72 | Low_F | 0.95 | 45.2 | N/A
External / Internal Wall Insulation | EWI_cavity_1.0_0.6 | N/A | N/A | 0-72 | High_G | 0.95 | 50 | N/A
External / Internal Wall Insulation | EWI_cavity_1.0_0.6 | N/A | N/A | 0-72 | Low_G | 0.95 | 55.3 | N/A
External / Internal Wall Insulation | EWI_cavity_0.6_0.24 | N/A | N/A | 0-72 | High_B | 0.95 | 31.2 | N/A
External / Internal Wall Insulation | EWI_cavity_0.6_0.24 | N/A | N/A | 0-72 | Low_B | 0.95 | 30.9 | N/A
External / Internal Wall Insulation | EWI_cavity_0.6_0.24 | N/A | N/A | 0-72 | High_C | 0.95 | 30.8 | N/A
External / Internal Wall Insulation | EWI_cavity_0.6_0.24 | N/A | N/A | 0-72 | Low_C | 0.95 | 31 | N/A
External / Internal Wall Insulation | EWI_cavity_0.6_0.24 | N/A | N/A | 0-72 | High_D | 0.95 | 31.5 | N/A
External / Internal Wall Insulation | EWI_cavity_0.6_0.24 | N/A | N/A | 0-72 | Low_D | 0.95 | 32.2 | N/A
External / Internal Wall Insulation | EWI_cavity_0.6_0.24 | N/A | N/A | 0-72 | High_E | 0.95 | 33.5 | N/A
External / Internal Wall Insulation | EWI_cavity_0.6_0.24 | N/A | N/A | 0-72 | Low_E | 0.95 | 35.2 | N/A
External / Internal Wall Insulation | EWI_cavity_0.6_0.24 | N/A | N/A | 0-72 | High_F | 0.95 | 37.6 | N/A
External / Internal Wall Insulation | EWI_cavity_0.6_0.24 | N/A | N/A | 0-72 | Low_F | 0.95 | 40.4 | N/A
External / Internal Wall Insulation | EWI_cavity_0.6_0.24 | N/A | N/A | 0-72 | High_G | 0.95 | 44.4 | N/A
External / Internal Wall Insulation | EWI_cavity_0.6_0.24 | N/A | N/A | 0-72 | Low_G | 0.95 | 48.8 | N/A
External / Internal Wall Insulation | EWI_cavity_0.6_0.3 | N/A | N/A | 0-72 | High_B | 0.95 | 26.1 | N/A
External / Internal Wall Insulation | EWI_cavity_0.6_0.3 | N/A | N/A | 0-72 | Low_B | 0.95 | 25.9 | N/A
External / Internal Wall Insulation | EWI_cavity_0.6_0.3 | N/A | N/A | 0-72 | High_C | 0.95 | 25.8 | N/A
External / Internal Wall Insulation | EWI_cavity_0.6_0.3 | N/A | N/A | 0-72 | Low_C | 0.95 | 25.9 | N/A
External / Internal Wall Insulation | EWI_cavity_0.6_0.3 | N/A | N/A | 0-72 | High_D | 0.95 | 26.3 | N/A
External / Internal Wall Insulation | EWI_cavity_0.6_0.3 | N/A | N/A | 0-72 | Low_D | 0.95 | 27 | N/A
External / Internal Wall Insulation | EWI_cavity_0.6_0.3 | N/A | N/A | 0-72 | High_E | 0.95 | 28 | N/A
External / Internal Wall Insulation | EWI_cavity_0.6_0.3 | N/A | N/A | 0-72 | Low_E | 0.95 | 29.4 | N/A
External / Internal Wall Insulation | EWI_cavity_0.6_0.3 | N/A | N/A | 0-72 | High_F | 0.95 | 31.4 | N/A
External / Internal Wall Insulation | EWI_cavity_0.6_0.3 | N/A | N/A | 0-72 | Low_F | 0.95 | 33.8 | N/A
External / Internal Wall Insulation | EWI_cavity_0.6_0.3 | N/A | N/A | 0-72 | High_G | 0.95 | 37 | N/A
External / Internal Wall Insulation | EWI_cavity_0.6_0.3 | N/A | N/A | 0-72 | Low_G | 0.95 | 40.6 | N/A
External / Internal Wall Insulation | EWI_cavity_0.45_0.21 | N/A | N/A | 0-72 | High_B | 0.95 | 17.6 | N/A
External / Internal Wall Insulation | EWI_cavity_0.45_0.21 | N/A | N/A | 0-72 | Low_B | 0.95 | 17.7 | N/A
External / Internal Wall Insulation | EWI_cavity_0.45_0.21 | N/A | N/A | 0-72 | High_C | 0.95 | 17.9 | N/A
External / Internal Wall Insulation | EWI_cavity_0.45_0.21 | N/A | N/A | 0-72 | Low_C | 0.95 | 18.3 | N/A
External / Internal Wall Insulation | EWI_cavity_0.45_0.21 | N/A | N/A | 0-72 | High_D | 0.95 | 19 | N/A
External / Internal Wall Insulation | EWI_cavity_0.45_0.21 | N/A | N/A | 0-72 | Low_D | 0.95 | 19.8 | N/A
External / Internal Wall Insulation | EWI_cavity_0.45_0.21 | N/A | N/A | 0-72 | High_E | 0.95 | 21.1 | N/A
External / Internal Wall Insulation | EWI_cavity_0.45_0.21 | N/A | N/A | 0-72 | Low_E | 0.95 | 22.5 | N/A
External / Internal Wall Insulation | EWI_cavity_0.45_0.21 | N/A | N/A | 0-72 | High_F | 0.95 | 24.6 | N/A
External / Internal Wall Insulation | EWI_cavity_0.45_0.21 | N/A | N/A | 0-72 | Low_F | 0.95 | 26.9 | N/A
External / Internal Wall Insulation | EWI_cavity_0.45_0.21 | N/A | N/A | 0-72 | High_G | 0.95 | 30.1 | N/A
External / Internal Wall Insulation | EWI_cavity_0.45_0.21 | N/A | N/A | 0-72 | Low_G | 0.95 | 33.5 | N/A
External / Internal Wall Insulation | EWI_cavity_2.0_0.6 | N/A | N/A | 0-72 | High_B | 0.95 | 105.9 | N/A
External / Internal Wall Insulation | EWI_cavity_2.0_0.6 | N/A | N/A | 0-72 | Low_B | 0.95 | 106 | N/A
External / Internal Wall Insulation | EWI_cavity_2.0_0.6 | N/A | N/A | 0-72 | High_C | 0.95 | 107.1 | N/A
External / Internal Wall Insulation | EWI_cavity_2.0_0.6 | N/A | N/A | 0-72 | Low_C | 0.95 | 108.9 | N/A
External / Internal Wall Insulation | EWI_cavity_2.0_0.6 | N/A | N/A | 0-72 | High_D | 0.95 | 112.4 | N/A
External / Internal Wall Insulation | EWI_cavity_2.0_0.6 | N/A | N/A | 0-72 | Low_D | 0.95 | 116.9 | N/A
External / Internal Wall Insulation | EWI_cavity_2.0_0.6 | N/A | N/A | 0-72 | High_E | 0.95 | 123.9 | N/A
External / Internal Wall Insulation | EWI_cavity_2.0_0.6 | N/A | N/A | 0-72 | Low_E | 0.95 | 132.1 | N/A
External / Internal Wall Insulation | EWI_cavity_2.0_0.6 | N/A | N/A | 0-72 | High_F | 0.95 | 144 | N/A
External / Internal Wall Insulation | EWI_cavity_2.0_0.6 | N/A | N/A | 0-72 | Low_F | 0.95 | 157.2 | N/A
External / Internal Wall Insulation | EWI_cavity_2.0_0.6 | N/A | N/A | 0-72 | High_G | 0.95 | 175.3 | N/A
External / Internal Wall Insulation | EWI_cavity_2.0_0.6 | N/A | N/A | 0-72 | Low_G | 0.95 | 195 | N/A
External / Internal Wall Insulation | EWI_cavity_2.0_0.35 | N/A | N/A | 0-72 | High_B | 0.95 | 123.8 | N/A
External / Internal Wall Insulation | EWI_cavity_2.0_0.35 | N/A | N/A | 0-72 | Low_B | 0.95 | 123.9 | N/A
External / Internal Wall Insulation | EWI_cavity_2.0_0.35 | N/A | N/A | 0-72 | High_C | 0.95 | 125.2 | N/A
External / Internal Wall Insulation | EWI_cavity_2.0_0.35 | N/A | N/A | 0-72 | Low_C | 0.95 | 127.3 | N/A
External / Internal Wall Insulation | EWI_cavity_2.0_0.35 | N/A | N/A | 0-72 | High_D | 0.95 | 131.5 | N/A
External / Internal Wall Insulation | EWI_cavity_2.0_0.35 | N/A | N/A | 0-72 | Low_D | 0.95 | 136.8 | N/A
External / Internal Wall Insulation | EWI_cavity_2.0_0.35 | N/A | N/A | 0-72 | High_E | 0.95 | 145.1 | N/A
External / Internal Wall Insulation | EWI_cavity_2.0_0.35 | N/A | N/A | 0-72 | Low_E | 0.95 | 154.8 | N/A
External / Internal Wall Insulation | EWI_cavity_2.0_0.35 | N/A | N/A | 0-72 | High_F | 0.95 | 168.8 | N/A
External / Internal Wall Insulation | EWI_cavity_2.0_0.35 | N/A | N/A | 0-72 | Low_F | 0.95 | 184.4 | N/A
External / Internal Wall Insulation | EWI_cavity_2.0_0.35 | N/A | N/A | 0-72 | High_G | 0.95 | 205.8 | N/A
External / Internal Wall Insulation | EWI_cavity_2.0_0.35 | N/A | N/A | 0-72 | Low_G | 0.95 | 229.1 | N/A
External / Internal Wall Insulation | EWI_cavity_2.0_0.25 | N/A | N/A | 0-72 | High_B | 0.95 | 130.9 | N/A
External / Internal Wall Insulation | EWI_cavity_2.0_0.25 | N/A | N/A | 0-72 | Low_B | 0.95 | 131 | N/A
External / Internal Wall Insulation | EWI_cavity_2.0_0.25 | N/A | N/A | 0-72 | High_C | 0.95 | 132.3 | N/A
External / Internal Wall Insulation | EWI_cavity_2.0_0.25 | N/A | N/A | 0-72 | Low_C | 0.95 | 134.6 | N/A
External / Internal Wall Insulation | EWI_cavity_2.0_0.25 | N/A | N/A | 0-72 | High_D | 0.95 | 139 | N/A
External / Internal Wall Insulation | EWI_cavity_2.0_0.25 | N/A | N/A | 0-72 | Low_D | 0.95 | 144.6 | N/A
External / Internal Wall Insulation | EWI_cavity_2.0_0.25 | N/A | N/A | 0-72 | High_E | 0.95 | 153.5 | N/A
External / Internal Wall Insulation | EWI_cavity_2.0_0.25 | N/A | N/A | 0-72 | Low_E | 0.95 | 163.8 | N/A
External / Internal Wall Insulation | EWI_cavity_2.0_0.25 | N/A | N/A | 0-72 | High_F | 0.95 | 178.7 | N/A
External / Internal Wall Insulation | EWI_cavity_2.0_0.25 | N/A | N/A | 0-72 | Low_F | 0.95 | 195.3 | N/A
External / Internal Wall Insulation | EWI_cavity_2.0_0.25 | N/A | N/A | 0-72 | High_G | 0.95 | 218 | N/A
External / Internal Wall Insulation | EWI_cavity_2.0_0.25 | N/A | N/A | 0-72 | Low_G | 0.95 | 242.7 | N/A
External / Internal Wall Insulation | EWI_cavity_2.0_0.3 | N/A | N/A | 0-72 | High_B | 0.95 | 127.4 | N/A
External / Internal Wall Insulation | EWI_cavity_2.0_0.3 | N/A | N/A | 0-72 | Low_B | 0.95 | 127.5 | N/A
External / Internal Wall Insulation | EWI_cavity_2.0_0.3 | N/A | N/A | 0-72 | High_C | 0.95 | 128.8 | N/A
External / Internal Wall Insulation | EWI_cavity_2.0_0.3 | N/A | N/A | 0-72 | Low_C | 0.95 | 131 | N/A
External / Internal Wall Insulation | EWI_cavity_2.0_0.3 | N/A | N/A | 0-72 | High_D | 0.95 | 135.3 | N/A
External / Internal Wall Insulation | EWI_cavity_2.0_0.3 | N/A | N/A | 0-72 | Low_D | 0.95 | 140.7 | N/A
External / Internal Wall Insulation | EWI_cavity_2.0_0.3 | N/A | N/A | 0-72 | High_E | 0.95 | 149.3 | N/A
External / Internal Wall Insulation | EWI_cavity_2.0_0.3 | N/A | N/A | 0-72 | Low_E | 0.95 | 159.3 | N/A
External / Internal Wall Insulation | EWI_cavity_2.0_0.3 | N/A | N/A | 0-72 | High_F | 0.95 | 173.7 | N/A
External / Internal Wall Insulation | EWI_cavity_2.0_0.3 | N/A | N/A | 0-72 | Low_F | 0.95 | 189.9 | N/A
External / Internal Wall Insulation | EWI_cavity_2.0_0.3 | N/A | N/A | 0-72 | High_G | 0.95 | 211.9 | N/A
External / Internal Wall Insulation | EWI_cavity_2.0_0.3 | N/A | N/A | 0-72 | Low_G | 0.95 | 235.9 | N/A
External / Internal Wall Insulation | IWI_cavity_1.7_0.55 | N/A | N/A | 0-72 | High_B | 0.95 | 81 | N/A
External / Internal Wall Insulation | IWI_cavity_1.7_0.55 | N/A | N/A | 0-72 | Low_B | 0.95 | 81.6 | N/A
External / Internal Wall Insulation | IWI_cavity_1.7_0.55 | N/A | N/A | 0-72 | High_C | 0.95 | 83.2 | N/A
External / Internal Wall Insulation | IWI_cavity_1.7_0.55 | N/A | N/A | 0-72 | Low_C | 0.95 | 85.2 | N/A
External / Internal Wall Insulation | IWI_cavity_1.7_0.55 | N/A | N/A | 0-72 | High_D | 0.95 | 88.7 | N/A
External / Internal Wall Insulation | IWI_cavity_1.7_0.55 | N/A | N/A | 0-72 | Low_D | 0.95 | 92.9 | N/A
External / Internal Wall Insulation | IWI_cavity_1.7_0.55 | N/A | N/A | 0-72 | High_E | 0.95 | 99.3 | N/A
External / Internal Wall Insulation | IWI_cavity_1.7_0.55 | N/A | N/A | 0-72 | Low_E | 0.95 | 106.5 | N/A
External / Internal Wall Insulation | IWI_cavity_1.7_0.55 | N/A | N/A | 0-72 | High_F | 0.95 | 116.8 | N/A
External / Internal Wall Insulation | IWI_cavity_1.7_0.55 | N/A | N/A | 0-72 | Low_F | 0.95 | 128 | N/A
External / Internal Wall Insulation | IWI_cavity_1.7_0.55 | N/A | N/A | 0-72 | High_G | 0.95 | 143.2 | N/A
External / Internal Wall Insulation | IWI_cavity_1.7_0.55 | N/A | N/A | 0-72 | Low_G | 0.95 | 159.7 | N/A
External / Internal Wall Insulation | IWI_cavity_1.7_0.23 | N/A | N/A | 0-72 | High_B | 0.95 | 102.3 | N/A
External / Internal Wall Insulation | IWI_cavity_1.7_0.23 | N/A | N/A | 0-72 | Low_B | 0.95 | 103.1 | N/A
External / Internal Wall Insulation | IWI_cavity_1.7_0.23 | N/A | N/A | 0-72 | High_C | 0.95 | 105 | N/A
External / Internal Wall Insulation | IWI_cavity_1.7_0.23 | N/A | N/A | 0-72 | Low_C | 0.95 | 107.6 | N/A
External / Internal Wall Insulation | IWI_cavity_1.7_0.23 | N/A | N/A | 0-72 | High_D | 0.95 | 112.1 | N/A
External / Internal Wall Insulation | IWI_cavity_1.7_0.23 | N/A | N/A | 0-72 | Low_D | 0.95 | 117.4 | N/A
External / Internal Wall Insulation | IWI_cavity_1.7_0.23 | N/A | N/A | 0-72 | High_E | 0.95 | 125.6 | N/A
External / Internal Wall Insulation | IWI_cavity_1.7_0.23 | N/A | N/A | 0-72 | Low_E | 0.95 | 134.9 | N/A
External / Internal Wall Insulation | IWI_cavity_1.7_0.23 | N/A | N/A | 0-72 | High_F | 0.95 | 148.1 | N/A
External / Internal Wall Insulation | IWI_cavity_1.7_0.23 | N/A | N/A | 0-72 | Low_F | 0.95 | 162.6 | N/A
External / Internal Wall Insulation | IWI_cavity_1.7_0.23 | N/A | N/A | 0-72 | High_G | 0.95 | 182.2 | N/A
External / Internal Wall Insulation | IWI_cavity_1.7_0.23 | N/A | N/A | 0-72 | Low_G | 0.95 | 203.3 | N/A
External / Internal Wall Insulation | IWI_cavity_1.7_0.3 | N/A | N/A | 0-72 | High_B | 0.95 | 97.7 | N/A
External / Internal Wall Insulation | IWI_cavity_1.7_0.3 | N/A | N/A | 0-72 | Low_B | 0.95 | 98.4 | N/A
External / Internal Wall Insulation | IWI_cavity_1.7_0.3 | N/A | N/A | 0-72 | High_C | 0.95 | 100.3 | N/A
External / Internal Wall Insulation | IWI_cavity_1.7_0.3 | N/A | N/A | 0-72 | Low_C | 0.95 | 102.7 | N/A
External / Internal Wall Insulation | IWI_cavity_1.7_0.3 | N/A | N/A | 0-72 | High_D | 0.95 | 107 | N/A
External / Internal Wall Insulation | IWI_cavity_1.7_0.3 | N/A | N/A | 0-72 | Low_D | 0.95 | 112.1 | N/A
External / Internal Wall Insulation | IWI_cavity_1.7_0.3 | N/A | N/A | 0-72 | High_E | 0.95 | 119.9 | N/A
External / Internal Wall Insulation | IWI_cavity_1.7_0.3 | N/A | N/A | 0-72 | Low_E | 0.95 | 128.8 | N/A
External / Internal Wall Insulation | IWI_cavity_1.7_0.3 | N/A | N/A | 0-72 | High_F | 0.95 | 141.3 | N/A
External / Internal Wall Insulation | IWI_cavity_1.7_0.3 | N/A | N/A | 0-72 | Low_F | 0.95 | 155.1 | N/A
External / Internal Wall Insulation | IWI_cavity_1.7_0.3 | N/A | N/A | 0-72 | High_G | 0.95 | 173.7 | N/A
External / Internal Wall Insulation | IWI_cavity_1.7_0.3 | N/A | N/A | 0-72 | Low_G | 0.95 | 193.8 | N/A
External / Internal Wall Insulation | IWI_cavity_1.7_0.6 | N/A | N/A | 0-72 | High_B | 0.95 | 77.6 | N/A
External / Internal Wall Insulation | IWI_cavity_1.7_0.6 | N/A | N/A | 0-72 | Low_B | 0.95 | 78.2 | N/A
External / Internal Wall Insulation | IWI_cavity_1.7_0.6 | N/A | N/A | 0-72 | High_C | 0.95 | 79.7 | N/A
External / Internal Wall Insulation | IWI_cavity_1.7_0.6 | N/A | N/A | 0-72 | Low_C | 0.95 | 81.6 | N/A
External / Internal Wall Insulation | IWI_cavity_1.7_0.6 | N/A | N/A | 0-72 | High_D | 0.95 | 85 | N/A
External / Internal Wall Insulation | IWI_cavity_1.7_0.6 | N/A | N/A | 0-72 | Low_D | 0.95 | 89 | N/A
External / Internal Wall Insulation | IWI_cavity_1.7_0.6 | N/A | N/A | 0-72 | High_E | 0.95 | 95.1 | N/A
External / Internal Wall Insulation | IWI_cavity_1.7_0.6 | N/A | N/A | 0-72 | Low_E | 0.95 | 102 | N/A
External / Internal Wall Insulation | IWI_cavity_1.7_0.6 | N/A | N/A | 0-72 | High_F | 0.95 | 111.8 | N/A
External / Internal Wall Insulation | IWI_cavity_1.7_0.6 | N/A | N/A | 0-72 | Low_F | 0.95 | 122.6 | N/A
External / Internal Wall Insulation | IWI_cavity_1.7_0.6 | N/A | N/A | 0-72 | High_G | 0.95 | 137.1 | N/A
External / Internal Wall Insulation | IWI_cavity_1.7_0.6 | N/A | N/A | 0-72 | Low_G | 0.95 | 152.8 | N/A
External / Internal Wall Insulation | IWI_cavity_1.0_0.45 | N/A | N/A | 0-72 | High_B | 0.95 | 42 | N/A
External / Internal Wall Insulation | IWI_cavity_1.0_0.45 | N/A | N/A | 0-72 | Low_B | 0.95 | 42.2 | N/A
External / Internal Wall Insulation | IWI_cavity_1.0_0.45 | N/A | N/A | 0-72 | High_C | 0.95 | 42.7 | N/A
External / Internal Wall Insulation | IWI_cavity_1.0_0.45 | N/A | N/A | 0-72 | Low_C | 0.95 | 43.5 | N/A
External / Internal Wall Insulation | IWI_cavity_1.0_0.45 | N/A | N/A | 0-72 | High_D | 0.95 | 45 | N/A
External / Internal Wall Insulation | IWI_cavity_1.0_0.45 | N/A | N/A | 0-72 | Low_D | 0.95 | 46.7 | N/A
External / Internal Wall Insulation | IWI_cavity_1.0_0.45 | N/A | N/A | 0-72 | High_E | 0.95 | 49.5 | N/A
External / Internal Wall Insulation | IWI_cavity_1.0_0.45 | N/A | N/A | 0-72 | Low_E | 0.95 | 52.6 | N/A
External / Internal Wall Insulation | IWI_cavity_1.0_0.45 | N/A | N/A | 0-72 | High_F | 0.95 | 57 | N/A
External / Internal Wall Insulation | IWI_cavity_1.0_0.45 | N/A | N/A | 0-72 | Low_F | 0.95 | 62 | N/A
External / Internal Wall Insulation | IWI_cavity_1.0_0.45 | N/A | N/A | 0-72 | High_G | 0.95 | 68.6 | N/A
External / Internal Wall Insulation | IWI_cavity_1.0_0.45 | N/A | N/A | 0-72 | Low_G | 0.95 | 75.9 | N/A
External / Internal Wall Insulation | IWI_cavity_1.0_0.3 | N/A | N/A | 0-72 | High_B | 0.95 | 53.2 | N/A
External / Internal Wall Insulation | IWI_cavity_1.0_0.3 | N/A | N/A | 0-72 | Low_B | 0.95 | 53.4 | N/A
External / Internal Wall Insulation | IWI_cavity_1.0_0.3 | N/A | N/A | 0-72 | High_C | 0.95 | 54.1 | N/A
External / Internal Wall Insulation | IWI_cavity_1.0_0.3 | N/A | N/A | 0-72 | Low_C | 0.95 | 55.1 | N/A
External / Internal Wall Insulation | IWI_cavity_1.0_0.3 | N/A | N/A | 0-72 | High_D | 0.95 | 56.9 | N/A
External / Internal Wall Insulation | IWI_cavity_1.0_0.3 | N/A | N/A | 0-72 | Low_D | 0.95 | 59.2 | N/A
External / Internal Wall Insulation | IWI_cavity_1.0_0.3 | N/A | N/A | 0-72 | High_E | 0.95 | 62.6 | N/A
External / Internal Wall Insulation | IWI_cavity_1.0_0.3 | N/A | N/A | 0-72 | Low_E | 0.95 | 66.6 | N/A
External / Internal Wall Insulation | IWI_cavity_1.0_0.3 | N/A | N/A | 0-72 | High_F | 0.95 | 72.3 | N/A
External / Internal Wall Insulation | IWI_cavity_1.0_0.3 | N/A | N/A | 0-72 | Low_F | 0.95 | 78.6 | N/A
External / Internal Wall Insulation | IWI_cavity_1.0_0.3 | N/A | N/A | 0-72 | High_G | 0.95 | 87.2 | N/A
External / Internal Wall Insulation | IWI_cavity_1.0_0.3 | N/A | N/A | 0-72 | Low_G | 0.95 | 96.4 | N/A
External / Internal Wall Insulation | IWI_cavity_1.0_0.6 | N/A | N/A | 0-72 | High_B | 0.95 | 30.7 | N/A
External / Internal Wall Insulation | IWI_cavity_1.0_0.6 | N/A | N/A | 0-72 | Low_B | 0.95 | 30.8 | N/A
External / Internal Wall Insulation | IWI_cavity_1.0_0.6 | N/A | N/A | 0-72 | High_C | 0.95 | 31.2 | N/A
External / Internal Wall Insulation | IWI_cavity_1.0_0.6 | N/A | N/A | 0-72 | Low_C | 0.95 | 31.8 | N/A
External / Internal Wall Insulation | IWI_cavity_1.0_0.6 | N/A | N/A | 0-72 | High_D | 0.95 | 32.9 | N/A
External / Internal Wall Insulation | IWI_cavity_1.0_0.6 | N/A | N/A | 0-72 | Low_D | 0.95 | 34.1 | N/A
External / Internal Wall Insulation | IWI_cavity_1.0_0.6 | N/A | N/A | 0-72 | High_E | 0.95 | 36.1 | N/A
External / Internal Wall Insulation | IWI_cavity_1.0_0.6 | N/A | N/A | 0-72 | Low_E | 0.95 | 38.4 | N/A
External / Internal Wall Insulation | IWI_cavity_1.0_0.6 | N/A | N/A | 0-72 | High_F | 0.95 | 41.6 | N/A
External / Internal Wall Insulation | IWI_cavity_1.0_0.6 | N/A | N/A | 0-72 | Low_F | 0.95 | 45.2 | N/A
External / Internal Wall Insulation | IWI_cavity_1.0_0.6 | N/A | N/A | 0-72 | High_G | 0.95 | 50 | N/A
External / Internal Wall Insulation | IWI_cavity_1.0_0.6 | N/A | N/A | 0-72 | Low_G | 0.95 | 55.3 | N/A
External / Internal Wall Insulation | IWI_cavity_0.6_0.24 | N/A | N/A | 0-72 | High_B | 0.95 | 31.2 | N/A
External / Internal Wall Insulation | IWI_cavity_0.6_0.24 | N/A | N/A | 0-72 | Low_B | 0.95 | 30.9 | N/A
External / Internal Wall Insulation | IWI_cavity_0.6_0.24 | N/A | N/A | 0-72 | High_C | 0.95 | 30.8 | N/A
External / Internal Wall Insulation | IWI_cavity_0.6_0.24 | N/A | N/A | 0-72 | Low_C | 0.95 | 31 | N/A
External / Internal Wall Insulation | IWI_cavity_0.6_0.24 | N/A | N/A | 0-72 | High_D | 0.95 | 31.5 | N/A
External / Internal Wall Insulation | IWI_cavity_0.6_0.24 | N/A | N/A | 0-72 | Low_D | 0.95 | 32.2 | N/A
External / Internal Wall Insulation | IWI_cavity_0.6_0.24 | N/A | N/A | 0-72 | High_E | 0.95 | 33.5 | N/A
External / Internal Wall Insulation | IWI_cavity_0.6_0.24 | N/A | N/A | 0-72 | Low_E | 0.95 | 35.2 | N/A
External / Internal Wall Insulation | IWI_cavity_0.6_0.24 | N/A | N/A | 0-72 | High_F | 0.95 | 37.6 | N/A
External / Internal Wall Insulation | IWI_cavity_0.6_0.24 | N/A | N/A | 0-72 | Low_F | 0.95 | 40.4 | N/A
External / Internal Wall Insulation | IWI_cavity_0.6_0.24 | N/A | N/A | 0-72 | High_G | 0.95 | 44.4 | N/A
External / Internal Wall Insulation | IWI_cavity_0.6_0.24 | N/A | N/A | 0-72 | Low_G | 0.95 | 48.8 | N/A
External / Internal Wall Insulation | IWI_cavity_0.6_0.3 | N/A | N/A | 0-72 | High_B | 0.95 | 26.1 | N/A
External / Internal Wall Insulation | IWI_cavity_0.6_0.3 | N/A | N/A | 0-72 | Low_B | 0.95 | 25.9 | N/A
External / Internal Wall Insulation | IWI_cavity_0.6_0.3 | N/A | N/A | 0-72 | High_C | 0.95 | 25.8 | N/A
External / Internal Wall Insulation | IWI_cavity_0.6_0.3 | N/A | N/A | 0-72 | Low_C | 0.95 | 25.9 | N/A
External / Internal Wall Insulation | IWI_cavity_0.6_0.3 | N/A | N/A | 0-72 | High_D | 0.95 | 26.3 | N/A
External / Internal Wall Insulation | IWI_cavity_0.6_0.3 | N/A | N/A | 0-72 | Low_D | 0.95 | 27 | N/A
External / Internal Wall Insulation | IWI_cavity_0.6_0.3 | N/A | N/A | 0-72 | High_E | 0.95 | 28 | N/A
External / Internal Wall Insulation | IWI_cavity_0.6_0.3 | N/A | N/A | 0-72 | Low_E | 0.95 | 29.4 | N/A
External / Internal Wall Insulation | IWI_cavity_0.6_0.3 | N/A | N/A | 0-72 | High_F | 0.95 | 31.4 | N/A
External / Internal Wall Insulation | IWI_cavity_0.6_0.3 | N/A | N/A | 0-72 | Low_F | 0.95 | 33.8 | N/A
External / Internal Wall Insulation | IWI_cavity_0.6_0.3 | N/A | N/A | 0-72 | High_G | 0.95 | 37 | N/A
External / Internal Wall Insulation | IWI_cavity_0.6_0.3 | N/A | N/A | 0-72 | Low_G | 0.95 | 40.6 | N/A
External / Internal Wall Insulation | IWI_cavity_0.45_0.21 | N/A | N/A | 0-72 | High_B | 0.95 | 17.6 | N/A
External / Internal Wall Insulation | IWI_cavity_0.45_0.21 | N/A | N/A | 0-72 | Low_B | 0.95 | 17.7 | N/A
External / Internal Wall Insulation | IWI_cavity_0.45_0.21 | N/A | N/A | 0-72 | High_C | 0.95 | 17.9 | N/A
External / Internal Wall Insulation | IWI_cavity_0.45_0.21 | N/A | N/A | 0-72 | Low_C | 0.95 | 18.3 | N/A
External / Internal Wall Insulation | IWI_cavity_0.45_0.21 | N/A | N/A | 0-72 | High_D | 0.95 | 19 | N/A
External / Internal Wall Insulation | IWI_cavity_0.45_0.21 | N/A | N/A | 0-72 | Low_D | 0.95 | 19.8 | N/A
External / Internal Wall Insulation | IWI_cavity_0.45_0.21 | N/A | N/A | 0-72 | High_E | 0.95 | 21.1 | N/A
External / Internal Wall Insulation | IWI_cavity_0.45_0.21 | N/A | N/A | 0-72 | Low_E | 0.95 | 22.5 | N/A
External / Internal Wall Insulation | IWI_cavity_0.45_0.21 | N/A | N/A | 0-72 | High_F | 0.95 | 24.6 | N/A
External / Internal Wall Insulation | IWI_cavity_0.45_0.21 | N/A | N/A | 0-72 | Low_F | 0.95 | 26.9 | N/A
External / Internal Wall Insulation | IWI_cavity_0.45_0.21 | N/A | N/A | 0-72 | High_G | 0.95 | 30.1 | N/A
External / Internal Wall Insulation | IWI_cavity_0.45_0.21 | N/A | N/A | 0-72 | Low_G | 0.95 | 33.5 | N/A
External / Internal Wall Insulation | IWI_cavity_2.0_0.6 | N/A | N/A | 0-72 | High_B | 0.95 | 105.9 | N/A
External / Internal Wall Insulation | IWI_cavity_2.0_0.6 | N/A | N/A | 0-72 | Low_B | 0.95 | 106 | N/A
External / Internal Wall Insulation | IWI_cavity_2.0_0.6 | N/A | N/A | 0-72 | High_C | 0.95 | 107.1 | N/A
External / Internal Wall Insulation | IWI_cavity_2.0_0.6 | N/A | N/A | 0-72 | Low_C | 0.95 | 108.9 | N/A
External / Internal Wall Insulation | IWI_cavity_2.0_0.6 | N/A | N/A | 0-72 | High_D | 0.95 | 112.4 | N/A
External / Internal Wall Insulation | IWI_cavity_2.0_0.6 | N/A | N/A | 0-72 | Low_D | 0.95 | 116.9 | N/A
External / Internal Wall Insulation | IWI_cavity_2.0_0.6 | N/A | N/A | 0-72 | High_E | 0.95 | 123.9 | N/A
External / Internal Wall Insulation | IWI_cavity_2.0_0.6 | N/A | N/A | 0-72 | Low_E | 0.95 | 132.1 | N/A
External / Internal Wall Insulation | IWI_cavity_2.0_0.6 | N/A | N/A | 0-72 | High_F | 0.95 | 144 | N/A
External / Internal Wall Insulation | IWI_cavity_2.0_0.6 | N/A | N/A | 0-72 | Low_F | 0.95 | 157.2 | N/A
External / Internal Wall Insulation | IWI_cavity_2.0_0.6 | N/A | N/A | 0-72 | High_G | 0.95 | 175.3 | N/A
External / Internal Wall Insulation | IWI_cavity_2.0_0.6 | N/A | N/A | 0-72 | Low_G | 0.95 | 195 | N/A
External / Internal Wall Insulation | IWI_cavity_2.0_0.35 | N/A | N/A | 0-72 | High_B | 0.95 | 123.8 | N/A
External / Internal Wall Insulation | IWI_cavity_2.0_0.35 | N/A | N/A | 0-72 | Low_B | 0.95 | 123.9 | N/A
External / Internal Wall Insulation | IWI_cavity_2.0_0.35 | N/A | N/A | 0-72 | High_C | 0.95 | 125.2 | N/A
External / Internal Wall Insulation | IWI_cavity_2.0_0.35 | N/A | N/A | 0-72 | Low_C | 0.95 | 127.3 | N/A
External / Internal Wall Insulation | IWI_cavity_2.0_0.35 | N/A | N/A | 0-72 | High_D | 0.95 | 131.5 | N/A
External / Internal Wall Insulation | IWI_cavity_2.0_0.35 | N/A | N/A | 0-72 | Low_D | 0.95 | 136.8 | N/A
External / Internal Wall Insulation | IWI_cavity_2.0_0.35 | N/A | N/A | 0-72 | High_E | 0.95 | 145.1 | N/A
External / Internal Wall Insulation | IWI_cavity_2.0_0.35 | N/A | N/A | 0-72 | Low_E | 0.95 | 154.8 | N/A
External / Internal Wall Insulation | IWI_cavity_2.0_0.35 | N/A | N/A | 0-72 | High_F | 0.95 | 168.8 | N/A
External / Internal Wall Insulation | IWI_cavity_2.0_0.35 | N/A | N/A | 0-72 | Low_F | 0.95 | 184.4 | N/A
External / Internal Wall Insulation | IWI_cavity_2.0_0.35 | N/A | N/A | 0-72 | High_G | 0.95 | 205.8 | N/A
External / Internal Wall Insulation | IWI_cavity_2.0_0.35 | N/A | N/A | 0-72 | Low_G | 0.95 | 229.1 | N/A
External / Internal Wall Insulation | IWI_cavity_2.0_0.25 | N/A | N/A | 0-72 | High_B | 0.95 | 130.9 | N/A
External / Internal Wall Insulation | IWI_cavity_2.0_0.25 | N/A | N/A | 0-72 | Low_B | 0.95 | 131 | N/A
External / Internal Wall Insulation | IWI_cavity_2.0_0.25 | N/A | N/A | 0-72 | High_C | 0.95 | 132.3 | N/A
External / Internal Wall Insulation | IWI_cavity_2.0_0.25 | N/A | N/A | 0-72 | Low_C | 0.95 | 134.6 | N/A
External / Internal Wall Insulation | IWI_cavity_2.0_0.25 | N/A | N/A | 0-72 | High_D | 0.95 | 139 | N/A
External / Internal Wall Insulation | IWI_cavity_2.0_0.25 | N/A | N/A | 0-72 | Low_D | 0.95 | 144.6 | N/A
External / Internal Wall Insulation | IWI_cavity_2.0_0.25 | N/A | N/A | 0-72 | High_E | 0.95 | 153.5 | N/A
External / Internal Wall Insulation | IWI_cavity_2.0_0.25 | N/A | N/A | 0-72 | Low_E | 0.95 | 163.8 | N/A
External / Internal Wall Insulation | IWI_cavity_2.0_0.25 | N/A | N/A | 0-72 | High_F | 0.95 | 178.7 | N/A
External / Internal Wall Insulation | IWI_cavity_2.0_0.25 | N/A | N/A | 0-72 | Low_F | 0.95 | 195.3 | N/A
External / Internal Wall Insulation | IWI_cavity_2.0_0.25 | N/A | N/A | 0-72 | High_G | 0.95 | 218 | N/A
External / Internal Wall Insulation | IWI_cavity_2.0_0.25 | N/A | N/A | 0-72 | Low_G | 0.95 | 242.7 | N/A
External / Internal Wall Insulation | IWI_cavity_2.0_0.3 | N/A | N/A | 0-72 | High_B | 0.95 | 127.4 | N/A
External / Internal Wall Insulation | IWI_cavity_2.0_0.3 | N/A | N/A | 0-72 | Low_B | 0.95 | 127.5 | N/A
External / Internal Wall Insulation | IWI_cavity_2.0_0.3 | N/A | N/A | 0-72 | High_C | 0.95 | 128.8 | N/A
External / Internal Wall Insulation | IWI_cavity_2.0_0.3 | N/A | N/A | 0-72 | Low_C | 0.95 | 131 | N/A
External / Internal Wall Insulation | IWI_cavity_2.0_0.3 | N/A | N/A | 0-72 | High_D | 0.95 | 135.3 | N/A
External / Internal Wall Insulation | IWI_cavity_2.0_0.3 | N/A | N/A | 0-72 | Low_D | 0.95 | 140.7 | N/A
External / Internal Wall Insulation | IWI_cavity_2.0_0.3 | N/A | N/A | 0-72 | High_E | 0.95 | 149.3 | N/A
External / Internal Wall Insulation | IWI_cavity_2.0_0.3 | N/A | N/A | 0-72 | Low_E | 0.95 | 159.3 | N/A
External / Internal Wall Insulation | IWI_cavity_2.0_0.3 | N/A | N/A | 0-72 | High_F | 0.95 | 173.7 | N/A
External / Internal Wall Insulation | IWI_cavity_2.0_0.3 | N/A | N/A | 0-72 | Low_F | 0.95 | 189.9 | N/A
External / Internal Wall Insulation | IWI_cavity_2.0_0.3 | N/A | N/A | 0-72 | High_G | 0.95 | 211.9 | N/A
External / Internal Wall Insulation | IWI_cavity_2.0_0.3 | N/A | N/A | 0-72 | Low_G | 0.95 | 235.9 | N/A
External / Internal Wall Insulation | HWI_solid_1.7_0.55 | N/A | N/A | 0-72 | High_B | 0.95 | 81 | N/A
External / Internal Wall Insulation | HWI_solid_1.7_0.55 | N/A | N/A | 0-72 | Low_B | 0.95 | 81.6 | N/A
External / Internal Wall Insulation | HWI_solid_1.7_0.55 | N/A | N/A | 0-72 | High_C | 0.95 | 83.2 | N/A
External / Internal Wall Insulation | HWI_solid_1.7_0.55 | N/A | N/A | 0-72 | Low_C | 0.95 | 85.2 | N/A
External / Internal Wall Insulation | HWI_solid_1.7_0.55 | N/A | N/A | 0-72 | High_D | 0.95 | 88.7 | N/A
External / Internal Wall Insulation | HWI_solid_1.7_0.55 | N/A | N/A | 0-72 | Low_D | 0.95 | 92.9 | N/A
External / Internal Wall Insulation | HWI_solid_1.7_0.55 | N/A | N/A | 0-72 | High_E | 0.95 | 99.3 | N/A
External / Internal Wall Insulation | HWI_solid_1.7_0.55 | N/A | N/A | 0-72 | Low_E | 0.95 | 106.5 | N/A
External / Internal Wall Insulation | HWI_solid_1.7_0.55 | N/A | N/A | 0-72 | High_F | 0.95 | 116.8 | N/A
External / Internal Wall Insulation | HWI_solid_1.7_0.55 | N/A | N/A | 0-72 | Low_F | 0.95 | 128 | N/A
External / Internal Wall Insulation | HWI_solid_1.7_0.55 | N/A | N/A | 0-72 | High_G | 0.95 | 143.2 | N/A
External / Internal Wall Insulation | HWI_solid_1.7_0.55 | N/A | N/A | 0-72 | Low_G | 0.95 | 159.7 | N/A
External / Internal Wall Insulation | HWI_solid_1.7_0.23 | N/A | N/A | 0-72 | High_B | 0.95 | 102.3 | N/A
External / Internal Wall Insulation | HWI_solid_1.7_0.23 | N/A | N/A | 0-72 | Low_B | 0.95 | 103.1 | N/A
External / Internal Wall Insulation | HWI_solid_1.7_0.23 | N/A | N/A | 0-72 | High_C | 0.95 | 105 | N/A
External / Internal Wall Insulation | HWI_solid_1.7_0.23 | N/A | N/A | 0-72 | Low_C | 0.95 | 107.6 | N/A
External / Internal Wall Insulation | HWI_solid_1.7_0.23 | N/A | N/A | 0-72 | High_D | 0.95 | 112.1 | N/A
External / Internal Wall Insulation | HWI_solid_1.7_0.23 | N/A | N/A | 0-72 | Low_D | 0.95 | 117.4 | N/A
External / Internal Wall Insulation | HWI_solid_1.7_0.23 | N/A | N/A | 0-72 | High_E | 0.95 | 125.6 | N/A
External / Internal Wall Insulation | HWI_solid_1.7_0.23 | N/A | N/A | 0-72 | Low_E | 0.95 | 134.9 | N/A
External / Internal Wall Insulation | HWI_solid_1.7_0.23 | N/A | N/A | 0-72 | High_F | 0.95 | 148.1 | N/A
External / Internal Wall Insulation | HWI_solid_1.7_0.23 | N/A | N/A | 0-72 | Low_F | 0.95 | 162.6 | N/A
External / Internal Wall Insulation | HWI_solid_1.7_0.23 | N/A | N/A | 0-72 | High_G | 0.95 | 182.2 | N/A
External / Internal Wall Insulation | HWI_solid_1.7_0.23 | N/A | N/A | 0-72 | Low_G | 0.95 | 203.3 | N/A
External / Internal Wall Insulation | HWI_solid_1.7_0.3 | N/A | N/A | 0-72 | High_B | 0.95 | 97.7 | N/A
External / Internal Wall Insulation | HWI_solid_1.7_0.3 | N/A | N/A | 0-72 | Low_B | 0.95 | 98.4 | N/A
External / Internal Wall Insulation | HWI_solid_1.7_0.3 | N/A | N/A | 0-72 | High_C | 0.95 | 100.3 | N/A
External / Internal Wall Insulation | HWI_solid_1.7_0.3 | N/A | N/A | 0-72 | Low_C | 0.95 | 102.7 | N/A
External / Internal Wall Insulation | HWI_solid_1.7_0.3 | N/A | N/A | 0-72 | High_D | 0.95 | 107 | N/A
External / Internal Wall Insulation | HWI_solid_1.7_0.3 | N/A | N/A | 0-72 | Low_D | 0.95 | 112.1 | N/A
External / Internal Wall Insulation | HWI_solid_1.7_0.3 | N/A | N/A | 0-72 | High_E | 0.95 | 119.9 | N/A
External / Internal Wall Insulation | HWI_solid_1.7_0.3 | N/A | N/A | 0-72 | Low_E | 0.95 | 128.8 | N/A
External / Internal Wall Insulation | HWI_solid_1.7_0.3 | N/A | N/A | 0-72 | High_F | 0.95 | 141.3 | N/A
External / Internal Wall Insulation | HWI_solid_1.7_0.3 | N/A | N/A | 0-72 | Low_F | 0.95 | 155.1 | N/A
External / Internal Wall Insulation | HWI_solid_1.7_0.3 | N/A | N/A | 0-72 | High_G | 0.95 | 173.7 | N/A
External / Internal Wall Insulation | HWI_solid_1.7_0.3 | N/A | N/A | 0-72 | Low_G | 0.95 | 193.8 | N/A
External / Internal Wall Insulation | HWI_solid_1.7_0.6 | N/A | N/A | 0-72 | High_B | 0.95 | 77.6 | N/A
External / Internal Wall Insulation | HWI_solid_1.7_0.6 | N/A | N/A | 0-72 | Low_B | 0.95 | 78.2 | N/A
External / Internal Wall Insulation | HWI_solid_1.7_0.6 | N/A | N/A | 0-72 | High_C | 0.95 | 79.7 | N/A
External / Internal Wall Insulation | HWI_solid_1.7_0.6 | N/A | N/A | 0-72 | Low_C | 0.95 | 81.6 | N/A
External / Internal Wall Insulation | HWI_solid_1.7_0.6 | N/A | N/A | 0-72 | High_D | 0.95 | 85 | N/A
External / Internal Wall Insulation | HWI_solid_1.7_0.6 | N/A | N/A | 0-72 | Low_D | 0.95 | 89 | N/A
External / Internal Wall Insulation | HWI_solid_1.7_0.6 | N/A | N/A | 0-72 | High_E | 0.95 | 95.1 | N/A
External / Internal Wall Insulation | HWI_solid_1.7_0.6 | N/A | N/A | 0-72 | Low_E | 0.95 | 102 | N/A
External / Internal Wall Insulation | HWI_solid_1.7_0.6 | N/A | N/A | 0-72 | High_F | 0.95 | 111.8 | N/A
External / Internal Wall Insulation | HWI_solid_1.7_0.6 | N/A | N/A | 0-72 | Low_F | 0.95 | 122.6 | N/A
External / Internal Wall Insulation | HWI_solid_1.7_0.6 | N/A | N/A | 0-72 | High_G | 0.95 | 137.1 | N/A
External / Internal Wall Insulation | HWI_solid_1.7_0.6 | N/A | N/A | 0-72 | Low_G | 0.95 | 152.8 | N/A
External / Internal Wall Insulation | HWI_solid_1.0_0.45 | N/A | N/A | 0-72 | High_B | 0.95 | 42 | N/A
External / Internal Wall Insulation | HWI_solid_1.0_0.45 | N/A | N/A | 0-72 | Low_B | 0.95 | 42.2 | N/A
External / Internal Wall Insulation | HWI_solid_1.0_0.45 | N/A | N/A | 0-72 | High_C | 0.95 | 42.7 | N/A
External / Internal Wall Insulation | HWI_solid_1.0_0.45 | N/A | N/A | 0-72 | Low_C | 0.95 | 43.5 | N/A
External / Internal Wall Insulation | HWI_solid_1.0_0.45 | N/A | N/A | 0-72 | High_D | 0.95 | 45 | N/A
External / Internal Wall Insulation | HWI_solid_1.0_0.45 | N/A | N/A | 0-72 | Low_D | 0.95 | 46.7 | N/A
External / Internal Wall Insulation | HWI_solid_1.0_0.45 | N/A | N/A | 0-72 | High_E | 0.95 | 49.5 | N/A
External / Internal Wall Insulation | HWI_solid_1.0_0.45 | N/A | N/A | 0-72 | Low_E | 0.95 | 52.6 | N/A
External / Internal Wall Insulation | HWI_solid_1.0_0.45 | N/A | N/A | 0-72 | High_F | 0.95 | 57 | N/A
External / Internal Wall Insulation | HWI_solid_1.0_0.45 | N/A | N/A | 0-72 | Low_F | 0.95 | 62 | N/A
External / Internal Wall Insulation | HWI_solid_1.0_0.45 | N/A | N/A | 0-72 | High_G | 0.95 | 68.6 | N/A
External / Internal Wall Insulation | HWI_solid_1.0_0.45 | N/A | N/A | 0-72 | Low_G | 0.95 | 75.9 | N/A
External / Internal Wall Insulation | HWI_solid_1.0_0.3 | N/A | N/A | 0-72 | High_B | 0.95 | 53.2 | N/A
External / Internal Wall Insulation | HWI_solid_1.0_0.3 | N/A | N/A | 0-72 | Low_B | 0.95 | 53.4 | N/A
External / Internal Wall Insulation | HWI_solid_1.0_0.3 | N/A | N/A | 0-72 | High_C | 0.95 | 54.1 | N/A
External / Internal Wall Insulation | HWI_solid_1.0_0.3 | N/A | N/A | 0-72 | Low_C | 0.95 | 55.1 | N/A
External / Internal Wall Insulation | HWI_solid_1.0_0.3 | N/A | N/A | 0-72 | High_D | 0.95 | 56.9 | N/A
External / Internal Wall Insulation | HWI_solid_1.0_0.3 | N/A | N/A | 0-72 | Low_D | 0.95 | 59.2 | N/A
External / Internal Wall Insulation | HWI_solid_1.0_0.3 | N/A | N/A | 0-72 | High_E | 0.95 | 62.6 | N/A
External / Internal Wall Insulation | HWI_solid_1.0_0.3 | N/A | N/A | 0-72 | Low_E | 0.95 | 66.6 | N/A
External / Internal Wall Insulation | HWI_solid_1.0_0.3 | N/A | N/A | 0-72 | High_F | 0.95 | 72.3 | N/A
External / Internal Wall Insulation | HWI_solid_1.0_0.3 | N/A | N/A | 0-72 | Low_F | 0.95 | 78.6 | N/A
External / Internal Wall Insulation | HWI_solid_1.0_0.3 | N/A | N/A | 0-72 | High_G | 0.95 | 87.2 | N/A
External / Internal Wall Insulation | HWI_solid_1.0_0.3 | N/A | N/A | 0-72 | Low_G | 0.95 | 96.4 | N/A
External / Internal Wall Insulation | HWI_solid_1.0_0.6 | N/A | N/A | 0-72 | High_B | 0.95 | 30.7 | N/A
External / Internal Wall Insulation | HWI_solid_1.0_0.6 | N/A | N/A | 0-72 | Low_B | 0.95 | 30.8 | N/A
External / Internal Wall Insulation | HWI_solid_1.0_0.6 | N/A | N/A | 0-72 | High_C | 0.95 | 31.2 | N/A
External / Internal Wall Insulation | HWI_solid_1.0_0.6 | N/A | N/A | 0-72 | Low_C | 0.95 | 31.8 | N/A
External / Internal Wall Insulation | HWI_solid_1.0_0.6 | N/A | N/A | 0-72 | High_D | 0.95 | 32.9 | N/A
External / Internal Wall Insulation | HWI_solid_1.0_0.6 | N/A | N/A | 0-72 | Low_D | 0.95 | 34.1 | N/A
External / Internal Wall Insulation | HWI_solid_1.0_0.6 | N/A | N/A | 0-72 | High_E | 0.95 | 36.1 | N/A
External / Internal Wall Insulation | HWI_solid_1.0_0.6 | N/A | N/A | 0-72 | Low_E | 0.95 | 38.4 | N/A
External / Internal Wall Insulation | HWI_solid_1.0_0.6 | N/A | N/A | 0-72 | High_F | 0.95 | 41.6 | N/A
External / Internal Wall Insulation | HWI_solid_1.0_0.6 | N/A | N/A | 0-72 | Low_F | 0.95 | 45.2 | N/A
External / Internal Wall Insulation | HWI_solid_1.0_0.6 | N/A | N/A | 0-72 | High_G | 0.95 | 50 | N/A
External / Internal Wall Insulation | HWI_solid_1.0_0.6 | N/A | N/A | 0-72 | Low_G | 0.95 | 55.3 | N/A
External / Internal Wall Insulation | HWI_solid_0.6_0.24 | N/A | N/A | 0-72 | High_B | 0.95 | 31.2 | N/A
External / Internal Wall Insulation | HWI_solid_0.6_0.24 | N/A | N/A | 0-72 | Low_B | 0.95 | 30.9 | N/A
External / Internal Wall Insulation | HWI_solid_0.6_0.24 | N/A | N/A | 0-72 | High_C | 0.95 | 30.8 | N/A
External / Internal Wall Insulation | HWI_solid_0.6_0.24 | N/A | N/A | 0-72 | Low_C | 0.95 | 31 | N/A
External / Internal Wall Insulation | HWI_solid_0.6_0.24 | N/A | N/A | 0-72 | High_D | 0.95 | 31.5 | N/A
External / Internal Wall Insulation | HWI_solid_0.6_0.24 | N/A | N/A | 0-72 | Low_D | 0.95 | 32.2 | N/A
External / Internal Wall Insulation | HWI_solid_0.6_0.24 | N/A | N/A | 0-72 | High_E | 0.95 | 33.5 | N/A
External / Internal Wall Insulation | HWI_solid_0.6_0.24 | N/A | N/A | 0-72 | Low_E | 0.95 | 35.2 | N/A
External / Internal Wall Insulation | HWI_solid_0.6_0.24 | N/A | N/A | 0-72 | High_F | 0.95 | 37.6 | N/A
External / Internal Wall Insulation | HWI_solid_0.6_0.24 | N/A | N/A | 0-72 | Low_F | 0.95 | 40.4 | N/A
External / Internal Wall Insulation | HWI_solid_0.6_0.24 | N/A | N/A | 0-72 | High_G | 0.95 | 44.4 | N/A
External / Internal Wall Insulation | HWI_solid_0.6_0.24 | N/A | N/A | 0-72 | Low_G | 0.95 | 48.8 | N/A
External / Internal Wall Insulation | HWI_solid_0.6_0.3 | N/A | N/A | 0-72 | High_B | 0.95 | 26.1 | N/A
External / Internal Wall Insulation | HWI_solid_0.6_0.3 | N/A | N/A | 0-72 | Low_B | 0.95 | 25.9 | N/A
External / Internal Wall Insulation | HWI_solid_0.6_0.3 | N/A | N/A | 0-72 | High_C | 0.95 | 25.8 | N/A
External / Internal Wall Insulation | HWI_solid_0.6_0.3 | N/A | N/A | 0-72 | Low_C | 0.95 | 25.9 | N/A
External / Internal Wall Insulation | HWI_solid_0.6_0.3 | N/A | N/A | 0-72 | High_D | 0.95 | 26.3 | N/A
External / Internal Wall Insulation | HWI_solid_0.6_0.3 | N/A | N/A | 0-72 | Low_D | 0.95 | 27 | N/A
External / Internal Wall Insulation | HWI_solid_0.6_0.3 | N/A | N/A | 0-72 | High_E | 0.95 | 28 | N/A
External / Internal Wall Insulation | HWI_solid_0.6_0.3 | N/A | N/A | 0-72 | Low_E | 0.95 | 29.4 | N/A
External / Internal Wall Insulation | HWI_solid_0.6_0.3 | N/A | N/A | 0-72 | High_F | 0.95 | 31.4 | N/A
External / Internal Wall Insulation | HWI_solid_0.6_0.3 | N/A | N/A | 0-72 | Low_F | 0.95 | 33.8 | N/A
External / Internal Wall Insulation | HWI_solid_0.6_0.3 | N/A | N/A | 0-72 | High_G | 0.95 | 37 | N/A
External / Internal Wall Insulation | HWI_solid_0.6_0.3 | N/A | N/A | 0-72 | Low_G | 0.95 | 40.6 | N/A
External / Internal Wall Insulation | HWI_solid_0.45_0.21 | N/A | N/A | 0-72 | High_B | 0.95 | 17.6 | N/A
External / Internal Wall Insulation | HWI_solid_0.45_0.21 | N/A | N/A | 0-72 | Low_B | 0.95 | 17.7 | N/A
External / Internal Wall Insulation | HWI_solid_0.45_0.21 | N/A | N/A | 0-72 | High_C | 0.95 | 17.9 | N/A
External / Internal Wall Insulation | HWI_solid_0.45_0.21 | N/A | N/A | 0-72 | Low_C | 0.95 | 18.3 | N/A
External / Internal Wall Insulation | HWI_solid_0.45_0.21 | N/A | N/A | 0-72 | High_D | 0.95 | 19 | N/A
External / Internal Wall Insulation | HWI_solid_0.45_0.21 | N/A | N/A | 0-72 | Low_D | 0.95 | 19.8 | N/A
External / Internal Wall Insulation | HWI_solid_0.45_0.21 | N/A | N/A | 0-72 | High_E | 0.95 | 21.1 | N/A
External / Internal Wall Insulation | HWI_solid_0.45_0.21 | N/A | N/A | 0-72 | Low_E | 0.95 | 22.5 | N/A
External / Internal Wall Insulation | HWI_solid_0.45_0.21 | N/A | N/A | 0-72 | High_F | 0.95 | 24.6 | N/A
External / Internal Wall Insulation | HWI_solid_0.45_0.21 | N/A | N/A | 0-72 | Low_F | 0.95 | 26.9 | N/A
External / Internal Wall Insulation | HWI_solid_0.45_0.21 | N/A | N/A | 0-72 | High_G | 0.95 | 30.1 | N/A
External / Internal Wall Insulation | HWI_solid_0.45_0.21 | N/A | N/A | 0-72 | Low_G | 0.95 | 33.5 | N/A
External / Internal Wall Insulation | HWI_solid_2.0_0.6 | N/A | N/A | 0-72 | High_B | 0.95 | 105.9 | N/A
External / Internal Wall Insulation | HWI_solid_2.0_0.6 | N/A | N/A | 0-72 | Low_B | 0.95 | 106 | N/A
External / Internal Wall Insulation | HWI_solid_2.0_0.6 | N/A | N/A | 0-72 | High_C | 0.95 | 107.1 | N/A
External / Internal Wall Insulation | HWI_solid_2.0_0.6 | N/A | N/A | 0-72 | Low_C | 0.95 | 108.9 | N/A
External / Internal Wall Insulation | HWI_solid_2.0_0.6 | N/A | N/A | 0-72 | High_D | 0.95 | 112.4 | N/A
External / Internal Wall Insulation | HWI_solid_2.0_0.6 | N/A | N/A | 0-72 | Low_D | 0.95 | 116.9 | N/A
External / Internal Wall Insulation | HWI_solid_2.0_0.6 | N/A | N/A | 0-72 | High_E | 0.95 | 123.9 | N/A
External / Internal Wall Insulation | HWI_solid_2.0_0.6 | N/A | N/A | 0-72 | Low_E | 0.95 | 132.1 | N/A
External / Internal Wall Insulation | HWI_solid_2.0_0.6 | N/A | N/A | 0-72 | High_F | 0.95 | 144 | N/A
External / Internal Wall Insulation | HWI_solid_2.0_0.6 | N/A | N/A | 0-72 | Low_F | 0.95 | 157.2 | N/A
External / Internal Wall Insulation | HWI_solid_2.0_0.6 | N/A | N/A | 0-72 | High_G | 0.95 | 175.3 | N/A
External / Internal Wall Insulation | HWI_solid_2.0_0.6 | N/A | N/A | 0-72 | Low_G | 0.95 | 195 | N/A
External / Internal Wall Insulation | HWI_solid_2.0_0.35 | N/A | N/A | 0-72 | High_B | 0.95 | 123.8 | N/A
External / Internal Wall Insulation | HWI_solid_2.0_0.35 | N/A | N/A | 0-72 | Low_B | 0.95 | 123.9 | N/A
External / Internal Wall Insulation | HWI_solid_2.0_0.35 | N/A | N/A | 0-72 | High_C | 0.95 | 125.2 | N/A
External / Internal Wall Insulation | HWI_solid_2.0_0.35 | N/A | N/A | 0-72 | Low_C | 0.95 | 127.3 | N/A
External / Internal Wall Insulation | HWI_solid_2.0_0.35 | N/A | N/A | 0-72 | High_D | 0.95 | 131.5 | N/A
External / Internal Wall Insulation | HWI_solid_2.0_0.35 | N/A | N/A | 0-72 | Low_D | 0.95 | 136.8 | N/A
External / Internal Wall Insulation | HWI_solid_2.0_0.35 | N/A | N/A | 0-72 | High_E | 0.95 | 145.1 | N/A
External / Internal Wall Insulation | HWI_solid_2.0_0.35 | N/A | N/A | 0-72 | Low_E | 0.95 | 154.8 | N/A
External / Internal Wall Insulation | HWI_solid_2.0_0.35 | N/A | N/A | 0-72 | High_F | 0.95 | 168.8 | N/A
External / Internal Wall Insulation | HWI_solid_2.0_0.35 | N/A | N/A | 0-72 | Low_F | 0.95 | 184.4 | N/A
External / Internal Wall Insulation | HWI_solid_2.0_0.35 | N/A | N/A | 0-72 | High_G | 0.95 | 205.8 | N/A
External / Internal Wall Insulation | HWI_solid_2.0_0.35 | N/A | N/A | 0-72 | Low_G | 0.95 | 229.1 | N/A
External / Internal Wall Insulation | HWI_solid_2.0_0.25 | N/A | N/A | 0-72 | High_B | 0.95 | 130.9 | N/A
External / Internal Wall Insulation | HWI_solid_2.0_0.25 | N/A | N/A | 0-72 | Low_B | 0.95 | 131 | N/A
External / Internal Wall Insulation | HWI_solid_2.0_0.25 | N/A | N/A | 0-72 | High_C | 0.95 | 132.3 | N/A
External / Internal Wall Insulation | HWI_solid_2.0_0.25 | N/A | N/A | 0-72 | Low_C | 0.95 | 134.6 | N/A
External / Internal Wall Insulation | HWI_solid_2.0_0.25 | N/A | N/A | 0-72 | High_D | 0.95 | 139 | N/A
External / Internal Wall Insulation | HWI_solid_2.0_0.25 | N/A | N/A | 0-72 | Low_D | 0.95 | 144.6 | N/A
External / Internal Wall Insulation | HWI_solid_2.0_0.25 | N/A | N/A | 0-72 | High_E | 0.95 | 153.5 | N/A
External / Internal Wall Insulation | HWI_solid_2.0_0.25 | N/A | N/A | 0-72 | Low_E | 0.95 | 163.8 | N/A
External / Internal Wall Insulation | HWI_solid_2.0_0.25 | N/A | N/A | 0-72 | High_F | 0.95 | 178.7 | N/A
External / Internal Wall Insulation | HWI_solid_2.0_0.25 | N/A | N/A | 0-72 | Low_F | 0.95 | 195.3 | N/A
External / Internal Wall Insulation | HWI_solid_2.0_0.25 | N/A | N/A | 0-72 | High_G | 0.95 | 218 | N/A
External / Internal Wall Insulation | HWI_solid_2.0_0.25 | N/A | N/A | 0-72 | Low_G | 0.95 | 242.7 | N/A
External / Internal Wall Insulation | HWI_solid_2.0_0.3 | N/A | N/A | 0-72 | High_B | 0.95 | 127.4 | N/A
External / Internal Wall Insulation | HWI_solid_2.0_0.3 | N/A | N/A | 0-72 | Low_B | 0.95 | 127.5 | N/A
External / Internal Wall Insulation | HWI_solid_2.0_0.3 | N/A | N/A | 0-72 | High_C | 0.95 | 128.8 | N/A
External / Internal Wall Insulation | HWI_solid_2.0_0.3 | N/A | N/A | 0-72 | Low_C | 0.95 | 131 | N/A
External / Internal Wall Insulation | HWI_solid_2.0_0.3 | N/A | N/A | 0-72 | High_D | 0.95 | 135.3 | N/A
External / Internal Wall Insulation | HWI_solid_2.0_0.3 | N/A | N/A | 0-72 | Low_D | 0.95 | 140.7 | N/A
External / Internal Wall Insulation | HWI_solid_2.0_0.3 | N/A | N/A | 0-72 | High_E | 0.95 | 149.3 | N/A
External / Internal Wall Insulation | HWI_solid_2.0_0.3 | N/A | N/A | 0-72 | Low_E | 0.95 | 159.3 | N/A
External / Internal Wall Insulation | HWI_solid_2.0_0.3 | N/A | N/A | 0-72 | High_F | 0.95 | 173.7 | N/A
External / Internal Wall Insulation | HWI_solid_2.0_0.3 | N/A | N/A | 0-72 | Low_F | 0.95 | 189.9 | N/A
External / Internal Wall Insulation | HWI_solid_2.0_0.3 | N/A | N/A | 0-72 | High_G | 0.95 | 211.9 | N/A
External / Internal Wall Insulation | HWI_solid_2.0_0.3 | N/A | N/A | 0-72 | Low_G | 0.95 | 235.9 | N/A
External / Internal Wall Insulation | HWI_cavity_1.7_0.55 | N/A | N/A | 0-72 | High_B | 0.95 | 81 | N/A
External / Internal Wall Insulation | HWI_cavity_1.7_0.55 | N/A | N/A | 0-72 | Low_B | 0.95 | 81.6 | N/A
External / Internal Wall Insulation | HWI_cavity_1.7_0.55 | N/A | N/A | 0-72 | High_C | 0.95 | 83.2 | N/A
External / Internal Wall Insulation | HWI_cavity_1.7_0.55 | N/A | N/A | 0-72 | Low_C | 0.95 | 85.2 | N/A
External / Internal Wall Insulation | HWI_cavity_1.7_0.55 | N/A | N/A | 0-72 | High_D | 0.95 | 88.7 | N/A
External / Internal Wall Insulation | HWI_cavity_1.7_0.55 | N/A | N/A | 0-72 | Low_D | 0.95 | 92.9 | N/A
External / Internal Wall Insulation | HWI_cavity_1.7_0.55 | N/A | N/A | 0-72 | High_E | 0.95 | 99.3 | N/A
External / Internal Wall Insulation | HWI_cavity_1.7_0.55 | N/A | N/A | 0-72 | Low_E | 0.95 | 106.5 | N/A
External / Internal Wall Insulation | HWI_cavity_1.7_0.55 | N/A | N/A | 0-72 | High_F | 0.95 | 116.8 | N/A
External / Internal Wall Insulation | HWI_cavity_1.7_0.55 | N/A | N/A | 0-72 | Low_F | 0.95 | 128 | N/A
External / Internal Wall Insulation | HWI_cavity_1.7_0.55 | N/A | N/A | 0-72 | High_G | 0.95 | 143.2 | N/A
External / Internal Wall Insulation | HWI_cavity_1.7_0.55 | N/A | N/A | 0-72 | Low_G | 0.95 | 159.7 | N/A
External / Internal Wall Insulation | HWI_cavity_1.7_0.23 | N/A | N/A | 0-72 | High_B | 0.95 | 102.3 | N/A
External / Internal Wall Insulation | HWI_cavity_1.7_0.23 | N/A | N/A | 0-72 | Low_B | 0.95 | 103.1 | N/A
External / Internal Wall Insulation | HWI_cavity_1.7_0.23 | N/A | N/A | 0-72 | High_C | 0.95 | 105 | N/A
External / Internal Wall Insulation | HWI_cavity_1.7_0.23 | N/A | N/A | 0-72 | Low_C | 0.95 | 107.6 | N/A
External / Internal Wall Insulation | HWI_cavity_1.7_0.23 | N/A | N/A | 0-72 | High_D | 0.95 | 112.1 | N/A
External / Internal Wall Insulation | HWI_cavity_1.7_0.23 | N/A | N/A | 0-72 | Low_D | 0.95 | 117.4 | N/A
External / Internal Wall Insulation | HWI_cavity_1.7_0.23 | N/A | N/A | 0-72 | High_E | 0.95 | 125.6 | N/A
External / Internal Wall Insulation | HWI_cavity_1.7_0.23 | N/A | N/A | 0-72 | Low_E | 0.95 | 134.9 | N/A
External / Internal Wall Insulation | HWI_cavity_1.7_0.23 | N/A | N/A | 0-72 | High_F | 0.95 | 148.1 | N/A
External / Internal Wall Insulation | HWI_cavity_1.7_0.23 | N/A | N/A | 0-72 | Low_F | 0.95 | 162.6 | N/A
External / Internal Wall Insulation | HWI_cavity_1.7_0.23 | N/A | N/A | 0-72 | High_G | 0.95 | 182.2 | N/A
External / Internal Wall Insulation | HWI_cavity_1.7_0.23 | N/A | N/A | 0-72 | Low_G | 0.95 | 203.3 | N/A
External / Internal Wall Insulation | HWI_cavity_1.7_0.3 | N/A | N/A | 0-72 | High_B | 0.95 | 97.7 | N/A
External / Internal Wall Insulation | HWI_cavity_1.7_0.3 | N/A | N/A | 0-72 | Low_B | 0.95 | 98.4 | N/A
External / Internal Wall Insulation | HWI_cavity_1.7_0.3 | N/A | N/A | 0-72 | High_C | 0.95 | 100.3 | N/A
External / Internal Wall Insulation | HWI_cavity_1.7_0.3 | N/A | N/A | 0-72 | Low_C | 0.95 | 102.7 | N/A
External / Internal Wall Insulation | HWI_cavity_1.7_0.3 | N/A | N/A | 0-72 | High_D | 0.95 | 107 | N/A
External / Internal Wall Insulation | HWI_cavity_1.7_0.3 | N/A | N/A | 0-72 | Low_D | 0.95 | 112.1 | N/A
External / Internal Wall Insulation | HWI_cavity_1.7_0.3 | N/A | N/A | 0-72 | High_E | 0.95 | 119.9 | N/A
External / Internal Wall Insulation | HWI_cavity_1.7_0.3 | N/A | N/A | 0-72 | Low_E | 0.95 | 128.8 | N/A
External / Internal Wall Insulation | HWI_cavity_1.7_0.3 | N/A | N/A | 0-72 | High_F | 0.95 | 141.3 | N/A
External / Internal Wall Insulation | HWI_cavity_1.7_0.3 | N/A | N/A | 0-72 | Low_F | 0.95 | 155.1 | N/A
External / Internal Wall Insulation | HWI_cavity_1.7_0.3 | N/A | N/A | 0-72 | High_G | 0.95 | 173.7 | N/A
External / Internal Wall Insulation | HWI_cavity_1.7_0.3 | N/A | N/A | 0-72 | Low_G | 0.95 | 193.8 | N/A
External / Internal Wall Insulation | HWI_cavity_1.7_0.6 | N/A | N/A | 0-72 | High_B | 0.95 | 77.6 | N/A
External / Internal Wall Insulation | HWI_cavity_1.7_0.6 | N/A | N/A | 0-72 | Low_B | 0.95 | 78.2 | N/A
External / Internal Wall Insulation | HWI_cavity_1.7_0.6 | N/A | N/A | 0-72 | High_C | 0.95 | 79.7 | N/A
External / Internal Wall Insulation | HWI_cavity_1.7_0.6 | N/A | N/A | 0-72 | Low_C | 0.95 | 81.6 | N/A
External / Internal Wall Insulation | HWI_cavity_1.7_0.6 | N/A | N/A | 0-72 | High_D | 0.95 | 85 | N/A
External / Internal Wall Insulation | HWI_cavity_1.7_0.6 | N/A | N/A | 0-72 | Low_D | 0.95 | 89 | N/A
External / Internal Wall Insulation | HWI_cavity_1.7_0.6 | N/A | N/A | 0-72 | High_E | 0.95 | 95.1 | N/A
External / Internal Wall Insulation | HWI_cavity_1.7_0.6 | N/A | N/A | 0-72 | Low_E | 0.95 | 102 | N/A
External / Internal Wall Insulation | HWI_cavity_1.7_0.6 | N/A | N/A | 0-72 | High_F | 0.95 | 111.8 | N/A
External / Internal Wall Insulation | HWI_cavity_1.7_0.6 | N/A | N/A | 0-72 | Low_F | 0.95 | 122.6 | N/A
External / Internal Wall Insulation | HWI_cavity_1.7_0.6 | N/A | N/A | 0-72 | High_G | 0.95 | 137.1 | N/A
External / Internal Wall Insulation | HWI_cavity_1.7_0.6 | N/A | N/A | 0-72 | Low_G | 0.95 | 152.8 | N/A
External / Internal Wall Insulation | HWI_cavity_1.0_0.45 | N/A | N/A | 0-72 | High_B | 0.95 | 42 | N/A
External / Internal Wall Insulation | HWI_cavity_1.0_0.45 | N/A | N/A | 0-72 | Low_B | 0.95 | 42.2 | N/A
External / Internal Wall Insulation | HWI_cavity_1.0_0.45 | N/A | N/A | 0-72 | High_C | 0.95 | 42.7 | N/A
External / Internal Wall Insulation | HWI_cavity_1.0_0.45 | N/A | N/A | 0-72 | Low_C | 0.95 | 43.5 | N/A
External / Internal Wall Insulation | HWI_cavity_1.0_0.45 | N/A | N/A | 0-72 | High_D | 0.95 | 45 | N/A
External / Internal Wall Insulation | HWI_cavity_1.0_0.45 | N/A | N/A | 0-72 | Low_D | 0.95 | 46.7 | N/A
External / Internal Wall Insulation | HWI_cavity_1.0_0.45 | N/A | N/A | 0-72 | High_E | 0.95 | 49.5 | N/A
External / Internal Wall Insulation | HWI_cavity_1.0_0.45 | N/A | N/A | 0-72 | Low_E | 0.95 | 52.6 | N/A
External / Internal Wall Insulation | HWI_cavity_1.0_0.45 | N/A | N/A | 0-72 | High_F | 0.95 | 57 | N/A
External / Internal Wall Insulation | HWI_cavity_1.0_0.45 | N/A | N/A | 0-72 | Low_F | 0.95 | 62 | N/A
External / Internal Wall Insulation | HWI_cavity_1.0_0.45 | N/A | N/A | 0-72 | High_G | 0.95 | 68.6 | N/A
External / Internal Wall Insulation | HWI_cavity_1.0_0.45 | N/A | N/A | 0-72 | Low_G | 0.95 | 75.9 | N/A
External / Internal Wall Insulation | HWI_cavity_1.0_0.3 | N/A | N/A | 0-72 | High_B | 0.95 | 53.2 | N/A
External / Internal Wall Insulation | HWI_cavity_1.0_0.3 | N/A | N/A | 0-72 | Low_B | 0.95 | 53.4 | N/A
External / Internal Wall Insulation | HWI_cavity_1.0_0.3 | N/A | N/A | 0-72 | High_C | 0.95 | 54.1 | N/A
External / Internal Wall Insulation | HWI_cavity_1.0_0.3 | N/A | N/A | 0-72 | Low_C | 0.95 | 55.1 | N/A
External / Internal Wall Insulation | HWI_cavity_1.0_0.3 | N/A | N/A | 0-72 | High_D | 0.95 | 56.9 | N/A
External / Internal Wall Insulation | HWI_cavity_1.0_0.3 | N/A | N/A | 0-72 | Low_D | 0.95 | 59.2 | N/A
External / Internal Wall Insulation | HWI_cavity_1.0_0.3 | N/A | N/A | 0-72 | High_E | 0.95 | 62.6 | N/A
External / Internal Wall Insulation | HWI_cavity_1.0_0.3 | N/A | N/A | 0-72 | Low_E | 0.95 | 66.6 | N/A
External / Internal Wall Insulation | HWI_cavity_1.0_0.3 | N/A | N/A | 0-72 | High_F | 0.95 | 72.3 | N/A
External / Internal Wall Insulation | HWI_cavity_1.0_0.3 | N/A | N/A | 0-72 | Low_F | 0.95 | 78.6 | N/A
External / Internal Wall Insulation | HWI_cavity_1.0_0.3 | N/A | N/A | 0-72 | High_G | 0.95 | 87.2 | N/A
External / Internal Wall Insulation | HWI_cavity_1.0_0.3 | N/A | N/A | 0-72 | Low_G | 0.95 | 96.4 | N/A
External / Internal Wall Insulation | HWI_cavity_1.0_0.6 | N/A | N/A | 0-72 | High_B | 0.95 | 30.7 | N/A
External / Internal Wall Insulation | HWI_cavity_1.0_0.6 | N/A | N/A | 0-72 | Low_B | 0.95 | 30.8 | N/A
External / Internal Wall Insulation | HWI_cavity_1.0_0.6 | N/A | N/A | 0-72 | High_C | 0.95 | 31.2 | N/A
External / Internal Wall Insulation | HWI_cavity_1.0_0.6 | N/A | N/A | 0-72 | Low_C | 0.95 | 31.8 | N/A
External / Internal Wall Insulation | HWI_cavity_1.0_0.6 | N/A | N/A | 0-72 | High_D | 0.95 | 32.9 | N/A
External / Internal Wall Insulation | HWI_cavity_1.0_0.6 | N/A | N/A | 0-72 | Low_D | 0.95 | 34.1 | N/A
External / Internal Wall Insulation | HWI_cavity_1.0_0.6 | N/A | N/A | 0-72 | High_E | 0.95 | 36.1 | N/A
External / Internal Wall Insulation | HWI_cavity_1.0_0.6 | N/A | N/A | 0-72 | Low_E | 0.95 | 38.4 | N/A
External / Internal Wall Insulation | HWI_cavity_1.0_0.6 | N/A | N/A | 0-72 | High_F | 0.95 | 41.6 | N/A
External / Internal Wall Insulation | HWI_cavity_1.0_0.6 | N/A | N/A | 0-72 | Low_F | 0.95 | 45.2 | N/A
External / Internal Wall Insulation | HWI_cavity_1.0_0.6 | N/A | N/A | 0-72 | High_G | 0.95 | 50 | N/A
External / Internal Wall Insulation | HWI_cavity_1.0_0.6 | N/A | N/A | 0-72 | Low_G | 0.95 | 55.3 | N/A
External / Internal Wall Insulation | HWI_cavity_0.6_0.24 | N/A | N/A | 0-72 | High_B | 0.95 | 31.2 | N/A
External / Internal Wall Insulation | HWI_cavity_0.6_0.24 | N/A | N/A | 0-72 | Low_B | 0.95 | 30.9 | N/A
External / Internal Wall Insulation | HWI_cavity_0.6_0.24 | N/A | N/A | 0-72 | High_C | 0.95 | 30.8 | N/A
External / Internal Wall Insulation | HWI_cavity_0.6_0.24 | N/A | N/A | 0-72 | Low_C | 0.95 | 31 | N/A
External / Internal Wall Insulation | HWI_cavity_0.6_0.24 | N/A | N/A | 0-72 | High_D | 0.95 | 31.5 | N/A
External / Internal Wall Insulation | HWI_cavity_0.6_0.24 | N/A | N/A | 0-72 | Low_D | 0.95 | 32.2 | N/A
External / Internal Wall Insulation | HWI_cavity_0.6_0.24 | N/A | N/A | 0-72 | High_E | 0.95 | 33.5 | N/A
External / Internal Wall Insulation | HWI_cavity_0.6_0.24 | N/A | N/A | 0-72 | Low_E | 0.95 | 35.2 | N/A
External / Internal Wall Insulation | HWI_cavity_0.6_0.24 | N/A | N/A | 0-72 | High_F | 0.95 | 37.6 | N/A
External / Internal Wall Insulation | HWI_cavity_0.6_0.24 | N/A | N/A | 0-72 | Low_F | 0.95 | 40.4 | N/A
External / Internal Wall Insulation | HWI_cavity_0.6_0.24 | N/A | N/A | 0-72 | High_G | 0.95 | 44.4 | N/A
External / Internal Wall Insulation | HWI_cavity_0.6_0.24 | N/A | N/A | 0-72 | Low_G | 0.95 | 48.8 | N/A
External / Internal Wall Insulation | HWI_cavity_0.6_0.3 | N/A | N/A | 0-72 | High_B | 0.95 | 26.1 | N/A
External / Internal Wall Insulation | HWI_cavity_0.6_0.3 | N/A | N/A | 0-72 | Low_B | 0.95 | 25.9 | N/A
External / Internal Wall Insulation | HWI_cavity_0.6_0.3 | N/A | N/A | 0-72 | High_C | 0.95 | 25.8 | N/A
External / Internal Wall Insulation | HWI_cavity_0.6_0.3 | N/A | N/A | 0-72 | Low_C | 0.95 | 25.9 | N/A
External / Internal Wall Insulation | HWI_cavity_0.6_0.3 | N/A | N/A | 0-72 | High_D | 0.95 | 26.3 | N/A
External / Internal Wall Insulation | HWI_cavity_0.6_0.3 | N/A | N/A | 0-72 | Low_D | 0.95 | 27 | N/A
External / Internal Wall Insulation | HWI_cavity_0.6_0.3 | N/A | N/A | 0-72 | High_E | 0.95 | 28 | N/A
External / Internal Wall Insulation | HWI_cavity_0.6_0.3 | N/A | N/A | 0-72 | Low_E | 0.95 | 29.4 | N/A
External / Internal Wall Insulation | HWI_cavity_0.6_0.3 | N/A | N/A | 0-72 | High_F | 0.95 | 31.4 | N/A
External / Internal Wall Insulation | HWI_cavity_0.6_0.3 | N/A | N/A | 0-72 | Low_F | 0.95 | 33.8 | N/A
External / Internal Wall Insulation | HWI_cavity_0.6_0.3 | N/A | N/A | 0-72 | High_G | 0.95 | 37 | N/A
External / Internal Wall Insulation | HWI_cavity_0.6_0.3 | N/A | N/A | 0-72 | Low_G | 0.95 | 40.6 | N/A
External / Internal Wall Insulation | HWI_cavity_0.45_0.21 | N/A | N/A | 0-72 | High_B | 0.95 | 17.6 | N/A
External / Internal Wall Insulation | HWI_cavity_0.45_0.21 | N/A | N/A | 0-72 | Low_B | 0.95 | 17.7 | N/A
External / Internal Wall Insulation | HWI_cavity_0.45_0.21 | N/A | N/A | 0-72 | High_C | 0.95 | 17.9 | N/A
External / Internal Wall Insulation | HWI_cavity_0.45_0.21 | N/A | N/A | 0-72 | Low_C | 0.95 | 18.3 | N/A
External / Internal Wall Insulation | HWI_cavity_0.45_0.21 | N/A | N/A | 0-72 | High_D | 0.95 | 19 | N/A
External / Internal Wall Insulation | HWI_cavity_0.45_0.21 | N/A | N/A | 0-72 | Low_D | 0.95 | 19.8 | N/A
External / Internal Wall Insulation | HWI_cavity_0.45_0.21 | N/A | N/A | 0-72 | High_E | 0.95 | 21.1 | N/A
External / Internal Wall Insulation | HWI_cavity_0.45_0.21 | N/A | N/A | 0-72 | Low_E | 0.95 | 22.5 | N/A
External / Internal Wall Insulation | HWI_cavity_0.45_0.21 | N/A | N/A | 0-72 | High_F | 0.95 | 24.6 | N/A
External / Internal Wall Insulation | HWI_cavity_0.45_0.21 | N/A | N/A | 0-72 | Low_F | 0.95 | 26.9 | N/A
External / Internal Wall Insulation | HWI_cavity_0.45_0.21 | N/A | N/A | 0-72 | High_G | 0.95 | 30.1 | N/A
External / Internal Wall Insulation | HWI_cavity_0.45_0.21 | N/A | N/A | 0-72 | Low_G | 0.95 | 33.5 | N/A
External / Internal Wall Insulation | HWI_cavity_2.0_0.6 | N/A | N/A | 0-72 | High_B | 0.95 | 105.9 | N/A
External / Internal Wall Insulation | HWI_cavity_2.0_0.6 | N/A | N/A | 0-72 | Low_B | 0.95 | 106 | N/A
External / Internal Wall Insulation | HWI_cavity_2.0_0.6 | N/A | N/A | 0-72 | High_C | 0.95 | 107.1 | N/A
External / Internal Wall Insulation | HWI_cavity_2.0_0.6 | N/A | N/A | 0-72 | Low_C | 0.95 | 108.9 | N/A
External / Internal Wall Insulation | HWI_cavity_2.0_0.6 | N/A | N/A | 0-72 | High_D | 0.95 | 112.4 | N/A
External / Internal Wall Insulation | HWI_cavity_2.0_0.6 | N/A | N/A | 0-72 | Low_D | 0.95 | 116.9 | N/A
External / Internal Wall Insulation | HWI_cavity_2.0_0.6 | N/A | N/A | 0-72 | High_E | 0.95 | 123.9 | N/A
External / Internal Wall Insulation | HWI_cavity_2.0_0.6 | N/A | N/A | 0-72 | Low_E | 0.95 | 132.1 | N/A
External / Internal Wall Insulation | HWI_cavity_2.0_0.6 | N/A | N/A | 0-72 | High_F | 0.95 | 144 | N/A
External / Internal Wall Insulation | HWI_cavity_2.0_0.6 | N/A | N/A | 0-72 | Low_F | 0.95 | 157.2 | N/A
External / Internal Wall Insulation | HWI_cavity_2.0_0.6 | N/A | N/A | 0-72 | High_G | 0.95 | 175.3 | N/A
External / Internal Wall Insulation | HWI_cavity_2.0_0.6 | N/A | N/A | 0-72 | Low_G | 0.95 | 195 | N/A
External / Internal Wall Insulation | HWI_cavity_2.0_0.35 | N/A | N/A | 0-72 | High_B | 0.95 | 123.8 | N/A
External / Internal Wall Insulation | HWI_cavity_2.0_0.35 | N/A | N/A | 0-72 | Low_B | 0.95 | 123.9 | N/A
External / Internal Wall Insulation | HWI_cavity_2.0_0.35 | N/A | N/A | 0-72 | High_C | 0.95 | 125.2 | N/A
External / Internal Wall Insulation | HWI_cavity_2.0_0.35 | N/A | N/A | 0-72 | Low_C | 0.95 | 127.3 | N/A
External / Internal Wall Insulation | HWI_cavity_2.0_0.35 | N/A | N/A | 0-72 | High_D | 0.95 | 131.5 | N/A
External / Internal Wall Insulation | HWI_cavity_2.0_0.35 | N/A | N/A | 0-72 | Low_D | 0.95 | 136.8 | N/A
External / Internal Wall Insulation | HWI_cavity_2.0_0.35 | N/A | N/A | 0-72 | High_E | 0.95 | 145.1 | N/A
External / Internal Wall Insulation | HWI_cavity_2.0_0.35 | N/A | N/A | 0-72 | Low_E | 0.95 | 154.8 | N/A
External / Internal Wall Insulation | HWI_cavity_2.0_0.35 | N/A | N/A | 0-72 | High_F | 0.95 | 168.8 | N/A
External / Internal Wall Insulation | HWI_cavity_2.0_0.35 | N/A | N/A | 0-72 | Low_F | 0.95 | 184.4 | N/A
External / Internal Wall Insulation | HWI_cavity_2.0_0.35 | N/A | N/A | 0-72 | High_G | 0.95 | 205.8 | N/A
External / Internal Wall Insulation | HWI_cavity_2.0_0.35 | N/A | N/A | 0-72 | Low_G | 0.95 | 229.1 | N/A
External / Internal Wall Insulation | HWI_cavity_2.0_0.25 | N/A | N/A | 0-72 | High_B | 0.95 | 130.9 | N/A
External / Internal Wall Insulation | HWI_cavity_2.0_0.25 | N/A | N/A | 0-72 | Low_B | 0.95 | 131 | N/A
External / Internal Wall Insulation | HWI_cavity_2.0_0.25 | N/A | N/A | 0-72 | High_C | 0.95 | 132.3 | N/A
External / Internal Wall Insulation | HWI_cavity_2.0_0.25 | N/A | N/A | 0-72 | Low_C | 0.95 | 134.6 | N/A
External / Internal Wall Insulation | HWI_cavity_2.0_0.25 | N/A | N/A | 0-72 | High_D | 0.95 | 139 | N/A
External / Internal Wall Insulation | HWI_cavity_2.0_0.25 | N/A | N/A | 0-72 | Low_D | 0.95 | 144.6 | N/A
External / Internal Wall Insulation | HWI_cavity_2.0_0.25 | N/A | N/A | 0-72 | High_E | 0.95 | 153.5 | N/A
External / Internal Wall Insulation | HWI_cavity_2.0_0.25 | N/A | N/A | 0-72 | Low_E | 0.95 | 163.8 | N/A
External / Internal Wall Insulation | HWI_cavity_2.0_0.25 | N/A | N/A | 0-72 | High_F | 0.95 | 178.7 | N/A
External / Internal Wall Insulation | HWI_cavity_2.0_0.25 | N/A | N/A | 0-72 | Low_F | 0.95 | 195.3 | N/A
External / Internal Wall Insulation | HWI_cavity_2.0_0.25 | N/A | N/A | 0-72 | High_G | 0.95 | 218 | N/A
External / Internal Wall Insulation | HWI_cavity_2.0_0.25 | N/A | N/A | 0-72 | Low_G | 0.95 | 242.7 | N/A
External / Internal Wall Insulation | HWI_cavity_2.0_0.3 | N/A | N/A | 0-72 | High_B | 0.95 | 127.4 | N/A
External / Internal Wall Insulation | HWI_cavity_2.0_0.3 | N/A | N/A | 0-72 | Low_B | 0.95 | 127.5 | N/A
External / Internal Wall Insulation | HWI_cavity_2.0_0.3 | N/A | N/A | 0-72 | High_C | 0.95 | 128.8 | N/A
External / Internal Wall Insulation | HWI_cavity_2.0_0.3 | N/A | N/A | 0-72 | Low_C | 0.95 | 131 | N/A
External / Internal Wall Insulation | HWI_cavity_2.0_0.3 | N/A | N/A | 0-72 | High_D | 0.95 | 135.3 | N/A
External / Internal Wall Insulation | HWI_cavity_2.0_0.3 | N/A | N/A | 0-72 | Low_D | 0.95 | 140.7 | N/A
External / Internal Wall Insulation | HWI_cavity_2.0_0.3 | N/A | N/A | 0-72 | High_E | 0.95 | 149.3 | N/A
External / Internal Wall Insulation | HWI_cavity_2.0_0.3 | N/A | N/A | 0-72 | Low_E | 0.95 | 159.3 | N/A
External / Internal Wall Insulation | HWI_cavity_2.0_0.3 | N/A | N/A | 0-72 | High_F | 0.95 | 173.7 | N/A
External / Internal Wall Insulation | HWI_cavity_2.0_0.3 | N/A | N/A | 0-72 | Low_F | 0.95 | 189.9 | N/A
External / Internal Wall Insulation | HWI_cavity_2.0_0.3 | N/A | N/A | 0-72 | High_G | 0.95 | 211.9 | N/A
External / Internal Wall Insulation | HWI_cavity_2.0_0.3 | N/A | N/A | 0-72 | Low_G | 0.95 | 235.9 | N/A
External / Internal Wall Insulation | IWI_solid_1.7_0.55 | N/A | N/A | 73-97 | High_B | 0.95 | 162.7 | N/A
External / Internal Wall Insulation | IWI_solid_1.7_0.55 | N/A | N/A | 73-97 | Low_B | 0.95 | 162.8 | N/A
External / Internal Wall Insulation | IWI_solid_1.7_0.55 | N/A | N/A | 73-97 | High_C | 0.95 | 165.2 | N/A
External / Internal Wall Insulation | IWI_solid_1.7_0.55 | N/A | N/A | 73-97 | Low_C | 0.95 | 169.4 | N/A
External / Internal Wall Insulation | IWI_solid_1.7_0.55 | N/A | N/A | 73-97 | High_D | 0.95 | 177.4 | N/A
External / Internal Wall Insulation | IWI_solid_1.7_0.55 | N/A | N/A | 73-97 | Low_D | 0.95 | 187.6 | N/A
External / Internal Wall Insulation | IWI_solid_1.7_0.55 | N/A | N/A | 73-97 | High_E | 0.95 | 203.8 | N/A
External / Internal Wall Insulation | IWI_solid_1.7_0.55 | N/A | N/A | 73-97 | Low_E | 0.95 | 222.6 | N/A
External / Internal Wall Insulation | IWI_solid_1.7_0.55 | N/A | N/A | 73-97 | High_F | 0.95 | 249.9 | N/A
External / Internal Wall Insulation | IWI_solid_1.7_0.55 | N/A | N/A | 73-97 | Low_F | 0.95 | 280.2 | N/A
External / Internal Wall Insulation | IWI_solid_1.7_0.55 | N/A | N/A | 73-97 | High_G | 0.95 | 321.8 | N/A
External / Internal Wall Insulation | IWI_solid_1.7_0.55 | N/A | N/A | 73-97 | Low_G | 0.95 | 367.1 | N/A
External / Internal Wall Insulation | IWI_solid_1.7_0.23 | N/A | N/A | 73-97 | High_B | 0.95 | 212.9 | N/A
External / Internal Wall Insulation | IWI_solid_1.7_0.23 | N/A | N/A | 73-97 | Low_B | 0.95 | 213 | N/A
External / Internal Wall Insulation | IWI_solid_1.7_0.23 | N/A | N/A | 73-97 | High_C | 0.95 | 215.9 | N/A
External / Internal Wall Insulation | IWI_solid_1.7_0.23 | N/A | N/A | 73-97 | Low_C | 0.95 | 221 | N/A
External / Internal Wall Insulation | IWI_solid_1.7_0.23 | N/A | N/A | 73-97 | High_D | 0.95 | 231.1 | N/A
External / Internal Wall Insulation | IWI_solid_1.7_0.23 | N/A | N/A | 73-97 | Low_D | 0.95 | 243.9 | N/A
External / Internal Wall Insulation | IWI_solid_1.7_0.23 | N/A | N/A | 73-97 | High_E | 0.95 | 264.4 | N/A
External / Internal Wall Insulation | IWI_solid_1.7_0.23 | N/A | N/A | 73-97 | Low_E | 0.95 | 288.2 | N/A
External / Internal Wall Insulation | IWI_solid_1.7_0.23 | N/A | N/A | 73-97 | High_F | 0.95 | 322.8 | N/A
External / Internal Wall Insulation | IWI_solid_1.7_0.23 | N/A | N/A | 73-97 | Low_F | 0.95 | 361.3 | N/A
External / Internal Wall Insulation | IWI_solid_1.7_0.23 | N/A | N/A | 73-97 | High_G | 0.95 | 414.2 | N/A
External / Internal Wall Insulation | IWI_solid_1.7_0.23 | N/A | N/A | 73-97 | Low_G | 0.95 | 471.7 | N/A
External / Internal Wall Insulation | IWI_solid_1.7_0.3 | N/A | N/A | 73-97 | High_B | 0.95 | 201.8 | N/A
External / Internal Wall Insulation | IWI_solid_1.7_0.3 | N/A | N/A | 73-97 | Low_B | 0.95 | 201.8 | N/A
External / Internal Wall Insulation | IWI_solid_1.7_0.3 | N/A | N/A | 73-97 | High_C | 0.95 | 204.6 | N/A
External / Internal Wall Insulation | IWI_solid_1.7_0.3 | N/A | N/A | 73-97 | Low_C | 0.95 | 209.5 | N/A
External / Internal Wall Insulation | IWI_solid_1.7_0.3 | N/A | N/A | 73-97 | High_D | 0.95 | 219.1 | N/A
External / Internal Wall Insulation | IWI_solid_1.7_0.3 | N/A | N/A | 73-97 | Low_D | 0.95 | 231.4 | N/A
External / Internal Wall Insulation | IWI_solid_1.7_0.3 | N/A | N/A | 73-97 | High_E | 0.95 | 250.9 | N/A
External / Internal Wall Insulation | IWI_solid_1.7_0.3 | N/A | N/A | 73-97 | Low_E | 0.95 | 273.7 | N/A
External / Internal Wall Insulation | IWI_solid_1.7_0.3 | N/A | N/A | 73-97 | High_F | 0.95 | 306.6 | N/A
External / Internal Wall Insulation | IWI_solid_1.7_0.3 | N/A | N/A | 73-97 | Low_F | 0.95 | 343.4 | N/A
External / Internal Wall Insulation | IWI_solid_1.7_0.3 | N/A | N/A | 73-97 | High_G | 0.95 | 393.8 | N/A
External / Internal Wall Insulation | IWI_solid_1.7_0.3 | N/A | N/A | 73-97 | Low_G | 0.95 | 448.7 | N/A
External / Internal Wall Insulation | IWI_solid_1.7_0.6 | N/A | N/A | 73-97 | High_B | 0.95 | 155 | N/A
External / Internal Wall Insulation | IWI_solid_1.7_0.6 | N/A | N/A | 73-97 | Low_B | 0.95 | 155.2 | N/A
External / Internal Wall Insulation | IWI_solid_1.7_0.6 | N/A | N/A | 73-97 | High_C | 0.95 | 157.5 | N/A
External / Internal Wall Insulation | IWI_solid_1.7_0.6 | N/A | N/A | 73-97 | Low_C | 0.95 | 161.5 | N/A
External / Internal Wall Insulation | IWI_solid_1.7_0.6 | N/A | N/A | 73-97 | High_D | 0.95 | 169.2 | N/A
External / Internal Wall Insulation | IWI_solid_1.7_0.6 | N/A | N/A | 73-97 | Low_D | 0.95 | 179 | N/A
External / Internal Wall Insulation | IWI_solid_1.7_0.6 | N/A | N/A | 73-97 | High_E | 0.95 | 194.5 | N/A
External / Internal Wall Insulation | IWI_solid_1.7_0.6 | N/A | N/A | 73-97 | Low_E | 0.95 | 212.6 | N/A
External / Internal Wall Insulation | IWI_solid_1.7_0.6 | N/A | N/A | 73-97 | High_F | 0.95 | 238.7 | N/A
External / Internal Wall Insulation | IWI_solid_1.7_0.6 | N/A | N/A | 73-97 | Low_F | 0.95 | 267.8 | N/A
External / Internal Wall Insulation | IWI_solid_1.7_0.6 | N/A | N/A | 73-97 | High_G | 0.95 | 307.6 | N/A
External / Internal Wall Insulation | IWI_solid_1.7_0.6 | N/A | N/A | 73-97 | Low_G | 0.95 | 350.9 | N/A
External / Internal Wall Insulation | IWI_solid_1.0_0.45 | N/A | N/A | 73-97 | High_B | 0.95 | 78.6 | N/A
External / Internal Wall Insulation | IWI_solid_1.0_0.45 | N/A | N/A | 73-97 | Low_B | 0.95 | 78.6 | N/A
External / Internal Wall Insulation | IWI_solid_1.0_0.45 | N/A | N/A | 73-97 | High_C | 0.95 | 79.7 | N/A
External / Internal Wall Insulation | IWI_solid_1.0_0.45 | N/A | N/A | 73-97 | Low_C | 0.95 | 81.6 | N/A
External / Internal Wall Insulation | IWI_solid_1.0_0.45 | N/A | N/A | 73-97 | High_D | 0.95 | 85.3 | N/A
External / Internal Wall Insulation | IWI_solid_1.0_0.45 | N/A | N/A | 73-97 | Low_D | 0.95 | 90.1 | N/A
External / Internal Wall Insulation | IWI_solid_1.0_0.45 | N/A | N/A | 73-97 | High_E | 0.95 | 97.7 | N/A
External / Internal Wall Insulation | IWI_solid_1.0_0.45 | N/A | N/A | 73-97 | Low_E | 0.95 | 106.7 | N/A
External / Internal Wall Insulation | IWI_solid_1.0_0.45 | N/A | N/A | 73-97 | High_F | 0.95 | 119.6 | N/A
External / Internal Wall Insulation | IWI_solid_1.0_0.45 | N/A | N/A | 73-97 | Low_F | 0.95 | 134.1 | N/A
External / Internal Wall Insulation | IWI_solid_1.0_0.45 | N/A | N/A | 73-97 | High_G | 0.95 | 153.9 | N/A
External / Internal Wall Insulation | IWI_solid_1.0_0.45 | N/A | N/A | 73-97 | Low_G | 0.95 | 175.5 | N/A
External / Internal Wall Insulation | IWI_solid_1.0_0.3 | N/A | N/A | 73-97 | High_B | 0.95 | 101.2 | N/A
External / Internal Wall Insulation | IWI_solid_1.0_0.3 | N/A | N/A | 73-97 | Low_B | 0.95 | 101.1 | N/A
External / Internal Wall Insulation | IWI_solid_1.0_0.3 | N/A | N/A | 73-97 | High_C | 0.95 | 102.4 | N/A
External / Internal Wall Insulation | IWI_solid_1.0_0.3 | N/A | N/A | 73-97 | Low_C | 0.95 | 104.8 | N/A
External / Internal Wall Insulation | IWI_solid_1.0_0.3 | N/A | N/A | 73-97 | High_D | 0.95 | 109.5 | N/A
External / Internal Wall Insulation | IWI_solid_1.0_0.3 | N/A | N/A | 73-97 | Low_D | 0.95 | 115.6 | N/A
External / Internal Wall Insulation | IWI_solid_1.0_0.3 | N/A | N/A | 73-97 | High_E | 0.95 | 125.2 | N/A
External / Internal Wall Insulation | IWI_solid_1.0_0.3 | N/A | N/A | 73-97 | Low_E | 0.95 | 136.5 | N/A
External / Internal Wall Insulation | IWI_solid_1.0_0.3 | N/A | N/A | 73-97 | High_F | 0.95 | 153 | N/A
External / Internal Wall Insulation | IWI_solid_1.0_0.3 | N/A | N/A | 73-97 | Low_F | 0.95 | 171.3 | N/A
External / Internal Wall Insulation | IWI_solid_1.0_0.3 | N/A | N/A | 73-97 | High_G | 0.95 | 196.5 | N/A
External / Internal Wall Insulation | IWI_solid_1.0_0.3 | N/A | N/A | 73-97 | Low_G | 0.95 | 223.9 | N/A
External / Internal Wall Insulation | IWI_solid_1.0_0.6 | N/A | N/A | 73-97 | High_B | 0.95 | 56.6 | N/A
External / Internal Wall Insulation | IWI_solid_1.0_0.6 | N/A | N/A | 73-97 | Low_B | 0.95 | 56.6 | N/A
External / Internal Wall Insulation | IWI_solid_1.0_0.6 | N/A | N/A | 73-97 | High_C | 0.95 | 57.4 | N/A
External / Internal Wall Insulation | IWI_solid_1.0_0.6 | N/A | N/A | 73-97 | Low_C | 0.95 | 58.8 | N/A
External / Internal Wall Insulation | IWI_solid_1.0_0.6 | N/A | N/A | 73-97 | High_D | 0.95 | 61.5 | N/A
External / Internal Wall Insulation | IWI_solid_1.0_0.6 | N/A | N/A | 73-97 | Low_D | 0.95 | 65.1 | N/A
External / Internal Wall Insulation | IWI_solid_1.0_0.6 | N/A | N/A | 73-97 | High_E | 0.95 | 70.6 | N/A
External / Internal Wall Insulation | IWI_solid_1.0_0.6 | N/A | N/A | 73-97 | Low_E | 0.95 | 77.2 | N/A
External / Internal Wall Insulation | IWI_solid_1.0_0.6 | N/A | N/A | 73-97 | High_F | 0.95 | 86.6 | N/A
External / Internal Wall Insulation | IWI_solid_1.0_0.6 | N/A | N/A | 73-97 | Low_F | 0.95 | 97.1 | N/A
External / Internal Wall Insulation | IWI_solid_1.0_0.6 | N/A | N/A | 73-97 | High_G | 0.95 | 111.6 | N/A
External / Internal Wall Insulation | IWI_solid_1.0_0.6 | N/A | N/A | 73-97 | Low_G | 0.95 | 127.3 | N/A
External / Internal Wall Insulation | IWI_solid_0.6_0.24 | N/A | N/A | 73-97 | High_B | 0.95 | 52.6 | N/A
External / Internal Wall Insulation | IWI_solid_0.6_0.24 | N/A | N/A | 73-97 | Low_B | 0.95 | 52.5 | N/A
External / Internal Wall Insulation | IWI_solid_0.6_0.24 | N/A | N/A | 73-97 | High_C | 0.95 | 53 | N/A
External / Internal Wall Insulation | IWI_solid_0.6_0.24 | N/A | N/A | 73-97 | Low_C | 0.95 | 54.2 | N/A
External / Internal Wall Insulation | IWI_solid_0.6_0.24 | N/A | N/A | 73-97 | High_D | 0.95 | 56.5 | N/A
External / Internal Wall Insulation | IWI_solid_0.6_0.24 | N/A | N/A | 73-97 | Low_D | 0.95 | 59.5 | N/A
External / Internal Wall Insulation | IWI_solid_0.6_0.24 | N/A | N/A | 73-97 | High_E | 0.95 | 64.4 | N/A
External / Internal Wall Insulation | IWI_solid_0.6_0.24 | N/A | N/A | 73-97 | Low_E | 0.95 | 70.1 | N/A
External / Internal Wall Insulation | IWI_solid_0.6_0.24 | N/A | N/A | 73-97 | High_F | 0.95 | 78.5 | N/A
External / Internal Wall Insulation | IWI_solid_0.6_0.24 | N/A | N/A | 73-97 | Low_F | 0.95 | 87.8 | N/A
External / Internal Wall Insulation | IWI_solid_0.6_0.24 | N/A | N/A | 73-97 | High_G | 0.95 | 100.6 | N/A
External / Internal Wall Insulation | IWI_solid_0.6_0.24 | N/A | N/A | 73-97 | Low_G | 0.95 | 114.7 | N/A
External / Internal Wall Insulation | IWI_solid_0.6_0.3 | N/A | N/A | 73-97 | High_B | 0.95 | 43.6 | N/A
External / Internal Wall Insulation | IWI_solid_0.6_0.3 | N/A | N/A | 73-97 | Low_B | 0.95 | 43.5 | N/A
External / Internal Wall Insulation | IWI_solid_0.6_0.3 | N/A | N/A | 73-97 | High_C | 0.95 | 44 | N/A
External / Internal Wall Insulation | IWI_solid_0.6_0.3 | N/A | N/A | 73-97 | Low_C | 0.95 | 45 | N/A
External / Internal Wall Insulation | IWI_solid_0.6_0.3 | N/A | N/A | 73-97 | High_D | 0.95 | 46.9 | N/A
External / Internal Wall Insulation | IWI_solid_0.6_0.3 | N/A | N/A | 73-97 | Low_D | 0.95 | 49.5 | N/A
External / Internal Wall Insulation | IWI_solid_0.6_0.3 | N/A | N/A | 73-97 | High_E | 0.95 | 53.5 | N/A
External / Internal Wall Insulation | IWI_solid_0.6_0.3 | N/A | N/A | 73-97 | Low_E | 0.95 | 58.3 | N/A
External / Internal Wall Insulation | IWI_solid_0.6_0.3 | N/A | N/A | 73-97 | High_F | 0.95 | 65.3 | N/A
External / Internal Wall Insulation | IWI_solid_0.6_0.3 | N/A | N/A | 73-97 | Low_F | 0.95 | 73.1 | N/A
External / Internal Wall Insulation | IWI_solid_0.6_0.3 | N/A | N/A | 73-97 | High_G | 0.95 | 83.8 | N/A
External / Internal Wall Insulation | IWI_solid_0.6_0.3 | N/A | N/A | 73-97 | Low_G | 0.95 | 95.5 | N/A
External / Internal Wall Insulation | IWI_solid_0.45_0.21 | N/A | N/A | 73-97 | High_B | 0.95 | 35.5 | N/A
External / Internal Wall Insulation | IWI_solid_0.45_0.21 | N/A | N/A | 73-97 | Low_B | 0.95 | 35.3 | N/A
External / Internal Wall Insulation | IWI_solid_0.45_0.21 | N/A | N/A | 73-97 | High_C | 0.95 | 35.6 | N/A
External / Internal Wall Insulation | IWI_solid_0.45_0.21 | N/A | N/A | 73-97 | Low_C | 0.95 | 36.3 | N/A
External / Internal Wall Insulation | IWI_solid_0.45_0.21 | N/A | N/A | 73-97 | High_D | 0.95 | 37.8 | N/A
External / Internal Wall Insulation | IWI_solid_0.45_0.21 | N/A | N/A | 73-97 | Low_D | 0.95 | 39.7 | N/A
External / Internal Wall Insulation | IWI_solid_0.45_0.21 | N/A | N/A | 73-97 | High_E | 0.95 | 42.9 | N/A
External / Internal Wall Insulation | IWI_solid_0.45_0.21 | N/A | N/A | 73-97 | Low_E | 0.95 | 46.6 | N/A
External / Internal Wall Insulation | IWI_solid_0.45_0.21 | N/A | N/A | 73-97 | High_F | 0.95 | 52.1 | N/A
External / Internal Wall Insulation | IWI_solid_0.45_0.21 | N/A | N/A | 73-97 | Low_F | 0.95 | 58.3 | N/A
External / Internal Wall Insulation | IWI_solid_0.45_0.21 | N/A | N/A | 73-97 | High_G | 0.95 | 66.8 | N/A
External / Internal Wall Insulation | IWI_solid_0.45_0.21 | N/A | N/A | 73-97 | Low_G | 0.95 | 76.1 | N/A
External / Internal Wall Insulation | IWI_solid_2.0_0.6 | N/A | N/A | 73-97 | High_B | 0.95 | 195.3 | N/A
External / Internal Wall Insulation | IWI_solid_2.0_0.6 | N/A | N/A | 73-97 | Low_B | 0.95 | 196.1 | N/A
External / Internal Wall Insulation | IWI_solid_2.0_0.6 | N/A | N/A | 73-97 | High_C | 0.95 | 199.7 | N/A
External / Internal Wall Insulation | IWI_solid_2.0_0.6 | N/A | N/A | 73-97 | Low_C | 0.95 | 205.2 | N/A
External / Internal Wall Insulation | IWI_solid_2.0_0.6 | N/A | N/A | 73-97 | High_D | 0.95 | 215.5 | N/A
External / Internal Wall Insulation | IWI_solid_2.0_0.6 | N/A | N/A | 73-97 | Low_D | 0.95 | 228.4 | N/A
External / Internal Wall Insulation | IWI_solid_2.0_0.6 | N/A | N/A | 73-97 | High_E | 0.95 | 248.5 | N/A
External / Internal Wall Insulation | IWI_solid_2.0_0.6 | N/A | N/A | 73-97 | Low_E | 0.95 | 271.6 | N/A
External / Internal Wall Insulation | IWI_solid_2.0_0.6 | N/A | N/A | 73-97 | High_F | 0.95 | 304.9 | N/A
External / Internal Wall Insulation | IWI_solid_2.0_0.6 | N/A | N/A | 73-97 | Low_F | 0.95 | 341.8 | N/A
External / Internal Wall Insulation | IWI_solid_2.0_0.6 | N/A | N/A | 73-97 | High_G | 0.95 | 392.1 | N/A
External / Internal Wall Insulation | IWI_solid_2.0_0.6 | N/A | N/A | 73-97 | Low_G | 0.95 | 446.7 | N/A
External / Internal Wall Insulation | IWI_solid_2.0_0.35 | N/A | N/A | 73-97 | High_B | 0.95 | 234.6 | N/A
External / Internal Wall Insulation | IWI_solid_2.0_0.35 | N/A | N/A | 73-97 | Low_B | 0.95 | 235.4 | N/A
External / Internal Wall Insulation | IWI_solid_2.0_0.35 | N/A | N/A | 73-97 | High_C | 0.95 | 239.4 | N/A
External / Internal Wall Insulation | IWI_solid_2.0_0.35 | N/A | N/A | 73-97 | Low_C | 0.95 | 245.8 | N/A
External / Internal Wall Insulation | IWI_solid_2.0_0.35 | N/A | N/A | 73-97 | High_D | 0.95 | 257.8 | N/A
External / Internal Wall Insulation | IWI_solid_2.0_0.35 | N/A | N/A | 73-97 | Low_D | 0.95 | 272.7 | N/A
External / Internal Wall Insulation | IWI_solid_2.0_0.35 | N/A | N/A | 73-97 | High_E | 0.95 | 296.2 | N/A
External / Internal Wall Insulation | IWI_solid_2.0_0.35 | N/A | N/A | 73-97 | Low_E | 0.95 | 323.3 | N/A
External / Internal Wall Insulation | IWI_solid_2.0_0.35 | N/A | N/A | 73-97 | High_F | 0.95 | 362.3 | N/A
External / Internal Wall Insulation | IWI_solid_2.0_0.35 | N/A | N/A | 73-97 | Low_F | 0.95 | 405.6 | N/A
External / Internal Wall Insulation | IWI_solid_2.0_0.35 | N/A | N/A | 73-97 | High_G | 0.95 | 464.7 | N/A
External / Internal Wall Insulation | IWI_solid_2.0_0.35 | N/A | N/A | 73-97 | Low_G | 0.95 | 528.9 | N/A
External / Internal Wall Insulation | IWI_solid_2.0_0.25 | N/A | N/A | 73-97 | High_B | 0.95 | 250.7 | N/A
External / Internal Wall Insulation | IWI_solid_2.0_0.25 | N/A | N/A | 73-97 | Low_B | 0.95 | 251.5 | N/A
External / Internal Wall Insulation | IWI_solid_2.0_0.25 | N/A | N/A | 73-97 | High_C | 0.95 | 255.7 | N/A
External / Internal Wall Insulation | IWI_solid_2.0_0.25 | N/A | N/A | 73-97 | Low_C | 0.95 | 262.4 | N/A
External / Internal Wall Insulation | IWI_solid_2.0_0.25 | N/A | N/A | 73-97 | High_D | 0.95 | 275.1 | N/A
External / Internal Wall Insulation | IWI_solid_2.0_0.25 | N/A | N/A | 73-97 | Low_D | 0.95 | 290.9 | N/A
External / Internal Wall Insulation | IWI_solid_2.0_0.25 | N/A | N/A | 73-97 | High_E | 0.95 | 315.7 | N/A
External / Internal Wall Insulation | IWI_solid_2.0_0.25 | N/A | N/A | 73-97 | Low_E | 0.95 | 344.4 | N/A
External / Internal Wall Insulation | IWI_solid_2.0_0.25 | N/A | N/A | 73-97 | High_F | 0.95 | 385.7 | N/A
External / Internal Wall Insulation | IWI_solid_2.0_0.25 | N/A | N/A | 73-97 | Low_F | 0.95 | 431.6 | N/A
External / Internal Wall Insulation | IWI_solid_2.0_0.25 | N/A | N/A | 73-97 | High_G | 0.95 | 494.2 | N/A
External / Internal Wall Insulation | IWI_solid_2.0_0.25 | N/A | N/A | 73-97 | Low_G | 0.95 | 562.3 | N/A
External / Internal Wall Insulation | IWI_solid_2.0_0.3 | N/A | N/A | 73-97 | High_B | 0.95 | 242.6 | N/A
External / Internal Wall Insulation | IWI_solid_2.0_0.3 | N/A | N/A | 73-97 | Low_B | 0.95 | 243.4 | N/A
External / Internal Wall Insulation | IWI_solid_2.0_0.3 | N/A | N/A | 73-97 | High_C | 0.95 | 247.5 | N/A
External / Internal Wall Insulation | IWI_solid_2.0_0.3 | N/A | N/A | 73-97 | Low_C | 0.95 | 254.1 | N/A
External / Internal Wall Insulation | IWI_solid_2.0_0.3 | N/A | N/A | 73-97 | High_D | 0.95 | 266.4 | N/A
External / Internal Wall Insulation | IWI_solid_2.0_0.3 | N/A | N/A | 73-97 | Low_D | 0.95 | 281.8 | N/A
External / Internal Wall Insulation | IWI_solid_2.0_0.3 | N/A | N/A | 73-97 | High_E | 0.95 | 305.9 | N/A
External / Internal Wall Insulation | IWI_solid_2.0_0.3 | N/A | N/A | 73-97 | Low_E | 0.95 | 333.8 | N/A
External / Internal Wall Insulation | IWI_solid_2.0_0.3 | N/A | N/A | 73-97 | High_F | 0.95 | 373.9 | N/A
External / Internal Wall Insulation | IWI_solid_2.0_0.3 | N/A | N/A | 73-97 | Low_F | 0.95 | 418.6 | N/A
External / Internal Wall Insulation | IWI_solid_2.0_0.3 | N/A | N/A | 73-97 | High_G | 0.95 | 479.4 | N/A
External / Internal Wall Insulation | IWI_solid_2.0_0.3 | N/A | N/A | 73-97 | Low_G | 0.95 | 545.5 | N/A
Cavity Wall Insulation | CWI_0.040 | N/A | N/A | 73-97 | High_B | 0.95 | 117.8 | N/A
Cavity Wall Insulation | CWI_0.040 | N/A | N/A | 73-97 | Low_B | 0.95 | 117.7 | N/A
Cavity Wall Insulation | CWI_0.040 | N/A | N/A | 73-97 | High_C | 0.95 | 119.1 | N/A
Cavity Wall Insulation | CWI_0.040 | N/A | N/A | 73-97 | Low_C | 0.95 | 121.8 | N/A
Cavity Wall Insulation | CWI_0.040 | N/A | N/A | 73-97 | High_D | 0.95 | 127.2 | N/A
Cavity Wall Insulation | CWI_0.040 | N/A | N/A | 73-97 | Low_D | 0.95 | 134.2 | N/A
Cavity Wall Insulation | CWI_0.040 | N/A | N/A | 73-97 | High_E | 0.95 | 145.6 | N/A
Cavity Wall Insulation | CWI_0.040 | N/A | N/A | 73-97 | Low_E | 0.95 | 158.8 | N/A
Cavity Wall Insulation | CWI_0.040 | N/A | N/A | 73-97 | High_F | 0.95 | 178.2 | N/A
Cavity Wall Insulation | CWI_0.040 | N/A | N/A | 73-97 | Low_F | 0.95 | 199.8 | N/A
Cavity Wall Insulation | CWI_0.040 | N/A | N/A | 73-97 | High_G | 0.95 | 229.5 | N/A
Cavity Wall Insulation | CWI_0.040 | N/A | N/A | 73-97 | Low_G | 0.95 | 262 | N/A
Cavity Wall Insulation | CWI_0.033 | N/A | N/A | 73-97 | High_B | 0.95 | 126.7 | N/A
Cavity Wall Insulation | CWI_0.033 | N/A | N/A | 73-97 | Low_B | 0.95 | 126.5 | N/A
Cavity Wall Insulation | CWI_0.033 | N/A | N/A | 73-97 | High_C | 0.95 | 128 | N/A
Cavity Wall Insulation | CWI_0.033 | N/A | N/A | 73-97 | Low_C | 0.95 | 130.8 | N/A
Cavity Wall Insulation | CWI_0.033 | N/A | N/A | 73-97 | High_D | 0.95 | 136.6 | N/A
Cavity Wall Insulation | CWI_0.033 | N/A | N/A | 73-97 | Low_D | 0.95 | 144.2 | N/A
Cavity Wall Insulation | CWI_0.033 | N/A | N/A | 73-97 | High_E | 0.95 | 156.3 | N/A
Cavity Wall Insulation | CWI_0.033 | N/A | N/A | 73-97 | Low_E | 0.95 | 170.4 | N/A
Cavity Wall Insulation | CWI_0.033 | N/A | N/A | 73-97 | High_F | 0.95 | 191.1 | N/A
Cavity Wall Insulation | CWI_0.033 | N/A | N/A | 73-97 | Low_F | 0.95 | 214.2 | N/A
Cavity Wall Insulation | CWI_0.033 | N/A | N/A | 73-97 | High_G | 0.95 | 246 | N/A
Cavity Wall Insulation | CWI_0.033 | N/A | N/A | 73-97 | Low_G | 0.95 | 280.7 | N/A
Cavity Wall Insulation | CWI_0.027 | N/A | N/A | 73-97 | High_B | 0.95 | 135.2 | N/A
Cavity Wall Insulation | CWI_0.027 | N/A | N/A | 73-97 | Low_B | 0.95 | 135 | N/A
Cavity Wall Insulation | CWI_0.027 | N/A | N/A | 73-97 | High_C | 0.95 | 136.5 | N/A
Cavity Wall Insulation | CWI_0.027 | N/A | N/A | 73-97 | Low_C | 0.95 | 139.5 | N/A
Cavity Wall Insulation | CWI_0.027 | N/A | N/A | 73-97 | High_D | 0.95 | 145.7 | N/A
Cavity Wall Insulation | CWI_0.027 | N/A | N/A | 73-97 | Low_D | 0.95 | 153.6 | N/A
Cavity Wall Insulation | CWI_0.027 | N/A | N/A | 73-97 | High_E | 0.95 | 166.5 | N/A
Cavity Wall Insulation | CWI_0.027 | N/A | N/A | 73-97 | Low_E | 0.95 | 181.5 | N/A
Cavity Wall Insulation | CWI_0.027 | N/A | N/A | 73-97 | High_F | 0.95 | 203.4 | N/A
Cavity Wall Insulation | CWI_0.027 | N/A | N/A | 73-97 | Low_F | 0.95 | 228 | N/A
Cavity Wall Insulation | CWI_0.027 | N/A | N/A | 73-97 | High_G | 0.95 | 261.7 | N/A
Cavity Wall Insulation | CWI_0.027 | N/A | N/A | 73-97 | Low_G | 0.95 | 298.5 | N/A
Cavity Wall Insulation | PWI_Cavity | N/A | N/A | 73-97 | High_B | 0.95 | 16.9 | N/A
Cavity Wall Insulation | PWI_Cavity | N/A | N/A | 73-97 | Low_B | 0.95 | 16.7 | N/A
Cavity Wall Insulation | PWI_Cavity | N/A | N/A | 73-97 | High_C | 0.95 | 16.8 | N/A
Cavity Wall Insulation | PWI_Cavity | N/A | N/A | 73-97 | Low_C | 0.95 | 17.1 | N/A
Cavity Wall Insulation | PWI_Cavity | N/A | N/A | 73-97 | High_D | 0.95 | 17.9 | N/A
Cavity Wall Insulation | PWI_Cavity | N/A | N/A | 73-97 | Low_D | 0.95 | 18.9 | N/A
Cavity Wall Insulation | PWI_Cavity | N/A | N/A | 73-97 | High_E | 0.95 | 20.6 | N/A
Cavity Wall Insulation | PWI_Cavity | N/A | N/A | 73-97 | Low_E | 0.95 | 22.6 | N/A
Cavity Wall Insulation | PWI_Cavity | N/A | N/A | 73-97 | High_F | 0.95 | 25.6 | N/A
Cavity Wall Insulation | PWI_Cavity | N/A | N/A | 73-97 | Low_F | 0.95 | 28.9 | N/A
Cavity Wall Insulation | PWI_Cavity | N/A | N/A | 73-97 | High_G | 0.95 | 33.6 | N/A
Cavity Wall Insulation | PWI_Cavity | N/A | N/A | 73-97 | Low_G | 0.95 | 38.8 | N/A
Cavity Wall Insulation | CWI_partial_fill | N/A | N/A | 73-97 | High_B | 0.95 | 25 | N/A
Cavity Wall Insulation | CWI_partial_fill | N/A | N/A | 73-97 | Low_B | 0.95 | 24.9 | N/A
Cavity Wall Insulation | CWI_partial_fill | N/A | N/A | 73-97 | High_C | 0.95 | 25.1 | N/A
Cavity Wall Insulation | CWI_partial_fill | N/A | N/A | 73-97 | Low_C | 0.95 | 25.6 | N/A
Cavity Wall Insulation | CWI_partial_fill | N/A | N/A | 73-97 | High_D | 0.95 | 26.7 | N/A
Cavity Wall Insulation | CWI_partial_fill | N/A | N/A | 73-97 | Low_D | 0.95 | 28 | N/A
Cavity Wall Insulation | CWI_partial_fill | N/A | N/A | 73-97 | High_E | 0.95 | 30.3 | N/A
Cavity Wall Insulation | CWI_partial_fill | N/A | N/A | 73-97 | Low_E | 0.95 | 33 | N/A
Cavity Wall Insulation | CWI_partial_fill | N/A | N/A | 73-97 | High_F | 0.95 | 36.9 | N/A
Cavity Wall Insulation | CWI_partial_fill | N/A | N/A | 73-97 | Low_F | 0.95 | 41.2 | N/A
Cavity Wall Insulation | CWI_partial_fill | N/A | N/A | 73-97 | High_G | 0.95 | 47.3 | N/A
Cavity Wall Insulation | CWI_partial_fill | N/A | N/A | 73-97 | Low_G | 0.95 | 53.9 | N/A
Loft Insulation | LI_lessequal100 | N/A | N/A | 73-97 | High_D | 0.97 | 43.3 | N/A
Loft Insulation | LI_lessequal100 | N/A | N/A | 73-97 | Low_D | 0.97 | 45.7 | N/A
Loft Insulation | LI_lessequal100 | N/A | N/A | 73-97 | High_E | 0.97 | 49.6 | N/A
Loft Insulation | LI_lessequal100 | N/A | N/A | 73-97 | Low_E | 0.97 | 54.2 | N/A
Loft Insulation | LI_lessequal100 | N/A | N/A | 73-97 | High_F | 0.97 | 61 | N/A
Loft Insulation | LI_lessequal100 | N/A | N/A | 73-97 | Low_F | 0.97 | 68.7 | N/A
Loft Insulation | LI_lessequal100 | N/A | N/A | 73-97 | High_G | 0.97 | 79.3 | N/A
Loft Insulation | LI_lessequal100 | N/A | N/A | 73-97 | Low_G | 0.97 | 91 | N/A
Loft Insulation | LI_greater100 | N/A | N/A | 73-97 | High_D | 0.97 | 10.6 | N/A
Loft Insulation | LI_greater100 | N/A | N/A | 73-97 | Low_D | 0.97 | 11.1 | N/A
Loft Insulation | LI_greater100 | N/A | N/A | 73-97 | High_E | 0.97 | 12.1 | N/A
Loft Insulation | LI_greater100 | N/A | N/A | 73-97 | Low_E | 0.97 | 13.2 | N/A
Loft Insulation | LI_greater100 | N/A | N/A | 73-97 | High_F | 0.97 | 14.8 | N/A
Loft Insulation | LI_greater100 | N/A | N/A | 73-97 | Low_F | 0.97 | 16.7 | N/A
Loft Insulation | LI_greater100 | N/A | N/A | 73-97 | High_G | 0.97 | 19.2 | N/A
Loft Insulation | LI_greater100 | N/A | N/A | 73-97 | Low_G | 0.97 | 22 | N/A
Other Insulation | RIRI_res_unin | N/A | N/A | 73-97 | High_D | 0.86 | 169.6 | N/A
Other Insulation | RIRI_res_unin | N/A | N/A | 73-97 | Low_D | 0.86 | 175.7 | N/A
Other Insulation | RIRI_res_unin | N/A | N/A | 73-97 | High_E | 0.86 | 187.3 | N/A
Other Insulation | RIRI_res_unin | N/A | N/A | 73-97 | Low_E | 0.86 | 202.3 | N/A
Other Insulation | RIRI_res_unin | N/A | N/A | 73-97 | High_F | 0.86 | 225.6 | N/A
Other Insulation | RIRI_res_unin | N/A | N/A | 73-97 | Low_F | 0.86 | 252.8 | N/A
Other Insulation | RIRI_res_unin | N/A | N/A | 73-97 | High_G | 0.86 | 291.4 | N/A
Other Insulation | RIRI_res_unin | N/A | N/A | 73-97 | Low_G | 0.86 | 334.6 | N/A
Other Insulation | RIRI_res_in | N/A | N/A | 73-97 | High_D | 0.86 | 175.5 | N/A
Other Insulation | RIRI_res_in | N/A | N/A | 73-97 | Low_D | 0.86 | 181.8 | N/A
Other Insulation | RIRI_res_in | N/A | N/A | 73-97 | High_E | 0.86 | 193.7 | N/A
Other Insulation | RIRI_res_in | N/A | N/A | 73-97 | Low_E | 0.86 | 209.2 | N/A
Other Insulation | RIRI_res_in | N/A | N/A | 73-97 | High_F | 0.86 | 233.2 | N/A
Other Insulation | RIRI_res_in | N/A | N/A | 73-97 | Low_F | 0.86 | 261.3 | N/A
Other Insulation | RIRI_res_in | N/A | N/A | 73-97 | High_G | 0.86 | 301.1 | N/A
Other Insulation | RIRI_res_in | N/A | N/A | 73-97 | Low_G | 0.86 | 345.7 | N/A
Other Insulation | FRI | N/A | N/A | 73-97 | High_D | 0.99 | 174.9 | N/A
Other Insulation | FRI | N/A | N/A | 73-97 | Low_D | 0.99 | 184.4 | N/A
Other Insulation | FRI | N/A | N/A | 73-97 | High_E | 0.99 | 199.9 | N/A
Other Insulation | FRI | N/A | N/A | 73-97 | Low_E | 0.99 | 218.5 | N/A
Other Insulation | FRI | N/A | N/A | 73-97 | High_F | 0.99 | 245.7 | N/A
Other Insulation | FRI | N/A | N/A | 73-97 | Low_F | 0.99 | 276.5 | N/A
Other Insulation | FRI | N/A | N/A | 73-97 | High_G | 0.99 | 318.9 | N/A
Other Insulation | FRI | N/A | N/A | 73-97 | Low_G | 0.99 | 365.5 | N/A
Other Insulation | UFI | N/A | N/A | 73-97 | High_D | 0.97 | 44.9 | N/A
Other Insulation | UFI | N/A | N/A | 73-97 | Low_D | 0.97 | 47.7 | N/A
Other Insulation | UFI | N/A | N/A | 73-97 | High_E | 0.97 | 52.3 | N/A
Other Insulation | UFI | N/A | N/A | 73-97 | Low_E | 0.97 | 57.8 | N/A
Other Insulation | UFI | N/A | N/A | 73-97 | High_F | 0.97 | 65.9 | N/A
Other Insulation | UFI | N/A | N/A | 73-97 | Low_F | 0.97 | 75 | N/A
Other Insulation | UFI | N/A | N/A | 73-97 | High_G | 0.97 | 87.5 | N/A
Other Insulation | UFI | N/A | N/A | 73-97 | Low_G | 0.97 | 101.3 | N/A
Other Insulation | SFI | N/A | N/A | 73-97 | High_D | 0.98 | 32.7 | N/A
Other Insulation | SFI | N/A | N/A | 73-97 | Low_D | 0.98 | 34.6 | N/A
Other Insulation | SFI | N/A | N/A | 73-97 | High_E | 0.98 | 37.6 | N/A
Other Insulation | SFI | N/A | N/A | 73-97 | Low_E | 0.98 | 41.3 | N/A
Other Insulation | SFI | N/A | N/A | 73-97 | High_F | 0.98 | 46.6 | N/A
Other Insulation | SFI | N/A | N/A | 73-97 | Low_F | 0.98 | 52.6 | N/A
Other Insulation | SFI | N/A | N/A | 73-97 | High_G | 0.98 | 60.9 | N/A
Other Insulation | SFI | N/A | N/A | 73-97 | Low_G | 0.98 | 70 | N/A
Other Insulation | DP | N/A | N/A | 73-97 | High_D | 1 | 19.4 | N/A
Other Insulation | DP | N/A | N/A | 73-97 | Low_D | 1 | 20.5 | N/A
Other Insulation | DP | N/A | N/A | 73-97 | High_E | 1 | 22.4 | N/A
Other Insulation | DP | N/A | N/A | 73-97 | Low_E | 1 | 24.6 | N/A
Other Insulation | DP | N/A | N/A | 73-97 | High_F | 1 | 27.8 | N/A
Other Insulation | DP | N/A | N/A | 73-97 | Low_F | 1 | 31.5 | N/A
Other Insulation | DP | N/A | N/A | 73-97 | High_G | 1 | 36.5 | N/A
Other Insulation | DP | N/A | N/A | 73-97 | Low_G | 1 | 42 | N/A
Other Insulation | WG_singletodouble | N/A | N/A | 73-97 | High_D | 1 | 68.6 | N/A
Other Insulation | WG_singletodouble | N/A | N/A | 73-97 | Low_D | 1 | 72.4 | N/A
Other Insulation | WG_singletodouble | N/A | N/A | 73-97 | High_E | 1 | 78.8 | N/A
Other Insulation | WG_singletodouble | N/A | N/A | 73-97 | Low_E | 1 | 86.6 | N/A
Other Insulation | WG_singletodouble | N/A | N/A | 73-97 | High_F | 1 | 98.1 | N/A
Other Insulation | WG_singletodouble | N/A | N/A | 73-97 | Low_F | 1 | 111.3 | N/A
Other Insulation | WG_singletodouble | N/A | N/A | 73-97 | High_G | 1 | 129.6 | N/A
Other Insulation | WG_singletodouble | N/A | N/A | 73-97 | Low_G | 1 | 149.8 | N/A
Other Insulation | WG_improveddouble | N/A | N/A | 73-97 | High_D | 1 | 13.1 | N/A
Other Insulation | WG_improveddouble | N/A | N/A | 73-97 | Low_D | 1 | 13.9 | N/A
Other Insulation | WG_improveddouble | N/A | N/A | 73-97 | High_E | 1 | 15.1 | N/A
Other Insulation | WG_improveddouble | N/A | N/A | 73-97 | Low_E | 1 | 16.6 | N/A
Other Insulation | WG_improveddouble | N/A | N/A | 73-97 | High_F | 1 | 18.7 | N/A
Other Insulation | WG_improveddouble | N/A | N/A | 73-97 | Low_F | 1 | 21.1 | N/A
Other Insulation | WG_improveddouble | N/A | N/A | 73-97 | High_G | 1 | 24.4 | N/A
Other Insulation | WG_improveddouble | N/A | N/A | 73-97 | Low_G | 1 | 27.9 | N/A
Other Insulation | HPED | N/A | N/A | 73-97 | High_D | 1 | 8.8 | N/A
Other Insulation | HPED | N/A | N/A | 73-97 | Low_D | 1 | 9.3 | N/A
Other Insulation | HPED | N/A | N/A | 73-97 | High_E | 1 | 10.1 | N/A
Other Insulation | HPED | N/A | N/A | 73-97 | Low_E | 1 | 11.1 | N/A
Other Insulation | HPED | N/A | N/A | 73-97 | High_F | 1 | 12.6 | N/A
Other Insulation | HPED | N/A | N/A | 73-97 | Low_F | 1 | 14.3 | N/A
Other Insulation | HPED | N/A | N/A | 73-97 | High_G | 1 | 16.6 | N/A
Other Insulation | HPED | N/A | N/A | 73-97 | Low_G | 1 | 19.2 | N/A
External / Internal Wall Insulation | EWI_solid_1.7_0.55 | N/A | N/A | 73-97 | High_B | 0.95 | 162.7 | N/A
External / Internal Wall Insulation | EWI_solid_1.7_0.55 | N/A | N/A | 73-97 | Low_B | 0.95 | 162.8 | N/A
External / Internal Wall Insulation | EWI_solid_1.7_0.55 | N/A | N/A | 73-97 | High_C | 0.95 | 165.2 | N/A
External / Internal Wall Insulation | EWI_solid_1.7_0.55 | N/A | N/A | 73-97 | Low_C | 0.95 | 169.4 | N/A
External / Internal Wall Insulation | EWI_solid_1.7_0.55 | N/A | N/A | 73-97 | High_D | 0.95 | 177.4 | N/A
External / Internal Wall Insulation | EWI_solid_1.7_0.55 | N/A | N/A | 73-97 | Low_D | 0.95 | 187.6 | N/A
External / Internal Wall Insulation | EWI_solid_1.7_0.55 | N/A | N/A | 73-97 | High_E | 0.95 | 203.8 | N/A
External / Internal Wall Insulation | EWI_solid_1.7_0.55 | N/A | N/A | 73-97 | Low_E | 0.95 | 222.6 | N/A
External / Internal Wall Insulation | EWI_solid_1.7_0.55 | N/A | N/A | 73-97 | High_F | 0.95 | 249.9 | N/A
External / Internal Wall Insulation | EWI_solid_1.7_0.55 | N/A | N/A | 73-97 | Low_F | 0.95 | 280.2 | N/A
External / Internal Wall Insulation | EWI_solid_1.7_0.55 | N/A | N/A | 73-97 | High_G | 0.95 | 321.8 | N/A
External / Internal Wall Insulation | EWI_solid_1.7_0.55 | N/A | N/A | 73-97 | Low_G | 0.95 | 367.1 | N/A
External / Internal Wall Insulation | EWI_solid_1.7_0.23 | N/A | N/A | 73-97 | High_B | 0.95 | 212.9 | N/A
External / Internal Wall Insulation | EWI_solid_1.7_0.23 | N/A | N/A | 73-97 | Low_B | 0.95 | 213 | N/A
External / Internal Wall Insulation | EWI_solid_1.7_0.23 | N/A | N/A | 73-97 | High_C | 0.95 | 215.9 | N/A
External / Internal Wall Insulation | EWI_solid_1.7_0.23 | N/A | N/A | 73-97 | Low_C | 0.95 | 221 | N/A
External / Internal Wall Insulation | EWI_solid_1.7_0.23 | N/A | N/A | 73-97 | High_D | 0.95 | 231.1 | N/A
External / Internal Wall Insulation | EWI_solid_1.7_0.23 | N/A | N/A | 73-97 | Low_D | 0.95 | 243.9 | N/A
External / Internal Wall Insulation | EWI_solid_1.7_0.23 | N/A | N/A | 73-97 | High_E | 0.95 | 264.4 | N/A
External / Internal Wall Insulation | EWI_solid_1.7_0.23 | N/A | N/A | 73-97 | Low_E | 0.95 | 288.2 | N/A
External / Internal Wall Insulation | EWI_solid_1.7_0.23 | N/A | N/A | 73-97 | High_F | 0.95 | 322.8 | N/A
External / Internal Wall Insulation | EWI_solid_1.7_0.23 | N/A | N/A | 73-97 | Low_F | 0.95 | 361.3 | N/A
External / Internal Wall Insulation | EWI_solid_1.7_0.23 | N/A | N/A | 73-97 | High_G | 0.95 | 414.2 | N/A
External / Internal Wall Insulation | EWI_solid_1.7_0.23 | N/A | N/A | 73-97 | Low_G | 0.95 | 471.7 | N/A
External / Internal Wall Insulation | EWI_solid_1.7_0.3 | N/A | N/A | 73-97 | High_B | 0.95 | 201.8 | N/A
External / Internal Wall Insulation | EWI_solid_1.7_0.3 | N/A | N/A | 73-97 | Low_B | 0.95 | 201.8 | N/A
External / Internal Wall Insulation | EWI_solid_1.7_0.3 | N/A | N/A | 73-97 | High_C | 0.95 | 204.6 | N/A
External / Internal Wall Insulation | EWI_solid_1.7_0.3 | N/A | N/A | 73-97 | Low_C | 0.95 | 209.5 | N/A
External / Internal Wall Insulation | EWI_solid_1.7_0.3 | N/A | N/A | 73-97 | High_D | 0.95 | 219.1 | N/A
External / Internal Wall Insulation | EWI_solid_1.7_0.3 | N/A | N/A | 73-97 | Low_D | 0.95 | 231.4 | N/A
External / Internal Wall Insulation | EWI_solid_1.7_0.3 | N/A | N/A | 73-97 | High_E | 0.95 | 250.9 | N/A
External / Internal Wall Insulation | EWI_solid_1.7_0.3 | N/A | N/A | 73-97 | Low_E | 0.95 | 273.7 | N/A
External / Internal Wall Insulation | EWI_solid_1.7_0.3 | N/A | N/A | 73-97 | High_F | 0.95 | 306.6 | N/A
External / Internal Wall Insulation | EWI_solid_1.7_0.3 | N/A | N/A | 73-97 | Low_F | 0.95 | 343.4 | N/A
External / Internal Wall Insulation | EWI_solid_1.7_0.3 | N/A | N/A | 73-97 | High_G | 0.95 | 393.8 | N/A
External / Internal Wall Insulation | EWI_solid_1.7_0.3 | N/A | N/A | 73-97 | Low_G | 0.95 | 448.7 | N/A
External / Internal Wall Insulation | EWI_solid_1.7_0.6 | N/A | N/A | 73-97 | High_B | 0.95 | 155 | N/A
External / Internal Wall Insulation | EWI_solid_1.7_0.6 | N/A | N/A | 73-97 | Low_B | 0.95 | 155.2 | N/A
External / Internal Wall Insulation | EWI_solid_1.7_0.6 | N/A | N/A | 73-97 | High_C | 0.95 | 157.5 | N/A
External / Internal Wall Insulation | EWI_solid_1.7_0.6 | N/A | N/A | 73-97 | Low_C | 0.95 | 161.5 | N/A
External / Internal Wall Insulation | EWI_solid_1.7_0.6 | N/A | N/A | 73-97 | High_D | 0.95 | 169.2 | N/A
External / Internal Wall Insulation | EWI_solid_1.7_0.6 | N/A | N/A | 73-97 | Low_D | 0.95 | 179 | N/A
External / Internal Wall Insulation | EWI_solid_1.7_0.6 | N/A | N/A | 73-97 | High_E | 0.95 | 194.5 | N/A
External / Internal Wall Insulation | EWI_solid_1.7_0.6 | N/A | N/A | 73-97 | Low_E | 0.95 | 212.6 | N/A
External / Internal Wall Insulation | EWI_solid_1.7_0.6 | N/A | N/A | 73-97 | High_F | 0.95 | 238.7 | N/A
External / Internal Wall Insulation | EWI_solid_1.7_0.6 | N/A | N/A | 73-97 | Low_F | 0.95 | 267.8 | N/A
External / Internal Wall Insulation | EWI_solid_1.7_0.6 | N/A | N/A | 73-97 | High_G | 0.95 | 307.6 | N/A
External / Internal Wall Insulation | EWI_solid_1.7_0.6 | N/A | N/A | 73-97 | Low_G | 0.95 | 350.9 | N/A
External / Internal Wall Insulation | EWI_solid_1.0_0.45 | N/A | N/A | 73-97 | High_B | 0.95 | 78.6 | N/A
External / Internal Wall Insulation | EWI_solid_1.0_0.45 | N/A | N/A | 73-97 | Low_B | 0.95 | 78.6 | N/A
External / Internal Wall Insulation | EWI_solid_1.0_0.45 | N/A | N/A | 73-97 | High_C | 0.95 | 79.7 | N/A
External / Internal Wall Insulation | EWI_solid_1.0_0.45 | N/A | N/A | 73-97 | Low_C | 0.95 | 81.6 | N/A
External / Internal Wall Insulation | EWI_solid_1.0_0.45 | N/A | N/A | 73-97 | High_D | 0.95 | 85.3 | N/A
External / Internal Wall Insulation | EWI_solid_1.0_0.45 | N/A | N/A | 73-97 | Low_D | 0.95 | 90.1 | N/A
External / Internal Wall Insulation | EWI_solid_1.0_0.45 | N/A | N/A | 73-97 | High_E | 0.95 | 97.7 | N/A
External / Internal Wall Insulation | EWI_solid_1.0_0.45 | N/A | N/A | 73-97 | Low_E | 0.95 | 106.7 | N/A
External / Internal Wall Insulation | EWI_solid_1.0_0.45 | N/A | N/A | 73-97 | High_F | 0.95 | 119.6 | N/A
External / Internal Wall Insulation | EWI_solid_1.0_0.45 | N/A | N/A | 73-97 | Low_F | 0.95 | 134.1 | N/A
External / Internal Wall Insulation | EWI_solid_1.0_0.45 | N/A | N/A | 73-97 | High_G | 0.95 | 153.9 | N/A
External / Internal Wall Insulation | EWI_solid_1.0_0.45 | N/A | N/A | 73-97 | Low_G | 0.95 | 175.5 | N/A
External / Internal Wall Insulation | EWI_solid_1.0_0.3 | N/A | N/A | 73-97 | High_B | 0.95 | 101.2 | N/A
External / Internal Wall Insulation | EWI_solid_1.0_0.3 | N/A | N/A | 73-97 | Low_B | 0.95 | 101.1 | N/A
External / Internal Wall Insulation | EWI_solid_1.0_0.3 | N/A | N/A | 73-97 | High_C | 0.95 | 102.4 | N/A
External / Internal Wall Insulation | EWI_solid_1.0_0.3 | N/A | N/A | 73-97 | Low_C | 0.95 | 104.8 | N/A
External / Internal Wall Insulation | EWI_solid_1.0_0.3 | N/A | N/A | 73-97 | High_D | 0.95 | 109.5 | N/A
External / Internal Wall Insulation | EWI_solid_1.0_0.3 | N/A | N/A | 73-97 | Low_D | 0.95 | 115.6 | N/A
External / Internal Wall Insulation | EWI_solid_1.0_0.3 | N/A | N/A | 73-97 | High_E | 0.95 | 125.2 | N/A
External / Internal Wall Insulation | EWI_solid_1.0_0.3 | N/A | N/A | 73-97 | Low_E | 0.95 | 136.5 | N/A
External / Internal Wall Insulation | EWI_solid_1.0_0.3 | N/A | N/A | 73-97 | High_F | 0.95 | 153 | N/A
External / Internal Wall Insulation | EWI_solid_1.0_0.3 | N/A | N/A | 73-97 | Low_F | 0.95 | 171.3 | N/A
External / Internal Wall Insulation | EWI_solid_1.0_0.3 | N/A | N/A | 73-97 | High_G | 0.95 | 196.5 | N/A
External / Internal Wall Insulation | EWI_solid_1.0_0.3 | N/A | N/A | 73-97 | Low_G | 0.95 | 223.9 | N/A
External / Internal Wall Insulation | EWI_solid_1.0_0.6 | N/A | N/A | 73-97 | High_B | 0.95 | 56.6 | N/A
External / Internal Wall Insulation | EWI_solid_1.0_0.6 | N/A | N/A | 73-97 | Low_B | 0.95 | 56.6 | N/A
External / Internal Wall Insulation | EWI_solid_1.0_0.6 | N/A | N/A | 73-97 | High_C | 0.95 | 57.4 | N/A
External / Internal Wall Insulation | EWI_solid_1.0_0.6 | N/A | N/A | 73-97 | Low_C | 0.95 | 58.8 | N/A
External / Internal Wall Insulation | EWI_solid_1.0_0.6 | N/A | N/A | 73-97 | High_D | 0.95 | 61.5 | N/A
External / Internal Wall Insulation | EWI_solid_1.0_0.6 | N/A | N/A | 73-97 | Low_D | 0.95 | 65.1 | N/A
External / Internal Wall Insulation | EWI_solid_1.0_0.6 | N/A | N/A | 73-97 | High_E | 0.95 | 70.6 | N/A
External / Internal Wall Insulation | EWI_solid_1.0_0.6 | N/A | N/A | 73-97 | Low_E | 0.95 | 77.2 | N/A
External / Internal Wall Insulation | EWI_solid_1.0_0.6 | N/A | N/A | 73-97 | High_F | 0.95 | 86.6 | N/A
External / Internal Wall Insulation | EWI_solid_1.0_0.6 | N/A | N/A | 73-97 | Low_F | 0.95 | 97.1 | N/A
External / Internal Wall Insulation | EWI_solid_1.0_0.6 | N/A | N/A | 73-97 | High_G | 0.95 | 111.6 | N/A
External / Internal Wall Insulation | EWI_solid_1.0_0.6 | N/A | N/A | 73-97 | Low_G | 0.95 | 127.3 | N/A
External / Internal Wall Insulation | EWI_solid_0.6_0.24 | N/A | N/A | 73-97 | High_B | 0.95 | 52.6 | N/A
External / Internal Wall Insulation | EWI_solid_0.6_0.24 | N/A | N/A | 73-97 | Low_B | 0.95 | 52.5 | N/A
External / Internal Wall Insulation | EWI_solid_0.6_0.24 | N/A | N/A | 73-97 | High_C | 0.95 | 53 | N/A
External / Internal Wall Insulation | EWI_solid_0.6_0.24 | N/A | N/A | 73-97 | Low_C | 0.95 | 54.2 | N/A
External / Internal Wall Insulation | EWI_solid_0.6_0.24 | N/A | N/A | 73-97 | High_D | 0.95 | 56.5 | N/A
External / Internal Wall Insulation | EWI_solid_0.6_0.24 | N/A | N/A | 73-97 | Low_D | 0.95 | 59.5 | N/A
External / Internal Wall Insulation | EWI_solid_0.6_0.24 | N/A | N/A | 73-97 | High_E | 0.95 | 64.4 | N/A
External / Internal Wall Insulation | EWI_solid_0.6_0.24 | N/A | N/A | 73-97 | Low_E | 0.95 | 70.1 | N/A
External / Internal Wall Insulation | EWI_solid_0.6_0.24 | N/A | N/A | 73-97 | High_F | 0.95 | 78.5 | N/A
External / Internal Wall Insulation | EWI_solid_0.6_0.24 | N/A | N/A | 73-97 | Low_F | 0.95 | 87.8 | N/A
External / Internal Wall Insulation | EWI_solid_0.6_0.24 | N/A | N/A | 73-97 | High_G | 0.95 | 100.6 | N/A
External / Internal Wall Insulation | EWI_solid_0.6_0.24 | N/A | N/A | 73-97 | Low_G | 0.95 | 114.7 | N/A
External / Internal Wall Insulation | EWI_solid_0.6_0.3 | N/A | N/A | 73-97 | High_B | 0.95 | 43.6 | N/A
External / Internal Wall Insulation | EWI_solid_0.6_0.3 | N/A | N/A | 73-97 | Low_B | 0.95 | 43.5 | N/A
External / Internal Wall Insulation | EWI_solid_0.6_0.3 | N/A | N/A | 73-97 | High_C | 0.95 | 44 | N/A
External / Internal Wall Insulation | EWI_solid_0.6_0.3 | N/A | N/A | 73-97 | Low_C | 0.95 | 45 | N/A
External / Internal Wall Insulation | EWI_solid_0.6_0.3 | N/A | N/A | 73-97 | High_D | 0.95 | 46.9 | N/A
External / Internal Wall Insulation | EWI_solid_0.6_0.3 | N/A | N/A | 73-97 | Low_D | 0.95 | 49.5 | N/A
External / Internal Wall Insulation | EWI_solid_0.6_0.3 | N/A | N/A | 73-97 | High_E | 0.95 | 53.5 | N/A
External / Internal Wall Insulation | EWI_solid_0.6_0.3 | N/A | N/A | 73-97 | Low_E | 0.95 | 58.3 | N/A
External / Internal Wall Insulation | EWI_solid_0.6_0.3 | N/A | N/A | 73-97 | High_F | 0.95 | 65.3 | N/A
External / Internal Wall Insulation | EWI_solid_0.6_0.3 | N/A | N/A | 73-97 | Low_F | 0.95 | 73.1 | N/A
External / Internal Wall Insulation | EWI_solid_0.6_0.3 | N/A | N/A | 73-97 | High_G | 0.95 | 83.8 | N/A
External / Internal Wall Insulation | EWI_solid_0.6_0.3 | N/A | N/A | 73-97 | Low_G | 0.95 | 95.5 | N/A
External / Internal Wall Insulation | EWI_solid_0.45_0.21 | N/A | N/A | 73-97 | High_B | 0.95 | 35.5 | N/A
External / Internal Wall Insulation | EWI_solid_0.45_0.21 | N/A | N/A | 73-97 | Low_B | 0.95 | 35.3 | N/A
External / Internal Wall Insulation | EWI_solid_0.45_0.21 | N/A | N/A | 73-97 | High_C | 0.95 | 35.6 | N/A
External / Internal Wall Insulation | EWI_solid_0.45_0.21 | N/A | N/A | 73-97 | Low_C | 0.95 | 36.3 | N/A
External / Internal Wall Insulation | EWI_solid_0.45_0.21 | N/A | N/A | 73-97 | High_D | 0.95 | 37.8 | N/A
External / Internal Wall Insulation | EWI_solid_0.45_0.21 | N/A | N/A | 73-97 | Low_D | 0.95 | 39.7 | N/A
External / Internal Wall Insulation | EWI_solid_0.45_0.21 | N/A | N/A | 73-97 | High_E | 0.95 | 42.9 | N/A
External / Internal Wall Insulation | EWI_solid_0.45_0.21 | N/A | N/A | 73-97 | Low_E | 0.95 | 46.6 | N/A
External / Internal Wall Insulation | EWI_solid_0.45_0.21 | N/A | N/A | 73-97 | High_F | 0.95 | 52.1 | N/A
External / Internal Wall Insulation | EWI_solid_0.45_0.21 | N/A | N/A | 73-97 | Low_F | 0.95 | 58.3 | N/A
External / Internal Wall Insulation | EWI_solid_0.45_0.21 | N/A | N/A | 73-97 | High_G | 0.95 | 66.8 | N/A
External / Internal Wall Insulation | EWI_solid_0.45_0.21 | N/A | N/A | 73-97 | Low_G | 0.95 | 76.1 | N/A
External / Internal Wall Insulation | EWI_solid_2.0_0.6 | N/A | N/A | 73-97 | High_B | 0.95 | 195.3 | N/A
External / Internal Wall Insulation | EWI_solid_2.0_0.6 | N/A | N/A | 73-97 | Low_B | 0.95 | 196.1 | N/A
External / Internal Wall Insulation | EWI_solid_2.0_0.6 | N/A | N/A | 73-97 | High_C | 0.95 | 199.7 | N/A
External / Internal Wall Insulation | EWI_solid_2.0_0.6 | N/A | N/A | 73-97 | Low_C | 0.95 | 205.2 | N/A
External / Internal Wall Insulation | EWI_solid_2.0_0.6 | N/A | N/A | 73-97 | High_D | 0.95 | 215.5 | N/A
External / Internal Wall Insulation | EWI_solid_2.0_0.6 | N/A | N/A | 73-97 | Low_D | 0.95 | 228.4 | N/A
External / Internal Wall Insulation | EWI_solid_2.0_0.6 | N/A | N/A | 73-97 | High_E | 0.95 | 248.5 | N/A
External / Internal Wall Insulation | EWI_solid_2.0_0.6 | N/A | N/A | 73-97 | Low_E | 0.95 | 271.6 | N/A
External / Internal Wall Insulation | EWI_solid_2.0_0.6 | N/A | N/A | 73-97 | High_F | 0.95 | 304.9 | N/A
External / Internal Wall Insulation | EWI_solid_2.0_0.6 | N/A | N/A | 73-97 | Low_F | 0.95 | 341.8 | N/A
External / Internal Wall Insulation | EWI_solid_2.0_0.6 | N/A | N/A | 73-97 | High_G | 0.95 | 392.1 | N/A
External / Internal Wall Insulation | EWI_solid_2.0_0.6 | N/A | N/A | 73-97 | Low_G | 0.95 | 446.7 | N/A
External / Internal Wall Insulation | EWI_solid_2.0_0.35 | N/A | N/A | 73-97 | High_B | 0.95 | 234.6 | N/A
External / Internal Wall Insulation | EWI_solid_2.0_0.35 | N/A | N/A | 73-97 | Low_B | 0.95 | 235.4 | N/A
External / Internal Wall Insulation | EWI_solid_2.0_0.35 | N/A | N/A | 73-97 | High_C | 0.95 | 239.4 | N/A
External / Internal Wall Insulation | EWI_solid_2.0_0.35 | N/A | N/A | 73-97 | Low_C | 0.95 | 245.8 | N/A
External / Internal Wall Insulation | EWI_solid_2.0_0.35 | N/A | N/A | 73-97 | High_D | 0.95 | 257.8 | N/A
External / Internal Wall Insulation | EWI_solid_2.0_0.35 | N/A | N/A | 73-97 | Low_D | 0.95 | 272.7 | N/A
External / Internal Wall Insulation | EWI_solid_2.0_0.35 | N/A | N/A | 73-97 | High_E | 0.95 | 296.2 | N/A
External / Internal Wall Insulation | EWI_solid_2.0_0.35 | N/A | N/A | 73-97 | Low_E | 0.95 | 323.3 | N/A
External / Internal Wall Insulation | EWI_solid_2.0_0.35 | N/A | N/A | 73-97 | High_F | 0.95 | 362.3 | N/A
External / Internal Wall Insulation | EWI_solid_2.0_0.35 | N/A | N/A | 73-97 | Low_F | 0.95 | 405.6 | N/A
External / Internal Wall Insulation | EWI_solid_2.0_0.35 | N/A | N/A | 73-97 | High_G | 0.95 | 464.7 | N/A
External / Internal Wall Insulation | EWI_solid_2.0_0.35 | N/A | N/A | 73-97 | Low_G | 0.95 | 528.9 | N/A
External / Internal Wall Insulation | EWI_solid_2.0_0.25 | N/A | N/A | 73-97 | High_B | 0.95 | 250.7 | N/A
External / Internal Wall Insulation | EWI_solid_2.0_0.25 | N/A | N/A | 73-97 | Low_B | 0.95 | 251.5 | N/A
External / Internal Wall Insulation | EWI_solid_2.0_0.25 | N/A | N/A | 73-97 | High_C | 0.95 | 255.7 | N/A
External / Internal Wall Insulation | EWI_solid_2.0_0.25 | N/A | N/A | 73-97 | Low_C | 0.95 | 262.4 | N/A
External / Internal Wall Insulation | EWI_solid_2.0_0.25 | N/A | N/A | 73-97 | High_D | 0.95 | 275.1 | N/A
External / Internal Wall Insulation | EWI_solid_2.0_0.25 | N/A | N/A | 73-97 | Low_D | 0.95 | 290.9 | N/A
External / Internal Wall Insulation | EWI_solid_2.0_0.25 | N/A | N/A | 73-97 | High_E | 0.95 | 315.7 | N/A
External / Internal Wall Insulation | EWI_solid_2.0_0.25 | N/A | N/A | 73-97 | Low_E | 0.95 | 344.4 | N/A
External / Internal Wall Insulation | EWI_solid_2.0_0.25 | N/A | N/A | 73-97 | High_F | 0.95 | 385.7 | N/A
External / Internal Wall Insulation | EWI_solid_2.0_0.25 | N/A | N/A | 73-97 | Low_F | 0.95 | 431.6 | N/A
External / Internal Wall Insulation | EWI_solid_2.0_0.25 | N/A | N/A | 73-97 | High_G | 0.95 | 494.2 | N/A
External / Internal Wall Insulation | EWI_solid_2.0_0.25 | N/A | N/A | 73-97 | Low_G | 0.95 | 562.3 | N/A
External / Internal Wall Insulation | EWI_solid_2.0_0.3 | N/A | N/A | 73-97 | High_B | 0.95 | 242.6 | N/A
External / Internal Wall Insulation | EWI_solid_2.0_0.3 | N/A | N/A | 73-97 | Low_B | 0.95 | 243.4 | N/A
External / Internal Wall Insulation | EWI_solid_2.0_0.3 | N/A | N/A | 73-97 | High_C | 0.95 | 247.5 | N/A
External / Internal Wall Insulation | EWI_solid_2.0_0.3 | N/A | N/A | 73-97 | Low_C | 0.95 | 254.1 | N/A
External / Internal Wall Insulation | EWI_solid_2.0_0.3 | N/A | N/A | 73-97 | High_D | 0.95 | 266.4 | N/A
External / Internal Wall Insulation | EWI_solid_2.0_0.3 | N/A | N/A | 73-97 | Low_D | 0.95 | 281.8 | N/A
External / Internal Wall Insulation | EWI_solid_2.0_0.3 | N/A | N/A | 73-97 | High_E | 0.95 | 305.9 | N/A
External / Internal Wall Insulation | EWI_solid_2.0_0.3 | N/A | N/A | 73-97 | Low_E | 0.95 | 333.8 | N/A
External / Internal Wall Insulation | EWI_solid_2.0_0.3 | N/A | N/A | 73-97 | High_F | 0.95 | 373.9 | N/A
External / Internal Wall Insulation | EWI_solid_2.0_0.3 | N/A | N/A | 73-97 | Low_F | 0.95 | 418.6 | N/A
External / Internal Wall Insulation | EWI_solid_2.0_0.3 | N/A | N/A | 73-97 | High_G | 0.95 | 479.4 | N/A
External / Internal Wall Insulation | EWI_solid_2.0_0.3 | N/A | N/A | 73-97 | Low_G | 0.95 | 545.5 | N/A
External / Internal Wall Insulation | EWI_cavity_1.7_0.55 | N/A | N/A | 73-97 | High_B | 0.95 | 162.7 | N/A
External / Internal Wall Insulation | EWI_cavity_1.7_0.55 | N/A | N/A | 73-97 | Low_B | 0.95 | 162.8 | N/A
External / Internal Wall Insulation | EWI_cavity_1.7_0.55 | N/A | N/A | 73-97 | High_C | 0.95 | 165.2 | N/A
External / Internal Wall Insulation | EWI_cavity_1.7_0.55 | N/A | N/A | 73-97 | Low_C | 0.95 | 169.4 | N/A
External / Internal Wall Insulation | EWI_cavity_1.7_0.55 | N/A | N/A | 73-97 | High_D | 0.95 | 177.4 | N/A
External / Internal Wall Insulation | EWI_cavity_1.7_0.55 | N/A | N/A | 73-97 | Low_D | 0.95 | 187.6 | N/A
External / Internal Wall Insulation | EWI_cavity_1.7_0.55 | N/A | N/A | 73-97 | High_E | 0.95 | 203.8 | N/A
External / Internal Wall Insulation | EWI_cavity_1.7_0.55 | N/A | N/A | 73-97 | Low_E | 0.95 | 222.6 | N/A
External / Internal Wall Insulation | EWI_cavity_1.7_0.55 | N/A | N/A | 73-97 | High_F | 0.95 | 249.9 | N/A
External / Internal Wall Insulation | EWI_cavity_1.7_0.55 | N/A | N/A | 73-97 | Low_F | 0.95 | 280.2 | N/A
External / Internal Wall Insulation | EWI_cavity_1.7_0.55 | N/A | N/A | 73-97 | High_G | 0.95 | 321.8 | N/A
External / Internal Wall Insulation | EWI_cavity_1.7_0.55 | N/A | N/A | 73-97 | Low_G | 0.95 | 367.1 | N/A
External / Internal Wall Insulation | EWI_cavity_1.7_0.23 | N/A | N/A | 73-97 | High_B | 0.95 | 212.9 | N/A
External / Internal Wall Insulation | EWI_cavity_1.7_0.23 | N/A | N/A | 73-97 | Low_B | 0.95 | 213 | N/A
External / Internal Wall Insulation | EWI_cavity_1.7_0.23 | N/A | N/A | 73-97 | High_C | 0.95 | 215.9 | N/A
External / Internal Wall Insulation | EWI_cavity_1.7_0.23 | N/A | N/A | 73-97 | Low_C | 0.95 | 221 | N/A
External / Internal Wall Insulation | EWI_cavity_1.7_0.23 | N/A | N/A | 73-97 | High_D | 0.95 | 231.1 | N/A
External / Internal Wall Insulation | EWI_cavity_1.7_0.23 | N/A | N/A | 73-97 | Low_D | 0.95 | 243.9 | N/A
External / Internal Wall Insulation | EWI_cavity_1.7_0.23 | N/A | N/A | 73-97 | High_E | 0.95 | 264.4 | N/A
External / Internal Wall Insulation | EWI_cavity_1.7_0.23 | N/A | N/A | 73-97 | Low_E | 0.95 | 288.2 | N/A
External / Internal Wall Insulation | EWI_cavity_1.7_0.23 | N/A | N/A | 73-97 | High_F | 0.95 | 322.8 | N/A
External / Internal Wall Insulation | EWI_cavity_1.7_0.23 | N/A | N/A | 73-97 | Low_F | 0.95 | 361.3 | N/A
External / Internal Wall Insulation | EWI_cavity_1.7_0.23 | N/A | N/A | 73-97 | High_G | 0.95 | 414.2 | N/A
External / Internal Wall Insulation | EWI_cavity_1.7_0.23 | N/A | N/A | 73-97 | Low_G | 0.95 | 471.7 | N/A
External / Internal Wall Insulation | EWI_cavity_1.7_0.3 | N/A | N/A | 73-97 | High_B | 0.95 | 201.8 | N/A
External / Internal Wall Insulation | EWI_cavity_1.7_0.3 | N/A | N/A | 73-97 | Low_B | 0.95 | 201.8 | N/A
External / Internal Wall Insulation | EWI_cavity_1.7_0.3 | N/A | N/A | 73-97 | High_C | 0.95 | 204.6 | N/A
External / Internal Wall Insulation | EWI_cavity_1.7_0.3 | N/A | N/A | 73-97 | Low_C | 0.95 | 209.5 | N/A
External / Internal Wall Insulation | EWI_cavity_1.7_0.3 | N/A | N/A | 73-97 | High_D | 0.95 | 219.1 | N/A
External / Internal Wall Insulation | EWI_cavity_1.7_0.3 | N/A | N/A | 73-97 | Low_D | 0.95 | 231.4 | N/A
External / Internal Wall Insulation | EWI_cavity_1.7_0.3 | N/A | N/A | 73-97 | High_E | 0.95 | 250.9 | N/A
External / Internal Wall Insulation | EWI_cavity_1.7_0.3 | N/A | N/A | 73-97 | Low_E | 0.95 | 273.7 | N/A
External / Internal Wall Insulation | EWI_cavity_1.7_0.3 | N/A | N/A | 73-97 | High_F | 0.95 | 306.6 | N/A
External / Internal Wall Insulation | EWI_cavity_1.7_0.3 | N/A | N/A | 73-97 | Low_F | 0.95 | 343.4 | N/A
External / Internal Wall Insulation | EWI_cavity_1.7_0.3 | N/A | N/A | 73-97 | High_G | 0.95 | 393.8 | N/A
External / Internal Wall Insulation | EWI_cavity_1.7_0.3 | N/A | N/A | 73-97 | Low_G | 0.95 | 448.7 | N/A
External / Internal Wall Insulation | EWI_cavity_1.7_0.6 | N/A | N/A | 73-97 | High_B | 0.95 | 155 | N/A
External / Internal Wall Insulation | EWI_cavity_1.7_0.6 | N/A | N/A | 73-97 | Low_B | 0.95 | 155.2 | N/A
External / Internal Wall Insulation | EWI_cavity_1.7_0.6 | N/A | N/A | 73-97 | High_C | 0.95 | 157.5 | N/A
External / Internal Wall Insulation | EWI_cavity_1.7_0.6 | N/A | N/A | 73-97 | Low_C | 0.95 | 161.5 | N/A
External / Internal Wall Insulation | EWI_cavity_1.7_0.6 | N/A | N/A | 73-97 | High_D | 0.95 | 169.2 | N/A
External / Internal Wall Insulation | EWI_cavity_1.7_0.6 | N/A | N/A | 73-97 | Low_D | 0.95 | 179 | N/A
External / Internal Wall Insulation | EWI_cavity_1.7_0.6 | N/A | N/A | 73-97 | High_E | 0.95 | 194.5 | N/A
External / Internal Wall Insulation | EWI_cavity_1.7_0.6 | N/A | N/A | 73-97 | Low_E | 0.95 | 212.6 | N/A
External / Internal Wall Insulation | EWI_cavity_1.7_0.6 | N/A | N/A | 73-97 | High_F | 0.95 | 238.7 | N/A
External / Internal Wall Insulation | EWI_cavity_1.7_0.6 | N/A | N/A | 73-97 | Low_F | 0.95 | 267.8 | N/A
External / Internal Wall Insulation | EWI_cavity_1.7_0.6 | N/A | N/A | 73-97 | High_G | 0.95 | 307.6 | N/A
External / Internal Wall Insulation | EWI_cavity_1.7_0.6 | N/A | N/A | 73-97 | Low_G | 0.95 | 350.9 | N/A
External / Internal Wall Insulation | EWI_cavity_1.0_0.45 | N/A | N/A | 73-97 | High_B | 0.95 | 78.6 | N/A
External / Internal Wall Insulation | EWI_cavity_1.0_0.45 | N/A | N/A | 73-97 | Low_B | 0.95 | 78.6 | N/A
External / Internal Wall Insulation | EWI_cavity_1.0_0.45 | N/A | N/A | 73-97 | High_C | 0.95 | 79.7 | N/A
External / Internal Wall Insulation | EWI_cavity_1.0_0.45 | N/A | N/A | 73-97 | Low_C | 0.95 | 81.6 | N/A
External / Internal Wall Insulation | EWI_cavity_1.0_0.45 | N/A | N/A | 73-97 | High_D | 0.95 | 85.3 | N/A
External / Internal Wall Insulation | EWI_cavity_1.0_0.45 | N/A | N/A | 73-97 | Low_D | 0.95 | 90.1 | N/A
External / Internal Wall Insulation | EWI_cavity_1.0_0.45 | N/A | N/A | 73-97 | High_E | 0.95 | 97.7 | N/A
External / Internal Wall Insulation | EWI_cavity_1.0_0.45 | N/A | N/A | 73-97 | Low_E | 0.95 | 106.7 | N/A
External / Internal Wall Insulation | EWI_cavity_1.0_0.45 | N/A | N/A | 73-97 | High_F | 0.95 | 119.6 | N/A
External / Internal Wall Insulation | EWI_cavity_1.0_0.45 | N/A | N/A | 73-97 | Low_F | 0.95 | 134.1 | N/A
External / Internal Wall Insulation | EWI_cavity_1.0_0.45 | N/A | N/A | 73-97 | High_G | 0.95 | 153.9 | N/A
External / Internal Wall Insulation | EWI_cavity_1.0_0.45 | N/A | N/A | 73-97 | Low_G | 0.95 | 175.5 | N/A
External / Internal Wall Insulation | EWI_cavity_1.0_0.3 | N/A | N/A | 73-97 | High_B | 0.95 | 101.2 | N/A
External / Internal Wall Insulation | EWI_cavity_1.0_0.3 | N/A | N/A | 73-97 | Low_B | 0.95 | 101.1 | N/A
External / Internal Wall Insulation | EWI_cavity_1.0_0.3 | N/A | N/A | 73-97 | High_C | 0.95 | 102.4 | N/A
External / Internal Wall Insulation | EWI_cavity_1.0_0.3 | N/A | N/A | 73-97 | Low_C | 0.95 | 104.8 | N/A
External / Internal Wall Insulation | EWI_cavity_1.0_0.3 | N/A | N/A | 73-97 | High_D | 0.95 | 109.5 | N/A
External / Internal Wall Insulation | EWI_cavity_1.0_0.3 | N/A | N/A | 73-97 | Low_D | 0.95 | 115.6 | N/A
External / Internal Wall Insulation | EWI_cavity_1.0_0.3 | N/A | N/A | 73-97 | High_E | 0.95 | 125.2 | N/A
External / Internal Wall Insulation | EWI_cavity_1.0_0.3 | N/A | N/A | 73-97 | Low_E | 0.95 | 136.5 | N/A
External / Internal Wall Insulation | EWI_cavity_1.0_0.3 | N/A | N/A | 73-97 | High_F | 0.95 | 153 | N/A
External / Internal Wall Insulation | EWI_cavity_1.0_0.3 | N/A | N/A | 73-97 | Low_F | 0.95 | 171.3 | N/A
External / Internal Wall Insulation | EWI_cavity_1.0_0.3 | N/A | N/A | 73-97 | High_G | 0.95 | 196.5 | N/A
External / Internal Wall Insulation | EWI_cavity_1.0_0.3 | N/A | N/A | 73-97 | Low_G | 0.95 | 223.9 | N/A
External / Internal Wall Insulation | EWI_cavity_1.0_0.6 | N/A | N/A | 73-97 | High_B | 0.95 | 56.6 | N/A
External / Internal Wall Insulation | EWI_cavity_1.0_0.6 | N/A | N/A | 73-97 | Low_B | 0.95 | 56.6 | N/A
External / Internal Wall Insulation | EWI_cavity_1.0_0.6 | N/A | N/A | 73-97 | High_C | 0.95 | 57.4 | N/A
External / Internal Wall Insulation | EWI_cavity_1.0_0.6 | N/A | N/A | 73-97 | Low_C | 0.95 | 58.8 | N/A
External / Internal Wall Insulation | EWI_cavity_1.0_0.6 | N/A | N/A | 73-97 | High_D | 0.95 | 61.5 | N/A
External / Internal Wall Insulation | EWI_cavity_1.0_0.6 | N/A | N/A | 73-97 | Low_D | 0.95 | 65.1 | N/A
External / Internal Wall Insulation | EWI_cavity_1.0_0.6 | N/A | N/A | 73-97 | High_E | 0.95 | 70.6 | N/A
External / Internal Wall Insulation | EWI_cavity_1.0_0.6 | N/A | N/A | 73-97 | Low_E | 0.95 | 77.2 | N/A
External / Internal Wall Insulation | EWI_cavity_1.0_0.6 | N/A | N/A | 73-97 | High_F | 0.95 | 86.6 | N/A
External / Internal Wall Insulation | EWI_cavity_1.0_0.6 | N/A | N/A | 73-97 | Low_F | 0.95 | 97.1 | N/A
External / Internal Wall Insulation | EWI_cavity_1.0_0.6 | N/A | N/A | 73-97 | High_G | 0.95 | 111.6 | N/A
External / Internal Wall Insulation | EWI_cavity_1.0_0.6 | N/A | N/A | 73-97 | Low_G | 0.95 | 127.3 | N/A
External / Internal Wall Insulation | EWI_cavity_0.6_0.24 | N/A | N/A | 73-97 | High_B | 0.95 | 52.6 | N/A
External / Internal Wall Insulation | EWI_cavity_0.6_0.24 | N/A | N/A | 73-97 | Low_B | 0.95 | 52.5 | N/A
External / Internal Wall Insulation | EWI_cavity_0.6_0.24 | N/A | N/A | 73-97 | High_C | 0.95 | 53 | N/A
External / Internal Wall Insulation | EWI_cavity_0.6_0.24 | N/A | N/A | 73-97 | Low_C | 0.95 | 54.2 | N/A
External / Internal Wall Insulation | EWI_cavity_0.6_0.24 | N/A | N/A | 73-97 | High_D | 0.95 | 56.5 | N/A
External / Internal Wall Insulation | EWI_cavity_0.6_0.24 | N/A | N/A | 73-97 | Low_D | 0.95 | 59.5 | N/A
External / Internal Wall Insulation | EWI_cavity_0.6_0.24 | N/A | N/A | 73-97 | High_E | 0.95 | 64.4 | N/A
External / Internal Wall Insulation | EWI_cavity_0.6_0.24 | N/A | N/A | 73-97 | Low_E | 0.95 | 70.1 | N/A
External / Internal Wall Insulation | EWI_cavity_0.6_0.24 | N/A | N/A | 73-97 | High_F | 0.95 | 78.5 | N/A
External / Internal Wall Insulation | EWI_cavity_0.6_0.24 | N/A | N/A | 73-97 | Low_F | 0.95 | 87.8 | N/A
External / Internal Wall Insulation | EWI_cavity_0.6_0.24 | N/A | N/A | 73-97 | High_G | 0.95 | 100.6 | N/A
External / Internal Wall Insulation | EWI_cavity_0.6_0.24 | N/A | N/A | 73-97 | Low_G | 0.95 | 114.7 | N/A
External / Internal Wall Insulation | EWI_cavity_0.6_0.3 | N/A | N/A | 73-97 | High_B | 0.95 | 43.6 | N/A
External / Internal Wall Insulation | EWI_cavity_0.6_0.3 | N/A | N/A | 73-97 | Low_B | 0.95 | 43.5 | N/A
External / Internal Wall Insulation | EWI_cavity_0.6_0.3 | N/A | N/A | 73-97 | High_C | 0.95 | 44 | N/A
External / Internal Wall Insulation | EWI_cavity_0.6_0.3 | N/A | N/A | 73-97 | Low_C | 0.95 | 45 | N/A
External / Internal Wall Insulation | EWI_cavity_0.6_0.3 | N/A | N/A | 73-97 | High_D | 0.95 | 46.9 | N/A
External / Internal Wall Insulation | EWI_cavity_0.6_0.3 | N/A | N/A | 73-97 | Low_D | 0.95 | 49.5 | N/A
External / Internal Wall Insulation | EWI_cavity_0.6_0.3 | N/A | N/A | 73-97 | High_E | 0.95 | 53.5 | N/A
External / Internal Wall Insulation | EWI_cavity_0.6_0.3 | N/A | N/A | 73-97 | Low_E | 0.95 | 58.3 | N/A
External / Internal Wall Insulation | EWI_cavity_0.6_0.3 | N/A | N/A | 73-97 | High_F | 0.95 | 65.3 | N/A
External / Internal Wall Insulation | EWI_cavity_0.6_0.3 | N/A | N/A | 73-97 | Low_F | 0.95 | 73.1 | N/A
External / Internal Wall Insulation | EWI_cavity_0.6_0.3 | N/A | N/A | 73-97 | High_G | 0.95 | 83.8 | N/A
External / Internal Wall Insulation | EWI_cavity_0.6_0.3 | N/A | N/A | 73-97 | Low_G | 0.95 | 95.5 | N/A
External / Internal Wall Insulation | EWI_cavity_0.45_0.21 | N/A | N/A | 73-97 | High_B | 0.95 | 35.5 | N/A
External / Internal Wall Insulation | EWI_cavity_0.45_0.21 | N/A | N/A | 73-97 | Low_B | 0.95 | 35.3 | N/A
External / Internal Wall Insulation | EWI_cavity_0.45_0.21 | N/A | N/A | 73-97 | High_C | 0.95 | 35.6 | N/A
External / Internal Wall Insulation | EWI_cavity_0.45_0.21 | N/A | N/A | 73-97 | Low_C | 0.95 | 36.3 | N/A
External / Internal Wall Insulation | EWI_cavity_0.45_0.21 | N/A | N/A | 73-97 | High_D | 0.95 | 37.8 | N/A
External / Internal Wall Insulation | EWI_cavity_0.45_0.21 | N/A | N/A | 73-97 | Low_D | 0.95 | 39.7 | N/A
External / Internal Wall Insulation | EWI_cavity_0.45_0.21 | N/A | N/A | 73-97 | High_E | 0.95 | 42.9 | N/A
External / Internal Wall Insulation | EWI_cavity_0.45_0.21 | N/A | N/A | 73-97 | Low_E | 0.95 | 46.6 | N/A
External / Internal Wall Insulation | EWI_cavity_0.45_0.21 | N/A | N/A | 73-97 | High_F | 0.95 | 52.1 | N/A
External / Internal Wall Insulation | EWI_cavity_0.45_0.21 | N/A | N/A | 73-97 | Low_F | 0.95 | 58.3 | N/A
External / Internal Wall Insulation | EWI_cavity_0.45_0.21 | N/A | N/A | 73-97 | High_G | 0.95 | 66.8 | N/A
External / Internal Wall Insulation | EWI_cavity_0.45_0.21 | N/A | N/A | 73-97 | Low_G | 0.95 | 76.1 | N/A
External / Internal Wall Insulation | EWI_cavity_2.0_0.6 | N/A | N/A | 73-97 | High_B | 0.95 | 195.3 | N/A
External / Internal Wall Insulation | EWI_cavity_2.0_0.6 | N/A | N/A | 73-97 | Low_B | 0.95 | 196.1 | N/A
External / Internal Wall Insulation | EWI_cavity_2.0_0.6 | N/A | N/A | 73-97 | High_C | 0.95 | 199.7 | N/A
External / Internal Wall Insulation | EWI_cavity_2.0_0.6 | N/A | N/A | 73-97 | Low_C | 0.95 | 205.2 | N/A
External / Internal Wall Insulation | EWI_cavity_2.0_0.6 | N/A | N/A | 73-97 | High_D | 0.95 | 215.5 | N/A
External / Internal Wall Insulation | EWI_cavity_2.0_0.6 | N/A | N/A | 73-97 | Low_D | 0.95 | 228.4 | N/A
External / Internal Wall Insulation | EWI_cavity_2.0_0.6 | N/A | N/A | 73-97 | High_E | 0.95 | 248.5 | N/A
External / Internal Wall Insulation | EWI_cavity_2.0_0.6 | N/A | N/A | 73-97 | Low_E | 0.95 | 271.6 | N/A
External / Internal Wall Insulation | EWI_cavity_2.0_0.6 | N/A | N/A | 73-97 | High_F | 0.95 | 304.9 | N/A
External / Internal Wall Insulation | EWI_cavity_2.0_0.6 | N/A | N/A | 73-97 | Low_F | 0.95 | 341.8 | N/A
External / Internal Wall Insulation | EWI_cavity_2.0_0.6 | N/A | N/A | 73-97 | High_G | 0.95 | 392.1 | N/A
External / Internal Wall Insulation | EWI_cavity_2.0_0.6 | N/A | N/A | 73-97 | Low_G | 0.95 | 446.7 | N/A
External / Internal Wall Insulation | EWI_cavity_2.0_0.35 | N/A | N/A | 73-97 | High_B | 0.95 | 234.6 | N/A
External / Internal Wall Insulation | EWI_cavity_2.0_0.35 | N/A | N/A | 73-97 | Low_B | 0.95 | 235.4 | N/A
External / Internal Wall Insulation | EWI_cavity_2.0_0.35 | N/A | N/A | 73-97 | High_C | 0.95 | 239.4 | N/A
External / Internal Wall Insulation | EWI_cavity_2.0_0.35 | N/A | N/A | 73-97 | Low_C | 0.95 | 245.8 | N/A
External / Internal Wall Insulation | EWI_cavity_2.0_0.35 | N/A | N/A | 73-97 | High_D | 0.95 | 257.8 | N/A
External / Internal Wall Insulation | EWI_cavity_2.0_0.35 | N/A | N/A | 73-97 | Low_D | 0.95 | 272.7 | N/A
External / Internal Wall Insulation | EWI_cavity_2.0_0.35 | N/A | N/A | 73-97 | High_E | 0.95 | 296.2 | N/A
External / Internal Wall Insulation | EWI_cavity_2.0_0.35 | N/A | N/A | 73-97 | Low_E | 0.95 | 323.3 | N/A
External / Internal Wall Insulation | EWI_cavity_2.0_0.35 | N/A | N/A | 73-97 | High_F | 0.95 | 362.3 | N/A
External / Internal Wall Insulation | EWI_cavity_2.0_0.35 | N/A | N/A | 73-97 | Low_F | 0.95 | 405.6 | N/A
External / Internal Wall Insulation | EWI_cavity_2.0_0.35 | N/A | N/A | 73-97 | High_G | 0.95 | 464.7 | N/A
External / Internal Wall Insulation | EWI_cavity_2.0_0.35 | N/A | N/A | 73-97 | Low_G | 0.95 | 528.9 | N/A
External / Internal Wall Insulation | EWI_cavity_2.0_0.25 | N/A | N/A | 73-97 | High_B | 0.95 | 250.7 | N/A
External / Internal Wall Insulation | EWI_cavity_2.0_0.25 | N/A | N/A | 73-97 | Low_B | 0.95 | 251.5 | N/A
External / Internal Wall Insulation | EWI_cavity_2.0_0.25 | N/A | N/A | 73-97 | High_C | 0.95 | 255.7 | N/A
External / Internal Wall Insulation | EWI_cavity_2.0_0.25 | N/A | N/A | 73-97 | Low_C | 0.95 | 262.4 | N/A
External / Internal Wall Insulation | EWI_cavity_2.0_0.25 | N/A | N/A | 73-97 | High_D | 0.95 | 275.1 | N/A
External / Internal Wall Insulation | EWI_cavity_2.0_0.25 | N/A | N/A | 73-97 | Low_D | 0.95 | 290.9 | N/A
External / Internal Wall Insulation | EWI_cavity_2.0_0.25 | N/A | N/A | 73-97 | High_E | 0.95 | 315.7 | N/A
External / Internal Wall Insulation | EWI_cavity_2.0_0.25 | N/A | N/A | 73-97 | Low_E | 0.95 | 344.4 | N/A
External / Internal Wall Insulation | EWI_cavity_2.0_0.25 | N/A | N/A | 73-97 | High_F | 0.95 | 385.7 | N/A
External / Internal Wall Insulation | EWI_cavity_2.0_0.25 | N/A | N/A | 73-97 | Low_F | 0.95 | 431.6 | N/A
External / Internal Wall Insulation | EWI_cavity_2.0_0.25 | N/A | N/A | 73-97 | High_G | 0.95 | 494.2 | N/A
External / Internal Wall Insulation | EWI_cavity_2.0_0.25 | N/A | N/A | 73-97 | Low_G | 0.95 | 562.3 | N/A
External / Internal Wall Insulation | EWI_cavity_2.0_0.3 | N/A | N/A | 73-97 | High_B | 0.95 | 242.6 | N/A
External / Internal Wall Insulation | EWI_cavity_2.0_0.3 | N/A | N/A | 73-97 | Low_B | 0.95 | 243.4 | N/A
External / Internal Wall Insulation | EWI_cavity_2.0_0.3 | N/A | N/A | 73-97 | High_C | 0.95 | 247.5 | N/A
External / Internal Wall Insulation | EWI_cavity_2.0_0.3 | N/A | N/A | 73-97 | Low_C | 0.95 | 254.1 | N/A
External / Internal Wall Insulation | EWI_cavity_2.0_0.3 | N/A | N/A | 73-97 | High_D | 0.95 | 266.4 | N/A
External / Internal Wall Insulation | EWI_cavity_2.0_0.3 | N/A | N/A | 73-97 | Low_D | 0.95 | 281.8 | N/A
External / Internal Wall Insulation | EWI_cavity_2.0_0.3 | N/A | N/A | 73-97 | High_E | 0.95 | 305.9 | N/A
External / Internal Wall Insulation | EWI_cavity_2.0_0.3 | N/A | N/A | 73-97 | Low_E | 0.95 | 333.8 | N/A
External / Internal Wall Insulation | EWI_cavity_2.0_0.3 | N/A | N/A | 73-97 | High_F | 0.95 | 373.9 | N/A
External / Internal Wall Insulation | EWI_cavity_2.0_0.3 | N/A | N/A | 73-97 | Low_F | 0.95 | 418.6 | N/A
External / Internal Wall Insulation | EWI_cavity_2.0_0.3 | N/A | N/A | 73-97 | High_G | 0.95 | 479.4 | N/A
External / Internal Wall Insulation | EWI_cavity_2.0_0.3 | N/A | N/A | 73-97 | Low_G | 0.95 | 545.5 | N/A
External / Internal Wall Insulation | IWI_cavity_1.7_0.55 | N/A | N/A | 73-97 | High_B | 0.95 | 162.7 | N/A
External / Internal Wall Insulation | IWI_cavity_1.7_0.55 | N/A | N/A | 73-97 | Low_B | 0.95 | 162.8 | N/A
External / Internal Wall Insulation | IWI_cavity_1.7_0.55 | N/A | N/A | 73-97 | High_C | 0.95 | 165.2 | N/A
External / Internal Wall Insulation | IWI_cavity_1.7_0.55 | N/A | N/A | 73-97 | Low_C | 0.95 | 169.4 | N/A
External / Internal Wall Insulation | IWI_cavity_1.7_0.55 | N/A | N/A | 73-97 | High_D | 0.95 | 177.4 | N/A
External / Internal Wall Insulation | IWI_cavity_1.7_0.55 | N/A | N/A | 73-97 | Low_D | 0.95 | 187.6 | N/A
External / Internal Wall Insulation | IWI_cavity_1.7_0.55 | N/A | N/A | 73-97 | High_E | 0.95 | 203.8 | N/A
External / Internal Wall Insulation | IWI_cavity_1.7_0.55 | N/A | N/A | 73-97 | Low_E | 0.95 | 222.6 | N/A
External / Internal Wall Insulation | IWI_cavity_1.7_0.55 | N/A | N/A | 73-97 | High_F | 0.95 | 249.9 | N/A
External / Internal Wall Insulation | IWI_cavity_1.7_0.55 | N/A | N/A | 73-97 | Low_F | 0.95 | 280.2 | N/A
External / Internal Wall Insulation | IWI_cavity_1.7_0.55 | N/A | N/A | 73-97 | High_G | 0.95 | 321.8 | N/A
External / Internal Wall Insulation | IWI_cavity_1.7_0.55 | N/A | N/A | 73-97 | Low_G | 0.95 | 367.1 | N/A
External / Internal Wall Insulation | IWI_cavity_1.7_0.23 | N/A | N/A | 73-97 | High_B | 0.95 | 212.9 | N/A
External / Internal Wall Insulation | IWI_cavity_1.7_0.23 | N/A | N/A | 73-97 | Low_B | 0.95 | 213 | N/A
External / Internal Wall Insulation | IWI_cavity_1.7_0.23 | N/A | N/A | 73-97 | High_C | 0.95 | 215.9 | N/A
External / Internal Wall Insulation | IWI_cavity_1.7_0.23 | N/A | N/A | 73-97 | Low_C | 0.95 | 221 | N/A
External / Internal Wall Insulation | IWI_cavity_1.7_0.23 | N/A | N/A | 73-97 | High_D | 0.95 | 231.1 | N/A
External / Internal Wall Insulation | IWI_cavity_1.7_0.23 | N/A | N/A | 73-97 | Low_D | 0.95 | 243.9 | N/A
External / Internal Wall Insulation | IWI_cavity_1.7_0.23 | N/A | N/A | 73-97 | High_E | 0.95 | 264.4 | N/A
External / Internal Wall Insulation | IWI_cavity_1.7_0.23 | N/A | N/A | 73-97 | Low_E | 0.95 | 288.2 | N/A
External / Internal Wall Insulation | IWI_cavity_1.7_0.23 | N/A | N/A | 73-97 | High_F | 0.95 | 322.8 | N/A
External / Internal Wall Insulation | IWI_cavity_1.7_0.23 | N/A | N/A | 73-97 | Low_F | 0.95 | 361.3 | N/A
External / Internal Wall Insulation | IWI_cavity_1.7_0.23 | N/A | N/A | 73-97 | High_G | 0.95 | 414.2 | N/A
External / Internal Wall Insulation | IWI_cavity_1.7_0.23 | N/A | N/A | 73-97 | Low_G | 0.95 | 471.7 | N/A
External / Internal Wall Insulation | IWI_cavity_1.7_0.3 | N/A | N/A | 73-97 | High_B | 0.95 | 201.8 | N/A
External / Internal Wall Insulation | IWI_cavity_1.7_0.3 | N/A | N/A | 73-97 | Low_B | 0.95 | 201.8 | N/A
External / Internal Wall Insulation | IWI_cavity_1.7_0.3 | N/A | N/A | 73-97 | High_C | 0.95 | 204.6 | N/A
External / Internal Wall Insulation | IWI_cavity_1.7_0.3 | N/A | N/A | 73-97 | Low_C | 0.95 | 209.5 | N/A
External / Internal Wall Insulation | IWI_cavity_1.7_0.3 | N/A | N/A | 73-97 | High_D | 0.95 | 219.1 | N/A
External / Internal Wall Insulation | IWI_cavity_1.7_0.3 | N/A | N/A | 73-97 | Low_D | 0.95 | 231.4 | N/A
External / Internal Wall Insulation | IWI_cavity_1.7_0.3 | N/A | N/A | 73-97 | High_E | 0.95 | 250.9 | N/A
External / Internal Wall Insulation | IWI_cavity_1.7_0.3 | N/A | N/A | 73-97 | Low_E | 0.95 | 273.7 | N/A
External / Internal Wall Insulation | IWI_cavity_1.7_0.3 | N/A | N/A | 73-97 | High_F | 0.95 | 306.6 | N/A
External / Internal Wall Insulation | IWI_cavity_1.7_0.3 | N/A | N/A | 73-97 | Low_F | 0.95 | 343.4 | N/A
External / Internal Wall Insulation | IWI_cavity_1.7_0.3 | N/A | N/A | 73-97 | High_G | 0.95 | 393.8 | N/A
External / Internal Wall Insulation | IWI_cavity_1.7_0.3 | N/A | N/A | 73-97 | Low_G | 0.95 | 448.7 | N/A
External / Internal Wall Insulation | IWI_cavity_1.7_0.6 | N/A | N/A | 73-97 | High_B | 0.95 | 155 | N/A
External / Internal Wall Insulation | IWI_cavity_1.7_0.6 | N/A | N/A | 73-97 | Low_B | 0.95 | 155.2 | N/A
External / Internal Wall Insulation | IWI_cavity_1.7_0.6 | N/A | N/A | 73-97 | High_C | 0.95 | 157.5 | N/A
External / Internal Wall Insulation | IWI_cavity_1.7_0.6 | N/A | N/A | 73-97 | Low_C | 0.95 | 161.5 | N/A
External / Internal Wall Insulation | IWI_cavity_1.7_0.6 | N/A | N/A | 73-97 | High_D | 0.95 | 169.2 | N/A
External / Internal Wall Insulation | IWI_cavity_1.7_0.6 | N/A | N/A | 73-97 | Low_D | 0.95 | 179 | N/A
External / Internal Wall Insulation | IWI_cavity_1.7_0.6 | N/A | N/A | 73-97 | High_E | 0.95 | 194.5 | N/A
External / Internal Wall Insulation | IWI_cavity_1.7_0.6 | N/A | N/A | 73-97 | Low_E | 0.95 | 212.6 | N/A
External / Internal Wall Insulation | IWI_cavity_1.7_0.6 | N/A | N/A | 73-97 | High_F | 0.95 | 238.7 | N/A
External / Internal Wall Insulation | IWI_cavity_1.7_0.6 | N/A | N/A | 73-97 | Low_F | 0.95 | 267.8 | N/A
External / Internal Wall Insulation | IWI_cavity_1.7_0.6 | N/A | N/A | 73-97 | High_G | 0.95 | 307.6 | N/A
External / Internal Wall Insulation | IWI_cavity_1.7_0.6 | N/A | N/A | 73-97 | Low_G | 0.95 | 350.9 | N/A
External / Internal Wall Insulation | IWI_cavity_1.0_0.45 | N/A | N/A | 73-97 | High_B | 0.95 | 78.6 | N/A
External / Internal Wall Insulation | IWI_cavity_1.0_0.45 | N/A | N/A | 73-97 | Low_B | 0.95 | 78.6 | N/A
External / Internal Wall Insulation | IWI_cavity_1.0_0.45 | N/A | N/A | 73-97 | High_C | 0.95 | 79.7 | N/A
External / Internal Wall Insulation | IWI_cavity_1.0_0.45 | N/A | N/A | 73-97 | Low_C | 0.95 | 81.6 | N/A
External / Internal Wall Insulation | IWI_cavity_1.0_0.45 | N/A | N/A | 73-97 | High_D | 0.95 | 85.3 | N/A
External / Internal Wall Insulation | IWI_cavity_1.0_0.45 | N/A | N/A | 73-97 | Low_D | 0.95 | 90.1 | N/A
External / Internal Wall Insulation | IWI_cavity_1.0_0.45 | N/A | N/A | 73-97 | High_E | 0.95 | 97.7 | N/A
External / Internal Wall Insulation | IWI_cavity_1.0_0.45 | N/A | N/A | 73-97 | Low_E | 0.95 | 106.7 | N/A
External / Internal Wall Insulation | IWI_cavity_1.0_0.45 | N/A | N/A | 73-97 | High_F | 0.95 | 119.6 | N/A
External / Internal Wall Insulation | IWI_cavity_1.0_0.45 | N/A | N/A | 73-97 | Low_F | 0.95 | 134.1 | N/A
External / Internal Wall Insulation | IWI_cavity_1.0_0.45 | N/A | N/A | 73-97 | High_G | 0.95 | 153.9 | N/A
External / Internal Wall Insulation | IWI_cavity_1.0_0.45 | N/A | N/A | 73-97 | Low_G | 0.95 | 175.5 | N/A
External / Internal Wall Insulation | IWI_cavity_1.0_0.3 | N/A | N/A | 73-97 | High_B | 0.95 | 101.2 | N/A
External / Internal Wall Insulation | IWI_cavity_1.0_0.3 | N/A | N/A | 73-97 | Low_B | 0.95 | 101.1 | N/A
External / Internal Wall Insulation | IWI_cavity_1.0_0.3 | N/A | N/A | 73-97 | High_C | 0.95 | 102.4 | N/A
External / Internal Wall Insulation | IWI_cavity_1.0_0.3 | N/A | N/A | 73-97 | Low_C | 0.95 | 104.8 | N/A
External / Internal Wall Insulation | IWI_cavity_1.0_0.3 | N/A | N/A | 73-97 | High_D | 0.95 | 109.5 | N/A
External / Internal Wall Insulation | IWI_cavity_1.0_0.3 | N/A | N/A | 73-97 | Low_D | 0.95 | 115.6 | N/A
External / Internal Wall Insulation | IWI_cavity_1.0_0.3 | N/A | N/A | 73-97 | High_E | 0.95 | 125.2 | N/A
External / Internal Wall Insulation | IWI_cavity_1.0_0.3 | N/A | N/A | 73-97 | Low_E | 0.95 | 136.5 | N/A
External / Internal Wall Insulation | IWI_cavity_1.0_0.3 | N/A | N/A | 73-97 | High_F | 0.95 | 153 | N/A
External / Internal Wall Insulation | IWI_cavity_1.0_0.3 | N/A | N/A | 73-97 | Low_F | 0.95 | 171.3 | N/A
External / Internal Wall Insulation | IWI_cavity_1.0_0.3 | N/A | N/A | 73-97 | High_G | 0.95 | 196.5 | N/A
External / Internal Wall Insulation | IWI_cavity_1.0_0.3 | N/A | N/A | 73-97 | Low_G | 0.95 | 223.9 | N/A
External / Internal Wall Insulation | IWI_cavity_1.0_0.6 | N/A | N/A | 73-97 | High_B | 0.95 | 56.6 | N/A
External / Internal Wall Insulation | IWI_cavity_1.0_0.6 | N/A | N/A | 73-97 | Low_B | 0.95 | 56.6 | N/A
External / Internal Wall Insulation | IWI_cavity_1.0_0.6 | N/A | N/A | 73-97 | High_C | 0.95 | 57.4 | N/A
External / Internal Wall Insulation | IWI_cavity_1.0_0.6 | N/A | N/A | 73-97 | Low_C | 0.95 | 58.8 | N/A
External / Internal Wall Insulation | IWI_cavity_1.0_0.6 | N/A | N/A | 73-97 | High_D | 0.95 | 61.5 | N/A
External / Internal Wall Insulation | IWI_cavity_1.0_0.6 | N/A | N/A | 73-97 | Low_D | 0.95 | 65.1 | N/A
External / Internal Wall Insulation | IWI_cavity_1.0_0.6 | N/A | N/A | 73-97 | High_E | 0.95 | 70.6 | N/A
External / Internal Wall Insulation | IWI_cavity_1.0_0.6 | N/A | N/A | 73-97 | Low_E | 0.95 | 77.2 | N/A
External / Internal Wall Insulation | IWI_cavity_1.0_0.6 | N/A | N/A | 73-97 | High_F | 0.95 | 86.6 | N/A
External / Internal Wall Insulation | IWI_cavity_1.0_0.6 | N/A | N/A | 73-97 | Low_F | 0.95 | 97.1 | N/A
External / Internal Wall Insulation | IWI_cavity_1.0_0.6 | N/A | N/A | 73-97 | High_G | 0.95 | 111.6 | N/A
External / Internal Wall Insulation | IWI_cavity_1.0_0.6 | N/A | N/A | 73-97 | Low_G | 0.95 | 127.3 | N/A
External / Internal Wall Insulation | IWI_cavity_0.6_0.24 | N/A | N/A | 73-97 | High_B | 0.95 | 52.6 | N/A
External / Internal Wall Insulation | IWI_cavity_0.6_0.24 | N/A | N/A | 73-97 | Low_B | 0.95 | 52.5 | N/A
External / Internal Wall Insulation | IWI_cavity_0.6_0.24 | N/A | N/A | 73-97 | High_C | 0.95 | 53 | N/A
External / Internal Wall Insulation | IWI_cavity_0.6_0.24 | N/A | N/A | 73-97 | Low_C | 0.95 | 54.2 | N/A
External / Internal Wall Insulation | IWI_cavity_0.6_0.24 | N/A | N/A | 73-97 | High_D | 0.95 | 56.5 | N/A
External / Internal Wall Insulation | IWI_cavity_0.6_0.24 | N/A | N/A | 73-97 | Low_D | 0.95 | 59.5 | N/A
External / Internal Wall Insulation | IWI_cavity_0.6_0.24 | N/A | N/A | 73-97 | High_E | 0.95 | 64.4 | N/A
External / Internal Wall Insulation | IWI_cavity_0.6_0.24 | N/A | N/A | 73-97 | Low_E | 0.95 | 70.1 | N/A
External / Internal Wall Insulation | IWI_cavity_0.6_0.24 | N/A | N/A | 73-97 | High_F | 0.95 | 78.5 | N/A
External / Internal Wall Insulation | IWI_cavity_0.6_0.24 | N/A | N/A | 73-97 | Low_F | 0.95 | 87.8 | N/A
External / Internal Wall Insulation | IWI_cavity_0.6_0.24 | N/A | N/A | 73-97 | High_G | 0.95 | 100.6 | N/A
External / Internal Wall Insulation | IWI_cavity_0.6_0.24 | N/A | N/A | 73-97 | Low_G | 0.95 | 114.7 | N/A
External / Internal Wall Insulation | IWI_cavity_0.6_0.3 | N/A | N/A | 73-97 | High_B | 0.95 | 43.6 | N/A
External / Internal Wall Insulation | IWI_cavity_0.6_0.3 | N/A | N/A | 73-97 | Low_B | 0.95 | 43.5 | N/A
External / Internal Wall Insulation | IWI_cavity_0.6_0.3 | N/A | N/A | 73-97 | High_C | 0.95 | 44 | N/A
External / Internal Wall Insulation | IWI_cavity_0.6_0.3 | N/A | N/A | 73-97 | Low_C | 0.95 | 45 | N/A
External / Internal Wall Insulation | IWI_cavity_0.6_0.3 | N/A | N/A | 73-97 | High_D | 0.95 | 46.9 | N/A
External / Internal Wall Insulation | IWI_cavity_0.6_0.3 | N/A | N/A | 73-97 | Low_D | 0.95 | 49.5 | N/A
External / Internal Wall Insulation | IWI_cavity_0.6_0.3 | N/A | N/A | 73-97 | High_E | 0.95 | 53.5 | N/A
External / Internal Wall Insulation | IWI_cavity_0.6_0.3 | N/A | N/A | 73-97 | Low_E | 0.95 | 58.3 | N/A
External / Internal Wall Insulation | IWI_cavity_0.6_0.3 | N/A | N/A | 73-97 | High_F | 0.95 | 65.3 | N/A
External / Internal Wall Insulation | IWI_cavity_0.6_0.3 | N/A | N/A | 73-97 | Low_F | 0.95 | 73.1 | N/A
External / Internal Wall Insulation | IWI_cavity_0.6_0.3 | N/A | N/A | 73-97 | High_G | 0.95 | 83.8 | N/A
External / Internal Wall Insulation | IWI_cavity_0.6_0.3 | N/A | N/A | 73-97 | Low_G | 0.95 | 95.5 | N/A
External / Internal Wall Insulation | IWI_cavity_0.45_0.21 | N/A | N/A | 73-97 | High_B | 0.95 | 35.5 | N/A
External / Internal Wall Insulation | IWI_cavity_0.45_0.21 | N/A | N/A | 73-97 | Low_B | 0.95 | 35.3 | N/A
External / Internal Wall Insulation | IWI_cavity_0.45_0.21 | N/A | N/A | 73-97 | High_C | 0.95 | 35.6 | N/A
External / Internal Wall Insulation | IWI_cavity_0.45_0.21 | N/A | N/A | 73-97 | Low_C | 0.95 | 36.3 | N/A
External / Internal Wall Insulation | IWI_cavity_0.45_0.21 | N/A | N/A | 73-97 | High_D | 0.95 | 37.8 | N/A
External / Internal Wall Insulation | IWI_cavity_0.45_0.21 | N/A | N/A | 73-97 | Low_D | 0.95 | 39.7 | N/A
External / Internal Wall Insulation | IWI_cavity_0.45_0.21 | N/A | N/A | 73-97 | High_E | 0.95 | 42.9 | N/A
External / Internal Wall Insulation | IWI_cavity_0.45_0.21 | N/A | N/A | 73-97 | Low_E | 0.95 | 46.6 | N/A
External / Internal Wall Insulation | IWI_cavity_0.45_0.21 | N/A | N/A | 73-97 | High_F | 0.95 | 52.1 | N/A
External / Internal Wall Insulation | IWI_cavity_0.45_0.21 | N/A | N/A | 73-97 | Low_F | 0.95 | 58.3 | N/A
External / Internal Wall Insulation | IWI_cavity_0.45_0.21 | N/A | N/A | 73-97 | High_G | 0.95 | 66.8 | N/A
External / Internal Wall Insulation | IWI_cavity_0.45_0.21 | N/A | N/A | 73-97 | Low_G | 0.95 | 76.1 | N/A
External / Internal Wall Insulation | IWI_cavity_2.0_0.6 | N/A | N/A | 73-97 | High_B | 0.95 | 195.3 | N/A
External / Internal Wall Insulation | IWI_cavity_2.0_0.6 | N/A | N/A | 73-97 | Low_B | 0.95 | 196.1 | N/A
External / Internal Wall Insulation | IWI_cavity_2.0_0.6 | N/A | N/A | 73-97 | High_C | 0.95 | 199.7 | N/A
External / Internal Wall Insulation | IWI_cavity_2.0_0.6 | N/A | N/A | 73-97 | Low_C | 0.95 | 205.2 | N/A
External / Internal Wall Insulation | IWI_cavity_2.0_0.6 | N/A | N/A | 73-97 | High_D | 0.95 | 215.5 | N/A
External / Internal Wall Insulation | IWI_cavity_2.0_0.6 | N/A | N/A | 73-97 | Low_D | 0.95 | 228.4 | N/A
External / Internal Wall Insulation | IWI_cavity_2.0_0.6 | N/A | N/A | 73-97 | High_E | 0.95 | 248.5 | N/A
External / Internal Wall Insulation | IWI_cavity_2.0_0.6 | N/A | N/A | 73-97 | Low_E | 0.95 | 271.6 | N/A
External / Internal Wall Insulation | IWI_cavity_2.0_0.6 | N/A | N/A | 73-97 | High_F | 0.95 | 304.9 | N/A
External / Internal Wall Insulation | IWI_cavity_2.0_0.6 | N/A | N/A | 73-97 | Low_F | 0.95 | 341.8 | N/A
External / Internal Wall Insulation | IWI_cavity_2.0_0.6 | N/A | N/A | 73-97 | High_G | 0.95 | 392.1 | N/A
External / Internal Wall Insulation | IWI_cavity_2.0_0.6 | N/A | N/A | 73-97 | Low_G | 0.95 | 446.7 | N/A
External / Internal Wall Insulation | IWI_cavity_2.0_0.35 | N/A | N/A | 73-97 | High_B | 0.95 | 234.6 | N/A
External / Internal Wall Insulation | IWI_cavity_2.0_0.35 | N/A | N/A | 73-97 | Low_B | 0.95 | 235.4 | N/A
External / Internal Wall Insulation | IWI_cavity_2.0_0.35 | N/A | N/A | 73-97 | High_C | 0.95 | 239.4 | N/A
External / Internal Wall Insulation | IWI_cavity_2.0_0.35 | N/A | N/A | 73-97 | Low_C | 0.95 | 245.8 | N/A
External / Internal Wall Insulation | IWI_cavity_2.0_0.35 | N/A | N/A | 73-97 | High_D | 0.95 | 257.8 | N/A
External / Internal Wall Insulation | IWI_cavity_2.0_0.35 | N/A | N/A | 73-97 | Low_D | 0.95 | 272.7 | N/A
External / Internal Wall Insulation | IWI_cavity_2.0_0.35 | N/A | N/A | 73-97 | High_E | 0.95 | 296.2 | N/A
External / Internal Wall Insulation | IWI_cavity_2.0_0.35 | N/A | N/A | 73-97 | Low_E | 0.95 | 323.3 | N/A
External / Internal Wall Insulation | IWI_cavity_2.0_0.35 | N/A | N/A | 73-97 | High_F | 0.95 | 362.3 | N/A
External / Internal Wall Insulation | IWI_cavity_2.0_0.35 | N/A | N/A | 73-97 | Low_F | 0.95 | 405.6 | N/A
External / Internal Wall Insulation | IWI_cavity_2.0_0.35 | N/A | N/A | 73-97 | High_G | 0.95 | 464.7 | N/A
External / Internal Wall Insulation | IWI_cavity_2.0_0.35 | N/A | N/A | 73-97 | Low_G | 0.95 | 528.9 | N/A
External / Internal Wall Insulation | IWI_cavity_2.0_0.25 | N/A | N/A | 73-97 | High_B | 0.95 | 250.7 | N/A
External / Internal Wall Insulation | IWI_cavity_2.0_0.25 | N/A | N/A | 73-97 | Low_B | 0.95 | 251.5 | N/A
External / Internal Wall Insulation | IWI_cavity_2.0_0.25 | N/A | N/A | 73-97 | High_C | 0.95 | 255.7 | N/A
External / Internal Wall Insulation | IWI_cavity_2.0_0.25 | N/A | N/A | 73-97 | Low_C | 0.95 | 262.4 | N/A
External / Internal Wall Insulation | IWI_cavity_2.0_0.25 | N/A | N/A | 73-97 | High_D | 0.95 | 275.1 | N/A
External / Internal Wall Insulation | IWI_cavity_2.0_0.25 | N/A | N/A | 73-97 | Low_D | 0.95 | 290.9 | N/A
External / Internal Wall Insulation | IWI_cavity_2.0_0.25 | N/A | N/A | 73-97 | High_E | 0.95 | 315.7 | N/A
External / Internal Wall Insulation | IWI_cavity_2.0_0.25 | N/A | N/A | 73-97 | Low_E | 0.95 | 344.4 | N/A
External / Internal Wall Insulation | IWI_cavity_2.0_0.25 | N/A | N/A | 73-97 | High_F | 0.95 | 385.7 | N/A
External / Internal Wall Insulation | IWI_cavity_2.0_0.25 | N/A | N/A | 73-97 | Low_F | 0.95 | 431.6 | N/A
External / Internal Wall Insulation | IWI_cavity_2.0_0.25 | N/A | N/A | 73-97 | High_G | 0.95 | 494.2 | N/A
External / Internal Wall Insulation | IWI_cavity_2.0_0.25 | N/A | N/A | 73-97 | Low_G | 0.95 | 562.3 | N/A
External / Internal Wall Insulation | IWI_cavity_2.0_0.3 | N/A | N/A | 73-97 | High_B | 0.95 | 242.6 | N/A
External / Internal Wall Insulation | IWI_cavity_2.0_0.3 | N/A | N/A | 73-97 | Low_B | 0.95 | 243.4 | N/A
External / Internal Wall Insulation | IWI_cavity_2.0_0.3 | N/A | N/A | 73-97 | High_C | 0.95 | 247.5 | N/A
External / Internal Wall Insulation | IWI_cavity_2.0_0.3 | N/A | N/A | 73-97 | Low_C | 0.95 | 254.1 | N/A
External / Internal Wall Insulation | IWI_cavity_2.0_0.3 | N/A | N/A | 73-97 | High_D | 0.95 | 266.4 | N/A
External / Internal Wall Insulation | IWI_cavity_2.0_0.3 | N/A | N/A | 73-97 | Low_D | 0.95 | 281.8 | N/A
External / Internal Wall Insulation | IWI_cavity_2.0_0.3 | N/A | N/A | 73-97 | High_E | 0.95 | 305.9 | N/A
External / Internal Wall Insulation | IWI_cavity_2.0_0.3 | N/A | N/A | 73-97 | Low_E | 0.95 | 333.8 | N/A
External / Internal Wall Insulation | IWI_cavity_2.0_0.3 | N/A | N/A | 73-97 | High_F | 0.95 | 373.9 | N/A
External / Internal Wall Insulation | IWI_cavity_2.0_0.3 | N/A | N/A | 73-97 | Low_F | 0.95 | 418.6 | N/A
External / Internal Wall Insulation | IWI_cavity_2.0_0.3 | N/A | N/A | 73-97 | High_G | 0.95 | 479.4 | N/A
External / Internal Wall Insulation | IWI_cavity_2.0_0.3 | N/A | N/A | 73-97 | Low_G | 0.95 | 545.5 | N/A
External / Internal Wall Insulation | HWI_solid_1.7_0.55 | N/A | N/A | 73-97 | High_B | 0.95 | 162.7 | N/A
External / Internal Wall Insulation | HWI_solid_1.7_0.55 | N/A | N/A | 73-97 | Low_B | 0.95 | 162.8 | N/A
External / Internal Wall Insulation | HWI_solid_1.7_0.55 | N/A | N/A | 73-97 | High_C | 0.95 | 165.2 | N/A
External / Internal Wall Insulation | HWI_solid_1.7_0.55 | N/A | N/A | 73-97 | Low_C | 0.95 | 169.4 | N/A
External / Internal Wall Insulation | HWI_solid_1.7_0.55 | N/A | N/A | 73-97 | High_D | 0.95 | 177.4 | N/A
External / Internal Wall Insulation | HWI_solid_1.7_0.55 | N/A | N/A | 73-97 | Low_D | 0.95 | 187.6 | N/A
External / Internal Wall Insulation | HWI_solid_1.7_0.55 | N/A | N/A | 73-97 | High_E | 0.95 | 203.8 | N/A
External / Internal Wall Insulation | HWI_solid_1.7_0.55 | N/A | N/A | 73-97 | Low_E | 0.95 | 222.6 | N/A
External / Internal Wall Insulation | HWI_solid_1.7_0.55 | N/A | N/A | 73-97 | High_F | 0.95 | 249.9 | N/A
External / Internal Wall Insulation | HWI_solid_1.7_0.55 | N/A | N/A | 73-97 | Low_F | 0.95 | 280.2 | N/A
External / Internal Wall Insulation | HWI_solid_1.7_0.55 | N/A | N/A | 73-97 | High_G | 0.95 | 321.8 | N/A
External / Internal Wall Insulation | HWI_solid_1.7_0.55 | N/A | N/A | 73-97 | Low_G | 0.95 | 367.1 | N/A
External / Internal Wall Insulation | HWI_solid_1.7_0.23 | N/A | N/A | 73-97 | High_B | 0.95 | 212.9 | N/A
External / Internal Wall Insulation | HWI_solid_1.7_0.23 | N/A | N/A | 73-97 | Low_B | 0.95 | 213 | N/A
External / Internal Wall Insulation | HWI_solid_1.7_0.23 | N/A | N/A | 73-97 | High_C | 0.95 | 215.9 | N/A
External / Internal Wall Insulation | HWI_solid_1.7_0.23 | N/A | N/A | 73-97 | Low_C | 0.95 | 221 | N/A
External / Internal Wall Insulation | HWI_solid_1.7_0.23 | N/A | N/A | 73-97 | High_D | 0.95 | 231.1 | N/A
External / Internal Wall Insulation | HWI_solid_1.7_0.23 | N/A | N/A | 73-97 | Low_D | 0.95 | 243.9 | N/A
External / Internal Wall Insulation | HWI_solid_1.7_0.23 | N/A | N/A | 73-97 | High_E | 0.95 | 264.4 | N/A
External / Internal Wall Insulation | HWI_solid_1.7_0.23 | N/A | N/A | 73-97 | Low_E | 0.95 | 288.2 | N/A
External / Internal Wall Insulation | HWI_solid_1.7_0.23 | N/A | N/A | 73-97 | High_F | 0.95 | 322.8 | N/A
External / Internal Wall Insulation | HWI_solid_1.7_0.23 | N/A | N/A | 73-97 | Low_F | 0.95 | 361.3 | N/A
External / Internal Wall Insulation | HWI_solid_1.7_0.23 | N/A | N/A | 73-97 | High_G | 0.95 | 414.2 | N/A
External / Internal Wall Insulation | HWI_solid_1.7_0.23 | N/A | N/A | 73-97 | Low_G | 0.95 | 471.7 | N/A
External / Internal Wall Insulation | HWI_solid_1.7_0.3 | N/A | N/A | 73-97 | High_B | 0.95 | 201.8 | N/A
External / Internal Wall Insulation | HWI_solid_1.7_0.3 | N/A | N/A | 73-97 | Low_B | 0.95 | 201.8 | N/A
External / Internal Wall Insulation | HWI_solid_1.7_0.3 | N/A | N/A | 73-97 | High_C | 0.95 | 204.6 | N/A
External / Internal Wall Insulation | HWI_solid_1.7_0.3 | N/A | N/A | 73-97 | Low_C | 0.95 | 209.5 | N/A
External / Internal Wall Insulation | HWI_solid_1.7_0.3 | N/A | N/A | 73-97 | High_D | 0.95 | 219.1 | N/A
External / Internal Wall Insulation | HWI_solid_1.7_0.3 | N/A | N/A | 73-97 | Low_D | 0.95 | 231.4 | N/A
External / Internal Wall Insulation | HWI_solid_1.7_0.3 | N/A | N/A | 73-97 | High_E | 0.95 | 250.9 | N/A
External / Internal Wall Insulation | HWI_solid_1.7_0.3 | N/A | N/A | 73-97 | Low_E | 0.95 | 273.7 | N/A
External / Internal Wall Insulation | HWI_solid_1.7_0.3 | N/A | N/A | 73-97 | High_F | 0.95 | 306.6 | N/A
External / Internal Wall Insulation | HWI_solid_1.7_0.3 | N/A | N/A | 73-97 | Low_F | 0.95 | 343.4 | N/A
External / Internal Wall Insulation | HWI_solid_1.7_0.3 | N/A | N/A | 73-97 | High_G | 0.95 | 393.8 | N/A
External / Internal Wall Insulation | HWI_solid_1.7_0.3 | N/A | N/A | 73-97 | Low_G | 0.95 | 448.7 | N/A
External / Internal Wall Insulation | HWI_solid_1.7_0.6 | N/A | N/A | 73-97 | High_B | 0.95 | 155 | N/A
External / Internal Wall Insulation | HWI_solid_1.7_0.6 | N/A | N/A | 73-97 | Low_B | 0.95 | 155.2 | N/A
External / Internal Wall Insulation | HWI_solid_1.7_0.6 | N/A | N/A | 73-97 | High_C | 0.95 | 157.5 | N/A
External / Internal Wall Insulation | HWI_solid_1.7_0.6 | N/A | N/A | 73-97 | Low_C | 0.95 | 161.5 | N/A
External / Internal Wall Insulation | HWI_solid_1.7_0.6 | N/A | N/A | 73-97 | High_D | 0.95 | 169.2 | N/A
External / Internal Wall Insulation | HWI_solid_1.7_0.6 | N/A | N/A | 73-97 | Low_D | 0.95 | 179 | N/A
External / Internal Wall Insulation | HWI_solid_1.7_0.6 | N/A | N/A | 73-97 | High_E | 0.95 | 194.5 | N/A
External / Internal Wall Insulation | HWI_solid_1.7_0.6 | N/A | N/A | 73-97 | Low_E | 0.95 | 212.6 | N/A
External / Internal Wall Insulation | HWI_solid_1.7_0.6 | N/A | N/A | 73-97 | High_F | 0.95 | 238.7 | N/A
External / Internal Wall Insulation | HWI_solid_1.7_0.6 | N/A | N/A | 73-97 | Low_F | 0.95 | 267.8 | N/A
External / Internal Wall Insulation | HWI_solid_1.7_0.6 | N/A | N/A | 73-97 | High_G | 0.95 | 307.6 | N/A
External / Internal Wall Insulation | HWI_solid_1.7_0.6 | N/A | N/A | 73-97 | Low_G | 0.95 | 350.9 | N/A
External / Internal Wall Insulation | HWI_solid_1.0_0.45 | N/A | N/A | 73-97 | High_B | 0.95 | 78.6 | N/A
External / Internal Wall Insulation | HWI_solid_1.0_0.45 | N/A | N/A | 73-97 | Low_B | 0.95 | 78.6 | N/A
External / Internal Wall Insulation | HWI_solid_1.0_0.45 | N/A | N/A | 73-97 | High_C | 0.95 | 79.7 | N/A
External / Internal Wall Insulation | HWI_solid_1.0_0.45 | N/A | N/A | 73-97 | Low_C | 0.95 | 81.6 | N/A
External / Internal Wall Insulation | HWI_solid_1.0_0.45 | N/A | N/A | 73-97 | High_D | 0.95 | 85.3 | N/A
External / Internal Wall Insulation | HWI_solid_1.0_0.45 | N/A | N/A | 73-97 | Low_D | 0.95 | 90.1 | N/A
External / Internal Wall Insulation | HWI_solid_1.0_0.45 | N/A | N/A | 73-97 | High_E | 0.95 | 97.7 | N/A
External / Internal Wall Insulation | HWI_solid_1.0_0.45 | N/A | N/A | 73-97 | Low_E | 0.95 | 106.7 | N/A
External / Internal Wall Insulation | HWI_solid_1.0_0.45 | N/A | N/A | 73-97 | High_F | 0.95 | 119.6 | N/A
External / Internal Wall Insulation | HWI_solid_1.0_0.45 | N/A | N/A | 73-97 | Low_F | 0.95 | 134.1 | N/A
External / Internal Wall Insulation | HWI_solid_1.0_0.45 | N/A | N/A | 73-97 | High_G | 0.95 | 153.9 | N/A
External / Internal Wall Insulation | HWI_solid_1.0_0.45 | N/A | N/A | 73-97 | Low_G | 0.95 | 175.5 | N/A
External / Internal Wall Insulation | HWI_solid_1.0_0.3 | N/A | N/A | 73-97 | High_B | 0.95 | 101.2 | N/A
External / Internal Wall Insulation | HWI_solid_1.0_0.3 | N/A | N/A | 73-97 | Low_B | 0.95 | 101.1 | N/A
External / Internal Wall Insulation | HWI_solid_1.0_0.3 | N/A | N/A | 73-97 | High_C | 0.95 | 102.4 | N/A
External / Internal Wall Insulation | HWI_solid_1.0_0.3 | N/A | N/A | 73-97 | Low_C | 0.95 | 104.8 | N/A
External / Internal Wall Insulation | HWI_solid_1.0_0.3 | N/A | N/A | 73-97 | High_D | 0.95 | 109.5 | N/A
External / Internal Wall Insulation | HWI_solid_1.0_0.3 | N/A | N/A | 73-97 | Low_D | 0.95 | 115.6 | N/A
External / Internal Wall Insulation | HWI_solid_1.0_0.3 | N/A | N/A | 73-97 | High_E | 0.95 | 125.2 | N/A
External / Internal Wall Insulation | HWI_solid_1.0_0.3 | N/A | N/A | 73-97 | Low_E | 0.95 | 136.5 | N/A
External / Internal Wall Insulation | HWI_solid_1.0_0.3 | N/A | N/A | 73-97 | High_F | 0.95 | 153 | N/A
External / Internal Wall Insulation | HWI_solid_1.0_0.3 | N/A | N/A | 73-97 | Low_F | 0.95 | 171.3 | N/A
External / Internal Wall Insulation | HWI_solid_1.0_0.3 | N/A | N/A | 73-97 | High_G | 0.95 | 196.5 | N/A
External / Internal Wall Insulation | HWI_solid_1.0_0.3 | N/A | N/A | 73-97 | Low_G | 0.95 | 223.9 | N/A
External / Internal Wall Insulation | HWI_solid_1.0_0.6 | N/A | N/A | 73-97 | High_B | 0.95 | 56.6 | N/A
External / Internal Wall Insulation | HWI_solid_1.0_0.6 | N/A | N/A | 73-97 | Low_B | 0.95 | 56.6 | N/A
External / Internal Wall Insulation | HWI_solid_1.0_0.6 | N/A | N/A | 73-97 | High_C | 0.95 | 57.4 | N/A
External / Internal Wall Insulation | HWI_solid_1.0_0.6 | N/A | N/A | 73-97 | Low_C | 0.95 | 58.8 | N/A
External / Internal Wall Insulation | HWI_solid_1.0_0.6 | N/A | N/A | 73-97 | High_D | 0.95 | 61.5 | N/A
External / Internal Wall Insulation | HWI_solid_1.0_0.6 | N/A | N/A | 73-97 | Low_D | 0.95 | 65.1 | N/A
External / Internal Wall Insulation | HWI_solid_1.0_0.6 | N/A | N/A | 73-97 | High_E | 0.95 | 70.6 | N/A
External / Internal Wall Insulation | HWI_solid_1.0_0.6 | N/A | N/A | 73-97 | Low_E | 0.95 | 77.2 | N/A
External / Internal Wall Insulation | HWI_solid_1.0_0.6 | N/A | N/A | 73-97 | High_F | 0.95 | 86.6 | N/A
External / Internal Wall Insulation | HWI_solid_1.0_0.6 | N/A | N/A | 73-97 | Low_F | 0.95 | 97.1 | N/A
External / Internal Wall Insulation | HWI_solid_1.0_0.6 | N/A | N/A | 73-97 | High_G | 0.95 | 111.6 | N/A
External / Internal Wall Insulation | HWI_solid_1.0_0.6 | N/A | N/A | 73-97 | Low_G | 0.95 | 127.3 | N/A
External / Internal Wall Insulation | HWI_solid_0.6_0.24 | N/A | N/A | 73-97 | High_B | 0.95 | 52.6 | N/A
External / Internal Wall Insulation | HWI_solid_0.6_0.24 | N/A | N/A | 73-97 | Low_B | 0.95 | 52.5 | N/A
External / Internal Wall Insulation | HWI_solid_0.6_0.24 | N/A | N/A | 73-97 | High_C | 0.95 | 53 | N/A
External / Internal Wall Insulation | HWI_solid_0.6_0.24 | N/A | N/A | 73-97 | Low_C | 0.95 | 54.2 | N/A
External / Internal Wall Insulation | HWI_solid_0.6_0.24 | N/A | N/A | 73-97 | High_D | 0.95 | 56.5 | N/A
External / Internal Wall Insulation | HWI_solid_0.6_0.24 | N/A | N/A | 73-97 | Low_D | 0.95 | 59.5 | N/A
External / Internal Wall Insulation | HWI_solid_0.6_0.24 | N/A | N/A | 73-97 | High_E | 0.95 | 64.4 | N/A
External / Internal Wall Insulation | HWI_solid_0.6_0.24 | N/A | N/A | 73-97 | Low_E | 0.95 | 70.1 | N/A
External / Internal Wall Insulation | HWI_solid_0.6_0.24 | N/A | N/A | 73-97 | High_F | 0.95 | 78.5 | N/A
External / Internal Wall Insulation | HWI_solid_0.6_0.24 | N/A | N/A | 73-97 | Low_F | 0.95 | 87.8 | N/A
External / Internal Wall Insulation | HWI_solid_0.6_0.24 | N/A | N/A | 73-97 | High_G | 0.95 | 100.6 | N/A
External / Internal Wall Insulation | HWI_solid_0.6_0.24 | N/A | N/A | 73-97 | Low_G | 0.95 | 114.7 | N/A
External / Internal Wall Insulation | HWI_solid_0.6_0.3 | N/A | N/A | 73-97 | High_B | 0.95 | 43.6 | N/A
External / Internal Wall Insulation | HWI_solid_0.6_0.3 | N/A | N/A | 73-97 | Low_B | 0.95 | 43.5 | N/A
External / Internal Wall Insulation | HWI_solid_0.6_0.3 | N/A | N/A | 73-97 | High_C | 0.95 | 44 | N/A
External / Internal Wall Insulation | HWI_solid_0.6_0.3 | N/A | N/A | 73-97 | Low_C | 0.95 | 45 | N/A
External / Internal Wall Insulation | HWI_solid_0.6_0.3 | N/A | N/A | 73-97 | High_D | 0.95 | 46.9 | N/A
External / Internal Wall Insulation | HWI_solid_0.6_0.3 | N/A | N/A | 73-97 | Low_D | 0.95 | 49.5 | N/A
External / Internal Wall Insulation | HWI_solid_0.6_0.3 | N/A | N/A | 73-97 | High_E | 0.95 | 53.5 | N/A
External / Internal Wall Insulation | HWI_solid_0.6_0.3 | N/A | N/A | 73-97 | Low_E | 0.95 | 58.3 | N/A
External / Internal Wall Insulation | HWI_solid_0.6_0.3 | N/A | N/A | 73-97 | High_F | 0.95 | 65.3 | N/A
External / Internal Wall Insulation | HWI_solid_0.6_0.3 | N/A | N/A | 73-97 | Low_F | 0.95 | 73.1 | N/A
External / Internal Wall Insulation | HWI_solid_0.6_0.3 | N/A | N/A | 73-97 | High_G | 0.95 | 83.8 | N/A
External / Internal Wall Insulation | HWI_solid_0.6_0.3 | N/A | N/A | 73-97 | Low_G | 0.95 | 95.5 | N/A
External / Internal Wall Insulation | HWI_solid_0.45_0.21 | N/A | N/A | 73-97 | High_B | 0.95 | 35.5 | N/A
External / Internal Wall Insulation | HWI_solid_0.45_0.21 | N/A | N/A | 73-97 | Low_B | 0.95 | 35.3 | N/A
External / Internal Wall Insulation | HWI_solid_0.45_0.21 | N/A | N/A | 73-97 | High_C | 0.95 | 35.6 | N/A
External / Internal Wall Insulation | HWI_solid_0.45_0.21 | N/A | N/A | 73-97 | Low_C | 0.95 | 36.3 | N/A
External / Internal Wall Insulation | HWI_solid_0.45_0.21 | N/A | N/A | 73-97 | High_D | 0.95 | 37.8 | N/A
External / Internal Wall Insulation | HWI_solid_0.45_0.21 | N/A | N/A | 73-97 | Low_D | 0.95 | 39.7 | N/A
External / Internal Wall Insulation | HWI_solid_0.45_0.21 | N/A | N/A | 73-97 | High_E | 0.95 | 42.9 | N/A
External / Internal Wall Insulation | HWI_solid_0.45_0.21 | N/A | N/A | 73-97 | Low_E | 0.95 | 46.6 | N/A
External / Internal Wall Insulation | HWI_solid_0.45_0.21 | N/A | N/A | 73-97 | High_F | 0.95 | 52.1 | N/A
External / Internal Wall Insulation | HWI_solid_0.45_0.21 | N/A | N/A | 73-97 | Low_F | 0.95 | 58.3 | N/A
External / Internal Wall Insulation | HWI_solid_0.45_0.21 | N/A | N/A | 73-97 | High_G | 0.95 | 66.8 | N/A
External / Internal Wall Insulation | HWI_solid_0.45_0.21 | N/A | N/A | 73-97 | Low_G | 0.95 | 76.1 | N/A
External / Internal Wall Insulation | HWI_solid_2.0_0.6 | N/A | N/A | 73-97 | High_B | 0.95 | 195.3 | N/A
External / Internal Wall Insulation | HWI_solid_2.0_0.6 | N/A | N/A | 73-97 | Low_B | 0.95 | 196.1 | N/A
External / Internal Wall Insulation | HWI_solid_2.0_0.6 | N/A | N/A | 73-97 | High_C | 0.95 | 199.7 | N/A
External / Internal Wall Insulation | HWI_solid_2.0_0.6 | N/A | N/A | 73-97 | Low_C | 0.95 | 205.2 | N/A
External / Internal Wall Insulation | HWI_solid_2.0_0.6 | N/A | N/A | 73-97 | High_D | 0.95 | 215.5 | N/A
External / Internal Wall Insulation | HWI_solid_2.0_0.6 | N/A | N/A | 73-97 | Low_D | 0.95 | 228.4 | N/A
External / Internal Wall Insulation | HWI_solid_2.0_0.6 | N/A | N/A | 73-97 | High_E | 0.95 | 248.5 | N/A
External / Internal Wall Insulation | HWI_solid_2.0_0.6 | N/A | N/A | 73-97 | Low_E | 0.95 | 271.6 | N/A
External / Internal Wall Insulation | HWI_solid_2.0_0.6 | N/A | N/A | 73-97 | High_F | 0.95 | 304.9 | N/A
External / Internal Wall Insulation | HWI_solid_2.0_0.6 | N/A | N/A | 73-97 | Low_F | 0.95 | 341.8 | N/A
External / Internal Wall Insulation | HWI_solid_2.0_0.6 | N/A | N/A | 73-97 | High_G | 0.95 | 392.1 | N/A
External / Internal Wall Insulation | HWI_solid_2.0_0.6 | N/A | N/A | 73-97 | Low_G | 0.95 | 446.7 | N/A
External / Internal Wall Insulation | HWI_solid_2.0_0.35 | N/A | N/A | 73-97 | High_B | 0.95 | 234.6 | N/A
External / Internal Wall Insulation | HWI_solid_2.0_0.35 | N/A | N/A | 73-97 | Low_B | 0.95 | 235.4 | N/A
External / Internal Wall Insulation | HWI_solid_2.0_0.35 | N/A | N/A | 73-97 | High_C | 0.95 | 239.4 | N/A
External / Internal Wall Insulation | HWI_solid_2.0_0.35 | N/A | N/A | 73-97 | Low_C | 0.95 | 245.8 | N/A
External / Internal Wall Insulation | HWI_solid_2.0_0.35 | N/A | N/A | 73-97 | High_D | 0.95 | 257.8 | N/A
External / Internal Wall Insulation | HWI_solid_2.0_0.35 | N/A | N/A | 73-97 | Low_D | 0.95 | 272.7 | N/A
External / Internal Wall Insulation | HWI_solid_2.0_0.35 | N/A | N/A | 73-97 | High_E | 0.95 | 296.2 | N/A
External / Internal Wall Insulation | HWI_solid_2.0_0.35 | N/A | N/A | 73-97 | Low_E | 0.95 | 323.3 | N/A
External / Internal Wall Insulation | HWI_solid_2.0_0.35 | N/A | N/A | 73-97 | High_F | 0.95 | 362.3 | N/A
External / Internal Wall Insulation | HWI_solid_2.0_0.35 | N/A | N/A | 73-97 | Low_F | 0.95 | 405.6 | N/A
External / Internal Wall Insulation | HWI_solid_2.0_0.35 | N/A | N/A | 73-97 | High_G | 0.95 | 464.7 | N/A
External / Internal Wall Insulation | HWI_solid_2.0_0.35 | N/A | N/A | 73-97 | Low_G | 0.95 | 528.9 | N/A
External / Internal Wall Insulation | HWI_solid_2.0_0.25 | N/A | N/A | 73-97 | High_B | 0.95 | 250.7 | N/A
External / Internal Wall Insulation | HWI_solid_2.0_0.25 | N/A | N/A | 73-97 | Low_B | 0.95 | 251.5 | N/A
External / Internal Wall Insulation | HWI_solid_2.0_0.25 | N/A | N/A | 73-97 | High_C | 0.95 | 255.7 | N/A
External / Internal Wall Insulation | HWI_solid_2.0_0.25 | N/A | N/A | 73-97 | Low_C | 0.95 | 262.4 | N/A
External / Internal Wall Insulation | HWI_solid_2.0_0.25 | N/A | N/A | 73-97 | High_D | 0.95 | 275.1 | N/A
External / Internal Wall Insulation | HWI_solid_2.0_0.25 | N/A | N/A | 73-97 | Low_D | 0.95 | 290.9 | N/A
External / Internal Wall Insulation | HWI_solid_2.0_0.25 | N/A | N/A | 73-97 | High_E | 0.95 | 315.7 | N/A
External / Internal Wall Insulation | HWI_solid_2.0_0.25 | N/A | N/A | 73-97 | Low_E | 0.95 | 344.4 | N/A
External / Internal Wall Insulation | HWI_solid_2.0_0.25 | N/A | N/A | 73-97 | High_F | 0.95 | 385.7 | N/A
External / Internal Wall Insulation | HWI_solid_2.0_0.25 | N/A | N/A | 73-97 | Low_F | 0.95 | 431.6 | N/A
External / Internal Wall Insulation | HWI_solid_2.0_0.25 | N/A | N/A | 73-97 | High_G | 0.95 | 494.2 | N/A
External / Internal Wall Insulation | HWI_solid_2.0_0.25 | N/A | N/A | 73-97 | Low_G | 0.95 | 562.3 | N/A
External / Internal Wall Insulation | HWI_solid_2.0_0.3 | N/A | N/A | 73-97 | High_B | 0.95 | 242.6 | N/A
External / Internal Wall Insulation | HWI_solid_2.0_0.3 | N/A | N/A | 73-97 | Low_B | 0.95 | 243.4 | N/A
External / Internal Wall Insulation | HWI_solid_2.0_0.3 | N/A | N/A | 73-97 | High_C | 0.95 | 247.5 | N/A
External / Internal Wall Insulation | HWI_solid_2.0_0.3 | N/A | N/A | 73-97 | Low_C | 0.95 | 254.1 | N/A
External / Internal Wall Insulation | HWI_solid_2.0_0.3 | N/A | N/A | 73-97 | High_D | 0.95 | 266.4 | N/A
External / Internal Wall Insulation | HWI_solid_2.0_0.3 | N/A | N/A | 73-97 | Low_D | 0.95 | 281.8 | N/A
External / Internal Wall Insulation | HWI_solid_2.0_0.3 | N/A | N/A | 73-97 | High_E | 0.95 | 305.9 | N/A
External / Internal Wall Insulation | HWI_solid_2.0_0.3 | N/A | N/A | 73-97 | Low_E | 0.95 | 333.8 | N/A
External / Internal Wall Insulation | HWI_solid_2.0_0.3 | N/A | N/A | 73-97 | High_F | 0.95 | 373.9 | N/A
External / Internal Wall Insulation | HWI_solid_2.0_0.3 | N/A | N/A | 73-97 | Low_F | 0.95 | 418.6 | N/A
External / Internal Wall Insulation | HWI_solid_2.0_0.3 | N/A | N/A | 73-97 | High_G | 0.95 | 479.4 | N/A
External / Internal Wall Insulation | HWI_solid_2.0_0.3 | N/A | N/A | 73-97 | Low_G | 0.95 | 545.5 | N/A
External / Internal Wall Insulation | HWI_cavity_1.7_0.55 | N/A | N/A | 73-97 | High_B | 0.95 | 162.7 | N/A
External / Internal Wall Insulation | HWI_cavity_1.7_0.55 | N/A | N/A | 73-97 | Low_B | 0.95 | 162.8 | N/A
External / Internal Wall Insulation | HWI_cavity_1.7_0.55 | N/A | N/A | 73-97 | High_C | 0.95 | 165.2 | N/A
External / Internal Wall Insulation | HWI_cavity_1.7_0.55 | N/A | N/A | 73-97 | Low_C | 0.95 | 169.4 | N/A
External / Internal Wall Insulation | HWI_cavity_1.7_0.55 | N/A | N/A | 73-97 | High_D | 0.95 | 177.4 | N/A
External / Internal Wall Insulation | HWI_cavity_1.7_0.55 | N/A | N/A | 73-97 | Low_D | 0.95 | 187.6 | N/A
External / Internal Wall Insulation | HWI_cavity_1.7_0.55 | N/A | N/A | 73-97 | High_E | 0.95 | 203.8 | N/A
External / Internal Wall Insulation | HWI_cavity_1.7_0.55 | N/A | N/A | 73-97 | Low_E | 0.95 | 222.6 | N/A
External / Internal Wall Insulation | HWI_cavity_1.7_0.55 | N/A | N/A | 73-97 | High_F | 0.95 | 249.9 | N/A
External / Internal Wall Insulation | HWI_cavity_1.7_0.55 | N/A | N/A | 73-97 | Low_F | 0.95 | 280.2 | N/A
External / Internal Wall Insulation | HWI_cavity_1.7_0.55 | N/A | N/A | 73-97 | High_G | 0.95 | 321.8 | N/A
External / Internal Wall Insulation | HWI_cavity_1.7_0.55 | N/A | N/A | 73-97 | Low_G | 0.95 | 367.1 | N/A
External / Internal Wall Insulation | HWI_cavity_1.7_0.23 | N/A | N/A | 73-97 | High_B | 0.95 | 212.9 | N/A
External / Internal Wall Insulation | HWI_cavity_1.7_0.23 | N/A | N/A | 73-97 | Low_B | 0.95 | 213 | N/A
External / Internal Wall Insulation | HWI_cavity_1.7_0.23 | N/A | N/A | 73-97 | High_C | 0.95 | 215.9 | N/A
External / Internal Wall Insulation | HWI_cavity_1.7_0.23 | N/A | N/A | 73-97 | Low_C | 0.95 | 221 | N/A
External / Internal Wall Insulation | HWI_cavity_1.7_0.23 | N/A | N/A | 73-97 | High_D | 0.95 | 231.1 | N/A
External / Internal Wall Insulation | HWI_cavity_1.7_0.23 | N/A | N/A | 73-97 | Low_D | 0.95 | 243.9 | N/A
External / Internal Wall Insulation | HWI_cavity_1.7_0.23 | N/A | N/A | 73-97 | High_E | 0.95 | 264.4 | N/A
External / Internal Wall Insulation | HWI_cavity_1.7_0.23 | N/A | N/A | 73-97 | Low_E | 0.95 | 288.2 | N/A
External / Internal Wall Insulation | HWI_cavity_1.7_0.23 | N/A | N/A | 73-97 | High_F | 0.95 | 322.8 | N/A
External / Internal Wall Insulation | HWI_cavity_1.7_0.23 | N/A | N/A | 73-97 | Low_F | 0.95 | 361.3 | N/A
External / Internal Wall Insulation | HWI_cavity_1.7_0.23 | N/A | N/A | 73-97 | High_G | 0.95 | 414.2 | N/A
External / Internal Wall Insulation | HWI_cavity_1.7_0.23 | N/A | N/A | 73-97 | Low_G | 0.95 | 471.7 | N/A
External / Internal Wall Insulation | HWI_cavity_1.7_0.3 | N/A | N/A | 73-97 | High_B | 0.95 | 201.8 | N/A
External / Internal Wall Insulation | HWI_cavity_1.7_0.3 | N/A | N/A | 73-97 | Low_B | 0.95 | 201.8 | N/A
External / Internal Wall Insulation | HWI_cavity_1.7_0.3 | N/A | N/A | 73-97 | High_C | 0.95 | 204.6 | N/A
External / Internal Wall Insulation | HWI_cavity_1.7_0.3 | N/A | N/A | 73-97 | Low_C | 0.95 | 209.5 | N/A
External / Internal Wall Insulation | HWI_cavity_1.7_0.3 | N/A | N/A | 73-97 | High_D | 0.95 | 219.1 | N/A
External / Internal Wall Insulation | HWI_cavity_1.7_0.3 | N/A | N/A | 73-97 | Low_D | 0.95 | 231.4 | N/A
External / Internal Wall Insulation | HWI_cavity_1.7_0.3 | N/A | N/A | 73-97 | High_E | 0.95 | 250.9 | N/A
External / Internal Wall Insulation | HWI_cavity_1.7_0.3 | N/A | N/A | 73-97 | Low_E | 0.95 | 273.7 | N/A
External / Internal Wall Insulation | HWI_cavity_1.7_0.3 | N/A | N/A | 73-97 | High_F | 0.95 | 306.6 | N/A
External / Internal Wall Insulation | HWI_cavity_1.7_0.3 | N/A | N/A | 73-97 | Low_F | 0.95 | 343.4 | N/A
External / Internal Wall Insulation | HWI_cavity_1.7_0.3 | N/A | N/A | 73-97 | High_G | 0.95 | 393.8 | N/A
External / Internal Wall Insulation | HWI_cavity_1.7_0.3 | N/A | N/A | 73-97 | Low_G | 0.95 | 448.7 | N/A
External / Internal Wall Insulation | HWI_cavity_1.7_0.6 | N/A | N/A | 73-97 | High_B | 0.95 | 155 | N/A
External / Internal Wall Insulation | HWI_cavity_1.7_0.6 | N/A | N/A | 73-97 | Low_B | 0.95 | 155.2 | N/A
External / Internal Wall Insulation | HWI_cavity_1.7_0.6 | N/A | N/A | 73-97 | High_C | 0.95 | 157.5 | N/A
External / Internal Wall Insulation | HWI_cavity_1.7_0.6 | N/A | N/A | 73-97 | Low_C | 0.95 | 161.5 | N/A
External / Internal Wall Insulation | HWI_cavity_1.7_0.6 | N/A | N/A | 73-97 | High_D | 0.95 | 169.2 | N/A
External / Internal Wall Insulation | HWI_cavity_1.7_0.6 | N/A | N/A | 73-97 | Low_D | 0.95 | 179 | N/A
External / Internal Wall Insulation | HWI_cavity_1.7_0.6 | N/A | N/A | 73-97 | High_E | 0.95 | 194.5 | N/A
External / Internal Wall Insulation | HWI_cavity_1.7_0.6 | N/A | N/A | 73-97 | Low_E | 0.95 | 212.6 | N/A
External / Internal Wall Insulation | HWI_cavity_1.7_0.6 | N/A | N/A | 73-97 | High_F | 0.95 | 238.7 | N/A
External / Internal Wall Insulation | HWI_cavity_1.7_0.6 | N/A | N/A | 73-97 | Low_F | 0.95 | 267.8 | N/A
External / Internal Wall Insulation | HWI_cavity_1.7_0.6 | N/A | N/A | 73-97 | High_G | 0.95 | 307.6 | N/A
External / Internal Wall Insulation | HWI_cavity_1.7_0.6 | N/A | N/A | 73-97 | Low_G | 0.95 | 350.9 | N/A
External / Internal Wall Insulation | HWI_cavity_1.0_0.45 | N/A | N/A | 73-97 | High_B | 0.95 | 78.6 | N/A
External / Internal Wall Insulation | HWI_cavity_1.0_0.45 | N/A | N/A | 73-97 | Low_B | 0.95 | 78.6 | N/A
External / Internal Wall Insulation | HWI_cavity_1.0_0.45 | N/A | N/A | 73-97 | High_C | 0.95 | 79.7 | N/A
External / Internal Wall Insulation | HWI_cavity_1.0_0.45 | N/A | N/A | 73-97 | Low_C | 0.95 | 81.6 | N/A
External / Internal Wall Insulation | HWI_cavity_1.0_0.45 | N/A | N/A | 73-97 | High_D | 0.95 | 85.3 | N/A
External / Internal Wall Insulation | HWI_cavity_1.0_0.45 | N/A | N/A | 73-97 | Low_D | 0.95 | 90.1 | N/A
External / Internal Wall Insulation | HWI_cavity_1.0_0.45 | N/A | N/A | 73-97 | High_E | 0.95 | 97.7 | N/A
External / Internal Wall Insulation | HWI_cavity_1.0_0.45 | N/A | N/A | 73-97 | Low_E | 0.95 | 106.7 | N/A
External / Internal Wall Insulation | HWI_cavity_1.0_0.45 | N/A | N/A | 73-97 | High_F | 0.95 | 119.6 | N/A
External / Internal Wall Insulation | HWI_cavity_1.0_0.45 | N/A | N/A | 73-97 | Low_F | 0.95 | 134.1 | N/A
External / Internal Wall Insulation | HWI_cavity_1.0_0.45 | N/A | N/A | 73-97 | High_G | 0.95 | 153.9 | N/A
External / Internal Wall Insulation | HWI_cavity_1.0_0.45 | N/A | N/A | 73-97 | Low_G | 0.95 | 175.5 | N/A
External / Internal Wall Insulation | HWI_cavity_1.0_0.3 | N/A | N/A | 73-97 | High_B | 0.95 | 101.2 | N/A
External / Internal Wall Insulation | HWI_cavity_1.0_0.3 | N/A | N/A | 73-97 | Low_B | 0.95 | 101.1 | N/A
External / Internal Wall Insulation | HWI_cavity_1.0_0.3 | N/A | N/A | 73-97 | High_C | 0.95 | 102.4 | N/A
External / Internal Wall Insulation | HWI_cavity_1.0_0.3 | N/A | N/A | 73-97 | Low_C | 0.95 | 104.8 | N/A
External / Internal Wall Insulation | HWI_cavity_1.0_0.3 | N/A | N/A | 73-97 | High_D | 0.95 | 109.5 | N/A
External / Internal Wall Insulation | HWI_cavity_1.0_0.3 | N/A | N/A | 73-97 | Low_D | 0.95 | 115.6 | N/A
External / Internal Wall Insulation | HWI_cavity_1.0_0.3 | N/A | N/A | 73-97 | High_E | 0.95 | 125.2 | N/A
External / Internal Wall Insulation | HWI_cavity_1.0_0.3 | N/A | N/A | 73-97 | Low_E | 0.95 | 136.5 | N/A
External / Internal Wall Insulation | HWI_cavity_1.0_0.3 | N/A | N/A | 73-97 | High_F | 0.95 | 153 | N/A
External / Internal Wall Insulation | HWI_cavity_1.0_0.3 | N/A | N/A | 73-97 | Low_F | 0.95 | 171.3 | N/A
External / Internal Wall Insulation | HWI_cavity_1.0_0.3 | N/A | N/A | 73-97 | High_G | 0.95 | 196.5 | N/A
External / Internal Wall Insulation | HWI_cavity_1.0_0.3 | N/A | N/A | 73-97 | Low_G | 0.95 | 223.9 | N/A
External / Internal Wall Insulation | HWI_cavity_1.0_0.6 | N/A | N/A | 73-97 | High_B | 0.95 | 56.6 | N/A
External / Internal Wall Insulation | HWI_cavity_1.0_0.6 | N/A | N/A | 73-97 | Low_B | 0.95 | 56.6 | N/A
External / Internal Wall Insulation | HWI_cavity_1.0_0.6 | N/A | N/A | 73-97 | High_C | 0.95 | 57.4 | N/A
External / Internal Wall Insulation | HWI_cavity_1.0_0.6 | N/A | N/A | 73-97 | Low_C | 0.95 | 58.8 | N/A
External / Internal Wall Insulation | HWI_cavity_1.0_0.6 | N/A | N/A | 73-97 | High_D | 0.95 | 61.5 | N/A
External / Internal Wall Insulation | HWI_cavity_1.0_0.6 | N/A | N/A | 73-97 | Low_D | 0.95 | 65.1 | N/A
External / Internal Wall Insulation | HWI_cavity_1.0_0.6 | N/A | N/A | 73-97 | High_E | 0.95 | 70.6 | N/A
External / Internal Wall Insulation | HWI_cavity_1.0_0.6 | N/A | N/A | 73-97 | Low_E | 0.95 | 77.2 | N/A
External / Internal Wall Insulation | HWI_cavity_1.0_0.6 | N/A | N/A | 73-97 | High_F | 0.95 | 86.6 | N/A
External / Internal Wall Insulation | HWI_cavity_1.0_0.6 | N/A | N/A | 73-97 | Low_F | 0.95 | 97.1 | N/A
External / Internal Wall Insulation | HWI_cavity_1.0_0.6 | N/A | N/A | 73-97 | High_G | 0.95 | 111.6 | N/A
External / Internal Wall Insulation | HWI_cavity_1.0_0.6 | N/A | N/A | 73-97 | Low_G | 0.95 | 127.3 | N/A
External / Internal Wall Insulation | HWI_cavity_0.6_0.24 | N/A | N/A | 73-97 | High_B | 0.95 | 52.6 | N/A
External / Internal Wall Insulation | HWI_cavity_0.6_0.24 | N/A | N/A | 73-97 | Low_B | 0.95 | 52.5 | N/A
External / Internal Wall Insulation | HWI_cavity_0.6_0.24 | N/A | N/A | 73-97 | High_C | 0.95 | 53 | N/A
External / Internal Wall Insulation | HWI_cavity_0.6_0.24 | N/A | N/A | 73-97 | Low_C | 0.95 | 54.2 | N/A
External / Internal Wall Insulation | HWI_cavity_0.6_0.24 | N/A | N/A | 73-97 | High_D | 0.95 | 56.5 | N/A
External / Internal Wall Insulation | HWI_cavity_0.6_0.24 | N/A | N/A | 73-97 | Low_D | 0.95 | 59.5 | N/A
External / Internal Wall Insulation | HWI_cavity_0.6_0.24 | N/A | N/A | 73-97 | High_E | 0.95 | 64.4 | N/A
External / Internal Wall Insulation | HWI_cavity_0.6_0.24 | N/A | N/A | 73-97 | Low_E | 0.95 | 70.1 | N/A
External / Internal Wall Insulation | HWI_cavity_0.6_0.24 | N/A | N/A | 73-97 | High_F | 0.95 | 78.5 | N/A
External / Internal Wall Insulation | HWI_cavity_0.6_0.24 | N/A | N/A | 73-97 | Low_F | 0.95 | 87.8 | N/A
External / Internal Wall Insulation | HWI_cavity_0.6_0.24 | N/A | N/A | 73-97 | High_G | 0.95 | 100.6 | N/A
External / Internal Wall Insulation | HWI_cavity_0.6_0.24 | N/A | N/A | 73-97 | Low_G | 0.95 | 114.7 | N/A
External / Internal Wall Insulation | HWI_cavity_0.6_0.3 | N/A | N/A | 73-97 | High_B | 0.95 | 43.6 | N/A
External / Internal Wall Insulation | HWI_cavity_0.6_0.3 | N/A | N/A | 73-97 | Low_B | 0.95 | 43.5 | N/A
External / Internal Wall Insulation | HWI_cavity_0.6_0.3 | N/A | N/A | 73-97 | High_C | 0.95 | 44 | N/A
External / Internal Wall Insulation | HWI_cavity_0.6_0.3 | N/A | N/A | 73-97 | Low_C | 0.95 | 45 | N/A
External / Internal Wall Insulation | HWI_cavity_0.6_0.3 | N/A | N/A | 73-97 | High_D | 0.95 | 46.9 | N/A
External / Internal Wall Insulation | HWI_cavity_0.6_0.3 | N/A | N/A | 73-97 | Low_D | 0.95 | 49.5 | N/A
External / Internal Wall Insulation | HWI_cavity_0.6_0.3 | N/A | N/A | 73-97 | High_E | 0.95 | 53.5 | N/A
External / Internal Wall Insulation | HWI_cavity_0.6_0.3 | N/A | N/A | 73-97 | Low_E | 0.95 | 58.3 | N/A
External / Internal Wall Insulation | HWI_cavity_0.6_0.3 | N/A | N/A | 73-97 | High_F | 0.95 | 65.3 | N/A
External / Internal Wall Insulation | HWI_cavity_0.6_0.3 | N/A | N/A | 73-97 | Low_F | 0.95 | 73.1 | N/A
External / Internal Wall Insulation | HWI_cavity_0.6_0.3 | N/A | N/A | 73-97 | High_G | 0.95 | 83.8 | N/A
External / Internal Wall Insulation | HWI_cavity_0.6_0.3 | N/A | N/A | 73-97 | Low_G | 0.95 | 95.5 | N/A
External / Internal Wall Insulation | HWI_cavity_0.45_0.21 | N/A | N/A | 73-97 | High_B | 0.95 | 35.5 | N/A
External / Internal Wall Insulation | HWI_cavity_0.45_0.21 | N/A | N/A | 73-97 | Low_B | 0.95 | 35.3 | N/A
External / Internal Wall Insulation | HWI_cavity_0.45_0.21 | N/A | N/A | 73-97 | High_C | 0.95 | 35.6 | N/A
External / Internal Wall Insulation | HWI_cavity_0.45_0.21 | N/A | N/A | 73-97 | Low_C | 0.95 | 36.3 | N/A
External / Internal Wall Insulation | HWI_cavity_0.45_0.21 | N/A | N/A | 73-97 | High_D | 0.95 | 37.8 | N/A
External / Internal Wall Insulation | HWI_cavity_0.45_0.21 | N/A | N/A | 73-97 | Low_D | 0.95 | 39.7 | N/A
External / Internal Wall Insulation | HWI_cavity_0.45_0.21 | N/A | N/A | 73-97 | High_E | 0.95 | 42.9 | N/A
External / Internal Wall Insulation | HWI_cavity_0.45_0.21 | N/A | N/A | 73-97 | Low_E | 0.95 | 46.6 | N/A
External / Internal Wall Insulation | HWI_cavity_0.45_0.21 | N/A | N/A | 73-97 | High_F | 0.95 | 52.1 | N/A
External / Internal Wall Insulation | HWI_cavity_0.45_0.21 | N/A | N/A | 73-97 | Low_F | 0.95 | 58.3 | N/A
External / Internal Wall Insulation | HWI_cavity_0.45_0.21 | N/A | N/A | 73-97 | High_G | 0.95 | 66.8 | N/A
External / Internal Wall Insulation | HWI_cavity_0.45_0.21 | N/A | N/A | 73-97 | Low_G | 0.95 | 76.1 | N/A
External / Internal Wall Insulation | HWI_cavity_2.0_0.6 | N/A | N/A | 73-97 | High_B | 0.95 | 195.3 | N/A
External / Internal Wall Insulation | HWI_cavity_2.0_0.6 | N/A | N/A | 73-97 | Low_B | 0.95 | 196.1 | N/A
External / Internal Wall Insulation | HWI_cavity_2.0_0.6 | N/A | N/A | 73-97 | High_C | 0.95 | 199.7 | N/A
External / Internal Wall Insulation | HWI_cavity_2.0_0.6 | N/A | N/A | 73-97 | Low_C | 0.95 | 205.2 | N/A
External / Internal Wall Insulation | HWI_cavity_2.0_0.6 | N/A | N/A | 73-97 | High_D | 0.95 | 215.5 | N/A
External / Internal Wall Insulation | HWI_cavity_2.0_0.6 | N/A | N/A | 73-97 | Low_D | 0.95 | 228.4 | N/A
External / Internal Wall Insulation | HWI_cavity_2.0_0.6 | N/A | N/A | 73-97 | High_E | 0.95 | 248.5 | N/A
External / Internal Wall Insulation | HWI_cavity_2.0_0.6 | N/A | N/A | 73-97 | Low_E | 0.95 | 271.6 | N/A
External / Internal Wall Insulation | HWI_cavity_2.0_0.6 | N/A | N/A | 73-97 | High_F | 0.95 | 304.9 | N/A
External / Internal Wall Insulation | HWI_cavity_2.0_0.6 | N/A | N/A | 73-97 | Low_F | 0.95 | 341.8 | N/A
External / Internal Wall Insulation | HWI_cavity_2.0_0.6 | N/A | N/A | 73-97 | High_G | 0.95 | 392.1 | N/A
External / Internal Wall Insulation | HWI_cavity_2.0_0.6 | N/A | N/A | 73-97 | Low_G | 0.95 | 446.7 | N/A
External / Internal Wall Insulation | HWI_cavity_2.0_0.35 | N/A | N/A | 73-97 | High_B | 0.95 | 234.6 | N/A
External / Internal Wall Insulation | HWI_cavity_2.0_0.35 | N/A | N/A | 73-97 | Low_B | 0.95 | 235.4 | N/A
External / Internal Wall Insulation | HWI_cavity_2.0_0.35 | N/A | N/A | 73-97 | High_C | 0.95 | 239.4 | N/A
External / Internal Wall Insulation | HWI_cavity_2.0_0.35 | N/A | N/A | 73-97 | Low_C | 0.95 | 245.8 | N/A
External / Internal Wall Insulation | HWI_cavity_2.0_0.35 | N/A | N/A | 73-97 | High_D | 0.95 | 257.8 | N/A
External / Internal Wall Insulation | HWI_cavity_2.0_0.35 | N/A | N/A | 73-97 | Low_D | 0.95 | 272.7 | N/A
External / Internal Wall Insulation | HWI_cavity_2.0_0.35 | N/A | N/A | 73-97 | High_E | 0.95 | 296.2 | N/A
External / Internal Wall Insulation | HWI_cavity_2.0_0.35 | N/A | N/A | 73-97 | Low_E | 0.95 | 323.3 | N/A
External / Internal Wall Insulation | HWI_cavity_2.0_0.35 | N/A | N/A | 73-97 | High_F | 0.95 | 362.3 | N/A
External / Internal Wall Insulation | HWI_cavity_2.0_0.35 | N/A | N/A | 73-97 | Low_F | 0.95 | 405.6 | N/A
External / Internal Wall Insulation | HWI_cavity_2.0_0.35 | N/A | N/A | 73-97 | High_G | 0.95 | 464.7 | N/A
External / Internal Wall Insulation | HWI_cavity_2.0_0.35 | N/A | N/A | 73-97 | Low_G | 0.95 | 528.9 | N/A
External / Internal Wall Insulation | HWI_cavity_2.0_0.25 | N/A | N/A | 73-97 | High_B | 0.95 | 250.7 | N/A
External / Internal Wall Insulation | HWI_cavity_2.0_0.25 | N/A | N/A | 73-97 | Low_B | 0.95 | 251.5 | N/A
External / Internal Wall Insulation | HWI_cavity_2.0_0.25 | N/A | N/A | 73-97 | High_C | 0.95 | 255.7 | N/A
External / Internal Wall Insulation | HWI_cavity_2.0_0.25 | N/A | N/A | 73-97 | Low_C | 0.95 | 262.4 | N/A
External / Internal Wall Insulation | HWI_cavity_2.0_0.25 | N/A | N/A | 73-97 | High_D | 0.95 | 275.1 | N/A
External / Internal Wall Insulation | HWI_cavity_2.0_0.25 | N/A | N/A | 73-97 | Low_D | 0.95 | 290.9 | N/A
External / Internal Wall Insulation | HWI_cavity_2.0_0.25 | N/A | N/A | 73-97 | High_E | 0.95 | 315.7 | N/A
External / Internal Wall Insulation | HWI_cavity_2.0_0.25 | N/A | N/A | 73-97 | Low_E | 0.95 | 344.4 | N/A
External / Internal Wall Insulation | HWI_cavity_2.0_0.25 | N/A | N/A | 73-97 | High_F | 0.95 | 385.7 | N/A
External / Internal Wall Insulation | HWI_cavity_2.0_0.25 | N/A | N/A | 73-97 | Low_F | 0.95 | 431.6 | N/A
External / Internal Wall Insulation | HWI_cavity_2.0_0.25 | N/A | N/A | 73-97 | High_G | 0.95 | 494.2 | N/A
External / Internal Wall Insulation | HWI_cavity_2.0_0.25 | N/A | N/A | 73-97 | Low_G | 0.95 | 562.3 | N/A
External / Internal Wall Insulation | HWI_cavity_2.0_0.3 | N/A | N/A | 73-97 | High_B | 0.95 | 242.6 | N/A
External / Internal Wall Insulation | HWI_cavity_2.0_0.3 | N/A | N/A | 73-97 | Low_B | 0.95 | 243.4 | N/A
External / Internal Wall Insulation | HWI_cavity_2.0_0.3 | N/A | N/A | 73-97 | High_C | 0.95 | 247.5 | N/A
External / Internal Wall Insulation | HWI_cavity_2.0_0.3 | N/A | N/A | 73-97 | Low_C | 0.95 | 254.1 | N/A
External / Internal Wall Insulation | HWI_cavity_2.0_0.3 | N/A | N/A | 73-97 | High_D | 0.95 | 266.4 | N/A
External / Internal Wall Insulation | HWI_cavity_2.0_0.3 | N/A | N/A | 73-97 | Low_D | 0.95 | 281.8 | N/A
External / Internal Wall Insulation | HWI_cavity_2.0_0.3 | N/A | N/A | 73-97 | High_E | 0.95 | 305.9 | N/A
External / Internal Wall Insulation | HWI_cavity_2.0_0.3 | N/A | N/A | 73-97 | Low_E | 0.95 | 333.8 | N/A
External / Internal Wall Insulation | HWI_cavity_2.0_0.3 | N/A | N/A | 73-97 | High_F | 0.95 | 373.9 | N/A
External / Internal Wall Insulation | HWI_cavity_2.0_0.3 | N/A | N/A | 73-97 | Low_F | 0.95 | 418.6 | N/A
External / Internal Wall Insulation | HWI_cavity_2.0_0.3 | N/A | N/A | 73-97 | High_G | 0.95 | 479.4 | N/A
External / Internal Wall Insulation | HWI_cavity_2.0_0.3 | N/A | N/A | 73-97 | Low_G | 0.95 | 545.5 | N/A
External / Internal Wall Insulation | IWI_solid_1.7_0.55 | N/A | N/A | 98-199 | High_B | 0.95 | 186.8 | N/A
External / Internal Wall Insulation | IWI_solid_1.7_0.55 | N/A | N/A | 98-199 | Low_B | 0.95 | 187.7 | N/A
External / Internal Wall Insulation | IWI_solid_1.7_0.55 | N/A | N/A | 98-199 | High_C | 0.95 | 191.3 | N/A
External / Internal Wall Insulation | IWI_solid_1.7_0.55 | N/A | N/A | 98-199 | Low_C | 0.95 | 196.7 | N/A
External / Internal Wall Insulation | IWI_solid_1.7_0.55 | N/A | N/A | 98-199 | High_D | 0.95 | 206.5 | N/A
External / Internal Wall Insulation | IWI_solid_1.7_0.55 | N/A | N/A | 98-199 | Low_D | 0.95 | 218.8 | N/A
External / Internal Wall Insulation | IWI_solid_1.7_0.55 | N/A | N/A | 98-199 | High_E | 0.95 | 237.8 | N/A
External / Internal Wall Insulation | IWI_solid_1.7_0.55 | N/A | N/A | 98-199 | Low_E | 0.95 | 259.7 | N/A
External / Internal Wall Insulation | IWI_solid_1.7_0.55 | N/A | N/A | 98-199 | High_F | 0.95 | 291.1 | N/A
External / Internal Wall Insulation | IWI_solid_1.7_0.55 | N/A | N/A | 98-199 | Low_F | 0.95 | 325.9 | N/A
External / Internal Wall Insulation | IWI_solid_1.7_0.55 | N/A | N/A | 98-199 | High_G | 0.95 | 373.3 | N/A
External / Internal Wall Insulation | IWI_solid_1.7_0.55 | N/A | N/A | 98-199 | Low_G | 0.95 | 424.8 | N/A
External / Internal Wall Insulation | IWI_solid_1.7_0.23 | N/A | N/A | 98-199 | High_B | 0.95 | 244.9 | N/A
External / Internal Wall Insulation | IWI_solid_1.7_0.23 | N/A | N/A | 98-199 | Low_B | 0.95 | 245.9 | N/A
External / Internal Wall Insulation | IWI_solid_1.7_0.23 | N/A | N/A | 98-199 | High_C | 0.95 | 250.3 | N/A
External / Internal Wall Insulation | IWI_solid_1.7_0.23 | N/A | N/A | 98-199 | Low_C | 0.95 | 257 | N/A
External / Internal Wall Insulation | IWI_solid_1.7_0.23 | N/A | N/A | 98-199 | High_D | 0.95 | 269.4 | N/A
External / Internal Wall Insulation | IWI_solid_1.7_0.23 | N/A | N/A | 98-199 | Low_D | 0.95 | 284.8 | N/A
External / Internal Wall Insulation | IWI_solid_1.7_0.23 | N/A | N/A | 98-199 | High_E | 0.95 | 308.9 | N/A
External / Internal Wall Insulation | IWI_solid_1.7_0.23 | N/A | N/A | 98-199 | Low_E | 0.95 | 336.7 | N/A
External / Internal Wall Insulation | IWI_solid_1.7_0.23 | N/A | N/A | 98-199 | High_F | 0.95 | 376.7 | N/A
External / Internal Wall Insulation | IWI_solid_1.7_0.23 | N/A | N/A | 98-199 | Low_F | 0.95 | 421.1 | N/A
External / Internal Wall Insulation | IWI_solid_1.7_0.23 | N/A | N/A | 98-199 | High_G | 0.95 | 481.5 | N/A
External / Internal Wall Insulation | IWI_solid_1.7_0.23 | N/A | N/A | 98-199 | Low_G | 0.95 | 547.1 | N/A
External / Internal Wall Insulation | IWI_solid_1.7_0.3 | N/A | N/A | 98-199 | High_B | 0.95 | 232 | N/A
External / Internal Wall Insulation | IWI_solid_1.7_0.3 | N/A | N/A | 98-199 | Low_B | 0.95 | 232.9 | N/A
External / Internal Wall Insulation | IWI_solid_1.7_0.3 | N/A | N/A | 98-199 | High_C | 0.95 | 237.1 | N/A
External / Internal Wall Insulation | IWI_solid_1.7_0.3 | N/A | N/A | 98-199 | Low_C | 0.95 | 243.5 | N/A
External / Internal Wall Insulation | IWI_solid_1.7_0.3 | N/A | N/A | 98-199 | High_D | 0.95 | 255.4 | N/A
External / Internal Wall Insulation | IWI_solid_1.7_0.3 | N/A | N/A | 98-199 | Low_D | 0.95 | 270.1 | N/A
External / Internal Wall Insulation | IWI_solid_1.7_0.3 | N/A | N/A | 98-199 | High_E | 0.95 | 293.1 | N/A
External / Internal Wall Insulation | IWI_solid_1.7_0.3 | N/A | N/A | 98-199 | Low_E | 0.95 | 319.6 | N/A
External / Internal Wall Insulation | IWI_solid_1.7_0.3 | N/A | N/A | 98-199 | High_F | 0.95 | 357.7 | N/A
External / Internal Wall Insulation | IWI_solid_1.7_0.3 | N/A | N/A | 98-199 | Low_F | 0.95 | 400 | N/A
External / Internal Wall Insulation | IWI_solid_1.7_0.3 | N/A | N/A | 98-199 | High_G | 0.95 | 457.5 | N/A
External / Internal Wall Insulation | IWI_solid_1.7_0.3 | N/A | N/A | 98-199 | Low_G | 0.95 | 520 | N/A
External / Internal Wall Insulation | IWI_solid_1.7_0.6 | N/A | N/A | 98-199 | High_B | 0.95 | 178 | N/A
External / Internal Wall Insulation | IWI_solid_1.7_0.6 | N/A | N/A | 98-199 | Low_B | 0.95 | 178.9 | N/A
External / Internal Wall Insulation | IWI_solid_1.7_0.6 | N/A | N/A | 98-199 | High_C | 0.95 | 182.3 | N/A
External / Internal Wall Insulation | IWI_solid_1.7_0.6 | N/A | N/A | 98-199 | Low_C | 0.95 | 187.5 | N/A
External / Internal Wall Insulation | IWI_solid_1.7_0.6 | N/A | N/A | 98-199 | High_D | 0.95 | 197 | N/A
External / Internal Wall Insulation | IWI_solid_1.7_0.6 | N/A | N/A | 98-199 | Low_D | 0.95 | 208.7 | N/A
External / Internal Wall Insulation | IWI_solid_1.7_0.6 | N/A | N/A | 98-199 | High_E | 0.95 | 226.9 | N/A
External / Internal Wall Insulation | IWI_solid_1.7_0.6 | N/A | N/A | 98-199 | Low_E | 0.95 | 247.9 | N/A
External / Internal Wall Insulation | IWI_solid_1.7_0.6 | N/A | N/A | 98-199 | High_F | 0.95 | 278 | N/A
External / Internal Wall Insulation | IWI_solid_1.7_0.6 | N/A | N/A | 98-199 | Low_F | 0.95 | 311.3 | N/A
External / Internal Wall Insulation | IWI_solid_1.7_0.6 | N/A | N/A | 98-199 | High_G | 0.95 | 356.7 | N/A
External / Internal Wall Insulation | IWI_solid_1.7_0.6 | N/A | N/A | 98-199 | Low_G | 0.95 | 405.9 | N/A
External / Internal Wall Insulation | IWI_solid_1.0_0.45 | N/A | N/A | 98-199 | High_B | 0.95 | 90.3 | N/A
External / Internal Wall Insulation | IWI_solid_1.0_0.45 | N/A | N/A | 98-199 | Low_B | 0.95 | 90.5 | N/A
External / Internal Wall Insulation | IWI_solid_1.0_0.45 | N/A | N/A | 98-199 | High_C | 0.95 | 92.1 | N/A
External / Internal Wall Insulation | IWI_solid_1.0_0.45 | N/A | N/A | 98-199 | Low_C | 0.95 | 94.5 | N/A
External / Internal Wall Insulation | IWI_solid_1.0_0.45 | N/A | N/A | 98-199 | High_D | 0.95 | 99 | N/A
External / Internal Wall Insulation | IWI_solid_1.0_0.45 | N/A | N/A | 98-199 | Low_D | 0.95 | 104.8 | N/A
External / Internal Wall Insulation | IWI_solid_1.0_0.45 | N/A | N/A | 98-199 | High_E | 0.95 | 113.8 | N/A
External / Internal Wall Insulation | IWI_solid_1.0_0.45 | N/A | N/A | 98-199 | Low_E | 0.95 | 124.2 | N/A
External / Internal Wall Insulation | IWI_solid_1.0_0.45 | N/A | N/A | 98-199 | High_F | 0.95 | 139.1 | N/A
External / Internal Wall Insulation | IWI_solid_1.0_0.45 | N/A | N/A | 98-199 | Low_F | 0.95 | 155.8 | N/A
External / Internal Wall Insulation | IWI_solid_1.0_0.45 | N/A | N/A | 98-199 | High_G | 0.95 | 178.5 | N/A
External / Internal Wall Insulation | IWI_solid_1.0_0.45 | N/A | N/A | 98-199 | Low_G | 0.95 | 203.3 | N/A
External / Internal Wall Insulation | IWI_solid_1.0_0.3 | N/A | N/A | 98-199 | High_B | 0.95 | 116.2 | N/A
External / Internal Wall Insulation | IWI_solid_1.0_0.3 | N/A | N/A | 98-199 | Low_B | 0.95 | 116.5 | N/A
External / Internal Wall Insulation | IWI_solid_1.0_0.3 | N/A | N/A | 98-199 | High_C | 0.95 | 118.4 | N/A
External / Internal Wall Insulation | IWI_solid_1.0_0.3 | N/A | N/A | 98-199 | Low_C | 0.95 | 121.4 | N/A
External / Internal Wall Insulation | IWI_solid_1.0_0.3 | N/A | N/A | 98-199 | High_D | 0.95 | 127.2 | N/A
External / Internal Wall Insulation | IWI_solid_1.0_0.3 | N/A | N/A | 98-199 | Low_D | 0.95 | 134.4 | N/A
External / Internal Wall Insulation | IWI_solid_1.0_0.3 | N/A | N/A | 98-199 | High_E | 0.95 | 145.8 | N/A
External / Internal Wall Insulation | IWI_solid_1.0_0.3 | N/A | N/A | 98-199 | Low_E | 0.95 | 159 | N/A
External / Internal Wall Insulation | IWI_solid_1.0_0.3 | N/A | N/A | 98-199 | High_F | 0.95 | 178.1 | N/A
External / Internal Wall Insulation | IWI_solid_1.0_0.3 | N/A | N/A | 98-199 | Low_F | 0.95 | 199.2 | N/A
External / Internal Wall Insulation | IWI_solid_1.0_0.3 | N/A | N/A | 98-199 | High_G | 0.95 | 228.1 | N/A
External / Internal Wall Insulation | IWI_solid_1.0_0.3 | N/A | N/A | 98-199 | Low_G | 0.95 | 259.6 | N/A
External / Internal Wall Insulation | IWI_solid_1.0_0.6 | N/A | N/A | 98-199 | High_B | 0.95 | 64.9 | N/A
External / Internal Wall Insulation | IWI_solid_1.0_0.6 | N/A | N/A | 98-199 | Low_B | 0.95 | 65.1 | N/A
External / Internal Wall Insulation | IWI_solid_1.0_0.6 | N/A | N/A | 98-199 | High_C | 0.95 | 66.3 | N/A
External / Internal Wall Insulation | IWI_solid_1.0_0.6 | N/A | N/A | 98-199 | Low_C | 0.95 | 68.1 | N/A
External / Internal Wall Insulation | IWI_solid_1.0_0.6 | N/A | N/A | 98-199 | High_D | 0.95 | 71.4 | N/A
External / Internal Wall Insulation | IWI_solid_1.0_0.6 | N/A | N/A | 98-199 | Low_D | 0.95 | 75.6 | N/A
External / Internal Wall Insulation | IWI_solid_1.0_0.6 | N/A | N/A | 98-199 | High_E | 0.95 | 82.2 | N/A
External / Internal Wall Insulation | IWI_solid_1.0_0.6 | N/A | N/A | 98-199 | Low_E | 0.95 | 89.8 | N/A
External / Internal Wall Insulation | IWI_solid_1.0_0.6 | N/A | N/A | 98-199 | High_F | 0.95 | 100.7 | N/A
External / Internal Wall Insulation | IWI_solid_1.0_0.6 | N/A | N/A | 98-199 | Low_F | 0.95 | 112.8 | N/A
External / Internal Wall Insulation | IWI_solid_1.0_0.6 | N/A | N/A | 98-199 | High_G | 0.95 | 129.4 | N/A
External / Internal Wall Insulation | IWI_solid_1.0_0.6 | N/A | N/A | 98-199 | Low_G | 0.95 | 147.4 | N/A
External / Internal Wall Insulation | IWI_solid_0.6_0.24 | N/A | N/A | 98-199 | High_B | 0.95 | 60.3 | N/A
External / Internal Wall Insulation | IWI_solid_0.6_0.24 | N/A | N/A | 98-199 | Low_B | 0.95 | 60.3 | N/A
External / Internal Wall Insulation | IWI_solid_0.6_0.24 | N/A | N/A | 98-199 | High_C | 0.95 | 61.1 | N/A
External / Internal Wall Insulation | IWI_solid_0.6_0.24 | N/A | N/A | 98-199 | Low_C | 0.95 | 62.6 | N/A
External / Internal Wall Insulation | IWI_solid_0.6_0.24 | N/A | N/A | 98-199 | High_D | 0.95 | 65.4 | N/A
External / Internal Wall Insulation | IWI_solid_0.6_0.24 | N/A | N/A | 98-199 | Low_D | 0.95 | 69.1 | N/A
External / Internal Wall Insulation | IWI_solid_0.6_0.24 | N/A | N/A | 98-199 | High_E | 0.95 | 74.9 | N/A
External / Internal Wall Insulation | IWI_solid_0.6_0.24 | N/A | N/A | 98-199 | Low_E | 0.95 | 81.7 | N/A
External / Internal Wall Insulation | IWI_solid_0.6_0.24 | N/A | N/A | 98-199 | High_F | 0.95 | 91.6 | N/A
External / Internal Wall Insulation | IWI_solid_0.6_0.24 | N/A | N/A | 98-199 | Low_F | 0.95 | 102.6 | N/A
External / Internal Wall Insulation | IWI_solid_0.6_0.24 | N/A | N/A | 98-199 | High_G | 0.95 | 117.7 | N/A
External / Internal Wall Insulation | IWI_solid_0.6_0.24 | N/A | N/A | 98-199 | Low_G | 0.95 | 134.1 | N/A
External / Internal Wall Insulation | IWI_solid_0.6_0.3 | N/A | N/A | 98-199 | High_B | 0.95 | 51.4 | N/A
External / Internal Wall Insulation | IWI_solid_0.6_0.3 | N/A | N/A | 98-199 | Low_B | 0.95 | 51.1 | N/A
External / Internal Wall Insulation | IWI_solid_0.6_0.3 | N/A | N/A | 98-199 | High_C | 0.95 | 51.5 | N/A
External / Internal Wall Insulation | IWI_solid_0.6_0.3 | N/A | N/A | 98-199 | Low_C | 0.95 | 52.5 | N/A
External / Internal Wall Insulation | IWI_solid_0.6_0.3 | N/A | N/A | 98-199 | High_D | 0.95 | 54.7 | N/A
External / Internal Wall Insulation | IWI_solid_0.6_0.3 | N/A | N/A | 98-199 | Low_D | 0.95 | 57.5 | N/A
External / Internal Wall Insulation | IWI_solid_0.6_0.3 | N/A | N/A | 98-199 | High_E | 0.95 | 62.2 | N/A
External / Internal Wall Insulation | IWI_solid_0.6_0.3 | N/A | N/A | 98-199 | Low_E | 0.95 | 67.8 | N/A
External / Internal Wall Insulation | IWI_solid_0.6_0.3 | N/A | N/A | 98-199 | High_F | 0.95 | 76 | N/A
External / Internal Wall Insulation | IWI_solid_0.6_0.3 | N/A | N/A | 98-199 | Low_F | 0.95 | 85.2 | N/A
External / Internal Wall Insulation | IWI_solid_0.6_0.3 | N/A | N/A | 98-199 | High_G | 0.95 | 97.9 | N/A
External / Internal Wall Insulation | IWI_solid_0.6_0.3 | N/A | N/A | 98-199 | Low_G | 0.95 | 111.8 | N/A
External / Internal Wall Insulation | IWI_solid_0.45_0.21 | N/A | N/A | 98-199 | High_B | 0.95 | 40.8 | N/A
External / Internal Wall Insulation | IWI_solid_0.45_0.21 | N/A | N/A | 98-199 | Low_B | 0.95 | 40.7 | N/A
External / Internal Wall Insulation | IWI_solid_0.45_0.21 | N/A | N/A | 98-199 | High_C | 0.95 | 41.1 | N/A
External / Internal Wall Insulation | IWI_solid_0.45_0.21 | N/A | N/A | 98-199 | Low_C | 0.95 | 42 | N/A
External / Internal Wall Insulation | IWI_solid_0.45_0.21 | N/A | N/A | 98-199 | High_D | 0.95 | 43.8 | N/A
External / Internal Wall Insulation | IWI_solid_0.45_0.21 | N/A | N/A | 98-199 | Low_D | 0.95 | 46.2 | N/A
External / Internal Wall Insulation | IWI_solid_0.45_0.21 | N/A | N/A | 98-199 | High_E | 0.95 | 50 | N/A
External / Internal Wall Insulation | IWI_solid_0.45_0.21 | N/A | N/A | 98-199 | Low_E | 0.95 | 54.5 | N/A
External / Internal Wall Insulation | IWI_solid_0.45_0.21 | N/A | N/A | 98-199 | High_F | 0.95 | 61.1 | N/A
External / Internal Wall Insulation | IWI_solid_0.45_0.21 | N/A | N/A | 98-199 | Low_F | 0.95 | 68.5 | N/A
External / Internal Wall Insulation | IWI_solid_0.45_0.21 | N/A | N/A | 98-199 | High_G | 0.95 | 78.6 | N/A
External / Internal Wall Insulation | IWI_solid_0.45_0.21 | N/A | N/A | 98-199 | Low_G | 0.95 | 89.7 | N/A
External / Internal Wall Insulation | IWI_solid_2.0_0.6 | N/A | N/A | 98-199 | High_B | 0.95 | 222.3 | N/A
External / Internal Wall Insulation | IWI_solid_2.0_0.6 | N/A | N/A | 98-199 | Low_B | 0.95 | 224.3 | N/A
External / Internal Wall Insulation | IWI_solid_2.0_0.6 | N/A | N/A | 98-199 | High_C | 0.95 | 229.6 | N/A
External / Internal Wall Insulation | IWI_solid_2.0_0.6 | N/A | N/A | 98-199 | Low_C | 0.95 | 237 | N/A
External / Internal Wall Insulation | IWI_solid_2.0_0.6 | N/A | N/A | 98-199 | High_D | 0.95 | 250 | N/A
External / Internal Wall Insulation | IWI_solid_2.0_0.6 | N/A | N/A | 98-199 | Low_D | 0.95 | 265.6 | N/A
External / Internal Wall Insulation | IWI_solid_2.0_0.6 | N/A | N/A | 98-199 | High_E | 0.95 | 289.6 | N/A
External / Internal Wall Insulation | IWI_solid_2.0_0.6 | N/A | N/A | 98-199 | Low_E | 0.95 | 316.8 | N/A
External / Internal Wall Insulation | IWI_solid_2.0_0.6 | N/A | N/A | 98-199 | High_F | 0.95 | 355.6 | N/A
External / Internal Wall Insulation | IWI_solid_2.0_0.6 | N/A | N/A | 98-199 | Low_F | 0.95 | 398.4 | N/A
External / Internal Wall Insulation | IWI_solid_2.0_0.6 | N/A | N/A | 98-199 | High_G | 0.95 | 456.3 | N/A
External / Internal Wall Insulation | IWI_solid_2.0_0.6 | N/A | N/A | 98-199 | Low_G | 0.95 | 518.9 | N/A
External / Internal Wall Insulation | IWI_solid_2.0_0.35 | N/A | N/A | 98-199 | High_B | 0.95 | 267 | N/A
External / Internal Wall Insulation | IWI_solid_2.0_0.35 | N/A | N/A | 98-199 | Low_B | 0.95 | 269.3 | N/A
External / Internal Wall Insulation | IWI_solid_2.0_0.35 | N/A | N/A | 98-199 | High_C | 0.95 | 275.4 | N/A
External / Internal Wall Insulation | IWI_solid_2.0_0.35 | N/A | N/A | 98-199 | Low_C | 0.95 | 284 | N/A
External / Internal Wall Insulation | IWI_solid_2.0_0.35 | N/A | N/A | 98-199 | High_D | 0.95 | 299.2 | N/A
External / Internal Wall Insulation | IWI_solid_2.0_0.35 | N/A | N/A | 98-199 | Low_D | 0.95 | 317.4 | N/A
External / Internal Wall Insulation | IWI_solid_2.0_0.35 | N/A | N/A | 98-199 | High_E | 0.95 | 345.6 | N/A
External / Internal Wall Insulation | IWI_solid_2.0_0.35 | N/A | N/A | 98-199 | Low_E | 0.95 | 377.5 | N/A
External / Internal Wall Insulation | IWI_solid_2.0_0.35 | N/A | N/A | 98-199 | High_F | 0.95 | 423.1 | N/A
External / Internal Wall Insulation | IWI_solid_2.0_0.35 | N/A | N/A | 98-199 | Low_F | 0.95 | 473.3 | N/A
External / Internal Wall Insulation | IWI_solid_2.0_0.35 | N/A | N/A | 98-199 | High_G | 0.95 | 541.3 | N/A
External / Internal Wall Insulation | IWI_solid_2.0_0.35 | N/A | N/A | 98-199 | Low_G | 0.95 | 614.9 | N/A
External / Internal Wall Insulation | IWI_solid_2.0_0.25 | N/A | N/A | 98-199 | High_B | 0.95 | 285.4 | N/A
External / Internal Wall Insulation | IWI_solid_2.0_0.25 | N/A | N/A | 98-199 | Low_B | 0.95 | 287.7 | N/A
External / Internal Wall Insulation | IWI_solid_2.0_0.25 | N/A | N/A | 98-199 | High_C | 0.95 | 294.3 | N/A
External / Internal Wall Insulation | IWI_solid_2.0_0.25 | N/A | N/A | 98-199 | Low_C | 0.95 | 303.3 | N/A
External / Internal Wall Insulation | IWI_solid_2.0_0.25 | N/A | N/A | 98-199 | High_D | 0.95 | 319.3 | N/A
External / Internal Wall Insulation | IWI_solid_2.0_0.25 | N/A | N/A | 98-199 | Low_D | 0.95 | 338.7 | N/A
External / Internal Wall Insulation | IWI_solid_2.0_0.25 | N/A | N/A | 98-199 | High_E | 0.95 | 368.5 | N/A
External / Internal Wall Insulation | IWI_solid_2.0_0.25 | N/A | N/A | 98-199 | Low_E | 0.95 | 402.4 | N/A
External / Internal Wall Insulation | IWI_solid_2.0_0.25 | N/A | N/A | 98-199 | High_F | 0.95 | 450.6 | N/A
External / Internal Wall Insulation | IWI_solid_2.0_0.25 | N/A | N/A | 98-199 | Low_F | 0.95 | 503.8 | N/A
External / Internal Wall Insulation | IWI_solid_2.0_0.25 | N/A | N/A | 98-199 | High_G | 0.95 | 575.9 | N/A
External / Internal Wall Insulation | IWI_solid_2.0_0.25 | N/A | N/A | 98-199 | Low_G | 0.95 | 653.9 | N/A
External / Internal Wall Insulation | IWI_solid_2.0_0.3 | N/A | N/A | 98-199 | High_B | 0.95 | 276.2 | N/A
External / Internal Wall Insulation | IWI_solid_2.0_0.3 | N/A | N/A | 98-199 | Low_B | 0.95 | 278.5 | N/A
External / Internal Wall Insulation | IWI_solid_2.0_0.3 | N/A | N/A | 98-199 | High_C | 0.95 | 284.8 | N/A
External / Internal Wall Insulation | IWI_solid_2.0_0.3 | N/A | N/A | 98-199 | Low_C | 0.95 | 293.6 | N/A
External / Internal Wall Insulation | IWI_solid_2.0_0.3 | N/A | N/A | 98-199 | High_D | 0.95 | 309.2 | N/A
External / Internal Wall Insulation | IWI_solid_2.0_0.3 | N/A | N/A | 98-199 | Low_D | 0.95 | 328 | N/A
External / Internal Wall Insulation | IWI_solid_2.0_0.3 | N/A | N/A | 98-199 | High_E | 0.95 | 357 | N/A
External / Internal Wall Insulation | IWI_solid_2.0_0.3 | N/A | N/A | 98-199 | Low_E | 0.95 | 389.9 | N/A
External / Internal Wall Insulation | IWI_solid_2.0_0.3 | N/A | N/A | 98-199 | High_F | 0.95 | 436.8 | N/A
External / Internal Wall Insulation | IWI_solid_2.0_0.3 | N/A | N/A | 98-199 | Low_F | 0.95 | 488.5 | N/A
External / Internal Wall Insulation | IWI_solid_2.0_0.3 | N/A | N/A | 98-199 | High_G | 0.95 | 558.6 | N/A
External / Internal Wall Insulation | IWI_solid_2.0_0.3 | N/A | N/A | 98-199 | Low_G | 0.95 | 634.3 | N/A
Cavity Wall Insulation | CWI_0.040 | N/A | N/A | 98-199 | High_B | 0.95 | 135.7 | N/A
Cavity Wall Insulation | CWI_0.040 | N/A | N/A | 98-199 | Low_B | 0.95 | 135.8 | N/A
Cavity Wall Insulation | CWI_0.040 | N/A | N/A | 98-199 | High_C | 0.95 | 137.8 | N/A
Cavity Wall Insulation | CWI_0.040 | N/A | N/A | 98-199 | Low_C | 0.95 | 141.3 | N/A
Cavity Wall Insulation | CWI_0.040 | N/A | N/A | 98-199 | High_D | 0.95 | 147.9 | N/A
Cavity Wall Insulation | CWI_0.040 | N/A | N/A | 98-199 | Low_D | 0.95 | 156.3 | N/A
Cavity Wall Insulation | CWI_0.040 | N/A | N/A | 98-199 | High_E | 0.95 | 169.7 | N/A
Cavity Wall Insulation | CWI_0.040 | N/A | N/A | 98-199 | Low_E | 0.95 | 185.2 | N/A
Cavity Wall Insulation | CWI_0.040 | N/A | N/A | 98-199 | High_F | 0.95 | 207.7 | N/A
Cavity Wall Insulation | CWI_0.040 | N/A | N/A | 98-199 | Low_F | 0.95 | 232.7 | N/A
Cavity Wall Insulation | CWI_0.040 | N/A | N/A | 98-199 | High_G | 0.95 | 267 | N/A
Cavity Wall Insulation | CWI_0.040 | N/A | N/A | 98-199 | Low_G | 0.95 | 304.3 | N/A
Cavity Wall Insulation | CWI_0.033 | N/A | N/A | 98-199 | High_B | 0.95 | 145.9 | N/A
Cavity Wall Insulation | CWI_0.033 | N/A | N/A | 98-199 | Low_B | 0.95 | 146.1 | N/A
Cavity Wall Insulation | CWI_0.033 | N/A | N/A | 98-199 | High_C | 0.95 | 148.2 | N/A
Cavity Wall Insulation | CWI_0.033 | N/A | N/A | 98-199 | Low_C | 0.95 | 151.8 | N/A
Cavity Wall Insulation | CWI_0.033 | N/A | N/A | 98-199 | High_D | 0.95 | 158.9 | N/A
Cavity Wall Insulation | CWI_0.033 | N/A | N/A | 98-199 | Low_D | 0.95 | 167.9 | N/A
Cavity Wall Insulation | CWI_0.033 | N/A | N/A | 98-199 | High_E | 0.95 | 182.2 | N/A
Cavity Wall Insulation | CWI_0.033 | N/A | N/A | 98-199 | Low_E | 0.95 | 198.8 | N/A
Cavity Wall Insulation | CWI_0.033 | N/A | N/A | 98-199 | High_F | 0.95 | 222.8 | N/A
Cavity Wall Insulation | CWI_0.033 | N/A | N/A | 98-199 | Low_F | 0.95 | 249.6 | N/A
Cavity Wall Insulation | CWI_0.033 | N/A | N/A | 98-199 | High_G | 0.95 | 286.3 | N/A
Cavity Wall Insulation | CWI_0.033 | N/A | N/A | 98-199 | Low_G | 0.95 | 326.2 | N/A
Cavity Wall Insulation | CWI_0.027 | N/A | N/A | 98-199 | High_B | 0.95 | 155.7 | N/A
Cavity Wall Insulation | CWI_0.027 | N/A | N/A | 98-199 | Low_B | 0.95 | 155.9 | N/A
Cavity Wall Insulation | CWI_0.027 | N/A | N/A | 98-199 | High_C | 0.95 | 158.1 | N/A
Cavity Wall Insulation | CWI_0.027 | N/A | N/A | 98-199 | Low_C | 0.95 | 161.9 | N/A
Cavity Wall Insulation | CWI_0.027 | N/A | N/A | 98-199 | High_D | 0.95 | 169.4 | N/A
Cavity Wall Insulation | CWI_0.027 | N/A | N/A | 98-199 | Low_D | 0.95 | 178.9 | N/A
Cavity Wall Insulation | CWI_0.027 | N/A | N/A | 98-199 | High_E | 0.95 | 194.1 | N/A
Cavity Wall Insulation | CWI_0.027 | N/A | N/A | 98-199 | Low_E | 0.95 | 211.7 | N/A
Cavity Wall Insulation | CWI_0.027 | N/A | N/A | 98-199 | High_F | 0.95 | 237.2 | N/A
Cavity Wall Insulation | CWI_0.027 | N/A | N/A | 98-199 | Low_F | 0.95 | 265.7 | N/A
Cavity Wall Insulation | CWI_0.027 | N/A | N/A | 98-199 | High_G | 0.95 | 304.6 | N/A
Cavity Wall Insulation | CWI_0.027 | N/A | N/A | 98-199 | Low_G | 0.95 | 347.1 | N/A
Cavity Wall Insulation | PWI_Cavity | N/A | N/A | 98-199 | High_B | 0.95 | 19.3 | N/A
Cavity Wall Insulation | PWI_Cavity | N/A | N/A | 98-199 | Low_B | 0.95 | 19.1 | N/A
Cavity Wall Insulation | PWI_Cavity | N/A | N/A | 98-199 | High_C | 0.95 | 19.2 | N/A
Cavity Wall Insulation | PWI_Cavity | N/A | N/A | 98-199 | Low_C | 0.95 | 19.6 | N/A
Cavity Wall Insulation | PWI_Cavity | N/A | N/A | 98-199 | High_D | 0.95 | 20.4 | N/A
Cavity Wall Insulation | PWI_Cavity | N/A | N/A | 98-199 | Low_D | 0.95 | 21.6 | N/A
Cavity Wall Insulation | PWI_Cavity | N/A | N/A | 98-199 | High_E | 0.95 | 23.5 | N/A
Cavity Wall Insulation | PWI_Cavity | N/A | N/A | 98-199 | Low_E | 0.95 | 25.8 | N/A
Cavity Wall Insulation | PWI_Cavity | N/A | N/A | 98-199 | High_F | 0.95 | 29.3 | N/A
Cavity Wall Insulation | PWI_Cavity | N/A | N/A | 98-199 | Low_F | 0.95 | 33.1 | N/A
Cavity Wall Insulation | PWI_Cavity | N/A | N/A | 98-199 | High_G | 0.95 | 38.4 | N/A
Cavity Wall Insulation | PWI_Cavity | N/A | N/A | 98-199 | Low_G | 0.95 | 44.3 | N/A
Cavity Wall Insulation | CWI_partial_fill | N/A | N/A | 98-199 | High_B | 0.95 | 28.8 | N/A
Cavity Wall Insulation | CWI_partial_fill | N/A | N/A | 98-199 | Low_B | 0.95 | 28.7 | N/A
Cavity Wall Insulation | CWI_partial_fill | N/A | N/A | 98-199 | High_C | 0.95 | 29 | N/A
Cavity Wall Insulation | CWI_partial_fill | N/A | N/A | 98-199 | Low_C | 0.95 | 29.6 | N/A
Cavity Wall Insulation | CWI_partial_fill | N/A | N/A | 98-199 | High_D | 0.95 | 30.9 | N/A
Cavity Wall Insulation | CWI_partial_fill | N/A | N/A | 98-199 | Low_D | 0.95 | 32.6 | N/A
Cavity Wall Insulation | CWI_partial_fill | N/A | N/A | 98-199 | High_E | 0.95 | 35.3 | N/A
Cavity Wall Insulation | CWI_partial_fill | N/A | N/A | 98-199 | Low_E | 0.95 | 38.5 | N/A
Cavity Wall Insulation | CWI_partial_fill | N/A | N/A | 98-199 | High_F | 0.95 | 43.2 | N/A
Cavity Wall Insulation | CWI_partial_fill | N/A | N/A | 98-199 | Low_F | 0.95 | 48.4 | N/A
Cavity Wall Insulation | CWI_partial_fill | N/A | N/A | 98-199 | High_G | 0.95 | 55.6 | N/A
Cavity Wall Insulation | CWI_partial_fill | N/A | N/A | 98-199 | Low_G | 0.95 | 63.5 | N/A
Loft Insulation | LI_lessequal100 | N/A | N/A | 98-199 | High_D | 0.97 | 49.4 | N/A
Loft Insulation | LI_lessequal100 | N/A | N/A | 98-199 | Low_D | 0.97 | 52.2 | N/A
Loft Insulation | LI_lessequal100 | N/A | N/A | 98-199 | High_E | 0.97 | 56.7 | N/A
Loft Insulation | LI_lessequal100 | N/A | N/A | 98-199 | Low_E | 0.97 | 62 | N/A
Loft Insulation | LI_lessequal100 | N/A | N/A | 98-199 | High_F | 0.97 | 69.6 | N/A
Loft Insulation | LI_lessequal100 | N/A | N/A | 98-199 | Low_F | 0.97 | 78.2 | N/A
Loft Insulation | LI_lessequal100 | N/A | N/A | 98-199 | High_G | 0.97 | 89.9 | N/A
Loft Insulation | LI_lessequal100 | N/A | N/A | 98-199 | Low_G | 0.97 | 102.8 | N/A
Loft Insulation | LI_greater100 | N/A | N/A | 98-199 | High_D | 0.97 | 12 | N/A
Loft Insulation | LI_greater100 | N/A | N/A | 98-199 | Low_D | 0.97 | 12.7 | N/A
Loft Insulation | LI_greater100 | N/A | N/A | 98-199 | High_E | 0.97 | 13.7 | N/A
Loft Insulation | LI_greater100 | N/A | N/A | 98-199 | Low_E | 0.97 | 15 | N/A
Loft Insulation | LI_greater100 | N/A | N/A | 98-199 | High_F | 0.97 | 16.9 | N/A
Loft Insulation | LI_greater100 | N/A | N/A | 98-199 | Low_F | 0.97 | 19 | N/A
Loft Insulation | LI_greater100 | N/A | N/A | 98-199 | High_G | 0.97 | 21.9 | N/A
Loft Insulation | LI_greater100 | N/A | N/A | 98-199 | Low_G | 0.97 | 25 | N/A
Other Insulation | RIRI_res_unin | N/A | N/A | 98-199 | High_D | 0.86 | 185.2 | N/A
Other Insulation | RIRI_res_unin | N/A | N/A | 98-199 | Low_D | 0.86 | 192.4 | N/A
Other Insulation | RIRI_res_unin | N/A | N/A | 98-199 | High_E | 0.86 | 205.6 | N/A
Other Insulation | RIRI_res_unin | N/A | N/A | 98-199 | Low_E | 0.86 | 222.2 | N/A
Other Insulation | RIRI_res_unin | N/A | N/A | 98-199 | High_F | 0.86 | 247.6 | N/A
Other Insulation | RIRI_res_unin | N/A | N/A | 98-199 | Low_F | 0.86 | 277 | N/A
Other Insulation | RIRI_res_unin | N/A | N/A | 98-199 | High_G | 0.86 | 318.3 | N/A
Other Insulation | RIRI_res_unin | N/A | N/A | 98-199 | Low_G | 0.86 | 364.4 | N/A
Other Insulation | RIRI_res_in | N/A | N/A | 98-199 | High_D | 0.86 | 191.9 | N/A
Other Insulation | RIRI_res_in | N/A | N/A | 98-199 | Low_D | 0.86 | 199.4 | N/A
Other Insulation | RIRI_res_in | N/A | N/A | 98-199 | High_E | 0.86 | 213 | N/A
Other Insulation | RIRI_res_in | N/A | N/A | 98-199 | Low_E | 0.86 | 230.1 | N/A
Other Insulation | RIRI_res_in | N/A | N/A | 98-199 | High_F | 0.86 | 256.3 | N/A
Other Insulation | RIRI_res_in | N/A | N/A | 98-199 | Low_F | 0.86 | 286.7 | N/A
Other Insulation | RIRI_res_in | N/A | N/A | 98-199 | High_G | 0.86 | 329.5 | N/A
Other Insulation | RIRI_res_in | N/A | N/A | 98-199 | Low_G | 0.86 | 377.1 | N/A
Other Insulation | FRI | N/A | N/A | 98-199 | High_D | 0.99 | 199 | N/A
Other Insulation | FRI | N/A | N/A | 98-199 | Low_D | 0.99 | 210.3 | N/A
Other Insulation | FRI | N/A | N/A | 98-199 | High_E | 0.99 | 228.5 | N/A
Other Insulation | FRI | N/A | N/A | 98-199 | Low_E | 0.99 | 249.7 | N/A
Other Insulation | FRI | N/A | N/A | 98-199 | High_F | 0.99 | 280.5 | N/A
Other Insulation | FRI | N/A | N/A | 98-199 | Low_F | 0.99 | 315 | N/A
Other Insulation | FRI | N/A | N/A | 98-199 | High_G | 0.99 | 362.3 | N/A
Other Insulation | FRI | N/A | N/A | 98-199 | Low_G | 0.99 | 414 | N/A
Other Insulation | UFI | N/A | N/A | 98-199 | High_D | 0.97 | 48.2 | N/A
Other Insulation | UFI | N/A | N/A | 98-199 | Low_D | 0.97 | 51.2 | N/A
Other Insulation | UFI | N/A | N/A | 98-199 | High_E | 0.97 | 56.2 | N/A
Other Insulation | UFI | N/A | N/A | 98-199 | Low_E | 0.97 | 62 | N/A
Other Insulation | UFI | N/A | N/A | 98-199 | High_F | 0.97 | 70.6 | N/A
Other Insulation | UFI | N/A | N/A | 98-199 | Low_F | 0.97 | 80.3 | N/A
Other Insulation | UFI | N/A | N/A | 98-199 | High_G | 0.97 | 93.7 | N/A
Other Insulation | UFI | N/A | N/A | 98-199 | Low_G | 0.97 | 108.4 | N/A
Other Insulation | SFI | N/A | N/A | 98-199 | High_D | 0.98 | 31.6 | N/A
Other Insulation | SFI | N/A | N/A | 98-199 | Low_D | 0.98 | 33.4 | N/A
Other Insulation | SFI | N/A | N/A | 98-199 | High_E | 0.98 | 36.3 | N/A
Other Insulation | SFI | N/A | N/A | 98-199 | Low_E | 0.98 | 39.9 | N/A
Other Insulation | SFI | N/A | N/A | 98-199 | High_F | 0.98 | 45 | N/A
Other Insulation | SFI | N/A | N/A | 98-199 | Low_F | 0.98 | 50.8 | N/A
Other Insulation | SFI | N/A | N/A | 98-199 | High_G | 0.98 | 58.9 | N/A
Other Insulation | SFI | N/A | N/A | 98-199 | Low_G | 0.98 | 67.7 | N/A
Other Insulation | DP | N/A | N/A | 98-199 | High_D | 1 | 24.4 | N/A
Other Insulation | DP | N/A | N/A | 98-199 | Low_D | 1 | 25.8 | N/A
Other Insulation | DP | N/A | N/A | 98-199 | High_E | 1 | 28.2 | N/A
Other Insulation | DP | N/A | N/A | 98-199 | Low_E | 1 | 31 | N/A
Other Insulation | DP | N/A | N/A | 98-199 | High_F | 1 | 35.1 | N/A
Other Insulation | DP | N/A | N/A | 98-199 | Low_F | 1 | 39.7 | N/A
Other Insulation | DP | N/A | N/A | 98-199 | High_G | 1 | 46 | N/A
Other Insulation | DP | N/A | N/A | 98-199 | Low_G | 1 | 52.9 | N/A
Other Insulation | WG_singletodouble | N/A | N/A | 98-199 | High_D | 1 | 81.1 | N/A
Other Insulation | WG_singletodouble | N/A | N/A | 98-199 | Low_D | 1 | 86 | N/A
Other Insulation | WG_singletodouble | N/A | N/A | 98-199 | High_E | 1 | 93.8 | N/A
Other Insulation | WG_singletodouble | N/A | N/A | 98-199 | Low_E | 1 | 103 | N/A
Other Insulation | WG_singletodouble | N/A | N/A | 98-199 | High_F | 1 | 116.4 | N/A
Other Insulation | WG_singletodouble | N/A | N/A | 98-199 | Low_F | 1 | 131.4 | N/A
Other Insulation | WG_singletodouble | N/A | N/A | 98-199 | High_G | 1 | 152.1 | N/A
Other Insulation | WG_singletodouble | N/A | N/A | 98-199 | Low_G | 1 | 174.7 | N/A
Other Insulation | WG_improveddouble | N/A | N/A | 98-199 | High_D | 1 | 15.1 | N/A
Other Insulation | WG_improveddouble | N/A | N/A | 98-199 | Low_D | 1 | 16 | N/A
Other Insulation | WG_improveddouble | N/A | N/A | 98-199 | High_E | 1 | 17.4 | N/A
Other Insulation | WG_improveddouble | N/A | N/A | 98-199 | Low_E | 1 | 19.1 | N/A
Other Insulation | WG_improveddouble | N/A | N/A | 98-199 | High_F | 1 | 21.5 | N/A
Other Insulation | WG_improveddouble | N/A | N/A | 98-199 | Low_F | 1 | 24.2 | N/A
Other Insulation | WG_improveddouble | N/A | N/A | 98-199 | High_G | 1 | 28 | N/A
Other Insulation | WG_improveddouble | N/A | N/A | 98-199 | Low_G | 1 | 32.1 | N/A
Other Insulation | HPED | N/A | N/A | 98-199 | High_D | 1 | 7.9 | N/A
Other Insulation | HPED | N/A | N/A | 98-199 | Low_D | 1 | 8.4 | N/A
Other Insulation | HPED | N/A | N/A | 98-199 | High_E | 1 | 9.1 | N/A
Other Insulation | HPED | N/A | N/A | 98-199 | Low_E | 1 | 10 | N/A
Other Insulation | HPED | N/A | N/A | 98-199 | High_F | 1 | 11.3 | N/A
Other Insulation | HPED | N/A | N/A | 98-199 | Low_F | 1 | 12.8 | N/A
Other Insulation | HPED | N/A | N/A | 98-199 | High_G | 1 | 14.9 | N/A
Other Insulation | HPED | N/A | N/A | 98-199 | Low_G | 1 | 17.2 | N/A
External / Internal Wall Insulation | EWI_solid_1.7_0.55 | N/A | N/A | 98-199 | High_B | 0.95 | 186.8 | N/A
External / Internal Wall Insulation | EWI_solid_1.7_0.55 | N/A | N/A | 98-199 | Low_B | 0.95 | 187.7 | N/A
External / Internal Wall Insulation | EWI_solid_1.7_0.55 | N/A | N/A | 98-199 | High_C | 0.95 | 191.3 | N/A
External / Internal Wall Insulation | EWI_solid_1.7_0.55 | N/A | N/A | 98-199 | Low_C | 0.95 | 196.7 | N/A
External / Internal Wall Insulation | EWI_solid_1.7_0.55 | N/A | N/A | 98-199 | High_D | 0.95 | 206.5 | N/A
External / Internal Wall Insulation | EWI_solid_1.7_0.55 | N/A | N/A | 98-199 | Low_D | 0.95 | 218.8 | N/A
External / Internal Wall Insulation | EWI_solid_1.7_0.55 | N/A | N/A | 98-199 | High_E | 0.95 | 237.8 | N/A
External / Internal Wall Insulation | EWI_solid_1.7_0.55 | N/A | N/A | 98-199 | Low_E | 0.95 | 259.7 | N/A
External / Internal Wall Insulation | EWI_solid_1.7_0.55 | N/A | N/A | 98-199 | High_F | 0.95 | 291.1 | N/A
External / Internal Wall Insulation | EWI_solid_1.7_0.55 | N/A | N/A | 98-199 | Low_F | 0.95 | 325.9 | N/A
External / Internal Wall Insulation | EWI_solid_1.7_0.55 | N/A | N/A | 98-199 | High_G | 0.95 | 373.3 | N/A
External / Internal Wall Insulation | EWI_solid_1.7_0.55 | N/A | N/A | 98-199 | Low_G | 0.95 | 424.8 | N/A
External / Internal Wall Insulation | EWI_solid_1.7_0.23 | N/A | N/A | 98-199 | High_B | 0.95 | 244.9 | N/A
External / Internal Wall Insulation | EWI_solid_1.7_0.23 | N/A | N/A | 98-199 | Low_B | 0.95 | 245.9 | N/A
External / Internal Wall Insulation | EWI_solid_1.7_0.23 | N/A | N/A | 98-199 | High_C | 0.95 | 250.3 | N/A
External / Internal Wall Insulation | EWI_solid_1.7_0.23 | N/A | N/A | 98-199 | Low_C | 0.95 | 257 | N/A
External / Internal Wall Insulation | EWI_solid_1.7_0.23 | N/A | N/A | 98-199 | High_D | 0.95 | 269.4 | N/A
External / Internal Wall Insulation | EWI_solid_1.7_0.23 | N/A | N/A | 98-199 | Low_D | 0.95 | 284.8 | N/A
External / Internal Wall Insulation | EWI_solid_1.7_0.23 | N/A | N/A | 98-199 | High_E | 0.95 | 308.9 | N/A
External / Internal Wall Insulation | EWI_solid_1.7_0.23 | N/A | N/A | 98-199 | Low_E | 0.95 | 336.7 | N/A
External / Internal Wall Insulation | EWI_solid_1.7_0.23 | N/A | N/A | 98-199 | High_F | 0.95 | 376.7 | N/A
External / Internal Wall Insulation | EWI_solid_1.7_0.23 | N/A | N/A | 98-199 | Low_F | 0.95 | 421.1 | N/A
External / Internal Wall Insulation | EWI_solid_1.7_0.23 | N/A | N/A | 98-199 | High_G | 0.95 | 481.5 | N/A
External / Internal Wall Insulation | EWI_solid_1.7_0.23 | N/A | N/A | 98-199 | Low_G | 0.95 | 547.1 | N/A
External / Internal Wall Insulation | EWI_solid_1.7_0.3 | N/A | N/A | 98-199 | High_B | 0.95 | 232 | N/A
External / Internal Wall Insulation | EWI_solid_1.7_0.3 | N/A | N/A | 98-199 | Low_B | 0.95 | 232.9 | N/A
External / Internal Wall Insulation | EWI_solid_1.7_0.3 | N/A | N/A | 98-199 | High_C | 0.95 | 237.1 | N/A
External / Internal Wall Insulation | EWI_solid_1.7_0.3 | N/A | N/A | 98-199 | Low_C | 0.95 | 243.5 | N/A
External / Internal Wall Insulation | EWI_solid_1.7_0.3 | N/A | N/A | 98-199 | High_D | 0.95 | 255.4 | N/A
External / Internal Wall Insulation | EWI_solid_1.7_0.3 | N/A | N/A | 98-199 | Low_D | 0.95 | 270.1 | N/A
External / Internal Wall Insulation | EWI_solid_1.7_0.3 | N/A | N/A | 98-199 | High_E | 0.95 | 293.1 | N/A
External / Internal Wall Insulation | EWI_solid_1.7_0.3 | N/A | N/A | 98-199 | Low_E | 0.95 | 319.6 | N/A
External / Internal Wall Insulation | EWI_solid_1.7_0.3 | N/A | N/A | 98-199 | High_F | 0.95 | 357.7 | N/A
External / Internal Wall Insulation | EWI_solid_1.7_0.3 | N/A | N/A | 98-199 | Low_F | 0.95 | 400 | N/A
External / Internal Wall Insulation | EWI_solid_1.7_0.3 | N/A | N/A | 98-199 | High_G | 0.95 | 457.5 | N/A
External / Internal Wall Insulation | EWI_solid_1.7_0.3 | N/A | N/A | 98-199 | Low_G | 0.95 | 520 | N/A
External / Internal Wall Insulation | EWI_solid_1.7_0.6 | N/A | N/A | 98-199 | High_B | 0.95 | 178 | N/A
External / Internal Wall Insulation | EWI_solid_1.7_0.6 | N/A | N/A | 98-199 | Low_B | 0.95 | 178.9 | N/A
External / Internal Wall Insulation | EWI_solid_1.7_0.6 | N/A | N/A | 98-199 | High_C | 0.95 | 182.3 | N/A
External / Internal Wall Insulation | EWI_solid_1.7_0.6 | N/A | N/A | 98-199 | Low_C | 0.95 | 187.5 | N/A
External / Internal Wall Insulation | EWI_solid_1.7_0.6 | N/A | N/A | 98-199 | High_D | 0.95 | 197 | N/A
External / Internal Wall Insulation | EWI_solid_1.7_0.6 | N/A | N/A | 98-199 | Low_D | 0.95 | 208.7 | N/A
External / Internal Wall Insulation | EWI_solid_1.7_0.6 | N/A | N/A | 98-199 | High_E | 0.95 | 226.9 | N/A
External / Internal Wall Insulation | EWI_solid_1.7_0.6 | N/A | N/A | 98-199 | Low_E | 0.95 | 247.9 | N/A
External / Internal Wall Insulation | EWI_solid_1.7_0.6 | N/A | N/A | 98-199 | High_F | 0.95 | 278 | N/A
External / Internal Wall Insulation | EWI_solid_1.7_0.6 | N/A | N/A | 98-199 | Low_F | 0.95 | 311.3 | N/A
External / Internal Wall Insulation | EWI_solid_1.7_0.6 | N/A | N/A | 98-199 | High_G | 0.95 | 356.7 | N/A
External / Internal Wall Insulation | EWI_solid_1.7_0.6 | N/A | N/A | 98-199 | Low_G | 0.95 | 405.9 | N/A
External / Internal Wall Insulation | EWI_solid_1.0_0.45 | N/A | N/A | 98-199 | High_B | 0.95 | 90.3 | N/A
External / Internal Wall Insulation | EWI_solid_1.0_0.45 | N/A | N/A | 98-199 | Low_B | 0.95 | 90.5 | N/A
External / Internal Wall Insulation | EWI_solid_1.0_0.45 | N/A | N/A | 98-199 | High_C | 0.95 | 92.1 | N/A
External / Internal Wall Insulation | EWI_solid_1.0_0.45 | N/A | N/A | 98-199 | Low_C | 0.95 | 94.5 | N/A
External / Internal Wall Insulation | EWI_solid_1.0_0.45 | N/A | N/A | 98-199 | High_D | 0.95 | 99 | N/A
External / Internal Wall Insulation | EWI_solid_1.0_0.45 | N/A | N/A | 98-199 | Low_D | 0.95 | 104.8 | N/A
External / Internal Wall Insulation | EWI_solid_1.0_0.45 | N/A | N/A | 98-199 | High_E | 0.95 | 113.8 | N/A
External / Internal Wall Insulation | EWI_solid_1.0_0.45 | N/A | N/A | 98-199 | Low_E | 0.95 | 124.2 | N/A
External / Internal Wall Insulation | EWI_solid_1.0_0.45 | N/A | N/A | 98-199 | High_F | 0.95 | 139.1 | N/A
External / Internal Wall Insulation | EWI_solid_1.0_0.45 | N/A | N/A | 98-199 | Low_F | 0.95 | 155.8 | N/A
External / Internal Wall Insulation | EWI_solid_1.0_0.45 | N/A | N/A | 98-199 | High_G | 0.95 | 178.5 | N/A
External / Internal Wall Insulation | EWI_solid_1.0_0.45 | N/A | N/A | 98-199 | Low_G | 0.95 | 203.3 | N/A
External / Internal Wall Insulation | EWI_solid_1.0_0.3 | N/A | N/A | 98-199 | High_B | 0.95 | 116.2 | N/A
External / Internal Wall Insulation | EWI_solid_1.0_0.3 | N/A | N/A | 98-199 | Low_B | 0.95 | 116.5 | N/A
External / Internal Wall Insulation | EWI_solid_1.0_0.3 | N/A | N/A | 98-199 | High_C | 0.95 | 118.4 | N/A
External / Internal Wall Insulation | EWI_solid_1.0_0.3 | N/A | N/A | 98-199 | Low_C | 0.95 | 121.4 | N/A
External / Internal Wall Insulation | EWI_solid_1.0_0.3 | N/A | N/A | 98-199 | High_D | 0.95 | 127.2 | N/A
External / Internal Wall Insulation | EWI_solid_1.0_0.3 | N/A | N/A | 98-199 | Low_D | 0.95 | 134.4 | N/A
External / Internal Wall Insulation | EWI_solid_1.0_0.3 | N/A | N/A | 98-199 | High_E | 0.95 | 145.8 | N/A
External / Internal Wall Insulation | EWI_solid_1.0_0.3 | N/A | N/A | 98-199 | Low_E | 0.95 | 159 | N/A
External / Internal Wall Insulation | EWI_solid_1.0_0.3 | N/A | N/A | 98-199 | High_F | 0.95 | 178.1 | N/A
External / Internal Wall Insulation | EWI_solid_1.0_0.3 | N/A | N/A | 98-199 | Low_F | 0.95 | 199.2 | N/A
External / Internal Wall Insulation | EWI_solid_1.0_0.3 | N/A | N/A | 98-199 | High_G | 0.95 | 228.1 | N/A
External / Internal Wall Insulation | EWI_solid_1.0_0.3 | N/A | N/A | 98-199 | Low_G | 0.95 | 259.6 | N/A
External / Internal Wall Insulation | EWI_solid_1.0_0.6 | N/A | N/A | 98-199 | High_B | 0.95 | 64.9 | N/A
External / Internal Wall Insulation | EWI_solid_1.0_0.6 | N/A | N/A | 98-199 | Low_B | 0.95 | 65.1 | N/A
External / Internal Wall Insulation | EWI_solid_1.0_0.6 | N/A | N/A | 98-199 | High_C | 0.95 | 66.3 | N/A
External / Internal Wall Insulation | EWI_solid_1.0_0.6 | N/A | N/A | 98-199 | Low_C | 0.95 | 68.1 | N/A
External / Internal Wall Insulation | EWI_solid_1.0_0.6 | N/A | N/A | 98-199 | High_D | 0.95 | 71.4 | N/A
External / Internal Wall Insulation | EWI_solid_1.0_0.6 | N/A | N/A | 98-199 | Low_D | 0.95 | 75.6 | N/A
External / Internal Wall Insulation | EWI_solid_1.0_0.6 | N/A | N/A | 98-199 | High_E | 0.95 | 82.2 | N/A
External / Internal Wall Insulation | EWI_solid_1.0_0.6 | N/A | N/A | 98-199 | Low_E | 0.95 | 89.8 | N/A
External / Internal Wall Insulation | EWI_solid_1.0_0.6 | N/A | N/A | 98-199 | High_F | 0.95 | 100.7 | N/A
External / Internal Wall Insulation | EWI_solid_1.0_0.6 | N/A | N/A | 98-199 | Low_F | 0.95 | 112.8 | N/A
External / Internal Wall Insulation | EWI_solid_1.0_0.6 | N/A | N/A | 98-199 | High_G | 0.95 | 129.4 | N/A
External / Internal Wall Insulation | EWI_solid_1.0_0.6 | N/A | N/A | 98-199 | Low_G | 0.95 | 147.4 | N/A
External / Internal Wall Insulation | EWI_solid_0.6_0.24 | N/A | N/A | 98-199 | High_B | 0.95 | 60.3 | N/A
External / Internal Wall Insulation | EWI_solid_0.6_0.24 | N/A | N/A | 98-199 | Low_B | 0.95 | 60.3 | N/A
External / Internal Wall Insulation | EWI_solid_0.6_0.24 | N/A | N/A | 98-199 | High_C | 0.95 | 61.1 | N/A
External / Internal Wall Insulation | EWI_solid_0.6_0.24 | N/A | N/A | 98-199 | Low_C | 0.95 | 62.6 | N/A
External / Internal Wall Insulation | EWI_solid_0.6_0.24 | N/A | N/A | 98-199 | High_D | 0.95 | 65.4 | N/A
External / Internal Wall Insulation | EWI_solid_0.6_0.24 | N/A | N/A | 98-199 | Low_D | 0.95 | 69.1 | N/A
External / Internal Wall Insulation | EWI_solid_0.6_0.24 | N/A | N/A | 98-199 | High_E | 0.95 | 74.9 | N/A
External / Internal Wall Insulation | EWI_solid_0.6_0.24 | N/A | N/A | 98-199 | Low_E | 0.95 | 81.7 | N/A
External / Internal Wall Insulation | EWI_solid_0.6_0.24 | N/A | N/A | 98-199 | High_F | 0.95 | 91.6 | N/A
External / Internal Wall Insulation | EWI_solid_0.6_0.24 | N/A | N/A | 98-199 | Low_F | 0.95 | 102.6 | N/A
External / Internal Wall Insulation | EWI_solid_0.6_0.24 | N/A | N/A | 98-199 | High_G | 0.95 | 117.7 | N/A
External / Internal Wall Insulation | EWI_solid_0.6_0.24 | N/A | N/A | 98-199 | Low_G | 0.95 | 134.1 | N/A
External / Internal Wall Insulation | EWI_solid_0.6_0.3 | N/A | N/A | 98-199 | High_B | 0.95 | 51.4 | N/A
External / Internal Wall Insulation | EWI_solid_0.6_0.3 | N/A | N/A | 98-199 | Low_B | 0.95 | 51.1 | N/A
External / Internal Wall Insulation | EWI_solid_0.6_0.3 | N/A | N/A | 98-199 | High_C | 0.95 | 51.5 | N/A
External / Internal Wall Insulation | EWI_solid_0.6_0.3 | N/A | N/A | 98-199 | Low_C | 0.95 | 52.5 | N/A
External / Internal Wall Insulation | EWI_solid_0.6_0.3 | N/A | N/A | 98-199 | High_D | 0.95 | 54.7 | N/A
External / Internal Wall Insulation | EWI_solid_0.6_0.3 | N/A | N/A | 98-199 | Low_D | 0.95 | 57.5 | N/A
External / Internal Wall Insulation | EWI_solid_0.6_0.3 | N/A | N/A | 98-199 | High_E | 0.95 | 62.2 | N/A
External / Internal Wall Insulation | EWI_solid_0.6_0.3 | N/A | N/A | 98-199 | Low_E | 0.95 | 67.8 | N/A
External / Internal Wall Insulation | EWI_solid_0.6_0.3 | N/A | N/A | 98-199 | High_F | 0.95 | 76 | N/A
External / Internal Wall Insulation | EWI_solid_0.6_0.3 | N/A | N/A | 98-199 | Low_F | 0.95 | 85.2 | N/A
External / Internal Wall Insulation | EWI_solid_0.6_0.3 | N/A | N/A | 98-199 | High_G | 0.95 | 97.9 | N/A
External / Internal Wall Insulation | EWI_solid_0.6_0.3 | N/A | N/A | 98-199 | Low_G | 0.95 | 111.8 | N/A
External / Internal Wall Insulation | EWI_solid_0.45_0.21 | N/A | N/A | 98-199 | High_B | 0.95 | 40.8 | N/A
External / Internal Wall Insulation | EWI_solid_0.45_0.21 | N/A | N/A | 98-199 | Low_B | 0.95 | 40.7 | N/A
External / Internal Wall Insulation | EWI_solid_0.45_0.21 | N/A | N/A | 98-199 | High_C | 0.95 | 41.1 | N/A
External / Internal Wall Insulation | EWI_solid_0.45_0.21 | N/A | N/A | 98-199 | Low_C | 0.95 | 42 | N/A
External / Internal Wall Insulation | EWI_solid_0.45_0.21 | N/A | N/A | 98-199 | High_D | 0.95 | 43.8 | N/A
External / Internal Wall Insulation | EWI_solid_0.45_0.21 | N/A | N/A | 98-199 | Low_D | 0.95 | 46.2 | N/A
External / Internal Wall Insulation | EWI_solid_0.45_0.21 | N/A | N/A | 98-199 | High_E | 0.95 | 50 | N/A
External / Internal Wall Insulation | EWI_solid_0.45_0.21 | N/A | N/A | 98-199 | Low_E | 0.95 | 54.5 | N/A
External / Internal Wall Insulation | EWI_solid_0.45_0.21 | N/A | N/A | 98-199 | High_F | 0.95 | 61.1 | N/A
External / Internal Wall Insulation | EWI_solid_0.45_0.21 | N/A | N/A | 98-199 | Low_F | 0.95 | 68.5 | N/A
External / Internal Wall Insulation | EWI_solid_0.45_0.21 | N/A | N/A | 98-199 | High_G | 0.95 | 78.6 | N/A
External / Internal Wall Insulation | EWI_solid_0.45_0.21 | N/A | N/A | 98-199 | Low_G | 0.95 | 89.7 | N/A
External / Internal Wall Insulation | EWI_solid_2.0_0.6 | N/A | N/A | 98-199 | High_B | 0.95 | 222.3 | N/A
External / Internal Wall Insulation | EWI_solid_2.0_0.6 | N/A | N/A | 98-199 | Low_B | 0.95 | 224.3 | N/A
External / Internal Wall Insulation | EWI_solid_2.0_0.6 | N/A | N/A | 98-199 | High_C | 0.95 | 229.6 | N/A
External / Internal Wall Insulation | EWI_solid_2.0_0.6 | N/A | N/A | 98-199 | Low_C | 0.95 | 237 | N/A
External / Internal Wall Insulation | EWI_solid_2.0_0.6 | N/A | N/A | 98-199 | High_D | 0.95 | 250 | N/A
External / Internal Wall Insulation | EWI_solid_2.0_0.6 | N/A | N/A | 98-199 | Low_D | 0.95 | 265.6 | N/A
External / Internal Wall Insulation | EWI_solid_2.0_0.6 | N/A | N/A | 98-199 | High_E | 0.95 | 289.6 | N/A
External / Internal Wall Insulation | EWI_solid_2.0_0.6 | N/A | N/A | 98-199 | Low_E | 0.95 | 316.8 | N/A
External / Internal Wall Insulation | EWI_solid_2.0_0.6 | N/A | N/A | 98-199 | High_F | 0.95 | 355.6 | N/A
External / Internal Wall Insulation | EWI_solid_2.0_0.6 | N/A | N/A | 98-199 | Low_F | 0.95 | 398.4 | N/A
External / Internal Wall Insulation | EWI_solid_2.0_0.6 | N/A | N/A | 98-199 | High_G | 0.95 | 456.3 | N/A
External / Internal Wall Insulation | EWI_solid_2.0_0.6 | N/A | N/A | 98-199 | Low_G | 0.95 | 518.9 | N/A
External / Internal Wall Insulation | EWI_solid_2.0_0.35 | N/A | N/A | 98-199 | High_B | 0.95 | 267 | N/A
External / Internal Wall Insulation | EWI_solid_2.0_0.35 | N/A | N/A | 98-199 | Low_B | 0.95 | 269.3 | N/A
External / Internal Wall Insulation | EWI_solid_2.0_0.35 | N/A | N/A | 98-199 | High_C | 0.95 | 275.4 | N/A
External / Internal Wall Insulation | EWI_solid_2.0_0.35 | N/A | N/A | 98-199 | Low_C | 0.95 | 284 | N/A
External / Internal Wall Insulation | EWI_solid_2.0_0.35 | N/A | N/A | 98-199 | High_D | 0.95 | 299.2 | N/A
External / Internal Wall Insulation | EWI_solid_2.0_0.35 | N/A | N/A | 98-199 | Low_D | 0.95 | 317.4 | N/A
External / Internal Wall Insulation | EWI_solid_2.0_0.35 | N/A | N/A | 98-199 | High_E | 0.95 | 345.6 | N/A
External / Internal Wall Insulation | EWI_solid_2.0_0.35 | N/A | N/A | 98-199 | Low_E | 0.95 | 377.5 | N/A
External / Internal Wall Insulation | EWI_solid_2.0_0.35 | N/A | N/A | 98-199 | High_F | 0.95 | 423.1 | N/A
External / Internal Wall Insulation | EWI_solid_2.0_0.35 | N/A | N/A | 98-199 | Low_F | 0.95 | 473.3 | N/A
External / Internal Wall Insulation | EWI_solid_2.0_0.35 | N/A | N/A | 98-199 | High_G | 0.95 | 541.3 | N/A
External / Internal Wall Insulation | EWI_solid_2.0_0.35 | N/A | N/A | 98-199 | Low_G | 0.95 | 614.9 | N/A
External / Internal Wall Insulation | EWI_solid_2.0_0.25 | N/A | N/A | 98-199 | High_B | 0.95 | 285.4 | N/A
External / Internal Wall Insulation | EWI_solid_2.0_0.25 | N/A | N/A | 98-199 | Low_B | 0.95 | 287.7 | N/A
External / Internal Wall Insulation | EWI_solid_2.0_0.25 | N/A | N/A | 98-199 | High_C | 0.95 | 294.3 | N/A
External / Internal Wall Insulation | EWI_solid_2.0_0.25 | N/A | N/A | 98-199 | Low_C | 0.95 | 303.3 | N/A
External / Internal Wall Insulation | EWI_solid_2.0_0.25 | N/A | N/A | 98-199 | High_D | 0.95 | 319.3 | N/A
External / Internal Wall Insulation | EWI_solid_2.0_0.25 | N/A | N/A | 98-199 | Low_D | 0.95 | 338.7 | N/A
External / Internal Wall Insulation | EWI_solid_2.0_0.25 | N/A | N/A | 98-199 | High_E | 0.95 | 368.5 | N/A
External / Internal Wall Insulation | EWI_solid_2.0_0.25 | N/A | N/A | 98-199 | Low_E | 0.95 | 402.4 | N/A
External / Internal Wall Insulation | EWI_solid_2.0_0.25 | N/A | N/A | 98-199 | High_F | 0.95 | 450.6 | N/A
External / Internal Wall Insulation | EWI_solid_2.0_0.25 | N/A | N/A | 98-199 | Low_F | 0.95 | 503.8 | N/A
External / Internal Wall Insulation | EWI_solid_2.0_0.25 | N/A | N/A | 98-199 | High_G | 0.95 | 575.9 | N/A
External / Internal Wall Insulation | EWI_solid_2.0_0.25 | N/A | N/A | 98-199 | Low_G | 0.95 | 653.9 | N/A
External / Internal Wall Insulation | EWI_solid_2.0_0.3 | N/A | N/A | 98-199 | High_B | 0.95 | 276.2 | N/A
External / Internal Wall Insulation | EWI_solid_2.0_0.3 | N/A | N/A | 98-199 | Low_B | 0.95 | 278.5 | N/A
External / Internal Wall Insulation | EWI_solid_2.0_0.3 | N/A | N/A | 98-199 | High_C | 0.95 | 284.8 | N/A
External / Internal Wall Insulation | EWI_solid_2.0_0.3 | N/A | N/A | 98-199 | Low_C | 0.95 | 293.6 | N/A
External / Internal Wall Insulation | EWI_solid_2.0_0.3 | N/A | N/A | 98-199 | High_D | 0.95 | 309.2 | N/A
External / Internal Wall Insulation | EWI_solid_2.0_0.3 | N/A | N/A | 98-199 | Low_D | 0.95 | 328 | N/A
External / Internal Wall Insulation | EWI_solid_2.0_0.3 | N/A | N/A | 98-199 | High_E | 0.95 | 357 | N/A
External / Internal Wall Insulation | EWI_solid_2.0_0.3 | N/A | N/A | 98-199 | Low_E | 0.95 | 389.9 | N/A
External / Internal Wall Insulation | EWI_solid_2.0_0.3 | N/A | N/A | 98-199 | High_F | 0.95 | 436.8 | N/A
External / Internal Wall Insulation | EWI_solid_2.0_0.3 | N/A | N/A | 98-199 | Low_F | 0.95 | 488.5 | N/A
External / Internal Wall Insulation | EWI_solid_2.0_0.3 | N/A | N/A | 98-199 | High_G | 0.95 | 558.6 | N/A
External / Internal Wall Insulation | EWI_solid_2.0_0.3 | N/A | N/A | 98-199 | Low_G | 0.95 | 634.3 | N/A
External / Internal Wall Insulation | EWI_cavity_1.7_0.55 | N/A | N/A | 98-199 | High_B | 0.95 | 186.8 | N/A
External / Internal Wall Insulation | EWI_cavity_1.7_0.55 | N/A | N/A | 98-199 | Low_B | 0.95 | 187.7 | N/A
External / Internal Wall Insulation | EWI_cavity_1.7_0.55 | N/A | N/A | 98-199 | High_C | 0.95 | 191.3 | N/A
External / Internal Wall Insulation | EWI_cavity_1.7_0.55 | N/A | N/A | 98-199 | Low_C | 0.95 | 196.7 | N/A
External / Internal Wall Insulation | EWI_cavity_1.7_0.55 | N/A | N/A | 98-199 | High_D | 0.95 | 206.5 | N/A
External / Internal Wall Insulation | EWI_cavity_1.7_0.55 | N/A | N/A | 98-199 | Low_D | 0.95 | 218.8 | N/A
External / Internal Wall Insulation | EWI_cavity_1.7_0.55 | N/A | N/A | 98-199 | High_E | 0.95 | 237.8 | N/A
External / Internal Wall Insulation | EWI_cavity_1.7_0.55 | N/A | N/A | 98-199 | Low_E | 0.95 | 259.7 | N/A
External / Internal Wall Insulation | EWI_cavity_1.7_0.55 | N/A | N/A | 98-199 | High_F | 0.95 | 291.1 | N/A
External / Internal Wall Insulation | EWI_cavity_1.7_0.55 | N/A | N/A | 98-199 | Low_F | 0.95 | 325.9 | N/A
External / Internal Wall Insulation | EWI_cavity_1.7_0.55 | N/A | N/A | 98-199 | High_G | 0.95 | 373.3 | N/A
External / Internal Wall Insulation | EWI_cavity_1.7_0.55 | N/A | N/A | 98-199 | Low_G | 0.95 | 424.8 | N/A
External / Internal Wall Insulation | EWI_cavity_1.7_0.23 | N/A | N/A | 98-199 | High_B | 0.95 | 244.9 | N/A
External / Internal Wall Insulation | EWI_cavity_1.7_0.23 | N/A | N/A | 98-199 | Low_B | 0.95 | 245.9 | N/A
External / Internal Wall Insulation | EWI_cavity_1.7_0.23 | N/A | N/A | 98-199 | High_C | 0.95 | 250.3 | N/A
External / Internal Wall Insulation | EWI_cavity_1.7_0.23 | N/A | N/A | 98-199 | Low_C | 0.95 | 257 | N/A
External / Internal Wall Insulation | EWI_cavity_1.7_0.23 | N/A | N/A | 98-199 | High_D | 0.95 | 269.4 | N/A
External / Internal Wall Insulation | EWI_cavity_1.7_0.23 | N/A | N/A | 98-199 | Low_D | 0.95 | 284.8 | N/A
External / Internal Wall Insulation | EWI_cavity_1.7_0.23 | N/A | N/A | 98-199 | High_E | 0.95 | 308.9 | N/A
External / Internal Wall Insulation | EWI_cavity_1.7_0.23 | N/A | N/A | 98-199 | Low_E | 0.95 | 336.7 | N/A
External / Internal Wall Insulation | EWI_cavity_1.7_0.23 | N/A | N/A | 98-199 | High_F | 0.95 | 376.7 | N/A
External / Internal Wall Insulation | EWI_cavity_1.7_0.23 | N/A | N/A | 98-199 | Low_F | 0.95 | 421.1 | N/A
External / Internal Wall Insulation | EWI_cavity_1.7_0.23 | N/A | N/A | 98-199 | High_G | 0.95 | 481.5 | N/A
External / Internal Wall Insulation | EWI_cavity_1.7_0.23 | N/A | N/A | 98-199 | Low_G | 0.95 | 547.1 | N/A
External / Internal Wall Insulation | EWI_cavity_1.7_0.3 | N/A | N/A | 98-199 | High_B | 0.95 | 232 | N/A
External / Internal Wall Insulation | EWI_cavity_1.7_0.3 | N/A | N/A | 98-199 | Low_B | 0.95 | 232.9 | N/A
External / Internal Wall Insulation | EWI_cavity_1.7_0.3 | N/A | N/A | 98-199 | High_C | 0.95 | 237.1 | N/A
External / Internal Wall Insulation | EWI_cavity_1.7_0.3 | N/A | N/A | 98-199 | Low_C | 0.95 | 243.5 | N/A
External / Internal Wall Insulation | EWI_cavity_1.7_0.3 | N/A | N/A | 98-199 | High_D | 0.95 | 255.4 | N/A
External / Internal Wall Insulation | EWI_cavity_1.7_0.3 | N/A | N/A | 98-199 | Low_D | 0.95 | 270.1 | N/A
External / Internal Wall Insulation | EWI_cavity_1.7_0.3 | N/A | N/A | 98-199 | High_E | 0.95 | 293.1 | N/A
External / Internal Wall Insulation | EWI_cavity_1.7_0.3 | N/A | N/A | 98-199 | Low_E | 0.95 | 319.6 | N/A
External / Internal Wall Insulation | EWI_cavity_1.7_0.3 | N/A | N/A | 98-199 | High_F | 0.95 | 357.7 | N/A
External / Internal Wall Insulation | EWI_cavity_1.7_0.3 | N/A | N/A | 98-199 | Low_F | 0.95 | 400 | N/A
External / Internal Wall Insulation | EWI_cavity_1.7_0.3 | N/A | N/A | 98-199 | High_G | 0.95 | 457.5 | N/A
External / Internal Wall Insulation | EWI_cavity_1.7_0.3 | N/A | N/A | 98-199 | Low_G | 0.95 | 520 | N/A
External / Internal Wall Insulation | EWI_cavity_1.7_0.6 | N/A | N/A | 98-199 | High_B | 0.95 | 178 | N/A
External / Internal Wall Insulation | EWI_cavity_1.7_0.6 | N/A | N/A | 98-199 | Low_B | 0.95 | 178.9 | N/A
External / Internal Wall Insulation | EWI_cavity_1.7_0.6 | N/A | N/A | 98-199 | High_C | 0.95 | 182.3 | N/A
External / Internal Wall Insulation | EWI_cavity_1.7_0.6 | N/A | N/A | 98-199 | Low_C | 0.95 | 187.5 | N/A
External / Internal Wall Insulation | EWI_cavity_1.7_0.6 | N/A | N/A | 98-199 | High_D | 0.95 | 197 | N/A
External / Internal Wall Insulation | EWI_cavity_1.7_0.6 | N/A | N/A | 98-199 | Low_D | 0.95 | 208.7 | N/A
External / Internal Wall Insulation | EWI_cavity_1.7_0.6 | N/A | N/A | 98-199 | High_E | 0.95 | 226.9 | N/A
External / Internal Wall Insulation | EWI_cavity_1.7_0.6 | N/A | N/A | 98-199 | Low_E | 0.95 | 247.9 | N/A
External / Internal Wall Insulation | EWI_cavity_1.7_0.6 | N/A | N/A | 98-199 | High_F | 0.95 | 278 | N/A
External / Internal Wall Insulation | EWI_cavity_1.7_0.6 | N/A | N/A | 98-199 | Low_F | 0.95 | 311.3 | N/A
External / Internal Wall Insulation | EWI_cavity_1.7_0.6 | N/A | N/A | 98-199 | High_G | 0.95 | 356.7 | N/A
External / Internal Wall Insulation | EWI_cavity_1.7_0.6 | N/A | N/A | 98-199 | Low_G | 0.95 | 405.9 | N/A
External / Internal Wall Insulation | EWI_cavity_1.0_0.45 | N/A | N/A | 98-199 | High_B | 0.95 | 90.3 | N/A
External / Internal Wall Insulation | EWI_cavity_1.0_0.45 | N/A | N/A | 98-199 | Low_B | 0.95 | 90.5 | N/A
External / Internal Wall Insulation | EWI_cavity_1.0_0.45 | N/A | N/A | 98-199 | High_C | 0.95 | 92.1 | N/A
External / Internal Wall Insulation | EWI_cavity_1.0_0.45 | N/A | N/A | 98-199 | Low_C | 0.95 | 94.5 | N/A
External / Internal Wall Insulation | EWI_cavity_1.0_0.45 | N/A | N/A | 98-199 | High_D | 0.95 | 99 | N/A
External / Internal Wall Insulation | EWI_cavity_1.0_0.45 | N/A | N/A | 98-199 | Low_D | 0.95 | 104.8 | N/A
External / Internal Wall Insulation | EWI_cavity_1.0_0.45 | N/A | N/A | 98-199 | High_E | 0.95 | 113.8 | N/A
External / Internal Wall Insulation | EWI_cavity_1.0_0.45 | N/A | N/A | 98-199 | Low_E | 0.95 | 124.2 | N/A
External / Internal Wall Insulation | EWI_cavity_1.0_0.45 | N/A | N/A | 98-199 | High_F | 0.95 | 139.1 | N/A
External / Internal Wall Insulation | EWI_cavity_1.0_0.45 | N/A | N/A | 98-199 | Low_F | 0.95 | 155.8 | N/A
External / Internal Wall Insulation | EWI_cavity_1.0_0.45 | N/A | N/A | 98-199 | High_G | 0.95 | 178.5 | N/A
External / Internal Wall Insulation | EWI_cavity_1.0_0.45 | N/A | N/A | 98-199 | Low_G | 0.95 | 203.3 | N/A
External / Internal Wall Insulation | EWI_cavity_1.0_0.3 | N/A | N/A | 98-199 | High_B | 0.95 | 116.2 | N/A
External / Internal Wall Insulation | EWI_cavity_1.0_0.3 | N/A | N/A | 98-199 | Low_B | 0.95 | 116.5 | N/A
External / Internal Wall Insulation | EWI_cavity_1.0_0.3 | N/A | N/A | 98-199 | High_C | 0.95 | 118.4 | N/A
External / Internal Wall Insulation | EWI_cavity_1.0_0.3 | N/A | N/A | 98-199 | Low_C | 0.95 | 121.4 | N/A
External / Internal Wall Insulation | EWI_cavity_1.0_0.3 | N/A | N/A | 98-199 | High_D | 0.95 | 127.2 | N/A
External / Internal Wall Insulation | EWI_cavity_1.0_0.3 | N/A | N/A | 98-199 | Low_D | 0.95 | 134.4 | N/A
External / Internal Wall Insulation | EWI_cavity_1.0_0.3 | N/A | N/A | 98-199 | High_E | 0.95 | 145.8 | N/A
External / Internal Wall Insulation | EWI_cavity_1.0_0.3 | N/A | N/A | 98-199 | Low_E | 0.95 | 159 | N/A
External / Internal Wall Insulation | EWI_cavity_1.0_0.3 | N/A | N/A | 98-199 | High_F | 0.95 | 178.1 | N/A
External / Internal Wall Insulation | EWI_cavity_1.0_0.3 | N/A | N/A | 98-199 | Low_F | 0.95 | 199.2 | N/A
External / Internal Wall Insulation | EWI_cavity_1.0_0.3 | N/A | N/A | 98-199 | High_G | 0.95 | 228.1 | N/A
External / Internal Wall Insulation | EWI_cavity_1.0_0.3 | N/A | N/A | 98-199 | Low_G | 0.95 | 259.6 | N/A
External / Internal Wall Insulation | EWI_cavity_1.0_0.6 | N/A | N/A | 98-199 | High_B | 0.95 | 64.9 | N/A
External / Internal Wall Insulation | EWI_cavity_1.0_0.6 | N/A | N/A | 98-199 | Low_B | 0.95 | 65.1 | N/A
External / Internal Wall Insulation | EWI_cavity_1.0_0.6 | N/A | N/A | 98-199 | High_C | 0.95 | 66.3 | N/A
External / Internal Wall Insulation | EWI_cavity_1.0_0.6 | N/A | N/A | 98-199 | Low_C | 0.95 | 68.1 | N/A
External / Internal Wall Insulation | EWI_cavity_1.0_0.6 | N/A | N/A | 98-199 | High_D | 0.95 | 71.4 | N/A
External / Internal Wall Insulation | EWI_cavity_1.0_0.6 | N/A | N/A | 98-199 | Low_D | 0.95 | 75.6 | N/A
External / Internal Wall Insulation | EWI_cavity_1.0_0.6 | N/A | N/A | 98-199 | High_E | 0.95 | 82.2 | N/A
External / Internal Wall Insulation | EWI_cavity_1.0_0.6 | N/A | N/A | 98-199 | Low_E | 0.95 | 89.8 | N/A
External / Internal Wall Insulation | EWI_cavity_1.0_0.6 | N/A | N/A | 98-199 | High_F | 0.95 | 100.7 | N/A
External / Internal Wall Insulation | EWI_cavity_1.0_0.6 | N/A | N/A | 98-199 | Low_F | 0.95 | 112.8 | N/A
External / Internal Wall Insulation | EWI_cavity_1.0_0.6 | N/A | N/A | 98-199 | High_G | 0.95 | 129.4 | N/A
External / Internal Wall Insulation | EWI_cavity_1.0_0.6 | N/A | N/A | 98-199 | Low_G | 0.95 | 147.4 | N/A
External / Internal Wall Insulation | EWI_cavity_0.6_0.24 | N/A | N/A | 98-199 | High_B | 0.95 | 60.3 | N/A
External / Internal Wall Insulation | EWI_cavity_0.6_0.24 | N/A | N/A | 98-199 | Low_B | 0.95 | 60.3 | N/A
External / Internal Wall Insulation | EWI_cavity_0.6_0.24 | N/A | N/A | 98-199 | High_C | 0.95 | 61.1 | N/A
External / Internal Wall Insulation | EWI_cavity_0.6_0.24 | N/A | N/A | 98-199 | Low_C | 0.95 | 62.6 | N/A
External / Internal Wall Insulation | EWI_cavity_0.6_0.24 | N/A | N/A | 98-199 | High_D | 0.95 | 65.4 | N/A
External / Internal Wall Insulation | EWI_cavity_0.6_0.24 | N/A | N/A | 98-199 | Low_D | 0.95 | 69.1 | N/A
External / Internal Wall Insulation | EWI_cavity_0.6_0.24 | N/A | N/A | 98-199 | High_E | 0.95 | 74.9 | N/A
External / Internal Wall Insulation | EWI_cavity_0.6_0.24 | N/A | N/A | 98-199 | Low_E | 0.95 | 81.7 | N/A
External / Internal Wall Insulation | EWI_cavity_0.6_0.24 | N/A | N/A | 98-199 | High_F | 0.95 | 91.6 | N/A
External / Internal Wall Insulation | EWI_cavity_0.6_0.24 | N/A | N/A | 98-199 | Low_F | 0.95 | 102.6 | N/A
External / Internal Wall Insulation | EWI_cavity_0.6_0.24 | N/A | N/A | 98-199 | High_G | 0.95 | 117.7 | N/A
External / Internal Wall Insulation | EWI_cavity_0.6_0.24 | N/A | N/A | 98-199 | Low_G | 0.95 | 134.1 | N/A
External / Internal Wall Insulation | EWI_cavity_0.6_0.3 | N/A | N/A | 98-199 | High_B | 0.95 | 51.4 | N/A
External / Internal Wall Insulation | EWI_cavity_0.6_0.3 | N/A | N/A | 98-199 | Low_B | 0.95 | 51.1 | N/A
External / Internal Wall Insulation | EWI_cavity_0.6_0.3 | N/A | N/A | 98-199 | High_C | 0.95 | 51.5 | N/A
External / Internal Wall Insulation | EWI_cavity_0.6_0.3 | N/A | N/A | 98-199 | Low_C | 0.95 | 52.5 | N/A
External / Internal Wall Insulation | EWI_cavity_0.6_0.3 | N/A | N/A | 98-199 | High_D | 0.95 | 54.7 | N/A
External / Internal Wall Insulation | EWI_cavity_0.6_0.3 | N/A | N/A | 98-199 | Low_D | 0.95 | 57.5 | N/A
External / Internal Wall Insulation | EWI_cavity_0.6_0.3 | N/A | N/A | 98-199 | High_E | 0.95 | 62.2 | N/A
External / Internal Wall Insulation | EWI_cavity_0.6_0.3 | N/A | N/A | 98-199 | Low_E | 0.95 | 67.8 | N/A
External / Internal Wall Insulation | EWI_cavity_0.6_0.3 | N/A | N/A | 98-199 | High_F | 0.95 | 76 | N/A
External / Internal Wall Insulation | EWI_cavity_0.6_0.3 | N/A | N/A | 98-199 | Low_F | 0.95 | 85.2 | N/A
External / Internal Wall Insulation | EWI_cavity_0.6_0.3 | N/A | N/A | 98-199 | High_G | 0.95 | 97.9 | N/A
External / Internal Wall Insulation | EWI_cavity_0.6_0.3 | N/A | N/A | 98-199 | Low_G | 0.95 | 111.8 | N/A
External / Internal Wall Insulation | EWI_cavity_0.45_0.21 | N/A | N/A | 98-199 | High_B | 0.95 | 40.8 | N/A
External / Internal Wall Insulation | EWI_cavity_0.45_0.21 | N/A | N/A | 98-199 | Low_B | 0.95 | 40.7 | N/A
External / Internal Wall Insulation | EWI_cavity_0.45_0.21 | N/A | N/A | 98-199 | High_C | 0.95 | 41.1 | N/A
External / Internal Wall Insulation | EWI_cavity_0.45_0.21 | N/A | N/A | 98-199 | Low_C | 0.95 | 42 | N/A
External / Internal Wall Insulation | EWI_cavity_0.45_0.21 | N/A | N/A | 98-199 | High_D | 0.95 | 43.8 | N/A
External / Internal Wall Insulation | EWI_cavity_0.45_0.21 | N/A | N/A | 98-199 | Low_D | 0.95 | 46.2 | N/A
External / Internal Wall Insulation | EWI_cavity_0.45_0.21 | N/A | N/A | 98-199 | High_E | 0.95 | 50 | N/A
External / Internal Wall Insulation | EWI_cavity_0.45_0.21 | N/A | N/A | 98-199 | Low_E | 0.95 | 54.5 | N/A
External / Internal Wall Insulation | EWI_cavity_0.45_0.21 | N/A | N/A | 98-199 | High_F | 0.95 | 61.1 | N/A
External / Internal Wall Insulation | EWI_cavity_0.45_0.21 | N/A | N/A | 98-199 | Low_F | 0.95 | 68.5 | N/A
External / Internal Wall Insulation | EWI_cavity_0.45_0.21 | N/A | N/A | 98-199 | High_G | 0.95 | 78.6 | N/A
External / Internal Wall Insulation | EWI_cavity_0.45_0.21 | N/A | N/A | 98-199 | Low_G | 0.95 | 89.7 | N/A
External / Internal Wall Insulation | EWI_cavity_2.0_0.6 | N/A | N/A | 98-199 | High_B | 0.95 | 222.3 | N/A
External / Internal Wall Insulation | EWI_cavity_2.0_0.6 | N/A | N/A | 98-199 | Low_B | 0.95 | 224.3 | N/A
External / Internal Wall Insulation | EWI_cavity_2.0_0.6 | N/A | N/A | 98-199 | High_C | 0.95 | 229.6 | N/A
External / Internal Wall Insulation | EWI_cavity_2.0_0.6 | N/A | N/A | 98-199 | Low_C | 0.95 | 237 | N/A
External / Internal Wall Insulation | EWI_cavity_2.0_0.6 | N/A | N/A | 98-199 | High_D | 0.95 | 250 | N/A
External / Internal Wall Insulation | EWI_cavity_2.0_0.6 | N/A | N/A | 98-199 | Low_D | 0.95 | 265.6 | N/A
External / Internal Wall Insulation | EWI_cavity_2.0_0.6 | N/A | N/A | 98-199 | High_E | 0.95 | 289.6 | N/A
External / Internal Wall Insulation | EWI_cavity_2.0_0.6 | N/A | N/A | 98-199 | Low_E | 0.95 | 316.8 | N/A
External / Internal Wall Insulation | EWI_cavity_2.0_0.6 | N/A | N/A | 98-199 | High_F | 0.95 | 355.6 | N/A
External / Internal Wall Insulation | EWI_cavity_2.0_0.6 | N/A | N/A | 98-199 | Low_F | 0.95 | 398.4 | N/A
External / Internal Wall Insulation | EWI_cavity_2.0_0.6 | N/A | N/A | 98-199 | High_G | 0.95 | 456.3 | N/A
External / Internal Wall Insulation | EWI_cavity_2.0_0.6 | N/A | N/A | 98-199 | Low_G | 0.95 | 518.9 | N/A
External / Internal Wall Insulation | EWI_cavity_2.0_0.35 | N/A | N/A | 98-199 | High_B | 0.95 | 267 | N/A
External / Internal Wall Insulation | EWI_cavity_2.0_0.35 | N/A | N/A | 98-199 | Low_B | 0.95 | 269.3 | N/A
External / Internal Wall Insulation | EWI_cavity_2.0_0.35 | N/A | N/A | 98-199 | High_C | 0.95 | 275.4 | N/A
External / Internal Wall Insulation | EWI_cavity_2.0_0.35 | N/A | N/A | 98-199 | Low_C | 0.95 | 284 | N/A
External / Internal Wall Insulation | EWI_cavity_2.0_0.35 | N/A | N/A | 98-199 | High_D | 0.95 | 299.2 | N/A
External / Internal Wall Insulation | EWI_cavity_2.0_0.35 | N/A | N/A | 98-199 | Low_D | 0.95 | 317.4 | N/A
External / Internal Wall Insulation | EWI_cavity_2.0_0.35 | N/A | N/A | 98-199 | High_E | 0.95 | 345.6 | N/A
External / Internal Wall Insulation | EWI_cavity_2.0_0.35 | N/A | N/A | 98-199 | Low_E | 0.95 | 377.5 | N/A
External / Internal Wall Insulation | EWI_cavity_2.0_0.35 | N/A | N/A | 98-199 | High_F | 0.95 | 423.1 | N/A
External / Internal Wall Insulation | EWI_cavity_2.0_0.35 | N/A | N/A | 98-199 | Low_F | 0.95 | 473.3 | N/A
External / Internal Wall Insulation | EWI_cavity_2.0_0.35 | N/A | N/A | 98-199 | High_G | 0.95 | 541.3 | N/A
External / Internal Wall Insulation | EWI_cavity_2.0_0.35 | N/A | N/A | 98-199 | Low_G | 0.95 | 614.9 | N/A
External / Internal Wall Insulation | EWI_cavity_2.0_0.25 | N/A | N/A | 98-199 | High_B | 0.95 | 285.4 | N/A
External / Internal Wall Insulation | EWI_cavity_2.0_0.25 | N/A | N/A | 98-199 | Low_B | 0.95 | 287.7 | N/A
External / Internal Wall Insulation | EWI_cavity_2.0_0.25 | N/A | N/A | 98-199 | High_C | 0.95 | 294.3 | N/A
External / Internal Wall Insulation | EWI_cavity_2.0_0.25 | N/A | N/A | 98-199 | Low_C | 0.95 | 303.3 | N/A
External / Internal Wall Insulation | EWI_cavity_2.0_0.25 | N/A | N/A | 98-199 | High_D | 0.95 | 319.3 | N/A
External / Internal Wall Insulation | EWI_cavity_2.0_0.25 | N/A | N/A | 98-199 | Low_D | 0.95 | 338.7 | N/A
External / Internal Wall Insulation | EWI_cavity_2.0_0.25 | N/A | N/A | 98-199 | High_E | 0.95 | 368.5 | N/A
External / Internal Wall Insulation | EWI_cavity_2.0_0.25 | N/A | N/A | 98-199 | Low_E | 0.95 | 402.4 | N/A
External / Internal Wall Insulation | EWI_cavity_2.0_0.25 | N/A | N/A | 98-199 | High_F | 0.95 | 450.6 | N/A
External / Internal Wall Insulation | EWI_cavity_2.0_0.25 | N/A | N/A | 98-199 | Low_F | 0.95 | 503.8 | N/A
External / Internal Wall Insulation | EWI_cavity_2.0_0.25 | N/A | N/A | 98-199 | High_G | 0.95 | 575.9 | N/A
External / Internal Wall Insulation | EWI_cavity_2.0_0.25 | N/A | N/A | 98-199 | Low_G | 0.95 | 653.9 | N/A
External / Internal Wall Insulation | EWI_cavity_2.0_0.3 | N/A | N/A | 98-199 | High_B | 0.95 | 276.2 | N/A
External / Internal Wall Insulation | EWI_cavity_2.0_0.3 | N/A | N/A | 98-199 | Low_B | 0.95 | 278.5 | N/A
External / Internal Wall Insulation | EWI_cavity_2.0_0.3 | N/A | N/A | 98-199 | High_C | 0.95 | 284.8 | N/A
External / Internal Wall Insulation | EWI_cavity_2.0_0.3 | N/A | N/A | 98-199 | Low_C | 0.95 | 293.6 | N/A
External / Internal Wall Insulation | EWI_cavity_2.0_0.3 | N/A | N/A | 98-199 | High_D | 0.95 | 309.2 | N/A
External / Internal Wall Insulation | EWI_cavity_2.0_0.3 | N/A | N/A | 98-199 | Low_D | 0.95 | 328 | N/A
External / Internal Wall Insulation | EWI_cavity_2.0_0.3 | N/A | N/A | 98-199 | High_E | 0.95 | 357 | N/A
External / Internal Wall Insulation | EWI_cavity_2.0_0.3 | N/A | N/A | 98-199 | Low_E | 0.95 | 389.9 | N/A
External / Internal Wall Insulation | EWI_cavity_2.0_0.3 | N/A | N/A | 98-199 | High_F | 0.95 | 436.8 | N/A
External / Internal Wall Insulation | EWI_cavity_2.0_0.3 | N/A | N/A | 98-199 | Low_F | 0.95 | 488.5 | N/A
External / Internal Wall Insulation | EWI_cavity_2.0_0.3 | N/A | N/A | 98-199 | High_G | 0.95 | 558.6 | N/A
External / Internal Wall Insulation | EWI_cavity_2.0_0.3 | N/A | N/A | 98-199 | Low_G | 0.95 | 634.3 | N/A
External / Internal Wall Insulation | IWI_cavity_1.7_0.55 | N/A | N/A | 98-199 | High_B | 0.95 | 186.8 | N/A
External / Internal Wall Insulation | IWI_cavity_1.7_0.55 | N/A | N/A | 98-199 | Low_B | 0.95 | 187.7 | N/A
External / Internal Wall Insulation | IWI_cavity_1.7_0.55 | N/A | N/A | 98-199 | High_C | 0.95 | 191.3 | N/A
External / Internal Wall Insulation | IWI_cavity_1.7_0.55 | N/A | N/A | 98-199 | Low_C | 0.95 | 196.7 | N/A
External / Internal Wall Insulation | IWI_cavity_1.7_0.55 | N/A | N/A | 98-199 | High_D | 0.95 | 206.5 | N/A
External / Internal Wall Insulation | IWI_cavity_1.7_0.55 | N/A | N/A | 98-199 | Low_D | 0.95 | 218.8 | N/A
External / Internal Wall Insulation | IWI_cavity_1.7_0.55 | N/A | N/A | 98-199 | High_E | 0.95 | 237.8 | N/A
External / Internal Wall Insulation | IWI_cavity_1.7_0.55 | N/A | N/A | 98-199 | Low_E | 0.95 | 259.7 | N/A
External / Internal Wall Insulation | IWI_cavity_1.7_0.55 | N/A | N/A | 98-199 | High_F | 0.95 | 291.1 | N/A
External / Internal Wall Insulation | IWI_cavity_1.7_0.55 | N/A | N/A | 98-199 | Low_F | 0.95 | 325.9 | N/A
External / Internal Wall Insulation | IWI_cavity_1.7_0.55 | N/A | N/A | 98-199 | High_G | 0.95 | 373.3 | N/A
External / Internal Wall Insulation | IWI_cavity_1.7_0.55 | N/A | N/A | 98-199 | Low_G | 0.95 | 424.8 | N/A
External / Internal Wall Insulation | IWI_cavity_1.7_0.23 | N/A | N/A | 98-199 | High_B | 0.95 | 244.9 | N/A
External / Internal Wall Insulation | IWI_cavity_1.7_0.23 | N/A | N/A | 98-199 | Low_B | 0.95 | 245.9 | N/A
External / Internal Wall Insulation | IWI_cavity_1.7_0.23 | N/A | N/A | 98-199 | High_C | 0.95 | 250.3 | N/A
External / Internal Wall Insulation | IWI_cavity_1.7_0.23 | N/A | N/A | 98-199 | Low_C | 0.95 | 257 | N/A
External / Internal Wall Insulation | IWI_cavity_1.7_0.23 | N/A | N/A | 98-199 | High_D | 0.95 | 269.4 | N/A
External / Internal Wall Insulation | IWI_cavity_1.7_0.23 | N/A | N/A | 98-199 | Low_D | 0.95 | 284.8 | N/A
External / Internal Wall Insulation | IWI_cavity_1.7_0.23 | N/A | N/A | 98-199 | High_E | 0.95 | 308.9 | N/A
External / Internal Wall Insulation | IWI_cavity_1.7_0.23 | N/A | N/A | 98-199 | Low_E | 0.95 | 336.7 | N/A
External / Internal Wall Insulation | IWI_cavity_1.7_0.23 | N/A | N/A | 98-199 | High_F | 0.95 | 376.7 | N/A
External / Internal Wall Insulation | IWI_cavity_1.7_0.23 | N/A | N/A | 98-199 | Low_F | 0.95 | 421.1 | N/A
External / Internal Wall Insulation | IWI_cavity_1.7_0.23 | N/A | N/A | 98-199 | High_G | 0.95 | 481.5 | N/A
External / Internal Wall Insulation | IWI_cavity_1.7_0.23 | N/A | N/A | 98-199 | Low_G | 0.95 | 547.1 | N/A
External / Internal Wall Insulation | IWI_cavity_1.7_0.3 | N/A | N/A | 98-199 | High_B | 0.95 | 232 | N/A
External / Internal Wall Insulation | IWI_cavity_1.7_0.3 | N/A | N/A | 98-199 | Low_B | 0.95 | 232.9 | N/A
External / Internal Wall Insulation | IWI_cavity_1.7_0.3 | N/A | N/A | 98-199 | High_C | 0.95 | 237.1 | N/A
External / Internal Wall Insulation | IWI_cavity_1.7_0.3 | N/A | N/A | 98-199 | Low_C | 0.95 | 243.5 | N/A
External / Internal Wall Insulation | IWI_cavity_1.7_0.3 | N/A | N/A | 98-199 | High_D | 0.95 | 255.4 | N/A
External / Internal Wall Insulation | IWI_cavity_1.7_0.3 | N/A | N/A | 98-199 | Low_D | 0.95 | 270.1 | N/A
External / Internal Wall Insulation | IWI_cavity_1.7_0.3 | N/A | N/A | 98-199 | High_E | 0.95 | 293.1 | N/A
External / Internal Wall Insulation | IWI_cavity_1.7_0.3 | N/A | N/A | 98-199 | Low_E | 0.95 | 319.6 | N/A
External / Internal Wall Insulation | IWI_cavity_1.7_0.3 | N/A | N/A | 98-199 | High_F | 0.95 | 357.7 | N/A
External / Internal Wall Insulation | IWI_cavity_1.7_0.3 | N/A | N/A | 98-199 | Low_F | 0.95 | 400 | N/A
External / Internal Wall Insulation | IWI_cavity_1.7_0.3 | N/A | N/A | 98-199 | High_G | 0.95 | 457.5 | N/A
External / Internal Wall Insulation | IWI_cavity_1.7_0.3 | N/A | N/A | 98-199 | Low_G | 0.95 | 520 | N/A
External / Internal Wall Insulation | IWI_cavity_1.7_0.6 | N/A | N/A | 98-199 | High_B | 0.95 | 178 | N/A
External / Internal Wall Insulation | IWI_cavity_1.7_0.6 | N/A | N/A | 98-199 | Low_B | 0.95 | 178.9 | N/A
External / Internal Wall Insulation | IWI_cavity_1.7_0.6 | N/A | N/A | 98-199 | High_C | 0.95 | 182.3 | N/A
External / Internal Wall Insulation | IWI_cavity_1.7_0.6 | N/A | N/A | 98-199 | Low_C | 0.95 | 187.5 | N/A
External / Internal Wall Insulation | IWI_cavity_1.7_0.6 | N/A | N/A | 98-199 | High_D | 0.95 | 197 | N/A
External / Internal Wall Insulation | IWI_cavity_1.7_0.6 | N/A | N/A | 98-199 | Low_D | 0.95 | 208.7 | N/A
External / Internal Wall Insulation | IWI_cavity_1.7_0.6 | N/A | N/A | 98-199 | High_E | 0.95 | 226.9 | N/A
External / Internal Wall Insulation | IWI_cavity_1.7_0.6 | N/A | N/A | 98-199 | Low_E | 0.95 | 247.9 | N/A
External / Internal Wall Insulation | IWI_cavity_1.7_0.6 | N/A | N/A | 98-199 | High_F | 0.95 | 278 | N/A
External / Internal Wall Insulation | IWI_cavity_1.7_0.6 | N/A | N/A | 98-199 | Low_F | 0.95 | 311.3 | N/A
External / Internal Wall Insulation | IWI_cavity_1.7_0.6 | N/A | N/A | 98-199 | High_G | 0.95 | 356.7 | N/A
External / Internal Wall Insulation | IWI_cavity_1.7_0.6 | N/A | N/A | 98-199 | Low_G | 0.95 | 405.9 | N/A
External / Internal Wall Insulation | IWI_cavity_1.0_0.45 | N/A | N/A | 98-199 | High_B | 0.95 | 90.3 | N/A
External / Internal Wall Insulation | IWI_cavity_1.0_0.45 | N/A | N/A | 98-199 | Low_B | 0.95 | 90.5 | N/A
External / Internal Wall Insulation | IWI_cavity_1.0_0.45 | N/A | N/A | 98-199 | High_C | 0.95 | 92.1 | N/A
External / Internal Wall Insulation | IWI_cavity_1.0_0.45 | N/A | N/A | 98-199 | Low_C | 0.95 | 94.5 | N/A
External / Internal Wall Insulation | IWI_cavity_1.0_0.45 | N/A | N/A | 98-199 | High_D | 0.95 | 99 | N/A
External / Internal Wall Insulation | IWI_cavity_1.0_0.45 | N/A | N/A | 98-199 | Low_D | 0.95 | 104.8 | N/A
External / Internal Wall Insulation | IWI_cavity_1.0_0.45 | N/A | N/A | 98-199 | High_E | 0.95 | 113.8 | N/A
External / Internal Wall Insulation | IWI_cavity_1.0_0.45 | N/A | N/A | 98-199 | Low_E | 0.95 | 124.2 | N/A
External / Internal Wall Insulation | IWI_cavity_1.0_0.45 | N/A | N/A | 98-199 | High_F | 0.95 | 139.1 | N/A
External / Internal Wall Insulation | IWI_cavity_1.0_0.45 | N/A | N/A | 98-199 | Low_F | 0.95 | 155.8 | N/A
External / Internal Wall Insulation | IWI_cavity_1.0_0.45 | N/A | N/A | 98-199 | High_G | 0.95 | 178.5 | N/A
External / Internal Wall Insulation | IWI_cavity_1.0_0.45 | N/A | N/A | 98-199 | Low_G | 0.95 | 203.3 | N/A
External / Internal Wall Insulation | IWI_cavity_1.0_0.3 | N/A | N/A | 98-199 | High_B | 0.95 | 116.2 | N/A
External / Internal Wall Insulation | IWI_cavity_1.0_0.3 | N/A | N/A | 98-199 | Low_B | 0.95 | 116.5 | N/A
External / Internal Wall Insulation | IWI_cavity_1.0_0.3 | N/A | N/A | 98-199 | High_C | 0.95 | 118.4 | N/A
External / Internal Wall Insulation | IWI_cavity_1.0_0.3 | N/A | N/A | 98-199 | Low_C | 0.95 | 121.4 | N/A
External / Internal Wall Insulation | IWI_cavity_1.0_0.3 | N/A | N/A | 98-199 | High_D | 0.95 | 127.2 | N/A
External / Internal Wall Insulation | IWI_cavity_1.0_0.3 | N/A | N/A | 98-199 | Low_D | 0.95 | 134.4 | N/A
External / Internal Wall Insulation | IWI_cavity_1.0_0.3 | N/A | N/A | 98-199 | High_E | 0.95 | 145.8 | N/A
External / Internal Wall Insulation | IWI_cavity_1.0_0.3 | N/A | N/A | 98-199 | Low_E | 0.95 | 159 | N/A
External / Internal Wall Insulation | IWI_cavity_1.0_0.3 | N/A | N/A | 98-199 | High_F | 0.95 | 178.1 | N/A
External / Internal Wall Insulation | IWI_cavity_1.0_0.3 | N/A | N/A | 98-199 | Low_F | 0.95 | 199.2 | N/A
External / Internal Wall Insulation | IWI_cavity_1.0_0.3 | N/A | N/A | 98-199 | High_G | 0.95 | 228.1 | N/A
External / Internal Wall Insulation | IWI_cavity_1.0_0.3 | N/A | N/A | 98-199 | Low_G | 0.95 | 259.6 | N/A
External / Internal Wall Insulation | IWI_cavity_1.0_0.6 | N/A | N/A | 98-199 | High_B | 0.95 | 64.9 | N/A
External / Internal Wall Insulation | IWI_cavity_1.0_0.6 | N/A | N/A | 98-199 | Low_B | 0.95 | 65.1 | N/A
External / Internal Wall Insulation | IWI_cavity_1.0_0.6 | N/A | N/A | 98-199 | High_C | 0.95 | 66.3 | N/A
External / Internal Wall Insulation | IWI_cavity_1.0_0.6 | N/A | N/A | 98-199 | Low_C | 0.95 | 68.1 | N/A
External / Internal Wall Insulation | IWI_cavity_1.0_0.6 | N/A | N/A | 98-199 | High_D | 0.95 | 71.4 | N/A
External / Internal Wall Insulation | IWI_cavity_1.0_0.6 | N/A | N/A | 98-199 | Low_D | 0.95 | 75.6 | N/A
External / Internal Wall Insulation | IWI_cavity_1.0_0.6 | N/A | N/A | 98-199 | High_E | 0.95 | 82.2 | N/A
External / Internal Wall Insulation | IWI_cavity_1.0_0.6 | N/A | N/A | 98-199 | Low_E | 0.95 | 89.8 | N/A
External / Internal Wall Insulation | IWI_cavity_1.0_0.6 | N/A | N/A | 98-199 | High_F | 0.95 | 100.7 | N/A
External / Internal Wall Insulation | IWI_cavity_1.0_0.6 | N/A | N/A | 98-199 | Low_F | 0.95 | 112.8 | N/A
External / Internal Wall Insulation | IWI_cavity_1.0_0.6 | N/A | N/A | 98-199 | High_G | 0.95 | 129.4 | N/A
External / Internal Wall Insulation | IWI_cavity_1.0_0.6 | N/A | N/A | 98-199 | Low_G | 0.95 | 147.4 | N/A
External / Internal Wall Insulation | IWI_cavity_0.6_0.24 | N/A | N/A | 98-199 | High_B | 0.95 | 60.3 | N/A
External / Internal Wall Insulation | IWI_cavity_0.6_0.24 | N/A | N/A | 98-199 | Low_B | 0.95 | 60.3 | N/A
External / Internal Wall Insulation | IWI_cavity_0.6_0.24 | N/A | N/A | 98-199 | High_C | 0.95 | 61.1 | N/A
External / Internal Wall Insulation | IWI_cavity_0.6_0.24 | N/A | N/A | 98-199 | Low_C | 0.95 | 62.6 | N/A
External / Internal Wall Insulation | IWI_cavity_0.6_0.24 | N/A | N/A | 98-199 | High_D | 0.95 | 65.4 | N/A
External / Internal Wall Insulation | IWI_cavity_0.6_0.24 | N/A | N/A | 98-199 | Low_D | 0.95 | 69.1 | N/A
External / Internal Wall Insulation | IWI_cavity_0.6_0.24 | N/A | N/A | 98-199 | High_E | 0.95 | 74.9 | N/A
External / Internal Wall Insulation | IWI_cavity_0.6_0.24 | N/A | N/A | 98-199 | Low_E | 0.95 | 81.7 | N/A
External / Internal Wall Insulation | IWI_cavity_0.6_0.24 | N/A | N/A | 98-199 | High_F | 0.95 | 91.6 | N/A
External / Internal Wall Insulation | IWI_cavity_0.6_0.24 | N/A | N/A | 98-199 | Low_F | 0.95 | 102.6 | N/A
External / Internal Wall Insulation | IWI_cavity_0.6_0.24 | N/A | N/A | 98-199 | High_G | 0.95 | 117.7 | N/A
External / Internal Wall Insulation | IWI_cavity_0.6_0.24 | N/A | N/A | 98-199 | Low_G | 0.95 | 134.1 | N/A
External / Internal Wall Insulation | IWI_cavity_0.6_0.3 | N/A | N/A | 98-199 | High_B | 0.95 | 51.4 | N/A
External / Internal Wall Insulation | IWI_cavity_0.6_0.3 | N/A | N/A | 98-199 | Low_B | 0.95 | 51.1 | N/A
External / Internal Wall Insulation | IWI_cavity_0.6_0.3 | N/A | N/A | 98-199 | High_C | 0.95 | 51.5 | N/A
External / Internal Wall Insulation | IWI_cavity_0.6_0.3 | N/A | N/A | 98-199 | Low_C | 0.95 | 52.5 | N/A
External / Internal Wall Insulation | IWI_cavity_0.6_0.3 | N/A | N/A | 98-199 | High_D | 0.95 | 54.7 | N/A
External / Internal Wall Insulation | IWI_cavity_0.6_0.3 | N/A | N/A | 98-199 | Low_D | 0.95 | 57.5 | N/A
External / Internal Wall Insulation | IWI_cavity_0.6_0.3 | N/A | N/A | 98-199 | High_E | 0.95 | 62.2 | N/A
External / Internal Wall Insulation | IWI_cavity_0.6_0.3 | N/A | N/A | 98-199 | Low_E | 0.95 | 67.8 | N/A
External / Internal Wall Insulation | IWI_cavity_0.6_0.3 | N/A | N/A | 98-199 | High_F | 0.95 | 76 | N/A
External / Internal Wall Insulation | IWI_cavity_0.6_0.3 | N/A | N/A | 98-199 | Low_F | 0.95 | 85.2 | N/A
External / Internal Wall Insulation | IWI_cavity_0.6_0.3 | N/A | N/A | 98-199 | High_G | 0.95 | 97.9 | N/A
External / Internal Wall Insulation | IWI_cavity_0.6_0.3 | N/A | N/A | 98-199 | Low_G | 0.95 | 111.8 | N/A
External / Internal Wall Insulation | IWI_cavity_0.45_0.21 | N/A | N/A | 98-199 | High_B | 0.95 | 40.8 | N/A
External / Internal Wall Insulation | IWI_cavity_0.45_0.21 | N/A | N/A | 98-199 | Low_B | 0.95 | 40.7 | N/A
External / Internal Wall Insulation | IWI_cavity_0.45_0.21 | N/A | N/A | 98-199 | High_C | 0.95 | 41.1 | N/A
External / Internal Wall Insulation | IWI_cavity_0.45_0.21 | N/A | N/A | 98-199 | Low_C | 0.95 | 42 | N/A
External / Internal Wall Insulation | IWI_cavity_0.45_0.21 | N/A | N/A | 98-199 | High_D | 0.95 | 43.8 | N/A
External / Internal Wall Insulation | IWI_cavity_0.45_0.21 | N/A | N/A | 98-199 | Low_D | 0.95 | 46.2 | N/A
External / Internal Wall Insulation | IWI_cavity_0.45_0.21 | N/A | N/A | 98-199 | High_E | 0.95 | 50 | N/A
External / Internal Wall Insulation | IWI_cavity_0.45_0.21 | N/A | N/A | 98-199 | Low_E | 0.95 | 54.5 | N/A
External / Internal Wall Insulation | IWI_cavity_0.45_0.21 | N/A | N/A | 98-199 | High_F | 0.95 | 61.1 | N/A
External / Internal Wall Insulation | IWI_cavity_0.45_0.21 | N/A | N/A | 98-199 | Low_F | 0.95 | 68.5 | N/A
External / Internal Wall Insulation | IWI_cavity_0.45_0.21 | N/A | N/A | 98-199 | High_G | 0.95 | 78.6 | N/A
External / Internal Wall Insulation | IWI_cavity_0.45_0.21 | N/A | N/A | 98-199 | Low_G | 0.95 | 89.7 | N/A
External / Internal Wall Insulation | IWI_cavity_2.0_0.6 | N/A | N/A | 98-199 | High_B | 0.95 | 222.3 | N/A
External / Internal Wall Insulation | IWI_cavity_2.0_0.6 | N/A | N/A | 98-199 | Low_B | 0.95 | 224.3 | N/A
External / Internal Wall Insulation | IWI_cavity_2.0_0.6 | N/A | N/A | 98-199 | High_C | 0.95 | 229.6 | N/A
External / Internal Wall Insulation | IWI_cavity_2.0_0.6 | N/A | N/A | 98-199 | Low_C | 0.95 | 237 | N/A
External / Internal Wall Insulation | IWI_cavity_2.0_0.6 | N/A | N/A | 98-199 | High_D | 0.95 | 250 | N/A
External / Internal Wall Insulation | IWI_cavity_2.0_0.6 | N/A | N/A | 98-199 | Low_D | 0.95 | 265.6 | N/A
External / Internal Wall Insulation | IWI_cavity_2.0_0.6 | N/A | N/A | 98-199 | High_E | 0.95 | 289.6 | N/A
External / Internal Wall Insulation | IWI_cavity_2.0_0.6 | N/A | N/A | 98-199 | Low_E | 0.95 | 316.8 | N/A
External / Internal Wall Insulation | IWI_cavity_2.0_0.6 | N/A | N/A | 98-199 | High_F | 0.95 | 355.6 | N/A
External / Internal Wall Insulation | IWI_cavity_2.0_0.6 | N/A | N/A | 98-199 | Low_F | 0.95 | 398.4 | N/A
External / Internal Wall Insulation | IWI_cavity_2.0_0.6 | N/A | N/A | 98-199 | High_G | 0.95 | 456.3 | N/A
External / Internal Wall Insulation | IWI_cavity_2.0_0.6 | N/A | N/A | 98-199 | Low_G | 0.95 | 518.9 | N/A
External / Internal Wall Insulation | IWI_cavity_2.0_0.35 | N/A | N/A | 98-199 | High_B | 0.95 | 267 | N/A
External / Internal Wall Insulation | IWI_cavity_2.0_0.35 | N/A | N/A | 98-199 | Low_B | 0.95 | 269.3 | N/A
External / Internal Wall Insulation | IWI_cavity_2.0_0.35 | N/A | N/A | 98-199 | High_C | 0.95 | 275.4 | N/A
External / Internal Wall Insulation | IWI_cavity_2.0_0.35 | N/A | N/A | 98-199 | Low_C | 0.95 | 284 | N/A
External / Internal Wall Insulation | IWI_cavity_2.0_0.35 | N/A | N/A | 98-199 | High_D | 0.95 | 299.2 | N/A
External / Internal Wall Insulation | IWI_cavity_2.0_0.35 | N/A | N/A | 98-199 | Low_D | 0.95 | 317.4 | N/A
External / Internal Wall Insulation | IWI_cavity_2.0_0.35 | N/A | N/A | 98-199 | High_E | 0.95 | 345.6 | N/A
External / Internal Wall Insulation | IWI_cavity_2.0_0.35 | N/A | N/A | 98-199 | Low_E | 0.95 | 377.5 | N/A
External / Internal Wall Insulation | IWI_cavity_2.0_0.35 | N/A | N/A | 98-199 | High_F | 0.95 | 423.1 | N/A
External / Internal Wall Insulation | IWI_cavity_2.0_0.35 | N/A | N/A | 98-199 | Low_F | 0.95 | 473.3 | N/A
External / Internal Wall Insulation | IWI_cavity_2.0_0.35 | N/A | N/A | 98-199 | High_G | 0.95 | 541.3 | N/A
External / Internal Wall Insulation | IWI_cavity_2.0_0.35 | N/A | N/A | 98-199 | Low_G | 0.95 | 614.9 | N/A
External / Internal Wall Insulation | IWI_cavity_2.0_0.25 | N/A | N/A | 98-199 | High_B | 0.95 | 285.4 | N/A
External / Internal Wall Insulation | IWI_cavity_2.0_0.25 | N/A | N/A | 98-199 | Low_B | 0.95 | 287.7 | N/A
External / Internal Wall Insulation | IWI_cavity_2.0_0.25 | N/A | N/A | 98-199 | High_C | 0.95 | 294.3 | N/A
External / Internal Wall Insulation | IWI_cavity_2.0_0.25 | N/A | N/A | 98-199 | Low_C | 0.95 | 303.3 | N/A
External / Internal Wall Insulation | IWI_cavity_2.0_0.25 | N/A | N/A | 98-199 | High_D | 0.95 | 319.3 | N/A
External / Internal Wall Insulation | IWI_cavity_2.0_0.25 | N/A | N/A | 98-199 | Low_D | 0.95 | 338.7 | N/A
External / Internal Wall Insulation | IWI_cavity_2.0_0.25 | N/A | N/A | 98-199 | High_E | 0.95 | 368.5 | N/A
External / Internal Wall Insulation | IWI_cavity_2.0_0.25 | N/A | N/A | 98-199 | Low_E | 0.95 | 402.4 | N/A
External / Internal Wall Insulation | IWI_cavity_2.0_0.25 | N/A | N/A | 98-199 | High_F | 0.95 | 450.6 | N/A
External / Internal Wall Insulation | IWI_cavity_2.0_0.25 | N/A | N/A | 98-199 | Low_F | 0.95 | 503.8 | N/A
External / Internal Wall Insulation | IWI_cavity_2.0_0.25 | N/A | N/A | 98-199 | High_G | 0.95 | 575.9 | N/A
External / Internal Wall Insulation | IWI_cavity_2.0_0.25 | N/A | N/A | 98-199 | Low_G | 0.95 | 653.9 | N/A
External / Internal Wall Insulation | IWI_cavity_2.0_0.3 | N/A | N/A | 98-199 | High_B | 0.95 | 276.2 | N/A
External / Internal Wall Insulation | IWI_cavity_2.0_0.3 | N/A | N/A | 98-199 | Low_B | 0.95 | 278.5 | N/A
External / Internal Wall Insulation | IWI_cavity_2.0_0.3 | N/A | N/A | 98-199 | High_C | 0.95 | 284.8 | N/A
External / Internal Wall Insulation | IWI_cavity_2.0_0.3 | N/A | N/A | 98-199 | Low_C | 0.95 | 293.6 | N/A
External / Internal Wall Insulation | IWI_cavity_2.0_0.3 | N/A | N/A | 98-199 | High_D | 0.95 | 309.2 | N/A
External / Internal Wall Insulation | IWI_cavity_2.0_0.3 | N/A | N/A | 98-199 | Low_D | 0.95 | 328 | N/A
External / Internal Wall Insulation | IWI_cavity_2.0_0.3 | N/A | N/A | 98-199 | High_E | 0.95 | 357 | N/A
External / Internal Wall Insulation | IWI_cavity_2.0_0.3 | N/A | N/A | 98-199 | Low_E | 0.95 | 389.9 | N/A
External / Internal Wall Insulation | IWI_cavity_2.0_0.3 | N/A | N/A | 98-199 | High_F | 0.95 | 436.8 | N/A
External / Internal Wall Insulation | IWI_cavity_2.0_0.3 | N/A | N/A | 98-199 | Low_F | 0.95 | 488.5 | N/A
External / Internal Wall Insulation | IWI_cavity_2.0_0.3 | N/A | N/A | 98-199 | High_G | 0.95 | 558.6 | N/A
External / Internal Wall Insulation | IWI_cavity_2.0_0.3 | N/A | N/A | 98-199 | Low_G | 0.95 | 634.3 | N/A
External / Internal Wall Insulation | HWI_solid_1.7_0.55 | N/A | N/A | 98-199 | High_B | 0.95 | 186.8 | N/A
External / Internal Wall Insulation | HWI_solid_1.7_0.55 | N/A | N/A | 98-199 | Low_B | 0.95 | 187.7 | N/A
External / Internal Wall Insulation | HWI_solid_1.7_0.55 | N/A | N/A | 98-199 | High_C | 0.95 | 191.3 | N/A
External / Internal Wall Insulation | HWI_solid_1.7_0.55 | N/A | N/A | 98-199 | Low_C | 0.95 | 196.7 | N/A
External / Internal Wall Insulation | HWI_solid_1.7_0.55 | N/A | N/A | 98-199 | High_D | 0.95 | 206.5 | N/A
External / Internal Wall Insulation | HWI_solid_1.7_0.55 | N/A | N/A | 98-199 | Low_D | 0.95 | 218.8 | N/A
External / Internal Wall Insulation | HWI_solid_1.7_0.55 | N/A | N/A | 98-199 | High_E | 0.95 | 237.8 | N/A
External / Internal Wall Insulation | HWI_solid_1.7_0.55 | N/A | N/A | 98-199 | Low_E | 0.95 | 259.7 | N/A
External / Internal Wall Insulation | HWI_solid_1.7_0.55 | N/A | N/A | 98-199 | High_F | 0.95 | 291.1 | N/A
External / Internal Wall Insulation | HWI_solid_1.7_0.55 | N/A | N/A | 98-199 | Low_F | 0.95 | 325.9 | N/A
External / Internal Wall Insulation | HWI_solid_1.7_0.55 | N/A | N/A | 98-199 | High_G | 0.95 | 373.3 | N/A
External / Internal Wall Insulation | HWI_solid_1.7_0.55 | N/A | N/A | 98-199 | Low_G | 0.95 | 424.8 | N/A
External / Internal Wall Insulation | HWI_solid_1.7_0.23 | N/A | N/A | 98-199 | High_B | 0.95 | 244.9 | N/A
External / Internal Wall Insulation | HWI_solid_1.7_0.23 | N/A | N/A | 98-199 | Low_B | 0.95 | 245.9 | N/A
External / Internal Wall Insulation | HWI_solid_1.7_0.23 | N/A | N/A | 98-199 | High_C | 0.95 | 250.3 | N/A
External / Internal Wall Insulation | HWI_solid_1.7_0.23 | N/A | N/A | 98-199 | Low_C | 0.95 | 257 | N/A
External / Internal Wall Insulation | HWI_solid_1.7_0.23 | N/A | N/A | 98-199 | High_D | 0.95 | 269.4 | N/A
External / Internal Wall Insulation | HWI_solid_1.7_0.23 | N/A | N/A | 98-199 | Low_D | 0.95 | 284.8 | N/A
External / Internal Wall Insulation | HWI_solid_1.7_0.23 | N/A | N/A | 98-199 | High_E | 0.95 | 308.9 | N/A
External / Internal Wall Insulation | HWI_solid_1.7_0.23 | N/A | N/A | 98-199 | Low_E | 0.95 | 336.7 | N/A
External / Internal Wall Insulation | HWI_solid_1.7_0.23 | N/A | N/A | 98-199 | High_F | 0.95 | 376.7 | N/A
External / Internal Wall Insulation | HWI_solid_1.7_0.23 | N/A | N/A | 98-199 | Low_F | 0.95 | 421.1 | N/A
External / Internal Wall Insulation | HWI_solid_1.7_0.23 | N/A | N/A | 98-199 | High_G | 0.95 | 481.5 | N/A
External / Internal Wall Insulation | HWI_solid_1.7_0.23 | N/A | N/A | 98-199 | Low_G | 0.95 | 547.1 | N/A
External / Internal Wall Insulation | HWI_solid_1.7_0.3 | N/A | N/A | 98-199 | High_B | 0.95 | 232 | N/A
External / Internal Wall Insulation | HWI_solid_1.7_0.3 | N/A | N/A | 98-199 | Low_B | 0.95 | 232.9 | N/A
External / Internal Wall Insulation | HWI_solid_1.7_0.3 | N/A | N/A | 98-199 | High_C | 0.95 | 237.1 | N/A
External / Internal Wall Insulation | HWI_solid_1.7_0.3 | N/A | N/A | 98-199 | Low_C | 0.95 | 243.5 | N/A
External / Internal Wall Insulation | HWI_solid_1.7_0.3 | N/A | N/A | 98-199 | High_D | 0.95 | 255.4 | N/A
External / Internal Wall Insulation | HWI_solid_1.7_0.3 | N/A | N/A | 98-199 | Low_D | 0.95 | 270.1 | N/A
External / Internal Wall Insulation | HWI_solid_1.7_0.3 | N/A | N/A | 98-199 | High_E | 0.95 | 293.1 | N/A
External / Internal Wall Insulation | HWI_solid_1.7_0.3 | N/A | N/A | 98-199 | Low_E | 0.95 | 319.6 | N/A
External / Internal Wall Insulation | HWI_solid_1.7_0.3 | N/A | N/A | 98-199 | High_F | 0.95 | 357.7 | N/A
External / Internal Wall Insulation | HWI_solid_1.7_0.3 | N/A | N/A | 98-199 | Low_F | 0.95 | 400 | N/A
External / Internal Wall Insulation | HWI_solid_1.7_0.3 | N/A | N/A | 98-199 | High_G | 0.95 | 457.5 | N/A
External / Internal Wall Insulation | HWI_solid_1.7_0.3 | N/A | N/A | 98-199 | Low_G | 0.95 | 520 | N/A
External / Internal Wall Insulation | HWI_solid_1.7_0.6 | N/A | N/A | 98-199 | High_B | 0.95 | 178 | N/A
External / Internal Wall Insulation | HWI_solid_1.7_0.6 | N/A | N/A | 98-199 | Low_B | 0.95 | 178.9 | N/A
External / Internal Wall Insulation | HWI_solid_1.7_0.6 | N/A | N/A | 98-199 | High_C | 0.95 | 182.3 | N/A
External / Internal Wall Insulation | HWI_solid_1.7_0.6 | N/A | N/A | 98-199 | Low_C | 0.95 | 187.5 | N/A
External / Internal Wall Insulation | HWI_solid_1.7_0.6 | N/A | N/A | 98-199 | High_D | 0.95 | 197 | N/A
External / Internal Wall Insulation | HWI_solid_1.7_0.6 | N/A | N/A | 98-199 | Low_D | 0.95 | 208.7 | N/A
External / Internal Wall Insulation | HWI_solid_1.7_0.6 | N/A | N/A | 98-199 | High_E | 0.95 | 226.9 | N/A
External / Internal Wall Insulation | HWI_solid_1.7_0.6 | N/A | N/A | 98-199 | Low_E | 0.95 | 247.9 | N/A
External / Internal Wall Insulation | HWI_solid_1.7_0.6 | N/A | N/A | 98-199 | High_F | 0.95 | 278 | N/A
External / Internal Wall Insulation | HWI_solid_1.7_0.6 | N/A | N/A | 98-199 | Low_F | 0.95 | 311.3 | N/A
External / Internal Wall Insulation | HWI_solid_1.7_0.6 | N/A | N/A | 98-199 | High_G | 0.95 | 356.7 | N/A
External / Internal Wall Insulation | HWI_solid_1.7_0.6 | N/A | N/A | 98-199 | Low_G | 0.95 | 405.9 | N/A
External / Internal Wall Insulation | HWI_solid_1.0_0.45 | N/A | N/A | 98-199 | High_B | 0.95 | 90.3 | N/A
External / Internal Wall Insulation | HWI_solid_1.0_0.45 | N/A | N/A | 98-199 | Low_B | 0.95 | 90.5 | N/A
External / Internal Wall Insulation | HWI_solid_1.0_0.45 | N/A | N/A | 98-199 | High_C | 0.95 | 92.1 | N/A
External / Internal Wall Insulation | HWI_solid_1.0_0.45 | N/A | N/A | 98-199 | Low_C | 0.95 | 94.5 | N/A
External / Internal Wall Insulation | HWI_solid_1.0_0.45 | N/A | N/A | 98-199 | High_D | 0.95 | 99 | N/A
External / Internal Wall Insulation | HWI_solid_1.0_0.45 | N/A | N/A | 98-199 | Low_D | 0.95 | 104.8 | N/A
External / Internal Wall Insulation | HWI_solid_1.0_0.45 | N/A | N/A | 98-199 | High_E | 0.95 | 113.8 | N/A
External / Internal Wall Insulation | HWI_solid_1.0_0.45 | N/A | N/A | 98-199 | Low_E | 0.95 | 124.2 | N/A
External / Internal Wall Insulation | HWI_solid_1.0_0.45 | N/A | N/A | 98-199 | High_F | 0.95 | 139.1 | N/A
External / Internal Wall Insulation | HWI_solid_1.0_0.45 | N/A | N/A | 98-199 | Low_F | 0.95 | 155.8 | N/A
External / Internal Wall Insulation | HWI_solid_1.0_0.45 | N/A | N/A | 98-199 | High_G | 0.95 | 178.5 | N/A
External / Internal Wall Insulation | HWI_solid_1.0_0.45 | N/A | N/A | 98-199 | Low_G | 0.95 | 203.3 | N/A
External / Internal Wall Insulation | HWI_solid_1.0_0.3 | N/A | N/A | 98-199 | High_B | 0.95 | 116.2 | N/A
External / Internal Wall Insulation | HWI_solid_1.0_0.3 | N/A | N/A | 98-199 | Low_B | 0.95 | 116.5 | N/A
External / Internal Wall Insulation | HWI_solid_1.0_0.3 | N/A | N/A | 98-199 | High_C | 0.95 | 118.4 | N/A
External / Internal Wall Insulation | HWI_solid_1.0_0.3 | N/A | N/A | 98-199 | Low_C | 0.95 | 121.4 | N/A
External / Internal Wall Insulation | HWI_solid_1.0_0.3 | N/A | N/A | 98-199 | High_D | 0.95 | 127.2 | N/A
External / Internal Wall Insulation | HWI_solid_1.0_0.3 | N/A | N/A | 98-199 | Low_D | 0.95 | 134.4 | N/A
External / Internal Wall Insulation | HWI_solid_1.0_0.3 | N/A | N/A | 98-199 | High_E | 0.95 | 145.8 | N/A
External / Internal Wall Insulation | HWI_solid_1.0_0.3 | N/A | N/A | 98-199 | Low_E | 0.95 | 159 | N/A
External / Internal Wall Insulation | HWI_solid_1.0_0.3 | N/A | N/A | 98-199 | High_F | 0.95 | 178.1 | N/A
External / Internal Wall Insulation | HWI_solid_1.0_0.3 | N/A | N/A | 98-199 | Low_F | 0.95 | 199.2 | N/A
External / Internal Wall Insulation | HWI_solid_1.0_0.3 | N/A | N/A | 98-199 | High_G | 0.95 | 228.1 | N/A
External / Internal Wall Insulation | HWI_solid_1.0_0.3 | N/A | N/A | 98-199 | Low_G | 0.95 | 259.6 | N/A
External / Internal Wall Insulation | HWI_solid_1.0_0.6 | N/A | N/A | 98-199 | High_B | 0.95 | 64.9 | N/A
External / Internal Wall Insulation | HWI_solid_1.0_0.6 | N/A | N/A | 98-199 | Low_B | 0.95 | 65.1 | N/A
External / Internal Wall Insulation | HWI_solid_1.0_0.6 | N/A | N/A | 98-199 | High_C | 0.95 | 66.3 | N/A
External / Internal Wall Insulation | HWI_solid_1.0_0.6 | N/A | N/A | 98-199 | Low_C | 0.95 | 68.1 | N/A
External / Internal Wall Insulation | HWI_solid_1.0_0.6 | N/A | N/A | 98-199 | High_D | 0.95 | 71.4 | N/A
External / Internal Wall Insulation | HWI_solid_1.0_0.6 | N/A | N/A | 98-199 | Low_D | 0.95 | 75.6 | N/A
External / Internal Wall Insulation | HWI_solid_1.0_0.6 | N/A | N/A | 98-199 | High_E | 0.95 | 82.2 | N/A
External / Internal Wall Insulation | HWI_solid_1.0_0.6 | N/A | N/A | 98-199 | Low_E | 0.95 | 89.8 | N/A
External / Internal Wall Insulation | HWI_solid_1.0_0.6 | N/A | N/A | 98-199 | High_F | 0.95 | 100.7 | N/A
External / Internal Wall Insulation | HWI_solid_1.0_0.6 | N/A | N/A | 98-199 | Low_F | 0.95 | 112.8 | N/A
External / Internal Wall Insulation | HWI_solid_1.0_0.6 | N/A | N/A | 98-199 | High_G | 0.95 | 129.4 | N/A
External / Internal Wall Insulation | HWI_solid_1.0_0.6 | N/A | N/A | 98-199 | Low_G | 0.95 | 147.4 | N/A
External / Internal Wall Insulation | HWI_solid_0.6_0.24 | N/A | N/A | 98-199 | High_B | 0.95 | 60.3 | N/A
External / Internal Wall Insulation | HWI_solid_0.6_0.24 | N/A | N/A | 98-199 | Low_B | 0.95 | 60.3 | N/A
External / Internal Wall Insulation | HWI_solid_0.6_0.24 | N/A | N/A | 98-199 | High_C | 0.95 | 61.1 | N/A
External / Internal Wall Insulation | HWI_solid_0.6_0.24 | N/A | N/A | 98-199 | Low_C | 0.95 | 62.6 | N/A
External / Internal Wall Insulation | HWI_solid_0.6_0.24 | N/A | N/A | 98-199 | High_D | 0.95 | 65.4 | N/A
External / Internal Wall Insulation | HWI_solid_0.6_0.24 | N/A | N/A | 98-199 | Low_D | 0.95 | 69.1 | N/A
External / Internal Wall Insulation | HWI_solid_0.6_0.24 | N/A | N/A | 98-199 | High_E | 0.95 | 74.9 | N/A
External / Internal Wall Insulation | HWI_solid_0.6_0.24 | N/A | N/A | 98-199 | Low_E | 0.95 | 81.7 | N/A
External / Internal Wall Insulation | HWI_solid_0.6_0.24 | N/A | N/A | 98-199 | High_F | 0.95 | 91.6 | N/A
External / Internal Wall Insulation | HWI_solid_0.6_0.24 | N/A | N/A | 98-199 | Low_F | 0.95 | 102.6 | N/A
External / Internal Wall Insulation | HWI_solid_0.6_0.24 | N/A | N/A | 98-199 | High_G | 0.95 | 117.7 | N/A
External / Internal Wall Insulation | HWI_solid_0.6_0.24 | N/A | N/A | 98-199 | Low_G | 0.95 | 134.1 | N/A
External / Internal Wall Insulation | HWI_solid_0.6_0.3 | N/A | N/A | 98-199 | High_B | 0.95 | 51.4 | N/A
External / Internal Wall Insulation | HWI_solid_0.6_0.3 | N/A | N/A | 98-199 | Low_B | 0.95 | 51.1 | N/A
External / Internal Wall Insulation | HWI_solid_0.6_0.3 | N/A | N/A | 98-199 | High_C | 0.95 | 51.5 | N/A
External / Internal Wall Insulation | HWI_solid_0.6_0.3 | N/A | N/A | 98-199 | Low_C | 0.95 | 52.5 | N/A
External / Internal Wall Insulation | HWI_solid_0.6_0.3 | N/A | N/A | 98-199 | High_D | 0.95 | 54.7 | N/A
External / Internal Wall Insulation | HWI_solid_0.6_0.3 | N/A | N/A | 98-199 | Low_D | 0.95 | 57.5 | N/A
External / Internal Wall Insulation | HWI_solid_0.6_0.3 | N/A | N/A | 98-199 | High_E | 0.95 | 62.2 | N/A
External / Internal Wall Insulation | HWI_solid_0.6_0.3 | N/A | N/A | 98-199 | Low_E | 0.95 | 67.8 | N/A
External / Internal Wall Insulation | HWI_solid_0.6_0.3 | N/A | N/A | 98-199 | High_F | 0.95 | 76 | N/A
External / Internal Wall Insulation | HWI_solid_0.6_0.3 | N/A | N/A | 98-199 | Low_F | 0.95 | 85.2 | N/A
External / Internal Wall Insulation | HWI_solid_0.6_0.3 | N/A | N/A | 98-199 | High_G | 0.95 | 97.9 | N/A
External / Internal Wall Insulation | HWI_solid_0.6_0.3 | N/A | N/A | 98-199 | Low_G | 0.95 | 111.8 | N/A
External / Internal Wall Insulation | HWI_solid_0.45_0.21 | N/A | N/A | 98-199 | High_B | 0.95 | 40.8 | N/A
External / Internal Wall Insulation | HWI_solid_0.45_0.21 | N/A | N/A | 98-199 | Low_B | 0.95 | 40.7 | N/A
External / Internal Wall Insulation | HWI_solid_0.45_0.21 | N/A | N/A | 98-199 | High_C | 0.95 | 41.1 | N/A
External / Internal Wall Insulation | HWI_solid_0.45_0.21 | N/A | N/A | 98-199 | Low_C | 0.95 | 42 | N/A
External / Internal Wall Insulation | HWI_solid_0.45_0.21 | N/A | N/A | 98-199 | High_D | 0.95 | 43.8 | N/A
External / Internal Wall Insulation | HWI_solid_0.45_0.21 | N/A | N/A | 98-199 | Low_D | 0.95 | 46.2 | N/A
External / Internal Wall Insulation | HWI_solid_0.45_0.21 | N/A | N/A | 98-199 | High_E | 0.95 | 50 | N/A
External / Internal Wall Insulation | HWI_solid_0.45_0.21 | N/A | N/A | 98-199 | Low_E | 0.95 | 54.5 | N/A
External / Internal Wall Insulation | HWI_solid_0.45_0.21 | N/A | N/A | 98-199 | High_F | 0.95 | 61.1 | N/A
External / Internal Wall Insulation | HWI_solid_0.45_0.21 | N/A | N/A | 98-199 | Low_F | 0.95 | 68.5 | N/A
External / Internal Wall Insulation | HWI_solid_0.45_0.21 | N/A | N/A | 98-199 | High_G | 0.95 | 78.6 | N/A
External / Internal Wall Insulation | HWI_solid_0.45_0.21 | N/A | N/A | 98-199 | Low_G | 0.95 | 89.7 | N/A
External / Internal Wall Insulation | HWI_solid_2.0_0.6 | N/A | N/A | 98-199 | High_B | 0.95 | 222.3 | N/A
External / Internal Wall Insulation | HWI_solid_2.0_0.6 | N/A | N/A | 98-199 | Low_B | 0.95 | 224.3 | N/A
External / Internal Wall Insulation | HWI_solid_2.0_0.6 | N/A | N/A | 98-199 | High_C | 0.95 | 229.6 | N/A
External / Internal Wall Insulation | HWI_solid_2.0_0.6 | N/A | N/A | 98-199 | Low_C | 0.95 | 237 | N/A
External / Internal Wall Insulation | HWI_solid_2.0_0.6 | N/A | N/A | 98-199 | High_D | 0.95 | 250 | N/A
External / Internal Wall Insulation | HWI_solid_2.0_0.6 | N/A | N/A | 98-199 | Low_D | 0.95 | 265.6 | N/A
External / Internal Wall Insulation | HWI_solid_2.0_0.6 | N/A | N/A | 98-199 | High_E | 0.95 | 289.6 | N/A
External / Internal Wall Insulation | HWI_solid_2.0_0.6 | N/A | N/A | 98-199 | Low_E | 0.95 | 316.8 | N/A
External / Internal Wall Insulation | HWI_solid_2.0_0.6 | N/A | N/A | 98-199 | High_F | 0.95 | 355.6 | N/A
External / Internal Wall Insulation | HWI_solid_2.0_0.6 | N/A | N/A | 98-199 | Low_F | 0.95 | 398.4 | N/A
External / Internal Wall Insulation | HWI_solid_2.0_0.6 | N/A | N/A | 98-199 | High_G | 0.95 | 456.3 | N/A
External / Internal Wall Insulation | HWI_solid_2.0_0.6 | N/A | N/A | 98-199 | Low_G | 0.95 | 518.9 | N/A
External / Internal Wall Insulation | HWI_solid_2.0_0.35 | N/A | N/A | 98-199 | High_B | 0.95 | 267 | N/A
External / Internal Wall Insulation | HWI_solid_2.0_0.35 | N/A | N/A | 98-199 | Low_B | 0.95 | 269.3 | N/A
External / Internal Wall Insulation | HWI_solid_2.0_0.35 | N/A | N/A | 98-199 | High_C | 0.95 | 275.4 | N/A
External / Internal Wall Insulation | HWI_solid_2.0_0.35 | N/A | N/A | 98-199 | Low_C | 0.95 | 284 | N/A
External / Internal Wall Insulation | HWI_solid_2.0_0.35 | N/A | N/A | 98-199 | High_D | 0.95 | 299.2 | N/A
External / Internal Wall Insulation | HWI_solid_2.0_0.35 | N/A | N/A | 98-199 | Low_D | 0.95 | 317.4 | N/A
External / Internal Wall Insulation | HWI_solid_2.0_0.35 | N/A | N/A | 98-199 | High_E | 0.95 | 345.6 | N/A
External / Internal Wall Insulation | HWI_solid_2.0_0.35 | N/A | N/A | 98-199 | Low_E | 0.95 | 377.5 | N/A
External / Internal Wall Insulation | HWI_solid_2.0_0.35 | N/A | N/A | 98-199 | High_F | 0.95 | 423.1 | N/A
External / Internal Wall Insulation | HWI_solid_2.0_0.35 | N/A | N/A | 98-199 | Low_F | 0.95 | 473.3 | N/A
External / Internal Wall Insulation | HWI_solid_2.0_0.35 | N/A | N/A | 98-199 | High_G | 0.95 | 541.3 | N/A
External / Internal Wall Insulation | HWI_solid_2.0_0.35 | N/A | N/A | 98-199 | Low_G | 0.95 | 614.9 | N/A
External / Internal Wall Insulation | HWI_solid_2.0_0.25 | N/A | N/A | 98-199 | High_B | 0.95 | 285.4 | N/A
External / Internal Wall Insulation | HWI_solid_2.0_0.25 | N/A | N/A | 98-199 | Low_B | 0.95 | 287.7 | N/A
External / Internal Wall Insulation | HWI_solid_2.0_0.25 | N/A | N/A | 98-199 | High_C | 0.95 | 294.3 | N/A
External / Internal Wall Insulation | HWI_solid_2.0_0.25 | N/A | N/A | 98-199 | Low_C | 0.95 | 303.3 | N/A
External / Internal Wall Insulation | HWI_solid_2.0_0.25 | N/A | N/A | 98-199 | High_D | 0.95 | 319.3 | N/A
External / Internal Wall Insulation | HWI_solid_2.0_0.25 | N/A | N/A | 98-199 | Low_D | 0.95 | 338.7 | N/A
External / Internal Wall Insulation | HWI_solid_2.0_0.25 | N/A | N/A | 98-199 | High_E | 0.95 | 368.5 | N/A
External / Internal Wall Insulation | HWI_solid_2.0_0.25 | N/A | N/A | 98-199 | Low_E | 0.95 | 402.4 | N/A
External / Internal Wall Insulation | HWI_solid_2.0_0.25 | N/A | N/A | 98-199 | High_F | 0.95 | 450.6 | N/A
External / Internal Wall Insulation | HWI_solid_2.0_0.25 | N/A | N/A | 98-199 | Low_F | 0.95 | 503.8 | N/A
External / Internal Wall Insulation | HWI_solid_2.0_0.25 | N/A | N/A | 98-199 | High_G | 0.95 | 575.9 | N/A
External / Internal Wall Insulation | HWI_solid_2.0_0.25 | N/A | N/A | 98-199 | Low_G | 0.95 | 653.9 | N/A
External / Internal Wall Insulation | HWI_solid_2.0_0.3 | N/A | N/A | 98-199 | High_B | 0.95 | 276.2 | N/A
External / Internal Wall Insulation | HWI_solid_2.0_0.3 | N/A | N/A | 98-199 | Low_B | 0.95 | 278.5 | N/A
External / Internal Wall Insulation | HWI_solid_2.0_0.3 | N/A | N/A | 98-199 | High_C | 0.95 | 284.8 | N/A
External / Internal Wall Insulation | HWI_solid_2.0_0.3 | N/A | N/A | 98-199 | Low_C | 0.95 | 293.6 | N/A
External / Internal Wall Insulation | HWI_solid_2.0_0.3 | N/A | N/A | 98-199 | High_D | 0.95 | 309.2 | N/A
External / Internal Wall Insulation | HWI_solid_2.0_0.3 | N/A | N/A | 98-199 | Low_D | 0.95 | 328 | N/A
External / Internal Wall Insulation | HWI_solid_2.0_0.3 | N/A | N/A | 98-199 | High_E | 0.95 | 357 | N/A
External / Internal Wall Insulation | HWI_solid_2.0_0.3 | N/A | N/A | 98-199 | Low_E | 0.95 | 389.9 | N/A
External / Internal Wall Insulation | HWI_solid_2.0_0.3 | N/A | N/A | 98-199 | High_F | 0.95 | 436.8 | N/A
External / Internal Wall Insulation | HWI_solid_2.0_0.3 | N/A | N/A | 98-199 | Low_F | 0.95 | 488.5 | N/A
External / Internal Wall Insulation | HWI_solid_2.0_0.3 | N/A | N/A | 98-199 | High_G | 0.95 | 558.6 | N/A
External / Internal Wall Insulation | HWI_solid_2.0_0.3 | N/A | N/A | 98-199 | Low_G | 0.95 | 634.3 | N/A
External / Internal Wall Insulation | HWI_cavity_1.7_0.55 | N/A | N/A | 98-199 | High_B | 0.95 | 186.8 | N/A
External / Internal Wall Insulation | HWI_cavity_1.7_0.55 | N/A | N/A | 98-199 | Low_B | 0.95 | 187.7 | N/A
External / Internal Wall Insulation | HWI_cavity_1.7_0.55 | N/A | N/A | 98-199 | High_C | 0.95 | 191.3 | N/A
External / Internal Wall Insulation | HWI_cavity_1.7_0.55 | N/A | N/A | 98-199 | Low_C | 0.95 | 196.7 | N/A
External / Internal Wall Insulation | HWI_cavity_1.7_0.55 | N/A | N/A | 98-199 | High_D | 0.95 | 206.5 | N/A
External / Internal Wall Insulation | HWI_cavity_1.7_0.55 | N/A | N/A | 98-199 | Low_D | 0.95 | 218.8 | N/A
External / Internal Wall Insulation | HWI_cavity_1.7_0.55 | N/A | N/A | 98-199 | High_E | 0.95 | 237.8 | N/A
External / Internal Wall Insulation | HWI_cavity_1.7_0.55 | N/A | N/A | 98-199 | Low_E | 0.95 | 259.7 | N/A
External / Internal Wall Insulation | HWI_cavity_1.7_0.55 | N/A | N/A | 98-199 | High_F | 0.95 | 291.1 | N/A
External / Internal Wall Insulation | HWI_cavity_1.7_0.55 | N/A | N/A | 98-199 | Low_F | 0.95 | 325.9 | N/A
External / Internal Wall Insulation | HWI_cavity_1.7_0.55 | N/A | N/A | 98-199 | High_G | 0.95 | 373.3 | N/A
External / Internal Wall Insulation | HWI_cavity_1.7_0.55 | N/A | N/A | 98-199 | Low_G | 0.95 | 424.8 | N/A
External / Internal Wall Insulation | HWI_cavity_1.7_0.23 | N/A | N/A | 98-199 | High_B | 0.95 | 244.9 | N/A
External / Internal Wall Insulation | HWI_cavity_1.7_0.23 | N/A | N/A | 98-199 | Low_B | 0.95 | 245.9 | N/A
External / Internal Wall Insulation | HWI_cavity_1.7_0.23 | N/A | N/A | 98-199 | High_C | 0.95 | 250.3 | N/A
External / Internal Wall Insulation | HWI_cavity_1.7_0.23 | N/A | N/A | 98-199 | Low_C | 0.95 | 257 | N/A
External / Internal Wall Insulation | HWI_cavity_1.7_0.23 | N/A | N/A | 98-199 | High_D | 0.95 | 269.4 | N/A
External / Internal Wall Insulation | HWI_cavity_1.7_0.23 | N/A | N/A | 98-199 | Low_D | 0.95 | 284.8 | N/A
External / Internal Wall Insulation | HWI_cavity_1.7_0.23 | N/A | N/A | 98-199 | High_E | 0.95 | 308.9 | N/A
External / Internal Wall Insulation | HWI_cavity_1.7_0.23 | N/A | N/A | 98-199 | Low_E | 0.95 | 336.7 | N/A
External / Internal Wall Insulation | HWI_cavity_1.7_0.23 | N/A | N/A | 98-199 | High_F | 0.95 | 376.7 | N/A
External / Internal Wall Insulation | HWI_cavity_1.7_0.23 | N/A | N/A | 98-199 | Low_F | 0.95 | 421.1 | N/A
External / Internal Wall Insulation | HWI_cavity_1.7_0.23 | N/A | N/A | 98-199 | High_G | 0.95 | 481.5 | N/A
External / Internal Wall Insulation | HWI_cavity_1.7_0.23 | N/A | N/A | 98-199 | Low_G | 0.95 | 547.1 | N/A
External / Internal Wall Insulation | HWI_cavity_1.7_0.3 | N/A | N/A | 98-199 | High_B | 0.95 | 232 | N/A
External / Internal Wall Insulation | HWI_cavity_1.7_0.3 | N/A | N/A | 98-199 | Low_B | 0.95 | 232.9 | N/A
External / Internal Wall Insulation | HWI_cavity_1.7_0.3 | N/A | N/A | 98-199 | High_C | 0.95 | 237.1 | N/A
External / Internal Wall Insulation | HWI_cavity_1.7_0.3 | N/A | N/A | 98-199 | Low_C | 0.95 | 243.5 | N/A
External / Internal Wall Insulation | HWI_cavity_1.7_0.3 | N/A | N/A | 98-199 | High_D | 0.95 | 255.4 | N/A
External / Internal Wall Insulation | HWI_cavity_1.7_0.3 | N/A | N/A | 98-199 | Low_D | 0.95 | 270.1 | N/A
External / Internal Wall Insulation | HWI_cavity_1.7_0.3 | N/A | N/A | 98-199 | High_E | 0.95 | 293.1 | N/A
External / Internal Wall Insulation | HWI_cavity_1.7_0.3 | N/A | N/A | 98-199 | Low_E | 0.95 | 319.6 | N/A
External / Internal Wall Insulation | HWI_cavity_1.7_0.3 | N/A | N/A | 98-199 | High_F | 0.95 | 357.7 | N/A
External / Internal Wall Insulation | HWI_cavity_1.7_0.3 | N/A | N/A | 98-199 | Low_F | 0.95 | 400 | N/A
External / Internal Wall Insulation | HWI_cavity_1.7_0.3 | N/A | N/A | 98-199 | High_G | 0.95 | 457.5 | N/A
External / Internal Wall Insulation | HWI_cavity_1.7_0.3 | N/A | N/A | 98-199 | Low_G | 0.95 | 520 | N/A
External / Internal Wall Insulation | HWI_cavity_1.7_0.6 | N/A | N/A | 98-199 | High_B | 0.95 | 178 | N/A
External / Internal Wall Insulation | HWI_cavity_1.7_0.6 | N/A | N/A | 98-199 | Low_B | 0.95 | 178.9 | N/A
External / Internal Wall Insulation | HWI_cavity_1.7_0.6 | N/A | N/A | 98-199 | High_C | 0.95 | 182.3 | N/A
External / Internal Wall Insulation | HWI_cavity_1.7_0.6 | N/A | N/A | 98-199 | Low_C | 0.95 | 187.5 | N/A
External / Internal Wall Insulation | HWI_cavity_1.7_0.6 | N/A | N/A | 98-199 | High_D | 0.95 | 197 | N/A
External / Internal Wall Insulation | HWI_cavity_1.7_0.6 | N/A | N/A | 98-199 | Low_D | 0.95 | 208.7 | N/A
External / Internal Wall Insulation | HWI_cavity_1.7_0.6 | N/A | N/A | 98-199 | High_E | 0.95 | 226.9 | N/A
External / Internal Wall Insulation | HWI_cavity_1.7_0.6 | N/A | N/A | 98-199 | Low_E | 0.95 | 247.9 | N/A
External / Internal Wall Insulation | HWI_cavity_1.7_0.6 | N/A | N/A | 98-199 | High_F | 0.95 | 278 | N/A
External / Internal Wall Insulation | HWI_cavity_1.7_0.6 | N/A | N/A | 98-199 | Low_F | 0.95 | 311.3 | N/A
External / Internal Wall Insulation | HWI_cavity_1.7_0.6 | N/A | N/A | 98-199 | High_G | 0.95 | 356.7 | N/A
External / Internal Wall Insulation | HWI_cavity_1.7_0.6 | N/A | N/A | 98-199 | Low_G | 0.95 | 405.9 | N/A
External / Internal Wall Insulation | HWI_cavity_1.0_0.45 | N/A | N/A | 98-199 | High_B | 0.95 | 90.3 | N/A
External / Internal Wall Insulation | HWI_cavity_1.0_0.45 | N/A | N/A | 98-199 | Low_B | 0.95 | 90.5 | N/A
External / Internal Wall Insulation | HWI_cavity_1.0_0.45 | N/A | N/A | 98-199 | High_C | 0.95 | 92.1 | N/A
External / Internal Wall Insulation | HWI_cavity_1.0_0.45 | N/A | N/A | 98-199 | Low_C | 0.95 | 94.5 | N/A
External / Internal Wall Insulation | HWI_cavity_1.0_0.45 | N/A | N/A | 98-199 | High_D | 0.95 | 99 | N/A
External / Internal Wall Insulation | HWI_cavity_1.0_0.45 | N/A | N/A | 98-199 | Low_D | 0.95 | 104.8 | N/A
External / Internal Wall Insulation | HWI_cavity_1.0_0.45 | N/A | N/A | 98-199 | High_E | 0.95 | 113.8 | N/A
External / Internal Wall Insulation | HWI_cavity_1.0_0.45 | N/A | N/A | 98-199 | Low_E | 0.95 | 124.2 | N/A
External / Internal Wall Insulation | HWI_cavity_1.0_0.45 | N/A | N/A | 98-199 | High_F | 0.95 | 139.1 | N/A
External / Internal Wall Insulation | HWI_cavity_1.0_0.45 | N/A | N/A | 98-199 | Low_F | 0.95 | 155.8 | N/A
External / Internal Wall Insulation | HWI_cavity_1.0_0.45 | N/A | N/A | 98-199 | High_G | 0.95 | 178.5 | N/A
External / Internal Wall Insulation | HWI_cavity_1.0_0.45 | N/A | N/A | 98-199 | Low_G | 0.95 | 203.3 | N/A
External / Internal Wall Insulation | HWI_cavity_1.0_0.3 | N/A | N/A | 98-199 | High_B | 0.95 | 116.2 | N/A
External / Internal Wall Insulation | HWI_cavity_1.0_0.3 | N/A | N/A | 98-199 | Low_B | 0.95 | 116.5 | N/A
External / Internal Wall Insulation | HWI_cavity_1.0_0.3 | N/A | N/A | 98-199 | High_C | 0.95 | 118.4 | N/A
External / Internal Wall Insulation | HWI_cavity_1.0_0.3 | N/A | N/A | 98-199 | Low_C | 0.95 | 121.4 | N/A
External / Internal Wall Insulation | HWI_cavity_1.0_0.3 | N/A | N/A | 98-199 | High_D | 0.95 | 127.2 | N/A
External / Internal Wall Insulation | HWI_cavity_1.0_0.3 | N/A | N/A | 98-199 | Low_D | 0.95 | 134.4 | N/A
External / Internal Wall Insulation | HWI_cavity_1.0_0.3 | N/A | N/A | 98-199 | High_E | 0.95 | 145.8 | N/A
External / Internal Wall Insulation | HWI_cavity_1.0_0.3 | N/A | N/A | 98-199 | Low_E | 0.95 | 159 | N/A
External / Internal Wall Insulation | HWI_cavity_1.0_0.3 | N/A | N/A | 98-199 | High_F | 0.95 | 178.1 | N/A
External / Internal Wall Insulation | HWI_cavity_1.0_0.3 | N/A | N/A | 98-199 | Low_F | 0.95 | 199.2 | N/A
External / Internal Wall Insulation | HWI_cavity_1.0_0.3 | N/A | N/A | 98-199 | High_G | 0.95 | 228.1 | N/A
External / Internal Wall Insulation | HWI_cavity_1.0_0.3 | N/A | N/A | 98-199 | Low_G | 0.95 | 259.6 | N/A
External / Internal Wall Insulation | HWI_cavity_1.0_0.6 | N/A | N/A | 98-199 | High_B | 0.95 | 64.9 | N/A
External / Internal Wall Insulation | HWI_cavity_1.0_0.6 | N/A | N/A | 98-199 | Low_B | 0.95 | 65.1 | N/A
External / Internal Wall Insulation | HWI_cavity_1.0_0.6 | N/A | N/A | 98-199 | High_C | 0.95 | 66.3 | N/A
External / Internal Wall Insulation | HWI_cavity_1.0_0.6 | N/A | N/A | 98-199 | Low_C | 0.95 | 68.1 | N/A
External / Internal Wall Insulation | HWI_cavity_1.0_0.6 | N/A | N/A | 98-199 | High_D | 0.95 | 71.4 | N/A
External / Internal Wall Insulation | HWI_cavity_1.0_0.6 | N/A | N/A | 98-199 | Low_D | 0.95 | 75.6 | N/A
External / Internal Wall Insulation | HWI_cavity_1.0_0.6 | N/A | N/A | 98-199 | High_E | 0.95 | 82.2 | N/A
External / Internal Wall Insulation | HWI_cavity_1.0_0.6 | N/A | N/A | 98-199 | Low_E | 0.95 | 89.8 | N/A
External / Internal Wall Insulation | HWI_cavity_1.0_0.6 | N/A | N/A | 98-199 | High_F | 0.95 | 100.7 | N/A
External / Internal Wall Insulation | HWI_cavity_1.0_0.6 | N/A | N/A | 98-199 | Low_F | 0.95 | 112.8 | N/A
External / Internal Wall Insulation | HWI_cavity_1.0_0.6 | N/A | N/A | 98-199 | High_G | 0.95 | 129.4 | N/A
External / Internal Wall Insulation | HWI_cavity_1.0_0.6 | N/A | N/A | 98-199 | Low_G | 0.95 | 147.4 | N/A
External / Internal Wall Insulation | HWI_cavity_0.6_0.24 | N/A | N/A | 98-199 | High_B | 0.95 | 60.3 | N/A
External / Internal Wall Insulation | HWI_cavity_0.6_0.24 | N/A | N/A | 98-199 | Low_B | 0.95 | 60.3 | N/A
External / Internal Wall Insulation | HWI_cavity_0.6_0.24 | N/A | N/A | 98-199 | High_C | 0.95 | 61.1 | N/A
External / Internal Wall Insulation | HWI_cavity_0.6_0.24 | N/A | N/A | 98-199 | Low_C | 0.95 | 62.6 | N/A
External / Internal Wall Insulation | HWI_cavity_0.6_0.24 | N/A | N/A | 98-199 | High_D | 0.95 | 65.4 | N/A
External / Internal Wall Insulation | HWI_cavity_0.6_0.24 | N/A | N/A | 98-199 | Low_D | 0.95 | 69.1 | N/A
External / Internal Wall Insulation | HWI_cavity_0.6_0.24 | N/A | N/A | 98-199 | High_E | 0.95 | 74.9 | N/A
External / Internal Wall Insulation | HWI_cavity_0.6_0.24 | N/A | N/A | 98-199 | Low_E | 0.95 | 81.7 | N/A
External / Internal Wall Insulation | HWI_cavity_0.6_0.24 | N/A | N/A | 98-199 | High_F | 0.95 | 91.6 | N/A
External / Internal Wall Insulation | HWI_cavity_0.6_0.24 | N/A | N/A | 98-199 | Low_F | 0.95 | 102.6 | N/A
External / Internal Wall Insulation | HWI_cavity_0.6_0.24 | N/A | N/A | 98-199 | High_G | 0.95 | 117.7 | N/A
External / Internal Wall Insulation | HWI_cavity_0.6_0.24 | N/A | N/A | 98-199 | Low_G | 0.95 | 134.1 | N/A
External / Internal Wall Insulation | HWI_cavity_0.6_0.3 | N/A | N/A | 98-199 | High_B | 0.95 | 51.4 | N/A
External / Internal Wall Insulation | HWI_cavity_0.6_0.3 | N/A | N/A | 98-199 | Low_B | 0.95 | 51.1 | N/A
External / Internal Wall Insulation | HWI_cavity_0.6_0.3 | N/A | N/A | 98-199 | High_C | 0.95 | 51.5 | N/A
External / Internal Wall Insulation | HWI_cavity_0.6_0.3 | N/A | N/A | 98-199 | Low_C | 0.95 | 52.5 | N/A
External / Internal Wall Insulation | HWI_cavity_0.6_0.3 | N/A | N/A | 98-199 | High_D | 0.95 | 54.7 | N/A
External / Internal Wall Insulation | HWI_cavity_0.6_0.3 | N/A | N/A | 98-199 | Low_D | 0.95 | 57.5 | N/A
External / Internal Wall Insulation | HWI_cavity_0.6_0.3 | N/A | N/A | 98-199 | High_E | 0.95 | 62.2 | N/A
External / Internal Wall Insulation | HWI_cavity_0.6_0.3 | N/A | N/A | 98-199 | Low_E | 0.95 | 67.8 | N/A
External / Internal Wall Insulation | HWI_cavity_0.6_0.3 | N/A | N/A | 98-199 | High_F | 0.95 | 76 | N/A
External / Internal Wall Insulation | HWI_cavity_0.6_0.3 | N/A | N/A | 98-199 | Low_F | 0.95 | 85.2 | N/A
External / Internal Wall Insulation | HWI_cavity_0.6_0.3 | N/A | N/A | 98-199 | High_G | 0.95 | 97.9 | N/A
External / Internal Wall Insulation | HWI_cavity_0.6_0.3 | N/A | N/A | 98-199 | Low_G | 0.95 | 111.8 | N/A
External / Internal Wall Insulation | HWI_cavity_0.45_0.21 | N/A | N/A | 98-199 | High_B | 0.95 | 40.8 | N/A
External / Internal Wall Insulation | HWI_cavity_0.45_0.21 | N/A | N/A | 98-199 | Low_B | 0.95 | 40.7 | N/A
External / Internal Wall Insulation | HWI_cavity_0.45_0.21 | N/A | N/A | 98-199 | High_C | 0.95 | 41.1 | N/A
External / Internal Wall Insulation | HWI_cavity_0.45_0.21 | N/A | N/A | 98-199 | Low_C | 0.95 | 42 | N/A
External / Internal Wall Insulation | HWI_cavity_0.45_0.21 | N/A | N/A | 98-199 | High_D | 0.95 | 43.8 | N/A
External / Internal Wall Insulation | HWI_cavity_0.45_0.21 | N/A | N/A | 98-199 | Low_D | 0.95 | 46.2 | N/A
External / Internal Wall Insulation | HWI_cavity_0.45_0.21 | N/A | N/A | 98-199 | High_E | 0.95 | 50 | N/A
External / Internal Wall Insulation | HWI_cavity_0.45_0.21 | N/A | N/A | 98-199 | Low_E | 0.95 | 54.5 | N/A
External / Internal Wall Insulation | HWI_cavity_0.45_0.21 | N/A | N/A | 98-199 | High_F | 0.95 | 61.1 | N/A
External / Internal Wall Insulation | HWI_cavity_0.45_0.21 | N/A | N/A | 98-199 | Low_F | 0.95 | 68.5 | N/A
External / Internal Wall Insulation | HWI_cavity_0.45_0.21 | N/A | N/A | 98-199 | High_G | 0.95 | 78.6 | N/A
External / Internal Wall Insulation | HWI_cavity_0.45_0.21 | N/A | N/A | 98-199 | Low_G | 0.95 | 89.7 | N/A
External / Internal Wall Insulation | HWI_cavity_2.0_0.6 | N/A | N/A | 98-199 | High_B | 0.95 | 222.3 | N/A
External / Internal Wall Insulation | HWI_cavity_2.0_0.6 | N/A | N/A | 98-199 | Low_B | 0.95 | 224.3 | N/A
External / Internal Wall Insulation | HWI_cavity_2.0_0.6 | N/A | N/A | 98-199 | High_C | 0.95 | 229.6 | N/A
External / Internal Wall Insulation | HWI_cavity_2.0_0.6 | N/A | N/A | 98-199 | Low_C | 0.95 | 237 | N/A
External / Internal Wall Insulation | HWI_cavity_2.0_0.6 | N/A | N/A | 98-199 | High_D | 0.95 | 250 | N/A
External / Internal Wall Insulation | HWI_cavity_2.0_0.6 | N/A | N/A | 98-199 | Low_D | 0.95 | 265.6 | N/A
External / Internal Wall Insulation | HWI_cavity_2.0_0.6 | N/A | N/A | 98-199 | High_E | 0.95 | 289.6 | N/A
External / Internal Wall Insulation | HWI_cavity_2.0_0.6 | N/A | N/A | 98-199 | Low_E | 0.95 | 316.8 | N/A
External / Internal Wall Insulation | HWI_cavity_2.0_0.6 | N/A | N/A | 98-199 | High_F | 0.95 | 355.6 | N/A
External / Internal Wall Insulation | HWI_cavity_2.0_0.6 | N/A | N/A | 98-199 | Low_F | 0.95 | 398.4 | N/A
External / Internal Wall Insulation | HWI_cavity_2.0_0.6 | N/A | N/A | 98-199 | High_G | 0.95 | 456.3 | N/A
External / Internal Wall Insulation | HWI_cavity_2.0_0.6 | N/A | N/A | 98-199 | Low_G | 0.95 | 518.9 | N/A
External / Internal Wall Insulation | HWI_cavity_2.0_0.35 | N/A | N/A | 98-199 | High_B | 0.95 | 267 | N/A
External / Internal Wall Insulation | HWI_cavity_2.0_0.35 | N/A | N/A | 98-199 | Low_B | 0.95 | 269.3 | N/A
External / Internal Wall Insulation | HWI_cavity_2.0_0.35 | N/A | N/A | 98-199 | High_C | 0.95 | 275.4 | N/A
External / Internal Wall Insulation | HWI_cavity_2.0_0.35 | N/A | N/A | 98-199 | Low_C | 0.95 | 284 | N/A
External / Internal Wall Insulation | HWI_cavity_2.0_0.35 | N/A | N/A | 98-199 | High_D | 0.95 | 299.2 | N/A
External / Internal Wall Insulation | HWI_cavity_2.0_0.35 | N/A | N/A | 98-199 | Low_D | 0.95 | 317.4 | N/A
External / Internal Wall Insulation | HWI_cavity_2.0_0.35 | N/A | N/A | 98-199 | High_E | 0.95 | 345.6 | N/A
External / Internal Wall Insulation | HWI_cavity_2.0_0.35 | N/A | N/A | 98-199 | Low_E | 0.95 | 377.5 | N/A
External / Internal Wall Insulation | HWI_cavity_2.0_0.35 | N/A | N/A | 98-199 | High_F | 0.95 | 423.1 | N/A
External / Internal Wall Insulation | HWI_cavity_2.0_0.35 | N/A | N/A | 98-199 | Low_F | 0.95 | 473.3 | N/A
External / Internal Wall Insulation | HWI_cavity_2.0_0.35 | N/A | N/A | 98-199 | High_G | 0.95 | 541.3 | N/A
External / Internal Wall Insulation | HWI_cavity_2.0_0.35 | N/A | N/A | 98-199 | Low_G | 0.95 | 614.9 | N/A
External / Internal Wall Insulation | HWI_cavity_2.0_0.25 | N/A | N/A | 98-199 | High_B | 0.95 | 285.4 | N/A
External / Internal Wall Insulation | HWI_cavity_2.0_0.25 | N/A | N/A | 98-199 | Low_B | 0.95 | 287.7 | N/A
External / Internal Wall Insulation | HWI_cavity_2.0_0.25 | N/A | N/A | 98-199 | High_C | 0.95 | 294.3 | N/A
External / Internal Wall Insulation | HWI_cavity_2.0_0.25 | N/A | N/A | 98-199 | Low_C | 0.95 | 303.3 | N/A
External / Internal Wall Insulation | HWI_cavity_2.0_0.25 | N/A | N/A | 98-199 | High_D | 0.95 | 319.3 | N/A
External / Internal Wall Insulation | HWI_cavity_2.0_0.25 | N/A | N/A | 98-199 | Low_D | 0.95 | 338.7 | N/A
External / Internal Wall Insulation | HWI_cavity_2.0_0.25 | N/A | N/A | 98-199 | High_E | 0.95 | 368.5 | N/A
External / Internal Wall Insulation | HWI_cavity_2.0_0.25 | N/A | N/A | 98-199 | Low_E | 0.95 | 402.4 | N/A
External / Internal Wall Insulation | HWI_cavity_2.0_0.25 | N/A | N/A | 98-199 | High_F | 0.95 | 450.6 | N/A
External / Internal Wall Insulation | HWI_cavity_2.0_0.25 | N/A | N/A | 98-199 | Low_F | 0.95 | 503.8 | N/A
External / Internal Wall Insulation | HWI_cavity_2.0_0.25 | N/A | N/A | 98-199 | High_G | 0.95 | 575.9 | N/A
External / Internal Wall Insulation | HWI_cavity_2.0_0.25 | N/A | N/A | 98-199 | Low_G | 0.95 | 653.9 | N/A
External / Internal Wall Insulation | HWI_cavity_2.0_0.3 | N/A | N/A | 98-199 | High_B | 0.95 | 276.2 | N/A
External / Internal Wall Insulation | HWI_cavity_2.0_0.3 | N/A | N/A | 98-199 | Low_B | 0.95 | 278.5 | N/A
External / Internal Wall Insulation | HWI_cavity_2.0_0.3 | N/A | N/A | 98-199 | High_C | 0.95 | 284.8 | N/A
External / Internal Wall Insulation | HWI_cavity_2.0_0.3 | N/A | N/A | 98-199 | Low_C | 0.95 | 293.6 | N/A
External / Internal Wall Insulation | HWI_cavity_2.0_0.3 | N/A | N/A | 98-199 | High_D | 0.95 | 309.2 | N/A
External / Internal Wall Insulation | HWI_cavity_2.0_0.3 | N/A | N/A | 98-199 | Low_D | 0.95 | 328 | N/A
External / Internal Wall Insulation | HWI_cavity_2.0_0.3 | N/A | N/A | 98-199 | High_E | 0.95 | 357 | N/A
External / Internal Wall Insulation | HWI_cavity_2.0_0.3 | N/A | N/A | 98-199 | Low_E | 0.95 | 389.9 | N/A
External / Internal Wall Insulation | HWI_cavity_2.0_0.3 | N/A | N/A | 98-199 | High_F | 0.95 | 436.8 | N/A
External / Internal Wall Insulation | HWI_cavity_2.0_0.3 | N/A | N/A | 98-199 | Low_F | 0.95 | 488.5 | N/A
External / Internal Wall Insulation | HWI_cavity_2.0_0.3 | N/A | N/A | 98-199 | High_G | 0.95 | 558.6 | N/A
External / Internal Wall Insulation | HWI_cavity_2.0_0.3 | N/A | N/A | 98-199 | Low_G | 0.95 | 634.3 | N/A
External / Internal Wall Insulation | IWI_solid_1.7_0.55 | N/A | N/A | 200+ | High_B | 0.95 | 293.8 | N/A
External / Internal Wall Insulation | IWI_solid_1.7_0.55 | N/A | N/A | 200+ | Low_B | 0.95 | 297.9 | N/A
External / Internal Wall Insulation | IWI_solid_1.7_0.55 | N/A | N/A | 200+ | High_C | 0.95 | 306.6 | N/A
External / Internal Wall Insulation | IWI_solid_1.7_0.55 | N/A | N/A | 200+ | Low_C | 0.95 | 317.5 | N/A
External / Internal Wall Insulation | IWI_solid_1.7_0.55 | N/A | N/A | 200+ | High_D | 0.95 | 335.9 | N/A
External / Internal Wall Insulation | IWI_solid_1.7_0.55 | N/A | N/A | 200+ | Low_D | 0.95 | 357.4 | N/A
External / Internal Wall Insulation | IWI_solid_1.7_0.55 | N/A | N/A | 200+ | High_E | 0.95 | 389.8 | N/A
External / Internal Wall Insulation | IWI_solid_1.7_0.55 | N/A | N/A | 200+ | Low_E | 0.95 | 426.1 | N/A
External / Internal Wall Insulation | IWI_solid_1.7_0.55 | N/A | N/A | 200+ | High_F | 0.95 | 477.2 | N/A
External / Internal Wall Insulation | IWI_solid_1.7_0.55 | N/A | N/A | 200+ | Low_F | 0.95 | 533 | N/A
External / Internal Wall Insulation | IWI_solid_1.7_0.55 | N/A | N/A | 200+ | High_G | 0.95 | 608.1 | N/A
External / Internal Wall Insulation | IWI_solid_1.7_0.55 | N/A | N/A | 200+ | Low_G | 0.95 | 688.9 | N/A
External / Internal Wall Insulation | IWI_solid_1.7_0.23 | N/A | N/A | 200+ | High_B | 0.95 | 385.1 | N/A
External / Internal Wall Insulation | IWI_solid_1.7_0.23 | N/A | N/A | 200+ | Low_B | 0.95 | 390.3 | N/A
External / Internal Wall Insulation | IWI_solid_1.7_0.23 | N/A | N/A | 200+ | High_C | 0.95 | 401.3 | N/A
External / Internal Wall Insulation | IWI_solid_1.7_0.23 | N/A | N/A | 200+ | Low_C | 0.95 | 415.2 | N/A
External / Internal Wall Insulation | IWI_solid_1.7_0.23 | N/A | N/A | 200+ | High_D | 0.95 | 438.5 | N/A
External / Internal Wall Insulation | IWI_solid_1.7_0.23 | N/A | N/A | 200+ | Low_D | 0.95 | 465.9 | N/A
External / Internal Wall Insulation | IWI_solid_1.7_0.23 | N/A | N/A | 200+ | High_E | 0.95 | 507.1 | N/A
External / Internal Wall Insulation | IWI_solid_1.7_0.23 | N/A | N/A | 200+ | Low_E | 0.95 | 553.2 | N/A
External / Internal Wall Insulation | IWI_solid_1.7_0.23 | N/A | N/A | 200+ | High_F | 0.95 | 618.2 | N/A
External / Internal Wall Insulation | IWI_solid_1.7_0.23 | N/A | N/A | 200+ | Low_F | 0.95 | 689.2 | N/A
External / Internal Wall Insulation | IWI_solid_1.7_0.23 | N/A | N/A | 200+ | High_G | 0.95 | 784.7 | N/A
External / Internal Wall Insulation | IWI_solid_1.7_0.23 | N/A | N/A | 200+ | Low_G | 0.95 | 887.4 | N/A
External / Internal Wall Insulation | IWI_solid_1.7_0.3 | N/A | N/A | 200+ | High_B | 0.95 | 364.7 | N/A
External / Internal Wall Insulation | IWI_solid_1.7_0.3 | N/A | N/A | 200+ | Low_B | 0.95 | 369.6 | N/A
External / Internal Wall Insulation | IWI_solid_1.7_0.3 | N/A | N/A | 200+ | High_C | 0.95 | 380.2 | N/A
External / Internal Wall Insulation | IWI_solid_1.7_0.3 | N/A | N/A | 200+ | Low_C | 0.95 | 393.4 | N/A
External / Internal Wall Insulation | IWI_solid_1.7_0.3 | N/A | N/A | 200+ | High_D | 0.95 | 415.6 | N/A
External / Internal Wall Insulation | IWI_solid_1.7_0.3 | N/A | N/A | 200+ | Low_D | 0.95 | 441.7 | N/A
External / Internal Wall Insulation | IWI_solid_1.7_0.3 | N/A | N/A | 200+ | High_E | 0.95 | 481 | N/A
External / Internal Wall Insulation | IWI_solid_1.7_0.3 | N/A | N/A | 200+ | Low_E | 0.95 | 524.9 | N/A
External / Internal Wall Insulation | IWI_solid_1.7_0.3 | N/A | N/A | 200+ | High_F | 0.95 | 586.8 | N/A
External / Internal Wall Insulation | IWI_solid_1.7_0.3 | N/A | N/A | 200+ | Low_F | 0.95 | 654.5 | N/A
External / Internal Wall Insulation | IWI_solid_1.7_0.3 | N/A | N/A | 200+ | High_G | 0.95 | 745.5 | N/A
External / Internal Wall Insulation | IWI_solid_1.7_0.3 | N/A | N/A | 200+ | Low_G | 0.95 | 843.4 | N/A
External / Internal Wall Insulation | IWI_solid_1.7_0.6 | N/A | N/A | 200+ | High_B | 0.95 | 280 | N/A
External / Internal Wall Insulation | IWI_solid_1.7_0.6 | N/A | N/A | 200+ | Low_B | 0.95 | 283.9 | N/A
External / Internal Wall Insulation | IWI_solid_1.7_0.6 | N/A | N/A | 200+ | High_C | 0.95 | 292.2 | N/A
External / Internal Wall Insulation | IWI_solid_1.7_0.6 | N/A | N/A | 200+ | Low_C | 0.95 | 302.7 | N/A
External / Internal Wall Insulation | IWI_solid_1.7_0.6 | N/A | N/A | 200+ | High_D | 0.95 | 320.3 | N/A
External / Internal Wall Insulation | IWI_solid_1.7_0.6 | N/A | N/A | 200+ | Low_D | 0.95 | 340.9 | N/A
External / Internal Wall Insulation | IWI_solid_1.7_0.6 | N/A | N/A | 200+ | High_E | 0.95 | 371.9 | N/A
External / Internal Wall Insulation | IWI_solid_1.7_0.6 | N/A | N/A | 200+ | Low_E | 0.95 | 406.7 | N/A
External / Internal Wall Insulation | IWI_solid_1.7_0.6 | N/A | N/A | 200+ | High_F | 0.95 | 455.6 | N/A
External / Internal Wall Insulation | IWI_solid_1.7_0.6 | N/A | N/A | 200+ | Low_F | 0.95 | 509.1 | N/A
External / Internal Wall Insulation | IWI_solid_1.7_0.6 | N/A | N/A | 200+ | High_G | 0.95 | 581 | N/A
External / Internal Wall Insulation | IWI_solid_1.7_0.6 | N/A | N/A | 200+ | Low_G | 0.95 | 658.4 | N/A
External / Internal Wall Insulation | IWI_solid_1.0_0.45 | N/A | N/A | 200+ | High_B | 0.95 | 142 | N/A
External / Internal Wall Insulation | IWI_solid_1.0_0.45 | N/A | N/A | 200+ | Low_B | 0.95 | 143.5 | N/A
External / Internal Wall Insulation | IWI_solid_1.0_0.45 | N/A | N/A | 200+ | High_C | 0.95 | 147.1 | N/A
External / Internal Wall Insulation | IWI_solid_1.0_0.45 | N/A | N/A | 200+ | Low_C | 0.95 | 151.9 | N/A
External / Internal Wall Insulation | IWI_solid_1.0_0.45 | N/A | N/A | 200+ | High_D | 0.95 | 160.2 | N/A
External / Internal Wall Insulation | IWI_solid_1.0_0.45 | N/A | N/A | 200+ | Low_D | 0.95 | 170.1 | N/A
External / Internal Wall Insulation | IWI_solid_1.0_0.45 | N/A | N/A | 200+ | High_E | 0.95 | 185.1 | N/A
External / Internal Wall Insulation | IWI_solid_1.0_0.45 | N/A | N/A | 200+ | Low_E | 0.95 | 202.2 | N/A
External / Internal Wall Insulation | IWI_solid_1.0_0.45 | N/A | N/A | 200+ | High_F | 0.95 | 226.3 | N/A
External / Internal Wall Insulation | IWI_solid_1.0_0.45 | N/A | N/A | 200+ | Low_F | 0.95 | 252.7 | N/A
External / Internal Wall Insulation | IWI_solid_1.0_0.45 | N/A | N/A | 200+ | High_G | 0.95 | 288.5 | N/A
External / Internal Wall Insulation | IWI_solid_1.0_0.45 | N/A | N/A | 200+ | Low_G | 0.95 | 327.1 | N/A
External / Internal Wall Insulation | IWI_solid_1.0_0.3 | N/A | N/A | 200+ | High_B | 0.95 | 182.9 | N/A
External / Internal Wall Insulation | IWI_solid_1.0_0.3 | N/A | N/A | 200+ | Low_B | 0.95 | 184.7 | N/A
External / Internal Wall Insulation | IWI_solid_1.0_0.3 | N/A | N/A | 200+ | High_C | 0.95 | 189.3 | N/A
External / Internal Wall Insulation | IWI_solid_1.0_0.3 | N/A | N/A | 200+ | Low_C | 0.95 | 195.3 | N/A
External / Internal Wall Insulation | IWI_solid_1.0_0.3 | N/A | N/A | 200+ | High_D | 0.95 | 205.8 | N/A
External / Internal Wall Insulation | IWI_solid_1.0_0.3 | N/A | N/A | 200+ | Low_D | 0.95 | 218.3 | N/A
External / Internal Wall Insulation | IWI_solid_1.0_0.3 | N/A | N/A | 200+ | High_E | 0.95 | 237.4 | N/A
External / Internal Wall Insulation | IWI_solid_1.0_0.3 | N/A | N/A | 200+ | Low_E | 0.95 | 258.9 | N/A
External / Internal Wall Insulation | IWI_solid_1.0_0.3 | N/A | N/A | 200+ | High_F | 0.95 | 289.5 | N/A
External / Internal Wall Insulation | IWI_solid_1.0_0.3 | N/A | N/A | 200+ | Low_F | 0.95 | 323.2 | N/A
External / Internal Wall Insulation | IWI_solid_1.0_0.3 | N/A | N/A | 200+ | High_G | 0.95 | 368.6 | N/A
External / Internal Wall Insulation | IWI_solid_1.0_0.3 | N/A | N/A | 200+ | Low_G | 0.95 | 417.6 | N/A
External / Internal Wall Insulation | IWI_solid_1.0_0.6 | N/A | N/A | 200+ | High_B | 0.95 | 102.1 | N/A
External / Internal Wall Insulation | IWI_solid_1.0_0.6 | N/A | N/A | 200+ | Low_B | 0.95 | 103.2 | N/A
External / Internal Wall Insulation | IWI_solid_1.0_0.6 | N/A | N/A | 200+ | High_C | 0.95 | 105.9 | N/A
External / Internal Wall Insulation | IWI_solid_1.0_0.6 | N/A | N/A | 200+ | Low_C | 0.95 | 109.4 | N/A
External / Internal Wall Insulation | IWI_solid_1.0_0.6 | N/A | N/A | 200+ | High_D | 0.95 | 115.5 | N/A
External / Internal Wall Insulation | IWI_solid_1.0_0.6 | N/A | N/A | 200+ | Low_D | 0.95 | 122.8 | N/A
External / Internal Wall Insulation | IWI_solid_1.0_0.6 | N/A | N/A | 200+ | High_E | 0.95 | 133.8 | N/A
External / Internal Wall Insulation | IWI_solid_1.0_0.6 | N/A | N/A | 200+ | Low_E | 0.95 | 146.2 | N/A
External / Internal Wall Insulation | IWI_solid_1.0_0.6 | N/A | N/A | 200+ | High_F | 0.95 | 163.8 | N/A
External / Internal Wall Insulation | IWI_solid_1.0_0.6 | N/A | N/A | 200+ | Low_F | 0.95 | 183.1 | N/A
External / Internal Wall Insulation | IWI_solid_1.0_0.6 | N/A | N/A | 200+ | High_G | 0.95 | 209.2 | N/A
External / Internal Wall Insulation | IWI_solid_1.0_0.6 | N/A | N/A | 200+ | Low_G | 0.95 | 237.4 | N/A
External / Internal Wall Insulation | IWI_solid_0.6_0.24 | N/A | N/A | 200+ | High_B | 0.95 | 95.1 | N/A
External / Internal Wall Insulation | IWI_solid_0.6_0.24 | N/A | N/A | 200+ | Low_B | 0.95 | 95.8 | N/A
External / Internal Wall Insulation | IWI_solid_0.6_0.24 | N/A | N/A | 200+ | High_C | 0.95 | 97.8 | N/A
External / Internal Wall Insulation | IWI_solid_0.6_0.24 | N/A | N/A | 200+ | Low_C | 0.95 | 100.7 | N/A
External / Internal Wall Insulation | IWI_solid_0.6_0.24 | N/A | N/A | 200+ | High_D | 0.95 | 105.9 | N/A
External / Internal Wall Insulation | IWI_solid_0.6_0.24 | N/A | N/A | 200+ | Low_D | 0.95 | 112.1 | N/A
External / Internal Wall Insulation | IWI_solid_0.6_0.24 | N/A | N/A | 200+ | High_E | 0.95 | 121.7 | N/A
External / Internal Wall Insulation | IWI_solid_0.6_0.24 | N/A | N/A | 200+ | Low_E | 0.95 | 132.7 | N/A
External / Internal Wall Insulation | IWI_solid_0.6_0.24 | N/A | N/A | 200+ | High_F | 0.95 | 148.3 | N/A
External / Internal Wall Insulation | IWI_solid_0.6_0.24 | N/A | N/A | 200+ | Low_F | 0.95 | 165.5 | N/A
External / Internal Wall Insulation | IWI_solid_0.6_0.24 | N/A | N/A | 200+ | High_G | 0.95 | 188.9 | N/A
External / Internal Wall Insulation | IWI_solid_0.6_0.24 | N/A | N/A | 200+ | Low_G | 0.95 | 214.1 | N/A
External / Internal Wall Insulation | IWI_solid_0.6_0.3 | N/A | N/A | 200+ | High_B | 0.95 | 78.8 | N/A
External / Internal Wall Insulation | IWI_solid_0.6_0.3 | N/A | N/A | 200+ | Low_B | 0.95 | 79.4 | N/A
External / Internal Wall Insulation | IWI_solid_0.6_0.3 | N/A | N/A | 200+ | High_C | 0.95 | 81.2 | N/A
External / Internal Wall Insulation | IWI_solid_0.6_0.3 | N/A | N/A | 200+ | Low_C | 0.95 | 83.6 | N/A
External / Internal Wall Insulation | IWI_solid_0.6_0.3 | N/A | N/A | 200+ | High_D | 0.95 | 87.9 | N/A
External / Internal Wall Insulation | IWI_solid_0.6_0.3 | N/A | N/A | 200+ | Low_D | 0.95 | 93.1 | N/A
External / Internal Wall Insulation | IWI_solid_0.6_0.3 | N/A | N/A | 200+ | High_E | 0.95 | 101.1 | N/A
External / Internal Wall Insulation | IWI_solid_0.6_0.3 | N/A | N/A | 200+ | Low_E | 0.95 | 110.3 | N/A
External / Internal Wall Insulation | IWI_solid_0.6_0.3 | N/A | N/A | 200+ | High_F | 0.95 | 123.3 | N/A
External / Internal Wall Insulation | IWI_solid_0.6_0.3 | N/A | N/A | 200+ | Low_F | 0.95 | 137.7 | N/A
External / Internal Wall Insulation | IWI_solid_0.6_0.3 | N/A | N/A | 200+ | High_G | 0.95 | 157.1 | N/A
External / Internal Wall Insulation | IWI_solid_0.6_0.3 | N/A | N/A | 200+ | Low_G | 0.95 | 178.2 | N/A
External / Internal Wall Insulation | IWI_solid_0.45_0.21 | N/A | N/A | 200+ | High_B | 0.95 | 63.5 | N/A
External / Internal Wall Insulation | IWI_solid_0.45_0.21 | N/A | N/A | 200+ | Low_B | 0.95 | 64 | N/A
External / Internal Wall Insulation | IWI_solid_0.45_0.21 | N/A | N/A | 200+ | High_C | 0.95 | 65.4 | N/A
External / Internal Wall Insulation | IWI_solid_0.45_0.21 | N/A | N/A | 200+ | Low_C | 0.95 | 67.3 | N/A
External / Internal Wall Insulation | IWI_solid_0.45_0.21 | N/A | N/A | 200+ | High_D | 0.95 | 70.7 | N/A
External / Internal Wall Insulation | IWI_solid_0.45_0.21 | N/A | N/A | 200+ | Low_D | 0.95 | 74.9 | N/A
External / Internal Wall Insulation | IWI_solid_0.45_0.21 | N/A | N/A | 200+ | High_E | 0.95 | 81.3 | N/A
External / Internal Wall Insulation | IWI_solid_0.45_0.21 | N/A | N/A | 200+ | Low_E | 0.95 | 88.6 | N/A
External / Internal Wall Insulation | IWI_solid_0.45_0.21 | N/A | N/A | 200+ | High_F | 0.95 | 99.1 | N/A
External / Internal Wall Insulation | IWI_solid_0.45_0.21 | N/A | N/A | 200+ | Low_F | 0.95 | 110.7 | N/A
External / Internal Wall Insulation | IWI_solid_0.45_0.21 | N/A | N/A | 200+ | High_G | 0.95 | 126.3 | N/A
External / Internal Wall Insulation | IWI_solid_0.45_0.21 | N/A | N/A | 200+ | Low_G | 0.95 | 143.3 | N/A
External / Internal Wall Insulation | IWI_solid_2.0_0.6 | N/A | N/A | 200+ | High_B | 0.95 | 353.9 | N/A
External / Internal Wall Insulation | IWI_solid_2.0_0.6 | N/A | N/A | 200+ | Low_B | 0.95 | 359.2 | N/A
External / Internal Wall Insulation | IWI_solid_2.0_0.6 | N/A | N/A | 200+ | High_C | 0.95 | 370.2 | N/A
External / Internal Wall Insulation | IWI_solid_2.0_0.6 | N/A | N/A | 200+ | Low_C | 0.95 | 383.9 | N/A
External / Internal Wall Insulation | IWI_solid_2.0_0.6 | N/A | N/A | 200+ | High_D | 0.95 | 406.7 | N/A
External / Internal Wall Insulation | IWI_solid_2.0_0.6 | N/A | N/A | 200+ | Low_D | 0.95 | 433.4 | N/A
External / Internal Wall Insulation | IWI_solid_2.0_0.6 | N/A | N/A | 200+ | High_E | 0.95 | 473.4 | N/A
External / Internal Wall Insulation | IWI_solid_2.0_0.6 | N/A | N/A | 200+ | Low_E | 0.95 | 518.1 | N/A
External / Internal Wall Insulation | IWI_solid_2.0_0.6 | N/A | N/A | 200+ | High_F | 0.95 | 581.1 | N/A
External / Internal Wall Insulation | IWI_solid_2.0_0.6 | N/A | N/A | 200+ | Low_F | 0.95 | 649.7 | N/A
External / Internal Wall Insulation | IWI_solid_2.0_0.6 | N/A | N/A | 200+ | High_G | 0.95 | 742 | N/A
External / Internal Wall Insulation | IWI_solid_2.0_0.6 | N/A | N/A | 200+ | Low_G | 0.95 | 841.2 | N/A
External / Internal Wall Insulation | IWI_solid_2.0_0.35 | N/A | N/A | 200+ | High_B | 0.95 | 425.3 | N/A
External / Internal Wall Insulation | IWI_solid_2.0_0.35 | N/A | N/A | 200+ | Low_B | 0.95 | 431.4 | N/A
External / Internal Wall Insulation | IWI_solid_2.0_0.35 | N/A | N/A | 200+ | High_C | 0.95 | 444.2 | N/A
External / Internal Wall Insulation | IWI_solid_2.0_0.35 | N/A | N/A | 200+ | Low_C | 0.95 | 460.2 | N/A
External / Internal Wall Insulation | IWI_solid_2.0_0.35 | N/A | N/A | 200+ | High_D | 0.95 | 486.9 | N/A
External / Internal Wall Insulation | IWI_solid_2.0_0.35 | N/A | N/A | 200+ | Low_D | 0.95 | 518.2 | N/A
External / Internal Wall Insulation | IWI_solid_2.0_0.35 | N/A | N/A | 200+ | High_E | 0.95 | 565.2 | N/A
External / Internal Wall Insulation | IWI_solid_2.0_0.35 | N/A | N/A | 200+ | Low_E | 0.95 | 617.7 | N/A
External / Internal Wall Insulation | IWI_solid_2.0_0.35 | N/A | N/A | 200+ | High_F | 0.95 | 691.6 | N/A
External / Internal Wall Insulation | IWI_solid_2.0_0.35 | N/A | N/A | 200+ | Low_F | 0.95 | 772.3 | N/A
External / Internal Wall Insulation | IWI_solid_2.0_0.35 | N/A | N/A | 200+ | High_G | 0.95 | 880.8 | N/A
External / Internal Wall Insulation | IWI_solid_2.0_0.35 | N/A | N/A | 200+ | Low_G | 0.95 | 997.4 | N/A
External / Internal Wall Insulation | IWI_solid_2.0_0.25 | N/A | N/A | 200+ | High_B | 0.95 | 454.7 | N/A
External / Internal Wall Insulation | IWI_solid_2.0_0.25 | N/A | N/A | 200+ | Low_B | 0.95 | 461.2 | N/A
External / Internal Wall Insulation | IWI_solid_2.0_0.25 | N/A | N/A | 200+ | High_C | 0.95 | 474.7 | N/A
External / Internal Wall Insulation | IWI_solid_2.0_0.25 | N/A | N/A | 200+ | Low_C | 0.95 | 491.6 | N/A
External / Internal Wall Insulation | IWI_solid_2.0_0.25 | N/A | N/A | 200+ | High_D | 0.95 | 519.9 | N/A
External / Internal Wall Insulation | IWI_solid_2.0_0.25 | N/A | N/A | 200+ | Low_D | 0.95 | 553 | N/A
External / Internal Wall Insulation | IWI_solid_2.0_0.25 | N/A | N/A | 200+ | High_E | 0.95 | 602.8 | N/A
External / Internal Wall Insulation | IWI_solid_2.0_0.25 | N/A | N/A | 200+ | Low_E | 0.95 | 658.5 | N/A
External / Internal Wall Insulation | IWI_solid_2.0_0.25 | N/A | N/A | 200+ | High_F | 0.95 | 736.9 | N/A
External / Internal Wall Insulation | IWI_solid_2.0_0.25 | N/A | N/A | 200+ | Low_F | 0.95 | 822.4 | N/A
External / Internal Wall Insulation | IWI_solid_2.0_0.25 | N/A | N/A | 200+ | High_G | 0.95 | 937.5 | N/A
External / Internal Wall Insulation | IWI_solid_2.0_0.25 | N/A | N/A | 200+ | Low_G | 0.95 | 1061.1 | N/A
External / Internal Wall Insulation | IWI_solid_2.0_0.3 | N/A | N/A | 200+ | High_B | 0.95 | 439.9 | N/A
External / Internal Wall Insulation | IWI_solid_2.0_0.3 | N/A | N/A | 200+ | Low_B | 0.95 | 446.2 | N/A
External / Internal Wall Insulation | IWI_solid_2.0_0.3 | N/A | N/A | 200+ | High_C | 0.95 | 459.4 | N/A
External / Internal Wall Insulation | IWI_solid_2.0_0.3 | N/A | N/A | 200+ | Low_C | 0.95 | 475.8 | N/A
External / Internal Wall Insulation | IWI_solid_2.0_0.3 | N/A | N/A | 200+ | High_D | 0.95 | 503.4 | N/A
External / Internal Wall Insulation | IWI_solid_2.0_0.3 | N/A | N/A | 200+ | Low_D | 0.95 | 535.5 | N/A
External / Internal Wall Insulation | IWI_solid_2.0_0.3 | N/A | N/A | 200+ | High_E | 0.95 | 583.9 | N/A
External / Internal Wall Insulation | IWI_solid_2.0_0.3 | N/A | N/A | 200+ | Low_E | 0.95 | 638 | N/A
External / Internal Wall Insulation | IWI_solid_2.0_0.3 | N/A | N/A | 200+ | High_F | 0.95 | 714.2 | N/A
External / Internal Wall Insulation | IWI_solid_2.0_0.3 | N/A | N/A | 200+ | Low_F | 0.95 | 797.3 | N/A
External / Internal Wall Insulation | IWI_solid_2.0_0.3 | N/A | N/A | 200+ | High_G | 0.95 | 909.1 | N/A
External / Internal Wall Insulation | IWI_solid_2.0_0.3 | N/A | N/A | 200+ | Low_G | 0.95 | 1029.2 | N/A
Cavity Wall Insulation | CWI_0.040 | N/A | N/A | 200+ | High_B | 0.95 | 211.6 | N/A
Cavity Wall Insulation | CWI_0.040 | N/A | N/A | 200+ | Low_B | 0.95 | 214.1 | N/A
Cavity Wall Insulation | CWI_0.040 | N/A | N/A | 200+ | High_C | 0.95 | 219.8 | N/A
Cavity Wall Insulation | CWI_0.040 | N/A | N/A | 200+ | Low_C | 0.95 | 227.2 | N/A
Cavity Wall Insulation | CWI_0.040 | N/A | N/A | 200+ | High_D | 0.95 | 239.9 | N/A
Cavity Wall Insulation | CWI_0.040 | N/A | N/A | 200+ | Low_D | 0.95 | 254.8 | N/A
Cavity Wall Insulation | CWI_0.040 | N/A | N/A | 200+ | High_E | 0.95 | 277.4 | N/A
Cavity Wall Insulation | CWI_0.040 | N/A | N/A | 200+ | Low_E | 0.95 | 302.9 | N/A
Cavity Wall Insulation | CWI_0.040 | N/A | N/A | 200+ | High_F | 0.95 | 338.9 | N/A
Cavity Wall Insulation | CWI_0.040 | N/A | N/A | 200+ | Low_F | 0.95 | 378.3 | N/A
Cavity Wall Insulation | CWI_0.040 | N/A | N/A | 200+ | High_G | 0.95 | 431.5 | N/A
Cavity Wall Insulation | CWI_0.040 | N/A | N/A | 200+ | Low_G | 0.95 | 488.7 | N/A
Cavity Wall Insulation | CWI_0.033 | N/A | N/A | 200+ | High_B | 0.95 | 227.6 | N/A
Cavity Wall Insulation | CWI_0.033 | N/A | N/A | 200+ | Low_B | 0.95 | 230.2 | N/A
Cavity Wall Insulation | CWI_0.033 | N/A | N/A | 200+ | High_C | 0.95 | 236.3 | N/A
Cavity Wall Insulation | CWI_0.033 | N/A | N/A | 200+ | Low_C | 0.95 | 244.2 | N/A
Cavity Wall Insulation | CWI_0.033 | N/A | N/A | 200+ | High_D | 0.95 | 257.7 | N/A
Cavity Wall Insulation | CWI_0.033 | N/A | N/A | 200+ | Low_D | 0.95 | 273.7 | N/A
Cavity Wall Insulation | CWI_0.033 | N/A | N/A | 200+ | High_E | 0.95 | 297.9 | N/A
Cavity Wall Insulation | CWI_0.033 | N/A | N/A | 200+ | Low_E | 0.95 | 325.1 | N/A
Cavity Wall Insulation | CWI_0.033 | N/A | N/A | 200+ | High_F | 0.95 | 363.6 | N/A
Cavity Wall Insulation | CWI_0.033 | N/A | N/A | 200+ | Low_F | 0.95 | 405.7 | N/A
Cavity Wall Insulation | CWI_0.033 | N/A | N/A | 200+ | High_G | 0.95 | 462.6 | N/A
Cavity Wall Insulation | CWI_0.033 | N/A | N/A | 200+ | Low_G | 0.95 | 523.8 | N/A
Cavity Wall Insulation | CWI_0.027 | N/A | N/A | 200+ | High_B | 0.95 | 242.9 | N/A
Cavity Wall Insulation | CWI_0.027 | N/A | N/A | 200+ | Low_B | 0.95 | 245.7 | N/A
Cavity Wall Insulation | CWI_0.027 | N/A | N/A | 200+ | High_C | 0.95 | 252.1 | N/A
Cavity Wall Insulation | CWI_0.027 | N/A | N/A | 200+ | Low_C | 0.95 | 260.5 | N/A
Cavity Wall Insulation | CWI_0.027 | N/A | N/A | 200+ | High_D | 0.95 | 274.8 | N/A
Cavity Wall Insulation | CWI_0.027 | N/A | N/A | 200+ | Low_D | 0.95 | 291.7 | N/A
Cavity Wall Insulation | CWI_0.027 | N/A | N/A | 200+ | High_E | 0.95 | 317.4 | N/A
Cavity Wall Insulation | CWI_0.027 | N/A | N/A | 200+ | Low_E | 0.95 | 346.3 | N/A
Cavity Wall Insulation | CWI_0.027 | N/A | N/A | 200+ | High_F | 0.95 | 387.1 | N/A
Cavity Wall Insulation | CWI_0.027 | N/A | N/A | 200+ | Low_F | 0.95 | 431.9 | N/A
Cavity Wall Insulation | CWI_0.027 | N/A | N/A | 200+ | High_G | 0.95 | 492.2 | N/A
Cavity Wall Insulation | CWI_0.027 | N/A | N/A | 200+ | Low_G | 0.95 | 557.3 | N/A
Cavity Wall Insulation | PWI_Cavity | N/A | N/A | 200+ | High_B | 0.95 | 30.1 | N/A
Cavity Wall Insulation | PWI_Cavity | N/A | N/A | 200+ | Low_B | 0.95 | 30.1 | N/A
Cavity Wall Insulation | PWI_Cavity | N/A | N/A | 200+ | High_C | 0.95 | 30.6 | N/A
Cavity Wall Insulation | PWI_Cavity | N/A | N/A | 200+ | Low_C | 0.95 | 31.4 | N/A
Cavity Wall Insulation | PWI_Cavity | N/A | N/A | 200+ | High_D | 0.95 | 33.1 | N/A
Cavity Wall Insulation | PWI_Cavity | N/A | N/A | 200+ | Low_D | 0.95 | 35.1 | N/A
Cavity Wall Insulation | PWI_Cavity | N/A | N/A | 200+ | High_E | 0.95 | 38.4 | N/A
Cavity Wall Insulation | PWI_Cavity | N/A | N/A | 200+ | Low_E | 0.95 | 42.2 | N/A
Cavity Wall Insulation | PWI_Cavity | N/A | N/A | 200+ | High_F | 0.95 | 47.6 | N/A
Cavity Wall Insulation | PWI_Cavity | N/A | N/A | 200+ | Low_F | 0.95 | 53.8 | N/A
Cavity Wall Insulation | PWI_Cavity | N/A | N/A | 200+ | High_G | 0.95 | 62.1 | N/A
Cavity Wall Insulation | PWI_Cavity | N/A | N/A | 200+ | Low_G | 0.95 | 71.2 | N/A
Cavity Wall Insulation | CWI_partial_fill | N/A | N/A | 200+ | High_B | 0.95 | 44.8 | N/A
Cavity Wall Insulation | CWI_partial_fill | N/A | N/A | 200+ | Low_B | 0.95 | 45.1 | N/A
Cavity Wall Insulation | CWI_partial_fill | N/A | N/A | 200+ | High_C | 0.95 | 46.1 | N/A
Cavity Wall Insulation | CWI_partial_fill | N/A | N/A | 200+ | Low_C | 0.95 | 47.4 | N/A
Cavity Wall Insulation | CWI_partial_fill | N/A | N/A | 200+ | High_D | 0.95 | 49.9 | N/A
Cavity Wall Insulation | CWI_partial_fill | N/A | N/A | 200+ | Low_D | 0.95 | 52.8 | N/A
Cavity Wall Insulation | CWI_partial_fill | N/A | N/A | 200+ | High_E | 0.95 | 57.4 | N/A
Cavity Wall Insulation | CWI_partial_fill | N/A | N/A | 200+ | Low_E | 0.95 | 62.6 | N/A
Cavity Wall Insulation | CWI_partial_fill | N/A | N/A | 200+ | High_F | 0.95 | 70 | N/A
Cavity Wall Insulation | CWI_partial_fill | N/A | N/A | 200+ | Low_F | 0.95 | 78.2 | N/A
Cavity Wall Insulation | CWI_partial_fill | N/A | N/A | 200+ | High_G | 0.95 | 89.3 | N/A
Cavity Wall Insulation | CWI_partial_fill | N/A | N/A | 200+ | Low_G | 0.95 | 101.3 | N/A
Loft Insulation | LI_lessequal100 | N/A | N/A | 200+ | High_D | 0.97 | 76.6 | N/A
Loft Insulation | LI_lessequal100 | N/A | N/A | 200+ | Low_D | 0.97 | 81.2 | N/A
Loft Insulation | LI_lessequal100 | N/A | N/A | 200+ | High_E | 0.97 | 88.5 | N/A
Loft Insulation | LI_lessequal100 | N/A | N/A | 200+ | Low_E | 0.97 | 96.9 | N/A
Loft Insulation | LI_lessequal100 | N/A | N/A | 200+ | High_F | 0.97 | 109 | N/A
Loft Insulation | LI_lessequal100 | N/A | N/A | 200+ | Low_F | 0.97 | 122.4 | N/A
Loft Insulation | LI_lessequal100 | N/A | N/A | 200+ | High_G | 0.97 | 140.8 | N/A
Loft Insulation | LI_lessequal100 | N/A | N/A | 200+ | Low_G | 0.97 | 160.8 | N/A
Loft Insulation | LI_greater100 | N/A | N/A | 200+ | High_D | 0.97 | 18.7 | N/A
Loft Insulation | LI_greater100 | N/A | N/A | 200+ | Low_D | 0.97 | 19.8 | N/A
Loft Insulation | LI_greater100 | N/A | N/A | 200+ | High_E | 0.97 | 21.6 | N/A
Loft Insulation | LI_greater100 | N/A | N/A | 200+ | Low_E | 0.97 | 23.6 | N/A
Loft Insulation | LI_greater100 | N/A | N/A | 200+ | High_F | 0.97 | 26.5 | N/A
Loft Insulation | LI_greater100 | N/A | N/A | 200+ | Low_F | 0.97 | 29.8 | N/A
Loft Insulation | LI_greater100 | N/A | N/A | 200+ | High_G | 0.97 | 34.2 | N/A
Loft Insulation | LI_greater100 | N/A | N/A | 200+ | Low_G | 0.97 | 39 | N/A
Other Insulation | RIRI_res_unin | N/A | N/A | 200+ | High_D | 0.86 | 265.2 | N/A
Other Insulation | RIRI_res_unin | N/A | N/A | 200+ | Low_D | 0.86 | 276.4 | N/A
Other Insulation | RIRI_res_unin | N/A | N/A | 200+ | High_E | 0.86 | 295.9 | N/A
Other Insulation | RIRI_res_unin | N/A | N/A | 200+ | Low_E | 0.86 | 319.9 | N/A
Other Insulation | RIRI_res_unin | N/A | N/A | 200+ | High_F | 0.86 | 355.9 | N/A
Other Insulation | RIRI_res_unin | N/A | N/A | 200+ | Low_F | 0.86 | 397.3 | N/A
Other Insulation | RIRI_res_unin | N/A | N/A | 200+ | High_G | 0.86 | 455 | N/A
Other Insulation | RIRI_res_unin | N/A | N/A | 200+ | Low_G | 0.86 | 519 | N/A
Other Insulation | RIRI_res_in | N/A | N/A | 200+ | High_D | 0.86 | 275.8 | N/A
Other Insulation | RIRI_res_in | N/A | N/A | 200+ | Low_D | 0.86 | 287.3 | N/A
Other Insulation | RIRI_res_in | N/A | N/A | 200+ | High_E | 0.86 | 307.5 | N/A
Other Insulation | RIRI_res_in | N/A | N/A | 200+ | Low_E | 0.86 | 332.3 | N/A
Other Insulation | RIRI_res_in | N/A | N/A | 200+ | High_F | 0.86 | 369.7 | N/A
Other Insulation | RIRI_res_in | N/A | N/A | 200+ | Low_F | 0.86 | 412.6 | N/A
Other Insulation | RIRI_res_in | N/A | N/A | 200+ | High_G | 0.86 | 472.5 | N/A
Other Insulation | RIRI_res_in | N/A | N/A | 200+ | Low_G | 0.86 | 538.8 | N/A
Other Insulation | FRI | N/A | N/A | 200+ | High_D | 0.99 | 309.2 | N/A
Other Insulation | FRI | N/A | N/A | 200+ | Low_D | 0.99 | 328.2 | N/A
Other Insulation | FRI | N/A | N/A | 200+ | High_E | 0.99 | 357.7 | N/A
Other Insulation | FRI | N/A | N/A | 200+ | Low_E | 0.99 | 391.6 | N/A
Other Insulation | FRI | N/A | N/A | 200+ | High_F | 0.99 | 440.2 | N/A
Other Insulation | FRI | N/A | N/A | 200+ | Low_F | 0.99 | 494.1 | N/A
Other Insulation | FRI | N/A | N/A | 200+ | High_G | 0.99 | 567.4 | N/A
Other Insulation | FRI | N/A | N/A | 200+ | Low_G | 0.99 | 646.9 | N/A
Other Insulation | UFI | N/A | N/A | 200+ | High_D | 0.97 | 77.2 | N/A
Other Insulation | UFI | N/A | N/A | 200+ | Low_D | 0.97 | 82.2 | N/A
Other Insulation | UFI | N/A | N/A | 200+ | High_E | 0.97 | 90.3 | N/A
Other Insulation | UFI | N/A | N/A | 200+ | Low_E | 0.97 | 99.8 | N/A
Other Insulation | UFI | N/A | N/A | 200+ | High_F | 0.97 | 113.7 | N/A
Other Insulation | UFI | N/A | N/A | 200+ | Low_F | 0.97 | 129.3 | N/A
Other Insulation | UFI | N/A | N/A | 200+ | High_G | 0.97 | 150.8 | N/A
Other Insulation | UFI | N/A | N/A | 200+ | Low_G | 0.97 | 174.3 | N/A
Other Insulation | SFI | N/A | N/A | 200+ | High_D | 0.98 | 45.5 | N/A
Other Insulation | SFI | N/A | N/A | 200+ | Low_D | 0.98 | 48.3 | N/A
Other Insulation | SFI | N/A | N/A | 200+ | High_E | 0.98 | 52.7 | N/A
Other Insulation | SFI | N/A | N/A | 200+ | Low_E | 0.98 | 57.8 | N/A
Other Insulation | SFI | N/A | N/A | 200+ | High_F | 0.98 | 65.3 | N/A
Other Insulation | SFI | N/A | N/A | 200+ | Low_F | 0.98 | 73.6 | N/A
Other Insulation | SFI | N/A | N/A | 200+ | High_G | 0.98 | 84.9 | N/A
Other Insulation | SFI | N/A | N/A | 200+ | Low_G | 0.98 | 97.2 | N/A
Other Insulation | DP | N/A | N/A | 200+ | High_D | 1 | 48.6 | N/A
Other Insulation | DP | N/A | N/A | 200+ | Low_D | 1 | 51.7 | N/A
Other Insulation | DP | N/A | N/A | 200+ | High_E | 1 | 56.5 | N/A
Other Insulation | DP | N/A | N/A | 200+ | Low_E | 1 | 62.1 | N/A
Other Insulation | DP | N/A | N/A | 200+ | High_F | 1 | 70.2 | N/A
Other Insulation | DP | N/A | N/A | 200+ | Low_F | 1 | 79.2 | N/A
Other Insulation | DP | N/A | N/A | 200+ | High_G | 1 | 91.4 | N/A
Other Insulation | DP | N/A | N/A | 200+ | Low_G | 1 | 104.7 | N/A
Other Insulation | WG_singletodouble | N/A | N/A | 200+ | High_D | 1 | 147.4 | N/A
Other Insulation | WG_singletodouble | N/A | N/A | 200+ | Low_D | 1 | 156.8 | N/A
Other Insulation | WG_singletodouble | N/A | N/A | 200+ | High_E | 1 | 171.4 | N/A
Other Insulation | WG_singletodouble | N/A | N/A | 200+ | Low_E | 1 | 188.2 | N/A
Other Insulation | WG_singletodouble | N/A | N/A | 200+ | High_F | 1 | 212.3 | N/A
Other Insulation | WG_singletodouble | N/A | N/A | 200+ | Low_F | 1 | 239.1 | N/A
Other Insulation | WG_singletodouble | N/A | N/A | 200+ | High_G | 1 | 275.6 | N/A
Other Insulation | WG_singletodouble | N/A | N/A | 200+ | Low_G | 1 | 315.2 | N/A
Other Insulation | WG_improveddouble | N/A | N/A | 200+ | High_D | 1 | 26.4 | N/A
Other Insulation | WG_improveddouble | N/A | N/A | 200+ | Low_D | 1 | 28 | N/A
Other Insulation | WG_improveddouble | N/A | N/A | 200+ | High_E | 1 | 30.6 | N/A
Other Insulation | WG_improveddouble | N/A | N/A | 200+ | Low_E | 1 | 33.6 | N/A
Other Insulation | WG_improveddouble | N/A | N/A | 200+ | High_F | 1 | 37.8 | N/A
Other Insulation | WG_improveddouble | N/A | N/A | 200+ | Low_F | 1 | 42.5 | N/A
Other Insulation | WG_improveddouble | N/A | N/A | 200+ | High_G | 1 | 48.9 | N/A
Other Insulation | WG_improveddouble | N/A | N/A | 200+ | Low_G | 1 | 55.9 | N/A
Other Insulation | HPED | N/A | N/A | 200+ | High_D | 1 | 7.7 | N/A
Other Insulation | HPED | N/A | N/A | 200+ | Low_D | 1 | 8.2 | N/A
Other Insulation | HPED | N/A | N/A | 200+ | High_E | 1 | 9 | N/A
Other Insulation | HPED | N/A | N/A | 200+ | Low_E | 1 | 9.8 | N/A
Other Insulation | HPED | N/A | N/A | 200+ | High_F | 1 | 11.1 | N/A
Other Insulation | HPED | N/A | N/A | 200+ | Low_F | 1 | 12.5 | N/A
Other Insulation | HPED | N/A | N/A | 200+ | High_G | 1 | 14.5 | N/A
Other Insulation | HPED | N/A | N/A | 200+ | Low_G | 1 | 16.6 | N/A
External / Internal Wall Insulation | EWI_solid_1.7_0.55 | N/A | N/A | 200+ | High_B | 0.95 | 293.8 | N/A
External / Internal Wall Insulation | EWI_solid_1.7_0.55 | N/A | N/A | 200+ | Low_B | 0.95 | 297.9 | N/A
External / Internal Wall Insulation | EWI_solid_1.7_0.55 | N/A | N/A | 200+ | High_C | 0.95 | 306.6 | N/A
External / Internal Wall Insulation | EWI_solid_1.7_0.55 | N/A | N/A | 200+ | Low_C | 0.95 | 317.5 | N/A
External / Internal Wall Insulation | EWI_solid_1.7_0.55 | N/A | N/A | 200+ | High_D | 0.95 | 335.9 | N/A
External / Internal Wall Insulation | EWI_solid_1.7_0.55 | N/A | N/A | 200+ | Low_D | 0.95 | 357.4 | N/A
External / Internal Wall Insulation | EWI_solid_1.7_0.55 | N/A | N/A | 200+ | High_E | 0.95 | 389.8 | N/A
External / Internal Wall Insulation | EWI_solid_1.7_0.55 | N/A | N/A | 200+ | Low_E | 0.95 | 426.1 | N/A
External / Internal Wall Insulation | EWI_solid_1.7_0.55 | N/A | N/A | 200+ | High_F | 0.95 | 477.2 | N/A
External / Internal Wall Insulation | EWI_solid_1.7_0.55 | N/A | N/A | 200+ | Low_F | 0.95 | 533 | N/A
External / Internal Wall Insulation | EWI_solid_1.7_0.55 | N/A | N/A | 200+ | High_G | 0.95 | 608.1 | N/A
External / Internal Wall Insulation | EWI_solid_1.7_0.55 | N/A | N/A | 200+ | Low_G | 0.95 | 688.9 | N/A
External / Internal Wall Insulation | EWI_solid_1.7_0.23 | N/A | N/A | 200+ | High_B | 0.95 | 385.1 | N/A
External / Internal Wall Insulation | EWI_solid_1.7_0.23 | N/A | N/A | 200+ | Low_B | 0.95 | 390.3 | N/A
External / Internal Wall Insulation | EWI_solid_1.7_0.23 | N/A | N/A | 200+ | High_C | 0.95 | 401.3 | N/A
External / Internal Wall Insulation | EWI_solid_1.7_0.23 | N/A | N/A | 200+ | Low_C | 0.95 | 415.2 | N/A
External / Internal Wall Insulation | EWI_solid_1.7_0.23 | N/A | N/A | 200+ | High_D | 0.95 | 438.5 | N/A
External / Internal Wall Insulation | EWI_solid_1.7_0.23 | N/A | N/A | 200+ | Low_D | 0.95 | 465.9 | N/A
External / Internal Wall Insulation | EWI_solid_1.7_0.23 | N/A | N/A | 200+ | High_E | 0.95 | 507.1 | N/A
External / Internal Wall Insulation | EWI_solid_1.7_0.23 | N/A | N/A | 200+ | Low_E | 0.95 | 553.2 | N/A
External / Internal Wall Insulation | EWI_solid_1.7_0.23 | N/A | N/A | 200+ | High_F | 0.95 | 618.2 | N/A
External / Internal Wall Insulation | EWI_solid_1.7_0.23 | N/A | N/A | 200+ | Low_F | 0.95 | 689.2 | N/A
External / Internal Wall Insulation | EWI_solid_1.7_0.23 | N/A | N/A | 200+ | High_G | 0.95 | 784.7 | N/A
External / Internal Wall Insulation | EWI_solid_1.7_0.23 | N/A | N/A | 200+ | Low_G | 0.95 | 887.4 | N/A
External / Internal Wall Insulation | EWI_solid_1.7_0.3 | N/A | N/A | 200+ | High_B | 0.95 | 364.7 | N/A
External / Internal Wall Insulation | EWI_solid_1.7_0.3 | N/A | N/A | 200+ | Low_B | 0.95 | 369.6 | N/A
External / Internal Wall Insulation | EWI_solid_1.7_0.3 | N/A | N/A | 200+ | High_C | 0.95 | 380.2 | N/A
External / Internal Wall Insulation | EWI_solid_1.7_0.3 | N/A | N/A | 200+ | Low_C | 0.95 | 393.4 | N/A
External / Internal Wall Insulation | EWI_solid_1.7_0.3 | N/A | N/A | 200+ | High_D | 0.95 | 415.6 | N/A
External / Internal Wall Insulation | EWI_solid_1.7_0.3 | N/A | N/A | 200+ | Low_D | 0.95 | 441.7 | N/A
External / Internal Wall Insulation | EWI_solid_1.7_0.3 | N/A | N/A | 200+ | High_E | 0.95 | 481 | N/A
External / Internal Wall Insulation | EWI_solid_1.7_0.3 | N/A | N/A | 200+ | Low_E | 0.95 | 524.9 | N/A
External / Internal Wall Insulation | EWI_solid_1.7_0.3 | N/A | N/A | 200+ | High_F | 0.95 | 586.8 | N/A
External / Internal Wall Insulation | EWI_solid_1.7_0.3 | N/A | N/A | 200+ | Low_F | 0.95 | 654.5 | N/A
External / Internal Wall Insulation | EWI_solid_1.7_0.3 | N/A | N/A | 200+ | High_G | 0.95 | 745.5 | N/A
External / Internal Wall Insulation | EWI_solid_1.7_0.3 | N/A | N/A | 200+ | Low_G | 0.95 | 843.4 | N/A
External / Internal Wall Insulation | EWI_solid_1.7_0.6 | N/A | N/A | 200+ | High_B | 0.95 | 280 | N/A
External / Internal Wall Insulation | EWI_solid_1.7_0.6 | N/A | N/A | 200+ | Low_B | 0.95 | 283.9 | N/A
External / Internal Wall Insulation | EWI_solid_1.7_0.6 | N/A | N/A | 200+ | High_C | 0.95 | 292.2 | N/A
External / Internal Wall Insulation | EWI_solid_1.7_0.6 | N/A | N/A | 200+ | Low_C | 0.95 | 302.7 | N/A
External / Internal Wall Insulation | EWI_solid_1.7_0.6 | N/A | N/A | 200+ | High_D | 0.95 | 320.3 | N/A
External / Internal Wall Insulation | EWI_solid_1.7_0.6 | N/A | N/A | 200+ | Low_D | 0.95 | 340.9 | N/A
External / Internal Wall Insulation | EWI_solid_1.7_0.6 | N/A | N/A | 200+ | High_E | 0.95 | 371.9 | N/A
External / Internal Wall Insulation | EWI_solid_1.7_0.6 | N/A | N/A | 200+ | Low_E | 0.95 | 406.7 | N/A
External / Internal Wall Insulation | EWI_solid_1.7_0.6 | N/A | N/A | 200+ | High_F | 0.95 | 455.6 | N/A
External / Internal Wall Insulation | EWI_solid_1.7_0.6 | N/A | N/A | 200+ | Low_F | 0.95 | 509.1 | N/A
External / Internal Wall Insulation | EWI_solid_1.7_0.6 | N/A | N/A | 200+ | High_G | 0.95 | 581 | N/A
External / Internal Wall Insulation | EWI_solid_1.7_0.6 | N/A | N/A | 200+ | Low_G | 0.95 | 658.4 | N/A
External / Internal Wall Insulation | EWI_solid_1.0_0.45 | N/A | N/A | 200+ | High_B | 0.95 | 142 | N/A
External / Internal Wall Insulation | EWI_solid_1.0_0.45 | N/A | N/A | 200+ | Low_B | 0.95 | 143.5 | N/A
External / Internal Wall Insulation | EWI_solid_1.0_0.45 | N/A | N/A | 200+ | High_C | 0.95 | 147.1 | N/A
External / Internal Wall Insulation | EWI_solid_1.0_0.45 | N/A | N/A | 200+ | Low_C | 0.95 | 151.9 | N/A
External / Internal Wall Insulation | EWI_solid_1.0_0.45 | N/A | N/A | 200+ | High_D | 0.95 | 160.2 | N/A
External / Internal Wall Insulation | EWI_solid_1.0_0.45 | N/A | N/A | 200+ | Low_D | 0.95 | 170.1 | N/A
External / Internal Wall Insulation | EWI_solid_1.0_0.45 | N/A | N/A | 200+ | High_E | 0.95 | 185.1 | N/A
External / Internal Wall Insulation | EWI_solid_1.0_0.45 | N/A | N/A | 200+ | Low_E | 0.95 | 202.2 | N/A
External / Internal Wall Insulation | EWI_solid_1.0_0.45 | N/A | N/A | 200+ | High_F | 0.95 | 226.3 | N/A
External / Internal Wall Insulation | EWI_solid_1.0_0.45 | N/A | N/A | 200+ | Low_F | 0.95 | 252.7 | N/A
External / Internal Wall Insulation | EWI_solid_1.0_0.45 | N/A | N/A | 200+ | High_G | 0.95 | 288.5 | N/A
External / Internal Wall Insulation | EWI_solid_1.0_0.45 | N/A | N/A | 200+ | Low_G | 0.95 | 327.1 | N/A
External / Internal Wall Insulation | EWI_solid_1.0_0.3 | N/A | N/A | 200+ | High_B | 0.95 | 182.9 | N/A
External / Internal Wall Insulation | EWI_solid_1.0_0.3 | N/A | N/A | 200+ | Low_B | 0.95 | 184.7 | N/A
External / Internal Wall Insulation | EWI_solid_1.0_0.3 | N/A | N/A | 200+ | High_C | 0.95 | 189.3 | N/A
External / Internal Wall Insulation | EWI_solid_1.0_0.3 | N/A | N/A | 200+ | Low_C | 0.95 | 195.3 | N/A
External / Internal Wall Insulation | EWI_solid_1.0_0.3 | N/A | N/A | 200+ | High_D | 0.95 | 205.8 | N/A
External / Internal Wall Insulation | EWI_solid_1.0_0.3 | N/A | N/A | 200+ | Low_D | 0.95 | 218.3 | N/A
External / Internal Wall Insulation | EWI_solid_1.0_0.3 | N/A | N/A | 200+ | High_E | 0.95 | 237.4 | N/A
External / Internal Wall Insulation | EWI_solid_1.0_0.3 | N/A | N/A | 200+ | Low_E | 0.95 | 258.9 | N/A
External / Internal Wall Insulation | EWI_solid_1.0_0.3 | N/A | N/A | 200+ | High_F | 0.95 | 289.5 | N/A
External / Internal Wall Insulation | EWI_solid_1.0_0.3 | N/A | N/A | 200+ | Low_F | 0.95 | 323.2 | N/A
External / Internal Wall Insulation | EWI_solid_1.0_0.3 | N/A | N/A | 200+ | High_G | 0.95 | 368.6 | N/A
External / Internal Wall Insulation | EWI_solid_1.0_0.3 | N/A | N/A | 200+ | Low_G | 0.95 | 417.6 | N/A
External / Internal Wall Insulation | EWI_solid_1.0_0.6 | N/A | N/A | 200+ | High_B | 0.95 | 102.1 | N/A
External / Internal Wall Insulation | EWI_solid_1.0_0.6 | N/A | N/A | 200+ | Low_B | 0.95 | 103.2 | N/A
External / Internal Wall Insulation | EWI_solid_1.0_0.6 | N/A | N/A | 200+ | High_C | 0.95 | 105.9 | N/A
External / Internal Wall Insulation | EWI_solid_1.0_0.6 | N/A | N/A | 200+ | Low_C | 0.95 | 109.4 | N/A
External / Internal Wall Insulation | EWI_solid_1.0_0.6 | N/A | N/A | 200+ | High_D | 0.95 | 115.5 | N/A
External / Internal Wall Insulation | EWI_solid_1.0_0.6 | N/A | N/A | 200+ | Low_D | 0.95 | 122.8 | N/A
External / Internal Wall Insulation | EWI_solid_1.0_0.6 | N/A | N/A | 200+ | High_E | 0.95 | 133.8 | N/A
External / Internal Wall Insulation | EWI_solid_1.0_0.6 | N/A | N/A | 200+ | Low_E | 0.95 | 146.2 | N/A
External / Internal Wall Insulation | EWI_solid_1.0_0.6 | N/A | N/A | 200+ | High_F | 0.95 | 163.8 | N/A
External / Internal Wall Insulation | EWI_solid_1.0_0.6 | N/A | N/A | 200+ | Low_F | 0.95 | 183.1 | N/A
External / Internal Wall Insulation | EWI_solid_1.0_0.6 | N/A | N/A | 200+ | High_G | 0.95 | 209.2 | N/A
External / Internal Wall Insulation | EWI_solid_1.0_0.6 | N/A | N/A | 200+ | Low_G | 0.95 | 237.4 | N/A
External / Internal Wall Insulation | EWI_solid_0.6_0.24 | N/A | N/A | 200+ | High_B | 0.95 | 95.1 | N/A
External / Internal Wall Insulation | EWI_solid_0.6_0.24 | N/A | N/A | 200+ | Low_B | 0.95 | 95.8 | N/A
External / Internal Wall Insulation | EWI_solid_0.6_0.24 | N/A | N/A | 200+ | High_C | 0.95 | 97.8 | N/A
External / Internal Wall Insulation | EWI_solid_0.6_0.24 | N/A | N/A | 200+ | Low_C | 0.95 | 100.7 | N/A
External / Internal Wall Insulation | EWI_solid_0.6_0.24 | N/A | N/A | 200+ | High_D | 0.95 | 105.9 | N/A
External / Internal Wall Insulation | EWI_solid_0.6_0.24 | N/A | N/A | 200+ | Low_D | 0.95 | 112.1 | N/A
External / Internal Wall Insulation | EWI_solid_0.6_0.24 | N/A | N/A | 200+ | High_E | 0.95 | 121.7 | N/A
External / Internal Wall Insulation | EWI_solid_0.6_0.24 | N/A | N/A | 200+ | Low_E | 0.95 | 132.7 | N/A
External / Internal Wall Insulation | EWI_solid_0.6_0.24 | N/A | N/A | 200+ | High_F | 0.95 | 148.3 | N/A
External / Internal Wall Insulation | EWI_solid_0.6_0.24 | N/A | N/A | 200+ | Low_F | 0.95 | 165.5 | N/A
External / Internal Wall Insulation | EWI_solid_0.6_0.24 | N/A | N/A | 200+ | High_G | 0.95 | 188.9 | N/A
External / Internal Wall Insulation | EWI_solid_0.6_0.24 | N/A | N/A | 200+ | Low_G | 0.95 | 214.1 | N/A
External / Internal Wall Insulation | EWI_solid_0.6_0.3 | N/A | N/A | 200+ | High_B | 0.95 | 78.8 | N/A
External / Internal Wall Insulation | EWI_solid_0.6_0.3 | N/A | N/A | 200+ | Low_B | 0.95 | 79.4 | N/A
External / Internal Wall Insulation | EWI_solid_0.6_0.3 | N/A | N/A | 200+ | High_C | 0.95 | 81.2 | N/A
External / Internal Wall Insulation | EWI_solid_0.6_0.3 | N/A | N/A | 200+ | Low_C | 0.95 | 83.6 | N/A
External / Internal Wall Insulation | EWI_solid_0.6_0.3 | N/A | N/A | 200+ | High_D | 0.95 | 87.9 | N/A
External / Internal Wall Insulation | EWI_solid_0.6_0.3 | N/A | N/A | 200+ | Low_D | 0.95 | 93.1 | N/A
External / Internal Wall Insulation | EWI_solid_0.6_0.3 | N/A | N/A | 200+ | High_E | 0.95 | 101.1 | N/A
External / Internal Wall Insulation | EWI_solid_0.6_0.3 | N/A | N/A | 200+ | Low_E | 0.95 | 110.3 | N/A
External / Internal Wall Insulation | EWI_solid_0.6_0.3 | N/A | N/A | 200+ | High_F | 0.95 | 123.3 | N/A
External / Internal Wall Insulation | EWI_solid_0.6_0.3 | N/A | N/A | 200+ | Low_F | 0.95 | 137.7 | N/A
External / Internal Wall Insulation | EWI_solid_0.6_0.3 | N/A | N/A | 200+ | High_G | 0.95 | 157.1 | N/A
External / Internal Wall Insulation | EWI_solid_0.6_0.3 | N/A | N/A | 200+ | Low_G | 0.95 | 178.2 | N/A
External / Internal Wall Insulation | EWI_solid_0.45_0.21 | N/A | N/A | 200+ | High_B | 0.95 | 63.5 | N/A
External / Internal Wall Insulation | EWI_solid_0.45_0.21 | N/A | N/A | 200+ | Low_B | 0.95 | 64 | N/A
External / Internal Wall Insulation | EWI_solid_0.45_0.21 | N/A | N/A | 200+ | High_C | 0.95 | 65.4 | N/A
External / Internal Wall Insulation | EWI_solid_0.45_0.21 | N/A | N/A | 200+ | Low_C | 0.95 | 67.3 | N/A
External / Internal Wall Insulation | EWI_solid_0.45_0.21 | N/A | N/A | 200+ | High_D | 0.95 | 70.7 | N/A
External / Internal Wall Insulation | EWI_solid_0.45_0.21 | N/A | N/A | 200+ | Low_D | 0.95 | 74.9 | N/A
External / Internal Wall Insulation | EWI_solid_0.45_0.21 | N/A | N/A | 200+ | High_E | 0.95 | 81.3 | N/A
External / Internal Wall Insulation | EWI_solid_0.45_0.21 | N/A | N/A | 200+ | Low_E | 0.95 | 88.6 | N/A
External / Internal Wall Insulation | EWI_solid_0.45_0.21 | N/A | N/A | 200+ | High_F | 0.95 | 99.1 | N/A
External / Internal Wall Insulation | EWI_solid_0.45_0.21 | N/A | N/A | 200+ | Low_F | 0.95 | 110.7 | N/A
External / Internal Wall Insulation | EWI_solid_0.45_0.21 | N/A | N/A | 200+ | High_G | 0.95 | 126.3 | N/A
External / Internal Wall Insulation | EWI_solid_0.45_0.21 | N/A | N/A | 200+ | Low_G | 0.95 | 143.3 | N/A
External / Internal Wall Insulation | EWI_solid_2.0_0.6 | N/A | N/A | 200+ | High_B | 0.95 | 353.9 | N/A
External / Internal Wall Insulation | EWI_solid_2.0_0.6 | N/A | N/A | 200+ | Low_B | 0.95 | 359.2 | N/A
External / Internal Wall Insulation | EWI_solid_2.0_0.6 | N/A | N/A | 200+ | High_C | 0.95 | 370.2 | N/A
External / Internal Wall Insulation | EWI_solid_2.0_0.6 | N/A | N/A | 200+ | Low_C | 0.95 | 383.9 | N/A
External / Internal Wall Insulation | EWI_solid_2.0_0.6 | N/A | N/A | 200+ | High_D | 0.95 | 406.7 | N/A
External / Internal Wall Insulation | EWI_solid_2.0_0.6 | N/A | N/A | 200+ | Low_D | 0.95 | 433.4 | N/A
External / Internal Wall Insulation | EWI_solid_2.0_0.6 | N/A | N/A | 200+ | High_E | 0.95 | 473.4 | N/A
External / Internal Wall Insulation | EWI_solid_2.0_0.6 | N/A | N/A | 200+ | Low_E | 0.95 | 518.1 | N/A
External / Internal Wall Insulation | EWI_solid_2.0_0.6 | N/A | N/A | 200+ | High_F | 0.95 | 581.1 | N/A
External / Internal Wall Insulation | EWI_solid_2.0_0.6 | N/A | N/A | 200+ | Low_F | 0.95 | 649.7 | N/A
External / Internal Wall Insulation | EWI_solid_2.0_0.6 | N/A | N/A | 200+ | High_G | 0.95 | 742 | N/A
External / Internal Wall Insulation | EWI_solid_2.0_0.6 | N/A | N/A | 200+ | Low_G | 0.95 | 841.2 | N/A
External / Internal Wall Insulation | EWI_solid_2.0_0.35 | N/A | N/A | 200+ | High_B | 0.95 | 425.3 | N/A
External / Internal Wall Insulation | EWI_solid_2.0_0.35 | N/A | N/A | 200+ | Low_B | 0.95 | 431.4 | N/A
External / Internal Wall Insulation | EWI_solid_2.0_0.35 | N/A | N/A | 200+ | High_C | 0.95 | 444.2 | N/A
External / Internal Wall Insulation | EWI_solid_2.0_0.35 | N/A | N/A | 200+ | Low_C | 0.95 | 460.2 | N/A
External / Internal Wall Insulation | EWI_solid_2.0_0.35 | N/A | N/A | 200+ | High_D | 0.95 | 486.9 | N/A
External / Internal Wall Insulation | EWI_solid_2.0_0.35 | N/A | N/A | 200+ | Low_D | 0.95 | 518.2 | N/A
External / Internal Wall Insulation | EWI_solid_2.0_0.35 | N/A | N/A | 200+ | High_E | 0.95 | 565.2 | N/A
External / Internal Wall Insulation | EWI_solid_2.0_0.35 | N/A | N/A | 200+ | Low_E | 0.95 | 617.7 | N/A
External / Internal Wall Insulation | EWI_solid_2.0_0.35 | N/A | N/A | 200+ | High_F | 0.95 | 691.6 | N/A
External / Internal Wall Insulation | EWI_solid_2.0_0.35 | N/A | N/A | 200+ | Low_F | 0.95 | 772.3 | N/A
External / Internal Wall Insulation | EWI_solid_2.0_0.35 | N/A | N/A | 200+ | High_G | 0.95 | 880.8 | N/A
External / Internal Wall Insulation | EWI_solid_2.0_0.35 | N/A | N/A | 200+ | Low_G | 0.95 | 997.4 | N/A
External / Internal Wall Insulation | EWI_solid_2.0_0.25 | N/A | N/A | 200+ | High_B | 0.95 | 454.7 | N/A
External / Internal Wall Insulation | EWI_solid_2.0_0.25 | N/A | N/A | 200+ | Low_B | 0.95 | 461.2 | N/A
External / Internal Wall Insulation | EWI_solid_2.0_0.25 | N/A | N/A | 200+ | High_C | 0.95 | 474.7 | N/A
External / Internal Wall Insulation | EWI_solid_2.0_0.25 | N/A | N/A | 200+ | Low_C | 0.95 | 491.6 | N/A
External / Internal Wall Insulation | EWI_solid_2.0_0.25 | N/A | N/A | 200+ | High_D | 0.95 | 519.9 | N/A
External / Internal Wall Insulation | EWI_solid_2.0_0.25 | N/A | N/A | 200+ | Low_D | 0.95 | 553 | N/A
External / Internal Wall Insulation | EWI_solid_2.0_0.25 | N/A | N/A | 200+ | High_E | 0.95 | 602.8 | N/A
External / Internal Wall Insulation | EWI_solid_2.0_0.25 | N/A | N/A | 200+ | Low_E | 0.95 | 658.5 | N/A
External / Internal Wall Insulation | EWI_solid_2.0_0.25 | N/A | N/A | 200+ | High_F | 0.95 | 736.9 | N/A
External / Internal Wall Insulation | EWI_solid_2.0_0.25 | N/A | N/A | 200+ | Low_F | 0.95 | 822.4 | N/A
External / Internal Wall Insulation | EWI_solid_2.0_0.25 | N/A | N/A | 200+ | High_G | 0.95 | 937.5 | N/A
External / Internal Wall Insulation | EWI_solid_2.0_0.25 | N/A | N/A | 200+ | Low_G | 0.95 | 1061.1 | N/A
External / Internal Wall Insulation | EWI_solid_2.0_0.3 | N/A | N/A | 200+ | High_B | 0.95 | 439.9 | N/A
External / Internal Wall Insulation | EWI_solid_2.0_0.3 | N/A | N/A | 200+ | Low_B | 0.95 | 446.2 | N/A
External / Internal Wall Insulation | EWI_solid_2.0_0.3 | N/A | N/A | 200+ | High_C | 0.95 | 459.4 | N/A
External / Internal Wall Insulation | EWI_solid_2.0_0.3 | N/A | N/A | 200+ | Low_C | 0.95 | 475.8 | N/A
External / Internal Wall Insulation | EWI_solid_2.0_0.3 | N/A | N/A | 200+ | High_D | 0.95 | 503.4 | N/A
External / Internal Wall Insulation | EWI_solid_2.0_0.3 | N/A | N/A | 200+ | Low_D | 0.95 | 535.5 | N/A
External / Internal Wall Insulation | EWI_solid_2.0_0.3 | N/A | N/A | 200+ | High_E | 0.95 | 583.9 | N/A
External / Internal Wall Insulation | EWI_solid_2.0_0.3 | N/A | N/A | 200+ | Low_E | 0.95 | 638 | N/A
External / Internal Wall Insulation | EWI_solid_2.0_0.3 | N/A | N/A | 200+ | High_F | 0.95 | 714.2 | N/A
External / Internal Wall Insulation | EWI_solid_2.0_0.3 | N/A | N/A | 200+ | Low_F | 0.95 | 797.3 | N/A
External / Internal Wall Insulation | EWI_solid_2.0_0.3 | N/A | N/A | 200+ | High_G | 0.95 | 909.1 | N/A
External / Internal Wall Insulation | EWI_solid_2.0_0.3 | N/A | N/A | 200+ | Low_G | 0.95 | 1029.2 | N/A
External / Internal Wall Insulation | EWI_cavity_1.7_0.55 | N/A | N/A | 200+ | High_B | 0.95 | 293.8 | N/A
External / Internal Wall Insulation | EWI_cavity_1.7_0.55 | N/A | N/A | 200+ | Low_B | 0.95 | 297.9 | N/A
External / Internal Wall Insulation | EWI_cavity_1.7_0.55 | N/A | N/A | 200+ | High_C | 0.95 | 306.6 | N/A
External / Internal Wall Insulation | EWI_cavity_1.7_0.55 | N/A | N/A | 200+ | Low_C | 0.95 | 317.5 | N/A
External / Internal Wall Insulation | EWI_cavity_1.7_0.55 | N/A | N/A | 200+ | High_D | 0.95 | 335.9 | N/A
External / Internal Wall Insulation | EWI_cavity_1.7_0.55 | N/A | N/A | 200+ | Low_D | 0.95 | 357.4 | N/A
External / Internal Wall Insulation | EWI_cavity_1.7_0.55 | N/A | N/A | 200+ | High_E | 0.95 | 389.8 | N/A
External / Internal Wall Insulation | EWI_cavity_1.7_0.55 | N/A | N/A | 200+ | Low_E | 0.95 | 426.1 | N/A
External / Internal Wall Insulation | EWI_cavity_1.7_0.55 | N/A | N/A | 200+ | High_F | 0.95 | 477.2 | N/A
External / Internal Wall Insulation | EWI_cavity_1.7_0.55 | N/A | N/A | 200+ | Low_F | 0.95 | 533 | N/A
External / Internal Wall Insulation | EWI_cavity_1.7_0.55 | N/A | N/A | 200+ | High_G | 0.95 | 608.1 | N/A
External / Internal Wall Insulation | EWI_cavity_1.7_0.55 | N/A | N/A | 200+ | Low_G | 0.95 | 688.9 | N/A
External / Internal Wall Insulation | EWI_cavity_1.7_0.23 | N/A | N/A | 200+ | High_B | 0.95 | 385.1 | N/A
External / Internal Wall Insulation | EWI_cavity_1.7_0.23 | N/A | N/A | 200+ | Low_B | 0.95 | 390.3 | N/A
External / Internal Wall Insulation | EWI_cavity_1.7_0.23 | N/A | N/A | 200+ | High_C | 0.95 | 401.3 | N/A
External / Internal Wall Insulation | EWI_cavity_1.7_0.23 | N/A | N/A | 200+ | Low_C | 0.95 | 415.2 | N/A
External / Internal Wall Insulation | EWI_cavity_1.7_0.23 | N/A | N/A | 200+ | High_D | 0.95 | 438.5 | N/A
External / Internal Wall Insulation | EWI_cavity_1.7_0.23 | N/A | N/A | 200+ | Low_D | 0.95 | 465.9 | N/A
External / Internal Wall Insulation | EWI_cavity_1.7_0.23 | N/A | N/A | 200+ | High_E | 0.95 | 507.1 | N/A
External / Internal Wall Insulation | EWI_cavity_1.7_0.23 | N/A | N/A | 200+ | Low_E | 0.95 | 553.2 | N/A
External / Internal Wall Insulation | EWI_cavity_1.7_0.23 | N/A | N/A | 200+ | High_F | 0.95 | 618.2 | N/A
External / Internal Wall Insulation | EWI_cavity_1.7_0.23 | N/A | N/A | 200+ | Low_F | 0.95 | 689.2 | N/A
External / Internal Wall Insulation | EWI_cavity_1.7_0.23 | N/A | N/A | 200+ | High_G | 0.95 | 784.7 | N/A
External / Internal Wall Insulation | EWI_cavity_1.7_0.23 | N/A | N/A | 200+ | Low_G | 0.95 | 887.4 | N/A
External / Internal Wall Insulation | EWI_cavity_1.7_0.3 | N/A | N/A | 200+ | High_B | 0.95 | 364.7 | N/A
External / Internal Wall Insulation | EWI_cavity_1.7_0.3 | N/A | N/A | 200+ | Low_B | 0.95 | 369.6 | N/A
External / Internal Wall Insulation | EWI_cavity_1.7_0.3 | N/A | N/A | 200+ | High_C | 0.95 | 380.2 | N/A
External / Internal Wall Insulation | EWI_cavity_1.7_0.3 | N/A | N/A | 200+ | Low_C | 0.95 | 393.4 | N/A
External / Internal Wall Insulation | EWI_cavity_1.7_0.3 | N/A | N/A | 200+ | High_D | 0.95 | 415.6 | N/A
External / Internal Wall Insulation | EWI_cavity_1.7_0.3 | N/A | N/A | 200+ | Low_D | 0.95 | 441.7 | N/A
External / Internal Wall Insulation | EWI_cavity_1.7_0.3 | N/A | N/A | 200+ | High_E | 0.95 | 481 | N/A
External / Internal Wall Insulation | EWI_cavity_1.7_0.3 | N/A | N/A | 200+ | Low_E | 0.95 | 524.9 | N/A
External / Internal Wall Insulation | EWI_cavity_1.7_0.3 | N/A | N/A | 200+ | High_F | 0.95 | 586.8 | N/A
External / Internal Wall Insulation | EWI_cavity_1.7_0.3 | N/A | N/A | 200+ | Low_F | 0.95 | 654.5 | N/A
External / Internal Wall Insulation | EWI_cavity_1.7_0.3 | N/A | N/A | 200+ | High_G | 0.95 | 745.5 | N/A
External / Internal Wall Insulation | EWI_cavity_1.7_0.3 | N/A | N/A | 200+ | Low_G | 0.95 | 843.4 | N/A
External / Internal Wall Insulation | EWI_cavity_1.7_0.6 | N/A | N/A | 200+ | High_B | 0.95 | 280 | N/A
External / Internal Wall Insulation | EWI_cavity_1.7_0.6 | N/A | N/A | 200+ | Low_B | 0.95 | 283.9 | N/A
External / Internal Wall Insulation | EWI_cavity_1.7_0.6 | N/A | N/A | 200+ | High_C | 0.95 | 292.2 | N/A
External / Internal Wall Insulation | EWI_cavity_1.7_0.6 | N/A | N/A | 200+ | Low_C | 0.95 | 302.7 | N/A
External / Internal Wall Insulation | EWI_cavity_1.7_0.6 | N/A | N/A | 200+ | High_D | 0.95 | 320.3 | N/A
External / Internal Wall Insulation | EWI_cavity_1.7_0.6 | N/A | N/A | 200+ | Low_D | 0.95 | 340.9 | N/A
External / Internal Wall Insulation | EWI_cavity_1.7_0.6 | N/A | N/A | 200+ | High_E | 0.95 | 371.9 | N/A
External / Internal Wall Insulation | EWI_cavity_1.7_0.6 | N/A | N/A | 200+ | Low_E | 0.95 | 406.7 | N/A
External / Internal Wall Insulation | EWI_cavity_1.7_0.6 | N/A | N/A | 200+ | High_F | 0.95 | 455.6 | N/A
External / Internal Wall Insulation | EWI_cavity_1.7_0.6 | N/A | N/A | 200+ | Low_F | 0.95 | 509.1 | N/A
External / Internal Wall Insulation | EWI_cavity_1.7_0.6 | N/A | N/A | 200+ | High_G | 0.95 | 581 | N/A
External / Internal Wall Insulation | EWI_cavity_1.7_0.6 | N/A | N/A | 200+ | Low_G | 0.95 | 658.4 | N/A
External / Internal Wall Insulation | EWI_cavity_1.0_0.45 | N/A | N/A | 200+ | High_B | 0.95 | 142 | N/A
External / Internal Wall Insulation | EWI_cavity_1.0_0.45 | N/A | N/A | 200+ | Low_B | 0.95 | 143.5 | N/A
External / Internal Wall Insulation | EWI_cavity_1.0_0.45 | N/A | N/A | 200+ | High_C | 0.95 | 147.1 | N/A
External / Internal Wall Insulation | EWI_cavity_1.0_0.45 | N/A | N/A | 200+ | Low_C | 0.95 | 151.9 | N/A
External / Internal Wall Insulation | EWI_cavity_1.0_0.45 | N/A | N/A | 200+ | High_D | 0.95 | 160.2 | N/A
External / Internal Wall Insulation | EWI_cavity_1.0_0.45 | N/A | N/A | 200+ | Low_D | 0.95 | 170.1 | N/A
External / Internal Wall Insulation | EWI_cavity_1.0_0.45 | N/A | N/A | 200+ | High_E | 0.95 | 185.1 | N/A
External / Internal Wall Insulation | EWI_cavity_1.0_0.45 | N/A | N/A | 200+ | Low_E | 0.95 | 202.2 | N/A
External / Internal Wall Insulation | EWI_cavity_1.0_0.45 | N/A | N/A | 200+ | High_F | 0.95 | 226.3 | N/A
External / Internal Wall Insulation | EWI_cavity_1.0_0.45 | N/A | N/A | 200+ | Low_F | 0.95 | 252.7 | N/A
External / Internal Wall Insulation | EWI_cavity_1.0_0.45 | N/A | N/A | 200+ | High_G | 0.95 | 288.5 | N/A
External / Internal Wall Insulation | EWI_cavity_1.0_0.45 | N/A | N/A | 200+ | Low_G | 0.95 | 327.1 | N/A
External / Internal Wall Insulation | EWI_cavity_1.0_0.3 | N/A | N/A | 200+ | High_B | 0.95 | 182.9 | N/A
External / Internal Wall Insulation | EWI_cavity_1.0_0.3 | N/A | N/A | 200+ | Low_B | 0.95 | 184.7 | N/A
External / Internal Wall Insulation | EWI_cavity_1.0_0.3 | N/A | N/A | 200+ | High_C | 0.95 | 189.3 | N/A
External / Internal Wall Insulation | EWI_cavity_1.0_0.3 | N/A | N/A | 200+ | Low_C | 0.95 | 195.3 | N/A
External / Internal Wall Insulation | EWI_cavity_1.0_0.3 | N/A | N/A | 200+ | High_D | 0.95 | 205.8 | N/A
External / Internal Wall Insulation | EWI_cavity_1.0_0.3 | N/A | N/A | 200+ | Low_D | 0.95 | 218.3 | N/A
External / Internal Wall Insulation | EWI_cavity_1.0_0.3 | N/A | N/A | 200+ | High_E | 0.95 | 237.4 | N/A
External / Internal Wall Insulation | EWI_cavity_1.0_0.3 | N/A | N/A | 200+ | Low_E | 0.95 | 258.9 | N/A
External / Internal Wall Insulation | EWI_cavity_1.0_0.3 | N/A | N/A | 200+ | High_F | 0.95 | 289.5 | N/A
External / Internal Wall Insulation | EWI_cavity_1.0_0.3 | N/A | N/A | 200+ | Low_F | 0.95 | 323.2 | N/A
External / Internal Wall Insulation | EWI_cavity_1.0_0.3 | N/A | N/A | 200+ | High_G | 0.95 | 368.6 | N/A
External / Internal Wall Insulation | EWI_cavity_1.0_0.3 | N/A | N/A | 200+ | Low_G | 0.95 | 417.6 | N/A
External / Internal Wall Insulation | EWI_cavity_1.0_0.6 | N/A | N/A | 200+ | High_B | 0.95 | 102.1 | N/A
External / Internal Wall Insulation | EWI_cavity_1.0_0.6 | N/A | N/A | 200+ | Low_B | 0.95 | 103.2 | N/A
External / Internal Wall Insulation | EWI_cavity_1.0_0.6 | N/A | N/A | 200+ | High_C | 0.95 | 105.9 | N/A
External / Internal Wall Insulation | EWI_cavity_1.0_0.6 | N/A | N/A | 200+ | Low_C | 0.95 | 109.4 | N/A
External / Internal Wall Insulation | EWI_cavity_1.0_0.6 | N/A | N/A | 200+ | High_D | 0.95 | 115.5 | N/A
External / Internal Wall Insulation | EWI_cavity_1.0_0.6 | N/A | N/A | 200+ | Low_D | 0.95 | 122.8 | N/A
External / Internal Wall Insulation | EWI_cavity_1.0_0.6 | N/A | N/A | 200+ | High_E | 0.95 | 133.8 | N/A
External / Internal Wall Insulation | EWI_cavity_1.0_0.6 | N/A | N/A | 200+ | Low_E | 0.95 | 146.2 | N/A
External / Internal Wall Insulation | EWI_cavity_1.0_0.6 | N/A | N/A | 200+ | High_F | 0.95 | 163.8 | N/A
External / Internal Wall Insulation | EWI_cavity_1.0_0.6 | N/A | N/A | 200+ | Low_F | 0.95 | 183.1 | N/A
External / Internal Wall Insulation | EWI_cavity_1.0_0.6 | N/A | N/A | 200+ | High_G | 0.95 | 209.2 | N/A
External / Internal Wall Insulation | EWI_cavity_1.0_0.6 | N/A | N/A | 200+ | Low_G | 0.95 | 237.4 | N/A
External / Internal Wall Insulation | EWI_cavity_0.6_0.24 | N/A | N/A | 200+ | High_B | 0.95 | 95.1 | N/A
External / Internal Wall Insulation | EWI_cavity_0.6_0.24 | N/A | N/A | 200+ | Low_B | 0.95 | 95.8 | N/A
External / Internal Wall Insulation | EWI_cavity_0.6_0.24 | N/A | N/A | 200+ | High_C | 0.95 | 97.8 | N/A
External / Internal Wall Insulation | EWI_cavity_0.6_0.24 | N/A | N/A | 200+ | Low_C | 0.95 | 100.7 | N/A
External / Internal Wall Insulation | EWI_cavity_0.6_0.24 | N/A | N/A | 200+ | High_D | 0.95 | 105.9 | N/A
External / Internal Wall Insulation | EWI_cavity_0.6_0.24 | N/A | N/A | 200+ | Low_D | 0.95 | 112.1 | N/A
External / Internal Wall Insulation | EWI_cavity_0.6_0.24 | N/A | N/A | 200+ | High_E | 0.95 | 121.7 | N/A
External / Internal Wall Insulation | EWI_cavity_0.6_0.24 | N/A | N/A | 200+ | Low_E | 0.95 | 132.7 | N/A
External / Internal Wall Insulation | EWI_cavity_0.6_0.24 | N/A | N/A | 200+ | High_F | 0.95 | 148.3 | N/A
External / Internal Wall Insulation | EWI_cavity_0.6_0.24 | N/A | N/A | 200+ | Low_F | 0.95 | 165.5 | N/A
External / Internal Wall Insulation | EWI_cavity_0.6_0.24 | N/A | N/A | 200+ | High_G | 0.95 | 188.9 | N/A
External / Internal Wall Insulation | EWI_cavity_0.6_0.24 | N/A | N/A | 200+ | Low_G | 0.95 | 214.1 | N/A
External / Internal Wall Insulation | EWI_cavity_0.6_0.3 | N/A | N/A | 200+ | High_B | 0.95 | 78.8 | N/A
External / Internal Wall Insulation | EWI_cavity_0.6_0.3 | N/A | N/A | 200+ | Low_B | 0.95 | 79.4 | N/A
External / Internal Wall Insulation | EWI_cavity_0.6_0.3 | N/A | N/A | 200+ | High_C | 0.95 | 81.2 | N/A
External / Internal Wall Insulation | EWI_cavity_0.6_0.3 | N/A | N/A | 200+ | Low_C | 0.95 | 83.6 | N/A
External / Internal Wall Insulation | EWI_cavity_0.6_0.3 | N/A | N/A | 200+ | High_D | 0.95 | 87.9 | N/A
External / Internal Wall Insulation | EWI_cavity_0.6_0.3 | N/A | N/A | 200+ | Low_D | 0.95 | 93.1 | N/A
External / Internal Wall Insulation | EWI_cavity_0.6_0.3 | N/A | N/A | 200+ | High_E | 0.95 | 101.1 | N/A
External / Internal Wall Insulation | EWI_cavity_0.6_0.3 | N/A | N/A | 200+ | Low_E | 0.95 | 110.3 | N/A
External / Internal Wall Insulation | EWI_cavity_0.6_0.3 | N/A | N/A | 200+ | High_F | 0.95 | 123.3 | N/A
External / Internal Wall Insulation | EWI_cavity_0.6_0.3 | N/A | N/A | 200+ | Low_F | 0.95 | 137.7 | N/A
External / Internal Wall Insulation | EWI_cavity_0.6_0.3 | N/A | N/A | 200+ | High_G | 0.95 | 157.1 | N/A
External / Internal Wall Insulation | EWI_cavity_0.6_0.3 | N/A | N/A | 200+ | Low_G | 0.95 | 178.2 | N/A
External / Internal Wall Insulation | EWI_cavity_0.45_0.21 | N/A | N/A | 200+ | High_B | 0.95 | 63.5 | N/A
External / Internal Wall Insulation | EWI_cavity_0.45_0.21 | N/A | N/A | 200+ | Low_B | 0.95 | 64 | N/A
External / Internal Wall Insulation | EWI_cavity_0.45_0.21 | N/A | N/A | 200+ | High_C | 0.95 | 65.4 | N/A
External / Internal Wall Insulation | EWI_cavity_0.45_0.21 | N/A | N/A | 200+ | Low_C | 0.95 | 67.3 | N/A
External / Internal Wall Insulation | EWI_cavity_0.45_0.21 | N/A | N/A | 200+ | High_D | 0.95 | 70.7 | N/A
External / Internal Wall Insulation | EWI_cavity_0.45_0.21 | N/A | N/A | 200+ | Low_D | 0.95 | 74.9 | N/A
External / Internal Wall Insulation | EWI_cavity_0.45_0.21 | N/A | N/A | 200+ | High_E | 0.95 | 81.3 | N/A
External / Internal Wall Insulation | EWI_cavity_0.45_0.21 | N/A | N/A | 200+ | Low_E | 0.95 | 88.6 | N/A
External / Internal Wall Insulation | EWI_cavity_0.45_0.21 | N/A | N/A | 200+ | High_F | 0.95 | 99.1 | N/A
External / Internal Wall Insulation | EWI_cavity_0.45_0.21 | N/A | N/A | 200+ | Low_F | 0.95 | 110.7 | N/A
External / Internal Wall Insulation | EWI_cavity_0.45_0.21 | N/A | N/A | 200+ | High_G | 0.95 | 126.3 | N/A
External / Internal Wall Insulation | EWI_cavity_0.45_0.21 | N/A | N/A | 200+ | Low_G | 0.95 | 143.3 | N/A
External / Internal Wall Insulation | EWI_cavity_2.0_0.6 | N/A | N/A | 200+ | High_B | 0.95 | 353.9 | N/A
External / Internal Wall Insulation | EWI_cavity_2.0_0.6 | N/A | N/A | 200+ | Low_B | 0.95 | 359.2 | N/A
External / Internal Wall Insulation | EWI_cavity_2.0_0.6 | N/A | N/A | 200+ | High_C | 0.95 | 370.2 | N/A
External / Internal Wall Insulation | EWI_cavity_2.0_0.6 | N/A | N/A | 200+ | Low_C | 0.95 | 383.9 | N/A
External / Internal Wall Insulation | EWI_cavity_2.0_0.6 | N/A | N/A | 200+ | High_D | 0.95 | 406.7 | N/A
External / Internal Wall Insulation | EWI_cavity_2.0_0.6 | N/A | N/A | 200+ | Low_D | 0.95 | 433.4 | N/A
External / Internal Wall Insulation | EWI_cavity_2.0_0.6 | N/A | N/A | 200+ | High_E | 0.95 | 473.4 | N/A
External / Internal Wall Insulation | EWI_cavity_2.0_0.6 | N/A | N/A | 200+ | Low_E | 0.95 | 518.1 | N/A
External / Internal Wall Insulation | EWI_cavity_2.0_0.6 | N/A | N/A | 200+ | High_F | 0.95 | 581.1 | N/A
External / Internal Wall Insulation | EWI_cavity_2.0_0.6 | N/A | N/A | 200+ | Low_F | 0.95 | 649.7 | N/A
External / Internal Wall Insulation | EWI_cavity_2.0_0.6 | N/A | N/A | 200+ | High_G | 0.95 | 742 | N/A
External / Internal Wall Insulation | EWI_cavity_2.0_0.6 | N/A | N/A | 200+ | Low_G | 0.95 | 841.2 | N/A
External / Internal Wall Insulation | EWI_cavity_2.0_0.35 | N/A | N/A | 200+ | High_B | 0.95 | 425.3 | N/A
External / Internal Wall Insulation | EWI_cavity_2.0_0.35 | N/A | N/A | 200+ | Low_B | 0.95 | 431.4 | N/A
External / Internal Wall Insulation | EWI_cavity_2.0_0.35 | N/A | N/A | 200+ | High_C | 0.95 | 444.2 | N/A
External / Internal Wall Insulation | EWI_cavity_2.0_0.35 | N/A | N/A | 200+ | Low_C | 0.95 | 460.2 | N/A
External / Internal Wall Insulation | EWI_cavity_2.0_0.35 | N/A | N/A | 200+ | High_D | 0.95 | 486.9 | N/A
External / Internal Wall Insulation | EWI_cavity_2.0_0.35 | N/A | N/A | 200+ | Low_D | 0.95 | 518.2 | N/A
External / Internal Wall Insulation | EWI_cavity_2.0_0.35 | N/A | N/A | 200+ | High_E | 0.95 | 565.2 | N/A
External / Internal Wall Insulation | EWI_cavity_2.0_0.35 | N/A | N/A | 200+ | Low_E | 0.95 | 617.7 | N/A
External / Internal Wall Insulation | EWI_cavity_2.0_0.35 | N/A | N/A | 200+ | High_F | 0.95 | 691.6 | N/A
External / Internal Wall Insulation | EWI_cavity_2.0_0.35 | N/A | N/A | 200+ | Low_F | 0.95 | 772.3 | N/A
External / Internal Wall Insulation | EWI_cavity_2.0_0.35 | N/A | N/A | 200+ | High_G | 0.95 | 880.8 | N/A
External / Internal Wall Insulation | EWI_cavity_2.0_0.35 | N/A | N/A | 200+ | Low_G | 0.95 | 997.4 | N/A
External / Internal Wall Insulation | EWI_cavity_2.0_0.25 | N/A | N/A | 200+ | High_B | 0.95 | 454.7 | N/A
External / Internal Wall Insulation | EWI_cavity_2.0_0.25 | N/A | N/A | 200+ | Low_B | 0.95 | 461.2 | N/A
External / Internal Wall Insulation | EWI_cavity_2.0_0.25 | N/A | N/A | 200+ | High_C | 0.95 | 474.7 | N/A
External / Internal Wall Insulation | EWI_cavity_2.0_0.25 | N/A | N/A | 200+ | Low_C | 0.95 | 491.6 | N/A
External / Internal Wall Insulation | EWI_cavity_2.0_0.25 | N/A | N/A | 200+ | High_D | 0.95 | 519.9 | N/A
External / Internal Wall Insulation | EWI_cavity_2.0_0.25 | N/A | N/A | 200+ | Low_D | 0.95 | 553 | N/A
External / Internal Wall Insulation | EWI_cavity_2.0_0.25 | N/A | N/A | 200+ | High_E | 0.95 | 602.8 | N/A
External / Internal Wall Insulation | EWI_cavity_2.0_0.25 | N/A | N/A | 200+ | Low_E | 0.95 | 658.5 | N/A
External / Internal Wall Insulation | EWI_cavity_2.0_0.25 | N/A | N/A | 200+ | High_F | 0.95 | 736.9 | N/A
External / Internal Wall Insulation | EWI_cavity_2.0_0.25 | N/A | N/A | 200+ | Low_F | 0.95 | 822.4 | N/A
External / Internal Wall Insulation | EWI_cavity_2.0_0.25 | N/A | N/A | 200+ | High_G | 0.95 | 937.5 | N/A
External / Internal Wall Insulation | EWI_cavity_2.0_0.25 | N/A | N/A | 200+ | Low_G | 0.95 | 1061.1 | N/A
External / Internal Wall Insulation | EWI_cavity_2.0_0.3 | N/A | N/A | 200+ | High_B | 0.95 | 439.9 | N/A
External / Internal Wall Insulation | EWI_cavity_2.0_0.3 | N/A | N/A | 200+ | Low_B | 0.95 | 446.2 | N/A
External / Internal Wall Insulation | EWI_cavity_2.0_0.3 | N/A | N/A | 200+ | High_C | 0.95 | 459.4 | N/A
External / Internal Wall Insulation | EWI_cavity_2.0_0.3 | N/A | N/A | 200+ | Low_C | 0.95 | 475.8 | N/A
External / Internal Wall Insulation | EWI_cavity_2.0_0.3 | N/A | N/A | 200+ | High_D | 0.95 | 503.4 | N/A
External / Internal Wall Insulation | EWI_cavity_2.0_0.3 | N/A | N/A | 200+ | Low_D | 0.95 | 535.5 | N/A
External / Internal Wall Insulation | EWI_cavity_2.0_0.3 | N/A | N/A | 200+ | High_E | 0.95 | 583.9 | N/A
External / Internal Wall Insulation | EWI_cavity_2.0_0.3 | N/A | N/A | 200+ | Low_E | 0.95 | 638 | N/A
External / Internal Wall Insulation | EWI_cavity_2.0_0.3 | N/A | N/A | 200+ | High_F | 0.95 | 714.2 | N/A
External / Internal Wall Insulation | EWI_cavity_2.0_0.3 | N/A | N/A | 200+ | Low_F | 0.95 | 797.3 | N/A
External / Internal Wall Insulation | EWI_cavity_2.0_0.3 | N/A | N/A | 200+ | High_G | 0.95 | 909.1 | N/A
External / Internal Wall Insulation | EWI_cavity_2.0_0.3 | N/A | N/A | 200+ | Low_G | 0.95 | 1029.2 | N/A
External / Internal Wall Insulation | IWI_cavity_1.7_0.55 | N/A | N/A | 200+ | High_B | 0.95 | 293.8 | N/A
External / Internal Wall Insulation | IWI_cavity_1.7_0.55 | N/A | N/A | 200+ | Low_B | 0.95 | 297.9 | N/A
External / Internal Wall Insulation | IWI_cavity_1.7_0.55 | N/A | N/A | 200+ | High_C | 0.95 | 306.6 | N/A
External / Internal Wall Insulation | IWI_cavity_1.7_0.55 | N/A | N/A | 200+ | Low_C | 0.95 | 317.5 | N/A
External / Internal Wall Insulation | IWI_cavity_1.7_0.55 | N/A | N/A | 200+ | High_D | 0.95 | 335.9 | N/A
External / Internal Wall Insulation | IWI_cavity_1.7_0.55 | N/A | N/A | 200+ | Low_D | 0.95 | 357.4 | N/A
External / Internal Wall Insulation | IWI_cavity_1.7_0.55 | N/A | N/A | 200+ | High_E | 0.95 | 389.8 | N/A
External / Internal Wall Insulation | IWI_cavity_1.7_0.55 | N/A | N/A | 200+ | Low_E | 0.95 | 426.1 | N/A
External / Internal Wall Insulation | IWI_cavity_1.7_0.55 | N/A | N/A | 200+ | High_F | 0.95 | 477.2 | N/A
External / Internal Wall Insulation | IWI_cavity_1.7_0.55 | N/A | N/A | 200+ | Low_F | 0.95 | 533 | N/A
External / Internal Wall Insulation | IWI_cavity_1.7_0.55 | N/A | N/A | 200+ | High_G | 0.95 | 608.1 | N/A
External / Internal Wall Insulation | IWI_cavity_1.7_0.55 | N/A | N/A | 200+ | Low_G | 0.95 | 688.9 | N/A
External / Internal Wall Insulation | IWI_cavity_1.7_0.23 | N/A | N/A | 200+ | High_B | 0.95 | 385.1 | N/A
External / Internal Wall Insulation | IWI_cavity_1.7_0.23 | N/A | N/A | 200+ | Low_B | 0.95 | 390.3 | N/A
External / Internal Wall Insulation | IWI_cavity_1.7_0.23 | N/A | N/A | 200+ | High_C | 0.95 | 401.3 | N/A
External / Internal Wall Insulation | IWI_cavity_1.7_0.23 | N/A | N/A | 200+ | Low_C | 0.95 | 415.2 | N/A
External / Internal Wall Insulation | IWI_cavity_1.7_0.23 | N/A | N/A | 200+ | High_D | 0.95 | 438.5 | N/A
External / Internal Wall Insulation | IWI_cavity_1.7_0.23 | N/A | N/A | 200+ | Low_D | 0.95 | 465.9 | N/A
External / Internal Wall Insulation | IWI_cavity_1.7_0.23 | N/A | N/A | 200+ | High_E | 0.95 | 507.1 | N/A
External / Internal Wall Insulation | IWI_cavity_1.7_0.23 | N/A | N/A | 200+ | Low_E | 0.95 | 553.2 | N/A
External / Internal Wall Insulation | IWI_cavity_1.7_0.23 | N/A | N/A | 200+ | High_F | 0.95 | 618.2 | N/A
External / Internal Wall Insulation | IWI_cavity_1.7_0.23 | N/A | N/A | 200+ | Low_F | 0.95 | 689.2 | N/A
External / Internal Wall Insulation | IWI_cavity_1.7_0.23 | N/A | N/A | 200+ | High_G | 0.95 | 784.7 | N/A
External / Internal Wall Insulation | IWI_cavity_1.7_0.23 | N/A | N/A | 200+ | Low_G | 0.95 | 887.4 | N/A
External / Internal Wall Insulation | IWI_cavity_1.7_0.3 | N/A | N/A | 200+ | High_B | 0.95 | 364.7 | N/A
External / Internal Wall Insulation | IWI_cavity_1.7_0.3 | N/A | N/A | 200+ | Low_B | 0.95 | 369.6 | N/A
External / Internal Wall Insulation | IWI_cavity_1.7_0.3 | N/A | N/A | 200+ | High_C | 0.95 | 380.2 | N/A
External / Internal Wall Insulation | IWI_cavity_1.7_0.3 | N/A | N/A | 200+ | Low_C | 0.95 | 393.4 | N/A
External / Internal Wall Insulation | IWI_cavity_1.7_0.3 | N/A | N/A | 200+ | High_D | 0.95 | 415.6 | N/A
External / Internal Wall Insulation | IWI_cavity_1.7_0.3 | N/A | N/A | 200+ | Low_D | 0.95 | 441.7 | N/A
External / Internal Wall Insulation | IWI_cavity_1.7_0.3 | N/A | N/A | 200+ | High_E | 0.95 | 481 | N/A
External / Internal Wall Insulation | IWI_cavity_1.7_0.3 | N/A | N/A | 200+ | Low_E | 0.95 | 524.9 | N/A
External / Internal Wall Insulation | IWI_cavity_1.7_0.3 | N/A | N/A | 200+ | High_F | 0.95 | 586.8 | N/A
External / Internal Wall Insulation | IWI_cavity_1.7_0.3 | N/A | N/A | 200+ | Low_F | 0.95 | 654.5 | N/A
External / Internal Wall Insulation | IWI_cavity_1.7_0.3 | N/A | N/A | 200+ | High_G | 0.95 | 745.5 | N/A
External / Internal Wall Insulation | IWI_cavity_1.7_0.3 | N/A | N/A | 200+ | Low_G | 0.95 | 843.4 | N/A
External / Internal Wall Insulation | IWI_cavity_1.7_0.6 | N/A | N/A | 200+ | High_B | 0.95 | 280 | N/A
External / Internal Wall Insulation | IWI_cavity_1.7_0.6 | N/A | N/A | 200+ | Low_B | 0.95 | 283.9 | N/A
External / Internal Wall Insulation | IWI_cavity_1.7_0.6 | N/A | N/A | 200+ | High_C | 0.95 | 292.2 | N/A
External / Internal Wall Insulation | IWI_cavity_1.7_0.6 | N/A | N/A | 200+ | Low_C | 0.95 | 302.7 | N/A
External / Internal Wall Insulation | IWI_cavity_1.7_0.6 | N/A | N/A | 200+ | High_D | 0.95 | 320.3 | N/A
External / Internal Wall Insulation | IWI_cavity_1.7_0.6 | N/A | N/A | 200+ | Low_D | 0.95 | 340.9 | N/A
External / Internal Wall Insulation | IWI_cavity_1.7_0.6 | N/A | N/A | 200+ | High_E | 0.95 | 371.9 | N/A
External / Internal Wall Insulation | IWI_cavity_1.7_0.6 | N/A | N/A | 200+ | Low_E | 0.95 | 406.7 | N/A
External / Internal Wall Insulation | IWI_cavity_1.7_0.6 | N/A | N/A | 200+ | High_F | 0.95 | 455.6 | N/A
External / Internal Wall Insulation | IWI_cavity_1.7_0.6 | N/A | N/A | 200+ | Low_F | 0.95 | 509.1 | N/A
External / Internal Wall Insulation | IWI_cavity_1.7_0.6 | N/A | N/A | 200+ | High_G | 0.95 | 581 | N/A
External / Internal Wall Insulation | IWI_cavity_1.7_0.6 | N/A | N/A | 200+ | Low_G | 0.95 | 658.4 | N/A
External / Internal Wall Insulation | IWI_cavity_1.0_0.45 | N/A | N/A | 200+ | High_B | 0.95 | 142 | N/A
External / Internal Wall Insulation | IWI_cavity_1.0_0.45 | N/A | N/A | 200+ | Low_B | 0.95 | 143.5 | N/A
External / Internal Wall Insulation | IWI_cavity_1.0_0.45 | N/A | N/A | 200+ | High_C | 0.95 | 147.1 | N/A
External / Internal Wall Insulation | IWI_cavity_1.0_0.45 | N/A | N/A | 200+ | Low_C | 0.95 | 151.9 | N/A
External / Internal Wall Insulation | IWI_cavity_1.0_0.45 | N/A | N/A | 200+ | High_D | 0.95 | 160.2 | N/A
External / Internal Wall Insulation | IWI_cavity_1.0_0.45 | N/A | N/A | 200+ | Low_D | 0.95 | 170.1 | N/A
External / Internal Wall Insulation | IWI_cavity_1.0_0.45 | N/A | N/A | 200+ | High_E | 0.95 | 185.1 | N/A
External / Internal Wall Insulation | IWI_cavity_1.0_0.45 | N/A | N/A | 200+ | Low_E | 0.95 | 202.2 | N/A
External / Internal Wall Insulation | IWI_cavity_1.0_0.45 | N/A | N/A | 200+ | High_F | 0.95 | 226.3 | N/A
External / Internal Wall Insulation | IWI_cavity_1.0_0.45 | N/A | N/A | 200+ | Low_F | 0.95 | 252.7 | N/A
External / Internal Wall Insulation | IWI_cavity_1.0_0.45 | N/A | N/A | 200+ | High_G | 0.95 | 288.5 | N/A
External / Internal Wall Insulation | IWI_cavity_1.0_0.45 | N/A | N/A | 200+ | Low_G | 0.95 | 327.1 | N/A
External / Internal Wall Insulation | IWI_cavity_1.0_0.3 | N/A | N/A | 200+ | High_B | 0.95 | 182.9 | N/A
External / Internal Wall Insulation | IWI_cavity_1.0_0.3 | N/A | N/A | 200+ | Low_B | 0.95 | 184.7 | N/A
External / Internal Wall Insulation | IWI_cavity_1.0_0.3 | N/A | N/A | 200+ | High_C | 0.95 | 189.3 | N/A
External / Internal Wall Insulation | IWI_cavity_1.0_0.3 | N/A | N/A | 200+ | Low_C | 0.95 | 195.3 | N/A
External / Internal Wall Insulation | IWI_cavity_1.0_0.3 | N/A | N/A | 200+ | High_D | 0.95 | 205.8 | N/A
External / Internal Wall Insulation | IWI_cavity_1.0_0.3 | N/A | N/A | 200+ | Low_D | 0.95 | 218.3 | N/A
External / Internal Wall Insulation | IWI_cavity_1.0_0.3 | N/A | N/A | 200+ | High_E | 0.95 | 237.4 | N/A
External / Internal Wall Insulation | IWI_cavity_1.0_0.3 | N/A | N/A | 200+ | Low_E | 0.95 | 258.9 | N/A
External / Internal Wall Insulation | IWI_cavity_1.0_0.3 | N/A | N/A | 200+ | High_F | 0.95 | 289.5 | N/A
External / Internal Wall Insulation | IWI_cavity_1.0_0.3 | N/A | N/A | 200+ | Low_F | 0.95 | 323.2 | N/A
External / Internal Wall Insulation | IWI_cavity_1.0_0.3 | N/A | N/A | 200+ | High_G | 0.95 | 368.6 | N/A
External / Internal Wall Insulation | IWI_cavity_1.0_0.3 | N/A | N/A | 200+ | Low_G | 0.95 | 417.6 | N/A
External / Internal Wall Insulation | IWI_cavity_1.0_0.6 | N/A | N/A | 200+ | High_B | 0.95 | 102.1 | N/A
External / Internal Wall Insulation | IWI_cavity_1.0_0.6 | N/A | N/A | 200+ | Low_B | 0.95 | 103.2 | N/A
External / Internal Wall Insulation | IWI_cavity_1.0_0.6 | N/A | N/A | 200+ | High_C | 0.95 | 105.9 | N/A
External / Internal Wall Insulation | IWI_cavity_1.0_0.6 | N/A | N/A | 200+ | Low_C | 0.95 | 109.4 | N/A
External / Internal Wall Insulation | IWI_cavity_1.0_0.6 | N/A | N/A | 200+ | High_D | 0.95 | 115.5 | N/A
External / Internal Wall Insulation | IWI_cavity_1.0_0.6 | N/A | N/A | 200+ | Low_D | 0.95 | 122.8 | N/A
External / Internal Wall Insulation | IWI_cavity_1.0_0.6 | N/A | N/A | 200+ | High_E | 0.95 | 133.8 | N/A
External / Internal Wall Insulation | IWI_cavity_1.0_0.6 | N/A | N/A | 200+ | Low_E | 0.95 | 146.2 | N/A
External / Internal Wall Insulation | IWI_cavity_1.0_0.6 | N/A | N/A | 200+ | High_F | 0.95 | 163.8 | N/A
External / Internal Wall Insulation | IWI_cavity_1.0_0.6 | N/A | N/A | 200+ | Low_F | 0.95 | 183.1 | N/A
External / Internal Wall Insulation | IWI_cavity_1.0_0.6 | N/A | N/A | 200+ | High_G | 0.95 | 209.2 | N/A
External / Internal Wall Insulation | IWI_cavity_1.0_0.6 | N/A | N/A | 200+ | Low_G | 0.95 | 237.4 | N/A
External / Internal Wall Insulation | IWI_cavity_0.6_0.24 | N/A | N/A | 200+ | High_B | 0.95 | 95.1 | N/A
External / Internal Wall Insulation | IWI_cavity_0.6_0.24 | N/A | N/A | 200+ | Low_B | 0.95 | 95.8 | N/A
External / Internal Wall Insulation | IWI_cavity_0.6_0.24 | N/A | N/A | 200+ | High_C | 0.95 | 97.8 | N/A
External / Internal Wall Insulation | IWI_cavity_0.6_0.24 | N/A | N/A | 200+ | Low_C | 0.95 | 100.7 | N/A
External / Internal Wall Insulation | IWI_cavity_0.6_0.24 | N/A | N/A | 200+ | High_D | 0.95 | 105.9 | N/A
External / Internal Wall Insulation | IWI_cavity_0.6_0.24 | N/A | N/A | 200+ | Low_D | 0.95 | 112.1 | N/A
External / Internal Wall Insulation | IWI_cavity_0.6_0.24 | N/A | N/A | 200+ | High_E | 0.95 | 121.7 | N/A
External / Internal Wall Insulation | IWI_cavity_0.6_0.24 | N/A | N/A | 200+ | Low_E | 0.95 | 132.7 | N/A
External / Internal Wall Insulation | IWI_cavity_0.6_0.24 | N/A | N/A | 200+ | High_F | 0.95 | 148.3 | N/A
External / Internal Wall Insulation | IWI_cavity_0.6_0.24 | N/A | N/A | 200+ | Low_F | 0.95 | 165.5 | N/A
External / Internal Wall Insulation | IWI_cavity_0.6_0.24 | N/A | N/A | 200+ | High_G | 0.95 | 188.9 | N/A
External / Internal Wall Insulation | IWI_cavity_0.6_0.24 | N/A | N/A | 200+ | Low_G | 0.95 | 214.1 | N/A
External / Internal Wall Insulation | IWI_cavity_0.6_0.3 | N/A | N/A | 200+ | High_B | 0.95 | 78.8 | N/A
External / Internal Wall Insulation | IWI_cavity_0.6_0.3 | N/A | N/A | 200+ | Low_B | 0.95 | 79.4 | N/A
External / Internal Wall Insulation | IWI_cavity_0.6_0.3 | N/A | N/A | 200+ | High_C | 0.95 | 81.2 | N/A
External / Internal Wall Insulation | IWI_cavity_0.6_0.3 | N/A | N/A | 200+ | Low_C | 0.95 | 83.6 | N/A
External / Internal Wall Insulation | IWI_cavity_0.6_0.3 | N/A | N/A | 200+ | High_D | 0.95 | 87.9 | N/A
External / Internal Wall Insulation | IWI_cavity_0.6_0.3 | N/A | N/A | 200+ | Low_D | 0.95 | 93.1 | N/A
External / Internal Wall Insulation | IWI_cavity_0.6_0.3 | N/A | N/A | 200+ | High_E | 0.95 | 101.1 | N/A
External / Internal Wall Insulation | IWI_cavity_0.6_0.3 | N/A | N/A | 200+ | Low_E | 0.95 | 110.3 | N/A
External / Internal Wall Insulation | IWI_cavity_0.6_0.3 | N/A | N/A | 200+ | High_F | 0.95 | 123.3 | N/A
External / Internal Wall Insulation | IWI_cavity_0.6_0.3 | N/A | N/A | 200+ | Low_F | 0.95 | 137.7 | N/A
External / Internal Wall Insulation | IWI_cavity_0.6_0.3 | N/A | N/A | 200+ | High_G | 0.95 | 157.1 | N/A
External / Internal Wall Insulation | IWI_cavity_0.6_0.3 | N/A | N/A | 200+ | Low_G | 0.95 | 178.2 | N/A
External / Internal Wall Insulation | IWI_cavity_0.45_0.21 | N/A | N/A | 200+ | High_B | 0.95 | 63.5 | N/A
External / Internal Wall Insulation | IWI_cavity_0.45_0.21 | N/A | N/A | 200+ | Low_B | 0.95 | 64 | N/A
External / Internal Wall Insulation | IWI_cavity_0.45_0.21 | N/A | N/A | 200+ | High_C | 0.95 | 65.4 | N/A
External / Internal Wall Insulation | IWI_cavity_0.45_0.21 | N/A | N/A | 200+ | Low_C | 0.95 | 67.3 | N/A
External / Internal Wall Insulation | IWI_cavity_0.45_0.21 | N/A | N/A | 200+ | High_D | 0.95 | 70.7 | N/A
External / Internal Wall Insulation | IWI_cavity_0.45_0.21 | N/A | N/A | 200+ | Low_D | 0.95 | 74.9 | N/A
External / Internal Wall Insulation | IWI_cavity_0.45_0.21 | N/A | N/A | 200+ | High_E | 0.95 | 81.3 | N/A
External / Internal Wall Insulation | IWI_cavity_0.45_0.21 | N/A | N/A | 200+ | Low_E | 0.95 | 88.6 | N/A
External / Internal Wall Insulation | IWI_cavity_0.45_0.21 | N/A | N/A | 200+ | High_F | 0.95 | 99.1 | N/A
External / Internal Wall Insulation | IWI_cavity_0.45_0.21 | N/A | N/A | 200+ | Low_F | 0.95 | 110.7 | N/A
External / Internal Wall Insulation | IWI_cavity_0.45_0.21 | N/A | N/A | 200+ | High_G | 0.95 | 126.3 | N/A
External / Internal Wall Insulation | IWI_cavity_0.45_0.21 | N/A | N/A | 200+ | Low_G | 0.95 | 143.3 | N/A
External / Internal Wall Insulation | IWI_cavity_2.0_0.6 | N/A | N/A | 200+ | High_B | 0.95 | 353.9 | N/A
External / Internal Wall Insulation | IWI_cavity_2.0_0.6 | N/A | N/A | 200+ | Low_B | 0.95 | 359.2 | N/A
External / Internal Wall Insulation | IWI_cavity_2.0_0.6 | N/A | N/A | 200+ | High_C | 0.95 | 370.2 | N/A
External / Internal Wall Insulation | IWI_cavity_2.0_0.6 | N/A | N/A | 200+ | Low_C | 0.95 | 383.9 | N/A
External / Internal Wall Insulation | IWI_cavity_2.0_0.6 | N/A | N/A | 200+ | High_D | 0.95 | 406.7 | N/A
External / Internal Wall Insulation | IWI_cavity_2.0_0.6 | N/A | N/A | 200+ | Low_D | 0.95 | 433.4 | N/A
External / Internal Wall Insulation | IWI_cavity_2.0_0.6 | N/A | N/A | 200+ | High_E | 0.95 | 473.4 | N/A
External / Internal Wall Insulation | IWI_cavity_2.0_0.6 | N/A | N/A | 200+ | Low_E | 0.95 | 518.1 | N/A
External / Internal Wall Insulation | IWI_cavity_2.0_0.6 | N/A | N/A | 200+ | High_F | 0.95 | 581.1 | N/A
External / Internal Wall Insulation | IWI_cavity_2.0_0.6 | N/A | N/A | 200+ | Low_F | 0.95 | 649.7 | N/A
External / Internal Wall Insulation | IWI_cavity_2.0_0.6 | N/A | N/A | 200+ | High_G | 0.95 | 742 | N/A
External / Internal Wall Insulation | IWI_cavity_2.0_0.6 | N/A | N/A | 200+ | Low_G | 0.95 | 841.2 | N/A
External / Internal Wall Insulation | IWI_cavity_2.0_0.35 | N/A | N/A | 200+ | High_B | 0.95 | 425.3 | N/A
External / Internal Wall Insulation | IWI_cavity_2.0_0.35 | N/A | N/A | 200+ | Low_B | 0.95 | 431.4 | N/A
External / Internal Wall Insulation | IWI_cavity_2.0_0.35 | N/A | N/A | 200+ | High_C | 0.95 | 444.2 | N/A
External / Internal Wall Insulation | IWI_cavity_2.0_0.35 | N/A | N/A | 200+ | Low_C | 0.95 | 460.2 | N/A
External / Internal Wall Insulation | IWI_cavity_2.0_0.35 | N/A | N/A | 200+ | High_D | 0.95 | 486.9 | N/A
External / Internal Wall Insulation | IWI_cavity_2.0_0.35 | N/A | N/A | 200+ | Low_D | 0.95 | 518.2 | N/A
External / Internal Wall Insulation | IWI_cavity_2.0_0.35 | N/A | N/A | 200+ | High_E | 0.95 | 565.2 | N/A
External / Internal Wall Insulation | IWI_cavity_2.0_0.35 | N/A | N/A | 200+ | Low_E | 0.95 | 617.7 | N/A
External / Internal Wall Insulation | IWI_cavity_2.0_0.35 | N/A | N/A | 200+ | High_F | 0.95 | 691.6 | N/A
External / Internal Wall Insulation | IWI_cavity_2.0_0.35 | N/A | N/A | 200+ | Low_F | 0.95 | 772.3 | N/A
External / Internal Wall Insulation | IWI_cavity_2.0_0.35 | N/A | N/A | 200+ | High_G | 0.95 | 880.8 | N/A
External / Internal Wall Insulation | IWI_cavity_2.0_0.35 | N/A | N/A | 200+ | Low_G | 0.95 | 997.4 | N/A
External / Internal Wall Insulation | IWI_cavity_2.0_0.25 | N/A | N/A | 200+ | High_B | 0.95 | 454.7 | N/A
External / Internal Wall Insulation | IWI_cavity_2.0_0.25 | N/A | N/A | 200+ | Low_B | 0.95 | 461.2 | N/A
External / Internal Wall Insulation | IWI_cavity_2.0_0.25 | N/A | N/A | 200+ | High_C | 0.95 | 474.7 | N/A
External / Internal Wall Insulation | IWI_cavity_2.0_0.25 | N/A | N/A | 200+ | Low_C | 0.95 | 491.6 | N/A
External / Internal Wall Insulation | IWI_cavity_2.0_0.25 | N/A | N/A | 200+ | High_D | 0.95 | 519.9 | N/A
External / Internal Wall Insulation | IWI_cavity_2.0_0.25 | N/A | N/A | 200+ | Low_D | 0.95 | 553 | N/A
External / Internal Wall Insulation | IWI_cavity_2.0_0.25 | N/A | N/A | 200+ | High_E | 0.95 | 602.8 | N/A
External / Internal Wall Insulation | IWI_cavity_2.0_0.25 | N/A | N/A | 200+ | Low_E | 0.95 | 658.5 | N/A
External / Internal Wall Insulation | IWI_cavity_2.0_0.25 | N/A | N/A | 200+ | High_F | 0.95 | 736.9 | N/A
External / Internal Wall Insulation | IWI_cavity_2.0_0.25 | N/A | N/A | 200+ | Low_F | 0.95 | 822.4 | N/A
External / Internal Wall Insulation | IWI_cavity_2.0_0.25 | N/A | N/A | 200+ | High_G | 0.95 | 937.5 | N/A
External / Internal Wall Insulation | IWI_cavity_2.0_0.25 | N/A | N/A | 200+ | Low_G | 0.95 | 1061.1 | N/A
External / Internal Wall Insulation | IWI_cavity_2.0_0.3 | N/A | N/A | 200+ | High_B | 0.95 | 439.9 | N/A
External / Internal Wall Insulation | IWI_cavity_2.0_0.3 | N/A | N/A | 200+ | Low_B | 0.95 | 446.2 | N/A
External / Internal Wall Insulation | IWI_cavity_2.0_0.3 | N/A | N/A | 200+ | High_C | 0.95 | 459.4 | N/A
External / Internal Wall Insulation | IWI_cavity_2.0_0.3 | N/A | N/A | 200+ | Low_C | 0.95 | 475.8 | N/A
External / Internal Wall Insulation | IWI_cavity_2.0_0.3 | N/A | N/A | 200+ | High_D | 0.95 | 503.4 | N/A
External / Internal Wall Insulation | IWI_cavity_2.0_0.3 | N/A | N/A | 200+ | Low_D | 0.95 | 535.5 | N/A
External / Internal Wall Insulation | IWI_cavity_2.0_0.3 | N/A | N/A | 200+ | High_E | 0.95 | 583.9 | N/A
External / Internal Wall Insulation | IWI_cavity_2.0_0.3 | N/A | N/A | 200+ | Low_E | 0.95 | 638 | N/A
External / Internal Wall Insulation | IWI_cavity_2.0_0.3 | N/A | N/A | 200+ | High_F | 0.95 | 714.2 | N/A
External / Internal Wall Insulation | IWI_cavity_2.0_0.3 | N/A | N/A | 200+ | Low_F | 0.95 | 797.3 | N/A
External / Internal Wall Insulation | IWI_cavity_2.0_0.3 | N/A | N/A | 200+ | High_G | 0.95 | 909.1 | N/A
External / Internal Wall Insulation | IWI_cavity_2.0_0.3 | N/A | N/A | 200+ | Low_G | 0.95 | 1029.2 | N/A
External / Internal Wall Insulation | HWI_solid_1.7_0.55 | N/A | N/A | 200+ | High_B | 0.95 | 293.8 | N/A
External / Internal Wall Insulation | HWI_solid_1.7_0.55 | N/A | N/A | 200+ | Low_B | 0.95 | 297.9 | N/A
External / Internal Wall Insulation | HWI_solid_1.7_0.55 | N/A | N/A | 200+ | High_C | 0.95 | 306.6 | N/A
External / Internal Wall Insulation | HWI_solid_1.7_0.55 | N/A | N/A | 200+ | Low_C | 0.95 | 317.5 | N/A
External / Internal Wall Insulation | HWI_solid_1.7_0.55 | N/A | N/A | 200+ | High_D | 0.95 | 335.9 | N/A
External / Internal Wall Insulation | HWI_solid_1.7_0.55 | N/A | N/A | 200+ | Low_D | 0.95 | 357.4 | N/A
External / Internal Wall Insulation | HWI_solid_1.7_0.55 | N/A | N/A | 200+ | High_E | 0.95 | 389.8 | N/A
External / Internal Wall Insulation | HWI_solid_1.7_0.55 | N/A | N/A | 200+ | Low_E | 0.95 | 426.1 | N/A
External / Internal Wall Insulation | HWI_solid_1.7_0.55 | N/A | N/A | 200+ | High_F | 0.95 | 477.2 | N/A
External / Internal Wall Insulation | HWI_solid_1.7_0.55 | N/A | N/A | 200+ | Low_F | 0.95 | 533 | N/A
External / Internal Wall Insulation | HWI_solid_1.7_0.55 | N/A | N/A | 200+ | High_G | 0.95 | 608.1 | N/A
External / Internal Wall Insulation | HWI_solid_1.7_0.55 | N/A | N/A | 200+ | Low_G | 0.95 | 688.9 | N/A
External / Internal Wall Insulation | HWI_solid_1.7_0.23 | N/A | N/A | 200+ | High_B | 0.95 | 385.1 | N/A
External / Internal Wall Insulation | HWI_solid_1.7_0.23 | N/A | N/A | 200+ | Low_B | 0.95 | 390.3 | N/A
External / Internal Wall Insulation | HWI_solid_1.7_0.23 | N/A | N/A | 200+ | High_C | 0.95 | 401.3 | N/A
External / Internal Wall Insulation | HWI_solid_1.7_0.23 | N/A | N/A | 200+ | Low_C | 0.95 | 415.2 | N/A
External / Internal Wall Insulation | HWI_solid_1.7_0.23 | N/A | N/A | 200+ | High_D | 0.95 | 438.5 | N/A
External / Internal Wall Insulation | HWI_solid_1.7_0.23 | N/A | N/A | 200+ | Low_D | 0.95 | 465.9 | N/A
External / Internal Wall Insulation | HWI_solid_1.7_0.23 | N/A | N/A | 200+ | High_E | 0.95 | 507.1 | N/A
External / Internal Wall Insulation | HWI_solid_1.7_0.23 | N/A | N/A | 200+ | Low_E | 0.95 | 553.2 | N/A
External / Internal Wall Insulation | HWI_solid_1.7_0.23 | N/A | N/A | 200+ | High_F | 0.95 | 618.2 | N/A
External / Internal Wall Insulation | HWI_solid_1.7_0.23 | N/A | N/A | 200+ | Low_F | 0.95 | 689.2 | N/A
External / Internal Wall Insulation | HWI_solid_1.7_0.23 | N/A | N/A | 200+ | High_G | 0.95 | 784.7 | N/A
External / Internal Wall Insulation | HWI_solid_1.7_0.23 | N/A | N/A | 200+ | Low_G | 0.95 | 887.4 | N/A
External / Internal Wall Insulation | HWI_solid_1.7_0.3 | N/A | N/A | 200+ | High_B | 0.95 | 364.7 | N/A
External / Internal Wall Insulation | HWI_solid_1.7_0.3 | N/A | N/A | 200+ | Low_B | 0.95 | 369.6 | N/A
External / Internal Wall Insulation | HWI_solid_1.7_0.3 | N/A | N/A | 200+ | High_C | 0.95 | 380.2 | N/A
External / Internal Wall Insulation | HWI_solid_1.7_0.3 | N/A | N/A | 200+ | Low_C | 0.95 | 393.4 | N/A
External / Internal Wall Insulation | HWI_solid_1.7_0.3 | N/A | N/A | 200+ | High_D | 0.95 | 415.6 | N/A
External / Internal Wall Insulation | HWI_solid_1.7_0.3 | N/A | N/A | 200+ | Low_D | 0.95 | 441.7 | N/A
External / Internal Wall Insulation | HWI_solid_1.7_0.3 | N/A | N/A | 200+ | High_E | 0.95 | 481 | N/A
External / Internal Wall Insulation | HWI_solid_1.7_0.3 | N/A | N/A | 200+ | Low_E | 0.95 | 524.9 | N/A
External / Internal Wall Insulation | HWI_solid_1.7_0.3 | N/A | N/A | 200+ | High_F | 0.95 | 586.8 | N/A
External / Internal Wall Insulation | HWI_solid_1.7_0.3 | N/A | N/A | 200+ | Low_F | 0.95 | 654.5 | N/A
External / Internal Wall Insulation | HWI_solid_1.7_0.3 | N/A | N/A | 200+ | High_G | 0.95 | 745.5 | N/A
External / Internal Wall Insulation | HWI_solid_1.7_0.3 | N/A | N/A | 200+ | Low_G | 0.95 | 843.4 | N/A
External / Internal Wall Insulation | HWI_solid_1.7_0.6 | N/A | N/A | 200+ | High_B | 0.95 | 280 | N/A
External / Internal Wall Insulation | HWI_solid_1.7_0.6 | N/A | N/A | 200+ | Low_B | 0.95 | 283.9 | N/A
External / Internal Wall Insulation | HWI_solid_1.7_0.6 | N/A | N/A | 200+ | High_C | 0.95 | 292.2 | N/A
External / Internal Wall Insulation | HWI_solid_1.7_0.6 | N/A | N/A | 200+ | Low_C | 0.95 | 302.7 | N/A
External / Internal Wall Insulation | HWI_solid_1.7_0.6 | N/A | N/A | 200+ | High_D | 0.95 | 320.3 | N/A
External / Internal Wall Insulation | HWI_solid_1.7_0.6 | N/A | N/A | 200+ | Low_D | 0.95 | 340.9 | N/A
External / Internal Wall Insulation | HWI_solid_1.7_0.6 | N/A | N/A | 200+ | High_E | 0.95 | 371.9 | N/A
External / Internal Wall Insulation | HWI_solid_1.7_0.6 | N/A | N/A | 200+ | Low_E | 0.95 | 406.7 | N/A
External / Internal Wall Insulation | HWI_solid_1.7_0.6 | N/A | N/A | 200+ | High_F | 0.95 | 455.6 | N/A
External / Internal Wall Insulation | HWI_solid_1.7_0.6 | N/A | N/A | 200+ | Low_F | 0.95 | 509.1 | N/A
External / Internal Wall Insulation | HWI_solid_1.7_0.6 | N/A | N/A | 200+ | High_G | 0.95 | 581 | N/A
External / Internal Wall Insulation | HWI_solid_1.7_0.6 | N/A | N/A | 200+ | Low_G | 0.95 | 658.4 | N/A
External / Internal Wall Insulation | HWI_solid_1.0_0.45 | N/A | N/A | 200+ | High_B | 0.95 | 142 | N/A
External / Internal Wall Insulation | HWI_solid_1.0_0.45 | N/A | N/A | 200+ | Low_B | 0.95 | 143.5 | N/A
External / Internal Wall Insulation | HWI_solid_1.0_0.45 | N/A | N/A | 200+ | High_C | 0.95 | 147.1 | N/A
External / Internal Wall Insulation | HWI_solid_1.0_0.45 | N/A | N/A | 200+ | Low_C | 0.95 | 151.9 | N/A
External / Internal Wall Insulation | HWI_solid_1.0_0.45 | N/A | N/A | 200+ | High_D | 0.95 | 160.2 | N/A
External / Internal Wall Insulation | HWI_solid_1.0_0.45 | N/A | N/A | 200+ | Low_D | 0.95 | 170.1 | N/A
External / Internal Wall Insulation | HWI_solid_1.0_0.45 | N/A | N/A | 200+ | High_E | 0.95 | 185.1 | N/A
External / Internal Wall Insulation | HWI_solid_1.0_0.45 | N/A | N/A | 200+ | Low_E | 0.95 | 202.2 | N/A
External / Internal Wall Insulation | HWI_solid_1.0_0.45 | N/A | N/A | 200+ | High_F | 0.95 | 226.3 | N/A
External / Internal Wall Insulation | HWI_solid_1.0_0.45 | N/A | N/A | 200+ | Low_F | 0.95 | 252.7 | N/A
External / Internal Wall Insulation | HWI_solid_1.0_0.45 | N/A | N/A | 200+ | High_G | 0.95 | 288.5 | N/A
External / Internal Wall Insulation | HWI_solid_1.0_0.45 | N/A | N/A | 200+ | Low_G | 0.95 | 327.1 | N/A
External / Internal Wall Insulation | HWI_solid_1.0_0.3 | N/A | N/A | 200+ | High_B | 0.95 | 182.9 | N/A
External / Internal Wall Insulation | HWI_solid_1.0_0.3 | N/A | N/A | 200+ | Low_B | 0.95 | 184.7 | N/A
External / Internal Wall Insulation | HWI_solid_1.0_0.3 | N/A | N/A | 200+ | High_C | 0.95 | 189.3 | N/A
External / Internal Wall Insulation | HWI_solid_1.0_0.3 | N/A | N/A | 200+ | Low_C | 0.95 | 195.3 | N/A
External / Internal Wall Insulation | HWI_solid_1.0_0.3 | N/A | N/A | 200+ | High_D | 0.95 | 205.8 | N/A
External / Internal Wall Insulation | HWI_solid_1.0_0.3 | N/A | N/A | 200+ | Low_D | 0.95 | 218.3 | N/A
External / Internal Wall Insulation | HWI_solid_1.0_0.3 | N/A | N/A | 200+ | High_E | 0.95 | 237.4 | N/A
External / Internal Wall Insulation | HWI_solid_1.0_0.3 | N/A | N/A | 200+ | Low_E | 0.95 | 258.9 | N/A
External / Internal Wall Insulation | HWI_solid_1.0_0.3 | N/A | N/A | 200+ | High_F | 0.95 | 289.5 | N/A
External / Internal Wall Insulation | HWI_solid_1.0_0.3 | N/A | N/A | 200+ | Low_F | 0.95 | 323.2 | N/A
External / Internal Wall Insulation | HWI_solid_1.0_0.3 | N/A | N/A | 200+ | High_G | 0.95 | 368.6 | N/A
External / Internal Wall Insulation | HWI_solid_1.0_0.3 | N/A | N/A | 200+ | Low_G | 0.95 | 417.6 | N/A
External / Internal Wall Insulation | HWI_solid_1.0_0.6 | N/A | N/A | 200+ | High_B | 0.95 | 102.1 | N/A
External / Internal Wall Insulation | HWI_solid_1.0_0.6 | N/A | N/A | 200+ | Low_B | 0.95 | 103.2 | N/A
External / Internal Wall Insulation | HWI_solid_1.0_0.6 | N/A | N/A | 200+ | High_C | 0.95 | 105.9 | N/A
External / Internal Wall Insulation | HWI_solid_1.0_0.6 | N/A | N/A | 200+ | Low_C | 0.95 | 109.4 | N/A
External / Internal Wall Insulation | HWI_solid_1.0_0.6 | N/A | N/A | 200+ | High_D | 0.95 | 115.5 | N/A
External / Internal Wall Insulation | HWI_solid_1.0_0.6 | N/A | N/A | 200+ | Low_D | 0.95 | 122.8 | N/A
External / Internal Wall Insulation | HWI_solid_1.0_0.6 | N/A | N/A | 200+ | High_E | 0.95 | 133.8 | N/A
External / Internal Wall Insulation | HWI_solid_1.0_0.6 | N/A | N/A | 200+ | Low_E | 0.95 | 146.2 | N/A
External / Internal Wall Insulation | HWI_solid_1.0_0.6 | N/A | N/A | 200+ | High_F | 0.95 | 163.8 | N/A
External / Internal Wall Insulation | HWI_solid_1.0_0.6 | N/A | N/A | 200+ | Low_F | 0.95 | 183.1 | N/A
External / Internal Wall Insulation | HWI_solid_1.0_0.6 | N/A | N/A | 200+ | High_G | 0.95 | 209.2 | N/A
External / Internal Wall Insulation | HWI_solid_1.0_0.6 | N/A | N/A | 200+ | Low_G | 0.95 | 237.4 | N/A
External / Internal Wall Insulation | HWI_solid_0.6_0.24 | N/A | N/A | 200+ | High_B | 0.95 | 95.1 | N/A
External / Internal Wall Insulation | HWI_solid_0.6_0.24 | N/A | N/A | 200+ | Low_B | 0.95 | 95.8 | N/A
External / Internal Wall Insulation | HWI_solid_0.6_0.24 | N/A | N/A | 200+ | High_C | 0.95 | 97.8 | N/A
External / Internal Wall Insulation | HWI_solid_0.6_0.24 | N/A | N/A | 200+ | Low_C | 0.95 | 100.7 | N/A
External / Internal Wall Insulation | HWI_solid_0.6_0.24 | N/A | N/A | 200+ | High_D | 0.95 | 105.9 | N/A
External / Internal Wall Insulation | HWI_solid_0.6_0.24 | N/A | N/A | 200+ | Low_D | 0.95 | 112.1 | N/A
External / Internal Wall Insulation | HWI_solid_0.6_0.24 | N/A | N/A | 200+ | High_E | 0.95 | 121.7 | N/A
External / Internal Wall Insulation | HWI_solid_0.6_0.24 | N/A | N/A | 200+ | Low_E | 0.95 | 132.7 | N/A
External / Internal Wall Insulation | HWI_solid_0.6_0.24 | N/A | N/A | 200+ | High_F | 0.95 | 148.3 | N/A
External / Internal Wall Insulation | HWI_solid_0.6_0.24 | N/A | N/A | 200+ | Low_F | 0.95 | 165.5 | N/A
External / Internal Wall Insulation | HWI_solid_0.6_0.24 | N/A | N/A | 200+ | High_G | 0.95 | 188.9 | N/A
External / Internal Wall Insulation | HWI_solid_0.6_0.24 | N/A | N/A | 200+ | Low_G | 0.95 | 214.1 | N/A
External / Internal Wall Insulation | HWI_solid_0.6_0.3 | N/A | N/A | 200+ | High_B | 0.95 | 78.8 | N/A
External / Internal Wall Insulation | HWI_solid_0.6_0.3 | N/A | N/A | 200+ | Low_B | 0.95 | 79.4 | N/A
External / Internal Wall Insulation | HWI_solid_0.6_0.3 | N/A | N/A | 200+ | High_C | 0.95 | 81.2 | N/A
External / Internal Wall Insulation | HWI_solid_0.6_0.3 | N/A | N/A | 200+ | Low_C | 0.95 | 83.6 | N/A
External / Internal Wall Insulation | HWI_solid_0.6_0.3 | N/A | N/A | 200+ | High_D | 0.95 | 87.9 | N/A
External / Internal Wall Insulation | HWI_solid_0.6_0.3 | N/A | N/A | 200+ | Low_D | 0.95 | 93.1 | N/A
External / Internal Wall Insulation | HWI_solid_0.6_0.3 | N/A | N/A | 200+ | High_E | 0.95 | 101.1 | N/A
External / Internal Wall Insulation | HWI_solid_0.6_0.3 | N/A | N/A | 200+ | Low_E | 0.95 | 110.3 | N/A
External / Internal Wall Insulation | HWI_solid_0.6_0.3 | N/A | N/A | 200+ | High_F | 0.95 | 123.3 | N/A
External / Internal Wall Insulation | HWI_solid_0.6_0.3 | N/A | N/A | 200+ | Low_F | 0.95 | 137.7 | N/A
External / Internal Wall Insulation | HWI_solid_0.6_0.3 | N/A | N/A | 200+ | High_G | 0.95 | 157.1 | N/A
External / Internal Wall Insulation | HWI_solid_0.6_0.3 | N/A | N/A | 200+ | Low_G | 0.95 | 178.2 | N/A
External / Internal Wall Insulation | HWI_solid_0.45_0.21 | N/A | N/A | 200+ | High_B | 0.95 | 63.5 | N/A
External / Internal Wall Insulation | HWI_solid_0.45_0.21 | N/A | N/A | 200+ | Low_B | 0.95 | 64 | N/A
External / Internal Wall Insulation | HWI_solid_0.45_0.21 | N/A | N/A | 200+ | High_C | 0.95 | 65.4 | N/A
External / Internal Wall Insulation | HWI_solid_0.45_0.21 | N/A | N/A | 200+ | Low_C | 0.95 | 67.3 | N/A
External / Internal Wall Insulation | HWI_solid_0.45_0.21 | N/A | N/A | 200+ | High_D | 0.95 | 70.7 | N/A
External / Internal Wall Insulation | HWI_solid_0.45_0.21 | N/A | N/A | 200+ | Low_D | 0.95 | 74.9 | N/A
External / Internal Wall Insulation | HWI_solid_0.45_0.21 | N/A | N/A | 200+ | High_E | 0.95 | 81.3 | N/A
External / Internal Wall Insulation | HWI_solid_0.45_0.21 | N/A | N/A | 200+ | Low_E | 0.95 | 88.6 | N/A
External / Internal Wall Insulation | HWI_solid_0.45_0.21 | N/A | N/A | 200+ | High_F | 0.95 | 99.1 | N/A
External / Internal Wall Insulation | HWI_solid_0.45_0.21 | N/A | N/A | 200+ | Low_F | 0.95 | 110.7 | N/A
External / Internal Wall Insulation | HWI_solid_0.45_0.21 | N/A | N/A | 200+ | High_G | 0.95 | 126.3 | N/A
External / Internal Wall Insulation | HWI_solid_0.45_0.21 | N/A | N/A | 200+ | Low_G | 0.95 | 143.3 | N/A
External / Internal Wall Insulation | HWI_solid_2.0_0.6 | N/A | N/A | 200+ | High_B | 0.95 | 353.9 | N/A
External / Internal Wall Insulation | HWI_solid_2.0_0.6 | N/A | N/A | 200+ | Low_B | 0.95 | 359.2 | N/A
External / Internal Wall Insulation | HWI_solid_2.0_0.6 | N/A | N/A | 200+ | High_C | 0.95 | 370.2 | N/A
External / Internal Wall Insulation | HWI_solid_2.0_0.6 | N/A | N/A | 200+ | Low_C | 0.95 | 383.9 | N/A
External / Internal Wall Insulation | HWI_solid_2.0_0.6 | N/A | N/A | 200+ | High_D | 0.95 | 406.7 | N/A
External / Internal Wall Insulation | HWI_solid_2.0_0.6 | N/A | N/A | 200+ | Low_D | 0.95 | 433.4 | N/A
External / Internal Wall Insulation | HWI_solid_2.0_0.6 | N/A | N/A | 200+ | High_E | 0.95 | 473.4 | N/A
External / Internal Wall Insulation | HWI_solid_2.0_0.6 | N/A | N/A | 200+ | Low_E | 0.95 | 518.1 | N/A
External / Internal Wall Insulation | HWI_solid_2.0_0.6 | N/A | N/A | 200+ | High_F | 0.95 | 581.1 | N/A
External / Internal Wall Insulation | HWI_solid_2.0_0.6 | N/A | N/A | 200+ | Low_F | 0.95 | 649.7 | N/A
External / Internal Wall Insulation | HWI_solid_2.0_0.6 | N/A | N/A | 200+ | High_G | 0.95 | 742 | N/A
External / Internal Wall Insulation | HWI_solid_2.0_0.6 | N/A | N/A | 200+ | Low_G | 0.95 | 841.2 | N/A
External / Internal Wall Insulation | HWI_solid_2.0_0.35 | N/A | N/A | 200+ | High_B | 0.95 | 425.3 | N/A
External / Internal Wall Insulation | HWI_solid_2.0_0.35 | N/A | N/A | 200+ | Low_B | 0.95 | 431.4 | N/A
External / Internal Wall Insulation | HWI_solid_2.0_0.35 | N/A | N/A | 200+ | High_C | 0.95 | 444.2 | N/A
External / Internal Wall Insulation | HWI_solid_2.0_0.35 | N/A | N/A | 200+ | Low_C | 0.95 | 460.2 | N/A
External / Internal Wall Insulation | HWI_solid_2.0_0.35 | N/A | N/A | 200+ | High_D | 0.95 | 486.9 | N/A
External / Internal Wall Insulation | HWI_solid_2.0_0.35 | N/A | N/A | 200+ | Low_D | 0.95 | 518.2 | N/A
External / Internal Wall Insulation | HWI_solid_2.0_0.35 | N/A | N/A | 200+ | High_E | 0.95 | 565.2 | N/A
External / Internal Wall Insulation | HWI_solid_2.0_0.35 | N/A | N/A | 200+ | Low_E | 0.95 | 617.7 | N/A
External / Internal Wall Insulation | HWI_solid_2.0_0.35 | N/A | N/A | 200+ | High_F | 0.95 | 691.6 | N/A
External / Internal Wall Insulation | HWI_solid_2.0_0.35 | N/A | N/A | 200+ | Low_F | 0.95 | 772.3 | N/A
External / Internal Wall Insulation | HWI_solid_2.0_0.35 | N/A | N/A | 200+ | High_G | 0.95 | 880.8 | N/A
External / Internal Wall Insulation | HWI_solid_2.0_0.35 | N/A | N/A | 200+ | Low_G | 0.95 | 997.4 | N/A
External / Internal Wall Insulation | HWI_solid_2.0_0.25 | N/A | N/A | 200+ | High_B | 0.95 | 454.7 | N/A
External / Internal Wall Insulation | HWI_solid_2.0_0.25 | N/A | N/A | 200+ | Low_B | 0.95 | 461.2 | N/A
External / Internal Wall Insulation | HWI_solid_2.0_0.25 | N/A | N/A | 200+ | High_C | 0.95 | 474.7 | N/A
External / Internal Wall Insulation | HWI_solid_2.0_0.25 | N/A | N/A | 200+ | Low_C | 0.95 | 491.6 | N/A
External / Internal Wall Insulation | HWI_solid_2.0_0.25 | N/A | N/A | 200+ | High_D | 0.95 | 519.9 | N/A
External / Internal Wall Insulation | HWI_solid_2.0_0.25 | N/A | N/A | 200+ | Low_D | 0.95 | 553 | N/A
External / Internal Wall Insulation | HWI_solid_2.0_0.25 | N/A | N/A | 200+ | High_E | 0.95 | 602.8 | N/A
External / Internal Wall Insulation | HWI_solid_2.0_0.25 | N/A | N/A | 200+ | Low_E | 0.95 | 658.5 | N/A
External / Internal Wall Insulation | HWI_solid_2.0_0.25 | N/A | N/A | 200+ | High_F | 0.95 | 736.9 | N/A
External / Internal Wall Insulation | HWI_solid_2.0_0.25 | N/A | N/A | 200+ | Low_F | 0.95 | 822.4 | N/A
External / Internal Wall Insulation | HWI_solid_2.0_0.25 | N/A | N/A | 200+ | High_G | 0.95 | 937.5 | N/A
External / Internal Wall Insulation | HWI_solid_2.0_0.25 | N/A | N/A | 200+ | Low_G | 0.95 | 1061.1 | N/A
External / Internal Wall Insulation | HWI_solid_2.0_0.3 | N/A | N/A | 200+ | High_B | 0.95 | 439.9 | N/A
External / Internal Wall Insulation | HWI_solid_2.0_0.3 | N/A | N/A | 200+ | Low_B | 0.95 | 446.2 | N/A
External / Internal Wall Insulation | HWI_solid_2.0_0.3 | N/A | N/A | 200+ | High_C | 0.95 | 459.4 | N/A
External / Internal Wall Insulation | HWI_solid_2.0_0.3 | N/A | N/A | 200+ | Low_C | 0.95 | 475.8 | N/A
External / Internal Wall Insulation | HWI_solid_2.0_0.3 | N/A | N/A | 200+ | High_D | 0.95 | 503.4 | N/A
External / Internal Wall Insulation | HWI_solid_2.0_0.3 | N/A | N/A | 200+ | Low_D | 0.95 | 535.5 | N/A
External / Internal Wall Insulation | HWI_solid_2.0_0.3 | N/A | N/A | 200+ | High_E | 0.95 | 583.9 | N/A
External / Internal Wall Insulation | HWI_solid_2.0_0.3 | N/A | N/A | 200+ | Low_E | 0.95 | 638 | N/A
External / Internal Wall Insulation | HWI_solid_2.0_0.3 | N/A | N/A | 200+ | High_F | 0.95 | 714.2 | N/A
External / Internal Wall Insulation | HWI_solid_2.0_0.3 | N/A | N/A | 200+ | Low_F | 0.95 | 797.3 | N/A
External / Internal Wall Insulation | HWI_solid_2.0_0.3 | N/A | N/A | 200+ | High_G | 0.95 | 909.1 | N/A
External / Internal Wall Insulation | HWI_solid_2.0_0.3 | N/A | N/A | 200+ | Low_G | 0.95 | 1029.2 | N/A
External / Internal Wall Insulation | HWI_cavity_1.7_0.55 | N/A | N/A | 200+ | High_B | 0.95 | 293.8 | N/A
External / Internal Wall Insulation | HWI_cavity_1.7_0.55 | N/A | N/A | 200+ | Low_B | 0.95 | 297.9 | N/A
External / Internal Wall Insulation | HWI_cavity_1.7_0.55 | N/A | N/A | 200+ | High_C | 0.95 | 306.6 | N/A
External / Internal Wall Insulation | HWI_cavity_1.7_0.55 | N/A | N/A | 200+ | Low_C | 0.95 | 317.5 | N/A
External / Internal Wall Insulation | HWI_cavity_1.7_0.55 | N/A | N/A | 200+ | High_D | 0.95 | 335.9 | N/A
External / Internal Wall Insulation | HWI_cavity_1.7_0.55 | N/A | N/A | 200+ | Low_D | 0.95 | 357.4 | N/A
External / Internal Wall Insulation | HWI_cavity_1.7_0.55 | N/A | N/A | 200+ | High_E | 0.95 | 389.8 | N/A
External / Internal Wall Insulation | HWI_cavity_1.7_0.55 | N/A | N/A | 200+ | Low_E | 0.95 | 426.1 | N/A
External / Internal Wall Insulation | HWI_cavity_1.7_0.55 | N/A | N/A | 200+ | High_F | 0.95 | 477.2 | N/A
External / Internal Wall Insulation | HWI_cavity_1.7_0.55 | N/A | N/A | 200+ | Low_F | 0.95 | 533 | N/A
External / Internal Wall Insulation | HWI_cavity_1.7_0.55 | N/A | N/A | 200+ | High_G | 0.95 | 608.1 | N/A
External / Internal Wall Insulation | HWI_cavity_1.7_0.55 | N/A | N/A | 200+ | Low_G | 0.95 | 688.9 | N/A
External / Internal Wall Insulation | HWI_cavity_1.7_0.23 | N/A | N/A | 200+ | High_B | 0.95 | 385.1 | N/A
External / Internal Wall Insulation | HWI_cavity_1.7_0.23 | N/A | N/A | 200+ | Low_B | 0.95 | 390.3 | N/A
External / Internal Wall Insulation | HWI_cavity_1.7_0.23 | N/A | N/A | 200+ | High_C | 0.95 | 401.3 | N/A
External / Internal Wall Insulation | HWI_cavity_1.7_0.23 | N/A | N/A | 200+ | Low_C | 0.95 | 415.2 | N/A
External / Internal Wall Insulation | HWI_cavity_1.7_0.23 | N/A | N/A | 200+ | High_D | 0.95 | 438.5 | N/A
External / Internal Wall Insulation | HWI_cavity_1.7_0.23 | N/A | N/A | 200+ | Low_D | 0.95 | 465.9 | N/A
External / Internal Wall Insulation | HWI_cavity_1.7_0.23 | N/A | N/A | 200+ | High_E | 0.95 | 507.1 | N/A
External / Internal Wall Insulation | HWI_cavity_1.7_0.23 | N/A | N/A | 200+ | Low_E | 0.95 | 553.2 | N/A
External / Internal Wall Insulation | HWI_cavity_1.7_0.23 | N/A | N/A | 200+ | High_F | 0.95 | 618.2 | N/A
External / Internal Wall Insulation | HWI_cavity_1.7_0.23 | N/A | N/A | 200+ | Low_F | 0.95 | 689.2 | N/A
External / Internal Wall Insulation | HWI_cavity_1.7_0.23 | N/A | N/A | 200+ | High_G | 0.95 | 784.7 | N/A
External / Internal Wall Insulation | HWI_cavity_1.7_0.23 | N/A | N/A | 200+ | Low_G | 0.95 | 887.4 | N/A
External / Internal Wall Insulation | HWI_cavity_1.7_0.3 | N/A | N/A | 200+ | High_B | 0.95 | 364.7 | N/A
External / Internal Wall Insulation | HWI_cavity_1.7_0.3 | N/A | N/A | 200+ | Low_B | 0.95 | 369.6 | N/A
External / Internal Wall Insulation | HWI_cavity_1.7_0.3 | N/A | N/A | 200+ | High_C | 0.95 | 380.2 | N/A
External / Internal Wall Insulation | HWI_cavity_1.7_0.3 | N/A | N/A | 200+ | Low_C | 0.95 | 393.4 | N/A
External / Internal Wall Insulation | HWI_cavity_1.7_0.3 | N/A | N/A | 200+ | High_D | 0.95 | 415.6 | N/A
External / Internal Wall Insulation | HWI_cavity_1.7_0.3 | N/A | N/A | 200+ | Low_D | 0.95 | 441.7 | N/A
External / Internal Wall Insulation | HWI_cavity_1.7_0.3 | N/A | N/A | 200+ | High_E | 0.95 | 481 | N/A
External / Internal Wall Insulation | HWI_cavity_1.7_0.3 | N/A | N/A | 200+ | Low_E | 0.95 | 524.9 | N/A
External / Internal Wall Insulation | HWI_cavity_1.7_0.3 | N/A | N/A | 200+ | High_F | 0.95 | 586.8 | N/A
External / Internal Wall Insulation | HWI_cavity_1.7_0.3 | N/A | N/A | 200+ | Low_F | 0.95 | 654.5 | N/A
External / Internal Wall Insulation | HWI_cavity_1.7_0.3 | N/A | N/A | 200+ | High_G | 0.95 | 745.5 | N/A
External / Internal Wall Insulation | HWI_cavity_1.7_0.3 | N/A | N/A | 200+ | Low_G | 0.95 | 843.4 | N/A
External / Internal Wall Insulation | HWI_cavity_1.7_0.6 | N/A | N/A | 200+ | High_B | 0.95 | 280 | N/A
External / Internal Wall Insulation | HWI_cavity_1.7_0.6 | N/A | N/A | 200+ | Low_B | 0.95 | 283.9 | N/A
External / Internal Wall Insulation | HWI_cavity_1.7_0.6 | N/A | N/A | 200+ | High_C | 0.95 | 292.2 | N/A
External / Internal Wall Insulation | HWI_cavity_1.7_0.6 | N/A | N/A | 200+ | Low_C | 0.95 | 302.7 | N/A
External / Internal Wall Insulation | HWI_cavity_1.7_0.6 | N/A | N/A | 200+ | High_D | 0.95 | 320.3 | N/A
External / Internal Wall Insulation | HWI_cavity_1.7_0.6 | N/A | N/A | 200+ | Low_D | 0.95 | 340.9 | N/A
External / Internal Wall Insulation | HWI_cavity_1.7_0.6 | N/A | N/A | 200+ | High_E | 0.95 | 371.9 | N/A
External / Internal Wall Insulation | HWI_cavity_1.7_0.6 | N/A | N/A | 200+ | Low_E | 0.95 | 406.7 | N/A
External / Internal Wall Insulation | HWI_cavity_1.7_0.6 | N/A | N/A | 200+ | High_F | 0.95 | 455.6 | N/A
External / Internal Wall Insulation | HWI_cavity_1.7_0.6 | N/A | N/A | 200+ | Low_F | 0.95 | 509.1 | N/A
External / Internal Wall Insulation | HWI_cavity_1.7_0.6 | N/A | N/A | 200+ | High_G | 0.95 | 581 | N/A
External / Internal Wall Insulation | HWI_cavity_1.7_0.6 | N/A | N/A | 200+ | Low_G | 0.95 | 658.4 | N/A
External / Internal Wall Insulation | HWI_cavity_1.0_0.45 | N/A | N/A | 200+ | High_B | 0.95 | 142 | N/A
External / Internal Wall Insulation | HWI_cavity_1.0_0.45 | N/A | N/A | 200+ | Low_B | 0.95 | 143.5 | N/A
External / Internal Wall Insulation | HWI_cavity_1.0_0.45 | N/A | N/A | 200+ | High_C | 0.95 | 147.1 | N/A
External / Internal Wall Insulation | HWI_cavity_1.0_0.45 | N/A | N/A | 200+ | Low_C | 0.95 | 151.9 | N/A
External / Internal Wall Insulation | HWI_cavity_1.0_0.45 | N/A | N/A | 200+ | High_D | 0.95 | 160.2 | N/A
External / Internal Wall Insulation | HWI_cavity_1.0_0.45 | N/A | N/A | 200+ | Low_D | 0.95 | 170.1 | N/A
External / Internal Wall Insulation | HWI_cavity_1.0_0.45 | N/A | N/A | 200+ | High_E | 0.95 | 185.1 | N/A
External / Internal Wall Insulation | HWI_cavity_1.0_0.45 | N/A | N/A | 200+ | Low_E | 0.95 | 202.2 | N/A
External / Internal Wall Insulation | HWI_cavity_1.0_0.45 | N/A | N/A | 200+ | High_F | 0.95 | 226.3 | N/A
External / Internal Wall Insulation | HWI_cavity_1.0_0.45 | N/A | N/A | 200+ | Low_F | 0.95 | 252.7 | N/A
External / Internal Wall Insulation | HWI_cavity_1.0_0.45 | N/A | N/A | 200+ | High_G | 0.95 | 288.5 | N/A
External / Internal Wall Insulation | HWI_cavity_1.0_0.45 | N/A | N/A | 200+ | Low_G | 0.95 | 327.1 | N/A
External / Internal Wall Insulation | HWI_cavity_1.0_0.3 | N/A | N/A | 200+ | High_B | 0.95 | 182.9 | N/A
External / Internal Wall Insulation | HWI_cavity_1.0_0.3 | N/A | N/A | 200+ | Low_B | 0.95 | 184.7 | N/A
External / Internal Wall Insulation | HWI_cavity_1.0_0.3 | N/A | N/A | 200+ | High_C | 0.95 | 189.3 | N/A
External / Internal Wall Insulation | HWI_cavity_1.0_0.3 | N/A | N/A | 200+ | Low_C | 0.95 | 195.3 | N/A
External / Internal Wall Insulation | HWI_cavity_1.0_0.3 | N/A | N/A | 200+ | High_D | 0.95 | 205.8 | N/A
External / Internal Wall Insulation | HWI_cavity_1.0_0.3 | N/A | N/A | 200+ | Low_D | 0.95 | 218.3 | N/A
External / Internal Wall Insulation | HWI_cavity_1.0_0.3 | N/A | N/A | 200+ | High_E | 0.95 | 237.4 | N/A
External / Internal Wall Insulation | HWI_cavity_1.0_0.3 | N/A | N/A | 200+ | Low_E | 0.95 | 258.9 | N/A
External / Internal Wall Insulation | HWI_cavity_1.0_0.3 | N/A | N/A | 200+ | High_F | 0.95 | 289.5 | N/A
External / Internal Wall Insulation | HWI_cavity_1.0_0.3 | N/A | N/A | 200+ | Low_F | 0.95 | 323.2 | N/A
External / Internal Wall Insulation | HWI_cavity_1.0_0.3 | N/A | N/A | 200+ | High_G | 0.95 | 368.6 | N/A
External / Internal Wall Insulation | HWI_cavity_1.0_0.3 | N/A | N/A | 200+ | Low_G | 0.95 | 417.6 | N/A
External / Internal Wall Insulation | HWI_cavity_1.0_0.6 | N/A | N/A | 200+ | High_B | 0.95 | 102.1 | N/A
External / Internal Wall Insulation | HWI_cavity_1.0_0.6 | N/A | N/A | 200+ | Low_B | 0.95 | 103.2 | N/A
External / Internal Wall Insulation | HWI_cavity_1.0_0.6 | N/A | N/A | 200+ | High_C | 0.95 | 105.9 | N/A
External / Internal Wall Insulation | HWI_cavity_1.0_0.6 | N/A | N/A | 200+ | Low_C | 0.95 | 109.4 | N/A
External / Internal Wall Insulation | HWI_cavity_1.0_0.6 | N/A | N/A | 200+ | High_D | 0.95 | 115.5 | N/A
External / Internal Wall Insulation | HWI_cavity_1.0_0.6 | N/A | N/A | 200+ | Low_D | 0.95 | 122.8 | N/A
External / Internal Wall Insulation | HWI_cavity_1.0_0.6 | N/A | N/A | 200+ | High_E | 0.95 | 133.8 | N/A
External / Internal Wall Insulation | HWI_cavity_1.0_0.6 | N/A | N/A | 200+ | Low_E | 0.95 | 146.2 | N/A
External / Internal Wall Insulation | HWI_cavity_1.0_0.6 | N/A | N/A | 200+ | High_F | 0.95 | 163.8 | N/A
External / Internal Wall Insulation | HWI_cavity_1.0_0.6 | N/A | N/A | 200+ | Low_F | 0.95 | 183.1 | N/A
External / Internal Wall Insulation | HWI_cavity_1.0_0.6 | N/A | N/A | 200+ | High_G | 0.95 | 209.2 | N/A
External / Internal Wall Insulation | HWI_cavity_1.0_0.6 | N/A | N/A | 200+ | Low_G | 0.95 | 237.4 | N/A
External / Internal Wall Insulation | HWI_cavity_0.6_0.24 | N/A | N/A | 200+ | High_B | 0.95 | 95.1 | N/A
External / Internal Wall Insulation | HWI_cavity_0.6_0.24 | N/A | N/A | 200+ | Low_B | 0.95 | 95.8 | N/A
External / Internal Wall Insulation | HWI_cavity_0.6_0.24 | N/A | N/A | 200+ | High_C | 0.95 | 97.8 | N/A
External / Internal Wall Insulation | HWI_cavity_0.6_0.24 | N/A | N/A | 200+ | Low_C | 0.95 | 100.7 | N/A
External / Internal Wall Insulation | HWI_cavity_0.6_0.24 | N/A | N/A | 200+ | High_D | 0.95 | 105.9 | N/A
External / Internal Wall Insulation | HWI_cavity_0.6_0.24 | N/A | N/A | 200+ | Low_D | 0.95 | 112.1 | N/A
External / Internal Wall Insulation | HWI_cavity_0.6_0.24 | N/A | N/A | 200+ | High_E | 0.95 | 121.7 | N/A
External / Internal Wall Insulation | HWI_cavity_0.6_0.24 | N/A | N/A | 200+ | Low_E | 0.95 | 132.7 | N/A
External / Internal Wall Insulation | HWI_cavity_0.6_0.24 | N/A | N/A | 200+ | High_F | 0.95 | 148.3 | N/A
External / Internal Wall Insulation | HWI_cavity_0.6_0.24 | N/A | N/A | 200+ | Low_F | 0.95 | 165.5 | N/A
External / Internal Wall Insulation | HWI_cavity_0.6_0.24 | N/A | N/A | 200+ | High_G | 0.95 | 188.9 | N/A
External / Internal Wall Insulation | HWI_cavity_0.6_0.24 | N/A | N/A | 200+ | Low_G | 0.95 | 214.1 | N/A
External / Internal Wall Insulation | HWI_cavity_0.6_0.3 | N/A | N/A | 200+ | High_B | 0.95 | 78.8 | N/A
External / Internal Wall Insulation | HWI_cavity_0.6_0.3 | N/A | N/A | 200+ | Low_B | 0.95 | 79.4 | N/A
External / Internal Wall Insulation | HWI_cavity_0.6_0.3 | N/A | N/A | 200+ | High_C | 0.95 | 81.2 | N/A
External / Internal Wall Insulation | HWI_cavity_0.6_0.3 | N/A | N/A | 200+ | Low_C | 0.95 | 83.6 | N/A
External / Internal Wall Insulation | HWI_cavity_0.6_0.3 | N/A | N/A | 200+ | High_D | 0.95 | 87.9 | N/A
External / Internal Wall Insulation | HWI_cavity_0.6_0.3 | N/A | N/A | 200+ | Low_D | 0.95 | 93.1 | N/A
External / Internal Wall Insulation | HWI_cavity_0.6_0.3 | N/A | N/A | 200+ | High_E | 0.95 | 101.1 | N/A
External / Internal Wall Insulation | HWI_cavity_0.6_0.3 | N/A | N/A | 200+ | Low_E | 0.95 | 110.3 | N/A
External / Internal Wall Insulation | HWI_cavity_0.6_0.3 | N/A | N/A | 200+ | High_F | 0.95 | 123.3 | N/A
External / Internal Wall Insulation | HWI_cavity_0.6_0.3 | N/A | N/A | 200+ | Low_F | 0.95 | 137.7 | N/A
External / Internal Wall Insulation | HWI_cavity_0.6_0.3 | N/A | N/A | 200+ | High_G | 0.95 | 157.1 | N/A
External / Internal Wall Insulation | HWI_cavity_0.6_0.3 | N/A | N/A | 200+ | Low_G | 0.95 | 178.2 | N/A
External / Internal Wall Insulation | HWI_cavity_0.45_0.21 | N/A | N/A | 200+ | High_B | 0.95 | 63.5 | N/A
External / Internal Wall Insulation | HWI_cavity_0.45_0.21 | N/A | N/A | 200+ | Low_B | 0.95 | 64 | N/A
External / Internal Wall Insulation | HWI_cavity_0.45_0.21 | N/A | N/A | 200+ | High_C | 0.95 | 65.4 | N/A
External / Internal Wall Insulation | HWI_cavity_0.45_0.21 | N/A | N/A | 200+ | Low_C | 0.95 | 67.3 | N/A
External / Internal Wall Insulation | HWI_cavity_0.45_0.21 | N/A | N/A | 200+ | High_D | 0.95 | 70.7 | N/A
External / Internal Wall Insulation | HWI_cavity_0.45_0.21 | N/A | N/A | 200+ | Low_D | 0.95 | 74.9 | N/A
External / Internal Wall Insulation | HWI_cavity_0.45_0.21 | N/A | N/A | 200+ | High_E | 0.95 | 81.3 | N/A
External / Internal Wall Insulation | HWI_cavity_0.45_0.21 | N/A | N/A | 200+ | Low_E | 0.95 | 88.6 | N/A
External / Internal Wall Insulation | HWI_cavity_0.45_0.21 | N/A | N/A | 200+ | High_F | 0.95 | 99.1 | N/A
External / Internal Wall Insulation | HWI_cavity_0.45_0.21 | N/A | N/A | 200+ | Low_F | 0.95 | 110.7 | N/A
External / Internal Wall Insulation | HWI_cavity_0.45_0.21 | N/A | N/A | 200+ | High_G | 0.95 | 126.3 | N/A
External / Internal Wall Insulation | HWI_cavity_0.45_0.21 | N/A | N/A | 200+ | Low_G | 0.95 | 143.3 | N/A
External / Internal Wall Insulation | HWI_cavity_2.0_0.6 | N/A | N/A | 200+ | High_B | 0.95 | 353.9 | N/A
External / Internal Wall Insulation | HWI_cavity_2.0_0.6 | N/A | N/A | 200+ | Low_B | 0.95 | 359.2 | N/A
External / Internal Wall Insulation | HWI_cavity_2.0_0.6 | N/A | N/A | 200+ | High_C | 0.95 | 370.2 | N/A
External / Internal Wall Insulation | HWI_cavity_2.0_0.6 | N/A | N/A | 200+ | Low_C | 0.95 | 383.9 | N/A
External / Internal Wall Insulation | HWI_cavity_2.0_0.6 | N/A | N/A | 200+ | High_D | 0.95 | 406.7 | N/A
External / Internal Wall Insulation | HWI_cavity_2.0_0.6 | N/A | N/A | 200+ | Low_D | 0.95 | 433.4 | N/A
External / Internal Wall Insulation | HWI_cavity_2.0_0.6 | N/A | N/A | 200+ | High_E | 0.95 | 473.4 | N/A
External / Internal Wall Insulation | HWI_cavity_2.0_0.6 | N/A | N/A | 200+ | Low_E | 0.95 | 518.1 | N/A
External / Internal Wall Insulation | HWI_cavity_2.0_0.6 | N/A | N/A | 200+ | High_F | 0.95 | 581.1 | N/A
External / Internal Wall Insulation | HWI_cavity_2.0_0.6 | N/A | N/A | 200+ | Low_F | 0.95 | 649.7 | N/A
External / Internal Wall Insulation | HWI_cavity_2.0_0.6 | N/A | N/A | 200+ | High_G | 0.95 | 742 | N/A
External / Internal Wall Insulation | HWI_cavity_2.0_0.6 | N/A | N/A | 200+ | Low_G | 0.95 | 841.2 | N/A
External / Internal Wall Insulation | HWI_cavity_2.0_0.35 | N/A | N/A | 200+ | High_B | 0.95 | 425.3 | N/A
External / Internal Wall Insulation | HWI_cavity_2.0_0.35 | N/A | N/A | 200+ | Low_B | 0.95 | 431.4 | N/A
External / Internal Wall Insulation | HWI_cavity_2.0_0.35 | N/A | N/A | 200+ | High_C | 0.95 | 444.2 | N/A
External / Internal Wall Insulation | HWI_cavity_2.0_0.35 | N/A | N/A | 200+ | Low_C | 0.95 | 460.2 | N/A
External / Internal Wall Insulation | HWI_cavity_2.0_0.35 | N/A | N/A | 200+ | High_D | 0.95 | 486.9 | N/A
External / Internal Wall Insulation | HWI_cavity_2.0_0.35 | N/A | N/A | 200+ | Low_D | 0.95 | 518.2 | N/A
External / Internal Wall Insulation | HWI_cavity_2.0_0.35 | N/A | N/A | 200+ | High_E | 0.95 | 565.2 | N/A
External / Internal Wall Insulation | HWI_cavity_2.0_0.35 | N/A | N/A | 200+ | Low_E | 0.95 | 617.7 | N/A
External / Internal Wall Insulation | HWI_cavity_2.0_0.35 | N/A | N/A | 200+ | High_F | 0.95 | 691.6 | N/A
External / Internal Wall Insulation | HWI_cavity_2.0_0.35 | N/A | N/A | 200+ | Low_F | 0.95 | 772.3 | N/A
External / Internal Wall Insulation | HWI_cavity_2.0_0.35 | N/A | N/A | 200+ | High_G | 0.95 | 880.8 | N/A
External / Internal Wall Insulation | HWI_cavity_2.0_0.35 | N/A | N/A | 200+ | Low_G | 0.95 | 997.4 | N/A
External / Internal Wall Insulation | HWI_cavity_2.0_0.25 | N/A | N/A | 200+ | High_B | 0.95 | 454.7 | N/A
External / Internal Wall Insulation | HWI_cavity_2.0_0.25 | N/A | N/A | 200+ | Low_B | 0.95 | 461.2 | N/A
External / Internal Wall Insulation | HWI_cavity_2.0_0.25 | N/A | N/A | 200+ | High_C | 0.95 | 474.7 | N/A
External / Internal Wall Insulation | HWI_cavity_2.0_0.25 | N/A | N/A | 200+ | Low_C | 0.95 | 491.6 | N/A
External / Internal Wall Insulation | HWI_cavity_2.0_0.25 | N/A | N/A | 200+ | High_D | 0.95 | 519.9 | N/A
External / Internal Wall Insulation | HWI_cavity_2.0_0.25 | N/A | N/A | 200+ | Low_D | 0.95 | 553 | N/A
External / Internal Wall Insulation | HWI_cavity_2.0_0.25 | N/A | N/A | 200+ | High_E | 0.95 | 602.8 | N/A
External / Internal Wall Insulation | HWI_cavity_2.0_0.25 | N/A | N/A | 200+ | Low_E | 0.95 | 658.5 | N/A
External / Internal Wall Insulation | HWI_cavity_2.0_0.25 | N/A | N/A | 200+ | High_F | 0.95 | 736.9 | N/A
External / Internal Wall Insulation | HWI_cavity_2.0_0.25 | N/A | N/A | 200+ | Low_F | 0.95 | 822.4 | N/A
External / Internal Wall Insulation | HWI_cavity_2.0_0.25 | N/A | N/A | 200+ | High_G | 0.95 | 937.5 | N/A
External / Internal Wall Insulation | HWI_cavity_2.0_0.25 | N/A | N/A | 200+ | Low_G | 0.95 | 1061.1 | N/A
External / Internal Wall Insulation | HWI_cavity_2.0_0.3 | N/A | N/A | 200+ | High_B | 0.95 | 439.9 | N/A
External / Internal Wall Insulation | HWI_cavity_2.0_0.3 | N/A | N/A | 200+ | Low_B | 0.95 | 446.2 | N/A
External / Internal Wall Insulation | HWI_cavity_2.0_0.3 | N/A | N/A | 200+ | High_C | 0.95 | 459.4 | N/A
External / Internal Wall Insulation | HWI_cavity_2.0_0.3 | N/A | N/A | 200+ | Low_C | 0.95 | 475.8 | N/A
External / Internal Wall Insulation | HWI_cavity_2.0_0.3 | N/A | N/A | 200+ | High_D | 0.95 | 503.4 | N/A
External / Internal Wall Insulation | HWI_cavity_2.0_0.3 | N/A | N/A | 200+ | Low_D | 0.95 | 535.5 | N/A
External / Internal Wall Insulation | HWI_cavity_2.0_0.3 | N/A | N/A | 200+ | High_E | 0.95 | 583.9 | N/A
External / Internal Wall Insulation | HWI_cavity_2.0_0.3 | N/A | N/A | 200+ | Low_E | 0.95 | 638 | N/A
External / Internal Wall Insulation | HWI_cavity_2.0_0.3 | N/A | N/A | 200+ | High_F | 0.95 | 714.2 | N/A
External / Internal Wall Insulation | HWI_cavity_2.0_0.3 | N/A | N/A | 200+ | Low_F | 0.95 | 797.3 | N/A
External / Internal Wall Insulation | HWI_cavity_2.0_0.3 | N/A | N/A | 200+ | High_G | 0.95 | 909.1 | N/A
External / Internal Wall Insulation | HWI_cavity_2.0_0.3 | N/A | N/A | 200+ | Low_G | 0.95 | 1029.2 | N/A
Fixed Value Increase | B_Broken_Repair | N/A | N/A | 0-72 | N/A | 1 | 168 | N/A
Fixed Value Increase | B_Broken_Repair | N/A | N/A | 73-97 | N/A | 1 | 154 | N/A
Fixed Value Increase | B_Broken_Repair | N/A | N/A | 98-199 | N/A | 1 | 140 | N/A
Fixed Value Increase | B_Broken_Repair | N/A | N/A | 200+ | N/A | 1 | 140 | N/A
Fixed Value Increase | B_Broken_Replace | N/A | N/A | 0-72 | N/A | 1 | 169 | N/A
Fixed Value Increase | B_Broken_Replace | N/A | N/A | 73-97 | N/A | 1 | 154 | N/A
Fixed Value Increase | B_Broken_Replace | N/A | N/A | 98-199 | N/A | 1 | 140 | N/A
Fixed Value Increase | B_Broken_Replace | N/A | N/A | 200+ | N/A | 1 | 140 | N/A
Fixed Value Increase | BFR_High | N/A | N/A | 0-72 | N/A | 1 | 42.1 | N/A
Fixed Value Increase | BFR_High | N/A | N/A | 73-97 | N/A | 1 | 42.1 | N/A
Fixed Value Increase | BFR_High | N/A | N/A | 98-199 | N/A | 1 | 42.1 | N/A
Fixed Value Increase | BFR_High | N/A | N/A | 200+ | N/A | 1 | 42.1 | N/A
Fixed Value Increase | BFR_Highest | N/A | N/A | 0-72 | N/A | 1 | 70.2 | N/A
Fixed Value Increase | BFR_Highest | N/A | N/A | 73-97 | N/A | 1 | 70.2 | N/A
Fixed Value Increase | BFR_Highest | N/A | N/A | 98-199 | N/A | 1 | 70.2 | N/A
Fixed Value Increase | BFR_Highest | N/A | N/A | 200+ | N/A | 1 | 70.2 | N/A
Fixed Value Increase | BFR_Low | N/A | N/A | 0-72 | N/A | 1 | 7 | N/A
Fixed Value Increase | BFR_Low | N/A | N/A | 73-97 | N/A | 1 | 7 | N/A
Fixed Value Increase | BFR_Low | N/A | N/A | 98-199 | N/A | 1 | 7 | N/A
Fixed Value Increase | BFR_Low | N/A | N/A | 200+ | N/A | 1 | 7 | N/A
Fixed Value Increase | BFR_Medium | N/A | N/A | 0-72 | N/A | 1 | 19.7 | N/A
Fixed Value Increase | BFR_Medium | N/A | N/A | 73-97 | N/A | 1 | 19.7 | N/A
Fixed Value Increase | BFR_Medium | N/A | N/A | 98-199 | N/A | 1 | 19.7 | N/A
Fixed Value Increase | BFR_Medium | N/A | N/A | 200+ | N/A | 1 | 19.7 | N/A
Fixed Value Increase | ESH_Broken_Repair | N/A | N/A | 0-72 | N/A | 1 | 48 | N/A
Fixed Value Increase | ESH_Broken_Repair | N/A | N/A | 73-97 | N/A | 1 | 44 | N/A
Fixed Value Increase | ESH_Broken_Repair | N/A | N/A | 98-199 | N/A | 1 | 40 | N/A
Fixed Value Increase | ESH_Broken_Repair | N/A | N/A | 200+ | N/A | 1 | 40 | N/A
Fixed Value Increase | ESH_Broken_Replace | N/A | N/A | 0-72 | N/A | 1 | 48 | N/A
Fixed Value Increase | ESH_Broken_Replace | N/A | N/A | 73-97 | N/A | 1 | 44 | N/A
Fixed Value Increase | ESH_Broken_Replace | N/A | N/A | 98-199 | N/A | 1 | 40 | N/A
Fixed Value Increase | ESH_Broken_Replace | N/A | N/A | 200+ | N/A | 1 | 40 | N/A
Other Insulation | PRI | N/A | N/A | 0-72 | High_D | 0.95 | 157.9 | N/A
Other Insulation | PRI | N/A | N/A | 0-72 | Low_D | 0.95 | 166.3 | N/A
Other Insulation | PRI | N/A | N/A | 0-72 | High_E | 0.95 | 179.3 | N/A
Other Insulation | PRI | N/A | N/A | 0-72 | Low_E | 0.95 | 194 | N/A
Other Insulation | PRI | N/A | N/A | 0-72 | High_F | 0.95 | 215 | N/A
Other Insulation | PRI | N/A | N/A | 0-72 | Low_F | 0.95 | 238.2 | N/A
Other Insulation | PRI | N/A | N/A | 0-72 | High_G | 0.95 | 269.6 | N/A
Other Insulation | PRI | N/A | N/A | 0-72 | Low_G | 0.95 | 303.6 | N/A
Other Insulation | PRI | N/A | N/A | 73-97 | High_D | 0.95 | 81.8 | N/A
Other Insulation | PRI | N/A | N/A | 73-97 | Low_D | 0.95 | 86.7 | N/A
Other Insulation | PRI | N/A | N/A | 73-97 | High_E | 0.95 | 94.6 | N/A
Other Insulation | PRI | N/A | N/A | 73-97 | Low_E | 0.95 | 103.7 | N/A
Other Insulation | PRI | N/A | N/A | 73-97 | High_F | 0.95 | 116.9 | N/A
Other Insulation | PRI | N/A | N/A | 73-97 | Low_F | 0.95 | 131.7 | N/A
Other Insulation | PRI | N/A | N/A | 73-97 | High_G | 0.95 | 151.8 | N/A
Other Insulation | PRI | N/A | N/A | 73-97 | Low_G | 0.95 | 173.8 | N/A
Other Insulation | PRI | N/A | N/A | 98-199 | High_D | 0.95 | 92.8 | N/A
Other Insulation | PRI | N/A | N/A | 98-199 | Low_D | 0.95 | 98.5 | N/A
Other Insulation | PRI | N/A | N/A | 98-199 | High_E | 0.95 | 107.5 | N/A
Other Insulation | PRI | N/A | N/A | 98-199 | Low_E | 0.95 | 117.9 | N/A
Other Insulation | PRI | N/A | N/A | 98-199 | High_F | 0.95 | 132.9 | N/A
Other Insulation | PRI | N/A | N/A | 98-199 | Low_F | 0.95 | 149.5 | N/A
Other Insulation | PRI | N/A | N/A | 98-199 | High_G | 0.95 | 172.1 | N/A
Other Insulation | PRI | N/A | N/A | 98-199 | Low_G | 0.95 | 196.7 | N/A
Other Insulation | PRI | N/A | N/A | 200+ | High_D | 0.95 | 144 | N/A
Other Insulation | PRI | N/A | N/A | 200+ | Low_D | 0.95 | 153.3 | N/A
Other Insulation | PRI | N/A | N/A | 200+ | High_E | 0.95 | 167.8 | N/A
Other Insulation | PRI | N/A | N/A | 200+ | Low_E | 0.95 | 184.3 | N/A
Other Insulation | PRI | N/A | N/A | 200+ | High_F | 0.95 | 207.8 | N/A
Other Insulation | PRI | N/A | N/A | 200+ | Low_F | 0.95 | 233.8 | N/A
Other Insulation | PRI | N/A | N/A | 200+ | High_G | 0.95 | 269 | N/A
Other Insulation | PRI | N/A | N/A | 200+ | Low_G | 0.95 | 307.1 | N/A
Other Insulation | PHI | N/A | N/A | 98-199 | High_B | 1 | 66.4 | N/A
Other Insulation | PHI | N/A | N/A | 98-199 | Low_B | 1 | 70.5 | N/A
Other Insulation | PHI | N/A | N/A | 98-199 | High_C | 1 | 76.7 | N/A
Other Insulation | PHI | N/A | N/A | 98-199 | Low_C | 1 | 82.9 | N/A
Other Insulation | PHI | N/A | N/A | 98-199 | High_D | 1 | 92.1 | N/A
Other Insulation | PHI | N/A | N/A | 98-199 | Low_D | 1 | 101.8 | N/A
Other Insulation | PHI | N/A | N/A | 98-199 | High_E | 1 | 115.3 | N/A
Other Insulation | PHI | N/A | N/A | 98-199 | Low_E | 1 | 129.5 | N/A
Other Insulation | PHI | N/A | N/A | 98-199 | High_F | 1 | 148.6 | N/A
Other Insulation | PHI | N/A | N/A | 98-199 | Low_F | 1 | 168.7 | N/A
Other Insulation | PHI | N/A | N/A | 98-199 | High_G | 1 | 194.8 | N/A
Other Insulation | PHI | N/A | N/A | 98-199 | Low_G | 1 | 222.1 | N/A
Other Insulation | PHI | N/A | N/A | 73-97 | High_B | 1 | 80.2 | N/A
Other Insulation | PHI | N/A | N/A | 73-97 | Low_B | 1 | 85.2 | N/A
Other Insulation | PHI | N/A | N/A | 73-97 | High_C | 1 | 92.6 | N/A
Other Insulation | PHI | N/A | N/A | 73-97 | Low_C | 1 | 100.2 | N/A
Other Insulation | PHI | N/A | N/A | 73-97 | High_D | 1 | 111.2 | N/A
Other Insulation | PHI | N/A | N/A | 73-97 | Low_D | 1 | 122.8 | N/A
Other Insulation | PHI | N/A | N/A | 73-97 | High_E | 1 | 138.9 | N/A
Other Insulation | PHI | N/A | N/A | 73-97 | Low_E | 1 | 155.9 | N/A
Other Insulation | PHI | N/A | N/A | 73-97 | High_F | 1 | 178.6 | N/A
Other Insulation | PHI | N/A | N/A | 73-97 | Low_F | 1 | 202.4 | N/A
Other Insulation | PHI | N/A | N/A | 73-97 | High_G | 1 | 233.5 | N/A
Other Insulation | PHI | N/A | N/A | 73-97 | Low_G | 1 | 265.9 | N/A
Other Insulation | PHI | N/A | N/A | 0-72 | High_B | 1 | 88.3 | N/A
Other Insulation | PHI | N/A | N/A | 0-72 | Low_B | 1 | 93.8 | N/A
Other Insulation | PHI | N/A | N/A | 0-72 | High_C | 1 | 101.9 | N/A
Other Insulation | PHI | N/A | N/A | 0-72 | Low_C | 1 | 110.2 | N/A
Other Insulation | PHI | N/A | N/A | 0-72 | High_D | 1 | 122.3 | N/A
Other Insulation | PHI | N/A | N/A | 0-72 | Low_D | 1 | 135 | N/A
Other Insulation | PHI | N/A | N/A | 0-72 | High_E | 1 | 152.8 | N/A
Other Insulation | PHI | N/A | N/A | 0-72 | Low_E | 1 | 171.4 | N/A
Other Insulation | PHI | N/A | N/A | 0-72 | High_F | 1 | 196.5 | N/A
Other Insulation | PHI | N/A | N/A | 0-72 | Low_F | 1 | 222.7 | N/A
Other Insulation | PHI | N/A | N/A | 0-72 | High_G | 1 | 256.8 | N/A
Other Insulation | PHI | N/A | N/A | 0-72 | Low_G | 1 | 292.5 | N/A
Boiler | B_First_Time_CH | Electric Storage Heaters Responsiveness <=0.2 | Fuel Cell mCHP | 0-72 | High_D | 0.96 | 380.3 | N/A
Boiler | B_First_Time_CH | Electric Storage Heaters Responsiveness <=0.2 | Fuel Cell mCHP | 0-72 | Low_D | 0.96 | 486 | N/A
Boiler | B_First_Time_CH | Electric Storage Heaters Responsiveness <=0.2 | Fuel Cell mCHP | 0-72 | High_E | 0.96 | 615.1 | N/A
Boiler | B_First_Time_CH | Electric Storage Heaters Responsiveness <=0.2 | Fuel Cell mCHP | 0-72 | Low_E | 0.96 | 739.1 | N/A
Boiler | B_First_Time_CH | Electric Storage Heaters Responsiveness <=0.2 | Fuel Cell mCHP | 0-72 | High_F | 0.96 | 913.3 | N/A
Boiler | B_First_Time_CH | Electric Storage Heaters Responsiveness <=0.2 | Fuel Cell mCHP | 0-72 | Low_F | 0.96 | 1107.5 | N/A
Boiler | B_First_Time_CH | Electric Storage Heaters Responsiveness <=0.2 | Fuel Cell mCHP | 0-72 | High_G | 0.96 | 1380.1 | N/A
Boiler | B_First_Time_CH | Electric Storage Heaters Responsiveness <=0.2 | Fuel Cell mCHP | 0-72 | Low_G | 0.96 | 1691.9 | N/A
Boiler | B_First_Time_CH | Electric Storage Heaters Responsiveness <=0.2 | Fuel Cell mCHP | 73-97 | High_D | 0.96 | 399.2 | N/A
Boiler | B_First_Time_CH | Electric Storage Heaters Responsiveness <=0.2 | Fuel Cell mCHP | 73-97 | Low_D | 0.96 | 504.9 | N/A
Boiler | B_First_Time_CH | Electric Storage Heaters Responsiveness <=0.2 | Fuel Cell mCHP | 73-97 | High_E | 0.96 | 633.8 | N/A
Boiler | B_First_Time_CH | Electric Storage Heaters Responsiveness <=0.2 | Fuel Cell mCHP | 73-97 | Low_E | 0.96 | 757.7 | N/A
Boiler | B_First_Time_CH | Electric Storage Heaters Responsiveness <=0.2 | Fuel Cell mCHP | 73-97 | High_F | 0.96 | 931.7 | N/A
Boiler | B_First_Time_CH | Electric Storage Heaters Responsiveness <=0.2 | Fuel Cell mCHP | 73-97 | Low_F | 0.96 | 1125.7 | N/A
Boiler | B_First_Time_CH | Electric Storage Heaters Responsiveness <=0.2 | Fuel Cell mCHP | 73-97 | High_G | 0.96 | 1398.1 | N/A
Boiler | B_First_Time_CH | Electric Storage Heaters Responsiveness <=0.2 | Fuel Cell mCHP | 73-97 | Low_G | 0.96 | 1709.5 | N/A
Boiler | B_First_Time_CH | Electric Storage Heaters Responsiveness <=0.2 | Fuel Cell mCHP | 98-199 | High_D | 0.96 | 438 | N/A
Boiler | B_First_Time_CH | Electric Storage Heaters Responsiveness <=0.2 | Fuel Cell mCHP | 98-199 | Low_D | 0.96 | 547.2 | N/A
Boiler | B_First_Time_CH | Electric Storage Heaters Responsiveness <=0.2 | Fuel Cell mCHP | 98-199 | High_E | 0.96 | 680.5 | N/A
Boiler | B_First_Time_CH | Electric Storage Heaters Responsiveness <=0.2 | Fuel Cell mCHP | 98-199 | Low_E | 0.96 | 808.5 | N/A
Boiler | B_First_Time_CH | Electric Storage Heaters Responsiveness <=0.2 | Fuel Cell mCHP | 98-199 | High_F | 0.96 | 988.4 | N/A
Boiler | B_First_Time_CH | Electric Storage Heaters Responsiveness <=0.2 | Fuel Cell mCHP | 98-199 | Low_F | 0.96 | 1188.9 | N/A
Boiler | B_First_Time_CH | Electric Storage Heaters Responsiveness <=0.2 | Fuel Cell mCHP | 98-199 | High_G | 0.96 | 1470.5 | N/A
Boiler | B_First_Time_CH | Electric Storage Heaters Responsiveness <=0.2 | Fuel Cell mCHP | 98-199 | Low_G | 0.96 | 1792.4 | N/A
Boiler | B_First_Time_CH | Electric Storage Heaters Responsiveness <=0.2 | Fuel Cell mCHP | 200+ | High_D | 0.96 | 818.7 | N/A
Boiler | B_First_Time_CH | Electric Storage Heaters Responsiveness <=0.2 | Fuel Cell mCHP | 200+ | Low_D | 0.96 | 996.4 | N/A
Boiler | B_First_Time_CH | Electric Storage Heaters Responsiveness <=0.2 | Fuel Cell mCHP | 200+ | High_E | 0.96 | 1217.9 | N/A
Boiler | B_First_Time_CH | Electric Storage Heaters Responsiveness <=0.2 | Fuel Cell mCHP | 200+ | Low_E | 0.96 | 1430.6 | N/A
Boiler | B_First_Time_CH | Electric Storage Heaters Responsiveness <=0.2 | Fuel Cell mCHP | 200+ | High_F | 0.96 | 1729.3 | N/A
Boiler | B_First_Time_CH | Electric Storage Heaters Responsiveness <=0.2 | Fuel Cell mCHP | 200+ | Low_F | 0.96 | 2062.5 | N/A
Boiler | B_First_Time_CH | Electric Storage Heaters Responsiveness <=0.2 | Fuel Cell mCHP | 200+ | High_G | 0.96 | 2530.2 | N/A
Boiler | B_First_Time_CH | Electric Storage Heaters Responsiveness <=0.2 | Fuel Cell mCHP | 200+ | Low_G | 0.96 | 3064.9 | N/A
Boiler | B_First_Time_CH | Electric Storage Heaters Responsiveness <=0.2 | GSHP | 0-72 | High_D | 0.96 | 189.7 | N/A
Boiler | B_First_Time_CH | Electric Storage Heaters Responsiveness <=0.2 | GSHP | 0-72 | Low_D | 0.96 | 225.8 | N/A
Boiler | B_First_Time_CH | Electric Storage Heaters Responsiveness <=0.2 | GSHP | 0-72 | High_E | 0.96 | 269.8 | N/A
Boiler | B_First_Time_CH | Electric Storage Heaters Responsiveness <=0.2 | GSHP | 0-72 | Low_E | 0.96 | 312.1 | N/A
Boiler | B_First_Time_CH | Electric Storage Heaters Responsiveness <=0.2 | GSHP | 0-72 | High_F | 0.96 | 371.5 | N/A
Boiler | B_First_Time_CH | Electric Storage Heaters Responsiveness <=0.2 | GSHP | 0-72 | Low_F | 0.96 | 437.8 | N/A
Boiler | B_First_Time_CH | Electric Storage Heaters Responsiveness <=0.2 | GSHP | 0-72 | High_G | 0.96 | 530.8 | N/A
Boiler | B_First_Time_CH | Electric Storage Heaters Responsiveness <=0.2 | GSHP | 0-72 | Low_G | 0.96 | 637.2 | N/A
Boiler | B_First_Time_CH | Electric Storage Heaters Responsiveness <=0.2 | GSHP | 73-97 | High_D | 0.96 | 204.4 | N/A
Boiler | B_First_Time_CH | Electric Storage Heaters Responsiveness <=0.2 | GSHP | 73-97 | Low_D | 0.96 | 243.4 | N/A
Boiler | B_First_Time_CH | Electric Storage Heaters Responsiveness <=0.2 | GSHP | 73-97 | High_E | 0.96 | 291 | N/A
Boiler | B_First_Time_CH | Electric Storage Heaters Responsiveness <=0.2 | GSHP | 73-97 | Low_E | 0.96 | 336.8 | N/A
Boiler | B_First_Time_CH | Electric Storage Heaters Responsiveness <=0.2 | GSHP | 73-97 | High_F | 0.96 | 401 | N/A
Boiler | B_First_Time_CH | Electric Storage Heaters Responsiveness <=0.2 | GSHP | 73-97 | Low_F | 0.96 | 472.6 | N/A
Boiler | B_First_Time_CH | Electric Storage Heaters Responsiveness <=0.2 | GSHP | 73-97 | High_G | 0.96 | 573.2 | N/A
Boiler | B_First_Time_CH | Electric Storage Heaters Responsiveness <=0.2 | GSHP | 73-97 | Low_G | 0.96 | 688.1 | N/A
Boiler | B_First_Time_CH | Electric Storage Heaters Responsiveness <=0.2 | GSHP | 98-199 | High_D | 0.96 | 234.9 | N/A
Boiler | B_First_Time_CH | Electric Storage Heaters Responsiveness <=0.2 | GSHP | 98-199 | Low_D | 0.96 | 279.7 | N/A
Boiler | B_First_Time_CH | Electric Storage Heaters Responsiveness <=0.2 | GSHP | 98-199 | High_E | 0.96 | 334.5 | N/A
Boiler | B_First_Time_CH | Electric Storage Heaters Responsiveness <=0.2 | GSHP | 98-199 | Low_E | 0.96 | 387.1 | N/A
Boiler | B_First_Time_CH | Electric Storage Heaters Responsiveness <=0.2 | GSHP | 98-199 | High_F | 0.96 | 461 | N/A
Boiler | B_First_Time_CH | Electric Storage Heaters Responsiveness <=0.2 | GSHP | 98-199 | Low_F | 0.96 | 543.5 | N/A
Boiler | B_First_Time_CH | Electric Storage Heaters Responsiveness <=0.2 | GSHP | 98-199 | High_G | 0.96 | 659.2 | N/A
Boiler | B_First_Time_CH | Electric Storage Heaters Responsiveness <=0.2 | GSHP | 98-199 | Low_G | 0.96 | 791.5 | N/A
Boiler | B_First_Time_CH | Electric Storage Heaters Responsiveness <=0.2 | GSHP | 200+ | High_D | 0.96 | 418.3 | N/A
Boiler | B_First_Time_CH | Electric Storage Heaters Responsiveness <=0.2 | GSHP | 200+ | Low_D | 0.96 | 496.7 | N/A
Boiler | B_First_Time_CH | Electric Storage Heaters Responsiveness <=0.2 | GSHP | 200+ | High_E | 0.96 | 594.3 | N/A
Boiler | B_First_Time_CH | Electric Storage Heaters Responsiveness <=0.2 | GSHP | 200+ | Low_E | 0.96 | 688.1 | N/A
Boiler | B_First_Time_CH | Electric Storage Heaters Responsiveness <=0.2 | GSHP | 200+ | High_F | 0.96 | 819.8 | N/A
Boiler | B_First_Time_CH | Electric Storage Heaters Responsiveness <=0.2 | GSHP | 200+ | Low_F | 0.96 | 966.8 | N/A
Boiler | B_First_Time_CH | Electric Storage Heaters Responsiveness <=0.2 | GSHP | 200+ | High_G | 0.96 | 1173 | N/A
Boiler | B_First_Time_CH | Electric Storage Heaters Responsiveness <=0.2 | GSHP | 200+ | Low_G | 0.96 | 1408.8 | N/A
Boiler | B_First_Time_CH | Electric Storage Heaters Responsiveness <=0.2 | Air to Water ASHP | 0-72 | High_D | 0.96 | 133.8 | N/A
Boiler | B_First_Time_CH | Electric Storage Heaters Responsiveness <=0.2 | Air to Water ASHP | 0-72 | Low_D | 0.96 | 157.6 | N/A
Boiler | B_First_Time_CH | Electric Storage Heaters Responsiveness <=0.2 | Air to Water ASHP | 0-72 | High_E | 0.96 | 186.6 | N/A
Boiler | B_First_Time_CH | Electric Storage Heaters Responsiveness <=0.2 | Air to Water ASHP | 0-72 | Low_E | 0.96 | 214.5 | N/A
Boiler | B_First_Time_CH | Electric Storage Heaters Responsiveness <=0.2 | Air to Water ASHP | 0-72 | High_F | 0.96 | 253.7 | N/A
Boiler | B_First_Time_CH | Electric Storage Heaters Responsiveness <=0.2 | Air to Water ASHP | 0-72 | Low_F | 0.96 | 297.5 | N/A
Boiler | B_First_Time_CH | Electric Storage Heaters Responsiveness <=0.2 | Air to Water ASHP | 0-72 | High_G | 0.96 | 358.8 | N/A
Boiler | B_First_Time_CH | Electric Storage Heaters Responsiveness <=0.2 | Air to Water ASHP | 0-72 | Low_G | 0.96 | 429 | N/A
Boiler | B_First_Time_CH | Electric Storage Heaters Responsiveness <=0.2 | Air to Water ASHP | 73-97 | High_D | 0.96 | 142.7 | N/A
Boiler | B_First_Time_CH | Electric Storage Heaters Responsiveness <=0.2 | Air to Water ASHP | 73-97 | Low_D | 0.96 | 168.4 | N/A
Boiler | B_First_Time_CH | Electric Storage Heaters Responsiveness <=0.2 | Air to Water ASHP | 73-97 | High_E | 0.96 | 199.9 | N/A
Boiler | B_First_Time_CH | Electric Storage Heaters Responsiveness <=0.2 | Air to Water ASHP | 73-97 | Low_E | 0.96 | 230 | N/A
Boiler | B_First_Time_CH | Electric Storage Heaters Responsiveness <=0.2 | Air to Water ASHP | 73-97 | High_F | 0.96 | 272.4 | N/A
Boiler | B_First_Time_CH | Electric Storage Heaters Responsiveness <=0.2 | Air to Water ASHP | 73-97 | Low_F | 0.96 | 319.7 | N/A
Boiler | B_First_Time_CH | Electric Storage Heaters Responsiveness <=0.2 | Air to Water ASHP | 73-97 | High_G | 0.96 | 386 | N/A
Boiler | B_First_Time_CH | Electric Storage Heaters Responsiveness <=0.2 | Air to Water ASHP | 73-97 | Low_G | 0.96 | 461.8 | N/A
Boiler | B_First_Time_CH | Electric Storage Heaters Responsiveness <=0.2 | Air to Water ASHP | 98-199 | High_D | 0.96 | 162 | N/A
Boiler | B_First_Time_CH | Electric Storage Heaters Responsiveness <=0.2 | Air to Water ASHP | 98-199 | Low_D | 0.96 | 191.6 | N/A
Boiler | B_First_Time_CH | Electric Storage Heaters Responsiveness <=0.2 | Air to Water ASHP | 98-199 | High_E | 0.96 | 227.8 | N/A
Boiler | B_First_Time_CH | Electric Storage Heaters Responsiveness <=0.2 | Air to Water ASHP | 98-199 | Low_E | 0.96 | 262.5 | N/A
Boiler | B_First_Time_CH | Electric Storage Heaters Responsiveness <=0.2 | Air to Water ASHP | 98-199 | High_F | 0.96 | 311.2 | N/A
Boiler | B_First_Time_CH | Electric Storage Heaters Responsiveness <=0.2 | Air to Water ASHP | 98-199 | Low_F | 0.96 | 365.6 | N/A
Boiler | B_First_Time_CH | Electric Storage Heaters Responsiveness <=0.2 | Air to Water ASHP | 98-199 | High_G | 0.96 | 442 | N/A
Boiler | B_First_Time_CH | Electric Storage Heaters Responsiveness <=0.2 | Air to Water ASHP | 98-199 | Low_G | 0.96 | 529.2 | N/A
Boiler | B_First_Time_CH | Electric Storage Heaters Responsiveness <=0.2 | Air to Water ASHP | 200+ | High_D | 0.96 | 283 | N/A
Boiler | B_First_Time_CH | Electric Storage Heaters Responsiveness <=0.2 | Air to Water ASHP | 200+ | Low_D | 0.96 | 334.7 | N/A
Boiler | B_First_Time_CH | Electric Storage Heaters Responsiveness <=0.2 | Air to Water ASHP | 200+ | High_E | 0.96 | 399.2 | N/A
Boiler | B_First_Time_CH | Electric Storage Heaters Responsiveness <=0.2 | Air to Water ASHP | 200+ | Low_E | 0.96 | 461 | N/A
Boiler | B_First_Time_CH | Electric Storage Heaters Responsiveness <=0.2 | Air to Water ASHP | 200+ | High_F | 0.96 | 547.9 | N/A
Boiler | B_First_Time_CH | Electric Storage Heaters Responsiveness <=0.2 | Air to Water ASHP | 200+ | Low_F | 0.96 | 644.9 | N/A
Boiler | B_First_Time_CH | Electric Storage Heaters Responsiveness <=0.2 | Air to Water ASHP | 200+ | High_G | 0.96 | 780.9 | N/A
Boiler | B_First_Time_CH | Electric Storage Heaters Responsiveness <=0.2 | Air to Water ASHP | 200+ | Low_G | 0.96 | 936.5 | N/A
Boiler | B_First_Time_CH | Electric Storage Heaters Responsiveness <=0.2 | Biomass Boiler | 0-72 | High_D | 0.96 | 181.2 | N/A
Boiler | B_First_Time_CH | Electric Storage Heaters Responsiveness <=0.2 | Biomass Boiler | 0-72 | Low_D | 0.96 | 215.4 | N/A
Boiler | B_First_Time_CH | Electric Storage Heaters Responsiveness <=0.2 | Biomass Boiler | 0-72 | High_E | 0.96 | 257.2 | N/A
Boiler | B_First_Time_CH | Electric Storage Heaters Responsiveness <=0.2 | Biomass Boiler | 0-72 | Low_E | 0.96 | 297.3 | N/A
Boiler | B_First_Time_CH | Electric Storage Heaters Responsiveness <=0.2 | Biomass Boiler | 0-72 | High_F | 0.96 | 353.7 | N/A
Boiler | B_First_Time_CH | Electric Storage Heaters Responsiveness <=0.2 | Biomass Boiler | 0-72 | Low_F | 0.96 | 416.5 | N/A
Boiler | B_First_Time_CH | Electric Storage Heaters Responsiveness <=0.2 | Biomass Boiler | 0-72 | High_G | 0.96 | 504.7 | N/A
Boiler | B_First_Time_CH | Electric Storage Heaters Responsiveness <=0.2 | Biomass Boiler | 0-72 | Low_G | 0.96 | 605.6 | N/A
Boiler | B_First_Time_CH | Electric Storage Heaters Responsiveness <=0.2 | Biomass Boiler | 73-97 | High_D | 0.96 | 195.1 | N/A
Boiler | B_First_Time_CH | Electric Storage Heaters Responsiveness <=0.2 | Biomass Boiler | 73-97 | Low_D | 0.96 | 232.1 | N/A
Boiler | B_First_Time_CH | Electric Storage Heaters Responsiveness <=0.2 | Biomass Boiler | 73-97 | High_E | 0.96 | 277.2 | N/A
Boiler | B_First_Time_CH | Electric Storage Heaters Responsiveness <=0.2 | Biomass Boiler | 73-97 | Low_E | 0.96 | 320.6 | N/A
Boiler | B_First_Time_CH | Electric Storage Heaters Responsiveness <=0.2 | Biomass Boiler | 73-97 | High_F | 0.96 | 381.5 | N/A
Boiler | B_First_Time_CH | Electric Storage Heaters Responsiveness <=0.2 | Biomass Boiler | 73-97 | Low_F | 0.96 | 449.4 | N/A
Boiler | B_First_Time_CH | Electric Storage Heaters Responsiveness <=0.2 | Biomass Boiler | 73-97 | High_G | 0.96 | 544.8 | N/A
Boiler | B_First_Time_CH | Electric Storage Heaters Responsiveness <=0.2 | Biomass Boiler | 73-97 | Low_G | 0.96 | 653.8 | N/A
Boiler | B_First_Time_CH | Electric Storage Heaters Responsiveness <=0.2 | Biomass Boiler | 98-199 | High_D | 0.96 | 223.8 | N/A
Boiler | B_First_Time_CH | Electric Storage Heaters Responsiveness <=0.2 | Biomass Boiler | 98-199 | Low_D | 0.96 | 266.4 | N/A
Boiler | B_First_Time_CH | Electric Storage Heaters Responsiveness <=0.2 | Biomass Boiler | 98-199 | High_E | 0.96 | 318.3 | N/A
Boiler | B_First_Time_CH | Electric Storage Heaters Responsiveness <=0.2 | Biomass Boiler | 98-199 | Low_E | 0.96 | 368.2 | N/A
Boiler | B_First_Time_CH | Electric Storage Heaters Responsiveness <=0.2 | Biomass Boiler | 98-199 | High_F | 0.96 | 438.3 | N/A
Boiler | B_First_Time_CH | Electric Storage Heaters Responsiveness <=0.2 | Biomass Boiler | 98-199 | Low_F | 0.96 | 516.5 | N/A
Boiler | B_First_Time_CH | Electric Storage Heaters Responsiveness <=0.2 | Biomass Boiler | 98-199 | High_G | 0.96 | 626.3 | N/A
Boiler | B_First_Time_CH | Electric Storage Heaters Responsiveness <=0.2 | Biomass Boiler | 98-199 | Low_G | 0.96 | 751.7 | N/A
Boiler | B_First_Time_CH | Electric Storage Heaters Responsiveness <=0.2 | Biomass Boiler | 200+ | High_D | 0.96 | 397.8 | N/A
Boiler | B_First_Time_CH | Electric Storage Heaters Responsiveness <=0.2 | Biomass Boiler | 200+ | Low_D | 0.96 | 472.1 | N/A
Boiler | B_First_Time_CH | Electric Storage Heaters Responsiveness <=0.2 | Biomass Boiler | 200+ | High_E | 0.96 | 564.7 | N/A
Boiler | B_First_Time_CH | Electric Storage Heaters Responsiveness <=0.2 | Biomass Boiler | 200+ | Low_E | 0.96 | 653.7 | N/A
Boiler | B_First_Time_CH | Electric Storage Heaters Responsiveness <=0.2 | Biomass Boiler | 200+ | High_F | 0.96 | 778.6 | N/A
Boiler | B_First_Time_CH | Electric Storage Heaters Responsiveness <=0.2 | Biomass Boiler | 200+ | Low_F | 0.96 | 918 | N/A
Boiler | B_First_Time_CH | Electric Storage Heaters Responsiveness <=0.2 | Biomass Boiler | 200+ | High_G | 0.96 | 1113.6 | N/A
Boiler | B_First_Time_CH | Electric Storage Heaters Responsiveness <=0.2 | Biomass Boiler | 200+ | Low_G | 0.96 | 1397.8 | N/A
Boiler | B_First_Time_CH | Electric Storage Heaters Responsiveness <=0.2 | Condensing Gas Boiler | 0-72 | High_D | 0.96 | 123 | N/A
Boiler | B_First_Time_CH | Electric Storage Heaters Responsiveness <=0.2 | Condensing Gas Boiler | 0-72 | Low_D | 0.96 | 172.3 | N/A
Boiler | B_First_Time_CH | Electric Storage Heaters Responsiveness <=0.2 | Condensing Gas Boiler | 0-72 | High_E | 0.96 | 232.4 | N/A
Boiler | B_First_Time_CH | Electric Storage Heaters Responsiveness <=0.2 | Condensing Gas Boiler | 0-72 | Low_E | 0.96 | 290.2 | N/A
Boiler | B_First_Time_CH | Electric Storage Heaters Responsiveness <=0.2 | Condensing Gas Boiler | 0-72 | High_F | 0.96 | 371.3 | N/A
Boiler | B_First_Time_CH | Electric Storage Heaters Responsiveness <=0.2 | Condensing Gas Boiler | 0-72 | Low_F | 0.96 | 461.8 | N/A
Boiler | B_First_Time_CH | Electric Storage Heaters Responsiveness <=0.2 | Condensing Gas Boiler | 0-72 | High_G | 0.96 | 588.9 | N/A
Boiler | B_First_Time_CH | Electric Storage Heaters Responsiveness <=0.2 | Condensing Gas Boiler | 0-72 | Low_G | 0.96 | 734.1 | N/A
Boiler | B_First_Time_CH | Electric Storage Heaters Responsiveness <=0.2 | Condensing Gas Boiler | 73-97 | High_D | 0.96 | 155.6 | N/A
Boiler | B_First_Time_CH | Electric Storage Heaters Responsiveness <=0.2 | Condensing Gas Boiler | 73-97 | Low_D | 0.96 | 208.8 | N/A
Boiler | B_First_Time_CH | Electric Storage Heaters Responsiveness <=0.2 | Condensing Gas Boiler | 73-97 | High_E | 0.96 | 273.8 | N/A
Boiler | B_First_Time_CH | Electric Storage Heaters Responsiveness <=0.2 | Condensing Gas Boiler | 73-97 | Low_E | 0.96 | 336.2 | N/A
Boiler | B_First_Time_CH | Electric Storage Heaters Responsiveness <=0.2 | Condensing Gas Boiler | 73-97 | High_F | 0.96 | 423.9 | N/A
Boiler | B_First_Time_CH | Electric Storage Heaters Responsiveness <=0.2 | Condensing Gas Boiler | 73-97 | Low_F | 0.96 | 521.8 | N/A
Boiler | B_First_Time_CH | Electric Storage Heaters Responsiveness <=0.2 | Condensing Gas Boiler | 73-97 | High_G | 0.96 | 659.1 | N/A
Boiler | B_First_Time_CH | Electric Storage Heaters Responsiveness <=0.2 | Condensing Gas Boiler | 73-97 | Low_G | 0.96 | 816.1 | N/A
Boiler | B_First_Time_CH | Electric Storage Heaters Responsiveness <=0.2 | Condensing Gas Boiler | 98-199 | High_D | 0.96 | 209.4 | N/A
Boiler | B_First_Time_CH | Electric Storage Heaters Responsiveness <=0.2 | Condensing Gas Boiler | 98-199 | Low_D | 0.96 | 270.7 | N/A
Boiler | B_First_Time_CH | Electric Storage Heaters Responsiveness <=0.2 | Condensing Gas Boiler | 98-199 | High_E | 0.96 | 345.5 | N/A
Boiler | B_First_Time_CH | Electric Storage Heaters Responsiveness <=0.2 | Condensing Gas Boiler | 98-199 | Low_E | 0.96 | 417.4 | N/A
Boiler | B_First_Time_CH | Electric Storage Heaters Responsiveness <=0.2 | Condensing Gas Boiler | 98-199 | High_F | 0.96 | 518.3 | N/A
Boiler | B_First_Time_CH | Electric Storage Heaters Responsiveness <=0.2 | Condensing Gas Boiler | 98-199 | Low_F | 0.96 | 630.9 | N/A
Boiler | B_First_Time_CH | Electric Storage Heaters Responsiveness <=0.2 | Condensing Gas Boiler | 98-199 | High_G | 0.96 | 788.9 | N/A
Boiler | B_First_Time_CH | Electric Storage Heaters Responsiveness <=0.2 | Condensing Gas Boiler | 98-199 | Low_G | 0.96 | 969.5 | N/A
Boiler | B_First_Time_CH | Electric Storage Heaters Responsiveness <=0.2 | Condensing Gas Boiler | 200+ | High_D | 0.96 | 460 | N/A
Boiler | B_First_Time_CH | Electric Storage Heaters Responsiveness <=0.2 | Condensing Gas Boiler | 200+ | Low_D | 0.96 | 567 | N/A
Boiler | B_First_Time_CH | Electric Storage Heaters Responsiveness <=0.2 | Condensing Gas Boiler | 200+ | High_E | 0.96 | 700.3 | N/A
Boiler | B_First_Time_CH | Electric Storage Heaters Responsiveness <=0.2 | Condensing Gas Boiler | 200+ | Low_E | 0.96 | 828.4 | N/A
Boiler | B_First_Time_CH | Electric Storage Heaters Responsiveness <=0.2 | Condensing Gas Boiler | 200+ | High_F | 0.96 | 1008.3 | N/A
Boiler | B_First_Time_CH | Electric Storage Heaters Responsiveness <=0.2 | Condensing Gas Boiler | 200+ | Low_F | 0.96 | 1208.9 | N/A
Boiler | B_First_Time_CH | Electric Storage Heaters Responsiveness <=0.2 | Condensing Gas Boiler | 200+ | High_G | 0.96 | 1490.5 | N/A
Boiler | B_First_Time_CH | Electric Storage Heaters Responsiveness <=0.2 | Condensing Gas Boiler | 200+ | Low_G | 0.96 | 1812.5 | N/A
Boiler | B_Upgrade_nopreHCs | Bottled LPG Room Heaters | Fuel Cell mCHP | 0-72 | High_D | 0.96 | 499 | N/A
Boiler | B_Upgrade_nopreHCs | Bottled LPG Room Heaters | Fuel Cell mCHP | 0-72 | Low_D | 0.96 | 557 | N/A
Boiler | B_Upgrade_nopreHCs | Bottled LPG Room Heaters | Fuel Cell mCHP | 0-72 | High_E | 0.96 | 702 | N/A
Boiler | B_Upgrade_nopreHCs | Bottled LPG Room Heaters | Fuel Cell mCHP | 0-72 | Low_E | 0.96 | 841.3 | N/A
Boiler | B_Upgrade_nopreHCs | Bottled LPG Room Heaters | Fuel Cell mCHP | 0-72 | High_F | 0.96 | 1037 | N/A
Boiler | B_Upgrade_nopreHCs | Bottled LPG Room Heaters | Fuel Cell mCHP | 0-72 | Low_F | 0.96 | 1255.2 | N/A
Boiler | B_Upgrade_nopreHCs | Bottled LPG Room Heaters | Fuel Cell mCHP | 0-72 | High_G | 0.96 | 1561.5 | N/A
Boiler | B_Upgrade_nopreHCs | Bottled LPG Room Heaters | Fuel Cell mCHP | 0-72 | Low_G | 0.96 | 1911.7 | N/A
Boiler | B_Upgrade_nopreHCs | Bottled LPG Room Heaters | Fuel Cell mCHP | 73-97 | High_D | 0.96 | 488 | N/A
Boiler | B_Upgrade_nopreHCs | Bottled LPG Room Heaters | Fuel Cell mCHP | 73-97 | Low_D | 0.96 | 613.1 | N/A
Boiler | B_Upgrade_nopreHCs | Bottled LPG Room Heaters | Fuel Cell mCHP | 73-97 | High_E | 0.96 | 765.9 | N/A
Boiler | B_Upgrade_nopreHCs | Bottled LPG Room Heaters | Fuel Cell mCHP | 73-97 | Low_E | 0.96 | 912.7 | N/A
Boiler | B_Upgrade_nopreHCs | Bottled LPG Room Heaters | Fuel Cell mCHP | 73-97 | High_F | 0.96 | 1118.8 | N/A
Boiler | B_Upgrade_nopreHCs | Bottled LPG Room Heaters | Fuel Cell mCHP | 73-97 | Low_F | 0.96 | 1348.7 | N/A
Boiler | B_Upgrade_nopreHCs | Bottled LPG Room Heaters | Fuel Cell mCHP | 73-97 | High_G | 0.96 | 1671.3 | N/A
Boiler | B_Upgrade_nopreHCs | Bottled LPG Room Heaters | Fuel Cell mCHP | 73-97 | Low_G | 0.96 | 2040.2 | N/A
Boiler | B_Upgrade_nopreHCs | Bottled LPG Room Heaters | Fuel Cell mCHP | 98-199 | High_D | 0.96 | 579.5 | N/A
Boiler | B_Upgrade_nopreHCs | Bottled LPG Room Heaters | Fuel Cell mCHP | 98-199 | Low_D | 0.96 | 718.9 | N/A
Boiler | B_Upgrade_nopreHCs | Bottled LPG Room Heaters | Fuel Cell mCHP | 98-199 | High_E | 0.96 | 889 | N/A
Boiler | B_Upgrade_nopreHCs | Bottled LPG Room Heaters | Fuel Cell mCHP | 98-199 | Low_E | 0.96 | 1052.4 | N/A
Boiler | B_Upgrade_nopreHCs | Bottled LPG Room Heaters | Fuel Cell mCHP | 98-199 | High_F | 0.96 | 1281.9 | N/A
Boiler | B_Upgrade_nopreHCs | Bottled LPG Room Heaters | Fuel Cell mCHP | 98-199 | Low_F | 0.96 | 1537.9 | N/A
Boiler | B_Upgrade_nopreHCs | Bottled LPG Room Heaters | Fuel Cell mCHP | 98-199 | High_G | 0.96 | 1897.2 | N/A
Boiler | B_Upgrade_nopreHCs | Bottled LPG Room Heaters | Fuel Cell mCHP | 98-199 | Low_G | 0.96 | 2308 | N/A
Boiler | B_Upgrade_nopreHCs | Bottled LPG Room Heaters | Fuel Cell mCHP | 200+ | High_D | 0.96 | 1124.1 | N/A
Boiler | B_Upgrade_nopreHCs | Bottled LPG Room Heaters | Fuel Cell mCHP | 200+ | Low_D | 0.96 | 1362.6 | N/A
Boiler | B_Upgrade_nopreHCs | Bottled LPG Room Heaters | Fuel Cell mCHP | 200+ | High_E | 0.96 | 1659.7 | N/A
Boiler | B_Upgrade_nopreHCs | Bottled LPG Room Heaters | Fuel Cell mCHP | 200+ | Low_E | 0.96 | 1945.1 | N/A
Boiler | B_Upgrade_nopreHCs | Bottled LPG Room Heaters | Fuel Cell mCHP | 200+ | High_F | 0.96 | 2345.9 | N/A
Boiler | B_Upgrade_nopreHCs | Bottled LPG Room Heaters | Fuel Cell mCHP | 200+ | Low_F | 0.96 | 2793 | N/A
Boiler | B_Upgrade_nopreHCs | Bottled LPG Room Heaters | Fuel Cell mCHP | 200+ | High_G | 0.96 | 3420.5 | N/A
Boiler | B_Upgrade_nopreHCs | Bottled LPG Room Heaters | Fuel Cell mCHP | 200+ | Low_G | 0.96 | 4138 | N/A
Boiler | B_Upgrade_nopreHCs | Solid Fossil Room Heaters | Fuel Cell mCHP | 0-72 | High_D | 0.96 | 387.9 | N/A
Boiler | B_Upgrade_nopreHCs | Solid Fossil Room Heaters | Fuel Cell mCHP | 0-72 | Low_D | 0.96 | 496.1 | N/A
Boiler | B_Upgrade_nopreHCs | Solid Fossil Room Heaters | Fuel Cell mCHP | 0-72 | High_E | 0.96 | 628.3 | N/A
Boiler | B_Upgrade_nopreHCs | Solid Fossil Room Heaters | Fuel Cell mCHP | 0-72 | Low_E | 0.96 | 755.2 | N/A
Boiler | B_Upgrade_nopreHCs | Solid Fossil Room Heaters | Fuel Cell mCHP | 0-72 | High_F | 0.96 | 933.4 | N/A
Boiler | B_Upgrade_nopreHCs | Solid Fossil Room Heaters | Fuel Cell mCHP | 0-72 | Low_F | 0.96 | 1132.2 | N/A
Boiler | B_Upgrade_nopreHCs | Solid Fossil Room Heaters | Fuel Cell mCHP | 0-72 | High_G | 0.96 | 1411.2 | N/A
Boiler | B_Upgrade_nopreHCs | Solid Fossil Room Heaters | Fuel Cell mCHP | 0-72 | Low_G | 0.96 | 1730.3 | N/A
Boiler | B_Upgrade_nopreHCs | Solid Fossil Room Heaters | Fuel Cell mCHP | 73-97 | High_D | 0.96 | 411.8 | N/A
Boiler | B_Upgrade_nopreHCs | Solid Fossil Room Heaters | Fuel Cell mCHP | 73-97 | Low_D | 0.96 | 521.2 | N/A
Boiler | B_Upgrade_nopreHCs | Solid Fossil Room Heaters | Fuel Cell mCHP | 73-97 | High_E | 0.96 | 654.7 | N/A
Boiler | B_Upgrade_nopreHCs | Solid Fossil Room Heaters | Fuel Cell mCHP | 73-97 | Low_E | 0.96 | 782.9 | N/A
Boiler | B_Upgrade_nopreHCs | Solid Fossil Room Heaters | Fuel Cell mCHP | 73-97 | High_F | 0.96 | 963 | N/A
Boiler | B_Upgrade_nopreHCs | Solid Fossil Room Heaters | Fuel Cell mCHP | 73-97 | Low_F | 0.96 | 1163.8 | N/A
Boiler | B_Upgrade_nopreHCs | Solid Fossil Room Heaters | Fuel Cell mCHP | 73-97 | High_G | 0.96 | 1445.7 | N/A
Boiler | B_Upgrade_nopreHCs | Solid Fossil Room Heaters | Fuel Cell mCHP | 73-97 | Low_G | 0.96 | 1768.1 | N/A
Boiler | B_Upgrade_nopreHCs | Solid Fossil Room Heaters | Fuel Cell mCHP | 98-199 | High_D | 0.96 | 459.8 | N/A
Boiler | B_Upgrade_nopreHCs | Solid Fossil Room Heaters | Fuel Cell mCHP | 98-199 | Low_D | 0.96 | 574.7 | N/A
Boiler | B_Upgrade_nopreHCs | Solid Fossil Room Heaters | Fuel Cell mCHP | 98-199 | High_E | 0.96 | 715 | N/A
Boiler | B_Upgrade_nopreHCs | Solid Fossil Room Heaters | Fuel Cell mCHP | 98-199 | Low_E | 0.96 | 849.7 | N/A
Boiler | B_Upgrade_nopreHCs | Solid Fossil Room Heaters | Fuel Cell mCHP | 98-199 | High_F | 0.96 | 1039 | N/A
Boiler | B_Upgrade_nopreHCs | Solid Fossil Room Heaters | Fuel Cell mCHP | 98-199 | Low_F | 0.96 | 1250.1 | N/A
Boiler | B_Upgrade_nopreHCs | Solid Fossil Room Heaters | Fuel Cell mCHP | 98-199 | High_G | 0.96 | 1546.4 | N/A
Boiler | B_Upgrade_nopreHCs | Solid Fossil Room Heaters | Fuel Cell mCHP | 98-199 | Low_G | 0.96 | 1885.2 | N/A
Boiler | B_Upgrade_nopreHCs | Solid Fossil Room Heaters | Fuel Cell mCHP | 200+ | High_D | 0.96 | 870.8 | N/A
Boiler | B_Upgrade_nopreHCs | Solid Fossil Room Heaters | Fuel Cell mCHP | 200+ | Low_D | 0.96 | 1060.1 | N/A
Boiler | B_Upgrade_nopreHCs | Solid Fossil Room Heaters | Fuel Cell mCHP | 200+ | High_E | 0.96 | 1295.9 | N/A
Boiler | B_Upgrade_nopreHCs | Solid Fossil Room Heaters | Fuel Cell mCHP | 200+ | Low_E | 0.96 | 1522.4 | N/A
Boiler | B_Upgrade_nopreHCs | Solid Fossil Room Heaters | Fuel Cell mCHP | 200+ | High_F | 0.96 | 1840.6 | N/A
Boiler | B_Upgrade_nopreHCs | Solid Fossil Room Heaters | Fuel Cell mCHP | 200+ | Low_F | 0.96 | 2195.4 | N/A
Boiler | B_Upgrade_nopreHCs | Solid Fossil Room Heaters | Fuel Cell mCHP | 200+ | High_G | 0.96 | 2693.5 | N/A
Boiler | B_Upgrade_nopreHCs | Solid Fossil Room Heaters | Fuel Cell mCHP | 200+ | Low_G | 0.96 | 3263 | N/A
Boiler | B_Upgrade_nopreHCs | Gas Fire with Back Boiler | Fuel Cell mCHP | 0-72 | High_D | 0.96 | 402.6 | N/A
Boiler | B_Upgrade_nopreHCs | Gas Fire with Back Boiler | Fuel Cell mCHP | 0-72 | Low_D | 0.96 | 509.8 | N/A
Boiler | B_Upgrade_nopreHCs | Gas Fire with Back Boiler | Fuel Cell mCHP | 0-72 | High_E | 0.96 | 640.7 | N/A
Boiler | B_Upgrade_nopreHCs | Gas Fire with Back Boiler | Fuel Cell mCHP | 0-72 | Low_E | 0.96 | 766.4 | N/A
Boiler | B_Upgrade_nopreHCs | Gas Fire with Back Boiler | Fuel Cell mCHP | 0-72 | High_F | 0.96 | 943 | N/A
Boiler | B_Upgrade_nopreHCs | Gas Fire with Back Boiler | Fuel Cell mCHP | 0-72 | Low_F | 0.96 | 1139.9 | N/A
Boiler | B_Upgrade_nopreHCs | Gas Fire with Back Boiler | Fuel Cell mCHP | 0-72 | High_G | 0.96 | 1416.4 | N/A
Boiler | B_Upgrade_nopreHCs | Gas Fire with Back Boiler | Fuel Cell mCHP | 0-72 | Low_G | 0.96 | 1732.4 | N/A
Boiler | B_Upgrade_nopreHCs | Gas Fire with Back Boiler | Fuel Cell mCHP | 73-97 | High_D | 0.96 | 429.1 | N/A
Boiler | B_Upgrade_nopreHCs | Gas Fire with Back Boiler | Fuel Cell mCHP | 73-97 | Low_D | 0.96 | 536.9 | N/A
Boiler | B_Upgrade_nopreHCs | Gas Fire with Back Boiler | Fuel Cell mCHP | 73-97 | High_E | 0.96 | 668.5 | N/A
Boiler | B_Upgrade_nopreHCs | Gas Fire with Back Boiler | Fuel Cell mCHP | 73-97 | Low_E | 0.96 | 795 | N/A
Boiler | B_Upgrade_nopreHCs | Gas Fire with Back Boiler | Fuel Cell mCHP | 73-97 | High_F | 0.96 | 972.6 | N/A
Boiler | B_Upgrade_nopreHCs | Gas Fire with Back Boiler | Fuel Cell mCHP | 73-97 | Low_F | 0.96 | 1170.7 | N/A
Boiler | B_Upgrade_nopreHCs | Gas Fire with Back Boiler | Fuel Cell mCHP | 73-97 | High_G | 0.96 | 1448.7 | N/A
Boiler | B_Upgrade_nopreHCs | Gas Fire with Back Boiler | Fuel Cell mCHP | 73-97 | Low_G | 0.96 | 1766.6 | N/A
Boiler | B_Upgrade_nopreHCs | Gas Fire with Back Boiler | Fuel Cell mCHP | 98-199 | High_D | 0.96 | 478 | N/A
Boiler | B_Upgrade_nopreHCs | Gas Fire with Back Boiler | Fuel Cell mCHP | 98-199 | Low_D | 0.96 | 590.6 | N/A
Boiler | B_Upgrade_nopreHCs | Gas Fire with Back Boiler | Fuel Cell mCHP | 98-199 | High_E | 0.96 | 728 | N/A
Boiler | B_Upgrade_nopreHCs | Gas Fire with Back Boiler | Fuel Cell mCHP | 98-199 | Low_E | 0.96 | 860 | N/A
Boiler | B_Upgrade_nopreHCs | Gas Fire with Back Boiler | Fuel Cell mCHP | 98-199 | High_F | 0.96 | 1045.5 | N/A
Boiler | B_Upgrade_nopreHCs | Gas Fire with Back Boiler | Fuel Cell mCHP | 98-199 | Low_F | 0.96 | 1252.3 | N/A
Boiler | B_Upgrade_nopreHCs | Gas Fire with Back Boiler | Fuel Cell mCHP | 98-199 | High_G | 0.96 | 1542.6 | N/A
Boiler | B_Upgrade_nopreHCs | Gas Fire with Back Boiler | Fuel Cell mCHP | 98-199 | Low_G | 0.96 | 1874.5 | N/A
Boiler | B_Upgrade_nopreHCs | Gas Fire with Back Boiler | Fuel Cell mCHP | 200+ | High_D | 0.96 | 880.8 | N/A
Boiler | B_Upgrade_nopreHCs | Gas Fire with Back Boiler | Fuel Cell mCHP | 200+ | Low_D | 0.96 | 1065.4 | N/A
Boiler | B_Upgrade_nopreHCs | Gas Fire with Back Boiler | Fuel Cell mCHP | 200+ | High_E | 0.96 | 1295.4 | N/A
Boiler | B_Upgrade_nopreHCs | Gas Fire with Back Boiler | Fuel Cell mCHP | 200+ | Low_E | 0.96 | 1516.3 | N/A
Boiler | B_Upgrade_nopreHCs | Gas Fire with Back Boiler | Fuel Cell mCHP | 200+ | High_F | 0.96 | 1826.5 | N/A
Boiler | B_Upgrade_nopreHCs | Gas Fire with Back Boiler | Fuel Cell mCHP | 200+ | Low_F | 0.96 | 2172.6 | N/A
Boiler | B_Upgrade_nopreHCs | Gas Fire with Back Boiler | Fuel Cell mCHP | 200+ | High_G | 0.96 | 2658.3 | N/A
Boiler | B_Upgrade_nopreHCs | Gas Fire with Back Boiler | Fuel Cell mCHP | 200+ | Low_G | 0.96 | 3213.7 | N/A
Boiler | B_Upgrade_nopreHCs | Gas Room Heaters | Fuel Cell mCHP | 0-72 | High_D | 0.96 | 388 | N/A
Boiler | B_Upgrade_nopreHCs | Gas Room Heaters | Fuel Cell mCHP | 0-72 | Low_D | 0.96 | 491.3 | N/A
Boiler | B_Upgrade_nopreHCs | Gas Room Heaters | Fuel Cell mCHP | 0-72 | High_E | 0.96 | 617.4 | N/A
Boiler | B_Upgrade_nopreHCs | Gas Room Heaters | Fuel Cell mCHP | 0-72 | Low_E | 0.96 | 738.6 | N/A
Boiler | B_Upgrade_nopreHCs | Gas Room Heaters | Fuel Cell mCHP | 0-72 | High_F | 0.96 | 908.7 | N/A
Boiler | B_Upgrade_nopreHCs | Gas Room Heaters | Fuel Cell mCHP | 0-72 | Low_F | 0.96 | 1098.5 | N/A
Boiler | B_Upgrade_nopreHCs | Gas Room Heaters | Fuel Cell mCHP | 0-72 | High_G | 0.96 | 1364.9 | N/A
Boiler | B_Upgrade_nopreHCs | Gas Room Heaters | Fuel Cell mCHP | 0-72 | Low_G | 0.96 | 1669.5 | N/A
Boiler | B_Upgrade_nopreHCs | Gas Room Heaters | Fuel Cell mCHP | 73-97 | High_D | 0.96 | 405.9 | N/A
Boiler | B_Upgrade_nopreHCs | Gas Room Heaters | Fuel Cell mCHP | 73-97 | Low_D | 0.96 | 507.9 | N/A
Boiler | B_Upgrade_nopreHCs | Gas Room Heaters | Fuel Cell mCHP | 73-97 | High_E | 0.96 | 632.5 | N/A
Boiler | B_Upgrade_nopreHCs | Gas Room Heaters | Fuel Cell mCHP | 73-97 | Low_E | 0.96 | 752.1 | N/A
Boiler | B_Upgrade_nopreHCs | Gas Room Heaters | Fuel Cell mCHP | 73-97 | High_F | 0.96 | 920.1 | N/A
Boiler | B_Upgrade_nopreHCs | Gas Room Heaters | Fuel Cell mCHP | 73-97 | Low_F | 0.96 | 1107.5 | N/A
Boiler | B_Upgrade_nopreHCs | Gas Room Heaters | Fuel Cell mCHP | 73-97 | High_G | 0.96 | 1370.5 | N/A
Boiler | B_Upgrade_nopreHCs | Gas Room Heaters | Fuel Cell mCHP | 73-97 | Low_G | 0.96 | 1671.3 | N/A
Boiler | B_Upgrade_nopreHCs | Gas Room Heaters | Fuel Cell mCHP | 98-199 | High_D | 0.96 | 439.8 | N/A
Boiler | B_Upgrade_nopreHCs | Gas Room Heaters | Fuel Cell mCHP | 98-199 | Low_D | 0.96 | 543.3 | N/A
Boiler | B_Upgrade_nopreHCs | Gas Room Heaters | Fuel Cell mCHP | 98-199 | High_E | 0.96 | 669.8 | N/A
Boiler | B_Upgrade_nopreHCs | Gas Room Heaters | Fuel Cell mCHP | 98-199 | Low_E | 0.96 | 791.3 | N/A
Boiler | B_Upgrade_nopreHCs | Gas Room Heaters | Fuel Cell mCHP | 98-199 | High_F | 0.96 | 961.9 | N/A
Boiler | B_Upgrade_nopreHCs | Gas Room Heaters | Fuel Cell mCHP | 98-199 | Low_F | 0.96 | 1152.2 | N/A
Boiler | B_Upgrade_nopreHCs | Gas Room Heaters | Fuel Cell mCHP | 98-199 | High_G | 0.96 | 1419.3 | N/A
Boiler | B_Upgrade_nopreHCs | Gas Room Heaters | Fuel Cell mCHP | 98-199 | Low_G | 0.96 | 1724.7 | N/A
Boiler | B_Upgrade_nopreHCs | Gas Room Heaters | Fuel Cell mCHP | 200+ | High_D | 0.96 | 794.3 | N/A
Boiler | B_Upgrade_nopreHCs | Gas Room Heaters | Fuel Cell mCHP | 200+ | Low_D | 0.96 | 960.8 | N/A
Boiler | B_Upgrade_nopreHCs | Gas Room Heaters | Fuel Cell mCHP | 200+ | High_E | 0.96 | 1168.1 | N/A
Boiler | B_Upgrade_nopreHCs | Gas Room Heaters | Fuel Cell mCHP | 200+ | Low_E | 0.96 | 1367.4 | N/A
Boiler | B_Upgrade_nopreHCs | Gas Room Heaters | Fuel Cell mCHP | 200+ | High_F | 0.96 | 1647.1 | N/A
Boiler | B_Upgrade_nopreHCs | Gas Room Heaters | Fuel Cell mCHP | 200+ | Low_F | 0.96 | 1959.2 | N/A
Boiler | B_Upgrade_nopreHCs | Gas Room Heaters | Fuel Cell mCHP | 200+ | High_G | 0.96 | 2397.2 | N/A
Boiler | B_Upgrade_nopreHCs | Gas Room Heaters | Fuel Cell mCHP | 200+ | Low_G | 0.96 | 2898.1 | N/A
Boiler | B_Upgrade_nopreHCs | Electric Room Heaters | Fuel Cell mCHP | 0-72 | High_D | 0.96 | 426.9 | N/A
Boiler | B_Upgrade_nopreHCs | Electric Room Heaters | Fuel Cell mCHP | 0-72 | Low_D | 0.96 | 543.3 | N/A
Boiler | B_Upgrade_nopreHCs | Electric Room Heaters | Fuel Cell mCHP | 0-72 | High_E | 0.96 | 685.4 | N/A
Boiler | B_Upgrade_nopreHCs | Electric Room Heaters | Fuel Cell mCHP | 0-72 | Low_E | 0.96 | 821.9 | N/A
Boiler | B_Upgrade_nopreHCs | Electric Room Heaters | Fuel Cell mCHP | 0-72 | High_F | 0.96 | 1013.6 | N/A
Boiler | B_Upgrade_nopreHCs | Electric Room Heaters | Fuel Cell mCHP | 0-72 | Low_F | 0.96 | 1227.5 | N/A
Boiler | B_Upgrade_nopreHCs | Electric Room Heaters | Fuel Cell mCHP | 0-72 | High_G | 0.96 | 1527.6 | N/A
Boiler | B_Upgrade_nopreHCs | Electric Room Heaters | Fuel Cell mCHP | 0-72 | Low_G | 0.96 | 1870.8 | N/A
Boiler | B_Upgrade_nopreHCs | Electric Room Heaters | Fuel Cell mCHP | 73-97 | High_D | 0.96 | 470.9 | N/A
Boiler | B_Upgrade_nopreHCs | Electric Room Heaters | Fuel Cell mCHP | 73-97 | Low_D | 0.96 | 592.4 | N/A
Boiler | B_Upgrade_nopreHCs | Electric Room Heaters | Fuel Cell mCHP | 73-97 | High_E | 0.96 | 740.9 | N/A
Boiler | B_Upgrade_nopreHCs | Electric Room Heaters | Fuel Cell mCHP | 73-97 | Low_E | 0.96 | 883.4 | N/A
Boiler | B_Upgrade_nopreHCs | Electric Room Heaters | Fuel Cell mCHP | 73-97 | High_F | 0.96 | 1083.7 | N/A
Boiler | B_Upgrade_nopreHCs | Electric Room Heaters | Fuel Cell mCHP | 73-97 | Low_F | 0.96 | 1307 | N/A
Boiler | B_Upgrade_nopreHCs | Electric Room Heaters | Fuel Cell mCHP | 73-97 | High_G | 0.96 | 1620.5 | N/A
Boiler | B_Upgrade_nopreHCs | Electric Room Heaters | Fuel Cell mCHP | 73-97 | Low_G | 0.96 | 1979 | N/A
Boiler | B_Upgrade_nopreHCs | Electric Room Heaters | Fuel Cell mCHP | 98-199 | High_D | 0.96 | 552.6 | N/A
Boiler | B_Upgrade_nopreHCs | Electric Room Heaters | Fuel Cell mCHP | 98-199 | Low_D | 0.96 | 686.4 | N/A
Boiler | B_Upgrade_nopreHCs | Electric Room Heaters | Fuel Cell mCHP | 98-199 | High_E | 0.96 | 849.8 | N/A
Boiler | B_Upgrade_nopreHCs | Electric Room Heaters | Fuel Cell mCHP | 98-199 | Low_E | 0.96 | 1006.8 | N/A
Boiler | B_Upgrade_nopreHCs | Electric Room Heaters | Fuel Cell mCHP | 98-199 | High_F | 0.96 | 1227.2 | N/A
Boiler | B_Upgrade_nopreHCs | Electric Room Heaters | Fuel Cell mCHP | 98-199 | Low_F | 0.96 | 1473.1 | N/A
Boiler | B_Upgrade_nopreHCs | Electric Room Heaters | Fuel Cell mCHP | 98-199 | High_G | 0.96 | 1818.2 | N/A
Boiler | B_Upgrade_nopreHCs | Electric Room Heaters | Fuel Cell mCHP | 98-199 | Low_G | 0.96 | 2212.8 | N/A
Boiler | B_Upgrade_nopreHCs | Electric Room Heaters | Fuel Cell mCHP | 200+ | High_D | 0.96 | 1067.1 | N/A
Boiler | B_Upgrade_nopreHCs | Electric Room Heaters | Fuel Cell mCHP | 200+ | Low_D | 0.96 | 1294.5 | N/A
Boiler | B_Upgrade_nopreHCs | Electric Room Heaters | Fuel Cell mCHP | 200+ | High_E | 0.96 | 1577.8 | N/A
Boiler | B_Upgrade_nopreHCs | Electric Room Heaters | Fuel Cell mCHP | 200+ | Low_E | 0.96 | 1849.9 | N/A
Boiler | B_Upgrade_nopreHCs | Electric Room Heaters | Fuel Cell mCHP | 200+ | High_F | 0.96 | 2232.1 | N/A
Boiler | B_Upgrade_nopreHCs | Electric Room Heaters | Fuel Cell mCHP | 200+ | Low_F | 0.96 | 2658.4 | N/A
Boiler | B_Upgrade_nopreHCs | Electric Room Heaters | Fuel Cell mCHP | 200+ | High_G | 0.96 | 3256.8 | N/A
Boiler | B_Upgrade_nopreHCs | Electric Room Heaters | Fuel Cell mCHP | 200+ | Low_G | 0.96 | 3941 | N/A
Boiler | B_Upgrade_nopreHCs | Bottled LPG Room Heaters | GSHP | 0-72 | High_D | 0.96 | 487.4 | N/A
Boiler | B_Upgrade_nopreHCs | Bottled LPG Room Heaters | GSHP | 0-72 | Low_D | 0.96 | 532.6 | N/A
Boiler | B_Upgrade_nopreHCs | Bottled LPG Room Heaters | GSHP | 0-72 | High_E | 0.96 | 645.6 | N/A
Boiler | B_Upgrade_nopreHCs | Bottled LPG Room Heaters | GSHP | 0-72 | Low_E | 0.96 | 754.1 | N/A
Boiler | B_Upgrade_nopreHCs | Bottled LPG Room Heaters | GSHP | 0-72 | High_F | 0.96 | 906.5 | N/A
Boiler | B_Upgrade_nopreHCs | Bottled LPG Room Heaters | GSHP | 0-72 | Low_F | 0.96 | 1076.5 | N/A
Boiler | B_Upgrade_nopreHCs | Bottled LPG Room Heaters | GSHP | 0-72 | High_G | 0.96 | 1315.1 | N/A
Boiler | B_Upgrade_nopreHCs | Bottled LPG Room Heaters | GSHP | 0-72 | Low_G | 0.96 | 1587.9 | N/A
Boiler | B_Upgrade_nopreHCs | Bottled LPG Room Heaters | GSHP | 73-97 | High_D | 0.96 | 591.9 | N/A
Boiler | B_Upgrade_nopreHCs | Bottled LPG Room Heaters | GSHP | 73-97 | Low_D | 0.96 | 591.9 | N/A
Boiler | B_Upgrade_nopreHCs | Bottled LPG Room Heaters | GSHP | 73-97 | High_E | 0.96 | 704.3 | N/A
Boiler | B_Upgrade_nopreHCs | Bottled LPG Room Heaters | GSHP | 73-97 | Low_E | 0.96 | 821.5 | N/A
Boiler | B_Upgrade_nopreHCs | Bottled LPG Room Heaters | GSHP | 73-97 | High_F | 0.96 | 986.3 | N/A
Boiler | B_Upgrade_nopreHCs | Bottled LPG Room Heaters | GSHP | 73-97 | Low_F | 0.96 | 1170 | N/A
Boiler | B_Upgrade_nopreHCs | Bottled LPG Room Heaters | GSHP | 73-97 | High_G | 0.96 | 1427.9 | N/A
Boiler | B_Upgrade_nopreHCs | Bottled LPG Room Heaters | GSHP | 73-97 | Low_G | 0.96 | 1722.8 | N/A
Boiler | B_Upgrade_nopreHCs | Bottled LPG Room Heaters | GSHP | 98-199 | High_D | 0.96 | 705 | N/A
Boiler | B_Upgrade_nopreHCs | Bottled LPG Room Heaters | GSHP | 98-199 | Low_D | 0.96 | 705 | N/A
Boiler | B_Upgrade_nopreHCs | Bottled LPG Room Heaters | GSHP | 98-199 | High_E | 0.96 | 820 | N/A
Boiler | B_Upgrade_nopreHCs | Bottled LPG Room Heaters | GSHP | 98-199 | Low_E | 0.96 | 955 | N/A
Boiler | B_Upgrade_nopreHCs | Bottled LPG Room Heaters | GSHP | 98-199 | High_F | 0.96 | 1144.6 | N/A
Boiler | B_Upgrade_nopreHCs | Bottled LPG Room Heaters | GSHP | 98-199 | Low_F | 0.96 | 1356 | N/A
Boiler | B_Upgrade_nopreHCs | Bottled LPG Room Heaters | GSHP | 98-199 | High_G | 0.96 | 1652.8 | N/A
Boiler | B_Upgrade_nopreHCs | Bottled LPG Room Heaters | GSHP | 98-199 | Low_G | 0.96 | 1992.2 | N/A
Boiler | B_Upgrade_nopreHCs | Bottled LPG Room Heaters | GSHP | 200+ | High_D | 0.96 | 1314 | N/A
Boiler | B_Upgrade_nopreHCs | Bottled LPG Room Heaters | GSHP | 200+ | Low_D | 0.96 | 1314 | N/A
Boiler | B_Upgrade_nopreHCs | Bottled LPG Room Heaters | GSHP | 200+ | High_E | 0.96 | 1486.4 | N/A
Boiler | B_Upgrade_nopreHCs | Bottled LPG Room Heaters | GSHP | 200+ | Low_E | 0.96 | 1727 | N/A
Boiler | B_Upgrade_nopreHCs | Bottled LPG Room Heaters | GSHP | 200+ | High_F | 0.96 | 2064.9 | N/A
Boiler | B_Upgrade_nopreHCs | Bottled LPG Room Heaters | GSHP | 200+ | Low_F | 0.96 | 2441.8 | N/A
Boiler | B_Upgrade_nopreHCs | Bottled LPG Room Heaters | GSHP | 200+ | High_G | 0.96 | 2970.7 | N/A
Boiler | B_Upgrade_nopreHCs | Bottled LPG Room Heaters | GSHP | 200+ | Low_G | 0.96 | 3575.6 | N/A
Boiler | B_Upgrade_nopreHCs | Solid Fossil Room Heaters | GSHP | 0-72 | High_D | 0.96 | 222.6 | N/A
Boiler | B_Upgrade_nopreHCs | Solid Fossil Room Heaters | GSHP | 0-72 | Low_D | 0.96 | 269.4 | N/A
Boiler | B_Upgrade_nopreHCs | Solid Fossil Room Heaters | GSHP | 0-72 | High_E | 0.96 | 326.6 | N/A
Boiler | B_Upgrade_nopreHCs | Solid Fossil Room Heaters | GSHP | 0-72 | Low_E | 0.96 | 381.4 | N/A
Boiler | B_Upgrade_nopreHCs | Solid Fossil Room Heaters | GSHP | 0-72 | High_F | 0.96 | 458.5 | N/A
Boiler | B_Upgrade_nopreHCs | Solid Fossil Room Heaters | GSHP | 0-72 | Low_F | 0.96 | 544.5 | N/A
Boiler | B_Upgrade_nopreHCs | Solid Fossil Room Heaters | GSHP | 0-72 | High_G | 0.96 | 665.2 | N/A
Boiler | B_Upgrade_nopreHCs | Solid Fossil Room Heaters | GSHP | 0-72 | Low_G | 0.96 | 803.2 | N/A
Boiler | B_Upgrade_nopreHCs | Solid Fossil Room Heaters | GSHP | 73-97 | High_D | 0.96 | 243.9 | N/A
Boiler | B_Upgrade_nopreHCs | Solid Fossil Room Heaters | GSHP | 73-97 | Low_D | 0.96 | 294.5 | N/A
Boiler | B_Upgrade_nopreHCs | Solid Fossil Room Heaters | GSHP | 73-97 | High_E | 0.96 | 356.2 | N/A
Boiler | B_Upgrade_nopreHCs | Solid Fossil Room Heaters | GSHP | 73-97 | Low_E | 0.96 | 415.6 | N/A
Boiler | B_Upgrade_nopreHCs | Solid Fossil Room Heaters | GSHP | 73-97 | High_F | 0.96 | 498.9 | N/A
Boiler | B_Upgrade_nopreHCs | Solid Fossil Room Heaters | GSHP | 73-97 | Low_F | 0.96 | 591.9 | N/A
Boiler | B_Upgrade_nopreHCs | Solid Fossil Room Heaters | GSHP | 73-97 | High_G | 0.96 | 722.3 | N/A
Boiler | B_Upgrade_nopreHCs | Solid Fossil Room Heaters | GSHP | 73-97 | Low_G | 0.96 | 871.5 | N/A
Boiler | B_Upgrade_nopreHCs | Solid Fossil Room Heaters | GSHP | 98-199 | High_D | 0.96 | 285.5 | N/A
Boiler | B_Upgrade_nopreHCs | Solid Fossil Room Heaters | GSHP | 98-199 | Low_D | 0.96 | 343.7 | N/A
Boiler | B_Upgrade_nopreHCs | Solid Fossil Room Heaters | GSHP | 98-199 | High_E | 0.96 | 414.8 | N/A
Boiler | B_Upgrade_nopreHCs | Solid Fossil Room Heaters | GSHP | 98-199 | Low_E | 0.96 | 483.1 | N/A
Boiler | B_Upgrade_nopreHCs | Solid Fossil Room Heaters | GSHP | 98-199 | High_F | 0.96 | 579 | N/A
Boiler | B_Upgrade_nopreHCs | Solid Fossil Room Heaters | GSHP | 98-199 | Low_F | 0.96 | 685.9 | N/A
Boiler | B_Upgrade_nopreHCs | Solid Fossil Room Heaters | GSHP | 98-199 | High_G | 0.96 | 836.1 | N/A
Boiler | B_Upgrade_nopreHCs | Solid Fossil Room Heaters | GSHP | 98-199 | Low_G | 0.96 | 1007.7 | N/A
Boiler | B_Upgrade_nopreHCs | Solid Fossil Room Heaters | GSHP | 200+ | High_D | 0.96 | 523.5 | N/A
Boiler | B_Upgrade_nopreHCs | Solid Fossil Room Heaters | GSHP | 200+ | Low_D | 0.96 | 625.2 | N/A
Boiler | B_Upgrade_nopreHCs | Solid Fossil Room Heaters | GSHP | 200+ | High_E | 0.96 | 751.9 | N/A
Boiler | B_Upgrade_nopreHCs | Solid Fossil Room Heaters | GSHP | 200+ | Low_E | 0.96 | 873.6 | N/A
Boiler | B_Upgrade_nopreHCs | Solid Fossil Room Heaters | GSHP | 200+ | High_F | 0.96 | 1044.5 | N/A
Boiler | B_Upgrade_nopreHCs | Solid Fossil Room Heaters | GSHP | 200+ | Low_F | 0.96 | 1235.2 | N/A
Boiler | B_Upgrade_nopreHCs | Solid Fossil Room Heaters | GSHP | 200+ | High_G | 0.96 | 1502.7 | N/A
Boiler | B_Upgrade_nopreHCs | Solid Fossil Room Heaters | GSHP | 200+ | Low_G | 0.96 | 1808.7 | N/A
Boiler | B_Upgrade_nopreHCs | Gas Fire with Back Boiler | GSHP | 0-72 | High_D | 0.96 | 286.1 | N/A
Boiler | B_Upgrade_nopreHCs | Gas Fire with Back Boiler | GSHP | 0-72 | Low_D | 0.96 | 328.6 | N/A
Boiler | B_Upgrade_nopreHCs | Gas Fire with Back Boiler | GSHP | 0-72 | High_E | 0.96 | 380.4 | N/A
Boiler | B_Upgrade_nopreHCs | Gas Fire with Back Boiler | GSHP | 0-72 | Low_E | 0.96 | 430.2 | N/A
Boiler | B_Upgrade_nopreHCs | Gas Fire with Back Boiler | GSHP | 0-72 | High_F | 0.96 | 500.1 | N/A
Boiler | B_Upgrade_nopreHCs | Gas Fire with Back Boiler | GSHP | 0-72 | Low_F | 0.96 | 578.1 | N/A
Boiler | B_Upgrade_nopreHCs | Gas Fire with Back Boiler | GSHP | 0-72 | High_G | 0.96 | 687.5 | N/A
Boiler | B_Upgrade_nopreHCs | Gas Fire with Back Boiler | GSHP | 0-72 | Low_G | 0.96 | 812.6 | N/A
Boiler | B_Upgrade_nopreHCs | Gas Fire with Back Boiler | GSHP | 73-97 | High_D | 0.96 | 297.8 | N/A
Boiler | B_Upgrade_nopreHCs | Gas Fire with Back Boiler | GSHP | 73-97 | Low_D | 0.96 | 343.6 | N/A
Boiler | B_Upgrade_nopreHCs | Gas Fire with Back Boiler | GSHP | 73-97 | High_E | 0.96 | 399.7 | N/A
Boiler | B_Upgrade_nopreHCs | Gas Fire with Back Boiler | GSHP | 73-97 | Low_E | 0.96 | 453.5 | N/A
Boiler | B_Upgrade_nopreHCs | Gas Fire with Back Boiler | GSHP | 73-97 | High_F | 0.96 | 529 | N/A
Boiler | B_Upgrade_nopreHCs | Gas Fire with Back Boiler | GSHP | 73-97 | Low_F | 0.96 | 613.3 | N/A
Boiler | B_Upgrade_nopreHCs | Gas Fire with Back Boiler | GSHP | 73-97 | High_G | 0.96 | 731.6 | N/A
Boiler | B_Upgrade_nopreHCs | Gas Fire with Back Boiler | GSHP | 73-97 | Low_G | 0.96 | 866.9 | N/A
Boiler | B_Upgrade_nopreHCs | Gas Fire with Back Boiler | GSHP | 98-199 | High_D | 0.96 | 327.8 | N/A
Boiler | B_Upgrade_nopreHCs | Gas Fire with Back Boiler | GSHP | 98-199 | Low_D | 0.96 | 380.6 | N/A
Boiler | B_Upgrade_nopreHCs | Gas Fire with Back Boiler | GSHP | 98-199 | High_E | 0.96 | 445.1 | N/A
Boiler | B_Upgrade_nopreHCs | Gas Fire with Back Boiler | GSHP | 98-199 | Low_E | 0.96 | 507 | N/A
Boiler | B_Upgrade_nopreHCs | Gas Fire with Back Boiler | GSHP | 98-199 | High_F | 0.96 | 594 | N/A
Boiler | B_Upgrade_nopreHCs | Gas Fire with Back Boiler | GSHP | 98-199 | Low_F | 0.96 | 691 | N/A
Boiler | B_Upgrade_nopreHCs | Gas Fire with Back Boiler | GSHP | 98-199 | High_G | 0.96 | 827.1 | N/A
Boiler | B_Upgrade_nopreHCs | Gas Fire with Back Boiler | GSHP | 98-199 | Low_G | 0.96 | 982.8 | N/A
Boiler | B_Upgrade_nopreHCs | Gas Fire with Back Boiler | GSHP | 200+ | High_D | 0.96 | 543.7 | N/A
Boiler | B_Upgrade_nopreHCs | Gas Fire with Back Boiler | GSHP | 200+ | Low_D | 0.96 | 635.9 | N/A
Boiler | B_Upgrade_nopreHCs | Gas Fire with Back Boiler | GSHP | 200+ | High_E | 0.96 | 750.8 | N/A
Boiler | B_Upgrade_nopreHCs | Gas Fire with Back Boiler | GSHP | 200+ | Low_E | 0.96 | 861.1 | N/A
Boiler | B_Upgrade_nopreHCs | Gas Fire with Back Boiler | GSHP | 200+ | High_F | 0.96 | 1016.1 | N/A
Boiler | B_Upgrade_nopreHCs | Gas Fire with Back Boiler | GSHP | 200+ | Low_F | 0.96 | 1189 | N/A
Boiler | B_Upgrade_nopreHCs | Gas Fire with Back Boiler | GSHP | 200+ | High_G | 0.96 | 1431.7 | N/A
Boiler | B_Upgrade_nopreHCs | Gas Fire with Back Boiler | GSHP | 200+ | Low_G | 0.96 | 1709.1 | N/A
Boiler | B_Upgrade_nopreHCs | Gas Room Heaters | GSHP | 0-72 | High_D | 0.96 | 222.9 | N/A
Boiler | B_Upgrade_nopreHCs | Gas Room Heaters | GSHP | 0-72 | Low_D | 0.96 | 248.5 | N/A
Boiler | B_Upgrade_nopreHCs | Gas Room Heaters | GSHP | 0-72 | High_E | 0.96 | 279.7 | N/A
Boiler | B_Upgrade_nopreHCs | Gas Room Heaters | GSHP | 0-72 | Low_E | 0.96 | 309.7 | N/A
Boiler | B_Upgrade_nopreHCs | Gas Room Heaters | GSHP | 0-72 | High_F | 0.96 | 351.9 | N/A
Boiler | B_Upgrade_nopreHCs | Gas Room Heaters | GSHP | 0-72 | Low_F | 0.96 | 398.9 | N/A
Boiler | B_Upgrade_nopreHCs | Gas Room Heaters | GSHP | 0-72 | High_G | 0.96 | 464.9 | N/A
Boiler | B_Upgrade_nopreHCs | Gas Room Heaters | GSHP | 0-72 | Low_G | 0.96 | 540.4 | N/A
Boiler | B_Upgrade_nopreHCs | Gas Room Heaters | GSHP | 73-97 | High_D | 0.96 | 225.3 | N/A
Boiler | B_Upgrade_nopreHCs | Gas Room Heaters | GSHP | 73-97 | Low_D | 0.96 | 253 | N/A
Boiler | B_Upgrade_nopreHCs | Gas Room Heaters | GSHP | 73-97 | High_E | 0.96 | 286.7 | N/A
Boiler | B_Upgrade_nopreHCs | Gas Room Heaters | GSHP | 73-97 | Low_E | 0.96 | 319.2 | N/A
Boiler | B_Upgrade_nopreHCs | Gas Room Heaters | GSHP | 73-97 | High_F | 0.96 | 364.8 | N/A
Boiler | B_Upgrade_nopreHCs | Gas Room Heaters | GSHP | 73-97 | Low_F | 0.96 | 415.6 | N/A
Boiler | B_Upgrade_nopreHCs | Gas Room Heaters | GSHP | 73-97 | High_G | 0.96 | 486.9 | N/A
Boiler | B_Upgrade_nopreHCs | Gas Room Heaters | GSHP | 73-97 | Low_G | 0.96 | 568.5 | N/A
Boiler | B_Upgrade_nopreHCs | Gas Room Heaters | GSHP | 98-199 | High_D | 0.96 | 238.9 | N/A
Boiler | B_Upgrade_nopreHCs | Gas Room Heaters | GSHP | 98-199 | Low_D | 0.96 | 270.7 | N/A
Boiler | B_Upgrade_nopreHCs | Gas Room Heaters | GSHP | 98-199 | High_E | 0.96 | 309.6 | N/A
Boiler | B_Upgrade_nopreHCs | Gas Room Heaters | GSHP | 98-199 | Low_E | 0.96 | 346.9 | N/A
Boiler | B_Upgrade_nopreHCs | Gas Room Heaters | GSHP | 98-199 | High_F | 0.96 | 399.4 | N/A
Boiler | B_Upgrade_nopreHCs | Gas Room Heaters | GSHP | 98-199 | Low_F | 0.96 | 457.9 | N/A
Boiler | B_Upgrade_nopreHCs | Gas Room Heaters | GSHP | 98-199 | High_G | 0.96 | 540 | N/A
Boiler | B_Upgrade_nopreHCs | Gas Room Heaters | GSHP | 98-199 | Low_G | 0.96 | 633.8 | N/A
Boiler | B_Upgrade_nopreHCs | Gas Room Heaters | GSHP | 200+ | High_D | 0.96 | 369 | N/A
Boiler | B_Upgrade_nopreHCs | Gas Room Heaters | GSHP | 200+ | Low_D | 0.96 | 424.6 | N/A
Boiler | B_Upgrade_nopreHCs | Gas Room Heaters | GSHP | 200+ | High_E | 0.96 | 493.9 | N/A
Boiler | B_Upgrade_nopreHCs | Gas Room Heaters | GSHP | 200+ | Low_E | 0.96 | 560.5 | N/A
Boiler | B_Upgrade_nopreHCs | Gas Room Heaters | GSHP | 200+ | High_F | 0.96 | 654 | N/A
Boiler | B_Upgrade_nopreHCs | Gas Room Heaters | GSHP | 200+ | Low_F | 0.96 | 758.2 | N/A
Boiler | B_Upgrade_nopreHCs | Gas Room Heaters | GSHP | 200+ | High_G | 0.96 | 904.5 | N/A
Boiler | B_Upgrade_nopreHCs | Gas Room Heaters | GSHP | 200+ | Low_G | 0.96 | 1071.9 | N/A
Boiler | B_Upgrade_nopreHCs | Electric Room Heaters | GSHP | 0-72 | High_D | 0.96 | 391.1 | N/A
Boiler | B_Upgrade_nopreHCs | Electric Room Heaters | GSHP | 0-72 | Low_D | 0.96 | 473.3 | N/A
Boiler | B_Upgrade_nopreHCs | Electric Room Heaters | GSHP | 0-72 | High_E | 0.96 | 573.7 | N/A
Boiler | B_Upgrade_nopreHCs | Electric Room Heaters | GSHP | 0-72 | Low_E | 0.96 | 670.2 | N/A
Boiler | B_Upgrade_nopreHCs | Electric Room Heaters | GSHP | 0-72 | High_F | 0.96 | 805.6 | N/A
Boiler | B_Upgrade_nopreHCs | Electric Room Heaters | GSHP | 0-72 | Low_F | 0.96 | 956.7 | N/A
Boiler | B_Upgrade_nopreHCs | Electric Room Heaters | GSHP | 0-72 | High_G | 0.96 | 1168.7 | N/A
Boiler | B_Upgrade_nopreHCs | Electric Room Heaters | GSHP | 0-72 | Low_G | 0.96 | 1411.2 | N/A
Boiler | B_Upgrade_nopreHCs | Electric Room Heaters | GSHP | 73-97 | High_D | 0.96 | 428.5 | N/A
Boiler | B_Upgrade_nopreHCs | Electric Room Heaters | GSHP | 73-97 | Low_D | 0.96 | 517.4 | N/A
Boiler | B_Upgrade_nopreHCs | Electric Room Heaters | GSHP | 73-97 | High_E | 0.96 | 625.9 | N/A
Boiler | B_Upgrade_nopreHCs | Electric Room Heaters | GSHP | 73-97 | Low_E | 0.96 | 730.1 | N/A
Boiler | B_Upgrade_nopreHCs | Electric Room Heaters | GSHP | 73-97 | High_F | 0.96 | 876.5 | N/A
Boiler | B_Upgrade_nopreHCs | Electric Room Heaters | GSHP | 73-97 | Low_F | 0.96 | 1039.8 | N/A
Boiler | B_Upgrade_nopreHCs | Electric Room Heaters | GSHP | 73-97 | High_G | 0.96 | 1269 | N/A
Boiler | B_Upgrade_nopreHCs | Electric Room Heaters | GSHP | 73-97 | Low_G | 0.96 | 1531.1 | N/A
Boiler | B_Upgrade_nopreHCs | Electric Room Heaters | GSHP | 98-199 | High_D | 0.96 | 501.6 | N/A
Boiler | B_Upgrade_nopreHCs | Electric Room Heaters | GSHP | 98-199 | Low_D | 0.96 | 603.9 | N/A
Boiler | B_Upgrade_nopreHCs | Electric Room Heaters | GSHP | 98-199 | High_E | 0.96 | 728.8 | N/A
Boiler | B_Upgrade_nopreHCs | Electric Room Heaters | GSHP | 98-199 | Low_E | 0.96 | 848.7 | N/A
Boiler | B_Upgrade_nopreHCs | Electric Room Heaters | GSHP | 98-199 | High_F | 0.96 | 1017.2 | N/A
Boiler | B_Upgrade_nopreHCs | Electric Room Heaters | GSHP | 98-199 | Low_F | 0.96 | 1205.1 | N/A
Boiler | B_Upgrade_nopreHCs | Electric Room Heaters | GSHP | 98-199 | High_G | 0.96 | 1468.9 | N/A
Boiler | B_Upgrade_nopreHCs | Electric Room Heaters | GSHP | 98-199 | Low_G | 0.96 | 1770.5 | N/A
Boiler | B_Upgrade_nopreHCs | Electric Room Heaters | GSHP | 200+ | High_D | 0.96 | 919.8 | N/A
Boiler | B_Upgrade_nopreHCs | Electric Room Heaters | GSHP | 200+ | Low_D | 0.96 | 1098.4 | N/A
Boiler | B_Upgrade_nopreHCs | Electric Room Heaters | GSHP | 200+ | High_E | 0.96 | 1321 | N/A
Boiler | B_Upgrade_nopreHCs | Electric Room Heaters | GSHP | 200+ | Low_E | 0.96 | 1534.8 | N/A
Boiler | B_Upgrade_nopreHCs | Electric Room Heaters | GSHP | 200+ | High_F | 0.96 | 1835.1 | N/A
Boiler | B_Upgrade_nopreHCs | Electric Room Heaters | GSHP | 200+ | Low_F | 0.96 | 2170 | N/A
Boiler | B_Upgrade_nopreHCs | Electric Room Heaters | GSHP | 200+ | High_G | 0.96 | 2640.1 | N/A
Boiler | B_Upgrade_nopreHCs | Electric Room Heaters | GSHP | 200+ | Low_G | 0.96 | 3177.7 | N/A
Boiler | B_Upgrade_nopreHCs | Bottled LPG Room Heaters | Air to Water ASHP | 0-72 | High_D | 0.96 | 462.7 | N/A
Boiler | B_Upgrade_nopreHCs | Bottled LPG Room Heaters | Air to Water ASHP | 0-72 | Low_D | 0.96 | 505.6 | N/A
Boiler | B_Upgrade_nopreHCs | Bottled LPG Room Heaters | Air to Water ASHP | 0-72 | High_E | 0.96 | 612.9 | N/A
Boiler | B_Upgrade_nopreHCs | Bottled LPG Room Heaters | Air to Water ASHP | 0-72 | Low_E | 0.96 | 715.9 | N/A
Boiler | B_Upgrade_nopreHCs | Bottled LPG Room Heaters | Air to Water ASHP | 0-72 | High_F | 0.96 | 860.6 | N/A
Boiler | B_Upgrade_nopreHCs | Bottled LPG Room Heaters | Air to Water ASHP | 0-72 | Low_F | 0.96 | 1021.9 | N/A
Boiler | B_Upgrade_nopreHCs | Bottled LPG Room Heaters | Air to Water ASHP | 0-72 | High_G | 0.96 | 1248.4 | N/A
Boiler | B_Upgrade_nopreHCs | Bottled LPG Room Heaters | Air to Water ASHP | 0-72 | Low_G | 0.96 | 1507.4 | N/A
Boiler | B_Upgrade_nopreHCs | Bottled LPG Room Heaters | Air to Water ASHP | 73-97 | High_D | 0.96 | 561.9 | N/A
Boiler | B_Upgrade_nopreHCs | Bottled LPG Room Heaters | Air to Water ASHP | 73-97 | Low_D | 0.96 | 561.9 | N/A
Boiler | B_Upgrade_nopreHCs | Bottled LPG Room Heaters | Air to Water ASHP | 73-97 | High_E | 0.96 | 668.6 | N/A
Boiler | B_Upgrade_nopreHCs | Bottled LPG Room Heaters | Air to Water ASHP | 73-97 | Low_E | 0.96 | 779.9 | N/A
Boiler | B_Upgrade_nopreHCs | Bottled LPG Room Heaters | Air to Water ASHP | 73-97 | High_F | 0.96 | 936.3 | N/A
Boiler | B_Upgrade_nopreHCs | Bottled LPG Room Heaters | Air to Water ASHP | 73-97 | Low_F | 0.96 | 1110.7 | N/A
Boiler | B_Upgrade_nopreHCs | Bottled LPG Room Heaters | Air to Water ASHP | 73-97 | High_G | 0.96 | 1355.6 | N/A
Boiler | B_Upgrade_nopreHCs | Bottled LPG Room Heaters | Air to Water ASHP | 73-97 | Low_G | 0.96 | 1635.5 | N/A
Boiler | B_Upgrade_nopreHCs | Bottled LPG Room Heaters | Air to Water ASHP | 98-199 | High_D | 0.96 | 669.3 | N/A
Boiler | B_Upgrade_nopreHCs | Bottled LPG Room Heaters | Air to Water ASHP | 98-199 | Low_D | 0.96 | 669.3 | N/A
Boiler | B_Upgrade_nopreHCs | Bottled LPG Room Heaters | Air to Water ASHP | 98-199 | High_E | 0.96 | 778.5 | N/A
Boiler | B_Upgrade_nopreHCs | Bottled LPG Room Heaters | Air to Water ASHP | 98-199 | Low_E | 0.96 | 906.6 | N/A
Boiler | B_Upgrade_nopreHCs | Bottled LPG Room Heaters | Air to Water ASHP | 98-199 | High_F | 0.96 | 1086.6 | N/A
Boiler | B_Upgrade_nopreHCs | Bottled LPG Room Heaters | Air to Water ASHP | 98-199 | Low_F | 0.96 | 1287.3 | N/A
Boiler | B_Upgrade_nopreHCs | Bottled LPG Room Heaters | Air to Water ASHP | 98-199 | High_G | 0.96 | 1569 | N/A
Boiler | B_Upgrade_nopreHCs | Bottled LPG Room Heaters | Air to Water ASHP | 98-199 | Low_G | 0.96 | 1891.2 | N/A
Boiler | B_Upgrade_nopreHCs | Bottled LPG Room Heaters | Air to Water ASHP | 200+ | High_D | 0.96 | 1247.4 | N/A
Boiler | B_Upgrade_nopreHCs | Bottled LPG Room Heaters | Air to Water ASHP | 200+ | Low_D | 0.96 | 1247.4 | N/A
Boiler | B_Upgrade_nopreHCs | Bottled LPG Room Heaters | Air to Water ASHP | 200+ | High_E | 0.96 | 1411.1 | N/A
Boiler | B_Upgrade_nopreHCs | Bottled LPG Room Heaters | Air to Water ASHP | 200+ | Low_E | 0.96 | 1639.5 | N/A
Boiler | B_Upgrade_nopreHCs | Bottled LPG Room Heaters | Air to Water ASHP | 200+ | High_F | 0.96 | 1960.3 | N/A
Boiler | B_Upgrade_nopreHCs | Bottled LPG Room Heaters | Air to Water ASHP | 200+ | Low_F | 0.96 | 2318 | N/A
Boiler | B_Upgrade_nopreHCs | Bottled LPG Room Heaters | Air to Water ASHP | 200+ | High_G | 0.96 | 2820.2 | N/A
Boiler | B_Upgrade_nopreHCs | Bottled LPG Room Heaters | Air to Water ASHP | 200+ | Low_G | 0.96 | 3394.4 | N/A
Boiler | B_Upgrade_nopreHCs | Solid Fossil Room Heaters | Air to Water ASHP | 0-72 | High_D | 0.96 | 171.1 | N/A
Boiler | B_Upgrade_nopreHCs | Solid Fossil Room Heaters | Air to Water ASHP | 0-72 | Low_D | 0.96 | 207.1 | N/A
Boiler | B_Upgrade_nopreHCs | Solid Fossil Room Heaters | Air to Water ASHP | 0-72 | High_E | 0.96 | 251.1 | N/A
Boiler | B_Upgrade_nopreHCs | Solid Fossil Room Heaters | Air to Water ASHP | 0-72 | Low_E | 0.96 | 293.3 | N/A
Boiler | B_Upgrade_nopreHCs | Solid Fossil Room Heaters | Air to Water ASHP | 0-72 | High_F | 0.96 | 352.5 | N/A
Boiler | B_Upgrade_nopreHCs | Solid Fossil Room Heaters | Air to Water ASHP | 0-72 | Low_F | 0.96 | 418.7 | N/A
Boiler | B_Upgrade_nopreHCs | Solid Fossil Room Heaters | Air to Water ASHP | 0-72 | High_G | 0.96 | 511.4 | N/A
Boiler | B_Upgrade_nopreHCs | Solid Fossil Room Heaters | Air to Water ASHP | 0-72 | Low_G | 0.96 | 617.5 | N/A
Boiler | B_Upgrade_nopreHCs | Solid Fossil Room Heaters | Air to Water ASHP | 73-97 | High_D | 0.96 | 187.5 | N/A
Boiler | B_Upgrade_nopreHCs | Solid Fossil Room Heaters | Air to Water ASHP | 73-97 | Low_D | 0.96 | 226.4 | N/A
Boiler | B_Upgrade_nopreHCs | Solid Fossil Room Heaters | Air to Water ASHP | 73-97 | High_E | 0.96 | 273.9 | N/A
Boiler | B_Upgrade_nopreHCs | Solid Fossil Room Heaters | Air to Water ASHP | 73-97 | Low_E | 0.96 | 319.5 | N/A
Boiler | B_Upgrade_nopreHCs | Solid Fossil Room Heaters | Air to Water ASHP | 73-97 | High_F | 0.96 | 383.6 | N/A
Boiler | B_Upgrade_nopreHCs | Solid Fossil Room Heaters | Air to Water ASHP | 73-97 | Low_F | 0.96 | 455 | N/A
Boiler | B_Upgrade_nopreHCs | Solid Fossil Room Heaters | Air to Water ASHP | 73-97 | High_G | 0.96 | 555.3 | N/A
Boiler | B_Upgrade_nopreHCs | Solid Fossil Room Heaters | Air to Water ASHP | 73-97 | Low_G | 0.96 | 670 | N/A
Boiler | B_Upgrade_nopreHCs | Solid Fossil Room Heaters | Air to Water ASHP | 98-199 | High_D | 0.96 | 219.5 | N/A
Boiler | B_Upgrade_nopreHCs | Solid Fossil Room Heaters | Air to Water ASHP | 98-199 | Low_D | 0.96 | 264.3 | N/A
Boiler | B_Upgrade_nopreHCs | Solid Fossil Room Heaters | Air to Water ASHP | 98-199 | High_E | 0.96 | 318.9 | N/A
Boiler | B_Upgrade_nopreHCs | Solid Fossil Room Heaters | Air to Water ASHP | 98-199 | Low_E | 0.96 | 371.4 | N/A
Boiler | B_Upgrade_nopreHCs | Solid Fossil Room Heaters | Air to Water ASHP | 98-199 | High_F | 0.96 | 445.1 | N/A
Boiler | B_Upgrade_nopreHCs | Solid Fossil Room Heaters | Air to Water ASHP | 98-199 | Low_F | 0.96 | 527.4 | N/A
Boiler | B_Upgrade_nopreHCs | Solid Fossil Room Heaters | Air to Water ASHP | 98-199 | High_G | 0.96 | 642.8 | N/A
Boiler | B_Upgrade_nopreHCs | Solid Fossil Room Heaters | Air to Water ASHP | 98-199 | Low_G | 0.96 | 774.8 | N/A
Boiler | B_Upgrade_nopreHCs | Solid Fossil Room Heaters | Air to Water ASHP | 200+ | High_D | 0.96 | 402.5 | N/A
Boiler | B_Upgrade_nopreHCs | Solid Fossil Room Heaters | Air to Water ASHP | 200+ | Low_D | 0.96 | 480.7 | N/A
Boiler | B_Upgrade_nopreHCs | Solid Fossil Room Heaters | Air to Water ASHP | 200+ | High_E | 0.96 | 578.1 | N/A
Boiler | B_Upgrade_nopreHCs | Solid Fossil Room Heaters | Air to Water ASHP | 200+ | Low_E | 0.96 | 671.7 | N/A
Boiler | B_Upgrade_nopreHCs | Solid Fossil Room Heaters | Air to Water ASHP | 200+ | High_F | 0.96 | 803.1 | N/A
Boiler | B_Upgrade_nopreHCs | Solid Fossil Room Heaters | Air to Water ASHP | 200+ | Low_F | 0.96 | 949.6 | N/A
Boiler | B_Upgrade_nopreHCs | Solid Fossil Room Heaters | Air to Water ASHP | 200+ | High_G | 0.96 | 1155.3 | N/A
Boiler | B_Upgrade_nopreHCs | Solid Fossil Room Heaters | Air to Water ASHP | 200+ | Low_G | 0.96 | 1390.6 | N/A
Boiler | B_Upgrade_nopreHCs | Gas Fire with Back Boiler | Air to Water ASHP | 0-72 | High_D | 0.96 | 243.3 | N/A
Boiler | B_Upgrade_nopreHCs | Gas Fire with Back Boiler | Air to Water ASHP | 0-72 | Low_D | 0.96 | 274.3 | N/A
Boiler | B_Upgrade_nopreHCs | Gas Fire with Back Boiler | Air to Water ASHP | 0-72 | High_E | 0.96 | 312.2 | N/A
Boiler | B_Upgrade_nopreHCs | Gas Fire with Back Boiler | Air to Water ASHP | 0-72 | Low_E | 0.96 | 348.6 | N/A
Boiler | B_Upgrade_nopreHCs | Gas Fire with Back Boiler | Air to Water ASHP | 0-72 | High_F | 0.96 | 399.7 | N/A
Boiler | B_Upgrade_nopreHCs | Gas Fire with Back Boiler | Air to Water ASHP | 0-72 | Low_F | 0.96 | 456.7 | N/A
Boiler | B_Upgrade_nopreHCs | Gas Fire with Back Boiler | Air to Water ASHP | 0-72 | High_G | 0.96 | 536.7 | N/A
Boiler | B_Upgrade_nopreHCs | Gas Fire with Back Boiler | Air to Water ASHP | 0-72 | Low_G | 0.96 | 628.2 | N/A
Boiler | B_Upgrade_nopreHCs | Gas Fire with Back Boiler | Air to Water ASHP | 73-97 | High_D | 0.96 | 248.7 | N/A
Boiler | B_Upgrade_nopreHCs | Gas Fire with Back Boiler | Air to Water ASHP | 73-97 | Low_D | 0.96 | 282.2 | N/A
Boiler | B_Upgrade_nopreHCs | Gas Fire with Back Boiler | Air to Water ASHP | 73-97 | High_E | 0.96 | 323.2 | N/A
Boiler | B_Upgrade_nopreHCs | Gas Fire with Back Boiler | Air to Water ASHP | 73-97 | Low_E | 0.96 | 362.5 | N/A
Boiler | B_Upgrade_nopreHCs | Gas Fire with Back Boiler | Air to Water ASHP | 73-97 | High_F | 0.96 | 417.8 | N/A
Boiler | B_Upgrade_nopreHCs | Gas Fire with Back Boiler | Air to Water ASHP | 73-97 | Low_F | 0.96 | 479.4 | N/A
Boiler | B_Upgrade_nopreHCs | Gas Fire with Back Boiler | Air to Water ASHP | 73-97 | High_G | 0.96 | 565.9 | N/A
Boiler | B_Upgrade_nopreHCs | Gas Fire with Back Boiler | Air to Water ASHP | 73-97 | Low_G | 0.96 | 664.8 | N/A
Boiler | B_Upgrade_nopreHCs | Gas Fire with Back Boiler | Air to Water ASHP | 98-199 | High_D | 0.96 | 267.6 | N/A
Boiler | B_Upgrade_nopreHCs | Gas Fire with Back Boiler | Air to Water ASHP | 98-199 | Low_D | 0.96 | 306.2 | N/A
Boiler | B_Upgrade_nopreHCs | Gas Fire with Back Boiler | Air to Water ASHP | 98-199 | High_E | 0.96 | 353.3 | N/A
Boiler | B_Upgrade_nopreHCs | Gas Fire with Back Boiler | Air to Water ASHP | 98-199 | Low_E | 0.96 | 398.6 | N/A
Boiler | B_Upgrade_nopreHCs | Gas Fire with Back Boiler | Air to Water ASHP | 98-199 | High_F | 0.96 | 462.2 | N/A
Boiler | B_Upgrade_nopreHCs | Gas Fire with Back Boiler | Air to Water ASHP | 98-199 | Low_F | 0.96 | 533.1 | N/A
Boiler | B_Upgrade_nopreHCs | Gas Fire with Back Boiler | Air to Water ASHP | 98-199 | High_G | 0.96 | 632.6 | N/A
Boiler | B_Upgrade_nopreHCs | Gas Fire with Back Boiler | Air to Water ASHP | 98-199 | Low_G | 0.96 | 746.4 | N/A
Boiler | B_Upgrade_nopreHCs | Gas Fire with Back Boiler | Air to Water ASHP | 200+ | High_D | 0.96 | 425.4 | N/A
Boiler | B_Upgrade_nopreHCs | Gas Fire with Back Boiler | Air to Water ASHP | 200+ | Low_D | 0.96 | 492.8 | N/A
Boiler | B_Upgrade_nopreHCs | Gas Fire with Back Boiler | Air to Water ASHP | 200+ | High_E | 0.96 | 576.8 | N/A
Boiler | B_Upgrade_nopreHCs | Gas Fire with Back Boiler | Air to Water ASHP | 200+ | Low_E | 0.96 | 657.5 | N/A
Boiler | B_Upgrade_nopreHCs | Gas Fire with Back Boiler | Air to Water ASHP | 200+ | High_F | 0.96 | 770.8 | N/A
Boiler | B_Upgrade_nopreHCs | Gas Fire with Back Boiler | Air to Water ASHP | 200+ | Low_F | 0.96 | 897.2 | N/A
Boiler | B_Upgrade_nopreHCs | Gas Fire with Back Boiler | Air to Water ASHP | 200+ | High_G | 0.96 | 1074.6 | N/A
Boiler | B_Upgrade_nopreHCs | Gas Fire with Back Boiler | Air to Water ASHP | 200+ | Low_G | 0.96 | 1277.5 | N/A
Boiler | B_Upgrade_nopreHCs | Gas Room Heaters | Air to Water ASHP | 0-72 | High_D | 0.96 | 171.4 | N/A
Boiler | B_Upgrade_nopreHCs | Gas Room Heaters | Air to Water ASHP | 0-72 | Low_D | 0.96 | 183.3 | N/A
Boiler | B_Upgrade_nopreHCs | Gas Room Heaters | Air to Water ASHP | 0-72 | High_E | 0.96 | 197.9 | N/A
Boiler | B_Upgrade_nopreHCs | Gas Room Heaters | Air to Water ASHP | 0-72 | Low_E | 0.96 | 211.8 | N/A
Boiler | B_Upgrade_nopreHCs | Gas Room Heaters | Air to Water ASHP | 0-72 | High_F | 0.96 | 231.4 | N/A
Boiler | B_Upgrade_nopreHCs | Gas Room Heaters | Air to Water ASHP | 0-72 | Low_F | 0.96 | 253.3 | N/A
Boiler | B_Upgrade_nopreHCs | Gas Room Heaters | Air to Water ASHP | 0-72 | High_G | 0.96 | 284 | N/A
Boiler | B_Upgrade_nopreHCs | Gas Room Heaters | Air to Water ASHP | 0-72 | Low_G | 0.96 | 319.1 | N/A
Boiler | B_Upgrade_nopreHCs | Gas Room Heaters | Air to Water ASHP | 73-97 | High_D | 0.96 | 166.4 | N/A
Boiler | B_Upgrade_nopreHCs | Gas Room Heaters | Air to Water ASHP | 73-97 | Low_D | 0.96 | 179.3 | N/A
Boiler | B_Upgrade_nopreHCs | Gas Room Heaters | Air to Water ASHP | 73-97 | High_E | 0.96 | 195 | N/A
Boiler | B_Upgrade_nopreHCs | Gas Room Heaters | Air to Water ASHP | 73-97 | Low_E | 0.96 | 210.1 | N/A
Boiler | B_Upgrade_nopreHCs | Gas Room Heaters | Air to Water ASHP | 73-97 | High_F | 0.96 | 231.3 | N/A
Boiler | B_Upgrade_nopreHCs | Gas Room Heaters | Air to Water ASHP | 73-97 | Low_F | 0.96 | 254.9 | N/A
Boiler | B_Upgrade_nopreHCs | Gas Room Heaters | Air to Water ASHP | 73-97 | High_G | 0.96 | 288.1 | N/A
Boiler | B_Upgrade_nopreHCs | Gas Room Heaters | Air to Water ASHP | 73-97 | Low_G | 0.96 | 326 | N/A
Boiler | B_Upgrade_nopreHCs | Gas Room Heaters | Air to Water ASHP | 98-199 | High_D | 0.96 | 166.5 | N/A
Boiler | B_Upgrade_nopreHCs | Gas Room Heaters | Air to Water ASHP | 98-199 | Low_D | 0.96 | 181.4 | N/A
Boiler | B_Upgrade_nopreHCs | Gas Room Heaters | Air to Water ASHP | 98-199 | High_E | 0.96 | 199.4 | N/A
Boiler | B_Upgrade_nopreHCs | Gas Room Heaters | Air to Water ASHP | 98-199 | Low_E | 0.96 | 216.8 | N/A
Boiler | B_Upgrade_nopreHCs | Gas Room Heaters | Air to Water ASHP | 98-199 | High_F | 0.96 | 241.2 | N/A
Boiler | B_Upgrade_nopreHCs | Gas Room Heaters | Air to Water ASHP | 98-199 | Low_F | 0.96 | 268.4 | N/A
Boiler | B_Upgrade_nopreHCs | Gas Room Heaters | Air to Water ASHP | 98-199 | High_G | 0.96 | 306.6 | N/A
Boiler | B_Upgrade_nopreHCs | Gas Room Heaters | Air to Water ASHP | 98-199 | Low_G | 0.96 | 350.2 | N/A
Boiler | B_Upgrade_nopreHCs | Gas Room Heaters | Air to Water ASHP | 200+ | High_D | 0.96 | 227.1 | N/A
Boiler | B_Upgrade_nopreHCs | Gas Room Heaters | Air to Water ASHP | 200+ | Low_D | 0.96 | 252.9 | N/A
Boiler | B_Upgrade_nopreHCs | Gas Room Heaters | Air to Water ASHP | 200+ | High_E | 0.96 | 285.2 | N/A
Boiler | B_Upgrade_nopreHCs | Gas Room Heaters | Air to Water ASHP | 200+ | Low_E | 0.96 | 316.1 | N/A
Boiler | B_Upgrade_nopreHCs | Gas Room Heaters | Air to Water ASHP | 200+ | High_F | 0.96 | 359.6 | N/A
Boiler | B_Upgrade_nopreHCs | Gas Room Heaters | Air to Water ASHP | 200+ | Low_F | 0.96 | 408.1 | N/A
Boiler | B_Upgrade_nopreHCs | Gas Room Heaters | Air to Water ASHP | 200+ | High_G | 0.96 | 476.1 | N/A
Boiler | B_Upgrade_nopreHCs | Gas Room Heaters | Air to Water ASHP | 200+ | Low_G | 0.96 | 553.9 | N/A
Boiler | B_Upgrade_nopreHCs | Electric Room Heaters | Air to Water ASHP | 0-72 | High_D | 0.96 | 362.5 | N/A
Boiler | B_Upgrade_nopreHCs | Electric Room Heaters | Air to Water ASHP | 0-72 | Low_D | 0.96 | 438.7 | N/A
Boiler | B_Upgrade_nopreHCs | Electric Room Heaters | Air to Water ASHP | 0-72 | High_E | 0.96 | 531.7 | N/A
Boiler | B_Upgrade_nopreHCs | Electric Room Heaters | Air to Water ASHP | 0-72 | Low_E | 0.96 | 621.1 | N/A
Boiler | B_Upgrade_nopreHCs | Electric Room Heaters | Air to Water ASHP | 0-72 | High_F | 0.96 | 746.6 | N/A
Boiler | B_Upgrade_nopreHCs | Electric Room Heaters | Air to Water ASHP | 0-72 | Low_F | 0.96 | 886.6 | N/A
Boiler | B_Upgrade_nopreHCs | Electric Room Heaters | Air to Water ASHP | 0-72 | High_G | 0.96 | 1083.1 | N/A
Boiler | B_Upgrade_nopreHCs | Electric Room Heaters | Air to Water ASHP | 0-72 | Low_G | 0.96 | 1307.8 | N/A
Boiler | B_Upgrade_nopreHCs | Electric Room Heaters | Air to Water ASHP | 73-97 | High_D | 0.96 | 397.1 | N/A
Boiler | B_Upgrade_nopreHCs | Electric Room Heaters | Air to Water ASHP | 73-97 | Low_D | 0.96 | 479.5 | N/A
Boiler | B_Upgrade_nopreHCs | Electric Room Heaters | Air to Water ASHP | 73-97 | High_E | 0.96 | 580.1 | N/A
Boiler | B_Upgrade_nopreHCs | Electric Room Heaters | Air to Water ASHP | 73-97 | Low_E | 0.96 | 676.7 | N/A
Boiler | B_Upgrade_nopreHCs | Electric Room Heaters | Air to Water ASHP | 73-97 | High_F | 0.96 | 812.3 | N/A
Boiler | B_Upgrade_nopreHCs | Electric Room Heaters | Air to Water ASHP | 73-97 | Low_F | 0.96 | 963.7 | N/A
Boiler | B_Upgrade_nopreHCs | Electric Room Heaters | Air to Water ASHP | 73-97 | High_G | 0.96 | 1176.1 | N/A
Boiler | B_Upgrade_nopreHCs | Electric Room Heaters | Air to Water ASHP | 73-97 | Low_G | 0.96 | 1419 | N/A
Boiler | B_Upgrade_nopreHCs | Electric Room Heaters | Air to Water ASHP | 98-199 | High_D | 0.96 | 464.8 | N/A
Boiler | B_Upgrade_nopreHCs | Electric Room Heaters | Air to Water ASHP | 98-199 | Low_D | 0.96 | 559.7 | N/A
Boiler | B_Upgrade_nopreHCs | Electric Room Heaters | Air to Water ASHP | 98-199 | High_E | 0.96 | 675.4 | N/A
Boiler | B_Upgrade_nopreHCs | Electric Room Heaters | Air to Water ASHP | 98-199 | Low_E | 0.96 | 786.6 | N/A
Boiler | B_Upgrade_nopreHCs | Electric Room Heaters | Air to Water ASHP | 98-199 | High_F | 0.96 | 942.7 | N/A
Boiler | B_Upgrade_nopreHCs | Electric Room Heaters | Air to Water ASHP | 98-199 | Low_F | 0.96 | 1116.9 | N/A
Boiler | B_Upgrade_nopreHCs | Electric Room Heaters | Air to Water ASHP | 98-199 | High_G | 0.96 | 1361.3 | N/A
Boiler | B_Upgrade_nopreHCs | Electric Room Heaters | Air to Water ASHP | 98-199 | Low_G | 0.96 | 1640.8 | N/A
Boiler | B_Upgrade_nopreHCs | Electric Room Heaters | Air to Water ASHP | 200+ | High_D | 0.96 | 852.5 | N/A
Boiler | B_Upgrade_nopreHCs | Electric Room Heaters | Air to Water ASHP | 200+ | Low_D | 0.96 | 1018 | N/A
Boiler | B_Upgrade_nopreHCs | Electric Room Heaters | Air to Water ASHP | 200+ | High_E | 0.96 | 1224.3 | N/A
Boiler | B_Upgrade_nopreHCs | Electric Room Heaters | Air to Water ASHP | 200+ | Low_E | 0.96 | 1422.4 | N/A
Boiler | B_Upgrade_nopreHCs | Electric Room Heaters | Air to Water ASHP | 200+ | High_F | 0.96 | 1700.7 | N/A
Boiler | B_Upgrade_nopreHCs | Electric Room Heaters | Air to Water ASHP | 200+ | Low_F | 0.96 | 2011.1 | N/A
Boiler | B_Upgrade_nopreHCs | Electric Room Heaters | Air to Water ASHP | 200+ | High_G | 0.96 | 2446.8 | N/A
Boiler | B_Upgrade_nopreHCs | Electric Room Heaters | Air to Water ASHP | 200+ | Low_G | 0.96 | 2945 | N/A
Boiler | B_Upgrade_nopreHCs | Bottled LPG Room Heaters | Biomass Boiler | 0-72 | High_D | 0.96 | 483.7 | N/A
Boiler | B_Upgrade_nopreHCs | Bottled LPG Room Heaters | Biomass Boiler | 0-72 | Low_D | 0.96 | 528.6 | N/A
Boiler | B_Upgrade_nopreHCs | Bottled LPG Room Heaters | Biomass Boiler | 0-72 | High_E | 0.96 | 640.7 | N/A
Boiler | B_Upgrade_nopreHCs | Bottled LPG Room Heaters | Biomass Boiler | 0-72 | Low_E | 0.96 | 748.4 | N/A
Boiler | B_Upgrade_nopreHCs | Bottled LPG Room Heaters | Biomass Boiler | 0-72 | High_F | 0.96 | 899.6 | N/A
Boiler | B_Upgrade_nopreHCs | Bottled LPG Room Heaters | Biomass Boiler | 0-72 | Low_F | 0.96 | 1068.3 | N/A
Boiler | B_Upgrade_nopreHCs | Bottled LPG Room Heaters | Biomass Boiler | 0-72 | High_G | 0.96 | 1305.1 | N/A
Boiler | B_Upgrade_nopreHCs | Bottled LPG Room Heaters | Biomass Boiler | 0-72 | Low_G | 0.96 | 1575.8 | N/A
Boiler | B_Upgrade_nopreHCs | Bottled LPG Room Heaters | Biomass Boiler | 73-97 | High_D | 0.96 | 587.4 | N/A
Boiler | B_Upgrade_nopreHCs | Bottled LPG Room Heaters | Biomass Boiler | 73-97 | Low_D | 0.96 | 587.4 | N/A
Boiler | B_Upgrade_nopreHCs | Bottled LPG Room Heaters | Biomass Boiler | 73-97 | High_E | 0.96 | 698.9 | N/A
Boiler | B_Upgrade_nopreHCs | Bottled LPG Room Heaters | Biomass Boiler | 73-97 | Low_E | 0.96 | 815.3 | N/A
Boiler | B_Upgrade_nopreHCs | Bottled LPG Room Heaters | Biomass Boiler | 73-97 | High_F | 0.96 | 978.8 | N/A
Boiler | B_Upgrade_nopreHCs | Bottled LPG Room Heaters | Biomass Boiler | 73-97 | Low_F | 0.96 | 1161.2 | N/A
Boiler | B_Upgrade_nopreHCs | Bottled LPG Room Heaters | Biomass Boiler | 73-97 | High_G | 0.96 | 1417.1 | N/A
Boiler | B_Upgrade_nopreHCs | Bottled LPG Room Heaters | Biomass Boiler | 73-97 | Low_G | 0.96 | 1709.8 | N/A
Boiler | B_Upgrade_nopreHCs | Bottled LPG Room Heaters | Biomass Boiler | 98-199 | High_D | 0.96 | 699.7 | N/A
Boiler | B_Upgrade_nopreHCs | Bottled LPG Room Heaters | Biomass Boiler | 98-199 | Low_D | 0.96 | 699.7 | N/A
Boiler | B_Upgrade_nopreHCs | Bottled LPG Room Heaters | Biomass Boiler | 98-199 | High_E | 0.96 | 813.8 | N/A
Boiler | B_Upgrade_nopreHCs | Bottled LPG Room Heaters | Biomass Boiler | 98-199 | Low_E | 0.96 | 947.7 | N/A
Boiler | B_Upgrade_nopreHCs | Bottled LPG Room Heaters | Biomass Boiler | 98-199 | High_F | 0.96 | 1135.9 | N/A
Boiler | B_Upgrade_nopreHCs | Bottled LPG Room Heaters | Biomass Boiler | 98-199 | Low_F | 0.96 | 1345.7 | N/A
Boiler | B_Upgrade_nopreHCs | Bottled LPG Room Heaters | Biomass Boiler | 98-199 | High_G | 0.96 | 1640.3 | N/A
Boiler | B_Upgrade_nopreHCs | Bottled LPG Room Heaters | Biomass Boiler | 98-199 | Low_G | 0.96 | 1977.1 | N/A
Boiler | B_Upgrade_nopreHCs | Bottled LPG Room Heaters | Biomass Boiler | 200+ | High_D | 0.96 | 1304 | N/A
Boiler | B_Upgrade_nopreHCs | Bottled LPG Room Heaters | Biomass Boiler | 200+ | Low_D | 0.96 | 1304 | N/A
Boiler | B_Upgrade_nopreHCs | Bottled LPG Room Heaters | Biomass Boiler | 200+ | High_E | 0.96 | 1475.2 | N/A
Boiler | B_Upgrade_nopreHCs | Bottled LPG Room Heaters | Biomass Boiler | 200+ | Low_E | 0.96 | 1713.9 | N/A
Boiler | B_Upgrade_nopreHCs | Bottled LPG Room Heaters | Biomass Boiler | 200+ | High_F | 0.96 | 2049.2 | N/A
Boiler | B_Upgrade_nopreHCs | Bottled LPG Room Heaters | Biomass Boiler | 200+ | Low_F | 0.96 | 2423.3 | N/A
Boiler | B_Upgrade_nopreHCs | Bottled LPG Room Heaters | Biomass Boiler | 200+ | High_G | 0.96 | 2948.2 | N/A
Boiler | B_Upgrade_nopreHCs | Bottled LPG Room Heaters | Biomass Boiler | 200+ | Low_G | 0.96 | 3548.5 | N/A
Boiler | B_Upgrade_nopreHCs | Solid Fossil Room Heaters | Biomass Boiler | 0-72 | High_D | 0.96 | 214.8 | N/A
Boiler | B_Upgrade_nopreHCs | Solid Fossil Room Heaters | Biomass Boiler | 0-72 | Low_D | 0.96 | 260 | N/A
Boiler | B_Upgrade_nopreHCs | Solid Fossil Room Heaters | Biomass Boiler | 0-72 | High_E | 0.96 | 315.1 | N/A
Boiler | B_Upgrade_nopreHCs | Solid Fossil Room Heaters | Biomass Boiler | 0-72 | Low_E | 0.96 | 368.1 | N/A
Boiler | B_Upgrade_nopreHCs | Solid Fossil Room Heaters | Biomass Boiler | 0-72 | High_F | 0.96 | 442.5 | N/A
Boiler | B_Upgrade_nopreHCs | Solid Fossil Room Heaters | Biomass Boiler | 0-72 | Low_F | 0.96 | 525.5 | N/A
Boiler | B_Upgrade_nopreHCs | Solid Fossil Room Heaters | Biomass Boiler | 0-72 | High_G | 0.96 | 641.9 | N/A
Boiler | B_Upgrade_nopreHCs | Solid Fossil Room Heaters | Biomass Boiler | 0-72 | Low_G | 0.96 | 775.1 | N/A
Boiler | B_Upgrade_nopreHCs | Solid Fossil Room Heaters | Biomass Boiler | 73-97 | High_D | 0.96 | 235.3 | N/A
Boiler | B_Upgrade_nopreHCs | Solid Fossil Room Heaters | Biomass Boiler | 73-97 | Low_D | 0.96 | 284.2 | N/A
Boiler | B_Upgrade_nopreHCs | Solid Fossil Room Heaters | Biomass Boiler | 73-97 | High_E | 0.96 | 343.8 | N/A
Boiler | B_Upgrade_nopreHCs | Solid Fossil Room Heaters | Biomass Boiler | 73-97 | Low_E | 0.96 | 401 | N/A
Boiler | B_Upgrade_nopreHCs | Solid Fossil Room Heaters | Biomass Boiler | 73-97 | High_F | 0.96 | 481.4 | N/A
Boiler | B_Upgrade_nopreHCs | Solid Fossil Room Heaters | Biomass Boiler | 73-97 | Low_F | 0.96 | 571.1 | N/A
Boiler | B_Upgrade_nopreHCs | Solid Fossil Room Heaters | Biomass Boiler | 73-97 | High_G | 0.96 | 697 | N/A
Boiler | B_Upgrade_nopreHCs | Solid Fossil Room Heaters | Biomass Boiler | 73-97 | Low_G | 0.96 | 841 | N/A
Boiler | B_Upgrade_nopreHCs | Solid Fossil Room Heaters | Biomass Boiler | 98-199 | High_D | 0.96 | 275.5 | N/A
Boiler | B_Upgrade_nopreHCs | Solid Fossil Room Heaters | Biomass Boiler | 98-199 | Low_D | 0.96 | 331.7 | N/A
Boiler | B_Upgrade_nopreHCs | Solid Fossil Room Heaters | Biomass Boiler | 98-199 | High_E | 0.96 | 400.3 | N/A
Boiler | B_Upgrade_nopreHCs | Solid Fossil Room Heaters | Biomass Boiler | 98-199 | Low_E | 0.96 | 466.2 | N/A
Boiler | B_Upgrade_nopreHCs | Solid Fossil Room Heaters | Biomass Boiler | 98-199 | High_F | 0.96 | 558.7 | N/A
Boiler | B_Upgrade_nopreHCs | Solid Fossil Room Heaters | Biomass Boiler | 98-199 | Low_F | 0.96 | 661.9 | N/A
Boiler | B_Upgrade_nopreHCs | Solid Fossil Room Heaters | Biomass Boiler | 98-199 | High_G | 0.96 | 806.8 | N/A
Boiler | B_Upgrade_nopreHCs | Solid Fossil Room Heaters | Biomass Boiler | 98-199 | Low_G | 0.96 | 972.4 | N/A
Boiler | B_Upgrade_nopreHCs | Solid Fossil Room Heaters | Biomass Boiler | 200+ | High_D | 0.96 | 505.2 | N/A
Boiler | B_Upgrade_nopreHCs | Solid Fossil Room Heaters | Biomass Boiler | 200+ | Low_D | 0.96 | 603.3 | N/A
Boiler | B_Upgrade_nopreHCs | Solid Fossil Room Heaters | Biomass Boiler | 200+ | High_E | 0.96 | 725.6 | N/A
Boiler | B_Upgrade_nopreHCs | Solid Fossil Room Heaters | Biomass Boiler | 200+ | Low_E | 0.96 | 843 | N/A
Boiler | B_Upgrade_nopreHCs | Solid Fossil Room Heaters | Biomass Boiler | 200+ | High_F | 0.96 | 1007.9 | N/A
Boiler | B_Upgrade_nopreHCs | Solid Fossil Room Heaters | Biomass Boiler | 200+ | Low_F | 0.96 | 1191.9 | N/A
Boiler | B_Upgrade_nopreHCs | Solid Fossil Room Heaters | Biomass Boiler | 200+ | High_G | 0.96 | 1450.1 | N/A
Boiler | B_Upgrade_nopreHCs | Solid Fossil Room Heaters | Biomass Boiler | 200+ | Low_G | 0.96 | 1745.3 | N/A
Boiler | B_Upgrade_nopreHCs | Gas Fire with Back Boiler | Biomass Boiler | 0-72 | High_D | 0.96 | 279.6 | N/A
Boiler | B_Upgrade_nopreHCs | Gas Fire with Back Boiler | Biomass Boiler | 0-72 | Low_D | 0.96 | 320.4 | N/A
Boiler | B_Upgrade_nopreHCs | Gas Fire with Back Boiler | Biomass Boiler | 0-72 | High_E | 0.96 | 370.1 | N/A
Boiler | B_Upgrade_nopreHCs | Gas Fire with Back Boiler | Biomass Boiler | 0-72 | Low_E | 0.96 | 417.8 | N/A
Boiler | B_Upgrade_nopreHCs | Gas Fire with Back Boiler | Biomass Boiler | 0-72 | High_F | 0.96 | 484.9 | N/A
Boiler | B_Upgrade_nopreHCs | Gas Fire with Back Boiler | Biomass Boiler | 0-72 | Low_F | 0.96 | 559.7 | N/A
Boiler | B_Upgrade_nopreHCs | Gas Fire with Back Boiler | Biomass Boiler | 0-72 | High_G | 0.96 | 664.7 | N/A
Boiler | B_Upgrade_nopreHCs | Gas Fire with Back Boiler | Biomass Boiler | 0-72 | Low_G | 0.96 | 784.7 | N/A
Boiler | B_Upgrade_nopreHCs | Gas Fire with Back Boiler | Biomass Boiler | 73-97 | High_D | 0.96 | 290.3 | N/A
Boiler | B_Upgrade_nopreHCs | Gas Fire with Back Boiler | Biomass Boiler | 73-97 | Low_D | 0.96 | 334.3 | N/A
Boiler | B_Upgrade_nopreHCs | Gas Fire with Back Boiler | Biomass Boiler | 73-97 | High_E | 0.96 | 388.1 | N/A
Boiler | B_Upgrade_nopreHCs | Gas Fire with Back Boiler | Biomass Boiler | 73-97 | Low_E | 0.96 | 439.7 | N/A
Boiler | B_Upgrade_nopreHCs | Gas Fire with Back Boiler | Biomass Boiler | 73-97 | High_F | 0.96 | 512.2 | N/A
Boiler | B_Upgrade_nopreHCs | Gas Fire with Back Boiler | Biomass Boiler | 73-97 | Low_F | 0.96 | 593 | N/A
Boiler | B_Upgrade_nopreHCs | Gas Fire with Back Boiler | Biomass Boiler | 73-97 | High_G | 0.96 | 706.5 | N/A
Boiler | B_Upgrade_nopreHCs | Gas Fire with Back Boiler | Biomass Boiler | 73-97 | Low_G | 0.96 | 836.3 | N/A
Boiler | B_Upgrade_nopreHCs | Gas Fire with Back Boiler | Biomass Boiler | 98-199 | High_D | 0.96 | 318.7 | N/A
Boiler | B_Upgrade_nopreHCs | Gas Fire with Back Boiler | Biomass Boiler | 98-199 | Low_D | 0.96 | 369.3 | N/A
Boiler | B_Upgrade_nopreHCs | Gas Fire with Back Boiler | Biomass Boiler | 98-199 | High_E | 0.96 | 431.2 | N/A
Boiler | B_Upgrade_nopreHCs | Gas Fire with Back Boiler | Biomass Boiler | 98-199 | Low_E | 0.96 | 490.6 | N/A
Boiler | B_Upgrade_nopreHCs | Gas Fire with Back Boiler | Biomass Boiler | 98-199 | High_F | 0.96 | 574 | N/A
Boiler | B_Upgrade_nopreHCs | Gas Fire with Back Boiler | Biomass Boiler | 98-199 | Low_F | 0.96 | 667 | N/A
Boiler | B_Upgrade_nopreHCs | Gas Fire with Back Boiler | Biomass Boiler | 98-199 | High_G | 0.96 | 797.6 | N/A
Boiler | B_Upgrade_nopreHCs | Gas Fire with Back Boiler | Biomass Boiler | 98-199 | Low_G | 0.96 | 947 | N/A
Boiler | B_Upgrade_nopreHCs | Gas Fire with Back Boiler | Biomass Boiler | 200+ | High_D | 0.96 | 525.8 | N/A
Boiler | B_Upgrade_nopreHCs | Gas Fire with Back Boiler | Biomass Boiler | 200+ | Low_D | 0.96 | 614.2 | N/A
Boiler | B_Upgrade_nopreHCs | Gas Fire with Back Boiler | Biomass Boiler | 200+ | High_E | 0.96 | 724.4 | N/A
Boiler | B_Upgrade_nopreHCs | Gas Fire with Back Boiler | Biomass Boiler | 200+ | Low_E | 0.96 | 830.3 | N/A
Boiler | B_Upgrade_nopreHCs | Gas Fire with Back Boiler | Biomass Boiler | 200+ | High_F | 0.96 | 979 | N/A
Boiler | B_Upgrade_nopreHCs | Gas Fire with Back Boiler | Biomass Boiler | 200+ | Low_F | 0.96 | 1144.8 | N/A
Boiler | B_Upgrade_nopreHCs | Gas Fire with Back Boiler | Biomass Boiler | 200+ | High_G | 0.96 | 1377.5 | N/A
Boiler | B_Upgrade_nopreHCs | Gas Fire with Back Boiler | Biomass Boiler | 200+ | Low_G | 0.96 | 1643.7 | N/A
Boiler | B_Upgrade_nopreHCs | Gas Room Heaters | Biomass Boiler | 0-72 | High_D | 0.96 | 215.1 | N/A
Boiler | B_Upgrade_nopreHCs | Gas Room Heaters | Biomass Boiler | 0-72 | Low_D | 0.96 | 238.6 | N/A
Boiler | B_Upgrade_nopreHCs | Gas Room Heaters | Biomass Boiler | 0-72 | High_E | 0.96 | 267.3 | N/A
Boiler | B_Upgrade_nopreHCs | Gas Room Heaters | Biomass Boiler | 0-72 | Low_E | 0.96 | 294.9 | N/A
Boiler | B_Upgrade_nopreHCs | Gas Room Heaters | Biomass Boiler | 0-72 | High_F | 0.96 | 333.6 | N/A
Boiler | B_Upgrade_nopreHCs | Gas Room Heaters | Biomass Boiler | 0-72 | Low_F | 0.96 | 376.8 | N/A
Boiler | B_Upgrade_nopreHCs | Gas Room Heaters | Biomass Boiler | 0-72 | High_G | 0.96 | 437.5 | N/A
Boiler | B_Upgrade_nopreHCs | Gas Room Heaters | Biomass Boiler | 0-72 | Low_G | 0.96 | 506.8 | N/A
Boiler | B_Upgrade_nopreHCs | Gas Room Heaters | Biomass Boiler | 73-97 | High_D | 0.96 | 216.4 | N/A
Boiler | B_Upgrade_nopreHCs | Gas Room Heaters | Biomass Boiler | 73-97 | Low_D | 0.96 | 241.8 | N/A
Boiler | B_Upgrade_nopreHCs | Gas Room Heaters | Biomass Boiler | 73-97 | High_E | 0.96 | 272.8 | N/A
Boiler | B_Upgrade_nopreHCs | Gas Room Heaters | Biomass Boiler | 73-97 | Low_E | 0.96 | 302.7 | N/A
Boiler | B_Upgrade_nopreHCs | Gas Room Heaters | Biomass Boiler | 73-97 | High_F | 0.96 | 344.5 | N/A
Boiler | B_Upgrade_nopreHCs | Gas Room Heaters | Biomass Boiler | 73-97 | Low_F | 0.96 | 391.2 | N/A
Boiler | B_Upgrade_nopreHCs | Gas Room Heaters | Biomass Boiler | 73-97 | High_G | 0.96 | 456.8 | N/A
Boiler | B_Upgrade_nopreHCs | Gas Room Heaters | Biomass Boiler | 73-97 | Low_G | 0.96 | 531.8 | N/A
Boiler | B_Upgrade_nopreHCs | Gas Room Heaters | Biomass Boiler | 98-199 | High_D | 0.96 | 227.9 | N/A
Boiler | B_Upgrade_nopreHCs | Gas Room Heaters | Biomass Boiler | 98-199 | Low_D | 0.96 | 257.2 | N/A
Boiler | B_Upgrade_nopreHCs | Gas Room Heaters | Biomass Boiler | 98-199 | High_E | 0.96 | 292.9 | N/A
Boiler | B_Upgrade_nopreHCs | Gas Room Heaters | Biomass Boiler | 98-199 | Low_E | 0.96 | 327.2 | N/A
Boiler | B_Upgrade_nopreHCs | Gas Room Heaters | Biomass Boiler | 98-199 | High_F | 0.96 | 375.4 | N/A
Boiler | B_Upgrade_nopreHCs | Gas Room Heaters | Biomass Boiler | 98-199 | Low_F | 0.96 | 429.1 | N/A
Boiler | B_Upgrade_nopreHCs | Gas Room Heaters | Biomass Boiler | 98-199 | High_G | 0.96 | 504.6 | N/A
Boiler | B_Upgrade_nopreHCs | Gas Room Heaters | Biomass Boiler | 98-199 | Low_G | 0.96 | 590.9 | N/A
Boiler | B_Upgrade_nopreHCs | Gas Room Heaters | Biomass Boiler | 200+ | High_D | 0.96 | 347.5 | N/A
Boiler | B_Upgrade_nopreHCs | Gas Room Heaters | Biomass Boiler | 200+ | Low_D | 0.96 | 398.6 | N/A
Boiler | B_Upgrade_nopreHCs | Gas Room Heaters | Biomass Boiler | 200+ | High_E | 0.96 | 462.3 | N/A
Boiler | B_Upgrade_nopreHCs | Gas Room Heaters | Biomass Boiler | 200+ | Low_E | 0.96 | 523.5 | N/A
Boiler | B_Upgrade_nopreHCs | Gas Room Heaters | Biomass Boiler | 200+ | High_F | 0.96 | 609.3 | N/A
Boiler | B_Upgrade_nopreHCs | Gas Room Heaters | Biomass Boiler | 200+ | Low_F | 0.96 | 705.2 | N/A
Boiler | B_Upgrade_nopreHCs | Gas Room Heaters | Biomass Boiler | 200+ | High_G | 0.96 | 839.6 | N/A
Boiler | B_Upgrade_nopreHCs | Gas Room Heaters | Biomass Boiler | 200+ | Low_G | 0.96 | 993.4 | N/A
Boiler | B_Upgrade_nopreHCs | Electric Room Heaters | Biomass Boiler | 0-72 | High_D | 0.96 | 386.8 | N/A
Boiler | B_Upgrade_nopreHCs | Electric Room Heaters | Biomass Boiler | 0-72 | Low_D | 0.96 | 468.1 | N/A
Boiler | B_Upgrade_nopreHCs | Electric Room Heaters | Biomass Boiler | 0-72 | High_E | 0.96 | 567.4 | N/A
Boiler | B_Upgrade_nopreHCs | Electric Room Heaters | Biomass Boiler | 0-72 | Low_E | 0.96 | 662.7 | N/A
Boiler | B_Upgrade_nopreHCs | Electric Room Heaters | Biomass Boiler | 0-72 | High_F | 0.96 | 796.7 | N/A
Boiler | B_Upgrade_nopreHCs | Electric Room Heaters | Biomass Boiler | 0-72 | Low_F | 0.96 | 946.1 | N/A
Boiler | B_Upgrade_nopreHCs | Electric Room Heaters | Biomass Boiler | 0-72 | High_G | 0.96 | 1155.7 | N/A
Boiler | B_Upgrade_nopreHCs | Electric Room Heaters | Biomass Boiler | 0-72 | Low_G | 0.96 | 1395.5 | N/A
Boiler | B_Upgrade_nopreHCs | Electric Room Heaters | Biomass Boiler | 73-97 | High_D | 0.96 | 423.7 | N/A
Boiler | B_Upgrade_nopreHCs | Electric Room Heaters | Biomass Boiler | 73-97 | Low_D | 0.96 | 511.6 | N/A
Boiler | B_Upgrade_nopreHCs | Electric Room Heaters | Biomass Boiler | 73-97 | High_E | 0.96 | 618.9 | N/A
Boiler | B_Upgrade_nopreHCs | Electric Room Heaters | Biomass Boiler | 73-97 | Low_E | 0.96 | 722 | N/A
Boiler | B_Upgrade_nopreHCs | Electric Room Heaters | Biomass Boiler | 73-97 | High_F | 0.96 | 866.8 | N/A
Boiler | B_Upgrade_nopreHCs | Electric Room Heaters | Biomass Boiler | 73-97 | Low_F | 0.96 | 1028.3 | N/A
Boiler | B_Upgrade_nopreHCs | Electric Room Heaters | Biomass Boiler | 73-97 | High_G | 0.96 | 1254.9 | N/A
Boiler | B_Upgrade_nopreHCs | Electric Room Heaters | Biomass Boiler | 73-97 | Low_G | 0.96 | 1514.1 | N/A
Boiler | B_Upgrade_nopreHCs | Electric Room Heaters | Biomass Boiler | 98-199 | High_D | 0.96 | 496 | N/A
Boiler | B_Upgrade_nopreHCs | Electric Room Heaters | Biomass Boiler | 98-199 | Low_D | 0.96 | 597.2 | N/A
Boiler | B_Upgrade_nopreHCs | Electric Room Heaters | Biomass Boiler | 98-199 | High_E | 0.96 | 720.7 | N/A
Boiler | B_Upgrade_nopreHCs | Electric Room Heaters | Biomass Boiler | 98-199 | Low_E | 0.96 | 839.3 | N/A
Boiler | B_Upgrade_nopreHCs | Electric Room Heaters | Biomass Boiler | 98-199 | High_F | 0.96 | 1005.9 | N/A
Boiler | B_Upgrade_nopreHCs | Electric Room Heaters | Biomass Boiler | 98-199 | Low_F | 0.96 | 1191.7 | N/A
Boiler | B_Upgrade_nopreHCs | Electric Room Heaters | Biomass Boiler | 98-199 | High_G | 0.96 | 1452.6 | N/A
Boiler | B_Upgrade_nopreHCs | Electric Room Heaters | Biomass Boiler | 98-199 | Low_G | 0.96 | 1750.8 | N/A
Boiler | B_Upgrade_nopreHCs | Electric Room Heaters | Biomass Boiler | 200+ | High_D | 0.96 | 909.6 | N/A
Boiler | B_Upgrade_nopreHCs | Electric Room Heaters | Biomass Boiler | 200+ | Low_D | 0.96 | 1086.2 | N/A
Boiler | B_Upgrade_nopreHCs | Electric Room Heaters | Biomass Boiler | 200+ | High_E | 0.96 | 1306.4 | N/A
Boiler | B_Upgrade_nopreHCs | Electric Room Heaters | Biomass Boiler | 200+ | Low_E | 0.96 | 1517.8 | N/A
Boiler | B_Upgrade_nopreHCs | Electric Room Heaters | Biomass Boiler | 200+ | High_F | 0.96 | 1814.7 | N/A
Boiler | B_Upgrade_nopreHCs | Electric Room Heaters | Biomass Boiler | 200+ | Low_F | 0.96 | 2146 | N/A
Boiler | B_Upgrade_nopreHCs | Electric Room Heaters | Biomass Boiler | 200+ | High_G | 0.96 | 2610.8 | N/A
Boiler | B_Upgrade_nopreHCs | Electric Room Heaters | Biomass Boiler | 200+ | Low_G | 0.96 | 3142.4 | N/A
Boiler | B_Upgrade_nopreHCs | Bottled LPG Room Heaters | Condensing Gas Boiler | 0-72 | High_D | 0.96 | 386.9 | N/A
Boiler | B_Upgrade_nopreHCs | Bottled LPG Room Heaters | Condensing Gas Boiler | 0-72 | Low_D | 0.96 | 434.5 | N/A
Boiler | B_Upgrade_nopreHCs | Bottled LPG Room Heaters | Condensing Gas Boiler | 0-72 | High_E | 0.96 | 553.5 | N/A
Boiler | B_Upgrade_nopreHCs | Bottled LPG Room Heaters | Condensing Gas Boiler | 0-72 | Low_E | 0.96 | 667.9 | N/A
Boiler | B_Upgrade_nopreHCs | Bottled LPG Room Heaters | Condensing Gas Boiler | 0-72 | High_F | 0.96 | 828.5 | N/A
Boiler | B_Upgrade_nopreHCs | Bottled LPG Room Heaters | Condensing Gas Boiler | 0-72 | Low_F | 0.96 | 1007.6 | N/A
Boiler | B_Upgrade_nopreHCs | Bottled LPG Room Heaters | Condensing Gas Boiler | 0-72 | High_G | 0.96 | 1259 | N/A
Boiler | B_Upgrade_nopreHCs | Bottled LPG Room Heaters | Condensing Gas Boiler | 0-72 | Low_G | 0.96 | 1546.4 | N/A
Boiler | B_Upgrade_nopreHCs | Bottled LPG Room Heaters | Condensing Gas Boiler | 73-97 | High_D | 0.96 | 392.8 | N/A
Boiler | B_Upgrade_nopreHCs | Bottled LPG Room Heaters | Condensing Gas Boiler | 73-97 | Low_D | 0.96 | 498.2 | N/A
Boiler | B_Upgrade_nopreHCs | Bottled LPG Room Heaters | Condensing Gas Boiler | 73-97 | High_E | 0.96 | 626.9 | N/A
Boiler | B_Upgrade_nopreHCs | Bottled LPG Room Heaters | Condensing Gas Boiler | 73-97 | Low_E | 0.96 | 750.5 | N/A
Boiler | B_Upgrade_nopreHCs | Bottled LPG Room Heaters | Condensing Gas Boiler | 73-97 | High_F | 0.96 | 924.1 | N/A
Boiler | B_Upgrade_nopreHCs | Bottled LPG Room Heaters | Condensing Gas Boiler | 73-97 | Low_F | 0.96 | 1117.7 | N/A
Boiler | B_Upgrade_nopreHCs | Bottled LPG Room Heaters | Condensing Gas Boiler | 73-97 | High_G | 0.96 | 1389.4 | N/A
Boiler | B_Upgrade_nopreHCs | Bottled LPG Room Heaters | Condensing Gas Boiler | 73-97 | Low_G | 0.96 | 1700.2 | N/A
Boiler | B_Upgrade_nopreHCs | Bottled LPG Room Heaters | Condensing Gas Boiler | 98-199 | High_D | 0.96 | 491 | N/A
Boiler | B_Upgrade_nopreHCs | Bottled LPG Room Heaters | Condensing Gas Boiler | 98-199 | Low_D | 0.96 | 612.3 | N/A
Boiler | B_Upgrade_nopreHCs | Bottled LPG Room Heaters | Condensing Gas Boiler | 98-199 | High_E | 0.96 | 760.4 | N/A
Boiler | B_Upgrade_nopreHCs | Bottled LPG Room Heaters | Condensing Gas Boiler | 98-199 | Low_E | 0.96 | 902.6 | N/A
Boiler | B_Upgrade_nopreHCs | Bottled LPG Room Heaters | Condensing Gas Boiler | 98-199 | High_F | 0.96 | 1102.4 | N/A
Boiler | B_Upgrade_nopreHCs | Bottled LPG Room Heaters | Condensing Gas Boiler | 98-199 | Low_F | 0.96 | 1325.2 | N/A
Boiler | B_Upgrade_nopreHCs | Bottled LPG Room Heaters | Condensing Gas Boiler | 98-199 | High_G | 0.96 | 1637.9 | N/A
Boiler | B_Upgrade_nopreHCs | Bottled LPG Room Heaters | Condensing Gas Boiler | 98-199 | Low_G | 0.96 | 1995.5 | N/A
Boiler | B_Upgrade_nopreHCs | Bottled LPG Room Heaters | Condensing Gas Boiler | 200+ | High_D | 0.96 | 986.9 | N/A
Boiler | B_Upgrade_nopreHCs | Bottled LPG Room Heaters | Condensing Gas Boiler | 200+ | Low_D | 0.96 | 1198.7 | N/A
Boiler | B_Upgrade_nopreHCs | Bottled LPG Room Heaters | Condensing Gas Boiler | 200+ | High_E | 0.96 | 1462.6 | N/A
Boiler | B_Upgrade_nopreHCs | Bottled LPG Room Heaters | Condensing Gas Boiler | 200+ | Low_E | 0.96 | 1716.1 | N/A
Boiler | B_Upgrade_nopreHCs | Bottled LPG Room Heaters | Condensing Gas Boiler | 200+ | High_F | 0.96 | 2072.1 | N/A
Boiler | B_Upgrade_nopreHCs | Bottled LPG Room Heaters | Condensing Gas Boiler | 200+ | Low_F | 0.96 | 2469.2 | N/A
Boiler | B_Upgrade_nopreHCs | Bottled LPG Room Heaters | Condensing Gas Boiler | 200+ | High_G | 0.96 | 3026.6 | N/A
Boiler | B_Upgrade_nopreHCs | Bottled LPG Room Heaters | Condensing Gas Boiler | 200+ | Low_G | 0.96 | 3663.9 | N/A
Boiler | B_Upgrade_nopreHCs | Solid Fossil Room Heaters | Condensing Gas Boiler | 0-72 | High_D | 0.96 | 151.2 | N/A
Boiler | B_Upgrade_nopreHCs | Solid Fossil Room Heaters | Condensing Gas Boiler | 0-72 | Low_D | 0.96 | 209.6 | N/A
Boiler | B_Upgrade_nopreHCs | Solid Fossil Room Heaters | Condensing Gas Boiler | 0-72 | High_E | 0.96 | 280.9 | N/A
Boiler | B_Upgrade_nopreHCs | Solid Fossil Room Heaters | Condensing Gas Boiler | 0-72 | Low_E | 0.96 | 349.5 | N/A
Boiler | B_Upgrade_nopreHCs | Solid Fossil Room Heaters | Condensing Gas Boiler | 0-72 | High_F | 0.96 | 445.7 | N/A
Boiler | B_Upgrade_nopreHCs | Solid Fossil Room Heaters | Condensing Gas Boiler | 0-72 | Low_F | 0.96 | 553 | N/A
Boiler | B_Upgrade_nopreHCs | Solid Fossil Room Heaters | Condensing Gas Boiler | 0-72 | High_G | 0.96 | 703.7 | N/A
Boiler | B_Upgrade_nopreHCs | Solid Fossil Room Heaters | Condensing Gas Boiler | 0-72 | Low_G | 0.96 | 876 | N/A
Boiler | B_Upgrade_nopreHCs | Solid Fossil Room Heaters | Condensing Gas Boiler | 73-97 | High_D | 0.96 | 189.3 | N/A
Boiler | B_Upgrade_nopreHCs | Solid Fossil Room Heaters | Condensing Gas Boiler | 73-97 | Low_D | 0.96 | 252.4 | N/A
Boiler | B_Upgrade_nopreHCs | Solid Fossil Room Heaters | Condensing Gas Boiler | 73-97 | High_E | 0.96 | 329.5 | N/A
Boiler | B_Upgrade_nopreHCs | Solid Fossil Room Heaters | Condensing Gas Boiler | 73-97 | Low_E | 0.96 | 403.6 | N/A
Boiler | B_Upgrade_nopreHCs | Solid Fossil Room Heaters | Condensing Gas Boiler | 73-97 | High_F | 0.96 | 507.6 | N/A
Boiler | B_Upgrade_nopreHCs | Solid Fossil Room Heaters | Condensing Gas Boiler | 73-97 | Low_F | 0.96 | 623.6 | N/A
Boiler | B_Upgrade_nopreHCs | Solid Fossil Room Heaters | Condensing Gas Boiler | 73-97 | High_G | 0.96 | 786.5 | N/A
Boiler | B_Upgrade_nopreHCs | Solid Fossil Room Heaters | Condensing Gas Boiler | 73-97 | Low_G | 0.96 | 972.7 | N/A
Boiler | B_Upgrade_nopreHCs | Solid Fossil Room Heaters | Condensing Gas Boiler | 98-199 | High_D | 0.96 | 252.7 | N/A
Boiler | B_Upgrade_nopreHCs | Solid Fossil Room Heaters | Condensing Gas Boiler | 98-199 | Low_D | 0.96 | 325.4 | N/A
Boiler | B_Upgrade_nopreHCs | Solid Fossil Room Heaters | Condensing Gas Boiler | 98-199 | High_E | 0.96 | 414.1 | N/A
Boiler | B_Upgrade_nopreHCs | Solid Fossil Room Heaters | Condensing Gas Boiler | 98-199 | Low_E | 0.96 | 499.4 | N/A
Boiler | B_Upgrade_nopreHCs | Solid Fossil Room Heaters | Condensing Gas Boiler | 98-199 | High_F | 0.96 | 619.1 | N/A
Boiler | B_Upgrade_nopreHCs | Solid Fossil Room Heaters | Condensing Gas Boiler | 98-199 | Low_F | 0.96 | 752.6 | N/A
Boiler | B_Upgrade_nopreHCs | Solid Fossil Room Heaters | Condensing Gas Boiler | 98-199 | High_G | 0.96 | 940 | N/A
Boiler | B_Upgrade_nopreHCs | Solid Fossil Room Heaters | Condensing Gas Boiler | 98-199 | Low_G | 0.96 | 1154.3 | N/A
Boiler | B_Upgrade_nopreHCs | Solid Fossil Room Heaters | Condensing Gas Boiler | 200+ | High_D | 0.96 | 549.9 | N/A
Boiler | B_Upgrade_nopreHCs | Solid Fossil Room Heaters | Condensing Gas Boiler | 200+ | Low_D | 0.96 | 676.8 | N/A
Boiler | B_Upgrade_nopreHCs | Solid Fossil Room Heaters | Condensing Gas Boiler | 200+ | High_E | 0.96 | 835 | N/A
Boiler | B_Upgrade_nopreHCs | Solid Fossil Room Heaters | Condensing Gas Boiler | 200+ | Low_E | 0.96 | 986.9 | N/A
Boiler | B_Upgrade_nopreHCs | Solid Fossil Room Heaters | Condensing Gas Boiler | 200+ | High_F | 0.96 | 1200.2 | N/A
Boiler | B_Upgrade_nopreHCs | Solid Fossil Room Heaters | Condensing Gas Boiler | 200+ | Low_F | 0.96 | 1438.2 | N/A
Boiler | B_Upgrade_nopreHCs | Solid Fossil Room Heaters | Condensing Gas Boiler | 200+ | High_G | 0.96 | 1772.3 | N/A
Boiler | B_Upgrade_nopreHCs | Solid Fossil Room Heaters | Condensing Gas Boiler | 200+ | Low_G | 0.96 | 2154.2 | N/A
Boiler | B_Upgrade_nopreHCs | Electric Room Heaters | Condensing Gas Boiler | 0-72 | High_D | 0.96 | 295.1 | N/A
Boiler | B_Upgrade_nopreHCs | Electric Room Heaters | Condensing Gas Boiler | 0-72 | Low_D | 0.96 | 383.8 | N/A
Boiler | B_Upgrade_nopreHCs | Electric Room Heaters | Condensing Gas Boiler | 0-72 | High_E | 0.96 | 492.1 | N/A
Boiler | B_Upgrade_nopreHCs | Electric Room Heaters | Condensing Gas Boiler | 0-72 | Low_E | 0.96 | 596.2 | N/A
Boiler | B_Upgrade_nopreHCs | Electric Room Heaters | Condensing Gas Boiler | 0-72 | High_F | 0.96 | 742.3 | N/A
Boiler | B_Upgrade_nopreHCs | Electric Room Heaters | Condensing Gas Boiler | 0-72 | Low_F | 0.96 | 905.2 | N/A
Boiler | B_Upgrade_nopreHCs | Electric Room Heaters | Condensing Gas Boiler | 0-72 | High_G | 0.96 | 1133.9 | N/A
Boiler | B_Upgrade_nopreHCs | Electric Room Heaters | Condensing Gas Boiler | 0-72 | Low_G | 0.96 | 1395.5 | N/A
Boiler | B_Upgrade_nopreHCs | Electric Room Heaters | Condensing Gas Boiler | 73-97 | High_D | 0.96 | 347 | N/A
Boiler | B_Upgrade_nopreHCs | Electric Room Heaters | Condensing Gas Boiler | 73-97 | Low_D | 0.96 | 442.9 | N/A
Boiler | B_Upgrade_nopreHCs | Electric Room Heaters | Condensing Gas Boiler | 73-97 | High_E | 0.96 | 559.9 | N/A
Boiler | B_Upgrade_nopreHCs | Electric Room Heaters | Condensing Gas Boiler | 73-97 | Low_E | 0.96 | 672.4 | N/A
Boiler | B_Upgrade_nopreHCs | Electric Room Heaters | Condensing Gas Boiler | 73-97 | High_F | 0.96 | 830.3 | N/A
Boiler | B_Upgrade_nopreHCs | Electric Room Heaters | Condensing Gas Boiler | 73-97 | Low_F | 0.96 | 1006.4 | N/A
Boiler | B_Upgrade_nopreHCs | Electric Room Heaters | Condensing Gas Boiler | 73-97 | High_G | 0.96 | 1253.6 | N/A
Boiler | B_Upgrade_nopreHCs | Electric Room Heaters | Condensing Gas Boiler | 73-97 | Low_G | 0.96 | 1536.3 | N/A
Boiler | B_Upgrade_nopreHCs | Electric Room Heaters | Condensing Gas Boiler | 98-199 | High_D | 0.96 | 437.3 | N/A
Boiler | B_Upgrade_nopreHCs | Electric Room Heaters | Condensing Gas Boiler | 98-199 | Low_D | 0.96 | 547.7 | N/A
Boiler | B_Upgrade_nopreHCs | Electric Room Heaters | Condensing Gas Boiler | 98-199 | High_E | 0.96 | 682.4 | N/A
Boiler | B_Upgrade_nopreHCs | Electric Room Heaters | Condensing Gas Boiler | 98-199 | Low_E | 0.96 | 811.8 | N/A
Boiler | B_Upgrade_nopreHCs | Electric Room Heaters | Condensing Gas Boiler | 98-199 | High_F | 0.96 | 993.5 | N/A
Boiler | B_Upgrade_nopreHCs | Electric Room Heaters | Condensing Gas Boiler | 98-199 | Low_F | 0.96 | 1196.2 | N/A
Boiler | B_Upgrade_nopreHCs | Electric Room Heaters | Condensing Gas Boiler | 98-199 | High_G | 0.96 | 1480.7 | N/A
Boiler | B_Upgrade_nopreHCs | Electric Room Heaters | Condensing Gas Boiler | 98-199 | Low_G | 0.96 | 1806.1 | N/A
Boiler | B_Upgrade_nopreHCs | Electric Room Heaters | Condensing Gas Boiler | 200+ | High_D | 0.96 | 888.5 | N/A
Boiler | B_Upgrade_nopreHCs | Electric Room Heaters | Condensing Gas Boiler | 200+ | Low_D | 0.96 | 1081.2 | N/A
Boiler | B_Upgrade_nopreHCs | Electric Room Heaters | Condensing Gas Boiler | 200+ | High_E | 0.96 | 1321.3 | N/A
Boiler | B_Upgrade_nopreHCs | Electric Room Heaters | Condensing Gas Boiler | 200+ | Low_E | 0.96 | 1551.9 | N/A
Boiler | B_Upgrade_nopreHCs | Electric Room Heaters | Condensing Gas Boiler | 200+ | High_F | 0.96 | 1875.8 | N/A
Boiler | B_Upgrade_nopreHCs | Electric Room Heaters | Condensing Gas Boiler | 200+ | Low_F | 0.96 | 2237.1 | N/A
Boiler | B_Upgrade_nopreHCs | Electric Room Heaters | Condensing Gas Boiler | 200+ | High_G | 0.96 | 2744.1 | N/A
Boiler | B_Upgrade_nopreHCs | Electric Room Heaters | Condensing Gas Boiler | 200+ | Low_G | 0.96 | 3324 | N/A
Boiler | B_Upgrade_nopreHCs | Gas Fire with Back Boiler | Condensing Gas Boiler | 0-72 | High_D | 0.96 | 205.5 | N/A
Boiler | B_Upgrade_nopreHCs | Gas Fire with Back Boiler | Condensing Gas Boiler | 0-72 | Low_D | 0.96 | 260.2 | N/A
Boiler | B_Upgrade_nopreHCs | Gas Fire with Back Boiler | Condensing Gas Boiler | 0-72 | High_E | 0.96 | 326.9 | N/A
Boiler | B_Upgrade_nopreHCs | Gas Fire with Back Boiler | Condensing Gas Boiler | 0-72 | Low_E | 0.96 | 391.1 | N/A
Boiler | B_Upgrade_nopreHCs | Gas Fire with Back Boiler | Condensing Gas Boiler | 0-72 | High_F | 0.96 | 481.2 | N/A
Boiler | B_Upgrade_nopreHCs | Gas Fire with Back Boiler | Condensing Gas Boiler | 0-72 | Low_F | 0.96 | 581.7 | N/A
Boiler | B_Upgrade_nopreHCs | Gas Fire with Back Boiler | Condensing Gas Boiler | 0-72 | High_G | 0.96 | 722.7 | N/A
Boiler | B_Upgrade_nopreHCs | Gas Fire with Back Boiler | Condensing Gas Boiler | 0-72 | Low_G | 0.96 | 884 | N/A
Boiler | B_Upgrade_nopreHCs | Gas Fire with Back Boiler | Condensing Gas Boiler | 73-97 | High_D | 0.96 | 235.3 | N/A
Boiler | B_Upgrade_nopreHCs | Gas Fire with Back Boiler | Condensing Gas Boiler | 73-97 | Low_D | 0.96 | 294.4 | N/A
Boiler | B_Upgrade_nopreHCs | Gas Fire with Back Boiler | Condensing Gas Boiler | 73-97 | High_E | 0.96 | 366.6 | N/A
Boiler | B_Upgrade_nopreHCs | Gas Fire with Back Boiler | Condensing Gas Boiler | 73-97 | Low_E | 0.96 | 436 | N/A
Boiler | B_Upgrade_nopreHCs | Gas Fire with Back Boiler | Condensing Gas Boiler | 73-97 | High_F | 0.96 | 533.4 | N/A
Boiler | B_Upgrade_nopreHCs | Gas Fire with Back Boiler | Condensing Gas Boiler | 73-97 | Low_F | 0.96 | 642 | N/A
Boiler | B_Upgrade_nopreHCs | Gas Fire with Back Boiler | Condensing Gas Boiler | 73-97 | High_G | 0.96 | 794.4 | N/A
Boiler | B_Upgrade_nopreHCs | Gas Fire with Back Boiler | Condensing Gas Boiler | 73-97 | Low_G | 0.96 | 968.8 | N/A
Boiler | B_Upgrade_nopreHCs | Gas Fire with Back Boiler | Condensing Gas Boiler | 98-199 | High_D | 0.96 | 288.9 | N/A
Boiler | B_Upgrade_nopreHCs | Gas Fire with Back Boiler | Condensing Gas Boiler | 98-199 | Low_D | 0.96 | 356.9 | N/A
Boiler | B_Upgrade_nopreHCs | Gas Fire with Back Boiler | Condensing Gas Boiler | 98-199 | High_E | 0.96 | 440 | N/A
Boiler | B_Upgrade_nopreHCs | Gas Fire with Back Boiler | Condensing Gas Boiler | 98-199 | Low_E | 0.96 | 519.8 | N/A
Boiler | B_Upgrade_nopreHCs | Gas Fire with Back Boiler | Condensing Gas Boiler | 98-199 | High_F | 0.96 | 631.9 | N/A
Boiler | B_Upgrade_nopreHCs | Gas Fire with Back Boiler | Condensing Gas Boiler | 98-199 | Low_F | 0.96 | 756.9 | N/A
Boiler | B_Upgrade_nopreHCs | Gas Fire with Back Boiler | Condensing Gas Boiler | 98-199 | High_G | 0.96 | 932.4 | N/A
Boiler | B_Upgrade_nopreHCs | Gas Fire with Back Boiler | Condensing Gas Boiler | 98-199 | Low_G | 0.96 | 1133 | N/A
Boiler | B_Upgrade_nopreHCs | Gas Fire with Back Boiler | Condensing Gas Boiler | 200+ | High_D | 0.96 | 567.1 | N/A
Boiler | B_Upgrade_nopreHCs | Gas Fire with Back Boiler | Condensing Gas Boiler | 200+ | Low_D | 0.96 | 685.9 | N/A
Boiler | B_Upgrade_nopreHCs | Gas Fire with Back Boiler | Condensing Gas Boiler | 200+ | High_E | 0.96 | 834 | N/A
Boiler | B_Upgrade_nopreHCs | Gas Fire with Back Boiler | Condensing Gas Boiler | 200+ | Low_E | 0.96 | 976.2 | N/A
Boiler | B_Upgrade_nopreHCs | Gas Fire with Back Boiler | Condensing Gas Boiler | 200+ | High_F | 0.96 | 1176 | N/A
Boiler | B_Upgrade_nopreHCs | Gas Fire with Back Boiler | Condensing Gas Boiler | 200+ | Low_F | 0.96 | 1398.8 | N/A
Boiler | B_Upgrade_nopreHCs | Gas Fire with Back Boiler | Condensing Gas Boiler | 200+ | High_G | 0.96 | 1711.5 | N/A
Boiler | B_Upgrade_nopreHCs | Gas Fire with Back Boiler | Condensing Gas Boiler | 200+ | Low_G | 0.96 | 2069.1 | N/A
Boiler | B_Upgrade_nopreHCs | Gas Room Heaters | Condensing Gas Boiler | 0-72 | High_D | 0.96 | 151.4 | N/A
Boiler | B_Upgrade_nopreHCs | Gas Room Heaters | Condensing Gas Boiler | 0-72 | Low_D | 0.96 | 191.7 | N/A
Boiler | B_Upgrade_nopreHCs | Gas Room Heaters | Condensing Gas Boiler | 0-72 | High_E | 0.96 | 240.9 | N/A
Boiler | B_Upgrade_nopreHCs | Gas Room Heaters | Condensing Gas Boiler | 0-72 | Low_E | 0.96 | 288.2 | N/A
Boiler | B_Upgrade_nopreHCs | Gas Room Heaters | Condensing Gas Boiler | 0-72 | High_F | 0.96 | 354.6 | N/A
Boiler | B_Upgrade_nopreHCs | Gas Room Heaters | Condensing Gas Boiler | 0-72 | Low_F | 0.96 | 428.6 | N/A
Boiler | B_Upgrade_nopreHCs | Gas Room Heaters | Condensing Gas Boiler | 0-72 | High_G | 0.96 | 532.5 | N/A
Boiler | B_Upgrade_nopreHCs | Gas Room Heaters | Condensing Gas Boiler | 0-72 | Low_G | 0.96 | 651.4 | N/A
Boiler | B_Upgrade_nopreHCs | Gas Room Heaters | Condensing Gas Boiler | 73-97 | High_D | 0.96 | 173.4 | N/A
Boiler | B_Upgrade_nopreHCs | Gas Room Heaters | Condensing Gas Boiler | 73-97 | Low_D | 0.96 | 216.9 | N/A
Boiler | B_Upgrade_nopreHCs | Gas Room Heaters | Condensing Gas Boiler | 73-97 | High_E | 0.96 | 270.1 | N/A
Boiler | B_Upgrade_nopreHCs | Gas Room Heaters | Condensing Gas Boiler | 73-97 | Low_E | 0.96 | 321.2 | N/A
Boiler | B_Upgrade_nopreHCs | Gas Room Heaters | Condensing Gas Boiler | 73-97 | High_F | 0.96 | 393 | N/A
Boiler | B_Upgrade_nopreHCs | Gas Room Heaters | Condensing Gas Boiler | 73-97 | Low_F | 0.96 | 473 | N/A
Boiler | B_Upgrade_nopreHCs | Gas Room Heaters | Condensing Gas Boiler | 73-97 | High_G | 0.96 | 585.4 | N/A
Boiler | B_Upgrade_nopreHCs | Gas Room Heaters | Condensing Gas Boiler | 73-97 | Low_G | 0.96 | 713.8 | N/A
Boiler | B_Upgrade_nopreHCs | Gas Room Heaters | Condensing Gas Boiler | 98-199 | High_D | 0.96 | 212.9 | N/A
Boiler | B_Upgrade_nopreHCs | Gas Room Heaters | Condensing Gas Boiler | 98-199 | Low_D | 0.96 | 263 | N/A
Boiler | B_Upgrade_nopreHCs | Gas Room Heaters | Condensing Gas Boiler | 98-199 | High_E | 0.96 | 324.2 | N/A
Boiler | B_Upgrade_nopreHCs | Gas Room Heaters | Condensing Gas Boiler | 98-199 | Low_E | 0.96 | 383 | N/A
Boiler | B_Upgrade_nopreHCs | Gas Room Heaters | Condensing Gas Boiler | 98-199 | High_F | 0.96 | 465.6 | N/A
Boiler | B_Upgrade_nopreHCs | Gas Room Heaters | Condensing Gas Boiler | 98-199 | Low_F | 0.96 | 557.7 | N/A
Boiler | B_Upgrade_nopreHCs | Gas Room Heaters | Condensing Gas Boiler | 98-199 | High_G | 0.96 | 687 | N/A
Boiler | B_Upgrade_nopreHCs | Gas Room Heaters | Condensing Gas Boiler | 98-199 | Low_G | 0.96 | 834.8 | N/A
Boiler | B_Upgrade_nopreHCs | Gas Room Heaters | Condensing Gas Boiler | 200+ | High_D | 0.96 | 417.9 | N/A
Boiler | B_Upgrade_nopreHCs | Gas Room Heaters | Condensing Gas Boiler | 200+ | Low_D | 0.96 | 505.4 | N/A
Boiler | B_Upgrade_nopreHCs | Gas Room Heaters | Condensing Gas Boiler | 200+ | High_E | 0.96 | 614.5 | N/A
Boiler | B_Upgrade_nopreHCs | Gas Room Heaters | Condensing Gas Boiler | 200+ | Low_E | 0.96 | 719.3 | N/A
Boiler | B_Upgrade_nopreHCs | Gas Room Heaters | Condensing Gas Boiler | 200+ | High_F | 0.96 | 866.5 | N/A
Boiler | B_Upgrade_nopreHCs | Gas Room Heaters | Condensing Gas Boiler | 200+ | Low_F | 0.96 | 1030.7 | N/A
Boiler | B_Upgrade_nopreHCs | Gas Room Heaters | Condensing Gas Boiler | 200+ | High_G | 0.96 | 1261.1 | N/A
Boiler | B_Upgrade_nopreHCs | Gas Room Heaters | Condensing Gas Boiler | 200+ | Low_G | 0.96 | 1524.6 | N/A
Boiler | B_First_Time_CH | Bottled LPG Room Heaters | ASHP/Gas Boiler Hybrid | 0-72 | High_D | 0.96 | 386.9 | N/A
Boiler | B_First_Time_CH | Bottled LPG Room Heaters | ASHP/Gas Boiler Hybrid | 0-72 | Low_D | 0.96 | 434.5 | N/A
Boiler | B_First_Time_CH | Bottled LPG Room Heaters | ASHP/Gas Boiler Hybrid | 0-72 | High_E | 0.96 | 553.5 | N/A
Boiler | B_First_Time_CH | Bottled LPG Room Heaters | ASHP/Gas Boiler Hybrid | 0-72 | Low_E | 0.96 | 667.9 | N/A
Boiler | B_First_Time_CH | Bottled LPG Room Heaters | ASHP/Gas Boiler Hybrid | 0-72 | High_F | 0.96 | 828.5 | N/A
Boiler | B_First_Time_CH | Bottled LPG Room Heaters | ASHP/Gas Boiler Hybrid | 0-72 | Low_F | 0.96 | 1007.6 | N/A
Boiler | B_First_Time_CH | Bottled LPG Room Heaters | ASHP/Gas Boiler Hybrid | 0-72 | High_G | 0.96 | 1259 | N/A
Boiler | B_First_Time_CH | Bottled LPG Room Heaters | ASHP/Gas Boiler Hybrid | 0-72 | Low_G | 0.96 | 1546.4 | N/A
Boiler | B_First_Time_CH | Bottled LPG Room Heaters | ASHP/Gas Boiler Hybrid | 73-97 | High_D | 0.96 | 392.8 | N/A
Boiler | B_First_Time_CH | Bottled LPG Room Heaters | ASHP/Gas Boiler Hybrid | 73-97 | Low_D | 0.96 | 498.2 | N/A
Boiler | B_First_Time_CH | Bottled LPG Room Heaters | ASHP/Gas Boiler Hybrid | 73-97 | High_E | 0.96 | 626.9 | N/A
Boiler | B_First_Time_CH | Bottled LPG Room Heaters | ASHP/Gas Boiler Hybrid | 73-97 | Low_E | 0.96 | 750.5 | N/A
Boiler | B_First_Time_CH | Bottled LPG Room Heaters | ASHP/Gas Boiler Hybrid | 73-97 | High_F | 0.96 | 924.1 | N/A
Boiler | B_First_Time_CH | Bottled LPG Room Heaters | ASHP/Gas Boiler Hybrid | 73-97 | Low_F | 0.96 | 1117.7 | N/A
Boiler | B_First_Time_CH | Bottled LPG Room Heaters | ASHP/Gas Boiler Hybrid | 73-97 | High_G | 0.96 | 1389.4 | N/A
Boiler | B_First_Time_CH | Bottled LPG Room Heaters | ASHP/Gas Boiler Hybrid | 73-97 | Low_G | 0.96 | 1700.2 | N/A
Boiler | B_First_Time_CH | Bottled LPG Room Heaters | ASHP/Gas Boiler Hybrid | 98-199 | High_D | 0.96 | 491 | N/A
Boiler | B_First_Time_CH | Bottled LPG Room Heaters | ASHP/Gas Boiler Hybrid | 98-199 | Low_D | 0.96 | 612.3 | N/A
Boiler | B_First_Time_CH | Bottled LPG Room Heaters | ASHP/Gas Boiler Hybrid | 98-199 | High_E | 0.96 | 760.4 | N/A
Boiler | B_First_Time_CH | Bottled LPG Room Heaters | ASHP/Gas Boiler Hybrid | 98-199 | Low_E | 0.96 | 902.6 | N/A
Boiler | B_First_Time_CH | Bottled LPG Room Heaters | ASHP/Gas Boiler Hybrid | 98-199 | High_F | 0.96 | 1102.4 | N/A
Boiler | B_First_Time_CH | Bottled LPG Room Heaters | ASHP/Gas Boiler Hybrid | 98-199 | Low_F | 0.96 | 1325.2 | N/A
Boiler | B_First_Time_CH | Bottled LPG Room Heaters | ASHP/Gas Boiler Hybrid | 98-199 | High_G | 0.96 | 1637.9 | N/A
Boiler | B_First_Time_CH | Bottled LPG Room Heaters | ASHP/Gas Boiler Hybrid | 98-199 | Low_G | 0.96 | 1995.5 | N/A
Boiler | B_First_Time_CH | Bottled LPG Room Heaters | ASHP/Gas Boiler Hybrid | 200+ | High_D | 0.96 | 986.9 | N/A
Boiler | B_First_Time_CH | Bottled LPG Room Heaters | ASHP/Gas Boiler Hybrid | 200+ | Low_D | 0.96 | 1198.7 | N/A
Boiler | B_First_Time_CH | Bottled LPG Room Heaters | ASHP/Gas Boiler Hybrid | 200+ | High_E | 0.96 | 1462.6 | N/A
Boiler | B_First_Time_CH | Bottled LPG Room Heaters | ASHP/Gas Boiler Hybrid | 200+ | Low_E | 0.96 | 1716.1 | N/A
Boiler | B_First_Time_CH | Bottled LPG Room Heaters | ASHP/Gas Boiler Hybrid | 200+ | High_F | 0.96 | 2072.1 | N/A
Boiler | B_First_Time_CH | Bottled LPG Room Heaters | ASHP/Gas Boiler Hybrid | 200+ | Low_F | 0.96 | 2469.2 | N/A
Boiler | B_First_Time_CH | Bottled LPG Room Heaters | ASHP/Gas Boiler Hybrid | 200+ | High_G | 0.96 | 3026.6 | N/A
Boiler | B_First_Time_CH | Bottled LPG Room Heaters | ASHP/Gas Boiler Hybrid | 200+ | Low_G | 0.96 | 3663.9 | N/A
Boiler | B_Upgrade_nopreHCs | Bottled LPG Boiler | ASHP/Gas Boiler Hybrid | 0-72 | High_D | 0.96 | 288.4 | N/A
Boiler | B_Upgrade_nopreHCs | Bottled LPG Boiler | ASHP/Gas Boiler Hybrid | 0-72 | Low_D | 0.96 | 375.7 | N/A
Boiler | B_Upgrade_nopreHCs | Bottled LPG Boiler | ASHP/Gas Boiler Hybrid | 0-72 | High_E | 0.96 | 482.3 | N/A
Boiler | B_Upgrade_nopreHCs | Bottled LPG Boiler | ASHP/Gas Boiler Hybrid | 0-72 | Low_E | 0.96 | 584.6 | N/A
Boiler | B_Upgrade_nopreHCs | Bottled LPG Boiler | ASHP/Gas Boiler Hybrid | 0-72 | High_F | 0.96 | 728.4 | N/A
Boiler | B_Upgrade_nopreHCs | Bottled LPG Boiler | ASHP/Gas Boiler Hybrid | 0-72 | Low_F | 0.96 | 888.7 | N/A
Boiler | B_Upgrade_nopreHCs | Bottled LPG Boiler | ASHP/Gas Boiler Hybrid | 0-72 | High_G | 0.96 | 1113.8 | N/A
Boiler | B_Upgrade_nopreHCs | Bottled LPG Boiler | ASHP/Gas Boiler Hybrid | 0-72 | Low_G | 0.96 | 1371.2 | N/A
Boiler | B_Upgrade_nopreHCs | Bottled LPG Boiler | ASHP/Gas Boiler Hybrid | 73-97 | High_D | 0.96 | 339.6 | N/A
Boiler | B_Upgrade_nopreHCs | Bottled LPG Boiler | ASHP/Gas Boiler Hybrid | 73-97 | Low_D | 0.96 | 434 | N/A
Boiler | B_Upgrade_nopreHCs | Bottled LPG Boiler | ASHP/Gas Boiler Hybrid | 73-97 | High_E | 0.96 | 549.1 | N/A
Boiler | B_Upgrade_nopreHCs | Bottled LPG Boiler | ASHP/Gas Boiler Hybrid | 73-97 | Low_E | 0.96 | 659.8 | N/A
Boiler | B_Upgrade_nopreHCs | Bottled LPG Boiler | ASHP/Gas Boiler Hybrid | 73-97 | High_F | 0.96 | 815.2 | N/A
Boiler | B_Upgrade_nopreHCs | Bottled LPG Boiler | ASHP/Gas Boiler Hybrid | 73-97 | Low_F | 0.96 | 988.5 | N/A
Boiler | B_Upgrade_nopreHCs | Bottled LPG Boiler | ASHP/Gas Boiler Hybrid | 73-97 | High_G | 0.96 | 1231.8 | N/A
Boiler | B_Upgrade_nopreHCs | Bottled LPG Boiler | ASHP/Gas Boiler Hybrid | 73-97 | Low_G | 0.96 | 1510 | N/A
Boiler | B_Upgrade_nopreHCs | Bottled LPG Boiler | ASHP/Gas Boiler Hybrid | 98-199 | High_D | 0.96 | 428.7 | N/A
Boiler | B_Upgrade_nopreHCs | Bottled LPG Boiler | ASHP/Gas Boiler Hybrid | 98-199 | Low_D | 0.96 | 537.3 | N/A
Boiler | B_Upgrade_nopreHCs | Bottled LPG Boiler | ASHP/Gas Boiler Hybrid | 98-199 | High_E | 0.96 | 669.9 | N/A
Boiler | B_Upgrade_nopreHCs | Bottled LPG Boiler | ASHP/Gas Boiler Hybrid | 98-199 | Low_E | 0.96 | 797.2 | N/A
Boiler | B_Upgrade_nopreHCs | Bottled LPG Boiler | ASHP/Gas Boiler Hybrid | 98-199 | High_F | 0.96 | 976 | N/A
Boiler | B_Upgrade_nopreHCs | Bottled LPG Boiler | ASHP/Gas Boiler Hybrid | 98-199 | Low_F | 0.96 | 1175.5 | N/A
Boiler | B_Upgrade_nopreHCs | Bottled LPG Boiler | ASHP/Gas Boiler Hybrid | 98-199 | High_G | 0.96 | 1455.4 | N/A
Boiler | B_Upgrade_nopreHCs | Bottled LPG Boiler | ASHP/Gas Boiler Hybrid | 98-199 | Low_G | 0.96 | 1775.6 | N/A
Boiler | B_Upgrade_nopreHCs | Bottled LPG Boiler | ASHP/Gas Boiler Hybrid | 200+ | High_D | 0.96 | 872.7 | N/A
Boiler | B_Upgrade_nopreHCs | Bottled LPG Boiler | ASHP/Gas Boiler Hybrid | 200+ | Low_D | 0.96 | 1062.3 | N/A
Boiler | B_Upgrade_nopreHCs | Bottled LPG Boiler | ASHP/Gas Boiler Hybrid | 200+ | High_E | 0.96 | 1298.5 | N/A
Boiler | B_Upgrade_nopreHCs | Bottled LPG Boiler | ASHP/Gas Boiler Hybrid | 200+ | Low_E | 0.96 | 1525.4 | N/A
Boiler | B_Upgrade_nopreHCs | Bottled LPG Boiler | ASHP/Gas Boiler Hybrid | 200+ | High_F | 0.96 | 1844.2 | N/A
Boiler | B_Upgrade_nopreHCs | Bottled LPG Boiler | ASHP/Gas Boiler Hybrid | 200+ | Low_F | 0.96 | 2199.7 | N/A
Boiler | B_Upgrade_nopreHCs | Bottled LPG Boiler | ASHP/Gas Boiler Hybrid | 200+ | High_G | 0.96 | 2698.7 | N/A
Boiler | B_Upgrade_nopreHCs | Bottled LPG Boiler | ASHP/Gas Boiler Hybrid | 200+ | Low_G | 0.96 | 3269.3 | N/A
Boiler | B_First_Time_CH | Solid Fossil Room Heaters | ASHP/Gas Boiler Hybrid | 0-72 | High_D | 0.96 | 151.2 | N/A
Boiler | B_First_Time_CH | Solid Fossil Room Heaters | ASHP/Gas Boiler Hybrid | 0-72 | Low_D | 0.96 | 209.6 | N/A
Boiler | B_First_Time_CH | Solid Fossil Room Heaters | ASHP/Gas Boiler Hybrid | 0-72 | High_E | 0.96 | 280.9 | N/A
Boiler | B_First_Time_CH | Solid Fossil Room Heaters | ASHP/Gas Boiler Hybrid | 0-72 | Low_E | 0.96 | 349.5 | N/A
Boiler | B_First_Time_CH | Solid Fossil Room Heaters | ASHP/Gas Boiler Hybrid | 0-72 | High_F | 0.96 | 445.7 | N/A
Boiler | B_First_Time_CH | Solid Fossil Room Heaters | ASHP/Gas Boiler Hybrid | 0-72 | Low_F | 0.96 | 553 | N/A
Boiler | B_First_Time_CH | Solid Fossil Room Heaters | ASHP/Gas Boiler Hybrid | 0-72 | High_G | 0.96 | 703.7 | N/A
Boiler | B_First_Time_CH | Solid Fossil Room Heaters | ASHP/Gas Boiler Hybrid | 0-72 | Low_G | 0.96 | 876 | N/A
Boiler | B_First_Time_CH | Solid Fossil Room Heaters | ASHP/Gas Boiler Hybrid | 73-97 | High_D | 0.96 | 189.3 | N/A
Boiler | B_First_Time_CH | Solid Fossil Room Heaters | ASHP/Gas Boiler Hybrid | 73-97 | Low_D | 0.96 | 252.4 | N/A
Boiler | B_First_Time_CH | Solid Fossil Room Heaters | ASHP/Gas Boiler Hybrid | 73-97 | High_E | 0.96 | 329.5 | N/A
Boiler | B_First_Time_CH | Solid Fossil Room Heaters | ASHP/Gas Boiler Hybrid | 73-97 | Low_E | 0.96 | 403.6 | N/A
Boiler | B_First_Time_CH | Solid Fossil Room Heaters | ASHP/Gas Boiler Hybrid | 73-97 | High_F | 0.96 | 507.6 | N/A
Boiler | B_First_Time_CH | Solid Fossil Room Heaters | ASHP/Gas Boiler Hybrid | 73-97 | Low_F | 0.96 | 623.6 | N/A
Boiler | B_First_Time_CH | Solid Fossil Room Heaters | ASHP/Gas Boiler Hybrid | 73-97 | High_G | 0.96 | 786.5 | N/A
Boiler | B_First_Time_CH | Solid Fossil Room Heaters | ASHP/Gas Boiler Hybrid | 73-97 | Low_G | 0.96 | 972.7 | N/A
Boiler | B_First_Time_CH | Solid Fossil Room Heaters | ASHP/Gas Boiler Hybrid | 98-199 | High_D | 0.96 | 252.7 | N/A
Boiler | B_First_Time_CH | Solid Fossil Room Heaters | ASHP/Gas Boiler Hybrid | 98-199 | Low_D | 0.96 | 325.4 | N/A
Boiler | B_First_Time_CH | Solid Fossil Room Heaters | ASHP/Gas Boiler Hybrid | 98-199 | High_E | 0.96 | 414.1 | N/A
Boiler | B_First_Time_CH | Solid Fossil Room Heaters | ASHP/Gas Boiler Hybrid | 98-199 | Low_E | 0.96 | 499.4 | N/A
Boiler | B_First_Time_CH | Solid Fossil Room Heaters | ASHP/Gas Boiler Hybrid | 98-199 | High_F | 0.96 | 619.1 | N/A
Boiler | B_First_Time_CH | Solid Fossil Room Heaters | ASHP/Gas Boiler Hybrid | 98-199 | Low_F | 0.96 | 752.6 | N/A
Boiler | B_First_Time_CH | Solid Fossil Room Heaters | ASHP/Gas Boiler Hybrid | 98-199 | High_G | 0.96 | 940 | N/A
Boiler | B_First_Time_CH | Solid Fossil Room Heaters | ASHP/Gas Boiler Hybrid | 98-199 | Low_G | 0.96 | 1154.3 | N/A
Boiler | B_First_Time_CH | Solid Fossil Room Heaters | ASHP/Gas Boiler Hybrid | 200+ | High_D | 0.96 | 549.9 | N/A
Boiler | B_First_Time_CH | Solid Fossil Room Heaters | ASHP/Gas Boiler Hybrid | 200+ | Low_D | 0.96 | 676.8 | N/A
Boiler | B_First_Time_CH | Solid Fossil Room Heaters | ASHP/Gas Boiler Hybrid | 200+ | High_E | 0.96 | 835 | N/A
Boiler | B_First_Time_CH | Solid Fossil Room Heaters | ASHP/Gas Boiler Hybrid | 200+ | Low_E | 0.96 | 986.9 | N/A
Boiler | B_First_Time_CH | Solid Fossil Room Heaters | ASHP/Gas Boiler Hybrid | 200+ | High_F | 0.96 | 1200.2 | N/A
Boiler | B_First_Time_CH | Solid Fossil Room Heaters | ASHP/Gas Boiler Hybrid | 200+ | Low_F | 0.96 | 1438.2 | N/A
Boiler | B_First_Time_CH | Solid Fossil Room Heaters | ASHP/Gas Boiler Hybrid | 200+ | High_G | 0.96 | 1772.3 | N/A
Boiler | B_First_Time_CH | Solid Fossil Room Heaters | ASHP/Gas Boiler Hybrid | 200+ | Low_G | 0.96 | 2154.2 | N/A
Boiler | B_Upgrade_nopreHCs | Solid Fossil Boiler | ASHP/Gas Boiler Hybrid | 0-72 | High_D | 0.96 | 86.3 | N/A
Boiler | B_Upgrade_nopreHCs | Solid Fossil Boiler | ASHP/Gas Boiler Hybrid | 0-72 | Low_D | 0.96 | 131 | N/A
Boiler | B_Upgrade_nopreHCs | Solid Fossil Boiler | ASHP/Gas Boiler Hybrid | 0-72 | High_E | 0.96 | 185.7 | N/A
Boiler | B_Upgrade_nopreHCs | Solid Fossil Boiler | ASHP/Gas Boiler Hybrid | 0-72 | Low_E | 0.96 | 238.2 | N/A
Boiler | B_Upgrade_nopreHCs | Solid Fossil Boiler | ASHP/Gas Boiler Hybrid | 0-72 | High_F | 0.96 | 312 | N/A
Boiler | B_Upgrade_nopreHCs | Solid Fossil Boiler | ASHP/Gas Boiler Hybrid | 0-72 | Low_F | 0.96 | 394.2 | N/A
Boiler | B_Upgrade_nopreHCs | Solid Fossil Boiler | ASHP/Gas Boiler Hybrid | 0-72 | High_G | 0.96 | 509.7 | N/A
Boiler | B_Upgrade_nopreHCs | Solid Fossil Boiler | ASHP/Gas Boiler Hybrid | 0-72 | Low_G | 0.96 | 641.7 | N/A
Boiler | B_Upgrade_nopreHCs | Solid Fossil Boiler | ASHP/Gas Boiler Hybrid | 73-97 | High_D | 0.96 | 118.1 | N/A
Boiler | B_Upgrade_nopreHCs | Solid Fossil Boiler | ASHP/Gas Boiler Hybrid | 73-97 | Low_D | 0.96 | 166.5 | N/A
Boiler | B_Upgrade_nopreHCs | Solid Fossil Boiler | ASHP/Gas Boiler Hybrid | 73-97 | High_E | 0.96 | 225.6 | N/A
Boiler | B_Upgrade_nopreHCs | Solid Fossil Boiler | ASHP/Gas Boiler Hybrid | 73-97 | Low_E | 0.96 | 282.4 | N/A
Boiler | B_Upgrade_nopreHCs | Solid Fossil Boiler | ASHP/Gas Boiler Hybrid | 73-97 | High_F | 0.96 | 362.1 | N/A
Boiler | B_Upgrade_nopreHCs | Solid Fossil Boiler | ASHP/Gas Boiler Hybrid | 73-97 | Low_F | 0.96 | 451 | N/A
Boiler | B_Upgrade_nopreHCs | Solid Fossil Boiler | ASHP/Gas Boiler Hybrid | 73-97 | High_G | 0.96 | 575.8 | N/A
Boiler | B_Upgrade_nopreHCs | Solid Fossil Boiler | ASHP/Gas Boiler Hybrid | 73-97 | Low_G | 0.96 | 718.6 | N/A
Boiler | B_Upgrade_nopreHCs | Solid Fossil Boiler | ASHP/Gas Boiler Hybrid | 98-199 | High_D | 0.96 | 169.5 | N/A
Boiler | B_Upgrade_nopreHCs | Solid Fossil Boiler | ASHP/Gas Boiler Hybrid | 98-199 | Low_D | 0.96 | 225.2 | N/A
Boiler | B_Upgrade_nopreHCs | Solid Fossil Boiler | ASHP/Gas Boiler Hybrid | 98-199 | High_E | 0.96 | 293.2 | N/A
Boiler | B_Upgrade_nopreHCs | Solid Fossil Boiler | ASHP/Gas Boiler Hybrid | 98-199 | Low_E | 0.96 | 358.5 | N/A
Boiler | B_Upgrade_nopreHCs | Solid Fossil Boiler | ASHP/Gas Boiler Hybrid | 98-199 | High_F | 0.96 | 450.2 | N/A
Boiler | B_Upgrade_nopreHCs | Solid Fossil Boiler | ASHP/Gas Boiler Hybrid | 98-199 | Low_F | 0.96 | 552.6 | N/A
Boiler | B_Upgrade_nopreHCs | Solid Fossil Boiler | ASHP/Gas Boiler Hybrid | 98-199 | High_G | 0.96 | 696.2 | N/A
Boiler | B_Upgrade_nopreHCs | Solid Fossil Boiler | ASHP/Gas Boiler Hybrid | 98-199 | Low_G | 0.96 | 860.4 | N/A
Boiler | B_Upgrade_nopreHCs | Solid Fossil Boiler | ASHP/Gas Boiler Hybrid | 200+ | High_D | 0.96 | 397.2 | N/A
Boiler | B_Upgrade_nopreHCs | Solid Fossil Boiler | ASHP/Gas Boiler Hybrid | 200+ | Low_D | 0.96 | 494.5 | N/A
Boiler | B_Upgrade_nopreHCs | Solid Fossil Boiler | ASHP/Gas Boiler Hybrid | 200+ | High_E | 0.96 | 615.7 | N/A
Boiler | B_Upgrade_nopreHCs | Solid Fossil Boiler | ASHP/Gas Boiler Hybrid | 200+ | Low_E | 0.96 | 732.1 | N/A
Boiler | B_Upgrade_nopreHCs | Solid Fossil Boiler | ASHP/Gas Boiler Hybrid | 200+ | High_F | 0.96 | 895.6 | N/A
Boiler | B_Upgrade_nopreHCs | Solid Fossil Boiler | ASHP/Gas Boiler Hybrid | 200+ | Low_F | 0.96 | 1078 | N/A
Boiler | B_Upgrade_nopreHCs | Solid Fossil Boiler | ASHP/Gas Boiler Hybrid | 200+ | High_G | 0.96 | 1334 | N/A
Boiler | B_Upgrade_nopreHCs | Solid Fossil Boiler | ASHP/Gas Boiler Hybrid | 200+ | Low_G | 0.96 | 1626.7 | N/A
Boiler | B_Upgrade_nopreHCs | Electric Storage Heaters Responsiveness <=0.2 | ASHP/Gas Boiler Hybrid | 0-72 | High_D | 0.96 | 123 | N/A
Boiler | B_Upgrade_nopreHCs | Electric Storage Heaters Responsiveness <=0.2 | ASHP/Gas Boiler Hybrid | 0-72 | Low_D | 0.96 | 172.3 | N/A
Boiler | B_Upgrade_nopreHCs | Electric Storage Heaters Responsiveness <=0.2 | ASHP/Gas Boiler Hybrid | 0-72 | High_E | 0.96 | 232.4 | N/A
Boiler | B_Upgrade_nopreHCs | Electric Storage Heaters Responsiveness <=0.2 | ASHP/Gas Boiler Hybrid | 0-72 | Low_E | 0.96 | 290.2 | N/A
Boiler | B_Upgrade_nopreHCs | Electric Storage Heaters Responsiveness <=0.2 | ASHP/Gas Boiler Hybrid | 0-72 | High_F | 0.96 | 371.3 | N/A
Boiler | B_Upgrade_nopreHCs | Electric Storage Heaters Responsiveness <=0.2 | ASHP/Gas Boiler Hybrid | 0-72 | Low_F | 0.96 | 461.8 | N/A
Boiler | B_Upgrade_nopreHCs | Electric Storage Heaters Responsiveness <=0.2 | ASHP/Gas Boiler Hybrid | 0-72 | High_G | 0.96 | 588.9 | N/A
Boiler | B_Upgrade_nopreHCs | Electric Storage Heaters Responsiveness <=0.2 | ASHP/Gas Boiler Hybrid | 0-72 | Low_G | 0.96 | 734.1 | N/A
Boiler | B_Upgrade_nopreHCs | Electric Storage Heaters Responsiveness <=0.2 | ASHP/Gas Boiler Hybrid | 73-97 | High_D | 0.96 | 155.6 | N/A
Boiler | B_Upgrade_nopreHCs | Electric Storage Heaters Responsiveness <=0.2 | ASHP/Gas Boiler Hybrid | 73-97 | Low_D | 0.96 | 208.8 | N/A
Boiler | B_Upgrade_nopreHCs | Electric Storage Heaters Responsiveness <=0.2 | ASHP/Gas Boiler Hybrid | 73-97 | High_E | 0.96 | 273.8 | N/A
Boiler | B_Upgrade_nopreHCs | Electric Storage Heaters Responsiveness <=0.2 | ASHP/Gas Boiler Hybrid | 73-97 | Low_E | 0.96 | 336.2 | N/A
Boiler | B_Upgrade_nopreHCs | Electric Storage Heaters Responsiveness <=0.2 | ASHP/Gas Boiler Hybrid | 73-97 | High_F | 0.96 | 423.9 | N/A
Boiler | B_Upgrade_nopreHCs | Electric Storage Heaters Responsiveness <=0.2 | ASHP/Gas Boiler Hybrid | 73-97 | Low_F | 0.96 | 521.8 | N/A
Boiler | B_Upgrade_nopreHCs | Electric Storage Heaters Responsiveness <=0.2 | ASHP/Gas Boiler Hybrid | 73-97 | High_G | 0.96 | 659.1 | N/A
Boiler | B_Upgrade_nopreHCs | Electric Storage Heaters Responsiveness <=0.2 | ASHP/Gas Boiler Hybrid | 73-97 | Low_G | 0.96 | 816.1 | N/A
Boiler | B_Upgrade_nopreHCs | Electric Storage Heaters Responsiveness <=0.2 | ASHP/Gas Boiler Hybrid | 98-199 | High_D | 0.96 | 209.4 | N/A
Boiler | B_Upgrade_nopreHCs | Electric Storage Heaters Responsiveness <=0.2 | ASHP/Gas Boiler Hybrid | 98-199 | Low_D | 0.96 | 270.7 | N/A
Boiler | B_Upgrade_nopreHCs | Electric Storage Heaters Responsiveness <=0.2 | ASHP/Gas Boiler Hybrid | 98-199 | High_E | 0.96 | 345.5 | N/A
Boiler | B_Upgrade_nopreHCs | Electric Storage Heaters Responsiveness <=0.2 | ASHP/Gas Boiler Hybrid | 98-199 | Low_E | 0.96 | 417.4 | N/A
Boiler | B_Upgrade_nopreHCs | Electric Storage Heaters Responsiveness <=0.2 | ASHP/Gas Boiler Hybrid | 98-199 | High_F | 0.96 | 518.3 | N/A
Boiler | B_Upgrade_nopreHCs | Electric Storage Heaters Responsiveness <=0.2 | ASHP/Gas Boiler Hybrid | 98-199 | Low_F | 0.96 | 630.9 | N/A
Boiler | B_Upgrade_nopreHCs | Electric Storage Heaters Responsiveness <=0.2 | ASHP/Gas Boiler Hybrid | 98-199 | High_G | 0.96 | 788.9 | N/A
Boiler | B_Upgrade_nopreHCs | Electric Storage Heaters Responsiveness <=0.2 | ASHP/Gas Boiler Hybrid | 98-199 | Low_G | 0.96 | 969.5 | N/A
Boiler | B_Upgrade_nopreHCs | Electric Storage Heaters Responsiveness <=0.2 | ASHP/Gas Boiler Hybrid | 200+ | High_D | 0.96 | 460 | N/A
Boiler | B_Upgrade_nopreHCs | Electric Storage Heaters Responsiveness <=0.2 | ASHP/Gas Boiler Hybrid | 200+ | Low_D | 0.96 | 567 | N/A
Boiler | B_Upgrade_nopreHCs | Electric Storage Heaters Responsiveness <=0.2 | ASHP/Gas Boiler Hybrid | 200+ | High_E | 0.96 | 700.3 | N/A
Boiler | B_Upgrade_nopreHCs | Electric Storage Heaters Responsiveness <=0.2 | ASHP/Gas Boiler Hybrid | 200+ | Low_E | 0.96 | 828.4 | N/A
Boiler | B_Upgrade_nopreHCs | Electric Storage Heaters Responsiveness <=0.2 | ASHP/Gas Boiler Hybrid | 200+ | High_F | 0.96 | 1008.3 | N/A
Boiler | B_Upgrade_nopreHCs | Electric Storage Heaters Responsiveness <=0.2 | ASHP/Gas Boiler Hybrid | 200+ | Low_F | 0.96 | 1208.9 | N/A
Boiler | B_Upgrade_nopreHCs | Electric Storage Heaters Responsiveness <=0.2 | ASHP/Gas Boiler Hybrid | 200+ | High_G | 0.96 | 1490.5 | N/A
Boiler | B_Upgrade_nopreHCs | Electric Storage Heaters Responsiveness <=0.2 | ASHP/Gas Boiler Hybrid | 200+ | Low_G | 0.96 | 1812.5 | N/A
Boiler | B_Upgrade_nopreHCs | Electric Boiler | ASHP/Gas Boiler Hybrid | 0-72 | High_D | 0.96 | 302.7 | N/A
Boiler | B_Upgrade_nopreHCs | Electric Boiler | ASHP/Gas Boiler Hybrid | 0-72 | Low_D | 0.96 | 391.4 | N/A
Boiler | B_Upgrade_nopreHCs | Electric Boiler | ASHP/Gas Boiler Hybrid | 0-72 | High_E | 0.96 | 499.7 | N/A
Boiler | B_Upgrade_nopreHCs | Electric Boiler | ASHP/Gas Boiler Hybrid | 0-72 | Low_E | 0.96 | 603.8 | N/A
Boiler | B_Upgrade_nopreHCs | Electric Boiler | ASHP/Gas Boiler Hybrid | 0-72 | High_F | 0.96 | 749.9 | N/A
Boiler | B_Upgrade_nopreHCs | Electric Boiler | ASHP/Gas Boiler Hybrid | 0-72 | Low_F | 0.96 | 912.8 | N/A
Boiler | B_Upgrade_nopreHCs | Electric Boiler | ASHP/Gas Boiler Hybrid | 0-72 | High_G | 0.96 | 1141.5 | N/A
Boiler | B_Upgrade_nopreHCs | Electric Boiler | ASHP/Gas Boiler Hybrid | 0-72 | Low_G | 0.96 | 1403.1 | N/A
Boiler | B_Upgrade_nopreHCs | Electric Boiler | ASHP/Gas Boiler Hybrid | 73-97 | High_D | 0.96 | 353.9 | N/A
Boiler | B_Upgrade_nopreHCs | Electric Boiler | ASHP/Gas Boiler Hybrid | 73-97 | Low_D | 0.96 | 449.8 | N/A
Boiler | B_Upgrade_nopreHCs | Electric Boiler | ASHP/Gas Boiler Hybrid | 73-97 | High_E | 0.96 | 566.8 | N/A
Boiler | B_Upgrade_nopreHCs | Electric Boiler | ASHP/Gas Boiler Hybrid | 73-97 | Low_E | 0.96 | 679.3 | N/A
Boiler | B_Upgrade_nopreHCs | Electric Boiler | ASHP/Gas Boiler Hybrid | 73-97 | High_F | 0.96 | 837.2 | N/A
Boiler | B_Upgrade_nopreHCs | Electric Boiler | ASHP/Gas Boiler Hybrid | 73-97 | Low_F | 0.96 | 1013.3 | N/A
Boiler | B_Upgrade_nopreHCs | Electric Boiler | ASHP/Gas Boiler Hybrid | 73-97 | High_G | 0.96 | 1260.6 | N/A
Boiler | B_Upgrade_nopreHCs | Electric Boiler | ASHP/Gas Boiler Hybrid | 73-97 | Low_G | 0.96 | 1543.2 | N/A
Boiler | B_Upgrade_nopreHCs | Electric Boiler | ASHP/Gas Boiler Hybrid | 98-199 | High_D | 0.96 | 443.6 | N/A
Boiler | B_Upgrade_nopreHCs | Electric Boiler | ASHP/Gas Boiler Hybrid | 98-199 | Low_D | 0.96 | 553.9 | N/A
Boiler | B_Upgrade_nopreHCs | Electric Boiler | ASHP/Gas Boiler Hybrid | 98-199 | High_E | 0.96 | 688.6 | N/A
Boiler | B_Upgrade_nopreHCs | Electric Boiler | ASHP/Gas Boiler Hybrid | 98-199 | Low_E | 0.96 | 818 | N/A
Boiler | B_Upgrade_nopreHCs | Electric Boiler | ASHP/Gas Boiler Hybrid | 98-199 | High_F | 0.96 | 999.7 | N/A
Boiler | B_Upgrade_nopreHCs | Electric Boiler | ASHP/Gas Boiler Hybrid | 98-199 | Low_F | 0.96 | 1202.4 | N/A
Boiler | B_Upgrade_nopreHCs | Electric Boiler | ASHP/Gas Boiler Hybrid | 98-199 | High_G | 0.96 | 1486.9 | N/A
Boiler | B_Upgrade_nopreHCs | Electric Boiler | ASHP/Gas Boiler Hybrid | 98-199 | Low_G | 0.96 | 1812.3 | N/A
Boiler | B_Upgrade_nopreHCs | Electric Boiler | ASHP/Gas Boiler Hybrid | 200+ | High_D | 0.96 | 894.7 | N/A
Boiler | B_Upgrade_nopreHCs | Electric Boiler | ASHP/Gas Boiler Hybrid | 200+ | Low_D | 0.96 | 1087.4 | N/A
Boiler | B_Upgrade_nopreHCs | Electric Boiler | ASHP/Gas Boiler Hybrid | 200+ | High_E | 0.96 | 1327.5 | N/A
Boiler | B_Upgrade_nopreHCs | Electric Boiler | ASHP/Gas Boiler Hybrid | 200+ | Low_E | 0.96 | 1558.1 | N/A
Boiler | B_Upgrade_nopreHCs | Electric Boiler | ASHP/Gas Boiler Hybrid | 200+ | High_F | 0.96 | 1882 | N/A
Boiler | B_Upgrade_nopreHCs | Electric Boiler | ASHP/Gas Boiler Hybrid | 200+ | Low_F | 0.96 | 2243.3 | N/A
Boiler | B_Upgrade_nopreHCs | Electric Boiler | ASHP/Gas Boiler Hybrid | 200+ | High_G | 0.96 | 2750.3 | N/A
Boiler | B_Upgrade_nopreHCs | Electric Boiler | ASHP/Gas Boiler Hybrid | 200+ | Low_G | 0.96 | 3330.2 | N/A
Boiler | B_First_Time_CH | Electric Room Heaters | ASHP/Gas Boiler Hybrid | 0-72 | High_D | 0.96 | 295.1 | N/A
Boiler | B_First_Time_CH | Electric Room Heaters | ASHP/Gas Boiler Hybrid | 0-72 | Low_D | 0.96 | 383.8 | N/A
Boiler | B_First_Time_CH | Electric Room Heaters | ASHP/Gas Boiler Hybrid | 0-72 | High_E | 0.96 | 492.1 | N/A
Boiler | B_First_Time_CH | Electric Room Heaters | ASHP/Gas Boiler Hybrid | 0-72 | Low_E | 0.96 | 596.2 | N/A
Boiler | B_First_Time_CH | Electric Room Heaters | ASHP/Gas Boiler Hybrid | 0-72 | High_F | 0.96 | 742.3 | N/A
Boiler | B_First_Time_CH | Electric Room Heaters | ASHP/Gas Boiler Hybrid | 0-72 | Low_F | 0.96 | 905.2 | N/A
Boiler | B_First_Time_CH | Electric Room Heaters | ASHP/Gas Boiler Hybrid | 0-72 | High_G | 0.96 | 1133.9 | N/A
Boiler | B_First_Time_CH | Electric Room Heaters | ASHP/Gas Boiler Hybrid | 0-72 | Low_G | 0.96 | 1395.5 | N/A
Boiler | B_First_Time_CH | Electric Room Heaters | ASHP/Gas Boiler Hybrid | 73-97 | High_D | 0.96 | 347 | N/A
Boiler | B_First_Time_CH | Electric Room Heaters | ASHP/Gas Boiler Hybrid | 73-97 | Low_D | 0.96 | 442.9 | N/A
Boiler | B_First_Time_CH | Electric Room Heaters | ASHP/Gas Boiler Hybrid | 73-97 | High_E | 0.96 | 559.9 | N/A
Boiler | B_First_Time_CH | Electric Room Heaters | ASHP/Gas Boiler Hybrid | 73-97 | Low_E | 0.96 | 672.4 | N/A
Boiler | B_First_Time_CH | Electric Room Heaters | ASHP/Gas Boiler Hybrid | 73-97 | High_F | 0.96 | 830.3 | N/A
Boiler | B_First_Time_CH | Electric Room Heaters | ASHP/Gas Boiler Hybrid | 73-97 | Low_F | 0.96 | 1006.4 | N/A
Boiler | B_First_Time_CH | Electric Room Heaters | ASHP/Gas Boiler Hybrid | 73-97 | High_G | 0.96 | 1253.6 | N/A
Boiler | B_First_Time_CH | Electric Room Heaters | ASHP/Gas Boiler Hybrid | 73-97 | Low_G | 0.96 | 1536.3 | N/A
Boiler | B_First_Time_CH | Electric Room Heaters | ASHP/Gas Boiler Hybrid | 98-199 | High_D | 0.96 | 437.3 | N/A
Boiler | B_First_Time_CH | Electric Room Heaters | ASHP/Gas Boiler Hybrid | 98-199 | Low_D | 0.96 | 547.7 | N/A
Boiler | B_First_Time_CH | Electric Room Heaters | ASHP/Gas Boiler Hybrid | 98-199 | High_E | 0.96 | 682.4 | N/A
Boiler | B_First_Time_CH | Electric Room Heaters | ASHP/Gas Boiler Hybrid | 98-199 | Low_E | 0.96 | 811.8 | N/A
Boiler | B_First_Time_CH | Electric Room Heaters | ASHP/Gas Boiler Hybrid | 98-199 | High_F | 0.96 | 993.5 | N/A
Boiler | B_First_Time_CH | Electric Room Heaters | ASHP/Gas Boiler Hybrid | 98-199 | Low_F | 0.96 | 1196.2 | N/A
Boiler | B_First_Time_CH | Electric Room Heaters | ASHP/Gas Boiler Hybrid | 98-199 | High_G | 0.96 | 1480.7 | N/A
Boiler | B_First_Time_CH | Electric Room Heaters | ASHP/Gas Boiler Hybrid | 98-199 | Low_G | 0.96 | 1806.1 | N/A
Boiler | B_First_Time_CH | Electric Room Heaters | ASHP/Gas Boiler Hybrid | 200+ | High_D | 0.96 | 888.5 | N/A
Boiler | B_First_Time_CH | Electric Room Heaters | ASHP/Gas Boiler Hybrid | 200+ | Low_D | 0.96 | 1081.2 | N/A
Boiler | B_First_Time_CH | Electric Room Heaters | ASHP/Gas Boiler Hybrid | 200+ | High_E | 0.96 | 1321.3 | N/A
Boiler | B_First_Time_CH | Electric Room Heaters | ASHP/Gas Boiler Hybrid | 200+ | Low_E | 0.96 | 1551.9 | N/A
Boiler | B_First_Time_CH | Electric Room Heaters | ASHP/Gas Boiler Hybrid | 200+ | High_F | 0.96 | 1875.8 | N/A
Boiler | B_First_Time_CH | Electric Room Heaters | ASHP/Gas Boiler Hybrid | 200+ | Low_F | 0.96 | 2237.1 | N/A
Boiler | B_First_Time_CH | Electric Room Heaters | ASHP/Gas Boiler Hybrid | 200+ | High_G | 0.96 | 2744.1 | N/A
Boiler | B_First_Time_CH | Electric Room Heaters | ASHP/Gas Boiler Hybrid | 200+ | Low_G | 0.96 | 3324 | N/A
Boiler | B_Upgrade_nopreHCs | Biomass Boiler | ASHP/Gas Boiler Hybrid | 0-72 | High_D | 0.96 | 0 | N/A
Boiler | B_Upgrade_nopreHCs | Biomass Boiler | ASHP/Gas Boiler Hybrid | 0-72 | Low_D | 0.96 | 0 | N/A
Boiler | B_Upgrade_nopreHCs | Biomass Boiler | ASHP/Gas Boiler Hybrid | 0-72 | High_E | 0.96 | 17.1 | N/A
Boiler | B_Upgrade_nopreHCs | Biomass Boiler | ASHP/Gas Boiler Hybrid | 0-72 | Low_E | 0.96 | 41.3 | N/A
Boiler | B_Upgrade_nopreHCs | Biomass Boiler | ASHP/Gas Boiler Hybrid | 0-72 | High_F | 0.96 | 75.2 | N/A
Boiler | B_Upgrade_nopreHCs | Biomass Boiler | ASHP/Gas Boiler Hybrid | 0-72 | Low_F | 0.96 | 113.1 | N/A
Boiler | B_Upgrade_nopreHCs | Biomass Boiler | ASHP/Gas Boiler Hybrid | 0-72 | High_G | 0.96 | 166.2 | N/A
Boiler | B_Upgrade_nopreHCs | Biomass Boiler | ASHP/Gas Boiler Hybrid | 0-72 | Low_G | 0.96 | 227 | N/A
Boiler | B_Upgrade_nopreHCs | Biomass Boiler | ASHP/Gas Boiler Hybrid | 73-97 | High_D | 0.96 | 0 | N/A
Boiler | B_Upgrade_nopreHCs | Biomass Boiler | ASHP/Gas Boiler Hybrid | 73-97 | Low_D | 0.96 | 14.5 | N/A
Boiler | B_Upgrade_nopreHCs | Biomass Boiler | ASHP/Gas Boiler Hybrid | 73-97 | High_E | 0.96 | 41.7 | N/A
Boiler | B_Upgrade_nopreHCs | Biomass Boiler | ASHP/Gas Boiler Hybrid | 73-97 | Low_E | 0.96 | 67.8 | N/A
Boiler | B_Upgrade_nopreHCs | Biomass Boiler | ASHP/Gas Boiler Hybrid | 73-97 | High_F | 0.96 | 104.5 | N/A
Boiler | B_Upgrade_nopreHCs | Biomass Boiler | ASHP/Gas Boiler Hybrid | 73-97 | Low_F | 0.96 | 145.5 | N/A
Boiler | B_Upgrade_nopreHCs | Biomass Boiler | ASHP/Gas Boiler Hybrid | 73-97 | High_G | 0.96 | 202.9 | N/A
Boiler | B_Upgrade_nopreHCs | Biomass Boiler | ASHP/Gas Boiler Hybrid | 73-97 | Low_G | 0.96 | 268.6 | N/A
Boiler | B_Upgrade_nopreHCs | Biomass Boiler | ASHP/Gas Boiler Hybrid | 98-199 | High_D | 0.96 | 22.1 | N/A
Boiler | B_Upgrade_nopreHCs | Biomass Boiler | ASHP/Gas Boiler Hybrid | 98-199 | Low_D | 0.96 | 47.7 | N/A
Boiler | B_Upgrade_nopreHCs | Biomass Boiler | ASHP/Gas Boiler Hybrid | 98-199 | High_E | 0.96 | 79 | N/A
Boiler | B_Upgrade_nopreHCs | Biomass Boiler | ASHP/Gas Boiler Hybrid | 98-199 | Low_E | 0.96 | 109.1 | N/A
Boiler | B_Upgrade_nopreHCs | Biomass Boiler | ASHP/Gas Boiler Hybrid | 98-199 | High_F | 0.96 | 151.3 | N/A
Boiler | B_Upgrade_nopreHCs | Biomass Boiler | ASHP/Gas Boiler Hybrid | 98-199 | Low_F | 0.96 | 198.4 | N/A
Boiler | B_Upgrade_nopreHCs | Biomass Boiler | ASHP/Gas Boiler Hybrid | 98-199 | High_G | 0.96 | 264.5 | N/A
Boiler | B_Upgrade_nopreHCs | Biomass Boiler | ASHP/Gas Boiler Hybrid | 98-199 | Low_G | 0.96 | 340.1 | N/A
Boiler | B_Upgrade_nopreHCs | Biomass Boiler | ASHP/Gas Boiler Hybrid | 200+ | High_D | 0.96 | 126.9 | N/A
Boiler | B_Upgrade_nopreHCs | Biomass Boiler | ASHP/Gas Boiler Hybrid | 200+ | Low_D | 0.96 | 171.7 | N/A
Boiler | B_Upgrade_nopreHCs | Biomass Boiler | ASHP/Gas Boiler Hybrid | 200+ | High_E | 0.96 | 227.5 | N/A
Boiler | B_Upgrade_nopreHCs | Biomass Boiler | ASHP/Gas Boiler Hybrid | 200+ | Low_E | 0.96 | 281.1 | N/A
Boiler | B_Upgrade_nopreHCs | Biomass Boiler | ASHP/Gas Boiler Hybrid | 200+ | High_F | 0.96 | 356.3 | N/A
Boiler | B_Upgrade_nopreHCs | Biomass Boiler | ASHP/Gas Boiler Hybrid | 200+ | Low_F | 0.96 | 440.3 | N/A
Boiler | B_Upgrade_nopreHCs | Biomass Boiler | ASHP/Gas Boiler Hybrid | 200+ | High_G | 0.96 | 558.1 | N/A
Boiler | B_Upgrade_nopreHCs | Biomass Boiler | ASHP/Gas Boiler Hybrid | 200+ | Low_G | 0.96 | 692.9 | N/A
Boiler | B_First_Time_CH | Gas Fire with Back Boiler | ASHP/Gas Boiler Hybrid | 0-72 | High_D | 0.96 | 205.5 | N/A
Boiler | B_First_Time_CH | Gas Fire with Back Boiler | ASHP/Gas Boiler Hybrid | 0-72 | Low_D | 0.96 | 260.2 | N/A
Boiler | B_First_Time_CH | Gas Fire with Back Boiler | ASHP/Gas Boiler Hybrid | 0-72 | High_E | 0.96 | 326.9 | N/A
Boiler | B_First_Time_CH | Gas Fire with Back Boiler | ASHP/Gas Boiler Hybrid | 0-72 | Low_E | 0.96 | 391.1 | N/A
Boiler | B_First_Time_CH | Gas Fire with Back Boiler | ASHP/Gas Boiler Hybrid | 0-72 | High_F | 0.96 | 481.2 | N/A
Boiler | B_First_Time_CH | Gas Fire with Back Boiler | ASHP/Gas Boiler Hybrid | 0-72 | Low_F | 0.96 | 581.7 | N/A
Boiler | B_First_Time_CH | Gas Fire with Back Boiler | ASHP/Gas Boiler Hybrid | 0-72 | High_G | 0.96 | 722.7 | N/A
Boiler | B_First_Time_CH | Gas Fire with Back Boiler | ASHP/Gas Boiler Hybrid | 0-72 | Low_G | 0.96 | 884 | N/A
Boiler | B_First_Time_CH | Gas Fire with Back Boiler | ASHP/Gas Boiler Hybrid | 73-97 | High_D | 0.96 | 235.3 | N/A
Boiler | B_First_Time_CH | Gas Fire with Back Boiler | ASHP/Gas Boiler Hybrid | 73-97 | Low_D | 0.96 | 294.4 | N/A
Boiler | B_First_Time_CH | Gas Fire with Back Boiler | ASHP/Gas Boiler Hybrid | 73-97 | High_E | 0.96 | 366.6 | N/A
Boiler | B_First_Time_CH | Gas Fire with Back Boiler | ASHP/Gas Boiler Hybrid | 73-97 | Low_E | 0.96 | 436 | N/A
Boiler | B_First_Time_CH | Gas Fire with Back Boiler | ASHP/Gas Boiler Hybrid | 73-97 | High_F | 0.96 | 533.4 | N/A
Boiler | B_First_Time_CH | Gas Fire with Back Boiler | ASHP/Gas Boiler Hybrid | 73-97 | Low_F | 0.96 | 642 | N/A
Boiler | B_First_Time_CH | Gas Fire with Back Boiler | ASHP/Gas Boiler Hybrid | 73-97 | High_G | 0.96 | 794.4 | N/A
Boiler | B_First_Time_CH | Gas Fire with Back Boiler | ASHP/Gas Boiler Hybrid | 73-97 | Low_G | 0.96 | 968.8 | N/A
Boiler | B_First_Time_CH | Gas Fire with Back Boiler | ASHP/Gas Boiler Hybrid | 98-199 | High_D | 0.96 | 288.9 | N/A
Boiler | B_First_Time_CH | Gas Fire with Back Boiler | ASHP/Gas Boiler Hybrid | 98-199 | Low_D | 0.96 | 356.9 | N/A
Boiler | B_First_Time_CH | Gas Fire with Back Boiler | ASHP/Gas Boiler Hybrid | 98-199 | High_E | 0.96 | 440 | N/A
Boiler | B_First_Time_CH | Gas Fire with Back Boiler | ASHP/Gas Boiler Hybrid | 98-199 | Low_E | 0.96 | 519.8 | N/A
Boiler | B_First_Time_CH | Gas Fire with Back Boiler | ASHP/Gas Boiler Hybrid | 98-199 | High_F | 0.96 | 631.9 | N/A
Boiler | B_First_Time_CH | Gas Fire with Back Boiler | ASHP/Gas Boiler Hybrid | 98-199 | Low_F | 0.96 | 756.9 | N/A
Boiler | B_First_Time_CH | Gas Fire with Back Boiler | ASHP/Gas Boiler Hybrid | 98-199 | High_G | 0.96 | 932.4 | N/A
Boiler | B_First_Time_CH | Gas Fire with Back Boiler | ASHP/Gas Boiler Hybrid | 98-199 | Low_G | 0.96 | 1133 | N/A
Boiler | B_First_Time_CH | Gas Fire with Back Boiler | ASHP/Gas Boiler Hybrid | 200+ | High_D | 0.96 | 567.1 | N/A
Boiler | B_First_Time_CH | Gas Fire with Back Boiler | ASHP/Gas Boiler Hybrid | 200+ | Low_D | 0.96 | 685.9 | N/A
Boiler | B_First_Time_CH | Gas Fire with Back Boiler | ASHP/Gas Boiler Hybrid | 200+ | High_E | 0.96 | 834 | N/A
Boiler | B_First_Time_CH | Gas Fire with Back Boiler | ASHP/Gas Boiler Hybrid | 200+ | Low_E | 0.96 | 976.2 | N/A
Boiler | B_First_Time_CH | Gas Fire with Back Boiler | ASHP/Gas Boiler Hybrid | 200+ | High_F | 0.96 | 1176 | N/A
Boiler | B_First_Time_CH | Gas Fire with Back Boiler | ASHP/Gas Boiler Hybrid | 200+ | Low_F | 0.96 | 1398.8 | N/A
Boiler | B_First_Time_CH | Gas Fire with Back Boiler | ASHP/Gas Boiler Hybrid | 200+ | High_G | 0.96 | 1711.5 | N/A
Boiler | B_First_Time_CH | Gas Fire with Back Boiler | ASHP/Gas Boiler Hybrid | 200+ | Low_G | 0.96 | 2069.1 | N/A
Boiler | B_First_Time_CH | Gas Room Heaters | ASHP/Gas Boiler Hybrid | 0-72 | High_D | 0.96 | 151.4 | N/A
Boiler | B_First_Time_CH | Gas Room Heaters | ASHP/Gas Boiler Hybrid | 0-72 | Low_D | 0.96 | 191.7 | N/A
Boiler | B_First_Time_CH | Gas Room Heaters | ASHP/Gas Boiler Hybrid | 0-72 | High_E | 0.96 | 240.9 | N/A
Boiler | B_First_Time_CH | Gas Room Heaters | ASHP/Gas Boiler Hybrid | 0-72 | Low_E | 0.96 | 288.2 | N/A
Boiler | B_First_Time_CH | Gas Room Heaters | ASHP/Gas Boiler Hybrid | 0-72 | High_F | 0.96 | 354.6 | N/A
Boiler | B_First_Time_CH | Gas Room Heaters | ASHP/Gas Boiler Hybrid | 0-72 | Low_F | 0.96 | 428.6 | N/A
Boiler | B_First_Time_CH | Gas Room Heaters | ASHP/Gas Boiler Hybrid | 0-72 | High_G | 0.96 | 532.5 | N/A
Boiler | B_First_Time_CH | Gas Room Heaters | ASHP/Gas Boiler Hybrid | 0-72 | Low_G | 0.96 | 651.4 | N/A
Boiler | B_First_Time_CH | Gas Room Heaters | ASHP/Gas Boiler Hybrid | 73-97 | High_D | 0.96 | 173.4 | N/A
Boiler | B_First_Time_CH | Gas Room Heaters | ASHP/Gas Boiler Hybrid | 73-97 | Low_D | 0.96 | 216.9 | N/A
Boiler | B_First_Time_CH | Gas Room Heaters | ASHP/Gas Boiler Hybrid | 73-97 | High_E | 0.96 | 270.1 | N/A
Boiler | B_First_Time_CH | Gas Room Heaters | ASHP/Gas Boiler Hybrid | 73-97 | Low_E | 0.96 | 321.2 | N/A
Boiler | B_First_Time_CH | Gas Room Heaters | ASHP/Gas Boiler Hybrid | 73-97 | High_F | 0.96 | 393 | N/A
Boiler | B_First_Time_CH | Gas Room Heaters | ASHP/Gas Boiler Hybrid | 73-97 | Low_F | 0.96 | 473 | N/A
Boiler | B_First_Time_CH | Gas Room Heaters | ASHP/Gas Boiler Hybrid | 73-97 | High_G | 0.96 | 585.4 | N/A
Boiler | B_First_Time_CH | Gas Room Heaters | ASHP/Gas Boiler Hybrid | 73-97 | Low_G | 0.96 | 713.8 | N/A
Boiler | B_First_Time_CH | Gas Room Heaters | ASHP/Gas Boiler Hybrid | 98-199 | High_D | 0.96 | 212.9 | N/A
Boiler | B_First_Time_CH | Gas Room Heaters | ASHP/Gas Boiler Hybrid | 98-199 | Low_D | 0.96 | 263 | N/A
Boiler | B_First_Time_CH | Gas Room Heaters | ASHP/Gas Boiler Hybrid | 98-199 | High_E | 0.96 | 324.2 | N/A
Boiler | B_First_Time_CH | Gas Room Heaters | ASHP/Gas Boiler Hybrid | 98-199 | Low_E | 0.96 | 383 | N/A
Boiler | B_First_Time_CH | Gas Room Heaters | ASHP/Gas Boiler Hybrid | 98-199 | High_F | 0.96 | 465.6 | N/A
Boiler | B_First_Time_CH | Gas Room Heaters | ASHP/Gas Boiler Hybrid | 98-199 | Low_F | 0.96 | 557.7 | N/A
Boiler | B_First_Time_CH | Gas Room Heaters | ASHP/Gas Boiler Hybrid | 98-199 | High_G | 0.96 | 687 | N/A
Boiler | B_First_Time_CH | Gas Room Heaters | ASHP/Gas Boiler Hybrid | 98-199 | Low_G | 0.96 | 834.8 | N/A
Boiler | B_First_Time_CH | Gas Room Heaters | ASHP/Gas Boiler Hybrid | 200+ | High_D | 0.96 | 417.9 | N/A
Boiler | B_First_Time_CH | Gas Room Heaters | ASHP/Gas Boiler Hybrid | 200+ | Low_D | 0.96 | 505.4 | N/A
Boiler | B_First_Time_CH | Gas Room Heaters | ASHP/Gas Boiler Hybrid | 200+ | High_E | 0.96 | 614.5 | N/A
Boiler | B_First_Time_CH | Gas Room Heaters | ASHP/Gas Boiler Hybrid | 200+ | Low_E | 0.96 | 719.3 | N/A
Boiler | B_First_Time_CH | Gas Room Heaters | ASHP/Gas Boiler Hybrid | 200+ | High_F | 0.96 | 866.5 | N/A
Boiler | B_First_Time_CH | Gas Room Heaters | ASHP/Gas Boiler Hybrid | 200+ | Low_F | 0.96 | 1030.7 | N/A
Boiler | B_First_Time_CH | Gas Room Heaters | ASHP/Gas Boiler Hybrid | 200+ | High_G | 0.96 | 1261.1 | N/A
Boiler | B_First_Time_CH | Gas Room Heaters | ASHP/Gas Boiler Hybrid | 200+ | Low_G | 0.96 | 1524.6 | N/A
Boiler | B_Upgrade_nopreHCs | Gas Back Boiler to Radiators | ASHP/Gas Boiler Hybrid | 0-72 | High_D | 0.96 | 118.9 | N/A
Boiler | B_Upgrade_nopreHCs | Gas Back Boiler to Radiators | ASHP/Gas Boiler Hybrid | 0-72 | Low_D | 0.96 | 150.6 | N/A
Boiler | B_Upgrade_nopreHCs | Gas Back Boiler to Radiators | ASHP/Gas Boiler Hybrid | 0-72 | High_E | 0.96 | 189.3 | N/A
Boiler | B_Upgrade_nopreHCs | Gas Back Boiler to Radiators | ASHP/Gas Boiler Hybrid | 0-72 | Low_E | 0.96 | 226.4 | N/A
Boiler | B_Upgrade_nopreHCs | Gas Back Boiler to Radiators | ASHP/Gas Boiler Hybrid | 0-72 | High_F | 0.96 | 278.6 | N/A
Boiler | B_Upgrade_nopreHCs | Gas Back Boiler to Radiators | ASHP/Gas Boiler Hybrid | 0-72 | Low_F | 0.96 | 336.8 | N/A
Boiler | B_Upgrade_nopreHCs | Gas Back Boiler to Radiators | ASHP/Gas Boiler Hybrid | 0-72 | High_G | 0.96 | 418.4 | N/A
Boiler | B_Upgrade_nopreHCs | Gas Back Boiler to Radiators | ASHP/Gas Boiler Hybrid | 0-72 | Low_G | 0.96 | 511.8 | N/A
Boiler | B_Upgrade_nopreHCs | Gas Back Boiler to Radiators | ASHP/Gas Boiler Hybrid | 73-97 | High_D | 0.96 | 136.2 | N/A
Boiler | B_Upgrade_nopreHCs | Gas Back Boiler to Radiators | ASHP/Gas Boiler Hybrid | 73-97 | Low_D | 0.96 | 170.5 | N/A
Boiler | B_Upgrade_nopreHCs | Gas Back Boiler to Radiators | ASHP/Gas Boiler Hybrid | 73-97 | High_E | 0.96 | 212.3 | N/A
Boiler | B_Upgrade_nopreHCs | Gas Back Boiler to Radiators | ASHP/Gas Boiler Hybrid | 73-97 | Low_E | 0.96 | 252.4 | N/A
Boiler | B_Upgrade_nopreHCs | Gas Back Boiler to Radiators | ASHP/Gas Boiler Hybrid | 73-97 | High_F | 0.96 | 308.8 | N/A
Boiler | B_Upgrade_nopreHCs | Gas Back Boiler to Radiators | ASHP/Gas Boiler Hybrid | 73-97 | Low_F | 0.96 | 371.7 | N/A
Boiler | B_Upgrade_nopreHCs | Gas Back Boiler to Radiators | ASHP/Gas Boiler Hybrid | 73-97 | High_G | 0.96 | 459.9 | N/A
Boiler | B_Upgrade_nopreHCs | Gas Back Boiler to Radiators | ASHP/Gas Boiler Hybrid | 73-97 | Low_G | 0.96 | 560.9 | N/A
Boiler | B_Upgrade_nopreHCs | Gas Back Boiler to Radiators | ASHP/Gas Boiler Hybrid | 98-199 | High_D | 0.96 | 167.3 | N/A
Boiler | B_Upgrade_nopreHCs | Gas Back Boiler to Radiators | ASHP/Gas Boiler Hybrid | 98-199 | Low_D | 0.96 | 206.7 | N/A
Boiler | B_Upgrade_nopreHCs | Gas Back Boiler to Radiators | ASHP/Gas Boiler Hybrid | 98-199 | High_E | 0.96 | 254.7 | N/A
Boiler | B_Upgrade_nopreHCs | Gas Back Boiler to Radiators | ASHP/Gas Boiler Hybrid | 98-199 | Low_E | 0.96 | 300.9 | N/A
Boiler | B_Upgrade_nopreHCs | Gas Back Boiler to Radiators | ASHP/Gas Boiler Hybrid | 98-199 | High_F | 0.96 | 365.8 | N/A
Boiler | B_Upgrade_nopreHCs | Gas Back Boiler to Radiators | ASHP/Gas Boiler Hybrid | 98-199 | Low_F | 0.96 | 438.2 | N/A
Boiler | B_Upgrade_nopreHCs | Gas Back Boiler to Radiators | ASHP/Gas Boiler Hybrid | 98-199 | High_G | 0.96 | 539.8 | N/A
Boiler | B_Upgrade_nopreHCs | Gas Back Boiler to Radiators | ASHP/Gas Boiler Hybrid | 98-199 | Low_G | 0.96 | 655.9 | N/A
Boiler | B_Upgrade_nopreHCs | Gas Back Boiler to Radiators | ASHP/Gas Boiler Hybrid | 200+ | High_D | 0.96 | 328.3 | N/A
Boiler | B_Upgrade_nopreHCs | Gas Back Boiler to Radiators | ASHP/Gas Boiler Hybrid | 200+ | Low_D | 0.96 | 397.1 | N/A
Boiler | B_Upgrade_nopreHCs | Gas Back Boiler to Radiators | ASHP/Gas Boiler Hybrid | 200+ | High_E | 0.96 | 482.8 | N/A
Boiler | B_Upgrade_nopreHCs | Gas Back Boiler to Radiators | ASHP/Gas Boiler Hybrid | 200+ | Low_E | 0.96 | 565.2 | N/A
Boiler | B_Upgrade_nopreHCs | Gas Back Boiler to Radiators | ASHP/Gas Boiler Hybrid | 200+ | High_F | 0.96 | 680.8 | N/A
Boiler | B_Upgrade_nopreHCs | Gas Back Boiler to Radiators | ASHP/Gas Boiler Hybrid | 200+ | Low_F | 0.96 | 809.8 | N/A
Boiler | B_Upgrade_nopreHCs | Gas Back Boiler to Radiators | ASHP/Gas Boiler Hybrid | 200+ | High_G | 0.96 | 990.9 | N/A
Boiler | B_Upgrade_nopreHCs | Gas Back Boiler to Radiators | ASHP/Gas Boiler Hybrid | 200+ | Low_G | 0.96 | 1197.9 | N/A
Boiler | B_Upgrade_nopreHCs | Non Condensing Oil Boiler | ASHP/Gas Boiler Hybrid | 0-72 | High_D | 0.96 | 125.4 | N/A
Boiler | B_Upgrade_nopreHCs | Non Condensing Oil Boiler | ASHP/Gas Boiler Hybrid | 0-72 | Low_D | 0.96 | 178.4 | N/A
Boiler | B_Upgrade_nopreHCs | Non Condensing Oil Boiler | ASHP/Gas Boiler Hybrid | 0-72 | High_E | 0.96 | 243.1 | N/A
Boiler | B_Upgrade_nopreHCs | Non Condensing Oil Boiler | ASHP/Gas Boiler Hybrid | 0-72 | Low_E | 0.96 | 305.3 | N/A
Boiler | B_Upgrade_nopreHCs | Non Condensing Oil Boiler | ASHP/Gas Boiler Hybrid | 0-72 | High_F | 0.96 | 392.6 | N/A
Boiler | B_Upgrade_nopreHCs | Non Condensing Oil Boiler | ASHP/Gas Boiler Hybrid | 0-72 | Low_F | 0.96 | 490 | N/A
Boiler | B_Upgrade_nopreHCs | Non Condensing Oil Boiler | ASHP/Gas Boiler Hybrid | 0-72 | High_G | 0.96 | 626.7 | N/A
Boiler | B_Upgrade_nopreHCs | Non Condensing Oil Boiler | ASHP/Gas Boiler Hybrid | 0-72 | Low_G | 0.96 | 783 | N/A
Boiler | B_Upgrade_nopreHCs | Non Condensing Oil Boiler | ASHP/Gas Boiler Hybrid | 73-97 | High_D | 0.96 | 161 | N/A
Boiler | B_Upgrade_nopreHCs | Non Condensing Oil Boiler | ASHP/Gas Boiler Hybrid | 73-97 | Low_D | 0.96 | 218.3 | N/A
Boiler | B_Upgrade_nopreHCs | Non Condensing Oil Boiler | ASHP/Gas Boiler Hybrid | 73-97 | High_E | 0.96 | 288.3 | N/A
Boiler | B_Upgrade_nopreHCs | Non Condensing Oil Boiler | ASHP/Gas Boiler Hybrid | 73-97 | Low_E | 0.96 | 355.5 | N/A
Boiler | B_Upgrade_nopreHCs | Non Condensing Oil Boiler | ASHP/Gas Boiler Hybrid | 73-97 | High_F | 0.96 | 449.8 | N/A
Boiler | B_Upgrade_nopreHCs | Non Condensing Oil Boiler | ASHP/Gas Boiler Hybrid | 73-97 | Low_F | 0.96 | 555.1 | N/A
Boiler | B_Upgrade_nopreHCs | Non Condensing Oil Boiler | ASHP/Gas Boiler Hybrid | 73-97 | High_G | 0.96 | 702.9 | N/A
Boiler | B_Upgrade_nopreHCs | Non Condensing Oil Boiler | ASHP/Gas Boiler Hybrid | 73-97 | Low_G | 0.96 | 871.8 | N/A
Boiler | B_Upgrade_nopreHCs | Non Condensing Oil Boiler | ASHP/Gas Boiler Hybrid | 98-199 | High_D | 0.96 | 219.7 | N/A
Boiler | B_Upgrade_nopreHCs | Non Condensing Oil Boiler | ASHP/Gas Boiler Hybrid | 98-199 | Low_D | 0.96 | 285.6 | N/A
Boiler | B_Upgrade_nopreHCs | Non Condensing Oil Boiler | ASHP/Gas Boiler Hybrid | 98-199 | High_E | 0.96 | 366.1 | N/A
Boiler | B_Upgrade_nopreHCs | Non Condensing Oil Boiler | ASHP/Gas Boiler Hybrid | 98-199 | Low_E | 0.96 | 443.4 | N/A
Boiler | B_Upgrade_nopreHCs | Non Condensing Oil Boiler | ASHP/Gas Boiler Hybrid | 98-199 | High_F | 0.96 | 552 | N/A
Boiler | B_Upgrade_nopreHCs | Non Condensing Oil Boiler | ASHP/Gas Boiler Hybrid | 98-199 | Low_F | 0.96 | 673.2 | N/A
Boiler | B_Upgrade_nopreHCs | Non Condensing Oil Boiler | ASHP/Gas Boiler Hybrid | 98-199 | High_G | 0.96 | 843.2 | N/A
Boiler | B_Upgrade_nopreHCs | Non Condensing Oil Boiler | ASHP/Gas Boiler Hybrid | 98-199 | Low_G | 0.96 | 1037.6 | N/A
Boiler | B_Upgrade_nopreHCs | Non Condensing Oil Boiler | ASHP/Gas Boiler Hybrid | 200+ | High_D | 0.96 | 489.3 | N/A
Boiler | B_Upgrade_nopreHCs | Non Condensing Oil Boiler | ASHP/Gas Boiler Hybrid | 200+ | Low_D | 0.96 | 604.4 | N/A
Boiler | B_Upgrade_nopreHCs | Non Condensing Oil Boiler | ASHP/Gas Boiler Hybrid | 200+ | High_E | 0.96 | 747.9 | N/A
Boiler | B_Upgrade_nopreHCs | Non Condensing Oil Boiler | ASHP/Gas Boiler Hybrid | 200+ | Low_E | 0.96 | 885.7 | N/A
Boiler | B_Upgrade_nopreHCs | Non Condensing Oil Boiler | ASHP/Gas Boiler Hybrid | 200+ | High_F | 0.96 | 1079.3 | N/A
Boiler | B_Upgrade_nopreHCs | Non Condensing Oil Boiler | ASHP/Gas Boiler Hybrid | 200+ | Low_F | 0.96 | 1295.2 | N/A
Boiler | B_Upgrade_nopreHCs | Non Condensing Oil Boiler | ASHP/Gas Boiler Hybrid | 200+ | High_G | 0.96 | 1598.2 | N/A
Boiler | B_Upgrade_nopreHCs | Non Condensing Oil Boiler | ASHP/Gas Boiler Hybrid | 200+ | Low_G | 0.96 | 1944.8 | N/A
Boiler | B_Upgrade_nopreHCs | Condensing Oil Boiler | ASHP/Gas Boiler Hybrid | 0-72 | High_D | 0.96 | 81.6 | N/A
Boiler | B_Upgrade_nopreHCs | Condensing Oil Boiler | ASHP/Gas Boiler Hybrid | 0-72 | Low_D | 0.96 | 125.4 | N/A
Boiler | B_Upgrade_nopreHCs | Condensing Oil Boiler | ASHP/Gas Boiler Hybrid | 0-72 | High_E | 0.96 | 178.9 | N/A
Boiler | B_Upgrade_nopreHCs | Condensing Oil Boiler | ASHP/Gas Boiler Hybrid | 0-72 | Low_E | 0.96 | 230.2 | N/A
Boiler | B_Upgrade_nopreHCs | Condensing Oil Boiler | ASHP/Gas Boiler Hybrid | 0-72 | High_F | 0.96 | 302.4 | N/A
Boiler | B_Upgrade_nopreHCs | Condensing Oil Boiler | ASHP/Gas Boiler Hybrid | 0-72 | Low_F | 0.96 | 382.9 | N/A
Boiler | B_Upgrade_nopreHCs | Condensing Oil Boiler | ASHP/Gas Boiler Hybrid | 0-72 | High_G | 0.96 | 495.8 | N/A
Boiler | B_Upgrade_nopreHCs | Condensing Oil Boiler | ASHP/Gas Boiler Hybrid | 0-72 | Low_G | 0.96 | 624.9 | N/A
Boiler | B_Upgrade_nopreHCs | Condensing Oil Boiler | ASHP/Gas Boiler Hybrid | 73-97 | High_D | 0.96 | 113 | N/A
Boiler | B_Upgrade_nopreHCs | Condensing Oil Boiler | ASHP/Gas Boiler Hybrid | 73-97 | Low_D | 0.96 | 160.4 | N/A
Boiler | B_Upgrade_nopreHCs | Condensing Oil Boiler | ASHP/Gas Boiler Hybrid | 73-97 | High_E | 0.96 | 218.2 | N/A
Boiler | B_Upgrade_nopreHCs | Condensing Oil Boiler | ASHP/Gas Boiler Hybrid | 73-97 | Low_E | 0.96 | 273.7 | N/A
Boiler | B_Upgrade_nopreHCs | Condensing Oil Boiler | ASHP/Gas Boiler Hybrid | 73-97 | High_F | 0.96 | 351.7 | N/A
Boiler | B_Upgrade_nopreHCs | Condensing Oil Boiler | ASHP/Gas Boiler Hybrid | 73-97 | Low_F | 0.96 | 438.7 | N/A
Boiler | B_Upgrade_nopreHCs | Condensing Oil Boiler | ASHP/Gas Boiler Hybrid | 73-97 | High_G | 0.96 | 560.7 | N/A
Boiler | B_Upgrade_nopreHCs | Condensing Oil Boiler | ASHP/Gas Boiler Hybrid | 73-97 | Low_G | 0.96 | 700.3 | N/A
Boiler | B_Upgrade_nopreHCs | Condensing Oil Boiler | ASHP/Gas Boiler Hybrid | 98-199 | High_D | 0.96 | 163.5 | N/A
Boiler | B_Upgrade_nopreHCs | Condensing Oil Boiler | ASHP/Gas Boiler Hybrid | 98-199 | Low_D | 0.96 | 218 | N/A
Boiler | B_Upgrade_nopreHCs | Condensing Oil Boiler | ASHP/Gas Boiler Hybrid | 98-199 | High_E | 0.96 | 284.5 | N/A
Boiler | B_Upgrade_nopreHCs | Condensing Oil Boiler | ASHP/Gas Boiler Hybrid | 98-199 | Low_E | 0.96 | 348.4 | N/A
Boiler | B_Upgrade_nopreHCs | Condensing Oil Boiler | ASHP/Gas Boiler Hybrid | 98-199 | High_F | 0.96 | 438.1 | N/A
Boiler | B_Upgrade_nopreHCs | Condensing Oil Boiler | ASHP/Gas Boiler Hybrid | 98-199 | Low_F | 0.96 | 538.2 | N/A
Boiler | B_Upgrade_nopreHCs | Condensing Oil Boiler | ASHP/Gas Boiler Hybrid | 98-199 | High_G | 0.96 | 678.7 | N/A
Boiler | B_Upgrade_nopreHCs | Condensing Oil Boiler | ASHP/Gas Boiler Hybrid | 98-199 | Low_G | 0.96 | 839.4 | N/A
Boiler | B_Upgrade_nopreHCs | Condensing Oil Boiler | ASHP/Gas Boiler Hybrid | 200+ | High_D | 0.96 | 386.3 | N/A
Boiler | B_Upgrade_nopreHCs | Condensing Oil Boiler | ASHP/Gas Boiler Hybrid | 200+ | Low_D | 0.96 | 481.4 | N/A
Boiler | B_Upgrade_nopreHCs | Condensing Oil Boiler | ASHP/Gas Boiler Hybrid | 200+ | High_E | 0.96 | 600 | N/A
Boiler | B_Upgrade_nopreHCs | Condensing Oil Boiler | ASHP/Gas Boiler Hybrid | 200+ | Low_E | 0.96 | 713.8 | N/A
Boiler | B_Upgrade_nopreHCs | Condensing Oil Boiler | ASHP/Gas Boiler Hybrid | 200+ | High_F | 0.96 | 873.8 | N/A
Boiler | B_Upgrade_nopreHCs | Condensing Oil Boiler | ASHP/Gas Boiler Hybrid | 200+ | Low_F | 0.96 | 1052.2 | N/A
Boiler | B_Upgrade_nopreHCs | Condensing Oil Boiler | ASHP/Gas Boiler Hybrid | 200+ | High_G | 0.96 | 1302.6 | N/A
Boiler | B_Upgrade_nopreHCs | Condensing Oil Boiler | ASHP/Gas Boiler Hybrid | 200+ | Low_G | 0.96 | 1588.9 | N/A
Boiler | B_Upgrade_nopreHCs | Non Condensing LPG Boiler | ASHP/Gas Boiler Hybrid | 0-72 | High_D | 0.96 | 269.5 | N/A
Boiler | B_Upgrade_nopreHCs | Non Condensing LPG Boiler | ASHP/Gas Boiler Hybrid | 0-72 | Low_D | 0.96 | 346.7 | N/A
Boiler | B_Upgrade_nopreHCs | Non Condensing LPG Boiler | ASHP/Gas Boiler Hybrid | 0-72 | High_E | 0.96 | 441.1 | N/A
Boiler | B_Upgrade_nopreHCs | Non Condensing LPG Boiler | ASHP/Gas Boiler Hybrid | 0-72 | Low_E | 0.96 | 531.6 | N/A
Boiler | B_Upgrade_nopreHCs | Non Condensing LPG Boiler | ASHP/Gas Boiler Hybrid | 0-72 | High_F | 0.96 | 658.9 | N/A
Boiler | B_Upgrade_nopreHCs | Non Condensing LPG Boiler | ASHP/Gas Boiler Hybrid | 0-72 | Low_F | 0.96 | 800.8 | N/A
Boiler | B_Upgrade_nopreHCs | Non Condensing LPG Boiler | ASHP/Gas Boiler Hybrid | 0-72 | High_G | 0.96 | 999.9 | N/A
Boiler | B_Upgrade_nopreHCs | Non Condensing LPG Boiler | ASHP/Gas Boiler Hybrid | 0-72 | Low_G | 0.96 | 1227.7 | N/A
Boiler | B_Upgrade_nopreHCs | Non Condensing LPG Boiler | ASHP/Gas Boiler Hybrid | 73-97 | High_D | 0.96 | 313.5 | N/A
Boiler | B_Upgrade_nopreHCs | Non Condensing LPG Boiler | ASHP/Gas Boiler Hybrid | 73-97 | Low_D | 0.96 | 397 | N/A
Boiler | B_Upgrade_nopreHCs | Non Condensing LPG Boiler | ASHP/Gas Boiler Hybrid | 73-97 | High_E | 0.96 | 498.9 | N/A
Boiler | B_Upgrade_nopreHCs | Non Condensing LPG Boiler | ASHP/Gas Boiler Hybrid | 73-97 | Low_E | 0.96 | 596.9 | N/A
Boiler | B_Upgrade_nopreHCs | Non Condensing LPG Boiler | ASHP/Gas Boiler Hybrid | 73-97 | High_F | 0.96 | 734.4 | N/A
Boiler | B_Upgrade_nopreHCs | Non Condensing LPG Boiler | ASHP/Gas Boiler Hybrid | 73-97 | Low_F | 0.96 | 887.8 | N/A
Boiler | B_Upgrade_nopreHCs | Non Condensing LPG Boiler | ASHP/Gas Boiler Hybrid | 73-97 | High_G | 0.96 | 1103.1 | N/A
Boiler | B_Upgrade_nopreHCs | Non Condensing LPG Boiler | ASHP/Gas Boiler Hybrid | 73-97 | Low_G | 0.96 | 1349.2 | N/A
Boiler | B_Upgrade_nopreHCs | Non Condensing LPG Boiler | ASHP/Gas Boiler Hybrid | 98-199 | High_D | 0.96 | 391.1 | N/A
Boiler | B_Upgrade_nopreHCs | Non Condensing LPG Boiler | ASHP/Gas Boiler Hybrid | 98-199 | Low_D | 0.96 | 487.2 | N/A
Boiler | B_Upgrade_nopreHCs | Non Condensing LPG Boiler | ASHP/Gas Boiler Hybrid | 98-199 | High_E | 0.96 | 604.5 | N/A
Boiler | B_Upgrade_nopreHCs | Non Condensing LPG Boiler | ASHP/Gas Boiler Hybrid | 98-199 | Low_E | 0.96 | 717.1 | N/A
Boiler | B_Upgrade_nopreHCs | Non Condensing LPG Boiler | ASHP/Gas Boiler Hybrid | 98-199 | High_F | 0.96 | 875.4 | N/A
Boiler | B_Upgrade_nopreHCs | Non Condensing LPG Boiler | ASHP/Gas Boiler Hybrid | 98-199 | Low_F | 0.96 | 1051.9 | N/A
Boiler | B_Upgrade_nopreHCs | Non Condensing LPG Boiler | ASHP/Gas Boiler Hybrid | 98-199 | High_G | 0.96 | 1299.7 | N/A
Boiler | B_Upgrade_nopreHCs | Non Condensing LPG Boiler | ASHP/Gas Boiler Hybrid | 98-199 | Low_G | 0.96 | 1583 | N/A
Boiler | B_Upgrade_nopreHCs | Non Condensing LPG Boiler | ASHP/Gas Boiler Hybrid | 200+ | High_D | 0.96 | 783.9 | N/A
Boiler | B_Upgrade_nopreHCs | Non Condensing LPG Boiler | ASHP/Gas Boiler Hybrid | 200+ | Low_D | 0.96 | 951.7 | N/A
Boiler | B_Upgrade_nopreHCs | Non Condensing LPG Boiler | ASHP/Gas Boiler Hybrid | 200+ | High_E | 0.96 | 1160.8 | N/A
Boiler | B_Upgrade_nopreHCs | Non Condensing LPG Boiler | ASHP/Gas Boiler Hybrid | 200+ | Low_E | 0.96 | 1361.6 | N/A
Boiler | B_Upgrade_nopreHCs | Non Condensing LPG Boiler | ASHP/Gas Boiler Hybrid | 200+ | High_F | 0.96 | 1643.7 | N/A
Boiler | B_Upgrade_nopreHCs | Non Condensing LPG Boiler | ASHP/Gas Boiler Hybrid | 200+ | Low_F | 0.96 | 1958.3 | N/A
Boiler | B_Upgrade_nopreHCs | Non Condensing LPG Boiler | ASHP/Gas Boiler Hybrid | 200+ | High_G | 0.96 | 2399.9 | N/A
Boiler | B_Upgrade_nopreHCs | Non Condensing LPG Boiler | ASHP/Gas Boiler Hybrid | 200+ | Low_G | 0.96 | 2904.8 | N/A
Boiler | B_Upgrade_nopreHCs | Condensing LPG Boiler | ASHP/Gas Boiler Hybrid | 0-72 | High_D | 0.96 | 233.7 | N/A
Boiler | B_Upgrade_nopreHCs | Condensing LPG Boiler | ASHP/Gas Boiler Hybrid | 0-72 | Low_D | 0.96 | 302.4 | N/A
Boiler | B_Upgrade_nopreHCs | Condensing LPG Boiler | ASHP/Gas Boiler Hybrid | 0-72 | High_E | 0.96 | 386.3 | N/A
Boiler | B_Upgrade_nopreHCs | Condensing LPG Boiler | ASHP/Gas Boiler Hybrid | 0-72 | Low_E | 0.96 | 466.8 | N/A
Boiler | B_Upgrade_nopreHCs | Condensing LPG Boiler | ASHP/Gas Boiler Hybrid | 0-72 | High_F | 0.96 | 579.9 | N/A
Boiler | B_Upgrade_nopreHCs | Condensing LPG Boiler | ASHP/Gas Boiler Hybrid | 0-72 | Low_F | 0.96 | 706.1 | N/A
Boiler | B_Upgrade_nopreHCs | Condensing LPG Boiler | ASHP/Gas Boiler Hybrid | 0-72 | High_G | 0.96 | 883.2 | N/A
Boiler | B_Upgrade_nopreHCs | Condensing LPG Boiler | ASHP/Gas Boiler Hybrid | 0-72 | Low_G | 0.96 | 1085.6 | N/A
Boiler | B_Upgrade_nopreHCs | Condensing LPG Boiler | ASHP/Gas Boiler Hybrid | 73-97 | High_D | 0.96 | 273.4 | N/A
Boiler | B_Upgrade_nopreHCs | Condensing LPG Boiler | ASHP/Gas Boiler Hybrid | 73-97 | Low_D | 0.96 | 347.6 | N/A
Boiler | B_Upgrade_nopreHCs | Condensing LPG Boiler | ASHP/Gas Boiler Hybrid | 73-97 | High_E | 0.96 | 438.3 | N/A
Boiler | B_Upgrade_nopreHCs | Condensing LPG Boiler | ASHP/Gas Boiler Hybrid | 73-97 | Low_E | 0.96 | 525.3 | N/A
Boiler | B_Upgrade_nopreHCs | Condensing LPG Boiler | ASHP/Gas Boiler Hybrid | 73-97 | High_F | 0.96 | 647.6 | N/A
Boiler | B_Upgrade_nopreHCs | Condensing LPG Boiler | ASHP/Gas Boiler Hybrid | 73-97 | Low_F | 0.96 | 784 | N/A
Boiler | B_Upgrade_nopreHCs | Condensing LPG Boiler | ASHP/Gas Boiler Hybrid | 73-97 | High_G | 0.96 | 975.4 | N/A
Boiler | B_Upgrade_nopreHCs | Condensing LPG Boiler | ASHP/Gas Boiler Hybrid | 73-97 | Low_G | 0.96 | 1194.2 | N/A
Boiler | B_Upgrade_nopreHCs | Condensing LPG Boiler | ASHP/Gas Boiler Hybrid | 98-199 | High_D | 0.96 | 342.9 | N/A
Boiler | B_Upgrade_nopreHCs | Condensing LPG Boiler | ASHP/Gas Boiler Hybrid | 98-199 | Low_D | 0.96 | 428.3 | N/A
Boiler | B_Upgrade_nopreHCs | Condensing LPG Boiler | ASHP/Gas Boiler Hybrid | 98-199 | High_E | 0.96 | 532.6 | N/A
Boiler | B_Upgrade_nopreHCs | Condensing LPG Boiler | ASHP/Gas Boiler Hybrid | 98-199 | Low_E | 0.96 | 632.8 | N/A
Boiler | B_Upgrade_nopreHCs | Condensing LPG Boiler | ASHP/Gas Boiler Hybrid | 98-199 | High_F | 0.96 | 773.5 | N/A
Boiler | B_Upgrade_nopreHCs | Condensing LPG Boiler | ASHP/Gas Boiler Hybrid | 98-199 | Low_F | 0.96 | 930.4 | N/A
Boiler | B_Upgrade_nopreHCs | Condensing LPG Boiler | ASHP/Gas Boiler Hybrid | 98-199 | High_G | 0.96 | 1150.7 | N/A
Boiler | B_Upgrade_nopreHCs | Condensing LPG Boiler | ASHP/Gas Boiler Hybrid | 98-199 | Low_G | 0.96 | 1402.6 | N/A
Boiler | B_Upgrade_nopreHCs | Condensing LPG Boiler | ASHP/Gas Boiler Hybrid | 200+ | High_D | 0.96 | 692.2 | N/A
Boiler | B_Upgrade_nopreHCs | Condensing LPG Boiler | ASHP/Gas Boiler Hybrid | 200+ | Low_D | 0.96 | 841.4 | N/A
Boiler | B_Upgrade_nopreHCs | Condensing LPG Boiler | ASHP/Gas Boiler Hybrid | 200+ | High_E | 0.96 | 1027.2 | N/A
Boiler | B_Upgrade_nopreHCs | Condensing LPG Boiler | ASHP/Gas Boiler Hybrid | 200+ | Low_E | 0.96 | 1205.8 | N/A
Boiler | B_Upgrade_nopreHCs | Condensing LPG Boiler | ASHP/Gas Boiler Hybrid | 200+ | High_F | 0.96 | 1456.6 | N/A
Boiler | B_Upgrade_nopreHCs | Condensing LPG Boiler | ASHP/Gas Boiler Hybrid | 200+ | Low_F | 0.96 | 1736.3 | N/A
Boiler | B_Upgrade_nopreHCs | Condensing LPG Boiler | ASHP/Gas Boiler Hybrid | 200+ | High_G | 0.96 | 2128.9 | N/A
Boiler | B_Upgrade_nopreHCs | Condensing LPG Boiler | ASHP/Gas Boiler Hybrid | 200+ | Low_G | 0.96 | 2577.8 | N/A
Boiler | B_Upgrade_nopreHCs | Non Condensing Gas Boiler | ASHP/Gas Boiler Hybrid | 0-72 | High_D | 0.96 | 70.3 | N/A
Boiler | B_Upgrade_nopreHCs | Non Condensing Gas Boiler | ASHP/Gas Boiler Hybrid | 0-72 | Low_D | 0.96 | 89 | N/A
Boiler | B_Upgrade_nopreHCs | Non Condensing Gas Boiler | ASHP/Gas Boiler Hybrid | 0-72 | High_E | 0.96 | 111.8 | N/A
Boiler | B_Upgrade_nopreHCs | Non Condensing Gas Boiler | ASHP/Gas Boiler Hybrid | 0-72 | Low_E | 0.96 | 133.8 | N/A
Boiler | B_Upgrade_nopreHCs | Non Condensing Gas Boiler | ASHP/Gas Boiler Hybrid | 0-72 | High_F | 0.96 | 164.6 | N/A
Boiler | B_Upgrade_nopreHCs | Non Condensing Gas Boiler | ASHP/Gas Boiler Hybrid | 0-72 | Low_F | 0.96 | 199 | N/A
Boiler | B_Upgrade_nopreHCs | Non Condensing Gas Boiler | ASHP/Gas Boiler Hybrid | 0-72 | High_G | 0.96 | 247.3 | N/A
Boiler | B_Upgrade_nopreHCs | Non Condensing Gas Boiler | ASHP/Gas Boiler Hybrid | 0-72 | Low_G | 0.96 | 302.4 | N/A
Boiler | B_Upgrade_nopreHCs | Non Condensing Gas Boiler | ASHP/Gas Boiler Hybrid | 73-97 | High_D | 0.96 | 80.5 | N/A
Boiler | B_Upgrade_nopreHCs | Non Condensing Gas Boiler | ASHP/Gas Boiler Hybrid | 73-97 | Low_D | 0.96 | 100.7 | N/A
Boiler | B_Upgrade_nopreHCs | Non Condensing Gas Boiler | ASHP/Gas Boiler Hybrid | 73-97 | High_E | 0.96 | 125.4 | N/A
Boiler | B_Upgrade_nopreHCs | Non Condensing Gas Boiler | ASHP/Gas Boiler Hybrid | 73-97 | Low_E | 0.96 | 149.1 | N/A
Boiler | B_Upgrade_nopreHCs | Non Condensing Gas Boiler | ASHP/Gas Boiler Hybrid | 73-97 | High_F | 0.96 | 182.5 | N/A
Boiler | B_Upgrade_nopreHCs | Non Condensing Gas Boiler | ASHP/Gas Boiler Hybrid | 73-97 | Low_F | 0.96 | 219.6 | N/A
Boiler | B_Upgrade_nopreHCs | Non Condensing Gas Boiler | ASHP/Gas Boiler Hybrid | 73-97 | High_G | 0.96 | 271.8 | N/A
Boiler | B_Upgrade_nopreHCs | Non Condensing Gas Boiler | ASHP/Gas Boiler Hybrid | 73-97 | Low_G | 0.96 | 331.4 | N/A
Boiler | B_Upgrade_nopreHCs | Non Condensing Gas Boiler | ASHP/Gas Boiler Hybrid | 98-199 | High_D | 0.96 | 98.8 | N/A
Boiler | B_Upgrade_nopreHCs | Non Condensing Gas Boiler | ASHP/Gas Boiler Hybrid | 98-199 | Low_D | 0.96 | 122.1 | N/A
Boiler | B_Upgrade_nopreHCs | Non Condensing Gas Boiler | ASHP/Gas Boiler Hybrid | 98-199 | High_E | 0.96 | 150.5 | N/A
Boiler | B_Upgrade_nopreHCs | Non Condensing Gas Boiler | ASHP/Gas Boiler Hybrid | 98-199 | Low_E | 0.96 | 177.8 | N/A
Boiler | B_Upgrade_nopreHCs | Non Condensing Gas Boiler | ASHP/Gas Boiler Hybrid | 98-199 | High_F | 0.96 | 216.2 | N/A
Boiler | B_Upgrade_nopreHCs | Non Condensing Gas Boiler | ASHP/Gas Boiler Hybrid | 98-199 | Low_F | 0.96 | 258.9 | N/A
Boiler | B_Upgrade_nopreHCs | Non Condensing Gas Boiler | ASHP/Gas Boiler Hybrid | 98-199 | High_G | 0.96 | 319 | N/A
Boiler | B_Upgrade_nopreHCs | Non Condensing Gas Boiler | ASHP/Gas Boiler Hybrid | 98-199 | Low_G | 0.96 | 387.6 | N/A
Boiler | B_Upgrade_nopreHCs | Non Condensing Gas Boiler | ASHP/Gas Boiler Hybrid | 200+ | High_D | 0.96 | 194 | N/A
Boiler | B_Upgrade_nopreHCs | Non Condensing Gas Boiler | ASHP/Gas Boiler Hybrid | 200+ | Low_D | 0.96 | 234.7 | N/A
Boiler | B_Upgrade_nopreHCs | Non Condensing Gas Boiler | ASHP/Gas Boiler Hybrid | 200+ | High_E | 0.96 | 285.3 | N/A
Boiler | B_Upgrade_nopreHCs | Non Condensing Gas Boiler | ASHP/Gas Boiler Hybrid | 200+ | Low_E | 0.96 | 334 | N/A
Boiler | B_Upgrade_nopreHCs | Non Condensing Gas Boiler | ASHP/Gas Boiler Hybrid | 200+ | High_F | 0.96 | 402.3 | N/A
Boiler | B_Upgrade_nopreHCs | Non Condensing Gas Boiler | ASHP/Gas Boiler Hybrid | 200+ | Low_F | 0.96 | 478.5 | N/A
Boiler | B_Upgrade_nopreHCs | Non Condensing Gas Boiler | ASHP/Gas Boiler Hybrid | 200+ | High_G | 0.96 | 585.5 | N/A
Boiler | B_Upgrade_nopreHCs | Non Condensing Gas Boiler | ASHP/Gas Boiler Hybrid | 200+ | Low_G | 0.96 | 707.9 | N/A
Boiler | B_Upgrade_preHCs | Condensing LPG Boiler | ASHP/Gas Boiler Hybrid | 0-72 | High_D | 0.96 | 122.7 | N/A
Boiler | B_Upgrade_preHCs | Condensing LPG Boiler | ASHP/Gas Boiler Hybrid | 0-72 | Low_D | 0.96 | 178.3 | N/A
Boiler | B_Upgrade_preHCs | Condensing LPG Boiler | ASHP/Gas Boiler Hybrid | 0-72 | High_E | 0.96 | 245.7 | N/A
Boiler | B_Upgrade_preHCs | Condensing LPG Boiler | ASHP/Gas Boiler Hybrid | 0-72 | Low_E | 0.96 | 310.4 | N/A
Boiler | B_Upgrade_preHCs | Condensing LPG Boiler | ASHP/Gas Boiler Hybrid | 0-72 | High_F | 0.96 | 403.8 | N/A
Boiler | B_Upgrade_preHCs | Condensing LPG Boiler | ASHP/Gas Boiler Hybrid | 0-72 | Low_F | 0.96 | 510.9 | N/A
Boiler | B_Upgrade_preHCs | Condensing LPG Boiler | ASHP/Gas Boiler Hybrid | 0-72 | High_G | 0.96 | 664.7 | N/A
Boiler | B_Upgrade_preHCs | Condensing LPG Boiler | ASHP/Gas Boiler Hybrid | 0-72 | Low_G | 0.96 | 844.4 | N/A
Boiler | B_Upgrade_preHCs | Condensing LPG Boiler | ASHP/Gas Boiler Hybrid | 73-97 | High_D | 0.96 | 152.2 | N/A
Boiler | B_Upgrade_preHCs | Condensing LPG Boiler | ASHP/Gas Boiler Hybrid | 73-97 | Low_D | 0.96 | 212.5 | N/A
Boiler | B_Upgrade_preHCs | Condensing LPG Boiler | ASHP/Gas Boiler Hybrid | 73-97 | High_E | 0.96 | 284.1 | N/A
Boiler | B_Upgrade_preHCs | Condensing LPG Boiler | ASHP/Gas Boiler Hybrid | 73-97 | Low_E | 0.96 | 351.6 | N/A
Boiler | B_Upgrade_preHCs | Condensing LPG Boiler | ASHP/Gas Boiler Hybrid | 73-97 | High_F | 0.96 | 448.1 | N/A
Boiler | B_Upgrade_preHCs | Condensing LPG Boiler | ASHP/Gas Boiler Hybrid | 73-97 | Low_F | 0.96 | 557.8 | N/A
Boiler | B_Upgrade_preHCs | Condensing LPG Boiler | ASHP/Gas Boiler Hybrid | 73-97 | High_G | 0.96 | 715 | N/A
Boiler | B_Upgrade_preHCs | Condensing LPG Boiler | ASHP/Gas Boiler Hybrid | 73-97 | Low_G | 0.96 | 898.4 | N/A
Boiler | B_Upgrade_preHCs | Condensing LPG Boiler | ASHP/Gas Boiler Hybrid | 98-199 | High_D | 0.96 | 203.4 | N/A
Boiler | B_Upgrade_preHCs | Condensing LPG Boiler | ASHP/Gas Boiler Hybrid | 98-199 | Low_D | 0.96 | 273.9 | N/A
Boiler | B_Upgrade_preHCs | Condensing LPG Boiler | ASHP/Gas Boiler Hybrid | 98-199 | High_E | 0.96 | 357.8 | N/A
Boiler | B_Upgrade_preHCs | Condensing LPG Boiler | ASHP/Gas Boiler Hybrid | 98-199 | Low_E | 0.96 | 436.8 | N/A
Boiler | B_Upgrade_preHCs | Condensing LPG Boiler | ASHP/Gas Boiler Hybrid | 98-199 | High_F | 0.96 | 549.3 | N/A
Boiler | B_Upgrade_preHCs | Condensing LPG Boiler | ASHP/Gas Boiler Hybrid | 98-199 | Low_F | 0.96 | 677 | N/A
Boiler | B_Upgrade_preHCs | Condensing LPG Boiler | ASHP/Gas Boiler Hybrid | 98-199 | High_G | 0.96 | 859.5 | N/A
Boiler | B_Upgrade_preHCs | Condensing LPG Boiler | ASHP/Gas Boiler Hybrid | 98-199 | Low_G | 0.96 | 1072.2 | N/A
Boiler | B_Upgrade_preHCs | Condensing LPG Boiler | ASHP/Gas Boiler Hybrid | 200+ | High_D | 0.96 | 427.1 | N/A
Boiler | B_Upgrade_preHCs | Condensing LPG Boiler | ASHP/Gas Boiler Hybrid | 200+ | Low_D | 0.96 | 547.5 | N/A
Boiler | B_Upgrade_preHCs | Condensing LPG Boiler | ASHP/Gas Boiler Hybrid | 200+ | High_E | 0.96 | 693.5 | N/A
Boiler | B_Upgrade_preHCs | Condensing LPG Boiler | ASHP/Gas Boiler Hybrid | 200+ | Low_E | 0.96 | 830.3 | N/A
Boiler | B_Upgrade_preHCs | Condensing LPG Boiler | ASHP/Gas Boiler Hybrid | 200+ | High_F | 0.96 | 1025.4 | N/A
Boiler | B_Upgrade_preHCs | Condensing LPG Boiler | ASHP/Gas Boiler Hybrid | 200+ | Low_F | 0.96 | 1246.9 | N/A
Boiler | B_Upgrade_preHCs | Condensing LPG Boiler | ASHP/Gas Boiler Hybrid | 200+ | High_G | 0.96 | 1564.1 | N/A
Boiler | B_Upgrade_preHCs | Condensing LPG Boiler | ASHP/Gas Boiler Hybrid | 200+ | Low_G | 0.96 | 1934.3 | N/A
Boiler | B_Upgrade_preHCs | Condensing Oil Boiler | ASHP/Gas Boiler Hybrid | 0-72 | High_D | 0.96 | 0 | N/A
Boiler | B_Upgrade_preHCs | Condensing Oil Boiler | ASHP/Gas Boiler Hybrid | 0-72 | Low_D | 0.96 | 0.5 | N/A
Boiler | B_Upgrade_preHCs | Condensing Oil Boiler | ASHP/Gas Boiler Hybrid | 0-72 | High_E | 0.96 | 36.7 | N/A
Boiler | B_Upgrade_preHCs | Condensing Oil Boiler | ASHP/Gas Boiler Hybrid | 0-72 | Low_E | 0.96 | 71.8 | N/A
Boiler | B_Upgrade_preHCs | Condensing Oil Boiler | ASHP/Gas Boiler Hybrid | 0-72 | High_F | 0.96 | 124.1 | N/A
Boiler | B_Upgrade_preHCs | Condensing Oil Boiler | ASHP/Gas Boiler Hybrid | 0-72 | Low_F | 0.96 | 185.7 | N/A
Boiler | B_Upgrade_preHCs | Condensing Oil Boiler | ASHP/Gas Boiler Hybrid | 0-72 | High_G | 0.96 | 276.1 | N/A
Boiler | B_Upgrade_preHCs | Condensing Oil Boiler | ASHP/Gas Boiler Hybrid | 0-72 | Low_G | 0.96 | 383.6 | N/A
Boiler | B_Upgrade_preHCs | Condensing Oil Boiler | ASHP/Gas Boiler Hybrid | 73-97 | High_D | 0.96 | 0 | N/A
Boiler | B_Upgrade_preHCs | Condensing Oil Boiler | ASHP/Gas Boiler Hybrid | 73-97 | Low_D | 0.96 | 23.2 | N/A
Boiler | B_Upgrade_preHCs | Condensing Oil Boiler | ASHP/Gas Boiler Hybrid | 73-97 | High_E | 0.96 | 61.5 | N/A
Boiler | B_Upgrade_preHCs | Condensing Oil Boiler | ASHP/Gas Boiler Hybrid | 73-97 | Low_E | 0.96 | 98.1 | N/A
Boiler | B_Upgrade_preHCs | Condensing Oil Boiler | ASHP/Gas Boiler Hybrid | 73-97 | High_F | 0.96 | 152.4 | N/A
Boiler | B_Upgrade_preHCs | Condensing Oil Boiler | ASHP/Gas Boiler Hybrid | 73-97 | Low_F | 0.96 | 216.1 | N/A
Boiler | B_Upgrade_preHCs | Condensing Oil Boiler | ASHP/Gas Boiler Hybrid | 73-97 | High_G | 0.96 | 309.6 | N/A
Boiler | B_Upgrade_preHCs | Condensing Oil Boiler | ASHP/Gas Boiler Hybrid | 73-97 | Low_G | 0.96 | 420.9 | N/A
Boiler | B_Upgrade_preHCs | Condensing Oil Boiler | ASHP/Gas Boiler Hybrid | 98-199 | High_D | 0.96 | 32.7 | N/A
Boiler | B_Upgrade_preHCs | Condensing Oil Boiler | ASHP/Gas Boiler Hybrid | 98-199 | Low_D | 0.96 | 71.4 | N/A
Boiler | B_Upgrade_preHCs | Condensing Oil Boiler | ASHP/Gas Boiler Hybrid | 98-199 | High_E | 0.96 | 117.4 | N/A
Boiler | B_Upgrade_preHCs | Condensing Oil Boiler | ASHP/Gas Boiler Hybrid | 98-199 | Low_E | 0.96 | 160.7 | N/A
Boiler | B_Upgrade_preHCs | Condensing Oil Boiler | ASHP/Gas Boiler Hybrid | 98-199 | High_F | 0.96 | 224.1 | N/A
Boiler | B_Upgrade_preHCs | Condensing Oil Boiler | ASHP/Gas Boiler Hybrid | 98-199 | Low_F | 0.96 | 297.8 | N/A
Boiler | B_Upgrade_preHCs | Condensing Oil Boiler | ASHP/Gas Boiler Hybrid | 98-199 | High_G | 0.96 | 405.2 | N/A
Boiler | B_Upgrade_preHCs | Condensing Oil Boiler | ASHP/Gas Boiler Hybrid | 98-199 | Low_G | 0.96 | 532.4 | N/A
Boiler | B_Upgrade_preHCs | Condensing Oil Boiler | ASHP/Gas Boiler Hybrid | 200+ | High_D | 0.96 | 132.4 | N/A
Boiler | B_Upgrade_preHCs | Condensing Oil Boiler | ASHP/Gas Boiler Hybrid | 200+ | Low_D | 0.96 | 196.9 | N/A
Boiler | B_Upgrade_preHCs | Condensing Oil Boiler | ASHP/Gas Boiler Hybrid | 200+ | High_E | 0.96 | 276.1 | N/A
Boiler | B_Upgrade_preHCs | Condensing Oil Boiler | ASHP/Gas Boiler Hybrid | 200+ | Low_E | 0.96 | 351.4 | N/A
Boiler | B_Upgrade_preHCs | Condensing Oil Boiler | ASHP/Gas Boiler Hybrid | 200+ | High_F | 0.96 | 463 | N/A
Boiler | B_Upgrade_preHCs | Condensing Oil Boiler | ASHP/Gas Boiler Hybrid | 200+ | Low_F | 0.96 | 593.7 | N/A
Boiler | B_Upgrade_preHCs | Condensing Oil Boiler | ASHP/Gas Boiler Hybrid | 200+ | High_G | 0.96 | 785.3 | N/A
Boiler | B_Upgrade_preHCs | Condensing Oil Boiler | ASHP/Gas Boiler Hybrid | 200+ | Low_G | 0.96 | 1013.1 | N/A
Boiler | B_Upgrade_preHCs | Electric Boiler | ASHP/Gas Boiler Hybrid | 0-72 | High_D | 0.96 | 244.2 | N/A
Boiler | B_Upgrade_preHCs | Electric Boiler | ASHP/Gas Boiler Hybrid | 0-72 | Low_D | 0.96 | 326.2 | N/A
Boiler | B_Upgrade_preHCs | Electric Boiler | ASHP/Gas Boiler Hybrid | 0-72 | High_E | 0.96 | 427.4 | N/A
Boiler | B_Upgrade_preHCs | Electric Boiler | ASHP/Gas Boiler Hybrid | 0-72 | Low_E | 0.96 | 525.7 | N/A
Boiler | B_Upgrade_preHCs | Electric Boiler | ASHP/Gas Boiler Hybrid | 0-72 | High_F | 0.96 | 666.3 | N/A
Boiler | B_Upgrade_preHCs | Electric Boiler | ASHP/Gas Boiler Hybrid | 0-72 | Low_F | 0.96 | 825.4 | N/A
Boiler | B_Upgrade_preHCs | Electric Boiler | ASHP/Gas Boiler Hybrid | 0-72 | High_G | 0.96 | 1051.1 | N/A
Boiler | B_Upgrade_preHCs | Electric Boiler | ASHP/Gas Boiler Hybrid | 0-72 | Low_G | 0.96 | 1311.5 | N/A
Boiler | B_Upgrade_preHCs | Electric Boiler | ASHP/Gas Boiler Hybrid | 73-97 | High_D | 0.96 | 286.8 | N/A
Boiler | B_Upgrade_preHCs | Electric Boiler | ASHP/Gas Boiler Hybrid | 73-97 | Low_D | 0.96 | 374.5 | N/A
Boiler | B_Upgrade_preHCs | Electric Boiler | ASHP/Gas Boiler Hybrid | 73-97 | High_E | 0.96 | 482 | N/A
Boiler | B_Upgrade_preHCs | Electric Boiler | ASHP/Gas Boiler Hybrid | 73-97 | Low_E | 0.96 | 585.9 | N/A
Boiler | B_Upgrade_preHCs | Electric Boiler | ASHP/Gas Boiler Hybrid | 73-97 | High_F | 0.96 | 734.2 | N/A
Boiler | B_Upgrade_preHCs | Electric Boiler | ASHP/Gas Boiler Hybrid | 73-97 | Low_F | 0.96 | 901.8 | N/A
Boiler | B_Upgrade_preHCs | Electric Boiler | ASHP/Gas Boiler Hybrid | 73-97 | High_G | 0.96 | 1139.6 | N/A
Boiler | B_Upgrade_preHCs | Electric Boiler | ASHP/Gas Boiler Hybrid | 73-97 | Low_G | 0.96 | 1414.2 | N/A
Boiler | B_Upgrade_preHCs | Electric Boiler | ASHP/Gas Boiler Hybrid | 98-199 | High_D | 0.96 | 362.8 | N/A
Boiler | B_Upgrade_preHCs | Electric Boiler | ASHP/Gas Boiler Hybrid | 98-199 | Low_D | 0.96 | 464.3 | N/A
Boiler | B_Upgrade_preHCs | Electric Boiler | ASHP/Gas Boiler Hybrid | 98-199 | High_E | 0.96 | 588.8 | N/A
Boiler | B_Upgrade_preHCs | Electric Boiler | ASHP/Gas Boiler Hybrid | 98-199 | Low_E | 0.96 | 709.2 | N/A
Boiler | B_Upgrade_preHCs | Electric Boiler | ASHP/Gas Boiler Hybrid | 98-199 | High_F | 0.96 | 880.9 | N/A
Boiler | B_Upgrade_preHCs | Electric Boiler | ASHP/Gas Boiler Hybrid | 98-199 | Low_F | 0.96 | 1074.9 | N/A
Boiler | B_Upgrade_preHCs | Electric Boiler | ASHP/Gas Boiler Hybrid | 98-199 | High_G | 0.96 | 1350.1 | N/A
Boiler | B_Upgrade_preHCs | Electric Boiler | ASHP/Gas Boiler Hybrid | 98-199 | Low_G | 0.96 | 1667.5 | N/A
Boiler | B_Upgrade_preHCs | Electric Boiler | ASHP/Gas Boiler Hybrid | 200+ | High_D | 0.96 | 734.4 | N/A
Boiler | B_Upgrade_preHCs | Electric Boiler | ASHP/Gas Boiler Hybrid | 200+ | Low_D | 0.96 | 907.2 | N/A
Boiler | B_Upgrade_preHCs | Electric Boiler | ASHP/Gas Boiler Hybrid | 200+ | High_E | 0.96 | 1122.9 | N/A
Boiler | B_Upgrade_preHCs | Electric Boiler | ASHP/Gas Boiler Hybrid | 200+ | Low_E | 0.96 | 1330.6 | N/A
Boiler | B_Upgrade_preHCs | Electric Boiler | ASHP/Gas Boiler Hybrid | 200+ | High_F | 0.96 | 1627.1 | N/A
Boiler | B_Upgrade_preHCs | Electric Boiler | ASHP/Gas Boiler Hybrid | 200+ | Low_F | 0.96 | 1962.5 | N/A
Boiler | B_Upgrade_preHCs | Electric Boiler | ASHP/Gas Boiler Hybrid | 200+ | High_G | 0.96 | 2439.1 | N/A
Boiler | B_Upgrade_preHCs | Electric Boiler | ASHP/Gas Boiler Hybrid | 200+ | Low_G | 0.96 | 2990.1 | N/A
Boiler | B_Upgrade_preHCs | Non Condensing Gas Boiler | ASHP/Gas Boiler Hybrid | 0-72 | High_D | 0.96 | 0 | N/A
Boiler | B_Upgrade_preHCs | Non Condensing Gas Boiler | ASHP/Gas Boiler Hybrid | 0-72 | Low_D | 0.96 | 0 | N/A
Boiler | B_Upgrade_preHCs | Non Condensing Gas Boiler | ASHP/Gas Boiler Hybrid | 0-72 | High_E | 0.96 | 0 | N/A
Boiler | B_Upgrade_preHCs | Non Condensing Gas Boiler | ASHP/Gas Boiler Hybrid | 0-72 | Low_E | 0.96 | 0 | N/A
Boiler | B_Upgrade_preHCs | Non Condensing Gas Boiler | ASHP/Gas Boiler Hybrid | 0-72 | High_F | 0.96 | 10.6 | N/A
Boiler | B_Upgrade_preHCs | Non Condensing Gas Boiler | ASHP/Gas Boiler Hybrid | 0-72 | Low_F | 0.96 | 28.3 | N/A
Boiler | B_Upgrade_preHCs | Non Condensing Gas Boiler | ASHP/Gas Boiler Hybrid | 0-72 | High_G | 0.96 | 56.8 | N/A
Boiler | B_Upgrade_preHCs | Non Condensing Gas Boiler | ASHP/Gas Boiler Hybrid | 0-72 | Low_G | 0.96 | 93.1 | N/A
Boiler | B_Upgrade_preHCs | Non Condensing Gas Boiler | ASHP/Gas Boiler Hybrid | 73-97 | High_D | 0.96 | 0 | N/A
Boiler | B_Upgrade_preHCs | Non Condensing Gas Boiler | ASHP/Gas Boiler Hybrid | 73-97 | Low_D | 0.96 | 0 | N/A
Boiler | B_Upgrade_preHCs | Non Condensing Gas Boiler | ASHP/Gas Boiler Hybrid | 73-97 | High_E | 0.96 | 0 | N/A
Boiler | B_Upgrade_preHCs | Non Condensing Gas Boiler | ASHP/Gas Boiler Hybrid | 73-97 | Low_E | 0.96 | 0 | N/A
Boiler | B_Upgrade_preHCs | Non Condensing Gas Boiler | ASHP/Gas Boiler Hybrid | 73-97 | High_F | 0.96 | 0 | N/A
Boiler | B_Upgrade_preHCs | Non Condensing Gas Boiler | ASHP/Gas Boiler Hybrid | 73-97 | Low_F | 0.96 | 12.6 | N/A
Boiler | B_Upgrade_preHCs | Non Condensing Gas Boiler | ASHP/Gas Boiler Hybrid | 73-97 | High_G | 0.96 | 35.6 | N/A
Boiler | B_Upgrade_preHCs | Non Condensing Gas Boiler | ASHP/Gas Boiler Hybrid | 73-97 | Low_G | 0.96 | 66.1 | N/A
Boiler | B_Upgrade_preHCs | Non Condensing Gas Boiler | ASHP/Gas Boiler Hybrid | 98-199 | High_D | 0.96 | 0 | N/A
Boiler | B_Upgrade_preHCs | Non Condensing Gas Boiler | ASHP/Gas Boiler Hybrid | 98-199 | Low_D | 0.96 | 0 | N/A
Boiler | B_Upgrade_preHCs | Non Condensing Gas Boiler | ASHP/Gas Boiler Hybrid | 98-199 | High_E | 0.96 | 0 | N/A
Boiler | B_Upgrade_preHCs | Non Condensing Gas Boiler | ASHP/Gas Boiler Hybrid | 98-199 | Low_E | 0.96 | 3 | N/A
Boiler | B_Upgrade_preHCs | Non Condensing Gas Boiler | ASHP/Gas Boiler Hybrid | 98-199 | High_F | 0.96 | 16.2 | N/A
Boiler | B_Upgrade_preHCs | Non Condensing Gas Boiler | ASHP/Gas Boiler Hybrid | 98-199 | Low_F | 0.96 | 33.9 | N/A
Boiler | B_Upgrade_preHCs | Non Condensing Gas Boiler | ASHP/Gas Boiler Hybrid | 98-199 | High_G | 0.96 | 62.9 | N/A
Boiler | B_Upgrade_preHCs | Non Condensing Gas Boiler | ASHP/Gas Boiler Hybrid | 98-199 | Low_G | 0.96 | 100.6 | N/A
Boiler | B_Upgrade_preHCs | Non Condensing Gas Boiler | ASHP/Gas Boiler Hybrid | 200+ | High_D | 0.96 | 0 | N/A
Boiler | B_Upgrade_preHCs | Non Condensing Gas Boiler | ASHP/Gas Boiler Hybrid | 200+ | Low_D | 0.96 | 0 | N/A
Boiler | B_Upgrade_preHCs | Non Condensing Gas Boiler | ASHP/Gas Boiler Hybrid | 200+ | High_E | 0.96 | 0 | N/A
Boiler | B_Upgrade_preHCs | Non Condensing Gas Boiler | ASHP/Gas Boiler Hybrid | 200+ | Low_E | 0.96 | 0 | N/A
Boiler | B_Upgrade_preHCs | Non Condensing Gas Boiler | ASHP/Gas Boiler Hybrid | 200+ | High_F | 0.96 | 16.3 | N/A
Boiler | B_Upgrade_preHCs | Non Condensing Gas Boiler | ASHP/Gas Boiler Hybrid | 200+ | Low_F | 0.96 | 47.4 | N/A
Boiler | B_Upgrade_preHCs | Non Condensing Gas Boiler | ASHP/Gas Boiler Hybrid | 200+ | High_G | 0.96 | 99.4 | N/A
Boiler | B_Upgrade_preHCs | Non Condensing Gas Boiler | ASHP/Gas Boiler Hybrid | 200+ | Low_G | 0.96 | 167.7 | N/A
Boiler | B_Upgrade_preHCs | Non Condensing LPG Boiler | ASHP/Gas Boiler Hybrid | 0-72 | High_D | 0.96 | 152.5 | N/A
Boiler | B_Upgrade_preHCs | Non Condensing LPG Boiler | ASHP/Gas Boiler Hybrid | 0-72 | Low_D | 0.96 | 215.8 | N/A
Boiler | B_Upgrade_preHCs | Non Condensing LPG Boiler | ASHP/Gas Boiler Hybrid | 0-72 | High_E | 0.96 | 290.8 | N/A
Boiler | B_Upgrade_preHCs | Non Condensing LPG Boiler | ASHP/Gas Boiler Hybrid | 0-72 | Low_E | 0.96 | 361 | N/A
Boiler | B_Upgrade_preHCs | Non Condensing LPG Boiler | ASHP/Gas Boiler Hybrid | 0-72 | High_F | 0.96 | 461.1 | N/A
Boiler | B_Upgrade_preHCs | Non Condensing LPG Boiler | ASHP/Gas Boiler Hybrid | 0-72 | Low_F | 0.96 | 574.5 | N/A
Boiler | B_Upgrade_preHCs | Non Condensing LPG Boiler | ASHP/Gas Boiler Hybrid | 0-72 | High_G | 0.96 | 736.7 | N/A
Boiler | B_Upgrade_preHCs | Non Condensing LPG Boiler | ASHP/Gas Boiler Hybrid | 0-72 | Low_G | 0.96 | 925.8 | N/A
Boiler | B_Upgrade_preHCs | Non Condensing LPG Boiler | ASHP/Gas Boiler Hybrid | 73-97 | High_D | 0.96 | 183.1 | N/A
Boiler | B_Upgrade_preHCs | Non Condensing LPG Boiler | ASHP/Gas Boiler Hybrid | 73-97 | Low_D | 0.96 | 252.7 | N/A
Boiler | B_Upgrade_preHCs | Non Condensing LPG Boiler | ASHP/Gas Boiler Hybrid | 73-97 | High_E | 0.96 | 334.3 | N/A
Boiler | B_Upgrade_preHCs | Non Condensing LPG Boiler | ASHP/Gas Boiler Hybrid | 73-97 | Low_E | 0.96 | 409.7 | N/A
Boiler | B_Upgrade_preHCs | Non Condensing LPG Boiler | ASHP/Gas Boiler Hybrid | 73-97 | High_F | 0.96 | 516.1 | N/A
Boiler | B_Upgrade_preHCs | Non Condensing LPG Boiler | ASHP/Gas Boiler Hybrid | 73-97 | Low_F | 0.96 | 635.8 | N/A
Boiler | B_Upgrade_preHCs | Non Condensing LPG Boiler | ASHP/Gas Boiler Hybrid | 73-97 | High_G | 0.96 | 806.1 | N/A
Boiler | B_Upgrade_preHCs | Non Condensing LPG Boiler | ASHP/Gas Boiler Hybrid | 73-97 | Low_G | 0.96 | 1004.3 | N/A
Boiler | B_Upgrade_preHCs | Non Condensing LPG Boiler | ASHP/Gas Boiler Hybrid | 98-199 | High_D | 0.96 | 239 | N/A
Boiler | B_Upgrade_preHCs | Non Condensing LPG Boiler | ASHP/Gas Boiler Hybrid | 98-199 | Low_D | 0.96 | 319.8 | N/A
Boiler | B_Upgrade_preHCs | Non Condensing LPG Boiler | ASHP/Gas Boiler Hybrid | 98-199 | High_E | 0.96 | 414.4 | N/A
Boiler | B_Upgrade_preHCs | Non Condensing LPG Boiler | ASHP/Gas Boiler Hybrid | 98-199 | Low_E | 0.96 | 501.9 | N/A
Boiler | B_Upgrade_preHCs | Non Condensing LPG Boiler | ASHP/Gas Boiler Hybrid | 98-199 | High_F | 0.96 | 624.9 | N/A
Boiler | B_Upgrade_preHCs | Non Condensing LPG Boiler | ASHP/Gas Boiler Hybrid | 98-199 | Low_F | 0.96 | 763.1 | N/A
Boiler | B_Upgrade_preHCs | Non Condensing LPG Boiler | ASHP/Gas Boiler Hybrid | 98-199 | High_G | 0.96 | 959.6 | N/A
Boiler | B_Upgrade_preHCs | Non Condensing LPG Boiler | ASHP/Gas Boiler Hybrid | 98-199 | Low_G | 0.96 | 1188 | N/A
Boiler | B_Upgrade_preHCs | Non Condensing LPG Boiler | ASHP/Gas Boiler Hybrid | 200+ | High_D | 0.96 | 504 | N/A
Boiler | B_Upgrade_preHCs | Non Condensing LPG Boiler | ASHP/Gas Boiler Hybrid | 200+ | Low_D | 0.96 | 643 | N/A
Boiler | B_Upgrade_preHCs | Non Condensing LPG Boiler | ASHP/Gas Boiler Hybrid | 200+ | High_E | 0.96 | 807.5 | N/A
Boiler | B_Upgrade_preHCs | Non Condensing LPG Boiler | ASHP/Gas Boiler Hybrid | 200+ | Low_E | 0.96 | 957.6 | N/A
Boiler | B_Upgrade_preHCs | Non Condensing LPG Boiler | ASHP/Gas Boiler Hybrid | 200+ | High_F | 0.96 | 1167.2 | N/A
Boiler | B_Upgrade_preHCs | Non Condensing LPG Boiler | ASHP/Gas Boiler Hybrid | 200+ | Low_F | 0.96 | 1401.8 | N/A
Boiler | B_Upgrade_preHCs | Non Condensing LPG Boiler | ASHP/Gas Boiler Hybrid | 200+ | High_G | 0.96 | 1734.9 | N/A
Boiler | B_Upgrade_preHCs | Non Condensing LPG Boiler | ASHP/Gas Boiler Hybrid | 200+ | Low_G | 0.96 | 2122.4 | N/A
Boiler | B_Upgrade_preHCs | Non Condensing Oil Boiler | ASHP/Gas Boiler Hybrid | 0-72 | High_D | 0.96 | 7.3 | N/A
Boiler | B_Upgrade_preHCs | Non Condensing Oil Boiler | ASHP/Gas Boiler Hybrid | 0-72 | Low_D | 0.96 | 46.8 | N/A
Boiler | B_Upgrade_preHCs | Non Condensing Oil Boiler | ASHP/Gas Boiler Hybrid | 0-72 | High_E | 0.96 | 95 | N/A
Boiler | B_Upgrade_preHCs | Non Condensing Oil Boiler | ASHP/Gas Boiler Hybrid | 0-72 | Low_E | 0.96 | 141.7 | N/A
Boiler | B_Upgrade_preHCs | Non Condensing Oil Boiler | ASHP/Gas Boiler Hybrid | 0-72 | High_F | 0.96 | 210.8 | N/A
Boiler | B_Upgrade_preHCs | Non Condensing Oil Boiler | ASHP/Gas Boiler Hybrid | 0-72 | Low_F | 0.96 | 291 | N/A
Boiler | B_Upgrade_preHCs | Non Condensing Oil Boiler | ASHP/Gas Boiler Hybrid | 0-72 | High_G | 0.96 | 407.8 | N/A
Boiler | B_Upgrade_preHCs | Non Condensing Oil Boiler | ASHP/Gas Boiler Hybrid | 0-72 | Low_G | 0.96 | 545.4 | N/A
Boiler | B_Upgrade_preHCs | Non Condensing Oil Boiler | ASHP/Gas Boiler Hybrid | 73-97 | High_D | 0.96 | 31.4 | N/A
Boiler | B_Upgrade_preHCs | Non Condensing Oil Boiler | ASHP/Gas Boiler Hybrid | 73-97 | Low_D | 0.96 | 73.3 | N/A
Boiler | B_Upgrade_preHCs | Non Condensing Oil Boiler | ASHP/Gas Boiler Hybrid | 73-97 | High_E | 0.96 | 123.7 | N/A
Boiler | B_Upgrade_preHCs | Non Condensing Oil Boiler | ASHP/Gas Boiler Hybrid | 73-97 | Low_E | 0.96 | 171.9 | N/A
Boiler | B_Upgrade_preHCs | Non Condensing Oil Boiler | ASHP/Gas Boiler Hybrid | 73-97 | High_F | 0.96 | 242.7 | N/A
Boiler | B_Upgrade_preHCs | Non Condensing Oil Boiler | ASHP/Gas Boiler Hybrid | 73-97 | Low_F | 0.96 | 324.7 | N/A
Boiler | B_Upgrade_preHCs | Non Condensing Oil Boiler | ASHP/Gas Boiler Hybrid | 73-97 | High_G | 0.96 | 444.1 | N/A
Boiler | B_Upgrade_preHCs | Non Condensing Oil Boiler | ASHP/Gas Boiler Hybrid | 73-97 | Low_G | 0.96 | 585 | N/A
Boiler | B_Upgrade_preHCs | Non Condensing Oil Boiler | ASHP/Gas Boiler Hybrid | 98-199 | High_D | 0.96 | 78.6 | N/A
Boiler | B_Upgrade_preHCs | Non Condensing Oil Boiler | ASHP/Gas Boiler Hybrid | 98-199 | Low_D | 0.96 | 128.6 | N/A
Boiler | B_Upgrade_preHCs | Non Condensing Oil Boiler | ASHP/Gas Boiler Hybrid | 98-199 | High_E | 0.96 | 187.8 | N/A
Boiler | B_Upgrade_preHCs | Non Condensing Oil Boiler | ASHP/Gas Boiler Hybrid | 98-199 | Low_E | 0.96 | 243.7 | N/A
Boiler | B_Upgrade_preHCs | Non Condensing Oil Boiler | ASHP/Gas Boiler Hybrid | 98-199 | High_F | 0.96 | 324.5 | N/A
Boiler | B_Upgrade_preHCs | Non Condensing Oil Boiler | ASHP/Gas Boiler Hybrid | 98-199 | Low_F | 0.96 | 417.4 | N/A
Boiler | B_Upgrade_preHCs | Non Condensing Oil Boiler | ASHP/Gas Boiler Hybrid | 98-199 | High_G | 0.96 | 551.7 | N/A
Boiler | B_Upgrade_preHCs | Non Condensing Oil Boiler | ASHP/Gas Boiler Hybrid | 98-199 | Low_G | 0.96 | 709.6 | N/A
Boiler | B_Upgrade_preHCs | Non Condensing Oil Boiler | ASHP/Gas Boiler Hybrid | 200+ | High_D | 0.96 | 224 | N/A
Boiler | B_Upgrade_preHCs | Non Condensing Oil Boiler | ASHP/Gas Boiler Hybrid | 200+ | Low_D | 0.96 | 307.6 | N/A
Boiler | B_Upgrade_preHCs | Non Condensing Oil Boiler | ASHP/Gas Boiler Hybrid | 200+ | High_E | 0.96 | 409.6 | N/A
Boiler | B_Upgrade_preHCs | Non Condensing Oil Boiler | ASHP/Gas Boiler Hybrid | 200+ | Low_E | 0.96 | 505.9 | N/A
Boiler | B_Upgrade_preHCs | Non Condensing Oil Boiler | ASHP/Gas Boiler Hybrid | 200+ | High_F | 0.96 | 646.3 | N/A
Boiler | B_Upgrade_preHCs | Non Condensing Oil Boiler | ASHP/Gas Boiler Hybrid | 200+ | Low_F | 0.96 | 808.5 | N/A
Boiler | B_Upgrade_preHCs | Non Condensing Oil Boiler | ASHP/Gas Boiler Hybrid | 200+ | High_G | 0.96 | 1044.2 | N/A
Boiler | B_Upgrade_preHCs | Non Condensing Oil Boiler | ASHP/Gas Boiler Hybrid | 200+ | Low_G | 0.96 | 1322.5 | N/A
Boiler | B_Upgrade_preHCs | Solid Fossil Boiler | ASHP/Gas Boiler Hybrid | 0-72 | High_D | 0.96 | 12.7 | N/A
Boiler | B_Upgrade_preHCs | Solid Fossil Boiler | ASHP/Gas Boiler Hybrid | 0-72 | Low_D | 0.96 | 50.2 | N/A
Boiler | B_Upgrade_preHCs | Solid Fossil Boiler | ASHP/Gas Boiler Hybrid | 0-72 | High_E | 0.96 | 97.1 | N/A
Boiler | B_Upgrade_preHCs | Solid Fossil Boiler | ASHP/Gas Boiler Hybrid | 0-72 | Low_E | 0.96 | 143.7 | N/A
Boiler | B_Upgrade_preHCs | Solid Fossil Boiler | ASHP/Gas Boiler Hybrid | 0-72 | High_F | 0.96 | 211.9 | N/A
Boiler | B_Upgrade_preHCs | Solid Fossil Boiler | ASHP/Gas Boiler Hybrid | 0-72 | Low_F | 0.96 | 290.7 | N/A
Boiler | B_Upgrade_preHCs | Solid Fossil Boiler | ASHP/Gas Boiler Hybrid | 0-72 | High_G | 0.96 | 404.2 | N/A
Boiler | B_Upgrade_preHCs | Solid Fossil Boiler | ASHP/Gas Boiler Hybrid | 0-72 | Low_G | 0.96 | 536.4 | N/A
Boiler | B_Upgrade_preHCs | Solid Fossil Boiler | ASHP/Gas Boiler Hybrid | 73-97 | High_D | 0.96 | 35.7 | N/A
Boiler | B_Upgrade_preHCs | Solid Fossil Boiler | ASHP/Gas Boiler Hybrid | 73-97 | Low_D | 0.96 | 75.2 | N/A
Boiler | B_Upgrade_preHCs | Solid Fossil Boiler | ASHP/Gas Boiler Hybrid | 73-97 | High_E | 0.96 | 124 | N/A
Boiler | B_Upgrade_preHCs | Solid Fossil Boiler | ASHP/Gas Boiler Hybrid | 73-97 | Low_E | 0.96 | 171.7 | N/A
Boiler | B_Upgrade_preHCs | Solid Fossil Boiler | ASHP/Gas Boiler Hybrid | 73-97 | High_F | 0.96 | 241.6 | N/A
Boiler | B_Upgrade_preHCs | Solid Fossil Boiler | ASHP/Gas Boiler Hybrid | 73-97 | Low_F | 0.96 | 322.1 | N/A
Boiler | B_Upgrade_preHCs | Solid Fossil Boiler | ASHP/Gas Boiler Hybrid | 73-97 | High_G | 0.96 | 438.1 | N/A
Boiler | B_Upgrade_preHCs | Solid Fossil Boiler | ASHP/Gas Boiler Hybrid | 73-97 | Low_G | 0.96 | 573.6 | N/A
Boiler | B_Upgrade_preHCs | Solid Fossil Boiler | ASHP/Gas Boiler Hybrid | 98-199 | High_D | 0.96 | 76.6 | N/A
Boiler | B_Upgrade_preHCs | Solid Fossil Boiler | ASHP/Gas Boiler Hybrid | 98-199 | Low_D | 0.96 | 122.6 | N/A
Boiler | B_Upgrade_preHCs | Solid Fossil Boiler | ASHP/Gas Boiler Hybrid | 98-199 | High_E | 0.96 | 179.4 | N/A
Boiler | B_Upgrade_preHCs | Solid Fossil Boiler | ASHP/Gas Boiler Hybrid | 98-199 | Low_E | 0.96 | 234.9 | N/A
Boiler | B_Upgrade_preHCs | Solid Fossil Boiler | ASHP/Gas Boiler Hybrid | 98-199 | High_F | 0.96 | 315.6 | N/A
Boiler | B_Upgrade_preHCs | Solid Fossil Boiler | ASHP/Gas Boiler Hybrid | 98-199 | Low_F | 0.96 | 408.4 | N/A
Boiler | B_Upgrade_preHCs | Solid Fossil Boiler | ASHP/Gas Boiler Hybrid | 98-199 | High_G | 0.96 | 541.9 | N/A
Boiler | B_Upgrade_preHCs | Solid Fossil Boiler | ASHP/Gas Boiler Hybrid | 98-199 | Low_G | 0.96 | 697.5 | N/A
Boiler | B_Upgrade_preHCs | Solid Fossil Boiler | ASHP/Gas Boiler Hybrid | 200+ | High_D | 0.96 | 217.5 | N/A
Boiler | B_Upgrade_preHCs | Solid Fossil Boiler | ASHP/Gas Boiler Hybrid | 200+ | Low_D | 0.96 | 294.6 | N/A
Boiler | B_Upgrade_preHCs | Solid Fossil Boiler | ASHP/Gas Boiler Hybrid | 200+ | High_E | 0.96 | 392 | N/A
Boiler | B_Upgrade_preHCs | Solid Fossil Boiler | ASHP/Gas Boiler Hybrid | 200+ | Low_E | 0.96 | 487.1 | N/A
Boiler | B_Upgrade_preHCs | Solid Fossil Boiler | ASHP/Gas Boiler Hybrid | 200+ | High_F | 0.96 | 626.4 | N/A
Boiler | B_Upgrade_preHCs | Solid Fossil Boiler | ASHP/Gas Boiler Hybrid | 200+ | Low_F | 0.96 | 787.1 | N/A
Boiler | B_Upgrade_preHCs | Solid Fossil Boiler | ASHP/Gas Boiler Hybrid | 200+ | High_G | 0.96 | 1019.2 | N/A
Boiler | B_Upgrade_preHCs | Solid Fossil Boiler | ASHP/Gas Boiler Hybrid | 200+ | Low_G | 0.96 | 1290.9 | N/A
Boiler | B_First_Time_CH | Electric Storage Heaters Responsiveness <=0.2 | ASHP/Gas Boiler Hybrid | 0-72 | High_D | 0.96 | 123 | N/A
Boiler | B_First_Time_CH | Electric Storage Heaters Responsiveness <=0.2 | ASHP/Gas Boiler Hybrid | 0-72 | Low_D | 0.96 | 172.3 | N/A
Boiler | B_First_Time_CH | Electric Storage Heaters Responsiveness <=0.2 | ASHP/Gas Boiler Hybrid | 0-72 | High_E | 0.96 | 232.4 | N/A
Boiler | B_First_Time_CH | Electric Storage Heaters Responsiveness <=0.2 | ASHP/Gas Boiler Hybrid | 0-72 | Low_E | 0.96 | 290.2 | N/A
Boiler | B_First_Time_CH | Electric Storage Heaters Responsiveness <=0.2 | ASHP/Gas Boiler Hybrid | 0-72 | High_F | 0.96 | 371.3 | N/A
Boiler | B_First_Time_CH | Electric Storage Heaters Responsiveness <=0.2 | ASHP/Gas Boiler Hybrid | 0-72 | Low_F | 0.96 | 461.8 | N/A
Boiler | B_First_Time_CH | Electric Storage Heaters Responsiveness <=0.2 | ASHP/Gas Boiler Hybrid | 0-72 | High_G | 0.96 | 588.9 | N/A
Boiler | B_First_Time_CH | Electric Storage Heaters Responsiveness <=0.2 | ASHP/Gas Boiler Hybrid | 0-72 | Low_G | 0.96 | 734.1 | N/A
Boiler | B_First_Time_CH | Electric Storage Heaters Responsiveness <=0.2 | ASHP/Gas Boiler Hybrid | 73-97 | High_D | 0.96 | 155.6 | N/A
Boiler | B_First_Time_CH | Electric Storage Heaters Responsiveness <=0.2 | ASHP/Gas Boiler Hybrid | 73-97 | Low_D | 0.96 | 208.8 | N/A
Boiler | B_First_Time_CH | Electric Storage Heaters Responsiveness <=0.2 | ASHP/Gas Boiler Hybrid | 73-97 | High_E | 0.96 | 273.8 | N/A
Boiler | B_First_Time_CH | Electric Storage Heaters Responsiveness <=0.2 | ASHP/Gas Boiler Hybrid | 73-97 | Low_E | 0.96 | 336.2 | N/A
Boiler | B_First_Time_CH | Electric Storage Heaters Responsiveness <=0.2 | ASHP/Gas Boiler Hybrid | 73-97 | High_F | 0.96 | 423.9 | N/A
Boiler | B_First_Time_CH | Electric Storage Heaters Responsiveness <=0.2 | ASHP/Gas Boiler Hybrid | 73-97 | Low_F | 0.96 | 521.8 | N/A
Boiler | B_First_Time_CH | Electric Storage Heaters Responsiveness <=0.2 | ASHP/Gas Boiler Hybrid | 73-97 | High_G | 0.96 | 659.1 | N/A
Boiler | B_First_Time_CH | Electric Storage Heaters Responsiveness <=0.2 | ASHP/Gas Boiler Hybrid | 73-97 | Low_G | 0.96 | 816.1 | N/A
Boiler | B_First_Time_CH | Electric Storage Heaters Responsiveness <=0.2 | ASHP/Gas Boiler Hybrid | 98-199 | High_D | 0.96 | 209.4 | N/A
Boiler | B_First_Time_CH | Electric Storage Heaters Responsiveness <=0.2 | ASHP/Gas Boiler Hybrid | 98-199 | Low_D | 0.96 | 270.7 | N/A
Boiler | B_First_Time_CH | Electric Storage Heaters Responsiveness <=0.2 | ASHP/Gas Boiler Hybrid | 98-199 | High_E | 0.96 | 345.5 | N/A
Boiler | B_First_Time_CH | Electric Storage Heaters Responsiveness <=0.2 | ASHP/Gas Boiler Hybrid | 98-199 | Low_E | 0.96 | 417.4 | N/A
Boiler | B_First_Time_CH | Electric Storage Heaters Responsiveness <=0.2 | ASHP/Gas Boiler Hybrid | 98-199 | High_F | 0.96 | 518.3 | N/A
Boiler | B_First_Time_CH | Electric Storage Heaters Responsiveness <=0.2 | ASHP/Gas Boiler Hybrid | 98-199 | Low_F | 0.96 | 630.9 | N/A
Boiler | B_First_Time_CH | Electric Storage Heaters Responsiveness <=0.2 | ASHP/Gas Boiler Hybrid | 98-199 | High_G | 0.96 | 788.9 | N/A
Boiler | B_First_Time_CH | Electric Storage Heaters Responsiveness <=0.2 | ASHP/Gas Boiler Hybrid | 98-199 | Low_G | 0.96 | 969.5 | N/A
Boiler | B_First_Time_CH | Electric Storage Heaters Responsiveness <=0.2 | ASHP/Gas Boiler Hybrid | 200+ | High_D | 0.96 | 460 | N/A
Boiler | B_First_Time_CH | Electric Storage Heaters Responsiveness <=0.2 | ASHP/Gas Boiler Hybrid | 200+ | Low_D | 0.96 | 567 | N/A
Boiler | B_First_Time_CH | Electric Storage Heaters Responsiveness <=0.2 | ASHP/Gas Boiler Hybrid | 200+ | High_E | 0.96 | 700.3 | N/A
Boiler | B_First_Time_CH | Electric Storage Heaters Responsiveness <=0.2 | ASHP/Gas Boiler Hybrid | 200+ | Low_E | 0.96 | 828.4 | N/A
Boiler | B_First_Time_CH | Electric Storage Heaters Responsiveness <=0.2 | ASHP/Gas Boiler Hybrid | 200+ | High_F | 0.96 | 1008.3 | N/A
Boiler | B_First_Time_CH | Electric Storage Heaters Responsiveness <=0.2 | ASHP/Gas Boiler Hybrid | 200+ | Low_F | 0.96 | 1208.9 | N/A
Boiler | B_First_Time_CH | Electric Storage Heaters Responsiveness <=0.2 | ASHP/Gas Boiler Hybrid | 200+ | High_G | 0.96 | 1490.5 | N/A
Boiler | B_First_Time_CH | Electric Storage Heaters Responsiveness <=0.2 | ASHP/Gas Boiler Hybrid | 200+ | Low_G | 0.96 | 1812.5 | N/A
Boiler | B_Upgrade_nopreHCs | Bottled LPG Room Heaters | ASHP/Gas Boiler Hybrid | 0-72 | High_D | 0.96 | 386.9 | N/A
Boiler | B_Upgrade_nopreHCs | Bottled LPG Room Heaters | ASHP/Gas Boiler Hybrid | 0-72 | Low_D | 0.96 | 434.5 | N/A
Boiler | B_Upgrade_nopreHCs | Bottled LPG Room Heaters | ASHP/Gas Boiler Hybrid | 0-72 | High_E | 0.96 | 553.5 | N/A
Boiler | B_Upgrade_nopreHCs | Bottled LPG Room Heaters | ASHP/Gas Boiler Hybrid | 0-72 | Low_E | 0.96 | 667.9 | N/A
Boiler | B_Upgrade_nopreHCs | Bottled LPG Room Heaters | ASHP/Gas Boiler Hybrid | 0-72 | High_F | 0.96 | 828.5 | N/A
Boiler | B_Upgrade_nopreHCs | Bottled LPG Room Heaters | ASHP/Gas Boiler Hybrid | 0-72 | Low_F | 0.96 | 1007.6 | N/A
Boiler | B_Upgrade_nopreHCs | Bottled LPG Room Heaters | ASHP/Gas Boiler Hybrid | 0-72 | High_G | 0.96 | 1259 | N/A
Boiler | B_Upgrade_nopreHCs | Bottled LPG Room Heaters | ASHP/Gas Boiler Hybrid | 0-72 | Low_G | 0.96 | 1546.4 | N/A
Boiler | B_Upgrade_nopreHCs | Bottled LPG Room Heaters | ASHP/Gas Boiler Hybrid | 73-97 | High_D | 0.96 | 392.8 | N/A
Boiler | B_Upgrade_nopreHCs | Bottled LPG Room Heaters | ASHP/Gas Boiler Hybrid | 73-97 | Low_D | 0.96 | 498.2 | N/A
Boiler | B_Upgrade_nopreHCs | Bottled LPG Room Heaters | ASHP/Gas Boiler Hybrid | 73-97 | High_E | 0.96 | 626.9 | N/A
Boiler | B_Upgrade_nopreHCs | Bottled LPG Room Heaters | ASHP/Gas Boiler Hybrid | 73-97 | Low_E | 0.96 | 750.5 | N/A
Boiler | B_Upgrade_nopreHCs | Bottled LPG Room Heaters | ASHP/Gas Boiler Hybrid | 73-97 | High_F | 0.96 | 924.1 | N/A
Boiler | B_Upgrade_nopreHCs | Bottled LPG Room Heaters | ASHP/Gas Boiler Hybrid | 73-97 | Low_F | 0.96 | 1117.7 | N/A
Boiler | B_Upgrade_nopreHCs | Bottled LPG Room Heaters | ASHP/Gas Boiler Hybrid | 73-97 | High_G | 0.96 | 1389.4 | N/A
Boiler | B_Upgrade_nopreHCs | Bottled LPG Room Heaters | ASHP/Gas Boiler Hybrid | 73-97 | Low_G | 0.96 | 1700.2 | N/A
Boiler | B_Upgrade_nopreHCs | Bottled LPG Room Heaters | ASHP/Gas Boiler Hybrid | 98-199 | High_D | 0.96 | 491 | N/A
Boiler | B_Upgrade_nopreHCs | Bottled LPG Room Heaters | ASHP/Gas Boiler Hybrid | 98-199 | Low_D | 0.96 | 612.3 | N/A
Boiler | B_Upgrade_nopreHCs | Bottled LPG Room Heaters | ASHP/Gas Boiler Hybrid | 98-199 | High_E | 0.96 | 760.4 | N/A
Boiler | B_Upgrade_nopreHCs | Bottled LPG Room Heaters | ASHP/Gas Boiler Hybrid | 98-199 | Low_E | 0.96 | 902.6 | N/A
Boiler | B_Upgrade_nopreHCs | Bottled LPG Room Heaters | ASHP/Gas Boiler Hybrid | 98-199 | High_F | 0.96 | 1102.4 | N/A
Boiler | B_Upgrade_nopreHCs | Bottled LPG Room Heaters | ASHP/Gas Boiler Hybrid | 98-199 | Low_F | 0.96 | 1325.2 | N/A
Boiler | B_Upgrade_nopreHCs | Bottled LPG Room Heaters | ASHP/Gas Boiler Hybrid | 98-199 | High_G | 0.96 | 1637.9 | N/A
Boiler | B_Upgrade_nopreHCs | Bottled LPG Room Heaters | ASHP/Gas Boiler Hybrid | 98-199 | Low_G | 0.96 | 1995.5 | N/A
Boiler | B_Upgrade_nopreHCs | Bottled LPG Room Heaters | ASHP/Gas Boiler Hybrid | 200+ | High_D | 0.96 | 986.9 | N/A
Boiler | B_Upgrade_nopreHCs | Bottled LPG Room Heaters | ASHP/Gas Boiler Hybrid | 200+ | Low_D | 0.96 | 1198.7 | N/A
Boiler | B_Upgrade_nopreHCs | Bottled LPG Room Heaters | ASHP/Gas Boiler Hybrid | 200+ | High_E | 0.96 | 1462.6 | N/A
Boiler | B_Upgrade_nopreHCs | Bottled LPG Room Heaters | ASHP/Gas Boiler Hybrid | 200+ | Low_E | 0.96 | 1716.1 | N/A
Boiler | B_Upgrade_nopreHCs | Bottled LPG Room Heaters | ASHP/Gas Boiler Hybrid | 200+ | High_F | 0.96 | 2072.1 | N/A
Boiler | B_Upgrade_nopreHCs | Bottled LPG Room Heaters | ASHP/Gas Boiler Hybrid | 200+ | Low_F | 0.96 | 2469.2 | N/A
Boiler | B_Upgrade_nopreHCs | Bottled LPG Room Heaters | ASHP/Gas Boiler Hybrid | 200+ | High_G | 0.96 | 3026.6 | N/A
Boiler | B_Upgrade_nopreHCs | Bottled LPG Room Heaters | ASHP/Gas Boiler Hybrid | 200+ | Low_G | 0.96 | 3663.9 | N/A
Boiler | B_Upgrade_nopreHCs | Solid Fossil Room Heaters | ASHP/Gas Boiler Hybrid | 0-72 | High_D | 0.96 | 151.2 | N/A
Boiler | B_Upgrade_nopreHCs | Solid Fossil Room Heaters | ASHP/Gas Boiler Hybrid | 0-72 | Low_D | 0.96 | 209.6 | N/A
Boiler | B_Upgrade_nopreHCs | Solid Fossil Room Heaters | ASHP/Gas Boiler Hybrid | 0-72 | High_E | 0.96 | 280.9 | N/A
Boiler | B_Upgrade_nopreHCs | Solid Fossil Room Heaters | ASHP/Gas Boiler Hybrid | 0-72 | Low_E | 0.96 | 349.5 | N/A
Boiler | B_Upgrade_nopreHCs | Solid Fossil Room Heaters | ASHP/Gas Boiler Hybrid | 0-72 | High_F | 0.96 | 445.7 | N/A
Boiler | B_Upgrade_nopreHCs | Solid Fossil Room Heaters | ASHP/Gas Boiler Hybrid | 0-72 | Low_F | 0.96 | 553 | N/A
Boiler | B_Upgrade_nopreHCs | Solid Fossil Room Heaters | ASHP/Gas Boiler Hybrid | 0-72 | High_G | 0.96 | 703.7 | N/A
Boiler | B_Upgrade_nopreHCs | Solid Fossil Room Heaters | ASHP/Gas Boiler Hybrid | 0-72 | Low_G | 0.96 | 876 | N/A
Boiler | B_Upgrade_nopreHCs | Solid Fossil Room Heaters | ASHP/Gas Boiler Hybrid | 73-97 | High_D | 0.96 | 189.3 | N/A
Boiler | B_Upgrade_nopreHCs | Solid Fossil Room Heaters | ASHP/Gas Boiler Hybrid | 73-97 | Low_D | 0.96 | 252.4 | N/A
Boiler | B_Upgrade_nopreHCs | Solid Fossil Room Heaters | ASHP/Gas Boiler Hybrid | 73-97 | High_E | 0.96 | 329.5 | N/A
Boiler | B_Upgrade_nopreHCs | Solid Fossil Room Heaters | ASHP/Gas Boiler Hybrid | 73-97 | Low_E | 0.96 | 403.6 | N/A
Boiler | B_Upgrade_nopreHCs | Solid Fossil Room Heaters | ASHP/Gas Boiler Hybrid | 73-97 | High_F | 0.96 | 507.6 | N/A
Boiler | B_Upgrade_nopreHCs | Solid Fossil Room Heaters | ASHP/Gas Boiler Hybrid | 73-97 | Low_F | 0.96 | 623.6 | N/A
Boiler | B_Upgrade_nopreHCs | Solid Fossil Room Heaters | ASHP/Gas Boiler Hybrid | 73-97 | High_G | 0.96 | 786.5 | N/A
Boiler | B_Upgrade_nopreHCs | Solid Fossil Room Heaters | ASHP/Gas Boiler Hybrid | 73-97 | Low_G | 0.96 | 972.7 | N/A
Boiler | B_Upgrade_nopreHCs | Solid Fossil Room Heaters | ASHP/Gas Boiler Hybrid | 98-199 | High_D | 0.96 | 252.7 | N/A
Boiler | B_Upgrade_nopreHCs | Solid Fossil Room Heaters | ASHP/Gas Boiler Hybrid | 98-199 | Low_D | 0.96 | 325.4 | N/A
Boiler | B_Upgrade_nopreHCs | Solid Fossil Room Heaters | ASHP/Gas Boiler Hybrid | 98-199 | High_E | 0.96 | 414.1 | N/A
Boiler | B_Upgrade_nopreHCs | Solid Fossil Room Heaters | ASHP/Gas Boiler Hybrid | 98-199 | Low_E | 0.96 | 499.4 | N/A
Boiler | B_Upgrade_nopreHCs | Solid Fossil Room Heaters | ASHP/Gas Boiler Hybrid | 98-199 | High_F | 0.96 | 619.1 | N/A
Boiler | B_Upgrade_nopreHCs | Solid Fossil Room Heaters | ASHP/Gas Boiler Hybrid | 98-199 | Low_F | 0.96 | 752.6 | N/A
Boiler | B_Upgrade_nopreHCs | Solid Fossil Room Heaters | ASHP/Gas Boiler Hybrid | 98-199 | High_G | 0.96 | 940 | N/A
Boiler | B_Upgrade_nopreHCs | Solid Fossil Room Heaters | ASHP/Gas Boiler Hybrid | 98-199 | Low_G | 0.96 | 1154.3 | N/A
Boiler | B_Upgrade_nopreHCs | Solid Fossil Room Heaters | ASHP/Gas Boiler Hybrid | 200+ | High_D | 0.96 | 549.9 | N/A
Boiler | B_Upgrade_nopreHCs | Solid Fossil Room Heaters | ASHP/Gas Boiler Hybrid | 200+ | Low_D | 0.96 | 676.8 | N/A
Boiler | B_Upgrade_nopreHCs | Solid Fossil Room Heaters | ASHP/Gas Boiler Hybrid | 200+ | High_E | 0.96 | 835 | N/A
Boiler | B_Upgrade_nopreHCs | Solid Fossil Room Heaters | ASHP/Gas Boiler Hybrid | 200+ | Low_E | 0.96 | 986.9 | N/A
Boiler | B_Upgrade_nopreHCs | Solid Fossil Room Heaters | ASHP/Gas Boiler Hybrid | 200+ | High_F | 0.96 | 1200.2 | N/A
Boiler | B_Upgrade_nopreHCs | Solid Fossil Room Heaters | ASHP/Gas Boiler Hybrid | 200+ | Low_F | 0.96 | 1438.2 | N/A
Boiler | B_Upgrade_nopreHCs | Solid Fossil Room Heaters | ASHP/Gas Boiler Hybrid | 200+ | High_G | 0.96 | 1772.3 | N/A
Boiler | B_Upgrade_nopreHCs | Solid Fossil Room Heaters | ASHP/Gas Boiler Hybrid | 200+ | Low_G | 0.96 | 2154.2 | N/A
Boiler | B_Upgrade_nopreHCs | Electric Room Heaters | ASHP/Gas Boiler Hybrid | 0-72 | High_D | 0.96 | 295.1 | N/A
Boiler | B_Upgrade_nopreHCs | Electric Room Heaters | ASHP/Gas Boiler Hybrid | 0-72 | Low_D | 0.96 | 383.8 | N/A
Boiler | B_Upgrade_nopreHCs | Electric Room Heaters | ASHP/Gas Boiler Hybrid | 0-72 | High_E | 0.96 | 492.1 | N/A
Boiler | B_Upgrade_nopreHCs | Electric Room Heaters | ASHP/Gas Boiler Hybrid | 0-72 | Low_E | 0.96 | 596.2 | N/A
Boiler | B_Upgrade_nopreHCs | Electric Room Heaters | ASHP/Gas Boiler Hybrid | 0-72 | High_F | 0.96 | 742.3 | N/A
Boiler | B_Upgrade_nopreHCs | Electric Room Heaters | ASHP/Gas Boiler Hybrid | 0-72 | Low_F | 0.96 | 905.2 | N/A
Boiler | B_Upgrade_nopreHCs | Electric Room Heaters | ASHP/Gas Boiler Hybrid | 0-72 | High_G | 0.96 | 1133.9 | N/A
Boiler | B_Upgrade_nopreHCs | Electric Room Heaters | ASHP/Gas Boiler Hybrid | 0-72 | Low_G | 0.96 | 1395.5 | N/A
Boiler | B_Upgrade_nopreHCs | Electric Room Heaters | ASHP/Gas Boiler Hybrid | 73-97 | High_D | 0.96 | 347 | N/A
Boiler | B_Upgrade_nopreHCs | Electric Room Heaters | ASHP/Gas Boiler Hybrid | 73-97 | Low_D | 0.96 | 442.9 | N/A
Boiler | B_Upgrade_nopreHCs | Electric Room Heaters | ASHP/Gas Boiler Hybrid | 73-97 | High_E | 0.96 | 559.9 | N/A
Boiler | B_Upgrade_nopreHCs | Electric Room Heaters | ASHP/Gas Boiler Hybrid | 73-97 | Low_E | 0.96 | 672.4 | N/A
Boiler | B_Upgrade_nopreHCs | Electric Room Heaters | ASHP/Gas Boiler Hybrid | 73-97 | High_F | 0.96 | 830.3 | N/A
Boiler | B_Upgrade_nopreHCs | Electric Room Heaters | ASHP/Gas Boiler Hybrid | 73-97 | Low_F | 0.96 | 1006.4 | N/A
Boiler | B_Upgrade_nopreHCs | Electric Room Heaters | ASHP/Gas Boiler Hybrid | 73-97 | High_G | 0.96 | 1253.6 | N/A
Boiler | B_Upgrade_nopreHCs | Electric Room Heaters | ASHP/Gas Boiler Hybrid | 73-97 | Low_G | 0.96 | 1536.3 | N/A
Boiler | B_Upgrade_nopreHCs | Electric Room Heaters | ASHP/Gas Boiler Hybrid | 98-199 | High_D | 0.96 | 437.3 | N/A
Boiler | B_Upgrade_nopreHCs | Electric Room Heaters | ASHP/Gas Boiler Hybrid | 98-199 | Low_D | 0.96 | 547.7 | N/A
Boiler | B_Upgrade_nopreHCs | Electric Room Heaters | ASHP/Gas Boiler Hybrid | 98-199 | High_E | 0.96 | 682.4 | N/A
Boiler | B_Upgrade_nopreHCs | Electric Room Heaters | ASHP/Gas Boiler Hybrid | 98-199 | Low_E | 0.96 | 811.8 | N/A
Boiler | B_Upgrade_nopreHCs | Electric Room Heaters | ASHP/Gas Boiler Hybrid | 98-199 | High_F | 0.96 | 993.5 | N/A
Boiler | B_Upgrade_nopreHCs | Electric Room Heaters | ASHP/Gas Boiler Hybrid | 98-199 | Low_F | 0.96 | 1196.2 | N/A
Boiler | B_Upgrade_nopreHCs | Electric Room Heaters | ASHP/Gas Boiler Hybrid | 98-199 | High_G | 0.96 | 1480.7 | N/A
Boiler | B_Upgrade_nopreHCs | Electric Room Heaters | ASHP/Gas Boiler Hybrid | 98-199 | Low_G | 0.96 | 1806.1 | N/A
Boiler | B_Upgrade_nopreHCs | Electric Room Heaters | ASHP/Gas Boiler Hybrid | 200+ | High_D | 0.96 | 888.5 | N/A
Boiler | B_Upgrade_nopreHCs | Electric Room Heaters | ASHP/Gas Boiler Hybrid | 200+ | Low_D | 0.96 | 1081.2 | N/A
Boiler | B_Upgrade_nopreHCs | Electric Room Heaters | ASHP/Gas Boiler Hybrid | 200+ | High_E | 0.96 | 1321.3 | N/A
Boiler | B_Upgrade_nopreHCs | Electric Room Heaters | ASHP/Gas Boiler Hybrid | 200+ | Low_E | 0.96 | 1551.9 | N/A
Boiler | B_Upgrade_nopreHCs | Electric Room Heaters | ASHP/Gas Boiler Hybrid | 200+ | High_F | 0.96 | 1875.8 | N/A
Boiler | B_Upgrade_nopreHCs | Electric Room Heaters | ASHP/Gas Boiler Hybrid | 200+ | Low_F | 0.96 | 2237.1 | N/A
Boiler | B_Upgrade_nopreHCs | Electric Room Heaters | ASHP/Gas Boiler Hybrid | 200+ | High_G | 0.96 | 2744.1 | N/A
Boiler | B_Upgrade_nopreHCs | Electric Room Heaters | ASHP/Gas Boiler Hybrid | 200+ | Low_G | 0.96 | 3324 | N/A
Boiler | B_Upgrade_nopreHCs | Gas Fire with Back Boiler | ASHP/Gas Boiler Hybrid | 0-72 | High_D | 0.96 | 205.5 | N/A
Boiler | B_Upgrade_nopreHCs | Gas Fire with Back Boiler | ASHP/Gas Boiler Hybrid | 0-72 | Low_D | 0.96 | 260.2 | N/A
Boiler | B_Upgrade_nopreHCs | Gas Fire with Back Boiler | ASHP/Gas Boiler Hybrid | 0-72 | High_E | 0.96 | 326.9 | N/A
Boiler | B_Upgrade_nopreHCs | Gas Fire with Back Boiler | ASHP/Gas Boiler Hybrid | 0-72 | Low_E | 0.96 | 391.1 | N/A
Boiler | B_Upgrade_nopreHCs | Gas Fire with Back Boiler | ASHP/Gas Boiler Hybrid | 0-72 | High_F | 0.96 | 481.2 | N/A
Boiler | B_Upgrade_nopreHCs | Gas Fire with Back Boiler | ASHP/Gas Boiler Hybrid | 0-72 | Low_F | 0.96 | 581.7 | N/A
Boiler | B_Upgrade_nopreHCs | Gas Fire with Back Boiler | ASHP/Gas Boiler Hybrid | 0-72 | High_G | 0.96 | 722.7 | N/A
Boiler | B_Upgrade_nopreHCs | Gas Fire with Back Boiler | ASHP/Gas Boiler Hybrid | 0-72 | Low_G | 0.96 | 884 | N/A
Boiler | B_Upgrade_nopreHCs | Gas Fire with Back Boiler | ASHP/Gas Boiler Hybrid | 73-97 | High_D | 0.96 | 235.3 | N/A
Boiler | B_Upgrade_nopreHCs | Gas Fire with Back Boiler | ASHP/Gas Boiler Hybrid | 73-97 | Low_D | 0.96 | 294.4 | N/A
Boiler | B_Upgrade_nopreHCs | Gas Fire with Back Boiler | ASHP/Gas Boiler Hybrid | 73-97 | High_E | 0.96 | 366.6 | N/A
Boiler | B_Upgrade_nopreHCs | Gas Fire with Back Boiler | ASHP/Gas Boiler Hybrid | 73-97 | Low_E | 0.96 | 436 | N/A
Boiler | B_Upgrade_nopreHCs | Gas Fire with Back Boiler | ASHP/Gas Boiler Hybrid | 73-97 | High_F | 0.96 | 533.4 | N/A
Boiler | B_Upgrade_nopreHCs | Gas Fire with Back Boiler | ASHP/Gas Boiler Hybrid | 73-97 | Low_F | 0.96 | 642 | N/A
Boiler | B_Upgrade_nopreHCs | Gas Fire with Back Boiler | ASHP/Gas Boiler Hybrid | 73-97 | High_G | 0.96 | 794.4 | N/A
Boiler | B_Upgrade_nopreHCs | Gas Fire with Back Boiler | ASHP/Gas Boiler Hybrid | 73-97 | Low_G | 0.96 | 968.8 | N/A
Boiler | B_Upgrade_nopreHCs | Gas Fire with Back Boiler | ASHP/Gas Boiler Hybrid | 98-199 | High_D | 0.96 | 288.9 | N/A
Boiler | B_Upgrade_nopreHCs | Gas Fire with Back Boiler | ASHP/Gas Boiler Hybrid | 98-199 | Low_D | 0.96 | 356.9 | N/A
Boiler | B_Upgrade_nopreHCs | Gas Fire with Back Boiler | ASHP/Gas Boiler Hybrid | 98-199 | High_E | 0.96 | 440 | N/A
Boiler | B_Upgrade_nopreHCs | Gas Fire with Back Boiler | ASHP/Gas Boiler Hybrid | 98-199 | Low_E | 0.96 | 519.8 | N/A
Boiler | B_Upgrade_nopreHCs | Gas Fire with Back Boiler | ASHP/Gas Boiler Hybrid | 98-199 | High_F | 0.96 | 631.9 | N/A
Boiler | B_Upgrade_nopreHCs | Gas Fire with Back Boiler | ASHP/Gas Boiler Hybrid | 98-199 | Low_F | 0.96 | 756.9 | N/A
Boiler | B_Upgrade_nopreHCs | Gas Fire with Back Boiler | ASHP/Gas Boiler Hybrid | 98-199 | High_G | 0.96 | 932.4 | N/A
Boiler | B_Upgrade_nopreHCs | Gas Fire with Back Boiler | ASHP/Gas Boiler Hybrid | 98-199 | Low_G | 0.96 | 1133 | N/A
Boiler | B_Upgrade_nopreHCs | Gas Fire with Back Boiler | ASHP/Gas Boiler Hybrid | 200+ | High_D | 0.96 | 567.1 | N/A
Boiler | B_Upgrade_nopreHCs | Gas Fire with Back Boiler | ASHP/Gas Boiler Hybrid | 200+ | Low_D | 0.96 | 685.9 | N/A
Boiler | B_Upgrade_nopreHCs | Gas Fire with Back Boiler | ASHP/Gas Boiler Hybrid | 200+ | High_E | 0.96 | 834 | N/A
Boiler | B_Upgrade_nopreHCs | Gas Fire with Back Boiler | ASHP/Gas Boiler Hybrid | 200+ | Low_E | 0.96 | 976.2 | N/A
Boiler | B_Upgrade_nopreHCs | Gas Fire with Back Boiler | ASHP/Gas Boiler Hybrid | 200+ | High_F | 0.96 | 1176 | N/A
Boiler | B_Upgrade_nopreHCs | Gas Fire with Back Boiler | ASHP/Gas Boiler Hybrid | 200+ | Low_F | 0.96 | 1398.8 | N/A
Boiler | B_Upgrade_nopreHCs | Gas Fire with Back Boiler | ASHP/Gas Boiler Hybrid | 200+ | High_G | 0.96 | 1711.5 | N/A
Boiler | B_Upgrade_nopreHCs | Gas Fire with Back Boiler | ASHP/Gas Boiler Hybrid | 200+ | Low_G | 0.96 | 2069.1 | N/A
Boiler | B_Upgrade_nopreHCs | Gas Room Heaters | ASHP/Gas Boiler Hybrid | 0-72 | High_D | 0.96 | 151.4 | N/A
Boiler | B_Upgrade_nopreHCs | Gas Room Heaters | ASHP/Gas Boiler Hybrid | 0-72 | Low_D | 0.96 | 191.7 | N/A
Boiler | B_Upgrade_nopreHCs | Gas Room Heaters | ASHP/Gas Boiler Hybrid | 0-72 | High_E | 0.96 | 240.9 | N/A
Boiler | B_Upgrade_nopreHCs | Gas Room Heaters | ASHP/Gas Boiler Hybrid | 0-72 | Low_E | 0.96 | 288.2 | N/A
Boiler | B_Upgrade_nopreHCs | Gas Room Heaters | ASHP/Gas Boiler Hybrid | 0-72 | High_F | 0.96 | 354.6 | N/A
Boiler | B_Upgrade_nopreHCs | Gas Room Heaters | ASHP/Gas Boiler Hybrid | 0-72 | Low_F | 0.96 | 428.6 | N/A
Boiler | B_Upgrade_nopreHCs | Gas Room Heaters | ASHP/Gas Boiler Hybrid | 0-72 | High_G | 0.96 | 532.5 | N/A
Boiler | B_Upgrade_nopreHCs | Gas Room Heaters | ASHP/Gas Boiler Hybrid | 0-72 | Low_G | 0.96 | 651.4 | N/A
Boiler | B_Upgrade_nopreHCs | Gas Room Heaters | ASHP/Gas Boiler Hybrid | 73-97 | High_D | 0.96 | 173.4 | N/A
Boiler | B_Upgrade_nopreHCs | Gas Room Heaters | ASHP/Gas Boiler Hybrid | 73-97 | Low_D | 0.96 | 216.9 | N/A
Boiler | B_Upgrade_nopreHCs | Gas Room Heaters | ASHP/Gas Boiler Hybrid | 73-97 | High_E | 0.96 | 270.1 | N/A
Boiler | B_Upgrade_nopreHCs | Gas Room Heaters | ASHP/Gas Boiler Hybrid | 73-97 | Low_E | 0.96 | 321.2 | N/A
Boiler | B_Upgrade_nopreHCs | Gas Room Heaters | ASHP/Gas Boiler Hybrid | 73-97 | High_F | 0.96 | 393 | N/A
Boiler | B_Upgrade_nopreHCs | Gas Room Heaters | ASHP/Gas Boiler Hybrid | 73-97 | Low_F | 0.96 | 473 | N/A
Boiler | B_Upgrade_nopreHCs | Gas Room Heaters | ASHP/Gas Boiler Hybrid | 73-97 | High_G | 0.96 | 585.4 | N/A
Boiler | B_Upgrade_nopreHCs | Gas Room Heaters | ASHP/Gas Boiler Hybrid | 73-97 | Low_G | 0.96 | 713.8 | N/A
Boiler | B_Upgrade_nopreHCs | Gas Room Heaters | ASHP/Gas Boiler Hybrid | 98-199 | High_D | 0.96 | 212.9 | N/A
Boiler | B_Upgrade_nopreHCs | Gas Room Heaters | ASHP/Gas Boiler Hybrid | 98-199 | Low_D | 0.96 | 263 | N/A
Boiler | B_Upgrade_nopreHCs | Gas Room Heaters | ASHP/Gas Boiler Hybrid | 98-199 | High_E | 0.96 | 324.2 | N/A
Boiler | B_Upgrade_nopreHCs | Gas Room Heaters | ASHP/Gas Boiler Hybrid | 98-199 | Low_E | 0.96 | 383 | N/A
Boiler | B_Upgrade_nopreHCs | Gas Room Heaters | ASHP/Gas Boiler Hybrid | 98-199 | High_F | 0.96 | 465.6 | N/A
Boiler | B_Upgrade_nopreHCs | Gas Room Heaters | ASHP/Gas Boiler Hybrid | 98-199 | Low_F | 0.96 | 557.7 | N/A
Boiler | B_Upgrade_nopreHCs | Gas Room Heaters | ASHP/Gas Boiler Hybrid | 98-199 | High_G | 0.96 | 687 | N/A
Boiler | B_Upgrade_nopreHCs | Gas Room Heaters | ASHP/Gas Boiler Hybrid | 98-199 | Low_G | 0.96 | 834.8 | N/A
Boiler | B_Upgrade_nopreHCs | Gas Room Heaters | ASHP/Gas Boiler Hybrid | 200+ | High_D | 0.96 | 417.9 | N/A
Boiler | B_Upgrade_nopreHCs | Gas Room Heaters | ASHP/Gas Boiler Hybrid | 200+ | Low_D | 0.96 | 505.4 | N/A
Boiler | B_Upgrade_nopreHCs | Gas Room Heaters | ASHP/Gas Boiler Hybrid | 200+ | High_E | 0.96 | 614.5 | N/A
Boiler | B_Upgrade_nopreHCs | Gas Room Heaters | ASHP/Gas Boiler Hybrid | 200+ | Low_E | 0.96 | 719.3 | N/A
Boiler | B_Upgrade_nopreHCs | Gas Room Heaters | ASHP/Gas Boiler Hybrid | 200+ | High_F | 0.96 | 866.5 | N/A
Boiler | B_Upgrade_nopreHCs | Gas Room Heaters | ASHP/Gas Boiler Hybrid | 200+ | Low_F | 0.96 | 1030.7 | N/A
Boiler | B_Upgrade_nopreHCs | Gas Room Heaters | ASHP/Gas Boiler Hybrid | 200+ | High_G | 0.96 | 1261.1 | N/A
Boiler | B_Upgrade_nopreHCs | Gas Room Heaters | ASHP/Gas Boiler Hybrid | 200+ | Low_G | 0.96 | 1524.6 | N/A
Boiler | B_Upgrade_nopreHCs | Electric Storage Heaters Responsiveness >0.2 | Air to Water ASHP | 0-72 | High_D | 0.96 | 84.1 | N/A
Boiler | B_Upgrade_nopreHCs | Electric Storage Heaters Responsiveness >0.2 | Air to Water ASHP | 0-72 | Low_D | 0.96 | 101.7 | N/A
Boiler | B_Upgrade_nopreHCs | Electric Storage Heaters Responsiveness >0.2 | Air to Water ASHP | 0-72 | High_E | 0.96 | 123.3 | N/A
Boiler | B_Upgrade_nopreHCs | Electric Storage Heaters Responsiveness >0.2 | Air to Water ASHP | 0-72 | Low_E | 0.96 | 144 | N/A
Boiler | B_Upgrade_nopreHCs | Electric Storage Heaters Responsiveness >0.2 | Air to Water ASHP | 0-72 | High_F | 0.96 | 173.1 | N/A
Boiler | B_Upgrade_nopreHCs | Electric Storage Heaters Responsiveness >0.2 | Air to Water ASHP | 0-72 | Low_F | 0.96 | 205.6 | N/A
Boiler | B_Upgrade_nopreHCs | Electric Storage Heaters Responsiveness >0.2 | Air to Water ASHP | 0-72 | High_G | 0.96 | 251.2 | N/A
Boiler | B_Upgrade_nopreHCs | Electric Storage Heaters Responsiveness >0.2 | Air to Water ASHP | 0-72 | Low_G | 0.96 | 303.3 | N/A
Boiler | B_Upgrade_nopreHCs | Electric Storage Heaters Responsiveness >0.2 | Air to Water ASHP | 73-97 | High_D | 0.96 | 92.1 | N/A
Boiler | B_Upgrade_nopreHCs | Electric Storage Heaters Responsiveness >0.2 | Air to Water ASHP | 73-97 | Low_D | 0.96 | 111.2 | N/A
Boiler | B_Upgrade_nopreHCs | Electric Storage Heaters Responsiveness >0.2 | Air to Water ASHP | 73-97 | High_E | 0.96 | 134.5 | N/A
Boiler | B_Upgrade_nopreHCs | Electric Storage Heaters Responsiveness >0.2 | Air to Water ASHP | 73-97 | Low_E | 0.96 | 156.9 | N/A
Boiler | B_Upgrade_nopreHCs | Electric Storage Heaters Responsiveness >0.2 | Air to Water ASHP | 73-97 | High_F | 0.96 | 188.4 | N/A
Boiler | B_Upgrade_nopreHCs | Electric Storage Heaters Responsiveness >0.2 | Air to Water ASHP | 73-97 | Low_F | 0.96 | 223.5 | N/A
Boiler | B_Upgrade_nopreHCs | Electric Storage Heaters Responsiveness >0.2 | Air to Water ASHP | 73-97 | High_G | 0.96 | 272.7 | N/A
Boiler | B_Upgrade_nopreHCs | Electric Storage Heaters Responsiveness >0.2 | Air to Water ASHP | 73-97 | Low_G | 0.96 | 329.1 | N/A
Boiler | B_Upgrade_nopreHCs | Electric Storage Heaters Responsiveness >0.2 | Air to Water ASHP | 98-199 | High_D | 0.96 | 107.8 | N/A
Boiler | B_Upgrade_nopreHCs | Electric Storage Heaters Responsiveness >0.2 | Air to Water ASHP | 98-199 | Low_D | 0.96 | 129.8 | N/A
Boiler | B_Upgrade_nopreHCs | Electric Storage Heaters Responsiveness >0.2 | Air to Water ASHP | 98-199 | High_E | 0.96 | 156.6 | N/A
Boiler | B_Upgrade_nopreHCs | Electric Storage Heaters Responsiveness >0.2 | Air to Water ASHP | 98-199 | Low_E | 0.96 | 182.4 | N/A
Boiler | B_Upgrade_nopreHCs | Electric Storage Heaters Responsiveness >0.2 | Air to Water ASHP | 98-199 | High_F | 0.96 | 218.6 | N/A
Boiler | B_Upgrade_nopreHCs | Electric Storage Heaters Responsiveness >0.2 | Air to Water ASHP | 98-199 | Low_F | 0.96 | 259 | N/A
Boiler | B_Upgrade_nopreHCs | Electric Storage Heaters Responsiveness >0.2 | Air to Water ASHP | 98-199 | High_G | 0.96 | 315.7 | N/A
Boiler | B_Upgrade_nopreHCs | Electric Storage Heaters Responsiveness >0.2 | Air to Water ASHP | 98-199 | Low_G | 0.96 | 380.5 | N/A
Boiler | B_Upgrade_nopreHCs | Electric Storage Heaters Responsiveness >0.2 | Air to Water ASHP | 200+ | High_D | 0.96 | 197.7 | N/A
Boiler | B_Upgrade_nopreHCs | Electric Storage Heaters Responsiveness >0.2 | Air to Water ASHP | 200+ | Low_D | 0.96 | 236.1 | N/A
Boiler | B_Upgrade_nopreHCs | Electric Storage Heaters Responsiveness >0.2 | Air to Water ASHP | 200+ | High_E | 0.96 | 283.9 | N/A
Boiler | B_Upgrade_nopreHCs | Electric Storage Heaters Responsiveness >0.2 | Air to Water ASHP | 200+ | Low_E | 0.96 | 329.8 | N/A
Boiler | B_Upgrade_nopreHCs | Electric Storage Heaters Responsiveness >0.2 | Air to Water ASHP | 200+ | High_F | 0.96 | 394.4 | N/A
Boiler | B_Upgrade_nopreHCs | Electric Storage Heaters Responsiveness >0.2 | Air to Water ASHP | 200+ | Low_F | 0.96 | 466.4 | N/A
Boiler | B_Upgrade_nopreHCs | Electric Storage Heaters Responsiveness >0.2 | Air to Water ASHP | 200+ | High_G | 0.96 | 567.4 | N/A
Boiler | B_Upgrade_nopreHCs | Electric Storage Heaters Responsiveness >0.2 | Air to Water ASHP | 200+ | Low_G | 0.96 | 682.9 | N/A
Other Heating | Smarttherm | Air to Water ASHP | N/A | 0-72 | High_D | 1 | 26.3 | 1.16
Other Heating | Smarttherm | Air to Water ASHP | N/A | 0-72 | Low_D | 1 | 31.4 | 1.39
Other Heating | Smarttherm | Air to Water ASHP | N/A | 0-72 | High_E | 1 | 37 | 1.7
Other Heating | Smarttherm | Air to Water ASHP | N/A | 0-72 | Low_E | 1 | 40.7 | 1.68
Other Heating | Smarttherm | Air to Water ASHP | N/A | 0-72 | High_F | 1 | 47 | 1.64
Other Heating | Smarttherm | Air to Water ASHP | N/A | 0-72 | Low_F | 1 | 51.6 | 1.53
Other Heating | Smarttherm | Air to Water ASHP | N/A | 0-72 | High_G | 1 | 56.6 | 1.38
Other Heating | Smarttherm | Air to Water ASHP | N/A | 0-72 | Low_G | 1 | 61.6 | 1.25
Other Heating | Smarttherm | Air to Water ASHP | N/A | 73-97 | High_D | 1 | 29.4 | 1.2
Other Heating | Smarttherm | Air to Water ASHP | N/A | 73-97 | Low_D | 1 | 38.4 | 1.57
Other Heating | Smarttherm | Air to Water ASHP | N/A | 73-97 | High_E | 1 | 44.8 | 1.89
Other Heating | Smarttherm | Air to Water ASHP | N/A | 73-97 | Low_E | 1 | 51.9 | 2
Other Heating | Smarttherm | Air to Water ASHP | N/A | 73-97 | High_F | 1 | 59.3 | 1.92
Other Heating | Smarttherm | Air to Water ASHP | N/A | 73-97 | Low_F | 1 | 70.7 | 1.95
Other Heating | Smarttherm | Air to Water ASHP | N/A | 73-97 | High_G | 1 | 79.4 | 1.8
Other Heating | Smarttherm | Air to Water ASHP | N/A | 73-97 | Low_G | 1 | 88.7 | 1.68
Other Heating | Smarttherm | Air to Water ASHP | N/A | 98-199 | High_D | 1 | 33.6 | 1.2
Other Heating | Smarttherm | Air to Water ASHP | N/A | 98-199 | Low_D | 1 | 41.1 | 1.47
Other Heating | Smarttherm | Air to Water ASHP | N/A | 98-199 | High_E | 1 | 50.1 | 1.86
Other Heating | Smarttherm | Air to Water ASHP | N/A | 98-199 | Low_E | 1 | 56.8 | 1.88
Other Heating | Smarttherm | Air to Water ASHP | N/A | 98-199 | High_F | 1 | 66.7 | 1.86
Other Heating | Smarttherm | Air to Water ASHP | N/A | 98-199 | Low_F | 1 | 76.1 | 1.8
Other Heating | Smarttherm | Air to Water ASHP | N/A | 98-199 | High_G | 1 | 88.6 | 1.73
Other Heating | Smarttherm | Air to Water ASHP | N/A | 98-199 | Low_G | 1 | 99 | 1.62
Other Heating | Smarttherm | Air to Water ASHP | N/A | 200+ | High_D | 1 | 71.2 | 1.42
Other Heating | Smarttherm | Air to Water ASHP | N/A | 200+ | Low_D | 1 | 86.3 | 1.73
Other Heating | Smarttherm | Air to Water ASHP | N/A | 200+ | High_E | 1 | 99.9 | 2.09
Other Heating | Smarttherm | Air to Water ASHP | N/A | 200+ | Low_E | 1 | 117.8 | 2.17
Other Heating | Smarttherm | Air to Water ASHP | N/A | 200+ | High_F | 1 | 136.5 | 2.12
Other Heating | Smarttherm | Air to Water ASHP | N/A | 200+ | Low_F | 1 | 154.6 | 2.04
Other Heating | Smarttherm | Air to Water ASHP | N/A | 200+ | High_G | 1 | 181.2 | 1.98
Other Heating | Smarttherm | Air to Water ASHP | N/A | 200+ | Low_G | 1 | 202.1 | 1.84
Other Heating | P&RT | Bottled LPG Boiler | N/A | 0-72 | High_D | 1 | 33.3 | N/A
Other Heating | P&RT | Bottled LPG Boiler | N/A | 0-72 | Low_D | 1 | 38.5 | N/A
Other Heating | P&RT | Bottled LPG Boiler | N/A | 0-72 | High_E | 1 | 45.4 | N/A
Other Heating | P&RT | Bottled LPG Boiler | N/A | 0-72 | Low_E | 1 | 52.4 | N/A
Other Heating | P&RT | Bottled LPG Boiler | N/A | 0-72 | High_F | 1 | 61.3 | N/A
Other Heating | P&RT | Bottled LPG Boiler | N/A | 0-72 | Low_F | 1 | 70.4 | N/A
Other Heating | P&RT | Bottled LPG Boiler | N/A | 0-72 | High_G | 1 | 81.8 | N/A
Other Heating | P&RT | Bottled LPG Boiler | N/A | 0-72 | Low_G | 1 | 93.5 | N/A
Other Heating | P&RT | Bottled LPG Boiler | N/A | 73-97 | High_D | 1 | 37.3 | N/A
Other Heating | P&RT | Bottled LPG Boiler | N/A | 73-97 | Low_D | 1 | 43.9 | N/A
Other Heating | P&RT | Bottled LPG Boiler | N/A | 73-97 | High_E | 1 | 53.1 | N/A
Other Heating | P&RT | Bottled LPG Boiler | N/A | 73-97 | Low_E | 1 | 62.9 | N/A
Other Heating | P&RT | Bottled LPG Boiler | N/A | 73-97 | High_F | 1 | 76.1 | N/A
Other Heating | P&RT | Bottled LPG Boiler | N/A | 73-97 | Low_F | 1 | 90 | N/A
Other Heating | P&RT | Bottled LPG Boiler | N/A | 73-97 | High_G | 1 | 108.1 | N/A
Other Heating | P&RT | Bottled LPG Boiler | N/A | 73-97 | Low_G | 1 | 127.2 | N/A
Other Heating | P&RT | Bottled LPG Boiler | N/A | 98-199 | High_D | 1 | 44.5 | N/A
Other Heating | P&RT | Bottled LPG Boiler | N/A | 98-199 | Low_D | 1 | 51.9 | N/A
Other Heating | P&RT | Bottled LPG Boiler | N/A | 98-199 | High_E | 1 | 62.2 | N/A
Other Heating | P&RT | Bottled LPG Boiler | N/A | 98-199 | Low_E | 1 | 73.1 | N/A
Other Heating | P&RT | Bottled LPG Boiler | N/A | 98-199 | High_F | 1 | 87.8 | N/A
Other Heating | P&RT | Bottled LPG Boiler | N/A | 98-199 | Low_F | 1 | 103.4 | N/A
Other Heating | P&RT | Bottled LPG Boiler | N/A | 98-199 | High_G | 1 | 123.7 | N/A
Other Heating | P&RT | Bottled LPG Boiler | N/A | 98-199 | Low_G | 1 | 145 | N/A
Other Heating | P&RT | Bottled LPG Boiler | N/A | 200+ | High_D | 1 | 84 | N/A
Other Heating | P&RT | Bottled LPG Boiler | N/A | 200+ | Low_D | 1 | 97.6 | N/A
Other Heating | P&RT | Bottled LPG Boiler | N/A | 200+ | High_E | 1 | 117 | N/A
Other Heating | P&RT | Bottled LPG Boiler | N/A | 200+ | Low_E | 1 | 138 | N/A
Other Heating | P&RT | Bottled LPG Boiler | N/A | 200+ | High_F | 1 | 166.5 | N/A
Other Heating | P&RT | Bottled LPG Boiler | N/A | 200+ | Low_F | 1 | 196.9 | N/A
Other Heating | P&RT | Bottled LPG Boiler | N/A | 200+ | High_G | 1 | 237 | N/A
Other Heating | P&RT | Bottled LPG Boiler | N/A | 200+ | Low_G | 1 | 279.4 | N/A
Other Heating | TRV | Bottled LPG Boiler | N/A | 0-72 | High_D | 1 | 27.7 | N/A
Other Heating | TRV | Bottled LPG Boiler | N/A | 0-72 | Low_D | 1 | 29.4 | N/A
Other Heating | TRV | Bottled LPG Boiler | N/A | 0-72 | High_E | 1 | 30 | N/A
Other Heating | TRV | Bottled LPG Boiler | N/A | 0-72 | Low_E | 1 | 29 | N/A
Other Heating | TRV | Bottled LPG Boiler | N/A | 0-72 | High_F | 1 | 25.7 | N/A
Other Heating | TRV | Bottled LPG Boiler | N/A | 0-72 | Low_F | 1 | 20.7 | N/A
Other Heating | TRV | Bottled LPG Boiler | N/A | 0-72 | High_G | 1 | 12.3 | N/A
Other Heating | TRV | Bottled LPG Boiler | N/A | 0-72 | Low_G | 1 | 1.9 | N/A
Other Heating | TRV | Bottled LPG Boiler | N/A | 73-97 | High_D | 1 | 32.6 | N/A
Other Heating | TRV | Bottled LPG Boiler | N/A | 73-97 | Low_D | 1 | 34.5 | N/A
Other Heating | TRV | Bottled LPG Boiler | N/A | 73-97 | High_E | 1 | 35.3 | N/A
Other Heating | TRV | Bottled LPG Boiler | N/A | 73-97 | Low_E | 1 | 34.4 | N/A
Other Heating | TRV | Bottled LPG Boiler | N/A | 73-97 | High_F | 1 | 31.3 | N/A
Other Heating | TRV | Bottled LPG Boiler | N/A | 73-97 | Low_F | 1 | 26.3 | N/A
Other Heating | TRV | Bottled LPG Boiler | N/A | 73-97 | High_G | 1 | 17.8 | N/A
Other Heating | TRV | Bottled LPG Boiler | N/A | 73-97 | Low_G | 1 | 7.2 | N/A
Other Heating | TRV | Bottled LPG Boiler | N/A | 98-199 | High_D | 1 | 39.7 | N/A
Other Heating | TRV | Bottled LPG Boiler | N/A | 98-199 | Low_D | 1 | 41.5 | N/A
Other Heating | TRV | Bottled LPG Boiler | N/A | 98-199 | High_E | 1 | 41.8 | N/A
Other Heating | TRV | Bottled LPG Boiler | N/A | 98-199 | Low_E | 1 | 40.3 | N/A
Other Heating | TRV | Bottled LPG Boiler | N/A | 98-199 | High_F | 1 | 36 | N/A
Other Heating | TRV | Bottled LPG Boiler | N/A | 98-199 | Low_F | 1 | 29.5 | N/A
Other Heating | TRV | Bottled LPG Boiler | N/A | 98-199 | High_G | 1 | 18.9 | N/A
Other Heating | TRV | Bottled LPG Boiler | N/A | 98-199 | Low_G | 1 | 5.8 | N/A
Other Heating | TRV | Bottled LPG Boiler | N/A | 200+ | High_D | 1 | 83 | N/A
Other Heating | TRV | Bottled LPG Boiler | N/A | 200+ | Low_D | 1 | 90.1 | N/A
Other Heating | TRV | Bottled LPG Boiler | N/A | 200+ | High_E | 1 | 96.1 | N/A
Other Heating | TRV | Bottled LPG Boiler | N/A | 200+ | Low_E | 1 | 99 | N/A
Other Heating | TRV | Bottled LPG Boiler | N/A | 200+ | High_F | 1 | 99.1 | N/A
Other Heating | TRV | Bottled LPG Boiler | N/A | 200+ | Low_F | 1 | 95.6 | N/A
Other Heating | TRV | Bottled LPG Boiler | N/A | 200+ | High_G | 1 | 87.2 | N/A
Other Heating | TRV | Bottled LPG Boiler | N/A | 200+ | Low_G | 1 | 74.9 | N/A
Boiler | B_Upgrade_preHCs | Bottled LPG Boiler | Fuel Cell mCHP | 0-72 | High_D | 0.96 | 364.1 | N/A
Boiler | B_Upgrade_preHCs | Bottled LPG Boiler | Fuel Cell mCHP | 0-72 | Low_D | 0.96 | 473.2 | N/A
Boiler | B_Upgrade_preHCs | Bottled LPG Boiler | Fuel Cell mCHP | 0-72 | High_E | 0.96 | 607.3 | N/A
Boiler | B_Upgrade_preHCs | Bottled LPG Boiler | Fuel Cell mCHP | 0-72 | Low_E | 0.96 | 737.4 | N/A
Boiler | B_Upgrade_preHCs | Bottled LPG Boiler | Fuel Cell mCHP | 0-72 | High_F | 0.96 | 922.9 | N/A
Boiler | B_Upgrade_preHCs | Bottled LPG Boiler | Fuel Cell mCHP | 0-72 | Low_F | 0.96 | 1131.9 | N/A
Boiler | B_Upgrade_preHCs | Bottled LPG Boiler | Fuel Cell mCHP | 0-72 | High_G | 0.96 | 1428.1 | N/A
Boiler | B_Upgrade_preHCs | Bottled LPG Boiler | Fuel Cell mCHP | 0-72 | Low_G | 0.96 | 1768.9 | N/A
Boiler | B_Upgrade_preHCs | Bottled LPG Boiler | Fuel Cell mCHP | 73-97 | High_D | 0.96 | 398.2 | N/A
Boiler | B_Upgrade_preHCs | Bottled LPG Boiler | Fuel Cell mCHP | 73-97 | Low_D | 0.96 | 510.7 | N/A
Boiler | B_Upgrade_preHCs | Bottled LPG Boiler | Fuel Cell mCHP | 73-97 | High_E | 0.96 | 648.4 | N/A
Boiler | B_Upgrade_preHCs | Bottled LPG Boiler | Fuel Cell mCHP | 73-97 | Low_E | 0.96 | 781.4 | N/A
Boiler | B_Upgrade_preHCs | Bottled LPG Boiler | Fuel Cell mCHP | 73-97 | High_F | 0.96 | 970.6 | N/A
Boiler | B_Upgrade_preHCs | Bottled LPG Boiler | Fuel Cell mCHP | 73-97 | Low_F | 0.96 | 1184 | N/A
Boiler | B_Upgrade_preHCs | Bottled LPG Boiler | Fuel Cell mCHP | 73-97 | High_G | 0.96 | 1486.4 | N/A
Boiler | B_Upgrade_preHCs | Bottled LPG Boiler | Fuel Cell mCHP | 73-97 | Low_G | 0.96 | 1834.7 | N/A
Boiler | B_Upgrade_preHCs | Bottled LPG Boiler | Fuel Cell mCHP | 98-199 | High_D | 0.96 | 464 | N/A
Boiler | B_Upgrade_preHCs | Bottled LPG Boiler | Fuel Cell mCHP | 98-199 | Low_D | 0.96 | 587.8 | N/A
Boiler | B_Upgrade_preHCs | Bottled LPG Boiler | Fuel Cell mCHP | 98-199 | High_E | 0.96 | 739.5 | N/A
Boiler | B_Upgrade_preHCs | Bottled LPG Boiler | Fuel Cell mCHP | 98-199 | Low_E | 0.96 | 886 | N/A
Boiler | B_Upgrade_preHCs | Bottled LPG Boiler | Fuel Cell mCHP | 98-199 | High_F | 0.96 | 1094.6 | N/A
Boiler | B_Upgrade_preHCs | Bottled LPG Boiler | Fuel Cell mCHP | 98-199 | Low_F | 0.96 | 1329.8 | N/A
Boiler | B_Upgrade_preHCs | Bottled LPG Boiler | Fuel Cell mCHP | 98-199 | High_G | 0.96 | 1662.9 | N/A
Boiler | B_Upgrade_preHCs | Bottled LPG Boiler | Fuel Cell mCHP | 98-199 | Low_G | 0.96 | 2046.7 | N/A
Boiler | B_Upgrade_preHCs | Bottled LPG Boiler | Fuel Cell mCHP | 200+ | High_D | 0.96 | 890.9 | N/A
Boiler | B_Upgrade_preHCs | Bottled LPG Boiler | Fuel Cell mCHP | 200+ | Low_D | 0.96 | 1095.8 | N/A
Boiler | B_Upgrade_preHCs | Bottled LPG Boiler | Fuel Cell mCHP | 200+ | High_E | 0.96 | 1351.5 | N/A
Boiler | B_Upgrade_preHCs | Bottled LPG Boiler | Fuel Cell mCHP | 200+ | Low_E | 0.96 | 1597.6 | N/A
Boiler | B_Upgrade_preHCs | Bottled LPG Boiler | Fuel Cell mCHP | 200+ | High_F | 0.96 | 1948.2 | N/A
Boiler | B_Upgrade_preHCs | Bottled LPG Boiler | Fuel Cell mCHP | 200+ | Low_F | 0.96 | 2344.3 | N/A
Boiler | B_Upgrade_preHCs | Bottled LPG Boiler | Fuel Cell mCHP | 200+ | High_G | 0.96 | 2906.2 | N/A
Boiler | B_Upgrade_preHCs | Bottled LPG Boiler | Fuel Cell mCHP | 200+ | Low_G | 0.96 | 3555 | N/A
Boiler | B_Upgrade_preHCs | Bottled LPG Boiler | GSHP | 0-72 | High_D | 0.96 | 322.2 | N/A
Boiler | B_Upgrade_preHCs | Bottled LPG Boiler | GSHP | 0-72 | Low_D | 0.96 | 395.9 | N/A
Boiler | B_Upgrade_preHCs | Bottled LPG Boiler | GSHP | 0-72 | High_E | 0.96 | 486.8 | N/A
Boiler | B_Upgrade_preHCs | Bottled LPG Boiler | GSHP | 0-72 | Low_E | 0.96 | 575.3 | N/A
Boiler | B_Upgrade_preHCs | Bottled LPG Boiler | GSHP | 0-72 | High_F | 0.96 | 702.4 | N/A
Boiler | B_Upgrade_preHCs | Bottled LPG Boiler | GSHP | 0-72 | Low_F | 0.96 | 846.3 | N/A
Boiler | B_Upgrade_preHCs | Bottled LPG Boiler | GSHP | 0-72 | High_G | 0.96 | 1051.1 | N/A
Boiler | B_Upgrade_preHCs | Bottled LPG Boiler | GSHP | 0-72 | Low_G | 0.96 | 1287.3 | N/A
Boiler | B_Upgrade_preHCs | Bottled LPG Boiler | GSHP | 73-97 | High_D | 0.96 | 349.9 | N/A
Boiler | B_Upgrade_preHCs | Bottled LPG Boiler | GSHP | 73-97 | Low_D | 0.96 | 428.5 | N/A
Boiler | B_Upgrade_preHCs | Bottled LPG Boiler | GSHP | 73-97 | High_E | 0.96 | 524.9 | N/A
Boiler | B_Upgrade_preHCs | Bottled LPG Boiler | GSHP | 73-97 | Low_E | 0.96 | 618.1 | N/A
Boiler | B_Upgrade_preHCs | Bottled LPG Boiler | GSHP | 73-97 | High_F | 0.96 | 751.5 | N/A
Boiler | B_Upgrade_preHCs | Bottled LPG Boiler | GSHP | 73-97 | Low_F | 0.96 | 902.6 | N/A
Boiler | B_Upgrade_preHCs | Bottled LPG Boiler | GSHP | 73-97 | High_G | 0.96 | 1117.6 | N/A
Boiler | B_Upgrade_preHCs | Bottled LPG Boiler | GSHP | 73-97 | Low_G | 0.96 | 1365.9 | N/A
Boiler | B_Upgrade_preHCs | Bottled LPG Boiler | GSHP | 98-199 | High_D | 0.96 | 407.3 | N/A
Boiler | B_Upgrade_preHCs | Bottled LPG Boiler | GSHP | 98-199 | Low_D | 0.96 | 498.3 | N/A
Boiler | B_Upgrade_preHCs | Bottled LPG Boiler | GSHP | 98-199 | High_E | 0.96 | 610.1 | N/A
Boiler | B_Upgrade_preHCs | Bottled LPG Boiler | GSHP | 98-199 | Low_E | 0.96 | 718.2 | N/A
Boiler | B_Upgrade_preHCs | Bottled LPG Boiler | GSHP | 98-199 | High_F | 0.96 | 872.9 | N/A
Boiler | B_Upgrade_preHCs | Bottled LPG Boiler | GSHP | 98-199 | Low_F | 0.96 | 1047.9 | N/A
Boiler | B_Upgrade_preHCs | Bottled LPG Boiler | GSHP | 98-199 | High_G | 0.96 | 1296.7 | N/A
Boiler | B_Upgrade_preHCs | Bottled LPG Boiler | GSHP | 98-199 | Low_G | 0.96 | 1584 | N/A
Boiler | B_Upgrade_preHCs | Bottled LPG Boiler | GSHP | 200+ | High_D | 0.96 | 734.3 | N/A
Boiler | B_Upgrade_preHCs | Bottled LPG Boiler | GSHP | 200+ | Low_D | 0.96 | 888.6 | N/A
Boiler | B_Upgrade_preHCs | Bottled LPG Boiler | GSHP | 200+ | High_E | 0.96 | 1081.3 | N/A
Boiler | B_Upgrade_preHCs | Bottled LPG Boiler | GSHP | 200+ | Low_E | 0.96 | 1266.9 | N/A
Boiler | B_Upgrade_preHCs | Bottled LPG Boiler | GSHP | 200+ | High_F | 0.96 | 1532.5 | N/A
Boiler | B_Upgrade_preHCs | Bottled LPG Boiler | GSHP | 200+ | Low_F | 0.96 | 1833.8 | N/A
Boiler | B_Upgrade_preHCs | Bottled LPG Boiler | GSHP | 200+ | High_G | 0.96 | 2262.7 | N/A
Boiler | B_Upgrade_preHCs | Bottled LPG Boiler | GSHP | 200+ | Low_G | 0.96 | 2759.3 | N/A
Boiler | B_Upgrade_preHCs | Bottled LPG Boiler | Air to Water ASHP | 0-72 | High_D | 0.96 | 292.1 | N/A
Boiler | B_Upgrade_preHCs | Bottled LPG Boiler | Air to Water ASHP | 0-72 | Low_D | 0.96 | 359.5 | N/A
Boiler | B_Upgrade_preHCs | Bottled LPG Boiler | Air to Water ASHP | 0-72 | High_E | 0.96 | 442.6 | N/A
Boiler | B_Upgrade_preHCs | Bottled LPG Boiler | Air to Water ASHP | 0-72 | Low_E | 0.96 | 523.7 | N/A
Boiler | B_Upgrade_preHCs | Bottled LPG Boiler | Air to Water ASHP | 0-72 | High_F | 0.96 | 640.4 | N/A
Boiler | B_Upgrade_preHCs | Bottled LPG Boiler | Air to Water ASHP | 0-72 | Low_F | 0.96 | 772.7 | N/A
Boiler | B_Upgrade_preHCs | Bottled LPG Boiler | Air to Water ASHP | 0-72 | High_G | 0.96 | 961.1 | N/A
Boiler | B_Upgrade_preHCs | Bottled LPG Boiler | Air to Water ASHP | 0-72 | Low_G | 0.96 | 1178.7 | N/A
Boiler | B_Upgrade_preHCs | Bottled LPG Boiler | Air to Water ASHP | 73-97 | High_D | 0.96 | 317 | N/A
Boiler | B_Upgrade_preHCs | Bottled LPG Boiler | Air to Water ASHP | 73-97 | Low_D | 0.96 | 388.7 | N/A
Boiler | B_Upgrade_preHCs | Bottled LPG Boiler | Air to Water ASHP | 73-97 | High_E | 0.96 | 476.7 | N/A
Boiler | B_Upgrade_preHCs | Bottled LPG Boiler | Air to Water ASHP | 73-97 | Low_E | 0.96 | 561.9 | N/A
Boiler | B_Upgrade_preHCs | Bottled LPG Boiler | Air to Water ASHP | 73-97 | High_F | 0.96 | 684 | N/A
Boiler | B_Upgrade_preHCs | Bottled LPG Boiler | Air to Water ASHP | 73-97 | Low_F | 0.96 | 822.5 | N/A
Boiler | B_Upgrade_preHCs | Bottled LPG Boiler | Air to Water ASHP | 73-97 | High_G | 0.96 | 1019.9 | N/A
Boiler | B_Upgrade_preHCs | Bottled LPG Boiler | Air to Water ASHP | 73-97 | Low_G | 0.96 | 1248 | N/A
Boiler | B_Upgrade_preHCs | Bottled LPG Boiler | Air to Water ASHP | 98-199 | High_D | 0.96 | 368.7 | N/A
Boiler | B_Upgrade_preHCs | Bottled LPG Boiler | Air to Water ASHP | 98-199 | Low_D | 0.96 | 451.8 | N/A
Boiler | B_Upgrade_preHCs | Bottled LPG Boiler | Air to Water ASHP | 98-199 | High_E | 0.96 | 554 | N/A
Boiler | B_Upgrade_preHCs | Bottled LPG Boiler | Air to Water ASHP | 98-199 | Low_E | 0.96 | 652.9 | N/A
Boiler | B_Upgrade_preHCs | Bottled LPG Boiler | Air to Water ASHP | 98-199 | High_F | 0.96 | 794.6 | N/A
Boiler | B_Upgrade_preHCs | Bottled LPG Boiler | Air to Water ASHP | 98-199 | Low_F | 0.96 | 955.2 | N/A
Boiler | B_Upgrade_preHCs | Bottled LPG Boiler | Air to Water ASHP | 98-199 | High_G | 0.96 | 1183.6 | N/A
Boiler | B_Upgrade_preHCs | Bottled LPG Boiler | Air to Water ASHP | 98-199 | Low_G | 0.96 | 1447.7 | N/A
Boiler | B_Upgrade_preHCs | Bottled LPG Boiler | Air to Water ASHP | 200+ | High_D | 0.96 | 663.5 | N/A
Boiler | B_Upgrade_preHCs | Bottled LPG Boiler | Air to Water ASHP | 200+ | Low_D | 0.96 | 804.1 | N/A
Boiler | B_Upgrade_preHCs | Bottled LPG Boiler | Air to Water ASHP | 200+ | High_E | 0.96 | 979.6 | N/A
Boiler | B_Upgrade_preHCs | Bottled LPG Boiler | Air to Water ASHP | 200+ | Low_E | 0.96 | 1148.8 | N/A
Boiler | B_Upgrade_preHCs | Bottled LPG Boiler | Air to Water ASHP | 200+ | High_F | 0.96 | 1391.3 | N/A
Boiler | B_Upgrade_preHCs | Bottled LPG Boiler | Air to Water ASHP | 200+ | Low_F | 0.96 | 1666.8 | N/A
Boiler | B_Upgrade_preHCs | Bottled LPG Boiler | Air to Water ASHP | 200+ | High_G | 0.96 | 2059.5 | N/A
Boiler | B_Upgrade_preHCs | Bottled LPG Boiler | Air to Water ASHP | 200+ | Low_G | 0.96 | 2514.8 | N/A
Boiler | B_Upgrade_preHCs | Bottled LPG Boiler | Biomass Boiler | 0-72 | High_D | 0.96 | 317.7 | N/A
Boiler | B_Upgrade_preHCs | Bottled LPG Boiler | Biomass Boiler | 0-72 | Low_D | 0.96 | 390.4 | N/A
Boiler | B_Upgrade_preHCs | Bottled LPG Boiler | Biomass Boiler | 0-72 | High_E | 0.96 | 480.2 | N/A
Boiler | B_Upgrade_preHCs | Bottled LPG Boiler | Biomass Boiler | 0-72 | Low_E | 0.96 | 567.5 | N/A
Boiler | B_Upgrade_preHCs | Bottled LPG Boiler | Biomass Boiler | 0-72 | High_F | 0.96 | 693.1 | N/A
Boiler | B_Upgrade_preHCs | Bottled LPG Boiler | Biomass Boiler | 0-72 | Low_F | 0.96 | 835.3 | N/A
Boiler | B_Upgrade_preHCs | Bottled LPG Boiler | Biomass Boiler | 0-72 | High_G | 0.96 | 1037.6 | N/A
Boiler | B_Upgrade_preHCs | Bottled LPG Boiler | Biomass Boiler | 0-72 | Low_G | 0.96 | 1271.1 | N/A
Boiler | B_Upgrade_preHCs | Bottled LPG Boiler | Biomass Boiler | 73-97 | High_D | 0.96 | 345 | N/A
Boiler | B_Upgrade_preHCs | Bottled LPG Boiler | Biomass Boiler | 73-97 | Low_D | 0.96 | 422.6 | N/A
Boiler | B_Upgrade_preHCs | Bottled LPG Boiler | Biomass Boiler | 73-97 | High_E | 0.96 | 517.7 | N/A
Boiler | B_Upgrade_preHCs | Bottled LPG Boiler | Biomass Boiler | 73-97 | Low_E | 0.96 | 609.7 | N/A
Boiler | B_Upgrade_preHCs | Bottled LPG Boiler | Biomass Boiler | 73-97 | High_F | 0.96 | 741.4 | N/A
Boiler | B_Upgrade_preHCs | Bottled LPG Boiler | Biomass Boiler | 73-97 | Low_F | 0.96 | 890.6 | N/A
Boiler | B_Upgrade_preHCs | Bottled LPG Boiler | Biomass Boiler | 73-97 | High_G | 0.96 | 1102.9 | N/A
Boiler | B_Upgrade_preHCs | Bottled LPG Boiler | Biomass Boiler | 73-97 | Low_G | 0.96 | 1348.2 | N/A
Boiler | B_Upgrade_preHCs | Bottled LPG Boiler | Biomass Boiler | 98-199 | High_D | 0.96 | 401.5 | N/A
Boiler | B_Upgrade_preHCs | Bottled LPG Boiler | Biomass Boiler | 98-199 | Low_D | 0.96 | 491.4 | N/A
Boiler | B_Upgrade_preHCs | Bottled LPG Boiler | Biomass Boiler | 98-199 | High_E | 0.96 | 601.7 | N/A
Boiler | B_Upgrade_preHCs | Bottled LPG Boiler | Biomass Boiler | 98-199 | Low_E | 0.96 | 708.4 | N/A
Boiler | B_Upgrade_preHCs | Bottled LPG Boiler | Biomass Boiler | 98-199 | High_F | 0.96 | 861.2 | N/A
Boiler | B_Upgrade_preHCs | Bottled LPG Boiler | Biomass Boiler | 98-199 | Low_F | 0.96 | 1034.1 | N/A
Boiler | B_Upgrade_preHCs | Bottled LPG Boiler | Biomass Boiler | 98-199 | High_G | 0.96 | 1279.8 | N/A
Boiler | B_Upgrade_preHCs | Bottled LPG Boiler | Biomass Boiler | 98-199 | Low_G | 0.96 | 1563.6 | N/A
Boiler | B_Upgrade_preHCs | Bottled LPG Boiler | Biomass Boiler | 200+ | High_D | 0.96 | 723.7 | N/A
Boiler | B_Upgrade_preHCs | Bottled LPG Boiler | Biomass Boiler | 200+ | Low_D | 0.96 | 876 | N/A
Boiler | B_Upgrade_preHCs | Bottled LPG Boiler | Biomass Boiler | 200+ | High_E | 0.96 | 1066.1 | N/A
Boiler | B_Upgrade_preHCs | Bottled LPG Boiler | Biomass Boiler | 200+ | Low_E | 0.96 | 1249.2 | N/A
Boiler | B_Upgrade_preHCs | Bottled LPG Boiler | Biomass Boiler | 200+ | High_F | 0.96 | 1511.4 | N/A
Boiler | B_Upgrade_preHCs | Bottled LPG Boiler | Biomass Boiler | 200+ | Low_F | 0.96 | 1808.8 | N/A
Boiler | B_Upgrade_preHCs | Bottled LPG Boiler | Biomass Boiler | 200+ | High_G | 0.96 | 2232.3 | N/A
Boiler | B_Upgrade_preHCs | Bottled LPG Boiler | Biomass Boiler | 200+ | Low_G | 0.96 | 2722.8 | N/A
Boiler | B_Upgrade_preHCs | Bottled LPG Boiler | Condensing Gas Boiler | 0-72 | High_D | 0.96 | 227.4 | N/A
Boiler | B_Upgrade_preHCs | Bottled LPG Boiler | Condensing Gas Boiler | 0-72 | Low_D | 0.96 | 307.8 | N/A
Boiler | B_Upgrade_preHCs | Bottled LPG Boiler | Condensing Gas Boiler | 0-72 | High_E | 0.96 | 406.9 | N/A
Boiler | B_Upgrade_preHCs | Bottled LPG Boiler | Condensing Gas Boiler | 0-72 | Low_E | 0.96 | 503.2 | N/A
Boiler | B_Upgrade_preHCs | Bottled LPG Boiler | Condensing Gas Boiler | 0-72 | High_F | 0.96 | 641.4 | N/A
Boiler | B_Upgrade_preHCs | Bottled LPG Boiler | Condensing Gas Boiler | 0-72 | Low_F | 0.96 | 797.6 | N/A
Boiler | B_Upgrade_preHCs | Bottled LPG Boiler | Condensing Gas Boiler | 0-72 | High_G | 0.96 | 1019.7 | N/A
Boiler | B_Upgrade_preHCs | Bottled LPG Boiler | Condensing Gas Boiler | 0-72 | Low_G | 0.96 | 1275.8 | N/A
Boiler | B_Upgrade_preHCs | Bottled LPG Boiler | Condensing Gas Boiler | 73-97 | High_D | 0.96 | 269.7 | N/A
Boiler | B_Upgrade_preHCs | Bottled LPG Boiler | Condensing Gas Boiler | 73-97 | Low_D | 0.96 | 355.6 | N/A
Boiler | B_Upgrade_preHCs | Bottled LPG Boiler | Condensing Gas Boiler | 73-97 | High_E | 0.96 | 460.7 | N/A
Boiler | B_Upgrade_preHCs | Bottled LPG Boiler | Condensing Gas Boiler | 73-97 | Low_E | 0.96 | 562.5 | N/A
Boiler | B_Upgrade_preHCs | Bottled LPG Boiler | Condensing Gas Boiler | 73-97 | High_F | 0.96 | 707.8 | N/A
Boiler | B_Upgrade_preHCs | Bottled LPG Boiler | Condensing Gas Boiler | 73-97 | Low_F | 0.96 | 872.2 | N/A
Boiler | B_Upgrade_preHCs | Bottled LPG Boiler | Condensing Gas Boiler | 73-97 | High_G | 0.96 | 1105.9 | N/A
Boiler | B_Upgrade_preHCs | Bottled LPG Boiler | Condensing Gas Boiler | 73-97 | Low_G | 0.96 | 1375.6 | N/A
Boiler | B_Upgrade_preHCs | Bottled LPG Boiler | Condensing Gas Boiler | 98-199 | High_D | 0.96 | 344.5 | N/A
Boiler | B_Upgrade_preHCs | Bottled LPG Boiler | Condensing Gas Boiler | 98-199 | Low_D | 0.96 | 443.9 | N/A
Boiler | B_Upgrade_preHCs | Bottled LPG Boiler | Condensing Gas Boiler | 98-199 | High_E | 0.96 | 565.9 | N/A
Boiler | B_Upgrade_preHCs | Bottled LPG Boiler | Condensing Gas Boiler | 98-199 | Low_E | 0.96 | 683.8 | N/A
Boiler | B_Upgrade_preHCs | Bottled LPG Boiler | Condensing Gas Boiler | 98-199 | High_F | 0.96 | 852.2 | N/A
Boiler | B_Upgrade_preHCs | Bottled LPG Boiler | Condensing Gas Boiler | 98-199 | Low_F | 0.96 | 1042.6 | N/A
Boiler | B_Upgrade_preHCs | Bottled LPG Boiler | Condensing Gas Boiler | 98-199 | High_G | 0.96 | 1312.8 | N/A
Boiler | B_Upgrade_preHCs | Bottled LPG Boiler | Condensing Gas Boiler | 98-199 | Low_G | 0.96 | 1624.8 | N/A
Boiler | B_Upgrade_preHCs | Bottled LPG Boiler | Condensing Gas Boiler | 200+ | High_D | 0.96 | 705.7 | N/A
Boiler | B_Upgrade_preHCs | Bottled LPG Boiler | Condensing Gas Boiler | 200+ | Low_D | 0.96 | 874.6 | N/A
Boiler | B_Upgrade_preHCs | Bottled LPG Boiler | Condensing Gas Boiler | 200+ | High_E | 0.96 | 1085.4 | N/A
Boiler | B_Upgrade_preHCs | Bottled LPG Boiler | Condensing Gas Boiler | 200+ | Low_E | 0.96 | 1288.4 | N/A
Boiler | B_Upgrade_preHCs | Bottled LPG Boiler | Condensing Gas Boiler | 200+ | High_F | 0.96 | 1578.6 | N/A
Boiler | B_Upgrade_preHCs | Bottled LPG Boiler | Condensing Gas Boiler | 200+ | Low_F | 0.96 | 1907.2 | N/A
Boiler | B_Upgrade_preHCs | Bottled LPG Boiler | Condensing Gas Boiler | 200+ | High_G | 0.96 | 2374.5 | N/A
Boiler | B_Upgrade_preHCs | Bottled LPG Boiler | Condensing Gas Boiler | 200+ | Low_G | 0.96 | 2915 | N/A
Boiler | B_Upgrade_preHCs | Bottled LPG Boiler | ASHP/Gas Boiler Hybrid | 0-72 | High_D | 0.96 | 227.4 | N/A
Boiler | B_Upgrade_preHCs | Bottled LPG Boiler | ASHP/Gas Boiler Hybrid | 0-72 | Low_D | 0.96 | 307.8 | N/A
Boiler | B_Upgrade_preHCs | Bottled LPG Boiler | ASHP/Gas Boiler Hybrid | 0-72 | High_E | 0.96 | 406.9 | N/A
Boiler | B_Upgrade_preHCs | Bottled LPG Boiler | ASHP/Gas Boiler Hybrid | 0-72 | Low_E | 0.96 | 503.2 | N/A
Boiler | B_Upgrade_preHCs | Bottled LPG Boiler | ASHP/Gas Boiler Hybrid | 0-72 | High_F | 0.96 | 641.4 | N/A
Boiler | B_Upgrade_preHCs | Bottled LPG Boiler | ASHP/Gas Boiler Hybrid | 0-72 | Low_F | 0.96 | 797.6 | N/A
Boiler | B_Upgrade_preHCs | Bottled LPG Boiler | ASHP/Gas Boiler Hybrid | 0-72 | High_G | 0.96 | 1019.7 | N/A
Boiler | B_Upgrade_preHCs | Bottled LPG Boiler | ASHP/Gas Boiler Hybrid | 0-72 | Low_G | 0.96 | 1275.8 | N/A
Boiler | B_Upgrade_preHCs | Bottled LPG Boiler | ASHP/Gas Boiler Hybrid | 73-97 | High_D | 0.96 | 269.7 | N/A
Boiler | B_Upgrade_preHCs | Bottled LPG Boiler | ASHP/Gas Boiler Hybrid | 73-97 | Low_D | 0.96 | 355.6 | N/A
Boiler | B_Upgrade_preHCs | Bottled LPG Boiler | ASHP/Gas Boiler Hybrid | 73-97 | High_E | 0.96 | 460.7 | N/A
Boiler | B_Upgrade_preHCs | Bottled LPG Boiler | ASHP/Gas Boiler Hybrid | 73-97 | Low_E | 0.96 | 562.5 | N/A
Boiler | B_Upgrade_preHCs | Bottled LPG Boiler | ASHP/Gas Boiler Hybrid | 73-97 | High_F | 0.96 | 707.8 | N/A
Boiler | B_Upgrade_preHCs | Bottled LPG Boiler | ASHP/Gas Boiler Hybrid | 73-97 | Low_F | 0.96 | 872.2 | N/A
Boiler | B_Upgrade_preHCs | Bottled LPG Boiler | ASHP/Gas Boiler Hybrid | 73-97 | High_G | 0.96 | 1105.9 | N/A
Boiler | B_Upgrade_preHCs | Bottled LPG Boiler | ASHP/Gas Boiler Hybrid | 73-97 | Low_G | 0.96 | 1375.6 | N/A
Boiler | B_Upgrade_preHCs | Bottled LPG Boiler | ASHP/Gas Boiler Hybrid | 98-199 | High_D | 0.96 | 344.5 | N/A
Boiler | B_Upgrade_preHCs | Bottled LPG Boiler | ASHP/Gas Boiler Hybrid | 98-199 | Low_D | 0.96 | 443.9 | N/A
Boiler | B_Upgrade_preHCs | Bottled LPG Boiler | ASHP/Gas Boiler Hybrid | 98-199 | High_E | 0.96 | 565.9 | N/A
Boiler | B_Upgrade_preHCs | Bottled LPG Boiler | ASHP/Gas Boiler Hybrid | 98-199 | Low_E | 0.96 | 683.8 | N/A
Boiler | B_Upgrade_preHCs | Bottled LPG Boiler | ASHP/Gas Boiler Hybrid | 98-199 | High_F | 0.96 | 852.2 | N/A
Boiler | B_Upgrade_preHCs | Bottled LPG Boiler | ASHP/Gas Boiler Hybrid | 98-199 | Low_F | 0.96 | 1042.6 | N/A
Boiler | B_Upgrade_preHCs | Bottled LPG Boiler | ASHP/Gas Boiler Hybrid | 98-199 | High_G | 0.96 | 1312.8 | N/A
Boiler | B_Upgrade_preHCs | Bottled LPG Boiler | ASHP/Gas Boiler Hybrid | 98-199 | Low_G | 0.96 | 1624.8 | N/A
Boiler | B_Upgrade_preHCs | Bottled LPG Boiler | ASHP/Gas Boiler Hybrid | 200+ | High_D | 0.96 | 705.7 | N/A
Boiler | B_Upgrade_preHCs | Bottled LPG Boiler | ASHP/Gas Boiler Hybrid | 200+ | Low_D | 0.96 | 874.6 | N/A
Boiler | B_Upgrade_preHCs | Bottled LPG Boiler | ASHP/Gas Boiler Hybrid | 200+ | High_E | 0.96 | 1085.4 | N/A
Boiler | B_Upgrade_preHCs | Bottled LPG Boiler | ASHP/Gas Boiler Hybrid | 200+ | Low_E | 0.96 | 1288.4 | N/A
Boiler | B_Upgrade_preHCs | Bottled LPG Boiler | ASHP/Gas Boiler Hybrid | 200+ | High_F | 0.96 | 1578.6 | N/A
Boiler | B_Upgrade_preHCs | Bottled LPG Boiler | ASHP/Gas Boiler Hybrid | 200+ | Low_F | 0.96 | 1907.2 | N/A
Boiler | B_Upgrade_preHCs | Bottled LPG Boiler | ASHP/Gas Boiler Hybrid | 200+ | High_G | 0.96 | 2374.5 | N/A
Boiler | B_Upgrade_preHCs | Bottled LPG Boiler | ASHP/Gas Boiler Hybrid | 200+ | Low_G | 0.96 | 2915 | N/A
Micro-Generation | Solar_PV | Air to Water ASHP | N/A | 0-72 | High_D | 1 | 250.6 | N/A
Micro-Generation | Solar_PV | Biomass Boiler | N/A | 0-72 | High_D | 1 | 250.6 | N/A
Micro-Generation | Solar_PV | Bottled LPG Boiler | N/A | 0-72 | High_D | 1 | 250.6 | N/A
Micro-Generation | Solar_PV | Bottled LPG Room Heaters | N/A | 0-72 | High_D | 1 | 250.6 | N/A
Micro-Generation | Solar_PV | Condensing Gas Boiler | N/A | 0-72 | High_D | 1 | 250.6 | N/A
Micro-Generation | Solar_PV | Condensing LPG Boiler | N/A | 0-72 | High_D | 1 | 250.6 | N/A
Micro-Generation | Solar_PV | Condensing Oil Boiler | N/A | 0-72 | High_D | 1 | 250.6 | N/A
Micro-Generation | Solar_PV | DHS CHP | N/A | 0-72 | High_D | 1 | 250.6 | N/A
Micro-Generation | Solar_PV | DHS non-CHP | N/A | 0-72 | High_D | 1 | 250.6 | N/A
Micro-Generation | Solar_PV | Electric Boiler | N/A | 0-72 | High_D | 1 | 250.6 | N/A
Micro-Generation | Solar_PV | Electric Room Heaters | N/A | 0-72 | High_D | 1 | 250.6 | N/A
Micro-Generation | Solar_PV | Electric Storage Heaters Responsiveness <=0.2 | N/A | 0-72 | High_D | 1 | 250.6 | N/A
Micro-Generation | Solar_PV | Electric Storage Heaters Responsiveness >0.2 | N/A | 0-72 | High_D | 1 | 250.6 | N/A
Micro-Generation | Solar_PV | Gas Back Boiler to Radiators | N/A | 0-72 | High_D | 1 | 250.6 | N/A
Micro-Generation | Solar_PV | Gas Fire with Back Boiler | N/A | 0-72 | High_D | 1 | 250.6 | N/A
Micro-Generation | Solar_PV | Gas Room Heaters | N/A | 0-72 | High_D | 1 | 250.6 | N/A
Micro-Generation | Solar_PV | GSHP | N/A | 0-72 | High_D | 1 | 250.6 | N/A
Micro-Generation | Solar_PV | Non Condensing Gas Boiler | N/A | 0-72 | High_D | 1 | 250.6 | N/A
Micro-Generation | Solar_PV | Non Condensing LPG Boiler | N/A | 0-72 | High_D | 1 | 250.6 | N/A
Micro-Generation | Solar_PV | Non Condensing Oil Boiler | N/A | 0-72 | High_D | 1 | 250.6 | N/A
Micro-Generation | Solar_PV | Solid Fossil Boiler | N/A | 0-72 | High_D | 1 | 250.6 | N/A
Micro-Generation | Solar_PV | Solid Fossil Room Heaters | N/A | 0-72 | High_D | 1 | 250.6 | N/A
Micro-Generation | Solar_PV | Air to Water ASHP | N/A | 0-72 | Low_D | 1 | 250.6 | N/A
Micro-Generation | Solar_PV | Biomass Boiler | N/A | 0-72 | Low_D | 1 | 250.6 | N/A
Micro-Generation | Solar_PV | Bottled LPG Boiler | N/A | 0-72 | Low_D | 1 | 250.6 | N/A
Micro-Generation | Solar_PV | Bottled LPG Room Heaters | N/A | 0-72 | Low_D | 1 | 250.6 | N/A
Micro-Generation | Solar_PV | Condensing Gas Boiler | N/A | 0-72 | Low_D | 1 | 250.6 | N/A
Micro-Generation | Solar_PV | Condensing LPG Boiler | N/A | 0-72 | Low_D | 1 | 250.6 | N/A
Micro-Generation | Solar_PV | Condensing Oil Boiler | N/A | 0-72 | Low_D | 1 | 250.6 | N/A
Micro-Generation | Solar_PV | DHS CHP | N/A | 0-72 | Low_D | 1 | 250.6 | N/A
Micro-Generation | Solar_PV | DHS non-CHP | N/A | 0-72 | Low_D | 1 | 250.6 | N/A
Micro-Generation | Solar_PV | Electric Boiler | N/A | 0-72 | Low_D | 1 | 250.6 | N/A
Micro-Generation | Solar_PV | Electric Room Heaters | N/A | 0-72 | Low_D | 1 | 250.6 | N/A
Micro-Generation | Solar_PV | Electric Storage Heaters Responsiveness <=0.2 | N/A | 0-72 | Low_D | 1 | 250.6 | N/A
Micro-Generation | Solar_PV | Electric Storage Heaters Responsiveness >0.2 | N/A | 0-72 | Low_D | 1 | 250.6 | N/A
Micro-Generation | Solar_PV | Gas Back Boiler to Radiators | N/A | 0-72 | Low_D | 1 | 250.6 | N/A
Micro-Generation | Solar_PV | Gas Fire with Back Boiler | N/A | 0-72 | Low_D | 1 | 250.6 | N/A
Micro-Generation | Solar_PV | Gas Room Heaters | N/A | 0-72 | Low_D | 1 | 250.6 | N/A
Micro-Generation | Solar_PV | GSHP | N/A | 0-72 | Low_D | 1 | 250.6 | N/A
Micro-Generation | Solar_PV | Non Condensing Gas Boiler | N/A | 0-72 | Low_D | 1 | 250.6 | N/A
Micro-Generation | Solar_PV | Non Condensing LPG Boiler | N/A | 0-72 | Low_D | 1 | 250.6 | N/A
Micro-Generation | Solar_PV | Non Condensing Oil Boiler | N/A | 0-72 | Low_D | 1 | 250.6 | N/A
Micro-Generation | Solar_PV | Solid Fossil Boiler | N/A | 0-72 | Low_D | 1 | 250.6 | N/A
Micro-Generation | Solar_PV | Solid Fossil Room Heaters | N/A | 0-72 | Low_D | 1 | 250.6 | N/A
Micro-Generation | Solar_PV | Air to Water ASHP | N/A | 0-72 | High_E | 1 | 250.6 | N/A
Micro-Generation | Solar_PV | Biomass Boiler | N/A | 0-72 | High_E | 1 | 250.6 | N/A
Micro-Generation | Solar_PV | Bottled LPG Boiler | N/A | 0-72 | High_E | 1 | 250.6 | N/A
Micro-Generation | Solar_PV | Bottled LPG Room Heaters | N/A | 0-72 | High_E | 1 | 250.6 | N/A
Micro-Generation | Solar_PV | Condensing Gas Boiler | N/A | 0-72 | High_E | 1 | 250.6 | N/A
Micro-Generation | Solar_PV | Condensing LPG Boiler | N/A | 0-72 | High_E | 1 | 250.6 | N/A
Micro-Generation | Solar_PV | Condensing Oil Boiler | N/A | 0-72 | High_E | 1 | 250.6 | N/A
Micro-Generation | Solar_PV | DHS CHP | N/A | 0-72 | High_E | 1 | 250.6 | N/A
Micro-Generation | Solar_PV | DHS non-CHP | N/A | 0-72 | High_E | 1 | 250.6 | N/A
Micro-Generation | Solar_PV | Electric Boiler | N/A | 0-72 | High_E | 1 | 250.6 | N/A
Micro-Generation | Solar_PV | Electric Room Heaters | N/A | 0-72 | High_E | 1 | 250.6 | N/A
Micro-Generation | Solar_PV | Electric Storage Heaters Responsiveness <=0.2 | N/A | 0-72 | High_E | 1 | 250.6 | N/A
Micro-Generation | Solar_PV | Electric Storage Heaters Responsiveness >0.2 | N/A | 0-72 | High_E | 1 | 250.6 | N/A
Micro-Generation | Solar_PV | Gas Back Boiler to Radiators | N/A | 0-72 | High_E | 1 | 250.6 | N/A
Micro-Generation | Solar_PV | Gas Fire with Back Boiler | N/A | 0-72 | High_E | 1 | 250.6 | N/A
Micro-Generation | Solar_PV | Gas Room Heaters | N/A | 0-72 | High_E | 1 | 250.6 | N/A
Micro-Generation | Solar_PV | GSHP | N/A | 0-72 | High_E | 1 | 250.6 | N/A
Micro-Generation | Solar_PV | Non Condensing Gas Boiler | N/A | 0-72 | High_E | 1 | 250.6 | N/A
Micro-Generation | Solar_PV | Non Condensing LPG Boiler | N/A | 0-72 | High_E | 1 | 250.6 | N/A
Micro-Generation | Solar_PV | Non Condensing Oil Boiler | N/A | 0-72 | High_E | 1 | 250.6 | N/A
Micro-Generation | Solar_PV | Solid Fossil Boiler | N/A | 0-72 | High_E | 1 | 250.6 | N/A
Micro-Generation | Solar_PV | Solid Fossil Room Heaters | N/A | 0-72 | High_E | 1 | 250.6 | N/A
Micro-Generation | Solar_PV | Air to Water ASHP | N/A | 0-72 | Low_E | 1 | 250.6 | N/A
Micro-Generation | Solar_PV | Biomass Boiler | N/A | 0-72 | Low_E | 1 | 250.6 | N/A
Micro-Generation | Solar_PV | Bottled LPG Boiler | N/A | 0-72 | Low_E | 1 | 250.6 | N/A
Micro-Generation | Solar_PV | Bottled LPG Room Heaters | N/A | 0-72 | Low_E | 1 | 250.6 | N/A
Micro-Generation | Solar_PV | Condensing Gas Boiler | N/A | 0-72 | Low_E | 1 | 250.6 | N/A
Micro-Generation | Solar_PV | Condensing LPG Boiler | N/A | 0-72 | Low_E | 1 | 250.6 | N/A
Micro-Generation | Solar_PV | Condensing Oil Boiler | N/A | 0-72 | Low_E | 1 | 250.6 | N/A
Micro-Generation | Solar_PV | DHS CHP | N/A | 0-72 | Low_E | 1 | 250.6 | N/A
Micro-Generation | Solar_PV | DHS non-CHP | N/A | 0-72 | Low_E | 1 | 250.6 | N/A
Micro-Generation | Solar_PV | Electric Boiler | N/A | 0-72 | Low_E | 1 | 250.6 | N/A
Micro-Generation | Solar_PV | Electric Room Heaters | N/A | 0-72 | Low_E | 1 | 250.6 | N/A
Micro-Generation | Solar_PV | Electric Storage Heaters Responsiveness <=0.2 | N/A | 0-72 | Low_E | 1 | 250.6 | N/A
Micro-Generation | Solar_PV | Electric Storage Heaters Responsiveness >0.2 | N/A | 0-72 | Low_E | 1 | 250.6 | N/A
Micro-Generation | Solar_PV | Gas Back Boiler to Radiators | N/A | 0-72 | Low_E | 1 | 250.6 | N/A
Micro-Generation | Solar_PV | Gas Fire with Back Boiler | N/A | 0-72 | Low_E | 1 | 250.6 | N/A
Micro-Generation | Solar_PV | Gas Room Heaters | N/A | 0-72 | Low_E | 1 | 250.6 | N/A
Micro-Generation | Solar_PV | GSHP | N/A | 0-72 | Low_E | 1 | 250.6 | N/A
Micro-Generation | Solar_PV | Non Condensing Gas Boiler | N/A | 0-72 | Low_E | 1 | 250.6 | N/A
Micro-Generation | Solar_PV | Non Condensing LPG Boiler | N/A | 0-72 | Low_E | 1 | 250.6 | N/A
Micro-Generation | Solar_PV | Non Condensing Oil Boiler | N/A | 0-72 | Low_E | 1 | 250.6 | N/A
Micro-Generation | Solar_PV | Solid Fossil Boiler | N/A | 0-72 | Low_E | 1 | 250.6 | N/A
Micro-Generation | Solar_PV | Solid Fossil Room Heaters | N/A | 0-72 | Low_E | 1 | 250.6 | N/A
Micro-Generation | Solar_PV | Air to Water ASHP | N/A | 0-72 | High_F | 1 | 250.6 | N/A
Micro-Generation | Solar_PV | Biomass Boiler | N/A | 0-72 | High_F | 1 | 250.6 | N/A
Micro-Generation | Solar_PV | Bottled LPG Boiler | N/A | 0-72 | High_F | 1 | 250.6 | N/A
Micro-Generation | Solar_PV | Bottled LPG Room Heaters | N/A | 0-72 | High_F | 1 | 250.6 | N/A
Micro-Generation | Solar_PV | Condensing Gas Boiler | N/A | 0-72 | High_F | 1 | 250.6 | N/A
Micro-Generation | Solar_PV | Condensing LPG Boiler | N/A | 0-72 | High_F | 1 | 250.6 | N/A
Micro-Generation | Solar_PV | Condensing Oil Boiler | N/A | 0-72 | High_F | 1 | 250.6 | N/A
Micro-Generation | Solar_PV | DHS CHP | N/A | 0-72 | High_F | 1 | 250.6 | N/A
Micro-Generation | Solar_PV | DHS non-CHP | N/A | 0-72 | High_F | 1 | 250.6 | N/A
Micro-Generation | Solar_PV | Electric Boiler | N/A | 0-72 | High_F | 1 | 250.6 | N/A
Micro-Generation | Solar_PV | Electric Room Heaters | N/A | 0-72 | High_F | 1 | 250.6 | N/A
Micro-Generation | Solar_PV | Electric Storage Heaters Responsiveness <=0.2 | N/A | 0-72 | High_F | 1 | 250.6 | N/A
Micro-Generation | Solar_PV | Electric Storage Heaters Responsiveness >0.2 | N/A | 0-72 | High_F | 1 | 250.6 | N/A
Micro-Generation | Solar_PV | Gas Back Boiler to Radiators | N/A | 0-72 | High_F | 1 | 250.6 | N/A
Micro-Generation | Solar_PV | Gas Fire with Back Boiler | N/A | 0-72 | High_F | 1 | 250.6 | N/A
Micro-Generation | Solar_PV | Gas Room Heaters | N/A | 0-72 | High_F | 1 | 250.6 | N/A
Micro-Generation | Solar_PV | GSHP | N/A | 0-72 | High_F | 1 | 250.6 | N/A
Micro-Generation | Solar_PV | Non Condensing Gas Boiler | N/A | 0-72 | High_F | 1 | 250.6 | N/A
Micro-Generation | Solar_PV | Non Condensing LPG Boiler | N/A | 0-72 | High_F | 1 | 250.6 | N/A
Micro-Generation | Solar_PV | Non Condensing Oil Boiler | N/A | 0-72 | High_F | 1 | 250.6 | N/A
Micro-Generation | Solar_PV | Solid Fossil Boiler | N/A | 0-72 | High_F | 1 | 250.6 | N/A
Micro-Generation | Solar_PV | Solid Fossil Room Heaters | N/A | 0-72 | High_F | 1 | 250.6 | N/A
Micro-Generation | Solar_PV | Air to Water ASHP | N/A | 0-72 | Low_F | 1 | 250.6 | N/A
Micro-Generation | Solar_PV | Biomass Boiler | N/A | 0-72 | Low_F | 1 | 250.6 | N/A
Micro-Generation | Solar_PV | Bottled LPG Boiler | N/A | 0-72 | Low_F | 1 | 250.6 | N/A
Micro-Generation | Solar_PV | Bottled LPG Room Heaters | N/A | 0-72 | Low_F | 1 | 250.6 | N/A
Micro-Generation | Solar_PV | Condensing Gas Boiler | N/A | 0-72 | Low_F | 1 | 250.6 | N/A
Micro-Generation | Solar_PV | Condensing LPG Boiler | N/A | 0-72 | Low_F | 1 | 250.6 | N/A
Micro-Generation | Solar_PV | Condensing Oil Boiler | N/A | 0-72 | Low_F | 1 | 250.6 | N/A
Micro-Generation | Solar_PV | DHS CHP | N/A | 0-72 | Low_F | 1 | 250.6 | N/A
Micro-Generation | Solar_PV | DHS non-CHP | N/A | 0-72 | Low_F | 1 | 250.6 | N/A
Micro-Generation | Solar_PV | Electric Boiler | N/A | 0-72 | Low_F | 1 | 250.6 | N/A
Micro-Generation | Solar_PV | Electric Room Heaters | N/A | 0-72 | Low_F | 1 | 250.6 | N/A
Micro-Generation | Solar_PV | Electric Storage Heaters Responsiveness <=0.2 | N/A | 0-72 | Low_F | 1 | 250.6 | N/A
Micro-Generation | Solar_PV | Electric Storage Heaters Responsiveness >0.2 | N/A | 0-72 | Low_F | 1 | 250.6 | N/A
Micro-Generation | Solar_PV | Gas Back Boiler to Radiators | N/A | 0-72 | Low_F | 1 | 250.6 | N/A
Micro-Generation | Solar_PV | Gas Fire with Back Boiler | N/A | 0-72 | Low_F | 1 | 250.6 | N/A
Micro-Generation | Solar_PV | Gas Room Heaters | N/A | 0-72 | Low_F | 1 | 250.6 | N/A
Micro-Generation | Solar_PV | GSHP | N/A | 0-72 | Low_F | 1 | 250.6 | N/A
Micro-Generation | Solar_PV | Non Condensing Gas Boiler | N/A | 0-72 | Low_F | 1 | 250.6 | N/A
Micro-Generation | Solar_PV | Non Condensing LPG Boiler | N/A | 0-72 | Low_F | 1 | 250.6 | N/A
Micro-Generation | Solar_PV | Non Condensing Oil Boiler | N/A | 0-72 | Low_F | 1 | 250.6 | N/A
Micro-Generation | Solar_PV | Solid Fossil Boiler | N/A | 0-72 | Low_F | 1 | 250.6 | N/A
Micro-Generation | Solar_PV | Solid Fossil Room Heaters | N/A | 0-72 | Low_F | 1 | 250.6 | N/A
Micro-Generation | Solar_PV | Air to Water ASHP | N/A | 0-72 | High_G | 1 | 250.6 | N/A
Micro-Generation | Solar_PV | Biomass Boiler | N/A | 0-72 | High_G | 1 | 250.6 | N/A
Micro-Generation | Solar_PV | Bottled LPG Boiler | N/A | 0-72 | High_G | 1 | 250.6 | N/A
Micro-Generation | Solar_PV | Bottled LPG Room Heaters | N/A | 0-72 | High_G | 1 | 250.6 | N/A
Micro-Generation | Solar_PV | Condensing Gas Boiler | N/A | 0-72 | High_G | 1 | 250.6 | N/A
Micro-Generation | Solar_PV | Condensing LPG Boiler | N/A | 0-72 | High_G | 1 | 250.6 | N/A
Micro-Generation | Solar_PV | Condensing Oil Boiler | N/A | 0-72 | High_G | 1 | 250.6 | N/A
Micro-Generation | Solar_PV | DHS CHP | N/A | 0-72 | High_G | 1 | 250.6 | N/A
Micro-Generation | Solar_PV | DHS non-CHP | N/A | 0-72 | High_G | 1 | 250.6 | N/A
Micro-Generation | Solar_PV | Electric Boiler | N/A | 0-72 | High_G | 1 | 250.6 | N/A
Micro-Generation | Solar_PV | Electric Room Heaters | N/A | 0-72 | High_G | 1 | 250.6 | N/A
Micro-Generation | Solar_PV | Electric Storage Heaters Responsiveness <=0.2 | N/A | 0-72 | High_G | 1 | 250.6 | N/A
Micro-Generation | Solar_PV | Electric Storage Heaters Responsiveness >0.2 | N/A | 0-72 | High_G | 1 | 250.6 | N/A
Micro-Generation | Solar_PV | Gas Back Boiler to Radiators | N/A | 0-72 | High_G | 1 | 250.6 | N/A
Micro-Generation | Solar_PV | Gas Fire with Back Boiler | N/A | 0-72 | High_G | 1 | 250.6 | N/A
Micro-Generation | Solar_PV | Gas Room Heaters | N/A | 0-72 | High_G | 1 | 250.6 | N/A
Micro-Generation | Solar_PV | GSHP | N/A | 0-72 | High_G | 1 | 250.6 | N/A
Micro-Generation | Solar_PV | Non Condensing Gas Boiler | N/A | 0-72 | High_G | 1 | 250.6 | N/A
Micro-Generation | Solar_PV | Non Condensing LPG Boiler | N/A | 0-72 | High_G | 1 | 250.6 | N/A
Micro-Generation | Solar_PV | Non Condensing Oil Boiler | N/A | 0-72 | High_G | 1 | 250.6 | N/A
Micro-Generation | Solar_PV | Solid Fossil Boiler | N/A | 0-72 | High_G | 1 | 250.6 | N/A
Micro-Generation | Solar_PV | Solid Fossil Room Heaters | N/A | 0-72 | High_G | 1 | 250.6 | N/A
Micro-Generation | Solar_PV | Air to Water ASHP | N/A | 0-72 | Low_G | 1 | 250.6 | N/A
Micro-Generation | Solar_PV | Biomass Boiler | N/A | 0-72 | Low_G | 1 | 250.6 | N/A
Micro-Generation | Solar_PV | Bottled LPG Boiler | N/A | 0-72 | Low_G | 1 | 250.6 | N/A
Micro-Generation | Solar_PV | Bottled LPG Room Heaters | N/A | 0-72 | Low_G | 1 | 250.6 | N/A
Micro-Generation | Solar_PV | Condensing Gas Boiler | N/A | 0-72 | Low_G | 1 | 250.6 | N/A
Micro-Generation | Solar_PV | Condensing LPG Boiler | N/A | 0-72 | Low_G | 1 | 250.6 | N/A
Micro-Generation | Solar_PV | Condensing Oil Boiler | N/A | 0-72 | Low_G | 1 | 250.6 | N/A
Micro-Generation | Solar_PV | DHS CHP | N/A | 0-72 | Low_G | 1 | 250.6 | N/A
Micro-Generation | Solar_PV | DHS non-CHP | N/A | 0-72 | Low_G | 1 | 250.6 | N/A
Micro-Generation | Solar_PV | Electric Boiler | N/A | 0-72 | Low_G | 1 | 250.6 | N/A
Micro-Generation | Solar_PV | Electric Room Heaters | N/A | 0-72 | Low_G | 1 | 250.6 | N/A
Micro-Generation | Solar_PV | Electric Storage Heaters Responsiveness <=0.2 | N/A | 0-72 | Low_G | 1 | 250.6 | N/A
Micro-Generation | Solar_PV | Electric Storage Heaters Responsiveness >0.2 | N/A | 0-72 | Low_G | 1 | 250.6 | N/A
Micro-Generation | Solar_PV | Gas Back Boiler to Radiators | N/A | 0-72 | Low_G | 1 | 250.6 | N/A
Micro-Generation | Solar_PV | Gas Fire with Back Boiler | N/A | 0-72 | Low_G | 1 | 250.6 | N/A
Micro-Generation | Solar_PV | Gas Room Heaters | N/A | 0-72 | Low_G | 1 | 250.6 | N/A
Micro-Generation | Solar_PV | GSHP | N/A | 0-72 | Low_G | 1 | 250.6 | N/A
Micro-Generation | Solar_PV | Non Condensing Gas Boiler | N/A | 0-72 | Low_G | 1 | 250.6 | N/A
Micro-Generation | Solar_PV | Non Condensing LPG Boiler | N/A | 0-72 | Low_G | 1 | 250.6 | N/A
Micro-Generation | Solar_PV | Non Condensing Oil Boiler | N/A | 0-72 | Low_G | 1 | 250.6 | N/A
Micro-Generation | Solar_PV | Solid Fossil Boiler | N/A | 0-72 | Low_G | 1 | 250.6 | N/A
Micro-Generation | Solar_PV | Solid Fossil Room Heaters | N/A | 0-72 | Low_G | 1 | 250.6 | N/A
Micro-Generation | Solar_PV | Air to Water ASHP | N/A | 73-97 | High_D | 1 | 227.8 | N/A
Micro-Generation | Solar_PV | Biomass Boiler | N/A | 73-97 | High_D | 1 | 227.8 | N/A
Micro-Generation | Solar_PV | Bottled LPG Boiler | N/A | 73-97 | High_D | 1 | 227.8 | N/A
Micro-Generation | Solar_PV | Bottled LPG Room Heaters | N/A | 73-97 | High_D | 1 | 227.8 | N/A
Micro-Generation | Solar_PV | Condensing Gas Boiler | N/A | 73-97 | High_D | 1 | 227.8 | N/A
Micro-Generation | Solar_PV | Condensing LPG Boiler | N/A | 73-97 | High_D | 1 | 227.8 | N/A
Micro-Generation | Solar_PV | Condensing Oil Boiler | N/A | 73-97 | High_D | 1 | 227.8 | N/A
Micro-Generation | Solar_PV | DHS CHP | N/A | 73-97 | High_D | 1 | 227.8 | N/A
Micro-Generation | Solar_PV | DHS non-CHP | N/A | 73-97 | High_D | 1 | 227.8 | N/A
Micro-Generation | Solar_PV | Electric Boiler | N/A | 73-97 | High_D | 1 | 227.8 | N/A
Micro-Generation | Solar_PV | Electric Room Heaters | N/A | 73-97 | High_D | 1 | 227.8 | N/A
Micro-Generation | Solar_PV | Electric Storage Heaters Responsiveness <=0.2 | N/A | 73-97 | High_D | 1 | 227.8 | N/A
Micro-Generation | Solar_PV | Electric Storage Heaters Responsiveness >0.2 | N/A | 73-97 | High_D | 1 | 227.8 | N/A
Micro-Generation | Solar_PV | Gas Back Boiler to Radiators | N/A | 73-97 | High_D | 1 | 227.8 | N/A
Micro-Generation | Solar_PV | Gas Fire with Back Boiler | N/A | 73-97 | High_D | 1 | 227.8 | N/A
Micro-Generation | Solar_PV | Gas Room Heaters | N/A | 73-97 | High_D | 1 | 227.8 | N/A
Micro-Generation | Solar_PV | GSHP | N/A | 73-97 | High_D | 1 | 227.8 | N/A
Micro-Generation | Solar_PV | Non Condensing Gas Boiler | N/A | 73-97 | High_D | 1 | 227.8 | N/A
Micro-Generation | Solar_PV | Non Condensing LPG Boiler | N/A | 73-97 | High_D | 1 | 227.8 | N/A
Micro-Generation | Solar_PV | Non Condensing Oil Boiler | N/A | 73-97 | High_D | 1 | 227.8 | N/A
Micro-Generation | Solar_PV | Solid Fossil Boiler | N/A | 73-97 | High_D | 1 | 227.8 | N/A
Micro-Generation | Solar_PV | Solid Fossil Room Heaters | N/A | 73-97 | High_D | 1 | 227.8 | N/A
Micro-Generation | Solar_PV | Air to Water ASHP | N/A | 73-97 | Low_D | 1 | 227.8 | N/A
Micro-Generation | Solar_PV | Biomass Boiler | N/A | 73-97 | Low_D | 1 | 227.8 | N/A
Micro-Generation | Solar_PV | Bottled LPG Boiler | N/A | 73-97 | Low_D | 1 | 227.8 | N/A
Micro-Generation | Solar_PV | Bottled LPG Room Heaters | N/A | 73-97 | Low_D | 1 | 227.8 | N/A
Micro-Generation | Solar_PV | Condensing Gas Boiler | N/A | 73-97 | Low_D | 1 | 227.8 | N/A
Micro-Generation | Solar_PV | Condensing LPG Boiler | N/A | 73-97 | Low_D | 1 | 227.8 | N/A
Micro-Generation | Solar_PV | Condensing Oil Boiler | N/A | 73-97 | Low_D | 1 | 227.8 | N/A
Micro-Generation | Solar_PV | DHS CHP | N/A | 73-97 | Low_D | 1 | 227.8 | N/A
Micro-Generation | Solar_PV | DHS non-CHP | N/A | 73-97 | Low_D | 1 | 227.8 | N/A
Micro-Generation | Solar_PV | Electric Boiler | N/A | 73-97 | Low_D | 1 | 227.8 | N/A
Micro-Generation | Solar_PV | Electric Room Heaters | N/A | 73-97 | Low_D | 1 | 227.8 | N/A
Micro-Generation | Solar_PV | Electric Storage Heaters Responsiveness <=0.2 | N/A | 73-97 | Low_D | 1 | 227.8 | N/A
Micro-Generation | Solar_PV | Electric Storage Heaters Responsiveness >0.2 | N/A | 73-97 | Low_D | 1 | 227.8 | N/A
Micro-Generation | Solar_PV | Gas Back Boiler to Radiators | N/A | 73-97 | Low_D | 1 | 227.8 | N/A
Micro-Generation | Solar_PV | Gas Fire with Back Boiler | N/A | 73-97 | Low_D | 1 | 227.8 | N/A
Micro-Generation | Solar_PV | Gas Room Heaters | N/A | 73-97 | Low_D | 1 | 227.8 | N/A
Micro-Generation | Solar_PV | GSHP | N/A | 73-97 | Low_D | 1 | 227.8 | N/A
Micro-Generation | Solar_PV | Non Condensing Gas Boiler | N/A | 73-97 | Low_D | 1 | 227.8 | N/A
Micro-Generation | Solar_PV | Non Condensing LPG Boiler | N/A | 73-97 | Low_D | 1 | 227.8 | N/A
Micro-Generation | Solar_PV | Non Condensing Oil Boiler | N/A | 73-97 | Low_D | 1 | 227.8 | N/A
Micro-Generation | Solar_PV | Solid Fossil Boiler | N/A | 73-97 | Low_D | 1 | 227.8 | N/A
Micro-Generation | Solar_PV | Solid Fossil Room Heaters | N/A | 73-97 | Low_D | 1 | 227.8 | N/A
Micro-Generation | Solar_PV | Air to Water ASHP | N/A | 73-97 | High_E | 1 | 227.8 | N/A
Micro-Generation | Solar_PV | Biomass Boiler | N/A | 73-97 | High_E | 1 | 227.8 | N/A
Micro-Generation | Solar_PV | Bottled LPG Boiler | N/A | 73-97 | High_E | 1 | 227.8 | N/A
Micro-Generation | Solar_PV | Bottled LPG Room Heaters | N/A | 73-97 | High_E | 1 | 227.8 | N/A
Micro-Generation | Solar_PV | Condensing Gas Boiler | N/A | 73-97 | High_E | 1 | 227.8 | N/A
Micro-Generation | Solar_PV | Condensing LPG Boiler | N/A | 73-97 | High_E | 1 | 227.8 | N/A
Micro-Generation | Solar_PV | Condensing Oil Boiler | N/A | 73-97 | High_E | 1 | 227.8 | N/A
Micro-Generation | Solar_PV | DHS CHP | N/A | 73-97 | High_E | 1 | 227.8 | N/A
Micro-Generation | Solar_PV | DHS non-CHP | N/A | 73-97 | High_E | 1 | 227.8 | N/A
Micro-Generation | Solar_PV | Electric Boiler | N/A | 73-97 | High_E | 1 | 227.8 | N/A
Micro-Generation | Solar_PV | Electric Room Heaters | N/A | 73-97 | High_E | 1 | 227.8 | N/A
Micro-Generation | Solar_PV | Electric Storage Heaters Responsiveness <=0.2 | N/A | 73-97 | High_E | 1 | 227.8 | N/A
Micro-Generation | Solar_PV | Electric Storage Heaters Responsiveness >0.2 | N/A | 73-97 | High_E | 1 | 227.8 | N/A
Micro-Generation | Solar_PV | Gas Back Boiler to Radiators | N/A | 73-97 | High_E | 1 | 227.8 | N/A
Micro-Generation | Solar_PV | Gas Fire with Back Boiler | N/A | 73-97 | High_E | 1 | 227.8 | N/A
Micro-Generation | Solar_PV | Gas Room Heaters | N/A | 73-97 | High_E | 1 | 227.8 | N/A
Micro-Generation | Solar_PV | GSHP | N/A | 73-97 | High_E | 1 | 227.8 | N/A
Micro-Generation | Solar_PV | Non Condensing Gas Boiler | N/A | 73-97 | High_E | 1 | 227.8 | N/A
Micro-Generation | Solar_PV | Non Condensing LPG Boiler | N/A | 73-97 | High_E | 1 | 227.8 | N/A
Micro-Generation | Solar_PV | Non Condensing Oil Boiler | N/A | 73-97 | High_E | 1 | 227.8 | N/A
Micro-Generation | Solar_PV | Solid Fossil Boiler | N/A | 73-97 | High_E | 1 | 227.8 | N/A
Micro-Generation | Solar_PV | Solid Fossil Room Heaters | N/A | 73-97 | High_E | 1 | 227.8 | N/A
Micro-Generation | Solar_PV | Air to Water ASHP | N/A | 73-97 | Low_E | 1 | 227.8 | N/A
Micro-Generation | Solar_PV | Biomass Boiler | N/A | 73-97 | Low_E | 1 | 227.8 | N/A
Micro-Generation | Solar_PV | Bottled LPG Boiler | N/A | 73-97 | Low_E | 1 | 227.8 | N/A
Micro-Generation | Solar_PV | Bottled LPG Room Heaters | N/A | 73-97 | Low_E | 1 | 227.8 | N/A
Micro-Generation | Solar_PV | Condensing Gas Boiler | N/A | 73-97 | Low_E | 1 | 227.8 | N/A
Micro-Generation | Solar_PV | Condensing LPG Boiler | N/A | 73-97 | Low_E | 1 | 227.8 | N/A
Micro-Generation | Solar_PV | Condensing Oil Boiler | N/A | 73-97 | Low_E | 1 | 227.8 | N/A
Micro-Generation | Solar_PV | DHS CHP | N/A | 73-97 | Low_E | 1 | 227.8 | N/A
Micro-Generation | Solar_PV | DHS non-CHP | N/A | 73-97 | Low_E | 1 | 227.8 | N/A
Micro-Generation | Solar_PV | Electric Boiler | N/A | 73-97 | Low_E | 1 | 227.8 | N/A
Micro-Generation | Solar_PV | Electric Room Heaters | N/A | 73-97 | Low_E | 1 | 227.8 | N/A
Micro-Generation | Solar_PV | Electric Storage Heaters Responsiveness <=0.2 | N/A | 73-97 | Low_E | 1 | 227.8 | N/A
Micro-Generation | Solar_PV | Electric Storage Heaters Responsiveness >0.2 | N/A | 73-97 | Low_E | 1 | 227.8 | N/A
Micro-Generation | Solar_PV | Gas Back Boiler to Radiators | N/A | 73-97 | Low_E | 1 | 227.8 | N/A
Micro-Generation | Solar_PV | Gas Fire with Back Boiler | N/A | 73-97 | Low_E | 1 | 227.8 | N/A
Micro-Generation | Solar_PV | Gas Room Heaters | N/A | 73-97 | Low_E | 1 | 227.8 | N/A
Micro-Generation | Solar_PV | GSHP | N/A | 73-97 | Low_E | 1 | 227.8 | N/A
Micro-Generation | Solar_PV | Non Condensing Gas Boiler | N/A | 73-97 | Low_E | 1 | 227.8 | N/A
Micro-Generation | Solar_PV | Non Condensing LPG Boiler | N/A | 73-97 | Low_E | 1 | 227.8 | N/A
Micro-Generation | Solar_PV | Non Condensing Oil Boiler | N/A | 73-97 | Low_E | 1 | 227.8 | N/A
Micro-Generation | Solar_PV | Solid Fossil Boiler | N/A | 73-97 | Low_E | 1 | 227.8 | N/A
Micro-Generation | Solar_PV | Solid Fossil Room Heaters | N/A | 73-97 | Low_E | 1 | 227.8 | N/A
Micro-Generation | Solar_PV | Air to Water ASHP | N/A | 73-97 | High_F | 1 | 227.8 | N/A
Micro-Generation | Solar_PV | Biomass Boiler | N/A | 73-97 | High_F | 1 | 227.8 | N/A
Micro-Generation | Solar_PV | Bottled LPG Boiler | N/A | 73-97 | High_F | 1 | 227.8 | N/A
Micro-Generation | Solar_PV | Bottled LPG Room Heaters | N/A | 73-97 | High_F | 1 | 227.8 | N/A
Micro-Generation | Solar_PV | Condensing Gas Boiler | N/A | 73-97 | High_F | 1 | 227.8 | N/A
Micro-Generation | Solar_PV | Condensing LPG Boiler | N/A | 73-97 | High_F | 1 | 227.8 | N/A
Micro-Generation | Solar_PV | Condensing Oil Boiler | N/A | 73-97 | High_F | 1 | 227.8 | N/A
Micro-Generation | Solar_PV | DHS CHP | N/A | 73-97 | High_F | 1 | 227.8 | N/A
Micro-Generation | Solar_PV | DHS non-CHP | N/A | 73-97 | High_F | 1 | 227.8 | N/A
Micro-Generation | Solar_PV | Electric Boiler | N/A | 73-97 | High_F | 1 | 227.8 | N/A
Micro-Generation | Solar_PV | Electric Room Heaters | N/A | 73-97 | High_F | 1 | 227.8 | N/A
Micro-Generation | Solar_PV | Electric Storage Heaters Responsiveness <=0.2 | N/A | 73-97 | High_F | 1 | 227.8 | N/A
Micro-Generation | Solar_PV | Electric Storage Heaters Responsiveness >0.2 | N/A | 73-97 | High_F | 1 | 227.8 | N/A
Micro-Generation | Solar_PV | Gas Back Boiler to Radiators | N/A | 73-97 | High_F | 1 | 227.8 | N/A
Micro-Generation | Solar_PV | Gas Fire with Back Boiler | N/A | 73-97 | High_F | 1 | 227.8 | N/A
Micro-Generation | Solar_PV | Gas Room Heaters | N/A | 73-97 | High_F | 1 | 227.8 | N/A
Micro-Generation | Solar_PV | GSHP | N/A | 73-97 | High_F | 1 | 227.8 | N/A
Micro-Generation | Solar_PV | Non Condensing Gas Boiler | N/A | 73-97 | High_F | 1 | 227.8 | N/A
Micro-Generation | Solar_PV | Non Condensing LPG Boiler | N/A | 73-97 | High_F | 1 | 227.8 | N/A
Micro-Generation | Solar_PV | Non Condensing Oil Boiler | N/A | 73-97 | High_F | 1 | 227.8 | N/A
Micro-Generation | Solar_PV | Solid Fossil Boiler | N/A | 73-97 | High_F | 1 | 227.8 | N/A
Micro-Generation | Solar_PV | Solid Fossil Room Heaters | N/A | 73-97 | High_F | 1 | 227.8 | N/A
Micro-Generation | Solar_PV | Air to Water ASHP | N/A | 73-97 | Low_F | 1 | 227.8 | N/A
Micro-Generation | Solar_PV | Biomass Boiler | N/A | 73-97 | Low_F | 1 | 227.8 | N/A
Micro-Generation | Solar_PV | Bottled LPG Boiler | N/A | 73-97 | Low_F | 1 | 227.8 | N/A
Micro-Generation | Solar_PV | Bottled LPG Room Heaters | N/A | 73-97 | Low_F | 1 | 227.8 | N/A
Micro-Generation | Solar_PV | Condensing Gas Boiler | N/A | 73-97 | Low_F | 1 | 227.8 | N/A
Micro-Generation | Solar_PV | Condensing LPG Boiler | N/A | 73-97 | Low_F | 1 | 227.8 | N/A
Micro-Generation | Solar_PV | Condensing Oil Boiler | N/A | 73-97 | Low_F | 1 | 227.8 | N/A
Micro-Generation | Solar_PV | DHS CHP | N/A | 73-97 | Low_F | 1 | 227.8 | N/A
Micro-Generation | Solar_PV | DHS non-CHP | N/A | 73-97 | Low_F | 1 | 227.8 | N/A
Micro-Generation | Solar_PV | Electric Boiler | N/A | 73-97 | Low_F | 1 | 227.8 | N/A
Micro-Generation | Solar_PV | Electric Room Heaters | N/A | 73-97 | Low_F | 1 | 227.8 | N/A
Micro-Generation | Solar_PV | Electric Storage Heaters Responsiveness <=0.2 | N/A | 73-97 | Low_F | 1 | 227.8 | N/A
Micro-Generation | Solar_PV | Electric Storage Heaters Responsiveness >0.2 | N/A | 73-97 | Low_F | 1 | 227.8 | N/A
Micro-Generation | Solar_PV | Gas Back Boiler to Radiators | N/A | 73-97 | Low_F | 1 | 227.8 | N/A
Micro-Generation | Solar_PV | Gas Fire with Back Boiler | N/A | 73-97 | Low_F | 1 | 227.8 | N/A
Micro-Generation | Solar_PV | Gas Room Heaters | N/A | 73-97 | Low_F | 1 | 227.8 | N/A
Micro-Generation | Solar_PV | GSHP | N/A | 73-97 | Low_F | 1 | 227.8 | N/A
Micro-Generation | Solar_PV | Non Condensing Gas Boiler | N/A | 73-97 | Low_F | 1 | 227.8 | N/A
Micro-Generation | Solar_PV | Non Condensing LPG Boiler | N/A | 73-97 | Low_F | 1 | 227.8 | N/A
Micro-Generation | Solar_PV | Non Condensing Oil Boiler | N/A | 73-97 | Low_F | 1 | 227.8 | N/A
Micro-Generation | Solar_PV | Solid Fossil Boiler | N/A | 73-97 | Low_F | 1 | 227.8 | N/A
Micro-Generation | Solar_PV | Solid Fossil Room Heaters | N/A | 73-97 | Low_F | 1 | 227.8 | N/A
Micro-Generation | Solar_PV | Air to Water ASHP | N/A | 73-97 | High_G | 1 | 227.8 | N/A
Micro-Generation | Solar_PV | Biomass Boiler | N/A | 73-97 | High_G | 1 | 227.8 | N/A
Micro-Generation | Solar_PV | Bottled LPG Boiler | N/A | 73-97 | High_G | 1 | 227.8 | N/A
Micro-Generation | Solar_PV | Bottled LPG Room Heaters | N/A | 73-97 | High_G | 1 | 227.8 | N/A
Micro-Generation | Solar_PV | Condensing Gas Boiler | N/A | 73-97 | High_G | 1 | 227.8 | N/A
Micro-Generation | Solar_PV | Condensing LPG Boiler | N/A | 73-97 | High_G | 1 | 227.8 | N/A
Micro-Generation | Solar_PV | Condensing Oil Boiler | N/A | 73-97 | High_G | 1 | 227.8 | N/A
Micro-Generation | Solar_PV | DHS CHP | N/A | 73-97 | High_G | 1 | 227.8 | N/A
Micro-Generation | Solar_PV | DHS non-CHP | N/A | 73-97 | High_G | 1 | 227.8 | N/A
Micro-Generation | Solar_PV | Electric Boiler | N/A | 73-97 | High_G | 1 | 227.8 | N/A
Micro-Generation | Solar_PV | Electric Room Heaters | N/A | 73-97 | High_G | 1 | 227.8 | N/A
Micro-Generation | Solar_PV | Electric Storage Heaters Responsiveness <=0.2 | N/A | 73-97 | High_G | 1 | 227.8 | N/A
Micro-Generation | Solar_PV | Electric Storage Heaters Responsiveness >0.2 | N/A | 73-97 | High_G | 1 | 227.8 | N/A
Micro-Generation | Solar_PV | Gas Back Boiler to Radiators | N/A | 73-97 | High_G | 1 | 227.8 | N/A
Micro-Generation | Solar_PV | Gas Fire with Back Boiler | N/A | 73-97 | High_G | 1 | 227.8 | N/A
Micro-Generation | Solar_PV | Gas Room Heaters | N/A | 73-97 | High_G | 1 | 227.8 | N/A
Micro-Generation | Solar_PV | GSHP | N/A | 73-97 | High_G | 1 | 227.8 | N/A
Micro-Generation | Solar_PV | Non Condensing Gas Boiler | N/A | 73-97 | High_G | 1 | 227.8 | N/A
Micro-Generation | Solar_PV | Non Condensing LPG Boiler | N/A | 73-97 | High_G | 1 | 227.8 | N/A
Micro-Generation | Solar_PV | Non Condensing Oil Boiler | N/A | 73-97 | High_G | 1 | 227.8 | N/A
Micro-Generation | Solar_PV | Solid Fossil Boiler | N/A | 73-97 | High_G | 1 | 227.8 | N/A
Micro-Generation | Solar_PV | Solid Fossil Room Heaters | N/A | 73-97 | High_G | 1 | 227.8 | N/A
Micro-Generation | Solar_PV | Air to Water ASHP | N/A | 73-97 | Low_G | 1 | 227.8 | N/A
Micro-Generation | Solar_PV | Biomass Boiler | N/A | 73-97 | Low_G | 1 | 227.8 | N/A
Micro-Generation | Solar_PV | Bottled LPG Boiler | N/A | 73-97 | Low_G | 1 | 227.8 | N/A
Micro-Generation | Solar_PV | Bottled LPG Room Heaters | N/A | 73-97 | Low_G | 1 | 227.8 | N/A
Micro-Generation | Solar_PV | Condensing Gas Boiler | N/A | 73-97 | Low_G | 1 | 227.8 | N/A
Micro-Generation | Solar_PV | Condensing LPG Boiler | N/A | 73-97 | Low_G | 1 | 227.8 | N/A
Micro-Generation | Solar_PV | Condensing Oil Boiler | N/A | 73-97 | Low_G | 1 | 227.8 | N/A
Micro-Generation | Solar_PV | DHS CHP | N/A | 73-97 | Low_G | 1 | 227.8 | N/A
Micro-Generation | Solar_PV | DHS non-CHP | N/A | 73-97 | Low_G | 1 | 227.8 | N/A
Micro-Generation | Solar_PV | Electric Boiler | N/A | 73-97 | Low_G | 1 | 227.8 | N/A
Micro-Generation | Solar_PV | Electric Room Heaters | N/A | 73-97 | Low_G | 1 | 227.8 | N/A
Micro-Generation | Solar_PV | Electric Storage Heaters Responsiveness <=0.2 | N/A | 73-97 | Low_G | 1 | 227.8 | N/A
Micro-Generation | Solar_PV | Electric Storage Heaters Responsiveness >0.2 | N/A | 73-97 | Low_G | 1 | 227.8 | N/A
Micro-Generation | Solar_PV | Gas Back Boiler to Radiators | N/A | 73-97 | Low_G | 1 | 227.8 | N/A
Micro-Generation | Solar_PV | Gas Fire with Back Boiler | N/A | 73-97 | Low_G | 1 | 227.8 | N/A
Micro-Generation | Solar_PV | Gas Room Heaters | N/A | 73-97 | Low_G | 1 | 227.8 | N/A
Micro-Generation | Solar_PV | GSHP | N/A | 73-97 | Low_G | 1 | 227.8 | N/A
Micro-Generation | Solar_PV | Non Condensing Gas Boiler | N/A | 73-97 | Low_G | 1 | 227.8 | N/A
Micro-Generation | Solar_PV | Non Condensing LPG Boiler | N/A | 73-97 | Low_G | 1 | 227.8 | N/A
Micro-Generation | Solar_PV | Non Condensing Oil Boiler | N/A | 73-97 | Low_G | 1 | 227.8 | N/A
Micro-Generation | Solar_PV | Solid Fossil Boiler | N/A | 73-97 | Low_G | 1 | 227.8 | N/A
Micro-Generation | Solar_PV | Solid Fossil Room Heaters | N/A | 73-97 | Low_G | 1 | 227.8 | N/A
Micro-Generation | Solar_PV | Air to Water ASHP | N/A | 98-199 | High_D | 1 | 205.8 | N/A
Micro-Generation | Solar_PV | Biomass Boiler | N/A | 98-199 | High_D | 1 | 205.8 | N/A
Micro-Generation | Solar_PV | Bottled LPG Boiler | N/A | 98-199 | High_D | 1 | 205.8 | N/A
Micro-Generation | Solar_PV | Bottled LPG Room Heaters | N/A | 98-199 | High_D | 1 | 205.8 | N/A
Micro-Generation | Solar_PV | Condensing Gas Boiler | N/A | 98-199 | High_D | 1 | 205.8 | N/A
Micro-Generation | Solar_PV | Condensing LPG Boiler | N/A | 98-199 | High_D | 1 | 205.8 | N/A
Micro-Generation | Solar_PV | Condensing Oil Boiler | N/A | 98-199 | High_D | 1 | 205.8 | N/A
Micro-Generation | Solar_PV | DHS CHP | N/A | 98-199 | High_D | 1 | 205.8 | N/A
Micro-Generation | Solar_PV | DHS non-CHP | N/A | 98-199 | High_D | 1 | 205.8 | N/A
Micro-Generation | Solar_PV | Electric Boiler | N/A | 98-199 | High_D | 1 | 205.8 | N/A
Micro-Generation | Solar_PV | Electric Room Heaters | N/A | 98-199 | High_D | 1 | 205.8 | N/A
Micro-Generation | Solar_PV | Electric Storage Heaters Responsiveness <=0.2 | N/A | 98-199 | High_D | 1 | 205.8 | N/A
Micro-Generation | Solar_PV | Electric Storage Heaters Responsiveness >0.2 | N/A | 98-199 | High_D | 1 | 205.8 | N/A
Micro-Generation | Solar_PV | Gas Back Boiler to Radiators | N/A | 98-199 | High_D | 1 | 205.8 | N/A
Micro-Generation | Solar_PV | Gas Fire with Back Boiler | N/A | 98-199 | High_D | 1 | 205.8 | N/A
Micro-Generation | Solar_PV | Gas Room Heaters | N/A | 98-199 | High_D | 1 | 205.8 | N/A
Micro-Generation | Solar_PV | GSHP | N/A | 98-199 | High_D | 1 | 205.8 | N/A
Micro-Generation | Solar_PV | Non Condensing Gas Boiler | N/A | 98-199 | High_D | 1 | 205.8 | N/A
Micro-Generation | Solar_PV | Non Condensing LPG Boiler | N/A | 98-199 | High_D | 1 | 205.8 | N/A
Micro-Generation | Solar_PV | Non Condensing Oil Boiler | N/A | 98-199 | High_D | 1 | 205.8 | N/A
Micro-Generation | Solar_PV | Solid Fossil Boiler | N/A | 98-199 | High_D | 1 | 205.8 | N/A
Micro-Generation | Solar_PV | Solid Fossil Room Heaters | N/A | 98-199 | High_D | 1 | 205.8 | N/A
Micro-Generation | Solar_PV | Air to Water ASHP | N/A | 98-199 | Low_D | 1 | 205.8 | N/A
Micro-Generation | Solar_PV | Biomass Boiler | N/A | 98-199 | Low_D | 1 | 205.8 | N/A
Micro-Generation | Solar_PV | Bottled LPG Boiler | N/A | 98-199 | Low_D | 1 | 205.8 | N/A
Micro-Generation | Solar_PV | Bottled LPG Room Heaters | N/A | 98-199 | Low_D | 1 | 205.8 | N/A
Micro-Generation | Solar_PV | Condensing Gas Boiler | N/A | 98-199 | Low_D | 1 | 205.8 | N/A
Micro-Generation | Solar_PV | Condensing LPG Boiler | N/A | 98-199 | Low_D | 1 | 205.8 | N/A
Micro-Generation | Solar_PV | Condensing Oil Boiler | N/A | 98-199 | Low_D | 1 | 205.8 | N/A
Micro-Generation | Solar_PV | DHS CHP | N/A | 98-199 | Low_D | 1 | 205.8 | N/A
Micro-Generation | Solar_PV | DHS non-CHP | N/A | 98-199 | Low_D | 1 | 205.8 | N/A
Micro-Generation | Solar_PV | Electric Boiler | N/A | 98-199 | Low_D | 1 | 205.8 | N/A
Micro-Generation | Solar_PV | Electric Room Heaters | N/A | 98-199 | Low_D | 1 | 205.8 | N/A
Micro-Generation | Solar_PV | Electric Storage Heaters Responsiveness <=0.2 | N/A | 98-199 | Low_D | 1 | 205.8 | N/A
Micro-Generation | Solar_PV | Electric Storage Heaters Responsiveness >0.2 | N/A | 98-199 | Low_D | 1 | 205.8 | N/A
Micro-Generation | Solar_PV | Gas Back Boiler to Radiators | N/A | 98-199 | Low_D | 1 | 205.8 | N/A
Micro-Generation | Solar_PV | Gas Fire with Back Boiler | N/A | 98-199 | Low_D | 1 | 205.8 | N/A
Micro-Generation | Solar_PV | Gas Room Heaters | N/A | 98-199 | Low_D | 1 | 205.8 | N/A
Micro-Generation | Solar_PV | GSHP | N/A | 98-199 | Low_D | 1 | 205.8 | N/A
Micro-Generation | Solar_PV | Non Condensing Gas Boiler | N/A | 98-199 | Low_D | 1 | 205.8 | N/A
Micro-Generation | Solar_PV | Non Condensing LPG Boiler | N/A | 98-199 | Low_D | 1 | 205.8 | N/A
Micro-Generation | Solar_PV | Non Condensing Oil Boiler | N/A | 98-199 | Low_D | 1 | 205.8 | N/A
Micro-Generation | Solar_PV | Solid Fossil Boiler | N/A | 98-199 | Low_D | 1 | 205.8 | N/A
Micro-Generation | Solar_PV | Solid Fossil Room Heaters | N/A | 98-199 | Low_D | 1 | 205.8 | N/A
Micro-Generation | Solar_PV | Air to Water ASHP | N/A | 98-199 | High_E | 1 | 205.8 | N/A
Micro-Generation | Solar_PV | Biomass Boiler | N/A | 98-199 | High_E | 1 | 205.8 | N/A
Micro-Generation | Solar_PV | Bottled LPG Boiler | N/A | 98-199 | High_E | 1 | 205.8 | N/A
Micro-Generation | Solar_PV | Bottled LPG Room Heaters | N/A | 98-199 | High_E | 1 | 205.8 | N/A
Micro-Generation | Solar_PV | Condensing Gas Boiler | N/A | 98-199 | High_E | 1 | 205.8 | N/A
Micro-Generation | Solar_PV | Condensing LPG Boiler | N/A | 98-199 | High_E | 1 | 205.8 | N/A
Micro-Generation | Solar_PV | Condensing Oil Boiler | N/A | 98-199 | High_E | 1 | 205.8 | N/A
Micro-Generation | Solar_PV | DHS CHP | N/A | 98-199 | High_E | 1 | 205.8 | N/A
Micro-Generation | Solar_PV | DHS non-CHP | N/A | 98-199 | High_E | 1 | 205.8 | N/A
Micro-Generation | Solar_PV | Electric Boiler | N/A | 98-199 | High_E | 1 | 205.8 | N/A
Micro-Generation | Solar_PV | Electric Room Heaters | N/A | 98-199 | High_E | 1 | 205.8 | N/A
Micro-Generation | Solar_PV | Electric Storage Heaters Responsiveness <=0.2 | N/A | 98-199 | High_E | 1 | 205.8 | N/A
Micro-Generation | Solar_PV | Electric Storage Heaters Responsiveness >0.2 | N/A | 98-199 | High_E | 1 | 205.8 | N/A
Micro-Generation | Solar_PV | Gas Back Boiler to Radiators | N/A | 98-199 | High_E | 1 | 205.8 | N/A
Micro-Generation | Solar_PV | Gas Fire with Back Boiler | N/A | 98-199 | High_E | 1 | 205.8 | N/A
Micro-Generation | Solar_PV | Gas Room Heaters | N/A | 98-199 | High_E | 1 | 205.8 | N/A
Micro-Generation | Solar_PV | GSHP | N/A | 98-199 | High_E | 1 | 205.8 | N/A
Micro-Generation | Solar_PV | Non Condensing Gas Boiler | N/A | 98-199 | High_E | 1 | 205.8 | N/A
Micro-Generation | Solar_PV | Non Condensing LPG Boiler | N/A | 98-199 | High_E | 1 | 205.8 | N/A
Micro-Generation | Solar_PV | Non Condensing Oil Boiler | N/A | 98-199 | High_E | 1 | 205.8 | N/A
Micro-Generation | Solar_PV | Solid Fossil Boiler | N/A | 98-199 | High_E | 1 | 205.8 | N/A
Micro-Generation | Solar_PV | Solid Fossil Room Heaters | N/A | 98-199 | High_E | 1 | 205.8 | N/A
Micro-Generation | Solar_PV | Air to Water ASHP | N/A | 98-199 | Low_E | 1 | 205.9 | N/A
Micro-Generation | Solar_PV | Biomass Boiler | N/A | 98-199 | Low_E | 1 | 205.9 | N/A
Micro-Generation | Solar_PV | Bottled LPG Boiler | N/A | 98-199 | Low_E | 1 | 205.9 | N/A
Micro-Generation | Solar_PV | Bottled LPG Room Heaters | N/A | 98-199 | Low_E | 1 | 205.9 | N/A
Micro-Generation | Solar_PV | Condensing Gas Boiler | N/A | 98-199 | Low_E | 1 | 205.9 | N/A
Micro-Generation | Solar_PV | Condensing LPG Boiler | N/A | 98-199 | Low_E | 1 | 205.9 | N/A
Micro-Generation | Solar_PV | Condensing Oil Boiler | N/A | 98-199 | Low_E | 1 | 205.9 | N/A
Micro-Generation | Solar_PV | DHS CHP | N/A | 98-199 | Low_E | 1 | 205.9 | N/A
Micro-Generation | Solar_PV | DHS non-CHP | N/A | 98-199 | Low_E | 1 | 205.9 | N/A
Micro-Generation | Solar_PV | Electric Boiler | N/A | 98-199 | Low_E | 1 | 205.9 | N/A
Micro-Generation | Solar_PV | Electric Room Heaters | N/A | 98-199 | Low_E | 1 | 205.9 | N/A
Micro-Generation | Solar_PV | Electric Storage Heaters Responsiveness <=0.2 | N/A | 98-199 | Low_E | 1 | 205.9 | N/A
Micro-Generation | Solar_PV | Electric Storage Heaters Responsiveness >0.2 | N/A | 98-199 | Low_E | 1 | 205.9 | N/A
Micro-Generation | Solar_PV | Gas Back Boiler to Radiators | N/A | 98-199 | Low_E | 1 | 205.9 | N/A
Micro-Generation | Solar_PV | Gas Fire with Back Boiler | N/A | 98-199 | Low_E | 1 | 205.9 | N/A
Micro-Generation | Solar_PV | Gas Room Heaters | N/A | 98-199 | Low_E | 1 | 205.9 | N/A
Micro-Generation | Solar_PV | GSHP | N/A | 98-199 | Low_E | 1 | 205.9 | N/A
Micro-Generation | Solar_PV | Non Condensing Gas Boiler | N/A | 98-199 | Low_E | 1 | 205.9 | N/A
Micro-Generation | Solar_PV | Non Condensing LPG Boiler | N/A | 98-199 | Low_E | 1 | 205.9 | N/A
Micro-Generation | Solar_PV | Non Condensing Oil Boiler | N/A | 98-199 | Low_E | 1 | 205.9 | N/A
Micro-Generation | Solar_PV | Solid Fossil Boiler | N/A | 98-199 | Low_E | 1 | 205.9 | N/A
Micro-Generation | Solar_PV | Solid Fossil Room Heaters | N/A | 98-199 | Low_E | 1 | 205.9 | N/A
Micro-Generation | Solar_PV | Air to Water ASHP | N/A | 98-199 | High_F | 1 | 206.1 | N/A
Micro-Generation | Solar_PV | Biomass Boiler | N/A | 98-199 | High_F | 1 | 206.1 | N/A
Micro-Generation | Solar_PV | Bottled LPG Boiler | N/A | 98-199 | High_F | 1 | 206.1 | N/A
Micro-Generation | Solar_PV | Bottled LPG Room Heaters | N/A | 98-199 | High_F | 1 | 206.1 | N/A
Micro-Generation | Solar_PV | Condensing Gas Boiler | N/A | 98-199 | High_F | 1 | 206.1 | N/A
Micro-Generation | Solar_PV | Condensing LPG Boiler | N/A | 98-199 | High_F | 1 | 206.1 | N/A
Micro-Generation | Solar_PV | Condensing Oil Boiler | N/A | 98-199 | High_F | 1 | 206.1 | N/A
Micro-Generation | Solar_PV | DHS CHP | N/A | 98-199 | High_F | 1 | 206.1 | N/A
Micro-Generation | Solar_PV | DHS non-CHP | N/A | 98-199 | High_F | 1 | 206.1 | N/A
Micro-Generation | Solar_PV | Electric Boiler | N/A | 98-199 | High_F | 1 | 206.1 | N/A
Micro-Generation | Solar_PV | Electric Room Heaters | N/A | 98-199 | High_F | 1 | 206.1 | N/A
Micro-Generation | Solar_PV | Electric Storage Heaters Responsiveness <=0.2 | N/A | 98-199 | High_F | 1 | 206.1 | N/A
Micro-Generation | Solar_PV | Electric Storage Heaters Responsiveness >0.2 | N/A | 98-199 | High_F | 1 | 206.1 | N/A
Micro-Generation | Solar_PV | Gas Back Boiler to Radiators | N/A | 98-199 | High_F | 1 | 206.1 | N/A
Micro-Generation | Solar_PV | Gas Fire with Back Boiler | N/A | 98-199 | High_F | 1 | 206.1 | N/A
Micro-Generation | Solar_PV | Gas Room Heaters | N/A | 98-199 | High_F | 1 | 206.1 | N/A
Micro-Generation | Solar_PV | GSHP | N/A | 98-199 | High_F | 1 | 206.1 | N/A
Micro-Generation | Solar_PV | Non Condensing Gas Boiler | N/A | 98-199 | High_F | 1 | 206.1 | N/A
Micro-Generation | Solar_PV | Non Condensing LPG Boiler | N/A | 98-199 | High_F | 1 | 206.1 | N/A
Micro-Generation | Solar_PV | Non Condensing Oil Boiler | N/A | 98-199 | High_F | 1 | 206.1 | N/A
Micro-Generation | Solar_PV | Solid Fossil Boiler | N/A | 98-199 | High_F | 1 | 206.1 | N/A
Micro-Generation | Solar_PV | Solid Fossil Room Heaters | N/A | 98-199 | High_F | 1 | 206.1 | N/A
Micro-Generation | Solar_PV | Air to Water ASHP | N/A | 98-199 | Low_F | 1 | 206.2 | N/A
Micro-Generation | Solar_PV | Biomass Boiler | N/A | 98-199 | Low_F | 1 | 206.2 | N/A
Micro-Generation | Solar_PV | Bottled LPG Boiler | N/A | 98-199 | Low_F | 1 | 206.2 | N/A
Micro-Generation | Solar_PV | Bottled LPG Room Heaters | N/A | 98-199 | Low_F | 1 | 206.2 | N/A
Micro-Generation | Solar_PV | Condensing Gas Boiler | N/A | 98-199 | Low_F | 1 | 206.2 | N/A
Micro-Generation | Solar_PV | Condensing LPG Boiler | N/A | 98-199 | Low_F | 1 | 206.2 | N/A
Micro-Generation | Solar_PV | Condensing Oil Boiler | N/A | 98-199 | Low_F | 1 | 206.2 | N/A
Micro-Generation | Solar_PV | DHS CHP | N/A | 98-199 | Low_F | 1 | 206.2 | N/A
Micro-Generation | Solar_PV | DHS non-CHP | N/A | 98-199 | Low_F | 1 | 206.2 | N/A
Micro-Generation | Solar_PV | Electric Boiler | N/A | 98-199 | Low_F | 1 | 206.2 | N/A
Micro-Generation | Solar_PV | Electric Room Heaters | N/A | 98-199 | Low_F | 1 | 206.2 | N/A
Micro-Generation | Solar_PV | Electric Storage Heaters Responsiveness <=0.2 | N/A | 98-199 | Low_F | 1 | 206.2 | N/A
Micro-Generation | Solar_PV | Electric Storage Heaters Responsiveness >0.2 | N/A | 98-199 | Low_F | 1 | 206.2 | N/A
Micro-Generation | Solar_PV | Gas Back Boiler to Radiators | N/A | 98-199 | Low_F | 1 | 206.2 | N/A
Micro-Generation | Solar_PV | Gas Fire with Back Boiler | N/A | 98-199 | Low_F | 1 | 206.2 | N/A
Micro-Generation | Solar_PV | Gas Room Heaters | N/A | 98-199 | Low_F | 1 | 206.2 | N/A
Micro-Generation | Solar_PV | GSHP | N/A | 98-199 | Low_F | 1 | 206.2 | N/A
Micro-Generation | Solar_PV | Non Condensing Gas Boiler | N/A | 98-199 | Low_F | 1 | 206.2 | N/A
Micro-Generation | Solar_PV | Non Condensing LPG Boiler | N/A | 98-199 | Low_F | 1 | 206.2 | N/A
Micro-Generation | Solar_PV | Non Condensing Oil Boiler | N/A | 98-199 | Low_F | 1 | 206.2 | N/A
Micro-Generation | Solar_PV | Solid Fossil Boiler | N/A | 98-199 | Low_F | 1 | 206.2 | N/A
Micro-Generation | Solar_PV | Solid Fossil Room Heaters | N/A | 98-199 | Low_F | 1 | 206.2 | N/A
Micro-Generation | Solar_PV | Air to Water ASHP | N/A | 98-199 | High_G | 1 | 206.4 | N/A
Micro-Generation | Solar_PV | Biomass Boiler | N/A | 98-199 | High_G | 1 | 206.4 | N/A
Micro-Generation | Solar_PV | Bottled LPG Boiler | N/A | 98-199 | High_G | 1 | 206.4 | N/A
Micro-Generation | Solar_PV | Bottled LPG Room Heaters | N/A | 98-199 | High_G | 1 | 206.4 | N/A
Micro-Generation | Solar_PV | Condensing Gas Boiler | N/A | 98-199 | High_G | 1 | 206.4 | N/A
Micro-Generation | Solar_PV | Condensing LPG Boiler | N/A | 98-199 | High_G | 1 | 206.4 | N/A
Micro-Generation | Solar_PV | Condensing Oil Boiler | N/A | 98-199 | High_G | 1 | 206.4 | N/A
Micro-Generation | Solar_PV | DHS CHP | N/A | 98-199 | High_G | 1 | 206.4 | N/A
Micro-Generation | Solar_PV | DHS non-CHP | N/A | 98-199 | High_G | 1 | 206.4 | N/A
Micro-Generation | Solar_PV | Electric Boiler | N/A | 98-199 | High_G | 1 | 206.4 | N/A
Micro-Generation | Solar_PV | Electric Room Heaters | N/A | 98-199 | High_G | 1 | 206.4 | N/A
Micro-Generation | Solar_PV | Electric Storage Heaters Responsiveness <=0.2 | N/A | 98-199 | High_G | 1 | 206.4 | N/A
Micro-Generation | Solar_PV | Electric Storage Heaters Responsiveness >0.2 | N/A | 98-199 | High_G | 1 | 206.4 | N/A
Micro-Generation | Solar_PV | Gas Back Boiler to Radiators | N/A | 98-199 | High_G | 1 | 206.4 | N/A
Micro-Generation | Solar_PV | Gas Fire with Back Boiler | N/A | 98-199 | High_G | 1 | 206.4 | N/A
Micro-Generation | Solar_PV | Gas Room Heaters | N/A | 98-199 | High_G | 1 | 206.4 | N/A
Micro-Generation | Solar_PV | GSHP | N/A | 98-199 | High_G | 1 | 206.4 | N/A
Micro-Generation | Solar_PV | Non Condensing Gas Boiler | N/A | 98-199 | High_G | 1 | 206.4 | N/A
Micro-Generation | Solar_PV | Non Condensing LPG Boiler | N/A | 98-199 | High_G | 1 | 206.4 | N/A
Micro-Generation | Solar_PV | Non Condensing Oil Boiler | N/A | 98-199 | High_G | 1 | 206.4 | N/A
Micro-Generation | Solar_PV | Solid Fossil Boiler | N/A | 98-199 | High_G | 1 | 206.4 | N/A
Micro-Generation | Solar_PV | Solid Fossil Room Heaters | N/A | 98-199 | High_G | 1 | 206.4 | N/A
Micro-Generation | Solar_PV | Air to Water ASHP | N/A | 98-199 | Low_G | 1 | 206.7 | N/A
Micro-Generation | Solar_PV | Biomass Boiler | N/A | 98-199 | Low_G | 1 | 206.7 | N/A
Micro-Generation | Solar_PV | Bottled LPG Boiler | N/A | 98-199 | Low_G | 1 | 206.7 | N/A
Micro-Generation | Solar_PV | Bottled LPG Room Heaters | N/A | 98-199 | Low_G | 1 | 206.7 | N/A
Micro-Generation | Solar_PV | Condensing Gas Boiler | N/A | 98-199 | Low_G | 1 | 206.7 | N/A
Micro-Generation | Solar_PV | Condensing LPG Boiler | N/A | 98-199 | Low_G | 1 | 206.7 | N/A
Micro-Generation | Solar_PV | Condensing Oil Boiler | N/A | 98-199 | Low_G | 1 | 206.7 | N/A
Micro-Generation | Solar_PV | DHS CHP | N/A | 98-199 | Low_G | 1 | 206.7 | N/A
Micro-Generation | Solar_PV | DHS non-CHP | N/A | 98-199 | Low_G | 1 | 206.7 | N/A
Micro-Generation | Solar_PV | Electric Boiler | N/A | 98-199 | Low_G | 1 | 206.7 | N/A
Micro-Generation | Solar_PV | Electric Room Heaters | N/A | 98-199 | Low_G | 1 | 206.7 | N/A
Micro-Generation | Solar_PV | Electric Storage Heaters Responsiveness <=0.2 | N/A | 98-199 | Low_G | 1 | 206.7 | N/A
Micro-Generation | Solar_PV | Electric Storage Heaters Responsiveness >0.2 | N/A | 98-199 | Low_G | 1 | 206.7 | N/A
Micro-Generation | Solar_PV | Gas Back Boiler to Radiators | N/A | 98-199 | Low_G | 1 | 206.7 | N/A
Micro-Generation | Solar_PV | Gas Fire with Back Boiler | N/A | 98-199 | Low_G | 1 | 206.7 | N/A
Micro-Generation | Solar_PV | Gas Room Heaters | N/A | 98-199 | Low_G | 1 | 206.7 | N/A
Micro-Generation | Solar_PV | GSHP | N/A | 98-199 | Low_G | 1 | 206.7 | N/A
Micro-Generation | Solar_PV | Non Condensing Gas Boiler | N/A | 98-199 | Low_G | 1 | 206.7 | N/A
Micro-Generation | Solar_PV | Non Condensing LPG Boiler | N/A | 98-199 | Low_G | 1 | 206.7 | N/A
Micro-Generation | Solar_PV | Non Condensing Oil Boiler | N/A | 98-199 | Low_G | 1 | 206.7 | N/A
Micro-Generation | Solar_PV | Solid Fossil Boiler | N/A | 98-199 | Low_G | 1 | 206.7 | N/A
Micro-Generation | Solar_PV | Solid Fossil Room Heaters | N/A | 98-199 | Low_G | 1 | 206.7 | N/A
Micro-Generation | Solar_PV | Air to Water ASHP | N/A | 200+ | High_D | 1 | 205 | N/A
Micro-Generation | Solar_PV | Biomass Boiler | N/A | 200+ | High_D | 1 | 205 | N/A
Micro-Generation | Solar_PV | Bottled LPG Boiler | N/A | 200+ | High_D | 1 | 205 | N/A
Micro-Generation | Solar_PV | Bottled LPG Room Heaters | N/A | 200+ | High_D | 1 | 205 | N/A
Micro-Generation | Solar_PV | Condensing Gas Boiler | N/A | 200+ | High_D | 1 | 205 | N/A
Micro-Generation | Solar_PV | Condensing LPG Boiler | N/A | 200+ | High_D | 1 | 205 | N/A
Micro-Generation | Solar_PV | Condensing Oil Boiler | N/A | 200+ | High_D | 1 | 205 | N/A
Micro-Generation | Solar_PV | DHS CHP | N/A | 200+ | High_D | 1 | 205 | N/A
Micro-Generation | Solar_PV | DHS non-CHP | N/A | 200+ | High_D | 1 | 205 | N/A
Micro-Generation | Solar_PV | Electric Boiler | N/A | 200+ | High_D | 1 | 205 | N/A
Micro-Generation | Solar_PV | Electric Room Heaters | N/A | 200+ | High_D | 1 | 205 | N/A
Micro-Generation | Solar_PV | Electric Storage Heaters Responsiveness <=0.2 | N/A | 200+ | High_D | 1 | 205 | N/A
Micro-Generation | Solar_PV | Electric Storage Heaters Responsiveness >0.2 | N/A | 200+ | High_D | 1 | 205 | N/A
Micro-Generation | Solar_PV | Gas Back Boiler to Radiators | N/A | 200+ | High_D | 1 | 205 | N/A
Micro-Generation | Solar_PV | Gas Fire with Back Boiler | N/A | 200+ | High_D | 1 | 205 | N/A
Micro-Generation | Solar_PV | Gas Room Heaters | N/A | 200+ | High_D | 1 | 205 | N/A
Micro-Generation | Solar_PV | GSHP | N/A | 200+ | High_D | 1 | 205 | N/A
Micro-Generation | Solar_PV | Non Condensing Gas Boiler | N/A | 200+ | High_D | 1 | 205 | N/A
Micro-Generation | Solar_PV | Non Condensing LPG Boiler | N/A | 200+ | High_D | 1 | 205 | N/A
Micro-Generation | Solar_PV | Non Condensing Oil Boiler | N/A | 200+ | High_D | 1 | 205 | N/A
Micro-Generation | Solar_PV | Solid Fossil Boiler | N/A | 200+ | High_D | 1 | 205 | N/A
Micro-Generation | Solar_PV | Solid Fossil Room Heaters | N/A | 200+ | High_D | 1 | 205 | N/A
Micro-Generation | Solar_PV | Air to Water ASHP | N/A | 200+ | Low_D | 1 | 205 | N/A
Micro-Generation | Solar_PV | Biomass Boiler | N/A | 200+ | Low_D | 1 | 205 | N/A
Micro-Generation | Solar_PV | Bottled LPG Boiler | N/A | 200+ | Low_D | 1 | 205 | N/A
Micro-Generation | Solar_PV | Bottled LPG Room Heaters | N/A | 200+ | Low_D | 1 | 205 | N/A
Micro-Generation | Solar_PV | Condensing Gas Boiler | N/A | 200+ | Low_D | 1 | 205 | N/A
Micro-Generation | Solar_PV | Condensing LPG Boiler | N/A | 200+ | Low_D | 1 | 205 | N/A
Micro-Generation | Solar_PV | Condensing Oil Boiler | N/A | 200+ | Low_D | 1 | 205 | N/A
Micro-Generation | Solar_PV | DHS CHP | N/A | 200+ | Low_D | 1 | 205 | N/A
Micro-Generation | Solar_PV | DHS non-CHP | N/A | 200+ | Low_D | 1 | 205 | N/A
Micro-Generation | Solar_PV | Electric Boiler | N/A | 200+ | Low_D | 1 | 205 | N/A
Micro-Generation | Solar_PV | Electric Room Heaters | N/A | 200+ | Low_D | 1 | 205 | N/A
Micro-Generation | Solar_PV | Electric Storage Heaters Responsiveness <=0.2 | N/A | 200+ | Low_D | 1 | 205 | N/A
Micro-Generation | Solar_PV | Electric Storage Heaters Responsiveness >0.2 | N/A | 200+ | Low_D | 1 | 205 | N/A
Micro-Generation | Solar_PV | Gas Back Boiler to Radiators | N/A | 200+ | Low_D | 1 | 205 | N/A
Micro-Generation | Solar_PV | Gas Fire with Back Boiler | N/A | 200+ | Low_D | 1 | 205 | N/A
Micro-Generation | Solar_PV | Gas Room Heaters | N/A | 200+ | Low_D | 1 | 205 | N/A
Micro-Generation | Solar_PV | GSHP | N/A | 200+ | Low_D | 1 | 205 | N/A
Micro-Generation | Solar_PV | Non Condensing Gas Boiler | N/A | 200+ | Low_D | 1 | 205 | N/A
Micro-Generation | Solar_PV | Non Condensing LPG Boiler | N/A | 200+ | Low_D | 1 | 205 | N/A
Micro-Generation | Solar_PV | Non Condensing Oil Boiler | N/A | 200+ | Low_D | 1 | 205 | N/A
Micro-Generation | Solar_PV | Solid Fossil Boiler | N/A | 200+ | Low_D | 1 | 205 | N/A
Micro-Generation | Solar_PV | Solid Fossil Room Heaters | N/A | 200+ | Low_D | 1 | 205 | N/A
Micro-Generation | Solar_PV | Air to Water ASHP | N/A | 200+ | High_E | 1 | 205 | N/A
Micro-Generation | Solar_PV | Biomass Boiler | N/A | 200+ | High_E | 1 | 205 | N/A
Micro-Generation | Solar_PV | Bottled LPG Boiler | N/A | 200+ | High_E | 1 | 205 | N/A
Micro-Generation | Solar_PV | Bottled LPG Room Heaters | N/A | 200+ | High_E | 1 | 205 | N/A
Micro-Generation | Solar_PV | Condensing Gas Boiler | N/A | 200+ | High_E | 1 | 205 | N/A
Micro-Generation | Solar_PV | Condensing LPG Boiler | N/A | 200+ | High_E | 1 | 205 | N/A
Micro-Generation | Solar_PV | Condensing Oil Boiler | N/A | 200+ | High_E | 1 | 205 | N/A
Micro-Generation | Solar_PV | DHS CHP | N/A | 200+ | High_E | 1 | 205 | N/A
Micro-Generation | Solar_PV | DHS non-CHP | N/A | 200+ | High_E | 1 | 205 | N/A
Micro-Generation | Solar_PV | Electric Boiler | N/A | 200+ | High_E | 1 | 205 | N/A
Micro-Generation | Solar_PV | Electric Room Heaters | N/A | 200+ | High_E | 1 | 205 | N/A
Micro-Generation | Solar_PV | Electric Storage Heaters Responsiveness <=0.2 | N/A | 200+ | High_E | 1 | 205 | N/A
Micro-Generation | Solar_PV | Electric Storage Heaters Responsiveness >0.2 | N/A | 200+ | High_E | 1 | 205 | N/A
Micro-Generation | Solar_PV | Gas Back Boiler to Radiators | N/A | 200+ | High_E | 1 | 205 | N/A
Micro-Generation | Solar_PV | Gas Fire with Back Boiler | N/A | 200+ | High_E | 1 | 205 | N/A
Micro-Generation | Solar_PV | Gas Room Heaters | N/A | 200+ | High_E | 1 | 205 | N/A
Micro-Generation | Solar_PV | GSHP | N/A | 200+ | High_E | 1 | 205 | N/A
Micro-Generation | Solar_PV | Non Condensing Gas Boiler | N/A | 200+ | High_E | 1 | 205 | N/A
Micro-Generation | Solar_PV | Non Condensing LPG Boiler | N/A | 200+ | High_E | 1 | 205 | N/A
Micro-Generation | Solar_PV | Non Condensing Oil Boiler | N/A | 200+ | High_E | 1 | 205 | N/A
Micro-Generation | Solar_PV | Solid Fossil Boiler | N/A | 200+ | High_E | 1 | 205 | N/A
Micro-Generation | Solar_PV | Solid Fossil Room Heaters | N/A | 200+ | High_E | 1 | 205 | N/A
Micro-Generation | Solar_PV | Air to Water ASHP | N/A | 200+ | Low_E | 1 | 205 | N/A
Micro-Generation | Solar_PV | Biomass Boiler | N/A | 200+ | Low_E | 1 | 205 | N/A
Micro-Generation | Solar_PV | Bottled LPG Boiler | N/A | 200+ | Low_E | 1 | 205 | N/A
Micro-Generation | Solar_PV | Bottled LPG Room Heaters | N/A | 200+ | Low_E | 1 | 205 | N/A
Micro-Generation | Solar_PV | Condensing Gas Boiler | N/A | 200+ | Low_E | 1 | 205 | N/A
Micro-Generation | Solar_PV | Condensing LPG Boiler | N/A | 200+ | Low_E | 1 | 205 | N/A
Micro-Generation | Solar_PV | Condensing Oil Boiler | N/A | 200+ | Low_E | 1 | 205 | N/A
Micro-Generation | Solar_PV | DHS CHP | N/A | 200+ | Low_E | 1 | 205 | N/A
Micro-Generation | Solar_PV | DHS non-CHP | N/A | 200+ | Low_E | 1 | 205 | N/A
Micro-Generation | Solar_PV | Electric Boiler | N/A | 200+ | Low_E | 1 | 205 | N/A
Micro-Generation | Solar_PV | Electric Room Heaters | N/A | 200+ | Low_E | 1 | 205 | N/A
Micro-Generation | Solar_PV | Electric Storage Heaters Responsiveness <=0.2 | N/A | 200+ | Low_E | 1 | 205 | N/A
Micro-Generation | Solar_PV | Electric Storage Heaters Responsiveness >0.2 | N/A | 200+ | Low_E | 1 | 205 | N/A
Micro-Generation | Solar_PV | Gas Back Boiler to Radiators | N/A | 200+ | Low_E | 1 | 205 | N/A
Micro-Generation | Solar_PV | Gas Fire with Back Boiler | N/A | 200+ | Low_E | 1 | 205 | N/A
Micro-Generation | Solar_PV | Gas Room Heaters | N/A | 200+ | Low_E | 1 | 205 | N/A
Micro-Generation | Solar_PV | GSHP | N/A | 200+ | Low_E | 1 | 205 | N/A
Micro-Generation | Solar_PV | Non Condensing Gas Boiler | N/A | 200+ | Low_E | 1 | 205 | N/A
Micro-Generation | Solar_PV | Non Condensing LPG Boiler | N/A | 200+ | Low_E | 1 | 205 | N/A
Micro-Generation | Solar_PV | Non Condensing Oil Boiler | N/A | 200+ | Low_E | 1 | 205 | N/A
Micro-Generation | Solar_PV | Solid Fossil Boiler | N/A | 200+ | Low_E | 1 | 205 | N/A
Micro-Generation | Solar_PV | Solid Fossil Room Heaters | N/A | 200+ | Low_E | 1 | 205 | N/A
Micro-Generation | Solar_PV | Air to Water ASHP | N/A | 200+ | High_F | 1 | 205 | N/A
Micro-Generation | Solar_PV | Biomass Boiler | N/A | 200+ | High_F | 1 | 205 | N/A
Micro-Generation | Solar_PV | Bottled LPG Boiler | N/A | 200+ | High_F | 1 | 205 | N/A
Micro-Generation | Solar_PV | Bottled LPG Room Heaters | N/A | 200+ | High_F | 1 | 205 | N/A
Micro-Generation | Solar_PV | Condensing Gas Boiler | N/A | 200+ | High_F | 1 | 205 | N/A
Micro-Generation | Solar_PV | Condensing LPG Boiler | N/A | 200+ | High_F | 1 | 205 | N/A
Micro-Generation | Solar_PV | Condensing Oil Boiler | N/A | 200+ | High_F | 1 | 205 | N/A
Micro-Generation | Solar_PV | DHS CHP | N/A | 200+ | High_F | 1 | 205 | N/A
Micro-Generation | Solar_PV | DHS non-CHP | N/A | 200+ | High_F | 1 | 205 | N/A
Micro-Generation | Solar_PV | Electric Boiler | N/A | 200+ | High_F | 1 | 205 | N/A
Micro-Generation | Solar_PV | Electric Room Heaters | N/A | 200+ | High_F | 1 | 205 | N/A
Micro-Generation | Solar_PV | Electric Storage Heaters Responsiveness <=0.2 | N/A | 200+ | High_F | 1 | 205 | N/A
Micro-Generation | Solar_PV | Electric Storage Heaters Responsiveness >0.2 | N/A | 200+ | High_F | 1 | 205 | N/A
Micro-Generation | Solar_PV | Gas Back Boiler to Radiators | N/A | 200+ | High_F | 1 | 205 | N/A
Micro-Generation | Solar_PV | Gas Fire with Back Boiler | N/A | 200+ | High_F | 1 | 205 | N/A
Micro-Generation | Solar_PV | Gas Room Heaters | N/A | 200+ | High_F | 1 | 205 | N/A
Micro-Generation | Solar_PV | GSHP | N/A | 200+ | High_F | 1 | 205 | N/A
Micro-Generation | Solar_PV | Non Condensing Gas Boiler | N/A | 200+ | High_F | 1 | 205 | N/A
Micro-Generation | Solar_PV | Non Condensing LPG Boiler | N/A | 200+ | High_F | 1 | 205 | N/A
Micro-Generation | Solar_PV | Non Condensing Oil Boiler | N/A | 200+ | High_F | 1 | 205 | N/A
Micro-Generation | Solar_PV | Solid Fossil Boiler | N/A | 200+ | High_F | 1 | 205 | N/A
Micro-Generation | Solar_PV | Solid Fossil Room Heaters | N/A | 200+ | High_F | 1 | 205 | N/A
Micro-Generation | Solar_PV | Air to Water ASHP | N/A | 200+ | Low_F | 1 | 205 | N/A
Micro-Generation | Solar_PV | Biomass Boiler | N/A | 200+ | Low_F | 1 | 205 | N/A
Micro-Generation | Solar_PV | Bottled LPG Boiler | N/A | 200+ | Low_F | 1 | 205 | N/A
Micro-Generation | Solar_PV | Bottled LPG Room Heaters | N/A | 200+ | Low_F | 1 | 205 | N/A
Micro-Generation | Solar_PV | Condensing Gas Boiler | N/A | 200+ | Low_F | 1 | 205 | N/A
Micro-Generation | Solar_PV | Condensing LPG Boiler | N/A | 200+ | Low_F | 1 | 205 | N/A
Micro-Generation | Solar_PV | Condensing Oil Boiler | N/A | 200+ | Low_F | 1 | 205 | N/A
Micro-Generation | Solar_PV | DHS CHP | N/A | 200+ | Low_F | 1 | 205 | N/A
Micro-Generation | Solar_PV | DHS non-CHP | N/A | 200+ | Low_F | 1 | 205 | N/A
Micro-Generation | Solar_PV | Electric Boiler | N/A | 200+ | Low_F | 1 | 205 | N/A
Micro-Generation | Solar_PV | Electric Room Heaters | N/A | 200+ | Low_F | 1 | 205 | N/A
Micro-Generation | Solar_PV | Electric Storage Heaters Responsiveness <=0.2 | N/A | 200+ | Low_F | 1 | 205 | N/A
Micro-Generation | Solar_PV | Electric Storage Heaters Responsiveness >0.2 | N/A | 200+ | Low_F | 1 | 205 | N/A
Micro-Generation | Solar_PV | Gas Back Boiler to Radiators | N/A | 200+ | Low_F | 1 | 205 | N/A
Micro-Generation | Solar_PV | Gas Fire with Back Boiler | N/A | 200+ | Low_F | 1 | 205 | N/A
Micro-Generation | Solar_PV | Gas Room Heaters | N/A | 200+ | Low_F | 1 | 205 | N/A
Micro-Generation | Solar_PV | GSHP | N/A | 200+ | Low_F | 1 | 205 | N/A
Micro-Generation | Solar_PV | Non Condensing Gas Boiler | N/A | 200+ | Low_F | 1 | 205 | N/A
Micro-Generation | Solar_PV | Non Condensing LPG Boiler | N/A | 200+ | Low_F | 1 | 205 | N/A
Micro-Generation | Solar_PV | Non Condensing Oil Boiler | N/A | 200+ | Low_F | 1 | 205 | N/A
Micro-Generation | Solar_PV | Solid Fossil Boiler | N/A | 200+ | Low_F | 1 | 205 | N/A
Micro-Generation | Solar_PV | Solid Fossil Room Heaters | N/A | 200+ | Low_F | 1 | 205 | N/A
Micro-Generation | Solar_PV | Air to Water ASHP | N/A | 200+ | High_G | 1 | 205 | N/A
Micro-Generation | Solar_PV | Biomass Boiler | N/A | 200+ | High_G | 1 | 205 | N/A
Micro-Generation | Solar_PV | Bottled LPG Boiler | N/A | 200+ | High_G | 1 | 205 | N/A
Micro-Generation | Solar_PV | Bottled LPG Room Heaters | N/A | 200+ | High_G | 1 | 205 | N/A
Micro-Generation | Solar_PV | Condensing Gas Boiler | N/A | 200+ | High_G | 1 | 205 | N/A
Micro-Generation | Solar_PV | Condensing LPG Boiler | N/A | 200+ | High_G | 1 | 205 | N/A
Micro-Generation | Solar_PV | Condensing Oil Boiler | N/A | 200+ | High_G | 1 | 205 | N/A
Micro-Generation | Solar_PV | DHS CHP | N/A | 200+ | High_G | 1 | 205 | N/A
Micro-Generation | Solar_PV | DHS non-CHP | N/A | 200+ | High_G | 1 | 205 | N/A
Micro-Generation | Solar_PV | Electric Boiler | N/A | 200+ | High_G | 1 | 205 | N/A
Micro-Generation | Solar_PV | Electric Room Heaters | N/A | 200+ | High_G | 1 | 205 | N/A
Micro-Generation | Solar_PV | Electric Storage Heaters Responsiveness <=0.2 | N/A | 200+ | High_G | 1 | 205 | N/A
Micro-Generation | Solar_PV | Electric Storage Heaters Responsiveness >0.2 | N/A | 200+ | High_G | 1 | 205 | N/A
Micro-Generation | Solar_PV | Gas Back Boiler to Radiators | N/A | 200+ | High_G | 1 | 205 | N/A
Micro-Generation | Solar_PV | Gas Fire with Back Boiler | N/A | 200+ | High_G | 1 | 205 | N/A
Micro-Generation | Solar_PV | Gas Room Heaters | N/A | 200+ | High_G | 1 | 205 | N/A
Micro-Generation | Solar_PV | GSHP | N/A | 200+ | High_G | 1 | 205 | N/A
Micro-Generation | Solar_PV | Non Condensing Gas Boiler | N/A | 200+ | High_G | 1 | 205 | N/A
Micro-Generation | Solar_PV | Non Condensing LPG Boiler | N/A | 200+ | High_G | 1 | 205 | N/A
Micro-Generation | Solar_PV | Non Condensing Oil Boiler | N/A | 200+ | High_G | 1 | 205 | N/A
Micro-Generation | Solar_PV | Solid Fossil Boiler | N/A | 200+ | High_G | 1 | 205 | N/A
Micro-Generation | Solar_PV | Solid Fossil Room Heaters | N/A | 200+ | High_G | 1 | 205 | N/A
Micro-Generation | Solar_PV | Air to Water ASHP | N/A | 200+ | Low_G | 1 | 205 | N/A
Micro-Generation | Solar_PV | Biomass Boiler | N/A | 200+ | Low_G | 1 | 205 | N/A
Micro-Generation | Solar_PV | Bottled LPG Boiler | N/A | 200+ | Low_G | 1 | 205 | N/A
Micro-Generation | Solar_PV | Bottled LPG Room Heaters | N/A | 200+ | Low_G | 1 | 205 | N/A
Micro-Generation | Solar_PV | Condensing Gas Boiler | N/A | 200+ | Low_G | 1 | 205 | N/A
Micro-Generation | Solar_PV | Condensing LPG Boiler | N/A | 200+ | Low_G | 1 | 205 | N/A
Micro-Generation | Solar_PV | Condensing Oil Boiler | N/A | 200+ | Low_G | 1 | 205 | N/A
Micro-Generation | Solar_PV | DHS CHP | N/A | 200+ | Low_G | 1 | 205 | N/A
Micro-Generation | Solar_PV | DHS non-CHP | N/A | 200+ | Low_G | 1 | 205 | N/A
Micro-Generation | Solar_PV | Electric Boiler | N/A | 200+ | Low_G | 1 | 205 | N/A
Micro-Generation | Solar_PV | Electric Room Heaters | N/A | 200+ | Low_G | 1 | 205 | N/A
Micro-Generation | Solar_PV | Electric Storage Heaters Responsiveness <=0.2 | N/A | 200+ | Low_G | 1 | 205 | N/A
Micro-Generation | Solar_PV | Electric Storage Heaters Responsiveness >0.2 | N/A | 200+ | Low_G | 1 | 205 | N/A
Micro-Generation | Solar_PV | Gas Back Boiler to Radiators | N/A | 200+ | Low_G | 1 | 205 | N/A
Micro-Generation | Solar_PV | Gas Fire with Back Boiler | N/A | 200+ | Low_G | 1 | 205 | N/A
Micro-Generation | Solar_PV | Gas Room Heaters | N/A | 200+ | Low_G | 1 | 205 | N/A
Micro-Generation | Solar_PV | GSHP | N/A | 200+ | Low_G | 1 | 205 | N/A
Micro-Generation | Solar_PV | Non Condensing Gas Boiler | N/A | 200+ | Low_G | 1 | 205 | N/A
Micro-Generation | Solar_PV | Non Condensing LPG Boiler | N/A | 200+ | Low_G | 1 | 205 | N/A
Micro-Generation | Solar_PV | Non Condensing Oil Boiler | N/A | 200+ | Low_G | 1 | 205 | N/A
Micro-Generation | Solar_PV | Solid Fossil Boiler | N/A | 200+ | Low_G | 1 | 205 | N/A
Micro-Generation | Solar_PV | Solid Fossil Room Heaters | N/A | 200+ | Low_G | 1 | 205 | N/A