## Cover Sheet
Cover Sheet
NARM Reporting Pack
|  | Version | 2.1
DNO Name:
|  | Reporting year (e.g. enter 2024 for 2023/24): | 2026
DNO Name
ENWL
NPgN
NPgY
WMID
EMID
SWALES
SWEST
LPN
SPN
EPN
SPD
SPMW
SSEH
SSES
Reporting year
2024
2025
2026
2027
2028
Key
Input cells
Within worksheet formula cells (eg totals, averages)
Link to cells within worksheet
Link to other worksheets
Link to other reporting packs
Fixed values
Check cells
No Input
Descriptions and pack data

## Navigation
Navigation
0
2026
| Sheets (linked) | Full Name
| Cover Sheet | Cover Sheet
| Changes Log | Changes Log
| NARM1 - Risk Index Weightings | NARM1 - Risk Index Weightings
| NARM4 - ED2 NARW Risk Movements | NARM4 - ED2 NARW Risk Movements
| NARM5 - ED2 Actuals | NARM5 - ED2 Actuals
| NARM6 - Risk Summary | NARM6 - Risk Summary
| NARM7 - Dashboard | NARM7 - Dashboard
| NARM8 - Variance Analysis | NARM8 - Variance Analysis
| Data Assurance | Data Assurance

## Changes Log
Changes Log
0
2026
| Date | Who made change | Amendment (inc. cell reference)
| 15.03.2024 | DNO | On the NARM5 sheet, the green "total" rows (e.g. row 11) were missing a formula, which should be the sum of the four rows above. This has been corrected, as per issue 1 of the ENA Annex D log
| 15.03.2024 | DNO | In NARM5 there was a formula missing from column CQ that summates the five cells to the left. This has been corrected as per issue 2 of the ENA Annex D log
| 15.03.2024 | DNO | On the NARM6 sheet, row 388 was not formulated correctly so what it lists as risk movements did not match the sum of the five rows above for rows E, F and G. This has been corrected as per issue 3 of the ENA Annex D log
| 15.03.2024 | DNO | This workbook has been reduced from 9MB to 2MB by removing unused “Names” from the Name Manager. This is as per issue 4 of the ENA Annex D log
| 08.12.2025 | DNO | NARM4 data added for SPN, rows 704-06. As per issue 1 of the ENA Annex D Issue Log
| 08.12.2025 | DNO | Data Assurance tab column N to Q, formulas updates to look up to the correct row for the reporting year. As per issue 2 of the ENA Annex D Issue Log.

## NARM1 - Risk Index Weightings
RIIO-ED2 Network Asset Risk Workbook
NARM1 - Risk Index Weightings
| ASSET CATEGORY |  | RISK INDEX - LONG TERM RISK (£)
| 1 | LV poles |  | HI 1 | HI 2 | HI 3 | HI 4 | HI 5
| 1 | LV poles | C1 | 287 | 1174 | 2408 | 3800 | 5547
| 1 | LV poles | C2 | 410 | 1677 | 3441 | 5429 | 7924
| 1 | LV poles | C3 | 615 | 2515 | 5161 | 8143 | 11887
| 1 | LV poles | C4 | 1025 | 4192 | 8601 | 13572 | 19811
| 2 | LV Circuit Breaker |  | HI 1 | HI 2 | HI 3 | HI 4 | HI 5
| 2 | LV Circuit Breaker | C1 | 386 | 1394 | 2904 | 4762 | 7257
| 2 | LV Circuit Breaker | C2 | 551 | 1991 | 4148 | 6802 | 10367
| 2 | LV Circuit Breaker | C3 | 827 | 2987 | 6222 | 10203 | 15551
| 2 | LV Circuit Breaker | C4 | 1378 | 4978 | 10370 | 17006 | 25918
| 3 | LV Pillar (ID) |  | HI 1 | HI 2 | HI 3 | HI 4 | HI 5
| 3 | LV Pillar (ID) | C1 | 410 | 1482 | 3090 | 5069 | 7726
| 3 | LV Pillar (ID) | C2 | 585 | 2118 | 4415 | 7242 | 11037
| 3 | LV Pillar (ID) | C3 | 878 | 3176 | 6622 | 10863 | 16556
| 3 | LV Pillar (ID) | C4 | 1463 | 5294 | 11037 | 18105 | 27593
| 4 | LV Pillar (OD at Substation) |  | HI 1 | HI 2 | HI 3 | HI 4 | HI 5
| 4 | LV Pillar (OD at Substation) | C1 | 419 | 1515 | 3158 | 5180 | 7894
| 4 | LV Pillar (OD at Substation) | C2 | 598 | 2164 | 4511 | 7400 | 11277
| 4 | LV Pillar (OD at Substation) | C3 | 897 | 3245 | 6766 | 11100 | 16916
| 4 | LV Pillar (OD at Substation) | C4 | 1495 | 5409 | 11277 | 18499 | 28193
| 5 | LV Pillar (OD not at a Substation) |  | HI 1 | HI 2 | HI 3 | HI 4 | HI 5
| 5 | LV Pillar (OD not at a Substation) | C1 | 379 | 1371 | 2859 | 4690 | 7147
| 5 | LV Pillar (OD not at a Substation) | C2 | 541 | 1959 | 4084 | 6700 | 10210
| 5 | LV Pillar (OD not at a Substation) | C3 | 812 | 2938 | 6126 | 10049 | 15315
| 5 | LV Pillar (OD not at a Substation) | C4 | 1354 | 4897 | 10210 | 16749 | 25526
| 6 | LV Board (WM) |  | HI 1 | HI 2 | HI 3 | HI 4 | HI 5
| 6 | LV Board (WM) | C1 | 674 | 2433 | 5073 | 8319 | 12676
| 6 | LV Board (WM) | C2 | 963 | 3476 | 7247 | 11885 | 18108
| 6 | LV Board (WM) | C3 | 1444 | 5214 | 10870 | 17827 | 27162
| 6 | LV Board (WM) | C4 | 2407 | 8690 | 18117 | 29712 | 45271
| 7 | LV Board (X-Type Network) (WM) |  | HI 1 | HI 2 | HI 3 | HI 4 | HI 5
| 7 | LV Board (X-Type Network) (WM) | C1 | 712 | 2569 | 5357 | 8785 | 13385
| 7 | LV Board (X-Type Network) (WM) | C2 | 1017 | 3671 | 7652 | 12550 | 19122
| 7 | LV Board (X-Type Network) (WM) | C3 | 1525 | 5506 | 11479 | 18825 | 28683
| 7 | LV Board (X-Type Network) (WM) | C4 | 2542 | 9176 | 19131 | 31375 | 47804
| 8 | LV UGB |  | HI 1 | HI 2 | HI 3 | HI 4 | HI 5
| 8 | LV UGB | C1 | 479 | 1960 | 4022 | 6346 | 9264
| 8 | LV UGB | C2 | 685 | 2800 | 5745 | 9066 | 13234
| 8 | LV UGB | C3 | 1027 | 4200 | 8618 | 13599 | 19851
| 8 | LV UGB | C4 | 1711 | 7001 | 14363 | 22666 | 33085
| 9 | 6.6/11kV Poles |  | HI 1 | HI 2 | HI 3 | HI 4 | HI 5
| 9 | 6.6/11kV Poles | C1 | 461 | 1888 | 3874 | 6112 | 8922
| 9 | 6.6/11kV Poles | C2 | 659 | 2697 | 5534 | 8732 | 12746
| 9 | 6.6/11kV Poles | C3 | 989 | 4046 | 8301 | 13098 | 19119
| 9 | 6.6/11kV Poles | C4 | 1648 | 6743 | 13835 | 21830 | 31865
| 10 | 20kV Poles |  | HI 1 | HI 2 | HI 3 | HI 4 | HI 5
| 10 | 20kV Poles | C1 | 504 | 2063 | 4232 | 6678 | 9747
| 10 | 20kV Poles | C2 | 720 | 2947 | 6046 | 9539 | 13925
| 10 | 20kV Poles | C3 | 1080 | 4420 | 9069 | 14309 | 20887
| 10 | 20kV Poles | C4 | 1801 | 7367 | 15114 | 23848 | 34812
| 11 | HV Sub Cable |  | HI 1 | HI 2 | HI 3 | HI 4 | HI 5
| 11 | HV Sub Cable | C1 | 29395 | 106264 | 221475 | 363212 | 553476
| 11 | HV Sub Cable | C2 | 41993 | 151805 | 316393 | 518875 | 790681
| 11 | HV Sub Cable | C3 | 62989 | 227708 | 474589 | 778312 | 1186021
| 11 | HV Sub Cable | C4 | 104982 | 379513 | 790981 | 1297187 | 1976702
| 12 | 6.6/11kV CB (GM) Primary |  | HI 1 | HI 2 | HI 3 | HI 4 | HI 5
| 12 | 6.6/11kV CB (GM) Primary | C1 | 1490 | 6100 | 12512 | 19743 | 28819
| 12 | 6.6/11kV CB (GM) Primary | C2 | 2129 | 8714 | 17874 | 28205 | 41170
| 12 | 6.6/11kV CB (GM) Primary | C3 | 3194 | 13071 | 26811 | 42307 | 61755
| 12 | 6.6/11kV CB (GM) Primary | C4 | 5323 | 21785 | 44685 | 70512 | 102924
| 13 | 6.6/11kV CB (GM) Secondary |  | HI 1 | HI 2 | HI 3 | HI 4 | HI 5
| 13 | 6.6/11kV CB (GM) Secondary | C1 | 652 | 2668 | 5475 | 8638 | 12610
| 13 | 6.6/11kV CB (GM) Secondary | C2 | 932 | 3812 | 7822 | 12339 | 18015
| 13 | 6.6/11kV CB (GM) Secondary | C3 | 1398 | 5717 | 11733 | 18509 | 27022
| 13 | 6.6/11kV CB (GM) Secondary | C4 | 2329 | 9529 | 19555 | 30849 | 45037
| 14 | 6.6/11kV Switch (GM) |  | HI 1 | HI 2 | HI 3 | HI 4 | HI 5
| 14 | 6.6/11kV Switch (GM) | C1 | 608 | 2486 | 5103 | 8049 | 11752
| 14 | 6.6/11kV Switch (GM) | C2 | 868 | 3552 | 7289 | 11499 | 16788
| 14 | 6.6/11kV Switch (GM) | C3 | 1303 | 5328 | 10934 | 17249 | 25182
| 14 | 6.6/11kV Switch (GM) | C4 | 2171 | 8880 | 18224 | 28748 | 41970
| 15 | 6.6/11kV RMU |  | HI 1 | HI 2 | HI 3 | HI 4 | HI 5
| 15 | 6.6/11kV RMU | C1 | 728 | 2977 | 6110 | 9639 | 14072
| 15 | 6.6/11kV RMU | C2 | 1040 | 4253 | 8729 | 13770 | 20103
| 15 | 6.6/11kV RMU | C3 | 1560 | 6380 | 13093 | 20655 | 30154
| 15 | 6.6/11kV RMU | C4 | 2599 | 10634 | 21822 | 34424 | 50257
| 16 | 6.6/11kV X-type RMU |  | HI 1 | HI 2 | HI 3 | HI 4 | HI 5
| 16 | 6.6/11kV X-type RMU | C1 | 819 | 3351 | 6876 | 10847 | 15836
| 16 | 6.6/11kV X-type RMU | C2 | 1170 | 4787 | 9823 | 15496 | 22622
| 16 | 6.6/11kV X-type RMU | C3 | 1755 | 7180 | 14734 | 23243 | 33934
| 16 | 6.6/11kV X-type RMU | C4 | 2925 | 11966 | 24557 | 38739 | 56556
| 17 | 20kV CB (GM) Primary |  | HI 1 | HI 2 | HI 3 | HI 4 | HI 5
| 17 | 20kV CB (GM) Primary | C1 | 1529 | 6260 | 12840 | 20261 | 29574
| 17 | 20kV CB (GM) Primary | C2 | 2185 | 8942 | 18343 | 28944 | 42249
| 17 | 20kV CB (GM) Primary | C3 | 3277 | 13413 | 27514 | 43416 | 63373
| 17 | 20kV CB (GM) Primary | C4 | 5462 | 22356 | 45857 | 72361 | 105622
| 18 | 20kV CB (GM) Secondary |  | HI 1 | HI 2 | HI 3 | HI 4 | HI 5
| 18 | 20kV CB (GM) Secondary | C1 | 659 | 2696 | 5532 | 8726 | 12740
| 18 | 20kV CB (GM) Secondary | C2 | 941 | 3851 | 7902 | 12466 | 18199
| 18 | 20kV CB (GM) Secondary | C3 | 1412 | 5776 | 11854 | 18699 | 27299
| 18 | 20kV CB (GM) Secondary | C4 | 2353 | 9627 | 19756 | 31165 | 45499
| 19 | 20kV Switch (GM) |  | HI 1 | HI 2 | HI 3 | HI 4 | HI 5
| 19 | 20kV Switch (GM) | C1 | 630 | 2576 | 5287 | 8341 | 12177
| 19 | 20kV Switch (GM) | C2 | 900 | 3681 | 7553 | 11915 | 17395
| 19 | 20kV Switch (GM) | C3 | 1350 | 5521 | 11330 | 17873 | 26093
| 19 | 20kV Switch (GM) | C4 | 2249 | 9201 | 18883 | 29788 | 43488
| 20 | 20kV RMU |  | HI 1 | HI 2 | HI 3 | HI 4 | HI 5
| 20 | 20kV RMU | C1 | 733 | 2997 | 6151 | 9703 | 14166
| 20 | 20kV RMU | C2 | 1047 | 4282 | 8787 | 13861 | 20237
| 20 | 20kV RMU | C3 | 1570 | 6423 | 13180 | 20792 | 30355
| 20 | 20kV RMU | C4 | 2617 | 10704 | 21967 | 34653 | 50591
| 21 | 6.6/11kV Transformer (GM) |  | HI 1 | HI 2 | HI 3 | HI 4 | HI 5
| 21 | 6.6/11kV Transformer (GM) | C1 | 672 | 2430 | 5067 | 8309 | 12661
| 21 | 6.6/11kV Transformer (GM) | C2 | 960 | 3472 | 7238 | 11871 | 18087
| 21 | 6.6/11kV Transformer (GM) | C3 | 1440 | 5208 | 10857 | 17806 | 27130
| 21 | 6.6/11kV Transformer (GM) | C4 | 2400 | 8680 | 18095 | 29677 | 45216
| 22 | 20kV Transformer (GM) |  | HI 1 | HI 2 | HI 3 | HI 4 | HI 5
| 22 | 20kV Transformer (GM) | C1 | 711 | 2571 | 5360 | 8790 | 13393
| 22 | 20kV Transformer (GM) | C2 | 1015 | 3673 | 7657 | 12557 | 19133
| 22 | 20kV Transformer (GM) | C3 | 1523 | 5509 | 11485 | 18836 | 28699
| 22 | 20kV Transformer (GM) | C4 | 2539 | 9182 | 19142 | 31394 | 47832
| 23 | 33kV Pole |  | HI 1 | HI 2 | HI 3 | HI 4 | HI 5
| 23 | 33kV Pole | C1 | 318 | 1301 | 2669 | 4211 | 6146
| 23 | 33kV Pole | C2 | 454 | 1858 | 3812 | 6015 | 8781
| 23 | 33kV Pole | C3 | 681 | 2787 | 5718 | 9023 | 13171
| 23 | 33kV Pole | C4 | 1135 | 4645 | 9531 | 15038 | 21952
| 24 | 66kV Pole |  | HI 1 | HI 2 | HI 3 | HI 4 | HI 5
| 24 | 66kV Pole | C1 | 468 | 1915 | 3928 | 6198 | 9047
| 24 | 66kV Pole | C2 | 668 | 2735 | 5611 | 8854 | 12924
| 24 | 66kV Pole | C3 | 1003 | 4103 | 8417 | 13281 | 19387
| 24 | 66kV Pole | C4 | 1671 | 6838 | 14029 | 22135 | 32311
| 25 | 33kV OHL (Tower line) Conductor |  | HI 1 | HI 2 | HI 3 | HI 4 | HI 5
| 25 | 33kV OHL (Tower line) Conductor | C1 | 650 | 2659 | 5453 | 8605 | 12561
| 25 | 33kV OHL (Tower line) Conductor | C2 | 929 | 3798 | 7791 | 12293 | 17945
| 25 | 33kV OHL (Tower line) Conductor | C3 | 1393 | 5697 | 11686 | 18440 | 26917
| 25 | 33kV OHL (Tower line) Conductor | C4 | 2322 | 9495 | 19477 | 30733 | 44861
| 26 | 33kV Tower |  | HI 1 | HI 2 | HI 3 | HI 4 | HI 5
| 26 | 33kV Tower | C1 | 1664 | 4259 | 9212 | 15275 | 26860
| 26 | 33kV Tower | C2 | 2377 | 6085 | 13160 | 21822 | 38372
| 26 | 33kV Tower | C3 | 3566 | 9127 | 19740 | 32732 | 57557
| 26 | 33kV Tower | C4 | 5943 | 15212 | 32900 | 54554 | 95929
| 27 | 33kV Fittings |  | HI 1 | HI 2 | HI 3 | HI 4 | HI 5
| 27 | 33kV Fittings | C1 | 102 | 611 | 990 | 1319 | 1714
| 27 | 33kV Fittings | C2 | 146 | 873 | 1414 | 1884 | 2448
| 27 | 33kV Fittings | C3 | 218 | 1310 | 2121 | 2826 | 3672
| 27 | 33kV Fittings | C4 | 364 | 2183 | 3534 | 4710 | 6121
| 28 | 66kV OHL (Tower Line) Conductor |  | HI 1 | HI 2 | HI 3 | HI 4 | HI 5
| 28 | 66kV OHL (Tower Line) Conductor | C1 | 874 | 3574 | 7332 | 11569 | 16888
| 28 | 66kV OHL (Tower Line) Conductor | C2 | 1249 | 5106 | 10474 | 16528 | 24125
| 28 | 66kV OHL (Tower Line) Conductor | C3 | 1873 | 7659 | 15711 | 24792 | 36188
| 28 | 66kV OHL (Tower Line) Conductor | C4 | 3122 | 12765 | 26185 | 41319 | 60314
| 29 | 66kV Tower |  | HI 1 | HI 2 | HI 3 | HI 4 | HI 5
| 29 | 66kV Tower | C1 | 3136 | 8026 | 17358 | 28783 | 50612
| 29 | 66kV Tower | C2 | 4480 | 11465 | 24797 | 41118 | 72303
| 29 | 66kV Tower | C3 | 6719 | 17198 | 37195 | 61677 | 108454
| 29 | 66kV Tower | C4 | 11199 | 28663 | 61992 | 102795 | 180757
| 30 | 66kV Fittings |  | HI 1 | HI 2 | HI 3 | HI 4 | HI 5
| 30 | 66kV Fittings | C1 | 118 | 708 | 1146 | 1527 | 1984
| 30 | 66kV Fittings | C2 | 169 | 1011 | 1637 | 2181 | 2834
| 30 | 66kV Fittings | C3 | 253 | 1517 | 2455 | 3272 | 4252
| 30 | 66kV Fittings | C4 | 422 | 2528 | 4092 | 5454 | 7086
| 31 | 33kV UG Cable (Non Pressurised) |  | HI 1 | HI 2 | HI 3 | HI 4 | HI 5
| 31 | 33kV UG Cable (Non Pressurised) | C1 | 9140 | 19386 | 42667 | 70404 | 126592
| 31 | 33kV UG Cable (Non Pressurised) | C2 | 13057 | 27694 | 60953 | 100578 | 180846
| 31 | 33kV UG Cable (Non Pressurised) | C3 | 19586 | 41542 | 91430 | 150867 | 271269
| 31 | 33kV UG Cable (Non Pressurised) | C4 | 32643 | 69236 | 152384 | 251444 | 452115
| 32 | 33kV UG Cable (Oil) |  | HI 1 | HI 2 | HI 3 | HI 4 | HI 5
| 32 | 33kV UG Cable (Oil) | C1 | 48772 | 133329 | 286441 | 475762 | 818377
| 32 | 33kV UG Cable (Oil) | C2 | 69674 | 190469 | 409200 | 679660 | 1169109
| 32 | 33kV UG Cable (Oil) | C3 | 104511 | 285704 | 613801 | 1019490 | 1753664
| 32 | 33kV UG Cable (Oil) | C4 | 174185 | 476174 | 1023002 | 1699151 | 2922774
| 33 | 33kV UG Cable (Gas) |  | HI 1 | HI 2 | HI 3 | HI 4 | HI 5
| 33 | 33kV UG Cable (Gas) | C1 | 7097 | 20960 | 44670 | 74333 | 123741
| 33 | 33kV UG Cable (Gas) | C2 | 10138 | 29942 | 63813 | 106189 | 176771
| 33 | 33kV UG Cable (Gas) | C3 | 15207 | 44913 | 95720 | 159285 | 265159
| 33 | 33kV UG Cable (Gas) | C4 | 25346 | 74855 | 159533 | 265473 | 441930
| 34 | 66kV UG Cable (Non Pressurised) |  | HI 1 | HI 2 | HI 3 | HI 4 | HI 5
| 34 | 66kV UG Cable (Non Pressurised) | C1 | 18282 | 38775 | 85341 | 140819 | 253203
| 34 | 66kV UG Cable (Non Pressurised) | C2 | 26117 | 55393 | 121916 | 201170 | 361719
| 34 | 66kV UG Cable (Non Pressurised) | C3 | 39175 | 83089 | 182874 | 301755 | 542578
| 34 | 66kV UG Cable (Non Pressurised) | C4 | 65291 | 138482 | 304789 | 502926 | 904297
| 35 | 66kV UG Cable (Oil) |  | HI 1 | HI 2 | HI 3 | HI 4 | HI 5
| 35 | 66kV UG Cable (Oil) | C1 | 48886 | 133640 | 287109 | 476872 | 820286
| 35 | 66kV UG Cable (Oil) | C2 | 69837 | 190914 | 410156 | 681247 | 1171839
| 35 | 66kV UG Cable (Oil) | C3 | 104755 | 286371 | 615234 | 1021870 | 1757758
| 35 | 66kV UG Cable (Oil) | C4 | 174592 | 477286 | 1025390 | 1703117 | 2929598
| 36 | 66kV UG Cable (Gas) |  | HI 1 | HI 2 | HI 3 | HI 4 | HI 5
| 36 | 66kV UG Cable (Gas) | C1 | 11238 | 33189 | 70733 | 117704 | 195941
| 36 | 66kV UG Cable (Gas) | C2 | 16054 | 47413 | 101047 | 168149 | 279915
| 36 | 66kV UG Cable (Gas) | C3 | 24080 | 71119 | 151570 | 252222 | 419870
| 36 | 66kV UG Cable (Gas) | C4 | 40134 | 118532 | 252617 | 420370 | 699785
| 37 | EHV Sub Cable |  | HI 1 | HI 2 | HI 3 | HI 4 | HI 5
| 37 | EHV Sub Cable | C1 | 22867 | 82665 | 172290 | 282551 | 430562
| 37 | EHV Sub Cable | C2 | 32667 | 118093 | 246129 | 403644 | 615088
| 37 | EHV Sub Cable | C3 | 49001 | 177139 | 369193 | 605466 | 922632
| 37 | EHV Sub Cable | C4 | 81668 | 295232 | 615322 | 1009110 | 1537720
| 38 | 33kV CB (Air Insulated Busbars) (ID) (GM) |  | HI 1 | HI 2 | HI 3 | HI 4 | HI 5
| 38 | 33kV CB (Air Insulated Busbars) (ID) (GM) | C1 | 6175 | 22304 | 46495 | 76251 | 116196
| 38 | 33kV CB (Air Insulated Busbars) (ID) (GM) | C2 | 8822 | 31863 | 66422 | 108930 | 165994
| 38 | 33kV CB (Air Insulated Busbars) (ID) (GM) | C3 | 13233 | 47795 | 99633 | 163395 | 248990
| 38 | 33kV CB (Air Insulated Busbars) (ID) (GM) | C4 | 22055 | 79658 | 166054 | 272325 | 414984
| 39 | 33kV CB (Air Insulated Busbars) (OD) (GM) |  | HI 1 | HI 2 | HI 3 | HI 4 | HI 5
| 39 | 33kV CB (Air Insulated Busbars) (OD) (GM) | C1 | 5464 | 25616 | 51021 | 75706 | 106202
| 39 | 33kV CB (Air Insulated Busbars) (OD) (GM) | C2 | 7806 | 36594 | 72887 | 108151 | 151717
| 39 | 33kV CB (Air Insulated Busbars) (OD) (GM) | C3 | 11709 | 54892 | 109330 | 162226 | 227576
| 39 | 33kV CB (Air Insulated Busbars) (OD) (GM) | C4 | 19516 | 91486 | 182217 | 270377 | 379293
| 40 | 33kV CB (Gas Insulated Busbars) (ID) (GM) |  | HI 1 | HI 2 | HI 3 | HI 4 | HI 5
| 40 | 33kV CB (Gas Insulated Busbars) (ID) (GM) | C1 | 6821 | 24635 | 51354 | 84219 | 128337
| 40 | 33kV CB (Gas Insulated Busbars) (ID) (GM) | C2 | 9744 | 35193 | 73362 | 120313 | 183339
| 40 | 33kV CB (Gas Insulated Busbars) (ID) (GM) | C3 | 14616 | 52789 | 110044 | 180469 | 275009
| 40 | 33kV CB (Gas Insulated Busbars) (ID) (GM) | C4 | 24359 | 87982 | 183406 | 300781 | 458347
| 41 | 33kV CB (Gas Insulated Busbars) (OD) (GM) |  | HI 1 | HI 2 | HI 3 | HI 4 | HI 5
| 41 | 33kV CB (Gas Insulated Busbars) (OD) (GM) | C1 | 5836 | 27359 | 54492 | 80856 | 113428
| 41 | 33kV CB (Gas Insulated Busbars) (OD) (GM) | C2 | 8337 | 39084 | 77846 | 115509 | 162039
| 41 | 33kV CB (Gas Insulated Busbars) (OD) (GM) | C3 | 12506 | 58626 | 116768 | 173264 | 243059
| 41 | 33kV CB (Gas Insulated Busbars) (OD) (GM) | C4 | 20843 | 97711 | 194614 | 288773 | 405098
| 42 | 33kV Switch (GM) |  | HI 1 | HI 2 | HI 3 | HI 4 | HI 5
| 42 | 33kV Switch (GM) | C1 | 4617 | 18891 | 38759 | 61157 | 89272
| 42 | 33kV Switch (GM) | C2 | 6596 | 26987 | 55370 | 87368 | 127532
| 42 | 33kV Switch (GM) | C3 | 9894 | 40481 | 83055 | 131052 | 191297
| 42 | 33kV Switch (GM) | C4 | 16490 | 67468 | 138425 | 218420 | 318829
| 43 | 33kV RMU |  | HI 1 | HI 2 | HI 3 | HI 4 | HI 5
| 43 | 33kV RMU | C1 | 5936 | 24285 | 49825 | 78618 | 114760
| 43 | 33kV RMU | C2 | 8479 | 34692 | 71178 | 112312 | 163943
| 43 | 33kV RMU | C3 | 12719 | 52039 | 106768 | 168468 | 245914
| 43 | 33kV RMU | C4 | 21199 | 86731 | 177946 | 280780 | 409857
| 44 | 66kV CB (Air Insulated Busbars) (ID) (GM) |  | HI 1 | HI 2 | HI 3 | HI 4 | HI 5
| 44 | 66kV CB (Air Insulated Busbars) (ID) (GM) | C1 | 17818 | 83564 | 166430 | 246950 | 346432
| 44 | 66kV CB (Air Insulated Busbars) (ID) (GM) | C2 | 25454 | 119377 | 237757 | 352786 | 494903
| 44 | 66kV CB (Air Insulated Busbars) (ID) (GM) | C3 | 38181 | 179065 | 356635 | 529180 | 742354
| 44 | 66kV CB (Air Insulated Busbars) (ID) (GM) | C4 | 63636 | 298441 | 594392 | 881966 | 1237256
| 45 | 66kV CB (Air Insulated Busbars) (OD) (GM) |  | HI 1 | HI 2 | HI 3 | HI 4 | HI 5
| 45 | 66kV CB (Air Insulated Busbars) (OD) (GM) | C1 | 17819 | 72911 | 149596 | 236047 | 344558
| 45 | 66kV CB (Air Insulated Busbars) (OD) (GM) | C2 | 25455 | 104158 | 213709 | 337210 | 492225
| 45 | 66kV CB (Air Insulated Busbars) (OD) (GM) | C3 | 38183 | 156237 | 320564 | 505815 | 738338
| 45 | 66kV CB (Air Insulated Busbars) (OD) (GM) | C4 | 63638 | 260395 | 534273 | 843024 | 1230563
| 46 | 66kV CB (Gas Insulated Busbars) (ID) (GM) |  | HI 1 | HI 2 | HI 3 | HI 4 | HI 5
| 46 | 66kV CB (Gas Insulated Busbars) (ID) (GM) | C1 | 21891 | 89572 | 183782 | 289988 | 423296
| 46 | 66kV CB (Gas Insulated Busbars) (ID) (GM) | C2 | 31272 | 127960 | 262546 | 414269 | 604708
| 46 | 66kV CB (Gas Insulated Busbars) (ID) (GM) | C3 | 46909 | 191940 | 393819 | 621403 | 907062
| 46 | 66kV CB (Gas Insulated Busbars) (ID) (GM) | C4 | 78181 | 319900 | 656365 | 1035672 | 1511770
| 47 | 66kV CB (Gas Insulated Busbars) (OD) (GM) |  | HI 1 | HI 2 | HI 3 | HI 4 | HI 5
| 47 | 66kV CB (Gas Insulated Busbars) (OD) (GM) | C1 | 19657 | 92188 | 183606 | 272436 | 382184
| 47 | 66kV CB (Gas Insulated Busbars) (OD) (GM) | C2 | 28081 | 131697 | 262294 | 389195 | 545978
| 47 | 66kV CB (Gas Insulated Busbars) (OD) (GM) | C3 | 42122 | 197545 | 393441 | 583792 | 818967
| 47 | 66kV CB (Gas Insulated Busbars) (OD) (GM) | C4 | 70203 | 329241 | 655734 | 972987 | 1364944
| 48 | 33kV Transformer (GM) |  | HI 1 | HI 2 | HI 3 | HI 4 | HI 5
| 48 | 33kV Transformer (GM) | C1 | 27629 | 99853 | 208124 | 341328 | 520129
| 48 | 33kV Transformer (GM) | C2 | 39470 | 142648 | 297320 | 487612 | 743041
| 48 | 33kV Transformer (GM) | C3 | 59205 | 213972 | 445980 | 731417 | 1114562
| 48 | 33kV Transformer (GM) | C4 | 98674 | 356619 | 743301 | 1219029 | 1857603
| 49 | 66kV Transformer (GM) |  | HI 1 | HI 2 | HI 3 | HI 4 | HI 5
| 49 | 66kV Transformer (GM) | C1 | 35907 | 129772 | 270484 | 443599 | 675974
| 49 | 66kV Transformer (GM) | C2 | 51296 | 185389 | 386405 | 633713 | 965677
| 49 | 66kV Transformer (GM) | C3 | 76944 | 278083 | 579608 | 950570 | 1448515
| 49 | 66kV Transformer (GM) | C4 | 128240 | 463472 | 966014 | 1584283 | 2414192
| 50 | 132kV OHL (Tower Line) Conductor |  | HI 1 | HI 2 | HI 3 | HI 4 | HI 5
| 50 | 132kV OHL (Tower Line) Conductor | C1 | 899 | 3678 | 7544 | 11905 | 17378
| 50 | 132kV OHL (Tower Line) Conductor | C2 | 1285 | 5254 | 10778 | 17007 | 24825
| 50 | 132kV OHL (Tower Line) Conductor | C3 | 1927 | 7881 | 16167 | 25510 | 37238
| 50 | 132kV OHL (Tower Line) Conductor | C4 | 3212 | 13135 | 26944 | 42517 | 62063
| 51 | 132kV Tower |  | HI 1 | HI 2 | HI 3 | HI 4 | HI 5
| 51 | 132kV Tower | C1 | 4078 | 10438 | 22576 | 37435 | 65826
| 51 | 132kV Tower | C2 | 5826 | 14912 | 32251 | 53478 | 94038
| 51 | 132kV Tower | C3 | 8739 | 22368 | 48377 | 80218 | 141056
| 51 | 132kV Tower | C4 | 14566 | 37279 | 80628 | 133696 | 235094
| 52 | 132kV Fittings |  | HI 1 | HI 2 | HI 3 | HI 4 | HI 5
| 52 | 132kV Fittings | C1 | 166 | 997 | 1614 | 2152 | 2796
| 52 | 132kV Fittings | C2 | 238 | 1425 | 2306 | 3074 | 3994
| 52 | 132kV Fittings | C3 | 356 | 2137 | 3459 | 4611 | 5991
| 52 | 132kV Fittings | C4 | 594 | 3562 | 5766 | 7684 | 9985
| 53 | 132kV UG Cable (Non Pressurised) |  | HI 1 | HI 2 | HI 3 | HI 4 | HI 5
| 53 | 132kV UG Cable (Non Pressurised) | C1 | 32582 | 69107 | 152099 | 250975 | 451272
| 53 | 132kV UG Cable (Non Pressurised) | C2 | 46546 | 98724 | 217284 | 358536 | 644674
| 53 | 132kV UG Cable (Non Pressurised) | C3 | 69820 | 148086 | 325927 | 537804 | 967011
| 53 | 132kV UG Cable (Non Pressurised) | C4 | 116366 | 246809 | 543211 | 896340 | 1611684
| 54 | 132kV UG Cable (Oil) |  | HI 1 | HI 2 | HI 3 | HI 4 | HI 5
| 54 | 132kV UG Cable (Oil) | C1 | 61446 | 167976 | 360876 | 599395 | 1031043
| 54 | 132kV UG Cable (Oil) | C2 | 87780 | 239966 | 515538 | 856280 | 1472920
| 54 | 132kV UG Cable (Oil) | C3 | 131670 | 359949 | 773306 | 1284420 | 2209379
| 54 | 132kV UG Cable (Oil) | C4 | 219450 | 599914 | 1288843 | 2140698 | 3682297
| 55 | 132kV UG Cable (Gas) |  | HI 1 | HI 2 | HI 3 | HI 4 | HI 5
| 55 | 132kV UG Cable (Gas) | C1 | 18474 | 54562 | 116283 | 193502 | 322121
| 55 | 132kV UG Cable (Gas) | C2 | 26392 | 77945 | 166118 | 276431 | 460171
| 55 | 132kV UG Cable (Gas) | C3 | 39588 | 116918 | 249178 | 414648 | 690259
| 55 | 132kV UG Cable (Gas) | C4 | 65980 | 194863 | 415296 | 691078 | 1150430
| 56 | 132kV CB (Air Insulated Busbars) (ID) (GM) |  | HI 1 | HI 2 | HI 3 | HI 4 | HI 5
| 56 | 132kV CB (Air Insulated Busbars) (ID) (GM) | C1 | 48877 | 176625 | 368154 | 603784 | 920048
| 56 | 132kV CB (Air Insulated Busbars) (ID) (GM) | C2 | 69824 | 252321 | 525935 | 862548 | 1314354
| 56 | 132kV CB (Air Insulated Busbars) (ID) (GM) | C3 | 104736 | 378482 | 788902 | 1293823 | 1971531
| 56 | 132kV CB (Air Insulated Busbars) (ID) (GM) | C4 | 174560 | 630803 | 1314837 | 2156371 | 3285885
| 57 | 132kV CB (Air Insulated Busbars) (OD) (GM) |  | HI 1 | HI 2 | HI 3 | HI 4 | HI 5
| 57 | 132kV CB (Air Insulated Busbars) (OD) (GM) | C1 | 23566 | 110482 | 220049 | 326517 | 458053
| 57 | 132kV CB (Air Insulated Busbars) (OD) (GM) | C2 | 33666 | 157832 | 314355 | 466452 | 654361
| 57 | 132kV CB (Air Insulated Busbars) (OD) (GM) | C3 | 50499 | 236748 | 471533 | 699679 | 981542
| 57 | 132kV CB (Air Insulated Busbars) (OD) (GM) | C4 | 84165 | 394580 | 785888 | 1166131 | 1635903
| 58 | 132kV CB (Gas Insulated Busbars) (ID) (GM) |  | HI 1 | HI 2 | HI 3 | HI 4 | HI 5
| 58 | 132kV CB (Gas Insulated Busbars) (ID) (GM) | C1 | 63529 | 229573 | 478518 | 784784 | 1195856
| 58 | 132kV CB (Gas Insulated Busbars) (ID) (GM) | C2 | 90755 | 327961 | 683597 | 1121120 | 1708366
| 58 | 132kV CB (Gas Insulated Busbars) (ID) (GM) | C3 | 136133 | 491941 | 1025396 | 1681679 | 2562548
| 58 | 132kV CB (Gas Insulated Busbars) (ID) (GM) | C4 | 226889 | 819902 | 1708994 | 2802799 | 4270914
| 59 | 132kV CB (Gas Insulated Busbars) (OD) (GM) |  | HI 1 | HI 2 | HI 3 | HI 4 | HI 5
| 59 | 132kV CB (Gas Insulated Busbars) (OD) (GM) | C1 | 44852 | 183516 | 376515 | 594078 | 867204
| 59 | 132kV CB (Gas Insulated Busbars) (OD) (GM) | C2 | 64074 | 262165 | 537878 | 848683 | 1238863
| 59 | 132kV CB (Gas Insulated Busbars) (OD) (GM) | C3 | 96110 | 393248 | 806817 | 1273025 | 1858294
| 59 | 132kV CB (Gas Insulated Busbars) (OD) (GM) | C4 | 160184 | 655413 | 1344696 | 2121708 | 3097157
| 60 | 132kV Transformer (GM) |  | HI 1 | HI 2 | HI 3 | HI 4 | HI 5
| 60 | 132kV Transformer (GM) | C1 | 99261 | 358739 | 747719 | 1226276 | 1868646
| 60 | 132kV Transformer (GM) | C2 | 141802 | 512485 | 1068171 | 1751822 | 2669495
| 60 | 132kV Transformer (GM) | C3 | 212702 | 768727 | 1602256 | 2627734 | 4004242
| 60 | 132kV Transformer (GM) | C4 | 354504 | 1281212 | 2670427 | 4379556 | 6673737
| 61 | 132kV Sub Cable |  | HI 1 | HI 2 | HI 3 | HI 4 | HI 5
| 61 | 132kV Sub Cable | C1 | 39235 | 141837 | 295616 | 484801 | 738758
| 61 | 132kV Sub Cable | C2 | 56050 | 202624 | 422308 | 692573 | 1055369
| 61 | 132kV Sub Cable | C3 | 84075 | 303935 | 633462 | 1038860 | 1583053
| 61 | 132kV Sub Cable | C4 | 140125 | 506559 | 1055770 | 1731433 | 2638422

## NARM4 - ED2 NARW Risk Movements
RIIO-ED2 Network Asset Risk Workbook
0
NARM4 - ED2 NARW Risk Movements
| ASSET CATEGORY | RISK INDEX - LONG TERM RISK (Impact upon 2028 profile)
|  | Forecast Start of ED2 Population Risk | Forecast End of ED2 Population Risk (No ED2 Intervention) | Risk Movement Due To Asset Replacement | Risk Movement Due To Refurbishment (NARM) | Risk Movement Due To HVP (Asset Replacement and Refurbishment (NARM)) | Forecast End of ED2 Population Risk (With ED2 NARM Interventions) | ED2 Risk Movement Delivered Through NARM Interventions
| LV poles | [5 empty] | 0 | 0
| LV Circuit Breaker | [5 empty] | 0 | 0
| LV Pillar (ID) | [5 empty] | 0 | 0
| LV Pillar (OD at Substation) | [5 empty] | 0 | 0
| LV Pillar (OD not at a Substation) | [5 empty] | 0 | 0
| LV Board (WM) | [5 empty] | 0 | 0
| LV Board (X-Type Network) (WM) | [5 empty] | 0 | 0
| LV UGB | [5 empty] | 0 | 0
| 6.6/11kV Poles | [5 empty] | 0 | 0
| 20kV Poles | [5 empty] | 0 | 0
| HV Sub Cable | [5 empty] | 0 | 0
| 6.6/11kV CB (GM) Primary | [5 empty] | 0 | 0
| 6.6/11kV CB (GM) Secondary | [5 empty] | 0 | 0
| 6.6/11kV Switch (GM) | [5 empty] | 0 | 0
| 6.6/11kV RMU | [5 empty] | 0 | 0
| 6.6/11kV X-type RMU | [5 empty] | 0 | 0
| 20kV CB (GM) Primary | [5 empty] | 0 | 0
| 20kV CB (GM) Secondary | [5 empty] | 0 | 0
| 20kV Switch (GM) | [5 empty] | 0 | 0
| 20kV RMU | [5 empty] | 0 | 0
| 6.6/11kV Transformer (GM) | [5 empty] | 0 | 0
| 20kV Transformer (GM) | [5 empty] | 0 | 0
| 33kV Pole | [5 empty] | 0 | 0
| 66kV Pole | [5 empty] | 0 | 0
| 33kV OHL (Tower line) Conductor | [5 empty] | 0 | 0
| 33kV Tower | [5 empty] | 0 | 0
| 33kV Fittings | [5 empty] | 0 | 0
| 66kV OHL (Tower Line) Conductor | [5 empty] | 0 | 0
| 66kV Tower | [5 empty] | 0 | 0
| 66kV Fittings | [5 empty] | 0 | 0
| 33kV UG Cable (Non Pressurised) | [5 empty] | 0 | 0
| 33kV UG Cable (Oil) | [5 empty] | 0 | 0
| 33kV UG Cable (Gas) | [5 empty] | 0 | 0
| 66kV UG Cable (Non Pressurised) | [5 empty] | 0 | 0
| 66kV UG Cable (Oil) | [5 empty] | 0 | 0
| 66kV UG Cable (Gas) | [5 empty] | 0 | 0
| EHV Sub Cable | [5 empty] | 0 | 0
| 33kV CB (Air Insulated Busbars) (ID) (GM) | [5 empty] | 0 | 0
| 33kV CB (Air Insulated Busbars) (OD) (GM) | [5 empty] | 0 | 0
| 33kV CB (Gas Insulated Busbars) (ID) (GM) | [5 empty] | 0 | 0
| 33kV CB (Gas Insulated Busbars) (OD) (GM) | [5 empty] | 0 | 0
| 33kV Switch (GM) | [5 empty] | 0 | 0
| 33kV RMU | [5 empty] | 0 | 0
| 66kV CB (Air Insulated Busbars) (ID) (GM) | [5 empty] | 0 | 0
| 66kV CB (Air Insulated Busbars) (OD) (GM) | [5 empty] | 0 | 0
| 66kV CB (Gas Insulated Busbars) (ID) (GM) | [5 empty] | 0 | 0
| 66kV CB (Gas Insulated Busbars) (OD) (GM) | [5 empty] | 0 | 0
| 33kV Transformer (GM) | [5 empty] | 0 | 0
| 66kV Transformer (GM) | [5 empty] | 0 | 0
| 132kV OHL (Tower Line) Conductor | [5 empty] | 0 | 0
| 132kV Tower | [5 empty] | 0 | 0
| 132kV Fittings | [5 empty] | 0 | 0
| 132kV UG Cable (Non Pressurised) | [5 empty] | 0 | 0
| 132kV UG Cable (Oil) | [5 empty] | 0 | 0
| 132kV UG Cable (Gas) | [5 empty] | 0 | 0
| 132kV CB (Air Insulated Busbars) (ID) (GM) | [5 empty] | 0 | 0
| 132kV CB (Air Insulated Busbars) (OD) (GM) | [5 empty] | 0 | 0
| 132kV CB (Gas Insulated Busbars) (ID) (GM) | [5 empty] | 0 | 0
| 132kV CB (Gas Insulated Busbars) (OD) (GM) | [5 empty] | 0 | 0
| 132kV Transformer (GM) | [5 empty] | 0 | 0
| 132kV Sub Cable | [5 empty] | 0 | 0
| Total | #VALUE! | #VALUE! | #VALUE! | #VALUE! | #VALUE! | 0 | 0
| LV Network | #VALUE! | #VALUE! | #VALUE! | #VALUE! | #VALUE! | 0 | 0
| HV Network | #VALUE! | #VALUE! | #VALUE! | #VALUE! | #VALUE! | 0 | 0
| EHV Network | #VALUE! | #VALUE! | #VALUE! | #VALUE! | #VALUE! | 0 | 0
| 132kV Network | #VALUE! | #VALUE! | #VALUE! | #VALUE! | #VALUE! | 0 | 0
| EHV Cable | #VALUE! | #VALUE! | #VALUE! | #VALUE! | #VALUE! | 0 | 0
| 132kV Cable | #VALUE! | #VALUE! | #VALUE! | #VALUE! | #VALUE! | 0 | 0
| Sub Cable | #VALUE! | #VALUE! | #VALUE! | #VALUE! | #VALUE! | 0 | 0
| LV Poles | [5 empty] | 0 | 0
| HV Poles | #VALUE! | #VALUE! | #VALUE! | #VALUE! | #VALUE! | 0 | 0
| EHV Poles | #VALUE! | #VALUE! | #VALUE! | #VALUE! | #VALUE! | 0 | 0
| EHV Overhead Tower Line | #VALUE! | #VALUE! | #VALUE! | #VALUE! | #VALUE! | 0 | 0
| 132kV Overhead Tower Line | #VALUE! | #VALUE! | #VALUE! | #VALUE! | #VALUE! | 0 | 0
| LV Switchgear | #VALUE! | #VALUE! | #VALUE! | #VALUE! | #VALUE! | 0 | 0
| HV Secondary Switchgear | #VALUE! | #VALUE! | #VALUE! | #VALUE! | #VALUE! | 0 | 0
| HV Primary Switchgear | #VALUE! | #VALUE! | #VALUE! | #VALUE! | #VALUE! | 0 | 0
| EHV Switchgear | #VALUE! | #VALUE! | #VALUE! | #VALUE! | #VALUE! | 0 | 0
| 132kV Switchgear | #VALUE! | #VALUE! | #VALUE! | #VALUE! | #VALUE! | 0 | 0
| HV Transformer | #VALUE! | #VALUE! | #VALUE! | #VALUE! | #VALUE! | 0 | 0
| EHV Transformer | #VALUE! | #VALUE! | #VALUE! | #VALUE! | #VALUE! | 0 | 0
| 132kV Transformer | [5 empty] | 0 | 0
| Check - Total | #VALUE! | #VALUE! | #VALUE! | #VALUE! | #VALUE! | OK | OK
| Check - Total voltages | #VALUE! | #VALUE! | #VALUE! | #VALUE! | #VALUE! | OK | OK
| Check - Total asset sub categories | #VALUE! | #VALUE! | #VALUE! | #VALUE! | #VALUE! | OK | OK
REFERENCE DATA FROM NARW
ENWL
| ASSET CATEGORY | RISK INDEX - LONG TERM RISK (Impact upon 2028 profile)
|  | Forecast Start of ED2 Population Risk | Forecast End of ED2 Population Risk (No ED2 Intervention) | Risk Movement Due To Asset Replacement | Risk Movement Due To Refurbishment (NARM) | Risk Movement Due To HVP (Asset Replacement and Refurbishment (NARM))
| LV poles | 154707584 | 205352975 | -49191430 | 0 | 0
| LV Circuit Breaker | 474056 | 474056 | 0 | 0 | 0
| LV Pillar (ID) | 3375054 | 3574035 | -367028.76 | 0 | 0
| LV Pillar (OD at Substation) | 10032059 | 12858109 | -1723722 | 0 | 0
| LV Pillar (OD not at a Substation) | 1449196 | 1862196 | -1503991 | 0 | 0
| LV Board (WM) | 23435593 | 30150930 | -993785 | 0 | 0
| LV Board (X-Type Network) (WM) | 0 | 0 | 0 | 0 | 0
| LV UGB | 81017367 | 99069804 | -13784026 | 0 | 0
| 6.6/11kV Poles | 298189710 | 413241106 | -43868895 | 0 | 0
| 20kV Poles | 0 | 0 | 0 | 0 | 0
| HV Sub Cable | 839860 | 839860 | 0 | 0 | 0
| 6.6/11kV CB (GM) Primary | 63851173 | 77023261 | -10602783 | -4330570 | 0
| 6.6/11kV CB (GM) Secondary | 36323101 | 43325445 | -7667587 | -59156 | 0
| 6.6/11kV Switch (GM) | 102608306 | 126894021 | -15399337 | -1080792 | 0
| 6.6/11kV RMU | 102380897 | 116982107 | -1931036.08 | -45537050 | 0
| 6.6/11kV X-type RMU | 0 | 0 | 0 | 0 | 0
| 20kV CB (GM) Primary | 0 | 0 | 0 | 0 | 0
| 20kV CB (GM) Secondary | 0 | 0 | 0 | 0 | 0
| 20kV Switch (GM) | 0 | 0 | 0 | 0 | 0
| 20kV RMU | 0 | 0 | 0 | 0 | 0
| 6.6/11kV Transformer (GM) | 56101098 | 64006244 | -6519684 | 0 | 0
| 20kV Transformer (GM) | 0 | 0 | 0 | 0 | 0
| 33kV Pole | 31064281 | 45495521 | -2790270 | 0 | 0
| 66kV Pole | 0 | 0 | 0 | 0 | 0
| 33kV OHL (Tower line) Conductor | 1693230.5582 | 1827104.7421 | -181824 | 0 | 0
| 33kV Tower | 6432477 | 7485651 | -157503 | -2846712 | 0
| 33kV Fittings | 2185448 | 2798455 | -905899.2 | 0 | 0
| 66kV OHL (Tower Line) Conductor | 0 | 0 | 0 | 0 | 0
| 66kV Tower | 0 | 0 | 0 | 0 | 0
| 66kV Fittings | 0 | 0 | 0 | 0 | 0
| 33kV UG Cable (Non Pressurised) | 33558586.998 | 35893029.3572 | 2186622.9 | 0 | 0
| 33kV UG Cable (Oil) | 126375278.9513 | 156114253.2291 | -50087169.3418 | 0 | 0
| 33kV UG Cable (Gas) | 2041701.6504 | 4459657.15 | -41918.8 | 0 | 0
| 66kV UG Cable (Non Pressurised) | 0 | 0 | 0 | 0 | 0
| 66kV UG Cable (Oil) | 0 | 0 | 0 | 0 | 0
| 66kV UG Cable (Gas) | 0 | 0 | 0 | 0 | 0
| EHV Sub Cable | 98001 | 98001 | 0 | 0 | 0
| 33kV CB (Air Insulated Busbars) (ID) (GM) | 79914820 | 107775160 | -17333339 | 0 | 0
| 33kV CB (Air Insulated Busbars) (OD) (GM) | 9173853 | 10825849 | 0 | 0 | 0
| 33kV CB (Gas Insulated Busbars) (ID) (GM) | 5002797 | 5117317 | 1042604 | 0 | 0
| 33kV CB (Gas Insulated Busbars) (OD) (GM) | 237105 | 453647 | 0 | 0 | 0
| 33kV Switch (GM) | 1862737 | 2615673 | 0 | 0 | 0
| 33kV RMU | 93269 | 93269 | 0 | 0 | 0
| 66kV CB (Air Insulated Busbars) (ID) (GM) | 0 | 0 | 0 | 0 | 0
| 66kV CB (Air Insulated Busbars) (OD) (GM) | 0 | 0 | 0 | 0 | 0
| 66kV CB (Gas Insulated Busbars) (ID) (GM) | 0 | 0 | 0 | 0 | 0
| 66kV CB (Gas Insulated Busbars) (OD) (GM) | 0 | 0 | 0 | 0 | 0
| 33kV Transformer (GM) | 174585997 | 230765952 | -27498477 | -19270106 | 0
| 66kV Transformer (GM) | 0 | 0 | 0 | 0 | 0
| 132kV OHL (Tower Line) Conductor | 13353757.1763 | 17717793.9859 | -1815891 | 0 | 0
| 132kV Tower | 57124659 | 71788285 | -2333932 | -15052315 | 0
| 132kV Fittings | 17595013 | 21162168 | -1868800 | 0 | 0
| 132kV UG Cable (Non Pressurised) | 6562986 | 6562986 | 1158995.4 | 0 | 0
| 132kV UG Cable (Oil) | 132115046.1105 | 159788566.1965 | -31252650.4325 | 0 | 0
| 132kV UG Cable (Gas) | 0 | 0 | 0 | 0 | 0
| 132kV CB (Air Insulated Busbars) (ID) (GM) | 0 | 0 | 0 | 0 | 0
| 132kV CB (Air Insulated Busbars) (OD) (GM) | 7224228 | 9394203 | -220049 | 0 | 0
| 132kV CB (Gas Insulated Busbars) (ID) (GM) | 13341034 | 13341034 | 1089064 | 0 | 0
| 132kV CB (Gas Insulated Busbars) (OD) (GM) | 64074 | 64074 | 0 | 0 | 0
| 132kV Transformer (GM) | 161278264 | 181440290 | -32634683 | -11270140 | 0
| 132kV Sub Cable | 0 | 0 | 0 | 0 | 0
NPGN
| ASSET CATEGORY | RISK INDEX - LONG TERM RISK (Impact upon 2028 profile)
|  | Forecast Start of ED2 Population Risk | Forecast End of ED2 Population Risk (No ED2 Intervention) | Risk Movement Due To Asset Replacement | Risk Movement Due To Refurbishment (NARM) | Risk Movement Due To HVP (Asset Replacement and Refurbishment (NARM))
| LV poles | 326933017 | 394952021 | -112773278 | 0 | 0
| LV Circuit Breaker | 340879 | 365671 | -69973 | 0 | 0
| LV Pillar (ID) | 4715029 | 4957914 | -2492386 | 0 | 0
| LV Pillar (OD at Substation) | 3796813 | 5552705 | -1380620 | 0 | 0
| LV Pillar (OD not at a Substation) | 246374 | 337912 | -186943 | 0 | 0
| LV Board (WM) | 21548530 | 24380146 | -4066734 | 0 | 0
| LV Board (X-Type Network) (WM) | 0 | 0 | 0 | 0 | 0
| LV UGB | 24372029 | 32940176 | -7949300 | 0 | 0
| 6.6/11kV Poles | 310198634 | 373175027 | -57860637 | 0 | 0
| 20kV Poles | 332036124 | 412505605 | -67138375 | 0 | 0
| HV Sub Cable | 0 | 0 | 0 | 0 | 0
| 6.6/11kV CB (GM) Primary | 46629842 | 63615487 | -2393123 | 0 | 0
| 6.6/11kV CB (GM) Secondary | 11322774 | 15078313 | -6711772 | 0 | 0
| 6.6/11kV Switch (GM) | 11000443 | 15752454 | -8638723 | 0 | 0
| 6.6/11kV RMU | 7563452 | 9216251 | -343238 | 0 | 0
| 6.6/11kV X-type RMU | 0 | 0 | 0 | 0 | 0
| 20kV CB (GM) Primary | 14753797 | 21560462 | -9824867 | 0 | 0
| 20kV CB (GM) Secondary | 2814898 | 3360000 | -1268520 | 0 | 0
| 20kV Switch (GM) | 580276 | 727466 | -633925 | 0 | 0
| 20kV RMU | 1742685 | 2231093 | -59818 | 0 | 0
| 6.6/11kV Transformer (GM) | 20476199 | 25510588 | -6390210 | 0 | 0
| 20kV Transformer (GM) | 3451344 | 4358320 | -1129679 | 0 | 0
| 33kV Pole | 10863612 | 14230191 | -5371498 | 0 | 0
| 66kV Pole | 24275630 | 34015053 | -12884162 | 0 | 0
| 33kV OHL (Tower line) Conductor | 0 | 0 | 0 | 0 | 0
| 33kV Tower | 0 | 0 | 0 | 0 | 0
| 33kV Fittings | 0 | 0 | 0 | 0 | 0
| 66kV OHL (Tower Line) Conductor | 3407232.479 | 5873423.871 | -605153.6 | 0 | 0
| 66kV Tower | 23409419 | 27718942 | 0 | -2493084 | 0
| 66kV Fittings | 2984933 | 3332623 | -1805056 | 0 | 0
| 33kV UG Cable (Non Pressurised) | 6328071.268 | 6785730.892 | 223940.607 | 0 | 0
| 33kV UG Cable (Oil) | 40437882.111 | 53021502.6185 | -8866332.67 | 0 | 0
| 33kV UG Cable (Gas) | 3325891.3454 | 5537844.8278 | -943383.076 | 0 | 0
| 66kV UG Cable (Non Pressurised) | 7011707.989 | 7186804.103 | 258140.428 | 0 | 0
| 66kV UG Cable (Oil) | 99492247.4408 | 125848168.0516 | -17701458.683 | 0 | 0
| 66kV UG Cable (Gas) | 0 | 0 | 0 | 0 | 0
| EHV Sub Cable | 0 | 0 | 0 | 0 | 0
| 33kV CB (Air Insulated Busbars) (ID) (GM) | 0 | 0 | 0 | 0 | 0
| 33kV CB (Air Insulated Busbars) (OD) (GM) | 11670383 | 17099591 | 0 | 0 | 0
| 33kV CB (Gas Insulated Busbars) (ID) (GM) | 2797114 | 3749185 | 0 | 0 | 0
| 33kV CB (Gas Insulated Busbars) (OD) (GM) | 0 | 0 | 0 | 0 | 0
| 33kV Switch (GM) | 806382 | 1058244 | 0 | 0 | 0
| 33kV RMU | 0 | 0 | 0 | 0 | 0
| 66kV CB (Air Insulated Busbars) (ID) (GM) | 152724 | 152724 | 0 | 0 | 0
| 66kV CB (Air Insulated Busbars) (OD) (GM) | 60592718 | 73951689 | -15636795 | 0 | 0
| 66kV CB (Gas Insulated Busbars) (ID) (GM) | 1746155 | 1746155 | 0 | 0 | 0
| 66kV CB (Gas Insulated Busbars) (OD) (GM) | 0 | 0 | 0 | 0 | 0
| 33kV Transformer (GM) | 25157293 | 41113179 | -1407142 | -5470717 | 0
| 66kV Transformer (GM) | 58067857 | 83187202 | -4828648 | -4721229 | 0
| 132kV OHL (Tower Line) Conductor | 3581938.175 | 6251221.932 | 0 | 0 | 0
| 132kV Tower | 19969835 | 23193385 | 0 | -3518254 | 0
| 132kV Fittings | 2913369 | 3212571 | -671714 | 0 | 0
| 132kV UG Cable (Non Pressurised) | 3109412.438 | 3109412.438 | 169892.9 | 0 | 0
| 132kV UG Cable (Oil) | 18868509.989 | 23688235.44 | -2600337.44 | 0 | 0
| 132kV UG Cable (Gas) | 0 | 0 | 0 | 0 | 0
| 132kV CB (Air Insulated Busbars) (ID) (GM) | 0 | 0 | 0 | 0 | 0
| 132kV CB (Air Insulated Busbars) (OD) (GM) | 7634388 | 8108542 | -5234888 | 0 | 0
| 132kV CB (Gas Insulated Busbars) (ID) (GM) | 2114601 | 2114601 | 816795 | 0 | 0
| 132kV CB (Gas Insulated Busbars) (OD) (GM) | 192222 | 192222 | 0 | 0 | 0
| 132kV Transformer (GM) | 37799568 | 64682214 | -2527693 | -3960729 | 0
| 132kV Sub Cable | 0 | 0 | 0 | 0 | 0
NPGY
| ASSET CATEGORY | RISK INDEX - LONG TERM RISK (Impact upon 2028 profile)
|  | Forecast Start of ED2 Population Risk | Forecast End of ED2 Population Risk (No ED2 Intervention) | Risk Movement Due To Asset Replacement | Risk Movement Due To Refurbishment (NARM) | Risk Movement Due To HVP (Asset Replacement and Refurbishment (NARM))
| LV poles | 196430197 | 234145865 | -67990048 | 0 | 0
| LV Circuit Breaker | 682072 | 701913 | -51588 | 0 | 0
| LV Pillar (ID) | 5990013 | 7044336 | -1096670 | 0 | 0
| LV Pillar (OD at Substation) | 3160716 | 4697063 | -1218141 | 0 | 0
| LV Pillar (OD not at a Substation) | 114616 | 158707 | 10292 | 0 | 0
| LV Board (WM) | 18886882 | 22098033 | -2747236 | 0 | 0
| LV Board (X-Type Network) (WM) | 0 | 0 | 0 | 0 | 0
| LV UGB | 47637447 | 64347571 | -12403100 | 0 | 0
| 6.6/11kV Poles | 399507621 | 506068984 | -82334250 | 0 | 0
| 20kV Poles | 0 | 0 | 0 | 0 | 0
| HV Sub Cable | 0 | 0 | 0 | 0 | 0
| 6.6/11kV CB (GM) Primary | 90423145 | 114961165 | -15697758 | -433902 | 0
| 6.6/11kV CB (GM) Secondary | 32029984 | 46548187 | -12094309 | 0 | 0
| 6.6/11kV Switch (GM) | 33201876 | 52002893 | -16684720 | 0 | 0
| 6.6/11kV RMU | 17992353 | 22016352 | -464701 | 0 | 0
| 6.6/11kV X-type RMU | 0 | 0 | 0 | 0 | 0
| 20kV CB (GM) Primary | 0 | 0 | 0 | 0 | 0
| 20kV CB (GM) Secondary | 0 | 0 | 0 | 0 | 0
| 20kV Switch (GM) | 0 | 0 | 0 | 0 | 0
| 20kV RMU | 0 | 0 | 0 | 0 | 0
| 6.6/11kV Transformer (GM) | 35518304 | 43832018 | -7911373 | 0 | 0
| 20kV Transformer (GM) | 0 | 0 | 0 | 0 | 0
| 33kV Pole | 42000530 | 54731734 | -15171538 | 0 | 0
| 66kV Pole | 36260302 | 45717090 | -24570386 | 0 | 0
| 33kV OHL (Tower line) Conductor | 160812.9128 | 189503.9818 | -42921 | 0 | 0
| 33kV Tower | 797639 | 797639 | 0 | -106125 | 0
| 33kV Fittings | 245145 | 264795 | -73672 | 0 | 0
| 66kV OHL (Tower Line) Conductor | 69822.0551 | 132795.4422 | -24878.8 | 0 | 0
| 66kV Tower | 1947758 | 2078930 | 0 | -199980 | 0
| 66kV Fittings | 30997 | 33337 | -2264 | 0 | 0
| 33kV UG Cable (Non Pressurised) | 24247582.9405 | 26417365.0635 | -627412.9234 | 0 | 0
| 33kV UG Cable (Oil) | 111345358.1593 | 140051081.3958 | -27000324.1605 | 0 | 0
| 33kV UG Cable (Gas) | 5773673.5001 | 9324193.1643 | -541170.959 | 0 | 0
| 66kV UG Cable (Non Pressurised) | 5844749.8041 | 6224545.0121 | 0 | 0 | 0
| 66kV UG Cable (Oil) | 1318772.8791 | 1756668.6777 | 0 | 0 | 0
| 66kV UG Cable (Gas) | 5769.54 | 12667.1214 | 0 | 0 | 0
| EHV Sub Cable | 0 | 0 | 0 | 0 | 0
| 33kV CB (Air Insulated Busbars) (ID) (GM) | 38229808 | 50974611 | -4914075 | 0 | 0
| 33kV CB (Air Insulated Busbars) (OD) (GM) | 291378 | 311279 | 0 | 0 | 0
| 33kV CB (Gas Insulated Busbars) (ID) (GM) | 16562000 | 20055305 | -416627 | 0 | 0
| 33kV CB (Gas Insulated Busbars) (OD) (GM) | 0 | 0 | 0 | 0 | 0
| 33kV Switch (GM) | 4012962 | 5218352 | -120936 | 0 | 0
| 33kV RMU | 0 | 0 | 0 | 0 | 0
| 66kV CB (Air Insulated Busbars) (ID) (GM) | 0 | 0 | 0 | 0 | 0
| 66kV CB (Air Insulated Busbars) (OD) (GM) | 32533559 | 40073220 | -10183853 | 0 | 0
| 66kV CB (Gas Insulated Busbars) (ID) (GM) | 0 | 0 | 0 | 0 | 0
| 66kV CB (Gas Insulated Busbars) (OD) (GM) | 0 | 0 | 0 | 0 | 0
| 33kV Transformer (GM) | 109346074 | 154144613 | -9610789 | -27854682 | 0
| 66kV Transformer (GM) | 35801442 | 50715240 | -4828648 | -4582847 | 0
| 132kV OHL (Tower Line) Conductor | 6862673.7969 | 10886451.5482 | -929180.9 | 0 | 0
| 132kV Tower | 37002241 | 46636951 | 0 | -6939795 | 0
| 132kV Fittings | 6271162 | 7735146 | -925032 | 0 | 0
| 132kV UG Cable (Non Pressurised) | 10799521.1054 | 10799521.1054 | 54654.4575 | 0 | 0
| 132kV UG Cable (Oil) | 25356303.4046 | 29251628.5818 | -3651392.2147 | 0 | 0
| 132kV UG Cable (Gas) | 13322.2111 | 13322.2111 | 0 | 0 | 0
| 132kV CB (Air Insulated Busbars) (ID) (GM) | 0 | 0 | 0 | 0 | 0
| 132kV CB (Air Insulated Busbars) (OD) (GM) | 15556457 | 19925823 | -1862085 | 0 | 0
| 132kV CB (Gas Insulated Busbars) (ID) (GM) | 4964299 | 5201505 | 0 | 0 | 0
| 132kV CB (Gas Insulated Busbars) (OD) (GM) | 0 | 0 | 0 | 0 | 0
| 132kV Transformer (GM) | 124309937 | 170005368 | -16869582 | -10534366 | 0
| 132kV Sub Cable | 0 | 0 | 0 | 0 | 0
WMID
| ASSET CATEGORY | RISK INDEX - LONG TERM RISK (Impact upon 2028 profile)
|  | Forecast Start of ED2 Population Risk | Forecast End of ED2 Population Risk (No ED2 Intervention) | Risk Movement Due To Asset Replacement | Risk Movement Due To Refurbishment (NARM) | Risk Movement Due To HVP (Asset Replacement and Refurbishment (NARM))
| LV poles | 349861253 | 430558949 | -67657918 | 0 | 0
| LV Circuit Breaker | 136332 | 136332 | 0 | 0 | 0
| LV Pillar (ID) | 2917249 | 3009468 | 174296 | 0 | 0
| LV Pillar (OD at Substation) | 12998034 | 16068057 | -2585613 | 0 | 0
| LV Pillar (OD not at a Substation) | 156032 | 193913 | -48510 | 0 | 0
| LV Board (WM) | 7663750 | 8944956 | -1369217 | 0 | 0
| LV Board (X-Type Network) (WM) | 0 | 0 | 0 | 0 | 0
| LV UGB | 56452478 | 81105238 | -15925028 | 0 | 0
| 6.6/11kV Poles | 735486652 | 992910086 | -125589787 | 0 | 0
| 20kV Poles | 0 | 0 | 0 | 0 | 0
| HV Sub Cable | 16749.2062 | 16749.2062 | 0 | 0 | 0
| 6.6/11kV CB (GM) Primary | 23783110 | 29362206 | -7136212 | 0 | 0
| 6.6/11kV CB (GM) Secondary | 20492454 | 28391238 | -9333637 | 0 | 0
| 6.6/11kV Switch (GM) | 23906684 | 32999205 | -14405122 | 0 | 0
| 6.6/11kV RMU | 27277936 | 31272554 | -476433 | 0 | 0
| 6.6/11kV X-type RMU | 0 | 0 | 0 | 0 | 0
| 20kV CB (GM) Primary | 0 | 0 | 0 | 0 | 0
| 20kV CB (GM) Secondary | 0 | 0 | 0 | 0 | 0
| 20kV Switch (GM) | 0 | 0 | 0 | 0 | 0
| 20kV RMU | 0 | 0 | 0 | 0 | 0
| 6.6/11kV Transformer (GM) | 34153159 | 40012773 | -6038393 | 0 | 0
| 20kV Transformer (GM) | 0 | 0 | 0 | 0 | 0
| 33kV Pole | 22734223 | 31997659 | -4319220 | 0 | 0
| 66kV Pole | 22852083 | 30149152 | -6283645 | 0 | 0
| 33kV OHL (Tower line) Conductor | 1721886.6097 | 1736430.7584 | -885325.9275 | 0 | 0
| 33kV Tower | 6715012 | 7885925 | 0 | -2486099 | 0
| 33kV Fittings | 1356140 | 1425183 | -555862 | 0 | 0
| 66kV OHL (Tower Line) Conductor | 2140757.1202 | 2331514.2144 | -258956.32 | 0 | 0
| 66kV Tower | 24871909 | 25991797 | 0 | -8954830 | 0
| 66kV Fittings | 1428209 | 1606207 | -284092 | 0 | 0
| 33kV UG Cable (Non Pressurised) | 7821557.8885 | 9246821.4965 | -220954.4605 | 0 | 0
| 33kV UG Cable (Oil) | 31541220.8997 | 43027101.7818 | -13630950.1393 | 0 | 0
| 33kV UG Cable (Gas) | 321452.4068 | 321452.4068 | -321452.4068 | 0 | 0
| 66kV UG Cable (Non Pressurised) | 3122173.2961 | 3122173.2961 | 14565.0905 | 0 | 0
| 66kV UG Cable (Oil) | 1192731.0722 | 2020908.6198 | -639443.3544 | 0 | 0
| 66kV UG Cable (Gas) | 0 | 0 | 0 | 0 | 0
| EHV Sub Cable | 0 | 0 | 0 | 0 | 0
| 33kV CB (Air Insulated Busbars) (ID) (GM) | 3488424 | 3823302 | -703529 | 0 | 0
| 33kV CB (Air Insulated Busbars) (OD) (GM) | 4617877 | 6632398 | -2482199 | 0 | 0
| 33kV CB (Gas Insulated Busbars) (ID) (GM) | 271859 | 271859 | 0 | 0 | 0
| 33kV CB (Gas Insulated Busbars) (OD) (GM) | 0 | 0 | 0 | 0 | 0
| 33kV Switch (GM) | 4617 | 4617 | 0 | 0 | 0
| 33kV RMU | 0 | 0 | 0 | 0 | 0
| 66kV CB (Air Insulated Busbars) (ID) (GM) | 25454 | 25454 | 0 | 0 | 0
| 66kV CB (Air Insulated Busbars) (OD) (GM) | 5411113 | 6419906 | 0 | 0 | 0
| 66kV CB (Gas Insulated Busbars) (ID) (GM) | 0 | 0 | 0 | 0 | 0
| 66kV CB (Gas Insulated Busbars) (OD) (GM) | 0 | 0 | 0 | 0 | 0
| 33kV Transformer (GM) | 50420035 | 64850440 | -17815630 | -2195406 | 0
| 66kV Transformer (GM) | 21929458 | 33571715 | -10064111 | 0 | 0
| 132kV OHL (Tower Line) Conductor | 11875205.1556 | 12947319.8077 | -1347822.1154 | 0 | 0
| 132kV Tower | 58109982 | 65741626 | 0 | -24879310 | 0
| 132kV Fittings | 11024249 | 13748769 | -2138027 | 0 | 0
| 132kV UG Cable (Non Pressurised) | 7760014.4961 | 7805987.6501 | 1738980.7624 | 0 | 0
| 132kV UG Cable (Oil) | 213393816.7271 | 253556643.2986 | -87905419.7274 | 0 | 0
| 132kV UG Cable (Gas) | 646265.0554 | 654429.7927 | 0 | 0 | 0
| 132kV CB (Air Insulated Busbars) (ID) (GM) | 5062852 | 6005372 | -5146536 | 0 | 0
| 132kV CB (Air Insulated Busbars) (OD) (GM) | 31098287 | 34641188 | -20913372 | 0 | 0
| 132kV CB (Gas Insulated Busbars) (ID) (GM) | 1733422 | 1733422 | 907550 | 0 | 0
| 132kV CB (Gas Insulated Busbars) (OD) (GM) | 64074 | 64074 | 0 | 0 | 0
| 132kV Transformer (GM) | 176294362 | 265857360 | -45186294 | -12438595 | 0
| 132kV Sub Cable | 0 | 0 | 0 | 0 | 0
EMID
| ASSET CATEGORY | RISK INDEX - LONG TERM RISK (Impact upon 2028 profile)
|  | Forecast Start of ED2 Population Risk | Forecast End of ED2 Population Risk (No ED2 Intervention) | Risk Movement Due To Asset Replacement | Risk Movement Due To Refurbishment (NARM) | Risk Movement Due To HVP (Asset Replacement and Refurbishment (NARM))
| LV poles | 208649878 | 271363218 | -39054368 | 0 | 0
| LV Circuit Breaker | 216128 | 216128 | 0 | 0 | 0
| LV Pillar (ID) | 8321506 | 8838396 | -98294 | 0 | 0
| LV Pillar (OD at Substation) | 6951344 | 8651519 | -2425085 | 0 | 0
| LV Pillar (OD not at a Substation) | 1710096 | 2325102 | -325839 | 0 | 0
| LV Board (WM) | 4040272 | 4722049 | -1147118 | 0 | 0
| LV Board (X-Type Network) (WM) | 0 | 0 | 0 | 0 | 0
| LV UGB | 95013770 | 137784172 | -22118540 | 0 | 0
| 6.6/11kV Poles | 386973170 | 529311124 | -68606427 | 0 | 0
| 20kV Poles | 0 | 0 | 0 | 0 | 0
| HV Sub Cable | 0 | 0 | 0 | 0 | 0
| 6.6/11kV CB (GM) Primary | 26138300 | 34617544 | -14141278 | 0 | 0
| 6.6/11kV CB (GM) Secondary | 4299522 | 6018648 | -759310 | 0 | 0
| 6.6/11kV Switch (GM) | 18440411 | 25781577 | -13194746 | 0 | 0
| 6.6/11kV RMU | 34596056 | 39039527 | -1001866 | 0 | 0
| 6.6/11kV X-type RMU | 0 | 0 | 0 | 0 | 0
| 20kV CB (GM) Primary | 0 | 0 | 0 | 0 | 0
| 20kV CB (GM) Secondary | 0 | 0 | 0 | 0 | 0
| 20kV Switch (GM) | 0 | 0 | 0 | 0 | 0
| 20kV RMU | 0 | 0 | 0 | 0 | 0
| 6.6/11kV Transformer (GM) | 37083867 | 44202960 | -10837525 | 0 | 0
| 20kV Transformer (GM) | 0 | 0 | 0 | 0 | 0
| 33kV Pole | 45780716 | 65071278 | -10199797 | 0 | 0
| 66kV Pole | 0 | 0 | 0 | 0 | 0
| 33kV OHL (Tower line) Conductor | 1463929.1997 | 1471898.0733 | -189125.6736 | 0 | 0
| 33kV Tower | 11700382 | 12602445 | 0 | -6639781 | 0
| 33kV Fittings | 1900417 | 2078030 | -255383 | 0 | 0
| 66kV OHL (Tower Line) Conductor | 0 | 0 | 0 | 0 | 0
| 66kV Tower | 0 | 0 | 0 | 0 | 0
| 66kV Fittings | 0 | 0 | 0 | 0 | 0
| 33kV UG Cable (Non Pressurised) | 75416713.8499 | 94239632.5159 | -2458120.2562 | 0 | 0
| 33kV UG Cable (Oil) | 83843319.0007 | 109313766.5765 | -24958369.0107 | 0 | 0
| 33kV UG Cable (Gas) | 0 | 0 | 0 | 0 | 0
| 66kV UG Cable (Non Pressurised) | 0 | 0 | 0 | 0 | 0
| 66kV UG Cable (Oil) | 0 | 0 | 0 | 0 | 0
| 66kV UG Cable (Gas) | 0 | 0 | 0 | 0 | 0
| EHV Sub Cable | 0 | 0 | 0 | 0 | 0
| 33kV CB (Air Insulated Busbars) (ID) (GM) | 11445367 | 13404745 | -2518566 | 0 | 0
| 33kV CB (Air Insulated Busbars) (OD) (GM) | 2824362 | 3893605 | -1862005 | 0 | 0
| 33kV CB (Gas Insulated Busbars) (ID) (GM) | 3024488 | 3024488 | 0 | 0 | 0
| 33kV CB (Gas Insulated Busbars) (OD) (GM) | 25011 | 25011 | 0 | 0 | 0
| 33kV Switch (GM) | 309603 | 349339 | 0 | 0 | 0
| 33kV RMU | 1811399 | 1889019 | -1587799 | 0 | 0
| 66kV CB (Air Insulated Busbars) (ID) (GM) | 0 | 0 | 0 | 0 | 0
| 66kV CB (Air Insulated Busbars) (OD) (GM) | 0 | 0 | 0 | 0 | 0
| 66kV CB (Gas Insulated Busbars) (ID) (GM) | 0 | 0 | 0 | 0 | 0
| 66kV CB (Gas Insulated Busbars) (OD) (GM) | 0 | 0 | 0 | 0 | 0
| 33kV Transformer (GM) | 139507966 | 203073989 | -45206670 | -16215393 | 0
| 66kV Transformer (GM) | 0 | 0 | 0 | 0 | 0
| 132kV OHL (Tower Line) Conductor | 15232052.7203 | 19624340.5447 | -2149260.441 | 0 | 0
| 132kV Tower | 68385231 | 98465703 | 0 | -33230031 | 0
| 132kV Fittings | 26139096 | 31575189 | -5709752 | 0 | 0
| 132kV UG Cable (Non Pressurised) | 8891685.1861 | 9831631.8593 | 738220.3094 | 0 | 0
| 132kV UG Cable (Oil) | 57082467.8128 | 76749572.1193 | -16046727.8794 | 0 | 0
| 132kV UG Cable (Gas) | 0 | 0 | 0 | 0 | 0
| 132kV CB (Air Insulated Busbars) (ID) (GM) | 628416 | 628416 | 0 | 0 | 0
| 132kV CB (Air Insulated Busbars) (OD) (GM) | 25424670 | 34423159 | -9421041 | 0 | 0
| 132kV CB (Gas Insulated Busbars) (ID) (GM) | 635285 | 635285 | 0 | 0 | 0
| 132kV CB (Gas Insulated Busbars) (OD) (GM) | 64074 | 64074 | 0 | 0 | 0
| 132kV Transformer (GM) | 154274895 | 212162335 | -48905324 | -4129017 | 0
| 132kV Sub Cable | 0 | 0 | 0 | 0 | 0
SWALES
| ASSET CATEGORY | RISK INDEX - LONG TERM RISK (Impact upon 2028 profile)
|  | Forecast Start of ED2 Population Risk | Forecast End of ED2 Population Risk (No ED2 Intervention) | Risk Movement Due To Asset Replacement | Risk Movement Due To Refurbishment (NARM) | Risk Movement Due To HVP (Asset Replacement and Refurbishment (NARM))
| LV poles | 196672836 | 259702260 | -50308309 | 0 | 0
| LV Circuit Breaker | 142643 | 142643 | 0 | 0 | 0
| LV Pillar (ID) | 3763459 | 4221933 | -429663 | 0 | 0
| LV Pillar (OD at Substation) | 5797852 | 8767692 | -2707588 | 0 | 0
| LV Pillar (OD not at a Substation) | 689639 | 1038278 | -108093 | 0 | 0
| LV Board (WM) | 465217 | 644109 | -164235 | 0 | 0
| LV Board (X-Type Network) (WM) | 0 | 0 | 0 | 0 | 0
| LV UGB | 8978290 | 9427791 | -2975119 | 0 | 0
| 6.6/11kV Poles | 392677557 | 539156229 | -140894774 | 0 | 0
| 20kV Poles | 0 | 0 | 0 | 0 | 0
| HV Sub Cable | 1313213.9962 | 1810318.4225 | 0 | 0 | 0
| 6.6/11kV CB (GM) Primary | 10893105 | 13663338 | -5752402 | 0 | 0
| 6.6/11kV CB (GM) Secondary | 1385086 | 1684407 | -311221 | 0 | 0
| 6.6/11kV Switch (GM) | 2620716 | 3228807 | -1337521 | 0 | 0
| 6.6/11kV RMU | 13770511 | 15796318 | -501665 | 0 | 0
| 6.6/11kV X-type RMU | 0 | 0 | 0 | 0 | 0
| 20kV CB (GM) Primary | 0 | 0 | 0 | 0 | 0
| 20kV CB (GM) Secondary | 0 | 0 | 0 | 0 | 0
| 20kV Switch (GM) | 0 | 0 | 0 | 0 | 0
| 20kV RMU | 0 | 0 | 0 | 0 | 0
| 6.6/11kV Transformer (GM) | 18257476 | 23104188 | -6125379 | 0 | 0
| 20kV Transformer (GM) | 0 | 0 | 0 | 0 | 0
| 33kV Pole | 26375199 | 35791649 | -10666335 | 0 | 0
| 66kV Pole | 9977628 | 13065669 | -6655869 | 0 | 0
| 33kV OHL (Tower line) Conductor | 495071.1288 | 763235.0933 | 0 | 0 | 0
| 33kV Tower | 1601139 | 1850988 | 0 | -405046 | 0
| 33kV Fittings | 433745 | 630331 | -101073 | 0 | 0
| 66kV OHL (Tower Line) Conductor | 370424.9157 | 576689.1088 | -103929.6296 | 0 | 0
| 66kV Tower | 1830695 | 2071325 | 0 | -547245 | 0
| 66kV Fittings | 258204 | 397704 | -13325 | 0 | 0
| 33kV UG Cable (Non Pressurised) | 21417390.0239 | 24997523.129 | -750016.83 | 0 | 0
| 33kV UG Cable (Oil) | 0 | 0 | 0 | 0 | 0
| 33kV UG Cable (Gas) | 0.10606 | 0.10606 | 0 | 0 | 0
| 66kV UG Cable (Non Pressurised) | 556877.873 | 556877.873 | 0 | 0 | 0
| 66kV UG Cable (Oil) | 125071.269 | 125071.269 | 0 | 0 | 0
| 66kV UG Cable (Gas) | 0 | 0 | 0 | 0 | 0
| EHV Sub Cable | 151318.106 | 151318.106 | 0 | 0 | 0
| 33kV CB (Air Insulated Busbars) (ID) (GM) | 4053270 | 4402326 | -653787 | 0 | 0
| 33kV CB (Air Insulated Busbars) (OD) (GM) | 5854017 | 9097350 | -964204 | 0 | 0
| 33kV CB (Gas Insulated Busbars) (ID) (GM) | 1619802 | 1619802 | 0 | 0 | 0
| 33kV CB (Gas Insulated Busbars) (OD) (GM) | 0 | 0 | 0 | 0 | 0
| 33kV Switch (GM) | 150933 | 150933 | 0 | 0 | 0
| 33kV RMU | 0 | 0 | 0 | 0 | 0
| 66kV CB (Air Insulated Busbars) (ID) (GM) | 0 | 0 | 0 | 0 | 0
| 66kV CB (Air Insulated Busbars) (OD) (GM) | 6618624 | 6947277 | -2187340 | 0 | 0
| 66kV CB (Gas Insulated Busbars) (ID) (GM) | 0 | 0 | 0 | 0 | 0
| 66kV CB (Gas Insulated Busbars) (OD) (GM) | 0 | 0 | 0 | 0 | 0
| 33kV Transformer (GM) | 73844937 | 104009562 | -20174130 | -1196071 | 0
| 66kV Transformer (GM) | 12100919 | 13265753 | -8479882 | 0 | 0
| 132kV OHL (Tower Line) Conductor | 9522642.029 | 12918956.6859 | -469331.9921 | 0 | 0
| 132kV Tower | 76157273 | 85656412 | -1058540 | -32668634 | 0
| 132kV Fittings | 12553574 | 15194851 | -1880127 | 0 | 0
| 132kV UG Cable (Non Pressurised) | 3061391.0146 | 3061391.0146 | 332134.4615 | 0 | 0
| 132kV UG Cable (Oil) | 30950390.225 | 42195787.0726 | -11365139.5017 | 0 | 0
| 132kV UG Cable (Gas) | 0 | 0 | 0 | 0 | 0
| 132kV CB (Air Insulated Busbars) (ID) (GM) | 1239385 | 1841334 | 0 | 0 | 0
| 132kV CB (Air Insulated Busbars) (OD) (GM) | 25827486 | 29460316 | -9551310 | 0 | 0
| 132kV CB (Gas Insulated Busbars) (ID) (GM) | 1256148 | 1256148 | 0 | 0 | 0
| 132kV CB (Gas Insulated Busbars) (OD) (GM) | 0 | 0 | 0 | 0 | 0
| 132kV Transformer (GM) | 85098915 | 123494909 | -34882163 | -6654249 | 0
| 132kV Sub Cable | 0 | 0 | 0 | 0 | 0
SWEST
| ASSET CATEGORY | RISK INDEX - LONG TERM RISK (Impact upon 2028 profile)
|  | Forecast Start of ED2 Population Risk | Forecast End of ED2 Population Risk (No ED2 Intervention) | Risk Movement Due To Asset Replacement | Risk Movement Due To Refurbishment (NARM) | Risk Movement Due To HVP (Asset Replacement and Refurbishment (NARM))
| LV poles | 433062689 | 549990885 | -135868023 | 0 | 0
| LV Circuit Breaker | 422878 | 498681 | 0 | 0 | 0
| LV Pillar (ID) | 6709328 | 7682536 | -1228221 | 0 | 0
| LV Pillar (OD at Substation) | 6085195 | 8918143 | -3823805 | 0 | 0
| LV Pillar (OD not at a Substation) | 422895 | 552787 | -33066 | 0 | 0
| LV Board (WM) | 4136594 | 5377317 | -2632116 | 0 | 0
| LV Board (X-Type Network) (WM) | 0 | 0 | 0 | 0 | 0
| LV UGB | 38619142 | 55084549 | -11183506 | 0 | 0
| 6.6/11kV Poles | 750816911 | 986147619 | -245935966 | 0 | 0
| 20kV Poles | 0 | 0 | 0 | 0 | 0
| HV Sub Cable | 3671949.0469 | 4481997.6047 | 0 | 0 | 0
| 6.6/11kV CB (GM) Primary | 17070287 | 24260321 | -11004284 | 0 | 0
| 6.6/11kV CB (GM) Secondary | 2925012 | 3341472 | -96280 | 0 | 0
| 6.6/11kV Switch (GM) | 19056311 | 26771464 | -15999367 | 0 | 0
| 6.6/11kV RMU | 21167105 | 27222693 | -5992867 | 0 | 0
| 6.6/11kV X-type RMU | 0 | 0 | 0 | 0 | 0
| 20kV CB (GM) Primary | 0 | 0 | 0 | 0 | 0
| 20kV CB (GM) Secondary | 0 | 0 | 0 | 0 | 0
| 20kV Switch (GM) | 0 | 0 | 0 | 0 | 0
| 20kV RMU | 0 | 0 | 0 | 0 | 0
| 6.6/11kV Transformer (GM) | 33132190 | 42463909 | -13795123 | 0 | 0
| 20kV Transformer (GM) | 0 | 0 | 0 | 0 | 0
| 33kV Pole | 72881035 | 94217028 | -16251880 | 0 | 0
| 66kV Pole | 0 | 0 | 0 | 0 | 0
| 33kV OHL (Tower line) Conductor | 712944.7672 | 1192484.1538 | -46708.4977 | 0 | 0
| 33kV Tower | 8272497 | 8927025 | 0 | -2605361 | 0
| 33kV Fittings | 1334879 | 1888408 | -47452 | 0 | 0
| 66kV OHL (Tower Line) Conductor | 0 | 0 | 0 | 0 | 0
| 66kV Tower | 0 | 0 | 0 | 0 | 0
| 66kV Fittings | 0 | 0 | 0 | 0 | 0
| 33kV UG Cable (Non Pressurised) | 48100580.5689 | 56879168.6864 | -2886222.9446 | 0 | 0
| 33kV UG Cable (Oil) | 22316207.8463 | 29074112.0088 | -14481061.1392 | 0 | 0
| 33kV UG Cable (Gas) | 0 | 0 | 0 | 0 | 0
| 66kV UG Cable (Non Pressurised) | 0 | 0 | 0 | 0 | 0
| 66kV UG Cable (Oil) | 0 | 0 | 0 | 0 | 0
| 66kV UG Cable (Gas) | 0 | 0 | 0 | 0 | 0
| EHV Sub Cable | 8180503.5048 | 24536728.4817 | 0 | 0 | 0
| 33kV CB (Air Insulated Busbars) (ID) (GM) | 6054151 | 7339301 | -1676412 | 0 | 0
| 33kV CB (Air Insulated Busbars) (OD) (GM) | 22507872 | 32098730 | -14391100 | 0 | 0
| 33kV CB (Gas Insulated Busbars) (ID) (GM) | 1448961 | 1448961 | 0 | 0 | 0
| 33kV CB (Gas Insulated Busbars) (OD) (GM) | 0 | 0 | 0 | 0 | 0
| 33kV Switch (GM) | 62661 | 62661 | 0 | 0 | 0
| 33kV RMU | 23744 | 23744 | 0 | 0 | 0
| 66kV CB (Air Insulated Busbars) (ID) (GM) | 0 | 0 | 0 | 0 | 0
| 66kV CB (Air Insulated Busbars) (OD) (GM) | 0 | 0 | 0 | 0 | 0
| 66kV CB (Gas Insulated Busbars) (ID) (GM) | 0 | 0 | 0 | 0 | 0
| 66kV CB (Gas Insulated Busbars) (OD) (GM) | 0 | 0 | 0 | 0 | 0
| 33kV Transformer (GM) | 156638280 | 218172975 | -52126182 | -6025467 | 0
| 66kV Transformer (GM) | 0 | 0 | 0 | 0 | 0
| 132kV OHL (Tower Line) Conductor | 9437441.9324 | 14291131.2944 | -1910138.8563 | 0 | 0
| 132kV Tower | 82299065 | 97977932 | -7736256 | -21914512 | 0
| 132kV Fittings | 10178962 | 14508053 | -2600970 | 0 | 0
| 132kV UG Cable (Non Pressurised) | 3940326.295 | 3940326.295 | 121722.6168 | 0 | 0
| 132kV UG Cable (Oil) | 23608701.8545 | 37098112.1987 | -6311495.0093 | 0 | 0
| 132kV UG Cable (Gas) | 0 | 0 | 0 | 0 | 0
| 132kV CB (Air Insulated Busbars) (ID) (GM) | 735407 | 1523826 | 0 | 0 | 0
| 132kV CB (Air Insulated Busbars) (OD) (GM) | 10610216 | 15669586 | 0 | 0 | 0
| 132kV CB (Gas Insulated Busbars) (ID) (GM) | 907550 | 907550 | 0 | 0 | 0
| 132kV CB (Gas Insulated Busbars) (OD) (GM) | 0 | 0 | 0 | 0 | 0
| 132kV Transformer (GM) | 67798011 | 105381623 | -21485391 | -7203700 | 0
| 132kV Sub Cable | 0 | 0 | 0 | 0 | 0
LPN
| ASSET CATEGORY | RISK INDEX - LONG TERM RISK (Impact upon 2028 profile)
|  | Forecast Start of ED2 Population Risk | Forecast End of ED2 Population Risk (No ED2 Intervention) | Risk Movement Due To Asset Replacement | Risk Movement Due To Refurbishment (NARM) | Risk Movement Due To HVP (Asset Replacement and Refurbishment (NARM))
| LV poles | 0 | 0 | 0 | 0 | 0
| LV Circuit Breaker | 7373468 | 8097414 | -539880 | 0 | 0
| LV Pillar (ID) | 6708821 | 8462144 | 0 | 0 | 0
| LV Pillar (OD at Substation) | 451059 | 593056 | 0 | 0 | 0
| LV Pillar (OD not at a Substation) | 3330 | 4818 | 0 | 0 | 0
| LV Board (WM) | 49837522 | 53359340 | -4620682 | 0 | 0
| LV Board (X-Type Network) (WM) | 0 | 0 | 0 | 0 | 0
| LV UGB | 169912311 | 237513438 | -39769668 | 0 | 0
| 6.6/11kV Poles | 0 | 0 | 0 | 0 | 0
| 20kV Poles | 0 | 0 | 0 | 0 | 0
| HV Sub Cable | 0 | 0 | 0 | 0 | 0
| 6.6/11kV CB (GM) Primary | 55814917 | 69016420 | -2928030 | -3440408 | 0
| 6.6/11kV CB (GM) Secondary | 4738650 | 6107145 | -167412 | 0 | 0
| 6.6/11kV Switch (GM) | 1314005 | 1439582 | -281784 | 0 | 0
| 6.6/11kV RMU | 18446026 | 20412116 | -1784330 | 0 | 0
| 6.6/11kV X-type RMU | 0 | 0 | 0 | 0 | 0
| 20kV CB (GM) Primary | 65550 | 65550 | 0 | 0 | 0
| 20kV CB (GM) Secondary | 18823 | 18823 | 0 | 0 | 0
| 20kV Switch (GM) | 0 | 0 | 0 | 0 | 0
| 20kV RMU | 34899 | 34899 | 0 | 0 | 0
| 6.6/11kV Transformer (GM) | 59029184 | 81774078 | -11911733 | 0 | 0
| 20kV Transformer (GM) | 20300 | 20300 | 0 | 0 | 0
| 33kV Pole | 0 | 0 | 0 | 0 | 0
| 66kV Pole | 0 | 0 | 0 | 0 | 0
| 33kV OHL (Tower line) Conductor | 0 | 0 | 0 | 0 | 0
| 33kV Tower | 0 | 0 | 0 | 0 | 0
| 33kV Fittings | 0 | 0 | 0 | 0 | 0
| 66kV OHL (Tower Line) Conductor | 88261.3465 | 88261.3465 | 0 | 0 | 0
| 66kV Tower | 959609 | 959609 | 0 | 0 | 0
| 66kV Fittings | 99252 | 121454 | -28990 | 0 | 0
| 33kV UG Cable (Non Pressurised) | 21526953.989 | 21647884.883 | -1279124.635 | 0 | 0
| 33kV UG Cable (Oil) | 134675505.049 | 150241892.922 | -29977127.965 | 0 | 0
| 33kV UG Cable (Gas) | 0 | 0 | 0 | 0 | 0
| 66kV UG Cable (Non Pressurised) | 6047430.479 | 6126651.335 | 335812.386 | 0 | 0
| 66kV UG Cable (Oil) | 137822842.206 | 148051551.273 | -15067505.862 | 0 | 0
| 66kV UG Cable (Gas) | 0 | 0 | 0 | 0 | 0
| EHV Sub Cable | 0 | 0 | 0 | 0 | 0
| 33kV CB (Air Insulated Busbars) (ID) (GM) | 22003918 | 25592792 | 0 | 0 | 0
| 33kV CB (Air Insulated Busbars) (OD) (GM) | 31224 | 31224 | 0 | 0 | 0
| 33kV CB (Gas Insulated Busbars) (ID) (GM) | 4748606 | 5358969 | 0 | 0 | 0
| 33kV CB (Gas Insulated Busbars) (OD) (GM) | 0 | 0 | 0 | 0 | 0
| 33kV Switch (GM) | 0 | 0 | 0 | 0 | 0
| 33kV RMU | 0 | 0 | 0 | 0 | 0
| 66kV CB (Air Insulated Busbars) (ID) (GM) | 20668239 | 28875610 | 0 | 0 | 0
| 66kV CB (Air Insulated Busbars) (OD) (GM) | 14207869 | 16028886 | -9559052 | 0 | 0
| 66kV CB (Gas Insulated Busbars) (ID) (GM) | 1641801 | 1641801 | 938180 | 0 | 0
| 66kV CB (Gas Insulated Busbars) (OD) (GM) | 0 | 0 | 0 | 0 | 0
| 33kV Transformer (GM) | 95993000 | 117014816 | -4964467 | 0 | 0
| 66kV Transformer (GM) | 73222845 | 95699639 | -8003069 | 0 | 0
| 132kV OHL (Tower Line) Conductor | 119560.8557 | 119560.8557 | -76817.3148 | 0 | 0
| 132kV Tower | 873323 | 873323 | 0 | -183161 | 0
| 132kV Fittings | 64712 | 64712 | -32652 | 0 | 0
| 132kV UG Cable (Non Pressurised) | 21917193.798 | 21917193.798 | 1181384.026 | 0 | 0
| 132kV UG Cable (Oil) | 146434204.404 | 156373765.828 | -37384182.52 | 0 | 0
| 132kV UG Cable (Gas) | 0 | 0 | 0 | 0 | 0
| 132kV CB (Air Insulated Busbars) (ID) (GM) | 12840063 | 15659892 | 0 | 0 | 0
| 132kV CB (Air Insulated Busbars) (OD) (GM) | 15887606 | 20870757 | 0 | 0 | 0
| 132kV CB (Gas Insulated Busbars) (ID) (GM) | 54880287 | 54880287 | 0 | 0 | 0
| 132kV CB (Gas Insulated Busbars) (OD) (GM) | 0 | 0 | 0 | 0 | 0
| 132kV Transformer (GM) | 249771155 | 347668344 | -27512692 | 0 | 0
| 132kV Sub Cable | 0 | 0 | 0 | 0 | 0
SPN
| ASSET CATEGORY | RISK INDEX - LONG TERM RISK (Impact upon 2028 profile)
|  | Forecast Start of ED2 Population Risk | Forecast End of ED2 Population Risk (No ED2 Intervention) | Risk Movement Due To Asset Replacement | Risk Movement Due To Refurbishment (NARM) | Risk Movement Due To HVP (Asset Replacement and Refurbishment (NARM))
| LV poles | 389335555 | 516738671 | -100613426 | 0 | 0
| LV Circuit Breaker | 89813 | 89813 | 0 | 0 | 0
| LV Pillar (ID) | 3194516 | 3658834 | 0 | 0 | 0
| LV Pillar (OD at Substation) | 24412195 | 32970646 | -7950152 | 0 | 0
| LV Pillar (OD not at a Substation) | 2185605 | 2976385 | -1779730 | 0 | 0
| LV Board (WM) | 1109794 | 1293342 | 0 | 0 | 0
| LV Board (X-Type Network) (WM) | 0 | 0 | 0 | 0 | 0
| LV UGB | 83533657 | 120722295 | -26524596 | 0 | 0
| 6.6/11kV Poles | 324922704 | 431823372 | -73278500 | 0 | 0
| 20kV Poles | 0 | 0 | 0 | 0 | 0
| HV Sub Cable | 0 | 0 | 0 | 0 | 0
| 6.6/11kV CB (GM) Primary | 40875352 | 54366074 | -5463552 | -1975761 | 0
| 6.6/11kV CB (GM) Secondary | 3098196 | 3727815 | -1109282 | 0 | 0
| 6.6/11kV Switch (GM) | 40037244 | 55742718 | -7848344 | 0 | 0
| 6.6/11kV RMU | 17823135 | 21786725 | -2956532 | 0 | 0
| 6.6/11kV X-type RMU | 0 | 0 | 0 | 0 | 0
| 20kV CB (GM) Primary | 0 | 0 | 0 | 0 | 0
| 20kV CB (GM) Secondary | 0 | 0 | 0 | 0 | 0
| 20kV Switch (GM) | 0 | 0 | 0 | 0 | 0
| 20kV RMU | 0 | 0 | 0 | 0 | 0
| 6.6/11kV Transformer (GM) | 80993700 | 108860759 | -8931709 | 0 | 0
| 20kV Transformer (GM) | 0 | 0 | 0 | 0 | 0
| 33kV Pole | 38258412 | 50349961 | -14090222 | 0 | 0
| 66kV Pole | 0 | 0 | 0 | 0 | 0
| 33kV OHL (Tower line) Conductor | 1336182.3988 | 1934990.9638 | 0 | 0 | 0
| 33kV Tower | 7659288 | 7668557 | 0 | -3295508 | 0
| 33kV Fittings | 1465627 | 1997410 | -502122 | 0 | 0
| 66kV OHL (Tower Line) Conductor | 0 | 0 | 0 | 0 | 0
| 66kV Tower | 0 | 0 | 0 | 0 | 0
| 66kV Fittings | 0 | 0 | 0 | 0 | 0
| 33kV UG Cable (Non Pressurised) | 48031247.578 | 48790488.66 | 141361.546 | 0 | 0
| 33kV UG Cable (Oil) | 316403648.372 | 329602159.197 | -73603604.467 | 0 | 0
| 33kV UG Cable (Gas) | 0 | 0 | 0 | 0 | 0
| 66kV UG Cable (Non Pressurised) | 0 | 0 | 0 | 0 | 0
| 66kV UG Cable (Oil) | 0 | 0 | 0 | 0 | 0
| 66kV UG Cable (Gas) | 0 | 0 | 0 | 0 | 0
| EHV Sub Cable | 0 | 0 | 0 | 0 | 0
| 33kV CB (Air Insulated Busbars) (ID) (GM) | 35247527 | 44071273 | 0 | 0 | 0
| 33kV CB (Air Insulated Busbars) (OD) (GM) | 793298 | 915955 | 0 | 0 | 0
| 33kV CB (Gas Insulated Busbars) (ID) (GM) | 4964457 | 4964457 | 0 | 0 | 0
| 33kV CB (Gas Insulated Busbars) (OD) (GM) | 0 | 0 | 0 | 0 | 0
| 33kV Switch (GM) | 40235 | 40235 | 0 | 0 | 0
| 33kV RMU | 58507 | 58507 | 0 | 0 | 0
| 66kV CB (Air Insulated Busbars) (ID) (GM) | 0 | 0 | 0 | 0 | 0
| 66kV CB (Air Insulated Busbars) (OD) (GM) | 0 | 0 | 0 | 0 | 0
| 66kV CB (Gas Insulated Busbars) (ID) (GM) | 0 | 0 | 0 | 0 | 0
| 66kV CB (Gas Insulated Busbars) (OD) (GM) | 0 | 0 | 0 | 0 | 0
| 33kV Transformer (GM) | 209395757 | 264594744 | -16885704 | -689928 | 0
| 66kV Transformer (GM) | 0 | 0 | 0 | 0 | 0
| 132kV OHL (Tower Line) Conductor | 9604354.5941 | 16759097.345 | -332820.0455 | 0 | 0
| 132kV Tower | 98526109 | 105103472 | 0 | -24828182 | 0
| 132kV Fittings | 11739683 | 16274088 | -8290773 | 0 | 0
| 132kV UG Cable (Non Pressurised) | 6176213.492 | 6632092.678 | 1763907.216 | 0 | 0
| 132kV UG Cable (Oil) | 121680479.7612 | 133937246.9732 | -74952480.04 | 0 | 0
| 132kV UG Cable (Gas) | 0 | 0 | 0 | 0 | 0
| 132kV CB (Air Insulated Busbars) (ID) (GM) | 6002335 | 6745758 | 0 | 0 | 0
| 132kV CB (Air Insulated Busbars) (OD) (GM) | 32855669 | 37751195 | -3008346 | 0 | 0
| 132kV CB (Gas Insulated Busbars) (ID) (GM) | 14570360 | 14570360 | 0 | 0 | 0
| 132kV CB (Gas Insulated Busbars) (OD) (GM) | 832962 | 832962 | - | - | -
| 132kV Transformer (GM) | 231238232 | 291398193 | -15166158 | -2157010 | -
| 132kV Sub Cable | - | - | - | - | -
EPN
| ASSET CATEGORY | RISK INDEX - LONG TERM RISK (Impact upon 2028 profile)
|  | Forecast Start of ED2 Population Risk | Forecast End of ED2 Population Risk (No ED2 Intervention) | Risk Movement Due To Asset Replacement | Risk Movement Due To Refurbishment (NARM) | Risk Movement Due To HVP (Asset Replacement and Refurbishment (NARM))
| LV poles | 645567046 | 916183526 | -306529646 | 0 | 0
| LV Circuit Breaker | 457598 | 491423 | 0 | 0 | 0
| LV Pillar (ID) | 8457633 | 9754093 | -706696 | 0 | 0
| LV Pillar (OD at Substation) | 40498094 | 52739097 | -8740819 | 0 | 0
| LV Pillar (OD not at a Substation) | 9927081 | 13201110 | -1327300 | 0 | 0
| LV Board (WM) | 12717962 | 13401013 | -3634812 | 0 | 0
| LV Board (X-Type Network) (WM) | 0 | 0 | 0 | 0 | 0
| LV UGB | 88784244 | 134648611 | -20495077 | 0 | 0
| 6.6/11kV Poles | 953744987 | 1335064315 | -377191603 | 0 | 0
| 20kV Poles | 0 | 0 | 0 | 0 | 0
| HV Sub Cable | 0 | 0 | 0 | 0 | 0
| 6.6/11kV CB (GM) Primary | 51838899 | 64691659 | -5230840 | -564026 | 0
| 6.6/11kV CB (GM) Secondary | 5792580 | 7045640 | -1755534 | 0 | 0
| 6.6/11kV Switch (GM) | 14008631 | 19069149 | -1943832 | 0 | 0
| 6.6/11kV RMU | 38435448 | 49474189 | -3639115 | 0 | 0
| 6.6/11kV X-type RMU | 0 | 0 | 0 | 0 | 0
| 20kV CB (GM) Primary | 0 | 0 | 0 | 0 | 0
| 20kV CB (GM) Secondary | 0 | 0 | 0 | 0 | 0
| 20kV Switch (GM) | 0 | 0 | 0 | 0 | 0
| 20kV RMU | 0 | 0 | 0 | 0 | 0
| 6.6/11kV Transformer (GM) | 112424995 | 153479654 | -17692158 | 0 | 0
| 20kV Transformer (GM) | 0 | 0 | 0 | 0 | 0
| 33kV Pole | 101061702 | 139832744 | -28390112 | 0 | 0
| 66kV Pole | 0 | 0 | 0 | 0 | 0
| 33kV OHL (Tower line) Conductor | 2582434.5134 | 3507735.0408 | -387902.3315 | 0 | 0
| 33kV Tower | 11549801 | 12165331 | 0 | -1512030 | 0
| 33kV Fittings | 2521112 | 2659614 | -828472 | 0 | 0
| 66kV OHL (Tower Line) Conductor | 0 | 0 | 0 | 0 | 0
| 66kV Tower | 0 | 0 | 0 | 0 | 0
| 66kV Fittings | 0 | 0 | 0 | 0 | 0
| 33kV UG Cable (Non Pressurised) | 106747835.464 | 108454664.875 | -3465419.6806 | 0 | 0
| 33kV UG Cable (Oil) | 286072916.6524 | 312119573.068 | -21317185.1628 | 0 | 0
| 33kV UG Cable (Gas) | 0 | 0 | 0 | 0 | 0
| 66kV UG Cable (Non Pressurised) | 0 | 0 | 0 | 0 | 0
| 66kV UG Cable (Oil) | 0 | 0 | 0 | 0 | 0
| 66kV UG Cable (Gas) | 0 | 0 | 0 | 0 | 0
| EHV Sub Cable | 0 | 0 | 0 | 0 | 0
| 33kV CB (Air Insulated Busbars) (ID) (GM) | 15160613 | 19864083 | -6187726 | 0 | 0
| 33kV CB (Air Insulated Busbars) (OD) (GM) | 38633946 | 45255070 | -4687067 | 0 | 0
| 33kV CB (Gas Insulated Busbars) (ID) (GM) | 11875878 | 11875878 | 0 | 0 | 0
| 33kV CB (Gas Insulated Busbars) (OD) (GM) | 0 | 0 | 0 | 0 | 0
| 33kV Switch (GM) | 571469 | 571469 | 0 | 0 | 0
| 33kV RMU | 221304 | 221304 | 0 | 0 | 0
| 66kV CB (Air Insulated Busbars) (ID) (GM) | 0 | 0 | 0 | 0 | 0
| 66kV CB (Air Insulated Busbars) (OD) (GM) | 0 | 0 | 0 | 0 | 0
| 66kV CB (Gas Insulated Busbars) (ID) (GM) | 0 | 0 | 0 | 0 | 0
| 66kV CB (Gas Insulated Busbars) (OD) (GM) | 0 | 0 | 0 | 0 | 0
| 33kV Transformer (GM) | 341903556 | 440073407 | -23515163 | -510858 | 0
| 66kV Transformer (GM) | 0 | 0 | 0 | 0 | 0
| 132kV OHL (Tower Line) Conductor | 29540452.913 | 33418171.8176 | 0 | 0 | 0
| 132kV Tower | 187546654 | 188504197 | 0 | -9824209 | 0
| 132kV Fittings | 18265218 | 22456866 | -8447140 | 0 | 0
| 132kV UG Cable (Non Pressurised) | 18700582.624 | 18768100.956 | 449680.906 | 0 | 0
| 132kV UG Cable (Oil) | 124448720.4916 | 136831023.2866 | -14229880.12 | 0 | 0
| 132kV UG Cable (Gas) | 0 | 0 | 0 | 0 | 0
| 132kV CB (Air Insulated Busbars) (ID) (GM) | 14986915 | 14986915 | 0 | 0 | 0
| 132kV CB (Air Insulated Busbars) (OD) (GM) | 61023010 | 65676213 | -6213532 | 0 | 0
| 132kV CB (Gas Insulated Busbars) (ID) (GM) | 16977477 | 16977477 | 0 | 0 | 0
| 132kV CB (Gas Insulated Busbars) (OD) (GM) | 1313516 | 1313516 | 0 | 0 | 0
| 132kV Transformer (GM) | 288403371 | 365589373 | -21973366 | 0 | 0
| 132kV Sub Cable | 0 | 0 | 0 | 0 | 0
SPD
| ASSET CATEGORY | RISK INDEX - LONG TERM RISK (Impact upon 2028 profile)
|  | Forecast Start of ED2 Population Risk | Forecast End of ED2 Population Risk (No ED2 Intervention) | Risk Movement Due To Asset Replacement | Risk Movement Due To Refurbishment (NARM) | Risk Movement Due To HVP (Asset Replacement and Refurbishment (NARM))
| LV poles | 94445376 | 119184418 | -21857561 | 0 | 0
| LV Circuit Breaker | 1450739 | 2028836 | 0 | 0 | 0
| LV Pillar (ID) | 2254892 | 2684216 | -160818 | 0 | 0
| LV Pillar (OD at Substation) | 41897507 | 59485213 | -4702842 | 0 | 0
| LV Pillar (OD not at a Substation) | 63067167 | 73453622 | -22891841 | 0 | 0
| LV Board (WM) | 0 | 0 | 0 | 0 | 0
| LV Board (X-Type Network) (WM) | 0 | 0 | 0 | 0 | 0
| LV UGB | 45714553 | 49876092 | 182962 | 0 | 0
| 6.6/11kV Poles | 731514614 | 923949844 | -164173696 | 0 | 0
| 20kV Poles | 0 | 0 | 0 | 0 | 0
| HV Sub Cable | 1064106.6671 | 1588364.9824 | 0 | 0 | 0
| 6.6/11kV CB (GM) Primary | 122299297 | 157518177 | -21815272 | -4618663 | 0
| 6.6/11kV CB (GM) Secondary | 28708429 | 31491975 | -3500047 | 0 | 0
| 6.6/11kV Switch (GM) | 24906659 | 30946339 | -4411986 | 0 | 0
| 6.6/11kV RMU | 37884318 | 54205913 | -6649574 | -1491414 | 0
| 6.6/11kV X-type RMU | 0 | 0 | 0 | 0 | 0
| 20kV CB (GM) Primary | 0 | 0 | 0 | 0 | 0
| 20kV CB (GM) Secondary | 0 | 0 | 0 | 0 | 0
| 20kV Switch (GM) | 0 | 0 | 0 | 0 | 0
| 20kV RMU | 0 | 0 | 0 | 0 | 0
| 6.6/11kV Transformer (GM) | 91223877 | 124283513 | -4817756 | 0 | 0
| 20kV Transformer (GM) | 0 | 0 | 0 | 0 | 0
| 33kV Pole | 110627389 | 150709770 | -20100421 | 0 | 0
| 66kV Pole | 0 | 0 | 0 | 0 | 0
| 33kV OHL (Tower line) Conductor | 1003777.6301 | 1003777.6301 | -193521.7809 | 0 | 0
| 33kV Tower | 6283176 | 6757596 | 0 | -281350 | 0
| 33kV Fittings | 313664 | 324353 | -229041 | 0 | 0
| 66kV OHL (Tower Line) Conductor | 0 | 0 | 0 | 0 | 0
| 66kV Tower | 0 | 0 | 0 | 0 | 0
| 66kV Fittings | 0 | 0 | 0 | 0 | 0
| 33kV UG Cable (Non Pressurised) | 112282022.8335 | 129251993.5751 | -4166329.3 | 0 | 0
| 33kV UG Cable (Oil) | 3782499.5388 | 3782499.5388 | 0 | 0 | 0
| 33kV UG Cable (Gas) | 735889.77 | 1225023.03 | -1225023.03 | 0 | 0
| 66kV UG Cable (Non Pressurised) | 0 | 0 | 0 | 0 | 0
| 66kV UG Cable (Oil) | 0 | 0 | 0 | 0 | 0
| 66kV UG Cable (Gas) | 0 | 0 | 0 | 0 | 0
| EHV Sub Cable | 556704.1415 | 652441.8804 | 0 | 0 | 0
| 33kV CB (Air Insulated Busbars) (ID) (GM) | 32931372 | 42872253 | -9122493 | -760298 | 0
| 33kV CB (Air Insulated Busbars) (OD) (GM) | 25023757 | 27835240 | -10325143 | -332922 | 0
| 33kV CB (Gas Insulated Busbars) (ID) (GM) | 2413589 | 2413589 | 1032864 | 0 | 0
| 33kV CB (Gas Insulated Busbars) (OD) (GM) | 20843 | 20843 | 0 | 0 | 0
| 33kV Switch (GM) | 721413 | 1147158 | 0 | 0 | 0
| 33kV RMU | 0 | 0 | 0 | 0 | 0
| 66kV CB (Air Insulated Busbars) (ID) (GM) | 0 | 0 | 0 | 0 | 0
| 66kV CB (Air Insulated Busbars) (OD) (GM) | 0 | 0 | 0 | 0 | 0
| 66kV CB (Gas Insulated Busbars) (ID) (GM) | 0 | 0 | 0 | 0 | 0
| 66kV CB (Gas Insulated Busbars) (OD) (GM) | 0 | 0 | 0 | 0 | 0
| 33kV Transformer (GM) | 187615272 | 241928532 | -38397628 | -14523659 | 0
| 66kV Transformer (GM) | 0 | 0 | 0 | 0 | 0
| 132kV OHL (Tower Line) Conductor | 0 | 0 | 0 | 0 | 0
| 132kV Tower | 0 | 0 | 0 | 0 | 0
| 132kV Fittings | 0 | 0 | 0 | 0 | 0
| 132kV UG Cable (Non Pressurised) | 0 | 0 | 0 | 0 | 0
| 132kV UG Cable (Oil) | 0 | 0 | 0 | 0 | 0
| 132kV UG Cable (Gas) | 0 | 0 | 0 | 0 | 0
| 132kV CB (Air Insulated Busbars) (ID) (GM) | 0 | 0 | 0 | 0 | 0
| 132kV CB (Air Insulated Busbars) (OD) (GM) | 0 | 0 | 0 | 0 | 0
| 132kV CB (Gas Insulated Busbars) (ID) (GM) | 0 | 0 | 0 | 0 | 0
| 132kV CB (Gas Insulated Busbars) (OD) (GM) | 0 | 0 | 0 | 0 | 0
| 132kV Transformer (GM) | 0 | 0 | 0 | 0 | 0
| 132kV Sub Cable | 0 | 0 | 0 | 0 | 0
SPMW
| ASSET CATEGORY | RISK INDEX - LONG TERM RISK (Impact upon 2028 profile)
|  | Forecast Start of ED2 Population Risk | Forecast End of ED2 Population Risk (No ED2 Intervention) | Risk Movement Due To Asset Replacement | Risk Movement Due To Refurbishment (NARM) | Risk Movement Due To HVP (Asset Replacement and Refurbishment (NARM))
| LV poles | 242011751 | 302901741 | -51019575 | 0 | 0
| LV Circuit Breaker | 11402861 | 14485262 | -331132 | 0 | 0
| LV Pillar (ID) | 23609651 | 30899888 | -4643863 | 0 | 0
| LV Pillar (OD at Substation) | 3116203 | 4241126 | -851120 | 0 | 0
| LV Pillar (OD not at a Substation) | 1286099 | 1553574 | -81680 | 0 | 0
| LV Board (WM) | 0 | 0 | 0 | 0 | 0
| LV Board (X-Type Network) (WM) | 0 | 0 | 0 | 0 | 0
| LV UGB | 66285186 | 85085060 | -26141205 | 0 | 0
| 6.6/11kV Poles | 634767126 | 824399325 | -138070965 | 0 | 0
| 20kV Poles | 0 | 0 | 0 | 0 | 0
| HV Sub Cable | 634067.466 | 834150.1011 | 0 | 0 | 0
| 6.6/11kV CB (GM) Primary | 151362913 | 197992844 | -20503717 | -11475978 | 0
| 6.6/11kV CB (GM) Secondary | 16895258 | 22597442 | -2176372 | 0 | 0
| 6.6/11kV Switch (GM) | 232922 | 235539 | -11144 | 0 | 0
| 6.6/11kV RMU | 25154628 | 22509384 | -5884311 | 0 | 0
| 6.6/11kV X-type RMU | 21416950 | 24095140 | -7805980 | 0 | 0
| 20kV CB (GM) Primary | 0 | 0 | 0 | 0 | 0
| 20kV CB (GM) Secondary | 0 | 0 | 0 | 0 | 0
| 20kV Switch (GM) | 0 | 0 | 0 | 0 | 0
| 20kV RMU | 0 | 0 | 0 | 0 | 0
| 6.6/11kV Transformer (GM) | 32229404 | 43633984 | -3312875 | -3587422 | 0
| 20kV Transformer (GM) | 0 | 0 | 0 | 0 | 0
| 33kV Pole | 54824490 | 74086433 | -12286722 | 0 | 0
| 66kV Pole | 0 | 0 | 0 | 0 | 0
| 33kV OHL (Tower line) Conductor | 809116.421 | 814032.605 | -90921.5 | 0 | 0
| 33kV Tower | 6800351 | 7015501 | 0 | -651154 | 0
| 33kV Fittings | 1600016 | 1632771 | -475964 | 0 | 0
| 66kV OHL (Tower Line) Conductor | 0 | 0 | 0 | 0 | 0
| 66kV Tower | 0 | 0 | 0 | 0 | 0
| 66kV Fittings | 0 | 0 | 0 | 0 | 0
| 33kV UG Cable (Non Pressurised) | 108516936.9538 | 114351029.5817 | -3943041.5 | 0 | 0
| 33kV UG Cable (Oil) | 23406.8235 | 23406.8235 | 0 | 0 | 0
| 33kV UG Cable (Gas) | 5201.1649 | 5201.1649 | 0 | 0 | 0
| 66kV UG Cable (Non Pressurised) | 0 | 0 | 0 | 0 | 0
| 66kV UG Cable (Oil) | 0 | 0 | 0 | 0 | 0
| 66kV UG Cable (Gas) | 0 | 0 | 0 | 0 | 0
| EHV Sub Cable | 688987.4366 | 859799.3212 | 0 | 0 | 0
| 33kV CB (Air Insulated Busbars) (ID) (GM) | 57129557 | 80366075 | -1641747 | -2597759 | 0
| 33kV CB (Air Insulated Busbars) (OD) (GM) | 18884208 | 26577399 | -8555832 | -1379647 | 0
| 33kV CB (Gas Insulated Busbars) (ID) (GM) | 8884846 | 9729949 | 131544 | 0 | 0
| 33kV CB (Gas Insulated Busbars) (OD) (GM) | 75034 | 75034 | 0 | 0 | 0
| 33kV Switch (GM) | 26987 | 55370 | 0 | 0 | 0
| 33kV RMU | 42328685 | 47222256 | -4975419 | 0 | 0
| 66kV CB (Air Insulated Busbars) (ID) (GM) | 0 | 0 | 0 | 0 | 0
| 66kV CB (Air Insulated Busbars) (OD) (GM) | 0 | 0 | 0 | 0 | 0
| 66kV CB (Gas Insulated Busbars) (ID) (GM) | 0 | 0 | 0 | 0 | 0
| 66kV CB (Gas Insulated Busbars) (OD) (GM) | 0 | 0 | 0 | 0 | 0
| 33kV Transformer (GM) | 144673758 | 223876600 | -22127158 | -6883873 | 0
| 66kV Transformer (GM) | 0 | 0 | 0 | 0 | 0
| 132kV OHL (Tower Line) Conductor | 8551257.3003 | 10332518.4833 | -1571620.2743 | 0 | 0
| 132kV Tower | 96731748 | 112266836 | 0 | -25993242 | 0
| 132kV Fittings | 5315153 | 5315153 | -2605857 | 0 | 0
| 132kV UG Cable (Non Pressurised) | 16785564.1193 | 19496330.9434 | 1504223.226 | 0 | 0
| 132kV UG Cable (Oil) | 82434682.94 | 97857123.7859 | -31267611.6528 | 0 | 0
| 132kV UG Cable (Gas) | 196532.4254 | 196532.4254 | 0 | 0 | 0
| 132kV CB (Air Insulated Busbars) (ID) (GM) | 11422544 | 11422544 | -9956240 | 0 | 0
| 132kV CB (Air Insulated Busbars) (OD) (GM) | 24777958 | 29856106 | -13371256 | 0 | 0
| 132kV CB (Gas Insulated Busbars) (ID) (GM) | 10719528 | 18899156 | 1089060 | 0 | 0
| 132kV CB (Gas Insulated Busbars) (OD) (GM) | 0 | 0 | 0 | 0 | 0
| 132kV Transformer (GM) | 90436959 | 113760105 | -26288007 | -4679970 | 0
| 132kV Sub Cable | 0 | 0 | 0 | 0 | 0
SSEH
| ASSET CATEGORY | RISK INDEX - LONG TERM RISK (Impact upon 2028 profile)
|  | Forecast Start of ED2 Population Risk | Forecast End of ED2 Population Risk (No ED2 Intervention) | Risk Movement Due To Asset Replacement | Risk Movement Due To Refurbishment (NARM) | Risk Movement Due To HVP (Asset Replacement and Refurbishment (NARM))
| LV poles | 258980347 | 340218379 | -20570718 | 0 | 0
| LV Circuit Breaker | 288033 | 316742 | 0 | 0 | 0
| LV Pillar (ID) | 1123060 | 1284742 | -28220 | 0 | 0
| LV Pillar (OD at Substation) | 11230828 | 16515242 | -1722364 | 0 | 0
| LV Pillar (OD not at a Substation) | 9023536 | 12195307 | 165756.8 | 0 | 0
| LV Board (WM) | 3029998 | 4307645 | -625672 | 0 | 0
| LV Board (X-Type Network) (WM) | 0 | 0 | 0 | 0 | 0
| LV UGB | 21582682 | 26939052 | -7168379 | 0 | 0
| 6.6/11kV Poles | 1011240752 | 1385313854 | -69356796 | 0 | 0
| 20kV Poles | 0 | 0 | 0 | 0 | 0
| HV Sub Cable | 39181448.3094 | 71569709.4246 | -2248665.36 | 0 | 0
| 6.6/11kV CB (GM) Primary | 13085166 | 18471848 | -3695496 | 0 | 0
| 6.6/11kV CB (GM) Secondary | 1273690 | 1946264 | -225495 | 0 | 0
| 6.6/11kV Switch (GM) | 14285998 | 20823794 | -3088775 | 0 | 0
| 6.6/11kV RMU | 30152955 | 43085405 | -5067566 | 0 | 0
| 6.6/11kV X-type RMU | 0 | 0 | 0 | 0 | 0
| 20kV CB (GM) Primary | 0 | 0 | 0 | 0 | 0
| 20kV CB (GM) Secondary | 0 | 0 | 0 | 0 | 0
| 20kV Switch (GM) | 0 | 0 | 0 | 0 | 0
| 20kV RMU | 0 | 0 | 0 | 0 | 0
| 6.6/11kV Transformer (GM) | 31120424 | 43266047 | -6023833 | 0 | 0
| 20kV Transformer (GM) | 0 | 0 | 0 | 0 | 0
| 33kV Pole | 195442337 | 260866703 | -23971827 | 0
| 66kV Pole | 0 | 0 | 0 | 0
| 33kV OHL (Tower line) Conductor | 415691.886 | 583391.358 | -281578.09 | 0
| 33kV Tower | 5913020 | 5990978 | -3213684 | -1011872
| 33kV Fittings | 712594 | 811106 | -720184 | 0
| 66kV OHL (Tower Line) Conductor | 0 | 0 | 0 | 0
| 66kV Tower | 0 | 0 | 0 | 0
| 66kV Fittings | 0 | 0 | 0 | 0
| 33kV UG Cable (Non Pressurised) | 28638567.401 | 28761523.776 | -289766.533 | 0
| 33kV UG Cable (Oil) | 21943914.024 | 24822358.346 | 0 | 0
| 33kV UG Cable (Gas) | 287634.014 | 287634.014 | -46110.68 | 0
| 66kV UG Cable (Non Pressurised) | 0 | 0 | 0 | 0
| 66kV UG Cable (Oil) | 0 | 0 | 0 | 0
| 66kV UG Cable (Gas) | 0 | 0 | 0 | 0
| EHV Sub Cable | 87234589.5909 | 132518607.6559 | -6632892.85 | 0
| 33kV CB (Air Insulated Busbars) (ID) (GM) | 1490372 | 1691979 | 0 | 0
| 33kV CB (Air Insulated Busbars) (OD) (GM) | 4151275 | 22455574 | -6907740 | -2041697
| 33kV CB (Gas Insulated Busbars) (ID) (GM) | 7170696 | 8303943 | -173595 | 0
| 33kV CB (Gas Insulated Busbars) (OD) (GM) | 37517 | 59040 | 0 | 0 | 0
| 33kV Switch (GM) | 833510 | 1054046 | 0 | 0 | 0
| 33kV RMU | 59353 | 59353 | 0 | 0 | 0
| 66kV CB (Air Insulated Busbars) (ID) (GM) | 0 | 0 | 0 | 0 | 0
| 66kV CB (Air Insulated Busbars) (OD) (GM) | 0 | 0 | 0 | 0 | 0
| 66kV CB (Gas Insulated Busbars) (ID) (GM) | 0 | 0 | 0 | 0 | 0
| 66kV CB (Gas Insulated Busbars) (OD) (GM) | 0 | 0 | 0 | 0 | 0
| 33kV Transformer (GM) | 121371025 | 173045712 | -23569630 | -2986331 | 0
| 66kV Transformer (GM) | 0 | 0 | 0 | 0 | 0
| 132kV OHL (Tower Line) Conductor | 0 | 0 | 0 | 0 | 0
| 132kV Tower | 0 | 0 | 0 | 0 | 0
| 132kV Fittings | 0 | 0 | 0 | 0 | 0
| 132kV UG Cable (Non Pressurised) | 0 | 0 | 0 | 0 | 0
| 132kV UG Cable (Oil) | 0 | 0 | 0 | 0 | 0
| 132kV UG Cable (Gas) | 0 | 0 | 0 | 0 | 0
| 132kV CB (Air Insulated Busbars) (ID) (GM) | 0 | 0 | 0 | 0 | 0
| 132kV CB (Air Insulated Busbars) (OD) (GM) | 0 | 0 | 0 | 0 | 0
| 132kV CB (Gas Insulated Busbars) (ID) (GM) | 0 | 0 | 0 | 0 | 0
| 132kV CB (Gas Insulated Busbars) (OD) (GM) | 0 | 0 | 0 | 0 | 0
| 132kV Transformer (GM) | 0 | 0 | 0 | 0 | 0
| 132kV Sub Cable | 0 | 0 | 0 | 0 | 0
SSES
| ASSET CATEGORY | RISK INDEX - LONG TERM RISK (Impact upon 2028 profile)
|  | Forecast Start of ED2 Population Risk | Forecast End of ED2 Population Risk (No ED2 Intervention) | Risk Movement Due To Asset Replacement | Risk Movement Due To Refurbishment (NARM) | Risk Movement Due To HVP (Asset Replacement and Refurbishment (NARM))
| LV poles | 605726064 | 736580829 | -159837614 | 0 | 0
| LV Circuit Breaker | 328505 | 328505 | 0 | 0 | 0
| LV Pillar (ID) | 4477593 | 5043058 | -51214 | 0 | 0
| LV Pillar (OD at Substation) | 43309944 | 63495120 | -2590474 | 0 | 0
| LV Pillar (OD not at a Substation) | 4016986 | 5598985 | 138741.2 | 0 | 0
| LV Board (WM) | 6720008 | 9649074 | -660095 | 0 | 0
| LV Board (X-Type Network) (WM) | 0 | 0 | 0 | 0 | 0
| LV UGB | 215728676 | 252411820 | -65998479 | 0 | 0
| 6.6/11kV Poles | 685415253 | 854065000 | -229760504 | 0 | 0
| 20kV Poles | 0 | 0 | 0 | 0 | 0
| HV Sub Cable | 632428.8792 | 1016514.9602 | 0 | 0 | 0
| 6.6/11kV CB (GM) Primary | 42492603 | 55610059 | -3135126 | -302845 | 0
| 6.6/11kV CB (GM) Secondary | 2360357 | 3057607 | -277052 | 0 | 0
| 6.6/11kV Switch (GM) | 166622043 | 245208474 | -27767605 | 0 | 0
| 6.6/11kV RMU | 34676486 | 39777790 | -905449 | 0 | 0
| 6.6/11kV X-type RMU | 2925 | 2925 | 0 | 0 | 0
| 20kV CB (GM) Primary | 0 | 0 | 0 | 0 | 0
| 20kV CB (GM) Secondary | 0 | 0 | 0 | 0 | 0
| 20kV Switch (GM) | 0 | 0 | 0 | 0 | 0
| 20kV RMU | 0 | 0 | 0 | 0 | 0
| 6.6/11kV Transformer (GM) | 99751707 | 133964253 | -10086234 | 0 | 0
| 20kV Transformer (GM) | 0 | 0 | 0 | 0 | 0
| 33kV Pole | 116778568 | 146472928 | -27644573 | 0 | 0
| 66kV Pole | 0 | 0 | 0 | 0 | 0
| 33kV OHL (Tower line) Conductor | 610344.1941 | 659837.1295 | 0 | 0 | 0
| 33kV Tower | 9159321 | 9281685 | 0 | -617693 | 0
| 33kV Fittings | 814385 | 1058370 | -238130 | 0 | 0
| 66kV OHL (Tower Line) Conductor | 7425.31 | 7425.31 | 0 | 0 | 0
| 66kV Tower | 100150 | 100150 | 0 | 0 | 0
| 66kV Fittings | 26286 | 28790 | 0 | 0 | 0
| 33kV UG Cable (Non Pressurised) | 23682158.695 | 24573742.434 | 0 | 0 | 0
| 33kV UG Cable (Oil) | 117624971.704 | 160283633.1 | 0 | 0 | 0
| 33kV UG Cable (Gas) | 0 | 0 | 0 | 0 | 0
| 66kV UG Cable (Non Pressurised) | 2123207.632 | 2155850.372 | 435683.794 | 0 | 0
| 66kV UG Cable (Oil) | 14646458.196 | 16904804.815 | 0 | 0 | 0
| 66kV UG Cable (Gas) | 4223357.52 | 4669542.03 | -4669542.03 | 0 | 0
| EHV Sub Cable | 501236.7859 | 822012.9331 | 0 | 0 | 0
| 33kV CB (Air Insulated Busbars) (ID) (GM) | 1205381 | 1223025 | 0 | 0 | 0
| 33kV CB (Air Insulated Busbars) (OD) (GM) | 29460858 | 44422730 | -5814012 | 0 | 0
| 33kV CB (Gas Insulated Busbars) (ID) (GM) | 14838662 | 17127514 | -2660198 | 0 | 0
| 33kV CB (Gas Insulated Busbars) (OD) (GM) | 14173 | 14173 | 0 | 0 | 0
| 33kV Switch (GM) | 1730877 | 2139621 | 0 | 0 | 0
| 33kV RMU | 144143 | 144143 | 0 | 0 | 0
| 66kV CB (Air Insulated Busbars) (ID) (GM) | 0 | 0 | 0 | 0 | 0
| 66kV CB (Air Insulated Busbars) (OD) (GM) | 2234269 | 4001035 | 0 | 0 | 0
| 66kV CB (Gas Insulated Busbars) (ID) (GM) | 562896 | 562896 | 0 | 0 | 0
| 66kV CB (Gas Insulated Busbars) (OD) (GM) | 0 | 0 | 0 | 0 | 0
| 33kV Transformer (GM) | 163167663 | 224711608 | -31168197 | -4769215 | 0
| 66kV Transformer (GM) | 9780502 | 14166377 | -1828762 | 0 | 0
| 132kV OHL (Tower Line) Conductor | 11200221.5787 | 15194490.4474 | -1685788.6637 | 0 | 0
| 132kV Tower | 113095596 | 125009058 | 0 | -16666290 | 0
| 132kV Fittings | 11638429 | 14487029 | -5699626 | 0 | 0
| 132kV UG Cable (Non Pressurised) | 10598603.856 | 10598603.856 | 0 | 0 | 0
| 132kV UG Cable (Oil) | 47496721.451 | 74962718.072 | 0 | 0 | 0
| 132kV UG Cable (Gas) | 0 | 0 | 0 | 0 | 0
| 132kV CB (Air Insulated Busbars) (ID) (GM) | 0 | 0 | 0 | 0 | 0
| 132kV CB (Air Insulated Busbars) (OD) (GM) | 26250700 | 41877456 | -7510416 | 0 | 0
| 132kV CB (Gas Insulated Busbars) (ID) (GM) | 3539445 | 3539445 | 0 | 0 | 0
| 132kV CB (Gas Insulated Busbars) (OD) (GM) | 192222 | 192222 | 0 | 0 | 0
| 132kV Transformer (GM) | 181094407 | 231235560 | -60411862 | -13130858 | 0
| 132kV Sub Cable | 887863.4587 | 887863.4587 | 0 | 0 | 0

## NARM5 – ED2 actuals
|  |  | Start of year | [5 empty] | Impact on volumes of data cleansing | [5 empty] | Impact of deterioration | [5 empty] | Variance due to Other Non-Intervention Risk Changes | [5 empty] | Movements due to Asset Replacement | [5 empty] | Movements due to Refurbishment activity | [5 empty] | Movements due to General Reinforcement activity | [5 empty] | Movements due to Fault activity | [5 empty] | Movements due to HVP activity - Asset Repl. & Refurb. Drivers | [5 empty] | Movements due to HVP activity - Other drivers | [5 empty] | Movements due to "All other" activity | [5 empty] | End of year | [5 empty] | Forecast movements due to Asset Replacement upon 2028 Profile | [5 empty] | Forecast movements due to Refurbishment upon 2028 Profile | [5 empty] | Forecast movements due to HVP (Asset Replacement and Refurbishment) upon 2028 Profile
|  |  | HI 1 | HI 2 | HI 3 | HI 4 | HI 5 |  | HI 1 | HI 2 | HI 3 | HI 4 | HI 5 |  | HI 1 | HI 2 | HI 3 | HI 4 | HI 5 |  | HI 1 | HI 2 | HI 3 | HI 4 | HI 5 |  | HI 1 | HI 2 | HI 3 | HI 4 | HI 5 |  | HI 1 | HI 2 | HI 3 | HI 4 | HI 5 |  | HI 1 | HI 2 | HI 3 | HI 4 | HI 5 |  | HI 1 | HI 2 | HI 3 | HI 4 | HI 5 |  | HI 1 | HI 2 | HI 3 | HI 4 | HI 5 |  | HI 1 | HI 2 | HI 3 | HI 4 | HI 5 |  | HI 1 | HI 2 | HI 3 | HI 4 | HI 5 |  | HI 1 | HI 2 | HI 3 | HI 4 | HI 5 |  | HI 1 | HI 2 | HI 3 | HI 4 | HI 5 |  | HI 1 | HI 2 | HI 3 | HI 4 | HI 5 |  | HI 1 | HI 2 | HI 3 | HI 4 | HI 5
1 | LV poles
| 2024 | C1 | [5 empty] | 0 | [5 empty] | 0 | [5 empty] | 0 | [5 empty] | 0 | [5 empty] | 0 | [5 empty] | 0 | [5 empty] | 0 | [5 empty] | 0 | [5 empty] | 0 | [5 empty] | 0 | [5 empty] | 0 | 0 | 0 | 0 | 0 | 0 | 0 | [5 empty] | 0 | [5 empty] | 0 | [5 empty] | 0
|  | C2 | [5 empty] | 0 | [5 empty] | 0 | [5 empty] | 0 | [5 empty] | 0 | [5 empty] | 0 | [5 empty] | 0 | [5 empty] | 0 | [5 empty] | 0 | [5 empty] | 0 | [5 empty] | 0 | [5 empty] | 0 | 0 | 0 | 0 | 0 | 0 | 0 | [5 empty] | 0 | [5 empty] | 0 | [5 empty] | 0
|  | C3 | [5 empty] | 0 | [5 empty] | 0 | [5 empty] | 0 | [5 empty] | 0 | [5 empty] | 0 | [5 empty] | 0 | [5 empty] | 0 | [5 empty] | 0 | [5 empty] | 0 | [5 empty] | 0 | [5 empty] | 0 | 0 | 0 | 0 | 0 | 0 | 0 | [5 empty] | 0 | [5 empty] | 0 | [5 empty] | 0
|  | C4 | [5 empty] | 0 | [5 empty] | 0 | [5 empty] | 0 | [5 empty] | 0 | [5 empty] | 0 | [5 empty] | 0 | [5 empty] | 0 | [5 empty] | 0 | [5 empty] | 0 | [5 empty] | 0 | [5 empty] | 0 | 0 | 0 | 0 | 0 | 0 | 0 | [5 empty] | 0 | [5 empty] | 0 | [5 empty] | 0
|  |  | 0 | 0 | 0 | 0 | 0 | 0 | 0 | 0 | 0 | 0 | 0 | 0 | 0 | 0 | 0 | 0 | 0 | 0 | 0 | 0 | 0 | 0 | 0 | 0 | 0 | 0 | 0 | 0 | 0 | 0 | 0 | 0 | 0 | 0 | 0 | 0 | 0 | 0 | 0 | 0 | 0 | 0 | 0 | 0 | 0 | 0 | 0 | 0 | 0 | 0 | 0 | 0 | 0 | 0 | 0 | 0 | 0 | 0 | 0 | 0 | 0 | 0 | 0 | 0 | 0 | 0 | 0 | 0 | 0 | 0 | 0 | 0 | 0 | 0 | 0 | 0 | 0 | 0 | 0 | 0 | 0 | 0 | 0 | 0 | 0 | 0 | 0 | 0 | 0 | 0
| 2025 | C1 | 0 | 0 | 0 | 0 | 0 | 0 | [5 empty] | 0 | [5 empty] | 0 | [5 empty] | 0 | [5 empty] | 0 | [5 empty] | 0 | [5 empty] | 0 | [5 empty] | 0 | [5 empty] | 0 | [5 empty] | 0 | [5 empty] | 0 | 0 | 0 | 0 | 0 | 0 | 0 | [5 empty] | 0 | [5 empty] | 0 | [5 empty] | 0
|  | C2 | 0 | 0 | 0 | 0 | 0 | 0 | [5 empty] | 0 | [5 empty] | 0 | [5 empty] | 0 | [5 empty] | 0 | [5 empty] | 0 | [5 empty] | 0 | [5 empty] | 0 | [5 empty] | 0 | [5 empty] | 0 | [5 empty] | 0 | 0 | 0 | 0 | 0 | 0 | 0 | [5 empty] | 0 | [5 empty] | 0 | [5 empty] | 0
|  | C3 | 0 | 0 | 0 | 0 | 0 | 0 | [5 empty] | 0 | [5 empty] | 0 | [5 empty] | 0 | [5 empty] | 0 | [5 empty] | 0 | [5 empty] | 0 | [5 empty] | 0 | [5 empty] | 0 | [5 empty] | 0 | [5 empty] | 0 | 0 | 0 | 0 | 0 | 0 | 0 | [5 empty] | 0 | [5 empty] | 0 | [5 empty] | 0
|  | C4 | 0 | 0 | 0 | 0 | 0 | 0 | [5 empty] | 0 | [5 empty] | 0 | [5 empty] | 0 | [5 empty] | 0 | [5 empty] | 0 | [5 empty] | 0 | [5 empty] | 0 | [5 empty] | 0 | [5 empty] | 0 | [5 empty] | 0 | 0 | 0 | 0 | 0 | 0 | 0 | [5 empty] | 0 | [5 empty] | 0 | [5 empty] | 0
|  |  | 0 | 0 | 0 | 0 | 0 | 0 | 0 | 0 | 0 | 0 | 0 | 0 | 0 | 0 | 0 | 0 | 0 | 0 | 0 | 0 | 0 | 0 | 0 | 0 | 0 | 0 | 0 | 0 | 0 | 0 | 0 | 0 | 0 | 0 | 0 | 0 | 0 | 0 | 0 | 0 | 0 | 0 | 0 | 0 | 0 | 0 | 0 | 0 | 0 | 0 | 0 | 0 | 0 | 0 | 0 | 0 | 0 | 0 | 0 | 0 | 0 | 0 | 0 | 0 | 0 | 0 | 0 | 0 | 0 | 0 | 0 | 0 | 0 | 0 | 0 | 0 | 0 | 0 | 0 | 0 | 0 | 0 | 0 | 0 | 0 | 0 | 0 | 0 | 0 | 0
| 2026 | C1 | 0 | 0 | 0 | 0 | 0 | 0 | [5 empty] | 0 | [5 empty] | 0 | [5 empty] | 0 | [5 empty] | 0 | [5 empty] | 0 | [5 empty] | 0 | [5 empty] | 0 | [5 empty] | 0 | [5 empty] | 0 | [5 empty] | 0 | 0 | 0 | 0 | 0 | 0 | 0 | [5 empty] | 0 | [5 empty] | 0 | [5 empty] | 0
|  | C2 | 0 | 0 | 0 | 0 | 0 | 0 | [5 empty] | 0 | [5 empty] | 0 | [5 empty] | 0 | [5 empty] | 0 | [5 empty] | 0 | [5 empty] | 0 | [5 empty] | 0 | [5 empty] | 0 | [5 empty] | 0 | [5 empty] | 0 | 0 | 0 | 0 | 0 | 0 | 0 | [5 empty] | 0 | [5 empty] | 0 | [5 empty] | 0
|  | C3 | 0 | 0 | 0 | 0 | 0 | 0 | [5 empty] | 0 | [5 empty] | 0 | [5 empty] | 0 | [5 empty] | 0 | [5 empty] | 0 | [5 empty] | 0 | [5 empty] | 0 | [5 empty] | 0 | [5 empty] | 0 | [5 empty] | 0 | 0 | 0 | 0 | 0 | 0 | 0 | [5 empty] | 0 | [5 empty] | 0 | [5 empty] | 0
|  | C4 | 0 | 0 | 0 | 0 | 0 | 0 | [5 empty] | 0 | [5 empty] | 0 | [5 empty] | 0 | [5 empty] | 0 | [5 empty] | 0 | [5 empty] | 0 | [5 empty] | 0 | [5 empty] | 0 | [5 empty] | 0 | [5 empty] | 0 | 0 | 0 | 0 | 0 | 0 | 0 | [5 empty] | 0 | [5 empty] | 0 | [5 empty] | 0
|  |  | 0 | 0 | 0 | 0 | 0 | 0 | 0 | 0 | 0 | 0 | 0 | 0 | 0 | 0 | 0 | 0 | 0 | 0 | 0 | 0 | 0 | 0 | 0 | 0 | 0 | 0 | 0 | 0 | 0 | 0 | 0 | 0 | 0 | 0 | 0 | 0 | 0 | 0 | 0 | 0 | 0 | 0 | 0 | 0 | 0 | 0 | 0 | 0 | 0 | 0 | 0 | 0 | 0 | 0 | 0 | 0 | 0 | 0 | 0 | 0 | 0 | 0 | 0 | 0 | 0 | 0 | 0 | 0 | 0 | 0 | 0 | 0 | 0 | 0 | 0 | 0 | 0 | 0 | 0 | 0 | 0 | 0 | 0 | 0 | 0 | 0 | 0 | 0 | 0 | 0
| 2027 | C1 | 0 | 0 | 0 | 0 | 0 | 0 | [5 empty] | 0 | [5 empty] | 0 | [5 empty] | 0 | [5 empty] | 0 | [5 empty] | 0 | [5 empty] | 0 | [5 empty] | 0 | [5 empty] | 0 | [5 empty] | 0 | [5 empty] | 0 | 0 | 0 | 0 | 0 | 0 | 0 | [5 empty] | 0 | [5 empty] | 0 | [5 empty] | 0
|  | C2 | 0 | 0 | 0 | 0 | 0 | 0 | [5 empty] | 0 | [5 empty] | 0 | [5 empty] | 0 | [5 empty] | 0 | [5 empty] | 0 | [5 empty] | 0 | [5 empty] | 0 | [5 empty] | 0 | [5 empty] | 0 | [5 empty] | 0 | 0 | 0 | 0 | 0 | 0 | 0 | [5 empty] | 0 | [5 empty] | 0 | [5 empty] | 0
|  | C3 | 0 | 0 | 0 | 0 | 0 | 0 | [5 empty] | 0 | [5 empty] | 0 | [5 empty] | 0 | [5 empty] | 0 | [5 empty] | 0 | [5 empty] | 0 | [5 empty] | 0 | [5 empty] | 0 | [5 empty] | 0 | [5 empty] | 0 | 0 | 0 | 0 | 0 | 0 | 0 | [5 empty] | 0 | [5 empty] | 0 | [5 empty] | 0
|  | C4 | 0 | 0 | 0 | 0 | 0 | 0 | [5 empty] | 0 | [5 empty] | 0 | [5 empty] | 0 | [5 empty] | 0 | [5 empty] | 0 | [5 empty] | 0 | [5 empty] | 0 | [5 empty] | 0 | [5 empty] | 0 | [5 empty] | 0 | 0 | 0 | 0 | 0 | 0 | 0 | [5 empty] | 0 | [5 empty] | 0 | [5 empty] | 0
|  |  | 0 | 0 | 0 | 0 | 0 | 0 | 0 | 0 | 0 | 0 | 0 | 0 | 0 | 0 | 0 | 0 | 0 | 0 | 0 | 0 | 0 | 0 | 0 | 0 | 0 | 0 | 0 | 0 | 0 | 0 | 0 | 0 | 0 | 0 | 0 | 0 | 0 | 0 | 0 | 0 | 0 | 0 | 0 | 0 | 0 | 0 | 0 | 0 | 0 | 0 | 0 | 0 | 0 | 0 | 0 | 0 | 0 | 0 | 0 | 0 | 0 | 0 | 0 | 0 | 0 | 0 | 0 | 0 | 0 | 0 | 0 | 0 | 0 | 0 | 0 | 0 | 0 | 0 | 0 | 0 | 0 | 0 | 0 | 0 | 0 | 0 | 0 | 0 | 0 | 0
| 2028 | C1 | 0 | 0 | 0 | 0 | 0 | 0 | [5 empty] | 0 | [5 empty] | 0 | [5 empty] | 0 | [5 empty] | 0 | [5 empty] | 0 | [5 empty] | 0 | [5 empty] | 0 | [5 empty] | 0 | [5 empty] | 0 | [5 empty] | 0 | 0 | 0 | 0 | 0 | 0 | 0 | [5 empty] | 0 | [5 empty] | 0 | [5 empty] | 0
|  | C2 | 0 | 0 | 0 | 0 | 0 | 0 | [5 empty] | 0 | [5 empty] | 0 | [5 empty] | 0 | [5 empty] | 0 | [5 empty] | 0 | [5 empty] | 0 | [5 empty] | 0 | [5 empty] | 0 | [5 empty] | 0 | [5 empty] | 0 | 0 | 0 | 0 | 0 | 0 | 0 | [5 empty] | 0 | [5 empty] | 0 | [5 empty] | 0
|  | C3 | 0 | 0 | 0 | 0 | 0 | 0 | [5 empty] | 0 | [5 empty] | 0 | [5 empty] | 0 | [5 empty] | 0 | [5 empty] | 0 | [5 empty] | 0 | [5 empty] | 0 | [5 empty] | 0 | [5 empty] | 0 | [5 empty] | 0 | 0 | 0 | 0 | 0 | 0 | 0 | [5 empty] | 0 | [5 empty] | 0 | [5 empty] | 0
|  | C4 | 0 | 0 | 0 | 0 | 0 | 0 | [5 empty] | 0 | [5 empty] | 0 | [5 empty] | 0 | [5 empty] | 0 | [5 empty] | 0 | [5 empty] | 0 | [5 empty] | 0 | [5 empty] | 0 | [5 empty] | 0 | [5 empty] | 0 | 0 | 0 | 0 | 0 | 0 | 0 | [5 empty] | 0 | [5 empty] | 0 | [5 empty] | 0
|  |  | 0 | 0 | 0 | 0 | 0 | 0 | 0 | 0 | 0 | 0 | 0 | 0 | 0 | 0 | 0 | 0 | 0 | 0 | 0 | 0 | 0 | 0 | 0 | 0 | 0 | 0 | 0 | 0 | 0 | 0 | 0 | 0 | 0 | 0 | 0 | 0 | 0 | 0 | 0 | 0 | 0 | 0 | 0 | 0 | 0 | 0 | 0 | 0 | 0 | 0 | 0 | 0 | 0 | 0 | 0 | 0 | 0 | 0 | 0 | 0 | 0 | 0 | 0 | 0 | 0 | 0 | 0 | 0 | 0 | 0 | 0 | 0 | 0 | 0 | 0 | 0 | 0 | 0 | 0 | 0 | 0 | 0 | 0 | 0 | 0 | 0 | 0 | 0 | 0 | 0
2 | LV Circuit Breaker
| 2024 | C1 | [5 empty] | 0 | [5 empty] | 0 | [5 empty] | 0 | [5 empty] | 0 | [5 empty] | 0 | [5 empty] | 0 | [5 empty] | 0 | [5 empty] | 0 | [5 empty] | 0 | [5 empty] | 0 | [5 empty] | 0 | 0 | 0 | 0 | 0 | 0 | 0 | [5 empty] | 0 | [5 empty] | 0 | [5 empty] | 0
|  | C2 | [5 empty] | 0 | [5 empty] | 0 | [5 empty] | 0 | [5 empty] | 0 | [5 empty] | 0 | [5 empty] | 0 | [5 empty] | 0 | [5 empty] | 0 | [5 empty] | 0 | [5 empty] | 0 | [5 empty] | 0 | 0 | 0 | 0 | 0 | 0 | 0 | [5 empty] | 0 | [5 empty] | 0 | [5 empty] | 0
|  | C3 | [5 empty] | 0 | [5 empty] | 0 | [5 empty] | 0 | [5 empty] | 0 | [5 empty] | 0 | [5 empty] | 0 | [5 empty] | 0 | [5 empty] | 0 | [5 empty] | 0 | [5 empty] | 0 | [5 empty] | 0 | 0 | 0 | 0 | 0 | 0 | 0 | [5 empty] | 0 | [5 empty] | 0 | [5 empty] | 0
|  | C4 | [5 empty] | 0 | [5 empty] | 0 | [5 empty] | 0 | [5 empty] | 0 | [5 empty] | 0 | [5 empty] | 0 | [5 empty] | 0 | [5 empty] | 0 | [5 empty] | 0 | [5 empty] | 0 | [5 empty] | 0 | 0 | 0 | 0 | 0 | 0 | 0 | [5 empty] | 0 | [5 empty] | 0 | [5 empty] | 0
|  |  | 0 | 0 | 0 | 0 | 0 | 0 | 0 | 0 | 0 | 0 | 0 | 0 | 0 | 0 | 0 | 0 | 0 | 0 | 0 | 0 | 0 | 0 | 0 | 0 | 0 | 0 | 0 | 0 | 0 | 0 | 0 | 0 | 0 | 0 | 0 | 0 | 0 | 0 | 0 | 0 | 0 | 0 | 0 | 0 | 0 | 0 | 0 | 0 | 0 | 0 | 0 | 0 | 0 | 0 | 0 | 0 | 0 | 0 | 0 | 0 | 0 | 0 | 0 | 0 | 0 | 0 | 0 | 0 | 0 | 0 | 0 | 0 | 0 | 0 | 0 | 0 | 0 | 0 | 0 | 0 | 0 | 0 | 0 | 0 | 0 | 0 | 0 | 0 | 0 | 0
| 2025 | C1 | 0 | 0 | 0 | 0 | 0 | 0 | [5 empty] | 0 | [5 empty] | 0 | [5 empty] | 0 | [5 empty] | 0 | [5 empty] | 0 | [5 empty] | 0 | [5 empty] | 0 | [5 empty] | 0 | [5 empty] | 0 | [5 empty] | 0 | 0 | 0 | 0 | 0 | 0 | 0 | [5 empty] | 0 | [5 empty] | 0 | [5 empty] | 0
|  | C2 | 0 | 0 | 0 | 0 | 0 | 0 | [5 empty] | 0 | [5 empty] | 0 | [5 empty] | 0 | [5 empty] | 0 | [5 empty] | 0 | [5 empty] | 0 | [5 empty] | 0 | [5 empty] | 0 | [5 empty] | 0 | [5 empty] | 0 | 0 | 0 | 0 | 0 | 0 | 0 | [5 empty] | 0 | [5 empty] | 0 | [5 empty] | 0
|  | C3 | 0 | 0 | 0 | 0 | 0 | 0 | [5 empty] | 0 | [5 empty] | 0 | [5 empty] | 0 | [5 empty] | 0 | [5 empty] | 0 | [5 empty] | 0 | [5 empty] | 0 | [5 empty] | 0 | [5 empty] | 0 | [5 empty] | 0 | 0 | 0 | 0 | 0 | 0 | 0 | [5 empty] | 0 | [5 empty] | 0 | [5 empty] | 0
|  | C4 | 0 | 0 | 0 | 0 | 0 | 0 | [5 empty] | 0 | [5 empty] | 0 | [5 empty] | 0 | [5 empty] | 0 | [5 empty] | 0 | [5 empty] | 0 | [5 empty] | 0 | [5 empty] | 0 | [5 empty] | 0 | [5 empty] | 0 | 0 | 0 | 0 | 0 | 0 | 0 | [5 empty] | 0 | [5 empty] | 0 | [5 empty] | 0
|  |  | 0 | 0 | 0 | 0 | 0 | 0 | 0 | 0 | 0 | 0 | 0 | 0 | 0 | 0 | 0 | 0 | 0 | 0 | 0 | 0 | 0 | 0 | 0 | 0 | 0 | 0 | 0 | 0 | 0 | 0 | 0 | 0 | 0 | 0 | 0 | 0 | 0 | 0 | 0 | 0 | 0 | 0 | 0 | 0 | 0 | 0 | 0 | 0 | 0 | 0 | 0 | 0 | 0 | 0 | 0 | 0 | 0 | 0 | 0 | 0 | 0 | 0 | 0 | 0 | 0 | 0 | 0 | 0 | 0 | 0 | 0 | 0 | 0 | 0 | 0 | 0 | 0 | 0 | 0 | 0 | 0 | 0 | 0 | 0 | 0 | 0 | 0 | 0 | 0 | 0
| 2026 | C1 | 0 | 0 | 0 | 0 | 0 | 0 | [5 empty] | 0 | [5 empty] | 0 | [5 empty] | 0 | [5 empty] | 0 | [5 empty] | 0 | [5 empty] | 0 | [5 empty] | 0 | [5 empty] | 0 | [5 empty] | 0 | [5 empty] | 0 | 0 | 0 | 0 | 0 | 0 | 0 | [5 empty] | 0 | [5 empty] | 0 | [5 empty] | 0
|  | C2 | 0 | 0 | 0 | 0 | 0 | 0 | [5 empty] | 0 | [5 empty] | 0 | [5 empty] | 0 | [5 empty] | 0 | [5 empty] | 0 | [5 empty] | 0 | [5 empty] | 0 | [5 empty] | 0 | [5 empty] | 0 | [5 empty] | 0 | 0 | 0 | 0 | 0 | 0 | 0 | [5 empty] | 0 | [5 empty] | 0 | [5 empty] | 0
|  | C3 | 0 | 0 | 0 | 0 | 0 | 0 | [5 empty] | 0 | [5 empty] | 0 | [5 empty] | 0 | [5 empty] | 0 | [5 empty] | 0 | [5 empty] | 0 | [5 empty] | 0 | [5 empty] | 0 | [5 empty] | 0 | [5 empty] | 0 | 0 | 0 | 0 | 0 | 0 | 0 | [5 empty] | 0 | [5 empty] | 0 | [5 empty] | 0
|  | C4 | 0 | 0 | 0 | 0 | 0 | 0 | [5 empty] | 0 | [5 empty] | 0 | [5 empty] | 0 | [5 empty] | 0 | [5 empty] | 0 | [5 empty] | 0 | [5 empty] | 0 | [5 empty] | 0 | [5 empty] | 0 | [5 empty] | 0 | 0 | 0 | 0 | 0 | 0 | 0 | [5 empty] | 0 | [5 empty] | 0 | [5 empty] | 0
|  |  | 0 | 0 | 0 | 0 | 0 | 0 | 0 | 0 | 0 | 0 | 0 | 0 | 0 | 0 | 0 | 0 | 0 | 0 | 0 | 0 | 0 | 0 | 0 | 0 | 0 | 0 | 0 | 0 | 0 | 0 | 0 | 0 | 0 | 0 | 0 | 0 | 0 | 0 | 0 | 0 | 0 | 0 | 0 | 0 | 0 | 0 | 0 | 0 | 0 | 0 | 0 | 0 | 0 | 0 | 0 | 0 | 0 | 0 | 0 | 0 | 0 | 0 | 0 | 0 | 0 | 0 | 0 | 0 | 0 | 0 | 0 | 0 | 0 | 0 | 0 | 0 | 0 | 0 | 0 | 0 | 0 | 0 | 0 | 0 | 0 | 0 | 0 | 0 | 0 | 0
| 2027 | C1 | 0 | 0 | 0 | 0 | 0 | 0 | [5 empty] | 0 | [5 empty] | 0 | [5 empty] | 0 | [5 empty] | 0 | [5 empty] | 0 | [5 empty] | 0 | [5 empty] | 0 | [5 empty] | 0 | [5 empty] | 0 | [5 empty] | 0 | 0 | 0 | 0 | 0 | 0 | 0 | [5 empty] | 0 | [5 empty] | 0 | [5 empty] | 0
|  | C2 | 0 | 0 | 0 | 0 | 0 | 0 | [5 empty] | 0 | [5 empty] | 0 | [5 empty] | 0 | [5 empty] | 0 | [5 empty] | 0 | [5 empty] | 0 | [5 empty] | 0 | [5 empty] | 0 | [5 empty] | 0 | [5 empty] | 0 | 0 | 0 | 0 | 0 | 0 | 0 | [5 empty] | 0 | [5 empty] | 0 | [5 empty] | 0
|  | C3 | 0 | 0 | 0 | 0 | 0 | 0 | [5 empty] | 0 | [5 empty] | 0 | [5 empty] | 0 | [5 empty] | 0 | [5 empty] | 0 | [5 empty] | 0 | [5 empty] | 0 | [5 empty] | 0 | [5 empty] | 0 | [5 empty] | 0 | 0 | 0 | 0 | 0 | 0 | 0 | [5 empty] | 0 | [5 empty] | 0 | [5 empty] | 0
|  | C4 | 0 | 0 | 0 | 0 | 0 | 0 | [5 empty] | 0 | [5 empty] | 0 | [5 empty] | 0 | [5 empty] | 0 | [5 empty] | 0 | [5 empty] | 0 | [5 empty] | 0 | [5 empty] | 0 | [5 empty] | 0 | [5 empty] | 0 | 0 | 0 | 0 | 0 | 0 | 0 | [5 empty] | 0 | [5 empty] | 0 | [5 empty] | 0
|  |  | 0 | 0 | 0 | 0 | 0 | 0 | 0 | 0 | 0 | 0 | 0 | 0 | 0 | 0 | 0 | 0 | 0 | 0 | 0 | 0 | 0 | 0 | 0 | 0 | 0 | 0 | 0 | 0 | 0 | 0 | 0 | 0 | 0 | 0 | 0 | 0 | 0 | 0 | 0 | 0 | 0 | 0 | 0 | 0 | 0 | 0 | 0 | 0 | 0 | 0 | 0 | 0 | 0 | 0 | 0 | 0 | 0 | 0 | 0 | 0 | 0 | 0 | 0 | 0 | 0 | 0 | 0 | 0 | 0 | 0 | 0 | 0 | 0 | 0 | 0 | 0 | 0 | 0 | 0 | 0 | 0 | 0 | 0 | 0 | 0 | 0 | 0 | 0 | 0 | 0
| 2028 | C1 | 0 | 0 | 0 | 0 | 0 | 0 | [5 empty] | 0 | [5 empty] | 0 | [5 empty] | 0 | [5 empty] | 0 | [5 empty] | 0 | [5 empty] | 0 | [5 empty] | 0 | [5 empty] | 0 | [5 empty] | 0 | [5 empty] | 0 | 0 | 0 | 0 | 0 | 0 | 0 | [5 empty] | 0 | [5 empty] | 0 | [5 empty] | 0
|  | C2 | 0 | 0 | 0 | 0 | 0 | 0 | [5 empty] | 0 | [5 empty] | 0 | [5 empty] | 0 | [5 empty] | 0 | [5 empty] | 0 | [5 empty] | 0 | [5 empty] | 0 | [5 empty] | 0 | [5 empty] | 0 | [5 empty] | 0 | 0 | 0 | 0 | 0 | 0 | 0 | [5 empty] | 0 | [5 empty] | 0 | [5 empty] | 0
|  | C3 | 0 | 0 | 0 | 0 | 0 | 0 | [5 empty] | 0 | [5 empty] | 0 | [5 empty] | 0 | [5 empty] | 0 | [5 empty] | 0 | [5 empty] | 0 | [5 empty] | 0 | [5 empty] | 0 | [5 empty] | 0 | [5 empty] | 0 | 0 | 0 | 0 | 0 | 0 | 0 | [5 empty] | 0 | [5 empty] | 0 | [5 empty] | 0
|  | C4 | 0 | 0 | 0 | 0 | 0 | 0 | [5 empty] | 0 | [5 empty] | 0 | [5 empty] | 0 | [5 empty] | 0 | [5 empty] | 0 | [5 empty] | 0 | [5 empty] | 0 | [5 empty] | 0 | [5 empty] | 0 | [5 empty] | 0 | 0 | 0 | 0 | 0 | 0 | 0 | [5 empty] | 0 | [5 empty] | 0 | [5 empty] | 0
|  |  | 0 | 0 | 0 | 0 | 0 | 0 | 0 | 0 | 0 | 0 | 0 | 0 | 0 | 0 | 0 | 0 | 0 | 0 | 0 | 0 | 0 | 0 | 0 | 0 | 0 | 0 | 0 | 0 | 0 | 0 | 0 | 0 | 0 | 0 | 0 | 0 | 0 | 0 | 0 | 0 | 0 | 0 | 0 | 0 | 0 | 0 | 0 | 0 | 0 | 0 | 0 | 0 | 0 | 0 | 0 | 0 | 0 | 0 | 0 | 0 | 0 | 0 | 0 | 0 | 0 | 0 | 0 | 0 | 0 | 0 | 0 | 0 | 0 | 0 | 0 | 0 | 0 | 0 | 0 | 0 | 0 | 0 | 0 | 0 | 0 | 0 | 0 | 0 | 0 | 0
3 | LV Pillar (ID)
| 2024 | C1 | [5 empty] | 0 | [5 empty] | 0 | [5 empty] | 0 | [5 empty] | 0 | [5 empty] | 0 | [5 empty] | 0 | [5 empty] | 0 | [5 empty] | 0 | [5 empty] | 0 | [5 empty] | 0 | [5 empty] | 0 | 0 | 0 | 0 | 0 | 0 | 0 | [5 empty] | 0 | [5 empty] | 0 | [5 empty] | 0
|  | C2 | [5 empty] | 0 | [5 empty] | 0 | [5 empty] | 0 | [5 empty] | 0 | [5 empty] | 0 | [5 empty] | 0 | [5 empty] | 0 | [5 empty] | 0 | [5 empty] | 0 | [5 empty] | 0 | [5 empty] | 0 | 0 | 0 | 0 | 0 | 0 | 0 | [5 empty] | 0 | [5 empty] | 0 | [5 empty] | 0
|  | C3 | [5 empty] | 0 | [5 empty] | 0 | [5 empty] | 0 | [5 empty] | 0 | [5 empty] | 0 | [5 empty] | 0 | [5 empty] | 0 | [5 empty] | 0 | [5 empty] | 0 | [5 empty] | 0 | [5 empty] | 0 | 0 | 0 | 0 | 0 | 0 | 0 | [5 empty] | 0 | [5 empty] | 0 | [5 empty] | 0
|  | C4 | [5 empty] | 0 | [5 empty] | 0 | [5 empty] | 0 | [5 empty] | 0 | [5 empty] | 0 | [5 empty] | 0 | [5 empty] | 0 | [5 empty] | 0 | [5 empty] | 0 | [5 empty] | 0 | [5 empty] | 0 | 0 | 0 | 0 | 0 | 0 | 0 | [5 empty] | 0 | [5 empty] | 0 | [5 empty] | 0
|  |  | 0 | 0 | 0 | 0 | 0 | 0 | 0 | 0 | 0 | 0 | 0 | 0 | 0 | 0 | 0 | 0 | 0 | 0 | 0 | 0 | 0 | 0 | 0 | 0 | 0 | 0 | 0 | 0 | 0 | 0 | 0 | 0 | 0 | 0 | 0 | 0 | 0 | 0 | 0 | 0 | 0 | 0 | 0 | 0 | 0 | 0 | 0 | 0 | 0 | 0 | 0 | 0 | 0 | 0 | 0 | 0 | 0 | 0 | 0 | 0 | 0 | 0 | 0 | 0 | 0 | 0 | 0 | 0 | 0 | 0 | 0 | 0 | 0 | 0 | 0 | 0 | 0 | 0 | 0 | 0 | 0 | 0 | 0 | 0 | 0 | 0 | 0 | 0 | 0 | 0
| 2025 | C1 | 0 | 0 | 0 | 0 | 0 | 0 | [5 empty] | 0 | [5 empty] | 0 | [5 empty] | 0 | [5 empty] | 0 | [5 empty] | 0 | [5 empty] | 0 | [5 empty] | 0 | [5 empty] | 0 | [5 empty] | 0 | [5 empty] | 0 | 0 | 0 | 0 | 0 | 0 | 0 | [5 empty] | 0 | [5 empty] | 0 | [5 empty] | 0
|  | C2 | 0 | 0 | 0 | 0 | 0 | 0 | [5 empty] | 0 | [5 empty] | 0 | [5 empty] | 0 | [5 empty] | 0 | [5 empty] | 0 | [5 empty] | 0 | [5 empty] | 0 | [5 empty] | 0 | [5 empty] | 0 | [5 empty] | 0 | 0 | 0 | 0 | 0 | 0 | 0 | [5 empty] | 0 | [5 empty] | 0 | [5 empty] | 0
|  | C3 | 0 | 0 | 0 | 0 | 0 | 0 | [5 empty] | 0 | [5 empty] | 0 | [5 empty] | 0 | [5 empty] | 0 | [5 empty] | 0 | [5 empty] | 0 | [5 empty] | 0 | [5 empty] | 0 | [5 empty] | 0 | [5 empty] | 0 | 0 | 0 | 0 | 0 | 0 | 0 | [5 empty] | 0 | [5 empty] | 0 | [5 empty] | 0
|  | C4 | 0 | 0 | 0 | 0 | 0 | 0 | [5 empty] | 0 | [5 empty] | 0 | [5 empty] | 0 | [5 empty] | 0 | [5 empty] | 0 | [5 empty] | 0 | [5 empty] | 0 | [5 empty] | 0 | [5 empty] | 0 | [5 empty] | 0 | 0 | 0 | 0 | 0 | 0 | 0 | [5 empty] | 0 | [5 empty] | 0 | [5 empty] | 0
|  |  | 0 | 0 | 0 | 0 | 0 | 0 | 0 | 0 | 0 | 0 | 0 | 0 | 0 | 0 | 0 | 0 | 0 | 0 | 0 | 0 | 0 | 0 | 0 | 0 | 0 | 0 | 0 | 0 | 0 | 0 | 0 | 0 | 0 | 0 | 0 | 0 | 0 | 0 | 0 | 0 | 0 | 0 | 0 | 0 | 0 | 0 | 0 | 0 | 0 | 0 | 0 | 0 | 0 | 0 | 0 | 0 | 0 | 0 | 0 | 0 | 0 | 0 | 0 | 0 | 0 | 0 | 0 | 0 | 0 | 0 | 0 | 0 | 0 | 0 | 0 | 0 | 0 | 0 | 0 | 0 | 0 | 0 | 0 | 0 | 0 | 0 | 0 | 0 | 0 | 0
| 2026 | C1 | 0 | 0 | 0 | 0 | 0 | 0 | [5 empty] | 0 | [5 empty] | 0 | [5 empty] | 0 | [5 empty] | 0 | [5 empty] | 0 | [5 empty] | 0 | [5 empty] | 0 | [5 empty] | 0 | [5 empty] | 0 | [5 empty] | 0 | 0 | 0 | 0 | 0 | 0 | 0 | [5 empty] | 0 | [5 empty] | 0 | [5 empty] | 0
|  | C2 | 0 | 0 | 0 | 0 | 0 | 0 | [5 empty] | 0 | [5 empty] | 0 | [5 empty] | 0 | [5 empty] | 0 | [5 empty] | 0 | [5 empty] | 0 | [5 empty] | 0 | [5 empty] | 0 | [5 empty] | 0 | [5 empty] | 0 | 0 | 0 | 0 | 0 | 0 | 0 | [5 empty] | 0 | [5 empty] | 0 | [5 empty] | 0
|  | C3 | 0 | 0 | 0 | 0 | 0 | 0 | [5 empty] | 0 | [5 empty] | 0 | [5 empty] | 0 | [5 empty] | 0 | [5 empty] | 0 | [5 empty] | 0 | [5 empty] | 0 | [5 empty] | 0 | [5 empty] | 0 | [5 empty] | 0 | 0 | 0 | 0 | 0 | 0 | 0 | [5 empty] | 0 | [5 empty] | 0 | [5 empty] | 0
|  | C4 | 0 | 0 | 0 | 0 | 0 | 0 | [5 empty] | 0 | [5 empty] | 0 | [5 empty] | 0 | [5 empty] | 0 | [5 empty] | 0 | [5 empty] | 0 | [5 empty] | 0 | [5 empty] | 0 | [5 empty] | 0 | [5 empty] | 0 | 0 | 0 | 0 | 0 | 0 | 0 | [5 empty] | 0 | [5 empty] | 0 | [5 empty] | 0
|  |  | 0 | 0 | 0 | 0 | 0 | 0 | 0 | 0 | 0 | 0 | 0 | 0 | 0 | 0 | 0 | 0 | 0 | 0 | 0 | 0 | 0 | 0 | 0 | 0 | 0 | 0 | 0 | 0 | 0 | 0 | 0 | 0 | 0 | 0 | 0 | 0 | 0 | 0 | 0 | 0 | 0 | 0 | 0 | 0 | 0 | 0 | 0 | 0 | 0 | 0 | 0 | 0 | 0 | 0 | 0 | 0 | 0 | 0 | 0 | 0 | 0 | 0 | 0 | 0 | 0 | 0 | 0 | 0 | 0 | 0 | 0 | 0 | 0 | 0 | 0 | 0 | 0 | 0 | 0 | 0 | 0 | 0 | 0 | 0 | 0 | 0 | 0 | 0 | 0 | 0
| 2027 | C1 | 0 | 0 | 0 | 0 | 0 | 0 | [5 empty] | 0 | [5 empty] | 0 | [5 empty] | 0 | [5 empty] | 0 | [5 empty] | 0 | [5 empty] | 0 | [5 empty] | 0 | [5 empty] | 0 | [5 empty] | 0 | [5 empty] | 0 | 0 | 0 | 0 | 0 | 0 | 0 | [5 empty] | 0 | [5 empty] | 0 | [5 empty] | 0
|  | C2 | 0 | 0 | 0 | 0 | 0 | 0 | [5 empty] | 0 | [5 empty] | 0 | [5 empty] | 0 | [5 empty] | 0 | [5 empty] | 0 | [5 empty] | 0 | [5 empty] | 0 | [5 empty] | 0 | [5 empty] | 0 | [5 empty] | 0 | 0 | 0 | 0 | 0 | 0 | 0 | [5 empty] | 0 | [5 empty] | 0 | [5 empty] | 0
|  | C3 | 0 | 0 | 0 | 0 | 0 | 0 | [5 empty] | 0 | [5 empty] | 0 | [5 empty] | 0 | [5 empty] | 0 | [5 empty] | 0 | [5 empty] | 0 | [5 empty] | 0 | [5 empty] | 0 | [5 empty] | 0 | [5 empty] | 0 | 0 | 0 | 0 | 0 | 0 | 0 | [5 empty] | 0 | [5 empty] | 0 | [5 empty] | 0
|  | C4 | 0 | 0 | 0 | 0 | 0 | 0 | [5 empty] | 0 | [5 empty] | 0 | [5 empty] | 0 | [5 empty] | 0 | [5 empty] | 0 | [5 empty] | 0 | [5 empty] | 0 | [5 empty] | 0 | [5 empty] | 0 | [5 empty] | 0 | 0 | 0 | 0 | 0 | 0 | 0 | [5 empty] | 0 | [5 empty] | 0 | [5 empty] | 0
|  |  | 0 | 0 | 0 | 0 | 0 | 0 | 0 | 0 | 0 | 0 | 0 | 0 | 0 | 0 | 0 | 0 | 0 | 0 | 0 | 0 | 0 | 0 | 0 | 0 | 0 | 0 | 0 | 0 | 0 | 0 | 0 | 0 | 0 | 0 | 0 | 0 | 0 | 0 | 0 | 0 | 0 | 0 | 0 | 0 | 0 | 0 | 0 | 0 | 0 | 0 | 0 | 0 | 0 | 0 | 0 | 0 | 0 | 0 | 0 | 0 | 0 | 0 | 0 | 0 | 0 | 0 | 0 | 0 | 0 | 0 | 0 | 0 | 0 | 0 | 0 | 0 | 0 | 0 | 0 | 0 | 0 | 0 | 0 | 0 | 0 | 0 | 0 | 0 | 0 | 0
| 2028 | C1 | 0 | 0 | 0 | 0 | 0 | 0 | [5 empty] | 0 | [5 empty] | 0 | [5 empty] | 0 | [5 empty] | 0 | [5 empty] | 0 | [5 empty] | 0 | [5 empty] | 0 | [5 empty] | 0 | [5 empty] | 0 | [5 empty] | 0 | 0 | 0 | 0 | 0 | 0 | 0 | [5 empty] | 0 | [5 empty] | 0 | [5 empty] | 0
|  | C2 | 0 | 0 | 0 | 0 | 0 | 0 | [5 empty] | 0 | [5 empty] | 0 | [5 empty] | 0 | [5 empty] | 0 | [5 empty] | 0 | [5 empty] | 0 | [5 empty] | 0 | [5 empty] | 0 | [5 empty] | 0 | [5 empty] | 0 | 0 | 0 | 0 | 0 | 0 | 0 | [5 empty] | 0 | [5 empty] | 0 | [5 empty] | 0
|  | C3 | 0 | 0 | 0 | 0 | 0 | 0 | [5 empty] | 0 | [5 empty] | 0 | [5 empty] | 0 | [5 empty] | 0 | [5 empty] | 0 | [5 empty] | 0 | [5 empty] | 0 | [5 empty] | 0 | [5 empty] | 0 | [5 empty] | 0 | 0 | 0 | 0 | 0 | 0 | 0 | [5 empty] | 0 | [5 empty] | 0 | [5 empty] | 0
|  | C4 | 0 | 0 | 0 | 0 | 0 | 0 | [5 empty] | 0 | [5 empty] | 0 | [5 empty] | 0 | [5 empty] | 0 | [5 empty] | 0 | [5 empty] | 0 | [5 empty] | 0 | [5 empty] | 0 | [5 empty] | 0 | [5 empty] | 0 | 0 | 0 | 0 | 0 | 0 | 0 | [5 empty] | 0 | [5 empty] | 0 | [5 empty] | 0
|  |  | 0 | 0 | 0 | 0 | 0 | 0 | 0 | 0 | 0 | 0 | 0 | 0 | 0 | 0 | 0 | 0 | 0 | 0 | 0 | 0 | 0 | 0 | 0 | 0 | 0 | 0 | 0 | 0 | 0 | 0 | 0 | 0 | 0 | 0 | 0 | 0 | 0 | 0 | 0 | 0 | 0 | 0 | 0 | 0 | 0 | 0 | 0 | 0 | 0 | 0 | 0 | 0 | 0 | 0 | 0 | 0 | 0 | 0 | 0 | 0 | 0 | 0 | 0 | 0 | 0 | 0 | 0 | 0 | 0 | 0 | 0 | 0 | 0 | 0 | 0 | 0 | 0 | 0 | 0 | 0 | 0 | 0 | 0 | 0 | 0 | 0 | 0 | 0 | 0 | 0
4 | LV Pillar (OD at Substation)
| 2024 | C1 | [5 empty] | 0 | [5 empty] | 0 | [5 empty] | 0 | [5 empty] | 0 | [5 empty] | 0 | [5 empty] | 0 | [5 empty] | 0 | [5 empty] | 0 | [5 empty] | 0 | [5 empty] | 0 | [5 empty] | 0 | 0 | 0 | 0 | 0 | 0 | 0 | [5 empty] | 0 | [5 empty] | 0 | [5 empty] | 0
|  | C2 | [5 empty] | 0 | [5 empty] | 0 | [5 empty] | 0 | [5 empty] | 0 | [5 empty] | 0 | [5 empty] | 0 | [5 empty] | 0 | [5 empty] | 0 | [5 empty] | 0 | [5 empty] | 0 | [5 empty] | 0 | 0 | 0 | 0 | 0 | 0 | 0 | [5 empty] | 0 | [5 empty] | 0 | [5 empty] | 0
|  | C3 | [5 empty] | 0 | [5 empty] | 0 | [5 empty] | 0 | [5 empty] | 0 | [5 empty] | 0 | [5 empty] | 0 | [5 empty] | 0 | [5 empty] | 0 | [5 empty] | 0 | [5 empty] | 0 | [5 empty] | 0 | 0 | 0 | 0 | 0 | 0 | 0 | [5 empty] | 0 | [5 empty] | 0 | [5 empty] | 0
|  | C4 | [5 empty] | 0 | [5 empty] | 0 | [5 empty] | 0 | [5 empty] | 0 | [5 empty] | 0 | [5 empty] | 0 | [5 empty] | 0 | [5 empty] | 0 | [5 empty] | 0 | [5 empty] | 0 | [5 empty] | 0 | 0 | 0 | 0 | 0 | 0 | 0 | [5 empty] | 0 | [5 empty] | 0 | [5 empty] | 0
|  |  | 0 | 0 | 0 | 0 | 0 | 0 | 0 | 0 | 0 | 0 | 0 | 0 | 0 | 0 | 0 | 0 | 0 | 0 | 0 | 0 | 0 | 0 | 0 | 0 | 0 | 0 | 0 | 0 | 0 | 0 | 0 | 0 | 0 | 0 | 0 | 0 | 0 | 0 | 0 | 0 | 0 | 0 | 0 | 0 | 0 | 0 | 0 | 0 | 0 | 0 | 0 | 0 | 0 | 0 | 0 | 0 | 0 | 0 | 0 | 0 | 0 | 0 | 0 | 0 | 0 | 0 | 0 | 0 | 0 | 0 | 0 | 0 | 0 | 0 | 0 | 0 | 0 | 0 | 0 | 0 | 0 | 0 | 0 | 0 | 0 | 0 | 0 | 0 | 0 | 0
| 2025 | C1 | 0 | 0 | 0 | 0 | 0 | 0 | [5 empty] | 0 | [5 empty] | 0 | [5 empty] | 0 | [5 empty] | 0 | [5 empty] | 0 | [5 empty] | 0 | [5 empty] | 0 | [5 empty] | 0 | [5 empty] | 0 | [5 empty] | 0 | 0 | 0 | 0 | 0 | 0 | 0 | [5 empty] | 0 | [5 empty] | 0 | [5 empty] | 0
|  | C2 | 0 | 0 | 0 | 0 | 0 | 0 | [5 empty] | 0 | [5 empty] | 0 | [5 empty] | 0 | [5 empty] | 0 | [5 empty] | 0 | [5 empty] | 0 | [5 empty] | 0 | [5 empty] | 0 | [5 empty] | 0 | [5 empty] | 0 | 0 | 0 | 0 | 0 | 0 | 0 | [5 empty] | 0 | [5 empty] | 0 | [5 empty] | 0
|  | C3 | 0 | 0 | 0 | 0 | 0 | 0 | [5 empty] | 0 | [5 empty] | 0 | [5 empty] | 0 | [5 empty] | 0 | [5 empty] | 0 | [5 empty] | 0 | [5 empty] | 0 | [5 empty] | 0 | [5 empty] | 0 | [5 empty] | 0 | 0 | 0 | 0 | 0 | 0 | 0 | [5 empty] | 0 | [5 empty] | 0 | [5 empty] | 0
|  | C4 | 0 | 0 | 0 | 0 | 0 | 0 | [5 empty] | 0 | [5 empty] | 0 | [5 empty] | 0 | [5 empty] | 0 | [5 empty] | 0 | [5 empty] | 0 | [5 empty] | 0 | [5 empty] | 0 | [5 empty] | 0 | [5 empty] | 0 | 0 | 0 | 0 | 0 | 0 | 0 | [5 empty] | 0 | [5 empty] | 0 | [5 empty] | 0
|  |  | 0 | 0 | 0 | 0 | 0 | 0 | 0 | 0 | 0 | 0 | 0 | 0 | 0 | 0 | 0 | 0 | 0 | 0 | 0 | 0 | 0 | 0 | 0 | 0 | 0 | 0 | 0 | 0 | 0 | 0 | 0 | 0 | 0 | 0 | 0 | 0 | 0 | 0 | 0 | 0 | 0 | 0 | 0 | 0 | 0 | 0 | 0 | 0 | 0 | 0 | 0 | 0 | 0 | 0 | 0 | 0 | 0 | 0 | 0 | 0 | 0 | 0 | 0 | 0 | 0 | 0 | 0 | 0 | 0 | 0 | 0 | 0 | 0 | 0 | 0 | 0 | 0 | 0 | 0 | 0 | 0 | 0 | 0 | 0 | 0 | 0 | 0 | 0 | 0 | 0
| 2026 | C1 | 0 | 0 | 0 | 0 | 0 | 0 | [5 empty] | 0 | [5 empty] | 0 | [5 empty] | 0 | [5 empty] | 0 | [5 empty] | 0 | [5 empty] | 0 | [5 empty] | 0 | [5 empty] | 0 | [5 empty] | 0 | [5 empty] | 0 | 0 | 0 | 0 | 0 | 0 | 0 | [5 empty] | 0 | [5 empty] | 0 | [5 empty] | 0
|  | C2 | 0 | 0 | 0 | 0 | 0 | 0 | [5 empty] | 0 | [5 empty] | 0 | [5 empty] | 0 | [5 empty] | 0 | [5 empty] | 0 | [5 empty] | 0 | [5 empty] | 0 | [5 empty] | 0 | [5 empty] | 0 | [5 empty] | 0 | 0 | 0 | 0 | 0 | 0 | 0 | [5 empty] | 0 | [5 empty] | 0 | [5 empty] | 0
|  | C3 | 0 | 0 | 0 | 0 | 0 | 0 | [5 empty] | 0 | [5 empty] | 0 | [5 empty] | 0 | [5 empty] | 0 | [5 empty] | 0 | [5 empty] | 0 | [5 empty] | 0 | [5 empty] | 0 | [5 empty] | 0 | [5 empty] | 0 | 0 | 0 | 0 | 0 | 0 | 0 | [5 empty] | 0 | [5 empty] | 0 | [5 empty] | 0
|  | C4 | 0 | 0 | 0 | 0 | 0 | 0 | [5 empty] | 0 | [5 empty] | 0 | [5 empty] | 0 | [5 empty] | 0 | [5 empty] | 0 | [5 empty] | 0 | [5 empty] | 0 | [5 empty] | 0 | [5 empty] | 0 | [5 empty] | 0 | 0 | 0 | 0 | 0 | 0 | 0 | [5 empty] | 0 | [5 empty] | 0 | [5 empty] | 0
|  |  | 0 | 0 | 0 | 0 | 0 | 0 | 0 | 0 | 0 | 0 | 0 | 0 | 0 | 0 | 0 | 0 | 0 | 0 | 0 | 0 | 0 | 0 | 0 | 0 | 0 | 0 | 0 | 0 | 0 | 0 | 0 | 0 | 0 | 0 | 0 | 0 | 0 | 0 | 0 | 0 | 0 | 0 | 0 | 0 | 0 | 0 | 0 | 0 | 0 | 0 | 0 | 0 | 0 | 0 | 0 | 0 | 0 | 0 | 0 | 0 | 0 | 0 | 0 | 0 | 0 | 0 | 0 | 0 | 0 | 0 | 0 | 0 | 0 | 0 | 0 | 0 | 0 | 0 | 0 | 0 | 0 | 0 | 0 | 0 | 0 | 0 | 0 | 0 | 0 | 0
| 2027 | C1 | 0 | 0 | 0 | 0 | 0 | 0 | [5 empty] | 0 | [5 empty] | 0 | [5 empty] | 0 | [5 empty] | 0 | [5 empty] | 0 | [5 empty] | 0 | [5 empty] | 0 | [5 empty] | 0 | [5 empty] | 0 | [5 empty] | 0 | 0 | 0 | 0 | 0 | 0 | 0 | [5 empty] | 0 | [5 empty] | 0 | [5 empty] | 0
|  | C2 | 0 | 0 | 0 | 0 | 0 | 0 | [5 empty] | 0 | [5 empty] | 0 | [5 empty] | 0 | [5 empty] | 0 | [5 empty] | 0 | [5 empty] | 0 | [5 empty] | 0 | [5 empty] | 0 | [5 empty] | 0 | [5 empty] | 0 | 0 | 0 | 0 | 0 | 0 | 0 | [5 empty] | 0 | [5 empty] | 0 | [5 empty] | 0
|  | C3 | 0 | 0 | 0 | 0 | 0 | 0 | [5 empty] | 0 | [5 empty] | 0 | [5 empty] | 0 | [5 empty] | 0 | [5 empty] | 0 | [5 empty] | 0 | [5 empty] | 0 | [5 empty] | 0 | [5 empty] | 0 | [5 empty] | 0 | 0 | 0 | 0 | 0 | 0 | 0 | [5 empty] | 0 | [5 empty] | 0 | [5 empty] | 0
|  | C4 | 0 | 0 | 0 | 0 | 0 | 0 | [5 empty] | 0 | [5 empty] | 0 | [5 empty] | 0 | [5 empty] | 0 | [5 empty] | 0 | [5 empty] | 0 | [5 empty] | 0 | [5 empty] | 0 | [5 empty] | 0 | [5 empty] | 0 | 0 | 0 | 0 | 0 | 0 | 0 | [5 empty] | 0 | [5 empty] | 0 | [5 empty] | 0
|  |  | 0 | 0 | 0 | 0 | 0 | 0 | 0 | 0 | 0 | 0 | 0 | 0 | 0 | 0 | 0 | 0 | 0 | 0 | 0 | 0 | 0 | 0 | 0 | 0 | 0 | 0 | 0 | 0 | 0 | 0 | 0 | 0 | 0 | 0 | 0 | 0 | 0 | 0 | 0 | 0 | 0 | 0 | 0 | 0 | 0 | 0 | 0 | 0 | 0 | 0 | 0 | 0 | 0 | 0 | 0 | 0 | 0 | 0 | 0 | 0 | 0 | 0 | 0 | 0 | 0 | 0 | 0 | 0 | 0 | 0 | 0 | 0 | 0 | 0 | 0 | 0 | 0 | 0 | 0 | 0 | 0 | 0 | 0 | 0 | 0 | 0 | 0 | 0 | 0 | 0
| 2028 | C1 | 0 | 0 | 0 | 0 | 0 | 0 | [5 empty] | 0 | [5 empty] | 0 | [5 empty] | 0 | [5 empty] | 0 | [5 empty] | 0 | [5 empty] | 0 | [5 empty] | 0 | [5 empty] | 0 | [5 empty] | 0 | [5 empty] | 0 | 0 | 0 | 0 | 0 | 0 | 0 | [5 empty] | 0 | [5 empty] | 0 | [5 empty] | 0
|  | C2 | 0 | 0 | 0 | 0 | 0 | 0 | [5 empty] | 0 | [5 empty] | 0 | [5 empty] | 0 | [5 empty] | 0 | [5 empty] | 0 | [5 empty] | 0 | [5 empty] | 0 | [5 empty] | 0 | [5 empty] | 0 | [5 empty] | 0 | 0 | 0 | 0 | 0 | 0 | 0 | [5 empty] | 0 | [5 empty] | 0 | [5 empty] | 0
|  | C3 | 0 | 0 | 0 | 0 | 0 | 0 | [5 empty] | 0 | [5 empty] | 0 | [5 empty] | 0 | [5 empty] | 0 | [5 empty] | 0 | [5 empty] | 0 | [5 empty] | 0 | [5 empty] | 0 | [5 empty] | 0 | [5 empty] | 0 | 0 | 0 | 0 | 0 | 0 | 0 | [5 empty] | 0 | [5 empty] | 0 | [5 empty] | 0
|  | C4 | 0 | 0 | 0 | 0 | 0 | 0 | [5 empty] | 0 | [5 empty] | 0 | [5 empty] | 0 | [5 empty] | 0 | [5 empty] | 0 | [5 empty] | 0 | [5 empty] | 0 | [5 empty] | 0 | [5 empty] | 0 | [5 empty] | 0 | 0 | 0 | 0 | 0 | 0 | 0 | [5 empty] | 0 | [5 empty] | 0 | [5 empty] | 0
|  |  | 0 | 0 | 0 | 0 | 0 | 0 | 0 | 0 | 0 | 0 | 0 | 0 | 0 | 0 | 0 | 0 | 0 | 0 | 0 | 0 | 0 | 0 | 0 | 0 | 0 | 0 | 0 | 0 | 0 | 0 | 0 | 0 | 0 | 0 | 0 | 0 | 0 | 0 | 0 | 0 | 0 | 0 | 0 | 0 | 0 | 0 | 0 | 0 | 0 | 0 | 0 | 0 | 0 | 0 | 0 | 0 | 0 | 0 | 0 | 0 | 0 | 0 | 0 | 0 | 0 | 0 | 0 | 0 | 0 | 0 | 0 | 0 | 0 | 0 | 0 | 0 | 0 | 0 | 0 | 0 | 0 | 0 | 0 | 0 | 0 | 0 | 0 | 0 | 0 | 0
5 | LV Pillar (OD not at Substation)
| 2024 | C1 | [5 empty] | 0 | [5 empty] | 0 | [5 empty] | 0 | [5 empty] | 0 | [5 empty] | 0 | [5 empty] | 0 | [5 empty] | 0 | [5 empty] | 0 | [5 empty] | 0 | [5 empty] | 0 | [5 empty] | 0 | 0 | 0 | 0 | 0 | 0 | 0 | [5 empty] | 0 | [5 empty] | 0 | [5 empty] | 0
|  | C2 | [5 empty] | 0 | [5 empty] | 0 | [5 empty] | 0 | [5 empty] | 0 | [5 empty] | 0 | [5 empty] | 0 | [5 empty] | 0 | [5 empty] | 0 | [5 empty] | 0 | [5 empty] | 0 | [5 empty] | 0 | 0 | 0 | 0 | 0 | 0 | 0 | [5 empty] | 0 | [5 empty] | 0 | [5 empty] | 0
|  | C3 | [5 empty] | 0 | [5 empty] | 0 | [5 empty] | 0 | [5 empty] | 0 | [5 empty] | 0 | [5 empty] | 0 | [5 empty] | 0 | [5 empty] | 0 | [5 empty] | 0 | [5 empty] | 0 | [5 empty] | 0 | 0 | 0 | 0 | 0 | 0 | 0 | [5 empty] | 0 | [5 empty] | 0 | [5 empty] | 0
|  | C4 | [5 empty] | 0 | [5 empty] | 0 | [5 empty] | 0 | [5 empty] | 0 | [5 empty] | 0 | [5 empty] | 0 | [5 empty] | 0 | [5 empty] | 0 | [5 empty] | 0 | [5 empty] | 0 | [5 empty] | 0 | 0 | 0 | 0 | 0 | 0 | 0 | [5 empty] | 0 | [5 empty] | 0 | [5 empty] | 0
|  |  | 0 | 0 | 0 | 0 | 0 | 0 | 0 | 0 | 0 | 0 | 0 | 0 | 0 | 0 | 0 | 0 | 0 | 0 | 0 | 0 | 0 | 0 | 0 | 0 | 0 | 0 | 0 | 0 | 0 | 0 | 0 | 0 | 0 | 0 | 0 | 0 | 0 | 0 | 0 | 0 | 0 | 0 | 0 | 0 | 0 | 0 | 0 | 0 | 0 | 0 | 0 | 0 | 0 | 0 | 0 | 0 | 0 | 0 | 0 | 0 | 0 | 0 | 0 | 0 | 0 | 0 | 0 | 0 | 0 | 0 | 0 | 0 | 0 | 0 | 0 | 0 | 0 | 0 | 0 | 0 | 0 | 0 | 0 | 0 | 0 | 0 | 0 | 0 | 0 | 0
| 2025 | C1 | 0 | 0 | 0 | 0 | 0 | 0 | [5 empty] | 0 | [5 empty] | 0 | [5 empty] | 0 | [5 empty] | 0 | [5 empty] | 0 | [5 empty] | 0 | [5 empty] | 0 | [5 empty] | 0 | [5 empty] | 0 | [5 empty] | 0 | 0 | 0 | 0 | 0 | 0 | 0 | [5 empty] | 0 | [5 empty] | 0 | [5 empty] | 0
|  | C2 | 0 | 0 | 0 | 0 | 0 | 0 | [5 empty] | 0 | [5 empty] | 0 | [5 empty] | 0 | [5 empty] | 0 | [5 empty] | 0 | [5 empty] | 0 | [5 empty] | 0 | [5 empty] | 0 | [5 empty] | 0 | [5 empty] | 0 | 0 | 0 | 0 | 0 | 0 | 0 | [5 empty] | 0 | [5 empty] | 0 | [5 empty] | 0
|  | C3 | 0 | 0 | 0 | 0 | 0 | 0 | [5 empty] | 0 | [5 empty] | 0 | [5 empty] | 0 | [5 empty] | 0 | [5 empty] | 0 | [5 empty] | 0 | [5 empty] | 0 | [5 empty] | 0 | [5 empty] | 0 | [5 empty] | 0 | 0 | 0 | 0 | 0 | 0 | 0 | [5 empty] | 0 | [5 empty] | 0 | [5 empty] | 0
|  | C4 | 0 | 0 | 0 | 0 | 0 | 0 | [5 empty] | 0 | [5 empty] | 0 | [5 empty] | 0 | [5 empty] | 0 | [5 empty] | 0 | [5 empty] | 0 | [5 empty] | 0 | [5 empty] | 0 | [5 empty] | 0 | [5 empty] | 0 | 0 | 0 | 0 | 0 | 0 | 0 | [5 empty] | 0 | [5 empty] | 0 | [5 empty] | 0
|  |  | 0 | 0 | 0 | 0 | 0 | 0 | 0 | 0 | 0 | 0 | 0 | 0 | 0 | 0 | 0 | 0 | 0 | 0 | 0 | 0 | 0 | 0 | 0 | 0 | 0 | 0 | 0 | 0 | 0 | 0 | 0 | 0 | 0 | 0 | 0 | 0 | 0 | 0 | 0 | 0 | 0 | 0 | 0 | 0 | 0 | 0 | 0 | 0 | 0 | 0 | 0 | 0 | 0 | 0 | 0 | 0 | 0 | 0 | 0 | 0 | 0 | 0 | 0 | 0 | 0 | 0 | 0 | 0 | 0 | 0 | 0 | 0 | 0 | 0 | 0 | 0 | 0 | 0 | 0 | 0 | 0 | 0 | 0 | 0 | 0 | 0 | 0 | 0 | 0 | 0
| 2026 | C1 | 0 | 0 | 0 | 0 | 0 | 0 | [5 empty] | 0 | [5 empty] | 0 | [5 empty] | 0 | [5 empty] | 0 | [5 empty] | 0 | [5 empty] | 0 | [5 empty] | 0 | [5 empty] | 0 | [5 empty] | 0 | [5 empty] | 0 | 0 | 0 | 0 | 0 | 0 | 0 | [5 empty] | 0 | [5 empty] | 0 | [5 empty] | 0
|  | C2 | 0 | 0 | 0 | 0 | 0 | 0 | [5 empty] | 0 | [5 empty] | 0 | [5 empty] | 0 | [5 empty] | 0 | [5 empty] | 0 | [5 empty] | 0 | [5 empty] | 0 | [5 empty] | 0 | [5 empty] | 0 | [5 empty] | 0 | 0 | 0 | 0 | 0 | 0 | 0 | [5 empty] | 0 | [5 empty] | 0 | [5 empty] | 0
|  | C3 | 0 | 0 | 0 | 0 | 0 | 0 | [5 empty] | 0 | [5 empty] | 0 | [5 empty] | 0 | [5 empty] | 0 | [5 empty] | 0 | [5 empty] | 0 | [5 empty] | 0 | [5 empty] | 0 | [5 empty] | 0 | [5 empty] | 0 | 0 | 0 | 0 | 0 | 0 | 0 | [5 empty] | 0 | [5 empty] | 0 | [5 empty] | 0
|  | C4 | 0 | 0 | 0 | 0 | 0 | 0 | [5 empty] | 0 | [5 empty] | 0 | [5 empty] | 0 | [5 empty] | 0 | [5 empty] | 0 | [5 empty] | 0 | [5 empty] | 0 | [5 empty] | 0 | [5 empty] | 0 | [5 empty] | 0 | 0 | 0 | 0 | 0 | 0 | 0 | [5 empty] | 0 | [5 empty] | 0 | [5 empty] | 0
|  |  | 0 | 0 | 0 | 0 | 0 | 0 | 0 | 0 | 0 | 0 | 0 | 0 | 0 | 0 | 0 | 0 | 0 | 0 | 0 | 0 | 0 | 0 | 0 | 0 | 0 | 0 | 0 | 0 | 0 | 0 | 0 | 0 | 0 | 0 | 0 | 0 | 0 | 0 | 0 | 0 | 0 | 0 | 0 | 0 | 0 | 0 | 0 | 0 | 0 | 0 | 0 | 0 | 0 | 0 | 0 | 0 | 0 | 0 | 0 | 0 | 0 | 0 | 0 | 0 | 0 | 0 | 0 | 0 | 0 | 0 | 0 | 0 | 0 | 0 | 0 | 0 | 0 | 0 | 0 | 0 | 0 | 0 | 0 | 0 | 0 | 0 | 0 | 0 | 0 | 0
| 2027 | C1 | 0 | 0 | 0 | 0 | 0 | 0 | [5 empty] | 0 | [5 empty] | 0 | [5 empty] | 0 | [5 empty] | 0 | [5 empty] | 0 | [5 empty] | 0 | [5 empty] | 0 | [5 empty] | 0 | [5 empty] | 0 | [5 empty] | 0 | 0 | 0 | 0 | 0 | 0 | 0 | [5 empty] | 0 | [5 empty] | 0 | [5 empty] | 0
|  | C2 | 0 | 0 | 0 | 0 | 0 | 0 | [5 empty] | 0 | [5 empty] | 0 | [5 empty] | 0 | [5 empty] | 0 | [5 empty] | 0 | [5 empty] | 0 | [5 empty] | 0 | [5 empty] | 0 | [5 empty] | 0 | [5 empty] | 0 | 0 | 0 | 0 | 0 | 0 | 0 | [5 empty] | 0 | [5 empty] | 0 | [5 empty] | 0
|  | C3 | 0 | 0 | 0 | 0 | 0 | 0 | [5 empty] | 0 | [5 empty] | 0 | [5 empty] | 0 | [5 empty] | 0 | [5 empty] | 0 | [5 empty] | 0 | [5 empty] | 0 | [5 empty] | 0 | [5 empty] | 0 | [5 empty] | 0 | 0 | 0 | 0 | 0 | 0 | 0 | [5 empty] | 0 | [5 empty] | 0 | [5 empty] | 0
|  | C4 | 0 | 0 | 0 | 0 | 0 | 0 | [5 empty] | 0 | [5 empty] | 0 | [5 empty] | 0 | [5 empty] | 0 | [5 empty] | 0 | [5 empty] | 0 | [5 empty] | 0 | [5 empty] | 0 | [5 empty] | 0 | [5 empty] | 0 | 0 | 0 | 0 | 0 | 0 | 0 | [5 empty] | 0 | [5 empty] | 0 | [5 empty] | 0
|  |  | 0 | 0 | 0 | 0 | 0 | 0 | 0 | 0 | 0 | 0 | 0 | 0 | 0 | 0 | 0 | 0 | 0 | 0 | 0 | 0 | 0 | 0 | 0 | 0 | 0 | 0 | 0 | 0 | 0 | 0 | 0 | 0 | 0 | 0 | 0 | 0 | 0 | 0 | 0 | 0 | 0 | 0 | 0 | 0 | 0 | 0 | 0 | 0 | 0 | 0 | 0 | 0 | 0 | 0 | 0 | 0 | 0 | 0 | 0 | 0 | 0 | 0 | 0 | 0 | 0 | 0 | 0 | 0 | 0 | 0 | 0 | 0 | 0 | 0 | 0 | 0 | 0 | 0 | 0 | 0 | 0 | 0 | 0 | 0 | 0 | 0 | 0 | 0 | 0 | 0
| 2028 | C1 | 0 | 0 | 0 | 0 | 0 | 0 | [5 empty] | 0 | [5 empty] | 0 | [5 empty] | 0 | [5 empty] | 0 | [5 empty] | 0 | [5 empty] | 0 | [5 empty] | 0 | [5 empty] | 0 | [5 empty] | 0 | [5 empty] | 0 | 0 | 0 | 0 | 0 | 0 | 0 | [5 empty] | 0 | [5 empty] | 0 | [5 empty] | 0
|  | C2 | 0 | 0 | 0 | 0 | 0 | 0 | [5 empty] | 0 | [5 empty] | 0 | [5 empty] | 0 | [5 empty] | 0 | [5 empty] | 0 | [5 empty] | 0 | [5 empty] | 0 | [5 empty] | 0 | [5 empty] | 0 | [5 empty] | 0 | 0 | 0 | 0 | 0 | 0 | 0 | [5 empty] | 0 | [5 empty] | 0 | [5 empty] | 0
|  | C3 | 0 | 0 | 0 | 0 | 0 | 0 | [5 empty] | 0 | [5 empty] | 0 | [5 empty] | 0 | [5 empty] | 0 | [5 empty] | 0 | [5 empty] | 0 | [5 empty] | 0 | [5 empty] | 0 | [5 empty] | 0 | [5 empty] | 0 | 0 | 0 | 0 | 0 | 0 | 0 | [5 empty] | 0 | [5 empty] | 0 | [5 empty] | 0
|  | C4 | 0 | 0 | 0 | 0 | 0 | 0 | [5 empty] | 0 | [5 empty] | 0 | [5 empty] | 0 | [5 empty] | 0 | [5 empty] | 0 | [5 empty] | 0 | [5 empty] | 0 | [5 empty] | 0 | [5 empty] | 0 | [5 empty] | 0 | 0 | 0 | 0 | 0 | 0 | 0 | [5 empty] | 0 | [5 empty] | 0 | [5 empty] | 0
|  |  | 0 | 0 | 0 | 0 | 0 | 0 | 0 | 0 | 0 | 0 | 0 | 0 | 0 | 0 | 0 | 0 | 0 | 0 | 0 | 0 | 0 | 0 | 0 | 0 | 0 | 0 | 0 | 0 | 0 | 0 | 0 | 0 | 0 | 0 | 0 | 0 | 0 | 0 | 0 | 0 | 0 | 0 | 0 | 0 | 0 | 0 | 0 | 0 | 0 | 0 | 0 | 0 | 0 | 0 | 0 | 0 | 0 | 0 | 0 | 0 | 0 | 0 | 0 | 0 | 0 | 0 | 0 | 0 | 0 | 0 | 0 | 0 | 0 | 0 | 0 | 0 | 0 | 0 | 0 | 0 | 0 | 0 | 0 | 0 | 0 | 0 | 0 | 0 | 0 | 0
6 | LV Board (WM)
| 2024 | C1 | [5 empty] | 0 | [5 empty] | 0 | [5 empty] | 0 | [5 empty] | 0 | [5 empty] | 0 | [5 empty] | 0 | [5 empty] | 0 | [5 empty] | 0 | [5 empty] | 0 | [5 empty] | 0 | [5 empty] | 0 | 0 | 0 | 0 | 0 | 0 | 0 | [5 empty] | 0 | [5 empty] | 0 | [5 empty] | 0
|  | C2 | [5 empty] | 0 | [5 empty] | 0 | [5 empty] | 0 | [5 empty] | 0 | [5 empty] | 0 | [5 empty] | 0 | [5 empty] | 0 | [5 empty] | 0 | [5 empty] | 0 | [5 empty] | 0 | [5 empty] | 0 | 0 | 0 | 0 | 0 | 0 | 0 | [5 empty] | 0 | [5 empty] | 0 | [5 empty] | 0
|  | C3 | [5 empty] | 0 | [5 empty] | 0 | [5 empty] | 0 | [5 empty] | 0 | [5 empty] | 0 | [5 empty] | 0 | [5 empty] | 0 | [5 empty] | 0 | [5 empty] | 0 | [5 empty] | 0 | [5 empty] | 0 | 0 | 0 | 0 | 0 | 0 | 0 | [5 empty] | 0 | [5 empty] | 0 | [5 empty] | 0
|  | C4 | [5 empty] | 0 | [5 empty] | 0 | [5 empty] | 0 | [5 empty] | 0 | [5 empty] | 0 | [5 empty] | 0 | [5 empty] | 0 | [5 empty] | 0 | [5 empty] | 0 | [5 empty] | 0 | [5 empty] | 0 | 0 | 0 | 0 | 0 | 0 | 0 | [5 empty] | 0 | [5 empty] | 0 | [5 empty] | 0
|  |  | 0 | 0 | 0 | 0 | 0 | 0 | 0 | 0 | 0 | 0 | 0 | 0 | 0 | 0 | 0 | 0 | 0 | 0 | 0 | 0 | 0 | 0 | 0 | 0 | 0 | 0 | 0 | 0 | 0 | 0 | 0 | 0 | 0 | 0 | 0 | 0 | 0 | 0 | 0 | 0 | 0 | 0 | 0 | 0 | 0 | 0 | 0 | 0 | 0 | 0 | 0 | 0 | 0 | 0 | 0 | 0 | 0 | 0 | 0 | 0 | 0 | 0 | 0 | 0 | 0 | 0 | 0 | 0 | 0 | 0 | 0 | 0 | 0 | 0 | 0 | 0 | 0 | 0 | 0 | 0 | 0 | 0 | 0 | 0 | 0 | 0 | 0 | 0 | 0 | 0
| 2025 | C1 | 0 | 0 | 0 | 0 | 0 | 0 | [5 empty] | 0 | [5 empty] | 0 | [5 empty] | 0 | [5 empty] | 0 | [5 empty] | 0 | [5 empty] | 0 | [5 empty] | 0 | [5 empty] | 0 | [5 empty] | 0 | [5 empty] | 0 | 0 | 0 | 0 | 0 | 0 | 0 | [5 empty] | 0 | [5 empty] | 0 | [5 empty] | 0
|  | C2 | 0 | 0 | 0 | 0 | 0 | 0 | [5 empty] | 0 | [5 empty] | 0 | [5 empty] | 0 | [5 empty] | 0 | [5 empty] | 0 | [5 empty] | 0 | [5 empty] | 0 | [5 empty] | 0 | [5 empty] | 0 | [5 empty] | 0 | 0 | 0 | 0 | 0 | 0 | 0 | [5 empty] | 0 | [5 empty] | 0 | [5 empty] | 0
|  | C3 | 0 | 0 | 0 | 0 | 0 | 0 | [5 empty] | 0 | [5 empty] | 0 | [5 empty] | 0 | [5 empty] | 0 | [5 empty] | 0 | [5 empty] | 0 | [5 empty] | 0 | [5 empty] | 0 | [5 empty] | 0 | [5 empty] | 0 | 0 | 0 | 0 | 0 | 0 | 0 | [5 empty] | 0 | [5 empty] | 0 | [5 empty] | 0
|  | C4 | 0 | 0 | 0 | 0 | 0 | 0 | [5 empty] | 0 | [5 empty] | 0 | [5 empty] | 0 | [5 empty] | 0 | [5 empty] | 0 | [5 empty] | 0 | [5 empty] | 0 | [5 empty] | 0 | [5 empty] | 0 | [5 empty] | 0 | 0 | 0 | 0 | 0 | 0 | 0 | [5 empty] | 0 | [5 empty] | 0 | [5 empty] | 0
|  |  | 0 | 0 | 0 | 0 | 0 | 0 | 0 | 0 | 0 | 0 | 0 | 0 | 0 | 0 | 0 | 0 | 0 | 0 | 0 | 0 | 0 | 0 | 0 | 0 | 0 | 0 | 0 | 0 | 0 | 0 | 0 | 0 | 0 | 0 | 0 | 0 | 0 | 0 | 0 | 0 | 0 | 0 | 0 | 0 | 0 | 0 | 0 | 0 | 0 | 0 | 0 | 0 | 0 | 0 | 0 | 0 | 0 | 0 | 0 | 0 | 0 | 0 | 0 | 0 | 0 | 0 | 0 | 0 | 0 | 0 | 0 | 0 | 0 | 0 | 0 | 0 | 0 | 0 | 0 | 0 | 0 | 0 | 0 | 0 | 0 | 0 | 0 | 0 | 0 | 0
| 2026 | C1 | 0 | 0 | 0 | 0 | 0 | 0 | [5 empty] | 0 | [5 empty] | 0 | [5 empty] | 0 | [5 empty] | 0 | [5 empty] | 0 | [5 empty] | 0 | [5 empty] | 0 | [5 empty] | 0 | [5 empty] | 0 | [5 empty] | 0 | 0 | 0 | 0 | 0 | 0 | 0 | [5 empty] | 0 | [5 empty] | 0 | [5 empty] | 0
|  | C2 | 0 | 0 | 0 | 0 | 0 | 0 | [5 empty] | 0 | [5 empty] | 0 | [5 empty] | 0 | [5 empty] | 0 | [5 empty] | 0 | [5 empty] | 0 | [5 empty] | 0 | [5 empty] | 0 | [5 empty] | 0 | [5 empty] | 0 | 0 | 0 | 0 | 0 | 0 | 0 | [5 empty] | 0 | [5 empty] | 0 | [5 empty] | 0
|  | C3 | 0 | 0 | 0 | 0 | 0 | 0 | [5 empty] | 0 | [5 empty] | 0 | [5 empty] | 0 | [5 empty] | 0 | [5 empty] | 0 | [5 empty] | 0 | [5 empty] | 0 | [5 empty] | 0 | [5 empty] | 0 | [5 empty] | 0 | 0 | 0 | 0 | 0 | 0 | 0 | [5 empty] | 0 | [5 empty] | 0 | [5 empty] | 0
|  | C4 | 0 | 0 | 0 | 0 | 0 | 0 | [5 empty] | 0 | [5 empty] | 0 | [5 empty] | 0 | [5 empty] | 0 | [5 empty] | 0 | [5 empty] | 0 | [5 empty] | 0 | [5 empty] | 0 | [5 empty] | 0 | [5 empty] | 0 | 0 | 0 | 0 | 0 | 0 | 0 | [5 empty] | 0 | [5 empty] | 0 | [5 empty] | 0
|  |  | 0 | 0 | 0 | 0 | 0 | 0 | 0 | 0 | 0 | 0 | 0 | 0 | 0 | 0 | 0 | 0 | 0 | 0 | 0 | 0 | 0 | 0 | 0 | 0 | 0 | 0 | 0 | 0 | 0 | 0 | 0 | 0 | 0 | 0 | 0 | 0 | 0 | 0 | 0 | 0 | 0 | 0 | 0 | 0 | 0 | 0 | 0 | 0 | 0 | 0 | 0 | 0 | 0 | 0 | 0 | 0 | 0 | 0 | 0 | 0 | 0 | 0 | 0 | 0 | 0 | 0 | 0 | 0 | 0 | 0 | 0 | 0 | 0 | 0 | 0 | 0 | 0 | 0 | 0 | 0 | 0 | 0 | 0 | 0 | 0 | 0 | 0 | 0 | 0 | 0
| 2027 | C1 | 0 | 0 | 0 | 0 | 0 | 0 | [5 empty] | 0 | [5 empty] | 0 | [5 empty] | 0 | [5 empty] | 0 | [5 empty] | 0 | [5 empty] | 0 | [5 empty] | 0 | [5 empty] | 0 | [5 empty] | 0 | [5 empty] | 0 | 0 | 0 | 0 | 0 | 0 | 0 | [5 empty] | 0 | [5 empty] | 0 | [5 empty] | 0
|  | C2 | 0 | 0 | 0 | 0 | 0 | 0 | [5 empty] | 0 | [5 empty] | 0 | [5 empty] | 0 | [5 empty] | 0 | [5 empty] | 0 | [5 empty] | 0 | [5 empty] | 0 | [5 empty] | 0 | [5 empty] | 0 | [5 empty] | 0 | 0 | 0 | 0 | 0 | 0 | 0 | [5 empty] | 0 | [5 empty] | 0 | [5 empty] | 0
|  | C3 | 0 | 0 | 0 | 0 | 0 | 0 | [5 empty] | 0 | [5 empty] | 0 | [5 empty] | 0 | [5 empty] | 0 | [5 empty] | 0 | [5 empty] | 0 | [5 empty] | 0 | [5 empty] | 0 | [5 empty] | 0 | [5 empty] | 0 | 0 | 0 | 0 | 0 | 0 | 0 | [5 empty] | 0 | [5 empty] | 0 | [5 empty] | 0
|  | C4 | 0 | 0 | 0 | 0 | 0 | 0 | [5 empty] | 0 | [5 empty] | 0 | [5 empty] | 0 | [5 empty] | 0 | [5 empty] | 0 | [5 empty] | 0 | [5 empty] | 0 | [5 empty] | 0 | [5 empty] | 0 | [5 empty] | 0 | 0 | 0 | 0 | 0 | 0 | 0 | [5 empty] | 0 | [5 empty] | 0 | [5 empty] | 0
|  |  | 0 | 0 | 0 | 0 | 0 | 0 | 0 | 0 | 0 | 0 | 0 | 0 | 0 | 0 | 0 | 0 | 0 | 0 | 0 | 0 | 0 | 0 | 0 | 0 | 0 | 0 | 0 | 0 | 0 | 0 | 0 | 0 | 0 | 0 | 0 | 0 | 0 | 0 | 0 | 0 | 0 | 0 | 0 | 0 | 0 | 0 | 0 | 0 | 0 | 0 | 0 | 0 | 0 | 0 | 0 | 0 | 0 | 0 | 0 | 0 | 0 | 0 | 0 | 0 | 0 | 0 | 0 | 0 | 0 | 0 | 0 | 0 | 0 | 0 | 0 | 0 | 0 | 0 | 0 | 0 | 0 | 0 | 0 | 0 | 0 | 0 | 0 | 0 | 0 | 0
| 2028 | C1 | 0 | 0 | 0 | 0 | 0 | 0 | [5 empty] | 0 | [5 empty] | 0 | [5 empty] | 0 | [5 empty] | 0 | [5 empty] | 0 | [5 empty] | 0 | [5 empty] | 0 | [5 empty] | 0 | [5 empty] | 0 | [5 empty] | 0 | 0 | 0 | 0 | 0 | 0 | 0 | [5 empty] | 0 | [5 empty] | 0 | [5 empty] | 0
|  | C2 | 0 | 0 | 0 | 0 | 0 | 0 | [5 empty] | 0 | [5 empty] | 0 | [5 empty] | 0 | [5 empty] | 0 | [5 empty] | 0 | [5 empty] | 0 | [5 empty] | 0 | [5 empty] | 0 | [5 empty] | 0 | [5 empty] | 0 | 0 | 0 | 0 | 0 | 0 | 0 | [5 empty] | 0 | [5 empty] | 0 | [5 empty] | 0
|  | C3 | 0 | 0 | 0 | 0 | 0 | 0 | [5 empty] | 0 | [5 empty] | 0 | [5 empty] | 0 | [5 empty] | 0 | [5 empty] | 0 | [5 empty] | 0 | [5 empty] | 0 | [5 empty] | 0 | [5 empty] | 0 | [5 empty] | 0 | 0 | 0 | 0 | 0 | 0 | 0 | [5 empty] | 0 | [5 empty] | 0 | [5 empty] | 0
|  | C4 | 0 | 0 | 0 | 0 | 0 | 0 | [5 empty] | 0 | [5 empty] | 0 | [5 empty] | 0 | [5 empty] | 0 | [5 empty] | 0 | [5 empty] | 0 | [5 empty] | 0 | [5 empty] | 0 | [5 empty] | 0 | [5 empty] | 0 | 0 | 0 | 0 | 0 | 0 | 0 | [5 empty] | 0 | [5 empty] | 0 | [5 empty] | 0
|  |  | 0 | 0 | 0 | 0 | 0 | 0 | 0 | 0 | 0 | 0 | 0 | 0 | 0 | 0 | 0 | 0 | 0 | 0 | 0 | 0 | 0 | 0 | 0 | 0 | 0 | 0 | 0 | 0 | 0 | 0 | 0 | 0 | 0 | 0 | 0 | 0 | 0 | 0 | 0 | 0 | 0 | 0 | 0 | 0 | 0 | 0 | 0 | 0 | 0 | 0 | 0 | 0 | 0 | 0 | 0 | 0 | 0 | 0 | 0 | 0 | 0 | 0 | 0 | 0 | 0 | 0 | 0 | 0 | 0 | 0 | 0 | 0 | 0 | 0 | 0 | 0 | 0 | 0 | 0 | 0 | 0 | 0 | 0 | 0 | 0 | 0 | 0 | 0 | 0 | 0
7 | LV Board (X-Type Network) (WM)
| 2024 | C1 | [5 empty] | 0 | [5 empty] | 0 | [5 empty] | 0 | [5 empty] | 0 | [5 empty] | 0 | [5 empty] | 0 | [5 empty] | 0 | [5 empty] | 0 | [5 empty] | 0 | [5 empty] | 0 | [5 empty] | 0 | 0 | 0 | 0 | 0 | 0 | 0 | [5 empty] | 0 | [5 empty] | 0 | [5 empty] | 0
|  | C2 | [5 empty] | 0 | [5 empty] | 0 | [5 empty] | 0 | [5 empty] | 0 | [5 empty] | 0 | [5 empty] | 0 | [5 empty] | 0 | [5 empty] | 0 | [5 empty] | 0 | [5 empty] | 0 | [5 empty] | 0 | 0 | 0 | 0 | 0 | 0 | 0 | [5 empty] | 0 | [5 empty] | 0 | [5 empty] | 0
|  | C3 | [5 empty] | 0 | [5 empty] | 0 | [5 empty] | 0 | [5 empty] | 0 | [5 empty] | 0 | [5 empty] | 0 | [5 empty] | 0 | [5 empty] | 0 | [5 empty] | 0 | [5 empty] | 0 | [5 empty] | 0 | 0 | 0 | 0 | 0 | 0 | 0 | [5 empty] | 0 | [5 empty] | 0 | [5 empty] | 0
|  | C4 | [5 empty] | 0 | [5 empty] | 0 | [5 empty] | 0 | [5 empty] | 0 | [5 empty] | 0 | [5 empty] | 0 | [5 empty] | 0 | [5 empty] | 0 | [5 empty] | 0 | [5 empty] | 0 | [5 empty] | 0 | 0 | 0 | 0 | 0 | 0 | 0 | [5 empty] | 0 | [5 empty] | 0 | [5 empty] | 0
|  |  | 0 | 0 | 0 | 0 | 0 | 0 | 0 | 0 | 0 | 0 | 0 | 0 | 0 | 0 | 0 | 0 | 0 | 0 | 0 | 0 | 0 | 0 | 0 | 0 | 0 | 0 | 0 | 0 | 0 | 0 | 0 | 0 | 0 | 0 | 0 | 0 | 0 | 0 | 0 | 0 | 0 | 0 | 0 | 0 | 0 | 0 | 0 | 0 | 0 | 0 | 0 | 0 | 0 | 0 | 0 | 0 | 0 | 0 | 0 | 0 | 0 | 0 | 0 | 0 | 0 | 0 | 0 | 0 | 0 | 0 | 0 | 0 | 0 | 0 | 0 | 0 | 0 | 0 | 0 | 0 | 0 | 0 | 0 | 0 | 0 | 0 | 0 | 0 | 0 | 0
| 2025 | C1 | 0 | 0 | 0 | 0 | 0 | 0 | [5 empty] | 0 | [5 empty] | 0 | [5 empty] | 0 | [5 empty] | 0 | [5 empty] | 0 | [5 empty] | 0 | [5 empty] | 0 | [5 empty] | 0 | [5 empty] | 0 | [5 empty] | 0 | 0 | 0 | 0 | 0 | 0 | 0 | [5 empty] | 0 | [5 empty] | 0 | [5 empty] | 0
|  | C2 | 0 | 0 | 0 | 0 | 0 | 0 | [5 empty] | 0 | [5 empty] | 0 | [5 empty] | 0 | [5 empty] | 0 | [5 empty] | 0 | [5 empty] | 0 | [5 empty] | 0 | [5 empty] | 0 | [5 empty] | 0 | [5 empty] | 0 | 0 | 0 | 0 | 0 | 0 | 0 | [5 empty] | 0 | [5 empty] | 0 | [5 empty] | 0
|  | C3 | 0 | 0 | 0 | 0 | 0 | 0 | [5 empty] | 0 | [5 empty] | 0 | [5 empty] | 0 | [5 empty] | 0 | [5 empty] | 0 | [5 empty] | 0 | [5 empty] | 0 | [5 empty] | 0 | [5 empty] | 0 | [5 empty] | 0 | 0 | 0 | 0 | 0 | 0 | 0 | [5 empty] | 0 | [5 empty] | 0 | [5 empty] | 0
|  | C4 | 0 | 0 | 0 | 0 | 0 | 0 | [5 empty] | 0 | [5 empty] | 0 | [5 empty] | 0 | [5 empty] | 0 | [5 empty] | 0 | [5 empty] | 0 | [5 empty] | 0 | [5 empty] | 0 | [5 empty] | 0 | [5 empty] | 0 | 0 | 0 | 0 | 0 | 0 | 0 | [5 empty] | 0 | [5 empty] | 0 | [5 empty] | 0
|  |  | 0 | 0 | 0 | 0 | 0 | 0 | 0 | 0 | 0 | 0 | 0 | 0 | 0 | 0 | 0 | 0 | 0 | 0 | 0 | 0 | 0 | 0 | 0 | 0 | 0 | 0 | 0 | 0 | 0 | 0 | 0 | 0 | 0 | 0 | 0 | 0 | 0 | 0 | 0 | 0 | 0 | 0 | 0 | 0 | 0 | 0 | 0 | 0 | 0 | 0 | 0 | 0 | 0 | 0 | 0 | 0 | 0 | 0 | 0 | 0 | 0 | 0 | 0 | 0 | 0 | 0 | 0 | 0 | 0 | 0 | 0 | 0 | 0 | 0 | 0 | 0 | 0 | 0 | 0 | 0 | 0 | 0 | 0 | 0 | 0 | 0 | 0 | 0 | 0 | 0
| 2026 | C1 | 0 | 0 | 0 | 0 | 0 | 0 | [5 empty] | 0 | [5 empty] | 0 | [5 empty] | 0 | [5 empty] | 0 | [5 empty] | 0 | [5 empty] | 0 | [5 empty] | 0 | [5 empty] | 0 | [5 empty] | 0 | [5 empty] | 0 | 0 | 0 | 0 | 0 | 0 | 0 | [5 empty] | 0 | [5 empty] | 0 | [5 empty] | 0
|  | C2 | 0 | 0 | 0 | 0 | 0 | 0 | [5 empty] | 0 | [5 empty] | 0 | [5 empty] | 0 | [5 empty] | 0 | [5 empty] | 0 | [5 empty] | 0 | [5 empty] | 0 | [5 empty] | 0 | [5 empty] | 0 | [5 empty] | 0 | 0 | 0 | 0 | 0 | 0 | 0 | [5 empty] | 0 | [5 empty] | 0 | [5 empty] | 0
|  | C3 | 0 | 0 | 0 | 0 | 0 | 0 | [5 empty] | 0 | [5 empty] | 0 | [5 empty] | 0 | [5 empty] | 0 | [5 empty] | 0 | [5 empty] | 0 | [5 empty] | 0 | [5 empty] | 0 | [5 empty] | 0 | [5 empty] | 0 | 0 | 0 | 0 | 0 | 0 | 0 | [5 empty] | 0 | [5 empty] | 0 | [5 empty] | 0
|  | C4 | 0 | 0 | 0 | 0 | 0 | 0 | [5 empty] | 0 | [5 empty] | 0 | [5 empty] | 0 | [5 empty] | 0 | [5 empty] | 0 | [5 empty] | 0 | [5 empty] | 0 | [5 empty] | 0 | [5 empty] | 0 | [5 empty] | 0 | 0 | 0 | 0 | 0 | 0 | 0 | [5 empty] | 0 | [5 empty] | 0 | [5 empty] | 0
|  |  | 0 | 0 | 0 | 0 | 0 | 0 | 0 | 0 | 0 | 0 | 0 | 0 | 0 | 0 | 0 | 0 | 0 | 0 | 0 | 0 | 0 | 0 | 0 | 0 | 0 | 0 | 0 | 0 | 0 | 0 | 0 | 0 | 0 | 0 | 0 | 0 | 0 | 0 | 0 | 0 | 0 | 0 | 0 | 0 | 0 | 0 | 0 | 0 | 0 | 0 | 0 | 0 | 0 | 0 | 0 | 0 | 0 | 0 | 0 | 0 | 0 | 0 | 0 | 0 | 0 | 0 | 0 | 0 | 0 | 0 | 0 | 0 | 0 | 0 | 0 | 0 | 0 | 0 | 0 | 0 | 0 | 0 | 0 | 0 | 0 | 0 | 0 | 0 | 0 | 0
| 2027 | C1 | 0 | 0 | 0 | 0 | 0 | 0 | [5 empty] | 0 | [5 empty] | 0 | [5 empty] | 0 | [5 empty] | 0 | [5 empty] | 0 | [5 empty] | 0 | [5 empty] | 0 | [5 empty] | 0 | [5 empty] | 0 | [5 empty] | 0 | 0 | 0 | 0 | 0 | 0 | 0 | [5 empty] | 0 | [5 empty] | 0 | [5 empty] | 0
|  | C2 | 0 | 0 | 0 | 0 | 0 | 0 | [5 empty] | 0 | [5 empty] | 0 | [5 empty] | 0 | [5 empty] | 0 | [5 empty] | 0 | [5 empty] | 0 | [5 empty] | 0 | [5 empty] | 0 | [5 empty] | 0 | [5 empty] | 0 | 0 | 0 | 0 | 0 | 0 | 0 | [5 empty] | 0 | [5 empty] | 0 | [5 empty] | 0
|  | C3 | 0 | 0 | 0 | 0 | 0 | 0 | [5 empty] | 0 | [5 empty] | 0 | [5 empty] | 0 | [5 empty] | 0 | [5 empty] | 0 | [5 empty] | 0 | [5 empty] | 0 | [5 empty] | 0 | [5 empty] | 0 | [5 empty] | 0 | 0 | 0 | 0 | 0 | 0 | 0 | [5 empty] | 0 | [5 empty] | 0 | [5 empty] | 0
|  | C4 | 0 | 0 | 0 | 0 | 0 | 0 | [5 empty] | 0 | [5 empty] | 0 | [5 empty] | 0 | [5 empty] | 0 | [5 empty] | 0 | [5 empty] | 0 | [5 empty] | 0 | [5 empty] | 0 | [5 empty] | 0 | [5 empty] | 0 | 0 | 0 | 0 | 0 | 0 | 0 | [5 empty] | 0 | [5 empty] | 0 | [5 empty] | 0
|  |  | 0 | 0 | 0 | 0 | 0 | 0 | 0 | 0 | 0 | 0 | 0 | 0 | 0 | 0 | 0 | 0 | 0 | 0 | 0 | 0 | 0 | 0 | 0 | 0 | 0 | 0 | 0 | 0 | 0 | 0 | 0 | 0 | 0 | 0 | 0 | 0 | 0 | 0 | 0 | 0 | 0 | 0 | 0 | 0 | 0 | 0 | 0 | 0 | 0 | 0 | 0 | 0 | 0 | 0 | 0 | 0 | 0 | 0 | 0 | 0 | 0 | 0 | 0 | 0 | 0 | 0 | 0 | 0 | 0 | 0 | 0 | 0 | 0 | 0 | 0 | 0 | 0 | 0 | 0 | 0 | 0 | 0 | 0 | 0 | 0 | 0 | 0 | 0 | 0 | 0
| 2028 | C1 | 0 | 0 | 0 | 0 | 0 | 0 | [5 empty] | 0 | [5 empty] | 0 | [5 empty] | 0 | [5 empty] | 0 | [5 empty] | 0 | [5 empty] | 0 | [5 empty] | 0 | [5 empty] | 0 | [5 empty] | 0 | [5 empty] | 0 | 0 | 0 | 0 | 0 | 0 | 0 | [5 empty] | 0 | [5 empty] | 0 | [5 empty] | 0
|  | C2 | 0 | 0 | 0 | 0 | 0 | 0 | [5 empty] | 0 | [5 empty] | 0 | [5 empty] | 0 | [5 empty] | 0 | [5 empty] | 0 | [5 empty] | 0 | [5 empty] | 0 | [5 empty] | 0 | [5 empty] | 0 | [5 empty] | 0 | 0 | 0 | 0 | 0 | 0 | 0 | [5 empty] | 0 | [5 empty] | 0 | [5 empty] | 0
|  | C3 | 0 | 0 | 0 | 0 | 0 | 0 | [5 empty] | 0 | [5 empty] | 0 | [5 empty] | 0 | [5 empty] | 0 | [5 empty] | 0 | [5 empty] | 0 | [5 empty] | 0 | [5 empty] | 0 | [5 empty] | 0 | [5 empty] | 0 | 0 | 0 | 0 | 0 | 0 | 0 | [5 empty] | 0 | [5 empty] | 0 | [5 empty] | 0
|  | C4 | 0 | 0 | 0 | 0 | 0 | 0 | [5 empty] | 0 | [5 empty] | 0 | [5 empty] | 0 | [5 empty] | 0 | [5 empty] | 0 | [5 empty] | 0 | [5 empty] | 0 | [5 empty] | 0 | [5 empty] | 0 | [5 empty] | 0 | 0 | 0 | 0 | 0 | 0 | 0 | [5 empty] | 0 | [5 empty] | 0 | [5 empty] | 0
|  |  | 0 | 0 | 0 | 0 | 0 | 0 | 0 | 0 | 0 | 0 | 0 | 0 | 0 | 0 | 0 | 0 | 0 | 0 | 0 | 0 | 0 | 0 | 0 | 0 | 0 | 0 | 0 | 0 | 0 | 0 | 0 | 0 | 0 | 0 | 0 | 0 | 0 | 0 | 0 | 0 | 0 | 0 | 0 | 0 | 0 | 0 | 0 | 0 | 0 | 0 | 0 | 0 | 0 | 0 | 0 | 0 | 0 | 0 | 0 | 0 | 0 | 0 | 0 | 0 | 0 | 0 | 0 | 0 | 0 | 0 | 0 | 0 | 0 | 0 | 0 | 0 | 0 | 0 | 0 | 0 | 0 | 0 | 0 | 0 | 0 | 0 | 0 | 0 | 0 | 0
8 | LV UGB
| 2024 | C1 | [5 empty] | 0 | [5 empty] | 0 | [5 empty] | 0 | [5 empty] | 0 | [5 empty] | 0 | [5 empty] | 0 | [5 empty] | 0 | [5 empty] | 0 | [5 empty] | 0 | [5 empty] | 0 | [5 empty] | 0 | 0 | 0 | 0 | 0 | 0 | 0 | [5 empty] | 0 | [5 empty] | 0 | [5 empty] | 0
|  | C2 | [5 empty] | 0 | [5 empty] | 0 | [5 empty] | 0 | [5 empty] | 0 | [5 empty] | 0 | [5 empty] | 0 | [5 empty] | 0 | [5 empty] | 0 | [5 empty] | 0 | [5 empty] | 0 | [5 empty] | 0 | 0 | 0 | 0 | 0 | 0 | 0 | [5 empty] | 0 | [5 empty] | 0 | [5 empty] | 0
|  | C3 | [5 empty] | 0 | [5 empty] | 0 | [5 empty] | 0 | [5 empty] | 0 | [5 empty] | 0 | [5 empty] | 0 | [5 empty] | 0 | [5 empty] | 0 | [5 empty] | 0 | [5 empty] | 0 | [5 empty] | 0 | 0 | 0 | 0 | 0 | 0 | 0 | [5 empty] | 0 | [5 empty] | 0 | [5 empty] | 0
|  | C4 | [5 empty] | 0 | [5 empty] | 0 | [5 empty] | 0 | [5 empty] | 0 | [5 empty] | 0 | [5 empty] | 0 | [5 empty] | 0 | [5 empty] | 0 | [5 empty] | 0 | [5 empty] | 0 | [5 empty] | 0 | 0 | 0 | 0 | 0 | 0 | 0 | [5 empty] | 0 | [5 empty] | 0 | [5 empty] | 0
|  |  | 0 | 0 | 0 | 0 | 0 | 0 | 0 | 0 | 0 | 0 | 0 | 0 | 0 | 0 | 0 | 0 | 0 | 0 | 0 | 0 | 0 | 0 | 0 | 0 | 0 | 0 | 0 | 0 | 0 | 0 | 0 | 0 | 0 | 0 | 0 | 0 | 0 | 0 | 0 | 0 | 0 | 0 | 0 | 0 | 0 | 0 | 0 | 0 | 0 | 0 | 0 | 0 | 0 | 0 | 0 | 0 | 0 | 0 | 0 | 0 | 0 | 0 | 0 | 0 | 0 | 0 | 0 | 0 | 0 | 0 | 0 | 0 | 0 | 0 | 0 | 0 | 0 | 0 | 0 | 0 | 0 | 0 | 0 | 0 | 0 | 0 | 0 | 0 | 0 | 0
| 2025 | C1 | 0 | 0 | 0 | 0 | 0 | 0 | [5 empty] | 0 | [5 empty] | 0 | [5 empty] | 0 | [5 empty] | 0 | [5 empty] | 0 | [5 empty] | 0 | [5 empty] | 0 | [5 empty] | 0 | [5 empty] | 0 | [5 empty] | 0 | 0 | 0 | 0 | 0 | 0 | 0 | [5 empty] | 0 | [5 empty] | 0 | [5 empty] | 0
|  | C2 | 0 | 0 | 0 | 0 | 0 | 0 | [5 empty] | 0 | [5 empty] | 0 | [5 empty] | 0 | [5 empty] | 0 | [5 empty] | 0 | [5 empty] | 0 | [5 empty] | 0 | [5 empty] | 0 | [5 empty] | 0 | [5 empty] | 0 | 0 | 0 | 0 | 0 | 0 | 0 | [5 empty] | 0 | [5 empty] | 0 | [5 empty] | 0
|  | C3 | 0 | 0 | 0 | 0 | 0 | 0 | [5 empty] | 0 | [5 empty] | 0 | [5 empty] | 0 | [5 empty] | 0 | [5 empty] | 0 | [5 empty] | 0 | [5 empty] | 0 | [5 empty] | 0 | [5 empty] | 0 | [5 empty] | 0 | 0 | 0 | 0 | 0 | 0 | 0 | [5 empty] | 0 | [5 empty] | 0 | [5 empty] | 0
|  | C4 | 0 | 0 | 0 | 0 | 0 | 0 | [5 empty] | 0 | [5 empty] | 0 | [5 empty] | 0 | [5 empty] | 0 | [5 empty] | 0 | [5 empty] | 0 | [5 empty] | 0 | [5 empty] | 0 | [5 empty] | 0 | [5 empty] | 0 | 0 | 0 | 0 | 0 | 0 | 0 | [5 empty] | 0 | [5 empty] | 0 | [5 empty] | 0
|  |  | 0 | 0 | 0 | 0 | 0 | 0 | 0 | 0 | 0 | 0 | 0 | 0 | 0 | 0 | 0 | 0 | 0 | 0 | 0 | 0 | 0 | 0 | 0 | 0 | 0 | 0 | 0 | 0 | 0 | 0 | 0 | 0 | 0 | 0 | 0 | 0 | 0 | 0 | 0 | 0 | 0 | 0 | 0 | 0 | 0 | 0 | 0 | 0 | 0 | 0 | 0 | 0 | 0 | 0 | 0 | 0 | 0 | 0 | 0 | 0 | 0 | 0 | 0 | 0 | 0 | 0 | 0 | 0 | 0 | 0 | 0 | 0 | 0 | 0 | 0 | 0 | 0 | 0 | 0 | 0 | 0 | 0 | 0 | 0 | 0 | 0 | 0 | 0 | 0 | 0
| 2026 | C1 | 0 | 0 | 0 | 0 | 0 | 0 | [5 empty] | 0 | [5 empty] | 0 | [5 empty] | 0 | [5 empty] | 0 | [5 empty] | 0 | [5 empty] | 0 | [5 empty] | 0 | [5 empty] | 0 | [5 empty] | 0 | [5 empty] | 0 | 0 | 0 | 0 | 0 | 0 | 0 | [5 empty] | 0 | [5 empty] | 0 | [5 empty] | 0
|  | C2 | 0 | 0 | 0 | 0 | 0 | 0 | [5 empty] | 0 | [5 empty] | 0 | [5 empty] | 0 | [5 empty] | 0 | [5 empty] | 0 | [5 empty] | 0 | [5 empty] | 0 | [5 empty] | 0 | [5 empty] | 0 | [5 empty] | 0 | 0 | 0 | 0 | 0 | 0 | 0 | [5 empty] | 0 | [5 empty] | 0 | [5 empty] | 0
|  | C3 | 0 | 0 | 0 | 0 | 0 | 0 | [5 empty] | 0 | [5 empty] | 0 | [5 empty] | 0 | [5 empty] | 0 | [5 empty] | 0 | [5 empty] | 0 | [5 empty] | 0 | [5 empty] | 0 | [5 empty] | 0 | [5 empty] | 0 | 0 | 0 | 0 | 0 | 0 | 0 | [5 empty] | 0 | [5 empty] | 0 | [5 empty] | 0
|  | C4 | 0 | 0 | 0 | 0 | 0 | 0 | [5 empty] | 0 | [5 empty] | 0 | [5 empty] | 0 | [5 empty] | 0 | [5 empty] | 0 | [5 empty] | 0 | [5 empty] | 0 | [5 empty] | 0 | [5 empty] | 0 | [5 empty] | 0 | 0 | 0 | 0 | 0 | 0 | 0 | [5 empty] | 0 | [5 empty] | 0 | [5 empty] | 0
|  |  | 0 | 0 | 0 | 0 | 0 | 0 | 0 | 0 | 0 | 0 | 0 | 0 | 0 | 0 | 0 | 0 | 0 | 0 | 0 | 0 | 0 | 0 | 0 | 0 | 0 | 0 | 0 | 0 | 0 | 0 | 0 | 0 | 0 | 0 | 0 | 0 | 0 | 0 | 0 | 0 | 0 | 0 | 0 | 0 | 0 | 0 | 0 | 0 | 0 | 0 | 0 | 0 | 0 | 0 | 0 | 0 | 0 | 0 | 0 | 0 | 0 | 0 | 0 | 0 | 0 | 0 | 0 | 0 | 0 | 0 | 0 | 0 | 0 | 0 | 0 | 0 | 0 | 0 | 0 | 0 | 0 | 0 | 0 | 0 | 0 | 0 | 0 | 0 | 0 | 0
| 2027 | C1 | 0 | 0 | 0 | 0 | 0 | 0 | [5 empty] | 0 | [5 empty] | 0 | [5 empty] | 0 | [5 empty] | 0 | [5 empty] | 0 | [5 empty] | 0 | [5 empty] | 0 | [5 empty] | 0 | [5 empty] | 0 | [5 empty] | 0 | 0 | 0 | 0 | 0 | 0 | 0 | [5 empty] | 0 | [5 empty] | 0 | [5 empty] | 0
|  | C2 | 0 | 0 | 0 | 0 | 0 | 0 | [5 empty] | 0 | [5 empty] | 0 | [5 empty] | 0 | [5 empty] | 0 | [5 empty] | 0 | [5 empty] | 0 | [5 empty] | 0 | [5 empty] | 0 | [5 empty] | 0 | [5 empty] | 0 | 0 | 0 | 0 | 0 | 0 | 0 | [5 empty] | 0 | [5 empty] | 0 | [5 empty] | 0
|  | C3 | 0 | 0 | 0 | 0 | 0 | 0 | [5 empty] | 0 | [5 empty] | 0 | [5 empty] | 0 | [5 empty] | 0 | [5 empty] | 0 | [5 empty] | 0 | [5 empty] | 0 | [5 empty] | 0 | [5 empty] | 0 | [5 empty] | 0 | 0 | 0 | 0 | 0 | 0 | 0 | [5 empty] | 0 | [5 empty] | 0 | [5 empty] | 0
|  | C4 | 0 | 0 | 0 | 0 | 0 | 0 | [5 empty] | 0 | [5 empty] | 0 | [5 empty] | 0 | [5 empty] | 0 | [5 empty] | 0 | [5 empty] | 0 | [5 empty] | 0 | [5 empty] | 0 | [5 empty] | 0 | [5 empty] | 0 | 0 | 0 | 0 | 0 | 0 | 0 | [5 empty] | 0 | [5 empty] | 0 | [5 empty] | 0
|  |  | 0 | 0 | 0 | 0 | 0 | 0 | 0 | 0 | 0 | 0 | 0 | 0 | 0 | 0 | 0 | 0 | 0 | 0 | 0 | 0 | 0 | 0 | 0 | 0 | 0 | 0 | 0 | 0 | 0 | 0 | 0 | 0 | 0 | 0 | 0 | 0 | 0 | 0 | 0 | 0 | 0 | 0 | 0 | 0 | 0 | 0 | 0 | 0 | 0 | 0 | 0 | 0 | 0 | 0 | 0 | 0 | 0 | 0 | 0 | 0 | 0 | 0 | 0 | 0 | 0 | 0 | 0 | 0 | 0 | 0 | 0 | 0 | 0 | 0 | 0 | 0 | 0 | 0 | 0 | 0 | 0 | 0 | 0 | 0 | 0 | 0 | 0 | 0 | 0 | 0
| 2028 | C1 | 0 | 0 | 0 | 0 | 0 | 0 | [5 empty] | 0 | [5 empty] | 0 | [5 empty] | 0 | [5 empty] | 0 | [5 empty] | 0 | [5 empty] | 0 | [5 empty] | 0 | [5 empty] | 0 | [5 empty] | 0 | [5 empty] | 0 | 0 | 0 | 0 | 0 | 0 | 0 | [5 empty] | 0 | [5 empty] | 0 | [5 empty] | 0
|  | C2 | 0 | 0 | 0 | 0 | 0 | 0 | [5 empty] | 0 | [5 empty] | 0 | [5 empty] | 0 | [5 empty] | 0 | [5 empty] | 0 | [5 empty] | 0 | [5 empty] | 0 | [5 empty] | 0 | [5 empty] | 0 | [5 empty] | 0 | 0 | 0 | 0 | 0 | 0 | 0 | [5 empty] | 0 | [5 empty] | 0 | [5 empty] | 0
|  | C3 | 0 | 0 | 0 | 0 | 0 | 0 | [5 empty] | 0 | [5 empty] | 0 | [5 empty] | 0 | [5 empty] | 0 | [5 empty] | 0 | [5 empty] | 0 | [5 empty] | 0 | [5 empty] | 0 | [5 empty] | 0 | [5 empty] | 0 | 0 | 0 | 0 | 0 | 0 | 0 | [5 empty] | 0 | [5 empty] | 0 | [5 empty] | 0
|  | C4 | 0 | 0 | 0 | 0 | 0 | 0 | [5 empty] | 0 | [5 empty] | 0 | [5 empty] | 0 | [5 empty] | 0 | [5 empty] | 0 | [5 empty] | 0 | [5 empty] | 0 | [5 empty] | 0 | [5 empty] | 0 | [5 empty] | 0 | 0 | 0 | 0 | 0 | 0 | 0 | [5 empty] | 0 | [5 empty] | 0 | [5 empty] | 0
|  |  | 0 | 0 | 0 | 0 | 0 | 0 | 0 | 0 | 0 | 0 | 0 | 0 | 0 | 0 | 0 | 0 | 0 | 0 | 0 | 0 | 0 | 0 | 0 | 0 | 0 | 0 | 0 | 0 | 0 | 0 | 0 | 0 | 0 | 0 | 0 | 0 | 0 | 0 | 0 | 0 | 0 | 0 | 0 | 0 | 0 | 0 | 0 | 0 | 0 | 0 | 0 | 0 | 0 | 0 | 0 | 0 | 0 | 0 | 0 | 0 | 0 | 0 | 0 | 0 | 0 | 0 | 0 | 0 | 0 | 0 | 0 | 0 | 0 | 0 | 0 | 0 | 0 | 0 | 0 | 0 | 0 | 0 | 0 | 0 | 0 | 0 | 0 | 0 | 0 | 0
9 | 6.6/11kV Poles
| 2024 | C1 | [5 empty] | 0 | [5 empty] | 0 | [5 empty] | 0 | [5 empty] | 0 | [5 empty] | 0 | [5 empty] | 0 | [5 empty] | 0 | [5 empty] | 0 | [5 empty] | 0 | [5 empty] | 0 | [5 empty] | 0 | 0 | 0 | 0 | 0 | 0 | 0 | [5 empty] | 0 | [5 empty] | 0 | [5 empty] | 0
|  | C2 | [5 empty] | 0 | [5 empty] | 0 | [5 empty] | 0 | [5 empty] | 0 | [5 empty] | 0 | [5 empty] | 0 | [5 empty] | 0 | [5 empty] | 0 | [5 empty] | 0 | [5 empty] | 0 | [5 empty] | 0 | 0 | 0 | 0 | 0 | 0 | 0 | [5 empty] | 0 | [5 empty] | 0 | [5 empty] | 0
|  | C3 | [5 empty] | 0 | [5 empty] | 0 | [5 empty] | 0 | [5 empty] | 0 | [5 empty] | 0 | [5 empty] | 0 | [5 empty] | 0 | [5 empty] | 0 | [5 empty] | 0 | [5 empty] | 0 | [5 empty] | 0 | 0 | 0 | 0 | 0 | 0 | 0 | [5 empty] | 0 | [5 empty] | 0 | [5 empty] | 0
|  | C4 | [5 empty] | 0 | [5 empty] | 0 | [5 empty] | 0 | [5 empty] | 0 | [5 empty] | 0 | [5 empty] | 0 | [5 empty] | 0 | [5 empty] | 0 | [5 empty] | 0 | [5 empty] | 0 | [5 empty] | 0 | 0 | 0 | 0 | 0 | 0 | 0 | [5 empty] | 0 | [5 empty] | 0 | [5 empty] | 0
|  |  | 0 | 0 | 0 | 0 | 0 | 0 | 0 | 0 | 0 | 0 | 0 | 0 | 0 | 0 | 0 | 0 | 0 | 0 | 0 | 0 | 0 | 0 | 0 | 0 | 0 | 0 | 0 | 0 | 0 | 0 | 0 | 0 | 0 | 0 | 0 | 0 | 0 | 0 | 0 | 0 | 0 | 0 | 0 | 0 | 0 | 0 | 0 | 0 | 0 | 0 | 0 | 0 | 0 | 0 | 0 | 0 | 0 | 0 | 0 | 0 | 0 | 0 | 0 | 0 | 0 | 0 | 0 | 0 | 0 | 0 | 0 | 0 | 0 | 0 | 0 | 0 | 0 | 0 | 0 | 0 | 0 | 0 | 0 | 0 | 0 | 0 | 0 | 0 | 0 | 0
| 2025 | C1 | 0 | 0 | 0 | 0 | 0 | 0 | [5 empty] | 0 | [5 empty] | 0 | [5 empty] | 0 | [5 empty] | 0 | [5 empty] | 0 | [5 empty] | 0 | [5 empty] | 0 | [5 empty] | 0 | [5 empty] | 0 | [5 empty] | 0 | 0 | 0 | 0 | 0 | 0 | 0 | [5 empty] | 0 | [5 empty] | 0 | [5 empty] | 0
|  | C2 | 0 | 0 | 0 | 0 | 0 | 0 | [5 empty] | 0 | [5 empty] | 0 | [5 empty] | 0 | [5 empty] | 0 | [5 empty] | 0 | [5 empty] | 0 | [5 empty] | 0 | [5 empty] | 0 | [5 empty] | 0 | [5 empty] | 0 | 0 | 0 | 0 | 0 | 0 | 0 | [5 empty] | 0 | [5 empty] | 0 | [5 empty] | 0
|  | C3 | 0 | 0 | 0 | 0 | 0 | 0 | [5 empty] | 0 | [5 empty] | 0 | [5 empty] | 0 | [5 empty] | 0 | [5 empty] | 0 | [5 empty] | 0 | [5 empty] | 0 | [5 empty] | 0 | [5 empty] | 0 | [5 empty] | 0 | 0 | 0 | 0 | 0 | 0 | 0 | [5 empty] | 0 | [5 empty] | 0 | [5 empty] | 0
|  | C4 | 0 | 0 | 0 | 0 | 0 | 0 | [5 empty] | 0 | [5 empty] | 0 | [5 empty] | 0 | [5 empty] | 0 | [5 empty] | 0 | [5 empty] | 0 | [5 empty] | 0 | [5 empty] | 0 | [5 empty] | 0 | [5 empty] | 0 | 0 | 0 | 0 | 0 | 0 | 0 | [5 empty] | 0 | [5 empty] | 0 | [5 empty] | 0
|  |  | 0 | 0 | 0 | 0 | 0 | 0 | 0 | 0 | 0 | 0 | 0 | 0 | 0 | 0 | 0 | 0 | 0 | 0 | 0 | 0 | 0 | 0 | 0 | 0 | 0 | 0 | 0 | 0 | 0 | 0 | 0 | 0 | 0 | 0 | 0 | 0 | 0 | 0 | 0 | 0 | 0 | 0 | 0 | 0 | 0 | 0 | 0 | 0 | 0 | 0 | 0 | 0 | 0 | 0 | 0 | 0 | 0 | 0 | 0 | 0 | 0 | 0 | 0 | 0 | 0 | 0 | 0 | 0 | 0 | 0 | 0 | 0 | 0 | 0 | 0 | 0 | 0 | 0 | 0 | 0 | 0 | 0 | 0 | 0 | 0 | 0 | 0 | 0 | 0 | 0
| 2026 | C1 | 0 | 0 | 0 | 0 | 0 | 0 | [5 empty] | 0 | [5 empty] | 0 | [5 empty] | 0 | [5 empty] | 0 | [5 empty] | 0 | [5 empty] | 0 | [5 empty] | 0 | [5 empty] | 0 | [5 empty] | 0 | [5 empty] | 0 | 0 | 0 | 0 | 0 | 0 | 0 | [5 empty] | 0 | [5 empty] | 0 | [5 empty] | 0
|  | C2 | 0 | 0 | 0 | 0 | 0 | 0 | [5 empty] | 0 | [5 empty] | 0 | [5 empty] | 0 | [5 empty] | 0 | [5 empty] | 0 | [5 empty] | 0 | [5 empty] | 0 | [5 empty] | 0 | [5 empty] | 0 | [5 empty] | 0 | 0 | 0 | 0 | 0 | 0 | 0 | [5 empty] | 0 | [5 empty] | 0 | [5 empty] | 0
|  | C3 | 0 | 0 | 0 | 0 | 0 | 0 | [5 empty] | 0 | [5 empty] | 0 | [5 empty] | 0 | [5 empty] | 0 | [5 empty] | 0 | [5 empty] | 0 | [5 empty] | 0 | [5 empty] | 0 | [5 empty] | 0 | [5 empty] | 0 | 0 | 0 | 0 | 0 | 0 | 0 | [5 empty] | 0 | [5 empty] | 0 | [5 empty] | 0
|  | C4 | 0 | 0 | 0 | 0 | 0 | 0 | [5 empty] | 0 | [5 empty] | 0 | [5 empty] | 0 | [5 empty] | 0 | [5 empty] | 0 | [5 empty] | 0 | [5 empty] | 0 | [5 empty] | 0 | [5 empty] | 0 | [5 empty] | 0 | 0 | 0 | 0 | 0 | 0 | 0 | [5 empty] | 0 | [5 empty] | 0 | [5 empty] | 0
|  |  | 0 | 0 | 0 | 0 | 0 | 0 | 0 | 0 | 0 | 0 | 0 | 0 | 0 | 0 | 0 | 0 | 0 | 0 | 0 | 0 | 0 | 0 | 0 | 0 | 0 | 0 | 0 | 0 | 0 | 0 | 0 | 0 | 0 | 0 | 0 | 0 | 0 | 0 | 0 | 0 | 0 | 0 | 0 | 0 | 0 | 0 | 0 | 0 | 0 | 0 | 0 | 0 | 0 | 0 | 0 | 0 | 0 | 0 | 0 | 0 | 0 | 0 | 0 | 0 | 0 | 0 | 0 | 0 | 0 | 0 | 0 | 0 | 0 | 0 | 0 | 0 | 0 | 0 | 0 | 0 | 0 | 0 | 0 | 0 | 0 | 0 | 0 | 0 | 0 | 0
| 2027 | C1 | 0 | 0 | 0 | 0 | 0 | 0 | [5 empty] | 0 | [5 empty] | 0 | [5 empty] | 0 | [5 empty] | 0 | [5 empty] | 0 | [5 empty] | 0 | [5 empty] | 0 | [5 empty] | 0 | [5 empty] | 0 | [5 empty] | 0 | 0 | 0 | 0 | 0 | 0 | 0 | [5 empty] | 0 | [5 empty] | 0 | [5 empty] | 0
|  | C2 | 0 | 0 | 0 | 0 | 0 | 0 | [5 empty] | 0 | [5 empty] | 0 | [5 empty] | 0 | [5 empty] | 0 | [5 empty] | 0 | [5 empty] | 0 | [5 empty] | 0 | [5 empty] | 0 | [5 empty] | 0 | [5 empty] | 0 | 0 | 0 | 0 | 0 | 0 | 0 | [5 empty] | 0 | [5 empty] | 0 | [5 empty] | 0
|  | C3 | 0 | 0 | 0 | 0 | 0 | 0 | [5 empty] | 0 | [5 empty] | 0 | [5 empty] | 0 | [5 empty] | 0 | [5 empty] | 0 | [5 empty] | 0 | [5 empty] | 0 | [5 empty] | 0 | [5 empty] | 0 | [5 empty] | 0 | 0 | 0 | 0 | 0 | 0 | 0 | [5 empty] | 0 | [5 empty] | 0 | [5 empty] | 0
|  | C4 | 0 | 0 | 0 | 0 | 0 | 0 | [5 empty] | 0 | [5 empty] | 0 | [5 empty] | 0 | [5 empty] | 0 | [5 empty] | 0 | [5 empty] | 0 | [5 empty] | 0 | [5 empty] | 0 | [5 empty] | 0 | [5 empty] | 0 | 0 | 0 | 0 | 0 | 0 | 0 | [5 empty] | 0 | [5 empty] | 0 | [5 empty] | 0
|  |  | 0 | 0 | 0 | 0 | 0 | 0 | 0 | 0 | 0 | 0 | 0 | 0 | 0 | 0 | 0 | 0 | 0 | 0 | 0 | 0 | 0 | 0 | 0 | 0 | 0 | 0 | 0 | 0 | 0 | 0 | 0 | 0 | 0 | 0 | 0 | 0 | 0 | 0 | 0 | 0 | 0 | 0 | 0 | 0 | 0 | 0 | 0 | 0 | 0 | 0 | 0 | 0 | 0 | 0 | 0 | 0 | 0 | 0 | 0 | 0 | 0 | 0 | 0 | 0 | 0 | 0 | 0 | 0 | 0 | 0 | 0 | 0 | 0 | 0 | 0 | 0 | 0 | 0 | 0 | 0 | 0 | 0 | 0 | 0 | 0 | 0 | 0 | 0 | 0 | 0
| 2028 | C1 | 0 | 0 | 0 | 0 | 0 | 0 | [5 empty] | 0 | [5 empty] | 0 | [5 empty] | 0 | [5 empty] | 0 | [5 empty] | 0 | [5 empty] | 0 | [5 empty] | 0 | [5 empty] | 0 | [5 empty] | 0 | [5 empty] | 0 | 0 | 0 | 0 | 0 | 0 | 0 | [5 empty] | 0 | [5 empty] | 0 | [5 empty] | 0
|  | C2 | 0 | 0 | 0 | 0 | 0 | 0 | [5 empty] | 0 | [5 empty] | 0 | [5 empty] | 0 | [5 empty] | 0 | [5 empty] | 0 | [5 empty] | 0 | [5 empty] | 0 | [5 empty] | 0 | [5 empty] | 0 | [5 empty] | 0 | 0 | 0 | 0 | 0 | 0 | 0 | [5 empty] | 0 | [5 empty] | 0 | [5 empty] | 0
|  | C3 | 0 | 0 | 0 | 0 | 0 | 0 | [5 empty] | 0 | [5 empty] | 0 | [5 empty] | 0 | [5 empty] | 0 | [5 empty] | 0 | [5 empty] | 0 | [5 empty] | 0 | [5 empty] | 0 | [5 empty] | 0 | [5 empty] | 0 | 0 | 0 | 0 | 0 | 0 | 0 | [5 empty] | 0 | [5 empty] | 0 | [5 empty] | 0
|  | C4 | 0 | 0 | 0 | 0 | 0 | 0 | [5 empty] | 0 | [5 empty] | 0 | [5 empty] | 0 | [5 empty] | 0 | [5 empty] | 0 | [5 empty] | 0 | [5 empty] | 0 | [5 empty] | 0 | [5 empty] | 0 | [5 empty] | 0 | 0 | 0 | 0 | 0 | 0 | 0 | [5 empty] | 0 | [5 empty] | 0 | [5 empty] | 0
|  |  | 0 | 0 | 0 | 0 | 0 | 0 | 0 | 0 | 0 | 0 | 0 | 0 | 0 | 0 | 0 | 0 | 0 | 0 | 0 | 0 | 0 | 0 | 0 | 0 | 0 | 0 | 0 | 0 | 0 | 0 | 0 | 0 | 0 | 0 | 0 | 0 | 0 | 0 | 0 | 0 | 0 | 0 | 0 | 0 | 0 | 0 | 0 | 0 | 0 | 0 | 0 | 0 | 0 | 0 | 0 | 0 | 0 | 0 | 0 | 0 | 0 | 0 | 0 | 0 | 0 | 0 | 0 | 0 | 0 | 0 | 0 | 0 | 0 | 0 | 0 | 0 | 0 | 0 | 0 | 0 | 0 | 0 | 0 | 0 | 0 | 0 | 0 | 0 | 0 | 0
10 | 20kV Poles
| 2024 | C1 | [5 empty] | 0 | [5 empty] | 0 | [5 empty] | 0 | [5 empty] | 0 | [5 empty] | 0 | [5 empty] | 0 | [5 empty] | 0 | [5 empty] | 0 | [5 empty] | 0 | [5 empty] | 0 | [5 empty] | 0 | 0 | 0 | 0 | 0 | 0 | 0 | [5 empty] | 0 | [5 empty] | 0 | [5 empty] | 0
|  | C2 | [5 empty] | 0 | [5 empty] | 0 | [5 empty] | 0 | [5 empty] | 0 | [5 empty] | 0 | [5 empty] | 0 | [5 empty] | 0 | [5 empty] | 0 | [5 empty] | 0 | [5 empty] | 0 | [5 empty] | 0 | 0 | 0 | 0 | 0 | 0 | 0 | [5 empty] | 0 | [5 empty] | 0 | [5 empty] | 0
|  | C3 | [5 empty] | 0 | [5 empty] | 0 | [5 empty] | 0 | [5 empty] | 0 | [5 empty] | 0 | [5 empty] | 0 | [5 empty] | 0 | [5 empty] | 0 | [5 empty] | 0 | [5 empty] | 0 | [5 empty] | 0 | 0 | 0 | 0 | 0 | 0 | 0 | [5 empty] | 0 | [5 empty] | 0 | [5 empty] | 0
|  | C4 | [5 empty] | 0 | [5 empty] | 0 | [5 empty] | 0 | [5 empty] | 0 | [5 empty] | 0 | [5 empty] | 0 | [5 empty] | 0 | [5 empty] | 0 | [5 empty] | 0 | [5 empty] | 0 | [5 empty] | 0 | 0 | 0 | 0 | 0 | 0 | 0 | [5 empty] | 0 | [5 empty] | 0 | [5 empty] | 0
|  |  | 0 | 0 | 0 | 0 | 0 | 0 | 0 | 0 | 0 | 0 | 0 | 0 | 0 | 0 | 0 | 0 | 0 | 0 | 0 | 0 | 0 | 0 | 0 | 0 | 0 | 0 | 0 | 0 | 0 | 0 | 0 | 0 | 0 | 0 | 0 | 0 | 0 | 0 | 0 | 0 | 0 | 0 | 0 | 0 | 0 | 0 | 0 | 0 | 0 | 0 | 0 | 0 | 0 | 0 | 0 | 0 | 0 | 0 | 0 | 0 | 0 | 0 | 0 | 0 | 0 | 0 | 0 | 0 | 0 | 0 | 0 | 0 | 0 | 0 | 0 | 0 | 0 | 0 | 0 | 0 | 0 | 0 | 0 | 0 | 0 | 0 | 0 | 0 | 0 | 0
| 2025 | C1 | 0 | 0 | 0 | 0 | 0 | 0 | [5 empty] | 0 | [5 empty] | 0 | [5 empty] | 0 | [5 empty] | 0 | [5 empty] | 0 | [5 empty] | 0 | [5 empty] | 0 | [5 empty] | 0 | [5 empty] | 0 | [5 empty] | 0 | 0 | 0 | 0 | 0 | 0 | 0 | [5 empty] | 0 | [5 empty] | 0 | [5 empty] | 0
|  | C2 | 0 | 0 | 0 | 0 | 0 | 0 | [5 empty] | 0 | [5 empty] | 0 | [5 empty] | 0 | [5 empty] | 0 | [5 empty] | 0 | [5 empty] | 0 | [5 empty] | 0 | [5 empty] | 0 | [5 empty] | 0 | [5 empty] | 0 | 0 | 0 | 0 | 0 | 0 | 0 | [5 empty] | 0 | [5 empty] | 0 | [5 empty] | 0
|  | C3 | 0 | 0 | 0 | 0 | 0 | 0 | [5 empty] | 0 | [5 empty] | 0 | [5 empty] | 0 | [5 empty] | 0 | [5 empty] | 0 | [5 empty] | 0 | [5 empty] | 0 | [5 empty] | 0 | [5 empty] | 0 | [5 empty] | 0 | 0 | 0 | 0 | 0 | 0 | 0 | [5 empty] | 0 | [5 empty] | 0 | [5 empty] | 0
|  | C4 | 0 | 0 | 0 | 0 | 0 | 0 | [5 empty] | 0 | [5 empty] | 0 | [5 empty] | 0 | [5 empty] | 0 | [5 empty] | 0 | [5 empty] | 0 | [5 empty] | 0 | [5 empty] | 0 | [5 empty] | 0 | [5 empty] | 0 | 0 | 0 | 0 | 0 | 0 | 0 | [5 empty] | 0 | [5 empty] | 0 | [5 empty] | 0
|  |  | 0 | 0 | 0 | 0 | 0 | 0 | 0 | 0 | 0 | 0 | 0 | 0 | 0 | 0 | 0 | 0 | 0 | 0 | 0 | 0 | 0 | 0 | 0 | 0 | 0 | 0 | 0 | 0 | 0 | 0 | 0 | 0 | 0 | 0 | 0 | 0 | 0 | 0 | 0 | 0 | 0 | 0 | 0 | 0 | 0 | 0 | 0 | 0 | 0 | 0 | 0 | 0 | 0 | 0 | 0 | 0 | 0 | 0 | 0 | 0 | 0 | 0 | 0 | 0 | 0 | 0 | 0 | 0 | 0 | 0 | 0 | 0 | 0 | 0 | 0 | 0 | 0 | 0 | 0 | 0 | 0 | 0 | 0 | 0 | 0 | 0 | 0 | 0 | 0 | 0
| 2026 | C1 | 0 | 0 | 0 | 0 | 0 | 0 | [5 empty] | 0 | [5 empty] | 0 | [5 empty] | 0 | [5 empty] | 0 | [5 empty] | 0 | [5 empty] | 0 | [5 empty] | 0 | [5 empty] | 0 | [5 empty] | 0 | [5 empty] | 0 | 0 | 0 | 0 | 0 | 0 | 0 | [5 empty] | 0 | [5 empty] | 0 | [5 empty] | 0
|  | C2 | 0 | 0 | 0 | 0 | 0 | 0 | [5 empty] | 0 | [5 empty] | 0 | [5 empty] | 0 | [5 empty] | 0 | [5 empty] | 0 | [5 empty] | 0 | [5 empty] | 0 | [5 empty] | 0 | [5 empty] | 0 | [5 empty] | 0 | 0 | 0 | 0 | 0 | 0 | 0 | [5 empty] | 0 | [5 empty] | 0 | [5 empty] | 0
|  | C3 | 0 | 0 | 0 | 0 | 0 | 0 | [5 empty] | 0 | [5 empty] | 0 | [5 empty] | 0 | [5 empty] | 0 | [5 empty] | 0 | [5 empty] | 0 | [5 empty] | 0 | [5 empty] | 0 | [5 empty] | 0 | [5 empty] | 0 | 0 | 0 | 0 | 0 | 0 | 0 | [5 empty] | 0 | [5 empty] | 0 | [5 empty] | 0
|  | C4 | 0 | 0 | 0 | 0 | 0 | 0 | [5 empty] | 0 | [5 empty] | 0 | [5 empty] | 0 | [5 empty] | 0 | [5 empty] | 0 | [5 empty] | 0 | [5 empty] | 0 | [5 empty] | 0 | [5 empty] | 0 | [5 empty] | 0 | 0 | 0 | 0 | 0 | 0 | 0 | [5 empty] | 0 | [5 empty] | 0 | [5 empty] | 0
|  |  | 0 | 0 | 0 | 0 | 0 | 0 | 0 | 0 | 0 | 0 | 0 | 0 | 0 | 0 | 0 | 0 | 0 | 0 | 0 | 0 | 0 | 0 | 0 | 0 | 0 | 0 | 0 | 0 | 0 | 0 | 0 | 0 | 0 | 0 | 0 | 0 | 0 | 0 | 0 | 0 | 0 | 0 | 0 | 0 | 0 | 0 | 0 | 0 | 0 | 0 | 0 | 0 | 0 | 0 | 0 | 0 | 0 | 0 | 0 | 0 | 0 | 0 | 0 | 0 | 0 | 0 | 0 | 0 | 0 | 0 | 0 | 0 | 0 | 0 | 0 | 0 | 0 | 0 | 0 | 0 | 0 | 0 | 0 | 0 | 0 | 0 | 0 | 0 | 0 | 0
| 2027 | C1 | 0 | 0 | 0 | 0 | 0 | 0 | [5 empty] | 0 | [5 empty] | 0 | [5 empty] | 0 | [5 empty] | 0 | [5 empty] | 0 | [5 empty] | 0 | [5 empty] | 0 | [5 empty] | 0 | [5 empty] | 0 | [5 empty] | 0 | 0 | 0 | 0 | 0 | 0 | 0 | [5 empty] | 0 | [5 empty] | 0 | [5 empty] | 0
|  | C2 | 0 | 0 | 0 | 0 | 0 | 0 | [5 empty] | 0 | [5 empty] | 0 | [5 empty] | 0 | [5 empty] | 0 | [5 empty] | 0 | [5 empty] | 0 | [5 empty] | 0 | [5 empty] | 0 | [5 empty] | 0 | [5 empty] | 0 | 0 | 0 | 0 | 0 | 0 | 0 | [5 empty] | 0 | [5 empty] | 0 | [5 empty] | 0
|  | C3 | 0 | 0 | 0 | 0 | 0 | 0 | [5 empty] | 0 | [5 empty] | 0 | [5 empty] | 0 | [5 empty] | 0 | [5 empty] | 0 | [5 empty] | 0 | [5 empty] | 0 | [5 empty] | 0 | [5 empty] | 0 | [5 empty] | 0 | 0 | 0 | 0 | 0 | 0 | 0 | [5 empty] | 0 | [5 empty] | 0 | [5 empty] | 0
|  | C4 | 0 | 0 | 0 | 0 | 0 | 0 | [5 empty] | 0 | [5 empty] | 0 | [5 empty] | 0 | [5 empty] | 0 | [5 empty] | 0 | [5 empty] | 0 | [5 empty] | 0 | [5 empty] | 0 | [5 empty] | 0 | [5 empty] | 0 | 0 | 0 | 0 | 0 | 0 | 0 | [5 empty] | 0 | [5 empty] | 0 | [5 empty] | 0
|  |  | 0 | 0 | 0 | 0 | 0 | 0 | 0 | 0 | 0 | 0 | 0 | 0 | 0 | 0 | 0 | 0 | 0 | 0 | 0 | 0 | 0 | 0 | 0 | 0 | 0 | 0 | 0 | 0 | 0 | 0 | 0 | 0 | 0 | 0 | 0 | 0 | 0 | 0 | 0 | 0 | 0 | 0 | 0 | 0 | 0 | 0 | 0 | 0 | 0 | 0 | 0 | 0 | 0 | 0 | 0 | 0 | 0 | 0 | 0 | 0 | 0 | 0 | 0 | 0 | 0 | 0 | 0 | 0 | 0 | 0 | 0 | 0 | 0 | 0 | 0 | 0 | 0 | 0 | 0 | 0 | 0 | 0 | 0 | 0 | 0 | 0 | 0 | 0 | 0 | 0
| 2028 | C1 | 0 | 0 | 0 | 0 | 0 | 0 | [5 empty] | 0 | [5 empty] | 0 | [5 empty] | 0 | [5 empty] | 0 | [5 empty] | 0 | [5 empty] | 0 | [5 empty] | 0 | [5 empty] | 0 | [5 empty] | 0 | [5 empty] | 0 | 0 | 0 | 0 | 0 | 0 | 0 | [5 empty] | 0 | [5 empty] | 0 | [5 empty] | 0
|  | C2 | 0 | 0 | 0 | 0 | 0 | 0 | [5 empty] | 0 | [5 empty] | 0 | [5 empty] | 0 | [5 empty] | 0 | [5 empty] | 0 | [5 empty] | 0 | [5 empty] | 0 | [5 empty] | 0 | [5 empty] | 0 | [5 empty] | 0 | 0 | 0 | 0 | 0 | 0 | 0 | [5 empty] | 0 | [5 empty] | 0 | [5 empty] | 0
|  | C3 | 0 | 0 | 0 | 0 | 0 | 0 | [5 empty] | 0 | [5 empty] | 0 | [5 empty] | 0 | [5 empty] | 0 | [5 empty] | 0 | [5 empty] | 0 | [5 empty] | 0 | [5 empty] | 0 | [5 empty] | 0 | [5 empty] | 0 | 0 | 0 | 0 | 0 | 0 | 0 | [5 empty] | 0 | [5 empty] | 0 | [5 empty] | 0
|  | C4 | 0 | 0 | 0 | 0 | 0 | 0 | [5 empty] | 0 | [5 empty] | 0 | [5 empty] | 0 | [5 empty] | 0 | [5 empty] | 0 | [5 empty] | 0 | [5 empty] | 0 | [5 empty] | 0 | [5 empty] | 0 | [5 empty] | 0 | 0 | 0 | 0 | 0 | 0 | 0 | [5 empty] | 0 | [5 empty] | 0 | [5 empty] | 0
|  |  | 0 | 0 | 0 | 0 | 0 | 0 | 0 | 0 | 0 | 0 | 0 | 0 | 0 | 0 | 0 | 0 | 0 | 0 | 0 | 0 | 0 | 0 | 0 | 0 | 0 | 0 | 0 | 0 | 0 | 0 | 0 | 0 | 0 | 0 | 0 | 0 | 0 | 0 | 0 | 0 | 0 | 0 | 0 | 0 | 0 | 0 | 0 | 0 | 0 | 0 | 0 | 0 | 0 | 0 | 0 | 0 | 0 | 0 | 0 | 0 | 0 | 0 | 0 | 0 | 0 | 0 | 0 | 0 | 0 | 0 | 0 | 0 | 0 | 0 | 0 | 0 | 0 | 0 | 0 | 0 | 0 | 0 | 0 | 0 | 0 | 0 | 0 | 0 | 0 | 0
11 | HV Sub Cable
| 2024 | C1 | [5 empty] | 0 | [5 empty] | 0 | [5 empty] | 0 | [5 empty] | 0 | [5 empty] | 0 | [5 empty] | 0 | [5 empty] | 0 | [5 empty] | 0 | [5 empty] | 0 | [5 empty] | 0 | [5 empty] | 0 | 0 | 0 | 0 | 0 | 0 | 0 | [5 empty] | 0 | [5 empty] | 0 | [5 empty] | 0
|  | C2 | [5 empty] | 0 | [5 empty] | 0 | [5 empty] | 0 | [5 empty] | 0 | [5 empty] | 0 | [5 empty] | 0 | [5 empty] | 0 | [5 empty] | 0 | [5 empty] | 0 | [5 empty] | 0 | [5 empty] | 0 | 0 | 0 | 0 | 0 | 0 | 0 | [5 empty] | 0 | [5 empty] | 0 | [5 empty] | 0
|  | C3 | [5 empty] | 0 | [5 empty] | 0 | [5 empty] | 0 | [5 empty] | 0 | [5 empty] | 0 | [5 empty] | 0 | [5 empty] | 0 | [5 empty] | 0 | [5 empty] | 0 | [5 empty] | 0 | [5 empty] | 0 | 0 | 0 | 0 | 0 | 0 | 0 | [5 empty] | 0 | [5 empty] | 0 | [5 empty] | 0
|  | C4 | [5 empty] | 0 | [5 empty] | 0 | [5 empty] | 0 | [5 empty] | 0 | [5 empty] | 0 | [5 empty] | 0 | [5 empty] | 0 | [5 empty] | 0 | [5 empty] | 0 | [5 empty] | 0 | [5 empty] | 0 | 0 | 0 | 0 | 0 | 0 | 0 | [5 empty] | 0 | [5 empty] | 0 | [5 empty] | 0
|  |  | 0 | 0 | 0 | 0 | 0 | 0 | 0 | 0 | 0 | 0 | 0 | 0 | 0 | 0 | 0 | 0 | 0 | 0 | 0 | 0 | 0 | 0 | 0 | 0 | 0 | 0 | 0 | 0 | 0 | 0 | 0 | 0 | 0 | 0 | 0 | 0 | 0 | 0 | 0 | 0 | 0 | 0 | 0 | 0 | 0 | 0 | 0 | 0 | 0 | 0 | 0 | 0 | 0 | 0 | 0 | 0 | 0 | 0 | 0 | 0 | 0 | 0 | 0 | 0 | 0 | 0 | 0 | 0 | 0 | 0 | 0 | 0 | 0 | 0 | 0 | 0 | 0 | 0 | 0 | 0 | 0 | 0 | 0 | 0 | 0 | 0 | 0 | 0 | 0 | 0
| 2025 | C1 | 0 | 0 | 0 | 0 | 0 | 0 | [5 empty] | 0 | [5 empty] | 0 | [5 empty] | 0 | [5 empty] | 0 | [5 empty] | 0 | [5 empty] | 0 | [5 empty] | 0 | [5 empty] | 0 | [5 empty] | 0 | [5 empty] | 0 | 0 | 0 | 0 | 0 | 0 | 0 | [5 empty] | 0 | [5 empty] | 0 | [5 empty] | 0
|  | C2 | 0 | 0 | 0 | 0 | 0 | 0 | [5 empty] | 0 | [5 empty] | 0 | [5 empty] | 0 | [5 empty] | 0 | [5 empty] | 0 | [5 empty] | 0 | [5 empty] | 0 | [5 empty] | 0 | [5 empty] | 0 | [5 empty] | 0 | 0 | 0 | 0 | 0 | 0 | 0 | [5 empty] | 0 | [5 empty] | 0 | [5 empty] | 0
|  | C3 | 0 | 0 | 0 | 0 | 0 | 0 | [5 empty] | 0 | [5 empty] | 0 | [5 empty] | 0 | [5 empty] | 0 | [5 empty] | 0 | [5 empty] | 0 | [5 empty] | 0 | [5 empty] | 0 | [5 empty] | 0 | [5 empty] | 0 | 0 | 0 | 0 | 0 | 0 | 0 | [5 empty] | 0 | [5 empty] | 0 | [5 empty] | 0
|  | C4 | 0 | 0 | 0 | 0 | 0 | 0 | [5 empty] | 0 | [5 empty] | 0 | [5 empty] | 0 | [5 empty] | 0 | [5 empty] | 0 | [5 empty] | 0 | [5 empty] | 0 | [5 empty] | 0 | [5 empty] | 0 | [5 empty] | 0 | 0 | 0 | 0 | 0 | 0 | 0 | [5 empty] | 0 | [5 empty] | 0 | [5 empty] | 0
|  |  | 0 | 0 | 0 | 0 | 0 | 0 | 0 | 0 | 0 | 0 | 0 | 0 | 0 | 0 | 0 | 0 | 0 | 0 | 0 | 0 | 0 | 0 | 0 | 0 | 0 | 0 | 0 | 0 | 0 | 0 | 0 | 0 | 0 | 0 | 0 | 0 | 0 | 0 | 0 | 0 | 0 | 0 | 0 | 0 | 0 | 0 | 0 | 0 | 0 | 0 | 0 | 0 | 0 | 0 | 0 | 0 | 0 | 0 | 0 | 0 | 0 | 0 | 0 | 0 | 0 | 0 | 0 | 0 | 0 | 0 | 0 | 0 | 0 | 0 | 0 | 0 | 0 | 0 | 0 | 0 | 0 | 0 | 0 | 0 | 0 | 0 | 0 | 0 | 0 | 0
| 2026 | C1 | 0 | 0 | 0 | 0 | 0 | 0 | [5 empty] | 0 | [5 empty] | 0 | [5 empty] | 0 | [5 empty] | 0 | [5 empty] | 0 | [5 empty] | 0 | [5 empty] | 0 | [5 empty] | 0 | [5 empty] | 0 | [5 empty] | 0 | 0 | 0 | 0 | 0 | 0 | 0 | [5 empty] | 0 | [5 empty] | 0 | [5 empty] | 0
|  | C2 | 0 | 0 | 0 | 0 | 0 | 0 | [5 empty] | 0 | [5 empty] | 0 | [5 empty] | 0 | [5 empty] | 0 | [5 empty] | 0 | [5 empty] | 0 | [5 empty] | 0 | [5 empty] | 0 | [5 empty] | 0 | [5 empty] | 0 | 0 | 0 | 0 | 0 | 0 | 0 | [5 empty] | 0 | [5 empty] | 0 | [5 empty] | 0
|  | C3 | 0 | 0 | 0 | 0 | 0 | 0 | [5 empty] | 0 | [5 empty] | 0 | [5 empty] | 0 | [5 empty] | 0 | [5 empty] | 0 | [5 empty] | 0 | [5 empty] | 0 | [5 empty] | 0 | [5 empty] | 0 | [5 empty] | 0 | 0 | 0 | 0 | 0 | 0 | 0 | [5 empty] | 0 | [5 empty] | 0 | [5 empty] | 0
|  | C4 | 0 | 0 | 0 | 0 | 0 | 0 | [5 empty] | 0 | [5 empty] | 0 | [5 empty] | 0 | [5 empty] | 0 | [5 empty] | 0 | [5 empty] | 0 | [5 empty] | 0 | [5 empty] | 0 | [5 empty] | 0 | [5 empty] | 0 | 0 | 0 | 0 | 0 | 0 | 0 | [5 empty] | 0 | [5 empty] | 0 | [5 empty] | 0
|  |  | 0 | 0 | 0 | 0 | 0 | 0 | 0 | 0 | 0 | 0 | 0 | 0 | 0 | 0 | 0 | 0 | 0 | 0 | 0 | 0 | 0 | 0 | 0 | 0 | 0 | 0 | 0 | 0 | 0 | 0 | 0 | 0 | 0 | 0 | 0 | 0 | 0 | 0 | 0 | 0 | 0 | 0 | 0 | 0 | 0 | 0 | 0 | 0 | 0 | 0 | 0 | 0 | 0 | 0 | 0 | 0 | 0 | 0 | 0 | 0 | 0 | 0 | 0 | 0 | 0 | 0 | 0 | 0 | 0 | 0 | 0 | 0 | 0 | 0 | 0 | 0 | 0 | 0 | 0 | 0 | 0 | 0 | 0 | 0 | 0 | 0 | 0 | 0 | 0 | 0
| 2027 | C1 | 0 | 0 | 0 | 0 | 0 | 0 | [5 empty] | 0 | [5 empty] | 0 | [5 empty] | 0 | [5 empty] | 0 | [5 empty] | 0 | [5 empty] | 0 | [5 empty] | 0 | [5 empty] | 0 | [5 empty] | 0 | [5 empty] | 0 | 0 | 0 | 0 | 0 | 0 | 0 | [5 empty] | 0 | [5 empty] | 0 | [5 empty] | 0
|  | C2 | 0 | 0 | 0 | 0 | 0 | 0 | [5 empty] | 0 | [5 empty] | 0 | [5 empty] | 0 | [5 empty] | 0 | [5 empty] | 0 | [5 empty] | 0 | [5 empty] | 0 | [5 empty] | 0 | [5 empty] | 0 | [5 empty] | 0 | 0 | 0 | 0 | 0 | 0 | 0 | [5 empty] | 0 | [5 empty] | 0 | [5 empty] | 0
|  | C3 | 0 | 0 | 0 | 0 | 0 | 0 | [5 empty] | 0 | [5 empty] | 0 | [5 empty] | 0 | [5 empty] | 0 | [5 empty] | 0 | [5 empty] | 0 | [5 empty] | 0 | [5 empty] | 0 | [5 empty] | 0 | [5 empty] | 0 | 0 | 0 | 0 | 0 | 0 | 0 | [5 empty] | 0 | [5 empty] | 0 | [5 empty] | 0
|  | C4 | 0 | 0 | 0 | 0 | 0 | 0 | [5 empty] | 0 | [5 empty] | 0 | [5 empty] | 0 | [5 empty] | 0 | [5 empty] | 0 | [5 empty] | 0 | [5 empty] | 0 | [5 empty] | 0 | [5 empty] | 0 | [5 empty] | 0 | 0 | 0 | 0 | 0 | 0 | 0 | [5 empty] | 0 | [5 empty] | 0 | [5 empty] | 0
|  |  | 0 | 0 | 0 | 0 | 0 | 0 | 0 | 0 | 0 | 0 | 0 | 0 | 0 | 0 | 0 | 0 | 0 | 0 | 0 | 0 | 0 | 0 | 0 | 0 | 0 | 0 | 0 | 0 | 0 | 0 | 0 | 0 | 0 | 0 | 0 | 0 | 0 | 0 | 0 | 0 | 0 | 0 | 0 | 0 | 0 | 0 | 0 | 0 | 0 | 0 | 0 | 0 | 0 | 0 | 0 | 0 | 0 | 0 | 0 | 0 | 0 | 0 | 0 | 0 | 0 | 0 | 0 | 0 | 0 | 0 | 0 | 0 | 0 | 0 | 0 | 0 | 0 | 0 | 0 | 0 | 0 | 0 | 0 | 0 | 0 | 0 | 0 | 0 | 0 | 0
| 2028 | C1 | 0 | 0 | 0 | 0 | 0 | 0 | [5 empty] | 0 | [5 empty] | 0 | [5 empty] | 0 | [5 empty] | 0 | [5 empty] | 0 | [5 empty] | 0 | [5 empty] | 0 | [5 empty] | 0 | [5 empty] | 0 | [5 empty] | 0 | 0 | 0 | 0 | 0 | 0 | 0 | [5 empty] | 0 | [5 empty] | 0 | [5 empty] | 0
|  | C2 | 0 | 0 | 0 | 0 | 0 | 0 | [5 empty] | 0 | [5 empty] | 0 | [5 empty] | 0 | [5 empty] | 0 | [5 empty] | 0 | [5 empty] | 0 | [5 empty] | 0 | [5 empty] | 0 | [5 empty] | 0 | [5 empty] | 0 | 0 | 0 | 0 | 0 | 0 | 0 | [5 empty] | 0 | [5 empty] | 0 | [5 empty] | 0
|  | C3 | 0 | 0 | 0 | 0 | 0 | 0 | [5 empty] | 0 | [5 empty] | 0 | [5 empty] | 0 | [5 empty] | 0 | [5 empty] | 0 | [5 empty] | 0 | [5 empty] | 0 | [5 empty] | 0 | [5 empty] | 0 | [5 empty] | 0 | 0 | 0 | 0 | 0 | 0 | 0 | [5 empty] | 0 | [5 empty] | 0 | [5 empty] | 0
|  | C4 | 0 | 0 | 0 | 0 | 0 | 0 | [5 empty] | 0 | [5 empty] | 0 | [5 empty] | 0 | [5 empty] | 0 | [5 empty] | 0 | [5 empty] | 0 | [5 empty] | 0 | [5 empty] | 0 | [5 empty] | 0 | [5 empty] | 0 | 0 | 0 | 0 | 0 | 0 | 0 | [5 empty] | 0 | [5 empty] | 0 | [5 empty] | 0
|  |  | 0 | 0 | 0 | 0 | 0 | 0 | 0 | 0 | 0 | 0 | 0 | 0 | 0 | 0 | 0 | 0 | 0 | 0 | 0 | 0 | 0 | 0 | 0 | 0 | 0 | 0 | 0 | 0 | 0 | 0 | 0 | 0 | 0 | 0 | 0 | 0 | 0 | 0 | 0 | 0 | 0 | 0 | 0 | 0 | 0 | 0 | 0 | 0 | 0 | 0 | 0 | 0 | 0 | 0 | 0 | 0 | 0 | 0 | 0 | 0 | 0 | 0 | 0 | 0 | 0 | 0 | 0 | 0 | 0 | 0 | 0 | 0 | 0 | 0 | 0 | 0 | 0 | 0 | 0 | 0 | 0 | 0 | 0 | 0 | 0 | 0 | 0 | 0 | 0 | 0
12 | 6.6/11kV CB (GM) Primary
| 2024 | C1 | [5 empty] | 0 | [5 empty] | 0 | [5 empty] | 0 | [5 empty] | 0 | [5 empty] | 0 | [5 empty] | 0 | [5 empty] | 0 | [5 empty] | 0 | [5 empty] | 0 | [5 empty] | 0 | [5 empty] | 0 | 0 | 0 | 0 | 0 | 0 | 0 | [5 empty] | 0 | [5 empty] | 0 | [5 empty] | 0
|  | C2 | [5 empty] | 0 | [5 empty] | 0 | [5 empty] | 0 | [5 empty] | 0 | [5 empty] | 0 | [5 empty] | 0 | [5 empty] | 0 | [5 empty] | 0 | [5 empty] | 0 | [5 empty] | 0 | [5 empty] | 0 | 0 | 0 | 0 | 0 | 0 | 0 | [5 empty] | 0 | [5 empty] | 0 | [5 empty] | 0
|  | C3 | [5 empty] | 0 | [5 empty] | 0 | [5 empty] | 0 | [5 empty] | 0 | [5 empty] | 0 | [5 empty] | 0 | [5 empty] | 0 | [5 empty] | 0 | [5 empty] | 0 | [5 empty] | 0 | [5 empty] | 0 | 0 | 0 | 0 | 0 | 0 | 0 | [5 empty] | 0 | [5 empty] | 0 | [5 empty] | 0
|  | C4 | [5 empty] | 0 | [5 empty] | 0 | [5 empty] | 0 | [5 empty] | 0 | [5 empty] | 0 | [5 empty] | 0 | [5 empty] | 0 | [5 empty] | 0 | [5 empty] | 0 | [5 empty] | 0 | [5 empty] | 0 | 0 | 0 | 0 | 0 | 0 | 0 | [5 empty] | 0 | [5 empty] | 0 | [5 empty] | 0
|  |  | 0 | 0 | 0 | 0 | 0 | 0 | 0 | 0 | 0 | 0 | 0 | 0 | 0 | 0 | 0 | 0 | 0 | 0 | 0 | 0 | 0 | 0 | 0 | 0 | 0 | 0 | 0 | 0 | 0 | 0 | 0 | 0 | 0 | 0 | 0 | 0 | 0 | 0 | 0 | 0 | 0 | 0 | 0 | 0 | 0 | 0 | 0 | 0 | 0 | 0 | 0 | 0 | 0 | 0 | 0 | 0 | 0 | 0 | 0 | 0 | 0 | 0 | 0 | 0 | 0 | 0 | 0 | 0 | 0 | 0 | 0 | 0 | 0 | 0 | 0 | 0 | 0 | 0 | 0 | 0 | 0 | 0 | 0 | 0 | 0 | 0 | 0 | 0 | 0 | 0
| 2025 | C1 | 0 | 0 | 0 | 0 | 0 | 0 | [5 empty] | 0 | [5 empty] | 0 | [5 empty] | 0 | [5 empty] | 0 | [5 empty] | 0 | [5 empty] | 0 | [5 empty] | 0 | [5 empty] | 0 | [5 empty] | 0 | [5 empty] | 0 | 0 | 0 | 0 | 0 | 0 | 0 | [5 empty] | 0 | [5 empty] | 0 | [5 empty] | 0
|  | C2 | 0 | 0 | 0 | 0 | 0 | 0 | [5 empty] | 0 | [5 empty] | 0 | [5 empty] | 0 | [5 empty] | 0 | [5 empty] | 0 | [5 empty] | 0 | [5 empty] | 0 | [5 empty] | 0 | [5 empty] | 0 | [5 empty] | 0 | 0 | 0 | 0 | 0 | 0 | 0 | [5 empty] | 0 | [5 empty] | 0 | [5 empty] | 0
|  | C3 | 0 | 0 | 0 | 0 | 0 | 0 | [5 empty] | 0 | [5 empty] | 0 | [5 empty] | 0 | [5 empty] | 0 | [5 empty] | 0 | [5 empty] | 0 | [5 empty] | 0 | [5 empty] | 0 | [5 empty] | 0 | [5 empty] | 0 | 0 | 0 | 0 | 0 | 0 | 0 | [5 empty] | 0 | [5 empty] | 0 | [5 empty] | 0
|  | C4 | 0 | 0 | 0 | 0 | 0 | 0 | [5 empty] | 0 | [5 empty] | 0 | [5 empty] | 0 | [5 empty] | 0 | [5 empty] | 0 | [5 empty] | 0 | [5 empty] | 0 | [5 empty] | 0 | [5 empty] | 0 | [5 empty] | 0 | 0 | 0 | 0 | 0 | 0 | 0 | [5 empty] | 0 | [5 empty] | 0 | [5 empty] | 0
|  |  | 0 | 0 | 0 | 0 | 0 | 0 | 0 | 0 | 0 | 0 | 0 | 0 | 0 | 0 | 0 | 0 | 0 | 0 | 0 | 0 | 0 | 0 | 0 | 0 | 0 | 0 | 0 | 0 | 0 | 0 | 0 | 0 | 0 | 0 | 0 | 0 | 0 | 0 | 0 | 0 | 0 | 0 | 0 | 0 | 0 | 0 | 0 | 0 | 0 | 0 | 0 | 0 | 0 | 0 | 0 | 0 | 0 | 0 | 0 | 0 | 0 | 0 | 0 | 0 | 0 | 0 | 0 | 0 | 0 | 0 | 0 | 0 | 0 | 0 | 0 | 0 | 0 | 0 | 0 | 0 | 0 | 0 | 0 | 0 | 0 | 0 | 0 | 0 | 0 | 0
| 2026 | C1 | 0 | 0 | 0 | 0 | 0 | 0 | [5 empty] | 0 | [5 empty] | 0 | [5 empty] | 0 | [5 empty] | 0 | [5 empty] | 0 | [5 empty] | 0 | [5 empty] | 0 | [5 empty] | 0 | [5 empty] | 0 | [5 empty] | 0 | 0 | 0 | 0 | 0 | 0 | 0 | [5 empty] | 0 | [5 empty] | 0 | [5 empty] | 0
|  | C2 | 0 | 0 | 0 | 0 | 0 | 0 | [5 empty] | 0 | [5 empty] | 0 | [5 empty] | 0 | [5 empty] | 0 | [5 empty] | 0 | [5 empty] | 0 | [5 empty] | 0 | [5 empty] | 0 | [5 empty] | 0 | [5 empty] | 0 | 0 | 0 | 0 | 0 | 0 | 0 | [5 empty] | 0 | [5 empty] | 0 | [5 empty] | 0
|  | C3 | 0 | 0 | 0 | 0 | 0 | 0 | [5 empty] | 0 | [5 empty] | 0 | [5 empty] | 0 | [5 empty] | 0 | [5 empty] | 0 | [5 empty] | 0 | [5 empty] | 0 | [5 empty] | 0 | [5 empty] | 0 | [5 empty] | 0 | 0 | 0 | 0 | 0 | 0 | 0 | [5 empty] | 0 | [5 empty] | 0 | [5 empty] | 0
|  | C4 | 0 | 0 | 0 | 0 | 0 | 0 | [5 empty] | 0 | [5 empty] | 0 | [5 empty] | 0 | [5 empty] | 0 | [5 empty] | 0 | [5 empty] | 0 | [5 empty] | 0 | [5 empty] | 0 | [5 empty] | 0 | [5 empty] | 0 | 0 | 0 | 0 | 0 | 0 | 0 | [5 empty] | 0 | [5 empty] | 0 | [5 empty] | 0
|  |  | 0 | 0 | 0 | 0 | 0 | 0 | 0 | 0 | 0 | 0 | 0 | 0 | 0 | 0 | 0 | 0 | 0 | 0 | 0 | 0 | 0 | 0 | 0 | 0 | 0 | 0 | 0 | 0 | 0 | 0 | 0 | 0 | 0 | 0 | 0 | 0 | 0 | 0 | 0 | 0 | 0 | 0 | 0 | 0 | 0 | 0 | 0 | 0 | 0 | 0 | 0 | 0 | 0 | 0 | 0 | 0 | 0 | 0 | 0 | 0 | 0 | 0 | 0 | 0 | 0 | 0 | 0 | 0 | 0 | 0 | 0 | 0 | 0 | 0 | 0 | 0 | 0 | 0 | 0 | 0 | 0 | 0 | 0 | 0 | 0 | 0 | 0 | 0 | 0 | 0
| 2027 | C1 | 0 | 0 | 0 | 0 | 0 | 0 | [5 empty] | 0 | [5 empty] | 0 | [5 empty] | 0 | [5 empty] | 0 | [5 empty] | 0 | [5 empty] | 0 | [5 empty] | 0 | [5 empty] | 0 | [5 empty] | 0 | [5 empty] | 0 | 0 | 0 | 0 | 0 | 0 | 0 | [5 empty] | 0 | [5 empty] | 0 | [5 empty] | 0
|  | C2 | 0 | 0 | 0 | 0 | 0 | 0 | [5 empty] | 0 | [5 empty] | 0 | [5 empty] | 0 | [5 empty] | 0 | [5 empty] | 0 | [5 empty] | 0 | [5 empty] | 0 | [5 empty] | 0 | [5 empty] | 0 | [5 empty] | 0 | 0 | 0 | 0 | 0 | 0 | 0 | [5 empty] | 0 | [5 empty] | 0 | [5 empty] | 0
|  | C3 | 0 | 0 | 0 | 0 | 0 | 0 | [5 empty] | 0 | [5 empty] | 0 | [5 empty] | 0 | [5 empty] | 0 | [5 empty] | 0 | [5 empty] | 0 | [5 empty] | 0 | [5 empty] | 0 | [5 empty] | 0 | [5 empty] | 0 | 0 | 0 | 0 | 0 | 0 | 0 | [5 empty] | 0 | [5 empty] | 0 | [5 empty] | 0
|  | C4 | 0 | 0 | 0 | 0 | 0 | 0 | [5 empty] | 0 | [5 empty] | 0 | [5 empty] | 0 | [5 empty] | 0 | [5 empty] | 0 | [5 empty] | 0 | [5 empty] | 0 | [5 empty] | 0 | [5 empty] | 0 | [5 empty] | 0 | 0 | 0 | 0 | 0 | 0 | 0 | [5 empty] | 0 | [5 empty] | 0 | [5 empty] | 0
|  |  | 0 | 0 | 0 | 0 | 0 | 0 | 0 | 0 | 0 | 0 | 0 | 0 | 0 | 0 | 0 | 0 | 0 | 0 | 0 | 0 | 0 | 0 | 0 | 0 | 0 | 0 | 0 | 0 | 0 | 0 | 0 | 0 | 0 | 0 | 0 | 0 | 0 | 0 | 0 | 0 | 0 | 0 | 0 | 0 | 0 | 0 | 0 | 0 | 0 | 0 | 0 | 0 | 0 | 0 | 0 | 0 | 0 | 0 | 0 | 0 | 0 | 0 | 0 | 0 | 0 | 0 | 0 | 0 | 0 | 0 | 0 | 0 | 0 | 0 | 0 | 0 | 0 | 0 | 0 | 0 | 0 | 0 | 0 | 0 | 0 | 0 | 0 | 0 | 0 | 0
| 2028 | C1 | 0 | 0 | 0 | 0 | 0 | 0 | [5 empty] | 0 | [5 empty] | 0 | [5 empty] | 0 | [5 empty] | 0 | [5 empty] | 0 | [5 empty] | 0 | [5 empty] | 0 | [5 empty] | 0 | [5 empty] | 0 | [5 empty] | 0 | 0 | 0 | 0 | 0 | 0 | 0 | [5 empty] | 0 | [5 empty] | 0 | [5 empty] | 0
|  | C2 | 0 | 0 | 0 | 0 | 0 | 0 | [5 empty] | 0 | [5 empty] | 0 | [5 empty] | 0 | [5 empty] | 0 | [5 empty] | 0 | [5 empty] | 0 | [5 empty] | 0 | [5 empty] | 0 | [5 empty] | 0 | [5 empty] | 0 | 0 | 0 | 0 | 0 | 0 | 0 | [5 empty] | 0 | [5 empty] | 0 | [5 empty] | 0
|  | C3 | 0 | 0 | 0 | 0 | 0 | 0 | [5 empty] | 0 | [5 empty] | 0 | [5 empty] | 0 | [5 empty] | 0 | [5 empty] | 0 | [5 empty] | 0 | [5 empty] | 0 | [5 empty] | 0 | [5 empty] | 0 | [5 empty] | 0 | 0 | 0 | 0 | 0 | 0 | 0 | [5 empty] | 0 | [5 empty] | 0 | [5 empty] | 0
|  | C4 | 0 | 0 | 0 | 0 | 0 | 0 | [5 empty] | 0 | [5 empty] | 0 | [5 empty] | 0 | [5 empty] | 0 | [5 empty] | 0 | [5 empty] | 0 | [5 empty] | 0 | [5 empty] | 0 | [5 empty] | 0 | [5 empty] | 0 | 0 | 0 | 0 | 0 | 0 | 0 | [5 empty] | 0 | [5 empty] | 0 | [5 empty] | 0
|  |  | 0 | 0 | 0 | 0 | 0 | 0 | 0 | 0 | 0 | 0 | 0 | 0 | 0 | 0 | 0 | 0 | 0 | 0 | 0 | 0 | 0 | 0 | 0 | 0 | 0 | 0 | 0 | 0 | 0 | 0 | 0 | 0 | 0 | 0 | 0 | 0 | 0 | 0 | 0 | 0 | 0 | 0 | 0 | 0 | 0 | 0 | 0 | 0 | 0 | 0 | 0 | 0 | 0 | 0 | 0 | 0 | 0 | 0 | 0 | 0 | 0 | 0 | 0 | 0 | 0 | 0 | 0 | 0 | 0 | 0 | 0 | 0 | 0 | 0 | 0 | 0 | 0 | 0 | 0 | 0 | 0 | 0 | 0 | 0 | 0 | 0 | 0 | 0 | 0 | 0
13 | 6.6/11kV CB (GM) Secondary
| 2024 | C1 | [5 empty] | 0 | [5 empty] | 0 | [5 empty] | 0 | [5 empty] | 0 | [5 empty] | 0 | [5 empty] | 0 | [5 empty] | 0 | [5 empty] | 0 | [5 empty] | 0 | [5 empty] | 0 | [5 empty] | 0 | 0 | 0 | 0 | 0 | 0 | 0 | [5 empty] | 0 | [5 empty] | 0 | [5 empty] | 0
|  | C2 | [5 empty] | 0 | [5 empty] | 0 | [5 empty] | 0 | [5 empty] | 0 | [5 empty] | 0 | [5 empty] | 0 | [5 empty] | 0 | [5 empty] | 0 | [5 empty] | 0 | [5 empty] | 0 | [5 empty] | 0 | 0 | 0 | 0 | 0 | 0 | 0 | [5 empty] | 0 | [5 empty] | 0 | [5 empty] | 0
|  | C3 | [5 empty] | 0 | [5 empty] | 0 | [5 empty] | 0 | [5 empty] | 0 | [5 empty] | 0 | [5 empty] | 0 | [5 empty] | 0 | [5 empty] | 0 | [5 empty] | 0 | [5 empty] | 0 | [5 empty] | 0 | 0 | 0 | 0 | 0 | 0 | 0 | [5 empty] | 0 | [5 empty] | 0 | [5 empty] | 0
|  | C4 | [5 empty] | 0 | [5 empty] | 0 | [5 empty] | 0 | [5 empty] | 0 | [5 empty] | 0 | [5 empty] | 0 | [5 empty] | 0 | [5 empty] | 0 | [5 empty] | 0 | [5 empty] | 0 | [5 empty] | 0 | 0 | 0 | 0 | 0 | 0 | 0 | [5 empty] | 0 | [5 empty] | 0 | [5 empty] | 0
|  |  | 0 | 0 | 0 | 0 | 0 | 0 | 0 | 0 | 0 | 0 | 0 | 0 | 0 | 0 | 0 | 0 | 0 | 0 | 0 | 0 | 0 | 0 | 0 | 0 | 0 | 0 | 0 | 0 | 0 | 0 | 0 | 0 | 0 | 0 | 0 | 0 | 0 | 0 | 0 | 0 | 0 | 0 | 0 | 0 | 0 | 0 | 0 | 0 | 0 | 0 | 0 | 0 | 0 | 0 | 0 | 0 | 0 | 0 | 0 | 0 | 0 | 0 | 0 | 0 | 0 | 0 | 0 | 0 | 0 | 0 | 0 | 0 | 0 | 0 | 0 | 0 | 0 | 0 | 0 | 0 | 0 | 0 | 0 | 0 | 0 | 0 | 0 | 0 | 0 | 0
| 2025 | C1 | 0 | 0 | 0 | 0 | 0 | 0 | [5 empty] | 0 | [5 empty] | 0 | [5 empty] | 0 | [5 empty] | 0 | [5 empty] | 0 | [5 empty] | 0 | [5 empty] | 0 | [5 empty] | 0 | [5 empty] | 0 | [5 empty] | 0 | 0 | 0 | 0 | 0 | 0 | 0 | [5 empty] | 0 | [5 empty] | 0 | [5 empty] | 0
|  | C2 | 0 | 0 | 0 | 0 | 0 | 0 | [5 empty] | 0 | [5 empty] | 0 | [5 empty] | 0 | [5 empty] | 0 | [5 empty] | 0 | [5 empty] | 0 | [5 empty] | 0 | [5 empty] | 0 | [5 empty] | 0 | [5 empty] | 0 | 0 | 0 | 0 | 0 | 0 | 0 | [5 empty] | 0 | [5 empty] | 0 | [5 empty] | 0
|  | C3 | 0 | 0 | 0 | 0 | 0 | 0 | [5 empty] | 0 | [5 empty] | 0 | [5 empty] | 0 | [5 empty] | 0 | [5 empty] | 0 | [5 empty] | 0 | [5 empty] | 0 | [5 empty] | 0 | [5 empty] | 0 | [5 empty] | 0 | 0 | 0 | 0 | 0 | 0 | 0 | [5 empty] | 0 | [5 empty] | 0 | [5 empty] | 0
|  | C4 | 0 | 0 | 0 | 0 | 0 | 0 | [5 empty] | 0 | [5 empty] | 0 | [5 empty] | 0 | [5 empty] | 0 | [5 empty] | 0 | [5 empty] | 0 | [5 empty] | 0 | [5 empty] | 0 | [5 empty] | 0 | [5 empty] | 0 | 0 | 0 | 0 | 0 | 0 | 0 | [5 empty] | 0 | [5 empty] | 0 | [5 empty] | 0
|  |  | 0 | 0 | 0 | 0 | 0 | 0 | 0 | 0 | 0 | 0 | 0 | 0 | 0 | 0 | 0 | 0 | 0 | 0 | 0 | 0 | 0 | 0 | 0 | 0 | 0 | 0 | 0 | 0 | 0 | 0 | 0 | 0 | 0 | 0 | 0 | 0 | 0 | 0 | 0 | 0 | 0 | 0 | 0 | 0 | 0 | 0 | 0 | 0 | 0 | 0 | 0 | 0 | 0 | 0 | 0 | 0 | 0 | 0 | 0 | 0 | 0 | 0 | 0 | 0 | 0 | 0 | 0 | 0 | 0 | 0 | 0 | 0 | 0 | 0 | 0 | 0 | 0 | 0 | 0 | 0 | 0 | 0 | 0 | 0 | 0 | 0 | 0 | 0 | 0 | 0
| 2026 | C1 | 0 | 0 | 0 | 0 | 0 | 0 | [5 empty] | 0 | [5 empty] | 0 | [5 empty] | 0 | [5 empty] | 0 | [5 empty] | 0 | [5 empty] | 0 | [5 empty] | 0 | [5 empty] | 0 | [5 empty] | 0 | [5 empty] | 0 | 0 | 0 | 0 | 0 | 0 | 0 | [5 empty] | 0 | [5 empty] | 0 | [5 empty] | 0
|  | C2 | 0 | 0 | 0 | 0 | 0 | 0 | [5 empty] | 0 | [5 empty] | 0 | [5 empty] | 0 | [5 empty] | 0 | [5 empty] | 0 | [5 empty] | 0 | [5 empty] | 0 | [5 empty] | 0 | [5 empty] | 0 | [5 empty] | 0 | 0 | 0 | 0 | 0 | 0 | 0 | [5 empty] | 0 | [5 empty] | 0 | [5 empty] | 0
|  | C3 | 0 | 0 | 0 | 0 | 0 | 0 | [5 empty] | 0 | [5 empty] | 0 | [5 empty] | 0 | [5 empty] | 0 | [5 empty] | 0 | [5 empty] | 0 | [5 empty] | 0 | [5 empty] | 0 | [5 empty] | 0 | [5 empty] | 0 | 0 | 0 | 0 | 0 | 0 | 0 | [5 empty] | 0 | [5 empty] | 0 | [5 empty] | 0
|  | C4 | 0 | 0 | 0 | 0 | 0 | 0 | [5 empty] | 0 | [5 empty] | 0 | [5 empty] | 0 | [5 empty] | 0 | [5 empty] | 0 | [5 empty] | 0 | [5 empty] | 0 | [5 empty] | 0 | [5 empty] | 0 | [5 empty] | 0 | 0 | 0 | 0 | 0 | 0 | 0 | [5 empty] | 0 | [5 empty] | 0 | [5 empty] | 0
|  |  | 0 | 0 | 0 | 0 | 0 | 0 | 0 | 0 | 0 | 0 | 0 | 0 | 0 | 0 | 0 | 0 | 0 | 0 | 0 | 0 | 0 | 0 | 0 | 0 | 0 | 0 | 0 | 0 | 0 | 0 | 0 | 0 | 0 | 0 | 0 | 0 | 0 | 0 | 0 | 0 | 0 | 0 | 0 | 0 | 0 | 0 | 0 | 0 | 0 | 0 | 0 | 0 | 0 | 0 | 0 | 0 | 0 | 0 | 0 | 0 | 0 | 0 | 0 | 0 | 0 | 0 | 0 | 0 | 0 | 0 | 0 | 0 | 0 | 0 | 0 | 0 | 0 | 0 | 0 | 0 | 0 | 0 | 0 | 0 | 0 | 0 | 0 | 0 | 0 | 0
| 2027 | C1 | 0 | 0 | 0 | 0 | 0 | 0 | [5 empty] | 0 | [5 empty] | 0 | [5 empty] | 0 | [5 empty] | 0 | [5 empty] | 0 | [5 empty] | 0 | [5 empty] | 0 | [5 empty] | 0 | [5 empty] | 0 | [5 empty] | 0 | 0 | 0 | 0 | 0 | 0 | 0 | [5 empty] | 0 | [5 empty] | 0 | [5 empty] | 0
|  | C2 | 0 | 0 | 0 | 0 | 0 | 0 | [5 empty] | 0 | [5 empty] | 0 | [5 empty] | 0 | [5 empty] | 0 | [5 empty] | 0 | [5 empty] | 0 | [5 empty] | 0 | [5 empty] | 0 | [5 empty] | 0 | [5 empty] | 0 | 0 | 0 | 0 | 0 | 0 | 0 | [5 empty] | 0 | [5 empty] | 0 | [5 empty] | 0
|  | C3 | 0 | 0 | 0 | 0 | 0 | 0 | [5 empty] | 0 | [5 empty] | 0 | [5 empty] | 0 | [5 empty] | 0 | [5 empty] | 0 | [5 empty] | 0 | [5 empty] | 0 | [5 empty] | 0 | [5 empty] | 0 | [5 empty] | 0 | 0 | 0 | 0 | 0 | 0 | 0 | [5 empty] | 0 | [5 empty] | 0 | [5 empty] | 0
|  | C4 | 0 | 0 | 0 | 0 | 0 | 0 | [5 empty] | 0 | [5 empty] | 0 | [5 empty] | 0 | [5 empty] | 0 | [5 empty] | 0 | [5 empty] | 0 | [5 empty] | 0 | [5 empty] | 0 | [5 empty] | 0 | [5 empty] | 0 | 0 | 0 | 0 | 0 | 0 | 0 | [5 empty] | 0 | [5 empty] | 0 | [5 empty] | 0
|  |  | 0 | 0 | 0 | 0 | 0 | 0 | 0 | 0 | 0 | 0 | 0 | 0 | 0 | 0 | 0 | 0 | 0 | 0 | 0 | 0 | 0 | 0 | 0 | 0 | 0 | 0 | 0 | 0 | 0 | 0 | 0 | 0 | 0 | 0 | 0 | 0 | 0 | 0 | 0 | 0 | 0 | 0 | 0 | 0 | 0 | 0 | 0 | 0 | 0 | 0 | 0 | 0 | 0 | 0 | 0 | 0 | 0 | 0 | 0 | 0 | 0 | 0 | 0 | 0 | 0 | 0 | 0 | 0 | 0 | 0 | 0 | 0 | 0 | 0 | 0 | 0 | 0 | 0 | 0 | 0 | 0 | 0 | 0 | 0 | 0 | 0 | 0 | 0 | 0 | 0
| 2028 | C1 | 0 | 0 | 0 | 0 | 0 | 0 | [5 empty] | 0 | [5 empty] | 0 | [5 empty] | 0 | [5 empty] | 0 | [5 empty] | 0 | [5 empty] | 0 | [5 empty] | 0 | [5 empty] | 0 | [5 empty] | 0 | [5 empty] | 0 | 0 | 0 | 0 | 0 | 0 | 0 | [5 empty] | 0 | [5 empty] | 0 | [5 empty] | 0
|  | C2 | 0 | 0 | 0 | 0 | 0 | 0 | [5 empty] | 0 | [5 empty] | 0 | [5 empty] | 0 | [5 empty] | 0 | [5 empty] | 0 | [5 empty] | 0 | [5 empty] | 0 | [5 empty] | 0 | [5 empty] | 0 | [5 empty] | 0 | 0 | 0 | 0 | 0 | 0 | 0 | [5 empty] | 0 | [5 empty] | 0 | [5 empty] | 0
|  | C3 | 0 | 0 | 0 | 0 | 0 | 0 | [5 empty] | 0 | [5 empty] | 0 | [5 empty] | 0 | [5 empty] | 0 | [5 empty] | 0 | [5 empty] | 0 | [5 empty] | 0 | [5 empty] | 0 | [5 empty] | 0 | [5 empty] | 0 | 0 | 0 | 0 | 0 | 0 | 0 | [5 empty] | 0 | [5 empty] | 0 | [5 empty] | 0
|  | C4 | 0 | 0 | 0 | 0 | 0 | 0 | [5 empty] | 0 | [5 empty] | 0 | [5 empty] | 0 | [5 empty] | 0 | [5 empty] | 0 | [5 empty] | 0 | [5 empty] | 0 | [5 empty] | 0 | [5 empty] | 0 | [5 empty] | 0 | 0 | 0 | 0 | 0 | 0 | 0 | [5 empty] | 0 | [5 empty] | 0 | [5 empty] | 0
|  |  | 0 | 0 | 0 | 0 | 0 | 0 | 0 | 0 | 0 | 0 | 0 | 0 | 0 | 0 | 0 | 0 | 0 | 0 | 0 | 0 | 0 | 0 | 0 | 0 | 0 | 0 | 0 | 0 | 0 | 0 | 0 | 0 | 0 | 0 | 0 | 0 | 0 | 0 | 0 | 0 | 0 | 0 | 0 | 0 | 0 | 0 | 0 | 0 | 0 | 0 | 0 | 0 | 0 | 0 | 0 | 0 | 0 | 0 | 0 | 0 | 0 | 0 | 0 | 0 | 0 | 0 | 0 | 0 | 0 | 0 | 0 | 0 | 0 | 0 | 0 | 0 | 0 | 0 | 0 | 0 | 0 | 0 | 0 | 0 | 0 | 0 | 0 | 0 | 0 | 0
14 | 6.6/11kV Switch (GM)
| 2024 | C1 | [5 empty] | 0 | [5 empty] | 0 | [5 empty] | 0 | [5 empty] | 0 | [5 empty] | 0 | [5 empty] | 0 | [5 empty] | 0 | [5 empty] | 0 | [5 empty] | 0 | [5 empty] | 0 | [5 empty] | 0 | 0 | 0 | 0 | 0 | 0 | 0 | [5 empty] | 0 | [5 empty] | 0 | [5 empty] | 0
|  | C2 | [5 empty] | 0 | [5 empty] | 0 | [5 empty] | 0 | [5 empty] | 0 | [5 empty] | 0 | [5 empty] | 0 | [5 empty] | 0 | [5 empty] | 0 | [5 empty] | 0 | [5 empty] | 0 | [5 empty] | 0 | 0 | 0 | 0 | 0 | 0 | 0 | [5 empty] | 0 | [5 empty] | 0 | [5 empty] | 0
|  | C3 | [5 empty] | 0 | [5 empty] | 0 | [5 empty] | 0 | [5 empty] | 0 | [5 empty] | 0 | [5 empty] | 0 | [5 empty] | 0 | [5 empty] | 0 | [5 empty] | 0 | [5 empty] | 0 | [5 empty] | 0 | 0 | 0 | 0 | 0 | 0 | 0 | [5 empty] | 0 | [5 empty] | 0 | [5 empty] | 0
|  | C4 | [5 empty] | 0 | [5 empty] | 0 | [5 empty] | 0 | [5 empty] | 0 | [5 empty] | 0 | [5 empty] | 0 | [5 empty] | 0 | [5 empty] | 0 | [5 empty] | 0 | [5 empty] | 0 | [5 empty] | 0 | 0 | 0 | 0 | 0 | 0 | 0 | [5 empty] | 0 | [5 empty] | 0 | [5 empty] | 0
|  |  | 0 | 0 | 0 | 0 | 0 | 0 | 0 | 0 | 0 | 0 | 0 | 0 | 0 | 0 | 0 | 0 | 0 | 0 | 0 | 0 | 0 | 0 | 0 | 0 | 0 | 0 | 0 | 0 | 0 | 0 | 0 | 0 | 0 | 0 | 0 | 0 | 0 | 0 | 0 | 0 | 0 | 0 | 0 | 0 | 0 | 0 | 0 | 0 | 0 | 0 | 0 | 0 | 0 | 0 | 0 | 0 | 0 | 0 | 0 | 0 | 0 | 0 | 0 | 0 | 0 | 0 | 0 | 0 | 0 | 0 | 0 | 0 | 0 | 0 | 0 | 0 | 0 | 0 | 0 | 0 | 0 | 0 | 0 | 0 | 0 | 0 | 0 | 0 | 0 | 0
| 2025 | C1 | 0 | 0 | 0 | 0 | 0 | 0 | [5 empty] | 0 | [5 empty] | 0 | [5 empty] | 0 | [5 empty] | 0 | [5 empty] | 0 | [5 empty] | 0 | [5 empty] | 0 | [5 empty] | 0 | [5 empty] | 0 | [5 empty] | 0 | 0 | 0 | 0 | 0 | 0 | 0 | [5 empty] | 0 | [5 empty] | 0 | [5 empty] | 0
|  | C2 | 0 | 0 | 0 | 0 | 0 | 0 | [5 empty] | 0 | [5 empty] | 0 | [5 empty] | 0 | [5 empty] | 0 | [5 empty] | 0 | [5 empty] | 0 | [5 empty] | 0 | [5 empty] | 0 | [5 empty] | 0 | [5 empty] | 0 | 0 | 0 | 0 | 0 | 0 | 0 | [5 empty] | 0 | [5 empty] | 0 | [5 empty] | 0
|  | C3 | 0 | 0 | 0 | 0 | 0 | 0 | [5 empty] | 0 | [5 empty] | 0 | [5 empty] | 0 | [5 empty] | 0 | [5 empty] | 0 | [5 empty] | 0 | [5 empty] | 0 | [5 empty] | 0 | [5 empty] | 0 | [5 empty] | 0 | 0 | 0 | 0 | 0 | 0 | 0 | [5 empty] | 0 | [5 empty] | 0 | [5 empty] | 0
|  | C4 | 0 | 0 | 0 | 0 | 0 | 0 | [5 empty] | 0 | [5 empty] | 0 | [5 empty] | 0 | [5 empty] | 0 | [5 empty] | 0 | [5 empty] | 0 | [5 empty] | 0 | [5 empty] | 0 | [5 empty] | 0 | [5 empty] | 0 | 0 | 0 | 0 | 0 | 0 | 0 | [5 empty] | 0 | [5 empty] | 0 | [5 empty] | 0
|  |  | 0 | 0 | 0 | 0 | 0 | 0 | 0 | 0 | 0 | 0 | 0 | 0 | 0 | 0 | 0 | 0 | 0 | 0 | 0 | 0 | 0 | 0 | 0 | 0 | 0 | 0 | 0 | 0 | 0 | 0 | 0 | 0 | 0 | 0 | 0 | 0 | 0 | 0 | 0 | 0 | 0 | 0 | 0 | 0 | 0 | 0 | 0 | 0 | 0 | 0 | 0 | 0 | 0 | 0 | 0 | 0 | 0 | 0 | 0 | 0 | 0 | 0 | 0 | 0 | 0 | 0 | 0 | 0 | 0 | 0 | 0 | 0 | 0 | 0 | 0 | 0 | 0 | 0 | 0 | 0 | 0 | 0 | 0 | 0 | 0 | 0 | 0 | 0 | 0 | 0
| 2026 | C1 | 0 | 0 | 0 | 0 | 0 | 0 | [5 empty] | 0 | [5 empty] | 0 | [5 empty] | 0 | [5 empty] | 0 | [5 empty] | 0 | [5 empty] | 0 | [5 empty] | 0 | [5 empty] | 0 | [5 empty] | 0 | [5 empty] | 0 | 0 | 0 | 0 | 0 | 0 | 0 | [5 empty] | 0 | [5 empty] | 0 | [5 empty] | 0
|  | C2 | 0 | 0 | 0 | 0 | 0 | 0 | [5 empty] | 0 | [5 empty] | 0 | [5 empty] | 0 | [5 empty] | 0 | [5 empty] | 0 | [5 empty] | 0 | [5 empty] | 0 | [5 empty] | 0 | [5 empty] | 0 | [5 empty] | 0 | 0 | 0 | 0 | 0 | 0 | 0 | [5 empty] | 0 | [5 empty] | 0 | [5 empty] | 0
|  | C3 | 0 | 0 | 0 | 0 | 0 | 0 | [5 empty] | 0 | [5 empty] | 0 | [5 empty] | 0 | [5 empty] | 0 | [5 empty] | 0 | [5 empty] | 0 | [5 empty] | 0 | [5 empty] | 0 | [5 empty] | 0 | [5 empty] | 0 | 0 | 0 | 0 | 0 | 0 | 0 | [5 empty] | 0 | [5 empty] | 0 | [5 empty] | 0
|  | C4 | 0 | 0 | 0 | 0 | 0 | 0 | [5 empty] | 0 | [5 empty] | 0 | [5 empty] | 0 | [5 empty] | 0 | [5 empty] | 0 | [5 empty] | 0 | [5 empty] | 0 | [5 empty] | 0 | [5 empty] | 0 | [5 empty] | 0 | 0 | 0 | 0 | 0 | 0 | 0 | [5 empty] | 0 | [5 empty] | 0 | [5 empty] | 0
|  |  | 0 | 0 | 0 | 0 | 0 | 0 | 0 | 0 | 0 | 0 | 0 | 0 | 0 | 0 | 0 | 0 | 0 | 0 | 0 | 0 | 0 | 0 | 0 | 0 | 0 | 0 | 0 | 0 | 0 | 0 | 0 | 0 | 0 | 0 | 0 | 0 | 0 | 0 | 0 | 0 | 0 | 0 | 0 | 0 | 0 | 0 | 0 | 0 | 0 | 0 | 0 | 0 | 0 | 0 | 0 | 0 | 0 | 0 | 0 | 0 | 0 | 0 | 0 | 0 | 0 | 0 | 0 | 0 | 0 | 0 | 0 | 0 | 0 | 0 | 0 | 0 | 0 | 0 | 0 | 0 | 0 | 0 | 0 | 0 | 0 | 0 | 0 | 0 | 0 | 0
| 2027 | C1 | 0 | 0 | 0 | 0 | 0 | 0 | [5 empty] | 0 | [5 empty] | 0 | [5 empty] | 0 | [5 empty] | 0 | [5 empty] | 0 | [5 empty] | 0 | [5 empty] | 0 | [5 empty] | 0 | [5 empty] | 0 | [5 empty] | 0 | 0 | 0 | 0 | 0 | 0 | 0 | [5 empty] | 0 | [5 empty] | 0 | [5 empty] | 0
|  | C2 | 0 | 0 | 0 | 0 | 0 | 0 | [5 empty] | 0 | [5 empty] | 0 | [5 empty] | 0 | [5 empty] | 0 | [5 empty] | 0 | [5 empty] | 0 | [5 empty] | 0 | [5 empty] | 0 | [5 empty] | 0 | [5 empty] | 0 | 0 | 0 | 0 | 0 | 0 | 0 | [5 empty] | 0 | [5 empty] | 0 | [5 empty] | 0
|  | C3 | 0 | 0 | 0 | 0 | 0 | 0 | [5 empty] | 0 | [5 empty] | 0 | [5 empty] | 0 | [5 empty] | 0 | [5 empty] | 0 | [5 empty] | 0 | [5 empty] | 0 | [5 empty] | 0 | [5 empty] | 0 | [5 empty] | 0 | 0 | 0 | 0 | 0 | 0 | 0 | [5 empty] | 0 | [5 empty] | 0 | [5 empty] | 0
|  | C4 | 0 | 0 | 0 | 0 | 0 | 0 | [5 empty] | 0 | [5 empty] | 0 | [5 empty] | 0 | [5 empty] | 0 | [5 empty] | 0 | [5 empty] | 0 | [5 empty] | 0 | [5 empty] | 0 | [5 empty] | 0 | [5 empty] | 0 | 0 | 0 | 0 | 0 | 0 | 0 | [5 empty] | 0 | [5 empty] | 0 | [5 empty] | 0
|  |  | 0 | 0 | 0 | 0 | 0 | 0 | 0 | 0 | 0 | 0 | 0 | 0 | 0 | 0 | 0 | 0 | 0 | 0 | 0 | 0 | 0 | 0 | 0 | 0 | 0 | 0 | 0 | 0 | 0 | 0 | 0 | 0 | 0 | 0 | 0 | 0 | 0 | 0 | 0 | 0 | 0 | 0 | 0 | 0 | 0 | 0 | 0 | 0 | 0 | 0 | 0 | 0 | 0 | 0 | 0 | 0 | 0 | 0 | 0 | 0 | 0 | 0 | 0 | 0 | 0 | 0 | 0 | 0 | 0 | 0 | 0 | 0 | 0 | 0 | 0 | 0 | 0 | 0 | 0 | 0 | 0 | 0 | 0 | 0 | 0 | 0 | 0 | 0 | 0 | 0
| 2028 | C1 | 0 | 0 | 0 | 0 | 0 | 0 | [5 empty] | 0 | [5 empty] | 0 | [5 empty] | 0 | [5 empty] | 0 | [5 empty] | 0 | [5 empty] | 0 | [5 empty] | 0 | [5 empty] | 0 | [5 empty] | 0 | [5 empty] | 0 | 0 | 0 | 0 | 0 | 0 | 0 | [5 empty] | 0 | [5 empty] | 0 | [5 empty] | 0
|  | C2 | 0 | 0 | 0 | 0 | 0 | 0 | [5 empty] | 0 | [5 empty] | 0 | [5 empty] | 0 | [5 empty] | 0 | [5 empty] | 0 | [5 empty] | 0 | [5 empty] | 0 | [5 empty] | 0 | [5 empty] | 0 | [5 empty] | 0 | 0 | 0 | 0 | 0 | 0 | 0 | [5 empty] | 0 | [5 empty] | 0 | [5 empty] | 0
|  | C3 | 0 | 0 | 0 | 0 | 0 | 0 | [5 empty] | 0 | [5 empty] | 0 | [5 empty] | 0 | [5 empty] | 0 | [5 empty] | 0 | [5 empty] | 0 | [5 empty] | 0 | [5 empty] | 0 | [5 empty] | 0 | [5 empty] | 0 | 0 | 0 | 0 | 0 | 0 | 0 | [5 empty] | 0 | [5 empty] | 0 | [5 empty] | 0
|  | C4 | 0 | 0 | 0 | 0 | 0 | 0 | [5 empty] | 0 | [5 empty] | 0 | [5 empty] | 0 | [5 empty] | 0 | [5 empty] | 0 | [5 empty] | 0 | [5 empty] | 0 | [5 empty] | 0 | [5 empty] | 0 | [5 empty] | 0 | 0 | 0 | 0 | 0 | 0 | 0 | [5 empty] | 0 | [5 empty] | 0 | [5 empty] | 0
|  |  | 0 | 0 | 0 | 0 | 0 | 0 | 0 | 0 | 0 | 0 | 0 | 0 | 0 | 0 | 0 | 0 | 0 | 0 | 0 | 0 | 0 | 0 | 0 | 0 | 0 | 0 | 0 | 0 | 0 | 0 | 0 | 0 | 0 | 0 | 0 | 0 | 0 | 0 | 0 | 0 | 0 | 0 | 0 | 0 | 0 | 0 | 0 | 0 | 0 | 0 | 0 | 0 | 0 | 0 | 0 | 0 | 0 | 0 | 0 | 0 | 0 | 0 | 0 | 0 | 0 | 0 | 0 | 0 | 0 | 0 | 0 | 0 | 0 | 0 | 0 | 0 | 0 | 0 | 0 | 0 | 0 | 0 | 0 | 0 | 0 | 0 | 0 | 0 | 0 | 0
15 | 6.6/11kV RMU
| 2024 | C1 | [5 empty] | 0 | [5 empty] | 0 | [5 empty] | 0 | [5 empty] | 0 | [5 empty] | 0 | [5 empty] | 0 | [5 empty] | 0 | [5 empty] | 0 | [5 empty] | 0 | [5 empty] | 0 | [5 empty] | 0 | 0 | 0 | 0 | 0 | 0 | 0 | [5 empty] | 0 | [5 empty] | 0 | [5 empty] | 0
|  | C2 | [5 empty] | 0 | [5 empty] | 0 | [5 empty] | 0 | [5 empty] | 0 | [5 empty] | 0 | [5 empty] | 0 | [5 empty] | 0 | [5 empty] | 0 | [5 empty] | 0 | [5 empty] | 0 | [5 empty] | 0 | 0 | 0 | 0 | 0 | 0 | 0 | [5 empty] | 0 | [5 empty] | 0 | [5 empty] | 0
|  | C3 | [5 empty] | 0 | [5 empty] | 0 | [5 empty] | 0 | [5 empty] | 0 | [5 empty] | 0 | [5 empty] | 0 | [5 empty] | 0 | [5 empty] | 0 | [5 empty] | 0 | [5 empty] | 0 | [5 empty] | 0 | 0 | 0 | 0 | 0 | 0 | 0 | [5 empty] | 0 | [5 empty] | 0 | [5 empty] | 0
|  | C4 | [5 empty] | 0 | [5 empty] | 0 | [5 empty] | 0 | [5 empty] | 0 | [5 empty] | 0 | [5 empty] | 0 | [5 empty] | 0 | [5 empty] | 0 | [5 empty] | 0 | [5 empty] | 0 | [5 empty] | 0 | 0 | 0 | 0 | 0 | 0 | 0 | [5 empty] | 0 | [5 empty] | 0 | [5 empty] | 0
|  |  | 0 | 0 | 0 | 0 | 0 | 0 | 0 | 0 | 0 | 0 | 0 | 0 | 0 | 0 | 0 | 0 | 0 | 0 | 0 | 0 | 0 | 0 | 0 | 0 | 0 | 0 | 0 | 0 | 0 | 0 | 0 | 0 | 0 | 0 | 0 | 0 | 0 | 0 | 0 | 0 | 0 | 0 | 0 | 0 | 0 | 0 | 0 | 0 | 0 | 0 | 0 | 0 | 0 | 0 | 0 | 0 | 0 | 0 | 0 | 0 | 0 | 0 | 0 | 0 | 0 | 0 | 0 | 0 | 0 | 0 | 0 | 0 | 0 | 0 | 0 | 0 | 0 | 0 | 0 | 0 | 0 | 0 | 0 | 0 | 0 | 0 | 0 | 0 | 0 | 0
| 2025 | C1 | 0 | 0 | 0 | 0 | 0 | 0 | [5 empty] | 0 | [5 empty] | 0 | [5 empty] | 0 | [5 empty] | 0 | [5 empty] | 0 | [5 empty] | 0 | [5 empty] | 0 | [5 empty] | 0 | [5 empty] | 0 | [5 empty] | 0 | 0 | 0 | 0 | 0 | 0 | 0 | [5 empty] | 0 | [5 empty] | 0 | [5 empty] | 0
|  | C2 | 0 | 0 | 0 | 0 | 0 | 0 | [5 empty] | 0 | [5 empty] | 0 | [5 empty] | 0 | [5 empty] | 0 | [5 empty] | 0 | [5 empty] | 0 | [5 empty] | 0 | [5 empty] | 0 | [5 empty] | 0 | [5 empty] | 0 | 0 | 0 | 0 | 0 | 0 | 0 | [5 empty] | 0 | [5 empty] | 0 | [5 empty] | 0
|  | C3 | 0 | 0 | 0 | 0 | 0 | 0 | [5 empty] | 0 | [5 empty] | 0 | [5 empty] | 0 | [5 empty] | 0 | [5 empty] | 0 | [5 empty] | 0 | [5 empty] | 0 | [5 empty] | 0 | [5 empty] | 0 | [5 empty] | 0 | 0 | 0 | 0 | 0 | 0 | 0 | [5 empty] | 0 | [5 empty] | 0 | [5 empty] | 0
|  | C4 | 0 | 0 | 0 | 0 | 0 | 0 | [5 empty] | 0 | [5 empty] | 0 | [5 empty] | 0 | [5 empty] | 0 | [5 empty] | 0 | [5 empty] | 0 | [5 empty] | 0 | [5 empty] | 0 | [5 empty] | 0 | [5 empty] | 0 | 0 | 0 | 0 | 0 | 0 | 0 | [5 empty] | 0 | [5 empty] | 0 | [5 empty] | 0
|  |  | 0 | 0 | 0 | 0 | 0 | 0 | 0 | 0 | 0 | 0 | 0 | 0 | 0 | 0 | 0 | 0 | 0 | 0 | 0 | 0 | 0 | 0 | 0 | 0 | 0 | 0 | 0 | 0 | 0 | 0 | 0 | 0 | 0 | 0 | 0 | 0 | 0 | 0 | 0 | 0 | 0 | 0 | 0 | 0 | 0 | 0 | 0 | 0 | 0 | 0 | 0 | 0 | 0 | 0 | 0 | 0 | 0 | 0 | 0 | 0 | 0 | 0 | 0 | 0 | 0 | 0 | 0 | 0 | 0 | 0 | 0 | 0 | 0 | 0 | 0 | 0 | 0 | 0 | 0 | 0 | 0 | 0 | 0 | 0 | 0 | 0 | 0 | 0 | 0 | 0
| 2026 | C1 | 0 | 0 | 0 | 0 | 0 | 0 | [5 empty] | 0 | [5 empty] | 0 | [5 empty] | 0 | [5 empty] | 0 | [5 empty] | 0 | [5 empty] | 0 | [5 empty] | 0 | [5 empty] | 0 | [5 empty] | 0 | [5 empty] | 0 | 0 | 0 | 0 | 0 | 0 | 0 | [5 empty] | 0 | [5 empty] | 0 | [5 empty] | 0
|  | C2 | 0 | 0 | 0 | 0 | 0 | 0 | [5 empty] | 0 | [5 empty] | 0 | [5 empty] | 0 | [5 empty] | 0 | [5 empty] | 0 | [5 empty] | 0 | [5 empty] | 0 | [5 empty] | 0 | [5 empty] | 0 | [5 empty] | 0 | 0 | 0 | 0 | 0 | 0 | 0 | [5 empty] | 0 | [5 empty] | 0 | [5 empty] | 0
|  | C3 | 0 | 0 | 0 | 0 | 0 | 0 | [5 empty] | 0 | [5 empty] | 0 | [5 empty] | 0 | [5 empty] | 0 | [5 empty] | 0 | [5 empty] | 0 | [5 empty] | 0 | [5 empty] | 0 | [5 empty] | 0 | [5 empty] | 0 | 0 | 0 | 0 | 0 | 0 | 0 | [5 empty] | 0 | [5 empty] | 0 | [5 empty] | 0
|  | C4 | 0 | 0 | 0 | 0 | 0 | 0 | [5 empty] | 0 | [5 empty] | 0 | [5 empty] | 0 | [5 empty] | 0 | [5 empty] | 0 | [5 empty] | 0 | [5 empty] | 0 | [5 empty] | 0 | [5 empty] | 0 | [5 empty] | 0 | 0 | 0 | 0 | 0 | 0 | 0 | [5 empty] | 0 | [5 empty] | 0 | [5 empty] | 0
|  |  | 0 | 0 | 0 | 0 | 0 | 0 | 0 | 0 | 0 | 0 | 0 | 0 | 0 | 0 | 0 | 0 | 0 | 0 | 0 | 0 | 0 | 0 | 0 | 0 | 0 | 0 | 0 | 0 | 0 | 0 | 0 | 0 | 0 | 0 | 0 | 0 | 0 | 0 | 0 | 0 | 0 | 0 | 0 | 0 | 0 | 0 | 0 | 0 | 0 | 0 | 0 | 0 | 0 | 0 | 0 | 0 | 0 | 0 | 0 | 0 | 0 | 0 | 0 | 0 | 0 | 0 | 0 | 0 | 0 | 0 | 0 | 0 | 0 | 0 | 0 | 0 | 0 | 0 | 0 | 0 | 0 | 0 | 0 | 0 | 0 | 0 | 0 | 0 | 0 | 0
| 2027 | C1 | 0 | 0 | 0 | 0 | 0 | 0 | [5 empty] | 0 | [5 empty] | 0 | [5 empty] | 0 | [5 empty] | 0 | [5 empty] | 0 | [5 empty] | 0 | [5 empty] | 0 | [5 empty] | 0 | [5 empty] | 0 | [5 empty] | 0 | 0 | 0 | 0 | 0 | 0 | 0 | [5 empty] | 0 | [5 empty] | 0 | [5 empty] | 0
|  | C2 | 0 | 0 | 0 | 0 | 0 | 0 | [5 empty] | 0 | [5 empty] | 0 | [5 empty] | 0 | [5 empty] | 0 | [5 empty] | 0 | [5 empty] | 0 | [5 empty] | 0 | [5 empty] | 0 | [5 empty] | 0 | [5 empty] | 0 | 0 | 0 | 0 | 0 | 0 | 0 | [5 empty] | 0 | [5 empty] | 0 | [5 empty] | 0
|  | C3 | 0 | 0 | 0 | 0 | 0 | 0 | [5 empty] | 0 | [5 empty] | 0 | [5 empty] | 0 | [5 empty] | 0 | [5 empty] | 0 | [5 empty] | 0 | [5 empty] | 0 | [5 empty] | 0 | [5 empty] | 0 | [5 empty] | 0 | 0 | 0 | 0 | 0 | 0 | 0 | [5 empty] | 0 | [5 empty] | 0 | [5 empty] | 0
|  | C4 | 0 | 0 | 0 | 0 | 0 | 0 | [5 empty] | 0 | [5 empty] | 0 | [5 empty] | 0 | [5 empty] | 0 | [5 empty] | 0 | [5 empty] | 0 | [5 empty] | 0 | [5 empty] | 0 | [5 empty] | 0 | [5 empty] | 0 | 0 | 0 | 0 | 0 | 0 | 0 | [5 empty] | 0 | [5 empty] | 0 | [5 empty] | 0
|  |  | 0 | 0 | 0 | 0 | 0 | 0 | 0 | 0 | 0 | 0 | 0 | 0 | 0 | 0 | 0 | 0 | 0 | 0 | 0 | 0 | 0 | 0 | 0 | 0 | 0 | 0 | 0 | 0 | 0 | 0 | 0 | 0 | 0 | 0 | 0 | 0 | 0 | 0 | 0 | 0 | 0 | 0 | 0 | 0 | 0 | 0 | 0 | 0 | 0 | 0 | 0 | 0 | 0 | 0 | 0 | 0 | 0 | 0 | 0 | 0 | 0 | 0 | 0 | 0 | 0 | 0 | 0 | 0 | 0 | 0 | 0 | 0 | 0 | 0 | 0 | 0 | 0 | 0 | 0 | 0 | 0 | 0 | 0 | 0 | 0 | 0 | 0 | 0 | 0 | 0
| 2028 | C1 | 0 | 0 | 0 | 0 | 0 | 0 | [5 empty] | 0 | [5 empty] | 0 | [5 empty] | 0 | [5 empty] | 0 | [5 empty] | 0 | [5 empty] | 0 | [5 empty] | 0 | [5 empty] | 0 | [5 empty] | 0 | [5 empty] | 0 | 0 | 0 | 0 | 0 | 0 | 0 | [5 empty] | 0 | [5 empty] | 0 | [5 empty] | 0
|  | C2 | 0 | 0 | 0 | 0 | 0 | 0 | [5 empty] | 0 | [5 empty] | 0 | [5 empty] | 0 | [5 empty] | 0 | [5 empty] | 0 | [5 empty] | 0 | [5 empty] | 0 | [5 empty] | 0 | [5 empty] | 0 | [5 empty] | 0 | 0 | 0 | 0 | 0 | 0 | 0 | [5 empty] | 0 | [5 empty] | 0 | [5 empty] | 0
|  | C3 | 0 | 0 | 0 | 0 | 0 | 0 | [5 empty] | 0 | [5 empty] | 0 | [5 empty] | 0 | [5 empty] | 0 | [5 empty] | 0 | [5 empty] | 0 | [5 empty] | 0 | [5 empty] | 0 | [5 empty] | 0 | [5 empty] | 0 | 0 | 0 | 0 | 0 | 0 | 0 | [5 empty] | 0 | [5 empty] | 0 | [5 empty] | 0
|  | C4 | 0 | 0 | 0 | 0 | 0 | 0 | [5 empty] | 0 | [5 empty] | 0 | [5 empty] | 0 | [5 empty] | 0 | [5 empty] | 0 | [5 empty] | 0 | [5 empty] | 0 | [5 empty] | 0 | [5 empty] | 0 | [5 empty] | 0 | 0 | 0 | 0 | 0 | 0 | 0 | [5 empty] | 0 | [5 empty] | 0 | [5 empty] | 0
|  |  | 0 | 0 | 0 | 0 | 0 | 0 | 0 | 0 | 0 | 0 | 0 | 0 | 0 | 0 | 0 | 0 | 0 | 0 | 0 | 0 | 0 | 0 | 0 | 0 | 0 | 0 | 0 | 0 | 0 | 0 | 0 | 0 | 0 | 0 | 0 | 0 | 0 | 0 | 0 | 0 | 0 | 0 | 0 | 0 | 0 | 0 | 0 | 0 | 0 | 0 | 0 | 0 | 0 | 0 | 0 | 0 | 0 | 0 | 0 | 0 | 0 | 0 | 0 | 0 | 0 | 0 | 0 | 0 | 0 | 0 | 0 | 0 | 0 | 0 | 0 | 0 | 0 | 0 | 0 | 0 | 0 | 0 | 0 | 0 | 0 | 0 | 0 | 0 | 0 | 0
16 | 6.6/11kV X-type RMU
| 2024 | C1 | [5 empty] | 0 | [5 empty] | 0 | [5 empty] | 0 | [5 empty] | 0 | [5 empty] | 0 | [5 empty] | 0 | [5 empty] | 0 | [5 empty] | 0 | [5 empty] | 0 | [5 empty] | 0 | [5 empty] | 0 | 0 | 0 | 0 | 0 | 0 | 0 | [5 empty] | 0 | [5 empty] | 0 | [5 empty] | 0
|  | C2 | [5 empty] | 0 | [5 empty] | 0 | [5 empty] | 0 | [5 empty] | 0 | [5 empty] | 0 | [5 empty] | 0 | [5 empty] | 0 | [5 empty] | 0 | [5 empty] | 0 | [5 empty] | 0 | [5 empty] | 0 | 0 | 0 | 0 | 0 | 0 | 0 | [5 empty] | 0 | [5 empty] | 0 | [5 empty] | 0
|  | C3 | [5 empty] | 0 | [5 empty] | 0 | [5 empty] | 0 | [5 empty] | 0 | [5 empty] | 0 | [5 empty] | 0 | [5 empty] | 0 | [5 empty] | 0 | [5 empty] | 0 | [5 empty] | 0 | [5 empty] | 0 | 0 | 0 | 0 | 0 | 0 | 0 | [5 empty] | 0 | [5 empty] | 0 | [5 empty] | 0
|  | C4 | [5 empty] | 0 | [5 empty] | 0 | [5 empty] | 0 | [5 empty] | 0 | [5 empty] | 0 | [5 empty] | 0 | [5 empty] | 0 | [5 empty] | 0 | [5 empty] | 0 | [5 empty] | 0 | [5 empty] | 0 | 0 | 0 | 0 | 0 | 0 | 0 | [5 empty] | 0 | [5 empty] | 0 | [5 empty] | 0
|  |  | 0 | 0 | 0 | 0 | 0 | 0 | 0 | 0 | 0 | 0 | 0 | 0 | 0 | 0 | 0 | 0 | 0 | 0 | 0 | 0 | 0 | 0 | 0 | 0 | 0 | 0 | 0 | 0 | 0 | 0 | 0 | 0 | 0 | 0 | 0 | 0 | 0 | 0 | 0 | 0 | 0 | 0 | 0 | 0 | 0 | 0 | 0 | 0 | 0 | 0 | 0 | 0 | 0 | 0 | 0 | 0 | 0 | 0 | 0 | 0 | 0 | 0 | 0 | 0 | 0 | 0 | 0 | 0 | 0 | 0 | 0 | 0 | 0 | 0 | 0 | 0 | 0 | 0 | 0 | 0 | 0 | 0 | 0 | 0 | 0 | 0 | 0 | 0 | 0 | 0
| 2025 | C1 | 0 | 0 | 0 | 0 | 0 | 0 | [5 empty] | 0 | [5 empty] | 0 | [5 empty] | 0 | [5 empty] | 0 | [5 empty] | 0 | [5 empty] | 0 | [5 empty] | 0 | [5 empty] | 0 | [5 empty] | 0 | [5 empty] | 0 | 0 | 0 | 0 | 0 | 0 | 0 | [5 empty] | 0 | [5 empty] | 0 | [5 empty] | 0
|  | C2 | 0 | 0 | 0 | 0 | 0 | 0 | [5 empty] | 0 | [5 empty] | 0 | [5 empty] | 0 | [5 empty] | 0 | [5 empty] | 0 | [5 empty] | 0 | [5 empty] | 0 | [5 empty] | 0 | [5 empty] | 0 | [5 empty] | 0 | 0 | 0 | 0 | 0 | 0 | 0 | [5 empty] | 0 | [5 empty] | 0 | [5 empty] | 0
|  | C3 | 0 | 0 | 0 | 0 | 0 | 0 | [5 empty] | 0 | [5 empty] | 0 | [5 empty] | 0 | [5 empty] | 0 | [5 empty] | 0 | [5 empty] | 0 | [5 empty] | 0 | [5 empty] | 0 | [5 empty] | 0 | [5 empty] | 0 | 0 | 0 | 0 | 0 | 0 | 0 | [5 empty] | 0 | [5 empty] | 0 | [5 empty] | 0
|  | C4 | 0 | 0 | 0 | 0 | 0 | 0 | [5 empty] | 0 | [5 empty] | 0 | [5 empty] | 0 | [5 empty] | 0 | [5 empty] | 0 | [5 empty] | 0 | [5 empty] | 0 | [5 empty] | 0 | [5 empty] | 0 | [5 empty] | 0 | 0 | 0 | 0 | 0 | 0 | 0 | [5 empty] | 0 | [5 empty] | 0 | [5 empty] | 0
|  |  | 0 | 0 | 0 | 0 | 0 | 0 | 0 | 0 | 0 | 0 | 0 | 0 | 0 | 0 | 0 | 0 | 0 | 0 | 0 | 0 | 0 | 0 | 0 | 0 | 0 | 0 | 0 | 0 | 0 | 0 | 0 | 0 | 0 | 0 | 0 | 0 | 0 | 0 | 0 | 0 | 0 | 0 | 0 | 0 | 0 | 0 | 0 | 0 | 0 | 0 | 0 | 0 | 0 | 0 | 0 | 0 | 0 | 0 | 0 | 0 | 0 | 0 | 0 | 0 | 0 | 0 | 0 | 0 | 0 | 0 | 0 | 0 | 0 | 0 | 0 | 0 | 0 | 0 | 0 | 0 | 0 | 0 | 0 | 0 | 0 | 0 | 0 | 0 | 0 | 0
| 2026 | C1 | 0 | 0 | 0 | 0 | 0 | 0 | [5 empty] | 0 | [5 empty] | 0 | [5 empty] | 0 | [5 empty] | 0 | [5 empty] | 0 | [5 empty] | 0 | [5 empty] | 0 | [5 empty] | 0 | [5 empty] | 0 | [5 empty] | 0 | 0 | 0 | 0 | 0 | 0 | 0 | [5 empty] | 0 | [5 empty] | 0 | [5 empty] | 0
|  | C2 | 0 | 0 | 0 | 0 | 0 | 0 | [5 empty] | 0 | [5 empty] | 0 | [5 empty] | 0 | [5 empty] | 0 | [5 empty] | 0 | [5 empty] | 0 | [5 empty] | 0 | [5 empty] | 0 | [5 empty] | 0 | [5 empty] | 0 | 0 | 0 | 0 | 0 | 0 | 0 | [5 empty] | 0 | [5 empty] | 0 | [5 empty] | 0
|  | C3 | 0 | 0 | 0 | 0 | 0 | 0 | [5 empty] | 0 | [5 empty] | 0 | [5 empty] | 0 | [5 empty] | 0 | [5 empty] | 0 | [5 empty] | 0 | [5 empty] | 0 | [5 empty] | 0 | [5 empty] | 0 | [5 empty] | 0 | 0 | 0 | 0 | 0 | 0 | 0 | [5 empty] | 0 | [5 empty] | 0 | [5 empty] | 0
|  | C4 | 0 | 0 | 0 | 0 | 0 | 0 | [5 empty] | 0 | [5 empty] | 0 | [5 empty] | 0 | [5 empty] | 0 | [5 empty] | 0 | [5 empty] | 0 | [5 empty] | 0 | [5 empty] | 0 | [5 empty] | 0 | [5 empty] | 0 | 0 | 0 | 0 | 0 | 0 | 0 | [5 empty] | 0 | [5 empty] | 0 | [5 empty] | 0
|  |  | 0 | 0 | 0 | 0 | 0 | 0 | 0 | 0 | 0 | 0 | 0 | 0 | 0 | 0 | 0 | 0 | 0 | 0 | 0 | 0 | 0 | 0 | 0 | 0 | 0 | 0 | 0 | 0 | 0 | 0 | 0 | 0 | 0 | 0 | 0 | 0 | 0 | 0 | 0 | 0 | 0 | 0 | 0 | 0 | 0 | 0 | 0 | 0 | 0 | 0 | 0 | 0 | 0 | 0 | 0 | 0 | 0 | 0 | 0 | 0 | 0 | 0 | 0 | 0 | 0 | 0 | 0 | 0 | 0 | 0 | 0 | 0 | 0 | 0 | 0 | 0 | 0 | 0 | 0 | 0 | 0 | 0 | 0 | 0 | 0 | 0 | 0 | 0 | 0 | 0
| 2027 | C1 | 0 | 0 | 0 | 0 | 0 | 0 | [5 empty] | 0 | [5 empty] | 0 | [5 empty] | 0 | [5 empty] | 0 | [5 empty] | 0 | [5 empty] | 0 | [5 empty] | 0 | [5 empty] | 0 | [5 empty] | 0 | [5 empty] | 0 | 0 | 0 | 0 | 0 | 0 | 0 | [5 empty] | 0 | [5 empty] | 0 | [5 empty] | 0
|  | C2 | 0 | 0 | 0 | 0 | 0 | 0 | [5 empty] | 0 | [5 empty] | 0 | [5 empty] | 0 | [5 empty] | 0 | [5 empty] | 0 | [5 empty] | 0 | [5 empty] | 0 | [5 empty] | 0 | [5 empty] | 0 | [5 empty] | 0 | 0 | 0 | 0 | 0 | 0 | 0 | [5 empty] | 0 | [5 empty] | 0 | [5 empty] | 0
|  | C3 | 0 | 0 | 0 | 0 | 0 | 0 | [5 empty] | 0 | [5 empty] | 0 | [5 empty] | 0 | [5 empty] | 0 | [5 empty] | 0 | [5 empty] | 0 | [5 empty] | 0 | [5 empty] | 0 | [5 empty] | 0 | [5 empty] | 0 | 0 | 0 | 0 | 0 | 0 | 0 | [5 empty] | 0 | [5 empty] | 0 | [5 empty] | 0
|  | C4 | 0 | 0 | 0 | 0 | 0 | 0 | [5 empty] | 0 | [5 empty] | 0 | [5 empty] | 0 | [5 empty] | 0 | [5 empty] | 0 | [5 empty] | 0 | [5 empty] | 0 | [5 empty] | 0 | [5 empty] | 0 | [5 empty] | 0 | 0 | 0 | 0 | 0 | 0 | 0 | [5 empty] | 0 | [5 empty] | 0 | [5 empty] | 0
|  |  | 0 | 0 | 0 | 0 | 0 | 0 | 0 | 0 | 0 | 0 | 0 | 0 | 0 | 0 | 0 | 0 | 0 | 0 | 0 | 0 | 0 | 0 | 0 | 0 | 0 | 0 | 0 | 0 | 0 | 0 | 0 | 0 | 0 | 0 | 0 | 0 | 0 | 0 | 0 | 0 | 0 | 0 | 0 | 0 | 0 | 0 | 0 | 0 | 0 | 0 | 0 | 0 | 0 | 0 | 0 | 0 | 0 | 0 | 0 | 0 | 0 | 0 | 0 | 0 | 0 | 0 | 0 | 0 | 0 | 0 | 0 | 0 | 0 | 0 | 0 | 0 | 0 | 0 | 0 | 0 | 0 | 0 | 0 | 0 | 0 | 0 | 0 | 0 | 0 | 0
| 2028 | C1 | 0 | 0 | 0 | 0 | 0 | 0 | [5 empty] | 0 | [5 empty] | 0 | [5 empty] | 0 | [5 empty] | 0 | [5 empty] | 0 | [5 empty] | 0 | [5 empty] | 0 | [5 empty] | 0 | [5 empty] | 0 | [5 empty] | 0 | 0 | 0 | 0 | 0 | 0 | 0 | [5 empty] | 0 | [5 empty] | 0 | [5 empty] | 0
|  | C2 | 0 | 0 | 0 | 0 | 0 | 0 | [5 empty] | 0 | [5 empty] | 0 | [5 empty] | 0 | [5 empty] | 0 | [5 empty] | 0 | [5 empty] | 0 | [5 empty] | 0 | [5 empty] | 0 | [5 empty] | 0 | [5 empty] | 0 | 0 | 0 | 0 | 0 | 0 | 0 | [5 empty] | 0 | [5 empty] | 0 | [5 empty] | 0
|  | C3 | 0 | 0 | 0 | 0 | 0 | 0 | [5 empty] | 0 | [5 empty] | 0 | [5 empty] | 0 | [5 empty] | 0 | [5 empty] | 0 | [5 empty] | 0 | [5 empty] | 0 | [5 empty] | 0 | [5 empty] | 0 | [5 empty] | 0 | 0 | 0 | 0 | 0 | 0 | 0 | [5 empty] | 0 | [5 empty] | 0 | [5 empty] | 0
|  | C4 | 0 | 0 | 0 | 0 | 0 | 0 | [5 empty] | 0 | [5 empty] | 0 | [5 empty] | 0 | [5 empty] | 0 | [5 empty] | 0 | [5 empty] | 0 | [5 empty] | 0 | [5 empty] | 0 | [5 empty] | 0 | [5 empty] | 0 | 0 | 0 | 0 | 0 | 0 | 0 | [5 empty] | 0 | [5 empty] | 0 | [5 empty] | 0
|  |  | 0 | 0 | 0 | 0 | 0 | 0 | 0 | 0 | 0 | 0 | 0 | 0 | 0 | 0 | 0 | 0 | 0 | 0 | 0 | 0 | 0 | 0 | 0 | 0 | 0 | 0 | 0 | 0 | 0 | 0 | 0 | 0 | 0 | 0 | 0 | 0 | 0 | 0 | 0 | 0 | 0 | 0 | 0 | 0 | 0 | 0 | 0 | 0 | 0 | 0 | 0 | 0 | 0 | 0 | 0 | 0 | 0 | 0 | 0 | 0 | 0 | 0 | 0 | 0 | 0 | 0 | 0 | 0 | 0 | 0 | 0 | 0 | 0 | 0 | 0 | 0 | 0 | 0 | 0 | 0 | 0 | 0 | 0 | 0 | 0 | 0 | 0 | 0 | 0 | 0
17 | 20kV CB (GM) Primary
| 2024 | C1 | [5 empty] | 0 | [5 empty] | 0 | [5 empty] | 0 | [5 empty] | 0 | [5 empty] | 0 | [5 empty] | 0 | [5 empty] | 0 | [5 empty] | 0 | [5 empty] | 0 | [5 empty] | 0 | [5 empty] | 0 | 0 | 0 | 0 | 0 | 0 | 0 | [5 empty] | 0 | [5 empty] | 0 | [5 empty] | 0
|  | C2 | [5 empty] | 0 | [5 empty] | 0 | [5 empty] | 0 | [5 empty] | 0 | [5 empty] | 0 | [5 empty] | 0 | [5 empty] | 0 | [5 empty] | 0 | [5 empty] | 0 | [5 empty] | 0 | [5 empty] | 0 | 0 | 0 | 0 | 0 | 0 | 0 | [5 empty] | 0 | [5 empty] | 0 | [5 empty] | 0
|  | C3 | [5 empty] | 0 | [5 empty] | 0 | [5 empty] | 0 | [5 empty] | 0 | [5 empty] | 0 | [5 empty] | 0 | [5 empty] | 0 | [5 empty] | 0 | [5 empty] | 0 | [5 empty] | 0 | [5 empty] | 0 | 0 | 0 | 0 | 0 | 0 | 0 | [5 empty] | 0 | [5 empty] | 0 | [5 empty] | 0
|  | C4 | [5 empty] | 0 | [5 empty] | 0 | [5 empty] | 0 | [5 empty] | 0 | [5 empty] | 0 | [5 empty] | 0 | [5 empty] | 0 | [5 empty] | 0 | [5 empty] | 0 | [5 empty] | 0 | [5 empty] | 0 | 0 | 0 | 0 | 0 | 0 | 0 | [5 empty] | 0 | [5 empty] | 0 | [5 empty] | 0
|  |  | 0 | 0 | 0 | 0 | 0 | 0 | 0 | 0 | 0 | 0 | 0 | 0 | 0 | 0 | 0 | 0 | 0 | 0 | 0 | 0 | 0 | 0 | 0 | 0 | 0 | 0 | 0 | 0 | 0 | 0 | 0 | 0 | 0 | 0 | 0 | 0 | 0 | 0 | 0 | 0 | 0 | 0 | 0 | 0 | 0 | 0 | 0 | 0 | 0 | 0 | 0 | 0 | 0 | 0 | 0 | 0 | 0 | 0 | 0 | 0 | 0 | 0 | 0 | 0 | 0 | 0 | 0 | 0 | 0 | 0 | 0 | 0 | 0 | 0 | 0 | 0 | 0 | 0 | 0 | 0 | 0 | 0 | 0 | 0 | 0 | 0 | 0 | 0 | 0 | 0
| 2025 | C1 | 0 | 0 | 0 | 0 | 0 | 0 | [5 empty] | 0 | [5 empty] | 0 | [5 empty] | 0 | [5 empty] | 0 | [5 empty] | 0 | [5 empty] | 0 | [5 empty] | 0 | [5 empty] | 0 | [5 empty] | 0 | [5 empty] | 0 | 0 | 0 | 0 | 0 | 0 | 0 | [5 empty] | 0 | [5 empty] | 0 | [5 empty] | 0
|  | C2 | 0 | 0 | 0 | 0 | 0 | 0 | [5 empty] | 0 | [5 empty] | 0 | [5 empty] | 0 | [5 empty] | 0 | [5 empty] | 0 | [5 empty] | 0 | [5 empty] | 0 | [5 empty] | 0 | [5 empty] | 0 | [5 empty] | 0 | 0 | 0 | 0 | 0 | 0 | 0 | [5 empty] | 0 | [5 empty] | 0 | [5 empty] | 0
|  | C3 | 0 | 0 | 0 | 0 | 0 | 0 | [5 empty] | 0 | [5 empty] | 0 | [5 empty] | 0 | [5 empty] | 0 | [5 empty] | 0 | [5 empty] | 0 | [5 empty] | 0 | [5 empty] | 0 | [5 empty] | 0 | [5 empty] | 0 | 0 | 0 | 0 | 0 | 0 | 0 | [5 empty] | 0 | [5 empty] | 0 | [5 empty] | 0
|  | C4 | 0 | 0 | 0 | 0 | 0 | 0 | [5 empty] | 0 | [5 empty] | 0 | [5 empty] | 0 | [5 empty] | 0 | [5 empty] | 0 | [5 empty] | 0 | [5 empty] | 0 | [5 empty] | 0 | [5 empty] | 0 | [5 empty] | 0 | 0 | 0 | 0 | 0 | 0 | 0 | [5 empty] | 0 | [5 empty] | 0 | [5 empty] | 0
|  |  | 0 | 0 | 0 | 0 | 0 | 0 | 0 | 0 | 0 | 0 | 0 | 0 | 0 | 0 | 0 | 0 | 0 | 0 | 0 | 0 | 0 | 0 | 0 | 0 | 0 | 0 | 0 | 0 | 0 | 0 | 0 | 0 | 0 | 0 | 0 | 0 | 0 | 0 | 0 | 0 | 0 | 0 | 0 | 0 | 0 | 0 | 0 | 0 | 0 | 0 | 0 | 0 | 0 | 0 | 0 | 0 | 0 | 0 | 0 | 0 | 0 | 0 | 0 | 0 | 0 | 0 | 0 | 0 | 0 | 0 | 0 | 0 | 0 | 0 | 0 | 0 | 0 | 0 | 0 | 0 | 0 | 0 | 0 | 0 | 0 | 0 | 0 | 0 | 0 | 0
| 2026 | C1 | 0 | 0 | 0 | 0 | 0 | 0 | [5 empty] | 0 | [5 empty] | 0 | [5 empty] | 0 | [5 empty] | 0 | [5 empty] | 0 | [5 empty] | 0 | [5 empty] | 0 | [5 empty] | 0 | [5 empty] | 0 | [5 empty] | 0 | 0 | 0 | 0 | 0 | 0 | 0 | [5 empty] | 0 | [5 empty] | 0 | [5 empty] | 0
|  | C2 | 0 | 0 | 0 | 0 | 0 | 0 | [5 empty] | 0 | [5 empty] | 0 | [5 empty] | 0 | [5 empty] | 0 | [5 empty] | 0 | [5 empty] | 0 | [5 empty] | 0 | [5 empty] | 0 | [5 empty] | 0 | [5 empty] | 0 | 0 | 0 | 0 | 0 | 0 | 0 | [5 empty] | 0 | [5 empty] | 0 | [5 empty] | 0
|  | C3 | 0 | 0 | 0 | 0 | 0 | 0 | [5 empty] | 0 | [5 empty] | 0 | [5 empty] | 0 | [5 empty] | 0 | [5 empty] | 0 | [5 empty] | 0 | [5 empty] | 0 | [5 empty] | 0 | [5 empty] | 0 | [5 empty] | 0 | 0 | 0 | 0 | 0 | 0 | 0 | [5 empty] | 0 | [5 empty] | 0 | [5 empty] | 0
|  | C4 | 0 | 0 | 0 | 0 | 0 | 0 | [5 empty] | 0 | [5 empty] | 0 | [5 empty] | 0 | [5 empty] | 0 | [5 empty] | 0 | [5 empty] | 0 | [5 empty] | 0 | [5 empty] | 0 | [5 empty] | 0 | [5 empty] | 0 | 0 | 0 | 0 | 0 | 0 | 0 | [5 empty] | 0 | [5 empty] | 0 | [5 empty] | 0
|  |  | 0 | 0 | 0 | 0 | 0 | 0 | 0 | 0 | 0 | 0 | 0 | 0 | 0 | 0 | 0 | 0 | 0 | 0 | 0 | 0 | 0 | 0 | 0 | 0 | 0 | 0 | 0 | 0 | 0 | 0 | 0 | 0 | 0 | 0 | 0 | 0 | 0 | 0 | 0 | 0 | 0 | 0 | 0 | 0 | 0 | 0 | 0 | 0 | 0 | 0 | 0 | 0 | 0 | 0 | 0 | 0 | 0 | 0 | 0 | 0 | 0 | 0 | 0 | 0 | 0 | 0 | 0 | 0 | 0 | 0 | 0 | 0 | 0 | 0 | 0 | 0 | 0 | 0 | 0 | 0 | 0 | 0 | 0 | 0 | 0 | 0 | 0 | 0 | 0 | 0
| 2027 | C1 | 0 | 0 | 0 | 0 | 0 | 0 | [5 empty] | 0 | [5 empty] | 0 | [5 empty] | 0 | [5 empty] | 0 | [5 empty] | 0 | [5 empty] | 0 | [5 empty] | 0 | [5 empty] | 0 | [5 empty] | 0 | [5 empty] | 0 | 0 | 0 | 0 | 0 | 0 | 0 | [5 empty] | 0 | [5 empty] | 0 | [5 empty] | 0
|  | C2 | 0 | 0 | 0 | 0 | 0 | 0 | [5 empty] | 0 | [5 empty] | 0 | [5 empty] | 0 | [5 empty] | 0 | [5 empty] | 0 | [5 empty] | 0 | [5 empty] | 0 | [5 empty] | 0 | [5 empty] | 0 | [5 empty] | 0 | 0 | 0 | 0 | 0 | 0 | 0 | [5 empty] | 0 | [5 empty] | 0 | [5 empty] | 0
|  | C3 | 0 | 0 | 0 | 0 | 0 | 0 | [5 empty] | 0 | [5 empty] | 0 | [5 empty] | 0 | [5 empty] | 0 | [5 empty] | 0 | [5 empty] | 0 | [5 empty] | 0 | [5 empty] | 0 | [5 empty] | 0 | [5 empty] | 0 | 0 | 0 | 0 | 0 | 0 | 0 | [5 empty] | 0 | [5 empty] | 0 | [5 empty] | 0
|  | C4 | 0 | 0 | 0 | 0 | 0 | 0 | [5 empty] | 0 | [5 empty] | 0 | [5 empty] | 0 | [5 empty] | 0 | [5 empty] | 0 | [5 empty] | 0 | [5 empty] | 0 | [5 empty] | 0 | [5 empty] | 0 | [5 empty] | 0 | 0 | 0 | 0 | 0 | 0 | 0 | [5 empty] | 0 | [5 empty] | 0 | [5 empty] | 0
|  |  | 0 | 0 | 0 | 0 | 0 | 0 | 0 | 0 | 0 | 0 | 0 | 0 | 0 | 0 | 0 | 0 | 0 | 0 | 0 | 0 | 0 | 0 | 0 | 0 | 0 | 0 | 0 | 0 | 0 | 0 | 0 | 0 | 0 | 0 | 0 | 0 | 0 | 0 | 0 | 0 | 0 | 0 | 0 | 0 | 0 | 0 | 0 | 0 | 0 | 0 | 0 | 0 | 0 | 0 | 0 | 0 | 0 | 0 | 0 | 0 | 0 | 0 | 0 | 0 | 0 | 0 | 0 | 0 | 0 | 0 | 0 | 0 | 0 | 0 | 0 | 0 | 0 | 0 | 0 | 0 | 0 | 0 | 0 | 0 | 0 | 0 | 0 | 0 | 0 | 0
| 2028 | C1 | 0 | 0 | 0 | 0 | 0 | 0 | [5 empty] | 0 | [5 empty] | 0 | [5 empty] | 0 | [5 empty] | 0 | [5 empty] | 0 | [5 empty] | 0 | [5 empty] | 0 | [5 empty] | 0 | [5 empty] | 0 | [5 empty] | 0 | 0 | 0 | 0 | 0 | 0 | 0 | [5 empty] | 0 | [5 empty] | 0 | [5 empty] | 0
|  | C2 | 0 | 0 | 0 | 0 | 0 | 0 | [5 empty] | 0 | [5 empty] | 0 | [5 empty] | 0 | [5 empty] | 0 | [5 empty] | 0 | [5 empty] | 0 | [5 empty] | 0 | [5 empty] | 0 | [5 empty] | 0 | [5 empty] | 0 | 0 | 0 | 0 | 0 | 0 | 0 | [5 empty] | 0 | [5 empty] | 0 | [5 empty] | 0
|  | C3 | 0 | 0 | 0 | 0 | 0 | 0 | [5 empty] | 0 | [5 empty] | 0 | [5 empty] | 0 | [5 empty] | 0 | [5 empty] | 0 | [5 empty] | 0 | [5 empty] | 0 | [5 empty] | 0 | [5 empty] | 0 | [5 empty] | 0 | 0 | 0 | 0 | 0 | 0 | 0 | [5 empty] | 0 | [5 empty] | 0 | [5 empty] | 0
|  | C4 | 0 | 0 | 0 | 0 | 0 | 0 | [5 empty] | 0 | [5 empty] | 0 | [5 empty] | 0 | [5 empty] | 0 | [5 empty] | 0 | [5 empty] | 0 | [5 empty] | 0 | [5 empty] | 0 | [5 empty] | 0 | [5 empty] | 0 | 0 | 0 | 0 | 0 | 0 | 0 | [5 empty] | 0 | [5 empty] | 0 | [5 empty] | 0
|  |  | 0 | 0 | 0 | 0 | 0 | 0 | 0 | 0 | 0 | 0 | 0 | 0 | 0 | 0 | 0 | 0 | 0 | 0 | 0 | 0 | 0 | 0 | 0 | 0 | 0 | 0 | 0 | 0 | 0 | 0 | 0 | 0 | 0 | 0 | 0 | 0 | 0 | 0 | 0 | 0 | 0 | 0 | 0 | 0 | 0 | 0 | 0 | 0 | 0 | 0 | 0 | 0 | 0 | 0 | 0 | 0 | 0 | 0 | 0 | 0 | 0 | 0 | 0 | 0 | 0 | 0 | 0 | 0 | 0 | 0 | 0 | 0 | 0 | 0 | 0 | 0 | 0 | 0 | 0 | 0 | 0 | 0 | 0 | 0 | 0 | 0 | 0 | 0 | 0 | 0
18 | 20kV CB (GM) Secondary
| 2024 | C1 | [5 empty] | 0 | [5 empty] | 0 | [5 empty] | 0 | [5 empty] | 0 | [5 empty] | 0 | [5 empty] | 0 | [5 empty] | 0 | [5 empty] | 0 | [5 empty] | 0 | [5 empty] | 0 | [5 empty] | 0 | 0 | 0 | 0 | 0 | 0 | 0 | [5 empty] | 0 | [5 empty] | 0 | [5 empty] | 0
|  | C2 | [5 empty] | 0 | [5 empty] | 0 | [5 empty] | 0 | [5 empty] | 0 | [5 empty] | 0 | [5 empty] | 0 | [5 empty] | 0 | [5 empty] | 0 | [5 empty] | 0 | [5 empty] | 0 | [5 empty] | 0 | 0 | 0 | 0 | 0 | 0 | 0 | [5 empty] | 0 | [5 empty] | 0 | [5 empty] | 0
|  | C3 | [5 empty] | 0 | [5 empty] | 0 | [5 empty] | 0 | [5 empty] | 0 | [5 empty] | 0 | [5 empty] | 0 | [5 empty] | 0 | [5 empty] | 0 | [5 empty] | 0 | [5 empty] | 0 | [5 empty] | 0 | 0 | 0 | 0 | 0 | 0 | 0 | [5 empty] | 0 | [5 empty] | 0 | [5 empty] | 0
|  | C4 | [5 empty] | 0 | [5 empty] | 0 | [5 empty] | 0 | [5 empty] | 0 | [5 empty] | 0 | [5 empty] | 0 | [5 empty] | 0 | [5 empty] | 0 | [5 empty] | 0 | [5 empty] | 0 | [5 empty] | 0 | 0 | 0 | 0 | 0 | 0 | 0 | [5 empty] | 0 | [5 empty] | 0 | [5 empty] | 0
|  |  | 0 | 0 | 0 | 0 | 0 | 0 | 0 | 0 | 0 | 0 | 0 | 0 | 0 | 0 | 0 | 0 | 0 | 0 | 0 | 0 | 0 | 0 | 0 | 0 | 0 | 0 | 0 | 0 | 0 | 0 | 0 | 0 | 0 | 0 | 0 | 0 | 0 | 0 | 0 | 0 | 0 | 0 | 0 | 0 | 0 | 0 | 0 | 0 | 0 | 0 | 0 | 0 | 0 | 0 | 0 | 0 | 0 | 0 | 0 | 0 | 0 | 0 | 0 | 0 | 0 | 0 | 0 | 0 | 0 | 0 | 0 | 0 | 0 | 0 | 0 | 0 | 0 | 0 | 0 | 0 | 0 | 0 | 0 | 0 | 0 | 0 | 0 | 0 | 0 | 0
| 2025 | C1 | 0 | 0 | 0 | 0 | 0 | 0 | [5 empty] | 0 | [5 empty] | 0 | [5 empty] | 0 | [5 empty] | 0 | [5 empty] | 0 | [5 empty] | 0 | [5 empty] | 0 | [5 empty] | 0 | [5 empty] | 0 | [5 empty] | 0 | 0 | 0 | 0 | 0 | 0 | 0 | [5 empty] | 0 | [5 empty] | 0 | [5 empty] | 0
|  | C2 | 0 | 0 | 0 | 0 | 0 | 0 | [5 empty] | 0 | [5 empty] | 0 | [5 empty] | 0 | [5 empty] | 0 | [5 empty] | 0 | [5 empty] | 0 | [5 empty] | 0 | [5 empty] | 0 | [5 empty] | 0 | [5 empty] | 0 | 0 | 0 | 0 | 0 | 0 | 0 | [5 empty] | 0 | [5 empty] | 0 | [5 empty] | 0
|  | C3 | 0 | 0 | 0 | 0 | 0 | 0 | [5 empty] | 0 | [5 empty] | 0 | [5 empty] | 0 | [5 empty] | 0 | [5 empty] | 0 | [5 empty] | 0 | [5 empty] | 0 | [5 empty] | 0 | [5 empty] | 0 | [5 empty] | 0 | 0 | 0 | 0 | 0 | 0 | 0 | [5 empty] | 0 | [5 empty] | 0 | [5 empty] | 0
|  | C4 | 0 | 0 | 0 | 0 | 0 | 0 | [5 empty] | 0 | [5 empty] | 0 | [5 empty] | 0 | [5 empty] | 0 | [5 empty] | 0 | [5 empty] | 0 | [5 empty] | 0 | [5 empty] | 0 | [5 empty] | 0 | [5 empty] | 0 | 0 | 0 | 0 | 0 | 0 | 0 | [5 empty] | 0 | [5 empty] | 0 | [5 empty] | 0
|  |  | 0 | 0 | 0 | 0 | 0 | 0 | 0 | 0 | 0 | 0 | 0 | 0 | 0 | 0 | 0 | 0 | 0 | 0 | 0 | 0 | 0 | 0 | 0 | 0 | 0 | 0 | 0 | 0 | 0 | 0 | 0 | 0 | 0 | 0 | 0 | 0 | 0 | 0 | 0 | 0 | 0 | 0 | 0 | 0 | 0 | 0 | 0 | 0 | 0 | 0 | 0 | 0 | 0 | 0 | 0 | 0 | 0 | 0 | 0 | 0 | 0 | 0 | 0 | 0 | 0 | 0 | 0 | 0 | 0 | 0 | 0 | 0 | 0 | 0 | 0 | 0 | 0 | 0 | 0 | 0 | 0 | 0 | 0 | 0 | 0 | 0 | 0 | 0 | 0 | 0
| 2026 | C1 | 0 | 0 | 0 | 0 | 0 | 0 | [5 empty] | 0 | [5 empty] | 0 | [5 empty] | 0 | [5 empty] | 0 | [5 empty] | 0 | [5 empty] | 0 | [5 empty] | 0 | [5 empty] | 0 | [5 empty] | 0 | [5 empty] | 0 | 0 | 0 | 0 | 0 | 0 | 0 | [5 empty] | 0 | [5 empty] | 0 | [5 empty] | 0
|  | C2 | 0 | 0 | 0 | 0 | 0 | 0 | [5 empty] | 0 | [5 empty] | 0 | [5 empty] | 0 | [5 empty] | 0 | [5 empty] | 0 | [5 empty] | 0 | [5 empty] | 0 | [5 empty] | 0 | [5 empty] | 0 | [5 empty] | 0 | 0 | 0 | 0 | 0 | 0 | 0 | [5 empty] | 0 | [5 empty] | 0 | [5 empty] | 0
|  | C3 | 0 | 0 | 0 | 0 | 0 | 0 | [5 empty] | 0 | [5 empty] | 0 | [5 empty] | 0 | [5 empty] | 0 | [5 empty] | 0 | [5 empty] | 0 | [5 empty] | 0 | [5 empty] | 0 | [5 empty] | 0 | [5 empty] | 0 | 0 | 0 | 0 | 0 | 0 | 0 | [5 empty] | 0 | [5 empty] | 0 | [5 empty] | 0
|  | C4 | 0 | 0 | 0 | 0 | 0 | 0 | [5 empty] | 0 | [5 empty] | 0 | [5 empty] | 0 | [5 empty] | 0 | [5 empty] | 0 | [5 empty] | 0 | [5 empty] | 0 | [5 empty] | 0 | [5 empty] | 0 | [5 empty] | 0 | 0 | 0 | 0 | 0 | 0 | 0 | [5 empty] | 0 | [5 empty] | 0 | [5 empty] | 0
|  |  | 0 | 0 | 0 | 0 | 0 | 0 | 0 | 0 | 0 | 0 | 0 | 0 | 0 | 0 | 0 | 0 | 0 | 0 | 0 | 0 | 0 | 0 | 0 | 0 | 0 | 0 | 0 | 0 | 0 | 0 | 0 | 0 | 0 | 0 | 0 | 0 | 0 | 0 | 0 | 0 | 0 | 0 | 0 | 0 | 0 | 0 | 0 | 0 | 0 | 0 | 0 | 0 | 0 | 0 | 0 | 0 | 0 | 0 | 0 | 0 | 0 | 0 | 0 | 0 | 0 | 0 | 0 | 0 | 0 | 0 | 0 | 0 | 0 | 0 | 0 | 0 | 0 | 0 | 0 | 0 | 0 | 0 | 0 | 0 | 0 | 0 | 0 | 0 | 0 | 0
| 2027 | C1 | 0 | 0 | 0 | 0 | 0 | 0 | [5 empty] | 0 | [5 empty] | 0 | [5 empty] | 0 | [5 empty] | 0 | [5 empty] | 0 | [5 empty] | 0 | [5 empty] | 0 | [5 empty] | 0 | [5 empty] | 0 | [5 empty] | 0 | 0 | 0 | 0 | 0 | 0 | 0 | [5 empty] | 0 | [5 empty] | 0 | [5 empty] | 0
|  | C2 | 0 | 0 | 0 | 0 | 0 | 0 | [5 empty] | 0 | [5 empty] | 0 | [5 empty] | 0 | [5 empty] | 0 | [5 empty] | 0 | [5 empty] | 0 | [5 empty] | 0 | [5 empty] | 0 | [5 empty] | 0 | [5 empty] | 0 | 0 | 0 | 0 | 0 | 0 | 0 | [5 empty] | 0 | [5 empty] | 0 | [5 empty] | 0
|  | C3 | 0 | 0 | 0 | 0 | 0 | 0 | [5 empty] | 0 | [5 empty] | 0 | [5 empty] | 0 | [5 empty] | 0 | [5 empty] | 0 | [5 empty] | 0 | [5 empty] | 0 | [5 empty] | 0 | [5 empty] | 0 | [5 empty] | 0 | 0 | 0 | 0 | 0 | 0 | 0 | [5 empty] | 0 | [5 empty] | 0 | [5 empty] | 0
|  | C4 | 0 | 0 | 0 | 0 | 0 | 0 | [5 empty] | 0 | [5 empty] | 0 | [5 empty] | 0 | [5 empty] | 0 | [5 empty] | 0 | [5 empty] | 0 | [5 empty] | 0 | [5 empty] | 0 | [5 empty] | 0 | [5 empty] | 0 | 0 | 0 | 0 | 0 | 0 | 0 | [5 empty] | 0 | [5 empty] | 0 | [5 empty] | 0
|  |  | 0 | 0 | 0 | 0 | 0 | 0 | 0 | 0 | 0 | 0 | 0 | 0 | 0 | 0 | 0 | 0 | 0 | 0 | 0 | 0 | 0 | 0 | 0 | 0 | 0 | 0 | 0 | 0 | 0 | 0 | 0 | 0 | 0 | 0 | 0 | 0 | 0 | 0 | 0 | 0 | 0 | 0 | 0 | 0 | 0 | 0 | 0 | 0 | 0 | 0 | 0 | 0 | 0 | 0 | 0 | 0 | 0 | 0 | 0 | 0 | 0 | 0 | 0 | 0 | 0 | 0 | 0 | 0 | 0 | 0 | 0 | 0 | 0 | 0 | 0 | 0 | 0 | 0 | 0 | 0 | 0 | 0 | 0 | 0 | 0 | 0 | 0 | 0 | 0 | 0
| 2028 | C1 | 0 | 0 | 0 | 0 | 0 | 0 | [5 empty] | 0 | [5 empty] | 0 | [5 empty] | 0 | [5 empty] | 0 | [5 empty] | 0 | [5 empty] | 0 | [5 empty] | 0 | [5 empty] | 0 | [5 empty] | 0 | [5 empty] | 0 | 0 | 0 | 0 | 0 | 0 | 0 | [5 empty] | 0 | [5 empty] | 0 | [5 empty] | 0
|  | C2 | 0 | 0 | 0 | 0 | 0 | 0 | [5 empty] | 0 | [5 empty] | 0 | [5 empty] | 0 | [5 empty] | 0 | [5 empty] | 0 | [5 empty] | 0 | [5 empty] | 0 | [5 empty] | 0 | [5 empty] | 0 | [5 empty] | 0 | 0 | 0 | 0 | 0 | 0 | 0 | [5 empty] | 0 | [5 empty] | 0 | [5 empty] | 0
|  | C3 | 0 | 0 | 0 | 0 | 0 | 0 | [5 empty] | 0 | [5 empty] | 0 | [5 empty] | 0 | [5 empty] | 0 | [5 empty] | 0 | [5 empty] | 0 | [5 empty] | 0 | [5 empty] | 0 | [5 empty] | 0 | [5 empty] | 0 | 0 | 0 | 0 | 0 | 0 | 0 | [5 empty] | 0 | [5 empty] | 0 | [5 empty] | 0
|  | C4 | 0 | 0 | 0 | 0 | 0 | 0 | [5 empty] | 0 | [5 empty] | 0 | [5 empty] | 0 | [5 empty] | 0 | [5 empty] | 0 | [5 empty] | 0 | [5 empty] | 0 | [5 empty] | 0 | [5 empty] | 0 | [5 empty] | 0 | 0 | 0 | 0 | 0 | 0 | 0 | [5 empty] | 0 | [5 empty] | 0 | [5 empty] | 0
|  |  | 0 | 0 | 0 | 0 | 0 | 0 | 0 | 0 | 0 | 0 | 0 | 0 | 0 | 0 | 0 | 0 | 0 | 0 | 0 | 0 | 0 | 0 | 0 | 0 | 0 | 0 | 0 | 0 | 0 | 0 | 0 | 0 | 0 | 0 | 0 | 0 | 0 | 0 | 0 | 0 | 0 | 0 | 0 | 0 | 0 | 0 | 0 | 0 | 0 | 0 | 0 | 0 | 0 | 0 | 0 | 0 | 0 | 0 | 0 | 0 | 0 | 0 | 0 | 0 | 0 | 0 | 0 | 0 | 0 | 0 | 0 | 0 | 0 | 0 | 0 | 0 | 0 | 0 | 0 | 0 | 0 | 0 | 0 | 0 | 0 | 0 | 0 | 0 | 0 | 0
19 | 20kV Switch (GM)
| 2024 | C1 | [5 empty] | 0 | [5 empty] | 0 | [5 empty] | 0 | [5 empty] | 0 | [5 empty] | 0 | [5 empty] | 0 | [5 empty] | 0 | [5 empty] | 0 | [5 empty] | 0 | [5 empty] | 0 | [5 empty] | 0 | 0 | 0 | 0 | 0 | 0 | 0 | [5 empty] | 0 | [5 empty] | 0 | [5 empty] | 0
|  | C2 | [5 empty] | 0 | [5 empty] | 0 | [5 empty] | 0 | [5 empty] | 0 | [5 empty] | 0 | [5 empty] | 0 | [5 empty] | 0 | [5 empty] | 0 | [5 empty] | 0 | [5 empty] | 0 | [5 empty] | 0 | 0 | 0 | 0 | 0 | 0 | 0 | [5 empty] | 0 | [5 empty] | 0 | [5 empty] | 0
|  | C3 | [5 empty] | 0 | [5 empty] | 0 | [5 empty] | 0 | [5 empty] | 0 | [5 empty] | 0 | [5 empty] | 0 | [5 empty] | 0 | [5 empty] | 0 | [5 empty] | 0 | [5 empty] | 0 | [5 empty] | 0 | 0 | 0 | 0 | 0 | 0 | 0 | [5 empty] | 0 | [5 empty] | 0 | [5 empty] | 0
|  | C4 | [5 empty] | 0 | [5 empty] | 0 | [5 empty] | 0 | [5 empty] | 0 | [5 empty] | 0 | [5 empty] | 0 | [5 empty] | 0 | [5 empty] | 0 | [5 empty] | 0 | [5 empty] | 0 | [5 empty] | 0 | 0 | 0 | 0 | 0 | 0 | 0 | [5 empty] | 0 | [5 empty] | 0 | [5 empty] | 0
|  |  | 0 | 0 | 0 | 0 | 0 | 0 | 0 | 0 | 0 | 0 | 0 | 0 | 0 | 0 | 0 | 0 | 0 | 0 | 0 | 0 | 0 | 0 | 0 | 0 | 0 | 0 | 0 | 0 | 0 | 0 | 0 | 0 | 0 | 0 | 0 | 0 | 0 | 0 | 0 | 0 | 0 | 0 | 0 | 0 | 0 | 0 | 0 | 0 | 0 | 0 | 0 | 0 | 0 | 0 | 0 | 0 | 0 | 0 | 0 | 0 | 0 | 0 | 0 | 0 | 0 | 0 | 0 | 0 | 0 | 0 | 0 | 0 | 0 | 0 | 0 | 0 | 0 | 0 | 0 | 0 | 0 | 0 | 0 | 0 | 0 | 0 | 0 | 0 | 0 | 0
| 2025 | C1 | 0 | 0 | 0 | 0 | 0 | 0 | [5 empty] | 0 | [5 empty] | 0 | [5 empty] | 0 | [5 empty] | 0 | [5 empty] | 0 | [5 empty] | 0 | [5 empty] | 0 | [5 empty] | 0 | [5 empty] | 0 | [5 empty] | 0 | 0 | 0 | 0 | 0 | 0 | 0 | [5 empty] | 0 | [5 empty] | 0 | [5 empty] | 0
|  | C2 | 0 | 0 | 0 | 0 | 0 | 0 | [5 empty] | 0 | [5 empty] | 0 | [5 empty] | 0 | [5 empty] | 0 | [5 empty] | 0 | [5 empty] | 0 | [5 empty] | 0 | [5 empty] | 0 | [5 empty] | 0 | [5 empty] | 0 | 0 | 0 | 0 | 0 | 0 | 0 | [5 empty] | 0 | [5 empty] | 0 | [5 empty] | 0
|  | C3 | 0 | 0 | 0 | 0 | 0 | 0 | [5 empty] | 0 | [5 empty] | 0 | [5 empty] | 0 | [5 empty] | 0 | [5 empty] | 0 | [5 empty] | 0 | [5 empty] | 0 | [5 empty] | 0 | [5 empty] | 0 | [5 empty] | 0 | 0 | 0 | 0 | 0 | 0 | 0 | [5 empty] | 0 | [5 empty] | 0 | [5 empty] | 0
|  | C4 | 0 | 0 | 0 | 0 | 0 | 0 | [5 empty] | 0 | [5 empty] | 0 | [5 empty] | 0 | [5 empty] | 0 | [5 empty] | 0 | [5 empty] | 0 | [5 empty] | 0 | [5 empty] | 0 | [5 empty] | 0 | [5 empty] | 0 | 0 | 0 | 0 | 0 | 0 | 0 | [5 empty] | 0 | [5 empty] | 0 | [5 empty] | 0
|  |  | 0 | 0 | 0 | 0 | 0 | 0 | 0 | 0 | 0 | 0 | 0 | 0 | 0 | 0 | 0 | 0 | 0 | 0 | 0 | 0 | 0 | 0 | 0 | 0 | 0 | 0 | 0 | 0 | 0 | 0 | 0 | 0 | 0 | 0 | 0 | 0 | 0 | 0 | 0 | 0 | 0 | 0 | 0 | 0 | 0 | 0 | 0 | 0 | 0 | 0 | 0 | 0 | 0 | 0 | 0 | 0 | 0 | 0 | 0 | 0 | 0 | 0 | 0 | 0 | 0 | 0 | 0 | 0 | 0 | 0 | 0 | 0 | 0 | 0 | 0 | 0 | 0 | 0 | 0 | 0 | 0 | 0 | 0 | 0 | 0 | 0 | 0 | 0 | 0 | 0
| 2026 | C1 | 0 | 0 | 0 | 0 | 0 | 0 | [5 empty] | 0 | [5 empty] | 0 | [5 empty] | 0 | [5 empty] | 0 | [5 empty] | 0 | [5 empty] | 0 | [5 empty] | 0 | [5 empty] | 0 | [5 empty] | 0 | [5 empty] | 0 | 0 | 0 | 0 | 0 | 0 | 0 | [5 empty] | 0 | [5 empty] | 0 | [5 empty] | 0
|  | C2 | 0 | 0 | 0 | 0 | 0 | 0 | [5 empty] | 0 | [5 empty] | 0 | [5 empty] | 0 | [5 empty] | 0 | [5 empty] | 0 | [5 empty] | 0 | [5 empty] | 0 | [5 empty] | 0 | [5 empty] | 0 | [5 empty] | 0 | 0 | 0 | 0 | 0 | 0 | 0 | [5 empty] | 0 | [5 empty] | 0 | [5 empty] | 0
|  | C3 | 0 | 0 | 0 | 0 | 0 | 0 | [5 empty] | 0 | [5 empty] | 0 | [5 empty] | 0 | [5 empty] | 0 | [5 empty] | 0 | [5 empty] | 0 | [5 empty] | 0 | [5 empty] | 0 | [5 empty] | 0 | [5 empty] | 0 | 0 | 0 | 0 | 0 | 0 | 0 | [5 empty] | 0 | [5 empty] | 0 | [5 empty] | 0
|  | C4 | 0 | 0 | 0 | 0 | 0 | 0 | [5 empty] | 0 | [5 empty] | 0 | [5 empty] | 0 | [5 empty] | 0 | [5 empty] | 0 | [5 empty] | 0 | [5 empty] | 0 | [5 empty] | 0 | [5 empty] | 0 | [5 empty] | 0 | 0 | 0 | 0 | 0 | 0 | 0 | [5 empty] | 0 | [5 empty] | 0 | [5 empty] | 0
|  |  | 0 | 0 | 0 | 0 | 0 | 0 | 0 | 0 | 0 | 0 | 0 | 0 | 0 | 0 | 0 | 0 | 0 | 0 | 0 | 0 | 0 | 0 | 0 | 0 | 0 | 0 | 0 | 0 | 0 | 0 | 0 | 0 | 0 | 0 | 0 | 0 | 0 | 0 | 0 | 0 | 0 | 0 | 0 | 0 | 0 | 0 | 0 | 0 | 0 | 0 | 0 | 0 | 0 | 0 | 0 | 0 | 0 | 0 | 0 | 0 | 0 | 0 | 0 | 0 | 0 | 0 | 0 | 0 | 0 | 0 | 0 | 0 | 0 | 0 | 0 | 0 | 0 | 0 | 0 | 0 | 0 | 0 | 0 | 0 | 0 | 0 | 0 | 0 | 0 | 0
| 2027 | C1 | 0 | 0 | 0 | 0 | 0 | 0 | [5 empty] | 0 | [5 empty] | 0 | [5 empty] | 0 | [5 empty] | 0 | [5 empty] | 0 | [5 empty] | 0 | [5 empty] | 0 | [5 empty] | 0 | [5 empty] | 0 | [5 empty] | 0 | 0 | 0 | 0 | 0 | 0 | 0 | [5 empty] | 0 | [5 empty] | 0 | [5 empty] | 0
|  | C2 | 0 | 0 | 0 | 0 | 0 | 0 | [5 empty] | 0 | [5 empty] | 0 | [5 empty] | 0 | [5 empty] | 0 | [5 empty] | 0 | [5 empty] | 0 | [5 empty] | 0 | [5 empty] | 0 | [5 empty] | 0 | [5 empty] | 0 | 0 | 0 | 0 | 0 | 0 | 0 | [5 empty] | 0 | [5 empty] | 0 | [5 empty] | 0
|  | C3 | 0 | 0 | 0 | 0 | 0 | 0 | [5 empty] | 0 | [5 empty] | 0 | [5 empty] | 0 | [5 empty] | 0 | [5 empty] | 0 | [5 empty] | 0 | [5 empty] | 0 | [5 empty] | 0 | [5 empty] | 0 | [5 empty] | 0 | 0 | 0 | 0 | 0 | 0 | 0 | [5 empty] | 0 | [5 empty] | 0 | [5 empty] | 0
|  | C4 | 0 | 0 | 0 | 0 | 0 | 0 | [5 empty] | 0 | [5 empty] | 0 | [5 empty] | 0 | [5 empty] | 0 | [5 empty] | 0 | [5 empty] | 0 | [5 empty] | 0 | [5 empty] | 0 | [5 empty] | 0 | [5 empty] | 0 | 0 | 0 | 0 | 0 | 0 | 0 | [5 empty] | 0 | [5 empty] | 0 | [5 empty] | 0
|  |  | 0 | 0 | 0 | 0 | 0 | 0 | 0 | 0 | 0 | 0 | 0 | 0 | 0 | 0 | 0 | 0 | 0 | 0 | 0 | 0 | 0 | 0 | 0 | 0 | 0 | 0 | 0 | 0 | 0 | 0 | 0 | 0 | 0 | 0 | 0 | 0 | 0 | 0 | 0 | 0 | 0 | 0 | 0 | 0 | 0 | 0 | 0 | 0 | 0 | 0 | 0 | 0 | 0 | 0 | 0 | 0 | 0 | 0 | 0 | 0 | 0 | 0 | 0 | 0 | 0 | 0 | 0 | 0 | 0 | 0 | 0 | 0 | 0 | 0 | 0 | 0 | 0 | 0 | 0 | 0 | 0 | 0 | 0 | 0 | 0 | 0 | 0 | 0 | 0 | 0
| 2028 | C1 | 0 | 0 | 0 | 0 | 0 | 0 | [5 empty] | 0 | [5 empty] | 0 | [5 empty] | 0 | [5 empty] | 0 | [5 empty] | 0 | [5 empty] | 0 | [5 empty] | 0 | [5 empty] | 0 | [5 empty] | 0 | [5 empty] | 0 | 0 | 0 | 0 | 0 | 0 | 0 | [5 empty] | 0 | [5 empty] | 0 | [5 empty] | 0
|  | C2 | 0 | 0 | 0 | 0 | 0 | 0 | [5 empty] | 0 | [5 empty] | 0 | [5 empty] | 0 | [5 empty] | 0 | [5 empty] | 0 | [5 empty] | 0 | [5 empty] | 0 | [5 empty] | 0 | [5 empty] | 0 | [5 empty] | 0 | 0 | 0 | 0 | 0 | 0 | 0 | [5 empty] | 0 | [5 empty] | 0 | [5 empty] | 0
|  | C3 | 0 | 0 | 0 | 0 | 0 | 0 | [5 empty] | 0 | [5 empty] | 0 | [5 empty] | 0 | [5 empty] | 0 | [5 empty] | 0 | [5 empty] | 0 | [5 empty] | 0 | [5 empty] | 0 | [5 empty] | 0 | [5 empty] | 0 | 0 | 0 | 0 | 0 | 0 | 0 | [5 empty] | 0 | [5 empty] | 0 | [5 empty] | 0
|  | C4 | 0 | 0 | 0 | 0 | 0 | 0 | [5 empty] | 0 | [5 empty] | 0 | [5 empty] | 0 | [5 empty] | 0 | [5 empty] | 0 | [5 empty] | 0 | [5 empty] | 0 | [5 empty] | 0 | [5 empty] | 0 | [5 empty] | 0 | 0 | 0 | 0 | 0 | 0 | 0 | [5 empty] | 0 | [5 empty] | 0 | [5 empty] | 0
|  |  | 0 | 0 | 0 | 0 | 0 | 0 | 0 | 0 | 0 | 0 | 0 | 0 | 0 | 0 | 0 | 0 | 0 | 0 | 0 | 0 | 0 | 0 | 0 | 0 | 0 | 0 | 0 | 0 | 0 | 0 | 0 | 0 | 0 | 0 | 0 | 0 | 0 | 0 | 0 | 0 | 0 | 0 | 0 | 0 | 0 | 0 | 0 | 0 | 0 | 0 | 0 | 0 | 0 | 0 | 0 | 0 | 0 | 0 | 0 | 0 | 0 | 0 | 0 | 0 | 0 | 0 | 0 | 0 | 0 | 0 | 0 | 0 | 0 | 0 | 0 | 0 | 0 | 0 | 0 | 0 | 0 | 0 | 0 | 0 | 0 | 0 | 0 | 0 | 0 | 0
20 | 20kV RMU
| 2024 | C1 | [5 empty] | 0 | [5 empty] | 0 | [5 empty] | 0 | [5 empty] | 0 | [5 empty] | 0 | [5 empty] | 0 | [5 empty] | 0 | [5 empty] | 0 | [5 empty] | 0 | [5 empty] | 0 | [5 empty] | 0 | 0 | 0 | 0 | 0 | 0 | 0 | [5 empty] | 0 | [5 empty] | 0 | [5 empty] | 0
|  | C2 | [5 empty] | 0 | [5 empty] | 0 | [5 empty] | 0 | [5 empty] | 0 | [5 empty] | 0 | [5 empty] | 0 | [5 empty] | 0 | [5 empty] | 0 | [5 empty] | 0 | [5 empty] | 0 | [5 empty] | 0 | 0 | 0 | 0 | 0 | 0 | 0 | [5 empty] | 0 | [5 empty] | 0 | [5 empty] | 0
|  | C3 | [5 empty] | 0 | [5 empty] | 0 | [5 empty] | 0 | [5 empty] | 0 | [5 empty] | 0 | [5 empty] | 0 | [5 empty] | 0 | [5 empty] | 0 | [5 empty] | 0 | [5 empty] | 0 | [5 empty] | 0 | 0 | 0 | 0 | 0 | 0 | 0 | [5 empty] | 0 | [5 empty] | 0 | [5 empty] | 0
|  | C4 | [5 empty] | 0 | [5 empty] | 0 | [5 empty] | 0 | [5 empty] | 0 | [5 empty] | 0 | [5 empty] | 0 | [5 empty] | 0 | [5 empty] | 0 | [5 empty] | 0 | [5 empty] | 0 | [5 empty] | 0 | 0 | 0 | 0 | 0 | 0 | 0 | [5 empty] | 0 | [5 empty] | 0 | [5 empty] | 0
|  |  | 0 | 0 | 0 | 0 | 0 | 0 | 0 | 0 | 0 | 0 | 0 | 0 | 0 | 0 | 0 | 0 | 0 | 0 | 0 | 0 | 0 | 0 | 0 | 0 | 0 | 0 | 0 | 0 | 0 | 0 | 0 | 0 | 0 | 0 | 0 | 0 | 0 | 0 | 0 | 0 | 0 | 0 | 0 | 0 | 0 | 0 | 0 | 0 | 0 | 0 | 0 | 0 | 0 | 0 | 0 | 0 | 0 | 0 | 0 | 0 | 0 | 0 | 0 | 0 | 0 | 0 | 0 | 0 | 0 | 0 | 0 | 0 | 0 | 0 | 0 | 0 | 0 | 0 | 0 | 0 | 0 | 0 | 0 | 0 | 0 | 0 | 0 | 0 | 0 | 0
| 2025 | C1 | 0 | 0 | 0 | 0 | 0 | 0 | [5 empty] | 0 | [5 empty] | 0 | [5 empty] | 0 | [5 empty] | 0 | [5 empty] | 0 | [5 empty] | 0 | [5 empty] | 0 | [5 empty] | 0 | [5 empty] | 0 | [5 empty] | 0 | 0 | 0 | 0 | 0 | 0 | 0 | [5 empty] | 0 | [5 empty] | 0 | [5 empty] | 0
|  | C2 | 0 | 0 | 0 | 0 | 0 | 0 | [5 empty] | 0 | [5 empty] | 0 | [5 empty] | 0 | [5 empty] | 0 | [5 empty] | 0 | [5 empty] | 0 | [5 empty] | 0 | [5 empty] | 0 | [5 empty] | 0 | [5 empty] | 0 | 0 | 0 | 0 | 0 | 0 | 0 | [5 empty] | 0 | [5 empty] | 0 | [5 empty] | 0
|  | C3 | 0 | 0 | 0 | 0 | 0 | 0 | [5 empty] | 0 | [5 empty] | 0 | [5 empty] | 0 | [5 empty] | 0 | [5 empty] | 0 | [5 empty] | 0 | [5 empty] | 0 | [5 empty] | 0 | [5 empty] | 0 | [5 empty] | 0 | 0 | 0 | 0 | 0 | 0 | 0 | [5 empty] | 0 | [5 empty] | 0 | [5 empty] | 0
|  | C4 | 0 | 0 | 0 | 0 | 0 | 0 | [5 empty] | 0 | [5 empty] | 0 | [5 empty] | 0 | [5 empty] | 0 | [5 empty] | 0 | [5 empty] | 0 | [5 empty] | 0 | [5 empty] | 0 | [5 empty] | 0 | [5 empty] | 0 | 0 | 0 | 0 | 0 | 0 | 0 | [5 empty] | 0 | [5 empty] | 0 | [5 empty] | 0
|  |  | 0 | 0 | 0 | 0 | 0 | 0 | 0 | 0 | 0 | 0 | 0 | 0 | 0 | 0 | 0 | 0 | 0 | 0 | 0 | 0 | 0 | 0 | 0 | 0 | 0 | 0 | 0 | 0 | 0 | 0 | 0 | 0 | 0 | 0 | 0 | 0 | 0 | 0 | 0 | 0 | 0 | 0 | 0 | 0 | 0 | 0 | 0 | 0 | 0 | 0 | 0 | 0 | 0 | 0 | 0 | 0 | 0 | 0 | 0 | 0 | 0 | 0 | 0 | 0 | 0 | 0 | 0 | 0 | 0 | 0 | 0 | 0 | 0 | 0 | 0 | 0 | 0 | 0 | 0 | 0 | 0 | 0 | 0 | 0 | 0 | 0 | 0 | 0 | 0 | 0
| 2026 | C1 | 0 | 0 | 0 | 0 | 0 | 0 | [5 empty] | 0 | [5 empty] | 0 | [5 empty] | 0 | [5 empty] | 0 | [5 empty] | 0 | [5 empty] | 0 | [5 empty] | 0 | [5 empty] | 0 | [5 empty] | 0 | [5 empty] | 0 | 0 | 0 | 0 | 0 | 0 | 0 | [5 empty] | 0 | [5 empty] | 0 | [5 empty] | 0
|  | C2 | 0 | 0 | 0 | 0 | 0 | 0 | [5 empty] | 0 | [5 empty] | 0 | [5 empty] | 0 | [5 empty] | 0 | [5 empty] | 0 | [5 empty] | 0 | [5 empty] | 0 | [5 empty] | 0 | [5 empty] | 0 | [5 empty] | 0 | 0 | 0 | 0 | 0 | 0 | 0 | [5 empty] | 0 | [5 empty] | 0 | [5 empty] | 0
|  | C3 | 0 | 0 | 0 | 0 | 0 | 0 | [5 empty] | 0 | [5 empty] | 0 | [5 empty] | 0 | [5 empty] | 0 | [5 empty] | 0 | [5 empty] | 0 | [5 empty] | 0 | [5 empty] | 0 | [5 empty] | 0 | [5 empty] | 0 | 0 | 0 | 0 | 0 | 0 | 0 | [5 empty] | 0 | [5 empty] | 0 | [5 empty] | 0
|  | C4 | 0 | 0 | 0 | 0 | 0 | 0 | [5 empty] | 0 | [5 empty] | 0 | [5 empty] | 0 | [5 empty] | 0 | [5 empty] | 0 | [5 empty] | 0 | [5 empty] | 0 | [5 empty] | 0 | [5 empty] | 0 | [5 empty] | 0 | 0 | 0 | 0 | 0 | 0 | 0 | [5 empty] | 0 | [5 empty] | 0 | [5 empty] | 0
|  |  | 0 | 0 | 0 | 0 | 0 | 0 | 0 | 0 | 0 | 0 | 0 | 0 | 0 | 0 | 0 | 0 | 0 | 0 | 0 | 0 | 0 | 0 | 0 | 0 | 0 | 0 | 0 | 0 | 0 | 0 | 0 | 0 | 0 | 0 | 0 | 0 | 0 | 0 | 0 | 0 | 0 | 0 | 0 | 0 | 0 | 0 | 0 | 0 | 0 | 0 | 0 | 0 | 0 | 0 | 0 | 0 | 0 | 0 | 0 | 0 | 0 | 0 | 0 | 0 | 0 | 0 | 0 | 0 | 0 | 0 | 0 | 0 | 0 | 0 | 0 | 0 | 0 | 0 | 0 | 0 | 0 | 0 | 0 | 0 | 0 | 0 | 0 | 0 | 0 | 0
| 2027 | C1 | 0 | 0 | 0 | 0 | 0 | 0 | [5 empty] | 0 | [5 empty] | 0 | [5 empty] | 0 | [5 empty] | 0 | [5 empty] | 0 | [5 empty] | 0 | [5 empty] | 0 | [5 empty] | 0 | [5 empty] | 0 | [5 empty] | 0 | 0 | 0 | 0 | 0 | 0 | 0 | [5 empty] | 0 | [5 empty] | 0 | [5 empty] | 0
|  | C2 | 0 | 0 | 0 | 0 | 0 | 0 | [5 empty] | 0 | [5 empty] | 0 | [5 empty] | 0 | [5 empty] | 0 | [5 empty] | 0 | [5 empty] | 0 | [5 empty] | 0 | [5 empty] | 0 | [5 empty] | 0 | [5 empty] | 0 | 0 | 0 | 0 | 0 | 0 | 0 | [5 empty] | 0 | [5 empty] | 0 | [5 empty] | 0
|  | C3 | 0 | 0 | 0 | 0 | 0 | 0 | [5 empty] | 0 | [5 empty] | 0 | [5 empty] | 0 | [5 empty] | 0 | [5 empty] | 0 | [5 empty] | 0 | [5 empty] | 0 | [5 empty] | 0 | [5 empty] | 0 | [5 empty] | 0 | 0 | 0 | 0 | 0 | 0 | 0 | [5 empty] | 0 | [5 empty] | 0 | [5 empty] | 0
|  | C4 | 0 | 0 | 0 | 0 | 0 | 0 | [5 empty] | 0 | [5 empty] | 0 | [5 empty] | 0 | [5 empty] | 0 | [5 empty] | 0 | [5 empty] | 0 | [5 empty] | 0 | [5 empty] | 0 | [5 empty] | 0 | [5 empty] | 0 | 0 | 0 | 0 | 0 | 0 | 0 | [5 empty] | 0 | [5 empty] | 0 | [5 empty] | 0
|  |  | 0 | 0 | 0 | 0 | 0 | 0 | 0 | 0 | 0 | 0 | 0 | 0 | 0 | 0 | 0 | 0 | 0 | 0 | 0 | 0 | 0 | 0 | 0 | 0 | 0 | 0 | 0 | 0 | 0 | 0 | 0 | 0 | 0 | 0 | 0 | 0 | 0 | 0 | 0 | 0 | 0 | 0 | 0 | 0 | 0 | 0 | 0 | 0 | 0 | 0 | 0 | 0 | 0 | 0 | 0 | 0 | 0 | 0 | 0 | 0 | 0 | 0 | 0 | 0 | 0 | 0 | 0 | 0 | 0 | 0 | 0 | 0 | 0 | 0 | 0 | 0 | 0 | 0 | 0 | 0 | 0 | 0 | 0 | 0 | 0 | 0 | 0 | 0 | 0 | 0
| 2028 | C1 | 0 | 0 | 0 | 0 | 0 | 0 | [5 empty] | 0 | [5 empty] | 0 | [5 empty] | 0 | [5 empty] | 0 | [5 empty] | 0 | [5 empty] | 0 | [5 empty] | 0 | [5 empty] | 0 | [5 empty] | 0 | [5 empty] | 0 | 0 | 0 | 0 | 0 | 0 | 0 | [5 empty] | 0 | [5 empty] | 0 | [5 empty] | 0
|  | C2 | 0 | 0 | 0 | 0 | 0 | 0 | [5 empty] | 0 | [5 empty] | 0 | [5 empty] | 0 | [5 empty] | 0 | [5 empty] | 0 | [5 empty] | 0 | [5 empty] | 0 | [5 empty] | 0 | [5 empty] | 0 | [5 empty] | 0 | 0 | 0 | 0 | 0 | 0 | 0 | [5 empty] | 0 | [5 empty] | 0 | [5 empty] | 0
|  | C3 | 0 | 0 | 0 | 0 | 0 | 0 | [5 empty] | 0 | [5 empty] | 0 | [5 empty] | 0 | [5 empty] | 0 | [5 empty] | 0 | [5 empty] | 0 | [5 empty] | 0 | [5 empty] | 0 | [5 empty] | 0 | [5 empty] | 0 | 0 | 0 | 0 | 0 | 0 | 0 | [5 empty] | 0 | [5 empty] | 0 | [5 empty] | 0
|  | C4 | 0 | 0 | 0 | 0 | 0 | 0 | [5 empty] | 0 | [5 empty] | 0 | [5 empty] | 0 | [5 empty] | 0 | [5 empty] | 0 | [5 empty] | 0 | [5 empty] | 0 | [5 empty] | 0 | [5 empty] | 0 | [5 empty] | 0 | 0 | 0 | 0 | 0 | 0 | 0 | [5 empty] | 0 | [5 empty] | 0 | [5 empty] | 0
|  |  | 0 | 0 | 0 | 0 | 0 | 0 | 0 | 0 | 0 | 0 | 0 | 0 | 0 | 0 | 0 | 0 | 0 | 0 | 0 | 0 | 0 | 0 | 0 | 0 | 0 | 0 | 0 | 0 | 0 | 0 | 0 | 0 | 0 | 0 | 0 | 0 | 0 | 0 | 0 | 0 | 0 | 0 | 0 | 0 | 0 | 0 | 0 | 0 | 0 | 0 | 0 | 0 | 0 | 0 | 0 | 0 | 0 | 0 | 0 | 0 | 0 | 0 | 0 | 0 | 0 | 0 | 0 | 0 | 0 | 0 | 0 | 0 | 0 | 0 | 0 | 0 | 0 | 0 | 0 | 0 | 0 | 0 | 0 | 0 | 0 | 0 | 0 | 0 | 0 | 0
21 | 6.6/11kV Transformer (GM)
| 2024 | C1 | [5 empty] | 0 | [5 empty] | 0 | [5 empty] | 0 | [5 empty] | 0 | [5 empty] | 0 | [5 empty] | 0 | [5 empty] | 0 | [5 empty] | 0 | [5 empty] | 0 | [5 empty] | 0 | [5 empty] | 0 | 0 | 0 | 0 | 0 | 0 | 0 | [5 empty] | 0 | [5 empty] | 0 | [5 empty] | 0
|  | C2 | [5 empty] | 0 | [5 empty] | 0 | [5 empty] | 0 | [5 empty] | 0 | [5 empty] | 0 | [5 empty] | 0 | [5 empty] | 0 | [5 empty] | 0 | [5 empty] | 0 | [5 empty] | 0 | [5 empty] | 0 | 0 | 0 | 0 | 0 | 0 | 0 | [5 empty] | 0 | [5 empty] | 0 | [5 empty] | 0
|  | C3 | [5 empty] | 0 | [5 empty] | 0 | [5 empty] | 0 | [5 empty] | 0 | [5 empty] | 0 | [5 empty] | 0 | [5 empty] | 0 | [5 empty] | 0 | [5 empty] | 0 | [5 empty] | 0 | [5 empty] | 0 | 0 | 0 | 0 | 0 | 0 | 0 | [5 empty] | 0 | [5 empty] | 0 | [5 empty] | 0
|  | C4 | [5 empty] | 0 | [5 empty] | 0 | [5 empty] | 0 | [5 empty] | 0 | [5 empty] | 0 | [5 empty] | 0 | [5 empty] | 0 | [5 empty] | 0 | [5 empty] | 0 | [5 empty] | 0 | [5 empty] | 0 | 0 | 0 | 0 | 0 | 0 | 0 | [5 empty] | 0 | [5 empty] | 0 | [5 empty] | 0
|  |  | 0 | 0 | 0 | 0 | 0 | 0 | 0 | 0 | 0 | 0 | 0 | 0 | 0 | 0 | 0 | 0 | 0 | 0 | 0 | 0 | 0 | 0 | 0 | 0 | 0 | 0 | 0 | 0 | 0 | 0 | 0 | 0 | 0 | 0 | 0 | 0 | 0 | 0 | 0 | 0 | 0 | 0 | 0 | 0 | 0 | 0 | 0 | 0 | 0 | 0 | 0 | 0 | 0 | 0 | 0 | 0 | 0 | 0 | 0 | 0 | 0 | 0 | 0 | 0 | 0 | 0 | 0 | 0 | 0 | 0 | 0 | 0 | 0 | 0 | 0 | 0 | 0 | 0 | 0 | 0 | 0 | 0 | 0 | 0 | 0 | 0 | 0 | 0 | 0 | 0
| 2025 | C1 | 0 | 0 | 0 | 0 | 0 | 0 | [5 empty] | 0 | [5 empty] | 0 | [5 empty] | 0 | [5 empty] | 0 | [5 empty] | 0 | [5 empty] | 0 | [5 empty] | 0 | [5 empty] | 0 | [5 empty] | 0 | [5 empty] | 0 | 0 | 0 | 0 | 0 | 0 | 0 | [5 empty] | 0 | [5 empty] | 0 | [5 empty] | 0
|  | C2 | 0 | 0 | 0 | 0 | 0 | 0 | [5 empty] | 0 | [5 empty] | 0 | [5 empty] | 0 | [5 empty] | 0 | [5 empty] | 0 | [5 empty] | 0 | [5 empty] | 0 | [5 empty] | 0 | [5 empty] | 0 | [5 empty] | 0 | 0 | 0 | 0 | 0 | 0 | 0 | [5 empty] | 0 | [5 empty] | 0 | [5 empty] | 0
|  | C3 | 0 | 0 | 0 | 0 | 0 | 0 | [5 empty] | 0 | [5 empty] | 0 | [5 empty] | 0 | [5 empty] | 0 | [5 empty] | 0 | [5 empty] | 0 | [5 empty] | 0 | [5 empty] | 0 | [5 empty] | 0 | [5 empty] | 0 | 0 | 0 | 0 | 0 | 0 | 0 | [5 empty] | 0 | [5 empty] | 0 | [5 empty] | 0
|  | C4 | 0 | 0 | 0 | 0 | 0 | 0 | [5 empty] | 0 | [5 empty] | 0 | [5 empty] | 0 | [5 empty] | 0 | [5 empty] | 0 | [5 empty] | 0 | [5 empty] | 0 | [5 empty] | 0 | [5 empty] | 0 | [5 empty] | 0 | 0 | 0 | 0 | 0 | 0 | 0 | [5 empty] | 0 | [5 empty] | 0 | [5 empty] | 0
|  |  | 0 | 0 | 0 | 0 | 0 | 0 | 0 | 0 | 0 | 0 | 0 | 0 | 0 | 0 | 0 | 0 | 0 | 0 | 0 | 0 | 0 | 0 | 0 | 0 | 0 | 0 | 0 | 0 | 0 | 0 | 0 | 0 | 0 | 0 | 0 | 0 | 0 | 0 | 0 | 0 | 0 | 0 | 0 | 0 | 0 | 0 | 0 | 0 | 0 | 0 | 0 | 0 | 0 | 0 | 0 | 0 | 0 | 0 | 0 | 0 | 0 | 0 | 0 | 0 | 0 | 0 | 0 | 0 | 0 | 0 | 0 | 0 | 0 | 0 | 0 | 0 | 0 | 0 | 0 | 0 | 0 | 0 | 0 | 0 | 0 | 0 | 0 | 0 | 0 | 0
| 2026 | C1 | 0 | 0 | 0 | 0 | 0 | 0 | [5 empty] | 0 | [5 empty] | 0 | [5 empty] | 0 | [5 empty] | 0 | [5 empty] | 0 | [5 empty] | 0 | [5 empty] | 0 | [5 empty] | 0 | [5 empty] | 0 | [5 empty] | 0 | 0 | 0 | 0 | 0 | 0 | 0 | [5 empty] | 0 | [5 empty] | 0 | [5 empty] | 0
|  | C2 | 0 | 0 | 0 | 0 | 0 | 0 | [5 empty] | 0 | [5 empty] | 0 | [5 empty] | 0 | [5 empty] | 0 | [5 empty] | 0 | [5 empty] | 0 | [5 empty] | 0 | [5 empty] | 0 | [5 empty] | 0 | [5 empty] | 0 | 0 | 0 | 0 | 0 | 0 | 0 | [5 empty] | 0 | [5 empty] | 0 | [5 empty] | 0
|  | C3 | 0 | 0 | 0 | 0 | 0 | 0 | [5 empty] | 0 | [5 empty] | 0 | [5 empty] | 0 | [5 empty] | 0 | [5 empty] | 0 | [5 empty] | 0 | [5 empty] | 0 | [5 empty] | 0 | [5 empty] | 0 | [5 empty] | 0 | 0 | 0 | 0 | 0 | 0 | 0 | [5 empty] | 0 | [5 empty] | 0 | [5 empty] | 0
|  | C4 | 0 | 0 | 0 | 0 | 0 | 0 | [5 empty] | 0 | [5 empty] | 0 | [5 empty] | 0 | [5 empty] | 0 | [5 empty] | 0 | [5 empty] | 0 | [5 empty] | 0 | [5 empty] | 0 | [5 empty] | 0 | [5 empty] | 0 | 0 | 0 | 0 | 0 | 0 | 0 | [5 empty] | 0 | [5 empty] | 0 | [5 empty] | 0
|  |  | 0 | 0 | 0 | 0 | 0 | 0 | 0 | 0 | 0 | 0 | 0 | 0 | 0 | 0 | 0 | 0 | 0 | 0 | 0 | 0 | 0 | 0 | 0 | 0 | 0 | 0 | 0 | 0 | 0 | 0 | 0 | 0 | 0 | 0 | 0 | 0 | 0 | 0 | 0 | 0 | 0 | 0 | 0 | 0 | 0 | 0 | 0 | 0 | 0 | 0 | 0 | 0 | 0 | 0 | 0 | 0 | 0 | 0 | 0 | 0 | 0 | 0 | 0 | 0 | 0 | 0 | 0 | 0 | 0 | 0 | 0 | 0 | 0 | 0 | 0 | 0 | 0 | 0 | 0 | 0 | 0 | 0 | 0 | 0 | 0 | 0 | 0 | 0 | 0 | 0
| 2027 | C1 | 0 | 0 | 0 | 0 | 0 | 0 | [5 empty] | 0 | [5 empty] | 0 | [5 empty] | 0 | [5 empty] | 0 | [5 empty] | 0 | [5 empty] | 0 | [5 empty] | 0 | [5 empty] | 0 | [5 empty] | 0 | [5 empty] | 0 | 0 | 0 | 0 | 0 | 0 | 0 | [5 empty] | 0 | [5 empty] | 0 | [5 empty] | 0
|  | C2 | 0 | 0 | 0 | 0 | 0 | 0 | [5 empty] | 0 | [5 empty] | 0 | [5 empty] | 0 | [5 empty] | 0 | [5 empty] | 0 | [5 empty] | 0 | [5 empty] | 0 | [5 empty] | 0 | [5 empty] | 0 | [5 empty] | 0 | 0 | 0 | 0 | 0 | 0 | 0 | [5 empty] | 0 | [5 empty] | 0 | [5 empty] | 0
|  | C3 | 0 | 0 | 0 | 0 | 0 | 0 | [5 empty] | 0 | [5 empty] | 0 | [5 empty] | 0 | [5 empty] | 0 | [5 empty] | 0 | [5 empty] | 0 | [5 empty] | 0 | [5 empty] | 0 | [5 empty] | 0 | [5 empty] | 0 | 0 | 0 | 0 | 0 | 0 | 0 | [5 empty] | 0 | [5 empty] | 0 | [5 empty] | 0
|  | C4 | 0 | 0 | 0 | 0 | 0 | 0 | [5 empty] | 0 | [5 empty] | 0 | [5 empty] | 0 | [5 empty] | 0 | [5 empty] | 0 | [5 empty] | 0 | [5 empty] | 0 | [5 empty] | 0 | [5 empty] | 0 | [5 empty] | 0 | 0 | 0 | 0 | 0 | 0 | 0 | [5 empty] | 0 | [5 empty] | 0 | [5 empty] | 0
|  |  | 0 | 0 | 0 | 0 | 0 | 0 | 0 | 0 | 0 | 0 | 0 | 0 | 0 | 0 | 0 | 0 | 0 | 0 | 0 | 0 | 0 | 0 | 0 | 0 | 0 | 0 | 0 | 0 | 0 | 0 | 0 | 0 | 0 | 0 | 0 | 0 | 0 | 0 | 0 | 0 | 0 | 0 | 0 | 0 | 0 | 0 | 0 | 0 | 0 | 0 | 0 | 0 | 0 | 0 | 0 | 0 | 0 | 0 | 0 | 0 | 0 | 0 | 0 | 0 | 0 | 0 | 0 | 0 | 0 | 0 | 0 | 0 | 0 | 0 | 0 | 0 | 0 | 0 | 0 | 0 | 0 | 0 | 0 | 0 | 0 | 0 | 0 | 0 | 0 | 0
| 2028 | C1 | 0 | 0 | 0 | 0 | 0 | 0 | [5 empty] | 0 | [5 empty] | 0 | [5 empty] | 0 | [5 empty] | 0 | [5 empty] | 0 | [5 empty] | 0 | [5 empty] | 0 | [5 empty] | 0 | [5 empty] | 0 | [5 empty] | 0 | 0 | 0 | 0 | 0 | 0 | 0 | [5 empty] | 0 | [5 empty] | 0 | [5 empty] | 0
|  | C2 | 0 | 0 | 0 | 0 | 0 | 0 | [5 empty] | 0 | [5 empty] | 0 | [5 empty] | 0 | [5 empty] | 0 | [5 empty] | 0 | [5 empty] | 0 | [5 empty] | 0 | [5 empty] | 0 | [5 empty] | 0 | [5 empty] | 0 | 0 | 0 | 0 | 0 | 0 | 0 | [5 empty] | 0 | [5 empty] | 0 | [5 empty] | 0
|  | C3 | 0 | 0 | 0 | 0 | 0 | 0 | [5 empty] | 0 | [5 empty] | 0 | [5 empty] | 0 | [5 empty] | 0 | [5 empty] | 0 | [5 empty] | 0 | [5 empty] | 0 | [5 empty] | 0 | [5 empty] | 0 | [5 empty] | 0 | 0 | 0 | 0 | 0 | 0 | 0 | [5 empty] | 0 | [5 empty] | 0 | [5 empty] | 0
|  | C4 | 0 | 0 | 0 | 0 | 0 | 0 | [5 empty] | 0 | [5 empty] | 0 | [5 empty] | 0 | [5 empty] | 0 | [5 empty] | 0 | [5 empty] | 0 | [5 empty] | 0 | [5 empty] | 0 | [5 empty] | 0 | [5 empty] | 0 | 0 | 0 | 0 | 0 | 0 | 0 | [5 empty] | 0 | [5 empty] | 0 | [5 empty] | 0
|  |  | 0 | 0 | 0 | 0 | 0 | 0 | 0 | 0 | 0 | 0 | 0 | 0 | 0 | 0 | 0 | 0 | 0 | 0 | 0 | 0 | 0 | 0 | 0 | 0 | 0 | 0 | 0 | 0 | 0 | 0 | 0 | 0 | 0 | 0 | 0 | 0 | 0 | 0 | 0 | 0 | 0 | 0 | 0 | 0 | 0 | 0 | 0 | 0 | 0 | 0 | 0 | 0 | 0 | 0 | 0 | 0 | 0 | 0 | 0 | 0 | 0 | 0 | 0 | 0 | 0 | 0 | 0 | 0 | 0 | 0 | 0 | 0 | 0 | 0 | 0 | 0 | 0 | 0 | 0 | 0 | 0 | 0 | 0 | 0 | 0 | 0 | 0 | 0 | 0 | 0
22 | 20kV Transformer (GM)
| 2024 | C1 | [5 empty] | 0 | [5 empty] | 0 | [5 empty] | 0 | [5 empty] | 0 | [5 empty] | 0 | [5 empty] | 0 | [5 empty] | 0 | [5 empty] | 0 | [5 empty] | 0 | [5 empty] | 0 | [5 empty] | 0 | 0 | 0 | 0 | 0 | 0 | 0 | [5 empty] | 0 | [5 empty] | 0 | [5 empty] | 0
|  | C2 | [5 empty] | 0 | [5 empty] | 0 | [5 empty] | 0 | [5 empty] | 0 | [5 empty] | 0 | [5 empty] | 0 | [5 empty] | 0 | [5 empty] | 0 | [5 empty] | 0 | [5 empty] | 0 | [5 empty] | 0 | 0 | 0 | 0 | 0 | 0 | 0 | [5 empty] | 0 | [5 empty] | 0 | [5 empty] | 0
|  | C3 | [5 empty] | 0 | [5 empty] | 0 | [5 empty] | 0 | [5 empty] | 0 | [5 empty] | 0 | [5 empty] | 0 | [5 empty] | 0 | [5 empty] | 0 | [5 empty] | 0 | [5 empty] | 0 | [5 empty] | 0 | 0 | 0 | 0 | 0 | 0 | 0 | [5 empty] | 0 | [5 empty] | 0 | [5 empty] | 0
|  | C4 | [5 empty] | 0 | [5 empty] | 0 | [5 empty] | 0 | [5 empty] | 0 | [5 empty] | 0 | [5 empty] | 0 | [5 empty] | 0 | [5 empty] | 0 | [5 empty] | 0 | [5 empty] | 0 | [5 empty] | 0 | 0 | 0 | 0 | 0 | 0 | 0 | [5 empty] | 0 | [5 empty] | 0 | [5 empty] | 0
|  |  | 0 | 0 | 0 | 0 | 0 | 0 | 0 | 0 | 0 | 0 | 0 | 0 | 0 | 0 | 0 | 0 | 0 | 0 | 0 | 0 | 0 | 0 | 0 | 0 | 0 | 0 | 0 | 0 | 0 | 0 | 0 | 0 | 0 | 0 | 0 | 0 | 0 | 0 | 0 | 0 | 0 | 0 | 0 | 0 | 0 | 0 | 0 | 0 | 0 | 0 | 0 | 0 | 0 | 0 | 0 | 0 | 0 | 0 | 0 | 0 | 0 | 0 | 0 | 0 | 0 | 0 | 0 | 0 | 0 | 0 | 0 | 0 | 0 | 0 | 0 | 0 | 0 | 0 | 0 | 0 | 0 | 0 | 0 | 0 | 0 | 0 | 0 | 0 | 0 | 0
| 2025 | C1 | 0 | 0 | 0 | 0 | 0 | 0 | [5 empty] | 0 | [5 empty] | 0 | [5 empty] | 0 | [5 empty] | 0 | [5 empty] | 0 | [5 empty] | 0 | [5 empty] | 0 | [5 empty] | 0 | [5 empty] | 0 | [5 empty] | 0 | 0 | 0 | 0 | 0 | 0 | 0 | [5 empty] | 0 | [5 empty] | 0 | [5 empty] | 0
|  | C2 | 0 | 0 | 0 | 0 | 0 | 0 | [5 empty] | 0 | [5 empty] | 0 | [5 empty] | 0 | [5 empty] | 0 | [5 empty] | 0 | [5 empty] | 0 | [5 empty] | 0 | [5 empty] | 0 | [5 empty] | 0 | [5 empty] | 0 | 0 | 0 | 0 | 0 | 0 | 0 | [5 empty] | 0 | [5 empty] | 0 | [5 empty] | 0
|  | C3 | 0 | 0 | 0 | 0 | 0 | 0 | [5 empty] | 0 | [5 empty] | 0 | [5 empty] | 0 | [5 empty] | 0 | [5 empty] | 0 | [5 empty] | 0 | [5 empty] | 0 | [5 empty] | 0 | [5 empty] | 0 | [5 empty] | 0 | 0 | 0 | 0 | 0 | 0 | 0 | [5 empty] | 0 | [5 empty] | 0 | [5 empty] | 0
|  | C4 | 0 | 0 | 0 | 0 | 0 | 0 | [5 empty] | 0 | [5 empty] | 0 | [5 empty] | 0 | [5 empty] | 0 | [5 empty] | 0 | [5 empty] | 0 | [5 empty] | 0 | [5 empty] | 0 | [5 empty] | 0 | [5 empty] | 0 | 0 | 0 | 0 | 0 | 0 | 0 | [5 empty] | 0 | [5 empty] | 0 | [5 empty] | 0
|  |  | 0 | 0 | 0 | 0 | 0 | 0 | 0 | 0 | 0 | 0 | 0 | 0 | 0 | 0 | 0 | 0 | 0 | 0 | 0 | 0 | 0 | 0 | 0 | 0 | 0 | 0 | 0 | 0 | 0 | 0 | 0 | 0 | 0 | 0 | 0 | 0 | 0 | 0 | 0 | 0 | 0 | 0 | 0 | 0 | 0 | 0 | 0 | 0 | 0 | 0 | 0 | 0 | 0 | 0 | 0 | 0 | 0 | 0 | 0 | 0 | 0 | 0 | 0 | 0 | 0 | 0 | 0 | 0 | 0 | 0 | 0 | 0 | 0 | 0 | 0 | 0 | 0 | 0 | 0 | 0 | 0 | 0 | 0 | 0 | 0 | 0 | 0 | 0 | 0 | 0
| 2026 | C1 | 0 | 0 | 0 | 0 | 0 | 0 | [5 empty] | 0 | [5 empty] | 0 | [5 empty] | 0 | [5 empty] | 0 | [5 empty] | 0 | [5 empty] | 0 | [5 empty] | 0 | [5 empty] | 0 | [5 empty] | 0 | [5 empty] | 0 | 0 | 0 | 0 | 0 | 0 | 0 | [5 empty] | 0 | [5 empty] | 0 | [5 empty] | 0
|  | C2 | 0 | 0 | 0 | 0 | 0 | 0 | [5 empty] | 0 | [5 empty] | 0 | [5 empty] | 0 | [5 empty] | 0 | [5 empty] | 0 | [5 empty] | 0 | [5 empty] | 0 | [5 empty] | 0 | [5 empty] | 0 | [5 empty] | 0 | 0 | 0 | 0 | 0 | 0 | 0 | [5 empty] | 0 | [5 empty] | 0 | [5 empty] | 0
|  | C3 | 0 | 0 | 0 | 0 | 0 | 0 | [5 empty] | 0 | [5 empty] | 0 | [5 empty] | 0 | [5 empty] | 0 | [5 empty] | 0 | [5 empty] | 0 | [5 empty] | 0 | [5 empty] | 0 | [5 empty] | 0 | [5 empty] | 0 | 0 | 0 | 0 | 0 | 0 | 0 | [5 empty] | 0 | [5 empty] | 0 | [5 empty] | 0
|  | C4 | 0 | 0 | 0 | 0 | 0 | 0 | [5 empty] | 0 | [5 empty] | 0 | [5 empty] | 0 | [5 empty] | 0 | [5 empty] | 0 | [5 empty] | 0 | [5 empty] | 0 | [5 empty] | 0 | [5 empty] | 0 | [5 empty] | 0 | 0 | 0 | 0 | 0 | 0 | 0 | [5 empty] | 0 | [5 empty] | 0 | [5 empty] | 0
|  |  | 0 | 0 | 0 | 0 | 0 | 0 | 0 | 0 | 0 | 0 | 0 | 0 | 0 | 0 | 0 | 0 | 0 | 0 | 0 | 0 | 0 | 0 | 0 | 0 | 0 | 0 | 0 | 0 | 0 | 0 | 0 | 0 | 0 | 0 | 0 | 0 | 0 | 0 | 0 | 0 | 0 | 0 | 0 | 0 | 0 | 0 | 0 | 0 | 0 | 0 | 0 | 0 | 0 | 0 | 0 | 0 | 0 | 0 | 0 | 0 | 0 | 0 | 0 | 0 | 0 | 0 | 0 | 0 | 0 | 0 | 0 | 0 | 0 | 0 | 0 | 0 | 0 | 0 | 0 | 0 | 0 | 0 | 0 | 0 | 0 | 0 | 0 | 0 | 0 | 0
| 2027 | C1 | 0 | 0 | 0 | 0 | 0 | 0 | [5 empty] | 0 | [5 empty] | 0 | [5 empty] | 0 | [5 empty] | 0 | [5 empty] | 0 | [5 empty] | 0 | [5 empty] | 0 | [5 empty] | 0 | [5 empty] | 0 | [5 empty] | 0 | 0 | 0 | 0 | 0 | 0 | 0 | [5 empty] | 0 | [5 empty] | 0 | [5 empty] | 0
|  | C2 | 0 | 0 | 0 | 0 | 0 | 0 | [5 empty] | 0 | [5 empty] | 0 | [5 empty] | 0 | [5 empty] | 0 | [5 empty] | 0 | [5 empty] | 0 | [5 empty] | 0 | [5 empty] | 0 | [5 empty] | 0 | [5 empty] | 0 | 0 | 0 | 0 | 0 | 0 | 0 | [5 empty] | 0 | [5 empty] | 0 | [5 empty] | 0
|  | C3 | 0 | 0 | 0 | 0 | 0 | 0 | [5 empty] | 0 | [5 empty] | 0 | [5 empty] | 0 | [5 empty] | 0 | [5 empty] | 0 | [5 empty] | 0 | [5 empty] | 0 | [5 empty] | 0 | [5 empty] | 0 | [5 empty] | 0 | 0 | 0 | 0 | 0 | 0 | 0 | [5 empty] | 0 | [5 empty] | 0 | [5 empty] | 0
|  | C4 | 0 | 0 | 0 | 0 | 0 | 0 | [5 empty] | 0 | [5 empty] | 0 | [5 empty] | 0 | [5 empty] | 0 | [5 empty] | 0 | [5 empty] | 0 | [5 empty] | 0 | [5 empty] | 0 | [5 empty] | 0 | [5 empty] | 0 | 0 | 0 | 0 | 0 | 0 | 0 | [5 empty] | 0 | [5 empty] | 0 | [5 empty] | 0
|  |  | 0 | 0 | 0 | 0 | 0 | 0 | 0 | 0 | 0 | 0 | 0 | 0 | 0 | 0 | 0 | 0 | 0 | 0 | 0 | 0 | 0 | 0 | 0 | 0 | 0 | 0 | 0 | 0 | 0 | 0 | 0 | 0 | 0 | 0 | 0 | 0 | 0 | 0 | 0 | 0 | 0 | 0 | 0 | 0 | 0 | 0 | 0 | 0 | 0 | 0 | 0 | 0 | 0 | 0 | 0 | 0 | 0 | 0 | 0 | 0 | 0 | 0 | 0 | 0 | 0 | 0 | 0 | 0 | 0 | 0 | 0 | 0 | 0 | 0 | 0 | 0 | 0 | 0 | 0 | 0 | 0 | 0 | 0 | 0 | 0 | 0 | 0 | 0 | 0 | 0
| 2028 | C1 | 0 | 0 | 0 | 0 | 0 | 0 | [5 empty] | 0 | [5 empty] | 0 | [5 empty] | 0 | [5 empty] | 0 | [5 empty] | 0 | [5 empty] | 0 | [5 empty] | 0 | [5 empty] | 0 | [5 empty] | 0 | [5 empty] | 0 | 0 | 0 | 0 | 0 | 0 | 0 | [5 empty] | 0 | [5 empty] | 0 | [5 empty] | 0
|  | C2 | 0 | 0 | 0 | 0 | 0 | 0 | [5 empty] | 0 | [5 empty] | 0 | [5 empty] | 0 | [5 empty] | 0 | [5 empty] | 0 | [5 empty] | 0 | [5 empty] | 0 | [5 empty] | 0 | [5 empty] | 0 | [5 empty] | 0 | 0 | 0 | 0 | 0 | 0 | 0 | [5 empty] | 0 | [5 empty] | 0 | [5 empty] | 0
|  | C3 | 0 | 0 | 0 | 0 | 0 | 0 | [5 empty] | 0 | [5 empty] | 0 | [5 empty] | 0 | [5 empty] | 0 | [5 empty] | 0 | [5 empty] | 0 | [5 empty] | 0 | [5 empty] | 0 | [5 empty] | 0 | [5 empty] | 0 | 0 | 0 | 0 | 0 | 0 | 0 | [5 empty] | 0 | [5 empty] | 0 | [5 empty] | 0
|  | C4 | 0 | 0 | 0 | 0 | 0 | 0 | [5 empty] | 0 | [5 empty] | 0 | [5 empty] | 0 | [5 empty] | 0 | [5 empty] | 0 | [5 empty] | 0 | [5 empty] | 0 | [5 empty] | 0 | [5 empty] | 0 | [5 empty] | 0 | 0 | 0 | 0 | 0 | 0 | 0 | [5 empty] | 0 | [5 empty] | 0 | [5 empty] | 0
|  |  | 0 | 0 | 0 | 0 | 0 | 0 | 0 | 0 | 0 | 0 | 0 | 0 | 0 | 0 | 0 | 0 | 0 | 0 | 0 | 0 | 0 | 0 | 0 | 0 | 0 | 0 | 0 | 0 | 0 | 0 | 0 | 0 | 0 | 0 | 0 | 0 | 0 | 0 | 0 | 0 | 0 | 0 | 0 | 0 | 0 | 0 | 0 | 0 | 0 | 0 | 0 | 0 | 0 | 0 | 0 | 0 | 0 | 0 | 0 | 0 | 0 | 0 | 0 | 0 | 0 | 0 | 0 | 0 | 0 | 0 | 0 | 0 | 0 | 0 | 0 | 0 | 0 | 0 | 0 | 0 | 0 | 0 | 0 | 0 | 0 | 0 | 0 | 0 | 0 | 0
23 | 33kV Poles
| 2024 | C1 | [5 empty] | 0 | [5 empty] | 0 | [5 empty] | 0 | [5 empty] | 0 | [5 empty] | 0 | [5 empty] | 0 | [5 empty] | 0 | [5 empty] | 0 | [5 empty] | 0 | [5 empty] | 0 | [5 empty] | 0 | 0 | 0 | 0 | 0 | 0 | 0 | [5 empty] | 0 | [5 empty] | 0 | [5 empty] | 0
|  | C2 | [5 empty] | 0 | [5 empty] | 0 | [5 empty] | 0 | [5 empty] | 0 | [5 empty] | 0 | [5 empty] | 0 | [5 empty] | 0 | [5 empty] | 0 | [5 empty] | 0 | [5 empty] | 0 | [5 empty] | 0 | 0 | 0 | 0 | 0 | 0 | 0 | [5 empty] | 0 | [5 empty] | 0 | [5 empty] | 0
|  | C3 | [5 empty] | 0 | [5 empty] | 0 | [5 empty] | 0 | [5 empty] | 0 | [5 empty] | 0 | [5 empty] | 0 | [5 empty] | 0 | [5 empty] | 0 | [5 empty] | 0 | [5 empty] | 0 | [5 empty] | 0 | 0 | 0 | 0 | 0 | 0 | 0 | [5 empty] | 0 | [5 empty] | 0 | [5 empty] | 0
|  | C4 | [5 empty] | 0 | [5 empty] | 0 | [5 empty] | 0 | [5 empty] | 0 | [5 empty] | 0 | [5 empty] | 0 | [5 empty] | 0 | [5 empty] | 0 | [5 empty] | 0 | [5 empty] | 0 | [5 empty] | 0 | 0 | 0 | 0 | 0 | 0 | 0 | [5 empty] | 0 | [5 empty] | 0 | [5 empty] | 0
|  |  | 0 | 0 | 0 | 0 | 0 | 0 | 0 | 0 | 0 | 0 | 0 | 0 | 0 | 0 | 0 | 0 | 0 | 0 | 0 | 0 | 0 | 0 | 0 | 0 | 0 | 0 | 0 | 0 | 0 | 0 | 0 | 0 | 0 | 0 | 0 | 0 | 0 | 0 | 0 | 0 | 0 | 0 | 0 | 0 | 0 | 0 | 0 | 0 | 0 | 0 | 0 | 0 | 0 | 0 | 0 | 0 | 0 | 0 | 0 | 0 | 0 | 0 | 0 | 0 | 0 | 0 | 0 | 0 | 0 | 0 | 0 | 0 | 0 | 0 | 0 | 0 | 0 | 0 | 0 | 0 | 0 | 0 | 0 | 0 | 0 | 0 | 0 | 0 | 0 | 0
| 2025 | C1 | 0 | 0 | 0 | 0 | 0 | 0 | [5 empty] | 0 | [5 empty] | 0 | [5 empty] | 0 | [5 empty] | 0 | [5 empty] | 0 | [5 empty] | 0 | [5 empty] | 0 | [5 empty] | 0 | [5 empty] | 0 | [5 empty] | 0 | 0 | 0 | 0 | 0 | 0 | 0 | [5 empty] | 0 | [5 empty] | 0 | [5 empty] | 0
|  | C2 | 0 | 0 | 0 | 0 | 0 | 0 | [5 empty] | 0 | [5 empty] | 0 | [5 empty] | 0 | [5 empty] | 0 | [5 empty] | 0 | [5 empty] | 0 | [5 empty] | 0 | [5 empty] | 0 | [5 empty] | 0 | [5 empty] | 0 | 0 | 0 | 0 | 0 | 0 | 0 | [5 empty] | 0 | [5 empty] | 0 | [5 empty] | 0
|  | C3 | 0 | 0 | 0 | 0 | 0 | 0 | [5 empty] | 0 | [5 empty] | 0 | [5 empty] | 0 | [5 empty] | 0 | [5 empty] | 0 | [5 empty] | 0 | [5 empty] | 0 | [5 empty] | 0 | [5 empty] | 0 | [5 empty] | 0 | 0 | 0 | 0 | 0 | 0 | 0 | [5 empty] | 0 | [5 empty] | 0 | [5 empty] | 0
|  | C4 | 0 | 0 | 0 | 0 | 0 | 0 | [5 empty] | 0 | [5 empty] | 0 | [5 empty] | 0 | [5 empty] | 0 | [5 empty] | 0 | [5 empty] | 0 | [5 empty] | 0 | [5 empty] | 0 | [5 empty] | 0 | [5 empty] | 0 | 0 | 0 | 0 | 0 | 0 | 0 | [5 empty] | 0 | [5 empty] | 0 | [5 empty] | 0
|  |  | 0 | 0 | 0 | 0 | 0 | 0 | 0 | 0 | 0 | 0 | 0 | 0 | 0 | 0 | 0 | 0 | 0 | 0 | 0 | 0 | 0 | 0 | 0 | 0 | 0 | 0 | 0 | 0 | 0 | 0 | 0 | 0 | 0 | 0 | 0 | 0 | 0 | 0 | 0 | 0 | 0 | 0 | 0 | 0 | 0 | 0 | 0 | 0 | 0 | 0 | 0 | 0 | 0 | 0 | 0 | 0 | 0 | 0 | 0 | 0 | 0 | 0 | 0 | 0 | 0 | 0 | 0 | 0 | 0 | 0 | 0 | 0 | 0 | 0 | 0 | 0 | 0 | 0 | 0 | 0 | 0 | 0 | 0 | 0 | 0 | 0 | 0 | 0 | 0 | 0
| 2026 | C1 | 0 | 0 | 0 | 0 | 0 | 0 | [5 empty] | 0 | [5 empty] | 0 | [5 empty] | 0 | [5 empty] | 0 | [5 empty] | 0 | [5 empty] | 0 | [5 empty] | 0 | [5 empty] | 0 | [5 empty] | 0 | [5 empty] | 0 | 0 | 0 | 0 | 0 | 0 | 0 | [5 empty] | 0 | [5 empty] | 0 | [5 empty] | 0
|  | C2 | 0 | 0 | 0 | 0 | 0 | 0 | [5 empty] | 0 | [5 empty] | 0 | [5 empty] | 0 | [5 empty] | 0 | [5 empty] | 0 | [5 empty] | 0 | [5 empty] | 0 | [5 empty] | 0 | [5 empty] | 0 | [5 empty] | 0 | 0 | 0 | 0 | 0 | 0 | 0 | [5 empty] | 0 | [5 empty] | 0 | [5 empty] | 0
|  | C3 | 0 | 0 | 0 | 0 | 0 | 0 | [5 empty] | 0 | [5 empty] | 0 | [5 empty] | 0 | [5 empty] | 0 | [5 empty] | 0 | [5 empty] | 0 | [5 empty] | 0 | [5 empty] | 0 | [5 empty] | 0 | [5 empty] | 0 | 0 | 0 | 0 | 0 | 0 | 0 | [5 empty] | 0 | [5 empty] | 0 | [5 empty] | 0
|  | C4 | 0 | 0 | 0 | 0 | 0 | 0 | [5 empty] | 0 | [5 empty] | 0 | [5 empty] | 0 | [5 empty] | 0 | [5 empty] | 0 | [5 empty] | 0 | [5 empty] | 0 | [5 empty] | 0 | [5 empty] | 0 | [5 empty] | 0 | 0 | 0 | 0 | 0 | 0 | 0 | [5 empty] | 0 | [5 empty] | 0 | [5 empty] | 0
|  |  | 0 | 0 | 0 | 0 | 0 | 0 | 0 | 0 | 0 | 0 | 0 | 0 | 0 | 0 | 0 | 0 | 0 | 0 | 0 | 0 | 0 | 0 | 0 | 0 | 0 | 0 | 0 | 0 | 0 | 0 | 0 | 0 | 0 | 0 | 0 | 0 | 0 | 0 | 0 | 0 | 0 | 0 | 0 | 0 | 0 | 0 | 0 | 0 | 0 | 0 | 0 | 0 | 0 | 0 | 0 | 0 | 0 | 0 | 0 | 0 | 0 | 0 | 0 | 0 | 0 | 0 | 0 | 0 | 0 | 0 | 0 | 0 | 0 | 0 | 0 | 0 | 0 | 0 | 0 | 0 | 0 | 0 | 0 | 0 | 0 | 0 | 0 | 0 | 0 | 0
| 2027 | C1 | 0 | 0 | 0 | 0 | 0 | 0 | [5 empty] | 0 | [5 empty] | 0 | [5 empty] | 0 | [5 empty] | 0 | [5 empty] | 0 | [5 empty] | 0 | [5 empty] | 0 | [5 empty] | 0 | [5 empty] | 0 | [5 empty] | 0 | 0 | 0 | 0 | 0 | 0 | 0 | [5 empty] | 0 | [5 empty] | 0 | [5 empty] | 0
|  | C2 | 0 | 0 | 0 | 0 | 0 | 0 | [5 empty] | 0 | [5 empty] | 0 | [5 empty] | 0 | [5 empty] | 0 | [5 empty] | 0 | [5 empty] | 0 | [5 empty] | 0 | [5 empty] | 0 | [5 empty] | 0 | [5 empty] | 0 | 0 | 0 | 0 | 0 | 0 | 0 | [5 empty] | 0 | [5 empty] | 0 | [5 empty] | 0
|  | C3 | 0 | 0 | 0 | 0 | 0 | 0 | [5 empty] | 0 | [5 empty] | 0 | [5 empty] | 0 | [5 empty] | 0 | [5 empty] | 0 | [5 empty] | 0 | [5 empty] | 0 | [5 empty] | 0 | [5 empty] | 0 | [5 empty] | 0 | 0 | 0 | 0 | 0 | 0 | 0 | [5 empty] | 0 | [5 empty] | 0 | [5 empty] | 0
|  | C4 | 0 | 0 | 0 | 0 | 0 | 0 | [5 empty] | 0 | [5 empty] | 0 | [5 empty] | 0 | [5 empty] | 0 | [5 empty] | 0 | [5 empty] | 0 | [5 empty] | 0 | [5 empty] | 0 | [5 empty] | 0 | [5 empty] | 0 | 0 | 0 | 0 | 0 | 0 | 0 | [5 empty] | 0 | [5 empty] | 0 | [5 empty] | 0
|  |  | 0 | 0 | 0 | 0 | 0 | 0 | 0 | 0 | 0 | 0 | 0 | 0 | 0 | 0 | 0 | 0 | 0 | 0 | 0 | 0 | 0 | 0 | 0 | 0 | 0 | 0 | 0 | 0 | 0 | 0 | 0 | 0 | 0 | 0 | 0 | 0 | 0 | 0 | 0 | 0 | 0 | 0 | 0 | 0 | 0 | 0 | 0 | 0 | 0 | 0 | 0 | 0 | 0 | 0 | 0 | 0 | 0 | 0 | 0 | 0 | 0 | 0 | 0 | 0 | 0 | 0 | 0 | 0 | 0 | 0 | 0 | 0 | 0 | 0 | 0 | 0 | 0 | 0 | 0 | 0 | 0 | 0 | 0 | 0 | 0 | 0 | 0 | 0 | 0 | 0
| 2028 | C1 | 0 | 0 | 0 | 0 | 0 | 0 | [5 empty] | 0 | [5 empty] | 0 | [5 empty] | 0 | [5 empty] | 0 | [5 empty] | 0 | [5 empty] | 0 | [5 empty] | 0 | [5 empty] | 0 | [5 empty] | 0 | [5 empty] | 0 | 0 | 0 | 0 | 0 | 0 | 0 | [5 empty] | 0 | [5 empty] | 0 | [5 empty] | 0
|  | C2 | 0 | 0 | 0 | 0 | 0 | 0 | [5 empty] | 0 | [5 empty] | 0 | [5 empty] | 0 | [5 empty] | 0 | [5 empty] | 0 | [5 empty] | 0 | [5 empty] | 0 | [5 empty] | 0 | [5 empty] | 0 | [5 empty] | 0 | 0 | 0 | 0 | 0 | 0 | 0 | [5 empty] | 0 | [5 empty] | 0 | [5 empty] | 0
|  | C3 | 0 | 0 | 0 | 0 | 0 | 0 | [5 empty] | 0 | [5 empty] | 0 | [5 empty] | 0 | [5 empty] | 0 | [5 empty] | 0 | [5 empty] | 0 | [5 empty] | 0 | [5 empty] | 0 | [5 empty] | 0 | [5 empty] | 0 | 0 | 0 | 0 | 0 | 0 | 0 | [5 empty] | 0 | [5 empty] | 0 | [5 empty] | 0
|  | C4 | 0 | 0 | 0 | 0 | 0 | 0 | [5 empty] | 0 | [5 empty] | 0 | [5 empty] | 0 | [5 empty] | 0 | [5 empty] | 0 | [5 empty] | 0 | [5 empty] | 0 | [5 empty] | 0 | [5 empty] | 0 | [5 empty] | 0 | 0 | 0 | 0 | 0 | 0 | 0 | [5 empty] | 0 | [5 empty] | 0 | [5 empty] | 0
|  |  | 0 | 0 | 0 | 0 | 0 | 0 | 0 | 0 | 0 | 0 | 0 | 0 | 0 | 0 | 0 | 0 | 0 | 0 | 0 | 0 | 0 | 0 | 0 | 0 | 0 | 0 | 0 | 0 | 0 | 0 | 0 | 0 | 0 | 0 | 0 | 0 | 0 | 0 | 0 | 0 | 0 | 0 | 0 | 0 | 0 | 0 | 0 | 0 | 0 | 0 | 0 | 0 | 0 | 0 | 0 | 0 | 0 | 0 | 0 | 0 | 0 | 0 | 0 | 0 | 0 | 0 | 0 | 0 | 0 | 0 | 0 | 0 | 0 | 0 | 0 | 0 | 0 | 0 | 0 | 0 | 0 | 0 | 0 | 0 | 0 | 0 | 0 | 0 | 0 | 0
24 | 66kV Poles
| 2024 | C1 | [5 empty] | 0 | [5 empty] | 0 | [5 empty] | 0 | [5 empty] | 0 | [5 empty] | 0 | [5 empty] | 0 | [5 empty] | 0 | [5 empty] | 0 | [5 empty] | 0 | [5 empty] | 0 | [5 empty] | 0 | 0 | 0 | 0 | 0 | 0 | 0 | [5 empty] | 0 | [5 empty] | 0 | [5 empty] | 0
|  | C2 | [5 empty] | 0 | [5 empty] | 0 | [5 empty] | 0 | [5 empty] | 0 | [5 empty] | 0 | [5 empty] | 0 | [5 empty] | 0 | [5 empty] | 0 | [5 empty] | 0 | [5 empty] | 0 | [5 empty] | 0 | 0 | 0 | 0 | 0 | 0 | 0 | [5 empty] | 0 | [5 empty] | 0 | [5 empty] | 0
|  | C3 | [5 empty] | 0 | [5 empty] | 0 | [5 empty] | 0 | [5 empty] | 0 | [5 empty] | 0 | [5 empty] | 0 | [5 empty] | 0 | [5 empty] | 0 | [5 empty] | 0 | [5 empty] | 0 | [5 empty] | 0 | 0 | 0 | 0 | 0 | 0 | 0 | [5 empty] | 0 | [5 empty] | 0 | [5 empty] | 0
|  | C4 | [5 empty] | 0 | [5 empty] | 0 | [5 empty] | 0 | [5 empty] | 0 | [5 empty] | 0 | [5 empty] | 0 | [5 empty] | 0 | [5 empty] | 0 | [5 empty] | 0 | [5 empty] | 0 | [5 empty] | 0 | 0 | 0 | 0 | 0 | 0 | 0 | [5 empty] | 0 | [5 empty] | 0 | [5 empty] | 0
|  |  | 0 | 0 | 0 | 0 | 0 | 0 | 0 | 0 | 0 | 0 | 0 | 0 | 0 | 0 | 0 | 0 | 0 | 0 | 0 | 0 | 0 | 0 | 0 | 0 | 0 | 0 | 0 | 0 | 0 | 0 | 0 | 0 | 0 | 0 | 0 | 0 | 0 | 0 | 0 | 0 | 0 | 0 | 0 | 0 | 0 | 0 | 0 | 0 | 0 | 0 | 0 | 0 | 0 | 0 | 0 | 0 | 0 | 0 | 0 | 0 | 0 | 0 | 0 | 0 | 0 | 0 | 0 | 0 | 0 | 0 | 0 | 0 | 0 | 0 | 0 | 0 | 0 | 0 | 0 | 0 | 0 | 0 | 0 | 0 | 0 | 0 | 0 | 0 | 0 | 0
| 2025 | C1 | 0 | 0 | 0 | 0 | 0 | 0 | [5 empty] | 0 | [5 empty] | 0 | [5 empty] | 0 | [5 empty] | 0 | [5 empty] | 0 | [5 empty] | 0 | [5 empty] | 0 | [5 empty] | 0 | [5 empty] | 0 | [5 empty] | 0 | 0 | 0 | 0 | 0 | 0 | 0 | [5 empty] | 0 | [5 empty] | 0 | [5 empty] | 0
|  | C2 | 0 | 0 | 0 | 0 | 0 | 0 | [5 empty] | 0 | [5 empty] | 0 | [5 empty] | 0 | [5 empty] | 0 | [5 empty] | 0 | [5 empty] | 0 | [5 empty] | 0 | [5 empty] | 0 | [5 empty] | 0 | [5 empty] | 0 | 0 | 0 | 0 | 0 | 0 | 0 | [5 empty] | 0 | [5 empty] | 0 | [5 empty] | 0
|  | C3 | 0 | 0 | 0 | 0 | 0 | 0 | [5 empty] | 0 | [5 empty] | 0 | [5 empty] | 0 | [5 empty] | 0 | [5 empty] | 0 | [5 empty] | 0 | [5 empty] | 0 | [5 empty] | 0 | [5 empty] | 0 | [5 empty] | 0 | 0 | 0 | 0 | 0 | 0 | 0 | [5 empty] | 0 | [5 empty] | 0 | [5 empty] | 0
|  | C4 | 0 | 0 | 0 | 0 | 0 | 0 | [5 empty] | 0 | [5 empty] | 0 | [5 empty] | 0 | [5 empty] | 0 | [5 empty] | 0 | [5 empty] | 0 | [5 empty] | 0 | [5 empty] | 0 | [5 empty] | 0 | [5 empty] | 0 | 0 | 0 | 0 | 0 | 0 | 0 | [5 empty] | 0 | [5 empty] | 0 | [5 empty] | 0
|  |  | 0 | 0 | 0 | 0 | 0 | 0 | 0 | 0 | 0 | 0 | 0 | 0 | 0 | 0 | 0 | 0 | 0 | 0 | 0 | 0 | 0 | 0 | 0 | 0 | 0 | 0 | 0 | 0 | 0 | 0 | 0 | 0 | 0 | 0 | 0 | 0 | 0 | 0 | 0 | 0 | 0 | 0 | 0 | 0 | 0 | 0 | 0 | 0 | 0 | 0 | 0 | 0 | 0 | 0 | 0 | 0 | 0 | 0 | 0 | 0 | 0 | 0 | 0 | 0 | 0 | 0 | 0 | 0 | 0 | 0 | 0 | 0 | 0 | 0 | 0 | 0 | 0 | 0 | 0 | 0 | 0 | 0 | 0 | 0 | 0 | 0 | 0 | 0 | 0 | 0
| 2026 | C1 | 0 | 0 | 0 | 0 | 0 | 0 | [5 empty] | 0 | [5 empty] | 0 | [5 empty] | 0 | [5 empty] | 0 | [5 empty] | 0 | [5 empty] | 0 | [5 empty] | 0 | [5 empty] | 0 | [5 empty] | 0 | [5 empty] | 0 | 0 | 0 | 0 | 0 | 0 | 0 | [5 empty] | 0 | [5 empty] | 0 | [5 empty] | 0
|  | C2 | 0 | 0 | 0 | 0 | 0 | 0 | [5 empty] | 0 | [5 empty] | 0 | [5 empty] | 0 | [5 empty] | 0 | [5 empty] | 0 | [5 empty] | 0 | [5 empty] | 0 | [5 empty] | 0 | [5 empty] | 0 | [5 empty] | 0 | 0 | 0 | 0 | 0 | 0 | 0 | [5 empty] | 0 | [5 empty] | 0 | [5 empty] | 0
|  | C3 | 0 | 0 | 0 | 0 | 0 | 0 | [5 empty] | 0 | [5 empty] | 0 | [5 empty] | 0 | [5 empty] | 0 | [5 empty] | 0 | [5 empty] | 0 | [5 empty] | 0 | [5 empty] | 0 | [5 empty] | 0 | [5 empty] | 0 | 0 | 0 | 0 | 0 | 0 | 0 | [5 empty] | 0 | [5 empty] | 0 | [5 empty] | 0
|  | C4 | 0 | 0 | 0 | 0 | 0 | 0 | [5 empty] | 0 | [5 empty] | 0 | [5 empty] | 0 | [5 empty] | 0 | [5 empty] | 0 | [5 empty] | 0 | [5 empty] | 0 | [5 empty] | 0 | [5 empty] | 0 | [5 empty] | 0 | 0 | 0 | 0 | 0 | 0 | 0 | [5 empty] | 0 | [5 empty] | 0 | [5 empty] | 0
|  |  | 0 | 0 | 0 | 0 | 0 | 0 | 0 | 0 | 0 | 0 | 0 | 0 | 0 | 0 | 0 | 0 | 0 | 0 | 0 | 0 | 0 | 0 | 0 | 0 | 0 | 0 | 0 | 0 | 0 | 0 | 0 | 0 | 0 | 0 | 0 | 0 | 0 | 0 | 0 | 0 | 0 | 0 | 0 | 0 | 0 | 0 | 0 | 0 | 0 | 0 | 0 | 0 | 0 | 0 | 0 | 0 | 0 | 0 | 0 | 0 | 0 | 0 | 0 | 0 | 0 | 0 | 0 | 0 | 0 | 0 | 0 | 0 | 0 | 0 | 0 | 0 | 0 | 0 | 0 | 0 | 0 | 0 | 0 | 0 | 0 | 0 | 0 | 0 | 0 | 0
| 2027 | C1 | 0 | 0 | 0 | 0 | 0 | 0 | [5 empty] | 0 | [5 empty] | 0 | [5 empty] | 0 | [5 empty] | 0 | [5 empty] | 0 | [5 empty] | 0 | [5 empty] | 0 | [5 empty] | 0 | [5 empty] | 0 | [5 empty] | 0 | 0 | 0 | 0 | 0 | 0 | 0 | [5 empty] | 0 | [5 empty] | 0 | [5 empty] | 0
|  | C2 | 0 | 0 | 0 | 0 | 0 | 0 | [5 empty] | 0 | [5 empty] | 0 | [5 empty] | 0 | [5 empty] | 0 | [5 empty] | 0 | [5 empty] | 0 | [5 empty] | 0 | [5 empty] | 0 | [5 empty] | 0 | [5 empty] | 0 | 0 | 0 | 0 | 0 | 0 | 0 | [5 empty] | 0 | [5 empty] | 0 | [5 empty] | 0
|  | C3 | 0 | 0 | 0 | 0 | 0 | 0 | [5 empty] | 0 | [5 empty] | 0 | [5 empty] | 0 | [5 empty] | 0 | [5 empty] | 0 | [5 empty] | 0 | [5 empty] | 0 | [5 empty] | 0 | [5 empty] | 0 | [5 empty] | 0 | 0 | 0 | 0 | 0 | 0 | 0 | [5 empty] | 0 | [5 empty] | 0 | [5 empty] | 0
|  | C4 | 0 | 0 | 0 | 0 | 0 | 0 | [5 empty] | 0 | [5 empty] | 0 | [5 empty] | 0 | [5 empty] | 0 | [5 empty] | 0 | [5 empty] | 0 | [5 empty] | 0 | [5 empty] | 0 | [5 empty] | 0 | [5 empty] | 0 | 0 | 0 | 0 | 0 | 0 | 0 | [5 empty] | 0 | [5 empty] | 0 | [5 empty] | 0
|  |  | 0 | 0 | 0 | 0 | 0 | 0 | 0 | 0 | 0 | 0 | 0 | 0 | 0 | 0 | 0 | 0 | 0 | 0 | 0 | 0 | 0 | 0 | 0 | 0 | 0 | 0 | 0 | 0 | 0 | 0 | 0 | 0 | 0 | 0 | 0 | 0 | 0 | 0 | 0 | 0 | 0 | 0 | 0 | 0 | 0 | 0 | 0 | 0 | 0 | 0 | 0 | 0 | 0 | 0 | 0 | 0 | 0 | 0 | 0 | 0 | 0 | 0 | 0 | 0 | 0 | 0 | 0 | 0 | 0 | 0 | 0 | 0 | 0 | 0 | 0 | 0 | 0 | 0 | 0 | 0 | 0 | 0 | 0 | 0 | 0 | 0 | 0 | 0 | 0 | 0
| 2028 | C1 | 0 | 0 | 0 | 0 | 0 | 0 | [5 empty] | 0 | [5 empty] | 0 | [5 empty] | 0 | [5 empty] | 0 | [5 empty] | 0 | [5 empty] | 0 | [5 empty] | 0 | [5 empty] | 0 | [5 empty] | 0 | [5 empty] | 0 | 0 | 0 | 0 | 0 | 0 | 0 | [5 empty] | 0 | [5 empty] | 0 | [5 empty] | 0
|  | C2 | 0 | 0 | 0 | 0 | 0 | 0 | [5 empty] | 0 | [5 empty] | 0 | [5 empty] | 0 | [5 empty] | 0 | [5 empty] | 0 | [5 empty] | 0 | [5 empty] | 0 | [5 empty] | 0 | [5 empty] | 0 | [5 empty] | 0 | 0 | 0 | 0 | 0 | 0 | 0 | [5 empty] | 0 | [5 empty] | 0 | [5 empty] | 0
|  | C3 | 0 | 0 | 0 | 0 | 0 | 0 | [5 empty] | 0 | [5 empty] | 0 | [5 empty] | 0 | [5 empty] | 0 | [5 empty] | 0 | [5 empty] | 0 | [5 empty] | 0 | [5 empty] | 0 | [5 empty] | 0 | [5 empty] | 0 | 0 | 0 | 0 | 0 | 0 | 0 | [5 empty] | 0 | [5 empty] | 0 | [5 empty] | 0
|  | C4 | 0 | 0 | 0 | 0 | 0 | 0 | [5 empty] | 0 | [5 empty] | 0 | [5 empty] | 0 | [5 empty] | 0 | [5 empty] | 0 | [5 empty] | 0 | [5 empty] | 0 | [5 empty] | 0 | [5 empty] | 0 | [5 empty] | 0 | 0 | 0 | 0 | 0 | 0 | 0 | [5 empty] | 0 | [5 empty] | 0 | [5 empty] | 0
|  |  | 0 | 0 | 0 | 0 | 0 | 0 | 0 | 0 | 0 | 0 | 0 | 0 | 0 | 0 | 0 | 0 | 0 | 0 | 0 | 0 | 0 | 0 | 0 | 0 | 0 | 0 | 0 | 0 | 0 | 0 | 0 | 0 | 0 | 0 | 0 | 0 | 0 | 0 | 0 | 0 | 0 | 0 | 0 | 0 | 0 | 0 | 0 | 0 | 0 | 0 | 0 | 0 | 0 | 0 | 0 | 0 | 0 | 0 | 0 | 0 | 0 | 0 | 0 | 0 | 0 | 0 | 0 | 0 | 0 | 0 | 0 | 0 | 0 | 0 | 0 | 0 | 0 | 0 | 0 | 0 | 0 | 0 | 0 | 0 | 0 | 0 | 0 | 0 | 0 | 0
25 | 33kV OHL (Tower line) Conductor
| 2024 | C1 | [5 empty] | 0 | [5 empty] | 0 | [5 empty] | 0 | [5 empty] | 0 | [5 empty] | 0 | [5 empty] | 0 | [5 empty] | 0 | [5 empty] | 0 | [5 empty] | 0 | [5 empty] | 0 | [5 empty] | 0 | 0 | 0 | 0 | 0 | 0 | 0 | [5 empty] | 0 | [5 empty] | 0 | [5 empty] | 0
|  | C2 | [5 empty] | 0 | [5 empty] | 0 | [5 empty] | 0 | [5 empty] | 0 | [5 empty] | 0 | [5 empty] | 0 | [5 empty] | 0 | [5 empty] | 0 | [5 empty] | 0 | [5 empty] | 0 | [5 empty] | 0 | 0 | 0 | 0 | 0 | 0 | 0 | [5 empty] | 0 | [5 empty] | 0 | [5 empty] | 0
|  | C3 | [5 empty] | 0 | [5 empty] | 0 | [5 empty] | 0 | [5 empty] | 0 | [5 empty] | 0 | [5 empty] | 0 | [5 empty] | 0 | [5 empty] | 0 | [5 empty] | 0 | [5 empty] | 0 | [5 empty] | 0 | 0 | 0 | 0 | 0 | 0 | 0 | [5 empty] | 0 | [5 empty] | 0 | [5 empty] | 0
|  | C4 | [5 empty] | 0 | [5 empty] | 0 | [5 empty] | 0 | [5 empty] | 0 | [5 empty] | 0 | [5 empty] | 0 | [5 empty] | 0 | [5 empty] | 0 | [5 empty] | 0 | [5 empty] | 0 | [5 empty] | 0 | 0 | 0 | 0 | 0 | 0 | 0 | [5 empty] | 0 | [5 empty] | 0 | [5 empty] | 0
|  |  | 0 | 0 | 0 | 0 | 0 | 0 | 0 | 0 | 0 | 0 | 0 | 0 | 0 | 0 | 0 | 0 | 0 | 0 | 0 | 0 | 0 | 0 | 0 | 0 | 0 | 0 | 0 | 0 | 0 | 0 | 0 | 0 | 0 | 0 | 0 | 0 | 0 | 0 | 0 | 0 | 0 | 0 | 0 | 0 | 0 | 0 | 0 | 0 | 0 | 0 | 0 | 0 | 0 | 0 | 0 | 0 | 0 | 0 | 0 | 0 | 0 | 0 | 0 | 0 | 0 | 0 | 0 | 0 | 0 | 0 | 0 | 0 | 0 | 0 | 0 | 0 | 0 | 0 | 0 | 0 | 0 | 0 | 0 | 0 | 0 | 0 | 0 | 0 | 0 | 0
| 2025 | C1 | 0 | 0 | 0 | 0 | 0 | 0 | [5 empty] | 0 | [5 empty] | 0 | [5 empty] | 0 | [5 empty] | 0 | [5 empty] | 0 | [5 empty] | 0 | [5 empty] | 0 | [5 empty] | 0 | [5 empty] | 0 | [5 empty] | 0 | 0 | 0 | 0 | 0 | 0 | 0 | [5 empty] | 0 | [5 empty] | 0 | [5 empty] | 0
|  | C2 | 0 | 0 | 0 | 0 | 0 | 0 | [5 empty] | 0 | [5 empty] | 0 | [5 empty] | 0 | [5 empty] | 0 | [5 empty] | 0 | [5 empty] | 0 | [5 empty] | 0 | [5 empty] | 0 | [5 empty] | 0 | [5 empty] | 0 | 0 | 0 | 0 | 0 | 0 | 0 | [5 empty] | 0 | [5 empty] | 0 | [5 empty] | 0
|  | C3 | 0 | 0 | 0 | 0 | 0 | 0 | [5 empty] | 0 | [5 empty] | 0 | [5 empty] | 0 | [5 empty] | 0 | [5 empty] | 0 | [5 empty] | 0 | [5 empty] | 0 | [5 empty] | 0 | [5 empty] | 0 | [5 empty] | 0 | 0 | 0 | 0 | 0 | 0 | 0 | [5 empty] | 0 | [5 empty] | 0 | [5 empty] | 0
|  | C4 | 0 | 0 | 0 | 0 | 0 | 0 | [5 empty] | 0 | [5 empty] | 0 | [5 empty] | 0 | [5 empty] | 0 | [5 empty] | 0 | [5 empty] | 0 | [5 empty] | 0 | [5 empty] | 0 | [5 empty] | 0 | [5 empty] | 0 | 0 | 0 | 0 | 0 | 0 | 0 | [5 empty] | 0 | [5 empty] | 0 | [5 empty] | 0
|  |  | 0 | 0 | 0 | 0 | 0 | 0 | 0 | 0 | 0 | 0 | 0 | 0 | 0 | 0 | 0 | 0 | 0 | 0 | 0 | 0 | 0 | 0 | 0 | 0 | 0 | 0 | 0 | 0 | 0 | 0 | 0 | 0 | 0 | 0 | 0 | 0 | 0 | 0 | 0 | 0 | 0 | 0 | 0 | 0 | 0 | 0 | 0 | 0 | 0 | 0 | 0 | 0 | 0 | 0 | 0 | 0 | 0 | 0 | 0 | 0 | 0 | 0 | 0 | 0 | 0 | 0 | 0 | 0 | 0 | 0 | 0 | 0 | 0 | 0 | 0 | 0 | 0 | 0 | 0 | 0 | 0 | 0 | 0 | 0 | 0 | 0 | 0 | 0 | 0 | 0
| 2026 | C1 | 0 | 0 | 0 | 0 | 0 | 0 | [5 empty] | 0 | [5 empty] | 0 | [5 empty] | 0 | [5 empty] | 0 | [5 empty] | 0 | [5 empty] | 0 | [5 empty] | 0 | [5 empty] | 0 | [5 empty] | 0 | [5 empty] | 0 | 0 | 0 | 0 | 0 | 0 | 0 | [5 empty] | 0 | [5 empty] | 0 | [5 empty] | 0
|  | C2 | 0 | 0 | 0 | 0 | 0 | 0 | [5 empty] | 0 | [5 empty] | 0 | [5 empty] | 0 | [5 empty] | 0 | [5 empty] | 0 | [5 empty] | 0 | [5 empty] | 0 | [5 empty] | 0 | [5 empty] | 0 | [5 empty] | 0 | 0 | 0 | 0 | 0 | 0 | 0 | [5 empty] | 0 | [5 empty] | 0 | [5 empty] | 0
|  | C3 | 0 | 0 | 0 | 0 | 0 | 0 | [5 empty] | 0 | [5 empty] | 0 | [5 empty] | 0 | [5 empty] | 0 | [5 empty] | 0 | [5 empty] | 0 | [5 empty] | 0 | [5 empty] | 0 | [5 empty] | 0 | [5 empty] | 0 | 0 | 0 | 0 | 0 | 0 | 0 | [5 empty] | 0 | [5 empty] | 0 | [5 empty] | 0
|  | C4 | 0 | 0 | 0 | 0 | 0 | 0 | [5 empty] | 0 | [5 empty] | 0 | [5 empty] | 0 | [5 empty] | 0 | [5 empty] | 0 | [5 empty] | 0 | [5 empty] | 0 | [5 empty] | 0 | [5 empty] | 0 | [5 empty] | 0 | 0 | 0 | 0 | 0 | 0 | 0 | [5 empty] | 0 | [5 empty] | 0 | [5 empty] | 0
|  |  | 0 | 0 | 0 | 0 | 0 | 0 | 0 | 0 | 0 | 0 | 0 | 0 | 0 | 0 | 0 | 0 | 0 | 0 | 0 | 0 | 0 | 0 | 0 | 0 | 0 | 0 | 0 | 0 | 0 | 0 | 0 | 0 | 0 | 0 | 0 | 0 | 0 | 0 | 0 | 0 | 0 | 0 | 0 | 0 | 0 | 0 | 0 | 0 | 0 | 0 | 0 | 0 | 0 | 0 | 0 | 0 | 0 | 0 | 0 | 0 | 0 | 0 | 0 | 0 | 0 | 0 | 0 | 0 | 0 | 0 | 0 | 0 | 0 | 0 | 0 | 0 | 0 | 0 | 0 | 0 | 0 | 0 | 0 | 0 | 0 | 0 | 0 | 0 | 0 | 0
| 2027 | C1 | 0 | 0 | 0 | 0 | 0 | 0 | [5 empty] | 0 | [5 empty] | 0 | [5 empty] | 0 | [5 empty] | 0 | [5 empty] | 0 | [5 empty] | 0 | [5 empty] | 0 | [5 empty] | 0 | [5 empty] | 0 | [5 empty] | 0 | 0 | 0 | 0 | 0 | 0 | 0 | [5 empty] | 0 | [5 empty] | 0 | [5 empty] | 0
|  | C2 | 0 | 0 | 0 | 0 | 0 | 0 | [5 empty] | 0 | [5 empty] | 0 | [5 empty] | 0 | [5 empty] | 0 | [5 empty] | 0 | [5 empty] | 0 | [5 empty] | 0 | [5 empty] | 0 | [5 empty] | 0 | [5 empty] | 0 | 0 | 0 | 0 | 0 | 0 | 0 | [5 empty] | 0 | [5 empty] | 0 | [5 empty] | 0
|  | C3 | 0 | 0 | 0 | 0 | 0 | 0 | [5 empty] | 0 | [5 empty] | 0 | [5 empty] | 0 | [5 empty] | 0 | [5 empty] | 0 | [5 empty] | 0 | [5 empty] | 0 | [5 empty] | 0 | [5 empty] | 0 | [5 empty] | 0 | 0 | 0 | 0 | 0 | 0 | 0 | [5 empty] | 0 | [5 empty] | 0 | [5 empty] | 0
|  | C4 | 0 | 0 | 0 | 0 | 0 | 0 | [5 empty] | 0 | [5 empty] | 0 | [5 empty] | 0 | [5 empty] | 0 | [5 empty] | 0 | [5 empty] | 0 | [5 empty] | 0 | [5 empty] | 0 | [5 empty] | 0 | [5 empty] | 0 | 0 | 0 | 0 | 0 | 0 | 0 | [5 empty] | 0 | [5 empty] | 0 | [5 empty] | 0
|  |  | 0 | 0 | 0 | 0 | 0 | 0 | 0 | 0 | 0 | 0 | 0 | 0 | 0 | 0 | 0 | 0 | 0 | 0 | 0 | 0 | 0 | 0 | 0 | 0 | 0 | 0 | 0 | 0 | 0 | 0 | 0 | 0 | 0 | 0 | 0 | 0 | 0 | 0 | 0 | 0 | 0 | 0 | 0 | 0 | 0 | 0 | 0 | 0 | 0 | 0 | 0 | 0 | 0 | 0 | 0 | 0 | 0 | 0 | 0 | 0 | 0 | 0 | 0 | 0 | 0 | 0 | 0 | 0 | 0 | 0 | 0 | 0 | 0 | 0 | 0 | 0 | 0 | 0 | 0 | 0 | 0 | 0 | 0 | 0 | 0 | 0 | 0 | 0 | 0 | 0
| 2028 | C1 | 0 | 0 | 0 | 0 | 0 | 0 | [5 empty] | 0 | [5 empty] | 0 | [5 empty] | 0 | [5 empty] | 0 | [5 empty] | 0 | [5 empty] | 0 | [5 empty] | 0 | [5 empty] | 0 | [5 empty] | 0 | [5 empty] | 0 | 0 | 0 | 0 | 0 | 0 | 0 | [5 empty] | 0 | [5 empty] | 0 | [5 empty] | 0
|  | C2 | 0 | 0 | 0 | 0 | 0 | 0 | [5 empty] | 0 | [5 empty] | 0 | [5 empty] | 0 | [5 empty] | 0 | [5 empty] | 0 | [5 empty] | 0 | [5 empty] | 0 | [5 empty] | 0 | [5 empty] | 0 | [5 empty] | 0 | 0 | 0 | 0 | 0 | 0 | 0 | [5 empty] | 0 | [5 empty] | 0 | [5 empty] | 0
|  | C3 | 0 | 0 | 0 | 0 | 0 | 0 | [5 empty] | 0 | [5 empty] | 0 | [5 empty] | 0 | [5 empty] | 0 | [5 empty] | 0 | [5 empty] | 0 | [5 empty] | 0 | [5 empty] | 0 | [5 empty] | 0 | [5 empty] | 0 | 0 | 0 | 0 | 0 | 0 | 0 | [5 empty] | 0 | [5 empty] | 0 | [5 empty] | 0
|  | C4 | 0 | 0 | 0 | 0 | 0 | 0 | [5 empty] | 0 | [5 empty] | 0 | [5 empty] | 0 | [5 empty] | 0 | [5 empty] | 0 | [5 empty] | 0 | [5 empty] | 0 | [5 empty] | 0 | [5 empty] | 0 | [5 empty] | 0 | 0 | 0 | 0 | 0 | 0 | 0 | [5 empty] | 0 | [5 empty] | 0 | [5 empty] | 0
|  |  | 0 | 0 | 0 | 0 | 0 | 0 | 0 | 0 | 0 | 0 | 0 | 0 | 0 | 0 | 0 | 0 | 0 | 0 | 0 | 0 | 0 | 0 | 0 | 0 | 0 | 0 | 0 | 0 | 0 | 0 | 0 | 0 | 0 | 0 | 0 | 0 | 0 | 0 | 0 | 0 | 0 | 0 | 0 | 0 | 0 | 0 | 0 | 0 | 0 | 0 | 0 | 0 | 0 | 0 | 0 | 0 | 0 | 0 | 0 | 0 | 0 | 0 | 0 | 0 | 0 | 0 | 0 | 0 | 0 | 0 | 0 | 0 | 0 | 0 | 0 | 0 | 0 | 0 | 0 | 0 | 0 | 0 | 0 | 0 | 0 | 0 | 0 | 0 | 0 | 0
26 | 33kV Tower
| 2024 | C1 | [5 empty] | 0 | [5 empty] | 0 | [5 empty] | 0 | [5 empty] | 0 | [5 empty] | 0 | [5 empty] | 0 | [5 empty] | 0 | [5 empty] | 0 | [5 empty] | 0 | [5 empty] | 0 | [5 empty] | 0 | 0 | 0 | 0 | 0 | 0 | 0 | [5 empty] | 0 | [5 empty] | 0 | [5 empty] | 0
|  | C2 | [5 empty] | 0 | [5 empty] | 0 | [5 empty] | 0 | [5 empty] | 0 | [5 empty] | 0 | [5 empty] | 0 | [5 empty] | 0 | [5 empty] | 0 | [5 empty] | 0 | [5 empty] | 0 | [5 empty] | 0 | 0 | 0 | 0 | 0 | 0 | 0 | [5 empty] | 0 | [5 empty] | 0 | [5 empty] | 0
|  | C3 | [5 empty] | 0 | [5 empty] | 0 | [5 empty] | 0 | [5 empty] | 0 | [5 empty] | 0 | [5 empty] | 0 | [5 empty] | 0 | [5 empty] | 0 | [5 empty] | 0 | [5 empty] | 0 | [5 empty] | 0 | 0 | 0 | 0 | 0 | 0 | 0 | [5 empty] | 0 | [5 empty] | 0 | [5 empty] | 0
|  | C4 | [5 empty] | 0 | [5 empty] | 0 | [5 empty] | 0 | [5 empty] | 0 | [5 empty] | 0 | [5 empty] | 0 | [5 empty] | 0 | [5 empty] | 0 | [5 empty] | 0 | [5 empty] | 0 | [5 empty] | 0 | 0 | 0 | 0 | 0 | 0 | 0 | [5 empty] | 0 | [5 empty] | 0 | [5 empty] | 0
|  |  | 0 | 0 | 0 | 0 | 0 | 0 | 0 | 0 | 0 | 0 | 0 | 0 | 0 | 0 | 0 | 0 | 0 | 0 | 0 | 0 | 0 | 0 | 0 | 0 | 0 | 0 | 0 | 0 | 0 | 0 | 0 | 0 | 0 | 0 | 0 | 0 | 0 | 0 | 0 | 0 | 0 | 0 | 0 | 0 | 0 | 0 | 0 | 0 | 0 | 0 | 0 | 0 | 0 | 0 | 0 | 0 | 0 | 0 | 0 | 0 | 0 | 0 | 0 | 0 | 0 | 0 | 0 | 0 | 0 | 0 | 0 | 0 | 0 | 0 | 0 | 0 | 0 | 0 | 0 | 0 | 0 | 0 | 0 | 0 | 0 | 0 | 0 | 0 | 0 | 0
| 2025 | C1 | 0 | 0 | 0 | 0 | 0 | 0 | [5 empty] | 0 | [5 empty] | 0 | [5 empty] | 0 | [5 empty] | 0 | [5 empty] | 0 | [5 empty] | 0 | [5 empty] | 0 | [5 empty] | 0 | [5 empty] | 0 | [5 empty] | 0 | 0 | 0 | 0 | 0 | 0 | 0 | [5 empty] | 0 | [5 empty] | 0 | [5 empty] | 0
|  | C2 | 0 | 0 | 0 | 0 | 0 | 0 | [5 empty] | 0 | [5 empty] | 0 | [5 empty] | 0 | [5 empty] | 0 | [5 empty] | 0 | [5 empty] | 0 | [5 empty] | 0 | [5 empty] | 0 | [5 empty] | 0 | [5 empty] | 0 | 0 | 0 | 0 | 0 | 0 | 0 | [5 empty] | 0 | [5 empty] | 0 | [5 empty] | 0
|  | C3 | 0 | 0 | 0 | 0 | 0 | 0 | [5 empty] | 0 | [5 empty] | 0 | [5 empty] | 0 | [5 empty] | 0 | [5 empty] | 0 | [5 empty] | 0 | [5 empty] | 0 | [5 empty] | 0 | [5 empty] | 0 | [5 empty] | 0 | 0 | 0 | 0 | 0 | 0 | 0 | [5 empty] | 0 | [5 empty] | 0 | [5 empty] | 0
|  | C4 | 0 | 0 | 0 | 0 | 0 | 0 | [5 empty] | 0 | [5 empty] | 0 | [5 empty] | 0 | [5 empty] | 0 | [5 empty] | 0 | [5 empty] | 0 | [5 empty] | 0 | [5 empty] | 0 | [5 empty] | 0 | [5 empty] | 0 | 0 | 0 | 0 | 0 | 0 | 0 | [5 empty] | 0 | [5 empty] | 0 | [5 empty] | 0
|  |  | 0 | 0 | 0 | 0 | 0 | 0 | 0 | 0 | 0 | 0 | 0 | 0 | 0 | 0 | 0 | 0 | 0 | 0 | 0 | 0 | 0 | 0 | 0 | 0 | 0 | 0 | 0 | 0 | 0 | 0 | 0 | 0 | 0 | 0 | 0 | 0 | 0 | 0 | 0 | 0 | 0 | 0 | 0 | 0 | 0 | 0 | 0 | 0 | 0 | 0 | 0 | 0 | 0 | 0 | 0 | 0 | 0 | 0 | 0 | 0 | 0 | 0 | 0 | 0 | 0 | 0 | 0 | 0 | 0 | 0 | 0 | 0 | 0 | 0 | 0 | 0 | 0 | 0 | 0 | 0 | 0 | 0 | 0 | 0 | 0 | 0 | 0 | 0 | 0 | 0
| 2026 | C1 | 0 | 0 | 0 | 0 | 0 | 0 | [5 empty] | 0 | [5 empty] | 0 | [5 empty] | 0 | [5 empty] | 0 | [5 empty] | 0 | [5 empty] | 0 | [5 empty] | 0 | [5 empty] | 0 | [5 empty] | 0 | [5 empty] | 0 | 0 | 0 | 0 | 0 | 0 | 0 | [5 empty] | 0 | [5 empty] | 0 | [5 empty] | 0
|  | C2 | 0 | 0 | 0 | 0 | 0 | 0 | [5 empty] | 0 | [5 empty] | 0 | [5 empty] | 0 | [5 empty] | 0 | [5 empty] | 0 | [5 empty] | 0 | [5 empty] | 0 | [5 empty] | 0 | [5 empty] | 0 | [5 empty] | 0 | 0 | 0 | 0 | 0 | 0 | 0 | [5 empty] | 0 | [5 empty] | 0 | [5 empty] | 0
|  | C3 | 0 | 0 | 0 | 0 | 0 | 0 | [5 empty] | 0 | [5 empty] | 0 | [5 empty] | 0 | [5 empty] | 0 | [5 empty] | 0 | [5 empty] | 0 | [5 empty] | 0 | [5 empty] | 0 | [5 empty] | 0 | [5 empty] | 0 | 0 | 0 | 0 | 0 | 0 | 0 | [5 empty] | 0 | [5 empty] | 0 | [5 empty] | 0
|  | C4 | 0 | 0 | 0 | 0 | 0 | 0 | [5 empty] | 0 | [5 empty] | 0 | [5 empty] | 0 | [5 empty] | 0 | [5 empty] | 0 | [5 empty] | 0 | [5 empty] | 0 | [5 empty] | 0 | [5 empty] | 0 | [5 empty] | 0 | 0 | 0 | 0 | 0 | 0 | 0 | [5 empty] | 0 | [5 empty] | 0 | [5 empty] | 0
|  |  | 0 | 0 | 0 | 0 | 0 | 0 | 0 | 0 | 0 | 0 | 0 | 0 | 0 | 0 | 0 | 0 | 0 | 0 | 0 | 0 | 0 | 0 | 0 | 0 | 0 | 0 | 0 | 0 | 0 | 0 | 0 | 0 | 0 | 0 | 0 | 0 | 0 | 0 | 0 | 0 | 0 | 0 | 0 | 0 | 0 | 0 | 0 | 0 | 0 | 0 | 0 | 0 | 0 | 0 | 0 | 0 | 0 | 0 | 0 | 0 | 0 | 0 | 0 | 0 | 0 | 0 | 0 | 0 | 0 | 0 | 0 | 0 | 0 | 0 | 0 | 0 | 0 | 0 | 0 | 0 | 0 | 0 | 0 | 0 | 0 | 0 | 0 | 0 | 0 | 0
| 2027 | C1 | 0 | 0 | 0 | 0 | 0 | 0 | [5 empty] | 0 | [5 empty] | 0 | [5 empty] | 0 | [5 empty] | 0 | [5 empty] | 0 | [5 empty] | 0 | [5 empty] | 0 | [5 empty] | 0 | [5 empty] | 0 | [5 empty] | 0 | 0 | 0 | 0 | 0 | 0 | 0 | [5 empty] | 0 | [5 empty] | 0 | [5 empty] | 0
|  | C2 | 0 | 0 | 0 | 0 | 0 | 0 | [5 empty] | 0 | [5 empty] | 0 | [5 empty] | 0 | [5 empty] | 0 | [5 empty] | 0 | [5 empty] | 0 | [5 empty] | 0 | [5 empty] | 0 | [5 empty] | 0 | [5 empty] | 0 | 0 | 0 | 0 | 0 | 0 | 0 | [5 empty] | 0 | [5 empty] | 0 | [5 empty] | 0
|  | C3 | 0 | 0 | 0 | 0 | 0 | 0 | [5 empty] | 0 | [5 empty] | 0 | [5 empty] | 0 | [5 empty] | 0 | [5 empty] | 0 | [5 empty] | 0 | [5 empty] | 0 | [5 empty] | 0 | [5 empty] | 0 | [5 empty] | 0 | 0 | 0 | 0 | 0 | 0 | 0 | [5 empty] | 0 | [5 empty] | 0 | [5 empty] | 0
|  | C4 | 0 | 0 | 0 | 0 | 0 | 0 | [5 empty] | 0 | [5 empty] | 0 | [5 empty] | 0 | [5 empty] | 0 | [5 empty] | 0 | [5 empty] | 0 | [5 empty] | 0 | [5 empty] | 0 | [5 empty] | 0 | [5 empty] | 0 | 0 | 0 | 0 | 0 | 0 | 0 | [5 empty] | 0 | [5 empty] | 0 | [5 empty] | 0
|  |  | 0 | 0 | 0 | 0 | 0 | 0 | 0 | 0 | 0 | 0 | 0 | 0 | 0 | 0 | 0 | 0 | 0 | 0 | 0 | 0 | 0 | 0 | 0 | 0 | 0 | 0 | 0 | 0 | 0 | 0 | 0 | 0 | 0 | 0 | 0 | 0 | 0 | 0 | 0 | 0 | 0 | 0 | 0 | 0 | 0 | 0 | 0 | 0 | 0 | 0 | 0 | 0 | 0 | 0 | 0 | 0 | 0 | 0 | 0 | 0 | 0 | 0 | 0 | 0 | 0 | 0 | 0 | 0 | 0 | 0 | 0 | 0 | 0 | 0 | 0 | 0 | 0 | 0 | 0 | 0 | 0 | 0 | 0 | 0 | 0 | 0 | 0 | 0 | 0 | 0
| 2028 | C1 | 0 | 0 | 0 | 0 | 0 | 0 | [5 empty] | 0 | [5 empty] | 0 | [5 empty] | 0 | [5 empty] | 0 | [5 empty] | 0 | [5 empty] | 0 | [5 empty] | 0 | [5 empty] | 0 | [5 empty] | 0 | [5 empty] | 0 | 0 | 0 | 0 | 0 | 0 | 0 | [5 empty] | 0 | [5 empty] | 0 | [5 empty] | 0
|  | C2 | 0 | 0 | 0 | 0 | 0 | 0 | [5 empty] | 0 | [5 empty] | 0 | [5 empty] | 0 | [5 empty] | 0 | [5 empty] | 0 | [5 empty] | 0 | [5 empty] | 0 | [5 empty] | 0 | [5 empty] | 0 | [5 empty] | 0 | 0 | 0 | 0 | 0 | 0 | 0 | [5 empty] | 0 | [5 empty] | 0 | [5 empty] | 0
|  | C3 | 0 | 0 | 0 | 0 | 0 | 0 | [5 empty] | 0 | [5 empty] | 0 | [5 empty] | 0 | [5 empty] | 0 | [5 empty] | 0 | [5 empty] | 0 | [5 empty] | 0 | [5 empty] | 0 | [5 empty] | 0 | [5 empty] | 0 | 0 | 0 | 0 | 0 | 0 | 0 | [5 empty] | 0 | [5 empty] | 0 | [5 empty] | 0
|  | C4 | 0 | 0 | 0 | 0 | 0 | 0 | [5 empty] | 0 | [5 empty] | 0 | [5 empty] | 0 | [5 empty] | 0 | [5 empty] | 0 | [5 empty] | 0 | [5 empty] | 0 | [5 empty] | 0 | [5 empty] | 0 | [5 empty] | 0 | 0 | 0 | 0 | 0 | 0 | 0 | [5 empty] | 0 | [5 empty] | 0 | [5 empty] | 0
|  |  | 0 | 0 | 0 | 0 | 0 | 0 | 0 | 0 | 0 | 0 | 0 | 0 | 0 | 0 | 0 | 0 | 0 | 0 | 0 | 0 | 0 | 0 | 0 | 0 | 0 | 0 | 0 | 0 | 0 | 0 | 0 | 0 | 0 | 0 | 0 | 0 | 0 | 0 | 0 | 0 | 0 | 0 | 0 | 0 | 0 | 0 | 0 | 0 | 0 | 0 | 0 | 0 | 0 | 0 | 0 | 0 | 0 | 0 | 0 | 0 | 0 | 0 | 0 | 0 | 0 | 0 | 0 | 0 | 0 | 0 | 0 | 0 | 0 | 0 | 0 | 0 | 0 | 0 | 0 | 0 | 0 | 0 | 0 | 0 | 0 | 0 | 0 | 0 | 0 | 0
27 | 33kV Fittings
| 2024 | C1 | [5 empty] | 0 | [5 empty] | 0 | [5 empty] | 0 | [5 empty] | 0 | [5 empty] | 0 | [5 empty] | 0 | [5 empty] | 0 | [5 empty] | 0 | [5 empty] | 0 | [5 empty] | 0 | [5 empty] | 0 | 0 | 0 | 0 | 0 | 0 | 0 | [5 empty] | 0 | [5 empty] | 0 | [5 empty] | 0
|  | C2 | [5 empty] | 0 | [5 empty] | 0 | [5 empty] | 0 | [5 empty] | 0 | [5 empty] | 0 | [5 empty] | 0 | [5 empty] | 0 | [5 empty] | 0 | [5 empty] | 0 | [5 empty] | 0 | [5 empty] | 0 | 0 | 0 | 0 | 0 | 0 | 0 | [5 empty] | 0 | [5 empty] | 0 | [5 empty] | 0
|  | C3 | [5 empty] | 0 | [5 empty] | 0 | [5 empty] | 0 | [5 empty] | 0 | [5 empty] | 0 | [5 empty] | 0 | [5 empty] | 0 | [5 empty] | 0 | [5 empty] | 0 | [5 empty] | 0 | [5 empty] | 0 | 0 | 0 | 0 | 0 | 0 | 0 | [5 empty] | 0 | [5 empty] | 0 | [5 empty] | 0
|  | C4 | [5 empty] | 0 | [5 empty] | 0 | [5 empty] | 0 | [5 empty] | 0 | [5 empty] | 0 | [5 empty] | 0 | [5 empty] | 0 | [5 empty] | 0 | [5 empty] | 0 | [5 empty] | 0 | [5 empty] | 0 | 0 | 0 | 0 | 0 | 0 | 0 | [5 empty] | 0 | [5 empty] | 0 | [5 empty] | 0
|  |  | 0 | 0 | 0 | 0 | 0 | 0 | 0 | 0 | 0 | 0 | 0 | 0 | 0 | 0 | 0 | 0 | 0 | 0 | 0 | 0 | 0 | 0 | 0 | 0 | 0 | 0 | 0 | 0 | 0 | 0 | 0 | 0 | 0 | 0 | 0 | 0 | 0 | 0 | 0 | 0 | 0 | 0 | 0 | 0 | 0 | 0 | 0 | 0 | 0 | 0 | 0 | 0 | 0 | 0 | 0 | 0 | 0 | 0 | 0 | 0 | 0 | 0 | 0 | 0 | 0 | 0 | 0 | 0 | 0 | 0 | 0 | 0 | 0 | 0 | 0 | 0 | 0 | 0 | 0 | 0 | 0 | 0 | 0 | 0 | 0 | 0 | 0 | 0 | 0 | 0
| 2025 | C1 | 0 | 0 | 0 | 0 | 0 | 0 | [5 empty] | 0 | [5 empty] | 0 | [5 empty] | 0 | [5 empty] | 0 | [5 empty] | 0 | [5 empty] | 0 | [5 empty] | 0 | [5 empty] | 0 | [5 empty] | 0 | [5 empty] | 0 | 0 | 0 | 0 | 0 | 0 | 0 | [5 empty] | 0 | [5 empty] | 0 | [5 empty] | 0
|  | C2 | 0 | 0 | 0 | 0 | 0 | 0 | [5 empty] | 0 | [5 empty] | 0 | [5 empty] | 0 | [5 empty] | 0 | [5 empty] | 0 | [5 empty] | 0 | [5 empty] | 0 | [5 empty] | 0 | [5 empty] | 0 | [5 empty] | 0 | 0 | 0 | 0 | 0 | 0 | 0 | [5 empty] | 0 | [5 empty] | 0 | [5 empty] | 0
|  | C3 | 0 | 0 | 0 | 0 | 0 | 0 | [5 empty] | 0 | [5 empty] | 0 | [5 empty] | 0 | [5 empty] | 0 | [5 empty] | 0 | [5 empty] | 0 | [5 empty] | 0 | [5 empty] | 0 | [5 empty] | 0 | [5 empty] | 0 | 0 | 0 | 0 | 0 | 0 | 0 | [5 empty] | 0 | [5 empty] | 0 | [5 empty] | 0
|  | C4 | 0 | 0 | 0 | 0 | 0 | 0 | [5 empty] | 0 | [5 empty] | 0 | [5 empty] | 0 | [5 empty] | 0 | [5 empty] | 0 | [5 empty] | 0 | [5 empty] | 0 | [5 empty] | 0 | [5 empty] | 0 | [5 empty] | 0 | 0 | 0 | 0 | 0 | 0 | 0 | [5 empty] | 0 | [5 empty] | 0 | [5 empty] | 0
|  |  | 0 | 0 | 0 | 0 | 0 | 0 | 0 | 0 | 0 | 0 | 0 | 0 | 0 | 0 | 0 | 0 | 0 | 0 | 0 | 0 | 0 | 0 | 0 | 0 | 0 | 0 | 0 | 0 | 0 | 0 | 0 | 0 | 0 | 0 | 0 | 0 | 0 | 0 | 0 | 0 | 0 | 0 | 0 | 0 | 0 | 0 | 0 | 0 | 0 | 0 | 0 | 0 | 0 | 0 | 0 | 0 | 0 | 0 | 0 | 0 | 0 | 0 | 0 | 0 | 0 | 0 | 0 | 0 | 0 | 0 | 0 | 0 | 0 | 0 | 0 | 0 | 0 | 0 | 0 | 0 | 0 | 0 | 0 | 0 | 0 | 0 | 0 | 0 | 0 | 0
| 2026 | C1 | 0 | 0 | 0 | 0 | 0 | 0 | [5 empty] | 0 | [5 empty] | 0 | [5 empty] | 0 | [5 empty] | 0 | [5 empty] | 0 | [5 empty] | 0 | [5 empty] | 0 | [5 empty] | 0 | [5 empty] | 0 | [5 empty] | 0 | 0 | 0 | 0 | 0 | 0 | 0 | [5 empty] | 0 | [5 empty] | 0 | [5 empty] | 0
|  | C2 | 0 | 0 | 0 | 0 | 0 | 0 | [5 empty] | 0 | [5 empty] | 0 | [5 empty] | 0 | [5 empty] | 0 | [5 empty] | 0 | [5 empty] | 0 | [5 empty] | 0 | [5 empty] | 0 | [5 empty] | 0 | [5 empty] | 0 | 0 | 0 | 0 | 0 | 0 | 0 | [5 empty] | 0 | [5 empty] | 0 | [5 empty] | 0
|  | C3 | 0 | 0 | 0 | 0 | 0 | 0 | [5 empty] | 0 | [5 empty] | 0 | [5 empty] | 0 | [5 empty] | 0 | [5 empty] | 0 | [5 empty] | 0 | [5 empty] | 0 | [5 empty] | 0 | [5 empty] | 0 | [5 empty] | 0 | 0 | 0 | 0 | 0 | 0 | 0 | [5 empty] | 0 | [5 empty] | 0 | [5 empty] | 0
|  | C4 | 0 | 0 | 0 | 0 | 0 | 0 | [5 empty] | 0 | [5 empty] | 0 | [5 empty] | 0 | [5 empty] | 0 | [5 empty] | 0 | [5 empty] | 0 | [5 empty] | 0 | [5 empty] | 0 | [5 empty] | 0 | [5 empty] | 0 | 0 | 0 | 0 | 0 | 0 | 0 | [5 empty] | 0 | [5 empty] | 0 | [5 empty] | 0
|  |  | 0 | 0 | 0 | 0 | 0 | 0 | 0 | 0 | 0 | 0 | 0 | 0 | 0 | 0 | 0 | 0 | 0 | 0 | 0 | 0 | 0 | 0 | 0 | 0 | 0 | 0 | 0 | 0 | 0 | 0 | 0 | 0 | 0 | 0 | 0 | 0 | 0 | 0 | 0 | 0 | 0 | 0 | 0 | 0 | 0 | 0 | 0 | 0 | 0 | 0 | 0 | 0 | 0 | 0 | 0 | 0 | 0 | 0 | 0 | 0 | 0 | 0 | 0 | 0 | 0 | 0 | 0 | 0 | 0 | 0 | 0 | 0 | 0 | 0 | 0 | 0 | 0 | 0 | 0 | 0 | 0 | 0 | 0 | 0 | 0 | 0 | 0 | 0 | 0 | 0
| 2027 | C1 | 0 | 0 | 0 | 0 | 0 | 0 | [5 empty] | 0 | [5 empty] | 0 | [5 empty] | 0 | [5 empty] | 0 | [5 empty] | 0 | [5 empty] | 0 | [5 empty] | 0 | [5 empty] | 0 | [5 empty] | 0 | [5 empty] | 0 | 0 | 0 | 0 | 0 | 0 | 0 | [5 empty] | 0 | [5 empty] | 0 | [5 empty] | 0
|  | C2 | 0 | 0 | 0 | 0 | 0 | 0 | [5 empty] | 0 | [5 empty] | 0 | [5 empty] | 0 | [5 empty] | 0 | [5 empty] | 0 | [5 empty] | 0 | [5 empty] | 0 | [5 empty] | 0 | [5 empty] | 0 | [5 empty] | 0 | 0 | 0 | 0 | 0 | 0 | 0 | [5 empty] | 0 | [5 empty] | 0 | [5 empty] | 0
|  | C3 | 0 | 0 | 0 | 0 | 0 | 0 | [5 empty] | 0 | [5 empty] | 0 | [5 empty] | 0 | [5 empty] | 0 | [5 empty] | 0 | [5 empty] | 0 | [5 empty] | 0 | [5 empty] | 0 | [5 empty] | 0 | [5 empty] | 0 | 0 | 0 | 0 | 0 | 0 | 0 | [5 empty] | 0 | [5 empty] | 0 | [5 empty] | 0
|  | C4 | 0 | 0 | 0 | 0 | 0 | 0 | [5 empty] | 0 | [5 empty] | 0 | [5 empty] | 0 | [5 empty] | 0 | [5 empty] | 0 | [5 empty] | 0 | [5 empty] | 0 | [5 empty] | 0 | [5 empty] | 0 | [5 empty] | 0 | 0 | 0 | 0 | 0 | 0 | 0 | [5 empty] | 0 | [5 empty] | 0 | [5 empty] | 0
|  |  | 0 | 0 | 0 | 0 | 0 | 0 | 0 | 0 | 0 | 0 | 0 | 0 | 0 | 0 | 0 | 0 | 0 | 0 | 0 | 0 | 0 | 0 | 0 | 0 | 0 | 0 | 0 | 0 | 0 | 0 | 0 | 0 | 0 | 0 | 0 | 0 | 0 | 0 | 0 | 0 | 0 | 0 | 0 | 0 | 0 | 0 | 0 | 0 | 0 | 0 | 0 | 0 | 0 | 0 | 0 | 0 | 0 | 0 | 0 | 0 | 0 | 0 | 0 | 0 | 0 | 0 | 0 | 0 | 0 | 0 | 0 | 0 | 0 | 0 | 0 | 0 | 0 | 0 | 0 | 0 | 0 | 0 | 0 | 0 | 0 | 0 | 0 | 0 | 0 | 0
| 2028 | C1 | 0 | 0 | 0 | 0 | 0 | 0 | [5 empty] | 0 | [5 empty] | 0 | [5 empty] | 0 | [5 empty] | 0 | [5 empty] | 0 | [5 empty] | 0 | [5 empty] | 0 | [5 empty] | 0 | [5 empty] | 0 | [5 empty] | 0 | 0 | 0 | 0 | 0 | 0 | 0 | [5 empty] | 0 | [5 empty] | 0 | [5 empty] | 0
|  | C2 | 0 | 0 | 0 | 0 | 0 | 0 | [5 empty] | 0 | [5 empty] | 0 | [5 empty] | 0 | [5 empty] | 0 | [5 empty] | 0 | [5 empty] | 0 | [5 empty] | 0 | [5 empty] | 0 | [5 empty] | 0 | [5 empty] | 0 | 0 | 0 | 0 | 0 | 0 | 0 | [5 empty] | 0 | [5 empty] | 0 | [5 empty] | 0
|  | C3 | 0 | 0 | 0 | 0 | 0 | 0 | [5 empty] | 0 | [5 empty] | 0 | [5 empty] | 0 | [5 empty] | 0 | [5 empty] | 0 | [5 empty] | 0 | [5 empty] | 0 | [5 empty] | 0 | [5 empty] | 0 | [5 empty] | 0 | 0 | 0 | 0 | 0 | 0 | 0 | [5 empty] | 0 | [5 empty] | 0 | [5 empty] | 0
|  | C4 | 0 | 0 | 0 | 0 | 0 | 0 | [5 empty] | 0 | [5 empty] | 0 | [5 empty] | 0 | [5 empty] | 0 | [5 empty] | 0 | [5 empty] | 0 | [5 empty] | 0 | [5 empty] | 0 | [5 empty] | 0 | [5 empty] | 0 | 0 | 0 | 0 | 0 | 0 | 0 | [5 empty] | 0 | [5 empty] | 0 | [5 empty] | 0
|  |  | 0 | 0 | 0 | 0 | 0 | 0 | 0 | 0 | 0 | 0 | 0 | 0 | 0 | 0 | 0 | 0 | 0 | 0 | 0 | 0 | 0 | 0 | 0 | 0 | 0 | 0 | 0 | 0 | 0 | 0 | 0 | 0 | 0 | 0 | 0 | 0 | 0 | 0 | 0 | 0 | 0 | 0 | 0 | 0 | 0 | 0 | 0 | 0 | 0 | 0 | 0 | 0 | 0 | 0 | 0 | 0 | 0 | 0 | 0 | 0 | 0 | 0 | 0 | 0 | 0 | 0 | 0 | 0 | 0 | 0 | 0 | 0 | 0 | 0 | 0 | 0 | 0 | 0 | 0 | 0 | 0 | 0 | 0 | 0 | 0 | 0 | 0 | 0 | 0 | 0
28 | 66kV OHL (Tower Line) Conductor
| 2024 | C1 | [5 empty] | 0 | [5 empty] | 0 | [5 empty] | 0 | [5 empty] | 0 | [5 empty] | 0 | [5 empty] | 0 | [5 empty] | 0 | [5 empty] | 0 | [5 empty] | 0 | [5 empty] | 0 | [5 empty] | 0 | 0 | 0 | 0 | 0 | 0 | 0 | [5 empty] | 0 | [5 empty] | 0 | [5 empty] | 0
|  | C2 | [5 empty] | 0 | [5 empty] | 0 | [5 empty] | 0 | [5 empty] | 0 | [5 empty] | 0 | [5 empty] | 0 | [5 empty] | 0 | [5 empty] | 0 | [5 empty] | 0 | [5 empty] | 0 | [5 empty] | 0 | 0 | 0 | 0 | 0 | 0 | 0 | [5 empty] | 0 | [5 empty] | 0 | [5 empty] | 0
|  | C3 | [5 empty] | 0 | [5 empty] | 0 | [5 empty] | 0 | [5 empty] | 0 | [5 empty] | 0 | [5 empty] | 0 | [5 empty] | 0 | [5 empty] | 0 | [5 empty] | 0 | [5 empty] | 0 | [5 empty] | 0 | 0 | 0 | 0 | 0 | 0 | 0 | [5 empty] | 0 | [5 empty] | 0 | [5 empty] | 0
|  | C4 | [5 empty] | 0 | [5 empty] | 0 | [5 empty] | 0 | [5 empty] | 0 | [5 empty] | 0 | [5 empty] | 0 | [5 empty] | 0 | [5 empty] | 0 | [5 empty] | 0 | [5 empty] | 0 | [5 empty] | 0 | 0 | 0 | 0 | 0 | 0 | 0 | [5 empty] | 0 | [5 empty] | 0 | [5 empty] | 0
|  |  | 0 | 0 | 0 | 0 | 0 | 0 | 0 | 0 | 0 | 0 | 0 | 0 | 0 | 0 | 0 | 0 | 0 | 0 | 0 | 0 | 0 | 0 | 0 | 0 | 0 | 0 | 0 | 0 | 0 | 0 | 0 | 0 | 0 | 0 | 0 | 0 | 0 | 0 | 0 | 0 | 0 | 0 | 0 | 0 | 0 | 0 | 0 | 0 | 0 | 0 | 0 | 0 | 0 | 0 | 0 | 0 | 0 | 0 | 0 | 0 | 0 | 0 | 0 | 0 | 0 | 0 | 0 | 0 | 0 | 0 | 0 | 0 | 0 | 0 | 0 | 0 | 0 | 0 | 0 | 0 | 0 | 0 | 0 | 0 | 0 | 0 | 0 | 0 | 0 | 0
| 2025 | C1 | 0 | 0 | 0 | 0 | 0 | 0 | [5 empty] | 0 | [5 empty] | 0 | [5 empty] | 0 | [5 empty] | 0 | [5 empty] | 0 | [5 empty] | 0 | [5 empty] | 0 | [5 empty] | 0 | [5 empty] | 0 | [5 empty] | 0 | 0 | 0 | 0 | 0 | 0 | 0 | [5 empty] | 0 | [5 empty] | 0 | [5 empty] | 0
|  | C2 | 0 | 0 | 0 | 0 | 0 | 0 | [5 empty] | 0 | [5 empty] | 0 | [5 empty] | 0 | [5 empty] | 0 | [5 empty] | 0 | [5 empty] | 0 | [5 empty] | 0 | [5 empty] | 0 | [5 empty] | 0 | [5 empty] | 0 | 0 | 0 | 0 | 0 | 0 | 0 | [5 empty] | 0 | [5 empty] | 0 | [5 empty] | 0
|  | C3 | 0 | 0 | 0 | 0 | 0 | 0 | [5 empty] | 0 | [5 empty] | 0 | [5 empty] | 0 | [5 empty] | 0 | [5 empty] | 0 | [5 empty] | 0 | [5 empty] | 0 | [5 empty] | 0 | [5 empty] | 0 | [5 empty] | 0 | 0 | 0 | 0 | 0 | 0 | 0 | [5 empty] | 0 | [5 empty] | 0 | [5 empty] | 0
|  | C4 | 0 | 0 | 0 | 0 | 0 | 0 | [5 empty] | 0 | [5 empty] | 0 | [5 empty] | 0 | [5 empty] | 0 | [5 empty] | 0 | [5 empty] | 0 | [5 empty] | 0 | [5 empty] | 0 | [5 empty] | 0 | [5 empty] | 0 | 0 | 0 | 0 | 0 | 0 | 0 | [5 empty] | 0 | [5 empty] | 0 | [5 empty] | 0
|  |  | 0 | 0 | 0 | 0 | 0 | 0 | 0 | 0 | 0 | 0 | 0 | 0 | 0 | 0 | 0 | 0 | 0 | 0 | 0 | 0 | 0 | 0 | 0 | 0 | 0 | 0 | 0 | 0 | 0 | 0 | 0 | 0 | 0 | 0 | 0 | 0 | 0 | 0 | 0 | 0 | 0 | 0 | 0 | 0 | 0 | 0 | 0 | 0 | 0 | 0 | 0 | 0 | 0 | 0 | 0 | 0 | 0 | 0 | 0 | 0 | 0 | 0 | 0 | 0 | 0 | 0 | 0 | 0 | 0 | 0 | 0 | 0 | 0 | 0 | 0 | 0 | 0 | 0 | 0 | 0 | 0 | 0 | 0 | 0 | 0 | 0 | 0 | 0 | 0 | 0
| 2026 | C1 | 0 | 0 | 0 | 0 | 0 | 0 | [5 empty] | 0 | [5 empty] | 0 | [5 empty] | 0 | [5 empty] | 0 | [5 empty] | 0 | [5 empty] | 0 | [5 empty] | 0 | [5 empty] | 0 | [5 empty] | 0 | [5 empty] | 0 | 0 | 0 | 0 | 0 | 0 | 0 | [5 empty] | 0 | [5 empty] | 0 | [5 empty] | 0
|  | C2 | 0 | 0 | 0 | 0 | 0 | 0 | [5 empty] | 0 | [5 empty] | 0 | [5 empty] | 0 | [5 empty] | 0 | [5 empty] | 0 | [5 empty] | 0 | [5 empty] | 0 | [5 empty] | 0 | [5 empty] | 0 | [5 empty] | 0 | 0 | 0 | 0 | 0 | 0 | 0 | [5 empty] | 0 | [5 empty] | 0 | [5 empty] | 0
|  | C3 | 0 | 0 | 0 | 0 | 0 | 0 | [5 empty] | 0 | [5 empty] | 0 | [5 empty] | 0 | [5 empty] | 0 | [5 empty] | 0 | [5 empty] | 0 | [5 empty] | 0 | [5 empty] | 0 | [5 empty] | 0 | [5 empty] | 0 | 0 | 0 | 0 | 0 | 0 | 0 | [5 empty] | 0 | [5 empty] | 0 | [5 empty] | 0
|  | C4 | 0 | 0 | 0 | 0 | 0 | 0 | [5 empty] | 0 | [5 empty] | 0 | [5 empty] | 0 | [5 empty] | 0 | [5 empty] | 0 | [5 empty] | 0 | [5 empty] | 0 | [5 empty] | 0 | [5 empty] | 0 | [5 empty] | 0 | 0 | 0 | 0 | 0 | 0 | 0 | [5 empty] | 0 | [5 empty] | 0 | [5 empty] | 0
|  |  | 0 | 0 | 0 | 0 | 0 | 0 | 0 | 0 | 0 | 0 | 0 | 0 | 0 | 0 | 0 | 0 | 0 | 0 | 0 | 0 | 0 | 0 | 0 | 0 | 0 | 0 | 0 | 0 | 0 | 0 | 0 | 0 | 0 | 0 | 0 | 0 | 0 | 0 | 0 | 0 | 0 | 0 | 0 | 0 | 0 | 0 | 0 | 0 | 0 | 0 | 0 | 0 | 0 | 0 | 0 | 0 | 0 | 0 | 0 | 0 | 0 | 0 | 0 | 0 | 0 | 0 | 0 | 0 | 0 | 0 | 0 | 0 | 0 | 0 | 0 | 0 | 0 | 0 | 0 | 0 | 0 | 0 | 0 | 0 | 0 | 0 | 0 | 0 | 0 | 0
| 2027 | C1 | 0 | 0 | 0 | 0 | 0 | 0 | [5 empty] | 0 | [5 empty] | 0 | [5 empty] | 0 | [5 empty] | 0 | [5 empty] | 0 | [5 empty] | 0 | [5 empty] | 0 | [5 empty] | 0 | [5 empty] | 0 | [5 empty] | 0 | 0 | 0 | 0 | 0 | 0 | 0 | [5 empty] | 0 | [5 empty] | 0 | [5 empty] | 0
|  | C2 | 0 | 0 | 0 | 0 | 0 | 0 | [5 empty] | 0 | [5 empty] | 0 | [5 empty] | 0 | [5 empty] | 0 | [5 empty] | 0 | [5 empty] | 0 | [5 empty] | 0 | [5 empty] | 0 | [5 empty] | 0 | [5 empty] | 0 | 0 | 0 | 0 | 0 | 0 | 0 | [5 empty] | 0 | [5 empty] | 0 | [5 empty] | 0
|  | C3 | 0 | 0 | 0 | 0 | 0 | 0 | [5 empty] | 0 | [5 empty] | 0 | [5 empty] | 0 | [5 empty] | 0 | [5 empty] | 0 | [5 empty] | 0 | [5 empty] | 0 | [5 empty] | 0 | [5 empty] | 0 | [5 empty] | 0 | 0 | 0 | 0 | 0 | 0 | 0 | [5 empty] | 0 | [5 empty] | 0 | [5 empty] | 0
|  | C4 | 0 | 0 | 0 | 0 | 0 | 0 | [5 empty] | 0 | [5 empty] | 0 | [5 empty] | 0 | [5 empty] | 0 | [5 empty] | 0 | [5 empty] | 0 | [5 empty] | 0 | [5 empty] | 0 | [5 empty] | 0 | [5 empty] | 0 | 0 | 0 | 0 | 0 | 0 | 0 | [5 empty] | 0 | [5 empty] | 0 | [5 empty] | 0
|  |  | 0 | 0 | 0 | 0 | 0 | 0 | 0 | 0 | 0 | 0 | 0 | 0 | 0 | 0 | 0 | 0 | 0 | 0 | 0 | 0 | 0 | 0 | 0 | 0 | 0 | 0 | 0 | 0 | 0 | 0 | 0 | 0 | 0 | 0 | 0 | 0 | 0 | 0 | 0 | 0 | 0 | 0 | 0 | 0 | 0 | 0 | 0 | 0 | 0 | 0 | 0 | 0 | 0 | 0 | 0 | 0 | 0 | 0 | 0 | 0 | 0 | 0 | 0 | 0 | 0 | 0 | 0 | 0 | 0 | 0 | 0 | 0 | 0 | 0 | 0 | 0 | 0 | 0 | 0 | 0 | 0 | 0 | 0 | 0 | 0 | 0 | 0 | 0 | 0 | 0
| 2028 | C1 | 0 | 0 | 0 | 0 | 0 | 0 | [5 empty] | 0 | [5 empty] | 0 | [5 empty] | 0 | [5 empty] | 0 | [5 empty] | 0 | [5 empty] | 0 | [5 empty] | 0 | [5 empty] | 0 | [5 empty] | 0 | [5 empty] | 0 | 0 | 0 | 0 | 0 | 0 | 0 | [5 empty] | 0 | [5 empty] | 0 | [5 empty] | 0
|  | C2 | 0 | 0 | 0 | 0 | 0 | 0 | [5 empty] | 0 | [5 empty] | 0 | [5 empty] | 0 | [5 empty] | 0 | [5 empty] | 0 | [5 empty] | 0 | [5 empty] | 0 | [5 empty] | 0 | [5 empty] | 0 | [5 empty] | 0 | 0 | 0 | 0 | 0 | 0 | 0 | [5 empty] | 0 | [5 empty] | 0 | [5 empty] | 0
|  | C3 | 0 | 0 | 0 | 0 | 0 | 0 | [5 empty] | 0 | [5 empty] | 0 | [5 empty] | 0 | [5 empty] | 0 | [5 empty] | 0 | [5 empty] | 0 | [5 empty] | 0 | [5 empty] | 0 | [5 empty] | 0 | [5 empty] | 0 | 0 | 0 | 0 | 0 | 0 | 0 | [5 empty] | 0 | [5 empty] | 0 | [5 empty] | 0
|  | C4 | 0 | 0 | 0 | 0 | 0 | 0 | [5 empty] | 0 | [5 empty] | 0 | [5 empty] | 0 | [5 empty] | 0 | [5 empty] | 0 | [5 empty] | 0 | [5 empty] | 0 | [5 empty] | 0 | [5 empty] | 0 | [5 empty] | 0 | 0 | 0 | 0 | 0 | 0 | 0 | [5 empty] | 0 | [5 empty] | 0 | [5 empty] | 0
|  |  | 0 | 0 | 0 | 0 | 0 | 0 | 0 | 0 | 0 | 0 | 0 | 0 | 0 | 0 | 0 | 0 | 0 | 0 | 0 | 0 | 0 | 0 | 0 | 0 | 0 | 0 | 0 | 0 | 0 | 0 | 0 | 0 | 0 | 0 | 0 | 0 | 0 | 0 | 0 | 0 | 0 | 0 | 0 | 0 | 0 | 0 | 0 | 0 | 0 | 0 | 0 | 0 | 0 | 0 | 0 | 0 | 0 | 0 | 0 | 0 | 0 | 0 | 0 | 0 | 0 | 0 | 0 | 0 | 0 | 0 | 0 | 0 | 0 | 0 | 0 | 0 | 0 | 0 | 0 | 0 | 0 | 0 | 0 | 0 | 0 | 0 | 0 | 0 | 0 | 0
29 | 66kV Tower
| 2024 | C1 | [5 empty] | 0 | [5 empty] | 0 | [5 empty] | 0 | [5 empty] | 0 | [5 empty] | 0 | [5 empty] | 0 | [5 empty] | 0 | [5 empty] | 0 | [5 empty] | 0 | [5 empty] | 0 | [5 empty] | 0 | 0 | 0 | 0 | 0 | 0 | 0 | [5 empty] | 0 | [5 empty] | 0 | [5 empty] | 0
|  | C2 | [5 empty] | 0 | [5 empty] | 0 | [5 empty] | 0 | [5 empty] | 0 | [5 empty] | 0 | [5 empty] | 0 | [5 empty] | 0 | [5 empty] | 0 | [5 empty] | 0 | [5 empty] | 0 | [5 empty] | 0 | 0 | 0 | 0 | 0 | 0 | 0 | [5 empty] | 0 | [5 empty] | 0 | [5 empty] | 0
|  | C3 | [5 empty] | 0 | [5 empty] | 0 | [5 empty] | 0 | [5 empty] | 0 | [5 empty] | 0 | [5 empty] | 0 | [5 empty] | 0 | [5 empty] | 0 | [5 empty] | 0 | [5 empty] | 0 | [5 empty] | 0 | 0 | 0 | 0 | 0 | 0 | 0 | [5 empty] | 0 | [5 empty] | 0 | [5 empty] | 0
|  | C4 | [5 empty] | 0 | [5 empty] | 0 | [5 empty] | 0 | [5 empty] | 0 | [5 empty] | 0 | [5 empty] | 0 | [5 empty] | 0 | [5 empty] | 0 | [5 empty] | 0 | [5 empty] | 0 | [5 empty] | 0 | 0 | 0 | 0 | 0 | 0 | 0 | [5 empty] | 0 | [5 empty] | 0 | [5 empty] | 0
|  |  | 0 | 0 | 0 | 0 | 0 | 0 | 0 | 0 | 0 | 0 | 0 | 0 | 0 | 0 | 0 | 0 | 0 | 0 | 0 | 0 | 0 | 0 | 0 | 0 | 0 | 0 | 0 | 0 | 0 | 0 | 0 | 0 | 0 | 0 | 0 | 0 | 0 | 0 | 0 | 0 | 0 | 0 | 0 | 0 | 0 | 0 | 0 | 0 | 0 | 0 | 0 | 0 | 0 | 0 | 0 | 0 | 0 | 0 | 0 | 0 | 0 | 0 | 0 | 0 | 0 | 0 | 0 | 0 | 0 | 0 | 0 | 0 | 0 | 0 | 0 | 0 | 0 | 0 | 0 | 0 | 0 | 0 | 0 | 0 | 0 | 0 | 0 | 0 | 0 | 0
| 2025 | C1 | 0 | 0 | 0 | 0 | 0 | 0 | [5 empty] | 0 | [5 empty] | 0 | [5 empty] | 0 | [5 empty] | 0 | [5 empty] | 0 | [5 empty] | 0 | [5 empty] | 0 | [5 empty] | 0 | [5 empty] | 0 | [5 empty] | 0 | 0 | 0 | 0 | 0 | 0 | 0 | [5 empty] | 0 | [5 empty] | 0 | [5 empty] | 0
|  | C2 | 0 | 0 | 0 | 0 | 0 | 0 | [5 empty] | 0 | [5 empty] | 0 | [5 empty] | 0 | [5 empty] | 0 | [5 empty] | 0 | [5 empty] | 0 | [5 empty] | 0 | [5 empty] | 0 | [5 empty] | 0 | [5 empty] | 0 | 0 | 0 | 0 | 0 | 0 | 0 | [5 empty] | 0 | [5 empty] | 0 | [5 empty] | 0
|  | C3 | 0 | 0 | 0 | 0 | 0 | 0 | [5 empty] | 0 | [5 empty] | 0 | [5 empty] | 0 | [5 empty] | 0 | [5 empty] | 0 | [5 empty] | 0 | [5 empty] | 0 | [5 empty] | 0 | [5 empty] | 0 | [5 empty] | 0 | 0 | 0 | 0 | 0 | 0 | 0 | [5 empty] | 0 | [5 empty] | 0 | [5 empty] | 0
|  | C4 | 0 | 0 | 0 | 0 | 0 | 0 | [5 empty] | 0 | [5 empty] | 0 | [5 empty] | 0 | [5 empty] | 0 | [5 empty] | 0 | [5 empty] | 0 | [5 empty] | 0 | [5 empty] | 0 | [5 empty] | 0 | [5 empty] | 0 | 0 | 0 | 0 | 0 | 0 | 0 | [5 empty] | 0 | [5 empty] | 0 | [5 empty] | 0
|  |  | 0 | 0 | 0 | 0 | 0 | 0 | 0 | 0 | 0 | 0 | 0 | 0 | 0 | 0 | 0 | 0 | 0 | 0 | 0 | 0 | 0 | 0 | 0 | 0 | 0 | 0 | 0 | 0 | 0 | 0 | 0 | 0 | 0 | 0 | 0 | 0 | 0 | 0 | 0 | 0 | 0 | 0 | 0 | 0 | 0 | 0 | 0 | 0 | 0 | 0 | 0 | 0 | 0 | 0 | 0 | 0 | 0 | 0 | 0 | 0 | 0 | 0 | 0 | 0 | 0 | 0 | 0 | 0 | 0 | 0 | 0 | 0 | 0 | 0 | 0 | 0 | 0 | 0 | 0 | 0 | 0 | 0 | 0 | 0 | 0 | 0 | 0 | 0 | 0 | 0
| 2026 | C1 | 0 | 0 | 0 | 0 | 0 | 0 | [5 empty] | 0 | [5 empty] | 0 | [5 empty] | 0 | [5 empty] | 0 | [5 empty] | 0 | [5 empty] | 0 | [5 empty] | 0 | [5 empty] | 0 | [5 empty] | 0 | [5 empty] | 0 | 0 | 0 | 0 | 0 | 0 | 0 | [5 empty] | 0 | [5 empty] | 0 | [5 empty] | 0
|  | C2 | 0 | 0 | 0 | 0 | 0 | 0 | [5 empty] | 0 | [5 empty] | 0 | [5 empty] | 0 | [5 empty] | 0 | [5 empty] | 0 | [5 empty] | 0 | [5 empty] | 0 | [5 empty] | 0 | [5 empty] | 0 | [5 empty] | 0 | 0 | 0 | 0 | 0 | 0 | 0 | [5 empty] | 0 | [5 empty] | 0 | [5 empty] | 0
|  | C3 | 0 | 0 | 0 | 0 | 0 | 0 | [5 empty] | 0 | [5 empty] | 0 | [5 empty] | 0 | [5 empty] | 0 | [5 empty] | 0 | [5 empty] | 0 | [5 empty] | 0 | [5 empty] | 0 | [5 empty] | 0 | [5 empty] | 0 | 0 | 0 | 0 | 0 | 0 | 0 | [5 empty] | 0 | [5 empty] | 0 | [5 empty] | 0
|  | C4 | 0 | 0 | 0 | 0 | 0 | 0 | [5 empty] | 0 | [5 empty] | 0 | [5 empty] | 0 | [5 empty] | 0 | [5 empty] | 0 | [5 empty] | 0 | [5 empty] | 0 | [5 empty] | 0 | [5 empty] | 0 | [5 empty] | 0 | 0 | 0 | 0 | 0 | 0 | 0 | [5 empty] | 0 | [5 empty] | 0 | [5 empty] | 0
|  |  | 0 | 0 | 0 | 0 | 0 | 0 | 0 | 0 | 0 | 0 | 0 | 0 | 0 | 0 | 0 | 0 | 0 | 0 | 0 | 0 | 0 | 0 | 0 | 0 | 0 | 0 | 0 | 0 | 0 | 0 | 0 | 0 | 0 | 0 | 0 | 0 | 0 | 0 | 0 | 0 | 0 | 0 | 0 | 0 | 0 | 0 | 0 | 0 | 0 | 0 | 0 | 0 | 0 | 0 | 0 | 0 | 0 | 0 | 0 | 0 | 0 | 0 | 0 | 0 | 0 | 0 | 0 | 0 | 0 | 0 | 0 | 0 | 0 | 0 | 0 | 0 | 0 | 0 | 0 | 0 | 0 | 0 | 0 | 0 | 0 | 0 | 0 | 0 | 0 | 0
| 2027 | C1 | 0 | 0 | 0 | 0 | 0 | 0 | [5 empty] | 0 | [5 empty] | 0 | [5 empty] | 0 | [5 empty] | 0 | [5 empty] | 0 | [5 empty] | 0 | [5 empty] | 0 | [5 empty] | 0 | [5 empty] | 0 | [5 empty] | 0 | 0 | 0 | 0 | 0 | 0 | 0 | [5 empty] | 0 | [5 empty] | 0 | [5 empty] | 0
|  | C2 | 0 | 0 | 0 | 0 | 0 | 0 | [5 empty] | 0 | [5 empty] | 0 | [5 empty] | 0 | [5 empty] | 0 | [5 empty] | 0 | [5 empty] | 0 | [5 empty] | 0 | [5 empty] | 0 | [5 empty] | 0 | [5 empty] | 0 | 0 | 0 | 0 | 0 | 0 | 0 | [5 empty] | 0 | [5 empty] | 0 | [5 empty] | 0
|  | C3 | 0 | 0 | 0 | 0 | 0 | 0 | [5 empty] | 0 | [5 empty] | 0 | [5 empty] | 0 | [5 empty] | 0 | [5 empty] | 0 | [5 empty] | 0 | [5 empty] | 0 | [5 empty] | 0 | [5 empty] | 0 | [5 empty] | 0 | 0 | 0 | 0 | 0 | 0 | 0 | [5 empty] | 0 | [5 empty] | 0 | [5 empty] | 0
|  | C4 | 0 | 0 | 0 | 0 | 0 | 0 | [5 empty] | 0 | [5 empty] | 0 | [5 empty] | 0 | [5 empty] | 0 | [5 empty] | 0 | [5 empty] | 0 | [5 empty] | 0 | [5 empty] | 0 | [5 empty] | 0 | [5 empty] | 0 | 0 | 0 | 0 | 0 | 0 | 0 | [5 empty] | 0 | [5 empty] | 0 | [5 empty] | 0
|  |  | 0 | 0 | 0 | 0 | 0 | 0 | 0 | 0 | 0 | 0 | 0 | 0 | 0 | 0 | 0 | 0 | 0 | 0 | 0 | 0 | 0 | 0 | 0 | 0 | 0 | 0 | 0 | 0 | 0 | 0 | 0 | 0 | 0 | 0 | 0 | 0 | 0 | 0 | 0 | 0 | 0 | 0 | 0 | 0 | 0 | 0 | 0 | 0 | 0 | 0 | 0 | 0 | 0 | 0 | 0 | 0 | 0 | 0 | 0 | 0 | 0 | 0 | 0 | 0 | 0 | 0 | 0 | 0 | 0 | 0 | 0 | 0 | 0 | 0 | 0 | 0 | 0 | 0 | 0 | 0 | 0 | 0 | 0 | 0 | 0 | 0 | 0 | 0 | 0 | 0
| 2028 | C1 | 0 | 0 | 0 | 0 | 0 | 0 | [5 empty] | 0 | [5 empty] | 0 | [5 empty] | 0 | [5 empty] | 0 | [5 empty] | 0 | [5 empty] | 0 | [5 empty] | 0 | [5 empty] | 0 | [5 empty] | 0 | [5 empty] | 0 | 0 | 0 | 0 | 0 | 0 | 0 | [5 empty] | 0 | [5 empty] | 0 | [5 empty] | 0
|  | C2 | 0 | 0 | 0 | 0 | 0 | 0 | [5 empty] | 0 | [5 empty] | 0 | [5 empty] | 0 | [5 empty] | 0 | [5 empty] | 0 | [5 empty] | 0 | [5 empty] | 0 | [5 empty] | 0 | [5 empty] | 0 | [5 empty] | 0 | 0 | 0 | 0 | 0 | 0 | 0 | [5 empty] | 0 | [5 empty] | 0 | [5 empty] | 0
|  | C3 | 0 | 0 | 0 | 0 | 0 | 0 | [5 empty] | 0 | [5 empty] | 0 | [5 empty] | 0 | [5 empty] | 0 | [5 empty] | 0 | [5 empty] | 0 | [5 empty] | 0 | [5 empty] | 0 | [5 empty] | 0 | [5 empty] | 0 | 0 | 0 | 0 | 0 | 0 | 0 | [5 empty] | 0 | [5 empty] | 0 | [5 empty] | 0
|  | C4 | 0 | 0 | 0 | 0 | 0 | 0 | [5 empty] | 0 | [5 empty] | 0 | [5 empty] | 0 | [5 empty] | 0 | [5 empty] | 0 | [5 empty] | 0 | [5 empty] | 0 | [5 empty] | 0 | [5 empty] | 0 | [5 empty] | 0 | 0 | 0 | 0 | 0 | 0 | 0 | [5 empty] | 0 | [5 empty] | 0 | [5 empty] | 0
|  |  | 0 | 0 | 0 | 0 | 0 | 0 | 0 | 0 | 0 | 0 | 0 | 0 | 0 | 0 | 0 | 0 | 0 | 0 | 0 | 0 | 0 | 0 | 0 | 0 | 0 | 0 | 0 | 0 | 0 | 0 | 0 | 0 | 0 | 0 | 0 | 0 | 0 | 0 | 0 | 0 | 0 | 0 | 0 | 0 | 0 | 0 | 0 | 0 | 0 | 0 | 0 | 0 | 0 | 0 | 0 | 0 | 0 | 0 | 0 | 0 | 0 | 0 | 0 | 0 | 0 | 0 | 0 | 0 | 0 | 0 | 0 | 0 | 0 | 0 | 0 | 0 | 0 | 0 | 0 | 0 | 0 | 0 | 0 | 0 | 0 | 0 | 0 | 0 | 0 | 0
30 | 66kV Fittings
| 2024 | C1 | [5 empty] | 0 | [5 empty] | 0 | [5 empty] | 0 | [5 empty] | 0 | [5 empty] | 0 | [5 empty] | 0 | [5 empty] | 0 | [5 empty] | 0 | [5 empty] | 0 | [5 empty] | 0 | [5 empty] | 0 | 0 | 0 | 0 | 0 | 0 | 0 | [5 empty] | 0 | [5 empty] | 0 | [5 empty] | 0
|  | C2 | [5 empty] | 0 | [5 empty] | 0 | [5 empty] | 0 | [5 empty] | 0 | [5 empty] | 0 | [5 empty] | 0 | [5 empty] | 0 | [5 empty] | 0 | [5 empty] | 0 | [5 empty] | 0 | [5 empty] | 0 | 0 | 0 | 0 | 0 | 0 | 0 | [5 empty] | 0 | [5 empty] | 0 | [5 empty] | 0
|  | C3 | [5 empty] | 0 | [5 empty] | 0 | [5 empty] | 0 | [5 empty] | 0 | [5 empty] | 0 | [5 empty] | 0 | [5 empty] | 0 | [5 empty] | 0 | [5 empty] | 0 | [5 empty] | 0 | [5 empty] | 0 | 0 | 0 | 0 | 0 | 0 | 0 | [5 empty] | 0 | [5 empty] | 0 | [5 empty] | 0
|  | C4 | [5 empty] | 0 | [5 empty] | 0 | [5 empty] | 0 | [5 empty] | 0 | [5 empty] | 0 | [5 empty] | 0 | [5 empty] | 0 | [5 empty] | 0 | [5 empty] | 0 | [5 empty] | 0 | [5 empty] | 0 | 0 | 0 | 0 | 0 | 0 | 0 | [5 empty] | 0 | [5 empty] | 0 | [5 empty] | 0
|  |  | 0 | 0 | 0 | 0 | 0 | 0 | 0 | 0 | 0 | 0 | 0 | 0 | 0 | 0 | 0 | 0 | 0 | 0 | 0 | 0 | 0 | 0 | 0 | 0 | 0 | 0 | 0 | 0 | 0 | 0 | 0 | 0 | 0 | 0 | 0 | 0 | 0 | 0 | 0 | 0 | 0 | 0 | 0 | 0 | 0 | 0 | 0 | 0 | 0 | 0 | 0 | 0 | 0 | 0 | 0 | 0 | 0 | 0 | 0 | 0 | 0 | 0 | 0 | 0 | 0 | 0 | 0 | 0 | 0 | 0 | 0 | 0 | 0 | 0 | 0 | 0 | 0 | 0 | 0 | 0 | 0 | 0 | 0 | 0 | 0 | 0 | 0 | 0 | 0 | 0
| 2025 | C1 | 0 | 0 | 0 | 0 | 0 | 0 | [5 empty] | 0 | [5 empty] | 0 | [5 empty] | 0 | [5 empty] | 0 | [5 empty] | 0 | [5 empty] | 0 | [5 empty] | 0 | [5 empty] | 0 | [5 empty] | 0 | [5 empty] | 0 | 0 | 0 | 0 | 0 | 0 | 0 | [5 empty] | 0 | [5 empty] | 0 | [5 empty] | 0
|  | C2 | 0 | 0 | 0 | 0 | 0 | 0 | [5 empty] | 0 | [5 empty] | 0 | [5 empty] | 0 | [5 empty] | 0 | [5 empty] | 0 | [5 empty] | 0 | [5 empty] | 0 | [5 empty] | 0 | [5 empty] | 0 | [5 empty] | 0 | 0 | 0 | 0 | 0 | 0 | 0 | [5 empty] | 0 | [5 empty] | 0 | [5 empty] | 0
|  | C3 | 0 | 0 | 0 | 0 | 0 | 0 | [5 empty] | 0 | [5 empty] | 0 | [5 empty] | 0 | [5 empty] | 0 | [5 empty] | 0 | [5 empty] | 0 | [5 empty] | 0 | [5 empty] | 0 | [5 empty] | 0 | [5 empty] | 0 | 0 | 0 | 0 | 0 | 0 | 0 | [5 empty] | 0 | [5 empty] | 0 | [5 empty] | 0
|  | C4 | 0 | 0 | 0 | 0 | 0 | 0 | [5 empty] | 0 | [5 empty] | 0 | [5 empty] | 0 | [5 empty] | 0 | [5 empty] | 0 | [5 empty] | 0 | [5 empty] | 0 | [5 empty] | 0 | [5 empty] | 0 | [5 empty] | 0 | 0 | 0 | 0 | 0 | 0 | 0 | [5 empty] | 0 | [5 empty] | 0 | [5 empty] | 0
|  |  | 0 | 0 | 0 | 0 | 0 | 0 | 0 | 0 | 0 | 0 | 0 | 0 | 0 | 0 | 0 | 0 | 0 | 0 | 0 | 0 | 0 | 0 | 0 | 0 | 0 | 0 | 0 | 0 | 0 | 0 | 0 | 0 | 0 | 0 | 0 | 0 | 0 | 0 | 0 | 0 | 0 | 0 | 0 | 0 | 0 | 0 | 0 | 0 | 0 | 0 | 0 | 0 | 0 | 0 | 0 | 0 | 0 | 0 | 0 | 0 | 0 | 0 | 0 | 0 | 0 | 0 | 0 | 0 | 0 | 0 | 0 | 0 | 0 | 0 | 0 | 0 | 0 | 0 | 0 | 0 | 0 | 0 | 0 | 0 | 0 | 0 | 0 | 0 | 0 | 0
| 2026 | C1 | 0 | 0 | 0 | 0 | 0 | 0 | [5 empty] | 0 | [5 empty] | 0 | [5 empty] | 0 | [5 empty] | 0 | [5 empty] | 0 | [5 empty] | 0 | [5 empty] | 0 | [5 empty] | 0 | [5 empty] | 0 | [5 empty] | 0 | 0 | 0 | 0 | 0 | 0 | 0 | [5 empty] | 0 | [5 empty] | 0 | [5 empty] | 0
|  | C2 | 0 | 0 | 0 | 0 | 0 | 0 | [5 empty] | 0 | [5 empty] | 0 | [5 empty] | 0 | [5 empty] | 0 | [5 empty] | 0 | [5 empty] | 0 | [5 empty] | 0 | [5 empty] | 0 | [5 empty] | 0 | [5 empty] | 0 | 0 | 0 | 0 | 0 | 0 | 0 | [5 empty] | 0 | [5 empty] | 0 | [5 empty] | 0
|  | C3 | 0 | 0 | 0 | 0 | 0 | 0 | [5 empty] | 0 | [5 empty] | 0 | [5 empty] | 0 | [5 empty] | 0 | [5 empty] | 0 | [5 empty] | 0 | [5 empty] | 0 | [5 empty] | 0 | [5 empty] | 0 | [5 empty] | 0 | 0 | 0 | 0 | 0 | 0 | 0 | [5 empty] | 0 | [5 empty] | 0 | [5 empty] | 0
|  | C4 | 0 | 0 | 0 | 0 | 0 | 0 | [5 empty] | 0 | [5 empty] | 0 | [5 empty] | 0 | [5 empty] | 0 | [5 empty] | 0 | [5 empty] | 0 | [5 empty] | 0 | [5 empty] | 0 | [5 empty] | 0 | [5 empty] | 0 | 0 | 0 | 0 | 0 | 0 | 0 | [5 empty] | 0 | [5 empty] | 0 | [5 empty] | 0
|  |  | 0 | 0 | 0 | 0 | 0 | 0 | 0 | 0 | 0 | 0 | 0 | 0 | 0 | 0 | 0 | 0 | 0 | 0 | 0 | 0 | 0 | 0 | 0 | 0 | 0 | 0 | 0 | 0 | 0 | 0 | 0 | 0 | 0 | 0 | 0 | 0 | 0 | 0 | 0 | 0 | 0 | 0 | 0 | 0 | 0 | 0 | 0 | 0 | 0 | 0 | 0 | 0 | 0 | 0 | 0 | 0 | 0 | 0 | 0 | 0 | 0 | 0 | 0 | 0 | 0 | 0 | 0 | 0 | 0 | 0 | 0 | 0 | 0 | 0 | 0 | 0 | 0 | 0 | 0 | 0 | 0 | 0 | 0 | 0 | 0 | 0 | 0 | 0 | 0 | 0
| 2027 | C1 | 0 | 0 | 0 | 0 | 0 | 0 | [5 empty] | 0 | [5 empty] | 0 | [5 empty] | 0 | [5 empty] | 0 | [5 empty] | 0 | [5 empty] | 0 | [5 empty] | 0 | [5 empty] | 0 | [5 empty] | 0 | [5 empty] | 0 | 0 | 0 | 0 | 0 | 0 | 0 | [5 empty] | 0 | [5 empty] | 0 | [5 empty] | 0
|  | C2 | 0 | 0 | 0 | 0 | 0 | 0 | [5 empty] | 0 | [5 empty] | 0 | [5 empty] | 0 | [5 empty] | 0 | [5 empty] | 0 | [5 empty] | 0 | [5 empty] | 0 | [5 empty] | 0 | [5 empty] | 0 | [5 empty] | 0 | 0 | 0 | 0 | 0 | 0 | 0 | [5 empty] | 0 | [5 empty] | 0 | [5 empty] | 0
|  | C3 | 0 | 0 | 0 | 0 | 0 | 0 | [5 empty] | 0 | [5 empty] | 0 | [5 empty] | 0 | [5 empty] | 0 | [5 empty] | 0 | [5 empty] | 0 | [5 empty] | 0 | [5 empty] | 0 | [5 empty] | 0 | [5 empty] | 0 | 0 | 0 | 0 | 0 | 0 | 0 | [5 empty] | 0 | [5 empty] | 0 | [5 empty] | 0
|  | C4 | 0 | 0 | 0 | 0 | 0 | 0 | [5 empty] | 0 | [5 empty] | 0 | [5 empty] | 0 | [5 empty] | 0 | [5 empty] | 0 | [5 empty] | 0 | [5 empty] | 0 | [5 empty] | 0 | [5 empty] | 0 | [5 empty] | 0 | 0 | 0 | 0 | 0 | 0 | 0 | [5 empty] | 0 | [5 empty] | 0 | [5 empty] | 0
|  |  | 0 | 0 | 0 | 0 | 0 | 0 | 0 | 0 | 0 | 0 | 0 | 0 | 0 | 0 | 0 | 0 | 0 | 0 | 0 | 0 | 0 | 0 | 0 | 0 | 0 | 0 | 0 | 0 | 0 | 0 | 0 | 0 | 0 | 0 | 0 | 0 | 0 | 0 | 0 | 0 | 0 | 0 | 0 | 0 | 0 | 0 | 0 | 0 | 0 | 0 | 0 | 0 | 0 | 0 | 0 | 0 | 0 | 0 | 0 | 0 | 0 | 0 | 0 | 0 | 0 | 0 | 0 | 0 | 0 | 0 | 0 | 0 | 0 | 0 | 0 | 0 | 0 | 0 | 0 | 0 | 0 | 0 | 0 | 0 | 0 | 0 | 0 | 0 | 0 | 0
| 2028 | C1 | 0 | 0 | 0 | 0 | 0 | 0 | [5 empty] | 0 | [5 empty] | 0 | [5 empty] | 0 | [5 empty] | 0 | [5 empty] | 0 | [5 empty] | 0 | [5 empty] | 0 | [5 empty] | 0 | [5 empty] | 0 | [5 empty] | 0 | 0 | 0 | 0 | 0 | 0 | 0 | [5 empty] | 0 | [5 empty] | 0 | [5 empty] | 0
|  | C2 | 0 | 0 | 0 | 0 | 0 | 0 | [5 empty] | 0 | [5 empty] | 0 | [5 empty] | 0 | [5 empty] | 0 | [5 empty] | 0 | [5 empty] | 0 | [5 empty] | 0 | [5 empty] | 0 | [5 empty] | 0 | [5 empty] | 0 | 0 | 0 | 0 | 0 | 0 | 0 | [5 empty] | 0 | [5 empty] | 0 | [5 empty] | 0
|  | C3 | 0 | 0 | 0 | 0 | 0 | 0 | [5 empty] | 0 | [5 empty] | 0 | [5 empty] | 0 | [5 empty] | 0 | [5 empty] | 0 | [5 empty] | 0 | [5 empty] | 0 | [5 empty] | 0 | [5 empty] | 0 | [5 empty] | 0 | 0 | 0 | 0 | 0 | 0 | 0 | [5 empty] | 0 | [5 empty] | 0 | [5 empty] | 0
|  | C4 | 0 | 0 | 0 | 0 | 0 | 0 | [5 empty] | 0 | [5 empty] | 0 | [5 empty] | 0 | [5 empty] | 0 | [5 empty] | 0 | [5 empty] | 0 | [5 empty] | 0 | [5 empty] | 0 | [5 empty] | 0 | [5 empty] | 0 | 0 | 0 | 0 | 0 | 0 | 0 | [5 empty] | 0 | [5 empty] | 0 | [5 empty] | 0
|  |  | 0 | 0 | 0 | 0 | 0 | 0 | 0 | 0 | 0 | 0 | 0 | 0 | 0 | 0 | 0 | 0 | 0 | 0 | 0 | 0 | 0 | 0 | 0 | 0 | 0 | 0 | 0 | 0 | 0 | 0 | 0 | 0 | 0 | 0 | 0 | 0 | 0 | 0 | 0 | 0 | 0 | 0 | 0 | 0 | 0 | 0 | 0 | 0 | 0 | 0 | 0 | 0 | 0 | 0 | 0 | 0 | 0 | 0 | 0 | 0 | 0 | 0 | 0 | 0 | 0 | 0 | 0 | 0 | 0 | 0 | 0 | 0 | 0 | 0 | 0 | 0 | 0 | 0 | 0 | 0 | 0 | 0 | 0 | 0 | 0 | 0 | 0 | 0 | 0 | 0
31 | 33kV UG Cable (Non Pressurised)
| 2024 | C1 | [5 empty] | 0 | [5 empty] | 0 | [5 empty] | 0 | [5 empty] | 0 | [5 empty] | 0 | [5 empty] | 0 | [5 empty] | 0 | [5 empty] | 0 | [5 empty] | 0 | [5 empty] | 0 | [5 empty] | 0 | 0 | 0 | 0 | 0 | 0 | 0 | [5 empty] | 0 | [5 empty] | 0 | [5 empty] | 0
|  | C2 | [5 empty] | 0 | [5 empty] | 0 | [5 empty] | 0 | [5 empty] | 0 | [5 empty] | 0 | [5 empty] | 0 | [5 empty] | 0 | [5 empty] | 0 | [5 empty] | 0 | [5 empty] | 0 | [5 empty] | 0 | 0 | 0 | 0 | 0 | 0 | 0 | [5 empty] | 0 | [5 empty] | 0 | [5 empty] | 0
|  | C3 | [5 empty] | 0 | [5 empty] | 0 | [5 empty] | 0 | [5 empty] | 0 | [5 empty] | 0 | [5 empty] | 0 | [5 empty] | 0 | [5 empty] | 0 | [5 empty] | 0 | [5 empty] | 0 | [5 empty] | 0 | 0 | 0 | 0 | 0 | 0 | 0 | [5 empty] | 0 | [5 empty] | 0 | [5 empty] | 0
|  | C4 | [5 empty] | 0 | [5 empty] | 0 | [5 empty] | 0 | [5 empty] | 0 | [5 empty] | 0 | [5 empty] | 0 | [5 empty] | 0 | [5 empty] | 0 | [5 empty] | 0 | [5 empty] | 0 | [5 empty] | 0 | 0 | 0 | 0 | 0 | 0 | 0 | [5 empty] | 0 | [5 empty] | 0 | [5 empty] | 0
|  |  | 0 | 0 | 0 | 0 | 0 | 0 | 0 | 0 | 0 | 0 | 0 | 0 | 0 | 0 | 0 | 0 | 0 | 0 | 0 | 0 | 0 | 0 | 0 | 0 | 0 | 0 | 0 | 0 | 0 | 0 | 0 | 0 | 0 | 0 | 0 | 0 | 0 | 0 | 0 | 0 | 0 | 0 | 0 | 0 | 0 | 0 | 0 | 0 | 0 | 0 | 0 | 0 | 0 | 0 | 0 | 0 | 0 | 0 | 0 | 0 | 0 | 0 | 0 | 0 | 0 | 0 | 0 | 0 | 0 | 0 | 0 | 0 | 0 | 0 | 0 | 0 | 0 | 0 | 0 | 0 | 0 | 0 | 0 | 0 | 0 | 0 | 0 | 0 | 0 | 0
| 2025 | C1 | 0 | 0 | 0 | 0 | 0 | 0 | [5 empty] | 0 | [5 empty] | 0 | [5 empty] | 0 | [5 empty] | 0 | [5 empty] | 0 | [5 empty] | 0 | [5 empty] | 0 | [5 empty] | 0 | [5 empty] | 0 | [5 empty] | 0 | 0 | 0 | 0 | 0 | 0 | 0 | [5 empty] | 0 | [5 empty] | 0 | [5 empty] | 0
|  | C2 | 0 | 0 | 0 | 0 | 0 | 0 | [5 empty] | 0 | [5 empty] | 0 | [5 empty] | 0 | [5 empty] | 0 | [5 empty] | 0 | [5 empty] | 0 | [5 empty] | 0 | [5 empty] | 0 | [5 empty] | 0 | [5 empty] | 0 | 0 | 0 | 0 | 0 | 0 | 0 | [5 empty] | 0 | [5 empty] | 0 | [5 empty] | 0
|  | C3 | 0 | 0 | 0 | 0 | 0 | 0 | [5 empty] | 0 | [5 empty] | 0 | [5 empty] | 0 | [5 empty] | 0 | [5 empty] | 0 | [5 empty] | 0 | [5 empty] | 0 | [5 empty] | 0 | [5 empty] | 0 | [5 empty] | 0 | 0 | 0 | 0 | 0 | 0 | 0 | [5 empty] | 0 | [5 empty] | 0 | [5 empty] | 0
|  | C4 | 0 | 0 | 0 | 0 | 0 | 0 | [5 empty] | 0 | [5 empty] | 0 | [5 empty] | 0 | [5 empty] | 0 | [5 empty] | 0 | [5 empty] | 0 | [5 empty] | 0 | [5 empty] | 0 | [5 empty] | 0 | [5 empty] | 0 | 0 | 0 | 0 | 0 | 0 | 0 | [5 empty] | 0 | [5 empty] | 0 | [5 empty] | 0
|  |  | 0 | 0 | 0 | 0 | 0 | 0 | 0 | 0 | 0 | 0 | 0 | 0 | 0 | 0 | 0 | 0 | 0 | 0 | 0 | 0 | 0 | 0 | 0 | 0 | 0 | 0 | 0 | 0 | 0 | 0 | 0 | 0 | 0 | 0 | 0 | 0 | 0 | 0 | 0 | 0 | 0 | 0 | 0 | 0 | 0 | 0 | 0 | 0 | 0 | 0 | 0 | 0 | 0 | 0 | 0 | 0 | 0 | 0 | 0 | 0 | 0 | 0 | 0 | 0 | 0 | 0 | 0 | 0 | 0 | 0 | 0 | 0 | 0 | 0 | 0 | 0 | 0 | 0 | 0 | 0 | 0 | 0 | 0 | 0 | 0 | 0 | 0 | 0 | 0 | 0
| 2026 | C1 | 0 | 0 | 0 | 0 | 0 | 0 | [5 empty] | 0 | [5 empty] | 0 | [5 empty] | 0 | [5 empty] | 0 | [5 empty] | 0 | [5 empty] | 0 | [5 empty] | 0 | [5 empty] | 0 | [5 empty] | 0 | [5 empty] | 0 | 0 | 0 | 0 | 0 | 0 | 0 | [5 empty] | 0 | [5 empty] | 0 | [5 empty] | 0
|  | C2 | 0 | 0 | 0 | 0 | 0 | 0 | [5 empty] | 0 | [5 empty] | 0 | [5 empty] | 0 | [5 empty] | 0 | [5 empty] | 0 | [5 empty] | 0 | [5 empty] | 0 | [5 empty] | 0 | [5 empty] | 0 | [5 empty] | 0 | 0 | 0 | 0 | 0 | 0 | 0 | [5 empty] | 0 | [5 empty] | 0 | [5 empty] | 0
|  | C3 | 0 | 0 | 0 | 0 | 0 | 0 | [5 empty] | 0 | [5 empty] | 0 | [5 empty] | 0 | [5 empty] | 0 | [5 empty] | 0 | [5 empty] | 0 | [5 empty] | 0 | [5 empty] | 0 | [5 empty] | 0 | [5 empty] | 0 | 0 | 0 | 0 | 0 | 0 | 0 | [5 empty] | 0 | [5 empty] | 0 | [5 empty] | 0
|  | C4 | 0 | 0 | 0 | 0 | 0 | 0 | [5 empty] | 0 | [5 empty] | 0 | [5 empty] | 0 | [5 empty] | 0 | [5 empty] | 0 | [5 empty] | 0 | [5 empty] | 0 | [5 empty] | 0 | [5 empty] | 0 | [5 empty] | 0 | 0 | 0 | 0 | 0 | 0 | 0 | [5 empty] | 0 | [5 empty] | 0 | [5 empty] | 0
|  |  | 0 | 0 | 0 | 0 | 0 | 0 | 0 | 0 | 0 | 0 | 0 | 0 | 0 | 0 | 0 | 0 | 0 | 0 | 0 | 0 | 0 | 0 | 0 | 0 | 0 | 0 | 0 | 0 | 0 | 0 | 0 | 0 | 0 | 0 | 0 | 0 | 0 | 0 | 0 | 0 | 0 | 0 | 0 | 0 | 0 | 0 | 0 | 0 | 0 | 0 | 0 | 0 | 0 | 0 | 0 | 0 | 0 | 0 | 0 | 0 | 0 | 0 | 0 | 0 | 0 | 0 | 0 | 0 | 0 | 0 | 0 | 0 | 0 | 0 | 0 | 0 | 0 | 0 | 0 | 0 | 0 | 0 | 0 | 0 | 0 | 0 | 0 | 0 | 0 | 0
| 2027 | C1 | 0 | 0 | 0 | 0 | 0 | 0 | [5 empty] | 0 | [5 empty] | 0 | [5 empty] | 0 | [5 empty] | 0 | [5 empty] | 0 | [5 empty] | 0 | [5 empty] | 0 | [5 empty] | 0 | [5 empty] | 0 | [5 empty] | 0 | 0 | 0 | 0 | 0 | 0 | 0 | [5 empty] | 0 | [5 empty] | 0 | [5 empty] | 0
|  | C2 | 0 | 0 | 0 | 0 | 0 | 0 | [5 empty] | 0 | [5 empty] | 0 | [5 empty] | 0 | [5 empty] | 0 | [5 empty] | 0 | [5 empty] | 0 | [5 empty] | 0 | [5 empty] | 0 | [5 empty] | 0 | [5 empty] | 0 | 0 | 0 | 0 | 0 | 0 | 0 | [5 empty] | 0 | [5 empty] | 0 | [5 empty] | 0
|  | C3 | 0 | 0 | 0 | 0 | 0 | 0 | [5 empty] | 0 | [5 empty] | 0 | [5 empty] | 0 | [5 empty] | 0 | [5 empty] | 0 | [5 empty] | 0 | [5 empty] | 0 | [5 empty] | 0 | [5 empty] | 0 | [5 empty] | 0 | 0 | 0 | 0 | 0 | 0 | 0 | [5 empty] | 0 | [5 empty] | 0 | [5 empty] | 0
|  | C4 | 0 | 0 | 0 | 0 | 0 | 0 | [5 empty] | 0 | [5 empty] | 0 | [5 empty] | 0 | [5 empty] | 0 | [5 empty] | 0 | [5 empty] | 0 | [5 empty] | 0 | [5 empty] | 0 | [5 empty] | 0 | [5 empty] | 0 | 0 | 0 | 0 | 0 | 0 | 0 | [5 empty] | 0 | [5 empty] | 0 | [5 empty] | 0
|  |  | 0 | 0 | 0 | 0 | 0 | 0 | 0 | 0 | 0 | 0 | 0 | 0 | 0 | 0 | 0 | 0 | 0 | 0 | 0 | 0 | 0 | 0 | 0 | 0 | 0 | 0 | 0 | 0 | 0 | 0 | 0 | 0 | 0 | 0 | 0 | 0 | 0 | 0 | 0 | 0 | 0 | 0 | 0 | 0 | 0 | 0 | 0 | 0 | 0 | 0 | 0 | 0 | 0 | 0 | 0 | 0 | 0 | 0 | 0 | 0 | 0 | 0 | 0 | 0 | 0 | 0 | 0 | 0 | 0 | 0 | 0 | 0 | 0 | 0 | 0 | 0 | 0 | 0 | 0 | 0 | 0 | 0 | 0 | 0 | 0 | 0 | 0 | 0 | 0 | 0
| 2028 | C1 | 0 | 0 | 0 | 0 | 0 | 0 | [5 empty] | 0 | [5 empty] | 0 | [5 empty] | 0 | [5 empty] | 0 | [5 empty] | 0 | [5 empty] | 0 | [5 empty] | 0 | [5 empty] | 0 | [5 empty] | 0 | [5 empty] | 0 | 0 | 0 | 0 | 0 | 0 | 0 | [5 empty] | 0 | [5 empty] | 0 | [5 empty] | 0
|  | C2 | 0 | 0 | 0 | 0 | 0 | 0 | [5 empty] | 0 | [5 empty] | 0 | [5 empty] | 0 | [5 empty] | 0 | [5 empty] | 0 | [5 empty] | 0 | [5 empty] | 0 | [5 empty] | 0 | [5 empty] | 0 | [5 empty] | 0 | 0 | 0 | 0 | 0 | 0 | 0 | [5 empty] | 0 | [5 empty] | 0 | [5 empty] | 0
|  | C3 | 0 | 0 | 0 | 0 | 0 | 0 | [5 empty] | 0 | [5 empty] | 0 | [5 empty] | 0 | [5 empty] | 0 | [5 empty] | 0 | [5 empty] | 0 | [5 empty] | 0 | [5 empty] | 0 | [5 empty] | 0 | [5 empty] | 0 | 0 | 0 | 0 | 0 | 0 | 0 | [5 empty] | 0 | [5 empty] | 0 | [5 empty] | 0
|  | C4 | 0 | 0 | 0 | 0 | 0 | 0 | [5 empty] | 0 | [5 empty] | 0 | [5 empty] | 0 | [5 empty] | 0 | [5 empty] | 0 | [5 empty] | 0 | [5 empty] | 0 | [5 empty] | 0 | [5 empty] | 0 | [5 empty] | 0 | 0 | 0 | 0 | 0 | 0 | 0 | [5 empty] | 0 | [5 empty] | 0 | [5 empty] | 0
|  |  | 0 | 0 | 0 | 0 | 0 | 0 | 0 | 0 | 0 | 0 | 0 | 0 | 0 | 0 | 0 | 0 | 0 | 0 | 0 | 0 | 0 | 0 | 0 | 0 | 0 | 0 | 0 | 0 | 0 | 0 | 0 | 0 | 0 | 0 | 0 | 0 | 0 | 0 | 0 | 0 | 0 | 0 | 0 | 0 | 0 | 0 | 0 | 0 | 0 | 0 | 0 | 0 | 0 | 0 | 0 | 0 | 0 | 0 | 0 | 0 | 0 | 0 | 0 | 0 | 0 | 0 | 0 | 0 | 0 | 0 | 0 | 0 | 0 | 0 | 0 | 0 | 0 | 0 | 0 | 0 | 0 | 0 | 0 | 0 | 0 | 0 | 0 | 0 | 0 | 0
32 | 33kV UG Cable (Oil)
| 2024 | C1 | [5 empty] | 0 | [5 empty] | 0 | [5 empty] | 0 | [5 empty] | 0 | [5 empty] | 0 | [5 empty] | 0 | [5 empty] | 0 | [5 empty] | 0 | [5 empty] | 0 | [5 empty] | 0 | [5 empty] | 0 | 0 | 0 | 0 | 0 | 0 | 0 | [5 empty] | 0 | [5 empty] | 0 | [5 empty] | 0
|  | C2 | [5 empty] | 0 | [5 empty] | 0 | [5 empty] | 0 | [5 empty] | 0 | [5 empty] | 0 | [5 empty] | 0 | [5 empty] | 0 | [5 empty] | 0 | [5 empty] | 0 | [5 empty] | 0 | [5 empty] | 0 | 0 | 0 | 0 | 0 | 0 | 0 | [5 empty] | 0 | [5 empty] | 0 | [5 empty] | 0
|  | C3 | [5 empty] | 0 | [5 empty] | 0 | [5 empty] | 0 | [5 empty] | 0 | [5 empty] | 0 | [5 empty] | 0 | [5 empty] | 0 | [5 empty] | 0 | [5 empty] | 0 | [5 empty] | 0 | [5 empty] | 0 | 0 | 0 | 0 | 0 | 0 | 0 | [5 empty] | 0 | [5 empty] | 0 | [5 empty] | 0
|  | C4 | [5 empty] | 0 | [5 empty] | 0 | [5 empty] | 0 | [5 empty] | 0 | [5 empty] | 0 | [5 empty] | 0 | [5 empty] | 0 | [5 empty] | 0 | [5 empty] | 0 | [5 empty] | 0 | [5 empty] | 0 | 0 | 0 | 0 | 0 | 0 | 0 | [5 empty] | 0 | [5 empty] | 0 | [5 empty] | 0
|  |  | 0 | 0 | 0 | 0 | 0 | 0 | 0 | 0 | 0 | 0 | 0 | 0 | 0 | 0 | 0 | 0 | 0 | 0 | 0 | 0 | 0 | 0 | 0 | 0 | 0 | 0 | 0 | 0 | 0 | 0 | 0 | 0 | 0 | 0 | 0 | 0 | 0 | 0 | 0 | 0 | 0 | 0 | 0 | 0 | 0 | 0 | 0 | 0 | 0 | 0 | 0 | 0 | 0 | 0 | 0 | 0 | 0 | 0 | 0 | 0 | 0 | 0 | 0 | 0 | 0 | 0 | 0 | 0 | 0 | 0 | 0 | 0 | 0 | 0 | 0 | 0 | 0 | 0 | 0 | 0 | 0 | 0 | 0 | 0 | 0 | 0 | 0 | 0 | 0 | 0
| 2025 | C1 | 0 | 0 | 0 | 0 | 0 | 0 | [5 empty] | 0 | [5 empty] | 0 | [5 empty] | 0 | [5 empty] | 0 | [5 empty] | 0 | [5 empty] | 0 | [5 empty] | 0 | [5 empty] | 0 | [5 empty] | 0 | [5 empty] | 0 | 0 | 0 | 0 | 0 | 0 | 0 | [5 empty] | 0 | [5 empty] | 0 | [5 empty] | 0
|  | C2 | 0 | 0 | 0 | 0 | 0 | 0 | [5 empty] | 0 | [5 empty] | 0 | [5 empty] | 0 | [5 empty] | 0 | [5 empty] | 0 | [5 empty] | 0 | [5 empty] | 0 | [5 empty] | 0 | [5 empty] | 0 | [5 empty] | 0 | 0 | 0 | 0 | 0 | 0 | 0 | [5 empty] | 0 | [5 empty] | 0 | [5 empty] | 0
|  | C3 | 0 | 0 | 0 | 0 | 0 | 0 | [5 empty] | 0 | [5 empty] | 0 | [5 empty] | 0 | [5 empty] | 0 | [5 empty] | 0 | [5 empty] | 0 | [5 empty] | 0 | [5 empty] | 0 | [5 empty] | 0 | [5 empty] | 0 | 0 | 0 | 0 | 0 | 0 | 0 | [5 empty] | 0 | [5 empty] | 0 | [5 empty] | 0
|  | C4 | 0 | 0 | 0 | 0 | 0 | 0 | [5 empty] | 0 | [5 empty] | 0 | [5 empty] | 0 | [5 empty] | 0 | [5 empty] | 0 | [5 empty] | 0 | [5 empty] | 0 | [5 empty] | 0 | [5 empty] | 0 | [5 empty] | 0 | 0 | 0 | 0 | 0 | 0 | 0 | [5 empty] | 0 | [5 empty] | 0 | [5 empty] | 0
|  |  | 0 | 0 | 0 | 0 | 0 | 0 | 0 | 0 | 0 | 0 | 0 | 0 | 0 | 0 | 0 | 0 | 0 | 0 | 0 | 0 | 0 | 0 | 0 | 0 | 0 | 0 | 0 | 0 | 0 | 0 | 0 | 0 | 0 | 0 | 0 | 0 | 0 | 0 | 0 | 0 | 0 | 0 | 0 | 0 | 0 | 0 | 0 | 0 | 0 | 0 | 0 | 0 | 0 | 0 | 0 | 0 | 0 | 0 | 0 | 0 | 0 | 0 | 0 | 0 | 0 | 0 | 0 | 0 | 0 | 0 | 0 | 0 | 0 | 0 | 0 | 0 | 0 | 0 | 0 | 0 | 0 | 0 | 0 | 0 | 0 | 0 | 0 | 0 | 0 | 0
| 2026 | C1 | 0 | 0 | 0 | 0 | 0 | 0 | [5 empty] | 0 | [5 empty] | 0 | [5 empty] | 0 | [5 empty] | 0 | [5 empty] | 0 | [5 empty] | 0 | [5 empty] | 0 | [5 empty] | 0 | [5 empty] | 0 | [5 empty] | 0 | 0 | 0 | 0 | 0 | 0 | 0 | [5 empty] | 0 | [5 empty] | 0 | [5 empty] | 0
|  | C2 | 0 | 0 | 0 | 0 | 0 | 0 | [5 empty] | 0 | [5 empty] | 0 | [5 empty] | 0 | [5 empty] | 0 | [5 empty] | 0 | [5 empty] | 0 | [5 empty] | 0 | [5 empty] | 0 | [5 empty] | 0 | [5 empty] | 0 | 0 | 0 | 0 | 0 | 0 | 0 | [5 empty] | 0 | [5 empty] | 0 | [5 empty] | 0
|  | C3 | 0 | 0 | 0 | 0 | 0 | 0 | [5 empty] | 0 | [5 empty] | 0 | [5 empty] | 0 | [5 empty] | 0 | [5 empty] | 0 | [5 empty] | 0 | [5 empty] | 0 | [5 empty] | 0 | [5 empty] | 0 | [5 empty] | 0 | 0 | 0 | 0 | 0 | 0 | 0 | [5 empty] | 0 | [5 empty] | 0 | [5 empty] | 0
|  | C4 | 0 | 0 | 0 | 0 | 0 | 0 | [5 empty] | 0 | [5 empty] | 0 | [5 empty] | 0 | [5 empty] | 0 | [5 empty] | 0 | [5 empty] | 0 | [5 empty] | 0 | [5 empty] | 0 | [5 empty] | 0 | [5 empty] | 0 | 0 | 0 | 0 | 0 | 0 | 0 | [5 empty] | 0 | [5 empty] | 0 | [5 empty] | 0
|  |  | 0 | 0 | 0 | 0 | 0 | 0 | 0 | 0 | 0 | 0 | 0 | 0 | 0 | 0 | 0 | 0 | 0 | 0 | 0 | 0 | 0 | 0 | 0 | 0 | 0 | 0 | 0 | 0 | 0 | 0 | 0 | 0 | 0 | 0 | 0 | 0 | 0 | 0 | 0 | 0 | 0 | 0 | 0 | 0 | 0 | 0 | 0 | 0 | 0 | 0 | 0 | 0 | 0 | 0 | 0 | 0 | 0 | 0 | 0 | 0 | 0 | 0 | 0 | 0 | 0 | 0 | 0 | 0 | 0 | 0 | 0 | 0 | 0 | 0 | 0 | 0 | 0 | 0 | 0 | 0 | 0 | 0 | 0 | 0 | 0 | 0 | 0 | 0 | 0 | 0
| 2027 | C1 | 0 | 0 | 0 | 0 | 0 | 0 | [5 empty] | 0 | [5 empty] | 0 | [5 empty] | 0 | [5 empty] | 0 | [5 empty] | 0 | [5 empty] | 0 | [5 empty] | 0 | [5 empty] | 0 | [5 empty] | 0 | [5 empty] | 0 | 0 | 0 | 0 | 0 | 0 | 0 | [5 empty] | 0 | [5 empty] | 0 | [5 empty] | 0
|  | C2 | 0 | 0 | 0 | 0 | 0 | 0 | [5 empty] | 0 | [5 empty] | 0 | [5 empty] | 0 | [5 empty] | 0 | [5 empty] | 0 | [5 empty] | 0 | [5 empty] | 0 | [5 empty] | 0 | [5 empty] | 0 | [5 empty] | 0 | 0 | 0 | 0 | 0 | 0 | 0 | [5 empty] | 0 | [5 empty] | 0 | [5 empty] | 0
|  | C3 | 0 | 0 | 0 | 0 | 0 | 0 | [5 empty] | 0 | [5 empty] | 0 | [5 empty] | 0 | [5 empty] | 0 | [5 empty] | 0 | [5 empty] | 0 | [5 empty] | 0 | [5 empty] | 0 | [5 empty] | 0 | [5 empty] | 0 | 0 | 0 | 0 | 0 | 0 | 0 | [5 empty] | 0 | [5 empty] | 0 | [5 empty] | 0
|  | C4 | 0 | 0 | 0 | 0 | 0 | 0 | [5 empty] | 0 | [5 empty] | 0 | [5 empty] | 0 | [5 empty] | 0 | [5 empty] | 0 | [5 empty] | 0 | [5 empty] | 0 | [5 empty] | 0 | [5 empty] | 0 | [5 empty] | 0 | 0 | 0 | 0 | 0 | 0 | 0 | [5 empty] | 0 | [5 empty] | 0 | [5 empty] | 0
|  |  | 0 | 0 | 0 | 0 | 0 | 0 | 0 | 0 | 0 | 0 | 0 | 0 | 0 | 0 | 0 | 0 | 0 | 0 | 0 | 0 | 0 | 0 | 0 | 0 | 0 | 0 | 0 | 0 | 0 | 0 | 0 | 0 | 0 | 0 | 0 | 0 | 0 | 0 | 0 | 0 | 0 | 0 | 0 | 0 | 0 | 0 | 0 | 0 | 0 | 0 | 0 | 0 | 0 | 0 | 0 | 0 | 0 | 0 | 0 | 0 | 0 | 0 | 0 | 0 | 0 | 0 | 0 | 0 | 0 | 0 | 0 | 0 | 0 | 0 | 0 | 0 | 0 | 0 | 0 | 0 | 0 | 0 | 0 | 0 | 0 | 0 | 0 | 0 | 0 | 0
| 2028 | C1 | 0 | 0 | 0 | 0 | 0 | 0 | [5 empty] | 0 | [5 empty] | 0 | [5 empty] | 0 | [5 empty] | 0 | [5 empty] | 0 | [5 empty] | 0 | [5 empty] | 0 | [5 empty] | 0 | [5 empty] | 0 | [5 empty] | 0 | 0 | 0 | 0 | 0 | 0 | 0 | [5 empty] | 0 | [5 empty] | 0 | [5 empty] | 0
|  | C2 | 0 | 0 | 0 | 0 | 0 | 0 | [5 empty] | 0 | [5 empty] | 0 | [5 empty] | 0 | [5 empty] | 0 | [5 empty] | 0 | [5 empty] | 0 | [5 empty] | 0 | [5 empty] | 0 | [5 empty] | 0 | [5 empty] | 0 | 0 | 0 | 0 | 0 | 0 | 0 | [5 empty] | 0 | [5 empty] | 0 | [5 empty] | 0
|  | C3 | 0 | 0 | 0 | 0 | 0 | 0 | [5 empty] | 0 | [5 empty] | 0 | [5 empty] | 0 | [5 empty] | 0 | [5 empty] | 0 | [5 empty] | 0 | [5 empty] | 0 | [5 empty] | 0 | [5 empty] | 0 | [5 empty] | 0 | 0 | 0 | 0 | 0 | 0 | 0 | [5 empty] | 0 | [5 empty] | 0 | [5 empty] | 0
|  | C4 | 0 | 0 | 0 | 0 | 0 | 0 | [5 empty] | 0 | [5 empty] | 0 | [5 empty] | 0 | [5 empty] | 0 | [5 empty] | 0 | [5 empty] | 0 | [5 empty] | 0 | [5 empty] | 0 | [5 empty] | 0 | [5 empty] | 0 | 0 | 0 | 0 | 0 | 0 | 0 | [5 empty] | 0 | [5 empty] | 0 | [5 empty] | 0
|  |  | 0 | 0 | 0 | 0 | 0 | 0 | 0 | 0 | 0 | 0 | 0 | 0 | 0 | 0 | 0 | 0 | 0 | 0 | 0 | 0 | 0 | 0 | 0 | 0 | 0 | 0 | 0 | 0 | 0 | 0 | 0 | 0 | 0 | 0 | 0 | 0 | 0 | 0 | 0 | 0 | 0 | 0 | 0 | 0 | 0 | 0 | 0 | 0 | 0 | 0 | 0 | 0 | 0 | 0 | 0 | 0 | 0 | 0 | 0 | 0 | 0 | 0 | 0 | 0 | 0 | 0 | 0 | 0 | 0 | 0 | 0 | 0 | 0 | 0 | 0 | 0 | 0 | 0 | 0 | 0 | 0 | 0 | 0 | 0 | 0 | 0 | 0 | 0 | 0 | 0
33 | 33kV UG Cable (Gas)
| 2024 | C1 | [5 empty] | 0 | [5 empty] | 0 | [5 empty] | 0 | [5 empty] | 0 | [5 empty] | 0 | [5 empty] | 0 | [5 empty] | 0 | [5 empty] | 0 | [5 empty] | 0 | [5 empty] | 0 | [5 empty] | 0 | 0 | 0 | 0 | 0 | 0 | 0 | [5 empty] | 0 | [5 empty] | 0 | [5 empty] | 0
|  | C2 | [5 empty] | 0 | [5 empty] | 0 | [5 empty] | 0 | [5 empty] | 0 | [5 empty] | 0 | [5 empty] | 0 | [5 empty] | 0 | [5 empty] | 0 | [5 empty] | 0 | [5 empty] | 0 | [5 empty] | 0 | 0 | 0 | 0 | 0 | 0 | 0 | [5 empty] | 0 | [5 empty] | 0 | [5 empty] | 0
|  | C3 | [5 empty] | 0 | [5 empty] | 0 | [5 empty] | 0 | [5 empty] | 0 | [5 empty] | 0 | [5 empty] | 0 | [5 empty] | 0 | [5 empty] | 0 | [5 empty] | 0 | [5 empty] | 0 | [5 empty] | 0 | 0 | 0 | 0 | 0 | 0 | 0 | [5 empty] | 0 | [5 empty] | 0 | [5 empty] | 0
|  | C4 | [5 empty] | 0 | [5 empty] | 0 | [5 empty] | 0 | [5 empty] | 0 | [5 empty] | 0 | [5 empty] | 0 | [5 empty] | 0 | [5 empty] | 0 | [5 empty] | 0 | [5 empty] | 0 | [5 empty] | 0 | 0 | 0 | 0 | 0 | 0 | 0 | [5 empty] | 0 | [5 empty] | 0 | [5 empty] | 0
|  |  | 0 | 0 | 0 | 0 | 0 | 0 | 0 | 0 | 0 | 0 | 0 | 0 | 0 | 0 | 0 | 0 | 0 | 0 | 0 | 0 | 0 | 0 | 0 | 0 | 0 | 0 | 0 | 0 | 0 | 0 | 0 | 0 | 0 | 0 | 0 | 0 | 0 | 0 | 0 | 0 | 0 | 0 | 0 | 0 | 0 | 0 | 0 | 0 | 0 | 0 | 0 | 0 | 0 | 0 | 0 | 0 | 0 | 0 | 0 | 0 | 0 | 0 | 0 | 0 | 0 | 0 | 0 | 0 | 0 | 0 | 0 | 0 | 0 | 0 | 0 | 0 | 0 | 0 | 0 | 0 | 0 | 0 | 0 | 0 | 0 | 0 | 0 | 0 | 0 | 0
| 2025 | C1 | 0 | 0 | 0 | 0 | 0 | 0 | [5 empty] | 0 | [5 empty] | 0 | [5 empty] | 0 | [5 empty] | 0 | [5 empty] | 0 | [5 empty] | 0 | [5 empty] | 0 | [5 empty] | 0 | [5 empty] | 0 | [5 empty] | 0 | 0 | 0 | 0 | 0 | 0 | 0 | [5 empty] | 0 | [5 empty] | 0 | [5 empty] | 0
|  | C2 | 0 | 0 | 0 | 0 | 0 | 0 | [5 empty] | 0 | [5 empty] | 0 | [5 empty] | 0 | [5 empty] | 0 | [5 empty] | 0 | [5 empty] | 0 | [5 empty] | 0 | [5 empty] | 0 | [5 empty] | 0 | [5 empty] | 0 | 0 | 0 | 0 | 0 | 0 | 0 | [5 empty] | 0 | [5 empty] | 0 | [5 empty] | 0
|  | C3 | 0 | 0 | 0 | 0 | 0 | 0 | [5 empty] | 0 | [5 empty] | 0 | [5 empty] | 0 | [5 empty] | 0 | [5 empty] | 0 | [5 empty] | 0 | [5 empty] | 0 | [5 empty] | 0 | [5 empty] | 0 | [5 empty] | 0 | 0 | 0 | 0 | 0 | 0 | 0 | [5 empty] | 0 | [5 empty] | 0 | [5 empty] | 0
|  | C4 | 0 | 0 | 0 | 0 | 0 | 0 | [5 empty] | 0 | [5 empty] | 0 | [5 empty] | 0 | [5 empty] | 0 | [5 empty] | 0 | [5 empty] | 0 | [5 empty] | 0 | [5 empty] | 0 | [5 empty] | 0 | [5 empty] | 0 | 0 | 0 | 0 | 0 | 0 | 0 | [5 empty] | 0 | [5 empty] | 0 | [5 empty] | 0
|  |  | 0 | 0 | 0 | 0 | 0 | 0 | 0 | 0 | 0 | 0 | 0 | 0 | 0 | 0 | 0 | 0 | 0 | 0 | 0 | 0 | 0 | 0 | 0 | 0 | 0 | 0 | 0 | 0 | 0 | 0 | 0 | 0 | 0 | 0 | 0 | 0 | 0 | 0 | 0 | 0 | 0 | 0 | 0 | 0 | 0 | 0 | 0 | 0 | 0 | 0 | 0 | 0 | 0 | 0 | 0 | 0 | 0 | 0 | 0 | 0 | 0 | 0 | 0 | 0 | 0 | 0 | 0 | 0 | 0 | 0 | 0 | 0 | 0 | 0 | 0 | 0 | 0 | 0 | 0 | 0 | 0 | 0 | 0 | 0 | 0 | 0 | 0 | 0 | 0 | 0
| 2026 | C1 | 0 | 0 | 0 | 0 | 0 | 0 | [5 empty] | 0 | [5 empty] | 0 | [5 empty] | 0 | [5 empty] | 0 | [5 empty] | 0 | [5 empty] | 0 | [5 empty] | 0 | [5 empty] | 0 | [5 empty] | 0 | [5 empty] | 0 | 0 | 0 | 0 | 0 | 0 | 0 | [5 empty] | 0 | [5 empty] | 0 | [5 empty] | 0
|  | C2 | 0 | 0 | 0 | 0 | 0 | 0 | [5 empty] | 0 | [5 empty] | 0 | [5 empty] | 0 | [5 empty] | 0 | [5 empty] | 0 | [5 empty] | 0 | [5 empty] | 0 | [5 empty] | 0 | [5 empty] | 0 | [5 empty] | 0 | 0 | 0 | 0 | 0 | 0 | 0 | [5 empty] | 0 | [5 empty] | 0 | [5 empty] | 0
|  | C3 | 0 | 0 | 0 | 0 | 0 | 0 | [5 empty] | 0 | [5 empty] | 0 | [5 empty] | 0 | [5 empty] | 0 | [5 empty] | 0 | [5 empty] | 0 | [5 empty] | 0 | [5 empty] | 0 | [5 empty] | 0 | [5 empty] | 0 | 0 | 0 | 0 | 0 | 0 | 0 | [5 empty] | 0 | [5 empty] | 0 | [5 empty] | 0
|  | C4 | 0 | 0 | 0 | 0 | 0 | 0 | [5 empty] | 0 | [5 empty] | 0 | [5 empty] | 0 | [5 empty] | 0 | [5 empty] | 0 | [5 empty] | 0 | [5 empty] | 0 | [5 empty] | 0 | [5 empty] | 0 | [5 empty] | 0 | 0 | 0 | 0 | 0 | 0 | 0 | [5 empty] | 0 | [5 empty] | 0 | [5 empty] | 0
|  |  | 0 | 0 | 0 | 0 | 0 | 0 | 0 | 0 | 0 | 0 | 0 | 0 | 0 | 0 | 0 | 0 | 0 | 0 | 0 | 0 | 0 | 0 | 0 | 0 | 0 | 0 | 0 | 0 | 0 | 0 | 0 | 0 | 0 | 0 | 0 | 0 | 0 | 0 | 0 | 0 | 0 | 0 | 0 | 0 | 0 | 0 | 0 | 0 | 0 | 0 | 0 | 0 | 0 | 0 | 0 | 0 | 0 | 0 | 0 | 0 | 0 | 0 | 0 | 0 | 0 | 0 | 0 | 0 | 0 | 0 | 0 | 0 | 0 | 0 | 0 | 0 | 0 | 0 | 0 | 0 | 0 | 0 | 0 | 0 | 0 | 0 | 0 | 0 | 0 | 0
| 2027 | C1 | 0 | 0 | 0 | 0 | 0 | 0 | [5 empty] | 0 | [5 empty] | 0 | [5 empty] | 0 | [5 empty] | 0 | [5 empty] | 0 | [5 empty] | 0 | [5 empty] | 0 | [5 empty] | 0 | [5 empty] | 0 | [5 empty] | 0 | 0 | 0 | 0 | 0 | 0 | 0 | [5 empty] | 0 | [5 empty] | 0 | [5 empty] | 0
|  | C2 | 0 | 0 | 0 | 0 | 0 | 0 | [5 empty] | 0 | [5 empty] | 0 | [5 empty] | 0 | [5 empty] | 0 | [5 empty] | 0 | [5 empty] | 0 | [5 empty] | 0 | [5 empty] | 0 | [5 empty] | 0 | [5 empty] | 0 | 0 | 0 | 0 | 0 | 0 | 0 | [5 empty] | 0 | [5 empty] | 0 | [5 empty] | 0
|  | C3 | 0 | 0 | 0 | 0 | 0 | 0 | [5 empty] | 0 | [5 empty] | 0 | [5 empty] | 0 | [5 empty] | 0 | [5 empty] | 0 | [5 empty] | 0 | [5 empty] | 0 | [5 empty] | 0 | [5 empty] | 0 | [5 empty] | 0 | 0 | 0 | 0 | 0 | 0 | 0 | [5 empty] | 0 | [5 empty] | 0 | [5 empty] | 0
|  | C4 | 0 | 0 | 0 | 0 | 0 | 0 | [5 empty] | 0 | [5 empty] | 0 | [5 empty] | 0 | [5 empty] | 0 | [5 empty] | 0 | [5 empty] | 0 | [5 empty] | 0 | [5 empty] | 0 | [5 empty] | 0 | [5 empty] | 0 | 0 | 0 | 0 | 0 | 0 | 0 | [5 empty] | 0 | [5 empty] | 0 | [5 empty] | 0
|  |  | 0 | 0 | 0 | 0 | 0 | 0 | 0 | 0 | 0 | 0 | 0 | 0 | 0 | 0 | 0 | 0 | 0 | 0 | 0 | 0 | 0 | 0 | 0 | 0 | 0 | 0 | 0 | 0 | 0 | 0 | 0 | 0 | 0 | 0 | 0 | 0 | 0 | 0 | 0 | 0 | 0 | 0 | 0 | 0 | 0 | 0 | 0 | 0 | 0 | 0 | 0 | 0 | 0 | 0 | 0 | 0 | 0 | 0 | 0 | 0 | 0 | 0 | 0 | 0 | 0 | 0 | 0 | 0 | 0 | 0 | 0 | 0 | 0 | 0 | 0 | 0 | 0 | 0 | 0 | 0 | 0 | 0 | 0 | 0 | 0 | 0 | 0 | 0 | 0 | 0
| 2028 | C1 | 0 | 0 | 0 | 0 | 0 | 0 | [5 empty] | 0 | [5 empty] | 0 | [5 empty] | 0 | [5 empty] | 0 | [5 empty] | 0 | [5 empty] | 0 | [5 empty] | 0 | [5 empty] | 0 | [5 empty] | 0 | [5 empty] | 0 | 0 | 0 | 0 | 0 | 0 | 0 | [5 empty] | 0 | [5 empty] | 0 | [5 empty] | 0
|  | C2 | 0 | 0 | 0 | 0 | 0 | 0 | [5 empty] | 0 | [5 empty] | 0 | [5 empty] | 0 | [5 empty] | 0 | [5 empty] | 0 | [5 empty] | 0 | [5 empty] | 0 | [5 empty] | 0 | [5 empty] | 0 | [5 empty] | 0 | 0 | 0 | 0 | 0 | 0 | 0 | [5 empty] | 0 | [5 empty] | 0 | [5 empty] | 0
|  | C3 | 0 | 0 | 0 | 0 | 0 | 0 | [5 empty] | 0 | [5 empty] | 0 | [5 empty] | 0 | [5 empty] | 0 | [5 empty] | 0 | [5 empty] | 0 | [5 empty] | 0 | [5 empty] | 0 | [5 empty] | 0 | [5 empty] | 0 | 0 | 0 | 0 | 0 | 0 | 0 | [5 empty] | 0 | [5 empty] | 0 | [5 empty] | 0
|  | C4 | 0 | 0 | 0 | 0 | 0 | 0 | [5 empty] | 0 | [5 empty] | 0 | [5 empty] | 0 | [5 empty] | 0 | [5 empty] | 0 | [5 empty] | 0 | [5 empty] | 0 | [5 empty] | 0 | [5 empty] | 0 | [5 empty] | 0 | 0 | 0 | 0 | 0 | 0 | 0 | [5 empty] | 0 | [5 empty] | 0 | [5 empty] | 0
|  |  | 0 | 0 | 0 | 0 | 0 | 0 | 0 | 0 | 0 | 0 | 0 | 0 | 0 | 0 | 0 | 0 | 0 | 0 | 0 | 0 | 0 | 0 | 0 | 0 | 0 | 0 | 0 | 0 | 0 | 0 | 0 | 0 | 0 | 0 | 0 | 0 | 0 | 0 | 0 | 0 | 0 | 0 | 0 | 0 | 0 | 0 | 0 | 0 | 0 | 0 | 0 | 0 | 0 | 0 | 0 | 0 | 0 | 0 | 0 | 0 | 0 | 0 | 0 | 0 | 0 | 0 | 0 | 0 | 0 | 0 | 0 | 0 | 0 | 0 | 0 | 0 | 0 | 0 | 0 | 0 | 0 | 0 | 0 | 0 | 0 | 0 | 0 | 0 | 0 | 0
34 | 66kV UG Cable (Non Pressurised)
| 2024 | C1 | [5 empty] | 0 | [5 empty] | 0 | [5 empty] | 0 | [5 empty] | 0 | [5 empty] | 0 | [5 empty] | 0 | [5 empty] | 0 | [5 empty] | 0 | [5 empty] | 0 | [5 empty] | 0 | [5 empty] | 0 | 0 | 0 | 0 | 0 | 0 | 0 | [5 empty] | 0 | [5 empty] | 0 | [5 empty] | 0
|  | C2 | [5 empty] | 0 | [5 empty] | 0 | [5 empty] | 0 | [5 empty] | 0 | [5 empty] | 0 | [5 empty] | 0 | [5 empty] | 0 | [5 empty] | 0 | [5 empty] | 0 | [5 empty] | 0 | [5 empty] | 0 | 0 | 0 | 0 | 0 | 0 | 0 | [5 empty] | 0 | [5 empty] | 0 | [5 empty] | 0
|  | C3 | [5 empty] | 0 | [5 empty] | 0 | [5 empty] | 0 | [5 empty] | 0 | [5 empty] | 0 | [5 empty] | 0 | [5 empty] | 0 | [5 empty] | 0 | [5 empty] | 0 | [5 empty] | 0 | [5 empty] | 0 | 0 | 0 | 0 | 0 | 0 | 0 | [5 empty] | 0 | [5 empty] | 0 | [5 empty] | 0
|  | C4 | [5 empty] | 0 | [5 empty] | 0 | [5 empty] | 0 | [5 empty] | 0 | [5 empty] | 0 | [5 empty] | 0 | [5 empty] | 0 | [5 empty] | 0 | [5 empty] | 0 | [5 empty] | 0 | [5 empty] | 0 | 0 | 0 | 0 | 0 | 0 | 0 | [5 empty] | 0 | [5 empty] | 0 | [5 empty] | 0
|  |  | 0 | 0 | 0 | 0 | 0 | 0 | 0 | 0 | 0 | 0 | 0 | 0 | 0 | 0 | 0 | 0 | 0 | 0 | 0 | 0 | 0 | 0 | 0 | 0 | 0 | 0 | 0 | 0 | 0 | 0 | 0 | 0 | 0 | 0 | 0 | 0 | 0 | 0 | 0 | 0 | 0 | 0 | 0 | 0 | 0 | 0 | 0 | 0 | 0 | 0 | 0 | 0 | 0 | 0 | 0 | 0 | 0 | 0 | 0 | 0 | 0 | 0 | 0 | 0 | 0 | 0 | 0 | 0 | 0 | 0 | 0 | 0 | 0 | 0 | 0 | 0 | 0 | 0 | 0 | 0 | 0 | 0 | 0 | 0 | 0 | 0 | 0 | 0 | 0 | 0
| 2025 | C1 | 0 | 0 | 0 | 0 | 0 | 0 | [5 empty] | 0 | [5 empty] | 0 | [5 empty] | 0 | [5 empty] | 0 | [5 empty] | 0 | [5 empty] | 0 | [5 empty] | 0 | [5 empty] | 0 | [5 empty] | 0 | [5 empty] | 0 | 0 | 0 | 0 | 0 | 0 | 0 | [5 empty] | 0 | [5 empty] | 0 | [5 empty] | 0
|  | C2 | 0 | 0 | 0 | 0 | 0 | 0 | [5 empty] | 0 | [5 empty] | 0 | [5 empty] | 0 | [5 empty] | 0 | [5 empty] | 0 | [5 empty] | 0 | [5 empty] | 0 | [5 empty] | 0 | [5 empty] | 0 | [5 empty] | 0 | 0 | 0 | 0 | 0 | 0 | 0 | [5 empty] | 0 | [5 empty] | 0 | [5 empty] | 0
|  | C3 | 0 | 0 | 0 | 0 | 0 | 0 | [5 empty] | 0 | [5 empty] | 0 | [5 empty] | 0 | [5 empty] | 0 | [5 empty] | 0 | [5 empty] | 0 | [5 empty] | 0 | [5 empty] | 0 | [5 empty] | 0 | [5 empty] | 0 | 0 | 0 | 0 | 0 | 0 | 0 | [5 empty] | 0 | [5 empty] | 0 | [5 empty] | 0
|  | C4 | 0 | 0 | 0 | 0 | 0 | 0 | [5 empty] | 0 | [5 empty] | 0 | [5 empty] | 0 | [5 empty] | 0 | [5 empty] | 0 | [5 empty] | 0 | [5 empty] | 0 | [5 empty] | 0 | [5 empty] | 0 | [5 empty] | 0 | 0 | 0 | 0 | 0 | 0 | 0 | [5 empty] | 0 | [5 empty] | 0 | [5 empty] | 0
|  |  | 0 | 0 | 0 | 0 | 0 | 0 | 0 | 0 | 0 | 0 | 0 | 0 | 0 | 0 | 0 | 0 | 0 | 0 | 0 | 0 | 0 | 0 | 0 | 0 | 0 | 0 | 0 | 0 | 0 | 0 | 0 | 0 | 0 | 0 | 0 | 0 | 0 | 0 | 0 | 0 | 0 | 0 | 0 | 0 | 0 | 0 | 0 | 0 | 0 | 0 | 0 | 0 | 0 | 0 | 0 | 0 | 0 | 0 | 0 | 0 | 0 | 0 | 0 | 0 | 0 | 0 | 0 | 0 | 0 | 0 | 0 | 0 | 0 | 0 | 0 | 0 | 0 | 0 | 0 | 0 | 0 | 0 | 0 | 0 | 0 | 0 | 0 | 0 | 0 | 0
| 2026 | C1 | 0 | 0 | 0 | 0 | 0 | 0 | [5 empty] | 0 | [5 empty] | 0 | [5 empty] | 0 | [5 empty] | 0 | [5 empty] | 0 | [5 empty] | 0 | [5 empty] | 0 | [5 empty] | 0 | [5 empty] | 0 | [5 empty] | 0 | 0 | 0 | 0 | 0 | 0 | 0 | [5 empty] | 0 | [5 empty] | 0 | [5 empty] | 0
|  | C2 | 0 | 0 | 0 | 0 | 0 | 0 | [5 empty] | 0 | [5 empty] | 0 | [5 empty] | 0 | [5 empty] | 0 | [5 empty] | 0 | [5 empty] | 0 | [5 empty] | 0 | [5 empty] | 0 | [5 empty] | 0 | [5 empty] | 0 | 0 | 0 | 0 | 0 | 0 | 0 | [5 empty] | 0 | [5 empty] | 0 | [5 empty] | 0
|  | C3 | 0 | 0 | 0 | 0 | 0 | 0 | [5 empty] | 0 | [5 empty] | 0 | [5 empty] | 0 | [5 empty] | 0 | [5 empty] | 0 | [5 empty] | 0 | [5 empty] | 0 | [5 empty] | 0 | [5 empty] | 0 | [5 empty] | 0 | 0 | 0 | 0 | 0 | 0 | 0 | [5 empty] | 0 | [5 empty] | 0 | [5 empty] | 0
|  | C4 | 0 | 0 | 0 | 0 | 0 | 0 | [5 empty] | 0 | [5 empty] | 0 | [5 empty] | 0 | [5 empty] | 0 | [5 empty] | 0 | [5 empty] | 0 | [5 empty] | 0 | [5 empty] | 0 | [5 empty] | 0 | [5 empty] | 0 | 0 | 0 | 0 | 0 | 0 | 0 | [5 empty] | 0 | [5 empty] | 0 | [5 empty] | 0
|  |  | 0 | 0 | 0 | 0 | 0 | 0 | 0 | 0 | 0 | 0 | 0 | 0 | 0 | 0 | 0 | 0 | 0 | 0 | 0 | 0 | 0 | 0 | 0 | 0 | 0 | 0 | 0 | 0 | 0 | 0 | 0 | 0 | 0 | 0 | 0 | 0 | 0 | 0 | 0 | 0 | 0 | 0 | 0 | 0 | 0 | 0 | 0 | 0 | 0 | 0 | 0 | 0 | 0 | 0 | 0 | 0 | 0 | 0 | 0 | 0 | 0 | 0 | 0 | 0 | 0 | 0 | 0 | 0 | 0 | 0 | 0 | 0 | 0 | 0 | 0 | 0 | 0 | 0 | 0 | 0 | 0 | 0 | 0 | 0 | 0 | 0 | 0 | 0 | 0 | 0
| 2027 | C1 | 0 | 0 | 0 | 0 | 0 | 0 | [5 empty] | 0 | [5 empty] | 0 | [5 empty] | 0 | [5 empty] | 0 | [5 empty] | 0 | [5 empty] | 0 | [5 empty] | 0 | [5 empty] | 0 | [5 empty] | 0 | [5 empty] | 0 | 0 | 0 | 0 | 0 | 0 | 0 | [5 empty] | 0 | [5 empty] | 0 | [5 empty] | 0
|  | C2 | 0 | 0 | 0 | 0 | 0 | 0 | [5 empty] | 0 | [5 empty] | 0 | [5 empty] | 0 | [5 empty] | 0 | [5 empty] | 0 | [5 empty] | 0 | [5 empty] | 0 | [5 empty] | 0 | [5 empty] | 0 | [5 empty] | 0 | 0 | 0 | 0 | 0 | 0 | 0 | [5 empty] | 0 | [5 empty] | 0 | [5 empty] | 0
|  | C3 | 0 | 0 | 0 | 0 | 0 | 0 | [5 empty] | 0 | [5 empty] | 0 | [5 empty] | 0 | [5 empty] | 0 | [5 empty] | 0 | [5 empty] | 0 | [5 empty] | 0 | [5 empty] | 0 | [5 empty] | 0 | [5 empty] | 0 | 0 | 0 | 0 | 0 | 0 | 0 | [5 empty] | 0 | [5 empty] | 0 | [5 empty] | 0
|  | C4 | 0 | 0 | 0 | 0 | 0 | 0 | [5 empty] | 0 | [5 empty] | 0 | [5 empty] | 0 | [5 empty] | 0 | [5 empty] | 0 | [5 empty] | 0 | [5 empty] | 0 | [5 empty] | 0 | [5 empty] | 0 | [5 empty] | 0 | 0 | 0 | 0 | 0 | 0 | 0 | [5 empty] | 0 | [5 empty] | 0 | [5 empty] | 0
|  |  | 0 | 0 | 0 | 0 | 0 | 0 | 0 | 0 | 0 | 0 | 0 | 0 | 0 | 0 | 0 | 0 | 0 | 0 | 0 | 0 | 0 | 0 | 0 | 0 | 0 | 0 | 0 | 0 | 0 | 0 | 0 | 0 | 0 | 0 | 0 | 0 | 0 | 0 | 0 | 0 | 0 | 0 | 0 | 0 | 0 | 0 | 0 | 0 | 0 | 0 | 0 | 0 | 0 | 0 | 0 | 0 | 0 | 0 | 0 | 0 | 0 | 0 | 0 | 0 | 0 | 0 | 0 | 0 | 0 | 0 | 0 | 0 | 0 | 0 | 0 | 0 | 0 | 0 | 0 | 0 | 0 | 0 | 0 | 0 | 0 | 0 | 0 | 0 | 0 | 0
| 2028 | C1 | 0 | 0 | 0 | 0 | 0 | 0 | [5 empty] | 0 | [5 empty] | 0 | [5 empty] | 0 | [5 empty] | 0 | [5 empty] | 0 | [5 empty] | 0 | [5 empty] | 0 | [5 empty] | 0 | [5 empty] | 0 | [5 empty] | 0 | 0 | 0 | 0 | 0 | 0 | 0 | [5 empty] | 0 | [5 empty] | 0 | [5 empty] | 0
|  | C2 | 0 | 0 | 0 | 0 | 0 | 0 | [5 empty] | 0 | [5 empty] | 0 | [5 empty] | 0 | [5 empty] | 0 | [5 empty] | 0 | [5 empty] | 0 | [5 empty] | 0 | [5 empty] | 0 | [5 empty] | 0 | [5 empty] | 0 | 0 | 0 | 0 | 0 | 0 | 0 | [5 empty] | 0 | [5 empty] | 0 | [5 empty] | 0
|  | C3 | 0 | 0 | 0 | 0 | 0 | 0 | [5 empty] | 0 | [5 empty] | 0 | [5 empty] | 0 | [5 empty] | 0 | [5 empty] | 0 | [5 empty] | 0 | [5 empty] | 0 | [5 empty] | 0 | [5 empty] | 0 | [5 empty] | 0 | 0 | 0 | 0 | 0 | 0 | 0 | [5 empty] | 0 | [5 empty] | 0 | [5 empty] | 0
|  | C4 | 0 | 0 | 0 | 0 | 0 | 0 | [5 empty] | 0 | [5 empty] | 0 | [5 empty] | 0 | [5 empty] | 0 | [5 empty] | 0 | [5 empty] | 0 | [5 empty] | 0 | [5 empty] | 0 | [5 empty] | 0 | [5 empty] | 0 | 0 | 0 | 0 | 0 | 0 | 0 | [5 empty] | 0 | [5 empty] | 0 | [5 empty] | 0
|  |  | 0 | 0 | 0 | 0 | 0 | 0 | 0 | 0 | 0 | 0 | 0 | 0 | 0 | 0 | 0 | 0 | 0 | 0 | 0 | 0 | 0 | 0 | 0 | 0 | 0 | 0 | 0 | 0 | 0 | 0 | 0 | 0 | 0 | 0 | 0 | 0 | 0 | 0 | 0 | 0 | 0 | 0 | 0 | 0 | 0 | 0 | 0 | 0 | 0 | 0 | 0 | 0 | 0 | 0 | 0 | 0 | 0 | 0 | 0 | 0 | 0 | 0 | 0 | 0 | 0 | 0 | 0 | 0 | 0 | 0 | 0 | 0 | 0 | 0 | 0 | 0 | 0 | 0 | 0 | 0 | 0 | 0 | 0 | 0 | 0 | 0 | 0 | 0 | 0 | 0
35 | 66kV UG Cable (Oil)
| 2024 | C1 | [5 empty] | 0 | [5 empty] | 0 | [5 empty] | 0 | [5 empty] | 0 | [5 empty] | 0 | [5 empty] | 0 | [5 empty] | 0 | [5 empty] | 0 | [5 empty] | 0 | [5 empty] | 0 | [5 empty] | 0 | 0 | 0 | 0 | 0 | 0 | 0 | [5 empty] | 0 | [5 empty] | 0 | [5 empty] | 0
|  | C2 | [5 empty] | 0 | [5 empty] | 0 | [5 empty] | 0 | [5 empty] | 0 | [5 empty] | 0 | [5 empty] | 0 | [5 empty] | 0 | [5 empty] | 0 | [5 empty] | 0 | [5 empty] | 0 | [5 empty] | 0 | 0 | 0 | 0 | 0 | 0 | 0 | [5 empty] | 0 | [5 empty] | 0 | [5 empty] | 0
|  | C3 | [5 empty] | 0 | [5 empty] | 0 | [5 empty] | 0 | [5 empty] | 0 | [5 empty] | 0 | [5 empty] | 0 | [5 empty] | 0 | [5 empty] | 0 | [5 empty] | 0 | [5 empty] | 0 | [5 empty] | 0 | 0 | 0 | 0 | 0 | 0 | 0 | [5 empty] | 0 | [5 empty] | 0 | [5 empty] | 0
|  | C4 | [5 empty] | 0 | [5 empty] | 0 | [5 empty] | 0 | [5 empty] | 0 | [5 empty] | 0 | [5 empty] | 0 | [5 empty] | 0 | [5 empty] | 0 | [5 empty] | 0 | [5 empty] | 0 | [5 empty] | 0 | 0 | 0 | 0 | 0 | 0 | 0 | [5 empty] | 0 | [5 empty] | 0 | [5 empty] | 0
|  |  | 0 | 0 | 0 | 0 | 0 | 0 | 0 | 0 | 0 | 0 | 0 | 0 | 0 | 0 | 0 | 0 | 0 | 0 | 0 | 0 | 0 | 0 | 0 | 0 | 0 | 0 | 0 | 0 | 0 | 0 | 0 | 0 | 0 | 0 | 0 | 0 | 0 | 0 | 0 | 0 | 0 | 0 | 0 | 0 | 0 | 0 | 0 | 0 | 0 | 0 | 0 | 0 | 0 | 0 | 0 | 0 | 0 | 0 | 0 | 0 | 0 | 0 | 0 | 0 | 0 | 0 | 0 | 0 | 0 | 0 | 0 | 0 | 0 | 0 | 0 | 0 | 0 | 0 | 0 | 0 | 0 | 0 | 0 | 0 | 0 | 0 | 0 | 0 | 0 | 0
| 2025 | C1 | 0 | 0 | 0 | 0 | 0 | 0 | [5 empty] | 0 | [5 empty] | 0 | [5 empty] | 0 | [5 empty] | 0 | [5 empty] | 0 | [5 empty] | 0 | [5 empty] | 0 | [5 empty] | 0 | [5 empty] | 0 | [5 empty] | 0 | 0 | 0 | 0 | 0 | 0 | 0 | [5 empty] | 0 | [5 empty] | 0 | [5 empty] | 0
|  | C2 | 0 | 0 | 0 | 0 | 0 | 0 | [5 empty] | 0 | [5 empty] | 0 | [5 empty] | 0 | [5 empty] | 0 | [5 empty] | 0 | [5 empty] | 0 | [5 empty] | 0 | [5 empty] | 0 | [5 empty] | 0 | [5 empty] | 0 | 0 | 0 | 0 | 0 | 0 | 0 | [5 empty] | 0 | [5 empty] | 0 | [5 empty] | 0
|  | C3 | 0 | 0 | 0 | 0 | 0 | 0 | [5 empty] | 0 | [5 empty] | 0 | [5 empty] | 0 | [5 empty] | 0 | [5 empty] | 0 | [5 empty] | 0 | [5 empty] | 0 | [5 empty] | 0 | [5 empty] | 0 | [5 empty] | 0 | 0 | 0 | 0 | 0 | 0 | 0 | [5 empty] | 0 | [5 empty] | 0 | [5 empty] | 0
|  | C4 | 0 | 0 | 0 | 0 | 0 | 0 | [5 empty] | 0 | [5 empty] | 0 | [5 empty] | 0 | [5 empty] | 0 | [5 empty] | 0 | [5 empty] | 0 | [5 empty] | 0 | [5 empty] | 0 | [5 empty] | 0 | [5 empty] | 0 | 0 | 0 | 0 | 0 | 0 | 0 | [5 empty] | 0 | [5 empty] | 0 | [5 empty] | 0
|  |  | 0 | 0 | 0 | 0 | 0 | 0 | 0 | 0 | 0 | 0 | 0 | 0 | 0 | 0 | 0 | 0 | 0 | 0 | 0 | 0 | 0 | 0 | 0 | 0 | 0 | 0 | 0 | 0 | 0 | 0 | 0 | 0 | 0 | 0 | 0 | 0 | 0 | 0 | 0 | 0 | 0 | 0 | 0 | 0 | 0 | 0 | 0 | 0 | 0 | 0 | 0 | 0 | 0 | 0 | 0 | 0 | 0 | 0 | 0 | 0 | 0 | 0 | 0 | 0 | 0 | 0 | 0 | 0 | 0 | 0 | 0 | 0 | 0 | 0 | 0 | 0 | 0 | 0 | 0 | 0 | 0 | 0 | 0 | 0 | 0 | 0 | 0 | 0 | 0 | 0
| 2026 | C1 | 0 | 0 | 0 | 0 | 0 | 0 | [5 empty] | 0 | [5 empty] | 0 | [5 empty] | 0 | [5 empty] | 0 | [5 empty] | 0 | [5 empty] | 0 | [5 empty] | 0 | [5 empty] | 0 | [5 empty] | 0 | [5 empty] | 0 | 0 | 0 | 0 | 0 | 0 | 0 | [5 empty] | 0 | [5 empty] | 0 | [5 empty] | 0
|  | C2 | 0 | 0 | 0 | 0 | 0 | 0 | [5 empty] | 0 | [5 empty] | 0 | [5 empty] | 0 | [5 empty] | 0 | [5 empty] | 0 | [5 empty] | 0 | [5 empty] | 0 | [5 empty] | 0 | [5 empty] | 0 | [5 empty] | 0 | 0 | 0 | 0 | 0 | 0 | 0 | [5 empty] | 0 | [5 empty] | 0 | [5 empty] | 0
|  | C3 | 0 | 0 | 0 | 0 | 0 | 0 | [5 empty] | 0 | [5 empty] | 0 | [5 empty] | 0 | [5 empty] | 0 | [5 empty] | 0 | [5 empty] | 0 | [5 empty] | 0 | [5 empty] | 0 | [5 empty] | 0 | [5 empty] | 0 | 0 | 0 | 0 | 0 | 0 | 0 | [5 empty] | 0 | [5 empty] | 0 | [5 empty] | 0
|  | C4 | 0 | 0 | 0 | 0 | 0 | 0 | [5 empty] | 0 | [5 empty] | 0 | [5 empty] | 0 | [5 empty] | 0 | [5 empty] | 0 | [5 empty] | 0 | [5 empty] | 0 | [5 empty] | 0 | [5 empty] | 0 | [5 empty] | 0 | 0 | 0 | 0 | 0 | 0 | 0 | [5 empty] | 0 | [5 empty] | 0 | [5 empty] | 0
|  |  | 0 | 0 | 0 | 0 | 0 | 0 | 0 | 0 | 0 | 0 | 0 | 0 | 0 | 0 | 0 | 0 | 0 | 0 | 0 | 0 | 0 | 0 | 0 | 0 | 0 | 0 | 0 | 0 | 0 | 0 | 0 | 0 | 0 | 0 | 0 | 0 | 0 | 0 | 0 | 0 | 0 | 0 | 0 | 0 | 0 | 0 | 0 | 0 | 0 | 0 | 0 | 0 | 0 | 0 | 0 | 0 | 0 | 0 | 0 | 0 | 0 | 0 | 0 | 0 | 0 | 0 | 0 | 0 | 0 | 0 | 0 | 0 | 0 | 0 | 0 | 0 | 0 | 0 | 0 | 0 | 0 | 0 | 0 | 0 | 0 | 0 | 0 | 0 | 0 | 0
| 2027 | C1 | 0 | 0 | 0 | 0 | 0 | 0 | [5 empty] | 0 | [5 empty] | 0 | [5 empty] | 0 | [5 empty] | 0 | [5 empty] | 0 | [5 empty] | 0 | [5 empty] | 0 | [5 empty] | 0 | [5 empty] | 0 | [5 empty] | 0 | 0 | 0 | 0 | 0 | 0 | 0 | [5 empty] | 0 | [5 empty] | 0 | [5 empty] | 0
|  | C2 | 0 | 0 | 0 | 0 | 0 | 0 | [5 empty] | 0 | [5 empty] | 0 | [5 empty] | 0 | [5 empty] | 0 | [5 empty] | 0 | [5 empty] | 0 | [5 empty] | 0 | [5 empty] | 0 | [5 empty] | 0 | [5 empty] | 0 | 0 | 0 | 0 | 0 | 0 | 0 | [5 empty] | 0 | [5 empty] | 0 | [5 empty] | 0
|  | C3 | 0 | 0 | 0 | 0 | 0 | 0 | [5 empty] | 0 | [5 empty] | 0 | [5 empty] | 0 | [5 empty] | 0 | [5 empty] | 0 | [5 empty] | 0 | [5 empty] | 0 | [5 empty] | 0 | [5 empty] | 0 | [5 empty] | 0 | 0 | 0 | 0 | 0 | 0 | 0 | [5 empty] | 0 | [5 empty] | 0 | [5 empty] | 0
|  | C4 | 0 | 0 | 0 | 0 | 0 | 0 | [5 empty] | 0 | [5 empty] | 0 | [5 empty] | 0 | [5 empty] | 0 | [5 empty] | 0 | [5 empty] | 0 | [5 empty] | 0 | [5 empty] | 0 | [5 empty] | 0 | [5 empty] | 0 | 0 | 0 | 0 | 0 | 0 | 0 | [5 empty] | 0 | [5 empty] | 0 | [5 empty] | 0
|  |  | 0 | 0 | 0 | 0 | 0 | 0 | 0 | 0 | 0 | 0 | 0 | 0 | 0 | 0 | 0 | 0 | 0 | 0 | 0 | 0 | 0 | 0 | 0 | 0 | 0 | 0 | 0 | 0 | 0 | 0 | 0 | 0 | 0 | 0 | 0 | 0 | 0 | 0 | 0 | 0 | 0 | 0 | 0 | 0 | 0 | 0 | 0 | 0 | 0 | 0 | 0 | 0 | 0 | 0 | 0 | 0 | 0 | 0 | 0 | 0 | 0 | 0 | 0 | 0 | 0 | 0 | 0 | 0 | 0 | 0 | 0 | 0 | 0 | 0 | 0 | 0 | 0 | 0 | 0 | 0 | 0 | 0 | 0 | 0 | 0 | 0 | 0 | 0 | 0 | 0
| 2028 | C1 | 0 | 0 | 0 | 0 | 0 | 0 | [5 empty] | 0 | [5 empty] | 0 | [5 empty] | 0 | [5 empty] | 0 | [5 empty] | 0 | [5 empty] | 0 | [5 empty] | 0 | [5 empty] | 0 | [5 empty] | 0 | [5 empty] | 0 | 0 | 0 | 0 | 0 | 0 | 0 | [5 empty] | 0 | [5 empty] | 0 | [5 empty] | 0
|  | C2 | 0 | 0 | 0 | 0 | 0 | 0 | [5 empty] | 0 | [5 empty] | 0 | [5 empty] | 0 | [5 empty] | 0 | [5 empty] | 0 | [5 empty] | 0 | [5 empty] | 0 | [5 empty] | 0 | [5 empty] | 0 | [5 empty] | 0 | 0 | 0 | 0 | 0 | 0 | 0 | [5 empty] | 0 | [5 empty] | 0 | [5 empty] | 0
|  | C3 | 0 | 0 | 0 | 0 | 0 | 0 | [5 empty] | 0 | [5 empty] | 0 | [5 empty] | 0 | [5 empty] | 0 | [5 empty] | 0 | [5 empty] | 0 | [5 empty] | 0 | [5 empty] | 0 | [5 empty] | 0 | [5 empty] | 0 | 0 | 0 | 0 | 0 | 0 | 0 | [5 empty] | 0 | [5 empty] | 0 | [5 empty] | 0
|  | C4 | 0 | 0 | 0 | 0 | 0 | 0 | [5 empty] | 0 | [5 empty] | 0 | [5 empty] | 0 | [5 empty] | 0 | [5 empty] | 0 | [5 empty] | 0 | [5 empty] | 0 | [5 empty] | 0 | [5 empty] | 0 | [5 empty] | 0 | 0 | 0 | 0 | 0 | 0 | 0 | [5 empty] | 0 | [5 empty] | 0 | [5 empty] | 0
|  |  | 0 | 0 | 0 | 0 | 0 | 0 | 0 | 0 | 0 | 0 | 0 | 0 | 0 | 0 | 0 | 0 | 0 | 0 | 0 | 0 | 0 | 0 | 0 | 0 | 0 | 0 | 0 | 0 | 0 | 0 | 0 | 0 | 0 | 0 | 0 | 0 | 0 | 0 | 0 | 0 | 0 | 0 | 0 | 0 | 0 | 0 | 0 | 0 | 0 | 0 | 0 | 0 | 0 | 0 | 0 | 0 | 0 | 0 | 0 | 0 | 0 | 0 | 0 | 0 | 0 | 0 | 0 | 0 | 0 | 0 | 0 | 0 | 0 | 0 | 0 | 0 | 0 | 0 | 0 | 0 | 0 | 0 | 0 | 0 | 0 | 0 | 0 | 0 | 0 | 0
36 | 66kV UG Cable (Gas)
| 2024 | C1 | [5 empty] | 0 | [5 empty] | 0 | [5 empty] | 0 | [5 empty] | 0 | [5 empty] | 0 | [5 empty] | 0 | [5 empty] | 0 | [5 empty] | 0 | [5 empty] | 0 | [5 empty] | 0 | [5 empty] | 0 | 0 | 0 | 0 | 0 | 0 | 0 | [5 empty] | 0 | [5 empty] | 0 | [5 empty] | 0
|  | C2 | [5 empty] | 0 | [5 empty] | 0 | [5 empty] | 0 | [5 empty] | 0 | [5 empty] | 0 | [5 empty] | 0 | [5 empty] | 0 | [5 empty] | 0 | [5 empty] | 0 | [5 empty] | 0 | [5 empty] | 0 | 0 | 0 | 0 | 0 | 0 | 0 | [5 empty] | 0 | [5 empty] | 0 | [5 empty] | 0
|  | C3 | [5 empty] | 0 | [5 empty] | 0 | [5 empty] | 0 | [5 empty] | 0 | [5 empty] | 0 | [5 empty] | 0 | [5 empty] | 0 | [5 empty] | 0 | [5 empty] | 0 | [5 empty] | 0 | [5 empty] | 0 | 0 | 0 | 0 | 0 | 0 | 0 | [5 empty] | 0 | [5 empty] | 0 | [5 empty] | 0
|  | C4 | [5 empty] | 0 | [5 empty] | 0 | [5 empty] | 0 | [5 empty] | 0 | [5 empty] | 0 | [5 empty] | 0 | [5 empty] | 0 | [5 empty] | 0 | [5 empty] | 0 | [5 empty] | 0 | [5 empty] | 0 | 0 | 0 | 0 | 0 | 0 | 0 | [5 empty] | 0 | [5 empty] | 0 | [5 empty] | 0
|  |  | 0 | 0 | 0 | 0 | 0 | 0 | 0 | 0 | 0 | 0 | 0 | 0 | 0 | 0 | 0 | 0 | 0 | 0 | 0 | 0 | 0 | 0 | 0 | 0 | 0 | 0 | 0 | 0 | 0 | 0 | 0 | 0 | 0 | 0 | 0 | 0 | 0 | 0 | 0 | 0 | 0 | 0 | 0 | 0 | 0 | 0 | 0 | 0 | 0 | 0 | 0 | 0 | 0 | 0 | 0 | 0 | 0 | 0 | 0 | 0 | 0 | 0 | 0 | 0 | 0 | 0 | 0 | 0 | 0 | 0 | 0 | 0 | 0 | 0 | 0 | 0 | 0 | 0 | 0 | 0 | 0 | 0 | 0 | 0 | 0 | 0 | 0 | 0 | 0 | 0
| 2025 | C1 | 0 | 0 | 0 | 0 | 0 | 0 | [5 empty] | 0 | [5 empty] | 0 | [5 empty] | 0 | [5 empty] | 0 | [5 empty] | 0 | [5 empty] | 0 | [5 empty] | 0 | [5 empty] | 0 | [5 empty] | 0 | [5 empty] | 0 | 0 | 0 | 0 | 0 | 0 | 0 | [5 empty] | 0 | [5 empty] | 0 | [5 empty] | 0
|  | C2 | 0 | 0 | 0 | 0 | 0 | 0 | [5 empty] | 0 | [5 empty] | 0 | [5 empty] | 0 | [5 empty] | 0 | [5 empty] | 0 | [5 empty] | 0 | [5 empty] | 0 | [5 empty] | 0 | [5 empty] | 0 | [5 empty] | 0 | 0 | 0 | 0 | 0 | 0 | 0 | [5 empty] | 0 | [5 empty] | 0 | [5 empty] | 0
|  | C3 | 0 | 0 | 0 | 0 | 0 | 0 | [5 empty] | 0 | [5 empty] | 0 | [5 empty] | 0 | [5 empty] | 0 | [5 empty] | 0 | [5 empty] | 0 | [5 empty] | 0 | [5 empty] | 0 | [5 empty] | 0 | [5 empty] | 0 | 0 | 0 | 0 | 0 | 0 | 0 | [5 empty] | 0 | [5 empty] | 0 | [5 empty] | 0
|  | C4 | 0 | 0 | 0 | 0 | 0 | 0 | [5 empty] | 0 | [5 empty] | 0 | [5 empty] | 0 | [5 empty] | 0 | [5 empty] | 0 | [5 empty] | 0 | [5 empty] | 0 | [5 empty] | 0 | [5 empty] | 0 | [5 empty] | 0 | 0 | 0 | 0 | 0 | 0 | 0 | [5 empty] | 0 | [5 empty] | 0 | [5 empty] | 0
|  |  | 0 | 0 | 0 | 0 | 0 | 0 | 0 | 0 | 0 | 0 | 0 | 0 | 0 | 0 | 0 | 0 | 0 | 0 | 0 | 0 | 0 | 0 | 0 | 0 | 0 | 0 | 0 | 0 | 0 | 0 | 0 | 0 | 0 | 0 | 0 | 0 | 0 | 0 | 0 | 0 | 0 | 0 | 0 | 0 | 0 | 0 | 0 | 0 | 0 | 0 | 0 | 0 | 0 | 0 | 0 | 0 | 0 | 0 | 0 | 0 | 0 | 0 | 0 | 0 | 0 | 0 | 0 | 0 | 0 | 0 | 0 | 0 | 0 | 0 | 0 | 0 | 0 | 0 | 0 | 0 | 0 | 0 | 0 | 0 | 0 | 0 | 0 | 0 | 0 | 0
| 2026 | C1 | 0 | 0 | 0 | 0 | 0 | 0 | [5 empty] | 0 | [5 empty] | 0 | [5 empty] | 0 | [5 empty] | 0 | [5 empty] | 0 | [5 empty] | 0 | [5 empty] | 0 | [5 empty] | 0 | [5 empty] | 0 | [5 empty] | 0 | 0 | 0 | 0 | 0 | 0 | 0 | [5 empty] | 0 | [5 empty] | 0 | [5 empty] | 0
|  | C2 | 0 | 0 | 0 | 0 | 0 | 0 | [5 empty] | 0 | [5 empty] | 0 | [5 empty] | 0 | [5 empty] | 0 | [5 empty] | 0 | [5 empty] | 0 | [5 empty] | 0 | [5 empty] | 0 | [5 empty] | 0 | [5 empty] | 0 | 0 | 0 | 0 | 0 | 0 | 0 | [5 empty] | 0 | [5 empty] | 0 | [5 empty] | 0
|  | C3 | 0 | 0 | 0 | 0 | 0 | 0 | [5 empty] | 0 | [5 empty] | 0 | [5 empty] | 0 | [5 empty] | 0 | [5 empty] | 0 | [5 empty] | 0 | [5 empty] | 0 | [5 empty] | 0 | [5 empty] | 0 | [5 empty] | 0 | 0 | 0 | 0 | 0 | 0 | 0 | [5 empty] | 0 | [5 empty] | 0 | [5 empty] | 0
|  | C4 | 0 | 0 | 0 | 0 | 0 | 0 | [5 empty] | 0 | [5 empty] | 0 | [5 empty] | 0 | [5 empty] | 0 | [5 empty] | 0 | [5 empty] | 0 | [5 empty] | 0 | [5 empty] | 0 | [5 empty] | 0 | [5 empty] | 0 | 0 | 0 | 0 | 0 | 0 | 0 | [5 empty] | 0 | [5 empty] | 0 | [5 empty] | 0
|  |  | 0 | 0 | 0 | 0 | 0 | 0 | 0 | 0 | 0 | 0 | 0 | 0 | 0 | 0 | 0 | 0 | 0 | 0 | 0 | 0 | 0 | 0 | 0 | 0 | 0 | 0 | 0 | 0 | 0 | 0 | 0 | 0 | 0 | 0 | 0 | 0 | 0 | 0 | 0 | 0 | 0 | 0 | 0 | 0 | 0 | 0 | 0 | 0 | 0 | 0 | 0 | 0 | 0 | 0 | 0 | 0 | 0 | 0 | 0 | 0 | 0 | 0 | 0 | 0 | 0 | 0 | 0 | 0 | 0 | 0 | 0 | 0 | 0 | 0 | 0 | 0 | 0 | 0 | 0 | 0 | 0 | 0 | 0 | 0 | 0 | 0 | 0 | 0 | 0 | 0
| 2027 | C1 | 0 | 0 | 0 | 0 | 0 | 0 | [5 empty] | 0 | [5 empty] | 0 | [5 empty] | 0 | [5 empty] | 0 | [5 empty] | 0 | [5 empty] | 0 | [5 empty] | 0 | [5 empty] | 0 | [5 empty] | 0 | [5 empty] | 0 | 0 | 0 | 0 | 0 | 0 | 0 | [5 empty] | 0 | [5 empty] | 0 | [5 empty] | 0
|  | C2 | 0 | 0 | 0 | 0 | 0 | 0 | [5 empty] | 0 | [5 empty] | 0 | [5 empty] | 0 | [5 empty] | 0 | [5 empty] | 0 | [5 empty] | 0 | [5 empty] | 0 | [5 empty] | 0 | [5 empty] | 0 | [5 empty] | 0 | 0 | 0 | 0 | 0 | 0 | 0 | [5 empty] | 0 | [5 empty] | 0 | [5 empty] | 0
|  | C3 | 0 | 0 | 0 | 0 | 0 | 0 | [5 empty] | 0 | [5 empty] | 0 | [5 empty] | 0 | [5 empty] | 0 | [5 empty] | 0 | [5 empty] | 0 | [5 empty] | 0 | [5 empty] | 0 | [5 empty] | 0 | [5 empty] | 0 | 0 | 0 | 0 | 0 | 0 | 0 | [5 empty] | 0 | [5 empty] | 0 | [5 empty] | 0
|  | C4 | 0 | 0 | 0 | 0 | 0 | 0 | [5 empty] | 0 | [5 empty] | 0 | [5 empty] | 0 | [5 empty] | 0 | [5 empty] | 0 | [5 empty] | 0 | [5 empty] | 0 | [5 empty] | 0 | [5 empty] | 0 | [5 empty] | 0 | 0 | 0 | 0 | 0 | 0 | 0 | [5 empty] | 0 | [5 empty] | 0 | [5 empty] | 0
|  |  | 0 | 0 | 0 | 0 | 0 | 0 | 0 | 0 | 0 | 0 | 0 | 0 | 0 | 0 | 0 | 0 | 0 | 0 | 0 | 0 | 0 | 0 | 0 | 0 | 0 | 0 | 0 | 0 | 0 | 0 | 0 | 0 | 0 | 0 | 0 | 0 | 0 | 0 | 0 | 0 | 0 | 0 | 0 | 0 | 0 | 0 | 0 | 0 | 0 | 0 | 0 | 0 | 0 | 0 | 0 | 0 | 0 | 0 | 0 | 0 | 0 | 0 | 0 | 0 | 0 | 0 | 0 | 0 | 0 | 0 | 0 | 0 | 0 | 0 | 0 | 0 | 0 | 0 | 0 | 0 | 0 | 0 | 0 | 0 | 0 | 0 | 0 | 0 | 0 | 0
| 2028 | C1 | 0 | 0 | 0 | 0 | 0 | 0 | [5 empty] | 0 | [5 empty] | 0 | [5 empty] | 0 | [5 empty] | 0 | [5 empty] | 0 | [5 empty] | 0 | [5 empty] | 0 | [5 empty] | 0 | [5 empty] | 0 | [5 empty] | 0 | 0 | 0 | 0 | 0 | 0 | 0 | [5 empty] | 0 | [5 empty] | 0 | [5 empty] | 0
|  | C2 | 0 | 0 | 0 | 0 | 0 | 0 | [5 empty] | 0 | [5 empty] | 0 | [5 empty] | 0 | [5 empty] | 0 | [5 empty] | 0 | [5 empty] | 0 | [5 empty] | 0 | [5 empty] | 0 | [5 empty] | 0 | [5 empty] | 0 | 0 | 0 | 0 | 0 | 0 | 0 | [5 empty] | 0 | [5 empty] | 0 | [5 empty] | 0
|  | C3 | 0 | 0 | 0 | 0 | 0 | 0 | [5 empty] | 0 | [5 empty] | 0 | [5 empty] | 0 | [5 empty] | 0 | [5 empty] | 0 | [5 empty] | 0 | [5 empty] | 0 | [5 empty] | 0 | [5 empty] | 0 | [5 empty] | 0 | 0 | 0 | 0 | 0 | 0 | 0 | [5 empty] | 0 | [5 empty] | 0 | [5 empty] | 0
|  | C4 | 0 | 0 | 0 | 0 | 0 | 0 | [5 empty] | 0 | [5 empty] | 0 | [5 empty] | 0 | [5 empty] | 0 | [5 empty] | 0 | [5 empty] | 0 | [5 empty] | 0 | [5 empty] | 0 | [5 empty] | 0 | [5 empty] | 0 | 0 | 0 | 0 | 0 | 0 | 0 | [5 empty] | 0 | [5 empty] | 0 | [5 empty] | 0
|  |  | 0 | 0 | 0 | 0 | 0 | 0 | 0 | 0 | 0 | 0 | 0 | 0 | 0 | 0 | 0 | 0 | 0 | 0 | 0 | 0 | 0 | 0 | 0 | 0 | 0 | 0 | 0 | 0 | 0 | 0 | 0 | 0 | 0 | 0 | 0 | 0 | 0 | 0 | 0 | 0 | 0 | 0 | 0 | 0 | 0 | 0 | 0 | 0 | 0 | 0 | 0 | 0 | 0 | 0 | 0 | 0 | 0 | 0 | 0 | 0 | 0 | 0 | 0 | 0 | 0 | 0 | 0 | 0 | 0 | 0 | 0 | 0 | 0 | 0 | 0 | 0 | 0 | 0 | 0 | 0 | 0 | 0 | 0 | 0 | 0 | 0 | 0 | 0 | 0 | 0
37 | EHV Sub Cable
| 2024 | C1 | [5 empty] | 0 | [5 empty] | 0 | [5 empty] | 0 | [5 empty] | 0 | [5 empty] | 0 | [5 empty] | 0 | [5 empty] | 0 | [5 empty] | 0 | [5 empty] | 0 | [5 empty] | 0 | [5 empty] | 0 | 0 | 0 | 0 | 0 | 0 | 0 | [5 empty] | 0 | [5 empty] | 0 | [5 empty] | 0
|  | C2 | [5 empty] | 0 | [5 empty] | 0 | [5 empty] | 0 | [5 empty] | 0 | [5 empty] | 0 | [5 empty] | 0 | [5 empty] | 0 | [5 empty] | 0 | [5 empty] | 0 | [5 empty] | 0 | [5 empty] | 0 | 0 | 0 | 0 | 0 | 0 | 0 | [5 empty] | 0 | [5 empty] | 0 | [5 empty] | 0
|  | C3 | [5 empty] | 0 | [5 empty] | 0 | [5 empty] | 0 | [5 empty] | 0 | [5 empty] | 0 | [5 empty] | 0 | [5 empty] | 0 | [5 empty] | 0 | [5 empty] | 0 | [5 empty] | 0 | [5 empty] | 0 | 0 | 0 | 0 | 0 | 0 | 0 | [5 empty] | 0 | [5 empty] | 0 | [5 empty] | 0
|  | C4 | [5 empty] | 0 | [5 empty] | 0 | [5 empty] | 0 | [5 empty] | 0 | [5 empty] | 0 | [5 empty] | 0 | [5 empty] | 0 | [5 empty] | 0 | [5 empty] | 0 | [5 empty] | 0 | [5 empty] | 0 | 0 | 0 | 0 | 0 | 0 | 0 | [5 empty] | 0 | [5 empty] | 0 | [5 empty] | 0
|  |  | 0 | 0 | 0 | 0 | 0 | 0 | 0 | 0 | 0 | 0 | 0 | 0 | 0 | 0 | 0 | 0 | 0 | 0 | 0 | 0 | 0 | 0 | 0 | 0 | 0 | 0 | 0 | 0 | 0 | 0 | 0 | 0 | 0 | 0 | 0 | 0 | 0 | 0 | 0 | 0 | 0 | 0 | 0 | 0 | 0 | 0 | 0 | 0 | 0 | 0 | 0 | 0 | 0 | 0 | 0 | 0 | 0 | 0 | 0 | 0 | 0 | 0 | 0 | 0 | 0 | 0 | 0 | 0 | 0 | 0 | 0 | 0 | 0 | 0 | 0 | 0 | 0 | 0 | 0 | 0 | 0 | 0 | 0 | 0 | 0 | 0 | 0 | 0 | 0 | 0
| 2025 | C1 | 0 | 0 | 0 | 0 | 0 | 0 | [5 empty] | 0 | [5 empty] | 0 | [5 empty] | 0 | [5 empty] | 0 | [5 empty] | 0 | [5 empty] | 0 | [5 empty] | 0 | [5 empty] | 0 | [5 empty] | 0 | [5 empty] | 0 | 0 | 0 | 0 | 0 | 0 | 0 | [5 empty] | 0 | [5 empty] | 0 | [5 empty] | 0
|  | C2 | 0 | 0 | 0 | 0 | 0 | 0 | [5 empty] | 0 | [5 empty] | 0 | [5 empty] | 0 | [5 empty] | 0 | [5 empty] | 0 | [5 empty] | 0 | [5 empty] | 0 | [5 empty] | 0 | [5 empty] | 0 | [5 empty] | 0 | 0 | 0 | 0 | 0 | 0 | 0 | [5 empty] | 0 | [5 empty] | 0 | [5 empty] | 0
|  | C3 | 0 | 0 | 0 | 0 | 0 | 0 | [5 empty] | 0 | [5 empty] | 0 | [5 empty] | 0 | [5 empty] | 0 | [5 empty] | 0 | [5 empty] | 0 | [5 empty] | 0 | [5 empty] | 0 | [5 empty] | 0 | [5 empty] | 0 | 0 | 0 | 0 | 0 | 0 | 0 | [5 empty] | 0 | [5 empty] | 0 | [5 empty] | 0
|  | C4 | 0 | 0 | 0 | 0 | 0 | 0 | [5 empty] | 0 | [5 empty] | 0 | [5 empty] | 0 | [5 empty] | 0 | [5 empty] | 0 | [5 empty] | 0 | [5 empty] | 0 | [5 empty] | 0 | [5 empty] | 0 | [5 empty] | 0 | 0 | 0 | 0 | 0 | 0 | 0 | [5 empty] | 0 | [5 empty] | 0 | [5 empty] | 0
|  |  | 0 | 0 | 0 | 0 | 0 | 0 | 0 | 0 | 0 | 0 | 0 | 0 | 0 | 0 | 0 | 0 | 0 | 0 | 0 | 0 | 0 | 0 | 0 | 0 | 0 | 0 | 0 | 0 | 0 | 0 | 0 | 0 | 0 | 0 | 0 | 0 | 0 | 0 | 0 | 0 | 0 | 0 | 0 | 0 | 0 | 0 | 0 | 0 | 0 | 0 | 0 | 0 | 0 | 0 | 0 | 0 | 0 | 0 | 0 | 0 | 0 | 0 | 0 | 0 | 0 | 0 | 0 | 0 | 0 | 0 | 0 | 0 | 0 | 0 | 0 | 0 | 0 | 0 | 0 | 0 | 0 | 0 | 0 | 0 | 0 | 0 | 0 | 0 | 0 | 0
| 2026 | C1 | 0 | 0 | 0 | 0 | 0 | 0 | [5 empty] | 0 | [5 empty] | 0 | [5 empty] | 0 | [5 empty] | 0 | [5 empty] | 0 | [5 empty] | 0 | [5 empty] | 0 | [5 empty] | 0 | [5 empty] | 0 | [5 empty] | 0 | 0 | 0 | 0 | 0 | 0 | 0 | [5 empty] | 0 | [5 empty] | 0 | [5 empty] | 0
|  | C2 | 0 | 0 | 0 | 0 | 0 | 0 | [5 empty] | 0 | [5 empty] | 0 | [5 empty] | 0 | [5 empty] | 0 | [5 empty] | 0 | [5 empty] | 0 | [5 empty] | 0 | [5 empty] | 0 | [5 empty] | 0 | [5 empty] | 0 | 0 | 0 | 0 | 0 | 0 | 0 | [5 empty] | 0 | [5 empty] | 0 | [5 empty] | 0
|  | C3 | 0 | 0 | 0 | 0 | 0 | 0 | [5 empty] | 0 | [5 empty] | 0 | [5 empty] | 0 | [5 empty] | 0 | [5 empty] | 0 | [5 empty] | 0 | [5 empty] | 0 | [5 empty] | 0 | [5 empty] | 0 | [5 empty] | 0 | 0 | 0 | 0 | 0 | 0 | 0 | [5 empty] | 0 | [5 empty] | 0 | [5 empty] | 0
|  | C4 | 0 | 0 | 0 | 0 | 0 | 0 | [5 empty] | 0 | [5 empty] | 0 | [5 empty] | 0 | [5 empty] | 0 | [5 empty] | 0 | [5 empty] | 0 | [5 empty] | 0 | [5 empty] | 0 | [5 empty] | 0 | [5 empty] | 0 | 0 | 0 | 0 | 0 | 0 | 0 | [5 empty] | 0 | [5 empty] | 0 | [5 empty] | 0
|  |  | 0 | 0 | 0 | 0 | 0 | 0 | 0 | 0 | 0 | 0 | 0 | 0 | 0 | 0 | 0 | 0 | 0 | 0 | 0 | 0 | 0 | 0 | 0 | 0 | 0 | 0 | 0 | 0 | 0 | 0 | 0 | 0 | 0 | 0 | 0 | 0 | 0 | 0 | 0 | 0 | 0 | 0 | 0 | 0 | 0 | 0 | 0 | 0 | 0 | 0 | 0 | 0 | 0 | 0 | 0 | 0 | 0 | 0 | 0 | 0 | 0 | 0 | 0 | 0 | 0 | 0 | 0 | 0 | 0 | 0 | 0 | 0 | 0 | 0 | 0 | 0 | 0 | 0 | 0 | 0 | 0 | 0 | 0 | 0 | 0 | 0 | 0 | 0 | 0 | 0
| 2027 | C1 | 0 | 0 | 0 | 0 | 0 | 0 | [5 empty] | 0 | [5 empty] | 0 | [5 empty] | 0 | [5 empty] | 0 | [5 empty] | 0 | [5 empty] | 0 | [5 empty] | 0 | [5 empty] | 0 | [5 empty] | 0 | [5 empty] | 0 | 0 | 0 | 0 | 0 | 0 | 0 | [5 empty] | 0 | [5 empty] | 0 | [5 empty] | 0
|  | C2 | 0 | 0 | 0 | 0 | 0 | 0 | [5 empty] | 0 | [5 empty] | 0 | [5 empty] | 0 | [5 empty] | 0 | [5 empty] | 0 | [5 empty] | 0 | [5 empty] | 0 | [5 empty] | 0 | [5 empty] | 0 | [5 empty] | 0 | 0 | 0 | 0 | 0 | 0 | 0 | [5 empty] | 0 | [5 empty] | 0 | [5 empty] | 0
|  | C3 | 0 | 0 | 0 | 0 | 0 | 0 | [5 empty] | 0 | [5 empty] | 0 | [5 empty] | 0 | [5 empty] | 0 | [5 empty] | 0 | [5 empty] | 0 | [5 empty] | 0 | [5 empty] | 0 | [5 empty] | 0 | [5 empty] | 0 | 0 | 0 | 0 | 0 | 0 | 0 | [5 empty] | 0 | [5 empty] | 0 | [5 empty] | 0
|  | C4 | 0 | 0 | 0 | 0 | 0 | 0 | [5 empty] | 0 | [5 empty] | 0 | [5 empty] | 0 | [5 empty] | 0 | [5 empty] | 0 | [5 empty] | 0 | [5 empty] | 0 | [5 empty] | 0 | [5 empty] | 0 | [5 empty] | 0 | 0 | 0 | 0 | 0 | 0 | 0 | [5 empty] | 0 | [5 empty] | 0 | [5 empty] | 0
|  |  | 0 | 0 | 0 | 0 | 0 | 0 | 0 | 0 | 0 | 0 | 0 | 0 | 0 | 0 | 0 | 0 | 0 | 0 | 0 | 0 | 0 | 0 | 0 | 0 | 0 | 0 | 0 | 0 | 0 | 0 | 0 | 0 | 0 | 0 | 0 | 0 | 0 | 0 | 0 | 0 | 0 | 0 | 0 | 0 | 0 | 0 | 0 | 0 | 0 | 0 | 0 | 0 | 0 | 0 | 0 | 0 | 0 | 0 | 0 | 0 | 0 | 0 | 0 | 0 | 0 | 0 | 0 | 0 | 0 | 0 | 0 | 0 | 0 | 0 | 0 | 0 | 0 | 0 | 0 | 0 | 0 | 0 | 0 | 0 | 0 | 0 | 0 | 0 | 0 | 0
| 2028 | C1 | 0 | 0 | 0 | 0 | 0 | 0 | [5 empty] | 0 | [5 empty] | 0 | [5 empty] | 0 | [5 empty] | 0 | [5 empty] | 0 | [5 empty] | 0 | [5 empty] | 0 | [5 empty] | 0 | [5 empty] | 0 | [5 empty] | 0 | 0 | 0 | 0 | 0 | 0 | 0 | [5 empty] | 0 | [5 empty] | 0 | [5 empty] | 0
|  | C2 | 0 | 0 | 0 | 0 | 0 | 0 | [5 empty] | 0 | [5 empty] | 0 | [5 empty] | 0 | [5 empty] | 0 | [5 empty] | 0 | [5 empty] | 0 | [5 empty] | 0 | [5 empty] | 0 | [5 empty] | 0 | [5 empty] | 0 | 0 | 0 | 0 | 0 | 0 | 0 | [5 empty] | 0 | [5 empty] | 0 | [5 empty] | 0
|  | C3 | 0 | 0 | 0 | 0 | 0 | 0 | [5 empty] | 0 | [5 empty] | 0 | [5 empty] | 0 | [5 empty] | 0 | [5 empty] | 0 | [5 empty] | 0 | [5 empty] | 0 | [5 empty] | 0 | [5 empty] | 0 | [5 empty] | 0 | 0 | 0 | 0 | 0 | 0 | 0 | [5 empty] | 0 | [5 empty] | 0 | [5 empty] | 0
|  | C4 | 0 | 0 | 0 | 0 | 0 | 0 | [5 empty] | 0 | [5 empty] | 0 | [5 empty] | 0 | [5 empty] | 0 | [5 empty] | 0 | [5 empty] | 0 | [5 empty] | 0 | [5 empty] | 0 | [5 empty] | 0 | [5 empty] | 0 | 0 | 0 | 0 | 0 | 0 | 0 | [5 empty] | 0 | [5 empty] | 0 | [5 empty] | 0
|  |  | 0 | 0 | 0 | 0 | 0 | 0 | 0 | 0 | 0 | 0 | 0 | 0 | 0 | 0 | 0 | 0 | 0 | 0 | 0 | 0 | 0 | 0 | 0 | 0 | 0 | 0 | 0 | 0 | 0 | 0 | 0 | 0 | 0 | 0 | 0 | 0 | 0 | 0 | 0 | 0 | 0 | 0 | 0 | 0 | 0 | 0 | 0 | 0 | 0 | 0 | 0 | 0 | 0 | 0 | 0 | 0 | 0 | 0 | 0 | 0 | 0 | 0 | 0 | 0 | 0 | 0 | 0 | 0 | 0 | 0 | 0 | 0 | 0 | 0 | 0 | 0 | 0 | 0 | 0 | 0 | 0 | 0 | 0 | 0 | 0 | 0 | 0 | 0 | 0 | 0
38 | 33kV CB (Air Insulated Busbars) (ID) (GM)
| 2024 | C1 | [5 empty] | 0 | [5 empty] | 0 | [5 empty] | 0 | [5 empty] | 0 | [5 empty] | 0 | [5 empty] | 0 | [5 empty] | 0 | [5 empty] | 0 | [5 empty] | 0 | [5 empty] | 0 | [5 empty] | 0 | 0 | 0 | 0 | 0 | 0 | 0 | [5 empty] | 0 | [5 empty] | 0 | [5 empty] | 0
|  | C2 | [5 empty] | 0 | [5 empty] | 0 | [5 empty] | 0 | [5 empty] | 0 | [5 empty] | 0 | [5 empty] | 0 | [5 empty] | 0 | [5 empty] | 0 | [5 empty] | 0 | [5 empty] | 0 | [5 empty] | 0 | 0 | 0 | 0 | 0 | 0 | 0 | [5 empty] | 0 | [5 empty] | 0 | [5 empty] | 0
|  | C3 | [5 empty] | 0 | [5 empty] | 0 | [5 empty] | 0 | [5 empty] | 0 | [5 empty] | 0 | [5 empty] | 0 | [5 empty] | 0 | [5 empty] | 0 | [5 empty] | 0 | [5 empty] | 0 | [5 empty] | 0 | 0 | 0 | 0 | 0 | 0 | 0 | [5 empty] | 0 | [5 empty] | 0 | [5 empty] | 0
|  | C4 | [5 empty] | 0 | [5 empty] | 0 | [5 empty] | 0 | [5 empty] | 0 | [5 empty] | 0 | [5 empty] | 0 | [5 empty] | 0 | [5 empty] | 0 | [5 empty] | 0 | [5 empty] | 0 | [5 empty] | 0 | 0 | 0 | 0 | 0 | 0 | 0 | [5 empty] | 0 | [5 empty] | 0 | [5 empty] | 0
|  |  | 0 | 0 | 0 | 0 | 0 | 0 | 0 | 0 | 0 | 0 | 0 | 0 | 0 | 0 | 0 | 0 | 0 | 0 | 0 | 0 | 0 | 0 | 0 | 0 | 0 | 0 | 0 | 0 | 0 | 0 | 0 | 0 | 0 | 0 | 0 | 0 | 0 | 0 | 0 | 0 | 0 | 0 | 0 | 0 | 0 | 0 | 0 | 0 | 0 | 0 | 0 | 0 | 0 | 0 | 0 | 0 | 0 | 0 | 0 | 0 | 0 | 0 | 0 | 0 | 0 | 0 | 0 | 0 | 0 | 0 | 0 | 0 | 0 | 0 | 0 | 0 | 0 | 0 | 0 | 0 | 0 | 0 | 0 | 0 | 0 | 0 | 0 | 0 | 0 | 0
| 2025 | C1 | 0 | 0 | 0 | 0 | 0 | 0 | [5 empty] | 0 | [5 empty] | 0 | [5 empty] | 0 | [5 empty] | 0 | [5 empty] | 0 | [5 empty] | 0 | [5 empty] | 0 | [5 empty] | 0 | [5 empty] | 0 | [5 empty] | 0 | 0 | 0 | 0 | 0 | 0 | 0 | [5 empty] | 0 | [5 empty] | 0 | [5 empty] | 0
|  | C2 | 0 | 0 | 0 | 0 | 0 | 0 | [5 empty] | 0 | [5 empty] | 0 | [5 empty] | 0 | [5 empty] | 0 | [5 empty] | 0 | [5 empty] | 0 | [5 empty] | 0 | [5 empty] | 0 | [5 empty] | 0 | [5 empty] | 0 | 0 | 0 | 0 | 0 | 0 | 0 | [5 empty] | 0 | [5 empty] | 0 | [5 empty] | 0
|  | C3 | 0 | 0 | 0 | 0 | 0 | 0 | [5 empty] | 0 | [5 empty] | 0 | [5 empty] | 0 | [5 empty] | 0 | [5 empty] | 0 | [5 empty] | 0 | [5 empty] | 0 | [5 empty] | 0 | [5 empty] | 0 | [5 empty] | 0 | 0 | 0 | 0 | 0 | 0 | 0 | [5 empty] | 0 | [5 empty] | 0 | [5 empty] | 0
|  | C4 | 0 | 0 | 0 | 0 | 0 | 0 | [5 empty] | 0 | [5 empty] | 0 | [5 empty] | 0 | [5 empty] | 0 | [5 empty] | 0 | [5 empty] | 0 | [5 empty] | 0 | [5 empty] | 0 | [5 empty] | 0 | [5 empty] | 0 | 0 | 0 | 0 | 0 | 0 | 0 | [5 empty] | 0 | [5 empty] | 0 | [5 empty] | 0
|  |  | 0 | 0 | 0 | 0 | 0 | 0 | 0 | 0 | 0 | 0 | 0 | 0 | 0 | 0 | 0 | 0 | 0 | 0 | 0 | 0 | 0 | 0 | 0 | 0 | 0 | 0 | 0 | 0 | 0 | 0 | 0 | 0 | 0 | 0 | 0 | 0 | 0 | 0 | 0 | 0 | 0 | 0 | 0 | 0 | 0 | 0 | 0 | 0 | 0 | 0 | 0 | 0 | 0 | 0 | 0 | 0 | 0 | 0 | 0 | 0 | 0 | 0 | 0 | 0 | 0 | 0 | 0 | 0 | 0 | 0 | 0 | 0 | 0 | 0 | 0 | 0 | 0 | 0 | 0 | 0 | 0 | 0 | 0 | 0 | 0 | 0 | 0 | 0 | 0 | 0
| 2026 | C1 | 0 | 0 | 0 | 0 | 0 | 0 | [5 empty] | 0 | [5 empty] | 0 | [5 empty] | 0 | [5 empty] | 0 | [5 empty] | 0 | [5 empty] | 0 | [5 empty] | 0 | [5 empty] | 0 | [5 empty] | 0 | [5 empty] | 0 | 0 | 0 | 0 | 0 | 0 | 0 | [5 empty] | 0 | [5 empty] | 0 | [5 empty] | 0
|  | C2 | 0 | 0 | 0 | 0 | 0 | 0 | [5 empty] | 0 | [5 empty] | 0 | [5 empty] | 0 | [5 empty] | 0 | [5 empty] | 0 | [5 empty] | 0 | [5 empty] | 0 | [5 empty] | 0 | [5 empty] | 0 | [5 empty] | 0 | 0 | 0 | 0 | 0 | 0 | 0 | [5 empty] | 0 | [5 empty] | 0 | [5 empty] | 0
|  | C3 | 0 | 0 | 0 | 0 | 0 | 0 | [5 empty] | 0 | [5 empty] | 0 | [5 empty] | 0 | [5 empty] | 0 | [5 empty] | 0 | [5 empty] | 0 | [5 empty] | 0 | [5 empty] | 0 | [5 empty] | 0 | [5 empty] | 0 | 0 | 0 | 0 | 0 | 0 | 0 | [5 empty] | 0 | [5 empty] | 0 | [5 empty] | 0
|  | C4 | 0 | 0 | 0 | 0 | 0 | 0 | [5 empty] | 0 | [5 empty] | 0 | [5 empty] | 0 | [5 empty] | 0 | [5 empty] | 0 | [5 empty] | 0 | [5 empty] | 0 | [5 empty] | 0 | [5 empty] | 0 | [5 empty] | 0 | 0 | 0 | 0 | 0 | 0 | 0 | [5 empty] | 0 | [5 empty] | 0 | [5 empty] | 0
|  |  | 0 | 0 | 0 | 0 | 0 | 0 | 0 | 0 | 0 | 0 | 0 | 0 | 0 | 0 | 0 | 0 | 0 | 0 | 0 | 0 | 0 | 0 | 0 | 0 | 0 | 0 | 0 | 0 | 0 | 0 | 0 | 0 | 0 | 0 | 0 | 0 | 0 | 0 | 0 | 0 | 0 | 0 | 0 | 0 | 0 | 0 | 0 | 0 | 0 | 0 | 0 | 0 | 0 | 0 | 0 | 0 | 0 | 0 | 0 | 0 | 0 | 0 | 0 | 0 | 0 | 0 | 0 | 0 | 0 | 0 | 0 | 0 | 0 | 0 | 0 | 0 | 0 | 0 | 0 | 0 | 0 | 0 | 0 | 0 | 0 | 0 | 0 | 0 | 0 | 0
| 2027 | C1 | 0 | 0 | 0 | 0 | 0 | 0 | [5 empty] | 0 | [5 empty] | 0 | [5 empty] | 0 | [5 empty] | 0 | [5 empty] | 0 | [5 empty] | 0 | [5 empty] | 0 | [5 empty] | 0 | [5 empty] | 0 | [5 empty] | 0 | 0 | 0 | 0 | 0 | 0 | 0 | [5 empty] | 0 | [5 empty] | 0 | [5 empty] | 0
|  | C2 | 0 | 0 | 0 | 0 | 0 | 0 | [5 empty] | 0 | [5 empty] | 0 | [5 empty] | 0 | [5 empty] | 0 | [5 empty] | 0 | [5 empty] | 0 | [5 empty] | 0 | [5 empty] | 0 | [5 empty] | 0 | [5 empty] | 0 | 0 | 0 | 0 | 0 | 0 | 0 | [5 empty] | 0 | [5 empty] | 0 | [5 empty] | 0
|  | C3 | 0 | 0 | 0 | 0 | 0 | 0 | [5 empty] | 0 | [5 empty] | 0 | [5 empty] | 0 | [5 empty] | 0 | [5 empty] | 0 | [5 empty] | 0 | [5 empty] | 0 | [5 empty] | 0 | [5 empty] | 0 | [5 empty] | 0 | 0 | 0 | 0 | 0 | 0 | 0 | [5 empty] | 0 | [5 empty] | 0 | [5 empty] | 0
|  | C4 | 0 | 0 | 0 | 0 | 0 | 0 | [5 empty] | 0 | [5 empty] | 0 | [5 empty] | 0 | [5 empty] | 0 | [5 empty] | 0 | [5 empty] | 0 | [5 empty] | 0 | [5 empty] | 0 | [5 empty] | 0 | [5 empty] | 0 | 0 | 0 | 0 | 0 | 0 | 0 | [5 empty] | 0 | [5 empty] | 0 | [5 empty] | 0
|  |  | 0 | 0 | 0 | 0 | 0 | 0 | 0 | 0 | 0 | 0 | 0 | 0 | 0 | 0 | 0 | 0 | 0 | 0 | 0 | 0 | 0 | 0 | 0 | 0 | 0 | 0 | 0 | 0 | 0 | 0 | 0 | 0 | 0 | 0 | 0 | 0 | 0 | 0 | 0 | 0 | 0 | 0 | 0 | 0 | 0 | 0 | 0 | 0 | 0 | 0 | 0 | 0 | 0 | 0 | 0 | 0 | 0 | 0 | 0 | 0 | 0 | 0 | 0 | 0 | 0 | 0 | 0 | 0 | 0 | 0 | 0 | 0 | 0 | 0 | 0 | 0 | 0 | 0 | 0 | 0 | 0 | 0 | 0 | 0 | 0 | 0 | 0 | 0 | 0 | 0
| 2028 | C1 | 0 | 0 | 0 | 0 | 0 | 0 | [5 empty] | 0 | [5 empty] | 0 | [5 empty] | 0 | [5 empty] | 0 | [5 empty] | 0 | [5 empty] | 0 | [5 empty] | 0 | [5 empty] | 0 | [5 empty] | 0 | [5 empty] | 0 | 0 | 0 | 0 | 0 | 0 | 0 | [5 empty] | 0 | [5 empty] | 0 | [5 empty] | 0
|  | C2 | 0 | 0 | 0 | 0 | 0 | 0 | [5 empty] | 0 | [5 empty] | 0 | [5 empty] | 0 | [5 empty] | 0 | [5 empty] | 0 | [5 empty] | 0 | [5 empty] | 0 | [5 empty] | 0 | [5 empty] | 0 | [5 empty] | 0 | 0 | 0 | 0 | 0 | 0 | 0 | [5 empty] | 0 | [5 empty] | 0 | [5 empty] | 0
|  | C3 | 0 | 0 | 0 | 0 | 0 | 0 | [5 empty] | 0 | [5 empty] | 0 | [5 empty] | 0 | [5 empty] | 0 | [5 empty] | 0 | [5 empty] | 0 | [5 empty] | 0 | [5 empty] | 0 | [5 empty] | 0 | [5 empty] | 0 | 0 | 0 | 0 | 0 | 0 | 0 | [5 empty] | 0 | [5 empty] | 0 | [5 empty] | 0
|  | C4 | 0 | 0 | 0 | 0 | 0 | 0 | [5 empty] | 0 | [5 empty] | 0 | [5 empty] | 0 | [5 empty] | 0 | [5 empty] | 0 | [5 empty] | 0 | [5 empty] | 0 | [5 empty] | 0 | [5 empty] | 0 | [5 empty] | 0 | 0 | 0 | 0 | 0 | 0 | 0 | [5 empty] | 0 | [5 empty] | 0 | [5 empty] | 0
|  |  | 0 | 0 | 0 | 0 | 0 | 0 | 0 | 0 | 0 | 0 | 0 | 0 | 0 | 0 | 0 | 0 | 0 | 0 | 0 | 0 | 0 | 0 | 0 | 0 | 0 | 0 | 0 | 0 | 0 | 0 | 0 | 0 | 0 | 0 | 0 | 0 | 0 | 0 | 0 | 0 | 0 | 0 | 0 | 0 | 0 | 0 | 0 | 0 | 0 | 0 | 0 | 0 | 0 | 0 | 0 | 0 | 0 | 0 | 0 | 0 | 0 | 0 | 0 | 0 | 0 | 0 | 0 | 0 | 0 | 0 | 0 | 0 | 0 | 0 | 0 | 0 | 0 | 0 | 0 | 0 | 0 | 0 | 0 | 0 | 0 | 0 | 0 | 0 | 0 | 0
39 | 33kV CB (Air Insulated Busbars) (OD) (GM)
| 2024 | C1 | [5 empty] | 0 | [5 empty] | 0 | [5 empty] | 0 | [5 empty] | 0 | [5 empty] | 0 | [5 empty] | 0 | [5 empty] | 0 | [5 empty] | 0 | [5 empty] | 0 | [5 empty] | 0 | [5 empty] | 0 | 0 | 0 | 0 | 0 | 0 | 0 | [5 empty] | 0 | [5 empty] | 0 | [5 empty] | 0
|  | C2 | [5 empty] | 0 | [5 empty] | 0 | [5 empty] | 0 | [5 empty] | 0 | [5 empty] | 0 | [5 empty] | 0 | [5 empty] | 0 | [5 empty] | 0 | [5 empty] | 0 | [5 empty] | 0 | [5 empty] | 0 | 0 | 0 | 0 | 0 | 0 | 0 | [5 empty] | 0 | [5 empty] | 0 | [5 empty] | 0
|  | C3 | [5 empty] | 0 | [5 empty] | 0 | [5 empty] | 0 | [5 empty] | 0 | [5 empty] | 0 | [5 empty] | 0 | [5 empty] | 0 | [5 empty] | 0 | [5 empty] | 0 | [5 empty] | 0 | [5 empty] | 0 | 0 | 0 | 0 | 0 | 0 | 0 | [5 empty] | 0 | [5 empty] | 0 | [5 empty] | 0
|  | C4 | [5 empty] | 0 | [5 empty] | 0 | [5 empty] | 0 | [5 empty] | 0 | [5 empty] | 0 | [5 empty] | 0 | [5 empty] | 0 | [5 empty] | 0 | [5 empty] | 0 | [5 empty] | 0 | [5 empty] | 0 | 0 | 0 | 0 | 0 | 0 | 0 | [5 empty] | 0 | [5 empty] | 0 | [5 empty] | 0
|  |  | 0 | 0 | 0 | 0 | 0 | 0 | 0 | 0 | 0 | 0 | 0 | 0 | 0 | 0 | 0 | 0 | 0 | 0 | 0 | 0 | 0 | 0 | 0 | 0 | 0 | 0 | 0 | 0 | 0 | 0 | 0 | 0 | 0 | 0 | 0 | 0 | 0 | 0 | 0 | 0 | 0 | 0 | 0 | 0 | 0 | 0 | 0 | 0 | 0 | 0 | 0 | 0 | 0 | 0 | 0 | 0 | 0 | 0 | 0 | 0 | 0 | 0 | 0 | 0 | 0 | 0 | 0 | 0 | 0 | 0 | 0 | 0 | 0 | 0 | 0 | 0 | 0 | 0 | 0 | 0 | 0 | 0 | 0 | 0 | 0 | 0 | 0 | 0 | 0 | 0
| 2025 | C1 | 0 | 0 | 0 | 0 | 0 | 0 | [5 empty] | 0 | [5 empty] | 0 | [5 empty] | 0 | [5 empty] | 0 | [5 empty] | 0 | [5 empty] | 0 | [5 empty] | 0 | [5 empty] | 0 | [5 empty] | 0 | [5 empty] | 0 | 0 | 0 | 0 | 0 | 0 | 0 | [5 empty] | 0 | [5 empty] | 0 | [5 empty] | 0
|  | C2 | 0 | 0 | 0 | 0 | 0 | 0 | [5 empty] | 0 | [5 empty] | 0 | [5 empty] | 0 | [5 empty] | 0 | [5 empty] | 0 | [5 empty] | 0 | [5 empty] | 0 | [5 empty] | 0 | [5 empty] | 0 | [5 empty] | 0 | 0 | 0 | 0 | 0 | 0 | 0 | [5 empty] | 0 | [5 empty] | 0 | [5 empty] | 0
|  | C3 | 0 | 0 | 0 | 0 | 0 | 0 | [5 empty] | 0 | [5 empty] | 0 | [5 empty] | 0 | [5 empty] | 0 | [5 empty] | 0 | [5 empty] | 0 | [5 empty] | 0 | [5 empty] | 0 | [5 empty] | 0 | [5 empty] | 0 | 0 | 0 | 0 | 0 | 0 | 0 | [5 empty] | 0 | [5 empty] | 0 | [5 empty] | 0
|  | C4 | 0 | 0 | 0 | 0 | 0 | 0 | [5 empty] | 0 | [5 empty] | 0 | [5 empty] | 0 | [5 empty] | 0 | [5 empty] | 0 | [5 empty] | 0 | [5 empty] | 0 | [5 empty] | 0 | [5 empty] | 0 | [5 empty] | 0 | 0 | 0 | 0 | 0 | 0 | 0 | [5 empty] | 0 | [5 empty] | 0 | [5 empty] | 0
|  |  | 0 | 0 | 0 | 0 | 0 | 0 | 0 | 0 | 0 | 0 | 0 | 0 | 0 | 0 | 0 | 0 | 0 | 0 | 0 | 0 | 0 | 0 | 0 | 0 | 0 | 0 | 0 | 0 | 0 | 0 | 0 | 0 | 0 | 0 | 0 | 0 | 0 | 0 | 0 | 0 | 0 | 0 | 0 | 0 | 0 | 0 | 0 | 0 | 0 | 0 | 0 | 0 | 0 | 0 | 0 | 0 | 0 | 0 | 0 | 0 | 0 | 0 | 0 | 0 | 0 | 0 | 0 | 0 | 0 | 0 | 0 | 0 | 0 | 0 | 0 | 0 | 0 | 0 | 0 | 0 | 0 | 0 | 0 | 0 | 0 | 0 | 0 | 0 | 0 | 0
| 2026 | C1 | 0 | 0 | 0 | 0 | 0 | 0 | [5 empty] | 0 | [5 empty] | 0 | [5 empty] | 0 | [5 empty] | 0 | [5 empty] | 0 | [5 empty] | 0 | [5 empty] | 0 | [5 empty] | 0 | [5 empty] | 0 | [5 empty] | 0 | 0 | 0 | 0 | 0 | 0 | 0 | [5 empty] | 0 | [5 empty] | 0 | [5 empty] | 0
|  | C2 | 0 | 0 | 0 | 0 | 0 | 0 | [5 empty] | 0 | [5 empty] | 0 | [5 empty] | 0 | [5 empty] | 0 | [5 empty] | 0 | [5 empty] | 0 | [5 empty] | 0 | [5 empty] | 0 | [5 empty] | 0 | [5 empty] | 0 | 0 | 0 | 0 | 0 | 0 | 0 | [5 empty] | 0 | [5 empty] | 0 | [5 empty] | 0
|  | C3 | 0 | 0 | 0 | 0 | 0 | 0 | [5 empty] | 0 | [5 empty] | 0 | [5 empty] | 0 | [5 empty] | 0 | [5 empty] | 0 | [5 empty] | 0 | [5 empty] | 0 | [5 empty] | 0 | [5 empty] | 0 | [5 empty] | 0 | 0 | 0 | 0 | 0 | 0 | 0 | [5 empty] | 0 | [5 empty] | 0 | [5 empty] | 0
|  | C4 | 0 | 0 | 0 | 0 | 0 | 0 | [5 empty] | 0 | [5 empty] | 0 | [5 empty] | 0 | [5 empty] | 0 | [5 empty] | 0 | [5 empty] | 0 | [5 empty] | 0 | [5 empty] | 0 | [5 empty] | 0 | [5 empty] | 0 | 0 | 0 | 0 | 0 | 0 | 0 | [5 empty] | 0 | [5 empty] | 0 | [5 empty] | 0
|  |  | 0 | 0 | 0 | 0 | 0 | 0 | 0 | 0 | 0 | 0 | 0 | 0 | 0 | 0 | 0 | 0 | 0 | 0 | 0 | 0 | 0 | 0 | 0 | 0 | 0 | 0 | 0 | 0 | 0 | 0 | 0 | 0 | 0 | 0 | 0 | 0 | 0 | 0 | 0 | 0 | 0 | 0 | 0 | 0 | 0 | 0 | 0 | 0 | 0 | 0 | 0 | 0 | 0 | 0 | 0 | 0 | 0 | 0 | 0 | 0 | 0 | 0 | 0 | 0 | 0 | 0 | 0 | 0 | 0 | 0 | 0 | 0 | 0 | 0 | 0 | 0 | 0 | 0 | 0 | 0 | 0 | 0 | 0 | 0 | 0 | 0 | 0 | 0 | 0 | 0
| 2027 | C1 | 0 | 0 | 0 | 0 | 0 | 0 | [5 empty] | 0 | [5 empty] | 0 | [5 empty] | 0 | [5 empty] | 0 | [5 empty] | 0 | [5 empty] | 0 | [5 empty] | 0 | [5 empty] | 0 | [5 empty] | 0 | [5 empty] | 0 | 0 | 0 | 0 | 0 | 0 | 0 | [5 empty] | 0 | [5 empty] | 0 | [5 empty] | 0
|  | C2 | 0 | 0 | 0 | 0 | 0 | 0 | [5 empty] | 0 | [5 empty] | 0 | [5 empty] | 0 | [5 empty] | 0 | [5 empty] | 0 | [5 empty] | 0 | [5 empty] | 0 | [5 empty] | 0 | [5 empty] | 0 | [5 empty] | 0 | 0 | 0 | 0 | 0 | 0 | 0 | [5 empty] | 0 | [5 empty] | 0 | [5 empty] | 0
|  | C3 | 0 | 0 | 0 | 0 | 0 | 0 | [5 empty] | 0 | [5 empty] | 0 | [5 empty] | 0 | [5 empty] | 0 | [5 empty] | 0 | [5 empty] | 0 | [5 empty] | 0 | [5 empty] | 0 | [5 empty] | 0 | [5 empty] | 0 | 0 | 0 | 0 | 0 | 0 | 0 | [5 empty] | 0 | [5 empty] | 0 | [5 empty] | 0
|  | C4 | 0 | 0 | 0 | 0 | 0 | 0 | [5 empty] | 0 | [5 empty] | 0 | [5 empty] | 0 | [5 empty] | 0 | [5 empty] | 0 | [5 empty] | 0 | [5 empty] | 0 | [5 empty] | 0 | [5 empty] | 0 | [5 empty] | 0 | 0 | 0 | 0 | 0 | 0 | 0 | [5 empty] | 0 | [5 empty] | 0 | [5 empty] | 0
|  |  | 0 | 0 | 0 | 0 | 0 | 0 | 0 | 0 | 0 | 0 | 0 | 0 | 0 | 0 | 0 | 0 | 0 | 0 | 0 | 0 | 0 | 0 | 0 | 0 | 0 | 0 | 0 | 0 | 0 | 0 | 0 | 0 | 0 | 0 | 0 | 0 | 0 | 0 | 0 | 0 | 0 | 0 | 0 | 0 | 0 | 0 | 0 | 0 | 0 | 0 | 0 | 0 | 0 | 0 | 0 | 0 | 0 | 0 | 0 | 0 | 0 | 0 | 0 | 0 | 0 | 0 | 0 | 0 | 0 | 0 | 0 | 0 | 0 | 0 | 0 | 0 | 0 | 0 | 0 | 0 | 0 | 0 | 0 | 0 | 0 | 0 | 0 | 0 | 0 | 0
| 2028 | C1 | 0 | 0 | 0 | 0 | 0 | 0 | [5 empty] | 0 | [5 empty] | 0 | [5 empty] | 0 | [5 empty] | 0 | [5 empty] | 0 | [5 empty] | 0 | [5 empty] | 0 | [5 empty] | 0 | [5 empty] | 0 | [5 empty] | 0 | 0 | 0 | 0 | 0 | 0 | 0 | [5 empty] | 0 | [5 empty] | 0 | [5 empty] | 0
|  | C2 | 0 | 0 | 0 | 0 | 0 | 0 | [5 empty] | 0 | [5 empty] | 0 | [5 empty] | 0 | [5 empty] | 0 | [5 empty] | 0 | [5 empty] | 0 | [5 empty] | 0 | [5 empty] | 0 | [5 empty] | 0 | [5 empty] | 0 | 0 | 0 | 0 | 0 | 0 | 0 | [5 empty] | 0 | [5 empty] | 0 | [5 empty] | 0
|  | C3 | 0 | 0 | 0 | 0 | 0 | 0 | [5 empty] | 0 | [5 empty] | 0 | [5 empty] | 0 | [5 empty] | 0 | [5 empty] | 0 | [5 empty] | 0 | [5 empty] | 0 | [5 empty] | 0 | [5 empty] | 0 | [5 empty] | 0 | 0 | 0 | 0 | 0 | 0 | 0 | [5 empty] | 0 | [5 empty] | 0 | [5 empty] | 0
|  | C4 | 0 | 0 | 0 | 0 | 0 | 0 | [5 empty] | 0 | [5 empty] | 0 | [5 empty] | 0 | [5 empty] | 0 | [5 empty] | 0 | [5 empty] | 0 | [5 empty] | 0 | [5 empty] | 0 | [5 empty] | 0 | [5 empty] | 0 | 0 | 0 | 0 | 0 | 0 | 0 | [5 empty] | 0 | [5 empty] | 0 | [5 empty] | 0
|  |  | 0 | 0 | 0 | 0 | 0 | 0 | 0 | 0 | 0 | 0 | 0 | 0 | 0 | 0 | 0 | 0 | 0 | 0 | 0 | 0 | 0 | 0 | 0 | 0 | 0 | 0 | 0 | 0 | 0 | 0 | 0 | 0 | 0 | 0 | 0 | 0 | 0 | 0 | 0 | 0 | 0 | 0 | 0 | 0 | 0 | 0 | 0 | 0 | 0 | 0 | 0 | 0 | 0 | 0 | 0 | 0 | 0 | 0 | 0 | 0 | 0 | 0 | 0 | 0 | 0 | 0 | 0 | 0 | 0 | 0 | 0 | 0 | 0 | 0 | 0 | 0 | 0 | 0 | 0 | 0 | 0 | 0 | 0 | 0 | 0 | 0 | 0 | 0 | 0 | 0
40 | 33kV CB (Gas Insulated Busbars) (ID) (GM)
| 2024 | C1 | [5 empty] | 0 | [5 empty] | 0 | [5 empty] | 0 | [5 empty] | 0 | [5 empty] | 0 | [5 empty] | 0 | [5 empty] | 0 | [5 empty] | 0 | [5 empty] | 0 | [5 empty] | 0 | [5 empty] | 0 | 0 | 0 | 0 | 0 | 0 | 0 | [5 empty] | 0 | [5 empty] | 0 | [5 empty] | 0
|  | C2 | [5 empty] | 0 | [5 empty] | 0 | [5 empty] | 0 | [5 empty] | 0 | [5 empty] | 0 | [5 empty] | 0 | [5 empty] | 0 | [5 empty] | 0 | [5 empty] | 0 | [5 empty] | 0 | [5 empty] | 0 | 0 | 0 | 0 | 0 | 0 | 0 | [5 empty] | 0 | [5 empty] | 0 | [5 empty] | 0
|  | C3 | [5 empty] | 0 | [5 empty] | 0 | [5 empty] | 0 | [5 empty] | 0 | [5 empty] | 0 | [5 empty] | 0 | [5 empty] | 0 | [5 empty] | 0 | [5 empty] | 0 | [5 empty] | 0 | [5 empty] | 0 | 0 | 0 | 0 | 0 | 0 | 0 | [5 empty] | 0 | [5 empty] | 0 | [5 empty] | 0
|  | C4 | [5 empty] | 0 | [5 empty] | 0 | [5 empty] | 0 | [5 empty] | 0 | [5 empty] | 0 | [5 empty] | 0 | [5 empty] | 0 | [5 empty] | 0 | [5 empty] | 0 | [5 empty] | 0 | [5 empty] | 0 | 0 | 0 | 0 | 0 | 0 | 0 | [5 empty] | 0 | [5 empty] | 0 | [5 empty] | 0
|  |  | 0 | 0 | 0 | 0 | 0 | 0 | 0 | 0 | 0 | 0 | 0 | 0 | 0 | 0 | 0 | 0 | 0 | 0 | 0 | 0 | 0 | 0 | 0 | 0 | 0 | 0 | 0 | 0 | 0 | 0 | 0 | 0 | 0 | 0 | 0 | 0 | 0 | 0 | 0 | 0 | 0 | 0 | 0 | 0 | 0 | 0 | 0 | 0 | 0 | 0 | 0 | 0 | 0 | 0 | 0 | 0 | 0 | 0 | 0 | 0 | 0 | 0 | 0 | 0 | 0 | 0 | 0 | 0 | 0 | 0 | 0 | 0 | 0 | 0 | 0 | 0 | 0 | 0 | 0 | 0 | 0 | 0 | 0 | 0 | 0 | 0 | 0 | 0 | 0 | 0
| 2025 | C1 | 0 | 0 | 0 | 0 | 0 | 0 | [5 empty] | 0 | [5 empty] | 0 | [5 empty] | 0 | [5 empty] | 0 | [5 empty] | 0 | [5 empty] | 0 | [5 empty] | 0 | [5 empty] | 0 | [5 empty] | 0 | [5 empty] | 0 | 0 | 0 | 0 | 0 | 0 | 0 | [5 empty] | 0 | [5 empty] | 0 | [5 empty] | 0
|  | C2 | 0 | 0 | 0 | 0 | 0 | 0 | [5 empty] | 0 | [5 empty] | 0 | [5 empty] | 0 | [5 empty] | 0 | [5 empty] | 0 | [5 empty] | 0 | [5 empty] | 0 | [5 empty] | 0 | [5 empty] | 0 | [5 empty] | 0 | 0 | 0 | 0 | 0 | 0 | 0 | [5 empty] | 0 | [5 empty] | 0 | [5 empty] | 0
|  | C3 | 0 | 0 | 0 | 0 | 0 | 0 | [5 empty] | 0 | [5 empty] | 0 | [5 empty] | 0 | [5 empty] | 0 | [5 empty] | 0 | [5 empty] | 0 | [5 empty] | 0 | [5 empty] | 0 | [5 empty] | 0 | [5 empty] | 0 | 0 | 0 | 0 | 0 | 0 | 0 | [5 empty] | 0 | [5 empty] | 0 | [5 empty] | 0
|  | C4 | 0 | 0 | 0 | 0 | 0 | 0 | [5 empty] | 0 | [5 empty] | 0 | [5 empty] | 0 | [5 empty] | 0 | [5 empty] | 0 | [5 empty] | 0 | [5 empty] | 0 | [5 empty] | 0 | [5 empty] | 0 | [5 empty] | 0 | 0 | 0 | 0 | 0 | 0 | 0 | [5 empty] | 0 | [5 empty] | 0 | [5 empty] | 0
|  |  | 0 | 0 | 0 | 0 | 0 | 0 | 0 | 0 | 0 | 0 | 0 | 0 | 0 | 0 | 0 | 0 | 0 | 0 | 0 | 0 | 0 | 0 | 0 | 0 | 0 | 0 | 0 | 0 | 0 | 0 | 0 | 0 | 0 | 0 | 0 | 0 | 0 | 0 | 0 | 0 | 0 | 0 | 0 | 0 | 0 | 0 | 0 | 0 | 0 | 0 | 0 | 0 | 0 | 0 | 0 | 0 | 0 | 0 | 0 | 0 | 0 | 0 | 0 | 0 | 0 | 0 | 0 | 0 | 0 | 0 | 0 | 0 | 0 | 0 | 0 | 0 | 0 | 0 | 0 | 0 | 0 | 0 | 0 | 0 | 0 | 0 | 0 | 0 | 0 | 0
| 2026 | C1 | 0 | 0 | 0 | 0 | 0 | 0 | [5 empty] | 0 | [5 empty] | 0 | [5 empty] | 0 | [5 empty] | 0 | [5 empty] | 0 | [5 empty] | 0 | [5 empty] | 0 | [5 empty] | 0 | [5 empty] | 0 | [5 empty] | 0 | 0 | 0 | 0 | 0 | 0 | 0 | [5 empty] | 0 | [5 empty] | 0 | [5 empty] | 0
|  | C2 | 0 | 0 | 0 | 0 | 0 | 0 | [5 empty] | 0 | [5 empty] | 0 | [5 empty] | 0 | [5 empty] | 0 | [5 empty] | 0 | [5 empty] | 0 | [5 empty] | 0 | [5 empty] | 0 | [5 empty] | 0 | [5 empty] | 0 | 0 | 0 | 0 | 0 | 0 | 0 | [5 empty] | 0 | [5 empty] | 0 | [5 empty] | 0
|  | C3 | 0 | 0 | 0 | 0 | 0 | 0 | [5 empty] | 0 | [5 empty] | 0 | [5 empty] | 0 | [5 empty] | 0 | [5 empty] | 0 | [5 empty] | 0 | [5 empty] | 0 | [5 empty] | 0 | [5 empty] | 0 | [5 empty] | 0 | 0 | 0 | 0 | 0 | 0 | 0 | [5 empty] | 0 | [5 empty] | 0 | [5 empty] | 0
|  | C4 | 0 | 0 | 0 | 0 | 0 | 0 | [5 empty] | 0 | [5 empty] | 0 | [5 empty] | 0 | [5 empty] | 0 | [5 empty] | 0 | [5 empty] | 0 | [5 empty] | 0 | [5 empty] | 0 | [5 empty] | 0 | [5 empty] | 0 | 0 | 0 | 0 | 0 | 0 | 0 | [5 empty] | 0 | [5 empty] | 0 | [5 empty] | 0
|  |  | 0 | 0 | 0 | 0 | 0 | 0 | 0 | 0 | 0 | 0 | 0 | 0 | 0 | 0 | 0 | 0 | 0 | 0 | 0 | 0 | 0 | 0 | 0 | 0 | 0 | 0 | 0 | 0 | 0 | 0 | 0 | 0 | 0 | 0 | 0 | 0 | 0 | 0 | 0 | 0 | 0 | 0 | 0 | 0 | 0 | 0 | 0 | 0 | 0 | 0 | 0 | 0 | 0 | 0 | 0 | 0 | 0 | 0 | 0 | 0 | 0 | 0 | 0 | 0 | 0 | 0 | 0 | 0 | 0 | 0 | 0 | 0 | 0 | 0 | 0 | 0 | 0 | 0 | 0 | 0 | 0 | 0 | 0 | 0 | 0 | 0 | 0 | 0 | 0 | 0
| 2027 | C1 | 0 | 0 | 0 | 0 | 0 | 0 | [5 empty] | 0 | [5 empty] | 0 | [5 empty] | 0 | [5 empty] | 0 | [5 empty] | 0 | [5 empty] | 0 | [5 empty] | 0 | [5 empty] | 0 | [5 empty] | 0 | [5 empty] | 0 | 0 | 0 | 0 | 0 | 0 | 0 | [5 empty] | 0 | [5 empty] | 0 | [5 empty] | 0
|  | C2 | 0 | 0 | 0 | 0 | 0 | 0 | [5 empty] | 0 | [5 empty] | 0 | [5 empty] | 0 | [5 empty] | 0 | [5 empty] | 0 | [5 empty] | 0 | [5 empty] | 0 | [5 empty] | 0 | [5 empty] | 0 | [5 empty] | 0 | 0 | 0 | 0 | 0 | 0 | 0 | [5 empty] | 0 | [5 empty] | 0 | [5 empty] | 0
|  | C3 | 0 | 0 | 0 | 0 | 0 | 0 | [5 empty] | 0 | [5 empty] | 0 | [5 empty] | 0 | [5 empty] | 0 | [5 empty] | 0 | [5 empty] | 0 | [5 empty] | 0 | [5 empty] | 0 | [5 empty] | 0 | [5 empty] | 0 | 0 | 0 | 0 | 0 | 0 | 0 | [5 empty] | 0 | [5 empty] | 0 | [5 empty] | 0
|  | C4 | 0 | 0 | 0 | 0 | 0 | 0 | [5 empty] | 0 | [5 empty] | 0 | [5 empty] | 0 | [5 empty] | 0 | [5 empty] | 0 | [5 empty] | 0 | [5 empty] | 0 | [5 empty] | 0 | [5 empty] | 0 | [5 empty] | 0 | 0 | 0 | 0 | 0 | 0 | 0 | [5 empty] | 0 | [5 empty] | 0 | [5 empty] | 0
|  |  | 0 | 0 | 0 | 0 | 0 | 0 | 0 | 0 | 0 | 0 | 0 | 0 | 0 | 0 | 0 | 0 | 0 | 0 | 0 | 0 | 0 | 0 | 0 | 0 | 0 | 0 | 0 | 0 | 0 | 0 | 0 | 0 | 0 | 0 | 0 | 0 | 0 | 0 | 0 | 0 | 0 | 0 | 0 | 0 | 0 | 0 | 0 | 0 | 0 | 0 | 0 | 0 | 0 | 0 | 0 | 0 | 0 | 0 | 0 | 0 | 0 | 0 | 0 | 0 | 0 | 0 | 0 | 0 | 0 | 0 | 0 | 0 | 0 | 0 | 0 | 0 | 0 | 0 | 0 | 0 | 0 | 0 | 0 | 0 | 0 | 0 | 0 | 0 | 0 | 0
| 2028 | C1 | 0 | 0 | 0 | 0 | 0 | 0 | [5 empty] | 0 | [5 empty] | 0 | [5 empty] | 0 | [5 empty] | 0 | [5 empty] | 0 | [5 empty] | 0 | [5 empty] | 0 | [5 empty] | 0 | [5 empty] | 0 | [5 empty] | 0 | 0 | 0 | 0 | 0 | 0 | 0 | [5 empty] | 0 | [5 empty] | 0 | [5 empty] | 0
|  | C2 | 0 | 0 | 0 | 0 | 0 | 0 | [5 empty] | 0 | [5 empty] | 0 | [5 empty] | 0 | [5 empty] | 0 | [5 empty] | 0 | [5 empty] | 0 | [5 empty] | 0 | [5 empty] | 0 | [5 empty] | 0 | [5 empty] | 0 | 0 | 0 | 0 | 0 | 0 | 0 | [5 empty] | 0 | [5 empty] | 0 | [5 empty] | 0
|  | C3 | 0 | 0 | 0 | 0 | 0 | 0 | [5 empty] | 0 | [5 empty] | 0 | [5 empty] | 0 | [5 empty] | 0 | [5 empty] | 0 | [5 empty] | 0 | [5 empty] | 0 | [5 empty] | 0 | [5 empty] | 0 | [5 empty] | 0 | 0 | 0 | 0 | 0 | 0 | 0 | [5 empty] | 0 | [5 empty] | 0 | [5 empty] | 0
|  | C4 | 0 | 0 | 0 | 0 | 0 | 0 | [5 empty] | 0 | [5 empty] | 0 | [5 empty] | 0 | [5 empty] | 0 | [5 empty] | 0 | [5 empty] | 0 | [5 empty] | 0 | [5 empty] | 0 | [5 empty] | 0 | [5 empty] | 0 | 0 | 0 | 0 | 0 | 0 | 0 | [5 empty] | 0 | [5 empty] | 0 | [5 empty] | 0
|  |  | 0 | 0 | 0 | 0 | 0 | 0 | 0 | 0 | 0 | 0 | 0 | 0 | 0 | 0 | 0 | 0 | 0 | 0 | 0 | 0 | 0 | 0 | 0 | 0 | 0 | 0 | 0 | 0 | 0 | 0 | 0 | 0 | 0 | 0 | 0 | 0 | 0 | 0 | 0 | 0 | 0 | 0 | 0 | 0 | 0 | 0 | 0 | 0 | 0 | 0 | 0 | 0 | 0 | 0 | 0 | 0 | 0 | 0 | 0 | 0 | 0 | 0 | 0 | 0 | 0 | 0 | 0 | 0 | 0 | 0 | 0 | 0 | 0 | 0 | 0 | 0 | 0 | 0 | 0 | 0 | 0 | 0 | 0 | 0 | 0 | 0 | 0 | 0 | 0 | 0
41 | 33kV CB (Gas Insulated Busbars) (OD) (GM)
| 2024 | C1 | [5 empty] | 0 | [5 empty] | 0 | [5 empty] | 0 | [5 empty] | 0 | [5 empty] | 0 | [5 empty] | 0 | [5 empty] | 0 | [5 empty] | 0 | [5 empty] | 0 | [5 empty] | 0 | [5 empty] | 0 | 0 | 0 | 0 | 0 | 0 | 0 | [5 empty] | 0 | [5 empty] | 0 | [5 empty] | 0
|  | C2 | [5 empty] | 0 | [5 empty] | 0 | [5 empty] | 0 | [5 empty] | 0 | [5 empty] | 0 | [5 empty] | 0 | [5 empty] | 0 | [5 empty] | 0 | [5 empty] | 0 | [5 empty] | 0 | [5 empty] | 0 | 0 | 0 | 0 | 0 | 0 | 0 | [5 empty] | 0 | [5 empty] | 0 | [5 empty] | 0
|  | C3 | [5 empty] | 0 | [5 empty] | 0 | [5 empty] | 0 | [5 empty] | 0 | [5 empty] | 0 | [5 empty] | 0 | [5 empty] | 0 | [5 empty] | 0 | [5 empty] | 0 | [5 empty] | 0 | [5 empty] | 0 | 0 | 0 | 0 | 0 | 0 | 0 | [5 empty] | 0 | [5 empty] | 0 | [5 empty] | 0
|  | C4 | [5 empty] | 0 | [5 empty] | 0 | [5 empty] | 0 | [5 empty] | 0 | [5 empty] | 0 | [5 empty] | 0 | [5 empty] | 0 | [5 empty] | 0 | [5 empty] | 0 | [5 empty] | 0 | [5 empty] | 0 | 0 | 0 | 0 | 0 | 0 | 0 | [5 empty] | 0 | [5 empty] | 0 | [5 empty] | 0
|  |  | 0 | 0 | 0 | 0 | 0 | 0 | 0 | 0 | 0 | 0 | 0 | 0 | 0 | 0 | 0 | 0 | 0 | 0 | 0 | 0 | 0 | 0 | 0 | 0 | 0 | 0 | 0 | 0 | 0 | 0 | 0 | 0 | 0 | 0 | 0 | 0 | 0 | 0 | 0 | 0 | 0 | 0 | 0 | 0 | 0 | 0 | 0 | 0 | 0 | 0 | 0 | 0 | 0 | 0 | 0 | 0 | 0 | 0 | 0 | 0 | 0 | 0 | 0 | 0 | 0 | 0 | 0 | 0 | 0 | 0 | 0 | 0 | 0 | 0 | 0 | 0 | 0 | 0 | 0 | 0 | 0 | 0 | 0 | 0 | 0 | 0 | 0 | 0 | 0 | 0
| 2025 | C1 | 0 | 0 | 0 | 0 | 0 | 0 | [5 empty] | 0 | [5 empty] | 0 | [5 empty] | 0 | [5 empty] | 0 | [5 empty] | 0 | [5 empty] | 0 | [5 empty] | 0 | [5 empty] | 0 | [5 empty] | 0 | [5 empty] | 0 | 0 | 0 | 0 | 0 | 0 | 0 | [5 empty] | 0 | [5 empty] | 0 | [5 empty] | 0
|  | C2 | 0 | 0 | 0 | 0 | 0 | 0 | [5 empty] | 0 | [5 empty] | 0 | [5 empty] | 0 | [5 empty] | 0 | [5 empty] | 0 | [5 empty] | 0 | [5 empty] | 0 | [5 empty] | 0 | [5 empty] | 0 | [5 empty] | 0 | 0 | 0 | 0 | 0 | 0 | 0 | [5 empty] | 0 | [5 empty] | 0 | [5 empty] | 0
|  | C3 | 0 | 0 | 0 | 0 | 0 | 0 | [5 empty] | 0 | [5 empty] | 0 | [5 empty] | 0 | [5 empty] | 0 | [5 empty] | 0 | [5 empty] | 0 | [5 empty] | 0 | [5 empty] | 0 | [5 empty] | 0 | [5 empty] | 0 | 0 | 0 | 0 | 0 | 0 | 0 | [5 empty] | 0 | [5 empty] | 0 | [5 empty] | 0
|  | C4 | 0 | 0 | 0 | 0 | 0 | 0 | [5 empty] | 0 | [5 empty] | 0 | [5 empty] | 0 | [5 empty] | 0 | [5 empty] | 0 | [5 empty] | 0 | [5 empty] | 0 | [5 empty] | 0 | [5 empty] | 0 | [5 empty] | 0 | 0 | 0 | 0 | 0 | 0 | 0 | [5 empty] | 0 | [5 empty] | 0 | [5 empty] | 0
|  |  | 0 | 0 | 0 | 0 | 0 | 0 | 0 | 0 | 0 | 0 | 0 | 0 | 0 | 0 | 0 | 0 | 0 | 0 | 0 | 0 | 0 | 0 | 0 | 0 | 0 | 0 | 0 | 0 | 0 | 0 | 0 | 0 | 0 | 0 | 0 | 0 | 0 | 0 | 0 | 0 | 0 | 0 | 0 | 0 | 0 | 0 | 0 | 0 | 0 | 0 | 0 | 0 | 0 | 0 | 0 | 0 | 0 | 0 | 0 | 0 | 0 | 0 | 0 | 0 | 0 | 0 | 0 | 0 | 0 | 0 | 0 | 0 | 0 | 0 | 0 | 0 | 0 | 0 | 0 | 0 | 0 | 0 | 0 | 0 | 0 | 0 | 0 | 0 | 0 | 0
| 2026 | C1 | 0 | 0 | 0 | 0 | 0 | 0 | [5 empty] | 0 | [5 empty] | 0 | [5 empty] | 0 | [5 empty] | 0 | [5 empty] | 0 | [5 empty] | 0 | [5 empty] | 0 | [5 empty] | 0 | [5 empty] | 0 | [5 empty] | 0 | 0 | 0 | 0 | 0 | 0 | 0 | [5 empty] | 0 | [5 empty] | 0 | [5 empty] | 0
|  | C2 | 0 | 0 | 0 | 0 | 0 | 0 | [5 empty] | 0 | [5 empty] | 0 | [5 empty] | 0 | [5 empty] | 0 | [5 empty] | 0 | [5 empty] | 0 | [5 empty] | 0 | [5 empty] | 0 | [5 empty] | 0 | [5 empty] | 0 | 0 | 0 | 0 | 0 | 0 | 0 | [5 empty] | 0 | [5 empty] | 0 | [5 empty] | 0
|  | C3 | 0 | 0 | 0 | 0 | 0 | 0 | [5 empty] | 0 | [5 empty] | 0 | [5 empty] | 0 | [5 empty] | 0 | [5 empty] | 0 | [5 empty] | 0 | [5 empty] | 0 | [5 empty] | 0 | [5 empty] | 0 | [5 empty] | 0 | 0 | 0 | 0 | 0 | 0 | 0 | [5 empty] | 0 | [5 empty] | 0 | [5 empty] | 0
|  | C4 | 0 | 0 | 0 | 0 | 0 | 0 | [5 empty] | 0 | [5 empty] | 0 | [5 empty] | 0 | [5 empty] | 0 | [5 empty] | 0 | [5 empty] | 0 | [5 empty] | 0 | [5 empty] | 0 | [5 empty] | 0 | [5 empty] | 0 | 0 | 0 | 0 | 0 | 0 | 0 | [5 empty] | 0 | [5 empty] | 0 | [5 empty] | 0
|  |  | 0 | 0 | 0 | 0 | 0 | 0 | 0 | 0 | 0 | 0 | 0 | 0 | 0 | 0 | 0 | 0 | 0 | 0 | 0 | 0 | 0 | 0 | 0 | 0 | 0 | 0 | 0 | 0 | 0 | 0 | 0 | 0 | 0 | 0 | 0 | 0 | 0 | 0 | 0 | 0 | 0 | 0 | 0 | 0 | 0 | 0 | 0 | 0 | 0 | 0 | 0 | 0 | 0 | 0 | 0 | 0 | 0 | 0 | 0 | 0 | 0 | 0 | 0 | 0 | 0 | 0 | 0 | 0 | 0 | 0 | 0 | 0 | 0 | 0 | 0 | 0 | 0 | 0 | 0 | 0 | 0 | 0 | 0 | 0 | 0 | 0 | 0 | 0 | 0 | 0
| 2027 | C1 | 0 | 0 | 0 | 0 | 0 | 0 | [5 empty] | 0 | [5 empty] | 0 | [5 empty] | 0 | [5 empty] | 0 | [5 empty] | 0 | [5 empty] | 0 | [5 empty] | 0 | [5 empty] | 0 | [5 empty] | 0 | [5 empty] | 0 | 0 | 0 | 0 | 0 | 0 | 0 | [5 empty] | 0 | [5 empty] | 0 | [5 empty] | 0
|  | C2 | 0 | 0 | 0 | 0 | 0 | 0 | [5 empty] | 0 | [5 empty] | 0 | [5 empty] | 0 | [5 empty] | 0 | [5 empty] | 0 | [5 empty] | 0 | [5 empty] | 0 | [5 empty] | 0 | [5 empty] | 0 | [5 empty] | 0 | 0 | 0 | 0 | 0 | 0 | 0 | [5 empty] | 0 | [5 empty] | 0 | [5 empty] | 0
|  | C3 | 0 | 0 | 0 | 0 | 0 | 0 | [5 empty] | 0 | [5 empty] | 0 | [5 empty] | 0 | [5 empty] | 0 | [5 empty] | 0 | [5 empty] | 0 | [5 empty] | 0 | [5 empty] | 0 | [5 empty] | 0 | [5 empty] | 0 | 0 | 0 | 0 | 0 | 0 | 0 | [5 empty] | 0 | [5 empty] | 0 | [5 empty] | 0
|  | C4 | 0 | 0 | 0 | 0 | 0 | 0 | [5 empty] | 0 | [5 empty] | 0 | [5 empty] | 0 | [5 empty] | 0 | [5 empty] | 0 | [5 empty] | 0 | [5 empty] | 0 | [5 empty] | 0 | [5 empty] | 0 | [5 empty] | 0 | 0 | 0 | 0 | 0 | 0 | 0 | [5 empty] | 0 | [5 empty] | 0 | [5 empty] | 0
|  |  | 0 | 0 | 0 | 0 | 0 | 0 | 0 | 0 | 0 | 0 | 0 | 0 | 0 | 0 | 0 | 0 | 0 | 0 | 0 | 0 | 0 | 0 | 0 | 0 | 0 | 0 | 0 | 0 | 0 | 0 | 0 | 0 | 0 | 0 | 0 | 0 | 0 | 0 | 0 | 0 | 0 | 0 | 0 | 0 | 0 | 0 | 0 | 0 | 0 | 0 | 0 | 0 | 0 | 0 | 0 | 0 | 0 | 0 | 0 | 0 | 0 | 0 | 0 | 0 | 0 | 0 | 0 | 0 | 0 | 0 | 0 | 0 | 0 | 0 | 0 | 0 | 0 | 0 | 0 | 0 | 0 | 0 | 0 | 0 | 0 | 0 | 0 | 0 | 0 | 0
| 2028 | C1 | 0 | 0 | 0 | 0 | 0 | 0 | [5 empty] | 0 | [5 empty] | 0 | [5 empty] | 0 | [5 empty] | 0 | [5 empty] | 0 | [5 empty] | 0 | [5 empty] | 0 | [5 empty] | 0 | [5 empty] | 0 | [5 empty] | 0 | 0 | 0 | 0 | 0 | 0 | 0 | [5 empty] | 0 | [5 empty] | 0 | [5 empty] | 0
|  | C2 | 0 | 0 | 0 | 0 | 0 | 0 | [5 empty] | 0 | [5 empty] | 0 | [5 empty] | 0 | [5 empty] | 0 | [5 empty] | 0 | [5 empty] | 0 | [5 empty] | 0 | [5 empty] | 0 | [5 empty] | 0 | [5 empty] | 0 | 0 | 0 | 0 | 0 | 0 | 0 | [5 empty] | 0 | [5 empty] | 0 | [5 empty] | 0
|  | C3 | 0 | 0 | 0 | 0 | 0 | 0 | [5 empty] | 0 | [5 empty] | 0 | [5 empty] | 0 | [5 empty] | 0 | [5 empty] | 0 | [5 empty] | 0 | [5 empty] | 0 | [5 empty] | 0 | [5 empty] | 0 | [5 empty] | 0 | 0 | 0 | 0 | 0 | 0 | 0 | [5 empty] | 0 | [5 empty] | 0 | [5 empty] | 0
|  | C4 | 0 | 0 | 0 | 0 | 0 | 0 | [5 empty] | 0 | [5 empty] | 0 | [5 empty] | 0 | [5 empty] | 0 | [5 empty] | 0 | [5 empty] | 0 | [5 empty] | 0 | [5 empty] | 0 | [5 empty] | 0 | [5 empty] | 0 | 0 | 0 | 0 | 0 | 0 | 0 | [5 empty] | 0 | [5 empty] | 0 | [5 empty] | 0
|  |  | 0 | 0 | 0 | 0 | 0 | 0 | 0 | 0 | 0 | 0 | 0 | 0 | 0 | 0 | 0 | 0 | 0 | 0 | 0 | 0 | 0 | 0 | 0 | 0 | 0 | 0 | 0 | 0 | 0 | 0 | 0 | 0 | 0 | 0 | 0 | 0 | 0 | 0 | 0 | 0 | 0 | 0 | 0 | 0 | 0 | 0 | 0 | 0 | 0 | 0 | 0 | 0 | 0 | 0 | 0 | 0 | 0 | 0 | 0 | 0 | 0 | 0 | 0 | 0 | 0 | 0 | 0 | 0 | 0 | 0 | 0 | 0 | 0 | 0 | 0 | 0 | 0 | 0 | 0 | 0 | 0 | 0 | 0 | 0 | 0 | 0 | 0 | 0 | 0 | 0
42 | 33kV Switch (GM)
| 2024 | C1 | [5 empty] | 0 | [5 empty] | 0 | [5 empty] | 0 | [5 empty] | 0 | [5 empty] | 0 | [5 empty] | 0 | [5 empty] | 0 | [5 empty] | 0 | [5 empty] | 0 | [5 empty] | 0 | [5 empty] | 0 | 0 | 0 | 0 | 0 | 0 | 0 | [5 empty] | 0 | [5 empty] | 0 | [5 empty] | 0
|  | C2 | [5 empty] | 0 | [5 empty] | 0 | [5 empty] | 0 | [5 empty] | 0 | [5 empty] | 0 | [5 empty] | 0 | [5 empty] | 0 | [5 empty] | 0 | [5 empty] | 0 | [5 empty] | 0 | [5 empty] | 0 | 0 | 0 | 0 | 0 | 0 | 0 | [5 empty] | 0 | [5 empty] | 0 | [5 empty] | 0
|  | C3 | [5 empty] | 0 | [5 empty] | 0 | [5 empty] | 0 | [5 empty] | 0 | [5 empty] | 0 | [5 empty] | 0 | [5 empty] | 0 | [5 empty] | 0 | [5 empty] | 0 | [5 empty] | 0 | [5 empty] | 0 | 0 | 0 | 0 | 0 | 0 | 0 | [5 empty] | 0 | [5 empty] | 0 | [5 empty] | 0
|  | C4 | [5 empty] | 0 | [5 empty] | 0 | [5 empty] | 0 | [5 empty] | 0 | [5 empty] | 0 | [5 empty] | 0 | [5 empty] | 0 | [5 empty] | 0 | [5 empty] | 0 | [5 empty] | 0 | [5 empty] | 0 | 0 | 0 | 0 | 0 | 0 | 0 | [5 empty] | 0 | [5 empty] | 0 | [5 empty] | 0
|  |  | 0 | 0 | 0 | 0 | 0 | 0 | 0 | 0 | 0 | 0 | 0 | 0 | 0 | 0 | 0 | 0 | 0 | 0 | 0 | 0 | 0 | 0 | 0 | 0 | 0 | 0 | 0 | 0 | 0 | 0 | 0 | 0 | 0 | 0 | 0 | 0 | 0 | 0 | 0 | 0 | 0 | 0 | 0 | 0 | 0 | 0 | 0 | 0 | 0 | 0 | 0 | 0 | 0 | 0 | 0 | 0 | 0 | 0 | 0 | 0 | 0 | 0 | 0 | 0 | 0 | 0 | 0 | 0 | 0 | 0 | 0 | 0 | 0 | 0 | 0 | 0 | 0 | 0 | 0 | 0 | 0 | 0 | 0 | 0 | 0 | 0 | 0 | 0 | 0 | 0
| 2025 | C1 | 0 | 0 | 0 | 0 | 0 | 0 | [5 empty] | 0 | [5 empty] | 0 | [5 empty] | 0 | [5 empty] | 0 | [5 empty] | 0 | [5 empty] | 0 | [5 empty] | 0 | [5 empty] | 0 | [5 empty] | 0 | [5 empty] | 0 | 0 | 0 | 0 | 0 | 0 | 0 | [5 empty] | 0 | [5 empty] | 0 | [5 empty] | 0
|  | C2 | 0 | 0 | 0 | 0 | 0 | 0 | [5 empty] | 0 | [5 empty] | 0 | [5 empty] | 0 | [5 empty] | 0 | [5 empty] | 0 | [5 empty] | 0 | [5 empty] | 0 | [5 empty] | 0 | [5 empty] | 0 | [5 empty] | 0 | 0 | 0 | 0 | 0 | 0 | 0 | [5 empty] | 0 | [5 empty] | 0 | [5 empty] | 0
|  | C3 | 0 | 0 | 0 | 0 | 0 | 0 | [5 empty] | 0 | [5 empty] | 0 | [5 empty] | 0 | [5 empty] | 0 | [5 empty] | 0 | [5 empty] | 0 | [5 empty] | 0 | [5 empty] | 0 | [5 empty] | 0 | [5 empty] | 0 | 0 | 0 | 0 | 0 | 0 | 0 | [5 empty] | 0 | [5 empty] | 0 | [5 empty] | 0
|  | C4 | 0 | 0 | 0 | 0 | 0 | 0 | [5 empty] | 0 | [5 empty] | 0 | [5 empty] | 0 | [5 empty] | 0 | [5 empty] | 0 | [5 empty] | 0 | [5 empty] | 0 | [5 empty] | 0 | [5 empty] | 0 | [5 empty] | 0 | 0 | 0 | 0 | 0 | 0 | 0 | [5 empty] | 0 | [5 empty] | 0 | [5 empty] | 0
|  |  | 0 | 0 | 0 | 0 | 0 | 0 | 0 | 0 | 0 | 0 | 0 | 0 | 0 | 0 | 0 | 0 | 0 | 0 | 0 | 0 | 0 | 0 | 0 | 0 | 0 | 0 | 0 | 0 | 0 | 0 | 0 | 0 | 0 | 0 | 0 | 0 | 0 | 0 | 0 | 0 | 0 | 0 | 0 | 0 | 0 | 0 | 0 | 0 | 0 | 0 | 0 | 0 | 0 | 0 | 0 | 0 | 0 | 0 | 0 | 0 | 0 | 0 | 0 | 0 | 0 | 0 | 0 | 0 | 0 | 0 | 0 | 0 | 0 | 0 | 0 | 0 | 0 | 0 | 0 | 0 | 0 | 0 | 0 | 0 | 0 | 0 | 0 | 0 | 0 | 0
| 2026 | C1 | 0 | 0 | 0 | 0 | 0 | 0 | [5 empty] | 0 | [5 empty] | 0 | [5 empty] | 0 | [5 empty] | 0 | [5 empty] | 0 | [5 empty] | 0 | [5 empty] | 0 | [5 empty] | 0 | [5 empty] | 0 | [5 empty] | 0 | 0 | 0 | 0 | 0 | 0 | 0 | [5 empty] | 0 | [5 empty] | 0 | [5 empty] | 0
|  | C2 | 0 | 0 | 0 | 0 | 0 | 0 | [5 empty] | 0 | [5 empty] | 0 | [5 empty] | 0 | [5 empty] | 0 | [5 empty] | 0 | [5 empty] | 0 | [5 empty] | 0 | [5 empty] | 0 | [5 empty] | 0 | [5 empty] | 0 | 0 | 0 | 0 | 0 | 0 | 0 | [5 empty] | 0 | [5 empty] | 0 | [5 empty] | 0
|  | C3 | 0 | 0 | 0 | 0 | 0 | 0 | [5 empty] | 0 | [5 empty] | 0 | [5 empty] | 0 | [5 empty] | 0 | [5 empty] | 0 | [5 empty] | 0 | [5 empty] | 0 | [5 empty] | 0 | [5 empty] | 0 | [5 empty] | 0 | 0 | 0 | 0 | 0 | 0 | 0 | [5 empty] | 0 | [5 empty] | 0 | [5 empty] | 0
|  | C4 | 0 | 0 | 0 | 0 | 0 | 0 | [5 empty] | 0 | [5 empty] | 0 | [5 empty] | 0 | [5 empty] | 0 | [5 empty] | 0 | [5 empty] | 0 | [5 empty] | 0 | [5 empty] | 0 | [5 empty] | 0 | [5 empty] | 0 | 0 | 0 | 0 | 0 | 0 | 0 | [5 empty] | 0 | [5 empty] | 0 | [5 empty] | 0
|  |  | 0 | 0 | 0 | 0 | 0 | 0 | 0 | 0 | 0 | 0 | 0 | 0 | 0 | 0 | 0 | 0 | 0 | 0 | 0 | 0 | 0 | 0 | 0 | 0 | 0 | 0 | 0 | 0 | 0 | 0 | 0 | 0 | 0 | 0 | 0 | 0 | 0 | 0 | 0 | 0 | 0 | 0 | 0 | 0 | 0 | 0 | 0 | 0 | 0 | 0 | 0 | 0 | 0 | 0 | 0 | 0 | 0 | 0 | 0 | 0 | 0 | 0 | 0 | 0 | 0 | 0 | 0 | 0 | 0 | 0 | 0 | 0 | 0 | 0 | 0 | 0 | 0 | 0 | 0 | 0 | 0 | 0 | 0 | 0 | 0 | 0 | 0 | 0 | 0 | 0
| 2027 | C1 | 0 | 0 | 0 | 0 | 0 | 0 | [5 empty] | 0 | [5 empty] | 0 | [5 empty] | 0 | [5 empty] | 0 | [5 empty] | 0 | [5 empty] | 0 | [5 empty] | 0 | [5 empty] | 0 | [5 empty] | 0 | [5 empty] | 0 | 0 | 0 | 0 | 0 | 0 | 0 | [5 empty] | 0 | [5 empty] | 0 | [5 empty] | 0
|  | C2 | 0 | 0 | 0 | 0 | 0 | 0 | [5 empty] | 0 | [5 empty] | 0 | [5 empty] | 0 | [5 empty] | 0 | [5 empty] | 0 | [5 empty] | 0 | [5 empty] | 0 | [5 empty] | 0 | [5 empty] | 0 | [5 empty] | 0 | 0 | 0 | 0 | 0 | 0 | 0 | [5 empty] | 0 | [5 empty] | 0 | [5 empty] | 0
|  | C3 | 0 | 0 | 0 | 0 | 0 | 0 | [5 empty] | 0 | [5 empty] | 0 | [5 empty] | 0 | [5 empty] | 0 | [5 empty] | 0 | [5 empty] | 0 | [5 empty] | 0 | [5 empty] | 0 | [5 empty] | 0 | [5 empty] | 0 | 0 | 0 | 0 | 0 | 0 | 0 | [5 empty] | 0 | [5 empty] | 0 | [5 empty] | 0
|  | C4 | 0 | 0 | 0 | 0 | 0 | 0 | [5 empty] | 0 | [5 empty] | 0 | [5 empty] | 0 | [5 empty] | 0 | [5 empty] | 0 | [5 empty] | 0 | [5 empty] | 0 | [5 empty] | 0 | [5 empty] | 0 | [5 empty] | 0 | 0 | 0 | 0 | 0 | 0 | 0 | [5 empty] | 0 | [5 empty] | 0 | [5 empty] | 0
|  |  | 0 | 0 | 0 | 0 | 0 | 0 | 0 | 0 | 0 | 0 | 0 | 0 | 0 | 0 | 0 | 0 | 0 | 0 | 0 | 0 | 0 | 0 | 0 | 0 | 0 | 0 | 0 | 0 | 0 | 0 | 0 | 0 | 0 | 0 | 0 | 0 | 0 | 0 | 0 | 0 | 0 | 0 | 0 | 0 | 0 | 0 | 0 | 0 | 0 | 0 | 0 | 0 | 0 | 0 | 0 | 0 | 0 | 0 | 0 | 0 | 0 | 0 | 0 | 0 | 0 | 0 | 0 | 0 | 0 | 0 | 0 | 0 | 0 | 0 | 0 | 0 | 0 | 0 | 0 | 0 | 0 | 0 | 0 | 0 | 0 | 0 | 0 | 0 | 0 | 0
| 2028 | C1 | 0 | 0 | 0 | 0 | 0 | 0 | [5 empty] | 0 | [5 empty] | 0 | [5 empty] | 0 | [5 empty] | 0 | [5 empty] | 0 | [5 empty] | 0 | [5 empty] | 0 | [5 empty] | 0 | [5 empty] | 0 | [5 empty] | 0 | 0 | 0 | 0 | 0 | 0 | 0 | [5 empty] | 0 | [5 empty] | 0 | [5 empty] | 0
|  | C2 | 0 | 0 | 0 | 0 | 0 | 0 | [5 empty] | 0 | [5 empty] | 0 | [5 empty] | 0 | [5 empty] | 0 | [5 empty] | 0 | [5 empty] | 0 | [5 empty] | 0 | [5 empty] | 0 | [5 empty] | 0 | [5 empty] | 0 | 0 | 0 | 0 | 0 | 0 | 0 | [5 empty] | 0 | [5 empty] | 0 | [5 empty] | 0
|  | C3 | 0 | 0 | 0 | 0 | 0 | 0 | [5 empty] | 0 | [5 empty] | 0 | [5 empty] | 0 | [5 empty] | 0 | [5 empty] | 0 | [5 empty] | 0 | [5 empty] | 0 | [5 empty] | 0 | [5 empty] | 0 | [5 empty] | 0 | 0 | 0 | 0 | 0 | 0 | 0 | [5 empty] | 0 | [5 empty] | 0 | [5 empty] | 0
|  | C4 | 0 | 0 | 0 | 0 | 0 | 0 | [5 empty] | 0 | [5 empty] | 0 | [5 empty] | 0 | [5 empty] | 0 | [5 empty] | 0 | [5 empty] | 0 | [5 empty] | 0 | [5 empty] | 0 | [5 empty] | 0 | [5 empty] | 0 | 0 | 0 | 0 | 0 | 0 | 0 | [5 empty] | 0 | [5 empty] | 0 | [5 empty] | 0
|  |  | 0 | 0 | 0 | 0 | 0 | 0 | 0 | 0 | 0 | 0 | 0 | 0 | 0 | 0 | 0 | 0 | 0 | 0 | 0 | 0 | 0 | 0 | 0 | 0 | 0 | 0 | 0 | 0 | 0 | 0 | 0 | 0 | 0 | 0 | 0 | 0 | 0 | 0 | 0 | 0 | 0 | 0 | 0 | 0 | 0 | 0 | 0 | 0 | 0 | 0 | 0 | 0 | 0 | 0 | 0 | 0 | 0 | 0 | 0 | 0 | 0 | 0 | 0 | 0 | 0 | 0 | 0 | 0 | 0 | 0 | 0 | 0 | 0 | 0 | 0 | 0 | 0 | 0 | 0 | 0 | 0 | 0 | 0 | 0 | 0 | 0 | 0 | 0 | 0 | 0
43 | 33kV RMU
| 2024 | C1 | [5 empty] | 0 | [5 empty] | 0 | [5 empty] | 0 | [5 empty] | 0 | [5 empty] | 0 | [5 empty] | 0 | [5 empty] | 0 | [5 empty] | 0 | [5 empty] | 0 | [5 empty] | 0 | [5 empty] | 0 | 0 | 0 | 0 | 0 | 0 | 0 | [5 empty] | 0 | [5 empty] | 0 | [5 empty] | 0
|  | C2 | [5 empty] | 0 | [5 empty] | 0 | [5 empty] | 0 | [5 empty] | 0 | [5 empty] | 0 | [5 empty] | 0 | [5 empty] | 0 | [5 empty] | 0 | [5 empty] | 0 | [5 empty] | 0 | [5 empty] | 0 | 0 | 0 | 0 | 0 | 0 | 0 | [5 empty] | 0 | [5 empty] | 0 | [5 empty] | 0
|  | C3 | [5 empty] | 0 | [5 empty] | 0 | [5 empty] | 0 | [5 empty] | 0 | [5 empty] | 0 | [5 empty] | 0 | [5 empty] | 0 | [5 empty] | 0 | [5 empty] | 0 | [5 empty] | 0 | [5 empty] | 0 | 0 | 0 | 0 | 0 | 0 | 0 | [5 empty] | 0 | [5 empty] | 0 | [5 empty] | 0
|  | C4 | [5 empty] | 0 | [5 empty] | 0 | [5 empty] | 0 | [5 empty] | 0 | [5 empty] | 0 | [5 empty] | 0 | [5 empty] | 0 | [5 empty] | 0 | [5 empty] | 0 | [5 empty] | 0 | [5 empty] | 0 | 0 | 0 | 0 | 0 | 0 | 0 | [5 empty] | 0 | [5 empty] | 0 | [5 empty] | 0
|  |  | 0 | 0 | 0 | 0 | 0 | 0 | 0 | 0 | 0 | 0 | 0 | 0 | 0 | 0 | 0 | 0 | 0 | 0 | 0 | 0 | 0 | 0 | 0 | 0 | 0 | 0 | 0 | 0 | 0 | 0 | 0 | 0 | 0 | 0 | 0 | 0 | 0 | 0 | 0 | 0 | 0 | 0 | 0 | 0 | 0 | 0 | 0 | 0 | 0 | 0 | 0 | 0 | 0 | 0 | 0 | 0 | 0 | 0 | 0 | 0 | 0 | 0 | 0 | 0 | 0 | 0 | 0 | 0 | 0 | 0 | 0 | 0 | 0 | 0 | 0 | 0 | 0 | 0 | 0 | 0 | 0 | 0 | 0 | 0 | 0 | 0 | 0 | 0 | 0 | 0
| 2025 | C1 | 0 | 0 | 0 | 0 | 0 | 0 | [5 empty] | 0 | [5 empty] | 0 | [5 empty] | 0 | [5 empty] | 0 | [5 empty] | 0 | [5 empty] | 0 | [5 empty] | 0 | [5 empty] | 0 | [5 empty] | 0 | [5 empty] | 0 | 0 | 0 | 0 | 0 | 0 | 0 | [5 empty] | 0 | [5 empty] | 0 | [5 empty] | 0
|  | C2 | 0 | 0 | 0 | 0 | 0 | 0 | [5 empty] | 0 | [5 empty] | 0 | [5 empty] | 0 | [5 empty] | 0 | [5 empty] | 0 | [5 empty] | 0 | [5 empty] | 0 | [5 empty] | 0 | [5 empty] | 0 | [5 empty] | 0 | 0 | 0 | 0 | 0 | 0 | 0 | [5 empty] | 0 | [5 empty] | 0 | [5 empty] | 0
|  | C3 | 0 | 0 | 0 | 0 | 0 | 0 | [5 empty] | 0 | [5 empty] | 0 | [5 empty] | 0 | [5 empty] | 0 | [5 empty] | 0 | [5 empty] | 0 | [5 empty] | 0 | [5 empty] | 0 | [5 empty] | 0 | [5 empty] | 0 | 0 | 0 | 0 | 0 | 0 | 0 | [5 empty] | 0 | [5 empty] | 0 | [5 empty] | 0
|  | C4 | 0 | 0 | 0 | 0 | 0 | 0 | [5 empty] | 0 | [5 empty] | 0 | [5 empty] | 0 | [5 empty] | 0 | [5 empty] | 0 | [5 empty] | 0 | [5 empty] | 0 | [5 empty] | 0 | [5 empty] | 0 | [5 empty] | 0 | 0 | 0 | 0 | 0 | 0 | 0 | [5 empty] | 0 | [5 empty] | 0 | [5 empty] | 0
|  |  | 0 | 0 | 0 | 0 | 0 | 0 | 0 | 0 | 0 | 0 | 0 | 0 | 0 | 0 | 0 | 0 | 0 | 0 | 0 | 0 | 0 | 0 | 0 | 0 | 0 | 0 | 0 | 0 | 0 | 0 | 0 | 0 | 0 | 0 | 0 | 0 | 0 | 0 | 0 | 0 | 0 | 0 | 0 | 0 | 0 | 0 | 0 | 0 | 0 | 0 | 0 | 0 | 0 | 0 | 0 | 0 | 0 | 0 | 0 | 0 | 0 | 0 | 0 | 0 | 0 | 0 | 0 | 0 | 0 | 0 | 0 | 0 | 0 | 0 | 0 | 0 | 0 | 0 | 0 | 0 | 0 | 0 | 0 | 0 | 0 | 0 | 0 | 0 | 0 | 0
| 2026 | C1 | 0 | 0 | 0 | 0 | 0 | 0 | [5 empty] | 0 | [5 empty] | 0 | [5 empty] | 0 | [5 empty] | 0 | [5 empty] | 0 | [5 empty] | 0 | [5 empty] | 0 | [5 empty] | 0 | [5 empty] | 0 | [5 empty] | 0 | 0 | 0 | 0 | 0 | 0 | 0 | [5 empty] | 0 | [5 empty] | 0 | [5 empty] | 0
|  | C2 | 0 | 0 | 0 | 0 | 0 | 0 | [5 empty] | 0 | [5 empty] | 0 | [5 empty] | 0 | [5 empty] | 0 | [5 empty] | 0 | [5 empty] | 0 | [5 empty] | 0 | [5 empty] | 0 | [5 empty] | 0 | [5 empty] | 0 | 0 | 0 | 0 | 0 | 0 | 0 | [5 empty] | 0 | [5 empty] | 0 | [5 empty] | 0
|  | C3 | 0 | 0 | 0 | 0 | 0 | 0 | [5 empty] | 0 | [5 empty] | 0 | [5 empty] | 0 | [5 empty] | 0 | [5 empty] | 0 | [5 empty] | 0 | [5 empty] | 0 | [5 empty] | 0 | [5 empty] | 0 | [5 empty] | 0 | 0 | 0 | 0 | 0 | 0 | 0 | [5 empty] | 0 | [5 empty] | 0 | [5 empty] | 0
|  | C4 | 0 | 0 | 0 | 0 | 0 | 0 | [5 empty] | 0 | [5 empty] | 0 | [5 empty] | 0 | [5 empty] | 0 | [5 empty] | 0 | [5 empty] | 0 | [5 empty] | 0 | [5 empty] | 0 | [5 empty] | 0 | [5 empty] | 0 | 0 | 0 | 0 | 0 | 0 | 0 | [5 empty] | 0 | [5 empty] | 0 | [5 empty] | 0
|  |  | 0 | 0 | 0 | 0 | 0 | 0 | 0 | 0 | 0 | 0 | 0 | 0 | 0 | 0 | 0 | 0 | 0 | 0 | 0 | 0 | 0 | 0 | 0 | 0 | 0 | 0 | 0 | 0 | 0 | 0 | 0 | 0 | 0 | 0 | 0 | 0 | 0 | 0 | 0 | 0 | 0 | 0 | 0 | 0 | 0 | 0 | 0 | 0 | 0 | 0 | 0 | 0 | 0 | 0 | 0 | 0 | 0 | 0 | 0 | 0 | 0 | 0 | 0 | 0 | 0 | 0 | 0 | 0 | 0 | 0 | 0 | 0 | 0 | 0 | 0 | 0 | 0 | 0 | 0 | 0 | 0 | 0 | 0 | 0 | 0 | 0 | 0 | 0 | 0 | 0
| 2027 | C1 | 0 | 0 | 0 | 0 | 0 | 0 | [5 empty] | 0 | [5 empty] | 0 | [5 empty] | 0 | [5 empty] | 0 | [5 empty] | 0 | [5 empty] | 0 | [5 empty] | 0 | [5 empty] | 0 | [5 empty] | 0 | [5 empty] | 0 | 0 | 0 | 0 | 0 | 0 | 0 | [5 empty] | 0 | [5 empty] | 0 | [5 empty] | 0
|  | C2 | 0 | 0 | 0 | 0 | 0 | 0 | [5 empty] | 0 | [5 empty] | 0 | [5 empty] | 0 | [5 empty] | 0 | [5 empty] | 0 | [5 empty] | 0 | [5 empty] | 0 | [5 empty] | 0 | [5 empty] | 0 | [5 empty] | 0 | 0 | 0 | 0 | 0 | 0 | 0 | [5 empty] | 0 | [5 empty] | 0 | [5 empty] | 0
|  | C3 | 0 | 0 | 0 | 0 | 0 | 0 | [5 empty] | 0 | [5 empty] | 0 | [5 empty] | 0 | [5 empty] | 0 | [5 empty] | 0 | [5 empty] | 0 | [5 empty] | 0 | [5 empty] | 0 | [5 empty] | 0 | [5 empty] | 0 | 0 | 0 | 0 | 0 | 0 | 0 | [5 empty] | 0 | [5 empty] | 0 | [5 empty] | 0
|  | C4 | 0 | 0 | 0 | 0 | 0 | 0 | [5 empty] | 0 | [5 empty] | 0 | [5 empty] | 0 | [5 empty] | 0 | [5 empty] | 0 | [5 empty] | 0 | [5 empty] | 0 | [5 empty] | 0 | [5 empty] | 0 | [5 empty] | 0 | 0 | 0 | 0 | 0 | 0 | 0 | [5 empty] | 0 | [5 empty] | 0 | [5 empty] | 0
|  |  | 0 | 0 | 0 | 0 | 0 | 0 | 0 | 0 | 0 | 0 | 0 | 0 | 0 | 0 | 0 | 0 | 0 | 0 | 0 | 0 | 0 | 0 | 0 | 0 | 0 | 0 | 0 | 0 | 0 | 0 | 0 | 0 | 0 | 0 | 0 | 0 | 0 | 0 | 0 | 0 | 0 | 0 | 0 | 0 | 0 | 0 | 0 | 0 | 0 | 0 | 0 | 0 | 0 | 0 | 0 | 0 | 0 | 0 | 0 | 0 | 0 | 0 | 0 | 0 | 0 | 0 | 0 | 0 | 0 | 0 | 0 | 0 | 0 | 0 | 0 | 0 | 0 | 0 | 0 | 0 | 0 | 0 | 0 | 0 | 0 | 0 | 0 | 0 | 0 | 0
| 2028 | C1 | 0 | 0 | 0 | 0 | 0 | 0 | [5 empty] | 0 | [5 empty] | 0 | [5 empty] | 0 | [5 empty] | 0 | [5 empty] | 0 | [5 empty] | 0 | [5 empty] | 0 | [5 empty] | 0 | [5 empty] | 0 | [5 empty] | 0 | 0 | 0 | 0 | 0 | 0 | 0 | [5 empty] | 0 | [5 empty] | 0 | [5 empty] | 0
|  | C2 | 0 | 0 | 0 | 0 | 0 | 0 | [5 empty] | 0 | [5 empty] | 0 | [5 empty] | 0 | [5 empty] | 0 | [5 empty] | 0 | [5 empty] | 0 | [5 empty] | 0 | [5 empty] | 0 | [5 empty] | 0 | [5 empty] | 0 | 0 | 0 | 0 | 0 | 0 | 0 | [5 empty] | 0 | [5 empty] | 0 | [5 empty] | 0
|  | C3 | 0 | 0 | 0 | 0 | 0 | 0 | [5 empty] | 0 | [5 empty] | 0 | [5 empty] | 0 | [5 empty] | 0 | [5 empty] | 0 | [5 empty] | 0 | [5 empty] | 0 | [5 empty] | 0 | [5 empty] | 0 | [5 empty] | 0 | 0 | 0 | 0 | 0 | 0 | 0 | [5 empty] | 0 | [5 empty] | 0 | [5 empty] | 0
|  | C4 | 0 | 0 | 0 | 0 | 0 | 0 | [5 empty] | 0 | [5 empty] | 0 | [5 empty] | 0 | [5 empty] | 0 | [5 empty] | 0 | [5 empty] | 0 | [5 empty] | 0 | [5 empty] | 0 | [5 empty] | 0 | [5 empty] | 0 | 0 | 0 | 0 | 0 | 0 | 0 | [5 empty] | 0 | [5 empty] | 0 | [5 empty] | 0
|  |  | 0 | 0 | 0 | 0 | 0 | 0 | 0 | 0 | 0 | 0 | 0 | 0 | 0 | 0 | 0 | 0 | 0 | 0 | 0 | 0 | 0 | 0 | 0 | 0 | 0 | 0 | 0 | 0 | 0 | 0 | 0 | 0 | 0 | 0 | 0 | 0 | 0 | 0 | 0 | 0 | 0 | 0 | 0 | 0 | 0 | 0 | 0 | 0 | 0 | 0 | 0 | 0 | 0 | 0 | 0 | 0 | 0 | 0 | 0 | 0 | 0 | 0 | 0 | 0 | 0 | 0 | 0 | 0 | 0 | 0 | 0 | 0 | 0 | 0 | 0 | 0 | 0 | 0 | 0 | 0 | 0 | 0 | 0 | 0 | 0 | 0 | 0 | 0 | 0 | 0
44 | 66kV CB (Air Insulated Busbars) (ID) (GM)
| 2024 | C1 | [5 empty] | 0 | [5 empty] | 0 | [5 empty] | 0 | [5 empty] | 0 | [5 empty] | 0 | [5 empty] | 0 | [5 empty] | 0 | [5 empty] | 0 | [5 empty] | 0 | [5 empty] | 0 | [5 empty] | 0 | 0 | 0 | 0 | 0 | 0 | 0 | [5 empty] | 0 | [5 empty] | 0 | [5 empty] | 0
|  | C2 | [5 empty] | 0 | [5 empty] | 0 | [5 empty] | 0 | [5 empty] | 0 | [5 empty] | 0 | [5 empty] | 0 | [5 empty] | 0 | [5 empty] | 0 | [5 empty] | 0 | [5 empty] | 0 | [5 empty] | 0 | 0 | 0 | 0 | 0 | 0 | 0 | [5 empty] | 0 | [5 empty] | 0 | [5 empty] | 0
|  | C3 | [5 empty] | 0 | [5 empty] | 0 | [5 empty] | 0 | [5 empty] | 0 | [5 empty] | 0 | [5 empty] | 0 | [5 empty] | 0 | [5 empty] | 0 | [5 empty] | 0 | [5 empty] | 0 | [5 empty] | 0 | 0 | 0 | 0 | 0 | 0 | 0 | [5 empty] | 0 | [5 empty] | 0 | [5 empty] | 0
|  | C4 | [5 empty] | 0 | [5 empty] | 0 | [5 empty] | 0 | [5 empty] | 0 | [5 empty] | 0 | [5 empty] | 0 | [5 empty] | 0 | [5 empty] | 0 | [5 empty] | 0 | [5 empty] | 0 | [5 empty] | 0 | 0 | 0 | 0 | 0 | 0 | 0 | [5 empty] | 0 | [5 empty] | 0 | [5 empty] | 0
|  |  | 0 | 0 | 0 | 0 | 0 | 0 | 0 | 0 | 0 | 0 | 0 | 0 | 0 | 0 | 0 | 0 | 0 | 0 | 0 | 0 | 0 | 0 | 0 | 0 | 0 | 0 | 0 | 0 | 0 | 0 | 0 | 0 | 0 | 0 | 0 | 0 | 0 | 0 | 0 | 0 | 0 | 0 | 0 | 0 | 0 | 0 | 0 | 0 | 0 | 0 | 0 | 0 | 0 | 0 | 0 | 0 | 0 | 0 | 0 | 0 | 0 | 0 | 0 | 0 | 0 | 0 | 0 | 0 | 0 | 0 | 0 | 0 | 0 | 0 | 0 | 0 | 0 | 0 | 0 | 0 | 0 | 0 | 0 | 0 | 0 | 0 | 0 | 0 | 0 | 0
| 2025 | C1 | 0 | 0 | 0 | 0 | 0 | 0 | [5 empty] | 0 | [5 empty] | 0 | [5 empty] | 0 | [5 empty] | 0 | [5 empty] | 0 | [5 empty] | 0 | [5 empty] | 0 | [5 empty] | 0 | [5 empty] | 0 | [5 empty] | 0 | 0 | 0 | 0 | 0 | 0 | 0 | [5 empty] | 0 | [5 empty] | 0 | [5 empty] | 0
|  | C2 | 0 | 0 | 0 | 0 | 0 | 0 | [5 empty] | 0 | [5 empty] | 0 | [5 empty] | 0 | [5 empty] | 0 | [5 empty] | 0 | [5 empty] | 0 | [5 empty] | 0 | [5 empty] | 0 | [5 empty] | 0 | [5 empty] | 0 | 0 | 0 | 0 | 0 | 0 | 0 | [5 empty] | 0 | [5 empty] | 0 | [5 empty] | 0
|  | C3 | 0 | 0 | 0 | 0 | 0 | 0 | [5 empty] | 0 | [5 empty] | 0 | [5 empty] | 0 | [5 empty] | 0 | [5 empty] | 0 | [5 empty] | 0 | [5 empty] | 0 | [5 empty] | 0 | [5 empty] | 0 | [5 empty] | 0 | 0 | 0 | 0 | 0 | 0 | 0 | [5 empty] | 0 | [5 empty] | 0 | [5 empty] | 0
|  | C4 | 0 | 0 | 0 | 0 | 0 | 0 | [5 empty] | 0 | [5 empty] | 0 | [5 empty] | 0 | [5 empty] | 0 | [5 empty] | 0 | [5 empty] | 0 | [5 empty] | 0 | [5 empty] | 0 | [5 empty] | 0 | [5 empty] | 0 | 0 | 0 | 0 | 0 | 0 | 0 | [5 empty] | 0 | [5 empty] | 0 | [5 empty] | 0
|  |  | 0 | 0 | 0 | 0 | 0 | 0 | 0 | 0 | 0 | 0 | 0 | 0 | 0 | 0 | 0 | 0 | 0 | 0 | 0 | 0 | 0 | 0 | 0 | 0 | 0 | 0 | 0 | 0 | 0 | 0 | 0 | 0 | 0 | 0 | 0 | 0 | 0 | 0 | 0 | 0 | 0 | 0 | 0 | 0 | 0 | 0 | 0 | 0 | 0 | 0 | 0 | 0 | 0 | 0 | 0 | 0 | 0 | 0 | 0 | 0 | 0 | 0 | 0 | 0 | 0 | 0 | 0 | 0 | 0 | 0 | 0 | 0 | 0 | 0 | 0 | 0 | 0 | 0 | 0 | 0 | 0 | 0 | 0 | 0 | 0 | 0 | 0 | 0 | 0 | 0
| 2026 | C1 | 0 | 0 | 0 | 0 | 0 | 0 | [5 empty] | 0 | [5 empty] | 0 | [5 empty] | 0 | [5 empty] | 0 | [5 empty] | 0 | [5 empty] | 0 | [5 empty] | 0 | [5 empty] | 0 | [5 empty] | 0 | [5 empty] | 0 | 0 | 0 | 0 | 0 | 0 | 0 | [5 empty] | 0 | [5 empty] | 0 | [5 empty] | 0
|  | C2 | 0 | 0 | 0 | 0 | 0 | 0 | [5 empty] | 0 | [5 empty] | 0 | [5 empty] | 0 | [5 empty] | 0 | [5 empty] | 0 | [5 empty] | 0 | [5 empty] | 0 | [5 empty] | 0 | [5 empty] | 0 | [5 empty] | 0 | 0 | 0 | 0 | 0 | 0 | 0 | [5 empty] | 0 | [5 empty] | 0 | [5 empty] | 0
|  | C3 | 0 | 0 | 0 | 0 | 0 | 0 | [5 empty] | 0 | [5 empty] | 0 | [5 empty] | 0 | [5 empty] | 0 | [5 empty] | 0 | [5 empty] | 0 | [5 empty] | 0 | [5 empty] | 0 | [5 empty] | 0 | [5 empty] | 0 | 0 | 0 | 0 | 0 | 0 | 0 | [5 empty] | 0 | [5 empty] | 0 | [5 empty] | 0
|  | C4 | 0 | 0 | 0 | 0 | 0 | 0 | [5 empty] | 0 | [5 empty] | 0 | [5 empty] | 0 | [5 empty] | 0 | [5 empty] | 0 | [5 empty] | 0 | [5 empty] | 0 | [5 empty] | 0 | [5 empty] | 0 | [5 empty] | 0 | 0 | 0 | 0 | 0 | 0 | 0 | [5 empty] | 0 | [5 empty] | 0 | [5 empty] | 0
|  |  | 0 | 0 | 0 | 0 | 0 | 0 | 0 | 0 | 0 | 0 | 0 | 0 | 0 | 0 | 0 | 0 | 0 | 0 | 0 | 0 | 0 | 0 | 0 | 0 | 0 | 0 | 0 | 0 | 0 | 0 | 0 | 0 | 0 | 0 | 0 | 0 | 0 | 0 | 0 | 0 | 0 | 0 | 0 | 0 | 0 | 0 | 0 | 0 | 0 | 0 | 0 | 0 | 0 | 0 | 0 | 0 | 0 | 0 | 0 | 0 | 0 | 0 | 0 | 0 | 0 | 0 | 0 | 0 | 0 | 0 | 0 | 0 | 0 | 0 | 0 | 0 | 0 | 0 | 0 | 0 | 0 | 0 | 0 | 0 | 0 | 0 | 0 | 0 | 0 | 0
| 2027 | C1 | 0 | 0 | 0 | 0 | 0 | 0 | [5 empty] | 0 | [5 empty] | 0 | [5 empty] | 0 | [5 empty] | 0 | [5 empty] | 0 | [5 empty] | 0 | [5 empty] | 0 | [5 empty] | 0 | [5 empty] | 0 | [5 empty] | 0 | 0 | 0 | 0 | 0 | 0 | 0 | [5 empty] | 0 | [5 empty] | 0 | [5 empty] | 0
|  | C2 | 0 | 0 | 0 | 0 | 0 | 0 | [5 empty] | 0 | [5 empty] | 0 | [5 empty] | 0 | [5 empty] | 0 | [5 empty] | 0 | [5 empty] | 0 | [5 empty] | 0 | [5 empty] | 0 | [5 empty] | 0 | [5 empty] | 0 | 0 | 0 | 0 | 0 | 0 | 0 | [5 empty] | 0 | [5 empty] | 0 | [5 empty] | 0
|  | C3 | 0 | 0 | 0 | 0 | 0 | 0 | [5 empty] | 0 | [5 empty] | 0 | [5 empty] | 0 | [5 empty] | 0 | [5 empty] | 0 | [5 empty] | 0 | [5 empty] | 0 | [5 empty] | 0 | [5 empty] | 0 | [5 empty] | 0 | 0 | 0 | 0 | 0 | 0 | 0 | [5 empty] | 0 | [5 empty] | 0 | [5 empty] | 0
|  | C4 | 0 | 0 | 0 | 0 | 0 | 0 | [5 empty] | 0 | [5 empty] | 0 | [5 empty] | 0 | [5 empty] | 0 | [5 empty] | 0 | [5 empty] | 0 | [5 empty] | 0 | [5 empty] | 0 | [5 empty] | 0 | [5 empty] | 0 | 0 | 0 | 0 | 0 | 0 | 0 | [5 empty] | 0 | [5 empty] | 0 | [5 empty] | 0
|  |  | 0 | 0 | 0 | 0 | 0 | 0 | 0 | 0 | 0 | 0 | 0 | 0 | 0 | 0 | 0 | 0 | 0 | 0 | 0 | 0 | 0 | 0 | 0 | 0 | 0 | 0 | 0 | 0 | 0 | 0 | 0 | 0 | 0 | 0 | 0 | 0 | 0 | 0 | 0 | 0 | 0 | 0 | 0 | 0 | 0 | 0 | 0 | 0 | 0 | 0 | 0 | 0 | 0 | 0 | 0 | 0 | 0 | 0 | 0 | 0 | 0 | 0 | 0 | 0 | 0 | 0 | 0 | 0 | 0 | 0 | 0 | 0 | 0 | 0 | 0 | 0 | 0 | 0 | 0 | 0 | 0 | 0 | 0 | 0 | 0 | 0 | 0 | 0 | 0 | 0
| 2028 | C1 | 0 | 0 | 0 | 0 | 0 | 0 | [5 empty] | 0 | [5 empty] | 0 | [5 empty] | 0 | [5 empty] | 0 | [5 empty] | 0 | [5 empty] | 0 | [5 empty] | 0 | [5 empty] | 0 | [5 empty] | 0 | [5 empty] | 0 | 0 | 0 | 0 | 0 | 0 | 0 | [5 empty] | 0 | [5 empty] | 0 | [5 empty] | 0
|  | C2 | 0 | 0 | 0 | 0 | 0 | 0 | [5 empty] | 0 | [5 empty] | 0 | [5 empty] | 0 | [5 empty] | 0 | [5 empty] | 0 | [5 empty] | 0 | [5 empty] | 0 | [5 empty] | 0 | [5 empty] | 0 | [5 empty] | 0 | 0 | 0 | 0 | 0 | 0 | 0 | [5 empty] | 0 | [5 empty] | 0 | [5 empty] | 0
|  | C3 | 0 | 0 | 0 | 0 | 0 | 0 | [5 empty] | 0 | [5 empty] | 0 | [5 empty] | 0 | [5 empty] | 0 | [5 empty] | 0 | [5 empty] | 0 | [5 empty] | 0 | [5 empty] | 0 | [5 empty] | 0 | [5 empty] | 0 | 0 | 0 | 0 | 0 | 0 | 0 | [5 empty] | 0 | [5 empty] | 0 | [5 empty] | 0
|  | C4 | 0 | 0 | 0 | 0 | 0 | 0 | [5 empty] | 0 | [5 empty] | 0 | [5 empty] | 0 | [5 empty] | 0 | [5 empty] | 0 | [5 empty] | 0 | [5 empty] | 0 | [5 empty] | 0 | [5 empty] | 0 | [5 empty] | 0 | 0 | 0 | 0 | 0 | 0 | 0 | [5 empty] | 0 | [5 empty] | 0 | [5 empty] | 0
|  |  | 0 | 0 | 0 | 0 | 0 | 0 | 0 | 0 | 0 | 0 | 0 | 0 | 0 | 0 | 0 | 0 | 0 | 0 | 0 | 0 | 0 | 0 | 0 | 0 | 0 | 0 | 0 | 0 | 0 | 0 | 0 | 0 | 0 | 0 | 0 | 0 | 0 | 0 | 0 | 0 | 0 | 0 | 0 | 0 | 0 | 0 | 0 | 0 | 0 | 0 | 0 | 0 | 0 | 0 | 0 | 0 | 0 | 0 | 0 | 0 | 0 | 0 | 0 | 0 | 0 | 0 | 0 | 0 | 0 | 0 | 0 | 0 | 0 | 0 | 0 | 0 | 0 | 0 | 0 | 0 | 0 | 0 | 0 | 0 | 0 | 0 | 0 | 0 | 0 | 0
45 | 66kV CB (Air Insulated Busbars) (OD) (GM)
| 2024 | C1 | [5 empty] | 0 | [5 empty] | 0 | [5 empty] | 0 | [5 empty] | 0 | [5 empty] | 0 | [5 empty] | 0 | [5 empty] | 0 | [5 empty] | 0 | [5 empty] | 0 | [5 empty] | 0 | [5 empty] | 0 | 0 | 0 | 0 | 0 | 0 | 0 | [5 empty] | 0 | [5 empty] | 0 | [5 empty] | 0
|  | C2 | [5 empty] | 0 | [5 empty] | 0 | [5 empty] | 0 | [5 empty] | 0 | [5 empty] | 0 | [5 empty] | 0 | [5 empty] | 0 | [5 empty] | 0 | [5 empty] | 0 | [5 empty] | 0 | [5 empty] | 0 | 0 | 0 | 0 | 0 | 0 | 0 | [5 empty] | 0 | [5 empty] | 0 | [5 empty] | 0
|  | C3 | [5 empty] | 0 | [5 empty] | 0 | [5 empty] | 0 | [5 empty] | 0 | [5 empty] | 0 | [5 empty] | 0 | [5 empty] | 0 | [5 empty] | 0 | [5 empty] | 0 | [5 empty] | 0 | [5 empty] | 0 | 0 | 0 | 0 | 0 | 0 | 0 | [5 empty] | 0 | [5 empty] | 0 | [5 empty] | 0
|  | C4 | [5 empty] | 0 | [5 empty] | 0 | [5 empty] | 0 | [5 empty] | 0 | [5 empty] | 0 | [5 empty] | 0 | [5 empty] | 0 | [5 empty] | 0 | [5 empty] | 0 | [5 empty] | 0 | [5 empty] | 0 | 0 | 0 | 0 | 0 | 0 | 0 | [5 empty] | 0 | [5 empty] | 0 | [5 empty] | 0
|  |  | 0 | 0 | 0 | 0 | 0 | 0 | 0 | 0 | 0 | 0 | 0 | 0 | 0 | 0 | 0 | 0 | 0 | 0 | 0 | 0 | 0 | 0 | 0 | 0 | 0 | 0 | 0 | 0 | 0 | 0 | 0 | 0 | 0 | 0 | 0 | 0 | 0 | 0 | 0 | 0 | 0 | 0 | 0 | 0 | 0 | 0 | 0 | 0 | 0 | 0 | 0 | 0 | 0 | 0 | 0 | 0 | 0 | 0 | 0 | 0 | 0 | 0 | 0 | 0 | 0 | 0 | 0 | 0 | 0 | 0 | 0 | 0 | 0 | 0 | 0 | 0 | 0 | 0 | 0 | 0 | 0 | 0 | 0 | 0 | 0 | 0 | 0 | 0 | 0 | 0
| 2025 | C1 | 0 | 0 | 0 | 0 | 0 | 0 | [5 empty] | 0 | [5 empty] | 0 | [5 empty] | 0 | [5 empty] | 0 | [5 empty] | 0 | [5 empty] | 0 | [5 empty] | 0 | [5 empty] | 0 | [5 empty] | 0 | [5 empty] | 0 | 0 | 0 | 0 | 0 | 0 | 0 | [5 empty] | 0 | [5 empty] | 0 | [5 empty] | 0
|  | C2 | 0 | 0 | 0 | 0 | 0 | 0 | [5 empty] | 0 | [5 empty] | 0 | [5 empty] | 0 | [5 empty] | 0 | [5 empty] | 0 | [5 empty] | 0 | [5 empty] | 0 | [5 empty] | 0 | [5 empty] | 0 | [5 empty] | 0 | 0 | 0 | 0 | 0 | 0 | 0 | [5 empty] | 0 | [5 empty] | 0 | [5 empty] | 0
|  | C3 | 0 | 0 | 0 | 0 | 0 | 0 | [5 empty] | 0 | [5 empty] | 0 | [5 empty] | 0 | [5 empty] | 0 | [5 empty] | 0 | [5 empty] | 0 | [5 empty] | 0 | [5 empty] | 0 | [5 empty] | 0 | [5 empty] | 0 | 0 | 0 | 0 | 0 | 0 | 0 | [5 empty] | 0 | [5 empty] | 0 | [5 empty] | 0
|  | C4 | 0 | 0 | 0 | 0 | 0 | 0 | [5 empty] | 0 | [5 empty] | 0 | [5 empty] | 0 | [5 empty] | 0 | [5 empty] | 0 | [5 empty] | 0 | [5 empty] | 0 | [5 empty] | 0 | [5 empty] | 0 | [5 empty] | 0 | 0 | 0 | 0 | 0 | 0 | 0 | [5 empty] | 0 | [5 empty] | 0 | [5 empty] | 0
|  |  | 0 | 0 | 0 | 0 | 0 | 0 | 0 | 0 | 0 | 0 | 0 | 0 | 0 | 0 | 0 | 0 | 0 | 0 | 0 | 0 | 0 | 0 | 0 | 0 | 0 | 0 | 0 | 0 | 0 | 0 | 0 | 0 | 0 | 0 | 0 | 0 | 0 | 0 | 0 | 0 | 0 | 0 | 0 | 0 | 0 | 0 | 0 | 0 | 0 | 0 | 0 | 0 | 0 | 0 | 0 | 0 | 0 | 0 | 0 | 0 | 0 | 0 | 0 | 0 | 0 | 0 | 0 | 0 | 0 | 0 | 0 | 0 | 0 | 0 | 0 | 0 | 0 | 0 | 0 | 0 | 0 | 0 | 0 | 0 | 0 | 0 | 0 | 0 | 0 | 0
| 2026 | C1 | 0 | 0 | 0 | 0 | 0 | 0 | [5 empty] | 0 | [5 empty] | 0 | [5 empty] | 0 | [5 empty] | 0 | [5 empty] | 0 | [5 empty] | 0 | [5 empty] | 0 | [5 empty] | 0 | [5 empty] | 0 | [5 empty] | 0 | 0 | 0 | 0 | 0 | 0 | 0 | [5 empty] | 0 | [5 empty] | 0 | [5 empty] | 0
|  | C2 | 0 | 0 | 0 | 0 | 0 | 0 | [5 empty] | 0 | [5 empty] | 0 | [5 empty] | 0 | [5 empty] | 0 | [5 empty] | 0 | [5 empty] | 0 | [5 empty] | 0 | [5 empty] | 0 | [5 empty] | 0 | [5 empty] | 0 | 0 | 0 | 0 | 0 | 0 | 0 | [5 empty] | 0 | [5 empty] | 0 | [5 empty] | 0
|  | C3 | 0 | 0 | 0 | 0 | 0 | 0 | [5 empty] | 0 | [5 empty] | 0 | [5 empty] | 0 | [5 empty] | 0 | [5 empty] | 0 | [5 empty] | 0 | [5 empty] | 0 | [5 empty] | 0 | [5 empty] | 0 | [5 empty] | 0 | 0 | 0 | 0 | 0 | 0 | 0 | [5 empty] | 0 | [5 empty] | 0 | [5 empty] | 0
|  | C4 | 0 | 0 | 0 | 0 | 0 | 0 | [5 empty] | 0 | [5 empty] | 0 | [5 empty] | 0 | [5 empty] | 0 | [5 empty] | 0 | [5 empty] | 0 | [5 empty] | 0 | [5 empty] | 0 | [5 empty] | 0 | [5 empty] | 0 | 0 | 0 | 0 | 0 | 0 | 0 | [5 empty] | 0 | [5 empty] | 0 | [5 empty] | 0
|  |  | 0 | 0 | 0 | 0 | 0 | 0 | 0 | 0 | 0 | 0 | 0 | 0 | 0 | 0 | 0 | 0 | 0 | 0 | 0 | 0 | 0 | 0 | 0 | 0 | 0 | 0 | 0 | 0 | 0 | 0 | 0 | 0 | 0 | 0 | 0 | 0 | 0 | 0 | 0 | 0 | 0 | 0 | 0 | 0 | 0 | 0 | 0 | 0 | 0 | 0 | 0 | 0 | 0 | 0 | 0 | 0 | 0 | 0 | 0 | 0 | 0 | 0 | 0 | 0 | 0 | 0 | 0 | 0 | 0 | 0 | 0 | 0 | 0 | 0 | 0 | 0 | 0 | 0 | 0 | 0 | 0 | 0 | 0 | 0 | 0 | 0 | 0 | 0 | 0 | 0
| 2027 | C1 | 0 | 0 | 0 | 0 | 0 | 0 | [5 empty] | 0 | [5 empty] | 0 | [5 empty] | 0 | [5 empty] | 0 | [5 empty] | 0 | [5 empty] | 0 | [5 empty] | 0 | [5 empty] | 0 | [5 empty] | 0 | [5 empty] | 0 | 0 | 0 | 0 | 0 | 0 | 0 | [5 empty] | 0 | [5 empty] | 0 | [5 empty] | 0
|  | C2 | 0 | 0 | 0 | 0 | 0 | 0 | [5 empty] | 0 | [5 empty] | 0 | [5 empty] | 0 | [5 empty] | 0 | [5 empty] | 0 | [5 empty] | 0 | [5 empty] | 0 | [5 empty] | 0 | [5 empty] | 0 | [5 empty] | 0 | 0 | 0 | 0 | 0 | 0 | 0 | [5 empty] | 0 | [5 empty] | 0 | [5 empty] | 0
|  | C3 | 0 | 0 | 0 | 0 | 0 | 0 | [5 empty] | 0 | [5 empty] | 0 | [5 empty] | 0 | [5 empty] | 0 | [5 empty] | 0 | [5 empty] | 0 | [5 empty] | 0 | [5 empty] | 0 | [5 empty] | 0 | [5 empty] | 0 | 0 | 0 | 0 | 0 | 0 | 0 | [5 empty] | 0 | [5 empty] | 0 | [5 empty] | 0
|  | C4 | 0 | 0 | 0 | 0 | 0 | 0 | [5 empty] | 0 | [5 empty] | 0 | [5 empty] | 0 | [5 empty] | 0 | [5 empty] | 0 | [5 empty] | 0 | [5 empty] | 0 | [5 empty] | 0 | [5 empty] | 0 | [5 empty] | 0 | 0 | 0 | 0 | 0 | 0 | 0 | [5 empty] | 0 | [5 empty] | 0 | [5 empty] | 0
|  |  | 0 | 0 | 0 | 0 | 0 | 0 | 0 | 0 | 0 | 0 | 0 | 0 | 0 | 0 | 0 | 0 | 0 | 0 | 0 | 0 | 0 | 0 | 0 | 0 | 0 | 0 | 0 | 0 | 0 | 0 | 0 | 0 | 0 | 0 | 0 | 0 | 0 | 0 | 0 | 0 | 0 | 0 | 0 | 0 | 0 | 0 | 0 | 0 | 0 | 0 | 0 | 0 | 0 | 0 | 0 | 0 | 0 | 0 | 0 | 0 | 0 | 0 | 0 | 0 | 0 | 0 | 0 | 0 | 0 | 0 | 0 | 0 | 0 | 0 | 0 | 0 | 0 | 0 | 0 | 0 | 0 | 0 | 0 | 0 | 0 | 0 | 0 | 0 | 0 | 0
| 2028 | C1 | 0 | 0 | 0 | 0 | 0 | 0 | [5 empty] | 0 | [5 empty] | 0 | [5 empty] | 0 | [5 empty] | 0 | [5 empty] | 0 | [5 empty] | 0 | [5 empty] | 0 | [5 empty] | 0 | [5 empty] | 0 | [5 empty] | 0 | 0 | 0 | 0 | 0 | 0 | 0 | [5 empty] | 0 | [5 empty] | 0 | [5 empty] | 0
|  | C2 | 0 | 0 | 0 | 0 | 0 | 0 | [5 empty] | 0 | [5 empty] | 0 | [5 empty] | 0 | [5 empty] | 0 | [5 empty] | 0 | [5 empty] | 0 | [5 empty] | 0 | [5 empty] | 0 | [5 empty] | 0 | [5 empty] | 0 | 0 | 0 | 0 | 0 | 0 | 0 | [5 empty] | 0 | [5 empty] | 0 | [5 empty] | 0
|  | C3 | 0 | 0 | 0 | 0 | 0 | 0 | [5 empty] | 0 | [5 empty] | 0 | [5 empty] | 0 | [5 empty] | 0 | [5 empty] | 0 | [5 empty] | 0 | [5 empty] | 0 | [5 empty] | 0 | [5 empty] | 0 | [5 empty] | 0 | 0 | 0 | 0 | 0 | 0 | 0 | [5 empty] | 0 | [5 empty] | 0 | [5 empty] | 0
|  | C4 | 0 | 0 | 0 | 0 | 0 | 0 | [5 empty] | 0 | [5 empty] | 0 | [5 empty] | 0 | [5 empty] | 0 | [5 empty] | 0 | [5 empty] | 0 | [5 empty] | 0 | [5 empty] | 0 | [5 empty] | 0 | [5 empty] | 0 | 0 | 0 | 0 | 0 | 0 | 0 | [5 empty] | 0 | [5 empty] | 0 | [5 empty] | 0
|  |  | 0 | 0 | 0 | 0 | 0 | 0 | 0 | 0 | 0 | 0 | 0 | 0 | 0 | 0 | 0 | 0 | 0 | 0 | 0 | 0 | 0 | 0 | 0 | 0 | 0 | 0 | 0 | 0 | 0 | 0 | 0 | 0 | 0 | 0 | 0 | 0 | 0 | 0 | 0 | 0 | 0 | 0 | 0 | 0 | 0 | 0 | 0 | 0 | 0 | 0 | 0 | 0 | 0 | 0 | 0 | 0 | 0 | 0 | 0 | 0 | 0 | 0 | 0 | 0 | 0 | 0 | 0 | 0 | 0 | 0 | 0 | 0 | 0 | 0 | 0 | 0 | 0 | 0 | 0 | 0 | 0 | 0 | 0 | 0 | 0 | 0 | 0 | 0 | 0 | 0
46 | 66kV CB (Gas Insulated Busbars) (ID) (GM)
| 2024 | C1 | [5 empty] | 0 | [5 empty] | 0 | [5 empty] | 0 | [5 empty] | 0 | [5 empty] | 0 | [5 empty] | 0 | [5 empty] | 0 | [5 empty] | 0 | [5 empty] | 0 | [5 empty] | 0 | [5 empty] | 0 | 0 | 0 | 0 | 0 | 0 | 0 | [5 empty] | 0 | [5 empty] | 0 | [5 empty] | 0
|  | C2 | [5 empty] | 0 | [5 empty] | 0 | [5 empty] | 0 | [5 empty] | 0 | [5 empty] | 0 | [5 empty] | 0 | [5 empty] | 0 | [5 empty] | 0 | [5 empty] | 0 | [5 empty] | 0 | [5 empty] | 0 | 0 | 0 | 0 | 0 | 0 | 0 | [5 empty] | 0 | [5 empty] | 0 | [5 empty] | 0
|  | C3 | [5 empty] | 0 | [5 empty] | 0 | [5 empty] | 0 | [5 empty] | 0 | [5 empty] | 0 | [5 empty] | 0 | [5 empty] | 0 | [5 empty] | 0 | [5 empty] | 0 | [5 empty] | 0 | [5 empty] | 0 | 0 | 0 | 0 | 0 | 0 | 0 | [5 empty] | 0 | [5 empty] | 0 | [5 empty] | 0
|  | C4 | [5 empty] | 0 | [5 empty] | 0 | [5 empty] | 0 | [5 empty] | 0 | [5 empty] | 0 | [5 empty] | 0 | [5 empty] | 0 | [5 empty] | 0 | [5 empty] | 0 | [5 empty] | 0 | [5 empty] | 0 | 0 | 0 | 0 | 0 | 0 | 0 | [5 empty] | 0 | [5 empty] | 0 | [5 empty] | 0
|  |  | 0 | 0 | 0 | 0 | 0 | 0 | 0 | 0 | 0 | 0 | 0 | 0 | 0 | 0 | 0 | 0 | 0 | 0 | 0 | 0 | 0 | 0 | 0 | 0 | 0 | 0 | 0 | 0 | 0 | 0 | 0 | 0 | 0 | 0 | 0 | 0 | 0 | 0 | 0 | 0 | 0 | 0 | 0 | 0 | 0 | 0 | 0 | 0 | 0 | 0 | 0 | 0 | 0 | 0 | 0 | 0 | 0 | 0 | 0 | 0 | 0 | 0 | 0 | 0 | 0 | 0 | 0 | 0 | 0 | 0 | 0 | 0 | 0 | 0 | 0 | 0 | 0 | 0 | 0 | 0 | 0 | 0 | 0 | 0 | 0 | 0 | 0 | 0 | 0 | 0
| 2025 | C1 | 0 | 0 | 0 | 0 | 0 | 0 | [5 empty] | 0 | [5 empty] | 0 | [5 empty] | 0 | [5 empty] | 0 | [5 empty] | 0 | [5 empty] | 0 | [5 empty] | 0 | [5 empty] | 0 | [5 empty] | 0 | [5 empty] | 0 | 0 | 0 | 0 | 0 | 0 | 0 | [5 empty] | 0 | [5 empty] | 0 | [5 empty] | 0
|  | C2 | 0 | 0 | 0 | 0 | 0 | 0 | [5 empty] | 0 | [5 empty] | 0 | [5 empty] | 0 | [5 empty] | 0 | [5 empty] | 0 | [5 empty] | 0 | [5 empty] | 0 | [5 empty] | 0 | [5 empty] | 0 | [5 empty] | 0 | 0 | 0 | 0 | 0 | 0 | 0 | [5 empty] | 0 | [5 empty] | 0 | [5 empty] | 0
|  | C3 | 0 | 0 | 0 | 0 | 0 | 0 | [5 empty] | 0 | [5 empty] | 0 | [5 empty] | 0 | [5 empty] | 0 | [5 empty] | 0 | [5 empty] | 0 | [5 empty] | 0 | [5 empty] | 0 | [5 empty] | 0 | [5 empty] | 0 | 0 | 0 | 0 | 0 | 0 | 0 | [5 empty] | 0 | [5 empty] | 0 | [5 empty] | 0
|  | C4 | 0 | 0 | 0 | 0 | 0 | 0 | [5 empty] | 0 | [5 empty] | 0 | [5 empty] | 0 | [5 empty] | 0 | [5 empty] | 0 | [5 empty] | 0 | [5 empty] | 0 | [5 empty] | 0 | [5 empty] | 0 | [5 empty] | 0 | 0 | 0 | 0 | 0 | 0 | 0 | [5 empty] | 0 | [5 empty] | 0 | [5 empty] | 0
|  |  | 0 | 0 | 0 | 0 | 0 | 0 | 0 | 0 | 0 | 0 | 0 | 0 | 0 | 0 | 0 | 0 | 0 | 0 | 0 | 0 | 0 | 0 | 0 | 0 | 0 | 0 | 0 | 0 | 0 | 0 | 0 | 0 | 0 | 0 | 0 | 0 | 0 | 0 | 0 | 0 | 0 | 0 | 0 | 0 | 0 | 0 | 0 | 0 | 0 | 0 | 0 | 0 | 0 | 0 | 0 | 0 | 0 | 0 | 0 | 0 | 0 | 0 | 0 | 0 | 0 | 0 | 0 | 0 | 0 | 0 | 0 | 0 | 0 | 0 | 0 | 0 | 0 | 0 | 0 | 0 | 0 | 0 | 0 | 0 | 0 | 0 | 0 | 0 | 0 | 0
| 2026 | C1 | 0 | 0 | 0 | 0 | 0 | 0 | [5 empty] | 0 | [5 empty] | 0 | [5 empty] | 0 | [5 empty] | 0 | [5 empty] | 0 | [5 empty] | 0 | [5 empty] | 0 | [5 empty] | 0 | [5 empty] | 0 | [5 empty] | 0 | 0 | 0 | 0 | 0 | 0 | 0 | [5 empty] | 0 | [5 empty] | 0 | [5 empty] | 0
|  | C2 | 0 | 0 | 0 | 0 | 0 | 0 | [5 empty] | 0 | [5 empty] | 0 | [5 empty] | 0 | [5 empty] | 0 | [5 empty] | 0 | [5 empty] | 0 | [5 empty] | 0 | [5 empty] | 0 | [5 empty] | 0 | [5 empty] | 0 | 0 | 0 | 0 | 0 | 0 | 0 | [5 empty] | 0 | [5 empty] | 0 | [5 empty] | 0
|  | C3 | 0 | 0 | 0 | 0 | 0 | 0 | [5 empty] | 0 | [5 empty] | 0 | [5 empty] | 0 | [5 empty] | 0 | [5 empty] | 0 | [5 empty] | 0 | [5 empty] | 0 | [5 empty] | 0 | [5 empty] | 0 | [5 empty] | 0 | 0 | 0 | 0 | 0 | 0 | 0 | [5 empty] | 0 | [5 empty] | 0 | [5 empty] | 0
|  | C4 | 0 | 0 | 0 | 0 | 0 | 0 | [5 empty] | 0 | [5 empty] | 0 | [5 empty] | 0 | [5 empty] | 0 | [5 empty] | 0 | [5 empty] | 0 | [5 empty] | 0 | [5 empty] | 0 | [5 empty] | 0 | [5 empty] | 0 | 0 | 0 | 0 | 0 | 0 | 0 | [5 empty] | 0 | [5 empty] | 0 | [5 empty] | 0
|  |  | 0 | 0 | 0 | 0 | 0 | 0 | 0 | 0 | 0 | 0 | 0 | 0 | 0 | 0 | 0 | 0 | 0 | 0 | 0 | 0 | 0 | 0 | 0 | 0 | 0 | 0 | 0 | 0 | 0 | 0 | 0 | 0 | 0 | 0 | 0 | 0 | 0 | 0 | 0 | 0 | 0 | 0 | 0 | 0 | 0 | 0 | 0 | 0 | 0 | 0 | 0 | 0 | 0 | 0 | 0 | 0 | 0 | 0 | 0 | 0 | 0 | 0 | 0 | 0 | 0 | 0 | 0 | 0 | 0 | 0 | 0 | 0 | 0 | 0 | 0 | 0 | 0 | 0 | 0 | 0 | 0 | 0 | 0 | 0 | 0 | 0 | 0 | 0 | 0 | 0
| 2027 | C1 | 0 | 0 | 0 | 0 | 0 | 0 | [5 empty] | 0 | [5 empty] | 0 | [5 empty] | 0 | [5 empty] | 0 | [5 empty] | 0 | [5 empty] | 0 | [5 empty] | 0 | [5 empty] | 0 | [5 empty] | 0 | [5 empty] | 0 | 0 | 0 | 0 | 0 | 0 | 0 | [5 empty] | 0 | [5 empty] | 0 | [5 empty] | 0
|  | C2 | 0 | 0 | 0 | 0 | 0 | 0 | [5 empty] | 0 | [5 empty] | 0 | [5 empty] | 0 | [5 empty] | 0 | [5 empty] | 0 | [5 empty] | 0 | [5 empty] | 0 | [5 empty] | 0 | [5 empty] | 0 | [5 empty] | 0 | 0 | 0 | 0 | 0 | 0 | 0 | [5 empty] | 0 | [5 empty] | 0 | [5 empty] | 0
|  | C3 | 0 | 0 | 0 | 0 | 0 | 0 | [5 empty] | 0 | [5 empty] | 0 | [5 empty] | 0 | [5 empty] | 0 | [5 empty] | 0 | [5 empty] | 0 | [5 empty] | 0 | [5 empty] | 0 | [5 empty] | 0 | [5 empty] | 0 | 0 | 0 | 0 | 0 | 0 | 0 | [5 empty] | 0 | [5 empty] | 0 | [5 empty] | 0
|  | C4 | 0 | 0 | 0 | 0 | 0 | 0 | [5 empty] | 0 | [5 empty] | 0 | [5 empty] | 0 | [5 empty] | 0 | [5 empty] | 0 | [5 empty] | 0 | [5 empty] | 0 | [5 empty] | 0 | [5 empty] | 0 | [5 empty] | 0 | 0 | 0 | 0 | 0 | 0 | 0 | [5 empty] | 0 | [5 empty] | 0 | [5 empty] | 0
|  |  | 0 | 0 | 0 | 0 | 0 | 0 | 0 | 0 | 0 | 0 | 0 | 0 | 0 | 0 | 0 | 0 | 0 | 0 | 0 | 0 | 0 | 0 | 0 | 0 | 0 | 0 | 0 | 0 | 0 | 0 | 0 | 0 | 0 | 0 | 0 | 0 | 0 | 0 | 0 | 0 | 0 | 0 | 0 | 0 | 0 | 0 | 0 | 0 | 0 | 0 | 0 | 0 | 0 | 0 | 0 | 0 | 0 | 0 | 0 | 0 | 0 | 0 | 0 | 0 | 0 | 0 | 0 | 0 | 0 | 0 | 0 | 0 | 0 | 0 | 0 | 0 | 0 | 0 | 0 | 0 | 0 | 0 | 0 | 0 | 0 | 0 | 0 | 0 | 0 | 0
| 2028 | C1 | 0 | 0 | 0 | 0 | 0 | 0 | [5 empty] | 0 | [5 empty] | 0 | [5 empty] | 0 | [5 empty] | 0 | [5 empty] | 0 | [5 empty] | 0 | [5 empty] | 0 | [5 empty] | 0 | [5 empty] | 0 | [5 empty] | 0 | 0 | 0 | 0 | 0 | 0 | 0 | [5 empty] | 0 | [5 empty] | 0 | [5 empty] | 0
|  | C2 | 0 | 0 | 0 | 0 | 0 | 0 | [5 empty] | 0 | [5 empty] | 0 | [5 empty] | 0 | [5 empty] | 0 | [5 empty] | 0 | [5 empty] | 0 | [5 empty] | 0 | [5 empty] | 0 | [5 empty] | 0 | [5 empty] | 0 | 0 | 0 | 0 | 0 | 0 | 0 | [5 empty] | 0 | [5 empty] | 0 | [5 empty] | 0
|  | C3 | 0 | 0 | 0 | 0 | 0 | 0 | [5 empty] | 0 | [5 empty] | 0 | [5 empty] | 0 | [5 empty] | 0 | [5 empty] | 0 | [5 empty] | 0 | [5 empty] | 0 | [5 empty] | 0 | [5 empty] | 0 | [5 empty] | 0 | 0 | 0 | 0 | 0 | 0 | 0 | [5 empty] | 0 | [5 empty] | 0 | [5 empty] | 0
|  | C4 | 0 | 0 | 0 | 0 | 0 | 0 | [5 empty] | 0 | [5 empty] | 0 | [5 empty] | 0 | [5 empty] | 0 | [5 empty] | 0 | [5 empty] | 0 | [5 empty] | 0 | [5 empty] | 0 | [5 empty] | 0 | [5 empty] | 0 | 0 | 0 | 0 | 0 | 0 | 0 | [5 empty] | 0 | [5 empty] | 0 | [5 empty] | 0
|  |  | 0 | 0 | 0 | 0 | 0 | 0 | 0 | 0 | 0 | 0 | 0 | 0 | 0 | 0 | 0 | 0 | 0 | 0 | 0 | 0 | 0 | 0 | 0 | 0 | 0 | 0 | 0 | 0 | 0 | 0 | 0 | 0 | 0 | 0 | 0 | 0 | 0 | 0 | 0 | 0 | 0 | 0 | 0 | 0 | 0 | 0 | 0 | 0 | 0 | 0 | 0 | 0 | 0 | 0 | 0 | 0 | 0 | 0 | 0 | 0 | 0 | 0 | 0 | 0 | 0 | 0 | 0 | 0 | 0 | 0 | 0 | 0 | 0 | 0 | 0 | 0 | 0 | 0 | 0 | 0 | 0 | 0 | 0 | 0 | 0 | 0 | 0 | 0 | 0 | 0
47 | 66kV CB (Gas Insulated Busbars) (OD) (GM)
| 2024 | C1 | [5 empty] | 0 | [5 empty] | 0 | [5 empty] | 0 | [5 empty] | 0 | [5 empty] | 0 | [5 empty] | 0 | [5 empty] | 0 | [5 empty] | 0 | [5 empty] | 0 | [5 empty] | 0 | [5 empty] | 0 | 0 | 0 | 0 | 0 | 0 | 0 | [5 empty] | 0 | [5 empty] | 0 | [5 empty] | 0
|  | C2 | [5 empty] | 0 | [5 empty] | 0 | [5 empty] | 0 | [5 empty] | 0 | [5 empty] | 0 | [5 empty] | 0 | [5 empty] | 0 | [5 empty] | 0 | [5 empty] | 0 | [5 empty] | 0 | [5 empty] | 0 | 0 | 0 | 0 | 0 | 0 | 0 | [5 empty] | 0 | [5 empty] | 0 | [5 empty] | 0
|  | C3 | [5 empty] | 0 | [5 empty] | 0 | [5 empty] | 0 | [5 empty] | 0 | [5 empty] | 0 | [5 empty] | 0 | [5 empty] | 0 | [5 empty] | 0 | [5 empty] | 0 | [5 empty] | 0 | [5 empty] | 0 | 0 | 0 | 0 | 0 | 0 | 0 | [5 empty] | 0 | [5 empty] | 0 | [5 empty] | 0
|  | C4 | [5 empty] | 0 | [5 empty] | 0 | [5 empty] | 0 | [5 empty] | 0 | [5 empty] | 0 | [5 empty] | 0 | [5 empty] | 0 | [5 empty] | 0 | [5 empty] | 0 | [5 empty] | 0 | [5 empty] | 0 | 0 | 0 | 0 | 0 | 0 | 0 | [5 empty] | 0 | [5 empty] | 0 | [5 empty] | 0
|  |  | 0 | 0 | 0 | 0 | 0 | 0 | 0 | 0 | 0 | 0 | 0 | 0 | 0 | 0 | 0 | 0 | 0 | 0 | 0 | 0 | 0 | 0 | 0 | 0 | 0 | 0 | 0 | 0 | 0 | 0 | 0 | 0 | 0 | 0 | 0 | 0 | 0 | 0 | 0 | 0 | 0 | 0 | 0 | 0 | 0 | 0 | 0 | 0 | 0 | 0 | 0 | 0 | 0 | 0 | 0 | 0 | 0 | 0 | 0 | 0 | 0 | 0 | 0 | 0 | 0 | 0 | 0 | 0 | 0 | 0 | 0 | 0 | 0 | 0 | 0 | 0 | 0 | 0 | 0 | 0 | 0 | 0 | 0 | 0 | 0 | 0 | 0 | 0 | 0 | 0
| 2025 | C1 | 0 | 0 | 0 | 0 | 0 | 0 | [5 empty] | 0 | [5 empty] | 0 | [5 empty] | 0 | [5 empty] | 0 | [5 empty] | 0 | [5 empty] | 0 | [5 empty] | 0 | [5 empty] | 0 | [5 empty] | 0 | [5 empty] | 0 | 0 | 0 | 0 | 0 | 0 | 0 | [5 empty] | 0 | [5 empty] | 0 | [5 empty] | 0
|  | C2 | 0 | 0 | 0 | 0 | 0 | 0 | [5 empty] | 0 | [5 empty] | 0 | [5 empty] | 0 | [5 empty] | 0 | [5 empty] | 0 | [5 empty] | 0 | [5 empty] | 0 | [5 empty] | 0 | [5 empty] | 0 | [5 empty] | 0 | 0 | 0 | 0 | 0 | 0 | 0 | [5 empty] | 0 | [5 empty] | 0 | [5 empty] | 0
|  | C3 | 0 | 0 | 0 | 0 | 0 | 0 | [5 empty] | 0 | [5 empty] | 0 | [5 empty] | 0 | [5 empty] | 0 | [5 empty] | 0 | [5 empty] | 0 | [5 empty] | 0 | [5 empty] | 0 | [5 empty] | 0 | [5 empty] | 0 | 0 | 0 | 0 | 0 | 0 | 0 | [5 empty] | 0 | [5 empty] | 0 | [5 empty] | 0
|  | C4 | 0 | 0 | 0 | 0 | 0 | 0 | [5 empty] | 0 | [5 empty] | 0 | [5 empty] | 0 | [5 empty] | 0 | [5 empty] | 0 | [5 empty] | 0 | [5 empty] | 0 | [5 empty] | 0 | [5 empty] | 0 | [5 empty] | 0 | 0 | 0 | 0 | 0 | 0 | 0 | [5 empty] | 0 | [5 empty] | 0 | [5 empty] | 0
|  |  | 0 | 0 | 0 | 0 | 0 | 0 | 0 | 0 | 0 | 0 | 0 | 0 | 0 | 0 | 0 | 0 | 0 | 0 | 0 | 0 | 0 | 0 | 0 | 0 | 0 | 0 | 0 | 0 | 0 | 0 | 0 | 0 | 0 | 0 | 0 | 0 | 0 | 0 | 0 | 0 | 0 | 0 | 0 | 0 | 0 | 0 | 0 | 0 | 0 | 0 | 0 | 0 | 0 | 0 | 0 | 0 | 0 | 0 | 0 | 0 | 0 | 0 | 0 | 0 | 0 | 0 | 0 | 0 | 0 | 0 | 0 | 0 | 0 | 0 | 0 | 0 | 0 | 0 | 0 | 0 | 0 | 0 | 0 | 0 | 0 | 0 | 0 | 0 | 0 | 0
| 2026 | C1 | 0 | 0 | 0 | 0 | 0 | 0 | [5 empty] | 0 | [5 empty] | 0 | [5 empty] | 0 | [5 empty] | 0 | [5 empty] | 0 | [5 empty] | 0 | [5 empty] | 0 | [5 empty] | 0 | [5 empty] | 0 | [5 empty] | 0 | 0 | 0 | 0 | 0 | 0 | 0 | [5 empty] | 0 | [5 empty] | 0 | [5 empty] | 0
|  | C2 | 0 | 0 | 0 | 0 | 0 | 0 | [5 empty] | 0 | [5 empty] | 0 | [5 empty] | 0 | [5 empty] | 0 | [5 empty] | 0 | [5 empty] | 0 | [5 empty] | 0 | [5 empty] | 0 | [5 empty] | 0 | [5 empty] | 0 | 0 | 0 | 0 | 0 | 0 | 0 | [5 empty] | 0 | [5 empty] | 0 | [5 empty] | 0
|  | C3 | 0 | 0 | 0 | 0 | 0 | 0 | [5 empty] | 0 | [5 empty] | 0 | [5 empty] | 0 | [5 empty] | 0 | [5 empty] | 0 | [5 empty] | 0 | [5 empty] | 0 | [5 empty] | 0 | [5 empty] | 0 | [5 empty] | 0 | 0 | 0 | 0 | 0 | 0 | 0 | [5 empty] | 0 | [5 empty] | 0 | [5 empty] | 0
|  | C4 | 0 | 0 | 0 | 0 | 0 | 0 | [5 empty] | 0 | [5 empty] | 0 | [5 empty] | 0 | [5 empty] | 0 | [5 empty] | 0 | [5 empty] | 0 | [5 empty] | 0 | [5 empty] | 0 | [5 empty] | 0 | [5 empty] | 0 | 0 | 0 | 0 | 0 | 0 | 0 | [5 empty] | 0 | [5 empty] | 0 | [5 empty] | 0
|  |  | 0 | 0 | 0 | 0 | 0 | 0 | 0 | 0 | 0 | 0 | 0 | 0 | 0 | 0 | 0 | 0 | 0 | 0 | 0 | 0 | 0 | 0 | 0 | 0 | 0 | 0 | 0 | 0 | 0 | 0 | 0 | 0 | 0 | 0 | 0 | 0 | 0 | 0 | 0 | 0 | 0 | 0 | 0 | 0 | 0 | 0 | 0 | 0 | 0 | 0 | 0 | 0 | 0 | 0 | 0 | 0 | 0 | 0 | 0 | 0 | 0 | 0 | 0 | 0 | 0 | 0 | 0 | 0 | 0 | 0 | 0 | 0 | 0 | 0 | 0 | 0 | 0 | 0 | 0 | 0 | 0 | 0 | 0 | 0 | 0 | 0 | 0 | 0 | 0 | 0
| 2027 | C1 | 0 | 0 | 0 | 0 | 0 | 0 | [5 empty] | 0 | [5 empty] | 0 | [5 empty] | 0 | [5 empty] | 0 | [5 empty] | 0 | [5 empty] | 0 | [5 empty] | 0 | [5 empty] | 0 | [5 empty] | 0 | [5 empty] | 0 | 0 | 0 | 0 | 0 | 0 | 0 | [5 empty] | 0 | [5 empty] | 0 | [5 empty] | 0
|  | C2 | 0 | 0 | 0 | 0 | 0 | 0 | [5 empty] | 0 | [5 empty] | 0 | [5 empty] | 0 | [5 empty] | 0 | [5 empty] | 0 | [5 empty] | 0 | [5 empty] | 0 | [5 empty] | 0 | [5 empty] | 0 | [5 empty] | 0 | 0 | 0 | 0 | 0 | 0 | 0 | [5 empty] | 0 | [5 empty] | 0 | [5 empty] | 0
|  | C3 | 0 | 0 | 0 | 0 | 0 | 0 | [5 empty] | 0 | [5 empty] | 0 | [5 empty] | 0 | [5 empty] | 0 | [5 empty] | 0 | [5 empty] | 0 | [5 empty] | 0 | [5 empty] | 0 | [5 empty] | 0 | [5 empty] | 0 | 0 | 0 | 0 | 0 | 0 | 0 | [5 empty] | 0 | [5 empty] | 0 | [5 empty] | 0
|  | C4 | 0 | 0 | 0 | 0 | 0 | 0 | [5 empty] | 0 | [5 empty] | 0 | [5 empty] | 0 | [5 empty] | 0 | [5 empty] | 0 | [5 empty] | 0 | [5 empty] | 0 | [5 empty] | 0 | [5 empty] | 0 | [5 empty] | 0 | 0 | 0 | 0 | 0 | 0 | 0 | [5 empty] | 0 | [5 empty] | 0 | [5 empty] | 0
|  |  | 0 | 0 | 0 | 0 | 0 | 0 | 0 | 0 | 0 | 0 | 0 | 0 | 0 | 0 | 0 | 0 | 0 | 0 | 0 | 0 | 0 | 0 | 0 | 0 | 0 | 0 | 0 | 0 | 0 | 0 | 0 | 0 | 0 | 0 | 0 | 0 | 0 | 0 | 0 | 0 | 0 | 0 | 0 | 0 | 0 | 0 | 0 | 0 | 0 | 0 | 0 | 0 | 0 | 0 | 0 | 0 | 0 | 0 | 0 | 0 | 0 | 0 | 0 | 0 | 0 | 0 | 0 | 0 | 0 | 0 | 0 | 0 | 0 | 0 | 0 | 0 | 0 | 0 | 0 | 0 | 0 | 0 | 0 | 0 | 0 | 0 | 0 | 0 | 0 | 0
| 2028 | C1 | 0 | 0 | 0 | 0 | 0 | 0 | [5 empty] | 0 | [5 empty] | 0 | [5 empty] | 0 | [5 empty] | 0 | [5 empty] | 0 | [5 empty] | 0 | [5 empty] | 0 | [5 empty] | 0 | [5 empty] | 0 | [5 empty] | 0 | 0 | 0 | 0 | 0 | 0 | 0 | [5 empty] | 0 | [5 empty] | 0 | [5 empty] | 0
|  | C2 | 0 | 0 | 0 | 0 | 0 | 0 | [5 empty] | 0 | [5 empty] | 0 | [5 empty] | 0 | [5 empty] | 0 | [5 empty] | 0 | [5 empty] | 0 | [5 empty] | 0 | [5 empty] | 0 | [5 empty] | 0 | [5 empty] | 0 | 0 | 0 | 0 | 0 | 0 | 0 | [5 empty] | 0 | [5 empty] | 0 | [5 empty] | 0
|  | C3 | 0 | 0 | 0 | 0 | 0 | 0 | [5 empty] | 0 | [5 empty] | 0 | [5 empty] | 0 | [5 empty] | 0 | [5 empty] | 0 | [5 empty] | 0 | [5 empty] | 0 | [5 empty] | 0 | [5 empty] | 0 | [5 empty] | 0 | 0 | 0 | 0 | 0 | 0 | 0 | [5 empty] | 0 | [5 empty] | 0 | [5 empty] | 0
|  | C4 | 0 | 0 | 0 | 0 | 0 | 0 | [5 empty] | 0 | [5 empty] | 0 | [5 empty] | 0 | [5 empty] | 0 | [5 empty] | 0 | [5 empty] | 0 | [5 empty] | 0 | [5 empty] | 0 | [5 empty] | 0 | [5 empty] | 0 | 0 | 0 | 0 | 0 | 0 | 0 | [5 empty] | 0 | [5 empty] | 0 | [5 empty] | 0
|  |  | 0 | 0 | 0 | 0 | 0 | 0 | 0 | 0 | 0 | 0 | 0 | 0 | 0 | 0 | 0 | 0 | 0 | 0 | 0 | 0 | 0 | 0 | 0 | 0 | 0 | 0 | 0 | 0 | 0 | 0 | 0 | 0 | 0 | 0 | 0 | 0 | 0 | 0 | 0 | 0 | 0 | 0 | 0 | 0 | 0 | 0 | 0 | 0 | 0 | 0 | 0 | 0 | 0 | 0 | 0 | 0 | 0 | 0 | 0 | 0 | 0 | 0 | 0 | 0 | 0 | 0 | 0 | 0 | 0 | 0 | 0 | 0 | 0 | 0 | 0 | 0 | 0 | 0 | 0 | 0 | 0 | 0 | 0 | 0 | 0 | 0 | 0 | 0 | 0 | 0
48 | 33kV Transformer (GM)
| 2024 | C1 | [5 empty] | 0 | [5 empty] | 0 | [5 empty] | 0 | [5 empty] | 0 | [5 empty] | 0 | [5 empty] | 0 | [5 empty] | 0 | [5 empty] | 0 | [5 empty] | 0 | [5 empty] | 0 | [5 empty] | 0 | 0 | 0 | 0 | 0 | 0 | 0 | [5 empty] | 0 | [5 empty] | 0 | [5 empty] | 0
|  | C2 | [5 empty] | 0 | [5 empty] | 0 | [5 empty] | 0 | [5 empty] | 0 | [5 empty] | 0 | [5 empty] | 0 | [5 empty] | 0 | [5 empty] | 0 | [5 empty] | 0 | [5 empty] | 0 | [5 empty] | 0 | 0 | 0 | 0 | 0 | 0 | 0 | [5 empty] | 0 | [5 empty] | 0 | [5 empty] | 0
|  | C3 | [5 empty] | 0 | [5 empty] | 0 | [5 empty] | 0 | [5 empty] | 0 | [5 empty] | 0 | [5 empty] | 0 | [5 empty] | 0 | [5 empty] | 0 | [5 empty] | 0 | [5 empty] | 0 | [5 empty] | 0 | 0 | 0 | 0 | 0 | 0 | 0 | [5 empty] | 0 | [5 empty] | 0 | [5 empty] | 0
|  | C4 | [5 empty] | 0 | [5 empty] | 0 | [5 empty] | 0 | [5 empty] | 0 | [5 empty] | 0 | [5 empty] | 0 | [5 empty] | 0 | [5 empty] | 0 | [5 empty] | 0 | [5 empty] | 0 | [5 empty] | 0 | 0 | 0 | 0 | 0 | 0 | 0 | [5 empty] | 0 | [5 empty] | 0 | [5 empty] | 0
|  |  | 0 | 0 | 0 | 0 | 0 | 0 | 0 | 0 | 0 | 0 | 0 | 0 | 0 | 0 | 0 | 0 | 0 | 0 | 0 | 0 | 0 | 0 | 0 | 0 | 0 | 0 | 0 | 0 | 0 | 0 | 0 | 0 | 0 | 0 | 0 | 0 | 0 | 0 | 0 | 0 | 0 | 0 | 0 | 0 | 0 | 0 | 0 | 0 | 0 | 0 | 0 | 0 | 0 | 0 | 0 | 0 | 0 | 0 | 0 | 0 | 0 | 0 | 0 | 0 | 0 | 0 | 0 | 0 | 0 | 0 | 0 | 0 | 0 | 0 | 0 | 0 | 0 | 0 | 0 | 0 | 0 | 0 | 0 | 0 | 0 | 0 | 0 | 0 | 0 | 0
| 2025 | C1 | 0 | 0 | 0 | 0 | 0 | 0 | [5 empty] | 0 | [5 empty] | 0 | [5 empty] | 0 | [5 empty] | 0 | [5 empty] | 0 | [5 empty] | 0 | [5 empty] | 0 | [5 empty] | 0 | [5 empty] | 0 | [5 empty] | 0 | 0 | 0 | 0 | 0 | 0 | 0 | [5 empty] | 0 | [5 empty] | 0 | [5 empty] | 0
|  | C2 | 0 | 0 | 0 | 0 | 0 | 0 | [5 empty] | 0 | [5 empty] | 0 | [5 empty] | 0 | [5 empty] | 0 | [5 empty] | 0 | [5 empty] | 0 | [5 empty] | 0 | [5 empty] | 0 | [5 empty] | 0 | [5 empty] | 0 | 0 | 0 | 0 | 0 | 0 | 0 | [5 empty] | 0 | [5 empty] | 0 | [5 empty] | 0
|  | C3 | 0 | 0 | 0 | 0 | 0 | 0 | [5 empty] | 0 | [5 empty] | 0 | [5 empty] | 0 | [5 empty] | 0 | [5 empty] | 0 | [5 empty] | 0 | [5 empty] | 0 | [5 empty] | 0 | [5 empty] | 0 | [5 empty] | 0 | 0 | 0 | 0 | 0 | 0 | 0 | [5 empty] | 0 | [5 empty] | 0 | [5 empty] | 0
|  | C4 | 0 | 0 | 0 | 0 | 0 | 0 | [5 empty] | 0 | [5 empty] | 0 | [5 empty] | 0 | [5 empty] | 0 | [5 empty] | 0 | [5 empty] | 0 | [5 empty] | 0 | [5 empty] | 0 | [5 empty] | 0 | [5 empty] | 0 | 0 | 0 | 0 | 0 | 0 | 0 | [5 empty] | 0 | [5 empty] | 0 | [5 empty] | 0
|  |  | 0 | 0 | 0 | 0 | 0 | 0 | 0 | 0 | 0 | 0 | 0 | 0 | 0 | 0 | 0 | 0 | 0 | 0 | 0 | 0 | 0 | 0 | 0 | 0 | 0 | 0 | 0 | 0 | 0 | 0 | 0 | 0 | 0 | 0 | 0 | 0 | 0 | 0 | 0 | 0 | 0 | 0 | 0 | 0 | 0 | 0 | 0 | 0 | 0 | 0 | 0 | 0 | 0 | 0 | 0 | 0 | 0 | 0 | 0 | 0 | 0 | 0 | 0 | 0 | 0 | 0 | 0 | 0 | 0 | 0 | 0 | 0 | 0 | 0 | 0 | 0 | 0 | 0 | 0 | 0 | 0 | 0 | 0 | 0 | 0 | 0 | 0 | 0 | 0 | 0
| 2026 | C1 | 0 | 0 | 0 | 0 | 0 | 0 | [5 empty] | 0 | [5 empty] | 0 | [5 empty] | 0 | [5 empty] | 0 | [5 empty] | 0 | [5 empty] | 0 | [5 empty] | 0 | [5 empty] | 0 | [5 empty] | 0 | [5 empty] | 0 | 0 | 0 | 0 | 0 | 0 | 0 | [5 empty] | 0 | [5 empty] | 0 | [5 empty] | 0
|  | C2 | 0 | 0 | 0 | 0 | 0 | 0 | [5 empty] | 0 | [5 empty] | 0 | [5 empty] | 0 | [5 empty] | 0 | [5 empty] | 0 | [5 empty] | 0 | [5 empty] | 0 | [5 empty] | 0 | [5 empty] | 0 | [5 empty] | 0 | 0 | 0 | 0 | 0 | 0 | 0 | [5 empty] | 0 | [5 empty] | 0 | [5 empty] | 0
|  | C3 | 0 | 0 | 0 | 0 | 0 | 0 | [5 empty] | 0 | [5 empty] | 0 | [5 empty] | 0 | [5 empty] | 0 | [5 empty] | 0 | [5 empty] | 0 | [5 empty] | 0 | [5 empty] | 0 | [5 empty] | 0 | [5 empty] | 0 | 0 | 0 | 0 | 0 | 0 | 0 | [5 empty] | 0 | [5 empty] | 0 | [5 empty] | 0
|  | C4 | 0 | 0 | 0 | 0 | 0 | 0 | [5 empty] | 0 | [5 empty] | 0 | [5 empty] | 0 | [5 empty] | 0 | [5 empty] | 0 | [5 empty] | 0 | [5 empty] | 0 | [5 empty] | 0 | [5 empty] | 0 | [5 empty] | 0 | 0 | 0 | 0 | 0 | 0 | 0 | [5 empty] | 0 | [5 empty] | 0 | [5 empty] | 0
|  |  | 0 | 0 | 0 | 0 | 0 | 0 | 0 | 0 | 0 | 0 | 0 | 0 | 0 | 0 | 0 | 0 | 0 | 0 | 0 | 0 | 0 | 0 | 0 | 0 | 0 | 0 | 0 | 0 | 0 | 0 | 0 | 0 | 0 | 0 | 0 | 0 | 0 | 0 | 0 | 0 | 0 | 0 | 0 | 0 | 0 | 0 | 0 | 0 | 0 | 0 | 0 | 0 | 0 | 0 | 0 | 0 | 0 | 0 | 0 | 0 | 0 | 0 | 0 | 0 | 0 | 0 | 0 | 0 | 0 | 0 | 0 | 0 | 0 | 0 | 0 | 0 | 0 | 0 | 0 | 0 | 0 | 0 | 0 | 0 | 0 | 0 | 0 | 0 | 0 | 0
| 2027 | C1 | 0 | 0 | 0 | 0 | 0 | 0 | [5 empty] | 0 | [5 empty] | 0 | [5 empty] | 0 | [5 empty] | 0 | [5 empty] | 0 | [5 empty] | 0 | [5 empty] | 0 | [5 empty] | 0 | [5 empty] | 0 | [5 empty] | 0 | 0 | 0 | 0 | 0 | 0 | 0 | [5 empty] | 0 | [5 empty] | 0 | [5 empty] | 0
|  | C2 | 0 | 0 | 0 | 0 | 0 | 0 | [5 empty] | 0 | [5 empty] | 0 | [5 empty] | 0 | [5 empty] | 0 | [5 empty] | 0 | [5 empty] | 0 | [5 empty] | 0 | [5 empty] | 0 | [5 empty] | 0 | [5 empty] | 0 | 0 | 0 | 0 | 0 | 0 | 0 | [5 empty] | 0 | [5 empty] | 0 | [5 empty] | 0
|  | C3 | 0 | 0 | 0 | 0 | 0 | 0 | [5 empty] | 0 | [5 empty] | 0 | [5 empty] | 0 | [5 empty] | 0 | [5 empty] | 0 | [5 empty] | 0 | [5 empty] | 0 | [5 empty] | 0 | [5 empty] | 0 | [5 empty] | 0 | 0 | 0 | 0 | 0 | 0 | 0 | [5 empty] | 0 | [5 empty] | 0 | [5 empty] | 0
|  | C4 | 0 | 0 | 0 | 0 | 0 | 0 | [5 empty] | 0 | [5 empty] | 0 | [5 empty] | 0 | [5 empty] | 0 | [5 empty] | 0 | [5 empty] | 0 | [5 empty] | 0 | [5 empty] | 0 | [5 empty] | 0 | [5 empty] | 0 | 0 | 0 | 0 | 0 | 0 | 0 | [5 empty] | 0 | [5 empty] | 0 | [5 empty] | 0
|  |  | 0 | 0 | 0 | 0 | 0 | 0 | 0 | 0 | 0 | 0 | 0 | 0 | 0 | 0 | 0 | 0 | 0 | 0 | 0 | 0 | 0 | 0 | 0 | 0 | 0 | 0 | 0 | 0 | 0 | 0 | 0 | 0 | 0 | 0 | 0 | 0 | 0 | 0 | 0 | 0 | 0 | 0 | 0 | 0 | 0 | 0 | 0 | 0 | 0 | 0 | 0 | 0 | 0 | 0 | 0 | 0 | 0 | 0 | 0 | 0 | 0 | 0 | 0 | 0 | 0 | 0 | 0 | 0 | 0 | 0 | 0 | 0 | 0 | 0 | 0 | 0 | 0 | 0 | 0 | 0 | 0 | 0 | 0 | 0 | 0 | 0 | 0 | 0 | 0 | 0
| 2028 | C1 | 0 | 0 | 0 | 0 | 0 | 0 | [5 empty] | 0 | [5 empty] | 0 | [5 empty] | 0 | [5 empty] | 0 | [5 empty] | 0 | [5 empty] | 0 | [5 empty] | 0 | [5 empty] | 0 | [5 empty] | 0 | [5 empty] | 0 | 0 | 0 | 0 | 0 | 0 | 0 | [5 empty] | 0 | [5 empty] | 0 | [5 empty] | 0
|  | C2 | 0 | 0 | 0 | 0 | 0 | 0 | [5 empty] | 0 | [5 empty] | 0 | [5 empty] | 0 | [5 empty] | 0 | [5 empty] | 0 | [5 empty] | 0 | [5 empty] | 0 | [5 empty] | 0 | [5 empty] | 0 | [5 empty] | 0 | 0 | 0 | 0 | 0 | 0 | 0 | [5 empty] | 0 | [5 empty] | 0 | [5 empty] | 0
|  | C3 | 0 | 0 | 0 | 0 | 0 | 0 | [5 empty] | 0 | [5 empty] | 0 | [5 empty] | 0 | [5 empty] | 0 | [5 empty] | 0 | [5 empty] | 0 | [5 empty] | 0 | [5 empty] | 0 | [5 empty] | 0 | [5 empty] | 0 | 0 | 0 | 0 | 0 | 0 | 0 | [5 empty] | 0 | [5 empty] | 0 | [5 empty] | 0
|  | C4 | 0 | 0 | 0 | 0 | 0 | 0 | [5 empty] | 0 | [5 empty] | 0 | [5 empty] | 0 | [5 empty] | 0 | [5 empty] | 0 | [5 empty] | 0 | [5 empty] | 0 | [5 empty] | 0 | [5 empty] | 0 | [5 empty] | 0 | 0 | 0 | 0 | 0 | 0 | 0 | [5 empty] | 0 | [5 empty] | 0 | [5 empty] | 0
|  |  | 0 | 0 | 0 | 0 | 0 | 0 | 0 | 0 | 0 | 0 | 0 | 0 | 0 | 0 | 0 | 0 | 0 | 0 | 0 | 0 | 0 | 0 | 0 | 0 | 0 | 0 | 0 | 0 | 0 | 0 | 0 | 0 | 0 | 0 | 0 | 0 | 0 | 0 | 0 | 0 | 0 | 0 | 0 | 0 | 0 | 0 | 0 | 0 | 0 | 0 | 0 | 0 | 0 | 0 | 0 | 0 | 0 | 0 | 0 | 0 | 0 | 0 | 0 | 0 | 0 | 0 | 0 | 0 | 0 | 0 | 0 | 0 | 0 | 0 | 0 | 0 | 0 | 0 | 0 | 0 | 0 | 0 | 0 | 0 | 0 | 0 | 0 | 0 | 0 | 0
49 | 66kV Transformer (GM)
| 2024 | C1 | [5 empty] | 0 | [5 empty] | 0 | [5 empty] | 0 | [5 empty] | 0 | [5 empty] | 0 | [5 empty] | 0 | [5 empty] | 0 | [5 empty] | 0 | [5 empty] | 0 | [5 empty] | 0 | [5 empty] | 0 | 0 | 0 | 0 | 0 | 0 | 0 | [5 empty] | 0 | [5 empty] | 0 | [5 empty] | 0
|  | C2 | [5 empty] | 0 | [5 empty] | 0 | [5 empty] | 0 | [5 empty] | 0 | [5 empty] | 0 | [5 empty] | 0 | [5 empty] | 0 | [5 empty] | 0 | [5 empty] | 0 | [5 empty] | 0 | [5 empty] | 0 | 0 | 0 | 0 | 0 | 0 | 0 | [5 empty] | 0 | [5 empty] | 0 | [5 empty] | 0
|  | C3 | [5 empty] | 0 | [5 empty] | 0 | [5 empty] | 0 | [5 empty] | 0 | [5 empty] | 0 | [5 empty] | 0 | [5 empty] | 0 | [5 empty] | 0 | [5 empty] | 0 | [5 empty] | 0 | [5 empty] | 0 | 0 | 0 | 0 | 0 | 0 | 0 | [5 empty] | 0 | [5 empty] | 0 | [5 empty] | 0
|  | C4 | [5 empty] | 0 | [5 empty] | 0 | [5 empty] | 0 | [5 empty] | 0 | [5 empty] | 0 | [5 empty] | 0 | [5 empty] | 0 | [5 empty] | 0 | [5 empty] | 0 | [5 empty] | 0 | [5 empty] | 0 | 0 | 0 | 0 | 0 | 0 | 0 | [5 empty] | 0 | [5 empty] | 0 | [5 empty] | 0
|  |  | 0 | 0 | 0 | 0 | 0 | 0 | 0 | 0 | 0 | 0 | 0 | 0 | 0 | 0 | 0 | 0 | 0 | 0 | 0 | 0 | 0 | 0 | 0 | 0 | 0 | 0 | 0 | 0 | 0 | 0 | 0 | 0 | 0 | 0 | 0 | 0 | 0 | 0 | 0 | 0 | 0 | 0 | 0 | 0 | 0 | 0 | 0 | 0 | 0 | 0 | 0 | 0 | 0 | 0 | 0 | 0 | 0 | 0 | 0 | 0 | 0 | 0 | 0 | 0 | 0 | 0 | 0 | 0 | 0 | 0 | 0 | 0 | 0 | 0 | 0 | 0 | 0 | 0 | 0 | 0 | 0 | 0 | 0 | 0 | 0 | 0 | 0 | 0 | 0 | 0
| 2025 | C1 | 0 | 0 | 0 | 0 | 0 | 0 | [5 empty] | 0 | [5 empty] | 0 | [5 empty] | 0 | [5 empty] | 0 | [5 empty] | 0 | [5 empty] | 0 | [5 empty] | 0 | [5 empty] | 0 | [5 empty] | 0 | [5 empty] | 0 | 0 | 0 | 0 | 0 | 0 | 0 | [5 empty] | 0 | [5 empty] | 0 | [5 empty] | 0
|  | C2 | 0 | 0 | 0 | 0 | 0 | 0 | [5 empty] | 0 | [5 empty] | 0 | [5 empty] | 0 | [5 empty] | 0 | [5 empty] | 0 | [5 empty] | 0 | [5 empty] | 0 | [5 empty] | 0 | [5 empty] | 0 | [5 empty] | 0 | 0 | 0 | 0 | 0 | 0 | 0 | [5 empty] | 0 | [5 empty] | 0 | [5 empty] | 0
|  | C3 | 0 | 0 | 0 | 0 | 0 | 0 | [5 empty] | 0 | [5 empty] | 0 | [5 empty] | 0 | [5 empty] | 0 | [5 empty] | 0 | [5 empty] | 0 | [5 empty] | 0 | [5 empty] | 0 | [5 empty] | 0 | [5 empty] | 0 | 0 | 0 | 0 | 0 | 0 | 0 | [5 empty] | 0 | [5 empty] | 0 | [5 empty] | 0
|  | C4 | 0 | 0 | 0 | 0 | 0 | 0 | [5 empty] | 0 | [5 empty] | 0 | [5 empty] | 0 | [5 empty] | 0 | [5 empty] | 0 | [5 empty] | 0 | [5 empty] | 0 | [5 empty] | 0 | [5 empty] | 0 | [5 empty] | 0 | 0 | 0 | 0 | 0 | 0 | 0 | [5 empty] | 0 | [5 empty] | 0 | [5 empty] | 0
|  |  | 0 | 0 | 0 | 0 | 0 | 0 | 0 | 0 | 0 | 0 | 0 | 0 | 0 | 0 | 0 | 0 | 0 | 0 | 0 | 0 | 0 | 0 | 0 | 0 | 0 | 0 | 0 | 0 | 0 | 0 | 0 | 0 | 0 | 0 | 0 | 0 | 0 | 0 | 0 | 0 | 0 | 0 | 0 | 0 | 0 | 0 | 0 | 0 | 0 | 0 | 0 | 0 | 0 | 0 | 0 | 0 | 0 | 0 | 0 | 0 | 0 | 0 | 0 | 0 | 0 | 0 | 0 | 0 | 0 | 0 | 0 | 0 | 0 | 0 | 0 | 0 | 0 | 0 | 0 | 0 | 0 | 0 | 0 | 0 | 0 | 0 | 0 | 0 | 0 | 0
| 2026 | C1 | 0 | 0 | 0 | 0 | 0 | 0 | [5 empty] | 0 | [5 empty] | 0 | [5 empty] | 0 | [5 empty] | 0 | [5 empty] | 0 | [5 empty] | 0 | [5 empty] | 0 | [5 empty] | 0 | [5 empty] | 0 | [5 empty] | 0 | 0 | 0 | 0 | 0 | 0 | 0 | [5 empty] | 0 | [5 empty] | 0 | [5 empty] | 0
|  | C2 | 0 | 0 | 0 | 0 | 0 | 0 | [5 empty] | 0 | [5 empty] | 0 | [5 empty] | 0 | [5 empty] | 0 | [5 empty] | 0 | [5 empty] | 0 | [5 empty] | 0 | [5 empty] | 0 | [5 empty] | 0 | [5 empty] | 0 | 0 | 0 | 0 | 0 | 0 | 0 | [5 empty] | 0 | [5 empty] | 0 | [5 empty] | 0
|  | C3 | 0 | 0 | 0 | 0 | 0 | 0 | [5 empty] | 0 | [5 empty] | 0 | [5 empty] | 0 | [5 empty] | 0 | [5 empty] | 0 | [5 empty] | 0 | [5 empty] | 0 | [5 empty] | 0 | [5 empty] | 0 | [5 empty] | 0 | 0 | 0 | 0 | 0 | 0 | 0 | [5 empty] | 0 | [5 empty] | 0 | [5 empty] | 0
|  | C4 | 0 | 0 | 0 | 0 | 0 | 0 | [5 empty] | 0 | [5 empty] | 0 | [5 empty] | 0 | [5 empty] | 0 | [5 empty] | 0 | [5 empty] | 0 | [5 empty] | 0 | [5 empty] | 0 | [5 empty] | 0 | [5 empty] | 0 | 0 | 0 | 0 | 0 | 0 | 0 | [5 empty] | 0 | [5 empty] | 0 | [5 empty] | 0
|  |  | 0 | 0 | 0 | 0 | 0 | 0 | 0 | 0 | 0 | 0 | 0 | 0 | 0 | 0 | 0 | 0 | 0 | 0 | 0 | 0 | 0 | 0 | 0 | 0 | 0 | 0 | 0 | 0 | 0 | 0 | 0 | 0 | 0 | 0 | 0 | 0 | 0 | 0 | 0 | 0 | 0 | 0 | 0 | 0 | 0 | 0 | 0 | 0 | 0 | 0 | 0 | 0 | 0 | 0 | 0 | 0 | 0 | 0 | 0 | 0 | 0 | 0 | 0 | 0 | 0 | 0 | 0 | 0 | 0 | 0 | 0 | 0 | 0 | 0 | 0 | 0 | 0 | 0 | 0 | 0 | 0 | 0 | 0 | 0 | 0 | 0 | 0 | 0 | 0 | 0
| 2027 | C1 | 0 | 0 | 0 | 0 | 0 | 0 | [5 empty] | 0 | [5 empty] | 0 | [5 empty] | 0 | [5 empty] | 0 | [5 empty] | 0 | [5 empty] | 0 | [5 empty] | 0 | [5 empty] | 0 | [5 empty] | 0 | [5 empty] | 0 | 0 | 0 | 0 | 0 | 0 | 0 | [5 empty] | 0 | [5 empty] | 0 | [5 empty] | 0
|  | C2 | 0 | 0 | 0 | 0 | 0 | 0 | [5 empty] | 0 | [5 empty] | 0 | [5 empty] | 0 | [5 empty] | 0 | [5 empty] | 0 | [5 empty] | 0 | [5 empty] | 0 | [5 empty] | 0 | [5 empty] | 0 | [5 empty] | 0 | 0 | 0 | 0 | 0 | 0 | 0 | [5 empty] | 0 | [5 empty] | 0 | [5 empty] | 0
|  | C3 | 0 | 0 | 0 | 0 | 0 | 0 | [5 empty] | 0 | [5 empty] | 0 | [5 empty] | 0 | [5 empty] | 0 | [5 empty] | 0 | [5 empty] | 0 | [5 empty] | 0 | [5 empty] | 0 | [5 empty] | 0 | [5 empty] | 0 | 0 | 0 | 0 | 0 | 0 | 0 | [5 empty] | 0 | [5 empty] | 0 | [5 empty] | 0
|  | C4 | 0 | 0 | 0 | 0 | 0 | 0 | [5 empty] | 0 | [5 empty] | 0 | [5 empty] | 0 | [5 empty] | 0 | [5 empty] | 0 | [5 empty] | 0 | [5 empty] | 0 | [5 empty] | 0 | [5 empty] | 0 | [5 empty] | 0 | 0 | 0 | 0 | 0 | 0 | 0 | [5 empty] | 0 | [5 empty] | 0 | [5 empty] | 0
|  |  | 0 | 0 | 0 | 0 | 0 | 0 | 0 | 0 | 0 | 0 | 0 | 0 | 0 | 0 | 0 | 0 | 0 | 0 | 0 | 0 | 0 | 0 | 0 | 0 | 0 | 0 | 0 | 0 | 0 | 0 | 0 | 0 | 0 | 0 | 0 | 0 | 0 | 0 | 0 | 0 | 0 | 0 | 0 | 0 | 0 | 0 | 0 | 0 | 0 | 0 | 0 | 0 | 0 | 0 | 0 | 0 | 0 | 0 | 0 | 0 | 0 | 0 | 0 | 0 | 0 | 0 | 0 | 0 | 0 | 0 | 0 | 0 | 0 | 0 | 0 | 0 | 0 | 0 | 0 | 0 | 0 | 0 | 0 | 0 | 0 | 0 | 0 | 0 | 0 | 0
| 2028 | C1 | 0 | 0 | 0 | 0 | 0 | 0 | [5 empty] | 0 | [5 empty] | 0 | [5 empty] | 0 | [5 empty] | 0 | [5 empty] | 0 | [5 empty] | 0 | [5 empty] | 0 | [5 empty] | 0 | [5 empty] | 0 | [5 empty] | 0 | 0 | 0 | 0 | 0 | 0 | 0 | [5 empty] | 0 | [5 empty] | 0 | [5 empty] | 0
|  | C2 | 0 | 0 | 0 | 0 | 0 | 0 | [5 empty] | 0 | [5 empty] | 0 | [5 empty] | 0 | [5 empty] | 0 | [5 empty] | 0 | [5 empty] | 0 | [5 empty] | 0 | [5 empty] | 0 | [5 empty] | 0 | [5 empty] | 0 | 0 | 0 | 0 | 0 | 0 | 0 | [5 empty] | 0 | [5 empty] | 0 | [5 empty] | 0
|  | C3 | 0 | 0 | 0 | 0 | 0 | 0 | [5 empty] | 0 | [5 empty] | 0 | [5 empty] | 0 | [5 empty] | 0 | [5 empty] | 0 | [5 empty] | 0 | [5 empty] | 0 | [5 empty] | 0 | [5 empty] | 0 | [5 empty] | 0 | 0 | 0 | 0 | 0 | 0 | 0 | [5 empty] | 0 | [5 empty] | 0 | [5 empty] | 0
|  | C4 | 0 | 0 | 0 | 0 | 0 | 0 | [5 empty] | 0 | [5 empty] | 0 | [5 empty] | 0 | [5 empty] | 0 | [5 empty] | 0 | [5 empty] | 0 | [5 empty] | 0 | [5 empty] | 0 | [5 empty] | 0 | [5 empty] | 0 | 0 | 0 | 0 | 0 | 0 | 0 | [5 empty] | 0 | [5 empty] | 0 | [5 empty] | 0
|  |  | 0 | 0 | 0 | 0 | 0 | 0 | 0 | 0 | 0 | 0 | 0 | 0 | 0 | 0 | 0 | 0 | 0 | 0 | 0 | 0 | 0 | 0 | 0 | 0 | 0 | 0 | 0 | 0 | 0 | 0 | 0 | 0 | 0 | 0 | 0 | 0 | 0 | 0 | 0 | 0 | 0 | 0 | 0 | 0 | 0 | 0 | 0 | 0 | 0 | 0 | 0 | 0 | 0 | 0 | 0 | 0 | 0 | 0 | 0 | 0 | 0 | 0 | 0 | 0 | 0 | 0 | 0 | 0 | 0 | 0 | 0 | 0 | 0 | 0 | 0 | 0 | 0 | 0 | 0 | 0 | 0 | 0 | 0 | 0 | 0 | 0 | 0 | 0 | 0 | 0
50 | 132kV OHL (Tower Line) Conductor
| 2024 | C1 | [5 empty] | 0 | [5 empty] | 0 | [5 empty] | 0 | [5 empty] | 0 | [5 empty] | 0 | [5 empty] | 0 | [5 empty] | 0 | [5 empty] | 0 | [5 empty] | 0 | [5 empty] | 0 | [5 empty] | 0 | 0 | 0 | 0 | 0 | 0 | 0 | [5 empty] | 0 | [5 empty] | 0 | [5 empty] | 0
|  | C2 | [5 empty] | 0 | [5 empty] | 0 | [5 empty] | 0 | [5 empty] | 0 | [5 empty] | 0 | [5 empty] | 0 | [5 empty] | 0 | [5 empty] | 0 | [5 empty] | 0 | [5 empty] | 0 | [5 empty] | 0 | 0 | 0 | 0 | 0 | 0 | 0 | [5 empty] | 0 | [5 empty] | 0 | [5 empty] | 0
|  | C3 | [5 empty] | 0 | [5 empty] | 0 | [5 empty] | 0 | [5 empty] | 0 | [5 empty] | 0 | [5 empty] | 0 | [5 empty] | 0 | [5 empty] | 0 | [5 empty] | 0 | [5 empty] | 0 | [5 empty] | 0 | 0 | 0 | 0 | 0 | 0 | 0 | [5 empty] | 0 | [5 empty] | 0 | [5 empty] | 0
|  | C4 | [5 empty] | 0 | [5 empty] | 0 | [5 empty] | 0 | [5 empty] | 0 | [5 empty] | 0 | [5 empty] | 0 | [5 empty] | 0 | [5 empty] | 0 | [5 empty] | 0 | [5 empty] | 0 | [5 empty] | 0 | 0 | 0 | 0 | 0 | 0 | 0 | [5 empty] | 0 | [5 empty] | 0 | [5 empty] | 0
|  |  | 0 | 0 | 0 | 0 | 0 | 0 | 0 | 0 | 0 | 0 | 0 | 0 | 0 | 0 | 0 | 0 | 0 | 0 | 0 | 0 | 0 | 0 | 0 | 0 | 0 | 0 | 0 | 0 | 0 | 0 | 0 | 0 | 0 | 0 | 0 | 0 | 0 | 0 | 0 | 0 | 0 | 0 | 0 | 0 | 0 | 0 | 0 | 0 | 0 | 0 | 0 | 0 | 0 | 0 | 0 | 0 | 0 | 0 | 0 | 0 | 0 | 0 | 0 | 0 | 0 | 0 | 0 | 0 | 0 | 0 | 0 | 0 | 0 | 0 | 0 | 0 | 0 | 0 | 0 | 0 | 0 | 0 | 0 | 0 | 0 | 0 | 0 | 0 | 0 | 0
| 2025 | C1 | 0 | 0 | 0 | 0 | 0 | 0 | [5 empty] | 0 | [5 empty] | 0 | [5 empty] | 0 | [5 empty] | 0 | [5 empty] | 0 | [5 empty] | 0 | [5 empty] | 0 | [5 empty] | 0 | [5 empty] | 0 | [5 empty] | 0 | 0 | 0 | 0 | 0 | 0 | 0 | [5 empty] | 0 | [5 empty] | 0 | [5 empty] | 0
|  | C2 | 0 | 0 | 0 | 0 | 0 | 0 | [5 empty] | 0 | [5 empty] | 0 | [5 empty] | 0 | [5 empty] | 0 | [5 empty] | 0 | [5 empty] | 0 | [5 empty] | 0 | [5 empty] | 0 | [5 empty] | 0 | [5 empty] | 0 | 0 | 0 | 0 | 0 | 0 | 0 | [5 empty] | 0 | [5 empty] | 0 | [5 empty] | 0
|  | C3 | 0 | 0 | 0 | 0 | 0 | 0 | [5 empty] | 0 | [5 empty] | 0 | [5 empty] | 0 | [5 empty] | 0 | [5 empty] | 0 | [5 empty] | 0 | [5 empty] | 0 | [5 empty] | 0 | [5 empty] | 0 | [5 empty] | 0 | 0 | 0 | 0 | 0 | 0 | 0 | [5 empty] | 0 | [5 empty] | 0 | [5 empty] | 0
|  | C4 | 0 | 0 | 0 | 0 | 0 | 0 | [5 empty] | 0 | [5 empty] | 0 | [5 empty] | 0 | [5 empty] | 0 | [5 empty] | 0 | [5 empty] | 0 | [5 empty] | 0 | [5 empty] | 0 | [5 empty] | 0 | [5 empty] | 0 | 0 | 0 | 0 | 0 | 0 | 0 | [5 empty] | 0 | [5 empty] | 0 | [5 empty] | 0
|  |  | 0 | 0 | 0 | 0 | 0 | 0 | 0 | 0 | 0 | 0 | 0 | 0 | 0 | 0 | 0 | 0 | 0 | 0 | 0 | 0 | 0 | 0 | 0 | 0 | 0 | 0 | 0 | 0 | 0 | 0 | 0 | 0 | 0 | 0 | 0 | 0 | 0 | 0 | 0 | 0 | 0 | 0 | 0 | 0 | 0 | 0 | 0 | 0 | 0 | 0 | 0 | 0 | 0 | 0 | 0 | 0 | 0 | 0 | 0 | 0 | 0 | 0 | 0 | 0 | 0 | 0 | 0 | 0 | 0 | 0 | 0 | 0 | 0 | 0 | 0 | 0 | 0 | 0 | 0 | 0 | 0 | 0 | 0 | 0 | 0 | 0 | 0 | 0 | 0 | 0
| 2026 | C1 | 0 | 0 | 0 | 0 | 0 | 0 | [5 empty] | 0 | [5 empty] | 0 | [5 empty] | 0 | [5 empty] | 0 | [5 empty] | 0 | [5 empty] | 0 | [5 empty] | 0 | [5 empty] | 0 | [5 empty] | 0 | [5 empty] | 0 | 0 | 0 | 0 | 0 | 0 | 0 | [5 empty] | 0 | [5 empty] | 0 | [5 empty] | 0
|  | C2 | 0 | 0 | 0 | 0 | 0 | 0 | [5 empty] | 0 | [5 empty] | 0 | [5 empty] | 0 | [5 empty] | 0 | [5 empty] | 0 | [5 empty] | 0 | [5 empty] | 0 | [5 empty] | 0 | [5 empty] | 0 | [5 empty] | 0 | 0 | 0 | 0 | 0 | 0 | 0 | [5 empty] | 0 | [5 empty] | 0 | [5 empty] | 0
|  | C3 | 0 | 0 | 0 | 0 | 0 | 0 | [5 empty] | 0 | [5 empty] | 0 | [5 empty] | 0 | [5 empty] | 0 | [5 empty] | 0 | [5 empty] | 0 | [5 empty] | 0 | [5 empty] | 0 | [5 empty] | 0 | [5 empty] | 0 | 0 | 0 | 0 | 0 | 0 | 0 | [5 empty] | 0 | [5 empty] | 0 | [5 empty] | 0
|  | C4 | 0 | 0 | 0 | 0 | 0 | 0 | [5 empty] | 0 | [5 empty] | 0 | [5 empty] | 0 | [5 empty] | 0 | [5 empty] | 0 | [5 empty] | 0 | [5 empty] | 0 | [5 empty] | 0 | [5 empty] | 0 | [5 empty] | 0 | 0 | 0 | 0 | 0 | 0 | 0 | [5 empty] | 0 | [5 empty] | 0 | [5 empty] | 0
|  |  | 0 | 0 | 0 | 0 | 0 | 0 | 0 | 0 | 0 | 0 | 0 | 0 | 0 | 0 | 0 | 0 | 0 | 0 | 0 | 0 | 0 | 0 | 0 | 0 | 0 | 0 | 0 | 0 | 0 | 0 | 0 | 0 | 0 | 0 | 0 | 0 | 0 | 0 | 0 | 0 | 0 | 0 | 0 | 0 | 0 | 0 | 0 | 0 | 0 | 0 | 0 | 0 | 0 | 0 | 0 | 0 | 0 | 0 | 0 | 0 | 0 | 0 | 0 | 0 | 0 | 0 | 0 | 0 | 0 | 0 | 0 | 0 | 0 | 0 | 0 | 0 | 0 | 0 | 0 | 0 | 0 | 0 | 0 | 0 | 0 | 0 | 0 | 0 | 0 | 0
| 2027 | C1 | 0 | 0 | 0 | 0 | 0 | 0 | [5 empty] | 0 | [5 empty] | 0 | [5 empty] | 0 | [5 empty] | 0 | [5 empty] | 0 | [5 empty] | 0 | [5 empty] | 0 | [5 empty] | 0 | [5 empty] | 0 | [5 empty] | 0 | 0 | 0 | 0 | 0 | 0 | 0 | [5 empty] | 0 | [5 empty] | 0 | [5 empty] | 0
|  | C2 | 0 | 0 | 0 | 0 | 0 | 0 | [5 empty] | 0 | [5 empty] | 0 | [5 empty] | 0 | [5 empty] | 0 | [5 empty] | 0 | [5 empty] | 0 | [5 empty] | 0 | [5 empty] | 0 | [5 empty] | 0 | [5 empty] | 0 | 0 | 0 | 0 | 0 | 0 | 0 | [5 empty] | 0 | [5 empty] | 0 | [5 empty] | 0
|  | C3 | 0 | 0 | 0 | 0 | 0 | 0 | [5 empty] | 0 | [5 empty] | 0 | [5 empty] | 0 | [5 empty] | 0 | [5 empty] | 0 | [5 empty] | 0 | [5 empty] | 0 | [5 empty] | 0 | [5 empty] | 0 | [5 empty] | 0 | 0 | 0 | 0 | 0 | 0 | 0 | [5 empty] | 0 | [5 empty] | 0 | [5 empty] | 0
|  | C4 | 0 | 0 | 0 | 0 | 0 | 0 | [5 empty] | 0 | [5 empty] | 0 | [5 empty] | 0 | [5 empty] | 0 | [5 empty] | 0 | [5 empty] | 0 | [5 empty] | 0 | [5 empty] | 0 | [5 empty] | 0 | [5 empty] | 0 | 0 | 0 | 0 | 0 | 0 | 0 | [5 empty] | 0 | [5 empty] | 0 | [5 empty] | 0
|  |  | 0 | 0 | 0 | 0 | 0 | 0 | 0 | 0 | 0 | 0 | 0 | 0 | 0 | 0 | 0 | 0 | 0 | 0 | 0 | 0 | 0 | 0 | 0 | 0 | 0 | 0 | 0 | 0 | 0 | 0 | 0 | 0 | 0 | 0 | 0 | 0 | 0 | 0 | 0 | 0 | 0 | 0 | 0 | 0 | 0 | 0 | 0 | 0 | 0 | 0 | 0 | 0 | 0 | 0 | 0 | 0 | 0 | 0 | 0 | 0 | 0 | 0 | 0 | 0 | 0 | 0 | 0 | 0 | 0 | 0 | 0 | 0 | 0 | 0 | 0 | 0 | 0 | 0 | 0 | 0 | 0 | 0 | 0 | 0 | 0 | 0 | 0 | 0 | 0 | 0
| 2028 | C1 | 0 | 0 | 0 | 0 | 0 | 0 | [5 empty] | 0 | [5 empty] | 0 | [5 empty] | 0 | [5 empty] | 0 | [5 empty] | 0 | [5 empty] | 0 | [5 empty] | 0 | [5 empty] | 0 | [5 empty] | 0 | [5 empty] | 0 | 0 | 0 | 0 | 0 | 0 | 0 | [5 empty] | 0 | [5 empty] | 0 | [5 empty] | 0
|  | C2 | 0 | 0 | 0 | 0 | 0 | 0 | [5 empty] | 0 | [5 empty] | 0 | [5 empty] | 0 | [5 empty] | 0 | [5 empty] | 0 | [5 empty] | 0 | [5 empty] | 0 | [5 empty] | 0 | [5 empty] | 0 | [5 empty] | 0 | 0 | 0 | 0 | 0 | 0 | 0 | [5 empty] | 0 | [5 empty] | 0 | [5 empty] | 0
|  | C3 | 0 | 0 | 0 | 0 | 0 | 0 | [5 empty] | 0 | [5 empty] | 0 | [5 empty] | 0 | [5 empty] | 0 | [5 empty] | 0 | [5 empty] | 0 | [5 empty] | 0 | [5 empty] | 0 | [5 empty] | 0 | [5 empty] | 0 | 0 | 0 | 0 | 0 | 0 | 0 | [5 empty] | 0 | [5 empty] | 0 | [5 empty] | 0
|  | C4 | 0 | 0 | 0 | 0 | 0 | 0 | [5 empty] | 0 | [5 empty] | 0 | [5 empty] | 0 | [5 empty] | 0 | [5 empty] | 0 | [5 empty] | 0 | [5 empty] | 0 | [5 empty] | 0 | [5 empty] | 0 | [5 empty] | 0 | 0 | 0 | 0 | 0 | 0 | 0 | [5 empty] | 0 | [5 empty] | 0 | [5 empty] | 0
|  |  | 0 | 0 | 0 | 0 | 0 | 0 | 0 | 0 | 0 | 0 | 0 | 0 | 0 | 0 | 0 | 0 | 0 | 0 | 0 | 0 | 0 | 0 | 0 | 0 | 0 | 0 | 0 | 0 | 0 | 0 | 0 | 0 | 0 | 0 | 0 | 0 | 0 | 0 | 0 | 0 | 0 | 0 | 0 | 0 | 0 | 0 | 0 | 0 | 0 | 0 | 0 | 0 | 0 | 0 | 0 | 0 | 0 | 0 | 0 | 0 | 0 | 0 | 0 | 0 | 0 | 0 | 0 | 0 | 0 | 0 | 0 | 0 | 0 | 0 | 0 | 0 | 0 | 0 | 0 | 0 | 0 | 0 | 0 | 0 | 0 | 0 | 0 | 0 | 0 | 0
51 | 132kV Tower
| 2024 | C1 | [5 empty] | 0 | [5 empty] | 0 | [5 empty] | 0 | [5 empty] | 0 | [5 empty] | 0 | [5 empty] | 0 | [5 empty] | 0 | [5 empty] | 0 | [5 empty] | 0 | [5 empty] | 0 | [5 empty] | 0 | 0 | 0 | 0 | 0 | 0 | 0 | [5 empty] | 0 | [5 empty] | 0 | [5 empty] | 0
|  | C2 | [5 empty] | 0 | [5 empty] | 0 | [5 empty] | 0 | [5 empty] | 0 | [5 empty] | 0 | [5 empty] | 0 | [5 empty] | 0 | [5 empty] | 0 | [5 empty] | 0 | [5 empty] | 0 | [5 empty] | 0 | 0 | 0 | 0 | 0 | 0 | 0 | [5 empty] | 0 | [5 empty] | 0 | [5 empty] | 0
|  | C3 | [5 empty] | 0 | [5 empty] | 0 | [5 empty] | 0 | [5 empty] | 0 | [5 empty] | 0 | [5 empty] | 0 | [5 empty] | 0 | [5 empty] | 0 | [5 empty] | 0 | [5 empty] | 0 | [5 empty] | 0 | 0 | 0 | 0 | 0 | 0 | 0 | [5 empty] | 0 | [5 empty] | 0 | [5 empty] | 0
|  | C4 | [5 empty] | 0 | [5 empty] | 0 | [5 empty] | 0 | [5 empty] | 0 | [5 empty] | 0 | [5 empty] | 0 | [5 empty] | 0 | [5 empty] | 0 | [5 empty] | 0 | [5 empty] | 0 | [5 empty] | 0 | 0 | 0 | 0 | 0 | 0 | 0 | [5 empty] | 0 | [5 empty] | 0 | [5 empty] | 0
|  |  | 0 | 0 | 0 | 0 | 0 | 0 | 0 | 0 | 0 | 0 | 0 | 0 | 0 | 0 | 0 | 0 | 0 | 0 | 0 | 0 | 0 | 0 | 0 | 0 | 0 | 0 | 0 | 0 | 0 | 0 | 0 | 0 | 0 | 0 | 0 | 0 | 0 | 0 | 0 | 0 | 0 | 0 | 0 | 0 | 0 | 0 | 0 | 0 | 0 | 0 | 0 | 0 | 0 | 0 | 0 | 0 | 0 | 0 | 0 | 0 | 0 | 0 | 0 | 0 | 0 | 0 | 0 | 0 | 0 | 0 | 0 | 0 | 0 | 0 | 0 | 0 | 0 | 0 | 0 | 0 | 0 | 0 | 0 | 0 | 0 | 0 | 0 | 0 | 0 | 0
| 2025 | C1 | 0 | 0 | 0 | 0 | 0 | 0 | [5 empty] | 0 | [5 empty] | 0 | [5 empty] | 0 | [5 empty] | 0 | [5 empty] | 0 | [5 empty] | 0 | [5 empty] | 0 | [5 empty] | 0 | [5 empty] | 0 | [5 empty] | 0 | 0 | 0 | 0 | 0 | 0 | 0 | [5 empty] | 0 | [5 empty] | 0 | [5 empty] | 0
|  | C2 | 0 | 0 | 0 | 0 | 0 | 0 | [5 empty] | 0 | [5 empty] | 0 | [5 empty] | 0 | [5 empty] | 0 | [5 empty] | 0 | [5 empty] | 0 | [5 empty] | 0 | [5 empty] | 0 | [5 empty] | 0 | [5 empty] | 0 | 0 | 0 | 0 | 0 | 0 | 0 | [5 empty] | 0 | [5 empty] | 0 | [5 empty] | 0
|  | C3 | 0 | 0 | 0 | 0 | 0 | 0 | [5 empty] | 0 | [5 empty] | 0 | [5 empty] | 0 | [5 empty] | 0 | [5 empty] | 0 | [5 empty] | 0 | [5 empty] | 0 | [5 empty] | 0 | [5 empty] | 0 | [5 empty] | 0 | 0 | 0 | 0 | 0 | 0 | 0 | [5 empty] | 0 | [5 empty] | 0 | [5 empty] | 0
|  | C4 | 0 | 0 | 0 | 0 | 0 | 0 | [5 empty] | 0 | [5 empty] | 0 | [5 empty] | 0 | [5 empty] | 0 | [5 empty] | 0 | [5 empty] | 0 | [5 empty] | 0 | [5 empty] | 0 | [5 empty] | 0 | [5 empty] | 0 | 0 | 0 | 0 | 0 | 0 | 0 | [5 empty] | 0 | [5 empty] | 0 | [5 empty] | 0
|  |  | 0 | 0 | 0 | 0 | 0 | 0 | 0 | 0 | 0 | 0 | 0 | 0 | 0 | 0 | 0 | 0 | 0 | 0 | 0 | 0 | 0 | 0 | 0 | 0 | 0 | 0 | 0 | 0 | 0 | 0 | 0 | 0 | 0 | 0 | 0 | 0 | 0 | 0 | 0 | 0 | 0 | 0 | 0 | 0 | 0 | 0 | 0 | 0 | 0 | 0 | 0 | 0 | 0 | 0 | 0 | 0 | 0 | 0 | 0 | 0 | 0 | 0 | 0 | 0 | 0 | 0 | 0 | 0 | 0 | 0 | 0 | 0 | 0 | 0 | 0 | 0 | 0 | 0 | 0 | 0 | 0 | 0 | 0 | 0 | 0 | 0 | 0 | 0 | 0 | 0
| 2026 | C1 | 0 | 0 | 0 | 0 | 0 | 0 | [5 empty] | 0 | [5 empty] | 0 | [5 empty] | 0 | [5 empty] | 0 | [5 empty] | 0 | [5 empty] | 0 | [5 empty] | 0 | [5 empty] | 0 | [5 empty] | 0 | [5 empty] | 0 | 0 | 0 | 0 | 0 | 0 | 0 | [5 empty] | 0 | [5 empty] | 0 | [5 empty] | 0
|  | C2 | 0 | 0 | 0 | 0 | 0 | 0 | [5 empty] | 0 | [5 empty] | 0 | [5 empty] | 0 | [5 empty] | 0 | [5 empty] | 0 | [5 empty] | 0 | [5 empty] | 0 | [5 empty] | 0 | [5 empty] | 0 | [5 empty] | 0 | 0 | 0 | 0 | 0 | 0 | 0 | [5 empty] | 0 | [5 empty] | 0 | [5 empty] | 0
|  | C3 | 0 | 0 | 0 | 0 | 0 | 0 | [5 empty] | 0 | [5 empty] | 0 | [5 empty] | 0 | [5 empty] | 0 | [5 empty] | 0 | [5 empty] | 0 | [5 empty] | 0 | [5 empty] | 0 | [5 empty] | 0 | [5 empty] | 0 | 0 | 0 | 0 | 0 | 0 | 0 | [5 empty] | 0 | [5 empty] | 0 | [5 empty] | 0
|  | C4 | 0 | 0 | 0 | 0 | 0 | 0 | [5 empty] | 0 | [5 empty] | 0 | [5 empty] | 0 | [5 empty] | 0 | [5 empty] | 0 | [5 empty] | 0 | [5 empty] | 0 | [5 empty] | 0 | [5 empty] | 0 | [5 empty] | 0 | 0 | 0 | 0 | 0 | 0 | 0 | [5 empty] | 0 | [5 empty] | 0 | [5 empty] | 0
|  |  | 0 | 0 | 0 | 0 | 0 | 0 | 0 | 0 | 0 | 0 | 0 | 0 | 0 | 0 | 0 | 0 | 0 | 0 | 0 | 0 | 0 | 0 | 0 | 0 | 0 | 0 | 0 | 0 | 0 | 0 | 0 | 0 | 0 | 0 | 0 | 0 | 0 | 0 | 0 | 0 | 0 | 0 | 0 | 0 | 0 | 0 | 0 | 0 | 0 | 0 | 0 | 0 | 0 | 0 | 0 | 0 | 0 | 0 | 0 | 0 | 0 | 0 | 0 | 0 | 0 | 0 | 0 | 0 | 0 | 0 | 0 | 0 | 0 | 0 | 0 | 0 | 0 | 0 | 0 | 0 | 0 | 0 | 0 | 0 | 0 | 0 | 0 | 0 | 0 | 0
| 2027 | C1 | 0 | 0 | 0 | 0 | 0 | 0 | [5 empty] | 0 | [5 empty] | 0 | [5 empty] | 0 | [5 empty] | 0 | [5 empty] | 0 | [5 empty] | 0 | [5 empty] | 0 | [5 empty] | 0 | [5 empty] | 0 | [5 empty] | 0 | 0 | 0 | 0 | 0 | 0 | 0 | [5 empty] | 0 | [5 empty] | 0 | [5 empty] | 0
|  | C2 | 0 | 0 | 0 | 0 | 0 | 0 | [5 empty] | 0 | [5 empty] | 0 | [5 empty] | 0 | [5 empty] | 0 | [5 empty] | 0 | [5 empty] | 0 | [5 empty] | 0 | [5 empty] | 0 | [5 empty] | 0 | [5 empty] | 0 | 0 | 0 | 0 | 0 | 0 | 0 | [5 empty] | 0 | [5 empty] | 0 | [5 empty] | 0
|  | C3 | 0 | 0 | 0 | 0 | 0 | 0 | [5 empty] | 0 | [5 empty] | 0 | [5 empty] | 0 | [5 empty] | 0 | [5 empty] | 0 | [5 empty] | 0 | [5 empty] | 0 | [5 empty] | 0 | [5 empty] | 0 | [5 empty] | 0 | 0 | 0 | 0 | 0 | 0 | 0 | [5 empty] | 0 | [5 empty] | 0 | [5 empty] | 0
|  | C4 | 0 | 0 | 0 | 0 | 0 | 0 | [5 empty] | 0 | [5 empty] | 0 | [5 empty] | 0 | [5 empty] | 0 | [5 empty] | 0 | [5 empty] | 0 | [5 empty] | 0 | [5 empty] | 0 | [5 empty] | 0 | [5 empty] | 0 | 0 | 0 | 0 | 0 | 0 | 0 | [5 empty] | 0 | [5 empty] | 0 | [5 empty] | 0
|  |  | 0 | 0 | 0 | 0 | 0 | 0 | 0 | 0 | 0 | 0 | 0 | 0 | 0 | 0 | 0 | 0 | 0 | 0 | 0 | 0 | 0 | 0 | 0 | 0 | 0 | 0 | 0 | 0 | 0 | 0 | 0 | 0 | 0 | 0 | 0 | 0 | 0 | 0 | 0 | 0 | 0 | 0 | 0 | 0 | 0 | 0 | 0 | 0 | 0 | 0 | 0 | 0 | 0 | 0 | 0 | 0 | 0 | 0 | 0 | 0 | 0 | 0 | 0 | 0 | 0 | 0 | 0 | 0 | 0 | 0 | 0 | 0 | 0 | 0 | 0 | 0 | 0 | 0 | 0 | 0 | 0 | 0 | 0 | 0 | 0 | 0 | 0 | 0 | 0 | 0
| 2028 | C1 | 0 | 0 | 0 | 0 | 0 | 0 | [5 empty] | 0 | [5 empty] | 0 | [5 empty] | 0 | [5 empty] | 0 | [5 empty] | 0 | [5 empty] | 0 | [5 empty] | 0 | [5 empty] | 0 | [5 empty] | 0 | [5 empty] | 0 | 0 | 0 | 0 | 0 | 0 | 0 | [5 empty] | 0 | [5 empty] | 0 | [5 empty] | 0
|  | C2 | 0 | 0 | 0 | 0 | 0 | 0 | [5 empty] | 0 | [5 empty] | 0 | [5 empty] | 0 | [5 empty] | 0 | [5 empty] | 0 | [5 empty] | 0 | [5 empty] | 0 | [5 empty] | 0 | [5 empty] | 0 | [5 empty] | 0 | 0 | 0 | 0 | 0 | 0 | 0 | [5 empty] | 0 | [5 empty] | 0 | [5 empty] | 0
|  | C3 | 0 | 0 | 0 | 0 | 0 | 0 | [5 empty] | 0 | [5 empty] | 0 | [5 empty] | 0 | [5 empty] | 0 | [5 empty] | 0 | [5 empty] | 0 | [5 empty] | 0 | [5 empty] | 0 | [5 empty] | 0 | [5 empty] | 0 | 0 | 0 | 0 | 0 | 0 | 0 | [5 empty] | 0 | [5 empty] | 0 | [5 empty] | 0
|  | C4 | 0 | 0 | 0 | 0 | 0 | 0 | [5 empty] | 0 | [5 empty] | 0 | [5 empty] | 0 | [5 empty] | 0 | [5 empty] | 0 | [5 empty] | 0 | [5 empty] | 0 | [5 empty] | 0 | [5 empty] | 0 | [5 empty] | 0 | 0 | 0 | 0 | 0 | 0 | 0 | [5 empty] | 0 | [5 empty] | 0 | [5 empty] | 0
|  |  | 0 | 0 | 0 | 0 | 0 | 0 | 0 | 0 | 0 | 0 | 0 | 0 | 0 | 0 | 0 | 0 | 0 | 0 | 0 | 0 | 0 | 0 | 0 | 0 | 0 | 0 | 0 | 0 | 0 | 0 | 0 | 0 | 0 | 0 | 0 | 0 | 0 | 0 | 0 | 0 | 0 | 0 | 0 | 0 | 0 | 0 | 0 | 0 | 0 | 0 | 0 | 0 | 0 | 0 | 0 | 0 | 0 | 0 | 0 | 0 | 0 | 0 | 0 | 0 | 0 | 0 | 0 | 0 | 0 | 0 | 0 | 0 | 0 | 0 | 0 | 0 | 0 | 0 | 0 | 0 | 0 | 0 | 0 | 0 | 0 | 0 | 0 | 0 | 0 | 0
52 | 132kV Fittings
| 2024 | C1 | [5 empty] | 0 | [5 empty] | 0 | [5 empty] | 0 | [5 empty] | 0 | [5 empty] | 0 | [5 empty] | 0 | [5 empty] | 0 | [5 empty] | 0 | [5 empty] | 0 | [5 empty] | 0 | [5 empty] | 0 | 0 | 0 | 0 | 0 | 0 | 0 | [5 empty] | 0 | [5 empty] | 0 | [5 empty] | 0
|  | C2 | [5 empty] | 0 | [5 empty] | 0 | [5 empty] | 0 | [5 empty] | 0 | [5 empty] | 0 | [5 empty] | 0 | [5 empty] | 0 | [5 empty] | 0 | [5 empty] | 0 | [5 empty] | 0 | [5 empty] | 0 | 0 | 0 | 0 | 0 | 0 | 0 | [5 empty] | 0 | [5 empty] | 0 | [5 empty] | 0
|  | C3 | [5 empty] | 0 | [5 empty] | 0 | [5 empty] | 0 | [5 empty] | 0 | [5 empty] | 0 | [5 empty] | 0 | [5 empty] | 0 | [5 empty] | 0 | [5 empty] | 0 | [5 empty] | 0 | [5 empty] | 0 | 0 | 0 | 0 | 0 | 0 | 0 | [5 empty] | 0 | [5 empty] | 0 | [5 empty] | 0
|  | C4 | [5 empty] | 0 | [5 empty] | 0 | [5 empty] | 0 | [5 empty] | 0 | [5 empty] | 0 | [5 empty] | 0 | [5 empty] | 0 | [5 empty] | 0 | [5 empty] | 0 | [5 empty] | 0 | [5 empty] | 0 | 0 | 0 | 0 | 0 | 0 | 0 | [5 empty] | 0 | [5 empty] | 0 | [5 empty] | 0
|  |  | 0 | 0 | 0 | 0 | 0 | 0 | 0 | 0 | 0 | 0 | 0 | 0 | 0 | 0 | 0 | 0 | 0 | 0 | 0 | 0 | 0 | 0 | 0 | 0 | 0 | 0 | 0 | 0 | 0 | 0 | 0 | 0 | 0 | 0 | 0 | 0 | 0 | 0 | 0 | 0 | 0 | 0 | 0 | 0 | 0 | 0 | 0 | 0 | 0 | 0 | 0 | 0 | 0 | 0 | 0 | 0 | 0 | 0 | 0 | 0 | 0 | 0 | 0 | 0 | 0 | 0 | 0 | 0 | 0 | 0 | 0 | 0 | 0 | 0 | 0 | 0 | 0 | 0 | 0 | 0 | 0 | 0 | 0 | 0 | 0 | 0 | 0 | 0 | 0 | 0
| 2025 | C1 | 0 | 0 | 0 | 0 | 0 | 0 | [5 empty] | 0 | [5 empty] | 0 | [5 empty] | 0 | [5 empty] | 0 | [5 empty] | 0 | [5 empty] | 0 | [5 empty] | 0 | [5 empty] | 0 | [5 empty] | 0 | [5 empty] | 0 | 0 | 0 | 0 | 0 | 0 | 0 | [5 empty] | 0 | [5 empty] | 0 | [5 empty] | 0
|  | C2 | 0 | 0 | 0 | 0 | 0 | 0 | [5 empty] | 0 | [5 empty] | 0 | [5 empty] | 0 | [5 empty] | 0 | [5 empty] | 0 | [5 empty] | 0 | [5 empty] | 0 | [5 empty] | 0 | [5 empty] | 0 | [5 empty] | 0 | 0 | 0 | 0 | 0 | 0 | 0 | [5 empty] | 0 | [5 empty] | 0 | [5 empty] | 0
|  | C3 | 0 | 0 | 0 | 0 | 0 | 0 | [5 empty] | 0 | [5 empty] | 0 | [5 empty] | 0 | [5 empty] | 0 | [5 empty] | 0 | [5 empty] | 0 | [5 empty] | 0 | [5 empty] | 0 | [5 empty] | 0 | [5 empty] | 0 | 0 | 0 | 0 | 0 | 0 | 0 | [5 empty] | 0 | [5 empty] | 0 | [5 empty] | 0
|  | C4 | 0 | 0 | 0 | 0 | 0 | 0 | [5 empty] | 0 | [5 empty] | 0 | [5 empty] | 0 | [5 empty] | 0 | [5 empty] | 0 | [5 empty] | 0 | [5 empty] | 0 | [5 empty] | 0 | [5 empty] | 0 | [5 empty] | 0 | 0 | 0 | 0 | 0 | 0 | 0 | [5 empty] | 0 | [5 empty] | 0 | [5 empty] | 0
|  |  | 0 | 0 | 0 | 0 | 0 | 0 | 0 | 0 | 0 | 0 | 0 | 0 | 0 | 0 | 0 | 0 | 0 | 0 | 0 | 0 | 0 | 0 | 0 | 0 | 0 | 0 | 0 | 0 | 0 | 0 | 0 | 0 | 0 | 0 | 0 | 0 | 0 | 0 | 0 | 0 | 0 | 0 | 0 | 0 | 0 | 0 | 0 | 0 | 0 | 0 | 0 | 0 | 0 | 0 | 0 | 0 | 0 | 0 | 0 | 0 | 0 | 0 | 0 | 0 | 0 | 0 | 0 | 0 | 0 | 0 | 0 | 0 | 0 | 0 | 0 | 0 | 0 | 0 | 0 | 0 | 0 | 0 | 0 | 0 | 0 | 0 | 0 | 0 | 0 | 0
| 2026 | C1 | 0 | 0 | 0 | 0 | 0 | 0 | [5 empty] | 0 | [5 empty] | 0 | [5 empty] | 0 | [5 empty] | 0 | [5 empty] | 0 | [5 empty] | 0 | [5 empty] | 0 | [5 empty] | 0 | [5 empty] | 0 | [5 empty] | 0 | 0 | 0 | 0 | 0 | 0 | 0 | [5 empty] | 0 | [5 empty] | 0 | [5 empty] | 0
|  | C2 | 0 | 0 | 0 | 0 | 0 | 0 | [5 empty] | 0 | [5 empty] | 0 | [5 empty] | 0 | [5 empty] | 0 | [5 empty] | 0 | [5 empty] | 0 | [5 empty] | 0 | [5 empty] | 0 | [5 empty] | 0 | [5 empty] | 0 | 0 | 0 | 0 | 0 | 0 | 0 | [5 empty] | 0 | [5 empty] | 0 | [5 empty] | 0
|  | C3 | 0 | 0 | 0 | 0 | 0 | 0 | [5 empty] | 0 | [5 empty] | 0 | [5 empty] | 0 | [5 empty] | 0 | [5 empty] | 0 | [5 empty] | 0 | [5 empty] | 0 | [5 empty] | 0 | [5 empty] | 0 | [5 empty] | 0 | 0 | 0 | 0 | 0 | 0 | 0 | [5 empty] | 0 | [5 empty] | 0 | [5 empty] | 0
|  | C4 | 0 | 0 | 0 | 0 | 0 | 0 | [5 empty] | 0 | [5 empty] | 0 | [5 empty] | 0 | [5 empty] | 0 | [5 empty] | 0 | [5 empty] | 0 | [5 empty] | 0 | [5 empty] | 0 | [5 empty] | 0 | [5 empty] | 0 | 0 | 0 | 0 | 0 | 0 | 0 | [5 empty] | 0 | [5 empty] | 0 | [5 empty] | 0
|  |  | 0 | 0 | 0 | 0 | 0 | 0 | 0 | 0 | 0 | 0 | 0 | 0 | 0 | 0 | 0 | 0 | 0 | 0 | 0 | 0 | 0 | 0 | 0 | 0 | 0 | 0 | 0 | 0 | 0 | 0 | 0 | 0 | 0 | 0 | 0 | 0 | 0 | 0 | 0 | 0 | 0 | 0 | 0 | 0 | 0 | 0 | 0 | 0 | 0 | 0 | 0 | 0 | 0 | 0 | 0 | 0 | 0 | 0 | 0 | 0 | 0 | 0 | 0 | 0 | 0 | 0 | 0 | 0 | 0 | 0 | 0 | 0 | 0 | 0 | 0 | 0 | 0 | 0 | 0 | 0 | 0 | 0 | 0 | 0 | 0 | 0 | 0 | 0 | 0 | 0
| 2027 | C1 | 0 | 0 | 0 | 0 | 0 | 0 | [5 empty] | 0 | [5 empty] | 0 | [5 empty] | 0 | [5 empty] | 0 | [5 empty] | 0 | [5 empty] | 0 | [5 empty] | 0 | [5 empty] | 0 | [5 empty] | 0 | [5 empty] | 0 | 0 | 0 | 0 | 0 | 0 | 0 | [5 empty] | 0 | [5 empty] | 0 | [5 empty] | 0
|  | C2 | 0 | 0 | 0 | 0 | 0 | 0 | [5 empty] | 0 | [5 empty] | 0 | [5 empty] | 0 | [5 empty] | 0 | [5 empty] | 0 | [5 empty] | 0 | [5 empty] | 0 | [5 empty] | 0 | [5 empty] | 0 | [5 empty] | 0 | 0 | 0 | 0 | 0 | 0 | 0 | [5 empty] | 0 | [5 empty] | 0 | [5 empty] | 0
|  | C3 | 0 | 0 | 0 | 0 | 0 | 0 | [5 empty] | 0 | [5 empty] | 0 | [5 empty] | 0 | [5 empty] | 0 | [5 empty] | 0 | [5 empty] | 0 | [5 empty] | 0 | [5 empty] | 0 | [5 empty] | 0 | [5 empty] | 0 | 0 | 0 | 0 | 0 | 0 | 0 | [5 empty] | 0 | [5 empty] | 0 | [5 empty] | 0
|  | C4 | 0 | 0 | 0 | 0 | 0 | 0 | [5 empty] | 0 | [5 empty] | 0 | [5 empty] | 0 | [5 empty] | 0 | [5 empty] | 0 | [5 empty] | 0 | [5 empty] | 0 | [5 empty] | 0 | [5 empty] | 0 | [5 empty] | 0 | 0 | 0 | 0 | 0 | 0 | 0 | [5 empty] | 0 | [5 empty] | 0 | [5 empty] | 0
|  |  | 0 | 0 | 0 | 0 | 0 | 0 | 0 | 0 | 0 | 0 | 0 | 0 | 0 | 0 | 0 | 0 | 0 | 0 | 0 | 0 | 0 | 0 | 0 | 0 | 0 | 0 | 0 | 0 | 0 | 0 | 0 | 0 | 0 | 0 | 0 | 0 | 0 | 0 | 0 | 0 | 0 | 0 | 0 | 0 | 0 | 0 | 0 | 0 | 0 | 0 | 0 | 0 | 0 | 0 | 0 | 0 | 0 | 0 | 0 | 0 | 0 | 0 | 0 | 0 | 0 | 0 | 0 | 0 | 0 | 0 | 0 | 0 | 0 | 0 | 0 | 0 | 0 | 0 | 0 | 0 | 0 | 0 | 0 | 0 | 0 | 0 | 0 | 0 | 0 | 0
| 2028 | C1 | 0 | 0 | 0 | 0 | 0 | 0 | [5 empty] | 0 | [5 empty] | 0 | [5 empty] | 0 | [5 empty] | 0 | [5 empty] | 0 | [5 empty] | 0 | [5 empty] | 0 | [5 empty] | 0 | [5 empty] | 0 | [5 empty] | 0 | 0 | 0 | 0 | 0 | 0 | 0 | [5 empty] | 0 | [5 empty] | 0 | [5 empty] | 0
|  | C2 | 0 | 0 | 0 | 0 | 0 | 0 | [5 empty] | 0 | [5 empty] | 0 | [5 empty] | 0 | [5 empty] | 0 | [5 empty] | 0 | [5 empty] | 0 | [5 empty] | 0 | [5 empty] | 0 | [5 empty] | 0 | [5 empty] | 0 | 0 | 0 | 0 | 0 | 0 | 0 | [5 empty] | 0 | [5 empty] | 0 | [5 empty] | 0
|  | C3 | 0 | 0 | 0 | 0 | 0 | 0 | [5 empty] | 0 | [5 empty] | 0 | [5 empty] | 0 | [5 empty] | 0 | [5 empty] | 0 | [5 empty] | 0 | [5 empty] | 0 | [5 empty] | 0 | [5 empty] | 0 | [5 empty] | 0 | 0 | 0 | 0 | 0 | 0 | 0 | [5 empty] | 0 | [5 empty] | 0 | [5 empty] | 0
|  | C4 | 0 | 0 | 0 | 0 | 0 | 0 | [5 empty] | 0 | [5 empty] | 0 | [5 empty] | 0 | [5 empty] | 0 | [5 empty] | 0 | [5 empty] | 0 | [5 empty] | 0 | [5 empty] | 0 | [5 empty] | 0 | [5 empty] | 0 | 0 | 0 | 0 | 0 | 0 | 0 | [5 empty] | 0 | [5 empty] | 0 | [5 empty] | 0
|  |  | 0 | 0 | 0 | 0 | 0 | 0 | 0 | 0 | 0 | 0 | 0 | 0 | 0 | 0 | 0 | 0 | 0 | 0 | 0 | 0 | 0 | 0 | 0 | 0 | 0 | 0 | 0 | 0 | 0 | 0 | 0 | 0 | 0 | 0 | 0 | 0 | 0 | 0 | 0 | 0 | 0 | 0 | 0 | 0 | 0 | 0 | 0 | 0 | 0 | 0 | 0 | 0 | 0 | 0 | 0 | 0 | 0 | 0 | 0 | 0 | 0 | 0 | 0 | 0 | 0 | 0 | 0 | 0 | 0 | 0 | 0 | 0 | 0 | 0 | 0 | 0 | 0 | 0 | 0 | 0 | 0 | 0 | 0 | 0 | 0 | 0 | 0 | 0 | 0 | 0
53 | 132kV UG Cable (Non Pressurised)
| 2024 | C1 | [5 empty] | 0 | [5 empty] | 0 | [5 empty] | 0 | [5 empty] | 0 | [5 empty] | 0 | [5 empty] | 0 | [5 empty] | 0 | [5 empty] | 0 | [5 empty] | 0 | [5 empty] | 0 | [5 empty] | 0 | 0 | 0 | 0 | 0 | 0 | 0 | [5 empty] | 0 | [5 empty] | 0 | [5 empty] | 0
|  | C2 | [5 empty] | 0 | [5 empty] | 0 | [5 empty] | 0 | [5 empty] | 0 | [5 empty] | 0 | [5 empty] | 0 | [5 empty] | 0 | [5 empty] | 0 | [5 empty] | 0 | [5 empty] | 0 | [5 empty] | 0 | 0 | 0 | 0 | 0 | 0 | 0 | [5 empty] | 0 | [5 empty] | 0 | [5 empty] | 0
|  | C3 | [5 empty] | 0 | [5 empty] | 0 | [5 empty] | 0 | [5 empty] | 0 | [5 empty] | 0 | [5 empty] | 0 | [5 empty] | 0 | [5 empty] | 0 | [5 empty] | 0 | [5 empty] | 0 | [5 empty] | 0 | 0 | 0 | 0 | 0 | 0 | 0 | [5 empty] | 0 | [5 empty] | 0 | [5 empty] | 0
|  | C4 | [5 empty] | 0 | [5 empty] | 0 | [5 empty] | 0 | [5 empty] | 0 | [5 empty] | 0 | [5 empty] | 0 | [5 empty] | 0 | [5 empty] | 0 | [5 empty] | 0 | [5 empty] | 0 | [5 empty] | 0 | 0 | 0 | 0 | 0 | 0 | 0 | [5 empty] | 0 | [5 empty] | 0 | [5 empty] | 0
|  |  | 0 | 0 | 0 | 0 | 0 | 0 | 0 | 0 | 0 | 0 | 0 | 0 | 0 | 0 | 0 | 0 | 0 | 0 | 0 | 0 | 0 | 0 | 0 | 0 | 0 | 0 | 0 | 0 | 0 | 0 | 0 | 0 | 0 | 0 | 0 | 0 | 0 | 0 | 0 | 0 | 0 | 0 | 0 | 0 | 0 | 0 | 0 | 0 | 0 | 0 | 0 | 0 | 0 | 0 | 0 | 0 | 0 | 0 | 0 | 0 | 0 | 0 | 0 | 0 | 0 | 0 | 0 | 0 | 0 | 0 | 0 | 0 | 0 | 0 | 0 | 0 | 0 | 0 | 0 | 0 | 0 | 0 | 0 | 0 | 0 | 0 | 0 | 0 | 0 | 0
| 2025 | C1 | 0 | 0 | 0 | 0 | 0 | 0 | [5 empty] | 0 | [5 empty] | 0 | [5 empty] | 0 | [5 empty] | 0 | [5 empty] | 0 | [5 empty] | 0 | [5 empty] | 0 | [5 empty] | 0 | [5 empty] | 0 | [5 empty] | 0 | 0 | 0 | 0 | 0 | 0 | 0 | [5 empty] | 0 | [5 empty] | 0 | [5 empty] | 0
|  | C2 | 0 | 0 | 0 | 0 | 0 | 0 | [5 empty] | 0 | [5 empty] | 0 | [5 empty] | 0 | [5 empty] | 0 | [5 empty] | 0 | [5 empty] | 0 | [5 empty] | 0 | [5 empty] | 0 | [5 empty] | 0 | [5 empty] | 0 | 0 | 0 | 0 | 0 | 0 | 0 | [5 empty] | 0 | [5 empty] | 0 | [5 empty] | 0
|  | C3 | 0 | 0 | 0 | 0 | 0 | 0 | [5 empty] | 0 | [5 empty] | 0 | [5 empty] | 0 | [5 empty] | 0 | [5 empty] | 0 | [5 empty] | 0 | [5 empty] | 0 | [5 empty] | 0 | [5 empty] | 0 | [5 empty] | 0 | 0 | 0 | 0 | 0 | 0 | 0 | [5 empty] | 0 | [5 empty] | 0 | [5 empty] | 0
|  | C4 | 0 | 0 | 0 | 0 | 0 | 0 | [5 empty] | 0 | [5 empty] | 0 | [5 empty] | 0 | [5 empty] | 0 | [5 empty] | 0 | [5 empty] | 0 | [5 empty] | 0 | [5 empty] | 0 | [5 empty] | 0 | [5 empty] | 0 | 0 | 0 | 0 | 0 | 0 | 0 | [5 empty] | 0 | [5 empty] | 0 | [5 empty] | 0
|  |  | 0 | 0 | 0 | 0 | 0 | 0 | 0 | 0 | 0 | 0 | 0 | 0 | 0 | 0 | 0 | 0 | 0 | 0 | 0 | 0 | 0 | 0 | 0 | 0 | 0 | 0 | 0 | 0 | 0 | 0 | 0 | 0 | 0 | 0 | 0 | 0 | 0 | 0 | 0 | 0 | 0 | 0 | 0 | 0 | 0 | 0 | 0 | 0 | 0 | 0 | 0 | 0 | 0 | 0 | 0 | 0 | 0 | 0 | 0 | 0 | 0 | 0 | 0 | 0 | 0 | 0 | 0 | 0 | 0 | 0 | 0 | 0 | 0 | 0 | 0 | 0 | 0 | 0 | 0 | 0 | 0 | 0 | 0 | 0 | 0 | 0 | 0 | 0 | 0 | 0
| 2026 | C1 | 0 | 0 | 0 | 0 | 0 | 0 | [5 empty] | 0 | [5 empty] | 0 | [5 empty] | 0 | [5 empty] | 0 | [5 empty] | 0 | [5 empty] | 0 | [5 empty] | 0 | [5 empty] | 0 | [5 empty] | 0 | [5 empty] | 0 | 0 | 0 | 0 | 0 | 0 | 0 | [5 empty] | 0 | [5 empty] | 0 | [5 empty] | 0
|  | C2 | 0 | 0 | 0 | 0 | 0 | 0 | [5 empty] | 0 | [5 empty] | 0 | [5 empty] | 0 | [5 empty] | 0 | [5 empty] | 0 | [5 empty] | 0 | [5 empty] | 0 | [5 empty] | 0 | [5 empty] | 0 | [5 empty] | 0 | 0 | 0 | 0 | 0 | 0 | 0 | [5 empty] | 0 | [5 empty] | 0 | [5 empty] | 0
|  | C3 | 0 | 0 | 0 | 0 | 0 | 0 | [5 empty] | 0 | [5 empty] | 0 | [5 empty] | 0 | [5 empty] | 0 | [5 empty] | 0 | [5 empty] | 0 | [5 empty] | 0 | [5 empty] | 0 | [5 empty] | 0 | [5 empty] | 0 | 0 | 0 | 0 | 0 | 0 | 0 | [5 empty] | 0 | [5 empty] | 0 | [5 empty] | 0
|  | C4 | 0 | 0 | 0 | 0 | 0 | 0 | [5 empty] | 0 | [5 empty] | 0 | [5 empty] | 0 | [5 empty] | 0 | [5 empty] | 0 | [5 empty] | 0 | [5 empty] | 0 | [5 empty] | 0 | [5 empty] | 0 | [5 empty] | 0 | 0 | 0 | 0 | 0 | 0 | 0 | [5 empty] | 0 | [5 empty] | 0 | [5 empty] | 0
|  |  | 0 | 0 | 0 | 0 | 0 | 0 | 0 | 0 | 0 | 0 | 0 | 0 | 0 | 0 | 0 | 0 | 0 | 0 | 0 | 0 | 0 | 0 | 0 | 0 | 0 | 0 | 0 | 0 | 0 | 0 | 0 | 0 | 0 | 0 | 0 | 0 | 0 | 0 | 0 | 0 | 0 | 0 | 0 | 0 | 0 | 0 | 0 | 0 | 0 | 0 | 0 | 0 | 0 | 0 | 0 | 0 | 0 | 0 | 0 | 0 | 0 | 0 | 0 | 0 | 0 | 0 | 0 | 0 | 0 | 0 | 0 | 0 | 0 | 0 | 0 | 0 | 0 | 0 | 0 | 0 | 0 | 0 | 0 | 0 | 0 | 0 | 0 | 0 | 0 | 0
| 2027 | C1 | 0 | 0 | 0 | 0 | 0 | 0 | [5 empty] | 0 | [5 empty] | 0 | [5 empty] | 0 | [5 empty] | 0 | [5 empty] | 0 | [5 empty] | 0 | [5 empty] | 0 | [5 empty] | 0 | [5 empty] | 0 | [5 empty] | 0 | 0 | 0 | 0 | 0 | 0 | 0 | [5 empty] | 0 | [5 empty] | 0 | [5 empty] | 0
|  | C2 | 0 | 0 | 0 | 0 | 0 | 0 | [5 empty] | 0 | [5 empty] | 0 | [5 empty] | 0 | [5 empty] | 0 | [5 empty] | 0 | [5 empty] | 0 | [5 empty] | 0 | [5 empty] | 0 | [5 empty] | 0 | [5 empty] | 0 | 0 | 0 | 0 | 0 | 0 | 0 | [5 empty] | 0 | [5 empty] | 0 | [5 empty] | 0
|  | C3 | 0 | 0 | 0 | 0 | 0 | 0 | [5 empty] | 0 | [5 empty] | 0 | [5 empty] | 0 | [5 empty] | 0 | [5 empty] | 0 | [5 empty] | 0 | [5 empty] | 0 | [5 empty] | 0 | [5 empty] | 0 | [5 empty] | 0 | 0 | 0 | 0 | 0 | 0 | 0 | [5 empty] | 0 | [5 empty] | 0 | [5 empty] | 0
|  | C4 | 0 | 0 | 0 | 0 | 0 | 0 | [5 empty] | 0 | [5 empty] | 0 | [5 empty] | 0 | [5 empty] | 0 | [5 empty] | 0 | [5 empty] | 0 | [5 empty] | 0 | [5 empty] | 0 | [5 empty] | 0 | [5 empty] | 0 | 0 | 0 | 0 | 0 | 0 | 0 | [5 empty] | 0 | [5 empty] | 0 | [5 empty] | 0
|  |  | 0 | 0 | 0 | 0 | 0 | 0 | 0 | 0 | 0 | 0 | 0 | 0 | 0 | 0 | 0 | 0 | 0 | 0 | 0 | 0 | 0 | 0 | 0 | 0 | 0 | 0 | 0 | 0 | 0 | 0 | 0 | 0 | 0 | 0 | 0 | 0 | 0 | 0 | 0 | 0 | 0 | 0 | 0 | 0 | 0 | 0 | 0 | 0 | 0 | 0 | 0 | 0 | 0 | 0 | 0 | 0 | 0 | 0 | 0 | 0 | 0 | 0 | 0 | 0 | 0 | 0 | 0 | 0 | 0 | 0 | 0 | 0 | 0 | 0 | 0 | 0 | 0 | 0 | 0 | 0 | 0 | 0 | 0 | 0 | 0 | 0 | 0 | 0 | 0 | 0
| 2028 | C1 | 0 | 0 | 0 | 0 | 0 | 0 | [5 empty] | 0 | [5 empty] | 0 | [5 empty] | 0 | [5 empty] | 0 | [5 empty] | 0 | [5 empty] | 0 | [5 empty] | 0 | [5 empty] | 0 | [5 empty] | 0 | [5 empty] | 0 | 0 | 0 | 0 | 0 | 0 | 0 | [5 empty] | 0 | [5 empty] | 0 | [5 empty] | 0
|  | C2 | 0 | 0 | 0 | 0 | 0 | 0 | [5 empty] | 0 | [5 empty] | 0 | [5 empty] | 0 | [5 empty] | 0 | [5 empty] | 0 | [5 empty] | 0 | [5 empty] | 0 | [5 empty] | 0 | [5 empty] | 0 | [5 empty] | 0 | 0 | 0 | 0 | 0 | 0 | 0 | [5 empty] | 0 | [5 empty] | 0 | [5 empty] | 0
|  | C3 | 0 | 0 | 0 | 0 | 0 | 0 | [5 empty] | 0 | [5 empty] | 0 | [5 empty] | 0 | [5 empty] | 0 | [5 empty] | 0 | [5 empty] | 0 | [5 empty] | 0 | [5 empty] | 0 | [5 empty] | 0 | [5 empty] | 0 | 0 | 0 | 0 | 0 | 0 | 0 | [5 empty] | 0 | [5 empty] | 0 | [5 empty] | 0
|  | C4 | 0 | 0 | 0 | 0 | 0 | 0 | [5 empty] | 0 | [5 empty] | 0 | [5 empty] | 0 | [5 empty] | 0 | [5 empty] | 0 | [5 empty] | 0 | [5 empty] | 0 | [5 empty] | 0 | [5 empty] | 0 | [5 empty] | 0 | 0 | 0 | 0 | 0 | 0 | 0 | [5 empty] | 0 | [5 empty] | 0 | [5 empty] | 0
|  |  | 0 | 0 | 0 | 0 | 0 | 0 | 0 | 0 | 0 | 0 | 0 | 0 | 0 | 0 | 0 | 0 | 0 | 0 | 0 | 0 | 0 | 0 | 0 | 0 | 0 | 0 | 0 | 0 | 0 | 0 | 0 | 0 | 0 | 0 | 0 | 0 | 0 | 0 | 0 | 0 | 0 | 0 | 0 | 0 | 0 | 0 | 0 | 0 | 0 | 0 | 0 | 0 | 0 | 0 | 0 | 0 | 0 | 0 | 0 | 0 | 0 | 0 | 0 | 0 | 0 | 0 | 0 | 0 | 0 | 0 | 0 | 0 | 0 | 0 | 0 | 0 | 0 | 0 | 0 | 0 | 0 | 0 | 0 | 0 | 0 | 0 | 0 | 0 | 0 | 0
54 | 132kV UG Cable (Oil)
| 2024 | C1 | [5 empty] | 0 | [5 empty] | 0 | [5 empty] | 0 | [5 empty] | 0 | [5 empty] | 0 | [5 empty] | 0 | [5 empty] | 0 | [5 empty] | 0 | [5 empty] | 0 | [5 empty] | 0 | [5 empty] | 0 | 0 | 0 | 0 | 0 | 0 | 0 | [5 empty] | 0 | [5 empty] | 0 | [5 empty] | 0
|  | C2 | [5 empty] | 0 | [5 empty] | 0 | [5 empty] | 0 | [5 empty] | 0 | [5 empty] | 0 | [5 empty] | 0 | [5 empty] | 0 | [5 empty] | 0 | [5 empty] | 0 | [5 empty] | 0 | [5 empty] | 0 | 0 | 0 | 0 | 0 | 0 | 0 | [5 empty] | 0 | [5 empty] | 0 | [5 empty] | 0
|  | C3 | [5 empty] | 0 | [5 empty] | 0 | [5 empty] | 0 | [5 empty] | 0 | [5 empty] | 0 | [5 empty] | 0 | [5 empty] | 0 | [5 empty] | 0 | [5 empty] | 0 | [5 empty] | 0 | [5 empty] | 0 | 0 | 0 | 0 | 0 | 0 | 0 | [5 empty] | 0 | [5 empty] | 0 | [5 empty] | 0
|  | C4 | [5 empty] | 0 | [5 empty] | 0 | [5 empty] | 0 | [5 empty] | 0 | [5 empty] | 0 | [5 empty] | 0 | [5 empty] | 0 | [5 empty] | 0 | [5 empty] | 0 | [5 empty] | 0 | [5 empty] | 0 | 0 | 0 | 0 | 0 | 0 | 0 | [5 empty] | 0 | [5 empty] | 0 | [5 empty] | 0
|  |  | 0 | 0 | 0 | 0 | 0 | 0 | 0 | 0 | 0 | 0 | 0 | 0 | 0 | 0 | 0 | 0 | 0 | 0 | 0 | 0 | 0 | 0 | 0 | 0 | 0 | 0 | 0 | 0 | 0 | 0 | 0 | 0 | 0 | 0 | 0 | 0 | 0 | 0 | 0 | 0 | 0 | 0 | 0 | 0 | 0 | 0 | 0 | 0 | 0 | 0 | 0 | 0 | 0 | 0 | 0 | 0 | 0 | 0 | 0 | 0 | 0 | 0 | 0 | 0 | 0 | 0 | 0 | 0 | 0 | 0 | 0 | 0 | 0 | 0 | 0 | 0 | 0 | 0 | 0 | 0 | 0 | 0 | 0 | 0 | 0 | 0 | 0 | 0 | 0 | 0
| 2025 | C1 | 0 | 0 | 0 | 0 | 0 | 0 | [5 empty] | 0 | [5 empty] | 0 | [5 empty] | 0 | [5 empty] | 0 | [5 empty] | 0 | [5 empty] | 0 | [5 empty] | 0 | [5 empty] | 0 | [5 empty] | 0 | [5 empty] | 0 | 0 | 0 | 0 | 0 | 0 | 0 | [5 empty] | 0 | [5 empty] | 0 | [5 empty] | 0
|  | C2 | 0 | 0 | 0 | 0 | 0 | 0 | [5 empty] | 0 | [5 empty] | 0 | [5 empty] | 0 | [5 empty] | 0 | [5 empty] | 0 | [5 empty] | 0 | [5 empty] | 0 | [5 empty] | 0 | [5 empty] | 0 | [5 empty] | 0 | 0 | 0 | 0 | 0 | 0 | 0 | [5 empty] | 0 | [5 empty] | 0 | [5 empty] | 0
|  | C3 | 0 | 0 | 0 | 0 | 0 | 0 | [5 empty] | 0 | [5 empty] | 0 | [5 empty] | 0 | [5 empty] | 0 | [5 empty] | 0 | [5 empty] | 0 | [5 empty] | 0 | [5 empty] | 0 | [5 empty] | 0 | [5 empty] | 0 | 0 | 0 | 0 | 0 | 0 | 0 | [5 empty] | 0 | [5 empty] | 0 | [5 empty] | 0
|  | C4 | 0 | 0 | 0 | 0 | 0 | 0 | [5 empty] | 0 | [5 empty] | 0 | [5 empty] | 0 | [5 empty] | 0 | [5 empty] | 0 | [5 empty] | 0 | [5 empty] | 0 | [5 empty] | 0 | [5 empty] | 0 | [5 empty] | 0 | 0 | 0 | 0 | 0 | 0 | 0 | [5 empty] | 0 | [5 empty] | 0 | [5 empty] | 0
|  |  | 0 | 0 | 0 | 0 | 0 | 0 | 0 | 0 | 0 | 0 | 0 | 0 | 0 | 0 | 0 | 0 | 0 | 0 | 0 | 0 | 0 | 0 | 0 | 0 | 0 | 0 | 0 | 0 | 0 | 0 | 0 | 0 | 0 | 0 | 0 | 0 | 0 | 0 | 0 | 0 | 0 | 0 | 0 | 0 | 0 | 0 | 0 | 0 | 0 | 0 | 0 | 0 | 0 | 0 | 0 | 0 | 0 | 0 | 0 | 0 | 0 | 0 | 0 | 0 | 0 | 0 | 0 | 0 | 0 | 0 | 0 | 0 | 0 | 0 | 0 | 0 | 0 | 0 | 0 | 0 | 0 | 0 | 0 | 0 | 0 | 0 | 0 | 0 | 0 | 0
| 2026 | C1 | 0 | 0 | 0 | 0 | 0 | 0 | [5 empty] | 0 | [5 empty] | 0 | [5 empty] | 0 | [5 empty] | 0 | [5 empty] | 0 | [5 empty] | 0 | [5 empty] | 0 | [5 empty] | 0 | [5 empty] | 0 | [5 empty] | 0 | 0 | 0 | 0 | 0 | 0 | 0 | [5 empty] | 0 | [5 empty] | 0 | [5 empty] | 0
|  | C2 | 0 | 0 | 0 | 0 | 0 | 0 | [5 empty] | 0 | [5 empty] | 0 | [5 empty] | 0 | [5 empty] | 0 | [5 empty] | 0 | [5 empty] | 0 | [5 empty] | 0 | [5 empty] | 0 | [5 empty] | 0 | [5 empty] | 0 | 0 | 0 | 0 | 0 | 0 | 0 | [5 empty] | 0 | [5 empty] | 0 | [5 empty] | 0
|  | C3 | 0 | 0 | 0 | 0 | 0 | 0 | [5 empty] | 0 | [5 empty] | 0 | [5 empty] | 0 | [5 empty] | 0 | [5 empty] | 0 | [5 empty] | 0 | [5 empty] | 0 | [5 empty] | 0 | [5 empty] | 0 | [5 empty] | 0 | 0 | 0 | 0 | 0 | 0 | 0 | [5 empty] | 0 | [5 empty] | 0 | [5 empty] | 0
|  | C4 | 0 | 0 | 0 | 0 | 0 | 0 | [5 empty] | 0 | [5 empty] | 0 | [5 empty] | 0 | [5 empty] | 0 | [5 empty] | 0 | [5 empty] | 0 | [5 empty] | 0 | [5 empty] | 0 | [5 empty] | 0 | [5 empty] | 0 | 0 | 0 | 0 | 0 | 0 | 0 | [5 empty] | 0 | [5 empty] | 0 | [5 empty] | 0
|  |  | 0 | 0 | 0 | 0 | 0 | 0 | 0 | 0 | 0 | 0 | 0 | 0 | 0 | 0 | 0 | 0 | 0 | 0 | 0 | 0 | 0 | 0 | 0 | 0 | 0 | 0 | 0 | 0 | 0 | 0 | 0 | 0 | 0 | 0 | 0 | 0 | 0 | 0 | 0 | 0 | 0 | 0 | 0 | 0 | 0 | 0 | 0 | 0 | 0 | 0 | 0 | 0 | 0 | 0 | 0 | 0 | 0 | 0 | 0 | 0 | 0 | 0 | 0 | 0 | 0 | 0 | 0 | 0 | 0 | 0 | 0 | 0 | 0 | 0 | 0 | 0 | 0 | 0 | 0 | 0 | 0 | 0 | 0 | 0 | 0 | 0 | 0 | 0 | 0 | 0
| 2027 | C1 | 0 | 0 | 0 | 0 | 0 | 0 | [5 empty] | 0 | [5 empty] | 0 | [5 empty] | 0 | [5 empty] | 0 | [5 empty] | 0 | [5 empty] | 0 | [5 empty] | 0 | [5 empty] | 0 | [5 empty] | 0 | [5 empty] | 0 | 0 | 0 | 0 | 0 | 0 | 0 | [5 empty] | 0 | [5 empty] | 0 | [5 empty] | 0
|  | C2 | 0 | 0 | 0 | 0 | 0 | 0 | [5 empty] | 0 | [5 empty] | 0 | [5 empty] | 0 | [5 empty] | 0 | [5 empty] | 0 | [5 empty] | 0 | [5 empty] | 0 | [5 empty] | 0 | [5 empty] | 0 | [5 empty] | 0 | 0 | 0 | 0 | 0 | 0 | 0 | [5 empty] | 0 | [5 empty] | 0 | [5 empty] | 0
|  | C3 | 0 | 0 | 0 | 0 | 0 | 0 | [5 empty] | 0 | [5 empty] | 0 | [5 empty] | 0 | [5 empty] | 0 | [5 empty] | 0 | [5 empty] | 0 | [5 empty] | 0 | [5 empty] | 0 | [5 empty] | 0 | [5 empty] | 0 | 0 | 0 | 0 | 0 | 0 | 0 | [5 empty] | 0 | [5 empty] | 0 | [5 empty] | 0
|  | C4 | 0 | 0 | 0 | 0 | 0 | 0 | [5 empty] | 0 | [5 empty] | 0 | [5 empty] | 0 | [5 empty] | 0 | [5 empty] | 0 | [5 empty] | 0 | [5 empty] | 0 | [5 empty] | 0 | [5 empty] | 0 | [5 empty] | 0 | 0 | 0 | 0 | 0 | 0 | 0 | [5 empty] | 0 | [5 empty] | 0 | [5 empty] | 0
|  |  | 0 | 0 | 0 | 0 | 0 | 0 | 0 | 0 | 0 | 0 | 0 | 0 | 0 | 0 | 0 | 0 | 0 | 0 | 0 | 0 | 0 | 0 | 0 | 0 | 0 | 0 | 0 | 0 | 0 | 0 | 0 | 0 | 0 | 0 | 0 | 0 | 0 | 0 | 0 | 0 | 0 | 0 | 0 | 0 | 0 | 0 | 0 | 0 | 0 | 0 | 0 | 0 | 0 | 0 | 0 | 0 | 0 | 0 | 0 | 0 | 0 | 0 | 0 | 0 | 0 | 0 | 0 | 0 | 0 | 0 | 0 | 0 | 0 | 0 | 0 | 0 | 0 | 0 | 0 | 0 | 0 | 0 | 0 | 0 | 0 | 0 | 0 | 0 | 0 | 0
| 2028 | C1 | 0 | 0 | 0 | 0 | 0 | 0 | [5 empty] | 0 | [5 empty] | 0 | [5 empty] | 0 | [5 empty] | 0 | [5 empty] | 0 | [5 empty] | 0 | [5 empty] | 0 | [5 empty] | 0 | [5 empty] | 0 | [5 empty] | 0 | 0 | 0 | 0 | 0 | 0 | 0 | [5 empty] | 0 | [5 empty] | 0 | [5 empty] | 0
|  | C2 | 0 | 0 | 0 | 0 | 0 | 0 | [5 empty] | 0 | [5 empty] | 0 | [5 empty] | 0 | [5 empty] | 0 | [5 empty] | 0 | [5 empty] | 0 | [5 empty] | 0 | [5 empty] | 0 | [5 empty] | 0 | [5 empty] | 0 | 0 | 0 | 0 | 0 | 0 | 0 | [5 empty] | 0 | [5 empty] | 0 | [5 empty] | 0
|  | C3 | 0 | 0 | 0 | 0 | 0 | 0 | [5 empty] | 0 | [5 empty] | 0 | [5 empty] | 0 | [5 empty] | 0 | [5 empty] | 0 | [5 empty] | 0 | [5 empty] | 0 | [5 empty] | 0 | [5 empty] | 0 | [5 empty] | 0 | 0 | 0 | 0 | 0 | 0 | 0 | [5 empty] | 0 | [5 empty] | 0 | [5 empty] | 0
|  | C4 | 0 | 0 | 0 | 0 | 0 | 0 | [5 empty] | 0 | [5 empty] | 0 | [5 empty] | 0 | [5 empty] | 0 | [5 empty] | 0 | [5 empty] | 0 | [5 empty] | 0 | [5 empty] | 0 | [5 empty] | 0 | [5 empty] | 0 | 0 | 0 | 0 | 0 | 0 | 0 | [5 empty] | 0 | [5 empty] | 0 | [5 empty] | 0
|  |  | 0 | 0 | 0 | 0 | 0 | 0 | 0 | 0 | 0 | 0 | 0 | 0 | 0 | 0 | 0 | 0 | 0 | 0 | 0 | 0 | 0 | 0 | 0 | 0 | 0 | 0 | 0 | 0 | 0 | 0 | 0 | 0 | 0 | 0 | 0 | 0 | 0 | 0 | 0 | 0 | 0 | 0 | 0 | 0 | 0 | 0 | 0 | 0 | 0 | 0 | 0 | 0 | 0 | 0 | 0 | 0 | 0 | 0 | 0 | 0 | 0 | 0 | 0 | 0 | 0 | 0 | 0 | 0 | 0 | 0 | 0 | 0 | 0 | 0 | 0 | 0 | 0 | 0 | 0 | 0 | 0 | 0 | 0 | 0 | 0 | 0 | 0 | 0 | 0 | 0
55 | 132kV UG Cable (Gas)
| 2024 | C1 | [5 empty] | 0 | [5 empty] | 0 | [5 empty] | 0 | [5 empty] | 0 | [5 empty] | 0 | [5 empty] | 0 | [5 empty] | 0 | [5 empty] | 0 | [5 empty] | 0 | [5 empty] | 0 | [5 empty] | 0 | 0 | 0 | 0 | 0 | 0 | 0 | [5 empty] | 0 | [5 empty] | 0 | [5 empty] | 0
|  | C2 | [5 empty] | 0 | [5 empty] | 0 | [5 empty] | 0 | [5 empty] | 0 | [5 empty] | 0 | [5 empty] | 0 | [5 empty] | 0 | [5 empty] | 0 | [5 empty] | 0 | [5 empty] | 0 | [5 empty] | 0 | 0 | 0 | 0 | 0 | 0 | 0 | [5 empty] | 0 | [5 empty] | 0 | [5 empty] | 0
|  | C3 | [5 empty] | 0 | [5 empty] | 0 | [5 empty] | 0 | [5 empty] | 0 | [5 empty] | 0 | [5 empty] | 0 | [5 empty] | 0 | [5 empty] | 0 | [5 empty] | 0 | [5 empty] | 0 | [5 empty] | 0 | 0 | 0 | 0 | 0 | 0 | 0 | [5 empty] | 0 | [5 empty] | 0 | [5 empty] | 0
|  | C4 | [5 empty] | 0 | [5 empty] | 0 | [5 empty] | 0 | [5 empty] | 0 | [5 empty] | 0 | [5 empty] | 0 | [5 empty] | 0 | [5 empty] | 0 | [5 empty] | 0 | [5 empty] | 0 | [5 empty] | 0 | 0 | 0 | 0 | 0 | 0 | 0 | [5 empty] | 0 | [5 empty] | 0 | [5 empty] | 0
|  |  | 0 | 0 | 0 | 0 | 0 | 0 | 0 | 0 | 0 | 0 | 0 | 0 | 0 | 0 | 0 | 0 | 0 | 0 | 0 | 0 | 0 | 0 | 0 | 0 | 0 | 0 | 0 | 0 | 0 | 0 | 0 | 0 | 0 | 0 | 0 | 0 | 0 | 0 | 0 | 0 | 0 | 0 | 0 | 0 | 0 | 0 | 0 | 0 | 0 | 0 | 0 | 0 | 0 | 0 | 0 | 0 | 0 | 0 | 0 | 0 | 0 | 0 | 0 | 0 | 0 | 0 | 0 | 0 | 0 | 0 | 0 | 0 | 0 | 0 | 0 | 0 | 0 | 0 | 0 | 0 | 0 | 0 | 0 | 0 | 0 | 0 | 0 | 0 | 0 | 0
| 2025 | C1 | 0 | 0 | 0 | 0 | 0 | 0 | [5 empty] | 0 | [5 empty] | 0 | [5 empty] | 0 | [5 empty] | 0 | [5 empty] | 0 | [5 empty] | 0 | [5 empty] | 0 | [5 empty] | 0 | [5 empty] | 0 | [5 empty] | 0 | 0 | 0 | 0 | 0 | 0 | 0 | [5 empty] | 0 | [5 empty] | 0 | [5 empty] | 0
|  | C2 | 0 | 0 | 0 | 0 | 0 | 0 | [5 empty] | 0 | [5 empty] | 0 | [5 empty] | 0 | [5 empty] | 0 | [5 empty] | 0 | [5 empty] | 0 | [5 empty] | 0 | [5 empty] | 0 | [5 empty] | 0 | [5 empty] | 0 | 0 | 0 | 0 | 0 | 0 | 0 | [5 empty] | 0 | [5 empty] | 0 | [5 empty] | 0
|  | C3 | 0 | 0 | 0 | 0 | 0 | 0 | [5 empty] | 0 | [5 empty] | 0 | [5 empty] | 0 | [5 empty] | 0 | [5 empty] | 0 | [5 empty] | 0 | [5 empty] | 0 | [5 empty] | 0 | [5 empty] | 0 | [5 empty] | 0 | 0 | 0 | 0 | 0 | 0 | 0 | [5 empty] | 0 | [5 empty] | 0 | [5 empty] | 0
|  | C4 | 0 | 0 | 0 | 0 | 0 | 0 | [5 empty] | 0 | [5 empty] | 0 | [5 empty] | 0 | [5 empty] | 0 | [5 empty] | 0 | [5 empty] | 0 | [5 empty] | 0 | [5 empty] | 0 | [5 empty] | 0 | [5 empty] | 0 | 0 | 0 | 0 | 0 | 0 | 0 | [5 empty] | 0 | [5 empty] | 0 | [5 empty] | 0
|  |  | 0 | 0 | 0 | 0 | 0 | 0 | 0 | 0 | 0 | 0 | 0 | 0 | 0 | 0 | 0 | 0 | 0 | 0 | 0 | 0 | 0 | 0 | 0 | 0 | 0 | 0 | 0 | 0 | 0 | 0 | 0 | 0 | 0 | 0 | 0 | 0 | 0 | 0 | 0 | 0 | 0 | 0 | 0 | 0 | 0 | 0 | 0 | 0 | 0 | 0 | 0 | 0 | 0 | 0 | 0 | 0 | 0 | 0 | 0 | 0 | 0 | 0 | 0 | 0 | 0 | 0 | 0 | 0 | 0 | 0 | 0 | 0 | 0 | 0 | 0 | 0 | 0 | 0 | 0 | 0 | 0 | 0 | 0 | 0 | 0 | 0 | 0 | 0 | 0 | 0
| 2026 | C1 | 0 | 0 | 0 | 0 | 0 | 0 | [5 empty] | 0 | [5 empty] | 0 | [5 empty] | 0 | [5 empty] | 0 | [5 empty] | 0 | [5 empty] | 0 | [5 empty] | 0 | [5 empty] | 0 | [5 empty] | 0 | [5 empty] | 0 | 0 | 0 | 0 | 0 | 0 | 0 | [5 empty] | 0 | [5 empty] | 0 | [5 empty] | 0
|  | C2 | 0 | 0 | 0 | 0 | 0 | 0 | [5 empty] | 0 | [5 empty] | 0 | [5 empty] | 0 | [5 empty] | 0 | [5 empty] | 0 | [5 empty] | 0 | [5 empty] | 0 | [5 empty] | 0 | [5 empty] | 0 | [5 empty] | 0 | 0 | 0 | 0 | 0 | 0 | 0 | [5 empty] | 0 | [5 empty] | 0 | [5 empty] | 0
|  | C3 | 0 | 0 | 0 | 0 | 0 | 0 | [5 empty] | 0 | [5 empty] | 0 | [5 empty] | 0 | [5 empty] | 0 | [5 empty] | 0 | [5 empty] | 0 | [5 empty] | 0 | [5 empty] | 0 | [5 empty] | 0 | [5 empty] | 0 | 0 | 0 | 0 | 0 | 0 | 0 | [5 empty] | 0 | [5 empty] | 0 | [5 empty] | 0
|  | C4 | 0 | 0 | 0 | 0 | 0 | 0 | [5 empty] | 0 | [5 empty] | 0 | [5 empty] | 0 | [5 empty] | 0 | [5 empty] | 0 | [5 empty] | 0 | [5 empty] | 0 | [5 empty] | 0 | [5 empty] | 0 | [5 empty] | 0 | 0 | 0 | 0 | 0 | 0 | 0 | [5 empty] | 0 | [5 empty] | 0 | [5 empty] | 0
|  |  | 0 | 0 | 0 | 0 | 0 | 0 | 0 | 0 | 0 | 0 | 0 | 0 | 0 | 0 | 0 | 0 | 0 | 0 | 0 | 0 | 0 | 0 | 0 | 0 | 0 | 0 | 0 | 0 | 0 | 0 | 0 | 0 | 0 | 0 | 0 | 0 | 0 | 0 | 0 | 0 | 0 | 0 | 0 | 0 | 0 | 0 | 0 | 0 | 0 | 0 | 0 | 0 | 0 | 0 | 0 | 0 | 0 | 0 | 0 | 0 | 0 | 0 | 0 | 0 | 0 | 0 | 0 | 0 | 0 | 0 | 0 | 0 | 0 | 0 | 0 | 0 | 0 | 0 | 0 | 0 | 0 | 0 | 0 | 0 | 0 | 0 | 0 | 0 | 0 | 0
| 2027 | C1 | 0 | 0 | 0 | 0 | 0 | 0 | [5 empty] | 0 | [5 empty] | 0 | [5 empty] | 0 | [5 empty] | 0 | [5 empty] | 0 | [5 empty] | 0 | [5 empty] | 0 | [5 empty] | 0 | [5 empty] | 0 | [5 empty] | 0 | 0 | 0 | 0 | 0 | 0 | 0 | [5 empty] | 0 | [5 empty] | 0 | [5 empty] | 0
|  | C2 | 0 | 0 | 0 | 0 | 0 | 0 | [5 empty] | 0 | [5 empty] | 0 | [5 empty] | 0 | [5 empty] | 0 | [5 empty] | 0 | [5 empty] | 0 | [5 empty] | 0 | [5 empty] | 0 | [5 empty] | 0 | [5 empty] | 0 | 0 | 0 | 0 | 0 | 0 | 0 | [5 empty] | 0 | [5 empty] | 0 | [5 empty] | 0
|  | C3 | 0 | 0 | 0 | 0 | 0 | 0 | [5 empty] | 0 | [5 empty] | 0 | [5 empty] | 0 | [5 empty] | 0 | [5 empty] | 0 | [5 empty] | 0 | [5 empty] | 0 | [5 empty] | 0 | [5 empty] | 0 | [5 empty] | 0 | 0 | 0 | 0 | 0 | 0 | 0 | [5 empty] | 0 | [5 empty] | 0 | [5 empty] | 0
|  | C4 | 0 | 0 | 0 | 0 | 0 | 0 | [5 empty] | 0 | [5 empty] | 0 | [5 empty] | 0 | [5 empty] | 0 | [5 empty] | 0 | [5 empty] | 0 | [5 empty] | 0 | [5 empty] | 0 | [5 empty] | 0 | [5 empty] | 0 | 0 | 0 | 0 | 0 | 0 | 0 | [5 empty] | 0 | [5 empty] | 0 | [5 empty] | 0
|  |  | 0 | 0 | 0 | 0 | 0 | 0 | 0 | 0 | 0 | 0 | 0 | 0 | 0 | 0 | 0 | 0 | 0 | 0 | 0 | 0 | 0 | 0 | 0 | 0 | 0 | 0 | 0 | 0 | 0 | 0 | 0 | 0 | 0 | 0 | 0 | 0 | 0 | 0 | 0 | 0 | 0 | 0 | 0 | 0 | 0 | 0 | 0 | 0 | 0 | 0 | 0 | 0 | 0 | 0 | 0 | 0 | 0 | 0 | 0 | 0 | 0 | 0 | 0 | 0 | 0 | 0 | 0 | 0 | 0 | 0 | 0 | 0 | 0 | 0 | 0 | 0 | 0 | 0 | 0 | 0 | 0 | 0 | 0 | 0 | 0 | 0 | 0 | 0 | 0 | 0
| 2028 | C1 | 0 | 0 | 0 | 0 | 0 | 0 | [5 empty] | 0 | [5 empty] | 0 | [5 empty] | 0 | [5 empty] | 0 | [5 empty] | 0 | [5 empty] | 0 | [5 empty] | 0 | [5 empty] | 0 | [5 empty] | 0 | [5 empty] | 0 | 0 | 0 | 0 | 0 | 0 | 0 | [5 empty] | 0 | [5 empty] | 0 | [5 empty] | 0
|  | C2 | 0 | 0 | 0 | 0 | 0 | 0 | [5 empty] | 0 | [5 empty] | 0 | [5 empty] | 0 | [5 empty] | 0 | [5 empty] | 0 | [5 empty] | 0 | [5 empty] | 0 | [5 empty] | 0 | [5 empty] | 0 | [5 empty] | 0 | 0 | 0 | 0 | 0 | 0 | 0 | [5 empty] | 0 | [5 empty] | 0 | [5 empty] | 0
|  | C3 | 0 | 0 | 0 | 0 | 0 | 0 | [5 empty] | 0 | [5 empty] | 0 | [5 empty] | 0 | [5 empty] | 0 | [5 empty] | 0 | [5 empty] | 0 | [5 empty] | 0 | [5 empty] | 0 | [5 empty] | 0 | [5 empty] | 0 | 0 | 0 | 0 | 0 | 0 | 0 | [5 empty] | 0 | [5 empty] | 0 | [5 empty] | 0
|  | C4 | 0 | 0 | 0 | 0 | 0 | 0 | [5 empty] | 0 | [5 empty] | 0 | [5 empty] | 0 | [5 empty] | 0 | [5 empty] | 0 | [5 empty] | 0 | [5 empty] | 0 | [5 empty] | 0 | [5 empty] | 0 | [5 empty] | 0 | 0 | 0 | 0 | 0 | 0 | 0 | [5 empty] | 0 | [5 empty] | 0 | [5 empty] | 0
|  |  | 0 | 0 | 0 | 0 | 0 | 0 | 0 | 0 | 0 | 0 | 0 | 0 | 0 | 0 | 0 | 0 | 0 | 0 | 0 | 0 | 0 | 0 | 0 | 0 | 0 | 0 | 0 | 0 | 0 | 0 | 0 | 0 | 0 | 0 | 0 | 0 | 0 | 0 | 0 | 0 | 0 | 0 | 0 | 0 | 0 | 0 | 0 | 0 | 0 | 0 | 0 | 0 | 0 | 0 | 0 | 0 | 0 | 0 | 0 | 0 | 0 | 0 | 0 | 0 | 0 | 0 | 0 | 0 | 0 | 0 | 0 | 0 | 0 | 0 | 0 | 0 | 0 | 0 | 0 | 0 | 0 | 0 | 0 | 0 | 0 | 0 | 0 | 0 | 0 | 0
56 | 132kV CB (Air Insulated Busbars) (ID) (GM)
| 2024 | C1 | [5 empty] | 0 | [5 empty] | 0 | [5 empty] | 0 | [5 empty] | 0 | [5 empty] | 0 | [5 empty] | 0 | [5 empty] | 0 | [5 empty] | 0 | [5 empty] | 0 | [5 empty] | 0 | [5 empty] | 0 | 0 | 0 | 0 | 0 | 0 | 0 | [5 empty] | 0 | [5 empty] | 0 | [5 empty] | 0
|  | C2 | [5 empty] | 0 | [5 empty] | 0 | [5 empty] | 0 | [5 empty] | 0 | [5 empty] | 0 | [5 empty] | 0 | [5 empty] | 0 | [5 empty] | 0 | [5 empty] | 0 | [5 empty] | 0 | [5 empty] | 0 | 0 | 0 | 0 | 0 | 0 | 0 | [5 empty] | 0 | [5 empty] | 0 | [5 empty] | 0
|  | C3 | [5 empty] | 0 | [5 empty] | 0 | [5 empty] | 0 | [5 empty] | 0 | [5 empty] | 0 | [5 empty] | 0 | [5 empty] | 0 | [5 empty] | 0 | [5 empty] | 0 | [5 empty] | 0 | [5 empty] | 0 | 0 | 0 | 0 | 0 | 0 | 0 | [5 empty] | 0 | [5 empty] | 0 | [5 empty] | 0
|  | C4 | [5 empty] | 0 | [5 empty] | 0 | [5 empty] | 0 | [5 empty] | 0 | [5 empty] | 0 | [5 empty] | 0 | [5 empty] | 0 | [5 empty] | 0 | [5 empty] | 0 | [5 empty] | 0 | [5 empty] | 0 | 0 | 0 | 0 | 0 | 0 | 0 | [5 empty] | 0 | [5 empty] | 0 | [5 empty] | 0
|  |  | 0 | 0 | 0 | 0 | 0 | 0 | 0 | 0 | 0 | 0 | 0 | 0 | 0 | 0 | 0 | 0 | 0 | 0 | 0 | 0 | 0 | 0 | 0 | 0 | 0 | 0 | 0 | 0 | 0 | 0 | 0 | 0 | 0 | 0 | 0 | 0 | 0 | 0 | 0 | 0 | 0 | 0 | 0 | 0 | 0 | 0 | 0 | 0 | 0 | 0 | 0 | 0 | 0 | 0 | 0 | 0 | 0 | 0 | 0 | 0 | 0 | 0 | 0 | 0 | 0 | 0 | 0 | 0 | 0 | 0 | 0 | 0 | 0 | 0 | 0 | 0 | 0 | 0 | 0 | 0 | 0 | 0 | 0 | 0 | 0 | 0 | 0 | 0 | 0 | 0
| 2025 | C1 | 0 | 0 | 0 | 0 | 0 | 0 | [5 empty] | 0 | [5 empty] | 0 | [5 empty] | 0 | [5 empty] | 0 | [5 empty] | 0 | [5 empty] | 0 | [5 empty] | 0 | [5 empty] | 0 | [5 empty] | 0 | [5 empty] | 0 | 0 | 0 | 0 | 0 | 0 | 0 | [5 empty] | 0 | [5 empty] | 0 | [5 empty] | 0
|  | C2 | 0 | 0 | 0 | 0 | 0 | 0 | [5 empty] | 0 | [5 empty] | 0 | [5 empty] | 0 | [5 empty] | 0 | [5 empty] | 0 | [5 empty] | 0 | [5 empty] | 0 | [5 empty] | 0 | [5 empty] | 0 | [5 empty] | 0 | 0 | 0 | 0 | 0 | 0 | 0 | [5 empty] | 0 | [5 empty] | 0 | [5 empty] | 0
|  | C3 | 0 | 0 | 0 | 0 | 0 | 0 | [5 empty] | 0 | [5 empty] | 0 | [5 empty] | 0 | [5 empty] | 0 | [5 empty] | 0 | [5 empty] | 0 | [5 empty] | 0 | [5 empty] | 0 | [5 empty] | 0 | [5 empty] | 0 | 0 | 0 | 0 | 0 | 0 | 0 | [5 empty] | 0 | [5 empty] | 0 | [5 empty] | 0
|  | C4 | 0 | 0 | 0 | 0 | 0 | 0 | [5 empty] | 0 | [5 empty] | 0 | [5 empty] | 0 | [5 empty] | 0 | [5 empty] | 0 | [5 empty] | 0 | [5 empty] | 0 | [5 empty] | 0 | [5 empty] | 0 | [5 empty] | 0 | 0 | 0 | 0 | 0 | 0 | 0 | [5 empty] | 0 | [5 empty] | 0 | [5 empty] | 0
|  |  | 0 | 0 | 0 | 0 | 0 | 0 | 0 | 0 | 0 | 0 | 0 | 0 | 0 | 0 | 0 | 0 | 0 | 0 | 0 | 0 | 0 | 0 | 0 | 0 | 0 | 0 | 0 | 0 | 0 | 0 | 0 | 0 | 0 | 0 | 0 | 0 | 0 | 0 | 0 | 0 | 0 | 0 | 0 | 0 | 0 | 0 | 0 | 0 | 0 | 0 | 0 | 0 | 0 | 0 | 0 | 0 | 0 | 0 | 0 | 0 | 0 | 0 | 0 | 0 | 0 | 0 | 0 | 0 | 0 | 0 | 0 | 0 | 0 | 0 | 0 | 0 | 0 | 0 | 0 | 0 | 0 | 0 | 0 | 0 | 0 | 0 | 0 | 0 | 0 | 0
| 2026 | C1 | 0 | 0 | 0 | 0 | 0 | 0 | [5 empty] | 0 | [5 empty] | 0 | [5 empty] | 0 | [5 empty] | 0 | [5 empty] | 0 | [5 empty] | 0 | [5 empty] | 0 | [5 empty] | 0 | [5 empty] | 0 | [5 empty] | 0 | 0 | 0 | 0 | 0 | 0 | 0 | [5 empty] | 0 | [5 empty] | 0 | [5 empty] | 0
|  | C2 | 0 | 0 | 0 | 0 | 0 | 0 | [5 empty] | 0 | [5 empty] | 0 | [5 empty] | 0 | [5 empty] | 0 | [5 empty] | 0 | [5 empty] | 0 | [5 empty] | 0 | [5 empty] | 0 | [5 empty] | 0 | [5 empty] | 0 | 0 | 0 | 0 | 0 | 0 | 0 | [5 empty] | 0 | [5 empty] | 0 | [5 empty] | 0
|  | C3 | 0 | 0 | 0 | 0 | 0 | 0 | [5 empty] | 0 | [5 empty] | 0 | [5 empty] | 0 | [5 empty] | 0 | [5 empty] | 0 | [5 empty] | 0 | [5 empty] | 0 | [5 empty] | 0 | [5 empty] | 0 | [5 empty] | 0 | 0 | 0 | 0 | 0 | 0 | 0 | [5 empty] | 0 | [5 empty] | 0 | [5 empty] | 0
|  | C4 | 0 | 0 | 0 | 0 | 0 | 0 | [5 empty] | 0 | [5 empty] | 0 | [5 empty] | 0 | [5 empty] | 0 | [5 empty] | 0 | [5 empty] | 0 | [5 empty] | 0 | [5 empty] | 0 | [5 empty] | 0 | [5 empty] | 0 | 0 | 0 | 0 | 0 | 0 | 0 | [5 empty] | 0 | [5 empty] | 0 | [5 empty] | 0
|  |  | 0 | 0 | 0 | 0 | 0 | 0 | 0 | 0 | 0 | 0 | 0 | 0 | 0 | 0 | 0 | 0 | 0 | 0 | 0 | 0 | 0 | 0 | 0 | 0 | 0 | 0 | 0 | 0 | 0 | 0 | 0 | 0 | 0 | 0 | 0 | 0 | 0 | 0 | 0 | 0 | 0 | 0 | 0 | 0 | 0 | 0 | 0 | 0 | 0 | 0 | 0 | 0 | 0 | 0 | 0 | 0 | 0 | 0 | 0 | 0 | 0 | 0 | 0 | 0 | 0 | 0 | 0 | 0 | 0 | 0 | 0 | 0 | 0 | 0 | 0 | 0 | 0 | 0 | 0 | 0 | 0 | 0 | 0 | 0 | 0 | 0 | 0 | 0 | 0 | 0
| 2027 | C1 | 0 | 0 | 0 | 0 | 0 | 0 | [5 empty] | 0 | [5 empty] | 0 | [5 empty] | 0 | [5 empty] | 0 | [5 empty] | 0 | [5 empty] | 0 | [5 empty] | 0 | [5 empty] | 0 | [5 empty] | 0 | [5 empty] | 0 | 0 | 0 | 0 | 0 | 0 | 0 | [5 empty] | 0 | [5 empty] | 0 | [5 empty] | 0
|  | C2 | 0 | 0 | 0 | 0 | 0 | 0 | [5 empty] | 0 | [5 empty] | 0 | [5 empty] | 0 | [5 empty] | 0 | [5 empty] | 0 | [5 empty] | 0 | [5 empty] | 0 | [5 empty] | 0 | [5 empty] | 0 | [5 empty] | 0 | 0 | 0 | 0 | 0 | 0 | 0 | [5 empty] | 0 | [5 empty] | 0 | [5 empty] | 0
|  | C3 | 0 | 0 | 0 | 0 | 0 | 0 | [5 empty] | 0 | [5 empty] | 0 | [5 empty] | 0 | [5 empty] | 0 | [5 empty] | 0 | [5 empty] | 0 | [5 empty] | 0 | [5 empty] | 0 | [5 empty] | 0 | [5 empty] | 0 | 0 | 0 | 0 | 0 | 0 | 0 | [5 empty] | 0 | [5 empty] | 0 | [5 empty] | 0
|  | C4 | 0 | 0 | 0 | 0 | 0 | 0 | [5 empty] | 0 | [5 empty] | 0 | [5 empty] | 0 | [5 empty] | 0 | [5 empty] | 0 | [5 empty] | 0 | [5 empty] | 0 | [5 empty] | 0 | [5 empty] | 0 | [5 empty] | 0 | 0 | 0 | 0 | 0 | 0 | 0 | [5 empty] | 0 | [5 empty] | 0 | [5 empty] | 0
|  |  | 0 | 0 | 0 | 0 | 0 | 0 | 0 | 0 | 0 | 0 | 0 | 0 | 0 | 0 | 0 | 0 | 0 | 0 | 0 | 0 | 0 | 0 | 0 | 0 | 0 | 0 | 0 | 0 | 0 | 0 | 0 | 0 | 0 | 0 | 0 | 0 | 0 | 0 | 0 | 0 | 0 | 0 | 0 | 0 | 0 | 0 | 0 | 0 | 0 | 0 | 0 | 0 | 0 | 0 | 0 | 0 | 0 | 0 | 0 | 0 | 0 | 0 | 0 | 0 | 0 | 0 | 0 | 0 | 0 | 0 | 0 | 0 | 0 | 0 | 0 | 0 | 0 | 0 | 0 | 0 | 0 | 0 | 0 | 0 | 0 | 0 | 0 | 0 | 0 | 0
| 2028 | C1 | 0 | 0 | 0 | 0 | 0 | 0 | [5 empty] | 0 | [5 empty] | 0 | [5 empty] | 0 | [5 empty] | 0 | [5 empty] | 0 | [5 empty] | 0 | [5 empty] | 0 | [5 empty] | 0 | [5 empty] | 0 | [5 empty] | 0 | 0 | 0 | 0 | 0 | 0 | 0 | [5 empty] | 0 | [5 empty] | 0 | [5 empty] | 0
|  | C2 | 0 | 0 | 0 | 0 | 0 | 0 | [5 empty] | 0 | [5 empty] | 0 | [5 empty] | 0 | [5 empty] | 0 | [5 empty] | 0 | [5 empty] | 0 | [5 empty] | 0 | [5 empty] | 0 | [5 empty] | 0 | [5 empty] | 0 | 0 | 0 | 0 | 0 | 0 | 0 | [5 empty] | 0 | [5 empty] | 0 | [5 empty] | 0
|  | C3 | 0 | 0 | 0 | 0 | 0 | 0 | [5 empty] | 0 | [5 empty] | 0 | [5 empty] | 0 | [5 empty] | 0 | [5 empty] | 0 | [5 empty] | 0 | [5 empty] | 0 | [5 empty] | 0 | [5 empty] | 0 | [5 empty] | 0 | 0 | 0 | 0 | 0 | 0 | 0 | [5 empty] | 0 | [5 empty] | 0 | [5 empty] | 0
|  | C4 | 0 | 0 | 0 | 0 | 0 | 0 | [5 empty] | 0 | [5 empty] | 0 | [5 empty] | 0 | [5 empty] | 0 | [5 empty] | 0 | [5 empty] | 0 | [5 empty] | 0 | [5 empty] | 0 | [5 empty] | 0 | [5 empty] | 0 | 0 | 0 | 0 | 0 | 0 | 0 | [5 empty] | 0 | [5 empty] | 0 | [5 empty] | 0
|  |  | 0 | 0 | 0 | 0 | 0 | 0 | 0 | 0 | 0 | 0 | 0 | 0 | 0 | 0 | 0 | 0 | 0 | 0 | 0 | 0 | 0 | 0 | 0 | 0 | 0 | 0 | 0 | 0 | 0 | 0 | 0 | 0 | 0 | 0 | 0 | 0 | 0 | 0 | 0 | 0 | 0 | 0 | 0 | 0 | 0 | 0 | 0 | 0 | 0 | 0 | 0 | 0 | 0 | 0 | 0 | 0 | 0 | 0 | 0 | 0 | 0 | 0 | 0 | 0 | 0 | 0 | 0 | 0 | 0 | 0 | 0 | 0 | 0 | 0 | 0 | 0 | 0 | 0 | 0 | 0 | 0 | 0 | 0 | 0 | 0 | 0 | 0 | 0 | 0 | 0
57 | 132kV CB (Air Insulated Busbars) (OD) (GM)
| 2024 | C1 | [5 empty] | 0 | [5 empty] | 0 | [5 empty] | 0 | [5 empty] | 0 | [5 empty] | 0 | [5 empty] | 0 | [5 empty] | 0 | [5 empty] | 0 | [5 empty] | 0 | [5 empty] | 0 | [5 empty] | 0 | 0 | 0 | 0 | 0 | 0 | 0 | [5 empty] | 0 | [5 empty] | 0 | [5 empty] | 0
|  | C2 | [5 empty] | 0 | [5 empty] | 0 | [5 empty] | 0 | [5 empty] | 0 | [5 empty] | 0 | [5 empty] | 0 | [5 empty] | 0 | [5 empty] | 0 | [5 empty] | 0 | [5 empty] | 0 | [5 empty] | 0 | 0 | 0 | 0 | 0 | 0 | 0 | [5 empty] | 0 | [5 empty] | 0 | [5 empty] | 0
|  | C3 | [5 empty] | 0 | [5 empty] | 0 | [5 empty] | 0 | [5 empty] | 0 | [5 empty] | 0 | [5 empty] | 0 | [5 empty] | 0 | [5 empty] | 0 | [5 empty] | 0 | [5 empty] | 0 | [5 empty] | 0 | 0 | 0 | 0 | 0 | 0 | 0 | [5 empty] | 0 | [5 empty] | 0 | [5 empty] | 0
|  | C4 | [5 empty] | 0 | [5 empty] | 0 | [5 empty] | 0 | [5 empty] | 0 | [5 empty] | 0 | [5 empty] | 0 | [5 empty] | 0 | [5 empty] | 0 | [5 empty] | 0 | [5 empty] | 0 | [5 empty] | 0 | 0 | 0 | 0 | 0 | 0 | 0 | [5 empty] | 0 | [5 empty] | 0 | [5 empty] | 0
|  |  | 0 | 0 | 0 | 0 | 0 | 0 | 0 | 0 | 0 | 0 | 0 | 0 | 0 | 0 | 0 | 0 | 0 | 0 | 0 | 0 | 0 | 0 | 0 | 0 | 0 | 0 | 0 | 0 | 0 | 0 | 0 | 0 | 0 | 0 | 0 | 0 | 0 | 0 | 0 | 0 | 0 | 0 | 0 | 0 | 0 | 0 | 0 | 0 | 0 | 0 | 0 | 0 | 0 | 0 | 0 | 0 | 0 | 0 | 0 | 0 | 0 | 0 | 0 | 0 | 0 | 0 | 0 | 0 | 0 | 0 | 0 | 0 | 0 | 0 | 0 | 0 | 0 | 0 | 0 | 0 | 0 | 0 | 0 | 0 | 0 | 0 | 0 | 0 | 0 | 0
| 2025 | C1 | 0 | 0 | 0 | 0 | 0 | 0 | [5 empty] | 0 | [5 empty] | 0 | [5 empty] | 0 | [5 empty] | 0 | [5 empty] | 0 | [5 empty] | 0 | [5 empty] | 0 | [5 empty] | 0 | [5 empty] | 0 | [5 empty] | 0 | 0 | 0 | 0 | 0 | 0 | 0 | [5 empty] | 0 | [5 empty] | 0 | [5 empty] | 0
|  | C2 | 0 | 0 | 0 | 0 | 0 | 0 | [5 empty] | 0 | [5 empty] | 0 | [5 empty] | 0 | [5 empty] | 0 | [5 empty] | 0 | [5 empty] | 0 | [5 empty] | 0 | [5 empty] | 0 | [5 empty] | 0 | [5 empty] | 0 | 0 | 0 | 0 | 0 | 0 | 0 | [5 empty] | 0 | [5 empty] | 0 | [5 empty] | 0
|  | C3 | 0 | 0 | 0 | 0 | 0 | 0 | [5 empty] | 0 | [5 empty] | 0 | [5 empty] | 0 | [5 empty] | 0 | [5 empty] | 0 | [5 empty] | 0 | [5 empty] | 0 | [5 empty] | 0 | [5 empty] | 0 | [5 empty] | 0 | 0 | 0 | 0 | 0 | 0 | 0 | [5 empty] | 0 | [5 empty] | 0 | [5 empty] | 0
|  | C4 | 0 | 0 | 0 | 0 | 0 | 0 | [5 empty] | 0 | [5 empty] | 0 | [5 empty] | 0 | [5 empty] | 0 | [5 empty] | 0 | [5 empty] | 0 | [5 empty] | 0 | [5 empty] | 0 | [5 empty] | 0 | [5 empty] | 0 | 0 | 0 | 0 | 0 | 0 | 0 | [5 empty] | 0 | [5 empty] | 0 | [5 empty] | 0
|  |  | 0 | 0 | 0 | 0 | 0 | 0 | 0 | 0 | 0 | 0 | 0 | 0 | 0 | 0 | 0 | 0 | 0 | 0 | 0 | 0 | 0 | 0 | 0 | 0 | 0 | 0 | 0 | 0 | 0 | 0 | 0 | 0 | 0 | 0 | 0 | 0 | 0 | 0 | 0 | 0 | 0 | 0 | 0 | 0 | 0 | 0 | 0 | 0 | 0 | 0 | 0 | 0 | 0 | 0 | 0 | 0 | 0 | 0 | 0 | 0 | 0 | 0 | 0 | 0 | 0 | 0 | 0 | 0 | 0 | 0 | 0 | 0 | 0 | 0 | 0 | 0 | 0 | 0 | 0 | 0 | 0 | 0 | 0 | 0 | 0 | 0 | 0 | 0 | 0 | 0
| 2026 | C1 | 0 | 0 | 0 | 0 | 0 | 0 | [5 empty] | 0 | [5 empty] | 0 | [5 empty] | 0 | [5 empty] | 0 | [5 empty] | 0 | [5 empty] | 0 | [5 empty] | 0 | [5 empty] | 0 | [5 empty] | 0 | [5 empty] | 0 | 0 | 0 | 0 | 0 | 0 | 0 | [5 empty] | 0 | [5 empty] | 0 | [5 empty] | 0
|  | C2 | 0 | 0 | 0 | 0 | 0 | 0 | [5 empty] | 0 | [5 empty] | 0 | [5 empty] | 0 | [5 empty] | 0 | [5 empty] | 0 | [5 empty] | 0 | [5 empty] | 0 | [5 empty] | 0 | [5 empty] | 0 | [5 empty] | 0 | 0 | 0 | 0 | 0 | 0 | 0 | [5 empty] | 0 | [5 empty] | 0 | [5 empty] | 0
|  | C3 | 0 | 0 | 0 | 0 | 0 | 0 | [5 empty] | 0 | [5 empty] | 0 | [5 empty] | 0 | [5 empty] | 0 | [5 empty] | 0 | [5 empty] | 0 | [5 empty] | 0 | [5 empty] | 0 | [5 empty] | 0 | [5 empty] | 0 | 0 | 0 | 0 | 0 | 0 | 0 | [5 empty] | 0 | [5 empty] | 0 | [5 empty] | 0
|  | C4 | 0 | 0 | 0 | 0 | 0 | 0 | [5 empty] | 0 | [5 empty] | 0 | [5 empty] | 0 | [5 empty] | 0 | [5 empty] | 0 | [5 empty] | 0 | [5 empty] | 0 | [5 empty] | 0 | [5 empty] | 0 | [5 empty] | 0 | 0 | 0 | 0 | 0 | 0 | 0 | [5 empty] | 0 | [5 empty] | 0 | [5 empty] | 0
|  |  | 0 | 0 | 0 | 0 | 0 | 0 | 0 | 0 | 0 | 0 | 0 | 0 | 0 | 0 | 0 | 0 | 0 | 0 | 0 | 0 | 0 | 0 | 0 | 0 | 0 | 0 | 0 | 0 | 0 | 0 | 0 | 0 | 0 | 0 | 0 | 0 | 0 | 0 | 0 | 0 | 0 | 0 | 0 | 0 | 0 | 0 | 0 | 0 | 0 | 0 | 0 | 0 | 0 | 0 | 0 | 0 | 0 | 0 | 0 | 0 | 0 | 0 | 0 | 0 | 0 | 0 | 0 | 0 | 0 | 0 | 0 | 0 | 0 | 0 | 0 | 0 | 0 | 0 | 0 | 0 | 0 | 0 | 0 | 0 | 0 | 0 | 0 | 0 | 0 | 0
| 2027 | C1 | 0 | 0 | 0 | 0 | 0 | 0 | [5 empty] | 0 | [5 empty] | 0 | [5 empty] | 0 | [5 empty] | 0 | [5 empty] | 0 | [5 empty] | 0 | [5 empty] | 0 | [5 empty] | 0 | [5 empty] | 0 | [5 empty] | 0 | 0 | 0 | 0 | 0 | 0 | 0 | [5 empty] | 0 | [5 empty] | 0 | [5 empty] | 0
|  | C2 | 0 | 0 | 0 | 0 | 0 | 0 | [5 empty] | 0 | [5 empty] | 0 | [5 empty] | 0 | [5 empty] | 0 | [5 empty] | 0 | [5 empty] | 0 | [5 empty] | 0 | [5 empty] | 0 | [5 empty] | 0 | [5 empty] | 0 | 0 | 0 | 0 | 0 | 0 | 0 | [5 empty] | 0 | [5 empty] | 0 | [5 empty] | 0
|  | C3 | 0 | 0 | 0 | 0 | 0 | 0 | [5 empty] | 0 | [5 empty] | 0 | [5 empty] | 0 | [5 empty] | 0 | [5 empty] | 0 | [5 empty] | 0 | [5 empty] | 0 | [5 empty] | 0 | [5 empty] | 0 | [5 empty] | 0 | 0 | 0 | 0 | 0 | 0 | 0 | [5 empty] | 0 | [5 empty] | 0 | [5 empty] | 0
|  | C4 | 0 | 0 | 0 | 0 | 0 | 0 | [5 empty] | 0 | [5 empty] | 0 | [5 empty] | 0 | [5 empty] | 0 | [5 empty] | 0 | [5 empty] | 0 | [5 empty] | 0 | [5 empty] | 0 | [5 empty] | 0 | [5 empty] | 0 | 0 | 0 | 0 | 0 | 0 | 0 | [5 empty] | 0 | [5 empty] | 0 | [5 empty] | 0
|  |  | 0 | 0 | 0 | 0 | 0 | 0 | 0 | 0 | 0 | 0 | 0 | 0 | 0 | 0 | 0 | 0 | 0 | 0 | 0 | 0 | 0 | 0 | 0 | 0 | 0 | 0 | 0 | 0 | 0 | 0 | 0 | 0 | 0 | 0 | 0 | 0 | 0 | 0 | 0 | 0 | 0 | 0 | 0 | 0 | 0 | 0 | 0 | 0 | 0 | 0 | 0 | 0 | 0 | 0 | 0 | 0 | 0 | 0 | 0 | 0 | 0 | 0 | 0 | 0 | 0 | 0 | 0 | 0 | 0 | 0 | 0 | 0 | 0 | 0 | 0 | 0 | 0 | 0 | 0 | 0 | 0 | 0 | 0 | 0 | 0 | 0 | 0 | 0 | 0 | 0
| 2028 | C1 | 0 | 0 | 0 | 0 | 0 | 0 | [5 empty] | 0 | [5 empty] | 0 | [5 empty] | 0 | [5 empty] | 0 | [5 empty] | 0 | [5 empty] | 0 | [5 empty] | 0 | [5 empty] | 0 | [5 empty] | 0 | [5 empty] | 0 | 0 | 0 | 0 | 0 | 0 | 0 | [5 empty] | 0 | [5 empty] | 0 | [5 empty] | 0
|  | C2 | 0 | 0 | 0 | 0 | 0 | 0 | [5 empty] | 0 | [5 empty] | 0 | [5 empty] | 0 | [5 empty] | 0 | [5 empty] | 0 | [5 empty] | 0 | [5 empty] | 0 | [5 empty] | 0 | [5 empty] | 0 | [5 empty] | 0 | 0 | 0 | 0 | 0 | 0 | 0 | [5 empty] | 0 | [5 empty] | 0 | [5 empty] | 0
|  | C3 | 0 | 0 | 0 | 0 | 0 | 0 | [5 empty] | 0 | [5 empty] | 0 | [5 empty] | 0 | [5 empty] | 0 | [5 empty] | 0 | [5 empty] | 0 | [5 empty] | 0 | [5 empty] | 0 | [5 empty] | 0 | [5 empty] | 0 | 0 | 0 | 0 | 0 | 0 | 0 | [5 empty] | 0 | [5 empty] | 0 | [5 empty] | 0
|  | C4 | 0 | 0 | 0 | 0 | 0 | 0 | [5 empty] | 0 | [5 empty] | 0 | [5 empty] | 0 | [5 empty] | 0 | [5 empty] | 0 | [5 empty] | 0 | [5 empty] | 0 | [5 empty] | 0 | [5 empty] | 0 | [5 empty] | 0 | 0 | 0 | 0 | 0 | 0 | 0 | [5 empty] | 0 | [5 empty] | 0 | [5 empty] | 0
|  |  | 0 | 0 | 0 | 0 | 0 | 0 | 0 | 0 | 0 | 0 | 0 | 0 | 0 | 0 | 0 | 0 | 0 | 0 | 0 | 0 | 0 | 0 | 0 | 0 | 0 | 0 | 0 | 0 | 0 | 0 | 0 | 0 | 0 | 0 | 0 | 0 | 0 | 0 | 0 | 0 | 0 | 0 | 0 | 0 | 0 | 0 | 0 | 0 | 0 | 0 | 0 | 0 | 0 | 0 | 0 | 0 | 0 | 0 | 0 | 0 | 0 | 0 | 0 | 0 | 0 | 0 | 0 | 0 | 0 | 0 | 0 | 0 | 0 | 0 | 0 | 0 | 0 | 0 | 0 | 0 | 0 | 0 | 0 | 0 | 0 | 0 | 0 | 0 | 0 | 0
58 | 132kV CB (Gas Insulated Busbars) (ID) (GM)
| 2024 | C1 | [5 empty] | 0 | [5 empty] | 0 | [5 empty] | 0 | [5 empty] | 0 | [5 empty] | 0 | [5 empty] | 0 | [5 empty] | 0 | [5 empty] | 0 | [5 empty] | 0 | [5 empty] | 0 | [5 empty] | 0 | 0 | 0 | 0 | 0 | 0 | 0 | [5 empty] | 0 | [5 empty] | 0 | [5 empty] | 0
|  | C2 | [5 empty] | 0 | [5 empty] | 0 | [5 empty] | 0 | [5 empty] | 0 | [5 empty] | 0 | [5 empty] | 0 | [5 empty] | 0 | [5 empty] | 0 | [5 empty] | 0 | [5 empty] | 0 | [5 empty] | 0 | 0 | 0 | 0 | 0 | 0 | 0 | [5 empty] | 0 | [5 empty] | 0 | [5 empty] | 0
|  | C3 | [5 empty] | 0 | [5 empty] | 0 | [5 empty] | 0 | [5 empty] | 0 | [5 empty] | 0 | [5 empty] | 0 | [5 empty] | 0 | [5 empty] | 0 | [5 empty] | 0 | [5 empty] | 0 | [5 empty] | 0 | 0 | 0 | 0 | 0 | 0 | 0 | [5 empty] | 0 | [5 empty] | 0 | [5 empty] | 0
|  | C4 | [5 empty] | 0 | [5 empty] | 0 | [5 empty] | 0 | [5 empty] | 0 | [5 empty] | 0 | [5 empty] | 0 | [5 empty] | 0 | [5 empty] | 0 | [5 empty] | 0 | [5 empty] | 0 | [5 empty] | 0 | 0 | 0 | 0 | 0 | 0 | 0 | [5 empty] | 0 | [5 empty] | 0 | [5 empty] | 0
|  |  | 0 | 0 | 0 | 0 | 0 | 0 | 0 | 0 | 0 | 0 | 0 | 0 | 0 | 0 | 0 | 0 | 0 | 0 | 0 | 0 | 0 | 0 | 0 | 0 | 0 | 0 | 0 | 0 | 0 | 0 | 0 | 0 | 0 | 0 | 0 | 0 | 0 | 0 | 0 | 0 | 0 | 0 | 0 | 0 | 0 | 0 | 0 | 0 | 0 | 0 | 0 | 0 | 0 | 0 | 0 | 0 | 0 | 0 | 0 | 0 | 0 | 0 | 0 | 0 | 0 | 0 | 0 | 0 | 0 | 0 | 0 | 0 | 0 | 0 | 0 | 0 | 0 | 0 | 0 | 0 | 0 | 0 | 0 | 0 | 0 | 0 | 0 | 0 | 0 | 0
| 2025 | C1 | 0 | 0 | 0 | 0 | 0 | 0 | [5 empty] | 0 | [5 empty] | 0 | [5 empty] | 0 | [5 empty] | 0 | [5 empty] | 0 | [5 empty] | 0 | [5 empty] | 0 | [5 empty] | 0 | [5 empty] | 0 | [5 empty] | 0 | 0 | 0 | 0 | 0 | 0 | 0 | [5 empty] | 0 | [5 empty] | 0 | [5 empty] | 0
|  | C2 | 0 | 0 | 0 | 0 | 0 | 0 | [5 empty] | 0 | [5 empty] | 0 | [5 empty] | 0 | [5 empty] | 0 | [5 empty] | 0 | [5 empty] | 0 | [5 empty] | 0 | [5 empty] | 0 | [5 empty] | 0 | [5 empty] | 0 | 0 | 0 | 0 | 0 | 0 | 0 | [5 empty] | 0 | [5 empty] | 0 | [5 empty] | 0
|  | C3 | 0 | 0 | 0 | 0 | 0 | 0 | [5 empty] | 0 | [5 empty] | 0 | [5 empty] | 0 | [5 empty] | 0 | [5 empty] | 0 | [5 empty] | 0 | [5 empty] | 0 | [5 empty] | 0 | [5 empty] | 0 | [5 empty] | 0 | 0 | 0 | 0 | 0 | 0 | 0 | [5 empty] | 0 | [5 empty] | 0 | [5 empty] | 0
|  | C4 | 0 | 0 | 0 | 0 | 0 | 0 | [5 empty] | 0 | [5 empty] | 0 | [5 empty] | 0 | [5 empty] | 0 | [5 empty] | 0 | [5 empty] | 0 | [5 empty] | 0 | [5 empty] | 0 | [5 empty] | 0 | [5 empty] | 0 | 0 | 0 | 0 | 0 | 0 | 0 | [5 empty] | 0 | [5 empty] | 0 | [5 empty] | 0
|  |  | 0 | 0 | 0 | 0 | 0 | 0 | 0 | 0 | 0 | 0 | 0 | 0 | 0 | 0 | 0 | 0 | 0 | 0 | 0 | 0 | 0 | 0 | 0 | 0 | 0 | 0 | 0 | 0 | 0 | 0 | 0 | 0 | 0 | 0 | 0 | 0 | 0 | 0 | 0 | 0 | 0 | 0 | 0 | 0 | 0 | 0 | 0 | 0 | 0 | 0 | 0 | 0 | 0 | 0 | 0 | 0 | 0 | 0 | 0 | 0 | 0 | 0 | 0 | 0 | 0 | 0 | 0 | 0 | 0 | 0 | 0 | 0 | 0 | 0 | 0 | 0 | 0 | 0 | 0 | 0 | 0 | 0 | 0 | 0 | 0 | 0 | 0 | 0 | 0 | 0
| 2026 | C1 | 0 | 0 | 0 | 0 | 0 | 0 | [5 empty] | 0 | [5 empty] | 0 | [5 empty] | 0 | [5 empty] | 0 | [5 empty] | 0 | [5 empty] | 0 | [5 empty] | 0 | [5 empty] | 0 | [5 empty] | 0 | [5 empty] | 0 | 0 | 0 | 0 | 0 | 0 | 0 | [5 empty] | 0 | [5 empty] | 0 | [5 empty] | 0
|  | C2 | 0 | 0 | 0 | 0 | 0 | 0 | [5 empty] | 0 | [5 empty] | 0 | [5 empty] | 0 | [5 empty] | 0 | [5 empty] | 0 | [5 empty] | 0 | [5 empty] | 0 | [5 empty] | 0 | [5 empty] | 0 | [5 empty] | 0 | 0 | 0 | 0 | 0 | 0 | 0 | [5 empty] | 0 | [5 empty] | 0 | [5 empty] | 0
|  | C3 | 0 | 0 | 0 | 0 | 0 | 0 | [5 empty] | 0 | [5 empty] | 0 | [5 empty] | 0 | [5 empty] | 0 | [5 empty] | 0 | [5 empty] | 0 | [5 empty] | 0 | [5 empty] | 0 | [5 empty] | 0 | [5 empty] | 0 | 0 | 0 | 0 | 0 | 0 | 0 | [5 empty] | 0 | [5 empty] | 0 | [5 empty] | 0
|  | C4 | 0 | 0 | 0 | 0 | 0 | 0 | [5 empty] | 0 | [5 empty] | 0 | [5 empty] | 0 | [5 empty] | 0 | [5 empty] | 0 | [5 empty] | 0 | [5 empty] | 0 | [5 empty] | 0 | [5 empty] | 0 | [5 empty] | 0 | 0 | 0 | 0 | 0 | 0 | 0 | [5 empty] | 0 | [5 empty] | 0 | [5 empty] | 0
|  |  | 0 | 0 | 0 | 0 | 0 | 0 | 0 | 0 | 0 | 0 | 0 | 0 | 0 | 0 | 0 | 0 | 0 | 0 | 0 | 0 | 0 | 0 | 0 | 0 | 0 | 0 | 0 | 0 | 0 | 0 | 0 | 0 | 0 | 0 | 0 | 0 | 0 | 0 | 0 | 0 | 0 | 0 | 0 | 0 | 0 | 0 | 0 | 0 | 0 | 0 | 0 | 0 | 0 | 0 | 0 | 0 | 0 | 0 | 0 | 0 | 0 | 0 | 0 | 0 | 0 | 0 | 0 | 0 | 0 | 0 | 0 | 0 | 0 | 0 | 0 | 0 | 0 | 0 | 0 | 0 | 0 | 0 | 0 | 0 | 0 | 0 | 0 | 0 | 0 | 0
| 2027 | C1 | 0 | 0 | 0 | 0 | 0 | 0 | [5 empty] | 0 | [5 empty] | 0 | [5 empty] | 0 | [5 empty] | 0 | [5 empty] | 0 | [5 empty] | 0 | [5 empty] | 0 | [5 empty] | 0 | [5 empty] | 0 | [5 empty] | 0 | 0 | 0 | 0 | 0 | 0 | 0 | [5 empty] | 0 | [5 empty] | 0 | [5 empty] | 0
|  | C2 | 0 | 0 | 0 | 0 | 0 | 0 | [5 empty] | 0 | [5 empty] | 0 | [5 empty] | 0 | [5 empty] | 0 | [5 empty] | 0 | [5 empty] | 0 | [5 empty] | 0 | [5 empty] | 0 | [5 empty] | 0 | [5 empty] | 0 | 0 | 0 | 0 | 0 | 0 | 0 | [5 empty] | 0 | [5 empty] | 0 | [5 empty] | 0
|  | C3 | 0 | 0 | 0 | 0 | 0 | 0 | [5 empty] | 0 | [5 empty] | 0 | [5 empty] | 0 | [5 empty] | 0 | [5 empty] | 0 | [5 empty] | 0 | [5 empty] | 0 | [5 empty] | 0 | [5 empty] | 0 | [5 empty] | 0 | 0 | 0 | 0 | 0 | 0 | 0 | [5 empty] | 0 | [5 empty] | 0 | [5 empty] | 0
|  | C4 | 0 | 0 | 0 | 0 | 0 | 0 | [5 empty] | 0 | [5 empty] | 0 | [5 empty] | 0 | [5 empty] | 0 | [5 empty] | 0 | [5 empty] | 0 | [5 empty] | 0 | [5 empty] | 0 | [5 empty] | 0 | [5 empty] | 0 | 0 | 0 | 0 | 0 | 0 | 0 | [5 empty] | 0 | [5 empty] | 0 | [5 empty] | 0
|  |  | 0 | 0 | 0 | 0 | 0 | 0 | 0 | 0 | 0 | 0 | 0 | 0 | 0 | 0 | 0 | 0 | 0 | 0 | 0 | 0 | 0 | 0 | 0 | 0 | 0 | 0 | 0 | 0 | 0 | 0 | 0 | 0 | 0 | 0 | 0 | 0 | 0 | 0 | 0 | 0 | 0 | 0 | 0 | 0 | 0 | 0 | 0 | 0 | 0 | 0 | 0 | 0 | 0 | 0 | 0 | 0 | 0 | 0 | 0 | 0 | 0 | 0 | 0 | 0 | 0 | 0 | 0 | 0 | 0 | 0 | 0 | 0 | 0 | 0 | 0 | 0 | 0 | 0 | 0 | 0 | 0 | 0 | 0 | 0 | 0 | 0 | 0 | 0 | 0 | 0
| 2028 | C1 | 0 | 0 | 0 | 0 | 0 | 0 | [5 empty] | 0 | [5 empty] | 0 | [5 empty] | 0 | [5 empty] | 0 | [5 empty] | 0 | [5 empty] | 0 | [5 empty] | 0 | [5 empty] | 0 | [5 empty] | 0 | [5 empty] | 0 | 0 | 0 | 0 | 0 | 0 | 0 | [5 empty] | 0 | [5 empty] | 0 | [5 empty] | 0
|  | C2 | 0 | 0 | 0 | 0 | 0 | 0 | [5 empty] | 0 | [5 empty] | 0 | [5 empty] | 0 | [5 empty] | 0 | [5 empty] | 0 | [5 empty] | 0 | [5 empty] | 0 | [5 empty] | 0 | [5 empty] | 0 | [5 empty] | 0 | 0 | 0 | 0 | 0 | 0 | 0 | [5 empty] | 0 | [5 empty] | 0 | [5 empty] | 0
|  | C3 | 0 | 0 | 0 | 0 | 0 | 0 | [5 empty] | 0 | [5 empty] | 0 | [5 empty] | 0 | [5 empty] | 0 | [5 empty] | 0 | [5 empty] | 0 | [5 empty] | 0 | [5 empty] | 0 | [5 empty] | 0 | [5 empty] | 0 | 0 | 0 | 0 | 0 | 0 | 0 | [5 empty] | 0 | [5 empty] | 0 | [5 empty] | 0
|  | C4 | 0 | 0 | 0 | 0 | 0 | 0 | [5 empty] | 0 | [5 empty] | 0 | [5 empty] | 0 | [5 empty] | 0 | [5 empty] | 0 | [5 empty] | 0 | [5 empty] | 0 | [5 empty] | 0 | [5 empty] | 0 | [5 empty] | 0 | 0 | 0 | 0 | 0 | 0 | 0 | [5 empty] | 0 | [5 empty] | 0 | [5 empty] | 0
|  |  | 0 | 0 | 0 | 0 | 0 | 0 | 0 | 0 | 0 | 0 | 0 | 0 | 0 | 0 | 0 | 0 | 0 | 0 | 0 | 0 | 0 | 0 | 0 | 0 | 0 | 0 | 0 | 0 | 0 | 0 | 0 | 0 | 0 | 0 | 0 | 0 | 0 | 0 | 0 | 0 | 0 | 0 | 0 | 0 | 0 | 0 | 0 | 0 | 0 | 0 | 0 | 0 | 0 | 0 | 0 | 0 | 0 | 0 | 0 | 0 | 0 | 0 | 0 | 0 | 0 | 0 | 0 | 0 | 0 | 0 | 0 | 0 | 0 | 0 | 0 | 0 | 0 | 0 | 0 | 0 | 0 | 0 | 0 | 0 | 0 | 0 | 0 | 0 | 0 | 0
59 | 132kV CB (Gas Insulated Busbars) (OD) (GM)
| 2024 | C1 | [5 empty] | 0 | [5 empty] | 0 | [5 empty] | 0 | [5 empty] | 0 | [5 empty] | 0 | [5 empty] | 0 | [5 empty] | 0 | [5 empty] | 0 | [5 empty] | 0 | [5 empty] | 0 | [5 empty] | 0 | 0 | 0 | 0 | 0 | 0 | 0 | [5 empty] | 0 | [5 empty] | 0 | [5 empty] | 0
|  | C2 | [5 empty] | 0 | [5 empty] | 0 | [5 empty] | 0 | [5 empty] | 0 | [5 empty] | 0 | [5 empty] | 0 | [5 empty] | 0 | [5 empty] | 0 | [5 empty] | 0 | [5 empty] | 0 | [5 empty] | 0 | 0 | 0 | 0 | 0 | 0 | 0 | [5 empty] | 0 | [5 empty] | 0 | [5 empty] | 0
|  | C3 | [5 empty] | 0 | [5 empty] | 0 | [5 empty] | 0 | [5 empty] | 0 | [5 empty] | 0 | [5 empty] | 0 | [5 empty] | 0 | [5 empty] | 0 | [5 empty] | 0 | [5 empty] | 0 | [5 empty] | 0 | 0 | 0 | 0 | 0 | 0 | 0 | [5 empty] | 0 | [5 empty] | 0 | [5 empty] | 0
|  | C4 | [5 empty] | 0 | [5 empty] | 0 | [5 empty] | 0 | [5 empty] | 0 | [5 empty] | 0 | [5 empty] | 0 | [5 empty] | 0 | [5 empty] | 0 | [5 empty] | 0 | [5 empty] | 0 | [5 empty] | 0 | 0 | 0 | 0 | 0 | 0 | 0 | [5 empty] | 0 | [5 empty] | 0 | [5 empty] | 0
|  |  | 0 | 0 | 0 | 0 | 0 | 0 | 0 | 0 | 0 | 0 | 0 | 0 | 0 | 0 | 0 | 0 | 0 | 0 | 0 | 0 | 0 | 0 | 0 | 0 | 0 | 0 | 0 | 0 | 0 | 0 | 0 | 0 | 0 | 0 | 0 | 0 | 0 | 0 | 0 | 0 | 0 | 0 | 0 | 0 | 0 | 0 | 0 | 0 | 0 | 0 | 0 | 0 | 0 | 0 | 0 | 0 | 0 | 0 | 0 | 0 | 0 | 0 | 0 | 0 | 0 | 0 | 0 | 0 | 0 | 0 | 0 | 0 | 0 | 0 | 0 | 0 | 0 | 0 | 0 | 0 | 0 | 0 | 0 | 0 | 0 | 0 | 0 | 0 | 0 | 0
| 2025 | C1 | 0 | 0 | 0 | 0 | 0 | 0 | [5 empty] | 0 | [5 empty] | 0 | [5 empty] | 0 | [5 empty] | 0 | [5 empty] | 0 | [5 empty] | 0 | [5 empty] | 0 | [5 empty] | 0 | [5 empty] | 0 | [5 empty] | 0 | 0 | 0 | 0 | 0 | 0 | 0 | [5 empty] | 0 | [5 empty] | 0 | [5 empty] | 0
|  | C2 | 0 | 0 | 0 | 0 | 0 | 0 | [5 empty] | 0 | [5 empty] | 0 | [5 empty] | 0 | [5 empty] | 0 | [5 empty] | 0 | [5 empty] | 0 | [5 empty] | 0 | [5 empty] | 0 | [5 empty] | 0 | [5 empty] | 0 | 0 | 0 | 0 | 0 | 0 | 0 | [5 empty] | 0 | [5 empty] | 0 | [5 empty] | 0
|  | C3 | 0 | 0 | 0 | 0 | 0 | 0 | [5 empty] | 0 | [5 empty] | 0 | [5 empty] | 0 | [5 empty] | 0 | [5 empty] | 0 | [5 empty] | 0 | [5 empty] | 0 | [5 empty] | 0 | [5 empty] | 0 | [5 empty] | 0 | 0 | 0 | 0 | 0 | 0 | 0 | [5 empty] | 0 | [5 empty] | 0 | [5 empty] | 0
|  | C4 | 0 | 0 | 0 | 0 | 0 | 0 | [5 empty] | 0 | [5 empty] | 0 | [5 empty] | 0 | [5 empty] | 0 | [5 empty] | 0 | [5 empty] | 0 | [5 empty] | 0 | [5 empty] | 0 | [5 empty] | 0 | [5 empty] | 0 | 0 | 0 | 0 | 0 | 0 | 0 | [5 empty] | 0 | [5 empty] | 0 | [5 empty] | 0
|  |  | 0 | 0 | 0 | 0 | 0 | 0 | 0 | 0 | 0 | 0 | 0 | 0 | 0 | 0 | 0 | 0 | 0 | 0 | 0 | 0 | 0 | 0 | 0 | 0 | 0 | 0 | 0 | 0 | 0 | 0 | 0 | 0 | 0 | 0 | 0 | 0 | 0 | 0 | 0 | 0 | 0 | 0 | 0 | 0 | 0 | 0 | 0 | 0 | 0 | 0 | 0 | 0 | 0 | 0 | 0 | 0 | 0 | 0 | 0 | 0 | 0 | 0 | 0 | 0 | 0 | 0 | 0 | 0 | 0 | 0 | 0 | 0 | 0 | 0 | 0 | 0 | 0 | 0 | 0 | 0 | 0 | 0 | 0 | 0 | 0 | 0 | 0 | 0 | 0 | 0
| 2026 | C1 | 0 | 0 | 0 | 0 | 0 | 0 | [5 empty] | 0 | [5 empty] | 0 | [5 empty] | 0 | [5 empty] | 0 | [5 empty] | 0 | [5 empty] | 0 | [5 empty] | 0 | [5 empty] | 0 | [5 empty] | 0 | [5 empty] | 0 | 0 | 0 | 0 | 0 | 0 | 0 | [5 empty] | 0 | [5 empty] | 0 | [5 empty] | 0
|  | C2 | 0 | 0 | 0 | 0 | 0 | 0 | [5 empty] | 0 | [5 empty] | 0 | [5 empty] | 0 | [5 empty] | 0 | [5 empty] | 0 | [5 empty] | 0 | [5 empty] | 0 | [5 empty] | 0 | [5 empty] | 0 | [5 empty] | 0 | 0 | 0 | 0 | 0 | 0 | 0 | [5 empty] | 0 | [5 empty] | 0 | [5 empty] | 0
|  | C3 | 0 | 0 | 0 | 0 | 0 | 0 | [5 empty] | 0 | [5 empty] | 0 | [5 empty] | 0 | [5 empty] | 0 | [5 empty] | 0 | [5 empty] | 0 | [5 empty] | 0 | [5 empty] | 0 | [5 empty] | 0 | [5 empty] | 0 | 0 | 0 | 0 | 0 | 0 | 0 | [5 empty] | 0 | [5 empty] | 0 | [5 empty] | 0
|  | C4 | 0 | 0 | 0 | 0 | 0 | 0 | [5 empty] | 0 | [5 empty] | 0 | [5 empty] | 0 | [5 empty] | 0 | [5 empty] | 0 | [5 empty] | 0 | [5 empty] | 0 | [5 empty] | 0 | [5 empty] | 0 | [5 empty] | 0 | 0 | 0 | 0 | 0 | 0 | 0 | [5 empty] | 0 | [5 empty] | 0 | [5 empty] | 0
|  |  | 0 | 0 | 0 | 0 | 0 | 0 | 0 | 0 | 0 | 0 | 0 | 0 | 0 | 0 | 0 | 0 | 0 | 0 | 0 | 0 | 0 | 0 | 0 | 0 | 0 | 0 | 0 | 0 | 0 | 0 | 0 | 0 | 0 | 0 | 0 | 0 | 0 | 0 | 0 | 0 | 0 | 0 | 0 | 0 | 0 | 0 | 0 | 0 | 0 | 0 | 0 | 0 | 0 | 0 | 0 | 0 | 0 | 0 | 0 | 0 | 0 | 0 | 0 | 0 | 0 | 0 | 0 | 0 | 0 | 0 | 0 | 0 | 0 | 0 | 0 | 0 | 0 | 0 | 0 | 0 | 0 | 0 | 0 | 0 | 0 | 0 | 0 | 0 | 0 | 0
| 2027 | C1 | 0 | 0 | 0 | 0 | 0 | 0 | [5 empty] | 0 | [5 empty] | 0 | [5 empty] | 0 | [5 empty] | 0 | [5 empty] | 0 | [5 empty] | 0 | [5 empty] | 0 | [5 empty] | 0 | [5 empty] | 0 | [5 empty] | 0 | 0 | 0 | 0 | 0 | 0 | 0 | [5 empty] | 0 | [5 empty] | 0 | [5 empty] | 0
|  | C2 | 0 | 0 | 0 | 0 | 0 | 0 | [5 empty] | 0 | [5 empty] | 0 | [5 empty] | 0 | [5 empty] | 0 | [5 empty] | 0 | [5 empty] | 0 | [5 empty] | 0 | [5 empty] | 0 | [5 empty] | 0 | [5 empty] | 0 | 0 | 0 | 0 | 0 | 0 | 0 | [5 empty] | 0 | [5 empty] | 0 | [5 empty] | 0
|  | C3 | 0 | 0 | 0 | 0 | 0 | 0 | [5 empty] | 0 | [5 empty] | 0 | [5 empty] | 0 | [5 empty] | 0 | [5 empty] | 0 | [5 empty] | 0 | [5 empty] | 0 | [5 empty] | 0 | [5 empty] | 0 | [5 empty] | 0 | 0 | 0 | 0 | 0 | 0 | 0 | [5 empty] | 0 | [5 empty] | 0 | [5 empty] | 0
|  | C4 | 0 | 0 | 0 | 0 | 0 | 0 | [5 empty] | 0 | [5 empty] | 0 | [5 empty] | 0 | [5 empty] | 0 | [5 empty] | 0 | [5 empty] | 0 | [5 empty] | 0 | [5 empty] | 0 | [5 empty] | 0 | [5 empty] | 0 | 0 | 0 | 0 | 0 | 0 | 0 | [5 empty] | 0 | [5 empty] | 0 | [5 empty] | 0
|  |  | 0 | 0 | 0 | 0 | 0 | 0 | 0 | 0 | 0 | 0 | 0 | 0 | 0 | 0 | 0 | 0 | 0 | 0 | 0 | 0 | 0 | 0 | 0 | 0 | 0 | 0 | 0 | 0 | 0 | 0 | 0 | 0 | 0 | 0 | 0 | 0 | 0 | 0 | 0 | 0 | 0 | 0 | 0 | 0 | 0 | 0 | 0 | 0 | 0 | 0 | 0 | 0 | 0 | 0 | 0 | 0 | 0 | 0 | 0 | 0 | 0 | 0 | 0 | 0 | 0 | 0 | 0 | 0 | 0 | 0 | 0 | 0 | 0 | 0 | 0 | 0 | 0 | 0 | 0 | 0 | 0 | 0 | 0 | 0 | 0 | 0 | 0 | 0 | 0 | 0
| 2028 | C1 | 0 | 0 | 0 | 0 | 0 | 0 | [5 empty] | 0 | [5 empty] | 0 | [5 empty] | 0 | [5 empty] | 0 | [5 empty] | 0 | [5 empty] | 0 | [5 empty] | 0 | [5 empty] | 0 | [5 empty] | 0 | [5 empty] | 0 | 0 | 0 | 0 | 0 | 0 | 0 | [5 empty] | 0 | [5 empty] | 0 | [5 empty] | 0
|  | C2 | 0 | 0 | 0 | 0 | 0 | 0 | [5 empty] | 0 | [5 empty] | 0 | [5 empty] | 0 | [5 empty] | 0 | [5 empty] | 0 | [5 empty] | 0 | [5 empty] | 0 | [5 empty] | 0 | [5 empty] | 0 | [5 empty] | 0 | 0 | 0 | 0 | 0 | 0 | 0 | [5 empty] | 0 | [5 empty] | 0 | [5 empty] | 0
|  | C3 | 0 | 0 | 0 | 0 | 0 | 0 | [5 empty] | 0 | [5 empty] | 0 | [5 empty] | 0 | [5 empty] | 0 | [5 empty] | 0 | [5 empty] | 0 | [5 empty] | 0 | [5 empty] | 0 | [5 empty] | 0 | [5 empty] | 0 | 0 | 0 | 0 | 0 | 0 | 0 | [5 empty] | 0 | [5 empty] | 0 | [5 empty] | 0
|  | C4 | 0 | 0 | 0 | 0 | 0 | 0 | [5 empty] | 0 | [5 empty] | 0 | [5 empty] | 0 | [5 empty] | 0 | [5 empty] | 0 | [5 empty] | 0 | [5 empty] | 0 | [5 empty] | 0 | [5 empty] | 0 | [5 empty] | 0 | 0 | 0 | 0 | 0 | 0 | 0 | [5 empty] | 0 | [5 empty] | 0 | [5 empty] | 0
|  |  | 0 | 0 | 0 | 0 | 0 | 0 | 0 | 0 | 0 | 0 | 0 | 0 | 0 | 0 | 0 | 0 | 0 | 0 | 0 | 0 | 0 | 0 | 0 | 0 | 0 | 0 | 0 | 0 | 0 | 0 | 0 | 0 | 0 | 0 | 0 | 0 | 0 | 0 | 0 | 0 | 0 | 0 | 0 | 0 | 0 | 0 | 0 | 0 | 0 | 0 | 0 | 0 | 0 | 0 | 0 | 0 | 0 | 0 | 0 | 0 | 0 | 0 | 0 | 0 | 0 | 0 | 0 | 0 | 0 | 0 | 0 | 0 | 0 | 0 | 0 | 0 | 0 | 0 | 0 | 0 | 0 | 0 | 0 | 0 | 0 | 0 | 0 | 0 | 0 | 0
60 | 132kV Transformer (GM)
| 2024 | C1 | [5 empty] | 0 | [5 empty] | 0 | [5 empty] | 0 | [5 empty] | 0 | [5 empty] | 0 | [5 empty] | 0 | [5 empty] | 0 | [5 empty] | 0 | [5 empty] | 0 | [5 empty] | 0 | [5 empty] | 0 | 0 | 0 | 0 | 0 | 0 | 0 | [5 empty] | 0 | [5 empty] | 0 | [5 empty] | 0
|  | C2 | [5 empty] | 0 | [5 empty] | 0 | [5 empty] | 0 | [5 empty] | 0 | [5 empty] | 0 | [5 empty] | 0 | [5 empty] | 0 | [5 empty] | 0 | [5 empty] | 0 | [5 empty] | 0 | [5 empty] | 0 | 0 | 0 | 0 | 0 | 0 | 0 | [5 empty] | 0 | [5 empty] | 0 | [5 empty] | 0
|  | C3 | [5 empty] | 0 | [5 empty] | 0 | [5 empty] | 0 | [5 empty] | 0 | [5 empty] | 0 | [5 empty] | 0 | [5 empty] | 0 | [5 empty] | 0 | [5 empty] | 0 | [5 empty] | 0 | [5 empty] | 0 | 0 | 0 | 0 | 0 | 0 | 0 | [5 empty] | 0 | [5 empty] | 0 | [5 empty] | 0
|  | C4 | [5 empty] | 0 | [5 empty] | 0 | [5 empty] | 0 | [5 empty] | 0 | [5 empty] | 0 | [5 empty] | 0 | [5 empty] | 0 | [5 empty] | 0 | [5 empty] | 0 | [5 empty] | 0 | [5 empty] | 0 | 0 | 0 | 0 | 0 | 0 | 0 | [5 empty] | 0 | [5 empty] | 0 | [5 empty] | 0
|  |  | 0 | 0 | 0 | 0 | 0 | 0 | 0 | 0 | 0 | 0 | 0 | 0 | 0 | 0 | 0 | 0 | 0 | 0 | 0 | 0 | 0 | 0 | 0 | 0 | 0 | 0 | 0 | 0 | 0 | 0 | 0 | 0 | 0 | 0 | 0 | 0 | 0 | 0 | 0 | 0 | 0 | 0 | 0 | 0 | 0 | 0 | 0 | 0 | 0 | 0 | 0 | 0 | 0 | 0 | 0 | 0 | 0 | 0 | 0 | 0 | 0 | 0 | 0 | 0 | 0 | 0 | 0 | 0 | 0 | 0 | 0 | 0 | 0 | 0 | 0 | 0 | 0 | 0 | 0 | 0 | 0 | 0 | 0 | 0 | 0 | 0 | 0 | 0 | 0 | 0
| 2025 | C1 | 0 | 0 | 0 | 0 | 0 | 0 | [5 empty] | 0 | [5 empty] | 0 | [5 empty] | 0 | [5 empty] | 0 | [5 empty] | 0 | [5 empty] | 0 | [5 empty] | 0 | [5 empty] | 0 | [5 empty] | 0 | [5 empty] | 0 | 0 | 0 | 0 | 0 | 0 | 0 | [5 empty] | 0 | [5 empty] | 0 | [5 empty] | 0
|  | C2 | 0 | 0 | 0 | 0 | 0 | 0 | [5 empty] | 0 | [5 empty] | 0 | [5 empty] | 0 | [5 empty] | 0 | [5 empty] | 0 | [5 empty] | 0 | [5 empty] | 0 | [5 empty] | 0 | [5 empty] | 0 | [5 empty] | 0 | 0 | 0 | 0 | 0 | 0 | 0 | [5 empty] | 0 | [5 empty] | 0 | [5 empty] | 0
|  | C3 | 0 | 0 | 0 | 0 | 0 | 0 | [5 empty] | 0 | [5 empty] | 0 | [5 empty] | 0 | [5 empty] | 0 | [5 empty] | 0 | [5 empty] | 0 | [5 empty] | 0 | [5 empty] | 0 | [5 empty] | 0 | [5 empty] | 0 | 0 | 0 | 0 | 0 | 0 | 0 | [5 empty] | 0 | [5 empty] | 0 | [5 empty] | 0
|  | C4 | 0 | 0 | 0 | 0 | 0 | 0 | [5 empty] | 0 | [5 empty] | 0 | [5 empty] | 0 | [5 empty] | 0 | [5 empty] | 0 | [5 empty] | 0 | [5 empty] | 0 | [5 empty] | 0 | [5 empty] | 0 | [5 empty] | 0 | 0 | 0 | 0 | 0 | 0 | 0 | [5 empty] | 0 | [5 empty] | 0 | [5 empty] | 0
|  |  | 0 | 0 | 0 | 0 | 0 | 0 | 0 | 0 | 0 | 0 | 0 | 0 | 0 | 0 | 0 | 0 | 0 | 0 | 0 | 0 | 0 | 0 | 0 | 0 | 0 | 0 | 0 | 0 | 0 | 0 | 0 | 0 | 0 | 0 | 0 | 0 | 0 | 0 | 0 | 0 | 0 | 0 | 0 | 0 | 0 | 0 | 0 | 0 | 0 | 0 | 0 | 0 | 0 | 0 | 0 | 0 | 0 | 0 | 0 | 0 | 0 | 0 | 0 | 0 | 0 | 0 | 0 | 0 | 0 | 0 | 0 | 0 | 0 | 0 | 0 | 0 | 0 | 0 | 0 | 0 | 0 | 0 | 0 | 0 | 0 | 0 | 0 | 0 | 0 | 0
| 2026 | C1 | 0 | 0 | 0 | 0 | 0 | 0 | [5 empty] | 0 | [5 empty] | 0 | [5 empty] | 0 | [5 empty] | 0 | [5 empty] | 0 | [5 empty] | 0 | [5 empty] | 0 | [5 empty] | 0 | [5 empty] | 0 | [5 empty] | 0 | 0 | 0 | 0 | 0 | 0 | 0 | [5 empty] | 0 | [5 empty] | 0 | [5 empty] | 0
|  | C2 | 0 | 0 | 0 | 0 | 0 | 0 | [5 empty] | 0 | [5 empty] | 0 | [5 empty] | 0 | [5 empty] | 0 | [5 empty] | 0 | [5 empty] | 0 | [5 empty] | 0 | [5 empty] | 0 | [5 empty] | 0 | [5 empty] | 0 | 0 | 0 | 0 | 0 | 0 | 0 | [5 empty] | 0 | [5 empty] | 0 | [5 empty] | 0
|  | C3 | 0 | 0 | 0 | 0 | 0 | 0 | [5 empty] | 0 | [5 empty] | 0 | [5 empty] | 0 | [5 empty] | 0 | [5 empty] | 0 | [5 empty] | 0 | [5 empty] | 0 | [5 empty] | 0 | [5 empty] | 0 | [5 empty] | 0 | 0 | 0 | 0 | 0 | 0 | 0 | [5 empty] | 0 | [5 empty] | 0 | [5 empty] | 0
|  | C4 | 0 | 0 | 0 | 0 | 0 | 0 | [5 empty] | 0 | [5 empty] | 0 | [5 empty] | 0 | [5 empty] | 0 | [5 empty] | 0 | [5 empty] | 0 | [5 empty] | 0 | [5 empty] | 0 | [5 empty] | 0 | [5 empty] | 0 | 0 | 0 | 0 | 0 | 0 | 0 | [5 empty] | 0 | [5 empty] | 0 | [5 empty] | 0
|  |  | 0 | 0 | 0 | 0 | 0 | 0 | 0 | 0 | 0 | 0 | 0 | 0 | 0 | 0 | 0 | 0 | 0 | 0 | 0 | 0 | 0 | 0 | 0 | 0 | 0 | 0 | 0 | 0 | 0 | 0 | 0 | 0 | 0 | 0 | 0 | 0 | 0 | 0 | 0 | 0 | 0 | 0 | 0 | 0 | 0 | 0 | 0 | 0 | 0 | 0 | 0 | 0 | 0 | 0 | 0 | 0 | 0 | 0 | 0 | 0 | 0 | 0 | 0 | 0 | 0 | 0 | 0 | 0 | 0 | 0 | 0 | 0 | 0 | 0 | 0 | 0 | 0 | 0 | 0 | 0 | 0 | 0 | 0 | 0 | 0 | 0 | 0 | 0 | 0 | 0
| 2027 | C1 | 0 | 0 | 0 | 0 | 0 | 0 | [5 empty] | 0 | [5 empty] | 0 | [5 empty] | 0 | [5 empty] | 0 | [5 empty] | 0 | [5 empty] | 0 | [5 empty] | 0 | [5 empty] | 0 | [5 empty] | 0 | [5 empty] | 0 | 0 | 0 | 0 | 0 | 0 | 0 | [5 empty] | 0 | [5 empty] | 0 | [5 empty] | 0
|  | C2 | 0 | 0 | 0 | 0 | 0 | 0 | [5 empty] | 0 | [5 empty] | 0 | [5 empty] | 0 | [5 empty] | 0 | [5 empty] | 0 | [5 empty] | 0 | [5 empty] | 0 | [5 empty] | 0 | [5 empty] | 0 | [5 empty] | 0 | 0 | 0 | 0 | 0 | 0 | 0 | [5 empty] | 0 | [5 empty] | 0 | [5 empty] | 0
|  | C3 | 0 | 0 | 0 | 0 | 0 | 0 | [5 empty] | 0 | [5 empty] | 0 | [5 empty] | 0 | [5 empty] | 0 | [5 empty] | 0 | [5 empty] | 0 | [5 empty] | 0 | [5 empty] | 0 | [5 empty] | 0 | [5 empty] | 0 | 0 | 0 | 0 | 0 | 0 | 0 | [5 empty] | 0 | [5 empty] | 0 | [5 empty] | 0
|  | C4 | 0 | 0 | 0 | 0 | 0 | 0 | [5 empty] | 0 | [5 empty] | 0 | [5 empty] | 0 | [5 empty] | 0 | [5 empty] | 0 | [5 empty] | 0 | [5 empty] | 0 | [5 empty] | 0 | [5 empty] | 0 | [5 empty] | 0 | 0 | 0 | 0 | 0 | 0 | 0 | [5 empty] | 0 | [5 empty] | 0 | [5 empty] | 0
|  |  | 0 | 0 | 0 | 0 | 0 | 0 | 0 | 0 | 0 | 0 | 0 | 0 | 0 | 0 | 0 | 0 | 0 | 0 | 0 | 0 | 0 | 0 | 0 | 0 | 0 | 0 | 0 | 0 | 0 | 0 | 0 | 0 | 0 | 0 | 0 | 0 | 0 | 0 | 0 | 0 | 0 | 0 | 0 | 0 | 0 | 0 | 0 | 0 | 0 | 0 | 0 | 0 | 0 | 0 | 0 | 0 | 0 | 0 | 0 | 0 | 0 | 0 | 0 | 0 | 0 | 0 | 0 | 0 | 0 | 0 | 0 | 0 | 0 | 0 | 0 | 0 | 0 | 0 | 0 | 0 | 0 | 0 | 0 | 0 | 0 | 0 | 0 | 0 | 0 | 0
| 2028 | C1 | 0 | 0 | 0 | 0 | 0 | 0 | [5 empty] | 0 | [5 empty] | 0 | [5 empty] | 0 | [5 empty] | 0 | [5 empty] | 0 | [5 empty] | 0 | [5 empty] | 0 | [5 empty] | 0 | [5 empty] | 0 | [5 empty] | 0 | 0 | 0 | 0 | 0 | 0 | 0 | [5 empty] | 0 | [5 empty] | 0 | [5 empty] | 0
|  | C2 | 0 | 0 | 0 | 0 | 0 | 0 | [5 empty] | 0 | [5 empty] | 0 | [5 empty] | 0 | [5 empty] | 0 | [5 empty] | 0 | [5 empty] | 0 | [5 empty] | 0 | [5 empty] | 0 | [5 empty] | 0 | [5 empty] | 0 | 0 | 0 | 0 | 0 | 0 | 0 | [5 empty] | 0 | [5 empty] | 0 | [5 empty] | 0
|  | C3 | 0 | 0 | 0 | 0 | 0 | 0 | [5 empty] | 0 | [5 empty] | 0 | [5 empty] | 0 | [5 empty] | 0 | [5 empty] | 0 | [5 empty] | 0 | [5 empty] | 0 | [5 empty] | 0 | [5 empty] | 0 | [5 empty] | 0 | 0 | 0 | 0 | 0 | 0 | 0 | [5 empty] | 0 | [5 empty] | 0 | [5 empty] | 0
|  | C4 | 0 | 0 | 0 | 0 | 0 | 0 | [5 empty] | 0 | [5 empty] | 0 | [5 empty] | 0 | [5 empty] | 0 | [5 empty] | 0 | [5 empty] | 0 | [5 empty] | 0 | [5 empty] | 0 | [5 empty] | 0 | [5 empty] | 0 | 0 | 0 | 0 | 0 | 0 | 0 | [5 empty] | 0 | [5 empty] | 0 | [5 empty] | 0
|  |  | 0 | 0 | 0 | 0 | 0 | 0 | 0 | 0 | 0 | 0 | 0 | 0 | 0 | 0 | 0 | 0 | 0 | 0 | 0 | 0 | 0 | 0 | 0 | 0 | 0 | 0 | 0 | 0 | 0 | 0 | 0 | 0 | 0 | 0 | 0 | 0 | 0 | 0 | 0 | 0 | 0 | 0 | 0 | 0 | 0 | 0 | 0 | 0 | 0 | 0 | 0 | 0 | 0 | 0 | 0 | 0 | 0 | 0 | 0 | 0 | 0 | 0 | 0 | 0 | 0 | 0 | 0 | 0 | 0 | 0 | 0 | 0 | 0 | 0 | 0 | 0 | 0 | 0 | 0 | 0 | 0 | 0 | 0 | 0 | 0 | 0 | 0 | 0 | 0 | 0
61 | 132kV Sub Cable
| 2024 | C1 | [5 empty] | 0 | [5 empty] | 0 | [5 empty] | 0 | [5 empty] | 0 | [5 empty] | 0 | [5 empty] | 0 | [5 empty] | 0 | [5 empty] | 0 | [5 empty] | 0 | [5 empty] | 0 | [5 empty] | 0 | 0 | 0 | 0 | 0 | 0 | 0 | [5 empty] | 0 | [5 empty] | 0 | [5 empty] | 0
|  | C2 | [5 empty] | 0 | [5 empty] | 0 | [5 empty] | 0 | [5 empty] | 0 | [5 empty] | 0 | [5 empty] | 0 | [5 empty] | 0 | [5 empty] | 0 | [5 empty] | 0 | [5 empty] | 0 | [5 empty] | 0 | 0 | 0 | 0 | 0 | 0 | 0 | [5 empty] | 0 | [5 empty] | 0 | [5 empty] | 0
|  | C3 | [5 empty] | 0 | [5 empty] | 0 | [5 empty] | 0 | [5 empty] | 0 | [5 empty] | 0 | [5 empty] | 0 | [5 empty] | 0 | [5 empty] | 0 | [5 empty] | 0 | [5 empty] | 0 | [5 empty] | 0 | 0 | 0 | 0 | 0 | 0 | 0 | [5 empty] | 0 | [5 empty] | 0 | [5 empty] | 0
|  | C4 | [5 empty] | 0 | [5 empty] | 0 | [5 empty] | 0 | [5 empty] | 0 | [5 empty] | 0 | [5 empty] | 0 | [5 empty] | 0 | [5 empty] | 0 | [5 empty] | 0 | [5 empty] | 0 | [5 empty] | 0 | 0 | 0 | 0 | 0 | 0 | 0 | [5 empty] | 0 | [5 empty] | 0 | [5 empty] | 0
|  |  | 0 | 0 | 0 | 0 | 0 | 0 | 0 | 0 | 0 | 0 | 0 | 0 | 0 | 0 | 0 | 0 | 0 | 0 | 0 | 0 | 0 | 0 | 0 | 0 | 0 | 0 | 0 | 0 | 0 | 0 | 0 | 0 | 0 | 0 | 0 | 0 | 0 | 0 | 0 | 0 | 0 | 0 | 0 | 0 | 0 | 0 | 0 | 0 | 0 | 0 | 0 | 0 | 0 | 0 | 0 | 0 | 0 | 0 | 0 | 0 | 0 | 0 | 0 | 0 | 0 | 0 | 0 | 0 | 0 | 0 | 0 | 0 | 0 | 0 | 0 | 0 | 0 | 0 | 0 | 0 | 0 | 0 | 0 | 0 | 0 | 0 | 0 | 0 | 0 | 0
| 2025 | C1 | 0 | 0 | 0 | 0 | 0 | 0 | [5 empty] | 0 | [5 empty] | 0 | [5 empty] | 0 | [5 empty] | 0 | [5 empty] | 0 | [5 empty] | 0 | [5 empty] | 0 | [5 empty] | 0 | [5 empty] | 0 | [5 empty] | 0 | 0 | 0 | 0 | 0 | 0 | 0 | [5 empty] | 0 | [5 empty] | 0 | [5 empty] | 0
|  | C2 | 0 | 0 | 0 | 0 | 0 | 0 | [5 empty] | 0 | [5 empty] | 0 | [5 empty] | 0 | [5 empty] | 0 | [5 empty] | 0 | [5 empty] | 0 | [5 empty] | 0 | [5 empty] | 0 | [5 empty] | 0 | [5 empty] | 0 | 0 | 0 | 0 | 0 | 0 | 0 | [5 empty] | 0 | [5 empty] | 0 | [5 empty] | 0
|  | C3 | 0 | 0 | 0 | 0 | 0 | 0 | [5 empty] | 0 | [5 empty] | 0 | [5 empty] | 0 | [5 empty] | 0 | [5 empty] | 0 | [5 empty] | 0 | [5 empty] | 0 | [5 empty] | 0 | [5 empty] | 0 | [5 empty] | 0 | 0 | 0 | 0 | 0 | 0 | 0 | [5 empty] | 0 | [5 empty] | 0 | [5 empty] | 0
|  | C4 | 0 | 0 | 0 | 0 | 0 | 0 | [5 empty] | 0 | [5 empty] | 0 | [5 empty] | 0 | [5 empty] | 0 | [5 empty] | 0 | [5 empty] | 0 | [5 empty] | 0 | [5 empty] | 0 | [5 empty] | 0 | [5 empty] | 0 | 0 | 0 | 0 | 0 | 0 | 0 | [5 empty] | 0 | [5 empty] | 0 | [5 empty] | 0
|  |  | 0 | 0 | 0 | 0 | 0 | 0 | 0 | 0 | 0 | 0 | 0 | 0 | 0 | 0 | 0 | 0 | 0 | 0 | 0 | 0 | 0 | 0 | 0 | 0 | 0 | 0 | 0 | 0 | 0 | 0 | 0 | 0 | 0 | 0 | 0 | 0 | 0 | 0 | 0 | 0 | 0 | 0 | 0 | 0 | 0 | 0 | 0 | 0 | 0 | 0 | 0 | 0 | 0 | 0 | 0 | 0 | 0 | 0 | 0 | 0 | 0 | 0 | 0 | 0 | 0 | 0 | 0 | 0 | 0 | 0 | 0 | 0 | 0 | 0 | 0 | 0 | 0 | 0 | 0 | 0 | 0 | 0 | 0 | 0 | 0 | 0 | 0 | 0 | 0 | 0
| 2026 | C1 | 0 | 0 | 0 | 0 | 0 | 0 | [5 empty] | 0 | [5 empty] | 0 | [5 empty] | 0 | [5 empty] | 0 | [5 empty] | 0 | [5 empty] | 0 | [5 empty] | 0 | [5 empty] | 0 | [5 empty] | 0 | [5 empty] | 0 | 0 | 0 | 0 | 0 | 0 | 0 | [5 empty] | 0 | [5 empty] | 0 | [5 empty] | 0
|  | C2 | 0 | 0 | 0 | 0 | 0 | 0 | [5 empty] | 0 | [5 empty] | 0 | [5 empty] | 0 | [5 empty] | 0 | [5 empty] | 0 | [5 empty] | 0 | [5 empty] | 0 | [5 empty] | 0 | [5 empty] | 0 | [5 empty] | 0 | 0 | 0 | 0 | 0 | 0 | 0 | [5 empty] | 0 | [5 empty] | 0 | [5 empty] | 0
|  | C3 | 0 | 0 | 0 | 0 | 0 | 0 | [5 empty] | 0 | [5 empty] | 0 | [5 empty] | 0 | [5 empty] | 0 | [5 empty] | 0 | [5 empty] | 0 | [5 empty] | 0 | [5 empty] | 0 | [5 empty] | 0 | [5 empty] | 0 | 0 | 0 | 0 | 0 | 0 | 0 | [5 empty] | 0 | [5 empty] | 0 | [5 empty] | 0
|  | C4 | 0 | 0 | 0 | 0 | 0 | 0 | [5 empty] | 0 | [5 empty] | 0 | [5 empty] | 0 | [5 empty] | 0 | [5 empty] | 0 | [5 empty] | 0 | [5 empty] | 0 | [5 empty] | 0 | [5 empty] | 0 | [5 empty] | 0 | 0 | 0 | 0 | 0 | 0 | 0 | [5 empty] | 0 | [5 empty] | 0 | [5 empty] | 0
|  |  | 0 | 0 | 0 | 0 | 0 | 0 | 0 | 0 | 0 | 0 | 0 | 0 | 0 | 0 | 0 | 0 | 0 | 0 | 0 | 0 | 0 | 0 | 0 | 0 | 0 | 0 | 0 | 0 | 0 | 0 | 0 | 0 | 0 | 0 | 0 | 0 | 0 | 0 | 0 | 0 | 0 | 0 | 0 | 0 | 0 | 0 | 0 | 0 | 0 | 0 | 0 | 0 | 0 | 0 | 0 | 0 | 0 | 0 | 0 | 0 | 0 | 0 | 0 | 0 | 0 | 0 | 0 | 0 | 0 | 0 | 0 | 0 | 0 | 0 | 0 | 0 | 0 | 0 | 0 | 0 | 0 | 0 | 0 | 0 | 0 | 0 | 0 | 0 | 0 | 0
| 2027 | C1 | 0 | 0 | 0 | 0 | 0 | 0 | [5 empty] | 0 | [5 empty] | 0 | [5 empty] | 0 | [5 empty] | 0 | [5 empty] | 0 | [5 empty] | 0 | [5 empty] | 0 | [5 empty] | 0 | [5 empty] | 0 | [5 empty] | 0 | 0 | 0 | 0 | 0 | 0 | 0 | [5 empty] | 0 | [5 empty] | 0 | [5 empty] | 0
|  | C2 | 0 | 0 | 0 | 0 | 0 | 0 | [5 empty] | 0 | [5 empty] | 0 | [5 empty] | 0 | [5 empty] | 0 | [5 empty] | 0 | [5 empty] | 0 | [5 empty] | 0 | [5 empty] | 0 | [5 empty] | 0 | [5 empty] | 0 | 0 | 0 | 0 | 0 | 0 | 0 | [5 empty] | 0 | [5 empty] | 0 | [5 empty] | 0
|  | C3 | 0 | 0 | 0 | 0 | 0 | 0 | [5 empty] | 0 | [5 empty] | 0 | [5 empty] | 0 | [5 empty] | 0 | [5 empty] | 0 | [5 empty] | 0 | [5 empty] | 0 | [5 empty] | 0 | [5 empty] | 0 | [5 empty] | 0 | 0 | 0 | 0 | 0 | 0 | 0 | [5 empty] | 0 | [5 empty] | 0 | [5 empty] | 0
|  | C4 | 0 | 0 | 0 | 0 | 0 | 0 | [5 empty] | 0 | [5 empty] | 0 | [5 empty] | 0 | [5 empty] | 0 | [5 empty] | 0 | [5 empty] | 0 | [5 empty] | 0 | [5 empty] | 0 | [5 empty] | 0 | [5 empty] | 0 | 0 | 0 | 0 | 0 | 0 | 0 | [5 empty] | 0 | [5 empty] | 0 | [5 empty] | 0
|  |  | 0 | 0 | 0 | 0 | 0 | 0 | 0 | 0 | 0 | 0 | 0 | 0 | 0 | 0 | 0 | 0 | 0 | 0 | 0 | 0 | 0 | 0 | 0 | 0 | 0 | 0 | 0 | 0 | 0 | 0 | 0 | 0 | 0 | 0 | 0 | 0 | 0 | 0 | 0 | 0 | 0 | 0 | 0 | 0 | 0 | 0 | 0 | 0 | 0 | 0 | 0 | 0 | 0 | 0 | 0 | 0 | 0 | 0 | 0 | 0 | 0 | 0 | 0 | 0 | 0 | 0 | 0 | 0 | 0 | 0 | 0 | 0 | 0 | 0 | 0 | 0 | 0 | 0 | 0 | 0 | 0 | 0 | 0 | 0 | 0 | 0 | 0 | 0 | 0 | 0
| 2028 | C1 | 0 | 0 | 0 | 0 | 0 | 0 | [5 empty] | 0 | [5 empty] | 0 | [5 empty] | 0 | [5 empty] | 0 | [5 empty] | 0 | [5 empty] | 0 | [5 empty] | 0 | [5 empty] | 0 | [5 empty] | 0 | [5 empty] | 0 | 0 | 0 | 0 | 0 | 0 | 0 | [5 empty] | 0 | [5 empty] | 0 | [5 empty] | 0
|  | C2 | 0 | 0 | 0 | 0 | 0 | 0 | [5 empty] | 0 | [5 empty] | 0 | [5 empty] | 0 | [5 empty] | 0 | [5 empty] | 0 | [5 empty] | 0 | [5 empty] | 0 | [5 empty] | 0 | [5 empty] | 0 | [5 empty] | 0 | 0 | 0 | 0 | 0 | 0 | 0 | [5 empty] | 0 | [5 empty] | 0 | [5 empty] | 0
|  | C3 | 0 | 0 | 0 | 0 | 0 | 0 | [5 empty] | 0 | [5 empty] | 0 | [5 empty] | 0 | [5 empty] | 0 | [5 empty] | 0 | [5 empty] | 0 | [5 empty] | 0 | [5 empty] | 0 | [5 empty] | 0 | [5 empty] | 0 | 0 | 0 | 0 | 0 | 0 | 0 | [5 empty] | 0 | [5 empty] | 0 | [5 empty] | 0
|  | C4 | 0 | 0 | 0 | 0 | 0 | 0 | [5 empty] | 0 | [5 empty] | 0 | [5 empty] | 0 | [5 empty] | 0 | [5 empty] | 0 | [5 empty] | 0 | [5 empty] | 0 | [5 empty] | 0 | [5 empty] | 0 | [5 empty] | 0 | 0 | 0 | 0 | 0 | 0 | 0 | [5 empty] | 0 | [5 empty] | 0 | [5 empty] | 0
|  |  | 0 | 0 | 0 | 0 | 0 | 0 | 0 | 0 | 0 | 0 | 0 | 0 | 0 | 0 | 0 | 0 | 0 | 0 | 0 | 0 | 0 | 0 | 0 | 0 | 0 | 0 | 0 | 0 | 0 | 0 | 0 | 0 | 0 | 0 | 0 | 0 | 0 | 0 | 0 | 0 | 0 | 0 | 0 | 0 | 0 | 0 | 0 | 0 | 0 | 0 | 0 | 0 | 0 | 0 | 0 | 0 | 0 | 0 | 0 | 0 | 0 | 0 | 0 | 0 | 0 | 0 | 0 | 0 | 0 | 0 | 0 | 0 | 0 | 0 | 0 | 0 | 0 | 0 | 0 | 0 | 0 | 0 | 0 | 0 | 0 | 0 | 0 | 0 | 0 | 0

## NARM6 - Risk Summary
[17 empty] | BASELINE NETWORK RISK OUTPUT: | #VALUE!
[15 empty] | NETWORK RISK OUTPUT TO DATE: |  |  | 0
#VALUE!
Summary - RIIO-ED2 Long-term Monetised Risk movements to date
|  | Total |  | 0 | 0 | 0 | 0 | 0 | 0 | 0 | 0 | 0 | 0 |  | #VALUE! | #VALUE! | #VALUE! | 0 | 0 | 0
|  | LV Network |  | 0 | 0 | 0 | 0 | 0 | 0 | 0 | 0 | 0 | 0 |  | #VALUE! | #VALUE! | #VALUE! | 0 | 0 | 0
|  | HV Network |  | 0 | 0 | 0 | 0 | 0 | 0 | 0 | 0 | 0 | 0 |  | #VALUE! | #VALUE! | #VALUE! | 0 | 0 | 0
|  | EHV Network |  | 0 | 0 | 0 | 0 | 0 | 0 | 0 | 0 | 0 | 0 |  | #VALUE! | #VALUE! | #VALUE! | 0 | 0 | 0
|  | 132kV Network |  | 0 | 0 | 0 | 0 | 0 | 0 | 0 | 0 | 0 | 0 |  | #VALUE! | #VALUE! | #VALUE! | 0 | 0 | 0
|  |  | ANNUAL RISK MOVEMENTS (LONG-TERM MONETISED RISK) | [11 empty] | SUMMARY OF RISK MOVEMENTS ASSOCIATED WITH NARM ASSET INTERVENTIONS (LONG-TERM MONETISED RISK)
| ASSET CATEGORY | Regulatory year | Start of year | Impact on volumes of data cleansing | Impact of deterioration | Variance due to Other Non-Intervention Risk Changes | Monetised risk movements for Asset Replacement | Monetised risk movements due to Refurbishment activity | Monetised risk movements due to General Reinforcement activity | Monetised risk movements due to Fault activity | Monetised risk movements due to HVP activity - Asset Repl. & Refurb. Drivers | Monetised risk movements due to HVP activity - Other Drivers | Monetised risk movements due to "All other" activity (new) | End of year | NARW |  |  | Actuals
[15 empty] | Asset Replacement | Asset Refurbishment | HVP | Asset Replacement | Asset Refurbishment | HVP
1 | LV poles | 2024 | 0 | 0 | 0 | 0 | 0 | 0 | 0 | 0 | 0 | 0 | 0 | 0 |  |  |  | 0 | 0 | 0
| LV poles | 2025 | 0 | 0 | 0 | 0 | 0 | 0 | 0 | 0 | 0 | 0 | 0 | 0 |  |  |  | 0 | 0 | 0
| LV poles | 2026 | 0 | 0 | 0 | 0 | 0 | 0 | 0 | 0 | 0 | 0 | 0 | 0 |  |  |  | 0 | 0 | 0
| LV poles | 2027 | 0 | 0 | 0 | 0 | 0 | 0 | 0 | 0 | 0 | 0 | 0 | 0 |  |  |  | 0 | 0 | 0
| LV poles | 2028 | 0 | 0 | 0 | 0 | 0 | 0 | 0 | 0 | 0 | 0 | 0 | 0 |  |  |  | 0 | 0 | 0
| LV poles | Total |  | 0 | 0 | 0 | 0 | 0 | 0 | 0 | 0 | 0 | 0 | 0 |  |  |  | 0 | 0 | 0
2 | LV Circuit Breaker | 2024 | 0 | 0 | 0 | 0 | 0 | 0 | 0 | 0 | 0 | 0 | 0 | 0 |  |  |  | 0 | 0 | 0
| LV Circuit Breaker | 2025 | 0 | 0 | 0 | 0 | 0 | 0 | 0 | 0 | 0 | 0 | 0 | 0 |  |  |  | 0 | 0 | 0
| LV Circuit Breaker | 2026 | 0 | 0 | 0 | 0 | 0 | 0 | 0 | 0 | 0 | 0 | 0 | 0 |  |  |  | 0 | 0 | 0
| LV Circuit Breaker | 2027 | 0 | 0 | 0 | 0 | 0 | 0 | 0 | 0 | 0 | 0 | 0 | 0 |  |  |  | 0 | 0 | 0
| LV Circuit Breaker | 2028 | 0 | 0 | 0 | 0 | 0 | 0 | 0 | 0 | 0 | 0 | 0 | 0 |  |  |  | 0 | 0 | 0
| LV Circuit Breaker | Total |  | 0 | 0 | 0 | 0 | 0 | 0 | 0 | 0 | 0 | 0 | 0 |  |  |  | 0 | 0 | 0
3 | LV Pillar (ID) | 2024 | 0 | 0 | 0 | 0 | 0 | 0 | 0 | 0 | 0 | 0 | 0 | 0 |  |  |  | 0 | 0 | 0
| LV Pillar (ID) | 2025 | 0 | 0 | 0 | 0 | 0 | 0 | 0 | 0 | 0 | 0 | 0 | 0 |  |  |  | 0 | 0 | 0
| LV Pillar (ID) | 2026 | 0 | 0 | 0 | 0 | 0 | 0 | 0 | 0 | 0 | 0 | 0 | 0 |  |  |  | 0 | 0 | 0
| LV Pillar (ID) | 2027 | 0 | 0 | 0 | 0 | 0 | 0 | 0 | 0 | 0 | 0 | 0 | 0 |  |  |  | 0 | 0 | 0
| LV Pillar (ID) | 2028 | 0 | 0 | 0 | 0 | 0 | 0 | 0 | 0 | 0 | 0 | 0 | 0 |  |  |  | 0 | 0 | 0
| LV Pillar (ID) | Total |  | 0 | 0 | 0 | 0 | 0 | 0 | 0 | 0 | 0 | 0 | 0 |  |  |  | 0 | 0 | 0
4 | LV Pillar (OD at Substation) | 2024 | 0 | 0 | 0 | 0 | 0 | 0 | 0 | 0 | 0 | 0 | 0 | 0 |  |  |  | 0 | 0 | 0
| LV Pillar (OD at Substation) | 2025 | 0 | 0 | 0 | 0 | 0 | 0 | 0 | 0 | 0 | 0 | 0 | 0 |  |  |  | 0 | 0 | 0
| LV Pillar (OD at Substation) | 2026 | 0 | 0 | 0 | 0 | 0 | 0 | 0 | 0 | 0 | 0 | 0 | 0 |  |  |  | 0 | 0 | 0
| LV Pillar (OD at Substation) | 2027 | 0 | 0 | 0 | 0 | 0 | 0 | 0 | 0 | 0 | 0 | 0 | 0 |  |  |  | 0 | 0 | 0
| LV Pillar (OD at Substation) | 2028 | 0 | 0 | 0 | 0 | 0 | 0 | 0 | 0 | 0 | 0 | 0 | 0 |  |  |  | 0 | 0 | 0
| LV Pillar (OD at Substation) | Total |  | 0 | 0 | 0 | 0 | 0 | 0 | 0 | 0 | 0 | 0 | 0 |  |  |  | 0 | 0 | 0
5 | LV Pillar (OD not at Substation) | 2024 | 0 | 0 | 0 | 0 | 0 | 0 | 0 | 0 | 0 | 0 | 0 | 0 |  |  |  | 0 | 0 | 0
| LV Pillar (OD not at Substation) | 2025 | 0 | 0 | 0 | 0 | 0 | 0 | 0 | 0 | 0 | 0 | 0 | 0 |  |  |  | 0 | 0 | 0
| LV Pillar (OD not at Substation) | 2026 | 0 | 0 | 0 | 0 | 0 | 0 | 0 | 0 | 0 | 0 | 0 | 0 |  |  |  | 0 | 0 | 0
| LV Pillar (OD not at Substation) | 2027 | 0 | 0 | 0 | 0 | 0 | 0 | 0 | 0 | 0 | 0 | 0 | 0 |  |  |  | 0 | 0 | 0
| LV Pillar (OD not at Substation) | 2028 | 0 | 0 | 0 | 0 | 0 | 0 | 0 | 0 | 0 | 0 | 0 | 0 |  |  |  | 0 | 0 | 0
| LV Pillar (OD not at a Substation) | Total |  | 0 | 0 | 0 | 0 | 0 | 0 | 0 | 0 | 0 | 0 | 0 |  |  |  | 0 | 0 | 0
6 | LV Board (WM) | 2024 | 0 | 0 | 0 | 0 | 0 | 0 | 0 | 0 | 0 | 0 | 0 | 0 |  |  |  | 0 | 0 | 0
| LV Board (WM) | 2025 | 0 | 0 | 0 | 0 | 0 | 0 | 0 | 0 | 0 | 0 | 0 | 0 |  |  |  | 0 | 0 | 0
| LV Board (WM) | 2026 | 0 | 0 | 0 | 0 | 0 | 0 | 0 | 0 | 0 | 0 | 0 | 0 |  |  |  | 0 | 0 | 0
| LV Board (WM) | 2027 | 0 | 0 | 0 | 0 | 0 | 0 | 0 | 0 | 0 | 0 | 0 | 0 |  |  |  | 0 | 0 | 0
| LV Board (WM) | 2028 | 0 | 0 | 0 | 0 | 0 | 0 | 0 | 0 | 0 | 0 | 0 | 0 |  |  |  | 0 | 0 | 0
| LV Board (WM) | Total |  | 0 | 0 | 0 | 0 | 0 | 0 | 0 | 0 | 0 | 0 | 0 |  |  |  | 0 | 0 | 0
7 | LV Board (X-Type Network) (WM) | 2024 | 0 | 0 | 0 | 0 | 0 | 0 | 0 | 0 | 0 | 0 | 0 | 0 |  |  |  | 0 | 0 | 0
| LV Board (X-Type Network) (WM) | 2025 | 0 | 0 | 0 | 0 | 0 | 0 | 0 | 0 | 0 | 0 | 0 | 0 |  |  |  | 0 | 0 | 0
| LV Board (X-Type Network) (WM) | 2026 | 0 | 0 | 0 | 0 | 0 | 0 | 0 | 0 | 0 | 0 | 0 | 0 |  |  |  | 0 | 0 | 0
| LV Board (X-Type Network) (WM) | 2027 | 0 | 0 | 0 | 0 | 0 | 0 | 0 | 0 | 0 | 0 | 0 | 0 |  |  |  | 0 | 0 | 0
| LV Board (X-Type Network) (WM) | 2028 | 0 | 0 | 0 | 0 | 0 | 0 | 0 | 0 | 0 | 0 | 0 | 0 |  |  |  | 0 | 0 | 0
| LV Board (X-Type Network) (WM) | Total |  | 0 | 0 | 0 | 0 | 0 | 0 | 0 | 0 | 0 | 0 | 0 |  |  |  | 0 | 0 | 0
8 | LV UGB | 2024 | 0 | 0 | 0 | 0 | 0 | 0 | 0 | 0 | 0 | 0 | 0 | 0 |  |  |  | 0 | 0 | 0
| LV UGB | 2025 | 0 | 0 | 0 | 0 | 0 | 0 | 0 | 0 | 0 | 0 | 0 | 0 |  |  |  | 0 | 0 | 0
| LV UGB | 2026 | 0 | 0 | 0 | 0 | 0 | 0 | 0 | 0 | 0 | 0 | 0 | 0 |  |  |  | 0 | 0 | 0
| LV UGB | 2027 | 0 | 0 | 0 | 0 | 0 | 0 | 0 | 0 | 0 | 0 | 0 | 0 |  |  |  | 0 | 0 | 0
| LV UGB | 2028 | 0 | 0 | 0 | 0 | 0 | 0 | 0 | 0 | 0 | 0 | 0 | 0 |  |  |  | 0 | 0 | 0
| LV UGB | Total |  | 0 | 0 | 0 | 0 | 0 | 0 | 0 | 0 | 0 | 0 | 0 |  |  |  | 0 | 0 | 0
9 | 6.6/11kV Poles | 2024 | 0 | 0 | 0 | 0 | 0 | 0 | 0 | 0 | 0 | 0 | 0 | 0 |  |  |  | 0 | 0 | 0
| 6.6/11kV Poles | 2025 | 0 | 0 | 0 | 0 | 0 | 0 | 0 | 0 | 0 | 0 | 0 | 0 |  |  |  | 0 | 0 | 0
| 6.6/11kV Poles | 2026 | 0 | 0 | 0 | 0 | 0 | 0 | 0 | 0 | 0 | 0 | 0 | 0 |  |  |  | 0 | 0 | 0
| 6.6/11kV Poles | 2027 | 0 | 0 | 0 | 0 | 0 | 0 | 0 | 0 | 0 | 0 | 0 | 0 |  |  |  | 0 | 0 | 0
| 6.6/11kV Poles | 2028 | 0 | 0 | 0 | 0 | 0 | 0 | 0 | 0 | 0 | 0 | 0 | 0 |  |  |  | 0 | 0 | 0
| 6.6/11kV Poles | Total |  | 0 | 0 | 0 | 0 | 0 | 0 | 0 | 0 | 0 | 0 | 0 |  |  |  | 0 | 0 | 0
10 | 20kV Poles | 2024 | 0 | 0 | 0 | 0 | 0 | 0 | 0 | 0 | 0 | 0 | 0 | 0 |  |  |  | 0 | 0 | 0
| 20kV Poles | 2025 | 0 | 0 | 0 | 0 | 0 | 0 | 0 | 0 | 0 | 0 | 0 | 0 |  |  |  | 0 | 0 | 0
| 20kV Poles | 2026 | 0 | 0 | 0 | 0 | 0 | 0 | 0 | 0 | 0 | 0 | 0 | 0 |  |  |  | 0 | 0 | 0
| 20kV Poles | 2027 | 0 | 0 | 0 | 0 | 0 | 0 | 0 | 0 | 0 | 0 | 0 | 0 |  |  |  | 0 | 0 | 0
| 20kV Poles | 2028 | 0 | 0 | 0 | 0 | 0 | 0 | 0 | 0 | 0 | 0 | 0 | 0 |  |  |  | 0 | 0 | 0
| 20kV Poles | Total |  | 0 | 0 | 0 | 0 | 0 | 0 | 0 | 0 | 0 | 0 | 0 |  |  |  | 0 | 0 | 0
11 | HV Sub Cable | 2024 | 0 | 0 | 0 | 0 | 0 | 0 | 0 | 0 | 0 | 0 | 0 | 0 |  |  |  | 0 | 0 | 0
| HV Sub Cable | 2025 | 0 | 0 | 0 | 0 | 0 | 0 | 0 | 0 | 0 | 0 | 0 | 0 |  |  |  | 0 | 0 | 0
| HV Sub Cable | 2026 | 0 | 0 | 0 | 0 | 0 | 0 | 0 | 0 | 0 | 0 | 0 | 0 |  |  |  | 0 | 0 | 0
| HV Sub Cable | 2027 | 0 | 0 | 0 | 0 | 0 | 0 | 0 | 0 | 0 | 0 | 0 | 0 |  |  |  | 0 | 0 | 0
| HV Sub Cable | 2028 | 0 | 0 | 0 | 0 | 0 | 0 | 0 | 0 | 0 | 0 | 0 | 0 |  |  |  | 0 | 0 | 0
| HV Sub Cable | Total |  | 0 | 0 | 0 | 0 | 0 | 0 | 0 | 0 | 0 | 0 | 0 |  |  |  | 0 | 0 | 0
12 | 6.6/11kV CB (GM) Primary | 2024 | 0 | 0 | 0 | 0 | 0 | 0 | 0 | 0 | 0 | 0 | 0 | 0 |  |  |  | 0 | 0 | 0
| 6.6/11kV CB (GM) Primary | 2025 | 0 | 0 | 0 | 0 | 0 | 0 | 0 | 0 | 0 | 0 | 0 | 0 |  |  |  | 0 | 0 | 0
| 6.6/11kV CB (GM) Primary | 2026 | 0 | 0 | 0 | 0 | 0 | 0 | 0 | 0 | 0 | 0 | 0 | 0 |  |  |  | 0 | 0 | 0
| 6.6/11kV CB (GM) Primary | 2027 | 0 | 0 | 0 | 0 | 0 | 0 | 0 | 0 | 0 | 0 | 0 | 0 |  |  |  | 0 | 0 | 0
| 6.6/11kV CB (GM) Primary | 2028 | 0 | 0 | 0 | 0 | 0 | 0 | 0 | 0 | 0 | 0 | 0 | 0 |  |  |  | 0 | 0 | 0
| 6.6/11kV CB (GM) Primary | Total |  | 0 | 0 | 0 | 0 | 0 | 0 | 0 | 0 | 0 | 0 | 0 |  |  |  | 0 | 0 | 0
13 | 6.6/11kV CB (GM) Secondary | 2024 | 0 | 0 | 0 | 0 | 0 | 0 | 0 | 0 | 0 | 0 | 0 | 0 |  |  |  | 0 | 0 | 0
| 6.6/11kV CB (GM) Secondary | 2025 | 0 | 0 | 0 | 0 | 0 | 0 | 0 | 0 | 0 | 0 | 0 | 0 |  |  |  | 0 | 0 | 0
| 6.6/11kV CB (GM) Secondary | 2026 | 0 | 0 | 0 | 0 | 0 | 0 | 0 | 0 | 0 | 0 | 0 | 0 |  |  |  | 0 | 0 | 0
| 6.6/11kV CB (GM) Secondary | 2027 | 0 | 0 | 0 | 0 | 0 | 0 | 0 | 0 | 0 | 0 | 0 | 0 |  |  |  | 0 | 0 | 0
| 6.6/11kV CB (GM) Secondary | 2028 | 0 | 0 | 0 | 0 | 0 | 0 | 0 | 0 | 0 | 0 | 0 | 0 |  |  |  | 0 | 0 | 0
| 6.6/11kV CB (GM) Secondary | Total |  | 0 | 0 | 0 | 0 | 0 | 0 | 0 | 0 | 0 | 0 | 0 |  |  |  | 0 | 0 | 0
14 | 6.6/11kV Switch (GM) | 2024 | 0 | 0 | 0 | 0 | 0 | 0 | 0 | 0 | 0 | 0 | 0 | 0 |  |  |  | 0 | 0 | 0
| 6.6/11kV Switch (GM) | 2025 | 0 | 0 | 0 | 0 | 0 | 0 | 0 | 0 | 0 | 0 | 0 | 0 |  |  |  | 0 | 0 | 0
| 6.6/11kV Switch (GM) | 2026 | 0 | 0 | 0 | 0 | 0 | 0 | 0 | 0 | 0 | 0 | 0 | 0 |  |  |  | 0 | 0 | 0
| 6.6/11kV Switch (GM) | 2027 | 0 | 0 | 0 | 0 | 0 | 0 | 0 | 0 | 0 | 0 | 0 | 0 |  |  |  | 0 | 0 | 0
| 6.6/11kV Switch (GM) | 2028 | 0 | 0 | 0 | 0 | 0 | 0 | 0 | 0 | 0 | 0 | 0 | 0 |  |  |  | 0 | 0 | 0
| 6.6/11kV Switch (GM) | Total |  | 0 | 0 | 0 | 0 | 0 | 0 | 0 | 0 | 0 | 0 | 0 |  |  |  | 0 | 0 | 0
15 | 6.6/11kV RMU | 2024 | 0 | 0 | 0 | 0 | 0 | 0 | 0 | 0 | 0 | 0 | 0 | 0 |  |  |  | 0 | 0 | 0
| 6.6/11kV RMU | 2025 | 0 | 0 | 0 | 0 | 0 | 0 | 0 | 0 | 0 | 0 | 0 | 0 |  |  |  | 0 | 0 | 0
| 6.6/11kV RMU | 2026 | 0 | 0 | 0 | 0 | 0 | 0 | 0 | 0 | 0 | 0 | 0 | 0 |  |  |  | 0 | 0 | 0
| 6.6/11kV RMU | 2027 | 0 | 0 | 0 | 0 | 0 | 0 | 0 | 0 | 0 | 0 | 0 | 0 |  |  |  | 0 | 0 | 0
| 6.6/11kV RMU | 2028 | 0 | 0 | 0 | 0 | 0 | 0 | 0 | 0 | 0 | 0 | 0 | 0 |  |  |  | 0 | 0 | 0
| 6.6/11kV RMU | Total |  | 0 | 0 | 0 | 0 | 0 | 0 | 0 | 0 | 0 | 0 | 0 |  |  |  | 0 | 0 | 0
16 | 6.6/11kV X-type RMU | 2024 | 0 | 0 | 0 | 0 | 0 | 0 | 0 | 0 | 0 | 0 | 0 | 0 |  |  |  | 0 | 0 | 0
| 6.6/11kV X-type RMU | 2025 | 0 | 0 | 0 | 0 | 0 | 0 | 0 | 0 | 0 | 0 | 0 | 0 |  |  |  | 0 | 0 | 0
| 6.6/11kV X-type RMU | 2026 | 0 | 0 | 0 | 0 | 0 | 0 | 0 | 0 | 0 | 0 | 0 | 0 |  |  |  | 0 | 0 | 0
| 6.6/11kV X-type RMU | 2027 | 0 | 0 | 0 | 0 | 0 | 0 | 0 | 0 | 0 | 0 | 0 | 0 |  |  |  | 0 | 0 | 0
| 6.6/11kV X-type RMU | 2028 | 0 | 0 | 0 | 0 | 0 | 0 | 0 | 0 | 0 | 0 | 0 | 0 |  |  |  | 0 | 0 | 0
| 6.6/11kV X-type RMU | Total |  | 0 | 0 | 0 | 0 | 0 | 0 | 0 | 0 | 0 | 0 | 0 |  |  |  | 0 | 0 | 0
17 | 20kV CB (GM) Primary | 2024 | 0 | 0 | 0 | 0 | 0 | 0 | 0 | 0 | 0 | 0 | 0 | 0 |  |  |  | 0 | 0 | 0
| 20kV CB (GM) Primary | 2025 | 0 | 0 | 0 | 0 | 0 | 0 | 0 | 0 | 0 | 0 | 0 | 0 |  |  |  | 0 | 0 | 0
| 20kV CB (GM) Primary | 2026 | 0 | 0 | 0 | 0 | 0 | 0 | 0 | 0 | 0 | 0 | 0 | 0 |  |  |  | 0 | 0 | 0
| 20kV CB (GM) Primary | 2027 | 0 | 0 | 0 | 0 | 0 | 0 | 0 | 0 | 0 | 0 | 0 | 0 |  |  |  | 0 | 0 | 0
| 20kV CB (GM) Primary | 2028 | 0 | 0 | 0 | 0 | 0 | 0 | 0 | 0 | 0 | 0 | 0 | 0 |  |  |  | 0 | 0 | 0
| 20kV CB (GM) Primary | Total |  | 0 | 0 | 0 | 0 | 0 | 0 | 0 | 0 | 0 | 0 | 0 |  |  |  | 0 | 0 | 0
18 | 20kV CB (GM) Secondary | 2024 | 0 | 0 | 0 | 0 | 0 | 0 | 0 | 0 | 0 | 0 | 0 | 0 |  |  |  | 0 | 0 | 0
| 20kV CB (GM) Secondary | 2025 | 0 | 0 | 0 | 0 | 0 | 0 | 0 | 0 | 0 | 0 | 0 | 0 |  |  |  | 0 | 0 | 0
| 20kV CB (GM) Secondary | 2026 | 0 | 0 | 0 | 0 | 0 | 0 | 0 | 0 | 0 | 0 | 0 | 0 |  |  |  | 0 | 0 | 0
| 20kV CB (GM) Secondary | 2027 | 0 | 0 | 0 | 0 | 0 | 0 | 0 | 0 | 0 | 0 | 0 | 0 |  |  |  | 0 | 0 | 0
| 20kV CB (GM) Secondary | 2028 | 0 | 0 | 0 | 0 | 0 | 0 | 0 | 0 | 0 | 0 | 0 | 0 |  |  |  | 0 | 0 | 0
| 20kV CB (GM) Secondary | Total |  | 0 | 0 | 0 | 0 | 0 | 0 | 0 | 0 | 0 | 0 | 0 |  |  |  | 0 | 0 | 0
19 | 20kV Switch (GM) | 2024 | 0 | 0 | 0 | 0 | 0 | 0 | 0 | 0 | 0 | 0 | 0 | 0 |  |  |  | 0 | 0 | 0
| 20kV Switch (GM) | 2025 | 0 | 0 | 0 | 0 | 0 | 0 | 0 | 0 | 0 | 0 | 0 | 0 |  |  |  | 0 | 0 | 0
| 20kV Switch (GM) | 2026 | 0 | 0 | 0 | 0 | 0 | 0 | 0 | 0 | 0 | 0 | 0 | 0 |  |  |  | 0 | 0 | 0
| 20kV Switch (GM) | 2027 | 0 | 0 | 0 | 0 | 0 | 0 | 0 | 0 | 0 | 0 | 0 | 0 |  |  |  | 0 | 0 | 0
| 20kV Switch (GM) | 2028 | 0 | 0 | 0 | 0 | 0 | 0 | 0 | 0 | 0 | 0 | 0 | 0 |  |  |  | 0 | 0 | 0
| 20kV Switch (GM) | Total |  | 0 | 0 | 0 | 0 | 0 | 0 | 0 | 0 | 0 | 0 | 0 |  |  |  | 0 | 0 | 0
20 | 20kV RMU | 2024 | 0 | 0 | 0 | 0 | 0 | 0 | 0 | 0 | 0 | 0 | 0 | 0 |  |  |  | 0 | 0 | 0
| 20kV RMU | 2025 | 0 | 0 | 0 | 0 | 0 | 0 | 0 | 0 | 0 | 0 | 0 | 0 |  |  |  | 0 | 0 | 0
| 20kV RMU | 2026 | 0 | 0 | 0 | 0 | 0 | 0 | 0 | 0 | 0 | 0 | 0 | 0 |  |  |  | 0 | 0 | 0
| 20kV RMU | 2027 | 0 | 0 | 0 | 0 | 0 | 0 | 0 | 0 | 0 | 0 | 0 | 0 |  |  |  | 0 | 0 | 0
| 20kV RMU | 2028 | 0 | 0 | 0 | 0 | 0 | 0 | 0 | 0 | 0 | 0 | 0 | 0 |  |  |  | 0 | 0 | 0
| 20kV RMU | Total |  | 0 | 0 | 0 | 0 | 0 | 0 | 0 | 0 | 0 | 0 | 0 |  |  |  | 0 | 0 | 0
21 | 6.6/11kV Transformer (GM) | 2024 | 0 | 0 | 0 | 0 | 0 | 0 | 0 | 0 | 0 | 0 | 0 | 0 |  |  |  | 0 | 0 | 0
| 6.6/11kV Transformer (GM) | 2025 | 0 | 0 | 0 | 0 | 0 | 0 | 0 | 0 | 0 | 0 | 0 | 0 |  |  |  | 0 | 0 | 0
| 6.6/11kV Transformer (GM) | 2026 | 0 | 0 | 0 | 0 | 0 | 0 | 0 | 0 | 0 | 0 | 0 | 0 |  |  |  | 0 | 0 | 0
| 6.6/11kV Transformer (GM) | 2027 | 0 | 0 | 0 | 0 | 0 | 0 | 0 | 0 | 0 | 0 | 0 | 0 |  |  |  | 0 | 0 | 0
| 6.6/11kV Transformer (GM) | 2028 | 0 | 0 | 0 | 0 | 0 | 0 | 0 | 0 | 0 | 0 | 0 | 0 |  |  |  | 0 | 0 | 0
| 6.6/11kV Transformer (GM) | Total |  | 0 | 0 | 0 | 0 | 0 | 0 | 0 | 0 | 0 | 0 | 0 |  |  |  | 0 | 0 | 0
22 | 20kV Transformer (GM) | 2024 | 0 | 0 | 0 | 0 | 0 | 0 | 0 | 0 | 0 | 0 | 0 | 0 |  |  |  | 0 | 0 | 0
| 20kV Transformer (GM) | 2025 | 0 | 0 | 0 | 0 | 0 | 0 | 0 | 0 | 0 | 0 | 0 | 0 |  |  |  | 0 | 0 | 0
| 20kV Transformer (GM) | 2026 | 0 | 0 | 0 | 0 | 0 | 0 | 0 | 0 | 0 | 0 | 0 | 0 |  |  |  | 0 | 0 | 0
| 20kV Transformer (GM) | 2027 | 0 | 0 | 0 | 0 | 0 | 0 | 0 | 0 | 0 | 0 | 0 | 0 |  |  |  | 0 | 0 | 0
| 20kV Transformer (GM) | 2028 | 0 | 0 | 0 | 0 | 0 | 0 | 0 | 0 | 0 | 0 | 0 | 0 |  |  |  | 0 | 0 | 0
| 20kV Transformer (GM) | Total |  | 0 | 0 | 0 | 0 | 0 | 0 | 0 | 0 | 0 | 0 | 0 |  |  |  | 0 | 0 | 0
23 | 33kV Poles | 2024 | 0 | 0 | 0 | 0 | 0 | 0 | 0 | 0 | 0 | 0 | 0 | 0 |  |  |  | 0 | 0 | 0
| 33kV Poles | 2025 | 0 | 0 | 0 | 0 | 0 | 0 | 0 | 0 | 0 | 0 | 0 | 0 |  |  |  | 0 | 0 | 0
| 33kV Poles | 2026 | 0 | 0 | 0 | 0 | 0 | 0 | 0 | 0 | 0 | 0 | 0 | 0 |  |  |  | 0 | 0 | 0
| 33kV Poles | 2027 | 0 | 0 | 0 | 0 | 0 | 0 | 0 | 0 | 0 | 0 | 0 | 0 |  |  |  | 0 | 0 | 0
| 33kV Poles | 2028 | 0 | 0 | 0 | 0 | 0 | 0 | 0 | 0 | 0 | 0 | 0 | 0 |  |  |  | 0 | 0 | 0
| 33kV Pole | Total |  | 0 | 0 | 0 | 0 | 0 | 0 | 0 | 0 | 0 | 0 | 0 |  |  |  | 0 | 0 | 0
24 | 66kV Poles | 2024 | 0 | 0 | 0 | 0 | 0 | 0 | 0 | 0 | 0 | 0 | 0 | 0 |  |  |  | 0 | 0 | 0
| 66kV Poles | 2025 | 0 | 0 | 0 | 0 | 0 | 0 | 0 | 0 | 0 | 0 | 0 | 0 |  |  |  | 0 | 0 | 0
| 66kV Poles | 2026 | 0 | 0 | 0 | 0 | 0 | 0 | 0 | 0 | 0 | 0 | 0 | 0 |  |  |  | 0 | 0 | 0
| 66kV Poles | 2027 | 0 | 0 | 0 | 0 | 0 | 0 | 0 | 0 | 0 | 0 | 0 | 0 |  |  |  | 0 | 0 | 0
| 66kV Poles | 2028 | 0 | 0 | 0 | 0 | 0 | 0 | 0 | 0 | 0 | 0 | 0 | 0 |  |  |  | 0 | 0 | 0
| 66kV Pole | Total |  | 0 | 0 | 0 | 0 | 0 | 0 | 0 | 0 | 0 | 0 | 0 |  |  |  | 0 | 0 | 0
25 | 33kV OHL (Tower line) Conductor | 2024 | 0 | 0 | 0 | 0 | 0 | 0 | 0 | 0 | 0 | 0 | 0 | 0 |  |  |  | 0 | 0 | 0
| 33kV OHL (Tower line) Conductor | 2025 | 0 | 0 | 0 | 0 | 0 | 0 | 0 | 0 | 0 | 0 | 0 | 0 |  |  |  | 0 | 0 | 0
| 33kV OHL (Tower line) Conductor | 2026 | 0 | 0 | 0 | 0 | 0 | 0 | 0 | 0 | 0 | 0 | 0 | 0 |  |  |  | 0 | 0 | 0
| 33kV OHL (Tower line) Conductor | 2027 | 0 | 0 | 0 | 0 | 0 | 0 | 0 | 0 | 0 | 0 | 0 | 0 |  |  |  | 0 | 0 | 0
| 33kV OHL (Tower line) Conductor | 2028 | 0 | 0 | 0 | 0 | 0 | 0 | 0 | 0 | 0 | 0 | 0 | 0 |  |  |  | 0 | 0 | 0
| 33kV OHL (Tower line) Conductor | Total |  | 0 | 0 | 0 | 0 | 0 | 0 | 0 | 0 | 0 | 0 | 0 |  |  |  | 0 | 0 | 0
26 | 33kV Tower | 2024 | 0 | 0 | 0 | 0 | 0 | 0 | 0 | 0 | 0 | 0 | 0 | 0 |  |  |  | 0 | 0 | 0
| 33kV Tower | 2025 | 0 | 0 | 0 | 0 | 0 | 0 | 0 | 0 | 0 | 0 | 0 | 0 |  |  |  | 0 | 0 | 0
| 33kV Tower | 2026 | 0 | 0 | 0 | 0 | 0 | 0 | 0 | 0 | 0 | 0 | 0 | 0 |  |  |  | 0 | 0 | 0
| 33kV Tower | 2027 | 0 | 0 | 0 | 0 | 0 | 0 | 0 | 0 | 0 | 0 | 0 | 0 |  |  |  | 0 | 0 | 0
| 33kV Tower | 2028 | 0 | 0 | 0 | 0 | 0 | 0 | 0 | 0 | 0 | 0 | 0 | 0 |  |  |  | 0 | 0 | 0
| 33kV Tower | Total |  | 0 | 0 | 0 | 0 | 0 | 0 | 0 | 0 | 0 | 0 | 0 |  |  |  | 0 | 0 | 0
27 | 33kV Fittings | 2024 | 0 | 0 | 0 | 0 | 0 | 0 | 0 | 0 | 0 | 0 | 0 | 0 |  |  |  | 0 | 0 | 0
| 33kV Fittings | 2025 | 0 | 0 | 0 | 0 | 0 | 0 | 0 | 0 | 0 | 0 | 0 | 0 |  |  |  | 0 | 0 | 0
| 33kV Fittings | 2026 | 0 | 0 | 0 | 0 | 0 | 0 | 0 | 0 | 0 | 0 | 0 | 0 |  |  |  | 0 | 0 | 0
| 33kV Fittings | 2027 | 0 | 0 | 0 | 0 | 0 | 0 | 0 | 0 | 0 | 0 | 0 | 0 |  |  |  | 0 | 0 | 0
| 33kV Fittings | 2028 | 0 | 0 | 0 | 0 | 0 | 0 | 0 | 0 | 0 | 0 | 0 | 0 |  |  |  | 0 | 0 | 0
| 33kV Fittings | Total |  | 0 | 0 | 0 | 0 | 0 | 0 | 0 | 0 | 0 | 0 | 0 |  |  |  | 0 | 0 | 0
28 | 66kV OHL (Tower Line) Conductor | 2024 | 0 | 0 | 0 | 0 | 0 | 0 | 0 | 0 | 0 | 0 | 0 | 0 |  |  |  | 0 | 0 | 0
| 66kV OHL (Tower Line) Conductor | 2025 | 0 | 0 | 0 | 0 | 0 | 0 | 0 | 0 | 0 | 0 | 0 | 0 |  |  |  | 0 | 0 | 0
| 66kV OHL (Tower Line) Conductor | 2026 | 0 | 0 | 0 | 0 | 0 | 0 | 0 | 0 | 0 | 0 | 0 | 0 |  |  |  | 0 | 0 | 0
| 66kV OHL (Tower Line) Conductor | 2027 | 0 | 0 | 0 | 0 | 0 | 0 | 0 | 0 | 0 | 0 | 0 | 0 |  |  |  | 0 | 0 | 0
| 66kV OHL (Tower Line) Conductor | 2028 | 0 | 0 | 0 | 0 | 0 | 0 | 0 | 0 | 0 | 0 | 0 | 0 |  |  |  | 0 | 0 | 0
| 66kV OHL (Tower Line) Conductor | Total |  | 0 | 0 | 0 | 0 | 0 | 0 | 0 | 0 | 0 | 0 | 0 |  |  |  | 0 | 0 | 0
29 | 66kV Tower | 2024 | 0 | 0 | 0 | 0 | 0 | 0 | 0 | 0 | 0 | 0 | 0 | 0 |  |  |  | 0 | 0 | 0
| 66kV Tower | 2025 | 0 | 0 | 0 | 0 | 0 | 0 | 0 | 0 | 0 | 0 | 0 | 0 |  |  |  | 0 | 0 | 0
| 66kV Tower | 2026 | 0 | 0 | 0 | 0 | 0 | 0 | 0 | 0 | 0 | 0 | 0 | 0 |  |  |  | 0 | 0 | 0
| 66kV Tower | 2027 | 0 | 0 | 0 | 0 | 0 | 0 | 0 | 0 | 0 | 0 | 0 | 0 |  |  |  | 0 | 0 | 0
| 66kV Tower | 2028 | 0 | 0 | 0 | 0 | 0 | 0 | 0 | 0 | 0 | 0 | 0 | 0 |  |  |  | 0 | 0 | 0
| 66kV Tower | Total |  | 0 | 0 | 0 | 0 | 0 | 0 | 0 | 0 | 0 | 0 | 0 |  |  |  | 0 | 0 | 0
30 | 66kV Fittings | 2024 | 0 | 0 | 0 | 0 | 0 | 0 | 0 | 0 | 0 | 0 | 0 | 0 |  |  |  | 0 | 0 | 0
| 66kV Fittings | 2025 | 0 | 0 | 0 | 0 | 0 | 0 | 0 | 0 | 0 | 0 | 0 | 0 |  |  |  | 0 | 0 | 0
| 66kV Fittings | 2026 | 0 | 0 | 0 | 0 | 0 | 0 | 0 | 0 | 0 | 0 | 0 | 0 |  |  |  | 0 | 0 | 0
| 66kV Fittings | 2027 | 0 | 0 | 0 | 0 | 0 | 0 | 0 | 0 | 0 | 0 | 0 | 0 |  |  |  | 0 | 0 | 0
| 66kV Fittings | 2028 | 0 | 0 | 0 | 0 | 0 | 0 | 0 | 0 | 0 | 0 | 0 | 0 |  |  |  | 0 | 0 | 0
| 66kV Fittings | Total |  | 0 | 0 | 0 | 0 | 0 | 0 | 0 | 0 | 0 | 0 | 0 |  |  |  | 0 | 0 | 0
31 | 33kV UG Cable (Non Pressurised) | 2024 | 0 | 0 | 0 | 0 | 0 | 0 | 0 | 0 | 0 | 0 | 0 | 0 |  |  |  | 0 | 0 | 0
| 33kV UG Cable (Non Pressurised) | 2025 | 0 | 0 | 0 | 0 | 0 | 0 | 0 | 0 | 0 | 0 | 0 | 0 |  |  |  | 0 | 0 | 0
| 33kV UG Cable (Non Pressurised) | 2026 | 0 | 0 | 0 | 0 | 0 | 0 | 0 | 0 | 0 | 0 | 0 | 0 |  |  |  | 0 | 0 | 0
| 33kV UG Cable (Non Pressurised) | 2027 | 0 | 0 | 0 | 0 | 0 | 0 | 0 | 0 | 0 | 0 | 0 | 0 |  |  |  | 0 | 0 | 0
| 33kV UG Cable (Non Pressurised) | 2028 | 0 | 0 | 0 | 0 | 0 | 0 | 0 | 0 | 0 | 0 | 0 | 0 |  |  |  | 0 | 0 | 0
| 33kV UG Cable (Non Pressurised) | Total |  | 0 | 0 | 0 | 0 | 0 | 0 | 0 | 0 | 0 | 0 | 0 |  |  |  | 0 | 0 | 0
32 | 33kV UG Cable (Oil) | 2024 | 0 | 0 | 0 | 0 | 0 | 0 | 0 | 0 | 0 | 0 | 0 | 0 |  |  |  | 0 | 0 | 0
| 33kV UG Cable (Oil) | 2025 | 0 | 0 | 0 | 0 | 0 | 0 | 0 | 0 | 0 | 0 | 0 | 0 |  |  |  | 0 | 0 | 0
| 33kV UG Cable (Oil) | 2026 | 0 | 0 | 0 | 0 | 0 | 0 | 0 | 0 | 0 | 0 | 0 | 0 |  |  |  | 0 | 0 | 0
| 33kV UG Cable (Oil) | 2027 | 0 | 0 | 0 | 0 | 0 | 0 | 0 | 0 | 0 | 0 | 0 | 0 |  |  |  | 0 | 0 | 0
| 33kV UG Cable (Oil) | 2028 | 0 | 0 | 0 | 0 | 0 | 0 | 0 | 0 | 0 | 0 | 0 | 0 |  |  |  | 0 | 0 | 0
| 33kV UG Cable (Oil) | Total |  | 0 | 0 | 0 | 0 | 0 | 0 | 0 | 0 | 0 | 0 | 0 |  |  |  | 0 | 0 | 0
33 | 33kV UG Cable (Gas) | 2024 | 0 | 0 | 0 | 0 | 0 | 0 | 0 | 0 | 0 | 0 | 0 | 0 |  |  |  | 0 | 0 | 0
| 33kV UG Cable (Gas) | 2025 | 0 | 0 | 0 | 0 | 0 | 0 | 0 | 0 | 0 | 0 | 0 | 0 |  |  |  | 0 | 0 | 0
| 33kV UG Cable (Gas) | 2026 | 0 | 0 | 0 | 0 | 0 | 0 | 0 | 0 | 0 | 0 | 0 | 0 |  |  |  | 0 | 0 | 0
| 33kV UG Cable (Gas) | 2027 | 0 | 0 | 0 | 0 | 0 | 0 | 0 | 0 | 0 | 0 | 0 | 0 |  |  |  | 0 | 0 | 0
| 33kV UG Cable (Gas) | 2028 | 0 | 0 | 0 | 0 | 0 | 0 | 0 | 0 | 0 | 0 | 0 | 0 |  |  |  | 0 | 0 | 0
| 33kV UG Cable (Gas) | Total |  | 0 | 0 | 0 | 0 | 0 | 0 | 0 | 0 | 0 | 0 | 0 |  |  |  | 0 | 0 | 0
34 | 66kV UG Cable (Non Pressurised) | 2024 | 0 | 0 | 0 | 0 | 0 | 0 | 0 | 0 | 0 | 0 | 0 | 0 |  |  |  | 0 | 0 | 0
| 66kV UG Cable (Non Pressurised) | 2025 | 0 | 0 | 0 | 0 | 0 | 0 | 0 | 0 | 0 | 0 | 0 | 0 |  |  |  | 0 | 0 | 0
| 66kV UG Cable (Non Pressurised) | 2026 | 0 | 0 | 0 | 0 | 0 | 0 | 0 | 0 | 0 | 0 | 0 | 0 |  |  |  | 0 | 0 | 0
| 66kV UG Cable (Non Pressurised) | 2027 | 0 | 0 | 0 | 0 | 0 | 0 | 0 | 0 | 0 | 0 | 0 | 0 |  |  |  | 0 | 0 | 0
| 66kV UG Cable (Non Pressurised) | 2028 | 0 | 0 | 0 | 0 | 0 | 0 | 0 | 0 | 0 | 0 | 0 | 0 |  |  |  | 0 | 0 | 0
| 66kV UG Cable (Non Pressurised) | Total |  | 0 | 0 | 0 | 0 | 0 | 0 | 0 | 0 | 0 | 0 | 0 |  |  |  | 0 | 0 | 0
35 | 66kV UG Cable (Oil) | 2024 | 0 | 0 | 0 | 0 | 0 | 0 | 0 | 0 | 0 | 0 | 0 | 0 |  |  |  | 0 | 0 | 0
| 66kV UG Cable (Oil) | 2025 | 0 | 0 | 0 | 0 | 0 | 0 | 0 | 0 | 0 | 0 | 0 | 0 |  |  |  | 0 | 0 | 0
| 66kV UG Cable (Oil) | 2026 | 0 | 0 | 0 | 0 | 0 | 0 | 0 | 0 | 0 | 0 | 0 | 0 |  |  |  | 0 | 0 | 0
| 66kV UG Cable (Oil) | 2027 | 0 | 0 | 0 | 0 | 0 | 0 | 0 | 0 | 0 | 0 | 0 | 0 |  |  |  | 0 | 0 | 0
| 66kV UG Cable (Oil) | 2028 | 0 | 0 | 0 | 0 | 0 | 0 | 0 | 0 | 0 | 0 | 0 | 0 |  |  |  | 0 | 0 | 0
| 66kV UG Cable (Oil) | Total |  | 0 | 0 | 0 | 0 | 0 | 0 | 0 | 0 | 0 | 0 | 0 |  |  |  | 0 | 0 | 0
36 | 66kV UG Cable (Gas) | 2024 | 0 | 0 | 0 | 0 | 0 | 0 | 0 | 0 | 0 | 0 | 0 | 0 |  |  |  | 0 | 0 | 0
| 66kV UG Cable (Gas) | 2025 | 0 | 0 | 0 | 0 | 0 | 0 | 0 | 0 | 0 | 0 | 0 | 0 |  |  |  | 0 | 0 | 0
| 66kV UG Cable (Gas) | 2026 | 0 | 0 | 0 | 0 | 0 | 0 | 0 | 0 | 0 | 0 | 0 | 0 |  |  |  | 0 | 0 | 0
| 66kV UG Cable (Gas) | 2027 | 0 | 0 | 0 | 0 | 0 | 0 | 0 | 0 | 0 | 0 | 0 | 0 |  |  |  | 0 | 0 | 0
| 66kV UG Cable (Gas) | 2028 | 0 | 0 | 0 | 0 | 0 | 0 | 0 | 0 | 0 | 0 | 0 | 0 |  |  |  | 0 | 0 | 0
| 66kV UG Cable (Gas) | Total |  | 0 | 0 | 0 | 0 | 0 | 0 | 0 | 0 | 0 | 0 | 0 |  |  |  | 0 | 0 | 0
37 | EHV Sub Cable | 2024 | 0 | 0 | 0 | 0 | 0 | 0 | 0 | 0 | 0 | 0 | 0 | 0 |  |  |  | 0 | 0 | 0
| EHV Sub Cable | 2025 | 0 | 0 | 0 | 0 | 0 | 0 | 0 | 0 | 0 | 0 | 0 | 0 |  |  |  | 0 | 0 | 0
| EHV Sub Cable | 2026 | 0 | 0 | 0 | 0 | 0 | 0 | 0 | 0 | 0 | 0 | 0 | 0 |  |  |  | 0 | 0 | 0
| EHV Sub Cable | 2027 | 0 | 0 | 0 | 0 | 0 | 0 | 0 | 0 | 0 | 0 | 0 | 0 |  |  |  | 0 | 0 | 0
| EHV Sub Cable | 2028 | 0 | 0 | 0 | 0 | 0 | 0 | 0 | 0 | 0 | 0 | 0 | 0 |  |  |  | 0 | 0 | 0
| EHV Sub Cable | Total |  | 0 | 0 | 0 | 0 | 0 | 0 | 0 | 0 | 0 | 0 | 0 |  |  |  | 0 | 0 | 0
38 | 33kV CB (Air Insulated Busbars) (ID) (GM) | 2024 | 0 | 0 | 0 | 0 | 0 | 0 | 0 | 0 | 0 | 0 | 0 | 0 |  |  |  | 0 | 0 | 0
| 33kV CB (Air Insulated Busbars) (ID) (GM) | 2025 | 0 | 0 | 0 | 0 | 0 | 0 | 0 | 0 | 0 | 0 | 0 | 0 |  |  |  | 0 | 0 | 0
| 33kV CB (Air Insulated Busbars) (ID) (GM) | 2026 | 0 | 0 | 0 | 0 | 0 | 0 | 0 | 0 | 0 | 0 | 0 | 0 |  |  |  | 0 | 0 | 0
| 33kV CB (Air Insulated Busbars) (ID) (GM) | 2027 | 0 | 0 | 0 | 0 | 0 | 0 | 0 | 0 | 0 | 0 | 0 | 0 |  |  |  | 0 | 0 | 0
| 33kV CB (Air Insulated Busbars) (ID) (GM) | 2028 | 0 | 0 | 0 | 0 | 0 | 0 | 0 | 0 | 0 | 0 | 0 | 0 |  |  |  | 0 | 0 | 0
| 33kV CB (Air Insulated Busbars) (ID) (GM) | Total |  | 0 | 0 | 0 | 0 | 0 | 0 | 0 | 0 | 0 | 0 | 0 |  |  |  | 0 | 0 | 0
39 | 33kV CB (Air Insulated Busbars) (OD) (GM) | 2024 | 0 | 0 | 0 | 0 | 0 | 0 | 0 | 0 | 0 | 0 | 0 | 0 |  |  |  | 0 | 0 | 0
| 33kV CB (Air Insulated Busbars) (OD) (GM) | 2025 | 0 | 0 | 0 | 0 | 0 | 0 | 0 | 0 | 0 | 0 | 0 | 0 |  |  |  | 0 | 0 | 0
| 33kV CB (Air Insulated Busbars) (OD) (GM) | 2026 | 0 | 0 | 0 | 0 | 0 | 0 | 0 | 0 | 0 | 0 | 0 | 0 |  |  |  | 0 | 0 | 0
| 33kV CB (Air Insulated Busbars) (OD) (GM) | 2027 | 0 | 0 | 0 | 0 | 0 | 0 | 0 | 0 | 0 | 0 | 0 | 0 |  |  |  | 0 | 0 | 0
| 33kV CB (Air Insulated Busbars) (OD) (GM) | 2028 | 0 | 0 | 0 | 0 | 0 | 0 | 0 | 0 | 0 | 0 | 0 | 0 |  |  |  | 0 | 0 | 0
| 33kV CB (Air Insulated Busbars) (OD) (GM) | Total |  | 0 | 0 | 0 | 0 | 0 | 0 | 0 | 0 | 0 | 0 | 0 |  |  |  | 0 | 0 | 0
40 | 33kV CB (Gas Insulated Busbars) (ID) (GM) | 2024 | 0 | 0 | 0 | 0 | 0 | 0 | 0 | 0 | 0 | 0 | 0 | 0 |  |  |  | 0 | 0 | 0
| 33kV CB (Gas Insulated Busbars) (ID) (GM) | 2025 | 0 | 0 | 0 | 0 | 0 | 0 | 0 | 0 | 0 | 0 | 0 | 0 |  |  |  | 0 | 0 | 0
| 33kV CB (Gas Insulated Busbars) (ID) (GM) | 2026 | 0 | 0 | 0 | 0 | 0 | 0 | 0 | 0 | 0 | 0 | 0 | 0 |  |  |  | 0 | 0 | 0
| 33kV CB (Gas Insulated Busbars) (ID) (GM) | 2027 | 0 | 0 | 0 | 0 | 0 | 0 | 0 | 0 | 0 | 0 | 0 | 0 |  |  |  | 0 | 0 | 0
| 33kV CB (Gas Insulated Busbars) (ID) (GM) | 2028 | 0 | 0 | 0 | 0 | 0 | 0 | 0 | 0 | 0 | 0 | 0 | 0 |  |  |  | 0 | 0 | 0
| 33kV CB (Gas Insulated Busbars) (ID) (GM) | Total |  | 0 | 0 | 0 | 0 | 0 | 0 | 0 | 0 | 0 | 0 | 0 |  |  |  | 0 | 0 | 0
41 | 33kV CB (Gas Insulated Busbars) (OD) (GM) | 2024 | 0 | 0 | 0 | 0 | 0 | 0 | 0 | 0 | 0 | 0 | 0 | 0 |  |  |  | 0 | 0 | 0
| 33kV CB (Gas Insulated Busbars) (OD) (GM) | 2025 | 0 | 0 | 0 | 0 | 0 | 0 | 0 | 0 | 0 | 0 | 0 | 0 |  |  |  | 0 | 0 | 0
| 33kV CB (Gas Insulated Busbars) (OD) (GM) | 2026 | 0 | 0 | 0 | 0 | 0 | 0 | 0 | 0 | 0 | 0 | 0 | 0 |  |  |  | 0 | 0 | 0
| 33kV CB (Gas Insulated Busbars) (OD) (GM) | 2027 | 0 | 0 | 0 | 0 | 0 | 0 | 0 | 0 | 0 | 0 | 0 | 0 |  |  |  | 0 | 0 | 0
| 33kV CB (Gas Insulated Busbars) (OD) (GM) | 2028 | 0 | 0 | 0 | 0 | 0 | 0 | 0 | 0 | 0 | 0 | 0 | 0 |  |  |  | 0 | 0 | 0
| 33kV CB (Gas Insulated Busbars) (OD) (GM) | Total |  | 0 | 0 | 0 | 0 | 0 | 0 | 0 | 0 | 0 | 0 | 0 |  |  |  | 0 | 0 | 0
42 | 33kV Switch (GM) | 2024 | 0 | 0 | 0 | 0 | 0 | 0 | 0 | 0 | 0 | 0 | 0 | 0 |  |  |  | 0 | 0 | 0
| 33kV Switch (GM) | 2025 | 0 | 0 | 0 | 0 | 0 | 0 | 0 | 0 | 0 | 0 | 0 | 0 |  |  |  | 0 | 0 | 0
| 33kV Switch (GM) | 2026 | 0 | 0 | 0 | 0 | 0 | 0 | 0 | 0 | 0 | 0 | 0 | 0 |  |  |  | 0 | 0 | 0
| 33kV Switch (GM) | 2027 | 0 | 0 | 0 | 0 | 0 | 0 | 0 | 0 | 0 | 0 | 0 | 0 |  |  |  | 0 | 0 | 0
| 33kV Switch (GM) | 2028 | 0 | 0 | 0 | 0 | 0 | 0 | 0 | 0 | 0 | 0 | 0 | 0 |  |  |  | 0 | 0 | 0
| 33kV Switch (GM) | Total |  | 0 | 0 | 0 | 0 | 0 | 0 | 0 | 0 | 0 | 0 | 0 |  |  |  | 0 | 0 | 0
43 | 33kV RMU | 2024 | 0 | 0 | 0 | 0 | 0 | 0 | 0 | 0 | 0 | 0 | 0 | 0 |  |  |  | 0 | 0 | 0
| 33kV RMU | 2025 | 0 | 0 | 0 | 0 | 0 | 0 | 0 | 0 | 0 | 0 | 0 | 0 |  |  |  | 0 | 0 | 0
| 33kV RMU | 2026 | 0 | 0 | 0 | 0 | 0 | 0 | 0 | 0 | 0 | 0 | 0 | 0 |  |  |  | 0 | 0 | 0
| 33kV RMU | 2027 | 0 | 0 | 0 | 0 | 0 | 0 | 0 | 0 | 0 | 0 | 0 | 0 |  |  |  | 0 | 0 | 0
| 33kV RMU | 2028 | 0 | 0 | 0 | 0 | 0 | 0 | 0 | 0 | 0 | 0 | 0 | 0 |  |  |  | 0 | 0 | 0
| 33kV RMU | Total |  | 0 | 0 | 0 | 0 | 0 | 0 | 0 | 0 | 0 | 0 | 0 |  |  |  | 0 | 0 | 0
44 | 66kV CB (Air Insulated Busbars) (ID) (GM) | 2024 | 0 | 0 | 0 | 0 | 0 | 0 | 0 | 0 | 0 | 0 | 0 | 0 |  |  |  | 0 | 0 | 0
| 66kV CB (Air Insulated Busbars) (ID) (GM) | 2025 | 0 | 0 | 0 | 0 | 0 | 0 | 0 | 0 | 0 | 0 | 0 | 0 |  |  |  | 0 | 0 | 0
| 66kV CB (Air Insulated Busbars) (ID) (GM) | 2026 | 0 | 0 | 0 | 0 | 0 | 0 | 0 | 0 | 0 | 0 | 0 | 0 |  |  |  | 0 | 0 | 0
| 66kV CB (Air Insulated Busbars) (ID) (GM) | 2027 | 0 | 0 | 0 | 0 | 0 | 0 | 0 | 0 | 0 | 0 | 0 | 0 |  |  |  | 0 | 0 | 0
| 66kV CB (Air Insulated Busbars) (ID) (GM) | 2028 | 0 | 0 | 0 | 0 | 0 | 0 | 0 | 0 | 0 | 0 | 0 | 0 |  |  |  | 0 | 0 | 0
| 66kV CB (Air Insulated Busbars) (ID) (GM) | Total |  | 0 | 0 | 0 | 0 | 0 | 0 | 0 | 0 | 0 | 0 | 0 |  |  |  | 0 | 0 | 0
45 | 66kV CB (Air Insulated Busbars) (OD) (GM) | 2024 | 0 | 0 | 0 | 0 | 0 | 0 | 0 | 0 | 0 | 0 | 0 | 0 |  |  |  | 0 | 0 | 0
| 66kV CB (Air Insulated Busbars) (OD) (GM) | 2025 | 0 | 0 | 0 | 0 | 0 | 0 | 0 | 0 | 0 | 0 | 0 | 0 |  |  |  | 0 | 0 | 0
| 66kV CB (Air Insulated Busbars) (OD) (GM) | 2026 | 0 | 0 | 0 | 0 | 0 | 0 | 0 | 0 | 0 | 0 | 0 | 0 |  |  |  | 0 | 0 | 0
| 66kV CB (Air Insulated Busbars) (OD) (GM) | 2027 | 0 | 0 | 0 | 0 | 0 | 0 | 0 | 0 | 0 | 0 | 0 | 0 |  |  |  | 0 | 0 | 0
| 66kV CB (Air Insulated Busbars) (OD) (GM) | 2028 | 0 | 0 | 0 | 0 | 0 | 0 | 0 | 0 | 0 | 0 | 0 | 0 |  |  |  | 0 | 0 | 0
| 66kV CB (Air Insulated Busbars) (OD) (GM) | Total |  | 0 | 0 | 0 | 0 | 0 | 0 | 0 | 0 | 0 | 0 | 0 |  |  |  | 0 | 0 | 0
46 | 66kV CB (Gas Insulated Busbars) (ID) (GM) | 2024 | 0 | 0 | 0 | 0 | 0 | 0 | 0 | 0 | 0 | 0 | 0 | 0 |  |  |  | 0 | 0 | 0
| 66kV CB (Gas Insulated Busbars) (ID) (GM) | 2025 | 0 | 0 | 0 | 0 | 0 | 0 | 0 | 0 | 0 | 0 | 0 | 0 |  |  |  | 0 | 0 | 0
| 66kV CB (Gas Insulated Busbars) (ID) (GM) | 2026 | 0 | 0 | 0 | 0 | 0 | 0 | 0 | 0 | 0 | 0 | 0 | 0 |  |  |  | 0 | 0 | 0
| 66kV CB (Gas Insulated Busbars) (ID) (GM) | 2027 | 0 | 0 | 0 | 0 | 0 | 0 | 0 | 0 | 0 | 0 | 0 | 0 |  |  |  | 0 | 0 | 0
| 66kV CB (Gas Insulated Busbars) (ID) (GM) | 2028 | 0 | 0 | 0 | 0 | 0 | 0 | 0 | 0 | 0 | 0 | 0 | 0 |  |  |  | 0 | 0 | 0
| 66kV CB (Gas Insulated Busbars) (ID) (GM) | Total |  | 0 | 0 | 0 | 0 | 0 | 0 | 0 | 0 | 0 | 0 | 0 |  |  |  | 0 | 0 | 0
47 | 66kV CB (Gas Insulated Busbars) (OD) (GM) | 2024 | 0 | 0 | 0 | 0 | 0 | 0 | 0 | 0 | 0 | 0 | 0 | 0 |  |  |  | 0 | 0 | 0
| 66kV CB (Gas Insulated Busbars) (OD) (GM) | 2025 | 0 | 0 | 0 | 0 | 0 | 0 | 0 | 0 | 0 | 0 | 0 | 0 |  |  |  | 0 | 0 | 0
| 66kV CB (Gas Insulated Busbars) (OD) (GM) | 2026 | 0 | 0 | 0 | 0 | 0 | 0 | 0 | 0 | 0 | 0 | 0 | 0 |  |  |  | 0 | 0 | 0
| 66kV CB (Gas Insulated Busbars) (OD) (GM) | 2027 | 0 | 0 | 0 | 0 | 0 | 0 | 0 | 0 | 0 | 0 | 0 | 0 |  |  |  | 0 | 0 | 0
| 66kV CB (Gas Insulated Busbars) (OD) (GM) | 2028 | 0 | 0 | 0 | 0 | 0 | 0 | 0 | 0 | 0 | 0 | 0 | 0 |  |  |  | 0 | 0 | 0
| 66kV CB (Gas Insulated Busbars) (OD) (GM) | Total |  | 0 | 0 | 0 | 0 | 0 | 0 | 0 | 0 | 0 | 0 | 0 |  |  |  | 0 | 0 | 0
48 | 33kV Transformer (GM) | 2024 | 0 | 0 | 0 | 0 | 0 | 0 | 0 | 0 | 0 | 0 | 0 | 0 |  |  |  | 0 | 0 | 0
| 33kV Transformer (GM) | 2025 | 0 | 0 | 0 | 0 | 0 | 0 | 0 | 0 | 0 | 0 | 0 | 0 |  |  |  | 0 | 0 | 0
| 33kV Transformer (GM) | 2026 | 0 | 0 | 0 | 0 | 0 | 0 | 0 | 0 | 0 | 0 | 0 | 0 |  |  |  | 0 | 0 | 0
| 33kV Transformer (GM) | 2027 | 0 | 0 | 0 | 0 | 0 | 0 | 0 | 0 | 0 | 0 | 0 | 0 |  |  |  | 0 | 0 | 0
| 33kV Transformer (GM) | 2028 | 0 | 0 | 0 | 0 | 0 | 0 | 0 | 0 | 0 | 0 | 0 | 0 |  |  |  | 0 | 0 | 0
| 33kV Transformer (GM) | Total |  | 0 | 0 | 0 | 0 | 0 | 0 | 0 | 0 | 0 | 0 | 0 |  |  |  | 0 | 0 | 0
49 | 66kV Transformer (GM) | 2024 | 0 | 0 | 0 | 0 | 0 | 0 | 0 | 0 | 0 | 0 | 0 | 0 |  |  |  | 0 | 0 | 0
| 66kV Transformer (GM) | 2025 | 0 | 0 | 0 | 0 | 0 | 0 | 0 | 0 | 0 | 0 | 0 | 0 |  |  |  | 0 | 0 | 0
| 66kV Transformer (GM) | 2026 | 0 | 0 | 0 | 0 | 0 | 0 | 0 | 0 | 0 | 0 | 0 | 0 |  |  |  | 0 | 0 | 0
| 66kV Transformer (GM) | 2027 | 0 | 0 | 0 | 0 | 0 | 0 | 0 | 0 | 0 | 0 | 0 | 0 |  |  |  | 0 | 0 | 0
| 66kV Transformer (GM) | 2028 | 0 | 0 | 0 | 0 | 0 | 0 | 0 | 0 | 0 | 0 | 0 | 0 |  |  |  | 0 | 0 | 0
| 66kV Transformer (GM) | Total |  | 0 | 0 | 0 | 0 | 0 | 0 | 0 | 0 | 0 | 0 | 0 |  |  |  | 0 | 0 | 0
50 | 132kV OHL (Tower Line) Conductor | 2024 | 0 | 0 | 0 | 0 | 0 | 0 | 0 | 0 | 0 | 0 | 0 | 0 |  |  |  | 0 | 0 | 0
| 132kV OHL (Tower Line) Conductor | 2025 | 0 | 0 | 0 | 0 | 0 | 0 | 0 | 0 | 0 | 0 | 0 | 0 |  |  |  | 0 | 0 | 0
| 132kV OHL (Tower Line) Conductor | 2026 | 0 | 0 | 0 | 0 | 0 | 0 | 0 | 0 | 0 | 0 | 0 | 0 |  |  |  | 0 | 0 | 0
| 132kV OHL (Tower Line) Conductor | 2027 | 0 | 0 | 0 | 0 | 0 | 0 | 0 | 0 | 0 | 0 | 0 | 0 |  |  |  | 0 | 0 | 0
| 132kV OHL (Tower Line) Conductor | 2028 | 0 | 0 | 0 | 0 | 0 | 0 | 0 | 0 | 0 | 0 | 0 | 0 |  |  |  | 0 | 0 | 0
| 132kV OHL (Tower Line) Conductor | Total |  | 0 | 0 | 0 | 0 | 0 | 0 | 0 | 0 | 0 | 0 | 0 |  |  |  | 0 | 0 | 0
51 | 132kV Tower | 2024 | 0 | 0 | 0 | 0 | 0 | 0 | 0 | 0 | 0 | 0 | 0 | 0 |  |  |  | 0 | 0 | 0
| 132kV Tower | 2025 | 0 | 0 | 0 | 0 | 0 | 0 | 0 | 0 | 0 | 0 | 0 | 0 |  |  |  | 0 | 0 | 0
| 132kV Tower | 2026 | 0 | 0 | 0 | 0 | 0 | 0 | 0 | 0 | 0 | 0 | 0 | 0 |  |  |  | 0 | 0 | 0
| 132kV Tower | 2027 | 0 | 0 | 0 | 0 | 0 | 0 | 0 | 0 | 0 | 0 | 0 | 0 |  |  |  | 0 | 0 | 0
| 132kV Tower | 2028 | 0 | 0 | 0 | 0 | 0 | 0 | 0 | 0 | 0 | 0 | 0 | 0 |  |  |  | 0 | 0 | 0
| 132kV Tower | Total |  | 0 | 0 | 0 | 0 | 0 | 0 | 0 | 0 | 0 | 0 | 0 |  |  |  | 0 | 0 | 0
52 | 132kV Fittings | 2024 | 0 | 0 | 0 | 0 | 0 | 0 | 0 | 0 | 0 | 0 | 0 | 0 |  |  |  | 0 | 0 | 0
| 132kV Fittings | 2025 | 0 | 0 | 0 | 0 | 0 | 0 | 0 | 0 | 0 | 0 | 0 | 0 |  |  |  | 0 | 0 | 0
| 132kV Fittings | 2026 | 0 | 0 | 0 | 0 | 0 | 0 | 0 | 0 | 0 | 0 | 0 | 0 |  |  |  | 0 | 0 | 0
| 132kV Fittings | 2027 | 0 | 0 | 0 | 0 | 0 | 0 | 0 | 0 | 0 | 0 | 0 | 0 |  |  |  | 0 | 0 | 0
| 132kV Fittings | 2028 | 0 | 0 | 0 | 0 | 0 | 0 | 0 | 0 | 0 | 0 | 0 | 0 |  |  |  | 0 | 0 | 0
| 132kV Fittings | Total |  | 0 | 0 | 0 | 0 | 0 | 0 | 0 | 0 | 0 | 0 | 0 |  |  |  | 0 | 0 | 0
53 | 132kV UG Cable (Non Pressurised) | 2024 | 0 | 0 | 0 | 0 | 0 | 0 | 0 | 0 | 0 | 0 | 0 | 0 |  |  |  | 0 | 0 | 0
| 132kV UG Cable (Non Pressurised) | 2025 | 0 | 0 | 0 | 0 | 0 | 0 | 0 | 0 | 0 | 0 | 0 | 0 |  |  |  | 0 | 0 | 0
| 132kV UG Cable (Non Pressurised) | 2026 | 0 | 0 | 0 | 0 | 0 | 0 | 0 | 0 | 0 | 0 | 0 | 0 |  |  |  | 0 | 0 | 0
| 132kV UG Cable (Non Pressurised) | 2027 | 0 | 0 | 0 | 0 | 0 | 0 | 0 | 0 | 0 | 0 | 0 | 0 |  |  |  | 0 | 0 | 0
| 132kV UG Cable (Non Pressurised) | 2028 | 0 | 0 | 0 | 0 | 0 | 0 | 0 | 0 | 0 | 0 | 0 | 0 |  |  |  | 0 | 0 | 0
| 132kV UG Cable (Non Pressurised) | Total |  | 0 | 0 | 0 | 0 | 0 | 0 | 0 | 0 | 0 | 0 | 0 |  |  |  | 0 | 0 | 0
54 | 132kV UG Cable (Oil) | 2024 | 0 | 0 | 0 | 0 | 0 | 0 | 0 | 0 | 0 | 0 | 0 | 0 |  |  |  | 0 | 0 | 0
| 132kV UG Cable (Oil) | 2025 | 0 | 0 | 0 | 0 | 0 | 0 | 0 | 0 | 0 | 0 | 0 | 0 |  |  |  | 0 | 0 | 0
| 132kV UG Cable (Oil) | 2026 | 0 | 0 | 0 | 0 | 0 | 0 | 0 | 0 | 0 | 0 | 0 | 0 |  |  |  | 0 | 0 | 0
| 132kV UG Cable (Oil) | 2027 | 0 | 0 | 0 | 0 | 0 | 0 | 0 | 0 | 0 | 0 | 0 | 0 |  |  |  | 0 | 0 | 0
| 132kV UG Cable (Oil) | 2028 | 0 | 0 | 0 | 0 | 0 | 0 | 0 | 0 | 0 | 0 | 0 | 0 |  |  |  | 0 | 0 | 0
| 132kV UG Cable (Oil) | Total |  | 0 | 0 | 0 | 0 | 0 | 0 | 0 | 0 | 0 | 0 | 0 |  |  |  | 0 | 0 | 0
55 | 132kV UG Cable (Gas) | 2024 | 0 | 0 | 0 | 0 | 0 | 0 | 0 | 0 | 0 | 0 | 0 | 0 |  |  |  | 0 | 0 | 0
| 132kV UG Cable (Gas) | 2025 | 0 | 0 | 0 | 0 | 0 | 0 | 0 | 0 | 0 | 0 | 0 | 0 |  |  |  | 0 | 0 | 0
| 132kV UG Cable (Gas) | 2026 | 0 | 0 | 0 | 0 | 0 | 0 | 0 | 0 | 0 | 0 | 0 | 0 |  |  |  | 0 | 0 | 0
| 132kV UG Cable (Gas) | 2027 | 0 | 0 | 0 | 0 | 0 | 0 | 0 | 0 | 0 | 0 | 0 | 0 |  |  |  | 0 | 0 | 0
| 132kV UG Cable (Gas) | 2028 | 0 | 0 | 0 | 0 | 0 | 0 | 0 | 0 | 0 | 0 | 0 | 0 |  |  |  | 0 | 0 | 0
| 132kV UG Cable (Gas) | Total |  | 0 | 0 | 0 | 0 | 0 | 0 | 0 | 0 | 0 | 0 | 0 |  |  |  | 0 | 0 | 0
56 | 132kV CB (Air Insulated Busbars) (ID) (GM) | 2024 | 0 | 0 | 0 | 0 | 0 | 0 | 0 | 0 | 0 | 0 | 0 | 0 |  |  |  | 0 | 0 | 0
| 132kV CB (Air Insulated Busbars) (ID) (GM) | 2025 | 0 | 0 | 0 | 0 | 0 | 0 | 0 | 0 | 0 | 0 | 0 | 0 |  |  |  | 0 | 0 | 0
| 132kV CB (Air Insulated Busbars) (ID) (GM) | 2026 | 0 | 0 | 0 | 0 | 0 | 0 | 0 | 0 | 0 | 0 | 0 | 0 |  |  |  | 0 | 0 | 0
| 132kV CB (Air Insulated Busbars) (ID) (GM) | 2027 | 0 | 0 | 0 | 0 | 0 | 0 | 0 | 0 | 0 | 0 | 0 | 0 |  |  |  | 0 | 0 | 0
| 132kV CB (Air Insulated Busbars) (ID) (GM) | 2028 | 0 | 0 | 0 | 0 | 0 | 0 | 0 | 0 | 0 | 0 | 0 | 0 |  |  |  | 0 | 0 | 0
| 132kV CB (Air Insulated Busbars) (ID) (GM) | Total |  | 0 | 0 | 0 | 0 | 0 | 0 | 0 | 0 | 0 | 0 | 0 |  |  |  | 0 | 0 | 0
57 | 132kV CB (Air Insulated Busbars) (OD) (GM) | 2024 | 0 | 0 | 0 | 0 | 0 | 0 | 0 | 0 | 0 | 0 | 0 | 0 |  |  |  | 0 | 0 | 0
| 132kV CB (Air Insulated Busbars) (OD) (GM) | 2025 | 0 | 0 | 0 | 0 | 0 | 0 | 0 | 0 | 0 | 0 | 0 | 0 |  |  |  | 0 | 0 | 0
| 132kV CB (Air Insulated Busbars) (OD) (GM) | 2026 | 0 | 0 | 0 | 0 | 0 | 0 | 0 | 0 | 0 | 0 | 0 | 0 |  |  |  | 0 | 0 | 0
| 132kV CB (Air Insulated Busbars) (OD) (GM) | 2027 | 0 | 0 | 0 | 0 | 0 | 0 | 0 | 0 | 0 | 0 | 0 | 0 |  |  |  | 0 | 0 | 0
| 132kV CB (Air Insulated Busbars) (OD) (GM) | 2028 | 0 | 0 | 0 | 0 | 0 | 0 | 0 | 0 | 0 | 0 | 0 | 0 |  |  |  | 0 | 0 | 0
| 132kV CB (Air Insulated Busbars) (OD) (GM) | Total |  | 0 | 0 | 0 | 0 | 0 | 0 | 0 | 0 | 0 | 0 | 0 |  |  |  | 0 | 0 | 0
58 | 132kV CB (Gas Insulated Busbars) (ID) (GM) | 2024 | 0 | 0 | 0 | 0 | 0 | 0 | 0 | 0 | 0 | 0 | 0 | 0 |  |  |  | 0 | 0 | 0
| 132kV CB (Gas Insulated Busbars) (ID) (GM) | 2025 | 0 | 0 | 0 | 0 | 0 | 0 | 0 | 0 | 0 | 0 | 0 | 0 |  |  |  | 0 | 0 | 0
| 132kV CB (Gas Insulated Busbars) (ID) (GM) | 2026 | 0 | 0 | 0 | 0 | 0 | 0 | 0 | 0 | 0 | 0 | 0 | 0 |  |  |  | 0 | 0 | 0
| 132kV CB (Gas Insulated Busbars) (ID) (GM) | 2027 | 0 | 0 | 0 | 0 | 0 | 0 | 0 | 0 | 0 | 0 | 0 | 0 |  |  |  | 0 | 0 | 0
| 132kV CB (Gas Insulated Busbars) (ID) (GM) | 2028 | 0 | 0 | 0 | 0 | 0 | 0 | 0 | 0 | 0 | 0 | 0 | 0 |  |  |  | 0 | 0 | 0
| 132kV CB (Gas Insulated Busbars) (ID) (GM) | Total |  | 0 | 0 | 0 | 0 | 0 | 0 | 0 | 0 | 0 | 0 | 0 |  |  |  | 0 | 0 | 0
59 | 132kV CB (Gas Insulated Busbars) (OD) (GM) | 2024 | 0 | 0 | 0 | 0 | 0 | 0 | 0 | 0 | 0 | 0 | 0 | 0 |  |  |  | 0 | 0 | 0
| 132kV CB (Gas Insulated Busbars) (OD) (GM) | 2025 | 0 | 0 | 0 | 0 | 0 | 0 | 0 | 0 | 0 | 0 | 0 | 0 |  |  |  | 0 | 0 | 0
| 132kV CB (Gas Insulated Busbars) (OD) (GM) | 2026 | 0 | 0 | 0 | 0 | 0 | 0 | 0 | 0 | 0 | 0 | 0 | 0 |  |  |  | 0 | 0 | 0
| 132kV CB (Gas Insulated Busbars) (OD) (GM) | 2027 | 0 | 0 | 0 | 0 | 0 | 0 | 0 | 0 | 0 | 0 | 0 | 0 |  |  |  | 0 | 0 | 0
| 132kV CB (Gas Insulated Busbars) (OD) (GM) | 2028 | 0 | 0 | 0 | 0 | 0 | 0 | 0 | 0 | 0 | 0 | 0 | 0 |  |  |  | 0 | 0 | 0
| 132kV CB (Gas Insulated Busbars) (OD) (GM) | Total |  | 0 | 0 | 0 | 0 | 0 | 0 | 0 | 0 | 0 | 0 | 0 |  |  |  | 0 | 0 | 0
60 | 132kV Transformer (GM) | 2024 | 0 | 0 | 0 | 0 | 0 | 0 | 0 | 0 | 0 | 0 | 0 | 0 |  |  |  | 0 | 0 | 0
| 132kV Transformer (GM) | 2025 | 0 | 0 | 0 | 0 | 0 | 0 | 0 | 0 | 0 | 0 | 0 | 0 |  |  |  | 0 | 0 | 0
| 132kV Transformer (GM) | 2026 | 0 | 0 | 0 | 0 | 0 | 0 | 0 | 0 | 0 | 0 | 0 | 0 |  |  |  | 0 | 0 | 0
| 132kV Transformer (GM) | 2027 | 0 | 0 | 0 | 0 | 0 | 0 | 0 | 0 | 0 | 0 | 0 | 0 |  |  |  | 0 | 0 | 0
| 132kV Transformer (GM) | 2028 | 0 | 0 | 0 | 0 | 0 | 0 | 0 | 0 | 0 | 0 | 0 | 0 |  |  |  | 0 | 0 | 0
| 132kV Transformer (GM) | Total |  | 0 | 0 | 0 | 0 | 0 | 0 | 0 | 0 | 0 | 0 | 0 |  |  |  | 0 | 0 | 0
61 | 132kV Sub Cable | 2024 | 0 | 0 | 0 | 0 | 0 | 0 | 0 | 0 | 0 | 0 | 0 | 0 |  |  |  | 0 | 0 | 0
| 132kV Sub Cable | 2025 | 0 | 0 | 0 | 0 | 0 | 0 | 0 | 0 | 0 | 0 | 0 | 0 |  |  |  | 0 | 0 | 0
| 132kV Sub Cable | 2026 | 0 | 0 | 0 | 0 | 0 | 0 | 0 | 0 | 0 | 0 | 0 | 0 |  |  |  | 0 | 0 | 0
| 132kV Sub Cable | 2027 | 0 | 0 | 0 | 0 | 0 | 0 | 0 | 0 | 0 | 0 | 0 | 0 |  |  |  | 0 | 0 | 0
| 132kV Sub Cable | 2028 | 0 | 0 | 0 | 0 | 0 | 0 | 0 | 0 | 0 | 0 | 0 | 0 |  |  |  | 0 | 0 | 0
| 132kV Sub Cable | Total |  | 0 | 0 | 0 | 0 | 0 | 0 | 0 | 0 | 0 | 0 | 0 |  |  |  | 0 | 0 | 0
| Total | 2024 | 0 | 0 | 0 | 0 | 0 | 0 | 0 | 0 | 0 | 0 | 0 | 0 |  |  |  | 0 | 0 | 0
| Total | 2025 | 0 | 0 | 0 | 0 | 0 | 0 | 0 | 0 | 0 | 0 | 0 | 0 |  |  |  | 0 | 0 | 0
| Total | 2026 | 0 | 0 | 0 | 0 | 0 | 0 | 0 | 0 | 0 | 0 | 0 | 0 |  |  |  | 0 | 0 | 0
| Total | 2027 | 0 | 0 | 0 | 0 | 0 | 0 | 0 | 0 | 0 | 0 | 0 | 0 |  |  |  | 0 | 0 | 0
| Total | 2028 | 0 | 0 | 0 | 0 | 0 | 0 | 0 | 0 | 0 | 0 | 0 | 0 |  |  |  | 0 | 0 | 0
| Total | Total |  | 0 | 0 | 0 | 0 | 0 | 0 | 0 | 0 | 0 | 0 |  | #VALUE! | #VALUE! | #VALUE! | 0 | 0 | 0
| LV Network | 2024 | 0 | 0 | 0 | 0 | 0 | 0 | 0 | 0 | 0 | 0 | 0 | 0 |  |  |  | 0 | 0 | 0
| LV Network | 2025 | 0 | 0 | 0 | 0 | 0 | 0 | 0 | 0 | 0 | 0 | 0 | 0 |  |  |  | 0 | 0 | 0
| LV Network | 2026 | 0 | 0 | 0 | 0 | 0 | 0 | 0 | 0 | 0 | 0 | 0 | 0 |  |  |  | 0 | 0 | 0
| LV Network | 2027 | 0 | 0 | 0 | 0 | 0 | 0 | 0 | 0 | 0 | 0 | 0 | 0 |  |  |  | 0 | 0 | 0
| LV Network | 2028 | 0 | 0 | 0 | 0 | 0 | 0 | 0 | 0 | 0 | 0 | 0 | 0 |  |  |  | 0 | 0 | 0
| LV Network | Total |  | 0 | 0 | 0 | 0 | 0 | 0 | 0 | 0 | 0 | 0 |  | #VALUE! | #VALUE! | #VALUE! | 0 | 0 | 0
| HV Network | 2024 | 0 | 0 | 0 | 0 | 0 | 0 | 0 | 0 | 0 | 0 | 0 | 0 |  |  |  | 0 | 0 | 0
| HV Network | 2025 | 0 | 0 | 0 | 0 | 0 | 0 | 0 | 0 | 0 | 0 | 0 | 0 |  |  |  | 0 | 0 | 0
| HV Network | 2026 | 0 | 0 | 0 | 0 | 0 | 0 | 0 | 0 | 0 | 0 | 0 | 0 |  |  |  | 0 | 0 | 0
| HV Network | 2027 | 0 | 0 | 0 | 0 | 0 | 0 | 0 | 0 | 0 | 0 | 0 | 0 |  |  |  | 0 | 0 | 0
| HV Network | 2028 | 0 | 0 | 0 | 0 | 0 | 0 | 0 | 0 | 0 | 0 | 0 | 0 |  |  |  | 0 | 0 | 0
| HV Network | Total |  | 0 | 0 | 0 | 0 | 0 | 0 | 0 | 0 | 0 | 0 |  | #VALUE! | #VALUE! | #VALUE! | 0 | 0 | 0
| EHV Network | 2024 | 0 | 0 | 0 | 0 | 0 | 0 | 0 | 0 | 0 | 0 | 0 | 0 |  |  |  | 0 | 0 | 0
| EHV Network | 2025 | 0 | 0 | 0 | 0 | 0 | 0 | 0 | 0 | 0 | 0 | 0 | 0 |  |  |  | 0 | 0 | 0
| EHV Network | 2026 | 0 | 0 | 0 | 0 | 0 | 0 | 0 | 0 | 0 | 0 | 0 | 0 |  |  |  | 0 | 0 | 0
| EHV Network | 2027 | 0 | 0 | 0 | 0 | 0 | 0 | 0 | 0 | 0 | 0 | 0 | 0 |  |  |  | 0 | 0 | 0
| EHV Network | 2028 | 0 | 0 | 0 | 0 | 0 | 0 | 0 | 0 | 0 | 0 | 0 | 0 |  |  |  | 0 | 0 | 0
| EHV Network | Total |  | 0 | 0 | 0 | 0 | 0 | 0 | 0 | 0 | 0 | 0 |  | #VALUE! | #VALUE! | #VALUE! | 0 | 0 | 0
| 132kV Network | 2024 | 0 | 0 | 0 | 0 | 0 | 0 | 0 | 0 | 0 | 0 | 0 | 0 |  |  |  | 0 | 0 | 0
| 132kV Network | 2025 | 0 | 0 | 0 | 0 | 0 | 0 | 0 | 0 | 0 | 0 | 0 | 0 |  |  |  | 0 | 0 | 0
| 132kV Network | 2026 | 0 | 0 | 0 | 0 | 0 | 0 | 0 | 0 | 0 | 0 | 0 | 0 |  |  |  | 0 | 0 | 0
| 132kV Network | 2027 | 0 | 0 | 0 | 0 | 0 | 0 | 0 | 0 | 0 | 0 | 0 | 0 |  |  |  | 0 | 0 | 0
| 132kV Network | 2028 | 0 | 0 | 0 | 0 | 0 | 0 | 0 | 0 | 0 | 0 | 0 | 0 |  |  |  | 0 | 0 | 0
| 132kV Network | Total |  | 0 | 0 | 0 | 0 | 0 | 0 | 0 | 0 | 0 | 0 |  | #VALUE! | #VALUE! | #VALUE! | 0 | 0 | 0

## NARM7 - Dashboard
| ASSET CATEGORY | GROUPING | VOLTAGE | Asset Replacement | [6 empty] | Asset Refurbishment | [6 empty] | HVP | [6 empty] | TOTAL | [6 empty] | Voltage | BASELINE NETWORK RISK OUTPUT |  |  |  | NETWORK RISK OUTPUT TO DATE
|  |  |  | NARW | 2024 | 2025 | 2026 | 2027 | 2028 | ED2 | NARW | 2024 | 2025 | 2026 | 2027 | 2028 | ED2 | NARW | 2024 | 2025 | 2026 | 2027 | 2028 | ED2 | NARW | 2024 | 2025 | 2026 | 2027 | 2028 | ED2 |  | Asset Replacement | Asset Refurbishment | HVP | Total | Asset Replacement | Asset Refurbishment | HVP | Total
1 | LV poles | Overhead Lines | LV |  | 0 | 0 | 0 | 0 | 0 | 0 |  | 0 | 0 | 0 | 0 | 0 | 0 |  | 0 | 0 | 0 | 0 | 0 | 0 | 0 | 0 | 0 | 0 | 0 | 0 | 0 | Total | #VALUE! | #VALUE! | #VALUE! | #VALUE! | 0 | 0 | 0 | 0
9 | 6.6/11kV Poles | Overhead Lines | HV |  | 0 | 0 | 0 | 0 | 0 | 0 |  | 0 | 0 | 0 | 0 | 0 | 0 |  | 0 | 0 | 0 | 0 | 0 | 0 | 0 | 0 | 0 | 0 | 0 | 0 | 0 | LV Network | #VALUE! | #VALUE! | #VALUE! | #VALUE! | 0 | 0 | 0 | 0
10 | 20kV Poles | Overhead Lines | HV |  | 0 | 0 | 0 | 0 | 0 | 0 |  | 0 | 0 | 0 | 0 | 0 | 0 |  | 0 | 0 | 0 | 0 | 0 | 0 | 0 | 0 | 0 | 0 | 0 | 0 | 0 | HV Network | #VALUE! | #VALUE! | #VALUE! | #VALUE! | 0 | 0 | 0 | 0
23 | 33kV Poles | Overhead Lines | EHV |  | 0 | 0 | 0 | 0 | 0 | 0 |  | 0 | 0 | 0 | 0 | 0 | 0 |  | 0 | 0 | 0 | 0 | 0 | 0 | 0 | 0 | 0 | 0 | 0 | 0 | 0 | EHV Network | #VALUE! | #VALUE! | #VALUE! | #VALUE! | 0 | 0 | 0 | 0
24 | 66kV Poles | Overhead Lines | EHV |  | 0 | 0 | 0 | 0 | 0 | 0 |  | 0 | 0 | 0 | 0 | 0 | 0 |  | 0 | 0 | 0 | 0 | 0 | 0 | 0 | 0 | 0 | 0 | 0 | 0 | 0 | 132kV Network | #VALUE! | #VALUE! | #VALUE! | #VALUE! | 0 | 0 | 0 | 0
26 | 33kV Tower | Overhead Lines | EHV |  | 0 | 0 | 0 | 0 | 0 | 0 |  | 0 | 0 | 0 | 0 | 0 | 0 |  | 0 | 0 | 0 | 0 | 0 | 0 | 0 | 0 | 0 | 0 | 0 | 0 | 0
29 | 66kV Tower | Overhead Lines | EHV |  | 0 | 0 | 0 | 0 | 0 | 0 |  | 0 | 0 | 0 | 0 | 0 | 0 |  | 0 | 0 | 0 | 0 | 0 | 0 | 0 | 0 | 0 | 0 | 0 | 0 | 0 |  | 2023 | 2024 | 2025 | 2026 | 2027 | 2028
51 | 132kV Tower | Overhead Lines | 132kV |  | 0 | 0 | 0 | 0 | 0 | 0 |  | 0 | 0 | 0 | 0 | 0 | 0 |  | 0 | 0 | 0 | 0 | 0 | 0 | 0 | 0 | 0 | 0 | 0 | 0 | 0 | % NARMs output delivered to date: | 0% | #DIV/0! | #DIV/0! | #DIV/0! | #DIV/0! | #DIV/0! | in year
27 | 33kV Fittings | Overhead Lines | EHV |  | 0 | 0 | 0 | 0 | 0 | 0 |  | 0 | 0 | 0 | 0 | 0 | 0 |  | 0 | 0 | 0 | 0 | 0 | 0 | 0 | 0 | 0 | 0 | 0 | 0 | 0 |  | 0% | #DIV/0! | #DIV/0! | #DIV/0! | #DIV/0! | #DIV/0! | cumulative
30 | 66kV Fittings | Overhead Lines | EHV |  | 0 | 0 | 0 | 0 | 0 | 0 |  | 0 | 0 | 0 | 0 | 0 | 0 |  | 0 | 0 | 0 | 0 | 0 | 0 | 0 | 0 | 0 | 0 | 0 | 0 | 0
52 | 132kV Fittings | Overhead Lines | 132kV |  | 0 | 0 | 0 | 0 | 0 | 0 |  | 0 | 0 | 0 | 0 | 0 | 0 |  | 0 | 0 | 0 | 0 | 0 | 0 | 0 | 0 | 0 | 0 | 0 | 0 | 0 | Asset grouping | BASELINE NETWORK RISK OUTPUT |  |  |  | NETWORK RISK OUTPUT TO DATE
25 | 33kV OHL (Tower line) Conductor | Overhead Lines | EHV |  | 0 | 0 | 0 | 0 | 0 | 0 |  | 0 | 0 | 0 | 0 | 0 | 0 |  | 0 | 0 | 0 | 0 | 0 | 0 | 0 | 0 | 0 | 0 | 0 | 0 | 0 |  | Asset Replacement | Asset Refurbishment | HVP | Total | Asset Replacement | Asset Refurbishment | HVP | Total
28 | 66kV OHL (Tower Line) Conductor | Overhead Lines | EHV |  | 0 | 0 | 0 | 0 | 0 | 0 |  | 0 | 0 | 0 | 0 | 0 | 0 |  | 0 | 0 | 0 | 0 | 0 | 0 | 0 | 0 | 0 | 0 | 0 | 0 | 0 | Total | #VALUE! | #VALUE! | #VALUE! | #VALUE! | 0 | 0 | 0 | 0
50 | 132kV OHL (Tower Line) Conductor | Overhead Lines | 132kV |  | 0 | 0 | 0 | 0 | 0 | 0 |  | 0 | 0 | 0 | 0 | 0 | 0 |  | 0 | 0 | 0 | 0 | 0 | 0 | 0 | 0 | 0 | 0 | 0 | 0 | 0 | Overhead Lines | 0 | 0 | 0 | 0 | 0 | 0 | 0 | 0
31 | 33kV UG Cable (Non Pressurised) | Cables | EHV |  | 0 | 0 | 0 | 0 | 0 | 0 |  | 0 | 0 | 0 | 0 | 0 | 0 |  | 0 | 0 | 0 | 0 | 0 | 0 | 0 | 0 | 0 | 0 | 0 | 0 | 0 | Cables | 0 | 0 | 0 | 0 | 0 | 0 | 0 | 0
34 | 66kV UG Cable (Non Pressurised) | Cables | EHV |  | 0 | 0 | 0 | 0 | 0 | 0 |  | 0 | 0 | 0 | 0 | 0 | 0 |  | 0 | 0 | 0 | 0 | 0 | 0 | 0 | 0 | 0 | 0 | 0 | 0 | 0 | Distribution Plant | 0 | 0 | 0 | 0 | 0 | 0 | 0 | 0
53 | 132kV UG Cable (Non Pressurised) | Cables | 132kV |  | 0 | 0 | 0 | 0 | 0 | 0 |  | 0 | 0 | 0 | 0 | 0 | 0 |  | 0 | 0 | 0 | 0 | 0 | 0 | 0 | 0 | 0 | 0 | 0 | 0 | 0 | Primary Plant | 0 | 0 | 0 | 0 | 0 | 0 | 0 | 0
32 | 33kV UG Cable (Oil) | Cables | EHV |  | 0 | 0 | 0 | 0 | 0 | 0 |  | 0 | 0 | 0 | 0 | 0 | 0 |  | 0 | 0 | 0 | 0 | 0 | 0 | 0 | 0 | 0 | 0 | 0 | 0 | 0
35 | 66kV UG Cable (Oil) | Cables | EHV |  | 0 | 0 | 0 | 0 | 0 | 0 |  | 0 | 0 | 0 | 0 | 0 | 0 |  | 0 | 0 | 0 | 0 | 0 | 0 | 0 | 0 | 0 | 0 | 0 | 0 | 0
54 | 132kV UG Cable (Oil) | Cables | 132kV |  | 0 | 0 | 0 | 0 | 0 | 0 |  | 0 | 0 | 0 | 0 | 0 | 0 |  | 0 | 0 | 0 | 0 | 0 | 0 | 0 | 0 | 0 | 0 | 0 | 0 | 0
33 | 33kV UG Cable (Gas) | Cables | EHV |  | 0 | 0 | 0 | 0 | 0 | 0 |  | 0 | 0 | 0 | 0 | 0 | 0 |  | 0 | 0 | 0 | 0 | 0 | 0 | 0 | 0 | 0 | 0 | 0 | 0 | 0
36 | 66kV UG Cable (Gas) | Cables | EHV |  | 0 | 0 | 0 | 0 | 0 | 0 |  | 0 | 0 | 0 | 0 | 0 | 0 |  | 0 | 0 | 0 | 0 | 0 | 0 | 0 | 0 | 0 | 0 | 0 | 0 | 0
55 | 132kV UG Cable (Gas) | Cables | 132kV |  | 0 | 0 | 0 | 0 | 0 | 0 |  | 0 | 0 | 0 | 0 | 0 | 0 |  | 0 | 0 | 0 | 0 | 0 | 0 | 0 | 0 | 0 | 0 | 0 | 0 | 0
11 | HV Sub Cable | Cables | HV |  | 0 | 0 | 0 | 0 | 0 | 0 |  | 0 | 0 | 0 | 0 | 0 | 0 |  | 0 | 0 | 0 | 0 | 0 | 0 | 0 | 0 | 0 | 0 | 0 | 0 | 0
37 | EHV Sub Cable | Cables | EHV |  | 0 | 0 | 0 | 0 | 0 | 0 |  | 0 | 0 | 0 | 0 | 0 | 0 |  | 0 | 0 | 0 | 0 | 0 | 0 | 0 | 0 | 0 | 0 | 0 | 0 | 0
61 | 132kV Sub Cable | Cables | 132kV |  | 0 | 0 | 0 | 0 | 0 | 0 |  | 0 | 0 | 0 | 0 | 0 | 0 |  | 0 | 0 | 0 | 0 | 0 | 0 | 0 | 0 | 0 | 0 | 0 | 0 | 0
8 | LV UGB | Distribution Plant | LV |  | 0 | 0 | 0 | 0 | 0 | 0 |  | 0 | 0 | 0 | 0 | 0 | 0 |  | 0 | 0 | 0 | 0 | 0 | 0 | 0 | 0 | 0 | 0 | 0 | 0 | 0
2 | LV Circuit Breaker | Distribution Plant | LV |  | 0 | 0 | 0 | 0 | 0 | 0 |  | 0 | 0 | 0 | 0 | 0 | 0 |  | 0 | 0 | 0 | 0 | 0 | 0 | 0 | 0 | 0 | 0 | 0 | 0 | 0
3 | LV Pillar (ID) | Distribution Plant | LV |  | 0 | 0 | 0 | 0 | 0 | 0 |  | 0 | 0 | 0 | 0 | 0 | 0 |  | 0 | 0 | 0 | 0 | 0 | 0 | 0 | 0 | 0 | 0 | 0 | 0 | 0
4 | LV Pillar (OD at Substation) | Distribution Plant | LV |  | 0 | 0 | 0 | 0 | 0 | 0 |  | 0 | 0 | 0 | 0 | 0 | 0 |  | 0 | 0 | 0 | 0 | 0 | 0 | 0 | 0 | 0 | 0 | 0 | 0 | 0
5 | LV Pillar (OD not at Substation) | Distribution Plant | LV |  | 0 | 0 | 0 | 0 | 0 | 0 |  | 0 | 0 | 0 | 0 | 0 | 0 |  | 0 | 0 | 0 | 0 | 0 | 0 | 0 | 0 | 0 | 0 | 0 | 0 | 0
6 | LV Board (WM) | Distribution Plant | LV |  | 0 | 0 | 0 | 0 | 0 | 0 |  | 0 | 0 | 0 | 0 | 0 | 0 |  | 0 | 0 | 0 | 0 | 0 | 0 | 0 | 0 | 0 | 0 | 0 | 0 | 0
7 | LV Board (X-Type Network) (WM) | Distribution Plant | LV |  | 0 | 0 | 0 | 0 | 0 | 0 |  | 0 | 0 | 0 | 0 | 0 | 0 |  | 0 | 0 | 0 | 0 | 0 | 0 | 0 | 0 | 0 | 0 | 0 | 0 | 0
13 | 6.6/11kV CB (GM) Secondary | Distribution Plant | HV |  | 0 | 0 | 0 | 0 | 0 | 0 |  | 0 | 0 | 0 | 0 | 0 | 0 |  | 0 | 0 | 0 | 0 | 0 | 0 | 0 | 0 | 0 | 0 | 0 | 0 | 0
18 | 20kV CB (GM) Secondary | Distribution Plant | HV |  | 0 | 0 | 0 | 0 | 0 | 0 |  | 0 | 0 | 0 | 0 | 0 | 0 |  | 0 | 0 | 0 | 0 | 0 | 0 | 0 | 0 | 0 | 0 | 0 | 0 | 0
14 | 6.6/11kV Switch (GM) | Distribution Plant | HV |  | 0 | 0 | 0 | 0 | 0 | 0 |  | 0 | 0 | 0 | 0 | 0 | 0 |  | 0 | 0 | 0 | 0 | 0 | 0 | 0 | 0 | 0 | 0 | 0 | 0 | 0
19 | 20kV Switch (GM) | Distribution Plant | HV |  | 0 | 0 | 0 | 0 | 0 | 0 |  | 0 | 0 | 0 | 0 | 0 | 0 |  | 0 | 0 | 0 | 0 | 0 | 0 | 0 | 0 | 0 | 0 | 0 | 0 | 0
16 | 6.6/11kV X-type RMU | Distribution Plant | HV |  | 0 | 0 | 0 | 0 | 0 | 0 |  | 0 | 0 | 0 | 0 | 0 | 0 |  | 0 | 0 | 0 | 0 | 0 | 0 | 0 | 0 | 0 | 0 | 0 | 0 | 0
15 | 6.6/11kV RMU | Distribution Plant | HV |  | 0 | 0 | 0 | 0 | 0 | 0 |  | 0 | 0 | 0 | 0 | 0 | 0 |  | 0 | 0 | 0 | 0 | 0 | 0 | 0 | 0 | 0 | 0 | 0 | 0 | 0
20 | 20kV RMU | Distribution Plant | HV |  | 0 | 0 | 0 | 0 | 0 | 0 |  | 0 | 0 | 0 | 0 | 0 | 0 |  | 0 | 0 | 0 | 0 | 0 | 0 | 0 | 0 | 0 | 0 | 0 | 0 | 0
21 | 6.6/11kV Transformer (GM) | Distribution Plant | HV |  | 0 | 0 | 0 | 0 | 0 | 0 |  | 0 | 0 | 0 | 0 | 0 | 0 |  | 0 | 0 | 0 | 0 | 0 | 0 | 0 | 0 | 0 | 0 | 0 | 0 | 0
22 | 20kV Transformer (GM) | Distribution Plant | HV |  | 0 | 0 | 0 | 0 | 0 | 0 |  | 0 | 0 | 0 | 0 | 0 | 0 |  | 0 | 0 | 0 | 0 | 0 | 0 | 0 | 0 | 0 | 0 | 0 | 0 | 0
12 | 6.6/11kV CB (GM) Primary | Primary Plant | HV |  | 0 | 0 | 0 | 0 | 0 | 0 |  | 0 | 0 | 0 | 0 | 0 | 0 |  | 0 | 0 | 0 | 0 | 0 | 0 | 0 | 0 | 0 | 0 | 0 | 0 | 0
17 | 20kV CB (GM) Primary | Primary Plant | HV |  | 0 | 0 | 0 | 0 | 0 | 0 |  | 0 | 0 | 0 | 0 | 0 | 0 |  | 0 | 0 | 0 | 0 | 0 | 0 | 0 | 0 | 0 | 0 | 0 | 0 | 0
38 | 33kV CB (Air Insulated Busbars) (ID) (GM) | Primary Plant | EHV |  | 0 | 0 | 0 | 0 | 0 | 0 |  | 0 | 0 | 0 | 0 | 0 | 0 |  | 0 | 0 | 0 | 0 | 0 | 0 | 0 | 0 | 0 | 0 | 0 | 0 | 0
39 | 33kV CB (Air Insulated Busbars) (OD) (GM) | Primary Plant | EHV |  | 0 | 0 | 0 | 0 | 0 | 0 |  | 0 | 0 | 0 | 0 | 0 | 0 |  | 0 | 0 | 0 | 0 | 0 | 0 | 0 | 0 | 0 | 0 | 0 | 0 | 0
40 | 33kV CB (Gas Insulated Busbars) (ID) (GM) | Primary Plant | EHV |  | 0 | 0 | 0 | 0 | 0 | 0 |  | 0 | 0 | 0 | 0 | 0 | 0 |  | 0 | 0 | 0 | 0 | 0 | 0 | 0 | 0 | 0 | 0 | 0 | 0 | 0
41 | 33kV CB (Gas Insulated Busbars) (OD) (GM) | Primary Plant | EHV |  | 0 | 0 | 0 | 0 | 0 | 0 |  | 0 | 0 | 0 | 0 | 0 | 0 |  | 0 | 0 | 0 | 0 | 0 | 0 | 0 | 0 | 0 | 0 | 0 | 0 | 0
42 | 33kV Switch (GM) | Primary Plant | EHV |  | 0 | 0 | 0 | 0 | 0 | 0 |  | 0 | 0 | 0 | 0 | 0 | 0 |  | 0 | 0 | 0 | 0 | 0 | 0 | 0 | 0 | 0 | 0 | 0 | 0 | 0
43 | 33kV RMU | Primary Plant | EHV |  | 0 | 0 | 0 | 0 | 0 | 0 |  | 0 | 0 | 0 | 0 | 0 | 0 |  | 0 | 0 | 0 | 0 | 0 | 0 | 0 | 0 | 0 | 0 | 0 | 0 | 0
44 | 66kV CB (Air Insulated Busbars) (ID) (GM) | Primary Plant | EHV |  | 0 | 0 | 0 | 0 | 0 | 0 |  | 0 | 0 | 0 | 0 | 0 | 0 |  | 0 | 0 | 0 | 0 | 0 | 0 | 0 | 0 | 0 | 0 | 0 | 0 | 0
45 | 66kV CB (Air Insulated Busbars) (OD) (GM) | Primary Plant | EHV |  | 0 | 0 | 0 | 0 | 0 | 0 |  | 0 | 0 | 0 | 0 | 0 | 0 |  | 0 | 0 | 0 | 0 | 0 | 0 | 0 | 0 | 0 | 0 | 0 | 0 | 0
46 | 66kV CB (Gas Insulated Busbars) (ID) (GM) | Primary Plant | EHV |  | 0 | 0 | 0 | 0 | 0 | 0 |  | 0 | 0 | 0 | 0 | 0 | 0 |  | 0 | 0 | 0 | 0 | 0 | 0 | 0 | 0 | 0 | 0 | 0 | 0 | 0
47 | 66kV CB (Gas Insulated Busbars) (OD) (GM) | Primary Plant | EHV |  | 0 | 0 | 0 | 0 | 0 | 0 |  | 0 | 0 | 0 | 0 | 0 | 0 |  | 0 | 0 | 0 | 0 | 0 | 0 | 0 | 0 | 0 | 0 | 0 | 0 | 0
56 | 132kV CB (Air Insulated Busbars) (ID) (GM) | Primary Plant | 132kV |  | 0 | 0 | 0 | 0 | 0 | 0 |  | 0 | 0 | 0 | 0 | 0 | 0 |  | 0 | 0 | 0 | 0 | 0 | 0 | 0 | 0 | 0 | 0 | 0 | 0 | 0
57 | 132kV CB (Air Insulated Busbars) (OD) (GM) | Primary Plant | 132kV |  | 0 | 0 | 0 | 0 | 0 | 0 |  | 0 | 0 | 0 | 0 | 0 | 0 |  | 0 | 0 | 0 | 0 | 0 | 0 | 0 | 0 | 0 | 0 | 0 | 0 | 0
58 | 132kV CB (Gas Insulated Busbars) (ID) (GM) | Primary Plant | 132kV |  | 0 | 0 | 0 | 0 | 0 | 0 |  | 0 | 0 | 0 | 0 | 0 | 0 |  | 0 | 0 | 0 | 0 | 0 | 0 | 0 | 0 | 0 | 0 | 0 | 0 | 0
59 | 132kV CB (Gas Insulated Busbars) (OD) (GM) | Primary Plant | 132kV |  | 0 | 0 | 0 | 0 | 0 | 0 |  | 0 | 0 | 0 | 0 | 0 | 0 |  | 0 | 0 | 0 | 0 | 0 | 0 | 0 | 0 | 0 | 0 | 0 | 0 | 0
48 | 33kV Transformer (GM) | Primary Plant | EHV |  | 0 | 0 | 0 | 0 | 0 | 0 |  | 0 | 0 | 0 | 0 | 0 | 0 |  | 0 | 0 | 0 | 0 | 0 | 0 | 0 | 0 | 0 | 0 | 0 | 0 | 0
49 | 66kV Transformer (GM) | Primary Plant | EHV |  | 0 | 0 | 0 | 0 | 0 | 0 |  | 0 | 0 | 0 | 0 | 0 | 0 |  | 0 | 0 | 0 | 0 | 0 | 0 | 0 | 0 | 0 | 0 | 0 | 0 | 0
60 | 132kV Transformer (GM) | Primary Plant | 132kV |  | 0 | 0 | 0 | 0 | 0 | 0 |  | 0 | 0 | 0 | 0 | 0 | 0 |  | 0 | 0 | 0 | 0 | 0 | 0 | 0 | 0 | 0 | 0 | 0 | 0 | 0
|  |  |  | 0 | 0 | 0 | 0 | 0 | 0 | 0 | 0 | 0 | 0 | 0 |  | 0 | 0 | 0 | 0 | 0 | 0 |  | 0 | 0 | 0 | 0 | 0 | 0 | 0 | 0 | 0
[26 empty] | 0 | 0 | 0 | 0 | 0

## NARM8 - Variance Analysis
Select Asset Category |  |  |  | Select Comparison Year
[29 empty] | 1 | 2 | 3 | 4 | 5 |  |  | Chosen year
[29 empty] | 2024 | 2025 | 2026 | 2027 | 2028 | TOTAL |  | 2025 |  | 2
[27 empty] | Long-term Monetised Risk movements in current year | Start of year | 0 | 0 | 0 | 0 | 0 | 0 |  | 0 |  | 2024
[28 empty] | Data cleanse | 0 | 0 | 0 | 0 | 0 | 0 |  | 0 |  | 2025
[28 empty] | Deterioration | 0 | 0 | 0 | 0 | 0 | 0 |  | 0 |  | 2026
[28 empty] | Other Non-Intervention Risk Changes | 0 | 0 | 0 | 0 | 0 | 0 |  | 0 |  | 2027
[28 empty] | Asset Replacement | 0 | 0 | 0 | 0 | 0 | 0 |  | 0 |  | 2028
[28 empty] | Refurbishment | 0 | 0 | 0 | 0 | 0 | 0 |  | 0
[28 empty] | General Reinforcement | 0 | 0 | 0 | 0 | 0 | 0 |  | 0
[28 empty] | Fault activity | 0 | 0 | 0 | 0 | 0 | 0 |  | 0
[28 empty] | HVP (Replacement & Refurb) | 0 | 0 | 0 | 0 | 0 | 0 |  | 0
[28 empty] | HVP (Other) | 0 | 0 | 0 | 0 | 0 | 0 |  | 0
[28 empty] | "All other" activity | 0 | 0 | 0 | 0 | 0 | 0 |  | 0
[28 empty] | End of year | 0 | 0 | 0 | 0 | 0 | 0 |  | 0
[27 empty] | Impact on 2028 | Asset Replacement (2028) | 0 | 0 | 0 | 0 | 0 | 0
[28 empty] | Refurbishment (2028) | 0 | 0 | 0 | 0 | 0 | 0
[28 empty] | HVP (2028) | 0 | 0 | 0 | 0 | 0 | 1
[27 empty] | 1 | LV poles | LV poles - Long-term Monetised Risk (ED2) |  |  |  |  | LV poles - Long-term Monetised Risk (2025)
[29 empty] | Blanks |  | Risk Increases | Risk Decreases | Finish | Blanks |  | Risk Increases | Risk Decreases | Finish
[27 empty] | Impact on Current Year | Start of period | 0 | 0 |  |  | 0 | 0 | 0 |  |  | 0
[28 empty] | Data cleanse | 0 | 0 | 0 | 0 | 0 | 0 | 0 | 0 | 0 | 0
[26 empty] | No SD contribution |  | Deterioration | 0 | 0 | 0 | 0 | 0 | 0 | 0 | 0 | 0 | 0
[26 empty] | SD contribution |  | Other Non-Intervention Risk Changes | 0 | 0 | 0 | 0 | 0 | 0 | 0 | 0 | 0 | 0
[28 empty] | Asset Replacement | 0 | 0 | 0 | 0 | 0 | 0 | 0 | 0 | 0 | 0
[28 empty] | Refurbishment | 0 | 0 | 0 | 0 | 0 | 0 | 0 | 0 | 0 | 0
[28 empty] | General Reinforcement | 0 | 0 | 0 | 0 | 0 | 0 | 0 | 0 | 0 | 0
[28 empty] | Fault activity | 0 | 0 | 0 | 0 | 0 | 0 | 0 | 0 | 0 | 0
[28 empty] | HVP (Replacement & Refurb) | 0 | 0 | 0 | 0 | 0 | 0 | 0 | 0 | 0 | 0
[28 empty] | HVP (Other) | 0 | 0 | 0 | 0 | 0 | 0 | 0 | 0 | 0 | 0
[28 empty] | "All other" activity | 0 | 0 | 0 | 0 | 0 | 0 | 0 | 0 | 0 | 0
[28 empty] | End of period |  | 0 |  |  |  |  | 0
[29 empty] | LV poles - movement in risk (ED2) |  |  |  | LV poles - movement in risk (2025)
[29 empty] | Long-term Monetised Risk |  | Long-term Monetised Risk (% of Year 0) |  | Long-term Monetised Risk (£s) |  | Long-term Monetised Risk (% of Year 0)
[29 empty] | Risk Increases | Risk Decreases | Risk Increases | Risk Decreases | Risk Increases | Risk Decreases | Risk Increases | Risk Decreases
[27 empty] | Impact on Current Year | Start of year |  |  | #DIV/0! | #DIV/0!
[28 empty] | Data cleanse | 0 | 0 | #DIV/0! | #DIV/0! | 0 | 0 | #DIV/0! | #DIV/0!
[28 empty] | Deterioration | 0 | 0 | #DIV/0! | #DIV/0! | 0 | 0 | #DIV/0! | #DIV/0!
[28 empty] | Other Non-Intervention Risk Changes | 0 | 0 | #DIV/0! | #DIV/0! | 0 | 0 | #DIV/0! | #DIV/0!
[28 empty] | Asset Replacement | 0 | 0 | #DIV/0! | #DIV/0! | 0 | 0 | #DIV/0! | #DIV/0!
[28 empty] | Refurbishment | 0 | 0 | #DIV/0! | #DIV/0! | 0 | 0 | #DIV/0! | #DIV/0!
[28 empty] | General Reinforcement | 0 | 0 | #DIV/0! | #DIV/0! | 0 | 0 | #DIV/0! | #DIV/0!
[28 empty] | Fault activity | 0 | 0 | #DIV/0! | #DIV/0! | 0 | 0 | #DIV/0! | #DIV/0!
[28 empty] | HVP (Replacement & Refurb) | 0 | 0 | #DIV/0! | #DIV/0! | 0 | 0 | #DIV/0! | #DIV/0!
[28 empty] | HVP (Other) | 0 | 0 | #DIV/0! | #DIV/0! | 0 | 0 | #DIV/0! | #DIV/0!
[28 empty] | "All other" activity | 0 | 0 | #DIV/0! | #DIV/0! | 0 | 0 | #DIV/0! | #DIV/0!
[28 empty] | End of year |  |  | #DIV/0! | #DIV/0!
Reference | Asset Category | Start of year | Data cleanse | Deterioration | Other Non-Intervention Risk Changes | Asset Replacement | Refurbishment | General Reinforcement | Fault activity | HVP (Replacement & Refurb) | HVP (Other) | "All other" activity | End of year | Start of year | Data cleanse | Deterioration | Other Non-Intervention Risk Changes | Asset Replacement | Refurbishment | General Reinforcement | Fault activity | HVP (Replacement & Refurb) | HVP (Other) | "All other" activity | End of year
1 | LV poles | [12 empty] | 0 | 0 | 0 | 0 | 0 | 0 | 0 | 0 | 0 | 0 | 0 | 0
2 | 6.6/11kV Poles | [12 empty] | 0 | 0 | 0 | 0 | 0 | 0 | 0 | 0 | 0 | 0 | 0 | 0
3 | 20kV Poles | [12 empty] | 0 | 0 | 0 | 0 | 0 | 0 | 0 | 0 | 0 | 0 | 0 | 0
4 | 33kV Poles | [12 empty] | 0 | 0 | 0 | 0 | 0 | 0 | 0 | 0 | 0 | 0 | 0 | 0
5 | 66kV Poles | [12 empty] | 0 | 0 | 0 | 0 | 0 | 0 | 0 | 0 | 0 | 0 | 0 | 0
6 | 33kV Tower | [12 empty] | 0 | 0 | 0 | 0 | 0 | 0 | 0 | 0 | 0 | 0 | 0 | 0
7 | 66kV Tower | [12 empty] | 0 | 0 | 0 | 0 | 0 | 0 | 0 | 0 | 0 | 0 | 0 | 0
8 | 132kV Tower | [12 empty] | 0 | 0 | 0 | 0 | 0 | 0 | 0 | 0 | 0 | 0 | 0 | 0
9 | 33kV Fittings | [12 empty] | 0 | 0 | 0 | 0 | 0 | 0 | 0 | 0 | 0 | 0 | 0 | 0
10 | 66kV Fittings | [12 empty] | 0 | 0 | 0 | 0 | 0 | 0 | 0 | 0 | 0 | 0 | 0 | 0
11 | 132kV Fittings | [12 empty] | 0 | 0 | 0 | 0 | 0 | 0 | 0 | 0 | 0 | 0 | 0 | 0
12 | 33kV OHL (Tower line) Conductor | [12 empty] | 0 | 0 | 0 | 0 | 0 | 0 | 0 | 0 | 0 | 0 | 0 | 0
13 | 66kV OHL (Tower Line) Conductor | [12 empty] | 0 | 0 | 0 | 0 | 0 | 0 | 0 | 0 | 0 | 0 | 0 | 0
14 | 132kV OHL (Tower Line) Conductor | [12 empty] | 0 | 0 | 0 | 0 | 0 | 0 | 0 | 0 | 0 | 0 | 0 | 0
15 | 33kV UG Cable (Non Pressurised) | [12 empty] | 0 | 0 | 0 | 0 | 0 | 0 | 0 | 0 | 0 | 0 | 0 | 0
16 | 66kV UG Cable (Non Pressurised) | [12 empty] | 0 | 0 | 0 | 0 | 0 | 0 | 0 | 0 | 0 | 0 | 0 | 0
17 | 132kV UG Cable (Non Pressurised) | [12 empty] | 0 | 0 | 0 | 0 | 0 | 0 | 0 | 0 | 0 | 0 | 0 | 0
18 | 33kV UG Cable (Oil) | [12 empty] | 0 | 0 | 0 | 0 | 0 | 0 | 0 | 0 | 0 | 0 | 0 | 0
19 | 66kV UG Cable (Oil) | [12 empty] | 0 | 0 | 0 | 0 | 0 | 0 | 0 | 0 | 0 | 0 | 0 | 0
20 | 132kV UG Cable (Oil) | [12 empty] | 0 | 0 | 0 | 0 | 0 | 0 | 0 | 0 | 0 | 0 | 0 | 0
21 | 33kV UG Cable (Gas) | [12 empty] | 0 | 0 | 0 | 0 | 0 | 0 | 0 | 0 | 0 | 0 | 0 | 0
22 | 66kV UG Cable (Gas) | [12 empty] | 0 | 0 | 0 | 0 | 0 | 0 | 0 | 0 | 0 | 0 | 0 | 0
23 | 132kV UG Cable (Gas) | [12 empty] | 0 | 0 | 0 | 0 | 0 | 0 | 0 | 0 | 0 | 0 | 0 | 0
24 | HV Sub Cable | [12 empty] | 0 | 0 | 0 | 0 | 0 | 0 | 0 | 0 | 0 | 0 | 0 | 0
25 | EHV Sub Cable | [12 empty] | 0 | 0 | 0 | 0 | 0 | 0 | 0 | 0 | 0 | 0 | 0 | 0
26 | 132kV Sub Cable | [12 empty] | 0 | 0 | 0 | 0 | 0 | 0 | 0 | 0 | 0 | 0 | 0 | 0
27 | LV UGB | [12 empty] | 0 | 0 | 0 | 0 | 0 | 0 | 0 | 0 | 0 | 0 | 0 | 0
28 | LV Circuit Breaker | [12 empty] | 0 | 0 | 0 | 0 | 0 | 0 | 0 | 0 | 0 | 0 | 0 | 0
29 | LV Pillar (ID) | [12 empty] | 0 | 0 | 0 | 0 | 0 | 0 | 0 | 0 | 0 | 0 | 0 | 0
30 | LV Pillar (OD at Substation) | [12 empty] | 0 | 0 | 0 | 0 | 0 | 0 | 0 | 0 | 0 | 0 | 0 | 0
31 | LV Pillar (OD not at Substation) | [12 empty] | 0 | 0 | 0 | 0 | 0 | 0 | 0 | 0 | 0 | 0 | 0 | 0
32 | LV Board (WM) | [12 empty] | 0 | 0 | 0 | 0 | 0 | 0 | 0 | 0 | 0 | 0 | 0 | 0
33 | LV Board (X-Type Network) (WM) | [12 empty] | 0 | 0 | 0 | 0 | 0 | 0 | 0 | 0 | 0 | 0 | 0 | 0
34 | 6.6/11kV CB (GM) Secondary | [12 empty] | 0 | 0 | 0 | 0 | 0 | 0 | 0 | 0 | 0 | 0 | 0 | 0
35 | 20kV CB (GM) Secondary | [12 empty] | 0 | 0 | 0 | 0 | 0 | 0 | 0 | 0 | 0 | 0 | 0 | 0
36 | 6.6/11kV Switch (GM) | [12 empty] | 0 | 0 | 0 | 0 | 0 | 0 | 0 | 0 | 0 | 0 | 0 | 0
37 | 20kV Switch (GM) | [12 empty] | 0 | 0 | 0 | 0 | 0 | 0 | 0 | 0 | 0 | 0 | 0 | 0
38 | 6.6/11kV X-type RMU | [12 empty] | 0 | 0 | 0 | 0 | 0 | 0 | 0 | 0 | 0 | 0 | 0 | 0
39 | 6.6/11kV RMU | [12 empty] | 0 | 0 | 0 | 0 | 0 | 0 | 0 | 0 | 0 | 0 | 0 | 0
40 | 20kV RMU | [12 empty] | 0 | 0 | 0 | 0 | 0 | 0 | 0 | 0 | 0 | 0 | 0 | 0
41 | 6.6/11kV Transformer (GM) | [12 empty] | 0 | 0 | 0 | 0 | 0 | 0 | 0 | 0 | 0 | 0 | 0 | 0
42 | 20kV Transformer (GM) | [12 empty] | 0 | 0 | 0 | 0 | 0 | 0 | 0 | 0 | 0 | 0 | 0 | 0
43 | 6.6/11kV CB (GM) Primary | [12 empty] | 0 | 0 | 0 | 0 | 0 | 0 | 0 | 0 | 0 | 0 | 0 | 0
44 | 20kV CB (GM) Primary | [12 empty] | 0 | 0 | 0 | 0 | 0 | 0 | 0 | 0 | 0 | 0 | 0 | 0
45 | 33kV CB (Air Insulated Busbars) (ID) (GM) | [12 empty] | 0 | 0 | 0 | 0 | 0 | 0 | 0 | 0 | 0 | 0 | 0 | 0
46 | 33kV CB (Air Insulated Busbars) (OD) (GM) | [12 empty] | 0 | 0 | 0 | 0 | 0 | 0 | 0 | 0 | 0 | 0 | 0 | 0
47 | 33kV CB (Gas Insulated Busbars) (ID) (GM) | [12 empty] | 0 | 0 | 0 | 0 | 0 | 0 | 0 | 0 | 0 | 0 | 0 | 0
48 | 33kV CB (Gas Insulated Busbars) (OD) (GM) | [12 empty] | 0 | 0 | 0 | 0 | 0 | 0 | 0 | 0 | 0 | 0 | 0 | 0
49 | 33kV Switch (GM) | [12 empty] | 0 | 0 | 0 | 0 | 0 | 0 | 0 | 0 | 0 | 0 | 0 | 0
50 | 33kV RMU | [12 empty] | 0 | 0 | 0 | 0 | 0 | 0 | 0 | 0 | 0 | 0 | 0 | 0
51 | 66kV CB (Air Insulated Busbars) (ID) (GM) | [12 empty] | 0 | 0 | 0 | 0 | 0 | 0 | 0 | 0 | 0 | 0 | 0 | 0
52 | 66kV CB (Air Insulated Busbars) (OD) (GM) | [12 empty] | 0 | 0 | 0 | 0 | 0 | 0 | 0 | 0 | 0 | 0 | 0 | 0
53 | 66kV CB (Gas Insulated Busbars) (ID) (GM) | [12 empty] | 0 | 0 | 0 | 0 | 0 | 0 | 0 | 0 | 0 | 0 | 0 | 0
54 | 66kV CB (Gas Insulated Busbars) (OD) (GM) | [12 empty] | 0 | 0 | 0 | 0 | 0 | 0 | 0 | 0 | 0 | 0 | 0 | 0
55 | 132kV CB (Air Insulated Busbars) (ID) (GM) | [12 empty] | 0 | 0 | 0 | 0 | 0 | 0 | 0 | 0 | 0 | 0 | 0 | 0
56 | 132kV CB (Air Insulated Busbars) (OD) (GM) | [12 empty] | 0 | 0 | 0 | 0 | 0 | 0 | 0 | 0 | 0 | 0 | 0 | 0
57 | 132kV CB (Gas Insulated Busbars) (ID) (GM) | [12 empty] | 0 | 0 | 0 | 0 | 0 | 0 | 0 | 0 | 0 | 0 | 0 | 0
58 | 132kV CB (Gas Insulated Busbars) (OD) (GM) | [12 empty] | 0 | 0 | 0 | 0 | 0 | 0 | 0 | 0 | 0 | 0 | 0 | 0
59 | 33kV Transformer (GM) | [12 empty] | 0 | 0 | 0 | 0 | 0 | 0 | 0 | 0 | 0 | 0 | 0 | 0
60 | 66kV Transformer (GM) | [12 empty] | 0 | 0 | 0 | 0 | 0 | 0 | 0 | 0 | 0 | 0 | 0 | 0
61 | 132kV Transformer (GM) | [12 empty] | 0 | 0 | 0 | 0 | 0 | 0 | 0 | 0 | 0 | 0 | 0 | 0
62 | Total | [12 empty] | 0 | 0 | 0 | 0 | 0 | 0 | 0 | 0 | 0 | 0 | 0 | 0
63 | LV Network | [12 empty] | 0 | 0 | 0 | 0 | 0 | 0 | 0 | 0 | 0 | 0 | 0 | 0
64 | HV Network | [12 empty] | 0 | 0 | 0 | 0 | 0 | 0 | 0 | 0 | 0 | 0 | 0 | 0
65 | EHV Network | [12 empty] | 0 | 0 | 0 | 0 | 0 | 0 | 0 | 0 | 0 | 0 | 0 | 0
66 | 132kV Network | [12 empty] | 0 | 0 | 0 | 0 | 0 | 0 | 0 | 0 | 0 | 0 | 0 | 0

## Data assurance
Data assurance
| ASSET CATEGORIES | 1. No negatives in end of year profile |  |  |  |  | 2. No movement in Criticality due to deterioration |  |  |  |  | 3. No change in asset totals due to refurbishment or deterioration |  |  |  |  | 4. Criticality movements reported in current year asset replacement matches future year)
|  | 2024 | 2025 | 2026 | 2027 | 2028 | 2024 | 2025 | 2026 | 2027 | 2028 | 2024 | 2025 | 2026 | 2027 | 2028 | 2024 | 2025 | 2026 | 2027 | 2028
1 | LV poles | bar: 1. No negatives in end of year profile 2024 to 4. Criticality movements reported in current year asset replacement matches future year) 2028
2 | LV Circuit Breaker | bar: 1. No negatives in end of year profile 2024 to 4. Criticality movements reported in current year asset replacement matches future year) 2028
3 | LV Pillar (ID) | bar: 1. No negatives in end of year profile 2024 to 4. Criticality movements reported in current year asset replacement matches future year) 2028
4 | LV Pillar (OD at Substation) | bar: 1. No negatives in end of year profile 2024 to 4. Criticality movements reported in current year asset replacement matches future year) 2028
5 | LV Pillar (OD not at Substation) | bar: 1. No negatives in end of year profile 2024 to 4. Criticality movements reported in current year asset replacement matches future year) 2028
6 | LV Board (WM) | bar: 1. No negatives in end of year profile 2024 to 4. Criticality movements reported in current year asset replacement matches future year) 2028
7 | LV Board (X-Type Network) (WM) | bar: 1. No negatives in end of year profile 2024 to 4. Criticality movements reported in current year asset replacement matches future year) 2028
8 | LV UGB | bar: 1. No negatives in end of year profile 2024 to 4. Criticality movements reported in current year asset replacement matches future year) 2028
9 | 6.6/11kV Poles | bar: 1. No negatives in end of year profile 2024 to 4. Criticality movements reported in current year asset replacement matches future year) 2028
10 | 20kV Poles | bar: 1. No negatives in end of year profile 2024 to 4. Criticality movements reported in current year asset replacement matches future year) 2028
11 | HV Sub Cable | bar: 1. No negatives in end of year profile 2024 to 4. Criticality movements reported in current year asset replacement matches future year) 2028
12 | 6.6/11kV CB (GM) Primary | bar: 1. No negatives in end of year profile 2024 to 4. Criticality movements reported in current year asset replacement matches future year) 2028
13 | 6.6/11kV CB (GM) Secondary | bar: 1. No negatives in end of year profile 2024 to 4. Criticality movements reported in current year asset replacement matches future year) 2028
14 | 6.6/11kV Switch (GM) | bar: 1. No negatives in end of year profile 2024 to 4. Criticality movements reported in current year asset replacement matches future year) 2028
15 | 6.6/11kV RMU | bar: 1. No negatives in end of year profile 2024 to 4. Criticality movements reported in current year asset replacement matches future year) 2028
16 | 6.6/11kV X-type RMU | bar: 1. No negatives in end of year profile 2024 to 4. Criticality movements reported in current year asset replacement matches future year) 2028
17 | 20kV CB (GM) Primary | bar: 1. No negatives in end of year profile 2024 to 4. Criticality movements reported in current year asset replacement matches future year) 2028
18 | 20kV CB (GM) Secondary | bar: 1. No negatives in end of year profile 2024 to 4. Criticality movements reported in current year asset replacement matches future year) 2028
19 | 20kV Switch (GM) | bar: 1. No negatives in end of year profile 2024 to 4. Criticality movements reported in current year asset replacement matches future year) 2028
20 | 20kV RMU | bar: 1. No negatives in end of year profile 2024 to 4. Criticality movements reported in current year asset replacement matches future year) 2028
21 | 6.6/11kV Transformer (GM) | bar: 1. No negatives in end of year profile 2024 to 4. Criticality movements reported in current year asset replacement matches future year) 2028
22 | 20kV Transformer (GM) | bar: 1. No negatives in end of year profile 2024 to 4. Criticality movements reported in current year asset replacement matches future year) 2028
23 | 33kV Poles | bar: 1. No negatives in end of year profile 2024 to 4. Criticality movements reported in current year asset replacement matches future year) 2028
24 | 66kV Poles | bar: 1. No negatives in end of year profile 2024 to 4. Criticality movements reported in current year asset replacement matches future year) 2028
25 | 33kV OHL (Tower line) Conductor | bar: 1. No negatives in end of year profile 2024 to 4. Criticality movements reported in current year asset replacement matches future year) 2028
26 | 33kV Tower | bar: 1. No negatives in end of year profile 2024 to 4. Criticality movements reported in current year asset replacement matches future year) 2028
27 | 33kV Fittings | bar: 1. No negatives in end of year profile 2024 to 4. Criticality movements reported in current year asset replacement matches future year) 2028
28 | 66kV OHL (Tower Line) Conductor | bar: 1. No negatives in end of year profile 2024 to 4. Criticality movements reported in current year asset replacement matches future year) 2028
29 | 66kV Tower | bar: 1. No negatives in end of year profile 2024 to 4. Criticality movements reported in current year asset replacement matches future year) 2028
30 | 66kV Fittings | bar: 1. No negatives in end of year profile 2024 to 4. Criticality movements reported in current year asset replacement matches future year) 2028
31 | 33kV UG Cable (Non Pressurised) | bar: 1. No negatives in end of year profile 2024 to 4. Criticality movements reported in current year asset replacement matches future year) 2028
32 | 33kV UG Cable (Oil) | bar: 1. No negatives in end of year profile 2024 to 4. Criticality movements reported in current year asset replacement matches future year) 2028
33 | 33kV UG Cable (Gas) | bar: 1. No negatives in end of year profile 2024 to 4. Criticality movements reported in current year asset replacement matches future year) 2028
34 | 66kV UG Cable (Non Pressurised) | bar: 1. No negatives in end of year profile 2024 to 4. Criticality movements reported in current year asset replacement matches future year) 2028
35 | 66kV UG Cable (Oil) | bar: 1. No negatives in end of year profile 2024 to 4. Criticality movements reported in current year asset replacement matches future year) 2028
36 | 66kV UG Cable (Gas) | bar: 1. No negatives in end of year profile 2024 to 4. Criticality movements reported in current year asset replacement matches future year) 2028
37 | EHV Sub Cable | bar: 1. No negatives in end of year profile 2024 to 4. Criticality movements reported in current year asset replacement matches future year) 2028
38 | 33kV CB (Air Insulated Busbars) (ID) (GM) | bar: 1. No negatives in end of year profile 2024 to 4. Criticality movements reported in current year asset replacement matches future year) 2028
39 | 33kV CB (Air Insulated Busbars) (OD) (GM) | bar: 1. No negatives in end of year profile 2024 to 4. Criticality movements reported in current year asset replacement matches future year) 2028
40 | 33kV CB (Gas Insulated Busbars) (ID) (GM) | bar: 1. No negatives in end of year profile 2024 to 4. Criticality movements reported in current year asset replacement matches future year) 2028
41 | 33kV CB (Gas Insulated Busbars) (OD) (GM) | bar: 1. No negatives in end of year profile 2024 to 4. Criticality movements reported in current year asset replacement matches future year) 2028
42 | 33kV Switch (GM) | bar: 1. No negatives in end of year profile 2024 to 4. Criticality movements reported in current year asset replacement matches future year) 2028
43 | 33kV RMU | bar: 1. No negatives in end of year profile 2024 to 4. Criticality movements reported in current year asset replacement matches future year) 2028
44 | 66kV CB (Air Insulated Busbars) (ID) (GM) | bar: 1. No negatives in end of year profile 2024 to 4. Criticality movements reported in current year asset replacement matches future year) 2028
45 | 66kV CB (Air Insulated Busbars) (OD) (GM) | bar: 1. No negatives in end of year profile 2024 to 4. Criticality movements reported in current year asset replacement matches future year) 2028
46 | 66kV CB (Gas Insulated Busbars) (ID) (GM) | bar: 1. No negatives in end of year profile 2024 to 4. Criticality movements reported in current year asset replacement matches future year) 2028
47 | 66kV CB (Gas Insulated Busbars) (OD) (GM) | bar: 1. No negatives in end of year profile 2024 to 4. Criticality movements reported in current year asset replacement matches future year) 2028
48 | 33kV Transformer (GM) | bar: 1. No negatives in end of year profile 2024 to 4. Criticality movements reported in current year asset replacement matches future year) 2028
49 | 66kV Transformer (GM) | bar: 1. No negatives in end of year profile 2024 to 4. Criticality movements reported in current year asset replacement matches future year) 2028
50 | 132kV OHL (Tower Line) Conductor | bar: 1. No negatives in end of year profile 2024 to 4. Criticality movements reported in current year asset replacement matches future year) 2028
51 | 132kV Tower | bar: 1. No negatives in end of year profile 2024 to 4. Criticality movements reported in current year asset replacement matches future year) 2028
52 | 132kV Fittings | bar: 1. No negatives in end of year profile 2024 to 4. Criticality movements reported in current year asset replacement matches future year) 2028
53 | 132kV UG Cable (Non Pressurised) | bar: 1. No negatives in end of year profile 2024 to 4. Criticality movements reported in current year asset replacement matches future year) 2028
54 | 132kV UG Cable (Oil) | bar: 1. No negatives in end of year profile 2024 to 4. Criticality movements reported in current year asset replacement matches future year) 2028
55 | 132kV UG Cable (Gas) | bar: 1. No negatives in end of year profile 2024 to 4. Criticality movements reported in current year asset replacement matches future year) 2028
56 | 132kV CB (Air Insulated Busbars) (ID) (GM) | bar: 1. No negatives in end of year profile 2024 to 4. Criticality movements reported in current year asset replacement matches future year) 2028
57 | 132kV CB (Air Insulated Busbars) (OD) (GM) | bar: 1. No negatives in end of year profile 2024 to 4. Criticality movements reported in current year asset replacement matches future year) 2028
58 | 132kV CB (Gas Insulated Busbars) (ID) (GM) | bar: 1. No negatives in end of year profile 2024 to 4. Criticality movements reported in current year asset replacement matches future year) 2028
59 | 132kV CB (Gas Insulated Busbars) (OD) (GM) | bar: 1. No negatives in end of year profile 2024 to 4. Criticality movements reported in current year asset replacement matches future year) 2028
60 | 132kV Transformer (GM) | bar: 1. No negatives in end of year profile 2024 to 4. Criticality movements reported in current year asset replacement matches future year) 2028
61 | 132kV Sub Cable | bar: 1. No negatives in end of year profile 2024 to 4. Criticality movements reported in current year asset replacement matches future year) 2028