## Categories
#VALUE!
Workbook Tab | Asset Sub Categories | Volume of Assets | Current Asset Data | Forecast & Intervention Data | Key
LV Circuits (incl. Supports) | LV Poles | High Volume | Y | N | CNAIM
| LV Main (OHL) Conductor | High Volume | Y | N | non-CNAIM
| LV Service (OHL) | High Volume | Y | N
| LV Service (UG) | High Volume | Y | N
| LV Cutout | High Volume | Y | N
| LV Main (UG Consac) | High Volume | Y | N
| LV Main (UG Plastic) | High Volume | Y | N
| LV Main (UG Paper) | High Volume | Y | N
LV UGB | LV UGB | High Volume | Y | N
LV Switchgear and Other | LV Transformers/Regulators | High Volume | Y | Y
HV Circuits (incl. Supports) | 6.6/11kV Poles | High Volume | Y | N
| 20kV Poles | High Volume | Y | N
| 6.6/11kV OHL (Conventional Conductor) | High Volume | Y | N
| 6.6/11kV OHL (BLX or similar Conductor) | High Volume | Y | N
| 20kV OHL (Conventional Conductor) | High Volume | Y | N
| 20kV OHL (BLX or similar Conductor) | High Volume | Y | N
| 6.6/11kV UG Cable | High Volume | Y | N
| 20kV UG Cable | High Volume | Y | N
HV Switchgear | 6.6/11kV CB (PM) | High Volume | Y | Y
| 6.6/11kV Switch (PM) | High Volume | Y | Y
| 6.6/11kV Switchgear - Other (PM) | High Volume | Y | Y
| 20kV CB (PM) | High Volume | Y | Y
| 20kV Switch (PM) | High Volume | Y | Y
| 20kV Switchgear - Other (PM) | High Volume | Y | Y
HV Transformer | 6.6/11kV Transformer (PM) | High Volume | Y | Y
| 20kV Transformer (PM) | High Volume | Y | Y
EHV Circuits (incl. Supports) | 33kV Pole | High Volume | Y | N
| 66kV Pole | High Volume | Y | N
| 33kV OHL (Pole Line) Conductor | High Volume | Y | N
| 66kV OHL (Pole Line) Conductor | High Volume | Y | N
EHV Switchgear | 33kV Switchgear - Other | High Volume | Y | Y
| 33kV Switch (PM) | High Volume | Y | Y
| 66kV Switchgear - Other | High Volume | Y | Y
EHV Transformer | 33kV Transformer (PM) | High Volume | Y | Y
132kV Switchgear | 132kV Switchgear - Other | High Volume | Y | Y

## List of Substations
Substation | Voltage | Postcode

## LV Supports
LV Supports
Plan References |  |  | Historic Funding |  | Asset and Condition Data | [19 empty] | Comment | Additional Information
BPDT Reference | EJP Reference | CV Code | ED1 Investment | ED2 Investment | Asset Sub-Category | Asset ID | Source Substation | Route ID | Circuit ID | Length (km) | Voltage (kV) | Rating (MVA) | Manufacturer | Conductor Type | Install Date | Distance From Coast (km) | Altitude (m) | Corrosion Factor | Customers Supplied (#) | Utilisation (%) | Health Index (2028) | Health Index (2033) | Criticality Index (2028) | Criticality Index (2033) | Comment(s) | Coordinates | Extreme weather location | D-Pole
Text | Text | Text | Text | Text | Dropdown | Text | Text | Text | Text | Number | Number | Number | Text | Text | Date | Number | Number | Number | Number | Number | Number | Number | Number | Number | Text | Text | Text | Text
OFGEM-CCVXXX | OFGEM - High Volume LV OHL | CV7 | No | No | LV Poles | AAA-1-001 | AAA | AAA-1 | AAA-1-1 | N/A | N/A | N/A | N/A | N/A | 2009 | N/A | N/A | N/A | N/A | N/A | 1 | 2 | 1 | 1 |  | 00.00.000.00
OFGEM-CCVXXX | OFGEM - High Volume LV OHL | CV7 | No | No | LV Poles | AAA-1-002 | AAA | AAA-1 | AAA-1-1 | N/A | N/A | N/A | N/A | N/A | 2009 | N/A | N/A | N/A | N/A | N/A | 2 | 3 | 1 | 1
OFGEM-CCVXXX | OFGEM - High Volume LV OHL | CV7 | No | No | LV Poles | AAA-1-003 | AAA | AAA-1 | AAA-1-1 | N/A | N/A | N/A | N/A | N/A | 2009 | N/A | N/A | N/A | N/A | N/A | 1 | 2 | 1 | 1
OFGEM-CCVXXX | OFGEM - High Volume LV OHL | CV7 | No | No | LV Poles | AAA-1-004 | AAA | AAA-1 | AAA-1-1 | N/A | N/A | N/A | N/A | N/A | 2009 | N/A | N/A | N/A | N/A | N/A | 2 | 3 | 1 | 1
OFGEM-CCVXXX | OFGEM - High Volume LV OHL | CV7 | No | No | LV Poles | AAA-1-005 | AAA | AAA-1 | AAA-1-1 | N/A | N/A | N/A | N/A | N/A | 2009 | N/A | N/A | N/A | N/A | N/A | 2 | 3 | 1 | 1
OFGEM-CCVXXX | OFGEM - High Volume LV OHL | CV7 | No | No | LV Poles | AAA-1-006 | AAA | AAA-1 | AAA-1-1 | N/A | N/A | N/A | N/A | N/A | 2009 | N/A | N/A | N/A | N/A | N/A | 2 | 3 | 2 | 2
OFGEM-CCVXXX | OFGEM - High Volume LV OHL | CV7 | No | No | LV Poles | AAA-1-007 | AAA | AAA-1 | AAA-1-1 | N/A | N/A | N/A | N/A | N/A | 2009 | N/A | N/A | N/A | N/A | N/A | 1 | 2 | 1 | 1
OFGEM-CCVXXX | OFGEM - High Volume LV OHL | CV7 | No | No | LV Poles | AAA-1-008 | AAA | AAA-1 | AAA-1-1 | N/A | N/A | N/A | N/A | N/A | 2009 | N/A | N/A | N/A | N/A | N/A | 1 | 2 | 1 | 1
OFGEM-CCVXXX | OFGEM - High Volume LV OHL | CV7 | No | No | LV Poles | AAA-1-009 | AAA | AAA-1 | AAA-1-1 | N/A | N/A | N/A | N/A | N/A | 2009 | N/A | N/A | N/A | N/A | N/A | 2 | 3 | 1 | 1
OFGEM-CCVXXX | OFGEM - High Volume LV OHL | CV7 | No | No | LV Poles | AAA-1-010 | AAA | AAA-1 | AAA-1-1 | N/A | N/A | N/A | N/A | N/A | 2009 | N/A | N/A | N/A | N/A | N/A | 2 | 3 | 1 | 1
OFGEM-CCVXXX | OFGEM - High Volume LV OHL | CV7 | No | No | LV Poles | AAA-1-011 | AAA | AAA-1 | AAA-1-1 | N/A | N/A | N/A | N/A | N/A | 2009 | N/A | N/A | N/A | N/A | N/A | 1 | 2 | 2 | 2
OFGEM-CCVXXX | OFGEM - High Volume LV OHL | CV7 | No | No | LV Poles | AAA-1-012 | AAA | AAA-1 | AAA-1-1 | N/A | N/A | N/A | N/A | N/A | 2009 | N/A | N/A | N/A | N/A | N/A | 3 | 4 | 1 | 1
OFGEM-CCVXXX | OFGEM - High Volume LV OHL | CV7 | No | No | LV Poles | AAA-1-013 | AAA | AAA-1 | AAA-1-1 | N/A | N/A | N/A | N/A | N/A | 2009 | N/A | N/A | N/A | N/A | N/A | 2 | 3 | 1 | 1
OFGEM-CCVXXX | OFGEM - High Volume LV OHL | CV7 | No | No | LV Poles | AAA-1-014 | AAA | AAA-1 | AAA-1-1 | N/A | N/A | N/A | N/A | N/A | 2009 | N/A | N/A | N/A | N/A | N/A | 2 | 3 | 1 | 1
OFGEM-CCVXXX | OFGEM - High Volume LV OHL | CV7 | No | No | LV Poles | AAA-1-015 | AAA | AAA-1 | AAA-1-1 | N/A | N/A | N/A | N/A | N/A | 1962 | N/A | N/A | N/A | N/A | N/A | 4 | 5 | 1 | 1
OFGEM-CCVXXX | OFGEM - High Volume LV OHL | CV7 | No | No | LV Poles | AAA-1-016 | AAA | AAA-1 | AAA-1-1 | N/A | N/A | N/A | N/A | N/A | 1962 | N/A | N/A | N/A | N/A | N/A | 2 | 3 | 1 | 1
OFGEM-CCVXXX | OFGEM - High Volume LV OHL | CV7 | No | No | LV Poles | AAA-1-017 | AAA | AAA-1 | AAA-1-1 | N/A | N/A | N/A | N/A | N/A | 1962 | N/A | N/A | N/A | N/A | N/A | 1 | 2 | 1 | 1
OFGEM-CCVXXX | OFGEM - High Volume LV OHL | CV7 | No | No | LV Poles | AAA-1-018 | AAA | AAA-1 | AAA-1-1 | N/A | N/A | N/A | N/A | N/A | 1962 | N/A | N/A | N/A | N/A | N/A | 2 | 3 | 2 | 2
OFGEM-CCVXXX | OFGEM - High Volume LV OHL | CV7 | No | No | LV Poles | AAA-1-019 | AAA | AAA-1 | AAA-1-1 | N/A | N/A | N/A | N/A | N/A | 1962 | N/A | N/A | N/A | N/A | N/A | 1 | 2 | 2 | 2
OFGEM-CCVXXX | OFGEM - High Volume LV OHL | CV7 | No | No | LV Poles | AAA-1-020 | AAA | AAA-1 | AAA-1-1 | N/A | N/A | N/A | N/A | N/A | 1962 | N/A | N/A | N/A | N/A | N/A | 2 | 3 | 2 | 2
OFGEM-CCVXXX | OFGEM - High Volume LV OHL | CV7 | No | No | LV Poles | AAA-1-021 | AAA | AAA-1 | AAA-1-1 | N/A | N/A | N/A | N/A | N/A | 1962 | N/A | N/A | N/A | N/A | N/A | 1 | 2 | 2 | 2
OFGEM-CCVXXX | OFGEM - High Volume LV OHL | CV7 | No | No | LV Poles | AAA-1-022 | AAA | AAA-1 | AAA-1-1 | N/A | N/A | N/A | N/A | N/A | 1962 | N/A | N/A | N/A | N/A | N/A | 2 | 3 | 2 | 2
OFGEM-CCVXXX | OFGEM - High Volume LV OHL | CV7 | No | No | LV Poles | AAA-1-023 | AAA | AAA-1 | AAA-1-1 | N/A | N/A | N/A | N/A | N/A | 1962 | N/A | N/A | N/A | N/A | N/A | 1 | 2 | 1 | 1
OFGEM-CCVXXX | OFGEM - High Volume LV OHL | CV7 | No | No | LV Poles | AAA-1-024 | AAA | AAA-1 | AAA-1-1 | N/A | N/A | N/A | N/A | N/A | 1962 | N/A | N/A | N/A | N/A | N/A | 2 | 3 | 2 | 2
OFGEM-CCVXXX | OFGEM - High Volume LV OHL | CV7 | No | No | LV Poles | AAA-1-025 | AAA | AAA-1 | AAA-1-1 | N/A | N/A | N/A | N/A | N/A | 1962 | N/A | N/A | N/A | N/A | N/A | 3 | 4 | 1 | 1
OFGEM-CCVXXX | OFGEM - High Volume LV OHL | CV7 | No | No | LV Poles | AAA-1-026 | AAA | AAA-1 | AAA-1-1 | N/A | N/A | N/A | N/A | N/A | 1962 | N/A | N/A | N/A | N/A | N/A | 4 | 5 | 2 | 2
OFGEM-CCVXXX | OFGEM - High Volume LV OHL | CV7 | No | No | LV Poles | AAA-1-027 | AAA | AAA-1 | AAA-1-1 | N/A | N/A | N/A | N/A | N/A | 1962 | N/A | N/A | N/A | N/A | N/A | 4 | 5 | 1 | 1
OFGEM-CCVXXX | OFGEM - High Volume LV OHL | CV7 | No | No | LV Poles | AAA-1-028 | AAA | AAA-1 | AAA-1-1 | N/A | N/A | N/A | N/A | N/A | 1962 | N/A | N/A | N/A | N/A | N/A | 4 | 5 | 2 | 2
OFGEM-CCVXXX | OFGEM - High Volume LV OHL | CV7 | No | No | LV Poles | AAA-1-029 | AAA | AAA-1 | AAA-1-1 | N/A | N/A | N/A | N/A | N/A | 1962 | N/A | N/A | N/A | N/A | N/A | 3 | 4 | 1 | 1
OFGEM-CCVXXX | OFGEM - High Volume LV OHL | CV7 | No | No | LV Poles | AAA-1-030 | AAA | AAA-1 | AAA-1-1 | N/A | N/A | N/A | N/A | N/A | 1962 | N/A | N/A | N/A | N/A | N/A | 2 | 3 | 1 | 1
OFGEM-CCVXXX | OFGEM - High Volume LV OHL | CV7 | No | No | LV Poles | AAA-1-031 | AAA | AAA-1 | AAA-1-1 | N/A | N/A | N/A | N/A | N/A | 1962 | N/A | N/A | N/A | N/A | N/A | 2 | 3 | 1 | 1
OFGEM-CCVXXX | OFGEM - High Volume LV OHL | CV7 | No | No | LV Poles | AAA-1-032 | AAA | AAA-1 | AAA-1-1 | N/A | N/A | N/A | N/A | N/A | 1962 | N/A | N/A | N/A | N/A | N/A | 1 | 2 | 1 | 1
OFGEM-CCVXXX | OFGEM - High Volume LV OHL | CV7 | No | No | LV Poles | AAA-1-033 | AAA | AAA-1 | AAA-1-1 | N/A | N/A | N/A | N/A | N/A | 1962 | N/A | N/A | N/A | N/A | N/A | 1 | 2 | 1 | 1
OFGEM-CCVXXX | OFGEM - High Volume LV OHL | CV7 | No | No | LV Poles | AAA-1-034 | AAA | AAA-1 | AAA-1-1 | N/A | N/A | N/A | N/A | N/A | 1962 | N/A | N/A | N/A | N/A | N/A | 1 | 2 | 1 | 1
OFGEM-CCVXXX | OFGEM - High Volume LV OHL | CV7 | No | No | LV Poles | AAA-1-035 | AAA | AAA-1 | AAA-1-1 | N/A | N/A | N/A | N/A | N/A | 1962 | N/A | N/A | N/A | N/A | N/A | 1 | 2 | 1 | 1
OFGEM-CCVXXX | OFGEM - High Volume LV OHL | CV7 | No | No | LV Poles | AAA-1-036 | AAA | AAA-1 | AAA-1-1 | N/A | N/A | N/A | N/A | N/A | 1962 | N/A | N/A | N/A | N/A | N/A | 2 | 3 | 1 | 1
OFGEM-CCVXXX | OFGEM - High Volume LV OHL | CV7 | No | No | LV Poles | AAA-1-037 | AAA | AAA-1 | AAA-1-1 | N/A | N/A | N/A | N/A | N/A | 1962 | N/A | N/A | N/A | N/A | N/A | 2 | 3 | 1 | 1
OFGEM-CCVXXX | OFGEM - High Volume LV OHL | CV7 | No | No | LV Poles | AAA-1-038 | AAA | AAA-1 | AAA-1-1 | N/A | N/A | N/A | N/A | N/A | 1962 | N/A | N/A | N/A | N/A | N/A | 5 | 6 | 1 | 1
OFGEM-CCVXXX | OFGEM - High Volume LV OHL | CV7 | No | No | LV Poles | AAA-1-039 | AAA | AAA-1 | AAA-1-1 | N/A | N/A | N/A | N/A | N/A | 1962 | N/A | N/A | N/A | N/A | N/A | 3 | 4 | 1 | 1
OFGEM-CCVXXX | OFGEM - High Volume LV OHL | CV7 | No | No | LV Poles | AAA-1-040 | AAA | AAA-1 | AAA-1-1 | N/A | N/A | N/A | N/A | N/A | 1962 | N/A | N/A | N/A | N/A | N/A | 3 | 4 | 1 | 1
OFGEM-CCVXXX | OFGEM - High Volume LV OHL | CV7 | No | No | LV Poles | AAA-1-041 | AAA | AAA-1 | AAA-1-1 | N/A | N/A | N/A | N/A | N/A | 1962 | N/A | N/A | N/A | N/A | N/A | 1 | 2 | 2 | 2
OFGEM-CCVXXX | OFGEM - High Volume LV OHL | CV7 | No | No | LV Poles | AAA-1-042 | AAA | AAA-1 | AAA-1-1 | N/A | N/A | N/A | N/A | N/A | 1962 | N/A | N/A | N/A | N/A | N/A | 1 | 2 | 1 | 1
OFGEM-CCVXXX | OFGEM - High Volume LV OHL | CV7 | No | No | LV Poles | AAA-1-043 | AAA | AAA-1 | AAA-1-1 | N/A | N/A | N/A | N/A | N/A | 1962 | N/A | N/A | N/A | N/A | N/A | 1 | 2 | 1 | 1
OFGEM-CCVXXX | OFGEM - High Volume LV OHL | CV7 | No | No | LV Poles | AAA-1-044 | AAA | AAA-1 | AAA-1-1 | N/A | N/A | N/A | N/A | N/A | 1962 | N/A | N/A | N/A | N/A | N/A | 1 | 2 | 1 | 1
OFGEM-CCVXXX | OFGEM - High Volume LV OHL | CV7 | No | No | LV Poles | AAA-1-045 | AAA | AAA-1 | AAA-1-1 | N/A | N/A | N/A | N/A | N/A | 1962 | N/A | N/A | N/A | N/A | N/A | 1 | 2 | 1 | 1
OFGEM-CCVXXX | OFGEM - High Volume LV OHL | CV7 | No | No | LV Poles | AAA-1-046 | AAA | AAA-1 | AAA-1-1 | N/A | N/A | N/A | N/A | N/A | 1962 | N/A | N/A | N/A | N/A | N/A | 2 | 3 | 1 | 1
OFGEM-CCVXXX | OFGEM - High Volume LV OHL | CV7 | No | No | LV Poles | AAA-1-047 | AAA | AAA-1 | AAA-1-1 | N/A | N/A | N/A | N/A | N/A | 1962 | N/A | N/A | N/A | N/A | N/A | 2 | 3 | 1 | 1
OFGEM-CCVXXX | OFGEM - High Volume LV OHL | CV7 | No | No | LV Poles | AAA-1-048 | AAA | AAA-1 | AAA-1-1 | N/A | N/A | N/A | N/A | N/A | 1962 | N/A | N/A | N/A | N/A | N/A | 2 | 3 | 1 | 1
OFGEM-CCVXXX | OFGEM - High Volume LV OHL | CV7 | No | No | LV Poles | AAA-1-049 | AAA | AAA-1 | AAA-1-1 | N/A | N/A | N/A | N/A | N/A | 1962 | N/A | N/A | N/A | N/A | N/A | 2 | 3 | 2 | 2
OFGEM-CCVXXX | OFGEM - High Volume LV OHL | CV7 | No | No | LV Poles | AAA-1-050 | AAA | AAA-1 | AAA-1-1 | N/A | N/A | N/A | N/A | N/A | 1962 | N/A | N/A | N/A | N/A | N/A | 1 | 2 | 1 | 1
OFGEM-CCVXXX | OFGEM - High Volume LV OHL | CV7 | No | No | LV Poles | AAA-1-051 | AAA | AAA-1 | AAA-1-1 | N/A | N/A | N/A | N/A | N/A | 1962 | N/A | N/A | N/A | N/A | N/A | 1 | 2 | 1 | 1
OFGEM-CCVXXX | OFGEM - High Volume LV OHL | CV7 | No | No | LV Poles | AAA-1-052 | AAA | AAA-1 | AAA-1-1 | N/A | N/A | N/A | N/A | N/A | 1962 | N/A | N/A | N/A | N/A | N/A | 1 | 2 | 1 | 1
OFGEM-CCVXXX | OFGEM - High Volume LV OHL | CV7 | No | No | LV Poles | AAA-1-053 | AAA | AAA-1 | AAA-1-1 | N/A | N/A | N/A | N/A | N/A | 1962 | N/A | N/A | N/A | N/A | N/A | 1 | 2 | 1 | 1
OFGEM-CCVXXX | OFGEM - High Volume LV OHL | CV7 | No | No | LV Poles | AAA-1-054 | AAA | AAA-1 | AAA-1-1 | N/A | N/A | N/A | N/A | N/A | 1962 | N/A | N/A | N/A | N/A | N/A | 2 | 3 | 2 | 2
OFGEM-CCVXXX | OFGEM - High Volume LV OHL | CV7 | No | No | LV Poles | AAA-1-055 | AAA | AAA-1 | AAA-1-1 | N/A | N/A | N/A | N/A | N/A | 1962 | N/A | N/A | N/A | N/A | N/A | 2 | 3 | 1 | 1
OFGEM-CCVXXX | OFGEM - High Volume LV OHL | CV7 | No | No | LV Poles | AAA-1-056 | AAA | AAA-1 | AAA-1-1 | N/A | N/A | N/A | N/A | N/A | 1962 | N/A | N/A | N/A | N/A | N/A | 2 | 3 | 1 | 1
OFGEM-CCVXXX | OFGEM - High Volume LV OHL | CV7 | No | No | LV Poles | AAA-1-057 | AAA | AAA-1 | AAA-1-1 | N/A | N/A | N/A | N/A | N/A | 1962 | N/A | N/A | N/A | N/A | N/A | 2 | 3 | 1 | 1
OFGEM-CCVXXX | OFGEM - High Volume LV OHL | CV7 | No | No | LV Poles | AAA-1-058 | AAA | AAA-1 | AAA-1-1 | N/A | N/A | N/A | N/A | N/A | 1962 | N/A | N/A | N/A | N/A | N/A | 3 | 4 | 1 | 1
OFGEM-CCVXXX | OFGEM - High Volume LV OHL | CV7 | No | No | LV Poles | AAA-1-059 | AAA | AAA-1 | AAA-1-1 | N/A | N/A | N/A | N/A | N/A | 1962 | N/A | N/A | N/A | N/A | N/A | 3 | 4 | 1 | 1
OFGEM-CCVXXX | OFGEM - High Volume LV OHL | CV7 | No | No | LV Poles | AAA-1-060 | AAA | AAA-1 | AAA-1-1 | N/A | N/A | N/A | N/A | N/A | 1962 | N/A | N/A | N/A | N/A | N/A | 3 | 4 | 1 | 1
OFGEM-CCVXXX | OFGEM - High Volume LV OHL | CV7 | No | No | LV Poles | AAA-1-061 | AAA | AAA-1 | AAA-1-1 | N/A | N/A | N/A | N/A | N/A | 1962 | N/A | N/A | N/A | N/A | N/A | 4 | 5 | 2 | 2
OFGEM-CCVXXX | OFGEM - High Volume LV OHL | CV7 | No | No | LV Poles | AAA-1-062 | AAA | AAA-1 | AAA-1-1 | N/A | N/A | N/A | N/A | N/A | 1962 | N/A | N/A | N/A | N/A | N/A | 2 | 3 | 2 | 2
OFGEM-CCVXXX | OFGEM - High Volume LV OHL | CV7 | No | No | LV Poles | AAA-1-063 | AAA | AAA-1 | AAA-1-1 | N/A | N/A | N/A | N/A | N/A | 1962 | N/A | N/A | N/A | N/A | N/A | 4 | 5 | 2 | 2
OFGEM-CCVXXX | OFGEM - High Volume LV OHL | CV7 | No | No | LV Poles | AAA-1-064 | AAA | AAA-1 | AAA-1-1 | N/A | N/A | N/A | N/A | N/A | 1962 | N/A | N/A | N/A | N/A | N/A | 3 | 4 | 2 | 2
OFGEM-CCVXXX | OFGEM - High Volume LV OHL | CV7 | No | No | LV Poles | AAA-1-065 | AAA | AAA-1 | AAA-1-1 | N/A | N/A | N/A | N/A | N/A | 1962 | N/A | N/A | N/A | N/A | N/A | 1 | 2 | 2 | 2
OFGEM-CCVXXX | OFGEM - High Volume LV OHL | CV7 | No | No | LV Poles | AAA-1-066 | AAA | AAA-1 | AAA-1-1 | N/A | N/A | N/A | N/A | N/A | 1962 | N/A | N/A | N/A | N/A | N/A | 2 | 3 | 1 | 1
OFGEM-CCVXXX | OFGEM - High Volume LV OHL | CV7 | No | No | LV Poles | AAA-1-067 | AAA | AAA-1 | AAA-1-1 | N/A | N/A | N/A | N/A | N/A | 1962 | N/A | N/A | N/A | N/A | N/A | 4 | 5 | 2 | 2
OFGEM-CCVXXX | OFGEM - High Volume LV OHL | CV7 | No | No | LV Poles | AAA-1-068 | AAA | AAA-1 | AAA-1-1 | N/A | N/A | N/A | N/A | N/A | 1962 | N/A | N/A | N/A | N/A | N/A | 2 | 3 | 1 | 1
OFGEM-CCVXXX | OFGEM - High Volume LV OHL | CV7 | No | No | LV Poles | AAA-1-069 | AAA | AAA-1 | AAA-1-1 | N/A | N/A | N/A | N/A | N/A | 1962 | N/A | N/A | N/A | N/A | N/A | 1 | 2 | 2 | 2
OFGEM-CCVXXX | OFGEM - High Volume LV OHL | CV7 | No | No | LV Poles | AAA-1-070 | AAA | AAA-1 | AAA-1-1 | N/A | N/A | N/A | N/A | N/A | 1962 | N/A | N/A | N/A | N/A | N/A | 3 | 4 | 1 | 1
OFGEM-CCVXXX | OFGEM - High Volume LV OHL | CV7 | No | No | LV Poles | AAA-1-071 | AAA | AAA-1 | AAA-1-1 | N/A | N/A | N/A | N/A | N/A | 1962 | N/A | N/A | N/A | N/A | N/A | 2 | 3 | 2 | 2
OFGEM-CCVXXX | OFGEM - High Volume LV OHL | CV7 | No | No | LV Poles | AAA-1-072 | AAA | AAA-1 | AAA-1-1 | N/A | N/A | N/A | N/A | N/A | 1962 | N/A | N/A | N/A | N/A | N/A | 4 | 5 | 1 | 1
OFGEM-CCVXXX | OFGEM - High Volume LV OHL | CV7 | No | No | LV Poles | AAA-1-073 | AAA | AAA-1 | AAA-1-1 | N/A | N/A | N/A | N/A | N/A | 1962 | N/A | N/A | N/A | N/A | N/A | 1 | 2 | 1 | 1
OFGEM-CCVXXX | OFGEM - High Volume LV OHL | CV7 | No | No | LV Poles | AAA-1-074 | AAA | AAA-1 | AAA-1-1 | N/A | N/A | N/A | N/A | N/A | 1962 | N/A | N/A | N/A | N/A | N/A | 3 | 4 | 1 | 1
OFGEM-CCVXXX | OFGEM - High Volume LV OHL | CV7 | No | No | LV Poles | AAA-1-075 | AAA | AAA-1 | AAA-1-1 | N/A | N/A | N/A | N/A | N/A | 1962 | N/A | N/A | N/A | N/A | N/A | 3 | 4 | 1 | 1
OFGEM-CCVXXX | OFGEM - High Volume LV OHL | CV7 | No | No | LV Poles | AAA-1-076 | AAA | AAA-1 | AAA-1-1 | N/A | N/A | N/A | N/A | N/A | 1962 | N/A | N/A | N/A | N/A | N/A | 3 | 4 | 1 | 1
OFGEM-CCVXXX | OFGEM - High Volume LV OHL | CV7 | No | No | LV Poles | AAA-1-077 | AAA | AAA-1 | AAA-1-1 | N/A | N/A | N/A | N/A | N/A | 1962 | N/A | N/A | N/A | N/A | N/A | 2 | 3 | 1 | 1
OFGEM-CCVXXX | OFGEM - High Volume LV OHL | CV7 | No | No | LV Poles | AAA-1-078 | AAA | AAA-1 | AAA-1-1 | N/A | N/A | N/A | N/A | N/A | 1962 | N/A | N/A | N/A | N/A | N/A | 1 | 2 | 1 | 1
OFGEM-CCVXXX | OFGEM - High Volume LV OHL | CV7 | No | No | LV Poles | AAA-1-079 | AAA | AAA-1 | AAA-1-1 | N/A | N/A | N/A | N/A | N/A | 1962 | N/A | N/A | N/A | N/A | N/A | 2 | 3 | 1 | 1
OFGEM-CCVXXX | OFGEM - High Volume LV OHL | CV7 | No | No | LV Poles | AAA-1-080 | AAA | AAA-1 | AAA-1-1 | N/A | N/A | N/A | N/A | N/A | 1962 | N/A | N/A | N/A | N/A | N/A | 3 | 4 | 1 | 1
OFGEM-CCVXXX | OFGEM - High Volume LV OHL | CV7 | No | No | LV Poles | AAA-1-081 | AAA | AAA-1 | AAA-1-1 | N/A | N/A | N/A | N/A | N/A | 1962 | N/A | N/A | N/A | N/A | N/A | 4 | 5 | 1 | 1
OFGEM-CCVXXX | OFGEM - High Volume LV OHL | CV7 | No | No | LV Poles | AAA-1-082 | AAA | AAA-1 | AAA-1-1 | N/A | N/A | N/A | N/A | N/A | 1962 | N/A | N/A | N/A | N/A | N/A | 4 | 5 | 1 | 1
OFGEM-CCVXXX | OFGEM - High Volume LV OHL | CV7 | No | No | LV Poles | AAA-1-083 | AAA | AAA-1 | AAA-1-1 | N/A | N/A | N/A | N/A | N/A | 1962 | N/A | N/A | N/A | N/A | N/A | 3 | 4 | 1 | 1
OFGEM-CCVXXX | OFGEM - High Volume LV OHL | CV7 | No | No | LV Poles | AAA-1-084 | AAA | AAA-1 | AAA-1-1 | N/A | N/A | N/A | N/A | N/A | 1962 | N/A | N/A | N/A | N/A | N/A | 2 | 3 | 2 | 2
OFGEM-CCVXXX | OFGEM - High Volume LV OHL | CV7 | No | No | LV Poles | AAA-1-085 | AAA | AAA-1 | AAA-1-1 | N/A | N/A | N/A | N/A | N/A | 1962 | N/A | N/A | N/A | N/A | N/A | 1 | 2 | 1 | 1
OFGEM-CCVXXX | OFGEM - High Volume LV OHL | CV7 | No | No | LV Poles | AAA-1-086 | AAA | AAA-1 | AAA-1-1 | N/A | N/A | N/A | N/A | N/A | 1962 | N/A | N/A | N/A | N/A | N/A | 2 | 3 | 1 | 1
OFGEM-CCVXXX | OFGEM - High Volume LV OHL | CV7 | No | No | LV Poles | AAA-1-087 | AAA | AAA-1 | AAA-1-1 | N/A | N/A | N/A | N/A | N/A | 1962 | N/A | N/A | N/A | N/A | N/A | 3 | 4 | 1 | 1
OFGEM-CCVXXX | OFGEM - High Volume LV OHL | CV7 | No | No | LV Poles | AAA-1-088 | AAA | AAA-1 | AAA-1-1 | N/A | N/A | N/A | N/A | N/A | 1962 | N/A | N/A | N/A | N/A | N/A | 4 | 5 | 1 | 1
OFGEM-CCVXXX | OFGEM - High Volume LV OHL | CV7 | No | No | LV Poles | AAA-1-089 | AAA | AAA-1 | AAA-1-1 | N/A | N/A | N/A | N/A | N/A | 1962 | N/A | N/A | N/A | N/A | N/A | 3 | 4 | 1 | 1
OFGEM-CCVXXX | OFGEM - High Volume LV OHL | CV7 | No | No | LV Poles | AAA-1-090 | AAA | AAA-1 | AAA-1-1 | N/A | N/A | N/A | N/A | N/A | 1962 | N/A | N/A | N/A | N/A | N/A | 2 | 3 | 1 | 1
OFGEM-CCVXXX | OFGEM - High Volume LV OHL | CV7 | No | No | LV Poles | AAA-1-091 | AAA | AAA-1 | AAA-1-1 | N/A | N/A | N/A | N/A | N/A | 1962 | N/A | N/A | N/A | N/A | N/A | 2 | 3 | 1 | 1
OFGEM-CCVXXX | OFGEM - High Volume LV OHL | CV7 | No | No | LV Poles | AAA-1-092 | AAA | AAA-1 | AAA-1-1 | N/A | N/A | N/A | N/A | N/A | 1962 | N/A | N/A | N/A | N/A | N/A | 2 | 3 | 2 | 2
OFGEM-CCVXXX | OFGEM - High Volume LV OHL | CV7 | No | No | LV Poles | AAA-1-093 | AAA | AAA-1 | AAA-1-1 | N/A | N/A | N/A | N/A | N/A | 1962 | N/A | N/A | N/A | N/A | N/A | 2 | 3 | 1 | 1
OFGEM-CCVXXX | OFGEM - High Volume LV OHL | CV7 | No | No | LV Poles | AAA-1-094 | AAA | AAA-1 | AAA-1-1 | N/A | N/A | N/A | N/A | N/A | 1962 | N/A | N/A | N/A | N/A | N/A | 2 | 3 | 1 | 1
OFGEM-CCVXXX | OFGEM - High Volume LV OHL | CV7 | No | No | LV Poles | AAA-1-095 | AAA | AAA-1 | AAA-1-1 | N/A | N/A | N/A | N/A | N/A | 1962 | N/A | N/A | N/A | N/A | N/A | 2 | 3 | 1 | 1
OFGEM-CCVXXX | OFGEM - High Volume LV OHL | CV7 | No | No | LV Poles | AAA-1-096 | AAA | AAA-1 | AAA-1-1 | N/A | N/A | N/A | N/A | N/A | 1962 | N/A | N/A | N/A | N/A | N/A | 2 | 3 | 1 | 1
OFGEM-CCVXXX | OFGEM - High Volume LV OHL | CV7 | No | No | LV Poles | AAA-1-097 | AAA | AAA-1 | AAA-1-1 | N/A | N/A | N/A | N/A | N/A | 1962 | N/A | N/A | N/A | N/A | N/A | 2 | 3 | 2 | 2
OFGEM-CCVXXX | OFGEM - High Volume LV OHL | CV7 | No | No | LV Poles | AAA-1-098 | AAA | AAA-1 | AAA-1-1 | N/A | N/A | N/A | N/A | N/A | 1962 | N/A | N/A | N/A | N/A | N/A | 2 | 3 | 1 | 1
OFGEM-CCVXXX | OFGEM - High Volume LV OHL | CV7 | No | No | LV Poles | AAA-1-099 | AAA | AAA-1 | AAA-1-1 | N/A | N/A | N/A | N/A | N/A | 1962 | N/A | N/A | N/A | N/A | N/A | 2 | 3 | 1 | 1
OFGEM-CCVXXX | OFGEM - High Volume LV OHL | CV7 | No | No | LV Poles | AAA-1-100 | AAA | AAA-1 | AAA-1-1 | N/A | N/A | N/A | N/A | N/A | 1962 | N/A | N/A | N/A | N/A | N/A | 2 | 3 | 1 | 1
OFGEM-CCVXXX | OFGEM - High Volume LV OHL | CV7 | No | No | LV Poles | AAA-1-101 | AAA | AAA-1 | AAA-1-1 | N/A | N/A | N/A | N/A | N/A | 1962 | N/A | N/A | N/A | N/A | N/A | 2 | 3 | 1 | 1
OFGEM-CCVXXX | OFGEM - High Volume LV OHL | CV7 | No | No | LV Poles | AAA-1-102 | AAA | AAA-1 | AAA-1-1 | N/A | N/A | N/A | N/A | N/A | 1962 | N/A | N/A | N/A | N/A | N/A | 1 | 2 | 1 | 1
OFGEM-CCVXXX | OFGEM - High Volume LV OHL | CV7 | No | No | LV Poles | AAA-1-103 | AAA | AAA-1 | AAA-1-1 | N/A | N/A | N/A | N/A | N/A | 1962 | N/A | N/A | N/A | N/A | N/A | 1 | 2 | 1 | 1
OFGEM-CCVXXX | OFGEM - High Volume LV OHL | CV7 | No | No | LV Poles | AAA-1-104 | AAA | AAA-1 | AAA-1-1 | N/A | N/A | N/A | N/A | N/A | 1962 | N/A | N/A | N/A | N/A | N/A | 1 | 2 | 2 | 2
OFGEM-CCVXXX | OFGEM - High Volume LV OHL | CV7 | No | No | LV Poles | AAA-1-105 | AAA | AAA-1 | AAA-1-1 | N/A | N/A | N/A | N/A | N/A | 1962 | N/A | N/A | N/A | N/A | N/A | 1 | 2 | 2 | 2
OFGEM-CCVXXX | OFGEM - High Volume LV OHL | CV7 | No | No | LV Poles | AAA-1-106 | AAA | AAA-1 | AAA-1-1 | N/A | N/A | N/A | N/A | N/A | 1962 | N/A | N/A | N/A | N/A | N/A | 1 | 2 | 2 | 2
OFGEM-CCVXXX | OFGEM - High Volume LV OHL | CV7 | No | No | LV Poles | AAA-1-107 | AAA | AAA-1 | AAA-1-1 | N/A | N/A | N/A | N/A | N/A | 1962 | N/A | N/A | N/A | N/A | N/A | 1 | 2 | 2 | 2
OFGEM-CCVXXX | OFGEM - High Volume LV OHL | CV7 | No | No | LV Poles | AAA-1-108 | AAA | AAA-1 | AAA-1-1 | N/A | N/A | N/A | N/A | N/A | 1962 | N/A | N/A | N/A | N/A | N/A | 1 | 2 | 2 | 2
OFGEM-CCVXXX | OFGEM - High Volume LV OHL | CV7 | No | No | LV Poles | AAA-1-109 | AAA | AAA-1 | AAA-1-1 | N/A | N/A | N/A | N/A | N/A | 1962 | N/A | N/A | N/A | N/A | N/A | 1 | 2 | 1 | 1
OFGEM-CCVXXX | OFGEM - High Volume LV OHL | CV7 | No | No | LV Poles | AAA-1-110 | AAA | AAA-1 | AAA-1-1 | N/A | N/A | N/A | N/A | N/A | 1962 | N/A | N/A | N/A | N/A | N/A | 1 | 2 | 2 | 2
OFGEM-CCVXXX | OFGEM - High Volume LV OHL | CV7 | No | No | LV Poles | AAA-1-111 | AAA | AAA-1 | AAA-1-1 | N/A | N/A | N/A | N/A | N/A | 1962 | N/A | N/A | N/A | N/A | N/A | 1 | 2 | 1 | 1
OFGEM-CCVXXX | OFGEM - High Volume LV OHL | CV7 | No | No | LV Poles | AAA-1-112 | AAA | AAA-1 | AAA-1-1 | N/A | N/A | N/A | N/A | N/A | 1962 | N/A | N/A | N/A | N/A | N/A | 3 | 4 | 2 | 2
OFGEM-CCVXXX | OFGEM - High Volume LV OHL | CV7 | No | No | LV Poles | AAA-1-113 | AAA | AAA-1 | AAA-1-1 | N/A | N/A | N/A | N/A | N/A | 1962 | N/A | N/A | N/A | N/A | N/A | 3 | 4 | 1 | 1
OFGEM-CCVXXX | OFGEM - High Volume LV OHL | CV7 | No | No | LV Poles | AAA-1-114 | AAA | AAA-1 | AAA-1-1 | N/A | N/A | N/A | N/A | N/A | 1962 | N/A | N/A | N/A | N/A | N/A | 3 | 4 | 2 | 2
OFGEM-CCVXXX | OFGEM - High Volume LV OHL | CV7 | No | No | LV Poles | AAA-1-115 | AAA | AAA-1 | AAA-1-1 | N/A | N/A | N/A | N/A | N/A | 1962 | N/A | N/A | N/A | N/A | N/A | 2 | 3 | 1 | 1
OFGEM-CCVXXX | OFGEM - High Volume LV OHL | CV7 | No | No | LV Poles | AAA-1-116 | AAA | AAA-1 | AAA-1-1 | N/A | N/A | N/A | N/A | N/A | 1962 | N/A | N/A | N/A | N/A | N/A | 1 | 2 | 1 | 1
OFGEM-CCVXXX | OFGEM - High Volume LV OHL | CV7 | No | No | LV Poles | AAA-1-117 | AAA | AAA-1 | AAA-1-1 | N/A | N/A | N/A | N/A | N/A | 1962 | N/A | N/A | N/A | N/A | N/A | 2 | 3 | 1 | 1
OFGEM-CCVXXX | OFGEM - High Volume LV OHL | CV7 | No | No | LV Poles | AAA-1-118 | AAA | AAA-1 | AAA-1-1 | N/A | N/A | N/A | N/A | N/A | 1962 | N/A | N/A | N/A | N/A | N/A | 3 | 4 | 1 | 1
OFGEM-CCVXXX | OFGEM - High Volume LV OHL | CV7 | No | No | LV Poles | AAA-1-119 | AAA | AAA-1 | AAA-1-1 | N/A | N/A | N/A | N/A | N/A | 1962 | N/A | N/A | N/A | N/A | N/A | 4 | 5 | 1 | 1
OFGEM-CCVXXX | OFGEM - High Volume LV OHL | CV7 | No | No | LV Poles | AAA-1-120 | AAA | AAA-1 | AAA-1-1 | N/A | N/A | N/A | N/A | N/A | 1962 | N/A | N/A | N/A | N/A | N/A | 4 | 5 | 1 | 1
OFGEM-CCVXXX | OFGEM - High Volume LV OHL | CV7 | No | No | LV Poles | AAA-1-121 | AAA | AAA-1 | AAA-1-1 | N/A | N/A | N/A | N/A | N/A | 1962 | N/A | N/A | N/A | N/A | N/A | 3 | 4 | 1 | 1
OFGEM-CCVXXX | OFGEM - High Volume LV OHL | CV7 | No | No | LV Poles | AAA-1-122 | AAA | AAA-1 | AAA-1-1 | N/A | N/A | N/A | N/A | N/A | 1962 | N/A | N/A | N/A | N/A | N/A | 2 | 3 | 1 | 1
OFGEM-CCVXXX | OFGEM - High Volume LV OHL | CV7 | No | No | LV Poles | AAA-1-123 | AAA | AAA-1 | AAA-1-1 | N/A | N/A | N/A | N/A | N/A | 1962 | N/A | N/A | N/A | N/A | N/A | 1 | 2 | 1 | 1
OFGEM-CCVXXX | OFGEM - High Volume LV OHL | CV7 | No | No | LV Poles | AAA-1-124 | AAA | AAA-1 | AAA-1-1 | N/A | N/A | N/A | N/A | N/A | 1962 | N/A | N/A | N/A | N/A | N/A | 2 | 3 | 1 | 1
OFGEM-CCVXXX | OFGEM - High Volume LV OHL | CV7 | No | No | LV Poles | AAA-1-125 | AAA | AAA-1 | AAA-1-1 | N/A | N/A | N/A | N/A | N/A | 1962 | N/A | N/A | N/A | N/A | N/A | 3 | 4 | 1 | 1
OFGEM-CCVXXX | OFGEM - High Volume LV OHL | CV7 | No | No | LV Poles | AAA-1-126 | AAA | AAA-1 | AAA-1-1 | N/A | N/A | N/A | N/A | N/A | 1962 | N/A | N/A | N/A | N/A | N/A | 4 | 5 | 1 | 1
OFGEM-CCVXXX | OFGEM - High Volume LV OHL | CV7 | No | No | LV Poles | AAA-1-127 | AAA | AAA-1 | AAA-1-1 | N/A | N/A | N/A | N/A | N/A | 1962 | N/A | N/A | N/A | N/A | N/A | 3 | 4 | 2 | 2
OFGEM-CCVXXX | OFGEM - High Volume LV OHL | CV7 | No | No | LV Poles | AAA-1-128 | AAA | AAA-1 | AAA-1-1 | N/A | N/A | N/A | N/A | N/A | 1962 | N/A | N/A | N/A | N/A | N/A | 2 | 3 | 1 | 1
OFGEM-CCVXXX | OFGEM - High Volume LV OHL | CV7 | No | No | LV Poles | AAA-1-129 | AAA | AAA-1 | AAA-1-1 | N/A | N/A | N/A | N/A | N/A | 1962 | N/A | N/A | N/A | N/A | N/A | 2 | 3 | 1 | 1
OFGEM-CCVXXX | OFGEM - High Volume LV OHL | CV7 | No | No | LV Poles | AAA-1-130 | AAA | AAA-1 | AAA-1-1 | N/A | N/A | N/A | N/A | N/A | 1962 | N/A | N/A | N/A | N/A | N/A | 2 | 3 | 1 | 1
OFGEM-CCVXXX | OFGEM - High Volume LV OHL | CV7 | No | No | LV Poles | AAA-1-131 | AAA | AAA-1 | AAA-1-1 | N/A | N/A | N/A | N/A | N/A | 1962 | N/A | N/A | N/A | N/A | N/A | 2 | 3 | 1 | 1
OFGEM-CCVXXX | OFGEM - High Volume LV OHL | CV7 | No | No | LV Poles | AAA-1-132 | AAA | AAA-1 | AAA-1-1 | N/A | N/A | N/A | N/A | N/A | 1962 | N/A | N/A | N/A | N/A | N/A | 2 | 3 | 1 | 1
OFGEM-CCVXXX | OFGEM - High Volume LV OHL | CV7 | No | No | LV Poles | AAA-1-133 | AAA | AAA-1 | AAA-1-1 | N/A | N/A | N/A | N/A | N/A | 1962 | N/A | N/A | N/A | N/A | N/A | 2 | 3 | 1 | 1
OFGEM-CCVXXX | OFGEM - High Volume LV OHL | CV7 | No | No | LV Poles | AAA-1-134 | AAA | AAA-1 | AAA-1-1 | N/A | N/A | N/A | N/A | N/A | 1962 | N/A | N/A | N/A | N/A | N/A | 2 | 3 | 1 | 1
OFGEM-CCVXXX | OFGEM - High Volume LV OHL | CV7 | No | No | LV Poles | AAA-1-135 | AAA | AAA-1 | AAA-1-1 | N/A | N/A | N/A | N/A | N/A | 1962 | N/A | N/A | N/A | N/A | N/A | 2 | 3 | 2 | 2
OFGEM-CCVXXX | OFGEM - High Volume LV OHL | CV7 | No | No | LV Poles | AAA-1-136 | AAA | AAA-1 | AAA-1-1 | N/A | N/A | N/A | N/A | N/A | 1962 | N/A | N/A | N/A | N/A | N/A | 2 | 3 | 1 | 1
OFGEM-CCVXXX | OFGEM - High Volume LV OHL | CV7 | No | No | LV Poles | AAA-1-137 | AAA | AAA-1 | AAA-1-1 | N/A | N/A | N/A | N/A | N/A | 1962 | N/A | N/A | N/A | N/A | N/A | 2 | 3 | 1 | 1
OFGEM-CCVXXX | OFGEM - High Volume LV OHL | CV7 | No | No | LV Poles | AAA-1-138 | AAA | AAA-1 | AAA-1-1 | N/A | N/A | N/A | N/A | N/A | 1962 | N/A | N/A | N/A | N/A | N/A | 2 | 3 | 1 | 1
OFGEM-CCVXXX | OFGEM - High Volume LV OHL | CV7 | No | No | LV Poles | AAA-1-139 | AAA | AAA-1 | AAA-1-1 | N/A | N/A | N/A | N/A | N/A | 1962 | N/A | N/A | N/A | N/A | N/A | 2 | 3 | 1 | 1
OFGEM-CCVXXX | OFGEM - High Volume LV OHL | CV7 | No | No | LV Poles | AAA-1-140 | AAA | AAA-1 | AAA-1-1 | N/A | N/A | N/A | N/A | N/A | 1962 | N/A | N/A | N/A | N/A | N/A | 1 | 2 | 2 | 2
OFGEM-CCVXXX | OFGEM - High Volume LV OHL | CV7 | No | No | LV Poles | AAA-1-141 | AAA | AAA-1 | AAA-1-1 | N/A | N/A | N/A | N/A | N/A | 1962 | N/A | N/A | N/A | N/A | N/A | 1 | 2 | 1 | 1
OFGEM-CCVXXX | OFGEM - High Volume LV OHL | CV7 | No | No | LV Poles | AAA-1-142 | AAA | AAA-1 | AAA-1-1 | N/A | N/A | N/A | N/A | N/A | 1962 | N/A | N/A | N/A | N/A | N/A | 1 | 2 | 1 | 1
OFGEM-CCVXXX | OFGEM - High Volume LV OHL | CV7 | No | No | LV Poles | AAA-1-143 | AAA | AAA-1 | AAA-1-1 | N/A | N/A | N/A | N/A | N/A | 1962 | N/A | N/A | N/A | N/A | N/A | 1 | 2 | 1 | 1
OFGEM-CCVXXX | OFGEM - High Volume LV OHL | CV7 | No | No | LV Poles | AAA-1-144 | AAA | AAA-1 | AAA-1-1 | N/A | N/A | N/A | N/A | N/A | 1962 | N/A | N/A | N/A | N/A | N/A | 1 | 2 | 1 | 1
OFGEM-CCVXXX | OFGEM - High Volume LV OHL | CV7 | No | No | LV Poles | AAA-1-145 | AAA | AAA-1 | AAA-1-1 | N/A | N/A | N/A | N/A | N/A | 1962 | N/A | N/A | N/A | N/A | N/A | 1 | 2 | 1 | 1
OFGEM-CCVXXX | OFGEM - High Volume LV OHL | CV7 | No | No | LV Poles | AAA-1-146 | AAA | AAA-1 | AAA-1-1 | N/A | N/A | N/A | N/A | N/A | 1962 | N/A | N/A | N/A | N/A | N/A | 1 | 2 | 1 | 1
OFGEM-CCVXXX | OFGEM - High Volume LV OHL | CV7 | No | No | LV Poles | AAA-1-147 | AAA | AAA-1 | AAA-1-1 | N/A | N/A | N/A | N/A | N/A | 1962 | N/A | N/A | N/A | N/A | N/A | 1 | 2 | 2 | 2
OFGEM-CCVXXX | OFGEM - High Volume LV OHL | CV7 | No | No | LV Poles | AAA-1-148 | AAA | AAA-1 | AAA-1-1 | N/A | N/A | N/A | N/A | N/A | 1962 | N/A | N/A | N/A | N/A | N/A | 1 | 2 | 2 | 2
OFGEM-CCVXXX | OFGEM - High Volume LV OHL | CV7 | No | No | LV Poles | AAA-1-149 | AAA | AAA-1 | AAA-1-1 | N/A | N/A | N/A | N/A | N/A | 1962 | N/A | N/A | N/A | N/A | N/A | 1 | 2 | 2 | 2
OFGEM-CCVXXX | OFGEM - High Volume LV OHL | CV7 | No | No | LV Poles | AAA-1-150 | AAA | AAA-1 | AAA-1-1 | N/A | N/A | N/A | N/A | N/A | 1962 | N/A | N/A | N/A | N/A | N/A | 3 | 4 | 2 | 2
OFGEM-CCVXXX | OFGEM - High Volume LV OHL | CV7 | No | No | LV Poles | AAA-1-151 | AAA | AAA-1 | AAA-1-1 | N/A | N/A | N/A | N/A | N/A | 1962 | N/A | N/A | N/A | N/A | N/A | 3 | 4 | 2 | 2
OFGEM-CCVXXX | OFGEM - High Volume LV OHL | CV7 | No | No | LV Poles | AAA-1-152 | AAA | AAA-1 | AAA-1-1 | N/A | N/A | N/A | N/A | N/A | 1962 | N/A | N/A | N/A | N/A | N/A | 3 | 4 | 1 | 1
OFGEM-CCVXXX | OFGEM - High Volume LV OHL | CV7 | No | No | LV Poles | AAA-1-153 | AAA | AAA-1 | AAA-1-1 | N/A | N/A | N/A | N/A | N/A | 1962 | N/A | N/A | N/A | N/A | N/A | 2 | 3 | 2 | 2
OFGEM-CCVXXX | OFGEM - High Volume LV OHL | CV7 | No | No | LV Poles | AAA-1-154 | AAA | AAA-1 | AAA-1-1 | N/A | N/A | N/A | N/A | N/A | 1962 | N/A | N/A | N/A | N/A | N/A | 1 | 2 | 1 | 1
OFGEM-CCVXXX | OFGEM - High Volume LV OHL | CV7 | No | No | LV Poles | AAA-1-155 | AAA | AAA-1 | AAA-1-1 | N/A | N/A | N/A | N/A | N/A | 1962 | N/A | N/A | N/A | N/A | N/A | 2 | 3 | 2 | 2
OFGEM-CCVXXX | OFGEM - High Volume LV OHL | CV7 | No | No | LV Poles | AAA-1-156 | AAA | AAA-1 | AAA-1-1 | N/A | N/A | N/A | N/A | N/A | 1962 | N/A | N/A | N/A | N/A | N/A | 3 | 4 | 1 | 1
OFGEM-CCVXXX | OFGEM - High Volume LV OHL | CV7 | No | No | LV Poles | AAA-1-157 | AAA | AAA-1 | AAA-1-1 | N/A | N/A | N/A | N/A | N/A | 1962 | N/A | N/A | N/A | N/A | N/A | 4 | 5 | 2 | 2
OFGEM-CCVXXX | OFGEM - High Volume LV OHL | CV7 | No | No | LV Poles | AAA-1-158 | AAA | AAA-1 | AAA-1-1 | N/A | N/A | N/A | N/A | N/A | 1962 | N/A | N/A | N/A | N/A | N/A | 4 | 5 | 1 | 1
OFGEM-CCVXXX | OFGEM - High Volume LV OHL | CV7 | No | No | LV Poles | AAA-1-159 | AAA | AAA-1 | AAA-1-1 | N/A | N/A | N/A | N/A | N/A | 1962 | N/A | N/A | N/A | N/A | N/A | 3 | 4 | 1 | 1
OFGEM-CCVXXX | OFGEM - High Volume LV OHL | CV7 | No | No | LV Poles | AAA-1-160 | AAA | AAA-1 | AAA-1-1 | N/A | N/A | N/A | N/A | N/A | 1962 | N/A | N/A | N/A | N/A | N/A | 2 | 3 | 1 | 1
OFGEM-CCVXXX | OFGEM - High Volume LV OHL | CV7 | No | No | LV Poles | AAA-1-161 | AAA | AAA-1 | AAA-1-1 | N/A | N/A | N/A | N/A | N/A | 1962 | N/A | N/A | N/A | N/A | N/A | 1 | 2 | 1 | 1
OFGEM-CCVXXX | OFGEM - High Volume LV OHL | CV7 | No | No | LV Poles | AAA-1-162 | AAA | AAA-1 | AAA-1-1 | N/A | N/A | N/A | N/A | N/A | 1962 | N/A | N/A | N/A | N/A | N/A | 2 | 3 | 1 | 1
OFGEM-CCVXXX | OFGEM - High Volume LV OHL | CV7 | No | No | LV Poles | AAA-1-163 | AAA | AAA-1 | AAA-1-1 | N/A | N/A | N/A | N/A | N/A | 1962 | N/A | N/A | N/A | N/A | N/A | 3 | 4 | 1 | 1
OFGEM-CCVXXX | OFGEM - High Volume LV OHL | CV7 | No | No | LV Poles | AAA-1-164 | AAA | AAA-1 | AAA-1-1 | N/A | N/A | N/A | N/A | N/A | 1962 | N/A | N/A | N/A | N/A | N/A | 4 | 5 | 1 | 1
OFGEM-CCVXXX | OFGEM - High Volume LV OHL | CV7 | No | No | LV Poles | AAA-1-165 | AAA | AAA-1 | AAA-1-1 | N/A | N/A | N/A | N/A | N/A | 1962 | N/A | N/A | N/A | N/A | N/A | 3 | 4 | 1 | 1
OFGEM-CCVXXX | OFGEM - High Volume LV OHL | CV7 | No | No | LV Poles | AAA-1-166 | AAA | AAA-1 | AAA-1-1 | N/A | N/A | N/A | N/A | N/A | 1962 | N/A | N/A | N/A | N/A | N/A | 2 | 3 | 1 | 1
OFGEM-CCVXXX | OFGEM - High Volume LV OHL | CV7 | No | No | LV Poles | AAA-1-167 | AAA | AAA-1 | AAA-1-1 | N/A | N/A | N/A | N/A | N/A | 1962 | N/A | N/A | N/A | N/A | N/A | 2 | 3 | 1 | 1
OFGEM-CCVXXX | OFGEM - High Volume LV OHL | CV7 | No | No | LV Poles | AAA-1-168 | AAA | AAA-1 | AAA-1-1 | N/A | N/A | N/A | N/A | N/A | 1962 | N/A | N/A | N/A | N/A | N/A | 2 | 3 | 1 | 1
OFGEM-CCVXXX | OFGEM - High Volume LV OHL | CV7 | No | No | LV Poles | AAA-1-169 | AAA | AAA-1 | AAA-1-1 | N/A | N/A | N/A | N/A | N/A | 1962 | N/A | N/A | N/A | N/A | N/A | 2 | 3 | 1 | 1
OFGEM-CCVXXX | OFGEM - High Volume LV OHL | CV7 | No | No | LV Poles | AAA-1-170 | AAA | AAA-1 | AAA-1-1 | N/A | N/A | N/A | N/A | N/A | 1962 | N/A | N/A | N/A | N/A | N/A | 2 | 3 | 2 | 2
OFGEM-CCVXXX | OFGEM - High Volume LV OHL | CV7 | No | No | LV Poles | AAA-1-171 | AAA | AAA-1 | AAA-1-1 | N/A | N/A | N/A | N/A | N/A | 1962 | N/A | N/A | N/A | N/A | N/A | 2 | 3 | 1 | 1
OFGEM-CCVXXX | OFGEM - High Volume LV OHL | CV7 | No | No | LV Poles | AAA-1-172 | AAA | AAA-1 | AAA-1-1 | N/A | N/A | N/A | N/A | N/A | 1962 | N/A | N/A | N/A | N/A | N/A | 2 | 3 | 1 | 1
OFGEM-CCVXXX | OFGEM - High Volume LV OHL | CV7 | No | No | LV Poles | AAA-1-173 | AAA | AAA-1 | AAA-1-1 | N/A | N/A | N/A | N/A | N/A | 1962 | N/A | N/A | N/A | N/A | N/A | 2 | 3 | 1 | 1
OFGEM-CCVXXX | OFGEM - High Volume LV OHL | CV7 | No | No | LV Poles | AAA-1-174 | AAA | AAA-1 | AAA-1-1 | N/A | N/A | N/A | N/A | N/A | 1962 | N/A | N/A | N/A | N/A | N/A | 2 | 3 | 1 | 1
OFGEM-CCVXXX | OFGEM - High Volume LV OHL | CV7 | No | No | LV Poles | AAA-1-175 | AAA | AAA-1 | AAA-1-1 | N/A | N/A | N/A | N/A | N/A | 1962 | N/A | N/A | N/A | N/A | N/A | 2 | 3 | 1 | 1
OFGEM-CCVXXX | OFGEM - High Volume LV OHL | CV7 | No | No | LV Poles | AAA-1-176 | AAA | AAA-1 | AAA-1-1 | N/A | N/A | N/A | N/A | N/A | 1962 | N/A | N/A | N/A | N/A | N/A | 2 | 3 | 1 | 1
OFGEM-CCVXXX | OFGEM - High Volume LV OHL | CV7 | No | No | LV Poles | AAA-1-177 | AAA | AAA-1 | AAA-1-1 | N/A | N/A | N/A | N/A | N/A | 1962 | N/A | N/A | N/A | N/A | N/A | 2 | 3 | 1 | 1
OFGEM-CCVXXX | OFGEM - High Volume LV OHL | CV7 | No | No | LV Poles | AAA-1-178 | AAA | AAA-1 | AAA-1-1 | N/A | N/A | N/A | N/A | N/A | 1962 | N/A | N/A | N/A | N/A | N/A | 1 | 2 | 2 | 2
OFGEM-CCVXXX | OFGEM - High Volume LV OHL | CV7 | No | No | LV Poles | AAA-1-179 | AAA | AAA-1 | AAA-1-1 | N/A | N/A | N/A | N/A | N/A | 1962 | N/A | N/A | N/A | N/A | N/A | 1 | 2 | 1 | 1
OFGEM-CCVXXX | OFGEM - High Volume LV OHL | CV7 | No | No | LV Poles | AAA-1-180 | AAA | AAA-1 | AAA-1-1 | N/A | N/A | N/A | N/A | N/A | 1962 | N/A | N/A | N/A | N/A | N/A | 1 | 2 | 1 | 1
OFGEM-CCVXXX | OFGEM - High Volume LV OHL | CV7 | No | No | LV Poles | AAA-1-181 | AAA | AAA-1 | AAA-1-1 | N/A | N/A | N/A | N/A | N/A | 1962 | N/A | N/A | N/A | N/A | N/A | 1 | 2 | 1 | 1
OFGEM-CCVXXX | OFGEM - High Volume LV OHL | CV7 | No | No | LV Poles | AAA-1-182 | AAA | AAA-1 | AAA-1-1 | N/A | N/A | N/A | N/A | N/A | 1962 | N/A | N/A | N/A | N/A | N/A | 1 | 2 | 1 | 1
OFGEM-CCVXXX | OFGEM - High Volume LV OHL | CV7 | No | No | LV Poles | AAA-1-183 | AAA | AAA-1 | AAA-1-1 | N/A | N/A | N/A | N/A | N/A | 1962 | N/A | N/A | N/A | N/A | N/A | 1 | 2 | 2 | 2
OFGEM-CCVXXX | OFGEM - High Volume LV OHL | CV7 | No | No | LV Poles | AAA-1-184 | AAA | AAA-1 | AAA-1-1 | N/A | N/A | N/A | N/A | N/A | 1962 | N/A | N/A | N/A | N/A | N/A | 1 | 2 | 1 | 1
OFGEM-CCVXXX | OFGEM - High Volume LV OHL | CV7 | No | No | LV Poles | AAA-1-185 | AAA | AAA-1 | AAA-1-1 | N/A | N/A | N/A | N/A | N/A | 1962 | N/A | N/A | N/A | N/A | N/A | 1 | 2 | 1 | 1
OFGEM-CCVXXX | OFGEM - High Volume LV OHL | CV7 | No | No | LV Poles | AAA-1-186 | AAA | AAA-1 | AAA-1-1 | N/A | N/A | N/A | N/A | N/A | 1962 | N/A | N/A | N/A | N/A | N/A | 1 | 2 | 1 | 1
OFGEM-CCVXXX | OFGEM - High Volume LV OHL | CV7 | No | No | LV Poles | AAA-1-187 | AAA | AAA-1 | AAA-1-1 | N/A | N/A | N/A | N/A | N/A | 1962 | N/A | N/A | N/A | N/A | N/A | 1 | 2 | 1 | 1
OFGEM-CCVXXX | OFGEM - High Volume LV OHL | CV7 | No | No | LV Poles | AAA-1-188 | AAA | AAA-1 | AAA-1-1 | N/A | N/A | N/A | N/A | N/A | 1962 | N/A | N/A | N/A | N/A | N/A | 3 | 4 | 1 | 1
OFGEM-CCVXXX | OFGEM - High Volume LV OHL | CV7 | No | No | LV Poles | AAA-1-189 | AAA | AAA-1 | AAA-1-1 | N/A | N/A | N/A | N/A | N/A | 1962 | N/A | N/A | N/A | N/A | N/A | 3 | 4 | 1 | 1
OFGEM-CCVXXX | OFGEM - High Volume LV OHL | CV7 | No | No | LV Poles | AAA-1-190 | AAA | AAA-1 | AAA-1-1 | N/A | N/A | N/A | N/A | N/A | 1962 | N/A | N/A | N/A | N/A | N/A | 3 | 4 | 2 | 2
OFGEM-CCVXXX | OFGEM - High Volume LV OHL | CV7 | No | No | LV Poles | AAA-1-191 | AAA | AAA-1 | AAA-1-1 | N/A | N/A | N/A | N/A | N/A | 1962 | N/A | N/A | N/A | N/A | N/A | 2 | 3 | 2 | 2
OFGEM-CCVXXX | OFGEM - High Volume LV OHL | CV7 | No | No | LV Poles | AAA-1-192 | AAA | AAA-1 | AAA-1-1 | N/A | N/A | N/A | N/A | N/A | 1962 | N/A | N/A | N/A | N/A | N/A | 1 | 2 | 2 | 2
OFGEM-CCVXXX | OFGEM - High Volume LV OHL | CV7 | No | No | LV Poles | AAA-1-193 | AAA | AAA-1 | AAA-1-1 | N/A | N/A | N/A | N/A | N/A | 1962 | N/A | N/A | N/A | N/A | N/A | 2 | 3 | 2 | 2
OFGEM-CCVXXX | OFGEM - High Volume LV OHL | CV7 | No | No | LV Poles | AAA-1-194 | AAA | AAA-1 | AAA-1-1 | N/A | N/A | N/A | N/A | N/A | 1962 | N/A | N/A | N/A | N/A | N/A | 3 | 4 | 2 | 2
OFGEM-CCVXXX | OFGEM - High Volume LV OHL | CV7 | No | No | LV Poles | AAA-1-195 | AAA | AAA-1 | AAA-1-1 | N/A | N/A | N/A | N/A | N/A | 1962 | N/A | N/A | N/A | N/A | N/A | 4 | 5 | 1 | 1
OFGEM-CCVXXX | OFGEM - High Volume LV OHL | CV7 | No | No | LV Poles | AAA-1-196 | AAA | AAA-1 | AAA-1-1 | N/A | N/A | N/A | N/A | N/A | 1962 | N/A | N/A | N/A | N/A | N/A | 4 | 5 | 2 | 2
OFGEM-CCVXXX | OFGEM - High Volume LV OHL | CV7 | No | No | LV Poles | AAA-1-197 | AAA | AAA-1 | AAA-1-1 | N/A | N/A | N/A | N/A | N/A | 1962 | N/A | N/A | N/A | N/A | N/A | 3 | 4 | 1 | 1
OFGEM-CCVXXX | OFGEM - High Volume LV OHL | CV7 | No | No | LV Poles | AAA-1-198 | AAA | AAA-1 | AAA-1-1 | N/A | N/A | N/A | N/A | N/A | 1962 | N/A | N/A | N/A | N/A | N/A | 2 | 3 | 2 | 2
OFGEM-CCVXXX | OFGEM - High Volume LV OHL | CV7 | No | No | LV Poles | AAA-1-199 | AAA | AAA-1 | AAA-1-1 | N/A | N/A | N/A | N/A | N/A | 1962 | N/A | N/A | N/A | N/A | N/A | 1 | 2 | 1 | 1
OFGEM-CCVXXX | OFGEM - High Volume LV OHL | CV7 | No | No | LV Poles | AAA-1-200 | AAA | AAA-1 | AAA-1-1 | N/A | N/A | N/A | N/A | N/A | 1962 | N/A | N/A | N/A | N/A | N/A | 2 | 3 | 2 | 2
OFGEM-CCVXXX | OFGEM - High Volume LV OHL | CV7 | No | No | LV Poles | AAA-1-201 | AAA | AAA-1 | AAA-1-1 | N/A | N/A | N/A | N/A | N/A | 1962 | N/A | N/A | N/A | N/A | N/A | 3 | 4 | 1 | 1
OFGEM-CCVXXX | OFGEM - High Volume LV OHL | CV7 | No | No | LV Poles | AAA-1-202 | AAA | AAA-1 | AAA-1-1 | N/A | N/A | N/A | N/A | N/A | 1962 | N/A | N/A | N/A | N/A | N/A | 4 | 5 | 1 | 1
OFGEM-CCVXXX | OFGEM - High Volume LV OHL | CV7 | No | No | LV Poles | AAA-1-203 | AAA | AAA-1 | AAA-1-1 | N/A | N/A | N/A | N/A | N/A | 1962 | N/A | N/A | N/A | N/A | N/A | 3 | 4 | 1 | 1
OFGEM-CCVXXX | OFGEM - High Volume LV OHL | CV7 | No | No | LV Poles | AAA-1-204 | AAA | AAA-1 | AAA-1-1 | N/A | N/A | N/A | N/A | N/A | 1962 | N/A | N/A | N/A | N/A | N/A | 2 | 3 | 1 | 1
OFGEM-CCVXXX | OFGEM - High Volume LV OHL | CV7 | No | No | LV Poles | AAA-1-205 | AAA | AAA-1 | AAA-1-1 | N/A | N/A | N/A | N/A | N/A | 1962 | N/A | N/A | N/A | N/A | N/A | 2 | 3 | 1 | 1
OFGEM-CCVXXX | OFGEM - High Volume LV OHL | CV7 | No | No | LV Poles | AAA-1-206 | AAA | AAA-1 | AAA-1-1 | N/A | N/A | N/A | N/A | N/A | 1962 | N/A | N/A | N/A | N/A | N/A | 2 | 3 | 1 | 1
OFGEM-CCVXXX | OFGEM - High Volume LV OHL | CV7 | No | No | LV Poles | AAA-1-207 | AAA | AAA-1 | AAA-1-1 | N/A | N/A | N/A | N/A | N/A | 1962 | N/A | N/A | N/A | N/A | N/A | 2 | 3 | 1 | 1
OFGEM-CCVXXX | OFGEM - High Volume LV OHL | CV7 | No | No | LV Poles | AAA-1-208 | AAA | AAA-1 | AAA-1-1 | N/A | N/A | N/A | N/A | N/A | 1962 | N/A | N/A | N/A | N/A | N/A | 2 | 3 | 1 | 1
OFGEM-CCVXXX | OFGEM - High Volume LV OHL | CV7 | No | No | LV Poles | AAA-1-209 | AAA | AAA-1 | AAA-1-1 | N/A | N/A | N/A | N/A | N/A | 1962 | N/A | N/A | N/A | N/A | N/A | 2 | 3 | 1 | 1
OFGEM-CCVXXX | OFGEM - High Volume LV OHL | CV7 | No | No | LV Poles | AAA-1-210 | AAA | AAA-1 | AAA-1-1 | N/A | N/A | N/A | N/A | N/A | 1962 | N/A | N/A | N/A | N/A | N/A | 2 | 3 | 1 | 1
OFGEM-CCVXXX | OFGEM - High Volume LV OHL | CV7 | No | No | LV Poles | AAA-1-211 | AAA | AAA-1 | AAA-1-1 | N/A | N/A | N/A | N/A | N/A | 1962 | N/A | N/A | N/A | N/A | N/A | 2 | 3 | 1 | 1
OFGEM-CCVXXX | OFGEM - High Volume LV OHL | CV7 | No | No | LV Poles | AAA-1-212 | AAA | AAA-1 | AAA-1-1 | N/A | N/A | N/A | N/A | N/A | 1962 | N/A | N/A | N/A | N/A | N/A | 2 | 3 | 1 | 1
OFGEM-CCVXXX | OFGEM - High Volume LV OHL | CV7 | No | No | LV Poles | AAA-1-213 | AAA | AAA-1 | AAA-1-1 | N/A | N/A | N/A | N/A | N/A | 1962 | N/A | N/A | N/A | N/A | N/A | 2 | 3 | 2 | 2
OFGEM-CCVXXX | OFGEM - High Volume LV OHL | CV7 | No | No | LV Poles | AAA-1-214 | AAA | AAA-1 | AAA-1-1 | N/A | N/A | N/A | N/A | N/A | 1962 | N/A | N/A | N/A | N/A | N/A | 2 | 3 | 1 | 1
OFGEM-CCVXXX | OFGEM - High Volume LV OHL | CV7 | No | No | LV Poles | AAA-1-215 | AAA | AAA-1 | AAA-1-1 | N/A | N/A | N/A | N/A | N/A | 1962 | N/A | N/A | N/A | N/A | N/A | 2 | 3 | 1 | 1
OFGEM-CCVXXX | OFGEM - High Volume LV OHL | CV7 | No | No | LV Poles | AAA-1-216 | AAA | AAA-1 | AAA-1-1 | N/A | N/A | N/A | N/A | N/A | 1962 | N/A | N/A | N/A | N/A | N/A | 1 | 2 | 1 | 1
OFGEM-CCVXXX | OFGEM - High Volume LV OHL | CV7 | No | No | LV Poles | AAA-1-217 | AAA | AAA-1 | AAA-1-1 | N/A | N/A | N/A | N/A | N/A | 1962 | N/A | N/A | N/A | N/A | N/A | 1 | 2 | 1 | 1
OFGEM-CCVXXX | OFGEM - High Volume LV OHL | CV7 | No | No | LV Poles | AAA-1-218 | AAA | AAA-1 | AAA-1-1 | N/A | N/A | N/A | N/A | N/A | 1962 | N/A | N/A | N/A | N/A | N/A | 1 | 2 | 1 | 1
OFGEM-CCVXXX | OFGEM - High Volume LV OHL | CV7 | No | No | LV Poles | AAA-1-219 | AAA | AAA-1 | AAA-1-1 | N/A | N/A | N/A | N/A | N/A | 1962 | N/A | N/A | N/A | N/A | N/A | 1 | 2 | 1 | 1
OFGEM-CCVXXX | OFGEM - High Volume LV OHL | CV7 | No | No | LV Poles | AAA-1-220 | AAA | AAA-1 | AAA-1-1 | N/A | N/A | N/A | N/A | N/A | 1962 | N/A | N/A | N/A | N/A | N/A | 1 | 2 | 1 | 1
OFGEM-CCVXXX | OFGEM - High Volume LV OHL | CV7 | No | No | LV Poles | AAA-1-221 | AAA | AAA-1 | AAA-1-1 | N/A | N/A | N/A | N/A | N/A | 1962 | N/A | N/A | N/A | N/A | N/A | 1 | 2 | 2 | 2
OFGEM-CCVXXX | OFGEM - High Volume LV OHL | CV7 | No | No | LV Poles | AAA-1-222 | AAA | AAA-1 | AAA-1-1 | N/A | N/A | N/A | N/A | N/A | 1962 | N/A | N/A | N/A | N/A | N/A | 1 | 2 | 1 | 1
OFGEM-CCVXXX | OFGEM - High Volume LV OHL | CV7 | No | No | LV Poles | AAA-1-223 | AAA | AAA-1 | AAA-1-1 | N/A | N/A | N/A | N/A | N/A | 1962 | N/A | N/A | N/A | N/A | N/A | 1 | 2 | 1 | 1
OFGEM-CCVXXX | OFGEM - High Volume LV OHL | CV7 | No | No | LV Poles | AAA-1-224 | AAA | AAA-1 | AAA-1-1 | N/A | N/A | N/A | N/A | N/A | 1962 | N/A | N/A | N/A | N/A | N/A | 1 | 2 | 1 | 1
OFGEM-CCVXXX | OFGEM - High Volume LV OHL | CV7 | No | No | LV Poles | AAA-1-225 | AAA | AAA-1 | AAA-1-1 | N/A | N/A | N/A | N/A | N/A | 1962 | N/A | N/A | N/A | N/A | N/A | 1 | 2 | 1 | 1
OFGEM-CCVXXX | OFGEM - High Volume LV OHL | CV7 | No | No | LV Poles | AAA-1-226 | AAA | AAA-1 | AAA-1-1 | N/A | N/A | N/A | N/A | N/A | 1962 | N/A | N/A | N/A | N/A | N/A | 3 | 4 | 2 | 2
OFGEM-CCVXXX | OFGEM - High Volume LV OHL | CV7 | No | No | LV Poles | AAA-1-227 | AAA | AAA-1 | AAA-1-1 | N/A | N/A | N/A | N/A | N/A | 1962 | N/A | N/A | N/A | N/A | N/A | 3 | 4 | 1 | 1
OFGEM-CCVXXX | OFGEM - High Volume LV OHL | CV7 | No | No | LV Poles | AAA-1-228 | AAA | AAA-1 | AAA-1-1 | N/A | N/A | N/A | N/A | N/A | 1962 | N/A | N/A | N/A | N/A | N/A | 3 | 4 | 1 | 1
OFGEM-CCVXXX | OFGEM - High Volume LV OHL | CV7 | No | No | LV Poles | AAA-1-229 | AAA | AAA-1 | AAA-1-1 | N/A | N/A | N/A | N/A | N/A | 1962 | N/A | N/A | N/A | N/A | N/A | 2 | 3 | 1 | 1
OFGEM-CCVXXX | OFGEM - High Volume LV OHL | CV7 | No | No | LV Poles | AAA-1-230 | AAA | AAA-1 | AAA-1-1 | N/A | N/A | N/A | N/A | N/A | 1962 | N/A | N/A | N/A | N/A | N/A | 1 | 2 | 1 | 1
OFGEM-CCVXXX | OFGEM - High Volume LV OHL | CV7 | No | No | LV Poles | AAA-1-231 | AAA | AAA-1 | AAA-1-1 | N/A | N/A | N/A | N/A | N/A | 1962 | N/A | N/A | N/A | N/A | N/A | 2 | 3 | 1 | 1
OFGEM-CCVXXX | OFGEM - High Volume LV OHL | CV7 | No | No | LV Poles | AAA-1-232 | AAA | AAA-1 | AAA-1-1 | N/A | N/A | N/A | N/A | N/A | 1962 | N/A | N/A | N/A | N/A | N/A | 3 | 4 | 1 | 1
OFGEM-CCVXXX | OFGEM - High Volume LV OHL | CV7 | No | No | LV Poles | AAA-1-233 | AAA | AAA-1 | AAA-1-1 | N/A | N/A | N/A | N/A | N/A | 1962 | N/A | N/A | N/A | N/A | N/A | 4 | 5 | 2 | 2
OFGEM-CCVXXX | OFGEM - High Volume LV OHL | CV7 | No | No | LV Poles | AAA-1-234 | AAA | AAA-1 | AAA-1-1 | N/A | N/A | N/A | N/A | N/A | 1962 | N/A | N/A | N/A | N/A | N/A | 4 | 5 | 2 | 2
OFGEM-CCVXXX | OFGEM - High Volume LV OHL | CV7 | No | No | LV Poles | AAA-1-235 | AAA | AAA-1 | AAA-1-1 | N/A | N/A | N/A | N/A | N/A | 1962 | N/A | N/A | N/A | N/A | N/A | 3 | 4 | 2 | 2
OFGEM-CCVXXX | OFGEM - High Volume LV OHL | CV7 | No | No | LV Poles | AAA-1-236 | AAA | AAA-1 | AAA-1-1 | N/A | N/A | N/A | N/A | N/A | 1962 | N/A | N/A | N/A | N/A | N/A | 2 | 3 | 2 | 2
OFGEM-CCVXXX | OFGEM - High Volume LV OHL | CV7 | No | No | LV Poles | AAA-1-237 | AAA | AAA-1 | AAA-1-1 | N/A | N/A | N/A | N/A | N/A | 1962 | N/A | N/A | N/A | N/A | N/A | 1 | 2 | 2 | 2
OFGEM-CCVXXX | OFGEM - High Volume LV OHL | CV7 | No | No | LV Poles | AAA-1-238 | AAA | AAA-1 | AAA-1-1 | N/A | N/A | N/A | N/A | N/A | 1962 | N/A | N/A | N/A | N/A | N/A | 2 | 3 | 1 | 1
OFGEM-CCVXXX | OFGEM - High Volume LV OHL | CV7 | No | No | LV Poles | AAA-1-239 | AAA | AAA-1 | AAA-1-1 | N/A | N/A | N/A | N/A | N/A | 1962 | N/A | N/A | N/A | N/A | N/A | 3 | 4 | 2 | 2
OFGEM-CCVXXX | OFGEM - High Volume LV OHL | CV7 | No | No | LV Poles | AAA-1-240 | AAA | AAA-1 | AAA-1-1 | N/A | N/A | N/A | N/A | N/A | 1962 | N/A | N/A | N/A | N/A | N/A | 4 | 5 | 1 | 1
OFGEM-CCVXXX | OFGEM - High Volume LV OHL | CV7 | No | No | LV Poles | AAA-1-241 | AAA | AAA-1 | AAA-1-1 | N/A | N/A | N/A | N/A | N/A | 1962 | N/A | N/A | N/A | N/A | N/A | 3 | 4 | 2 | 2
OFGEM-CCVXXX | OFGEM - High Volume LV OHL | CV7 | No | No | LV Poles | AAA-1-242 | AAA | AAA-1 | AAA-1-1 | N/A | N/A | N/A | N/A | N/A | 1962 | N/A | N/A | N/A | N/A | N/A | 2 | 3 | 1 | 1
OFGEM-CCVXXX | OFGEM - High Volume LV OHL | CV7 | No | No | LV Poles | AAA-1-243 | AAA | AAA-1 | AAA-1-1 | N/A | N/A | N/A | N/A | N/A | 1962 | N/A | N/A | N/A | N/A | N/A | 2 | 3 | 2 | 2
OFGEM-CCVXXX | OFGEM - High Volume LV OHL | CV7 | No | No | LV Poles | AAA-1-244 | AAA | AAA-1 | AAA-1-1 | N/A | N/A | N/A | N/A | N/A | 1962 | N/A | N/A | N/A | N/A | N/A | 2 | 3 | 1 | 1
OFGEM-CCVXXX | OFGEM - High Volume LV OHL | CV7 | No | No | LV Poles | AAA-1-245 | AAA | AAA-1 | AAA-1-1 | N/A | N/A | N/A | N/A | N/A | 1962 | N/A | N/A | N/A | N/A | N/A | 2 | 3 | 1 | 1
OFGEM-CCVXXX | OFGEM - High Volume LV OHL | CV7 | No | No | LV Poles | AAA-1-246 | AAA | AAA-1 | AAA-1-1 | N/A | N/A | N/A | N/A | N/A | 1962 | N/A | N/A | N/A | N/A | N/A | 2 | 3 | 1 | 1
OFGEM-CCVXXX | OFGEM - High Volume LV OHL | CV7 | No | No | LV Poles | AAA-1-247 | AAA | AAA-1 | AAA-1-1 | N/A | N/A | N/A | N/A | N/A | 1962 | N/A | N/A | N/A | N/A | N/A | 2 | 3 | 1 | 1
OFGEM-CCVXXX | OFGEM - High Volume LV OHL | CV7 | No | No | LV Poles | AAA-1-248 | AAA | AAA-1 | AAA-1-1 | N/A | N/A | N/A | N/A | N/A | 1962 | N/A | N/A | N/A | N/A | N/A | 2 | 3 | 1 | 1
OFGEM-CCVXXX | OFGEM - High Volume LV OHL | CV7 | No | No | LV Poles | AAA-1-249 | AAA | AAA-1 | AAA-1-1 | N/A | N/A | N/A | N/A | N/A | 1962 | N/A | N/A | N/A | N/A | N/A | 2 | 3 | 1 | 1
OFGEM-CCVXXX | OFGEM - High Volume LV OHL | CV7 | No | No | LV Poles | AAA-1-250 | AAA | AAA-1 | AAA-1-1 | N/A | N/A | N/A | N/A | N/A | 1962 | N/A | N/A | N/A | N/A | N/A | 2 | 3 | 1 | 1
OFGEM-CCVXXX | OFGEM - High Volume LV OHL | CV7 | No | No | LV Poles | AAA-1-251 | AAA | AAA-1 | AAA-1-1 | N/A | N/A | N/A | N/A | N/A | 1962 | N/A | N/A | N/A | N/A | N/A | 2 | 3 | 1 | 1
OFGEM-CCVXXX | OFGEM - High Volume LV OHL | CV7 | No | No | LV Poles | AAA-1-252 | AAA | AAA-1 | AAA-1-1 | N/A | N/A | N/A | N/A | N/A | 1962 | N/A | N/A | N/A | N/A | N/A | 2 | 3 | 1 | 1
OFGEM-CCVXXX | OFGEM - High Volume LV OHL | CV7 | No | No | LV Poles | AAA-1-253 | AAA | AAA-1 | AAA-1-1 | N/A | N/A | N/A | N/A | N/A | 1962 | N/A | N/A | N/A | N/A | N/A | 2 | 3 | 1 | 1
OFGEM-CCVXXX | OFGEM - High Volume LV OHL | CV7 | No | No | LV Poles | AAA-1-254 | AAA | AAA-1 | AAA-1-1 | N/A | N/A | N/A | N/A | N/A | 1962 | N/A | N/A | N/A | N/A | N/A | 1 | 2 | 1 | 1
OFGEM-CCVXXX | OFGEM - High Volume LV OHL | CV7 | No | No | LV Poles | AAA-1-255 | AAA | AAA-1 | AAA-1-1 | N/A | N/A | N/A | N/A | N/A | 1962 | N/A | N/A | N/A | N/A | N/A | 1 | 2 | 1 | 1
OFGEM-CCVXXX | OFGEM - High Volume LV OHL | CV7 | No | No | LV Poles | AAA-1-256 | AAA | AAA-1 | AAA-1-1 | N/A | N/A | N/A | N/A | N/A | 1962 | N/A | N/A | N/A | N/A | N/A | 1 | 2 | 2 | 2
OFGEM-CCVXXX | OFGEM - High Volume LV OHL | CV7 | No | No | LV Poles | AAA-1-257 | AAA | AAA-1 | AAA-1-1 | N/A | N/A | N/A | N/A | N/A | 1962 | N/A | N/A | N/A | N/A | N/A | 1 | 2 | 1 | 1
OFGEM-CCVXXX | OFGEM - High Volume LV OHL | CV7 | No | No | LV Poles | AAA-1-258 | AAA | AAA-1 | AAA-1-1 | N/A | N/A | N/A | N/A | N/A | 1962 | N/A | N/A | N/A | N/A | N/A | 1 | 2 | 1 | 1
OFGEM-CCVXXX | OFGEM - High Volume LV OHL | CV7 | No | No | LV Poles | AAA-1-259 | AAA | AAA-1 | AAA-1-1 | N/A | N/A | N/A | N/A | N/A | 1962 | N/A | N/A | N/A | N/A | N/A | 1 | 2 | 1 | 1
OFGEM-CCVXXX | OFGEM - High Volume LV OHL | CV7 | No | No | LV Poles | AAA-1-260 | AAA | AAA-1 | AAA-1-1 | N/A | N/A | N/A | N/A | N/A | 1962 | N/A | N/A | N/A | N/A | N/A | 1 | 2 | 1 | 1
OFGEM-CCVXXX | OFGEM - High Volume LV OHL | CV7 | No | No | LV Poles | AAA-1-261 | AAA | AAA-1 | AAA-1-1 | N/A | N/A | N/A | N/A | N/A | 1962 | N/A | N/A | N/A | N/A | N/A | 1 | 2 | 1 | 1
OFGEM-CCVXXX | OFGEM - High Volume LV OHL | CV7 | No | No | LV Poles | AAA-1-262 | AAA | AAA-1 | AAA-1-1 | N/A | N/A | N/A | N/A | N/A | 1962 | N/A | N/A | N/A | N/A | N/A | 1 | 2 | 1 | 1
OFGEM-CCVXXX | OFGEM - High Volume LV OHL | CV7 | No | No | LV Poles | AAA-1-263 | AAA | AAA-1 | AAA-1-1 | N/A | N/A | N/A | N/A | N/A | 1962 | N/A | N/A | N/A | N/A | N/A | 1 | 2 | 1 | 1
OFGEM-CCVXXX | OFGEM - High Volume LV OHL | CV7 | No | No | LV Poles | AAA-1-264 | AAA | AAA-1 | AAA-1-1 | N/A | N/A | N/A | N/A | N/A | 1962 | N/A | N/A | N/A | N/A | N/A | 3 | 4 | 2 | 2
OFGEM-CCVXXX | OFGEM - High Volume LV OHL | CV7 | No | No | LV Poles | AAA-1-265 | AAA | AAA-1 | AAA-1-1 | N/A | N/A | N/A | N/A | N/A | 1962 | N/A | N/A | N/A | N/A | N/A | 3 | 4 | 1 | 1
OFGEM-CCVXXX | OFGEM - High Volume LV OHL | CV7 | No | No | LV Poles | AAA-1-266 | AAA | AAA-1 | AAA-1-1 | N/A | N/A | N/A | N/A | N/A | 1962 | N/A | N/A | N/A | N/A | N/A | 3 | 4 | 1 | 1
OFGEM-CCVXXX | OFGEM - High Volume LV OHL | CV7 | No | No | LV Poles | AAA-1-267 | AAA | AAA-1 | AAA-1-1 | N/A | N/A | N/A | N/A | N/A | 1962 | N/A | N/A | N/A | N/A | N/A | 2 | 3 | 1 | 1
OFGEM-CCVXXX | OFGEM - High Volume LV OHL | CV7 | No | No | LV Poles | AAA-1-268 | AAA | AAA-1 | AAA-1-1 | N/A | N/A | N/A | N/A | N/A | 1962 | N/A | N/A | N/A | N/A | N/A | 1 | 2 | 1 | 1
OFGEM-CCVXXX | OFGEM - High Volume LV OHL | CV7 | No | No | LV Poles | AAA-1-269 | AAA | AAA-1 | AAA-1-1 | N/A | N/A | N/A | N/A | N/A | 1962 | N/A | N/A | N/A | N/A | N/A | 2 | 3 | 2 | 2
OFGEM-CCVXXX | OFGEM - High Volume LV OHL | CV7 | No | No | LV Poles | AAA-1-270 | AAA | AAA-1 | AAA-1-1 | N/A | N/A | N/A | N/A | N/A | 1962 | N/A | N/A | N/A | N/A | N/A | 3 | 4 | 1 | 1
OFGEM-CCVXXX | OFGEM - High Volume LV OHL | CV7 | No | No | LV Poles | AAA-1-271 | AAA | AAA-1 | AAA-1-1 | N/A | N/A | N/A | N/A | N/A | 1962 | N/A | N/A | N/A | N/A | N/A | 4 | 5 | 1 | 1
OFGEM-CCVXXX | OFGEM - High Volume LV OHL | CV7 | No | No | LV Poles | AAA-1-272 | AAA | AAA-1 | AAA-1-1 | N/A | N/A | N/A | N/A | N/A | 1962 | N/A | N/A | N/A | N/A | N/A | 4 | 5 | 1 | 1
OFGEM-CCVXXX | OFGEM - High Volume LV OHL | CV7 | No | No | LV Poles | AAA-1-273 | AAA | AAA-1 | AAA-1-1 | N/A | N/A | N/A | N/A | N/A | 1962 | N/A | N/A | N/A | N/A | N/A | 3 | 4 | 1 | 1
OFGEM-CCVXXX | OFGEM - High Volume LV OHL | CV7 | No | No | LV Poles | AAA-1-274 | AAA | AAA-1 | AAA-1-1 | N/A | N/A | N/A | N/A | N/A | 1962 | N/A | N/A | N/A | N/A | N/A | 2 | 3 | 1 | 1
OFGEM-CCVXXX | OFGEM - High Volume LV OHL | CV7 | No | No | LV Poles | AAA-1-275 | AAA | AAA-1 | AAA-1-1 | N/A | N/A | N/A | N/A | N/A | 1962 | N/A | N/A | N/A | N/A | N/A | 1 | 2 | 1 | 1
OFGEM-CCVXXX | OFGEM - High Volume LV OHL | CV7 | No | No | LV Poles | AAA-1-276 | AAA | AAA-1 | AAA-1-1 | N/A | N/A | N/A | N/A | N/A | 1962 | N/A | N/A | N/A | N/A | N/A | 2 | 3 | 2 | 2
OFGEM-CCVXXX | OFGEM - High Volume LV OHL | CV7 | No | No | LV Poles | AAA-1-277 | AAA | AAA-1 | AAA-1-1 | N/A | N/A | N/A | N/A | N/A | 1962 | N/A | N/A | N/A | N/A | N/A | 3 | 4 | 2 | 2
OFGEM-CCVXXX | OFGEM - High Volume LV OHL | CV7 | No | No | LV Poles | AAA-1-278 | AAA | AAA-1 | AAA-1-1 | N/A | N/A | N/A | N/A | N/A | 1962 | N/A | N/A | N/A | N/A | N/A | 4 | 5 | 2 | 2
OFGEM-CCVXXX | OFGEM - High Volume LV OHL | CV7 | No | No | LV Poles | AAA-1-279 | AAA | AAA-1 | AAA-1-1 | N/A | N/A | N/A | N/A | N/A | 1962 | N/A | N/A | N/A | N/A | N/A | 3 | 4 | 2 | 2
OFGEM-CCVXXX | OFGEM - High Volume LV OHL | CV7 | No | No | LV Poles | AAA-1-280 | AAA | AAA-1 | AAA-1-1 | N/A | N/A | N/A | N/A | N/A | 1962 | N/A | N/A | N/A | N/A | N/A | 2 | 3 | 2 | 2
OFGEM-CCVXXX | OFGEM - High Volume LV OHL | CV7 | No | No | LV Poles | AAA-1-281 | AAA | AAA-1 | AAA-1-1 | N/A | N/A | N/A | N/A | N/A | 1962 | N/A | N/A | N/A | N/A | N/A | 2 | 3 | 1 | 1
OFGEM-CCVXXX | OFGEM - High Volume LV OHL | CV7 | No | No | LV Poles | AAA-1-282 | AAA | AAA-1 | AAA-1-1 | N/A | N/A | N/A | N/A | N/A | 1962 | N/A | N/A | N/A | N/A | N/A | 2 | 3 | 2 | 2
OFGEM-CCVXXX | OFGEM - High Volume LV OHL | CV7 | No | No | LV Poles | AAA-1-283 | AAA | AAA-1 | AAA-1-1 | N/A | N/A | N/A | N/A | N/A | 1962 | N/A | N/A | N/A | N/A | N/A | 2 | 3 | 1 | 1
OFGEM-CCVXXX | OFGEM - High Volume LV OHL | CV7 | No | No | LV Poles | AAA-1-284 | AAA | AAA-1 | AAA-1-1 | N/A | N/A | N/A | N/A | N/A | 1962 | N/A | N/A | N/A | N/A | N/A | 2 | 3 | 2 | 2
OFGEM-CCVXXX | OFGEM - High Volume LV OHL | CV7 | No | No | LV Poles | AAA-1-285 | AAA | AAA-1 | AAA-1-1 | N/A | N/A | N/A | N/A | N/A | 1962 | N/A | N/A | N/A | N/A | N/A | 2 | 3 | 1 | 1
OFGEM-CCVXXX | OFGEM - High Volume LV OHL | CV7 | No | No | LV Poles | AAA-1-286 | AAA | AAA-1 | AAA-1-1 | N/A | N/A | N/A | N/A | N/A | 1962 | N/A | N/A | N/A | N/A | N/A | 2 | 3 | 2 | 2
OFGEM-CCVXXX | OFGEM - High Volume LV OHL | CV7 | No | No | LV Poles | AAA-1-287 | AAA | AAA-1 | AAA-1-1 | N/A | N/A | N/A | N/A | N/A | 1962 | N/A | N/A | N/A | N/A | N/A | 2 | 3 | 1 | 1
OFGEM-CCVXXX | OFGEM - High Volume LV OHL | CV7 | No | No | LV Poles | AAA-1-288 | AAA | AAA-1 | AAA-1-1 | N/A | N/A | N/A | N/A | N/A | 1962 | N/A | N/A | N/A | N/A | N/A | 2 | 3 | 1 | 1
OFGEM-CCVXXX | OFGEM - High Volume LV OHL | CV7 | No | No | LV Poles | AAA-1-289 | AAA | AAA-1 | AAA-1-1 | N/A | N/A | N/A | N/A | N/A | 1962 | N/A | N/A | N/A | N/A | N/A | 2 | 3 | 1 | 1
OFGEM-CCVXXX | OFGEM - High Volume LV OHL | CV7 | No | No | LV Poles | AAA-1-290 | AAA | AAA-1 | AAA-1-1 | N/A | N/A | N/A | N/A | N/A | 1962 | N/A | N/A | N/A | N/A | N/A | 2 | 3 | 1 | 1
OFGEM-CCVXXX | OFGEM - High Volume LV OHL | CV7 | No | No | LV Poles | AAA-1-291 | AAA | AAA-1 | AAA-1-1 | N/A | N/A | N/A | N/A | N/A | 1962 | N/A | N/A | N/A | N/A | N/A | 2 | 3 | 1 | 1
OFGEM-CCVXXX | OFGEM - High Volume LV OHL | CV7 | No | No | LV Poles | AAA-1-292 | AAA | AAA-1 | AAA-1-1 | N/A | N/A | N/A | N/A | N/A | 1962 | N/A | N/A | N/A | N/A | N/A | 1 | 2 | 1 | 1
OFGEM-CCVXXX | OFGEM - High Volume LV OHL | CV7 | No | No | LV Poles | AAA-1-293 | AAA | AAA-1 | AAA-1-1 | N/A | N/A | N/A | N/A | N/A | 1962 | N/A | N/A | N/A | N/A | N/A | 1 | 2 | 1 | 1
OFGEM-CCVXXX | OFGEM - High Volume LV OHL | CV7 | No | No | LV Poles | AAA-1-294 | AAA | AAA-1 | AAA-1-1 | N/A | N/A | N/A | N/A | N/A | 1962 | N/A | N/A | N/A | N/A | N/A | 1 | 2 | 1 | 1
OFGEM-CCVXXX | OFGEM - High Volume LV OHL | CV7 | No | No | LV Poles | AAA-1-295 | AAA | AAA-1 | AAA-1-1 | N/A | N/A | N/A | N/A | N/A | 1962 | N/A | N/A | N/A | N/A | N/A | 1 | 2 | 1 | 1
OFGEM-CCVXXX | OFGEM - High Volume LV OHL | CV7 | No | No | LV Poles | AAA-1-296 | AAA | AAA-1 | AAA-1-1 | N/A | N/A | N/A | N/A | N/A | 1962 | N/A | N/A | N/A | N/A | N/A | 1 | 2 | 1 | 1
OFGEM-CCVXXX | OFGEM - High Volume LV OHL | CV7 | No | No | LV Poles | AAA-1-297 | AAA | AAA-1 | AAA-1-1 | N/A | N/A | N/A | N/A | N/A | 1962 | N/A | N/A | N/A | N/A | N/A | 1 | 2 | 1 | 1
OFGEM-CCVXXX | OFGEM - High Volume LV OHL | CV7 | No | No | LV Poles | AAA-1-298 | AAA | AAA-1 | AAA-1-1 | N/A | N/A | N/A | N/A | N/A | 1962 | N/A | N/A | N/A | N/A | N/A | 1 | 2 | 1 | 1
OFGEM-CCVXXX | OFGEM - High Volume LV OHL | CV7 | No | No | LV Poles | AAA-1-299 | AAA | AAA-1 | AAA-1-1 | N/A | N/A | N/A | N/A | N/A | 1962 | N/A | N/A | N/A | N/A | N/A | 1 | 2 | 2 | 2
OFGEM-CCVXXX | OFGEM - High Volume LV OHL | CV7 | No | No | LV Poles | AAA-1-300 | AAA | AAA-1 | AAA-1-1 | N/A | N/A | N/A | N/A | N/A | 1962 | N/A | N/A | N/A | N/A | N/A | 1 | 2 | 1 | 1
OFGEM-CCVXXX | OFGEM - High Volume LV OHL | CV7 | No | No | LV Poles | AAA-1-301 | AAA | AAA-1 | AAA-1-1 | N/A | N/A | N/A | N/A | N/A | 1962 | N/A | N/A | N/A | N/A | N/A | 1 | 2 | 1 | 1
OFGEM-CCVXXX | OFGEM - High Volume LV OHL | CV7 | No | No | LV Poles | AAA-1-302 | AAA | AAA-1 | AAA-1-1 | N/A | N/A | N/A | N/A | N/A | 1962 | N/A | N/A | N/A | N/A | N/A | 3 | 4 | 1 | 1
OFGEM-CCVXXX | OFGEM - High Volume LV OHL | CV7 | No | No | LV Poles | AAA-1-303 | AAA | AAA-1 | AAA-1-1 | N/A | N/A | N/A | N/A | N/A | 1962 | N/A | N/A | N/A | N/A | N/A | 3 | 4 | 1 | 1
OFGEM-CCVXXX | OFGEM - High Volume LV OHL | CV7 | No | No | LV Poles | AAA-1-304 | AAA | AAA-1 | AAA-1-1 | N/A | N/A | N/A | N/A | N/A | 1962 | N/A | N/A | N/A | N/A | N/A | 3 | 4 | 1 | 1
OFGEM-CCVXXX | OFGEM - High Volume LV OHL | CV7 | No | No | LV Poles | AAA-1-305 | AAA | AAA-1 | AAA-1-1 | N/A | N/A | N/A | N/A | N/A | 1962 | N/A | N/A | N/A | N/A | N/A | 2 | 3 | 1 | 1
OFGEM-CCVXXX | OFGEM - High Volume LV OHL | CV7 | No | No | LV Poles | AAA-1-306 | AAA | AAA-1 | AAA-1-1 | N/A | N/A | N/A | N/A | N/A | 1962 | N/A | N/A | N/A | N/A | N/A | 1 | 2 | 1 | 1
OFGEM-CCVXXX | OFGEM - High Volume LV OHL | CV7 | No | No | LV Poles | AAA-1-307 | AAA | AAA-1 | AAA-1-1 | N/A | N/A | N/A | N/A | N/A | 1962 | N/A | N/A | N/A | N/A | N/A | 2 | 3 | 2 | 2
OFGEM-CCVXXX | OFGEM - High Volume LV OHL | CV7 | No | No | LV Poles | AAA-1-308 | AAA | AAA-1 | AAA-1-1 | N/A | N/A | N/A | N/A | N/A | 1962 | N/A | N/A | N/A | N/A | N/A | 3 | 4 | 1 | 1
OFGEM-CCVXXX | OFGEM - High Volume LV OHL | CV7 | No | No | LV Poles | AAA-1-309 | AAA | AAA-1 | AAA-1-1 | N/A | N/A | N/A | N/A | N/A | 1962 | N/A | N/A | N/A | N/A | N/A | 4 | 5 | 1 | 1
OFGEM-CCVXXX | OFGEM - High Volume LV OHL | CV7 | No | No | LV Poles | AAA-1-310 | AAA | AAA-1 | AAA-1-1 | N/A | N/A | N/A | N/A | N/A | 1962 | N/A | N/A | N/A | N/A | N/A | 4 | 5 | 1 | 1
OFGEM-CCVXXX | OFGEM - High Volume LV OHL | CV7 | No | No | LV Poles | AAA-1-311 | AAA | AAA-1 | AAA-1-1 | N/A | N/A | N/A | N/A | N/A | 1962 | N/A | N/A | N/A | N/A | N/A | 3 | 4 | 1 | 1
OFGEM-CCVXXX | OFGEM - High Volume LV OHL | CV7 | No | No | LV Poles | AAA-1-312 | AAA | AAA-1 | AAA-1-1 | N/A | N/A | N/A | N/A | N/A | 1962 | N/A | N/A | N/A | N/A | N/A | 2 | 3 | 2 | 2
OFGEM-CCVXXX | OFGEM - High Volume LV OHL | CV7 | No | No | LV Poles | AAA-1-313 | AAA | AAA-1 | AAA-1-1 | N/A | N/A | N/A | N/A | N/A | 1962 | N/A | N/A | N/A | N/A | N/A | 1 | 2 | 1 | 1
OFGEM-CCVXXX | OFGEM - High Volume LV OHL | CV7 | No | No | LV Poles | AAA-1-314 | AAA | AAA-1 | AAA-1-1 | N/A | N/A | N/A | N/A | N/A | 1962 | N/A | N/A | N/A | N/A | N/A | 2 | 3 | 1 | 1
OFGEM-CCVXXX | OFGEM - High Volume LV OHL | CV7 | No | No | LV Poles | AAA-1-315 | AAA | AAA-1 | AAA-1-1 | N/A | N/A | N/A | N/A | N/A | 1962 | N/A | N/A | N/A | N/A | N/A | 3 | 4 | 1 | 1
OFGEM-CCVXXX | OFGEM - High Volume LV OHL | CV7 | No | No | LV Poles | AAA-1-316 | AAA | AAA-1 | AAA-1-1 | N/A | N/A | N/A | N/A | N/A | 1962 | N/A | N/A | N/A | N/A | N/A | 4 | 5 | 1 | 1
OFGEM-CCVXXX | OFGEM - High Volume LV OHL | CV7 | No | No | LV Poles | AAA-1-317 | AAA | AAA-1 | AAA-1-1 | N/A | N/A | N/A | N/A | N/A | 1962 | N/A | N/A | N/A | N/A | N/A | 3 | 4 | 1 | 1
OFGEM-CCVXXX | OFGEM - High Volume LV OHL | CV7 | No | No | LV Poles | AAA-1-318 | AAA | AAA-1 | AAA-1-1 | N/A | N/A | N/A | N/A | N/A | 1962 | N/A | N/A | N/A | N/A | N/A | 2 | 3 | 1 | 1
OFGEM-CCVXXX | OFGEM - High Volume LV OHL | CV7 | No | No | LV Poles | AAA-1-319 | AAA | AAA-1 | AAA-1-1 | N/A | N/A | N/A | N/A | N/A | 1962 | N/A | N/A | N/A | N/A | N/A | 2 | 3 | 2 | 2
OFGEM-CCVXXX | OFGEM - High Volume LV OHL | CV7 | No | No | LV Poles | AAA-1-320 | AAA | AAA-1 | AAA-1-1 | N/A | N/A | N/A | N/A | N/A | 1962 | N/A | N/A | N/A | N/A | N/A | 2 | 3 | 2 | 2
OFGEM-CCVXXX | OFGEM - High Volume LV OHL | CV7 | No | No | LV Poles | AAA-1-321 | AAA | AAA-1 | AAA-1-1 | N/A | N/A | N/A | N/A | N/A | 1962 | N/A | N/A | N/A | N/A | N/A | 2 | 3 | 2 | 2
OFGEM-CCVXXX | OFGEM - High Volume LV OHL | CV7 | No | No | LV Poles | AAA-1-322 | AAA | AAA-1 | AAA-1-1 | N/A | N/A | N/A | N/A | N/A | 1962 | N/A | N/A | N/A | N/A | N/A | 2 | 3 | 2 | 2
OFGEM-CCVXXX | OFGEM - High Volume LV OHL | CV7 | No | No | LV Poles | AAA-1-323 | AAA | AAA-1 | AAA-1-1 | N/A | N/A | N/A | N/A | N/A | 1962 | N/A | N/A | N/A | N/A | N/A | 2 | 3 | 2 | 2
OFGEM-CCVXXX | OFGEM - High Volume LV OHL | CV7 | No | No | LV Poles | AAA-1-324 | AAA | AAA-1 | AAA-1-1 | N/A | N/A | N/A | N/A | N/A | 1962 | N/A | N/A | N/A | N/A | N/A | 2 | 3 | 1 | 1
OFGEM-CCVXXX | OFGEM - High Volume LV OHL | CV7 | No | No | LV Poles | AAA-1-325 | AAA | AAA-1 | AAA-1-1 | N/A | N/A | N/A | N/A | N/A | 1962 | N/A | N/A | N/A | N/A | N/A | 2 | 3 | 2 | 2
OFGEM-CCVXXX | OFGEM - High Volume LV OHL | CV7 | No | No | LV Poles | AAA-1-326 | AAA | AAA-1 | AAA-1-1 | N/A | N/A | N/A | N/A | N/A | 1962 | N/A | N/A | N/A | N/A | N/A | 2 | 3 | 1 | 1
OFGEM-CCVXXX | OFGEM - High Volume LV OHL | CV7 | No | No | LV Poles | AAA-1-327 | AAA | AAA-1 | AAA-1-1 | N/A | N/A | N/A | N/A | N/A | 1962 | N/A | N/A | N/A | N/A | N/A | 2 | 3 | 2 | 2
OFGEM-CCVXXX | OFGEM - High Volume LV OHL | CV7 | No | No | LV Poles | AAA-1-328 | AAA | AAA-1 | AAA-1-1 | N/A | N/A | N/A | N/A | N/A | 1962 | N/A | N/A | N/A | N/A | N/A | 2 | 3 | 1 | 1
OFGEM-CCVXXX | OFGEM - High Volume LV OHL | CV7 | No | No | LV Poles | AAA-1-329 | AAA | AAA-1 | AAA-1-1 | N/A | N/A | N/A | N/A | N/A | 1962 | N/A | N/A | N/A | N/A | N/A | 2 | 3 | 2 | 2
OFGEM-CCVXXX | OFGEM - High Volume LV OHL | CV7 | No | No | LV Poles | AAA-1-330 | AAA | AAA-1 | AAA-1-1 | N/A | N/A | N/A | N/A | N/A | 1962 | N/A | N/A | N/A | N/A | N/A | 1 | 2 | 1 | 1
OFGEM-CCVXXX | OFGEM - High Volume LV OHL | CV7 | No | No | LV Poles | AAA-1-331 | AAA | AAA-1 | AAA-1-1 | N/A | N/A | N/A | N/A | N/A | 1962 | N/A | N/A | N/A | N/A | N/A | 1 | 2 | 1 | 1
OFGEM-CCVXXX | OFGEM - High Volume LV OHL | CV7 | No | No | LV Poles | AAA-1-332 | AAA | AAA-1 | AAA-1-1 | N/A | N/A | N/A | N/A | N/A | 1962 | N/A | N/A | N/A | N/A | N/A | 1 | 2 | 1 | 1
OFGEM-CCVXXX | OFGEM - High Volume LV OHL | CV7 | No | No | LV Poles | AAA-1-333 | AAA | AAA-1 | AAA-1-1 | N/A | N/A | N/A | N/A | N/A | 1962 | N/A | N/A | N/A | N/A | N/A | 1 | 2 | 1 | 1
OFGEM-CCVXXX | OFGEM - High Volume LV OHL | CV7 | No | No | LV Poles | AAA-1-334 | AAA | AAA-1 | AAA-1-1 | N/A | N/A | N/A | N/A | N/A | 1962 | N/A | N/A | N/A | N/A | N/A | 1 | 2 | 1 | 1
OFGEM-CCVXXX | OFGEM - High Volume LV OHL | CV7 | No | No | LV Poles | AAA-1-335 | AAA | AAA-1 | AAA-1-1 | N/A | N/A | N/A | N/A | N/A | 1962 | N/A | N/A | N/A | N/A | N/A | 1 | 2 | 1 | 1
OFGEM-CCVXXX | OFGEM - High Volume LV OHL | CV7 | No | No | LV Poles | AAA-1-336 | AAA | AAA-1 | AAA-1-1 | N/A | N/A | N/A | N/A | N/A | 1962 | N/A | N/A | N/A | N/A | N/A | 1 | 2 | 1 | 1
OFGEM-CCVXXX | OFGEM - High Volume LV OHL | CV7 | No | No | LV Poles | AAA-1-337 | AAA | AAA-1 | AAA-1-1 | N/A | N/A | N/A | N/A | N/A | 1962 | N/A | N/A | N/A | N/A | N/A | 1 | 2 | 1 | 1
OFGEM-CCVXXX | OFGEM - High Volume LV OHL | CV7 | No | No | LV Poles | AAA-1-338 | AAA | AAA-1 | AAA-1-1 | N/A | N/A | N/A | N/A | N/A | 1962 | N/A | N/A | N/A | N/A | N/A | 1 | 2 | 1 | 1
OFGEM-CCVXXX | OFGEM - High Volume LV OHL | CV7 | No | No | LV Poles | AAA-1-339 | AAA | AAA-1 | AAA-1-1 | N/A | N/A | N/A | N/A | N/A | 1962 | N/A | N/A | N/A | N/A | N/A | 1 | 2 | 1 | 1
OFGEM-CCVXXX | OFGEM - High Volume LV OHL | CV7 | No | No | LV Poles | AAA-1-340 | AAA | AAA-1 | AAA-1-1 | N/A | N/A | N/A | N/A | N/A | 1962 | N/A | N/A | N/A | N/A | N/A | 3 | 4 | 1 | 1
OFGEM-CCVXXX | OFGEM - High Volume LV OHL | CV7 | No | No | LV Poles | AAA-1-341 | AAA | AAA-1 | AAA-1-1 | N/A | N/A | N/A | N/A | N/A | 1962 | N/A | N/A | N/A | N/A | N/A | 3 | 4 | 1 | 1
OFGEM-CCVXXX | OFGEM - High Volume LV OHL | CV7 | No | No | LV Poles | AAA-1-342 | AAA | AAA-1 | AAA-1-1 | N/A | N/A | N/A | N/A | N/A | 1962 | N/A | N/A | N/A | N/A | N/A | 3 | 4 | 2 | 2
OFGEM-CCVXXX | OFGEM - High Volume LV OHL | CV7 | No | No | LV Poles | AAA-1-343 | AAA | AAA-1 | AAA-1-1 | N/A | N/A | N/A | N/A | N/A | 1962 | N/A | N/A | N/A | N/A | N/A | 2 | 3 | 1 | 1
OFGEM-CCVXXX | OFGEM - High Volume LV OHL | CV7 | No | No | LV Poles | AAA-1-344 | AAA | AAA-1 | AAA-1-1 | N/A | N/A | N/A | N/A | N/A | 1962 | N/A | N/A | N/A | N/A | N/A | 1 | 2 | 1 | 1
OFGEM-CCVXXX | OFGEM - High Volume LV OHL | CV7 | No | No | LV Poles | AAA-1-345 | AAA | AAA-1 | AAA-1-1 | N/A | N/A | N/A | N/A | N/A | 1962 | N/A | N/A | N/A | N/A | N/A | 2 | 3 | 1 | 1
OFGEM-CCVXXX | OFGEM - High Volume LV OHL | CV7 | No | No | LV Poles | AAA-1-346 | AAA | AAA-1 | AAA-1-1 | N/A | N/A | N/A | N/A | N/A | 1962 | N/A | N/A | N/A | N/A | N/A | 3 | 4 | 1 | 1
OFGEM-CCVXXX | OFGEM - High Volume LV OHL | CV7 | No | No | LV Poles | AAA-1-347 | AAA | AAA-1 | AAA-1-1 | N/A | N/A | N/A | N/A | N/A | 1962 | N/A | N/A | N/A | N/A | N/A | 4 | 5 | 1 | 1
OFGEM-CCVXXX | OFGEM - High Volume LV OHL | CV7 | No | No | LV Poles | AAA-1-348 | AAA | AAA-1 | AAA-1-1 | N/A | N/A | N/A | N/A | N/A | 1962 | N/A | N/A | N/A | N/A | N/A | 4 | 5 | 1 | 1
OFGEM-CCVXXX | OFGEM - High Volume LV OHL | CV7 | No | No | LV Poles | AAA-1-349 | AAA | AAA-1 | AAA-1-1 | N/A | N/A | N/A | N/A | N/A | 1962 | N/A | N/A | N/A | N/A | N/A | 3 | 4 | 1 | 1
OFGEM-CCVXXX | OFGEM - High Volume LV OHL | CV7 | No | No | LV Poles | AAA-1-350 | AAA | AAA-1 | AAA-1-1 | N/A | N/A | N/A | N/A | N/A | 1962 | N/A | N/A | N/A | N/A | N/A | 2 | 3 | 2 | 2
OFGEM-CCVXXX | OFGEM - High Volume LV OHL | CV7 | No | No | LV Poles | AAA-1-351 | AAA | AAA-1 | AAA-1-1 | N/A | N/A | N/A | N/A | N/A | 1962 | N/A | N/A | N/A | N/A | N/A | 1 | 2 | 1 | 1
OFGEM-CCVXXX | OFGEM - High Volume LV OHL | CV7 | No | No | LV Poles | AAA-1-352 | AAA | AAA-1 | AAA-1-1 | N/A | N/A | N/A | N/A | N/A | 1962 | N/A | N/A | N/A | N/A | N/A | 2 | 3 | 1 | 1
OFGEM-CCVXXX | OFGEM - High Volume LV OHL | CV7 | No | No | LV Poles | AAA-1-353 | AAA | AAA-1 | AAA-1-1 | N/A | N/A | N/A | N/A | N/A | 1962 | N/A | N/A | N/A | N/A | N/A | 3 | 4 | 1 | 1
OFGEM-CCVXXX | OFGEM - High Volume LV OHL | CV7 | No | No | LV Poles | AAA-1-354 | AAA | AAA-1 | AAA-1-1 | N/A | N/A | N/A | N/A | N/A | 1962 | N/A | N/A | N/A | N/A | N/A | 4 | 5 | 1 | 1
OFGEM-CCVXXX | OFGEM - High Volume LV OHL | CV7 | No | No | LV Poles | AAA-1-355 | AAA | AAA-1 | AAA-1-1 | N/A | N/A | N/A | N/A | N/A | 1962 | N/A | N/A | N/A | N/A | N/A | 3 | 4 | 2 | 2
OFGEM-CCVXXX | OFGEM - High Volume LV OHL | CV7 | No | No | LV Poles | AAA-1-356 | AAA | AAA-1 | AAA-1-1 | N/A | N/A | N/A | N/A | N/A | 1962 | N/A | N/A | N/A | N/A | N/A | 2 | 3 | 1 | 1
OFGEM-CCVXXX | OFGEM - High Volume LV OHL | CV7 | No | No | LV Poles | AAA-1-357 | AAA | AAA-1 | AAA-1-1 | N/A | N/A | N/A | N/A | N/A | 1962 | N/A | N/A | N/A | N/A | N/A | 2 | 3 | 1 | 1
OFGEM-CCVXXX | OFGEM - High Volume LV OHL | CV7 | No | No | LV Poles | AAA-1-358 | AAA | AAA-1 | AAA-1-1 | N/A | N/A | N/A | N/A | N/A | 1962 | N/A | N/A | N/A | N/A | N/A | 2 | 3 | 1 | 1
OFGEM-CCVXXX | OFGEM - High Volume LV OHL | CV7 | No | No | LV Poles | AAA-1-359 | AAA | AAA-1 | AAA-1-1 | N/A | N/A | N/A | N/A | N/A | 1962 | N/A | N/A | N/A | N/A | N/A | 2 | 3 | 1 | 1
OFGEM-CCVXXX | OFGEM - High Volume LV OHL | CV7 | No | No | LV Poles | AAA-1-360 | AAA | AAA-1 | AAA-1-1 | N/A | N/A | N/A | N/A | N/A | 1962 | N/A | N/A | N/A | N/A | N/A | 2 | 3 | 1 | 1
OFGEM-CCVXXX | OFGEM - High Volume LV OHL | CV7 | No | No | LV Poles | AAA-1-361 | AAA | AAA-1 | AAA-1-1 | N/A | N/A | N/A | N/A | N/A | 1962 | N/A | N/A | N/A | N/A | N/A | 2 | 3 | 1 | 1
OFGEM-CCVXXX | OFGEM - High Volume LV OHL | CV7 | No | No | LV Poles | AAA-1-362 | AAA | AAA-1 | AAA-1-1 | N/A | N/A | N/A | N/A | N/A | 1962 | N/A | N/A | N/A | N/A | N/A | 2 | 3 | 2 | 2
OFGEM-CCVXXX | OFGEM - High Volume LV OHL | CV7 | No | No | LV Poles | AAA-1-363 | AAA | AAA-1 | AAA-1-1 | N/A | N/A | N/A | N/A | N/A | 1962 | N/A | N/A | N/A | N/A | N/A | 2 | 3 | 2 | 2
OFGEM-CCVXXX | OFGEM - High Volume LV OHL | CV7 | No | No | LV Poles | AAA-1-364 | AAA | AAA-1 | AAA-1-1 | N/A | N/A | N/A | N/A | N/A | 1962 | N/A | N/A | N/A | N/A | N/A | 2 | 3 | 2 | 2
OFGEM-CCVXXX | OFGEM - High Volume LV OHL | CV7 | No | No | LV Poles | AAA-1-365 | AAA | AAA-1 | AAA-1-1 | N/A | N/A | N/A | N/A | N/A | 1962 | N/A | N/A | N/A | N/A | N/A | 2 | 3 | 2 | 2
OFGEM-CCVXXX | OFGEM - High Volume LV OHL | CV7 | No | No | LV Poles | AAA-1-366 | AAA | AAA-1 | AAA-1-1 | N/A | N/A | N/A | N/A | N/A | 1962 | N/A | N/A | N/A | N/A | N/A | 2 | 3 | 2 | 2
OFGEM-CCVXXX | OFGEM - High Volume LV OHL | CV7 | No | No | LV Poles | AAA-1-367 | AAA | AAA-1 | AAA-1-1 | N/A | N/A | N/A | N/A | N/A | 1962 | N/A | N/A | N/A | N/A | N/A | 2 | 3 | 1 | 1
OFGEM-CCVXXX | OFGEM - High Volume LV OHL | CV7 | No | No | LV Poles | AAA-1-368 | AAA | AAA-1 | AAA-1-1 | N/A | N/A | N/A | N/A | N/A | 1962 | N/A | N/A | N/A | N/A | N/A | 1 | 2 | 2 | 2
OFGEM-CCVXXX | OFGEM - High Volume LV OHL | CV7 | No | No | LV Poles | AAA-1-369 | AAA | AAA-1 | AAA-1-1 | N/A | N/A | N/A | N/A | N/A | 1962 | N/A | N/A | N/A | N/A | N/A | 1 | 2 | 1 | 1
OFGEM-CCVXXX | OFGEM - High Volume LV OHL | CV7 | No | No | LV Poles | AAA-1-370 | AAA | AAA-1 | AAA-1-1 | N/A | N/A | N/A | N/A | N/A | 1962 | N/A | N/A | N/A | N/A | N/A | 1 | 2 | 2 | 2
OFGEM-CCVXXX | OFGEM - High Volume LV OHL | CV7 | No | No | LV Poles | AAA-1-371 | AAA | AAA-1 | AAA-1-1 | N/A | N/A | N/A | N/A | N/A | 1962 | N/A | N/A | N/A | N/A | N/A | 1 | 2 | 1 | 1
OFGEM-CCVXXX | OFGEM - High Volume LV OHL | CV7 | No | No | LV Poles | AAA-1-372 | AAA | AAA-1 | AAA-1-1 | N/A | N/A | N/A | N/A | N/A | 1962 | N/A | N/A | N/A | N/A | N/A | 1 | 2 | 2 | 2
OFGEM-CCVXXX | OFGEM - High Volume LV OHL | CV7 | No | No | LV Poles | AAA-1-373 | AAA | AAA-1 | AAA-1-1 | N/A | N/A | N/A | N/A | N/A | 1962 | N/A | N/A | N/A | N/A | N/A | 1 | 2 | 1 | 1
OFGEM-CCVXXX | OFGEM - High Volume LV OHL | CV7 | No | No | LV Poles | AAA-1-374 | AAA | AAA-1 | AAA-1-1 | N/A | N/A | N/A | N/A | N/A | 1962 | N/A | N/A | N/A | N/A | N/A | 1 | 2 | 1 | 1
OFGEM-CCVXXX | OFGEM - High Volume LV OHL | CV7 | No | No | LV Poles | AAA-1-375 | AAA | AAA-1 | AAA-1-1 | N/A | N/A | N/A | N/A | N/A | 1962 | N/A | N/A | N/A | N/A | N/A | 1 | 2 | 1 | 1
OFGEM-CCVXXX | OFGEM - High Volume LV OHL | CV7 | No | No | LV Poles | AAA-1-376 | AAA | AAA-1 | AAA-1-1 | N/A | N/A | N/A | N/A | N/A | 1962 | N/A | N/A | N/A | N/A | N/A | 1 | 2 | 1 | 1
OFGEM-CCVXXX | OFGEM - High Volume LV OHL | CV7 | No | No | LV Poles | AAA-1-377 | AAA | AAA-1 | AAA-1-1 | N/A | N/A | N/A | N/A | N/A | 1962 | N/A | N/A | N/A | N/A | N/A | 1 | 2 | 1 | 1
OFGEM-CCVXXX | OFGEM - High Volume LV OHL | CV7 | No | No | LV Poles | AAA-1-378 | AAA | AAA-1 | AAA-1-2 | N/A | N/A | N/A | N/A | N/A | 1959 | N/A | N/A | N/A | N/A | N/A | 3 | 4 | 1 | 1
OFGEM-CCVXXX | OFGEM - High Volume LV OHL | CV7 | No | No | LV Poles | AAA-1-379 | AAA | AAA-1 | AAA-1-2 | N/A | N/A | N/A | N/A | N/A | 1959 | N/A | N/A | N/A | N/A | N/A | 3 | 4 | 1 | 1
OFGEM-CCVXXX | OFGEM - High Volume LV OHL | CV7 | No | No | LV Poles | AAA-1-380 | AAA | AAA-1 | AAA-1-2 | N/A | N/A | N/A | N/A | N/A | 1959 | N/A | N/A | N/A | N/A | N/A | 3 | 4 | 1 | 1
OFGEM-CCVXXX | OFGEM - High Volume LV OHL | CV7 | No | No | LV Poles | AAA-1-381 | AAA | AAA-1 | AAA-1-2 | N/A | N/A | N/A | N/A | N/A | 1959 | N/A | N/A | N/A | N/A | N/A | 2 | 3 | 1 | 1
OFGEM-CCVXXX | OFGEM - High Volume LV OHL | CV7 | No | No | LV Poles | AAA-1-382 | AAA | AAA-1 | AAA-1-2 | N/A | N/A | N/A | N/A | N/A | 1959 | N/A | N/A | N/A | N/A | N/A | 1 | 2 | 1 | 1
OFGEM-CCVXXX | OFGEM - High Volume LV OHL | CV7 | No | No | LV Poles | AAA-1-383 | AAA | AAA-1 | AAA-1-2 | N/A | N/A | N/A | N/A | N/A | 1959 | N/A | N/A | N/A | N/A | N/A | 2 | 3 | 1 | 1
OFGEM-CCVXXX | OFGEM - High Volume LV OHL | CV7 | No | No | LV Poles | AAA-1-384 | AAA | AAA-1 | AAA-1-2 | N/A | N/A | N/A | N/A | N/A | 1959 | N/A | N/A | N/A | N/A | N/A | 3 | 4 | 1 | 1
OFGEM-CCVXXX | OFGEM - High Volume LV OHL | CV7 | No | No | LV Poles | AAA-1-385 | AAA | AAA-1 | AAA-1-2 | N/A | N/A | N/A | N/A | N/A | 1959 | N/A | N/A | N/A | N/A | N/A | 4 | 5 | 2 | 2
OFGEM-CCVXXX | OFGEM - High Volume LV OHL | CV7 | No | No | LV Poles | AAA-1-386 | AAA | AAA-1 | AAA-1-2 | N/A | N/A | N/A | N/A | N/A | 1959 | N/A | N/A | N/A | N/A | N/A | 4 | 5 | 1 | 1
OFGEM-CCVXXX | OFGEM - High Volume LV OHL | CV7 | No | No | LV Poles | AAA-1-387 | AAA | AAA-1 | AAA-1-2 | N/A | N/A | N/A | N/A | N/A | 1959 | N/A | N/A | N/A | N/A | N/A | 3 | 4 | 1 | 1
OFGEM-CCVXXX | OFGEM - High Volume LV OHL | CV7 | No | No | LV Poles | AAA-1-388 | AAA | AAA-1 | AAA-1-2 | N/A | N/A | N/A | N/A | N/A | 1959 | N/A | N/A | N/A | N/A | N/A | 2 | 3 | 1 | 1
OFGEM-CCVXXX | OFGEM - High Volume LV OHL | CV7 | No | No | LV Poles | AAA-1-389 | AAA | AAA-1 | AAA-1-2 | N/A | N/A | N/A | N/A | N/A | 1959 | N/A | N/A | N/A | N/A | N/A | 1 | 2 | 1 | 1
OFGEM-CCVXXX | OFGEM - High Volume LV OHL | CV7 | No | No | LV Poles | AAA-1-390 | AAA | AAA-1 | AAA-1-2 | N/A | N/A | N/A | N/A | N/A | 1959 | N/A | N/A | N/A | N/A | N/A | 2 | 3 | 1 | 1
OFGEM-CCVXXX | OFGEM - High Volume LV OHL | CV7 | No | No | LV Poles | AAA-1-391 | AAA | AAA-1 | AAA-1-2 | N/A | N/A | N/A | N/A | N/A | 1959 | N/A | N/A | N/A | N/A | N/A | 3 | 4 | 1 | 1
OFGEM-CCVXXX | OFGEM - High Volume LV OHL | CV7 | No | No | LV Poles | AAA-1-392 | AAA | AAA-1 | AAA-1-2 | N/A | N/A | N/A | N/A | N/A | 1959 | N/A | N/A | N/A | N/A | N/A | 4 | 5 | 1 | 1
OFGEM-CCVXXX | OFGEM - High Volume LV OHL | CV7 | No | No | LV Poles | AAA-1-393 | AAA | AAA-1 | AAA-1-2 | N/A | N/A | N/A | N/A | N/A | 1959 | N/A | N/A | N/A | N/A | N/A | 3 | 4 | 2 | 2
OFGEM-CCVXXX | OFGEM - High Volume LV OHL | CV7 | No | No | LV Poles | AAA-1-394 | AAA | AAA-1 | AAA-1-2 | N/A | N/A | N/A | N/A | N/A | 1959 | N/A | N/A | N/A | N/A | N/A | 2 | 3 | 1 | 1
OFGEM-CCVXXX | OFGEM - High Volume LV OHL | CV7 | No | No | LV Poles | AAA-1-395 | AAA | AAA-1 | AAA-1-2 | N/A | N/A | N/A | N/A | N/A | 1959 | N/A | N/A | N/A | N/A | N/A | 2 | 3 | 1 | 1
OFGEM-CCVXXX | OFGEM - High Volume LV OHL | CV7 | No | No | LV Poles | AAA-1-396 | AAA | AAA-1 | AAA-1-2 | N/A | N/A | N/A | N/A | N/A | 1959 | N/A | N/A | N/A | N/A | N/A | 2 | 3 | 1 | 1
OFGEM-CCVXXX | OFGEM - High Volume LV OHL | CV7 | No | No | LV Poles | AAA-1-397 | AAA | AAA-1 | AAA-1-2 | N/A | N/A | N/A | N/A | N/A | 1959 | N/A | N/A | N/A | N/A | N/A | 2 | 3 | 1 | 1
OFGEM-CCVXXX | OFGEM - High Volume LV OHL | CV7 | No | No | LV Poles | AAA-1-398 | AAA | AAA-1 | AAA-1-2 | N/A | N/A | N/A | N/A | N/A | 1959 | N/A | N/A | N/A | N/A | N/A | 2 | 3 | 2 | 2
OFGEM-CCVXXX | OFGEM - High Volume LV OHL | CV7 | No | No | LV Poles | AAA-1-399 | AAA | AAA-1 | AAA-1-2 | N/A | N/A | N/A | N/A | N/A | 1959 | N/A | N/A | N/A | N/A | N/A | 2 | 3 | 1 | 1
OFGEM-CCVXXX | OFGEM - High Volume LV OHL | CV7 | No | No | LV Poles | AAA-1-400 | AAA | AAA-1 | AAA-1-2 | N/A | N/A | N/A | N/A | N/A | 1959 | N/A | N/A | N/A | N/A | N/A | 2 | 3 | 1 | 1
OFGEM-CCVXXX | OFGEM - High Volume LV OHL | CV7 | No | No | LV Poles | AAA-1-401 | AAA | AAA-1 | AAA-1-2 | N/A | N/A | N/A | N/A | N/A | 1959 | N/A | N/A | N/A | N/A | N/A | 2 | 3 | 1 | 1
OFGEM-CCVXXX | OFGEM - High Volume LV OHL | CV7 | No | No | LV Poles | AAA-1-402 | AAA | AAA-1 | AAA-1-2 | N/A | N/A | N/A | N/A | N/A | 1959 | N/A | N/A | N/A | N/A | N/A | 2 | 3 | 1 | 1
OFGEM-CCVXXX | OFGEM - High Volume LV OHL | CV7 | No | No | LV Poles | AAA-1-403 | AAA | AAA-1 | AAA-1-2 | N/A | N/A | N/A | N/A | N/A | 1959 | N/A | N/A | N/A | N/A | N/A | 2 | 3 | 1 | 1
OFGEM-CCVXXX | OFGEM - High Volume LV OHL | CV7 | No | No | LV Poles | AAA-1-404 | AAA | AAA-1 | AAA-1-2 | N/A | N/A | N/A | N/A | N/A | 1959 | N/A | N/A | N/A | N/A | N/A | 2 | 3 | 1 | 1
OFGEM-CCVXXX | OFGEM - High Volume LV OHL | CV7 | No | No | LV Poles | AAA-1-405 | AAA | AAA-1 | AAA-1-2 | N/A | N/A | N/A | N/A | N/A | 1959 | N/A | N/A | N/A | N/A | N/A | 2 | 3 | 2 | 2
OFGEM-CCVXXX | OFGEM - High Volume LV OHL | CV7 | No | No | LV Poles | AAA-1-406 | AAA | AAA-1 | AAA-1-2 | N/A | N/A | N/A | N/A | N/A | 1959 | N/A | N/A | N/A | N/A | N/A | 1 | 2 | 2 | 2
OFGEM-CCVXXX | OFGEM - High Volume LV OHL | CV7 | No | No | LV Poles | AAA-1-407 | AAA | AAA-1 | AAA-1-2 | N/A | N/A | N/A | N/A | N/A | 1959 | N/A | N/A | N/A | N/A | N/A | 1 | 2 | 2 | 2
OFGEM-CCVXXX | OFGEM - High Volume LV OHL | CV7 | No | No | LV Poles | AAA-1-408 | AAA | AAA-1 | AAA-1-2 | N/A | N/A | N/A | N/A | N/A | 1959 | N/A | N/A | N/A | N/A | N/A | 1 | 2 | 2 | 2
OFGEM-CCVXXX | OFGEM - High Volume LV OHL | CV7 | No | No | LV Poles | AAA-1-409 | AAA | AAA-1 | AAA-1-2 | N/A | N/A | N/A | N/A | N/A | 1959 | N/A | N/A | N/A | N/A | N/A | 1 | 2 | 2 | 2
OFGEM-CCVXXX | OFGEM - High Volume LV OHL | CV7 | No | No | LV Poles | AAA-1-410 | AAA | AAA-1 | AAA-1-2 | N/A | N/A | N/A | N/A | N/A | 1959 | N/A | N/A | N/A | N/A | N/A | 1 | 2 | 1 | 1
OFGEM-CCVXXX | OFGEM - High Volume LV OHL | CV7 | No | No | LV Poles | AAA-1-411 | AAA | AAA-1 | AAA-1-2 | N/A | N/A | N/A | N/A | N/A | 1959 | N/A | N/A | N/A | N/A | N/A | 1 | 2 | 2 | 2
OFGEM-CCVXXX | OFGEM - High Volume LV OHL | CV7 | No | No | LV Poles | AAA-1-412 | AAA | AAA-1 | AAA-1-2 | N/A | N/A | N/A | N/A | N/A | 1959 | N/A | N/A | N/A | N/A | N/A | 1 | 2 | 1 | 1
OFGEM-CCVXXX | OFGEM - High Volume LV OHL | CV7 | No | No | LV Poles | AAA-1-413 | AAA | AAA-1 | AAA-1-2 | N/A | N/A | N/A | N/A | N/A | 1959 | N/A | N/A | N/A | N/A | N/A | 1 | 2 | 2 | 2
OFGEM-CCVXXX | OFGEM - High Volume LV OHL | CV7 | No | No | LV Poles | AAA-1-414 | AAA | AAA-1 | AAA-1-2 | N/A | N/A | N/A | N/A | N/A | 1959 | N/A | N/A | N/A | N/A | N/A | 1 | 2 | 1 | 1
OFGEM-CCVXXX | OFGEM - High Volume LV OHL | CV7 | No | No | LV Poles | AAA-1-415 | AAA | AAA-1 | AAA-1-2 | N/A | N/A | N/A | N/A | N/A | 1959 | N/A | N/A | N/A | N/A | N/A | 1 | 2 | 2 | 2
OFGEM-CCVXXX | OFGEM - High Volume LV OHL | CV7 | No | No | LV Poles | AAA-1-416 | AAA | AAA-1 | AAA-1-2 | N/A | N/A | N/A | N/A | N/A | 1959 | N/A | N/A | N/A | N/A | N/A | 3 | 4 | 1 | 1
OFGEM-CCVXXX | OFGEM - High Volume LV OHL | CV7 | No | No | LV Poles | AAA-1-417 | AAA | AAA-1 | AAA-1-2 | N/A | N/A | N/A | N/A | N/A | 1959 | N/A | N/A | N/A | N/A | N/A | 3 | 4 | 1 | 1
OFGEM-CCVXXX | OFGEM - High Volume LV OHL | CV7 | No | No | LV Poles | AAA-1-418 | AAA | AAA-1 | AAA-1-2 | N/A | N/A | N/A | N/A | N/A | 1959 | N/A | N/A | N/A | N/A | N/A | 3 | 4 | 1 | 1
OFGEM-CCVXXX | OFGEM - High Volume LV OHL | CV7 | No | No | LV Poles | AAA-1-419 | AAA | AAA-1 | AAA-1-2 | N/A | N/A | N/A | N/A | N/A | 1959 | N/A | N/A | N/A | N/A | N/A | 2 | 3 | 1 | 1
OFGEM-CCVXXX | OFGEM - High Volume LV OHL | CV7 | No | No | LV Poles | AAA-1-420 | AAA | AAA-1 | AAA-1-2 | N/A | N/A | N/A | N/A | N/A | 1959 | N/A | N/A | N/A | N/A | N/A | 1 | 2 | 1 | 1
OFGEM-CCVXXX | OFGEM - High Volume LV OHL | CV7 | No | No | LV Poles | AAA-1-421 | AAA | AAA-1 | AAA-1-2 | N/A | N/A | N/A | N/A | N/A | 1959 | N/A | N/A | N/A | N/A | N/A | 2 | 3 | 1 | 1
OFGEM-CCVXXX | OFGEM - High Volume LV OHL | CV7 | No | No | LV Poles | AAA-1-422 | AAA | AAA-1 | AAA-1-2 | N/A | N/A | N/A | N/A | N/A | 1959 | N/A | N/A | N/A | N/A | N/A | 3 | 4 | 1 | 1
OFGEM-CCVXXX | OFGEM - High Volume LV OHL | CV7 | No | No | LV Poles | AAA-1-423 | AAA | AAA-1 | AAA-1-2 | N/A | N/A | N/A | N/A | N/A | 1959 | N/A | N/A | N/A | N/A | N/A | 4 | 5 | 1 | 1
OFGEM-CCVXXX | OFGEM - High Volume LV OHL | CV7 | No | No | LV Poles | AAA-1-424 | AAA | AAA-1 | AAA-1-2 | N/A | N/A | N/A | N/A | N/A | 1959 | N/A | N/A | N/A | N/A | N/A | 4 | 5 | 1 | 1
OFGEM-CCVXXX | OFGEM - High Volume LV OHL | CV7 | No | No | LV Poles | AAA-1-425 | AAA | AAA-1 | AAA-1-2 | N/A | N/A | N/A | N/A | N/A | 1959 | N/A | N/A | N/A | N/A | N/A | 3 | 4 | 1 | 1
OFGEM-CCVXXX | OFGEM - High Volume LV OHL | CV7 | No | No | LV Poles | AAA-1-426 | AAA | AAA-1 | AAA-1-2 | N/A | N/A | N/A | N/A | N/A | 1959 | N/A | N/A | N/A | N/A | N/A | 2 | 3 | 1 | 1
OFGEM-CCVXXX | OFGEM - High Volume LV OHL | CV7 | No | No | LV Poles | AAA-1-427 | AAA | AAA-1 | AAA-1-2 | N/A | N/A | N/A | N/A | N/A | 1959 | N/A | N/A | N/A | N/A | N/A | 1 | 2 | 1 | 1
OFGEM-CCVXXX | OFGEM - High Volume LV OHL | CV7 | No | No | LV Poles | AAA-1-428 | AAA | AAA-1 | AAA-1-2 | N/A | N/A | N/A | N/A | N/A | 1959 | N/A | N/A | N/A | N/A | N/A | 2 | 3 | 2 | 2
OFGEM-CCVXXX | OFGEM - High Volume LV OHL | CV7 | No | No | LV Poles | AAA-1-429 | AAA | AAA-1 | AAA-1-2 | N/A | N/A | N/A | N/A | N/A | 1959 | N/A | N/A | N/A | N/A | N/A | 3 | 4 | 1 | 1
OFGEM-CCVXXX | OFGEM - High Volume LV OHL | CV7 | No | No | LV Poles | AAA-1-430 | AAA | AAA-1 | AAA-1-2 | N/A | N/A | N/A | N/A | N/A | 1959 | N/A | N/A | N/A | N/A | N/A | 4 | 5 | 1 | 1
OFGEM-CCVXXX | OFGEM - High Volume LV OHL | CV7 | No | No | LV Poles | AAA-1-431 | AAA | AAA-1 | AAA-1-2 | N/A | N/A | N/A | N/A | N/A | 1959 | N/A | N/A | N/A | N/A | N/A | 3 | 4 | 1 | 1
OFGEM-CCVXXX | OFGEM - High Volume LV OHL | CV7 | No | No | LV Poles | AAA-1-432 | AAA | AAA-1 | AAA-1-2 | N/A | N/A | N/A | N/A | N/A | 1959 | N/A | N/A | N/A | N/A | N/A | 2 | 3 | 1 | 1
OFGEM-CCVXXX | OFGEM - High Volume LV OHL | CV7 | No | No | LV Poles | AAA-1-433 | AAA | AAA-1 | AAA-1-2 | N/A | N/A | N/A | N/A | N/A | 1959 | N/A | N/A | N/A | N/A | N/A | 2 | 3 | 1 | 1
OFGEM-CCVXXX | OFGEM - High Volume LV OHL | CV7 | No | No | LV Poles | AAA-1-434 | AAA | AAA-1 | AAA-1-2 | N/A | N/A | N/A | N/A | N/A | 1959 | N/A | N/A | N/A | N/A | N/A | 2 | 3 | 1 | 1
OFGEM-CCVXXX | OFGEM - High Volume LV OHL | CV7 | No | No | LV Poles | AAA-1-435 | AAA | AAA-1 | AAA-1-2 | N/A | N/A | N/A | N/A | N/A | 1959 | N/A | N/A | N/A | N/A | N/A | 2 | 3 | 1 | 1
OFGEM-CCVXXX | OFGEM - High Volume LV OHL | CV7 | No | No | LV Poles | AAA-1-436 | AAA | AAA-1 | AAA-1-2 | N/A | N/A | N/A | N/A | N/A | 1959 | N/A | N/A | N/A | N/A | N/A | 2 | 3 | 2 | 2
OFGEM-CCVXXX | OFGEM - High Volume LV OHL | CV7 | No | No | LV Poles | AAA-1-437 | AAA | AAA-1 | AAA-1-2 | N/A | N/A | N/A | N/A | N/A | 1959 | N/A | N/A | N/A | N/A | N/A | 2 | 3 | 1 | 1
OFGEM-CCVXXX | OFGEM - High Volume LV OHL | CV7 | No | No | LV Poles | AAA-1-438 | AAA | AAA-1 | AAA-1-2 | N/A | N/A | N/A | N/A | N/A | 1959 | N/A | N/A | N/A | N/A | N/A | 2 | 3 | 1 | 1
OFGEM-CCVXXX | OFGEM - High Volume LV OHL | CV7 | No | No | LV Poles | AAA-1-439 | AAA | AAA-1 | AAA-1-2 | N/A | N/A | N/A | N/A | N/A | 1959 | N/A | N/A | N/A | N/A | N/A | 2 | 3 | 1 | 1
OFGEM-CCVXXX | OFGEM - High Volume LV OHL | CV7 | No | No | LV Poles | AAA-1-440 | AAA | AAA-1 | AAA-1-2 | N/A | N/A | N/A | N/A | N/A | 1959 | N/A | N/A | N/A | N/A | N/A | 2 | 3 | 1 | 1
OFGEM-CCVXXX | OFGEM - High Volume LV OHL | CV7 | No | No | LV Poles | AAA-1-441 | AAA | AAA-1 | AAA-1-2 | N/A | N/A | N/A | N/A | N/A | 1959 | N/A | N/A | N/A | N/A | N/A | 2 | 3 | 2 | 2
OFGEM-CCVXXX | OFGEM - High Volume LV OHL | CV7 | No | No | LV Poles | AAA-1-442 | AAA | AAA-1 | AAA-1-2 | N/A | N/A | N/A | N/A | N/A | 1959 | N/A | N/A | N/A | N/A | N/A | 2 | 3 | 1 | 1
OFGEM-CCVXXX | OFGEM - High Volume LV OHL | CV7 | No | No | LV Poles | AAA-1-443 | AAA | AAA-1 | AAA-1-2 | N/A | N/A | N/A | N/A | N/A | 1959 | N/A | N/A | N/A | N/A | N/A | 2 | 3 | 1 | 1
OFGEM-CCVXXX | OFGEM - High Volume LV OHL | CV7 | No | No | LV Poles | AAA-1-444 | AAA | AAA-1 | AAA-1-2 | N/A | N/A | N/A | N/A | N/A | 1959 | N/A | N/A | N/A | N/A | N/A | 1 | 2 | 1 | 1
OFGEM-CCVXXX | OFGEM - High Volume LV OHL | CV7 | No | No | LV Poles | AAA-1-445 | AAA | AAA-1 | AAA-1-2 | N/A | N/A | N/A | N/A | N/A | 1959 | N/A | N/A | N/A | N/A | N/A | 1 | 2 | 1 | 1
OFGEM-CCVXXX | OFGEM - High Volume LV OHL | CV7 | No | No | LV Poles | AAA-1-446 | AAA | AAA-1 | AAA-1-2 | N/A | N/A | N/A | N/A | N/A | 1959 | N/A | N/A | N/A | N/A | N/A | 1 | 2 | 1 | 1
OFGEM-CCVXXX | OFGEM - High Volume LV OHL | CV7 | No | No | LV Poles | AAA-1-447 | AAA | AAA-1 | AAA-1-2 | N/A | N/A | N/A | N/A | N/A | 1959 | N/A | N/A | N/A | N/A | N/A | 1 | 2 | 1 | 1
OFGEM-CCVXXX | OFGEM - High Volume LV OHL | CV7 | No | No | LV Poles | AAA-1-448 | AAA | AAA-1 | AAA-1-2 | N/A | N/A | N/A | N/A | N/A | 1959 | N/A | N/A | N/A | N/A | N/A | 1 | 2 | 2 | 2
OFGEM-CCVXXX | OFGEM - High Volume LV OHL | CV7 | No | No | LV Poles | AAA-1-449 | AAA | AAA-1 | AAA-1-2 | N/A | N/A | N/A | N/A | N/A | 1959 | N/A | N/A | N/A | N/A | N/A | 1 | 2 | 2 | 2
OFGEM-CCVXXX | OFGEM - High Volume LV OHL | CV7 | No | No | LV Poles | AAA-1-450 | AAA | AAA-1 | AAA-1-2 | N/A | N/A | N/A | N/A | N/A | 1959 | N/A | N/A | N/A | N/A | N/A | 1 | 2 | 2 | 2
OFGEM-CCVXXX | OFGEM - High Volume LV OHL | CV7 | No | No | LV Poles | AAA-1-451 | AAA | AAA-1 | AAA-1-2 | N/A | N/A | N/A | N/A | N/A | 1959 | N/A | N/A | N/A | N/A | N/A | 1 | 2 | 2 | 2
OFGEM-CCVXXX | OFGEM - High Volume LV OHL | CV7 | No | No | LV Poles | AAA-1-452 | AAA | AAA-1 | AAA-1-2 | N/A | N/A | N/A | N/A | N/A | 1959 | N/A | N/A | N/A | N/A | N/A | 1 | 2 | 2 | 2
OFGEM-CCVXXX | OFGEM - High Volume LV OHL | CV7 | No | No | LV Poles | AAA-1-453 | AAA | AAA-1 | AAA-1-2 | N/A | N/A | N/A | N/A | N/A | 1959 | N/A | N/A | N/A | N/A | N/A | 1 | 2 | 1 | 1
OFGEM-CCVXXX | OFGEM - High Volume LV OHL | CV7 | No | No | LV Poles | AAA-1-454 | AAA | AAA-1 | AAA-1-2 | N/A | N/A | N/A | N/A | N/A | 1959 | N/A | N/A | N/A | N/A | N/A | 3 | 4 | 2 | 2
OFGEM-CCVXXX | OFGEM - High Volume LV OHL | CV7 | No | No | LV Poles | AAA-1-455 | AAA | AAA-1 | AAA-1-2 | N/A | N/A | N/A | N/A | N/A | 1959 | N/A | N/A | N/A | N/A | N/A | 3 | 4 | 1 | 1
OFGEM-CCVXXX | OFGEM - High Volume LV OHL | CV7 | No | No | LV Poles | AAA-1-456 | AAA | AAA-1 | AAA-1-2 | N/A | N/A | N/A | N/A | N/A | 1959 | N/A | N/A | N/A | N/A | N/A | 3 | 4 | 2 | 2
OFGEM-CCVXXX | OFGEM - High Volume LV OHL | CV7 | No | No | LV Poles | AAA-1-457 | AAA | AAA-1 | AAA-1-2 | N/A | N/A | N/A | N/A | N/A | 1959 | N/A | N/A | N/A | N/A | N/A | 2 | 3 | 1 | 1
OFGEM-CCVXXX | OFGEM - High Volume LV OHL | CV7 | No | No | LV Poles | AAA-1-458 | AAA | AAA-1 | AAA-1-2 | N/A | N/A | N/A | N/A | N/A | 1959 | N/A | N/A | N/A | N/A | N/A | 1 | 2 | 2 | 2
OFGEM-CCVXXX | OFGEM - High Volume LV OHL | CV7 | No | No | LV Poles | AAA-1-459 | AAA | AAA-1 | AAA-1-2 | N/A | N/A | N/A | N/A | N/A | 1959 | N/A | N/A | N/A | N/A | N/A | 2 | 3 | 1 | 1
OFGEM-CCVXXX | OFGEM - High Volume LV OHL | CV7 | No | No | LV Poles | AAA-1-460 | AAA | AAA-1 | AAA-1-2 | N/A | N/A | N/A | N/A | N/A | 1959 | N/A | N/A | N/A | N/A | N/A | 3 | 4 | 1 | 1
OFGEM-CCVXXX | OFGEM - High Volume LV OHL | CV7 | No | No | LV Poles | AAA-1-461 | AAA | AAA-1 | AAA-1-2 | N/A | N/A | N/A | N/A | N/A | 1959 | N/A | N/A | N/A | N/A | N/A | 4 | 5 | 1 | 1
OFGEM-CCVXXX | OFGEM - High Volume LV OHL | CV7 | No | No | LV Poles | AAA-1-462 | AAA | AAA-1 | AAA-1-2 | N/A | N/A | N/A | N/A | N/A | 1959 | N/A | N/A | N/A | N/A | N/A | 4 | 5 | 1 | 1
OFGEM-CCVXXX | OFGEM - High Volume LV OHL | CV7 | No | No | LV Poles | AAA-1-463 | AAA | AAA-1 | AAA-1-2 | N/A | N/A | N/A | N/A | N/A | 1959 | N/A | N/A | N/A | N/A | N/A | 3 | 4 | 1 | 1
OFGEM-CCVXXX | OFGEM - High Volume LV OHL | CV7 | No | No | LV Poles | AAA-1-464 | AAA | AAA-1 | AAA-1-2 | N/A | N/A | N/A | N/A | N/A | 1959 | N/A | N/A | N/A | N/A | N/A | 2 | 3 | 1 | 1
OFGEM-CCVXXX | OFGEM - High Volume LV OHL | CV7 | No | No | LV Poles | AAA-1-465 | AAA | AAA-1 | AAA-1-2 | N/A | N/A | N/A | N/A | N/A | 1959 | N/A | N/A | N/A | N/A | N/A | 1 | 2 | 1 | 1
OFGEM-CCVXXX | OFGEM - High Volume LV OHL | CV7 | No | No | LV Poles | AAA-1-466 | AAA | AAA-1 | AAA-1-2 | N/A | N/A | N/A | N/A | N/A | 1959 | N/A | N/A | N/A | N/A | N/A | 2 | 3 | 1 | 1
OFGEM-CCVXXX | OFGEM - High Volume LV OHL | CV7 | No | No | LV Poles | AAA-1-467 | AAA | AAA-1 | AAA-1-2 | N/A | N/A | N/A | N/A | N/A | 1959 | N/A | N/A | N/A | N/A | N/A | 3 | 4 | 1 | 1
OFGEM-CCVXXX | OFGEM - High Volume LV OHL | CV7 | No | No | LV Poles | AAA-1-468 | AAA | AAA-1 | AAA-1-2 | N/A | N/A | N/A | N/A | N/A | 1959 | N/A | N/A | N/A | N/A | N/A | 4 | 5 | 1 | 1
OFGEM-CCVXXX | OFGEM - High Volume LV OHL | CV7 | No | No | LV Poles | AAA-1-469 | AAA | AAA-1 | AAA-1-2 | N/A | N/A | N/A | N/A | N/A | 1959 | N/A | N/A | N/A | N/A | N/A | 3 | 4 | 1 | 1
OFGEM-CCVXXX | OFGEM - High Volume LV OHL | CV7 | No | No | LV Poles | AAA-1-470 | AAA | AAA-1 | AAA-1-2 | N/A | N/A | N/A | N/A | N/A | 1959 | N/A | N/A | N/A | N/A | N/A | 2 | 3 | 1 | 1
OFGEM-CCVXXX | OFGEM - High Volume LV OHL | CV7 | No | No | LV Poles | AAA-1-471 | AAA | AAA-1 | AAA-1-2 | N/A | N/A | N/A | N/A | N/A | 1959 | N/A | N/A | N/A | N/A | N/A | 2 | 3 | 2 | 2
OFGEM-CCVXXX | OFGEM - High Volume LV OHL | CV7 | No | No | LV Poles | AAA-1-472 | AAA | AAA-1 | AAA-1-2 | N/A | N/A | N/A | N/A | N/A | 1959 | N/A | N/A | N/A | N/A | N/A | 2 | 3 | 1 | 1
OFGEM-CCVXXX | OFGEM - High Volume LV OHL | CV7 | No | No | LV Poles | AAA-1-473 | AAA | AAA-1 | AAA-1-2 | N/A | N/A | N/A | N/A | N/A | 1959 | N/A | N/A | N/A | N/A | N/A | 2 | 3 | 1 | 1
OFGEM-CCVXXX | OFGEM - High Volume LV OHL | CV7 | No | No | LV Poles | AAA-1-474 | AAA | AAA-1 | AAA-1-2 | N/A | N/A | N/A | N/A | N/A | 1959 | N/A | N/A | N/A | N/A | N/A | 2 | 3 | 1 | 1
OFGEM-CCVXXX | OFGEM - High Volume LV OHL | CV7 | No | No | LV Poles | AAA-1-475 | AAA | AAA-1 | AAA-1-2 | N/A | N/A | N/A | N/A | N/A | 1959 | N/A | N/A | N/A | N/A | N/A | 2 | 3 | 1 | 1
OFGEM-CCVXXX | OFGEM - High Volume LV OHL | CV7 | No | No | LV Poles | AAA-1-476 | AAA | AAA-1 | AAA-1-2 | N/A | N/A | N/A | N/A | N/A | 1959 | N/A | N/A | N/A | N/A | N/A | 2 | 3 | 1 | 1
OFGEM-CCVXXX | OFGEM - High Volume LV OHL | CV7 | No | No | LV Poles | AAA-1-477 | AAA | AAA-1 | AAA-1-2 | N/A | N/A | N/A | N/A | N/A | 1959 | N/A | N/A | N/A | N/A | N/A | 2 | 3 | 1 | 1
OFGEM-CCVXXX | OFGEM - High Volume LV OHL | CV7 | No | No | LV Poles | AAA-1-478 | AAA | AAA-1 | AAA-1-2 | N/A | N/A | N/A | N/A | N/A | 1959 | N/A | N/A | N/A | N/A | N/A | 2 | 3 | 1 | 1
OFGEM-CCVXXX | OFGEM - High Volume LV OHL | CV7 | No | No | LV Poles | AAA-1-479 | AAA | AAA-1 | AAA-1-2 | N/A | N/A | N/A | N/A | N/A | 1959 | N/A | N/A | N/A | N/A | N/A | 2 | 3 | 2 | 2
OFGEM-CCVXXX | OFGEM - High Volume LV OHL | CV7 | No | No | LV Poles | AAA-1-480 | AAA | AAA-1 | AAA-1-2 | N/A | N/A | N/A | N/A | N/A | 1959 | N/A | N/A | N/A | N/A | N/A | 2 | 3 | 1 | 1
OFGEM-CCVXXX | OFGEM - High Volume LV OHL | CV7 | No | No | LV Poles | AAA-1-481 | AAA | AAA-1 | AAA-1-2 | N/A | N/A | N/A | N/A | N/A | 1959 | N/A | N/A | N/A | N/A | N/A | 2 | 3 | 1 | 1
OFGEM-CCVXXX | OFGEM - High Volume LV OHL | CV7 | No | No | LV Poles | AAA-1-482 | AAA | AAA-1 | AAA-1-2 | N/A | N/A | N/A | N/A | N/A | 1959 | N/A | N/A | N/A | N/A | N/A | 1 | 2 | 1 | 1
OFGEM-CCVXXX | OFGEM - High Volume LV OHL | CV7 | No | No | LV Poles | AAA-1-483 | AAA | AAA-1 | AAA-1-2 | N/A | N/A | N/A | N/A | N/A | 1959 | N/A | N/A | N/A | N/A | N/A | 1 | 2 | 1 | 1
OFGEM-CCVXXX | OFGEM - High Volume LV OHL | CV7 | No | No | LV Poles | AAA-1-484 | AAA | AAA-1 | AAA-1-2 | N/A | N/A | N/A | N/A | N/A | 1959 | N/A | N/A | N/A | N/A | N/A | 1 | 2 | 2 | 2
OFGEM-CCVXXX | OFGEM - High Volume LV OHL | CV7 | No | No | LV Poles | AAA-1-485 | AAA | AAA-1 | AAA-1-2 | N/A | N/A | N/A | N/A | N/A | 1959 | N/A | N/A | N/A | N/A | N/A | 1 | 2 | 1 | 1
OFGEM-CCVXXX | OFGEM - High Volume LV OHL | CV7 | No | No | LV Poles | AAA-1-486 | AAA | AAA-1 | AAA-1-2 | N/A | N/A | N/A | N/A | N/A | 1959 | N/A | N/A | N/A | N/A | N/A | 1 | 2 | 1 | 1
OFGEM-CCVXXX | OFGEM - High Volume LV OHL | CV7 | No | No | LV Poles | AAA-1-487 | AAA | AAA-1 | AAA-1-2 | N/A | N/A | N/A | N/A | N/A | 1959 | N/A | N/A | N/A | N/A | N/A | 1 | 2 | 1 | 1
OFGEM-CCVXXX | OFGEM - High Volume LV OHL | CV7 | No | No | LV Poles | AAA-1-488 | AAA | AAA-1 | AAA-1-2 | N/A | N/A | N/A | N/A | N/A | 1959 | N/A | N/A | N/A | N/A | N/A | 1 | 2 | 1 | 1
OFGEM-CCVXXX | OFGEM - High Volume LV OHL | CV7 | No | No | LV Poles | AAA-1-489 | AAA | AAA-1 | AAA-1-2 | N/A | N/A | N/A | N/A | N/A | 1959 | N/A | N/A | N/A | N/A | N/A | 1 | 2 | 1 | 1
OFGEM-CCVXXX | OFGEM - High Volume LV OHL | CV7 | No | No | LV Poles | AAA-1-490 | AAA | AAA-1 | AAA-1-2 | N/A | N/A | N/A | N/A | N/A | 1959 | N/A | N/A | N/A | N/A | N/A | 1 | 2 | 1 | 1
OFGEM-CCVXXX | OFGEM - High Volume LV OHL | CV7 | No | No | LV Poles | AAA-1-491 | AAA | AAA-1 | AAA-1-2 | N/A | N/A | N/A | N/A | N/A | 1959 | N/A | N/A | N/A | N/A | N/A | 1 | 2 | 2 | 2
OFGEM-CCVXXX | OFGEM - High Volume LV OHL | CV7 | No | No | LV Poles | AAA-1-492 | AAA | AAA-1 | AAA-1-2 | N/A | N/A | N/A | N/A | N/A | 1959 | N/A | N/A | N/A | N/A | N/A | 3 | 4 | 2 | 2
OFGEM-CCVXXX | OFGEM - High Volume LV OHL | CV7 | No | No | LV Poles | AAA-1-493 | AAA | AAA-1 | AAA-1-2 | N/A | N/A | N/A | N/A | N/A | 1959 | N/A | N/A | N/A | N/A | N/A | 3 | 4 | 2 | 2
OFGEM-CCVXXX | OFGEM - High Volume LV OHL | CV7 | No | No | LV Poles | AAA-1-494 | AAA | AAA-1 | AAA-1-2 | N/A | N/A | N/A | N/A | N/A | 1959 | N/A | N/A | N/A | N/A | N/A | 3 | 4 | 2 | 2
OFGEM-CCVXXX | OFGEM - High Volume LV OHL | CV7 | No | No | LV Poles | AAA-1-495 | AAA | AAA-1 | AAA-1-2 | N/A | N/A | N/A | N/A | N/A | 1959 | N/A | N/A | N/A | N/A | N/A | 2 | 3 | 2 | 2
OFGEM-CCVXXX | OFGEM - High Volume LV OHL | CV7 | No | No | LV Poles | AAA-1-496 | AAA | AAA-1 | AAA-1-2 | N/A | N/A | N/A | N/A | N/A | 1959 | N/A | N/A | N/A | N/A | N/A | 1 | 2 | 1 | 1
OFGEM-CCVXXX | OFGEM - High Volume LV OHL | CV7 | No | No | LV Poles | AAA-1-497 | AAA | AAA-1 | AAA-1-2 | N/A | N/A | N/A | N/A | N/A | 1959 | N/A | N/A | N/A | N/A | N/A | 2 | 3 | 2 | 2
OFGEM-CCVXXX | OFGEM - High Volume LV OHL | CV7 | No | No | LV Poles | AAA-1-498 | AAA | AAA-1 | AAA-1-2 | N/A | N/A | N/A | N/A | N/A | 1959 | N/A | N/A | N/A | N/A | N/A | 3 | 4 | 1 | 1
OFGEM-CCVXXX | OFGEM - High Volume LV OHL | CV7 | No | No | LV Poles | AAA-1-499 | AAA | AAA-1 | AAA-1-2 | N/A | N/A | N/A | N/A | N/A | 1959 | N/A | N/A | N/A | N/A | N/A | 4 | 5 | 2 | 2
OFGEM-CCVXXX | OFGEM - High Volume LV OHL | CV7 | No | No | LV Poles | AAA-1-500 | AAA | AAA-1 | AAA-1-2 | N/A | N/A | N/A | N/A | N/A | 1959 | N/A | N/A | N/A | N/A | N/A | 4 | 5 | 1 | 1
OFGEM-CCVXXX | OFGEM - High Volume LV OHL | CV7 | No | No | LV Poles | AAA-1-501 | AAA | AAA-1 | AAA-1-2 | N/A | N/A | N/A | N/A | N/A | 1959 | N/A | N/A | N/A | N/A | N/A | 3 | 4 | 2 | 2
OFGEM-CCVXXX | OFGEM - High Volume LV OHL | CV7 | No | No | LV Poles | AAA-1-502 | AAA | AAA-1 | AAA-1-2 | N/A | N/A | N/A | N/A | N/A | 1959 | N/A | N/A | N/A | N/A | N/A | 2 | 3 | 1 | 1
OFGEM-CCVXXX | OFGEM - High Volume LV OHL | CV7 | No | No | LV Poles | AAA-1-503 | AAA | AAA-1 | AAA-1-2 | N/A | N/A | N/A | N/A | N/A | 1959 | N/A | N/A | N/A | N/A | N/A | 1 | 2 | 1 | 1
OFGEM-CCVXXX | OFGEM - High Volume LV OHL | CV7 | No | No | LV Poles | AAA-1-504 | AAA | AAA-1 | AAA-1-2 | N/A | N/A | N/A | N/A | N/A | 1959 | N/A | N/A | N/A | N/A | N/A | 2 | 3 | 1 | 1
OFGEM-CCVXXX | OFGEM - High Volume LV OHL | CV7 | No | No | LV Poles | AAA-1-505 | AAA | AAA-1 | AAA-1-2 | N/A | N/A | N/A | N/A | N/A | 1959 | N/A | N/A | N/A | N/A | N/A | 3 | 4 | 1 | 1
OFGEM-CCVXXX | OFGEM - High Volume LV OHL | CV7 | No | No | LV Poles | AAA-1-506 | AAA | AAA-1 | AAA-1-2 | N/A | N/A | N/A | N/A | N/A | 1959 | N/A | N/A | N/A | N/A | N/A | 4 | 5 | 1 | 1
OFGEM-CCVXXX | OFGEM - High Volume LV OHL | CV7 | No | No | LV Poles | AAA-1-507 | AAA | AAA-1 | AAA-1-2 | N/A | N/A | N/A | N/A | N/A | 1959 | N/A | N/A | N/A | N/A | N/A | 3 | 4 | 1 | 1
OFGEM-CCVXXX | OFGEM - High Volume LV OHL | CV7 | No | No | LV Poles | AAA-1-508 | AAA | AAA-1 | AAA-1-2 | N/A | N/A | N/A | N/A | N/A | 1959 | N/A | N/A | N/A | N/A | N/A | 2 | 3 | 1 | 1
OFGEM-CCVXXX | OFGEM - High Volume LV OHL | CV7 | No | No | LV Poles | AAA-1-509 | AAA | AAA-1 | AAA-1-2 | N/A | N/A | N/A | N/A | N/A | 1959 | N/A | N/A | N/A | N/A | N/A | 2 | 3 | 1 | 1
OFGEM-CCVXXX | OFGEM - High Volume LV OHL | CV7 | No | No | LV Poles | AAA-1-510 | AAA | AAA-1 | AAA-1-2 | N/A | N/A | N/A | N/A | N/A | 1959 | N/A | N/A | N/A | N/A | N/A | 2 | 3 | 1 | 1
OFGEM-CCVXXX | OFGEM - High Volume LV OHL | CV7 | No | No | LV Poles | AAA-1-511 | AAA | AAA-1 | AAA-1-2 | N/A | N/A | N/A | N/A | N/A | 1959 | N/A | N/A | N/A | N/A | N/A | 2 | 3 | 1 | 1
OFGEM-CCVXXX | OFGEM - High Volume LV OHL | CV7 | No | No | LV Poles | AAA-1-512 | AAA | AAA-1 | AAA-1-2 | N/A | N/A | N/A | N/A | N/A | 1959 | N/A | N/A | N/A | N/A | N/A | 2 | 3 | 1 | 1
OFGEM-CCVXXX | OFGEM - High Volume LV OHL | CV7 | No | No | LV Poles | AAA-1-513 | AAA | AAA-1 | AAA-1-2 | N/A | N/A | N/A | N/A | N/A | 1959 | N/A | N/A | N/A | N/A | N/A | 2 | 3 | 1 | 1
OFGEM-CCVXXX | OFGEM - High Volume LV OHL | CV7 | No | No | LV Poles | AAA-1-514 | AAA | AAA-1 | AAA-1-2 | N/A | N/A | N/A | N/A | N/A | 1959 | N/A | N/A | N/A | N/A | N/A | 2 | 3 | 2 | 2
OFGEM-CCVXXX | OFGEM - High Volume LV OHL | CV7 | No | No | LV Poles | AAA-1-515 | AAA | AAA-1 | AAA-1-2 | N/A | N/A | N/A | N/A | N/A | 1959 | N/A | N/A | N/A | N/A | N/A | 2 | 3 | 1 | 1
OFGEM-CCVXXX | OFGEM - High Volume LV OHL | CV7 | No | No | LV Poles | AAA-1-516 | AAA | AAA-1 | AAA-1-2 | N/A | N/A | N/A | N/A | N/A | 1959 | N/A | N/A | N/A | N/A | N/A | 2 | 3 | 1 | 1
OFGEM-CCVXXX | OFGEM - High Volume LV OHL | CV7 | No | No | LV Poles | AAA-1-517 | AAA | AAA-1 | AAA-1-2 | N/A | N/A | N/A | N/A | N/A | 1959 | N/A | N/A | N/A | N/A | N/A | 2 | 3 | 1 | 1
OFGEM-CCVXXX | OFGEM - High Volume LV OHL | CV7 | No | No | LV Poles | AAA-1-518 | AAA | AAA-1 | AAA-1-2 | N/A | N/A | N/A | N/A | N/A | 1959 | N/A | N/A | N/A | N/A | N/A | 2 | 3 | 1 | 1
OFGEM-CCVXXX | OFGEM - High Volume LV OHL | CV7 | No | No | LV Poles | AAA-1-519 | AAA | AAA-1 | AAA-1-2 | N/A | N/A | N/A | N/A | N/A | 1959 | N/A | N/A | N/A | N/A | N/A | 2 | 3 | 1 | 1
OFGEM-CCVXXX | OFGEM - High Volume LV OHL | CV7 | No | No | LV Poles | AAA-1-520 | AAA | AAA-1 | AAA-1-2 | N/A | N/A | N/A | N/A | N/A | 1959 | N/A | N/A | N/A | N/A | N/A | 1 | 2 | 1 | 1
OFGEM-CCVXXX | OFGEM - High Volume LV OHL | CV7 | No | No | LV Poles | AAA-1-521 | AAA | AAA-1 | AAA-1-2 | N/A | N/A | N/A | N/A | N/A | 1959 | N/A | N/A | N/A | N/A | N/A | 1 | 2 | 1 | 1
OFGEM-CCVXXX | OFGEM - High Volume LV OHL | CV7 | No | No | LV Poles | AAA-1-522 | AAA | AAA-1 | AAA-1-2 | N/A | N/A | N/A | N/A | N/A | 1959 | N/A | N/A | N/A | N/A | N/A | 1 | 2 | 2 | 2
OFGEM-CCVXXX | OFGEM - High Volume LV OHL | CV7 | No | No | LV Poles | AAA-1-523 | AAA | AAA-1 | AAA-1-2 | N/A | N/A | N/A | N/A | N/A | 1959 | N/A | N/A | N/A | N/A | N/A | 1 | 2 | 1 | 1
OFGEM-CCVXXX | OFGEM - High Volume LV OHL | CV7 | No | No | LV Poles | AAA-1-524 | AAA | AAA-1 | AAA-1-2 | N/A | N/A | N/A | N/A | N/A | 1959 | N/A | N/A | N/A | N/A | N/A | 1 | 2 | 1 | 1
OFGEM-CCVXXX | OFGEM - High Volume LV OHL | CV7 | No | No | LV Poles | AAA-1-525 | AAA | AAA-1 | AAA-1-2 | N/A | N/A | N/A | N/A | N/A | 1959 | N/A | N/A | N/A | N/A | N/A | 1 | 2 | 1 | 1
OFGEM-CCVXXX | OFGEM - High Volume LV OHL | CV7 | No | No | LV Poles | AAA-1-526 | AAA | AAA-1 | AAA-1-2 | N/A | N/A | N/A | N/A | N/A | 1959 | N/A | N/A | N/A | N/A | N/A | 1 | 2 | 1 | 1
OFGEM-CCVXXX | OFGEM - High Volume LV OHL | CV7 | No | No | LV Poles | AAA-1-527 | AAA | AAA-1 | AAA-1-2 | N/A | N/A | N/A | N/A | N/A | 1959 | N/A | N/A | N/A | N/A | N/A | 1 | 2 | 2 | 2
OFGEM-CCVXXX | OFGEM - High Volume LV OHL | CV7 | No | No | LV Poles | AAA-1-528 | AAA | AAA-1 | AAA-1-2 | N/A | N/A | N/A | N/A | N/A | 1959 | N/A | N/A | N/A | N/A | N/A | 1 | 2 | 1 | 1
OFGEM-CCVXXX | OFGEM - High Volume LV OHL | CV7 | No | No | LV Poles | AAA-1-529 | AAA | AAA-1 | AAA-1-2 | N/A | N/A | N/A | N/A | N/A | 1959 | N/A | N/A | N/A | N/A | N/A | 1 | 2 | 1 | 1
OFGEM-CCVXXX | OFGEM - High Volume LV OHL | CV7 | No | No | LV Poles | AAA-1-530 | AAA | AAA-1 | AAA-1-2 | N/A | N/A | N/A | N/A | N/A | 1959 | N/A | N/A | N/A | N/A | N/A | 3 | 4 | 1 | 1
OFGEM-CCVXXX | OFGEM - High Volume LV OHL | CV7 | No | No | LV Poles | AAA-1-531 | AAA | AAA-1 | AAA-1-2 | N/A | N/A | N/A | N/A | N/A | 1959 | N/A | N/A | N/A | N/A | N/A | 3 | 4 | 1 | 1
OFGEM-CCVXXX | OFGEM - High Volume LV OHL | CV7 | No | No | LV Poles | AAA-1-532 | AAA | AAA-1 | AAA-1-2 | N/A | N/A | N/A | N/A | N/A | 1959 | N/A | N/A | N/A | N/A | N/A | 3 | 4 | 1 | 1
OFGEM-CCVXXX | OFGEM - High Volume LV OHL | CV7 | No | No | LV Poles | AAA-1-533 | AAA | AAA-1 | AAA-1-2 | N/A | N/A | N/A | N/A | N/A | 1959 | N/A | N/A | N/A | N/A | N/A | 2 | 3 | 1 | 1
OFGEM-CCVXXX | OFGEM - High Volume LV OHL | CV7 | No | No | LV Poles | AAA-1-534 | AAA | AAA-1 | AAA-1-2 | N/A | N/A | N/A | N/A | N/A | 1959 | N/A | N/A | N/A | N/A | N/A | 1 | 2 | 2 | 2
OFGEM-CCVXXX | OFGEM - High Volume LV OHL | CV7 | No | No | LV Poles | AAA-1-535 | AAA | AAA-1 | AAA-1-2 | N/A | N/A | N/A | N/A | N/A | 1959 | N/A | N/A | N/A | N/A | N/A | 2 | 3 | 2 | 2
OFGEM-CCVXXX | OFGEM - High Volume LV OHL | CV7 | No | No | LV Poles | AAA-1-536 | AAA | AAA-1 | AAA-1-2 | N/A | N/A | N/A | N/A | N/A | 1959 | N/A | N/A | N/A | N/A | N/A | 3 | 4 | 2 | 2
OFGEM-CCVXXX | OFGEM - High Volume LV OHL | CV7 | No | No | LV Poles | AAA-1-537 | AAA | AAA-1 | AAA-1-2 | N/A | N/A | N/A | N/A | N/A | 1959 | N/A | N/A | N/A | N/A | N/A | 4 | 5 | 2 | 2
OFGEM-CCVXXX | OFGEM - High Volume LV OHL | CV7 | No | No | LV Poles | AAA-1-538 | AAA | AAA-1 | AAA-1-2 | N/A | N/A | N/A | N/A | N/A | 1959 | N/A | N/A | N/A | N/A | N/A | 4 | 5 | 2 | 2
OFGEM-CCVXXX | OFGEM - High Volume LV OHL | CV7 | No | No | LV Poles | AAA-1-539 | AAA | AAA-1 | AAA-1-2 | N/A | N/A | N/A | N/A | N/A | 1959 | N/A | N/A | N/A | N/A | N/A | 3 | 4 | 1 | 1
OFGEM-CCVXXX | OFGEM - High Volume LV OHL | CV7 | No | No | LV Poles | AAA-1-540 | AAA | AAA-1 | AAA-1-2 | N/A | N/A | N/A | N/A | N/A | 1959 | N/A | N/A | N/A | N/A | N/A | 2 | 3 | 2 | 2
OFGEM-CCVXXX | OFGEM - High Volume LV OHL | CV7 | No | No | LV Poles | AAA-1-541 | AAA | AAA-1 | AAA-1-2 | N/A | N/A | N/A | N/A | N/A | 1959 | N/A | N/A | N/A | N/A | N/A | 1 | 2 | 1 | 1
OFGEM-CCVXXX | OFGEM - High Volume LV OHL | CV7 | No | No | LV Poles | AAA-1-542 | AAA | AAA-1 | AAA-1-2 | N/A | N/A | N/A | N/A | N/A | 1959 | N/A | N/A | N/A | N/A | N/A | 2 | 3 | 2 | 2
OFGEM-CCVXXX | OFGEM - High Volume LV OHL | CV7 | No | No | LV Poles | AAA-1-543 | AAA | AAA-1 | AAA-1-2 | N/A | N/A | N/A | N/A | N/A | 1959 | N/A | N/A | N/A | N/A | N/A | 3 | 4 | 1 | 1
OFGEM-CCVXXX | OFGEM - High Volume LV OHL | CV7 | No | No | LV Poles | AAA-1-544 | AAA | AAA-1 | AAA-1-2 | N/A | N/A | N/A | N/A | N/A | 1959 | N/A | N/A | N/A | N/A | N/A | 4 | 5 | 2 | 2
OFGEM-CCVXXX | OFGEM - High Volume LV OHL | CV7 | No | No | LV Poles | AAA-1-545 | AAA | AAA-1 | AAA-1-2 | N/A | N/A | N/A | N/A | N/A | 1959 | N/A | N/A | N/A | N/A | N/A | 3 | 4 | 1 | 1
OFGEM-CCVXXX | OFGEM - High Volume LV OHL | CV7 | No | No | LV Poles | AAA-1-546 | AAA | AAA-1 | AAA-1-2 | N/A | N/A | N/A | N/A | N/A | 1959 | N/A | N/A | N/A | N/A | N/A | 2 | 3 | 1 | 1
OFGEM-CCVXXX | OFGEM - High Volume LV OHL | CV7 | No | No | LV Poles | AAA-1-547 | AAA | AAA-1 | AAA-1-2 | N/A | N/A | N/A | N/A | N/A | 1959 | N/A | N/A | N/A | N/A | N/A | 2 | 3 | 1 | 1
OFGEM-CCVXXX | OFGEM - High Volume LV OHL | CV7 | No | No | LV Poles | AAA-1-548 | AAA | AAA-1 | AAA-1-2 | N/A | N/A | N/A | N/A | N/A | 1959 | N/A | N/A | N/A | N/A | N/A | 2 | 3 | 1 | 1
OFGEM-CCVXXX | OFGEM - High Volume LV OHL | CV7 | No | No | LV Poles | AAA-1-549 | AAA | AAA-1 | AAA-1-2 | N/A | N/A | N/A | N/A | N/A | 1959 | N/A | N/A | N/A | N/A | N/A | 2 | 3 | 1 | 1
OFGEM-CCVXXX | OFGEM - High Volume LV OHL | CV7 | No | No | LV Poles | AAA-1-550 | AAA | AAA-1 | AAA-1-2 | N/A | N/A | N/A | N/A | N/A | 1959 | N/A | N/A | N/A | N/A | N/A | 2 | 3 | 1 | 1
OFGEM-CCVXXX | OFGEM - High Volume LV OHL | CV7 | No | No | LV Poles | AAA-1-551 | AAA | AAA-1 | AAA-1-2 | N/A | N/A | N/A | N/A | N/A | 1959 | N/A | N/A | N/A | N/A | N/A | 2 | 3 | 1 | 1
OFGEM-CCVXXX | OFGEM - High Volume LV OHL | CV7 | No | No | LV Poles | AAA-1-552 | AAA | AAA-1 | AAA-1-2 | N/A | N/A | N/A | N/A | N/A | 1959 | N/A | N/A | N/A | N/A | N/A | 2 | 3 | 1 | 1
OFGEM-CCVXXX | OFGEM - High Volume LV OHL | CV7 | No | No | LV Poles | AAA-1-553 | AAA | AAA-1 | AAA-1-2 | N/A | N/A | N/A | N/A | N/A | 1959 | N/A | N/A | N/A | N/A | N/A | 2 | 3 | 1 | 1
OFGEM-CCVXXX | OFGEM - High Volume LV OHL | CV7 | No | No | LV Poles | AAA-1-554 | AAA | AAA-1 | AAA-1-2 | N/A | N/A | N/A | N/A | N/A | 1959 | N/A | N/A | N/A | N/A | N/A | 2 | 3 | 1 | 1
OFGEM-CCVXXX | OFGEM - High Volume LV OHL | CV7 | No | No | LV Poles | AAA-1-555 | AAA | AAA-1 | AAA-1-2 | N/A | N/A | N/A | N/A | N/A | 1959 | N/A | N/A | N/A | N/A | N/A | 2 | 3 | 1 | 1
OFGEM-CCVXXX | OFGEM - High Volume LV OHL | CV7 | No | No | LV Poles | AAA-1-556 | AAA | AAA-1 | AAA-1-2 | N/A | N/A | N/A | N/A | N/A | 1959 | N/A | N/A | N/A | N/A | N/A | 2 | 3 | 1 | 1
OFGEM-CCVXXX | OFGEM - High Volume LV OHL | CV7 | No | No | LV Poles | AAA-1-557 | AAA | AAA-1 | AAA-1-2 | N/A | N/A | N/A | N/A | N/A | 1959 | N/A | N/A | N/A | N/A | N/A | 2 | 3 | 2 | 2
OFGEM-CCVXXX | OFGEM - High Volume LV OHL | CV7 | No | No | LV Poles | AAA-1-558 | AAA | AAA-1 | AAA-1-2 | N/A | N/A | N/A | N/A | N/A | 1959 | N/A | N/A | N/A | N/A | N/A | 1 | 2 | 1 | 1
OFGEM-CCVXXX | OFGEM - High Volume LV OHL | CV7 | No | No | LV Poles | AAA-1-559 | AAA | AAA-1 | AAA-1-2 | N/A | N/A | N/A | N/A | N/A | 1959 | N/A | N/A | N/A | N/A | N/A | 1 | 2 | 1 | 1
OFGEM-CCVXXX | OFGEM - High Volume LV OHL | CV7 | No | No | LV Poles | AAA-1-560 | AAA | AAA-1 | AAA-1-2 | N/A | N/A | N/A | N/A | N/A | 1959 | N/A | N/A | N/A | N/A | N/A | 1 | 2 | 1 | 1
OFGEM-CCVXXX | OFGEM - High Volume LV OHL | CV7 | No | No | LV Poles | AAA-1-561 | AAA | AAA-1 | AAA-1-2 | N/A | N/A | N/A | N/A | N/A | 1959 | N/A | N/A | N/A | N/A | N/A | 1 | 2 | 1 | 1
OFGEM-CCVXXX | OFGEM - High Volume LV OHL | CV7 | No | No | LV Poles | AAA-1-562 | AAA | AAA-1 | AAA-1-2 | N/A | N/A | N/A | N/A | N/A | 1959 | N/A | N/A | N/A | N/A | N/A | 1 | 2 | 1 | 1
OFGEM-CCVXXX | OFGEM - High Volume LV OHL | CV7 | No | No | LV Poles | AAA-1-563 | AAA | AAA-1 | AAA-1-2 | N/A | N/A | N/A | N/A | N/A | 1959 | N/A | N/A | N/A | N/A | N/A | 1 | 2 | 1 | 1
OFGEM-CCVXXX | OFGEM - High Volume LV OHL | CV7 | No | No | LV Poles | AAA-1-564 | AAA | AAA-1 | AAA-1-2 | N/A | N/A | N/A | N/A | N/A | 1959 | N/A | N/A | N/A | N/A | N/A | 1 | 2 | 1 | 1
OFGEM-CCVXXX | OFGEM - High Volume LV OHL | CV7 | No | No | LV Poles | AAA-1-565 | AAA | AAA-1 | AAA-1-2 | N/A | N/A | N/A | N/A | N/A | 1959 | N/A | N/A | N/A | N/A | N/A | 1 | 2 | 2 | 2
OFGEM-CCVXXX | OFGEM - High Volume LV OHL | CV7 | No | No | LV Poles | AAA-1-566 | AAA | AAA-1 | AAA-1-2 | N/A | N/A | N/A | N/A | N/A | 1959 | N/A | N/A | N/A | N/A | N/A | 1 | 2 | 1 | 1
OFGEM-CCVXXX | OFGEM - High Volume LV OHL | CV7 | No | No | LV Poles | AAA-1-567 | AAA | AAA-1 | AAA-1-2 | N/A | N/A | N/A | N/A | N/A | 1959 | N/A | N/A | N/A | N/A | N/A | 1 | 2 | 1 | 1
OFGEM-CCVXXX | OFGEM - High Volume LV OHL | CV7 | No | No | LV Poles | AAA-1-568 | AAA | AAA-1 | AAA-1-2 | N/A | N/A | N/A | N/A | N/A | 1959 | N/A | N/A | N/A | N/A | N/A | 3 | 4 | 1 | 1
OFGEM-CCVXXX | OFGEM - High Volume LV OHL | CV7 | No | No | LV Poles | AAA-1-569 | AAA | AAA-1 | AAA-1-2 | N/A | N/A | N/A | N/A | N/A | 1959 | N/A | N/A | N/A | N/A | N/A | 3 | 4 | 1 | 1
OFGEM-CCVXXX | OFGEM - High Volume LV OHL | CV7 | No | No | LV Poles | AAA-1-570 | AAA | AAA-1 | AAA-1-2 | N/A | N/A | N/A | N/A | N/A | 1959 | N/A | N/A | N/A | N/A | N/A | 3 | 4 | 2 | 2
OFGEM-CCVXXX | OFGEM - High Volume LV OHL | CV7 | No | No | LV Poles | AAA-1-571 | AAA | AAA-1 | AAA-1-2 | N/A | N/A | N/A | N/A | N/A | 1959 | N/A | N/A | N/A | N/A | N/A | 2 | 3 | 1 | 1
OFGEM-CCVXXX | OFGEM - High Volume LV OHL | CV7 | No | No | LV Poles | AAA-1-572 | AAA | AAA-1 | AAA-1-2 | N/A | N/A | N/A | N/A | N/A | 1959 | N/A | N/A | N/A | N/A | N/A | 1 | 2 | 1 | 1
OFGEM-CCVXXX | OFGEM - High Volume LV OHL | CV7 | No | No | LV Poles | AAA-1-573 | AAA | AAA-1 | AAA-1-2 | N/A | N/A | N/A | N/A | N/A | 1959 | N/A | N/A | N/A | N/A | N/A | 2 | 3 | 1 | 1
OFGEM-CCVXXX | OFGEM - High Volume LV OHL | CV7 | No | No | LV Poles | AAA-1-574 | AAA | AAA-1 | AAA-1-2 | N/A | N/A | N/A | N/A | N/A | 1959 | N/A | N/A | N/A | N/A | N/A | 3 | 4 | 1 | 1
OFGEM-CCVXXX | OFGEM - High Volume LV OHL | CV7 | No | No | LV Poles | AAA-1-575 | AAA | AAA-1 | AAA-1-2 | N/A | N/A | N/A | N/A | N/A | 1959 | N/A | N/A | N/A | N/A | N/A | 4 | 5 | 1 | 1
OFGEM-CCVXXX | OFGEM - High Volume LV OHL | CV7 | No | No | LV Poles | AAA-1-576 | AAA | AAA-1 | AAA-1-2 | N/A | N/A | N/A | N/A | N/A | 1959 | N/A | N/A | N/A | N/A | N/A | 4 | 5 | 1 | 1
OFGEM-CCVXXX | OFGEM - High Volume LV OHL | CV7 | No | No | LV Poles | AAA-1-577 | AAA | AAA-1 | AAA-1-2 | N/A | N/A | N/A | N/A | N/A | 1959 | N/A | N/A | N/A | N/A | N/A | 3 | 4 | 2 | 2
OFGEM-CCVXXX | OFGEM - High Volume LV OHL | CV7 | No | No | LV Poles | AAA-1-578 | AAA | AAA-1 | AAA-1-2 | N/A | N/A | N/A | N/A | N/A | 1959 | N/A | N/A | N/A | N/A | N/A | 2 | 3 | 2 | 2
OFGEM-CCVXXX | OFGEM - High Volume LV OHL | CV7 | No | No | LV Poles | AAA-1-579 | AAA | AAA-1 | AAA-1-2 | N/A | N/A | N/A | N/A | N/A | 1959 | N/A | N/A | N/A | N/A | N/A | 1 | 2 | 2 | 2
OFGEM-CCVXXX | OFGEM - High Volume LV OHL | CV7 | No | No | LV Poles | AAA-1-580 | AAA | AAA-1 | AAA-1-2 | N/A | N/A | N/A | N/A | N/A | 1959 | N/A | N/A | N/A | N/A | N/A | 2 | 3 | 2 | 2
OFGEM-CCVXXX | OFGEM - High Volume LV OHL | CV7 | No | No | LV Poles | AAA-1-581 | AAA | AAA-1 | AAA-1-2 | N/A | N/A | N/A | N/A | N/A | 1959 | N/A | N/A | N/A | N/A | N/A | 3 | 4 | 2 | 2
OFGEM-CCVXXX | OFGEM - High Volume LV OHL | CV7 | No | No | LV Poles | AAA-1-582 | AAA | AAA-1 | AAA-1-2 | N/A | N/A | N/A | N/A | N/A | 1959 | N/A | N/A | N/A | N/A | N/A | 4 | 5 | 1 | 1
OFGEM-CCVXXX | OFGEM - High Volume LV OHL | CV7 | No | No | LV Poles | AAA-1-583 | AAA | AAA-1 | AAA-1-2 | N/A | N/A | N/A | N/A | N/A | 1959 | N/A | N/A | N/A | N/A | N/A | 3 | 4 | 2 | 2
OFGEM-CCVXXX | OFGEM - High Volume LV OHL | CV7 | No | No | LV Poles | AAA-1-584 | AAA | AAA-1 | AAA-1-2 | N/A | N/A | N/A | N/A | N/A | 1959 | N/A | N/A | N/A | N/A | N/A | 2 | 3 | 1 | 1
OFGEM-CCVXXX | OFGEM - High Volume LV OHL | CV7 | No | No | LV Poles | AAA-1-585 | AAA | AAA-1 | AAA-1-2 | N/A | N/A | N/A | N/A | N/A | 1959 | N/A | N/A | N/A | N/A | N/A | 2 | 3 | 2 | 2
OFGEM-CCVXXX | OFGEM - High Volume LV OHL | CV7 | No | No | LV Poles | AAA-1-586 | AAA | AAA-1 | AAA-1-2 | N/A | N/A | N/A | N/A | N/A | 1959 | N/A | N/A | N/A | N/A | N/A | 2 | 3 | 1 | 1
OFGEM-CCVXXX | OFGEM - High Volume LV OHL | CV7 | No | No | LV Poles | AAA-1-587 | AAA | AAA-1 | AAA-1-2 | N/A | N/A | N/A | N/A | N/A | 1959 | N/A | N/A | N/A | N/A | N/A | 2 | 3 | 2 | 2
OFGEM-CCVXXX | OFGEM - High Volume LV OHL | CV7 | No | No | LV Poles | AAA-1-588 | AAA | AAA-1 | AAA-1-2 | N/A | N/A | N/A | N/A | N/A | 1959 | N/A | N/A | N/A | N/A | N/A | 2 | 3 | 1 | 1
OFGEM-CCVXXX | OFGEM - High Volume LV OHL | CV7 | No | No | LV Poles | AAA-1-589 | AAA | AAA-1 | AAA-1-2 | N/A | N/A | N/A | N/A | N/A | 1959 | N/A | N/A | N/A | N/A | N/A | 2 | 3 | 1 | 1
OFGEM-CCVXXX | OFGEM - High Volume LV OHL | CV7 | No | No | LV Poles | AAA-1-590 | AAA | AAA-1 | AAA-1-2 | N/A | N/A | N/A | N/A | N/A | 1959 | N/A | N/A | N/A | N/A | N/A | 2 | 3 | 1 | 1
OFGEM-CCVXXX | OFGEM - High Volume LV OHL | CV7 | No | No | LV Poles | AAA-1-591 | AAA | AAA-1 | AAA-1-2 | N/A | N/A | N/A | N/A | N/A | 1959 | N/A | N/A | N/A | N/A | N/A | 2 | 3 | 1 | 1
OFGEM-CCVXXX | OFGEM - High Volume LV OHL | CV7 | No | No | LV Poles | AAA-1-592 | AAA | AAA-1 | AAA-1-2 | N/A | N/A | N/A | N/A | N/A | 1959 | N/A | N/A | N/A | N/A | N/A | 2 | 3 | 1 | 1
OFGEM-CCVXXX | OFGEM - High Volume LV OHL | CV7 | No | No | LV Poles | AAA-1-593 | AAA | AAA-1 | AAA-1-2 | N/A | N/A | N/A | N/A | N/A | 1959 | N/A | N/A | N/A | N/A | N/A | 2 | 3 | 1 | 1
OFGEM-CCVXXX | OFGEM - High Volume LV OHL | CV7 | No | No | LV Poles | AAA-1-594 | AAA | AAA-1 | AAA-1-2 | N/A | N/A | N/A | N/A | N/A | 1959 | N/A | N/A | N/A | N/A | N/A | 2 | 3 | 1 | 1
OFGEM-CCVXXX | OFGEM - High Volume LV OHL | CV7 | No | No | LV Poles | AAA-1-595 | AAA | AAA-1 | AAA-1-2 | N/A | N/A | N/A | N/A | N/A | 1959 | N/A | N/A | N/A | N/A | N/A | 2 | 3 | 1 | 1
OFGEM-CCVXXX | OFGEM - High Volume LV OHL | CV7 | No | No | LV Poles | AAA-1-596 | AAA | AAA-1 | AAA-1-2 | N/A | N/A | N/A | N/A | N/A | 1959 | N/A | N/A | N/A | N/A | N/A | 1 | 2 | 1 | 1
OFGEM-CCVXXX | OFGEM - High Volume LV OHL | CV7 | No | No | LV Poles | AAA-1-597 | AAA | AAA-1 | AAA-1-2 | N/A | N/A | N/A | N/A | N/A | 1959 | N/A | N/A | N/A | N/A | N/A | 1 | 2 | 1 | 1
OFGEM-CCVXXX | OFGEM - High Volume LV OHL | CV7 | No | No | LV Poles | AAA-1-598 | AAA | AAA-1 | AAA-1-2 | N/A | N/A | N/A | N/A | N/A | 1959 | N/A | N/A | N/A | N/A | N/A | 1 | 2 | 1 | 1
OFGEM-CCVXXX | OFGEM - High Volume LV OHL | CV7 | No | No | LV Poles | AAA-1-599 | AAA | AAA-1 | AAA-1-2 | N/A | N/A | N/A | N/A | N/A | 1959 | N/A | N/A | N/A | N/A | N/A | 1 | 2 | 1 | 1
OFGEM-CCVXXX | OFGEM - High Volume LV OHL | CV7 | No | No | LV Poles | AAA-1-600 | AAA | AAA-1 | AAA-1-2 | N/A | N/A | N/A | N/A | N/A | 1959 | N/A | N/A | N/A | N/A | N/A | 1 | 2 | 2 | 2
OFGEM-CCVXXX | OFGEM - High Volume LV OHL | CV7 | No | No | LV Poles | AAA-1-601 | AAA | AAA-1 | AAA-1-2 | N/A | N/A | N/A | N/A | N/A | 1959 | N/A | N/A | N/A | N/A | N/A | 1 | 2 | 1 | 1
OFGEM-CCVXXX | OFGEM - High Volume LV OHL | CV7 | No | No | LV Poles | AAA-1-602 | AAA | AAA-1 | AAA-1-2 | N/A | N/A | N/A | N/A | N/A | 1959 | N/A | N/A | N/A | N/A | N/A | 1 | 2 | 1 | 1
OFGEM-CCVXXX | OFGEM - High Volume LV OHL | CV7 | No | No | LV Poles | AAA-1-603 | AAA | AAA-1 | AAA-1-2 | N/A | N/A | N/A | N/A | N/A | 1959 | N/A | N/A | N/A | N/A | N/A | 1 | 2 | 1 | 1
OFGEM-CCVXXX | OFGEM - High Volume LV OHL | CV7 | No | No | LV Poles | AAA-1-604 | AAA | AAA-1 | AAA-1-2 | N/A | N/A | N/A | N/A | N/A | 1959 | N/A | N/A | N/A | N/A | N/A | 1 | 2 | 1 | 1
OFGEM-CCVXXX | OFGEM - High Volume LV OHL | CV7 | No | No | LV Poles | AAA-1-605 | AAA | AAA-1 | AAA-1-2 | N/A | N/A | N/A | N/A | N/A | 1959 | N/A | N/A | N/A | N/A | N/A | 1 | 2 | 1 | 1
OFGEM-CCVXXX | OFGEM - High Volume LV OHL | CV7 | No | No | LV Poles | AAA-1-606 | AAA | AAA-1 | AAA-1-2 | N/A | N/A | N/A | N/A | N/A | 1959 | N/A | N/A | N/A | N/A | N/A | 3 | 4 | 1 | 1
OFGEM-CCVXXX | OFGEM - High Volume LV OHL | CV7 | No | No | LV Poles | AAA-1-607 | AAA | AAA-1 | AAA-1-2 | N/A | N/A | N/A | N/A | N/A | 1959 | N/A | N/A | N/A | N/A | N/A | 3 | 4 | 1 | 1
OFGEM-CCVXXX | OFGEM - High Volume LV OHL | CV7 | No | No | LV Poles | AAA-1-608 | AAA | AAA-1 | AAA-1-2 | N/A | N/A | N/A | N/A | N/A | 1959 | N/A | N/A | N/A | N/A | N/A | 3 | 4 | 2 | 2
OFGEM-CCVXXX | OFGEM - High Volume LV OHL | CV7 | No | No | LV Poles | AAA-1-609 | AAA | AAA-1 | AAA-1-2 | N/A | N/A | N/A | N/A | N/A | 1959 | N/A | N/A | N/A | N/A | N/A | 2 | 3 | 1 | 1
OFGEM-CCVXXX | OFGEM - High Volume LV OHL | CV7 | No | No | LV Poles | AAA-1-610 | AAA | AAA-1 | AAA-1-2 | N/A | N/A | N/A | N/A | N/A | 1959 | N/A | N/A | N/A | N/A | N/A | 1 | 2 | 1 | 1
OFGEM-CCVXXX | OFGEM - High Volume LV OHL | CV7 | No | No | LV Poles | AAA-1-611 | AAA | AAA-1 | AAA-1-2 | N/A | N/A | N/A | N/A | N/A | 1959 | N/A | N/A | N/A | N/A | N/A | 2 | 3 | 1 | 1
OFGEM-CCVXXX | OFGEM - High Volume LV OHL | CV7 | No | No | LV Poles | AAA-1-612 | AAA | AAA-1 | AAA-1-2 | N/A | N/A | N/A | N/A | N/A | 1959 | N/A | N/A | N/A | N/A | N/A | 3 | 4 | 1 | 1
OFGEM-CCVXXX | OFGEM - High Volume LV OHL | CV7 | No | No | LV Poles | AAA-1-613 | AAA | AAA-1 | AAA-1-2 | N/A | N/A | N/A | N/A | N/A | 1959 | N/A | N/A | N/A | N/A | N/A | 4 | 5 | 2 | 2
OFGEM-CCVXXX | OFGEM - High Volume LV OHL | CV7 | No | No | LV Poles | AAA-1-614 | AAA | AAA-1 | AAA-1-2 | N/A | N/A | N/A | N/A | N/A | 1959 | N/A | N/A | N/A | N/A | N/A | 4 | 5 | 1 | 1
OFGEM-CCVXXX | OFGEM - High Volume LV OHL | CV7 | No | No | LV Poles | AAA-1-615 | AAA | AAA-1 | AAA-1-2 | N/A | N/A | N/A | N/A | N/A | 1959 | N/A | N/A | N/A | N/A | N/A | 3 | 4 | 1 | 1
OFGEM-CCVXXX | OFGEM - High Volume LV OHL | CV7 | No | No | LV Poles | AAA-1-616 | AAA | AAA-1 | AAA-1-2 | N/A | N/A | N/A | N/A | N/A | 1959 | N/A | N/A | N/A | N/A | N/A | 2 | 3 | 1 | 1
OFGEM-CCVXXX | OFGEM - High Volume LV OHL | CV7 | No | No | LV Poles | AAA-1-617 | AAA | AAA-1 | AAA-1-2 | N/A | N/A | N/A | N/A | N/A | 1959 | N/A | N/A | N/A | N/A | N/A | 1 | 2 | 1 | 1
OFGEM-CCVXXX | OFGEM - High Volume LV OHL | CV7 | No | No | LV Poles | AAA-1-618 | AAA | AAA-1 | AAA-1-2 | N/A | N/A | N/A | N/A | N/A | 1959 | N/A | N/A | N/A | N/A | N/A | 2 | 3 | 1 | 1
OFGEM-CCVXXX | OFGEM - High Volume LV OHL | CV7 | No | No | LV Poles | AAA-1-619 | AAA | AAA-1 | AAA-1-2 | N/A | N/A | N/A | N/A | N/A | 1959 | N/A | N/A | N/A | N/A | N/A | 3 | 4 | 1 | 1
OFGEM-CCVXXX | OFGEM - High Volume LV OHL | CV7 | No | No | LV Poles | AAA-1-620 | AAA | AAA-1 | AAA-1-2 | N/A | N/A | N/A | N/A | N/A | 1959 | N/A | N/A | N/A | N/A | N/A | 4 | 5 | 2 | 2
OFGEM-CCVXXX | OFGEM - High Volume LV OHL | CV7 | No | No | LV Poles | AAA-1-621 | AAA | AAA-1 | AAA-1-2 | N/A | N/A | N/A | N/A | N/A | 1959 | N/A | N/A | N/A | N/A | N/A | 3 | 4 | 2 | 2
OFGEM-CCVXXX | OFGEM - High Volume LV OHL | CV7 | No | No | LV Poles | AAA-1-622 | AAA | AAA-1 | AAA-1-2 | N/A | N/A | N/A | N/A | N/A | 1959 | N/A | N/A | N/A | N/A | N/A | 2 | 3 | 2 | 2
OFGEM-CCVXXX | OFGEM - High Volume LV OHL | CV7 | No | No | LV Poles | AAA-1-623 | AAA | AAA-1 | AAA-1-2 | N/A | N/A | N/A | N/A | N/A | 1959 | N/A | N/A | N/A | N/A | N/A | 2 | 3 | 2 | 2
OFGEM-CCVXXX | OFGEM - High Volume LV OHL | CV7 | No | No | LV Poles | AAA-1-624 | AAA | AAA-1 | AAA-1-2 | N/A | N/A | N/A | N/A | N/A | 1959 | N/A | N/A | N/A | N/A | N/A | 2 | 3 | 2 | 2
OFGEM-CCVXXX | OFGEM - High Volume LV OHL | CV7 | No | No | LV Poles | AAA-1-625 | AAA | AAA-1 | AAA-1-2 | N/A | N/A | N/A | N/A | N/A | 1959 | N/A | N/A | N/A | N/A | N/A | 2 | 3 | 1 | 1
OFGEM-CCVXXX | OFGEM - High Volume LV OHL | CV7 | No | No | LV Poles | AAA-1-626 | AAA | AAA-1 | AAA-1-2 | N/A | N/A | N/A | N/A | N/A | 1959 | N/A | N/A | N/A | N/A | N/A | 2 | 3 | 2 | 2

## LV Conductors
LV Conductors
Plan References |  |  | Historic Funding |  | Asset and Condition Data | [19 empty] | Comment | Additional Information
BPDT Reference | EJP Reference | CV Code | ED1 Investment | ED2 Investment | Asset Sub-Category | Asset ID | Source Substation | Route ID | Circuit ID | Length (km) | Voltage (kV) | Rating (MVA) | Manufacturer | Conductor Type | Install Date | Distance From Coast (km) | Altitude (m) | Corrosion Factor | Customers Supplied (#) | Utilisation (%) | Health Index (2028) | Health Index (2033) | Criticality Index (2028) | Criticality Index (2033) | Comment(s)
Text | Text | Text | Text | Text | Dropdown | Text | Text | Text | Text | Number | Number | Number | Text | Text | Date | Number | Number | Number | Number | Number | Number | Number | Number | Number | Text | Text | Text | Text
[5 empty] | LV Main (OHL) Conductor |  | AAA | AAA-1 | AAA-1-1 | 11 | 0.4 | N/A | N/A | ABC | 2009 | N/A | N/A | N/A | 100 | 85 | N/A | N/A | N/A | N/A | N/A
[5 empty] | LV Main (OHL) Conductor |  | AAA | AAA-1 | AAA-1-1 | 11 | 0.4 | N/A | N/A | ABC | 2009 | N/A | N/A | N/A | 100 | 85 | N/A | N/A | N/A | N/A | N/A
[5 empty] | LV Main (OHL) Conductor |  | AAA | AAA-1 | AAA-1-1 | 11 | 0.4 | N/A | N/A | ABC | 2009 | N/A | N/A | N/A | 100 | 85 | N/A | N/A | N/A | N/A | N/A
[5 empty] | LV Main (OHL) Conductor |  | AAA | AAA-1 | AAA-1-1 | 11 | 0.4 | N/A | N/A | ABC | 2009 | N/A | N/A | N/A | 100 | 85 | N/A | N/A | N/A | N/A | N/A
[5 empty] | LV Main (OHL) Conductor |  | AAA | AAA-1 | AAA-1-1 | 11 | 0.4 | N/A | N/A | ABC | 2009 | N/A | N/A | N/A | 100 | 85 | N/A | N/A | N/A | N/A | N/A
[5 empty] | LV Main (OHL) Conductor |  | AAA | AAA-1 | AAA-1-1 | 11 | 0.4 | N/A | N/A | ABC | 2009 | N/A | N/A | N/A | 100 | 85 | N/A | N/A | N/A | N/A | N/A
[5 empty] | LV Main (OHL) Conductor |  | AAA | AAA-1 | AAA-1-1 | 11 | 0.4 | N/A | N/A | ABC | 2009 | N/A | N/A | N/A | 100 | 85 | N/A | N/A | N/A | N/A | N/A
[5 empty] | LV Main (OHL) Conductor |  | AAA | AAA-1 | AAA-1-1 | 11 | 0.4 | N/A | N/A | ABC | 2009 | N/A | N/A | N/A | 100 | 85 | N/A | N/A | N/A | N/A | N/A
[5 empty] | LV Main (OHL) Conductor |  | AAA | AAA-1 | AAA-1-1 | 11 | 0.4 | N/A | N/A | ABC | 2009 | N/A | N/A | N/A | 100 | 85 | N/A | N/A | N/A | N/A | N/A
[5 empty] | LV Main (OHL) Conductor |  | AAA | AAA-1 | AAA-1-1 | 11 | 0.4 | N/A | N/A | ABC | 2009 | N/A | N/A | N/A | 100 | 85 | N/A | N/A | N/A | N/A | N/A
[5 empty] | LV Main (OHL) Conductor |  | AAA | AAA-1 | AAA-1-1 | 11 | 0.4 | N/A | N/A | ABC | 2009 | N/A | N/A | N/A | 100 | 85 | N/A | N/A | N/A | N/A | N/A
[5 empty] | LV Main (OHL) Conductor |  | AAA | AAA-1 | AAA-1-1 | 11 | 0.4 | N/A | N/A | ABC | 2009 | N/A | N/A | N/A | 100 | 85 | N/A | N/A | N/A | N/A | N/A
[5 empty] | LV Main (OHL) Conductor |  | AAA | AAA-1 | AAA-1-1 | 11 | 0.4 | N/A | N/A | ABC | 2009 | N/A | N/A | N/A | 100 | 85 | N/A | N/A | N/A | N/A | N/A
[5 empty] | LV Main (OHL) Conductor |  | AAA | AAA-1 | AAA-1-1 | 11 | 0.4 | N/A | N/A | ABC | 2009 | N/A | N/A | N/A | 100 | 85 | N/A | N/A | N/A | N/A | N/A
[5 empty] | LV Main (OHL) Conductor |  | AAA | AAA-1 | AAA-1-1 | 11 | 0.4 | N/A | N/A | ABC | 2009 | N/A | N/A | N/A | 100 | 85 | N/A | N/A | N/A | N/A | N/A
[5 empty] | LV Main (OHL) Conductor |  | AAA | AAA-1 | AAA-1-1 | 11 | 0.4 | N/A | N/A | ABC | 2009 | N/A | N/A | N/A | 100 | 85 | N/A | N/A | N/A | N/A | N/A
[5 empty] | LV Main (OHL) Conductor |  | AAA | AAA-1 | AAA-1-1 | 11 | 0.4 | N/A | N/A | ABC | 2009 | N/A | N/A | N/A | 100 | 85 | N/A | N/A | N/A | N/A | N/A
[5 empty] | LV Main (OHL) Conductor |  | AAA | AAA-1 | AAA-1-1 | 11 | 0.4 | N/A | N/A | ABC | 2009 | N/A | N/A | N/A | 100 | 85 | N/A | N/A | N/A | N/A | N/A
[5 empty] | LV Main (OHL) Conductor |  | AAA | AAA-1 | AAA-1-1 | 11 | 0.4 | N/A | N/A | ABC | 2009 | N/A | N/A | N/A | 100 | 85 | N/A | N/A | N/A | N/A | N/A
[5 empty] | LV Main (OHL) Conductor |  | AAA | AAA-1 | AAA-1-1 | 11 | 0.4 | N/A | N/A | ABC | 2009 | N/A | N/A | N/A | 100 | 85 | N/A | N/A | N/A | N/A | N/A
[5 empty] | LV Main (OHL) Conductor |  | AAA | AAA-1 | AAA-1-1 | 11 | 0.4 | N/A | N/A | ABC | 2009 | N/A | N/A | N/A | 100 | 85 | N/A | N/A | N/A | N/A | N/A
[5 empty] | LV Main (OHL) Conductor |  | AAA | AAA-1 | AAA-1-1 | 11 | 0.4 | N/A | N/A | ABC | 2009 | N/A | N/A | N/A | 100 | 85 | N/A | N/A | N/A | N/A | N/A
[5 empty] | LV Main (OHL) Conductor |  | AAA | AAA-1 | AAA-1-1 | 11 | 0.4 | N/A | N/A | ABC | 2009 | N/A | N/A | N/A | 100 | 85 | N/A | N/A | N/A | N/A | N/A
[5 empty] | LV Main (OHL) Conductor |  | AAA | AAA-1 | AAA-1-1 | 11 | 0.4 | N/A | N/A | ABC | 2009 | N/A | N/A | N/A | 100 | 85 | N/A | N/A | N/A | N/A | N/A
[5 empty] | LV Main (OHL) Conductor |  | AAA | AAA-1 | AAA-1-1 | 11 | 0.4 | N/A | N/A | ABC | 2009 | N/A | N/A | N/A | 100 | 85 | N/A | N/A | N/A | N/A | N/A
[5 empty] | LV Main (OHL) Conductor |  | AAA | AAA-1 | AAA-1-2 | 9.3 | 0.4 | N/A | N/A | 0.7cu | 1959 | N/A | N/A | N/A | 50 | 45 | N/A | N/A | N/A | N/A | N/A
[5 empty] | LV Main (OHL) Conductor |  | AAA | AAA-1 | AAA-1-2 | 9.3 | 0.4 | N/A | N/A | 0.7cu | 1959 | N/A | N/A | N/A | 50 | 45 | N/A | N/A | N/A | N/A | N/A
[5 empty] | LV Main (OHL) Conductor |  | AAA | AAA-1 | AAA-1-2 | 9.3 | 0.4 | N/A | N/A | 0.7cu | 1959 | N/A | N/A | N/A | 50 | 45 | N/A | N/A | N/A | N/A | N/A
[5 empty] | LV Main (OHL) Conductor |  | AAA | AAA-1 | AAA-1-2 | 9.3 | 0.4 | N/A | N/A | 0.7cu | 1959 | N/A | N/A | N/A | 50 | 45 | N/A | N/A | N/A | N/A | N/A
[5 empty] | LV Main (OHL) Conductor |  | AAA | AAA-1 | AAA-1-2 | 9.3 | 0.4 | N/A | N/A | 0.7cu | 1959 | N/A | N/A | N/A | 50 | 45 | N/A | N/A | N/A | N/A | N/A
[5 empty] | LV Main (OHL) Conductor |  | AAA | AAA-1 | AAA-1-2 | 9.3 | 0.4 | N/A | N/A | 0.7cu | 1959 | N/A | N/A | N/A | 50 | 45 | N/A | N/A | N/A | N/A | N/A
[5 empty] | LV Main (OHL) Conductor |  | AAA | AAA-1 | AAA-1-2 | 9.3 | 0.4 | N/A | N/A | 0.7cu | 1959 | N/A | N/A | N/A | 50 | 45 | N/A | N/A | N/A | N/A | N/A
[5 empty] | LV Main (OHL) Conductor |  | AAA | AAA-1 | AAA-1-2 | 9.3 | 0.4 | N/A | N/A | 0.7cu | 1959 | N/A | N/A | N/A | 50 | 45 | N/A | N/A | N/A | N/A | N/A
[5 empty] | LV Main (OHL) Conductor |  | AAA | AAA-1 | AAA-1-2 | 9.3 | 0.4 | N/A | N/A | 0.7cu | 1959 | N/A | N/A | N/A | 50 | 45 | N/A | N/A | N/A | N/A | N/A
[5 empty] | LV Main (OHL) Conductor |  | AAA | AAA-1 | AAA-1-2 | 9.3 | 0.4 | N/A | N/A | 0.7cu | 1959 | N/A | N/A | N/A | 50 | 45 | N/A | N/A | N/A | N/A | N/A
[5 empty] | LV Main (OHL) Conductor |  | AAA | AAA-1 | AAA-1-2 | 9.3 | 0.4 | N/A | N/A | 0.7cu | 1959 | N/A | N/A | N/A | 50 | 45 | N/A | N/A | N/A | N/A | N/A
[5 empty] | LV Main (OHL) Conductor |  | AAA | AAA-1 | AAA-1-2 | 9.3 | 0.4 | N/A | N/A | 0.7cu | 1959 | N/A | N/A | N/A | 50 | 45 | N/A | N/A | N/A | N/A | N/A
[5 empty] | LV Main (OHL) Conductor |  | AAA | AAA-1 | AAA-1-2 | 9.3 | 0.4 | N/A | N/A | 0.7cu | 1959 | N/A | N/A | N/A | 50 | 45 | N/A | N/A | N/A | N/A | N/A
[5 empty] | LV Main (OHL) Conductor |  | AAA | AAA-1 | AAA-1-2 | 9.3 | 0.4 | N/A | N/A | 0.7cu | 1959 | N/A | N/A | N/A | 50 | 45 | N/A | N/A | N/A | N/A | N/A
[5 empty] | LV Main (OHL) Conductor |  | AAA | AAA-1 | AAA-1-2 | 9.3 | 0.4 | N/A | N/A | 0.7cu | 1959 | N/A | N/A | N/A | 50 | 45 | N/A | N/A | N/A | N/A | N/A
[5 empty] | LV Main (OHL) Conductor |  | AAA | AAA-1 | AAA-1-2 | 9.3 | 0.4 | N/A | N/A | 0.7cu | 1959 | N/A | N/A | N/A | 50 | 45 | N/A | N/A | N/A | N/A | N/A
[5 empty] | LV Main (OHL) Conductor |  | AAA | AAA-1 | AAA-1-2 | 9.3 | 0.4 | N/A | N/A | 0.7cu | 1959 | N/A | N/A | N/A | 50 | 45 | N/A | N/A | N/A | N/A | N/A
[5 empty] | LV Main (OHL) Conductor |  | AAA | AAA-1 | AAA-1-2 | 9.3 | 0.4 | N/A | N/A | 0.7cu | 1959 | N/A | N/A | N/A | 50 | 45 | N/A | N/A | N/A | N/A | N/A
[5 empty] | LV Main (OHL) Conductor |  | AAA | AAA-1 | AAA-1-2 | 9.3 | 0.4 | N/A | N/A | 0.7cu | 1959 | N/A | N/A | N/A | 50 | 45 | N/A | N/A | N/A | N/A | N/A
[5 empty] | LV Main (OHL) Conductor |  | AAA | AAA-1 | AAA-1-2 | 9.3 | 0.4 | N/A | N/A | 0.7cu | 1959 | N/A | N/A | N/A | 50 | 45 | N/A | N/A | N/A | N/A | N/A
[5 empty] | LV Main (OHL) Conductor |  | AAA | AAA-1 | AAA-1-2 | 9.3 | 0.4 | N/A | N/A | 0.7cu | 1959 | N/A | N/A | N/A | 50 | 45 | N/A | N/A | N/A | N/A | N/A
[5 empty] | LV Main (OHL) Conductor |  | AAA | AAA-1 | AAA-1-2 | 9.3 | 0.4 | N/A | N/A | 0.7cu | 1959 | N/A | N/A | N/A | 50 | 45 | N/A | N/A | N/A | N/A | N/A
[5 empty] | LV Main (OHL) Conductor |  | AAA | AAA-1 | AAA-1-2 | 9.3 | 0.4 | N/A | N/A | 0.7cu | 1959 | N/A | N/A | N/A | 50 | 45 | N/A | N/A | N/A | N/A | N/A
[5 empty] | LV Main (OHL) Conductor |  | AAA | AAA-1 | AAA-1-2 | 9.3 | 0.4 | N/A | N/A | 0.7cu | 1959 | N/A | N/A | N/A | 50 | 45 | N/A | N/A | N/A | N/A | N/A
[5 empty] | LV Main (OHL) Conductor |  | AAA | AAA-1 | AAA-1-2 | 9.3 | 0.4 | N/A | N/A | 0.7cu | 1959 | N/A | N/A | N/A | 50 | 45 | N/A | N/A | N/A | N/A | N/A
[5 empty] | LV Main (OHL) Conductor |  | AAA | AAA-1 | AAA-1-2 | 9.3 | 0.4 | N/A | N/A | 0.7cu | 1959 | N/A | N/A | N/A | 50 | 45 | N/A | N/A | N/A | N/A | N/A
[5 empty] | LV Main (OHL) Conductor |  | AAA | AAA-1 | AAA-1-2 | 9.3 | 0.4 | N/A | N/A | 0.7cu | 1959 | N/A | N/A | N/A | 50 | 45 | N/A | N/A | N/A | N/A | N/A
[5 empty] | LV Main (OHL) Conductor |  | AAA | AAA-1 | AAA-1-2 | 9.3 | 0.4 | N/A | N/A | 0.7cu | 1959 | N/A | N/A | N/A | 50 | 45 | N/A | N/A | N/A | N/A | N/A
[5 empty] | LV Main (OHL) Conductor |  | AAA | AAA-1 | AAA-1-2 | 9.3 | 0.4 | N/A | N/A | 0.7cu | 1959 | N/A | N/A | N/A | 50 | 45 | N/A | N/A | N/A | N/A | N/A
[5 empty] | LV Main (OHL) Conductor |  | AAA | AAA-1 | AAA-1-2 | 9.3 | 0.4 | N/A | N/A | 0.7cu | 1959 | N/A | N/A | N/A | 50 | 45 | N/A | N/A | N/A | N/A | N/A
[5 empty] | LV Main (OHL) Conductor |  | AAA | AAA-1 | AAA-1-2 | 9.3 | 0.4 | N/A | N/A | 0.7cu | 1959 | N/A | N/A | N/A | 50 | 45 | N/A | N/A | N/A | N/A | N/A
[5 empty] | LV Main (OHL) Conductor |  | AAA | AAA-1 | AAA-1-2 | 9.3 | 0.4 | N/A | N/A | 0.7cu | 1959 | N/A | N/A | N/A | 50 | 45 | N/A | N/A | N/A | N/A | N/A
[5 empty] | LV Main (OHL) Conductor |  | AAA | AAA-1 | AAA-1-2 | 9.3 | 0.4 | N/A | N/A | 0.7cu | 1959 | N/A | N/A | N/A | 50 | 45 | N/A | N/A | N/A | N/A | N/A
[5 empty] | LV Main (OHL) Conductor |  | AAA | AAA-1 | AAA-1-2 | 9.3 | 0.4 | N/A | N/A | 0.7cu | 1959 | N/A | N/A | N/A | 50 | 45 | N/A | N/A | N/A | N/A | N/A
[5 empty] | LV Main (OHL) Conductor |  | AAA | AAA-1 | AAA-1-2 | 9.3 | 0.4 | N/A | N/A | 0.7cu | 1959 | N/A | N/A | N/A | 50 | 45 | N/A | N/A | N/A | N/A | N/A
[5 empty] | LV Main (OHL) Conductor |  | AAA | AAA-1 | AAA-1-2 | 9.3 | 0.4 | N/A | N/A | 0.7cu | 1959 | N/A | N/A | N/A | 50 | 45 | N/A | N/A | N/A | N/A | N/A
[5 empty] | LV Main (OHL) Conductor |  | AAA | AAA-1 | AAA-1-2 | 9.3 | 0.4 | N/A | N/A | 0.7cu | 1959 | N/A | N/A | N/A | 50 | 45 | N/A | N/A | N/A | N/A | N/A
[5 empty] | LV Main (OHL) Conductor |  | AAA | AAA-1 | AAA-1-2 | 9.3 | 0.4 | N/A | N/A | 0.7cu | 1959 | N/A | N/A | N/A | 50 | 45 | N/A | N/A | N/A | N/A | N/A
[5 empty] | LV Main (OHL) Conductor |  | AAA | AAA-1 | AAA-1-2 | 9.3 | 0.4 | N/A | N/A | 0.7cu | 1959 | N/A | N/A | N/A | 50 | 45 | N/A | N/A | N/A | N/A | N/A
[5 empty] | LV Main (OHL) Conductor |  | AAA | AAA-1 | AAA-1-2 | 9.3 | 0.4 | N/A | N/A | 0.7cu | 1959 | N/A | N/A | N/A | 50 | 45 | N/A | N/A | N/A | N/A | N/A
[5 empty] | LV Main (OHL) Conductor |  | AAA | AAA-1 | AAA-1-2 | 9.3 | 0.4 | N/A | N/A | 0.7cu | 1959 | N/A | N/A | N/A | 50 | 45 | N/A | N/A | N/A | N/A | N/A
[5 empty] | LV Main (OHL) Conductor |  | AAA | AAA-1 | AAA-1-2 | 9.3 | 0.4 | N/A | N/A | 0.7cu | 1959 | N/A | N/A | N/A | 50 | 45 | N/A | N/A | N/A | N/A | N/A
[5 empty] | LV Main (OHL) Conductor |  | AAA | AAA-1 | AAA-1-2 | 9.3 | 0.4 | N/A | N/A | 0.7cu | 1959 | N/A | N/A | N/A | 50 | 45 | N/A | N/A | N/A | N/A | N/A
[5 empty] | LV Main (OHL) Conductor |  | AAA | AAA-1 | AAA-1-2 | 9.3 | 0.4 | N/A | N/A | 0.7cu | 1959 | N/A | N/A | N/A | 50 | 45 | N/A | N/A | N/A | N/A | N/A
[5 empty] | LV Main (OHL) Conductor |  | AAA | AAA-1 | AAA-1-2 | 9.3 | 0.4 | N/A | N/A | 0.7cu | 1959 | N/A | N/A | N/A | 50 | 45 | N/A | N/A | N/A | N/A | N/A
[5 empty] | LV Main (OHL) Conductor |  | AAA | AAA-1 | AAA-1-2 | 9.3 | 0.4 | N/A | N/A | 0.7cu | 1959 | N/A | N/A | N/A | 50 | 45 | N/A | N/A | N/A | N/A | N/A
[5 empty] | LV Main (OHL) Conductor |  | AAA | AAA-1 | AAA-1-2 | 9.3 | 0.4 | N/A | N/A | 0.7cu | 1959 | N/A | N/A | N/A | 50 | 45 | N/A | N/A | N/A | N/A | N/A
[5 empty] | LV Main (OHL) Conductor |  | AAA | AAA-1 | AAA-1-2 | 9.3 | 0.4 | N/A | N/A | 0.7cu | 1959 | N/A | N/A | N/A | 50 | 45 | N/A | N/A | N/A | N/A | N/A
[5 empty] | LV Main (OHL) Conductor |  | AAA | AAA-1 | AAA-1-2 | 9.3 | 0.4 | N/A | N/A | 0.7cu | 1959 | N/A | N/A | N/A | 50 | 45 | N/A | N/A | N/A | N/A | N/A
[5 empty] | LV Main (OHL) Conductor |  | AAA | AAA-1 | AAA-1-2 | 9.3 | 0.4 | N/A | N/A | 0.7cu | 1959 | N/A | N/A | N/A | 50 | 45 | N/A | N/A | N/A | N/A | N/A
[5 empty] | LV Main (OHL) Conductor |  | AAA | AAA-1 | AAA-1-2 | 9.3 | 0.4 | N/A | N/A | 0.7cu | 1959 | N/A | N/A | N/A | 50 | 45 | N/A | N/A | N/A | N/A | N/A
[5 empty] | LV Main (OHL) Conductor |  | AAA | AAA-1 | AAA-1-2 | 9.3 | 0.4 | N/A | N/A | 0.7cu | 1959 | N/A | N/A | N/A | 50 | 45 | N/A | N/A | N/A | N/A | N/A
[5 empty] | LV Main (OHL) Conductor |  | AAA | AAA-1 | AAA-1-2 | 9.3 | 0.4 | N/A | N/A | 0.7cu | 1959 | N/A | N/A | N/A | 50 | 45 | N/A | N/A | N/A | N/A | N/A
[5 empty] | LV Main (OHL) Conductor |  | AAA | AAA-1 | AAA-1-2 | 9.3 | 0.4 | N/A | N/A | 0.7cu | 1959 | N/A | N/A | N/A | 50 | 45 | N/A | N/A | N/A | N/A | N/A
[5 empty] | LV Main (OHL) Conductor |  | AAA | AAA-1 | AAA-1-2 | 9.3 | 0.4 | N/A | N/A | 0.7cu | 1959 | N/A | N/A | N/A | 50 | 45 | N/A | N/A | N/A | N/A | N/A
[5 empty] | LV Main (OHL) Conductor |  | AAA | AAA-1 | AAA-1-2 | 9.3 | 0.4 | N/A | N/A | 0.7cu | 1959 | N/A | N/A | N/A | 50 | 45 | N/A | N/A | N/A | N/A | N/A
[5 empty] | LV Main (OHL) Conductor |  | AAA | AAA-1 | AAA-1-2 | 9.3 | 0.4 | N/A | N/A | 0.7cu | 1959 | N/A | N/A | N/A | 50 | 45 | N/A | N/A | N/A | N/A | N/A
[5 empty] | LV Main (OHL) Conductor |  | AAA | AAA-1 | AAA-1-2 | 9.3 | 0.4 | N/A | N/A | 0.7cu | 1959 | N/A | N/A | N/A | 50 | 45 | N/A | N/A | N/A | N/A | N/A
[5 empty] | LV Main (OHL) Conductor |  | AAA | AAA-1 | AAA-1-2 | 9.3 | 0.4 | N/A | N/A | 0.7cu | 1959 | N/A | N/A | N/A | 50 | 45 | N/A | N/A | N/A | N/A | N/A
[5 empty] | LV Main (OHL) Conductor |  | AAA | AAA-1 | AAA-1-2 | 9.3 | 0.4 | N/A | N/A | 0.7cu | 1959 | N/A | N/A | N/A | 50 | 45 | N/A | N/A | N/A | N/A | N/A
[5 empty] | LV Main (OHL) Conductor |  | AAA | AAA-1 | AAA-1-2 | 9.3 | 0.4 | N/A | N/A | 0.7cu | 1959 | N/A | N/A | N/A | 50 | 45 | N/A | N/A | N/A | N/A | N/A
[5 empty] | LV Main (OHL) Conductor |  | AAA | AAA-1 | AAA-1-2 | 9.3 | 0.4 | N/A | N/A | 0.7cu | 1959 | N/A | N/A | N/A | 50 | 45 | N/A | N/A | N/A | N/A | N/A
[5 empty] | LV Main (OHL) Conductor |  | AAA | AAA-1 | AAA-1-2 | 9.3 | 0.4 | N/A | N/A | 0.7cu | 1959 | N/A | N/A | N/A | 50 | 45 | N/A | N/A | N/A | N/A | N/A
[5 empty] | LV Main (OHL) Conductor |  | AAA | AAA-1 | AAA-1-2 | 9.3 | 0.4 | N/A | N/A | 0.7cu | 1959 | N/A | N/A | N/A | 50 | 45 | N/A | N/A | N/A | N/A | N/A
[5 empty] | LV Main (OHL) Conductor |  | AAA | AAA-1 | AAA-1-2 | 9.3 | 0.4 | N/A | N/A | 0.7cu | 1959 | N/A | N/A | N/A | 50 | 45 | N/A | N/A | N/A | N/A | N/A

## LV Service
LV Service
Plan References |  |  | Historic Funding |  | Asset and Condition Data | [19 empty] | Comment | Additional Information
BPDT Reference | EJP Reference | CV Code | ED1 Investment | ED2 Investment | Asset Sub-Category | Asset ID | Source Substation | Route ID | Circuit ID | Length (km) | Voltage (kV) | Rating (MVA) | Manufacturer | Conductor Type | Install Date | Distance From Coast (km) | Altitude (m) | Corrosion Factor | Customers Supplied (#) | Utilisation (%) | Health Index (2028) | Health Index (2033) | Criticality Index (2028) | Criticality Index (2033) | Comment(s)
Text | Text | Text | Text | Text | Dropdown | Text | Text | Text | Text | Number | Number | Number | Text | Text | Date | Number | Number | Number | Number | Number | Number | Number | Number | Number | Text | Text | Text | Text
LV Service (UG)