## Index
TPCR4 adapted rollover BPQ
National Grid Electricity Transmission (Capex)
Index
Key
Cells to be populated by transmission company
Cells to be populated by transmission company
Cells contain formulae or links to other cells in the BPQ
Cells where NO DATA should be input
Index
Index
Universal data
4.2 Activity indicators
4.3_System_perf_NG
4.8_Boundary_transf_capab
4.9_Demand_&_Supply_at_sub
4.11 Asset description NGET
4.12 Asset age 2012
4.15 Asset adds & disps
4.16 Asset lives
4.18 Capex summary e
4.19 Scheme Listing LR
4.20 Scheme Listing NLR
4.21 Quasi capex
4.22 Other Capex costs
4.23 TIRG
4.24 Revenue Driver info
4.25 CEI
4.27.3_Unit_costs
4.28A_Asset_health_&_crit
4.28B_Asset_health_&_crit
Update index

## Universal data
TPCR4 adapted rollover BPQ
National Grid Electricity Transmission (Capex)
Index
Universal data
| Company Name: | National Grid Electricity Transmission (Capex)
| Company Short Name: | NGET Transmission
| Version (Number) | Draft
Submitted Date:
Error Limit lower than (Rounding)
RPI Index
2003/04
2004/05
2005/06
2006/07
2007/08
2008/09
2009/10
2010/11
2011/12

## 4.2 Activity indicators
TPCR4 adapted rollover BPQ
National Grid Electricity Transmission (Capex)
Index
#VALUE!
4.2 | Activity indicators
|  | 2000/01 | 2001/02 | 2002/03 | 2003/04 | 2004/05 | 2005/06 | 2006/07 | 2007/08 | 2008/09 | 2009/10 | 2010/11 | 2011/12 | 2012/13
System Demand
Measured system maximum demand (GW) | bar: 2010/11 to 2012/13
System ACS demand (GW) | bar: 2010/11 to 2012/13
Transmission losses at system maximum demand - NGET (GW) | bar: 2010/11 to 2012/13
Units transmitted to Grid Supply Points - NGET (TWh) | bar: 2010/11 to 2012/13
Units of transmission losses - NGET (GWh) | bar: 2010/11 to 2012/13
Transmission losses at system maximum demand - SPT (GW) | bar: 2010/11 to 2012/13
Units transmitted to Grid Supply Points - SPT (TWh) | bar: 2010/11 to 2012/13
Units of transmission losses - SPT (GWh) | bar: 2010/11 to 2012/13
Transmission losses at system maximum demand - SHETL (GW) | bar: 2010/11 to 2012/13
Units transmitted to Grid Supply Points - SHETL (TWh) | bar: 2010/11 to 2012/13
Units of transmission losses - SHETL (GWh) | bar: 2010/11 to 2012/13
Generation
| Total directly connected generation (GW) | 0 | 0 | 0 | 0 | 0 | 0 | 0 | 0 | 0 | 0
| Total directly connected wind generation (GW) | 0 | 0 | 0 | 0 | 0 | 0 | 0 | 0 | 0 | 0
| Total embedded generation (GW) | 0 | 0 | 0 | 0 | 0 | 0 | 0 | 0 | 0 | 0
Supply
Population Served (Millions, 1 dp) | bar: 2000/01 to 2007/08; 2010/11 to 2012/13
Customers Served (#) | bar: 2000/01 to 2007/08; 2010/11 to 2012/13
Area Served (Km sq) | bar: 2000/01 to 2007/08; 2010/11 to 2012/13
Metrics
Transmission Revenue per population (£ per person) | bar: 2000/01 to 2007/08; 2010/11 to 2012/13
Transmission Revenue per MW.Km (£ per MW.Km) | bar: 2000/01 to 2007/08; 2010/11 to 2012/13
System utilisation
Transmission system utilisation based on ACS intact flow - NGET (MW.km) | bar: 2010/11 to 2012/13
Transmission system utilisation based on ACS intact flow - SPT (MW.km) | bar: 2010/11 to 2012/13
Transmission system utilisation based on ACS intact flow - SHETL (MW.km) | bar: 2010/11 to 2012/13
Transmission system utilisation based on ACS intact flow - NGET (MW/km) | bar: 2000/01 to 2007/08; 2010/11 to 2012/13
Transmission system utilisation based on ACS intact flow - SPT (MW/km) | bar: 2000/01 to 2007/08; 2010/11 to 2012/13
Transmission system utilisation based on ACS intact flow - SHETL (MW/km) | bar: 2000/01 to 2007/08; 2010/11 to 2012/13
Transfer to/from External Systems
Maximum export to External system 1 (GW) | bar: 2010/11 to 2012/13
Maximum import from External system 1 (GW) | bar: 2010/11 to 2012/13
Maximum export to External system 2 (GW) | bar: 2010/11 to 2012/13
Maximum import from External system 2 (GW) | bar: 2010/11 to 2012/13
Maximum export to External system 3 (GW)- Britned | bar: 2010/11 to 2012/13
Maximum import from External system 3 (GW) - Britned | bar: 2010/11 to 2012/13
Export to External system 1 (GWh) | bar: 2010/11 to 2012/13
Import from External system 1 (GWh) | bar: 2010/11 to 2012/13
Export to External system 2 (GWh) | bar: 2010/11 to 2012/13
Import from External system 2 (GWh) | bar: 2010/11 to 2012/13
Directly Connected Generation in Revenue Driver Zones (GW)
South and South West | bar: 2010/11 to 2012/13
Thames Estuary | bar: 2010/11 to 2012/13
London | bar: 2010/11 to 2012/13
South Wales | bar: 2010/11 to 2012/13
East and Home Counties | bar: 2010/11 to 2012/13
West Midlands | bar: 2010/11 to 2012/13
East Midlands | bar: 2010/11 to 2012/13
North West and North Wales | bar: 2010/11 to 2012/13
Yorkshire and Lincolnshire | bar: 2010/11 to 2012/13
North East | bar: 2010/11 to 2012/13
Directly Connected Wind Generation in Revenue Driver Zones (GW)
South and South West | bar: 2010/11 to 2012/13
Thames Estuary | bar: 2010/11 to 2012/13
London | bar: 2010/11 to 2012/13
South Wales | bar: 2010/11 to 2012/13
East and Home Counties | bar: 2010/11 to 2012/13
West Midlands | bar: 2010/11 to 2012/13
East Midlands | bar: 2010/11 to 2012/13
North West and North Wales | bar: 2010/11 to 2012/13
Yorkshire and Lincolnshire | bar: 2010/11 to 2012/13
North East | bar: 2010/11 to 2012/13
Demand in Revenue Driver Zones (GW)
South and South West | bar: 2010/11 to 2012/13
Thames Estuary | bar: 2010/11 to 2012/13
London | bar: 2010/11 to 2012/13
South Wales | bar: 2010/11 to 2012/13
East and Home Counties | bar: 2010/11 to 2012/13
West Midlands | bar: 2010/11 to 2012/13
East Midlands | bar: 2010/11 to 2012/13
North West and North Wales | bar: 2010/11 to 2012/13
Yorkshire and Lincolnshire | bar: 2010/11 to 2012/13
North East | bar: 2010/11 to 2012/13
Embedded Generation in Revenue Driver Zones (GW)
South and South West | bar: 2010/11 to 2012/13
Thames Estuary | bar: 2010/11 to 2012/13
London | bar: 2010/11 to 2012/13
South Wales | bar: 2010/11 to 2012/13
East and Home Counties | bar: 2010/11 to 2012/13
West Midlands | bar: 2010/11 to 2012/13
East Midlands | bar: 2010/11 to 2012/13
North West and North Wales | bar: 2010/11 to 2012/13
Yorkshire and Lincolnshire | bar: 2010/11 to 2012/13
North East | bar: 2010/11 to 2012/13
Reactive compensation capacity in Revenue driver zones- capacitive (MVAr)
South and South West | bar: 2010/11 to 2012/13
Thames Estuary | bar: 2010/11 to 2012/13
London | bar: 2010/11 to 2012/13
South Wales | bar: 2010/11 to 2012/13
East and Home Counties | bar: 2010/11 to 2012/13
West Midlands | bar: 2010/11 to 2012/13
East Midlands | bar: 2010/11 to 2012/13
North West and North Wales | bar: 2010/11 to 2012/13
Yorkshire and Lincolnshire | bar: 2010/11 to 2012/13
North East | bar: 2010/11 to 2012/13
Reactive compensation capacity in Revenue Driver Zones- inductive (MVAr)
South and South West | bar: 2010/11 to 2012/13
Thames Estuary | bar: 2010/11 to 2012/13
London | bar: 2010/11 to 2012/13
South Wales | bar: 2010/11 to 2012/13
East and Home Counties | bar: 2010/11 to 2012/13
West Midlands | bar: 2010/11 to 2012/13
East Midlands | bar: 2010/11 to 2012/13
North West and North Wales | bar: 2010/11 to 2012/13
Yorkshire and Lincolnshire | bar: 2010/11 to 2012/13
North East | bar: 2010/11 to 2012/13

## 4.3_System_perf_NG
TPCR4 adapted rollover BPQ
National Grid Electricity Transmission (Capex)
Index
#VALUE!
4.3 | Transmission system performance
|  | y-9 | y-8 | y-7 | y-6 | y-5 | y-4 | y-3 | y-2 | y-1 | y | y+1 | y+2 | y+3 | y+4 | y+5 | y+6 | y+7 | y+8
|  | 2000/01 | 2001/02 | 2002/03 | 2003/04 | 2004/05 | 2005/06 | 2006/07 | 2007/08 | 2008/09 | 2009/10 | 2010/11 | 2011/12 | 2012/13 | 2011/14 | 2014/15 | 2015/16 | 2016/17 | 2017/18
Incentivised system performance
Number of incentivised loss of sypply events - SPT/SHETL only (#)
Incentivised loss of supply volume - NGET only (MWh) | bar: 2000/01 to 2009/10
General system performance
Number of Transmission system incidents (#) | bar: 2000/01 to 2009/10
Number of Transmission system incidents involving more than 3 customers(#) | bar: 2000/01 to 2009/10
Unsupplied energy (MWh) | bar: 2000/01 to 2009/10
Unsupplied energy in incidents involving more than 3 customers (MWh) | bar: 2000/01 to 2009/10
SF6 and oil leakage
SF6 leakage (mass) | bar: 2000/01 to 2012/13
SF6 leakage as a percentage of mass installed (%) | bar: 2000/01 to 2012/13
Cable oil leakage (ltrs) | bar: 2000/01 to 2009/10
System availability
System availability (%) | bar: 2000/01 to 2009/10
System unavailability (%)
System unavailability (%) (summed from below)
Check
Planned non-reliability outages (%)
User connection (%) | bar: 2000/01 to 2009/10
System construction (%) | bar: 2000/01 to 2009/10
Maintenance - non-reliability (%) | bar: 2000/01 to 2009/10
Average Circuit Unreliability (ACU) (unavailability due to functional failures) (%) | bar: 2010/11 to 2012/13
April | bar: 2000/01 to 2009/10
May | bar: 2000/01 to 2009/10
June | bar: 2000/01 to 2009/10
July | bar: 2000/01 to 2009/10
August | bar: 2000/01 to 2009/10
September | bar: 2000/01 to 2009/10
October | bar: 2000/01 to 2009/10
November | bar: 2000/01 to 2009/10
December | bar: 2000/01 to 2009/10
January | bar: 2000/01 to 2009/10
February | bar: 2000/01 to 2009/10
March | bar: 2000/01 to 2009/10
ACU (%)
Transformers | bar: 2000/01 to 2012/13
AH1
AH2
AH3
AH4
Unclassified
Switchgear | bar: 2000/01 to 2012/13
AH1
AH2
AH3
AH4
Unclassified
Overhead Lines | bar: 2000/01 to 2012/13
AH1
AH2
AH3
AH4
Unclassified
Underground Cables | bar: 2000/01 to 2012/13
AH1
AH2
AH3
AH4
Unclassified
Protection and control | bar: 2000/01 to 2012/13
Other | bar: 2000/01 to 2012/13
Total functional failures unavailability | bar: 2000/01 to 2017/18
Functional failures (planned and unplanned reliability outages) (#)
Transformers | bar: 2000/01 to 2012/13
AH1
AH2
AH3
AH4
Unclassified
Switchgear | bar: 2000/01 to 2012/13
AH1
AH2
AH3
AH4
Unclassified
Overhead Lines | bar: 2000/01 to 2012/13
AH1
AH2
AH3
AH4
Unclassified
Underground Cables | bar: 2000/01 to 2012/13
AH1
AH2
AH3
AH4
Unclassified
Protection and control | bar: 2000/01 to 2012/13
Other | bar: 2000/01 to 2012/13
| Total functional failures | 0 | 0 | 0 | 0 | 0 | 0 | 0 | 0 | 0 | 0 | 0 | 0 | 0 | 0 | 0 | 0 | 0 | 0
Number of monitored circuits for ACU (#)
Number of monitored circuits (year end) | bar: 2000/01 to 2012/13
Functional failure total outage duration (hrs)
| Transformers | 0 | 0 | 0 | 0 | 0 | 0 | 0 | 0 | 0 | 0 | 0 | 0 | 0 | 0 | 0 | 0 | 0 | 0
| AH1 | 0 | 0 | 0 | 0 | 0 | 0 | 0 | 0 | 0 | 0 | 0 | 0 | 0 | 0 | 0 | 0 | 0 | 0
| AH2 | 0 | 0 | 0 | 0 | 0 | 0 | 0 | 0 | 0 | 0 | 0 | 0 | 0 | 0 | 0 | 0 | 0 | 0
| AH3 | 0 | 0 | 0 | 0 | 0 | 0 | 0 | 0 | 0 | 0 | 0 | 0 | 0 | 0 | 0 | 0 | 0 | 0
| AH4 | 0 | 0 | 0 | 0 | 0 | 0 | 0 | 0 | 0 | 0 | 0 | 0 | 0 | 0 | 0 | 0 | 0 | 0
| Unclassified | 0 | 0 | 0 | 0 | 0 | 0 | 0 | 0 | 0 | 0 | 0 | 0 | 0 | 0 | 0 | 0 | 0 | 0
| Switchgear | 0 | 0 | 0 | 0 | 0 | 0 | 0 | 0 | 0 | 0 | 0 | 0 | 0 | 0 | 0 | 0 | 0 | 0
| AH1 | 0 | 0 | 0 | 0 | 0 | 0 | 0 | 0 | 0 | 0 | 0 | 0 | 0 | 0 | 0 | 0 | 0 | 0
| AH2 | 0 | 0 | 0 | 0 | 0 | 0 | 0 | 0 | 0 | 0 | 0 | 0 | 0 | 0 | 0 | 0 | 0 | 0
| AH3 | 0 | 0 | 0 | 0 | 0 | 0 | 0 | 0 | 0 | 0 | 0 | 0 | 0 | 0 | 0 | 0 | 0 | 0
| AH4 | 0 | 0 | 0 | 0 | 0 | 0 | 0 | 0 | 0 | 0 | 0 | 0 | 0 | 0 | 0 | 0 | 0 | 0
| Unclassified | 0 | 0 | 0 | 0 | 0 | 0 | 0 | 0 | 0 | 0 | 0 | 0 | 0 | 0 | 0 | 0 | 0 | 0
| Overhead Lines | 0 | 0 | 0 | 0 | 0 | 0 | 0 | 0 | 0 | 0 | 0 | 0 | 0 | 0 | 0 | 0 | 0 | 0
| AH1 | 0 | 0 | 0 | 0 | 0 | 0 | 0 | 0 | 0 | 0 | 0 | 0 | 0 | 0 | 0 | 0 | 0 | 0
| AH2 | 0 | 0 | 0 | 0 | 0 | 0 | 0 | 0 | 0 | 0 | 0 | 0 | 0 | 0 | 0 | 0 | 0 | 0
| AH3 | 0 | 0 | 0 | 0 | 0 | 0 | 0 | 0 | 0 | 0 | 0 | 0 | 0 | 0 | 0 | 0 | 0 | 0
| AH4 | 0 | 0 | 0 | 0 | 0 | 0 | 0 | 0 | 0 | 0 | 0 | 0 | 0 | 0 | 0 | 0 | 0 | 0
| Unclassified | 0 | 0 | 0 | 0 | 0 | 0 | 0 | 0 | 0 | 0 | 0 | 0 | 0 | 0 | 0 | 0 | 0 | 0
| Underground Cables | 0 | 0 | 0 | 0 | 0 | 0 | 0 | 0 | 0 | 0 | 0 | 0 | 0 | 0 | 0 | 0 | 0 | 0
| AH1 | 0 | 0 | 0 | 0 | 0 | 0 | 0 | 0 | 0 | 0 | 0 | 0 | 0 | 0 | 0 | 0 | 0 | 0
| AH2 | 0 | 0 | 0 | 0 | 0 | 0 | 0 | 0 | 0 | 0 | 0 | 0 | 0 | 0 | 0 | 0 | 0 | 0
| AH3 | 0 | 0 | 0 | 0 | 0 | 0 | 0 | 0 | 0 | 0 | 0 | 0 | 0 | 0 | 0 | 0 | 0 | 0
| AH4 | 0 | 0 | 0 | 0 | 0 | 0 | 0 | 0 | 0 | 0 | 0 | 0 | 0 | 0 | 0 | 0 | 0 | 0
| Unclassified | 0 | 0 | 0 | 0 | 0 | 0 | 0 | 0 | 0 | 0 | 0 | 0 | 0 | 0 | 0 | 0 | 0 | 0
| Protection and control | 0 | 0 | 0 | 0 | 0 | 0 | 0 | 0 | 0 | 0 | 0 | 0 | 0 | 0 | 0 | 0 | 0 | 0
| Other | 0 | 0 | 0 | 0 | 0 | 0 | 0 | 0 | 0 | 0 | 0 | 0 | 0 | 0 | 0 | 0 | 0 | 0
| Total functional failure outage duration | 0 | 0 | 0 | 0 | 0 | 0 | 0 | 0 | 0 | 0 | 0 | 0 | 0 | 0 | 0 | 0 | 0 | 0

## 4.8_Boundary_transf_capab
TPCR4 adapted rollover BPQ
National Grid Electricity Transmission (Capex)
Index
#VALUE!
4.8 | Boundary transfers and capability
|  | 2000/01 | 2001/02 | 2002/03 | 2003/04 | 2004/05 | 2005/06 | 2006/07 | 2007/08 | 2008/09 | 2009/10 | 2010/11 | 2011/12 | 2012/13
Planned Transfer (GW)
Boundary 1 North West
Boundary 2 North South
Boundary 3 South West
Boundary 4 SHETL-SPT
Boundary 5 SPT North - South
Boundary 6 SPTL - NGC Boundary | bar: 2010/11 to 2012/13
Boundary 7 Upper North - North | bar: 2010/11 to 2012/13
Boundary 8 North to Midlands | bar: 2010/11 to 2012/13
Boundary 9 Midlands to South | bar: 2010/11 to 2012/13
Boundary 10 South coast | bar: 2010/11 to 2012/13
Boundary 11 North East & Yorkshire | bar: 2010/11 to 2012/13
Boundary 12 South & South West | bar: 2010/11 to 2012/13
Boundary 13 South West | bar: 2010/11 to 2012/13
Boundary 14 London | bar: 2010/11 to 2012/13
Boundary 15 Thames Estuary | bar: 2010/11 to 2012/13
Boundary 16 North East, Trent & Yorkshire | bar: 2010/11 to 2012/13
Boundary 17 West Midlands | bar: 2010/11 to 2012/13
Required Capability (GW)
Boundary 1 North West
Boundary 2 North South
Boundary 3 South West
Boundary 4 SHETL-SPT
Boundary 5 SPT North - South
Boundary 6 SPTL - NGC Boundary | bar: 2010/11 to 2012/13
Boundary 7 Upper North - North | bar: 2010/11 to 2012/13
Boundary 8 North to Midlands | bar: 2010/11 to 2012/13
Boundary 9 Midlands to South | bar: 2010/11 to 2012/13
Boundary 10 South coast | bar: 2010/11 to 2012/13
Boundary 11 North East & Yorkshire | bar: 2010/11 to 2012/13
Boundary 12 South & South West | bar: 2010/11 to 2012/13
Boundary 13 South West | bar: 2010/11 to 2012/13
Boundary 14 London | bar: 2010/11 to 2012/13
Boundary 15 Thames Estuary | bar: 2010/11 to 2012/13
Boundary 16 North East, Trent & Yorkshire | bar: 2010/11 to 2012/13
Boundary 17 West Midlands | bar: 2010/11 to 2012/13
Actual thermal capability (GW)
Boundary 1 North West
Boundary 2 North South
Boundary 3 South West
Boundary 4 SHETL-SPT
Boundary 5 SPT North - South
Boundary 6 SPTL - NGC Boundary | bar: 2010/11 to 2012/13
Boundary 7 Upper North - North | bar: 2010/11 to 2012/13
Boundary 8 North to Midlands | bar: 2010/11 to 2012/13
Boundary 9 Midlands to South | bar: 2010/11 to 2012/13
Boundary 10 South coast | bar: 2010/11 to 2012/13
Boundary 11 North East & Yorkshire | bar: 2010/11 to 2012/13
Boundary 12 South & South West | bar: 2010/11 to 2012/13
Boundary 13 South West | bar: 2010/11 to 2012/13
Boundary 14 London | bar: 2010/11 to 2012/13
Boundary 15 Thames Estuary | bar: 2010/11 to 2012/13
Boundary 16 North East, Trent & Yorkshire | bar: 2010/11 to 2012/13
Boundary 17 West Midlands | bar: 2010/11 to 2012/13
Actual voltage capability (GW) (for all boundaries where voltage is most onerous constraint and where available for other boundaries)
Boundary 1 North West | bar: 2010/11 to 2012/13
Boundary 2 North South | bar: 2010/11 to 2012/13
Boundary 3 South West | bar: 2010/11 to 2012/13
Boundary 4 SHETL-SPT | bar: 2010/11 to 2012/13
Boundary 5 SPT North - South | bar: 2010/11 to 2012/13
Boundary 6 SPTL - NGC Boundary | bar: 2010/11 to 2012/13
Boundary 7 Upper North - North | bar: 2010/11 to 2012/13
Boundary 8 North to Midlands | bar: 2010/11 to 2012/13
Boundary 9 Midlands to South | bar: 2010/11 to 2012/13
Boundary 10 South coast | bar: 2010/11 to 2012/13
Boundary 11 North East & Yorkshire | bar: 2010/11 to 2012/13
Boundary 12 South & South West | bar: 2010/11 to 2012/13
Boundary 13 South West | bar: 2010/11 to 2012/13
Boundary 14 London | bar: 2010/11 to 2012/13
Boundary 15 Thames Estuary | bar: 2010/11 to 2012/13
Boundary 16 North East, Trent & Yorkshire | bar: 2010/11 to 2012/13
Boundary 17 West Midlands | bar: 2010/11 to 2012/13
Actual stability capability (GW) (for all boundaries where stability is most onerous constraint and where available for other boundaries)
Boundary 1 North West | bar: 2010/11 to 2012/13
Boundary 2 North South | bar: 2010/11 to 2012/13
Boundary 3 South West | bar: 2010/11 to 2012/13
Boundary 4 SHETL-SPT | bar: 2010/11 to 2012/13
Boundary 5 SPT North - South | bar: 2010/11 to 2012/13
Boundary 6 SPTL - NGC Boundary | bar: 2010/11 to 2012/13
Boundary 7 Upper North - North | bar: 2010/11 to 2012/13
Boundary 8 North to Midlands | bar: 2010/11 to 2012/13
Boundary 9 Midlands to South | bar: 2010/11 to 2012/13
Boundary 10 South coast | bar: 2010/11 to 2012/13
Boundary 11 North East & Yorkshire | bar: 2010/11 to 2012/13
Boundary 12 South & South West | bar: 2010/11 to 2012/13
Boundary 13 South West | bar: 2010/11 to 2012/13
Boundary 14 London | bar: 2010/11 to 2012/13
Boundary 15 Thames Estuary | bar: 2010/11 to 2012/13
Boundary 16 North East, Trent & Yorkshire | bar: 2010/11 to 2012/13
Boundary 17 West Midlands | bar: 2010/11 to 2012/13

## 4.9_Demand_&_Supply_at_sub
TPCR4 adapted rollover BPQ
National Grid Electricity Transmission (Capex)
Index
#VALUE!
4.9 | Demand and supply capacity at substations
[14 empty] | 2012-03-31 | 2013-03-31
|  | 2000/01 | 2001/02 | 2002/03 | 2003/04 | 2004/05 | 2005/06 | 2006/07 | 2007/08 | 2008/09 | 2009/10 | 2010/11 | 2011/12
Number of substations within (demand / SGTcapacity)% bands
Peak demand / intact capacity (#)
>120%
110%-120%
100%-110%
90%-100%
80%-90%
<80%
No Capacity
SGT utilisation
| Seasonal peak demand / n-1 capacity (#) | [15 empty] | Reporting year | 2012 | 2013
| >120% | [14 empty] | <80% | 0 | 0 | 0
| 110%-120% | [14 empty] | 80%-90% | 0 | 0 | 0
| 100%-110% | [14 empty] | 90%-100% | 0 | 0 | 0
| 90%-100% | [14 empty] | 100%-110% | 0 | 0 | 0
| 80%-90% | [14 empty] | 110%-120% | 0 | 0 | 0
| <80% | [14 empty] | >120% | 0 | 0 | 0
No Capacity
Non SGT utilisation
| Maintenance period demand / n-2 capacity - >300MW demand groups only (#) | [15 empty] | Reporting year | 2012 | 2013
| >120% | [14 empty] | <80% | 0 | 0 | 0
| 110%-120% | [14 empty] | 80%-90% | 0 | 0 | 0
| 100%-110% | [14 empty] | 90%-100% | 0 | 0 | 0
| 90%-100% | [14 empty] | 100%-110% | 0 | 0 | 0
| 80%-90% | [14 empty] | 110%-120% | 0 | 0 | 0
| <80% | [14 empty] | >120% | 0 | 0 | 0
No Capacity
Number of substations within (demand / non-SGTcapacity)% bands
Peak demand / intact capacity (#)
>120%
110%-120%
100%-110%
90%-100%
80%-90%
<80%
No Capacity
Seasonal peak demand / n-1 capacity (#)
>120%
110%-120%
100%-110%
90%-100%
80%-90%
<80%
No Capacity
Maintenance period demand / n-2 capacity - >300MW demand groups only (#)
>120%
110%-120%
100%-110%
90%-100%
80%-90%
<80%
No Capacity

## 4.11 Asset description NGET
TPCR4 adapted rollover BPQ
National Grid Electricity Transmission (Capex)
Index
#VALUE!
4.11 | Asset Description
| ASSET | Voltage | Capacity | Description
| TRANSFORMERS | (kV/kV) | (MVA)
REACTIVE COMPENSATION
| SWITCHGEAR (Please specify details; circuit breakers to act as a proxy for other primary equipment in the circuit concerned) | (kV) | (kA)
METERING, TELECOMMUNICATIONS, PROTECTION AND CONTROL
Metering
Telecommunications
Protection
Control
SUBSTATION OTHER
| OVERHEAD LINES | (kV) | (kA)
TOWERS (SUPERSTRUCTURES AND FOUNDATIONS)
INSULATORS
SPACERS AND DAMPERS
| UNDERGROUND CABLES | (kV) | (kA)

## 4.12 Asset age 2012
TPCR4 adapted rollover BPQ
National Grid Electricity Transmission (Capex)
Index
#VALUE!
4.12 | Asset Age 2012
|  | As at end of reporting year | [Insert columns for earlier years as required] | [66 empty] | Total
|  |  | 1930 | 1946/1947 | 1947 | 1948 | 1949 | 1950 | 1951 | 1952 | 1953 | 1954 | 1955 | 1956 | 1957 | 1958 | 1959 | 1960 | 1961 | 1962 | 1963 | 1964 | 1965 | 1966 | 1967 | 1968 | 1969 | 1970 | 1971 | 1972 | 1973 | 1974 | 1975 | 1976 | 1977 | 1978 | 1979 | 1980 | 1981 | 1982 | 1983 | 1984 | 1985 | 1986 | 1987 | 1988 | 1989 | 1990 | 1991 | 1992 | 1993 | 1994 | 1995 | 1996 | 1997 | 1998 | 1999 | 2000 | 2001 | 2002 | 2003 | 2004 | 2005 | 2006/07 | 2007/08 | 2008/08 | 2009/10 | 2010/11 | 2011/12 | Quantity
| ASSET | Unit | (#) |  | (#) | (#) | (#) | (#) | (#) | (#) | (#) | (#) | (#) | (#) | (#) | (#) | (#) | (#) | (#) | (#) | (#) | (#) | (#) | (#) | (#) | (#) | (#) | (#) | (#) | (#) | (#) | (#) | (#) | (#) | (#) | (#) | (#) | (#) | (#) | (#) | (#) | (#) | (#) | (#) | (#) | (#) | (#) | (#) | (#) | (#) | (#) | (#) | (#) | (#) | (#) | (#) | (#) | (#) | (#) | (#) | (#) | (#) | (#) | (#) | (#) | (#) | (#) | (#) | (#) | (#)
TRANSFORMERS
| T_4_IB | Each | [67 empty] | 0
| T_4_GSP | Each | [67 empty] | 0
| T_2_GSP | Each | [67 empty] | 0
| T_1_GT | Each | [67 empty] | 0
0
| QB_400 | Each | [67 empty] | 0
| QB_275 | Each | [67 empty] | 0
0
| SHR_400 | Each | [67 empty] | 0
| SHR_275 | Each | [67 empty] | 0
| SHR_132 | Each | [67 empty] | 0
| SHR_33 | Each | [67 empty] | 0
| SHR_13 | Each | [67 empty] | 0
| SER_400 | Each | [67 empty] | 0
| SER_275 | Each | [67 empty] | 0
| SER_132 | Each | [67 empty] | 0
| SER_Other | Each | [67 empty] | 0
0
| REACTIVE COMPENSATION | [68 empty] | 0
| 13/33kV Mechanically switched capacitor bank | Each | [67 empty] | 0
| 132kV Mechanically switched capacitor bank | Each | [67 empty] | 0
| 275kV Mechanically switched capacitor bank | Each | [67 empty] | 0
| 400kV Mechanically switched capacitor bank | Each | [67 empty] | 0
| 400kV/275kV Static Var Compensator | Each | [67 empty] | 0
| 13kV Static Var Compensator | Each | [67 empty] | 0
0
0
| SWITCHGEAR (Please specify details; circuit breakers to act as a proxy for other primary equipment in the circuit concerned) | [68 empty] | 0
| 420KV GCB GIS OD | Each | [67 empty] | 0
| 420KV GCB GIS ID | Each | [67 empty] | 0
| 420KV GCB | Each | [67 empty] | 0
| 420KV ABCB PAB1 RR OD | Each | [67 empty] | 0
| 420KV ABCB PAB2 RR ID | Each | [67 empty] | 0
| 420KV ABCB PAB2 RR OD | Each | [67 empty] | 0
| 420KV ABCB PAB R | Each | [67 empty] | 0
| 420KV ABCB PAB N | Each | [67 empty] | 0
| 300KV OCB | Each | [67 empty] | 0
| 300KV GCB GIS OD | Each | [67 empty] | 0
| 300KV GCB GIS ID | Each | [67 empty] | 0
| 300KV GCB | Each | [67 empty] | 0
| 300KV ABCB PAB1 RR OD | Each | [67 empty] | 0
| 300KV ABCB PAB2 RR ID | Each | [67 empty] | 0
| 300KV ABCB PAB2 RR OD | Each | [67 empty] | 0
| 300KV ABCB PAB R | Each | [67 empty] | 0
| 300KV ABCB CAB RR ID | Each | [67 empty] | 0
| 300KV ABCB CAB RR OD | Each | [67 empty] | 0
| 300KV ABCB CAB R | Each | [67 empty] | 0
| 300KV ABCB CAB N | Each | [67 empty] | 0
| 145KV OCB | Each | [67 empty] | 0
| 145KV GCB GIS OD | Each | [67 empty] | 0
| 145KV GCB GIS ID | Each | [67 empty] | 0
| 145KV GCB | Each | [67 empty] | 0
| 145KV ABCB PAB R | Each | [67 empty] | 0
| 145KV ABCB CAB N | Each | [67 empty] | 0
| 66KV GCB | Each | [67 empty] | 0
| 66KV ABCB | Each | [67 empty] | 0
| 66KV OCB | Each | [67 empty] | 0
| =<33KV CB | Each | [67 empty] | 0
| =<13KV CB | Each | [67 empty] | 0
| =<13KV ABCB | Each | [67 empty] | 0
0
| METERING, TELECOMMUNICATIONS, PROTECTION AND CONTROL | [68 empty] | 0
| Metering | [68 empty] | 0
| Settlement Meters (Installations - Circuit basis) | Each | [67 empty] | 0
| System Monitoring - System Monitors | Each | [67 empty] | 0
0
| Telecommunications | [68 empty] | 0
| Software based - NGT user connection - Multiplex installations (per unit) | Each | [67 empty] | 0
| Software based - Telephone exchange - per exchange/site | Each | [67 empty] | 0
0
| Protection | [68 empty] | 0
| Wound equipment bays - Digital Numeric AD convertor - Signal processor | Each | [67 empty] | 0
| Wound equipment bays - Electronic static simple | Each | [67 empty] | 0
| Bus Setion/Coupler bays - Digital Numeric AD convertor - Signal processor | Each | [67 empty] | 0
| Bus Setion/Coupler bays - bays - Electronic static simple | Each | [67 empty] | 0
| Busbar protection - Double Bus Electronic Digital Numeric AD convertor - Signal processor | Each | [67 empty] | 0
| Busbar protection - Double Bus Electronic static simple | Each | [67 empty] | 0
| Busbar protection - Mesh Corner Electronic Digital Numeric AD convertor - Signal processor | Each | [67 empty] | 0
| Busbar Protection - Mesh Corner - Electronic static simple | Each | [67 empty] | 0
| Mesh DAR Digital AD & Microprocessor) | Each | [67 empty] | 0
| Mesh DAR Digital AD & Digital Signal Processor) | Each | [67 empty] | 0
| Mesh DAR Electromechanical (infreq)/Elect simple | Each | [67 empty] | 0
| Mesh DAR/Autoswitching Software / Database driven - PLC | Each | [67 empty] | 0
| Feeder Protection bay - Electromechanical - Sensitive Mearsuring element | Each | [67 empty] | 0
| Feeder Protection bay - Electronic Static - Complex - Transistor/IC's | Each | [67 empty] | 0
| Feeder Protection bay - Digital Numeric AD convertor - Microprocessor | Each | [67 empty] | 0
| Feeder Protection bay - Digital Numeric AD convertor - Signal processor | Each | [67 empty] | 0
| Reactive Plant Protection bay - Electronic - Digital Numeric AD convertor - Microprocessor | Each | [67 empty] | 0
| Reactive Plant Protection bay - Digital Numeric AD convertor - Signal processor | Each | [67 empty] | 0
0
| Control | [68 empty] | 0
| Control Bays - Electromech Attracted aramature Frequent use | Each | [67 empty] | 0
| Control bay - PLC logic controllers | Each | [67 empty] | 0
| Static VAR Compensator Control System | Each | [67 empty] | 0
| Control Bay Co-ordinated 1st Gen CCS | Each | [67 empty] | 0
| Control Bay Semi Distributed 1st Gen SCS | Each | [67 empty] | 0
| Control Bay Upgradeble/Refurbishable Semi Distributed 1st Gen SCS | Each | [67 empty] | 0
| Control Bay Semi Distributed 2nd Gen SCS | Each | [67 empty] | 0
| Substation Control Systems/ PC for HMI on SCS | Each | [67 empty] | 0
| line deleted | [68 empty] | 0
| SUBSTATION OTHER | [68 empty] | 0
| NICAD 24V Blockhouse/Bay Battery | Each | [67 empty] | 0
| NICAD 24V Common Battery | Each | [67 empty] | 0
| Plante 110V Blockhouse/Bay Battery | Each | [67 empty] | 0
| Plante 110V Common Battery | Each | [67 empty] | 0
| Plante 48V Blockhouse/Bay Battery | Each | [67 empty] | 0
| Plante 48V Common Battery | Each | [67 empty] | 0
| VRLA 110V Blockhouse/Bay Battery | Each | [67 empty] | 0
| VRLA 110V Common Battery | Each | [67 empty] | 0
| VRLA 48V Blockhouse/Bay Battery | Each | [67 empty] | 0
| VRLA 48V Common Battery | Each | [67 empty] | 0
| Diesels | Each | [67 empty] | 0
| LVAC auxiliary systems | Each | [67 empty] | 0
0
| OVERHEAD LINES | [68 empty] | 0
| Fully greased Zebra A | Each | [67 empty] | 0
| Fully Greased Zebra B | Each | [67 empty] | 0
| Fully greased Zebra C | Each | [67 empty] | 0
| Core Only Lynx A | Each | [67 empty] | 0
| Core Only Lynx B | Each | [67 empty] | 0
| Core Only Lynx C+D | Each | [67 empty] | 0
| Core Only Zebra A | Each | [67 empty] | 0
| Core Only Zebra B | Each | [67 empty] | 0
| Core Only Zebra C | Each | [67 empty] | 0
| Fully Greased Lynx A | Each | [67 empty] | 0
| Fully Greased Lynx B | Each | [67 empty] | 0
| Fully Greased Lynx C+D | Each | [67 empty] | 0
| Fully greased Zebra D | Each | [67 empty] | 0
| Core Only Greased Zebra D | Each | [67 empty] | 0
| AAAC/ACAR | Each | [67 empty] | 0
| High Temperature Low Sag Conductor | Each | [67 empty] | 0
0
| TOWERS (SUPERSTRUCTURES AND FOUNDATIONS) | [68 empty] | 0
| Towers Superstructures (Painted to Policy) and Foundations - A | Each | [67 empty] | 0
| Towers Superstructures (Painted to Policy) and Foundations - B | Each | [67 empty] | 0
| Towers Superstructures (Painted to Policy) and Foundations - C | Each | [67 empty] | 0
| Towers Superstructures (Painted to Policy) and Foundations - D | Each | [67 empty] | 0
| Towers Superstructures (Historically not Painted to Policy) - A | Each | [67 empty] | 0
| Towers Superstructures (Historically not Painted to Policy) - B | Each | [67 empty] | 0
| Towers Superstructures (Historically not Painted to Policy) - C | Each | [67 empty] | 0
| Towers Superstructures (Historically not Painted to Policy) - D | Each | [67 empty] | 0
0
| INSULATORS | [68 empty] | 0
| Glass and Porcelain Insulators | Each | [67 empty] | 0
| Polymeric Insulators | Each | [67 empty] | 0
0
| SPACERS AND DAMPERS | [68 empty] | 0
| Quad Conductor Routes - Semi-rigid spacers, spacer dampers, vibration dampers | Each | [67 empty] | 0
| Triple Conductor Routes - Semi-rigid spacers, spacer dampers, vibration dampers | Each | [67 empty] | 0
| Twin Conductor Routes - Semi-rigid spacers, spacer dampers, vibration dampers | Each | [67 empty] | 0
0
| UNDERGROUND CABLES | [68 empty] | 0
| 400kV type 1 - Lead sheath and PVC oversheath (not AEI and pre-1973 BICC) | Each | [67 empty] | 0
| 400kV type 2 - Lead sheath and PE oversheath & Aluminium sheath | Each | [67 empty] | 0
| 400kV type 3 - AEI and pre-1973 BICC lead sheath and PVC oversheath | Each | [67 empty] | 0
| 400kV type 5 - XLPE | Each | [67 empty] | 0
| 275kV type 1 - Lead sheath and PVC oversheath (not AEI and pre-1973 BICC) | Each | [67 empty] | 0
| 275kV type 2 - Lead sheath and PE oversheath & Aluminium sheath | Each | [67 empty] | 0
| 275kV type 3 - AEI and pre-1973 BICC lead sheath and PVC oversheath | Each | [67 empty] | 0
| 275kV type 4 - Gas filled/gas compression cables | Each | [67 empty] | 0
| 275kV type 5 - XLPE | Each | [67 empty] | 0
| 132kV type 1 - Lead sheath and PVC oversheath (not AEI and pre-1973 BICC) | Each | [67 empty] | 0
| 132kV type 2 - Lead sheath and PE oversheath & Aluminium sheath | Each | [67 empty] | 0
| 132kV type 3 - AEI and pre-1973 BICC lead sheath and PVC oversheath | Each | [67 empty] | 0
| 132kV type 4 - Gas filled/gas compression cables | Each | [67 empty] | 0
| 132kV type 5 - XLPE | Each | [67 empty] | 0

## 4.15 Asset adds & disps
TPCR4 adapted rollover BPQ
National Grid Electricity Transmission (Capex)
Index
#VALUE! | [81 empty] | #VALUE! | #VALUE!
4.15 | Asset Quantities - Annual Additions and Disposals | [80 empty] | 4.15 Asset Quantities - Annual Additions and Disposals
Reconciliation of forecast network development
| YEAR |  | 1999/00 | [5 empty] | 2000/01 |  |  |  |  | 2001/02 |  |  |  |  | 2002/03 |  |  |  |  | 2003/04 |  |  |  |  | 2004/05 |  |  |  |  | 2005/06 | [5 empty] | 2006/07 | [5 empty] | 2007/08 | [5 empty] | 2008/09 | [5 empty] | 2009/10 | [5 empty] | 2010/11 | [5 empty] | 2011/12 | [5 empty] | 2012/13 | [5 empty] | YEAR | Forecast 2013/14 - 2017/18
| Note: The list of assets below is indicative only and data should be provided in accordance with TO's own system for classifying and grouping assets for asset life based planning purposes. |  |  | Additions |  | Disposals |  |  | Additions |  | Disposals |  |  | Additions |  | Disposals |  |  | Additions |  | Disposals |  |  | Additions |  | Disposals |  |  | Additions |  | Disposals |  |  |  | Additions |  | Disposals |  |  |  | Additions |  | Disposals |  |  |  | Additions |  | Disposals |  |  |  | Additions |  | Disposals |  |  |  | Additions |  | Disposals |  |  |  | Additions |  | Disposals |  |  |  | Additions |  | Disposals |  |  |  | Additions |  | Disposals |  |  | Note: The list of assets below is indicative only and data should be provided in accordance with TO's own system for classifying and grouping assets for asset life based planning purposes. | Additions | Disposals | Additions | Disposals
|  |  | Opening balance | Load related | Asset replace-ment | Asset replace-ment | Other | Closing balance | Load related | Asset replace-ment | Asset replace-ment | Other | Closing balance | Load related | Asset replace-ment | Asset replace-ment | Other | Closing balance | Load related | Asset replace-ment | Asset replace-ment | Other | Closing balance | Load related | Asset replace-ment | Asset replace-ment | Other | Closing balance | Load related | Asset replace-ment | Asset replace-ment | Other | Closing balance | Opening balance | Load related | Asset replace-ment | Asset replace-ment | Other | Closing balance | Opening balance | Load related | Non Load Related | Load related | Non Load Related | Closing balance | Opening balance | Load related | Non Load Related | Load related | Non Load Related | Closing balance | Opening balance | Load related | Non Load Related | Load related | Non Load Related | Closing balance | Opening balance | Load related | Non Load Related | Load related | Non Load Related | Closing balance | Opening balance | Load related | Non Load Related | Load related | Non Load Related | Closing balance | Opening balance | Load related | Non Load Related | Load related | Non Load Related | Closing balance | Opening balance | Load related | Non Load Related | Load related | Non Load Related | Closing balance |  | Non Load Related | Non Load Related | Load Related | Load Related | Closing balance
| ASSET | Unit | (#) | (#) | (#) | (#) | (#) | (#) | (#) | (#) | (#) | (#) | (#) | (#) | (#) | (#) | (#) | (#) | (#) | (#) | (#) | (#) | (#) | (#) | (#) | (#) | (#) | (#) | (#) | (#) | (#) | (#) | (#) | (#) | (#) | (#) | (#) | (#) | (#) | (#) | (#) | (#) | (#) | (#) | (#) | (#) | (#) | (#) | (#) | (#) | (#) | (#) | (#) | (#) | (#) | (#) | (#) | (#) | (#) | (#) | (#) | (#) | (#) | (#) | (#) | (#) | (#) | (#) | (#) | (#) | (#) | (#) | (#) | (#) | (#) | (#) | (#) | (#) | (#) | (#) | (#) | ASSET | (#) | (#) | (#) | (#) | (#)
| TRANSFORMERS | [80 empty] | TRANSFORMERS
| T_4_IB | Each | [79 empty] | 400kV
| T_4_GSP | Each | [79 empty] | 275kV
| T_2_GSP | Each | [79 empty] | 132kV
| T_1_GT | Each | [79 empty] | <132kV
| T_SPARE | Each
REACTIVE COMPENSATION
| QB_400 | Each | [79 empty] | 400kV
| QB_275 | Each | [79 empty] | 275kV
132kV
| SHR_400 | Each | [79 empty] | <132kV
| SHR_275 | Each
| SHR_132 | Each
| SHR_33 | Each | [79 empty] | SWITCHGEAR
| SHR_13 | Each | [79 empty] | 420kV
| SER_400 | Each | [79 empty] | 300kV
| SER_275 | Each | [79 empty] | 145kV
| SER_132 | Each | [79 empty] | <132kV
| SER_Other | Each
| REACTIVE COMPENSATION | [80 empty] | METERING, TELECOMMUNICATIONS, PROTECTION AND CONTROL
| 13/33kV Mechanically switched capacitor bank | Each | [79 empty] | Metering
| 132kV Mechanically switched capacitor bank | Each | [79 empty] | Settlement Meters (Installations - Circuit basis)
| 275kV Mechanically switched capacitor bank | Each | [79 empty] | System Monitoring - System Monitors
| 400kV Mechanically switched capacitor bank | Each
| 400kV/275kV Static Var Compensator | Each | [79 empty] | Telecommunications
| 13kV Static Var Compensator | Each | [79 empty] | Software based - NGT user connection - Multiplex installations (per unit)
Software based - Telephone exchange - per exchange/site
| SWITCHGEAR (Please specify details; circuit breakers to act as a proxy for other primary equipment in the circuit concerned) | [80 empty] | Protection
| 420KV GCB GIS OD | Each | [79 empty] | Wound equipment bays - Digital Numeric AD convertor - Signal processor
| 420KV GCB GIS ID | Each | [79 empty] | Wound equipment bays - Electronic static simple
| 420KV GCB | Each | [79 empty] | Bus Setion/Coupler bays - Digital Numeric AD convertor - Signal processor
| 420KV ABCB PAB1 RR OD | Each | [79 empty] | Bus Setion/Coupler bays - bays - Electronic static simple
| 420KV ABCB PAB2 RR ID | Each | [79 empty] | Busbar protection - Double Bus Electronic Digital Numeric AD convertor - Signal processor
| 420KV ABCB PAB2 RR OD | Each | [79 empty] | Busbar protection - Double Bus Electronic static simple
| 420KV ABCB PAB R | Each | [79 empty] | Busbar protection - Mesh Corner Electronic Digital Numeric AD convertor - Signal processor
| 420KV ABCB PAB N | Each | [79 empty] | Busbar Protection - Mesh Corner - Electronic static simple
| 300KV OCB | Each | [79 empty] | Mesh DAR Digital AD & Microprocessor)
| 300KV GCB GIS OD | Each | [79 empty] | Mesh DAR Digital AD & Digital Signal Processor)
| 300KV GCB GIS ID | Each | [79 empty] | Mesh DAR Electromechanical (infreq)/Elect simple
| 300KV GCB | Each | [79 empty] | Mesh DAR/Autoswitching Software / Database driven - PLC
| 300KV ABCB PAB1 RR OD | Each | [79 empty] | Feeder Protection bay - Electromechanical - Sensitive Mearsuring element
| 300KV ABCB PAB2 RR ID | Each | [79 empty] | Feeder Protection bay - Electronic Static - Complex - Transistor/IC's
| 300KV ABCB PAB2 RR OD | Each | [79 empty] | Feeder Protection bay - Digital Numeric AD convertor - Microprocessor
| 300KV ABCB PAB R | Each | [79 empty] | Feeder Protection bay - Digital Numeric AD convertor - Signal processor
| 300KV ABCB CAB RR ID | Each | [79 empty] | Reactive Plant Protection bay - Electronic - Digital Numeric AD convertor - Microprocessor
| 300KV ABCB CAB RR OD | Each | [79 empty] | Reactive Plant Protection bay - Digital Numeric AD convertor - Signal processor
| 300KV ABCB CAB R | Each
| 300KV ABCB CAB N | Each | [79 empty] | Control
| 145KV OCB | Each | [79 empty] | Control Bays - Electromech Attracted aramature Frequent use
| 145KV GCB GIS OD | Each | [79 empty] | Control bay - PLC logic controllers
| 145KV GCB GIS ID | Each | [79 empty] | Static VAR Compensator Control System
| 145KV GCB | Each | [79 empty] | Control Bay Co-ordinated 1st Gen CCS
| 145KV ABCB PAB R | Each | [79 empty] | Control Bay Semi Distributed 1st Gen SCS
| 145KV ABCB CAB N | Each | [79 empty] | Control Bay Upgradeble/Refurbishable Semi Distributed 1st Gen SCS
| 66KV GCB | Each | [79 empty] | Control Bay Semi Distributed 2nd Gen SCS
| 66KV ABCB | Each | [79 empty] | Substation Control Systems/ PC for HMI on SCS
| 66KV OCB | Each
| =<33KV CB | Each
| =<13KV CB | Each | [79 empty] | SUBSTATION OTHER
| =<13KV ABCB | Each | [79 empty] | Batterys
Diesels
| METERING, TELECOMMUNICATIONS, PROTECTION AND CONTROL | [80 empty] | LVAC auxiliary systems
Metering
| Settlement Meters (Installations - Circuit basis) | Each
| System Monitoring - System Monitors | Each | [79 empty] | OVERHEAD LINES
Fully greased zebra
| Telecommunications | [80 empty] | Core greased zebra
| Software based - NGT user connection - Multiplex installations (per unit) | Each | [79 empty] | Fully greased lynx
| Software based - Telephone exchange - per exchange/site | Each | [79 empty] | Core greased lynx
AAAC/ACAR and HighTemperature Low Sag Conductor
Protection
| Wound equipment bays - Digital Numeric AD convertor - Signal processor | Each
| Wound equipment bays - Electronic static simple | Each | [79 empty] | TOWERS (SUPERSTRUCTURES AND FOUNDATIONS)
| Bus Setion/Coupler bays - Digital Numeric AD convertor - Signal processor | Each | [79 empty] | Towers Superstructures (Painted to Policy) and Foundations
| Bus Setion/Coupler bays - bays - Electronic static simple | Each | [79 empty] | Towers Superstructures (Historically not Painted to Policy)
| Busbar protection - Double Bus Electronic Digital Numeric AD convertor - Signal processor | Each
| Busbar protection - Double Bus Electronic static simple | Each
| Busbar protection - Mesh Corner Electronic Digital Numeric AD convertor - Signal processor | Each | [79 empty] | INSULATORS
| Busbar Protection - Mesh Corner - Electronic static simple | Each | [79 empty] | Insulators
| Mesh DAR Digital AD & Microprocessor) | Each
| Mesh DAR Digital AD & Digital Signal Processor) | Each
| Mesh DAR Electromechanical (infreq)/Elect simple | Each | [79 empty] | SPACERS AND DAMPERS
| Mesh DAR/Autoswitching Software / Database driven - PLC | Each | [79 empty] | Semi-rigid spacers, spacer dampers, vibration dampers
| Feeder Protection bay - Electromechanical - Sensitive Mearsuring element | Each
| Feeder Protection bay - Electronic Static - Complex - Transistor/IC's | Each
| Feeder Protection bay - Digital Numeric AD convertor - Microprocessor | Each
| Feeder Protection bay - Digital Numeric AD convertor - Signal processor | Each | [79 empty] | UNDERGROUND CABLES
| Reactive Plant Protection bay - Electronic - Digital Numeric AD convertor - Microprocessor | Each | [79 empty] | 400kV
| Reactive Plant Protection bay - Digital Numeric AD convertor - Signal processor | Each | [79 empty] | 275kV
132kV
Control
| Control Bays - Electromech Attracted aramature Frequent use | Each
| Control bay - PLC logic controllers | Each
| Static VAR Compensator Control System | Each
| Control Bay Co-ordinated 1st Gen CCS | Each
| Control Bay Semi Distributed 1st Gen SCS | Each
| Control Bay Upgradeble/Refurbishable Semi Distributed 1st Gen SCS | Each
| Control Bay Semi Distributed 2nd Gen SCS | Each
| Substation Control Systems/ PC for HMI on SCS | Each
SUBSTATION OTHER
| NICAD 24V Blockhouse/Bay Battery | Each
| NICAD 24V Common Battery | Each
| Plante 110V Blockhouse/Bay Battery | Each
| Plante 110V Common Battery | Each
| Plante 48V Blockhouse/Bay Battery | Each
| Plante 48V Common Battery | Each
| VRLA 110V Blockhouse/Bay Battery | Each
| VRLA 110V Common Battery | Each
| VRLA 48V Blockhouse/Bay Battery | Each
| VRLA 48V Common Battery | Each
| Diesels | Each
| LVAC auxiliary systems | Each
OVERHEAD LINES
| Fully greased Zebra A | Each
| Fully Greased Zebra B | Each
| Fully greased Zebra C | Each
| Core Only Lynx A | Each
| Core Only Lynx B | Each
| Core Only Lynx C+D | Each
| Core Only Zebra A | Each
| Core Only Zebra B | Each
| Core Only Zebra C | Each
| Fully Greased Lynx A | Each
| Fully Greased Lynx B | Each
| Fully Greased Lynx C+D | Each
| Fully greased Zebra D | Each
| Core Only Greased Zebra D | Each
| AAAC/ACAR | Each
| High Temperature Low Sag Conductor | Each
TOWERS (SUPERSTRUCTURES AND FOUNDATIONS)
| Towers Superstructures (Painted to Policy) and Foundations - A | Each
| Towers Superstructures (Painted to Policy) and Foundations - B | Each
| Towers Superstructures (Painted to Policy) and Foundations - C | Each
| Towers Superstructures (Painted to Policy) and Foundations - D | Each
| Towers Superstructures (Historically not Painted to Policy) - A | Each
| Towers Superstructures (Historically not Painted to Policy) - B | Each
| Towers Superstructures (Historically not Painted to Policy) - C | Each
| Towers Superstructures (Historically not Painted to Policy) - D | Each
INSULATORS
| Glass and Porcelain Insulators | Each
| Polymeric Insulators | Each
SPACERS AND DAMPERS
| Quad Conductor Routes - Semi-rigid spacers, spacer dampers, vibration dampers | Each
| Triple Conductor Routes - Semi-rigid spacers, spacer dampers, vibration dampers | Each
| Twin Conductor Routes - Semi-rigid spacers, spacer dampers, vibration dampers | Each
UNDERGROUND CABLES
| 400kV type 1 - Lead sheath and PVC oversheath (not AEI and pre-1973 BICC) | Each
| 400kV type 2 - Lead sheath and PE oversheath & Aluminium sheath | Each
| 400kV type 3 - AEI and pre-1973 BICC lead sheath and PVC oversheath | Each
| 400kV type 5 - XLPE | Each
| 275kV type 1 - Lead sheath and PVC oversheath (not AEI and pre-1973 BICC) | Each
| 275kV type 2 - Lead sheath and PE oversheath & Aluminium sheath | Each
| 275kV type 3 - AEI and pre-1973 BICC lead sheath and PVC oversheath | Each
| 275kV type 4 - Gas filled/gas compression cables | Each
| 275kV type 5 - XLPE | Each
| 132kV type 1 - Lead sheath and PVC oversheath (not AEI and pre-1973 BICC) | Each
| 132kV type 2 - Lead sheath and PE oversheath & Aluminium sheath | Each
| 132kV type 3 - AEI and pre-1973 BICC lead sheath and PVC oversheath | Each
| 132kV type 4 - Gas filled/gas compression cables | Each
| 132kV type 5 - XLPE | Each

## 4.16 Asset lives
TPCR4 adapted rollover BPQ
National Grid Electricity Transmission (Capex)
Index
#VALUE!
4.16 | Asset Lives
|  |  | Data Type A |  |  | Data Type B
|  |  | Earliest Onset of Significant Unreliability | Anticipated Life | Latest Onset of Significant Unreliability | Weighted average | Standard deviation | Cumulative probability density function
| ASSET |  | (years) | (years) | (years) | (years) | (±years) | 0 | 1 | 2 | 3 | 4 | 5 | 6 | 7 | 8 | 9 | 10 | 11 | 12 | 13 | 14 | 15 | 16 | 17 | 18 | 19 | 20 | 21 | 22 | 23 | 24 | 25 | 26 | 27 | 28 | 29 | 30 | 31 | 32 | 33 | 34 | 35 | 36 | 37 | 38 | 39 | 40 | 41 | 42 | 43 | 44 | 45 | 46 | 47 | 48 | 49 | 50 | 51 | 52 | 53 | 54 | 55 | 56 | 57 | 58 | 59 | 60 | 61 | 62 | 63 | 64 | 65 | 66 | 67 | 68 | 69 | 70 | 71 | 72 | 73 | 74 | 75 | 76 | 77 | 78 | 79 | 80 | 81 | 82 | 83 | 84 | 85 | 86 | 87 | 88 | 89 | 90 | 91 | 92 | 93 | 94 | 95 | 96 | 97 | 98 | 99 | 100
TRANSFORMERS
| T_4_IB | Tgrp2
| T_4_GSP | Tgrp1
| T_2_GSP | Tgrp1
| T_1_GT | Tgrp1
| T_SPARE | Each
| QB_400 | Tgrp1
| QB_275 | Tgrp1
| SHR_400 | Tgrp6
| SHR_275 | Tgrp6
| SHR_132 | Tgrp6
| SHR_33 | Tgrp6
| SHR_13 | Tgrp6
| SER_400 | Tgrp1
| SER_275 | Tgrp1
| SER_132 | Tgrp1
| SER_Other | Tgrp1
REACTIVE COMPENSATION
| 13/33kV Mechanically switched capacitor bank | Rgrp4
| 132kV Mechanically switched capacitor bank | Rgrp4
| 275kV Mechanically switched capacitor bank | Rgrp4
| 400kV Mechanically switched capacitor bank | Rgrp4
| 400kV/275kV Static Var Compensator | Rgrp5
| 13kV Static Var Compensator | Rgrp5
SWITCHGEAR (Please specify details; circuit breakers to act as a proxy for other primary equipment in the circuit concerned)
| 420KV GCB GIS OD | Sgrp6
| 420KV GCB GIS ID | Sgrp3
| 420KV GCB | Sgrp3
| 420KV ABCB PAB R | Sgrp1
| 420KV ABCB PAB N | Sgrp4
| 300KV OCB | Sgrp2
| 300KV GCB GIS OD | Sgrp6
| 300KV GCB GIS ID | Sgrp3
| 300KV GCB | Sgrp3
| 300KV ABCB PAB R | Sgrp1
| 300KV ABCB CAB R | Sgrp7
| 300KV ABCB CAB N | Sgrp2
| 145KV OCB | Sgrp2
| 145KV GCB GIS OD | Sgrp6
| 145KV GCB GIS ID | Sgrp3
| 145KV GCB | Sgrp3
| 145KV ABCB PAB R | Sgrp1
| 145KV ABCB CAB N | Sgrp2
| 66KV GCB | Sgrp3
| 66KV ABCB | Sgrp2
| 66KV OCB | Sgrp2
| =<33KV CB | Sgrp2
| =<13KV CB | Sgrp2
| =<13KV ABCB | Sgrp2
METERING, TELECOMMUNICATIONS, PROTECTION AND CONTROL
Metering
| Settlement Meters (Installations - Circuit basis) | Distributions not modelled
| System Monitoring - System Monitors | Distributions not modelled
Telecommunications
| Software based - NGT user connection - Multiplex installations (per unit) | Distributions not modelled
| Software based - Telephone exchange - per exchange/site | Distributions not modelled
Protection
| Wound equipment bays - Digital Numeric AD convertor - Signal processor | Pgrp2
| Wound equipment bays - Electronic static simple | Pgrp1
| Bus Setion/Coupler bays - Digital Numeric AD convertor - Signal processor | Pgrp2
| Bus Setion/Coupler bays - bays - Electronic static simple | Pgrp1
| Busbar protection - Double Bus Electronic Digital Numeric AD convertor - Signal processor | Pgrp2
| Busbar protection - Double Bus Electronic static simple | Pgrp1
| Busbar protection - Mesh Corner Electronic Digital Numeric AD convertor - Signal processor | Pgrp2
| Busbar Protection - Mesh Corner - Electronic static simple | Pgrp1
| Mesh DAR Digital AD & Microprocessor) | Pgrp5
| Mesh DAR Digital AD & Digital Signal Processor) | Pgrp2
| Mesh DAR Electromechanical (infreq)/Elect simple | Pgrp1
| Mesh DAR/Autoswitching Software / Database driven - PLC | Pgrp6
| Feeder Protection bay - Electromechanical - Sensitive Mearsuring element | Pgrp3
| Feeder Protection bay - Electronic Static - Complex - Transistor/IC's | Pgrp4
| Feeder Protection bay - Digital Numeric AD convertor - Microprocessor | Pgrp5
| Feeder Protection bay - Digital Numeric AD convertor - Signal processor | Pgrp2
Reactive Plant Protection bay - Electronic - Digital Numeric AD convertor - Microprocessor
Reactive Plant Protection bay - Digital Numeric AD convertor - Signal processor
Control
| Control Bays - Electromech Attracted aramature Frequent use | Pgrp2
| Control bay - PLC logic controllers | Pgrp6
Static VAR Compensator Control System
| Control Bay Co-ordinated 1st Gen CCS | Pgrp7
| Control Bay Semi Distributed 1st Gen SCS | Pgrp7
| Control Bay Semi Distributed 2nd Gen SCS | Pgrp2
| Substation Control Systems/ PC for HMI on SCS | Pgrp6
SUBSTATION OTHER
| NICAD 24V Blockhouse/Bay Battery | Distributions not modelled
| NICAD 24V Common Battery | Distributions not modelled
| Plante 110V Blockhouse/Bay Battery | Distributions not modelled
| Plante 110V Common Battery | Distributions not modelled
| Plante 48V Blockhouse/Bay Battery | Distributions not modelled
| Plante 48V Common Battery | Distributions not modelled
| VRLA 110V Blockhouse/Bay Battery | Distributions not modelled
| VRLA 110V Common Battery | Distributions not modelled
| VRLA 48V Blockhouse/Bay Battery | Distributions not modelled
| VRLA 48V Common Battery | Distributions not modelled
| Diesels | Distributions not modelled
| LVAC auxiliary systems | Distributions not modelled
OVERHEAD LINES
| Fully greased Zebra A | Lgrp1
| Fully Greased Zebra B | Lgrp2
| Fully greased Zebra C | Lgrp3
| Core Only Lynx A | Lgrp4
| Core Only Lynx B | Lgrp5
| Core Only Lynx C+D | Lgrp6
| Core Only Zebra A | Lgrp7
| Core Only Zebra B | Lgrp8
| Core Only Zebra C | Lgrp9
| Fully Greased Lynx A | Lgrp10
| Fully Greased Lynx B | Lgrp11
| Fully Greased Lynx C+D | Lgrp12
| Fully greased Zebra D | Lgrp13
| Core Only Greased Zebra D | Lgrp14
| AAAC/ACAR | Lgrp15
| Gap | Lgrp16
TOWERS (SUPERSTRUCTURES AND FOUNDATIONS)
| Towers Superstructures (Painted to Policy) and Foundations - A | Distributions not modelled
| Towers Superstructures (Painted to Policy) and Foundations - B | Distributions not modelled
| Towers Superstructures (Painted to Policy) and Foundations - C | Distributions not modelled
| Towers Superstructures (Painted to Policy) and Foundations - D | Distributions not modelled
| Towers Superstructures (Historically not Painted to Policy) - A | Distributions not modelled
| Towers Superstructures (Historically not Painted to Policy) - B | Distributions not modelled
| Towers Superstructures (Historically not Painted to Policy) - C | Distributions not modelled
| Towers Superstructures (Historically not Painted to Policy) - D | Distributions not modelled
INSULATORS
Glass and Porcelain Insulators
SPACERS AND DAMPERS
Quad Conductor Routes - Semi-rigid spacers, spacer dampers, vibration dampers
Triple Conductor Routes - Semi-rigid spacers, spacer dampers, vibration dampers
Twin Conductor Routes - Semi-rigid spacers, spacer dampers, vibration dampers
UNDERGROUND CABLES
| 400kV type 1 - Lead sheath and PVC oversheath (not AEI and pre-1973 BICC) | Cgrp1
| 400kV type 2 - Lead sheath and PE oversheath & Aluminium sheath | Cgrp2
| 400kV type 3 - AEI and pre-1973 BICC lead sheath and PVC oversheath | Cgrp3
| 400kV type 5 - XLPE | Cgrp5
| 275kV type 1 - Lead sheath and PVC oversheath (not AEI and pre-1973 BICC) | Cgrp1
| 275kV type 2 - Lead sheath and PE oversheath & Aluminium sheath | Cgrp2
| 275kV type 3 - AEI and pre-1973 BICC lead sheath and PVC oversheath | Cgrp3
| 275kV type 4 - Gas filled/gas compression cables | Cgrp4
| 275kV type 5 - XLPE | Cgrp5
| 132kV type 1 - Lead sheath and PVC oversheath (not AEI and pre-1973 BICC) | Cgrp1
| 132kV type 2 - Lead sheath and PE oversheath & Aluminium sheath | Cgrp2
| 132kV type 3 - AEI and pre-1973 BICC lead sheath and PVC oversheath | Cgrp3
| 132kV type 4 - Gas filled/gas compression cables | Cgrp4
| 132kV type 5 - XLPE | Cgrp5

## 4.18 Capex summary e
TPCR4 adapted rollover BPQ
National Grid Electricity Transmission (Capex)
Index
4.18
4.18 | Actual and forecast capex
|  | Actuals | [9 empty] | Forecast
|  | 2000/01 | 2001/02 | 2002/03 | 2003/04 | 2004/05 | 2005/06 | 2006/07 | 2007/08 | 2008/09 | 2009/10 | 2010/11 | 2011/12 | 2012/13 | 2013/14 | 2014/15 | 2015/16 | 2016/17 | 2017/18
| Categories | (£m) | (£m) | (£m) | (£m) | (£m) | (£m) | (£m) | (£m) | (£m) | (£m) | (£m) | (£m) | (£m) | (£m) | (£m) | (£m) | (£m) | (£m)
TO CAPEX
LOAD RELATED EXPENDITURE
Generation connection - sole-use
Demand connection - sole-use
1 | Total LRE - sole-use | 0 | 0 | 0 | 0 | 0 | 0 | 0 | 0 | 0 | 0 | 0 | 0 | 0 | 0 | 0 | 0 | 0 | 0
Infrastructure - entry triggered
Infrastructure - general reactive schemes (excl TIRG /TSS)
Infrastructure - general non reactive schemes (excl TIRG /TSS)
Infrastructure - exit triggered
Infrastructure - TSS
Regulatory WIP
| Total LRE - Infrastructure | 0 | 0 | 0 | 0 | 0 | 0 | 0 | 0 | 0 | 0 | 0 | 0 | 0 | 0 | 0 | 0 | 0 | 0
2 | TOTAL LOAD RELATED EXPENDITURE | 0 | 0 | 0 | 0 | 0 | 0 | 0 | 0 | 0 | 0 | 0 | 0 | 0 | 0 | 0 | 0 | 0 | 0
NON-LOAD RELATED EXPENDITURE
Assets - replacement and refurbishment
Transformers
Reactors
Switchgear
Overhead Lines
Underground Cables
Cable tunnels [Excess over £60m at 4/5prices]
Protection & control
Sub-station other
Other NLRE
Other TO
Quasi capex
3 | TOTAL NON-LOAD RELATED | 0 | 0 | 0 | 0 | 0 | 0 | 0 | 0 | 0 | 0 | 0 | 0 | 0 | 0 | 0 | 0 | 0 | 0
CUSTOMER CONTRIBUTIONS (-VE)
Load related
Generation connection sole-use capital contributions
Demand connection sole-use capital contributions
Infrastructure entry triggered capital contributions
Infrastructure general capital contributions
Infrastructure exit triggered capital contributions
4 | Total load related CC | [6 empty] | 0 | 0 | 0 | 0 | 0 | 0 | 0 | 0 | 0 | 0 | 0 | 0
Non load related
5 | TOTAL CUSTOMER CONTRIBUTIONS (-ve) | 0 | 0 | 0 | 0 | 0 | 0 | 0 | 0 | 0 | 0 | 0 | 0 | 0 | 0 | 0 | 0 | 0 | 0
TO LOGGING-UP CAPEX
BT21CN
Cable tunnels
Plugs (only for Scottish companies)
6 | TOTAL LOGGING-UP CAPEX | [7 empty] | 0 | 0 | 0 | 0 | 0 | 0 | 0 | 0 | 0 | 0 | 0
7 = (2+3+5+6) | TOTAL TO CAPEX (EXCLUDING TIRG) | 0 | 0 | 0 | 0 | 0 | 0 | 0 | 0 | 0 | 0 | 0 | 0 | 0 | 0 | 0 | 0 | 0 | 0
8 | TOTAL CAPITALISED PENSIONS
9= (7-8) | CAPITAL EXPENDITURE NET OF PENSIONS (CX) | [7 empty] | 0 | 0 | 0 | 0 | 0 | 0 | 0 | 0 | 0 | 0 | 0
10 =(1+4) | LOAD RELATED EXCLUDED SERVICES (ESCx) | Actuals 2008/09: 0; Actuals 2009/10: 0; Forecast 2010/11: 0; Forecast 2011/12: 0; Forecast 2012/13: 0; Forecast 2013/14: 0; Forecast 2014/15: 0; Forecast 2015/16: 0; Forecast 2016/17: 0; Forecast 2017/18: 0
6 | LOGGING-UP CAPEX (LCx) | Actuals 2008/09: 0; Actuals 2009/10: 0; Forecast 2010/11: 0; Forecast 2011/12: 0; Forecast 2012/13: 0; Forecast 2013/14: 0; Forecast 2014/15: 0; Forecast 2015/16: 0; Forecast 2016/17: 0; Forecast 2017/18: 0
11= (9-6-10) | INCENTIVISED TO CAPITAL EXPENDITURE (CX-LCx-ESCx) | [7 empty] | 0 | 0 | 0 | 0 | 0 | 0 | 0 | 0 | 0 | 0 | 0
TIRG
Security Cost
TO Incentive Capex (ENSG)
| PRIOR YEAR CHANGE IN REGULATORY WIP | Actuals 2007/08: 2007/08; Actuals 2008/09: 2008/09; Actuals 2009/10: 2009/10
| Regulatory WIP as Reported | Actuals 2008/09: 0; Actuals 2009/10: 0
| Restated Regulatory IP | Actuals 2007/08: 0; Actuals 2008/09: 0; Actuals 2009/10: 0
| Difference | Actuals 2007/08: 0; Actuals 2008/09: 0; Actuals 2009/10: 0

## 4.19 Scheme Listing LR
TPCR4 adapted rollover BPQ
National Grid Electricity Transmission (Capex)
Index
4.19
4.19 | Load related schemes
Asset additions
|  |  | Costs prior to rollover period | TPCR4 adapted rollover |  | Costs subsequent to rollover period | Total Scheme cost | [8 empty] | Date of final commissioning | Scheme status @ 31st July 2010 | Deliverable/Driver | TRANSFORMERS |  |  |  | SWITCHGEAR |  |  |  | OVERHEAD LINES |  |  |  | UNDERGROUND CABLES
|  | Scheme no./ unique identification | Total gross scheme cost | Total gross scheme cost | Customer contribution | Total gross scheme cost | Transformers | Switchgear | Overhead lines | Underground cables | Protection (beyond scope of unit costs) | Civils works (beyond scope of unit costs) | Substation other (beyond scope of unit costs) | Total scheme cost | Total Customer contribution |  |  |  | 400/275 kV | 400/25-132 kV | 275/11-132 kV | 132/11-66 kV | 420KV GCB | 300KV GCB | 145KV GCB | 66KV GCB | Conductor AAAC (mixed) | High Temperature Low Sag Conductor | Fittings only (Quad and Twin mixed) | Towers - all types, all areas | 400kV - XLPE | 275kV - XLPE | 132kV - XLPE
| Categories |  | (£m) | (£m) | (£m) | (£m) | (£m) | (£m) | (£m) | (£m) | (£m) | (£m) | (£m) | (£m) | (£m) | (year) |  |  | # | # | # | # | # | # | # | # | cct km | cct km | cct km | # | cct km | cct km | cct km
LOAD RELATED EXPENDITURE (LRE)
Generation connection - sole-use
0
0
0
0
0
0
0
0
0
0
0
0
0
0
0
| Total generation connection - sole-use |  | 0 | 0 | 0 | 0 | 0 | 0 | 0 | 0 | 0 | 0 | 0 | 0 | 0 |  |  |  | 0 | 0 | 0 | 0 | 0 | 0 | 0 | 0 | 0 | 0 | 0 | 0 | 0 | 0 | 0
Demand connection - sole-use
0
0
0
0
0
0
0
0
0
0
0
0
0
0
0
0
0
0
0
0
0
0
0
0
0
0
0
0
0
0
0
0
0
0
0
0
0
0
0
0
0
0
0
0
0
0
0
0
0
0
0
0
0
0
0
0
0
0
0
0
0
0
0
0
0
0
0
0
0
0
0
0
0
0
0
0
0
0
0
0
0
0
0
0
0
0
0
0
0
0
0
0
0
0
0
0
0
0
0
0
0
0
0
0
0
0
0
0
0
0
0
0
| Total demand connection - sole-use |  | 0 | 0 | 0 | 0 | 0 | 0 | 0 | 0 | 0 | 0 | 0 | 0 | 0 |  |  |  | 0 | 0 | 0 | 0 | 0 | 0 | 0 | 0 | 0 | 0 | 0 | 0 | 0 | 0 | 0
Infrastructure - entry triggered
0
0
0
0
0
0
0
0
0
0
0
0
0
0
0
0
0
0
0
0
0
0
0
0
0
0
0
0
0
0
0
0
0
0
0
0
0
0
0
0
0
0
0
0
0
0
0
0
0
0
0
0
0
0
0
0
0
0
0
0
0
0
0
0
0
0
0
0
0
0
0
0
0
0
0
0
0
0
0
0
0
0
0
0
0
0
0
0
0
0
0
0
0
0
0
0
0
0
0
0
0
0
0
0
0
0
0
0
0
0
0
0
0
0
0
0
0
0
0
0
0
0
0
0
0
0
0
0
0
0
0
0
0
0
0
0
0
0
0
0
0
0
0
0
0
0
0
0
0
0
0
0
0
0
0
0
0
0
0
0
0
0
0
0
0
0
0
0
0
0
0
0
0
0
0
0
0
0
0
0
0
0
0
0
0
0
0
0
0
0
0
0
0
0
0
0
0
0
0
0
0
0
0
0
0
0
0
0
| Total Infrastructure - entry triggered |  | 0 | 0 | 0 | 0 | 0 | 0 | 0 | 0 | 0 | 0 | 0 | 0 | 0 |  |  |  | 0 | 0 | 0 | 0 | 0 | 0 | 0 | 0 | 0 | 0 | 0 | 0 | 0 | 0 | 0
Infrastructure - general reactive schemes (excluding TIRG & TSS)
0
0
0
0
0
0
0
0
0
0
0
0
0
0
0
0
0
0
0
0
0
0
0
0
0
| Total Infrastructure - general reactive schemes (excluding TIRG & TSS) |  | 0 | 0 | 0 | 0 | 0 | 0 | 0 | 0 | 0 | 0 | 0 | 0 | 0 |  |  |  | 0 | 0 | 0 | 0 | 0 | 0 | 0 | 0 | 0 | 0 | 0 | 0 | 0 | 0 | 0
Infrastructure - general non reactive schemes (excluding TIRG & TSS)
0
0
0
0
0
0
0
0
0
0
0
0
0
0
0
0
0
0
0
0
0
0
0
0
0
0
0
0
0
0
0
0
0
0
0
0
0
0
0
0
0
0
0
0
0
0
0
0
0
0
0
0
0
0
0
0
| Total Infrastructure - general non reactive schemes (excluding TIRG & TSS) |  | 0 | 0 | 0 | 0 | 0 | 0 | 0 | 0 | 0 | 0 | 0 | 0 | 0 |  |  |  | 0 | 0 | 0 | 0 | 0 | 0 | 0 | 0 | 0 | 0 | 0 | 0 | 0 | 0 | 0
Infrastructure - exit triggered
0
0
0
0
0
0
0
0
0
0
0
0
0
0
0
0
0
0
0
0
0
0
0
0
0
0
0
0
0
0
0
0
0
0
0
0
0
0
0
0
0
0
0
0
0
0
0
0
0
0
0
0
0
0
0
0
0
0
0
0
0
0
0
0
0
0
0
0
0
0
| Total Infrastructure - exit triggered |  | 0 | 0 | 0 | 0 | 0 | 0 | 0 | 0 | 0 | 0 | 0 | 0 | 0 |  |  |  | 0 | 0 | 0 | 0 | 0 | 0 | 0 | 0 | 0 | 0 | 0 | 0 | 0 | 0 | 0
Infrastructure - TSS
0
0
0
0
0
| Total Infrastructure - TSS |  | 0 | 0 | 0 | 0 | 0 | 0 | 0 | 0 | 0 | 0 | 0 | 0 | 0 |  |  |  | 0 | 0 | 0 | 0 | 0 | 0 | 0 | 0 | 0 | 0 | 0 | 0 | 0 | 0 | 0
| TOTAL LRE |  | 0 | 0 | 0 | 0 | 0 | 0 | 0 | 0 | 0 | 0 | 0 | 0 | 0

## 4.20 Scheme Listing NLR
TPCR4 adapted rollover BPQ
National Grid Electricity Transmission (Capex)
Index
4.20 Scheme Listing NLR
4.20 | Non load related schemes
| NON-LOAD RELATED EXPENDITURE (NLRE) |  | Costs prior to rollover period | TPCR4 adapted rollover |  | Costs subsequent to rollover period | Total Scheme cost | [8 empty] | Date of final commissioning | Scheme status @ 31st July 2010 | Asset additions
[18 empty] | TRANSFORMERS |  |  |  | SWITCHGEAR |  |  |  | OVERHEAD LINES |  |  |  | UNDERGROUND CABLES
|  | Scheme no./ unique identification | Total gross scheme cost | Total gross scheme cost | Customer contribution | Total gross scheme cost | Transformers | Switchgear | Overhead lines | Underground cables | Protection (beyond scope of unit costs) | Civils works (beyond scope of unit costs) | Substation other (beyond scope of unit costs) | Total scheme cost | Total Customer contribution |  |  | 400/275 kV | 400/25-132 kV | 275/11-132 kV | 132/11-66 kV | 420KV GCB | 300KV GCB | 145KV GCB | 66KV GCB | Conductor AAAC (mixed) | High Temperature Low Sag Conductor | Fittings only (Quad and Twin mixed) | Towers - all types, all areas | 400kV - XLPE | 275kV - XLPE | 132kV - XLPE
|  |  | (£m) | (£m) | (£m) | (£m) | (£m) | (£m) | (£m) | (£m) | (£m) | (£m) | (£m) | (£m) | (£m) | (year) |  | # | # | # | # | # | # | # | # | cct km | cct km | cct km | # | cct km | cct km | cct km
Asset replacement and refurbishment
Infrastructure assets
Transformer schemes
0
0
0
0
0
0
0
0
0
0
0
0
0
0
0
0
0
0
0
0
0
0
0
0
0
0
0
0
0
0
0
0
0
0
0
0
0
0
0
0
0
0
| Transformer schemes total |  | 0 | 0 | 0 | 0 | 0 | 0 | 0 | 0 | 0 | 0 | 0 | 0 | 0 | 0 | 0 | 0 | 0 | 0 | 0 | 0 | 0 | 0 | 0 | 0 | 0 | 0 | 0 | 0 | 0 | 0
Reactor schemes
0
0
0
0
0
0
0
| Reactor schemes total |  | 0 | 0 | 0 | 0 | 0 | 0 | 0 | 0 | 0 | 0 | 0 | 0 | 0 | 0 | 0 | 0 | 0 | 0 | 0 | 0 | 0 | 0 | 0 | 0 | 0 | 0 | 0 | 0 | 0 | 0
Switchgear schemes
0
0
0
0
0
0
0
0
0
0
0
0
0
0
0
0
0
0
0
0
0
0
0
0
0
0
0
0
0
0
0
0
0
0
0
0
0
0
0
0
0
0
0
0
0
0
0
0
0
0
0
0
0
0
0
0
0
0
0
0
0
0
0
0
0
0
0
0
0
0
0
0
0
0
0
0
| Switchgear schemes total |  | 0 | 0 | 0 | 0 | 0 | 0 | 0 | 0 | 0 | 0 | 0 | 0 | 0 | 0 | 0 | 0 | 0 | 0 | 0 | 0 | 0 | 0 | 0 | 0 | 0 | 0 | 0 | 0 | 0 | 0
Overhead Line schemes
0
0
0
0
0
0
0
0
0
0
0
0
0
0
0
0
0
0
0
0
0
0
0
0
0
0
0
0
0
0
0
0
0
0
0
0
0
0
0
0
0
0
0
0
0
0
0
0
0
0
0
0
0
0
0
0
0
0
0
0
0
0
0
0
0
0
0
0
0
0
0
0
0
0
| Overhead line schemes total |  | 0 | 0 | 0 | 0 | 0 | 0 | 0 | 0 | 0 | 0 | 0 | 0 | 0 | 0 | 0 | 0 | 0 | 0 | 0 | 0 | 0 | 0 | 0 | 0 | 0 | 0 | 0 | 0 | 0 | 0
Underground Cable schemes
0
0
0
0
0
0
0
0
0
0
0
0
0
0
0
0
0
0
0
0
0
0
0
0
0
0
0
0
0
0
0
0
0
0
0
0
0
0
0
0
0
0
0
0
0
| Underground cable schemes total |  | 0 | 0 | 0 | 0 | 0 | 0 | 0 | 0 | 0 | 0 | 0 | 0 | 0 | 0 | 0 | 0 | 0 | 0 | 0 | 0 | 0 | 0 | 0 | 0 | 0 | 0 | 0 | 0 | 0 | 0
Protection and Control schemes
0
0
0
0
0
0
0
0
0
0
0
0
0
0
0
0
0
0
0
0
0
| Protection and control schemes total |  | 0 | 0 | 0 | 0 | 0 | 0 | 0 | 0 | 0 | 0 | 0 | 0 | 0 | 0 | 0 | 0 | 0 | 0 | 0 | 0 | 0 | 0 | 0 | 0 | 0 | 0 | 0 | 0 | 0 | 0
Sub-station other schemes
0
0
0
0
0
0
0
0
0
0
0
0
0
0
0
0
0
0
0
0
0
0
0
0
0
0
0
0
0
0
0
0
| Sub-station other schemes total |  | 0 | 0 | 0 | 0 | 0 | 0 | 0 | 0 | 0 | 0 | 0 | 0 | 0 | 0 | 0 | 0 | 0 | 0 | 0 | 0 | 0 | 0 | 0 | 0 | 0 | 0 | 0 | 0 | 0 | 0
| Total Infrastructure assets |  | 0 | 0 | 0 | 0 | 0 | 0 | 0 | 0 | 0 | 0 | 0 | 0 | 0

## 4.21 Quasi capex
TPCR4 adapted rollover BPQ
National Grid Electricity Transmission
Index
#VALUE!
4.21 | Ongoing and Sanctioned schemes - Quasi Capex Expenditure (NGET only)
(2008/09 - 2011/12 only)
|  | 2007-08 |  | 2008-09 |  | 2009-10 |  | 2010-11 |  | 2011-12 |  | TPCR4 rollover 2012-13
| Details of Projects / expenditure within category | Expenditure | Physical Quantities | Expenditure | Physical Quantities | Expenditure | Physical Quantities | Expenditure | Physical Quantities | Expenditure | Physical Quantities | Expenditure | Physical Quantities
|  | £m | No. | £m | No. | £m | No. | £m | No. | £m | No. | £m | No.
Circuit Breaker Refurbishments
| Total | 0 | 0 | 0 | 0 | 0 | 0 | 0 | 0 | 0 | 0 | 0 | 0
Tower Foundations
| Total | 0 | 0 | 0 | 0 | 0 | 0 | 0 | 0 | 0 | 0 | 0 | 0
Tower Steelwork
| Total | 0 | 0 | 0 | 0 | 0 | 0 | 0 | 0 | 0 | 0 | 0 | 0
Decommissioning : Cable
Project
| Total | 0 | 0 | 0 | 0 | 0 | 0 | 0 | 0 | 0 | 0 | 0 | 0
Decommissioning : OHLs
| Total | 0 | 0 | 0 | 0 | 0 | 0 | 0 | 0 | 0 | 0 | 0 | 0
DeCommissioning : Substations
| Total | 0 | 0 | 0 | 0 | 0 | 0 | 0 | 0 | 0 | 0 | 0 | 0
Asbestos Removal
| Total | 0 | 0 | 0 | 0 | 0 | 0 | 0 | 0 | 0 | 0 | 0 | 0
| Total Quasi Capex | 0 | 0 | 0 | 0 | 0 | 0 | 0 | 0 | 0 | 0 | 0 | 0
Possible Quasi Capex
| Total | 0 | 0 | 0 | 0 | 0 | 0 | 0 | 0 | 0 | 0 | 0 | 0

## 4.22 Other Capex costs
TPCR4 adapted rollover BPQ
National Grid Electricity Transmission (Capex)
Index
4.22
4.22 | Other TO Capex costs
| Other Capex costs | 2007-08 |  | 2008-09 |  | 2009-10 |  | 2010-11 |  | 2011-12 |  | For TPCR4 rollover |  | Total scheme cost |  |  | Comm. date last
|  | Scheme cost | Customer contribution | Scheme cost | Customer contribution | Scheme cost | Customer contribution | Scheme cost | Customer contribution | Scheme cost | Customer contribution | Scheme cost | Customer contribution | Equipment costs | Total overheads | Customer contribution
|  | (£m) | (£m) | (£m) | (£m) | (£m) | (£m) | (£m) | (£m) | (£m) | (£m) | (£m) | (£m) | (£m) | (£m) | (£m) | (year)
Other TO
| Other TO Total | 0 | 0 | 0 | 0 | 0 | 0 | 0 | 0 | 0 | 0 | 0 | 0 | 0 | 0
| TO LOGGING-UP CAPEX | TPCR4 |  |  |  |  | For TPCR4 rollover | Total scheme cost |  | Comm. Date last
|  | 2007-08 | 2008-09 | 2009-10 | 2010-11 | 2011-12 | 2012-13 | Equipment costs | Total overheads
|  | For TPCR4 rollover 2012-13: (£m) | (£m) | (£m) | (year)
BT21CN
| Total BT21CN | 0 | 0 | 0 | 0 | 0 | 0 | 0 | 0
Cable tunnels
| Total cable tunnels | 0 | 0 | 0 | 0 | 0 | 0 | 0 | 0
Plugs (only for Scottish companies)
| Total Plugs | 0 | 0 | 0 | 0 | 0 | 0 | 0 | 0
| TO Logging-up capex total | 0 | 0 | 0 | 0 | 0 | 0 | 0 | 0
| Security Cost | TPCR4 2007-08: TPCR4; For TPCR4 rollover 2012-13: For TPCR4 rollover | Total scheme cost |  | Comm. Date last
|  | 2007-08 | 2008-09 | 2009-10 | 2010-11 | 2011-12 | 2012-13 | Equipment costs | Total overheads
|  | (£m) | (£m) | (£m) | (£m) | (£m) | (£m) | (£m) | (£m) | (year)
| Total Security | 0 | 0 | 0 | 0 | 0 | 0 | 0 | 0

## 4.23 TIRG
TPCR4 adapted rollover BPQ
National Grid Electricity Transmission (Capex)
Index
4.23
4.23 | Ongoing and Sanctioned schemes - TIRG / TO Incentive Capex
| TIRG | Rollover |  | Total Scheme cost |  |  |  |  | Comm. Date last
year
|  | 2012-13 | Customer contribution | Equipment costs | Engineering overheads | Business overheads | Land purchase costs | Total costs
|  | (£m) |  | (£m) | (£m) | (£m) | (£m) | (£m) | (year)
TIRG
0
0
0
0
0
0
0
0
| TIRG total | 0 | 0 | 0 | 0 | 0 | 0 | 0
| TO Incentive Capex | Rollover |  | Total Scheme cost |  |  |  |  | Comm. Date last
year
|  | 2012-13 | Customer contribution | Equipment costs | Engineering overheads | Business overheads | Land purchase costs | Total costs
|  | (£m) |  | (£m) | (£m) | (£m) | (£m) | (£m) | (year)
TO Incentive Capex
0
0
0
0
0
0
0
0
| Total TO Incentive Capex | 0 | 0 | 0 | 0 | 0 | 0 | 0

## 4.24 Revenue Driver info
TPCR4 adapted rollover BPQ
National Grid Electricity Transmission (Capex)
Index
#VALUE!
4.24 | Revenue driver information
Local reinforcement
| New Generation |  | BGN | GN
|  | 2005/06 | 2006/07 | 2007/08 | 2008/09 | 2009/10 | 2010/11 | 2011/12 | 2012/13
South and South West
Langage
Marchwood
Cowes
Fawley
Fawley
Fawley CoGen
Hinkley Point B
Indian Queens
Lynes Common (Hythe)
Shoreham
Thames Estuary
Coryton
Damhead Creek
Dungeness A
Dungeness B
Grain
Grain
Kingsnorth
Kingsnorth
French link
Medway
Tilbury
Tilbury B
London
Barking
Enfield (Brimsdown)
Littlebrook
Littlebrook
Rye House
Taylor's Lane
South Wales
Aberthaw B
Aberthaw B
Baglan Bay
Baglan Bay
Barry
Uskmouth
Seabank Stage 1&2
Oldbury
East and Home Counties
Corby
Didcot A
Didcot A
Didcot B
Great Yarmouth
King's Lynn
Little Barford
Peterborough
Sizewell A
Sizewell B
Sutton Bridge
West Midlands
Derwent
Drakelow
Ironbridge
Ratcliffe
Ratcliffe
Rugeley B
Rugeley B
East Midlands
Cottam
Cottam Dev. Centre
West Burton
West Burton (black start)
Spalding
North West and North Wales
Connah's Quay
Deeside
Dinorwig
Ffestiniog
Fiddler's Ferry
Fiddler's Ferry
Heysham 1&2
Rocksavage
Roosecote
Sellafield
Shotton
Wylfa
Yorkshire and Lincolnshire
Brigg
Drax
Drax
Eggborough
Ferrybridge C
Ferrybridge C
Ferrybridge C
Immingham 1
Keadby No.1
Keadby No.1 (black start)
Killingholme 1
Killingholme 2
Saltend
South Humberbank 1&2
North East
Hartlepool
Lynemouth
Teesside Power
Wilton
Zonal
| Total Generation | 2005/06: ZGen
|  | 2005/06 | 2006/07 | 2007/08 | 2008/09 | 2009/10 | 2010/11 | 2011/12 | 2012/13
South and South West
Thames Estuary
London
South Wales
East and Home Counties
West Midlands
East Midlands
North West and North Wales
Yorkshire and Lincolnshire
North East
| Reductions | ZGen 2005/06: ZClos
|  | 2005/06 | 2006/07 | 2007/08 | 2008/09 | 2009/10 | 2010/11 | 2011/12 | 2012/13
South and South West | bar: ZClos 2006/07 to ZClos 2012/13
Thames Estuary | bar: ZClos 2006/07 to ZClos 2012/13
London | bar: ZClos 2006/07 to ZClos 2012/13
South Wales | bar: ZClos 2006/07 to ZClos 2012/13
East and Home Counties | bar: ZClos 2006/07 to ZClos 2012/13
West Midlands | bar: ZClos 2006/07 to ZClos 2012/13
East Midlands | bar: ZClos 2006/07 to ZClos 2012/13
North West and North Wales | bar: ZClos 2006/07 to ZClos 2012/13
Yorkshire and Lincolnshire | bar: ZClos 2006/07 to ZClos 2012/13
North East | bar: ZClos 2006/07 to ZClos 2012/13
| Grid Supply Point demands | ZClos 2007/08: Odemj,n-1
|  | 2005/06 | 2006/07 | 2007/08 | 2008/09 | 2009/10 | 2010/11 | 2011/12 | 2012/13
South and South West
Thames Estuary
London
South Wales
East and Home Counties
West Midlands
East Midlands
North West and North Wales
Yorkshire and Lincolnshire
North East
| Grid Supply Point nominations | 2006/07: FDemj,n-1
| Year forecast made (n-1) | 2005/06 | 2006/07 | 2007/08 | 2008/09 | 2009/10 | 2010/11 | 2011/12 | 2012/13
| Forecast for (n-1) | 2005/06 | 2006/07 | 2007/08 | 2008/09 | 2009/10 | 2010/11 | 2011/12 | 2012/13
South and South West
Thames Estuary
London
South Wales
East and Home Counties
West Midlands
East Midlands
North West and North Wales
Yorkshire and Lincolnshire
North East
| Grid Supply Point nominations | FDemj,n-1 2006/07 2006/07: FDemj,n
| Year forecast made (n-1) | 2005/06 | 2006/07 | 2007/08 | 2008/09 | 2009/10 | 2010/11 | 2011/12 | 2012/13
| Forecast for (n) | 2006/07 | 2007/08 | 2008/09 | 2009/10 | 2010/11 | 2011/12 | 2012/13 | 2013/14
South and South West
Thames Estuary
London
South Wales
East and Home Counties
West Midlands
East Midlands
North West and North Wales
Yorkshire and Lincolnshire
North East
| Grid Supply Point nominations | FDemj,n 2006/07 2007/08: ZDem
| Year n = | 2005/06 | 2006/07 | 2007/08 | 2008/09 | 2009/10 | 2010/11 | 2011/12 | 2012/13
| South and South West | ZDem 2007/08: 0; ZDem 2008/09: 0; ZDem 2009/10: 0
| Thames Estuary | ZDem 2007/08: 0; ZDem 2008/09: 0; ZDem 2009/10: 0
| London | ZDem 2007/08: 0; ZDem 2008/09: 0; ZDem 2009/10: 0
| South Wales | ZDem 2007/08: 0; ZDem 2008/09: 0; ZDem 2009/10: 0
| East and Home Counties | ZDem 2007/08: 0; ZDem 2008/09: 0; ZDem 2009/10: 0
| West Midlands | ZDem 2007/08: 0; ZDem 2008/09: 0; ZDem 2009/10: 0
| East Midlands | ZDem 2007/08: 0; ZDem 2008/09: 0; ZDem 2009/10: 0
| North West and North Wales | ZDem 2007/08: 0; ZDem 2008/09: 0; ZDem 2009/10: 0
| Yorkshire and Lincolnshire | ZDem 2007/08: 0; ZDem 2008/09: 0; ZDem 2009/10: 0
| North East | ZDem 2007/08: 0; ZDem 2008/09: 0; ZDem 2009/10: 0
Capacity of the network between Scotland and England | bar: 2005/06
|  | 2005/06 | 2006/07 | 2007/08 | 2008/09 | 2009/10 | 2010/11 | 2011/12 | 2012/13
ST
| Generation TEC | MW 2005/06: TEC MW
|  | 2005/06 | 2006/07 | 2007/08 | 2008/09 | 2009/10 | 2010/11 | 2011/12 | 2012/13
South and South West
Langage
Marchwood
Cowes
Fawley
Fawley
Fawley CoGen
Hinkley Point B
Indian Queens
Lynes Common (Hythe)
Shoreham
Thames Estuary
Coryton
Damhead Creek
Dungeness A
Dungeness B
Grain
Grain
Kingsnorth
Kingsnorth
French link
Medway
Tilbury
Tilbury B
London
Barking
Enfield (Brimsdown)
Littlebrook
Littlebrook
Rye House
Taylor's Lane
South Wales
Aberthaw B
Aberthaw B
Baglan Bay
Baglan Bay
Barry
Uskmouth
Seabank Stage 1&2
Oldbury
East and Home Counties
Corby
Didcot A
Didcot A
Didcot B
Great Yarmouth
King's Lynn
Little Barford
Peterborough
Sizewell A
Sizewell B
Sutton Bridge
West Midlands
Derwent
Drakelow
Ironbridge
Ratcliffe
Ratcliffe
Rugeley B
Rugeley B
East Midlands
Cottam
Cottam Dev. Centre
West Burton
West Burton (black start)
Spalding
North West and North Wales
Connah's Quay
Deeside
Dinorwig
Ffestiniog
Fiddler's Ferry
Fiddler's Ferry
Heysham 1&2
Rocksavage
Roosecote
Sellafield
Shotton
Wylfa
Yorkshire and Lincolnshire
Brigg
Drax
Drax
Eggborough
Ferrybridge C
Ferrybridge C
Immingham 1
Keadby No.1
Keadby No.1 (black start)
Killingholme 1
Killingholme 2
Saltend
South Humberbank 1&2
North East
Hartlepool
Lynemouth
Teesside Power
Wilton
Zone Totals (TEC)
| South and South West | 0 | 0 | 0 | 0 | 0 | 0 | 0 | 0
| Thames Estuary | 0 | 0 | 0 | 0 | 0 | 0 | 0 | 0
| London | 0 | 0 | 0 | 0 | 0 | 0 | 0 | 0
| South Wales | 0 | 0 | 0 | 0 | 0 | 0 | 0 | 0
| East and Home Counties | 0 | 0 | 0 | 0 | 0 | 0 | 0 | 0
| West Midlands | 0 | 0 | 0 | 0 | 0 | 0 | 0 | 0
| East Midlands | 0 | 0 | 0 | 0 | 0 | 0 | 0 | 0
| North West and North Wales | 0 | 0 | 0 | 0 | 0 | 0 | 0 | 0
| Yorkshire and Lincolnshire | 0 | 0 | 0 | 0 | 0 | 0 | 0 | 0
| North East | 0 | 0 | 0 | 0 | 0 | 0 | 0 | 0
| Total | 0 | 0 | 0 | 0 | 0 | 0 | 0 | 0

## 4.25 CEI
TPCR4 adapted rollover BPQ
National Grid Electricity Transmission (Capex)
Index
#VALUE!
4.25 | Capital Expenditure Incentive
Forecasts
|  | 2005/06 | 2006/07 | 2007/08 | 2008/09 | 2009/10 | 2010/11 | 2011/12 | 2012/13
| Cx |  |  | 0 | 0 | 0 | 0 | 0 | 0
| ESCx |  |  | 0 | 0 | 0 | 0 | 0 | 0
| LCx |  |  | 0 | 0 | 0 | 0 | 0 | 0
TP
DCx
| Acx (Cx-ESCx-LCx-TP-DCx) |  |  | 0 | 0 | 0 | 0 | 0 | 0
| Allowance | 2005/06 | 2006/07 | 2007/08 | 2008/09 | 2009/10 | 2010/11 | 2011/12 | 2012/13
LR | bar: 2012/13
NLRE | bar: 2012/13
Total | bar: 2012/13
- Excluded Services | bar: 2005/06 to 2006/07; 2012/13
- Pension | bar: 2005/06 to 2006/07; 2012/13
| BCx (04/05 Prices) |  |  | 0 | 0 | 0 | 0 | 0 | 0

## 4.27.3_Unit_costs
TPCR4 adapted rollover BPQ
National Grid Electricity Transmission (Capex)
Index
4.27.3 | Unit costs
| Non Load Related Assets |  | 2007/8 Unit Cost | 2008/9 Unit Cost | 2009/10 Unit Cost | 2010/11 Unit Cost | 2011/12 Unit Cost | 2012/13 Unit Cost
|  |  | £ 000's | £ 000's | £ 000's | £ 000's | £ 000's | £ 000's
TRANSFORMERS
| 400/275 kV | Each
| 400/25-132 kV | Each
| 275/11-132 kV | Each
| 132/11-66 kV | Each
SWITCHGEAR
| 420KV GCB | Each
| 300KV GCB | Each
| 145KV GCB | Each
| 66KV GCB | Each
METERING, TELECOMMUNICATIONS, PROTECTION AND CONTROL
Metering
| Settlement Meters (Installations - Circuit basis) | Each
| System Monitoring - System Monitors | Each
Protection
| Wound equipment bays | Each
| Bus Section/Coupler bays | Each
| Busbar protection - Double Bus | Each
| Busbar protection - Mesh Corner | Each
| Mesh DAR | Each
| Feeder Protection bay | Each
| Reactive Plant Protection bay | Each
CONTROL
| Control Bay | Each
| Substation Control Systems/ PC for HMI on SCS | Each
SUBSTATION OTHER
| Blockhouse/Bay Battery | Each
| Common Battery | Each
| Diesels | Each
| LVAC auxiliary systems | Each
OVERHEAD LINES
| Conductor AAAC (mixed) | km
| High Temperature Low Sag Conductor | km
| Fittings only (Quad and Twin mixed) | km
| Towers - all types, all areas | Each
UNDERGROUND CABLES
| 400kV - XLPE | km
| 275kV - XLPE | km
| 132kV - XLPE | km
| Unit cost scopes | Within scope?
yes/no
Transformers
Procurement Related
Specification & Tendering
Storage
Financing costs for stored transformers
Engineering
Civil installation design
Electrical installation design
Related Equipment
Tap-changer
Oil
Conservator & Breather equipment
Fans, pumps, secondary (230/4515V) supplies
Current Transformers (Primary, Secondary, Tertiary, Neutral, metering, protection)
Control & Protection
Tapchanger control schemes
Cabling
SCADA integration
Testing
Factory Acceptance Tests
Transformer commissioning tests
Protection, control & SCADA tests
Civil works
Footing/s
Bund & Pipe-work
Secondary Cable Trenches and/or Ducts
Fire Systems
Deluge and/or sprinkler Systems (where applicable)
Delivery on Site
Transport to site
Unloading & Positioning
Assembly
Nitrogen
Connections
Primary terminal busbar Connections
Secondary terminal busbar Connections
Tertiary terminal busbar connections (where applicable)
Primary and Secondary HV cabling to switchgear (where applicable)
Busbar isolators (including associated footings etc).
Circuit Breakers
Procurement Related
Specification & Tendering
Storage
Financing costs for stored circuit breakers
Engineering
Civil installation design
Electrical installation design
Related Equipment
Current Transformers
Voltage Transformers (where applicable)
Control & Protection
Cabling
SCADA modification & commissioning
Testing
Factory Acceptance Tests
Commissioning & SCADA tests
Civil works
Footing/s
Secondary Cable Trenches and/or Ducts
Delivery on Site
Transport to site
Unloading & Positioning
Assembly
Connections
Busbar Connections
Busbar isolators (including associated footings etc).
Protection Schemes / Panels
Procurement Related
Specification & Tendering
Storage
Financing costs for stored equipment
Engineering
Civil installation design
Electrical installation design
Relay Settings
Related Equipment
Panels, Links, relays, panel wiring, etc.
SCADA interface, including load and voltage monitoring (where applicable)
Inter-trip schemes (where applicable)
Testing
Factory Acceptance Tests
Commissioning tests
Balancing tests (where applicable)
Civil works
Panel Footing/s
Secondary Cable Trenches and/or Ducts
Cabinets, Panels, Tunnel Boards (as applicable)
External weatherproof housings (where required)
Delivery on Site
Transport of equipment to site
Unloading & Positioning
Assembly
Connections
Wiring to primary equipment, instrument transformers, SCADA, etc.
Integration with Transfer Tripping, busbar protection, etc.
Metering Schemes (Circuit Basis)
Procurement Related
Specification & Tendering
Storage
Financing costs for stored equipment
Engineering
Civil installation design
Electrical installation design
Related Equipment
Panels, Links, panel wiring, etc.
SCADA &/or Communication interface
Testing
Factory Acceptance tests
Commissioning tests
Civil works
Panel Footing/s
Secondary Cable Trenches and/or Ducts
Cabinets, Panels, Tunnel Boards (as applicable)
External weatherproof housings (where required)
Delivery on Site
Transport of equipment to site
Unloading & Positioning
Assembly
Connections
Wiring to instrument transformers, SCADA, etc.
Substation Control Schemes (Substation Basis)
Procurement Related
Specification & Tendering
Storage
Financing costs for stored equipment
Engineering
Civil installation design
Electrical installation design
Related Equipment
Panels, Links, panel wiring, etc.
Communication interface
Testing
Factory Acceptance tests
Commissioning tests
Civil works
Panel Footing/s
Secondary Cable Trenches and/or Ducts
Cabinets, Panels, Tunnel Boards (as applicable)
External weatherproof housings (where required)
Delivery on Site
Transport of equipment to site
Unloading & Positioning
Assembly
Connections
Wiring to AC & DC panels, communication panels, etc.
Generic breakdown for other substation items)
Procurement Related
Specification & Tendering
Storage
Financing costs for stored equipment
Engineering
Civil installation design
Electrical installation design
Related Equipment
Associated structures
Communication interfaces
Testing
Factory Acceptance tests
Commissioning tests
Civil works
Associated footings & Civil Works
Delivery on Site
Transport of equipment to site
Unloading & Positioning
Assembly
Connections
Wiring to AC & DC panels, communication panels, etc.
Connection to other substation equipment
Underground Cables
Procurement Related
Specification & Tendering
Storage
Financing costs for stored equipment
Engineering
Civil installation design
Electrical & thermal installation design
Related Equipment
Protection & Communications Pilots
Backfill material (thermal backfill, sand, cement, etc)
Cable Protection
Reinstatement material (road, footway, etc)
Testing
Cable Factory Acceptance tests
Commissioning tests
Civil works
Road / Footway cutting
Excavation
Backfill & Reinstatement
Transport of fill to/from site
Delivery on Site
Transport of cable, equipment & material to site
Unloading & installation
Connections
Cable joints and terminations (including pilot cables)
Transmission Towers
Procurement Related
Specification & Tendering
Storage of components
Financing costs for stored equipment
Engineering
Structural design
Electrical design
Related Equipment
Insulators, clamps, suspension & termination brackets.
Earth mat conductors, stakes & grading rings
Anti-climbing devices, signage, etc.
Testing
Type tests
Commissioning inspections
Civil works
Footings
Earth Drilling
Earth grid excavation
Delivery on Site
Transport of cable, equipment & material to site
Unloading & erection
Connections
Pre-forms, compression lugs, etc.
Overhead transmission lines
Procurement Related
Specification & Tendering
Storage of components
Financing costs for stored equipment
Engineering
Line Design (including survey)
Electrical Design (Earth Potential Rise, Insulation Co-ordination, etc)
Related Equipment
Dog-bone dampers, spacers, tension splices, etc
Overhead earth wires & communications pilots
Testing
Commissioning inspections
Tension tests
Conductor acceptance inspection & tests
Installation works
Installation of pulleys, ropes,
Pulling in conductors
Tensioning & terminations
Delivery on Site
Transport of cable, equipment & material to site
Unloading & erection
Land
Easement acquisition costs
Easement planning & community consultation costs

## 4.28A_Asset_health_&_crit
TPCR4 adapted rollover BPQ
National Grid Electricity Transmission (Capex)
Index
4.28A | Asset Health and Criticality
| Asset categories |  | Criticality | Units | Asset distribution based on estimated remaining useful life in current reporting year |  |  |  | Asset Register | Asset distribution based on estimated remaining useful life at 31 March 2012 | [11 empty] | Asset Register | Asset distribution based on estimated remaining useful life at 31 March 2013 | [11 empty] | Asset Register | TO Comments
[5 empty] | Remaining useful life |  |  |  | 2010-03-31 | Remaining useful life | [11 empty] | 2012-03-31 | Remaining useful life | [11 empty] | 2013-03-31
[10 empty] | Expected (50%) |  |  |  | Expected (25%) |  |  |  | Expected (75%) |  |  |  |  | Expected (50%) |  |  |  | Expected (25%) |  |  |  | Expected (75%)
[5 empty] | 0-2 Yrs | 2-5 Yrs | 5-10 yrs | >10 Yrs |  | 0-2 Yrs | 2-5 Yrs | 5-10 yrs | >10 Yrs | 0-2 Yrs | 2-5 Yrs | 5-10 yrs | >10 Yrs | 0-2 Yrs | 2-5 Yrs | 5-10 yrs | >10 Yrs |  | 0-2 Yrs | 2-5 Yrs | 5-10 yrs | >10 Yrs | 0-2 Yrs | 2-5 Yrs | 5-10 yrs | >10 Yrs | 0-2 Yrs | 2-5 Yrs | 5-10 yrs | >10 Yrs
400KV Network
| 1 | Circuit Breaker | Very high | No. CB
|  |  | High | No. CB
|  |  | Medium | No. CB
|  |  | Low | No. CB
| 2 | Transformer | Very high | No. TX
|  |  | High | No. TX
|  |  | Medium | No. TX
|  |  | Low | No. TX
| 3 | Reactors | Very high | No. Reactors
|  |  | High | No. Reactors
|  |  | Medium | No. Reactors
|  |  | Low | No. Reactors
| 4 | Underground Cable | Very high | Km
|  |  | High | Km
|  |  | Medium | Km
|  |  | Low | Km
| 5 | OHL line conductor | Very high | Km
|  |  | High | Km
|  |  | Medium | Km
|  |  | Low | Km
| 6 | OHL line fittings | Very high | Km
|  |  | High | Km
|  |  | Medium | Km
|  |  | Low | Km
| 7 | OHL towers | Very high | No.
|  |  | High | No.
|  |  | Medium | No.
|  |  | Low | No.
275KV Network
| 1 | Circuit Breaker | Very high | No. CB
|  |  | High | No. CB
|  |  | Medium | No. CB
|  |  | Low | No. CB
| 2 | Transformer | Very high | No. TX
|  |  | High | No. TX
|  |  | Medium | No. TX
|  |  | Low | No. TX
| 3 | Reactors | Very high | No. Reactors
|  |  | High | No. Reactors
|  |  | Medium | No. Reactors
|  |  | Low | No. Reactors
| 4 | Underground Cable | Very high | Km
|  |  | High | Km
|  |  | Medium | Km
|  |  | Low | Km
| 5 | OHL line conductor | Very high | Km
|  |  | High | Km
|  |  | Medium | Km
|  |  | Low | Km
| 6 | OHL line fittings | Very high | Km
|  |  | High | Km
|  |  | Medium | Km
|  |  | Low | Km
| 7 | OHL towers | Very high | No.
|  |  | High | No.
|  |  | Medium | No.
|  |  | Low | No.
132KV Network
| 1 | Circuit Breaker | Very high | No. CB
|  |  | High | No. CB
|  |  | Medium | No. CB
|  |  | Low | No. CB
| 2 | Transformer | Very high | No. TX
|  |  | High | No. TX
|  |  | Medium | No. TX
|  |  | Low | No. TX
| 3 | Reactors | Very high | No. Reactors
|  |  | High | No. Reactors
|  |  | Medium | No. Reactors
|  |  | Low | No. Reactors
| 4 | Underground Cable | Very high | Km
|  |  | High | Km
|  |  | Medium | Km
|  |  | Low | Km
| 5 | OHL line conductor | Very high | Km
|  |  | High | Km
|  |  | Medium | Km
|  |  | Low | Km
| 6 | OHL line fittings | Very high | Km
|  |  | High | Km
|  |  | Medium | Km
|  |  | Low | Km
| 7 | OHL towers | Very high | No.
|  |  | High | No.
|  |  | Medium | No.
|  |  | Low | No.
Replacement priority
| Asset categories |  |  | Units | Asset distribution based on replacement priority in current reporting year |  |  |  | Asset Register | Asset distribution based on replacement priority at 31 March 2012 | [11 empty] | Asset Register | Asset distribution based on replacement priority at 31 March 2013 | [11 empty] | Asset Register
[5 empty] | Replacement priority |  |  |  | 2010-03-31 | Replacement priority | [11 empty] | 2012-03-31 | Replacement priority | [11 empty] | 2013-03-31
[10 empty] | Expected |  |  |  | Expected (25%) |  |  |  | Expected (75%) |  |  |  |  | Expected |  |  |  | Expected (25%) |  |  |  | Expected (75%)
[5 empty] | 1 | 2 | 3 | 4 |  | 1 | 2 | 3 | 4 | 1 | 2 | 3 | 4 | 1 | 2 | 3 | 4 |  | 1 | 2 | 3 | 4 | 1 | 2 | 3 | 4 | 1 | 2 | 3 | 4
400KV Network
| 1 | Circuit Breaker |  | No. CB | 0 | 0 | 0 | 0 | 0 | 0 | 0 | 0 | 0 | 0 | 0 | 0 | 0 | 0 | 0 | 0 | 0 | 0 | 0 | 0 | 0 | 0 | 0 | 0 | 0 | 0 | 0 | 0 | 0 | 0 | 0
| 2 | Transformer |  | No. TX | 0 | 0 | 0 | 0 | 0 | 0 | 0 | 0 | 0 | 0 | 0 | 0 | 0 | 0 | 0 | 0 | 0 | 0 | 0 | 0 | 0 | 0 | 0 | 0 | 0 | 0 | 0 | 0 | 0 | 0 | 0
| 3 | Reactors |  | No. Reactors | 0 | 0 | 0 | 0 | 0 | 0 | 0 | 0 | 0 | 0 | 0 | 0 | 0 | 0 | 0 | 0 | 0 | 0 | 0 | 0 | 0 | 0 | 0 | 0 | 0 | 0 | 0 | 0 | 0 | 0 | 0
| 4 | Underground Cable |  | Km | 0 | 0 | 0 | 0 | 0 | 0 | 0 | 0 | 0 | 0 | 0 | 0 | 0 | 0 | 0 | 0 | 0 | 0 | 0 | 0 | 0 | 0 | 0 | 0 | 0 | 0 | 0 | 0 | 0 | 0 | 0
| 5 | OHL line conductor |  | Km | 0 | 0 | 0 | 0 | 0 | 0 | 0 | 0 | 0 | 0 | 0 | 0 | 0 | 0 | 0 | 0 | 0 | 0 | 0 | 0 | 0 | 0 | 0 | 0 | 0 | 0 | 0 | 0 | 0 | 0 | 0
| 6 | OHL line fittings |  | Km | 0 | 0 | 0 | 0 | 0 | 0 | 0 | 0 | 0 | 0 | 0 | 0 | 0 | 0 | 0 | 0 | 0 | 0 | 0 | 0 | 0 | 0 | 0 | 0 | 0 | 0 | 0 | 0 | 0 | 0 | 0
| 7 | OHL towers |  | No. | 0 | 0 | 0 | 0 | 0 | 0 | 0 | 0 | 0 | 0 | 0 | 0 | 0 | 0 | 0 | 0 | 0 | 0 | 0 | 0 | 0 | 0 | 0 | 0 | 0 | 0 | 0 | 0 | 0 | 0 | 0
275KV Network
| 1 | Circuit Breaker |  | No. CB | 0 | 0 | 0 | 0 | 0 | 0 | 0 | 0 | 0 | 0 | 0 | 0 | 0 | 0 | 0 | 0 | 0 | 0 | 0 | 0 | 0 | 0 | 0 | 0 | 0 | 0 | 0 | 0 | 0 | 0 | 0
| 2 | Transformer |  | No. TX | 0 | 0 | 0 | 0 | 0 | 0 | 0 | 0 | 0 | 0 | 0 | 0 | 0 | 0 | 0 | 0 | 0 | 0 | 0 | 0 | 0 | 0 | 0 | 0 | 0 | 0 | 0 | 0 | 0 | 0 | 0
| 3 | Reactors |  | No. Reactors | 0 | 0 | 0 | 0 | 0 | 0 | 0 | 0 | 0 | 0 | 0 | 0 | 0 | 0 | 0 | 0 | 0 | 0 | 0 | 0 | 0 | 0 | 0 | 0 | 0 | 0 | 0 | 0 | 0 | 0 | 0
| 4 | Underground Cable |  | Km | 0 | 0 | 0 | 0 | 0 | 0 | 0 | 0 | 0 | 0 | 0 | 0 | 0 | 0 | 0 | 0 | 0 | 0 | 0 | 0 | 0 | 0 | 0 | 0 | 0 | 0 | 0 | 0 | 0 | 0 | 0
| 5 | OHL line conductor |  | Km | 0 | 0 | 0 | 0 | 0 | 0 | 0 | 0 | 0 | 0 | 0 | 0 | 0 | 0 | 0 | 0 | 0 | 0 | 0 | 0 | 0 | 0 | 0 | 0 | 0 | 0 | 0 | 0 | 0 | 0 | 0
| 6 | OHL line fittings |  | Km | 0 | 0 | 0 | 0 | 0 | 0 | 0 | 0 | 0 | 0 | 0 | 0 | 0 | 0 | 0 | 0 | 0 | 0 | 0 | 0 | 0 | 0 | 0 | 0 | 0 | 0 | 0 | 0 | 0 | 0 | 0
| 7 | OHL towers |  | No. | 0 | 0 | 0 | 0 | 0 | 0 | 0 | 0 | 0 | 0 | 0 | 0 | 0 | 0 | 0 | 0 | 0 | 0 | 0 | 0 | 0 | 0 | 0 | 0 | 0 | 0 | 0 | 0 | 0 | 0 | 0
132KV Network
| 1 | Circuit Breaker |  | No. CB | 0 | 0 | 0 | 0 | 0 | 0 | 0 | 0 | 0 | 0 | 0 | 0 | 0 | 0 | 0 | 0 | 0 | 0 | 0 | 0 | 0 | 0 | 0 | 0 | 0 | 0 | 0 | 0 | 0 | 0 | 0
| 2 | Transformer |  | No. TX | 0 | 0 | 0 | 0 | 0 | 0 | 0 | 0 | 0 | 0 | 0 | 0 | 0 | 0 | 0 | 0 | 0 | 0 | 0 | 0 | 0 | 0 | 0 | 0 | 0 | 0 | 0 | 0 | 0 | 0 | 0
| 3 | Reactors |  | No. Reactors | 0 | 0 | 0 | 0 | 0 | 0 | 0 | 0 | 0 | 0 | 0 | 0 | 0 | 0 | 0 | 0 | 0 | 0 | 0 | 0 | 0 | 0 | 0 | 0 | 0 | 0 | 0 | 0 | 0 | 0 | 0
| 4 | Underground Cable |  | Km | 0 | 0 | 0 | 0 | 0 | 0 | 0 | 0 | 0 | 0 | 0 | 0 | 0 | 0 | 0 | 0 | 0 | 0 | 0 | 0 | 0 | 0 | 0 | 0 | 0 | 0 | 0 | 0 | 0 | 0 | 0
| 5 | OHL line conductor |  | Km | 0 | 0 | 0 | 0 | 0 | 0 | 0 | 0 | 0 | 0 | 0 | 0 | 0 | 0 | 0 | 0 | 0 | 0 | 0 | 0 | 0 | 0 | 0 | 0 | 0 | 0 | 0 | 0 | 0 | 0 | 0
| 6 | OHL line fittings |  | Km | 0 | 0 | 0 | 0 | 0 | 0 | 0 | 0 | 0 | 0 | 0 | 0 | 0 | 0 | 0 | 0 | 0 | 0 | 0 | 0 | 0 | 0 | 0 | 0 | 0 | 0 | 0 | 0 | 0 | 0 | 0
| 7 | OHL towers |  | No. | 0 | 0 | 0 | 0 | 0 | 0 | 0 | 0 | 0 | 0 | 0 | 0 | 0 | 0 | 0 | 0 | 0 | 0 | 0 | 0 | 0 | 0 | 0 | 0 | 0 | 0 | 0 | 0 | 0 | 0 | 0

## 4.28B_Asset_health_&_crit
TPCR4 adapted rollover BPQ
National Grid Electricity Transmission (Capex)
Index
4.28B | Asset Health and Criticality |  |  | 1 | 400kV | 3 | 132kV
|  |  |  | 2 | 275kV | 6 | OHL line fittings
|  |  |  | 3 | 132kV
1
2
3
| Remaining useful life | 0-2 Yrs | 2-5 Yrs | 5-10 yrs | >10 Yrs |  | Replacement priority | 1 | 2 | 3 | 4
| Reporting year | 0 | 0 | 0 | 0 |  | Reporting year | 0 | 0 | 0 | 0
| 2012-03-31 | 0 | 0 | 0 | 0 |  | 2012-03-31 | 0 | 0 | 0 | 0
| 2013-03-31 | 0 | 0 | 0 | 0 |  | 2013-03-31 | 0 | 0 | 0 | 0
| 132kV OHL line fittings - remaining useful life | [5 empty] | 132kV OHL line fittings - replacement priority
Display data