## Info
Results are presented in this spreadsheet for each of the charging options modelled (including policy variants):
Status Quo
Improved ICRP Stage 2
Socialised Stage 2
Improved ICRP Stage 1
Socialised Stage 1
HVDC Sensitivity
Socialised (wider only)
Results of sensitivity analysis are also given, all for the Stage 2 modelling approach:
Status Quo (low gas price)
Improved ICRP (low gas price)
Socialised (low gas price)
Status Quo (RO banding)
Improved ICRP (RO banding)
Socialised (RO banding)
Each sheet contains data on:
Tariffs: generator wider and demand tariffs by zone
Generation: generation capacity, new build, retirement and output
Transmission investment: timing of modelled investments in the Main Interconnected Transmission System
Other key metrics: including wholesale prices, demand, renewable share and CfD levels
While Redpoint Energy Limited considers that the information and opinions given in this work are sound, all parties must rely upon their own skill and judgement when interpreting or making use of it. In particular any forecasts, analysis or advice that Redpoint Energy provides may, by necessity, be based on assumptions with respect to future market events and conditions.
While Redpoint Energy Limited believes such assumptions to be reasonable for purposes of preparing its analysis, actual future outcomes may differ, perhaps materially, from those predicted or forecasted. Redpoint Energy Limited cannot, and does not, accept liability for losses suffered, whether direct or consequential, arising out of any reliance on its analysis.
This Excel workbook is published alongside Redpoint Energy's report Modelling the Impact of Transmission Charging Options, prepared for Ofgem. This file contains supporting data and results from the analysis undertaken, and is provided to the reader to aid understanding of the modelling approach and results.
The TNUoS charges presented are the result of a modelling exercise and are not forecasts of future TNUoS charges.
Price data is in real 2011 terms. Years are financial years starting April 1st

## Status Quo
| Charging scenario | #VALUE!
|  |  |  | 2011 | 2012 | 2013 | 2014 | 2015 | 2016 | 2017 | 2018 | 2019 | 2020 | 2021 | 2022 | 2023 | 2024 | 2025 | 2026 | 2027 | 2028 | 2029 | 2030
#VALUE!
Tariffs
Generation
Transmission investment
Other key metrics
Tariffs
Generator Zonal Tariff/Peak security component of Improved ICRP (£/kW)
Generation - Wider Tariffs
| Zone No. | Zone Name
| 1 | North Scotland |  |  | 24.1876 | 22.5109 | 23.5486 | 24.0473 | 23.7467 | 23.224 | 22.8806 | 22.48 | 22.8122 | 21.8835 | 29.746 | 30.6282 | 30.5595 | 30.3978 | 30.3717 | 35.5657 | 35.8404 | 35.409 | 35.5319
| 2 | Peterhead |  |  | 20.2268 | 20.1714 | 21.1528 | 21.1198 | 20.8176 | 20.4231 | -7.083 | -7.2809 | -7.3858 | -6.299 | -11.7583 | -13.5013 | 29.455 | 29.3956 | 29.1361 | 33.6326 | 33.6886 | 33.2551 | 33.3791
| 3 | Western Highland & Skye |  |  | 25.2459 | 21.0717 | 22.1333 | 22.6933 | 22.4287 | 22.0506 | 21.9516 | 21.6553 | 21.3377 | 20.5049 | 27.1336 | 28.1713 | 28.0747 | 27.9533 | 27.817 | 33.3234 | 33.4039 | 32.9775 | 33.0998
| 4 | Central Highlands |  |  | 19.3073 | 19.3048 | 19.6189 | 21.0519 | 20.7517 | 20.3167 | 20.3371 | 19.7478 | 19.4133 | 18.5831 | 23.7914 | 25.0621 | 24.9697 | 24.7803 | 24.7895 | 30.5245 | 30.6094 | 30.1969 | 30.3186
| 5 | Argyll |  |  | 15.8004 | 17.1776 | 17.3462 | 19.2258 | 18.9724 | 18.536 | 19.1115 | 18.0905 | 17.6373 | 16.8262 | 20.5194 | 22.7574 | 22.5188 | 22.3845 | 22.9199 | 28.867 | 28.9546 | 28.5701 | 28.6907
| 6 | Stirlingshire |  |  | 14.8763 | 15.1063 | 15.7966 | 16.5714 | 16.2476 | 15.8429 | 15.7316 | 15.5301 | 15.0316 | 14.1881 | 18.1418 | 18.2636 | 17.9577 | 17.9288 | 17.6113 | 23.8188 | 23.9223 | 23.4495 | 23.5711
| 7 | South Scotland |  |  | 12.6855 | 13.0332 | 13.6348 | 13.7224 | 13.2489 | 12.8925 | 13.1515 | 11.8835 | 11.3965 | 10.585 | 12.0729 | 13.9297 | 13.5791 | 13.538 | 13.0009 | 19.8299 | 19.7847 | 19.1805 | 19.3028
| 8 | Auchencrosh |  |  | 16.2134 | 15.8367 | 16.4931 | 17.4976 | 17.0128 | 16.5575 | 17.0136 | 16.9866 | 16.5099 | 15.6616 | 17.5166 | 19.0375 | 18.6557 | 18.5701 | 18.2938 | 24.4771 | 24.5588 | 24.2668 | 24.3861
| 9 | Humber & Lancashire |  |  | 5.7481 | 5.8863 | 6.5 | 2.0935 | 1.3607 | 1.0601 | 1.3897 | 1.198 | 0.96106 | 0.33989 | -0.34485 | -1.0422 | -1.4654 | -1.7314 | -2.4141 | -3.4843 | -3.5478 | -3.7591 | -3.6327
| 10 | North East England |  |  | 7.9124 | 8.4549 | 9.0552 | 5.5339 | 5.1726 | 4.6865 | 4.9989 | 4.6436 | 3.529 | 2.6044 | 0.91272 | 0.60089 | 0.10339 | 3.248 | 2.6904 | 1.3977 | 1.1785 | 0.44291 | 0.50468
| 11 | Anglesey |  |  | 6.4344 | 5.2317 | 5.7946 | -1.0999 | -1.7223 | -2.2553 | -1.8374 | -2.2008 | -1.0947 | -1.8143 | -2.4832 | -5.026 | -5.3815 | -5.6145 | -5.7938 | -6.383 | -6.4246 | -6.5066 | -6.4133
| 12 | Dinorwig |  |  | 5.7281 | 5.9381 | 6.5009 | -0.39354 | -1.0159 | -1.549 | -1.131 | -1.4944 | -1.801 | -2.5206 | -3.1896 | -5.7323 | -6.0878 | -6.3209 | -6.5001 | -7.0893 | -7.1309 | -7.213 | -7.1197
| 13 | South Yorks & North Wales |  |  | 3.617 | 3.5237 | 3.8887 | -1.024 | -2.1619 | -2.5249 | -2.2245 | -2.4034 | -2.5553 | -2.3017 | -3.2565 | -4.096 | -5.1984 | -5.2114 | -6.1179 | -7.9708 | -8.0433 | -7.9543 | -7.7178
| 14 | Midlands |  |  | 1.4609 | 1.396 | 1.8013 | -2.8126 | -4.0332 | -4.3464 | -4.0542 | -4.2597 | -4.4872 | -3.9331 | -3.7574 | -4.5594 | -5.4778 | -5.3966 | -6.2938 | -7.7575 | -7.8361 | -7.3642 | -7.4874
| 15 | South Wales & Gloucester |  |  | 1.043 | 1.7263 | 2.1405 | -2.8565 | -3.5925 | -4.3489 | -3.1861 | -2.9751 | -3.1322 | -1.887 | -3.5271 | -5.4242 | -6.7198 | -6.7068 | -7.4049 | -8.829 | -8.7847 | -7.0127 | -6.9866
| 16 | Central London |  |  | -13.6508 | -7.7226 | -7.6106 | -11.9865 | -12.5156 | -13.6698 | -12.5462 | -12.6191 | -12.7327 | -11.6725 | -11.7583 | -13.5013 | -14.3506 | -14.428 | -15.283 | -16.7247 | -16.8146 | -16.2273 | -16.3107
| 17 | South East |  |  | 0.93553 | -0.17644 | -0.33734 | -4.7069 | -6.679 | -6.4785 | -6.4905 | -6.7756 | -6.8838 | -5.6917 | -5.316 | -5.6666 | -6.4098 | -6.4965 | -7.0958 | -8.6241 | -8.7142 | -8.1703 | -8.2999
| 18 | Oxon & South Coast |  |  | -1.9544 | -2.6188 | -2.3965 | -7.1916 | -8.3679 | -9.1448 | -9.2532 | -9.07 | -9.2024 | -7.5351 | -7.4219 | -8.3704 | -9.2031 | -9.3398 | -10.1435 | -11.3279 | -11.4227 | -10.5831 | -10.6194
| 19 | Wessex |  |  | -3.3751 | -3.8282 | -3.6221 | -8.3054 | -10.1829 | -10.9635 | -9.4371 | -6.2864 | -6.4265 | -4.8287 | -4.6931 | -6.2808 | -5.9093 | -5.8633 | -6.9015 | -8.2979 | -8.4241 | -7.9088 | -7.9411
| 20 | Peninsula |  |  | -6.8851 | -7.1605 | -6.9354 | -11.6724 | -11.9001 | -11.6946 | -8.5986 | -4.1685 | -4.2952 | -2.6568 | -2.6357 | -4.3764 | -3.7423 | -3.2689 | -4.2779 | -5.675 | -5.8056 | -5.3335 | -5.361
Year Round component of Improved ICRP (£/kW)
Generation - Wider Tariffs
| Zone No. | Zone Name
| 1 | North Scotland
| 2 | Peterhead
| 3 | Western Highland & Skye
| 4 | Central Highlands
| 5 | Argyll
| 6 | Stirlingshire
| 7 | South Scotland
| 8 | Auchencrosh
| 9 | Humber & Lancashire
| 10 | North East England
| 11 | Anglesey
| 12 | Dinorwig
| 13 | South Yorks & North Wales
| 14 | Midlands
| 15 | South Wales & Gloucester
| 16 | Central London
| 17 | South East
| 18 | Oxon & South Coast
| 19 | Wessex
| 20 | Peninsula
Residual
Final Variable Tariff (£/MWh)
Generation - constant tariff under Socialised charging
Demand - constant tariff under Socialised charging
Demand HH Zonal Tariff (£/kW)
Demand tariffs
| Zone No. | Zone Name.
| 1 | Northern Scotland |  |  | 10.4553 | 14.3774 | 15.6778 | 18.6103 | 21.2371 | 23.4569 | 26.3405 | 28.8819 | 31.873 | 34.2911 | 26.6401 | 27.4495 | 27.9158 | 28.6296 | 30.1851 | 24.6862 | 24.8593 | 25.7811 | 25.8809
| 2 | Southern Scotland |  |  | 15.6345 | 18.097 | 19.284 | 21.8872 | 24.537 | 26.7757 | 28.7125 | 31.3697 | 34.558 | 36.9692 | 34.8387 | 35.189 | 35.7408 | 36.4227 | 37.9849 | 31.5726 | 31.7235 | 32.6258 | 32.7273
| 3 | Northern |  |  | 21.1233 | 23.4042 | 24.8922 | 31.7073 | 34.4085 | 36.6328 | 38.3755 | 41.0023 | 44.4593 | 46.932 | 49.5935 | 51.3461 | 51.9845 | 52.3781 | 54.3291 | 55.416 | 55.7702 | 56.7664 | 56.857
| 4 | North West |  |  | 24.314 | 26.8516 | 28.1641 | 36.4424 | 39.2184 | 41.5237 | 43.1522 | 45.9102 | 49.1883 | 51.5077 | 52.9415 | 55.9813 | 56.7557 | 57.4655 | 59.3825 | 59.4608 | 59.7547 | 60.4349 | 60.5459
| 5 | Yorkshire |  |  | 24.967 | 27.5075 | 29.0308 | 37.2416 | 40.2294 | 42.5264 | 44.1619 | 46.8359 | 49.9912 | 52.3014 | 54.1185 | 56.9622 | 58.246 | 58.5743 | 60.7211 | 62.6186 | 62.9409 | 63.3586 | 63.4473
| 6 | N Wales & Mersey |  |  | 25.1746 | 27.5415 | 28.9163 | 38.8864 | 41.7697 | 44.1145 | 45.6762 | 48.5779 | 51.8941 | 54.1829 | 55.6189 | 59.6887 | 60.4287 | 61.2154 | 62.8345 | 62.9797 | 63.2649 | 63.8362 | 63.9629
| 7 | East Midlands |  |  | 27.4528 | 30.2426 | 31.9113 | 40.0271 | 43.4015 | 45.7703 | 47.2642 | 49.6541 | 52.591 | 54.488 | 56.1833 | 59.0115 | 60.2753 | 60.9272 | 63.2311 | 65.1263 | 65.4421 | 65.6033 | 65.7396
| 8 | Midlands |  |  | 28.9514 | 31.2488 | 32.7826 | 41.5561 | 44.5205 | 46.9464 | 48.385 | 50.9749 | 53.9674 | 55.9026 | 57.8911 | 61.268 | 62.3039 | 62.9705 | 64.9678 | 66.2401 | 66.5297 | 66.5705 | 66.736
| 9 | Eastern |  |  | 28.1089 | 31.2825 | 33.0142 | 40.8365 | 44.692 | 46.6381 | 48.4683 | 50.8593 | 53.7191 | 54.281 | 55.235 | 57.5206 | 58.9155 | 59.5461 | 61.8205 | 63.1599 | 63.4916 | 63.775 | 63.9569
| 10 | South Wales |  |  | 27.613 | 29.692 | 31.2279 | 39.54 | 42.6092 | 45.1824 | 46.0257 | 48.1356 | 51.0572 | 51.4051 | 54.3757 | 58.0136 | 60.3615 | 60.9258 | 63.1087 | 64.2143 | 64.3659 | 62.3868 | 62.5425
| 11 | South East |  |  | 30.6995 | 34.955 | 36.9176 | 44.8226 | 48.4925 | 50.9092 | 52.1063 | 54.9404 | 57.8214 | 58.149 | 58.8086 | 61.6173 | 62.6159 | 63.3113 | 64.7311 | 65.8765 | 66.2176 | 66.0086 | 66.3268
| 12 | London |  |  | 32.8155 | 36.5825 | 38.6503 | 46.4227 | 51.2767 | 52.2281 | 54.982 | 57.3904 | 60.2623 | 60.7931 | 61.3734 | 62.9139 | 64.1711 | 64.8188 | 67.0428 | 68.2416 | 68.5763 | 68.5428 | 68.8635
| 13 | Southern |  |  | 32.9046 | 35.8079 | 37.622 | 45.6972 | 49.2853 | 51.9648 | 52.9576 | 54.4271 | 57.3237 | 57.4954 | 58.1878 | 61.2842 | 61.9872 | 62.544 | 64.9288 | 65.9804 | 66.3311 | 66.2078 | 66.4725
| 14 | South Western |  |  | 33.4059 | 36.2758 | 38.0853 | 46.2946 | 49.0147 | 51.1629 | 51.1645 | 50.461 | 53.3717 | 53.5342 | 54.4386 | 58.0467 | 57.9107 | 58.17 | 60.182 | 61.271 | 61.6172 | 61.534 | 61.7727
Demand NHH Zonal Tariff (p/kWh)
| Zone No. | Zone Name.
| 1 | Northern Scotland |  |  | 1.418 | 1.9499 | 2.1263 | 2.524 | 2.8803 | 3.1814 | 3.5725 | 3.9171 | 4.3228 | 4.6508 | 3.6131 | 3.7229 | 3.7861 | 3.8829 | 4.0939 | 3.3481 | 3.3716 | 3.4966 | 3.5101
| 2 | Southern Scotland |  |  | 2.221 | 2.5708 | 2.7395 | 3.1093 | 3.4857 | 3.8037 | 4.0789 | 4.4564 | 4.9093 | 5.2518 | 4.9492 | 4.9989 | 5.0773 | 5.1742 | 5.3961 | 4.4852 | 4.5066 | 4.6348 | 4.6492
| 3 | Northern |  |  | 2.9224 | 3.238 | 3.4439 | 4.3868 | 4.7605 | 5.0682 | 5.3093 | 5.6727 | 6.151 | 6.4931 | 6.8614 | 7.1038 | 7.1922 | 7.2466 | 7.5165 | 7.6669 | 7.7159 | 7.8537 | 7.8663
| 4 | North West |  |  | 3.4216 | 3.7787 | 3.9634 | 5.1284 | 5.5191 | 5.8435 | 6.0727 | 6.4608 | 6.9221 | 7.2485 | 7.4503 | 7.878 | 7.987 | 8.0869 | 8.3567 | 8.3677 | 8.4091 | 8.5048 | 8.5204
| 5 | Yorkshire |  |  | 3.4478 | 3.7987 | 4.009 | 5.1429 | 5.5555 | 5.8727 | 6.0986 | 6.4678 | 6.9036 | 7.2226 | 7.4735 | 7.8662 | 8.0435 | 8.0889 | 8.3853 | 8.6473 | 8.6919 | 8.7495 | 8.7618
| 6 | N Wales & Mersey |  |  | 3.6803 | 4.0264 | 4.2273 | 5.6849 | 6.1064 | 6.4492 | 6.6775 | 7.1017 | 7.5865 | 7.9211 | 8.131 | 8.726 | 8.8342 | 8.9492 | 9.1859 | 9.2071 | 9.2488 | 9.3323 | 9.3509
| 7 | East Midlands |  |  | 3.8273 | 4.2163 | 4.4489 | 5.5804 | 6.0508 | 6.3811 | 6.5893 | 6.9225 | 7.332 | 7.5964 | 7.8328 | 8.2271 | 8.4033 | 8.4941 | 8.8153 | 9.0796 | 9.1236 | 9.1461 | 9.1651
| 8 | Midlands |  |  | 4.1189 | 4.4457 | 4.6639 | 5.9121 | 6.3339 | 6.679 | 6.8837 | 7.2521 | 7.6779 | 7.9532 | 8.2361 | 8.7165 | 8.8639 | 8.9587 | 9.2429 | 9.4239 | 9.4651 | 9.4709 | 9.4945
| 9 | Eastern |  |  | 3.8772 | 4.3149 | 4.5538 | 5.6327 | 6.1645 | 6.433 | 6.6854 | 7.0152 | 7.4097 | 7.4872 | 7.6188 | 7.934 | 8.1264 | 8.2134 | 8.5271 | 8.7119 | 8.7576 | 8.7967 | 8.8218
| 10 | South Wales |  |  | 3.7431 | 4.0249 | 4.2331 | 5.3599 | 5.7759 | 6.1247 | 6.2391 | 6.5251 | 6.9211 | 6.9683 | 7.371 | 7.8641 | 8.1824 | 8.2589 | 8.5548 | 8.7046 | 8.7252 | 8.4569 | 8.478
| 11 | South East |  |  | 4.2905 | 4.8852 | 5.1595 | 6.2643 | 6.7772 | 7.1149 | 7.2822 | 7.6783 | 8.0809 | 8.1267 | 8.2189 | 8.6114 | 8.751 | 8.8482 | 9.0466 | 9.2067 | 9.2544 | 9.2252 | 9.2696
| 12 | London |  |  | 4.4377 | 4.9471 | 5.2267 | 6.2778 | 6.9342 | 7.0628 | 7.4353 | 7.761 | 8.1493 | 8.2211 | 8.2996 | 8.5079 | 8.6779 | 8.7655 | 9.0663 | 9.2284 | 9.2736 | 9.2691 | 9.3125
| 13 | Southern |  |  | 4.6684 | 5.0804 | 5.3377 | 6.4834 | 6.9925 | 7.3727 | 7.5135 | 7.722 | 8.133 | 8.1573 | 8.2556 | 8.6949 | 8.7946 | 8.8736 | 9.212 | 9.3612 | 9.4109 | 9.3934 | 9.431
| 14 | South Western |  |  | 4.5705 | 4.9631 | 5.2107 | 6.3339 | 6.706 | 6.9999 | 7.0001 | 6.9039 | 7.3021 | 7.3244 | 7.4481 | 7.9417 | 7.9231 | 7.9586 | 8.2339 | 8.3829 | 8.4302 | 8.4189 | 8.4515
Offshore and island tariffs (£/kW) |  | Local tariff
| Argyll Array | 23.2366
| Beatrice | 29.6832
| Docking Shoal Windfarm | 32.9065
| Forth Array | 33.6801
| Greater Gabbard Extension | 43.2211
| Gwynt Y Mor | 49.2289
| Humber Gateway Stage 1 + 2 | 67.4963
| Inch Cape | 30.3279
| London Array | 70.039
| Neart na Gaoithe | 29.6832
| R3 Bristol Channel | 31.0716
| R3 Dogger Bank | 126.5409
| R3 Firth of Forth | 59.9009
| R3 Hastings | 28.1887
| R3 Hornsea | 72.3751
| R3 Irish Sea | 38.1126
| R3 Moray Firth | 32.4577
| R3 Norfolk | 47.3713
| R3 West of Isle of Wight | 29.0758
| Race Bank Windfarm | 77.2976
| Triton Knoll | 41.2871
| West of Duddon Sands | 60.8048
| Westernmost Rough | 25.1706
| Island Wind - Zone S Orkney | 94.2732
| Island Wind - Zone S Shetland | 56.5639
| Island Wind - Zone S Western Isles | 120.6697
Improved ICRP Peak Security weighting by plant type - from Transport Model
| Generation type | Peak Security
| Interconnector | 0%
| Offshore wind | 0%
| Onshore wind | 0%
| Tidal Stream | 0%
| Wave | 0%
| CCGT + CCS | 100%
| Coal + CCS | 100%
| Nuclear | 100%
| OCGT | 100%
| Oil | 100%
| PS | 100%
| Biomass regular | 100%
| CCGT | 100%
| CHP | 100%
| Coal | 100%
| Hydro | 100%
Generation
Capacity mix (MW) |  |  | De-rating factor
| CHP | S England & S Wales | 0.9 | 158 | 158 | 158 | 158 | 158 | 158 | 158 | 158 | 158 | 158 | 158 | 158 | 158 | 158 | 158 | 158 | 158 | 158 | 158 | 158
| CHP | Midlands & N Wales | 0.9 | 428 | 428 | 428 | 428 | 428 | 428 | 428 | 428 | 428 | 428 | 428 | 428 | 428 | 428 | 428 | 428 | 428 | 428 | 428 | 428
| CHP | N England | 0.9 | 1373 | 1373 | 1373 | 1373 | 1373 | 1373 | 1373 | 1373 | 1373 | 1373 | 1373 | 1373 | 1373 | 1373 | 1373 | 1373 | 1373 | 1373 | 1373 | 1373
| CHP | S Scotland | 0.9 | 120 | 120 | 120 | 120 | 120 | 120 | 120 | 120 | 120 | 120 | 120 | 120 | 120 | 120 | 120 | 120 | 120 | 120 | 120 | 120
| CHP | N Scotland | 0.9 | 22 | 22 | 22 | 22 | 22 | 22 | 22 | 22 | 22 | 22 | 22 | 22 | 22 | 22 | 22 | 22 | 22 | 22 | 22 | 22
| Oil | S England & S Wales | 0.9 | 3442 | 3442 | 3442 | 3442 | 3442 | 3e-06 | 3e-06 | 3e-06 | 3e-06 | 3e-06 | 3e-06 | 3e-06 | 3e-06 | 3e-06 | 3e-06 | 3e-06 | 3e-06 | 3e-06 | 3e-06 | 3e-06
| Oil | Midlands & N Wales | 0.9 | 0 | 0 | 0 | 0 | 0 | 0 | 0 | 0 | 0 | 0 | 0 | 0 | 0 | 0 | 0 | 0 | 0 | 0 | 0 | 0
| Oil | N England | 0.9 | 0 | 0 | 0 | 0 | 0 | 0 | 0 | 0 | 0 | 0 | 0 | 0 | 0 | 0 | 0 | 0 | 0 | 0 | 0 | 0
| Oil | S Scotland | 0.9 | 0 | 0 | 0 | 0 | 0 | 0 | 0 | 0 | 0 | 0 | 0 | 0 | 0 | 0 | 0 | 0 | 0 | 0 | 0 | 0
| Oil | N Scotland | 0.9 | 0 | 0 | 0 | 0 | 0 | 0 | 0 | 0 | 0 | 0 | 0 | 0 | 0 | 0 | 0 | 0 | 0 | 0 | 0 | 0
| Hydro | S England & S Wales | 0.7 | 0 | 0 | 0 | 0 | 0 | 0 | 0 | 0 | 0 | 0 | 0 | 0 | 0 | 0 | 0 | 0 | 0 | 0 | 0 | 0
| Hydro | Midlands & N Wales | 0.7 | 0 | 0 | 0 | 0 | 0 | 0 | 0 | 0 | 0 | 0 | 0 | 0 | 0 | 0 | 0 | 0 | 0 | 0 | 0 | 0
| Hydro | N England | 0.7 | 0 | 0 | 0 | 0 | 0 | 0 | 0 | 0 | 0 | 0 | 0 | 0 | 0 | 0 | 0 | 0 | 0 | 0 | 0 | 0
| Hydro | S Scotland | 0.7 | 33 | 33 | 33 | 33 | 33 | 33 | 33 | 33 | 33 | 33 | 33 | 33 | 33 | 33 | 33 | 33 | 33 | 33 | 33 | 33
| Hydro | N Scotland | 0.7 | 1039 | 1039 | 1039 | 1039 | 1039 | 1039 | 1039 | 1039 | 1039 | 1039 | 1039 | 1039 | 1039 | 1039 | 1039 | 1039 | 1039 | 1039 | 1039 | 1039
| PS | S England & S Wales | 1 | 0 | 0 | 0 | 0 | 0 | 0 | 0 | 0 | 0 | 0 | 0 | 0 | 0 | 0 | 0 | 0 | 0 | 0 | 0 | 0
| PS | Midlands & N Wales | 1 | 2004 | 2004 | 2004 | 2004 | 2004 | 2004 | 2004 | 2004 | 2004 | 2004 | 2004 | 2004 | 2004 | 2004 | 2004 | 2004 | 2004 | 2004 | 2004 | 2004
| PS | N England | 1 | 0 | 0 | 0 | 0 | 0 | 0 | 0 | 0 | 0 | 0 | 0 | 0 | 0 | 0 | 0 | 0 | 0 | 0 | 0 | 0
| PS | S Scotland | 1 | 440 | 440 | 440 | 440 | 440 | 440 | 440 | 440 | 440 | 440 | 440 | 440 | 440 | 440 | 440 | 440 | 440 | 440 | 440 | 440
| PS | N Scotland | 1 | 300 | 300 | 300 | 300 | 300 | 300 | 300 | 300 | 300 | 300 | 300 | 300 | 300 | 300 | 300 | 300 | 300 | 300 | 300 | 300
| Nuclear | S England & S Wales | 0.9 | 3764 | 3764 | 3549 | 3549 | 3549 | 3549 | 3549 | 3549 | 2877 | 2877 | 4547 | 4547 | 6217 | 7887 | 9557 | 12807 | 12807 | 12807 | 12807 | 12807
| Nuclear | Midlands & N Wales | 0.9 | 890 | 890 | 2e-06 | 2e-06 | 2e-06 | 2e-06 | 2e-06 | 2e-06 | 2e-06 | 2e-06 | 2e-06 | 2e-06 | 2e-06 | 2e-06 | 2e-06 | 2e-06 | 2e-06 | 2e-06 | 2e-06 | 2e-06
| Nuclear | N England | 0.9 | 3613 | 3613 | 3613 | 3613 | 3613 | 3613 | 3613 | 3613 | 3613 | 1203 | 1203 | 1203 | 1203 | 1203 | 1203 | 1203 | 1203 | 1203 | 5e-06 | 5e-06
| Nuclear | S Scotland | 0.9 | 2289 | 2289 | 2289 | 2289 | 2289 | 2289 | 2289 | 2289 | 1215 | 1215 | 1215 | 1215 | 1215 | 1215 | 1215 | 1215 | 1215 | 1215 | 2e-06 | 2e-06
| Nuclear | N Scotland | 0.9 | 0 | 0 | 0 | 0 | 0 | 0 | 0 | 0 | 0 | 0 | 0 | 0 | 0 | 0 | 0 | 0 | 0 | 0 | 0 | 0
| CCGT | S England & S Wales | 0.9 | 16234 | 17494 | 17494 | 18294 | 19894 | 19894 | 20694 | 20694 | 23094 | 23094 | 27894 | 31094 | 31094 | 30288 | 30288 | 30288 | 30288 | 30288 | 30288 | 30288
| CCGT | Midlands & N Wales | 0.9 | 5305 | 6175 | 6175 | 6975 | 8575 | 8575 | 8575 | 8575 | 8575 | 8575 | 8575 | 8575 | 8575 | 8060 | 8060 | 8060 | 8060 | 8060 | 8060 | 8060
| CCGT | N England | 0.9 | 6103 | 6103 | 6103 | 6103 | 6103 | 6103 | 6103 | 6103 | 6103 | 6103 | 6103 | 6103 | 6103 | 4049 | 4049 | 4049 | 4049 | 4049 | 4049 | 4049
| CCGT | S Scotland | 0.9 | 2e-06 | 2e-06 | 2e-06 | 2e-06 | 2e-06 | 2e-06 | 2e-06 | 2e-06 | 2e-06 | 2e-06 | 2e-06 | 2e-06 | 2e-06 | 2e-06 | 2e-06 | 2e-06 | 2e-06 | 2e-06 | 2e-06 | 2e-06
| CCGT | N Scotland | 0.9 | 1180 | 1180 | 1180 | 1180 | 1180 | 1180 | 3e-06 | 3e-06 | 3e-06 | 3e-06 | 3e-06 | 3e-06 | 3e-06 | 3e-06 | 3e-06 | 3e-06 | 3e-06 | 3e-06 | 3e-06 | 3e-06
| OCGT | S England & S Wales | 0.9 | 906 | 906 | 906 | 838 | 804 | 510 | 510 | 510 | 510 | 510 | 510 | 510 | 710 | 659 | 659 | 659 | 659 | 659 | 859 | 1159
| OCGT | Midlands & N Wales | 0.9 | 124 | 124 | 124 | 124 | 124 | 124 | 124 | 124 | 124 | 124 | 124 | 124 | 124 | 84 | 84 | 84 | 84 | 84 | 84 | 84
| OCGT | N England | 0.9 | 168 | 168 | 168 | 168 | 168 | 168 | 168 | 168 | 168 | 168 | 168 | 168 | 168 | 100 | 100 | 100 | 100 | 100 | 100 | 100
| OCGT | S Scotland | 0.9 | 2e-06 | 2e-06 | 2e-06 | 2e-06 | 2e-06 | 2e-06 | 2e-06 | 2e-06 | 2e-06 | 2e-06 | 2e-06 | 2e-06 | 2e-06 | 2e-06 | 2e-06 | 2e-06 | 2e-06 | 2e-06 | 2e-06 | 2e-06
| OCGT | N Scotland | 0.9 | 4e-06 | 4e-06 | 4e-06 | 4e-06 | 4e-06 | 4e-06 | 4e-06 | 4e-06 | 4e-06 | 4e-06 | 4e-06 | 4e-06 | 4e-06 | 4e-06 | 4e-06 | 4e-06 | 4e-06 | 4e-06 | 4e-06 | 4e-06
| Coal | S England & S Wales | 0.9 | 6385 | 6385 | 4090 | 3027 | 3027 | 1569 | 1569 | 1569 | 1569 | 1569 | 1569 | 1569 | 1569 | 5e-06 | 5e-06 | 5e-06 | 5e-06 | 5e-06 | 5e-06 | 5e-06
| Coal | Midlands & N Wales | 0.9 | 7866 | 7866 | 7866 | 7866 | 6902 | 6902 | 6902 | 6902 | 6902 | 6902 | 6902 | 6902 | 6902 | 2955 | 2955 | 968 | 968 | 968 | 968 | 968
| Coal | N England | 0.9 | 9906 | 9906 | 9906 | 9906 | 8930 | 8930 | 8930 | 7953.5 | 6489 | 6489 | 6259 | 5771 | 3831 | 3831 | 3831 | 3831 | 3831 | 3831 | 3831 | 3831
| Coal | S Scotland | 0.9 | 3386 | 2284 | 2284 | 2284 | 1713 | 1713 | 1713 | 1713 | 1713 | 1713 | 1713 | 1713 | 2e-06 | 2e-06 | 2e-06 | 2e-06 | 2e-06 | 2e-06 | 2e-06 | 2e-06
| Coal | N Scotland | 0.9 | 0 | 0 | 0 | 0 | 0 | 0 | 0 | 0 | 0 | 0 | 0 | 0 | 0 | 0 | 0 | 0 | 0 | 0 | 0 | 0
| Coal + CCS | S England & S Wales | 0.9 | 0 | 0 | 0 | 0 | 0 | 0 | 0 | 0 | 0 | 0 | 0 | 0 | 0 | 0 | 0 | 0 | 0 | 0 | 0 | 0
| Coal + CCS | Midlands & N Wales | 0.9 | 1e-06 | 1e-06 | 1e-06 | 1e-06 | 1e-06 | 1e-06 | 1e-06 | 1e-06 | 1e-06 | 1e-06 | 1e-06 | 1e-06 | 1e-06 | 1000 | 2000 | 2000 | 2000 | 2000 | 2000 | 2000
| Coal + CCS | N England | 0.9 | 2e-06 | 2e-06 | 2e-06 | 2e-06 | 2e-06 | 800 | 800 | 800 | 800 | 800 | 800 | 800 | 800 | 800 | 2740 | 2740 | 2740 | 2740 | 2740 | 2740
| Coal + CCS | S Scotland | 0.9 | 2e-06 | 2e-06 | 2e-06 | 2e-06 | 300 | 300 | 300 | 300 | 300 | 300 | 300 | 300 | 300 | 300 | 300 | 300 | 300 | 300 | 300 | 300
| Coal + CCS | N Scotland | 0.9 | 0 | 0 | 0 | 0 | 0 | 0 | 0 | 0 | 0 | 0 | 0 | 0 | 0 | 0 | 0 | 0 | 0 | 0 | 0 | 0
| CCGT + CCS | S England & S Wales | 0.9 | 3e-06 | 3e-06 | 3e-06 | 3e-06 | 3e-06 | 3e-06 | 3e-06 | 3e-06 | 3e-06 | 3e-06 | 3e-06 | 3e-06 | 3e-06 | 3e-06 | 3e-06 | 3e-06 | 3e-06 | 3e-06 | 3e-06 | 3e-06
| CCGT + CCS | Midlands & N Wales | 0.9 | 0 | 0 | 0 | 0 | 0 | 0 | 0 | 0 | 0 | 0 | 0 | 0 | 0 | 0 | 0 | 0 | 0 | 0 | 0 | 0
| CCGT + CCS | N England | 0.9 | 1e-06 | 1e-06 | 1e-06 | 1e-06 | 1e-06 | 1e-06 | 1e-06 | 1e-06 | 1e-06 | 1e-06 | 1e-06 | 1e-06 | 1e-06 | 1e-06 | 1e-06 | 1e-06 | 1e-06 | 1e-06 | 1e-06 | 1e-06
| CCGT + CCS | S Scotland | 0.9 | 0 | 0 | 0 | 0 | 0 | 0 | 0 | 0 | 0 | 0 | 0 | 0 | 0 | 0 | 0 | 0 | 0 | 0 | 0 | 0
| CCGT + CCS | N Scotland | 0.9 | 0 | 0 | 0 | 0 | 0 | 0 | 0 | 0 | 0 | 0 | 0 | 0 | 0 | 0 | 0 | 0 | 0 | 0 | 0 | 0
| Onshore wind | S England & S Wales | 0.15 | 9e-06 | 32.503 | 40.5244 | 49.104 | 59.7533 | 83.0346 | 96.3993 | 111.1031 | 124.5492 | 138.0315 | 146.7472 | 156.6633 | 166.8359 | 176.8215 | 188.1959 | 200.1955 | 275.2672 | 330.6121 | 446.1821 | 491.1005
| Onshore wind | Midlands & N Wales | 0.15 | 4e-06 | 26.7651 | 33.3703 | 40.4354 | 186.2544 | 205.4257 | 353.4808 | 365.5889 | 513.711 | 524.8133 | 669.04 | 677.2056 | 822.6322 | 830.855 | 977.2711 | 987.1524 | 1186.021 | 1231.5955 | 1326.7632 | 1363.7519
| Onshore wind | N England | 0.15 | 4e-06 | 37.2787 | 46.4785 | 56.3187 | 68.5327 | 95.2347 | 110.563 | 127.4272 | 142.8489 | 158.3122 | 168.3084 | 179.6815 | 191.3488 | 202.8016 | 215.8472 | 229.6098 | 315.7117 | 379.1883 | 511.7388 | 563.257
| Onshore wind | S Scotland | 0.15 | 2084 | 2534 | 3004 | 3551 | 3780 | 4029.6002 | 5041.3482 | 5050.2059 | 6059.543 | 6068.4198 | 6648.1094 | 6846.3534 | 7051.2025 | 7233.5094 | 7452.3441 | 7683.5822 | 7806.5212 | 7806.5212 | 7806.5212 | 7806.5212
| Onshore wind | N Scotland | 0.15 | 1440.6136 | 1628.3056 | 1969.8231 | 2385.4663 | 2540.2356 | 2649.1504 | 2957.5035 | 3023.88 | 3185.416 | 3240.3775 | 3273.9391 | 3292.8349 | 3356.1876 | 3361.8933 | 3393.9021 | 3417.8321 | 3417.8321 | 3417.8321 | 3417.8321 | 3417.8321
| Onshore wind | Island wind | 0.15 | 3e-06 | 3e-06 | 3e-06 | 3e-06 | 115.8372 | 115.8372 | 231.6744 | 231.6744 | 347.5116 | 347.5116 | 463.3488 | 463.3488 | 579.186 | 579.186 | 695.0233 | 695.0233 | 790.0638 | 790.0638 | 790.0638 | 790.0638
| Biomass regular | S England & S Wales | 0.9 | 2e-06 | 2e-06 | 2e-06 | 2e-06 | 350 | 350 | 350 | 350 | 350 | 350 | 350 | 350 | 350 | 515 | 515 | 515 | 515 | 515 | 515 | 515
| Biomass regular | Midlands & N Wales | 0.9 | 1e-06 | 1e-06 | 1e-06 | 1e-06 | 1e-06 | 1e-06 | 1e-06 | 1e-06 | 1e-06 | 1e-06 | 1e-06 | 1e-06 | 1e-06 | 1e-06 | 1e-06 | 1e-06 | 1e-06 | 1e-06 | 1e-06 | 1e-06
| Biomass regular | N England | 0.9 | 2e-06 | 2e-06 | 2e-06 | 2e-06 | 589 | 589 | 589 | 879 | 879 | 879 | 879 | 879 | 879 | 879 | 879 | 879 | 879 | 879 | 879 | 879
| Biomass regular | S Scotland | 0.9 | 97 | 97 | 97 | 97 | 97 | 97 | 97 | 97 | 97 | 97 | 97 | 97 | 97 | 97 | 97 | 97 | 97 | 97 | 97 | 97
| Biomass regular | N Scotland | 0.9 | 0 | 0 | 0 | 0 | 0 | 0 | 0 | 0 | 0 | 0 | 0 | 0 | 0 | 0 | 0 | 0 | 0 | 0 | 0 | 0
| Offshore wind | Offshore South | 0.15 | 864 | 1405 | 1909 | 1909 | 1909 | 2409 | 2817.1081 | 3363.0541 | 3909 | 5109 | 5109 | 5109 | 5109 | 5559 | 6009 | 6259 | 6509 | 6509 | 6509 | 6509
| Offshore wind | Offshore Irish Sea | 0.15 | 551 | 784 | 784 | 784 | 784 | 2184 | 2184 | 2184 | 2184 | 2184 | 2184 | 2184 | 3584 | 3584 | 3584 | 5108 | 5258 | 5408 | 5408 | 5408
| Offshore wind | Offshore E England | 0.15 | 250 | 250 | 250 | 250 | 675 | 675 | 1325 | 1325 | 1525 | 1525 | 1525 | 1525 | 2125 | 2125 | 2125 | 2125 | 2125 | 2125 | 2125 | 2125
| Offshore wind | Offshore Scotland | 0.15 | 10 | 10 | 10 | 10 | 10 | 370 | 460 | 460 | 460 | 460 | 460 | 460 | 1365 | 2115 | 2115 | 3205 | 3205 | 3205 | 3205 | 3205
| Wave | Offshore South | 0.3 | 0 | 0 | 0 | 0 | 0 | 0 | 0 | 0 | 0 | 0 | 0 | 0 | 0 | 0 | 0 | 0 | 0 | 0 | 0 | 0
| Wave | Offshore Irish Sea | 0.3 | 0 | 0 | 0 | 0 | 0 | 0 | 0 | 0 | 0 | 0 | 0 | 0 | 0 | 0 | 0 | 0 | 0 | 0 | 0 | 0
| Wave | Offshore E England | 0.3 | 0 | 0 | 0 | 0 | 0 | 0 | 0 | 0 | 0 | 0 | 0 | 0 | 0 | 0 | 0 | 0 | 0 | 0 | 0 | 0
| Wave | Offshore Scotland | 0.3 | 1e-06 | 1e-06 | 1e-06 | 1e-06 | 1e-06 | 1e-06 | 1e-06 | 1e-06 | 1e-06 | 450 | 450 | 450 | 450 | 450 | 450 | 600 | 600 | 800 | 800 | 800
| Tidal Stream | Offshore South | 0.3 | 2e-06 | 2e-06 | 2e-06 | 2e-06 | 2e-06 | 2e-06 | 25 | 50 | 75 | 155 | 155 | 175 | 200 | 250 | 350 | 600 | 650 | 850 | 1850 | 1850
| Tidal Stream | Offshore Irish Sea | 0.3 | 1e-06 | 1e-06 | 1e-06 | 1e-06 | 1e-06 | 1e-06 | 1e-06 | 1e-06 | 1e-06 | 85 | 85 | 100 | 100 | 200 | 200 | 200 | 200 | 200 | 200 | 200
| Tidal Stream | Offshore E England | 0.3 | 0 | 0 | 0 | 0 | 0 | 0 | 0 | 0 | 0 | 0 | 0 | 0 | 0 | 0 | 0 | 0 | 0 | 0 | 0 | 0
| Tidal Stream | Offshore Scotland | 0.3 | 10 | 10 | 10 | 10 | 104 | 104 | 104 | 104 | 104 | 189 | 189 | 189 | 204 | 204 | 204 | 204 | 204 | 204 | 204 | 204
| Embedded CHP | Embedded | n/a | 4639.9231 | 4832.2308 | 5024.5385 | 5216.8462 | 5409.1538 | 5601.4615 | 5793.7692 | 5986.0769 | 6178.3846 | 6370.6923 | 6563 | 6763 | 6963 | 7163 | 7363 | 7563 | 7763 | 7963 | 8163 | 8363
| Embedded Gas | Embedded | n/a | 300 | 300 | 300 | 300 | 300 | 300 | 300 | 300 | 300 | 300 | 300 | 300 | 300 | 300 | 300 | 300 | 300 | 300 | 300 | 300
| Embedded offshore wind | Embedded | n/a | 0 | 0 | 0 | 0 | 0 | 0 | 0 | 0 | 0 | 0 | 0 | 0 | 0 | 0 | 0 | 0 | 0 | 0 | 0 | 0
| Embedded onshore wind | Embedded | n/a | 1062 | 1062 | 1062 | 1062 | 1062 | 1062 | 1062 | 1062 | 1062 | 1062 | 1062 | 1062 | 1062 | 1062 | 1062 | 1062 | 1062 | 1062 | 1062 | 1062
| Embedded biomass | Embedded | n/a | 1607.2399 | 1690.9043 | 1794.2936 | 1903.3597 | 2028.3926 | 2166.5808 | 2313.221 | 2468.3611 | 2633.3535 | 2803.5623 | 2973.8731 | 3144.2871 | 3314.8052 | 3485.4285 | 3656.1581 | 3826.9949 | 3997.9401 | 4168.9948 | 4340.1599 | 4511.4368
| Embedded tidal and wave | Embedded | n/a | 0.5 | 20.5 | 30.5 | 50.5 | 87 | 129.9 | 179.9 | 235.515 | 310.5953 | 400.5953 | 480.5953 | 548.0345 | 625.5897 | 714.7782 | 814.7782 | 914.7782 | 1014.7782 | 1114.7782 | 1214.7782 | 1314.7782
| Embedded hydro | Embedded | n/a | 541.202 | 551.202 | 561.202 | 571.202 | 581.202 | 591.202 | 620.202 | 630.202 | 640.202 | 650.202 | 660.202 | 670.202 | 680.202 | 690.202 | 700.202 | 710.202 | 720.202 | 730.202 | 740.202 | 750.202
New build (cumulative, MW)
| CHP | S England & S Wales |  | 0 | 0 | 0 | 0 | 0 | 0 | 0 | 0 | 0 | 0 | 0 | 0 | 0 | 0 | 0 | 0 | 0 | 0 | 0 | 0
| CHP | Midlands & N Wales |  | 0 | 0 | 0 | 0 | 0 | 0 | 0 | 0 | 0 | 0 | 0 | 0 | 0 | 0 | 0 | 0 | 0 | 0 | 0 | 0
| CHP | N England |  | 0 | 0 | 0 | 0 | 0 | 0 | 0 | 0 | 0 | 0 | 0 | 0 | 0 | 0 | 0 | 0 | 0 | 0 | 0 | 0
| CHP | S Scotland |  | 0 | 0 | 0 | 0 | 0 | 0 | 0 | 0 | 0 | 0 | 0 | 0 | 0 | 0 | 0 | 0 | 0 | 0 | 0 | 0
| CHP | N Scotland |  | 0 | 0 | 0 | 0 | 0 | 0 | 0 | 0 | 0 | 0 | 0 | 0 | 0 | 0 | 0 | 0 | 0 | 0 | 0 | 0
| Oil | S England & S Wales |  | 0 | 0 | 0 | 0 | 0 | 0 | 0 | 0 | 0 | 0 | 0 | 0 | 0 | 0 | 0 | 0 | 0 | 0 | 0 | 0
| Oil | Midlands & N Wales |  | 0 | 0 | 0 | 0 | 0 | 0 | 0 | 0 | 0 | 0 | 0 | 0 | 0 | 0 | 0 | 0 | 0 | 0 | 0 | 0
| Oil | N England |  | 0 | 0 | 0 | 0 | 0 | 0 | 0 | 0 | 0 | 0 | 0 | 0 | 0 | 0 | 0 | 0 | 0 | 0 | 0 | 0
| Oil | S Scotland |  | 0 | 0 | 0 | 0 | 0 | 0 | 0 | 0 | 0 | 0 | 0 | 0 | 0 | 0 | 0 | 0 | 0 | 0 | 0 | 0
| Oil | N Scotland |  | 0 | 0 | 0 | 0 | 0 | 0 | 0 | 0 | 0 | 0 | 0 | 0 | 0 | 0 | 0 | 0 | 0 | 0 | 0 | 0
| Hydro | S England & S Wales |  | 0 | 0 | 0 | 0 | 0 | 0 | 0 | 0 | 0 | 0 | 0 | 0 | 0 | 0 | 0 | 0 | 0 | 0 | 0 | 0
| Hydro | Midlands & N Wales |  | 0 | 0 | 0 | 0 | 0 | 0 | 0 | 0 | 0 | 0 | 0 | 0 | 0 | 0 | 0 | 0 | 0 | 0 | 0 | 0
| Hydro | N England |  | 0 | 0 | 0 | 0 | 0 | 0 | 0 | 0 | 0 | 0 | 0 | 0 | 0 | 0 | 0 | 0 | 0 | 0 | 0 | 0
| Hydro | S Scotland |  | 0 | 0 | 0 | 0 | 0 | 0 | 0 | 0 | 0 | 0 | 0 | 0 | 0 | 0 | 0 | 0 | 0 | 0 | 0 | 0
| Hydro | N Scotland |  | 0 | 0 | 0 | 0 | 0 | 0 | 0 | 0 | 0 | 0 | 0 | 0 | 0 | 0 | 0 | 0 | 0 | 0 | 0 | 0
| PS | S England & S Wales |  | 0 | 0 | 0 | 0 | 0 | 0 | 0 | 0 | 0 | 0 | 0 | 0 | 0 | 0 | 0 | 0 | 0 | 0 | 0 | 0
| PS | Midlands & N Wales |  | 0 | 0 | 0 | 0 | 0 | 0 | 0 | 0 | 0 | 0 | 0 | 0 | 0 | 0 | 0 | 0 | 0 | 0 | 0 | 0
| PS | N England |  | 0 | 0 | 0 | 0 | 0 | 0 | 0 | 0 | 0 | 0 | 0 | 0 | 0 | 0 | 0 | 0 | 0 | 0 | 0 | 0
| PS | S Scotland |  | 0 | 0 | 0 | 0 | 0 | 0 | 0 | 0 | 0 | 0 | 0 | 0 | 0 | 0 | 0 | 0 | 0 | 0 | 0 | 0
| PS | N Scotland |  | 0 | 0 | 0 | 0 | 0 | 0 | 0 | 0 | 0 | 0 | 0 | 0 | 0 | 0 | 0 | 0 | 0 | 0 | 0 | 0
| Nuclear | S England & S Wales |  | 0 | 0 | 0 | 0 | 0 | 0 | 0 | 0 | 1670 | 1670 | 3340 | 3340 | 5010 | 6680 | 8350 | 11600 | 11600 | 11600 | 11600 | 11600
| Nuclear | Midlands & N Wales |  | 0 | 0 | 0 | 0 | 0 | 0 | 0 | 0 | 0 | 0 | 0 | 0 | 0 | 0 | 0 | 0 | 0 | 0 | 0 | 0
| Nuclear | N England |  | 0 | 0 | 0 | 0 | 0 | 0 | 0 | 0 | 0 | 0 | 0 | 0 | 0 | 0 | 0 | 0 | 0 | 0 | 0 | 0
| Nuclear | S Scotland |  | 0 | 0 | 0 | 0 | 0 | 0 | 0 | 0 | 0 | 0 | 0 | 0 | 0 | 0 | 0 | 0 | 0 | 0 | 0 | 0
| Nuclear | N Scotland |  | 0 | 0 | 0 | 0 | 0 | 0 | 0 | 0 | 0 | 0 | 0 | 0 | 0 | 0 | 0 | 0 | 0 | 0 | 0 | 0
| CCGT | S England & S Wales |  | 0 | 1260 | 1260 | 2060 | 3660 | 3660 | 4460 | 4460 | 6860 | 6860 | 11660 | 14860 | 14860 | 14860 | 14860 | 14860 | 14860 | 14860 | 14860 | 14860
| CCGT | Midlands & N Wales |  | 0 | 870 | 870 | 1670 | 3270 | 3270 | 3270 | 3270 | 3270 | 3270 | 3270 | 3270 | 3270 | 3270 | 3270 | 3270 | 3270 | 3270 | 3270 | 3270
| CCGT | N England |  | 0 | 0 | 0 | 0 | 0 | 0 | 0 | 0 | 0 | 0 | 0 | 0 | 0 | 0 | 0 | 0 | 0 | 0 | 0 | 0
| CCGT | S Scotland |  | 0 | 0 | 0 | 0 | 0 | 0 | 0 | 0 | 0 | 0 | 0 | 0 | 0 | 0 | 0 | 0 | 0 | 0 | 0 | 0
| CCGT | N Scotland |  | 0 | 0 | 0 | 0 | 0 | 0 | 0 | 0 | 0 | 0 | 0 | 0 | 0 | 0 | 0 | 0 | 0 | 0 | 0 | 0
| OCGT | S England & S Wales |  | 0 | 0 | 0 | 0 | 0 | 0 | 0 | 0 | 0 | 0 | 0 | 0 | 200 | 200 | 200 | 200 | 200 | 200 | 400 | 700
| OCGT | Midlands & N Wales |  | 0 | 0 | 0 | 0 | 0 | 0 | 0 | 0 | 0 | 0 | 0 | 0 | 0 | 0 | 0 | 0 | 0 | 0 | 0 | 0
| OCGT | N England |  | 0 | 0 | 0 | 0 | 0 | 0 | 0 | 0 | 0 | 0 | 0 | 0 | 0 | 0 | 0 | 0 | 0 | 0 | 0 | 0
| OCGT | S Scotland |  | 0 | 0 | 0 | 0 | 0 | 0 | 0 | 0 | 0 | 0 | 0 | 0 | 0 | 0 | 0 | 0 | 0 | 0 | 0 | 0
| OCGT | N Scotland |  | 0 | 0 | 0 | 0 | 0 | 0 | 0 | 0 | 0 | 0 | 0 | 0 | 0 | 0 | 0 | 0 | 0 | 0 | 0 | 0
| Coal | S England & S Wales |  | 0 | 0 | 0 | 0 | 0 | 0 | 0 | 0 | 0 | 0 | 0 | 0 | 0 | 0 | 0 | 0 | 0 | 0 | 0 | 0
| Coal | Midlands & N Wales |  | 0 | 0 | 0 | 0 | 0 | 0 | 0 | 0 | 0 | 0 | 0 | 0 | 0 | 0 | 0 | 0 | 0 | 0 | 0 | 0
| Coal | N England |  | 0 | 0 | 0 | 0 | 0 | 0 | 0 | 0 | 0 | 0 | 0 | 0 | 0 | 0 | 0 | 0 | 0 | 0 | 0 | 0
| Coal | S Scotland |  | 0 | 0 | 0 | 0 | 0 | 0 | 0 | 0 | 0 | 0 | 0 | 0 | 0 | 0 | 0 | 0 | 0 | 0 | 0 | 0
| Coal | N Scotland |  | 0 | 0 | 0 | 0 | 0 | 0 | 0 | 0 | 0 | 0 | 0 | 0 | 0 | 0 | 0 | 0 | 0 | 0 | 0 | 0
| Coal + CCS | S England & S Wales |  | 0 | 0 | 0 | 0 | 0 | 0 | 0 | 0 | 0 | 0 | 0 | 0 | 0 | 0 | 0 | 0 | 0 | 0 | 0 | 0
| Coal + CCS | Midlands & N Wales |  | 0 | 0 | 0 | 0 | 0 | 0 | 0 | 0 | 0 | 0 | 0 | 0 | 0 | 1000 | 2000 | 2000 | 2000 | 2000 | 2000 | 2000
| Coal + CCS | N England |  | 0 | 0 | 0 | 0 | 0 | 800 | 800 | 800 | 800 | 800 | 800 | 800 | 800 | 800 | 2740 | 2740 | 2740 | 2740 | 2740 | 2740
| Coal + CCS | S Scotland |  | 0 | 0 | 0 | 0 | 300 | 300 | 300 | 300 | 300 | 300 | 300 | 300 | 300 | 300 | 300 | 300 | 300 | 300 | 300 | 300
| Coal + CCS | N Scotland |  | 0 | 0 | 0 | 0 | 0 | 0 | 0 | 0 | 0 | 0 | 0 | 0 | 0 | 0 | 0 | 0 | 0 | 0 | 0 | 0
| CCGT + CCS | S England & S Wales |  | 0 | 0 | 0 | 0 | 0 | 0 | 0 | 0 | 0 | 0 | 0 | 0 | 0 | 0 | 0 | 0 | 0 | 0 | 0 | 0
| CCGT + CCS | Midlands & N Wales |  | 0 | 0 | 0 | 0 | 0 | 0 | 0 | 0 | 0 | 0 | 0 | 0 | 0 | 0 | 0 | 0 | 0 | 0 | 0 | 0
| CCGT + CCS | N England |  | 0 | 0 | 0 | 0 | 0 | 0 | 0 | 0 | 0 | 0 | 0 | 0 | 0 | 0 | 0 | 0 | 0 | 0 | 0 | 0
| CCGT + CCS | S Scotland |  | 0 | 0 | 0 | 0 | 0 | 0 | 0 | 0 | 0 | 0 | 0 | 0 | 0 | 0 | 0 | 0 | 0 | 0 | 0 | 0
| CCGT + CCS | N Scotland |  | 0 | 0 | 0 | 0 | 0 | 0 | 0 | 0 | 0 | 0 | 0 | 0 | 0 | 0 | 0 | 0 | 0 | 0 | 0 | 0
| Onshore wind | S England & S Wales |  | 0 | 32.503 | 40.5244 | 49.104 | 59.7533 | 83.0346 | 96.3993 | 111.1031 | 124.5491 | 138.0315 | 146.7471 | 156.6632 | 166.8359 | 176.8215 | 188.1959 | 200.1955 | 275.2672 | 330.6121 | 446.1821 | 491.1005
| Onshore wind | Midlands & N Wales |  | 0 | 26.7651 | 33.3703 | 40.4354 | 186.2544 | 205.4257 | 353.4808 | 365.5889 | 513.711 | 524.8132 | 669.04 | 677.2056 | 822.6322 | 830.855 | 977.2711 | 987.1523 | 1186.021 | 1231.5955 | 1326.7632 | 1363.7519
| Onshore wind | N England |  | 0 | 37.2786 | 46.4785 | 56.3187 | 68.5327 | 95.2347 | 110.563 | 127.4272 | 142.8489 | 158.3122 | 168.3084 | 179.6815 | 191.3488 | 202.8016 | 215.8472 | 229.6098 | 315.7117 | 379.1883 | 511.7388 | 563.257
| Onshore wind | S Scotland |  | 0 | 450 | 920 | 1467 | 1696 | 1945.6002 | 2957.3482 | 2966.2059 | 3975.543 | 3984.4198 | 4564.1094 | 4762.3534 | 4967.2025 | 5149.5094 | 5368.3441 | 5599.5822 | 5722.5212 | 5722.5212 | 5722.5212 | 5722.5212
| Onshore wind | N Scotland |  | -3e-06 | 187.6921 | 529.2095 | 944.8527 | 1099.622 | 1208.5369 | 1516.89 | 1583.2665 | 1744.8025 | 1799.7639 | 1833.3255 | 1852.2213 | 1915.5741 | 1921.2797 | 1953.2885 | 1977.2185 | 1977.2185 | 1977.2185 | 1977.2185 | 1977.2185
| Onshore wind | Island wind |  | 3e-06 | 3e-06 | 3e-06 | 3e-06 | 115.8372 | 115.8372 | 231.6744 | 231.6744 | 347.5116 | 347.5116 | 463.3488 | 463.3488 | 579.186 | 579.186 | 695.0233 | 695.0233 | 790.0638 | 790.0638 | 790.0638 | 790.0638
| Biomass regular | S England & S Wales |  | 0 | 0 | 0 | 0 | 350 | 350 | 350 | 350 | 350 | 350 | 350 | 350 | 350 | 515 | 515 | 515 | 515 | 515 | 515 | 515
| Biomass regular | Midlands & N Wales |  | 0 | 0 | 0 | 0 | 0 | 0 | 0 | 0 | 0 | 0 | 0 | 0 | 0 | 0 | 0 | 0 | 0 | 0 | 0 | 0
| Biomass regular | N England |  | 0 | 0 | 0 | 0 | 589 | 589 | 589 | 879 | 879 | 879 | 879 | 879 | 879 | 879 | 879 | 879 | 879 | 879 | 879 | 879
| Biomass regular | S Scotland |  | 0 | 0 | 0 | 0 | 0 | 0 | 0 | 0 | 0 | 0 | 0 | 0 | 0 | 0 | 0 | 0 | 0 | 0 | 0 | 0
| Biomass regular | N Scotland |  | 0 | 0 | 0 | 0 | 0 | 0 | 0 | 0 | 0 | 0 | 0 | 0 | 0 | 0 | 0 | 0 | 0 | 0 | 0 | 0
| Offshore wind | Offshore South |  | 0 | 541 | 1045 | 1045 | 1045 | 1545 | 1953.1081 | 2499.054 | 3045 | 4245 | 4245 | 4245 | 4245 | 4695 | 5145 | 5395 | 5645 | 5645 | 5645 | 5645
| Offshore wind | Offshore Irish Sea |  | 0 | 233 | 233 | 233 | 233 | 1633 | 1633 | 1633 | 1633 | 1633 | 1633 | 1633 | 3033 | 3033 | 3033 | 4557 | 4707 | 4857 | 4857 | 4857
| Offshore wind | Offshore E England |  | 0 | 0 | 0 | 0 | 425 | 425 | 1075 | 1075 | 1275 | 1275 | 1275 | 1275 | 1875 | 1875 | 1875 | 1875 | 1875 | 1875 | 1875 | 1875
| Offshore wind | Offshore Scotland |  | 0 | 0 | 0 | 0 | 0 | 360 | 450 | 450 | 450 | 450 | 450 | 450 | 1355 | 2105 | 2105 | 3195 | 3195 | 3195 | 3195 | 3195
| Wave | Offshore South |  | 0 | 0 | 0 | 0 | 0 | 0 | 0 | 0 | 0 | 0 | 0 | 0 | 0 | 0 | 0 | 0 | 0 | 0 | 0 | 0
| Wave | Offshore Irish Sea |  | 0 | 0 | 0 | 0 | 0 | 0 | 0 | 0 | 0 | 0 | 0 | 0 | 0 | 0 | 0 | 0 | 0 | 0 | 0 | 0
| Wave | Offshore E England |  | 0 | 0 | 0 | 0 | 0 | 0 | 0 | 0 | 0 | 0 | 0 | 0 | 0 | 0 | 0 | 0 | 0 | 0 | 0 | 0
| Wave | Offshore Scotland |  | 0 | 0 | 0 | 0 | 0 | 0 | 0 | 0 | 0 | 450 | 450 | 450 | 450 | 450 | 450 | 600 | 600 | 800 | 800 | 800
| Tidal Stream | Offshore South |  | 0 | 0 | 0 | 0 | 0 | 0 | 25 | 50 | 75 | 155 | 155 | 175 | 200 | 250 | 350 | 600 | 650 | 850 | 1850 | 1850
| Tidal Stream | Offshore Irish Sea |  | 0 | 0 | 0 | 0 | 0 | 0 | 0 | 0 | 0 | 85 | 85 | 100 | 100 | 200 | 200 | 200 | 200 | 200 | 200 | 200
| Tidal Stream | Offshore E England |  | 0 | 0 | 0 | 0 | 0 | 0 | 0 | 0 | 0 | 0 | 0 | 0 | 0 | 0 | 0 | 0 | 0 | 0 | 0 | 0
| Tidal Stream | Offshore Scotland |  | 0 | 0 | 0 | 0 | 94 | 94 | 94 | 94 | 94 | 179 | 179 | 179 | 194 | 194 | 194 | 194 | 194 | 194 | 194 | 194
| Embedded CHP | Embedded |  | 0 | 192.3077 | 384.6154 | 576.9231 | 769.2308 | 961.5385 | 1153.8462 | 1346.1538 | 1538.4615 | 1730.7692 | 1923.0769 | 2123.0769 | 2323.0769 | 2523.0769 | 2723.0769 | 2923.0769 | 3123.0769 | 3323.0769 | 3523.0769 | 3723.0769
| Embedded Gas | Embedded |  | 0 | 0 | 0 | 0 | 0 | 0 | 0 | 0 | 0 | 0 | 0 | 0 | 0 | 0 | 0 | 0 | 0 | 0 | 0 | 0
| Embedded offshore wind | Embedded |  | 0 | 0 | 0 | 0 | 0 | 0 | 0 | 0 | 0 | 0 | 0 | 0 | 0 | 0 | 0 | 0 | 0 | 0 | 0 | 0
| Embedded onshore wind | Embedded |  | 0 | 0 | 0 | 0 | 0 | 0 | 0 | 0 | 0 | 0 | 0 | 0 | 0 | 0 | 0 | 0 | 0 | 0 | 0 | 0
| Embedded biomass | Embedded |  | 0 | 83.6644 | 187.0537 | 296.1199 | 421.1527 | 559.341 | 705.9811 | 861.1212 | 1026.1136 | 1196.3224 | 1366.6332 | 1537.0472 | 1707.5653 | 1878.1886 | 2048.9182 | 2219.755 | 2390.7002 | 2561.7549 | 2732.9201 | 2904.1969
| Embedded tidal and wave | Embedded |  | 0 | 20 | 30 | 50 | 86.5 | 129.4 | 179.4 | 235.015 | 310.0953 | 400.0953 | 480.0953 | 547.5345 | 625.0897 | 714.2782 | 814.2782 | 914.2782 | 1014.2782 | 1114.2782 | 1214.2782 | 1314.2782
| Embedded hydro | Embedded |  | 0 | 10 | 20 | 30 | 40 | 50 | 79 | 89 | 99 | 109 | 119 | 129 | 139 | 149 | 159 | 169 | 179 | 189 | 199 | 209
Retirements (cumulative, MW)
| CHP | S England & S Wales |  | 0 | 0 | 0 | 0 | 0 | 0 | 0 | 0 | 0 | 0 | 0 | 0 | 0 | 0 | 0 | 0 | 0 | 0 | 0 | 0
| CHP | Midlands & N Wales |  | 0 | 0 | 0 | 0 | 0 | 0 | 0 | 0 | 0 | 0 | 0 | 0 | 0 | 0 | 0 | 0 | 0 | 0 | 0 | 0
| CHP | N England |  | 0 | 0 | 0 | 0 | 0 | 0 | 0 | 0 | 0 | 0 | 0 | 0 | 0 | 0 | 0 | 0 | 0 | 0 | 0 | 0
| CHP | S Scotland |  | 0 | 0 | 0 | 0 | 0 | 0 | 0 | 0 | 0 | 0 | 0 | 0 | 0 | 0 | 0 | 0 | 0 | 0 | 0 | 0
| CHP | N Scotland |  | 0 | 0 | 0 | 0 | 0 | 0 | 0 | 0 | 0 | 0 | 0 | 0 | 0 | 0 | 0 | 0 | 0 | 0 | 0 | 0
| Oil | S England & S Wales |  | 0 | 0 | 0 | 0 | 0 | -3442 | -3442 | -3442 | -3442 | -3442 | -3442 | -3442 | -3442 | -3442 | -3442 | -3442 | -3442 | -3442 | -3442 | -3442
| Oil | Midlands & N Wales |  | 0 | 0 | 0 | 0 | 0 | 0 | 0 | 0 | 0 | 0 | 0 | 0 | 0 | 0 | 0 | 0 | 0 | 0 | 0 | 0
| Oil | N England |  | 0 | 0 | 0 | 0 | 0 | 0 | 0 | 0 | 0 | 0 | 0 | 0 | 0 | 0 | 0 | 0 | 0 | 0 | 0 | 0
| Oil | S Scotland |  | 0 | 0 | 0 | 0 | 0 | 0 | 0 | 0 | 0 | 0 | 0 | 0 | 0 | 0 | 0 | 0 | 0 | 0 | 0 | 0
| Oil | N Scotland |  | 0 | 0 | 0 | 0 | 0 | 0 | 0 | 0 | 0 | 0 | 0 | 0 | 0 | 0 | 0 | 0 | 0 | 0 | 0 | 0
| Hydro | S England & S Wales |  | 0 | 0 | 0 | 0 | 0 | 0 | 0 | 0 | 0 | 0 | 0 | 0 | 0 | 0 | 0 | 0 | 0 | 0 | 0 | 0
| Hydro | Midlands & N Wales |  | 0 | 0 | 0 | 0 | 0 | 0 | 0 | 0 | 0 | 0 | 0 | 0 | 0 | 0 | 0 | 0 | 0 | 0 | 0 | 0
| Hydro | N England |  | 0 | 0 | 0 | 0 | 0 | 0 | 0 | 0 | 0 | 0 | 0 | 0 | 0 | 0 | 0 | 0 | 0 | 0 | 0 | 0
| Hydro | S Scotland |  | 0 | 0 | 0 | 0 | 0 | 0 | 0 | 0 | 0 | 0 | 0 | 0 | 0 | 0 | 0 | 0 | 0 | 0 | 0 | 0
| Hydro | N Scotland |  | 0 | 0 | 0 | 0 | 0 | 0 | 0 | 0 | 0 | 0 | 0 | 0 | 0 | 0 | 0 | 0 | 0 | 0 | 0 | 0
| PS | S England & S Wales |  | 0 | 0 | 0 | 0 | 0 | 0 | 0 | 0 | 0 | 0 | 0 | 0 | 0 | 0 | 0 | 0 | 0 | 0 | 0 | 0
| PS | Midlands & N Wales |  | 0 | 0 | 0 | 0 | 0 | 0 | 0 | 0 | 0 | 0 | 0 | 0 | 0 | 0 | 0 | 0 | 0 | 0 | 0 | 0
| PS | N England |  | 0 | 0 | 0 | 0 | 0 | 0 | 0 | 0 | 0 | 0 | 0 | 0 | 0 | 0 | 0 | 0 | 0 | 0 | 0 | 0
| PS | S Scotland |  | 0 | 0 | 0 | 0 | 0 | 0 | 0 | 0 | 0 | 0 | 0 | 0 | 0 | 0 | 0 | 0 | 0 | 0 | 0 | 0
| PS | N Scotland |  | 0 | 0 | 0 | 0 | 0 | 0 | 0 | 0 | 0 | 0 | 0 | 0 | 0 | 0 | 0 | 0 | 0 | 0 | 0 | 0
| Nuclear | S England & S Wales |  | 0 | 0 | -215 | -215 | -215 | -215 | -215 | -215 | -2557 | -2557 | -2557 | -2557 | -2557 | -2557 | -2557 | -2557 | -2557 | -2557 | -2557 | -2557
| Nuclear | Midlands & N Wales |  | 0 | 0 | -890 | -890 | -890 | -890 | -890 | -890 | -890 | -890 | -890 | -890 | -890 | -890 | -890 | -890 | -890 | -890 | -890 | -890
| Nuclear | N England |  | 0 | 0 | 0 | 0 | 0 | 0 | 0 | 0 | 0 | -2410 | -2410 | -2410 | -2410 | -2410 | -2410 | -2410 | -2410 | -2410 | -3613 | -3613
| Nuclear | S Scotland |  | 0 | 0 | 0 | 0 | 0 | 0 | 0 | 0 | -1074 | -1074 | -1074 | -1074 | -1074 | -1074 | -1074 | -1074 | -1074 | -1074 | -2289 | -2289
| Nuclear | N Scotland |  | 0 | 0 | 0 | 0 | 0 | 0 | 0 | 0 | 0 | 0 | 0 | 0 | 0 | 0 | 0 | 0 | 0 | 0 | 0 | 0
| CCGT | S England & S Wales |  | 0 | 0 | 0 | 0 | 0 | 0 | 0 | 0 | 0 | 0 | 0 | 0 | 0 | -806 | -806 | -806 | -806 | -806 | -806 | -806
| CCGT | Midlands & N Wales |  | 0 | 0 | 0 | 0 | 0 | 0 | 0 | 0 | 0 | 0 | 0 | 0 | 0 | -515 | -515 | -515 | -515 | -515 | -515 | -515
| CCGT | N England |  | 0 | 0 | 0 | 0 | 0 | 0 | 0 | 0 | 0 | 0 | 0 | 0 | 0 | -2054 | -2054 | -2054 | -2054 | -2054 | -2054 | -2054
| CCGT | S Scotland |  | 0 | 0 | 0 | 0 | 0 | 0 | 0 | 0 | 0 | 0 | 0 | 0 | 0 | 0 | 0 | 0 | 0 | 0 | 0 | 0
| CCGT | N Scotland |  | 0 | 0 | 0 | 0 | 0 | 0 | -1180 | -1180 | -1180 | -1180 | -1180 | -1180 | -1180 | -1180 | -1180 | -1180 | -1180 | -1180 | -1180 | -1180
| OCGT | S England & S Wales |  | 0 | 0 | 0 | -68 | -102 | -396 | -396 | -396 | -396 | -396 | -396 | -396 | -396 | -447 | -447 | -447 | -447 | -447 | -447 | -447
| OCGT | Midlands & N Wales |  | 0 | 0 | 0 | 0 | 0 | 0 | 0 | 0 | 0 | 0 | 0 | 0 | 0 | -40 | -40 | -40 | -40 | -40 | -40 | -40
| OCGT | N England |  | 0 | 0 | 0 | 0 | 0 | 0 | 0 | 0 | 0 | 0 | 0 | 0 | 0 | -68 | -68 | -68 | -68 | -68 | -68 | -68
| OCGT | S Scotland |  | 0 | 0 | 0 | 0 | 0 | 0 | 0 | 0 | 0 | 0 | 0 | 0 | 0 | 0 | 0 | 0 | 0 | 0 | 0 | 0
| OCGT | N Scotland |  | 0 | 0 | 0 | 0 | 0 | 0 | 0 | 0 | 0 | 0 | 0 | 0 | 0 | 0 | 0 | 0 | 0 | 0 | 0 | 0
| Coal | S England & S Wales |  | 0 | 0 | -2295 | -3358 | -3358 | -4816 | -4816 | -4816 | -4816 | -4816 | -4816 | -4816 | -4816 | -6385 | -6385 | -6385 | -6385 | -6385 | -6385 | -6385
| Coal | Midlands & N Wales |  | 0 | 0 | 0 | 0 | -964 | -964 | -964 | -964 | -964 | -964 | -964 | -964 | -964 | -4911 | -4911 | -6898 | -6898 | -6898 | -6898 | -6898
| Coal | N England |  | 0 | 0 | 0 | 0 | -976 | -976 | -976 | -1952.5 | -3417 | -3417 | -3647 | -4135 | -6075 | -6075 | -6075 | -6075 | -6075 | -6075 | -6075 | -6075
| Coal | S Scotland |  | 0 | -1102 | -1102 | -1102 | -1673 | -1673 | -1673 | -1673 | -1673 | -1673 | -1673 | -1673 | -3386 | -3386 | -3386 | -3386 | -3386 | -3386 | -3386 | -3386
| Coal | N Scotland |  | 0 | 0 | 0 | 0 | 0 | 0 | 0 | 0 | 0 | 0 | 0 | 0 | 0 | 0 | 0 | 0 | 0 | 0 | 0 | 0
| Coal + CCS | S England & S Wales |  | 0 | 0 | 0 | 0 | 0 | 0 | 0 | 0 | 0 | 0 | 0 | 0 | 0 | 0 | 0 | 0 | 0 | 0 | 0 | 0
| Coal + CCS | Midlands & N Wales |  | 0 | 0 | 0 | 0 | 0 | 0 | 0 | 0 | 0 | 0 | 0 | 0 | 0 | 0 | 0 | 0 | 0 | 0 | 0 | 0
| Coal + CCS | N England |  | 0 | 0 | 0 | 0 | 0 | 0 | 0 | 0 | 0 | 0 | 0 | 0 | 0 | 0 | 0 | 0 | 0 | 0 | 0 | 0
| Coal + CCS | S Scotland |  | 0 | 0 | 0 | 0 | 0 | 0 | 0 | 0 | 0 | 0 | 0 | 0 | 0 | 0 | 0 | 0 | 0 | 0 | 0 | 0
| Coal + CCS | N Scotland |  | 0 | 0 | 0 | 0 | 0 | 0 | 0 | 0 | 0 | 0 | 0 | 0 | 0 | 0 | 0 | 0 | 0 | 0 | 0 | 0
| CCGT + CCS | S England & S Wales |  | 0 | 0 | 0 | 0 | 0 | 0 | 0 | 0 | 0 | 0 | 0 | 0 | 0 | 0 | 0 | 0 | 0 | 0 | 0 | 0
| CCGT + CCS | Midlands & N Wales |  | 0 | 0 | 0 | 0 | 0 | 0 | 0 | 0 | 0 | 0 | 0 | 0 | 0 | 0 | 0 | 0 | 0 | 0 | 0 | 0
| CCGT + CCS | N England |  | 0 | 0 | 0 | 0 | 0 | 0 | 0 | 0 | 0 | 0 | 0 | 0 | 0 | 0 | 0 | 0 | 0 | 0 | 0 | 0
| CCGT + CCS | S Scotland |  | 0 | 0 | 0 | 0 | 0 | 0 | 0 | 0 | 0 | 0 | 0 | 0 | 0 | 0 | 0 | 0 | 0 | 0 | 0 | 0
| CCGT + CCS | N Scotland |  | 0 | 0 | 0 | 0 | 0 | 0 | 0 | 0 | 0 | 0 | 0 | 0 | 0 | 0 | 0 | 0 | 0 | 0 | 0 | 0
| Onshore wind | S England & S Wales |  | 0 | 0 | 0 | 0 | 0 | 0 | 0 | 0 | 0 | 0 | 0 | 0 | 0 | 0 | 0 | 0 | 0 | 0 | 0 | 0
| Onshore wind | Midlands & N Wales |  | 0 | 0 | 0 | 0 | 0 | 0 | 0 | 0 | 0 | 0 | 0 | 0 | 0 | 0 | 0 | 0 | 0 | 0 | 0 | 0
| Onshore wind | N England |  | 0 | 0 | 0 | 0 | 0 | 0 | 0 | 0 | 0 | 0 | 0 | 0 | 0 | 0 | 0 | 0 | 0 | 0 | 0 | 0
| Onshore wind | S Scotland |  | 0 | 0 | 0 | 0 | 0 | 0 | 0 | 0 | 0 | 0 | 0 | 0 | 0 | 0 | 0 | 0 | 0 | 0 | 0 | 0
| Onshore wind | N Scotland |  | 0 | 0 | 0 | 0 | 0 | 0 | 0 | 0 | 0 | 0 | 0 | 0 | 0 | 0 | 0 | 0 | 0 | 0 | 0 | 0
| Onshore wind | Island wind |  | 0 | 0 | 0 | 0 | 0 | 0 | 0 | 0 | 0 | 0 | 0 | 0 | 0 | 0 | 0 | 0 | 0 | 0 | 0 | 0
| Biomass regular | S England & S Wales |  | 0 | 0 | 0 | 0 | 0 | 0 | 0 | 0 | 0 | 0 | 0 | 0 | 0 | 0 | 0 | 0 | 0 | 0 | 0 | 0
| Biomass regular | Midlands & N Wales |  | 0 | 0 | 0 | 0 | 0 | 0 | 0 | 0 | 0 | 0 | 0 | 0 | 0 | 0 | 0 | 0 | 0 | 0 | 0 | 0
| Biomass regular | N England |  | 0 | 0 | 0 | 0 | 0 | 0 | 0 | 0 | 0 | 0 | 0 | 0 | 0 | 0 | 0 | 0 | 0 | 0 | 0 | 0
| Biomass regular | S Scotland |  | 0 | 0 | 0 | 0 | 0 | 0 | 0 | 0 | 0 | 0 | 0 | 0 | 0 | 0 | 0 | 0 | 0 | 0 | 0 | 0
| Biomass regular | N Scotland |  | 0 | 0 | 0 | 0 | 0 | 0 | 0 | 0 | 0 | 0 | 0 | 0 | 0 | 0 | 0 | 0 | 0 | 0 | 0 | 0
| Offshore wind | Offshore South |  | 0 | 0 | 0 | 0 | 0 | 0 | 0 | 0 | 0 | 0 | 0 | 0 | 0 | 0 | 0 | 0 | 0 | 0 | 0 | 0
| Offshore wind | Offshore Irish Sea |  | 0 | 0 | 0 | 0 | 0 | 0 | 0 | 0 | 0 | 0 | 0 | 0 | 0 | 0 | 0 | 0 | 0 | 0 | 0 | 0
| Offshore wind | Offshore E England |  | 0 | 0 | 0 | 0 | 0 | 0 | 0 | 0 | 0 | 0 | 0 | 0 | 0 | 0 | 0 | 0 | 0 | 0 | 0 | 0
| Offshore wind | Offshore Scotland |  | 0 | 0 | 0 | 0 | 0 | 0 | 0 | 0 | 0 | 0 | 0 | 0 | 0 | 0 | 0 | 0 | 0 | 0 | 0 | 0
| Wave | Offshore South |  | 0 | 0 | 0 | 0 | 0 | 0 | 0 | 0 | 0 | 0 | 0 | 0 | 0 | 0 | 0 | 0 | 0 | 0 | 0 | 0
| Wave | Offshore Irish Sea |  | 0 | 0 | 0 | 0 | 0 | 0 | 0 | 0 | 0 | 0 | 0 | 0 | 0 | 0 | 0 | 0 | 0 | 0 | 0 | 0
| Wave | Offshore E England |  | 0 | 0 | 0 | 0 | 0 | 0 | 0 | 0 | 0 | 0 | 0 | 0 | 0 | 0 | 0 | 0 | 0 | 0 | 0 | 0
| Wave | Offshore Scotland |  | 0 | 0 | 0 | 0 | 0 | 0 | 0 | 0 | 0 | 0 | 0 | 0 | 0 | 0 | 0 | 0 | 0 | 0 | 0 | 0
| Tidal Stream | Offshore South |  | 0 | 0 | 0 | 0 | 0 | 0 | 0 | 0 | 0 | 0 | 0 | 0 | 0 | 0 | 0 | 0 | 0 | 0 | 0 | 0
| Tidal Stream | Offshore Irish Sea |  | 0 | 0 | 0 | 0 | 0 | 0 | 0 | 0 | 0 | 0 | 0 | 0 | 0 | 0 | 0 | 0 | 0 | 0 | 0 | 0
| Tidal Stream | Offshore E England |  | 0 | 0 | 0 | 0 | 0 | 0 | 0 | 0 | 0 | 0 | 0 | 0 | 0 | 0 | 0 | 0 | 0 | 0 | 0 | 0
| Tidal Stream | Offshore Scotland |  | 0 | 0 | 0 | 0 | 0 | 0 | 0 | 0 | 0 | 0 | 0 | 0 | 0 | 0 | 0 | 0 | 0 | 0 | 0 | 0
| Embedded CHP | Embedded |  | 0 | 0 | 0 | 0 | 0 | 0 | 0 | 0 | 0 | 0 | 0 | 0 | 0 | 0 | 0 | 0 | 0 | 0 | 0 | 0
| Embedded Gas | Embedded |  | 0 | 0 | 0 | 0 | 0 | 0 | 0 | 0 | 0 | 0 | 0 | 0 | 0 | 0 | 0 | 0 | 0 | 0 | 0 | 0
| Embedded offshore wind | Embedded |  | 0 | 0 | 0 | 0 | 0 | 0 | 0 | 0 | 0 | 0 | 0 | 0 | 0 | 0 | 0 | 0 | 0 | 0 | 0 | 0
| Embedded onshore wind | Embedded |  | 0 | 0 | 0 | 0 | 0 | 0 | 0 | 0 | 0 | 0 | 0 | 0 | 0 | 0 | 0 | 0 | 0 | 0 | 0 | 0
| Embedded biomass | Embedded |  | 0 | 0 | 0 | 0 | 0 | 0 | 0 | 0 | 0 | 0 | 0 | 0 | 0 | 0 | 0 | 0 | 0 | 0 | 0 | 0
| Embedded tidal and wave | Embedded |  | 0 | 0 | 0 | 0 | 0 | 0 | 0 | 0 | 0 | 0 | 0 | 0 | 0 | 0 | 0 | 0 | 0 | 0 | 0 | 0
| Embedded hydro | Embedded |  | 0 | 0 | 0 | 0 | 0 | 0 | 0 | 0 | 0 | 0 | 0 | 0 | 0 | 0 | 0 | 0 | 0 | 0 | 0 | 0
Generation (GWh)
| CHP | S England & S Wales |  | 0 | 0 | 0 | 0 | 0 | 0 | 0 | 0 | 0 | 0 | 0 | 0 | 0 | 0 | 0 | 0 | 0 | 0 | 0 | 0
| CHP | Midlands & N Wales |  | 323.6635 | 102.1682 | 370.5406 | 273.6385 | 124.8016 | 266.1832 | 162.4781 | 139.8602 | 172.7232 | 189.4618 | 95.5965 | 48.373 | 48.373 | 48.457 | 0 | 0 | 0 | 0 | 0.084 | 0.084
| CHP | N England |  | 7870.2567 | 7214.6264 | 8012.5307 | 7493.0856 | 6375.1614 | 6986.4122 | 6327.2248 | 6214.8797 | 5972.7187 | 6214.5275 | 4126.7217 | 3225.3642 | 2682.6337 | 2799.0314 | 1703.1175 | 944.7306 | 1148.7161 | 1195.5357 | 1684.834 | 1676.5395
| CHP | S Scotland |  | 0.048 | 1.64e-08 | 0.048 | 0.048 | 4e-10 | 0.048 | 0.048 | 7.7183e-08 | 7.7183e-08 | 9.2139 | 7.6783e-08 | 0 | 0 | 0 | 0 | 0 | 0 | 0 | 0 | 0
| CHP | N Scotland |  | 34.263 | 12.075 | 35.8953 | 27.355 | 14.9305 | 25.703 | 14.7545 | 14.5785 | 14.5785 | 14.5785 | 6.7657 | 5.0677 | 5.0677 | 5.0765 | 0 | 0 | 0 | 0 | 0.0088 | 0.0088
| Oil | S England & S Wales |  | 0 | 0 | 0 | 0 | 0 | 0 | 0 | 0 | 0 | 0 | 0 | 0 | 0 | 0 | 0 | 0 | 0 | 0 | 0 | 0
| Oil | Midlands & N Wales |  | 0 | 0 | 0 | 0 | 0 | 0 | 0 | 0 | 0 | 0 | 0 | 0 | 0 | 0 | 0 | 0 | 0 | 0 | 0 | 0
| Oil | N England |  | 0 | 0 | 0 | 0 | 0 | 0 | 0 | 0 | 0 | 0 | 0 | 0 | 0 | 0 | 0 | 0 | 0 | 0 | 0 | 0
| Oil | S Scotland |  | 0 | 0 | 0 | 0 | 0 | 0 | 0 | 0 | 0 | 0 | 0 | 0 | 0 | 0 | 0 | 0 | 0 | 0 | 0 | 0
| Oil | N Scotland |  | 0 | 0 | 0 | 0 | 0 | 0 | 0 | 0 | 0 | 0 | 0 | 0 | 0 | 0 | 0 | 0 | 0 | 0 | 0 | 0
| Hydro | S England & S Wales |  | 0 | 0 | 0 | 0 | 0 | 0 | 0 | 0 | 0 | 0 | 0 | 0 | 0 | 0 | 0 | 0 | 0 | 0 | 0 | 0
| Hydro | Midlands & N Wales |  | 0 | 0 | 0 | 0 | 0 | 0 | 0 | 0 | 0 | 0 | 0 | 0 | 0 | 0 | 0 | 0 | 0 | 0 | 0 | 0
| Hydro | N England |  | 0 | 0 | 0 | 0 | 0 | 0 | 0 | 0 | 0 | 0 | 0 | 0 | 0 | 0 | 0 | 0 | 0 | 0 | 0 | 0
| Hydro | S Scotland |  | 95.0109 | 95.0109 | 95.0109 | 95.0109 | 95.0109 | 95.0109 | 95.0109 | 95.0109 | 95.0109 | 95.0109 | 95.0109 | 95.0109 | 95.0109 | 95.0109 | 95.0109 | 95.0109 | 95.0109 | 95.0109 | 95.0109 | 95.0109
| Hydro | N Scotland |  | 2991.4043 | 2991.4043 | 2991.4043 | 2991.4043 | 2991.4043 | 2991.4043 | 2991.4043 | 2991.4043 | 2991.4043 | 2991.4043 | 2991.4043 | 2991.4043 | 2991.4043 | 2991.4043 | 2991.4043 | 2991.4043 | 2991.4043 | 2991.4043 | 2991.4043 | 2991.4043
| PS | S England & S Wales |  | 0 | 0 | 0 | 0 | 0 | 0 | 0 | 0 | 0 | 0 | 0 | 0 | 0 | 0 | 0 | 0 | 0 | 0 | 0 | 0
| PS | Midlands & N Wales |  | 0 | 0 | 0 | 0 | 0 | 0 | 0 | 0 | 0 | 0 | 0 | 0 | 0 | 0 | 0 | 0 | 0 | 0 | 0 | 0
| PS | N England |  | 0 | 0 | 0 | 0 | 0 | 0 | 0 | 0 | 0 | 0 | 0 | 0 | 0 | 0 | 0 | 0 | 0 | 0 | 0 | 0
| PS | S Scotland |  | 0 | 0 | 0 | 0 | 0 | 0 | 0 | 0 | 0 | 0 | 0 | 0 | 0 | 0 | 0 | 0 | 0 | 0 | 0 | 0
| PS | N Scotland |  | 0 | 0 | 0 | 0 | 0 | 0 | 0 | 0 | 0 | 0 | 0 | 0 | 0 | 0 | 0 | 0 | 0 | 0 | 0 | 0
| Nuclear | S England & S Wales |  | 26450.3808 | 26450.3808 | 24939.5328 | 24939.5328 | 24939.5328 | 24939.5328 | 24939.5328 | 24939.5328 | 20217.2544 | 20217.2544 | 31952.6784 | 31952.6784 | 43687.4678 | 55421.797 | 67155.7774 | 89653.38 | 89478.9554 | 89450.8006 | 89840.2375 | 89828.5736
| Nuclear | Midlands & N Wales |  | 6254.208 | 6254.208 | 7.0272e-06 | 7.0272e-06 | 7.0272e-06 | 7.0272e-06 | 7.0272e-06 | 7.0272e-06 | 7.0272e-06 | 7.0272e-06 | 7.0272e-06 | 7.0272e-06 | 7.0268e-06 | 7.0268e-06 | 7.0268e-06 | 6.9539e-06 | 6.8732e-06 | 6.8732e-06 | 7.0268e-06 | 6.9539e-06
| Nuclear | N England |  | 25389.2736 | 25389.2736 | 25389.2736 | 25389.2736 | 25389.2736 | 25389.2736 | 25389.2736 | 25389.2736 | 25389.2736 | 8453.7216 | 8453.7216 | 8453.7216 | 8453.7216 | 8453.7216 | 8453.7216 | 8453.7216 | 8453.7216 | 8453.7216 | 1.4054e-05 | 1.3908e-05
| Nuclear | S Scotland |  | 16085.2608 | 16085.2608 | 16085.2608 | 16085.2608 | 16085.2608 | 16085.2608 | 16085.2608 | 16085.2608 | 8538.048 | 8538.048 | 8538.048 | 8538.048 | 8537.9047 | 8538.048 | 8538.048 | 8538.048 | 8538.048 | 8538.048 | 0 | 0
| Nuclear | N Scotland |  | 0 | 0 | 0 | 0 | 0 | 0 | 0 | 0 | 0 | 0 | 0 | 0 | 0 | 0 | 0 | 0 | 0 | 0 | 0 | 0
| CCGT | S England & S Wales |  | 44021.282 | 40640.7965 | 50757.8685 | 52906.5274 | 52648.158 | 59907.4962 | 57530.5842 | 54364.9535 | 66709.603 | 70142.8023 | 83158.6125 | 94048.1188 | 88860.6609 | 84387.2809 | 66666.6989 | 49243.4862 | 49439.8917 | 48725.9769 | 57736.434 | 57614.7214
| CCGT | Midlands & N Wales |  | 17041.4254 | 17761.9983 | 22144.3988 | 25643.1534 | 31456.6397 | 34049.8176 | 31016.0996 | 29229.6368 | 27927.3583 | 29305.6758 | 21182.4585 | 18802.386 | 17808.7975 | 16148.3985 | 11886.7325 | 9697.3383 | 9977.6852 | 9479.4756 | 10640.4194 | 10611.0011
| CCGT | N England |  | 6377.1004 | 4067.2937 | 6305.7232 | 5198.2968 | 3463.1078 | 4446.7334 | 2944.9752 | 2593.3288 | 2174.2993 | 2868.8287 | 1309.1838 | 1014.4635 | 800.3415 | 520.1931 | 80.4559 | 0.58214 | 0.58215 | 0.58215 | 90.7483 | 90.9077
| CCGT | S Scotland |  | 1.3527e-05 | 1.3238e-05 | 1.3369e-05 | 1.3369e-05 | 1.2876e-05 | 1.3285e-05 | 1.28e-05 | 1.2568e-05 | 1.2251e-05 | 1.2558e-05 | 1.0862e-05 | 1.0787e-05 | 1.0421e-05 | 9.6754e-06 | 7.8266e-06 | 6.354e-06 | 6.2614e-06 | 6.4512e-06 | 7.0607e-06 | 7.0607e-06
| CCGT | N Scotland |  | 57.2538 | 6.3478 | 124.4753 | 31.7497 | 0.57292 | 55.4983 | 1.3125e-05 | 1.295e-05 | 1.215e-05 | 1.2555e-05 | 1.0893e-05 | 1.0426e-05 | 1.0006e-05 | 9.0053e-06 | 7.9556e-06 | 6.6503e-06 | 6.4828e-06 | 6.6503e-06 | 7.5628e-06 | 7.5628e-06
| OCGT | S England & S Wales |  | 0 | 0 | 0 | 0 | 0 | 0 | 0 | 0 | 0 | 0 | 0 | 0 | 0 | 0 | 0 | 0 | 0 | 0 | 0 | 0
| OCGT | Midlands & N Wales |  | 0 | 0 | 0 | 0 | 0 | 0 | 0 | 0 | 0 | 0 | 0 | 0 | 0 | 0 | 0 | 0 | 0 | 0 | 0 | 0
| OCGT | N England |  | 0 | 0 | 0 | 0 | 0 | 0 | 0 | 0 | 0 | 0 | 0 | 0 | 0 | 0 | 0 | 0 | 0 | 0 | 0 | 0
| OCGT | S Scotland |  | 0 | 0 | 0 | 0 | 0 | 0 | 0 | 0 | 0 | 0 | 0 | 0 | 0 | 0 | 0 | 0 | 0 | 0 | 0 | 0
| OCGT | N Scotland |  | 0 | 0 | 0 | 0 | 0 | 0 | 0 | 0 | 0 | 0 | 0 | 0 | 0 | 0 | 0 | 0 | 0 | 0 | 0 | 0
| Coal | S England & S Wales |  | 19282.166 | 20263.8231 | 12950.8186 | 9670.4387 | 8935.0924 | 2153.8177 | 1983.0821 | 1983.0821 | 1889.6708 | 1911.1518 | 1705.0878 | 1335.2466 | 368.2134 | 0 | 0 | 0 | 0 | 0 | 0 | 0
| Coal | Midlands & N Wales |  | 49542.297 | 49603.1812 | 48509.9213 | 47312.9145 | 43693.4448 | 40073.2273 | 37388.5777 | 36568.4787 | 34250.8591 | 35228.3547 | 29210.6429 | 23266.7439 | 18132.5277 | 3581.1755 | 107.2867 | 6.6667e-10 | 0 | 0 | 0 | 0
| Coal | N England |  | 55602.8118 | 58348.7789 | 50853.1475 | 48092.1681 | 44847.4878 | 34479.0135 | 34359.9931 | 32912.2972 | 31310.6911 | 31330.7931 | 30616.9882 | 30440.4355 | 26736.2297 | 26736.2297 | 26006.9956 | 24737.8157 | 24642.067 | 24630.7152 | 25037.8566 | 25017.8458
| Coal | S Scotland |  | 17657.2336 | 15940.6477 | 15813.2409 | 14803.0436 | 8644.0741 | 2413.6044 | 2362.8637 | 2169.7051 | 2124.6904 | 2015.7773 | 2063.1014 | 2063.1014 | 0 | 0 | 0 | 0 | 0 | 0 | 0 | 0
| Coal | N Scotland |  | 0 | 0 | 0 | 0 | 0 | 0 | 0 | 0 | 0 | 0 | 0 | 0 | 0 | 0 | 0 | 0 | 0 | 0 | 0 | 0
| Coal + CCS | S England & S Wales |  | 0 | 0 | 0 | 0 | 0 | 0 | 0 | 0 | 0 | 0 | 0 | 0 | 0 | 0 | 0 | 0 | 0 | 0 | 0 | 0
| Coal + CCS | Midlands & N Wales |  | 5.8847e-06 | 6.7735e-06 | 6.9975e-06 | 6.9975e-06 | 6.9975e-06 | 6.9975e-06 | 6.9975e-06 | 6.9975e-06 | 6.9975e-06 | 6.9975e-06 | 6.9975e-06 | 6.9975e-06 | 6.9975e-06 | 6997.5468 | 13995.0937 | 13995.0937 | 13995.0937 | 13995.0937 | 13995.0937 | 13994.2005
| Coal + CCS | N England |  | 1.1769e-05 | 1.3547e-05 | 1.3995e-05 | 1.3995e-05 | 1.3995e-05 | 5598.0375 | 5598.0375 | 5598.0375 | 5598.0375 | 5598.0375 | 5598.0375 | 5598.0375 | 5598.0375 | 5598.0375 | 19173.2784 | 19173.2784 | 19173.2784 | 19173.2784 | 19173.2784 | 19173.0375
| Coal + CCS | S Scotland |  | 1.1769e-05 | 1.3547e-05 | 1.3995e-05 | 1.3995e-05 | 2099.2641 | 2099.2641 | 2099.2641 | 2099.2641 | 2099.2641 | 2099.2641 | 2099.2641 | 2099.2641 | 2099.2641 | 2099.2641 | 2099.2641 | 2099.2641 | 2099.2641 | 2099.2641 | 2099.2641 | 2099.2641
| Coal + CCS | N Scotland |  | 0 | 0 | 0 | 0 | 0 | 0 | 0 | 0 | 0 | 0 | 0 | 0 | 0 | 0 | 0 | 0 | 0 | 0 | 0 | 0
| CCGT + CCS | S England & S Wales |  | 0 | 0 | 2.2492e-07 | 2.0993e-05 | 2.0993e-05 | 2.0993e-05 | 2.0993e-05 | 2.0993e-05 | 2.0993e-05 | 2.0993e-05 | 2.0993e-05 | 2.0993e-05 | 2.0991e-05 | 2.0991e-05 | 2.0122e-05 | 1.9898e-05 | 1.9675e-05 | 1.9457e-05 | 1.968e-05 | 1.968e-05
| CCGT + CCS | Midlands & N Wales |  | 0 | 0 | 0 | 0 | 0 | 0 | 0 | 0 | 0 | 0 | 0 | 0 | 0 | 0 | 0 | 0 | 0 | 0 | 0 | 0
| CCGT + CCS | N England |  | 0 | 0 | 7.4974e-08 | 6.9975e-06 | 6.9975e-06 | 6.9975e-06 | 6.9975e-06 | 6.9975e-06 | 6.9975e-06 | 6.9975e-06 | 6.9975e-06 | 6.9975e-06 | 6.9971e-06 | 6.9971e-06 | 6.7073e-06 | 6.6327e-06 | 6.5582e-06 | 6.4855e-06 | 6.56e-06 | 6.56e-06
| CCGT + CCS | S Scotland |  | 0 | 0 | 0 | 0 | 0 | 0 | 0 | 0 | 0 | 0 | 0 | 0 | 0 | 0 | 0 | 0 | 0 | 0 | 0 | 0
| CCGT + CCS | N Scotland |  | 0 | 0 | 0 | 0 | 0 | 0 | 0 | 0 | 0 | 0 | 0 | 0 | 0 | 0 | 0 | 0 | 0 | 0 | 0 | 0
| Onshore wind | S England & S Wales |  | 2.0691e-05 | 75.2164 | 93.7787 | 113.6331 | 138.277 | 192.153 | 223.0807 | 257.1073 | 288.2233 | 319.4232 | 339.5924 | 362.5395 | 386.0805 | 409.1885 | 435.5103 | 463.2789 | 637.0049 | 765.0802 | 1032.5247 | 1136.4717
| Onshore wind | Midlands & N Wales |  | 9.4113e-06 | 62.8264 | 78.3311 | 94.915 | 440.8411 | 485.8424 | 837.0172 | 865.4388 | 1216.7708 | 1242.8314 | 1585.0198 | 1604.1871 | 1949.1919 | 1968.4934 | 2315.4168 | 2338.6044 | 2808.9866 | 2915.9648 | 3139.3547 | 3226.1792
| Onshore wind | N England |  | 9.1586e-06 | 85.3552 | 106.4198 | 128.9505 | 156.9163 | 218.0545 | 253.1511 | 291.7644 | 327.0747 | 362.4803 | 385.3681 | 411.4085 | 438.1227 | 464.3455 | 494.2155 | 525.7272 | 722.8707 | 868.2102 | 1171.7051 | 1289.6638
| Onshore wind | S Scotland |  | 5126.3228 | 6233.2544 | 7389.3828 | 8734.9196 | 9298.2247 | 9912.2032 | 12400.9494 | 12422.738 | 14905.5537 | 14927.3891 | 16353.3374 | 16840.9875 | 17344.8852 | 17793.3322 | 18331.5487 | 18899.1524 | 19201.2517 | 19201.1273 | 19201.7867 | 19202.854
| Onshore wind | N Scotland |  | 3672.7329 | 4151.2392 | 5021.9115 | 6081.5617 | 6476.1341 | 6753.8041 | 7539.9264 | 7709.1482 | 8120.9717 | 8261.0918 | 8346.6545 | 8394.8277 | 8555.827 | 8569.5544 | 8651.1465 | 8712.1466 | 8677.0272 | 8665.3237 | 8712.1466 | 8712.1466
| Onshore wind | Island wind |  | 1.0999e-05 | 1.0999e-05 | 1.0999e-05 | 1.0999e-05 | 458.7493 | 458.7493 | 917.4986 | 917.4986 | 1376.2478 | 1376.2478 | 1834.9971 | 1834.9971 | 2293.7464 | 2293.7464 | 2752.4957 | 2752.1482 | 3128.4892 | 3128.4892 | 3128.4892 | 3128.4892
| Biomass regular | S England & S Wales |  | 1.4054e-05 | 1.4054e-05 | 1.4054e-05 | 1.4054e-05 | 2459.52 | 2459.52 | 2459.52 | 2459.52 | 2459.52 | 2459.52 | 2459.52 | 2459.52 | 2459.387 | 3618.8123 | 3618.8123 | 3446.7914 | 3443.352 | 3443.352 | 3519.0966 | 3514.4274
| Biomass regular | Midlands & N Wales |  | 7.0272e-06 | 7.0272e-06 | 7.0272e-06 | 7.0272e-06 | 7.0272e-06 | 7.0272e-06 | 7.0272e-06 | 7.0272e-06 | 7.0272e-06 | 7.0272e-06 | 7.0272e-06 | 7.0272e-06 | 7.0268e-06 | 7.0268e-06 | 7.0268e-06 | 6.6313e-06 | 6.6313e-06 | 6.6313e-06 | 6.712e-06 | 6.712e-06
| Biomass regular | N England |  | 1.4054e-05 | 1.4054e-05 | 1.4054e-05 | 1.4054e-05 | 4139.0208 | 4139.0208 | 4139.0208 | 6176.9088 | 6176.9088 | 6176.9088 | 6176.9088 | 6176.9088 | 6176.5748 | 6176.5748 | 6176.5748 | 5899.8098 | 5851.5592 | 5844.5083 | 6023.0845 | 6005.5171
| Biomass regular | S Scotland |  | 681.6384 | 681.6384 | 681.6384 | 681.6384 | 681.6384 | 681.6384 | 681.6384 | 681.6384 | 681.6384 | 681.6384 | 681.6384 | 681.6384 | 681.6015 | 681.6015 | 681.6015 | 643.2377 | 643.2377 | 643.2377 | 651.0598 | 651.0598
| Biomass regular | N Scotland |  | 0 | 0 | 0 | 0 | 0 | 0 | 0 | 0 | 0 | 0 | 0 | 0 | 0 | 0 | 0 | 0 | 0 | 0 | 0 | 0
| Offshore wind | Offshore South |  | 2848.0087 | 4631.3105 | 6292.6489 | 6292.6489 | 6292.6489 | 7940.8021 | 9286.0514 | 11085.6565 | 12885.2617 | 16840.8293 | 16840.8293 | 16840.8293 | 16840.8293 | 18324.1672 | 19807.505 | 20631.5816 | 21455.6582 | 21455.6582 | 21455.6582 | 21455.6582
| Offshore wind | Offshore Irish Sea |  | 1823.1576 | 2594.1118 | 2594.1118 | 2594.1118 | 2594.1118 | 7226.4541 | 7226.4541 | 7226.4541 | 7226.4541 | 7226.4541 | 7226.4541 | 7226.4541 | 11858.7965 | 11858.7965 | 11858.7965 | 16901.4321 | 17397.7545 | 17894.0769 | 17894.0769 | 17894.0769
| Offshore wind | Offshore E England |  | 827.0664 | 827.0664 | 827.0664 | 827.0664 | 2233.0792 | 2233.0792 | 4383.4517 | 4383.4517 | 5045.1048 | 5045.1048 | 5045.1048 | 5045.1048 | 7030.0641 | 7030.0641 | 7030.0641 | 7030.0641 | 7030.0641 | 7030.0641 | 7030.0641 | 7030.0641
| Offshore wind | Offshore Scotland |  | 33.0827 | 33.0827 | 33.0827 | 33.0827 | 33.0827 | 1224.0582 | 1521.8021 | 1521.8021 | 1521.8021 | 1521.8021 | 1521.8021 | 1521.8021 | 4515.7824 | 6996.9814 | 6996.9814 | 10603.5909 | 10603.5909 | 10603.5909 | 10603.5909 | 10603.5909
| Wave | Offshore South |  | 0 | 0 | 0 | 0 | 0 | 0 | 0 | 0 | 0 | 0 | 0 | 0 | 0 | 0 | 0 | 0 | 0 | 0 | 0 | 0
| Wave | Offshore Irish Sea |  | 0 | 0 | 0 | 0 | 0 | 0 | 0 | 0 | 0 | 0 | 0 | 0 | 0 | 0 | 0 | 0 | 0 | 0 | 0 | 0
| Wave | Offshore E England |  | 0 | 0 | 0 | 0 | 0 | 0 | 0 | 0 | 0 | 0 | 0 | 0 | 0 | 0 | 0 | 0 | 0 | 0 | 0 | 0
| Wave | Offshore Scotland |  | 2.6348e-06 | 2.6348e-06 | 2.6348e-06 | 2.6348e-06 | 2.6348e-06 | 2.6348e-06 | 2.6348e-06 | 2.6348e-06 | 2.6348e-06 | 1185.678 | 1185.678 | 1185.678 | 1185.678 | 1185.678 | 1185.678 | 1580.904 | 1580.904 | 2107.872 | 2107.872 | 2107.872
| Tidal Stream | Offshore South |  | 5.2704e-06 | 5.2704e-06 | 5.2704e-06 | 5.2704e-06 | 5.2704e-06 | 5.2704e-06 | 65.88 | 131.76 | 197.64 | 408.456 | 408.456 | 461.16 | 527.04 | 658.8 | 922.32 | 1581.12 | 1712.88 | 2239.92 | 4875.12 | 4875.12
| Tidal Stream | Offshore Irish Sea |  | 2.6352e-06 | 2.6352e-06 | 2.6352e-06 | 2.6352e-06 | 2.6352e-06 | 2.6352e-06 | 2.6352e-06 | 2.6352e-06 | 2.6352e-06 | 223.992 | 223.992 | 263.52 | 263.52 | 527.04 | 527.04 | 527.04 | 527.04 | 527.04 | 527.04 | 527.04
| Tidal Stream | Offshore E England |  | 0 | 0 | 0 | 0 | 0 | 0 | 0 | 0 | 0 | 0 | 0 | 0 | 0 | 0 | 0 | 0 | 0 | 0 | 0 | 0
| Tidal Stream | Offshore Scotland |  | 70.272 | 70.272 | 70.272 | 70.272 | 317.9808 | 317.9808 | 317.9808 | 317.9808 | 317.9808 | 541.9728 | 541.9728 | 541.9728 | 581.5008 | 581.5008 | 581.5008 | 581.5008 | 581.5008 | 581.5008 | 581.5008 | 581.5008
| Embedded CHP | Embedded |  | 20336.7828 | 21179.6675 | 22022.5521 | 22865.4367 | 23708.3213 | 24551.2059 | 25394.0905 | 26236.9752 | 27079.8598 | 27922.7444 | 28765.629 | 29642.229 | 30518.829 | 31395.429 | 32272.029 | 33148.629 | 34025.229 | 34901.829 | 35778.429 | 36655.029
| Embedded Gas | Embedded |  | 1840.86 | 1840.86 | 1840.86 | 1840.86 | 1840.86 | 1840.86 | 1840.86 | 1840.86 | 1840.86 | 1840.86 | 1840.86 | 1840.86 | 1840.86 | 1840.86 | 1840.86 | 1840.86 | 1840.86 | 1840.86 | 1840.86 | 1840.86
| Embedded offshore wind | Embedded |  | 0 | 0 | 0 | 0 | 0 | 0 | 0 | 0 | 0 | 0 | 0 | 0 | 0 | 0 | 0 | 0 | 0 | 0 | 0 | 0
| Embedded onshore wind | Embedded |  | 2513.5628 | 2513.5628 | 2513.5628 | 2513.5628 | 2513.5628 | 2513.5628 | 2513.5628 | 2513.5628 | 2513.5628 | 2513.5628 | 2513.5628 | 2513.5628 | 2513.5628 | 2513.5628 | 2513.5628 | 2513.5628 | 2513.5628 | 2513.5628 | 2513.5628 | 2513.5628
| Embedded biomass | Embedded |  | 11271.2519 | 11857.9739 | 12583.022 | 13347.8811 | 14224.7116 | 15193.7982 | 16222.156 | 17310.1226 | 18467.1812 | 19660.8214 | 20855.1774 | 22050.2566 | 23246.0661 | 24442.6132 | 25639.9053 | 26837.9498 | 28036.7543 | 29236.3264 | 30436.6737 | 31637.804
| Embedded tidal and wave | Embedded |  | 1.7532 | 71.8812 | 106.9452 | 177.0732 | 305.0568 | 455.4814 | 630.8014 | 825.8098 | 1089.0712 | 1404.6472 | 1685.1592 | 1921.6283 | 2193.5678 | 2506.2982 | 2856.9382 | 3207.5782 | 3558.2182 | 3908.8582 | 4259.4982 | 4610.1382
| Embedded hydro | Embedded |  | 1565.5783 | 1594.5061 | 1623.4339 | 1652.3617 | 1681.2895 | 1710.2173 | 1794.1079 | 1823.0357 | 1851.9635 | 1880.8913 | 1909.8191 | 1938.7469 | 1967.6747 | 1996.6025 | 2025.5303 | 2054.4581 | 2083.3859 | 2112.3137 | 2141.2415 | 2170.1693
Transmission investment | bar: 0 to 10
Modelled investments in the Main Interconnected Transmission System | bar: 0 to 10
| Reinforcement package | Boundaries reinforced | Cost (£m) | 0: Build date
| Beauly-Denny overhead line | B1, B2, B4 | Pre-committed | 0: 2014
| 400kV Ring Kintore Reactive Compensation | B1, B2, B4 | Pre-committed | 0: 2040
| Denny-Kincardine 400kV | B4 | Pre-committed | 0: 2040
| Western HVDC Link | B6, B7a | 866 | 0: 2015
| Anglo-Scottish Series & Shunt Compensation | B5,B6 | 380 | 0: 2014
| Eastern HVDC Link | B2, B4, B5, B6, B7a | 891 | 0: 2022
| Penwortham QBs | B7a | 31 | 0: 2014
| New Hinkley Point - Seabank OHL and associated works | B13 | 628 | 0: 2020
| Reconductoring circuits in East Anglia | EC5 | 93 | 0: 2019
| New OHL & reconductoring work in East Anglia | EC5 | 263 | 0: 2022
| QBs in East Anglia | EC5 | 41 | 0: 2018
| Establish 2nd Pentir-Traw 400kv circuit | NW2 | 185 | 0: 2016
| Series compensation and reconductoring work in North Wales | NW2 | 103 | 0: 2027
| Wylfa-Pembroke 2GW HVDC link | B202,NW2 | 834 | 0: 2040
| Daines 225MVAR MSC DNs | B8,B9 | 5 | 0: 2014
| Sundon and Ratcliffe 225MVAR MSCs | B8,B9 | 10 | 0: 2015
| North London Reinforcements & St John's Wood - Hackney cable | B14 | 474 | 0: 2016
| Turn in Sundon - Cowley circuit at East Claydon | B8,B9, B14 | 52 | 0: 2040
| North East London uprate to 400kV | B15 | 88 | 0: 2040
| East London reinforcements | B15 | 31 | 0: 2014
| East London reconductoring | B15 | 72 | 0: 2040
| Kingsnorth-Cobham reconductoring | B15 | 21 | 0: 2040
| South London reconductoring | B15 | 77 | 0: 2040
| Essex reconductoring | B15 | 36 | 0: 2040
| Tees Crossing refurbishment | B7a | 52 | 0: 2012
| QBs in Sundon-Wymondley circuits | B14 | 31 | 0: 2015
| London MSCs, East End reconductoring | B14 | 46 | 0: 2015
| New reactor at Rayleigh | B15 | 36 | 0: 2040
| Kemsley QBs | B15 | 31 | 0: 2012
| Rowdown, Canterbury, Sellinge and Dungeness reinforcements | B15 | 118 | 0: 2040
| Iver, East Claydon, Grendon & Elstree new MSCs | B8,B9 | 31 | 0: 2015
| Cottam - West Burton reconductoring | B8 | 5 | 0: 2014
| West Weybridge 275kV additional MSC | B9,B14 | 5 | 0: 2018
| Knocknagael | B1 | 43 | 0: 2011
| Beauly-Blackhillock-Kintore | B1 | 88 | 0: 2014
2012
| Hunterston-Kintyre link | B3, B4, B5 | 130 | 0: 2018
| East Coast Upgrade | B2, B4, B5, B6 | 272 | 0: 2040
| Humber - Walpole HVDC | B8, B9, B11 | 595 | 0: 2040
| Caithness - Moray HVDC | B1 | 800 | 0: 2040
2014
| Eastern HVDC Link #2 | B6 | 891 | 0: 2027
2040
| Western HVDC Link #2 | B6, B7a | 866 | 0: 2023
| Elstree London | B14 | 100 | 0: 2040
| West Midlands MSC | B17 | 50 | 0: 2025
| B1 | B1 | 73 | 0: 2040
| B2 | B2 | 73 | 0: 2040
| B3 | B3 | 110 | 0: 2023
| B4 | B4 | 98 | 0: 2040
| B5 | B5 | 98 | 0: 2040
| B6 | B6 | 146 | 0: 2040
| B7a | B7a | 166 | 0: 2040
| B8 | B8 | 117 | 0: 2040
| B9 | B9 | 234 | 0: 2040
| B10 | B10 | 15 | 0: 2040
| B11 | B11 | 200 | 0: 2040
| B12 | B12 | 24 | 0: 2040
| B13 | B13 | 332 | 0: 2040
| B14 | B14 | 50 | 0: 2040
| B15 | B15 | 7 | 0: 2040
| B16 | B16 | 29 | 0: 2025
| B17 | B17 | 100 | 0: 2040
| B201 | B201 | 50 | 0: 2040
| B202 | B202 | 7 | 0: 2040
| EC5 | EC5 | 24 | 0: 2040
| NW2 | NW2 | 49 | 0: 2040
Note: for map of transmission boundaries, see report. Offshore and island links are built as required for specific generation projects | bar: 0 to 10
Other key metrics
| Average (demand-weighted) wholesale price (£/MWh) |  |  | 58.83 | 58.2053 | 63.3084 | 63.4058 | 62.0298 | 77.7838 | 76.6054 | 77.3598 | 77.4985 | 88.587 | 76.4361 | 75.6901 | 77.2934 | 83.3576 | 79.875 | 79.0584 | 81.3713 | 84.0624 | 88.6756 | 90.8962
| Demand (TWh) |  |  | 356.3715 | 360.6823 | 362.6573 | 364.1237 | 364.9651 | 365.8053 | 367.297 | 367.7908 | 368.3631 | 368.9556 | 371.4191 | 374.8324 | 378.962 | 383.7213 | 387.4883 | 391.127 | 395.6796 | 400.2653 | 405.5591 | 409.9475
| Renewable share (%) |  |  | 11.39% | 12.76% | 14.07% | 14.39% | 17.39% | 21.49% | 24.18% | 25.95% | 27.96% | 30.33% | 32.43% | 32.62% | 35.17% | 36.39% | 36.66% | 38.29% | 38.8% | 39.32% | 40.54% | 40.69%
| Carbon intensity (g/kWhr) | (excludes embedded CHP) |  | 463.6797 | 461.1278 | 436.779 | 425.2243 | 386.99 | 311.7657 | 296.0966 | 285.0705 | 283.2302 | 294.5594 | 250.9585 | 239.608 | 199.6088 | 155.833 | 124.5961 | 98.7427 | 97.9978 | 96.2668 | 106.9468 | 106.2992
| Maximum allowed revenue: Transmission Owners (£m) |  |  | 1724.279 | 2120.5352 | 2345.7687 | 2473.106 | 2635.5626 | 2858.5124 | 3004.7336 | 3109.5435 | 3262.2927 | 3463.8662 | 3552.4019 | 3614.5997 | 3788.0792 | 3854.285 | 3894.1641 | 4029.922 | 4064.8406 | 4085.1153 | 4097.7847 | 4109.9949
| Constraint costs (£m) |  |  | 119.8467 | 159.3606 | 227.946 | 220.4752 | 65.9424 | 57.5699 | 146.7447 | 136.1009 | 254.4312 | 76.0136 | 117.9323 | 42.1252 | 6.6846 | 39.3345 | 51.72 | 118.419 | 43.9364 | 46.4935 | 22.6281 | 23.3577
| Transmission losses (£m) |  |  | 418.4094 | 431.82 | 434.4019 | 456.9377 | 444.4171 | 432.3166 | 460.5246 | 461.4685 | 446.682 | 386.1559 | 382.5751 | 385.1458 | 425.2086 | 499.9561 | 506.9569 | 517.0238 | 540.6989 | 560.6004 | 571.5527 | 589.3649
CfDs by plant type (£/MWh)
| Nuclear | [5 empty] | 93.7364 | 93.7364 | 93.7364 | 92.2946 | 92.2946 | 92.2946 | 89.7142 | 89.7142 | 89.7142 | 84.0432 | 84.0432 | 84.0432 | 80.6827 | 80.6827 | 80.6827 | 79.2041 | 79.2041
| Coal + CCS | [5 empty] | 138.7257 | 138.7257 | 138.7257 | 137.7888 | 137.7888 | 137.7888 | 134.3861 | 134.3861 | 134.3861 | 132.8564 | 132.8564 | 132.8564 | 133.1195 | 133.1195 | 133.1195 | 133.8149 | 133.8149
| CCGT + CCS | [5 empty] | 100.3168 | 100.3168 | 100.3168 | 102.0697 | 102.0697 | 102.0697 | 103.929 | 103.929 | 103.929 | 106.3164 | 106.3164 | 106.3164 | 108.9888 | 108.9888 | 108.9888 | 112.2537 | 112.2537
| Onshore wind | [5 empty] | 94.3994 | 94.3994 | 94.3994 | 90.0437 | 90.0437 | 90.0437 | 88.2195 | 88.2195 | 88.2195 | 87.4886 | 87.4886 | 87.4886 | 86.211 | 86.211 | 86.211 | 85.4355 | 85.4355
| Offshore wind | [5 empty] | 158.9354 | 158.9354 | 158.9354 | 145.1684 | 145.1684 | 145.1684 | 136.7492 | 136.7492 | 136.7492 | 131.6764 | 131.6764 | 131.6764 | 127.7053 | 127.7053 | 127.7053 | 123.9589 | 123.9589
| Wave | [5 empty] | 470.8188 | 470.8188 | 470.8188 | 367.9874 | 367.9874 | 367.9874 | 318.7166 | 318.7166 | 318.7166 | 267.2934 | 267.2934 | 267.2934 | 236.1216 | 236.1216 | 236.1216 | 219.5871 | 219.5871
| Tidal Stream | [5 empty] | 467.933 | 467.933 | 467.933 | 346.1803 | 346.1803 | 346.1803 | 282.7684 | 282.7684 | 282.7684 | 261.0473 | 261.0473 | 261.0473 | 228.8802 | 228.8802 | 228.8802 | 211.107 | 211.107
| Biomass regular | [5 empty] | 121.9777 | 121.9777 | 121.9777 | 119.7527 | 119.7527 | 119.7527 | 118.4206 | 118.4206 | 118.4206 | 117.8946 | 117.8946 | 117.8946 | 117.6051 | 117.6051 | 117.6051 | 117.3695 | 117.3695
| Renewable share - constrained basis (%) |  |  | 11.39% | 12.76% | 14.07% | 14.39% | 17.39% | 21.47% | 24.13% | 25.95% | 27.95% | 30.31% | 32.38% | 32.58% | 35.17% | 36.37% | 36.62% | 38.12% | 38.77% | 39.28% | 40.54% | 40.69%
Note on D181: Used to calculate de-rated capacity margins

## Improved ICRP Stage 2
| Charging scenario | #VALUE!
|  |  |  | 2011 | 2012 | 2013 | 2014 | 2015 | 2016 | 2017 | 2018 | 2019 | 2020 | 2021 | 2022 | 2023 | 2024 | 2025 | 2026 | 2027 | 2028 | 2029 | 2030
#VALUE!
Tariffs
Generation
Transmission investment
Other key metrics
Tariffs
Generator Zonal Tariff/Peak security component of Improved ICRP (£/kW)
Generation - Wider Tariffs
| Zone No. | Zone Name
| 1 | North Scotland |  |  | -0.88416 | -0.35964 | -0.31957 | -1.1515 | 0.28218 | 0.67695 | 0.28466 | -0.30594 | -0.80528 | -1.7269 | -1.9142 | -2.9018 | -3.4862 | -3.4102 | -2.3838 | -5.4578 | -5.1594 | -5.5428 | -5.5354
| 2 | Peterhead |  |  | 0.602 | 1.37 | 1.1863 | 0.1747 | 1.6244 | 1.983 | 0.39512 | -0.097403 | -0.65291 | -1.534 | -1.6867 | -2.6964 | -3.3031 | -3.1926 | -2.1619 | -5.2638 | -5.0363 | -5.5248 | -5.5174
| 3 | Western Highland & Skye |  |  | -1.6059 | -0.47925 | -0.48522 | -1.1385 | 0.28756 | 0.63328 | 0.19666 | -0.38818 | -0.90393 | -1.8084 | -2.0149 | -2.9983 | -3.5742 | -3.5192 | -2.4858 | -5.5525 | -5.2669 | -5.6275 | -5.6201
| 4 | Central Highlands |  |  | -1.3573 | -0.63134 | -0.58012 | -1.4881 | -0.022827 | 0.29681 | -0.13567 | -0.50461 | -0.95223 | -1.8434 | -2.1407 | -3.0015 | -3.5474 | -3.4832 | -2.5187 | -5.5714 | -5.6272 | -5.8985 | -5.8911
| 5 | Argyll |  |  | -1.6077 | -0.52964 | -0.43978 | -1.3946 | 0.080668 | 0.39835 | 0.12856 | -0.66946 | -0.97226 | -1.9099 | -2.3843 | -2.9236 | -3.4182 | -3.3726 | -2.5486 | -5.5818 | -5.4447 | -5.5759 | -5.5685
| 6 | Stirlingshire |  |  | -0.64699 | -0.039739 | -0.072079 | -0.87707 | 0.46502 | 0.73147 | 0.34462 | -0.16098 | -0.78035 | -1.7472 | -1.8545 | -3.0246 | -3.6106 | -3.4529 | -2.4779 | -5.5346 | -5.3011 | -5.6834 | -5.6785
| 7 | South Scotland |  |  | -0.82312 | -0.11201 | -0.10235 | -0.035218 | 0.97638 | 1.1532 | 1.3117 | 1.2006 | 0.71501 | -0.27088 | -0.45921 | -1.335 | -2.0202 | -1.883 | -0.91057 | -4.0534 | -3.8903 | -5.6597 | -5.6523
| 8 | Auchencrosh |  |  | -1.5917 | -0.5249 | -0.47291 | -1.2208 | 0.28531 | 0.64567 | 0.22681 | -0.6259 | -1.0374 | -1.9566 | -2.3197 | -3.0591 | -3.5797 | -3.5026 | -2.6258 | -5.6456 | -5.501 | -5.5748 | -5.5674
| 9 | Humber & Lancashire |  |  | -0.018684 | 0.47113 | 0.57456 | 0.37416 | 1.3734 | 1.5964 | 1.6247 | 1.0651 | 1.3651 | 0.19205 | 0.14643 | -0.72583 | -1.4534 | -1.4591 | -0.81143 | -4.6682 | -4.5951 | -4.7505 | -4.7431
| 10 | North East England |  |  | -0.29504 | 0.42434 | 0.36602 | 0.37046 | 1.4778 | 1.6585 | 1.6623 | 1.104 | 1.0857 | -0.04809 | -0.11932 | -1.086 | -1.7609 | -1.6703 | -0.64568 | -4.0395 | -3.8027 | -4.7007 | -4.6932
| 11 | Anglesey |  |  | 1.6877 | 1.8606 | 1.98 | 1.6028 | 2.3704 | 2.5396 | 2.3936 | 1.7746 | -1.1017 | -1.7143 | -2.2277 | -3.3304 | -4.0526 | -4.0546 | -2.8586 | -5.6719 | -5.5805 | -5.5898 | -5.5824
| 12 | Dinorwig |  |  | 1.6877 | 2.2137 | 2.3331 | 1.9559 | 2.7235 | 2.8928 | 2.7468 | 2.1278 | -1.1017 | -1.7143 | -2.2277 | -3.3304 | -4.0526 | -4.0546 | -2.8586 | -5.6719 | -5.5805 | -5.5898 | -5.5824
| 13 | South Yorks & North Wales |  |  | 0.062945 | 0.37349 | 0.50488 | 0.30472 | 1.0525 | 1.0472 | 1.2299 | 1.0541 | 1.2 | 0.33814 | 0.58652 | -0.10717 | -0.92955 | -0.87349 | -0.51543 | -0.8825 | -0.90236 | -0.91398 | -0.90657
| 14 | Midlands |  |  | -0.75622 | -0.50554 | -0.42979 | -0.44167 | -0.26135 | -0.25168 | -0.23793 | -0.30635 | -0.30363 | -0.66048 | 0.49043 | 0.50847 | 0.39467 | 0.8065 | 0.62825 | 3.95 | 3.898 | 4.0317 | 4.0391
| 15 | South Wales & Gloucester |  |  | 4.5057 | 4.7309 | 5.0059 | 4.7983 | 4.0473 | 4.0303 | 4.0446 | 4.2354 | 4.4453 | 5.6806 | 4.1783 | 3.0338 | 2.5693 | 2.0632 | 1.8691 | 1.8177 | 1.7996 | 1.4527 | 1.4602
| 16 | Central London |  |  | 0.015095 | -2.3173 | -2.6114 | -2.0339 | -4.178 | -4.2486 | -4.1878 | -4.7465 | -4.5512 | -1.74 | -1.1374 | -0.3233 | 1.209 | 1.3614 | -0.065983 | 2.4067 | 2.3623 | 2.8394 | 2.8468
| 17 | South East |  |  | -0.87276 | -2.8844 | -3.6551 | -3.183 | -5.6697 | -5.6923 | -5.5843 | -4.097 | -3.6464 | -2.1562 | -1.1721 | 1.8471 | 3.2977 | 3.3943 | 1.8479 | 4.456 | 4.4069 | 4.6618 | 4.6692
| 18 | Oxon & South Coast |  |  | -0.70291 | -0.55134 | -0.41596 | -0.41741 | -2.6648 | -2.7626 | -2.678 | -2.3171 | -2.2299 | -0.48859 | -1.1455 | -1.4493 | -1.7288 | -1.5856 | -1.1897 | -1.0349 | -1.0674 | -1.0219 | -1.0145
| 19 | Wessex |  |  | 0.65099 | 0.4992 | 0.57887 | 0.58849 | -2.8261 | -2.9208 | -2.8411 | -0.86821 | -0.72604 | 0.93333 | 0.1841 | 0.0078872 | 0.68632 | 0.2186 | 0.40521 | 0.70406 | 0.67653 | 0.37991 | 0.38732
| 20 | Peninsula |  |  | 1.1173 | 1.0658 | 1.1745 | 1.1465 | -2.3815 | -3.3605 | -3.333 | -1.2409 | -1.1147 | 0.52195 | -0.17624 | -0.50173 | -0.063493 | -0.87143 | -0.64943 | -0.42366 | -0.45007 | -0.77415 | -0.76674
Year Round component of Improved ICRP (£/kW)
Generation - Wider Tariffs
| Zone No. | Zone Name
| 1 | North Scotland |  |  | 20.4955 | 19.2036 | 19.2271 | 24.3064 | 23.5958 | 23.05 | 30.3851 | 30.5135 | 53.6178 | 55.0539 | 54.9649 | 56.2912 | 59.8329 | 59.7565 | 61.4251 | 59.9058 | 60.6343 | 60.2189 | 60.0071
| 2 | Peterhead |  |  | 16.1304 | 15.2613 | 15.2732 | 19.7797 | 19.3039 | 19.1636 | 29.2746 | 29.6892 | 24.1162 | 24.5794 | 24.4672 | 25.0288 | 28.0491 | 27.6642 | 28.3122 | 27.0902 | 26.7665 | 26.2719 | 26.0597
| 3 | Western Highland & Skye |  |  | 21.926 | 17.3578 | 17.3241 | 22.4698 | 21.9715 | 21.7741 | 28.3005 | 28.861 | 43.6979 | 44.2148 | 44.1659 | 44.7003 | 48.4294 | 48.1159 | 48.8089 | 47.5955 | 47.2214 | 46.8526 | 46.6418
| 4 | Central Highlands |  |  | 16.7276 | 15.7793 | 15.6331 | 20.9569 | 20.4655 | 20.2526 | 24.7725 | 24.775 | 28.2523 | 28.6745 | 28.695 | 29.1653 | 32.9649 | 32.7481 | 33.4262 | 32.2169 | 32.1771 | 31.9146 | 31.7027
| 5 | Argyll |  |  | 13.9186 | 14.1321 | 13.7867 | 19.5817 | 19.0812 | 18.9094 | 22.0048 | 22.0534 | 24.8585 | 25.2012 | 25.3955 | 25.654 | 30.072 | 30.3096 | 31.2305 | 30.0241 | 29.8528 | 29.7396 | 29.5275
| 6 | Stirlingshire |  |  | 11.789 | 11.646 | 11.5729 | 16.7269 | 16.1332 | 15.8609 | 19.111 | 19.3662 | 21.0372 | 21.2322 | 21.1318 | 20.5777 | 24.7678 | 24.3728 | 25.0069 | 23.7896 | 23.4537 | 23.1693 | 22.9573
| 7 | South Scotland |  |  | 10.1131 | 9.692 | 9.6297 | 14.3978 | 13.5679 | 13.2293 | 14.4807 | 13.7114 | 14.3725 | 14.749 | 14.7154 | 15.1641 | 20.5022 | 20.2083 | 20.8425 | 19.6395 | 19.2597 | 18.3877 | 18.1755
| 8 | Auchencrosh |  |  | 14.0858 | 13.1183 | 12.9873 | 18.3305 | 17.9484 | 17.6107 | 18.6436 | 18.8032 | 20.6798 | 20.9781 | 20.9636 | 21.4133 | 25.1624 | 24.9084 | 25.5532 | 24.3552 | 24.0299 | 24.0819 | 23.8697
| 9 | Humber & Lancashire |  |  | 2.6205 | 2.0231 | 2.0088 | 1.5869 | 0.62866 | 0.548 | 0.008899 | 0.49929 | -1.1854 | -0.35454 | -0.23925 | 0.93634 | 0.96991 | 1.193 | 1.0026 | 0.010463 | -0.29249 | -1.1162 | -1.3237
| 10 | North East England |  |  | 4.6282 | 4.48 | 4.2797 | 5.181 | 4.1397 | 3.7276 | 1.3094 | 1.6947 | 0.57837 | 1.0715 | 0.93723 | 1.5186 | -2.6922 | 5.1325 | 6.175 | 4.7536 | 4.3561 | 2.9821 | 2.699
| 11 | Anglesey |  |  | 1.4679 | 0.21551 | 0.17324 | -2.909 | -3.5659 | -3.8948 | -3.9838 | -3.9366 | -2.224 | -2.1464 | -2.041 | -1.916 | -2.3261 | -2.7292 | -1.8172 | -3.2361 | -3.6815 | -3.4547 | -3.6669
| 12 | Dinorwig |  |  | 0.76159 | 0.21551 | 0.17324 | -2.909 | -3.5659 | -3.8948 | -3.9838 | -3.9366 | -2.9303 | -2.8528 | -2.7474 | -2.6224 | -3.0325 | -3.4355 | -2.5235 | -3.9424 | -4.3878 | -4.161 | -4.3732
| 13 | South Yorks & North Wales |  |  | 0.20366 | -0.35867 | -0.38397 | -1.7044 | -2.8768 | -3.0055 | -3.5729 | -3.6467 | -5.29 | -4.432 | -4.8527 | -4.2349 | -5.5045 | -5.8913 | -5.6701 | -6.5796 | -7.1338 | -7.331 | -7.5429
| 14 | Midlands |  |  | -1.1257 | -1.4158 | -1.4196 | -2.4741 | -3.0505 | -3.1005 | -3.5375 | -3.8101 | -5.4268 | -4.594 | -5.1572 | -5.091 | -5.9989 | -6.1298 | -6.4718 | -6.1473 | -6.731 | -7.1281 | -7.3381
| 15 | South Wales & Gloucester |  |  | -6.1291 | -6.3175 | -6.1482 | -7.7416 | -6.7442 | -6.9757 | -7.2632 | -7.722 | -8.8692 | -8.7869 | -8.5152 | -9.2001 | -10.3087 | -10.536 | -11.7612 | -12.0335 | -12.5976 | -11.0547 | -11.2691
| 16 | Central London |  |  | -9.6918 | -7.8839 | -8.0156 | -9.1823 | -7.046 | -7.1043 | -7.6071 | -8.0756 | -9.5578 | -10.5429 | -10.6687 | -12.4585 | -11.9331 | -12.5034 | -14.2939 | -12.9346 | -13.5239 | -14.2083 | -14.4205
| 17 | South East |  |  | -2.5823 | -0.95904 | -1.3052 | -2.2178 | -0.42951 | -0.52759 | -0.94615 | -1.7332 | -3.392 | -4.1382 | -4.2689 | -6.7953 | -6.5164 | -7.173 | -7.9273 | -6.9874 | -7.5537 | -7.9772 | -8.1862
| 18 | Oxon & South Coast |  |  | -5.6593 | -5.8137 | -5.6498 | -7.1067 | -5.7002 | -5.9053 | -6.1616 | -6.82 | -8.1457 | -8.3591 | -6.8009 | -7.2001 | -7.9757 | -8.6425 | -8.9276 | -8.9813 | -9.5518 | -9.6179 | -9.8279
| 19 | Wessex |  |  | -8.1396 | -7.9096 | -7.7605 | -9.2783 | -6.7254 | -6.9979 | -7.2242 | -6.5237 | -7.8122 | -7.4898 | -6.4872 | -7.1774 | -7.3076 | -7.31 | -8.1275 | -8.3931 | -8.9573 | -8.289 | -8.5001
| 20 | Peninsula |  |  | -10.4793 | -10.329 | -10.1774 | -11.7064 | -8.5104 | -7.9927 | -6.8456 | -4.9121 | -6.1859 | -5.6274 | -4.9443 | -5.5755 | -5.4076 | -5.1716 | -5.9744 | -6.2409 | -6.8002 | -6.1333 | -6.3439
|  | Residual |  |  | 4.3127 | 4.6436 | 4.7635 | 1.4846 | 1.0791 | 0.71023 | 0.67658 | 0.32164 | 0.24548 | 0.26856 | 0.38805 | -0.63906 | -0.85747 | -1.081 | -1.7724 | -1.9473 | -2.037 | -2.0614 | -2.0603
Final Variable Tariff (£/MWh)
Generation - constant tariff under Socialised charging
Demand - constant tariff under Socialised charging
Demand HH Zonal Tariff (£/kW)
Demand tariffs
| Zone No. | Zone Name.
| 1 | Northern Scotland |  |  | 11.213 | 14.9247 | 16.727 | 19.7915 | 21.5308 | 23.3649 | 17.7741 | 20.1836 | 23.6276 | 25.365 | 26.8828 | 30.4893 | 28.1189 | 28.8238 | 29.9722 | 34.1581 | 34.3876 | 35.0855 | 35.2541
| 2 | Southern Scotland |  |  | 15.814 | 18.1623 | 19.7253 | 22.3997 | 24.2602 | 26.2275 | 25.8065 | 28.4475 | 27.5475 | 29.4372 | 30.9547 | 34.5898 | 31.579 | 32.1906 | 33.3802 | 37.5152 | 37.7494 | 38.1448 | 38.3134
| 3 | Northern |  |  | 21.119 | 23.3854 | 25.257 | 31.5728 | 34.0921 | 36.3275 | 39.6258 | 42.1093 | 44.1026 | 46.0677 | 47.5557 | 51.0869 | 53.1212 | 53.566 | 54.6167 | 59.0836 | 59.3266 | 61.1756 | 61.3442
| 4 | North West |  |  | 24.1118 | 26.8265 | 28.4206 | 36.5608 | 39.0506 | 41.2528 | 43.2353 | 46.0104 | 48.4394 | 50.3927 | 52.0093 | 55.2683 | 56.9601 | 57.7081 | 59.2766 | 62.9068 | 63.3163 | 64.1143 | 64.2829
| 5 | Yorkshire |  |  | 24.549 | 27.4917 | 29.0008 | 37.1731 | 40.012 | 42.242 | 44.4445 | 47.0868 | 49.1379 | 51.134 | 52.5201 | 56.1079 | 58.8906 | 59.6922 | 61.262 | 65.426 | 65.9569 | 66.5689 | 66.7376
| 6 | N Wales & Mersey |  |  | 24.8262 | 27.4871 | 28.991 | 39.0948 | 41.6121 | 43.8216 | 45.564 | 48.64 | 51.5552 | 53.43 | 55.0906 | 58.798 | 60.4196 | 61.222 | 62.4166 | 66.1027 | 66.576 | 66.7254 | 66.8941
| 7 | East Midlands |  |  | 27.1557 | 30.2526 | 31.642 | 39.9876 | 43.0423 | 45.2762 | 47.1201 | 49.7801 | 51.5951 | 53.3958 | 54.674 | 58.065 | 61.2908 | 62.1286 | 63.5659 | 66.6106 | 67.2993 | 67.3357 | 67.5044
| 8 | Midlands |  |  | 28.2916 | 31.1047 | 32.5004 | 41.5244 | 44.2893 | 46.5343 | 48.3074 | 51.1498 | 53.0857 | 54.7133 | 56.5781 | 60.5024 | 63.0267 | 63.923 | 65.4585 | 68.4026 | 69.0328 | 68.8327 | 69.0014
| 9 | Eastern |  |  | 28.1231 | 31.3311 | 33.0217 | 41.042 | 44.5615 | 46.7506 | 48.5855 | 50.846 | 52.3182 | 52.9942 | 53.6735 | 56.4345 | 58.0983 | 58.7329 | 62.3265 | 60.3037 | 61.0924 | 61.2133 | 61.3819
| 10 | South Wales |  |  | 26.5507 | 29.4453 | 30.5045 | 39.2894 | 41.7954 | 44.0957 | 45.773 | 48.3623 | 49.4657 | 49.5692 | 52.1329 | 57.8718 | 60.39 | 61.5597 | 65.6052 | 65.8058 | 66.5172 | 65.496 | 65.6647
| 11 | South East |  |  | 32.3816 | 35.1784 | 36.8436 | 45.1287 | 48.2905 | 50.645 | 52.2595 | 54.7286 | 56.1846 | 56.9165 | 57.5291 | 61.3219 | 60.5722 | 61.918 | 65.3986 | 62.8421 | 63.604 | 63.6061 | 63.7748
| 12 | London |  |  | 33.4374 | 36.837 | 40.0065 | 46.8112 | 51.139 | 53.3089 | 55.1703 | 57.0164 | 58.4824 | 59.1378 | 59.8762 | 61.9703 | 59.6834 | 60.4581 | 67.3967 | 62.3577 | 63.1308 | 63.2152 | 63.3839
| 13 | Southern |  |  | 33.0806 | 35.9167 | 36.99 | 45.8112 | 48.9549 | 51.2898 | 52.9534 | 55.1174 | 56.5238 | 56.24 | 56.9947 | 60.8431 | 61.761 | 62.7961 | 65.942 | 65.6204 | 66.3629 | 66.2835 | 66.4521
| 14 | South Western |  |  | 32.5311 | 35.3213 | 36.6437 | 45.3466 | 48.1771 | 50.5279 | 51.6911 | 51.7959 | 53.1391 | 52.5271 | 54.1824 | 58.298 | 58.55 | 59.5971 | 63.2862 | 63.3397 | 64.0645 | 63.2738 | 63.4425
Demand NHH Zonal Tariff (p/kWh)
| Zone No. | Zone Name.
| 1 | Northern Scotland |  |  | 1.7247 | 2.2152 | 2.4563 | 2.9325 | 3.1833 | 3.4353 | 2.7818 | 3.1072 | 3.5256 | 3.7553 | 3.9571 | 4.4399 | 4.1622 | 4.2536 | 4.4341 | 4.9375 | 4.9672 | 5.0493 | 5.0691
| 2 | Southern Scotland |  |  | 1.8002 | 2.1091 | 2.3303 | 2.4905 | 2.7117 | 2.9869 | 2.8368 | 3.2283 | 3.046 | 3.3417 | 3.5706 | 4.1094 | 3.5053 | 3.6013 | 3.6905 | 4.4882 | 4.5265 | 4.609 | 4.6431
| 3 | Northern |  |  | 2.7485 | 3.0349 | 3.3075 | 4.1441 | 4.4828 | 4.8006 | 5.3457 | 5.6973 | 6.057 | 6.3582 | 6.5753 | 7.08 | 7.431 | 7.4933 | 7.5568 | 8.389 | 8.4277 | 8.7765 | 8.8094
| 4 | North West |  |  | 3.3542 | 3.7291 | 3.9542 | 5.1559 | 5.4933 | 5.8113 | 6.122 | 6.5378 | 7.0014 | 7.3098 | 7.5574 | 8.0201 | 8.3207 | 8.4434 | 8.5969 | 9.312 | 9.3847 | 9.5481 | 9.583
| 5 | Yorkshire |  |  | 3.3716 | 3.7845 | 3.9882 | 5.1879 | 5.5873 | 5.9071 | 6.265 | 6.652 | 7.0593 | 7.3791 | 7.5798 | 8.1023 | 8.6364 | 8.7722 | 8.9065 | 9.7681 | 9.8681 | 10.0029 | 10.0399
| 6 | N Wales & Mersey |  |  | 3.6295 | 4.0111 | 4.228 | 5.824 | 6.1836 | 6.5128 | 6.781 | 7.2611 | 7.7951 | 8.0906 | 8.3497 | 8.9125 | 9.1922 | 9.3244 | 9.4352 | 10.1249 | 10.2076 | 10.2409 | 10.2737
| 7 | East Midlands |  |  | 3.9455 | 4.3944 | 4.5751 | 5.8231 | 6.2713 | 6.5951 | 6.8824 | 7.2771 | 7.6407 | 7.9234 | 8.1036 | 8.5905 | 9.2235 | 9.3685 | 9.4755 | 10.1159 | 10.25 | 10.267 | 10.3045
| 8 | Midlands |  |  | 4.2177 | 4.6161 | 4.8044 | 6.1945 | 6.5899 | 6.9199 | 7.1929 | 7.6267 | 7.9986 | 8.2462 | 8.5458 | 9.1452 | 9.6141 | 9.7677 | 9.9158 | 10.5044 | 10.6217 | 10.5897 | 10.6251
| 9 | Eastern |  |  | 4.0361 | 4.4958 | 4.7342 | 5.8837 | 6.4068 | 6.7152 | 6.9889 | 7.2983 | 7.5618 | 7.6236 | 7.6902 | 8.0509 | 8.3334 | 8.4308 | 8.9642 | 8.5942 | 8.7342 | 8.7631 | 8.7961
| 10 | South Wales |  |  | 3.71 | 4.1056 | 4.2157 | 5.5141 | 5.8394 | 6.1671 | 6.4122 | 6.781 | 6.9886 | 6.9233 | 7.3554 | 8.2975 | 8.7654 | 8.9717 | 9.6001 | 9.6471 | 9.7808 | 9.5856 | 9.6216
| 11 | South East |  |  | 4.8398 | 5.2286 | 5.4649 | 6.6716 | 7.1315 | 7.4731 | 7.7076 | 8.0591 | 8.3148 | 8.3919 | 8.4511 | 9.0065 | 8.8477 | 9.074 | 9.5887 | 9.1296 | 9.2623 | 9.2684 | 9.3005
| 12 | London |  |  | 5.4255 | 5.9433 | 6.5387 | 7.4268 | 8.1797 | 8.4854 | 8.7854 | 8.9861 | 9.3172 | 9.3341 | 9.3805 | 9.5493 | 8.9425 | 9.0837 | 10.4562 | 9.2575 | 9.4292 | 9.4639 | 9.5082
| 13 | Southern |  |  | 5.1981 | 5.5998 | 5.7212 | 7.0772 | 7.5486 | 7.8971 | 8.1491 | 8.4471 | 8.7203 | 8.5809 | 8.6578 | 9.2444 | 9.3972 | 9.5812 | 10.0487 | 9.99 | 10.1326 | 10.1249 | 10.1614
| 14 | South Western |  |  | 4.7562 | 5.1358 | 5.3065 | 6.5603 | 6.9516 | 7.285 | 7.4347 | 7.3615 | 7.5906 | 7.4296 | 7.6722 | 8.2721 | 8.2949 | 8.4627 | 9.0026 | 9.0164 | 9.139 | 9.005 | 9.0362
Offshore and island tariffs (£/kW) |  | Local tariff
| Argyll Array | 23.2366
| Beatrice | 29.6832
| Docking Shoal Windfarm | 32.9065
| Forth Array | 33.6801
| Greater Gabbard Extension | 43.2211
| Gwynt Y Mor | 49.2289
| Humber Gateway Stage 1 + 2 | 67.4963
| Inch Cape | 30.3279
| London Array | 70.039
| Neart na Gaoithe | 29.6832
| R3 Bristol Channel | 31.0716
| R3 Dogger Bank | 126.5409
| R3 Firth of Forth | 59.9009
| R3 Hastings | 28.1887
| R3 Hornsea | 72.3751
| R3 Irish Sea | 38.1126
| R3 Moray Firth | 32.4577
| R3 Norfolk | 47.3713
| R3 West of Isle of Wight | 29.0758
| Race Bank Windfarm | 77.2976
| Triton Knoll | 41.2871
| West of Duddon Sands | 60.8048
| Westernmost Rough | 25.1706
| Island Wind - Zone S Orkney | 52.374
| Island Wind - Zone S Shetland | 56.5639
| Island Wind - Zone S Western Isles | 67.0387
Improved ICRP Peak Security weighting by plant type - from Transport Model
| Generation type | Peak Security
| Interconnector | 0%
| Offshore wind | 0%
| Onshore wind | 0%
| Tidal Stream | 0%
| Wave | 0%
| CCGT + CCS | 100%
| Coal + CCS | 100%
| Nuclear | 100%
| OCGT | 100%
| Oil | 100%
| PS | 100%
| Biomass regular | 100%
| CCGT | 100%
| CHP | 100%
| Coal | 100%
| Hydro | 100%
Calculator to estimate indicative wider tariffs for a generator in each zone under Improved ICRP:
Change these cells:
| Use of network at peak | 100%
| Annual load factor | 70%
| Wider tariffs (given assumptions above) (£/kW) | Zone Name
|  | North Scotland |  |  | 17.7754 | 17.7265 | 17.9029 | 17.3476 | 17.8784 | 17.5222 | 22.2308 | 21.3751 | 36.9727 | 37.0794 | 36.9493 | 35.863 | 37.5394 | 37.3383 | 38.8414 | 34.5289 | 35.2475 | 34.549 | 34.4093
|  | Peterhead |  |  | 16.206 | 16.6965 | 16.641 | 15.5051 | 16.2163 | 16.1077 | 21.5639 | 21.0067 | 16.4739 | 15.9401 | 15.8284 | 14.1847 | 15.4738 | 15.0914 | 15.8842 | 11.752 | 11.6632 | 10.8041 | 10.664
|  | Western Highland & Skye |  |  | 18.055 | 16.3148 | 16.4051 | 16.0749 | 16.7467 | 16.5854 | 20.6836 | 20.1361 | 29.9301 | 29.4105 | 29.2893 | 27.6529 | 29.469 | 29.0809 | 29.908 | 25.8169 | 25.751 | 25.1079 | 24.9688
|  | Central Highlands |  |  | 14.6647 | 15.0577 | 15.1265 | 14.6663 | 15.3822 | 15.1839 | 17.8817 | 17.1595 | 19.0698 | 18.4973 | 18.3339 | 16.7752 | 18.6706 | 18.3595 | 19.1072 | 15.0331 | 14.8597 | 14.3803 | 14.2405
|  | Argyll |  |  | 12.4481 | 14.0064 | 13.9744 | 13.7972 | 14.5167 | 14.3451 | 16.2085 | 15.0896 | 16.6742 | 15.9994 | 15.7806 | 14.3951 | 16.7747 | 16.7631 | 17.5403 | 13.4877 | 13.4152 | 13.1804 | 13.0404
|  | Stirlingshire |  |  | 11.918 | 12.7561 | 12.7924 | 12.3163 | 12.8374 | 12.5443 | 14.3989 | 13.717 | 14.1912 | 13.3839 | 13.3258 | 10.7407 | 12.8694 | 12.5271 | 13.2545 | 9.1708 | 9.0795 | 8.4738 | 8.3313
|  | South Scotland |  |  | 10.5687 | 11.316 | 11.4019 | 11.5278 | 11.553 | 11.124 | 12.1248 | 11.1202 | 11.0212 | 10.322 | 10.2297 | 8.6408 | 11.4738 | 11.1819 | 11.9067 | 7.7469 | 7.5544 | 5.1503 | 5.0103
|  | Auchencrosh |  |  | 12.581 | 13.3015 | 13.3816 | 13.0951 | 13.9284 | 13.6834 | 13.9539 | 12.858 | 13.684 | 12.9966 | 12.7429 | 11.2912 | 13.1766 | 12.8523 | 13.489 | 9.4557 | 9.2829 | 9.2211 | 9.0811
|  | Humber & Lancashire |  |  | 6.1284 | 6.5309 | 6.7442 | 2.9696 | 2.8926 | 2.6903 | 2.3075 | 1.7362 | 0.78078 | 0.21242 | 0.36701 | -0.70946 | -1.6319 | -1.705 | -1.8821 | -6.6082 | -6.8369 | -7.5932 | -7.73
|  | North East England |  |  | 7.2574 | 8.204 | 8.1253 | 5.4818 | 5.4547 | 4.9781 | 3.2555 | 2.612 | 1.736 | 0.97048 | 0.9248 | -0.66198 | -4.5029 | 0.84147 | 1.9044 | -2.6593 | -2.7905 | -4.6746 | -4.8643
|  | Anglesey |  |  | 7.028 | 6.655 | 6.8647 | 1.051 | 0.95337 | 0.52353 | 0.28154 | -0.65938 | -2.413 | -2.9483 | -3.2683 | -5.3107 | -6.5384 | -7.046 | -5.903 | -9.8844 | -10.1946 | -10.0694 | -10.2095
|  | Dinorwig |  |  | 6.5335 | 7.0082 | 7.2179 | 1.4042 | 1.3065 | 0.87669 | 0.6347 | -0.30621 | -2.9074 | -3.4427 | -3.7628 | -5.8051 | -7.0328 | -7.5405 | -6.3974 | -10.3789 | -10.689 | -10.5639 | -10.7039
|  | South Yorks & North Wales |  |  | 4.5182 | 4.766 | 4.9996 | 0.59627 | 0.11783 | -0.34642 | -0.59448 | -1.177 | -2.2575 | -2.4957 | -2.4223 | -3.7107 | -5.6402 | -6.0784 | -6.2569 | -7.4355 | -7.933 | -8.1071 | -8.2469
|  | Midlands |  |  | 2.7685 | 3.147 | 3.3399 | -0.68895 | -1.3175 | -1.7118 | -2.0376 | -2.6518 | -3.8569 | -3.6078 | -2.7316 | -3.6943 | -4.662 | -4.5654 | -5.6744 | -2.3005 | -2.8508 | -3.0194 | -3.1579
|  | South Wales & Gloucester |  |  | 4.528 | 4.9523 | 5.4656 | 0.86372 | 0.40551 | -0.14244 | -0.36312 | -0.8483 | -1.5177 | -0.20162 | -1.3943 | -4.0454 | -5.5042 | -6.393 | -8.1361 | -8.5531 | -9.0558 | -8.3469 | -8.4885
|  | Central London |  |  | -2.4565 | -3.1925 | -3.4588 | -6.9769 | -8.0311 | -8.5114 | -8.8362 | -10.0778 | -10.9962 | -8.8515 | -8.2174 | -9.6833 | -8.0016 | -8.472 | -11.8441 | -8.5948 | -9.1414 | -9.1678 | -9.3078
|  | South East |  |  | 1.6323 | 1.0879 | 0.19476 | -3.2509 | -4.8912 | -5.3514 | -5.57 | -4.9886 | -5.7753 | -4.7844 | -3.7723 | -3.5486 | -2.1212 | -2.7078 | -5.4736 | -2.3825 | -2.9177 | -2.9836 | -3.1215
|  | Oxon & South Coast |  |  | -0.35171 | 0.0227 | 0.39268 | -3.9075 | -5.5758 | -6.1861 | -6.3145 | -6.7695 | -7.6865 | -6.0714 | -5.518 | -7.1284 | -8.1693 | -8.7163 | -9.2115 | -9.2692 | -9.7907 | -9.8158 | -9.9544
|  | Wessex |  |  | -0.73402 | -0.39391 | -0.089983 | -4.4217 | -6.4547 | -7.1091 | -7.2214 | -5.1131 | -5.9491 | -4.041 | -3.9689 | -5.6553 | -5.2865 | -5.9794 | -7.0564 | -7.1185 | -7.6306 | -7.4838 | -7.6231
|  | Peninsula |  |  | -1.9055 | -1.5209 | -1.1862 | -5.5633 | -7.2596 | -8.2451 | -7.4483 | -4.3577 | -5.1994 | -3.1487 | -3.2492 | -5.0436 | -4.7063 | -5.5725 | -6.6039 | -6.7397 | -7.2473 | -7.1289 | -7.2678
Generation
Capacity mix (MW) |  |  | De-rating factor
| CHP | S England & S Wales | 0.9 | 158 | 158 | 158 | 158 | 158 | 158 | 158 | 158 | 158 | 158 | 158 | 158 | 158 | 158 | 158 | 158 | 158 | 158 | 158 | 158
| CHP | Midlands & N Wales | 0.9 | 428 | 428 | 428 | 428 | 428 | 428 | 428 | 428 | 428 | 428 | 428 | 428 | 428 | 428 | 428 | 428 | 428 | 428 | 428 | 428
| CHP | N England | 0.9 | 1373 | 1373 | 1373 | 1373 | 1373 | 1373 | 1373 | 1373 | 1373 | 1373 | 1373 | 1373 | 1373 | 1373 | 1373 | 1373 | 1373 | 1373 | 1373 | 1373
| CHP | S Scotland | 0.9 | 120 | 120 | 120 | 120 | 120 | 120 | 120 | 120 | 120 | 120 | 120 | 120 | 120 | 120 | 120 | 120 | 120 | 120 | 120 | 120
| CHP | N Scotland | 0.9 | 22 | 22 | 22 | 22 | 22 | 22 | 22 | 22 | 22 | 22 | 22 | 22 | 22 | 22 | 22 | 22 | 22 | 22 | 22 | 22
| Oil | S England & S Wales | 0.9 | 3442 | 3442 | 3442 | 3442 | 3442 | 3e-06 | 3e-06 | 3e-06 | 3e-06 | 3e-06 | 3e-06 | 3e-06 | 3e-06 | 3e-06 | 3e-06 | 3e-06 | 3e-06 | 3e-06 | 3e-06 | 3e-06
| Oil | Midlands & N Wales | 0.9 | 0 | 0 | 0 | 0 | 0 | 0 | 0 | 0 | 0 | 0 | 0 | 0 | 0 | 0 | 0 | 0 | 0 | 0 | 0 | 0
| Oil | N England | 0.9 | 0 | 0 | 0 | 0 | 0 | 0 | 0 | 0 | 0 | 0 | 0 | 0 | 0 | 0 | 0 | 0 | 0 | 0 | 0 | 0
| Oil | S Scotland | 0.9 | 0 | 0 | 0 | 0 | 0 | 0 | 0 | 0 | 0 | 0 | 0 | 0 | 0 | 0 | 0 | 0 | 0 | 0 | 0 | 0
| Oil | N Scotland | 0.9 | 0 | 0 | 0 | 0 | 0 | 0 | 0 | 0 | 0 | 0 | 0 | 0 | 0 | 0 | 0 | 0 | 0 | 0 | 0 | 0
| Hydro | S England & S Wales | 0.7 | 0 | 0 | 0 | 0 | 0 | 0 | 0 | 0 | 0 | 0 | 0 | 0 | 0 | 0 | 0 | 0 | 0 | 0 | 0 | 0
| Hydro | Midlands & N Wales | 0.7 | 0 | 0 | 0 | 0 | 0 | 0 | 0 | 0 | 0 | 0 | 0 | 0 | 0 | 0 | 0 | 0 | 0 | 0 | 0 | 0
| Hydro | N England | 0.7 | 0 | 0 | 0 | 0 | 0 | 0 | 0 | 0 | 0 | 0 | 0 | 0 | 0 | 0 | 0 | 0 | 0 | 0 | 0 | 0
| Hydro | S Scotland | 0.7 | 33 | 33 | 33 | 33 | 33 | 33 | 33 | 33 | 33 | 33 | 33 | 33 | 33 | 33 | 33 | 33 | 33 | 33 | 33 | 33
| Hydro | N Scotland | 0.7 | 1039 | 1039 | 1039 | 1039 | 1039 | 1039 | 1039 | 1039 | 1039 | 1039 | 1039 | 1039 | 1039 | 1039 | 1039 | 1039 | 1039 | 1039 | 1039 | 1039
| PS | S England & S Wales | 1 | 0 | 0 | 0 | 0 | 0 | 0 | 0 | 0 | 0 | 0 | 0 | 0 | 0 | 0 | 0 | 0 | 0 | 0 | 0 | 0
| PS | Midlands & N Wales | 1 | 2004 | 2004 | 2004 | 2004 | 2004 | 2004 | 2004 | 2004 | 2004 | 2004 | 2004 | 2004 | 2004 | 2004 | 2004 | 2004 | 2004 | 2004 | 2004 | 2004
| PS | N England | 1 | 0 | 0 | 0 | 0 | 0 | 0 | 0 | 0 | 0 | 0 | 0 | 0 | 0 | 0 | 0 | 0 | 0 | 0 | 0 | 0
| PS | S Scotland | 1 | 440 | 440 | 440 | 440 | 440 | 440 | 440 | 440 | 440 | 440 | 440 | 440 | 440 | 440 | 440 | 440 | 440 | 440 | 440 | 440
| PS | N Scotland | 1 | 300 | 300 | 300 | 300 | 300 | 300 | 300 | 300 | 300 | 300 | 300 | 300 | 300 | 300 | 300 | 300 | 300 | 300 | 300 | 300
| Nuclear | S England & S Wales | 0.9 | 3764 | 3764 | 3549 | 3549 | 3549 | 3549 | 3549 | 3549 | 2877 | 2877 | 4547 | 4547 | 6217 | 7887 | 9557 | 11207 | 11207 | 11207 | 11207 | 11207
| Nuclear | Midlands & N Wales | 0.9 | 890 | 890 | 2e-06 | 2e-06 | 2e-06 | 2e-06 | 2e-06 | 2e-06 | 2e-06 | 2e-06 | 2e-06 | 2e-06 | 2e-06 | 2e-06 | 2e-06 | 1200 | 1200 | 1200 | 1200 | 1200
| Nuclear | N England | 0.9 | 3613 | 3613 | 3613 | 3613 | 3613 | 3613 | 3613 | 3613 | 3613 | 1203 | 1203 | 1203 | 1203 | 1203 | 1203 | 1203 | 1203 | 1203 | 5e-06 | 5e-06
| Nuclear | S Scotland | 0.9 | 2289 | 2289 | 2289 | 2289 | 2289 | 2289 | 2289 | 2289 | 1215 | 1215 | 1215 | 1215 | 1215 | 1215 | 1215 | 1215 | 1215 | 1215 | 2e-06 | 2e-06
| Nuclear | N Scotland | 0.9 | 0 | 0 | 0 | 0 | 0 | 0 | 0 | 0 | 0 | 0 | 0 | 0 | 0 | 0 | 0 | 0 | 0 | 0 | 0 | 0
| CCGT | S England & S Wales | 0.9 | 16234 | 17494 | 17494 | 18294 | 19894 | 19894 | 20694 | 20694 | 23094 | 23094 | 28694 | 30294 | 30294 | 30288 | 30288 | 30288 | 30288 | 30288 | 30288 | 30288
| CCGT | Midlands & N Wales | 0.9 | 5305 | 6175 | 6175 | 6975 | 8575 | 8575 | 8575 | 8060 | 8060 | 8060 | 8060 | 8060 | 8060 | 8060 | 8060 | 8060 | 8060 | 8060 | 8060 | 8060
| CCGT | N England | 0.9 | 6103 | 6103 | 6103 | 6103 | 6103 | 6103 | 6103 | 6103 | 6103 | 6103 | 6103 | 6103 | 6103 | 5649 | 5649 | 4839 | 4839 | 4839 | 4839 | 4839
| CCGT | S Scotland | 0.9 | 2e-06 | 2e-06 | 2e-06 | 2e-06 | 2e-06 | 2e-06 | 2e-06 | 2e-06 | 2e-06 | 2e-06 | 2e-06 | 2e-06 | 2e-06 | 2e-06 | 2e-06 | 2e-06 | 2e-06 | 2e-06 | 2e-06 | 2e-06
| CCGT | N Scotland | 0.9 | 1180 | 1180 | 1180 | 1180 | 1180 | 1180 | 3e-06 | 3e-06 | 3e-06 | 3e-06 | 3e-06 | 3e-06 | 3e-06 | 3e-06 | 3e-06 | 3e-06 | 3e-06 | 3e-06 | 3e-06 | 3e-06
| OCGT | S England & S Wales | 0.9 | 906 | 906 | 906 | 838 | 804 | 510 | 510 | 510 | 510 | 510 | 510 | 510 | 510 | 459 | 459 | 459 | 459 | 459 | 459 | 459
| OCGT | Midlands & N Wales | 0.9 | 124 | 124 | 124 | 124 | 124 | 124 | 124 | 124 | 124 | 124 | 124 | 124 | 124 | 84 | 84 | 84 | 84 | 84 | 84 | 84
| OCGT | N England | 0.9 | 168 | 168 | 168 | 168 | 168 | 168 | 168 | 168 | 168 | 168 | 168 | 168 | 168 | 100 | 100 | 100 | 100 | 100 | 100 | 100
| OCGT | S Scotland | 0.9 | 2e-06 | 2e-06 | 2e-06 | 2e-06 | 2e-06 | 2e-06 | 2e-06 | 2e-06 | 2e-06 | 2e-06 | 2e-06 | 2e-06 | 2e-06 | 2e-06 | 2e-06 | 2e-06 | 2e-06 | 2e-06 | 100 | 200
| OCGT | N Scotland | 0.9 | 4e-06 | 4e-06 | 4e-06 | 4e-06 | 4e-06 | 4e-06 | 4e-06 | 4e-06 | 4e-06 | 4e-06 | 4e-06 | 4e-06 | 200 | 200 | 200 | 200 | 200 | 200 | 400 | 400
| Coal | S England & S Wales | 0.9 | 6385 | 6385 | 4090 | 3027 | 3027 | 1569 | 1569 | 1569 | 1569 | 1569 | 1569 | 5e-06 | 5e-06 | 5e-06 | 5e-06 | 5e-06 | 5e-06 | 5e-06 | 5e-06 | 5e-06
| Coal | Midlands & N Wales | 0.9 | 7866 | 7866 | 7866 | 7866 | 6902 | 6902 | 6902 | 6902 | 6902 | 6902 | 6902 | 6902 | 6902 | 2955 | 2955 | 5e-06 | 5e-06 | 5e-06 | 5e-06 | 5e-06
| Coal | N England | 0.9 | 9906 | 9906 | 9906 | 9906 | 8930 | 8930 | 8930 | 7953.5 | 6489 | 6489 | 6259 | 5771 | 3831 | 3831 | 3831 | 3831 | 3831 | 3831 | 3831 | 3831
| Coal | S Scotland | 0.9 | 3386 | 2835 | 2835 | 2284 | 1713 | 1713 | 1713 | 1713 | 1713 | 1713 | 1713 | 1713 | 2e-06 | 2e-06 | 2e-06 | 2e-06 | 2e-06 | 2e-06 | 2e-06 | 2e-06
| Coal | N Scotland | 0.9 | 0 | 0 | 0 | 0 | 0 | 0 | 0 | 0 | 0 | 0 | 0 | 0 | 0 | 0 | 0 | 0 | 0 | 0 | 0 | 0
| Coal + CCS | S England & S Wales | 0.9 | 0 | 0 | 0 | 0 | 0 | 0 | 0 | 0 | 0 | 0 | 0 | 0 | 0 | 0 | 0 | 0 | 0 | 0 | 0 | 0
| Coal + CCS | Midlands & N Wales | 0.9 | 1e-06 | 1e-06 | 1e-06 | 1e-06 | 1e-06 | 1e-06 | 1e-06 | 1e-06 | 1e-06 | 1e-06 | 1e-06 | 1e-06 | 1e-06 | 1000 | 2000 | 2000 | 2000 | 2000 | 2000 | 2000
| Coal + CCS | N England | 0.9 | 2e-06 | 2e-06 | 2e-06 | 2e-06 | 2e-06 | 800 | 800 | 800 | 800 | 800 | 800 | 800 | 800 | 800 | 800 | 2740 | 2740 | 2740 | 2740 | 2740
| Coal + CCS | S Scotland | 0.9 | 2e-06 | 2e-06 | 2e-06 | 2e-06 | 300 | 300 | 300 | 300 | 300 | 300 | 300 | 300 | 300 | 300 | 300 | 300 | 300 | 300 | 300 | 300
| Coal + CCS | N Scotland | 0.9 | 0 | 0 | 0 | 0 | 0 | 0 | 0 | 0 | 0 | 0 | 0 | 0 | 0 | 0 | 0 | 0 | 0 | 0 | 0 | 0
| CCGT + CCS | S England & S Wales | 0.9 | 3e-06 | 3e-06 | 3e-06 | 3e-06 | 3e-06 | 3e-06 | 3e-06 | 3e-06 | 3e-06 | 3e-06 | 3e-06 | 3e-06 | 3e-06 | 3e-06 | 3e-06 | 3e-06 | 3e-06 | 3e-06 | 3e-06 | 3e-06
| CCGT + CCS | Midlands & N Wales | 0.9 | 0 | 0 | 0 | 0 | 0 | 0 | 0 | 0 | 0 | 0 | 0 | 0 | 0 | 0 | 0 | 0 | 0 | 0 | 0 | 0
| CCGT + CCS | N England | 0.9 | 1e-06 | 1e-06 | 1e-06 | 1e-06 | 1e-06 | 1e-06 | 1e-06 | 1e-06 | 1e-06 | 1e-06 | 1e-06 | 1e-06 | 1e-06 | 1e-06 | 1e-06 | 1e-06 | 1e-06 | 1e-06 | 1e-06 | 1e-06
| CCGT + CCS | S Scotland | 0.9 | 0 | 0 | 0 | 0 | 0 | 0 | 0 | 0 | 0 | 0 | 0 | 0 | 0 | 0 | 0 | 0 | 0 | 0 | 0 | 0
| CCGT + CCS | N Scotland | 0.9 | 0 | 0 | 0 | 0 | 0 | 0 | 0 | 0 | 0 | 0 | 0 | 0 | 0 | 0 | 0 | 0 | 0 | 0 | 0 | 0
| Onshore wind | S England & S Wales | 0.15 | 9e-06 | 32.503 | 40.5244 | 49.104 | 59.7533 | 83.0346 | 96.3993 | 111.1031 | 124.5492 | 138.0315 | 146.7472 | 156.6633 | 166.8359 | 176.8215 | 188.1959 | 200.1955 | 275.2672 | 330.6121 | 446.1821 | 491.1005
| Onshore wind | Midlands & N Wales | 0.15 | 4e-06 | 26.7651 | 33.3703 | 40.4354 | 49.2047 | 68.376 | 79.3813 | 91.4894 | 102.5617 | 113.664 | 120.841 | 129.0065 | 274.4331 | 282.6559 | 292.0223 | 438.9533 | 500.7721 | 546.3466 | 641.5144 | 678.503
| Onshore wind | N England | 0.15 | 4e-06 | 37.2787 | 46.4785 | 56.3187 | 68.5327 | 95.2347 | 110.563 | 127.4272 | 142.8489 | 158.3122 | 168.3084 | 179.6815 | 191.3488 | 202.8016 | 215.8472 | 229.6098 | 315.7117 | 379.1883 | 511.7388 | 563.257
| Onshore wind | S Scotland | 0.15 | 2084 | 2534 | 3004 | 3551 | 3780 | 4029.6002 | 5041.3482 | 5050.2059 | 6059.543 | 6068.4198 | 6649.8491 | 6850.8719 | 7051.2025 | 7261.7928 | 7498.6953 | 7706.0009 | 7830.9642 | 7983.0042 | 7983.0042 | 7983.0042
| Onshore wind | N Scotland | 0.15 | 1440.6136 | 1628.3056 | 1969.8231 | 2385.4663 | 2594.8564 | 2873.3268 | 3500.5112 | 3833.0898 | 4749.2147 | 4804.1762 | 5469.5018 | 5488.3976 | 6107.5316 | 6127.3043 | 6518.1192 | 6657.4361 | 6664.7803 | 6670.3121 | 6670.3121 | 6670.3121
| Onshore wind | Island wind | 0.15 | 3e-06 | 3e-06 | 3e-06 | 3e-06 | 115.8372 | 115.8372 | 231.6744 | 231.6744 | 347.5116 | 347.5116 | 463.3488 | 463.3488 | 579.186 | 579.186 | 695.0233 | 695.0233 | 810.8605 | 810.8605 | 810.8605 | 810.8605
| Biomass regular | S England & S Wales | 0.9 | 2e-06 | 2e-06 | 2e-06 | 2e-06 | 350 | 350 | 350 | 350 | 350 | 350 | 350 | 350 | 350 | 350 | 350 | 350 | 350 | 350 | 350 | 350
| Biomass regular | Midlands & N Wales | 0.9 | 1e-06 | 1e-06 | 1e-06 | 1e-06 | 1e-06 | 1e-06 | 1e-06 | 1e-06 | 1e-06 | 1e-06 | 1e-06 | 1e-06 | 1e-06 | 1e-06 | 1e-06 | 1e-06 | 1e-06 | 1e-06 | 1e-06 | 1e-06
| Biomass regular | N England | 0.9 | 2e-06 | 2e-06 | 2e-06 | 2e-06 | 589 | 589 | 589 | 589 | 589 | 589 | 589 | 589 | 589 | 589 | 589 | 589 | 589 | 589 | 589 | 589
| Biomass regular | S Scotland | 0.9 | 97 | 97 | 97 | 97 | 97 | 97 | 97 | 97 | 97 | 97 | 97 | 97 | 97 | 97 | 97 | 97 | 97 | 97 | 97 | 97
| Biomass regular | N Scotland | 0.9 | 0 | 0 | 0 | 0 | 0 | 0 | 0 | 0 | 0 | 0 | 0 | 0 | 0 | 0 | 0 | 0 | 0 | 0 | 0 | 0
| Offshore wind | Offshore South | 0.15 | 864 | 1405 | 1909 | 1909 | 1909 | 1909 | 2317.1081 | 2863.0541 | 3409 | 3409 | 3409 | 3409 | 3909 | 4359 | 4809 | 6259 | 6509 | 6509 | 6509 | 6509
| Offshore wind | Offshore Irish Sea | 0.15 | 551 | 784 | 784 | 784 | 784 | 2184 | 2184 | 2184 | 2184 | 2184 | 2184 | 2184 | 3584 | 3584 | 3584 | 4158 | 4158 | 4158 | 4158 | 4158
| Offshore wind | Offshore E England | 0.15 | 250 | 250 | 250 | 250 | 675 | 675 | 1325 | 1325 | 1525 | 1525 | 1525 | 1525 | 2125 | 2125 | 2125 | 2125 | 2125 | 2125 | 2125 | 2125
| Offshore wind | Offshore Scotland | 0.15 | 10 | 10 | 10 | 10 | 190 | 610 | 750 | 750 | 1460 | 1760 | 1760 | 1760 | 2665 | 3210 | 3755 | 4600 | 4600 | 5145 | 5145 | 5145
| Wave | Offshore South | 0.3 | 0 | 0 | 0 | 0 | 0 | 0 | 0 | 0 | 0 | 0 | 0 | 0 | 0 | 0 | 0 | 0 | 0 | 0 | 0 | 0
| Wave | Offshore Irish Sea | 0.3 | 0 | 0 | 0 | 0 | 0 | 0 | 0 | 0 | 0 | 0 | 0 | 0 | 0 | 0 | 0 | 0 | 0 | 0 | 0 | 0
| Wave | Offshore E England | 0.3 | 0 | 0 | 0 | 0 | 0 | 0 | 0 | 0 | 0 | 0 | 0 | 0 | 0 | 0 | 0 | 0 | 0 | 0 | 0 | 0
| Wave | Offshore Scotland | 0.3 | 1e-06 | 1e-06 | 1e-06 | 1e-06 | 1e-06 | 1e-06 | 1e-06 | 1e-06 | 1e-06 | 450 | 450 | 450 | 450 | 450 | 450 | 600 | 600 | 800 | 800 | 800
| Tidal Stream | Offshore South | 0.3 | 2e-06 | 2e-06 | 2e-06 | 2e-06 | 2e-06 | 2e-06 | 2e-06 | 2e-06 | 2e-06 | 155 | 155 | 155 | 200 | 250 | 500 | 500 | 550 | 550 | 1550 | 1550
| Tidal Stream | Offshore Irish Sea | 0.3 | 1e-06 | 1e-06 | 1e-06 | 1e-06 | 1e-06 | 1e-06 | 1e-06 | 1e-06 | 1e-06 | 85 | 85 | 85 | 100 | 100 | 100 | 100 | 100 | 100 | 100 | 100
| Tidal Stream | Offshore E England | 0.3 | 0 | 0 | 0 | 0 | 0 | 0 | 0 | 0 | 0 | 0 | 0 | 0 | 0 | 0 | 0 | 0 | 0 | 0 | 0 | 0
| Tidal Stream | Offshore Scotland | 0.3 | 10 | 10 | 10 | 10 | 104 | 104 | 104 | 104 | 104 | 189 | 189 | 189 | 204 | 204 | 204 | 204 | 204 | 204 | 204 | 204
| Embedded CHP | Embedded | n/a | 4639.9231 | 4832.2308 | 5024.5385 | 5216.8462 | 5409.1538 | 5601.4615 | 5793.7692 | 5986.0769 | 6178.3846 | 6370.6923 | 6563 | 6763 | 6963 | 7163 | 7363 | 7563 | 7763 | 7963 | 8163 | 8363
| Embedded Gas | Embedded | n/a | 300 | 300 | 300 | 300 | 300 | 300 | 300 | 300 | 300 | 300 | 300 | 300 | 300 | 300 | 300 | 300 | 300 | 300 | 300 | 300
| Embedded offshore wind | Embedded | n/a | 0 | 0 | 0 | 0 | 0 | 0 | 0 | 0 | 0 | 0 | 0 | 0 | 0 | 0 | 0 | 0 | 0 | 0 | 0 | 0
| Embedded onshore wind | Embedded | n/a | 1062 | 1062 | 1062 | 1062 | 1062 | 1062 | 1062 | 1062 | 1062 | 1062 | 1062 | 1062 | 1062 | 1062 | 1062 | 1062 | 1062 | 1062 | 1062 | 1062
| Embedded biomass | Embedded | n/a | 1607.2399 | 1690.9043 | 1794.2936 | 1903.3597 | 2028.3926 | 2166.5808 | 2313.221 | 2468.3611 | 2633.3535 | 2803.5623 | 2973.8731 | 3144.2871 | 3314.8052 | 3485.4285 | 3656.1581 | 3826.9949 | 3997.9401 | 4168.9948 | 4340.1599 | 4511.4368
| Embedded tidal and wave | Embedded | n/a | 0.5 | 20.5 | 30.5 | 50.5 | 87 | 129.9 | 179.9 | 235.515 | 310.5953 | 400.5953 | 480.5953 | 548.0345 | 625.5897 | 714.7782 | 814.7782 | 914.7782 | 1014.7782 | 1114.7782 | 1214.7782 | 1314.7782
| Embedded hydro | Embedded | n/a | 541.202 | 551.202 | 561.202 | 571.202 | 581.202 | 591.202 | 620.202 | 630.202 | 640.202 | 650.202 | 660.202 | 670.202 | 680.202 | 690.202 | 700.202 | 710.202 | 720.202 | 730.202 | 740.202 | 750.202
New build (cumulative, MW)
| CHP | S England & S Wales |  | 0 | 0 | 0 | 0 | 0 | 0 | 0 | 0 | 0 | 0 | 0 | 0 | 0 | 0 | 0 | 0 | 0 | 0 | 0 | 0
| CHP | Midlands & N Wales |  | 0 | 0 | 0 | 0 | 0 | 0 | 0 | 0 | 0 | 0 | 0 | 0 | 0 | 0 | 0 | 0 | 0 | 0 | 0 | 0
| CHP | N England |  | 0 | 0 | 0 | 0 | 0 | 0 | 0 | 0 | 0 | 0 | 0 | 0 | 0 | 0 | 0 | 0 | 0 | 0 | 0 | 0
| CHP | S Scotland |  | 0 | 0 | 0 | 0 | 0 | 0 | 0 | 0 | 0 | 0 | 0 | 0 | 0 | 0 | 0 | 0 | 0 | 0 | 0 | 0
| CHP | N Scotland |  | 0 | 0 | 0 | 0 | 0 | 0 | 0 | 0 | 0 | 0 | 0 | 0 | 0 | 0 | 0 | 0 | 0 | 0 | 0 | 0
| Oil | S England & S Wales |  | 0 | 0 | 0 | 0 | 0 | 0 | 0 | 0 | 0 | 0 | 0 | 0 | 0 | 0 | 0 | 0 | 0 | 0 | 0 | 0
| Oil | Midlands & N Wales |  | 0 | 0 | 0 | 0 | 0 | 0 | 0 | 0 | 0 | 0 | 0 | 0 | 0 | 0 | 0 | 0 | 0 | 0 | 0 | 0
| Oil | N England |  | 0 | 0 | 0 | 0 | 0 | 0 | 0 | 0 | 0 | 0 | 0 | 0 | 0 | 0 | 0 | 0 | 0 | 0 | 0 | 0
| Oil | S Scotland |  | 0 | 0 | 0 | 0 | 0 | 0 | 0 | 0 | 0 | 0 | 0 | 0 | 0 | 0 | 0 | 0 | 0 | 0 | 0 | 0
| Oil | N Scotland |  | 0 | 0 | 0 | 0 | 0 | 0 | 0 | 0 | 0 | 0 | 0 | 0 | 0 | 0 | 0 | 0 | 0 | 0 | 0 | 0
| Hydro | S England & S Wales |  | 0 | 0 | 0 | 0 | 0 | 0 | 0 | 0 | 0 | 0 | 0 | 0 | 0 | 0 | 0 | 0 | 0 | 0 | 0 | 0
| Hydro | Midlands & N Wales |  | 0 | 0 | 0 | 0 | 0 | 0 | 0 | 0 | 0 | 0 | 0 | 0 | 0 | 0 | 0 | 0 | 0 | 0 | 0 | 0
| Hydro | N England |  | 0 | 0 | 0 | 0 | 0 | 0 | 0 | 0 | 0 | 0 | 0 | 0 | 0 | 0 | 0 | 0 | 0 | 0 | 0 | 0
| Hydro | S Scotland |  | 0 | 0 | 0 | 0 | 0 | 0 | 0 | 0 | 0 | 0 | 0 | 0 | 0 | 0 | 0 | 0 | 0 | 0 | 0 | 0
| Hydro | N Scotland |  | 0 | 0 | 0 | 0 | 0 | 0 | 0 | 0 | 0 | 0 | 0 | 0 | 0 | 0 | 0 | 0 | 0 | 0 | 0 | 0
| PS | S England & S Wales |  | 0 | 0 | 0 | 0 | 0 | 0 | 0 | 0 | 0 | 0 | 0 | 0 | 0 | 0 | 0 | 0 | 0 | 0 | 0 | 0
| PS | Midlands & N Wales |  | 0 | 0 | 0 | 0 | 0 | 0 | 0 | 0 | 0 | 0 | 0 | 0 | 0 | 0 | 0 | 0 | 0 | 0 | 0 | 0
| PS | N England |  | 0 | 0 | 0 | 0 | 0 | 0 | 0 | 0 | 0 | 0 | 0 | 0 | 0 | 0 | 0 | 0 | 0 | 0 | 0 | 0
| PS | S Scotland |  | 0 | 0 | 0 | 0 | 0 | 0 | 0 | 0 | 0 | 0 | 0 | 0 | 0 | 0 | 0 | 0 | 0 | 0 | 0 | 0
| PS | N Scotland |  | 0 | 0 | 0 | 0 | 0 | 0 | 0 | 0 | 0 | 0 | 0 | 0 | 0 | 0 | 0 | 0 | 0 | 0 | 0 | 0
| Nuclear | S England & S Wales |  | 0 | 0 | 0 | 0 | 0 | 0 | 0 | 0 | 1670 | 1670 | 3340 | 3340 | 5010 | 6680 | 8350 | 10000 | 10000 | 10000 | 10000 | 10000
| Nuclear | Midlands & N Wales |  | 0 | 0 | 0 | 0 | 0 | 0 | 0 | 0 | 0 | 0 | 0 | 0 | 0 | 0 | 0 | 1200 | 1200 | 1200 | 1200 | 1200
| Nuclear | N England |  | 0 | 0 | 0 | 0 | 0 | 0 | 0 | 0 | 0 | 0 | 0 | 0 | 0 | 0 | 0 | 0 | 0 | 0 | 0 | 0
| Nuclear | S Scotland |  | 0 | 0 | 0 | 0 | 0 | 0 | 0 | 0 | 0 | 0 | 0 | 0 | 0 | 0 | 0 | 0 | 0 | 0 | 0 | 0
| Nuclear | N Scotland |  | 0 | 0 | 0 | 0 | 0 | 0 | 0 | 0 | 0 | 0 | 0 | 0 | 0 | 0 | 0 | 0 | 0 | 0 | 0 | 0
| CCGT | S England & S Wales |  | 0 | 1260 | 1260 | 2060 | 3660 | 3660 | 4460 | 4460 | 6860 | 6860 | 12460 | 14060 | 14060 | 14860 | 14860 | 14860 | 14860 | 14860 | 14860 | 14860
| CCGT | Midlands & N Wales |  | 0 | 870 | 870 | 1670 | 3270 | 3270 | 3270 | 3270 | 3270 | 3270 | 3270 | 3270 | 3270 | 3270 | 3270 | 3270 | 3270 | 3270 | 3270 | 3270
| CCGT | N England |  | 0 | 0 | 0 | 0 | 0 | 0 | 0 | 0 | 0 | 0 | 0 | 0 | 0 | 1600 | 1600 | 1600 | 1600 | 1600 | 1600 | 1600
| CCGT | S Scotland |  | 0 | 0 | 0 | 0 | 0 | 0 | 0 | 0 | 0 | 0 | 0 | 0 | 0 | 0 | 0 | 0 | 0 | 0 | 0 | 0
| CCGT | N Scotland |  | 0 | 0 | 0 | 0 | 0 | 0 | 0 | 0 | 0 | 0 | 0 | 0 | 0 | 0 | 0 | 0 | 0 | 0 | 0 | 0
| OCGT | S England & S Wales |  | 0 | 0 | 0 | 0 | 0 | 0 | 0 | 0 | 0 | 0 | 0 | 0 | 0 | 0 | 0 | 0 | 0 | 0 | 0 | 0
| OCGT | Midlands & N Wales |  | 0 | 0 | 0 | 0 | 0 | 0 | 0 | 0 | 0 | 0 | 0 | 0 | 0 | 0 | 0 | 0 | 0 | 0 | 0 | 0
| OCGT | N England |  | 0 | 0 | 0 | 0 | 0 | 0 | 0 | 0 | 0 | 0 | 0 | 0 | 0 | 0 | 0 | 0 | 0 | 0 | 0 | 0
| OCGT | S Scotland |  | 0 | 0 | 0 | 0 | 0 | 0 | 0 | 0 | 0 | 0 | 0 | 0 | 0 | 0 | 0 | 0 | 0 | 0 | 100 | 200
| OCGT | N Scotland |  | 0 | 0 | 0 | 0 | 0 | 0 | 0 | 0 | 0 | 0 | 0 | 0 | 200 | 200 | 200 | 200 | 200 | 200 | 400 | 400
| Coal | S England & S Wales |  | 0 | 0 | 0 | 0 | 0 | 0 | 0 | 0 | 0 | 0 | 0 | 0 | 0 | 0 | 0 | 0 | 0 | 0 | 0 | 0
| Coal | Midlands & N Wales |  | 0 | 0 | 0 | 0 | 0 | 0 | 0 | 0 | 0 | 0 | 0 | 0 | 0 | 0 | 0 | 0 | 0 | 0 | 0 | 0
| Coal | N England |  | 0 | 0 | 0 | 0 | 0 | 0 | 0 | 0 | 0 | 0 | 0 | 0 | 0 | 0 | 0 | 0 | 0 | 0 | 0 | 0
| Coal | S Scotland |  | 0 | 0 | 0 | 0 | 0 | 0 | 0 | 0 | 0 | 0 | 0 | 0 | 0 | 0 | 0 | 0 | 0 | 0 | 0 | 0
| Coal | N Scotland |  | 0 | 0 | 0 | 0 | 0 | 0 | 0 | 0 | 0 | 0 | 0 | 0 | 0 | 0 | 0 | 0 | 0 | 0 | 0 | 0
| Coal + CCS | S England & S Wales |  | 0 | 0 | 0 | 0 | 0 | 0 | 0 | 0 | 0 | 0 | 0 | 0 | 0 | 0 | 0 | 0 | 0 | 0 | 0 | 0
| Coal + CCS | Midlands & N Wales |  | 0 | 0 | 0 | 0 | 0 | 0 | 0 | 0 | 0 | 0 | 0 | 0 | 0 | 1000 | 2000 | 2000 | 2000 | 2000 | 2000 | 2000
| Coal + CCS | N England |  | 0 | 0 | 0 | 0 | 0 | 800 | 800 | 800 | 800 | 800 | 800 | 800 | 800 | 800 | 800 | 2740 | 2740 | 2740 | 2740 | 2740
| Coal + CCS | S Scotland |  | 0 | 0 | 0 | 0 | 300 | 300 | 300 | 300 | 300 | 300 | 300 | 300 | 300 | 300 | 300 | 300 | 300 | 300 | 300 | 300
| Coal + CCS | N Scotland |  | 0 | 0 | 0 | 0 | 0 | 0 | 0 | 0 | 0 | 0 | 0 | 0 | 0 | 0 | 0 | 0 | 0 | 0 | 0 | 0
| CCGT + CCS | S England & S Wales |  | 0 | 0 | 0 | 0 | 0 | 0 | 0 | 0 | 0 | 0 | 0 | 0 | 0 | 0 | 0 | 0 | 0 | 0 | 0 | 0
| CCGT + CCS | Midlands & N Wales |  | 0 | 0 | 0 | 0 | 0 | 0 | 0 | 0 | 0 | 0 | 0 | 0 | 0 | 0 | 0 | 0 | 0 | 0 | 0 | 0
| CCGT + CCS | N England |  | 0 | 0 | 0 | 0 | 0 | 0 | 0 | 0 | 0 | 0 | 0 | 0 | 0 | 0 | 0 | 0 | 0 | 0 | 0 | 0
| CCGT + CCS | S Scotland |  | 0 | 0 | 0 | 0 | 0 | 0 | 0 | 0 | 0 | 0 | 0 | 0 | 0 | 0 | 0 | 0 | 0 | 0 | 0 | 0
| CCGT + CCS | N Scotland |  | 0 | 0 | 0 | 0 | 0 | 0 | 0 | 0 | 0 | 0 | 0 | 0 | 0 | 0 | 0 | 0 | 0 | 0 | 0 | 0
| Onshore wind | S England & S Wales |  | 0 | 32.503 | 40.5244 | 49.104 | 59.7533 | 83.0346 | 96.3993 | 111.1031 | 124.5491 | 138.0315 | 146.7471 | 156.6632 | 166.8359 | 176.8215 | 188.1959 | 200.1955 | 275.2672 | 330.6121 | 446.1821 | 491.1005
| Onshore wind | Midlands & N Wales |  | 0 | 26.7651 | 33.3703 | 40.4354 | 49.2047 | 68.376 | 79.3813 | 91.4894 | 102.5617 | 113.6639 | 120.841 | 129.0065 | 274.4331 | 282.6559 | 292.0223 | 438.9533 | 500.7721 | 546.3466 | 641.5144 | 678.503
| Onshore wind | N England |  | 0 | 37.2786 | 46.4785 | 56.3187 | 68.5327 | 95.2347 | 110.563 | 127.4272 | 142.8489 | 158.3122 | 168.3084 | 179.6815 | 191.3488 | 202.8016 | 215.8472 | 229.6098 | 315.7117 | 379.1883 | 511.7388 | 563.257
| Onshore wind | S Scotland |  | 0 | 450 | 920 | 1467 | 1696 | 1945.6002 | 2957.3482 | 2966.2059 | 3975.543 | 3984.4198 | 4565.8491 | 4766.8719 | 4967.2025 | 5177.7928 | 5414.6953 | 5622.0009 | 5746.9642 | 5899.0042 | 5899.0042 | 5899.0042
| Onshore wind | N Scotland |  | -3e-06 | 187.6921 | 529.2095 | 944.8527 | 1154.2428 | 1432.7132 | 2059.8976 | 2392.4762 | 3308.6011 | 3363.5626 | 4028.8882 | 4047.784 | 4666.918 | 4686.6908 | 5077.5056 | 5216.8226 | 5224.1667 | 5229.6985 | 5229.6985 | 5229.6985
| Onshore wind | Island wind |  | 3e-06 | 3e-06 | 3e-06 | 3e-06 | 115.8372 | 115.8372 | 231.6744 | 231.6744 | 347.5116 | 347.5116 | 463.3488 | 463.3488 | 579.186 | 579.186 | 695.0233 | 695.0233 | 810.8605 | 810.8605 | 810.8605 | 810.8605
| Biomass regular | S England & S Wales |  | 0 | 0 | 0 | 0 | 350 | 350 | 350 | 350 | 350 | 350 | 350 | 350 | 350 | 350 | 350 | 350 | 350 | 350 | 350 | 350
| Biomass regular | Midlands & N Wales |  | 0 | 0 | 0 | 0 | 0 | 0 | 0 | 0 | 0 | 0 | 0 | 0 | 0 | 0 | 0 | 0 | 0 | 0 | 0 | 0
| Biomass regular | N England |  | 0 | 0 | 0 | 0 | 589 | 589 | 589 | 589 | 589 | 589 | 589 | 589 | 589 | 589 | 589 | 589 | 589 | 589 | 589 | 589
| Biomass regular | S Scotland |  | 0 | 0 | 0 | 0 | 0 | 0 | 0 | 0 | 0 | 0 | 0 | 0 | 0 | 0 | 0 | 0 | 0 | 0 | 0 | 0
| Biomass regular | N Scotland |  | 0 | 0 | 0 | 0 | 0 | 0 | 0 | 0 | 0 | 0 | 0 | 0 | 0 | 0 | 0 | 0 | 0 | 0 | 0 | 0
| Offshore wind | Offshore South |  | 0 | 541 | 1045 | 1045 | 1045 | 1045 | 1453.1081 | 1999.0541 | 2545 | 2545 | 2545 | 2545 | 3045 | 3495 | 3945 | 5395 | 5645 | 5645 | 5645 | 5645
| Offshore wind | Offshore Irish Sea |  | 0 | 233 | 233 | 233 | 233 | 1633 | 1633 | 1633 | 1633 | 1633 | 1633 | 1633 | 3033 | 3033 | 3033 | 3607 | 3607 | 3607 | 3607 | 3607
| Offshore wind | Offshore E England |  | 0 | 0 | 0 | 0 | 425 | 425 | 1075 | 1075 | 1275 | 1275 | 1275 | 1275 | 1875 | 1875 | 1875 | 1875 | 1875 | 1875 | 1875 | 1875
| Offshore wind | Offshore Scotland |  | 0 | 0 | 0 | 0 | 180 | 600 | 740 | 740 | 1450 | 1750 | 1750 | 1750 | 2655 | 3200 | 3745 | 4590 | 4590 | 5135 | 5135 | 5135
| Wave | Offshore South |  | 0 | 0 | 0 | 0 | 0 | 0 | 0 | 0 | 0 | 0 | 0 | 0 | 0 | 0 | 0 | 0 | 0 | 0 | 0 | 0
| Wave | Offshore Irish Sea |  | 0 | 0 | 0 | 0 | 0 | 0 | 0 | 0 | 0 | 0 | 0 | 0 | 0 | 0 | 0 | 0 | 0 | 0 | 0 | 0
| Wave | Offshore E England |  | 0 | 0 | 0 | 0 | 0 | 0 | 0 | 0 | 0 | 0 | 0 | 0 | 0 | 0 | 0 | 0 | 0 | 0 | 0 | 0
| Wave | Offshore Scotland |  | 0 | 0 | 0 | 0 | 0 | 0 | 0 | 0 | 0 | 450 | 450 | 450 | 450 | 450 | 450 | 600 | 600 | 800 | 800 | 800
| Tidal Stream | Offshore South |  | 0 | 0 | 0 | 0 | 0 | 0 | 0 | 0 | 0 | 155 | 155 | 155 | 200 | 250 | 500 | 500 | 550 | 550 | 1550 | 1550
| Tidal Stream | Offshore Irish Sea |  | 0 | 0 | 0 | 0 | 0 | 0 | 0 | 0 | 0 | 85 | 85 | 85 | 100 | 100 | 100 | 100 | 100 | 100 | 100 | 100
| Tidal Stream | Offshore E England |  | 0 | 0 | 0 | 0 | 0 | 0 | 0 | 0 | 0 | 0 | 0 | 0 | 0 | 0 | 0 | 0 | 0 | 0 | 0 | 0
| Tidal Stream | Offshore Scotland |  | 0 | 0 | 0 | 0 | 94 | 94 | 94 | 94 | 94 | 179 | 179 | 179 | 194 | 194 | 194 | 194 | 194 | 194 | 194 | 194
| Embedded CHP | Embedded |  | 0 | 192.3077 | 384.6154 | 576.9231 | 769.2308 | 961.5385 | 1153.8462 | 1346.1538 | 1538.4615 | 1730.7692 | 1923.0769 | 2123.0769 | 2323.0769 | 2523.0769 | 2723.0769 | 2923.0769 | 3123.0769 | 3323.0769 | 3523.0769 | 3723.0769
| Embedded Gas | Embedded |  | 0 | 0 | 0 | 0 | 0 | 0 | 0 | 0 | 0 | 0 | 0 | 0 | 0 | 0 | 0 | 0 | 0 | 0 | 0 | 0
| Embedded offshore wind | Embedded |  | 0 | 0 | 0 | 0 | 0 | 0 | 0 | 0 | 0 | 0 | 0 | 0 | 0 | 0 | 0 | 0 | 0 | 0 | 0 | 0
| Embedded onshore wind | Embedded |  | 0 | 0 | 0 | 0 | 0 | 0 | 0 | 0 | 0 | 0 | 0 | 0 | 0 | 0 | 0 | 0 | 0 | 0 | 0 | 0
| Embedded biomass | Embedded |  | 0 | 83.6644 | 187.0537 | 296.1199 | 421.1527 | 559.341 | 705.9811 | 861.1212 | 1026.1136 | 1196.3224 | 1366.6332 | 1537.0472 | 1707.5653 | 1878.1886 | 2048.9182 | 2219.755 | 2390.7002 | 2561.7549 | 2732.9201 | 2904.1969
| Embedded tidal and wave | Embedded |  | 0 | 20 | 30 | 50 | 86.5 | 129.4 | 179.4 | 235.015 | 310.0953 | 400.0953 | 480.0953 | 547.5345 | 625.0897 | 714.2782 | 814.2782 | 914.2782 | 1014.2782 | 1114.2782 | 1214.2782 | 1314.2782
| Embedded hydro | Embedded |  | 0 | 10 | 20 | 30 | 40 | 50 | 79 | 89 | 99 | 109 | 119 | 129 | 139 | 149 | 159 | 169 | 179 | 189 | 199 | 209
Retirements (cumulative, MW)
| CHP | S England & S Wales |  | 0 | 0 | 0 | 0 | 0 | 0 | 0 | 0 | 0 | 0 | 0 | 0 | 0 | 0 | 0 | 0 | 0 | 0 | 0 | 0
| CHP | Midlands & N Wales |  | 0 | 0 | 0 | 0 | 0 | 0 | 0 | 0 | 0 | 0 | 0 | 0 | 0 | 0 | 0 | 0 | 0 | 0 | 0 | 0
| CHP | N England |  | 0 | 0 | 0 | 0 | 0 | 0 | 0 | 0 | 0 | 0 | 0 | 0 | 0 | 0 | 0 | 0 | 0 | 0 | 0 | 0
| CHP | S Scotland |  | 0 | 0 | 0 | 0 | 0 | 0 | 0 | 0 | 0 | 0 | 0 | 0 | 0 | 0 | 0 | 0 | 0 | 0 | 0 | 0
| CHP | N Scotland |  | 0 | 0 | 0 | 0 | 0 | 0 | 0 | 0 | 0 | 0 | 0 | 0 | 0 | 0 | 0 | 0 | 0 | 0 | 0 | 0
| Oil | S England & S Wales |  | 0 | 0 | 0 | 0 | 0 | -3442 | -3442 | -3442 | -3442 | -3442 | -3442 | -3442 | -3442 | -3442 | -3442 | -3442 | -3442 | -3442 | -3442 | -3442
| Oil | Midlands & N Wales |  | 0 | 0 | 0 | 0 | 0 | 0 | 0 | 0 | 0 | 0 | 0 | 0 | 0 | 0 | 0 | 0 | 0 | 0 | 0 | 0
| Oil | N England |  | 0 | 0 | 0 | 0 | 0 | 0 | 0 | 0 | 0 | 0 | 0 | 0 | 0 | 0 | 0 | 0 | 0 | 0 | 0 | 0
| Oil | S Scotland |  | 0 | 0 | 0 | 0 | 0 | 0 | 0 | 0 | 0 | 0 | 0 | 0 | 0 | 0 | 0 | 0 | 0 | 0 | 0 | 0
| Oil | N Scotland |  | 0 | 0 | 0 | 0 | 0 | 0 | 0 | 0 | 0 | 0 | 0 | 0 | 0 | 0 | 0 | 0 | 0 | 0 | 0 | 0
| Hydro | S England & S Wales |  | 0 | 0 | 0 | 0 | 0 | 0 | 0 | 0 | 0 | 0 | 0 | 0 | 0 | 0 | 0 | 0 | 0 | 0 | 0 | 0
| Hydro | Midlands & N Wales |  | 0 | 0 | 0 | 0 | 0 | 0 | 0 | 0 | 0 | 0 | 0 | 0 | 0 | 0 | 0 | 0 | 0 | 0 | 0 | 0
| Hydro | N England |  | 0 | 0 | 0 | 0 | 0 | 0 | 0 | 0 | 0 | 0 | 0 | 0 | 0 | 0 | 0 | 0 | 0 | 0 | 0 | 0
| Hydro | S Scotland |  | 0 | 0 | 0 | 0 | 0 | 0 | 0 | 0 | 0 | 0 | 0 | 0 | 0 | 0 | 0 | 0 | 0 | 0 | 0 | 0
| Hydro | N Scotland |  | 0 | 0 | 0 | 0 | 0 | 0 | 0 | 0 | 0 | 0 | 0 | 0 | 0 | 0 | 0 | 0 | 0 | 0 | 0 | 0
| PS | S England & S Wales |  | 0 | 0 | 0 | 0 | 0 | 0 | 0 | 0 | 0 | 0 | 0 | 0 | 0 | 0 | 0 | 0 | 0 | 0 | 0 | 0
| PS | Midlands & N Wales |  | 0 | 0 | 0 | 0 | 0 | 0 | 0 | 0 | 0 | 0 | 0 | 0 | 0 | 0 | 0 | 0 | 0 | 0 | 0 | 0
| PS | N England |  | 0 | 0 | 0 | 0 | 0 | 0 | 0 | 0 | 0 | 0 | 0 | 0 | 0 | 0 | 0 | 0 | 0 | 0 | 0 | 0
| PS | S Scotland |  | 0 | 0 | 0 | 0 | 0 | 0 | 0 | 0 | 0 | 0 | 0 | 0 | 0 | 0 | 0 | 0 | 0 | 0 | 0 | 0
| PS | N Scotland |  | 0 | 0 | 0 | 0 | 0 | 0 | 0 | 0 | 0 | 0 | 0 | 0 | 0 | 0 | 0 | 0 | 0 | 0 | 0 | 0
| Nuclear | S England & S Wales |  | 0 | 0 | -215 | -215 | -215 | -215 | -215 | -215 | -2557 | -2557 | -2557 | -2557 | -2557 | -2557 | -2557 | -2557 | -2557 | -2557 | -2557 | -2557
| Nuclear | Midlands & N Wales |  | 0 | 0 | -890 | -890 | -890 | -890 | -890 | -890 | -890 | -890 | -890 | -890 | -890 | -890 | -890 | -890 | -890 | -890 | -890 | -890
| Nuclear | N England |  | 0 | 0 | 0 | 0 | 0 | 0 | 0 | 0 | 0 | -2410 | -2410 | -2410 | -2410 | -2410 | -2410 | -2410 | -2410 | -2410 | -3613 | -3613
| Nuclear | S Scotland |  | 0 | 0 | 0 | 0 | 0 | 0 | 0 | 0 | -1074 | -1074 | -1074 | -1074 | -1074 | -1074 | -1074 | -1074 | -1074 | -1074 | -2289 | -2289
| Nuclear | N Scotland |  | 0 | 0 | 0 | 0 | 0 | 0 | 0 | 0 | 0 | 0 | 0 | 0 | 0 | 0 | 0 | 0 | 0 | 0 | 0 | 0
| CCGT | S England & S Wales |  | 0 | 0 | 0 | 0 | 0 | 0 | 0 | 0 | 0 | 0 | 0 | 0 | 0 | -806 | -806 | -806 | -806 | -806 | -806 | -806
| CCGT | Midlands & N Wales |  | 0 | 0 | 0 | 0 | 0 | 0 | 0 | -515 | -515 | -515 | -515 | -515 | -515 | -515 | -515 | -515 | -515 | -515 | -515 | -515
| CCGT | N England |  | 0 | 0 | 0 | 0 | 0 | 0 | 0 | 0 | 0 | 0 | 0 | 0 | 0 | -2054 | -2054 | -2864 | -2864 | -2864 | -2864 | -2864
| CCGT | S Scotland |  | 0 | 0 | 0 | 0 | 0 | 0 | 0 | 0 | 0 | 0 | 0 | 0 | 0 | 0 | 0 | 0 | 0 | 0 | 0 | 0
| CCGT | N Scotland |  | 0 | 0 | 0 | 0 | 0 | 0 | -1180 | -1180 | -1180 | -1180 | -1180 | -1180 | -1180 | -1180 | -1180 | -1180 | -1180 | -1180 | -1180 | -1180
| OCGT | S England & S Wales |  | 0 | 0 | 0 | -68 | -102 | -396 | -396 | -396 | -396 | -396 | -396 | -396 | -396 | -447 | -447 | -447 | -447 | -447 | -447 | -447
| OCGT | Midlands & N Wales |  | 0 | 0 | 0 | 0 | 0 | 0 | 0 | 0 | 0 | 0 | 0 | 0 | 0 | -40 | -40 | -40 | -40 | -40 | -40 | -40
| OCGT | N England |  | 0 | 0 | 0 | 0 | 0 | 0 | 0 | 0 | 0 | 0 | 0 | 0 | 0 | -68 | -68 | -68 | -68 | -68 | -68 | -68
| OCGT | S Scotland |  | 0 | 0 | 0 | 0 | 0 | 0 | 0 | 0 | 0 | 0 | 0 | 0 | 0 | 0 | 0 | 0 | 0 | 0 | 0 | 0
| OCGT | N Scotland |  | 0 | 0 | 0 | 0 | 0 | 0 | 0 | 0 | 0 | 0 | 0 | 0 | 0 | 0 | 0 | 0 | 0 | 0 | 0 | 0
| Coal | S England & S Wales |  | 0 | 0 | -2295 | -3358 | -3358 | -4816 | -4816 | -4816 | -4816 | -4816 | -4816 | -6385 | -6385 | -6385 | -6385 | -6385 | -6385 | -6385 | -6385 | -6385
| Coal | Midlands & N Wales |  | 0 | 0 | 0 | 0 | -964 | -964 | -964 | -964 | -964 | -964 | -964 | -964 | -964 | -4911 | -4911 | -7866 | -7866 | -7866 | -7866 | -7866
| Coal | N England |  | 0 | 0 | 0 | 0 | -976 | -976 | -976 | -1952.5 | -3417 | -3417 | -3647 | -4135 | -6075 | -6075 | -6075 | -6075 | -6075 | -6075 | -6075 | -6075
| Coal | S Scotland |  | 0 | -551 | -551 | -1102 | -1673 | -1673 | -1673 | -1673 | -1673 | -1673 | -1673 | -1673 | -3386 | -3386 | -3386 | -3386 | -3386 | -3386 | -3386 | -3386
| Coal | N Scotland |  | 0 | 0 | 0 | 0 | 0 | 0 | 0 | 0 | 0 | 0 | 0 | 0 | 0 | 0 | 0 | 0 | 0 | 0 | 0 | 0
| Coal + CCS | S England & S Wales |  | 0 | 0 | 0 | 0 | 0 | 0 | 0 | 0 | 0 | 0 | 0 | 0 | 0 | 0 | 0 | 0 | 0 | 0 | 0 | 0
| Coal + CCS | Midlands & N Wales |  | 0 | 0 | 0 | 0 | 0 | 0 | 0 | 0 | 0 | 0 | 0 | 0 | 0 | 0 | 0 | 0 | 0 | 0 | 0 | 0
| Coal + CCS | N England |  | 0 | 0 | 0 | 0 | 0 | 0 | 0 | 0 | 0 | 0 | 0 | 0 | 0 | 0 | 0 | 0 | 0 | 0 | 0 | 0
| Coal + CCS | S Scotland |  | 0 | 0 | 0 | 0 | 0 | 0 | 0 | 0 | 0 | 0 | 0 | 0 | 0 | 0 | 0 | 0 | 0 | 0 | 0 | 0
| Coal + CCS | N Scotland |  | 0 | 0 | 0 | 0 | 0 | 0 | 0 | 0 | 0 | 0 | 0 | 0 | 0 | 0 | 0 | 0 | 0 | 0 | 0 | 0
| CCGT + CCS | S England & S Wales |  | 0 | 0 | 0 | 0 | 0 | 0 | 0 | 0 | 0 | 0 | 0 | 0 | 0 | 0 | 0 | 0 | 0 | 0 | 0 | 0
| CCGT + CCS | Midlands & N Wales |  | 0 | 0 | 0 | 0 | 0 | 0 | 0 | 0 | 0 | 0 | 0 | 0 | 0 | 0 | 0 | 0 | 0 | 0 | 0 | 0
| CCGT + CCS | N England |  | 0 | 0 | 0 | 0 | 0 | 0 | 0 | 0 | 0 | 0 | 0 | 0 | 0 | 0 | 0 | 0 | 0 | 0 | 0 | 0
| CCGT + CCS | S Scotland |  | 0 | 0 | 0 | 0 | 0 | 0 | 0 | 0 | 0 | 0 | 0 | 0 | 0 | 0 | 0 | 0 | 0 | 0 | 0 | 0
| CCGT + CCS | N Scotland |  | 0 | 0 | 0 | 0 | 0 | 0 | 0 | 0 | 0 | 0 | 0 | 0 | 0 | 0 | 0 | 0 | 0 | 0 | 0 | 0
| Onshore wind | S England & S Wales |  | 0 | 0 | 0 | 0 | 0 | 0 | 0 | 0 | 0 | 0 | 0 | 0 | 0 | 0 | 0 | 0 | 0 | 0 | 0 | 0
| Onshore wind | Midlands & N Wales |  | 0 | 0 | 0 | 0 | 0 | 0 | 0 | 0 | 0 | 0 | 0 | 0 | 0 | 0 | 0 | 0 | 0 | 0 | 0 | 0
| Onshore wind | N England |  | 0 | 0 | 0 | 0 | 0 | 0 | 0 | 0 | 0 | 0 | 0 | 0 | 0 | 0 | 0 | 0 | 0 | 0 | 0 | 0
| Onshore wind | S Scotland |  | 0 | 0 | 0 | 0 | 0 | 0 | 0 | 0 | 0 | 0 | 0 | 0 | 0 | 0 | 0 | 0 | 0 | 0 | 0 | 0
| Onshore wind | N Scotland |  | 0 | 0 | 0 | 0 | 0 | 0 | 0 | 0 | 0 | 0 | 0 | 0 | 0 | 0 | 0 | 0 | 0 | 0 | 0 | 0
| Onshore wind | Island wind |  | 0 | 0 | 0 | 0 | 0 | 0 | 0 | 0 | 0 | 0 | 0 | 0 | 0 | 0 | 0 | 0 | 0 | 0 | 0 | 0
| Biomass regular | S England & S Wales |  | 0 | 0 | 0 | 0 | 0 | 0 | 0 | 0 | 0 | 0 | 0 | 0 | 0 | 0 | 0 | 0 | 0 | 0 | 0 | 0
| Biomass regular | Midlands & N Wales |  | 0 | 0 | 0 | 0 | 0 | 0 | 0 | 0 | 0 | 0 | 0 | 0 | 0 | 0 | 0 | 0 | 0 | 0 | 0 | 0
| Biomass regular | N England |  | 0 | 0 | 0 | 0 | 0 | 0 | 0 | 0 | 0 | 0 | 0 | 0 | 0 | 0 | 0 | 0 | 0 | 0 | 0 | 0
| Biomass regular | S Scotland |  | 0 | 0 | 0 | 0 | 0 | 0 | 0 | 0 | 0 | 0 | 0 | 0 | 0 | 0 | 0 | 0 | 0 | 0 | 0 | 0
| Biomass regular | N Scotland |  | 0 | 0 | 0 | 0 | 0 | 0 | 0 | 0 | 0 | 0 | 0 | 0 | 0 | 0 | 0 | 0 | 0 | 0 | 0 | 0
| Offshore wind | Offshore South |  | 0 | 0 | 0 | 0 | 0 | 0 | 0 | 0 | 0 | 0 | 0 | 0 | 0 | 0 | 0 | 0 | 0 | 0 | 0 | 0
| Offshore wind | Offshore Irish Sea |  | 0 | 0 | 0 | 0 | 0 | 0 | 0 | 0 | 0 | 0 | 0 | 0 | 0 | 0 | 0 | 0 | 0 | 0 | 0 | 0
| Offshore wind | Offshore E England |  | 0 | 0 | 0 | 0 | 0 | 0 | 0 | 0 | 0 | 0 | 0 | 0 | 0 | 0 | 0 | 0 | 0 | 0 | 0 | 0
| Offshore wind | Offshore Scotland |  | 0 | 0 | 0 | 0 | 0 | 0 | 0 | 0 | 0 | 0 | 0 | 0 | 0 | 0 | 0 | 0 | 0 | 0 | 0 | 0
| Wave | Offshore South |  | 0 | 0 | 0 | 0 | 0 | 0 | 0 | 0 | 0 | 0 | 0 | 0 | 0 | 0 | 0 | 0 | 0 | 0 | 0 | 0
| Wave | Offshore Irish Sea |  | 0 | 0 | 0 | 0 | 0 | 0 | 0 | 0 | 0 | 0 | 0 | 0 | 0 | 0 | 0 | 0 | 0 | 0 | 0 | 0
| Wave | Offshore E England |  | 0 | 0 | 0 | 0 | 0 | 0 | 0 | 0 | 0 | 0 | 0 | 0 | 0 | 0 | 0 | 0 | 0 | 0 | 0 | 0
| Wave | Offshore Scotland |  | 0 | 0 | 0 | 0 | 0 | 0 | 0 | 0 | 0 | 0 | 0 | 0 | 0 | 0 | 0 | 0 | 0 | 0 | 0 | 0
| Tidal Stream | Offshore South |  | 0 | 0 | 0 | 0 | 0 | 0 | 0 | 0 | 0 | 0 | 0 | 0 | 0 | 0 | 0 | 0 | 0 | 0 | 0 | 0
| Tidal Stream | Offshore Irish Sea |  | 0 | 0 | 0 | 0 | 0 | 0 | 0 | 0 | 0 | 0 | 0 | 0 | 0 | 0 | 0 | 0 | 0 | 0 | 0 | 0
| Tidal Stream | Offshore E England |  | 0 | 0 | 0 | 0 | 0 | 0 | 0 | 0 | 0 | 0 | 0 | 0 | 0 | 0 | 0 | 0 | 0 | 0 | 0 | 0
| Tidal Stream | Offshore Scotland |  | 0 | 0 | 0 | 0 | 0 | 0 | 0 | 0 | 0 | 0 | 0 | 0 | 0 | 0 | 0 | 0 | 0 | 0 | 0 | 0
| Embedded CHP | Embedded |  | 0 | 0 | 0 | 0 | 0 | 0 | 0 | 0 | 0 | 0 | 0 | 0 | 0 | 0 | 0 | 0 | 0 | 0 | 0 | 0
| Embedded Gas | Embedded |  | 0 | 0 | 0 | 0 | 0 | 0 | 0 | 0 | 0 | 0 | 0 | 0 | 0 | 0 | 0 | 0 | 0 | 0 | 0 | 0
| Embedded offshore wind | Embedded |  | 0 | 0 | 0 | 0 | 0 | 0 | 0 | 0 | 0 | 0 | 0 | 0 | 0 | 0 | 0 | 0 | 0 | 0 | 0 | 0
| Embedded onshore wind | Embedded |  | 0 | 0 | 0 | 0 | 0 | 0 | 0 | 0 | 0 | 0 | 0 | 0 | 0 | 0 | 0 | 0 | 0 | 0 | 0 | 0
| Embedded biomass | Embedded |  | 0 | 0 | 0 | 0 | 0 | 0 | 0 | 0 | 0 | 0 | 0 | 0 | 0 | 0 | 0 | 0 | 0 | 0 | 0 | 0
| Embedded tidal and wave | Embedded |  | 0 | 0 | 0 | 0 | 0 | 0 | 0 | 0 | 0 | 0 | 0 | 0 | 0 | 0 | 0 | 0 | 0 | 0 | 0 | 0
| Embedded hydro | Embedded |  | 0 | 0 | 0 | 0 | 0 | 0 | 0 | 0 | 0 | 0 | 0 | 0 | 0 | 0 | 0 | 0 | 0 | 0 | 0 | 0
Generation (TWh)
| CHP | S England & S Wales |  | 0 | 0 | 0 | 0 | 0 | 0 | 0 | 0 | 0 | 0 | 0 | 0 | 0 | 0 | 0 | 0 | 0 | 0 | 0 | 0
| CHP | Midlands & N Wales |  | 323.6635 | 98.5613 | 369.7566 | 273.6385 | 124.9062 | 276.3336 | 164.2521 | 151.9891 | 168.3662 | 190.0298 | 81.32 | 65.1957 | 48.457 | 16.2083 | 0 | 0 | 0 | 0 | 0 | 0
| CHP | N England |  | 7870.2567 | 7141.5177 | 8012.5307 | 7493.0856 | 6360.3232 | 7007.9508 | 6319.3268 | 6215.5443 | 5921.3472 | 6238.4003 | 3731.6564 | 3416.8966 | 2972.4206 | 2364.7388 | 1819.563 | 900.6422 | 1087.727 | 1109.2791 | 1481.6583 | 1480.4367
| CHP | S Scotland |  | 0.048 | 8.4e-09 | 0.048 | 0.048 | 4e-10 | 0.048 | 0.048 | 0.048 | 7.7183e-08 | 9.2619 | 7.6783e-08 | 7.6783e-08 | 0 | 0 | 0 | 0 | 0 | 0 | 0 | 0
| CHP | N Scotland |  | 34.263 | 10.3288 | 35.8953 | 27.355 | 13.5811 | 25.703 | 14.7545 | 14.5785 | 14.5785 | 14.5785 | 6.7657 | 5.0765 | 5.0765 | 1.698 | 0 | 0 | 0 | 0 | 0 | 0.0088
| Oil | S England & S Wales |  | 0 | 0 | 0 | 0 | 0 | 0 | 0 | 0 | 0 | 0 | 0 | 0 | 0 | 0 | 0 | 0 | 0 | 0 | 0 | 0
| Oil | Midlands & N Wales |  | 0 | 0 | 0 | 0 | 0 | 0 | 0 | 0 | 0 | 0 | 0 | 0 | 0 | 0 | 0 | 0 | 0 | 0 | 0 | 0
| Oil | N England |  | 0 | 0 | 0 | 0 | 0 | 0 | 0 | 0 | 0 | 0 | 0 | 0 | 0 | 0 | 0 | 0 | 0 | 0 | 0 | 0
| Oil | S Scotland |  | 0 | 0 | 0 | 0 | 0 | 0 | 0 | 0 | 0 | 0 | 0 | 0 | 0 | 0 | 0 | 0 | 0 | 0 | 0 | 0
| Oil | N Scotland |  | 0 | 0 | 0 | 0 | 0 | 0 | 0 | 0 | 0 | 0 | 0 | 0 | 0 | 0 | 0 | 0 | 0 | 0 | 0 | 0
| Hydro | S England & S Wales |  | 0 | 0 | 0 | 0 | 0 | 0 | 0 | 0 | 0 | 0 | 0 | 0 | 0 | 0 | 0 | 0 | 0 | 0 | 0 | 0
| Hydro | Midlands & N Wales |  | 0 | 0 | 0 | 0 | 0 | 0 | 0 | 0 | 0 | 0 | 0 | 0 | 0 | 0 | 0 | 0 | 0 | 0 | 0 | 0
| Hydro | N England |  | 0 | 0 | 0 | 0 | 0 | 0 | 0 | 0 | 0 | 0 | 0 | 0 | 0 | 0 | 0 | 0 | 0 | 0 | 0 | 0
| Hydro | S Scotland |  | 95.0109 | 95.0109 | 95.0109 | 95.0109 | 95.0109 | 95.0109 | 95.0109 | 95.0109 | 95.0109 | 95.0109 | 95.0109 | 95.0109 | 95.0109 | 95.0109 | 95.0109 | 95.0109 | 95.0109 | 95.0109 | 95.0109 | 95.0109
| Hydro | N Scotland |  | 2991.4043 | 2991.4043 | 2991.4043 | 2991.4043 | 2991.4043 | 2991.4043 | 2991.4043 | 2991.4043 | 2991.4043 | 2991.4043 | 2991.4043 | 2991.4043 | 2991.4043 | 2991.4043 | 2991.4043 | 2991.4043 | 2991.4043 | 2991.4043 | 2991.4043 | 2991.4043
| PS | S England & S Wales |  | 0 | 0 | 0 | 0 | 0 | 0 | 0 | 0 | 0 | 0 | 0 | 0 | 0 | 0 | 0 | 0 | 0 | 0 | 0 | 0
| PS | Midlands & N Wales |  | 0 | 0 | 0 | 0 | 0 | 0 | 0 | 0 | 0 | 0 | 0 | 0 | 0 | 0 | 0 | 0 | 0 | 0 | 0 | 0
| PS | N England |  | 0 | 0 | 0 | 0 | 0 | 0 | 0 | 0 | 0 | 0 | 0 | 0 | 0 | 0 | 0 | 0 | 0 | 0 | 0 | 0
| PS | S Scotland |  | 0 | 0 | 0 | 0 | 0 | 0 | 0 | 0 | 0 | 0 | 0 | 0 | 0 | 0 | 0 | 0 | 0 | 0 | 0 | 0
| PS | N Scotland |  | 0 | 0 | 0 | 0 | 0 | 0 | 0 | 0 | 0 | 0 | 0 | 0 | 0 | 0 | 0 | 0 | 0 | 0 | 0 | 0
| Nuclear | S England & S Wales |  | 26450.3808 | 26450.3808 | 24939.5328 | 24939.5328 | 24939.5328 | 24939.5328 | 24939.5328 | 24939.5328 | 20217.2544 | 20217.2544 | 31952.6784 | 31952.6784 | 43687.0986 | 55422.8483 | 67156.053 | 78054.6692 | 77990.3118 | 77914.7632 | 78327.0028 | 78297.7715
| Nuclear | Midlands & N Wales |  | 6254.208 | 6254.208 | 7.0272e-06 | 7.0272e-06 | 7.0272e-06 | 7.0272e-06 | 7.0272e-06 | 7.0272e-06 | 7.0272e-06 | 7.0272e-06 | 7.0272e-06 | 7.0272e-06 | 7.0268e-06 | 7.0268e-06 | 7.0268e-06 | 8184.1633 | 8151.1158 | 8103.1323 | 8247.8838 | 8247.8838
| Nuclear | N England |  | 25389.2736 | 25389.2736 | 25389.2736 | 25389.2736 | 25389.2736 | 25389.2736 | 25389.2736 | 25389.2736 | 25389.2736 | 8453.7216 | 8453.7216 | 8453.7216 | 8453.2645 | 8453.2645 | 8453.7216 | 8453.7216 | 8453.7216 | 8453.7216 | 1.3746e-05 | 1.3746e-05
| Nuclear | S Scotland |  | 16085.2608 | 16085.2608 | 16085.2608 | 16085.2608 | 16085.2608 | 16085.2608 | 16085.2608 | 16085.2608 | 8538.048 | 8538.048 | 8538.048 | 8538.048 | 8537.5863 | 8537.5863 | 8538.048 | 8538.048 | 8538.048 | 8538.048 | 0 | 0
| Nuclear | N Scotland |  | 0 | 0 | 0 | 0 | 0 | 0 | 0 | 0 | 0 | 0 | 0 | 0 | 0 | 0 | 0 | 0 | 0 | 0 | 0 | 0
| CCGT | S England & S Wales |  | 44021.282 | 40190.1463 | 50401.0486 | 52906.5274 | 52487.5764 | 60181.6713 | 57560.75 | 55119.5761 | 66121.5107 | 70536.7187 | 84818.5039 | 92255.4198 | 84530.6753 | 78537.2701 | 68035.2299 | 45933.1495 | 46462.2198 | 45392.2352 | 54157.1453 | 54021.9236
| CCGT | Midlands & N Wales |  | 17041.4254 | 17454.4934 | 21878.7736 | 25643.1534 | 31399.4014 | 34170.7626 | 31041.7037 | 29516.6542 | 27136.14 | 29236.4771 | 20313.0059 | 19773.469 | 18238.0955 | 15380.8333 | 12158.1504 | 8995.8076 | 9273.1266 | 8833.4199 | 9998.5895 | 9983.0445
| CCGT | N England |  | 6377.1004 | 4021.6752 | 6233.2661 | 5198.2968 | 3427.9166 | 4503.1594 | 2930.6251 | 2646.8238 | 2148.0401 | 2904.5969 | 1238.8464 | 1181.1285 | 941.6147 | 7553.1599 | 6502.3469 | 5098.5774 | 5108.7559 | 5101.1095 | 5357.2511 | 5350.9621
| CCGT | S Scotland |  | 1.3527e-05 | 1.307e-05 | 1.3369e-05 | 1.3369e-05 | 1.2876e-05 | 1.3285e-05 | 1.28e-05 | 1.2651e-05 | 1.2102e-05 | 1.2558e-05 | 1.0731e-05 | 1.1081e-05 | 1.0344e-05 | 9.3114e-06 | 8.0332e-06 | 5.9914e-06 | 5.9162e-06 | 5.8507e-06 | 6.5585e-06 | 6.5488e-06
| CCGT | N Scotland |  | 57.2538 | 1.6088 | 114.7641 | 31.7497 | 0.57292 | 55.5407 | 1.3125e-05 | 1.3117e-05 | 1.1852e-05 | 1.2563e-05 | 1.0762e-05 | 1.0595e-05 | 1.0014e-05 | 8.2539e-06 | 7.9556e-06 | 5.7767e-06 | 5.8272e-06 | 5.8272e-06 | 7.405e-06 | 7.274e-06
| OCGT | S England & S Wales |  | 0 | 0 | 0 | 0 | 0 | 0 | 0 | 0 | 0 | 0 | 0 | 0 | 0 | 0 | 0 | 0 | 0 | 0 | 0 | 0
| OCGT | Midlands & N Wales |  | 0 | 0 | 0 | 0 | 0 | 0 | 0 | 0 | 0 | 0 | 0 | 0 | 0 | 0 | 0 | 0 | 0 | 0 | 0 | 0
| OCGT | N England |  | 0 | 0 | 0 | 0 | 0 | 0 | 0 | 0 | 0 | 0 | 0 | 0 | 0 | 0 | 0 | 0 | 0 | 0 | 0 | 0
| OCGT | S Scotland |  | 0 | 0 | 0 | 0 | 0 | 0 | 0 | 0 | 0 | 0 | 0 | 0 | 0 | 0 | 0 | 0 | 0 | 0 | 0 | 0
| OCGT | N Scotland |  | 0 | 0 | 0 | 0 | 0 | 0 | 0 | 0 | 0 | 0 | 0 | 0 | 0 | 0 | 0 | 0 | 0 | 0 | 0 | 0
| Coal | S England & S Wales |  | 19282.166 | 20263.8231 | 12950.8186 | 9670.4387 | 8918.6466 | 2159.751 | 1983.0821 | 1983.0821 | 1903.4802 | 1911.1518 | 1705.0878 | 8.5102e-07 | 3.0759e-07 | 0 | 0 | 0 | 0 | 0 | 0 | 0
| Coal | Midlands & N Wales |  | 49542.297 | 49594.5182 | 48509.9213 | 47312.9145 | 43671.1407 | 40156.1856 | 37382.066 | 36712.5211 | 33934.3093 | 35235.6694 | 29003.627 | 23411.8661 | 18258.624 | 3404.9408 | 107.2867 | 6.6667e-10 | 0 | 0 | 0 | 0
| Coal | N England |  | 55602.8118 | 58348.7789 | 50853.1475 | 48092.1681 | 44806.0587 | 34484.0938 | 34359.9674 | 32912.2551 | 31315.0118 | 31333.4801 | 30594.4338 | 30440.4355 | 26736.2297 | 26613.4324 | 25983.1474 | 24450.9493 | 24414.956 | 24343.4318 | 24700.2334 | 24673.3381
| Coal | S Scotland |  | 17657.2336 | 16845.4537 | 16527.8071 | 14803.0436 | 8642.5578 | 2413.6044 | 2364.7507 | 2169.7051 | 2088.8438 | 1990.288 | 2063.1014 | 2063.1014 | 0 | 0 | 0 | 0 | 0 | 0 | 0 | 0
| Coal | N Scotland |  | 0 | 0 | 0 | 0 | 0 | 0 | 0 | 0 | 0 | 0 | 0 | 0 | 0 | 0 | 0 | 0 | 0 | 0 | 0 | 0
| Coal + CCS | S England & S Wales |  | 0 | 0 | 0 | 0 | 0 | 0 | 0 | 0 | 0 | 0 | 0 | 0 | 0 | 0 | 0 | 0 | 0 | 0 | 0 | 0
| Coal + CCS | Midlands & N Wales |  | 5.8847e-06 | 6.7735e-06 | 6.9975e-06 | 6.9975e-06 | 6.9975e-06 | 6.9975e-06 | 6.9975e-06 | 6.9975e-06 | 6.9975e-06 | 6.9975e-06 | 6.9975e-06 | 6.9975e-06 | 6.9975e-06 | 6997.5468 | 13995.0937 | 13995.0937 | 13995.0937 | 13995.0937 | 13995.0937 | 13994.2005
| Coal + CCS | N England |  | 1.1769e-05 | 1.3547e-05 | 1.3995e-05 | 1.3995e-05 | 1.3995e-05 | 5598.0375 | 5598.0375 | 5598.0375 | 5598.0375 | 5598.0375 | 5598.0375 | 5598.0375 | 5598.0375 | 5598.0375 | 5598.0375 | 19173.2784 | 19173.2784 | 19173.2784 | 19173.2784 | 19172.4645
| Coal + CCS | S Scotland |  | 1.1769e-05 | 1.3547e-05 | 1.3995e-05 | 1.3995e-05 | 2099.2641 | 2099.2641 | 2099.2641 | 2099.2641 | 2099.2641 | 2099.2641 | 2099.2641 | 2099.2641 | 2099.2641 | 2099.2641 | 2099.2641 | 2099.2641 | 2099.2641 | 2099.2641 | 2099.2641 | 2099.2641
| Coal + CCS | N Scotland |  | 0 | 0 | 0 | 0 | 0 | 0 | 0 | 0 | 0 | 0 | 0 | 0 | 0 | 0 | 0 | 0 | 0 | 0 | 0 | 0
| CCGT + CCS | S England & S Wales |  | 0 | 0 | 2.2492e-07 | 2.0993e-05 | 2.0993e-05 | 2.0993e-05 | 2.0993e-05 | 2.0993e-05 | 2.0991e-05 | 2.0993e-05 | 2.0991e-05 | 2.0991e-05 | 2.0991e-05 | 2.0774e-05 | 2.0122e-05 | 1.9233e-05 | 1.9233e-05 | 1.9015e-05 | 1.9462e-05 | 1.9462e-05
| CCGT + CCS | Midlands & N Wales |  | 0 | 0 | 0 | 0 | 0 | 0 | 0 | 0 | 0 | 0 | 0 | 0 | 0 | 0 | 0 | 0 | 0 | 0 | 0 | 0
| CCGT + CCS | N England |  | 0 | 0 | 7.4974e-08 | 6.9975e-06 | 6.9975e-06 | 6.9975e-06 | 6.9975e-06 | 6.9975e-06 | 6.9971e-06 | 6.9975e-06 | 6.9971e-06 | 6.9971e-06 | 6.9971e-06 | 6.9246e-06 | 6.7073e-06 | 6.411e-06 | 6.411e-06 | 6.3383e-06 | 6.4874e-06 | 6.4874e-06
| CCGT + CCS | S Scotland |  | 0 | 0 | 0 | 0 | 0 | 0 | 0 | 0 | 0 | 0 | 0 | 0 | 0 | 0 | 0 | 0 | 0 | 0 | 0 | 0
| CCGT + CCS | N Scotland |  | 0 | 0 | 0 | 0 | 0 | 0 | 0 | 0 | 0 | 0 | 0 | 0 | 0 | 0 | 0 | 0 | 0 | 0 | 0 | 0
| Onshore wind | S England & S Wales |  | 2.0691e-05 | 75.2164 | 93.7787 | 113.6331 | 138.277 | 192.153 | 223.0807 | 257.1073 | 288.2233 | 319.4232 | 339.5924 | 362.5395 | 386.0805 | 409.1885 | 435.5103 | 463.2789 | 637.0049 | 765.0802 | 1032.5247 | 1136.4717
| Onshore wind | Midlands & N Wales |  | 9.4113e-06 | 62.8264 | 78.3311 | 94.915 | 115.4995 | 160.5008 | 186.3339 | 214.7555 | 240.746 | 266.8065 | 283.6533 | 302.8206 | 647.8254 | 667.1269 | 689.1129 | 1037.512 | 1182.6211 | 1289.5993 | 1512.9892 | 1599.8137
| Onshore wind | N England |  | 9.1586e-06 | 85.3552 | 106.4198 | 128.9505 | 156.9163 | 218.0545 | 253.1511 | 291.7644 | 327.0747 | 362.4803 | 385.3681 | 411.4085 | 438.1227 | 464.3455 | 494.2155 | 525.7272 | 722.8707 | 868.2102 | 1171.7051 | 1289.6638
| Onshore wind | S Scotland |  | 5126.3228 | 6233.2544 | 7389.3828 | 8734.9196 | 9298.2247 | 9912.2032 | 12400.9494 | 12422.738 | 14905.5537 | 14927.3891 | 16357.6167 | 16852.1022 | 17344.8852 | 17862.9051 | 18445.6492 | 18953.9003 | 19261.0511 | 19634.6758 | 19635.3351 | 19636.9755
| Onshore wind | N Scotland |  | 3672.7329 | 4151.2392 | 5021.9115 | 6081.5617 | 6615.3857 | 7325.3244 | 8924.2825 | 9772.1658 | 12107.7554 | 12247.8755 | 13944.0458 | 13992.2449 | 15570.1587 | 15618.5681 | 16614.7292 | 16842.7346 | 16787.0587 | 16706.6906 | 16917.5033 | 16917.5033
| Onshore wind | Island wind |  | 1.0999e-05 | 1.0999e-05 | 1.0999e-05 | 1.0999e-05 | 458.7493 | 458.7493 | 917.4986 | 917.4986 | 1376.2478 | 1376.2478 | 1834.9971 | 1834.9971 | 2293.7464 | 2293.7464 | 2752.4957 | 2752.1482 | 3210.8395 | 3210.8395 | 3210.8395 | 3210.8395
| Biomass regular | S England & S Wales |  | 1.4054e-05 | 1.4054e-05 | 1.4054e-05 | 1.4054e-05 | 2459.52 | 2459.52 | 2459.52 | 2459.52 | 2459.462 | 2459.52 | 2459.387 | 2459.52 | 2459.387 | 2459.387 | 2459.387 | 2320.9608 | 2320.9608 | 2320.9608 | 2337.0826 | 2324.0083
| Biomass regular | Midlands & N Wales |  | 7.0272e-06 | 7.0272e-06 | 7.0272e-06 | 7.0272e-06 | 7.0272e-06 | 7.0272e-06 | 7.0272e-06 | 7.0272e-06 | 7.0268e-06 | 7.0272e-06 | 7.0268e-06 | 7.0272e-06 | 7.0268e-06 | 7.0268e-06 | 7.0268e-06 | 6.6313e-06 | 6.6313e-06 | 6.6313e-06 | 6.6313e-06 | 6.6313e-06
| Biomass regular | N England |  | 1.4054e-05 | 1.4054e-05 | 1.4054e-05 | 1.4054e-05 | 4139.0208 | 4139.0208 | 4139.0208 | 4139.0208 | 4138.9106 | 4139.0208 | 4138.797 | 4139.0208 | 4138.797 | 4138.797 | 4138.797 | 3905.8454 | 3905.8454 | 3905.8454 | 3905.8454 | 3905.8454
| Biomass regular | S Scotland |  | 681.6384 | 681.6384 | 681.6384 | 681.6384 | 681.6384 | 681.6384 | 681.6384 | 681.6384 | 681.6015 | 681.6384 | 681.6015 | 681.6257 | 681.6015 | 681.6015 | 681.6015 | 643.2377 | 643.2377 | 643.2377 | 643.2377 | 643.2377
| Biomass regular | N Scotland |  | 0 | 0 | 0 | 0 | 0 | 0 | 0 | 0 | 0 | 0 | 0 | 0 | 0 | 0 | 0 | 0 | 0 | 0 | 0 | 0
| Offshore wind | Offshore South |  | 2848.0087 | 4631.3105 | 6292.6489 | 6292.6489 | 6292.6489 | 6292.6489 | 7637.8983 | 9437.5034 | 11237.1085 | 11237.1085 | 11237.1085 | 11237.1085 | 12885.2617 | 14368.5995 | 15851.9374 | 20631.5816 | 21455.6582 | 21455.6582 | 21455.6582 | 21455.6582
| Offshore wind | Offshore Irish Sea |  | 1823.1576 | 2594.1118 | 2594.1118 | 2594.1118 | 2594.1118 | 7226.4541 | 7226.4541 | 7226.4541 | 7226.4541 | 7226.4541 | 7226.4541 | 7226.4541 | 11858.7965 | 11858.7965 | 11858.7965 | 13758.0569 | 13758.0569 | 13758.0569 | 13758.0569 | 13758.0569
| Offshore wind | Offshore E England |  | 827.0664 | 827.0664 | 827.0664 | 827.0664 | 2233.0792 | 2233.0792 | 4383.4517 | 4383.4517 | 5045.1048 | 5045.1048 | 5045.1048 | 5045.1048 | 7030.0641 | 7030.0641 | 7030.0641 | 7030.0641 | 7030.0641 | 7030.0641 | 7030.0641 | 7030.0641
| Offshore wind | Offshore Scotland |  | 33.0827 | 33.0827 | 33.0827 | 33.0827 | 628.5705 | 2018.0419 | 2481.1991 | 2481.1991 | 4830.0676 | 5822.5472 | 5822.5472 | 5822.5472 | 8816.5274 | 10619.8321 | 12423.1369 | 15218.9212 | 15218.9212 | 17022.2259 | 17022.2259 | 17022.2259
| Wave | Offshore South |  | 0 | 0 | 0 | 0 | 0 | 0 | 0 | 0 | 0 | 0 | 0 | 0 | 0 | 0 | 0 | 0 | 0 | 0 | 0 | 0
| Wave | Offshore Irish Sea |  | 0 | 0 | 0 | 0 | 0 | 0 | 0 | 0 | 0 | 0 | 0 | 0 | 0 | 0 | 0 | 0 | 0 | 0 | 0 | 0
| Wave | Offshore E England |  | 0 | 0 | 0 | 0 | 0 | 0 | 0 | 0 | 0 | 0 | 0 | 0 | 0 | 0 | 0 | 0 | 0 | 0 | 0 | 0
| Wave | Offshore Scotland |  | 2.6348e-06 | 2.6348e-06 | 2.6348e-06 | 2.6348e-06 | 2.6348e-06 | 2.6348e-06 | 2.6348e-06 | 2.6348e-06 | 2.6348e-06 | 1185.678 | 1185.678 | 1185.678 | 1185.678 | 1185.678 | 1185.678 | 1580.904 | 1580.904 | 2107.872 | 2107.872 | 2107.872
| Tidal Stream | Offshore South |  | 5.2704e-06 | 5.2704e-06 | 5.2704e-06 | 5.2704e-06 | 5.2704e-06 | 5.2704e-06 | 5.2704e-06 | 5.2704e-06 | 5.2704e-06 | 408.456 | 408.456 | 408.456 | 527.04 | 658.8 | 1317.6 | 1317.6 | 1449.36 | 1449.36 | 4084.56 | 4084.56
| Tidal Stream | Offshore Irish Sea |  | 2.6352e-06 | 2.6352e-06 | 2.6352e-06 | 2.6352e-06 | 2.6352e-06 | 2.6352e-06 | 2.6352e-06 | 2.6352e-06 | 2.6352e-06 | 223.992 | 223.992 | 223.992 | 263.52 | 263.52 | 263.52 | 263.52 | 263.52 | 263.52 | 263.52 | 263.52
| Tidal Stream | Offshore E England |  | 0 | 0 | 0 | 0 | 0 | 0 | 0 | 0 | 0 | 0 | 0 | 0 | 0 | 0 | 0 | 0 | 0 | 0 | 0 | 0
| Tidal Stream | Offshore Scotland |  | 70.272 | 70.272 | 70.272 | 70.272 | 317.9808 | 317.9808 | 317.9808 | 317.9808 | 317.9808 | 541.9728 | 541.9728 | 541.9728 | 581.5008 | 581.5008 | 581.5008 | 581.5008 | 581.5008 | 581.5008 | 581.5008 | 581.5008
| Embedded CHP | Embedded |  | 20336.7828 | 21179.6675 | 22022.5521 | 22865.4367 | 23708.3213 | 24551.2059 | 25394.0905 | 26236.9752 | 27079.8598 | 27922.7444 | 28765.629 | 29642.229 | 30518.829 | 31395.429 | 32272.029 | 33148.629 | 34025.229 | 34901.829 | 35778.429 | 36655.029
| Embedded Gas | Embedded |  | 1840.86 | 1840.86 | 1840.86 | 1840.86 | 1840.86 | 1840.86 | 1840.86 | 1840.86 | 1840.86 | 1840.86 | 1840.86 | 1840.86 | 1840.86 | 1840.86 | 1840.86 | 1840.86 | 1840.86 | 1840.86 | 1840.86 | 1840.86
| Embedded offshore wind | Embedded |  | 0 | 0 | 0 | 0 | 0 | 0 | 0 | 0 | 0 | 0 | 0 | 0 | 0 | 0 | 0 | 0 | 0 | 0 | 0 | 0
| Embedded onshore wind | Embedded |  | 2513.5628 | 2513.5628 | 2513.5628 | 2513.5628 | 2513.5628 | 2513.5628 | 2513.5628 | 2513.5628 | 2513.5628 | 2513.5628 | 2513.5628 | 2513.5628 | 2513.5628 | 2513.5628 | 2513.5628 | 2513.5628 | 2513.5628 | 2513.5628 | 2513.5628 | 2513.5628
| Embedded biomass | Embedded |  | 11271.2519 | 11857.9739 | 12583.022 | 13347.8811 | 14224.7116 | 15193.7982 | 16222.156 | 17310.1226 | 18467.1812 | 19660.8214 | 20855.1774 | 22050.2566 | 23246.0661 | 24442.6132 | 25639.9053 | 26837.9498 | 28036.7543 | 29236.3264 | 30436.6737 | 31637.804
| Embedded tidal and wave | Embedded |  | 1.7532 | 71.8812 | 106.9452 | 177.0732 | 305.0568 | 455.4814 | 630.8014 | 825.8098 | 1089.0712 | 1404.6472 | 1685.1592 | 1921.6283 | 2193.5678 | 2506.2982 | 2856.9382 | 3207.5782 | 3558.2182 | 3908.8582 | 4259.4982 | 4610.1382
| Embedded hydro | Embedded |  | 1565.5783 | 1594.5061 | 1623.4339 | 1652.3617 | 1681.2895 | 1710.2173 | 1794.1079 | 1823.0357 | 1851.9635 | 1880.8913 | 1909.8191 | 1938.7469 | 1967.6747 | 1996.6025 | 2025.5303 | 2054.4581 | 2083.3859 | 2112.3137 | 2141.2415 | 2170.1693
Transmission investment | bar: 0 to 10
Modelled investments in the Main Interconnected Transmission System | bar: 0 to 10
| Reinforcement package | Boundaries reinforced | Cost (£m) | 0: Build date
| Beauly-Denny overhead line | B1, B2, B4 | Pre-committed | 0: 2014
| 400kV Ring Kintore Reactive Compensation | B1, B2, B4 | Pre-committed | 0: 2040
| Denny-Kincardine 400kV | B4 | Pre-committed | 0: 2040
| Western HVDC Link | B6, B7a | 866 | 0: 2015
| Anglo-Scottish Series & Shunt Compensation | B5,B6 | 380 | 0: 2014
| Eastern HVDC Link | B2, B4, B5, B6, B7a | 891 | 0: 2018
| Penwortham QBs | B7a | 31 | 0: 2014
| New Hinkley Point - Seabank OHL and associated works | B13 | 628 | 0: 2021
| Reconductoring circuits in East Anglia | EC5 | 93 | 0: 2022
| New OHL & reconductoring work in East Anglia | EC5 | 263 | 0: 2025
| QBs in East Anglia | EC5 | 41 | 0: 2020
| Establish 2nd Pentir-Traw 400kv circuit | NW2 | 185 | 0: 2016
| Series compensation and reconductoring work in North Wales | NW2 | 103 | 0: 2024
| Wylfa-Pembroke 2GW HVDC link | B202,NW2 | 834 | 0: 2040
| Daines 225MVAR MSC DNs | B8,B9 | 5 | 0: 2014
| Sundon and Ratcliffe 225MVAR MSCs | B8,B9 | 10 | 0: 2015
| North London Reinforcements & St John's Wood - Hackney cable | B14 | 474 | 0: 2016
| Turn in Sundon - Cowley circuit at East Claydon | B8,B9, B14 | 52 | 0: 2024
| North East London uprate to 400kV | B15 | 88 | 0: 2040
| East London reinforcements | B15 | 31 | 0: 2014
| East London reconductoring | B15 | 72 | 0: 2040
| Kingsnorth-Cobham reconductoring | B15 | 21 | 0: 2040
| South London reconductoring | B15 | 77 | 0: 2040
| Essex reconductoring | B15 | 36 | 0: 2040
| Tees Crossing refurbishment | B7a | 52 | 0: 2012
| QBs in Sundon-Wymondley circuits | B14 | 31 | 0: 2015
| London MSCs, East End reconductoring | B14 | 46 | 0: 2015
| New reactor at Rayleigh | B15 | 36 | 0: 2040
| Kemsley QBs | B15 | 31 | 0: 2012
| Rowdown, Canterbury, Sellinge and Dungeness reinforcements | B15 | 118 | 0: 2040
| Iver, East Claydon, Grendon & Elstree new MSCs | B8,B9 | 31 | 0: 2015
| Cottam - West Burton reconductoring | B8 | 5 | 0: 2014
| West Weybridge 275kV additional MSC | B9,B14 | 5 | 0: 2018
| Knocknagael | B1 | 43 | 0: 2011
| Beauly-Blackhillock-Kintore | B1 | 88 | 0: 2014
2012
| Hunterston-Kintyre link | B3, B4, B5 | 130 | 0: 2018
| East Coast Upgrade | B2, B4, B5, B6 | 272 | 0: 2022
| Humber - Walpole HVDC | B8, B9, B11 | 595 | 0: 2027
| Caithness - Moray HVDC | B1 | 800 | 0: 2020
2014
| Eastern HVDC Link #2 | B6 | 891 | 0: 2024
2040
| Western HVDC Link #2 | B6, B7a | 866 | 0: 2020
| Elstree London | B14 | 100 | 0: 2040
| West Midlands MSC | B17 | 50 | 0: 2024
| B1 | B1 | 73 | 0: 2021
| B2 | B2 | 73 | 0: 2040
| B3 | B3 | 110 | 0: 2024
| B4 | B4 | 98 | 0: 2025
| B5 | B5 | 98 | 0: 2025
| B6 | B6 | 146 | 0: 2025
| B7a | B7a | 166 | 0: 2023
| B8 | B8 | 117 | 0: 2026
| B9 | B9 | 234 | 0: 2040
| B10 | B10 | 15 | 0: 2040
| B11 | B11 | 200 | 0: 2025
| B12 | B12 | 24 | 0: 2040
| B13 | B13 | 332 | 0: 2040
| B14 | B14 | 50 | 0: 2040
| B15 | B15 | 7 | 0: 2040
| B16 | B16 | 29 | 0: 2021
| B17 | B17 | 100 | 0: 2040
| B201 | B201 | 50 | 0: 2040
| B202 | B202 | 7 | 0: 2040
| EC5 | EC5 | 24 | 0: 2040
| NW2 | NW2 | 49 | 0: 2040
Note: for map of transmission boundaries, see report. Offshore and island links are built as required for specific generation projects | bar: 0 to 10
Other key metrics
| Average (demand-weighted) wholesale price (£/MWh) |  |  | 58.83 | 57.95 | 62.988 | 63.4058 | 61.9591 | 77.9274 | 76.6278 | 78.43 | 77.8966 | 90.3073 | 75.729 | 77.4612 | 78.7027 | 81.2783 | 80.0867 | 78.7719 | 81.002 | 83.5789 | 88.4628 | 90.9239
| Demand (TWh) |  |  | 356.3715 | 360.6823 | 362.6573 | 364.1237 | 364.9651 | 365.8053 | 367.297 | 367.7908 | 368.3631 | 368.9556 | 371.4191 | 374.8324 | 378.962 | 383.7213 | 387.4883 | 391.127 | 395.6796 | 400.2653 | 405.5591 | 409.9475
| Renewable share (%) |  |  | 11.39% | 12.76% | 14.07% | 14.39% | 17.51% | 21.32% | 24.17% | 25.56% | 28.6% | 30.23% | 32.6% | 32.93% | 36.23% | 36.75% | 37.97% | 39.23% | 39.59% | 40.29% | 41.49% | 41.64%
| Carbon intensity (g/kWhr) | (excludes embedded CHP) |  | 463.6797 | 462.7991 | 438.1145 | 425.2243 | 386.3936 | 312.5876 | 296.1148 | 286.8801 | 280.1908 | 294.9215 | 249.871 | 236.3615 | 195.13 | 154.3901 | 128.8998 | 98.8606 | 98.5554 | 96.2982 | 106.7089 | 106.0631
| Maximum allowed revenue: Transmission Owners (£m) |  |  | 1724.279 | 2120.5352 | 2345.7687 | 2473.106 | 2642.2414 | 2840.6291 | 2988.8157 | 3093.7504 | 3251.8037 | 3359.1494 | 3432.8622 | 3516.033 | 3748.1869 | 3810.0141 | 3866.2868 | 4048.2622 | 4113.0558 | 4153.8336 | 4165.5436 | 4176.7944
| Constraint costs (£m) |  |  | 119.8467 | 168.124 | 233.9154 | 220.4752 | 75.4138 | 79.8119 | 211.83 | 159.6315 | 275.6014 | 142.2273 | 100.3107 | 95.1301 | 237.5185 | 229.1821 | 198.8099 | 246.8836 | 268.5311 | 374.1388 | 349.0579 | 357.0336
| Transmission losses (£m) |  |  | 418.4094 | 437.5411 | 439.8482 | 456.9377 | 449.507 | 445.1948 | 479.1405 | 476.1681 | 485.3968 | 448.4182 | 442.7966 | 458.6097 | 505.1882 | 569.2005 | 600.2445 | 627.5307 | 636.3536 | 673.7266 | 641.6134 | 663.3613
CfDs by plant type (£/MWh)
| Nuclear | [5 empty] | 93.9133 | 93.9133 | 93.9133 | 92.7098 | 92.7098 | 92.7098 | 89.8209 | 89.8209 | 89.8209 | 84.478 | 84.478 | 84.478 | 80.8728 | 80.8728 | 80.8728 | 79.6539 | 79.6539
| Coal + CCS | [5 empty] | 138.7104 | 138.7104 | 138.7104 | 137.984 | 137.984 | 137.984 | 134.5354 | 134.5354 | 134.5354 | 132.9663 | 132.9663 | 132.9663 | 133.2714 | 133.2714 | 133.2714 | 133.4386 | 133.4386
| CCGT + CCS | [5 empty] | 100.2208 | 100.2208 | 100.2208 | 102.3765 | 102.3765 | 102.3765 | 104.2078 | 104.2078 | 104.2078 | 106.9807 | 106.9807 | 106.9807 | 109.4953 | 109.4953 | 109.4953 | 113.5037 | 113.5037
| Onshore wind | [5 empty] | 92.3912 | 92.3912 | 92.3912 | 87.9009 | 87.9009 | 87.9009 | 86.9335 | 86.9335 | 86.9335 | 85.7268 | 85.7268 | 85.7268 | 84.3249 | 84.3249 | 84.3249 | 82.353 | 82.353
| Offshore wind | [5 empty] | 158.7059 | 158.7059 | 158.7059 | 144.3139 | 144.3139 | 144.3139 | 136.8341 | 136.8341 | 136.8341 | 131.9408 | 131.9408 | 131.9408 | 127.4595 | 127.4595 | 127.4595 | 122.3474 | 122.3474
| Wave | [5 empty] | 466.5252 | 466.5252 | 466.5252 | 361.1367 | 361.1367 | 361.1367 | 318.3984 | 318.3984 | 318.3984 | 263.5151 | 263.5151 | 263.5151 | 231.1693 | 231.1693 | 231.1693 | 210.6363 | 210.6363
| Tidal Stream | [5 empty] | 468.4522 | 468.4522 | 468.4522 | 345.5119 | 345.5119 | 345.5119 | 283.0492 | 283.0492 | 283.0492 | 260.8331 | 260.8331 | 260.8331 | 228.3097 | 228.3097 | 228.3097 | 208.2924 | 208.2924
| Biomass regular | [5 empty] | 122.065 | 122.065 | 122.065 | 119.4671 | 119.4671 | 119.4671 | 118.5591 | 118.5591 | 118.5591 | 118.096 | 118.096 | 118.096 | 117.7293 | 117.7293 | 117.7293 | 115.8318 | 115.8318
| Renewable share - constrained basis (%) |  |  | 11.39% | 12.76% | 14.07% | 14.39% | 17.5% | 21.3% | 24.13% | 25.55% | 28.51% | 30.2% | 32.49% | 32.84% | 36.01% | 36.49% | 37.71% | 38.78% | 39.11% | 39.65% | 40.92% | 41.07%
Note on D181: Used to calculate de-rated capacity margins

## Socialised Stage 2
| Charging scenario | #VALUE!
|  |  |  | 2011 | 2012 | 2013 | 2014 | 2015 | 2016 | 2017 | 2018 | 2019 | 2020 | 2021 | 2022 | 2023 | 2024 | 2025 | 2026 | 2027 | 2028 | 2029 | 2030
#VALUE!
Tariffs
Generation
Transmission investment
Other key metrics
Tariffs
Generator Zonal Tariff/Peak security component of Improved ICRP (£/kW)
Generation - Wider Tariffs
| Zone No. | Zone Name
| 1 | North Scotland
| 2 | Peterhead
| 3 | Western Highland & Skye
| 4 | Central Highlands
| 5 | Argyll
| 6 | Stirlingshire
| 7 | South Scotland
| 8 | Auchencrosh
| 9 | Humber & Lancashire
| 10 | North East England
| 11 | Anglesey
| 12 | Dinorwig
| 13 | South Yorks & North Wales
| 14 | Midlands
| 15 | South Wales & Gloucester
| 16 | Central London
| 17 | South East
| 18 | Oxon & South Coast
| 19 | Wessex
| 20 | Peninsula
Year Round component of Improved ICRP (£/kW)
Generation - Wider Tariffs
| Zone No. | Zone Name
| 1 | North Scotland
| 2 | Peterhead
| 3 | Western Highland & Skye
| 4 | Central Highlands
| 5 | Argyll
| 6 | Stirlingshire
| 7 | South Scotland
| 8 | Auchencrosh
| 9 | Humber & Lancashire
| 10 | North East England
| 11 | Anglesey
| 12 | Dinorwig
| 13 | South Yorks & North Wales
| 14 | Midlands
| 15 | South Wales & Gloucester
| 16 | Central London
| 17 | South East
| 18 | Oxon & South Coast
| 19 | Wessex
| 20 | Peninsula
Residual
Final Variable Tariff (£/MWh)
| Generation - constant tariff under Socialised charging |  |  |  | 1.7825 | 1.9697 | 2.1936 | 1.2939 | 1.3724 | 1.4735 | 1.5308 | 1.698 | 1.8776 | 1.9393 | 1.9927 | 2.1033 | 2.1088 | 2.178 | 2.2415 | 2.3643 | 2.5349 | 2.517 | 2.5061
| Demand - constant tariff under Socialised charging |  |  |  | 4.2918 | 4.7218 | 5.2333 | 6.4344 | 6.7845 | 7.2399 | 7.4723 | 8.231 | 9.0354 | 9.274 | 9.475 | 9.9469 | 9.9219 | 10.1899 | 10.4276 | 10.9432 | 11.675 | 11.541 | 11.4348
Demand HH Zonal Tariff (£/kW)
Demand tariffs
| Zone No. | Zone Name.
| 1 | Northern Scotland
| 2 | Southern Scotland
| 3 | Northern
| 4 | North West
| 5 | Yorkshire
| 6 | N Wales & Mersey
| 7 | East Midlands
| 8 | Midlands
| 9 | Eastern
| 10 | South Wales
| 11 | South East
| 12 | London
| 13 | Southern
| 14 | South Western
Demand NHH Zonal Tariff (p/kWh)
| Zone No. | Zone Name.
| 1 | Northern Scotland
| 2 | Southern Scotland
| 3 | Northern
| 4 | North West
| 5 | Yorkshire
| 6 | N Wales & Mersey
| 7 | East Midlands
| 8 | Midlands
| 9 | Eastern
| 10 | South Wales
| 11 | South East
| 12 | London
| 13 | Southern
| 14 | South Western
Offshore and island tariffs (£/kW) |  | Local tariff
| Argyll Array | 0
| Beatrice | 0
| Docking Shoal Windfarm | 0
| Forth Array | 0
| Greater Gabbard Extension | 0
| Gwynt Y Mor | 0
| Humber Gateway Stage 1 + 2 | 0
| Inch Cape | 0
| London Array | 0
| Neart na Gaoithe | 0
| R3 Bristol Channel | 0
| R3 Dogger Bank | 0
| R3 Firth of Forth | 0
| R3 Hastings | 0
| R3 Hornsea | 0
| R3 Irish Sea | 0
| R3 Moray Firth | 0
| R3 Norfolk | 0
| R3 West of Isle of Wight | 0
| Race Bank Windfarm | 0
| Triton Knoll | 0
| West of Duddon Sands | 0
| Westernmost Rough | 0
| Island Wind - Zone S Orkney | 0
| Island Wind - Zone S Shetland | 0
| Island Wind - Zone S Western Isles | 0
Improved ICRP Peak Security weighting by plant type - from Transport Model
| Generation type | Peak Security
| Interconnector | 0%
| Offshore wind | 0%
| Onshore wind | 0%
| Tidal Stream | 0%
| Wave | 0%
| CCGT + CCS | 100%
| Coal + CCS | 100%
| Nuclear | 100%
| OCGT | 100%
| Oil | 100%
| PS | 100%
| Biomass regular | 100%
| CCGT | 100%
| CHP | 100%
| Coal | 100%
| Hydro | 100%
Generation
Capacity mix (MW) |  |  | De-rating factor
| CHP | S England & S Wales | 0.9 | 158 | 158 | 158 | 158 | 158 | 158 | 158 | 158 | 158 | 158 | 158 | 158 | 158 | 158 | 158 | 158 | 158 | 158 | 158 | 158
| CHP | Midlands & N Wales | 0.9 | 428 | 428 | 428 | 428 | 428 | 428 | 428 | 428 | 428 | 428 | 428 | 428 | 428 | 428 | 428 | 428 | 428 | 428 | 428 | 428
| CHP | N England | 0.9 | 1373 | 1373 | 1373 | 1373 | 1373 | 1373 | 1373 | 1373 | 1373 | 1373 | 1373 | 1373 | 1373 | 1373 | 1373 | 1373 | 1373 | 1373 | 1373 | 1373
| CHP | S Scotland | 0.9 | 120 | 120 | 120 | 120 | 120 | 120 | 120 | 120 | 120 | 120 | 120 | 120 | 120 | 120 | 120 | 120 | 120 | 120 | 120 | 120
| CHP | N Scotland | 0.9 | 22 | 22 | 22 | 22 | 22 | 22 | 22 | 22 | 22 | 22 | 22 | 22 | 22 | 22 | 22 | 22 | 22 | 22 | 22 | 22
| Oil | S England & S Wales | 0.9 | 3442 | 3442 | 3442 | 3442 | 3442 | 3e-06 | 3e-06 | 3e-06 | 3e-06 | 3e-06 | 3e-06 | 3e-06 | 3e-06 | 3e-06 | 3e-06 | 3e-06 | 3e-06 | 3e-06 | 3e-06 | 3e-06
| Oil | Midlands & N Wales | 0.9 | 0 | 0 | 0 | 0 | 0 | 0 | 0 | 0 | 0 | 0 | 0 | 0 | 0 | 0 | 0 | 0 | 0 | 0 | 0 | 0
| Oil | N England | 0.9 | 0 | 0 | 0 | 0 | 0 | 0 | 0 | 0 | 0 | 0 | 0 | 0 | 0 | 0 | 0 | 0 | 0 | 0 | 0 | 0
| Oil | S Scotland | 0.9 | 0 | 0 | 0 | 0 | 0 | 0 | 0 | 0 | 0 | 0 | 0 | 0 | 0 | 0 | 0 | 0 | 0 | 0 | 0 | 0
| Oil | N Scotland | 0.9 | 0 | 0 | 0 | 0 | 0 | 0 | 0 | 0 | 0 | 0 | 0 | 0 | 0 | 0 | 0 | 0 | 0 | 0 | 0 | 0
| Hydro | S England & S Wales | 0.7 | 0 | 0 | 0 | 0 | 0 | 0 | 0 | 0 | 0 | 0 | 0 | 0 | 0 | 0 | 0 | 0 | 0 | 0 | 0 | 0
| Hydro | Midlands & N Wales | 0.7 | 0 | 0 | 0 | 0 | 0 | 0 | 0 | 0 | 0 | 0 | 0 | 0 | 0 | 0 | 0 | 0 | 0 | 0 | 0 | 0
| Hydro | N England | 0.7 | 0 | 0 | 0 | 0 | 0 | 0 | 0 | 0 | 0 | 0 | 0 | 0 | 0 | 0 | 0 | 0 | 0 | 0 | 0 | 0
| Hydro | S Scotland | 0.7 | 33 | 33 | 33 | 33 | 33 | 33 | 33 | 33 | 33 | 33 | 33 | 33 | 33 | 33 | 33 | 33 | 33 | 33 | 33 | 33
| Hydro | N Scotland | 0.7 | 1039 | 1039 | 1039 | 1039 | 1039 | 1039 | 1039 | 1039 | 1039 | 1039 | 1039 | 1039 | 1039 | 1039 | 1039 | 1039 | 1039 | 1039 | 1039 | 1039
| PS | S England & S Wales | 1 | 0 | 0 | 0 | 0 | 0 | 0 | 0 | 0 | 0 | 0 | 0 | 0 | 0 | 0 | 0 | 0 | 0 | 0 | 0 | 0
| PS | Midlands & N Wales | 1 | 2004 | 2004 | 2004 | 2004 | 2004 | 2004 | 2004 | 2004 | 2004 | 2004 | 2004 | 2004 | 2004 | 2004 | 2004 | 2004 | 2004 | 2004 | 2004 | 2004
| PS | N England | 1 | 0 | 0 | 0 | 0 | 0 | 0 | 0 | 0 | 0 | 0 | 0 | 0 | 0 | 0 | 0 | 0 | 0 | 0 | 0 | 0
| PS | S Scotland | 1 | 440 | 440 | 440 | 440 | 440 | 440 | 440 | 440 | 440 | 440 | 440 | 440 | 440 | 440 | 440 | 440 | 440 | 440 | 440 | 440
| PS | N Scotland | 1 | 300 | 300 | 300 | 300 | 300 | 300 | 300 | 300 | 300 | 300 | 300 | 300 | 300 | 300 | 300 | 300 | 300 | 300 | 300 | 300
| Nuclear | S England & S Wales | 0.9 | 3764 | 3764 | 3549 | 3549 | 3549 | 3549 | 3549 | 3549 | 2877 | 2877 | 4547 | 4547 | 4547 | 6217 | 7887 | 7887 | 7887 | 7887 | 7887 | 7887
| Nuclear | Midlands & N Wales | 0.9 | 890 | 890 | 2e-06 | 2e-06 | 2e-06 | 2e-06 | 2e-06 | 2e-06 | 2e-06 | 2e-06 | 1200 | 1200 | 1200 | 1200 | 1200 | 2400 | 2400 | 2400 | 2400 | 2400
| Nuclear | N England | 0.9 | 3613 | 3613 | 3613 | 3613 | 3613 | 3613 | 3613 | 3613 | 3613 | 1203 | 1203 | 1203 | 1203 | 1203 | 2803 | 2803 | 2803 | 2803 | 1600 | 1600
| Nuclear | S Scotland | 0.9 | 2289 | 2289 | 2289 | 2289 | 2289 | 2289 | 2289 | 2289 | 1215 | 1215 | 1215 | 1215 | 1215 | 1215 | 1215 | 1215 | 1215 | 1215 | 2e-06 | 2e-06
| Nuclear | N Scotland | 0.9 | 0 | 0 | 0 | 0 | 0 | 0 | 0 | 0 | 0 | 0 | 0 | 0 | 0 | 0 | 0 | 0 | 0 | 0 | 0 | 0
| CCGT | S England & S Wales | 0.9 | 16234 | 17494 | 17494 | 18294 | 19094 | 19094 | 19094 | 19894 | 19894 | 19894 | 20694 | 20694 | 20694 | 20688 | 20688 | 20688 | 20688 | 20688 | 20688 | 20688
| CCGT | Midlands & N Wales | 0.9 | 5305 | 6175 | 6175 | 6975 | 7775 | 7260 | 7260 | 7260 | 7260 | 7260 | 7260 | 7260 | 7260 | 7260 | 7260 | 7260 | 7260 | 7260 | 7260 | 7260
| CCGT | N England | 0.9 | 6103 | 6103 | 6103 | 6103 | 6903 | 6903 | 7703 | 7464 | 7464 | 7464 | 8264 | 8264 | 8264 | 7239 | 7239 | 7239 | 8839 | 8839 | 8839 | 8839
| CCGT | S Scotland | 0.9 | 2e-06 | 2e-06 | 2e-06 | 2e-06 | 2e-06 | 2e-06 | 2e-06 | 1600 | 1600 | 1600 | 2400 | 3200 | 3200 | 4000 | 4000 | 4000 | 4000 | 4000 | 4000 | 4000
| CCGT | N Scotland | 0.9 | 1180 | 1180 | 1180 | 1180 | 1180 | 1180 | 3e-06 | 1600 | 1600 | 1600 | 3200 | 3200 | 3200 | 4800 | 4800 | 4800 | 4800 | 4800 | 4800 | 4800
| OCGT | S England & S Wales | 0.9 | 906 | 906 | 906 | 838 | 804 | 510 | 510 | 510 | 510 | 510 | 510 | 510 | 510 | 459 | 459 | 459 | 459 | 459 | 459 | 559
| OCGT | Midlands & N Wales | 0.9 | 124 | 124 | 124 | 124 | 124 | 124 | 124 | 124 | 124 | 124 | 124 | 124 | 124 | 84 | 84 | 84 | 84 | 84 | 84 | 84
| OCGT | N England | 0.9 | 168 | 168 | 168 | 168 | 168 | 168 | 168 | 168 | 168 | 168 | 168 | 168 | 168 | 100 | 100 | 100 | 100 | 100 | 100 | 100
| OCGT | S Scotland | 0.9 | 2e-06 | 2e-06 | 2e-06 | 2e-06 | 2e-06 | 2e-06 | 2e-06 | 2e-06 | 2e-06 | 2e-06 | 2e-06 | 2e-06 | 2e-06 | 2e-06 | 2e-06 | 2e-06 | 2e-06 | 2e-06 | 2e-06 | 200
| OCGT | N Scotland | 0.9 | 4e-06 | 4e-06 | 4e-06 | 4e-06 | 4e-06 | 4e-06 | 4e-06 | 4e-06 | 4e-06 | 4e-06 | 4e-06 | 4e-06 | 4e-06 | 4e-06 | 4e-06 | 4e-06 | 4e-06 | 4e-06 | 4e-06 | 4e-06
| Coal | S England & S Wales | 0.9 | 6385 | 6385 | 4090 | 3027 | 3027 | 1569 | 1569 | 1569 | 1569 | 1569 | 1569 | 1569 | 1569 | 5e-06 | 5e-06 | 5e-06 | 5e-06 | 5e-06 | 5e-06 | 5e-06
| Coal | Midlands & N Wales | 0.9 | 7866 | 7866 | 7866 | 7866 | 6902 | 6902 | 6902 | 6902 | 6902 | 6902 | 6902 | 6902 | 6902 | 2955 | 2955 | 2955 | 2955 | 2955 | 2955 | 2955
| Coal | N England | 0.9 | 9906 | 9906 | 9906 | 9906 | 8930 | 8930 | 8930 | 7465.5 | 7465.5 | 7465.5 | 6259 | 5771 | 3831 | 3831 | 3831 | 3831 | 3831 | 3831 | 3831 | 3831
| Coal | S Scotland | 0.9 | 3386 | 2835 | 2835 | 2284 | 1713 | 1713 | 1713 | 1713 | 1713 | 1713 | 1713 | 1713 | 2e-06 | 2e-06 | 2e-06 | 2e-06 | 2e-06 | 2e-06 | 2e-06 | 2e-06
| Coal | N Scotland | 0.9 | 0 | 0 | 0 | 0 | 0 | 0 | 0 | 0 | 0 | 0 | 0 | 0 | 0 | 0 | 0 | 0 | 0 | 0 | 0 | 0
| Coal + CCS | S England & S Wales | 0.9 | 0 | 0 | 0 | 0 | 0 | 0 | 0 | 0 | 0 | 0 | 0 | 0 | 0 | 0 | 0 | 0 | 0 | 0 | 0 | 0
| Coal + CCS | Midlands & N Wales | 0.9 | 1e-06 | 1e-06 | 1e-06 | 1e-06 | 1e-06 | 1e-06 | 1e-06 | 1e-06 | 1e-06 | 1e-06 | 1e-06 | 1e-06 | 1e-06 | 1e-06 | 1e-06 | 1e-06 | 1e-06 | 1e-06 | 2000 | 2000
| Coal + CCS | N England | 0.9 | 2e-06 | 2e-06 | 2e-06 | 2e-06 | 2e-06 | 800 | 800 | 800 | 800 | 800 | 800 | 800 | 800 | 800 | 800 | 800 | 800 | 800 | 800 | 800
| Coal + CCS | S Scotland | 0.9 | 2e-06 | 2e-06 | 2e-06 | 2e-06 | 300 | 300 | 300 | 300 | 300 | 300 | 300 | 300 | 300 | 300 | 300 | 300 | 300 | 300 | 300 | 300
| Coal + CCS | N Scotland | 0.9 | 0 | 0 | 0 | 0 | 0 | 0 | 0 | 0 | 0 | 0 | 0 | 0 | 0 | 0 | 0 | 0 | 0 | 0 | 0 | 0
| CCGT + CCS | S England & S Wales | 0.9 | 3e-06 | 3e-06 | 3e-06 | 3e-06 | 3e-06 | 3e-06 | 3e-06 | 3e-06 | 3e-06 | 3e-06 | 3e-06 | 3e-06 | 3e-06 | 3e-06 | 3e-06 | 3e-06 | 3e-06 | 3e-06 | 3e-06 | 3e-06
| CCGT + CCS | Midlands & N Wales | 0.9 | 0 | 0 | 0 | 0 | 0 | 0 | 0 | 0 | 0 | 0 | 0 | 0 | 0 | 0 | 0 | 0 | 0 | 0 | 0 | 0
| CCGT + CCS | N England | 0.9 | 1e-06 | 1e-06 | 1e-06 | 1e-06 | 1e-06 | 1e-06 | 1e-06 | 1e-06 | 1e-06 | 1e-06 | 1e-06 | 1e-06 | 1e-06 | 1e-06 | 1e-06 | 1e-06 | 1e-06 | 1e-06 | 1e-06 | 1e-06
| CCGT + CCS | S Scotland | 0.9 | 0 | 0 | 0 | 0 | 0 | 0 | 0 | 0 | 0 | 0 | 0 | 0 | 0 | 0 | 0 | 0 | 0 | 0 | 0 | 0
| CCGT + CCS | N Scotland | 0.9 | 0 | 0 | 0 | 0 | 0 | 0 | 0 | 0 | 0 | 0 | 0 | 0 | 0 | 0 | 0 | 0 | 0 | 0 | 0 | 0
| Onshore wind | S England & S Wales | 0.15 | 9e-06 | 32.503 | 40.5244 | 49.104 | 59.7533 | 83.0346 | 96.3993 | 111.1031 | 124.5492 | 138.0315 | 146.7472 | 156.6633 | 166.8359 | 176.8215 | 188.1959 | 200.1955 | 275.2672 | 330.6121 | 446.1821 | 491.1005
| Onshore wind | Midlands & N Wales | 0.15 | 4e-06 | 26.7651 | 33.3703 | 40.4354 | 49.2047 | 68.376 | 79.3813 | 91.4894 | 102.5617 | 113.664 | 120.841 | 129.0065 | 137.3833 | 145.6061 | 154.9725 | 164.8537 | 226.6726 | 272.2471 | 367.4148 | 404.4035
| Onshore wind | N England | 0.15 | 4e-06 | 37.2787 | 46.4785 | 56.3187 | 68.5327 | 95.2347 | 110.563 | 127.4272 | 142.8489 | 158.3122 | 168.3084 | 179.6815 | 191.3488 | 202.8016 | 215.8472 | 229.6098 | 315.7117 | 379.1883 | 511.7388 | 563.257
| Onshore wind | S Scotland | 0.15 | 2084 | 2534 | 3004 | 3551 | 3551 | 4029.6002 | 4032.8091 | 4032.8091 | 4032.8091 | 5061.6182 | 5061.6182 | 5061.6182 | 5061.6182 | 6090.4273 | 6090.4273 | 6090.4273 | 7119.2364 | 7119.2364 | 7119.2364 | 7119.2364
| Onshore wind | N Scotland | 0.15 | 1440.6136 | 1628.3056 | 1969.8231 | 2385.4663 | 2594.8564 | 2873.3268 | 3500.5112 | 3833.0898 | 4749.2147 | 4804.1762 | 5637.1226 | 5656.0184 | 6442.7732 | 6448.4789 | 6986.4235 | 7103.8131 | 7310.4997 | 7408.1136 | 7408.1136 | 7408.1136
| Onshore wind | Island wind | 0.15 | 3e-06 | 3e-06 | 3e-06 | 3e-06 | 200.6459 | 200.6459 | 401.2917 | 401.2917 | 601.9376 | 601.9376 | 802.5834 | 802.5834 | 1003.2293 | 1003.2293 | 1203.8751 | 1203.8751 | 1404.521 | 1404.521 | 1404.521 | 1404.521
| Biomass regular | S England & S Wales | 0.9 | 2e-06 | 2e-06 | 2e-06 | 2e-06 | 2e-06 | 2e-06 | 2e-06 | 2e-06 | 2e-06 | 2e-06 | 2e-06 | 2e-06 | 2e-06 | 2e-06 | 2e-06 | 2e-06 | 2e-06 | 2e-06 | 2e-06 | 2e-06
| Biomass regular | Midlands & N Wales | 0.9 | 1e-06 | 1e-06 | 1e-06 | 1e-06 | 1e-06 | 1e-06 | 1e-06 | 1e-06 | 1e-06 | 1e-06 | 1e-06 | 1e-06 | 1e-06 | 1e-06 | 1e-06 | 1e-06 | 1e-06 | 1e-06 | 1e-06 | 1e-06
| Biomass regular | N England | 0.9 | 2e-06 | 2e-06 | 2e-06 | 2e-06 | 2e-06 | 2e-06 | 2e-06 | 2e-06 | 2e-06 | 2e-06 | 2e-06 | 2e-06 | 2e-06 | 2e-06 | 2e-06 | 2e-06 | 2e-06 | 2e-06 | 2e-06 | 2e-06
| Biomass regular | S Scotland | 0.9 | 97 | 97 | 97 | 97 | 97 | 97 | 97 | 97 | 97 | 97 | 97 | 97 | 97 | 97 | 97 | 97 | 97 | 97 | 97 | 97
| Biomass regular | N Scotland | 0.9 | 0 | 0 | 0 | 0 | 0 | 0 | 0 | 0 | 0 | 0 | 0 | 0 | 0 | 0 | 0 | 0 | 0 | 0 | 0 | 0
| Offshore wind | Offshore South | 0.15 | 864 | 1405 | 1909 | 2279 | 2279 | 2779 | 3187.1081 | 3187.1081 | 5479 | 5479 | 5479 | 5479 | 5479 | 5479 | 6679 | 6929 | 7179 | 9279 | 9279 | 9279
| Offshore wind | Offshore Irish Sea | 0.15 | 551 | 784 | 784 | 1549 | 1549 | 1691 | 1691 | 1691 | 1691 | 1691 | 1691 | 1691 | 1691 | 1691 | 1691 | 1691 | 1691 | 1691 | 1691 | 1691
| Offshore wind | Offshore E England | 0.15 | 250 | 250 | 250 | 970 | 970 | 1145 | 2461.6667 | 2461.6667 | 3328.3333 | 4772.7778 | 4772.7778 | 4772.7778 | 6706.1111 | 6706.1111 | 6706.1111 | 8039.4444 | 9483.8889 | 10928.3333 | 10928.3333 | 10928.3333
| Offshore wind | Offshore Scotland | 0.15 | 10 | 10 | 10 | 10 | 10 | 10 | 10 | 10 | 10 | 10 | 10 | 10 | 915 | 915 | 2005 | 2005 | 2995 | 4835 | 4835 | 4835
| Wave | Offshore South | 0.3 | 0 | 0 | 0 | 0 | 0 | 0 | 0 | 0 | 0 | 0 | 0 | 0 | 0 | 0 | 0 | 0 | 0 | 0 | 0 | 0
| Wave | Offshore Irish Sea | 0.3 | 0 | 0 | 0 | 0 | 0 | 0 | 0 | 0 | 0 | 0 | 0 | 0 | 0 | 0 | 0 | 0 | 0 | 0 | 0 | 0
| Wave | Offshore E England | 0.3 | 0 | 0 | 0 | 0 | 0 | 0 | 0 | 0 | 0 | 0 | 0 | 0 | 0 | 0 | 0 | 0 | 0 | 0 | 0 | 0
| Wave | Offshore Scotland | 0.3 | 1e-06 | 1e-06 | 1e-06 | 1e-06 | 1e-06 | 1e-06 | 1e-06 | 1e-06 | 1e-06 | 450 | 450 | 450 | 450 | 450 | 600 | 600 | 700 | 800 | 800 | 800
| Tidal Stream | Offshore South | 0.3 | 2e-06 | 2e-06 | 2e-06 | 2e-06 | 2e-06 | 2e-06 | 2e-06 | 2e-06 | 2e-06 | 2e-06 | 2e-06 | 2e-06 | 2e-06 | 2e-06 | 2e-06 | 2e-06 | 300 | 500 | 1500 | 1500
| Tidal Stream | Offshore Irish Sea | 0.3 | 1e-06 | 1e-06 | 1e-06 | 1e-06 | 1e-06 | 1e-06 | 1e-06 | 1e-06 | 1e-06 | 1e-06 | 1e-06 | 1e-06 | 1e-06 | 1e-06 | 1e-06 | 1e-06 | 1e-06 | 1e-06 | 1e-06 | 1e-06
| Tidal Stream | Offshore E England | 0.3 | 0 | 0 | 0 | 0 | 0 | 0 | 0 | 0 | 0 | 0 | 0 | 0 | 0 | 0 | 0 | 0 | 0 | 0 | 0 | 0
| Tidal Stream | Offshore Scotland | 0.3 | 10 | 10 | 10 | 10 | 104 | 104 | 104 | 104 | 104 | 189 | 845 | 845 | 860 | 860 | 960 | 960 | 960 | 960 | 960 | 960
| Embedded CHP | Embedded | n/a | 4639.9231 | 4832.2308 | 5024.5385 | 5216.8462 | 5409.1538 | 5601.4615 | 5793.7692 | 5986.0769 | 6178.3846 | 6370.6923 | 6563 | 6763 | 6963 | 7163 | 7363 | 7563 | 7763 | 7963 | 8163 | 8363
| Embedded Gas | Embedded | n/a | 300 | 300 | 300 | 300 | 300 | 300 | 300 | 300 | 300 | 300 | 300 | 300 | 300 | 300 | 300 | 300 | 300 | 300 | 300 | 300
| Embedded offshore wind | Embedded | n/a | 0 | 0 | 0 | 0 | 0 | 0 | 0 | 0 | 0 | 0 | 0 | 0 | 0 | 0 | 0 | 0 | 0 | 0 | 0 | 0
| Embedded onshore wind | Embedded | n/a | 1062 | 1062 | 1062 | 1062 | 1062 | 1062 | 1062 | 1062 | 1062 | 1062 | 1062 | 1062 | 1062 | 1062 | 1062 | 1062 | 1062 | 1062 | 1062 | 1062
| Embedded biomass | Embedded | n/a | 1607.2399 | 1690.9043 | 1794.2936 | 1903.3597 | 2028.3926 | 2166.5808 | 2313.221 | 2468.3611 | 2633.3535 | 2803.5623 | 2973.8731 | 3144.2871 | 3314.8052 | 3485.4285 | 3656.1581 | 3826.9949 | 3997.9401 | 4168.9948 | 4340.1599 | 4511.4368
| Embedded tidal and wave | Embedded | n/a | 0.5 | 20.5 | 30.5 | 50.5 | 87 | 129.9 | 179.9 | 235.515 | 310.5953 | 400.5953 | 480.5953 | 548.0345 | 625.5897 | 714.7782 | 814.7782 | 914.7782 | 1014.7782 | 1114.7782 | 1214.7782 | 1314.7782
| Embedded hydro | Embedded | n/a | 541.202 | 551.202 | 561.202 | 571.202 | 581.202 | 591.202 | 620.202 | 630.202 | 640.202 | 650.202 | 660.202 | 670.202 | 680.202 | 690.202 | 700.202 | 710.202 | 720.202 | 730.202 | 740.202 | 750.202
New build (cumulative, MW)
| CHP | S England & S Wales |  | 0 | 0 | 0 | 0 | 0 | 0 | 0 | 0 | 0 | 0 | 0 | 0 | 0 | 0 | 0 | 0 | 0 | 0 | 0 | 0
| CHP | Midlands & N Wales |  | 0 | 0 | 0 | 0 | 0 | 0 | 0 | 0 | 0 | 0 | 0 | 0 | 0 | 0 | 0 | 0 | 0 | 0 | 0 | 0
| CHP | N England |  | 0 | 0 | 0 | 0 | 0 | 0 | 0 | 0 | 0 | 0 | 0 | 0 | 0 | 0 | 0 | 0 | 0 | 0 | 0 | 0
| CHP | S Scotland |  | 0 | 0 | 0 | 0 | 0 | 0 | 0 | 0 | 0 | 0 | 0 | 0 | 0 | 0 | 0 | 0 | 0 | 0 | 0 | 0
| CHP | N Scotland |  | 0 | 0 | 0 | 0 | 0 | 0 | 0 | 0 | 0 | 0 | 0 | 0 | 0 | 0 | 0 | 0 | 0 | 0 | 0 | 0
| Oil | S England & S Wales |  | 0 | 0 | 0 | 0 | 0 | 0 | 0 | 0 | 0 | 0 | 0 | 0 | 0 | 0 | 0 | 0 | 0 | 0 | 0 | 0
| Oil | Midlands & N Wales |  | 0 | 0 | 0 | 0 | 0 | 0 | 0 | 0 | 0 | 0 | 0 | 0 | 0 | 0 | 0 | 0 | 0 | 0 | 0 | 0
| Oil | N England |  | 0 | 0 | 0 | 0 | 0 | 0 | 0 | 0 | 0 | 0 | 0 | 0 | 0 | 0 | 0 | 0 | 0 | 0 | 0 | 0
| Oil | S Scotland |  | 0 | 0 | 0 | 0 | 0 | 0 | 0 | 0 | 0 | 0 | 0 | 0 | 0 | 0 | 0 | 0 | 0 | 0 | 0 | 0
| Oil | N Scotland |  | 0 | 0 | 0 | 0 | 0 | 0 | 0 | 0 | 0 | 0 | 0 | 0 | 0 | 0 | 0 | 0 | 0 | 0 | 0 | 0
| Hydro | S England & S Wales |  | 0 | 0 | 0 | 0 | 0 | 0 | 0 | 0 | 0 | 0 | 0 | 0 | 0 | 0 | 0 | 0 | 0 | 0 | 0 | 0
| Hydro | Midlands & N Wales |  | 0 | 0 | 0 | 0 | 0 | 0 | 0 | 0 | 0 | 0 | 0 | 0 | 0 | 0 | 0 | 0 | 0 | 0 | 0 | 0
| Hydro | N England |  | 0 | 0 | 0 | 0 | 0 | 0 | 0 | 0 | 0 | 0 | 0 | 0 | 0 | 0 | 0 | 0 | 0 | 0 | 0 | 0
| Hydro | S Scotland |  | 0 | 0 | 0 | 0 | 0 | 0 | 0 | 0 | 0 | 0 | 0 | 0 | 0 | 0 | 0 | 0 | 0 | 0 | 0 | 0
| Hydro | N Scotland |  | 0 | 0 | 0 | 0 | 0 | 0 | 0 | 0 | 0 | 0 | 0 | 0 | 0 | 0 | 0 | 0 | 0 | 0 | 0 | 0
| PS | S England & S Wales |  | 0 | 0 | 0 | 0 | 0 | 0 | 0 | 0 | 0 | 0 | 0 | 0 | 0 | 0 | 0 | 0 | 0 | 0 | 0 | 0
| PS | Midlands & N Wales |  | 0 | 0 | 0 | 0 | 0 | 0 | 0 | 0 | 0 | 0 | 0 | 0 | 0 | 0 | 0 | 0 | 0 | 0 | 0 | 0
| PS | N England |  | 0 | 0 | 0 | 0 | 0 | 0 | 0 | 0 | 0 | 0 | 0 | 0 | 0 | 0 | 0 | 0 | 0 | 0 | 0 | 0
| PS | S Scotland |  | 0 | 0 | 0 | 0 | 0 | 0 | 0 | 0 | 0 | 0 | 0 | 0 | 0 | 0 | 0 | 0 | 0 | 0 | 0 | 0
| PS | N Scotland |  | 0 | 0 | 0 | 0 | 0 | 0 | 0 | 0 | 0 | 0 | 0 | 0 | 0 | 0 | 0 | 0 | 0 | 0 | 0 | 0
| Nuclear | S England & S Wales |  | 0 | 0 | 0 | 0 | 0 | 0 | 0 | 0 | 1670 | 1670 | 3340 | 3340 | 3340 | 5010 | 6680 | 6680 | 6680 | 6680 | 6680 | 6680
| Nuclear | Midlands & N Wales |  | 0 | 0 | 0 | 0 | 0 | 0 | 0 | 0 | 0 | 0 | 1200 | 1200 | 1200 | 1200 | 1200 | 2400 | 2400 | 2400 | 2400 | 2400
| Nuclear | N England |  | 0 | 0 | 0 | 0 | 0 | 0 | 0 | 0 | 0 | 0 | 0 | 0 | 0 | 0 | 1600 | 1600 | 1600 | 1600 | 1600 | 1600
| Nuclear | S Scotland |  | 0 | 0 | 0 | 0 | 0 | 0 | 0 | 0 | 0 | 0 | 0 | 0 | 0 | 0 | 0 | 0 | 0 | 0 | 0 | 0
| Nuclear | N Scotland |  | 0 | 0 | 0 | 0 | 0 | 0 | 0 | 0 | 0 | 0 | 0 | 0 | 0 | 0 | 0 | 0 | 0 | 0 | 0 | 0
| CCGT | S England & S Wales |  | 0 | 1260 | 1260 | 2060 | 2860 | 2860 | 2860 | 3660 | 3660 | 3660 | 4460 | 4460 | 4460 | 5260 | 5260 | 5260 | 5260 | 5260 | 5260 | 5260
| CCGT | Midlands & N Wales |  | 0 | 870 | 870 | 1670 | 2470 | 2470 | 2470 | 2470 | 2470 | 2470 | 2470 | 2470 | 2470 | 2470 | 2470 | 2470 | 2470 | 2470 | 2470 | 2470
| CCGT | N England |  | 0 | 0 | 0 | 0 | 800 | 800 | 1600 | 2400 | 2400 | 2400 | 3200 | 3200 | 3200 | 4000 | 4000 | 4000 | 5600 | 5600 | 5600 | 5600
| CCGT | S Scotland |  | 0 | 0 | 0 | 0 | 0 | 0 | 0 | 1600 | 1600 | 1600 | 2400 | 3200 | 3200 | 4000 | 4000 | 4000 | 4000 | 4000 | 4000 | 4000
| CCGT | N Scotland |  | 0 | 0 | 0 | 0 | 0 | 0 | 0 | 1600 | 1600 | 1600 | 3200 | 3200 | 3200 | 4800 | 4800 | 4800 | 4800 | 4800 | 4800 | 4800
| OCGT | S England & S Wales |  | 0 | 0 | 0 | 0 | 0 | 0 | 0 | 0 | 0 | 0 | 0 | 0 | 0 | 0 | 0 | 0 | 0 | 0 | 0 | 100
| OCGT | Midlands & N Wales |  | 0 | 0 | 0 | 0 | 0 | 0 | 0 | 0 | 0 | 0 | 0 | 0 | 0 | 0 | 0 | 0 | 0 | 0 | 0 | 0
| OCGT | N England |  | 0 | 0 | 0 | 0 | 0 | 0 | 0 | 0 | 0 | 0 | 0 | 0 | 0 | 0 | 0 | 0 | 0 | 0 | 0 | 0
| OCGT | S Scotland |  | 0 | 0 | 0 | 0 | 0 | 0 | 0 | 0 | 0 | 0 | 0 | 0 | 0 | 0 | 0 | 0 | 0 | 0 | 0 | 200
| OCGT | N Scotland |  | 0 | 0 | 0 | 0 | 0 | 0 | 0 | 0 | 0 | 0 | 0 | 0 | 0 | 0 | 0 | 0 | 0 | 0 | 0 | 0
| Coal | S England & S Wales |  | 0 | 0 | 0 | 0 | 0 | 0 | 0 | 0 | 0 | 0 | 0 | 0 | 0 | 0 | 0 | 0 | 0 | 0 | 0 | 0
| Coal | Midlands & N Wales |  | 0 | 0 | 0 | 0 | 0 | 0 | 0 | 0 | 0 | 0 | 0 | 0 | 0 | 0 | 0 | 0 | 0 | 0 | 0 | 0
| Coal | N England |  | 0 | 0 | 0 | 0 | 0 | 0 | 0 | 0 | 0 | 0 | 0 | 0 | 0 | 0 | 0 | 0 | 0 | 0 | 0 | 0
| Coal | S Scotland |  | 0 | 0 | 0 | 0 | 0 | 0 | 0 | 0 | 0 | 0 | 0 | 0 | 0 | 0 | 0 | 0 | 0 | 0 | 0 | 0
| Coal | N Scotland |  | 0 | 0 | 0 | 0 | 0 | 0 | 0 | 0 | 0 | 0 | 0 | 0 | 0 | 0 | 0 | 0 | 0 | 0 | 0 | 0
| Coal + CCS | S England & S Wales |  | 0 | 0 | 0 | 0 | 0 | 0 | 0 | 0 | 0 | 0 | 0 | 0 | 0 | 0 | 0 | 0 | 0 | 0 | 0 | 0
| Coal + CCS | Midlands & N Wales |  | 0 | 0 | 0 | 0 | 0 | 0 | 0 | 0 | 0 | 0 | 0 | 0 | 0 | 0 | 0 | 0 | 0 | 0 | 2000 | 2000
| Coal + CCS | N England |  | 0 | 0 | 0 | 0 | 0 | 800 | 800 | 800 | 800 | 800 | 800 | 800 | 800 | 800 | 800 | 800 | 800 | 800 | 800 | 800
| Coal + CCS | S Scotland |  | 0 | 0 | 0 | 0 | 300 | 300 | 300 | 300 | 300 | 300 | 300 | 300 | 300 | 300 | 300 | 300 | 300 | 300 | 300 | 300
| Coal + CCS | N Scotland |  | 0 | 0 | 0 | 0 | 0 | 0 | 0 | 0 | 0 | 0 | 0 | 0 | 0 | 0 | 0 | 0 | 0 | 0 | 0 | 0
| CCGT + CCS | S England & S Wales |  | 0 | 0 | 0 | 0 | 0 | 0 | 0 | 0 | 0 | 0 | 0 | 0 | 0 | 0 | 0 | 0 | 0 | 0 | 0 | 0
| CCGT + CCS | Midlands & N Wales |  | 0 | 0 | 0 | 0 | 0 | 0 | 0 | 0 | 0 | 0 | 0 | 0 | 0 | 0 | 0 | 0 | 0 | 0 | 0 | 0
| CCGT + CCS | N England |  | 0 | 0 | 0 | 0 | 0 | 0 | 0 | 0 | 0 | 0 | 0 | 0 | 0 | 0 | 0 | 0 | 0 | 0 | 0 | 0
| CCGT + CCS | S Scotland |  | 0 | 0 | 0 | 0 | 0 | 0 | 0 | 0 | 0 | 0 | 0 | 0 | 0 | 0 | 0 | 0 | 0 | 0 | 0 | 0
| CCGT + CCS | N Scotland |  | 0 | 0 | 0 | 0 | 0 | 0 | 0 | 0 | 0 | 0 | 0 | 0 | 0 | 0 | 0 | 0 | 0 | 0 | 0 | 0
| Onshore wind | S England & S Wales |  | 0 | 32.503 | 40.5244 | 49.104 | 59.7533 | 83.0346 | 96.3993 | 111.1031 | 124.5491 | 138.0315 | 146.7471 | 156.6632 | 166.8359 | 176.8215 | 188.1959 | 200.1955 | 275.2672 | 330.6121 | 446.1821 | 491.1005
| Onshore wind | Midlands & N Wales |  | 0 | 26.7651 | 33.3703 | 40.4354 | 49.2047 | 68.376 | 79.3813 | 91.4894 | 102.5617 | 113.6639 | 120.841 | 129.0065 | 137.3833 | 145.6061 | 154.9725 | 164.8537 | 226.6726 | 272.2471 | 367.4148 | 404.4035
| Onshore wind | N England |  | 0 | 37.2786 | 46.4785 | 56.3187 | 68.5327 | 95.2347 | 110.563 | 127.4272 | 142.8489 | 158.3122 | 168.3084 | 179.6815 | 191.3488 | 202.8016 | 215.8472 | 229.6098 | 315.7117 | 379.1883 | 511.7388 | 563.257
| Onshore wind | S Scotland |  | 0 | 450 | 920 | 1467 | 1467 | 1945.6002 | 1948.8091 | 1948.8091 | 1948.8091 | 2977.6182 | 2977.6182 | 2977.6182 | 2977.6182 | 4006.4273 | 4006.4273 | 4006.4273 | 5035.2364 | 5035.2364 | 5035.2364 | 5035.2364
| Onshore wind | N Scotland |  | -3e-06 | 187.6921 | 529.2095 | 944.8527 | 1154.2428 | 1432.7132 | 2059.8976 | 2392.4762 | 3308.6011 | 3363.5626 | 4196.509 | 4215.4048 | 5002.1596 | 5007.8653 | 5545.8099 | 5663.1996 | 5869.8862 | 5967.5 | 5967.5 | 5967.5
| Onshore wind | Island wind |  | 3e-06 | 3e-06 | 3e-06 | 3e-06 | 200.6459 | 200.6459 | 401.2917 | 401.2917 | 601.9376 | 601.9376 | 802.5834 | 802.5834 | 1003.2293 | 1003.2293 | 1203.8751 | 1203.8751 | 1404.521 | 1404.521 | 1404.521 | 1404.521
| Biomass regular | S England & S Wales |  | 0 | 0 | 0 | 0 | 0 | 0 | 0 | 0 | 0 | 0 | 0 | 0 | 0 | 0 | 0 | 0 | 0 | 0 | 0 | 0
| Biomass regular | Midlands & N Wales |  | 0 | 0 | 0 | 0 | 0 | 0 | 0 | 0 | 0 | 0 | 0 | 0 | 0 | 0 | 0 | 0 | 0 | 0 | 0 | 0
| Biomass regular | N England |  | 0 | 0 | 0 | 0 | 0 | 0 | 0 | 0 | 0 | 0 | 0 | 0 | 0 | 0 | 0 | 0 | 0 | 0 | 0 | 0
| Biomass regular | S Scotland |  | 0 | 0 | 0 | 0 | 0 | 0 | 0 | 0 | 0 | 0 | 0 | 0 | 0 | 0 | 0 | 0 | 0 | 0 | 0 | 0
| Biomass regular | N Scotland |  | 0 | 0 | 0 | 0 | 0 | 0 | 0 | 0 | 0 | 0 | 0 | 0 | 0 | 0 | 0 | 0 | 0 | 0 | 0 | 0
| Offshore wind | Offshore South |  | 0 | 541 | 1045 | 1415 | 1415 | 1915 | 2323.1081 | 2323.1081 | 4615 | 4615 | 4615 | 4615 | 4615 | 4615 | 5815 | 6065 | 6315 | 8415 | 8415 | 8415
| Offshore wind | Offshore Irish Sea |  | 0 | 233 | 233 | 998 | 998 | 1140 | 1140 | 1140 | 1140 | 1140 | 1140 | 1140 | 1140 | 1140 | 1140 | 1140 | 1140 | 1140 | 1140 | 1140
| Offshore wind | Offshore E England |  | 0 | 0 | 0 | 720 | 720 | 895 | 2211.6667 | 2211.6667 | 3078.3333 | 4522.7778 | 4522.7778 | 4522.7778 | 6456.1111 | 6456.1111 | 6456.1111 | 7789.4444 | 9233.8889 | 10678.3333 | 10678.3333 | 10678.3333
| Offshore wind | Offshore Scotland |  | 0 | 0 | 0 | 0 | 0 | 0 | 0 | 0 | 0 | 0 | 0 | 0 | 905 | 905 | 1995 | 1995 | 2985 | 4825 | 4825 | 4825
| Wave | Offshore South |  | 0 | 0 | 0 | 0 | 0 | 0 | 0 | 0 | 0 | 0 | 0 | 0 | 0 | 0 | 0 | 0 | 0 | 0 | 0 | 0
| Wave | Offshore Irish Sea |  | 0 | 0 | 0 | 0 | 0 | 0 | 0 | 0 | 0 | 0 | 0 | 0 | 0 | 0 | 0 | 0 | 0 | 0 | 0 | 0
| Wave | Offshore E England |  | 0 | 0 | 0 | 0 | 0 | 0 | 0 | 0 | 0 | 0 | 0 | 0 | 0 | 0 | 0 | 0 | 0 | 0 | 0 | 0
| Wave | Offshore Scotland |  | 0 | 0 | 0 | 0 | 0 | 0 | 0 | 0 | 0 | 450 | 450 | 450 | 450 | 450 | 600 | 600 | 700 | 800 | 800 | 800
| Tidal Stream | Offshore South |  | 0 | 0 | 0 | 0 | 0 | 0 | 0 | 0 | 0 | 0 | 0 | 0 | 0 | 0 | 0 | 0 | 300 | 500 | 1500 | 1500
| Tidal Stream | Offshore Irish Sea |  | 0 | 0 | 0 | 0 | 0 | 0 | 0 | 0 | 0 | 0 | 0 | 0 | 0 | 0 | 0 | 0 | 0 | 0 | 0 | 0
| Tidal Stream | Offshore E England |  | 0 | 0 | 0 | 0 | 0 | 0 | 0 | 0 | 0 | 0 | 0 | 0 | 0 | 0 | 0 | 0 | 0 | 0 | 0 | 0
| Tidal Stream | Offshore Scotland |  | 0 | 0 | 0 | 0 | 94 | 94 | 94 | 94 | 94 | 179 | 835 | 835 | 850 | 850 | 950 | 950 | 950 | 950 | 950 | 950
| Embedded CHP | Embedded |  | 0 | 192.3077 | 384.6154 | 576.9231 | 769.2308 | 961.5385 | 1153.8462 | 1346.1538 | 1538.4615 | 1730.7692 | 1923.0769 | 2123.0769 | 2323.0769 | 2523.0769 | 2723.0769 | 2923.0769 | 3123.0769 | 3323.0769 | 3523.0769 | 3723.0769
| Embedded Gas | Embedded |  | 0 | 0 | 0 | 0 | 0 | 0 | 0 | 0 | 0 | 0 | 0 | 0 | 0 | 0 | 0 | 0 | 0 | 0 | 0 | 0
| Embedded offshore wind | Embedded |  | 0 | 0 | 0 | 0 | 0 | 0 | 0 | 0 | 0 | 0 | 0 | 0 | 0 | 0 | 0 | 0 | 0 | 0 | 0 | 0
| Embedded onshore wind | Embedded |  | 0 | 0 | 0 | 0 | 0 | 0 | 0 | 0 | 0 | 0 | 0 | 0 | 0 | 0 | 0 | 0 | 0 | 0 | 0 | 0
| Embedded biomass | Embedded |  | 0 | 83.6644 | 187.0537 | 296.1199 | 421.1527 | 559.341 | 705.9811 | 861.1212 | 1026.1136 | 1196.3224 | 1366.6332 | 1537.0472 | 1707.5653 | 1878.1886 | 2048.9182 | 2219.755 | 2390.7002 | 2561.7549 | 2732.9201 | 2904.1969
| Embedded tidal and wave | Embedded |  | 0 | 20 | 30 | 50 | 86.5 | 129.4 | 179.4 | 235.015 | 310.0953 | 400.0953 | 480.0953 | 547.5345 | 625.0897 | 714.2782 | 814.2782 | 914.2782 | 1014.2782 | 1114.2782 | 1214.2782 | 1314.2782
| Embedded hydro | Embedded |  | 0 | 10 | 20 | 30 | 40 | 50 | 79 | 89 | 99 | 109 | 119 | 129 | 139 | 149 | 159 | 169 | 179 | 189 | 199 | 209
Retirements (cumulative, MW)
| CHP | S England & S Wales |  | 0 | 0 | 0 | 0 | 0 | 0 | 0 | 0 | 0 | 0 | 0 | 0 | 0 | 0 | 0 | 0 | 0 | 0 | 0 | 0
| CHP | Midlands & N Wales |  | 0 | 0 | 0 | 0 | 0 | 0 | 0 | 0 | 0 | 0 | 0 | 0 | 0 | 0 | 0 | 0 | 0 | 0 | 0 | 0
| CHP | N England |  | 0 | 0 | 0 | 0 | 0 | 0 | 0 | 0 | 0 | 0 | 0 | 0 | 0 | 0 | 0 | 0 | 0 | 0 | 0 | 0
| CHP | S Scotland |  | 0 | 0 | 0 | 0 | 0 | 0 | 0 | 0 | 0 | 0 | 0 | 0 | 0 | 0 | 0 | 0 | 0 | 0 | 0 | 0
| CHP | N Scotland |  | 0 | 0 | 0 | 0 | 0 | 0 | 0 | 0 | 0 | 0 | 0 | 0 | 0 | 0 | 0 | 0 | 0 | 0 | 0 | 0
| Oil | S England & S Wales |  | 0 | 0 | 0 | 0 | 0 | -3442 | -3442 | -3442 | -3442 | -3442 | -3442 | -3442 | -3442 | -3442 | -3442 | -3442 | -3442 | -3442 | -3442 | -3442
| Oil | Midlands & N Wales |  | 0 | 0 | 0 | 0 | 0 | 0 | 0 | 0 | 0 | 0 | 0 | 0 | 0 | 0 | 0 | 0 | 0 | 0 | 0 | 0
| Oil | N England |  | 0 | 0 | 0 | 0 | 0 | 0 | 0 | 0 | 0 | 0 | 0 | 0 | 0 | 0 | 0 | 0 | 0 | 0 | 0 | 0
| Oil | S Scotland |  | 0 | 0 | 0 | 0 | 0 | 0 | 0 | 0 | 0 | 0 | 0 | 0 | 0 | 0 | 0 | 0 | 0 | 0 | 0 | 0
| Oil | N Scotland |  | 0 | 0 | 0 | 0 | 0 | 0 | 0 | 0 | 0 | 0 | 0 | 0 | 0 | 0 | 0 | 0 | 0 | 0 | 0 | 0
| Hydro | S England & S Wales |  | 0 | 0 | 0 | 0 | 0 | 0 | 0 | 0 | 0 | 0 | 0 | 0 | 0 | 0 | 0 | 0 | 0 | 0 | 0 | 0
| Hydro | Midlands & N Wales |  | 0 | 0 | 0 | 0 | 0 | 0 | 0 | 0 | 0 | 0 | 0 | 0 | 0 | 0 | 0 | 0 | 0 | 0 | 0 | 0
| Hydro | N England |  | 0 | 0 | 0 | 0 | 0 | 0 | 0 | 0 | 0 | 0 | 0 | 0 | 0 | 0 | 0 | 0 | 0 | 0 | 0 | 0
| Hydro | S Scotland |  | 0 | 0 | 0 | 0 | 0 | 0 | 0 | 0 | 0 | 0 | 0 | 0 | 0 | 0 | 0 | 0 | 0 | 0 | 0 | 0
| Hydro | N Scotland |  | 0 | 0 | 0 | 0 | 0 | 0 | 0 | 0 | 0 | 0 | 0 | 0 | 0 | 0 | 0 | 0 | 0 | 0 | 0 | 0
| PS | S England & S Wales |  | 0 | 0 | 0 | 0 | 0 | 0 | 0 | 0 | 0 | 0 | 0 | 0 | 0 | 0 | 0 | 0 | 0 | 0 | 0 | 0
| PS | Midlands & N Wales |  | 0 | 0 | 0 | 0 | 0 | 0 | 0 | 0 | 0 | 0 | 0 | 0 | 0 | 0 | 0 | 0 | 0 | 0 | 0 | 0
| PS | N England |  | 0 | 0 | 0 | 0 | 0 | 0 | 0 | 0 | 0 | 0 | 0 | 0 | 0 | 0 | 0 | 0 | 0 | 0 | 0 | 0
| PS | S Scotland |  | 0 | 0 | 0 | 0 | 0 | 0 | 0 | 0 | 0 | 0 | 0 | 0 | 0 | 0 | 0 | 0 | 0 | 0 | 0 | 0
| PS | N Scotland |  | 0 | 0 | 0 | 0 | 0 | 0 | 0 | 0 | 0 | 0 | 0 | 0 | 0 | 0 | 0 | 0 | 0 | 0 | 0 | 0
| Nuclear | S England & S Wales |  | 0 | 0 | -215 | -215 | -215 | -215 | -215 | -215 | -2557 | -2557 | -2557 | -2557 | -2557 | -2557 | -2557 | -2557 | -2557 | -2557 | -2557 | -2557
| Nuclear | Midlands & N Wales |  | 0 | 0 | -890 | -890 | -890 | -890 | -890 | -890 | -890 | -890 | -890 | -890 | -890 | -890 | -890 | -890 | -890 | -890 | -890 | -890
| Nuclear | N England |  | 0 | 0 | 0 | 0 | 0 | 0 | 0 | 0 | 0 | -2410 | -2410 | -2410 | -2410 | -2410 | -2410 | -2410 | -2410 | -2410 | -3613 | -3613
| Nuclear | S Scotland |  | 0 | 0 | 0 | 0 | 0 | 0 | 0 | 0 | -1074 | -1074 | -1074 | -1074 | -1074 | -1074 | -1074 | -1074 | -1074 | -1074 | -2289 | -2289
| Nuclear | N Scotland |  | 0 | 0 | 0 | 0 | 0 | 0 | 0 | 0 | 0 | 0 | 0 | 0 | 0 | 0 | 0 | 0 | 0 | 0 | 0 | 0
| CCGT | S England & S Wales |  | 0 | 0 | 0 | 0 | 0 | 0 | 0 | 0 | 0 | 0 | 0 | 0 | 0 | -806 | -806 | -806 | -806 | -806 | -806 | -806
| CCGT | Midlands & N Wales |  | 0 | 0 | 0 | 0 | 0 | -515 | -515 | -515 | -515 | -515 | -515 | -515 | -515 | -515 | -515 | -515 | -515 | -515 | -515 | -515
| CCGT | N England |  | 0 | 0 | 0 | 0 | 0 | 0 | 0 | -1039 | -1039 | -1039 | -1039 | -1039 | -1039 | -2864 | -2864 | -2864 | -2864 | -2864 | -2864 | -2864
| CCGT | S Scotland |  | 0 | 0 | 0 | 0 | 0 | 0 | 0 | 0 | 0 | 0 | 0 | 0 | 0 | 0 | 0 | 0 | 0 | 0 | 0 | 0
| CCGT | N Scotland |  | 0 | 0 | 0 | 0 | 0 | 0 | -1180 | -1180 | -1180 | -1180 | -1180 | -1180 | -1180 | -1180 | -1180 | -1180 | -1180 | -1180 | -1180 | -1180
| OCGT | S England & S Wales |  | 0 | 0 | 0 | -68 | -102 | -396 | -396 | -396 | -396 | -396 | -396 | -396 | -396 | -447 | -447 | -447 | -447 | -447 | -447 | -447
| OCGT | Midlands & N Wales |  | 0 | 0 | 0 | 0 | 0 | 0 | 0 | 0 | 0 | 0 | 0 | 0 | 0 | -40 | -40 | -40 | -40 | -40 | -40 | -40
| OCGT | N England |  | 0 | 0 | 0 | 0 | 0 | 0 | 0 | 0 | 0 | 0 | 0 | 0 | 0 | -68 | -68 | -68 | -68 | -68 | -68 | -68
| OCGT | S Scotland |  | 0 | 0 | 0 | 0 | 0 | 0 | 0 | 0 | 0 | 0 | 0 | 0 | 0 | 0 | 0 | 0 | 0 | 0 | 0 | 0
| OCGT | N Scotland |  | 0 | 0 | 0 | 0 | 0 | 0 | 0 | 0 | 0 | 0 | 0 | 0 | 0 | 0 | 0 | 0 | 0 | 0 | 0 | 0
| Coal | S England & S Wales |  | 0 | 0 | -2295 | -3358 | -3358 | -4816 | -4816 | -4816 | -4816 | -4816 | -4816 | -4816 | -4816 | -6385 | -6385 | -6385 | -6385 | -6385 | -6385 | -6385
| Coal | Midlands & N Wales |  | 0 | 0 | 0 | 0 | -964 | -964 | -964 | -964 | -964 | -964 | -964 | -964 | -964 | -4911 | -4911 | -4911 | -4911 | -4911 | -4911 | -4911
| Coal | N England |  | 0 | 0 | 0 | 0 | -976 | -976 | -976 | -2440.5 | -2440.5 | -2440.5 | -3647 | -4135 | -6075 | -6075 | -6075 | -6075 | -6075 | -6075 | -6075 | -6075
| Coal | S Scotland |  | 0 | -551 | -551 | -1102 | -1673 | -1673 | -1673 | -1673 | -1673 | -1673 | -1673 | -1673 | -3386 | -3386 | -3386 | -3386 | -3386 | -3386 | -3386 | -3386
| Coal | N Scotland |  | 0 | 0 | 0 | 0 | 0 | 0 | 0 | 0 | 0 | 0 | 0 | 0 | 0 | 0 | 0 | 0 | 0 | 0 | 0 | 0
| Coal + CCS | S England & S Wales |  | 0 | 0 | 0 | 0 | 0 | 0 | 0 | 0 | 0 | 0 | 0 | 0 | 0 | 0 | 0 | 0 | 0 | 0 | 0 | 0
| Coal + CCS | Midlands & N Wales |  | 0 | 0 | 0 | 0 | 0 | 0 | 0 | 0 | 0 | 0 | 0 | 0 | 0 | 0 | 0 | 0 | 0 | 0 | 0 | 0
| Coal + CCS | N England |  | 0 | 0 | 0 | 0 | 0 | 0 | 0 | 0 | 0 | 0 | 0 | 0 | 0 | 0 | 0 | 0 | 0 | 0 | 0 | 0
| Coal + CCS | S Scotland |  | 0 | 0 | 0 | 0 | 0 | 0 | 0 | 0 | 0 | 0 | 0 | 0 | 0 | 0 | 0 | 0 | 0 | 0 | 0 | 0
| Coal + CCS | N Scotland |  | 0 | 0 | 0 | 0 | 0 | 0 | 0 | 0 | 0 | 0 | 0 | 0 | 0 | 0 | 0 | 0 | 0 | 0 | 0 | 0
| CCGT + CCS | S England & S Wales |  | 0 | 0 | 0 | 0 | 0 | 0 | 0 | 0 | 0 | 0 | 0 | 0 | 0 | 0 | 0 | 0 | 0 | 0 | 0 | 0
| CCGT + CCS | Midlands & N Wales |  | 0 | 0 | 0 | 0 | 0 | 0 | 0 | 0 | 0 | 0 | 0 | 0 | 0 | 0 | 0 | 0 | 0 | 0 | 0 | 0
| CCGT + CCS | N England |  | 0 | 0 | 0 | 0 | 0 | 0 | 0 | 0 | 0 | 0 | 0 | 0 | 0 | 0 | 0 | 0 | 0 | 0 | 0 | 0
| CCGT + CCS | S Scotland |  | 0 | 0 | 0 | 0 | 0 | 0 | 0 | 0 | 0 | 0 | 0 | 0 | 0 | 0 | 0 | 0 | 0 | 0 | 0 | 0
| CCGT + CCS | N Scotland |  | 0 | 0 | 0 | 0 | 0 | 0 | 0 | 0 | 0 | 0 | 0 | 0 | 0 | 0 | 0 | 0 | 0 | 0 | 0 | 0
| Onshore wind | S England & S Wales |  | 0 | 0 | 0 | 0 | 0 | 0 | 0 | 0 | 0 | 0 | 0 | 0 | 0 | 0 | 0 | 0 | 0 | 0 | 0 | 0
| Onshore wind | Midlands & N Wales |  | 0 | 0 | 0 | 0 | 0 | 0 | 0 | 0 | 0 | 0 | 0 | 0 | 0 | 0 | 0 | 0 | 0 | 0 | 0 | 0
| Onshore wind | N England |  | 0 | 0 | 0 | 0 | 0 | 0 | 0 | 0 | 0 | 0 | 0 | 0 | 0 | 0 | 0 | 0 | 0 | 0 | 0 | 0
| Onshore wind | S Scotland |  | 0 | 0 | 0 | 0 | 0 | 0 | 0 | 0 | 0 | 0 | 0 | 0 | 0 | 0 | 0 | 0 | 0 | 0 | 0 | 0
| Onshore wind | N Scotland |  | 0 | 0 | 0 | 0 | 0 | 0 | 0 | 0 | 0 | 0 | 0 | 0 | 0 | 0 | 0 | 0 | 0 | 0 | 0 | 0
| Onshore wind | Island wind |  | 0 | 0 | 0 | 0 | 0 | 0 | 0 | 0 | 0 | 0 | 0 | 0 | 0 | 0 | 0 | 0 | 0 | 0 | 0 | 0
| Biomass regular | S England & S Wales |  | 0 | 0 | 0 | 0 | 0 | 0 | 0 | 0 | 0 | 0 | 0 | 0 | 0 | 0 | 0 | 0 | 0 | 0 | 0 | 0
| Biomass regular | Midlands & N Wales |  | 0 | 0 | 0 | 0 | 0 | 0 | 0 | 0 | 0 | 0 | 0 | 0 | 0 | 0 | 0 | 0 | 0 | 0 | 0 | 0
| Biomass regular | N England |  | 0 | 0 | 0 | 0 | 0 | 0 | 0 | 0 | 0 | 0 | 0 | 0 | 0 | 0 | 0 | 0 | 0 | 0 | 0 | 0
| Biomass regular | S Scotland |  | 0 | 0 | 0 | 0 | 0 | 0 | 0 | 0 | 0 | 0 | 0 | 0 | 0 | 0 | 0 | 0 | 0 | 0 | 0 | 0
| Biomass regular | N Scotland |  | 0 | 0 | 0 | 0 | 0 | 0 | 0 | 0 | 0 | 0 | 0 | 0 | 0 | 0 | 0 | 0 | 0 | 0 | 0 | 0
| Offshore wind | Offshore South |  | 0 | 0 | 0 | 0 | 0 | 0 | 0 | 0 | 0 | 0 | 0 | 0 | 0 | 0 | 0 | 0 | 0 | 0 | 0 | 0
| Offshore wind | Offshore Irish Sea |  | 0 | 0 | 0 | 0 | 0 | 0 | 0 | 0 | 0 | 0 | 0 | 0 | 0 | 0 | 0 | 0 | 0 | 0 | 0 | 0
| Offshore wind | Offshore E England |  | 0 | 0 | 0 | 0 | 0 | 0 | 0 | 0 | 0 | 0 | 0 | 0 | 0 | 0 | 0 | 0 | 0 | 0 | 0 | 0
| Offshore wind | Offshore Scotland |  | 0 | 0 | 0 | 0 | 0 | 0 | 0 | 0 | 0 | 0 | 0 | 0 | 0 | 0 | 0 | 0 | 0 | 0 | 0 | 0
| Wave | Offshore South |  | 0 | 0 | 0 | 0 | 0 | 0 | 0 | 0 | 0 | 0 | 0 | 0 | 0 | 0 | 0 | 0 | 0 | 0 | 0 | 0
| Wave | Offshore Irish Sea |  | 0 | 0 | 0 | 0 | 0 | 0 | 0 | 0 | 0 | 0 | 0 | 0 | 0 | 0 | 0 | 0 | 0 | 0 | 0 | 0
| Wave | Offshore E England |  | 0 | 0 | 0 | 0 | 0 | 0 | 0 | 0 | 0 | 0 | 0 | 0 | 0 | 0 | 0 | 0 | 0 | 0 | 0 | 0
| Wave | Offshore Scotland |  | 0 | 0 | 0 | 0 | 0 | 0 | 0 | 0 | 0 | 0 | 0 | 0 | 0 | 0 | 0 | 0 | 0 | 0 | 0 | 0
| Tidal Stream | Offshore South |  | 0 | 0 | 0 | 0 | 0 | 0 | 0 | 0 | 0 | 0 | 0 | 0 | 0 | 0 | 0 | 0 | 0 | 0 | 0 | 0
| Tidal Stream | Offshore Irish Sea |  | 0 | 0 | 0 | 0 | 0 | 0 | 0 | 0 | 0 | 0 | 0 | 0 | 0 | 0 | 0 | 0 | 0 | 0 | 0 | 0
| Tidal Stream | Offshore E England |  | 0 | 0 | 0 | 0 | 0 | 0 | 0 | 0 | 0 | 0 | 0 | 0 | 0 | 0 | 0 | 0 | 0 | 0 | 0 | 0
| Tidal Stream | Offshore Scotland |  | 0 | 0 | 0 | 0 | 0 | 0 | 0 | 0 | 0 | 0 | 0 | 0 | 0 | 0 | 0 | 0 | 0 | 0 | 0 | 0
| Embedded CHP | Embedded |  | 0 | 0 | 0 | 0 | 0 | 0 | 0 | 0 | 0 | 0 | 0 | 0 | 0 | 0 | 0 | 0 | 0 | 0 | 0 | 0
| Embedded Gas | Embedded |  | 0 | 0 | 0 | 0 | 0 | 0 | 0 | 0 | 0 | 0 | 0 | 0 | 0 | 0 | 0 | 0 | 0 | 0 | 0 | 0
| Embedded offshore wind | Embedded |  | 0 | 0 | 0 | 0 | 0 | 0 | 0 | 0 | 0 | 0 | 0 | 0 | 0 | 0 | 0 | 0 | 0 | 0 | 0 | 0
| Embedded onshore wind | Embedded |  | 0 | 0 | 0 | 0 | 0 | 0 | 0 | 0 | 0 | 0 | 0 | 0 | 0 | 0 | 0 | 0 | 0 | 0 | 0 | 0
| Embedded biomass | Embedded |  | 0 | 0 | 0 | 0 | 0 | 0 | 0 | 0 | 0 | 0 | 0 | 0 | 0 | 0 | 0 | 0 | 0 | 0 | 0 | 0
| Embedded tidal and wave | Embedded |  | 0 | 0 | 0 | 0 | 0 | 0 | 0 | 0 | 0 | 0 | 0 | 0 | 0 | 0 | 0 | 0 | 0 | 0 | 0 | 0
| Embedded hydro | Embedded |  | 0 | 0 | 0 | 0 | 0 | 0 | 0 | 0 | 0 | 0 | 0 | 0 | 0 | 0 | 0 | 0 | 0 | 0 | 0 | 0
Generation (TWh)
| CHP | S England & S Wales |  | 0 | 0 | 0 | 0 | 0 | 0.0632 | 0 | 0 | 0 | 0 | 0 | 0 | 0 | 0 | 0 | 0 | 0 | 0 | 0 | 0
| CHP | Midlands & N Wales |  | 323.6635 | 98.5613 | 369.7566 | 212.2335 | 177.5832 | 324.6841 | 188.5496 | 69.8403 | 154.9189 | 189.4251 | 65.1957 | 65.1957 | 65.1957 | 48.457 | 16.1243 | 0 | 0 | 0 | 0 | 0.084
| CHP | N England |  | 7870.2567 | 7141.5177 | 7971.187 | 7089.5817 | 6568.8628 | 7684.7341 | 6705.9726 | 5567.1698 | 5586.8003 | 5791.2518 | 3402.3299 | 3112.8167 | 3101.8982 | 3068.1883 | 2322.0545 | 1880.863 | 1513.7205 | 1480.6887 | 1539.8247 | 1539.3142
| CHP | S Scotland |  | 0.048 | 8.4e-09 | 0.048 | 0.048 | 7.7183e-08 | 9.6747 | 0.048 | 4e-10 | 7.7183e-08 | 9.2139 | 7.6783e-08 | 7.6783e-08 | 1.1521 | 0 | 0 | 0 | 0 | 0 | 0 | 0
| CHP | N Scotland |  | 34.263 | 10.3288 | 34.206 | 20.4641 | 16.6767 | 30.2247 | 18.2469 | 9.3349 | 14.2689 | 14.5785 | 6.7657 | 5.0765 | 5.1523 | 5.0765 | 1.6892 | 0 | 0 | 0 | 0.0088 | 0.0088
| Oil | S England & S Wales |  | 0 | 0 | 0 | 0 | 0 | 0 | 0 | 0 | 0 | 0 | 0 | 0 | 0 | 0 | 0 | 0 | 0 | 0 | 0 | 0
| Oil | Midlands & N Wales |  | 0 | 0 | 0 | 0 | 0 | 0 | 0 | 0 | 0 | 0 | 0 | 0 | 0 | 0 | 0 | 0 | 0 | 0 | 0 | 0
| Oil | N England |  | 0 | 0 | 0 | 0 | 0 | 0 | 0 | 0 | 0 | 0 | 0 | 0 | 0 | 0 | 0 | 0 | 0 | 0 | 0 | 0
| Oil | S Scotland |  | 0 | 0 | 0 | 0 | 0 | 0 | 0 | 0 | 0 | 0 | 0 | 0 | 0 | 0 | 0 | 0 | 0 | 0 | 0 | 0
| Oil | N Scotland |  | 0 | 0 | 0 | 0 | 0 | 0 | 0 | 0 | 0 | 0 | 0 | 0 | 0 | 0 | 0 | 0 | 0 | 0 | 0 | 0
| Hydro | S England & S Wales |  | 0 | 0 | 0 | 0 | 0 | 0 | 0 | 0 | 0 | 0 | 0 | 0 | 0 | 0 | 0 | 0 | 0 | 0 | 0 | 0
| Hydro | Midlands & N Wales |  | 0 | 0 | 0 | 0 | 0 | 0 | 0 | 0 | 0 | 0 | 0 | 0 | 0 | 0 | 0 | 0 | 0 | 0 | 0 | 0
| Hydro | N England |  | 0 | 0 | 0 | 0 | 0 | 0 | 0 | 0 | 0 | 0 | 0 | 0 | 0 | 0 | 0 | 0 | 0 | 0 | 0 | 0
| Hydro | S Scotland |  | 95.0109 | 95.0109 | 95.0109 | 95.0109 | 95.0109 | 95.0109 | 95.0109 | 95.0109 | 95.0109 | 95.0109 | 95.0109 | 95.0109 | 95.0109 | 95.0109 | 95.0109 | 95.0109 | 95.0109 | 95.0109 | 95.0109 | 95.0109
| Hydro | N Scotland |  | 2991.4043 | 2991.4043 | 2991.4043 | 2991.4043 | 2991.4043 | 2991.4043 | 2991.4043 | 2991.4043 | 2991.4043 | 2991.4043 | 2991.4043 | 2991.4043 | 2991.4043 | 2991.4043 | 2991.4043 | 2991.4043 | 2991.4043 | 2991.4043 | 2991.4043 | 2991.4043
| PS | S England & S Wales |  | 0 | 0 | 0 | 0 | 0 | 0 | 0 | 0 | 0 | 0 | 0 | 0 | 0 | 0 | 0 | 0 | 0 | 0 | 0 | 0
| PS | Midlands & N Wales |  | 0 | 0 | 0 | 0 | 0 | 0.25743 | 0 | 0 | 0 | 0 | 0 | 0 | 0 | 0 | 0 | 0 | 0 | 0 | 0 | 0
| PS | N England |  | 0 | 0 | 0 | 0 | 0 | 0 | 0 | 0 | 0 | 0 | 0 | 0 | 0 | 0 | 0 | 0 | 0 | 0 | 0 | 0
| PS | S Scotland |  | 0 | 0 | 0 | 0 | 0 | 0 | 0 | 0 | 0 | 0 | 0 | 0 | 0 | 0 | 0 | 0 | 0 | 0 | 0 | 0
| PS | N Scotland |  | 0 | 0 | 0 | 0 | 0 | 0.15039 | 0 | 0 | 0 | 0 | 0 | 0 | 0 | 0 | 0 | 0 | 0 | 0 | 0 | 0
| Nuclear | S England & S Wales |  | 26450.3808 | 26450.3808 | 24939.5328 | 24939.5328 | 24939.5328 | 24939.5328 | 24939.5328 | 24939.5328 | 20217.2544 | 20217.2544 | 31952.5583 | 31952.6784 | 31952.6784 | 43688.1024 | 55423.5264 | 55422.2572 | 55226.5084 | 54226.5475 | 54497.4134 | 54497.4134
| Nuclear | Midlands & N Wales |  | 6254.208 | 6254.208 | 7.0272e-06 | 7.0272e-06 | 7.0272e-06 | 7.0272e-06 | 7.0272e-06 | 7.0272e-06 | 7.0272e-06 | 7.0272e-06 | 8432.64 | 8432.64 | 8432.64 | 8432.64 | 8432.64 | 16865.28 | 16865.28 | 16864.368 | 16864.368 | 16864.368
| Nuclear | N England |  | 25389.2736 | 25389.2736 | 25389.2736 | 25389.2736 | 25389.2736 | 25389.2736 | 25389.2736 | 25389.2736 | 25389.2736 | 8453.7216 | 8453.2645 | 8453.6576 | 8453.7216 | 8453.7216 | 19696.6336 | 19599.9654 | 19217.6439 | 19051.3065 | 10590.8898 | 10581.9157
| Nuclear | S Scotland |  | 16085.2608 | 16085.2608 | 16085.2608 | 16085.2608 | 16085.2608 | 16085.2608 | 16085.2608 | 16085.2608 | 8538.048 | 8538.048 | 8537.5863 | 8537.5863 | 8538.048 | 8538.048 | 8538.048 | 8538.048 | 8538.048 | 8538.048 | 0 | 0
| Nuclear | N Scotland |  | 0 | 0 | 0 | 0 | 0 | 0 | 0 | 0 | 0 | 0 | 0 | 0 | 0 | 0 | 0 | 0 | 0 | 0 | 0 | 0
| CCGT | S England & S Wales |  | 44021.282 | 40190.1463 | 50299.9259 | 50483.7164 | 50995.0552 | 59360.4149 | 51811.2914 | 43606.0312 | 43429.8722 | 45952.363 | 36889.9102 | 36250.7344 | 37232.1464 | 36634.4722 | 27693.9283 | 25565.3764 | 22923.4504 | 20843.7227 | 20929.1523 | 20897.1447
| CCGT | Midlands & N Wales |  | 17041.4254 | 17454.4934 | 21845.7015 | 24244.7052 | 27364.4075 | 31413.7237 | 28005.3092 | 21077.4071 | 21201.6959 | 22002.956 | 14862.0244 | 14872.0102 | 15288.1875 | 13061.1221 | 9625.6043 | 8800.0633 | 7157.4012 | 6531.7883 | 6676.267 | 6657.9892
| CCGT | N England |  | 6377.1004 | 4021.6752 | 5894.9602 | 4665.5674 | 9189.5584 | 10854.6518 | 14501.9644 | 16313.5626 | 16190.4212 | 16532.2212 | 18084.0228 | 18743.6489 | 18412.0596 | 21082.8764 | 17117.3829 | 15118.6875 | 17563.4501 | 16190.3587 | 16478.0114 | 16460.0898
| CCGT | S Scotland |  | 1.3527e-05 | 1.307e-05 | 1.3369e-05 | 1.3369e-05 | 1.3038e-05 | 1.3447e-05 | 1.2866e-05 | 9838.2224 | 9857.6198 | 9887.865 | 12630.6272 | 17133.2155 | 16833.19 | 19727.919 | 16463.6434 | 15048.7545 | 13069.4056 | 11015.967 | 11183.2565 | 11156.0811
| CCGT | N Scotland |  | 57.2538 | 1.6088 | 114.7641 | 25.3618 | 77.8755 | 161.6334 | 1.3187e-05 | 9736.0807 | 9201.6658 | 9475.4061 | 16409.8063 | 16861.6275 | 16966.4467 | 22129.5953 | 18928.4494 | 17896.1018 | 16454.6023 | 15210.3846 | 15356.5442 | 15334.9475
| OCGT | S England & S Wales |  | 0 | 0 | 0 | 0 | 0 | 4.2791e-09 | 0 | 0 | 0 | 0 | 0 | 0 | 0 | 0 | 0 | 0 | 0 | 0 | 0 | 0
| OCGT | Midlands & N Wales |  | 0 | 0 | 0 | 0 | 0 | 1.7116e-09 | 0 | 0 | 0 | 0 | 0 | 0 | 0 | 0 | 0 | 0 | 0 | 0 | 0 | 0
| OCGT | N England |  | 0 | 0 | 0 | 0 | 0 | 1.7116e-09 | 0 | 0 | 0 | 0 | 0 | 0 | 0 | 0 | 0 | 0 | 0 | 0 | 0 | 0
| OCGT | S Scotland |  | 0 | 0 | 0 | 0 | 0 | 8.5581e-10 | 0 | 0 | 0 | 0 | 0 | 0 | 0 | 0 | 0 | 0 | 0 | 0 | 0 | 0
| OCGT | N Scotland |  | 0 | 0 | 0 | 0 | 0 | 1.7116e-09 | 0 | 0 | 0 | 0 | 0 | 0 | 0 | 0 | 0 | 0 | 0 | 0 | 0 | 0
| Coal | S England & S Wales |  | 19282.166 | 20230.185 | 12915.3015 | 9443.023 | 9137.3384 | 2232.1554 | 2045.8304 | 1895.7661 | 1889.6708 | 1911.1518 | 1644.7241 | 1216.6434 | 482.61 | 0 | 0 | 0 | 0 | 0 | 0 | 0
| Coal | Midlands & N Wales |  | 49542.297 | 49594.5182 | 48459.4641 | 46530.0348 | 44022.71 | 40996.7236 | 38355.3546 | 35483.6947 | 33769.0069 | 34392.0995 | 28444.2432 | 23491.3146 | 19046.5236 | 3660.9909 | 112.656 | 17.7517 | 0.25149 | 0 | 0 | 0
| Coal | N England |  | 55602.8118 | 58382.5265 | 51250.9018 | 48039.1563 | 45445.7914 | 34746.5994 | 34565.2676 | 32517.0313 | 32378.1754 | 32369.0607 | 30590.5398 | 30440.4355 | 26736.2297 | 26707.1797 | 25836.8481 | 25368.7788 | 24749.7611 | 23473.1989 | 23531.5039 | 23486.3359
| Coal | S Scotland |  | 17657.2336 | 16845.3442 | 16494.169 | 14587.73 | 8788.2242 | 2433.1481 | 2401.6132 | 2095.1536 | 2082.5808 | 1943.073 | 2063.1014 | 2063.1014 | 0 | 0 | 0 | 0 | 0 | 0 | 0 | 0
| Coal | N Scotland |  | 0 | 0 | 0 | 0 | 0 | 0 | 0 | 0 | 0 | 0 | 0 | 0 | 0 | 0 | 0 | 0 | 0 | 0 | 0 | 0
| Coal + CCS | S England & S Wales |  | 0 | 0 | 0 | 0 | 0 | 0 | 0 | 0 | 0 | 0 | 0 | 0 | 0 | 0 | 0 | 0 | 0 | 0 | 0 | 0
| Coal + CCS | Midlands & N Wales |  | 5.8847e-06 | 6.7735e-06 | 6.9975e-06 | 6.9975e-06 | 6.9975e-06 | 6.9975e-06 | 6.9975e-06 | 6.9975e-06 | 6.9975e-06 | 6.9975e-06 | 6.9975e-06 | 6.9975e-06 | 6.9975e-06 | 6.9975e-06 | 6.9975e-06 | 6.9975e-06 | 6.9975e-06 | 6.9975e-06 | 13995.0417 | 13995.0417
| Coal + CCS | N England |  | 1.1769e-05 | 1.3547e-05 | 1.3995e-05 | 1.3995e-05 | 1.3995e-05 | 5598.0375 | 5598.0375 | 5598.0375 | 5598.0375 | 5598.0375 | 5598.0375 | 5598.0375 | 5598.0375 | 5598.0375 | 5598.0375 | 5598.0375 | 5598.0375 | 5598.0375 | 5598.0375 | 5598.0375
| Coal + CCS | S Scotland |  | 1.1769e-05 | 1.3547e-05 | 1.3995e-05 | 1.3995e-05 | 2099.2641 | 2099.2641 | 2099.2641 | 2099.2641 | 2099.2641 | 2099.2641 | 2099.2641 | 2099.2641 | 2099.2641 | 2099.2641 | 2099.2641 | 2099.2641 | 2099.2641 | 2099.2641 | 2099.2641 | 2099.2641
| Coal + CCS | N Scotland |  | 0 | 0 | 0 | 0 | 0 | 0 | 0 | 0 | 0 | 0 | 0 | 0 | 0 | 0 | 0 | 0 | 0 | 0 | 0 | 0
| CCGT + CCS | S England & S Wales |  | 0 | 0 | 2.2492e-07 | 2.0993e-05 | 2.0993e-05 | 2.0993e-05 | 2.0993e-05 | 2.0993e-05 | 2.0993e-05 | 2.0993e-05 | 2.0991e-05 | 2.0991e-05 | 2.0991e-05 | 2.0774e-05 | 2.0122e-05 | 1.9898e-05 | 1.9898e-05 | 1.7416e-05 | 1.7852e-05 | 1.7416e-05
| CCGT + CCS | Midlands & N Wales |  | 0 | 0 | 0 | 0 | 0 | 0 | 0 | 0 | 0 | 0 | 0 | 0 | 0 | 0 | 0 | 0 | 0 | 0 | 0 | 0
| CCGT + CCS | N England |  | 0 | 0 | 7.4974e-08 | 6.9975e-06 | 6.9975e-06 | 6.9975e-06 | 6.9975e-06 | 6.9975e-06 | 6.9975e-06 | 6.9975e-06 | 6.9971e-06 | 6.9971e-06 | 6.9971e-06 | 6.9246e-06 | 6.7073e-06 | 6.6327e-06 | 6.6327e-06 | 5.8054e-06 | 5.9508e-06 | 5.8054e-06
| CCGT + CCS | S Scotland |  | 0 | 0 | 0 | 0 | 0 | 0 | 0 | 0 | 0 | 0 | 0 | 0 | 0 | 0 | 0 | 0 | 0 | 0 | 0 | 0
| CCGT + CCS | N Scotland |  | 0 | 0 | 0 | 0 | 0 | 0 | 0 | 0 | 0 | 0 | 0 | 0 | 0 | 0 | 0 | 0 | 0 | 0 | 0 | 0
| Onshore wind | S England & S Wales |  | 2.0691e-05 | 75.2164 | 93.7787 | 113.6331 | 138.277 | 192.153 | 223.0807 | 257.1073 | 288.2233 | 319.4232 | 339.5924 | 362.5395 | 386.0805 | 409.1885 | 435.5103 | 463.2789 | 637.0049 | 764.9149 | 890.8069 | 980.4868
| Onshore wind | Midlands & N Wales |  | 9.4113e-06 | 62.8264 | 78.3311 | 94.915 | 115.4995 | 160.5008 | 186.3339 | 214.7555 | 240.746 | 266.8065 | 283.6533 | 302.8206 | 322.4837 | 341.7853 | 363.7713 | 386.9658 | 532.0749 | 638.917 | 743.2884 | 818.1172
| Onshore wind | N England |  | 9.1586e-06 | 85.3552 | 106.4198 | 128.9505 | 156.9163 | 218.0545 | 253.1511 | 291.7644 | 327.0747 | 362.4803 | 385.3681 | 411.4085 | 438.1227 | 464.3455 | 494.2155 | 525.7272 | 722.8707 | 868.0206 | 1011.6866 | 1113.5358
| Onshore wind | S Scotland |  | 5126.3228 | 6233.2544 | 7389.3828 | 8734.9196 | 8734.9196 | 9912.2032 | 9920.0967 | 9920.0967 | 9920.0967 | 12450.8105 | 12450.8105 | 12450.8105 | 12448.9443 | 14981.0234 | 14979.6995 | 14979.7663 | 17509.7884 | 17508.6887 | 17508.6785 | 17508.6785
| Onshore wind | N Scotland |  | 3672.7329 | 4151.2392 | 5021.9115 | 6081.5617 | 6615.3857 | 7325.3244 | 8924.2825 | 9772.1658 | 12107.7554 | 12247.8755 | 14370.906 | 14419.0733 | 16424.8313 | 16436.8877 | 17808.0712 | 18026.7475 | 18301.6421 | 17977.3846 | 18182.6646 | 18177.2354
| Onshore wind | Island wind |  | 1.0999e-05 | 1.0999e-05 | 1.0999e-05 | 1.0999e-05 | 719.7881 | 719.7881 | 1439.5763 | 1439.5763 | 2159.3644 | 2159.3644 | 2879.1525 | 2879.1525 | 3598.439 | 3598.439 | 4318.1268 | 4318.1268 | 4863.3283 | 4499.9103 | 4499.9103 | 4499.9103
| Biomass regular | S England & S Wales |  | 1.4054e-05 | 1.4054e-05 | 1.4054e-05 | 1.4054e-05 | 1.4054e-05 | 1.4054e-05 | 1.4054e-05 | 1.4054e-05 | 1.4054e-05 | 1.4054e-05 | 1.4054e-05 | 1.4054e-05 | 1.4054e-05 | 1.4054e-05 | 1.4054e-05 | 1.3892e-05 | 1.3263e-05 | 1.2972e-05 | 1.2972e-05 | 1.2972e-05
| Biomass regular | Midlands & N Wales |  | 7.0272e-06 | 7.0272e-06 | 7.0272e-06 | 7.0272e-06 | 7.0272e-06 | 7.0272e-06 | 7.0272e-06 | 7.0272e-06 | 7.0272e-06 | 7.0272e-06 | 7.0268e-06 | 7.0268e-06 | 7.0268e-06 | 7.0268e-06 | 7.0268e-06 | 6.9462e-06 | 6.6313e-06 | 6.4862e-06 | 6.4862e-06 | 6.4862e-06
| Biomass regular | N England |  | 1.4054e-05 | 1.4054e-05 | 1.4054e-05 | 1.4054e-05 | 1.4054e-05 | 1.4054e-05 | 1.4054e-05 | 1.4054e-05 | 1.4054e-05 | 1.4054e-05 | 1.4054e-05 | 1.4054e-05 | 1.4054e-05 | 1.4054e-05 | 1.4054e-05 | 1.3892e-05 | 1.3263e-05 | 1.2972e-05 | 1.2972e-05 | 1.2972e-05
| Biomass regular | S Scotland |  | 681.6384 | 681.6384 | 681.6384 | 681.6384 | 681.6384 | 681.6384 | 681.6384 | 681.6384 | 681.6384 | 681.6384 | 681.6015 | 681.6015 | 681.6015 | 681.6015 | 681.6015 | 673.7795 | 643.2377 | 629.162 | 629.162 | 629.162
| Biomass regular | N Scotland |  | 0 | 0 | 0 | 0 | 0 | 0 | 0 | 0 | 0 | 0 | 0 | 0 | 0 | 0 | 0 | 0 | 0 | 0 | 0 | 0
| Offshore wind | Offshore South |  | 2848.0087 | 4631.3105 | 6292.6489 | 7512.2823 | 7512.2823 | 9160.4354 | 10505.6848 | 10505.6848 | 18060.4627 | 18060.4627 | 18060.4627 | 18060.4627 | 18060.4627 | 18060.4627 | 22016.0303 | 22840.1069 | 23664.1835 | 30586.4269 | 30586.4269 | 30586.4269
| Offshore wind | Offshore Irish Sea |  | 1823.1576 | 2594.1118 | 2594.1118 | 5125.356 | 5125.356 | 5595.2078 | 5595.2078 | 5595.2078 | 5595.2078 | 5595.2078 | 5595.2078 | 5595.2078 | 5595.2078 | 5595.2078 | 5595.2078 | 5595.2078 | 5595.2078 | 5595.2078 | 5595.2078 | 5595.2078
| Offshore wind | Offshore E England |  | 827.0664 | 827.0664 | 827.0664 | 3209.0175 | 3209.0175 | 3787.9639 | 8143.8468 | 8143.8468 | 11011.0101 | 15789.6158 | 15789.6158 | 15789.6158 | 22185.5957 | 22185.5957 | 22185.5957 | 26596.6162 | 31375.2219 | 36153.8275 | 36153.8275 | 36153.8275
| Offshore wind | Offshore Scotland |  | 33.0827 | 33.0827 | 33.0827 | 33.0827 | 33.0827 | 33.0827 | 33.0827 | 33.0827 | 33.0827 | 33.0827 | 33.0827 | 33.0827 | 3027.0629 | 3027.0629 | 6633.6723 | 6633.6723 | 9908.8551 | 15996.6636 | 15996.6636 | 15996.6636
| Wave | Offshore South |  | 0 | 0 | 0 | 0 | 0 | 0 | 0 | 0 | 0 | 0 | 0 | 0 | 0 | 0 | 0 | 0 | 0 | 0 | 0 | 0
| Wave | Offshore Irish Sea |  | 0 | 0 | 0 | 0 | 0 | 0 | 0 | 0 | 0 | 0 | 0 | 0 | 0 | 0 | 0 | 0 | 0 | 0 | 0 | 0
| Wave | Offshore E England |  | 0 | 0 | 0 | 0 | 0 | 0 | 0 | 0 | 0 | 0 | 0 | 0 | 0 | 0 | 0 | 0 | 0 | 0 | 0 | 0
| Wave | Offshore Scotland |  | 2.6348e-06 | 2.6348e-06 | 2.6348e-06 | 2.6348e-06 | 2.6348e-06 | 2.6348e-06 | 2.6348e-06 | 2.6348e-06 | 2.6348e-06 | 1185.678 | 1185.678 | 1185.678 | 1185.678 | 1185.678 | 1580.904 | 1580.904 | 1844.388 | 2107.872 | 2107.872 | 2107.872
| Tidal Stream | Offshore South |  | 5.2704e-06 | 5.2704e-06 | 5.2704e-06 | 5.2704e-06 | 5.2704e-06 | 5.2704e-06 | 5.2704e-06 | 5.2704e-06 | 5.2704e-06 | 5.2704e-06 | 5.2704e-06 | 5.2704e-06 | 5.2704e-06 | 5.2704e-06 | 5.2704e-06 | 5.2704e-06 | 790.56 | 1317.6 | 3952.8 | 3952.8
| Tidal Stream | Offshore Irish Sea |  | 2.6352e-06 | 2.6352e-06 | 2.6352e-06 | 2.6352e-06 | 2.6352e-06 | 2.6352e-06 | 2.6352e-06 | 2.6352e-06 | 2.6352e-06 | 2.6352e-06 | 2.6352e-06 | 2.6352e-06 | 2.6352e-06 | 2.6352e-06 | 2.6352e-06 | 2.6352e-06 | 2.6352e-06 | 2.6352e-06 | 2.6352e-06 | 2.6352e-06
| Tidal Stream | Offshore E England |  | 0 | 0 | 0 | 0 | 0 | 0 | 0 | 0 | 0 | 0 | 0 | 0 | 0 | 0 | 0 | 0 | 0 | 0 | 0 | 0
| Tidal Stream | Offshore Scotland |  | 70.272 | 70.272 | 70.272 | 70.272 | 317.9808 | 317.9808 | 317.9808 | 317.9808 | 317.9808 | 541.9728 | 2270.664 | 2270.664 | 2310.192 | 2310.192 | 2573.712 | 2573.712 | 2573.712 | 2573.712 | 2573.712 | 2573.712
| Embedded CHP | Embedded |  | 20336.7828 | 21179.6675 | 22022.5521 | 22865.4367 | 23708.3213 | 24551.2059 | 25394.0905 | 26236.9752 | 27079.8598 | 27922.7444 | 28765.629 | 29642.229 | 30518.829 | 31395.429 | 32272.029 | 33148.629 | 34025.229 | 34901.829 | 35778.429 | 36655.029
| Embedded Gas | Embedded |  | 1840.86 | 1840.86 | 1840.86 | 1840.86 | 1840.86 | 1840.86 | 1840.86 | 1840.86 | 1840.86 | 1840.86 | 1840.86 | 1840.86 | 1840.86 | 1840.86 | 1840.86 | 1840.86 | 1840.86 | 1840.86 | 1840.86 | 1840.86
| Embedded offshore wind | Embedded |  | 0 | 0 | 0 | 0 | 0 | 0 | 0 | 0 | 0 | 0 | 0 | 0 | 0 | 0 | 0 | 0 | 0 | 0 | 0 | 0
| Embedded onshore wind | Embedded |  | 2513.5628 | 2513.5628 | 2513.5628 | 2513.5628 | 2513.5628 | 2513.5628 | 2513.5628 | 2513.5628 | 2513.5628 | 2513.5628 | 2513.5628 | 2513.5628 | 2513.5628 | 2513.5628 | 2513.5628 | 2513.5628 | 2513.5628 | 2513.5628 | 2513.5628 | 2513.5628
| Embedded biomass | Embedded |  | 11271.2519 | 11857.9739 | 12583.022 | 13347.8811 | 14224.7116 | 15193.7982 | 16222.156 | 17310.1226 | 18467.1812 | 19660.8214 | 20855.1774 | 22050.2566 | 23246.0661 | 24442.6132 | 25639.9053 | 26837.9498 | 28036.7543 | 29236.3264 | 30436.6737 | 31637.804
| Embedded tidal and wave | Embedded |  | 1.7532 | 71.8812 | 106.9452 | 177.0732 | 305.0568 | 455.4814 | 630.8014 | 825.8098 | 1089.0712 | 1404.6472 | 1685.1592 | 1921.6283 | 2193.5678 | 2506.2982 | 2856.9382 | 3207.5782 | 3558.2182 | 3908.8582 | 4259.4982 | 4610.1382
| Embedded hydro | Embedded |  | 1565.5783 | 1594.5061 | 1623.4339 | 1652.3617 | 1681.2895 | 1710.2173 | 1794.1079 | 1823.0357 | 1851.9635 | 1880.8913 | 1909.8191 | 1938.7469 | 1967.6747 | 1996.6025 | 2025.5303 | 2054.4581 | 2083.3859 | 2112.3137 | 2141.2415 | 2170.1693
Transmission investment | bar: 0 to 10
Modelled investments in the Main Interconnected Transmission System | bar: 0 to 10
| Reinforcement package | Boundaries reinforced | Cost (£m) | 0: Build date
| Beauly-Denny overhead line | B1, B2, B4 | Pre-committed | 0: 2014
| 400kV Ring Kintore Reactive Compensation | B1, B2, B4 | Pre-committed | 0: 2040
| Denny-Kincardine 400kV | B4 | Pre-committed | 0: 2040
| Western HVDC Link | B6, B7a | 866 | 0: 2015
| Anglo-Scottish Series & Shunt Compensation | B5,B6 | 380 | 0: 2014
| Eastern HVDC Link | B2, B4, B5, B6, B7a | 891 | 0: 2022
| Penwortham QBs | B7a | 31 | 0: 2014
| New Hinkley Point - Seabank OHL and associated works | B13 | 628 | 0: 2022
| Reconductoring circuits in East Anglia | EC5 | 93 | 0: 2019
| New OHL & reconductoring work in East Anglia | EC5 | 263 | 0: 2022
| QBs in East Anglia | EC5 | 41 | 0: 2018
| Establish 2nd Pentir-Traw 400kv circuit | NW2 | 185 | 0: 2016
| Series compensation and reconductoring work in North Wales | NW2 | 103 | 0: 2024
| Wylfa-Pembroke 2GW HVDC link | B202,NW2 | 834 | 0: 2040
| Daines 225MVAR MSC DNs | B8,B9 | 5 | 0: 2014
| Sundon and Ratcliffe 225MVAR MSCs | B8,B9 | 10 | 0: 2015
| North London Reinforcements & St John's Wood - Hackney cable | B14 | 474 | 0: 2016
| Turn in Sundon - Cowley circuit at East Claydon | B8,B9, B14 | 52 | 0: 2022
| North East London uprate to 400kV | B15 | 88 | 0: 2040
| East London reinforcements | B15 | 31 | 0: 2014
| East London reconductoring | B15 | 72 | 0: 2040
| Kingsnorth-Cobham reconductoring | B15 | 21 | 0: 2040
| South London reconductoring | B15 | 77 | 0: 2040
| Essex reconductoring | B15 | 36 | 0: 2040
| Tees Crossing refurbishment | B7a | 52 | 0: 2012
| QBs in Sundon-Wymondley circuits | B14 | 31 | 0: 2015
| London MSCs, East End reconductoring | B14 | 46 | 0: 2015
| New reactor at Rayleigh | B15 | 36 | 0: 2040
| Kemsley QBs | B15 | 31 | 0: 2012
| Rowdown, Canterbury, Sellinge and Dungeness reinforcements | B15 | 118 | 0: 2040
| Iver, East Claydon, Grendon & Elstree new MSCs | B8,B9 | 31 | 0: 2015
| Cottam - West Burton reconductoring | B8 | 5 | 0: 2014
| West Weybridge 275kV additional MSC | B9,B14 | 5 | 0: 2019
| Knocknagael | B1 | 43 | 0: 2011
| Beauly-Blackhillock-Kintore | B1 | 88 | 0: 2014
2012
| Hunterston-Kintyre link | B3, B4, B5 | 130 | 0: 2018
| East Coast Upgrade | B2, B4, B5, B6 | 272 | 0: 2020
| Humber - Walpole HVDC | B8, B9, B11 | 595 | 0: 2023
| Caithness - Moray HVDC | B1 | 800 | 0: 2022
2014
| Eastern HVDC Link #2 | B6 | 891 | 0: 2025
2040
| Western HVDC Link #2 | B6, B7a | 866 | 0: 2022
| Elstree London | B14 | 100 | 0: 2040
| West Midlands MSC | B17 | 50 | 0: 2020
| B1 | B1 | 73 | 0: 2021
| B2 | B2 | 73 | 0: 2021
| B3 | B3 | 110 | 0: 2022
| B4 | B4 | 98 | 0: 2021
| B5 | B5 | 98 | 0: 2022
| B6 | B6 | 146 | 0: 2026
| B7a | B7a | 166 | 0: 2024
| B8 | B8 | 117 | 0: 2022
| B9 | B9 | 234 | 0: 2040
| B10 | B10 | 15 | 0: 2040
| B11 | B11 | 200 | 0: 2021
| B12 | B12 | 24 | 0: 2021
| B13 | B13 | 332 | 0: 2040
| B14 | B14 | 50 | 0: 2040
| B15 | B15 | 7 | 0: 2040
| B16 | B16 | 29 | 0: 2021
| B17 | B17 | 100 | 0: 2026
| B201 | B201 | 50 | 0: 2040
| B202 | B202 | 7 | 0: 2040
| EC5 | EC5 | 24 | 0: 2029
| NW2 | NW2 | 49 | 0: 2040
Note: for map of transmission boundaries, see report. Offshore and island links are built as required for specific generation projects | bar: 0 to 10
Other key metrics
| Average (demand-weighted) wholesale price (£/MWh) |  |  | 58.83 | 59.754 | 64.974 | 64.9302 | 64.4408 | 85.626 | 83.6823 | 76.997 | 79.4747 | 91.2825 | 78.0957 | 80.1056 | 84.5022 | 87.5902 | 84.6736 | 84.8989 | 84.9444 | 85.0399 | 87.8997 | 90.2465
| Demand (TWh) |  |  | 356.3715 | 360.6823 | 362.6573 | 364.1237 | 364.9651 | 365.8053 | 367.297 | 367.7908 | 368.3631 | 368.9556 | 371.4191 | 374.8324 | 378.962 | 383.7213 | 387.4883 | 391.127 | 395.6796 | 400.2653 | 405.5591 | 409.9475
| Renewable share (%) |  |  | 11.39% | 12.76% | 14.08% | 16.13% | 16.76% | 19.8% | 22.57% | 23.13% | 27.3% | 30.4% | 33% | 33.23% | 36.25% | 36.26% | 38.6% | 39.54% | 42.32% | 45.8% | 46.48% | 46.58%
| Carbon intensity (g/kWhr) | (excludes embedded CHP) |  | 463.6797 | 462.7994 | 438.6596 | 416.224 | 391.9528 | 320.761 | 304.766 | 292.7312 | 286.7808 | 294.3375 | 238.3542 | 228.5853 | 200.4326 | 165.1944 | 128.2406 | 117.2402 | 108.3802 | 97.1827 | 101.1837 | 100.5865
| Maximum allowed revenue: Transmission Owners (£m) |  |  | 1724.279 | 2120.5352 | 2345.7687 | 2610.3929 | 2762.7456 | 2919.7631 | 3128.4578 | 3233.2309 | 3567.0667 | 3921.9754 | 4052.3817 | 4178.2667 | 4434.7096 | 4479.1329 | 4645.2768 | 4798.2358 | 5094.1354 | 5497.7395 | 5506.5517 | 5514.9047
| Constraint costs (£m) |  |  | 119.8467 | 175.1762 | 243.6866 | 246.0541 | 115.7063 | 116.5082 | 249.1459 | 731.0887 | 651.5627 | 763.5468 | 760.4651 | 520.686 | 680.0202 | 769.7867 | 631.2544 | 565.8514 | 833.9626 | 1162.9494 | 1234.3169 | 1259.6786
| Transmission losses (£m) |  |  | 418.4094 | 453.0498 | 457.254 | 476.1356 | 477.002 | 456.9416 | 495.8653 | 657.6284 | 626.2579 | 583.8677 | 748.5734 | 800.684 | 833.4852 | 921.8033 | 1028.3056 | 1038.9173 | 1132.8421 | 1120.4011 | 959.2007 | 989.0056
CfDs by plant type (£/MWh)
| Nuclear | [5 empty] | 95.6517 | 95.6517 | 95.6517 | 94.533 | 94.533 | 94.533 | 93.2262 | 93.2262 | 93.2262 | 87.7837 | 87.7837 | 87.7837 | 84.311 | 84.311 | 84.311 | 84.354 | 84.354
| Coal + CCS | [5 empty] | 139.6725 | 139.6725 | 139.6725 | 138.6774 | 138.6774 | 138.6774 | 136.6845 | 136.6845 | 136.6845 | 135.3285 | 135.3285 | 135.3285 | 135.5621 | 135.5621 | 135.5621 | 138.0312 | 138.0312
| CCGT + CCS | [5 empty] | 102.4219 | 102.4219 | 102.4219 | 104.4616 | 104.4616 | 104.4616 | 107.7047 | 107.7047 | 107.7047 | 110.2099 | 110.2099 | 110.2099 | 112.8782 | 112.8782 | 112.8782 | 118.2182 | 118.2182
| Onshore wind | [5 empty] | 90.8041 | 90.8041 | 90.8041 | 87.2762 | 87.2762 | 87.2762 | 87.1495 | 87.1495 | 87.1495 | 86.1681 | 86.1681 | 86.1681 | 85.9258 | 85.9258 | 85.9258 | 86.5038 | 86.5038
| Offshore wind | [5 empty] | 147.822 | 147.822 | 147.822 | 133.9782 | 133.9782 | 133.9782 | 127.7959 | 127.7959 | 127.7959 | 122.4906 | 122.4906 | 122.4906 | 119.1582 | 119.1582 | 119.1582 | 117.019 | 117.019
| Wave | [5 empty] | 467.2026 | 467.2026 | 467.2026 | 362.8023 | 362.8023 | 362.8023 | 313.014 | 313.014 | 313.014 | 258.8375 | 258.8375 | 258.8375 | 229.8338 | 229.8338 | 229.8338 | 213.4896 | 213.4896
| Tidal Stream | [5 empty] | 469.1728 | 469.1728 | 469.1728 | 346.8139 | 346.8139 | 346.8139 | 285.5709 | 285.5709 | 285.5709 | 263.5449 | 263.5449 | 263.5449 | 233.675 | 233.675 | 233.675 | 217.688 | 217.688
| Biomass regular | [5 empty] | 123.1177 | 123.1177 | 123.1177 | 120.3441 | 120.3441 | 120.3441 | 120.9178 | 120.9178 | 120.9178 | 120.7193 | 120.7193 | 120.7193 | 121.6016 | 121.6016 | 121.6016 | 123.086 | 123.086
| Renewable share - constrained basis (%) |  |  | 11.39% | 12.76% | 14.08% | 16.13% | 16.76% | 19.78% | 22.52% | 23.07% | 27.16% | 30.2% | 32.75% | 33.19% | 36.09% | 36.08% | 38.25% | 39.22% | 41.8% | 44.77% | 45.45% | 45.55%
Note on D181: Used to calculate de-rated capacity margins

## Improved ICRP Stage 1
| Charging scenario | #VALUE!
|  |  |  | 2011 | 2012 | 2013 | 2014 | 2015 | 2016 | 2017 | 2018 | 2019 | 2020 | 2021 | 2022 | 2023 | 2024 | 2025 | 2026 | 2027 | 2028 | 2029 | 2030
#VALUE!
Tariffs
Generation
Transmission investment
Other key metrics
Tariffs
Generator Zonal Tariff/Peak security component of Improved ICRP (£/kW)
Generation - Wider Tariffs
| Zone No. | Zone Name
| 1 | North Scotland |  |  | -0.70653 | -0.408 | -0.31957 | -1.1021 | 0.43825 | 0.67596 | 0.28682 | -0.23322 | -0.73639 | -1.8142 | -1.792 | -2.8624 | -3.472 | -2.4228 | -5.4593 | -4.3235 | -5.1873 | -5.489 | -5.489
| 2 | Peterhead |  |  | 0.7804 | 1.3257 | 1.1863 | 0.26091 | 1.7807 | 1.9821 | 0.43231 | 0.038428 | -0.53682 | -1.565 | -1.5601 | -2.6334 | -3.2814 | -2.2109 | -5.276 | -4.1634 | -5.0183 | -5.4196 | -5.4196
| 3 | Western Highland & Skye |  |  | -1.4301 | -0.52941 | -0.48522 | -1.1081 | 0.44352 | 0.63222 | 0.22728 | -0.28027 | -0.83161 | -1.8711 | -1.8938 | -2.9755 | -3.5613 | -2.528 | -5.5512 | -4.3918 | -5.2581 | -5.5245 | -5.5245
| 4 | Central Highlands |  |  | -1.187 | -0.63231 | -0.58012 | -1.4569 | 0.13281 | 0.29555 | -0.18322 | -0.38194 | -0.94707 | -1.9655 | -2.0221 | -3.0636 | -3.5354 | -2.5899 | -5.5642 | -4.7476 | -5.619 | -5.7945 | -5.7945
| 5 | Argyll |  |  | -1.4458 | -0.45386 | -0.43978 | -1.4263 | 0.2357 | 0.39669 | -0.067696 | -0.54661 | -1.1128 | -2.122 | -2.2694 | -3.153 | -3.406 | -2.6315 | -5.5662 | -4.5615 | -5.4401 | -5.4667 | -5.4667
| 6 | Stirlingshire |  |  | -0.47335 | -0.085661 | -0.072079 | -0.92508 | 0.621 | 0.73041 | 0.39026 | -0.036027 | -0.60301 | -1.6189 | -1.7356 | -2.9082 | -3.6037 | -2.4772 | -5.5299 | -4.422 | -5.291 | -5.572 | -5.572
| 7 | South Scotland |  |  | -0.70074 | -0.11068 | -0.10235 | -0.071365 | 1.1334 | 1.1531 | 1.2632 | 1.3296 | 0.76538 | -0.27534 | -0.32886 | -1.3148 | -2.0344 | -0.98401 | -4.0828 | -3.0256 | -3.8656 | -5.5454 | -5.5454
| 8 | Auchencrosh |  |  | -1.435 | -0.48917 | -0.47291 | -1.2434 | 0.43978 | 0.64365 | 0.11499 | -0.50292 | -1.07 | -2.0733 | -2.2071 | -3.1734 | -3.566 | -2.6804 | -5.6242 | -4.6153 | -5.4989 | -5.4749 | -5.4749
| 9 | Humber & Lancashire |  |  | -0.002346 | 0.46911 | 0.57456 | 0.33759 | 1.5446 | 1.5931 | 1.5924 | 1.2044 | 1.3472 | 0.17787 | 0.30904 | -0.6915 | -1.5323 | -0.75981 | -4.6897 | -3.7864 | -4.5244 | -4.6951 | -4.6951
| 10 | North East England |  |  | -0.1626 | 0.42065 | 0.36602 | 0.33446 | 1.6528 | 1.6712 | 1.6364 | 1.2444 | 1.0891 | -0.059031 | 0.050599 | -1.0517 | -2.0304 | -0.80436 | -4.159 | -2.977 | -3.7425 | -4.6248 | -4.6248
| 11 | Anglesey |  |  | 1.6614 | 1.8601 | 1.98 | 1.5685 | 2.4912 | 2.521 | 2.3525 | 1.8668 | -0.95314 | -1.6816 | -2.2325 | -3.4001 | -3.6877 | -3.1926 | -5.4808 | -4.639 | -5.6945 | -5.8683 | -5.8683
| 12 | Dinorwig |  |  | 1.6614 | 2.2133 | 2.3331 | 1.9217 | 2.8444 | 2.8741 | 2.7057 | 2.22 | -0.95314 | -1.6816 | -2.2325 | -3.4001 | -3.6877 | -3.1926 | -5.4808 | -4.639 | -5.6945 | -5.8683 | -5.8683
| 13 | South Yorks & North Wales |  |  | 0.048286 | 0.37413 | 0.50488 | 0.27508 | 0.92204 | 0.98286 | 1.2049 | 0.92814 | 1.1419 | 0.31851 | 0.71853 | -0.061468 | -0.67895 | -0.46853 | -0.76709 | -0.47133 | -1.0657 | -1.194 | -1.194
| 14 | Midlands |  |  | -0.77969 | -0.49722 | -0.42979 | -0.46586 | -0.45724 | -0.35626 | -0.32356 | -0.46598 | -0.37203 | -0.6698 | 0.026081 | 0.5135 | 0.3847 | 0.32478 | 1.9663 | 2.4164 | 4.1884 | 4.443 | 4.443
| 15 | South Wales & Gloucester |  |  | 4.4609 | 4.6439 | 5.0059 | 4.7879 | 4.0186 | 4.0584 | 4.0011 | 4.2204 | 4.2962 | 5.7311 | 3.9356 | 2.7451 | 2.8092 | 2.7672 | 2.6083 | 1.7554 | 1.2638 | 1.3791 | 1.3791
| 16 | Central London |  |  | -0.019092 | -2.1542 | -2.6114 | -1.9192 | -4.424 | -4.3014 | -4.0229 | -4.8166 | -4.4781 | -1.7444 | -0.98976 | -0.21571 | 1.2087 | -0.32502 | 2.505 | 1.0749 | 2.8344 | 2.7484 | 2.7484
| 17 | South East |  |  | -0.9064 | -2.7486 | -3.6551 | -3.0681 | -5.7898 | -5.5669 | -5.339 | -4.1187 | -3.5051 | -2.1972 | -1.006 | 1.9562 | 3.3392 | 1.9077 | 4.6151 | 3.2962 | 4.7426 | 4.6626 | 4.6626
| 18 | Oxon & South Coast |  |  | -0.74051 | -0.51922 | -0.41596 | -0.42749 | -2.7243 | -2.7086 | -2.7249 | -2.3695 | -2.1991 | -0.43259 | -0.89608 | -1.2398 | -1.7148 | -1.4649 | -1.0446 | -0.55093 | -0.74482 | -1.1003 | -1.1003
| 19 | Wessex |  |  | 0.61135 | 0.56955 | 0.57887 | 0.60715 | -2.8724 | -2.8611 | -2.8979 | -0.91407 | -0.69683 | 0.9732 | 0.062959 | -0.15999 | 0.099612 | 0.63077 | 1.0767 | 0.58095 | 0.28493 | 0.29677 | 0.29677
| 20 | Peninsula |  |  | 1.0762 | 1.1335 | 1.1745 | 1.1557 | -2.4241 | -3.3076 | -3.3847 | -1.2832 | -1.0894 | 0.56433 | -0.36379 | -0.7354 | -0.61176 | -0.38498 | -0.019569 | -0.54449 | -0.90418 | -0.85926 | -0.85926
Year Round component of Improved ICRP (£/kW)
Generation - Wider Tariffs
| Zone No. | Zone Name
| 1 | North Scotland |  |  | 20.6307 | 19.2823 | 19.2278 | 24.2804 | 23.4387 | 23.0468 | 30.5792 | 30.4998 | 30.3057 | 30.6508 | 55.2635 | 55.9432 | 55.3803 | 62.1385 | 59.4876 | 60.3824 | 60.0731 | 59.7732 | 59.5829
| 2 | Peterhead |  |  | 16.2667 | 15.3368 | 15.2739 | 19.9151 | 19.147 | 19.1609 | 29.2641 | 29.4821 | 29.1159 | 29.4172 | 24.3816 | 24.9431 | 24.1755 | 30.0081 | 27.1752 | 27.737 | 26.8013 | 26.4245 | 26.2338
| 3 | Western Highland & Skye |  |  | 22.062 | 17.4379 | 17.3247 | 22.5492 | 21.8167 | 21.774 | 28.3549 | 28.6908 | 28.3958 | 28.7928 | 44.0917 | 44.5871 | 43.8798 | 50.4337 | 47.6502 | 48.1918 | 47.2642 | 47.0063 | 46.8169
| 4 | Central Highlands |  |  | 16.8564 | 15.8142 | 15.6338 | 21.0402 | 20.3099 | 20.251 | 24.7081 | 24.5815 | 24.2693 | 24.543 | 28.6177 | 28.9717 | 28.3102 | 34.9488 | 32.2935 | 33.1489 | 32.2211 | 32.0698 | 31.8793
| 5 | Argyll |  |  | 14.0359 | 14.0889 | 13.7874 | 19.5996 | 18.9252 | 18.9071 | 21.7834 | 21.8576 | 21.7459 | 22.0148 | 25.3187 | 25.2896 | 25.3773 | 32.3392 | 30.104 | 30.8259 | 29.9001 | 29.8936 | 29.703
| 6 | Stirlingshire |  |  | 11.9198 | 11.7211 | 11.5735 | 16.7288 | 15.9759 | 15.8572 | 19.1096 | 19.1611 | 18.859 | 19.0054 | 21.0426 | 20.4981 | 19.7167 | 26.6102 | 23.8837 | 24.4416 | 23.4987 | 23.3289 | 23.1383
| 7 | South Scotland |  |  | 10.0794 | 9.721 | 9.6304 | 14.4108 | 13.4105 | 13.2263 | 14.4093 | 13.5138 | 13.1721 | 13.465 | 14.6343 | 15.028 | 14.1776 | 22.4413 | 19.7305 | 20.2393 | 19.2989 | 18.5651 | 18.3744
| 8 | Auchencrosh |  |  | 14.184 | 13.1392 | 12.9879 | 18.3412 | 17.7945 | 17.6103 | 18.5591 | 18.6082 | 18.3297 | 18.5575 | 20.8908 | 21.2557 | 20.5597 | 27.0353 | 24.4398 | 25.0105 | 24.0834 | 24.2443 | 24.0536
| 9 | Humber & Lancashire |  |  | 2.6085 | 2.0521 | 2.0095 | 1.6042 | 0.47016 | 0.56454 | -0.0258 | 0.33224 | -0.048195 | 0.67207 | -0.2867 | 0.83524 | 0.11779 | 2.4951 | -0.06145 | 0.53535 | -0.37208 | -0.94472 | -1.1312
| 10 | North East England |  |  | 4.719 | 4.516 | 4.2803 | 5.1961 | 3.9593 | 3.7069 | 1.2577 | 1.484 | 1.4918 | 1.9001 | 0.81519 | 1.356 | 0.32153 | 7.5767 | 4.866 | 5.4016 | 4.3421 | 3.0822 | 2.8209
| 11 | Anglesey |  |  | 1.3995 | 0.24332 | 0.17389 | -2.898 | -3.6684 | -3.8607 | -4.0643 | -4.106 | 0.20882 | 0.21016 | -2.0382 | -1.9957 | -2.5409 | -1.2514 | -3.2351 | -2.722 | -3.5074 | -3.6328 | -3.8235
| 12 | Dinorwig |  |  | 0.69318 | 0.24332 | 0.17389 | -2.898 | -3.6684 | -3.8607 | -4.0643 | -4.106 | -0.49751 | -0.49617 | -2.7445 | -2.7021 | -3.2472 | -1.9578 | -3.9414 | -3.4284 | -4.2137 | -4.3391 | -4.5298
| 13 | South Yorks & North Wales |  |  | 0.14628 | -0.3265 | -0.38332 | -1.6982 | -2.7425 | -2.9451 | -3.5526 | -3.5404 | -3.599 | -2.8234 | -4.9298 | -4.4192 | -4.9545 | -6.5807 | -6.4608 | -6.4173 | -7.2308 | -7.3792 | -7.5699
| 14 | Midlands |  |  | -1.1908 | -1.4 | -1.419 | -2.5059 | -2.5962 | -2.8254 | -3.2549 | -3.4879 | -3.5581 | -3.0272 | -4.5285 | -5.3237 | -5.459 | -8.9438 | -6.3857 | -7.129 | -7.0715 | -7.6173 | -7.806
| 15 | South Wales & Gloucester |  |  | -6.216 | -6.4748 | -6.1475 | -7.7539 | -6.7265 | -7.0178 | -7.4147 | -7.8213 | -7.6592 | -7.2124 | -8.8574 | -9.0526 | -9.7759 | -11.4163 | -11.3172 | -11.9553 | -11.4426 | -11.0534 | -11.2464
| 16 | Central London |  |  | -9.768 | -7.9997 | -8.015 | -9.3268 | -6.8909 | -7.1527 | -7.6799 | -8.0687 | -8.2688 | -9.0028 | -10.6749 | -12.7057 | -11.5049 | -15.9702 | -12.7802 | -14.8811 | -13.9478 | -14.0941 | -14.2849
| 17 | South East |  |  | -2.6587 | -1.0441 | -1.3045 | -2.35 | -0.33991 | -0.67212 | -1.1125 | -1.8224 | -2.1419 | -2.5811 | -4.2959 | -7.02 | -6.2059 | -10.5023 | -6.8203 | -8.4311 | -7.8549 | -7.9864 | -8.1742
| 18 | Oxon & South Coast |  |  | -5.739 | -5.8002 | -5.6491 | -7.1195 | -5.6551 | -5.9767 | -6.3952 | -6.9276 | -6.8597 | -6.8313 | -6.7889 | -7.4228 | -7.8021 | -9.9382 | -8.9232 | -9.4144 | -9.5796 | -9.5519 | -9.7406
| 19 | Wessex |  |  | -8.2222 | -7.8991 | -7.7598 | -9.3145 | -6.6949 | -7.0729 | -7.4427 | -6.6349 | -6.4999 | -5.9396 | -6.7617 | -7.119 | -7.5441 | -8.6717 | -8.0402 | -8.4051 | -8.552 | -8.2195 | -8.4092
| 20 | Peninsula |  |  | -10.5625 | -10.3131 | -10.1768 | -11.7382 | -8.4805 | -8.0602 | -7.0499 | -5.0164 | -4.8677 | -4.0693 | -5.2504 | -5.4696 | -5.6644 | -6.5218 | -5.8968 | -6.2507 | -6.3971 | -6.0643 | -6.2535
|  | Residual |  |  | 4.2775 | 4.6652 | 4.7626 | 1.4535 | 0.85977 | 0.53679 | 0.54901 | 0.25568 | 0.42494 | 0.46414 | 0.36635 | -0.56466 | -0.71521 | -0.84661 | -0.97963 | -1.4226 | -1.5333 | -1.5679 | -1.5721
Final Variable Tariff (£/MWh)
Generation - constant tariff under Socialised charging
Demand - constant tariff under Socialised charging
Demand HH Zonal Tariff (£/kW)
Demand tariffs
| Zone No. | Zone Name.
| 1 | Northern Scotland |  |  | 10.8751 | 14.9032 | 16.727 | 19.6085 | 21.9275 | 24.0781 | 18.8868 | 21.8951 | 25.2236 | 27.6334 | 28.9824 | 32.2087 | 35.0705 | 29.0167 | 35.0267 | 34.6757 | 36.1264 | 36.6145 | 36.7388
| 2 | Southern Scotland |  |  | 15.4877 | 18.1408 | 19.7253 | 22.4026 | 24.6568 | 26.9405 | 27.0159 | 30.1593 | 33.4526 | 35.8599 | 33.0554 | 36.4235 | 39.1335 | 32.5531 | 38.3705 | 38.0297 | 39.4878 | 39.6687 | 39.793
| 3 | Northern |  |  | 20.8525 | 23.363 | 25.257 | 31.6298 | 34.4943 | 37.0461 | 40.8381 | 43.8192 | 47.2829 | 49.6875 | 49.6466 | 52.8798 | 55.82 | 53.6387 | 60.0034 | 59.6565 | 61.0675 | 62.7502 | 62.8745
| 4 | North West |  |  | 24.0495 | 26.8064 | 28.4206 | 36.6198 | 39.446 | 41.9646 | 44.4742 | 47.7239 | 50.8883 | 53.302 | 54.0974 | 57.0789 | 60.3491 | 58.3862 | 63.6073 | 63.4961 | 65.0529 | 65.4409 | 65.5651
| 5 | Yorkshire |  |  | 24.5647 | 27.4694 | 29.0008 | 37.2314 | 40.4155 | 42.9619 | 45.664 | 48.7966 | 51.5379 | 53.9524 | 54.6657 | 57.9142 | 60.9619 | 60.1246 | 66.2267 | 66.2654 | 67.6979 | 68.2234 | 68.3476
| 6 | N Wales & Mersey |  |  | 24.6791 | 27.4719 | 28.991 | 39.154 | 41.9933 | 44.5191 | 46.8168 | 50.3569 | 53.0859 | 55.4592 | 57.2279 | 60.6141 | 63.4054 | 62.2974 | 66.8341 | 66.8097 | 68.3023 | 68.4856 | 68.6099
| 7 | East Midlands |  |  | 27.2482 | 30.2314 | 31.642 | 40.046 | 43.5085 | 46.0587 | 48.3669 | 51.4951 | 53.7691 | 56.0052 | 56.8529 | 59.8734 | 63.0455 | 64.0794 | 67.0308 | 67.1042 | 69.0377 | 69.1184 | 69.2427
| 8 | Midlands |  |  | 28.308 | 31.1527 | 32.5004 | 41.583 | 44.6277 | 47.189 | 49.5831 | 52.8751 | 55.1352 | 57.1613 | 58.8381 | 62.3128 | 65.1248 | 65.8315 | 68.7356 | 69.1356 | 70.7292 | 70.6868 | 70.811
| 9 | Eastern |  |  | 28.2029 | 31.2996 | 33.0217 | 41.1003 | 44.9733 | 47.4788 | 49.5863 | 52.5331 | 54.778 | 55.683 | 55.6552 | 58.2417 | 59.9653 | 65.3148 | 61.1453 | 63.0371 | 62.8514 | 62.9662 | 63.0905
| 10 | South Wales |  |  | 26.6563 | 29.814 | 30.5045 | 39.3478 | 42.2024 | 44.8191 | 47.0997 | 50.1159 | 52.2984 | 52.1269 | 54.8281 | 59.6807 | 61.8482 | 65.1687 | 65.4395 | 68.0858 | 67.8316 | 67.309 | 67.4333
| 11 | South East |  |  | 32.4679 | 35.1371 | 36.8436 | 45.1871 | 48.7016 | 51.3725 | 53.5227 | 56.5505 | 58.6727 | 59.5629 | 59.5867 | 63.1296 | 63.1774 | 68.857 | 63.3059 | 67.045 | 65.383 | 65.3782 | 65.5025
| 12 | London |  |  | 33.5202 | 36.8018 | 40.0065 | 46.8696 | 51.5507 | 54.037 | 56.1238 | 58.6932 | 60.9537 | 61.803 | 61.865 | 63.7778 | 61.7221 | 70.154 | 63.0575 | 68.8063 | 64.8972 | 64.9788 | 65.1031
| 13 | Southern |  |  | 33.1724 | 35.8663 | 36.99 | 45.8696 | 49.3651 | 52.0164 | 54.2859 | 56.8894 | 59.0331 | 58.8545 | 59.1875 | 62.6513 | 64.5216 | 67.4462 | 66.2012 | 68.1005 | 68.161 | 68.0701 | 68.1944
| 14 | South Western |  |  | 32.6309 | 35.4815 | 36.6437 | 45.405 | 48.5854 | 51.2526 | 53.0616 | 53.5777 | 55.6996 | 55.1092 | 56.8968 | 60.1066 | 61.8383 | 63.7473 | 63.2381 | 65.6709 | 65.6967 | 65.0755 | 65.1998
Demand NHH Zonal Tariff (p/kWh)
| Zone No. | Zone Name.
| 1 | Northern Scotland |  |  | 1.6836 | 2.2127 | 2.4563 | 2.911 | 3.2371 | 3.532 | 2.933 | 3.3382 | 3.776 | 4.0917 | 4.2425 | 4.6723 | 5.0399 | 4.329 | 5.0565 | 5.0339 | 5.2038 | 5.2606 | 5.2746
| 2 | Southern Scotland |  |  | 1.739 | 2.1045 | 2.3303 | 2.4892 | 2.7681 | 3.0884 | 3.0125 | 3.475 | 3.9862 | 4.365 | 3.8671 | 4.3781 | 4.8234 | 3.4985 | 4.605 | 4.4744 | 4.7708 | 4.8123 | 4.8394
| 3 | Northern |  |  | 2.7004 | 3.0303 | 3.3075 | 4.153 | 4.5388 | 4.9005 | 5.5171 | 5.9371 | 6.4652 | 6.8326 | 6.8622 | 7.3339 | 7.8085 | 7.3441 | 8.5148 | 8.3889 | 8.6662 | 8.9842 | 9.0103
| 4 | North West |  |  | 3.3435 | 3.7246 | 3.9542 | 5.1655 | 5.5489 | 5.9116 | 6.3022 | 6.783 | 7.269 | 7.6496 | 7.8484 | 8.2827 | 8.8401 | 8.386 | 9.397 | 9.3031 | 9.6261 | 9.7094 | 9.7373
| 5 | Yorkshire |  |  | 3.3766 | 3.7793 | 3.9881 | 5.1974 | 5.6435 | 6.0072 | 6.4392 | 6.8928 | 7.2929 | 7.6767 | 7.8764 | 8.361 | 8.8863 | 8.6277 | 9.8687 | 9.7881 | 10.1051 | 10.2222 | 10.2521
| 6 | N Wales & Mersey |  |  | 3.6032 | 4.0079 | 4.2279 | 5.8335 | 6.2387 | 6.6143 | 6.969 | 7.5151 | 7.9264 | 8.3016 | 8.662 | 9.1839 | 9.6436 | 9.3862 | 10.2232 | 10.1662 | 10.4574 | 10.497 | 10.5227
| 7 | East Midlands |  |  | 3.9666 | 4.3894 | 4.5751 | 5.8328 | 6.3411 | 6.7092 | 7.0641 | 7.5213 | 7.8284 | 8.1793 | 8.4101 | 8.8523 | 9.4096 | 9.5359 | 10.1383 | 10.0632 | 10.4887 | 10.5149 | 10.5453
| 8 | Midlands |  |  | 4.2224 | 4.625 | 4.8044 | 6.2041 | 6.6348 | 7.01 | 7.3823 | 7.8769 | 8.1896 | 8.498 | 8.874 | 9.4107 | 9.8842 | 9.952 | 10.5175 | 10.5233 | 10.8577 | 10.857 | 10.8853
| 9 | Eastern |  |  | 4.0521 | 4.4895 | 4.7342 | 5.8929 | 6.4643 | 6.8165 | 7.1207 | 7.5332 | 7.8346 | 7.9233 | 7.956 | 8.3068 | 8.5556 | 9.4864 | 8.7052 | 8.9933 | 8.9752 | 9.0031 | 9.0293
| 10 | South Wales |  |  | 3.7328 | 4.1786 | 4.2156 | 5.5234 | 5.8953 | 6.2661 | 6.6045 | 7.026 | 7.3067 | 7.1655 | 7.7564 | 8.5517 | 8.889 | 9.4693 | 9.513 | 9.9569 | 9.9283 | 9.8327 | 9.8618
| 11 | South East |  |  | 4.8565 | 5.2207 | 5.4649 | 6.6807 | 7.1896 | 7.5755 | 7.8895 | 8.3213 | 8.6056 | 8.6978 | 8.7352 | 9.2649 | 9.2116 | 10.1877 | 9.1743 | 9.7974 | 9.5104 | 9.5153 | 9.5405
| 12 | London |  |  | 5.4481 | 5.9338 | 6.5387 | 7.437 | 8.237 | 8.5858 | 8.8955 | 9.2167 | 9.5058 | 9.5351 | 9.6336 | 9.8084 | 9.1582 | 11.0474 | 9.326 | 10.5681 | 9.6654 | 9.6995 | 9.7363
| 13 | Southern |  |  | 5.2183 | 5.589 | 5.7212 | 7.0869 | 7.6076 | 8.0012 | 8.3504 | 8.7065 | 8.9939 | 8.8559 | 8.9721 | 9.5095 | 9.7981 | 10.3126 | 10.0499 | 10.3548 | 10.3881 | 10.3781 | 10.4074
| 14 | South Western |  |  | 4.7749 | 5.1637 | 5.3065 | 6.5692 | 7.0079 | 7.3847 | 7.6316 | 7.6109 | 7.8895 | 7.7193 | 8.0663 | 8.5252 | 8.7716 | 9.0572 | 8.9609 | 9.3378 | 9.356 | 9.2519 | 9.2764
Offshore and island tariffs (£/kW) |  | Local tariff
| Argyll Array | 23.2366
| Beatrice | 29.6832
| Docking Shoal Windfarm | 32.9065
| Forth Array | 33.6801
| Greater Gabbard Extension | 43.2211
| Gwynt Y Mor | 49.2289
| Humber Gateway Stage 1 + 2 | 67.4963
| Inch Cape | 30.3279
| London Array | 70.039
| Neart na Gaoithe | 29.6832
| R3 Bristol Channel | 31.0716
| R3 Dogger Bank | 126.5409
| R3 Firth of Forth | 59.9009
| R3 Hastings | 28.1887
| R3 Hornsea | 72.3751
| R3 Irish Sea | 38.1126
| R3 Moray Firth | 32.4577
| R3 Norfolk | 47.3713
| R3 West of Isle of Wight | 29.0758
| Race Bank Windfarm | 77.2976
| Triton Knoll | 41.2871
| West of Duddon Sands | 60.8048
| Westernmost Rough | 25.1706
| Island Wind - Zone S Orkney | 52.374
| Island Wind - Zone S Shetland | 56.5639
| Island Wind - Zone S Western Isles | 67.0387
Improved ICRP Peak Security weighting by plant type - from Transport Model
| Generation type | Peak Security
| Interconnector | 0%
| Offshore wind | 0%
| Onshore wind | 0%
| Tidal Stream | 0%
| Wave | 0%
| CCGT + CCS | 100%
| Coal + CCS | 100%
| Nuclear | 100%
| OCGT | 100%
| Oil | 100%
| PS | 100%
| Biomass regular | 100%
| CCGT | 100%
| CHP | 100%
| Coal | 100%
| Hydro | 100%
Calculator to estimate indicative wider tariffs for a generator in each zone under Improved ICRP:
Change these cells:
| Use of network at peak | 100%
| Annual load factor | 70%
| Wider tariffs (given assumptions above) (£/kW) | Zone Name
|  | North Scotland |  |  | 18.0124 | 17.7548 | 17.9025 | 17.3476 | 17.7051 | 17.3455 | 22.2413 | 21.3723 | 20.9025 | 20.1054 | 37.2588 | 35.7332 | 34.579 | 40.2275 | 35.2024 | 36.5216 | 35.3306 | 34.7843 | 34.6469
|  | Peterhead |  |  | 16.4446 | 16.7266 | 16.6406 | 15.6549 | 16.0433 | 15.9315 | 21.4662 | 20.9316 | 20.2692 | 19.4911 | 15.8734 | 14.2622 | 12.9262 | 17.9481 | 12.767 | 13.83 | 12.2093 | 11.5096 | 11.372
|  | Western Highland & Skye |  |  | 18.2908 | 16.3423 | 16.4047 | 16.1297 | 16.575 | 16.4108 | 20.6247 | 20.059 | 19.4704 | 18.748 | 29.3368 | 27.6708 | 26.4393 | 31.929 | 26.8243 | 27.9198 | 26.2935 | 25.812 | 25.6752
|  | Central Highlands |  |  | 14.89 | 15.1028 | 15.1261 | 14.7247 | 15.2095 | 15.0081 | 17.6614 | 17.0808 | 16.4664 | 15.6787 | 18.3767 | 16.6519 | 15.5665 | 21.0276 | 16.0616 | 17.034 | 15.4025 | 15.0864 | 14.9489
|  | Argyll |  |  | 12.6568 | 14.0735 | 13.974 | 13.7469 | 14.3431 | 14.1684 | 15.7297 | 15.0094 | 14.5342 | 13.7525 | 15.8201 | 13.985 | 13.6429 | 19.1594 | 14.5269 | 15.594 | 13.9567 | 13.8909 | 13.7533
|  | Stirlingshire |  |  | 12.148 | 12.7843 | 12.792 | 12.2386 | 12.6639 | 12.3673 | 14.316 | 13.6324 | 13.0232 | 12.149 | 13.3606 | 10.8758 | 9.4827 | 15.3034 | 10.2091 | 11.2645 | 9.6247 | 9.1903 | 9.0527
|  | South Scotland |  |  | 10.6323 | 11.3592 | 11.4015 | 11.4697 | 11.3805 | 10.9483 | 11.8988 | 11.0449 | 10.4108 | 9.6143 | 10.2815 | 8.6401 | 7.1747 | 13.8783 | 8.7489 | 9.7193 | 8.1104 | 5.8822 | 5.7445
|  | Auchencrosh |  |  | 12.7713 | 13.3735 | 13.3813 | 13.0489 | 13.7557 | 13.5077 | 13.6554 | 12.7785 | 12.1857 | 11.3811 | 12.7828 | 11.1409 | 10.1106 | 15.3977 | 10.504 | 11.4695 | 9.8262 | 9.9282 | 9.7905
|  | Humber & Lancashire |  |  | 6.1011 | 6.5708 | 6.7438 | 2.914 | 2.7335 | 2.5251 | 2.1234 | 1.6926 | 1.7384 | 1.1125 | 0.4747 | -0.67149 | -2.1651 | 0.14014 | -5.7123 | -4.8342 | -6.3182 | -6.9243 | -7.059
|  | North East England |  |  | 7.4182 | 8.247 | 8.1249 | 5.4252 | 5.284 | 4.8028 | 3.0659 | 2.5389 | 2.5582 | 1.7352 | 0.98759 | -0.66722 | -2.5206 | 3.6527 | -1.7325 | -0.61853 | -2.2363 | -4.0352 | -4.2223
|  | Anglesey |  |  | 6.9186 | 6.6956 | 6.8643 | 0.99338 | 0.78313 | 0.35529 | 0.056482 | -0.75166 | -0.38202 | -1.0704 | -3.2929 | -5.3617 | -6.1816 | -4.9152 | -8.725 | -7.9671 | -9.683 | -9.9792 | -10.1169
|  | Dinorwig |  |  | 6.4241 | 7.0488 | 7.2175 | 1.3465 | 1.1363 | 0.70846 | 0.40965 | -0.3985 | -0.87645 | -1.5648 | -3.7873 | -5.8562 | -6.676 | -5.4096 | -9.2195 | -8.4615 | -10.1774 | -10.4736 | -10.6113
|  | South Yorks & North Wales |  |  | 4.4282 | 4.8108 | 4.9992 | 0.5398 | -0.13793 | -0.54195 | -0.73289 | -1.2945 | -0.9524 | -1.1938 | -2.366 | -3.7196 | -4.8623 | -5.9216 | -6.2693 | -6.3861 | -7.6605 | -7.9274 | -8.065
|  | Midlands |  |  | 2.6642 | 3.188 | 3.3395 | -0.76653 | -1.4148 | -1.7972 | -2.053 | -2.6518 | -2.4378 | -2.3247 | -2.7775 | -3.7777 | -4.1518 | -6.7825 | -3.4833 | -3.9965 | -2.2949 | -2.457 | -2.5933
|  | South Wales & Gloucester |  |  | 4.3872 | 4.7767 | 5.4652 | 0.81364 | 0.16984 | -0.3172 | -0.64014 | -0.99884 | -0.64035 | 1.1466 | -1.8982 | -4.1564 | -4.7491 | -6.0708 | -6.2934 | -8.0359 | -8.2793 | -7.9263 | -8.0656
|  | Central London |  |  | -2.5792 | -3.0888 | -3.4592 | -6.9945 | -8.3879 | -8.7715 | -8.8499 | -10.2089 | -9.8413 | -7.5822 | -8.0959 | -9.6744 | -7.56 | -12.3507 | -7.4207 | -10.7645 | -8.4624 | -8.6854 | -8.8231
|  | South East |  |  | 1.51 | 1.1857 | 0.19436 | -3.2596 | -5.168 | -5.5006 | -5.5687 | -5.1387 | -4.5795 | -3.5398 | -3.6467 | -3.5224 | -1.7201 | -6.2905 | -1.1387 | -4.0282 | -2.2891 | -2.4958 | -2.6315
|  | Oxon & South Coast |  |  | -0.48032 | 0.085833 | 0.39229 | -3.9577 | -5.8231 | -6.3555 | -6.6525 | -6.9632 | -6.576 | -4.7503 | -5.282 | -7.0004 | -7.8915 | -9.2683 | -8.2705 | -8.5636 | -8.9838 | -9.3546 | -9.4908
|  | Wessex |  |  | -0.86668 | -0.29466 | -0.090382 | -4.4596 | -6.6991 | -7.2753 | -7.5588 | -5.3028 | -4.8219 | -2.7204 | -4.3038 | -5.7079 | -5.8965 | -6.286 | -5.5311 | -6.7252 | -7.2348 | -7.0248 | -7.1617
|  | Peninsula |  |  | -2.0401 | -1.4205 | -1.1866 | -5.6076 | -7.5007 | -8.413 | -7.7706 | -4.539 | -4.0719 | -1.82 | -3.6727 | -5.1288 | -5.292 | -5.7969 | -5.127 | -6.3426 | -6.9154 | -6.6722 | -6.8088
Generation
Capacity mix (MW) |  |  | De-rating factor
| CHP | S England & S Wales | 0.9 | 158 | 158 | 158 | 158 | 158 | 158 | 158 | 158 | 158 | 158 | 158 | 158 | 158 | 158 | 158 | 158 | 158 | 158 | 158 | 158
| CHP | Midlands & N Wales | 0.9 | 428 | 428 | 428 | 428 | 428 | 428 | 428 | 428 | 428 | 428 | 428 | 428 | 428 | 428 | 428 | 428 | 428 | 428 | 428 | 428
| CHP | N England | 0.9 | 1373 | 1373 | 1373 | 1373 | 1373 | 1373 | 1373 | 1373 | 1373 | 1373 | 1373 | 1373 | 1373 | 1373 | 1373 | 1373 | 1373 | 1373 | 1373 | 1373
| CHP | S Scotland | 0.9 | 120 | 120 | 120 | 120 | 120 | 120 | 120 | 120 | 120 | 120 | 120 | 120 | 120 | 120 | 120 | 120 | 120 | 120 | 120 | 120
| CHP | N Scotland | 0.9 | 22 | 22 | 22 | 22 | 22 | 22 | 22 | 22 | 22 | 22 | 22 | 22 | 22 | 22 | 22 | 22 | 22 | 22 | 22 | 22
| Oil | S England & S Wales | 0.9 | 3442 | 3442 | 3442 | 3442 | 3442 | 3e-06 | 3e-06 | 3e-06 | 3e-06 | 3e-06 | 3e-06 | 3e-06 | 3e-06 | 3e-06 | 3e-06 | 3e-06 | 3e-06 | 3e-06 | 3e-06 | 3e-06
| Oil | Midlands & N Wales | 0.9 | 0 | 0 | 0 | 0 | 0 | 0 | 0 | 0 | 0 | 0 | 0 | 0 | 0 | 0 | 0 | 0 | 0 | 0 | 0 | 0
| Oil | N England | 0.9 | 0 | 0 | 0 | 0 | 0 | 0 | 0 | 0 | 0 | 0 | 0 | 0 | 0 | 0 | 0 | 0 | 0 | 0 | 0 | 0
| Oil | S Scotland | 0.9 | 0 | 0 | 0 | 0 | 0 | 0 | 0 | 0 | 0 | 0 | 0 | 0 | 0 | 0 | 0 | 0 | 0 | 0 | 0 | 0
| Oil | N Scotland | 0.9 | 0 | 0 | 0 | 0 | 0 | 0 | 0 | 0 | 0 | 0 | 0 | 0 | 0 | 0 | 0 | 0 | 0 | 0 | 0 | 0
| Hydro | S England & S Wales | 0.7 | 0 | 0 | 0 | 0 | 0 | 0 | 0 | 0 | 0 | 0 | 0 | 0 | 0 | 0 | 0 | 0 | 0 | 0 | 0 | 0
| Hydro | Midlands & N Wales | 0.7 | 0 | 0 | 0 | 0 | 0 | 0 | 0 | 0 | 0 | 0 | 0 | 0 | 0 | 0 | 0 | 0 | 0 | 0 | 0 | 0
| Hydro | N England | 0.7 | 0 | 0 | 0 | 0 | 0 | 0 | 0 | 0 | 0 | 0 | 0 | 0 | 0 | 0 | 0 | 0 | 0 | 0 | 0 | 0
| Hydro | S Scotland | 0.7 | 33 | 33 | 33 | 33 | 33 | 33 | 33 | 33 | 33 | 33 | 33 | 33 | 33 | 33 | 33 | 33 | 33 | 33 | 33 | 33
| Hydro | N Scotland | 0.7 | 1039 | 1039 | 1039 | 1039 | 1039 | 1039 | 1039 | 1039 | 1039 | 1039 | 1039 | 1039 | 1039 | 1039 | 1039 | 1039 | 1039 | 1039 | 1039 | 1039
| PS | S England & S Wales | 1 | 0 | 0 | 0 | 0 | 0 | 0 | 0 | 0 | 0 | 0 | 0 | 0 | 0 | 0 | 0 | 0 | 0 | 0 | 0 | 0
| PS | Midlands & N Wales | 1 | 2004 | 2004 | 2004 | 2004 | 2004 | 2004 | 2004 | 2004 | 2004 | 2004 | 2004 | 2004 | 2004 | 2004 | 2004 | 2004 | 2004 | 2004 | 2004 | 2004
| PS | N England | 1 | 0 | 0 | 0 | 0 | 0 | 0 | 0 | 0 | 0 | 0 | 0 | 0 | 0 | 0 | 0 | 0 | 0 | 0 | 0 | 0
| PS | S Scotland | 1 | 440 | 440 | 440 | 440 | 440 | 440 | 440 | 440 | 440 | 440 | 440 | 440 | 440 | 440 | 440 | 440 | 440 | 440 | 440 | 440
| PS | N Scotland | 1 | 300 | 300 | 300 | 300 | 300 | 300 | 300 | 300 | 300 | 300 | 300 | 300 | 300 | 300 | 300 | 300 | 300 | 300 | 300 | 300
| Nuclear | S England & S Wales | 0.9 | 3764 | 3764 | 3549 | 3549 | 3549 | 3549 | 3549 | 3549 | 2877 | 2877 | 4547 | 4547 | 6217 | 6217 | 7887 | 11207 | 11207 | 11207 | 11207 | 11207
| Nuclear | Midlands & N Wales | 0.9 | 890 | 890 | 2e-06 | 2e-06 | 2e-06 | 2e-06 | 2e-06 | 2e-06 | 2e-06 | 2e-06 | 2e-06 | 2e-06 | 2e-06 | 2e-06 | 2e-06 | 2e-06 | 2e-06 | 2e-06 | 2e-06 | 2e-06
| Nuclear | N England | 0.9 | 3613 | 3613 | 3613 | 3613 | 3613 | 3613 | 3613 | 3613 | 3613 | 1203 | 1203 | 1203 | 1203 | 1203 | 1203 | 1203 | 1203 | 1203 | 5e-06 | 5e-06
| Nuclear | S Scotland | 0.9 | 2289 | 2289 | 2289 | 2289 | 2289 | 2289 | 2289 | 2289 | 1215 | 1215 | 1215 | 1215 | 1215 | 1215 | 1215 | 1215 | 1215 | 1215 | 2e-06 | 2e-06
| Nuclear | N Scotland | 0.9 | 0 | 0 | 0 | 0 | 0 | 0 | 0 | 0 | 0 | 0 | 0 | 0 | 0 | 0 | 0 | 0 | 0 | 0 | 0 | 0
| CCGT | S England & S Wales | 0.9 | 16234 | 17494 | 17494 | 18294 | 19894 | 19894 | 20694 | 20694 | 23094 | 23094 | 28694 | 30294 | 30294 | 29488 | 29488 | 29488 | 30288 | 30288 | 30288 | 30288
| CCGT | Midlands & N Wales | 0.9 | 5305 | 6175 | 6175 | 6975 | 8575 | 8575 | 8575 | 8060 | 8060 | 8060 | 8060 | 8060 | 8060 | 8060 | 8060 | 8060 | 8060 | 8060 | 8060 | 8060
| CCGT | N England | 0.9 | 6103 | 6103 | 6103 | 6103 | 6103 | 6103 | 6103 | 6103 | 6103 | 6103 | 6103 | 6103 | 6103 | 4049 | 4049 | 4049 | 5649 | 5649 | 5649 | 5649
| CCGT | S Scotland | 0.9 | 2e-06 | 2e-06 | 2e-06 | 2e-06 | 2e-06 | 2e-06 | 2e-06 | 2e-06 | 2e-06 | 2e-06 | 2e-06 | 2e-06 | 2e-06 | 2e-06 | 2e-06 | 2e-06 | 2e-06 | 2e-06 | 2e-06 | 2e-06
| CCGT | N Scotland | 0.9 | 1180 | 1180 | 1180 | 1180 | 1180 | 1180 | 3e-06 | 3e-06 | 3e-06 | 3e-06 | 3e-06 | 3e-06 | 3e-06 | 3e-06 | 3e-06 | 3e-06 | 3e-06 | 3e-06 | 3e-06 | 3e-06
| OCGT | S England & S Wales | 0.9 | 906 | 906 | 906 | 838 | 804 | 510 | 510 | 510 | 510 | 510 | 510 | 510 | 510 | 459 | 459 | 459 | 459 | 459 | 459 | 459
| OCGT | Midlands & N Wales | 0.9 | 124 | 124 | 124 | 124 | 124 | 124 | 124 | 124 | 124 | 124 | 124 | 124 | 124 | 84 | 84 | 84 | 84 | 84 | 84 | 84
| OCGT | N England | 0.9 | 168 | 168 | 168 | 168 | 168 | 168 | 168 | 168 | 168 | 168 | 168 | 168 | 168 | 100 | 100 | 100 | 100 | 100 | 100 | 100
| OCGT | S Scotland | 0.9 | 2e-06 | 2e-06 | 2e-06 | 2e-06 | 2e-06 | 2e-06 | 2e-06 | 2e-06 | 2e-06 | 2e-06 | 2e-06 | 2e-06 | 2e-06 | 2e-06 | 2e-06 | 2e-06 | 2e-06 | 2e-06 | 2e-06 | 2e-06
| OCGT | N Scotland | 0.9 | 4e-06 | 4e-06 | 4e-06 | 4e-06 | 4e-06 | 4e-06 | 4e-06 | 4e-06 | 4e-06 | 4e-06 | 4e-06 | 4e-06 | 200 | 200 | 200 | 200 | 200 | 200 | 200 | 200
| Coal | S England & S Wales | 0.9 | 6385 | 6022 | 4090 | 3027 | 3027 | 1569 | 1569 | 1569 | 1569 | 1569 | 1569 | 5e-06 | 5e-06 | 5e-06 | 5e-06 | 5e-06 | 5e-06 | 5e-06 | 5e-06 | 5e-06
| Coal | Midlands & N Wales | 0.9 | 7866 | 7866 | 7866 | 7866 | 6902 | 6902 | 6902 | 6902 | 6902 | 6902 | 6902 | 6902 | 6902 | 2955 | 2955 | 2955 | 5e-06 | 5e-06 | 5e-06 | 5e-06
| Coal | N England | 0.9 | 9906 | 9906 | 9906 | 9906 | 8930 | 8930 | 8930 | 7953.5 | 6489 | 6489 | 6259 | 5771 | 3831 | 3831 | 3831 | 3831 | 3831 | 3831 | 3831 | 3831
| Coal | S Scotland | 0.9 | 3386 | 2835 | 2835 | 2284 | 1713 | 1713 | 1713 | 1713 | 1713 | 1713 | 1713 | 1713 | 2e-06 | 2e-06 | 2e-06 | 2e-06 | 2e-06 | 2e-06 | 2e-06 | 2e-06
| Coal | N Scotland | 0.9 | 0 | 0 | 0 | 0 | 0 | 0 | 0 | 0 | 0 | 0 | 0 | 0 | 0 | 0 | 0 | 0 | 0 | 0 | 0 | 0
| Coal + CCS | S England & S Wales | 0.9 | 0 | 0 | 0 | 0 | 0 | 0 | 0 | 0 | 0 | 0 | 0 | 0 | 0 | 0 | 0 | 0 | 0 | 0 | 0 | 0
| Coal + CCS | Midlands & N Wales | 0.9 | 1e-06 | 1e-06 | 1e-06 | 1e-06 | 1e-06 | 1e-06 | 1e-06 | 1e-06 | 1e-06 | 1e-06 | 1e-06 | 1e-06 | 1e-06 | 1000 | 2000 | 2000 | 2000 | 2000 | 2000 | 2000
| Coal + CCS | N England | 0.9 | 2e-06 | 2e-06 | 2e-06 | 2e-06 | 2e-06 | 800 | 800 | 800 | 800 | 800 | 800 | 800 | 800 | 800 | 2740 | 2740 | 2740 | 2740 | 2740 | 2740
| Coal + CCS | S Scotland | 0.9 | 2e-06 | 2e-06 | 2e-06 | 2e-06 | 300 | 300 | 300 | 300 | 300 | 300 | 300 | 300 | 300 | 300 | 300 | 300 | 300 | 300 | 300 | 300
| Coal + CCS | N Scotland | 0.9 | 0 | 0 | 0 | 0 | 0 | 0 | 0 | 0 | 0 | 0 | 0 | 0 | 0 | 0 | 0 | 0 | 0 | 0 | 0 | 0
| CCGT + CCS | S England & S Wales | 0.9 | 3e-06 | 3e-06 | 3e-06 | 3e-06 | 3e-06 | 3e-06 | 3e-06 | 3e-06 | 3e-06 | 3e-06 | 3e-06 | 3e-06 | 3e-06 | 3e-06 | 3e-06 | 3e-06 | 3e-06 | 3e-06 | 3e-06 | 3e-06
| CCGT + CCS | Midlands & N Wales | 0.9 | 0 | 0 | 0 | 0 | 0 | 0 | 0 | 0 | 0 | 0 | 0 | 0 | 0 | 0 | 0 | 0 | 0 | 0 | 0 | 0
| CCGT + CCS | N England | 0.9 | 1e-06 | 1e-06 | 1e-06 | 1e-06 | 1e-06 | 1e-06 | 1e-06 | 1e-06 | 1e-06 | 1e-06 | 1e-06 | 1e-06 | 1e-06 | 1e-06 | 1e-06 | 1e-06 | 1e-06 | 1e-06 | 1e-06 | 1e-06
| CCGT + CCS | S Scotland | 0.9 | 0 | 0 | 0 | 0 | 0 | 0 | 0 | 0 | 0 | 0 | 0 | 0 | 0 | 0 | 0 | 0 | 0 | 0 | 0 | 0
| CCGT + CCS | N Scotland | 0.9 | 0 | 0 | 0 | 0 | 0 | 0 | 0 | 0 | 0 | 0 | 0 | 0 | 0 | 0 | 0 | 0 | 0 | 0 | 0 | 0
| Onshore wind | S England & S Wales | 0.15 | 9e-06 | 32.503 | 40.5244 | 49.104 | 59.7533 | 83.0346 | 96.3993 | 111.1031 | 124.5492 | 138.0315 | 146.7472 | 156.6633 | 166.8359 | 176.8215 | 188.1959 | 200.1955 | 275.2672 | 330.6121 | 446.1821 | 491.1005
| Onshore wind | Midlands & N Wales | 0.15 | 4e-06 | 26.7651 | 33.3703 | 40.4354 | 186.2544 | 205.4257 | 353.4808 | 365.5889 | 513.711 | 524.8133 | 669.04 | 677.2056 | 822.6322 | 830.855 | 977.2711 | 987.1524 | 1186.021 | 1231.5955 | 1326.7632 | 1363.7519
| Onshore wind | N England | 0.15 | 4e-06 | 37.2787 | 46.4785 | 56.3187 | 68.5327 | 95.2347 | 110.563 | 127.4272 | 142.8489 | 158.3122 | 168.3084 | 179.6815 | 191.3488 | 202.8016 | 215.8472 | 229.6098 | 315.7117 | 379.1883 | 511.7388 | 563.257
| Onshore wind | S Scotland | 0.15 | 2084 | 2534 | 3004 | 3551 | 3780 | 4029.6002 | 5041.3482 | 5050.2059 | 6059.543 | 6068.4198 | 6649.8491 | 6850.8719 | 7051.2025 | 7261.7928 | 7498.6953 | 7706.0009 | 7830.9642 | 7983.0042 | 7983.0042 | 7983.0042
| Onshore wind | N Scotland | 0.15 | 1440.6136 | 1628.3056 | 1969.8231 | 2385.4663 | 2594.8564 | 2873.3268 | 3500.5112 | 3833.0898 | 4749.2147 | 4804.1762 | 5469.5018 | 5488.3976 | 6275.1524 | 6294.9252 | 6685.74 | 6825.0569 | 6900.9342 | 6996.1482 | 6996.1482 | 6996.1482
| Onshore wind | Island wind | 0.15 | 3e-06 | 3e-06 | 3e-06 | 3e-06 | 115.8372 | 115.8372 | 231.6744 | 231.6744 | 347.5116 | 347.5116 | 463.3488 | 463.3488 | 579.186 | 579.186 | 695.0233 | 695.0233 | 810.8605 | 810.8605 | 810.8605 | 810.8605
| Biomass regular | S England & S Wales | 0.9 | 2e-06 | 2e-06 | 2e-06 | 2e-06 | 350 | 350 | 350 | 350 | 350 | 350 | 350 | 350 | 350 | 350 | 350 | 350 | 350 | 350 | 350 | 350
| Biomass regular | Midlands & N Wales | 0.9 | 1e-06 | 1e-06 | 1e-06 | 1e-06 | 1e-06 | 1e-06 | 1e-06 | 1e-06 | 1e-06 | 1e-06 | 1e-06 | 1e-06 | 1e-06 | 1e-06 | 1e-06 | 1e-06 | 1e-06 | 1e-06 | 1e-06 | 1e-06
| Biomass regular | N England | 0.9 | 2e-06 | 2e-06 | 2e-06 | 2e-06 | 589 | 589 | 589 | 589 | 589 | 589 | 589 | 589 | 589 | 589 | 589 | 589 | 589 | 589 | 589 | 589
| Biomass regular | S Scotland | 0.9 | 97 | 97 | 97 | 97 | 97 | 97 | 97 | 97 | 97 | 97 | 97 | 97 | 97 | 97 | 97 | 97 | 97 | 97 | 97 | 97
| Biomass regular | N Scotland | 0.9 | 0 | 0 | 0 | 0 | 0 | 0 | 0 | 0 | 0 | 0 | 0 | 0 | 0 | 0 | 0 | 0 | 0 | 0 | 0 | 0
| Offshore wind | Offshore South | 0.15 | 864 | 1405 | 1909 | 1909 | 1909 | 2409 | 2817.1081 | 3363.0541 | 3909 | 3909 | 3909 | 3909 | 3909 | 4359 | 4809 | 5059 | 5309 | 5309 | 5309 | 5309
| Offshore wind | Offshore Irish Sea | 0.15 | 551 | 784 | 784 | 784 | 784 | 2184 | 2184 | 2184 | 2184 | 2184 | 2184 | 2184 | 3584 | 3584 | 3584 | 3584 | 4684 | 4834 | 4834 | 4834
| Offshore wind | Offshore E England | 0.15 | 250 | 250 | 250 | 250 | 675 | 675 | 1325 | 1325 | 1525 | 1525 | 1525 | 1525 | 2125 | 2125 | 2125 | 2125 | 2125 | 2125 | 2125 | 2125
| Offshore wind | Offshore Scotland | 0.15 | 10 | 10 | 10 | 10 | 280 | 610 | 750 | 750 | 1460 | 1760 | 1760 | 1760 | 2965 | 3510 | 4055 | 4600 | 5145 | 5145 | 5145 | 5145
| Wave | Offshore South | 0.3 | 0 | 0 | 0 | 0 | 0 | 0 | 0 | 0 | 0 | 0 | 0 | 0 | 0 | 0 | 0 | 0 | 0 | 0 | 0 | 0
| Wave | Offshore Irish Sea | 0.3 | 0 | 0 | 0 | 0 | 0 | 0 | 0 | 0 | 0 | 0 | 0 | 0 | 0 | 0 | 0 | 0 | 0 | 0 | 0 | 0
| Wave | Offshore E England | 0.3 | 0 | 0 | 0 | 0 | 0 | 0 | 0 | 0 | 0 | 0 | 0 | 0 | 0 | 0 | 0 | 0 | 0 | 0 | 0 | 0
| Wave | Offshore Scotland | 0.3 | 1e-06 | 1e-06 | 1e-06 | 1e-06 | 1e-06 | 1e-06 | 1e-06 | 190 | 260 | 450 | 450 | 504 | 545 | 575 | 600 | 600 | 700 | 800 | 800 | 800
| Tidal Stream | Offshore South | 0.3 | 2e-06 | 2e-06 | 2e-06 | 2e-06 | 2e-06 | 2e-06 | 2e-06 | 2e-06 | 2e-06 | 155 | 155 | 155 | 200 | 250 | 250 | 500 | 550 | 750 | 1250 | 1250
| Tidal Stream | Offshore Irish Sea | 0.3 | 1e-06 | 1e-06 | 1e-06 | 1e-06 | 1e-06 | 1e-06 | 1e-06 | 1e-06 | 1e-06 | 85 | 85 | 85 | 100 | 100 | 100 | 100 | 100 | 100 | 100 | 100
| Tidal Stream | Offshore E England | 0.3 | 0 | 0 | 0 | 0 | 0 | 0 | 0 | 0 | 0 | 0 | 0 | 0 | 0 | 0 | 0 | 0 | 0 | 0 | 0 | 0
| Tidal Stream | Offshore Scotland | 0.3 | 10 | 10 | 10 | 10 | 104 | 104 | 104 | 104 | 104 | 189 | 189 | 189 | 204 | 204 | 204 | 204 | 204 | 204 | 204 | 204
| Embedded CHP | Embedded | n/a | 4639.9231 | 4832.2308 | 5024.5385 | 5216.8462 | 5409.1538 | 5601.4615 | 5793.7692 | 5986.0769 | 6178.3846 | 6370.6923 | 6563 | 6763 | 6963 | 7163 | 7363 | 7563 | 7763 | 7963 | 8163 | 8363
| Embedded Gas | Embedded | n/a | 300 | 300 | 300 | 300 | 300 | 300 | 300 | 300 | 300 | 300 | 300 | 300 | 300 | 300 | 300 | 300 | 300 | 300 | 300 | 300
| Embedded offshore wind | Embedded | n/a | 0 | 0 | 0 | 0 | 0 | 0 | 0 | 0 | 0 | 0 | 0 | 0 | 0 | 0 | 0 | 0 | 0 | 0 | 0 | 0
| Embedded onshore wind | Embedded | n/a | 1062 | 1062 | 1062 | 1062 | 1062 | 1062 | 1062 | 1062 | 1062 | 1062 | 1062 | 1062 | 1062 | 1062 | 1062 | 1062 | 1062 | 1062 | 1062 | 1062
| Embedded biomass | Embedded | n/a | 1607.2399 | 1690.9043 | 1794.2936 | 1903.3597 | 2028.3926 | 2166.5808 | 2313.221 | 2468.3611 | 2633.3535 | 2803.5623 | 2973.8731 | 3144.2871 | 3314.8052 | 3485.4285 | 3656.1581 | 3826.9949 | 3997.9401 | 4168.9948 | 4340.1599 | 4511.4368
| Embedded tidal and wave | Embedded | n/a | 0.5 | 20.5 | 30.5 | 50.5 | 87 | 129.9 | 179.9 | 235.515 | 310.5953 | 400.5953 | 480.5953 | 548.0345 | 625.5897 | 714.7782 | 814.7782 | 914.7782 | 1014.7782 | 1114.7782 | 1214.7782 | 1314.7782
| Embedded hydro | Embedded | n/a | 541.202 | 551.202 | 561.202 | 571.202 | 581.202 | 591.202 | 620.202 | 630.202 | 640.202 | 650.202 | 660.202 | 670.202 | 680.202 | 690.202 | 700.202 | 710.202 | 720.202 | 730.202 | 740.202 | 750.202
New build (cumulative, MW)
| CHP | S England & S Wales |  | 0 | 0 | 0 | 0 | 0 | 0 | 0 | 0 | 0 | 0 | 0 | 0 | 0 | 0 | 0 | 0 | 0 | 0 | 0 | 0
| CHP | Midlands & N Wales |  | 0 | 0 | 0 | 0 | 0 | 0 | 0 | 0 | 0 | 0 | 0 | 0 | 0 | 0 | 0 | 0 | 0 | 0 | 0 | 0
| CHP | N England |  | 0 | 0 | 0 | 0 | 0 | 0 | 0 | 0 | 0 | 0 | 0 | 0 | 0 | 0 | 0 | 0 | 0 | 0 | 0 | 0
| CHP | S Scotland |  | 0 | 0 | 0 | 0 | 0 | 0 | 0 | 0 | 0 | 0 | 0 | 0 | 0 | 0 | 0 | 0 | 0 | 0 | 0 | 0
| CHP | N Scotland |  | 0 | 0 | 0 | 0 | 0 | 0 | 0 | 0 | 0 | 0 | 0 | 0 | 0 | 0 | 0 | 0 | 0 | 0 | 0 | 0
| Oil | S England & S Wales |  | 0 | 0 | 0 | 0 | 0 | 0 | 0 | 0 | 0 | 0 | 0 | 0 | 0 | 0 | 0 | 0 | 0 | 0 | 0 | 0
| Oil | Midlands & N Wales |  | 0 | 0 | 0 | 0 | 0 | 0 | 0 | 0 | 0 | 0 | 0 | 0 | 0 | 0 | 0 | 0 | 0 | 0 | 0 | 0
| Oil | N England |  | 0 | 0 | 0 | 0 | 0 | 0 | 0 | 0 | 0 | 0 | 0 | 0 | 0 | 0 | 0 | 0 | 0 | 0 | 0 | 0
| Oil | S Scotland |  | 0 | 0 | 0 | 0 | 0 | 0 | 0 | 0 | 0 | 0 | 0 | 0 | 0 | 0 | 0 | 0 | 0 | 0 | 0 | 0
| Oil | N Scotland |  | 0 | 0 | 0 | 0 | 0 | 0 | 0 | 0 | 0 | 0 | 0 | 0 | 0 | 0 | 0 | 0 | 0 | 0 | 0 | 0
| Hydro | S England & S Wales |  | 0 | 0 | 0 | 0 | 0 | 0 | 0 | 0 | 0 | 0 | 0 | 0 | 0 | 0 | 0 | 0 | 0 | 0 | 0 | 0
| Hydro | Midlands & N Wales |  | 0 | 0 | 0 | 0 | 0 | 0 | 0 | 0 | 0 | 0 | 0 | 0 | 0 | 0 | 0 | 0 | 0 | 0 | 0 | 0
| Hydro | N England |  | 0 | 0 | 0 | 0 | 0 | 0 | 0 | 0 | 0 | 0 | 0 | 0 | 0 | 0 | 0 | 0 | 0 | 0 | 0 | 0
| Hydro | S Scotland |  | 0 | 0 | 0 | 0 | 0 | 0 | 0 | 0 | 0 | 0 | 0 | 0 | 0 | 0 | 0 | 0 | 0 | 0 | 0 | 0
| Hydro | N Scotland |  | 0 | 0 | 0 | 0 | 0 | 0 | 0 | 0 | 0 | 0 | 0 | 0 | 0 | 0 | 0 | 0 | 0 | 0 | 0 | 0
| PS | S England & S Wales |  | 0 | 0 | 0 | 0 | 0 | 0 | 0 | 0 | 0 | 0 | 0 | 0 | 0 | 0 | 0 | 0 | 0 | 0 | 0 | 0
| PS | Midlands & N Wales |  | 0 | 0 | 0 | 0 | 0 | 0 | 0 | 0 | 0 | 0 | 0 | 0 | 0 | 0 | 0 | 0 | 0 | 0 | 0 | 0
| PS | N England |  | 0 | 0 | 0 | 0 | 0 | 0 | 0 | 0 | 0 | 0 | 0 | 0 | 0 | 0 | 0 | 0 | 0 | 0 | 0 | 0
| PS | S Scotland |  | 0 | 0 | 0 | 0 | 0 | 0 | 0 | 0 | 0 | 0 | 0 | 0 | 0 | 0 | 0 | 0 | 0 | 0 | 0 | 0
| PS | N Scotland |  | 0 | 0 | 0 | 0 | 0 | 0 | 0 | 0 | 0 | 0 | 0 | 0 | 0 | 0 | 0 | 0 | 0 | 0 | 0 | 0
| Nuclear | S England & S Wales |  | 0 | 0 | 0 | 0 | 0 | 0 | 0 | 0 | 1670 | 1670 | 3340 | 3340 | 5010 | 5010 | 6680 | 10000 | 10000 | 10000 | 10000 | 10000
| Nuclear | Midlands & N Wales |  | 0 | 0 | 0 | 0 | 0 | 0 | 0 | 0 | 0 | 0 | 0 | 0 | 0 | 0 | 0 | 0 | 0 | 0 | 0 | 0
| Nuclear | N England |  | 0 | 0 | 0 | 0 | 0 | 0 | 0 | 0 | 0 | 0 | 0 | 0 | 0 | 0 | 0 | 0 | 0 | 0 | 0 | 0
| Nuclear | S Scotland |  | 0 | 0 | 0 | 0 | 0 | 0 | 0 | 0 | 0 | 0 | 0 | 0 | 0 | 0 | 0 | 0 | 0 | 0 | 0 | 0
| Nuclear | N Scotland |  | 0 | 0 | 0 | 0 | 0 | 0 | 0 | 0 | 0 | 0 | 0 | 0 | 0 | 0 | 0 | 0 | 0 | 0 | 0 | 0
| CCGT | S England & S Wales |  | 0 | 1260 | 1260 | 2060 | 3660 | 3660 | 4460 | 4460 | 6860 | 6860 | 12460 | 14060 | 14060 | 14060 | 14060 | 14060 | 14860 | 14860 | 14860 | 14860
| CCGT | Midlands & N Wales |  | 0 | 870 | 870 | 1670 | 3270 | 3270 | 3270 | 3270 | 3270 | 3270 | 3270 | 3270 | 3270 | 3270 | 3270 | 3270 | 3270 | 3270 | 3270 | 3270
| CCGT | N England |  | 0 | 0 | 0 | 0 | 0 | 0 | 0 | 0 | 0 | 0 | 0 | 0 | 0 | 0 | 0 | 0 | 1600 | 1600 | 1600 | 1600
| CCGT | S Scotland |  | 0 | 0 | 0 | 0 | 0 | 0 | 0 | 0 | 0 | 0 | 0 | 0 | 0 | 0 | 0 | 0 | 0 | 0 | 0 | 0
| CCGT | N Scotland |  | 0 | 0 | 0 | 0 | 0 | 0 | 0 | 0 | 0 | 0 | 0 | 0 | 0 | 0 | 0 | 0 | 0 | 0 | 0 | 0
| OCGT | S England & S Wales |  | 0 | 0 | 0 | 0 | 0 | 0 | 0 | 0 | 0 | 0 | 0 | 0 | 0 | 0 | 0 | 0 | 0 | 0 | 0 | 0
| OCGT | Midlands & N Wales |  | 0 | 0 | 0 | 0 | 0 | 0 | 0 | 0 | 0 | 0 | 0 | 0 | 0 | 0 | 0 | 0 | 0 | 0 | 0 | 0
| OCGT | N England |  | 0 | 0 | 0 | 0 | 0 | 0 | 0 | 0 | 0 | 0 | 0 | 0 | 0 | 0 | 0 | 0 | 0 | 0 | 0 | 0
| OCGT | S Scotland |  | 0 | 0 | 0 | 0 | 0 | 0 | 0 | 0 | 0 | 0 | 0 | 0 | 0 | 0 | 0 | 0 | 0 | 0 | 0 | 0
| OCGT | N Scotland |  | 0 | 0 | 0 | 0 | 0 | 0 | 0 | 0 | 0 | 0 | 0 | 0 | 200 | 200 | 200 | 200 | 200 | 200 | 200 | 200
| Coal | S England & S Wales |  | 0 | 0 | 0 | 0 | 0 | 0 | 0 | 0 | 0 | 0 | 0 | 0 | 0 | 0 | 0 | 0 | 0 | 0 | 0 | 0
| Coal | Midlands & N Wales |  | 0 | 0 | 0 | 0 | 0 | 0 | 0 | 0 | 0 | 0 | 0 | 0 | 0 | 0 | 0 | 0 | 0 | 0 | 0 | 0
| Coal | N England |  | 0 | 0 | 0 | 0 | 0 | 0 | 0 | 0 | 0 | 0 | 0 | 0 | 0 | 0 | 0 | 0 | 0 | 0 | 0 | 0
| Coal | S Scotland |  | 0 | 0 | 0 | 0 | 0 | 0 | 0 | 0 | 0 | 0 | 0 | 0 | 0 | 0 | 0 | 0 | 0 | 0 | 0 | 0
| Coal | N Scotland |  | 0 | 0 | 0 | 0 | 0 | 0 | 0 | 0 | 0 | 0 | 0 | 0 | 0 | 0 | 0 | 0 | 0 | 0 | 0 | 0
| Coal + CCS | S England & S Wales |  | 0 | 0 | 0 | 0 | 0 | 0 | 0 | 0 | 0 | 0 | 0 | 0 | 0 | 0 | 0 | 0 | 0 | 0 | 0 | 0
| Coal + CCS | Midlands & N Wales |  | 0 | 0 | 0 | 0 | 0 | 0 | 0 | 0 | 0 | 0 | 0 | 0 | 0 | 1000 | 2000 | 2000 | 2000 | 2000 | 2000 | 2000
| Coal + CCS | N England |  | 0 | 0 | 0 | 0 | 0 | 800 | 800 | 800 | 800 | 800 | 800 | 800 | 800 | 800 | 2740 | 2740 | 2740 | 2740 | 2740 | 2740
| Coal + CCS | S Scotland |  | 0 | 0 | 0 | 0 | 300 | 300 | 300 | 300 | 300 | 300 | 300 | 300 | 300 | 300 | 300 | 300 | 300 | 300 | 300 | 300
| Coal + CCS | N Scotland |  | 0 | 0 | 0 | 0 | 0 | 0 | 0 | 0 | 0 | 0 | 0 | 0 | 0 | 0 | 0 | 0 | 0 | 0 | 0 | 0
| CCGT + CCS | S England & S Wales |  | 0 | 0 | 0 | 0 | 0 | 0 | 0 | 0 | 0 | 0 | 0 | 0 | 0 | 0 | 0 | 0 | 0 | 0 | 0 | 0
| CCGT + CCS | Midlands & N Wales |  | 0 | 0 | 0 | 0 | 0 | 0 | 0 | 0 | 0 | 0 | 0 | 0 | 0 | 0 | 0 | 0 | 0 | 0 | 0 | 0
| CCGT + CCS | N England |  | 0 | 0 | 0 | 0 | 0 | 0 | 0 | 0 | 0 | 0 | 0 | 0 | 0 | 0 | 0 | 0 | 0 | 0 | 0 | 0
| CCGT + CCS | S Scotland |  | 0 | 0 | 0 | 0 | 0 | 0 | 0 | 0 | 0 | 0 | 0 | 0 | 0 | 0 | 0 | 0 | 0 | 0 | 0 | 0
| CCGT + CCS | N Scotland |  | 0 | 0 | 0 | 0 | 0 | 0 | 0 | 0 | 0 | 0 | 0 | 0 | 0 | 0 | 0 | 0 | 0 | 0 | 0 | 0
| Onshore wind | S England & S Wales |  | 0 | 32.503 | 40.5244 | 49.104 | 59.7533 | 83.0346 | 96.3993 | 111.1031 | 124.5491 | 138.0315 | 146.7471 | 156.6632 | 166.8359 | 176.8215 | 188.1959 | 200.1955 | 275.2672 | 330.6121 | 446.1821 | 491.1005
| Onshore wind | Midlands & N Wales |  | 0 | 26.7651 | 33.3703 | 40.4354 | 186.2544 | 205.4257 | 353.4808 | 365.5889 | 513.711 | 524.8132 | 669.04 | 677.2056 | 822.6322 | 830.855 | 977.2711 | 987.1523 | 1186.021 | 1231.5955 | 1326.7632 | 1363.7519
| Onshore wind | N England |  | 0 | 37.2786 | 46.4785 | 56.3187 | 68.5327 | 95.2347 | 110.563 | 127.4272 | 142.8489 | 158.3122 | 168.3084 | 179.6815 | 191.3488 | 202.8016 | 215.8472 | 229.6098 | 315.7117 | 379.1883 | 511.7388 | 563.257
| Onshore wind | S Scotland |  | 0 | 450 | 920 | 1467 | 1696 | 1945.6002 | 2957.3482 | 2966.2059 | 3975.543 | 3984.4198 | 4565.8491 | 4766.8719 | 4967.2025 | 5177.7928 | 5414.6953 | 5622.0009 | 5746.9642 | 5899.0042 | 5899.0042 | 5899.0042
| Onshore wind | N Scotland |  | -3e-06 | 187.6921 | 529.2095 | 944.8527 | 1154.2428 | 1432.7132 | 2059.8976 | 2392.4762 | 3308.6011 | 3363.5626 | 4028.8882 | 4047.784 | 4834.5388 | 4854.3116 | 5245.1265 | 5384.4434 | 5460.3206 | 5555.5347 | 5555.5347 | 5555.5347
| Onshore wind | Island wind |  | 3e-06 | 3e-06 | 3e-06 | 3e-06 | 115.8372 | 115.8372 | 231.6744 | 231.6744 | 347.5116 | 347.5116 | 463.3488 | 463.3488 | 579.186 | 579.186 | 695.0233 | 695.0233 | 810.8605 | 810.8605 | 810.8605 | 810.8605
| Biomass regular | S England & S Wales |  | 0 | 0 | 0 | 0 | 350 | 350 | 350 | 350 | 350 | 350 | 350 | 350 | 350 | 350 | 350 | 350 | 350 | 350 | 350 | 350
| Biomass regular | Midlands & N Wales |  | 0 | 0 | 0 | 0 | 0 | 0 | 0 | 0 | 0 | 0 | 0 | 0 | 0 | 0 | 0 | 0 | 0 | 0 | 0 | 0
| Biomass regular | N England |  | 0 | 0 | 0 | 0 | 589 | 589 | 589 | 589 | 589 | 589 | 589 | 589 | 589 | 589 | 589 | 589 | 589 | 589 | 589 | 589
| Biomass regular | S Scotland |  | 0 | 0 | 0 | 0 | 0 | 0 | 0 | 0 | 0 | 0 | 0 | 0 | 0 | 0 | 0 | 0 | 0 | 0 | 0 | 0
| Biomass regular | N Scotland |  | 0 | 0 | 0 | 0 | 0 | 0 | 0 | 0 | 0 | 0 | 0 | 0 | 0 | 0 | 0 | 0 | 0 | 0 | 0 | 0
| Offshore wind | Offshore South |  | 0 | 541 | 1045 | 1045 | 1045 | 1545 | 1953.1081 | 2499.054 | 3045 | 3045 | 3045 | 3045 | 3045 | 3495 | 3945 | 4195 | 4445 | 4445 | 4445 | 4445
| Offshore wind | Offshore Irish Sea |  | 0 | 233 | 233 | 233 | 233 | 1633 | 1633 | 1633 | 1633 | 1633 | 1633 | 1633 | 3033 | 3033 | 3033 | 3033 | 4133 | 4283 | 4283 | 4283
| Offshore wind | Offshore E England |  | 0 | 0 | 0 | 0 | 425 | 425 | 1075 | 1075 | 1275 | 1275 | 1275 | 1275 | 1875 | 1875 | 1875 | 1875 | 1875 | 1875 | 1875 | 1875
| Offshore wind | Offshore Scotland |  | 0 | 0 | 0 | 0 | 270 | 600 | 740 | 740 | 1450 | 1750 | 1750 | 1750 | 2955 | 3500 | 4045 | 4590 | 5135 | 5135 | 5135 | 5135
| Wave | Offshore South |  | 0 | 0 | 0 | 0 | 0 | 0 | 0 | 0 | 0 | 0 | 0 | 0 | 0 | 0 | 0 | 0 | 0 | 0 | 0 | 0
| Wave | Offshore Irish Sea |  | 0 | 0 | 0 | 0 | 0 | 0 | 0 | 0 | 0 | 0 | 0 | 0 | 0 | 0 | 0 | 0 | 0 | 0 | 0 | 0
| Wave | Offshore E England |  | 0 | 0 | 0 | 0 | 0 | 0 | 0 | 0 | 0 | 0 | 0 | 0 | 0 | 0 | 0 | 0 | 0 | 0 | 0 | 0
| Wave | Offshore Scotland |  | 0 | 0 | 0 | 0 | 0 | 0 | 0 | 190 | 260 | 450 | 450 | 504 | 545 | 575 | 600 | 600 | 700 | 800 | 800 | 800
| Tidal Stream | Offshore South |  | 0 | 0 | 0 | 0 | 0 | 0 | 0 | 0 | 0 | 155 | 155 | 155 | 200 | 250 | 250 | 500 | 550 | 750 | 1250 | 1250
| Tidal Stream | Offshore Irish Sea |  | 0 | 0 | 0 | 0 | 0 | 0 | 0 | 0 | 0 | 85 | 85 | 85 | 100 | 100 | 100 | 100 | 100 | 100 | 100 | 100
| Tidal Stream | Offshore E England |  | 0 | 0 | 0 | 0 | 0 | 0 | 0 | 0 | 0 | 0 | 0 | 0 | 0 | 0 | 0 | 0 | 0 | 0 | 0 | 0
| Tidal Stream | Offshore Scotland |  | 0 | 0 | 0 | 0 | 94 | 94 | 94 | 94 | 94 | 179 | 179 | 179 | 194 | 194 | 194 | 194 | 194 | 194 | 194 | 194
| Embedded CHP | Embedded |  | 0 | 192.3077 | 384.6154 | 576.9231 | 769.2308 | 961.5385 | 1153.8462 | 1346.1538 | 1538.4615 | 1730.7692 | 1923.0769 | 2123.0769 | 2323.0769 | 2523.0769 | 2723.0769 | 2923.0769 | 3123.0769 | 3323.0769 | 3523.0769 | 3723.0769
| Embedded Gas | Embedded |  | 0 | 0 | 0 | 0 | 0 | 0 | 0 | 0 | 0 | 0 | 0 | 0 | 0 | 0 | 0 | 0 | 0 | 0 | 0 | 0
| Embedded offshore wind | Embedded |  | 0 | 0 | 0 | 0 | 0 | 0 | 0 | 0 | 0 | 0 | 0 | 0 | 0 | 0 | 0 | 0 | 0 | 0 | 0 | 0
| Embedded onshore wind | Embedded |  | 0 | 0 | 0 | 0 | 0 | 0 | 0 | 0 | 0 | 0 | 0 | 0 | 0 | 0 | 0 | 0 | 0 | 0 | 0 | 0
| Embedded biomass | Embedded |  | 0 | 83.6644 | 187.0537 | 296.1199 | 421.1527 | 559.341 | 705.9811 | 861.1212 | 1026.1136 | 1196.3224 | 1366.6332 | 1537.0472 | 1707.5653 | 1878.1886 | 2048.9182 | 2219.755 | 2390.7002 | 2561.7549 | 2732.9201 | 2904.1969
| Embedded tidal and wave | Embedded |  | 0 | 20 | 30 | 50 | 86.5 | 129.4 | 179.4 | 235.015 | 310.0953 | 400.0953 | 480.0953 | 547.5345 | 625.0897 | 714.2782 | 814.2782 | 914.2782 | 1014.2782 | 1114.2782 | 1214.2782 | 1314.2782
| Embedded hydro | Embedded |  | 0 | 10 | 20 | 30 | 40 | 50 | 79 | 89 | 99 | 109 | 119 | 129 | 139 | 149 | 159 | 169 | 179 | 189 | 199 | 209
Retirements (cumulative, MW)
| CHP | S England & S Wales |  | 0 | 0 | 0 | 0 | 0 | 0 | 0 | 0 | 0 | 0 | 0 | 0 | 0 | 0 | 0 | 0 | 0 | 0 | 0 | 0
| CHP | Midlands & N Wales |  | 0 | 0 | 0 | 0 | 0 | 0 | 0 | 0 | 0 | 0 | 0 | 0 | 0 | 0 | 0 | 0 | 0 | 0 | 0 | 0
| CHP | N England |  | 0 | 0 | 0 | 0 | 0 | 0 | 0 | 0 | 0 | 0 | 0 | 0 | 0 | 0 | 0 | 0 | 0 | 0 | 0 | 0
| CHP | S Scotland |  | 0 | 0 | 0 | 0 | 0 | 0 | 0 | 0 | 0 | 0 | 0 | 0 | 0 | 0 | 0 | 0 | 0 | 0 | 0 | 0
| CHP | N Scotland |  | 0 | 0 | 0 | 0 | 0 | 0 | 0 | 0 | 0 | 0 | 0 | 0 | 0 | 0 | 0 | 0 | 0 | 0 | 0 | 0
| Oil | S England & S Wales |  | 0 | 0 | 0 | 0 | 0 | -3442 | -3442 | -3442 | -3442 | -3442 | -3442 | -3442 | -3442 | -3442 | -3442 | -3442 | -3442 | -3442 | -3442 | -3442
| Oil | Midlands & N Wales |  | 0 | 0 | 0 | 0 | 0 | 0 | 0 | 0 | 0 | 0 | 0 | 0 | 0 | 0 | 0 | 0 | 0 | 0 | 0 | 0
| Oil | N England |  | 0 | 0 | 0 | 0 | 0 | 0 | 0 | 0 | 0 | 0 | 0 | 0 | 0 | 0 | 0 | 0 | 0 | 0 | 0 | 0
| Oil | S Scotland |  | 0 | 0 | 0 | 0 | 0 | 0 | 0 | 0 | 0 | 0 | 0 | 0 | 0 | 0 | 0 | 0 | 0 | 0 | 0 | 0
| Oil | N Scotland |  | 0 | 0 | 0 | 0 | 0 | 0 | 0 | 0 | 0 | 0 | 0 | 0 | 0 | 0 | 0 | 0 | 0 | 0 | 0 | 0
| Hydro | S England & S Wales |  | 0 | 0 | 0 | 0 | 0 | 0 | 0 | 0 | 0 | 0 | 0 | 0 | 0 | 0 | 0 | 0 | 0 | 0 | 0 | 0
| Hydro | Midlands & N Wales |  | 0 | 0 | 0 | 0 | 0 | 0 | 0 | 0 | 0 | 0 | 0 | 0 | 0 | 0 | 0 | 0 | 0 | 0 | 0 | 0
| Hydro | N England |  | 0 | 0 | 0 | 0 | 0 | 0 | 0 | 0 | 0 | 0 | 0 | 0 | 0 | 0 | 0 | 0 | 0 | 0 | 0 | 0
| Hydro | S Scotland |  | 0 | 0 | 0 | 0 | 0 | 0 | 0 | 0 | 0 | 0 | 0 | 0 | 0 | 0 | 0 | 0 | 0 | 0 | 0 | 0
| Hydro | N Scotland |  | 0 | 0 | 0 | 0 | 0 | 0 | 0 | 0 | 0 | 0 | 0 | 0 | 0 | 0 | 0 | 0 | 0 | 0 | 0 | 0
| PS | S England & S Wales |  | 0 | 0 | 0 | 0 | 0 | 0 | 0 | 0 | 0 | 0 | 0 | 0 | 0 | 0 | 0 | 0 | 0 | 0 | 0 | 0
| PS | Midlands & N Wales |  | 0 | 0 | 0 | 0 | 0 | 0 | 0 | 0 | 0 | 0 | 0 | 0 | 0 | 0 | 0 | 0 | 0 | 0 | 0 | 0
| PS | N England |  | 0 | 0 | 0 | 0 | 0 | 0 | 0 | 0 | 0 | 0 | 0 | 0 | 0 | 0 | 0 | 0 | 0 | 0 | 0 | 0
| PS | S Scotland |  | 0 | 0 | 0 | 0 | 0 | 0 | 0 | 0 | 0 | 0 | 0 | 0 | 0 | 0 | 0 | 0 | 0 | 0 | 0 | 0
| PS | N Scotland |  | 0 | 0 | 0 | 0 | 0 | 0 | 0 | 0 | 0 | 0 | 0 | 0 | 0 | 0 | 0 | 0 | 0 | 0 | 0 | 0
| Nuclear | S England & S Wales |  | 0 | 0 | -215 | -215 | -215 | -215 | -215 | -215 | -2557 | -2557 | -2557 | -2557 | -2557 | -2557 | -2557 | -2557 | -2557 | -2557 | -2557 | -2557
| Nuclear | Midlands & N Wales |  | 0 | 0 | -890 | -890 | -890 | -890 | -890 | -890 | -890 | -890 | -890 | -890 | -890 | -890 | -890 | -890 | -890 | -890 | -890 | -890
| Nuclear | N England |  | 0 | 0 | 0 | 0 | 0 | 0 | 0 | 0 | 0 | -2410 | -2410 | -2410 | -2410 | -2410 | -2410 | -2410 | -2410 | -2410 | -3613 | -3613
| Nuclear | S Scotland |  | 0 | 0 | 0 | 0 | 0 | 0 | 0 | 0 | -1074 | -1074 | -1074 | -1074 | -1074 | -1074 | -1074 | -1074 | -1074 | -1074 | -2289 | -2289
| Nuclear | N Scotland |  | 0 | 0 | 0 | 0 | 0 | 0 | 0 | 0 | 0 | 0 | 0 | 0 | 0 | 0 | 0 | 0 | 0 | 0 | 0 | 0
| CCGT | S England & S Wales |  | 0 | 0 | 0 | 0 | 0 | 0 | 0 | 0 | 0 | 0 | 0 | 0 | 0 | -806 | -806 | -806 | -806 | -806 | -806 | -806
| CCGT | Midlands & N Wales |  | 0 | 0 | 0 | 0 | 0 | 0 | 0 | -515 | -515 | -515 | -515 | -515 | -515 | -515 | -515 | -515 | -515 | -515 | -515 | -515
| CCGT | N England |  | 0 | 0 | 0 | 0 | 0 | 0 | 0 | 0 | 0 | 0 | 0 | 0 | 0 | -2054 | -2054 | -2054 | -2054 | -2054 | -2054 | -2054
| CCGT | S Scotland |  | 0 | 0 | 0 | 0 | 0 | 0 | 0 | 0 | 0 | 0 | 0 | 0 | 0 | 0 | 0 | 0 | 0 | 0 | 0 | 0
| CCGT | N Scotland |  | 0 | 0 | 0 | 0 | 0 | 0 | -1180 | -1180 | -1180 | -1180 | -1180 | -1180 | -1180 | -1180 | -1180 | -1180 | -1180 | -1180 | -1180 | -1180
| OCGT | S England & S Wales |  | 0 | 0 | 0 | -68 | -102 | -396 | -396 | -396 | -396 | -396 | -396 | -396 | -396 | -447 | -447 | -447 | -447 | -447 | -447 | -447
| OCGT | Midlands & N Wales |  | 0 | 0 | 0 | 0 | 0 | 0 | 0 | 0 | 0 | 0 | 0 | 0 | 0 | -40 | -40 | -40 | -40 | -40 | -40 | -40
| OCGT | N England |  | 0 | 0 | 0 | 0 | 0 | 0 | 0 | 0 | 0 | 0 | 0 | 0 | 0 | -68 | -68 | -68 | -68 | -68 | -68 | -68
| OCGT | S Scotland |  | 0 | 0 | 0 | 0 | 0 | 0 | 0 | 0 | 0 | 0 | 0 | 0 | 0 | 0 | 0 | 0 | 0 | 0 | 0 | 0
| OCGT | N Scotland |  | 0 | 0 | 0 | 0 | 0 | 0 | 0 | 0 | 0 | 0 | 0 | 0 | 0 | 0 | 0 | 0 | 0 | 0 | 0 | 0
| Coal | S England & S Wales |  | 0 | -363 | -2295 | -3358 | -3358 | -4816 | -4816 | -4816 | -4816 | -4816 | -4816 | -6385 | -6385 | -6385 | -6385 | -6385 | -6385 | -6385 | -6385 | -6385
| Coal | Midlands & N Wales |  | 0 | 0 | 0 | 0 | -964 | -964 | -964 | -964 | -964 | -964 | -964 | -964 | -964 | -4911 | -4911 | -4911 | -7866 | -7866 | -7866 | -7866
| Coal | N England |  | 0 | 0 | 0 | 0 | -976 | -976 | -976 | -1952.5 | -3417 | -3417 | -3647 | -4135 | -6075 | -6075 | -6075 | -6075 | -6075 | -6075 | -6075 | -6075
| Coal | S Scotland |  | 0 | -551 | -551 | -1102 | -1673 | -1673 | -1673 | -1673 | -1673 | -1673 | -1673 | -1673 | -3386 | -3386 | -3386 | -3386 | -3386 | -3386 | -3386 | -3386
| Coal | N Scotland |  | 0 | 0 | 0 | 0 | 0 | 0 | 0 | 0 | 0 | 0 | 0 | 0 | 0 | 0 | 0 | 0 | 0 | 0 | 0 | 0
| Coal + CCS | S England & S Wales |  | 0 | 0 | 0 | 0 | 0 | 0 | 0 | 0 | 0 | 0 | 0 | 0 | 0 | 0 | 0 | 0 | 0 | 0 | 0 | 0
| Coal + CCS | Midlands & N Wales |  | 0 | 0 | 0 | 0 | 0 | 0 | 0 | 0 | 0 | 0 | 0 | 0 | 0 | 0 | 0 | 0 | 0 | 0 | 0 | 0
| Coal + CCS | N England |  | 0 | 0 | 0 | 0 | 0 | 0 | 0 | 0 | 0 | 0 | 0 | 0 | 0 | 0 | 0 | 0 | 0 | 0 | 0 | 0
| Coal + CCS | S Scotland |  | 0 | 0 | 0 | 0 | 0 | 0 | 0 | 0 | 0 | 0 | 0 | 0 | 0 | 0 | 0 | 0 | 0 | 0 | 0 | 0
| Coal + CCS | N Scotland |  | 0 | 0 | 0 | 0 | 0 | 0 | 0 | 0 | 0 | 0 | 0 | 0 | 0 | 0 | 0 | 0 | 0 | 0 | 0 | 0
| CCGT + CCS | S England & S Wales |  | 0 | 0 | 0 | 0 | 0 | 0 | 0 | 0 | 0 | 0 | 0 | 0 | 0 | 0 | 0 | 0 | 0 | 0 | 0 | 0
| CCGT + CCS | Midlands & N Wales |  | 0 | 0 | 0 | 0 | 0 | 0 | 0 | 0 | 0 | 0 | 0 | 0 | 0 | 0 | 0 | 0 | 0 | 0 | 0 | 0
| CCGT + CCS | N England |  | 0 | 0 | 0 | 0 | 0 | 0 | 0 | 0 | 0 | 0 | 0 | 0 | 0 | 0 | 0 | 0 | 0 | 0 | 0 | 0
| CCGT + CCS | S Scotland |  | 0 | 0 | 0 | 0 | 0 | 0 | 0 | 0 | 0 | 0 | 0 | 0 | 0 | 0 | 0 | 0 | 0 | 0 | 0 | 0
| CCGT + CCS | N Scotland |  | 0 | 0 | 0 | 0 | 0 | 0 | 0 | 0 | 0 | 0 | 0 | 0 | 0 | 0 | 0 | 0 | 0 | 0 | 0 | 0
| Onshore wind | S England & S Wales |  | 0 | 0 | 0 | 0 | 0 | 0 | 0 | 0 | 0 | 0 | 0 | 0 | 0 | 0 | 0 | 0 | 0 | 0 | 0 | 0
| Onshore wind | Midlands & N Wales |  | 0 | 0 | 0 | 0 | 0 | 0 | 0 | 0 | 0 | 0 | 0 | 0 | 0 | 0 | 0 | 0 | 0 | 0 | 0 | 0
| Onshore wind | N England |  | 0 | 0 | 0 | 0 | 0 | 0 | 0 | 0 | 0 | 0 | 0 | 0 | 0 | 0 | 0 | 0 | 0 | 0 | 0 | 0
| Onshore wind | S Scotland |  | 0 | 0 | 0 | 0 | 0 | 0 | 0 | 0 | 0 | 0 | 0 | 0 | 0 | 0 | 0 | 0 | 0 | 0 | 0 | 0
| Onshore wind | N Scotland |  | 0 | 0 | 0 | 0 | 0 | 0 | 0 | 0 | 0 | 0 | 0 | 0 | 0 | 0 | 0 | 0 | 0 | 0 | 0 | 0
| Onshore wind | Island wind |  | 0 | 0 | 0 | 0 | 0 | 0 | 0 | 0 | 0 | 0 | 0 | 0 | 0 | 0 | 0 | 0 | 0 | 0 | 0 | 0
| Biomass regular | S England & S Wales |  | 0 | 0 | 0 | 0 | 0 | 0 | 0 | 0 | 0 | 0 | 0 | 0 | 0 | 0 | 0 | 0 | 0 | 0 | 0 | 0
| Biomass regular | Midlands & N Wales |  | 0 | 0 | 0 | 0 | 0 | 0 | 0 | 0 | 0 | 0 | 0 | 0 | 0 | 0 | 0 | 0 | 0 | 0 | 0 | 0
| Biomass regular | N England |  | 0 | 0 | 0 | 0 | 0 | 0 | 0 | 0 | 0 | 0 | 0 | 0 | 0 | 0 | 0 | 0 | 0 | 0 | 0 | 0
| Biomass regular | S Scotland |  | 0 | 0 | 0 | 0 | 0 | 0 | 0 | 0 | 0 | 0 | 0 | 0 | 0 | 0 | 0 | 0 | 0 | 0 | 0 | 0
| Biomass regular | N Scotland |  | 0 | 0 | 0 | 0 | 0 | 0 | 0 | 0 | 0 | 0 | 0 | 0 | 0 | 0 | 0 | 0 | 0 | 0 | 0 | 0
| Offshore wind | Offshore South |  | 0 | 0 | 0 | 0 | 0 | 0 | 0 | 0 | 0 | 0 | 0 | 0 | 0 | 0 | 0 | 0 | 0 | 0 | 0 | 0
| Offshore wind | Offshore Irish Sea |  | 0 | 0 | 0 | 0 | 0 | 0 | 0 | 0 | 0 | 0 | 0 | 0 | 0 | 0 | 0 | 0 | 0 | 0 | 0 | 0
| Offshore wind | Offshore E England |  | 0 | 0 | 0 | 0 | 0 | 0 | 0 | 0 | 0 | 0 | 0 | 0 | 0 | 0 | 0 | 0 | 0 | 0 | 0 | 0
| Offshore wind | Offshore Scotland |  | 0 | 0 | 0 | 0 | 0 | 0 | 0 | 0 | 0 | 0 | 0 | 0 | 0 | 0 | 0 | 0 | 0 | 0 | 0 | 0
| Wave | Offshore South |  | 0 | 0 | 0 | 0 | 0 | 0 | 0 | 0 | 0 | 0 | 0 | 0 | 0 | 0 | 0 | 0 | 0 | 0 | 0 | 0
| Wave | Offshore Irish Sea |  | 0 | 0 | 0 | 0 | 0 | 0 | 0 | 0 | 0 | 0 | 0 | 0 | 0 | 0 | 0 | 0 | 0 | 0 | 0 | 0
| Wave | Offshore E England |  | 0 | 0 | 0 | 0 | 0 | 0 | 0 | 0 | 0 | 0 | 0 | 0 | 0 | 0 | 0 | 0 | 0 | 0 | 0 | 0
| Wave | Offshore Scotland |  | 0 | 0 | 0 | 0 | 0 | 0 | 0 | 0 | 0 | 0 | 0 | 0 | 0 | 0 | 0 | 0 | 0 | 0 | 0 | 0
| Tidal Stream | Offshore South |  | 0 | 0 | 0 | 0 | 0 | 0 | 0 | 0 | 0 | 0 | 0 | 0 | 0 | 0 | 0 | 0 | 0 | 0 | 0 | 0
| Tidal Stream | Offshore Irish Sea |  | 0 | 0 | 0 | 0 | 0 | 0 | 0 | 0 | 0 | 0 | 0 | 0 | 0 | 0 | 0 | 0 | 0 | 0 | 0 | 0
| Tidal Stream | Offshore E England |  | 0 | 0 | 0 | 0 | 0 | 0 | 0 | 0 | 0 | 0 | 0 | 0 | 0 | 0 | 0 | 0 | 0 | 0 | 0 | 0
| Tidal Stream | Offshore Scotland |  | 0 | 0 | 0 | 0 | 0 | 0 | 0 | 0 | 0 | 0 | 0 | 0 | 0 | 0 | 0 | 0 | 0 | 0 | 0 | 0
| Embedded CHP | Embedded |  | 0 | 0 | 0 | 0 | 0 | 0 | 0 | 0 | 0 | 0 | 0 | 0 | 0 | 0 | 0 | 0 | 0 | 0 | 0 | 0
| Embedded Gas | Embedded |  | 0 | 0 | 0 | 0 | 0 | 0 | 0 | 0 | 0 | 0 | 0 | 0 | 0 | 0 | 0 | 0 | 0 | 0 | 0 | 0
| Embedded offshore wind | Embedded |  | 0 | 0 | 0 | 0 | 0 | 0 | 0 | 0 | 0 | 0 | 0 | 0 | 0 | 0 | 0 | 0 | 0 | 0 | 0 | 0
| Embedded onshore wind | Embedded |  | 0 | 0 | 0 | 0 | 0 | 0 | 0 | 0 | 0 | 0 | 0 | 0 | 0 | 0 | 0 | 0 | 0 | 0 | 0 | 0
| Embedded biomass | Embedded |  | 0 | 0 | 0 | 0 | 0 | 0 | 0 | 0 | 0 | 0 | 0 | 0 | 0 | 0 | 0 | 0 | 0 | 0 | 0 | 0
| Embedded tidal and wave | Embedded |  | 0 | 0 | 0 | 0 | 0 | 0 | 0 | 0 | 0 | 0 | 0 | 0 | 0 | 0 | 0 | 0 | 0 | 0 | 0 | 0
| Embedded hydro | Embedded |  | 0 | 0 | 0 | 0 | 0 | 0 | 0 | 0 | 0 | 0 | 0 | 0 | 0 | 0 | 0 | 0 | 0 | 0 | 0 | 0
Generation (TWh)
| CHP | S England & S Wales |  | 0 | 0 | 0 | 0 | 0 | 0 | 0 | 0 | 0 | 0 | 0 | 0 | 0 | 0 | 0 | 0 | 0 | 0 | 0 | 0
| CHP | Midlands & N Wales |  | 323.6635 | 102.1682 | 369.7566 | 273.6385 | 124.8016 | 261.1041 | 158.4742 | 139.8602 | 156.5989 | 189.6571 | 81.32 | 65.1957 | 48.457 | 66.8757 | 16.1243 | 0 | 0 | 0 | 0.084 | 0.084
| CHP | N England |  | 7870.2567 | 7152.1574 | 8012.5307 | 7493.0856 | 6346.6931 | 6915.6695 | 6310.3267 | 6203.643 | 5830.4773 | 6160.7362 | 3547.8176 | 3303.9117 | 2834.1268 | 2967.4389 | 2292.7969 | 1372.4345 | 1188.9861 | 1232.0205 | 1695.3259 | 1692.0308
| CHP | S Scotland |  | 0.048 | 1.64e-08 | 0.048 | 0.048 | 4e-10 | 0.048 | 0.048 | 0.048 | 7.7183e-08 | 9.2619 | 7.6783e-08 | 7.6783e-08 | 0 | 7.6783e-08 | 0 | 0 | 0 | 0 | 0 | 0
| CHP | N Scotland |  | 34.263 | 12.075 | 35.8953 | 27.355 | 13.0653 | 25.703 | 14.7545 | 14.3126 | 12.8893 | 14.5785 | 6.7657 | 5.0765 | 5.0765 | 5.4285 | 1.698 | 0 | 0 | 0 | 0.0088 | 0.0088
| Oil | S England & S Wales |  | 0 | 0 | 0 | 0 | 0 | 0 | 0 | 0 | 0 | 0 | 0 | 0 | 0 | 0 | 0 | 0 | 0 | 0 | 0 | 0
| Oil | Midlands & N Wales |  | 0 | 0 | 0 | 0 | 0 | 0 | 0 | 0 | 0 | 0 | 0 | 0 | 0 | 0 | 0 | 0 | 0 | 0 | 0 | 0
| Oil | N England |  | 0 | 0 | 0 | 0 | 0 | 0 | 0 | 0 | 0 | 0 | 0 | 0 | 0 | 0 | 0 | 0 | 0 | 0 | 0 | 0
| Oil | S Scotland |  | 0 | 0 | 0 | 0 | 0 | 0 | 0 | 0 | 0 | 0 | 0 | 0 | 0 | 0 | 0 | 0 | 0 | 0 | 0 | 0
| Oil | N Scotland |  | 0 | 0 | 0 | 0 | 0 | 0 | 0 | 0 | 0 | 0 | 0 | 0 | 0 | 0 | 0 | 0 | 0 | 0 | 0 | 0
| Hydro | S England & S Wales |  | 0 | 0 | 0 | 0 | 0 | 0 | 0 | 0 | 0 | 0 | 0 | 0 | 0 | 0 | 0 | 0 | 0 | 0 | 0 | 0
| Hydro | Midlands & N Wales |  | 0 | 0 | 0 | 0 | 0 | 0 | 0 | 0 | 0 | 0 | 0 | 0 | 0 | 0 | 0 | 0 | 0 | 0 | 0 | 0
| Hydro | N England |  | 0 | 0 | 0 | 0 | 0 | 0 | 0 | 0 | 0 | 0 | 0 | 0 | 0 | 0 | 0 | 0 | 0 | 0 | 0 | 0
| Hydro | S Scotland |  | 95.0109 | 95.0109 | 95.0109 | 95.0109 | 95.0109 | 95.0109 | 95.0109 | 95.0109 | 95.0109 | 95.0109 | 95.0109 | 95.0109 | 95.0109 | 95.0109 | 95.0048 | 95.0048 | 95.0048 | 95.0048 | 95.0048 | 95.0048
| Hydro | N Scotland |  | 2991.4043 | 2991.4043 | 2991.4043 | 2991.4043 | 2991.4043 | 2991.4043 | 2991.4043 | 2991.4043 | 2991.4043 | 2991.4043 | 2991.4043 | 2991.4043 | 2991.4043 | 2991.4043 | 2991.2105 | 2991.2105 | 2991.2105 | 2991.2105 | 2991.2105 | 2991.2105
| PS | S England & S Wales |  | 0 | 0 | 0 | 0 | 0 | 0 | 0 | 0 | 0 | 0 | 0 | 0 | 0 | 0 | 0 | 0 | 0 | 0 | 0 | 0
| PS | Midlands & N Wales |  | 0 | 0 | 0 | 0 | 0 | 0 | 0 | 0 | 0 | 0 | 0 | 0 | 0 | 0 | 0 | 0 | 0 | 0 | 0 | 0
| PS | N England |  | 0 | 0 | 0 | 0 | 0 | 0 | 0 | 0 | 0 | 0 | 0 | 0 | 0 | 0 | 0 | 0 | 0 | 0 | 0 | 0
| PS | S Scotland |  | 0 | 0 | 0 | 0 | 0 | 0 | 0 | 0 | 0 | 0 | 0 | 0 | 0 | 0 | 0 | 0 | 0 | 0 | 0 | 0
| PS | N Scotland |  | 0 | 0 | 0 | 0 | 0 | 0 | 0 | 0 | 0 | 0 | 0 | 0 | 0 | 0 | 0 | 0 | 0 | 0 | 0 | 0
| Nuclear | S England & S Wales |  | 26450.3808 | 26450.3808 | 24939.5328 | 24939.5328 | 24939.5328 | 24939.5328 | 24939.5328 | 24939.5328 | 20217.2544 | 20217.2544 | 31952.6784 | 31952.6784 | 43686.0566 | 43685.7399 | 55420.5293 | 78387.1955 | 77709.072 | 77594.4549 | 78258.254 | 78229.0228
| Nuclear | Midlands & N Wales |  | 6254.208 | 6254.208 | 7.0272e-06 | 7.0272e-06 | 7.0272e-06 | 7.0272e-06 | 7.0272e-06 | 7.0272e-06 | 7.0272e-06 | 7.0272e-06 | 7.0272e-06 | 7.0272e-06 | 7.0268e-06 | 7.0268e-06 | 7.0268e-06 | 7.0268e-06 | 6.9462e-06 | 6.9462e-06 | 6.9462e-06 | 6.9462e-06
| Nuclear | N England |  | 25389.2736 | 25389.2736 | 25389.2736 | 25389.2736 | 25389.2736 | 25389.2736 | 25389.2736 | 25389.2736 | 25389.2736 | 8453.7216 | 8453.6334 | 8453.7216 | 8453.2645 | 8453.2645 | 8453.2645 | 8453.2645 | 8453.2645 | 8453.2645 | 1.3973e-05 | 1.3973e-05
| Nuclear | S Scotland |  | 16085.2608 | 16085.2608 | 16085.2608 | 16085.2608 | 16085.2608 | 16085.2608 | 16085.2608 | 16085.2608 | 8537.744 | 8538.048 | 8537.5863 | 8537.8972 | 8537.5863 | 8537.5863 | 8537.5863 | 8537.5863 | 8537.5863 | 8537.5863 | 0 | 0
| Nuclear | N Scotland |  | 0 | 0 | 0 | 0 | 0 | 0 | 0 | 0 | 0 | 0 | 0 | 0 | 0 | 0 | 0 | 0 | 0 | 0 | 0 | 0
| CCGT | S England & S Wales |  | 44021.282 | 40487.2363 | 50401.0486 | 52906.5274 | 52267.8666 | 59323.0884 | 56803.0926 | 54093.7328 | 64899.5069 | 69677.1767 | 83310.4439 | 90630.9717 | 82918.9554 | 86124.0093 | 67568.1142 | 54755.1352 | 50219.6432 | 49503.4152 | 58663.0677 | 58521.3606
| CCGT | Midlands & N Wales |  | 17041.4254 | 17608.0102 | 21878.7736 | 25643.1534 | 31335.7303 | 33825.4077 | 30516.7796 | 28970.8142 | 26323.9371 | 28582.1137 | 19920.9913 | 19385.5779 | 17928.7994 | 18828.5532 | 13149.1607 | 10631.0571 | 9873.3091 | 9426.9992 | 10829.1737 | 10822.9146
| CCGT | N England |  | 6377.1004 | 4048.9509 | 6233.2661 | 5198.2968 | 3371.477 | 4313.4203 | 2783.127 | 2500.5102 | 2028.1603 | 2739.921 | 1209.1171 | 1147.3171 | 926.8077 | 1024.5224 | 305.2374 | 79.1294 | 5190.7376 | 5215.2581 | 5767.9172 | 5756.7868
| CCGT | S Scotland |  | 1.3527e-05 | 1.307e-05 | 1.3369e-05 | 1.3369e-05 | 1.2876e-05 | 1.3219e-05 | 1.2735e-05 | 1.2484e-05 | 1.1763e-05 | 1.2344e-05 | 1.0647e-05 | 1.0931e-05 | 1.0213e-05 | 1.0244e-05 | 8.1074e-06 | 7.02e-06 | 6.2379e-06 | 6.2379e-06 | 6.5682e-06 | 6.5682e-06
| CCGT | N Scotland |  | 57.2538 | 7.5535 | 114.7641 | 31.7497 | 0.57292 | 55.4983 | 1.3125e-05 | 1.2782e-05 | 1.1512e-05 | 1.2134e-05 | 1.0595e-05 | 1.0427e-05 | 9.696e-06 | 9.6402e-06 | 7.9556e-06 | 7.5628e-06 | 6.4437e-06 | 6.7559e-06 | 7.5628e-06 | 7.5628e-06
| OCGT | S England & S Wales |  | 0 | 0 | 0 | 0 | 0 | 0 | 0 | 0 | 0 | 0 | 0 | 0 | 0 | 0 | 0 | 0 | 0 | 0 | 0 | 0
| OCGT | Midlands & N Wales |  | 0 | 0 | 0 | 0 | 0 | 0 | 0 | 0 | 0 | 0 | 0 | 0 | 0 | 0 | 0 | 0 | 0 | 0 | 0 | 0
| OCGT | N England |  | 0 | 0 | 0 | 0 | 0 | 0 | 0 | 0 | 0 | 0 | 0 | 0 | 0 | 0 | 0 | 0 | 0 | 0 | 0 | 0
| OCGT | S Scotland |  | 0 | 0 | 0 | 0 | 0 | 0 | 0 | 0 | 0 | 0 | 0 | 0 | 0 | 0 | 0 | 0 | 0 | 0 | 0 | 0
| OCGT | N Scotland |  | 0 | 0 | 0 | 0 | 0 | 0 | 0 | 0 | 0 | 0 | 0 | 0 | 0 | 0 | 0 | 0 | 0 | 0 | 0 | 0
| Coal | S England & S Wales |  | 19282.166 | 19764.0032 | 12950.8186 | 9670.4387 | 8896.4357 | 2139.2417 | 1983.0821 | 1983.0821 | 1889.6708 | 1911.1518 | 1685.9538 | 8.5102e-07 | 3.0759e-07 | 0 | 0 | 0 | 0 | 0 | 0 | 0
| Coal | Midlands & N Wales |  | 49542.297 | 49594.5182 | 48509.9213 | 47312.9145 | 43611.4018 | 39856.7775 | 37018.6933 | 36345.4434 | 33659.4622 | 34947.8967 | 28800.908 | 22993.6291 | 17985.8693 | 3710.3629 | 246.5969 | 12.2203 | 0 | 0 | 0 | 0
| Coal | N England |  | 55602.8118 | 58348.7789 | 50853.1475 | 48092.1681 | 44730.2147 | 34472.4789 | 34359.9243 | 32912.2551 | 31310.6911 | 31333.4801 | 30590.5398 | 30440.4355 | 26736.2297 | 26664.1423 | 25682.2221 | 24867.8089 | 24482.9323 | 24460.5736 | 24904.0598 | 24884.049
| Coal | S Scotland |  | 17657.2336 | 16845.4537 | 16527.8071 | 14803.0436 | 8633.7545 | 2413.6044 | 2338.7396 | 2169.7051 | 2088.8438 | 1990.288 | 2063.1014 | 2063.1014 | 0 | 0 | 0 | 0 | 0 | 0 | 0 | 0
| Coal | N Scotland |  | 0 | 0 | 0 | 0 | 0 | 0 | 0 | 0 | 0 | 0 | 0 | 0 | 0 | 0 | 0 | 0 | 0 | 0 | 0 | 0
| Coal + CCS | S England & S Wales |  | 0 | 0 | 0 | 0 | 0 | 0 | 0 | 0 | 0 | 0 | 0 | 0 | 0 | 0 | 0 | 0 | 0 | 0 | 0 | 0
| Coal + CCS | Midlands & N Wales |  | 5.8847e-06 | 6.7735e-06 | 6.9975e-06 | 6.9975e-06 | 6.9975e-06 | 6.9975e-06 | 6.9975e-06 | 6.9975e-06 | 6.9975e-06 | 6.9975e-06 | 6.9975e-06 | 6.9975e-06 | 6.9975e-06 | 6997.1002 | 13994.2005 | 13994.2005 | 13994.2005 | 13994.2005 | 13994.2005 | 13994.2005
| Coal + CCS | N England |  | 1.1769e-05 | 1.3547e-05 | 1.3995e-05 | 1.3995e-05 | 1.3995e-05 | 5598.0375 | 5598.0375 | 5598.0375 | 5598.0375 | 5598.0375 | 5598.0375 | 5598.0375 | 5598.0375 | 5597.8911 | 19172.0547 | 19172.0547 | 19172.0547 | 19172.0547 | 19172.0547 | 19172.0547
| Coal + CCS | S Scotland |  | 1.1769e-05 | 1.3547e-05 | 1.3995e-05 | 1.3995e-05 | 2099.2641 | 2099.2641 | 2099.2641 | 2099.2641 | 2099.2641 | 2099.2641 | 2099.2641 | 2099.2641 | 2099.2641 | 2099.1301 | 2099.1301 | 2099.1301 | 2099.1301 | 2099.1301 | 2099.1301 | 2099.1301
| Coal + CCS | N Scotland |  | 0 | 0 | 0 | 0 | 0 | 0 | 0 | 0 | 0 | 0 | 0 | 0 | 0 | 0 | 0 | 0 | 0 | 0 | 0 | 0
| CCGT + CCS | S England & S Wales |  | 0 | 0 | 2.2492e-07 | 2.0993e-05 | 2.0993e-05 | 2.0993e-05 | 2.0993e-05 | 2.0993e-05 | 2.0991e-05 | 2.0993e-05 | 2.0991e-05 | 2.0991e-05 | 2.0991e-05 | 2.0774e-05 | 1.9898e-05 | 1.9898e-05 | 1.9451e-05 | 1.9015e-05 | 1.968e-05 | 1.968e-05
| CCGT + CCS | Midlands & N Wales |  | 0 | 0 | 0 | 0 | 0 | 0 | 0 | 0 | 0 | 0 | 0 | 0 | 0 | 0 | 0 | 0 | 0 | 0 | 0 | 0
| CCGT + CCS | N England |  | 0 | 0 | 7.4974e-08 | 6.9975e-06 | 6.9975e-06 | 6.9975e-06 | 6.9975e-06 | 6.9975e-06 | 6.9971e-06 | 6.9975e-06 | 6.9971e-06 | 6.9971e-06 | 6.9971e-06 | 6.9246e-06 | 6.6327e-06 | 6.6327e-06 | 6.4837e-06 | 6.3383e-06 | 6.56e-06 | 6.56e-06
| CCGT + CCS | S Scotland |  | 0 | 0 | 0 | 0 | 0 | 0 | 0 | 0 | 0 | 0 | 0 | 0 | 0 | 0 | 0 | 0 | 0 | 0 | 0 | 0
| CCGT + CCS | N Scotland |  | 0 | 0 | 0 | 0 | 0 | 0 | 0 | 0 | 0 | 0 | 0 | 0 | 0 | 0 | 0 | 0 | 0 | 0 | 0 | 0
| Onshore wind | S England & S Wales |  | 2.0691e-05 | 75.2164 | 93.7787 | 113.6331 | 138.277 | 192.153 | 223.0807 | 257.1073 | 288.2233 | 319.4232 | 339.5924 | 362.5395 | 386.0805 | 409.1885 | 435.5103 | 463.2789 | 637.0049 | 765.0802 | 1032.5247 | 1136.4717
| Onshore wind | Midlands & N Wales |  | 9.4113e-06 | 62.8264 | 78.3311 | 94.915 | 440.8411 | 485.8424 | 837.0172 | 865.4388 | 1216.7708 | 1242.8314 | 1585.0198 | 1604.1871 | 1949.1919 | 1968.4934 | 2315.8211 | 2339.0155 | 2809.4662 | 2916.4445 | 3139.8344 | 3226.6589
| Onshore wind | N England |  | 9.1586e-06 | 85.3552 | 106.4198 | 128.9505 | 156.9163 | 218.0545 | 253.1511 | 291.7644 | 327.0747 | 362.4803 | 385.3681 | 411.4085 | 438.1227 | 464.3455 | 494.2155 | 525.7272 | 722.8707 | 868.2102 | 1171.7051 | 1289.6638
| Onshore wind | S Scotland |  | 5126.3228 | 6233.2544 | 7389.3828 | 8734.9196 | 9298.2247 | 9912.2032 | 12400.9494 | 12422.738 | 14905.5537 | 14927.3891 | 16357.6167 | 16852.1022 | 17344.8852 | 17862.9051 | 18445.615 | 18954.9966 | 19261.1483 | 19634.9099 | 19634.7254 | 19634.6587
| Onshore wind | N Scotland |  | 3672.7329 | 4151.2392 | 5021.9115 | 6081.5617 | 6615.3857 | 7325.3244 | 8924.2825 | 9772.1658 | 12107.7554 | 12247.8755 | 13944.0717 | 13992.2449 | 15998.0156 | 16048.4246 | 17044.7769 | 17399.9546 | 17593.3977 | 17836.1386 | 17836.1386 | 17836.1386
| Onshore wind | Island wind |  | 1.0999e-05 | 1.0999e-05 | 1.0999e-05 | 1.0999e-05 | 458.7493 | 458.7493 | 917.4986 | 917.4986 | 1376.2478 | 1376.2478 | 1834.9971 | 1834.9971 | 2293.7464 | 2293.7464 | 2752.4957 | 2752.4957 | 3211.2449 | 3211.2449 | 3211.2449 | 3211.2449
| Biomass regular | S England & S Wales |  | 1.4054e-05 | 1.4054e-05 | 1.4054e-05 | 1.4054e-05 | 2459.52 | 2459.52 | 2459.52 | 2459.52 | 2459.387 | 2459.52 | 2459.387 | 2459.387 | 2459.387 | 2459.387 | 2459.387 | 2377.4088 | 2320.9608 | 2320.9608 | 2377.4088 | 2377.4088
| Biomass regular | Midlands & N Wales |  | 7.0272e-06 | 7.0272e-06 | 7.0272e-06 | 7.0272e-06 | 7.0272e-06 | 7.0272e-06 | 7.0272e-06 | 7.0272e-06 | 7.0268e-06 | 7.0272e-06 | 7.0268e-06 | 7.0268e-06 | 7.0268e-06 | 7.0268e-06 | 7.0268e-06 | 6.7926e-06 | 6.6313e-06 | 6.6313e-06 | 6.7926e-06 | 6.712e-06
| Biomass regular | N England |  | 1.4054e-05 | 1.4054e-05 | 1.4054e-05 | 1.4054e-05 | 4139.0208 | 4139.0208 | 4139.0208 | 4139.0208 | 4138.797 | 4139.0208 | 4138.797 | 4138.797 | 4138.797 | 4138.797 | 4138.797 | 4000.8393 | 3905.8454 | 3905.8454 | 4000.8393 | 3996.4608
| Biomass regular | S Scotland |  | 681.6384 | 681.6384 | 681.6384 | 681.6384 | 681.6384 | 681.6384 | 681.6384 | 681.6384 | 681.6015 | 681.6384 | 681.6015 | 681.6015 | 681.6015 | 681.6015 | 681.6015 | 658.8819 | 643.2377 | 643.2377 | 658.8819 | 658.8819
| Biomass regular | N Scotland |  | 0 | 0 | 0 | 0 | 0 | 0 | 0 | 0 | 0 | 0 | 0 | 0 | 0 | 0 | 0 | 0 | 0 | 0 | 0 | 0
| Offshore wind | Offshore South |  | 2848.0087 | 4631.3105 | 6292.6489 | 6292.6489 | 6292.6489 | 7940.8021 | 9286.0514 | 11085.6565 | 12885.2617 | 12885.2617 | 12885.2617 | 12885.2617 | 12885.2617 | 14368.5995 | 15851.9374 | 16676.014 | 17500.0906 | 17500.0906 | 17500.0906 | 17500.0906
| Offshore wind | Offshore Irish Sea |  | 1823.1576 | 2594.1118 | 2594.1118 | 2594.1118 | 2594.1118 | 7226.4541 | 7226.4541 | 7226.4541 | 7226.4541 | 7226.4541 | 7226.4541 | 7226.4541 | 11858.7965 | 11858.7965 | 11858.7965 | 11858.7965 | 15498.4941 | 15994.8165 | 15994.8165 | 15994.8165
| Offshore wind | Offshore E England |  | 827.0664 | 827.0664 | 827.0664 | 827.0664 | 2233.0792 | 2233.0792 | 4383.4517 | 4383.4517 | 5045.1048 | 5045.1048 | 5045.1048 | 5045.1048 | 7030.0641 | 7030.0641 | 7030.0641 | 7030.0641 | 7030.0641 | 7030.0641 | 7030.0641 | 7030.0641
| Offshore wind | Offshore Scotland |  | 33.0827 | 33.0827 | 33.0827 | 33.0827 | 926.3144 | 2018.0419 | 2481.1991 | 2481.1991 | 4830.0676 | 5822.5472 | 5822.5472 | 5822.5472 | 9809.0071 | 11612.3118 | 13415.6165 | 15218.9212 | 17022.2259 | 17022.2259 | 17022.2259 | 17022.2259
| Wave | Offshore South |  | 0 | 0 | 0 | 0 | 0 | 0 | 0 | 0 | 0 | 0 | 0 | 0 | 0 | 0 | 0 | 0 | 0 | 0 | 0 | 0
| Wave | Offshore Irish Sea |  | 0 | 0 | 0 | 0 | 0 | 0 | 0 | 0 | 0 | 0 | 0 | 0 | 0 | 0 | 0 | 0 | 0 | 0 | 0 | 0
| Wave | Offshore E England |  | 0 | 0 | 0 | 0 | 0 | 0 | 0 | 0 | 0 | 0 | 0 | 0 | 0 | 0 | 0 | 0 | 0 | 0 | 0 | 0
| Wave | Offshore Scotland |  | 2.6348e-06 | 2.6348e-06 | 2.6348e-06 | 2.6348e-06 | 2.6348e-06 | 2.6348e-06 | 2.6348e-06 | 500.6196 | 685.0584 | 1185.678 | 1185.678 | 1327.9594 | 1435.9878 | 1515.033 | 1580.904 | 1580.904 | 1844.388 | 2107.872 | 2107.872 | 2107.872
| Tidal Stream | Offshore South |  | 5.2704e-06 | 5.2704e-06 | 5.2704e-06 | 5.2704e-06 | 5.2704e-06 | 5.2704e-06 | 5.2704e-06 | 5.2704e-06 | 5.2704e-06 | 408.456 | 408.456 | 408.456 | 527.04 | 658.8 | 658.8 | 1317.6 | 1449.36 | 1976.4 | 3294 | 3294
| Tidal Stream | Offshore Irish Sea |  | 2.6352e-06 | 2.6352e-06 | 2.6352e-06 | 2.6352e-06 | 2.6352e-06 | 2.6352e-06 | 2.6352e-06 | 2.6352e-06 | 2.6352e-06 | 223.992 | 223.992 | 223.992 | 263.52 | 263.52 | 263.52 | 263.52 | 263.52 | 263.52 | 263.52 | 263.52
| Tidal Stream | Offshore E England |  | 0 | 0 | 0 | 0 | 0 | 0 | 0 | 0 | 0 | 0 | 0 | 0 | 0 | 0 | 0 | 0 | 0 | 0 | 0 | 0
| Tidal Stream | Offshore Scotland |  | 70.272 | 70.272 | 70.272 | 70.272 | 317.9808 | 317.9808 | 317.9808 | 317.9808 | 317.9808 | 541.9728 | 541.9728 | 541.9728 | 581.5008 | 581.5008 | 581.5008 | 581.5008 | 581.5008 | 581.5008 | 581.5008 | 581.5008
| Embedded CHP | Embedded |  | 20336.7828 | 21179.6675 | 22022.5521 | 22865.4367 | 23708.3213 | 24551.2059 | 25394.0905 | 26236.9752 | 27079.8598 | 27922.7444 | 28765.629 | 29642.229 | 30518.829 | 31395.429 | 32272.029 | 33148.629 | 34025.229 | 34901.829 | 35778.429 | 36655.029
| Embedded Gas | Embedded |  | 1840.86 | 1840.86 | 1840.86 | 1840.86 | 1840.86 | 1840.86 | 1840.86 | 1840.86 | 1840.86 | 1840.86 | 1840.86 | 1840.86 | 1840.86 | 1840.86 | 1840.86 | 1840.86 | 1840.86 | 1840.86 | 1840.86 | 1840.86
| Embedded offshore wind | Embedded |  | 0 | 0 | 0 | 0 | 0 | 0 | 0 | 0 | 0 | 0 | 0 | 0 | 0 | 0 | 0 | 0 | 0 | 0 | 0 | 0
| Embedded onshore wind | Embedded |  | 2513.5628 | 2513.5628 | 2513.5628 | 2513.5628 | 2513.5628 | 2513.5628 | 2513.5628 | 2513.5628 | 2513.5628 | 2513.5628 | 2513.5628 | 2513.5628 | 2513.5628 | 2513.5628 | 2513.5628 | 2513.5628 | 2513.5628 | 2513.5628 | 2513.5628 | 2513.5628
| Embedded biomass | Embedded |  | 11271.2519 | 11857.9739 | 12583.022 | 13347.8811 | 14224.7116 | 15193.7982 | 16222.156 | 17310.1226 | 18467.1812 | 19660.8214 | 20855.1774 | 22050.2566 | 23246.0661 | 24442.6132 | 25639.9053 | 26837.9498 | 28036.7543 | 29236.3264 | 30436.6737 | 31637.804
| Embedded tidal and wave | Embedded |  | 1.7532 | 71.8812 | 106.9452 | 177.0732 | 305.0568 | 455.4814 | 630.8014 | 825.8098 | 1089.0712 | 1404.6472 | 1685.1592 | 1921.6283 | 2193.5678 | 2506.2982 | 2856.9382 | 3207.5782 | 3558.2182 | 3908.8582 | 4259.4982 | 4610.1382
| Embedded hydro | Embedded |  | 1565.5783 | 1594.5061 | 1623.4339 | 1652.3617 | 1681.2895 | 1710.2173 | 1794.1079 | 1823.0357 | 1851.9635 | 1880.8913 | 1909.8191 | 1938.7469 | 1967.6747 | 1996.6025 | 2025.5303 | 2054.4581 | 2083.3859 | 2112.3137 | 2141.2415 | 2170.1693
Transmission investment | bar: 0 to 10
Modelled investments in the Main Interconnected Transmission System | bar: 0 to 10
| Reinforcement package | Boundaries reinforced | Cost (£m) | 0: Build date
| Beauly-Denny overhead line | B1, B2, B4 | Pre-committed | 0: 2014
| 400kV Ring Kintore Reactive Compensation | B1, B2, B4 | Pre-committed | 0: 2040
| Denny-Kincardine 400kV | B4 | Pre-committed | 0: 2040
| Western HVDC Link | B6, B7a | 866 | 0: 2015
| Anglo-Scottish Series & Shunt Compensation | B5,B6 | 380 | 0: 2014
| Eastern HVDC Link | B2, B4, B5, B6, B7a | 891 | 0: 2018
| Penwortham QBs | B7a | 31 | 0: 2014
| New Hinkley Point - Seabank OHL and associated works | B13 | 628 | 0: 2021
| Reconductoring circuits in East Anglia | EC5 | 93 | 0: 2019
| New OHL & reconductoring work in East Anglia | EC5 | 263 | 0: 2024
| QBs in East Anglia | EC5 | 41 | 0: 2018
| Establish 2nd Pentir-Traw 400kv circuit | NW2 | 185 | 0: 2016
| Series compensation and reconductoring work in North Wales | NW2 | 103 | 0: 2028
| Wylfa-Pembroke 2GW HVDC link | B202,NW2 | 834 | 0: 2040
| Daines 225MVAR MSC DNs | B8,B9 | 5 | 0: 2014
| Sundon and Ratcliffe 225MVAR MSCs | B8,B9 | 10 | 0: 2015
| North London Reinforcements & St John's Wood - Hackney cable | B14 | 474 | 0: 2016
| Turn in Sundon - Cowley circuit at East Claydon | B8,B9, B14 | 52 | 0: 2026
| North East London uprate to 400kV | B15 | 88 | 0: 2040
| East London reinforcements | B15 | 31 | 0: 2014
| East London reconductoring | B15 | 72 | 0: 2040
| Kingsnorth-Cobham reconductoring | B15 | 21 | 0: 2027
| South London reconductoring | B15 | 77 | 0: 2040
| Essex reconductoring | B15 | 36 | 0: 2040
| Tees Crossing refurbishment | B7a | 52 | 0: 2012
| QBs in Sundon-Wymondley circuits | B14 | 31 | 0: 2015
| London MSCs, East End reconductoring | B14 | 46 | 0: 2015
| New reactor at Rayleigh | B15 | 36 | 0: 2040
| Kemsley QBs | B15 | 31 | 0: 2012
| Rowdown, Canterbury, Sellinge and Dungeness reinforcements | B15 | 118 | 0: 2040
| Iver, East Claydon, Grendon & Elstree new MSCs | B8,B9 | 31 | 0: 2015
| Cottam - West Burton reconductoring | B8 | 5 | 0: 2014
| West Weybridge 275kV additional MSC | B9,B14 | 5 | 0: 2018
| Knocknagael | B1 | 43 | 0: 2011
| Beauly-Blackhillock-Kintore | B1 | 88 | 0: 2014
2012
| Hunterston-Kintyre link | B3, B4, B5 | 130 | 0: 2018
| East Coast Upgrade | B2, B4, B5, B6 | 272 | 0: 2022
| Humber - Walpole HVDC | B8, B9, B11 | 595 | 0: 2025
| Caithness - Moray HVDC | B1 | 800 | 0: 2022
2014
| Eastern HVDC Link #2 | B6 | 891 | 0: 2025
2040
| Western HVDC Link #2 | B6, B7a | 866 | 0: 2022
| Elstree London | B14 | 100 | 0: 2040
| West Midlands MSC | B17 | 50 | 0: 2025
| B1 | B1 | 73 | 0: 2021
| B2 | B2 | 73 | 0: 2025
| B3 | B3 | 110 | 0: 2024
| B4 | B4 | 98 | 0: 2025
| B5 | B5 | 98 | 0: 2025
| B6 | B6 | 146 | 0: 2026
| B7a | B7a | 166 | 0: 2026
| B8 | B8 | 117 | 0: 2040
| B9 | B9 | 234 | 0: 2040
| B10 | B10 | 15 | 0: 2040
| B11 | B11 | 200 | 0: 2026
| B12 | B12 | 24 | 0: 2040
| B13 | B13 | 332 | 0: 2040
| B14 | B14 | 50 | 0: 2040
| B15 | B15 | 7 | 0: 2040
| B16 | B16 | 29 | 0: 2021
| B17 | B17 | 100 | 0: 2040
| B201 | B201 | 50 | 0: 2040
| B202 | B202 | 7 | 0: 2040
| EC5 | EC5 | 24 | 0: 2040
| NW2 | NW2 | 49 | 0: 2040
Note: for map of transmission boundaries, see report. Offshore and island links are built as required for specific generation projects | bar: 0 to 10
Other key metrics
| Average (demand-weighted) wholesale price (£/MWh) |  |  | 58.6422 | 58.0172 | 62.6345 | 63.0631 | 61.81 | 77.3351 | 75.9223 | 77.6036 | 76.8716 | 89.5112 | 75.2264 | 77.045 | 78.4412 | 87.0844 | 81.536 | 79.675 | 81.5552 | 83.9965 | 89.827 | 92.2511
| Demand (TWh) |  |  | 356.3715 | 360.6823 | 362.6573 | 364.1237 | 364.9651 | 365.8053 | 367.297 | 367.7908 | 368.3631 | 368.9556 | 371.4191 | 374.8324 | 378.962 | 383.7213 | 387.4883 | 391.127 | 395.6796 | 400.2653 | 405.5591 | 409.9475
| Renewable share (%) |  |  | 11.39% | 12.76% | 14.07% | 14.39% | 17.68% | 21.86% | 24.79% | 26.3% | 29.47% | 30.93% | 33.35% | 33.73% | 36.97% | 37.88% | 38.73% | 38.85% | 40.31% | 40.86% | 41.76% | 41.91%
| Carbon intensity (g/kWhr) | (excludes embedded CHP) |  | 463.6797 | 461.6369 | 438.1145 | 425.2243 | 385.4141 | 309.8831 | 293.0294 | 283.3202 | 276.2847 | 291.6483 | 246.5879 | 232.6364 | 191.9215 | 162.1067 | 128.0507 | 106.5867 | 103.3552 | 101.557 | 113.1434 | 112.4671
| Maximum allowed revenue: Transmission Owners (£m) |  |  | 1724.279 | 2120.5352 | 2345.7687 | 2473.106 | 2645.5807 | 2867.6423 | 3036.9347 | 3173.9215 | 3366.9718 | 3534.3379 | 3627.9073 | 3659.9525 | 3868.7875 | 3997.6265 | 4104.1132 | 4152.2413 | 4248.7378 | 4269.1777 | 4279.2503 | 4287.5401
| Constraint costs (£m) |  |  | 119.4153 | 165.7434 | 232.4238 | 219.1574 | 77.106 | 71.9477 | 200.3312 | 159.5094 | 275.5004 | 221.9951 | 289.3125 | 82.1821 | 268.6659 | 374.2328 | 321.6274 | 268.9465 | 391.347 | 424.2565 | 399.4259 | 409.1264
| Transmission losses (£m) |  |  | 416.8047 | 437.1982 | 436.9421 | 454.089 | 451.815 | 442.3898 | 476.5048 | 476.8752 | 482.1778 | 445.0801 | 428.066 | 459.41 | 527.3005 | 551.1377 | 615.3935 | 616.3399 | 657.5938 | 680.1941 | 657.9047 | 676.8682
CfDs by plant type (£/MWh)
| Nuclear | [5 empty] | 93.7364 | 93.7364 | 93.7364 | 92.2946 | 92.2946 | 92.2946 | 89.7142 | 89.7142 | 89.7142 | 84.0432 | 84.0432 | 84.0432 | 80.6827 | 80.6827 | 80.6827 | 79.2041 | 79.2041
| Coal + CCS | [5 empty] | 138.7257 | 138.7257 | 138.7257 | 137.7888 | 137.7888 | 137.7888 | 134.3861 | 134.3861 | 134.3861 | 132.8564 | 132.8564 | 132.8564 | 133.1195 | 133.1195 | 133.1195 | 133.8149 | 133.8149
| CCGT + CCS | [5 empty] | 100.3168 | 100.3168 | 100.3168 | 102.0697 | 102.0697 | 102.0697 | 103.929 | 103.929 | 103.929 | 106.3164 | 106.3164 | 106.3164 | 108.9888 | 108.9888 | 108.9888 | 112.2537 | 112.2537
| Onshore wind | [5 empty] | 94.3994 | 94.3994 | 94.3994 | 90.0437 | 90.0437 | 90.0437 | 88.2195 | 88.2195 | 88.2195 | 87.4886 | 87.4886 | 87.4886 | 86.211 | 86.211 | 86.211 | 85.4355 | 85.4355
| Offshore wind | [5 empty] | 158.9354 | 158.9354 | 158.9354 | 145.1684 | 145.1684 | 145.1684 | 136.7492 | 136.7492 | 136.7492 | 131.6764 | 131.6764 | 131.6764 | 127.7053 | 127.7053 | 127.7053 | 123.9589 | 123.9589
| Wave | [5 empty] | 470.8188 | 470.8188 | 470.8188 | 367.9874 | 367.9874 | 367.9874 | 318.7166 | 318.7166 | 318.7166 | 267.2934 | 267.2934 | 267.2934 | 236.1216 | 236.1216 | 236.1216 | 219.5871 | 219.5871
| Tidal Stream | [5 empty] | 467.933 | 467.933 | 467.933 | 346.1803 | 346.1803 | 346.1803 | 282.7684 | 282.7684 | 282.7684 | 261.0473 | 261.0473 | 261.0473 | 228.8802 | 228.8802 | 228.8802 | 211.107 | 211.107
| Biomass regular | [5 empty] | 121.9777 | 121.9777 | 121.9777 | 119.7527 | 119.7527 | 119.7527 | 118.4206 | 118.4206 | 118.4206 | 117.8946 | 117.8946 | 117.8946 | 117.6051 | 117.6051 | 117.6051 | 117.3695 | 117.3695
| Renewable share - constrained basis (%) |  |  | 11.39% | 12.76% | 14.07% | 14.39% | 17.68% | 21.86% | 24.77% | 26.3% | 29.39% | 30.83% | 33.22% | 33.72% | 36.82% | 37.6% | 38.49% | 38.51% | 39.78% | 40.3% | 41.21% | 41.36%
Note on D181: Used to calculate de-rated capacity margins

## Socialised Stage 1
| Charging scenario | #VALUE!
|  |  |  | 2011 | 2012 | 2013 | 2014 | 2015 | 2016 | 2017 | 2018 | 2019 | 2020 | 2021 | 2022 | 2023 | 2024 | 2025 | 2026 | 2027 | 2028 | 2029 | 2030
#VALUE!
Tariffs
Generation
Transmission investment
Other key metrics
Tariffs
Generator Zonal Tariff/Peak security component of Improved ICRP (£/kW)
Generation - Wider Tariffs
| Zone No. | Zone Name
| 1 | North Scotland
| 2 | Peterhead
| 3 | Western Highland & Skye
| 4 | Central Highlands
| 5 | Argyll
| 6 | Stirlingshire
| 7 | South Scotland
| 8 | Auchencrosh
| 9 | Humber & Lancashire
| 10 | North East England
| 11 | Anglesey
| 12 | Dinorwig
| 13 | South Yorks & North Wales
| 14 | Midlands
| 15 | South Wales & Gloucester
| 16 | Central London
| 17 | South East
| 18 | Oxon & South Coast
| 19 | Wessex
| 20 | Peninsula
Year Round component of Improved ICRP (£/kW)
Generation - Wider Tariffs
| Zone No. | Zone Name
| 1 | North Scotland
| 2 | Peterhead
| 3 | Western Highland & Skye
| 4 | Central Highlands
| 5 | Argyll
| 6 | Stirlingshire
| 7 | South Scotland
| 8 | Auchencrosh
| 9 | Humber & Lancashire
| 10 | North East England
| 11 | Anglesey
| 12 | Dinorwig
| 13 | South Yorks & North Wales
| 14 | Midlands
| 15 | South Wales & Gloucester
| 16 | Central London
| 17 | South East
| 18 | Oxon & South Coast
| 19 | Wessex
| 20 | Peninsula
Residual
Final Variable Tariff (£/MWh)
| Generation - constant tariff under Socialised charging |  |  |  | 1.7825 | 1.9697 | 2.1936 | 1.3133 | 1.3724 | 1.4735 | 1.6305 | 1.8057 | 2.005 | 2.0422 | 2.1037 | 2.208 | 2.2416 | 2.3916 | 2.5676 | 2.644 | 2.6831 | 2.6652 | 2.6548
| Demand - constant tariff under Socialised charging |  |  |  | 4.2918 | 4.7218 | 5.2333 | 6.5305 | 6.7845 | 7.2402 | 7.9593 | 8.753 | 9.6482 | 9.766 | 10.0024 | 10.4419 | 10.5467 | 11.1891 | 11.9449 | 12.2378 | 12.3573 | 12.2206 | 12.1131
Demand HH Zonal Tariff (£/kW)
Demand tariffs
| Zone No. | Zone Name.
| 1 | Northern Scotland
| 2 | Southern Scotland
| 3 | Northern
| 4 | North West
| 5 | Yorkshire
| 6 | N Wales & Mersey
| 7 | East Midlands
| 8 | Midlands
| 9 | Eastern
| 10 | South Wales
| 11 | South East
| 12 | London
| 13 | Southern
| 14 | South Western
Demand NHH Zonal Tariff (p/kWh)
| Zone No. | Zone Name.
| 1 | Northern Scotland
| 2 | Southern Scotland
| 3 | Northern
| 4 | North West
| 5 | Yorkshire
| 6 | N Wales & Mersey
| 7 | East Midlands
| 8 | Midlands
| 9 | Eastern
| 10 | South Wales
| 11 | South East
| 12 | London
| 13 | Southern
| 14 | South Western
Offshore and island tariffs (£/kW) |  | Local tariff
| Argyll Array | 0
| Beatrice | 0
| Docking Shoal Windfarm | 0
| Forth Array | 0
| Greater Gabbard Extension | 0
| Gwynt Y Mor | 0
| Humber Gateway Stage 1 + 2 | 0
| Inch Cape | 0
| London Array | 0
| Neart na Gaoithe | 0
| R3 Bristol Channel | 0
| R3 Dogger Bank | 0
| R3 Firth of Forth | 0
| R3 Hastings | 0
| R3 Hornsea | 0
| R3 Irish Sea | 0
| R3 Moray Firth | 0
| R3 Norfolk | 0
| R3 West of Isle of Wight | 0
| Race Bank Windfarm | 0
| Triton Knoll | 0
| West of Duddon Sands | 0
| Westernmost Rough | 0
| Island Wind - Zone S Orkney | 0
| Island Wind - Zone S Shetland | 0
| Island Wind - Zone S Western Isles | 0
Improved ICRP Peak Security weighting by plant type - from Transport Model
| Generation type | Peak Security
| Interconnector | 0%
| Offshore wind | 0%
| Onshore wind | 0%
| Tidal Stream | 0%
| Wave | 0%
| CCGT + CCS | 100%
| Coal + CCS | 100%
| Nuclear | 100%
| OCGT | 100%
| Oil | 100%
| PS | 100%
| Biomass regular | 100%
| CCGT | 100%
| CHP | 100%
| Coal | 100%
| Hydro | 100%
Generation
Capacity mix (MW) |  |  | De-rating factor
| CHP | S England & S Wales | 0.9 | 158 | 158 | 158 | 158 | 158 | 158 | 158 | 158 | 158 | 158 | 158 | 158 | 158 | 158 | 158 | 158 | 158 | 158 | 158 | 158
| CHP | Midlands & N Wales | 0.9 | 428 | 428 | 428 | 428 | 428 | 428 | 428 | 428 | 428 | 428 | 428 | 428 | 428 | 428 | 428 | 428 | 428 | 428 | 428 | 428
| CHP | N England | 0.9 | 1373 | 1373 | 1373 | 1373 | 1373 | 1373 | 1373 | 1373 | 1373 | 1373 | 1373 | 1373 | 1373 | 1373 | 1373 | 1373 | 1373 | 1373 | 1373 | 1373
| CHP | S Scotland | 0.9 | 120 | 120 | 120 | 120 | 120 | 120 | 120 | 120 | 120 | 120 | 120 | 120 | 120 | 120 | 120 | 120 | 120 | 120 | 120 | 120
| CHP | N Scotland | 0.9 | 22 | 22 | 22 | 22 | 22 | 22 | 22 | 22 | 22 | 22 | 22 | 22 | 22 | 22 | 22 | 22 | 22 | 22 | 22 | 22
| Oil | S England & S Wales | 0.9 | 3442 | 3442 | 3442 | 3442 | 3442 | 3e-06 | 3e-06 | 3e-06 | 3e-06 | 3e-06 | 3e-06 | 3e-06 | 3e-06 | 3e-06 | 3e-06 | 3e-06 | 3e-06 | 3e-06 | 3e-06 | 3e-06
| Oil | Midlands & N Wales | 0.9 | 0 | 0 | 0 | 0 | 0 | 0 | 0 | 0 | 0 | 0 | 0 | 0 | 0 | 0 | 0 | 0 | 0 | 0 | 0 | 0
| Oil | N England | 0.9 | 0 | 0 | 0 | 0 | 0 | 0 | 0 | 0 | 0 | 0 | 0 | 0 | 0 | 0 | 0 | 0 | 0 | 0 | 0 | 0
| Oil | S Scotland | 0.9 | 0 | 0 | 0 | 0 | 0 | 0 | 0 | 0 | 0 | 0 | 0 | 0 | 0 | 0 | 0 | 0 | 0 | 0 | 0 | 0
| Oil | N Scotland | 0.9 | 0 | 0 | 0 | 0 | 0 | 0 | 0 | 0 | 0 | 0 | 0 | 0 | 0 | 0 | 0 | 0 | 0 | 0 | 0 | 0
| Hydro | S England & S Wales | 0.7 | 0 | 0 | 0 | 0 | 0 | 0 | 0 | 0 | 0 | 0 | 0 | 0 | 0 | 0 | 0 | 0 | 0 | 0 | 0 | 0
| Hydro | Midlands & N Wales | 0.7 | 0 | 0 | 0 | 0 | 0 | 0 | 0 | 0 | 0 | 0 | 0 | 0 | 0 | 0 | 0 | 0 | 0 | 0 | 0 | 0
| Hydro | N England | 0.7 | 0 | 0 | 0 | 0 | 0 | 0 | 0 | 0 | 0 | 0 | 0 | 0 | 0 | 0 | 0 | 0 | 0 | 0 | 0 | 0
| Hydro | S Scotland | 0.7 | 33 | 33 | 33 | 33 | 33 | 33 | 33 | 33 | 33 | 33 | 33 | 33 | 33 | 33 | 33 | 33 | 33 | 33 | 33 | 33
| Hydro | N Scotland | 0.7 | 1039 | 1039 | 1039 | 1039 | 1039 | 1039 | 1039 | 1039 | 1039 | 1039 | 1039 | 1039 | 1039 | 1039 | 1039 | 1039 | 1039 | 1039 | 1039 | 1039
| PS | S England & S Wales | 1 | 0 | 0 | 0 | 0 | 0 | 0 | 0 | 0 | 0 | 0 | 0 | 0 | 0 | 0 | 0 | 0 | 0 | 0 | 0 | 0
| PS | Midlands & N Wales | 1 | 2004 | 2004 | 2004 | 2004 | 2004 | 2004 | 2004 | 2004 | 2004 | 2004 | 2004 | 2004 | 2004 | 2004 | 2004 | 2004 | 2004 | 2004 | 2004 | 2004
| PS | N England | 1 | 0 | 0 | 0 | 0 | 0 | 0 | 0 | 0 | 0 | 0 | 0 | 0 | 0 | 0 | 0 | 0 | 0 | 0 | 0 | 0
| PS | S Scotland | 1 | 440 | 440 | 440 | 440 | 440 | 440 | 440 | 440 | 440 | 440 | 440 | 440 | 440 | 440 | 440 | 440 | 440 | 440 | 440 | 440
| PS | N Scotland | 1 | 300 | 300 | 300 | 300 | 300 | 300 | 300 | 300 | 300 | 300 | 300 | 300 | 300 | 300 | 300 | 300 | 300 | 300 | 300 | 300
| Nuclear | S England & S Wales | 0.9 | 3764 | 3764 | 3549 | 3549 | 3549 | 3549 | 3549 | 3549 | 2877 | 2877 | 4547 | 4547 | 4547 | 4547 | 4547 | 4547 | 4547 | 4547 | 4547 | 4547
| Nuclear | Midlands & N Wales | 0.9 | 890 | 890 | 2e-06 | 2e-06 | 2e-06 | 2e-06 | 2e-06 | 2e-06 | 2e-06 | 2e-06 | 1200 | 1200 | 1200 | 1200 | 1200 | 1200 | 1200 | 1200 | 1200 | 1200
| Nuclear | N England | 0.9 | 3613 | 3613 | 3613 | 3613 | 3613 | 3613 | 3613 | 3613 | 3613 | 1203 | 1203 | 1203 | 1203 | 1203 | 1203 | 1203 | 1203 | 1203 | 5e-06 | 5e-06
| Nuclear | S Scotland | 0.9 | 2289 | 2289 | 2289 | 2289 | 2289 | 2289 | 2289 | 2289 | 1215 | 1215 | 1215 | 1215 | 1215 | 1215 | 1215 | 1215 | 1215 | 1215 | 2e-06 | 2e-06
| Nuclear | N Scotland | 0.9 | 0 | 0 | 0 | 0 | 0 | 0 | 0 | 0 | 0 | 0 | 0 | 0 | 0 | 0 | 0 | 0 | 0 | 0 | 0 | 0
| CCGT | S England & S Wales | 0.9 | 16234 | 17494 | 17494 | 18294 | 19094 | 19094 | 19094 | 19094 | 19894 | 19894 | 20694 | 20694 | 20694 | 20688 | 20688 | 20688 | 20688 | 20688 | 20688 | 20688
| CCGT | Midlands & N Wales | 0.9 | 5305 | 6175 | 6175 | 6975 | 7775 | 7775 | 7775 | 7260 | 7260 | 7260 | 7260 | 7260 | 7260 | 7260 | 7260 | 7260 | 7260 | 7260 | 7260 | 7260
| CCGT | N England | 0.9 | 6103 | 6103 | 6103 | 6103 | 6903 | 6903 | 7703 | 7474 | 7474 | 7474 | 7474 | 7474 | 9074 | 8049 | 9649 | 9649 | 10449 | 10449 | 10449 | 10449
| CCGT | S Scotland | 0.9 | 2e-06 | 2e-06 | 2e-06 | 2e-06 | 2e-06 | 2e-06 | 2e-06 | 2e-06 | 1600 | 1600 | 2400 | 3200 | 3200 | 4000 | 4000 | 4000 | 4000 | 4000 | 4000 | 4000
| CCGT | N Scotland | 0.9 | 1180 | 1180 | 1180 | 1180 | 1180 | 1180 | 3e-06 | 3e-06 | 3e-06 | 3e-06 | 3200 | 3200 | 3200 | 4800 | 4800 | 4800 | 4800 | 4800 | 4800 | 4800
| OCGT | S England & S Wales | 0.9 | 906 | 906 | 906 | 838 | 804 | 510 | 510 | 510 | 510 | 510 | 510 | 510 | 510 | 459 | 459 | 459 | 459 | 459 | 459 | 559
| OCGT | Midlands & N Wales | 0.9 | 124 | 124 | 124 | 124 | 124 | 124 | 124 | 124 | 124 | 124 | 124 | 124 | 124 | 84 | 84 | 84 | 84 | 84 | 84 | 84
| OCGT | N England | 0.9 | 168 | 168 | 168 | 168 | 168 | 168 | 168 | 168 | 168 | 168 | 168 | 168 | 168 | 100 | 100 | 100 | 100 | 100 | 100 | 100
| OCGT | S Scotland | 0.9 | 2e-06 | 2e-06 | 2e-06 | 2e-06 | 2e-06 | 2e-06 | 2e-06 | 2e-06 | 2e-06 | 2e-06 | 2e-06 | 2e-06 | 2e-06 | 2e-06 | 2e-06 | 2e-06 | 2e-06 | 2e-06 | 2e-06 | 200
| OCGT | N Scotland | 0.9 | 4e-06 | 4e-06 | 4e-06 | 4e-06 | 4e-06 | 4e-06 | 4e-06 | 4e-06 | 4e-06 | 4e-06 | 4e-06 | 4e-06 | 4e-06 | 4e-06 | 4e-06 | 4e-06 | 4e-06 | 4e-06 | 4e-06 | 4e-06
| Coal | S England & S Wales | 0.9 | 6385 | 6385 | 4090 | 3027 | 3027 | 1569 | 1569 | 1569 | 1569 | 1569 | 1569 | 5e-06 | 5e-06 | 5e-06 | 5e-06 | 5e-06 | 5e-06 | 5e-06 | 5e-06 | 5e-06
| Coal | Midlands & N Wales | 0.9 | 7866 | 7866 | 7866 | 7866 | 6902 | 6902 | 6902 | 6902 | 6902 | 6902 | 6902 | 6902 | 6902 | 2955 | 2955 | 2955 | 2955 | 2955 | 2955 | 2955
| Coal | N England | 0.9 | 9906 | 9906 | 9906 | 9906 | 8930 | 8930 | 8930 | 7465.5 | 6001 | 6001 | 5771 | 5771 | 3831 | 3831 | 3831 | 3831 | 3831 | 3831 | 3831 | 3831
| Coal | S Scotland | 0.9 | 3386 | 2835 | 2835 | 2284 | 1713 | 1713 | 1713 | 1713 | 1713 | 1713 | 1713 | 1713 | 2e-06 | 2e-06 | 2e-06 | 2e-06 | 2e-06 | 2e-06 | 2e-06 | 2e-06
| Coal | N Scotland | 0.9 | 0 | 0 | 0 | 0 | 0 | 0 | 0 | 0 | 0 | 0 | 0 | 0 | 0 | 0 | 0 | 0 | 0 | 0 | 0 | 0
| Coal + CCS | S England & S Wales | 0.9 | 0 | 0 | 0 | 0 | 0 | 0 | 0 | 0 | 0 | 0 | 0 | 0 | 0 | 0 | 0 | 0 | 0 | 0 | 0 | 0
| Coal + CCS | Midlands & N Wales | 0.9 | 1e-06 | 1e-06 | 1e-06 | 1e-06 | 1e-06 | 1e-06 | 1e-06 | 1e-06 | 1e-06 | 1e-06 | 1e-06 | 1e-06 | 1e-06 | 1e-06 | 1e-06 | 1e-06 | 1e-06 | 1e-06 | 1e-06 | 1e-06
| Coal + CCS | N England | 0.9 | 2e-06 | 2e-06 | 2e-06 | 2e-06 | 2e-06 | 800 | 800 | 800 | 800 | 800 | 800 | 800 | 800 | 800 | 800 | 800 | 800 | 800 | 800 | 800
| Coal + CCS | S Scotland | 0.9 | 2e-06 | 2e-06 | 2e-06 | 2e-06 | 300 | 300 | 300 | 300 | 300 | 300 | 300 | 300 | 300 | 300 | 300 | 300 | 300 | 300 | 300 | 300
| Coal + CCS | N Scotland | 0.9 | 0 | 0 | 0 | 0 | 0 | 0 | 0 | 0 | 0 | 0 | 0 | 0 | 0 | 0 | 0 | 0 | 0 | 0 | 0 | 0
| CCGT + CCS | S England & S Wales | 0.9 | 3e-06 | 3e-06 | 3e-06 | 3e-06 | 3e-06 | 3e-06 | 3e-06 | 3e-06 | 3e-06 | 3e-06 | 3e-06 | 3e-06 | 3e-06 | 3e-06 | 3e-06 | 3e-06 | 3e-06 | 3e-06 | 3e-06 | 3e-06
| CCGT + CCS | Midlands & N Wales | 0.9 | 0 | 0 | 0 | 0 | 0 | 0 | 0 | 0 | 0 | 0 | 0 | 0 | 0 | 0 | 0 | 0 | 0 | 0 | 0 | 0
| CCGT + CCS | N England | 0.9 | 1e-06 | 1e-06 | 1e-06 | 1e-06 | 1e-06 | 1e-06 | 1e-06 | 1e-06 | 1e-06 | 1e-06 | 1e-06 | 1e-06 | 1e-06 | 1e-06 | 1e-06 | 1e-06 | 1e-06 | 1e-06 | 1e-06 | 1e-06
| CCGT + CCS | S Scotland | 0.9 | 0 | 0 | 0 | 0 | 0 | 0 | 0 | 0 | 0 | 0 | 0 | 0 | 0 | 0 | 0 | 0 | 0 | 0 | 0 | 0
| CCGT + CCS | N Scotland | 0.9 | 0 | 0 | 0 | 0 | 0 | 0 | 0 | 0 | 0 | 0 | 0 | 0 | 0 | 0 | 0 | 0 | 0 | 0 | 0 | 0
| Onshore wind | S England & S Wales | 0.15 | 9e-06 | 32.503 | 40.5244 | 49.104 | 59.7533 | 83.0346 | 96.3993 | 111.1031 | 124.5492 | 138.0315 | 146.7472 | 156.6633 | 166.8359 | 176.8215 | 188.1959 | 200.1955 | 275.2672 | 330.6121 | 446.1821 | 491.1005
| Onshore wind | Midlands & N Wales | 0.15 | 4e-06 | 26.7651 | 33.3703 | 40.4354 | 49.2047 | 205.4257 | 216.4311 | 228.5391 | 239.6115 | 250.7137 | 257.8907 | 266.0563 | 274.4331 | 282.6559 | 292.0223 | 301.9035 | 363.7224 | 409.2969 | 504.4646 | 541.4533
| Onshore wind | N England | 0.15 | 4e-06 | 37.2787 | 46.4785 | 56.3187 | 68.5327 | 95.2347 | 110.563 | 127.4272 | 142.8489 | 158.3122 | 168.3084 | 179.6815 | 191.3488 | 202.8016 | 215.8472 | 229.6098 | 315.7117 | 379.1883 | 511.7388 | 563.257
| Onshore wind | S Scotland | 0.15 | 2084 | 2534 | 3004 | 3551 | 3780 | 4029.6002 | 5041.3482 | 5050.2059 | 6059.543 | 6068.4198 | 6649.8491 | 6850.8719 | 7051.2025 | 7051.2025 | 7051.2025 | 7051.2025 | 7051.2025 | 7051.2025 | 7051.2025 | 7051.2025
| Onshore wind | N Scotland | 0.15 | 1440.6136 | 1628.3056 | 1969.8231 | 2385.4663 | 2594.8564 | 2873.3268 | 3500.5112 | 3833.0898 | 4749.2147 | 4804.1762 | 5637.1226 | 5656.0184 | 6442.7732 | 6462.546 | 7020.9817 | 7029.8754 | 7175.0248 | 7196.595 | 7196.595 | 7196.595
| Onshore wind | Island wind | 0.15 | 3e-06 | 3e-06 | 3e-06 | 3e-06 | 200.6459 | 200.6459 | 401.2917 | 401.2917 | 601.9376 | 601.9376 | 802.5834 | 802.5834 | 1003.2293 | 1003.2293 | 1203.8751 | 1203.8751 | 1404.521 | 1404.521 | 1404.521 | 1404.521
| Biomass regular | S England & S Wales | 0.9 | 2e-06 | 2e-06 | 2e-06 | 2e-06 | 350 | 350 | 350 | 350 | 350 | 350 | 350 | 350 | 350 | 350 | 350 | 350 | 350 | 350 | 350 | 350
| Biomass regular | Midlands & N Wales | 0.9 | 1e-06 | 1e-06 | 1e-06 | 1e-06 | 1e-06 | 1e-06 | 1e-06 | 1e-06 | 1e-06 | 1e-06 | 1e-06 | 1e-06 | 1e-06 | 1e-06 | 1e-06 | 1e-06 | 1e-06 | 1e-06 | 1e-06 | 1e-06
| Biomass regular | N England | 0.9 | 2e-06 | 2e-06 | 2e-06 | 2e-06 | 589 | 589 | 589 | 589 | 589 | 589 | 589 | 589 | 589 | 589 | 589 | 589 | 589 | 589 | 589 | 589
| Biomass regular | S Scotland | 0.9 | 97 | 97 | 97 | 97 | 97 | 97 | 97 | 97 | 97 | 97 | 97 | 97 | 97 | 97 | 97 | 97 | 97 | 97 | 97 | 97
| Biomass regular | N Scotland | 0.9 | 0 | 0 | 0 | 0 | 0 | 0 | 0 | 0 | 0 | 0 | 0 | 0 | 0 | 0 | 0 | 0 | 0 | 0 | 0 | 0
| Offshore wind | Offshore South | 0.15 | 864 | 1405 | 1909 | 2279 | 2779 | 2779 | 3187.1081 | 4165.0541 | 5479 | 6679 | 6679 | 6679 | 7879 | 7879 | 7879 | 10229 | 10479 | 10479 | 10479 | 10479
| Offshore wind | Offshore Irish Sea | 0.15 | 551 | 784 | 784 | 1549 | 1691 | 1691 | 1691 | 1691 | 1691 | 1691 | 1691 | 1691 | 1691 | 1691 | 1691 | 1691 | 1691 | 1691 | 1691 | 1691
| Offshore wind | Offshore E England | 0.15 | 250 | 250 | 250 | 970 | 1145 | 1145 | 2461.6667 | 4050.5555 | 5372.7778 | 6817.2222 | 6817.2222 | 7483.8889 | 8150.5555 | 8817.2222 | 10928.3333 | 12372.7778 | 12372.7778 | 12372.7778 | 12372.7778 | 12372.7778
| Offshore wind | Offshore Scotland | 0.15 | 10 | 10 | 10 | 10 | 10 | 10 | 10 | 10 | 860 | 860 | 860 | 860 | 1765 | 2310 | 2995 | 3540 | 6178.75 | 7822.5 | 7822.5 | 7822.5
| Wave | Offshore South | 0.3 | 0 | 0 | 0 | 0 | 0 | 0 | 0 | 0 | 0 | 0 | 0 | 0 | 0 | 0 | 0 | 0 | 0 | 0 | 0 | 0
| Wave | Offshore Irish Sea | 0.3 | 0 | 0 | 0 | 0 | 0 | 0 | 0 | 0 | 0 | 0 | 0 | 0 | 0 | 0 | 0 | 0 | 0 | 0 | 0 | 0
| Wave | Offshore E England | 0.3 | 0 | 0 | 0 | 0 | 0 | 0 | 0 | 0 | 0 | 0 | 0 | 0 | 0 | 0 | 0 | 0 | 0 | 0 | 0 | 0
| Wave | Offshore Scotland | 0.3 | 1e-06 | 1e-06 | 1e-06 | 1e-06 | 1e-06 | 1e-06 | 1e-06 | 190 | 260 | 450 | 450 | 504 | 545 | 575 | 600 | 600 | 700 | 800 | 800 | 800
| Tidal Stream | Offshore South | 0.3 | 2e-06 | 2e-06 | 2e-06 | 2e-06 | 2e-06 | 2e-06 | 2e-06 | 2e-06 | 2e-06 | 2e-06 | 2e-06 | 2e-06 | 2e-06 | 2e-06 | 2e-06 | 2e-06 | 300 | 300 | 300 | 300
| Tidal Stream | Offshore Irish Sea | 0.3 | 1e-06 | 1e-06 | 1e-06 | 1e-06 | 1e-06 | 1e-06 | 1e-06 | 1e-06 | 1e-06 | 1e-06 | 1e-06 | 1e-06 | 1e-06 | 1e-06 | 1e-06 | 1e-06 | 1e-06 | 1e-06 | 1e-06 | 1e-06
| Tidal Stream | Offshore E England | 0.3 | 0 | 0 | 0 | 0 | 0 | 0 | 0 | 0 | 0 | 0 | 0 | 0 | 0 | 0 | 0 | 0 | 0 | 0 | 0 | 0
| Tidal Stream | Offshore Scotland | 0.3 | 10 | 10 | 10 | 10 | 104 | 104 | 104 | 104 | 104 | 189 | 189 | 189 | 860 | 860 | 860 | 860 | 860 | 860 | 860 | 860
| Embedded CHP | Embedded | n/a | 4639.9231 | 4832.2308 | 5024.5385 | 5216.8462 | 5409.1538 | 5601.4615 | 5793.7692 | 5986.0769 | 6178.3846 | 6370.6923 | 6563 | 6763 | 6963 | 7163 | 7363 | 7563 | 7763 | 7963 | 8163 | 8363
| Embedded Gas | Embedded | n/a | 300 | 300 | 300 | 300 | 300 | 300 | 300 | 300 | 300 | 300 | 300 | 300 | 300 | 300 | 300 | 300 | 300 | 300 | 300 | 300
| Embedded offshore wind | Embedded | n/a | 0 | 0 | 0 | 0 | 0 | 0 | 0 | 0 | 0 | 0 | 0 | 0 | 0 | 0 | 0 | 0 | 0 | 0 | 0 | 0
| Embedded onshore wind | Embedded | n/a | 1062 | 1062 | 1062 | 1062 | 1062 | 1062 | 1062 | 1062 | 1062 | 1062 | 1062 | 1062 | 1062 | 1062 | 1062 | 1062 | 1062 | 1062 | 1062 | 1062
| Embedded biomass | Embedded | n/a | 1607.2399 | 1690.9043 | 1794.2936 | 1903.3597 | 2028.3926 | 2166.5808 | 2313.221 | 2468.3611 | 2633.3535 | 2803.5623 | 2973.8731 | 3144.2871 | 3314.8052 | 3485.4285 | 3656.1581 | 3826.9949 | 3997.9401 | 4168.9948 | 4340.1599 | 4511.4368
| Embedded tidal and wave | Embedded | n/a | 0.5 | 20.5 | 30.5 | 50.5 | 87 | 129.9 | 179.9 | 235.515 | 310.5953 | 400.5953 | 480.5953 | 548.0345 | 625.5897 | 714.7782 | 814.7782 | 914.7782 | 1014.7782 | 1114.7782 | 1214.7782 | 1314.7782
| Embedded hydro | Embedded | n/a | 541.202 | 551.202 | 561.202 | 571.202 | 581.202 | 591.202 | 620.202 | 630.202 | 640.202 | 650.202 | 660.202 | 670.202 | 680.202 | 690.202 | 700.202 | 710.202 | 720.202 | 730.202 | 740.202 | 750.202
New build (cumulative, MW)
| CHP | S England & S Wales |  | 0 | 0 | 0 | 0 | 0 | 0 | 0 | 0 | 0 | 0 | 0 | 0 | 0 | 0 | 0 | 0 | 0 | 0 | 0 | 0
| CHP | Midlands & N Wales |  | 0 | 0 | 0 | 0 | 0 | 0 | 0 | 0 | 0 | 0 | 0 | 0 | 0 | 0 | 0 | 0 | 0 | 0 | 0 | 0
| CHP | N England |  | 0 | 0 | 0 | 0 | 0 | 0 | 0 | 0 | 0 | 0 | 0 | 0 | 0 | 0 | 0 | 0 | 0 | 0 | 0 | 0
| CHP | S Scotland |  | 0 | 0 | 0 | 0 | 0 | 0 | 0 | 0 | 0 | 0 | 0 | 0 | 0 | 0 | 0 | 0 | 0 | 0 | 0 | 0
| CHP | N Scotland |  | 0 | 0 | 0 | 0 | 0 | 0 | 0 | 0 | 0 | 0 | 0 | 0 | 0 | 0 | 0 | 0 | 0 | 0 | 0 | 0
| Oil | S England & S Wales |  | 0 | 0 | 0 | 0 | 0 | 0 | 0 | 0 | 0 | 0 | 0 | 0 | 0 | 0 | 0 | 0 | 0 | 0 | 0 | 0
| Oil | Midlands & N Wales |  | 0 | 0 | 0 | 0 | 0 | 0 | 0 | 0 | 0 | 0 | 0 | 0 | 0 | 0 | 0 | 0 | 0 | 0 | 0 | 0
| Oil | N England |  | 0 | 0 | 0 | 0 | 0 | 0 | 0 | 0 | 0 | 0 | 0 | 0 | 0 | 0 | 0 | 0 | 0 | 0 | 0 | 0
| Oil | S Scotland |  | 0 | 0 | 0 | 0 | 0 | 0 | 0 | 0 | 0 | 0 | 0 | 0 | 0 | 0 | 0 | 0 | 0 | 0 | 0 | 0
| Oil | N Scotland |  | 0 | 0 | 0 | 0 | 0 | 0 | 0 | 0 | 0 | 0 | 0 | 0 | 0 | 0 | 0 | 0 | 0 | 0 | 0 | 0
| Hydro | S England & S Wales |  | 0 | 0 | 0 | 0 | 0 | 0 | 0 | 0 | 0 | 0 | 0 | 0 | 0 | 0 | 0 | 0 | 0 | 0 | 0 | 0
| Hydro | Midlands & N Wales |  | 0 | 0 | 0 | 0 | 0 | 0 | 0 | 0 | 0 | 0 | 0 | 0 | 0 | 0 | 0 | 0 | 0 | 0 | 0 | 0
| Hydro | N England |  | 0 | 0 | 0 | 0 | 0 | 0 | 0 | 0 | 0 | 0 | 0 | 0 | 0 | 0 | 0 | 0 | 0 | 0 | 0 | 0
| Hydro | S Scotland |  | 0 | 0 | 0 | 0 | 0 | 0 | 0 | 0 | 0 | 0 | 0 | 0 | 0 | 0 | 0 | 0 | 0 | 0 | 0 | 0
| Hydro | N Scotland |  | 0 | 0 | 0 | 0 | 0 | 0 | 0 | 0 | 0 | 0 | 0 | 0 | 0 | 0 | 0 | 0 | 0 | 0 | 0 | 0
| PS | S England & S Wales |  | 0 | 0 | 0 | 0 | 0 | 0 | 0 | 0 | 0 | 0 | 0 | 0 | 0 | 0 | 0 | 0 | 0 | 0 | 0 | 0
| PS | Midlands & N Wales |  | 0 | 0 | 0 | 0 | 0 | 0 | 0 | 0 | 0 | 0 | 0 | 0 | 0 | 0 | 0 | 0 | 0 | 0 | 0 | 0
| PS | N England |  | 0 | 0 | 0 | 0 | 0 | 0 | 0 | 0 | 0 | 0 | 0 | 0 | 0 | 0 | 0 | 0 | 0 | 0 | 0 | 0
| PS | S Scotland |  | 0 | 0 | 0 | 0 | 0 | 0 | 0 | 0 | 0 | 0 | 0 | 0 | 0 | 0 | 0 | 0 | 0 | 0 | 0 | 0
| PS | N Scotland |  | 0 | 0 | 0 | 0 | 0 | 0 | 0 | 0 | 0 | 0 | 0 | 0 | 0 | 0 | 0 | 0 | 0 | 0 | 0 | 0
| Nuclear | S England & S Wales |  | 0 | 0 | 0 | 0 | 0 | 0 | 0 | 0 | 1670 | 1670 | 3340 | 3340 | 3340 | 3340 | 3340 | 3340 | 3340 | 3340 | 3340 | 3340
| Nuclear | Midlands & N Wales |  | 0 | 0 | 0 | 0 | 0 | 0 | 0 | 0 | 0 | 0 | 1200 | 1200 | 1200 | 1200 | 1200 | 1200 | 1200 | 1200 | 1200 | 1200
| Nuclear | N England |  | 0 | 0 | 0 | 0 | 0 | 0 | 0 | 0 | 0 | 0 | 0 | 0 | 0 | 0 | 0 | 0 | 0 | 0 | 0 | 0
| Nuclear | S Scotland |  | 0 | 0 | 0 | 0 | 0 | 0 | 0 | 0 | 0 | 0 | 0 | 0 | 0 | 0 | 0 | 0 | 0 | 0 | 0 | 0
| Nuclear | N Scotland |  | 0 | 0 | 0 | 0 | 0 | 0 | 0 | 0 | 0 | 0 | 0 | 0 | 0 | 0 | 0 | 0 | 0 | 0 | 0 | 0
| CCGT | S England & S Wales |  | 0 | 1260 | 1260 | 2060 | 2860 | 2860 | 2860 | 2860 | 3660 | 3660 | 4460 | 4460 | 4460 | 5260 | 5260 | 5260 | 5260 | 5260 | 5260 | 5260
| CCGT | Midlands & N Wales |  | 0 | 870 | 870 | 1670 | 2470 | 2470 | 2470 | 2470 | 2470 | 2470 | 2470 | 2470 | 2470 | 2470 | 2470 | 2470 | 2470 | 2470 | 2470 | 2470
| CCGT | N England |  | 0 | 0 | 0 | 0 | 800 | 800 | 1600 | 1600 | 1600 | 1600 | 1600 | 1600 | 3200 | 4000 | 5600 | 5600 | 6400 | 6400 | 6400 | 6400
| CCGT | S Scotland |  | 0 | 0 | 0 | 0 | 0 | 0 | 0 | 0 | 1600 | 1600 | 2400 | 3200 | 3200 | 4000 | 4000 | 4000 | 4000 | 4000 | 4000 | 4000
| CCGT | N Scotland |  | 0 | 0 | 0 | 0 | 0 | 0 | 0 | 0 | 0 | 0 | 3200 | 3200 | 3200 | 4800 | 4800 | 4800 | 4800 | 4800 | 4800 | 4800
| OCGT | S England & S Wales |  | 0 | 0 | 0 | 0 | 0 | 0 | 0 | 0 | 0 | 0 | 0 | 0 | 0 | 0 | 0 | 0 | 0 | 0 | 0 | 100
| OCGT | Midlands & N Wales |  | 0 | 0 | 0 | 0 | 0 | 0 | 0 | 0 | 0 | 0 | 0 | 0 | 0 | 0 | 0 | 0 | 0 | 0 | 0 | 0
| OCGT | N England |  | 0 | 0 | 0 | 0 | 0 | 0 | 0 | 0 | 0 | 0 | 0 | 0 | 0 | 0 | 0 | 0 | 0 | 0 | 0 | 0
| OCGT | S Scotland |  | 0 | 0 | 0 | 0 | 0 | 0 | 0 | 0 | 0 | 0 | 0 | 0 | 0 | 0 | 0 | 0 | 0 | 0 | 0 | 200
| OCGT | N Scotland |  | 0 | 0 | 0 | 0 | 0 | 0 | 0 | 0 | 0 | 0 | 0 | 0 | 0 | 0 | 0 | 0 | 0 | 0 | 0 | 0
| Coal | S England & S Wales |  | 0 | 0 | 0 | 0 | 0 | 0 | 0 | 0 | 0 | 0 | 0 | 0 | 0 | 0 | 0 | 0 | 0 | 0 | 0 | 0
| Coal | Midlands & N Wales |  | 0 | 0 | 0 | 0 | 0 | 0 | 0 | 0 | 0 | 0 | 0 | 0 | 0 | 0 | 0 | 0 | 0 | 0 | 0 | 0
| Coal | N England |  | 0 | 0 | 0 | 0 | 0 | 0 | 0 | 0 | 0 | 0 | 0 | 0 | 0 | 0 | 0 | 0 | 0 | 0 | 0 | 0
| Coal | S Scotland |  | 0 | 0 | 0 | 0 | 0 | 0 | 0 | 0 | 0 | 0 | 0 | 0 | 0 | 0 | 0 | 0 | 0 | 0 | 0 | 0
| Coal | N Scotland |  | 0 | 0 | 0 | 0 | 0 | 0 | 0 | 0 | 0 | 0 | 0 | 0 | 0 | 0 | 0 | 0 | 0 | 0 | 0 | 0
| Coal + CCS | S England & S Wales |  | 0 | 0 | 0 | 0 | 0 | 0 | 0 | 0 | 0 | 0 | 0 | 0 | 0 | 0 | 0 | 0 | 0 | 0 | 0 | 0
| Coal + CCS | Midlands & N Wales |  | 0 | 0 | 0 | 0 | 0 | 0 | 0 | 0 | 0 | 0 | 0 | 0 | 0 | 0 | 0 | 0 | 0 | 0 | 0 | 0
| Coal + CCS | N England |  | 0 | 0 | 0 | 0 | 0 | 800 | 800 | 800 | 800 | 800 | 800 | 800 | 800 | 800 | 800 | 800 | 800 | 800 | 800 | 800
| Coal + CCS | S Scotland |  | 0 | 0 | 0 | 0 | 300 | 300 | 300 | 300 | 300 | 300 | 300 | 300 | 300 | 300 | 300 | 300 | 300 | 300 | 300 | 300
| Coal + CCS | N Scotland |  | 0 | 0 | 0 | 0 | 0 | 0 | 0 | 0 | 0 | 0 | 0 | 0 | 0 | 0 | 0 | 0 | 0 | 0 | 0 | 0
| CCGT + CCS | S England & S Wales |  | 0 | 0 | 0 | 0 | 0 | 0 | 0 | 0 | 0 | 0 | 0 | 0 | 0 | 0 | 0 | 0 | 0 | 0 | 0 | 0
| CCGT + CCS | Midlands & N Wales |  | 0 | 0 | 0 | 0 | 0 | 0 | 0 | 0 | 0 | 0 | 0 | 0 | 0 | 0 | 0 | 0 | 0 | 0 | 0 | 0
| CCGT + CCS | N England |  | 0 | 0 | 0 | 0 | 0 | 0 | 0 | 0 | 0 | 0 | 0 | 0 | 0 | 0 | 0 | 0 | 0 | 0 | 0 | 0
| CCGT + CCS | S Scotland |  | 0 | 0 | 0 | 0 | 0 | 0 | 0 | 0 | 0 | 0 | 0 | 0 | 0 | 0 | 0 | 0 | 0 | 0 | 0 | 0
| CCGT + CCS | N Scotland |  | 0 | 0 | 0 | 0 | 0 | 0 | 0 | 0 | 0 | 0 | 0 | 0 | 0 | 0 | 0 | 0 | 0 | 0 | 0 | 0
| Onshore wind | S England & S Wales |  | 0 | 32.503 | 40.5244 | 49.104 | 59.7533 | 83.0346 | 96.3993 | 111.1031 | 124.5491 | 138.0315 | 146.7471 | 156.6632 | 166.8359 | 176.8215 | 188.1959 | 200.1955 | 275.2672 | 330.6121 | 446.1821 | 491.1005
| Onshore wind | Midlands & N Wales |  | 0 | 26.7651 | 33.3703 | 40.4354 | 49.2047 | 205.4257 | 216.4311 | 228.5391 | 239.6115 | 250.7137 | 257.8907 | 266.0563 | 274.4331 | 282.6559 | 292.0223 | 301.9035 | 363.7224 | 409.2969 | 504.4646 | 541.4533
| Onshore wind | N England |  | 0 | 37.2786 | 46.4785 | 56.3187 | 68.5327 | 95.2347 | 110.563 | 127.4272 | 142.8489 | 158.3122 | 168.3084 | 179.6815 | 191.3488 | 202.8016 | 215.8472 | 229.6098 | 315.7117 | 379.1883 | 511.7388 | 563.257
| Onshore wind | S Scotland |  | 0 | 450 | 920 | 1467 | 1696 | 1945.6002 | 2957.3482 | 2966.2059 | 3975.543 | 3984.4198 | 4565.8491 | 4766.8719 | 4967.2025 | 4967.2025 | 4967.2025 | 4967.2025 | 4967.2025 | 4967.2025 | 4967.2025 | 4967.2025
| Onshore wind | N Scotland |  | -3e-06 | 187.6921 | 529.2095 | 944.8527 | 1154.2428 | 1432.7132 | 2059.8976 | 2392.4762 | 3308.6011 | 3363.5626 | 4196.509 | 4215.4048 | 5002.1596 | 5021.9324 | 5580.3681 | 5589.2618 | 5734.4112 | 5755.9814 | 5755.9814 | 5755.9814
| Onshore wind | Island wind |  | 3e-06 | 3e-06 | 3e-06 | 3e-06 | 200.6459 | 200.6459 | 401.2917 | 401.2917 | 601.9376 | 601.9376 | 802.5834 | 802.5834 | 1003.2293 | 1003.2293 | 1203.8751 | 1203.8751 | 1404.521 | 1404.521 | 1404.521 | 1404.521
| Biomass regular | S England & S Wales |  | 0 | 0 | 0 | 0 | 350 | 350 | 350 | 350 | 350 | 350 | 350 | 350 | 350 | 350 | 350 | 350 | 350 | 350 | 350 | 350
| Biomass regular | Midlands & N Wales |  | 0 | 0 | 0 | 0 | 0 | 0 | 0 | 0 | 0 | 0 | 0 | 0 | 0 | 0 | 0 | 0 | 0 | 0 | 0 | 0
| Biomass regular | N England |  | 0 | 0 | 0 | 0 | 589 | 589 | 589 | 589 | 589 | 589 | 589 | 589 | 589 | 589 | 589 | 589 | 589 | 589 | 589 | 589
| Biomass regular | S Scotland |  | 0 | 0 | 0 | 0 | 0 | 0 | 0 | 0 | 0 | 0 | 0 | 0 | 0 | 0 | 0 | 0 | 0 | 0 | 0 | 0
| Biomass regular | N Scotland |  | 0 | 0 | 0 | 0 | 0 | 0 | 0 | 0 | 0 | 0 | 0 | 0 | 0 | 0 | 0 | 0 | 0 | 0 | 0 | 0
| Offshore wind | Offshore South |  | 0 | 541 | 1045 | 1415 | 1915 | 1915 | 2323.1081 | 3301.054 | 4615 | 5815 | 5815 | 5815 | 7015 | 7015 | 7015 | 9365 | 9615 | 9615 | 9615 | 9615
| Offshore wind | Offshore Irish Sea |  | 0 | 233 | 233 | 998 | 1140 | 1140 | 1140 | 1140 | 1140 | 1140 | 1140 | 1140 | 1140 | 1140 | 1140 | 1140 | 1140 | 1140 | 1140 | 1140
| Offshore wind | Offshore E England |  | 0 | 0 | 0 | 720 | 895 | 895 | 2211.6667 | 3800.5555 | 5122.7778 | 6567.2222 | 6567.2222 | 7233.8889 | 7900.5555 | 8567.2222 | 10678.3333 | 12122.7778 | 12122.7778 | 12122.7778 | 12122.7778 | 12122.7778
| Offshore wind | Offshore Scotland |  | 0 | 0 | 0 | 0 | 0 | 0 | 0 | 0 | 850 | 850 | 850 | 850 | 1755 | 2300 | 2985 | 3530 | 6168.75 | 7812.5 | 7812.5 | 7812.5
| Wave | Offshore South |  | 0 | 0 | 0 | 0 | 0 | 0 | 0 | 0 | 0 | 0 | 0 | 0 | 0 | 0 | 0 | 0 | 0 | 0 | 0 | 0
| Wave | Offshore Irish Sea |  | 0 | 0 | 0 | 0 | 0 | 0 | 0 | 0 | 0 | 0 | 0 | 0 | 0 | 0 | 0 | 0 | 0 | 0 | 0 | 0
| Wave | Offshore E England |  | 0 | 0 | 0 | 0 | 0 | 0 | 0 | 0 | 0 | 0 | 0 | 0 | 0 | 0 | 0 | 0 | 0 | 0 | 0 | 0
| Wave | Offshore Scotland |  | 0 | 0 | 0 | 0 | 0 | 0 | 0 | 190 | 260 | 450 | 450 | 504 | 545 | 575 | 600 | 600 | 700 | 800 | 800 | 800
| Tidal Stream | Offshore South |  | 0 | 0 | 0 | 0 | 0 | 0 | 0 | 0 | 0 | 0 | 0 | 0 | 0 | 0 | 0 | 0 | 300 | 300 | 300 | 300
| Tidal Stream | Offshore Irish Sea |  | 0 | 0 | 0 | 0 | 0 | 0 | 0 | 0 | 0 | 0 | 0 | 0 | 0 | 0 | 0 | 0 | 0 | 0 | 0 | 0
| Tidal Stream | Offshore E England |  | 0 | 0 | 0 | 0 | 0 | 0 | 0 | 0 | 0 | 0 | 0 | 0 | 0 | 0 | 0 | 0 | 0 | 0 | 0 | 0
| Tidal Stream | Offshore Scotland |  | 0 | 0 | 0 | 0 | 94 | 94 | 94 | 94 | 94 | 179 | 179 | 179 | 850 | 850 | 850 | 850 | 850 | 850 | 850 | 850
| Embedded CHP | Embedded |  | 0 | 192.3077 | 384.6154 | 576.9231 | 769.2308 | 961.5385 | 1153.8462 | 1346.1538 | 1538.4615 | 1730.7692 | 1923.0769 | 2123.0769 | 2323.0769 | 2523.0769 | 2723.0769 | 2923.0769 | 3123.0769 | 3323.0769 | 3523.0769 | 3723.0769
| Embedded Gas | Embedded |  | 0 | 0 | 0 | 0 | 0 | 0 | 0 | 0 | 0 | 0 | 0 | 0 | 0 | 0 | 0 | 0 | 0 | 0 | 0 | 0
| Embedded offshore wind | Embedded |  | 0 | 0 | 0 | 0 | 0 | 0 | 0 | 0 | 0 | 0 | 0 | 0 | 0 | 0 | 0 | 0 | 0 | 0 | 0 | 0
| Embedded onshore wind | Embedded |  | 0 | 0 | 0 | 0 | 0 | 0 | 0 | 0 | 0 | 0 | 0 | 0 | 0 | 0 | 0 | 0 | 0 | 0 | 0 | 0
| Embedded biomass | Embedded |  | 0 | 83.6644 | 187.0537 | 296.1199 | 421.1527 | 559.341 | 705.9811 | 861.1212 | 1026.1136 | 1196.3224 | 1366.6332 | 1537.0472 | 1707.5653 | 1878.1886 | 2048.9182 | 2219.755 | 2390.7002 | 2561.7549 | 2732.9201 | 2904.1969
| Embedded tidal and wave | Embedded |  | 0 | 20 | 30 | 50 | 86.5 | 129.4 | 179.4 | 235.015 | 310.0953 | 400.0953 | 480.0953 | 547.5345 | 625.0897 | 714.2782 | 814.2782 | 914.2782 | 1014.2782 | 1114.2782 | 1214.2782 | 1314.2782
| Embedded hydro | Embedded |  | 0 | 10 | 20 | 30 | 40 | 50 | 79 | 89 | 99 | 109 | 119 | 129 | 139 | 149 | 159 | 169 | 179 | 189 | 199 | 209
Retirements (cumulative, MW)
| CHP | S England & S Wales |  | 0 | 0 | 0 | 0 | 0 | 0 | 0 | 0 | 0 | 0 | 0 | 0 | 0 | 0 | 0 | 0 | 0 | 0 | 0 | 0
| CHP | Midlands & N Wales |  | 0 | 0 | 0 | 0 | 0 | 0 | 0 | 0 | 0 | 0 | 0 | 0 | 0 | 0 | 0 | 0 | 0 | 0 | 0 | 0
| CHP | N England |  | 0 | 0 | 0 | 0 | 0 | 0 | 0 | 0 | 0 | 0 | 0 | 0 | 0 | 0 | 0 | 0 | 0 | 0 | 0 | 0
| CHP | S Scotland |  | 0 | 0 | 0 | 0 | 0 | 0 | 0 | 0 | 0 | 0 | 0 | 0 | 0 | 0 | 0 | 0 | 0 | 0 | 0 | 0
| CHP | N Scotland |  | 0 | 0 | 0 | 0 | 0 | 0 | 0 | 0 | 0 | 0 | 0 | 0 | 0 | 0 | 0 | 0 | 0 | 0 | 0 | 0
| Oil | S England & S Wales |  | 0 | 0 | 0 | 0 | 0 | -3442 | -3442 | -3442 | -3442 | -3442 | -3442 | -3442 | -3442 | -3442 | -3442 | -3442 | -3442 | -3442 | -3442 | -3442
| Oil | Midlands & N Wales |  | 0 | 0 | 0 | 0 | 0 | 0 | 0 | 0 | 0 | 0 | 0 | 0 | 0 | 0 | 0 | 0 | 0 | 0 | 0 | 0
| Oil | N England |  | 0 | 0 | 0 | 0 | 0 | 0 | 0 | 0 | 0 | 0 | 0 | 0 | 0 | 0 | 0 | 0 | 0 | 0 | 0 | 0
| Oil | S Scotland |  | 0 | 0 | 0 | 0 | 0 | 0 | 0 | 0 | 0 | 0 | 0 | 0 | 0 | 0 | 0 | 0 | 0 | 0 | 0 | 0
| Oil | N Scotland |  | 0 | 0 | 0 | 0 | 0 | 0 | 0 | 0 | 0 | 0 | 0 | 0 | 0 | 0 | 0 | 0 | 0 | 0 | 0 | 0
| Hydro | S England & S Wales |  | 0 | 0 | 0 | 0 | 0 | 0 | 0 | 0 | 0 | 0 | 0 | 0 | 0 | 0 | 0 | 0 | 0 | 0 | 0 | 0
| Hydro | Midlands & N Wales |  | 0 | 0 | 0 | 0 | 0 | 0 | 0 | 0 | 0 | 0 | 0 | 0 | 0 | 0 | 0 | 0 | 0 | 0 | 0 | 0
| Hydro | N England |  | 0 | 0 | 0 | 0 | 0 | 0 | 0 | 0 | 0 | 0 | 0 | 0 | 0 | 0 | 0 | 0 | 0 | 0 | 0 | 0
| Hydro | S Scotland |  | 0 | 0 | 0 | 0 | 0 | 0 | 0 | 0 | 0 | 0 | 0 | 0 | 0 | 0 | 0 | 0 | 0 | 0 | 0 | 0
| Hydro | N Scotland |  | 0 | 0 | 0 | 0 | 0 | 0 | 0 | 0 | 0 | 0 | 0 | 0 | 0 | 0 | 0 | 0 | 0 | 0 | 0 | 0
| PS | S England & S Wales |  | 0 | 0 | 0 | 0 | 0 | 0 | 0 | 0 | 0 | 0 | 0 | 0 | 0 | 0 | 0 | 0 | 0 | 0 | 0 | 0
| PS | Midlands & N Wales |  | 0 | 0 | 0 | 0 | 0 | 0 | 0 | 0 | 0 | 0 | 0 | 0 | 0 | 0 | 0 | 0 | 0 | 0 | 0 | 0
| PS | N England |  | 0 | 0 | 0 | 0 | 0 | 0 | 0 | 0 | 0 | 0 | 0 | 0 | 0 | 0 | 0 | 0 | 0 | 0 | 0 | 0
| PS | S Scotland |  | 0 | 0 | 0 | 0 | 0 | 0 | 0 | 0 | 0 | 0 | 0 | 0 | 0 | 0 | 0 | 0 | 0 | 0 | 0 | 0
| PS | N Scotland |  | 0 | 0 | 0 | 0 | 0 | 0 | 0 | 0 | 0 | 0 | 0 | 0 | 0 | 0 | 0 | 0 | 0 | 0 | 0 | 0
| Nuclear | S England & S Wales |  | 0 | 0 | -215 | -215 | -215 | -215 | -215 | -215 | -2557 | -2557 | -2557 | -2557 | -2557 | -2557 | -2557 | -2557 | -2557 | -2557 | -2557 | -2557
| Nuclear | Midlands & N Wales |  | 0 | 0 | -890 | -890 | -890 | -890 | -890 | -890 | -890 | -890 | -890 | -890 | -890 | -890 | -890 | -890 | -890 | -890 | -890 | -890
| Nuclear | N England |  | 0 | 0 | 0 | 0 | 0 | 0 | 0 | 0 | 0 | -2410 | -2410 | -2410 | -2410 | -2410 | -2410 | -2410 | -2410 | -2410 | -3613 | -3613
| Nuclear | S Scotland |  | 0 | 0 | 0 | 0 | 0 | 0 | 0 | 0 | -1074 | -1074 | -1074 | -1074 | -1074 | -1074 | -1074 | -1074 | -1074 | -1074 | -2289 | -2289
| Nuclear | N Scotland |  | 0 | 0 | 0 | 0 | 0 | 0 | 0 | 0 | 0 | 0 | 0 | 0 | 0 | 0 | 0 | 0 | 0 | 0 | 0 | 0
| CCGT | S England & S Wales |  | 0 | 0 | 0 | 0 | 0 | 0 | 0 | 0 | 0 | 0 | 0 | 0 | 0 | -806 | -806 | -806 | -806 | -806 | -806 | -806
| CCGT | Midlands & N Wales |  | 0 | 0 | 0 | 0 | 0 | 0 | 0 | -515 | -515 | -515 | -515 | -515 | -515 | -515 | -515 | -515 | -515 | -515 | -515 | -515
| CCGT | N England |  | 0 | 0 | 0 | 0 | 0 | 0 | 0 | -229 | -229 | -229 | -229 | -229 | -229 | -2054 | -2054 | -2054 | -2054 | -2054 | -2054 | -2054
| CCGT | S Scotland |  | 0 | 0 | 0 | 0 | 0 | 0 | 0 | 0 | 0 | 0 | 0 | 0 | 0 | 0 | 0 | 0 | 0 | 0 | 0 | 0
| CCGT | N Scotland |  | 0 | 0 | 0 | 0 | 0 | 0 | -1180 | -1180 | -1180 | -1180 | -1180 | -1180 | -1180 | -1180 | -1180 | -1180 | -1180 | -1180 | -1180 | -1180
| OCGT | S England & S Wales |  | 0 | 0 | 0 | -68 | -102 | -396 | -396 | -396 | -396 | -396 | -396 | -396 | -396 | -447 | -447 | -447 | -447 | -447 | -447 | -447
| OCGT | Midlands & N Wales |  | 0 | 0 | 0 | 0 | 0 | 0 | 0 | 0 | 0 | 0 | 0 | 0 | 0 | -40 | -40 | -40 | -40 | -40 | -40 | -40
| OCGT | N England |  | 0 | 0 | 0 | 0 | 0 | 0 | 0 | 0 | 0 | 0 | 0 | 0 | 0 | -68 | -68 | -68 | -68 | -68 | -68 | -68
| OCGT | S Scotland |  | 0 | 0 | 0 | 0 | 0 | 0 | 0 | 0 | 0 | 0 | 0 | 0 | 0 | 0 | 0 | 0 | 0 | 0 | 0 | 0
| OCGT | N Scotland |  | 0 | 0 | 0 | 0 | 0 | 0 | 0 | 0 | 0 | 0 | 0 | 0 | 0 | 0 | 0 | 0 | 0 | 0 | 0 | 0
| Coal | S England & S Wales |  | 0 | 0 | -2295 | -3358 | -3358 | -4816 | -4816 | -4816 | -4816 | -4816 | -4816 | -6385 | -6385 | -6385 | -6385 | -6385 | -6385 | -6385 | -6385 | -6385
| Coal | Midlands & N Wales |  | 0 | 0 | 0 | 0 | -964 | -964 | -964 | -964 | -964 | -964 | -964 | -964 | -964 | -4911 | -4911 | -4911 | -4911 | -4911 | -4911 | -4911
| Coal | N England |  | 0 | 0 | 0 | 0 | -976 | -976 | -976 | -2440.5 | -3905 | -3905 | -4135 | -4135 | -6075 | -6075 | -6075 | -6075 | -6075 | -6075 | -6075 | -6075
| Coal | S Scotland |  | 0 | -551 | -551 | -1102 | -1673 | -1673 | -1673 | -1673 | -1673 | -1673 | -1673 | -1673 | -3386 | -3386 | -3386 | -3386 | -3386 | -3386 | -3386 | -3386
| Coal | N Scotland |  | 0 | 0 | 0 | 0 | 0 | 0 | 0 | 0 | 0 | 0 | 0 | 0 | 0 | 0 | 0 | 0 | 0 | 0 | 0 | 0
| Coal + CCS | S England & S Wales |  | 0 | 0 | 0 | 0 | 0 | 0 | 0 | 0 | 0 | 0 | 0 | 0 | 0 | 0 | 0 | 0 | 0 | 0 | 0 | 0
| Coal + CCS | Midlands & N Wales |  | 0 | 0 | 0 | 0 | 0 | 0 | 0 | 0 | 0 | 0 | 0 | 0 | 0 | 0 | 0 | 0 | 0 | 0 | 0 | 0
| Coal + CCS | N England |  | 0 | 0 | 0 | 0 | 0 | 0 | 0 | 0 | 0 | 0 | 0 | 0 | 0 | 0 | 0 | 0 | 0 | 0 | 0 | 0
| Coal + CCS | S Scotland |  | 0 | 0 | 0 | 0 | 0 | 0 | 0 | 0 | 0 | 0 | 0 | 0 | 0 | 0 | 0 | 0 | 0 | 0 | 0 | 0
| Coal + CCS | N Scotland |  | 0 | 0 | 0 | 0 | 0 | 0 | 0 | 0 | 0 | 0 | 0 | 0 | 0 | 0 | 0 | 0 | 0 | 0 | 0 | 0
| CCGT + CCS | S England & S Wales |  | 0 | 0 | 0 | 0 | 0 | 0 | 0 | 0 | 0 | 0 | 0 | 0 | 0 | 0 | 0 | 0 | 0 | 0 | 0 | 0
| CCGT + CCS | Midlands & N Wales |  | 0 | 0 | 0 | 0 | 0 | 0 | 0 | 0 | 0 | 0 | 0 | 0 | 0 | 0 | 0 | 0 | 0 | 0 | 0 | 0
| CCGT + CCS | N England |  | 0 | 0 | 0 | 0 | 0 | 0 | 0 | 0 | 0 | 0 | 0 | 0 | 0 | 0 | 0 | 0 | 0 | 0 | 0 | 0
| CCGT + CCS | S Scotland |  | 0 | 0 | 0 | 0 | 0 | 0 | 0 | 0 | 0 | 0 | 0 | 0 | 0 | 0 | 0 | 0 | 0 | 0 | 0 | 0
| CCGT + CCS | N Scotland |  | 0 | 0 | 0 | 0 | 0 | 0 | 0 | 0 | 0 | 0 | 0 | 0 | 0 | 0 | 0 | 0 | 0 | 0 | 0 | 0
| Onshore wind | S England & S Wales |  | 0 | 0 | 0 | 0 | 0 | 0 | 0 | 0 | 0 | 0 | 0 | 0 | 0 | 0 | 0 | 0 | 0 | 0 | 0 | 0
| Onshore wind | Midlands & N Wales |  | 0 | 0 | 0 | 0 | 0 | 0 | 0 | 0 | 0 | 0 | 0 | 0 | 0 | 0 | 0 | 0 | 0 | 0 | 0 | 0
| Onshore wind | N England |  | 0 | 0 | 0 | 0 | 0 | 0 | 0 | 0 | 0 | 0 | 0 | 0 | 0 | 0 | 0 | 0 | 0 | 0 | 0 | 0
| Onshore wind | S Scotland |  | 0 | 0 | 0 | 0 | 0 | 0 | 0 | 0 | 0 | 0 | 0 | 0 | 0 | 0 | 0 | 0 | 0 | 0 | 0 | 0
| Onshore wind | N Scotland |  | 0 | 0 | 0 | 0 | 0 | 0 | 0 | 0 | 0 | 0 | 0 | 0 | 0 | 0 | 0 | 0 | 0 | 0 | 0 | 0
| Onshore wind | Island wind |  | 0 | 0 | 0 | 0 | 0 | 0 | 0 | 0 | 0 | 0 | 0 | 0 | 0 | 0 | 0 | 0 | 0 | 0 | 0 | 0
| Biomass regular | S England & S Wales |  | 0 | 0 | 0 | 0 | 0 | 0 | 0 | 0 | 0 | 0 | 0 | 0 | 0 | 0 | 0 | 0 | 0 | 0 | 0 | 0
| Biomass regular | Midlands & N Wales |  | 0 | 0 | 0 | 0 | 0 | 0 | 0 | 0 | 0 | 0 | 0 | 0 | 0 | 0 | 0 | 0 | 0 | 0 | 0 | 0
| Biomass regular | N England |  | 0 | 0 | 0 | 0 | 0 | 0 | 0 | 0 | 0 | 0 | 0 | 0 | 0 | 0 | 0 | 0 | 0 | 0 | 0 | 0
| Biomass regular | S Scotland |  | 0 | 0 | 0 | 0 | 0 | 0 | 0 | 0 | 0 | 0 | 0 | 0 | 0 | 0 | 0 | 0 | 0 | 0 | 0 | 0
| Biomass regular | N Scotland |  | 0 | 0 | 0 | 0 | 0 | 0 | 0 | 0 | 0 | 0 | 0 | 0 | 0 | 0 | 0 | 0 | 0 | 0 | 0 | 0
| Offshore wind | Offshore South |  | 0 | 0 | 0 | 0 | 0 | 0 | 0 | 0 | 0 | 0 | 0 | 0 | 0 | 0 | 0 | 0 | 0 | 0 | 0 | 0
| Offshore wind | Offshore Irish Sea |  | 0 | 0 | 0 | 0 | 0 | 0 | 0 | 0 | 0 | 0 | 0 | 0 | 0 | 0 | 0 | 0 | 0 | 0 | 0 | 0
| Offshore wind | Offshore E England |  | 0 | 0 | 0 | 0 | 0 | 0 | 0 | 0 | 0 | 0 | 0 | 0 | 0 | 0 | 0 | 0 | 0 | 0 | 0 | 0
| Offshore wind | Offshore Scotland |  | 0 | 0 | 0 | 0 | 0 | 0 | 0 | 0 | 0 | 0 | 0 | 0 | 0 | 0 | 0 | 0 | 0 | 0 | 0 | 0
| Wave | Offshore South |  | 0 | 0 | 0 | 0 | 0 | 0 | 0 | 0 | 0 | 0 | 0 | 0 | 0 | 0 | 0 | 0 | 0 | 0 | 0 | 0
| Wave | Offshore Irish Sea |  | 0 | 0 | 0 | 0 | 0 | 0 | 0 | 0 | 0 | 0 | 0 | 0 | 0 | 0 | 0 | 0 | 0 | 0 | 0 | 0
| Wave | Offshore E England |  | 0 | 0 | 0 | 0 | 0 | 0 | 0 | 0 | 0 | 0 | 0 | 0 | 0 | 0 | 0 | 0 | 0 | 0 | 0 | 0
| Wave | Offshore Scotland |  | 0 | 0 | 0 | 0 | 0 | 0 | 0 | 0 | 0 | 0 | 0 | 0 | 0 | 0 | 0 | 0 | 0 | 0 | 0 | 0
| Tidal Stream | Offshore South |  | 0 | 0 | 0 | 0 | 0 | 0 | 0 | 0 | 0 | 0 | 0 | 0 | 0 | 0 | 0 | 0 | 0 | 0 | 0 | 0
| Tidal Stream | Offshore Irish Sea |  | 0 | 0 | 0 | 0 | 0 | 0 | 0 | 0 | 0 | 0 | 0 | 0 | 0 | 0 | 0 | 0 | 0 | 0 | 0 | 0
| Tidal Stream | Offshore E England |  | 0 | 0 | 0 | 0 | 0 | 0 | 0 | 0 | 0 | 0 | 0 | 0 | 0 | 0 | 0 | 0 | 0 | 0 | 0 | 0
| Tidal Stream | Offshore Scotland |  | 0 | 0 | 0 | 0 | 0 | 0 | 0 | 0 | 0 | 0 | 0 | 0 | 0 | 0 | 0 | 0 | 0 | 0 | 0 | 0
| Embedded CHP | Embedded |  | 0 | 0 | 0 | 0 | 0 | 0 | 0 | 0 | 0 | 0 | 0 | 0 | 0 | 0 | 0 | 0 | 0 | 0 | 0 | 0
| Embedded Gas | Embedded |  | 0 | 0 | 0 | 0 | 0 | 0 | 0 | 0 | 0 | 0 | 0 | 0 | 0 | 0 | 0 | 0 | 0 | 0 | 0 | 0
| Embedded offshore wind | Embedded |  | 0 | 0 | 0 | 0 | 0 | 0 | 0 | 0 | 0 | 0 | 0 | 0 | 0 | 0 | 0 | 0 | 0 | 0 | 0 | 0
| Embedded onshore wind | Embedded |  | 0 | 0 | 0 | 0 | 0 | 0 | 0 | 0 | 0 | 0 | 0 | 0 | 0 | 0 | 0 | 0 | 0 | 0 | 0 | 0
| Embedded biomass | Embedded |  | 0 | 0 | 0 | 0 | 0 | 0 | 0 | 0 | 0 | 0 | 0 | 0 | 0 | 0 | 0 | 0 | 0 | 0 | 0 | 0
| Embedded tidal and wave | Embedded |  | 0 | 0 | 0 | 0 | 0 | 0 | 0 | 0 | 0 | 0 | 0 | 0 | 0 | 0 | 0 | 0 | 0 | 0 | 0 | 0
| Embedded hydro | Embedded |  | 0 | 0 | 0 | 0 | 0 | 0 | 0 | 0 | 0 | 0 | 0 | 0 | 0 | 0 | 0 | 0 | 0 | 0 | 0 | 0
Generation (TWh)
| CHP | S England & S Wales |  | 0 | 0 | 0 | 0 | 0 | 0 | 0 | 0 | 0 | 0 | 0 | 0 | 0 | 0 | 0 | 0 | 0 | 0 | 0 | 0
| CHP | Midlands & N Wales |  | 323.6635 | 98.5613 | 369.7566 | 215.6529 | 141.5402 | 288.4281 | 176.5625 | 159.827 | 165.5866 | 191.2058 | 81.5645 | 65.1957 | 65.1957 | 48.457 | 32.3327 | 48.457 | 16.1715 | 39.468 | 68.4548 | 68.4537
| CHP | N England |  | 7870.2567 | 7141.5177 | 8012.5307 | 7128.1971 | 6343.8691 | 7263.4865 | 6341.8275 | 6034.5939 | 5494.1111 | 5538.3608 | 2958.9549 | 2710.2009 | 2555.5267 | 2327.8741 | 1939.9482 | 1843.7961 | 1874.8287 | 1900.0548 | 2347.2895 | 2347.2895
| CHP | S Scotland |  | 0.048 | 8.4e-09 | 0.048 | 0.048 | 7.7183e-08 | 0.048 | 0.048 | 0.048 | 0.048 | 9.2619 | 7.6783e-08 | 7.6783e-08 | 7.6783e-08 | 0 | 0 | 0 | 0 | 0 | 7.6783e-08 | 7.6783e-08
| CHP | N Scotland |  | 34.263 | 10.3288 | 35.8953 | 20.4641 | 14.7545 | 25.703 | 14.7545 | 14.5785 | 12.8893 | 14.5785 | 6.9417 | 5.0765 | 5.0765 | 5.0765 | 5.0765 | 5.0765 | 3.3872 | 5.0765 | 5.4285 | 5.4285
| Oil | S England & S Wales |  | 0 | 0 | 0 | 0 | 0 | 0 | 0 | 0 | 0 | 0 | 0 | 0 | 0 | 0 | 0 | 0 | 0 | 0 | 0 | 0
| Oil | Midlands & N Wales |  | 0 | 0 | 0 | 0 | 0 | 0 | 0 | 0 | 0 | 0 | 0 | 0 | 0 | 0 | 0 | 0 | 0 | 0 | 0 | 0
| Oil | N England |  | 0 | 0 | 0 | 0 | 0 | 0 | 0 | 0 | 0 | 0 | 0 | 0 | 0 | 0 | 0 | 0 | 0 | 0 | 0 | 0
| Oil | S Scotland |  | 0 | 0 | 0 | 0 | 0 | 0 | 0 | 0 | 0 | 0 | 0 | 0 | 0 | 0 | 0 | 0 | 0 | 0 | 0 | 0
| Oil | N Scotland |  | 0 | 0 | 0 | 0 | 0 | 0 | 0 | 0 | 0 | 0 | 0 | 0 | 0 | 0 | 0 | 0 | 0 | 0 | 0 | 0
| Hydro | S England & S Wales |  | 0 | 0 | 0 | 0 | 0 | 0 | 0 | 0 | 0 | 0 | 0 | 0 | 0 | 0 | 0 | 0 | 0 | 0 | 0 | 0
| Hydro | Midlands & N Wales |  | 0 | 0 | 0 | 0 | 0 | 0 | 0 | 0 | 0 | 0 | 0 | 0 | 0 | 0 | 0 | 0 | 0 | 0 | 0 | 0
| Hydro | N England |  | 0 | 0 | 0 | 0 | 0 | 0 | 0 | 0 | 0 | 0 | 0 | 0 | 0 | 0 | 0 | 0 | 0 | 0 | 0 | 0
| Hydro | S Scotland |  | 95.0109 | 95.0109 | 95.0109 | 95.0109 | 95.0109 | 95.0109 | 95.0109 | 95.0109 | 95.0109 | 95.0048 | 95.0048 | 95.0048 | 95.0109 | 95.0109 | 95.0109 | 95.0109 | 95.0048 | 95.0048 | 95.0048 | 95.0048
| Hydro | N Scotland |  | 2991.4043 | 2991.4043 | 2991.4043 | 2991.4043 | 2991.4043 | 2991.4043 | 2991.4043 | 2991.4043 | 2991.4043 | 2991.2105 | 2991.2105 | 2991.2105 | 2991.4043 | 2991.4043 | 2991.4043 | 2991.4043 | 2991.2633 | 2991.2105 | 2991.2105 | 2991.2105
| PS | S England & S Wales |  | 0 | 0 | 0 | 0 | 0 | 0 | 0 | 0 | 0 | 0 | 0 | 0 | 0 | 0 | 0 | 0 | 0 | 0 | 0 | 0
| PS | Midlands & N Wales |  | 0 | 0 | 0 | 0 | 0 | 0 | 0 | 0 | 0 | 0 | 0 | 0 | 0 | 0 | 0 | 0 | 0 | 0 | 0 | 0
| PS | N England |  | 0 | 0 | 0 | 0 | 0 | 0 | 0 | 0 | 0 | 0 | 0 | 0 | 0 | 0 | 0 | 0 | 0 | 0 | 0 | 0
| PS | S Scotland |  | 0 | 0 | 0 | 0 | 0 | 0 | 0 | 0 | 0 | 0 | 0 | 0 | 0 | 0 | 0 | 0 | 0 | 0 | 0 | 0
| PS | N Scotland |  | 0 | 0 | 0 | 0 | 0 | 0 | 0 | 0 | 0 | 0 | 0 | 0 | 0 | 0 | 0 | 0 | 0 | 0 | 0 | 0
| Nuclear | S England & S Wales |  | 26450.3808 | 26450.3808 | 24939.5328 | 24939.5328 | 24939.5328 | 24939.5328 | 24939.5328 | 24939.0598 | 20216.7958 | 20216.7958 | 31952.2197 | 31952.2197 | 31952.2197 | 31951.5852 | 31951.4092 | 31951.4092 | 31737.0923 | 31612.1519 | 31795.7254 | 31785.3567
| Nuclear | Midlands & N Wales |  | 6254.208 | 6254.208 | 7.0272e-06 | 7.0272e-06 | 7.0272e-06 | 7.0272e-06 | 7.0272e-06 | 7.0272e-06 | 7.0272e-06 | 7.0272e-06 | 8432.64 | 8432.64 | 8432.184 | 8432.184 | 8348.1056 | 8068.6332 | 7957.5798 | 7957.5798 | 7957.5798 | 7957.5798
| Nuclear | N England |  | 25389.2736 | 25389.2736 | 25389.2736 | 25389.2736 | 25389.2736 | 25389.2736 | 25389.2736 | 25389.2736 | 25387.9007 | 8453.2645 | 8453.2645 | 8453.2645 | 8453.2645 | 8453.2645 | 8453.7216 | 8453.3051 | 8453.2645 | 8453.2645 | 1.3263e-05 | 1.3263e-05
| Nuclear | S Scotland |  | 16085.2608 | 16085.2608 | 16085.2608 | 16085.2608 | 16085.2608 | 16085.2608 | 16085.2608 | 16085.2608 | 8537.5863 | 8537.5863 | 8537.5863 | 8537.5863 | 8537.5863 | 8537.5863 | 8538.048 | 8537.5863 | 8537.5863 | 8537.5863 | 0 | 0
| Nuclear | N Scotland |  | 0 | 0 | 0 | 0 | 0 | 0 | 0 | 0 | 0 | 0 | 0 | 0 | 0 | 0 | 0 | 0 | 0 | 0 | 0 | 0
| CCGT | S England & S Wales |  | 44021.282 | 40190.1463 | 50401.0486 | 50639.8947 | 47290.0514 | 56675.1221 | 48481.8694 | 44116.4162 | 42276.1931 | 44902.7203 | 33537.3118 | 33131.3113 | 30346.6796 | 32262.4253 | 28700.1662 | 27502.7464 | 26239.8219 | 24812.3865 | 27819.4088 | 27787.8469
| CCGT | Midlands & N Wales |  | 17041.4254 | 17454.4934 | 21878.7736 | 24294.5963 | 25852.2289 | 29616.0501 | 26082.3681 | 23732.1872 | 20434.2132 | 21103.4787 | 13671.7581 | 13555.6321 | 12602.4777 | 11328.803 | 10093.9579 | 9551.1477 | 9092.9044 | 8259.4393 | 10446.7239 | 10428.7694
| CCGT | N England |  | 6377.1004 | 4021.6752 | 6233.2661 | 4708.7225 | 8492.7293 | 10394.4383 | 13551.8371 | 12268.0353 | 10993.9716 | 11500.7884 | 8655.077 | 8929.8042 | 15661.285 | 18568.6295 | 23261.8217 | 20965.3732 | 21774.8736 | 21444.1331 | 24579.3183 | 24537.5755
| CCGT | S Scotland |  | 1.3527e-05 | 1.307e-05 | 1.3369e-05 | 1.3369e-05 | 1.2703e-05 | 1.3285e-05 | 1.2549e-05 | 1.2316e-05 | 9146.83 | 9052.2623 | 11097.7964 | 15067.168 | 14255.4265 | 17553.5428 | 16282.8915 | 14899.0317 | 13810.7952 | 13541.2611 | 15054.4917 | 15007.9349
| CCGT | N Scotland |  | 57.2538 | 1.6088 | 114.7641 | 25.3618 | 35.1803 | 103.6603 | 1.3133e-05 | 1.2199e-05 | 1.0916e-05 | 1.1171e-05 | 14899.0477 | 15520.7919 | 14341.767 | 19676.0088 | 18584.481 | 17443.7776 | 16567.2115 | 16316.5191 | 17707.4893 | 17695.7666
| OCGT | S England & S Wales |  | 0 | 0 | 0 | 0 | 0 | 0 | 0 | 0 | 0 | 0 | 0 | 0 | 0 | 0 | 0 | 0 | 0 | 0 | 0 | 0
| OCGT | Midlands & N Wales |  | 0 | 0 | 0 | 0 | 0 | 0 | 0 | 0 | 0 | 0 | 0 | 0 | 0 | 0 | 0 | 0 | 0 | 0 | 0 | 0
| OCGT | N England |  | 0 | 0 | 0 | 0 | 0 | 0 | 0 | 0 | 0 | 0 | 0 | 0 | 0 | 0 | 0 | 0 | 0 | 0 | 0 | 0
| OCGT | S Scotland |  | 0 | 0 | 0 | 0 | 0 | 0 | 0 | 0 | 0 | 0 | 0 | 0 | 0 | 0 | 0 | 0 | 0 | 0 | 0 | 0
| OCGT | N Scotland |  | 0 | 0 | 0 | 0 | 0 | 0 | 0 | 0 | 0 | 0 | 0 | 0 | 0 | 0 | 0 | 0 | 0 | 0 | 0 | 0
| Coal | S England & S Wales |  | 19282.166 | 20263.8231 | 12950.8186 | 9496.358 | 8679.583 | 2156.1178 | 1986.7497 | 1969.6283 | 1917.426 | 1883.0151 | 1519.8296 | 7.3763e-07 | 2.0834e-07 | 0 | 0 | 0 | 0 | 0 | 0 | 0
| Coal | Midlands & N Wales |  | 49542.297 | 49594.5182 | 48509.9213 | 47007.4277 | 43437.4139 | 40346.9717 | 37241.4148 | 35961.4043 | 33407.4672 | 34211.2045 | 27155.6802 | 21646.682 | 16354.8676 | 3250.2535 | 258.982 | 36.6378 | 6.5527 | 0.88311 | 0 | 0
| Coal | N England |  | 55602.8118 | 58348.7789 | 50853.1475 | 47523.0549 | 44333.0745 | 34478.8655 | 34359.9243 | 32331.4528 | 30823.6049 | 30840.0149 | 30255.072 | 30286.1667 | 25917.9988 | 25624.5124 | 25386.189 | 24831.8341 | 23993.8587 | 23627.2557 | 24269.6169 | 24243.6319
| Coal | S Scotland |  | 17657.2336 | 16845.4537 | 16527.8071 | 14625.2508 | 8542.2405 | 2413.6044 | 2338.7396 | 2132.1595 | 2046.3868 | 1905.5273 | 1998.3572 | 1995.2208 | 0 | 0 | 0 | 0 | 0 | 0 | 0 | 0
| Coal | N Scotland |  | 0 | 0 | 0 | 0 | 0 | 0 | 0 | 0 | 0 | 0 | 0 | 0 | 0 | 0 | 0 | 0 | 0 | 0 | 0 | 0
| Coal + CCS | S England & S Wales |  | 0 | 0 | 0 | 0 | 0 | 0 | 0 | 0 | 0 | 0 | 0 | 0 | 0 | 0 | 0 | 0 | 0 | 0 | 0 | 0
| Coal + CCS | Midlands & N Wales |  | 5.8847e-06 | 6.7735e-06 | 6.9975e-06 | 6.9975e-06 | 6.9975e-06 | 6.9975e-06 | 6.9975e-06 | 6.9975e-06 | 6.9975e-06 | 6.9975e-06 | 6.9975e-06 | 6.9975e-06 | 6.9975e-06 | 6.9975e-06 | 6.9975e-06 | 6.9971e-06 | 6.9971e-06 | 6.9971e-06 | 6.9971e-06 | 6.9971e-06
| Coal + CCS | N England |  | 1.1769e-05 | 1.3547e-05 | 1.3995e-05 | 1.3995e-05 | 1.3995e-05 | 5598.0375 | 5598.0375 | 5598.0375 | 5598.0375 | 5598.0375 | 5598.0375 | 5598.0375 | 5598.0375 | 5598.0375 | 5598.0375 | 5598.0375 | 5597.6802 | 5597.6802 | 5597.6802 | 5597.6802
| Coal + CCS | S Scotland |  | 1.1769e-05 | 1.3547e-05 | 1.3995e-05 | 1.3995e-05 | 2099.2641 | 2099.2641 | 2099.2641 | 2099.2641 | 2099.2641 | 2099.2641 | 2099.2641 | 2099.2641 | 2099.2641 | 2099.2641 | 2099.2641 | 2099.2641 | 2099.1301 | 2099.1301 | 2099.1301 | 2099.1301
| Coal + CCS | N Scotland |  | 0 | 0 | 0 | 0 | 0 | 0 | 0 | 0 | 0 | 0 | 0 | 0 | 0 | 0 | 0 | 0 | 0 | 0 | 0 | 0
| CCGT + CCS | S England & S Wales |  | 0 | 0 | 2.2492e-07 | 2.0993e-05 | 2.0993e-05 | 2.0993e-05 | 2.0993e-05 | 2.0991e-05 | 2.0991e-05 | 2.0991e-05 | 2.0991e-05 | 2.0774e-05 | 2.0122e-05 | 2.0122e-05 | 1.9898e-05 | 1.9898e-05 | 1.8543e-05 | 1.7858e-05 | 1.9017e-05 | 1.9017e-05
| CCGT + CCS | Midlands & N Wales |  | 0 | 0 | 0 | 0 | 0 | 0 | 0 | 0 | 0 | 0 | 0 | 0 | 0 | 0 | 0 | 0 | 0 | 0 | 0 | 0
| CCGT + CCS | N England |  | 0 | 0 | 7.4974e-08 | 6.9975e-06 | 6.9975e-06 | 6.9975e-06 | 6.9975e-06 | 6.9971e-06 | 6.9971e-06 | 6.9971e-06 | 6.9971e-06 | 6.9246e-06 | 6.7073e-06 | 6.7073e-06 | 6.6327e-06 | 6.6327e-06 | 6.1811e-06 | 5.9526e-06 | 6.339e-06 | 6.339e-06
| CCGT + CCS | S Scotland |  | 0 | 0 | 0 | 0 | 0 | 0 | 0 | 0 | 0 | 0 | 0 | 0 | 0 | 0 | 0 | 0 | 0 | 0 | 0 | 0
| CCGT + CCS | N Scotland |  | 0 | 0 | 0 | 0 | 0 | 0 | 0 | 0 | 0 | 0 | 0 | 0 | 0 | 0 | 0 | 0 | 0 | 0 | 0 | 0
| Onshore wind | S England & S Wales |  | 2.0691e-05 | 75.2164 | 93.7787 | 113.6331 | 138.277 | 192.153 | 223.0807 | 257.1073 | 288.2233 | 319.4232 | 339.5924 | 362.5395 | 386.0805 | 409.1885 | 435.5103 | 463.2789 | 636.8673 | 764.9149 | 1032.3016 | 1136.2262
| Onshore wind | Midlands & N Wales |  | 9.4113e-06 | 62.8264 | 78.3311 | 94.915 | 115.4995 | 485.8424 | 511.6755 | 540.0971 | 566.0876 | 592.1482 | 608.995 | 628.1622 | 647.8254 | 667.1269 | 689.0444 | 712.2389 | 857.2346 | 953.4363 | 1187.5324 | 1274.3384
| Onshore wind | N England |  | 9.1586e-06 | 85.3552 | 106.4198 | 128.9505 | 156.9163 | 218.0545 | 253.1511 | 291.7644 | 327.0747 | 362.4803 | 385.3681 | 411.4085 | 438.1227 | 464.3455 | 494.2155 | 525.7272 | 722.7129 | 868.0206 | 1171.4492 | 1289.3822
| Onshore wind | S Scotland |  | 5126.3228 | 6233.2544 | 7389.3828 | 8734.9196 | 9298.2247 | 9912.2032 | 12400.9494 | 12422.738 | 14905.5537 | 14927.3891 | 16357.2126 | 16851.7699 | 17343.1314 | 17343.1805 | 17341.8024 | 17341.3596 | 17341.3596 | 17341.3596 | 17341.3596 | 17341.3596
| Onshore wind | N Scotland |  | 3672.7329 | 4151.2392 | 5021.9115 | 6081.5617 | 6615.3857 | 7325.3244 | 8924.2825 | 9772.1658 | 12107.5922 | 12246.977 | 14369.2068 | 14417.3741 | 16422.8387 | 16473.2407 | 17813.5193 | 17438.748 | 17049.1894 | 16747.3016 | 17401.6935 | 17374.426
| Onshore wind | Island wind |  | 1.0999e-05 | 1.0999e-05 | 1.0999e-05 | 1.0999e-05 | 719.7881 | 719.7881 | 1439.5763 | 1439.5763 | 2159.3644 | 2159.3644 | 2878.9829 | 2878.9829 | 3598.7286 | 3598.7286 | 4318.1268 | 4237.3566 | 4823.7809 | 4763.6492 | 4842.849 | 4838.1798
| Biomass regular | S England & S Wales |  | 1.4054e-05 | 1.4054e-05 | 1.4054e-05 | 1.4054e-05 | 2459.52 | 2459.52 | 2459.52 | 2459.52 | 2459.387 | 2459.387 | 2459.387 | 2459.387 | 2459.387 | 2451.6804 | 2431.163 | 2320.9608 | 2320.9608 | 2298.4447 | 2320.9608 | 2320.9608
| Biomass regular | Midlands & N Wales |  | 7.0272e-06 | 7.0272e-06 | 7.0272e-06 | 7.0272e-06 | 7.0272e-06 | 7.0272e-06 | 7.0272e-06 | 7.0268e-06 | 7.0268e-06 | 7.0268e-06 | 7.0268e-06 | 7.0268e-06 | 7.0268e-06 | 6.9462e-06 | 6.9462e-06 | 6.6313e-06 | 6.6313e-06 | 6.5584e-06 | 6.6313e-06 | 6.6313e-06
| Biomass regular | N England |  | 1.4054e-05 | 1.4054e-05 | 1.4054e-05 | 1.4054e-05 | 4139.0208 | 4139.0208 | 4139.0208 | 4138.9106 | 4138.797 | 4138.797 | 4138.797 | 4138.797 | 4138.797 | 4091.3 | 4091.3 | 3905.8454 | 3905.8454 | 3884.6918 | 3905.8454 | 3905.8454
| Biomass regular | S Scotland |  | 681.6384 | 681.6384 | 681.6384 | 681.6384 | 681.6384 | 681.6384 | 681.6384 | 681.6015 | 681.6015 | 681.6015 | 681.6015 | 681.6015 | 681.6015 | 673.7795 | 672.8901 | 643.2377 | 643.2377 | 636.1622 | 643.2377 | 643.2377
| Biomass regular | N Scotland |  | 0 | 0 | 0 | 0 | 0 | 0 | 0 | 0 | 0 | 0 | 0 | 0 | 0 | 0 | 0 | 0 | 0 | 0 | 0 | 0
| Offshore wind | Offshore South |  | 2848.0087 | 4631.3105 | 6292.6489 | 7512.2823 | 9160.4354 | 9160.4354 | 10505.6848 | 13729.2943 | 18060.4627 | 22016.0303 | 22016.0303 | 22016.0303 | 25971.598 | 25971.598 | 25971.598 | 33717.918 | 34541.9946 | 34541.7446 | 34541.9946 | 34541.9946
| Offshore wind | Offshore Irish Sea |  | 1823.1576 | 2594.1118 | 2594.1118 | 5125.356 | 5595.2078 | 5595.2078 | 5595.2078 | 5595.2078 | 5595.2078 | 5595.2078 | 5595.2078 | 5595.2078 | 5595.2078 | 5595.2078 | 5595.2078 | 5595.2078 | 5595.2078 | 5595.2078 | 5595.2078 | 5595.2078
| Offshore wind | Offshore E England |  | 827.0664 | 827.0664 | 827.0664 | 3209.0175 | 3787.9639 | 3787.9639 | 8143.8468 | 13400.313 | 17774.5751 | 22553.1807 | 22553.1807 | 24758.691 | 26964.2013 | 29169.7116 | 36153.8275 | 40932.4332 | 40932.4332 | 40931.9912 | 40931.8034 | 40931.8034
| Offshore wind | Offshore Scotland |  | 33.0827 | 33.0827 | 33.0827 | 33.0827 | 33.0827 | 33.0827 | 33.0827 | 33.0827 | 2845.1083 | 2845.1083 | 2845.1083 | 2845.1083 | 5839.0885 | 7642.3932 | 9908.8551 | 11712.1598 | 20442.1453 | 25880.1067 | 25880.1067 | 25880.1067
| Wave | Offshore South |  | 0 | 0 | 0 | 0 | 0 | 0 | 0 | 0 | 0 | 0 | 0 | 0 | 0 | 0 | 0 | 0 | 0 | 0 | 0 | 0
| Wave | Offshore Irish Sea |  | 0 | 0 | 0 | 0 | 0 | 0 | 0 | 0 | 0 | 0 | 0 | 0 | 0 | 0 | 0 | 0 | 0 | 0 | 0 | 0
| Wave | Offshore E England |  | 0 | 0 | 0 | 0 | 0 | 0 | 0 | 0 | 0 | 0 | 0 | 0 | 0 | 0 | 0 | 0 | 0 | 0 | 0 | 0
| Wave | Offshore Scotland |  | 2.6348e-06 | 2.6348e-06 | 2.6348e-06 | 2.6348e-06 | 2.6348e-06 | 2.6348e-06 | 2.6348e-06 | 500.6196 | 685.0584 | 1185.678 | 1185.678 | 1327.9594 | 1435.9878 | 1515.033 | 1580.904 | 1580.904 | 1844.388 | 2107.872 | 2107.872 | 2107.872
| Tidal Stream | Offshore South |  | 5.2704e-06 | 5.2704e-06 | 5.2704e-06 | 5.2704e-06 | 5.2704e-06 | 5.2704e-06 | 5.2704e-06 | 5.2704e-06 | 5.2704e-06 | 5.2704e-06 | 5.2704e-06 | 5.2704e-06 | 5.2704e-06 | 5.2704e-06 | 5.2704e-06 | 5.2704e-06 | 790.56 | 790.56 | 790.56 | 790.56
| Tidal Stream | Offshore Irish Sea |  | 2.6352e-06 | 2.6352e-06 | 2.6352e-06 | 2.6352e-06 | 2.6352e-06 | 2.6352e-06 | 2.6352e-06 | 2.6352e-06 | 2.6352e-06 | 2.6352e-06 | 2.6352e-06 | 2.6352e-06 | 2.6352e-06 | 2.6352e-06 | 2.6352e-06 | 2.6352e-06 | 2.6352e-06 | 2.6352e-06 | 2.6352e-06 | 2.6352e-06
| Tidal Stream | Offshore E England |  | 0 | 0 | 0 | 0 | 0 | 0 | 0 | 0 | 0 | 0 | 0 | 0 | 0 | 0 | 0 | 0 | 0 | 0 | 0 | 0
| Tidal Stream | Offshore Scotland |  | 70.272 | 70.272 | 70.272 | 70.272 | 317.9808 | 317.9808 | 317.9808 | 317.9808 | 317.9808 | 541.9728 | 541.9728 | 541.9728 | 2310.192 | 2310.192 | 2310.192 | 2310.192 | 2310.192 | 2310.192 | 2310.192 | 2310.192
| Embedded CHP | Embedded |  | 20336.7828 | 21179.6675 | 22022.5521 | 22865.4367 | 23708.3213 | 24551.2059 | 25394.0905 | 26236.9752 | 27079.8598 | 27922.7444 | 28765.629 | 29642.229 | 30518.829 | 31395.429 | 32272.029 | 33148.629 | 34025.229 | 34901.829 | 35778.429 | 36655.029
| Embedded Gas | Embedded |  | 1840.86 | 1840.86 | 1840.86 | 1840.86 | 1840.86 | 1840.86 | 1840.86 | 1840.86 | 1840.86 | 1840.86 | 1840.86 | 1840.86 | 1840.86 | 1840.86 | 1840.86 | 1840.86 | 1840.86 | 1840.86 | 1840.86 | 1840.86
| Embedded offshore wind | Embedded |  | 0 | 0 | 0 | 0 | 0 | 0 | 0 | 0 | 0 | 0 | 0 | 0 | 0 | 0 | 0 | 0 | 0 | 0 | 0 | 0
| Embedded onshore wind | Embedded |  | 2513.5628 | 2513.5628 | 2513.5628 | 2513.5628 | 2513.5628 | 2513.5628 | 2513.5628 | 2513.5628 | 2513.5628 | 2513.5628 | 2513.5628 | 2513.5628 | 2513.5628 | 2513.5628 | 2513.5628 | 2513.5628 | 2513.5628 | 2513.5628 | 2513.5628 | 2513.5628
| Embedded biomass | Embedded |  | 11271.2519 | 11857.9739 | 12583.022 | 13347.8811 | 14224.7116 | 15193.7982 | 16222.156 | 17310.1226 | 18467.1812 | 19660.8214 | 20855.1774 | 22050.2566 | 23246.0661 | 24442.6132 | 25639.9053 | 26837.9498 | 28036.7543 | 29236.3264 | 30436.6737 | 31637.804
| Embedded tidal and wave | Embedded |  | 1.7532 | 71.8812 | 106.9452 | 177.0732 | 305.0568 | 455.4814 | 630.8014 | 825.8098 | 1089.0712 | 1404.6472 | 1685.1592 | 1921.6283 | 2193.5678 | 2506.2982 | 2856.9382 | 3207.5782 | 3558.2182 | 3908.8582 | 4259.4982 | 4610.1382
| Embedded hydro | Embedded |  | 1565.5783 | 1594.5061 | 1623.4339 | 1652.3617 | 1681.2895 | 1710.2173 | 1794.1079 | 1823.0357 | 1851.9635 | 1880.8913 | 1909.8191 | 1938.7469 | 1967.6747 | 1996.6025 | 2025.5303 | 2054.4581 | 2083.3859 | 2112.3137 | 2141.2415 | 2170.1693
Transmission investment | bar: 0 to 10
Modelled investments in the Main Interconnected Transmission System | bar: 0 to 10
| Reinforcement package | Boundaries reinforced | Cost (£m) | 0: Build date
| Beauly-Denny overhead line | B1, B2, B4 | Pre-committed | 0: 2014
| 400kV Ring Kintore Reactive Compensation | B1, B2, B4 | Pre-committed | 0: 2040
| Denny-Kincardine 400kV | B4 | Pre-committed | 0: 2040
| Western HVDC Link | B6, B7a | 866 | 0: 2015
| Anglo-Scottish Series & Shunt Compensation | B5,B6 | 380 | 0: 2014
| Eastern HVDC Link | B2, B4, B5, B6, B7a | 891 | 0: 2018
| Penwortham QBs | B7a | 31 | 0: 2014
| New Hinkley Point - Seabank OHL and associated works | B13 | 628 | 0: 2031
| Reconductoring circuits in East Anglia | EC5 | 93 | 0: 2019
| New OHL & reconductoring work in East Anglia | EC5 | 263 | 0: 2021
| QBs in East Anglia | EC5 | 41 | 0: 2018
| Establish 2nd Pentir-Traw 400kv circuit | NW2 | 185 | 0: 2016
| Series compensation and reconductoring work in North Wales | NW2 | 103 | 0: 2040
| Wylfa-Pembroke 2GW HVDC link | B202,NW2 | 834 | 0: 2040
| Daines 225MVAR MSC DNs | B8,B9 | 5 | 0: 2014
| Sundon and Ratcliffe 225MVAR MSCs | B8,B9 | 10 | 0: 2015
| North London Reinforcements & St John's Wood - Hackney cable | B14 | 474 | 0: 2016
| Turn in Sundon - Cowley circuit at East Claydon | B8,B9, B14 | 52 | 0: 2021
| North East London uprate to 400kV | B15 | 88 | 0: 2040
| East London reinforcements | B15 | 31 | 0: 2014
| East London reconductoring | B15 | 72 | 0: 2040
| Kingsnorth-Cobham reconductoring | B15 | 21 | 0: 2040
| South London reconductoring | B15 | 77 | 0: 2040
| Essex reconductoring | B15 | 36 | 0: 2040
| Tees Crossing refurbishment | B7a | 52 | 0: 2012
| QBs in Sundon-Wymondley circuits | B14 | 31 | 0: 2015
| London MSCs, East End reconductoring | B14 | 46 | 0: 2015
| New reactor at Rayleigh | B15 | 36 | 0: 2040
| Kemsley QBs | B15 | 31 | 0: 2012
| Rowdown, Canterbury, Sellinge and Dungeness reinforcements | B15 | 118 | 0: 2040
| Iver, East Claydon, Grendon & Elstree new MSCs | B8,B9 | 31 | 0: 2015
| Cottam - West Burton reconductoring | B8 | 5 | 0: 2014
| West Weybridge 275kV additional MSC | B9,B14 | 5 | 0: 2018
| Knocknagael | B1 | 43 | 0: 2011
| Beauly-Blackhillock-Kintore | B1 | 88 | 0: 2014
2012
| Hunterston-Kintyre link | B3, B4, B5 | 130 | 0: 2018
| East Coast Upgrade | B2, B4, B5, B6 | 272 | 0: 2022
| Humber - Walpole HVDC | B8, B9, B11 | 595 | 0: 2022
| Caithness - Moray HVDC | B1 | 800 | 0: 2021
2014
| Eastern HVDC Link #2 | B6 | 891 | 0: 2024
2040
| Western HVDC Link #2 | B6, B7a | 866 | 0: 2022
| Elstree London | B14 | 100 | 0: 2040
| West Midlands MSC | B17 | 50 | 0: 2019
| B1 | B1 | 73 | 0: 2023
| B2 | B2 | 73 | 0: 2024
| B3 | B3 | 110 | 0: 2024
| B4 | B4 | 98 | 0: 2024
| B5 | B5 | 98 | 0: 2022
| B6 | B6 | 146 | 0: 2026
| B7a | B7a | 166 | 0: 2024
| B8 | B8 | 117 | 0: 2022
| B9 | B9 | 234 | 0: 2040
| B10 | B10 | 15 | 0: 2040
| B11 | B11 | 200 | 0: 2021
| B12 | B12 | 24 | 0: 2022
| B13 | B13 | 332 | 0: 2040
| B14 | B14 | 50 | 0: 2040
| B15 | B15 | 7 | 0: 2040
| B16 | B16 | 29 | 0: 2021
| B17 | B17 | 100 | 0: 2040
| B201 | B201 | 50 | 0: 2040
| B202 | B202 | 7 | 0: 2040
| EC5 | EC5 | 24 | 0: 2027
| NW2 | NW2 | 49 | 0: 2040
Note: for map of transmission boundaries, see report. Offshore and island links are built as required for specific generation projects | bar: 0 to 10
Other key metrics
| Average (demand-weighted) wholesale price (£/MWh) |  |  | 58.83 | 57.95 | 62.988 | 62.7003 | 62.013 | 79.9045 | 77.8702 | 79.0096 | 77.5046 | 90.2292 | 74.1024 | 76.378 | 77.2748 | 81.196 | 80.6623 | 81.2394 | 81.3615 | 82.9767 | 89.919 | 92.0028
| Demand (TWh) |  |  | 356.3715 | 360.6823 | 362.6573 | 364.1237 | 364.9651 | 365.8053 | 367.297 | 367.7908 | 368.3631 | 368.9556 | 371.4191 | 374.8324 | 378.962 | 383.7213 | 387.4883 | 391.127 | 395.6796 | 400.2653 | 405.5591 | 409.9475
| Renewable share (%) |  |  | 11.39% | 12.76% | 14.07% | 16.12% | 19.48% | 21.73% | 25.14% | 28.42% | 33.26% | 36.52% | 38.83% | 39.73% | 42.92% | 43.59% | 46.15% | 48.92% | 50.78% | 51.89% | 52.72% | 52.79%
| Carbon intensity (g/kWhr) | (excludes embedded CHP) |  | 463.6797 | 462.7991 | 438.1145 | 416.2012 | 376.8663 | 311.4334 | 292.1674 | 273.2858 | 260.1302 | 267.0344 | 213.2348 | 198.5654 | 169.6886 | 147.7118 | 134.1769 | 123.7389 | 117.0271 | 112.5516 | 124.7961 | 124.0732
| Maximum allowed revenue: Transmission Owners (£m) |  |  | 1724.279 | 2120.5352 | 2345.7687 | 2610.3929 | 2804.003 | 2919.7631 | 3128.5798 | 3443.9677 | 3793.2593 | 4187.967 | 4267.3652 | 4410.8486 | 4655.3818 | 4761.1665 | 5100.7534 | 5496.4223 | 5696.7777 | 5819.0753 | 5830.7852 | 5842.036
| Constraint costs (£m) |  |  | 119.8467 | 168.124 | 233.9154 | 227.7628 | 125.9787 | 128.8829 | 369.4344 | 423.9471 | 735.0618 | 714.2672 | 590.2705 | 599.2998 | 800.3008 | 1004.0821 | 1512.0379 | 1594.2392 | 2246.3922 | 2690.4331 | 2824.6486 | 2890.6205
| Transmission losses (£m) |  |  | 418.4094 | 437.5411 | 439.8482 | 457.3851 | 477.6062 | 452.4373 | 504.3562 | 505.4719 | 585.984 | 517.9996 | 737.929 | 768.3692 | 813.9129 | 921.1957 | 971.9834 | 932.4736 | 977.0655 | 1014.8049 | 933.2371 | 962.7581
CfDs by plant type (£/MWh)
| Nuclear | [5 empty] | 93.7364 | 93.7364 | 93.7364 | 92.2946 | 92.2946 | 92.2946 | 89.7142 | 89.7142 | 89.7142 | 84.0432 | 84.0432 | 84.0432 | 80.6827 | 80.6827 | 80.6827 | 79.2041 | 79.2041
| Coal + CCS | [5 empty] | 138.7257 | 138.7257 | 138.7257 | 137.7888 | 137.7888 | 137.7888 | 134.3861 | 134.3861 | 134.3861 | 132.8564 | 132.8564 | 132.8564 | 133.1195 | 133.1195 | 133.1195 | 133.8149 | 133.8149
| CCGT + CCS | [5 empty] | 100.3168 | 100.3168 | 100.3168 | 102.0697 | 102.0697 | 102.0697 | 103.929 | 103.929 | 103.929 | 106.3164 | 106.3164 | 106.3164 | 108.9888 | 108.9888 | 108.9888 | 112.2537 | 112.2537
| Onshore wind | [5 empty] | 94.3994 | 94.3994 | 94.3994 | 90.0437 | 90.0437 | 90.0437 | 88.2195 | 88.2195 | 88.2195 | 87.4886 | 87.4886 | 87.4886 | 86.211 | 86.211 | 86.211 | 85.4355 | 85.4355
| Offshore wind | [5 empty] | 158.9354 | 158.9354 | 158.9354 | 145.1684 | 145.1684 | 145.1684 | 136.7492 | 136.7492 | 136.7492 | 131.6764 | 131.6764 | 131.6764 | 127.7053 | 127.7053 | 127.7053 | 123.9589 | 123.9589
| Wave | [5 empty] | 470.8188 | 470.8188 | 470.8188 | 367.9874 | 367.9874 | 367.9874 | 318.7166 | 318.7166 | 318.7166 | 267.2934 | 267.2934 | 267.2934 | 236.1216 | 236.1216 | 236.1216 | 219.5871 | 219.5871
| Tidal Stream | [5 empty] | 467.933 | 467.933 | 467.933 | 346.1803 | 346.1803 | 346.1803 | 282.7684 | 282.7684 | 282.7684 | 261.0473 | 261.0473 | 261.0473 | 228.8802 | 228.8802 | 228.8802 | 211.107 | 211.107
| Biomass regular | [5 empty] | 121.9777 | 121.9777 | 121.9777 | 119.7527 | 119.7527 | 119.7527 | 118.4206 | 118.4206 | 118.4206 | 117.8946 | 117.8946 | 117.8946 | 117.6051 | 117.6051 | 117.6051 | 117.3695 | 117.3695
| Renewable share - constrained basis (%) |  |  | 11.39% | 12.76% | 14.07% | 16.12% | 19.48% | 21.71% | 25.1% | 28.4% | 33.09% | 36.33% | 38.6% | 39.48% | 42.62% | 43.31% | 45.6% | 48.18% | 49.25% | 49.71% | 50.58% | 50.66%
Note on D181: Used to calculate de-rated capacity margins

## HVDC sensitivity
| Charging scenario | #VALUE!
|  |  |  | 2011 | 2012 | 2013 | 2014 | 2015 | 2016 | 2017 | 2018 | 2019 | 2020 | 2021 | 2022 | 2023 | 2024 | 2025 | 2026 | 2027 | 2028 | 2029 | 2030
#VALUE!
Tariffs
Generation
Transmission investment
Other key metrics
Tariffs
Generator Zonal Tariff/Peak security component of Improved ICRP (£/kW)
Generation - Wider Tariffs
| Zone No. | Zone Name
| 1 | North Scotland |  |  | -0.70653 | -0.408 | -0.31957 | -1.1515 | 0.28218 | 0.67695 | 0.28466 | -0.30594 | -0.80528 | -1.7269 | -1.9466 | -2.9018 | -3.4839 | -3.3138 | -2.9675 | -4.4428 | -4.4428 | -4.7212 | -4.6614
| 2 | Peterhead |  |  | 0.7804 | 1.3257 | 1.1863 | 0.1747 | 1.6244 | 1.983 | 0.39512 | -0.097403 | -0.65291 | -1.534 | -1.7416 | -2.6964 | -3.2995 | -3.1017 | -2.5251 | -4.2672 | -4.2672 | -4.6652 | -4.5881
| 3 | Western Highland & Skye |  |  | -1.4301 | -0.52941 | -0.48522 | -1.1385 | 0.28756 | 0.63328 | 0.19666 | -0.38818 | -0.90393 | -1.8084 | -2.0313 | -2.9983 | -3.5722 | -3.4191 | -3.0622 | -4.5154 | -4.5154 | -4.8259 | -4.7803
| 4 | Central Highlands |  |  | -1.187 | -0.63231 | -0.58012 | -1.4881 | -0.022827 | 0.29681 | -0.13567 | -0.50461 | -0.95223 | -1.8434 | -2.073 | -3.0015 | -3.5459 | -3.481 | -3.0892 | -4.8802 | -4.8802 | -4.9235 | -4.7456
| 5 | Argyll |  |  | -1.4458 | -0.45386 | -0.43978 | -1.3946 | 0.080668 | 0.39835 | 0.12856 | -0.66946 | -0.97226 | -1.9099 | -2.1489 | -2.9236 | -3.4174 | -3.5228 | -3.0998 | -4.7071 | -4.7071 | -4.7563 | -4.6633
| 6 | Stirlingshire |  |  | -0.47335 | -0.085661 | -0.072079 | -0.87707 | 0.46502 | 0.73147 | 0.34462 | -0.16098 | -0.78035 | -1.7472 | -1.9778 | -3.0246 | -3.6094 | -3.3683 | -3.0354 | -4.5501 | -4.5501 | -4.8532 | -4.7771
| 7 | South Scotland |  |  | -0.70074 | -0.11068 | -0.10235 | -0.035218 | 0.97638 | 1.1532 | 1.3117 | 1.2006 | 0.71501 | -0.27088 | -0.4699 | -1.335 | -2.0199 | -1.8744 | -1.4804 | -3.1027 | -3.1027 | -4.8469 | -4.7703
| 8 | Auchencrosh |  |  | -1.435 | -0.48917 | -0.47291 | -1.2208 | 0.28531 | 0.64567 | 0.22681 | -0.6259 | -1.0374 | -1.9566 | -2.2017 | -3.0591 | -3.579 | -3.5718 | -3.1709 | -4.7699 | -4.7699 | -4.7665 | -4.6726
| 9 | Humber & Lancashire |  |  | -0.002346 | 0.46911 | 0.57456 | 0.37416 | 1.3734 | 1.5964 | 1.6247 | 1.0651 | 1.3651 | 0.19205 | 0.13727 | -0.72583 | -1.4581 | -1.4939 | -1.2094 | -3.182 | -3.182 | -3.2023 | -3.1214
| 10 | North East England |  |  | -0.1626 | 0.42065 | 0.36602 | 0.37046 | 1.4778 | 1.6585 | 1.6623 | 1.104 | 1.0857 | -0.04809 | -0.13238 | -1.086 | -1.7728 | -1.6927 | -1.318 | -2.9278 | -2.9278 | -3.6325 | -3.5489
| 11 | Anglesey |  |  | 1.6614 | 1.8601 | 1.98 | 1.6028 | 2.3704 | 2.5396 | 2.3936 | 1.7746 | -1.1017 | -1.7143 | -2.205 | -3.3304 | -4.0562 | -4.0865 | -3.6026 | -5.1547 | -5.1547 | -5.3316 | -5.269
| 12 | Dinorwig |  |  | 1.6614 | 2.2133 | 2.3331 | 1.9559 | 2.7235 | 2.8928 | 2.7468 | 2.1278 | -1.1017 | -1.7143 | -2.205 | -3.3304 | -4.0562 | -4.0865 | -3.6026 | -5.1547 | -5.1547 | -5.3316 | -5.269
| 13 | South Yorks & North Wales |  |  | 0.048286 | 0.37413 | 0.50488 | 0.30472 | 1.0525 | 1.0472 | 1.2299 | 1.0541 | 1.2 | 0.33814 | 0.56736 | -0.10717 | -0.93422 | -0.90157 | -0.76213 | -1.1263 | -1.1263 | -1.1209 | -1.0891
| 14 | Midlands |  |  | -0.77969 | -0.49722 | -0.42979 | -0.44167 | -0.26135 | -0.25168 | -0.23793 | -0.30635 | -0.30363 | -0.66048 | 0.48387 | 0.50847 | 0.41801 | 0.81359 | 0.50848 | 2.5257 | 2.5257 | 2.7782 | 2.6933
| 15 | South Wales & Gloucester |  |  | 4.4609 | 4.6439 | 5.0059 | 4.7983 | 4.0473 | 4.0303 | 4.0446 | 4.2354 | 4.4453 | 5.6806 | 4.1797 | 3.0338 | 2.5648 | 2.0446 | 2.6411 | 2.3398 | 2.3398 | 1.5287 | 1.5368
| 16 | Central London |  |  | -0.019092 | -2.1542 | -2.6114 | -2.0339 | -4.178 | -4.2486 | -4.1878 | -4.7465 | -4.5512 | -1.74 | -1.032 | -0.3233 | 1.2043 | 1.344 | 0.031694 | 1.7639 | 1.7639 | 2.2334 | 2.2065
| 17 | South East |  |  | -0.9064 | -2.7486 | -3.6551 | -3.183 | -5.6697 | -5.6923 | -5.5843 | -4.097 | -3.6464 | -2.1562 | -1.1424 | 1.8471 | 3.293 | 3.4357 | 1.9643 | 3.6085 | 3.6085 | 3.9431 | 3.9015
| 18 | Oxon & South Coast |  |  | -0.74051 | -0.51922 | -0.41596 | -0.41741 | -2.6648 | -2.7626 | -2.678 | -2.3171 | -2.2299 | -0.48859 | -1.1525 | -1.4493 | -1.7334 | -1.591 | -1.1404 | -1.4305 | -1.4305 | -1.008 | -1.0117
| 19 | Wessex |  |  | 0.61135 | 0.56955 | 0.57887 | 0.58849 | -2.8261 | -2.9208 | -2.8411 | -0.86821 | -0.72604 | 0.93333 | 0.19718 | 0.0078872 | 0.68173 | 0.24732 | 0.70512 | 0.72261 | 0.72261 | 0.44871 | 0.44604
| 20 | Peninsula |  |  | 1.0762 | 1.1335 | 1.1745 | 1.1465 | -2.3815 | -3.3605 | -3.333 | -1.2409 | -1.1147 | 0.52195 | -0.16538 | -0.50173 | -0.068075 | -0.84135 | -0.32297 | -0.34756 | -0.34756 | -0.68998 | -0.69125
Year Round component of Improved ICRP (£/kW)
Generation - Wider Tariffs
| Zone No. | Zone Name
| 1 | North Scotland |  |  | 20.6307 | 19.2823 | 19.2278 | 21.5386 | 20.8303 | 20.3173 | 24.0722 | 24.133 | 41.9858 | 43.1894 | 43.118 | 44.2417 | 46.1389 | 46.1786 | 47.1851 | 46.2049 | 46.8421 | 46.4761 | 46.3922
| 2 | Peterhead |  |  | 16.2667 | 15.3368 | 15.2739 | 17.047 | 16.5721 | 16.4631 | 21.1555 | 21.5531 | 16.6814 | 17.093 | 17.0108 | 17.5026 | 19.0859 | 18.8701 | 19.2827 | 18.2657 | 17.9584 | 17.5106 | 17.4152
| 3 | Western Highland & Skye |  |  | 22.062 | 17.4379 | 17.3247 | 19.6688 | 19.1712 | 19.0051 | 22.5672 | 23.1139 | 34.2805 | 34.7546 | 34.7027 | 35.2066 | 37.2292 | 37.1048 | 37.3383 | 36.4965 | 36.1987 | 35.8941 | 35.8304
| 4 | Central Highlands |  |  | 16.8564 | 15.8142 | 15.6338 | 18.0659 | 17.5763 | 17.3945 | 19.5852 | 19.5707 | 21.6739 | 22.044 | 21.9826 | 22.4949 | 24.5499 | 24.4229 | 24.742 | 24.2293 | 23.924 | 23.5659 | 23.3383
| 5 | Argyll |  |  | 14.0359 | 14.0889 | 13.7874 | 16.5076 | 16.0079 | 15.8673 | 17.3768 | 17.4081 | 18.8999 | 19.1917 | 19.1345 | 19.6047 | 22.2366 | 22.4046 | 23.1203 | 22.4646 | 22.1577 | 22.0553 | 21.9365
| 6 | Stirlingshire |  |  | 11.9198 | 11.7211 | 11.5735 | 13.9531 | 13.362 | 13.1209 | 14.6385 | 14.9138 | 15.6234 | 15.8029 | 15.764 | 15.3674 | 17.6438 | 17.3801 | 17.6417 | 16.8272 | 16.5099 | 16.2612 | 16.1648
| 7 | South Scotland |  |  | 10.0794 | 9.721 | 9.6304 | 11.8365 | 11.0119 | 10.7187 | 11.3282 | 10.9544 | 10.9404 | 11.2582 | 11.2009 | 11.6933 | 14.5847 | 14.382 | 14.697 | 13.8272 | 13.517 | 12.7751 | 12.6782
| 8 | Auchencrosh |  |  | 14.184 | 13.1392 | 12.9879 | 15.2102 | 14.829 | 14.5226 | 14.7912 | 14.9338 | 15.6574 | 15.9041 | 15.8438 | 16.2995 | 18.3136 | 18.1265 | 18.4596 | 17.6449 | 17.3321 | 17.411 | 17.3126
| 9 | Humber & Lancashire |  |  | 2.6085 | 2.0521 | 2.0095 | 1.7244 | 0.78399 | 0.69457 | 0.33139 | 0.7432 | -0.65582 | 0.051657 | 0.09842 | 1.2332 | 1.1308 | 1.2997 | 1.1936 | 0.32893 | 0.083439 | -0.70672 | -0.80041
| 10 | North East England |  |  | 4.719 | 4.516 | 4.2803 | 4.6817 | 3.6408 | 3.2565 | 1.8592 | 2.2284 | 1.1325 | 1.574 | 1.403 | 1.9814 | -0.71743 | 4.237 | 4.7744 | 3.8456 | 3.489 | 2.2802 | 2.1431
| 11 | Anglesey |  |  | 1.3995 | 0.24332 | 0.17389 | -1.5614 | -2.2174 | -2.515 | -2.5907 | -2.5605 | 0.082094 | 0.10799 | 0.19939 | 0.2986 | -0.1988 | -0.54584 | -0.24513 | -1.2091 | -1.5164 | -1.3685 | -1.48
| 12 | Dinorwig |  |  | 0.69318 | 0.24332 | 0.17389 | -1.5614 | -2.2174 | -2.515 | -2.5907 | -2.5605 | -0.62424 | -0.59834 | -0.50694 | -0.40774 | -0.90513 | -1.2522 | -0.95146 | -1.9155 | -2.2228 | -2.0749 | -2.1864
| 13 | South Yorks & North Wales |  |  | 0.14628 | -0.3265 | -0.38332 | -1.1373 | -2.3259 | -2.4284 | -2.7349 | -2.8415 | -3.9363 | -3.1259 | -3.6096 | -2.974 | -3.9075 | -4.2494 | -4.1023 | -4.8658 | -5.1716 | -5.4566 | -5.5719
| 14 | Midlands |  |  | -1.1908 | -1.4 | -1.419 | -1.9549 | -2.5311 | -2.5527 | -2.733 | -3.0216 | -4.0942 | -3.3412 | -3.9867 | -3.8751 | -4.4403 | -4.5506 | -4.6569 | -4.4036 | -4.702 | -4.8795 | -5.143
| 15 | South Wales & Gloucester |  |  | -6.216 | -6.4748 | -6.1475 | -7.1761 | -6.1779 | -6.3781 | -6.4241 | -6.8998 | -7.4777 | -7.4469 | -7.2354 | -7.9001 | -8.7231 | -8.9131 | -8.2307 | -8.9166 | -9.218 | -8.4436 | -8.6115
| 16 | Central London |  |  | -9.768 | -7.9997 | -8.015 | -8.7179 | -6.5809 | -6.6079 | -6.8324 | -7.3178 | -8.2773 | -9.314 | -9.5967 | -11.2694 | -10.395 | -10.928 | -12.2607 | -11.2203 | -11.5277 | -11.751 | -11.954
| 17 | South East |  |  | -2.6587 | -1.0441 | -1.3045 | -1.7589 | 0.030339 | -0.035499 | -0.17396 | -0.97881 | -2.1192 | -2.9167 | -3.1545 | -5.6133 | -4.9797 | -5.656 | -5.9322 | -5.2205 | -5.5136 | -5.7036 | -5.9115
| 18 | Oxon & South Coast |  |  | -5.739 | -5.8002 | -5.6491 | -6.5987 | -5.1926 | -5.3664 | -5.3598 | -6.0349 | -6.8184 | -7.0825 | -5.5985 | -5.963 | -6.4167 | -7.0654 | -6.8456 | -7.2047 | -7.5064 | -7.4967 | -7.6777
| 19 | Wessex |  |  | -8.2222 | -7.8991 | -7.7598 | -8.7505 | -6.1965 | -6.4371 | -6.4084 | -5.7223 | -6.4568 | -6.1902 | -5.2654 | -5.917 | -5.7374 | -5.7401 | -5.8084 | -6.3461 | -6.6494 | -6.1776 | -6.3517
| 20 | Peninsula |  |  | -10.5625 | -10.3131 | -10.1768 | -11.1731 | -7.9762 | -7.4269 | -6.0267 | -4.1091 | -4.8295 | -4.3221 | -3.7125 | -4.3089 | -3.8358 | -3.6005 | -3.6546 | -4.1907 | -4.4919 | -4.0219 | -4.1954
|  | Residual |  |  | 4.2775 | 4.6652 | 4.7626 | 1.5024 | 1.0975 | 0.76477 | 0.78683 | 0.42747 | 0.52565 | 0.53795 | 0.50864 | -0.55328 | -0.68488 | -0.9178 | -1.3991 | -1.6568 | -1.6576 | -1.6918 | -1.6909
Final Variable Tariff (£/MWh)
Generation - constant tariff under Socialised charging
Demand - constant tariff under Socialised charging
Demand HH Zonal Tariff (£/kW)
Demand tariffs
| Zone No. | Zone Name.
| 1 | Northern Scotland |  |  | 10.8751 | 14.9032 | 16.727 | 22.6965 | 24.4358 | 26.5717 | 25.2719 | 28.2546 | 32.7901 | 34.8175 | 35.865 | 39.3174 | 39.3839 | 40.6735 | 42.5362 | 44.8974 | 45.1496 | 45.7206 | 45.7346
| 2 | Southern Scotland |  |  | 15.4877 | 18.1408 | 19.7253 | 25.3917 | 27.2521 | 29.5213 | 30.8982 | 34.1125 | 35.3339 | 37.5136 | 38.5574 | 42.0418 | 41.7138 | 43.0339 | 44.6466 | 47.1446 | 47.3968 | 47.6868 | 47.7025
| 3 | Northern |  |  | 20.8525 | 23.363 | 25.257 | 32.306 | 34.8253 | 37.3625 | 40.4029 | 43.4597 | 46.5277 | 48.7827 | 49.8166 | 53.1775 | 55.9061 | 57.0435 | 58.6302 | 61.2414 | 61.4936 | 63.1098 | 63.1145
| 4 | North West |  |  | 24.0495 | 26.8064 | 28.4206 | 36.4618 | 38.9517 | 41.4556 | 43.8517 | 47.2001 | 50.321 | 52.5643 | 53.6792 | 56.8155 | 59.4027 | 60.9439 | 62.4142 | 65.0307 | 65.2829 | 66.1371 | 66.1617
| 5 | Yorkshire |  |  | 24.5647 | 27.4694 | 29.0008 | 37.0349 | 39.8738 | 42.4056 | 44.8046 | 48.0202 | 50.7446 | 53.0307 | 54.0203 | 57.3802 | 60.5787 | 62.1736 | 63.7774 | 66.4626 | 66.7148 | 67.3481 | 67.3494
| 6 | N Wales & Mersey |  |  | 24.6791 | 27.4719 | 28.991 | 38.1351 | 40.6524 | 43.1636 | 45.3977 | 49.047 | 52.257 | 54.4218 | 55.5807 | 59.1653 | 61.7095 | 63.3095 | 64.8216 | 67.4732 | 67.7254 | 68.0753 | 68.1167
| 7 | East Midlands |  |  | 27.2482 | 30.2314 | 31.642 | 39.6373 | 42.692 | 45.2277 | 47.3227 | 50.556 | 52.9466 | 55.0374 | 55.9434 | 59.0821 | 62.8094 | 64.4411 | 65.9356 | 68.1502 | 68.4024 | 68.4963 | 68.5379
| 8 | Midlands |  |  | 28.308 | 31.1527 | 32.5004 | 41.0057 | 43.7707 | 46.3174 | 48.4037 | 51.8194 | 54.2532 | 56.1708 | 57.5685 | 61.3355 | 64.4683 | 66.1595 | 67.5017 | 69.6669 | 69.9191 | 70.1118 | 70.194
| 9 | Eastern |  |  | 28.2029 | 31.2996 | 33.0217 | 40.7759 | 44.2954 | 46.7863 | 48.8361 | 51.6699 | 53.7565 | 54.7224 | 54.9943 | 57.5383 | 59.6393 | 61.0673 | 63.7296 | 63.4626 | 63.7148 | 63.4711 | 63.7627
| 10 | South Wales |  |  | 26.6563 | 29.814 | 30.5045 | 38.8866 | 41.3926 | 43.9947 | 45.9371 | 49.0998 | 50.7545 | 51.148 | 53.2769 | 58.8262 | 61.8682 | 63.832 | 65.3794 | 66.4971 | 66.7493 | 66.6033 | 66.7542
| 11 | South East |  |  | 32.4679 | 35.1371 | 36.8436 | 44.8184 | 47.9801 | 50.6364 | 52.4826 | 55.5249 | 57.5748 | 58.5967 | 58.7922 | 62.3777 | 62.094 | 64.2335 | 66.6267 | 65.3275 | 65.5797 | 65.1752 | 65.3973
| 12 | London |  |  | 33.5202 | 36.8018 | 40.0065 | 46.5204 | 50.8482 | 53.3199 | 55.4057 | 57.8251 | 59.894 | 60.8394 | 61.1645 | 63.0474 | 61.214 | 62.7822 | 68.7068 | 65.08 | 65.3322 | 64.9884 | 65.2279
| 13 | Southern |  |  | 33.1724 | 35.8663 | 36.99 | 45.4675 | 48.6112 | 51.2479 | 53.1554 | 55.8927 | 57.8777 | 57.8839 | 58.2146 | 61.8625 | 63.2678 | 65.0967 | 67.0155 | 67.7042 | 67.9564 | 67.69 | 67.874
| 14 | South Western |  |  | 32.6309 | 35.4815 | 36.6437 | 44.9692 | 47.7997 | 50.4523 | 51.8715 | 52.5496 | 54.4558 | 54.1338 | 55.3591 | 59.2803 | 60.0404 | 61.8815 | 63.3422 | 64.1904 | 64.4426 | 64.1833 | 64.3494
Demand NHH Zonal Tariff (p/kWh)
| Zone No. | Zone Name.
| 1 | Northern Scotland |  |  | 1.6836 | 2.2127 | 2.4563 | 3.2855 | 3.5362 | 3.8296 | 3.7014 | 4.1042 | 4.6712 | 4.9394 | 5.0771 | 5.5388 | 5.5671 | 5.7414 | 6.0006 | 6.2879 | 6.3175 | 6.3843 | 6.3859
| 2 | Southern Scotland |  |  | 1.739 | 2.1045 | 2.3303 | 3.0556 | 3.2768 | 3.5933 | 3.7626 | 4.2364 | 4.4049 | 4.7444 | 4.907 | 5.4253 | 5.2955 | 5.4864 | 5.6813 | 6.1519 | 6.203 | 6.2654 | 6.2687
| 3 | Northern |  |  | 2.7004 | 3.0303 | 3.3075 | 4.2721 | 4.6108 | 4.9689 | 5.4426 | 5.8743 | 6.3804 | 6.7242 | 6.8803 | 7.3615 | 7.8034 | 7.9554 | 8.1414 | 8.6173 | 8.6666 | 8.9723 | 8.9734
| 4 | North West |  |  | 3.3435 | 3.7246 | 3.9542 | 5.1276 | 5.4649 | 5.8237 | 6.1876 | 6.685 | 7.2224 | 7.5745 | 7.7511 | 8.1991 | 8.6307 | 8.8633 | 9.0247 | 9.5271 | 9.5793 | 9.7538 | 9.7589
| 5 | Yorkshire |  |  | 3.3766 | 3.7793 | 3.9881 | 5.1485 | 5.5478 | 5.9072 | 6.2715 | 6.7388 | 7.2091 | 7.5724 | 7.7248 | 8.212 | 8.7775 | 9.0207 | 9.1953 | 9.7354 | 9.7908 | 9.9301 | 9.9307
| 6 | N Wales & Mersey |  |  | 3.6032 | 4.0079 | 4.2279 | 5.639 | 5.9986 | 6.3706 | 6.7102 | 7.2748 | 7.819 | 8.1589 | 8.3444 | 8.8911 | 9.3104 | 9.5581 | 9.7478 | 10.2344 | 10.2834 | 10.354 | 10.3619
| 7 | East Midlands |  |  | 3.9666 | 4.3894 | 4.5751 | 5.739 | 6.1872 | 6.5509 | 6.8558 | 7.3315 | 7.738 | 8.0647 | 8.2013 | 8.6475 | 9.3297 | 9.5832 | 9.7362 | 10.1855 | 10.2417 | 10.2707 | 10.2797
| 8 | Midlands |  |  | 4.2224 | 4.625 | 4.8044 | 6.0828 | 6.4781 | 6.8493 | 7.1561 | 7.6724 | 8.0805 | 8.3722 | 8.6068 | 9.1846 | 9.7292 | 9.9942 | 10.1318 | 10.5512 | 10.6042 | 10.65 | 10.6666
| 9 | Eastern |  |  | 4.0521 | 4.4895 | 4.7342 | 5.8266 | 6.3496 | 6.6981 | 6.9876 | 7.3769 | 7.701 | 7.8052 | 7.8197 | 8.1483 | 8.4737 | 8.679 | 9.0634 | 9.0062 | 9.0556 | 9.0169 | 9.0713
| 10 | South Wales |  |  | 3.7328 | 4.1786 | 4.2156 | 5.423 | 5.7483 | 6.1149 | 6.3805 | 6.8281 | 7.0738 | 7.0511 | 7.428 | 8.3432 | 8.8641 | 9.176 | 9.3372 | 9.5502 | 9.6042 | 9.5839 | 9.6144
| 11 | South East |  |  | 4.8565 | 5.2207 | 5.4649 | 6.6085 | 7.0683 | 7.4508 | 7.7062 | 8.1387 | 8.4554 | 8.5752 | 8.5792 | 9.1041 | 8.9964 | 9.3323 | 9.6705 | 9.4282 | 9.4763 | 9.4087 | 9.4492
| 12 | London |  |  | 5.4481 | 5.9338 | 6.5387 | 7.3397 | 8.0925 | 8.4357 | 8.7365 | 9.0166 | 9.3747 | 9.4363 | 9.4352 | 9.5712 | 8.989 | 9.2342 | 10.4154 | 9.5275 | 9.5938 | 9.5258 | 9.5839
| 13 | Southern |  |  | 5.2183 | 5.589 | 5.7212 | 6.9974 | 7.4687 | 7.8581 | 8.1287 | 8.5091 | 8.8312 | 8.7361 | 8.7571 | 9.3134 | 9.516 | 9.8108 | 10.0595 | 10.1895 | 10.244 | 10.1984 | 10.2361
| 14 | South Western |  |  | 4.7749 | 5.1637 | 5.3065 | 6.4872 | 6.8784 | 7.2519 | 7.4267 | 7.4327 | 7.7166 | 7.5973 | 7.7836 | 8.356 | 8.4365 | 8.7118 | 8.8782 | 9.0215 | 9.0682 | 9.028 | 9.0575
Offshore and island tariffs (£/kW) |  | Local tariff
| Argyll Array | 23.2366
| Beatrice | 29.6832
| Docking Shoal Windfarm | 32.9065
| Forth Array | 33.6801
| Greater Gabbard Extension | 43.2211
| Gwynt Y Mor | 49.2289
| Humber Gateway Stage 1 + 2 | 67.4963
| Inch Cape | 30.3279
| London Array | 70.039
| Neart na Gaoithe | 29.6832
| R3 Bristol Channel | 31.0716
| R3 Dogger Bank | 126.5409
| R3 Firth of Forth | 59.9009
| R3 Hastings | 28.1887
| R3 Hornsea | 72.3751
| R3 Irish Sea | 38.1126
| R3 Moray Firth | 32.4577
| R3 Norfolk | 47.3713
| R3 West of Isle of Wight | 29.0758
| Race Bank Windfarm | 77.2976
| Triton Knoll | 41.2871
| West of Duddon Sands | 60.8048
| Westernmost Rough | 25.1706
| Island Wind - Zone S Orkney | 52.374
| Island Wind - Zone S Shetland | 56.5639
| Island Wind - Zone S Western Isles | 67.0387
Improved ICRP Peak Security weighting by plant type - from Transport Model
| Generation type | Peak Security
| Interconnector | 0%
| Offshore wind | 0%
| Onshore wind | 0%
| Tidal Stream | 0%
| Wave | 0%
| CCGT + CCS | 100%
| Coal + CCS | 100%
| Nuclear | 100%
| OCGT | 100%
| Oil | 100%
| PS | 100%
| Biomass regular | 100%
| CCGT | 100%
| CHP | 100%
| Coal | 100%
| Hydro | 100%
Calculator to estimate indicative wider tariffs for a generator in each zone under Improved ICRP:
Change these cells:
| Use of network at peak | 100%
| Annual load factor | 70%
| Wider tariffs (given assumptions above) (£/kW) | Zone Name
|  | North Scotland |  |  | 18.0124 | 17.7548 | 17.9025 | 15.4278 | 15.9609 | 15.6639 | 17.922 | 17.0147 | 29.1104 | 29.0436 | 28.7446 | 27.5141 | 28.1284 | 28.0934 | 28.6629 | 26.2439 | 26.6891 | 26.1203 | 26.1222
|  | Peterhead |  |  | 16.4446 | 16.7266 | 16.6406 | 13.61 | 14.3223 | 14.2719 | 15.9908 | 15.4173 | 11.5497 | 10.969 | 10.6746 | 9.0022 | 9.3758 | 9.1896 | 9.5736 | 6.8621 | 6.6462 | 5.9004 | 5.9116
|  | Western Highland & Skye |  |  | 18.2908 | 16.3423 | 16.4047 | 14.132 | 14.8049 | 14.7016 | 16.7805 | 16.219 | 23.6181 | 23.0578 | 22.7693 | 21.0931 | 21.8034 | 21.6365 | 21.6755 | 19.3754 | 19.1661 | 18.6081 | 18.6101
|  | Central Highlands |  |  | 14.89 | 15.1028 | 15.1261 | 12.6604 | 13.3781 | 13.2377 | 14.3608 | 13.6224 | 14.7452 | 14.1253 | 13.8235 | 12.1916 | 12.9542 | 12.6972 | 12.8311 | 10.4236 | 10.2091 | 9.8809 | 9.9003
|  | Argyll |  |  | 12.6568 | 14.0735 | 13.974 | 11.663 | 12.3837 | 12.2702 | 13.0791 | 11.9437 | 12.7833 | 12.0622 | 11.7539 | 10.2463 | 11.4634 | 11.2426 | 11.6853 | 9.3613 | 9.1457 | 8.9906 | 9.0013
|  | Stirlingshire |  |  | 12.148 | 12.7843 | 12.792 | 10.3925 | 10.9159 | 10.6809 | 11.3784 | 10.7061 | 10.6817 | 9.8528 | 9.5657 | 7.1793 | 8.0564 | 7.88 | 7.9146 | 5.5722 | 5.3494 | 4.8379 | 4.8474
|  | South Scotland |  |  | 10.6323 | 11.3592 | 11.4015 | 9.7527 | 9.7822 | 9.4211 | 10.0283 | 9.2961 | 8.8989 | 8.1478 | 7.8794 | 6.297 | 7.5045 | 7.2752 | 7.4083 | 4.9196 | 4.7016 | 2.4039 | 2.4135
|  | Auchencrosh |  |  | 12.7713 | 13.3735 | 13.3813 | 10.9287 | 11.7631 | 11.5762 | 11.3674 | 10.2552 | 10.4485 | 9.7142 | 9.3975 | 7.7973 | 8.5556 | 8.1989 | 8.3517 | 5.9248 | 5.7051 | 5.7294 | 5.7553
|  | Humber & Lancashire |  |  | 6.1011 | 6.5708 | 6.7438 | 3.0836 | 3.0197 | 2.8474 | 2.6435 | 2.0128 | 1.4317 | 0.76616 | 0.7148 | -0.41587 | -1.3514 | -1.5019 | -1.773 | -4.6085 | -4.7811 | -5.3889 | -5.3726
|  | North East England |  |  | 7.4182 | 8.247 | 8.1249 | 5.15 | 5.1238 | 4.7029 | 3.7506 | 3.0914 | 2.4041 | 1.5917 | 1.3584 | -0.25227 | -2.9599 | 0.35546 | 0.62488 | -1.8926 | -2.143 | -3.7281 | -3.7397
|  | Anglesey |  |  | 6.9186 | 6.6956 | 6.8643 | 2.0121 | 1.9156 | 1.5439 | 1.3669 | 0.40972 | -0.51857 | -1.1008 | -1.5568 | -3.6746 | -4.8802 | -5.3864 | -5.1733 | -7.6579 | -7.8738 | -7.9813 | -7.9959
|  | Dinorwig |  |  | 6.4241 | 7.0488 | 7.2175 | 2.3653 | 2.2688 | 1.8971 | 1.7201 | 0.76289 | -1.013 | -1.5952 | -2.0513 | -4.1691 | -5.3747 | -5.8808 | -5.6677 | -8.1523 | -8.3682 | -8.4758 | -8.4903
|  | South Yorks & North Wales |  |  | 4.4282 | 4.8108 | 4.9992 | 1.011 | 0.52181 | 0.11207 | 0.10231 | -0.50754 | -1.0298 | -1.3121 | -1.4507 | -2.7423 | -4.3544 | -4.794 | -5.0329 | -6.1891 | -6.4039 | -6.6324 | -6.6804
|  | Midlands |  |  | 2.6642 | 3.188 | 3.3395 | -0.30775 | -0.93563 | -1.2738 | -1.3642 | -1.994 | -2.6439 | -2.4614 | -1.7982 | -2.7574 | -3.3751 | -3.2896 | -4.1505 | -2.2136 | -2.4233 | -2.3293 | -2.5977
|  | South Wales & Gloucester |  |  | 4.3872 | 4.7767 | 5.4652 | 1.2773 | 0.8203 | 0.33044 | 0.33452 | -0.16694 | -0.26341 | 1.0057 | -0.37648 | -3.0496 | -4.2262 | -5.1124 | -4.5195 | -5.5586 | -5.7703 | -6.0736 | -6.1822
|  | Central London |  |  | -2.5792 | -3.0888 | -3.4592 | -6.6341 | -7.6872 | -8.1094 | -8.1836 | -9.4415 | -9.8197 | -7.7219 | -7.2411 | -8.7652 | -6.757 | -7.2234 | -9.9499 | -7.7471 | -7.963 | -7.6841 | -7.8522
|  | South East |  |  | 1.51 | 1.1857 | 0.19436 | -2.9119 | -4.551 | -4.9524 | -4.9192 | -4.3547 | -4.6042 | -3.6599 | -2.8419 | -2.6354 | -0.87765 | -1.4413 | -3.5874 | -1.7026 | -1.9085 | -1.7412 | -1.9274
|  | Oxon & South Coast |  |  | -0.48032 | 0.085833 | 0.39229 | -3.5341 | -5.2021 | -5.7543 | -5.643 | -6.114 | -6.4771 | -4.9084 | -4.5628 | -6.1766 | -6.9099 | -7.4546 | -7.3315 | -8.1306 | -8.3426 | -7.9476 | -8.0771
|  | Wessex |  |  | -0.86668 | -0.29466 | -0.090382 | -4.0345 | -6.0661 | -6.662 | -6.5401 | -4.4463 | -4.7201 | -2.8619 | -2.98 | -4.6873 | -4.0194 | -4.6885 | -4.7599 | -5.3764 | -5.5895 | -5.5674 | -5.691
|  | Peninsula |  |  | -2.0401 | -1.4205 | -1.1866 | -5.1722 | -6.8673 | -7.7945 | -6.7648 | -3.6898 | -3.9697 | -1.9655 | -2.2555 | -4.0712 | -3.438 | -4.2795 | -4.2804 | -4.9378 | -5.1494 | -5.1971 | -5.3189
Generation
Capacity mix (MW) |  |  | De-rating factor
| CHP | S England & S Wales | 0.9 | 158 | 158 | 158 | 158 | 158 | 158 | 158 | 158 | 158 | 158 | 158 | 158 | 158 | 158 | 158 | 158 | 158 | 158 | 158 | 158
| CHP | Midlands & N Wales | 0.9 | 428 | 428 | 428 | 428 | 428 | 428 | 428 | 428 | 428 | 428 | 428 | 428 | 428 | 428 | 428 | 428 | 428 | 428 | 428 | 428
| CHP | N England | 0.9 | 1373 | 1373 | 1373 | 1373 | 1373 | 1373 | 1373 | 1373 | 1373 | 1373 | 1373 | 1373 | 1373 | 1373 | 1373 | 1373 | 1373 | 1373 | 1373 | 1373
| CHP | S Scotland | 0.9 | 120 | 120 | 120 | 120 | 120 | 120 | 120 | 120 | 120 | 120 | 120 | 120 | 120 | 120 | 120 | 120 | 120 | 120 | 120 | 120
| CHP | N Scotland | 0.9 | 22 | 22 | 22 | 22 | 22 | 22 | 22 | 22 | 22 | 22 | 22 | 22 | 22 | 22 | 22 | 22 | 22 | 22 | 22 | 22
| Oil | S England & S Wales | 0.9 | 3442 | 3442 | 3442 | 3442 | 3442 | 3e-06 | 3e-06 | 3e-06 | 3e-06 | 3e-06 | 3e-06 | 3e-06 | 3e-06 | 3e-06 | 3e-06 | 3e-06 | 3e-06 | 3e-06 | 3e-06 | 3e-06
| Oil | Midlands & N Wales | 0.9 | 0 | 0 | 0 | 0 | 0 | 0 | 0 | 0 | 0 | 0 | 0 | 0 | 0 | 0 | 0 | 0 | 0 | 0 | 0 | 0
| Oil | N England | 0.9 | 0 | 0 | 0 | 0 | 0 | 0 | 0 | 0 | 0 | 0 | 0 | 0 | 0 | 0 | 0 | 0 | 0 | 0 | 0 | 0
| Oil | S Scotland | 0.9 | 0 | 0 | 0 | 0 | 0 | 0 | 0 | 0 | 0 | 0 | 0 | 0 | 0 | 0 | 0 | 0 | 0 | 0 | 0 | 0
| Oil | N Scotland | 0.9 | 0 | 0 | 0 | 0 | 0 | 0 | 0 | 0 | 0 | 0 | 0 | 0 | 0 | 0 | 0 | 0 | 0 | 0 | 0 | 0
| Hydro | S England & S Wales | 0.7 | 0 | 0 | 0 | 0 | 0 | 0 | 0 | 0 | 0 | 0 | 0 | 0 | 0 | 0 | 0 | 0 | 0 | 0 | 0 | 0
| Hydro | Midlands & N Wales | 0.7 | 0 | 0 | 0 | 0 | 0 | 0 | 0 | 0 | 0 | 0 | 0 | 0 | 0 | 0 | 0 | 0 | 0 | 0 | 0 | 0
| Hydro | N England | 0.7 | 0 | 0 | 0 | 0 | 0 | 0 | 0 | 0 | 0 | 0 | 0 | 0 | 0 | 0 | 0 | 0 | 0 | 0 | 0 | 0
| Hydro | S Scotland | 0.7 | 33 | 33 | 33 | 33 | 33 | 33 | 33 | 33 | 33 | 33 | 33 | 33 | 33 | 33 | 33 | 33 | 33 | 33 | 33 | 33
| Hydro | N Scotland | 0.7 | 1039 | 1039 | 1039 | 1039 | 1039 | 1039 | 1039 | 1039 | 1039 | 1039 | 1039 | 1039 | 1039 | 1039 | 1039 | 1039 | 1039 | 1039 | 1039 | 1039
| PS | S England & S Wales | 1 | 0 | 0 | 0 | 0 | 0 | 0 | 0 | 0 | 0 | 0 | 0 | 0 | 0 | 0 | 0 | 0 | 0 | 0 | 0 | 0
| PS | Midlands & N Wales | 1 | 2004 | 2004 | 2004 | 2004 | 2004 | 2004 | 2004 | 2004 | 2004 | 2004 | 2004 | 2004 | 2004 | 2004 | 2004 | 2004 | 2004 | 2004 | 2004 | 2004
| PS | N England | 1 | 0 | 0 | 0 | 0 | 0 | 0 | 0 | 0 | 0 | 0 | 0 | 0 | 0 | 0 | 0 | 0 | 0 | 0 | 0 | 0
| PS | S Scotland | 1 | 440 | 440 | 440 | 440 | 440 | 440 | 440 | 440 | 440 | 440 | 440 | 440 | 440 | 440 | 440 | 440 | 440 | 440 | 440 | 440
| PS | N Scotland | 1 | 300 | 300 | 300 | 300 | 300 | 300 | 300 | 300 | 300 | 300 | 300 | 300 | 300 | 300 | 300 | 300 | 300 | 300 | 300 | 300
| Nuclear | S England & S Wales | 0.9 | 3764 | 3764 | 3549 | 3549 | 3549 | 3549 | 3549 | 3549 | 2877 | 2877 | 4547 | 4547 | 6217 | 7887 | 9557 | 12807 | 12807 | 12807 | 12807 | 12807
| Nuclear | Midlands & N Wales | 0.9 | 890 | 890 | 2e-06 | 2e-06 | 2e-06 | 2e-06 | 2e-06 | 2e-06 | 2e-06 | 2e-06 | 2e-06 | 2e-06 | 2e-06 | 2e-06 | 2e-06 | 2e-06 | 2e-06 | 2e-06 | 2e-06 | 2e-06
| Nuclear | N England | 0.9 | 3613 | 3613 | 3613 | 3613 | 3613 | 3613 | 3613 | 3613 | 3613 | 1203 | 1203 | 1203 | 1203 | 1203 | 1203 | 1203 | 1203 | 1203 | 5e-06 | 5e-06
| Nuclear | S Scotland | 0.9 | 2289 | 2289 | 2289 | 2289 | 2289 | 2289 | 2289 | 2289 | 1215 | 1215 | 1215 | 1215 | 1215 | 1215 | 1215 | 1215 | 1215 | 1215 | 2e-06 | 2e-06
| Nuclear | N Scotland | 0.9 | 0 | 0 | 0 | 0 | 0 | 0 | 0 | 0 | 0 | 0 | 0 | 0 | 0 | 0 | 0 | 0 | 0 | 0 | 0 | 0
| CCGT | S England & S Wales | 0.9 | 16234 | 17494 | 17494 | 18294 | 19894 | 19894 | 20694 | 20694 | 23094 | 23094 | 28694 | 30294 | 30294 | 30288 | 30288 | 30288 | 30288 | 30288 | 30288 | 30288
| CCGT | Midlands & N Wales | 0.9 | 5305 | 6175 | 6175 | 6975 | 8575 | 8575 | 8575 | 8060 | 8060 | 8060 | 8060 | 8060 | 8060 | 8060 | 8060 | 8060 | 8060 | 8060 | 8060 | 8060
| CCGT | N England | 0.9 | 6103 | 6103 | 6103 | 6103 | 6103 | 6103 | 6103 | 6103 | 6103 | 6103 | 6103 | 6103 | 6103 | 5649 | 5649 | 4839 | 4839 | 4839 | 4839 | 4839
| CCGT | S Scotland | 0.9 | 2e-06 | 2e-06 | 2e-06 | 2e-06 | 2e-06 | 2e-06 | 2e-06 | 2e-06 | 2e-06 | 2e-06 | 2e-06 | 2e-06 | 2e-06 | 2e-06 | 2e-06 | 2e-06 | 2e-06 | 2e-06 | 2e-06 | 2e-06
| CCGT | N Scotland | 0.9 | 1180 | 1180 | 1180 | 1180 | 1180 | 1180 | 3e-06 | 3e-06 | 3e-06 | 3e-06 | 3e-06 | 3e-06 | 3e-06 | 3e-06 | 3e-06 | 3e-06 | 3e-06 | 3e-06 | 3e-06 | 3e-06
| OCGT | S England & S Wales | 0.9 | 906 | 906 | 906 | 838 | 804 | 510 | 510 | 510 | 510 | 510 | 510 | 510 | 510 | 559 | 559 | 559 | 559 | 559 | 559 | 559
| OCGT | Midlands & N Wales | 0.9 | 124 | 124 | 124 | 124 | 124 | 124 | 124 | 124 | 124 | 124 | 124 | 124 | 124 | 84 | 84 | 84 | 84 | 84 | 84 | 84
| OCGT | N England | 0.9 | 168 | 168 | 168 | 168 | 168 | 168 | 168 | 168 | 168 | 168 | 168 | 168 | 168 | 100 | 100 | 100 | 100 | 100 | 100 | 100
| OCGT | S Scotland | 0.9 | 2e-06 | 2e-06 | 2e-06 | 2e-06 | 2e-06 | 2e-06 | 2e-06 | 2e-06 | 2e-06 | 2e-06 | 2e-06 | 2e-06 | 2e-06 | 2e-06 | 2e-06 | 2e-06 | 2e-06 | 2e-06 | 2e-06 | 2e-06
| OCGT | N Scotland | 0.9 | 4e-06 | 4e-06 | 4e-06 | 4e-06 | 4e-06 | 4e-06 | 4e-06 | 4e-06 | 4e-06 | 4e-06 | 4e-06 | 4e-06 | 200 | 200 | 200 | 200 | 200 | 200 | 500 | 600
| Coal | S England & S Wales | 0.9 | 6385 | 6022 | 4090 | 3027 | 3027 | 1569 | 1569 | 1569 | 1569 | 1569 | 1569 | 5e-06 | 5e-06 | 5e-06 | 5e-06 | 5e-06 | 5e-06 | 5e-06 | 5e-06 | 5e-06
| Coal | Midlands & N Wales | 0.9 | 7866 | 7866 | 7866 | 7866 | 6902 | 6902 | 6902 | 6902 | 6902 | 6902 | 6902 | 6902 | 6902 | 2955 | 2955 | 5e-06 | 5e-06 | 5e-06 | 5e-06 | 5e-06
| Coal | N England | 0.9 | 9906 | 9906 | 9906 | 9906 | 8930 | 8930 | 8930 | 7953.5 | 6489 | 6489 | 6259 | 5771 | 3831 | 3831 | 3831 | 3831 | 3831 | 3831 | 3831 | 3831
| Coal | S Scotland | 0.9 | 3386 | 2835 | 2835 | 2284 | 1713 | 1713 | 1713 | 1713 | 1713 | 1713 | 1713 | 1713 | 2e-06 | 2e-06 | 2e-06 | 2e-06 | 2e-06 | 2e-06 | 2e-06 | 2e-06
| Coal | N Scotland | 0.9 | 0 | 0 | 0 | 0 | 0 | 0 | 0 | 0 | 0 | 0 | 0 | 0 | 0 | 0 | 0 | 0 | 0 | 0 | 0 | 0
| Coal + CCS | S England & S Wales | 0.9 | 0 | 0 | 0 | 0 | 0 | 0 | 0 | 0 | 0 | 0 | 0 | 0 | 0 | 0 | 0 | 0 | 0 | 0 | 0 | 0
| Coal + CCS | Midlands & N Wales | 0.9 | 1e-06 | 1e-06 | 1e-06 | 1e-06 | 1e-06 | 1e-06 | 1e-06 | 1e-06 | 1e-06 | 1e-06 | 1e-06 | 1e-06 | 1e-06 | 1000 | 2000 | 2000 | 2000 | 2000 | 2000 | 2000
| Coal + CCS | N England | 0.9 | 2e-06 | 2e-06 | 2e-06 | 2e-06 | 2e-06 | 800 | 800 | 800 | 800 | 800 | 800 | 800 | 800 | 800 | 800 | 2740 | 2740 | 2740 | 2740 | 2740
| Coal + CCS | S Scotland | 0.9 | 2e-06 | 2e-06 | 2e-06 | 2e-06 | 300 | 300 | 300 | 300 | 300 | 300 | 300 | 300 | 300 | 300 | 300 | 300 | 300 | 300 | 300 | 300
| Coal + CCS | N Scotland | 0.9 | 0 | 0 | 0 | 0 | 0 | 0 | 0 | 0 | 0 | 0 | 0 | 0 | 0 | 0 | 0 | 0 | 0 | 0 | 0 | 0
| CCGT + CCS | S England & S Wales | 0.9 | 3e-06 | 3e-06 | 3e-06 | 3e-06 | 3e-06 | 3e-06 | 3e-06 | 3e-06 | 3e-06 | 3e-06 | 3e-06 | 3e-06 | 3e-06 | 3e-06 | 3e-06 | 3e-06 | 3e-06 | 3e-06 | 3e-06 | 3e-06
| CCGT + CCS | Midlands & N Wales | 0.9 | 0 | 0 | 0 | 0 | 0 | 0 | 0 | 0 | 0 | 0 | 0 | 0 | 0 | 0 | 0 | 0 | 0 | 0 | 0 | 0
| CCGT + CCS | N England | 0.9 | 1e-06 | 1e-06 | 1e-06 | 1e-06 | 1e-06 | 1e-06 | 1e-06 | 1e-06 | 1e-06 | 1e-06 | 1e-06 | 1e-06 | 1e-06 | 1e-06 | 1e-06 | 1e-06 | 1e-06 | 1e-06 | 1e-06 | 1e-06
| CCGT + CCS | S Scotland | 0.9 | 0 | 0 | 0 | 0 | 0 | 0 | 0 | 0 | 0 | 0 | 0 | 0 | 0 | 0 | 0 | 0 | 0 | 0 | 0 | 0
| CCGT + CCS | N Scotland | 0.9 | 0 | 0 | 0 | 0 | 0 | 0 | 0 | 0 | 0 | 0 | 0 | 0 | 0 | 0 | 0 | 0 | 0 | 0 | 0 | 0
| Onshore wind | S England & S Wales | 0.15 | 9e-06 | 32.503 | 40.5244 | 49.104 | 59.7533 | 83.0346 | 96.3993 | 111.1031 | 124.5492 | 138.0315 | 146.7472 | 156.6633 | 166.8359 | 176.8215 | 188.1959 | 200.1955 | 275.2672 | 330.6121 | 446.1821 | 491.1005
| Onshore wind | Midlands & N Wales | 0.15 | 4e-06 | 26.7651 | 33.3703 | 40.4354 | 49.2047 | 68.376 | 79.3813 | 91.4894 | 102.5617 | 113.664 | 120.841 | 129.0065 | 137.3833 | 145.6061 | 292.0223 | 301.9035 | 363.7224 | 409.2969 | 504.4646 | 541.4533
| Onshore wind | N England | 0.15 | 4e-06 | 37.2787 | 46.4785 | 56.3187 | 68.5327 | 95.2347 | 110.563 | 127.4272 | 142.8489 | 158.3122 | 168.3084 | 179.6815 | 191.3488 | 202.8016 | 215.8472 | 229.6098 | 315.7117 | 379.1883 | 511.7388 | 563.257
| Onshore wind | S Scotland | 0.15 | 2084 | 2534 | 3004 | 3551 | 3780 | 4029.6002 | 5041.3482 | 5050.2059 | 6059.543 | 6068.4198 | 6649.8491 | 6850.8719 | 7051.2025 | 7261.7928 | 7498.6953 | 7706.0009 | 7830.9642 | 7983.0042 | 7983.0042 | 7983.0042
| Onshore wind | N Scotland | 0.15 | 1440.6136 | 1628.3056 | 1969.8231 | 2385.4663 | 2594.8564 | 2873.3268 | 3500.5112 | 3833.0898 | 4749.2147 | 4804.1762 | 5469.5018 | 5488.3976 | 6107.5316 | 6127.3043 | 6518.1192 | 6657.4361 | 6733.3133 | 6819.175 | 6819.175 | 6819.175
| Onshore wind | Island wind | 0.15 | 3e-06 | 3e-06 | 3e-06 | 3e-06 | 115.8372 | 115.8372 | 231.6744 | 231.6744 | 347.5116 | 347.5116 | 463.3488 | 463.3488 | 579.186 | 579.186 | 695.0233 | 695.0233 | 810.8605 | 810.8605 | 810.8605 | 810.8605
| Biomass regular | S England & S Wales | 0.9 | 2e-06 | 2e-06 | 2e-06 | 2e-06 | 350 | 350 | 350 | 350 | 350 | 350 | 350 | 350 | 350 | 350 | 350 | 350 | 350 | 350 | 350 | 350
| Biomass regular | Midlands & N Wales | 0.9 | 1e-06 | 1e-06 | 1e-06 | 1e-06 | 1e-06 | 1e-06 | 1e-06 | 1e-06 | 1e-06 | 1e-06 | 1e-06 | 1e-06 | 1e-06 | 1e-06 | 1e-06 | 1e-06 | 1e-06 | 1e-06 | 1e-06 | 1e-06
| Biomass regular | N England | 0.9 | 2e-06 | 2e-06 | 2e-06 | 2e-06 | 589 | 589 | 589 | 589 | 589 | 589 | 589 | 589 | 589 | 589 | 589 | 589 | 589 | 589 | 589 | 589
| Biomass regular | S Scotland | 0.9 | 97 | 97 | 97 | 97 | 97 | 97 | 97 | 97 | 97 | 97 | 97 | 97 | 97 | 97 | 97 | 97 | 97 | 97 | 97 | 97
| Biomass regular | N Scotland | 0.9 | 0 | 0 | 0 | 0 | 0 | 0 | 0 | 0 | 0 | 0 | 0 | 0 | 0 | 0 | 0 | 0 | 0 | 0 | 0 | 0
| Offshore wind | Offshore South | 0.15 | 864 | 1405 | 1909 | 1909 | 1909 | 1909 | 2317.1081 | 2863.0541 | 3409 | 3409 | 3409 | 3409 | 3909 | 4359 | 4809 | 6259 | 6509 | 6509 | 6509 | 6509
| Offshore wind | Offshore Irish Sea | 0.15 | 551 | 784 | 784 | 784 | 784 | 2184 | 2184 | 2184 | 2184 | 2184 | 2184 | 2184 | 3584 | 3584 | 3584 | 3584 | 3584 | 3584 | 3584 | 3584
| Offshore wind | Offshore E England | 0.15 | 250 | 250 | 250 | 250 | 675 | 675 | 1325 | 1325 | 1525 | 1525 | 1525 | 1525 | 2125 | 2125 | 2125 | 2125 | 2125 | 2125 | 2125 | 2125
| Offshore wind | Offshore Scotland | 0.15 | 10 | 10 | 10 | 10 | 190 | 610 | 750 | 750 | 1610 | 1760 | 1760 | 2060 | 2965 | 3510 | 4305 | 5100 | 5645 | 5645 | 5645 | 5645
| Wave | Offshore South | 0.3 | 0 | 0 | 0 | 0 | 0 | 0 | 0 | 0 | 0 | 0 | 0 | 0 | 0 | 0 | 0 | 0 | 0 | 0 | 0 | 0
| Wave | Offshore Irish Sea | 0.3 | 0 | 0 | 0 | 0 | 0 | 0 | 0 | 0 | 0 | 0 | 0 | 0 | 0 | 0 | 0 | 0 | 0 | 0 | 0 | 0
| Wave | Offshore E England | 0.3 | 0 | 0 | 0 | 0 | 0 | 0 | 0 | 0 | 0 | 0 | 0 | 0 | 0 | 0 | 0 | 0 | 0 | 0 | 0 | 0
| Wave | Offshore Scotland | 0.3 | 1e-06 | 1e-06 | 1e-06 | 1e-06 | 1e-06 | 1e-06 | 1e-06 | 1e-06 | 1e-06 | 450 | 450 | 450 | 450 | 450 | 450 | 600 | 600 | 800 | 800 | 800
| Tidal Stream | Offshore South | 0.3 | 2e-06 | 2e-06 | 2e-06 | 2e-06 | 2e-06 | 2e-06 | 2e-06 | 2e-06 | 2e-06 | 155 | 155 | 155 | 200 | 250 | 500 | 500 | 550 | 550 | 1250 | 1250
| Tidal Stream | Offshore Irish Sea | 0.3 | 1e-06 | 1e-06 | 1e-06 | 1e-06 | 1e-06 | 1e-06 | 1e-06 | 1e-06 | 1e-06 | 1e-06 | 85 | 85 | 100 | 100 | 100 | 100 | 100 | 100 | 100 | 100
| Tidal Stream | Offshore E England | 0.3 | 0 | 0 | 0 | 0 | 0 | 0 | 0 | 0 | 0 | 0 | 0 | 0 | 0 | 0 | 0 | 0 | 0 | 0 | 0 | 0
| Tidal Stream | Offshore Scotland | 0.3 | 10 | 10 | 10 | 10 | 104 | 104 | 104 | 104 | 104 | 189 | 189 | 189 | 204 | 204 | 204 | 204 | 204 | 204 | 204 | 204
| Embedded CHP | Embedded | n/a | 4639.9231 | 4832.2308 | 5024.5385 | 5216.8462 | 5409.1538 | 5601.4615 | 5793.7692 | 5986.0769 | 6178.3846 | 6370.6923 | 6563 | 6763 | 6963 | 7163 | 7363 | 7563 | 7763 | 7963 | 8163 | 8363
| Embedded Gas | Embedded | n/a | 300 | 300 | 300 | 300 | 300 | 300 | 300 | 300 | 300 | 300 | 300 | 300 | 300 | 300 | 300 | 300 | 300 | 300 | 300 | 300
| Embedded offshore wind | Embedded | n/a | 0 | 0 | 0 | 0 | 0 | 0 | 0 | 0 | 0 | 0 | 0 | 0 | 0 | 0 | 0 | 0 | 0 | 0 | 0 | 0
| Embedded onshore wind | Embedded | n/a | 1062 | 1062 | 1062 | 1062 | 1062 | 1062 | 1062 | 1062 | 1062 | 1062 | 1062 | 1062 | 1062 | 1062 | 1062 | 1062 | 1062 | 1062 | 1062 | 1062
| Embedded biomass | Embedded | n/a | 1607.2399 | 1690.9043 | 1794.2936 | 1903.3597 | 2028.3926 | 2166.5808 | 2313.221 | 2468.3611 | 2633.3535 | 2803.5623 | 2973.8731 | 3144.2871 | 3314.8052 | 3485.4285 | 3656.1581 | 3826.9949 | 3997.9401 | 4168.9948 | 4340.1599 | 4511.4368
| Embedded tidal and wave | Embedded | n/a | 0.5 | 20.5 | 30.5 | 50.5 | 87 | 129.9 | 179.9 | 235.515 | 310.5953 | 400.5953 | 480.5953 | 548.0345 | 625.5897 | 714.7782 | 814.7782 | 914.7782 | 1014.7782 | 1114.7782 | 1214.7782 | 1314.7782
| Embedded hydro | Embedded | n/a | 541.202 | 551.202 | 561.202 | 571.202 | 581.202 | 591.202 | 620.202 | 630.202 | 640.202 | 650.202 | 660.202 | 670.202 | 680.202 | 690.202 | 700.202 | 710.202 | 720.202 | 730.202 | 740.202 | 750.202
New build (cumulative, MW)
| CHP | S England & S Wales |  | 0 | 0 | 0 | 0 | 0 | 0 | 0 | 0 | 0 | 0 | 0 | 0 | 0 | 0 | 0 | 0 | 0 | 0 | 0 | 0
| CHP | Midlands & N Wales |  | 0 | 0 | 0 | 0 | 0 | 0 | 0 | 0 | 0 | 0 | 0 | 0 | 0 | 0 | 0 | 0 | 0 | 0 | 0 | 0
| CHP | N England |  | 0 | 0 | 0 | 0 | 0 | 0 | 0 | 0 | 0 | 0 | 0 | 0 | 0 | 0 | 0 | 0 | 0 | 0 | 0 | 0
| CHP | S Scotland |  | 0 | 0 | 0 | 0 | 0 | 0 | 0 | 0 | 0 | 0 | 0 | 0 | 0 | 0 | 0 | 0 | 0 | 0 | 0 | 0
| CHP | N Scotland |  | 0 | 0 | 0 | 0 | 0 | 0 | 0 | 0 | 0 | 0 | 0 | 0 | 0 | 0 | 0 | 0 | 0 | 0 | 0 | 0
| Oil | S England & S Wales |  | 0 | 0 | 0 | 0 | 0 | 0 | 0 | 0 | 0 | 0 | 0 | 0 | 0 | 0 | 0 | 0 | 0 | 0 | 0 | 0
| Oil | Midlands & N Wales |  | 0 | 0 | 0 | 0 | 0 | 0 | 0 | 0 | 0 | 0 | 0 | 0 | 0 | 0 | 0 | 0 | 0 | 0 | 0 | 0
| Oil | N England |  | 0 | 0 | 0 | 0 | 0 | 0 | 0 | 0 | 0 | 0 | 0 | 0 | 0 | 0 | 0 | 0 | 0 | 0 | 0 | 0
| Oil | S Scotland |  | 0 | 0 | 0 | 0 | 0 | 0 | 0 | 0 | 0 | 0 | 0 | 0 | 0 | 0 | 0 | 0 | 0 | 0 | 0 | 0
| Oil | N Scotland |  | 0 | 0 | 0 | 0 | 0 | 0 | 0 | 0 | 0 | 0 | 0 | 0 | 0 | 0 | 0 | 0 | 0 | 0 | 0 | 0
| Hydro | S England & S Wales |  | 0 | 0 | 0 | 0 | 0 | 0 | 0 | 0 | 0 | 0 | 0 | 0 | 0 | 0 | 0 | 0 | 0 | 0 | 0 | 0
| Hydro | Midlands & N Wales |  | 0 | 0 | 0 | 0 | 0 | 0 | 0 | 0 | 0 | 0 | 0 | 0 | 0 | 0 | 0 | 0 | 0 | 0 | 0 | 0
| Hydro | N England |  | 0 | 0 | 0 | 0 | 0 | 0 | 0 | 0 | 0 | 0 | 0 | 0 | 0 | 0 | 0 | 0 | 0 | 0 | 0 | 0
| Hydro | S Scotland |  | 0 | 0 | 0 | 0 | 0 | 0 | 0 | 0 | 0 | 0 | 0 | 0 | 0 | 0 | 0 | 0 | 0 | 0 | 0 | 0
| Hydro | N Scotland |  | 0 | 0 | 0 | 0 | 0 | 0 | 0 | 0 | 0 | 0 | 0 | 0 | 0 | 0 | 0 | 0 | 0 | 0 | 0 | 0
| PS | S England & S Wales |  | 0 | 0 | 0 | 0 | 0 | 0 | 0 | 0 | 0 | 0 | 0 | 0 | 0 | 0 | 0 | 0 | 0 | 0 | 0 | 0
| PS | Midlands & N Wales |  | 0 | 0 | 0 | 0 | 0 | 0 | 0 | 0 | 0 | 0 | 0 | 0 | 0 | 0 | 0 | 0 | 0 | 0 | 0 | 0
| PS | N England |  | 0 | 0 | 0 | 0 | 0 | 0 | 0 | 0 | 0 | 0 | 0 | 0 | 0 | 0 | 0 | 0 | 0 | 0 | 0 | 0
| PS | S Scotland |  | 0 | 0 | 0 | 0 | 0 | 0 | 0 | 0 | 0 | 0 | 0 | 0 | 0 | 0 | 0 | 0 | 0 | 0 | 0 | 0
| PS | N Scotland |  | 0 | 0 | 0 | 0 | 0 | 0 | 0 | 0 | 0 | 0 | 0 | 0 | 0 | 0 | 0 | 0 | 0 | 0 | 0 | 0
| Nuclear | S England & S Wales |  | 0 | 0 | 0 | 0 | 0 | 0 | 0 | 0 | 1670 | 1670 | 3340 | 3340 | 5010 | 6680 | 8350 | 11600 | 11600 | 11600 | 11600 | 11600
| Nuclear | Midlands & N Wales |  | 0 | 0 | 0 | 0 | 0 | 0 | 0 | 0 | 0 | 0 | 0 | 0 | 0 | 0 | 0 | 0 | 0 | 0 | 0 | 0
| Nuclear | N England |  | 0 | 0 | 0 | 0 | 0 | 0 | 0 | 0 | 0 | 0 | 0 | 0 | 0 | 0 | 0 | 0 | 0 | 0 | 0 | 0
| Nuclear | S Scotland |  | 0 | 0 | 0 | 0 | 0 | 0 | 0 | 0 | 0 | 0 | 0 | 0 | 0 | 0 | 0 | 0 | 0 | 0 | 0 | 0
| Nuclear | N Scotland |  | 0 | 0 | 0 | 0 | 0 | 0 | 0 | 0 | 0 | 0 | 0 | 0 | 0 | 0 | 0 | 0 | 0 | 0 | 0 | 0
| CCGT | S England & S Wales |  | 0 | 1260 | 1260 | 2060 | 3660 | 3660 | 4460 | 4460 | 6860 | 6860 | 12460 | 14060 | 14060 | 14860 | 14860 | 14860 | 14860 | 14860 | 14860 | 14860
| CCGT | Midlands & N Wales |  | 0 | 870 | 870 | 1670 | 3270 | 3270 | 3270 | 3270 | 3270 | 3270 | 3270 | 3270 | 3270 | 3270 | 3270 | 3270 | 3270 | 3270 | 3270 | 3270
| CCGT | N England |  | 0 | 0 | 0 | 0 | 0 | 0 | 0 | 0 | 0 | 0 | 0 | 0 | 0 | 1600 | 1600 | 1600 | 1600 | 1600 | 1600 | 1600
| CCGT | S Scotland |  | 0 | 0 | 0 | 0 | 0 | 0 | 0 | 0 | 0 | 0 | 0 | 0 | 0 | 0 | 0 | 0 | 0 | 0 | 0 | 0
| CCGT | N Scotland |  | 0 | 0 | 0 | 0 | 0 | 0 | 0 | 0 | 0 | 0 | 0 | 0 | 0 | 0 | 0 | 0 | 0 | 0 | 0 | 0
| OCGT | S England & S Wales |  | 0 | 0 | 0 | 0 | 0 | 0 | 0 | 0 | 0 | 0 | 0 | 0 | 0 | 100 | 100 | 100 | 100 | 100 | 100 | 100
| OCGT | Midlands & N Wales |  | 0 | 0 | 0 | 0 | 0 | 0 | 0 | 0 | 0 | 0 | 0 | 0 | 0 | 0 | 0 | 0 | 0 | 0 | 0 | 0
| OCGT | N England |  | 0 | 0 | 0 | 0 | 0 | 0 | 0 | 0 | 0 | 0 | 0 | 0 | 0 | 0 | 0 | 0 | 0 | 0 | 0 | 0
| OCGT | S Scotland |  | 0 | 0 | 0 | 0 | 0 | 0 | 0 | 0 | 0 | 0 | 0 | 0 | 0 | 0 | 0 | 0 | 0 | 0 | 0 | 0
| OCGT | N Scotland |  | 0 | 0 | 0 | 0 | 0 | 0 | 0 | 0 | 0 | 0 | 0 | 0 | 200 | 200 | 200 | 200 | 200 | 200 | 500 | 600
| Coal | S England & S Wales |  | 0 | 0 | 0 | 0 | 0 | 0 | 0 | 0 | 0 | 0 | 0 | 0 | 0 | 0 | 0 | 0 | 0 | 0 | 0 | 0
| Coal | Midlands & N Wales |  | 0 | 0 | 0 | 0 | 0 | 0 | 0 | 0 | 0 | 0 | 0 | 0 | 0 | 0 | 0 | 0 | 0 | 0 | 0 | 0
| Coal | N England |  | 0 | 0 | 0 | 0 | 0 | 0 | 0 | 0 | 0 | 0 | 0 | 0 | 0 | 0 | 0 | 0 | 0 | 0 | 0 | 0
| Coal | S Scotland |  | 0 | 0 | 0 | 0 | 0 | 0 | 0 | 0 | 0 | 0 | 0 | 0 | 0 | 0 | 0 | 0 | 0 | 0 | 0 | 0
| Coal | N Scotland |  | 0 | 0 | 0 | 0 | 0 | 0 | 0 | 0 | 0 | 0 | 0 | 0 | 0 | 0 | 0 | 0 | 0 | 0 | 0 | 0
| Coal + CCS | S England & S Wales |  | 0 | 0 | 0 | 0 | 0 | 0 | 0 | 0 | 0 | 0 | 0 | 0 | 0 | 0 | 0 | 0 | 0 | 0 | 0 | 0
| Coal + CCS | Midlands & N Wales |  | 0 | 0 | 0 | 0 | 0 | 0 | 0 | 0 | 0 | 0 | 0 | 0 | 0 | 1000 | 2000 | 2000 | 2000 | 2000 | 2000 | 2000
| Coal + CCS | N England |  | 0 | 0 | 0 | 0 | 0 | 800 | 800 | 800 | 800 | 800 | 800 | 800 | 800 | 800 | 800 | 2740 | 2740 | 2740 | 2740 | 2740
| Coal + CCS | S Scotland |  | 0 | 0 | 0 | 0 | 300 | 300 | 300 | 300 | 300 | 300 | 300 | 300 | 300 | 300 | 300 | 300 | 300 | 300 | 300 | 300
| Coal + CCS | N Scotland |  | 0 | 0 | 0 | 0 | 0 | 0 | 0 | 0 | 0 | 0 | 0 | 0 | 0 | 0 | 0 | 0 | 0 | 0 | 0 | 0
| CCGT + CCS | S England & S Wales |  | 0 | 0 | 0 | 0 | 0 | 0 | 0 | 0 | 0 | 0 | 0 | 0 | 0 | 0 | 0 | 0 | 0 | 0 | 0 | 0
| CCGT + CCS | Midlands & N Wales |  | 0 | 0 | 0 | 0 | 0 | 0 | 0 | 0 | 0 | 0 | 0 | 0 | 0 | 0 | 0 | 0 | 0 | 0 | 0 | 0
| CCGT + CCS | N England |  | 0 | 0 | 0 | 0 | 0 | 0 | 0 | 0 | 0 | 0 | 0 | 0 | 0 | 0 | 0 | 0 | 0 | 0 | 0 | 0
| CCGT + CCS | S Scotland |  | 0 | 0 | 0 | 0 | 0 | 0 | 0 | 0 | 0 | 0 | 0 | 0 | 0 | 0 | 0 | 0 | 0 | 0 | 0 | 0
| CCGT + CCS | N Scotland |  | 0 | 0 | 0 | 0 | 0 | 0 | 0 | 0 | 0 | 0 | 0 | 0 | 0 | 0 | 0 | 0 | 0 | 0 | 0 | 0
| Onshore wind | S England & S Wales |  | 0 | 32.503 | 40.5244 | 49.104 | 59.7533 | 83.0346 | 96.3993 | 111.1031 | 124.5491 | 138.0315 | 146.7471 | 156.6632 | 166.8359 | 176.8215 | 188.1959 | 200.1955 | 275.2672 | 330.6121 | 446.1821 | 491.1005
| Onshore wind | Midlands & N Wales |  | 0 | 26.7651 | 33.3703 | 40.4354 | 49.2047 | 68.376 | 79.3813 | 91.4894 | 102.5617 | 113.6639 | 120.841 | 129.0065 | 137.3833 | 145.6061 | 292.0223 | 301.9035 | 363.7224 | 409.2969 | 504.4646 | 541.4533
| Onshore wind | N England |  | 0 | 37.2786 | 46.4785 | 56.3187 | 68.5327 | 95.2347 | 110.563 | 127.4272 | 142.8489 | 158.3122 | 168.3084 | 179.6815 | 191.3488 | 202.8016 | 215.8472 | 229.6098 | 315.7117 | 379.1883 | 511.7388 | 563.257
| Onshore wind | S Scotland |  | 0 | 450 | 920 | 1467 | 1696 | 1945.6002 | 2957.3482 | 2966.2059 | 3975.543 | 3984.4198 | 4565.8491 | 4766.8719 | 4967.2025 | 5177.7928 | 5414.6953 | 5622.0009 | 5746.9642 | 5899.0042 | 5899.0042 | 5899.0042
| Onshore wind | N Scotland |  | -3e-06 | 187.6921 | 529.2095 | 944.8527 | 1154.2428 | 1432.7132 | 2059.8976 | 2392.4762 | 3308.6011 | 3363.5626 | 4028.8882 | 4047.784 | 4666.918 | 4686.6908 | 5077.5056 | 5216.8226 | 5292.6998 | 5378.5614 | 5378.5614 | 5378.5614
| Onshore wind | Island wind |  | 3e-06 | 3e-06 | 3e-06 | 3e-06 | 115.8372 | 115.8372 | 231.6744 | 231.6744 | 347.5116 | 347.5116 | 463.3488 | 463.3488 | 579.186 | 579.186 | 695.0233 | 695.0233 | 810.8605 | 810.8605 | 810.8605 | 810.8605
| Biomass regular | S England & S Wales |  | 0 | 0 | 0 | 0 | 350 | 350 | 350 | 350 | 350 | 350 | 350 | 350 | 350 | 350 | 350 | 350 | 350 | 350 | 350 | 350
| Biomass regular | Midlands & N Wales |  | 0 | 0 | 0 | 0 | 0 | 0 | 0 | 0 | 0 | 0 | 0 | 0 | 0 | 0 | 0 | 0 | 0 | 0 | 0 | 0
| Biomass regular | N England |  | 0 | 0 | 0 | 0 | 589 | 589 | 589 | 589 | 589 | 589 | 589 | 589 | 589 | 589 | 589 | 589 | 589 | 589 | 589 | 589
| Biomass regular | S Scotland |  | 0 | 0 | 0 | 0 | 0 | 0 | 0 | 0 | 0 | 0 | 0 | 0 | 0 | 0 | 0 | 0 | 0 | 0 | 0 | 0
| Biomass regular | N Scotland |  | 0 | 0 | 0 | 0 | 0 | 0 | 0 | 0 | 0 | 0 | 0 | 0 | 0 | 0 | 0 | 0 | 0 | 0 | 0 | 0
| Offshore wind | Offshore South |  | 0 | 541 | 1045 | 1045 | 1045 | 1045 | 1453.1081 | 1999.0541 | 2545 | 2545 | 2545 | 2545 | 3045 | 3495 | 3945 | 5395 | 5645 | 5645 | 5645 | 5645
| Offshore wind | Offshore Irish Sea |  | 0 | 233 | 233 | 233 | 233 | 1633 | 1633 | 1633 | 1633 | 1633 | 1633 | 1633 | 3033 | 3033 | 3033 | 3033 | 3033 | 3033 | 3033 | 3033
| Offshore wind | Offshore E England |  | 0 | 0 | 0 | 0 | 425 | 425 | 1075 | 1075 | 1275 | 1275 | 1275 | 1275 | 1875 | 1875 | 1875 | 1875 | 1875 | 1875 | 1875 | 1875
| Offshore wind | Offshore Scotland |  | 0 | 0 | 0 | 0 | 180 | 600 | 740 | 740 | 1600 | 1750 | 1750 | 2050 | 2955 | 3500 | 4295 | 5090 | 5635 | 5635 | 5635 | 5635
| Wave | Offshore South |  | 0 | 0 | 0 | 0 | 0 | 0 | 0 | 0 | 0 | 0 | 0 | 0 | 0 | 0 | 0 | 0 | 0 | 0 | 0 | 0
| Wave | Offshore Irish Sea |  | 0 | 0 | 0 | 0 | 0 | 0 | 0 | 0 | 0 | 0 | 0 | 0 | 0 | 0 | 0 | 0 | 0 | 0 | 0 | 0
| Wave | Offshore E England |  | 0 | 0 | 0 | 0 | 0 | 0 | 0 | 0 | 0 | 0 | 0 | 0 | 0 | 0 | 0 | 0 | 0 | 0 | 0 | 0
| Wave | Offshore Scotland |  | 0 | 0 | 0 | 0 | 0 | 0 | 0 | 0 | 0 | 450 | 450 | 450 | 450 | 450 | 450 | 600 | 600 | 800 | 800 | 800
| Tidal Stream | Offshore South |  | 0 | 0 | 0 | 0 | 0 | 0 | 0 | 0 | 0 | 155 | 155 | 155 | 200 | 250 | 500 | 500 | 550 | 550 | 1250 | 1250
| Tidal Stream | Offshore Irish Sea |  | 0 | 0 | 0 | 0 | 0 | 0 | 0 | 0 | 0 | 0 | 85 | 85 | 100 | 100 | 100 | 100 | 100 | 100 | 100 | 100
| Tidal Stream | Offshore E England |  | 0 | 0 | 0 | 0 | 0 | 0 | 0 | 0 | 0 | 0 | 0 | 0 | 0 | 0 | 0 | 0 | 0 | 0 | 0 | 0
| Tidal Stream | Offshore Scotland |  | 0 | 0 | 0 | 0 | 94 | 94 | 94 | 94 | 94 | 179 | 179 | 179 | 194 | 194 | 194 | 194 | 194 | 194 | 194 | 194
| Embedded CHP | Embedded |  | 0 | 192.3077 | 384.6154 | 576.9231 | 769.2308 | 961.5385 | 1153.8462 | 1346.1538 | 1538.4615 | 1730.7692 | 1923.0769 | 2123.0769 | 2323.0769 | 2523.0769 | 2723.0769 | 2923.0769 | 3123.0769 | 3323.0769 | 3523.0769 | 3723.0769
| Embedded Gas | Embedded |  | 0 | 0 | 0 | 0 | 0 | 0 | 0 | 0 | 0 | 0 | 0 | 0 | 0 | 0 | 0 | 0 | 0 | 0 | 0 | 0
| Embedded offshore wind | Embedded |  | 0 | 0 | 0 | 0 | 0 | 0 | 0 | 0 | 0 | 0 | 0 | 0 | 0 | 0 | 0 | 0 | 0 | 0 | 0 | 0
| Embedded onshore wind | Embedded |  | 0 | 0 | 0 | 0 | 0 | 0 | 0 | 0 | 0 | 0 | 0 | 0 | 0 | 0 | 0 | 0 | 0 | 0 | 0 | 0
| Embedded biomass | Embedded |  | 0 | 83.6644 | 187.0537 | 296.1199 | 421.1527 | 559.341 | 705.9811 | 861.1212 | 1026.1136 | 1196.3224 | 1366.6332 | 1537.0472 | 1707.5653 | 1878.1886 | 2048.9182 | 2219.755 | 2390.7002 | 2561.7549 | 2732.9201 | 2904.1969
| Embedded tidal and wave | Embedded |  | 0 | 20 | 30 | 50 | 86.5 | 129.4 | 179.4 | 235.015 | 310.0953 | 400.0953 | 480.0953 | 547.5345 | 625.0897 | 714.2782 | 814.2782 | 914.2782 | 1014.2782 | 1114.2782 | 1214.2782 | 1314.2782
| Embedded hydro | Embedded |  | 0 | 10 | 20 | 30 | 40 | 50 | 79 | 89 | 99 | 109 | 119 | 129 | 139 | 149 | 159 | 169 | 179 | 189 | 199 | 209
Retirements (cumulative, MW)
| CHP | S England & S Wales |  | 0 | 0 | 0 | 0 | 0 | 0 | 0 | 0 | 0 | 0 | 0 | 0 | 0 | 0 | 0 | 0 | 0 | 0 | 0 | 0
| CHP | Midlands & N Wales |  | 0 | 0 | 0 | 0 | 0 | 0 | 0 | 0 | 0 | 0 | 0 | 0 | 0 | 0 | 0 | 0 | 0 | 0 | 0 | 0
| CHP | N England |  | 0 | 0 | 0 | 0 | 0 | 0 | 0 | 0 | 0 | 0 | 0 | 0 | 0 | 0 | 0 | 0 | 0 | 0 | 0 | 0
| CHP | S Scotland |  | 0 | 0 | 0 | 0 | 0 | 0 | 0 | 0 | 0 | 0 | 0 | 0 | 0 | 0 | 0 | 0 | 0 | 0 | 0 | 0
| CHP | N Scotland |  | 0 | 0 | 0 | 0 | 0 | 0 | 0 | 0 | 0 | 0 | 0 | 0 | 0 | 0 | 0 | 0 | 0 | 0 | 0 | 0
| Oil | S England & S Wales |  | 0 | 0 | 0 | 0 | 0 | -3442 | -3442 | -3442 | -3442 | -3442 | -3442 | -3442 | -3442 | -3442 | -3442 | -3442 | -3442 | -3442 | -3442 | -3442
| Oil | Midlands & N Wales |  | 0 | 0 | 0 | 0 | 0 | 0 | 0 | 0 | 0 | 0 | 0 | 0 | 0 | 0 | 0 | 0 | 0 | 0 | 0 | 0
| Oil | N England |  | 0 | 0 | 0 | 0 | 0 | 0 | 0 | 0 | 0 | 0 | 0 | 0 | 0 | 0 | 0 | 0 | 0 | 0 | 0 | 0
| Oil | S Scotland |  | 0 | 0 | 0 | 0 | 0 | 0 | 0 | 0 | 0 | 0 | 0 | 0 | 0 | 0 | 0 | 0 | 0 | 0 | 0 | 0
| Oil | N Scotland |  | 0 | 0 | 0 | 0 | 0 | 0 | 0 | 0 | 0 | 0 | 0 | 0 | 0 | 0 | 0 | 0 | 0 | 0 | 0 | 0
| Hydro | S England & S Wales |  | 0 | 0 | 0 | 0 | 0 | 0 | 0 | 0 | 0 | 0 | 0 | 0 | 0 | 0 | 0 | 0 | 0 | 0 | 0 | 0
| Hydro | Midlands & N Wales |  | 0 | 0 | 0 | 0 | 0 | 0 | 0 | 0 | 0 | 0 | 0 | 0 | 0 | 0 | 0 | 0 | 0 | 0 | 0 | 0
| Hydro | N England |  | 0 | 0 | 0 | 0 | 0 | 0 | 0 | 0 | 0 | 0 | 0 | 0 | 0 | 0 | 0 | 0 | 0 | 0 | 0 | 0
| Hydro | S Scotland |  | 0 | 0 | 0 | 0 | 0 | 0 | 0 | 0 | 0 | 0 | 0 | 0 | 0 | 0 | 0 | 0 | 0 | 0 | 0 | 0
| Hydro | N Scotland |  | 0 | 0 | 0 | 0 | 0 | 0 | 0 | 0 | 0 | 0 | 0 | 0 | 0 | 0 | 0 | 0 | 0 | 0 | 0 | 0
| PS | S England & S Wales |  | 0 | 0 | 0 | 0 | 0 | 0 | 0 | 0 | 0 | 0 | 0 | 0 | 0 | 0 | 0 | 0 | 0 | 0 | 0 | 0
| PS | Midlands & N Wales |  | 0 | 0 | 0 | 0 | 0 | 0 | 0 | 0 | 0 | 0 | 0 | 0 | 0 | 0 | 0 | 0 | 0 | 0 | 0 | 0
| PS | N England |  | 0 | 0 | 0 | 0 | 0 | 0 | 0 | 0 | 0 | 0 | 0 | 0 | 0 | 0 | 0 | 0 | 0 | 0 | 0 | 0
| PS | S Scotland |  | 0 | 0 | 0 | 0 | 0 | 0 | 0 | 0 | 0 | 0 | 0 | 0 | 0 | 0 | 0 | 0 | 0 | 0 | 0 | 0
| PS | N Scotland |  | 0 | 0 | 0 | 0 | 0 | 0 | 0 | 0 | 0 | 0 | 0 | 0 | 0 | 0 | 0 | 0 | 0 | 0 | 0 | 0
| Nuclear | S England & S Wales |  | 0 | 0 | -215 | -215 | -215 | -215 | -215 | -215 | -2557 | -2557 | -2557 | -2557 | -2557 | -2557 | -2557 | -2557 | -2557 | -2557 | -2557 | -2557
| Nuclear | Midlands & N Wales |  | 0 | 0 | -890 | -890 | -890 | -890 | -890 | -890 | -890 | -890 | -890 | -890 | -890 | -890 | -890 | -890 | -890 | -890 | -890 | -890
| Nuclear | N England |  | 0 | 0 | 0 | 0 | 0 | 0 | 0 | 0 | 0 | -2410 | -2410 | -2410 | -2410 | -2410 | -2410 | -2410 | -2410 | -2410 | -3613 | -3613
| Nuclear | S Scotland |  | 0 | 0 | 0 | 0 | 0 | 0 | 0 | 0 | -1074 | -1074 | -1074 | -1074 | -1074 | -1074 | -1074 | -1074 | -1074 | -1074 | -2289 | -2289
| Nuclear | N Scotland |  | 0 | 0 | 0 | 0 | 0 | 0 | 0 | 0 | 0 | 0 | 0 | 0 | 0 | 0 | 0 | 0 | 0 | 0 | 0 | 0
| CCGT | S England & S Wales |  | 0 | 0 | 0 | 0 | 0 | 0 | 0 | 0 | 0 | 0 | 0 | 0 | 0 | -806 | -806 | -806 | -806 | -806 | -806 | -806
| CCGT | Midlands & N Wales |  | 0 | 0 | 0 | 0 | 0 | 0 | 0 | -515 | -515 | -515 | -515 | -515 | -515 | -515 | -515 | -515 | -515 | -515 | -515 | -515
| CCGT | N England |  | 0 | 0 | 0 | 0 | 0 | 0 | 0 | 0 | 0 | 0 | 0 | 0 | 0 | -2054 | -2054 | -2864 | -2864 | -2864 | -2864 | -2864
| CCGT | S Scotland |  | 0 | 0 | 0 | 0 | 0 | 0 | 0 | 0 | 0 | 0 | 0 | 0 | 0 | 0 | 0 | 0 | 0 | 0 | 0 | 0
| CCGT | N Scotland |  | 0 | 0 | 0 | 0 | 0 | 0 | -1180 | -1180 | -1180 | -1180 | -1180 | -1180 | -1180 | -1180 | -1180 | -1180 | -1180 | -1180 | -1180 | -1180
| OCGT | S England & S Wales |  | 0 | 0 | 0 | -68 | -102 | -396 | -396 | -396 | -396 | -396 | -396 | -396 | -396 | -447 | -447 | -447 | -447 | -447 | -447 | -447
| OCGT | Midlands & N Wales |  | 0 | 0 | 0 | 0 | 0 | 0 | 0 | 0 | 0 | 0 | 0 | 0 | 0 | -40 | -40 | -40 | -40 | -40 | -40 | -40
| OCGT | N England |  | 0 | 0 | 0 | 0 | 0 | 0 | 0 | 0 | 0 | 0 | 0 | 0 | 0 | -68 | -68 | -68 | -68 | -68 | -68 | -68
| OCGT | S Scotland |  | 0 | 0 | 0 | 0 | 0 | 0 | 0 | 0 | 0 | 0 | 0 | 0 | 0 | 0 | 0 | 0 | 0 | 0 | 0 | 0
| OCGT | N Scotland |  | 0 | 0 | 0 | 0 | 0 | 0 | 0 | 0 | 0 | 0 | 0 | 0 | 0 | 0 | 0 | 0 | 0 | 0 | 0 | 0
| Coal | S England & S Wales |  | 0 | -363 | -2295 | -3358 | -3358 | -4816 | -4816 | -4816 | -4816 | -4816 | -4816 | -6385 | -6385 | -6385 | -6385 | -6385 | -6385 | -6385 | -6385 | -6385
| Coal | Midlands & N Wales |  | 0 | 0 | 0 | 0 | -964 | -964 | -964 | -964 | -964 | -964 | -964 | -964 | -964 | -4911 | -4911 | -7866 | -7866 | -7866 | -7866 | -7866
| Coal | N England |  | 0 | 0 | 0 | 0 | -976 | -976 | -976 | -1952.5 | -3417 | -3417 | -3647 | -4135 | -6075 | -6075 | -6075 | -6075 | -6075 | -6075 | -6075 | -6075
| Coal | S Scotland |  | 0 | -551 | -551 | -1102 | -1673 | -1673 | -1673 | -1673 | -1673 | -1673 | -1673 | -1673 | -3386 | -3386 | -3386 | -3386 | -3386 | -3386 | -3386 | -3386
| Coal | N Scotland |  | 0 | 0 | 0 | 0 | 0 | 0 | 0 | 0 | 0 | 0 | 0 | 0 | 0 | 0 | 0 | 0 | 0 | 0 | 0 | 0
| Coal + CCS | S England & S Wales |  | 0 | 0 | 0 | 0 | 0 | 0 | 0 | 0 | 0 | 0 | 0 | 0 | 0 | 0 | 0 | 0 | 0 | 0 | 0 | 0
| Coal + CCS | Midlands & N Wales |  | 0 | 0 | 0 | 0 | 0 | 0 | 0 | 0 | 0 | 0 | 0 | 0 | 0 | 0 | 0 | 0 | 0 | 0 | 0 | 0
| Coal + CCS | N England |  | 0 | 0 | 0 | 0 | 0 | 0 | 0 | 0 | 0 | 0 | 0 | 0 | 0 | 0 | 0 | 0 | 0 | 0 | 0 | 0
| Coal + CCS | S Scotland |  | 0 | 0 | 0 | 0 | 0 | 0 | 0 | 0 | 0 | 0 | 0 | 0 | 0 | 0 | 0 | 0 | 0 | 0 | 0 | 0
| Coal + CCS | N Scotland |  | 0 | 0 | 0 | 0 | 0 | 0 | 0 | 0 | 0 | 0 | 0 | 0 | 0 | 0 | 0 | 0 | 0 | 0 | 0 | 0
| CCGT + CCS | S England & S Wales |  | 0 | 0 | 0 | 0 | 0 | 0 | 0 | 0 | 0 | 0 | 0 | 0 | 0 | 0 | 0 | 0 | 0 | 0 | 0 | 0
| CCGT + CCS | Midlands & N Wales |  | 0 | 0 | 0 | 0 | 0 | 0 | 0 | 0 | 0 | 0 | 0 | 0 | 0 | 0 | 0 | 0 | 0 | 0 | 0 | 0
| CCGT + CCS | N England |  | 0 | 0 | 0 | 0 | 0 | 0 | 0 | 0 | 0 | 0 | 0 | 0 | 0 | 0 | 0 | 0 | 0 | 0 | 0 | 0
| CCGT + CCS | S Scotland |  | 0 | 0 | 0 | 0 | 0 | 0 | 0 | 0 | 0 | 0 | 0 | 0 | 0 | 0 | 0 | 0 | 0 | 0 | 0 | 0
| CCGT + CCS | N Scotland |  | 0 | 0 | 0 | 0 | 0 | 0 | 0 | 0 | 0 | 0 | 0 | 0 | 0 | 0 | 0 | 0 | 0 | 0 | 0 | 0
| Onshore wind | S England & S Wales |  | 0 | 0 | 0 | 0 | 0 | 0 | 0 | 0 | 0 | 0 | 0 | 0 | 0 | 0 | 0 | 0 | 0 | 0 | 0 | 0
| Onshore wind | Midlands & N Wales |  | 0 | 0 | 0 | 0 | 0 | 0 | 0 | 0 | 0 | 0 | 0 | 0 | 0 | 0 | 0 | 0 | 0 | 0 | 0 | 0
| Onshore wind | N England |  | 0 | 0 | 0 | 0 | 0 | 0 | 0 | 0 | 0 | 0 | 0 | 0 | 0 | 0 | 0 | 0 | 0 | 0 | 0 | 0
| Onshore wind | S Scotland |  | 0 | 0 | 0 | 0 | 0 | 0 | 0 | 0 | 0 | 0 | 0 | 0 | 0 | 0 | 0 | 0 | 0 | 0 | 0 | 0
| Onshore wind | N Scotland |  | 0 | 0 | 0 | 0 | 0 | 0 | 0 | 0 | 0 | 0 | 0 | 0 | 0 | 0 | 0 | 0 | 0 | 0 | 0 | 0
| Onshore wind | Island wind |  | 0 | 0 | 0 | 0 | 0 | 0 | 0 | 0 | 0 | 0 | 0 | 0 | 0 | 0 | 0 | 0 | 0 | 0 | 0 | 0
| Biomass regular | S England & S Wales |  | 0 | 0 | 0 | 0 | 0 | 0 | 0 | 0 | 0 | 0 | 0 | 0 | 0 | 0 | 0 | 0 | 0 | 0 | 0 | 0
| Biomass regular | Midlands & N Wales |  | 0 | 0 | 0 | 0 | 0 | 0 | 0 | 0 | 0 | 0 | 0 | 0 | 0 | 0 | 0 | 0 | 0 | 0 | 0 | 0
| Biomass regular | N England |  | 0 | 0 | 0 | 0 | 0 | 0 | 0 | 0 | 0 | 0 | 0 | 0 | 0 | 0 | 0 | 0 | 0 | 0 | 0 | 0
| Biomass regular | S Scotland |  | 0 | 0 | 0 | 0 | 0 | 0 | 0 | 0 | 0 | 0 | 0 | 0 | 0 | 0 | 0 | 0 | 0 | 0 | 0 | 0
| Biomass regular | N Scotland |  | 0 | 0 | 0 | 0 | 0 | 0 | 0 | 0 | 0 | 0 | 0 | 0 | 0 | 0 | 0 | 0 | 0 | 0 | 0 | 0
| Offshore wind | Offshore South |  | 0 | 0 | 0 | 0 | 0 | 0 | 0 | 0 | 0 | 0 | 0 | 0 | 0 | 0 | 0 | 0 | 0 | 0 | 0 | 0
| Offshore wind | Offshore Irish Sea |  | 0 | 0 | 0 | 0 | 0 | 0 | 0 | 0 | 0 | 0 | 0 | 0 | 0 | 0 | 0 | 0 | 0 | 0 | 0 | 0
| Offshore wind | Offshore E England |  | 0 | 0 | 0 | 0 | 0 | 0 | 0 | 0 | 0 | 0 | 0 | 0 | 0 | 0 | 0 | 0 | 0 | 0 | 0 | 0
| Offshore wind | Offshore Scotland |  | 0 | 0 | 0 | 0 | 0 | 0 | 0 | 0 | 0 | 0 | 0 | 0 | 0 | 0 | 0 | 0 | 0 | 0 | 0 | 0
| Wave | Offshore South |  | 0 | 0 | 0 | 0 | 0 | 0 | 0 | 0 | 0 | 0 | 0 | 0 | 0 | 0 | 0 | 0 | 0 | 0 | 0 | 0
| Wave | Offshore Irish Sea |  | 0 | 0 | 0 | 0 | 0 | 0 | 0 | 0 | 0 | 0 | 0 | 0 | 0 | 0 | 0 | 0 | 0 | 0 | 0 | 0
| Wave | Offshore E England |  | 0 | 0 | 0 | 0 | 0 | 0 | 0 | 0 | 0 | 0 | 0 | 0 | 0 | 0 | 0 | 0 | 0 | 0 | 0 | 0
| Wave | Offshore Scotland |  | 0 | 0 | 0 | 0 | 0 | 0 | 0 | 0 | 0 | 0 | 0 | 0 | 0 | 0 | 0 | 0 | 0 | 0 | 0 | 0
| Tidal Stream | Offshore South |  | 0 | 0 | 0 | 0 | 0 | 0 | 0 | 0 | 0 | 0 | 0 | 0 | 0 | 0 | 0 | 0 | 0 | 0 | 0 | 0
| Tidal Stream | Offshore Irish Sea |  | 0 | 0 | 0 | 0 | 0 | 0 | 0 | 0 | 0 | 0 | 0 | 0 | 0 | 0 | 0 | 0 | 0 | 0 | 0 | 0
| Tidal Stream | Offshore E England |  | 0 | 0 | 0 | 0 | 0 | 0 | 0 | 0 | 0 | 0 | 0 | 0 | 0 | 0 | 0 | 0 | 0 | 0 | 0 | 0
| Tidal Stream | Offshore Scotland |  | 0 | 0 | 0 | 0 | 0 | 0 | 0 | 0 | 0 | 0 | 0 | 0 | 0 | 0 | 0 | 0 | 0 | 0 | 0 | 0
| Embedded CHP | Embedded |  | 0 | 0 | 0 | 0 | 0 | 0 | 0 | 0 | 0 | 0 | 0 | 0 | 0 | 0 | 0 | 0 | 0 | 0 | 0 | 0
| Embedded Gas | Embedded |  | 0 | 0 | 0 | 0 | 0 | 0 | 0 | 0 | 0 | 0 | 0 | 0 | 0 | 0 | 0 | 0 | 0 | 0 | 0 | 0
| Embedded offshore wind | Embedded |  | 0 | 0 | 0 | 0 | 0 | 0 | 0 | 0 | 0 | 0 | 0 | 0 | 0 | 0 | 0 | 0 | 0 | 0 | 0 | 0
| Embedded onshore wind | Embedded |  | 0 | 0 | 0 | 0 | 0 | 0 | 0 | 0 | 0 | 0 | 0 | 0 | 0 | 0 | 0 | 0 | 0 | 0 | 0 | 0
| Embedded biomass | Embedded |  | 0 | 0 | 0 | 0 | 0 | 0 | 0 | 0 | 0 | 0 | 0 | 0 | 0 | 0 | 0 | 0 | 0 | 0 | 0 | 0
| Embedded tidal and wave | Embedded |  | 0 | 0 | 0 | 0 | 0 | 0 | 0 | 0 | 0 | 0 | 0 | 0 | 0 | 0 | 0 | 0 | 0 | 0 | 0 | 0
| Embedded hydro | Embedded |  | 0 | 0 | 0 | 0 | 0 | 0 | 0 | 0 | 0 | 0 | 0 | 0 | 0 | 0 | 0 | 0 | 0 | 0 | 0 | 0
Generation (TWh)
| CHP | S England & S Wales |  | 0 | 0 | 0 | 0 | 0 | 0 | 0 | 0 | 0 | 0 | 0 | 0 | 0 | 0 | 0 | 0 | 0 | 0 | 0 | 0
| CHP | Midlands & N Wales |  | 323.6635 | 102.1682 | 369.7566 | 273.6385 | 124.9062 | 276.3336 | 164.2521 | 151.9891 | 165.5215 | 190.2848 | 81.32 | 65.1957 | 48.457 | 16.2083 | 0 | 0 | 0 | 0 | 0 | 0
| CHP | N England |  | 7870.2567 | 7152.1574 | 8012.5307 | 7493.0856 | 6360.3232 | 7007.9508 | 6319.3268 | 6215.5443 | 5910.32 | 6240.8217 | 3731.6564 | 3382.6768 | 2933.8385 | 2345.4984 | 1739.51 | 877.652 | 1073.6001 | 1087.727 | 1420.095 | 1418.8504
| CHP | S Scotland |  | 0.048 | 1.64e-08 | 0.048 | 0.048 | 4e-10 | 0.048 | 0.048 | 0.048 | 7.7183e-08 | 9.2619 | 7.6783e-08 | 7.6783e-08 | 0 | 0 | 0 | 0 | 0 | 0 | 0 | 0
| CHP | N Scotland |  | 34.263 | 12.075 | 35.8953 | 27.355 | 13.5811 | 25.703 | 14.7545 | 14.5785 | 14.5785 | 14.5785 | 6.7657 | 5.0765 | 5.0765 | 1.698 | 0 | 0 | 0 | 0 | 0 | 0
| Oil | S England & S Wales |  | 0 | 0 | 0 | 0 | 0 | 0 | 0 | 0 | 0 | 0 | 0 | 0 | 0 | 0 | 0 | 0 | 0 | 0 | 0 | 0
| Oil | Midlands & N Wales |  | 0 | 0 | 0 | 0 | 0 | 0 | 0 | 0 | 0 | 0 | 0 | 0 | 0 | 0 | 0 | 0 | 0 | 0 | 0 | 0
| Oil | N England |  | 0 | 0 | 0 | 0 | 0 | 0 | 0 | 0 | 0 | 0 | 0 | 0 | 0 | 0 | 0 | 0 | 0 | 0 | 0 | 0
| Oil | S Scotland |  | 0 | 0 | 0 | 0 | 0 | 0 | 0 | 0 | 0 | 0 | 0 | 0 | 0 | 0 | 0 | 0 | 0 | 0 | 0 | 0
| Oil | N Scotland |  | 0 | 0 | 0 | 0 | 0 | 0 | 0 | 0 | 0 | 0 | 0 | 0 | 0 | 0 | 0 | 0 | 0 | 0 | 0 | 0
| Hydro | S England & S Wales |  | 0 | 0 | 0 | 0 | 0 | 0 | 0 | 0 | 0 | 0 | 0 | 0 | 0 | 0 | 0 | 0 | 0 | 0 | 0 | 0
| Hydro | Midlands & N Wales |  | 0 | 0 | 0 | 0 | 0 | 0 | 0 | 0 | 0 | 0 | 0 | 0 | 0 | 0 | 0 | 0 | 0 | 0 | 0 | 0
| Hydro | N England |  | 0 | 0 | 0 | 0 | 0 | 0 | 0 | 0 | 0 | 0 | 0 | 0 | 0 | 0 | 0 | 0 | 0 | 0 | 0 | 0
| Hydro | S Scotland |  | 95.0109 | 95.0109 | 95.0109 | 95.0109 | 95.0109 | 95.0109 | 95.0109 | 95.0109 | 95.0109 | 95.0109 | 95.0109 | 95.0109 | 95.0109 | 95.0109 | 95.0109 | 95.0109 | 95.0109 | 95.0109 | 95.0109 | 95.0109
| Hydro | N Scotland |  | 2991.4043 | 2991.4043 | 2991.4043 | 2991.4043 | 2991.4043 | 2991.4043 | 2991.4043 | 2991.4043 | 2991.4043 | 2991.4043 | 2991.4043 | 2991.4043 | 2991.4043 | 2991.4043 | 2991.4043 | 2991.4043 | 2991.4043 | 2991.4043 | 2991.4043 | 2991.4043
| PS | S England & S Wales |  | 0 | 0 | 0 | 0 | 0 | 0 | 0 | 0 | 0 | 0 | 0 | 0 | 0 | 0 | 0 | 0 | 0 | 0 | 0 | 0
| PS | Midlands & N Wales |  | 0 | 0 | 0 | 0 | 0 | 0 | 0 | 0 | 0 | 0 | 0 | 0 | 0 | 0 | 0 | 0 | 0 | 0 | 0 | 0
| PS | N England |  | 0 | 0 | 0 | 0 | 0 | 0 | 0 | 0 | 0 | 0 | 0 | 0 | 0 | 0 | 0 | 0 | 0 | 0 | 0 | 0
| PS | S Scotland |  | 0 | 0 | 0 | 0 | 0 | 0 | 0 | 0 | 0 | 0 | 0 | 0 | 0 | 0 | 0 | 0 | 0 | 0 | 0 | 0
| PS | N Scotland |  | 0 | 0 | 0 | 0 | 0 | 0 | 0 | 0 | 0 | 0 | 0 | 0 | 0 | 0 | 0 | 0 | 0 | 0 | 0 | 0
| Nuclear | S England & S Wales |  | 26450.3808 | 26450.3808 | 24939.5328 | 24939.5328 | 24939.5328 | 24939.5328 | 24939.5328 | 24939.5328 | 20217.2544 | 20217.2544 | 31952.6784 | 31952.6784 | 43687.0171 | 55422.8918 | 67157.0466 | 88959.1538 | 88718.9561 | 88697.5742 | 89327.1378 | 89334.442
| Nuclear | Midlands & N Wales |  | 6254.208 | 6254.208 | 7.0272e-06 | 7.0272e-06 | 7.0272e-06 | 7.0272e-06 | 7.0272e-06 | 7.0272e-06 | 7.0272e-06 | 7.0272e-06 | 7.0272e-06 | 7.0272e-06 | 7.0268e-06 | 7.0268e-06 | 7.0268e-06 | 6.8732e-06 | 6.7926e-06 | 6.7926e-06 | 6.8732e-06 | 6.8732e-06
| Nuclear | N England |  | 25389.2736 | 25389.2736 | 25389.2736 | 25389.2736 | 25389.2736 | 25389.2736 | 25389.2736 | 25389.2736 | 25389.2736 | 8453.7216 | 8453.7216 | 8453.7216 | 8453.2645 | 8453.7216 | 8453.7216 | 8453.7216 | 8453.7216 | 8453.7216 | 1.3746e-05 | 1.3746e-05
| Nuclear | S Scotland |  | 16085.2608 | 16085.2608 | 16085.2608 | 16085.2608 | 16085.2608 | 16085.2608 | 16085.2608 | 16085.2608 | 8538.048 | 8538.048 | 8538.048 | 8538.048 | 8537.5863 | 8538.048 | 8538.048 | 8538.048 | 8538.048 | 8538.048 | 0 | 0
| Nuclear | N Scotland |  | 0 | 0 | 0 | 0 | 0 | 0 | 0 | 0 | 0 | 0 | 0 | 0 | 0 | 0 | 0 | 0 | 0 | 0 | 0 | 0
| CCGT | S England & S Wales |  | 44021.282 | 40487.2363 | 50401.0486 | 52906.5274 | 52487.5764 | 60181.6713 | 57560.75 | 55119.5761 | 65961.411 | 70629.5889 | 84818.5039 | 91727.6871 | 84179.9524 | 78185.4663 | 67140.2745 | 44727.4188 | 43093.3485 | 43954.677 | 53151.9833 | 53013.044
| CCGT | Midlands & N Wales |  | 17041.4254 | 17608.0102 | 21878.7736 | 25643.1534 | 31399.4014 | 34170.7626 | 31041.7037 | 29516.6542 | 26997.0843 | 29281.6132 | 20313.0059 | 19633.611 | 18181.8882 | 15309.1408 | 11951.8856 | 8760.8434 | 8544.3652 | 8689.336 | 9819.8479 | 9804.9012
| CCGT | N England |  | 6377.1004 | 4048.9509 | 6233.2661 | 5198.2968 | 3427.9166 | 4503.1594 | 2930.6251 | 2646.8238 | 2127.8404 | 2919.4072 | 1238.8464 | 1171.7033 | 938.1912 | 7520.7926 | 6476.3601 | 5018.7422 | 4943.1156 | 5015.342 | 5322.7551 | 5319.6172
| CCGT | S Scotland |  | 1.3527e-05 | 1.307e-05 | 1.3369e-05 | 1.3369e-05 | 1.2876e-05 | 1.3285e-05 | 1.28e-05 | 1.2651e-05 | 1.2023e-05 | 1.2558e-05 | 1.0731e-05 | 1.1081e-05 | 1.0344e-05 | 9.3114e-06 | 7.9495e-06 | 5.8199e-06 | 5.7544e-06 | 5.7544e-06 | 6.5488e-06 | 6.5488e-06
| CCGT | N Scotland |  | 57.2538 | 7.5535 | 114.7641 | 31.7497 | 0.57292 | 55.5407 | 1.3125e-05 | 1.3117e-05 | 1.1852e-05 | 1.2563e-05 | 1.0762e-05 | 1.0595e-05 | 1.0014e-05 | 8.2539e-06 | 7.9556e-06 | 5.6457e-06 | 5.5147e-06 | 5.5147e-06 | 7.274e-06 | 7.274e-06
| OCGT | S England & S Wales |  | 0 | 0 | 0 | 0 | 0 | 0 | 0 | 0 | 0 | 0 | 0 | 0 | 0 | 0 | 0 | 0 | 0 | 0 | 0 | 0
| OCGT | Midlands & N Wales |  | 0 | 0 | 0 | 0 | 0 | 0 | 0 | 0 | 0 | 0 | 0 | 0 | 0 | 0 | 0 | 0 | 0 | 0 | 0 | 0
| OCGT | N England |  | 0 | 0 | 0 | 0 | 0 | 0 | 0 | 0 | 0 | 0 | 0 | 0 | 0 | 0 | 0 | 0 | 0 | 0 | 0 | 0
| OCGT | S Scotland |  | 0 | 0 | 0 | 0 | 0 | 0 | 0 | 0 | 0 | 0 | 0 | 0 | 0 | 0 | 0 | 0 | 0 | 0 | 0 | 0
| OCGT | N Scotland |  | 0 | 0 | 0 | 0 | 0 | 0 | 0 | 0 | 0 | 0 | 0 | 0 | 0 | 0 | 0 | 0 | 0 | 0 | 0 | 0
| Coal | S England & S Wales |  | 19282.166 | 19764.0032 | 12950.8186 | 9670.4387 | 8918.6466 | 2159.751 | 1983.0821 | 1983.0821 | 1901.9742 | 1911.1518 | 1705.0878 | 8.5102e-07 | 3.0759e-07 | 0 | 0 | 0 | 0 | 0 | 0 | 0
| Coal | Midlands & N Wales |  | 49542.297 | 49594.5182 | 48509.9213 | 47312.9145 | 43671.1407 | 40156.1856 | 37382.066 | 36712.5211 | 33890.8135 | 35264.9107 | 29003.627 | 23320.6359 | 18174.5068 | 3358.9502 | 107.2867 | 6.6667e-10 | 0 | 0 | 0 | 0
| Coal | N England |  | 55602.8118 | 58348.7789 | 50853.1475 | 48092.1681 | 44806.0587 | 34484.0938 | 34359.9674 | 32912.2551 | 31313.932 | 31333.4801 | 30594.4338 | 30440.4355 | 26736.2297 | 26599.8103 | 25827.8758 | 24428.9819 | 24293.2397 | 24286.8305 | 24632.8232 | 24605.9279
| Coal | S Scotland |  | 17657.2336 | 16845.4537 | 16527.8071 | 14803.0436 | 8642.5578 | 2413.6044 | 2364.7507 | 2169.7051 | 2088.8438 | 1990.288 | 2063.1014 | 2063.1014 | 0 | 0 | 0 | 0 | 0 | 0 | 0 | 0
| Coal | N Scotland |  | 0 | 0 | 0 | 0 | 0 | 0 | 0 | 0 | 0 | 0 | 0 | 0 | 0 | 0 | 0 | 0 | 0 | 0 | 0 | 0
| Coal + CCS | S England & S Wales |  | 0 | 0 | 0 | 0 | 0 | 0 | 0 | 0 | 0 | 0 | 0 | 0 | 0 | 0 | 0 | 0 | 0 | 0 | 0 | 0
| Coal + CCS | Midlands & N Wales |  | 5.8847e-06 | 6.7735e-06 | 6.9975e-06 | 6.9975e-06 | 6.9975e-06 | 6.9975e-06 | 6.9975e-06 | 6.9975e-06 | 6.9975e-06 | 6.9975e-06 | 6.9975e-06 | 6.9975e-06 | 6.9975e-06 | 6997.5468 | 13995.0937 | 13995.0937 | 13995.0937 | 13995.0937 | 13995.0937 | 13995.0937
| Coal + CCS | N England |  | 1.1769e-05 | 1.3547e-05 | 1.3995e-05 | 1.3995e-05 | 1.3995e-05 | 5598.0375 | 5598.0375 | 5598.0375 | 5598.0375 | 5598.0375 | 5598.0375 | 5598.0375 | 5598.0375 | 5598.0375 | 5598.0375 | 19173.2784 | 19173.2784 | 19173.2784 | 19173.2784 | 19173.2784
| Coal + CCS | S Scotland |  | 1.1769e-05 | 1.3547e-05 | 1.3995e-05 | 1.3995e-05 | 2099.2641 | 2099.2641 | 2099.2641 | 2099.2641 | 2099.2641 | 2099.2641 | 2099.2641 | 2099.2641 | 2099.2641 | 2099.2641 | 2099.2641 | 2099.2641 | 2099.2641 | 2099.2641 | 2099.2641 | 2099.2641
| Coal + CCS | N Scotland |  | 0 | 0 | 0 | 0 | 0 | 0 | 0 | 0 | 0 | 0 | 0 | 0 | 0 | 0 | 0 | 0 | 0 | 0 | 0 | 0
| CCGT + CCS | S England & S Wales |  | 0 | 0 | 2.2492e-07 | 2.0993e-05 | 2.0993e-05 | 2.0993e-05 | 2.0993e-05 | 2.0993e-05 | 2.0991e-05 | 2.0993e-05 | 2.0991e-05 | 2.0991e-05 | 2.0991e-05 | 2.0774e-05 | 2.0122e-05 | 1.9233e-05 | 1.9233e-05 | 1.9015e-05 | 1.9898e-05 | 1.9462e-05
| CCGT + CCS | Midlands & N Wales |  | 0 | 0 | 0 | 0 | 0 | 0 | 0 | 0 | 0 | 0 | 0 | 0 | 0 | 0 | 0 | 0 | 0 | 0 | 0 | 0
| CCGT + CCS | N England |  | 0 | 0 | 7.4974e-08 | 6.9975e-06 | 6.9975e-06 | 6.9975e-06 | 6.9975e-06 | 6.9975e-06 | 6.9971e-06 | 6.9975e-06 | 6.9971e-06 | 6.9971e-06 | 6.9971e-06 | 6.9246e-06 | 6.7073e-06 | 6.411e-06 | 6.411e-06 | 6.3383e-06 | 6.6327e-06 | 6.4874e-06
| CCGT + CCS | S Scotland |  | 0 | 0 | 0 | 0 | 0 | 0 | 0 | 0 | 0 | 0 | 0 | 0 | 0 | 0 | 0 | 0 | 0 | 0 | 0 | 0
| CCGT + CCS | N Scotland |  | 0 | 0 | 0 | 0 | 0 | 0 | 0 | 0 | 0 | 0 | 0 | 0 | 0 | 0 | 0 | 0 | 0 | 0 | 0 | 0
| Onshore wind | S England & S Wales |  | 2.0691e-05 | 75.2164 | 93.7787 | 113.6331 | 138.277 | 192.153 | 223.0807 | 257.1073 | 288.2233 | 319.4232 | 339.5924 | 362.5395 | 386.0805 | 409.1885 | 435.5103 | 463.2789 | 637.0049 | 765.0802 | 1032.5247 | 1123.7943
| Onshore wind | Midlands & N Wales |  | 9.4113e-06 | 62.8264 | 78.3311 | 94.915 | 115.4995 | 160.5008 | 186.3339 | 214.7555 | 240.746 | 266.8065 | 283.6533 | 302.8206 | 322.4837 | 341.7853 | 689.0444 | 701.485 | 836.2204 | 943.1986 | 1176.9623 | 1242.7413
| Onshore wind | N England |  | 9.1586e-06 | 85.3552 | 106.4198 | 128.9505 | 156.9163 | 218.0545 | 253.1511 | 291.7644 | 327.0747 | 362.4803 | 385.3681 | 411.4085 | 438.1227 | 464.3455 | 494.2155 | 525.7272 | 722.8707 | 868.2102 | 1171.7051 | 1245.7819
| Onshore wind | S Scotland |  | 5126.3228 | 6233.2544 | 7389.3828 | 8734.9196 | 9298.2247 | 9912.2032 | 12400.9494 | 12422.738 | 14905.5537 | 14927.3891 | 16357.6167 | 16852.1022 | 17344.8852 | 17860.1583 | 18442.623 | 18951.8453 | 19259.1746 | 19634.7128 | 19635.4171 | 19636.0798
| Onshore wind | N Scotland |  | 3672.7329 | 4151.2392 | 5021.9115 | 6081.5617 | 6615.3857 | 7325.3244 | 8924.2825 | 9772.1658 | 12107.7554 | 12247.8755 | 13944.0458 | 13992.2449 | 15570.1587 | 15620.5608 | 16616.9028 | 16864.103 | 16968.8401 | 17176.7809 | 17296.0705 | 17323.3363
| Onshore wind | Island wind |  | 1.0999e-05 | 1.0999e-05 | 1.0999e-05 | 1.0999e-05 | 458.7493 | 458.7493 | 917.4986 | 917.4986 | 1376.2478 | 1376.2478 | 1834.9971 | 1834.9971 | 2293.7464 | 2293.4568 | 2752.1482 | 2752.1482 | 3153.713 | 3142.9428 | 3210.8395 | 3210.8395
| Biomass regular | S England & S Wales |  | 1.4054e-05 | 1.4054e-05 | 1.4054e-05 | 1.4054e-05 | 2459.52 | 2459.52 | 2459.52 | 2459.52 | 2459.387 | 2459.52 | 2459.387 | 2459.3942 | 2459.387 | 2459.387 | 2459.387 | 2320.9608 | 2320.9608 | 2320.9608 | 2320.9608 | 2320.9608
| Biomass regular | Midlands & N Wales |  | 7.0272e-06 | 7.0272e-06 | 7.0272e-06 | 7.0272e-06 | 7.0272e-06 | 7.0272e-06 | 7.0272e-06 | 7.0272e-06 | 7.0268e-06 | 7.0272e-06 | 7.0268e-06 | 7.0268e-06 | 7.0268e-06 | 7.0268e-06 | 7.0268e-06 | 6.6313e-06 | 6.6313e-06 | 6.6313e-06 | 6.6313e-06 | 6.6313e-06
| Biomass regular | N England |  | 1.4054e-05 | 1.4054e-05 | 1.4054e-05 | 1.4054e-05 | 4139.0208 | 4139.0208 | 4139.0208 | 4139.0208 | 4138.9106 | 4139.0208 | 4138.797 | 4139.0208 | 4138.797 | 4138.797 | 4138.797 | 3905.8454 | 3905.8454 | 3905.8454 | 3905.8454 | 3905.8454
| Biomass regular | S Scotland |  | 681.6384 | 681.6384 | 681.6384 | 681.6384 | 681.6384 | 681.6384 | 681.6384 | 681.6384 | 681.6015 | 681.6384 | 681.6015 | 681.6015 | 681.6015 | 681.6015 | 681.6015 | 643.2377 | 643.2377 | 643.2377 | 643.2377 | 643.2377
| Biomass regular | N Scotland |  | 0 | 0 | 0 | 0 | 0 | 0 | 0 | 0 | 0 | 0 | 0 | 0 | 0 | 0 | 0 | 0 | 0 | 0 | 0 | 0
| Offshore wind | Offshore South |  | 2848.0087 | 4631.3105 | 6292.6489 | 6292.6489 | 6292.6489 | 6292.6489 | 7637.8983 | 9437.5034 | 11237.1085 | 11237.1085 | 11237.1085 | 11237.1085 | 12885.2617 | 14368.5995 | 15851.9374 | 20631.5816 | 21455.6582 | 21455.6582 | 21455.6582 | 21455.6582
| Offshore wind | Offshore Irish Sea |  | 1823.1576 | 2594.1118 | 2594.1118 | 2594.1118 | 2594.1118 | 7226.4541 | 7226.4541 | 7226.4541 | 7226.4541 | 7226.4541 | 7226.4541 | 7226.4541 | 11858.7965 | 11858.7965 | 11858.7965 | 11858.7965 | 11858.7965 | 11858.7965 | 11858.7965 | 11858.7965
| Offshore wind | Offshore E England |  | 827.0664 | 827.0664 | 827.0664 | 827.0664 | 2233.0792 | 2233.0792 | 4383.4517 | 4383.4517 | 5045.1048 | 5045.1048 | 5045.1048 | 5045.1048 | 7030.0641 | 7030.0641 | 7030.0641 | 7030.0641 | 7030.0641 | 7030.0641 | 7030.0641 | 7030.0641
| Offshore wind | Offshore Scotland |  | 33.0827 | 33.0827 | 33.0827 | 33.0827 | 628.5705 | 2018.0419 | 2481.1991 | 2481.1991 | 5326.3074 | 5822.5472 | 5822.5472 | 6815.0268 | 9809.0071 | 11612.3118 | 14242.6829 | 16873.0539 | 18676.3586 | 18676.3586 | 18676.3586 | 18676.3586
| Wave | Offshore South |  | 0 | 0 | 0 | 0 | 0 | 0 | 0 | 0 | 0 | 0 | 0 | 0 | 0 | 0 | 0 | 0 | 0 | 0 | 0 | 0
| Wave | Offshore Irish Sea |  | 0 | 0 | 0 | 0 | 0 | 0 | 0 | 0 | 0 | 0 | 0 | 0 | 0 | 0 | 0 | 0 | 0 | 0 | 0 | 0
| Wave | Offshore E England |  | 0 | 0 | 0 | 0 | 0 | 0 | 0 | 0 | 0 | 0 | 0 | 0 | 0 | 0 | 0 | 0 | 0 | 0 | 0 | 0
| Wave | Offshore Scotland |  | 2.6348e-06 | 2.6348e-06 | 2.6348e-06 | 2.6348e-06 | 2.6348e-06 | 2.6348e-06 | 2.6348e-06 | 2.6348e-06 | 2.6348e-06 | 1185.678 | 1185.678 | 1185.678 | 1185.678 | 1185.678 | 1185.678 | 1580.904 | 1580.904 | 2107.872 | 2107.872 | 2107.872
| Tidal Stream | Offshore South |  | 5.2704e-06 | 5.2704e-06 | 5.2704e-06 | 5.2704e-06 | 5.2704e-06 | 5.2704e-06 | 5.2704e-06 | 5.2704e-06 | 5.2704e-06 | 408.456 | 408.456 | 408.456 | 527.04 | 658.8 | 1317.6 | 1317.6 | 1449.36 | 1449.36 | 3294 | 3294
| Tidal Stream | Offshore Irish Sea |  | 2.6352e-06 | 2.6352e-06 | 2.6352e-06 | 2.6352e-06 | 2.6352e-06 | 2.6352e-06 | 2.6352e-06 | 2.6352e-06 | 2.6352e-06 | 2.6352e-06 | 223.992 | 223.992 | 263.52 | 263.52 | 263.52 | 263.52 | 263.52 | 263.52 | 263.52 | 263.52
| Tidal Stream | Offshore E England |  | 0 | 0 | 0 | 0 | 0 | 0 | 0 | 0 | 0 | 0 | 0 | 0 | 0 | 0 | 0 | 0 | 0 | 0 | 0 | 0
| Tidal Stream | Offshore Scotland |  | 70.272 | 70.272 | 70.272 | 70.272 | 317.9808 | 317.9808 | 317.9808 | 317.9808 | 317.9808 | 541.9728 | 541.9728 | 541.9728 | 581.5008 | 581.5008 | 581.5008 | 581.5008 | 581.5008 | 581.5008 | 581.5008 | 581.5008
| Embedded CHP | Embedded |  | 20336.7828 | 21179.6675 | 22022.5521 | 22865.4367 | 23708.3213 | 24551.2059 | 25394.0905 | 26236.9752 | 27079.8598 | 27922.7444 | 28765.629 | 29642.229 | 30518.829 | 31395.429 | 32272.029 | 33148.629 | 34025.229 | 34901.829 | 35778.429 | 36655.029
| Embedded Gas | Embedded |  | 1840.86 | 1840.86 | 1840.86 | 1840.86 | 1840.86 | 1840.86 | 1840.86 | 1840.86 | 1840.86 | 1840.86 | 1840.86 | 1840.86 | 1840.86 | 1840.86 | 1840.86 | 1840.86 | 1840.86 | 1840.86 | 1840.86 | 1840.86
| Embedded offshore wind | Embedded |  | 0 | 0 | 0 | 0 | 0 | 0 | 0 | 0 | 0 | 0 | 0 | 0 | 0 | 0 | 0 | 0 | 0 | 0 | 0 | 0
| Embedded onshore wind | Embedded |  | 2513.5628 | 2513.5628 | 2513.5628 | 2513.5628 | 2513.5628 | 2513.5628 | 2513.5628 | 2513.5628 | 2513.5628 | 2513.5628 | 2513.5628 | 2513.5628 | 2513.5628 | 2513.5628 | 2513.5628 | 2513.5628 | 2513.5628 | 2513.5628 | 2513.5628 | 2513.5628
| Embedded biomass | Embedded |  | 11271.2519 | 11857.9739 | 12583.022 | 13347.8811 | 14224.7116 | 15193.7982 | 16222.156 | 17310.1226 | 18467.1812 | 19660.8214 | 20855.1774 | 22050.2566 | 23246.0661 | 24442.6132 | 25639.9053 | 26837.9498 | 28036.7543 | 29236.3264 | 30436.6737 | 31637.804
| Embedded tidal and wave | Embedded |  | 1.7532 | 71.8812 | 106.9452 | 177.0732 | 305.0568 | 455.4814 | 630.8014 | 825.8098 | 1089.0712 | 1404.6472 | 1685.1592 | 1921.6283 | 2193.5678 | 2506.2982 | 2856.9382 | 3207.5782 | 3558.2182 | 3908.8582 | 4259.4982 | 4610.1382
| Embedded hydro | Embedded |  | 1565.5783 | 1594.5061 | 1623.4339 | 1652.3617 | 1681.2895 | 1710.2173 | 1794.1079 | 1823.0357 | 1851.9635 | 1880.8913 | 1909.8191 | 1938.7469 | 1967.6747 | 1996.6025 | 2025.5303 | 2054.4581 | 2083.3859 | 2112.3137 | 2141.2415 | 2170.1693
Transmission investment | bar: 0 to 10
Modelled investments in the Main Interconnected Transmission System | bar: 0 to 10
| Reinforcement package | Boundaries reinforced | Cost (£m) | 0: Build date
| Beauly-Denny overhead line | B1, B2, B4 | Pre-committed | 0: 2014
| 400kV Ring Kintore Reactive Compensation | B1, B2, B4 | Pre-committed | 0: 2040
| Denny-Kincardine 400kV | B4 | Pre-committed | 0: 2040
| Western HVDC Link | B6, B7a | 866 | 0: 2015
| Anglo-Scottish Series & Shunt Compensation | B5,B6 | 380 | 0: 2014
| Eastern HVDC Link | B2, B4, B5, B6, B7a | 891 | 0: 2018
| Penwortham QBs | B7a | 31 | 0: 2014
| New Hinkley Point - Seabank OHL and associated works | B13 | 628 | 0: 2021
| Reconductoring circuits in East Anglia | EC5 | 93 | 0: 2022
| New OHL & reconductoring work in East Anglia | EC5 | 263 | 0: 2025
| QBs in East Anglia | EC5 | 41 | 0: 2020
| Establish 2nd Pentir-Traw 400kv circuit | NW2 | 185 | 0: 2016
| Series compensation and reconductoring work in North Wales | NW2 | 103 | 0: 2040
| Wylfa-Pembroke 2GW HVDC link | B202,NW2 | 834 | 0: 2040
| Daines 225MVAR MSC DNs | B8,B9 | 5 | 0: 2014
| Sundon and Ratcliffe 225MVAR MSCs | B8,B9 | 10 | 0: 2015
| North London Reinforcements & St John's Wood - Hackney cable | B14 | 474 | 0: 2016
| Turn in Sundon - Cowley circuit at East Claydon | B8,B9, B14 | 52 | 0: 2040
| North East London uprate to 400kV | B15 | 88 | 0: 2040
| East London reinforcements | B15 | 31 | 0: 2014
| East London reconductoring | B15 | 72 | 0: 2040
| Kingsnorth-Cobham reconductoring | B15 | 21 | 0: 2040
| South London reconductoring | B15 | 77 | 0: 2040
| Essex reconductoring | B15 | 36 | 0: 2040
| Tees Crossing refurbishment | B7a | 52 | 0: 2012
| QBs in Sundon-Wymondley circuits | B14 | 31 | 0: 2015
| London MSCs, East End reconductoring | B14 | 46 | 0: 2015
| New reactor at Rayleigh | B15 | 36 | 0: 2040
| Kemsley QBs | B15 | 31 | 0: 2012
| Rowdown, Canterbury, Sellinge and Dungeness reinforcements | B15 | 118 | 0: 2040
| Iver, East Claydon, Grendon & Elstree new MSCs | B8,B9 | 31 | 0: 2015
| Cottam - West Burton reconductoring | B8 | 5 | 0: 2014
| West Weybridge 275kV additional MSC | B9,B14 | 5 | 0: 2018
| Knocknagael | B1 | 43 | 0: 2011
| Beauly-Blackhillock-Kintore | B1 | 88 | 0: 2014
2012
| Hunterston-Kintyre link | B3, B4, B5 | 130 | 0: 2018
| East Coast Upgrade | B2, B4, B5, B6 | 272 | 0: 2022
| Humber - Walpole HVDC | B8, B9, B11 | 595 | 0: 2027
| Caithness - Moray HVDC | B1 | 800 | 0: 2020
2014
| Eastern HVDC Link #2 | B6 | 891 | 0: 2024
2040
| Western HVDC Link #2 | B6, B7a | 866 | 0: 2020
| Elstree London | B14 | 100 | 0: 2040
| West Midlands MSC | B17 | 50 | 0: 2024
| B1 | B1 | 73 | 0: 2021
| B2 | B2 | 73 | 0: 2025
| B3 | B3 | 110 | 0: 2024
| B4 | B4 | 98 | 0: 2024
| B5 | B5 | 98 | 0: 2025
| B6 | B6 | 146 | 0: 2025
| B7a | B7a | 166 | 0: 2023
| B8 | B8 | 117 | 0: 2040
| B9 | B9 | 234 | 0: 2040
| B10 | B10 | 15 | 0: 2040
| B11 | B11 | 200 | 0: 2025
| B12 | B12 | 24 | 0: 2040
| B13 | B13 | 332 | 0: 2040
| B14 | B14 | 50 | 0: 2040
| B15 | B15 | 7 | 0: 2040
| B16 | B16 | 29 | 0: 2021
| B17 | B17 | 100 | 0: 2040
| B201 | B201 | 50 | 0: 2040
| B202 | B202 | 7 | 0: 2040
| EC5 | EC5 | 24 | 0: 2040
| NW2 | NW2 | 49 | 0: 2040
Note: for map of transmission boundaries, see report. Offshore and island links are built as required for specific generation projects | bar: 0 to 10
Other key metrics
| Average (demand-weighted) wholesale price (£/MWh) |  |  | 58.83 | 58.2781 | 62.9972 | 63.4058 | 61.9739 | 77.9621 | 76.7299 | 78.4671 | 77.8553 | 90.5675 | 75.7009 | 77.465 | 79.0261 | 81.4196 | 80.1287 | 78.6814 | 80.776 | 83.6329 | 88.573 | 91.0733
| Demand (TWh) |  |  | 356.3715 | 360.6823 | 362.6573 | 364.1237 | 364.9651 | 365.8053 | 367.297 | 367.7908 | 368.3631 | 368.9556 | 371.4191 | 374.8324 | 378.962 | 383.7213 | 387.4883 | 391.127 | 395.6796 | 400.2653 | 405.5591 | 409.9475
| Renewable share (%) |  |  | 11.39% | 12.76% | 14.07% | 14.39% | 17.51% | 21.32% | 24.17% | 25.56% | 28.73% | 30.17% | 32.6% | 33.19% | 36.4% | 36.91% | 38.38% | 39.03% | 39.95% | 40.16% | 41.2% | 41.34%
| Carbon intensity (g/kWhr) | (excludes embedded CHP) |  | 463.6797 | 461.6369 | 438.1145 | 425.2243 | 386.3936 | 312.5876 | 296.1148 | 286.8801 | 279.6024 | 295.2122 | 249.871 | 235.242 | 194.3713 | 153.7101 | 127.3401 | 97.2021 | 94.4719 | 94.4626 | 105.3162 | 104.6779
| Maximum allowed revenue: Transmission Owners (£m) |  |  | 1724.279 | 2120.5352 | 2345.7687 | 2473.106 | 2642.2414 | 2840.6291 | 3008.9461 | 3142.2569 | 3338.5531 | 3493.8352 | 3586.8939 | 3641.1462 | 3860.5641 | 3971.3911 | 4079.6459 | 4225.0159 | 4289.3246 | 4306.1477 | 4314.8701 | 4323.1333
| Constraint costs (£m) |  |  | 119.8467 | 166.5612 | 233.9544 | 220.4752 | 75.4337 | 80.7549 | 212.1948 | 159.7322 | 291.3395 | 143.5653 | 100.2734 | 111.1066 | 271.9566 | 252.5353 | 260.3841 | 320.3457 | 439.6425 | 491.9317 | 471.6491 | 481.5326
| Transmission losses (£m) |  |  | 418 | 439 | 440 | 457 | 450 | 445 | 480 | 476 | 489 | 449 | 443 | 467 | 515 | 582 | 619 | 608 | 625 | 655 | 632 | 654
CfDs by plant type (£/MWh)
| Nuclear | [5 empty] | 93.9134 | 93.9134 | 93.9134 | 92.7827 | 92.7827 | 92.7827 | 90.0144 | 90.0144 | 90.0144 | 84.6784 | 84.6784 | 84.6784 | 81.2276 | 81.2276 | 81.2276 | 80.1132 | 80.1132
| Coal + CCS | [5 empty] | 138.7105 | 138.7105 | 138.7105 | 137.9024 | 137.9024 | 137.9024 | 134.4527 | 134.4527 | 134.4527 | 132.9053 | 132.9053 | 132.9053 | 133.1554 | 133.1554 | 133.1554 | 133.5746 | 133.5746
| CCGT + CCS | [5 empty] | 100.2208 | 100.2208 | 100.2208 | 102.4252 | 102.4252 | 102.4252 | 104.3512 | 104.3512 | 104.3512 | 107.15 | 107.15 | 107.15 | 109.8376 | 109.8376 | 109.8376 | 113.8537 | 113.8537
| Onshore wind | [5 empty] | 92.3913 | 92.3913 | 92.3913 | 87.8499 | 87.8499 | 87.8499 | 86.7498 | 86.7498 | 86.7498 | 85.5087 | 85.5087 | 85.5087 | 84.2083 | 84.2083 | 84.2083 | 82.3385 | 82.3385
| Offshore wind | [5 empty] | 158.706 | 158.706 | 158.706 | 144.286 | 144.286 | 144.286 | 136.8156 | 136.8156 | 136.8156 | 131.9175 | 131.9175 | 131.9175 | 127.5291 | 127.5291 | 127.5291 | 122.5158 | 122.5158
| Wave | [5 empty] | 466.5253 | 466.5253 | 466.5253 | 360.6943 | 360.6943 | 360.6943 | 316.7616 | 316.7616 | 316.7616 | 261.9819 | 261.9819 | 261.9819 | 229.8266 | 229.8266 | 229.8266 | 209.4371 | 209.4371
| Tidal Stream | [5 empty] | 468.4523 | 468.4523 | 468.4523 | 345.6017 | 345.6017 | 345.6017 | 283.2719 | 283.2719 | 283.2719 | 260.8956 | 260.8956 | 260.8956 | 228.5594 | 228.5594 | 228.5594 | 208.5909 | 208.5909
| Biomass regular | [5 empty] | 122.0651 | 122.0651 | 122.0651 | 119.4369 | 119.4369 | 119.4369 | 118.56 | 118.56 | 118.56 | 118.1148 | 118.1148 | 118.1148 | 117.8058 | 117.8058 | 117.8058 | 116.1099 | 116.1099
Note on D181: Used to calculate de-rated capacity margins

## Socialised (wider only)
| Charging scenario | #VALUE!
|  |  |  | 2011 | 2012 | 2013 | 2014 | 2015 | 2016 | 2017 | 2018 | 2019 | 2020 | 2021 | 2022 | 2023 | 2024 | 2025 | 2026 | 2027 | 2028 | 2029 | 2030
#VALUE!
Tariffs
Generation
Transmission investment
Other key metrics
Tariffs
Generator Zonal Tariff/Peak security component of Improved ICRP (£/kW)
Generation - Wider Tariffs
| Zone No. | Zone Name
| 1 | North Scotland
| 2 | Peterhead
| 3 | Western Highland & Skye
| 4 | Central Highlands
| 5 | Argyll
| 6 | Stirlingshire
| 7 | South Scotland
| 8 | Auchencrosh
| 9 | Humber & Lancashire
| 10 | North East England
| 11 | Anglesey
| 12 | Dinorwig
| 13 | South Yorks & North Wales
| 14 | Midlands
| 15 | South Wales & Gloucester
| 16 | Central London
| 17 | South East
| 18 | Oxon & South Coast
| 19 | Wessex
| 20 | Peninsula
Year Round component of Improved ICRP (£/kW)
Generation - Wider Tariffs
| Zone No. | Zone Name
| 1 | North Scotland
| 2 | Peterhead
| 3 | Western Highland & Skye
| 4 | Central Highlands
| 5 | Argyll
| 6 | Stirlingshire
| 7 | South Scotland
| 8 | Auchencrosh
| 9 | Humber & Lancashire
| 10 | North East England
| 11 | Anglesey
| 12 | Dinorwig
| 13 | South Yorks & North Wales
| 14 | Midlands
| 15 | South Wales & Gloucester
| 16 | Central London
| 17 | South East
| 18 | Oxon & South Coast
| 19 | Wessex
| 20 | Peninsula
Residual
Final Variable Tariff (£/MWh)
| Generation - constant tariff under Socialised charging |  |  |  | 1.2356 | 1.3161 | 1.4203 | 0.49092 | 0.39236 | 0.31622 | 0.28579 | 0.2476 | 0.31667 | 0.33134 | 0.35594 | 0.17715 | 0.13065 | -0.055255 | -0.20367 | -0.27241 | -0.30404 | -0.29708 | -0.29223
| Demand - constant tariff under Socialised charging |  |  |  | 4.2918 | 4.7218 | 4.9581 | 6.1795 | 6.6138 | 6.9408 | 7.2597 | 7.7332 | 8.096 | 8.3113 | 8.4357 | 8.801 | 8.961 | 9.2296 | 9.4136 | 9.4435 | 9.3889 | 9.2821 | 9.1972
Demand HH Zonal Tariff (£/kW)
Demand tariffs
| Zone No. | Zone Name.
| 1 | Northern Scotland |  |  | 10.367 | 14.3723 | 15.6778 | 18.3621 | 20.7848 | 22.9482 | 25.987 | 19.7244 | 22.3084 | 23.8752 | 23.5237 | 26.55 | 22.7525 | 24.8391 | 25.2193 | 26.0804 | 26.3336 | 26.6892 | 26.7944
| 2 | Southern Scotland |  |  | 15.5464 | 18.0918 | 19.284 | 21.8285 | 24.3109 | 26.476 | 28.8908 | 28.3294 | 26.8772 | 28.4442 | 28.1487 | 31.1524 | 26.5633 | 28.6106 | 28.6899 | 29.6774 | 29.8106 | 30.1616 | 30.2668
| 3 | Northern |  |  | 20.989 | 23.4024 | 24.8922 | 31.6668 | 34.2723 | 36.4332 | 38.8237 | 43.0319 | 44.8751 | 46.4544 | 45.8081 | 48.9613 | 51.3127 | 53.576 | 54.2005 | 55.179 | 55.2802 | 55.6578 | 55.763
| 4 | North West |  |  | 24.2647 | 26.8428 | 28.1641 | 36.5946 | 38.9893 | 41.2999 | 43.594 | 46.7405 | 49.4301 | 50.9217 | 50.9671 | 53.8648 | 55.4423 | 57.2698 | 57.2627 | 58.2595 | 58.3647 | 58.6968 | 58.8021
| 5 | Yorkshire |  |  | 24.9209 | 27.5061 | 29.0308 | 37.47 | 40.1042 | 42.2885 | 44.6587 | 48.1731 | 50.9982 | 52.4414 | 51.9109 | 55.1684 | 58.3481 | 60.6372 | 61.3932 | 62.3705 | 62.4515 | 62.8375 | 62.9428
| 6 | N Wales & Mersey |  |  | 25.0921 | 27.5192 | 28.9163 | 39.0939 | 41.347 | 43.7488 | 45.9699 | 49.1751 | 52.9645 | 54.5143 | 55.0168 | 57.7942 | 59.2153 | 61.0043 | 59.6132 | 60.6295 | 60.8312 | 61.1211 | 61.2263
| 7 | East Midlands |  |  | 27.4671 | 30.3043 | 31.9113 | 40.3695 | 43.3449 | 45.5864 | 47.8162 | 51.4221 | 54.3137 | 56.0425 | 56.8569 | 60.035 | 62.8588 | 65.214 | 66.8311 | 67.8322 | 68.1255 | 68.3318 | 68.437
| 8 | Midlands |  |  | 28.9782 | 31.1817 | 32.7826 | 41.8559 | 44.1928 | 46.74 | 48.8189 | 52.3251 | 55.456 | 57.021 | 58.1926 | 61.0194 | 63.408 | 65.3735 | 67.1756 | 68.2234 | 68.5183 | 68.7312 | 68.8364
| 9 | Eastern |  |  | 28.0516 | 31.2885 | 33.0142 | 41.2255 | 44.7528 | 46.8115 | 49.2174 | 52.8589 | 55.6096 | 57.1047 | 60.3381 | 63.6785 | 66.2428 | 68.8934 | 71.1388 | 72.0138 | 72.7536 | 72.5068 | 72.6121
| 10 | South Wales |  |  | 27.7028 | 29.6931 | 31.2279 | 39.8865 | 41.8647 | 44.7871 | 46.3872 | 50.0171 | 53.1774 | 54.8003 | 57.5183 | 60.0638 | 64.6813 | 68.4179 | 73.2874 | 74.4523 | 74.8682 | 74.9509 | 75.0561
| 11 | South East |  |  | 30.8695 | 34.9602 | 36.9176 | 45.1972 | 48.466 | 50.7868 | 52.5816 | 56.8145 | 59.4079 | 61.402 | 63.5808 | 66.8137 | 69.9299 | 72.6351 | 75.8441 | 76.1432 | 76.7295 | 76.6385 | 76.7437
| 12 | London |  |  | 32.7304 | 36.5882 | 38.6503 | 46.8034 | 51.3413 | 53.3948 | 55.7747 | 59.4166 | 62.1736 | 63.7907 | 66.3758 | 69.6951 | 72.3945 | 75.0116 | 77.6582 | 78.4835 | 79.1085 | 78.9779 | 79.0831
| 13 | Southern |  |  | 33.0348 | 35.8121 | 37.622 | 46.0611 | 49.096 | 51.549 | 53.3509 | 57.1881 | 59.7646 | 61.9441 | 63.8977 | 66.9708 | 68.8525 | 71.5455 | 75.0094 | 76.27 | 76.7716 | 76.7667 | 76.872
| 14 | South Western |  |  | 33.558 | 36.2782 | 38.0853 | 46.6486 | 48.2738 | 50.8026 | 51.4979 | 54.6171 | 56.1794 | 59.8181 | 62.2348 | 64.4958 | 65.0072 | 68.256 | 72.8454 | 74.148 | 74.6072 | 74.6459 | 74.7511
Demand NHH Zonal Tariff (p/kWh)
| Zone No. | Zone Name.
| 1 | Northern Scotland |  |  | 1.406 | 1.9492 | 2.1263 | 2.4904 | 2.819 | 3.1124 | 3.5245 | 2.6751 | 3.0256 | 3.2381 | 3.1904 | 3.6009 | 3.0858 | 3.3688 | 3.4204 | 3.5372 | 3.5715 | 3.6197 | 3.634
| 2 | Southern Scotland |  |  | 2.2085 | 2.5701 | 2.7395 | 3.1009 | 3.4536 | 3.7612 | 4.1042 | 4.0244 | 3.8182 | 4.0408 | 3.9988 | 4.4255 | 3.7736 | 4.0644 | 4.0757 | 4.2159 | 4.2349 | 4.2847 | 4.2997
| 3 | Northern |  |  | 2.9039 | 3.2378 | 3.4439 | 4.3812 | 4.7416 | 5.0406 | 5.3713 | 5.9536 | 6.2086 | 6.4271 | 6.3376 | 6.7739 | 7.0992 | 7.4123 | 7.4987 | 7.6341 | 7.6481 | 7.7004 | 7.7149
| 4 | North West |  |  | 3.4147 | 3.7775 | 3.9634 | 5.1498 | 5.4868 | 5.812 | 6.1348 | 6.5776 | 6.9561 | 7.166 | 7.1724 | 7.5802 | 7.8022 | 8.0594 | 8.0584 | 8.1986 | 8.2135 | 8.2602 | 8.275
| 5 | Yorkshire |  |  | 3.4415 | 3.7985 | 4.009 | 5.1744 | 5.5382 | 5.8399 | 6.1672 | 6.6525 | 7.0426 | 7.2419 | 7.1687 | 7.6185 | 8.0576 | 8.3737 | 8.4781 | 8.6131 | 8.6243 | 8.6776 | 8.6921
| 6 | N Wales & Mersey |  |  | 3.6683 | 4.0231 | 4.2273 | 5.7152 | 6.0446 | 6.3957 | 6.7204 | 7.189 | 7.743 | 7.9696 | 8.043 | 8.4491 | 8.6568 | 8.9184 | 8.715 | 8.8636 | 8.893 | 8.9354 | 8.9508
| 7 | East Midlands |  |  | 3.8293 | 4.2249 | 4.4489 | 5.6281 | 6.0429 | 6.3554 | 6.6663 | 7.169 | 7.5721 | 7.8131 | 7.9267 | 8.3698 | 8.7634 | 9.0918 | 9.3172 | 9.4568 | 9.4977 | 9.5264 | 9.5411
| 8 | Midlands |  |  | 4.1227 | 4.4362 | 4.6639 | 5.9548 | 6.2872 | 6.6496 | 6.9454 | 7.4442 | 7.8896 | 8.1123 | 8.279 | 8.6812 | 9.021 | 9.3006 | 9.557 | 9.7061 | 9.748 | 9.7783 | 9.7933
| 9 | Eastern |  |  | 3.8693 | 4.3157 | 4.5538 | 5.6864 | 6.1729 | 6.4569 | 6.7887 | 7.291 | 7.6705 | 7.8767 | 8.3227 | 8.7834 | 9.1371 | 9.5027 | 9.8125 | 9.9331 | 10.0352 | 10.0011 | 10.0157
| 10 | South Wales |  |  | 3.7553 | 4.0251 | 4.2331 | 5.4069 | 5.675 | 6.0712 | 6.2881 | 6.7801 | 7.2085 | 7.4285 | 7.797 | 8.142 | 8.768 | 9.2745 | 9.9346 | 10.0925 | 10.1488 | 10.1601 | 10.1743
| 11 | South East |  |  | 4.3142 | 4.8859 | 5.1595 | 6.3166 | 6.7735 | 7.0978 | 7.3486 | 7.9402 | 8.3027 | 8.5814 | 8.8859 | 9.3377 | 9.7732 | 10.1513 | 10.5998 | 10.6416 | 10.7235 | 10.7108 | 10.7255
| 12 | London |  |  | 4.4262 | 4.9479 | 5.2267 | 6.3293 | 6.9429 | 7.2206 | 7.5425 | 8.035 | 8.4078 | 8.6265 | 8.9761 | 9.4249 | 9.79 | 10.1439 | 10.5018 | 10.6134 | 10.6979 | 10.6802 | 10.6945
| 13 | Southern |  |  | 4.6869 | 5.081 | 5.3377 | 6.5351 | 6.9656 | 7.3137 | 7.5693 | 8.1137 | 8.4793 | 8.7885 | 9.0657 | 9.5017 | 9.7686 | 10.1507 | 10.6422 | 10.821 | 10.8922 | 10.8915 | 10.9064
| 14 | South Western |  |  | 4.5913 | 4.9634 | 5.2107 | 6.3823 | 6.6046 | 6.9506 | 7.0458 | 7.4725 | 7.6863 | 8.1841 | 8.5147 | 8.8241 | 8.894 | 9.3385 | 9.9664 | 10.1447 | 10.2075 | 10.2128 | 10.2272
Offshore and island tariffs (£/kW) |  | Local tariff
| Argyll Array | 23.2366
| Beatrice | 29.6832
| Docking Shoal Windfarm | 32.9065
| Forth Array | 33.6801
| Greater Gabbard Extension | 43.2211
| Gwynt Y Mor | 49.2289
| Humber Gateway Stage 1 + 2 | 67.4963
| Inch Cape | 30.3279
| London Array | 70.039
| Neart na Gaoithe | 29.6832
| R3 Bristol Channel | 31.0716
| R3 Dogger Bank | 126.5409
| R3 Firth of Forth | 59.9009
| R3 Hastings | 28.1887
| R3 Hornsea | 72.3751
| R3 Irish Sea | 38.1126
| R3 Moray Firth | 32.4577
| R3 Norfolk | 47.3713
| R3 West of Isle of Wight | 29.0758
| Race Bank Windfarm | 77.2976
| Triton Knoll | 41.2871
| West of Duddon Sands | 60.8048
| Westernmost Rough | 25.1706
| Island Wind - Zone S Orkney | 0
| Island Wind - Zone S Shetland | 56.5639
| Island Wind - Zone S Western Isles | 0
Improved ICRP Peak Security weighting by plant type - from Transport Model
| Generation type | Peak Security
| Interconnector | 0%
| Offshore wind | 0%
| Onshore wind | 0%
| Tidal Stream | 0%
| Wave | 0%
| CCGT + CCS | 100%
| Coal + CCS | 100%
| Nuclear | 100%
| OCGT | 100%
| Oil | 100%
| PS | 100%
| Biomass regular | 100%
| CCGT | 100%
| CHP | 100%
| Coal | 100%
| Hydro | 100%
Generation
Capacity mix (MW) |  |  | De-rating factor
| CHP | S England & S Wales | 0.9 | 158 | 158 | 158 | 158 | 158 | 158 | 158 | 158 | 158 | 158 | 158 | 158 | 158 | 158 | 158 | 158 | 158 | 158 | 158 | 158
| CHP | Midlands & N Wales | 0.9 | 428 | 428 | 428 | 428 | 428 | 428 | 428 | 428 | 428 | 428 | 428 | 428 | 428 | 428 | 428 | 428 | 428 | 428 | 428 | 428
| CHP | N England | 0.9 | 1373 | 1373 | 1373 | 1373 | 1373 | 1373 | 1373 | 1373 | 1373 | 1373 | 1373 | 1373 | 1373 | 1373 | 1373 | 1373 | 1373 | 1373 | 1373 | 1373
| CHP | S Scotland | 0.9 | 120 | 120 | 120 | 120 | 120 | 120 | 120 | 120 | 120 | 120 | 120 | 120 | 120 | 120 | 120 | 120 | 120 | 120 | 120 | 120
| CHP | N Scotland | 0.9 | 22 | 22 | 22 | 22 | 22 | 22 | 22 | 22 | 22 | 22 | 22 | 22 | 22 | 22 | 22 | 22 | 22 | 22 | 22 | 22
| Oil | S England & S Wales | 0.9 | 3442 | 3442 | 3442 | 3442 | 3442 | 3e-06 | 3e-06 | 3e-06 | 3e-06 | 3e-06 | 3e-06 | 3e-06 | 3e-06 | 3e-06 | 3e-06 | 3e-06 | 3e-06 | 3e-06 | 3e-06 | 3e-06
| Oil | Midlands & N Wales | 0.9 | 0 | 0 | 0 | 0 | 0 | 0 | 0 | 0 | 0 | 0 | 0 | 0 | 0 | 0 | 0 | 0 | 0 | 0 | 0 | 0
| Oil | N England | 0.9 | 0 | 0 | 0 | 0 | 0 | 0 | 0 | 0 | 0 | 0 | 0 | 0 | 0 | 0 | 0 | 0 | 0 | 0 | 0 | 0
| Oil | S Scotland | 0.9 | 0 | 0 | 0 | 0 | 0 | 0 | 0 | 0 | 0 | 0 | 0 | 0 | 0 | 0 | 0 | 0 | 0 | 0 | 0 | 0
| Oil | N Scotland | 0.9 | 0 | 0 | 0 | 0 | 0 | 0 | 0 | 0 | 0 | 0 | 0 | 0 | 0 | 0 | 0 | 0 | 0 | 0 | 0 | 0
| Hydro | S England & S Wales | 0.7 | 0 | 0 | 0 | 0 | 0 | 0 | 0 | 0 | 0 | 0 | 0 | 0 | 0 | 0 | 0 | 0 | 0 | 0 | 0 | 0
| Hydro | Midlands & N Wales | 0.7 | 0 | 0 | 0 | 0 | 0 | 0 | 0 | 0 | 0 | 0 | 0 | 0 | 0 | 0 | 0 | 0 | 0 | 0 | 0 | 0
| Hydro | N England | 0.7 | 0 | 0 | 0 | 0 | 0 | 0 | 0 | 0 | 0 | 0 | 0 | 0 | 0 | 0 | 0 | 0 | 0 | 0 | 0 | 0
| Hydro | S Scotland | 0.7 | 33 | 33 | 33 | 33 | 33 | 33 | 33 | 33 | 33 | 33 | 33 | 33 | 33 | 33 | 33 | 33 | 33 | 33 | 33 | 33
| Hydro | N Scotland | 0.7 | 1039 | 1039 | 1039 | 1039 | 1039 | 1039 | 1039 | 1039 | 1039 | 1039 | 1039 | 1039 | 1039 | 1039 | 1039 | 1039 | 1039 | 1039 | 1039 | 1039
| PS | S England & S Wales | 1 | 0 | 0 | 0 | 0 | 0 | 0 | 0 | 0 | 0 | 0 | 0 | 0 | 0 | 0 | 0 | 0 | 0 | 0 | 0 | 0
| PS | Midlands & N Wales | 1 | 2004 | 2004 | 2004 | 2004 | 2004 | 2004 | 2004 | 2004 | 2004 | 2004 | 2004 | 2004 | 2004 | 2004 | 2004 | 2004 | 2004 | 2004 | 2004 | 2004
| PS | N England | 1 | 0 | 0 | 0 | 0 | 0 | 0 | 0 | 0 | 0 | 0 | 0 | 0 | 0 | 0 | 0 | 0 | 0 | 0 | 0 | 0
| PS | S Scotland | 1 | 440 | 440 | 440 | 440 | 440 | 440 | 440 | 440 | 440 | 440 | 440 | 440 | 440 | 440 | 440 | 440 | 440 | 440 | 440 | 440
| PS | N Scotland | 1 | 300 | 300 | 300 | 300 | 300 | 300 | 300 | 300 | 300 | 300 | 300 | 300 | 300 | 300 | 300 | 300 | 300 | 300 | 300 | 300
| Nuclear | S England & S Wales | 0.9 | 3764 | 3764 | 3549 | 3549 | 3549 | 3549 | 3549 | 3549 | 2877 | 2877 | 4547 | 4547 | 4547 | 6217 | 6217 | 7887 | 7887 | 7887 | 7887 | 7887
| Nuclear | Midlands & N Wales | 0.9 | 890 | 890 | 2e-06 | 2e-06 | 2e-06 | 2e-06 | 2e-06 | 2e-06 | 2e-06 | 2e-06 | 1200 | 1200 | 2400 | 2400 | 3600 | 3600 | 3600 | 3600 | 3600 | 3600
| Nuclear | N England | 0.9 | 3613 | 3613 | 3613 | 3613 | 3613 | 3613 | 3613 | 3613 | 3613 | 1203 | 1203 | 1203 | 1203 | 1203 | 2803 | 2803 | 2803 | 2803 | 1600 | 1600
| Nuclear | S Scotland | 0.9 | 2289 | 2289 | 2289 | 2289 | 2289 | 2289 | 2289 | 2289 | 1215 | 1215 | 1215 | 1215 | 1215 | 1215 | 1215 | 1215 | 1215 | 1215 | 2e-06 | 2e-06
| Nuclear | N Scotland | 0.9 | 0 | 0 | 0 | 0 | 0 | 0 | 0 | 0 | 0 | 0 | 0 | 0 | 0 | 0 | 0 | 0 | 0 | 0 | 0 | 0
| CCGT | S England & S Wales | 0.9 | 16234 | 17494 | 17494 | 18294 | 19094 | 19094 | 19094 | 19094 | 19894 | 19894 | 20694 | 20694 | 20694 | 20688 | 20688 | 20688 | 20688 | 20688 | 20688 | 20688
| CCGT | Midlands & N Wales | 0.9 | 5305 | 6175 | 6175 | 6975 | 7775 | 7775 | 7775 | 7260 | 7260 | 7260 | 7260 | 8860 | 8860 | 8860 | 8860 | 8860 | 8860 | 8860 | 8860 | 8860
| CCGT | N England | 0.9 | 6103 | 6103 | 6103 | 6103 | 6903 | 6903 | 7703 | 7703 | 7703 | 7703 | 9303 | 8493 | 8493 | 6439 | 6439 | 6439 | 6439 | 8039 | 8039 | 8039
| CCGT | S Scotland | 0.9 | 2e-06 | 2e-06 | 2e-06 | 2e-06 | 2e-06 | 2e-06 | 2e-06 | 2e-06 | 800 | 800 | 3200 | 3200 | 3200 | 3200 | 3200 | 3200 | 3200 | 3200 | 3200 | 3200
| CCGT | N Scotland | 0.9 | 1180 | 1180 | 1180 | 1180 | 1180 | 1180 | 3e-06 | 3e-06 | 800 | 800 | 1600 | 1600 | 1600 | 2400 | 2400 | 2400 | 2400 | 2400 | 2400 | 2400
| OCGT | S England & S Wales | 0.9 | 906 | 906 | 906 | 838 | 804 | 510 | 510 | 510 | 510 | 510 | 510 | 510 | 510 | 459 | 459 | 459 | 459 | 459 | 559 | 559
| OCGT | Midlands & N Wales | 0.9 | 124 | 124 | 124 | 124 | 124 | 124 | 124 | 124 | 124 | 124 | 124 | 124 | 124 | 84 | 84 | 84 | 84 | 84 | 84 | 84
| OCGT | N England | 0.9 | 168 | 168 | 168 | 168 | 168 | 168 | 168 | 168 | 168 | 168 | 168 | 168 | 168 | 100 | 100 | 100 | 100 | 100 | 100 | 100
| OCGT | S Scotland | 0.9 | 2e-06 | 2e-06 | 2e-06 | 2e-06 | 2e-06 | 2e-06 | 2e-06 | 2e-06 | 2e-06 | 2e-06 | 2e-06 | 2e-06 | 2e-06 | 2e-06 | 2e-06 | 2e-06 | 2e-06 | 2e-06 | 100 | 100
| OCGT | N Scotland | 0.9 | 4e-06 | 4e-06 | 4e-06 | 4e-06 | 4e-06 | 4e-06 | 4e-06 | 4e-06 | 4e-06 | 4e-06 | 4e-06 | 4e-06 | 4e-06 | 4e-06 | 4e-06 | 4e-06 | 4e-06 | 4e-06 | 100 | 100
| Coal | S England & S Wales | 0.9 | 6385 | 6385 | 4090 | 3027 | 3027 | 1569 | 1569 | 1569 | 1569 | 1569 | 1569 | 1569 | 1569 | 5e-06 | 5e-06 | 5e-06 | 5e-06 | 5e-06 | 5e-06 | 5e-06
| Coal | Midlands & N Wales | 0.9 | 7866 | 7866 | 7866 | 7866 | 6902 | 6902 | 6902 | 6902 | 6902 | 6902 | 6902 | 6902 | 6902 | 2955 | 2955 | 2955 | 2955 | 2955 | 2955 | 2955
| Coal | N England | 0.9 | 9906 | 9906 | 9906 | 9906 | 8930 | 8930 | 8930 | 8930 | 7953.5 | 7953.5 | 6747 | 5771 | 3831 | 3831 | 3831 | 3831 | 3831 | 3831 | 3831 | 3831
| Coal | S Scotland | 0.9 | 3386 | 2835 | 2835 | 2284 | 1713 | 1713 | 1713 | 1713 | 1713 | 1713 | 1713 | 1713 | 2e-06 | 2e-06 | 2e-06 | 2e-06 | 2e-06 | 2e-06 | 2e-06 | 2e-06
| Coal | N Scotland | 0.9 | 0 | 0 | 0 | 0 | 0 | 0 | 0 | 0 | 0 | 0 | 0 | 0 | 0 | 0 | 0 | 0 | 0 | 0 | 0 | 0
| Coal + CCS | S England & S Wales | 0.9 | 0 | 0 | 0 | 0 | 0 | 0 | 0 | 0 | 0 | 0 | 0 | 0 | 0 | 0 | 0 | 0 | 0 | 0 | 0 | 0
| Coal + CCS | Midlands & N Wales | 0.9 | 1e-06 | 1e-06 | 1e-06 | 1e-06 | 1e-06 | 1e-06 | 1e-06 | 1e-06 | 1e-06 | 1e-06 | 1e-06 | 1e-06 | 1e-06 | 1e-06 | 1e-06 | 1e-06 | 1e-06 | 1e-06 | 1e-06 | 1e-06
| Coal + CCS | N England | 0.9 | 2e-06 | 2e-06 | 2e-06 | 2e-06 | 2e-06 | 800 | 800 | 800 | 800 | 800 | 800 | 800 | 800 | 800 | 800 | 800 | 800 | 800 | 800 | 800
| Coal + CCS | S Scotland | 0.9 | 2e-06 | 2e-06 | 2e-06 | 2e-06 | 300 | 300 | 300 | 300 | 300 | 300 | 300 | 300 | 300 | 300 | 1950 | 1950 | 1950 | 1950 | 1950 | 1950
| Coal + CCS | N Scotland | 0.9 | 0 | 0 | 0 | 0 | 0 | 0 | 0 | 0 | 0 | 0 | 0 | 0 | 0 | 0 | 0 | 0 | 0 | 0 | 0 | 0
| CCGT + CCS | S England & S Wales | 0.9 | 3e-06 | 3e-06 | 3e-06 | 3e-06 | 3e-06 | 3e-06 | 3e-06 | 3e-06 | 3e-06 | 3e-06 | 3e-06 | 3e-06 | 3e-06 | 3e-06 | 3e-06 | 3e-06 | 3e-06 | 3e-06 | 3e-06 | 3e-06
| CCGT + CCS | Midlands & N Wales | 0.9 | 0 | 0 | 0 | 0 | 0 | 0 | 0 | 0 | 0 | 0 | 0 | 0 | 0 | 0 | 0 | 0 | 0 | 0 | 0 | 0
| CCGT + CCS | N England | 0.9 | 1e-06 | 1e-06 | 1e-06 | 1e-06 | 1e-06 | 1e-06 | 1e-06 | 1e-06 | 1e-06 | 1e-06 | 1e-06 | 1e-06 | 1e-06 | 1e-06 | 1e-06 | 1e-06 | 1e-06 | 1e-06 | 1e-06 | 1e-06
| CCGT + CCS | S Scotland | 0.9 | 0 | 0 | 0 | 0 | 0 | 0 | 0 | 0 | 0 | 0 | 0 | 0 | 0 | 0 | 0 | 0 | 0 | 0 | 0 | 0
| CCGT + CCS | N Scotland | 0.9 | 0 | 0 | 0 | 0 | 0 | 0 | 0 | 0 | 0 | 0 | 0 | 0 | 0 | 0 | 0 | 0 | 0 | 0 | 0 | 0
| Onshore wind | S England & S Wales | 0.15 | 9e-06 | 32.503 | 40.5244 | 49.104 | 59.7533 | 83.0346 | 96.3993 | 111.1031 | 124.5492 | 138.0315 | 146.7472 | 156.6633 | 166.8359 | 176.8215 | 188.1959 | 200.1955 | 275.2672 | 330.6121 | 446.1821 | 491.1005
| Onshore wind | Midlands & N Wales | 0.15 | 4e-06 | 26.7651 | 33.3703 | 40.4354 | 49.2047 | 68.376 | 79.3813 | 91.4894 | 102.5617 | 113.664 | 120.841 | 129.0065 | 137.3833 | 145.6061 | 154.9725 | 164.8537 | 226.6726 | 272.2471 | 367.4148 | 404.4035
| Onshore wind | N England | 0.15 | 4e-06 | 37.2787 | 46.4785 | 56.3187 | 68.5327 | 95.2347 | 110.563 | 127.4272 | 142.8489 | 158.3122 | 168.3084 | 179.6815 | 191.3488 | 202.8016 | 215.8472 | 229.6098 | 315.7117 | 379.1883 | 511.7388 | 563.257
| Onshore wind | S Scotland | 0.15 | 2084 | 2534 | 3004 | 3551 | 3564 | 4029.6002 | 4040.8225 | 4040.8225 | 5059.0173 | 5067.8941 | 5069.6338 | 5072.4125 | 6075.6672 | 6103.9506 | 7122.5441 | 7126.895 | 7830.9642 | 7983.0042 | 7983.0042 | 7983.0042
| Onshore wind | N Scotland | 0.15 | 1440.6136 | 1628.3056 | 1969.8231 | 2385.4663 | 2594.8564 | 2873.3268 | 3500.5112 | 3833.0898 | 4749.2147 | 4804.1762 | 5637.1226 | 5656.0184 | 6442.7732 | 6448.4789 | 7020.9817 | 7138.3713 | 7345.0579 | 7442.6717 | 7442.6717 | 7442.6717
| Onshore wind | Island wind | 0.15 | 3e-06 | 3e-06 | 3e-06 | 3e-06 | 200.6459 | 200.6459 | 401.2917 | 401.2917 | 601.9376 | 601.9376 | 802.5834 | 802.5834 | 1003.2293 | 1003.2293 | 1203.8751 | 1203.8751 | 1404.521 | 1404.521 | 1404.521 | 1404.521
| Biomass regular | S England & S Wales | 0.9 | 2e-06 | 2e-06 | 2e-06 | 2e-06 | 350 | 350 | 350 | 350 | 350 | 350 | 350 | 350 | 350 | 350 | 350 | 350 | 350 | 350 | 350 | 350
| Biomass regular | Midlands & N Wales | 0.9 | 1e-06 | 1e-06 | 1e-06 | 1e-06 | 1e-06 | 1e-06 | 1e-06 | 1e-06 | 1e-06 | 1e-06 | 1e-06 | 1e-06 | 1e-06 | 1e-06 | 1e-06 | 1e-06 | 1e-06 | 1e-06 | 1e-06 | 1e-06
| Biomass regular | N England | 0.9 | 2e-06 | 2e-06 | 2e-06 | 2e-06 | 589 | 589 | 589 | 589 | 589 | 589 | 589 | 589 | 589 | 589 | 589 | 589 | 589 | 589 | 589 | 589
| Biomass regular | S Scotland | 0.9 | 97 | 97 | 97 | 97 | 97 | 97 | 97 | 97 | 97 | 97 | 97 | 97 | 97 | 97 | 97 | 97 | 97 | 97 | 97 | 97
| Biomass regular | N Scotland | 0.9 | 0 | 0 | 0 | 0 | 0 | 0 | 0 | 0 | 0 | 0 | 0 | 0 | 0 | 0 | 0 | 0 | 0 | 0 | 0 | 0
| Offshore wind | Offshore South | 0.15 | 864 | 1405 | 1909 | 1909 | 1909 | 1909 | 2317.1081 | 2863.0541 | 3409 | 3409 | 3409 | 3409 | 3409 | 3859 | 4809 | 5059 | 5309 | 5309 | 5309 | 5309
| Offshore wind | Offshore Irish Sea | 0.15 | 551 | 784 | 784 | 784 | 784 | 2184 | 2184 | 2184 | 2184 | 2184 | 2184 | 2184 | 3584 | 3584 | 3584 | 4534 | 4684 | 4834 | 4834 | 4834
| Offshore wind | Offshore E England | 0.15 | 250 | 250 | 250 | 250 | 675 | 675 | 1325 | 1325 | 1525 | 1525 | 1525 | 1525 | 1525 | 1525 | 2125 | 2125 | 2125 | 2125 | 2125 | 2125
| Offshore wind | Offshore Scotland | 0.15 | 10 | 10 | 10 | 10 | 330 | 610 | 750 | 1210 | 1610 | 1760 | 1910 | 2060 | 2965 | 3760 | 4445 | 5240 | 5785 | 6035 | 6035 | 6035
| Wave | Offshore South | 0.3 | 0 | 0 | 0 | 0 | 0 | 0 | 0 | 0 | 0 | 0 | 0 | 0 | 0 | 0 | 0 | 0 | 0 | 0 | 0 | 0
| Wave | Offshore Irish Sea | 0.3 | 0 | 0 | 0 | 0 | 0 | 0 | 0 | 0 | 0 | 0 | 0 | 0 | 0 | 0 | 0 | 0 | 0 | 0 | 0 | 0
| Wave | Offshore E England | 0.3 | 0 | 0 | 0 | 0 | 0 | 0 | 0 | 0 | 0 | 0 | 0 | 0 | 0 | 0 | 0 | 0 | 0 | 0 | 0 | 0
| Wave | Offshore Scotland | 0.3 | 1e-06 | 1e-06 | 1e-06 | 1e-06 | 1e-06 | 1e-06 | 1e-06 | 1e-06 | 1e-06 | 450 | 450 | 450 | 450 | 450 | 600 | 600 | 700 | 800 | 800 | 800
| Tidal Stream | Offshore South | 0.3 | 2e-06 | 2e-06 | 2e-06 | 2e-06 | 2e-06 | 2e-06 | 2e-06 | 2e-06 | 2e-06 | 2e-06 | 155 | 155 | 200 | 200 | 200 | 200 | 200 | 200 | 200 | 200
| Tidal Stream | Offshore Irish Sea | 0.3 | 1e-06 | 1e-06 | 1e-06 | 1e-06 | 1e-06 | 1e-06 | 1e-06 | 1e-06 | 1e-06 | 1e-06 | 85 | 85 | 100 | 100 | 100 | 100 | 100 | 100 | 100 | 100
| Tidal Stream | Offshore E England | 0.3 | 0 | 0 | 0 | 0 | 0 | 0 | 0 | 0 | 0 | 0 | 0 | 0 | 0 | 0 | 0 | 0 | 0 | 0 | 0 | 0
| Tidal Stream | Offshore Scotland | 0.3 | 10 | 10 | 10 | 10 | 104 | 104 | 104 | 104 | 104 | 845 | 845 | 845 | 860 | 860 | 1260 | 1310 | 1460 | 1710 | 2310 | 2310
| Embedded CHP | Embedded | n/a | 4639.9231 | 4832.2308 | 5024.5385 | 5216.8462 | 5409.1538 | 5601.4615 | 5793.7692 | 5986.0769 | 6178.3846 | 6370.6923 | 6563 | 6763 | 6963 | 7163 | 7363 | 7563 | 7763 | 7963 | 8163 | 8363
| Embedded Gas | Embedded | n/a | 300 | 300 | 300 | 300 | 300 | 300 | 300 | 300 | 300 | 300 | 300 | 300 | 300 | 300 | 300 | 300 | 300 | 300 | 300 | 300
| Embedded offshore wind | Embedded | n/a | 0 | 0 | 0 | 0 | 0 | 0 | 0 | 0 | 0 | 0 | 0 | 0 | 0 | 0 | 0 | 0 | 0 | 0 | 0 | 0
| Embedded onshore wind | Embedded | n/a | 1062 | 1062 | 1062 | 1062 | 1062 | 1062 | 1062 | 1062 | 1062 | 1062 | 1062 | 1062 | 1062 | 1062 | 1062 | 1062 | 1062 | 1062 | 1062 | 1062
| Embedded biomass | Embedded | n/a | 1607.2399 | 1690.9043 | 1794.2936 | 1903.3597 | 2028.3926 | 2166.5808 | 2313.221 | 2468.3611 | 2633.3535 | 2803.5623 | 2973.8731 | 3144.2871 | 3314.8052 | 3485.4285 | 3656.1581 | 3826.9949 | 3997.9401 | 4168.9948 | 4340.1599 | 4511.4368
| Embedded tidal and wave | Embedded | n/a | 0.5 | 20.5 | 30.5 | 50.5 | 87 | 129.9 | 179.9 | 235.515 | 310.5953 | 400.5953 | 480.5953 | 548.0345 | 625.5897 | 714.7782 | 814.7782 | 914.7782 | 1014.7782 | 1114.7782 | 1214.7782 | 1314.7782
| Embedded hydro | Embedded | n/a | 541.202 | 551.202 | 561.202 | 571.202 | 581.202 | 591.202 | 620.202 | 630.202 | 640.202 | 650.202 | 660.202 | 670.202 | 680.202 | 690.202 | 700.202 | 710.202 | 720.202 | 730.202 | 740.202 | 750.202
New build (cumulative, MW)
| CHP | S England & S Wales |  | 0 | 0 | 0 | 0 | 0 | 0 | 0 | 0 | 0 | 0 | 0 | 0 | 0 | 0 | 0 | 0 | 0 | 0 | 0 | 0
| CHP | Midlands & N Wales |  | 0 | 0 | 0 | 0 | 0 | 0 | 0 | 0 | 0 | 0 | 0 | 0 | 0 | 0 | 0 | 0 | 0 | 0 | 0 | 0
| CHP | N England |  | 0 | 0 | 0 | 0 | 0 | 0 | 0 | 0 | 0 | 0 | 0 | 0 | 0 | 0 | 0 | 0 | 0 | 0 | 0 | 0
| CHP | S Scotland |  | 0 | 0 | 0 | 0 | 0 | 0 | 0 | 0 | 0 | 0 | 0 | 0 | 0 | 0 | 0 | 0 | 0 | 0 | 0 | 0
| CHP | N Scotland |  | 0 | 0 | 0 | 0 | 0 | 0 | 0 | 0 | 0 | 0 | 0 | 0 | 0 | 0 | 0 | 0 | 0 | 0 | 0 | 0
| Oil | S England & S Wales |  | 0 | 0 | 0 | 0 | 0 | 0 | 0 | 0 | 0 | 0 | 0 | 0 | 0 | 0 | 0 | 0 | 0 | 0 | 0 | 0
| Oil | Midlands & N Wales |  | 0 | 0 | 0 | 0 | 0 | 0 | 0 | 0 | 0 | 0 | 0 | 0 | 0 | 0 | 0 | 0 | 0 | 0 | 0 | 0
| Oil | N England |  | 0 | 0 | 0 | 0 | 0 | 0 | 0 | 0 | 0 | 0 | 0 | 0 | 0 | 0 | 0 | 0 | 0 | 0 | 0 | 0
| Oil | S Scotland |  | 0 | 0 | 0 | 0 | 0 | 0 | 0 | 0 | 0 | 0 | 0 | 0 | 0 | 0 | 0 | 0 | 0 | 0 | 0 | 0
| Oil | N Scotland |  | 0 | 0 | 0 | 0 | 0 | 0 | 0 | 0 | 0 | 0 | 0 | 0 | 0 | 0 | 0 | 0 | 0 | 0 | 0 | 0
| Hydro | S England & S Wales |  | 0 | 0 | 0 | 0 | 0 | 0 | 0 | 0 | 0 | 0 | 0 | 0 | 0 | 0 | 0 | 0 | 0 | 0 | 0 | 0
| Hydro | Midlands & N Wales |  | 0 | 0 | 0 | 0 | 0 | 0 | 0 | 0 | 0 | 0 | 0 | 0 | 0 | 0 | 0 | 0 | 0 | 0 | 0 | 0
| Hydro | N England |  | 0 | 0 | 0 | 0 | 0 | 0 | 0 | 0 | 0 | 0 | 0 | 0 | 0 | 0 | 0 | 0 | 0 | 0 | 0 | 0
| Hydro | S Scotland |  | 0 | 0 | 0 | 0 | 0 | 0 | 0 | 0 | 0 | 0 | 0 | 0 | 0 | 0 | 0 | 0 | 0 | 0 | 0 | 0
| Hydro | N Scotland |  | 0 | 0 | 0 | 0 | 0 | 0 | 0 | 0 | 0 | 0 | 0 | 0 | 0 | 0 | 0 | 0 | 0 | 0 | 0 | 0
| PS | S England & S Wales |  | 0 | 0 | 0 | 0 | 0 | 0 | 0 | 0 | 0 | 0 | 0 | 0 | 0 | 0 | 0 | 0 | 0 | 0 | 0 | 0
| PS | Midlands & N Wales |  | 0 | 0 | 0 | 0 | 0 | 0 | 0 | 0 | 0 | 0 | 0 | 0 | 0 | 0 | 0 | 0 | 0 | 0 | 0 | 0
| PS | N England |  | 0 | 0 | 0 | 0 | 0 | 0 | 0 | 0 | 0 | 0 | 0 | 0 | 0 | 0 | 0 | 0 | 0 | 0 | 0 | 0
| PS | S Scotland |  | 0 | 0 | 0 | 0 | 0 | 0 | 0 | 0 | 0 | 0 | 0 | 0 | 0 | 0 | 0 | 0 | 0 | 0 | 0 | 0
| PS | N Scotland |  | 0 | 0 | 0 | 0 | 0 | 0 | 0 | 0 | 0 | 0 | 0 | 0 | 0 | 0 | 0 | 0 | 0 | 0 | 0 | 0
| Nuclear | S England & S Wales |  | 0 | 0 | 0 | 0 | 0 | 0 | 0 | 0 | 1670 | 1670 | 3340 | 3340 | 3340 | 5010 | 5010 | 6680 | 6680 | 6680 | 6680 | 6680
| Nuclear | Midlands & N Wales |  | 0 | 0 | 0 | 0 | 0 | 0 | 0 | 0 | 0 | 0 | 1200 | 1200 | 2400 | 2400 | 3600 | 3600 | 3600 | 3600 | 3600 | 3600
| Nuclear | N England |  | 0 | 0 | 0 | 0 | 0 | 0 | 0 | 0 | 0 | 0 | 0 | 0 | 0 | 0 | 1600 | 1600 | 1600 | 1600 | 1600 | 1600
| Nuclear | S Scotland |  | 0 | 0 | 0 | 0 | 0 | 0 | 0 | 0 | 0 | 0 | 0 | 0 | 0 | 0 | 0 | 0 | 0 | 0 | 0 | 0
| Nuclear | N Scotland |  | 0 | 0 | 0 | 0 | 0 | 0 | 0 | 0 | 0 | 0 | 0 | 0 | 0 | 0 | 0 | 0 | 0 | 0 | 0 | 0
| CCGT | S England & S Wales |  | 0 | 1260 | 1260 | 2060 | 2860 | 2860 | 2860 | 2860 | 3660 | 3660 | 4460 | 4460 | 4460 | 5260 | 5260 | 5260 | 5260 | 5260 | 5260 | 5260
| CCGT | Midlands & N Wales |  | 0 | 870 | 870 | 1670 | 2470 | 2470 | 2470 | 2470 | 2470 | 2470 | 2470 | 4070 | 4070 | 4070 | 4070 | 4070 | 4070 | 4070 | 4070 | 4070
| CCGT | N England |  | 0 | 0 | 0 | 0 | 800 | 800 | 1600 | 1600 | 1600 | 1600 | 3200 | 3200 | 3200 | 3200 | 3200 | 3200 | 3200 | 4800 | 4800 | 4800
| CCGT | S Scotland |  | 0 | 0 | 0 | 0 | 0 | 0 | 0 | 0 | 800 | 800 | 3200 | 3200 | 3200 | 3200 | 3200 | 3200 | 3200 | 3200 | 3200 | 3200
| CCGT | N Scotland |  | 0 | 0 | 0 | 0 | 0 | 0 | 0 | 0 | 800 | 800 | 1600 | 1600 | 1600 | 2400 | 2400 | 2400 | 2400 | 2400 | 2400 | 2400
| OCGT | S England & S Wales |  | 0 | 0 | 0 | 0 | 0 | 0 | 0 | 0 | 0 | 0 | 0 | 0 | 0 | 0 | 0 | 0 | 0 | 0 | 100 | 100
| OCGT | Midlands & N Wales |  | 0 | 0 | 0 | 0 | 0 | 0 | 0 | 0 | 0 | 0 | 0 | 0 | 0 | 0 | 0 | 0 | 0 | 0 | 0 | 0
| OCGT | N England |  | 0 | 0 | 0 | 0 | 0 | 0 | 0 | 0 | 0 | 0 | 0 | 0 | 0 | 0 | 0 | 0 | 0 | 0 | 0 | 0
| OCGT | S Scotland |  | 0 | 0 | 0 | 0 | 0 | 0 | 0 | 0 | 0 | 0 | 0 | 0 | 0 | 0 | 0 | 0 | 0 | 0 | 100 | 100
| OCGT | N Scotland |  | 0 | 0 | 0 | 0 | 0 | 0 | 0 | 0 | 0 | 0 | 0 | 0 | 0 | 0 | 0 | 0 | 0 | 0 | 100 | 100
| Coal | S England & S Wales |  | 0 | 0 | 0 | 0 | 0 | 0 | 0 | 0 | 0 | 0 | 0 | 0 | 0 | 0 | 0 | 0 | 0 | 0 | 0 | 0
| Coal | Midlands & N Wales |  | 0 | 0 | 0 | 0 | 0 | 0 | 0 | 0 | 0 | 0 | 0 | 0 | 0 | 0 | 0 | 0 | 0 | 0 | 0 | 0
| Coal | N England |  | 0 | 0 | 0 | 0 | 0 | 0 | 0 | 0 | 0 | 0 | 0 | 0 | 0 | 0 | 0 | 0 | 0 | 0 | 0 | 0
| Coal | S Scotland |  | 0 | 0 | 0 | 0 | 0 | 0 | 0 | 0 | 0 | 0 | 0 | 0 | 0 | 0 | 0 | 0 | 0 | 0 | 0 | 0
| Coal | N Scotland |  | 0 | 0 | 0 | 0 | 0 | 0 | 0 | 0 | 0 | 0 | 0 | 0 | 0 | 0 | 0 | 0 | 0 | 0 | 0 | 0
| Coal + CCS | S England & S Wales |  | 0 | 0 | 0 | 0 | 0 | 0 | 0 | 0 | 0 | 0 | 0 | 0 | 0 | 0 | 0 | 0 | 0 | 0 | 0 | 0
| Coal + CCS | Midlands & N Wales |  | 0 | 0 | 0 | 0 | 0 | 0 | 0 | 0 | 0 | 0 | 0 | 0 | 0 | 0 | 0 | 0 | 0 | 0 | 0 | 0
| Coal + CCS | N England |  | 0 | 0 | 0 | 0 | 0 | 800 | 800 | 800 | 800 | 800 | 800 | 800 | 800 | 800 | 800 | 800 | 800 | 800 | 800 | 800
| Coal + CCS | S Scotland |  | 0 | 0 | 0 | 0 | 300 | 300 | 300 | 300 | 300 | 300 | 300 | 300 | 300 | 300 | 1950 | 1950 | 1950 | 1950 | 1950 | 1950
| Coal + CCS | N Scotland |  | 0 | 0 | 0 | 0 | 0 | 0 | 0 | 0 | 0 | 0 | 0 | 0 | 0 | 0 | 0 | 0 | 0 | 0 | 0 | 0
| CCGT + CCS | S England & S Wales |  | 0 | 0 | 0 | 0 | 0 | 0 | 0 | 0 | 0 | 0 | 0 | 0 | 0 | 0 | 0 | 0 | 0 | 0 | 0 | 0
| CCGT + CCS | Midlands & N Wales |  | 0 | 0 | 0 | 0 | 0 | 0 | 0 | 0 | 0 | 0 | 0 | 0 | 0 | 0 | 0 | 0 | 0 | 0 | 0 | 0
| CCGT + CCS | N England |  | 0 | 0 | 0 | 0 | 0 | 0 | 0 | 0 | 0 | 0 | 0 | 0 | 0 | 0 | 0 | 0 | 0 | 0 | 0 | 0
| CCGT + CCS | S Scotland |  | 0 | 0 | 0 | 0 | 0 | 0 | 0 | 0 | 0 | 0 | 0 | 0 | 0 | 0 | 0 | 0 | 0 | 0 | 0 | 0
| CCGT + CCS | N Scotland |  | 0 | 0 | 0 | 0 | 0 | 0 | 0 | 0 | 0 | 0 | 0 | 0 | 0 | 0 | 0 | 0 | 0 | 0 | 0 | 0
| Onshore wind | S England & S Wales |  | 0 | 32.503 | 40.5244 | 49.104 | 59.7533 | 83.0346 | 96.3993 | 111.1031 | 124.5491 | 138.0315 | 146.7471 | 156.6632 | 166.8359 | 176.8215 | 188.1959 | 200.1955 | 275.2672 | 330.6121 | 446.1821 | 491.1005
| Onshore wind | Midlands & N Wales |  | 0 | 26.7651 | 33.3703 | 40.4354 | 49.2047 | 68.376 | 79.3813 | 91.4894 | 102.5617 | 113.6639 | 120.841 | 129.0065 | 137.3833 | 145.6061 | 154.9725 | 164.8537 | 226.6726 | 272.2471 | 367.4148 | 404.4035
| Onshore wind | N England |  | 0 | 37.2786 | 46.4785 | 56.3187 | 68.5327 | 95.2347 | 110.563 | 127.4272 | 142.8489 | 158.3122 | 168.3084 | 179.6815 | 191.3488 | 202.8016 | 215.8472 | 229.6098 | 315.7117 | 379.1883 | 511.7388 | 563.257
| Onshore wind | S Scotland |  | 0 | 450 | 920 | 1467 | 1480 | 1945.6002 | 1956.8225 | 1956.8225 | 2975.0173 | 2983.8941 | 2985.6338 | 2988.4125 | 3991.6672 | 4019.9506 | 5038.5441 | 5042.895 | 5746.9642 | 5899.0042 | 5899.0042 | 5899.0042
| Onshore wind | N Scotland |  | -3e-06 | 187.6921 | 529.2095 | 944.8527 | 1154.2428 | 1432.7132 | 2059.8976 | 2392.4762 | 3308.6011 | 3363.5626 | 4196.509 | 4215.4048 | 5002.1596 | 5007.8653 | 5580.3681 | 5697.7577 | 5904.4443 | 6002.0582 | 6002.0582 | 6002.0582
| Onshore wind | Island wind |  | 3e-06 | 3e-06 | 3e-06 | 3e-06 | 200.6459 | 200.6459 | 401.2917 | 401.2917 | 601.9376 | 601.9376 | 802.5834 | 802.5834 | 1003.2293 | 1003.2293 | 1203.8751 | 1203.8751 | 1404.521 | 1404.521 | 1404.521 | 1404.521
| Biomass regular | S England & S Wales |  | 0 | 0 | 0 | 0 | 350 | 350 | 350 | 350 | 350 | 350 | 350 | 350 | 350 | 350 | 350 | 350 | 350 | 350 | 350 | 350
| Biomass regular | Midlands & N Wales |  | 0 | 0 | 0 | 0 | 0 | 0 | 0 | 0 | 0 | 0 | 0 | 0 | 0 | 0 | 0 | 0 | 0 | 0 | 0 | 0
| Biomass regular | N England |  | 0 | 0 | 0 | 0 | 589 | 589 | 589 | 589 | 589 | 589 | 589 | 589 | 589 | 589 | 589 | 589 | 589 | 589 | 589 | 589
| Biomass regular | S Scotland |  | 0 | 0 | 0 | 0 | 0 | 0 | 0 | 0 | 0 | 0 | 0 | 0 | 0 | 0 | 0 | 0 | 0 | 0 | 0 | 0
| Biomass regular | N Scotland |  | 0 | 0 | 0 | 0 | 0 | 0 | 0 | 0 | 0 | 0 | 0 | 0 | 0 | 0 | 0 | 0 | 0 | 0 | 0 | 0
| Offshore wind | Offshore South |  | 0 | 541 | 1045 | 1045 | 1045 | 1045 | 1453.1081 | 1999.0541 | 2545 | 2545 | 2545 | 2545 | 2545 | 2995 | 3945 | 4195 | 4445 | 4445 | 4445 | 4445
| Offshore wind | Offshore Irish Sea |  | 0 | 233 | 233 | 233 | 233 | 1633 | 1633 | 1633 | 1633 | 1633 | 1633 | 1633 | 3033 | 3033 | 3033 | 3983 | 4133 | 4283 | 4283 | 4283
| Offshore wind | Offshore E England |  | 0 | 0 | 0 | 0 | 425 | 425 | 1075 | 1075 | 1275 | 1275 | 1275 | 1275 | 1275 | 1275 | 1875 | 1875 | 1875 | 1875 | 1875 | 1875
| Offshore wind | Offshore Scotland |  | 0 | 0 | 0 | 0 | 320 | 600 | 740 | 1200 | 1600 | 1750 | 1900 | 2050 | 2955 | 3750 | 4435 | 5230 | 5775 | 6025 | 6025 | 6025
| Wave | Offshore South |  | 0 | 0 | 0 | 0 | 0 | 0 | 0 | 0 | 0 | 0 | 0 | 0 | 0 | 0 | 0 | 0 | 0 | 0 | 0 | 0
| Wave | Offshore Irish Sea |  | 0 | 0 | 0 | 0 | 0 | 0 | 0 | 0 | 0 | 0 | 0 | 0 | 0 | 0 | 0 | 0 | 0 | 0 | 0 | 0
| Wave | Offshore E England |  | 0 | 0 | 0 | 0 | 0 | 0 | 0 | 0 | 0 | 0 | 0 | 0 | 0 | 0 | 0 | 0 | 0 | 0 | 0 | 0
| Wave | Offshore Scotland |  | 0 | 0 | 0 | 0 | 0 | 0 | 0 | 0 | 0 | 450 | 450 | 450 | 450 | 450 | 600 | 600 | 700 | 800 | 800 | 800
| Tidal Stream | Offshore South |  | 0 | 0 | 0 | 0 | 0 | 0 | 0 | 0 | 0 | 0 | 155 | 155 | 200 | 200 | 200 | 200 | 200 | 200 | 200 | 200
| Tidal Stream | Offshore Irish Sea |  | 0 | 0 | 0 | 0 | 0 | 0 | 0 | 0 | 0 | 0 | 85 | 85 | 100 | 100 | 100 | 100 | 100 | 100 | 100 | 100
| Tidal Stream | Offshore E England |  | 0 | 0 | 0 | 0 | 0 | 0 | 0 | 0 | 0 | 0 | 0 | 0 | 0 | 0 | 0 | 0 | 0 | 0 | 0 | 0
| Tidal Stream | Offshore Scotland |  | 0 | 0 | 0 | 0 | 94 | 94 | 94 | 94 | 94 | 835 | 835 | 835 | 850 | 850 | 1250 | 1300 | 1450 | 1700 | 2300 | 2300
| Embedded CHP | Embedded |  | 0 | 192.3077 | 384.6154 | 576.9231 | 769.2308 | 961.5385 | 1153.8462 | 1346.1538 | 1538.4615 | 1730.7692 | 1923.0769 | 2123.0769 | 2323.0769 | 2523.0769 | 2723.0769 | 2923.0769 | 3123.0769 | 3323.0769 | 3523.0769 | 3723.0769
| Embedded Gas | Embedded |  | 0 | 0 | 0 | 0 | 0 | 0 | 0 | 0 | 0 | 0 | 0 | 0 | 0 | 0 | 0 | 0 | 0 | 0 | 0 | 0
| Embedded offshore wind | Embedded |  | 0 | 0 | 0 | 0 | 0 | 0 | 0 | 0 | 0 | 0 | 0 | 0 | 0 | 0 | 0 | 0 | 0 | 0 | 0 | 0
| Embedded onshore wind | Embedded |  | 0 | 0 | 0 | 0 | 0 | 0 | 0 | 0 | 0 | 0 | 0 | 0 | 0 | 0 | 0 | 0 | 0 | 0 | 0 | 0
| Embedded biomass | Embedded |  | 0 | 83.6644 | 187.0537 | 296.1199 | 421.1527 | 559.341 | 705.9811 | 861.1212 | 1026.1136 | 1196.3224 | 1366.6332 | 1537.0472 | 1707.5653 | 1878.1886 | 2048.9182 | 2219.755 | 2390.7002 | 2561.7549 | 2732.9201 | 2904.1969
| Embedded tidal and wave | Embedded |  | 0 | 20 | 30 | 50 | 86.5 | 129.4 | 179.4 | 235.015 | 310.0953 | 400.0953 | 480.0953 | 547.5345 | 625.0897 | 714.2782 | 814.2782 | 914.2782 | 1014.2782 | 1114.2782 | 1214.2782 | 1314.2782
| Embedded hydro | Embedded |  | 0 | 10 | 20 | 30 | 40 | 50 | 79 | 89 | 99 | 109 | 119 | 129 | 139 | 149 | 159 | 169 | 179 | 189 | 199 | 209
Retirements (cumulative, MW)
| CHP | S England & S Wales |  | 0 | 0 | 0 | 0 | 0 | 0 | 0 | 0 | 0 | 0 | 0 | 0 | 0 | 0 | 0 | 0 | 0 | 0 | 0 | 0
| CHP | Midlands & N Wales |  | 0 | 0 | 0 | 0 | 0 | 0 | 0 | 0 | 0 | 0 | 0 | 0 | 0 | 0 | 0 | 0 | 0 | 0 | 0 | 0
| CHP | N England |  | 0 | 0 | 0 | 0 | 0 | 0 | 0 | 0 | 0 | 0 | 0 | 0 | 0 | 0 | 0 | 0 | 0 | 0 | 0 | 0
| CHP | S Scotland |  | 0 | 0 | 0 | 0 | 0 | 0 | 0 | 0 | 0 | 0 | 0 | 0 | 0 | 0 | 0 | 0 | 0 | 0 | 0 | 0
| CHP | N Scotland |  | 0 | 0 | 0 | 0 | 0 | 0 | 0 | 0 | 0 | 0 | 0 | 0 | 0 | 0 | 0 | 0 | 0 | 0 | 0 | 0
| Oil | S England & S Wales |  | 0 | 0 | 0 | 0 | 0 | -3442 | -3442 | -3442 | -3442 | -3442 | -3442 | -3442 | -3442 | -3442 | -3442 | -3442 | -3442 | -3442 | -3442 | -3442
| Oil | Midlands & N Wales |  | 0 | 0 | 0 | 0 | 0 | 0 | 0 | 0 | 0 | 0 | 0 | 0 | 0 | 0 | 0 | 0 | 0 | 0 | 0 | 0
| Oil | N England |  | 0 | 0 | 0 | 0 | 0 | 0 | 0 | 0 | 0 | 0 | 0 | 0 | 0 | 0 | 0 | 0 | 0 | 0 | 0 | 0
| Oil | S Scotland |  | 0 | 0 | 0 | 0 | 0 | 0 | 0 | 0 | 0 | 0 | 0 | 0 | 0 | 0 | 0 | 0 | 0 | 0 | 0 | 0
| Oil | N Scotland |  | 0 | 0 | 0 | 0 | 0 | 0 | 0 | 0 | 0 | 0 | 0 | 0 | 0 | 0 | 0 | 0 | 0 | 0 | 0 | 0
| Hydro | S England & S Wales |  | 0 | 0 | 0 | 0 | 0 | 0 | 0 | 0 | 0 | 0 | 0 | 0 | 0 | 0 | 0 | 0 | 0 | 0 | 0 | 0
| Hydro | Midlands & N Wales |  | 0 | 0 | 0 | 0 | 0 | 0 | 0 | 0 | 0 | 0 | 0 | 0 | 0 | 0 | 0 | 0 | 0 | 0 | 0 | 0
| Hydro | N England |  | 0 | 0 | 0 | 0 | 0 | 0 | 0 | 0 | 0 | 0 | 0 | 0 | 0 | 0 | 0 | 0 | 0 | 0 | 0 | 0
| Hydro | S Scotland |  | 0 | 0 | 0 | 0 | 0 | 0 | 0 | 0 | 0 | 0 | 0 | 0 | 0 | 0 | 0 | 0 | 0 | 0 | 0 | 0
| Hydro | N Scotland |  | 0 | 0 | 0 | 0 | 0 | 0 | 0 | 0 | 0 | 0 | 0 | 0 | 0 | 0 | 0 | 0 | 0 | 0 | 0 | 0
| PS | S England & S Wales |  | 0 | 0 | 0 | 0 | 0 | 0 | 0 | 0 | 0 | 0 | 0 | 0 | 0 | 0 | 0 | 0 | 0 | 0 | 0 | 0
| PS | Midlands & N Wales |  | 0 | 0 | 0 | 0 | 0 | 0 | 0 | 0 | 0 | 0 | 0 | 0 | 0 | 0 | 0 | 0 | 0 | 0 | 0 | 0
| PS | N England |  | 0 | 0 | 0 | 0 | 0 | 0 | 0 | 0 | 0 | 0 | 0 | 0 | 0 | 0 | 0 | 0 | 0 | 0 | 0 | 0
| PS | S Scotland |  | 0 | 0 | 0 | 0 | 0 | 0 | 0 | 0 | 0 | 0 | 0 | 0 | 0 | 0 | 0 | 0 | 0 | 0 | 0 | 0
| PS | N Scotland |  | 0 | 0 | 0 | 0 | 0 | 0 | 0 | 0 | 0 | 0 | 0 | 0 | 0 | 0 | 0 | 0 | 0 | 0 | 0 | 0
| Nuclear | S England & S Wales |  | 0 | 0 | -215 | -215 | -215 | -215 | -215 | -215 | -2557 | -2557 | -2557 | -2557 | -2557 | -2557 | -2557 | -2557 | -2557 | -2557 | -2557 | -2557
| Nuclear | Midlands & N Wales |  | 0 | 0 | -890 | -890 | -890 | -890 | -890 | -890 | -890 | -890 | -890 | -890 | -890 | -890 | -890 | -890 | -890 | -890 | -890 | -890
| Nuclear | N England |  | 0 | 0 | 0 | 0 | 0 | 0 | 0 | 0 | 0 | -2410 | -2410 | -2410 | -2410 | -2410 | -2410 | -2410 | -2410 | -2410 | -3613 | -3613
| Nuclear | S Scotland |  | 0 | 0 | 0 | 0 | 0 | 0 | 0 | 0 | -1074 | -1074 | -1074 | -1074 | -1074 | -1074 | -1074 | -1074 | -1074 | -1074 | -2289 | -2289
| Nuclear | N Scotland |  | 0 | 0 | 0 | 0 | 0 | 0 | 0 | 0 | 0 | 0 | 0 | 0 | 0 | 0 | 0 | 0 | 0 | 0 | 0 | 0
| CCGT | S England & S Wales |  | 0 | 0 | 0 | 0 | 0 | 0 | 0 | 0 | 0 | 0 | 0 | 0 | 0 | -806 | -806 | -806 | -806 | -806 | -806 | -806
| CCGT | Midlands & N Wales |  | 0 | 0 | 0 | 0 | 0 | 0 | 0 | -515 | -515 | -515 | -515 | -515 | -515 | -515 | -515 | -515 | -515 | -515 | -515 | -515
| CCGT | N England |  | 0 | 0 | 0 | 0 | 0 | 0 | 0 | 0 | 0 | 0 | 0 | -810 | -810 | -2864 | -2864 | -2864 | -2864 | -2864 | -2864 | -2864
| CCGT | S Scotland |  | 0 | 0 | 0 | 0 | 0 | 0 | 0 | 0 | 0 | 0 | 0 | 0 | 0 | 0 | 0 | 0 | 0 | 0 | 0 | 0
| CCGT | N Scotland |  | 0 | 0 | 0 | 0 | 0 | 0 | -1180 | -1180 | -1180 | -1180 | -1180 | -1180 | -1180 | -1180 | -1180 | -1180 | -1180 | -1180 | -1180 | -1180
| OCGT | S England & S Wales |  | 0 | 0 | 0 | -68 | -102 | -396 | -396 | -396 | -396 | -396 | -396 | -396 | -396 | -447 | -447 | -447 | -447 | -447 | -447 | -447
| OCGT | Midlands & N Wales |  | 0 | 0 | 0 | 0 | 0 | 0 | 0 | 0 | 0 | 0 | 0 | 0 | 0 | -40 | -40 | -40 | -40 | -40 | -40 | -40
| OCGT | N England |  | 0 | 0 | 0 | 0 | 0 | 0 | 0 | 0 | 0 | 0 | 0 | 0 | 0 | -68 | -68 | -68 | -68 | -68 | -68 | -68
| OCGT | S Scotland |  | 0 | 0 | 0 | 0 | 0 | 0 | 0 | 0 | 0 | 0 | 0 | 0 | 0 | 0 | 0 | 0 | 0 | 0 | 0 | 0
| OCGT | N Scotland |  | 0 | 0 | 0 | 0 | 0 | 0 | 0 | 0 | 0 | 0 | 0 | 0 | 0 | 0 | 0 | 0 | 0 | 0 | 0 | 0
| Coal | S England & S Wales |  | 0 | 0 | -2295 | -3358 | -3358 | -4816 | -4816 | -4816 | -4816 | -4816 | -4816 | -4816 | -4816 | -6385 | -6385 | -6385 | -6385 | -6385 | -6385 | -6385
| Coal | Midlands & N Wales |  | 0 | 0 | 0 | 0 | -964 | -964 | -964 | -964 | -964 | -964 | -964 | -964 | -964 | -4911 | -4911 | -4911 | -4911 | -4911 | -4911 | -4911
| Coal | N England |  | 0 | 0 | 0 | 0 | -976 | -976 | -976 | -976 | -1952.5 | -1952.5 | -3159 | -4135 | -6075 | -6075 | -6075 | -6075 | -6075 | -6075 | -6075 | -6075
| Coal | S Scotland |  | 0 | -551 | -551 | -1102 | -1673 | -1673 | -1673 | -1673 | -1673 | -1673 | -1673 | -1673 | -3386 | -3386 | -3386 | -3386 | -3386 | -3386 | -3386 | -3386
| Coal | N Scotland |  | 0 | 0 | 0 | 0 | 0 | 0 | 0 | 0 | 0 | 0 | 0 | 0 | 0 | 0 | 0 | 0 | 0 | 0 | 0 | 0
| Coal + CCS | S England & S Wales |  | 0 | 0 | 0 | 0 | 0 | 0 | 0 | 0 | 0 | 0 | 0 | 0 | 0 | 0 | 0 | 0 | 0 | 0 | 0 | 0
| Coal + CCS | Midlands & N Wales |  | 0 | 0 | 0 | 0 | 0 | 0 | 0 | 0 | 0 | 0 | 0 | 0 | 0 | 0 | 0 | 0 | 0 | 0 | 0 | 0
| Coal + CCS | N England |  | 0 | 0 | 0 | 0 | 0 | 0 | 0 | 0 | 0 | 0 | 0 | 0 | 0 | 0 | 0 | 0 | 0 | 0 | 0 | 0
| Coal + CCS | S Scotland |  | 0 | 0 | 0 | 0 | 0 | 0 | 0 | 0 | 0 | 0 | 0 | 0 | 0 | 0 | 0 | 0 | 0 | 0 | 0 | 0
| Coal + CCS | N Scotland |  | 0 | 0 | 0 | 0 | 0 | 0 | 0 | 0 | 0 | 0 | 0 | 0 | 0 | 0 | 0 | 0 | 0 | 0 | 0 | 0
| CCGT + CCS | S England & S Wales |  | 0 | 0 | 0 | 0 | 0 | 0 | 0 | 0 | 0 | 0 | 0 | 0 | 0 | 0 | 0 | 0 | 0 | 0 | 0 | 0
| CCGT + CCS | Midlands & N Wales |  | 0 | 0 | 0 | 0 | 0 | 0 | 0 | 0 | 0 | 0 | 0 | 0 | 0 | 0 | 0 | 0 | 0 | 0 | 0 | 0
| CCGT + CCS | N England |  | 0 | 0 | 0 | 0 | 0 | 0 | 0 | 0 | 0 | 0 | 0 | 0 | 0 | 0 | 0 | 0 | 0 | 0 | 0 | 0
| CCGT + CCS | S Scotland |  | 0 | 0 | 0 | 0 | 0 | 0 | 0 | 0 | 0 | 0 | 0 | 0 | 0 | 0 | 0 | 0 | 0 | 0 | 0 | 0
| CCGT + CCS | N Scotland |  | 0 | 0 | 0 | 0 | 0 | 0 | 0 | 0 | 0 | 0 | 0 | 0 | 0 | 0 | 0 | 0 | 0 | 0 | 0 | 0
| Onshore wind | S England & S Wales |  | 0 | 0 | 0 | 0 | 0 | 0 | 0 | 0 | 0 | 0 | 0 | 0 | 0 | 0 | 0 | 0 | 0 | 0 | 0 | 0
| Onshore wind | Midlands & N Wales |  | 0 | 0 | 0 | 0 | 0 | 0 | 0 | 0 | 0 | 0 | 0 | 0 | 0 | 0 | 0 | 0 | 0 | 0 | 0 | 0
| Onshore wind | N England |  | 0 | 0 | 0 | 0 | 0 | 0 | 0 | 0 | 0 | 0 | 0 | 0 | 0 | 0 | 0 | 0 | 0 | 0 | 0 | 0
| Onshore wind | S Scotland |  | 0 | 0 | 0 | 0 | 0 | 0 | 0 | 0 | 0 | 0 | 0 | 0 | 0 | 0 | 0 | 0 | 0 | 0 | 0 | 0
| Onshore wind | N Scotland |  | 0 | 0 | 0 | 0 | 0 | 0 | 0 | 0 | 0 | 0 | 0 | 0 | 0 | 0 | 0 | 0 | 0 | 0 | 0 | 0
| Onshore wind | Island wind |  | 0 | 0 | 0 | 0 | 0 | 0 | 0 | 0 | 0 | 0 | 0 | 0 | 0 | 0 | 0 | 0 | 0 | 0 | 0 | 0
| Biomass regular | S England & S Wales |  | 0 | 0 | 0 | 0 | 0 | 0 | 0 | 0 | 0 | 0 | 0 | 0 | 0 | 0 | 0 | 0 | 0 | 0 | 0 | 0
| Biomass regular | Midlands & N Wales |  | 0 | 0 | 0 | 0 | 0 | 0 | 0 | 0 | 0 | 0 | 0 | 0 | 0 | 0 | 0 | 0 | 0 | 0 | 0 | 0
| Biomass regular | N England |  | 0 | 0 | 0 | 0 | 0 | 0 | 0 | 0 | 0 | 0 | 0 | 0 | 0 | 0 | 0 | 0 | 0 | 0 | 0 | 0
| Biomass regular | S Scotland |  | 0 | 0 | 0 | 0 | 0 | 0 | 0 | 0 | 0 | 0 | 0 | 0 | 0 | 0 | 0 | 0 | 0 | 0 | 0 | 0
| Biomass regular | N Scotland |  | 0 | 0 | 0 | 0 | 0 | 0 | 0 | 0 | 0 | 0 | 0 | 0 | 0 | 0 | 0 | 0 | 0 | 0 | 0 | 0
| Offshore wind | Offshore South |  | 0 | 0 | 0 | 0 | 0 | 0 | 0 | 0 | 0 | 0 | 0 | 0 | 0 | 0 | 0 | 0 | 0 | 0 | 0 | 0
| Offshore wind | Offshore Irish Sea |  | 0 | 0 | 0 | 0 | 0 | 0 | 0 | 0 | 0 | 0 | 0 | 0 | 0 | 0 | 0 | 0 | 0 | 0 | 0 | 0
| Offshore wind | Offshore E England |  | 0 | 0 | 0 | 0 | 0 | 0 | 0 | 0 | 0 | 0 | 0 | 0 | 0 | 0 | 0 | 0 | 0 | 0 | 0 | 0
| Offshore wind | Offshore Scotland |  | 0 | 0 | 0 | 0 | 0 | 0 | 0 | 0 | 0 | 0 | 0 | 0 | 0 | 0 | 0 | 0 | 0 | 0 | 0 | 0
| Wave | Offshore South |  | 0 | 0 | 0 | 0 | 0 | 0 | 0 | 0 | 0 | 0 | 0 | 0 | 0 | 0 | 0 | 0 | 0 | 0 | 0 | 0
| Wave | Offshore Irish Sea |  | 0 | 0 | 0 | 0 | 0 | 0 | 0 | 0 | 0 | 0 | 0 | 0 | 0 | 0 | 0 | 0 | 0 | 0 | 0 | 0
| Wave | Offshore E England |  | 0 | 0 | 0 | 0 | 0 | 0 | 0 | 0 | 0 | 0 | 0 | 0 | 0 | 0 | 0 | 0 | 0 | 0 | 0 | 0
| Wave | Offshore Scotland |  | 0 | 0 | 0 | 0 | 0 | 0 | 0 | 0 | 0 | 0 | 0 | 0 | 0 | 0 | 0 | 0 | 0 | 0 | 0 | 0
| Tidal Stream | Offshore South |  | 0 | 0 | 0 | 0 | 0 | 0 | 0 | 0 | 0 | 0 | 0 | 0 | 0 | 0 | 0 | 0 | 0 | 0 | 0 | 0
| Tidal Stream | Offshore Irish Sea |  | 0 | 0 | 0 | 0 | 0 | 0 | 0 | 0 | 0 | 0 | 0 | 0 | 0 | 0 | 0 | 0 | 0 | 0 | 0 | 0
| Tidal Stream | Offshore E England |  | 0 | 0 | 0 | 0 | 0 | 0 | 0 | 0 | 0 | 0 | 0 | 0 | 0 | 0 | 0 | 0 | 0 | 0 | 0 | 0
| Tidal Stream | Offshore Scotland |  | 0 | 0 | 0 | 0 | 0 | 0 | 0 | 0 | 0 | 0 | 0 | 0 | 0 | 0 | 0 | 0 | 0 | 0 | 0 | 0
| Embedded CHP | Embedded |  | 0 | 0 | 0 | 0 | 0 | 0 | 0 | 0 | 0 | 0 | 0 | 0 | 0 | 0 | 0 | 0 | 0 | 0 | 0 | 0
| Embedded Gas | Embedded |  | 0 | 0 | 0 | 0 | 0 | 0 | 0 | 0 | 0 | 0 | 0 | 0 | 0 | 0 | 0 | 0 | 0 | 0 | 0 | 0
| Embedded offshore wind | Embedded |  | 0 | 0 | 0 | 0 | 0 | 0 | 0 | 0 | 0 | 0 | 0 | 0 | 0 | 0 | 0 | 0 | 0 | 0 | 0 | 0
| Embedded onshore wind | Embedded |  | 0 | 0 | 0 | 0 | 0 | 0 | 0 | 0 | 0 | 0 | 0 | 0 | 0 | 0 | 0 | 0 | 0 | 0 | 0 | 0
| Embedded biomass | Embedded |  | 0 | 0 | 0 | 0 | 0 | 0 | 0 | 0 | 0 | 0 | 0 | 0 | 0 | 0 | 0 | 0 | 0 | 0 | 0 | 0
| Embedded tidal and wave | Embedded |  | 0 | 0 | 0 | 0 | 0 | 0 | 0 | 0 | 0 | 0 | 0 | 0 | 0 | 0 | 0 | 0 | 0 | 0 | 0 | 0
| Embedded hydro | Embedded |  | 0 | 0 | 0 | 0 | 0 | 0 | 0 | 0 | 0 | 0 | 0 | 0 | 0 | 0 | 0 | 0 | 0 | 0 | 0 | 0
Generation (TWh)
| CHP | S England & S Wales |  | 0 | 0 | 0 | 0 | 0 | 0 | 0 | 0 | 0 | 0 | 0 | 0 | 0 | 0 | 0 | 0 | 0 | 0 | 0 | 0
| CHP | Midlands & N Wales |  | 323.6635 | 98.5613 | 369.7566 | 272.4288 | 165.753 | 291.1003 | 177.8912 | 173.1673 | 189.4618 | 200.6033 | 65.1957 | 58.0032 | 48.457 | 48.457 | 0 | 0 | 0 | 0 | 0.084 | 0.084
| CHP | N England |  | 7870.2567 | 7141.5177 | 7971.187 | 7451.8508 | 6553.9199 | 7357.5591 | 6479.2198 | 6267.4929 | 6083.2972 | 6342.0043 | 3656.3733 | 3280.8146 | 2869.1983 | 2830.56 | 1625.3553 | 1519.9106 | 1508.9311 | 1239.2663 | 1697.4663 | 1694.1712
| CHP | S Scotland |  | 0.048 | 8.4e-09 | 0.048 | 0.048 | 7.7183e-08 | 0.048 | 0.048 | 0.048 | 7.7183e-08 | 9.2619 | 7.6783e-08 | 7.6783e-08 | 0 | 0 | 0 | 0 | 0 | 0 | 0 | 0
| CHP | N Scotland |  | 34.263 | 10.3288 | 34.206 | 25.6658 | 16.6767 | 25.703 | 14.7545 | 14.5785 | 14.5785 | 14.5785 | 6.7657 | 5.0677 | 5.0765 | 5.0765 | 0 | 0 | 0 | 0 | 0.0088 | 0.0088
| Oil | S England & S Wales |  | 0 | 0 | 0 | 0 | 0 | 0 | 0 | 0 | 0 | 0 | 0 | 0 | 0 | 0 | 0 | 0 | 0 | 0 | 0 | 0
| Oil | Midlands & N Wales |  | 0 | 0 | 0 | 0 | 0 | 0 | 0 | 0 | 0 | 0 | 0 | 0 | 0 | 0 | 0 | 0 | 0 | 0 | 0 | 0
| Oil | N England |  | 0 | 0 | 0 | 0 | 0 | 0 | 0 | 0 | 0 | 0 | 0 | 0 | 0 | 0 | 0 | 0 | 0 | 0 | 0 | 0
| Oil | S Scotland |  | 0 | 0 | 0 | 0 | 0 | 0 | 0 | 0 | 0 | 0 | 0 | 0 | 0 | 0 | 0 | 0 | 0 | 0 | 0 | 0
| Oil | N Scotland |  | 0 | 0 | 0 | 0 | 0 | 0 | 0 | 0 | 0 | 0 | 0 | 0 | 0 | 0 | 0 | 0 | 0 | 0 | 0 | 0
| Hydro | S England & S Wales |  | 0 | 0 | 0 | 0 | 0 | 0 | 0 | 0 | 0 | 0 | 0 | 0 | 0 | 0 | 0 | 0 | 0 | 0 | 0 | 0
| Hydro | Midlands & N Wales |  | 0 | 0 | 0 | 0 | 0 | 0 | 0 | 0 | 0 | 0 | 0 | 0 | 0 | 0 | 0 | 0 | 0 | 0 | 0 | 0
| Hydro | N England |  | 0 | 0 | 0 | 0 | 0 | 0 | 0 | 0 | 0 | 0 | 0 | 0 | 0 | 0 | 0 | 0 | 0 | 0 | 0 | 0
| Hydro | S Scotland |  | 95.0109 | 95.0109 | 95.0109 | 95.0109 | 95.0109 | 95.0109 | 95.0109 | 95.0109 | 95.0109 | 95.0109 | 95.0109 | 95.0109 | 95.0109 | 95.0109 | 95.0109 | 95.0109 | 95.0109 | 95.0109 | 95.0109 | 95.0109
| Hydro | N Scotland |  | 2991.4043 | 2991.4043 | 2991.4043 | 2991.4043 | 2991.4043 | 2991.4043 | 2991.4043 | 2991.4043 | 2991.4043 | 2991.4043 | 2991.4043 | 2991.4043 | 2991.4043 | 2991.4043 | 2991.4043 | 2991.4043 | 2991.4043 | 2991.4043 | 2991.4043 | 2991.4043
| PS | S England & S Wales |  | 0 | 0 | 0 | 0 | 0 | 0 | 0 | 0 | 0 | 0 | 0 | 0 | 0 | 0 | 0 | 0 | 0 | 0 | 0 | 0
| PS | Midlands & N Wales |  | 0 | 0 | 0 | 0 | 0 | 0 | 0 | 0 | 0 | 0 | 0 | 0 | 0 | 0 | 0 | 0 | 0 | 0 | 0 | 0
| PS | N England |  | 0 | 0 | 0 | 0 | 0 | 0 | 0 | 0 | 0 | 0 | 0 | 0 | 0 | 0 | 0 | 0 | 0 | 0 | 0 | 0
| PS | S Scotland |  | 0 | 0 | 0 | 0 | 0 | 0 | 0 | 0 | 0 | 0 | 0 | 0 | 0 | 0 | 0 | 0 | 0 | 0 | 0 | 0
| PS | N Scotland |  | 0 | 0 | 0 | 0 | 0 | 0 | 0 | 0 | 0 | 0 | 0 | 0 | 0 | 0 | 0 | 0 | 0 | 0 | 0 | 0
| Nuclear | S England & S Wales |  | 26450.3808 | 26450.3808 | 24939.5328 | 24939.5328 | 24939.5328 | 24939.5328 | 24939.5328 | 24939.5328 | 20217.2544 | 20217.2544 | 31952.6784 | 31952.6784 | 31952.3771 | 43688.1024 | 43688.1024 | 55382.2983 | 55225.3547 | 55129.1197 | 55421.0661 | 55421.0661
| Nuclear | Midlands & N Wales |  | 6254.208 | 6254.208 | 7.0272e-06 | 7.0272e-06 | 7.0272e-06 | 7.0272e-06 | 7.0272e-06 | 7.0272e-06 | 7.0272e-06 | 7.0272e-06 | 8432.64 | 8432.64 | 16865.28 | 16864.8058 | 25296.552 | 25296.552 | 25296.552 | 25296.552 | 25296.552 | 25296.552
| Nuclear | N England |  | 25389.2736 | 25389.2736 | 25389.2736 | 25389.2736 | 25389.2736 | 25389.2736 | 25389.2736 | 25389.2736 | 25389.2736 | 8453.7216 | 8453.7216 | 8453.7216 | 8453.2645 | 8453.7216 | 19696.6336 | 19450.742 | 19178.1613 | 19103.4211 | 10909.2305 | 10900.3723
| Nuclear | S Scotland |  | 16085.2608 | 16085.2608 | 16085.2608 | 16085.2608 | 16085.2608 | 16085.2608 | 16085.2608 | 16085.2608 | 8538.048 | 8538.048 | 8538.048 | 8538.048 | 8537.5863 | 8538.048 | 8538.048 | 8538.048 | 8538.048 | 8538.048 | 0 | 0
| Nuclear | N Scotland |  | 0 | 0 | 0 | 0 | 0 | 0 | 0 | 0 | 0 | 0 | 0 | 0 | 0 | 0 | 0 | 0 | 0 | 0 | 0 | 0
| CCGT | S England & S Wales |  | 44021.282 | 40190.1463 | 50299.9259 | 52760.2746 | 49659.7907 | 57111.0161 | 50135.1013 | 47122.6504 | 47885.6537 | 52005.3518 | 38374.1052 | 36246.0961 | 34423.71 | 36439.2711 | 26298.5486 | 22945.3825 | 22245.3123 | 21110.9095 | 24024.579 | 23975.2298
| CCGT | Midlands & N Wales |  | 17041.4254 | 17454.4934 | 21845.7015 | 25589.7031 | 26765.8384 | 29857.088 | 27142.3472 | 24857.4013 | 23206.0582 | 24665.3104 | 16281.5801 | 24102.2432 | 22655.3713 | 21515.0407 | 14882.2763 | 12646.5956 | 11874.7302 | 10698.9814 | 13746.1809 | 13717.1622
| CCGT | N England |  | 6377.1004 | 4021.6752 | 5911.7793 | 5198.2968 | 8973.3147 | 10506.5445 | 14054.4532 | 13029.9519 | 12338.4965 | 13060.8567 | 18502.7633 | 18763.3277 | 17851.6927 | 17257.5898 | 11628.882 | 10156.4268 | 9974.2648 | 14212.2486 | 15979.5295 | 15956.5256
| CCGT | S Scotland |  | 1.3527e-05 | 1.307e-05 | 1.3369e-05 | 1.3369e-05 | 1.2954e-05 | 1.3285e-05 | 1.28e-05 | 1.2382e-05 | 4902.2714 | 4945.2603 | 17604.8234 | 17411.8539 | 16537.5465 | 15860.9753 | 12135.4854 | 9680.5238 | 9328.1363 | 8905.5 | 10899.6663 | 10856.8746
| CCGT | N Scotland |  | 57.2538 | 1.6088 | 114.7641 | 31.7497 | 35.9705 | 103.6734 | 1.3133e-05 | 1.2837e-05 | 4869.5055 | 5154.9347 | 8278.5354 | 8398.0659 | 8157.019 | 11013.3262 | 9161.3562 | 8172.594 | 7881.7539 | 7643.7918 | 8687.4254 | 8676.4227
| OCGT | S England & S Wales |  | 0 | 0 | 0 | 0 | 0 | 0 | 0 | 0 | 0 | 0 | 0 | 0 | 0 | 0 | 0 | 0 | 0 | 0 | 0 | 0
| OCGT | Midlands & N Wales |  | 0 | 0 | 0 | 0 | 0 | 0 | 0 | 0 | 0 | 0 | 0 | 0 | 0 | 0 | 0 | 0 | 0 | 0 | 0 | 0
| OCGT | N England |  | 0 | 0 | 0 | 0 | 0 | 0 | 0 | 0 | 0 | 0 | 0 | 0 | 0 | 0 | 0 | 0 | 0 | 0 | 0 | 0
| OCGT | S Scotland |  | 0 | 0 | 0 | 0 | 0 | 0 | 0 | 0 | 0 | 0 | 0 | 0 | 0 | 0 | 0 | 0 | 0 | 0 | 0 | 0
| OCGT | N Scotland |  | 0 | 0 | 0 | 0 | 0 | 0 | 0 | 0 | 0 | 0 | 0 | 0 | 0 | 0 | 0 | 0 | 0 | 0 | 0 | 0
| Coal | S England & S Wales |  | 19282.166 | 20230.185 | 12915.3015 | 9605.3462 | 8995.478 | 2195.9274 | 2010.9414 | 1983.0821 | 1962.3241 | 1911.1518 | 1684.5785 | 1218.6074 | 457.0696 | 0 | 0 | 0 | 0 | 0 | 0 | 0
| Coal | Midlands & N Wales |  | 49542.297 | 49594.5182 | 48476.2832 | 47289.9911 | 43948.8499 | 40509.594 | 38126.845 | 37252.4254 | 34336.5864 | 35945.3706 | 28690.6056 | 23643.6425 | 18273.6489 | 3587.8829 | 107.2867 | 4.8343 | 0.51412 | 0 | 0 | 0
| Coal | N England |  | 55602.8118 | 58382.417 | 51116.3494 | 48424.0209 | 45120.1612 | 34479.0575 | 34440.1541 | 33952.6871 | 32813.3674 | 32788.5182 | 30746.1195 | 30440.4355 | 26736.2297 | 26697.6709 | 25374.7645 | 24701.0725 | 24380.0698 | 24304.798 | 24735.0309 | 24717.1097
| Coal | S Scotland |  | 17657.2336 | 16845.4537 | 16527.8071 | 14803.0436 | 8734.3711 | 2413.6044 | 2394.9448 | 2169.7051 | 2138.1509 | 2059.0453 | 2063.1014 | 2063.1014 | 0 | 0 | 0 | 0 | 0 | 0 | 0 | 0
| Coal | N Scotland |  | 0 | 0 | 0 | 0 | 0 | 0 | 0 | 0 | 0 | 0 | 0 | 0 | 0 | 0 | 0 | 0 | 0 | 0 | 0 | 0
| Coal + CCS | S England & S Wales |  | 0 | 0 | 0 | 0 | 0 | 0 | 0 | 0 | 0 | 0 | 0 | 0 | 0 | 0 | 0 | 0 | 0 | 0 | 0 | 0
| Coal + CCS | Midlands & N Wales |  | 5.8847e-06 | 6.7735e-06 | 6.9975e-06 | 6.9975e-06 | 6.9975e-06 | 6.9975e-06 | 6.9975e-06 | 6.9975e-06 | 6.9975e-06 | 6.9975e-06 | 6.9975e-06 | 6.9975e-06 | 6.9975e-06 | 6.9975e-06 | 6.9975e-06 | 6.9975e-06 | 6.9975e-06 | 6.9975e-06 | 6.9975e-06 | 6.9975e-06
| Coal + CCS | N England |  | 1.1769e-05 | 1.3547e-05 | 1.3995e-05 | 1.3995e-05 | 1.3995e-05 | 5598.0375 | 5598.0375 | 5598.0375 | 5598.0375 | 5598.0375 | 5598.0375 | 5598.0375 | 5598.0375 | 5598.0375 | 5598.0375 | 5598.0375 | 5598.0375 | 5598.0375 | 5598.0375 | 5598.0375
| Coal + CCS | S Scotland |  | 1.1769e-05 | 1.3547e-05 | 1.3995e-05 | 1.3995e-05 | 2099.2641 | 2099.2641 | 2099.2641 | 2099.2641 | 2099.2641 | 2099.2641 | 2099.2641 | 2099.2641 | 2099.2641 | 2099.2641 | 13645.2163 | 13645.2163 | 13645.2163 | 13645.2163 | 13645.2163 | 13645.2163
| Coal + CCS | N Scotland |  | 0 | 0 | 0 | 0 | 0 | 0 | 0 | 0 | 0 | 0 | 0 | 0 | 0 | 0 | 0 | 0 | 0 | 0 | 0 | 0
| CCGT + CCS | S England & S Wales |  | 0 | 0 | 2.2492e-07 | 2.0993e-05 | 2.0993e-05 | 2.0993e-05 | 2.0993e-05 | 2.0993e-05 | 2.0993e-05 | 2.0993e-05 | 2.0991e-05 | 2.0991e-05 | 2.0991e-05 | 2.0774e-05 | 1.9898e-05 | 1.9898e-05 | 1.9233e-05 | 1.9015e-05 | 1.9675e-05 | 1.9238e-05
| CCGT + CCS | Midlands & N Wales |  | 0 | 0 | 0 | 0 | 0 | 0 | 0 | 0 | 0 | 0 | 0 | 0 | 0 | 0 | 0 | 0 | 0 | 0 | 0 | 0
| CCGT + CCS | N England |  | 0 | 0 | 7.4974e-08 | 6.9975e-06 | 6.9975e-06 | 6.9975e-06 | 6.9975e-06 | 6.9975e-06 | 6.9975e-06 | 6.9975e-06 | 6.9971e-06 | 6.9971e-06 | 6.9971e-06 | 6.9246e-06 | 6.6327e-06 | 6.6327e-06 | 6.411e-06 | 6.3383e-06 | 6.5582e-06 | 6.4128e-06
| CCGT + CCS | S Scotland |  | 0 | 0 | 0 | 0 | 0 | 0 | 0 | 0 | 0 | 0 | 0 | 0 | 0 | 0 | 0 | 0 | 0 | 0 | 0 | 0
| CCGT + CCS | N Scotland |  | 0 | 0 | 0 | 0 | 0 | 0 | 0 | 0 | 0 | 0 | 0 | 0 | 0 | 0 | 0 | 0 | 0 | 0 | 0 | 0
| Onshore wind | S England & S Wales |  | 2.0691e-05 | 75.2164 | 93.7787 | 113.6331 | 138.277 | 192.153 | 223.0807 | 257.1073 | 288.2233 | 319.4232 | 339.5924 | 362.5395 | 386.0805 | 409.1885 | 435.5103 | 463.2789 | 637.0049 | 765.0802 | 983.8892 | 1074.3187
| Onshore wind | Midlands & N Wales |  | 9.4113e-06 | 62.8264 | 78.3311 | 94.915 | 115.4995 | 160.5008 | 186.3339 | 214.7555 | 240.746 | 266.8065 | 283.6533 | 302.8206 | 322.4837 | 341.7853 | 363.7713 | 386.9658 | 532.0749 | 639.0531 | 833.5522 | 917.4682
| Onshore wind | N England |  | 9.1586e-06 | 85.3552 | 106.4198 | 128.9505 | 156.9163 | 218.0545 | 253.1511 | 291.7644 | 327.0747 | 362.4803 | 385.3681 | 411.4085 | 438.1227 | 464.3455 | 494.2155 | 525.7272 | 722.8707 | 868.2102 | 1131.8367 | 1245.7819
| Onshore wind | S Scotland |  | 5126.3228 | 6233.2544 | 7389.3828 | 8734.9196 | 8766.8976 | 9912.2032 | 9939.8085 | 9939.8085 | 12444.4127 | 12466.2482 | 12470.5275 | 12477.3629 | 14945.2166 | 15014.7895 | 17519.3563 | 17529.7316 | 19261.9976 | 19635.6716 | 19636.9755 | 19636.9755
| Onshore wind | N Scotland |  | 3672.7329 | 4151.2392 | 5021.9115 | 6081.5617 | 6615.3857 | 7325.3244 | 8924.2825 | 9772.1658 | 12107.7554 | 12247.8755 | 14371.2894 | 14419.5812 | 16424.8313 | 16437.3848 | 17835.0089 | 17959.8393 | 18378.692 | 18627.505 | 18757.8102 | 18749.4051
| Onshore wind | Island wind |  | 1.0999e-05 | 1.0999e-05 | 1.0999e-05 | 1.0999e-05 | 719.7881 | 719.7881 | 1439.5763 | 1439.5763 | 2159.3644 | 2159.3644 | 2879.1525 | 2879.1525 | 3598.439 | 3598.439 | 4318.1268 | 4219.3807 | 4742.5388 | 4700.0396 | 4950.0993 | 4950.0993
| Biomass regular | S England & S Wales |  | 1.4054e-05 | 1.4054e-05 | 1.4054e-05 | 1.4054e-05 | 2459.52 | 2459.52 | 2459.52 | 2459.52 | 2459.52 | 2459.52 | 2459.387 | 2459.4756 | 2459.387 | 2459.387 | 2431.163 | 2337.1539 | 2320.9608 | 2320.9608 | 2347.4515 | 2342.7823
| Biomass regular | Midlands & N Wales |  | 7.0272e-06 | 7.0272e-06 | 7.0272e-06 | 7.0272e-06 | 7.0272e-06 | 7.0272e-06 | 7.0272e-06 | 7.0272e-06 | 7.0272e-06 | 7.0272e-06 | 7.0268e-06 | 7.0268e-06 | 7.0268e-06 | 7.0268e-06 | 6.9462e-06 | 6.6313e-06 | 6.6313e-06 | 6.6313e-06 | 6.6313e-06 | 6.6313e-06
| Biomass regular | N England |  | 1.4054e-05 | 1.4054e-05 | 1.4054e-05 | 1.4054e-05 | 4139.0208 | 4139.0208 | 4139.0208 | 4139.0208 | 4139.0208 | 4139.0208 | 4138.797 | 4139.0208 | 4138.797 | 4138.797 | 4091.3 | 3905.8454 | 3905.8454 | 3905.8454 | 3905.8454 | 3905.8454
| Biomass regular | S Scotland |  | 681.6384 | 681.6384 | 681.6384 | 681.6384 | 681.6384 | 681.6384 | 681.6384 | 681.6384 | 681.6384 | 681.6384 | 681.6015 | 681.6015 | 681.6015 | 681.6015 | 673.7795 | 643.2377 | 643.2377 | 643.2377 | 643.2377 | 643.2377
| Biomass regular | N Scotland |  | 0 | 0 | 0 | 0 | 0 | 0 | 0 | 0 | 0 | 0 | 0 | 0 | 0 | 0 | 0 | 0 | 0 | 0 | 0 | 0
| Offshore wind | Offshore South |  | 2848.0087 | 4631.3105 | 6292.6489 | 6292.6489 | 6292.6489 | 6292.6489 | 7637.8983 | 9437.5034 | 11237.1085 | 11237.1085 | 11237.1085 | 11237.1085 | 11237.1085 | 12720.4463 | 15851.9374 | 16676.014 | 17500.0906 | 17500.0906 | 17500.0906 | 17500.0906
| Offshore wind | Offshore Irish Sea |  | 1823.1576 | 2594.1118 | 2594.1118 | 2594.1118 | 2594.1118 | 7226.4541 | 7226.4541 | 7226.4541 | 7226.4541 | 7226.4541 | 7226.4541 | 7226.4541 | 11858.7965 | 11858.7965 | 11858.7965 | 15002.1717 | 15498.4941 | 15994.8165 | 15994.8165 | 15994.8165
| Offshore wind | Offshore E England |  | 827.0664 | 827.0664 | 827.0664 | 827.0664 | 2233.0792 | 2233.0792 | 4383.4517 | 4383.4517 | 5045.1048 | 5045.1048 | 5045.1048 | 5045.1048 | 5045.1048 | 5045.1048 | 7030.0641 | 7030.0641 | 7030.0641 | 7030.0641 | 7030.0641 | 7030.0641
| Offshore wind | Offshore Scotland |  | 33.0827 | 33.0827 | 33.0827 | 33.0827 | 1091.7276 | 2018.0419 | 2481.1991 | 4003.0012 | 5326.3074 | 5822.5472 | 6318.787 | 6815.0268 | 9809.0071 | 12439.3781 | 14705.84 | 17336.2111 | 19139.5158 | 19966.5822 | 19966.5822 | 19966.5822
| Wave | Offshore South |  | 0 | 0 | 0 | 0 | 0 | 0 | 0 | 0 | 0 | 0 | 0 | 0 | 0 | 0 | 0 | 0 | 0 | 0 | 0 | 0
| Wave | Offshore Irish Sea |  | 0 | 0 | 0 | 0 | 0 | 0 | 0 | 0 | 0 | 0 | 0 | 0 | 0 | 0 | 0 | 0 | 0 | 0 | 0 | 0
| Wave | Offshore E England |  | 0 | 0 | 0 | 0 | 0 | 0 | 0 | 0 | 0 | 0 | 0 | 0 | 0 | 0 | 0 | 0 | 0 | 0 | 0 | 0
| Wave | Offshore Scotland |  | 2.6348e-06 | 2.6348e-06 | 2.6348e-06 | 2.6348e-06 | 2.6348e-06 | 2.6348e-06 | 2.6348e-06 | 2.6348e-06 | 2.6348e-06 | 1185.678 | 1185.678 | 1185.678 | 1185.678 | 1185.678 | 1580.904 | 1580.904 | 1844.388 | 2107.872 | 2107.872 | 2107.872
| Tidal Stream | Offshore South |  | 5.2704e-06 | 5.2704e-06 | 5.2704e-06 | 5.2704e-06 | 5.2704e-06 | 5.2704e-06 | 5.2704e-06 | 5.2704e-06 | 5.2704e-06 | 5.2704e-06 | 408.456 | 408.456 | 527.04 | 527.04 | 527.04 | 527.04 | 527.04 | 527.04 | 527.04 | 527.04
| Tidal Stream | Offshore Irish Sea |  | 2.6352e-06 | 2.6352e-06 | 2.6352e-06 | 2.6352e-06 | 2.6352e-06 | 2.6352e-06 | 2.6352e-06 | 2.6352e-06 | 2.6352e-06 | 2.6352e-06 | 223.992 | 223.992 | 263.52 | 263.52 | 263.52 | 263.52 | 263.52 | 263.52 | 263.52 | 263.52
| Tidal Stream | Offshore E England |  | 0 | 0 | 0 | 0 | 0 | 0 | 0 | 0 | 0 | 0 | 0 | 0 | 0 | 0 | 0 | 0 | 0 | 0 | 0 | 0
| Tidal Stream | Offshore Scotland |  | 70.272 | 70.272 | 70.272 | 70.272 | 317.9808 | 317.9808 | 317.9808 | 317.9808 | 317.9808 | 2270.664 | 2270.664 | 2270.664 | 2310.192 | 2310.192 | 3364.272 | 3496.032 | 3891.312 | 4550.112 | 6131.232 | 6131.232
| Embedded CHP | Embedded |  | 20336.7828 | 21179.6675 | 22022.5521 | 22865.4367 | 23708.3213 | 24551.2059 | 25394.0905 | 26236.9752 | 27079.8598 | 27922.7444 | 28765.629 | 29642.229 | 30518.829 | 31395.429 | 32272.029 | 33148.629 | 34025.229 | 34901.829 | 35778.429 | 36655.029
| Embedded Gas | Embedded |  | 1840.86 | 1840.86 | 1840.86 | 1840.86 | 1840.86 | 1840.86 | 1840.86 | 1840.86 | 1840.86 | 1840.86 | 1840.86 | 1840.86 | 1840.86 | 1840.86 | 1840.86 | 1840.86 | 1840.86 | 1840.86 | 1840.86 | 1840.86
| Embedded offshore wind | Embedded |  | 0 | 0 | 0 | 0 | 0 | 0 | 0 | 0 | 0 | 0 | 0 | 0 | 0 | 0 | 0 | 0 | 0 | 0 | 0 | 0
| Embedded onshore wind | Embedded |  | 2513.5628 | 2513.5628 | 2513.5628 | 2513.5628 | 2513.5628 | 2513.5628 | 2513.5628 | 2513.5628 | 2513.5628 | 2513.5628 | 2513.5628 | 2513.5628 | 2513.5628 | 2513.5628 | 2513.5628 | 2513.5628 | 2513.5628 | 2513.5628 | 2513.5628 | 2513.5628
| Embedded biomass | Embedded |  | 11271.2519 | 11857.9739 | 12583.022 | 13347.8811 | 14224.7116 | 15193.7982 | 16222.156 | 17310.1226 | 18467.1812 | 19660.8214 | 20855.1774 | 22050.2566 | 23246.0661 | 24442.6132 | 25639.9053 | 26837.9498 | 28036.7543 | 29236.3264 | 30436.6737 | 31637.804
| Embedded tidal and wave | Embedded |  | 1.7532 | 71.8812 | 106.9452 | 177.0732 | 305.0568 | 455.4814 | 630.8014 | 825.8098 | 1089.0712 | 1404.6472 | 1685.1592 | 1921.6283 | 2193.5678 | 2506.2982 | 2856.9382 | 3207.5782 | 3558.2182 | 3908.8582 | 4259.4982 | 4610.1382
| Embedded hydro | Embedded |  | 1565.5783 | 1594.5061 | 1623.4339 | 1652.3617 | 1681.2895 | 1710.2173 | 1794.1079 | 1823.0357 | 1851.9635 | 1880.8913 | 1909.8191 | 1938.7469 | 1967.6747 | 1996.6025 | 2025.5303 | 2054.4581 | 2083.3859 | 2112.3137 | 2141.2415 | 2170.1693
Transmission investment | bar: 0 to 10
Modelled investments in the Main Interconnected Transmission System | bar: 0 to 10
| Reinforcement package | Boundaries reinforced | Cost (£m) | 0: Build date
| Beauly-Denny overhead line | B1, B2, B4 | Pre-committed | 0: 2014
| 400kV Ring Kintore Reactive Compensation | B1, B2, B4 | Pre-committed | 0: 2040
| Denny-Kincardine 400kV | B4 | Pre-committed | 0: 2040
| Western HVDC Link | B6, B7a | 866 | 0: 2015
| Anglo-Scottish Series & Shunt Compensation | B5,B6 | 380 | 0: 2014
| Eastern HVDC Link | B2, B4, B5, B6, B7a | 891 | 0: 2019
| Penwortham QBs | B7a | 31 | 0: 2014
| New Hinkley Point - Seabank OHL and associated works | B13 | 628 | 0: 2023
| Reconductoring circuits in East Anglia | EC5 | 93 | 0: 2021
| New OHL & reconductoring work in East Anglia | EC5 | 263 | 0: 2024
| QBs in East Anglia | EC5 | 41 | 0: 2020
| Establish 2nd Pentir-Traw 400kv circuit | NW2 | 185 | 0: 2016
| Series compensation and reconductoring work in North Wales | NW2 | 103 | 0: 2019
| Wylfa-Pembroke 2GW HVDC link | B202,NW2 | 834 | 0: 2026
| Daines 225MVAR MSC DNs | B8,B9 | 5 | 0: 2014
| Sundon and Ratcliffe 225MVAR MSCs | B8,B9 | 10 | 0: 2015
| North London Reinforcements & St John's Wood - Hackney cable | B14 | 474 | 0: 2016
| Turn in Sundon - Cowley circuit at East Claydon | B8,B9, B14 | 52 | 0: 2022
| North East London uprate to 400kV | B15 | 88 | 0: 2040
| East London reinforcements | B15 | 31 | 0: 2014
| East London reconductoring | B15 | 72 | 0: 2040
| Kingsnorth-Cobham reconductoring | B15 | 21 | 0: 2040
| South London reconductoring | B15 | 77 | 0: 2040
| Essex reconductoring | B15 | 36 | 0: 2040
| Tees Crossing refurbishment | B7a | 52 | 0: 2012
| QBs in Sundon-Wymondley circuits | B14 | 31 | 0: 2015
| London MSCs, East End reconductoring | B14 | 46 | 0: 2015
| New reactor at Rayleigh | B15 | 36 | 0: 2040
| Kemsley QBs | B15 | 31 | 0: 2012
| Rowdown, Canterbury, Sellinge and Dungeness reinforcements | B15 | 118 | 0: 2040
| Iver, East Claydon, Grendon & Elstree new MSCs | B8,B9 | 31 | 0: 2015
| Cottam - West Burton reconductoring | B8 | 5 | 0: 2014
| West Weybridge 275kV additional MSC | B9,B14 | 5 | 0: 2018
| Knocknagael | B1 | 43 | 0: 2011
| Beauly-Blackhillock-Kintore | B1 | 88 | 0: 2014
2012
| Hunterston-Kintyre link | B3, B4, B5 | 130 | 0: 2018
| East Coast Upgrade | B2, B4, B5, B6 | 272 | 0: 2021
| Humber - Walpole HVDC | B8, B9, B11 | 595 | 0: 2022
| Caithness - Moray HVDC | B1 | 800 | 0: 2020
2014
| Eastern HVDC Link #2 | B6 | 891 | 0: 2024
2040
| Western HVDC Link #2 | B6, B7a | 866 | 0: 2020
| Elstree London | B14 | 100 | 0: 2040
| West Midlands MSC | B17 | 50 | 0: 2021
| B1 | B1 | 73 | 0: 2021
| B2 | B2 | 73 | 0: 2022
| B3 | B3 | 110 | 0: 2024
| B4 | B4 | 98 | 0: 2022
| B5 | B5 | 98 | 0: 2022
| B6 | B6 | 146 | 0: 2024
| B7a | B7a | 166 | 0: 2024
| B8 | B8 | 117 | 0: 2022
| B9 | B9 | 234 | 0: 2040
| B10 | B10 | 15 | 0: 2040
| B11 | B11 | 200 | 0: 2022
| B12 | B12 | 24 | 0: 2023
| B13 | B13 | 332 | 0: 2040
| B14 | B14 | 50 | 0: 2040
| B15 | B15 | 7 | 0: 2040
| B16 | B16 | 29 | 0: 2021
| B17 | B17 | 100 | 0: 2026
| B201 | B201 | 50 | 0: 2040
| B202 | B202 | 7 | 0: 2024
| EC5 | EC5 | 24 | 0: 2040
| NW2 | NW2 | 49 | 0: 2025
Note: for map of transmission boundaries, see report. Offshore and island links are built as required for specific generation projects | bar: 0 to 10
Other key metrics
| Average (demand-weighted) wholesale price (£/MWh) |  |  | 58.83 | 59.2052 | 64.3158 | 64.8376 | 63.2241 | 80.8048 | 79.6801 | 80.2002 | 79.3628 | 92.4883 | 75.8397 | 78.1699 | 80.3315 | 86.1277 | 81.071 | 80.656 | 82.8517 | 84.7291 | 88.9069 | 91.4973
| Demand (TWh) |  |  | 356.3715 | 360.6823 | 362.6573 | 364.1237 | 364.9651 | 365.8053 | 367.297 | 367.7908 | 368.3631 | 368.9556 | 371.4191 | 374.8324 | 378.962 | 383.7213 | 387.4883 | 391.127 | 395.6796 | 400.2653 | 405.5591 | 409.9475
| Renewable share (%) |  |  | 11.39% | 12.76% | 14.08% | 14.39% | 17.59% | 21.41% | 23.69% | 25.51% | 28.36% | 30.16% | 32.48% | 32.76% | 35.84% | 36.59% | 39.14% | 40.18% | 41.59% | 42.05% | 43.05% | 43.18%
| Carbon intensity (g/kWhr) | (excludes embedded CHP) |  | 463.6797 | 462.7994 | 438.523 | 425.6511 | 387.6293 | 313.015 | 299.6319 | 290.096 | 284.924 | 299.495 | 241.0712 | 230.6038 | 192.081 | 154.8009 | 113.57 | 99.6871 | 95.6423 | 95.0835 | 106.3014 | 105.6643
| Maximum allowed revenue: Transmission Owners (£m) |  |  | 1724.279 | 2120.5352 | 2345.7687 | 2473.106 | 2653.2948 | 2846.3146 | 2999.2112 | 3141.2556 | 3351.3143 | 3514.202 | 3631.7551 | 3719.9909 | 3923.8329 | 4045.3339 | 4207.4998 | 4331.6837 | 4396.023 | 4421.2511 | 4428.7308 | 4435.7515
| Constraint costs (£m) |  |  | 119.8467 | 173.4136 | 240.3563 | 233.2635 | 171.8123 | 170.7732 | 311.4293 | 370.4425 | 598.8573 | 515.9036 | 515.1497 | 579.7 | 737.0798 | 565.5369 | 1171.7663 | 1161.4815 | 1527.3161 | 1813.5042 | 1575.7839 | 1607.2276
| Transmission losses (£m) |  |  | 418.4094 | 448.5374 | 451.7353 | 470.2537 | 480.0898 | 478.2386 | 516.059 | 527.3166 | 600.6236 | 550.5097 | 762.7922 | 769.6975 | 878.3603 | 888.798 | 1123.7548 | 1095.6832 | 1155.6423 | 1250.4462 | 1213.2504 | 1251.978
CfDs by plant type (£/MWh)
| Nuclear | [5 empty] | 94.8811 | 94.8811 | 94.8811 | 93.488 | 93.488 | 93.488 | 91.2582 | 91.2582 | 91.2582 | 85.9926 | 85.9926 | 85.9926 | 82.8666 | 82.8666 | 82.8666 | 82.1494 | 82.1494
| Coal + CCS | [5 empty] | 138.9185 | 138.9185 | 138.9185 | 137.657 | 137.657 | 137.657 | 134.768 | 134.768 | 134.768 | 133.5315 | 133.5315 | 133.5315 | 133.9483 | 133.9483 | 133.9483 | 135.2259 | 135.2259
| CCGT + CCS | [5 empty] | 101.6543 | 101.6543 | 101.6543 | 103.4275 | 103.4275 | 103.4275 | 105.7746 | 105.7746 | 105.7746 | 108.3993 | 108.3993 | 108.3993 | 111.2734 | 111.2734 | 111.2734 | 115.4782 | 115.4782
| Onshore wind | [5 empty] | 90.6944 | 90.6944 | 90.6944 | 87.0879 | 87.0879 | 87.0879 | 85.8944 | 85.8944 | 85.8944 | 85.1202 | 85.1202 | 85.1202 | 85.0098 | 85.0098 | 85.0098 | 84.5525 | 84.5525
| Offshore wind | [5 empty] | 158.6488 | 158.6488 | 158.6488 | 144.8039 | 144.8039 | 144.8039 | 137.5277 | 137.5277 | 137.5277 | 132.8123 | 132.8123 | 132.8123 | 129.7283 | 129.7283 | 129.7283 | 126.543 | 126.543
| Wave | [5 empty] | 466.4627 | 466.4627 | 466.4627 | 362.5369 | 362.5369 | 362.5369 | 311.1306 | 311.1306 | 311.1306 | 257.3321 | 257.3321 | 257.3321 | 228.1397 | 228.1397 | 228.1397 | 210.3977 | 210.3977
| Tidal Stream | [5 empty] | 468.729 | 468.729 | 468.729 | 346.9623 | 346.9623 | 346.9623 | 284.3554 | 284.3554 | 284.3554 | 262.0312 | 262.0312 | 262.0312 | 231.964 | 231.964 | 231.964 | 214.5662 | 214.5662
| Biomass regular | [5 empty] | 122.3476 | 122.3476 | 122.3476 | 119.559 | 119.559 | 119.559 | 119.0046 | 119.0046 | 119.0046 | 119.0445 | 119.0445 | 119.0445 | 119.9857 | 119.9857 | 119.9857 | 120.3242 | 120.3242
Note on D181: Used to calculate de-rated capacity margins

## Status Quo (low gas price)
| Charging scenario | #VALUE!
|  |  |  | 2011 | 2012 | 2013 | 2014 | 2015 | 2016 | 2017 | 2018 | 2019 | 2020 | 2021 | 2022 | 2023 | 2024 | 2025 | 2026 | 2027 | 2028 | 2029 | 2030
#VALUE!
Tariffs
Generation
Transmission investment
Other key metrics
Tariffs
Generator Zonal Tariff/Peak security component of Improved ICRP (£/kW)
Generation - Wider Tariffs
| Zone No. | Zone Name
| 1 | North Scotland |  |  | 23.9611 | 22.9928 | 23.387 | 24.0497 | 23.5174 | 22.9528 | 29.7667 | 30.1284 | 29.7931 | 29.5043 | 29.0507 | 27.7724 | 30.3538 | 30.4525 | 30.278 | 30.1518 | 30.3669 | 30.6229 | 30.6612
| 2 | Peterhead |  |  | 19.9732 | 20.6531 | 20.9871 | 21.1221 | 20.5729 | 20.151 | -12.6832 | -12.8095 | -12.5531 | -13.5481 | -13.317 | 26.911 | 29.2607 | 29.4702 | 29.0657 | 29.0009 | 29.0225 | 29.1682 | 29.207
| 3 | Western Highland & Skye |  |  | 25.1013 | 21.5538 | 21.9751 | 22.6959 | 22.2222 | 21.7804 | 27.4634 | 27.9113 | 27.0447 | 26.8298 | 26.4495 | 25.1403 | 27.8055 | 27.9413 | 27.6553 | 27.6075 | 27.6277 | 27.9488 | 27.987
| 4 | Central Highlands |  |  | 19.2252 | 19.7872 | 19.4709 | 21.0546 | 20.4703 | 20.0485 | 24.4692 | 25.0066 | 24.179 | 23.9659 | 23.5152 | 22.0019 | 24.7544 | 24.8177 | 24.6864 | 24.6446 | 24.666 | 25.0779 | 25.1158
| 5 | Argyll |  |  | 15.6109 | 17.6608 | 17.2208 | 19.2288 | 18.3672 | 18.2719 | 21.8023 | 22.3638 | 21.6271 | 21.428 | 20.9846 | 19.4299 | 22.2955 | 22.4003 | 22.7869 | 22.754 | 22.7732 | 23.3553 | 23.3928
| 6 | Stirlingshire |  |  | 14.6273 | 15.5883 | 15.6248 | 16.574 | 15.9541 | 15.5993 | 18.4268 | 18.5603 | 17.1279 | 16.8475 | 16.3732 | 14.9526 | 17.7402 | 17.9632 | 17.4942 | 17.4434 | 17.4497 | 17.8212 | 17.859
| 7 | South Scotland |  |  | 12.453 | 13.5156 | 13.5202 | 13.725 | 12.8982 | 12.619 | 14.089 | 13.2071 | 12.4868 | 12.2372 | 11.7932 | 10.97 | 13.3648 | 13.5818 | 12.8986 | 12.8553 | 12.8773 | 12.6784 | 12.7157
| 8 | Auchencrosh |  |  | 16.0019 | 16.3228 | 16.4468 | 17.5017 | 16.665 | 16.3 | 19.2042 | 18.7789 | 18.1824 | 17.936 | 17.4788 | 15.0981 | 18.4205 | 18.5725 | 18.1381 | 18.1138 | 18.1257 | 19.1054 | 19.142
| 9 | Humber & Lancashire |  |  | 5.7291 | 6.6684 | 6.3798 | 2.1534 | 1.3575 | 1.0521 | 0.81603 | 1.0698 | 0.21378 | 0.059987 | -0.38279 | -1.7248 | -2.0097 | -2.1947 | -2.8343 | -2.7442 | -2.7096 | -2.7327 | -2.6981
| 10 | North East England |  |  | 7.7044 | 8.9087 | 8.8386 | 5.8723 | 4.6527 | 4.1611 | 2.2959 | 2.5046 | 1.8736 | 1.6159 | 1.1387 | -0.084269 | 0.028805 | 2.4418 | 1.7727 | 1.5868 | 1.5997 | 1.1464 | 1.1771
| 11 | Anglesey |  |  | 6.0864 | 5.5225 | 5.3917 | -1.1027 | -1.8891 | -2.2729 | -2.7298 | -2.6176 | -1.6235 | -1.8522 | -2.2442 | -4.2237 | -5.6944 | -5.8494 | -6.3143 | -6.2104 | -6.2311 | -6.1106 | -6.0725
| 12 | Dinorwig |  |  | 5.38 | 6.2288 | 6.098 | -0.39633 | -1.1827 | -1.5666 | -2.0235 | -1.9112 | -2.3299 | -2.5585 | -2.9505 | -4.93 | -6.4008 | -6.5558 | -7.0206 | -6.9167 | -6.9374 | -6.8169 | -6.7788
| 13 | South Yorks & North Wales |  |  | 3.7992 | 4.4336 | 3.9094 | -1.1536 | -2.1856 | -2.6669 | -2.7585 | -2.6751 | -2.6714 | -2.8043 | -3.4215 | -4.6569 | -5.5687 | -5.7793 | -6.418 | -6.5296 | -6.6836 | -6.508 | -6.4611
| 14 | Midlands |  |  | 1.8977 | 2.6006 | 1.9868 | -2.9204 | -4.0266 | -4.4772 | -4.7071 | -4.6451 | -4.4399 | -4.3641 | -3.6467 | -4.3338 | -5.1985 | -5.3756 | -6.0085 | -6.21 | -6.4145 | -6.1833 | -6.1316
| 15 | South Wales & Gloucester |  |  | 1.2014 | 1.6253 | 2.2438 | -2.9603 | -3.7021 | -3.7048 | -2.4375 | -3.7029 | -3.7105 | -3.4483 | -2.3191 | -5.6141 | -5.3567 | -5.6988 | -5.6136 | -5.1743 | -5.3431 | -5.141 | -5.1023
| 16 | Central London |  |  | -13.3388 | -12.7348 | -7.3317 | -12.1155 | -12.4482 | -14.0119 | -12.6832 | -12.8095 | -12.5531 | -13.5481 | -13.317 | -13.4536 | -14.4703 | -14.8309 | -15.5134 | -15.7101 | -15.9145 | -15.6805 | -15.6412
| 17 | South East |  |  | 1.4744 | 1.9909 | 0.23301 | -4.8387 | -6.5183 | -6.7304 | -6.1879 | -6.3431 | -5.9995 | -5.6222 | -5.5149 | -5.3963 | -6.6013 | -6.9485 | -7.3619 | -7.5622 | -7.7713 | -7.5332 | -7.494
| 18 | Oxon & South Coast |  |  | -1.7688 | -1.0235 | -2.2278 | -7.3094 | -8.4443 | -9.491 | -8.5514 | -9.3621 | -9.2602 | -9.332 | -8.2404 | -8.7299 | -9.4031 | -9.758 | -10.5537 | -10.7211 | -10.9097 | -10.6885 | -10.6505
| 19 | Wessex |  |  | -2.4652 | -1.769 | -3.4322 | -8.4205 | -10.242 | -10.6221 | -6.4336 | -6.9313 | -6.8474 | -6.9178 | -5.1089 | -6.8165 | -6.0498 | -6.429 | -7.1051 | -7.4628 | -7.6433 | -7.4295 | -7.3903
| 20 | Peninsula |  |  | -6.2903 | -5.5719 | -6.7722 | -11.7843 | -11.9715 | -11.2059 | -5.0728 | -4.7664 | -4.6839 | -4.75 | -3.1512 | -4.9471 | -3.4945 | -3.7973 | -4.6632 | -5.0335 | -5.2121 | -4.9978 | -4.958
Year Round component of Improved ICRP (£/kW)
Generation - Wider Tariffs
| Zone No. | Zone Name
| 1 | North Scotland
| 2 | Peterhead
| 3 | Western Highland & Skye
| 4 | Central Highlands
| 5 | Argyll
| 6 | Stirlingshire
| 7 | South Scotland
| 8 | Auchencrosh
| 9 | Humber & Lancashire
| 10 | North East England
| 11 | Anglesey
| 12 | Dinorwig
| 13 | South Yorks & North Wales
| 14 | Midlands
| 15 | South Wales & Gloucester
| 16 | Central London
| 17 | South East
| 18 | Oxon & South Coast
| 19 | Wessex
| 20 | Peninsula
Residual
Final Variable Tariff (£/MWh)
Generation - constant tariff under Socialised charging
Demand - constant tariff under Socialised charging
Demand HH Zonal Tariff (£/kW)
Demand tariffs
| Zone No. | Zone Name.
| 1 | Northern Scotland |  |  | 10.8003 | 14.9005 | 15.8887 | 18.5312 | 21.229 | 23.5224 | 18.699 | 20.1166 | 23.6821 | 25.1349 | 26.2242 | 29.5281 | 27.8685 | 28.9981 | 30.3922 | 30.8917 | 31.0616 | 31.1678 | 31.3478
| 2 | Southern Scotland |  |  | 15.9948 | 18.6195 | 19.4765 | 21.8077 | 24.7414 | 26.8385 | 26.4708 | 28.0979 | 31.567 | 33.0141 | 34.1004 | 37.7182 | 35.7101 | 36.8204 | 38.2264 | 38.7076 | 38.8791 | 38.802 | 38.9828
| 3 | Northern |  |  | 21.5125 | 23.9652 | 25.0998 | 31.5436 | 34.6791 | 36.8295 | 40.9376 | 42.6206 | 46.2737 | 47.7836 | 48.8868 | 51.4408 | 51.84 | 52.619 | 54.3567 | 54.9687 | 55.1221 | 55.8136 | 55.9922
| 4 | North West |  |  | 24.6377 | 27.2466 | 28.4574 | 36.3298 | 39.3958 | 41.6157 | 44.1146 | 45.885 | 49.2881 | 50.852 | 51.9213 | 55.5812 | 56.914 | 58.0719 | 59.7016 | 60.1136 | 60.2698 | 60.6606 | 60.8419
| 5 | Yorkshire |  |  | 25.3007 | 27.9449 | 29.3281 | 37.1776 | 40.585 | 42.8287 | 45.2669 | 47.0424 | 50.5533 | 52.0041 | 53.1538 | 56.5561 | 58.2324 | 59.1951 | 60.9002 | 61.6729 | 61.8267 | 62.0812 | 62.2602
| 6 | N Wales & Mersey |  |  | 25.656 | 28.153 | 29.3278 | 38.8078 | 41.8759 | 44.1268 | 46.6723 | 48.4739 | 51.8489 | 53.3266 | 54.3478 | 58.1328 | 60.45 | 61.8191 | 63.3596 | 63.5027 | 63.707 | 64.1544 | 64.3349
| 7 | East Midlands |  |  | 27.4087 | 30.3131 | 31.7779 | 40.0383 | 43.3536 | 45.6282 | 47.8774 | 49.6202 | 52.5829 | 54.1469 | 55.3847 | 59.2431 | 60.9323 | 62.2903 | 64.0424 | 64.5819 | 64.9121 | 65.0756 | 65.2549
| 8 | Midlands |  |  | 29.0803 | 31.9781 | 32.9814 | 41.5433 | 44.6047 | 46.7429 | 49.0658 | 51.0605 | 54.0266 | 55.59 | 56.5176 | 60.9044 | 62.4507 | 63.8414 | 65.0721 | 65.4703 | 65.7715 | 65.9604 | 66.14
| 9 | Eastern |  |  | 27.8573 | 30.9538 | 32.8989 | 40.8988 | 44.4312 | 46.6669 | 48.7271 | 50.6464 | 52.8252 | 54 | 54.548 | 57.0534 | 58.8589 | 60.446 | 62.2069 | 62.836 | 63.2456 | 63.3369 | 63.5159
| 10 | South Wales |  |  | 27.6568 | 30.9893 | 31.173 | 39.5667 | 42.5701 | 44.4361 | 45.2553 | 48.4848 | 51.1766 | 52.1174 | 51.6504 | 57.5392 | 58.2832 | 59.9056 | 60.7737 | 60.0792 | 60.4372 | 60.573 | 60.7523
| 11 | South East |  |  | 30.2312 | 33.2554 | 36.6236 | 44.8729 | 48.2732 | 50.8558 | 51.5926 | 53.9573 | 56.3855 | 57.8099 | 58.4185 | 60.2938 | 62.5999 | 64.2023 | 65.1331 | 65.7957 | 66.1878 | 66.2944 | 66.4735
| 12 | London |  |  | 32.5588 | 35.6089 | 38.1976 | 46.4782 | 50.996 | 52.3746 | 54.7756 | 56.7485 | 59.1128 | 59.4221 | 59.9122 | 62.0869 | 64.0699 | 65.6731 | 67.4072 | 68.0449 | 68.4447 | 68.5446 | 68.7237
| 13 | Southern |  |  | 32.6253 | 35.58 | 37.4748 | 45.7385 | 49.1884 | 51.7101 | 52.0275 | 54.4534 | 57.0199 | 58.4562 | 57.8855 | 60.9804 | 61.8801 | 63.4818 | 65.3832 | 66.0818 | 66.461 | 66.5789 | 66.7581
| 14 | South Western |  |  | 33.1179 | 36.2598 | 37.9846 | 46.3276 | 48.95 | 50.3943 | 48.4324 | 50.7547 | 53.3893 | 54.6441 | 53.7886 | 57.7937 | 57.4946 | 59.0725 | 60.3392 | 61.3208 | 61.688 | 61.816 | 61.9953
Demand NHH Zonal Tariff (p/kWh)
| Zone No. | Zone Name.
| 1 | Northern Scotland |  |  | 1.4648 | 2.0209 | 2.1549 | 2.5133 | 2.8792 | 3.1902 | 2.5361 | 2.7283 | 3.2119 | 3.4089 | 3.5567 | 4.0048 | 3.7797 | 3.9329 | 4.122 | 4.1897 | 4.2128 | 4.2272 | 4.2516
| 2 | Southern Scotland |  |  | 2.2722 | 2.6451 | 2.7668 | 3.098 | 3.5147 | 3.8126 | 3.7604 | 3.9916 | 4.4844 | 4.69 | 4.8443 | 5.3582 | 5.073 | 5.2307 | 5.4304 | 5.4988 | 5.5231 | 5.5122 | 5.5379
| 3 | Northern |  |  | 2.9763 | 3.3156 | 3.4726 | 4.3641 | 4.7979 | 5.0954 | 5.6638 | 5.8966 | 6.4021 | 6.611 | 6.7636 | 7.1169 | 7.1722 | 7.2799 | 7.5204 | 7.605 | 7.6262 | 7.7219 | 7.7466
| 4 | North West |  |  | 3.4672 | 3.8343 | 4.0047 | 5.1126 | 5.544 | 5.8564 | 6.2081 | 6.4572 | 6.9361 | 7.1562 | 7.3067 | 7.8217 | 8.0093 | 8.1723 | 8.4016 | 8.4596 | 8.4816 | 8.5366 | 8.5621
| 5 | Yorkshire |  |  | 3.4939 | 3.8591 | 4.0501 | 5.1341 | 5.6046 | 5.9144 | 6.2512 | 6.4963 | 6.9812 | 7.1815 | 7.3403 | 7.8101 | 8.0416 | 8.1746 | 8.4101 | 8.5168 | 8.538 | 8.5731 | 8.5979
| 6 | N Wales & Mersey |  |  | 3.7507 | 4.1157 | 4.2875 | 5.6734 | 6.1219 | 6.451 | 6.8231 | 7.0865 | 7.5799 | 7.7959 | 7.9452 | 8.4986 | 8.8373 | 9.0375 | 9.2627 | 9.2836 | 9.3135 | 9.3789 | 9.4053
| 7 | East Midlands |  |  | 3.8212 | 4.2261 | 4.4303 | 5.5819 | 6.0441 | 6.3612 | 6.6748 | 6.9178 | 7.3308 | 7.5489 | 7.7214 | 8.2594 | 8.4948 | 8.6842 | 8.9284 | 9.0037 | 9.0497 | 9.0725 | 9.0975
| 8 | Midlands |  |  | 4.1372 | 4.5495 | 4.6922 | 5.9103 | 6.3459 | 6.6501 | 6.9805 | 7.2643 | 7.6863 | 7.9087 | 8.0407 | 8.6648 | 8.8848 | 9.0826 | 9.2577 | 9.3144 | 9.3572 | 9.3841 | 9.4096
| 9 | Eastern |  |  | 3.8425 | 4.2696 | 4.5379 | 5.6413 | 6.1286 | 6.4369 | 6.7211 | 6.9859 | 7.2864 | 7.4484 | 7.524 | 7.8696 | 8.1186 | 8.3376 | 8.5804 | 8.6672 | 8.7237 | 8.7363 | 8.761
| 10 | South Wales |  |  | 3.7491 | 4.2008 | 4.2257 | 5.3635 | 5.7706 | 6.0236 | 6.1346 | 6.5724 | 6.9373 | 7.0648 | 7.0015 | 7.7998 | 7.9006 | 8.1206 | 8.2383 | 8.1441 | 8.1926 | 8.211 | 8.2353
| 11 | South East |  |  | 4.225 | 4.6477 | 5.1184 | 6.2713 | 6.7465 | 7.1075 | 7.2104 | 7.5409 | 7.8803 | 8.0793 | 8.1644 | 8.4265 | 8.7488 | 8.9727 | 9.1028 | 9.1954 | 9.2502 | 9.2651 | 9.2901
| 12 | London |  |  | 4.403 | 4.8154 | 5.1655 | 6.2853 | 6.8962 | 7.0827 | 7.4073 | 7.6741 | 7.9939 | 8.0357 | 8.102 | 8.3961 | 8.6642 | 8.881 | 9.1155 | 9.2018 | 9.2558 | 9.2693 | 9.2936
| 13 | Southern |  |  | 4.6288 | 5.048 | 5.3169 | 6.4893 | 6.9788 | 7.3365 | 7.3816 | 7.7257 | 8.0899 | 8.2937 | 8.2127 | 8.6518 | 8.7794 | 9.0067 | 9.2764 | 9.3756 | 9.4294 | 9.4461 | 9.4715
| 14 | South Western |  |  | 4.5311 | 4.9609 | 5.1969 | 6.3384 | 6.6972 | 6.8948 | 6.6263 | 6.9441 | 7.3045 | 7.4762 | 7.3592 | 7.9071 | 7.8662 | 8.0821 | 8.2554 | 8.3897 | 8.4399 | 8.4574 | 8.482
Offshore and island tariffs (£/kW) |  | Local tariff
| Argyll Array | 23.2366
| Beatrice | 29.6832
| Docking Shoal Windfarm | 32.9065
| Forth Array | 33.6801
| Greater Gabbard Extension | 43.2211
| Gwynt Y Mor | 49.2289
| Humber Gateway Stage 1 + 2 | 67.4963
| Inch Cape | 30.3279
| London Array | 70.039
| Neart na Gaoithe | 29.6832
| R3 Bristol Channel | 31.0716
| R3 Dogger Bank | 126.5409
| R3 Firth of Forth | 59.9009
| R3 Hastings | 28.1887
| R3 Hornsea | 72.3751
| R3 Irish Sea | 38.1126
| R3 Moray Firth | 32.4577
| R3 Norfolk | 47.3713
| R3 West of Isle of Wight | 29.0758
| Race Bank Windfarm | 77.2976
| Triton Knoll | 41.2871
| West of Duddon Sands | 60.8048
| Westernmost Rough | 25.1706
| Island Wind - Zone S Orkney | 94.2732
| Island Wind - Zone S Shetland | 56.5639
| Island Wind - Zone S Western Isles | 120.6697
Improved ICRP Peak Security weighting by plant type - from Transport Model
| Generation type | Peak Security
| Interconnector | 0%
| Offshore wind | 0%
| Onshore wind | 0%
| Tidal Stream | 0%
| Wave | 0%
| CCGT + CCS | 100%
| Coal + CCS | 100%
| Nuclear | 100%
| OCGT | 100%
| Oil | 100%
| PS | 100%
| Biomass regular | 100%
| CCGT | 100%
| CHP | 100%
| Coal | 100%
| Hydro | 100%
Generation
Capacity mix (MW) |  |  | De-rating factor
| CHP | S England & S Wales | 0.9 | 158 | 158 | 158 | 158 | 158 | 158 | 158 | 158 | 158 | 158 | 158 | 158 | 158 | 158 | 158 | 158 | 158 | 158 | 158 | 158
| CHP | Midlands & N Wales | 0.9 | 428 | 428 | 428 | 428 | 428 | 428 | 428 | 428 | 428 | 428 | 428 | 428 | 428 | 428 | 428 | 428 | 428 | 428 | 428 | 428
| CHP | N England | 0.9 | 1373 | 1373 | 1373 | 1373 | 1373 | 1373 | 1373 | 1373 | 1373 | 1373 | 1373 | 1373 | 1373 | 1373 | 1373 | 1373 | 1373 | 1373 | 1373 | 1373
| CHP | S Scotland | 0.9 | 120 | 120 | 120 | 120 | 120 | 120 | 120 | 120 | 120 | 120 | 120 | 120 | 120 | 120 | 120 | 120 | 120 | 120 | 120 | 120
| CHP | N Scotland | 0.9 | 22 | 22 | 22 | 22 | 22 | 22 | 22 | 22 | 22 | 22 | 22 | 22 | 22 | 22 | 22 | 22 | 22 | 22 | 22 | 22
| Oil | S England & S Wales | 0.9 | 3442 | 3442 | 3442 | 3442 | 3442 | 3e-06 | 3e-06 | 3e-06 | 3e-06 | 3e-06 | 3e-06 | 3e-06 | 3e-06 | 3e-06 | 3e-06 | 3e-06 | 3e-06 | 3e-06 | 3e-06 | 3e-06
| Oil | Midlands & N Wales | 0.9 | 0 | 0 | 0 | 0 | 0 | 0 | 0 | 0 | 0 | 0 | 0 | 0 | 0 | 0 | 0 | 0 | 0 | 0 | 0 | 0
| Oil | N England | 0.9 | 0 | 0 | 0 | 0 | 0 | 0 | 0 | 0 | 0 | 0 | 0 | 0 | 0 | 0 | 0 | 0 | 0 | 0 | 0 | 0
| Oil | S Scotland | 0.9 | 0 | 0 | 0 | 0 | 0 | 0 | 0 | 0 | 0 | 0 | 0 | 0 | 0 | 0 | 0 | 0 | 0 | 0 | 0 | 0
| Oil | N Scotland | 0.9 | 0 | 0 | 0 | 0 | 0 | 0 | 0 | 0 | 0 | 0 | 0 | 0 | 0 | 0 | 0 | 0 | 0 | 0 | 0 | 0
| Hydro | S England & S Wales | 0.7 | 0 | 0 | 0 | 0 | 0 | 0 | 0 | 0 | 0 | 0 | 0 | 0 | 0 | 0 | 0 | 0 | 0 | 0 | 0 | 0
| Hydro | Midlands & N Wales | 0.7 | 0 | 0 | 0 | 0 | 0 | 0 | 0 | 0 | 0 | 0 | 0 | 0 | 0 | 0 | 0 | 0 | 0 | 0 | 0 | 0
| Hydro | N England | 0.7 | 0 | 0 | 0 | 0 | 0 | 0 | 0 | 0 | 0 | 0 | 0 | 0 | 0 | 0 | 0 | 0 | 0 | 0 | 0 | 0
| Hydro | S Scotland | 0.7 | 33 | 33 | 33 | 33 | 33 | 33 | 33 | 33 | 33 | 33 | 33 | 33 | 33 | 33 | 33 | 33 | 33 | 33 | 33 | 33
| Hydro | N Scotland | 0.7 | 1039 | 1039 | 1039 | 1039 | 1039 | 1039 | 1039 | 1039 | 1039 | 1039 | 1039 | 1039 | 1039 | 1039 | 1039 | 1039 | 1039 | 1039 | 1039 | 1039
| PS | S England & S Wales | 1 | 0 | 0 | 0 | 0 | 0 | 0 | 0 | 0 | 0 | 0 | 0 | 0 | 0 | 0 | 0 | 0 | 0 | 0 | 0 | 0
| PS | Midlands & N Wales | 1 | 2004 | 2004 | 2004 | 2004 | 2004 | 2004 | 2004 | 2004 | 2004 | 2004 | 2004 | 2004 | 2004 | 2004 | 2004 | 2004 | 2004 | 2004 | 2004 | 2004
| PS | N England | 1 | 0 | 0 | 0 | 0 | 0 | 0 | 0 | 0 | 0 | 0 | 0 | 0 | 0 | 0 | 0 | 0 | 0 | 0 | 0 | 0
| PS | S Scotland | 1 | 440 | 440 | 440 | 440 | 440 | 440 | 440 | 440 | 440 | 440 | 440 | 440 | 440 | 440 | 440 | 440 | 440 | 440 | 440 | 440
| PS | N Scotland | 1 | 300 | 300 | 300 | 300 | 300 | 300 | 300 | 300 | 300 | 300 | 300 | 300 | 300 | 300 | 300 | 300 | 300 | 300 | 300 | 300
| Nuclear | S England & S Wales | 0.9 | 3764 | 3764 | 3549 | 3549 | 3549 | 3549 | 3549 | 3549 | 2877 | 2877 | 4547 | 4547 | 6217 | 7887 | 9557 | 12807 | 12807 | 12807 | 12807 | 12807
| Nuclear | Midlands & N Wales | 0.9 | 890 | 890 | 2e-06 | 2e-06 | 2e-06 | 2e-06 | 2e-06 | 2e-06 | 2e-06 | 2e-06 | 2e-06 | 2e-06 | 2e-06 | 2e-06 | 2e-06 | 2e-06 | 2e-06 | 2e-06 | 2e-06 | 2e-06
| Nuclear | N England | 0.9 | 3613 | 3613 | 3613 | 3613 | 3613 | 3613 | 3613 | 3613 | 3613 | 1203 | 1203 | 1203 | 1203 | 1203 | 1203 | 1203 | 1203 | 1203 | 5e-06 | 5e-06
| Nuclear | S Scotland | 0.9 | 2289 | 2289 | 2289 | 2289 | 2289 | 2289 | 2289 | 2289 | 1215 | 1215 | 1215 | 1215 | 1215 | 1215 | 1215 | 1215 | 1215 | 1215 | 2e-06 | 2e-06
| Nuclear | N Scotland | 0.9 | 0 | 0 | 0 | 0 | 0 | 0 | 0 | 0 | 0 | 0 | 0 | 0 | 0 | 0 | 0 | 0 | 0 | 0 | 0 | 0
| CCGT | S England & S Wales | 0.9 | 16234 | 17494 | 17494 | 18294 | 19894 | 19894 | 21494 | 27894 | 27894 | 27894 | 27894 | 30294 | 31894 | 31088 | 31088 | 31088 | 31088 | 31088 | 31088 | 31088
| CCGT | Midlands & N Wales | 0.9 | 5305 | 6175 | 6175 | 6975 | 8575 | 8575 | 8575 | 8575 | 8575 | 8575 | 8575 | 8575 | 8575 | 8060 | 8060 | 8060 | 8060 | 8060 | 8060 | 8060
| CCGT | N England | 0.9 | 6103 | 6103 | 6103 | 6903 | 7703 | 7703 | 7703 | 9303 | 9303 | 9303 | 9303 | 7509 | 7509 | 7249 | 7249 | 5964 | 5964 | 5964 | 5964 | 5964
| CCGT | S Scotland | 0.9 | 2e-06 | 2e-06 | 2e-06 | 2e-06 | 2e-06 | 2e-06 | 2e-06 | 2e-06 | 2e-06 | 2e-06 | 2e-06 | 2e-06 | 2e-06 | 2e-06 | 2e-06 | 2e-06 | 2e-06 | 2e-06 | 2e-06 | 2e-06
| CCGT | N Scotland | 0.9 | 1180 | 1180 | 1180 | 1180 | 1180 | 1180 | 3e-06 | 3e-06 | 3e-06 | 3e-06 | 3e-06 | 3e-06 | 3e-06 | 3e-06 | 3e-06 | 3e-06 | 3e-06 | 3e-06 | 3e-06 | 3e-06
| OCGT | S England & S Wales | 0.9 | 906 | 906 | 906 | 838 | 804 | 510 | 510 | 510 | 510 | 510 | 510 | 510 | 510 | 459 | 459 | 459 | 459 | 459 | 459 | 659
| OCGT | Midlands & N Wales | 0.9 | 124 | 124 | 124 | 124 | 124 | 124 | 124 | 124 | 124 | 124 | 124 | 124 | 124 | 84 | 84 | 84 | 84 | 84 | 84 | 84
| OCGT | N England | 0.9 | 168 | 168 | 168 | 168 | 168 | 168 | 168 | 168 | 168 | 168 | 168 | 168 | 168 | 100 | 100 | 100 | 100 | 100 | 100 | 200
| OCGT | S Scotland | 0.9 | 2e-06 | 2e-06 | 2e-06 | 2e-06 | 2e-06 | 2e-06 | 2e-06 | 2e-06 | 2e-06 | 2e-06 | 2e-06 | 2e-06 | 2e-06 | 2e-06 | 2e-06 | 2e-06 | 2e-06 | 2e-06 | 2e-06 | 2e-06
| OCGT | N Scotland | 0.9 | 4e-06 | 4e-06 | 4e-06 | 4e-06 | 4e-06 | 4e-06 | 4e-06 | 4e-06 | 4e-06 | 4e-06 | 4e-06 | 4e-06 | 4e-06 | 4e-06 | 4e-06 | 4e-06 | 4e-06 | 4e-06 | 4e-06 | 4e-06
| Coal | S England & S Wales | 0.9 | 6385 | 6022 | 4090 | 3027 | 3027 | 1569 | 1569 | 5e-06 | 5e-06 | 5e-06 | 5e-06 | 5e-06 | 5e-06 | 5e-06 | 5e-06 | 5e-06 | 5e-06 | 5e-06 | 5e-06 | 5e-06
| Coal | Midlands & N Wales | 0.9 | 7866 | 6902 | 6902 | 6902 | 6902 | 6902 | 6902 | 6902 | 6902 | 5934 | 2000 | 2000 | 2000 | 5e-06 | 5e-06 | 5e-06 | 5e-06 | 5e-06 | 5e-06 | 5e-06
| Coal | N England | 0.9 | 9906 | 8442 | 8442 | 6977.5 | 3831 | 3831 | 3831 | 3831 | 3831 | 3831 | 3831 | 3831 | 3831 | 3831 | 3831 | 3831 | 3831 | 3831 | 3831 | 3831
| Coal | S Scotland | 0.9 | 3386 | 2284 | 2284 | 2284 | 1713 | 1713 | 1142 | 571 | 2e-06 | 2e-06 | 2e-06 | 2e-06 | 2e-06 | 2e-06 | 2e-06 | 2e-06 | 2e-06 | 2e-06 | 2e-06 | 2e-06
| Coal | N Scotland | 0.9 | 0 | 0 | 0 | 0 | 0 | 0 | 0 | 0 | 0 | 0 | 0 | 0 | 0 | 0 | 0 | 0 | 0 | 0 | 0 | 0
| Coal + CCS | S England & S Wales | 0.9 | 0 | 0 | 0 | 0 | 0 | 0 | 0 | 0 | 0 | 0 | 0 | 0 | 0 | 0 | 0 | 0 | 0 | 0 | 0 | 0
| Coal + CCS | Midlands & N Wales | 0.9 | 1e-06 | 1e-06 | 1e-06 | 1e-06 | 1e-06 | 1e-06 | 1e-06 | 1e-06 | 1e-06 | 1e-06 | 1e-06 | 1e-06 | 1e-06 | 1000 | 2000 | 2000 | 2000 | 2000 | 2000 | 2000
| Coal + CCS | N England | 0.9 | 2e-06 | 2e-06 | 2e-06 | 2e-06 | 2e-06 | 800 | 800 | 800 | 800 | 800 | 800 | 800 | 800 | 800 | 2740 | 2740 | 2740 | 2740 | 2740 | 2740
| Coal + CCS | S Scotland | 0.9 | 2e-06 | 2e-06 | 2e-06 | 2e-06 | 300 | 300 | 300 | 300 | 300 | 300 | 300 | 300 | 300 | 300 | 300 | 300 | 300 | 300 | 300 | 300
| Coal + CCS | N Scotland | 0.9 | 0 | 0 | 0 | 0 | 0 | 0 | 0 | 0 | 0 | 0 | 0 | 0 | 0 | 0 | 0 | 0 | 0 | 0 | 0 | 0
| CCGT + CCS | S England & S Wales | 0.9 | 3e-06 | 3e-06 | 3e-06 | 3e-06 | 3e-06 | 3e-06 | 3e-06 | 3e-06 | 3e-06 | 3e-06 | 3e-06 | 3e-06 | 3e-06 | 3e-06 | 3e-06 | 3e-06 | 3e-06 | 3e-06 | 3e-06 | 3e-06
| CCGT + CCS | Midlands & N Wales | 0.9 | 0 | 0 | 0 | 0 | 0 | 0 | 0 | 0 | 0 | 0 | 0 | 0 | 0 | 0 | 0 | 0 | 0 | 0 | 0 | 0
| CCGT + CCS | N England | 0.9 | 1e-06 | 1e-06 | 1e-06 | 1e-06 | 1e-06 | 1e-06 | 1e-06 | 1e-06 | 1e-06 | 1e-06 | 1e-06 | 1e-06 | 1e-06 | 1e-06 | 1e-06 | 1e-06 | 1e-06 | 1e-06 | 1e-06 | 1e-06
| CCGT + CCS | S Scotland | 0.9 | 0 | 0 | 0 | 0 | 0 | 0 | 0 | 0 | 0 | 0 | 0 | 0 | 0 | 0 | 0 | 0 | 0 | 0 | 0 | 0
| CCGT + CCS | N Scotland | 0.9 | 0 | 0 | 0 | 0 | 0 | 0 | 0 | 0 | 0 | 0 | 0 | 0 | 0 | 0 | 0 | 0 | 0 | 0 | 0 | 0
| Onshore wind | S England & S Wales | 0.15 | 9e-06 | 32.503 | 40.5244 | 49.104 | 59.7533 | 83.0346 | 96.3993 | 111.1031 | 124.5492 | 138.0315 | 146.7472 | 156.6633 | 166.8359 | 176.8215 | 188.1959 | 200.1955 | 275.2672 | 330.6121 | 446.1821 | 491.1005
| Onshore wind | Midlands & N Wales | 0.15 | 4e-06 | 26.7651 | 33.3703 | 40.4354 | 186.2544 | 205.4257 | 353.4808 | 365.5889 | 513.711 | 524.8133 | 669.04 | 677.2056 | 822.6322 | 830.855 | 977.2711 | 987.1524 | 1186.021 | 1231.5955 | 1326.7632 | 1363.7519
| Onshore wind | N England | 0.15 | 4e-06 | 37.2787 | 46.4785 | 56.3187 | 68.5327 | 95.2347 | 110.563 | 127.4272 | 142.8489 | 158.3122 | 168.3084 | 179.6815 | 191.3488 | 202.8016 | 215.8472 | 229.6098 | 315.7117 | 379.1883 | 511.7388 | 563.257
| Onshore wind | S Scotland | 0.15 | 2084 | 2534 | 3004 | 3551 | 3780 | 4029.6002 | 5041.3482 | 5050.2059 | 6050.7316 | 6050.7316 | 6630.4212 | 6828.6653 | 7051.2025 | 7233.5094 | 7452.3441 | 7655.2988 | 7778.2378 | 7927.5716 | 7927.5716 | 7927.5716
| Onshore wind | N Scotland | 0.15 | 1440.6136 | 1628.3056 | 1969.8231 | 2385.4663 | 2540.2356 | 2649.1504 | 2957.5035 | 3023.88 | 3140.6201 | 3179.2502 | 3212.8117 | 3276.5034 | 3311.3917 | 3317.0974 | 3325.4086 | 3334.3023 | 3334.3023 | 3343.9722 | 3343.9722 | 3343.9722
| Onshore wind | Island wind | 0.15 | 3e-06 | 3e-06 | 3e-06 | 3e-06 | 115.8372 | 115.8372 | 231.6744 | 231.6744 | 347.5116 | 347.5116 | 463.3488 | 463.3488 | 579.186 | 579.186 | 695.0233 | 695.0233 | 790.0638 | 790.0638 | 790.0638 | 790.0638
| Biomass regular | S England & S Wales | 0.9 | 2e-06 | 2e-06 | 2e-06 | 2e-06 | 350 | 350 | 350 | 350 | 350 | 350 | 350 | 350 | 350 | 350 | 350 | 350 | 350 | 350 | 350 | 350
| Biomass regular | Midlands & N Wales | 0.9 | 1e-06 | 1e-06 | 1e-06 | 1e-06 | 1e-06 | 1e-06 | 1e-06 | 1e-06 | 1e-06 | 1e-06 | 1e-06 | 1e-06 | 1e-06 | 1e-06 | 1e-06 | 1e-06 | 1e-06 | 1e-06 | 1e-06 | 1e-06
| Biomass regular | N England | 0.9 | 2e-06 | 2e-06 | 2e-06 | 2e-06 | 589 | 589 | 589 | 879 | 879 | 879 | 879 | 879 | 879 | 879 | 879 | 879 | 879 | 879 | 879 | 879
| Biomass regular | S Scotland | 0.9 | 97 | 97 | 97 | 97 | 97 | 97 | 97 | 97 | 97 | 97 | 97 | 97 | 97 | 97 | 97 | 97 | 97 | 97 | 97 | 97
| Biomass regular | N Scotland | 0.9 | 0 | 0 | 0 | 0 | 0 | 0 | 0 | 0 | 0 | 0 | 0 | 0 | 0 | 0 | 0 | 0 | 0 | 0 | 0 | 0
| Offshore wind | Offshore South | 0.15 | 864 | 1405 | 1909 | 1909 | 1909 | 2409 | 2817.1081 | 3363.0541 | 3909 | 5109 | 5109 | 5109 | 5109 | 5559 | 6009 | 6259 | 6509 | 6509 | 6509 | 6509
| Offshore wind | Offshore Irish Sea | 0.15 | 551 | 784 | 784 | 784 | 784 | 2184 | 2184 | 2184 | 2184 | 2184 | 2184 | 2184 | 3584 | 3584 | 4158 | 5108 | 5258 | 5408 | 5408 | 5408
| Offshore wind | Offshore E England | 0.15 | 250 | 250 | 250 | 250 | 675 | 675 | 1325 | 1325 | 1525 | 1525 | 1525 | 1525 | 2125 | 2125 | 2125 | 2125 | 2125 | 2125 | 2125 | 2125
| Offshore wind | Offshore Scotland | 0.15 | 10 | 10 | 10 | 10 | 10 | 370 | 460 | 460 | 460 | 460 | 460 | 460 | 2115 | 2115 | 2115 | 3205 | 3205 | 3205 | 3205 | 3205
| Wave | Offshore South | 0.3 | 0 | 0 | 0 | 0 | 0 | 0 | 0 | 0 | 0 | 0 | 0 | 0 | 0 | 0 | 0 | 0 | 0 | 0 | 0 | 0
| Wave | Offshore Irish Sea | 0.3 | 0 | 0 | 0 | 0 | 0 | 0 | 0 | 0 | 0 | 0 | 0 | 0 | 0 | 0 | 0 | 0 | 0 | 0 | 0 | 0
| Wave | Offshore E England | 0.3 | 0 | 0 | 0 | 0 | 0 | 0 | 0 | 0 | 0 | 0 | 0 | 0 | 0 | 0 | 0 | 0 | 0 | 0 | 0 | 0
| Wave | Offshore Scotland | 0.3 | 1e-06 | 1e-06 | 1e-06 | 1e-06 | 1e-06 | 1e-06 | 1e-06 | 1e-06 | 1e-06 | 450 | 450 | 450 | 450 | 450 | 450 | 600 | 600 | 800 | 800 | 800
| Tidal Stream | Offshore South | 0.3 | 2e-06 | 2e-06 | 2e-06 | 2e-06 | 2e-06 | 2e-06 | 25 | 50 | 75 | 155 | 155 | 175 | 200 | 250 | 350 | 350 | 650 | 650 | 650 | 650
| Tidal Stream | Offshore Irish Sea | 0.3 | 1e-06 | 1e-06 | 1e-06 | 1e-06 | 1e-06 | 1e-06 | 1e-06 | 1e-06 | 1e-06 | 85 | 85 | 100 | 100 | 200 | 200 | 200 | 200 | 300 | 300 | 300
| Tidal Stream | Offshore E England | 0.3 | 0 | 0 | 0 | 0 | 0 | 0 | 0 | 0 | 0 | 0 | 0 | 0 | 0 | 0 | 0 | 0 | 0 | 0 | 0 | 0
| Tidal Stream | Offshore Scotland | 0.3 | 10 | 10 | 10 | 10 | 104 | 104 | 104 | 104 | 104 | 189 | 189 | 189 | 204 | 204 | 204 | 204 | 204 | 204 | 204 | 204
| Embedded CHP | Embedded | n/a | 4639.9231 | 4832.2308 | 5024.5385 | 5216.8462 | 5409.1538 | 5601.4615 | 5793.7692 | 5986.0769 | 6178.3846 | 6370.6923 | 6563 | 6763 | 6963 | 7163 | 7363 | 7563 | 7763 | 7963 | 8163 | 8363
| Embedded Gas | Embedded | n/a | 300 | 300 | 300 | 300 | 300 | 300 | 300 | 300 | 300 | 300 | 300 | 300 | 300 | 300 | 300 | 300 | 300 | 300 | 300 | 300
| Embedded offshore wind | Embedded | n/a | 0 | 0 | 0 | 0 | 0 | 0 | 0 | 0 | 0 | 0 | 0 | 0 | 0 | 0 | 0 | 0 | 0 | 0 | 0 | 0
| Embedded onshore wind | Embedded | n/a | 1062 | 1062 | 1062 | 1062 | 1062 | 1062 | 1062 | 1062 | 1062 | 1062 | 1062 | 1062 | 1062 | 1062 | 1062 | 1062 | 1062 | 1062 | 1062 | 1062
| Embedded biomass | Embedded | n/a | 1607.2399 | 1690.9043 | 1794.2936 | 1903.3597 | 2028.3926 | 2166.5808 | 2313.221 | 2468.3611 | 2633.3535 | 2803.5623 | 2973.8731 | 3144.2871 | 3314.8052 | 3485.4285 | 3656.1581 | 3826.9949 | 3997.9401 | 4168.9948 | 4340.1599 | 4511.4368
| Embedded tidal and wave | Embedded | n/a | 0.5 | 20.5 | 30.5 | 50.5 | 87 | 129.9 | 179.9 | 235.515 | 310.5953 | 400.5953 | 480.5953 | 548.0345 | 625.5897 | 714.7782 | 814.7782 | 914.7782 | 1014.7782 | 1114.7782 | 1214.7782 | 1314.7782
| Embedded hydro | Embedded | n/a | 541.202 | 551.202 | 561.202 | 571.202 | 581.202 | 591.202 | 620.202 | 630.202 | 640.202 | 650.202 | 660.202 | 670.202 | 680.202 | 690.202 | 700.202 | 710.202 | 720.202 | 730.202 | 740.202 | 750.202
New build (cumulative, MW)
| CHP | S England & S Wales |  | 0 | 0 | 0 | 0 | 0 | 0 | 0 | 0 | 0 | 0 | 0 | 0 | 0 | 0 | 0 | 0 | 0 | 0 | 0 | 0
| CHP | Midlands & N Wales |  | 0 | 0 | 0 | 0 | 0 | 0 | 0 | 0 | 0 | 0 | 0 | 0 | 0 | 0 | 0 | 0 | 0 | 0 | 0 | 0
| CHP | N England |  | 0 | 0 | 0 | 0 | 0 | 0 | 0 | 0 | 0 | 0 | 0 | 0 | 0 | 0 | 0 | 0 | 0 | 0 | 0 | 0
| CHP | S Scotland |  | 0 | 0 | 0 | 0 | 0 | 0 | 0 | 0 | 0 | 0 | 0 | 0 | 0 | 0 | 0 | 0 | 0 | 0 | 0 | 0
| CHP | N Scotland |  | 0 | 0 | 0 | 0 | 0 | 0 | 0 | 0 | 0 | 0 | 0 | 0 | 0 | 0 | 0 | 0 | 0 | 0 | 0 | 0
| Oil | S England & S Wales |  | 0 | 0 | 0 | 0 | 0 | 0 | 0 | 0 | 0 | 0 | 0 | 0 | 0 | 0 | 0 | 0 | 0 | 0 | 0 | 0
| Oil | Midlands & N Wales |  | 0 | 0 | 0 | 0 | 0 | 0 | 0 | 0 | 0 | 0 | 0 | 0 | 0 | 0 | 0 | 0 | 0 | 0 | 0 | 0
| Oil | N England |  | 0 | 0 | 0 | 0 | 0 | 0 | 0 | 0 | 0 | 0 | 0 | 0 | 0 | 0 | 0 | 0 | 0 | 0 | 0 | 0
| Oil | S Scotland |  | 0 | 0 | 0 | 0 | 0 | 0 | 0 | 0 | 0 | 0 | 0 | 0 | 0 | 0 | 0 | 0 | 0 | 0 | 0 | 0
| Oil | N Scotland |  | 0 | 0 | 0 | 0 | 0 | 0 | 0 | 0 | 0 | 0 | 0 | 0 | 0 | 0 | 0 | 0 | 0 | 0 | 0 | 0
| Hydro | S England & S Wales |  | 0 | 0 | 0 | 0 | 0 | 0 | 0 | 0 | 0 | 0 | 0 | 0 | 0 | 0 | 0 | 0 | 0 | 0 | 0 | 0
| Hydro | Midlands & N Wales |  | 0 | 0 | 0 | 0 | 0 | 0 | 0 | 0 | 0 | 0 | 0 | 0 | 0 | 0 | 0 | 0 | 0 | 0 | 0 | 0
| Hydro | N England |  | 0 | 0 | 0 | 0 | 0 | 0 | 0 | 0 | 0 | 0 | 0 | 0 | 0 | 0 | 0 | 0 | 0 | 0 | 0 | 0
| Hydro | S Scotland |  | 0 | 0 | 0 | 0 | 0 | 0 | 0 | 0 | 0 | 0 | 0 | 0 | 0 | 0 | 0 | 0 | 0 | 0 | 0 | 0
| Hydro | N Scotland |  | 0 | 0 | 0 | 0 | 0 | 0 | 0 | 0 | 0 | 0 | 0 | 0 | 0 | 0 | 0 | 0 | 0 | 0 | 0 | 0
| PS | S England & S Wales |  | 0 | 0 | 0 | 0 | 0 | 0 | 0 | 0 | 0 | 0 | 0 | 0 | 0 | 0 | 0 | 0 | 0 | 0 | 0 | 0
| PS | Midlands & N Wales |  | 0 | 0 | 0 | 0 | 0 | 0 | 0 | 0 | 0 | 0 | 0 | 0 | 0 | 0 | 0 | 0 | 0 | 0 | 0 | 0
| PS | N England |  | 0 | 0 | 0 | 0 | 0 | 0 | 0 | 0 | 0 | 0 | 0 | 0 | 0 | 0 | 0 | 0 | 0 | 0 | 0 | 0
| PS | S Scotland |  | 0 | 0 | 0 | 0 | 0 | 0 | 0 | 0 | 0 | 0 | 0 | 0 | 0 | 0 | 0 | 0 | 0 | 0 | 0 | 0
| PS | N Scotland |  | 0 | 0 | 0 | 0 | 0 | 0 | 0 | 0 | 0 | 0 | 0 | 0 | 0 | 0 | 0 | 0 | 0 | 0 | 0 | 0
| Nuclear | S England & S Wales |  | 0 | 0 | 0 | 0 | 0 | 0 | 0 | 0 | 1670 | 1670 | 3340 | 3340 | 5010 | 6680 | 8350 | 11600 | 11600 | 11600 | 11600 | 11600
| Nuclear | Midlands & N Wales |  | 0 | 0 | 0 | 0 | 0 | 0 | 0 | 0 | 0 | 0 | 0 | 0 | 0 | 0 | 0 | 0 | 0 | 0 | 0 | 0
| Nuclear | N England |  | 0 | 0 | 0 | 0 | 0 | 0 | 0 | 0 | 0 | 0 | 0 | 0 | 0 | 0 | 0 | 0 | 0 | 0 | 0 | 0
| Nuclear | S Scotland |  | 0 | 0 | 0 | 0 | 0 | 0 | 0 | 0 | 0 | 0 | 0 | 0 | 0 | 0 | 0 | 0 | 0 | 0 | 0 | 0
| Nuclear | N Scotland |  | 0 | 0 | 0 | 0 | 0 | 0 | 0 | 0 | 0 | 0 | 0 | 0 | 0 | 0 | 0 | 0 | 0 | 0 | 0 | 0
| CCGT | S England & S Wales |  | 0 | 1260 | 1260 | 2060 | 3660 | 3660 | 5260 | 11660 | 11660 | 11660 | 11660 | 14060 | 15660 | 15660 | 15660 | 15660 | 15660 | 15660 | 15660 | 15660
| CCGT | Midlands & N Wales |  | 0 | 870 | 870 | 1670 | 3270 | 3270 | 3270 | 3270 | 3270 | 3270 | 3270 | 3270 | 3270 | 3270 | 3270 | 3270 | 3270 | 3270 | 3270 | 3270
| CCGT | N England |  | 0 | 0 | 0 | 800 | 1600 | 1600 | 1600 | 3200 | 3200 | 3200 | 3200 | 3200 | 3200 | 3200 | 3200 | 3200 | 3200 | 3200 | 3200 | 3200
| CCGT | S Scotland |  | 0 | 0 | 0 | 0 | 0 | 0 | 0 | 0 | 0 | 0 | 0 | 0 | 0 | 0 | 0 | 0 | 0 | 0 | 0 | 0
| CCGT | N Scotland |  | 0 | 0 | 0 | 0 | 0 | 0 | 0 | 0 | 0 | 0 | 0 | 0 | 0 | 0 | 0 | 0 | 0 | 0 | 0 | 0
| OCGT | S England & S Wales |  | 0 | 0 | 0 | 0 | 0 | 0 | 0 | 0 | 0 | 0 | 0 | 0 | 0 | 0 | 0 | 0 | 0 | 0 | 0 | 200
| OCGT | Midlands & N Wales |  | 0 | 0 | 0 | 0 | 0 | 0 | 0 | 0 | 0 | 0 | 0 | 0 | 0 | 0 | 0 | 0 | 0 | 0 | 0 | 0
| OCGT | N England |  | 0 | 0 | 0 | 0 | 0 | 0 | 0 | 0 | 0 | 0 | 0 | 0 | 0 | 0 | 0 | 0 | 0 | 0 | 0 | 100
| OCGT | S Scotland |  | 0 | 0 | 0 | 0 | 0 | 0 | 0 | 0 | 0 | 0 | 0 | 0 | 0 | 0 | 0 | 0 | 0 | 0 | 0 | 0
| OCGT | N Scotland |  | 0 | 0 | 0 | 0 | 0 | 0 | 0 | 0 | 0 | 0 | 0 | 0 | 0 | 0 | 0 | 0 | 0 | 0 | 0 | 0
| Coal | S England & S Wales |  | 0 | 0 | 0 | 0 | 0 | 0 | 0 | 0 | 0 | 0 | 0 | 0 | 0 | 0 | 0 | 0 | 0 | 0 | 0 | 0
| Coal | Midlands & N Wales |  | 0 | 0 | 0 | 0 | 0 | 0 | 0 | 0 | 0 | 0 | 0 | 0 | 0 | 0 | 0 | 0 | 0 | 0 | 0 | 0
| Coal | N England |  | 0 | 0 | 0 | 0 | 0 | 0 | 0 | 0 | 0 | 0 | 0 | 0 | 0 | 0 | 0 | 0 | 0 | 0 | 0 | 0
| Coal | S Scotland |  | 0 | 0 | 0 | 0 | 0 | 0 | 0 | 0 | 0 | 0 | 0 | 0 | 0 | 0 | 0 | 0 | 0 | 0 | 0 | 0
| Coal | N Scotland |  | 0 | 0 | 0 | 0 | 0 | 0 | 0 | 0 | 0 | 0 | 0 | 0 | 0 | 0 | 0 | 0 | 0 | 0 | 0 | 0
| Coal + CCS | S England & S Wales |  | 0 | 0 | 0 | 0 | 0 | 0 | 0 | 0 | 0 | 0 | 0 | 0 | 0 | 0 | 0 | 0 | 0 | 0 | 0 | 0
| Coal + CCS | Midlands & N Wales |  | 0 | 0 | 0 | 0 | 0 | 0 | 0 | 0 | 0 | 0 | 0 | 0 | 0 | 1000 | 2000 | 2000 | 2000 | 2000 | 2000 | 2000
| Coal + CCS | N England |  | 0 | 0 | 0 | 0 | 0 | 800 | 800 | 800 | 800 | 800 | 800 | 800 | 800 | 800 | 2740 | 2740 | 2740 | 2740 | 2740 | 2740
| Coal + CCS | S Scotland |  | 0 | 0 | 0 | 0 | 300 | 300 | 300 | 300 | 300 | 300 | 300 | 300 | 300 | 300 | 300 | 300 | 300 | 300 | 300 | 300
| Coal + CCS | N Scotland |  | 0 | 0 | 0 | 0 | 0 | 0 | 0 | 0 | 0 | 0 | 0 | 0 | 0 | 0 | 0 | 0 | 0 | 0 | 0 | 0
| CCGT + CCS | S England & S Wales |  | 0 | 0 | 0 | 0 | 0 | 0 | 0 | 0 | 0 | 0 | 0 | 0 | 0 | 0 | 0 | 0 | 0 | 0 | 0 | 0
| CCGT + CCS | Midlands & N Wales |  | 0 | 0 | 0 | 0 | 0 | 0 | 0 | 0 | 0 | 0 | 0 | 0 | 0 | 0 | 0 | 0 | 0 | 0 | 0 | 0
| CCGT + CCS | N England |  | 0 | 0 | 0 | 0 | 0 | 0 | 0 | 0 | 0 | 0 | 0 | 0 | 0 | 0 | 0 | 0 | 0 | 0 | 0 | 0
| CCGT + CCS | S Scotland |  | 0 | 0 | 0 | 0 | 0 | 0 | 0 | 0 | 0 | 0 | 0 | 0 | 0 | 0 | 0 | 0 | 0 | 0 | 0 | 0
| CCGT + CCS | N Scotland |  | 0 | 0 | 0 | 0 | 0 | 0 | 0 | 0 | 0 | 0 | 0 | 0 | 0 | 0 | 0 | 0 | 0 | 0 | 0 | 0
| Onshore wind | S England & S Wales |  | 0 | 32.503 | 40.5244 | 49.104 | 59.7533 | 83.0346 | 96.3993 | 111.1031 | 124.5491 | 138.0315 | 146.7471 | 156.6632 | 166.8359 | 176.8215 | 188.1959 | 200.1955 | 275.2672 | 330.6121 | 446.1821 | 491.1005
| Onshore wind | Midlands & N Wales |  | 0 | 26.7651 | 33.3703 | 40.4354 | 186.2544 | 205.4257 | 353.4808 | 365.5889 | 513.711 | 524.8132 | 669.04 | 677.2056 | 822.6322 | 830.855 | 977.2711 | 987.1523 | 1186.021 | 1231.5955 | 1326.7632 | 1363.7519
| Onshore wind | N England |  | 0 | 37.2786 | 46.4785 | 56.3187 | 68.5327 | 95.2347 | 110.563 | 127.4272 | 142.8489 | 158.3122 | 168.3084 | 179.6815 | 191.3488 | 202.8016 | 215.8472 | 229.6098 | 315.7117 | 379.1883 | 511.7388 | 563.257
| Onshore wind | S Scotland |  | 0 | 450 | 920 | 1467 | 1696 | 1945.6002 | 2957.3482 | 2966.2059 | 3966.7316 | 3966.7316 | 4546.4212 | 4744.6653 | 4967.2025 | 5149.5094 | 5368.3441 | 5571.2988 | 5694.2378 | 5843.5716 | 5843.5716 | 5843.5716
| Onshore wind | N Scotland |  | -3e-06 | 187.6921 | 529.2095 | 944.8527 | 1099.622 | 1208.5369 | 1516.89 | 1583.2665 | 1700.0065 | 1738.6366 | 1772.1982 | 1835.8898 | 1870.7781 | 1876.4838 | 1884.795 | 1893.6888 | 1893.6888 | 1903.3586 | 1903.3586 | 1903.3586
| Onshore wind | Island wind |  | 3e-06 | 3e-06 | 3e-06 | 3e-06 | 115.8372 | 115.8372 | 231.6744 | 231.6744 | 347.5116 | 347.5116 | 463.3488 | 463.3488 | 579.186 | 579.186 | 695.0233 | 695.0233 | 790.0638 | 790.0638 | 790.0638 | 790.0638
| Biomass regular | S England & S Wales |  | 0 | 0 | 0 | 0 | 350 | 350 | 350 | 350 | 350 | 350 | 350 | 350 | 350 | 350 | 350 | 350 | 350 | 350 | 350 | 350
| Biomass regular | Midlands & N Wales |  | 0 | 0 | 0 | 0 | 0 | 0 | 0 | 0 | 0 | 0 | 0 | 0 | 0 | 0 | 0 | 0 | 0 | 0 | 0 | 0
| Biomass regular | N England |  | 0 | 0 | 0 | 0 | 589 | 589 | 589 | 879 | 879 | 879 | 879 | 879 | 879 | 879 | 879 | 879 | 879 | 879 | 879 | 879
| Biomass regular | S Scotland |  | 0 | 0 | 0 | 0 | 0 | 0 | 0 | 0 | 0 | 0 | 0 | 0 | 0 | 0 | 0 | 0 | 0 | 0 | 0 | 0
| Biomass regular | N Scotland |  | 0 | 0 | 0 | 0 | 0 | 0 | 0 | 0 | 0 | 0 | 0 | 0 | 0 | 0 | 0 | 0 | 0 | 0 | 0 | 0
| Offshore wind | Offshore South |  | 0 | 541 | 1045 | 1045 | 1045 | 1545 | 1953.1081 | 2499.054 | 3045 | 4245 | 4245 | 4245 | 4245 | 4695 | 5145 | 5395 | 5645 | 5645 | 5645 | 5645
| Offshore wind | Offshore Irish Sea |  | 0 | 233 | 233 | 233 | 233 | 1633 | 1633 | 1633 | 1633 | 1633 | 1633 | 1633 | 3033 | 3033 | 3607 | 4557 | 4707 | 4857 | 4857 | 4857
| Offshore wind | Offshore E England |  | 0 | 0 | 0 | 0 | 425 | 425 | 1075 | 1075 | 1275 | 1275 | 1275 | 1275 | 1875 | 1875 | 1875 | 1875 | 1875 | 1875 | 1875 | 1875
| Offshore wind | Offshore Scotland |  | 0 | 0 | 0 | 0 | 0 | 360 | 450 | 450 | 450 | 450 | 450 | 450 | 2105 | 2105 | 2105 | 3195 | 3195 | 3195 | 3195 | 3195
| Wave | Offshore South |  | 0 | 0 | 0 | 0 | 0 | 0 | 0 | 0 | 0 | 0 | 0 | 0 | 0 | 0 | 0 | 0 | 0 | 0 | 0 | 0
| Wave | Offshore Irish Sea |  | 0 | 0 | 0 | 0 | 0 | 0 | 0 | 0 | 0 | 0 | 0 | 0 | 0 | 0 | 0 | 0 | 0 | 0 | 0 | 0
| Wave | Offshore E England |  | 0 | 0 | 0 | 0 | 0 | 0 | 0 | 0 | 0 | 0 | 0 | 0 | 0 | 0 | 0 | 0 | 0 | 0 | 0 | 0
| Wave | Offshore Scotland |  | 0 | 0 | 0 | 0 | 0 | 0 | 0 | 0 | 0 | 450 | 450 | 450 | 450 | 450 | 450 | 600 | 600 | 800 | 800 | 800
| Tidal Stream | Offshore South |  | 0 | 0 | 0 | 0 | 0 | 0 | 25 | 50 | 75 | 155 | 155 | 175 | 200 | 250 | 350 | 350 | 650 | 650 | 650 | 650
| Tidal Stream | Offshore Irish Sea |  | 0 | 0 | 0 | 0 | 0 | 0 | 0 | 0 | 0 | 85 | 85 | 100 | 100 | 200 | 200 | 200 | 200 | 300 | 300 | 300
| Tidal Stream | Offshore E England |  | 0 | 0 | 0 | 0 | 0 | 0 | 0 | 0 | 0 | 0 | 0 | 0 | 0 | 0 | 0 | 0 | 0 | 0 | 0 | 0
| Tidal Stream | Offshore Scotland |  | 0 | 0 | 0 | 0 | 94 | 94 | 94 | 94 | 94 | 179 | 179 | 179 | 194 | 194 | 194 | 194 | 194 | 194 | 194 | 194
| Embedded CHP | Embedded |  | 0 | 192.3077 | 384.6154 | 576.9231 | 769.2308 | 961.5385 | 1153.8462 | 1346.1538 | 1538.4615 | 1730.7692 | 1923.0769 | 2123.0769 | 2323.0769 | 2523.0769 | 2723.0769 | 2923.0769 | 3123.0769 | 3323.0769 | 3523.0769 | 3723.0769
| Embedded Gas | Embedded |  | 0 | 0 | 0 | 0 | 0 | 0 | 0 | 0 | 0 | 0 | 0 | 0 | 0 | 0 | 0 | 0 | 0 | 0 | 0 | 0
| Embedded offshore wind | Embedded |  | 0 | 0 | 0 | 0 | 0 | 0 | 0 | 0 | 0 | 0 | 0 | 0 | 0 | 0 | 0 | 0 | 0 | 0 | 0 | 0
| Embedded onshore wind | Embedded |  | 0 | 0 | 0 | 0 | 0 | 0 | 0 | 0 | 0 | 0 | 0 | 0 | 0 | 0 | 0 | 0 | 0 | 0 | 0 | 0
| Embedded biomass | Embedded |  | 0 | 83.6644 | 187.0537 | 296.1199 | 421.1527 | 559.341 | 705.9811 | 861.1212 | 1026.1136 | 1196.3224 | 1366.6332 | 1537.0472 | 1707.5653 | 1878.1886 | 2048.9182 | 2219.755 | 2390.7002 | 2561.7549 | 2732.9201 | 2904.1969
| Embedded tidal and wave | Embedded |  | 0 | 20 | 30 | 50 | 86.5 | 129.4 | 179.4 | 235.015 | 310.0953 | 400.0953 | 480.0953 | 547.5345 | 625.0897 | 714.2782 | 814.2782 | 914.2782 | 1014.2782 | 1114.2782 | 1214.2782 | 1314.2782
| Embedded hydro | Embedded |  | 0 | 10 | 20 | 30 | 40 | 50 | 79 | 89 | 99 | 109 | 119 | 129 | 139 | 149 | 159 | 169 | 179 | 189 | 199 | 209
Retirements (cumulative, MW)
| CHP | S England & S Wales |  | 0 | 0 | 0 | 0 | 0 | 0 | 0 | 0 | 0 | 0 | 0 | 0 | 0 | 0 | 0 | 0 | 0 | 0 | 0 | 0
| CHP | Midlands & N Wales |  | 0 | 0 | 0 | 0 | 0 | 0 | 0 | 0 | 0 | 0 | 0 | 0 | 0 | 0 | 0 | 0 | 0 | 0 | 0 | 0
| CHP | N England |  | 0 | 0 | 0 | 0 | 0 | 0 | 0 | 0 | 0 | 0 | 0 | 0 | 0 | 0 | 0 | 0 | 0 | 0 | 0 | 0
| CHP | S Scotland |  | 0 | 0 | 0 | 0 | 0 | 0 | 0 | 0 | 0 | 0 | 0 | 0 | 0 | 0 | 0 | 0 | 0 | 0 | 0 | 0
| CHP | N Scotland |  | 0 | 0 | 0 | 0 | 0 | 0 | 0 | 0 | 0 | 0 | 0 | 0 | 0 | 0 | 0 | 0 | 0 | 0 | 0 | 0
| Oil | S England & S Wales |  | 0 | 0 | 0 | 0 | 0 | -3442 | -3442 | -3442 | -3442 | -3442 | -3442 | -3442 | -3442 | -3442 | -3442 | -3442 | -3442 | -3442 | -3442 | -3442
| Oil | Midlands & N Wales |  | 0 | 0 | 0 | 0 | 0 | 0 | 0 | 0 | 0 | 0 | 0 | 0 | 0 | 0 | 0 | 0 | 0 | 0 | 0 | 0
| Oil | N England |  | 0 | 0 | 0 | 0 | 0 | 0 | 0 | 0 | 0 | 0 | 0 | 0 | 0 | 0 | 0 | 0 | 0 | 0 | 0 | 0
| Oil | S Scotland |  | 0 | 0 | 0 | 0 | 0 | 0 | 0 | 0 | 0 | 0 | 0 | 0 | 0 | 0 | 0 | 0 | 0 | 0 | 0 | 0
| Oil | N Scotland |  | 0 | 0 | 0 | 0 | 0 | 0 | 0 | 0 | 0 | 0 | 0 | 0 | 0 | 0 | 0 | 0 | 0 | 0 | 0 | 0
| Hydro | S England & S Wales |  | 0 | 0 | 0 | 0 | 0 | 0 | 0 | 0 | 0 | 0 | 0 | 0 | 0 | 0 | 0 | 0 | 0 | 0 | 0 | 0
| Hydro | Midlands & N Wales |  | 0 | 0 | 0 | 0 | 0 | 0 | 0 | 0 | 0 | 0 | 0 | 0 | 0 | 0 | 0 | 0 | 0 | 0 | 0 | 0
| Hydro | N England |  | 0 | 0 | 0 | 0 | 0 | 0 | 0 | 0 | 0 | 0 | 0 | 0 | 0 | 0 | 0 | 0 | 0 | 0 | 0 | 0
| Hydro | S Scotland |  | 0 | 0 | 0 | 0 | 0 | 0 | 0 | 0 | 0 | 0 | 0 | 0 | 0 | 0 | 0 | 0 | 0 | 0 | 0 | 0
| Hydro | N Scotland |  | 0 | 0 | 0 | 0 | 0 | 0 | 0 | 0 | 0 | 0 | 0 | 0 | 0 | 0 | 0 | 0 | 0 | 0 | 0 | 0
| PS | S England & S Wales |  | 0 | 0 | 0 | 0 | 0 | 0 | 0 | 0 | 0 | 0 | 0 | 0 | 0 | 0 | 0 | 0 | 0 | 0 | 0 | 0
| PS | Midlands & N Wales |  | 0 | 0 | 0 | 0 | 0 | 0 | 0 | 0 | 0 | 0 | 0 | 0 | 0 | 0 | 0 | 0 | 0 | 0 | 0 | 0
| PS | N England |  | 0 | 0 | 0 | 0 | 0 | 0 | 0 | 0 | 0 | 0 | 0 | 0 | 0 | 0 | 0 | 0 | 0 | 0 | 0 | 0
| PS | S Scotland |  | 0 | 0 | 0 | 0 | 0 | 0 | 0 | 0 | 0 | 0 | 0 | 0 | 0 | 0 | 0 | 0 | 0 | 0 | 0 | 0
| PS | N Scotland |  | 0 | 0 | 0 | 0 | 0 | 0 | 0 | 0 | 0 | 0 | 0 | 0 | 0 | 0 | 0 | 0 | 0 | 0 | 0 | 0
| Nuclear | S England & S Wales |  | 0 | 0 | -215 | -215 | -215 | -215 | -215 | -215 | -2557 | -2557 | -2557 | -2557 | -2557 | -2557 | -2557 | -2557 | -2557 | -2557 | -2557 | -2557
| Nuclear | Midlands & N Wales |  | 0 | 0 | -890 | -890 | -890 | -890 | -890 | -890 | -890 | -890 | -890 | -890 | -890 | -890 | -890 | -890 | -890 | -890 | -890 | -890
| Nuclear | N England |  | 0 | 0 | 0 | 0 | 0 | 0 | 0 | 0 | 0 | -2410 | -2410 | -2410 | -2410 | -2410 | -2410 | -2410 | -2410 | -2410 | -3613 | -3613
| Nuclear | S Scotland |  | 0 | 0 | 0 | 0 | 0 | 0 | 0 | 0 | -1074 | -1074 | -1074 | -1074 | -1074 | -1074 | -1074 | -1074 | -1074 | -1074 | -2289 | -2289
| Nuclear | N Scotland |  | 0 | 0 | 0 | 0 | 0 | 0 | 0 | 0 | 0 | 0 | 0 | 0 | 0 | 0 | 0 | 0 | 0 | 0 | 0 | 0
| CCGT | S England & S Wales |  | 0 | 0 | 0 | 0 | 0 | 0 | 0 | 0 | 0 | 0 | 0 | 0 | 0 | -806 | -806 | -806 | -806 | -806 | -806 | -806
| CCGT | Midlands & N Wales |  | 0 | 0 | 0 | 0 | 0 | 0 | 0 | 0 | 0 | 0 | 0 | 0 | 0 | -515 | -515 | -515 | -515 | -515 | -515 | -515
| CCGT | N England |  | 0 | 0 | 0 | 0 | 0 | 0 | 0 | 0 | 0 | 0 | 0 | -1794 | -1794 | -2054 | -2054 | -3339 | -3339 | -3339 | -3339 | -3339
| CCGT | S Scotland |  | 0 | 0 | 0 | 0 | 0 | 0 | 0 | 0 | 0 | 0 | 0 | 0 | 0 | 0 | 0 | 0 | 0 | 0 | 0 | 0
| CCGT | N Scotland |  | 0 | 0 | 0 | 0 | 0 | 0 | -1180 | -1180 | -1180 | -1180 | -1180 | -1180 | -1180 | -1180 | -1180 | -1180 | -1180 | -1180 | -1180 | -1180
| OCGT | S England & S Wales |  | 0 | 0 | 0 | -68 | -102 | -396 | -396 | -396 | -396 | -396 | -396 | -396 | -396 | -447 | -447 | -447 | -447 | -447 | -447 | -447
| OCGT | Midlands & N Wales |  | 0 | 0 | 0 | 0 | 0 | 0 | 0 | 0 | 0 | 0 | 0 | 0 | 0 | -40 | -40 | -40 | -40 | -40 | -40 | -40
| OCGT | N England |  | 0 | 0 | 0 | 0 | 0 | 0 | 0 | 0 | 0 | 0 | 0 | 0 | 0 | -68 | -68 | -68 | -68 | -68 | -68 | -68
| OCGT | S Scotland |  | 0 | 0 | 0 | 0 | 0 | 0 | 0 | 0 | 0 | 0 | 0 | 0 | 0 | 0 | 0 | 0 | 0 | 0 | 0 | 0
| OCGT | N Scotland |  | 0 | 0 | 0 | 0 | 0 | 0 | 0 | 0 | 0 | 0 | 0 | 0 | 0 | 0 | 0 | 0 | 0 | 0 | 0 | 0
| Coal | S England & S Wales |  | 0 | -363 | -2295 | -3358 | -3358 | -4816 | -4816 | -6385 | -6385 | -6385 | -6385 | -6385 | -6385 | -6385 | -6385 | -6385 | -6385 | -6385 | -6385 | -6385
| Coal | Midlands & N Wales |  | 0 | -964 | -964 | -964 | -964 | -964 | -964 | -964 | -964 | -1932 | -5866 | -5866 | -5866 | -7866 | -7866 | -7866 | -7866 | -7866 | -7866 | -7866
| Coal | N England |  | 0 | -1464 | -1464 | -2928.5 | -6075 | -6075 | -6075 | -6075 | -6075 | -6075 | -6075 | -6075 | -6075 | -6075 | -6075 | -6075 | -6075 | -6075 | -6075 | -6075
| Coal | S Scotland |  | 0 | -1102 | -1102 | -1102 | -1673 | -1673 | -2244 | -2815 | -3386 | -3386 | -3386 | -3386 | -3386 | -3386 | -3386 | -3386 | -3386 | -3386 | -3386 | -3386
| Coal | N Scotland |  | 0 | 0 | 0 | 0 | 0 | 0 | 0 | 0 | 0 | 0 | 0 | 0 | 0 | 0 | 0 | 0 | 0 | 0 | 0 | 0
| Coal + CCS | S England & S Wales |  | 0 | 0 | 0 | 0 | 0 | 0 | 0 | 0 | 0 | 0 | 0 | 0 | 0 | 0 | 0 | 0 | 0 | 0 | 0 | 0
| Coal + CCS | Midlands & N Wales |  | 0 | 0 | 0 | 0 | 0 | 0 | 0 | 0 | 0 | 0 | 0 | 0 | 0 | 0 | 0 | 0 | 0 | 0 | 0 | 0
| Coal + CCS | N England |  | 0 | 0 | 0 | 0 | 0 | 0 | 0 | 0 | 0 | 0 | 0 | 0 | 0 | 0 | 0 | 0 | 0 | 0 | 0 | 0
| Coal + CCS | S Scotland |  | 0 | 0 | 0 | 0 | 0 | 0 | 0 | 0 | 0 | 0 | 0 | 0 | 0 | 0 | 0 | 0 | 0 | 0 | 0 | 0
| Coal + CCS | N Scotland |  | 0 | 0 | 0 | 0 | 0 | 0 | 0 | 0 | 0 | 0 | 0 | 0 | 0 | 0 | 0 | 0 | 0 | 0 | 0 | 0
| CCGT + CCS | S England & S Wales |  | 0 | 0 | 0 | 0 | 0 | 0 | 0 | 0 | 0 | 0 | 0 | 0 | 0 | 0 | 0 | 0 | 0 | 0 | 0 | 0
| CCGT + CCS | Midlands & N Wales |  | 0 | 0 | 0 | 0 | 0 | 0 | 0 | 0 | 0 | 0 | 0 | 0 | 0 | 0 | 0 | 0 | 0 | 0 | 0 | 0
| CCGT + CCS | N England |  | 0 | 0 | 0 | 0 | 0 | 0 | 0 | 0 | 0 | 0 | 0 | 0 | 0 | 0 | 0 | 0 | 0 | 0 | 0 | 0
| CCGT + CCS | S Scotland |  | 0 | 0 | 0 | 0 | 0 | 0 | 0 | 0 | 0 | 0 | 0 | 0 | 0 | 0 | 0 | 0 | 0 | 0 | 0 | 0
| CCGT + CCS | N Scotland |  | 0 | 0 | 0 | 0 | 0 | 0 | 0 | 0 | 0 | 0 | 0 | 0 | 0 | 0 | 0 | 0 | 0 | 0 | 0 | 0
| Onshore wind | S England & S Wales |  | 0 | 0 | 0 | 0 | 0 | 0 | 0 | 0 | 0 | 0 | 0 | 0 | 0 | 0 | 0 | 0 | 0 | 0 | 0 | 0
| Onshore wind | Midlands & N Wales |  | 0 | 0 | 0 | 0 | 0 | 0 | 0 | 0 | 0 | 0 | 0 | 0 | 0 | 0 | 0 | 0 | 0 | 0 | 0 | 0
| Onshore wind | N England |  | 0 | 0 | 0 | 0 | 0 | 0 | 0 | 0 | 0 | 0 | 0 | 0 | 0 | 0 | 0 | 0 | 0 | 0 | 0 | 0
| Onshore wind | S Scotland |  | 0 | 0 | 0 | 0 | 0 | 0 | 0 | 0 | 0 | 0 | 0 | 0 | 0 | 0 | 0 | 0 | 0 | 0 | 0 | 0
| Onshore wind | N Scotland |  | 0 | 0 | 0 | 0 | 0 | 0 | 0 | 0 | 0 | 0 | 0 | 0 | 0 | 0 | 0 | 0 | 0 | 0 | 0 | 0
| Onshore wind | Island wind |  | 0 | 0 | 0 | 0 | 0 | 0 | 0 | 0 | 0 | 0 | 0 | 0 | 0 | 0 | 0 | 0 | 0 | 0 | 0 | 0
| Biomass regular | S England & S Wales |  | 0 | 0 | 0 | 0 | 0 | 0 | 0 | 0 | 0 | 0 | 0 | 0 | 0 | 0 | 0 | 0 | 0 | 0 | 0 | 0
| Biomass regular | Midlands & N Wales |  | 0 | 0 | 0 | 0 | 0 | 0 | 0 | 0 | 0 | 0 | 0 | 0 | 0 | 0 | 0 | 0 | 0 | 0 | 0 | 0
| Biomass regular | N England |  | 0 | 0 | 0 | 0 | 0 | 0 | 0 | 0 | 0 | 0 | 0 | 0 | 0 | 0 | 0 | 0 | 0 | 0 | 0 | 0
| Biomass regular | S Scotland |  | 0 | 0 | 0 | 0 | 0 | 0 | 0 | 0 | 0 | 0 | 0 | 0 | 0 | 0 | 0 | 0 | 0 | 0 | 0 | 0
| Biomass regular | N Scotland |  | 0 | 0 | 0 | 0 | 0 | 0 | 0 | 0 | 0 | 0 | 0 | 0 | 0 | 0 | 0 | 0 | 0 | 0 | 0 | 0
| Offshore wind | Offshore South |  | 0 | 0 | 0 | 0 | 0 | 0 | 0 | 0 | 0 | 0 | 0 | 0 | 0 | 0 | 0 | 0 | 0 | 0 | 0 | 0
| Offshore wind | Offshore Irish Sea |  | 0 | 0 | 0 | 0 | 0 | 0 | 0 | 0 | 0 | 0 | 0 | 0 | 0 | 0 | 0 | 0 | 0 | 0 | 0 | 0
| Offshore wind | Offshore E England |  | 0 | 0 | 0 | 0 | 0 | 0 | 0 | 0 | 0 | 0 | 0 | 0 | 0 | 0 | 0 | 0 | 0 | 0 | 0 | 0
| Offshore wind | Offshore Scotland |  | 0 | 0 | 0 | 0 | 0 | 0 | 0 | 0 | 0 | 0 | 0 | 0 | 0 | 0 | 0 | 0 | 0 | 0 | 0 | 0
| Wave | Offshore South |  | 0 | 0 | 0 | 0 | 0 | 0 | 0 | 0 | 0 | 0 | 0 | 0 | 0 | 0 | 0 | 0 | 0 | 0 | 0 | 0
| Wave | Offshore Irish Sea |  | 0 | 0 | 0 | 0 | 0 | 0 | 0 | 0 | 0 | 0 | 0 | 0 | 0 | 0 | 0 | 0 | 0 | 0 | 0 | 0
| Wave | Offshore E England |  | 0 | 0 | 0 | 0 | 0 | 0 | 0 | 0 | 0 | 0 | 0 | 0 | 0 | 0 | 0 | 0 | 0 | 0 | 0 | 0
| Wave | Offshore Scotland |  | 0 | 0 | 0 | 0 | 0 | 0 | 0 | 0 | 0 | 0 | 0 | 0 | 0 | 0 | 0 | 0 | 0 | 0 | 0 | 0
| Tidal Stream | Offshore South |  | 0 | 0 | 0 | 0 | 0 | 0 | 0 | 0 | 0 | 0 | 0 | 0 | 0 | 0 | 0 | 0 | 0 | 0 | 0 | 0
| Tidal Stream | Offshore Irish Sea |  | 0 | 0 | 0 | 0 | 0 | 0 | 0 | 0 | 0 | 0 | 0 | 0 | 0 | 0 | 0 | 0 | 0 | 0 | 0 | 0
| Tidal Stream | Offshore E England |  | 0 | 0 | 0 | 0 | 0 | 0 | 0 | 0 | 0 | 0 | 0 | 0 | 0 | 0 | 0 | 0 | 0 | 0 | 0 | 0
| Tidal Stream | Offshore Scotland |  | 0 | 0 | 0 | 0 | 0 | 0 | 0 | 0 | 0 | 0 | 0 | 0 | 0 | 0 | 0 | 0 | 0 | 0 | 0 | 0
| Embedded CHP | Embedded |  | 0 | 0 | 0 | 0 | 0 | 0 | 0 | 0 | 0 | 0 | 0 | 0 | 0 | 0 | 0 | 0 | 0 | 0 | 0 | 0
| Embedded Gas | Embedded |  | 0 | 0 | 0 | 0 | 0 | 0 | 0 | 0 | 0 | 0 | 0 | 0 | 0 | 0 | 0 | 0 | 0 | 0 | 0 | 0
| Embedded offshore wind | Embedded |  | 0 | 0 | 0 | 0 | 0 | 0 | 0 | 0 | 0 | 0 | 0 | 0 | 0 | 0 | 0 | 0 | 0 | 0 | 0 | 0
| Embedded onshore wind | Embedded |  | 0 | 0 | 0 | 0 | 0 | 0 | 0 | 0 | 0 | 0 | 0 | 0 | 0 | 0 | 0 | 0 | 0 | 0 | 0 | 0
| Embedded biomass | Embedded |  | 0 | 0 | 0 | 0 | 0 | 0 | 0 | 0 | 0 | 0 | 0 | 0 | 0 | 0 | 0 | 0 | 0 | 0 | 0 | 0
| Embedded tidal and wave | Embedded |  | 0 | 0 | 0 | 0 | 0 | 0 | 0 | 0 | 0 | 0 | 0 | 0 | 0 | 0 | 0 | 0 | 0 | 0 | 0 | 0
| Embedded hydro | Embedded |  | 0 | 0 | 0 | 0 | 0 | 0 | 0 | 0 | 0 | 0 | 0 | 0 | 0 | 0 | 0 | 0 | 0 | 0 | 0 | 0
Generation (TWh)
| CHP | S England & S Wales |  | 0 | 0 | 0 | 0 | 0 | 0 | 0 | 0 | 0 | 0 | 0 | 0 | 0 | 0 | 0 | 0 | 0 | 0 | 0 | 0
| CHP | Midlands & N Wales |  | 1421.3343 | 1020.6618 | 1271.7526 | 1087.4959 | 663.8691 | 524.5708 | 246.4076 | 48.457 | 61.4299 | 119.8238 | 89.8072 | 54.1357 | 16.2083 | 0.084 | 0 | 0 | 0 | 0 | 0 | 0
| CHP | N England |  | 8965.6412 | 8581.3736 | 8764.3712 | 8693.7171 | 8438.1497 | 8068.8394 | 6844.9307 | 4001.0312 | 4410.5137 | 5358.9475 | 4680.9457 | 3585.3324 | 2552.1405 | 2089.3785 | 900.6422 | 777.8889 | 777.8889 | 872.8073 | 1087.727 | 1087.727
| CHP | S Scotland |  | 101.401 | 92.1871 | 92.1871 | 73.7593 | 18.4758 | 18.4758 | 9.2619 | 0 | 0 | 9.2139 | 7.7183e-08 | 0 | 0 | 0 | 0 | 0 | 0 | 0 | 0 | 0
| CHP | N Scotland |  | 89.8727 | 69.3919 | 83.1155 | 67.7206 | 49.2827 | 37.4556 | 18.097 | 5.0765 | 6.9417 | 10.5366 | 7.6457 | 5.2525 | 3.3872 | 0.0088 | 0 | 0 | 0 | 0 | 0 | 0
| Oil | S England & S Wales |  | 0 | 0 | 0 | 0 | 0 | 0 | 0 | 0 | 0 | 0 | 0 | 0 | 0 | 0 | 0 | 0 | 0 | 0 | 0 | 0
| Oil | Midlands & N Wales |  | 0 | 0 | 0 | 0 | 0 | 0 | 0 | 0 | 0 | 0 | 0 | 0 | 0 | 0 | 0 | 0 | 0 | 0 | 0 | 0
| Oil | N England |  | 0 | 0 | 0 | 0 | 0 | 0 | 0 | 0 | 0 | 0 | 0 | 0 | 0 | 0 | 0 | 0 | 0 | 0 | 0 | 0
| Oil | S Scotland |  | 0 | 0 | 0 | 0 | 0 | 0 | 0 | 0 | 0 | 0 | 0 | 0 | 0 | 0 | 0 | 0 | 0 | 0 | 0 | 0
| Oil | N Scotland |  | 0 | 0 | 0 | 0 | 0 | 0 | 0 | 0 | 0 | 0 | 0 | 0 | 0 | 0 | 0 | 0 | 0 | 0 | 0 | 0
| Hydro | S England & S Wales |  | 0 | 0 | 0 | 0 | 0 | 0 | 0 | 0 | 0 | 0 | 0 | 0 | 0 | 0 | 0 | 0 | 0 | 0 | 0 | 0
| Hydro | Midlands & N Wales |  | 0 | 0 | 0 | 0 | 0 | 0 | 0 | 0 | 0 | 0 | 0 | 0 | 0 | 0 | 0 | 0 | 0 | 0 | 0 | 0
| Hydro | N England |  | 0 | 0 | 0 | 0 | 0 | 0 | 0 | 0 | 0 | 0 | 0 | 0 | 0 | 0 | 0 | 0 | 0 | 0 | 0 | 0
| Hydro | S Scotland |  | 95.0109 | 95.0109 | 95.0109 | 95.0109 | 95.0109 | 95.0109 | 95.0109 | 95.0109 | 95.0109 | 95.0109 | 95.0109 | 95.0109 | 95.0109 | 95.0048 | 95.0048 | 95.0109 | 95.0109 | 95.0109 | 95.0109 | 95.0109
| Hydro | N Scotland |  | 2991.4043 | 2991.4043 | 2991.4043 | 2991.4043 | 2991.4043 | 2991.4043 | 2991.4043 | 2991.4043 | 2991.4043 | 2991.4043 | 2991.4043 | 2991.4043 | 2991.4043 | 2991.2105 | 2991.2105 | 2991.4043 | 2991.4043 | 2991.4043 | 2991.4043 | 2991.4043
| PS | S England & S Wales |  | 0 | 0 | 0 | 0 | 0 | 0 | 0 | 0 | 0 | 0 | 0 | 0 | 0 | 0 | 0 | 0 | 0 | 0 | 0 | 0
| PS | Midlands & N Wales |  | 0 | 0 | 0 | 0 | 0 | 0 | 0 | 0 | 0 | 0 | 0 | 0 | 0 | 0 | 0 | 0 | 0 | 0 | 0 | 0
| PS | N England |  | 0 | 0 | 0 | 0 | 0 | 0 | 0 | 0 | 0 | 0 | 0 | 0 | 0 | 0 | 0 | 0 | 0 | 0 | 0 | 0
| PS | S Scotland |  | 0 | 0 | 0 | 0 | 0 | 0 | 0 | 0 | 0 | 0 | 0 | 0 | 0 | 0 | 0 | 0 | 0 | 0 | 0 | 0
| PS | N Scotland |  | 0 | 0 | 0 | 0 | 0 | 0 | 0 | 0 | 0 | 0 | 0 | 0 | 0 | 0 | 0 | 0 | 0 | 0 | 0 | 0
| Nuclear | S England & S Wales |  | 26450.3808 | 26450.3808 | 24939.5328 | 24939.5328 | 24939.5328 | 24939.5328 | 24939.5328 | 24939.5328 | 20217.2544 | 20217.2544 | 31952.6784 | 31952.6784 | 43687.6437 | 55422.4331 | 67157.8571 | 89850.8441 | 89721.606 | 89651.5099 | 89925.6934 | 89915.2579
| Nuclear | Midlands & N Wales |  | 6254.208 | 6254.208 | 7.0272e-06 | 7.0272e-06 | 7.0272e-06 | 7.0272e-06 | 7.0272e-06 | 7.0272e-06 | 7.0272e-06 | 7.0272e-06 | 7.0272e-06 | 7.0272e-06 | 7.0272e-06 | 7.0268e-06 | 7.0268e-06 | 6.9462e-06 | 6.8732e-06 | 6.8732e-06 | 7.0268e-06 | 7.0268e-06
| Nuclear | N England |  | 25389.2736 | 25389.2736 | 25389.2736 | 25389.2736 | 25389.2736 | 25389.2736 | 25389.2736 | 25389.2736 | 25389.2736 | 8453.7216 | 8453.7216 | 8453.7216 | 8453.2645 | 8453.2645 | 8453.2645 | 8453.2645 | 8453.2645 | 8453.2645 | 1.4054e-05 | 1.4054e-05
| Nuclear | S Scotland |  | 16085.2608 | 16085.2608 | 16085.2608 | 16085.2608 | 16085.2608 | 16085.2608 | 16085.2608 | 16085.2608 | 8538.048 | 8538.048 | 8538.048 | 8538.048 | 8537.5863 | 8537.5863 | 8537.5863 | 8537.5863 | 8537.5863 | 8537.5863 | 0 | 0
| Nuclear | N Scotland |  | 0 | 0 | 0 | 0 | 0 | 0 | 0 | 0 | 0 | 0 | 0 | 0 | 0 | 0 | 0 | 0 | 0 | 0 | 0 | 0
| CCGT | S England & S Wales |  | 68668.83 | 67454.1679 | 71382.9357 | 72944.86 | 74584.6629 | 69636.9533 | 70291.6782 | 85313.1928 | 87383.8969 | 93037.7922 | 89627.2933 | 97078.8418 | 89575.4507 | 80405.48 | 59029.063 | 44041.2085 | 43479.883 | 44181.8702 | 53599.0731 | 53471.4006
| CCGT | Midlands & N Wales |  | 26274.1044 | 28181.3799 | 30948.4562 | 34531.1794 | 41166.7532 | 38155.4947 | 34217.9367 | 22914.5481 | 24321.5457 | 26054.3045 | 24911.4134 | 21766.9862 | 16555.4914 | 13499.6858 | 9499.7405 | 7572.3809 | 7544.3452 | 7902.5523 | 9435.2198 | 9433.4853
| CCGT | N England |  | 13200.1797 | 9935.9352 | 12872.8667 | 16749.3212 | 18971.2272 | 17286.4843 | 14853.1331 | 19984.5423 | 20364.5899 | 21533.0997 | 20905.0909 | 19130.9629 | 15869.9669 | 13782.9759 | 11877.818 | 9168.2411 | 9150.4153 | 9272.7345 | 10765.3451 | 10733.3993
| CCGT | S Scotland |  | 1.4001e-05 | 1.4001e-05 | 1.4001e-05 | 1.4001e-05 | 1.4001e-05 | 1.3763e-05 | 1.3298e-05 | 1.223e-05 | 1.2374e-05 | 1.2854e-05 | 1.2453e-05 | 1.1943e-05 | 1.0435e-05 | 9.1622e-06 | 7.1916e-06 | 5.6816e-06 | 5.6816e-06 | 5.6816e-06 | 6.3403e-06 | 6.3403e-06
| CCGT | N Scotland |  | 2089.2127 | 908.8454 | 2319.6173 | 1867.2293 | 666.8945 | 277.2257 | 1.3393e-05 | 1.1277e-05 | 1.1408e-05 | 1.1854e-05 | 1.1592e-05 | 1.1147e-05 | 8.72e-06 | 8.5893e-06 | 7.0155e-06 | 5.8291e-06 | 5.698e-06 | 5.698e-06 | 6.6031e-06 | 6.6031e-06
| OCGT | S England & S Wales |  | 0 | 0 | 0 | 0 | 0 | 0 | 0 | 0 | 0 | 0 | 0 | 0 | 0 | 0 | 0 | 0 | 0 | 0 | 0 | 0
| OCGT | Midlands & N Wales |  | 0 | 0 | 0 | 0 | 0 | 0 | 0 | 0 | 0 | 0 | 0 | 0 | 0 | 0 | 0 | 0 | 0 | 0 | 0 | 0
| OCGT | N England |  | 0 | 0 | 0 | 0 | 0 | 0 | 0 | 0 | 0 | 0 | 0 | 0 | 0 | 0 | 0 | 0 | 0 | 0 | 0 | 0
| OCGT | S Scotland |  | 0 | 0 | 0 | 0 | 0 | 0 | 0 | 0 | 0 | 0 | 0 | 0 | 0 | 0 | 0 | 0 | 0 | 0 | 0 | 0
| OCGT | N Scotland |  | 0 | 0 | 0 | 0 | 0 | 0 | 0 | 0 | 0 | 0 | 0 | 0 | 0 | 0 | 0 | 0 | 0 | 0 | 0 | 0
| Coal | S England & S Wales |  | 10236.8538 | 10256.5841 | 7041.4774 | 4112.0862 | 2377.1435 | 1098.0402 | 556.779 | 2.1786e-08 | 2.8928e-08 | 4.3214e-08 | 3.5714e-10 | 0 | 0 | 0 | 0 | 0 | 0 | 0 | 0 | 0
| Coal | Midlands & N Wales |  | 31971.9989 | 35353.5309 | 29767.6171 | 27015.0284 | 23056.6218 | 20311.5721 | 17303.1997 | 12560.1435 | 12478.8694 | 10881.9594 | 5346.4915 | 4356.9064 | 3318.2476 | 0 | 0 | 0 | 0 | 0 | 0 | 0
| Coal | N England |  | 34735.8381 | 35725.2257 | 33872.7985 | 31106.3891 | 22797.4217 | 26737.2611 | 26736.2985 | 26736.2717 | 26736.2297 | 26736.4495 | 26736.2297 | 26736.2297 | 26736.2297 | 26736.2297 | 25908.174 | 24812.8213 | 24679.2583 | 24656.1431 | 25163.4598 | 25143.449
| Coal | S Scotland |  | 8855.0685 | 10436.9743 | 7968.5293 | 7222.5725 | 4047.3211 | 1816.7946 | 1162.6814 | 291.6985 | 9.3636e-07 | 9.9306e-07 | 2.8809e-08 | 1.4524e-08 | 0 | 0 | 0 | 0 | 0 | 0 | 0 | 0
| Coal | N Scotland |  | 0 | 0 | 0 | 0 | 0 | 0 | 0 | 0 | 0 | 0 | 0 | 0 | 0 | 0 | 0 | 0 | 0 | 0 | 0 | 0
| Coal + CCS | S England & S Wales |  | 0 | 0 | 0 | 0 | 0 | 0 | 0 | 0 | 0 | 0 | 0 | 0 | 0 | 0 | 0 | 0 | 0 | 0 | 0 | 0
| Coal + CCS | Midlands & N Wales |  | 1.8195e-06 | 2.4535e-06 | 5.4464e-06 | 6.9975e-06 | 6.9975e-06 | 6.9975e-06 | 6.9975e-06 | 6.9975e-06 | 6.9975e-06 | 6.9975e-06 | 6.9975e-06 | 6.9975e-06 | 6.9975e-06 | 6997.5468 | 13995.0937 | 13995.0937 | 13995.0937 | 13995.0937 | 13995.0937 | 13995.0937
| Coal + CCS | N England |  | 3.639e-06 | 4.907e-06 | 1.0893e-05 | 1.3995e-05 | 1.3995e-05 | 5598.0375 | 5598.0375 | 5598.0375 | 5598.0375 | 5598.0375 | 5598.0375 | 5598.0375 | 5598.0375 | 5598.0375 | 19173.2784 | 19173.2784 | 19173.2784 | 19173.2784 | 19173.2784 | 19173.2784
| Coal + CCS | S Scotland |  | 3.639e-06 | 4.907e-06 | 1.0893e-05 | 1.3995e-05 | 2099.2641 | 2099.2641 | 2099.2641 | 2099.2641 | 2099.2641 | 2099.2641 | 2099.2641 | 2099.2641 | 2099.2641 | 2099.2641 | 2099.2641 | 2099.2641 | 2099.2641 | 2099.2641 | 2099.2641 | 2099.2641
| Coal + CCS | N Scotland |  | 0 | 0 | 0 | 0 | 0 | 0 | 0 | 0 | 0 | 0 | 0 | 0 | 0 | 0 | 0 | 0 | 0 | 0 | 0 | 0
| CCGT + CCS | S England & S Wales |  | 2.5955e-06 | 2.3719e-06 | 4.4494e-06 | 2.0993e-05 | 2.0993e-05 | 2.0993e-05 | 2.0993e-05 | 2.0993e-05 | 2.0993e-05 | 2.0993e-05 | 2.0993e-05 | 2.0993e-05 | 2.0991e-05 | 2.0991e-05 | 2.0774e-05 | 1.9898e-05 | 1.9898e-05 | 1.9675e-05 | 1.9898e-05 | 1.9898e-05
| CCGT + CCS | Midlands & N Wales |  | 0 | 0 | 0 | 0 | 0 | 0 | 0 | 0 | 0 | 0 | 0 | 0 | 0 | 0 | 0 | 0 | 0 | 0 | 0 | 0
| CCGT + CCS | N England |  | 8.6516e-07 | 7.9062e-07 | 1.4831e-06 | 6.9975e-06 | 6.9975e-06 | 6.9975e-06 | 6.9975e-06 | 6.9975e-06 | 6.9975e-06 | 6.9975e-06 | 6.9975e-06 | 6.9975e-06 | 6.9971e-06 | 6.9971e-06 | 6.9246e-06 | 6.6327e-06 | 6.6327e-06 | 6.5582e-06 | 6.6327e-06 | 6.6327e-06
| CCGT + CCS | S Scotland |  | 0 | 0 | 0 | 0 | 0 | 0 | 0 | 0 | 0 | 0 | 0 | 0 | 0 | 0 | 0 | 0 | 0 | 0 | 0 | 0
| CCGT + CCS | N Scotland |  | 0 | 0 | 0 | 0 | 0 | 0 | 0 | 0 | 0 | 0 | 0 | 0 | 0 | 0 | 0 | 0 | 0 | 0 | 0 | 0
| Onshore wind | S England & S Wales |  | 2.0691e-05 | 75.2164 | 93.7787 | 113.6331 | 138.277 | 192.153 | 223.0807 | 257.1073 | 288.2233 | 319.4232 | 339.5924 | 362.5395 | 386.0805 | 409.1885 | 435.5103 | 463.2789 | 637.0049 | 765.0802 | 1032.5247 | 1136.4717
| Onshore wind | Midlands & N Wales |  | 9.4113e-06 | 62.8264 | 78.3311 | 94.915 | 440.8411 | 485.8424 | 837.0172 | 865.4388 | 1216.7708 | 1242.8314 | 1585.0198 | 1604.1871 | 1949.1919 | 1968.4934 | 2315.8211 | 2339.0155 | 2809.4662 | 2916.4445 | 3139.8344 | 3226.6589
| Onshore wind | N England |  | 9.1586e-06 | 85.3552 | 106.4198 | 128.9505 | 156.9163 | 218.0545 | 253.1511 | 291.7644 | 327.0747 | 362.4803 | 385.3681 | 411.4085 | 438.1227 | 464.3455 | 494.2155 | 525.7272 | 722.8707 | 868.2102 | 1171.7051 | 1289.6638
| Onshore wind | S Scotland |  | 5126.3228 | 6233.2544 | 7389.3828 | 8734.9196 | 9298.2247 | 9912.2032 | 12400.9494 | 12422.738 | 14883.8789 | 14883.8789 | 16309.8272 | 16797.4773 | 17344.8852 | 17793.2487 | 18330.1147 | 18827.9342 | 19129.8799 | 19496.6558 | 19496.6558 | 19496.6558
| Onshore wind | N Scotland |  | 3672.7329 | 4151.2392 | 5021.9115 | 6081.5617 | 6476.1341 | 6753.8041 | 7539.9264 | 7709.1482 | 8006.768 | 8105.2523 | 8190.815 | 8353.192 | 8441.8703 | 8455.9393 | 8476.3437 | 8360.9553 | 8251.8512 | 8276.4988 | 8468.4285 | 8468.4285
| Onshore wind | Island wind |  | 1.0999e-05 | 1.0999e-05 | 1.0999e-05 | 1.0999e-05 | 458.7493 | 458.7493 | 917.4986 | 917.4986 | 1376.2478 | 1376.2478 | 1834.9971 | 1834.9971 | 2293.7464 | 2293.7464 | 2752.4957 | 2752.4957 | 3128.8842 | 3128.8842 | 3128.8842 | 3128.8842
| Biomass regular | S England & S Wales |  | 1.4054e-05 | 1.4054e-05 | 1.4054e-05 | 1.4054e-05 | 2459.52 | 2459.52 | 2459.52 | 2459.52 | 2459.52 | 2459.52 | 2459.52 | 2459.52 | 2459.387 | 2459.387 | 2459.387 | 2349.1848 | 2349.1848 | 2349.1848 | 2420.3721 | 2410.3678
| Biomass regular | Midlands & N Wales |  | 7.0272e-06 | 7.0272e-06 | 7.0272e-06 | 7.0272e-06 | 7.0272e-06 | 7.0272e-06 | 7.0272e-06 | 7.0272e-06 | 7.0272e-06 | 7.0272e-06 | 7.0272e-06 | 7.0272e-06 | 7.0268e-06 | 7.0268e-06 | 7.0268e-06 | 6.712e-06 | 6.6313e-06 | 6.6313e-06 | 6.7926e-06 | 6.7926e-06
| Biomass regular | N England |  | 1.4054e-05 | 1.4054e-05 | 1.4054e-05 | 1.4054e-05 | 4139.0208 | 4139.0208 | 4139.0208 | 6176.9088 | 6176.9088 | 6176.9088 | 6176.9088 | 6176.9088 | 6176.5748 | 6176.5748 | 6176.5748 | 5899.8098 | 5859.297 | 5843.5345 | 6063.385 | 6055.9611
| Biomass regular | S Scotland |  | 681.6384 | 681.6384 | 681.6384 | 681.6384 | 681.6384 | 681.6384 | 681.6384 | 681.6384 | 681.6384 | 681.6384 | 681.6384 | 681.6384 | 681.6015 | 681.6015 | 681.6015 | 651.0598 | 643.2377 | 643.2377 | 660.3162 | 658.8819
| Biomass regular | N Scotland |  | 0 | 0 | 0 | 0 | 0 | 0 | 0 | 0 | 0 | 0 | 0 | 0 | 0 | 0 | 0 | 0 | 0 | 0 | 0 | 0
| Offshore wind | Offshore South |  | 2848.0087 | 4631.3105 | 6292.6489 | 6292.6489 | 6292.6489 | 7940.8021 | 9286.0514 | 11085.6565 | 12885.2617 | 16840.8293 | 16840.8293 | 16840.8293 | 16840.8293 | 18324.1672 | 19807.505 | 20631.5816 | 21455.6582 | 21455.6582 | 21455.6582 | 21455.6582
| Offshore wind | Offshore Irish Sea |  | 1823.1576 | 2594.1118 | 2594.1118 | 2594.1118 | 2594.1118 | 7226.4541 | 7226.4541 | 7226.4541 | 7226.4541 | 7226.4541 | 7226.4541 | 7226.4541 | 11858.7965 | 11858.7965 | 13758.0569 | 16901.4321 | 17397.7545 | 17894.0769 | 17894.0769 | 17894.0769
| Offshore wind | Offshore E England |  | 827.0664 | 827.0664 | 827.0664 | 827.0664 | 2233.0792 | 2233.0792 | 4383.4517 | 4383.4517 | 5045.1048 | 5045.1048 | 5045.1048 | 5045.1048 | 7030.0641 | 7030.0641 | 7030.0641 | 7030.0641 | 7030.0641 | 7030.0641 | 7030.0641 | 7030.0641
| Offshore wind | Offshore Scotland |  | 33.0827 | 33.0827 | 33.0827 | 33.0827 | 33.0827 | 1224.0582 | 1521.8021 | 1521.8021 | 1521.8021 | 1521.8021 | 1521.8021 | 1521.8021 | 6996.9814 | 6996.9814 | 6996.9814 | 10603.5909 | 10603.5909 | 10603.5909 | 10603.5909 | 10603.5909
| Wave | Offshore South |  | 0 | 0 | 0 | 0 | 0 | 0 | 0 | 0 | 0 | 0 | 0 | 0 | 0 | 0 | 0 | 0 | 0 | 0 | 0 | 0
| Wave | Offshore Irish Sea |  | 0 | 0 | 0 | 0 | 0 | 0 | 0 | 0 | 0 | 0 | 0 | 0 | 0 | 0 | 0 | 0 | 0 | 0 | 0 | 0
| Wave | Offshore E England |  | 0 | 0 | 0 | 0 | 0 | 0 | 0 | 0 | 0 | 0 | 0 | 0 | 0 | 0 | 0 | 0 | 0 | 0 | 0 | 0
| Wave | Offshore Scotland |  | 2.6348e-06 | 2.6348e-06 | 2.6348e-06 | 2.6348e-06 | 2.6348e-06 | 2.6348e-06 | 2.6348e-06 | 2.6348e-06 | 2.6348e-06 | 1185.678 | 1185.678 | 1185.678 | 1185.678 | 1185.678 | 1185.678 | 1580.904 | 1580.904 | 2107.872 | 2107.872 | 2107.872
| Tidal Stream | Offshore South |  | 5.2704e-06 | 5.2704e-06 | 5.2704e-06 | 5.2704e-06 | 5.2704e-06 | 5.2704e-06 | 65.88 | 131.76 | 197.64 | 408.456 | 408.456 | 461.16 | 527.04 | 658.8 | 922.32 | 922.32 | 1712.88 | 1712.88 | 1712.88 | 1712.88
| Tidal Stream | Offshore Irish Sea |  | 2.6352e-06 | 2.6352e-06 | 2.6352e-06 | 2.6352e-06 | 2.6352e-06 | 2.6352e-06 | 2.6352e-06 | 2.6352e-06 | 2.6352e-06 | 223.992 | 223.992 | 263.52 | 263.52 | 527.04 | 527.04 | 527.04 | 527.04 | 790.56 | 790.56 | 790.56
| Tidal Stream | Offshore E England |  | 0 | 0 | 0 | 0 | 0 | 0 | 0 | 0 | 0 | 0 | 0 | 0 | 0 | 0 | 0 | 0 | 0 | 0 | 0 | 0
| Tidal Stream | Offshore Scotland |  | 70.272 | 70.272 | 70.272 | 70.272 | 317.9808 | 317.9808 | 317.9808 | 317.9808 | 317.9808 | 541.9728 | 541.9728 | 541.9728 | 581.5008 | 581.5008 | 581.5008 | 581.5008 | 581.5008 | 581.5008 | 581.5008 | 581.5008
| Embedded CHP | Embedded |  | 20336.7828 | 21179.6675 | 22022.5521 | 22865.4367 | 23708.3213 | 24551.2059 | 25394.0905 | 26236.9752 | 27079.8598 | 27922.7444 | 28765.629 | 29642.229 | 30518.829 | 31395.429 | 32272.029 | 33148.629 | 34025.229 | 34901.829 | 35778.429 | 36655.029
| Embedded Gas | Embedded |  | 1840.86 | 1840.86 | 1840.86 | 1840.86 | 1840.86 | 1840.86 | 1840.86 | 1840.86 | 1840.86 | 1840.86 | 1840.86 | 1840.86 | 1840.86 | 1840.86 | 1840.86 | 1840.86 | 1840.86 | 1840.86 | 1840.86 | 1840.86
| Embedded offshore wind | Embedded |  | 0 | 0 | 0 | 0 | 0 | 0 | 0 | 0 | 0 | 0 | 0 | 0 | 0 | 0 | 0 | 0 | 0 | 0 | 0 | 0
| Embedded onshore wind | Embedded |  | 2513.5628 | 2513.5628 | 2513.5628 | 2513.5628 | 2513.5628 | 2513.5628 | 2513.5628 | 2513.5628 | 2513.5628 | 2513.5628 | 2513.5628 | 2513.5628 | 2513.5628 | 2513.5628 | 2513.5628 | 2513.5628 | 2513.5628 | 2513.5628 | 2513.5628 | 2513.5628
| Embedded biomass | Embedded |  | 11271.2519 | 11857.9739 | 12583.022 | 13347.8811 | 14224.7116 | 15193.7982 | 16222.156 | 17310.1226 | 18467.1812 | 19660.8214 | 20855.1774 | 22050.2566 | 23246.0661 | 24442.6132 | 25639.9053 | 26837.9498 | 28036.7543 | 29236.3264 | 30436.6737 | 31637.804
| Embedded tidal and wave | Embedded |  | 1.7532 | 71.8812 | 106.9452 | 177.0732 | 305.0568 | 455.4814 | 630.8014 | 825.8098 | 1089.0712 | 1404.6472 | 1685.1592 | 1921.6283 | 2193.5678 | 2506.2982 | 2856.9382 | 3207.5782 | 3558.2182 | 3908.8582 | 4259.4982 | 4610.1382
| Embedded hydro | Embedded |  | 1565.5783 | 1594.5061 | 1623.4339 | 1652.3617 | 1681.2895 | 1710.2173 | 1794.1079 | 1823.0357 | 1851.9635 | 1880.8913 | 1909.8191 | 1938.7469 | 1967.6747 | 1996.6025 | 2025.5303 | 2054.4581 | 2083.3859 | 2112.3137 | 2141.2415 | 2170.1693
Transmission investment | bar: 0 to 10
Modelled investments in the Main Interconnected Transmission System | bar: 0 to 10
| Reinforcement package | Boundaries reinforced | Cost (£m) | 0: Build date
| Beauly-Denny overhead line | B1, B2, B4 | Pre-committed | 0: 2014
| 400kV Ring Kintore Reactive Compensation | B1, B2, B4 | Pre-committed | 0: 2040
| Denny-Kincardine 400kV | B4 | Pre-committed | 0: 2040
| Western HVDC Link | B6, B7a | 866 | 0: 2015
| Anglo-Scottish Series & Shunt Compensation | B5,B6 | 380 | 0: 2014
| Eastern HVDC Link | B2, B4, B5, B6, B7a | 891 | 0: 2018
| Penwortham QBs | B7a | 31 | 0: 2014
| New Hinkley Point - Seabank OHL and associated works | B13 | 628 | 0: 2020
| Reconductoring circuits in East Anglia | EC5 | 93 | 0: 2019
| New OHL & reconductoring work in East Anglia | EC5 | 263 | 0: 2022
| QBs in East Anglia | EC5 | 41 | 0: 2018
| Establish 2nd Pentir-Traw 400kv circuit | NW2 | 185 | 0: 2016
| Series compensation and reconductoring work in North Wales | NW2 | 103 | 0: 2024
| Wylfa-Pembroke 2GW HVDC link | B202,NW2 | 834 | 0: 2040
| Daines 225MVAR MSC DNs | B8,B9 | 5 | 0: 2014
| Sundon and Ratcliffe 225MVAR MSCs | B8,B9 | 10 | 0: 2018
| North London Reinforcements & St John's Wood - Hackney cable | B14 | 474 | 0: 2016
| Turn in Sundon - Cowley circuit at East Claydon | B8,B9, B14 | 52 | 0: 2040
| North East London uprate to 400kV | B15 | 88 | 0: 2040
| East London reinforcements | B15 | 31 | 0: 2014
| East London reconductoring | B15 | 72 | 0: 2040
| Kingsnorth-Cobham reconductoring | B15 | 21 | 0: 2040
| South London reconductoring | B15 | 77 | 0: 2040
| Essex reconductoring | B15 | 36 | 0: 2040
| Tees Crossing refurbishment | B7a | 52 | 0: 2012
| QBs in Sundon-Wymondley circuits | B14 | 31 | 0: 2015
| London MSCs, East End reconductoring | B14 | 46 | 0: 2015
| New reactor at Rayleigh | B15 | 36 | 0: 2040
| Kemsley QBs | B15 | 31 | 0: 2012
| Rowdown, Canterbury, Sellinge and Dungeness reinforcements | B15 | 118 | 0: 2040
| Iver, East Claydon, Grendon & Elstree new MSCs | B8,B9 | 31 | 0: 2015
| Cottam - West Burton reconductoring | B8 | 5 | 0: 2014
| West Weybridge 275kV additional MSC | B9,B14 | 5 | 0: 2040
| Knocknagael | B1 | 43 | 0: 2011
| Beauly-Blackhillock-Kintore | B1 | 88 | 0: 2014
2012
| Hunterston-Kintyre link | B3, B4, B5 | 130 | 0: 2018
| East Coast Upgrade | B2, B4, B5, B6 | 272 | 0: 2024
| Humber - Walpole HVDC | B8, B9, B11 | 595 | 0: 2040
| Caithness - Moray HVDC | B1 | 800 | 0: 2040
2014
| Eastern HVDC Link #2 | B6 | 891 | 0: 2040
2040
| Western HVDC Link #2 | B6, B7a | 866 | 0: 2024
| Elstree London | B14 | 100 | 0: 2040
| West Midlands MSC | B17 | 50 | 0: 2020
| B1 | B1 | 73 | 0: 2040
| B2 | B2 | 73 | 0: 2040
| B3 | B3 | 110 | 0: 2024
| B4 | B4 | 98 | 0: 2040
| B5 | B5 | 98 | 0: 2040
| B6 | B6 | 146 | 0: 2040
| B7a | B7a | 166 | 0: 2040
| B8 | B8 | 117 | 0: 2040
| B9 | B9 | 234 | 0: 2040
| B10 | B10 | 15 | 0: 2040
| B11 | B11 | 200 | 0: 2040
| B12 | B12 | 24 | 0: 2040
| B13 | B13 | 332 | 0: 2040
| B14 | B14 | 50 | 0: 2040
| B15 | B15 | 7 | 0: 2040
| B16 | B16 | 29 | 0: 2025
| B17 | B17 | 100 | 0: 2040
| B201 | B201 | 50 | 0: 2040
| B202 | B202 | 7 | 0: 2040
| EC5 | EC5 | 24 | 0: 2040
| NW2 | NW2 | 49 | 0: 2040
Note: for map of transmission boundaries, see report. Offshore and island links are built as required for specific generation projects | bar: 0 to 10
Other key metrics
| Average (demand-weighted) wholesale price (£/MWh) |  |  | 53.6313 | 54.4548 | 58.7762 | 59.1054 | 57.5594 | 71.5188 | 68.6677 | 58.9088 | 61.7324 | 68.1851 | 75.203 | 73.9748 | 70.1122 | 72.3116 | 69.0924 | 67.6472 | 69.4719 | 71.8049 | 76.2688 | 78.2514
| Demand (TWh) |  |  | 356.3715 | 360.6823 | 362.6573 | 364.1237 | 364.9651 | 365.8053 | 367.297 | 367.7908 | 368.3631 | 368.9556 | 371.4191 | 374.8324 | 378.962 | 383.7213 | 387.4883 | 391.127 | 395.6796 | 400.2653 | 405.5591 | 409.9475
| Renewable share (%) |  |  | 11.67% | 12.93% | 14.39% | 14.53% | 17.33% | 21.15% | 23.89% | 25.09% | 27.23% | 29.45% | 32.03% | 32.33% | 35.52% | 35.96% | 36.67% | 37.78% | 38.51% | 38.81% | 39.51% | 39.67%
| Carbon intensity (g/kWhr) | (excludes embedded CHP) |  | 368.0954 | 371.0051 | 352.5754 | 339.2996 | 296.8034 | 266.1732 | 248.0237 | 233.2388 | 237.4352 | 244.5879 | 203.1463 | 200.4799 | 175.0946 | 152.0136 | 124.6608 | 100.4695 | 98.6113 | 98.5351 | 111.2343 | 110.5672
| Maximum allowed revenue: Transmission Owners (£m) |  |  | 1724.279 | 2120.5352 | 2345.7687 | 2472.8622 | 2634.9485 | 2857.6557 | 3000.616 | 3100.6885 | 3233.9101 | 3426.1025 | 3513.6386 | 3553.9172 | 3773.0994 | 3851.3049 | 3943.3898 | 4047.1268 | 4083.1347 | 4103.175 | 4115.6101 | 4127.5861
| Constraint costs (£m) |  |  | 77.5053 | 100.4653 | 143.4952 | 107.3598 | 26.5069 | 34.9526 | 98.4522 | 43.7708 | 123.0933 | 13.2033 | 31.7414 | 36.1456 | 144.2655 | 30.5836 | 39.9712 | 53.2143 | 62.5226 | 82.5958 | 36.9452 | 36.5212
| Transmission losses (£m) |  |  | 278.7354 | 297.2904 | 301.3696 | 324.4052 | 328.6587 | 362.8595 | 371.196 | 341.805 | 347.5137 | 301.3263 | 326.2554 | 334.8579 | 383.894 | 419.9115 | 439.8097 | 437.7208 | 454.5453 | 477.2189 | 464.7448 | 479.6575
CfDs by plant type (£/MWh)
| Nuclear | [5 empty] | 93.5733 | 93.5733 | 93.5733 | 92.2225 | 92.2225 | 92.2225 | 89.5889 | 89.5889 | 89.5889 | 84.2511 | 84.2511 | 84.2511 | 80.583 | 80.583 | 80.583 | 79.3523 | 79.3523
| Coal + CCS | [5 empty] | 138.3043 | 138.3043 | 138.3043 | 137.3763 | 137.3763 | 137.3763 | 133.9569 | 133.9569 | 133.9569 | 132.2943 | 132.2943 | 132.2943 | 132.2771 | 132.2771 | 132.2771 | 132.7399 | 132.7399
| CCGT + CCS | [5 empty] | 92.4371 | 92.4371 | 92.4371 | 93.7268 | 93.7268 | 93.7268 | 95.1896 | 95.1896 | 95.1896 | 97.2611 | 97.2611 | 97.2611 | 98.9871 | 98.9871 | 98.9871 | 101.9248 | 101.9248
| Onshore wind | [5 empty] | 94.2163 | 94.2163 | 94.2163 | 89.9429 | 89.9429 | 89.9429 | 88.7582 | 88.7582 | 88.7582 | 87.2574 | 87.2574 | 87.2574 | 86.0792 | 86.0792 | 86.0792 | 85.0322 | 85.0322
| Offshore wind | [5 empty] | 158.7597 | 158.7597 | 158.7597 | 145.0691 | 145.0691 | 145.0691 | 136.7 | 136.7 | 136.7 | 132.0578 | 132.0578 | 132.0578 | 127.55 | 127.55 | 127.55 | 123.721 | 123.721
| Wave | [5 empty] | 470.577 | 470.577 | 470.577 | 367.8289 | 367.8289 | 367.8289 | 321.2473 | 321.2473 | 321.2473 | 266.4326 | 266.4326 | 266.4326 | 235.9859 | 235.9859 | 235.9859 | 217.8057 | 217.8057
| Tidal Stream | [5 empty] | 467.7469 | 467.7469 | 467.7469 | 346.1894 | 346.1894 | 346.1894 | 282.5566 | 282.5566 | 282.5566 | 261.0148 | 261.0148 | 261.0148 | 228.8365 | 228.8365 | 228.8365 | 210.9319 | 210.9319
| Biomass regular | [5 empty] | 121.7872 | 121.7872 | 121.7872 | 119.6923 | 119.6923 | 119.6923 | 118.3217 | 118.3217 | 118.3217 | 117.964 | 117.964 | 117.964 | 117.5451 | 117.5451 | 117.5451 | 117.2713 | 117.2713
Note on D181: Used to calculate de-rated capacity margins

## Improved ICRP (low gas price)
| Charging scenario | #VALUE!
|  |  |  | 2011 | 2012 | 2013 | 2014 | 2015 | 2016 | 2017 | 2018 | 2019 | 2020 | 2021 | 2022 | 2023 | 2024 | 2025 | 2026 | 2027 | 2028 | 2029 | 2030
#VALUE!
Tariffs
Generation
Transmission investment
Other key metrics
Tariffs
Generator Zonal Tariff/Peak security component of Improved ICRP (£/kW)
Generation - Wider Tariffs
| Zone No. | Zone Name
| 1 | North Scotland |  |  | -0.75558 | -0.64604 | -0.34473 | -1.2127 | -0.419 | 0.41623 | -0.84635 | -0.49438 | -0.91483 | -1.2747 | -1.9047 | -3.0439 | -3.303 | -4.8603 | -4.8157 | -4.7709 | -4.568 | -4.9104 | -4.7564
| 2 | Peterhead |  |  | 0.69819 | 1.0878 | 1.1615 | 0.16167 | 0.85614 | 1.7131 | -0.72463 | -0.2893 | -0.72231 | -1.0741 | -1.6839 | -2.7958 | -3.1135 | -4.6507 | -4.6254 | -4.5854 | -4.4691 | -4.8972 | -4.7512
| 3 | Western Highland & Skye |  |  | -1.4025 | -0.76752 | -0.51057 | -1.2249 | -0.51515 | 0.37767 | -0.94001 | -0.57569 | -1.0086 | -1.3586 | -2.0014 | -3.1557 | -3.3821 | -4.9565 | -4.9095 | -4.8634 | -4.6835 | -4.9941 | -4.8474
| 4 | Central Highlands |  |  | -1.3844 | -0.87064 | -0.60598 | -1.5877 | -0.89395 | 0.070532 | -1.2843 | -0.69011 | -1.1221 | -1.4006 | -2.0321 | -3.2277 | -3.3541 | -4.9079 | -4.9261 | -4.8773 | -5.0366 | -5.2639 | -5.1031
| 5 | Argyll |  |  | -1.869 | -0.69264 | -0.4667 | -1.5842 | -0.91595 | 0.22667 | -1.0429 | -0.85178 | -1.2856 | -1.4784 | -2.1373 | -3.4085 | -3.2251 | -4.782 | -4.9332 | -4.8806 | -4.8503 | -4.9404 | -4.7594
| 6 | Stirlingshire |  |  | -0.76803 | -0.32376 | -0.097464 | -1.047 | -0.44377 | 0.46021 | -0.79726 | -0.34651 | -0.77511 | -1.2975 | -1.9957 | -3.0745 | -3.4183 | -4.8836 | -4.8906 | -4.8429 | -4.7139 | -5.0434 | -4.9085
| 7 | South Scotland |  |  | -1.0467 | -0.33381 | -0.12286 | -0.093754 | 0.55182 | 0.71442 | 0.25864 | 0.99857 | 0.58307 | 0.21482 | -0.48765 | -1.4516 | -1.8329 | -3.397 | -3.4216 | -3.3894 | -3.3446 | -5.0146 | -4.8703
| 8 | Auchencrosh |  |  | -1.8454 | -0.72856 | -0.50096 | -1.4222 | -0.76827 | 0.27741 | -0.96126 | -0.80586 | -1.2416 | -1.533 | -2.1953 | -3.4454 | -3.383 | -4.896 | -4.9947 | -4.9395 | -4.8925 | -4.9386 | -4.7692
| 9 | Humber & Lancashire |  |  | -0.19776 | 0.28935 | 0.44902 | 0.26518 | 1.081 | 1.6201 | 0.78093 | 1.0029 | 0.95512 | 0.68606 | 0.1015 | -1.2555 | -1.5989 | -4.2562 | -4.3443 | -4.3477 | -4.2717 | -4.5175 | -4.4383
| 10 | North East England |  |  | -0.50954 | 0.19883 | 0.39535 | 0.40208 | 1.1728 | 1.5661 | 0.73874 | 1.1014 | 0.82573 | 0.58899 | 0.004938 | -1.2183 | -1.5189 | -3.36 | -3.4361 | -3.4443 | -3.3622 | -4.1819 | -3.9934
| 11 | Anglesey |  |  | 1.338 | 1.5768 | 1.7699 | 1.5081 | 1.8811 | 2.4107 | 1.6131 | 1.7174 | -1.4325 | -1.9224 | -2.5451 | -3.5613 | -3.7785 | -4.9053 | -4.9129 | -4.7702 | -4.7045 | -5.2064 | -5.144
| 12 | Dinorwig |  |  | 1.338 | 1.93 | 2.123 | 1.8613 | 2.2343 | 2.7639 | 1.9663 | 2.0706 | -1.4325 | -1.9224 | -2.5451 | -3.5613 | -3.7785 | -4.9053 | -4.9129 | -4.7702 | -4.7045 | -5.2064 | -5.144
| 13 | South Yorks & North Wales |  |  | 0.01957 | 0.2902 | 0.52872 | 0.24446 | 1.0746 | 1.2428 | 1.2179 | 1.0363 | 1.2405 | 1.1667 | 0.61281 | -0.26691 | -0.7604 | -0.35881 | -0.7188 | -0.81516 | -0.81428 | -0.85625 | -0.85998
| 14 | Midlands |  |  | -0.61262 | -0.3902 | -0.37206 | -0.50835 | -0.29828 | -0.16588 | -0.19534 | -0.39414 | -0.026922 | 0.067647 | 0.96495 | 0.73083 | 0.31959 | 2.8604 | 2.6457 | 2.3778 | 2.3431 | 2.5069 | 2.4805
| 15 | South Wales & Gloucester |  |  | 4.2283 | 4.8844 | 5.0188 | 4.9615 | 4.3411 | 4.0998 | 4.6108 | 4.5035 | 4.1497 | 3.1523 | 3.5288 | 3.9217 | 4.5899 | 3.9677 | 3.8508 | 4.6232 | 4.6205 | 4.591 | 4.5812
| 16 | Central London |  |  | 3.0389 | -1.9273 | -2.4348 | -1.8258 | -3.5026 | -4.0755 | -3.1066 | -3.3899 | -4.0436 | -4.5215 | -1.1973 | -0.46235 | 0.81257 | 0.69804 | 2.1701 | -0.89351 | -0.89845 | 2.0432 | 2.0166
| 17 | South East |  |  | -0.24081 | -2.4343 | -3.5038 | -2.8753 | -5.0297 | -5.4592 | -4.0375 | -4.2167 | -3.0916 | -1.6179 | -0.90938 | 1.5156 | 1.3582 | 3.0937 | 2.7475 | 2.2912 | 2.2739 | 2.6783 | 2.649
| 18 | Oxon & South Coast |  |  | -1.067 | -0.40768 | -0.37983 | -0.91529 | -2.0065 | -2.6746 | -1.525 | -1.8856 | -1.6089 | -1.2516 | -1.0691 | -1.5648 | -1.3395 | -0.96688 | -0.67196 | -0.53223 | -0.544 | -0.84542 | -0.86433
| 19 | Wessex |  |  | 0.34956 | 0.69397 | 0.63303 | 0.55726 | -1.2003 | -2.8154 | -0.40814 | -0.37055 | -0.036198 | -0.44829 | 0.17635 | 0.34699 | 1.3409 | 1.369 | 1.5623 | 2.0213 | 2.0151 | 1.6509 | 1.6355
| 20 | Peninsula |  |  | 0.79247 | 1.2286 | 1.2161 | 1.2372 | -0.68646 | -2.5801 | 0.38771 | -0.29706 | 0.24158 | -0.26289 | 0.19364 | 0.60046 | 1.702 | 1.7079 | 1.8988 | 2.3641 | 2.3581 | 1.9883 | 1.9732
Year Round component of Improved ICRP (£/kW)
Generation - Wider Tariffs
| Zone No. | Zone Name
| 1 | North Scotland |  |  | 20.8141 | 19.2718 | 19.3065 | 24.5044 | 23.5394 | 22.9653 | 30.7945 | 30.8445 | 30.6615 | 54.0737 | 54.0539 | 55.4597 | 59.343 | 59.7023 | 60.6638 | 60.0669 | 60.6182 | 60.1511 | 60.0289
| 2 | Peterhead |  |  | 16.4164 | 15.3274 | 15.353 | 20.0161 | 19.3315 | 19.0698 | 29.701 | 30.0188 | 29.4682 | 24.4948 | 24.486 | 25.0627 | 28.4029 | 28.4161 | 28.3496 | 28.0363 | 27.5345 | 26.993 | 26.8766
| 3 | Western Highland & Skye |  |  | 22.2993 | 17.4194 | 17.3978 | 22.6271 | 21.8456 | 21.6873 | 28.7316 | 29.2215 | 28.7733 | 44.1269 | 44.0971 | 44.6607 | 48.7754 | 48.8705 | 48.8485 | 48.541 | 47.9937 | 47.5684 | 47.4416
| 4 | Central Highlands |  |  | 16.9008 | 15.8044 | 15.712 | 21.1092 | 20.3454 | 20.1991 | 25.1577 | 25.1112 | 24.6285 | 28.6066 | 28.5813 | 29.0119 | 33.3131 | 33.4821 | 33.4597 | 33.1486 | 32.9381 | 32.616 | 32.4695
| 5 | Argyll |  |  | 13.8729 | 14.0852 | 13.8711 | 19.6454 | 18.8441 | 18.9165 | 22.3532 | 22.3869 | 22.1029 | 25.1465 | 25.0899 | 25.3767 | 30.4179 | 31.0335 | 31.2589 | 30.9467 | 30.608 | 30.4281 | 30.2494
| 6 | Stirlingshire |  |  | 11.8663 | 11.7179 | 11.6565 | 16.8058 | 15.9807 | 15.7726 | 19.4715 | 19.7386 | 19.2641 | 21.0993 | 20.642 | 20.5161 | 25.1158 | 25.1023 | 25.0425 | 24.7178 | 24.2119 | 23.8716 | 23.7445
| 7 | South Scotland |  |  | 10.0893 | 9.8102 | 9.7095 | 14.5638 | 13.7609 | 13.0443 | 14.9294 | 14.0434 | 13.5436 | 14.7062 | 14.617 | 15.1313 | 20.8538 | 20.9416 | 20.896 | 20.5787 | 20.0252 | 19.1134 | 19.0093
| 8 | Auchencrosh |  |  | 14.0677 | 13.1385 | 13.0714 | 18.323 | 17.5197 | 17.3063 | 18.9358 | 19.1445 | 18.6942 | 20.9366 | 20.8369 | 21.2701 | 25.5054 | 25.6242 | 25.5825 | 25.2659 | 24.778 | 24.7612 | 24.613
| 9 | Humber & Lancashire |  |  | 2.5698 | 2.2205 | 2.1843 | 1.7462 | 1.1777 | 0.932 | 1.1504 | 1.4628 | 0.73663 | -0.21819 | -0.088721 | 1.0459 | 1.1407 | 0.6866 | 1.1743 | 0.94069 | 0.54088 | -0.28727 | -0.45106
| 10 | North East England |  |  | 4.5896 | 4.4505 | 4.3196 | 5.2898 | 4.3613 | 3.6053 | 2.0037 | 2.2182 | 1.7942 | 0.94504 | 0.96619 | 1.5613 | -2.2391 | 4.6555 | 5.2658 | 4.8881 | 4.3595 | 2.9192 | 2.7816
| 11 | Anglesey |  |  | 1.3764 | 0.21976 | 0.16993 | -2.7642 | -3.2603 | -3.8373 | -3.4793 | -3.514 | 0.20082 | -2.3829 | -2.4639 | -2.1255 | -2.0413 | -2.1638 | -2.2338 | -2.5607 | -3.1027 | -3.4392 | -3.6524
| 12 | Dinorwig |  |  | 0.67002 | 0.21976 | 0.16993 | -2.7642 | -3.2603 | -3.8373 | -3.4793 | -3.514 | -0.50552 | -3.0893 | -3.1703 | -2.8318 | -2.7477 | -2.8701 | -2.9402 | -3.267 | -3.809 | -4.1455 | -4.3588
| 13 | South Yorks & North Wales |  |  | 0.26202 | -0.13439 | -0.33691 | -1.5034 | -2.4292 | -2.6371 | -2.6761 | -3.0399 | -3.1239 | -4.7974 | -4.9201 | -4.3618 | -5.4339 | -5.6219 | -5.5652 | -5.8748 | -6.4814 | -6.8109 | -7.0845
| 14 | Midlands |  |  | -1.1123 | -1.2547 | -1.251 | -2.3606 | -2.7779 | -2.8374 | -2.88 | -3.2998 | -3.5609 | -4.8304 | -5.1117 | -5.1225 | -6.3145 | -5.9893 | -5.9209 | -6.1153 | -6.7482 | -7.1251 | -7.4244
| 15 | South Wales & Gloucester |  |  | -5.8275 | -6.2599 | -6.074 | -7.4745 | -6.6406 | -6.7332 | -7.0313 | -7.2422 | -7.6521 | -10.4726 | -9.2015 | -8.6155 | -8.8951 | -10.0374 | -9.7799 | -10.0275 | -10.6517 | -9.9389 | -10.2179
| 16 | Central London |  |  | -11.3425 | -8.066 | -8.0619 | -9.2271 | -7.2844 | -6.7531 | -7.2843 | -7.8168 | -7.8752 | -9.4567 | -11.1081 | -12.4008 | -13.8227 | -13.9409 | -14.2187 | -13.0161 | -13.687 | -15.3135 | -15.6088
| 17 | South East |  |  | -2.9724 | -1.1834 | -1.3266 | -2.3995 | -0.67274 | -0.15311 | -0.37464 | -1.239 | -1.7169 | -3.81 | -4.204 | -6.7235 | -7.67 | -8.0967 | -7.4133 | -7.5622 | -8.2067 | -8.5837 | -8.8771
| 18 | Oxon & South Coast |  |  | -5.4622 | -5.7638 | -5.5675 | -7.3203 | -5.9886 | -5.6461 | -5.8056 | -6.2271 | -6.2516 | -8.0932 | -6.8967 | -7.1885 | -7.9811 | -8.5029 | -8.6036 | -9.1469 | -9.7886 | -9.4924 | -9.7795
| 19 | Wessex |  |  | -7.8749 | -7.9076 | -7.6998 | -9.2305 | -7.3585 | -6.7106 | -5.4694 | -5.6648 | -5.5915 | -8.0807 | -6.7544 | -6.9124 | -7.123 | -7.8248 | -8.0109 | -8.5344 | -9.1724 | -8.8577 | -9.141
| 20 | Peninsula |  |  | -10.2037 | -10.3217 | -10.1163 | -11.5908 | -9.4309 | -7.0815 | -5.1361 | -4.4285 | -4.042 | -6.5532 | -5.2032 | -6.1189 | -6.096 | -6.7152 | -6.8284 | -7.3474 | -7.974 | -7.6772 | -7.9589
|  | Residual |  |  | 4.5229 | 4.8234 | 4.8767 | 1.532 | 1.1405 | 0.78993 | 0.77735 | 0.43727 | 0.57431 | 0.51208 | 0.56516 | -0.56478 | -0.68117 | -0.77549 | -1.4782 | -1.5879 | -1.7034 | -1.7436 | -1.7456
Final Variable Tariff (£/MWh)
Generation - constant tariff under Socialised charging
Demand - constant tariff under Socialised charging
Demand HH Zonal Tariff (£/kW)
Demand tariffs
| Zone No. | Zone Name.
| 1 | Northern Scotland |  |  | 10.6782 | 15.208 | 16.7475 | 19.6383 | 22.413 | 24.2022 | 19.9817 | 21.4765 | 24.5121 | 27.094 | 28.4717 | 31.6494 | 29.5207 | 32.6727 | 35.4918 | 35.8575 | 36.0438 | 36.6493 | 36.5374
| 2 | Southern Scotland |  |  | 15.7759 | 18.4448 | 19.7459 | 22.4672 | 25.3758 | 27.17 | 28.0573 | 29.7317 | 32.7267 | 31.1591 | 32.649 | 35.9073 | 32.9825 | 36.0307 | 38.8577 | 39.216 | 39.3949 | 39.7177 | 39.6181
| 3 | Northern |  |  | 21.3211 | 23.702 | 25.2866 | 31.5143 | 34.4485 | 37.2208 | 41.7369 | 43.4047 | 46.6769 | 47.7758 | 49.2441 | 52.2548 | 54.4656 | 57.5773 | 60.3761 | 60.7837 | 61.0337 | 62.6953 | 62.5286
| 4 | North West |  |  | 24.281 | 27.0268 | 28.3953 | 36.6047 | 39.5983 | 41.9803 | 45.1821 | 47.1417 | 50.0268 | 51.9601 | 53.4157 | 56.5869 | 58.363 | 61.39 | 64.3068 | 64.6169 | 64.8453 | 65.5687 | 65.5813
| 5 | Yorkshire |  |  | 24.9713 | 27.5572 | 29.1706 | 37.1963 | 40.1376 | 42.7013 | 46.1704 | 48.1394 | 50.9182 | 52.7595 | 54.1562 | 57.3602 | 60.412 | 64.0897 | 67.0044 | 67.4209 | 67.6572 | 68.4022 | 68.393
| 6 | N Wales & Mersey |  |  | 25.2137 | 27.8041 | 29.1682 | 39.108 | 42.2419 | 44.6928 | 47.5791 | 49.7227 | 52.5978 | 55.5558 | 57.0002 | 60.1885 | 61.7742 | 64.6326 | 67.5467 | 67.7736 | 68.0492 | 68.6973 | 68.7503
| 7 | East Midlands |  |  | 27.0186 | 30.0403 | 31.4797 | 40.0416 | 42.8253 | 45.4812 | 48.248 | 50.725 | 52.9906 | 55.1423 | 56.5367 | 59.9487 | 62.4304 | 65.1247 | 68.0139 | 68.3954 | 68.8084 | 68.8673 | 69.0508
| 8 | Midlands |  |  | 28.3299 | 31.2248 | 32.63 | 41.4592 | 44.2391 | 46.8734 | 49.7358 | 52.0904 | 54.6209 | 57.6044 | 58.7927 | 61.8522 | 63.5918 | 66.6316 | 69.3997 | 69.3675 | 69.7488 | 69.8055 | 69.9552
| 9 | Eastern |  |  | 27.9668 | 31.1624 | 32.9651 | 40.9854 | 44.1869 | 46.6499 | 48.5501 | 51.8549 | 53.2928 | 54.5932 | 55.1378 | 57.7156 | 60.9667 | 60.3755 | 63.3297 | 64.0447 | 64.5427 | 64.3888 | 64.6356
| 10 | South Wales |  |  | 26.5441 | 29.3699 | 30.4934 | 38.938 | 41.5114 | 44.2777 | 46.4926 | 49.0636 | 52.6037 | 56.7069 | 55.8208 | 56.8287 | 58.3736 | 61.8526 | 64.7551 | 64.1557 | 64.5974 | 63.2774 | 63.4766
| 11 | South East |  |  | 32.2292 | 35.034 | 36.7944 | 45.3309 | 48.0127 | 50.6245 | 51.8826 | 55.8279 | 57.4675 | 58.7017 | 59.3182 | 62.4326 | 64.3453 | 65.7557 | 67.28 | 67.802 | 68.2805 | 67.9617 | 68.1918
| 12 | London |  |  | 33.2487 | 36.6802 | 39.9518 | 46.5957 | 50.8047 | 53.2092 | 54.8717 | 58.0102 | 59.6203 | 60.0836 | 60.5398 | 63.152 | 66.0572 | 66.4149 | 69.1823 | 69.9084 | 70.3952 | 70.1368 | 70.3738
| 13 | Southern |  |  | 33.0402 | 35.7928 | 36.9497 | 46.0323 | 48.5218 | 51.416 | 52.6599 | 55.3562 | 57.0876 | 59.515 | 58.8881 | 61.7045 | 63.3387 | 65.0849 | 67.8796 | 68.3522 | 68.8165 | 68.6251 | 68.8433
| 14 | South Western |  |  | 32.5367 | 35.2254 | 36.6204 | 45.0793 | 47.6382 | 50.2189 | 49.6438 | 52.0436 | 53.6186 | 56.8777 | 55.9021 | 58.7516 | 59.0457 | 61.5815 | 63.9828 | 64.0257 | 64.4772 | 64.3523 | 64.5597
Demand NHH Zonal Tariff (p/kWh)
| Zone No. | Zone Name.
| 1 | Northern Scotland |  |  | 1.6596 | 2.2504 | 2.4599 | 2.9149 | 3.2913 | 3.5437 | 3.0705 | 3.2846 | 3.6822 | 3.9955 | 4.1732 | 4.5956 | 4.3604 | 4.7651 | 5.1468 | 5.1923 | 5.2119 | 5.2816 | 5.2667
| 2 | Southern Scotland |  |  | 1.795 | 2.1599 | 2.3306 | 2.5006 | 2.9201 | 3.1432 | 3.1941 | 3.4033 | 3.8736 | 3.5671 | 3.8146 | 4.31 | 3.6779 | 4.1812 | 4.5856 | 4.6494 | 4.6932 | 4.7663 | 4.7516
| 3 | Northern |  |  | 2.7879 | 3.0904 | 3.3095 | 4.1307 | 4.5437 | 4.943 | 5.6666 | 5.87 | 6.3781 | 6.5756 | 6.8117 | 7.2473 | 7.5889 | 8.0888 | 8.4773 | 8.5482 | 8.6035 | 8.9217 | 8.895
| 4 | North West |  |  | 3.3896 | 3.7646 | 3.9452 | 5.1615 | 5.5943 | 5.9266 | 6.4207 | 6.6805 | 7.1299 | 7.5007 | 7.7432 | 8.2206 | 8.4885 | 8.9908 | 9.4092 | 9.4645 | 9.5197 | 9.6733 | 9.6806
| 5 | Yorkshire |  |  | 3.4611 | 3.7934 | 4.018 | 5.1889 | 5.6057 | 5.9684 | 6.5188 | 6.7717 | 7.2017 | 7.571 | 7.8062 | 8.2891 | 8.8181 | 9.4634 | 9.8755 | 9.9545 | 10.0159 | 10.1839 | 10.188
| 6 | N Wales & Mersey |  |  | 3.7032 | 4.0674 | 4.2579 | 5.8242 | 6.2963 | 6.6552 | 7.0963 | 7.4054 | 7.8569 | 8.4019 | 8.6401 | 9.1295 | 9.3668 | 9.8335 | 10.2652 | 10.3035 | 10.3624 | 10.4919 | 10.5053
| 7 | East Midlands |  |  | 3.9199 | 4.3457 | 4.5362 | 5.8306 | 6.2187 | 6.6041 | 7.0146 | 7.3753 | 7.7032 | 8.1419 | 8.3794 | 8.9105 | 9.3273 | 9.7759 | 10.1867 | 10.2594 | 10.3585 | 10.3862 | 10.4304
| 8 | Midlands |  |  | 4.2276 | 4.6361 | 4.8259 | 6.1786 | 6.5739 | 6.9597 | 7.3924 | 7.733 | 8.1176 | 8.7009 | 8.8934 | 9.3541 | 9.6178 | 10.1288 | 10.5223 | 10.5106 | 10.5967 | 10.6205 | 10.6551
| 9 | Eastern |  |  | 4.0091 | 4.4613 | 4.7202 | 5.8706 | 6.3321 | 6.6732 | 6.9113 | 7.4172 | 7.5845 | 7.8198 | 7.8844 | 8.2388 | 8.773 | 8.5859 | 9.002 | 9.1301 | 9.2316 | 9.2138 | 9.2638
| 10 | South Wales |  |  | 3.7114 | 4.0862 | 4.2086 | 5.4403 | 5.7757 | 6.1719 | 6.46 | 6.8289 | 7.4021 | 8.2139 | 7.9876 | 8.0218 | 8.2375 | 8.828 | 9.2298 | 9.1039 | 9.2045 | 8.9553 | 9.0008
| 11 | South East |  |  | 4.8139 | 5.1996 | 5.4528 | 6.706 | 7.0766 | 7.4489 | 7.5771 | 8.1988 | 8.4093 | 8.6279 | 8.7078 | 9.1644 | 9.4511 | 9.6391 | 9.8002 | 9.8909 | 9.9857 | 9.9373 | 9.9827
| 12 | London |  |  | 5.3846 | 5.8986 | 6.5177 | 7.3692 | 8.088 | 8.4099 | 8.5569 | 9.0742 | 9.2417 | 9.3398 | 9.369 | 9.7234 | 10.2692 | 10.1842 | 10.5579 | 10.7222 | 10.8593 | 10.821 | 10.8872
| 13 | Southern |  |  | 5.1925 | 5.5706 | 5.7084 | 7.1187 | 7.454 | 7.8926 | 7.9982 | 8.4078 | 8.6316 | 9.1167 | 8.9426 | 9.3554 | 9.5986 | 9.8535 | 10.2514 | 10.3415 | 10.4475 | 10.4225 | 10.4722
| 14 | South Western |  |  | 4.7589 | 5.1162 | 5.2994 | 6.5109 | 6.8522 | 7.211 | 7.0142 | 7.3483 | 7.5435 | 8.1136 | 7.9111 | 8.3107 | 8.3053 | 8.6881 | 9.002 | 9.0057 | 9.093 | 9.08 | 9.1201
Offshore and island tariffs (£/kW) |  | Local tariff
| Argyll Array | 23.2366
| Beatrice | 29.6832
| Docking Shoal Windfarm | 32.9065
| Forth Array | 33.6801
| Greater Gabbard Extension | 43.2211
| Gwynt Y Mor | 49.2289
| Humber Gateway Stage 1 + 2 | 67.4963
| Inch Cape | 30.3279
| London Array | 70.039
| Neart na Gaoithe | 29.6832
| R3 Bristol Channel | 31.0716
| R3 Dogger Bank | 126.5409
| R3 Firth of Forth | 59.9009
| R3 Hastings | 28.1887
| R3 Hornsea | 72.3751
| R3 Irish Sea | 38.1126
| R3 Moray Firth | 32.4577
| R3 Norfolk | 47.3713
| R3 West of Isle of Wight | 29.0758
| Race Bank Windfarm | 77.2976
| Triton Knoll | 41.2871
| West of Duddon Sands | 60.8048
| Westernmost Rough | 25.1706
| Island Wind - Zone S Orkney | 52.374
| Island Wind - Zone S Shetland | 56.5639
| Island Wind - Zone S Western Isles | 67.0387
Improved ICRP Peak Security weighting by plant type - from Transport Model
| Generation type | Peak Security
| Interconnector | 0%
| Offshore wind | 0%
| Onshore wind | 0%
| Tidal Stream | 0%
| Wave | 0%
| CCGT + CCS | 100%
| Coal + CCS | 100%
| Nuclear | 100%
| OCGT | 100%
| Oil | 100%
| PS | 100%
| Biomass regular | 100%
| CCGT | 100%
| CHP | 100%
| Coal | 100%
| Hydro | 100%
Calculator to estimate indicative wider tariffs for a generator in each zone under Improved ICRP:
Change these cells:
| Use of network at peak | 100%
| Annual load factor | 70%
| Wider tariffs (given assumptions above) (£/kW) | Zone Name
|  | North Scotland |  |  | 18.3372 | 17.6676 | 18.0465 | 17.4724 | 17.1991 | 17.2818 | 21.4871 | 21.534 | 21.1225 | 37.089 | 36.4982 | 35.2132 | 37.5559 | 36.1558 | 36.1707 | 35.688 | 36.1614 | 35.4518 | 35.5182
|  | Peterhead |  |  | 16.7126 | 16.6403 | 16.7852 | 15.705 | 15.5287 | 15.8519 | 20.8434 | 21.1611 | 20.4798 | 16.5844 | 16.0215 | 14.1833 | 16.0874 | 14.4651 | 13.7411 | 13.4521 | 13.1017 | 12.2543 | 12.3168
|  | Western Highland & Skye |  |  | 18.73 | 16.2494 | 16.5446 | 16.1461 | 15.9173 | 16.3487 | 19.9494 | 20.3167 | 19.7071 | 30.0423 | 29.4317 | 27.542 | 30.0795 | 28.4773 | 27.8062 | 27.5274 | 27.2087 | 26.5602 | 26.6161
|  | Central Highlands |  |  | 14.9691 | 15.0158 | 15.2691 | 14.7208 | 14.4884 | 14.9999 | 17.1035 | 17.325 | 16.6922 | 19.1361 | 18.54 | 16.5159 | 19.284 | 17.7541 | 17.0175 | 16.7388 | 16.3168 | 15.8237 | 15.8799
|  | Argyll |  |  | 12.3649 | 13.9903 | 14.1197 | 13.6996 | 13.4155 | 14.2582 | 15.3817 | 15.2563 | 14.7608 | 16.6362 | 15.9908 | 13.7905 | 17.3863 | 16.166 | 15.4698 | 15.1941 | 14.872 | 14.6156 | 14.6695
|  | Stirlingshire |  |  | 12.0613 | 12.7021 | 12.9388 | 12.2491 | 11.8833 | 12.291 | 13.6102 | 13.9078 | 13.2841 | 13.984 | 13.0188 | 10.7221 | 13.4816 | 11.9125 | 11.161 | 10.8716 | 10.5311 | 9.9232 | 9.967
|  | South Scotland |  |  | 10.5387 | 11.3567 | 11.5504 | 11.6329 | 11.325 | 10.6354 | 11.4866 | 11.2662 | 10.6379 | 11.0212 | 10.3094 | 8.5755 | 12.0835 | 10.4866 | 9.7273 | 9.4277 | 8.9696 | 6.6212 | 6.6905
|  | Auchencrosh |  |  | 12.5249 | 13.2918 | 13.5257 | 12.936 | 12.6361 | 13.1817 | 13.0711 | 13.0325 | 12.4186 | 13.6347 | 12.9557 | 10.879 | 13.7896 | 12.2655 | 11.4348 | 11.1587 | 10.7487 | 10.6507 | 10.7143
|  | Humber & Lancashire |  |  | 6.124 | 6.667 | 6.8547 | 3.0195 | 3.0459 | 3.0624 | 2.3636 | 2.4642 | 2.0451 | 1.0454 | 0.60456 | -1.0882 | -1.4816 | -4.5511 | -5.0005 | -5.2771 | -5.5964 | -6.4622 | -6.4997
|  | North East England |  |  | 7.2261 | 8.1375 | 8.2957 | 5.637 | 5.3663 | 4.8798 | 2.9187 | 3.0914 | 2.656 | 1.7626 | 1.2464 | -0.69017 | -3.7674 | -0.87669 | -1.2282 | -1.6105 | -2.0139 | -3.882 | -3.7919
|  | Anglesey |  |  | 6.8244 | 6.554 | 6.7655 | 1.1052 | 0.73941 | 0.51457 | -0.045059 | -0.30513 | -0.71761 | -3.0784 | -3.7047 | -5.6139 | -5.8886 | -7.1954 | -7.9548 | -8.1506 | -8.5798 | -9.3574 | -9.4463
|  | Dinorwig |  |  | 6.3299 | 6.9071 | 7.1187 | 1.4583 | 1.0926 | 0.86773 | 0.30811 | 0.048034 | -1.212 | -3.5728 | -4.1991 | -6.1083 | -6.3831 | -7.6899 | -8.4493 | -8.645 | -9.0742 | -9.8518 | -9.9408
|  | South Yorks & North Wales |  |  | 4.7259 | 5.0195 | 5.1696 | 0.7241 | 0.5147 | 0.18673 | 0.12192 | -0.6543 | -0.37184 | -1.6794 | -2.2661 | -3.8849 | -5.2453 | -5.0696 | -6.0927 | -6.5155 | -7.0547 | -7.3675 | -7.5648
|  | Midlands |  |  | 3.1317 | 3.5549 | 3.6289 | -0.6287 | -1.1023 | -1.3621 | -1.434 | -2.2668 | -1.9453 | -2.8016 | -2.0481 | -3.4197 | -4.7817 | -2.1075 | -2.9771 | -3.4908 | -4.084 | -4.2243 | -4.4623
|  | South Wales & Gloucester |  |  | 4.672 | 5.3257 | 5.6437 | 1.2614 | 0.83319 | 0.17651 | 0.4663 | -0.12875 | -0.63248 | -3.6665 | -2.347 | -2.674 | -2.3178 | -3.834 | -4.4734 | -3.984 | -4.5391 | -4.1097 | -4.317
|  | Central London |  |  | -0.378 | -2.7501 | -3.2014 | -6.7528 | -7.4611 | -8.0127 | -7.4283 | -8.4244 | -8.982 | -10.6291 | -8.4078 | -9.7077 | -9.5445 | -9.8361 | -9.2612 | -11.5927 | -12.1827 | -10.4198 | -10.6552
|  | South East |  |  | 2.2014 | 1.5607 | 0.44421 | -3.0229 | -4.3601 | -4.7765 | -3.5224 | -4.6468 | -3.7191 | -3.7729 | -3.287 | -3.7556 | -4.692 | -3.3495 | -3.92 | -4.5903 | -5.1742 | -5.0739 | -5.3106
|  | Oxon & South Coast |  |  | -0.36762 | 0.38102 | 0.59961 | -4.5075 | -5.0579 | -5.8369 | -4.8116 | -5.8073 | -5.4107 | -6.4048 | -5.3316 | -7.1615 | -7.6075 | -7.6944 | -8.1727 | -8.523 | -9.0994 | -9.2337 | -9.4556
|  | Wessex |  |  | -0.64001 | -0.017972 | 0.11986 | -4.3721 | -5.2107 | -6.7229 | -3.4594 | -3.8986 | -3.3759 | -5.5927 | -3.9866 | -5.0565 | -4.3263 | -4.8838 | -5.5235 | -5.5408 | -6.1089 | -6.2931 | -6.5088
|  | Peninsula |  |  | -1.8272 | -1.1733 | -0.98867 | -5.3443 | -6.1475 | -6.7473 | -2.4302 | -2.9598 | -2.0135 | -4.3381 | -2.8835 | -4.2475 | -3.2464 | -3.7682 | -4.3594 | -4.367 | -4.927 | -5.1294 | -5.3437
Generation
Capacity mix (MW) |  |  | De-rating factor
| CHP | S England & S Wales | 0.9 | 158 | 158 | 158 | 158 | 158 | 158 | 158 | 158 | 158 | 158 | 158 | 158 | 158 | 158 | 158 | 158 | 158 | 158 | 158 | 158
| CHP | Midlands & N Wales | 0.9 | 428 | 428 | 428 | 428 | 428 | 428 | 428 | 428 | 428 | 428 | 428 | 428 | 428 | 428 | 428 | 428 | 428 | 428 | 428 | 428
| CHP | N England | 0.9 | 1373 | 1373 | 1373 | 1373 | 1373 | 1373 | 1373 | 1373 | 1373 | 1373 | 1373 | 1373 | 1373 | 1373 | 1373 | 1373 | 1373 | 1373 | 1373 | 1373
| CHP | S Scotland | 0.9 | 120 | 120 | 120 | 120 | 120 | 120 | 120 | 120 | 120 | 120 | 120 | 120 | 120 | 120 | 120 | 120 | 120 | 120 | 120 | 120
| CHP | N Scotland | 0.9 | 22 | 22 | 22 | 22 | 22 | 22 | 22 | 22 | 22 | 22 | 22 | 22 | 22 | 22 | 22 | 22 | 22 | 22 | 22 | 22
| Oil | S England & S Wales | 0.9 | 3442 | 3442 | 3442 | 3442 | 3442 | 3e-06 | 3e-06 | 3e-06 | 3e-06 | 3e-06 | 3e-06 | 3e-06 | 3e-06 | 3e-06 | 3e-06 | 3e-06 | 3e-06 | 3e-06 | 3e-06 | 3e-06
| Oil | Midlands & N Wales | 0.9 | 0 | 0 | 0 | 0 | 0 | 0 | 0 | 0 | 0 | 0 | 0 | 0 | 0 | 0 | 0 | 0 | 0 | 0 | 0 | 0
| Oil | N England | 0.9 | 0 | 0 | 0 | 0 | 0 | 0 | 0 | 0 | 0 | 0 | 0 | 0 | 0 | 0 | 0 | 0 | 0 | 0 | 0 | 0
| Oil | S Scotland | 0.9 | 0 | 0 | 0 | 0 | 0 | 0 | 0 | 0 | 0 | 0 | 0 | 0 | 0 | 0 | 0 | 0 | 0 | 0 | 0 | 0
| Oil | N Scotland | 0.9 | 0 | 0 | 0 | 0 | 0 | 0 | 0 | 0 | 0 | 0 | 0 | 0 | 0 | 0 | 0 | 0 | 0 | 0 | 0 | 0
| Hydro | S England & S Wales | 0.7 | 0 | 0 | 0 | 0 | 0 | 0 | 0 | 0 | 0 | 0 | 0 | 0 | 0 | 0 | 0 | 0 | 0 | 0 | 0 | 0
| Hydro | Midlands & N Wales | 0.7 | 0 | 0 | 0 | 0 | 0 | 0 | 0 | 0 | 0 | 0 | 0 | 0 | 0 | 0 | 0 | 0 | 0 | 0 | 0 | 0
| Hydro | N England | 0.7 | 0 | 0 | 0 | 0 | 0 | 0 | 0 | 0 | 0 | 0 | 0 | 0 | 0 | 0 | 0 | 0 | 0 | 0 | 0 | 0
| Hydro | S Scotland | 0.7 | 33 | 33 | 33 | 33 | 33 | 33 | 33 | 33 | 33 | 33 | 33 | 33 | 33 | 33 | 33 | 33 | 33 | 33 | 33 | 33
| Hydro | N Scotland | 0.7 | 1039 | 1039 | 1039 | 1039 | 1039 | 1039 | 1039 | 1039 | 1039 | 1039 | 1039 | 1039 | 1039 | 1039 | 1039 | 1039 | 1039 | 1039 | 1039 | 1039
| PS | S England & S Wales | 1 | 0 | 0 | 0 | 0 | 0 | 0 | 0 | 0 | 0 | 0 | 0 | 0 | 0 | 0 | 0 | 0 | 0 | 0 | 0 | 0
| PS | Midlands & N Wales | 1 | 2004 | 2004 | 2004 | 2004 | 2004 | 2004 | 2004 | 2004 | 2004 | 2004 | 2004 | 2004 | 2004 | 2004 | 2004 | 2004 | 2004 | 2004 | 2004 | 2004
| PS | N England | 1 | 0 | 0 | 0 | 0 | 0 | 0 | 0 | 0 | 0 | 0 | 0 | 0 | 0 | 0 | 0 | 0 | 0 | 0 | 0 | 0
| PS | S Scotland | 1 | 440 | 440 | 440 | 440 | 440 | 440 | 440 | 440 | 440 | 440 | 440 | 440 | 440 | 440 | 440 | 440 | 440 | 440 | 440 | 440
| PS | N Scotland | 1 | 300 | 300 | 300 | 300 | 300 | 300 | 300 | 300 | 300 | 300 | 300 | 300 | 300 | 300 | 300 | 300 | 300 | 300 | 300 | 300
| Nuclear | S England & S Wales | 0.9 | 3764 | 3764 | 3549 | 3549 | 3549 | 3549 | 3549 | 3549 | 2877 | 2877 | 4547 | 4547 | 6217 | 7887 | 9557 | 12807 | 12807 | 12807 | 12807 | 12807
| Nuclear | Midlands & N Wales | 0.9 | 890 | 890 | 2e-06 | 2e-06 | 2e-06 | 2e-06 | 2e-06 | 2e-06 | 2e-06 | 2e-06 | 2e-06 | 2e-06 | 2e-06 | 2e-06 | 2e-06 | 2e-06 | 2e-06 | 2e-06 | 2e-06 | 2e-06
| Nuclear | N England | 0.9 | 3613 | 3613 | 3613 | 3613 | 3613 | 3613 | 3613 | 3613 | 3613 | 1203 | 1203 | 1203 | 1203 | 1203 | 1203 | 1203 | 1203 | 1203 | 5e-06 | 5e-06
| Nuclear | S Scotland | 0.9 | 2289 | 2289 | 2289 | 2289 | 2289 | 2289 | 2289 | 2289 | 1215 | 1215 | 1215 | 1215 | 1215 | 1215 | 1215 | 1215 | 1215 | 1215 | 2e-06 | 2e-06
| Nuclear | N Scotland | 0.9 | 0 | 0 | 0 | 0 | 0 | 0 | 0 | 0 | 0 | 0 | 0 | 0 | 0 | 0 | 0 | 0 | 0 | 0 | 0 | 0
| CCGT | S England & S Wales | 0.9 | 16234 | 17494 | 17494 | 18294 | 19894 | 19894 | 20694 | 26294 | 26294 | 26294 | 26294 | 29494 | 31094 | 30288 | 30288 | 29573 | 29573 | 29573 | 29573 | 29573
| CCGT | Midlands & N Wales | 0.9 | 5305 | 6175 | 5660 | 6460 | 8060 | 8060 | 8060 | 9660 | 9660 | 9660 | 9660 | 9660 | 9660 | 9660 | 9660 | 9660 | 9660 | 9660 | 9660 | 9660
| CCGT | N England | 0.9 | 6103 | 6103 | 6103 | 6903 | 7703 | 7703 | 8503 | 9303 | 9303 | 9303 | 9303 | 6928 | 6928 | 6439 | 6439 | 8039 | 8039 | 8039 | 8039 | 8039
| CCGT | S Scotland | 0.9 | 2e-06 | 2e-06 | 2e-06 | 2e-06 | 2e-06 | 2e-06 | 2e-06 | 2e-06 | 2e-06 | 2e-06 | 2e-06 | 2e-06 | 2e-06 | 2e-06 | 2e-06 | 2e-06 | 2e-06 | 2e-06 | 2e-06 | 2e-06
| CCGT | N Scotland | 0.9 | 1180 | 1180 | 1180 | 1180 | 1180 | 1180 | 3e-06 | 3e-06 | 3e-06 | 3e-06 | 3e-06 | 3e-06 | 3e-06 | 3e-06 | 3e-06 | 3e-06 | 3e-06 | 3e-06 | 3e-06 | 3e-06
| OCGT | S England & S Wales | 0.9 | 906 | 906 | 906 | 838 | 804 | 510 | 510 | 510 | 510 | 510 | 510 | 510 | 510 | 459 | 459 | 459 | 459 | 459 | 459 | 459
| OCGT | Midlands & N Wales | 0.9 | 124 | 124 | 124 | 124 | 124 | 124 | 124 | 124 | 124 | 124 | 124 | 124 | 124 | 84 | 84 | 84 | 84 | 84 | 84 | 84
| OCGT | N England | 0.9 | 168 | 168 | 168 | 168 | 168 | 168 | 168 | 168 | 168 | 168 | 168 | 168 | 168 | 100 | 100 | 100 | 100 | 100 | 100 | 200
| OCGT | S Scotland | 0.9 | 2e-06 | 2e-06 | 2e-06 | 2e-06 | 2e-06 | 2e-06 | 2e-06 | 2e-06 | 2e-06 | 2e-06 | 2e-06 | 2e-06 | 2e-06 | 2e-06 | 2e-06 | 2e-06 | 2e-06 | 2e-06 | 2e-06 | 2e-06
| OCGT | N Scotland | 0.9 | 4e-06 | 4e-06 | 4e-06 | 4e-06 | 4e-06 | 4e-06 | 4e-06 | 4e-06 | 4e-06 | 4e-06 | 4e-06 | 4e-06 | 4e-06 | 4e-06 | 4e-06 | 200 | 200 | 400 | 400 | 600
| Coal | S England & S Wales | 0.9 | 6385 | 6022 | 4090 | 1569 | 1569 | 1569 | 1569 | 1569 | 5e-06 | 5e-06 | 5e-06 | 5e-06 | 5e-06 | 5e-06 | 5e-06 | 5e-06 | 5e-06 | 5e-06 | 5e-06 | 5e-06
| Coal | Midlands & N Wales | 0.9 | 7866 | 6902 | 6902 | 6902 | 6902 | 6902 | 6902 | 6902 | 6902 | 3947 | 2000 | 2000 | 2000 | 5e-06 | 5e-06 | 5e-06 | 5e-06 | 5e-06 | 5e-06 | 5e-06
| Coal | N England | 0.9 | 9906 | 8930 | 8930 | 7465.5 | 3831 | 3831 | 3831 | 3831 | 3831 | 3831 | 3831 | 3831 | 3831 | 3831 | 3831 | 3831 | 3831 | 3831 | 3831 | 3831
| Coal | S Scotland | 0.9 | 3386 | 2284 | 2284 | 2284 | 1713 | 1713 | 1713 | 1713 | 1713 | 1142 | 571 | 571 | 2e-06 | 2e-06 | 2e-06 | 2e-06 | 2e-06 | 2e-06 | 2e-06 | 2e-06
| Coal | N Scotland | 0.9 | 0 | 0 | 0 | 0 | 0 | 0 | 0 | 0 | 0 | 0 | 0 | 0 | 0 | 0 | 0 | 0 | 0 | 0 | 0 | 0
| Coal + CCS | S England & S Wales | 0.9 | 0 | 0 | 0 | 0 | 0 | 0 | 0 | 0 | 0 | 0 | 0 | 0 | 0 | 0 | 0 | 0 | 0 | 0 | 0 | 0
| Coal + CCS | Midlands & N Wales | 0.9 | 1e-06 | 1e-06 | 1e-06 | 1e-06 | 1e-06 | 1e-06 | 1e-06 | 1e-06 | 1e-06 | 1e-06 | 1e-06 | 1e-06 | 1e-06 | 1000 | 2000 | 2000 | 2000 | 2000 | 2000 | 2000
| Coal + CCS | N England | 0.9 | 2e-06 | 2e-06 | 2e-06 | 2e-06 | 2e-06 | 800 | 800 | 800 | 800 | 800 | 800 | 800 | 800 | 800 | 2740 | 2740 | 2740 | 2740 | 2740 | 2740
| Coal + CCS | S Scotland | 0.9 | 2e-06 | 2e-06 | 2e-06 | 2e-06 | 300 | 300 | 300 | 300 | 300 | 300 | 300 | 300 | 300 | 300 | 300 | 300 | 300 | 300 | 300 | 300
| Coal + CCS | N Scotland | 0.9 | 0 | 0 | 0 | 0 | 0 | 0 | 0 | 0 | 0 | 0 | 0 | 0 | 0 | 0 | 0 | 0 | 0 | 0 | 0 | 0
| CCGT + CCS | S England & S Wales | 0.9 | 3e-06 | 3e-06 | 3e-06 | 3e-06 | 3e-06 | 3e-06 | 3e-06 | 3e-06 | 3e-06 | 3e-06 | 3e-06 | 3e-06 | 3e-06 | 3e-06 | 3e-06 | 3e-06 | 3e-06 | 3e-06 | 3e-06 | 3e-06
| CCGT + CCS | Midlands & N Wales | 0.9 | 0 | 0 | 0 | 0 | 0 | 0 | 0 | 0 | 0 | 0 | 0 | 0 | 0 | 0 | 0 | 0 | 0 | 0 | 0 | 0
| CCGT + CCS | N England | 0.9 | 1e-06 | 1e-06 | 1e-06 | 1e-06 | 1e-06 | 1e-06 | 1e-06 | 1e-06 | 1e-06 | 1e-06 | 1e-06 | 1e-06 | 1e-06 | 1e-06 | 1e-06 | 1e-06 | 1e-06 | 1e-06 | 1e-06 | 1e-06
| CCGT + CCS | S Scotland | 0.9 | 0 | 0 | 0 | 0 | 0 | 0 | 0 | 0 | 0 | 0 | 0 | 0 | 0 | 0 | 0 | 0 | 0 | 0 | 0 | 0
| CCGT + CCS | N Scotland | 0.9 | 0 | 0 | 0 | 0 | 0 | 0 | 0 | 0 | 0 | 0 | 0 | 0 | 0 | 0 | 0 | 0 | 0 | 0 | 0 | 0
| Onshore wind | S England & S Wales | 0.15 | 9e-06 | 32.503 | 40.5244 | 49.104 | 59.7533 | 83.0346 | 96.3993 | 111.1031 | 124.5492 | 138.0315 | 146.7472 | 156.6633 | 166.8359 | 176.8215 | 188.1959 | 200.1955 | 275.2672 | 330.6121 | 446.1821 | 491.1005
| Onshore wind | Midlands & N Wales | 0.15 | 4e-06 | 26.7651 | 33.3703 | 40.4354 | 49.2047 | 68.376 | 79.3813 | 91.4894 | 102.5617 | 113.664 | 120.841 | 129.0065 | 137.3833 | 145.6061 | 292.0223 | 301.9035 | 363.7224 | 409.2969 | 504.4646 | 541.4533
| Onshore wind | N England | 0.15 | 4e-06 | 37.2787 | 46.4785 | 56.3187 | 68.5327 | 95.2347 | 110.563 | 127.4272 | 142.8489 | 158.3122 | 168.3084 | 179.6815 | 191.3488 | 202.8016 | 215.8472 | 229.6098 | 315.7117 | 379.1883 | 511.7388 | 563.257
| Onshore wind | S Scotland | 0.15 | 2084 | 2534 | 3004 | 3551 | 3780 | 4029.6002 | 5041.3482 | 5050.2059 | 6059.543 | 6068.4198 | 6649.8491 | 6850.8719 | 7051.2025 | 7261.7928 | 7498.6953 | 7706.0009 | 7830.9642 | 7983.0042 | 7983.0042 | 7983.0042
| Onshore wind | N Scotland | 0.15 | 1440.6136 | 1628.3056 | 1969.8231 | 2385.4663 | 2594.8564 | 2873.3268 | 3500.5112 | 3833.0898 | 4749.2147 | 4804.1762 | 5637.1226 | 5656.0184 | 6275.1524 | 6280.8581 | 6685.74 | 6803.1297 | 6807.2676 | 6812.7995 | 6812.7995 | 6812.7995
| Onshore wind | Island wind | 0.15 | 3e-06 | 3e-06 | 3e-06 | 3e-06 | 115.8372 | 115.8372 | 231.6744 | 231.6744 | 347.5116 | 347.5116 | 463.3488 | 463.3488 | 579.186 | 579.186 | 695.0233 | 695.0233 | 810.8605 | 810.8605 | 810.8605 | 810.8605
| Biomass regular | S England & S Wales | 0.9 | 2e-06 | 2e-06 | 2e-06 | 2e-06 | 350 | 350 | 350 | 350 | 350 | 350 | 350 | 350 | 350 | 350 | 350 | 350 | 350 | 350 | 350 | 350
| Biomass regular | Midlands & N Wales | 0.9 | 1e-06 | 1e-06 | 1e-06 | 1e-06 | 1e-06 | 1e-06 | 1e-06 | 1e-06 | 1e-06 | 1e-06 | 1e-06 | 1e-06 | 1e-06 | 299 | 299 | 299 | 299 | 299 | 299 | 299
| Biomass regular | N England | 0.9 | 2e-06 | 2e-06 | 2e-06 | 2e-06 | 589 | 589 | 589 | 589 | 589 | 589 | 589 | 589 | 589 | 589 | 589 | 589 | 589 | 589 | 589 | 589
| Biomass regular | S Scotland | 0.9 | 97 | 97 | 97 | 97 | 97 | 97 | 97 | 97 | 97 | 97 | 97 | 97 | 97 | 97 | 97 | 97 | 97 | 97 | 97 | 97
| Biomass regular | N Scotland | 0.9 | 0 | 0 | 0 | 0 | 0 | 0 | 0 | 0 | 0 | 0 | 0 | 0 | 0 | 0 | 0 | 0 | 0 | 0 | 0 | 0
| Offshore wind | Offshore South | 0.15 | 864 | 1405 | 1909 | 1909 | 1909 | 1909 | 2317.1081 | 2863.0541 | 3409 | 3409 | 3409 | 3409 | 3909 | 4359 | 4809 | 6259 | 6509 | 6509 | 6509 | 6509
| Offshore wind | Offshore Irish Sea | 0.15 | 551 | 784 | 784 | 784 | 784 | 2184 | 2184 | 2184 | 2184 | 2184 | 2184 | 2184 | 3584 | 3584 | 3584 | 4158 | 4158 | 4158 | 4158 | 4158
| Offshore wind | Offshore E England | 0.15 | 250 | 250 | 250 | 250 | 675 | 675 | 1325 | 1325 | 1525 | 1525 | 1525 | 1525 | 2125 | 2125 | 2125 | 2125 | 2125 | 2125 | 2125 | 2125
| Offshore wind | Offshore Scotland | 0.15 | 10 | 10 | 10 | 10 | 190 | 610 | 750 | 750 | 1460 | 1760 | 1760 | 1760 | 2665 | 3210 | 3755 | 4600 | 4600 | 5145 | 5145 | 5145
| Wave | Offshore South | 0.3 | 0 | 0 | 0 | 0 | 0 | 0 | 0 | 0 | 0 | 0 | 0 | 0 | 0 | 0 | 0 | 0 | 0 | 0 | 0 | 0
| Wave | Offshore Irish Sea | 0.3 | 0 | 0 | 0 | 0 | 0 | 0 | 0 | 0 | 0 | 0 | 0 | 0 | 0 | 0 | 0 | 0 | 0 | 0 | 0 | 0
| Wave | Offshore E England | 0.3 | 0 | 0 | 0 | 0 | 0 | 0 | 0 | 0 | 0 | 0 | 0 | 0 | 0 | 0 | 0 | 0 | 0 | 0 | 0 | 0
| Wave | Offshore Scotland | 0.3 | 1e-06 | 1e-06 | 1e-06 | 1e-06 | 1e-06 | 1e-06 | 1e-06 | 1e-06 | 1e-06 | 450 | 450 | 450 | 450 | 450 | 450 | 600 | 600 | 800 | 800 | 800
| Tidal Stream | Offshore South | 0.3 | 2e-06 | 2e-06 | 2e-06 | 2e-06 | 2e-06 | 2e-06 | 2e-06 | 2e-06 | 2e-06 | 155 | 155 | 155 | 200 | 250 | 500 | 500 | 550 | 550 | 1250 | 1250
| Tidal Stream | Offshore Irish Sea | 0.3 | 1e-06 | 1e-06 | 1e-06 | 1e-06 | 1e-06 | 1e-06 | 1e-06 | 1e-06 | 1e-06 | 85 | 85 | 85 | 100 | 100 | 100 | 100 | 100 | 100 | 100 | 100
| Tidal Stream | Offshore E England | 0.3 | 0 | 0 | 0 | 0 | 0 | 0 | 0 | 0 | 0 | 0 | 0 | 0 | 0 | 0 | 0 | 0 | 0 | 0 | 0 | 0
| Tidal Stream | Offshore Scotland | 0.3 | 10 | 10 | 10 | 10 | 104 | 104 | 104 | 104 | 104 | 189 | 189 | 189 | 204 | 204 | 204 | 204 | 204 | 204 | 204 | 204
| Embedded CHP | Embedded | n/a | 4639.9231 | 4832.2308 | 5024.5385 | 5216.8462 | 5409.1538 | 5601.4615 | 5793.7692 | 5986.0769 | 6178.3846 | 6370.6923 | 6563 | 6763 | 6963 | 7163 | 7363 | 7563 | 7763 | 7963 | 8163 | 8363
| Embedded Gas | Embedded | n/a | 300 | 300 | 300 | 300 | 300 | 300 | 300 | 300 | 300 | 300 | 300 | 300 | 300 | 300 | 300 | 300 | 300 | 300 | 300 | 300
| Embedded offshore wind | Embedded | n/a | 0 | 0 | 0 | 0 | 0 | 0 | 0 | 0 | 0 | 0 | 0 | 0 | 0 | 0 | 0 | 0 | 0 | 0 | 0 | 0
| Embedded onshore wind | Embedded | n/a | 1062 | 1062 | 1062 | 1062 | 1062 | 1062 | 1062 | 1062 | 1062 | 1062 | 1062 | 1062 | 1062 | 1062 | 1062 | 1062 | 1062 | 1062 | 1062 | 1062
| Embedded biomass | Embedded | n/a | 1607.2399 | 1690.9043 | 1794.2936 | 1903.3597 | 2028.3926 | 2166.5808 | 2313.221 | 2468.3611 | 2633.3535 | 2803.5623 | 2973.8731 | 3144.2871 | 3314.8052 | 3485.4285 | 3656.1581 | 3826.9949 | 3997.9401 | 4168.9948 | 4340.1599 | 4511.4368
| Embedded tidal and wave | Embedded | n/a | 0.5 | 20.5 | 30.5 | 50.5 | 87 | 129.9 | 179.9 | 235.515 | 310.5953 | 400.5953 | 480.5953 | 548.0345 | 625.5897 | 714.7782 | 814.7782 | 914.7782 | 1014.7782 | 1114.7782 | 1214.7782 | 1314.7782
| Embedded hydro | Embedded | n/a | 541.202 | 551.202 | 561.202 | 571.202 | 581.202 | 591.202 | 620.202 | 630.202 | 640.202 | 650.202 | 660.202 | 670.202 | 680.202 | 690.202 | 700.202 | 710.202 | 720.202 | 730.202 | 740.202 | 750.202
New build (cumulative, MW)
| CHP | S England & S Wales |  | 0 | 0 | 0 | 0 | 0 | 0 | 0 | 0 | 0 | 0 | 0 | 0 | 0 | 0 | 0 | 0 | 0 | 0 | 0 | 0
| CHP | Midlands & N Wales |  | 0 | 0 | 0 | 0 | 0 | 0 | 0 | 0 | 0 | 0 | 0 | 0 | 0 | 0 | 0 | 0 | 0 | 0 | 0 | 0
| CHP | N England |  | 0 | 0 | 0 | 0 | 0 | 0 | 0 | 0 | 0 | 0 | 0 | 0 | 0 | 0 | 0 | 0 | 0 | 0 | 0 | 0
| CHP | S Scotland |  | 0 | 0 | 0 | 0 | 0 | 0 | 0 | 0 | 0 | 0 | 0 | 0 | 0 | 0 | 0 | 0 | 0 | 0 | 0 | 0
| CHP | N Scotland |  | 0 | 0 | 0 | 0 | 0 | 0 | 0 | 0 | 0 | 0 | 0 | 0 | 0 | 0 | 0 | 0 | 0 | 0 | 0 | 0
| Oil | S England & S Wales |  | 0 | 0 | 0 | 0 | 0 | 0 | 0 | 0 | 0 | 0 | 0 | 0 | 0 | 0 | 0 | 0 | 0 | 0 | 0 | 0
| Oil | Midlands & N Wales |  | 0 | 0 | 0 | 0 | 0 | 0 | 0 | 0 | 0 | 0 | 0 | 0 | 0 | 0 | 0 | 0 | 0 | 0 | 0 | 0
| Oil | N England |  | 0 | 0 | 0 | 0 | 0 | 0 | 0 | 0 | 0 | 0 | 0 | 0 | 0 | 0 | 0 | 0 | 0 | 0 | 0 | 0
| Oil | S Scotland |  | 0 | 0 | 0 | 0 | 0 | 0 | 0 | 0 | 0 | 0 | 0 | 0 | 0 | 0 | 0 | 0 | 0 | 0 | 0 | 0
| Oil | N Scotland |  | 0 | 0 | 0 | 0 | 0 | 0 | 0 | 0 | 0 | 0 | 0 | 0 | 0 | 0 | 0 | 0 | 0 | 0 | 0 | 0
| Hydro | S England & S Wales |  | 0 | 0 | 0 | 0 | 0 | 0 | 0 | 0 | 0 | 0 | 0 | 0 | 0 | 0 | 0 | 0 | 0 | 0 | 0 | 0
| Hydro | Midlands & N Wales |  | 0 | 0 | 0 | 0 | 0 | 0 | 0 | 0 | 0 | 0 | 0 | 0 | 0 | 0 | 0 | 0 | 0 | 0 | 0 | 0
| Hydro | N England |  | 0 | 0 | 0 | 0 | 0 | 0 | 0 | 0 | 0 | 0 | 0 | 0 | 0 | 0 | 0 | 0 | 0 | 0 | 0 | 0
| Hydro | S Scotland |  | 0 | 0 | 0 | 0 | 0 | 0 | 0 | 0 | 0 | 0 | 0 | 0 | 0 | 0 | 0 | 0 | 0 | 0 | 0 | 0
| Hydro | N Scotland |  | 0 | 0 | 0 | 0 | 0 | 0 | 0 | 0 | 0 | 0 | 0 | 0 | 0 | 0 | 0 | 0 | 0 | 0 | 0 | 0
| PS | S England & S Wales |  | 0 | 0 | 0 | 0 | 0 | 0 | 0 | 0 | 0 | 0 | 0 | 0 | 0 | 0 | 0 | 0 | 0 | 0 | 0 | 0
| PS | Midlands & N Wales |  | 0 | 0 | 0 | 0 | 0 | 0 | 0 | 0 | 0 | 0 | 0 | 0 | 0 | 0 | 0 | 0 | 0 | 0 | 0 | 0
| PS | N England |  | 0 | 0 | 0 | 0 | 0 | 0 | 0 | 0 | 0 | 0 | 0 | 0 | 0 | 0 | 0 | 0 | 0 | 0 | 0 | 0
| PS | S Scotland |  | 0 | 0 | 0 | 0 | 0 | 0 | 0 | 0 | 0 | 0 | 0 | 0 | 0 | 0 | 0 | 0 | 0 | 0 | 0 | 0
| PS | N Scotland |  | 0 | 0 | 0 | 0 | 0 | 0 | 0 | 0 | 0 | 0 | 0 | 0 | 0 | 0 | 0 | 0 | 0 | 0 | 0 | 0
| Nuclear | S England & S Wales |  | 0 | 0 | 0 | 0 | 0 | 0 | 0 | 0 | 1670 | 1670 | 3340 | 3340 | 5010 | 6680 | 8350 | 11600 | 11600 | 11600 | 11600 | 11600
| Nuclear | Midlands & N Wales |  | 0 | 0 | 0 | 0 | 0 | 0 | 0 | 0 | 0 | 0 | 0 | 0 | 0 | 0 | 0 | 0 | 0 | 0 | 0 | 0
| Nuclear | N England |  | 0 | 0 | 0 | 0 | 0 | 0 | 0 | 0 | 0 | 0 | 0 | 0 | 0 | 0 | 0 | 0 | 0 | 0 | 0 | 0
| Nuclear | S Scotland |  | 0 | 0 | 0 | 0 | 0 | 0 | 0 | 0 | 0 | 0 | 0 | 0 | 0 | 0 | 0 | 0 | 0 | 0 | 0 | 0
| Nuclear | N Scotland |  | 0 | 0 | 0 | 0 | 0 | 0 | 0 | 0 | 0 | 0 | 0 | 0 | 0 | 0 | 0 | 0 | 0 | 0 | 0 | 0
| CCGT | S England & S Wales |  | 0 | 1260 | 1260 | 2060 | 3660 | 3660 | 4460 | 10060 | 10060 | 10060 | 10060 | 13260 | 14860 | 14860 | 14860 | 14860 | 14860 | 14860 | 14860 | 14860
| CCGT | Midlands & N Wales |  | 0 | 870 | 870 | 1670 | 3270 | 3270 | 3270 | 4870 | 4870 | 4870 | 4870 | 4870 | 4870 | 4870 | 4870 | 4870 | 4870 | 4870 | 4870 | 4870
| CCGT | N England |  | 0 | 0 | 0 | 800 | 1600 | 1600 | 2400 | 3200 | 3200 | 3200 | 3200 | 3200 | 3200 | 3200 | 3200 | 4800 | 4800 | 4800 | 4800 | 4800
| CCGT | S Scotland |  | 0 | 0 | 0 | 0 | 0 | 0 | 0 | 0 | 0 | 0 | 0 | 0 | 0 | 0 | 0 | 0 | 0 | 0 | 0 | 0
| CCGT | N Scotland |  | 0 | 0 | 0 | 0 | 0 | 0 | 0 | 0 | 0 | 0 | 0 | 0 | 0 | 0 | 0 | 0 | 0 | 0 | 0 | 0
| OCGT | S England & S Wales |  | 0 | 0 | 0 | 0 | 0 | 0 | 0 | 0 | 0 | 0 | 0 | 0 | 0 | 0 | 0 | 0 | 0 | 0 | 0 | 0
| OCGT | Midlands & N Wales |  | 0 | 0 | 0 | 0 | 0 | 0 | 0 | 0 | 0 | 0 | 0 | 0 | 0 | 0 | 0 | 0 | 0 | 0 | 0 | 0
| OCGT | N England |  | 0 | 0 | 0 | 0 | 0 | 0 | 0 | 0 | 0 | 0 | 0 | 0 | 0 | 0 | 0 | 0 | 0 | 0 | 0 | 100
| OCGT | S Scotland |  | 0 | 0 | 0 | 0 | 0 | 0 | 0 | 0 | 0 | 0 | 0 | 0 | 0 | 0 | 0 | 0 | 0 | 0 | 0 | 0
| OCGT | N Scotland |  | 0 | 0 | 0 | 0 | 0 | 0 | 0 | 0 | 0 | 0 | 0 | 0 | 0 | 0 | 0 | 200 | 200 | 400 | 400 | 600
| Coal | S England & S Wales |  | 0 | 0 | 0 | 0 | 0 | 0 | 0 | 0 | 0 | 0 | 0 | 0 | 0 | 0 | 0 | 0 | 0 | 0 | 0 | 0
| Coal | Midlands & N Wales |  | 0 | 0 | 0 | 0 | 0 | 0 | 0 | 0 | 0 | 0 | 0 | 0 | 0 | 0 | 0 | 0 | 0 | 0 | 0 | 0
| Coal | N England |  | 0 | 0 | 0 | 0 | 0 | 0 | 0 | 0 | 0 | 0 | 0 | 0 | 0 | 0 | 0 | 0 | 0 | 0 | 0 | 0
| Coal | S Scotland |  | 0 | 0 | 0 | 0 | 0 | 0 | 0 | 0 | 0 | 0 | 0 | 0 | 0 | 0 | 0 | 0 | 0 | 0 | 0 | 0
| Coal | N Scotland |  | 0 | 0 | 0 | 0 | 0 | 0 | 0 | 0 | 0 | 0 | 0 | 0 | 0 | 0 | 0 | 0 | 0 | 0 | 0 | 0
| Coal + CCS | S England & S Wales |  | 0 | 0 | 0 | 0 | 0 | 0 | 0 | 0 | 0 | 0 | 0 | 0 | 0 | 0 | 0 | 0 | 0 | 0 | 0 | 0
| Coal + CCS | Midlands & N Wales |  | 0 | 0 | 0 | 0 | 0 | 0 | 0 | 0 | 0 | 0 | 0 | 0 | 0 | 1000 | 2000 | 2000 | 2000 | 2000 | 2000 | 2000
| Coal + CCS | N England |  | 0 | 0 | 0 | 0 | 0 | 800 | 800 | 800 | 800 | 800 | 800 | 800 | 800 | 800 | 2740 | 2740 | 2740 | 2740 | 2740 | 2740
| Coal + CCS | S Scotland |  | 0 | 0 | 0 | 0 | 300 | 300 | 300 | 300 | 300 | 300 | 300 | 300 | 300 | 300 | 300 | 300 | 300 | 300 | 300 | 300
| Coal + CCS | N Scotland |  | 0 | 0 | 0 | 0 | 0 | 0 | 0 | 0 | 0 | 0 | 0 | 0 | 0 | 0 | 0 | 0 | 0 | 0 | 0 | 0
| CCGT + CCS | S England & S Wales |  | 0 | 0 | 0 | 0 | 0 | 0 | 0 | 0 | 0 | 0 | 0 | 0 | 0 | 0 | 0 | 0 | 0 | 0 | 0 | 0
| CCGT + CCS | Midlands & N Wales |  | 0 | 0 | 0 | 0 | 0 | 0 | 0 | 0 | 0 | 0 | 0 | 0 | 0 | 0 | 0 | 0 | 0 | 0 | 0 | 0
| CCGT + CCS | N England |  | 0 | 0 | 0 | 0 | 0 | 0 | 0 | 0 | 0 | 0 | 0 | 0 | 0 | 0 | 0 | 0 | 0 | 0 | 0 | 0
| CCGT + CCS | S Scotland |  | 0 | 0 | 0 | 0 | 0 | 0 | 0 | 0 | 0 | 0 | 0 | 0 | 0 | 0 | 0 | 0 | 0 | 0 | 0 | 0
| CCGT + CCS | N Scotland |  | 0 | 0 | 0 | 0 | 0 | 0 | 0 | 0 | 0 | 0 | 0 | 0 | 0 | 0 | 0 | 0 | 0 | 0 | 0 | 0
| Onshore wind | S England & S Wales |  | 0 | 32.503 | 40.5244 | 49.104 | 59.7533 | 83.0346 | 96.3993 | 111.1031 | 124.5491 | 138.0315 | 146.7471 | 156.6632 | 166.8359 | 176.8215 | 188.1959 | 200.1955 | 275.2672 | 330.6121 | 446.1821 | 491.1005
| Onshore wind | Midlands & N Wales |  | 0 | 26.7651 | 33.3703 | 40.4354 | 49.2047 | 68.376 | 79.3813 | 91.4894 | 102.5617 | 113.6639 | 120.841 | 129.0065 | 137.3833 | 145.6061 | 292.0223 | 301.9035 | 363.7224 | 409.2969 | 504.4646 | 541.4533
| Onshore wind | N England |  | 0 | 37.2786 | 46.4785 | 56.3187 | 68.5327 | 95.2347 | 110.563 | 127.4272 | 142.8489 | 158.3122 | 168.3084 | 179.6815 | 191.3488 | 202.8016 | 215.8472 | 229.6098 | 315.7117 | 379.1883 | 511.7388 | 563.257
| Onshore wind | S Scotland |  | 0 | 450 | 920 | 1467 | 1696 | 1945.6002 | 2957.3482 | 2966.2059 | 3975.543 | 3984.4198 | 4565.8491 | 4766.8719 | 4967.2025 | 5177.7928 | 5414.6953 | 5622.0009 | 5746.9642 | 5899.0042 | 5899.0042 | 5899.0042
| Onshore wind | N Scotland |  | -3e-06 | 187.6921 | 529.2095 | 944.8527 | 1154.2428 | 1432.7132 | 2059.8976 | 2392.4762 | 3308.6011 | 3363.5626 | 4196.509 | 4215.4048 | 4834.5388 | 4840.2445 | 5245.1265 | 5362.5161 | 5366.654 | 5372.1859 | 5372.1859 | 5372.1859
| Onshore wind | Island wind |  | 3e-06 | 3e-06 | 3e-06 | 3e-06 | 115.8372 | 115.8372 | 231.6744 | 231.6744 | 347.5116 | 347.5116 | 463.3488 | 463.3488 | 579.186 | 579.186 | 695.0233 | 695.0233 | 810.8605 | 810.8605 | 810.8605 | 810.8605
| Biomass regular | S England & S Wales |  | 0 | 0 | 0 | 0 | 350 | 350 | 350 | 350 | 350 | 350 | 350 | 350 | 350 | 350 | 350 | 350 | 350 | 350 | 350 | 350
| Biomass regular | Midlands & N Wales |  | 0 | 0 | 0 | 0 | 0 | 0 | 0 | 0 | 0 | 0 | 0 | 0 | 0 | 299 | 299 | 299 | 299 | 299 | 299 | 299
| Biomass regular | N England |  | 0 | 0 | 0 | 0 | 589 | 589 | 589 | 589 | 589 | 589 | 589 | 589 | 589 | 589 | 589 | 589 | 589 | 589 | 589 | 589
| Biomass regular | S Scotland |  | 0 | 0 | 0 | 0 | 0 | 0 | 0 | 0 | 0 | 0 | 0 | 0 | 0 | 0 | 0 | 0 | 0 | 0 | 0 | 0
| Biomass regular | N Scotland |  | 0 | 0 | 0 | 0 | 0 | 0 | 0 | 0 | 0 | 0 | 0 | 0 | 0 | 0 | 0 | 0 | 0 | 0 | 0 | 0
| Offshore wind | Offshore South |  | 0 | 541 | 1045 | 1045 | 1045 | 1045 | 1453.1081 | 1999.0541 | 2545 | 2545 | 2545 | 2545 | 3045 | 3495 | 3945 | 5395 | 5645 | 5645 | 5645 | 5645
| Offshore wind | Offshore Irish Sea |  | 0 | 233 | 233 | 233 | 233 | 1633 | 1633 | 1633 | 1633 | 1633 | 1633 | 1633 | 3033 | 3033 | 3033 | 3607 | 3607 | 3607 | 3607 | 3607
| Offshore wind | Offshore E England |  | 0 | 0 | 0 | 0 | 425 | 425 | 1075 | 1075 | 1275 | 1275 | 1275 | 1275 | 1875 | 1875 | 1875 | 1875 | 1875 | 1875 | 1875 | 1875
| Offshore wind | Offshore Scotland |  | 0 | 0 | 0 | 0 | 180 | 600 | 740 | 740 | 1450 | 1750 | 1750 | 1750 | 2655 | 3200 | 3745 | 4590 | 4590 | 5135 | 5135 | 5135
| Wave | Offshore South |  | 0 | 0 | 0 | 0 | 0 | 0 | 0 | 0 | 0 | 0 | 0 | 0 | 0 | 0 | 0 | 0 | 0 | 0 | 0 | 0
| Wave | Offshore Irish Sea |  | 0 | 0 | 0 | 0 | 0 | 0 | 0 | 0 | 0 | 0 | 0 | 0 | 0 | 0 | 0 | 0 | 0 | 0 | 0 | 0
| Wave | Offshore E England |  | 0 | 0 | 0 | 0 | 0 | 0 | 0 | 0 | 0 | 0 | 0 | 0 | 0 | 0 | 0 | 0 | 0 | 0 | 0 | 0
| Wave | Offshore Scotland |  | 0 | 0 | 0 | 0 | 0 | 0 | 0 | 0 | 0 | 450 | 450 | 450 | 450 | 450 | 450 | 600 | 600 | 800 | 800 | 800
| Tidal Stream | Offshore South |  | 0 | 0 | 0 | 0 | 0 | 0 | 0 | 0 | 0 | 155 | 155 | 155 | 200 | 250 | 500 | 500 | 550 | 550 | 1250 | 1250
| Tidal Stream | Offshore Irish Sea |  | 0 | 0 | 0 | 0 | 0 | 0 | 0 | 0 | 0 | 85 | 85 | 85 | 100 | 100 | 100 | 100 | 100 | 100 | 100 | 100
| Tidal Stream | Offshore E England |  | 0 | 0 | 0 | 0 | 0 | 0 | 0 | 0 | 0 | 0 | 0 | 0 | 0 | 0 | 0 | 0 | 0 | 0 | 0 | 0
| Tidal Stream | Offshore Scotland |  | 0 | 0 | 0 | 0 | 94 | 94 | 94 | 94 | 94 | 179 | 179 | 179 | 194 | 194 | 194 | 194 | 194 | 194 | 194 | 194
| Embedded CHP | Embedded |  | 0 | 192.3077 | 384.6154 | 576.9231 | 769.2308 | 961.5385 | 1153.8462 | 1346.1538 | 1538.4615 | 1730.7692 | 1923.0769 | 2123.0769 | 2323.0769 | 2523.0769 | 2723.0769 | 2923.0769 | 3123.0769 | 3323.0769 | 3523.0769 | 3723.0769
| Embedded Gas | Embedded |  | 0 | 0 | 0 | 0 | 0 | 0 | 0 | 0 | 0 | 0 | 0 | 0 | 0 | 0 | 0 | 0 | 0 | 0 | 0 | 0
| Embedded offshore wind | Embedded |  | 0 | 0 | 0 | 0 | 0 | 0 | 0 | 0 | 0 | 0 | 0 | 0 | 0 | 0 | 0 | 0 | 0 | 0 | 0 | 0
| Embedded onshore wind | Embedded |  | 0 | 0 | 0 | 0 | 0 | 0 | 0 | 0 | 0 | 0 | 0 | 0 | 0 | 0 | 0 | 0 | 0 | 0 | 0 | 0
| Embedded biomass | Embedded |  | 0 | 83.6644 | 187.0537 | 296.1199 | 421.1527 | 559.341 | 705.9811 | 861.1212 | 1026.1136 | 1196.3224 | 1366.6332 | 1537.0472 | 1707.5653 | 1878.1886 | 2048.9182 | 2219.755 | 2390.7002 | 2561.7549 | 2732.9201 | 2904.1969
| Embedded tidal and wave | Embedded |  | 0 | 20 | 30 | 50 | 86.5 | 129.4 | 179.4 | 235.015 | 310.0953 | 400.0953 | 480.0953 | 547.5345 | 625.0897 | 714.2782 | 814.2782 | 914.2782 | 1014.2782 | 1114.2782 | 1214.2782 | 1314.2782
| Embedded hydro | Embedded |  | 0 | 10 | 20 | 30 | 40 | 50 | 79 | 89 | 99 | 109 | 119 | 129 | 139 | 149 | 159 | 169 | 179 | 189 | 199 | 209
Retirements (cumulative, MW)
| CHP | S England & S Wales |  | 0 | 0 | 0 | 0 | 0 | 0 | 0 | 0 | 0 | 0 | 0 | 0 | 0 | 0 | 0 | 0 | 0 | 0 | 0 | 0
| CHP | Midlands & N Wales |  | 0 | 0 | 0 | 0 | 0 | 0 | 0 | 0 | 0 | 0 | 0 | 0 | 0 | 0 | 0 | 0 | 0 | 0 | 0 | 0
| CHP | N England |  | 0 | 0 | 0 | 0 | 0 | 0 | 0 | 0 | 0 | 0 | 0 | 0 | 0 | 0 | 0 | 0 | 0 | 0 | 0 | 0
| CHP | S Scotland |  | 0 | 0 | 0 | 0 | 0 | 0 | 0 | 0 | 0 | 0 | 0 | 0 | 0 | 0 | 0 | 0 | 0 | 0 | 0 | 0
| CHP | N Scotland |  | 0 | 0 | 0 | 0 | 0 | 0 | 0 | 0 | 0 | 0 | 0 | 0 | 0 | 0 | 0 | 0 | 0 | 0 | 0 | 0
| Oil | S England & S Wales |  | 0 | 0 | 0 | 0 | 0 | -3442 | -3442 | -3442 | -3442 | -3442 | -3442 | -3442 | -3442 | -3442 | -3442 | -3442 | -3442 | -3442 | -3442 | -3442
| Oil | Midlands & N Wales |  | 0 | 0 | 0 | 0 | 0 | 0 | 0 | 0 | 0 | 0 | 0 | 0 | 0 | 0 | 0 | 0 | 0 | 0 | 0 | 0
| Oil | N England |  | 0 | 0 | 0 | 0 | 0 | 0 | 0 | 0 | 0 | 0 | 0 | 0 | 0 | 0 | 0 | 0 | 0 | 0 | 0 | 0
| Oil | S Scotland |  | 0 | 0 | 0 | 0 | 0 | 0 | 0 | 0 | 0 | 0 | 0 | 0 | 0 | 0 | 0 | 0 | 0 | 0 | 0 | 0
| Oil | N Scotland |  | 0 | 0 | 0 | 0 | 0 | 0 | 0 | 0 | 0 | 0 | 0 | 0 | 0 | 0 | 0 | 0 | 0 | 0 | 0 | 0
| Hydro | S England & S Wales |  | 0 | 0 | 0 | 0 | 0 | 0 | 0 | 0 | 0 | 0 | 0 | 0 | 0 | 0 | 0 | 0 | 0 | 0 | 0 | 0
| Hydro | Midlands & N Wales |  | 0 | 0 | 0 | 0 | 0 | 0 | 0 | 0 | 0 | 0 | 0 | 0 | 0 | 0 | 0 | 0 | 0 | 0 | 0 | 0
| Hydro | N England |  | 0 | 0 | 0 | 0 | 0 | 0 | 0 | 0 | 0 | 0 | 0 | 0 | 0 | 0 | 0 | 0 | 0 | 0 | 0 | 0
| Hydro | S Scotland |  | 0 | 0 | 0 | 0 | 0 | 0 | 0 | 0 | 0 | 0 | 0 | 0 | 0 | 0 | 0 | 0 | 0 | 0 | 0 | 0
| Hydro | N Scotland |  | 0 | 0 | 0 | 0 | 0 | 0 | 0 | 0 | 0 | 0 | 0 | 0 | 0 | 0 | 0 | 0 | 0 | 0 | 0 | 0
| PS | S England & S Wales |  | 0 | 0 | 0 | 0 | 0 | 0 | 0 | 0 | 0 | 0 | 0 | 0 | 0 | 0 | 0 | 0 | 0 | 0 | 0 | 0
| PS | Midlands & N Wales |  | 0 | 0 | 0 | 0 | 0 | 0 | 0 | 0 | 0 | 0 | 0 | 0 | 0 | 0 | 0 | 0 | 0 | 0 | 0 | 0
| PS | N England |  | 0 | 0 | 0 | 0 | 0 | 0 | 0 | 0 | 0 | 0 | 0 | 0 | 0 | 0 | 0 | 0 | 0 | 0 | 0 | 0
| PS | S Scotland |  | 0 | 0 | 0 | 0 | 0 | 0 | 0 | 0 | 0 | 0 | 0 | 0 | 0 | 0 | 0 | 0 | 0 | 0 | 0 | 0
| PS | N Scotland |  | 0 | 0 | 0 | 0 | 0 | 0 | 0 | 0 | 0 | 0 | 0 | 0 | 0 | 0 | 0 | 0 | 0 | 0 | 0 | 0
| Nuclear | S England & S Wales |  | 0 | 0 | -215 | -215 | -215 | -215 | -215 | -215 | -2557 | -2557 | -2557 | -2557 | -2557 | -2557 | -2557 | -2557 | -2557 | -2557 | -2557 | -2557
| Nuclear | Midlands & N Wales |  | 0 | 0 | -890 | -890 | -890 | -890 | -890 | -890 | -890 | -890 | -890 | -890 | -890 | -890 | -890 | -890 | -890 | -890 | -890 | -890
| Nuclear | N England |  | 0 | 0 | 0 | 0 | 0 | 0 | 0 | 0 | 0 | -2410 | -2410 | -2410 | -2410 | -2410 | -2410 | -2410 | -2410 | -2410 | -3613 | -3613
| Nuclear | S Scotland |  | 0 | 0 | 0 | 0 | 0 | 0 | 0 | 0 | -1074 | -1074 | -1074 | -1074 | -1074 | -1074 | -1074 | -1074 | -1074 | -1074 | -2289 | -2289
| Nuclear | N Scotland |  | 0 | 0 | 0 | 0 | 0 | 0 | 0 | 0 | 0 | 0 | 0 | 0 | 0 | 0 | 0 | 0 | 0 | 0 | 0 | 0
| CCGT | S England & S Wales |  | 0 | 0 | 0 | 0 | 0 | 0 | 0 | 0 | 0 | 0 | 0 | 0 | 0 | -806 | -806 | -1521 | -1521 | -1521 | -1521 | -1521
| CCGT | Midlands & N Wales |  | 0 | 0 | -515 | -515 | -515 | -515 | -515 | -515 | -515 | -515 | -515 | -515 | -515 | -515 | -515 | -515 | -515 | -515 | -515 | -515
| CCGT | N England |  | 0 | 0 | 0 | 0 | 0 | 0 | 0 | 0 | 0 | 0 | 0 | -2375 | -2375 | -2864 | -2864 | -2864 | -2864 | -2864 | -2864 | -2864
| CCGT | S Scotland |  | 0 | 0 | 0 | 0 | 0 | 0 | 0 | 0 | 0 | 0 | 0 | 0 | 0 | 0 | 0 | 0 | 0 | 0 | 0 | 0
| CCGT | N Scotland |  | 0 | 0 | 0 | 0 | 0 | 0 | -1180 | -1180 | -1180 | -1180 | -1180 | -1180 | -1180 | -1180 | -1180 | -1180 | -1180 | -1180 | -1180 | -1180
| OCGT | S England & S Wales |  | 0 | 0 | 0 | -68 | -102 | -396 | -396 | -396 | -396 | -396 | -396 | -396 | -396 | -447 | -447 | -447 | -447 | -447 | -447 | -447
| OCGT | Midlands & N Wales |  | 0 | 0 | 0 | 0 | 0 | 0 | 0 | 0 | 0 | 0 | 0 | 0 | 0 | -40 | -40 | -40 | -40 | -40 | -40 | -40
| OCGT | N England |  | 0 | 0 | 0 | 0 | 0 | 0 | 0 | 0 | 0 | 0 | 0 | 0 | 0 | -68 | -68 | -68 | -68 | -68 | -68 | -68
| OCGT | S Scotland |  | 0 | 0 | 0 | 0 | 0 | 0 | 0 | 0 | 0 | 0 | 0 | 0 | 0 | 0 | 0 | 0 | 0 | 0 | 0 | 0
| OCGT | N Scotland |  | 0 | 0 | 0 | 0 | 0 | 0 | 0 | 0 | 0 | 0 | 0 | 0 | 0 | 0 | 0 | 0 | 0 | 0 | 0 | 0
| Coal | S England & S Wales |  | 0 | -363 | -2295 | -4816 | -4816 | -4816 | -4816 | -4816 | -6385 | -6385 | -6385 | -6385 | -6385 | -6385 | -6385 | -6385 | -6385 | -6385 | -6385 | -6385
| Coal | Midlands & N Wales |  | 0 | -964 | -964 | -964 | -964 | -964 | -964 | -964 | -964 | -3919 | -5866 | -5866 | -5866 | -7866 | -7866 | -7866 | -7866 | -7866 | -7866 | -7866
| Coal | N England |  | 0 | -976 | -976 | -2440.5 | -6075 | -6075 | -6075 | -6075 | -6075 | -6075 | -6075 | -6075 | -6075 | -6075 | -6075 | -6075 | -6075 | -6075 | -6075 | -6075
| Coal | S Scotland |  | 0 | -1102 | -1102 | -1102 | -1673 | -1673 | -1673 | -1673 | -1673 | -2244 | -2815 | -2815 | -3386 | -3386 | -3386 | -3386 | -3386 | -3386 | -3386 | -3386
| Coal | N Scotland |  | 0 | 0 | 0 | 0 | 0 | 0 | 0 | 0 | 0 | 0 | 0 | 0 | 0 | 0 | 0 | 0 | 0 | 0 | 0 | 0
| Coal + CCS | S England & S Wales |  | 0 | 0 | 0 | 0 | 0 | 0 | 0 | 0 | 0 | 0 | 0 | 0 | 0 | 0 | 0 | 0 | 0 | 0 | 0 | 0
| Coal + CCS | Midlands & N Wales |  | 0 | 0 | 0 | 0 | 0 | 0 | 0 | 0 | 0 | 0 | 0 | 0 | 0 | 0 | 0 | 0 | 0 | 0 | 0 | 0
| Coal + CCS | N England |  | 0 | 0 | 0 | 0 | 0 | 0 | 0 | 0 | 0 | 0 | 0 | 0 | 0 | 0 | 0 | 0 | 0 | 0 | 0 | 0
| Coal + CCS | S Scotland |  | 0 | 0 | 0 | 0 | 0 | 0 | 0 | 0 | 0 | 0 | 0 | 0 | 0 | 0 | 0 | 0 | 0 | 0 | 0 | 0
| Coal + CCS | N Scotland |  | 0 | 0 | 0 | 0 | 0 | 0 | 0 | 0 | 0 | 0 | 0 | 0 | 0 | 0 | 0 | 0 | 0 | 0 | 0 | 0
| CCGT + CCS | S England & S Wales |  | 0 | 0 | 0 | 0 | 0 | 0 | 0 | 0 | 0 | 0 | 0 | 0 | 0 | 0 | 0 | 0 | 0 | 0 | 0 | 0
| CCGT + CCS | Midlands & N Wales |  | 0 | 0 | 0 | 0 | 0 | 0 | 0 | 0 | 0 | 0 | 0 | 0 | 0 | 0 | 0 | 0 | 0 | 0 | 0 | 0
| CCGT + CCS | N England |  | 0 | 0 | 0 | 0 | 0 | 0 | 0 | 0 | 0 | 0 | 0 | 0 | 0 | 0 | 0 | 0 | 0 | 0 | 0 | 0
| CCGT + CCS | S Scotland |  | 0 | 0 | 0 | 0 | 0 | 0 | 0 | 0 | 0 | 0 | 0 | 0 | 0 | 0 | 0 | 0 | 0 | 0 | 0 | 0
| CCGT + CCS | N Scotland |  | 0 | 0 | 0 | 0 | 0 | 0 | 0 | 0 | 0 | 0 | 0 | 0 | 0 | 0 | 0 | 0 | 0 | 0 | 0 | 0
| Onshore wind | S England & S Wales |  | 0 | 0 | 0 | 0 | 0 | 0 | 0 | 0 | 0 | 0 | 0 | 0 | 0 | 0 | 0 | 0 | 0 | 0 | 0 | 0
| Onshore wind | Midlands & N Wales |  | 0 | 0 | 0 | 0 | 0 | 0 | 0 | 0 | 0 | 0 | 0 | 0 | 0 | 0 | 0 | 0 | 0 | 0 | 0 | 0
| Onshore wind | N England |  | 0 | 0 | 0 | 0 | 0 | 0 | 0 | 0 | 0 | 0 | 0 | 0 | 0 | 0 | 0 | 0 | 0 | 0 | 0 | 0
| Onshore wind | S Scotland |  | 0 | 0 | 0 | 0 | 0 | 0 | 0 | 0 | 0 | 0 | 0 | 0 | 0 | 0 | 0 | 0 | 0 | 0 | 0 | 0
| Onshore wind | N Scotland |  | 0 | 0 | 0 | 0 | 0 | 0 | 0 | 0 | 0 | 0 | 0 | 0 | 0 | 0 | 0 | 0 | 0 | 0 | 0 | 0
| Onshore wind | Island wind |  | 0 | 0 | 0 | 0 | 0 | 0 | 0 | 0 | 0 | 0 | 0 | 0 | 0 | 0 | 0 | 0 | 0 | 0 | 0 | 0
| Biomass regular | S England & S Wales |  | 0 | 0 | 0 | 0 | 0 | 0 | 0 | 0 | 0 | 0 | 0 | 0 | 0 | 0 | 0 | 0 | 0 | 0 | 0 | 0
| Biomass regular | Midlands & N Wales |  | 0 | 0 | 0 | 0 | 0 | 0 | 0 | 0 | 0 | 0 | 0 | 0 | 0 | 0 | 0 | 0 | 0 | 0 | 0 | 0
| Biomass regular | N England |  | 0 | 0 | 0 | 0 | 0 | 0 | 0 | 0 | 0 | 0 | 0 | 0 | 0 | 0 | 0 | 0 | 0 | 0 | 0 | 0
| Biomass regular | S Scotland |  | 0 | 0 | 0 | 0 | 0 | 0 | 0 | 0 | 0 | 0 | 0 | 0 | 0 | 0 | 0 | 0 | 0 | 0 | 0 | 0
| Biomass regular | N Scotland |  | 0 | 0 | 0 | 0 | 0 | 0 | 0 | 0 | 0 | 0 | 0 | 0 | 0 | 0 | 0 | 0 | 0 | 0 | 0 | 0
| Offshore wind | Offshore South |  | 0 | 0 | 0 | 0 | 0 | 0 | 0 | 0 | 0 | 0 | 0 | 0 | 0 | 0 | 0 | 0 | 0 | 0 | 0 | 0
| Offshore wind | Offshore Irish Sea |  | 0 | 0 | 0 | 0 | 0 | 0 | 0 | 0 | 0 | 0 | 0 | 0 | 0 | 0 | 0 | 0 | 0 | 0 | 0 | 0
| Offshore wind | Offshore E England |  | 0 | 0 | 0 | 0 | 0 | 0 | 0 | 0 | 0 | 0 | 0 | 0 | 0 | 0 | 0 | 0 | 0 | 0 | 0 | 0
| Offshore wind | Offshore Scotland |  | 0 | 0 | 0 | 0 | 0 | 0 | 0 | 0 | 0 | 0 | 0 | 0 | 0 | 0 | 0 | 0 | 0 | 0 | 0 | 0
| Wave | Offshore South |  | 0 | 0 | 0 | 0 | 0 | 0 | 0 | 0 | 0 | 0 | 0 | 0 | 0 | 0 | 0 | 0 | 0 | 0 | 0 | 0
| Wave | Offshore Irish Sea |  | 0 | 0 | 0 | 0 | 0 | 0 | 0 | 0 | 0 | 0 | 0 | 0 | 0 | 0 | 0 | 0 | 0 | 0 | 0 | 0
| Wave | Offshore E England |  | 0 | 0 | 0 | 0 | 0 | 0 | 0 | 0 | 0 | 0 | 0 | 0 | 0 | 0 | 0 | 0 | 0 | 0 | 0 | 0
| Wave | Offshore Scotland |  | 0 | 0 | 0 | 0 | 0 | 0 | 0 | 0 | 0 | 0 | 0 | 0 | 0 | 0 | 0 | 0 | 0 | 0 | 0 | 0
| Tidal Stream | Offshore South |  | 0 | 0 | 0 | 0 | 0 | 0 | 0 | 0 | 0 | 0 | 0 | 0 | 0 | 0 | 0 | 0 | 0 | 0 | 0 | 0
| Tidal Stream | Offshore Irish Sea |  | 0 | 0 | 0 | 0 | 0 | 0 | 0 | 0 | 0 | 0 | 0 | 0 | 0 | 0 | 0 | 0 | 0 | 0 | 0 | 0
| Tidal Stream | Offshore E England |  | 0 | 0 | 0 | 0 | 0 | 0 | 0 | 0 | 0 | 0 | 0 | 0 | 0 | 0 | 0 | 0 | 0 | 0 | 0 | 0
| Tidal Stream | Offshore Scotland |  | 0 | 0 | 0 | 0 | 0 | 0 | 0 | 0 | 0 | 0 | 0 | 0 | 0 | 0 | 0 | 0 | 0 | 0 | 0 | 0
| Embedded CHP | Embedded |  | 0 | 0 | 0 | 0 | 0 | 0 | 0 | 0 | 0 | 0 | 0 | 0 | 0 | 0 | 0 | 0 | 0 | 0 | 0 | 0
| Embedded Gas | Embedded |  | 0 | 0 | 0 | 0 | 0 | 0 | 0 | 0 | 0 | 0 | 0 | 0 | 0 | 0 | 0 | 0 | 0 | 0 | 0 | 0
| Embedded offshore wind | Embedded |  | 0 | 0 | 0 | 0 | 0 | 0 | 0 | 0 | 0 | 0 | 0 | 0 | 0 | 0 | 0 | 0 | 0 | 0 | 0 | 0
| Embedded onshore wind | Embedded |  | 0 | 0 | 0 | 0 | 0 | 0 | 0 | 0 | 0 | 0 | 0 | 0 | 0 | 0 | 0 | 0 | 0 | 0 | 0 | 0
| Embedded biomass | Embedded |  | 0 | 0 | 0 | 0 | 0 | 0 | 0 | 0 | 0 | 0 | 0 | 0 | 0 | 0 | 0 | 0 | 0 | 0 | 0 | 0
| Embedded tidal and wave | Embedded |  | 0 | 0 | 0 | 0 | 0 | 0 | 0 | 0 | 0 | 0 | 0 | 0 | 0 | 0 | 0 | 0 | 0 | 0 | 0 | 0
| Embedded hydro | Embedded |  | 0 | 0 | 0 | 0 | 0 | 0 | 0 | 0 | 0 | 0 | 0 | 0 | 0 | 0 | 0 | 0 | 0 | 0 | 0 | 0
Generation (TWh)
| CHP | S England & S Wales |  | 0 | 0 | 0 | 0 | 0 | 0.0632 | 0 | 0 | 0 | 0 | 0 | 0 | 0 | 0 | 0 | 0 | 0 | 0 | 0 | 0
| CHP | Midlands & N Wales |  | 1421.3343 | 1003.7082 | 1238.4166 | 1087.4959 | 677.6398 | 544.3863 | 244.2369 | 48.457 | 81.32 | 142.9468 | 89.8072 | 49.8396 | 16.2083 | 0.084 | 0 | 0 | 0 | 0 | 0 | 0
| CHP | N England |  | 8965.6412 | 8569.0711 | 8746.104 | 8700.7108 | 8438.1497 | 8106.6772 | 6845.101 | 4041.5703 | 4152.0344 | 5308.4911 | 4547.2938 | 3258.8753 | 2342.6351 | 1673.4844 | 886.1069 | 617.3544 | 625.8175 | 638.5154 | 833.1522 | 830.1881
| CHP | S Scotland |  | 101.401 | 92.1871 | 92.1871 | 73.7593 | 18.4758 | 18.5681 | 9.2619 | 0 | 0 | 9.2139 | 7.7183e-08 | 0 | 0 | 0 | 0 | 0 | 0 | 0 | 0 | 0
| CHP | N Scotland |  | 89.8727 | 67.6457 | 81.3693 | 69.4668 | 49.2827 | 37.4556 | 18.097 | 5.0765 | 6.7657 | 10.6721 | 7.6457 | 5.2525 | 1.698 | 0.0088 | 0 | 0 | 0 | 0 | 0 | 0
| Oil | S England & S Wales |  | 0 | 0 | 0 | 0 | 0 | 0 | 0 | 0 | 0 | 0 | 0 | 0 | 0 | 0 | 0 | 0 | 0 | 0 | 0 | 0
| Oil | Midlands & N Wales |  | 0 | 0 | 0 | 0 | 0 | 0 | 0 | 0 | 0 | 0 | 0 | 0 | 0 | 0 | 0 | 0 | 0 | 0 | 0 | 0
| Oil | N England |  | 0 | 0 | 0 | 0 | 0 | 0 | 0 | 0 | 0 | 0 | 0 | 0 | 0 | 0 | 0 | 0 | 0 | 0 | 0 | 0
| Oil | S Scotland |  | 0 | 0 | 0 | 0 | 0 | 0 | 0 | 0 | 0 | 0 | 0 | 0 | 0 | 0 | 0 | 0 | 0 | 0 | 0 | 0
| Oil | N Scotland |  | 0 | 0 | 0 | 0 | 0 | 0 | 0 | 0 | 0 | 0 | 0 | 0 | 0 | 0 | 0 | 0 | 0 | 0 | 0 | 0
| Hydro | S England & S Wales |  | 0 | 0 | 0 | 0 | 0 | 0 | 0 | 0 | 0 | 0 | 0 | 0 | 0 | 0 | 0 | 0 | 0 | 0 | 0 | 0
| Hydro | Midlands & N Wales |  | 0 | 0 | 0 | 0 | 0 | 0 | 0 | 0 | 0 | 0 | 0 | 0 | 0 | 0 | 0 | 0 | 0 | 0 | 0 | 0
| Hydro | N England |  | 0 | 0 | 0 | 0 | 0 | 0 | 0 | 0 | 0 | 0 | 0 | 0 | 0 | 0 | 0 | 0 | 0 | 0 | 0 | 0
| Hydro | S Scotland |  | 95.0109 | 95.0109 | 95.0109 | 95.0109 | 95.0109 | 95.0109 | 95.0109 | 95.0109 | 95.0109 | 95.0109 | 95.0109 | 95.0109 | 95.0048 | 95.0048 | 95.0048 | 95.0109 | 95.0109 | 95.0109 | 95.0109 | 95.0109
| Hydro | N Scotland |  | 2991.4043 | 2991.4043 | 2991.4043 | 2991.4043 | 2991.4043 | 2991.4043 | 2991.4043 | 2991.4043 | 2991.4043 | 2991.4043 | 2991.4043 | 2991.4043 | 2991.2105 | 2991.2105 | 2991.3306 | 2991.4043 | 2991.4043 | 2991.4043 | 2991.4043 | 2991.4043
| PS | S England & S Wales |  | 0 | 0 | 0 | 0 | 0 | 0 | 0 | 0 | 0 | 0 | 0 | 0 | 0 | 0 | 0 | 0 | 0 | 0 | 0 | 0
| PS | Midlands & N Wales |  | 0 | 0 | 0 | 0 | 0 | 0 | 0 | 0 | 0 | 0 | 0 | 0 | 0 | 0 | 0 | 0 | 0 | 0 | 0 | 0
| PS | N England |  | 0 | 0 | 0 | 0 | 0 | 0 | 0 | 0 | 0 | 0 | 0 | 0 | 0 | 0 | 0 | 0 | 0 | 0 | 0 | 0
| PS | S Scotland |  | 0 | 0 | 0 | 0 | 0 | 0 | 0 | 0 | 0 | 0 | 0 | 0 | 0 | 0 | 0 | 0 | 0 | 0 | 0 | 0
| PS | N Scotland |  | 0 | 0 | 0 | 0 | 0 | 0.062244 | 0 | 0 | 0 | 0 | 0 | 0 | 0 | 0 | 0 | 0 | 0 | 0 | 0 | 0
| Nuclear | S England & S Wales |  | 26450.3808 | 26450.3808 | 24939.5328 | 24939.5328 | 24939.5328 | 24939.5328 | 24939.5328 | 24939.5328 | 20217.2544 | 20217.2544 | 31952.6784 | 31952.6784 | 43687.6437 | 55422.4331 | 67157.8571 | 89351.6273 | 88936.3842 | 88806.3421 | 89463.7849 | 89434.5537
| Nuclear | Midlands & N Wales |  | 6254.208 | 6254.208 | 7.0272e-06 | 7.0272e-06 | 7.0272e-06 | 7.0272e-06 | 7.0272e-06 | 7.0272e-06 | 7.0272e-06 | 7.0272e-06 | 7.0272e-06 | 7.0272e-06 | 7.0272e-06 | 7.0268e-06 | 7.0268e-06 | 6.7926e-06 | 6.7926e-06 | 6.712e-06 | 6.7926e-06 | 6.7926e-06
| Nuclear | N England |  | 25389.2736 | 25389.2736 | 25389.2736 | 25389.2736 | 25389.2736 | 25389.2736 | 25389.2736 | 25389.2736 | 25389.2736 | 8453.7216 | 8453.68 | 8453.7216 | 8453.2645 | 8453.2645 | 8453.2645 | 8356.2546 | 8453.2645 | 8453.7216 | 1.3585e-05 | 1.3585e-05
| Nuclear | S Scotland |  | 16085.2608 | 16085.2608 | 16085.2608 | 16085.2608 | 16085.2608 | 16085.2608 | 16085.2608 | 16085.2608 | 8537.8429 | 8538.048 | 8537.5863 | 8537.9884 | 8537.5863 | 8537.5863 | 8537.5863 | 8390.1318 | 8537.5863 | 8538.048 | 0 | 0
| Nuclear | N Scotland |  | 0 | 0 | 0 | 0 | 0 | 0 | 0 | 0 | 0 | 0 | 0 | 0 | 0 | 0 | 0 | 0 | 0 | 0 | 0 | 0
| CCGT | S England & S Wales |  | 68668.83 | 67286.3539 | 71154.7026 | 73030.0264 | 74750.2177 | 70012.5685 | 64803.598 | 75811.4131 | 75946.4798 | 83152.4056 | 79152.2447 | 88843.1081 | 82273.4204 | 71824.1783 | 51314.2627 | 35683.4109 | 35852.8642 | 36128.6986 | 43029.0229 | 42915.3315
| CCGT | Midlands & N Wales |  | 26274.1044 | 27906.1281 | 30905.1692 | 34609.0747 | 41233.1268 | 38412.1683 | 34162.699 | 33111.3181 | 33439.9286 | 36587.6738 | 34619.9579 | 30301.131 | 24066.5473 | 19534.0286 | 14228.9673 | 10181.5393 | 10229.3286 | 10405.4105 | 12191.4979 | 12175.4919
| CCGT | N England |  | 13200.1797 | 9884.4629 | 12783.0957 | 16757.1363 | 19050.504 | 17395.5078 | 20179.3742 | 20088.9409 | 20000.1401 | 21482.1103 | 20578.7113 | 18743.3641 | 15097.185 | 13085.4937 | 11170.6387 | 11842.1751 | 11967.0265 | 12089.7525 | 14096.0636 | 14072.8879
| CCGT | S Scotland |  | 1.4001e-05 | 1.4001e-05 | 1.4001e-05 | 1.4001e-05 | 1.4001e-05 | 1.3763e-05 | 1.3364e-05 | 1.2146e-05 | 1.2121e-05 | 1.2602e-05 | 1.2148e-05 | 1.1789e-05 | 1.0055e-05 | 8.6101e-06 | 6.4257e-06 | 4.5838e-06 | 4.7765e-06 | 4.8517e-06 | 5.5828e-06 | 5.5828e-06
| CCGT | N Scotland |  | 2089.2127 | 900.1698 | 2304.0642 | 1872.4394 | 674.7869 | 283.4411 | 1.3393e-05 | 1.1408e-05 | 1.1277e-05 | 1.1544e-05 | 1.1279e-05 | 1.0885e-05 | 8.72e-06 | 8.2907e-06 | 6.6031e-06 | 4.8943e-06 | 4.8943e-06 | 4.8943e-06 | 5.8656e-06 | 5.8656e-06
| OCGT | S England & S Wales |  | 0 | 0 | 0 | 0 | 0 | 4.2791e-09 | 0 | 0 | 0 | 0 | 0 | 0 | 0 | 0 | 0 | 0 | 0 | 0 | 0 | 0
| OCGT | Midlands & N Wales |  | 0 | 0 | 0 | 0 | 0 | 1.7116e-09 | 0 | 0 | 0 | 0 | 0 | 0 | 0 | 0 | 0 | 0 | 0 | 0 | 0 | 0
| OCGT | N England |  | 0 | 0 | 0 | 0 | 0 | 1.7116e-09 | 0 | 0 | 0 | 0 | 0 | 0 | 0 | 0 | 0 | 0 | 0 | 0 | 0 | 0
| OCGT | S Scotland |  | 0 | 0 | 0 | 0 | 0 | 8.5581e-10 | 0 | 0 | 0 | 0 | 0 | 0 | 0 | 0 | 0 | 0 | 0 | 0 | 0 | 0
| OCGT | N Scotland |  | 0 | 0 | 0 | 0 | 0 | 1.7116e-09 | 0 | 0 | 0 | 0 | 0 | 0 | 0 | 0 | 0 | 0 | 0 | 0 | 0 | 0
| Coal | S England & S Wales |  | 10236.8538 | 10256.5841 | 7041.4774 | 3530.1669 | 2357.9354 | 1098.0402 | 541.6386 | 22.7878 | 2.1786e-08 | 4.3214e-08 | 3.5714e-10 | 0 | 0 | 0 | 0 | 0 | 0 | 0 | 0 | 0
| Coal | Midlands & N Wales |  | 31971.9989 | 35353.5309 | 29767.6171 | 27015.0284 | 23066.3486 | 20385.0905 | 17268.7895 | 12435.4835 | 12168.6681 | 9703.2977 | 5344.4433 | 4267.5073 | 3259.7366 | 0 | 0 | 0 | 0 | 0 | 0 | 0
| Coal | N England |  | 34735.8381 | 36259.4417 | 34302.9921 | 31503.4816 | 22777.7602 | 26737.3475 | 26736.2727 | 26736.2297 | 26736.2297 | 26736.2297 | 26736.2297 | 26736.2297 | 26736.2297 | 26588.1954 | 25452.1693 | 24371.9459 | 24310.2357 | 24238.7115 | 24552.8272 | 24534.9059
| Coal | S Scotland |  | 8855.0685 | 10436.9743 | 7968.5293 | 7222.5725 | 3374.3785 | 1513.9955 | 1453.3518 | 884.686 | 952.9962 | 731.5165 | 33.2224 | 6.8793 | 0 | 0 | 0 | 0 | 0 | 0 | 0 | 0
| Coal | N Scotland |  | 0 | 0 | 0 | 0 | 0 | 0 | 0 | 0 | 0 | 0 | 0 | 0 | 0 | 0 | 0 | 0 | 0 | 0 | 0 | 0
| Coal + CCS | S England & S Wales |  | 0 | 0 | 0 | 0 | 0 | 0 | 0 | 0 | 0 | 0 | 0 | 0 | 0 | 0 | 0 | 0 | 0 | 0 | 0 | 0
| Coal + CCS | Midlands & N Wales |  | 1.8195e-06 | 2.4535e-06 | 5.4464e-06 | 6.9975e-06 | 6.9975e-06 | 6.9975e-06 | 6.9975e-06 | 6.9975e-06 | 6.9975e-06 | 6.9975e-06 | 6.9975e-06 | 6.9975e-06 | 6.9975e-06 | 6997.5468 | 13995.0937 | 13995.0937 | 13995.0937 | 13995.0937 | 13995.0937 | 13995.0937
| Coal + CCS | N England |  | 3.639e-06 | 4.907e-06 | 1.0893e-05 | 1.3995e-05 | 1.3995e-05 | 5598.0375 | 5598.0375 | 5598.0375 | 5598.0375 | 5598.0375 | 5598.0375 | 5598.0375 | 5598.0375 | 5598.0375 | 19173.2784 | 19173.2784 | 19173.2784 | 19173.2784 | 19173.2784 | 19173.2784
| Coal + CCS | S Scotland |  | 3.639e-06 | 4.907e-06 | 1.0893e-05 | 1.3995e-05 | 2099.2641 | 2099.2641 | 2099.2641 | 2099.2641 | 2099.2641 | 2099.2641 | 2099.2641 | 2099.2641 | 2099.2641 | 2099.2641 | 2099.2641 | 2099.2641 | 2099.2641 | 2099.2641 | 2099.2641 | 2099.2641
| Coal + CCS | N Scotland |  | 0 | 0 | 0 | 0 | 0 | 0 | 0 | 0 | 0 | 0 | 0 | 0 | 0 | 0 | 0 | 0 | 0 | 0 | 0 | 0
| CCGT + CCS | S England & S Wales |  | 2.5955e-06 | 2.3719e-06 | 4.4494e-06 | 2.0993e-05 | 2.0993e-05 | 2.0993e-05 | 2.0993e-05 | 2.0993e-05 | 2.0991e-05 | 2.0993e-05 | 2.0991e-05 | 2.0991e-05 | 2.0991e-05 | 2.0991e-05 | 2.0557e-05 | 1.968e-05 | 1.968e-05 | 1.9233e-05 | 1.9675e-05 | 1.9675e-05
| CCGT + CCS | Midlands & N Wales |  | 0 | 0 | 0 | 0 | 0 | 0 | 0 | 0 | 0 | 0 | 0 | 0 | 0 | 0 | 0 | 0 | 0 | 0 | 0 | 0
| CCGT + CCS | N England |  | 8.6516e-07 | 7.9062e-07 | 1.4831e-06 | 6.9975e-06 | 6.9975e-06 | 6.9975e-06 | 6.9975e-06 | 6.9975e-06 | 6.9971e-06 | 6.9975e-06 | 6.9971e-06 | 6.9971e-06 | 6.9971e-06 | 6.9971e-06 | 6.8522e-06 | 6.56e-06 | 6.56e-06 | 6.411e-06 | 6.5582e-06 | 6.5582e-06
| CCGT + CCS | S Scotland |  | 0 | 0 | 0 | 0 | 0 | 0 | 0 | 0 | 0 | 0 | 0 | 0 | 0 | 0 | 0 | 0 | 0 | 0 | 0 | 0
| CCGT + CCS | N Scotland |  | 0 | 0 | 0 | 0 | 0 | 0 | 0 | 0 | 0 | 0 | 0 | 0 | 0 | 0 | 0 | 0 | 0 | 0 | 0 | 0
| Onshore wind | S England & S Wales |  | 2.0691e-05 | 75.2164 | 93.7787 | 113.6331 | 138.277 | 192.153 | 223.0807 | 257.1073 | 288.2233 | 319.4232 | 339.5924 | 362.5395 | 386.0805 | 409.1885 | 435.5103 | 463.2789 | 637.0049 | 765.0802 | 1032.5247 | 1136.4717
| Onshore wind | Midlands & N Wales |  | 9.4113e-06 | 62.8264 | 78.3311 | 94.915 | 115.4995 | 160.5008 | 186.3339 | 214.7555 | 240.746 | 266.8065 | 283.6533 | 302.8206 | 322.4837 | 341.7853 | 689.0444 | 712.2389 | 857.348 | 953.5724 | 1187.7161 | 1274.5406
| Onshore wind | N England |  | 9.1586e-06 | 85.3552 | 106.4198 | 128.9505 | 156.9163 | 218.0545 | 253.1511 | 291.7644 | 327.0747 | 362.4803 | 385.3681 | 411.4085 | 438.1227 | 464.3455 | 494.2155 | 525.7272 | 722.8707 | 868.2102 | 1171.7051 | 1289.6638
| Onshore wind | S Scotland |  | 5126.3228 | 6233.2544 | 7389.3828 | 8734.9196 | 9298.2247 | 9912.2032 | 12400.9494 | 12422.738 | 14905.5537 | 14927.3891 | 16357.6167 | 16852.1022 | 17344.5248 | 17861.5124 | 18442.0065 | 18951.8453 | 19259.1746 | 19556.3467 | 19633.0953 | 19633.0953
| Onshore wind | N Scotland |  | 3672.7329 | 4151.2392 | 5021.9115 | 6081.5617 | 6615.3857 | 7325.3244 | 8924.2825 | 9772.1658 | 12107.7554 | 12247.8755 | 14371.408 | 14419.5812 | 15997.495 | 16012.0411 | 17044.0209 | 16999.5022 | 17009.8151 | 17022.2446 | 17105.1274 | 17091.9864
| Onshore wind | Island wind |  | 1.0999e-05 | 1.0999e-05 | 1.0999e-05 | 1.0999e-05 | 458.7493 | 458.7493 | 917.4986 | 917.4986 | 1376.2478 | 1376.2478 | 1834.9971 | 1834.9971 | 2293.7464 | 2293.7464 | 2752.4957 | 2752.4957 | 3211.2449 | 3211.2449 | 3211.2449 | 3211.2449
| Biomass regular | S England & S Wales |  | 1.4054e-05 | 1.4054e-05 | 1.4054e-05 | 1.4054e-05 | 2459.52 | 2459.52 | 2459.52 | 2459.52 | 2459.52 | 2459.52 | 2459.52 | 2459.52 | 2459.387 | 2459.387 | 2459.387 | 2320.9608 | 2320.9608 | 2320.9608 | 2320.9608 | 2320.9608
| Biomass regular | Midlands & N Wales |  | 7.0272e-06 | 7.0272e-06 | 7.0272e-06 | 7.0272e-06 | 7.0272e-06 | 7.0272e-06 | 7.0272e-06 | 7.0272e-06 | 7.0272e-06 | 7.0272e-06 | 7.0272e-06 | 7.0268e-06 | 7.0268e-06 | 2101.0192 | 2076.9078 | 1982.7636 | 1982.7636 | 1982.7636 | 1982.7636 | 1982.7636
| Biomass regular | N England |  | 1.4054e-05 | 1.4054e-05 | 1.4054e-05 | 1.4054e-05 | 4139.0208 | 4139.0208 | 4139.0208 | 4139.0208 | 4139.0208 | 4139.0208 | 4139.0208 | 4139.0208 | 4138.797 | 4138.797 | 4094.3092 | 3905.8454 | 3905.8454 | 3905.8454 | 3905.8454 | 3905.8454
| Biomass regular | S Scotland |  | 681.6384 | 681.6384 | 681.6384 | 681.6384 | 681.6384 | 681.6384 | 681.6384 | 681.6384 | 681.6384 | 681.6384 | 681.6384 | 681.6015 | 681.6015 | 681.6015 | 673.7795 | 643.2377 | 643.2377 | 643.2377 | 643.2377 | 643.2377
| Biomass regular | N Scotland |  | 0 | 0 | 0 | 0 | 0 | 0 | 0 | 0 | 0 | 0 | 0 | 0 | 0 | 0 | 0 | 0 | 0 | 0 | 0 | 0
| Offshore wind | Offshore South |  | 2848.0087 | 4631.3105 | 6292.6489 | 6292.6489 | 6292.6489 | 6292.6489 | 7637.8983 | 9437.5034 | 11237.1085 | 11237.1085 | 11237.1085 | 11237.1085 | 12885.2617 | 14368.5995 | 15851.9374 | 20631.5816 | 21455.6582 | 21455.6582 | 21455.6582 | 21455.6582
| Offshore wind | Offshore Irish Sea |  | 1823.1576 | 2594.1118 | 2594.1118 | 2594.1118 | 2594.1118 | 7226.4541 | 7226.4541 | 7226.4541 | 7226.4541 | 7226.4541 | 7226.4541 | 7226.4541 | 11858.7965 | 11858.7965 | 11858.7965 | 13758.0569 | 13758.0569 | 13758.0569 | 13758.0569 | 13758.0569
| Offshore wind | Offshore E England |  | 827.0664 | 827.0664 | 827.0664 | 827.0664 | 2233.0792 | 2233.0792 | 4383.4517 | 4383.4517 | 5045.1048 | 5045.1048 | 5045.1048 | 5045.1048 | 7030.0641 | 7030.0641 | 7030.0641 | 7030.0641 | 7030.0641 | 7030.0641 | 7030.0641 | 7030.0641
| Offshore wind | Offshore Scotland |  | 33.0827 | 33.0827 | 33.0827 | 33.0827 | 628.5705 | 2018.0419 | 2481.1991 | 2481.1991 | 4830.0676 | 5822.5472 | 5822.5472 | 5822.5472 | 8816.5274 | 10619.8321 | 12423.1369 | 15218.9212 | 15218.9212 | 17022.2259 | 17022.2259 | 17022.2259
| Wave | Offshore South |  | 0 | 0 | 0 | 0 | 0 | 0 | 0 | 0 | 0 | 0 | 0 | 0 | 0 | 0 | 0 | 0 | 0 | 0 | 0 | 0
| Wave | Offshore Irish Sea |  | 0 | 0 | 0 | 0 | 0 | 0 | 0 | 0 | 0 | 0 | 0 | 0 | 0 | 0 | 0 | 0 | 0 | 0 | 0 | 0
| Wave | Offshore E England |  | 0 | 0 | 0 | 0 | 0 | 0 | 0 | 0 | 0 | 0 | 0 | 0 | 0 | 0 | 0 | 0 | 0 | 0 | 0 | 0
| Wave | Offshore Scotland |  | 2.6348e-06 | 2.6348e-06 | 2.6348e-06 | 2.6348e-06 | 2.6348e-06 | 2.6348e-06 | 2.6348e-06 | 2.6348e-06 | 2.6348e-06 | 1185.678 | 1185.678 | 1185.678 | 1185.678 | 1185.678 | 1185.678 | 1580.904 | 1580.904 | 2107.872 | 2107.872 | 2107.872
| Tidal Stream | Offshore South |  | 5.2704e-06 | 5.2704e-06 | 5.2704e-06 | 5.2704e-06 | 5.2704e-06 | 5.2704e-06 | 5.2704e-06 | 5.2704e-06 | 5.2704e-06 | 408.456 | 408.456 | 408.456 | 527.04 | 658.8 | 1317.6 | 1317.6 | 1449.36 | 1449.36 | 3294 | 3294
| Tidal Stream | Offshore Irish Sea |  | 2.6352e-06 | 2.6352e-06 | 2.6352e-06 | 2.6352e-06 | 2.6352e-06 | 2.6352e-06 | 2.6352e-06 | 2.6352e-06 | 2.6352e-06 | 223.992 | 223.992 | 223.992 | 263.52 | 263.52 | 263.52 | 263.52 | 263.52 | 263.52 | 263.52 | 263.52
| Tidal Stream | Offshore E England |  | 0 | 0 | 0 | 0 | 0 | 0 | 0 | 0 | 0 | 0 | 0 | 0 | 0 | 0 | 0 | 0 | 0 | 0 | 0 | 0
| Tidal Stream | Offshore Scotland |  | 70.272 | 70.272 | 70.272 | 70.272 | 317.9808 | 317.9808 | 317.9808 | 317.9808 | 317.9808 | 541.9728 | 541.9728 | 541.9728 | 581.5008 | 581.5008 | 581.5008 | 581.5008 | 581.5008 | 581.5008 | 581.5008 | 581.5008
| Embedded CHP | Embedded |  | 20336.7828 | 21179.6675 | 22022.5521 | 22865.4367 | 23708.3213 | 24551.2059 | 25394.0905 | 26236.9752 | 27079.8598 | 27922.7444 | 28765.629 | 29642.229 | 30518.829 | 31395.429 | 32272.029 | 33148.629 | 34025.229 | 34901.829 | 35778.429 | 36655.029
| Embedded Gas | Embedded |  | 1840.86 | 1840.86 | 1840.86 | 1840.86 | 1840.86 | 1840.86 | 1840.86 | 1840.86 | 1840.86 | 1840.86 | 1840.86 | 1840.86 | 1840.86 | 1840.86 | 1840.86 | 1840.86 | 1840.86 | 1840.86 | 1840.86 | 1840.86
| Embedded offshore wind | Embedded |  | 0 | 0 | 0 | 0 | 0 | 0 | 0 | 0 | 0 | 0 | 0 | 0 | 0 | 0 | 0 | 0 | 0 | 0 | 0 | 0
| Embedded onshore wind | Embedded |  | 2513.5628 | 2513.5628 | 2513.5628 | 2513.5628 | 2513.5628 | 2513.5628 | 2513.5628 | 2513.5628 | 2513.5628 | 2513.5628 | 2513.5628 | 2513.5628 | 2513.5628 | 2513.5628 | 2513.5628 | 2513.5628 | 2513.5628 | 2513.5628 | 2513.5628 | 2513.5628
| Embedded biomass | Embedded |  | 11271.2519 | 11857.9739 | 12583.022 | 13347.8811 | 14224.7116 | 15193.7982 | 16222.156 | 17310.1226 | 18467.1812 | 19660.8214 | 20855.1774 | 22050.2566 | 23246.0661 | 24442.6132 | 25639.9053 | 26837.9498 | 28036.7543 | 29236.3264 | 30436.6737 | 31637.804
| Embedded tidal and wave | Embedded |  | 1.7532 | 71.8812 | 106.9452 | 177.0732 | 305.0568 | 455.4814 | 630.8014 | 825.8098 | 1089.0712 | 1404.6472 | 1685.1592 | 1921.6283 | 2193.5678 | 2506.2982 | 2856.9382 | 3207.5782 | 3558.2182 | 3908.8582 | 4259.4982 | 4610.1382
| Embedded hydro | Embedded |  | 1565.5783 | 1594.5061 | 1623.4339 | 1652.3617 | 1681.2895 | 1710.2173 | 1794.1079 | 1823.0357 | 1851.9635 | 1880.8913 | 1909.8191 | 1938.7469 | 1967.6747 | 1996.6025 | 2025.5303 | 2054.4581 | 2083.3859 | 2112.3137 | 2141.2415 | 2170.1693
Transmission investment | bar: 0 to 10
Modelled investments in the Main Interconnected Transmission System | bar: 0 to 10
| Reinforcement package | Boundaries reinforced | Cost (£m) | 0: Build date
| Beauly-Denny overhead line | B1, B2, B4 | Pre-committed | 0: 2014
| 400kV Ring Kintore Reactive Compensation | B1, B2, B4 | Pre-committed | 0: 2040
| Denny-Kincardine 400kV | B4 | Pre-committed | 0: 2040
| Western HVDC Link | B6, B7a | 866 | 0: 2015
| Anglo-Scottish Series & Shunt Compensation | B5,B6 | 380 | 0: 2014
| Eastern HVDC Link | B2, B4, B5, B6, B7a | 891 | 0: 2018
| Penwortham QBs | B7a | 31 | 0: 2014
| New Hinkley Point - Seabank OHL and associated works | B13 | 628 | 0: 2020
| Reconductoring circuits in East Anglia | EC5 | 93 | 0: 2019
| New OHL & reconductoring work in East Anglia | EC5 | 263 | 0: 2025
| QBs in East Anglia | EC5 | 41 | 0: 2020
| Establish 2nd Pentir-Traw 400kv circuit | NW2 | 185 | 0: 2016
| Series compensation and reconductoring work in North Wales | NW2 | 103 | 0: 2024
| Wylfa-Pembroke 2GW HVDC link | B202,NW2 | 834 | 0: 2040
| Daines 225MVAR MSC DNs | B8,B9 | 5 | 0: 2014
| Sundon and Ratcliffe 225MVAR MSCs | B8,B9 | 10 | 0: 2018
| North London Reinforcements & St John's Wood - Hackney cable | B14 | 474 | 0: 2016
| Turn in Sundon - Cowley circuit at East Claydon | B8,B9, B14 | 52 | 0: 2024
| North East London uprate to 400kV | B15 | 88 | 0: 2040
| East London reinforcements | B15 | 31 | 0: 2014
| East London reconductoring | B15 | 72 | 0: 2040
| Kingsnorth-Cobham reconductoring | B15 | 21 | 0: 2040
| South London reconductoring | B15 | 77 | 0: 2040
| Essex reconductoring | B15 | 36 | 0: 2040
| Tees Crossing refurbishment | B7a | 52 | 0: 2012
| QBs in Sundon-Wymondley circuits | B14 | 31 | 0: 2015
| London MSCs, East End reconductoring | B14 | 46 | 0: 2015
| New reactor at Rayleigh | B15 | 36 | 0: 2040
| Kemsley QBs | B15 | 31 | 0: 2012
| Rowdown, Canterbury, Sellinge and Dungeness reinforcements | B15 | 118 | 0: 2040
| Iver, East Claydon, Grendon & Elstree new MSCs | B8,B9 | 31 | 0: 2015
| Cottam - West Burton reconductoring | B8 | 5 | 0: 2014
| West Weybridge 275kV additional MSC | B9,B14 | 5 | 0: 2040
| Knocknagael | B1 | 43 | 0: 2011
| Beauly-Blackhillock-Kintore | B1 | 88 | 0: 2014
2012
| Hunterston-Kintyre link | B3, B4, B5 | 130 | 0: 2018
| East Coast Upgrade | B2, B4, B5, B6 | 272 | 0: 2023
| Humber - Walpole HVDC | B8, B9, B11 | 595 | 0: 2025
| Caithness - Moray HVDC | B1 | 800 | 0: 2021
2014
| Eastern HVDC Link #2 | B6 | 891 | 0: 2024
2040
| Western HVDC Link #2 | B6, B7a | 866 | 0: 2021
| Elstree London | B14 | 100 | 0: 2040
| West Midlands MSC | B17 | 50 | 0: 2024
| B1 | B1 | 73 | 0: 2021
| B2 | B2 | 73 | 0: 2025
| B3 | B3 | 110 | 0: 2024
| B4 | B4 | 98 | 0: 2025
| B5 | B5 | 98 | 0: 2025
| B6 | B6 | 146 | 0: 2025
| B7a | B7a | 166 | 0: 2023
| B8 | B8 | 117 | 0: 2040
| B9 | B9 | 234 | 0: 2040
| B10 | B10 | 15 | 0: 2040
| B11 | B11 | 200 | 0: 2025
| B12 | B12 | 24 | 0: 2040
| B13 | B13 | 332 | 0: 2040
| B14 | B14 | 50 | 0: 2040
| B15 | B15 | 7 | 0: 2040
| B16 | B16 | 29 | 0: 2021
| B17 | B17 | 100 | 0: 2040
| B201 | B201 | 50 | 0: 2040
| B202 | B202 | 7 | 0: 2040
| EC5 | EC5 | 24 | 0: 2040
| NW2 | NW2 | 49 | 0: 2040
Note: for map of transmission boundaries, see report. Offshore and island links are built as required for specific generation projects | bar: 0 to 10
Other key metrics
| Average (demand-weighted) wholesale price (£/MWh) |  |  | 53.6313 | 53.9288 | 58.7982 | 60.3723 | 59.3637 | 72.8059 | 69.0263 | 58.3383 | 61.2264 | 72.0524 | 75.0224 | 73.7715 | 70.3575 | 72.1368 | 68.4336 | 65.6269 | 67.8514 | 70.2099 | 74.1113 | 76.192
| Demand (TWh) |  |  | 356.3715 | 360.6823 | 362.6573 | 364.1237 | 364.9651 | 365.8053 | 367.297 | 367.7908 | 368.3631 | 368.9556 | 371.4191 | 374.8324 | 378.962 | 383.7213 | 387.4883 | 391.127 | 395.6796 | 400.2653 | 405.5591 | 409.9475
| Renewable share (%) |  |  | 11.67% | 12.93% | 14.39% | 14.53% | 17.44% | 20.98% | 23.88% | 24.69% | 27.92% | 29.41% | 32.44% | 32.63% | 35.9% | 37.22% | 38.1% | 39.48% | 39.91% | 40.4% | 41.43% | 41.58%
| Carbon intensity (g/kWhr) | (excludes embedded CHP) |  | 368.0954 | 372.0077 | 353.3929 | 338.951 | 295.1995 | 266.4607 | 248.4492 | 235.5757 | 235.8526 | 244.0022 | 201.6858 | 199.2784 | 173.6754 | 147.3745 | 119.559 | 95.7328 | 94.9918 | 94.2225 | 104.9077 | 104.2847
| Maximum allowed revenue: Transmission Owners (£m) |  |  | 1724.279 | 2120.5352 | 2345.7687 | 2472.8622 | 2641.6272 | 2839.8943 | 3008.1012 | 3143.4333 | 3313.5519 | 3464.6341 | 3581.1587 | 3629.9957 | 3825.2953 | 3942.4957 | 4082.0052 | 4264.6546 | 4289.8693 | 4315.0559 | 4323.8872 | 4332.2594
| Constraint costs (£m) |  |  | 77.5053 | 101.3799 | 143.9167 | 107.213 | 30.5358 | 53.0219 | 162.7414 | 84 | 271.279 | 164.7444 | 113.3638 | 127.8863 | 238.0898 | 213.6034 | 183.3027 | 212.8462 | 240.2514 | 358.9503 | 323.2421 | 329.5619
| Transmission losses (£m) |  |  | 278.7354 | 298.1347 | 302.054 | 326.9593 | 329.0867 | 372.6674 | 413.6382 | 387.7214 | 420.7804 | 371.9285 | 401.9293 | 410.3593 | 454.7021 | 510.3145 | 537.2339 | 514.9105 | 536.9624 | 572.7738 | 537.0392 | 555.4468
CfDs by plant type (£/MWh)
| Nuclear | [5 empty] | 93.7571 | 93.7571 | 93.7571 | 92.689 | 92.689 | 92.689 | 90.1372 | 90.1372 | 90.1372 | 84.4945 | 84.4945 | 84.4945 | 80.8748 | 80.8748 | 80.8748 | 79.6697 | 79.6697
| Coal + CCS | [5 empty] | 138.3218 | 138.3218 | 138.3218 | 137.6159 | 137.6159 | 137.6159 | 134.2967 | 134.2967 | 134.2967 | 132.3947 | 132.3947 | 132.3947 | 132.3127 | 132.3127 | 132.3127 | 132.7042 | 132.7042
| CCGT + CCS | [5 empty] | 92.3057 | 92.3057 | 92.3057 | 94.13 | 94.13 | 94.13 | 95.7519 | 95.7519 | 95.7519 | 97.6788 | 97.6788 | 97.6788 | 99.7531 | 99.7531 | 99.7531 | 102.7638 | 102.7638
| Onshore wind | [5 empty] | 92.2667 | 92.2667 | 92.2667 | 87.8666 | 87.8666 | 87.8666 | 86.6367 | 86.6367 | 86.6367 | 85.7229 | 85.7229 | 85.7229 | 84.342 | 84.342 | 84.342 | 82.4043 | 82.4043
| Offshore wind | [5 empty] | 158.5652 | 158.5652 | 158.5652 | 144.2755 | 144.2755 | 144.2755 | 136.9641 | 136.9641 | 136.9641 | 131.952 | 131.952 | 131.952 | 127.4887 | 127.4887 | 127.4887 | 122.4217 | 122.4217
| Wave | [5 empty] | 466.3867 | 466.3867 | 466.3867 | 361.0242 | 361.0242 | 361.0242 | 315.099 | 315.099 | 315.099 | 263.4315 | 263.4315 | 263.4315 | 231.1419 | 231.1419 | 231.1419 | 210.7091 | 210.7091
| Tidal Stream | [5 empty] | 468.3063 | 468.3063 | 468.3063 | 345.4904 | 345.4904 | 345.4904 | 283.3336 | 283.3336 | 283.3336 | 260.8463 | 260.8463 | 260.8463 | 228.3779 | 228.3779 | 228.3779 | 208.3585 | 208.3585
| Biomass regular | [5 empty] | 121.9063 | 121.9063 | 121.9063 | 119.4059 | 119.4059 | 119.4059 | 118.702 | 118.702 | 118.702 | 118.1315 | 118.1315 | 118.1315 | 117.5795 | 117.5795 | 117.5795 | 116.0895 | 116.0895
Note on D181: Used to calculate de-rated capacity margins

## Socialised (low gas price)
| Charging scenario | #VALUE!
|  |  |  | 2011 | 2012 | 2013 | 2014 | 2015 | 2016 | 2017 | 2018 | 2019 | 2020 | 2021 | 2022 | 2023 | 2024 | 2025 | 2026 | 2027 | 2028 | 2029 | 2030
#VALUE!
Tariffs
Generation
Transmission investment
Other key metrics
Tariffs
Generator Zonal Tariff/Peak security component of Improved ICRP (£/kW)
Generation - Wider Tariffs
| Zone No. | Zone Name
| 1 | North Scotland
| 2 | Peterhead
| 3 | Western Highland & Skye
| 4 | Central Highlands
| 5 | Argyll
| 6 | Stirlingshire
| 7 | South Scotland
| 8 | Auchencrosh
| 9 | Humber & Lancashire
| 10 | North East England
| 11 | Anglesey
| 12 | Dinorwig
| 13 | South Yorks & North Wales
| 14 | Midlands
| 15 | South Wales & Gloucester
| 16 | Central London
| 17 | South East
| 18 | Oxon & South Coast
| 19 | Wessex
| 20 | Peninsula
Year Round component of Improved ICRP (£/kW)
Generation - Wider Tariffs
| Zone No. | Zone Name
| 1 | North Scotland
| 2 | Peterhead
| 3 | Western Highland & Skye
| 4 | Central Highlands
| 5 | Argyll
| 6 | Stirlingshire
| 7 | South Scotland
| 8 | Auchencrosh
| 9 | Humber & Lancashire
| 10 | North East England
| 11 | Anglesey
| 12 | Dinorwig
| 13 | South Yorks & North Wales
| 14 | Midlands
| 15 | South Wales & Gloucester
| 16 | Central London
| 17 | South East
| 18 | Oxon & South Coast
| 19 | Wessex
| 20 | Peninsula
Residual
Final Variable Tariff (£/MWh)
| Generation - constant tariff under Socialised charging |  |  |  | 1.7825 | 1.9697 | 2.078 | 1.2294 | 1.3721 | 1.4836 | 1.5471 | 1.7009 | 1.8763 | 1.9414 | 1.992 | 2.0471 | 2.1124 | 2.1803 | 2.188 | 2.3525 | 2.5121 | 2.4947 | 2.484
| Demand - constant tariff under Socialised charging |  |  |  | 4.2918 | 4.7218 | 4.9576 | 6.1132 | 6.7828 | 7.2898 | 7.5519 | 8.2448 | 9.0291 | 9.2841 | 9.4716 | 9.6813 | 9.9389 | 10.2004 | 10.1791 | 10.889 | 11.57 | 11.4388 | 11.3338
Demand HH Zonal Tariff (£/kW)
Demand tariffs
| Zone No. | Zone Name.
| 1 | Northern Scotland
| 2 | Southern Scotland
| 3 | Northern
| 4 | North West
| 5 | Yorkshire
| 6 | N Wales & Mersey
| 7 | East Midlands
| 8 | Midlands
| 9 | Eastern
| 10 | South Wales
| 11 | South East
| 12 | London
| 13 | Southern
| 14 | South Western
Demand NHH Zonal Tariff (p/kWh)
| Zone No. | Zone Name.
| 1 | Northern Scotland
| 2 | Southern Scotland
| 3 | Northern
| 4 | North West
| 5 | Yorkshire
| 6 | N Wales & Mersey
| 7 | East Midlands
| 8 | Midlands
| 9 | Eastern
| 10 | South Wales
| 11 | South East
| 12 | London
| 13 | Southern
| 14 | South Western
Offshore and island tariffs (£/kW) |  | Local tariff
| Argyll Array | 0
| Beatrice | 0
| Docking Shoal Windfarm | 0
| Forth Array | 0
| Greater Gabbard Extension | 0
| Gwynt Y Mor | 0
| Humber Gateway Stage 1 + 2 | 0
| Inch Cape | 0
| London Array | 0
| Neart na Gaoithe | 0
| R3 Bristol Channel | 0
| R3 Dogger Bank | 0
| R3 Firth of Forth | 0
| R3 Hastings | 0
| R3 Hornsea | 0
| R3 Irish Sea | 0
| R3 Moray Firth | 0
| R3 Norfolk | 0
| R3 West of Isle of Wight | 0
| Race Bank Windfarm | 0
| Triton Knoll | 0
| West of Duddon Sands | 0
| Westernmost Rough | 0
| Island Wind - Zone S Orkney | 0
| Island Wind - Zone S Shetland | 0
| Island Wind - Zone S Western Isles | 0
Improved ICRP Peak Security weighting by plant type - from Transport Model
| Generation type | Peak Security
| Interconnector | 0%
| Offshore wind | 0%
| Onshore wind | 0%
| Tidal Stream | 0%
| Wave | 0%
| CCGT + CCS | 100%
| Coal + CCS | 100%
| Nuclear | 100%
| OCGT | 100%
| Oil | 100%
| PS | 100%
| Biomass regular | 100%
| CCGT | 100%
| CHP | 100%
| Coal | 100%
| Hydro | 100%
Generation
Capacity mix (MW) |  |  | De-rating factor
| CHP | S England & S Wales | 0.9 | 158 | 158 | 158 | 158 | 158 | 158 | 158 | 158 | 158 | 158 | 158 | 158 | 158 | 158 | 158 | 158 | 158 | 158 | 158 | 158
| CHP | Midlands & N Wales | 0.9 | 428 | 428 | 428 | 428 | 428 | 428 | 428 | 428 | 428 | 428 | 428 | 428 | 428 | 428 | 428 | 428 | 428 | 428 | 428 | 428
| CHP | N England | 0.9 | 1373 | 1373 | 1373 | 1373 | 1373 | 1373 | 1373 | 1373 | 1373 | 1373 | 1373 | 1373 | 1373 | 1373 | 1373 | 1373 | 1373 | 1373 | 1373 | 1373
| CHP | S Scotland | 0.9 | 120 | 120 | 120 | 120 | 120 | 120 | 120 | 120 | 120 | 120 | 120 | 120 | 120 | 120 | 120 | 120 | 120 | 120 | 120 | 120
| CHP | N Scotland | 0.9 | 22 | 22 | 22 | 22 | 22 | 22 | 22 | 22 | 22 | 22 | 22 | 22 | 22 | 22 | 22 | 22 | 22 | 22 | 22 | 22
| Oil | S England & S Wales | 0.9 | 3442 | 3442 | 3442 | 3442 | 3442 | 3e-06 | 3e-06 | 3e-06 | 3e-06 | 3e-06 | 3e-06 | 3e-06 | 3e-06 | 3e-06 | 3e-06 | 3e-06 | 3e-06 | 3e-06 | 3e-06 | 3e-06
| Oil | Midlands & N Wales | 0.9 | 0 | 0 | 0 | 0 | 0 | 0 | 0 | 0 | 0 | 0 | 0 | 0 | 0 | 0 | 0 | 0 | 0 | 0 | 0 | 0
| Oil | N England | 0.9 | 0 | 0 | 0 | 0 | 0 | 0 | 0 | 0 | 0 | 0 | 0 | 0 | 0 | 0 | 0 | 0 | 0 | 0 | 0 | 0
| Oil | S Scotland | 0.9 | 0 | 0 | 0 | 0 | 0 | 0 | 0 | 0 | 0 | 0 | 0 | 0 | 0 | 0 | 0 | 0 | 0 | 0 | 0 | 0
| Oil | N Scotland | 0.9 | 0 | 0 | 0 | 0 | 0 | 0 | 0 | 0 | 0 | 0 | 0 | 0 | 0 | 0 | 0 | 0 | 0 | 0 | 0 | 0
| Hydro | S England & S Wales | 0.7 | 0 | 0 | 0 | 0 | 0 | 0 | 0 | 0 | 0 | 0 | 0 | 0 | 0 | 0 | 0 | 0 | 0 | 0 | 0 | 0
| Hydro | Midlands & N Wales | 0.7 | 0 | 0 | 0 | 0 | 0 | 0 | 0 | 0 | 0 | 0 | 0 | 0 | 0 | 0 | 0 | 0 | 0 | 0 | 0 | 0
| Hydro | N England | 0.7 | 0 | 0 | 0 | 0 | 0 | 0 | 0 | 0 | 0 | 0 | 0 | 0 | 0 | 0 | 0 | 0 | 0 | 0 | 0 | 0
| Hydro | S Scotland | 0.7 | 33 | 33 | 33 | 33 | 33 | 33 | 33 | 33 | 33 | 33 | 33 | 33 | 33 | 33 | 33 | 33 | 33 | 33 | 33 | 33
| Hydro | N Scotland | 0.7 | 1039 | 1039 | 1039 | 1039 | 1039 | 1039 | 1039 | 1039 | 1039 | 1039 | 1039 | 1039 | 1039 | 1039 | 1039 | 1039 | 1039 | 1039 | 1039 | 1039
| PS | S England & S Wales | 1 | 0 | 0 | 0 | 0 | 0 | 0 | 0 | 0 | 0 | 0 | 0 | 0 | 0 | 0 | 0 | 0 | 0 | 0 | 0 | 0
| PS | Midlands & N Wales | 1 | 2004 | 2004 | 2004 | 2004 | 2004 | 2004 | 2004 | 2004 | 2004 | 2004 | 2004 | 2004 | 2004 | 2004 | 2004 | 2004 | 2004 | 2004 | 2004 | 2004
| PS | N England | 1 | 0 | 0 | 0 | 0 | 0 | 0 | 0 | 0 | 0 | 0 | 0 | 0 | 0 | 0 | 0 | 0 | 0 | 0 | 0 | 0
| PS | S Scotland | 1 | 440 | 440 | 440 | 440 | 440 | 440 | 440 | 440 | 440 | 440 | 440 | 440 | 440 | 440 | 440 | 440 | 440 | 440 | 440 | 440
| PS | N Scotland | 1 | 300 | 300 | 300 | 300 | 300 | 300 | 300 | 300 | 300 | 300 | 300 | 300 | 300 | 300 | 300 | 300 | 300 | 300 | 300 | 300
| Nuclear | S England & S Wales | 0.9 | 3764 | 3764 | 3549 | 3549 | 3549 | 3549 | 3549 | 3549 | 2877 | 2877 | 4547 | 4547 | 4547 | 6217 | 7887 | 7887 | 7887 | 7887 | 7887 | 7887
| Nuclear | Midlands & N Wales | 0.9 | 890 | 890 | 2e-06 | 2e-06 | 2e-06 | 2e-06 | 2e-06 | 2e-06 | 2e-06 | 2e-06 | 1200 | 1200 | 1200 | 1200 | 1200 | 2400 | 2400 | 2400 | 2400 | 2400
| Nuclear | N England | 0.9 | 3613 | 3613 | 3613 | 3613 | 3613 | 3613 | 3613 | 3613 | 3613 | 1203 | 1203 | 1203 | 1203 | 1203 | 2803 | 2803 | 2803 | 2803 | 1600 | 1600
| Nuclear | S Scotland | 0.9 | 2289 | 2289 | 2289 | 2289 | 2289 | 2289 | 2289 | 2289 | 1215 | 1215 | 1215 | 1215 | 1215 | 1215 | 1215 | 1215 | 1215 | 1215 | 2e-06 | 2e-06
| Nuclear | N Scotland | 0.9 | 0 | 0 | 0 | 0 | 0 | 0 | 0 | 0 | 0 | 0 | 0 | 0 | 0 | 0 | 0 | 0 | 0 | 0 | 0 | 0
| CCGT | S England & S Wales | 0.9 | 16234 | 17494 | 17494 | 18294 | 19894 | 19894 | 20694 | 21494 | 22294 | 22294 | 22294 | 23094 | 24694 | 24688 | 24688 | 24688 | 24688 | 24688 | 24688 | 24688
| CCGT | Midlands & N Wales | 0.9 | 5305 | 5660 | 5660 | 6460 | 8060 | 8060 | 8060 | 8860 | 8860 | 8860 | 8860 | 8860 | 8860 | 8860 | 8860 | 8860 | 8860 | 8860 | 8860 | 8860
| CCGT | N England | 0.9 | 6103 | 6103 | 5874 | 6674 | 7474 | 7474 | 8274 | 9874 | 9874 | 9874 | 10674 | 10674 | 10674 | 9649 | 11249 | 11249 | 11249 | 11249 | 11249 | 11249
| CCGT | S Scotland | 0.9 | 2e-06 | 2e-06 | 2e-06 | 2e-06 | 2e-06 | 2e-06 | 2e-06 | 1600 | 1600 | 1600 | 2400 | 3200 | 3200 | 3200 | 3200 | 3200 | 3200 | 3200 | 3200 | 3200
| CCGT | N Scotland | 0.9 | 1180 | 1180 | 1180 | 1180 | 1180 | 1180 | 3e-06 | 3e-06 | 1600 | 1600 | 1600 | 3200 | 3200 | 4800 | 4800 | 4800 | 4800 | 4800 | 4800 | 4800
| OCGT | S England & S Wales | 0.9 | 906 | 906 | 906 | 838 | 804 | 510 | 510 | 510 | 510 | 510 | 510 | 510 | 510 | 459 | 459 | 459 | 459 | 459 | 559 | 559
| OCGT | Midlands & N Wales | 0.9 | 124 | 124 | 124 | 124 | 124 | 124 | 124 | 124 | 124 | 124 | 124 | 124 | 124 | 84 | 84 | 84 | 84 | 84 | 84 | 84
| OCGT | N England | 0.9 | 168 | 168 | 168 | 168 | 168 | 168 | 168 | 168 | 168 | 168 | 168 | 168 | 168 | 100 | 100 | 100 | 100 | 100 | 100 | 100
| OCGT | S Scotland | 0.9 | 2e-06 | 2e-06 | 2e-06 | 2e-06 | 2e-06 | 2e-06 | 2e-06 | 2e-06 | 2e-06 | 2e-06 | 2e-06 | 2e-06 | 2e-06 | 2e-06 | 2e-06 | 2e-06 | 2e-06 | 2e-06 | 200 | 200
| OCGT | N Scotland | 0.9 | 4e-06 | 4e-06 | 4e-06 | 4e-06 | 4e-06 | 4e-06 | 4e-06 | 4e-06 | 4e-06 | 4e-06 | 4e-06 | 4e-06 | 4e-06 | 4e-06 | 4e-06 | 4e-06 | 4e-06 | 4e-06 | 4e-06 | 4e-06
| Coal | S England & S Wales | 0.9 | 6385 | 4564 | 2632 | 1569 | 1569 | 1569 | 5e-06 | 5e-06 | 5e-06 | 5e-06 | 5e-06 | 5e-06 | 5e-06 | 5e-06 | 5e-06 | 5e-06 | 5e-06 | 5e-06 | 5e-06 | 5e-06
| Coal | Midlands & N Wales | 0.9 | 7866 | 6902 | 6902 | 6902 | 6902 | 6902 | 6902 | 5934 | 5934 | 3947 | 2000 | 2000 | 2000 | 5e-06 | 5e-06 | 5e-06 | 5e-06 | 5e-06 | 5e-06 | 5e-06
| Coal | N England | 0.9 | 9906 | 8930 | 8930 | 8442 | 6977.5 | 6001 | 5771 | 5771 | 5771 | 5771 | 5771 | 5771 | 3831 | 3831 | 3831 | 3831 | 3831 | 3831 | 3831 | 3831
| Coal | S Scotland | 0.9 | 3386 | 2284 | 2284 | 2284 | 1713 | 1713 | 1713 | 1713 | 1713 | 1142 | 571 | 571 | 2e-06 | 2e-06 | 2e-06 | 2e-06 | 2e-06 | 2e-06 | 2e-06 | 2e-06
| Coal | N Scotland | 0.9 | 0 | 0 | 0 | 0 | 0 | 0 | 0 | 0 | 0 | 0 | 0 | 0 | 0 | 0 | 0 | 0 | 0 | 0 | 0 | 0
| Coal + CCS | S England & S Wales | 0.9 | 0 | 0 | 0 | 0 | 0 | 0 | 0 | 0 | 0 | 0 | 0 | 0 | 0 | 0 | 0 | 0 | 0 | 0 | 0 | 0
| Coal + CCS | Midlands & N Wales | 0.9 | 1e-06 | 1e-06 | 1e-06 | 1e-06 | 1e-06 | 1e-06 | 1e-06 | 1e-06 | 1e-06 | 1e-06 | 1e-06 | 1e-06 | 1e-06 | 1e-06 | 1e-06 | 1e-06 | 1e-06 | 1e-06 | 2000 | 2000
| Coal + CCS | N England | 0.9 | 2e-06 | 2e-06 | 2e-06 | 2e-06 | 2e-06 | 800 | 800 | 800 | 800 | 800 | 800 | 800 | 800 | 800 | 800 | 800 | 800 | 800 | 800 | 800
| Coal + CCS | S Scotland | 0.9 | 2e-06 | 2e-06 | 2e-06 | 2e-06 | 300 | 300 | 300 | 300 | 300 | 300 | 300 | 300 | 300 | 300 | 300 | 300 | 300 | 300 | 300 | 300
| Coal + CCS | N Scotland | 0.9 | 0 | 0 | 0 | 0 | 0 | 0 | 0 | 0 | 0 | 0 | 0 | 0 | 0 | 0 | 0 | 0 | 0 | 0 | 0 | 0
| CCGT + CCS | S England & S Wales | 0.9 | 3e-06 | 3e-06 | 3e-06 | 3e-06 | 3e-06 | 3e-06 | 3e-06 | 3e-06 | 3e-06 | 3e-06 | 3e-06 | 3e-06 | 3e-06 | 3e-06 | 3e-06 | 3e-06 | 3e-06 | 3e-06 | 3e-06 | 3e-06
| CCGT + CCS | Midlands & N Wales | 0.9 | 0 | 0 | 0 | 0 | 0 | 0 | 0 | 0 | 0 | 0 | 0 | 0 | 0 | 0 | 0 | 0 | 0 | 0 | 0 | 0
| CCGT + CCS | N England | 0.9 | 1e-06 | 1e-06 | 1e-06 | 1e-06 | 1e-06 | 1e-06 | 1e-06 | 1e-06 | 1e-06 | 1e-06 | 1e-06 | 1e-06 | 1e-06 | 1e-06 | 1e-06 | 1e-06 | 1e-06 | 1e-06 | 1e-06 | 1e-06
| CCGT + CCS | S Scotland | 0.9 | 0 | 0 | 0 | 0 | 0 | 0 | 0 | 0 | 0 | 0 | 0 | 0 | 0 | 0 | 0 | 0 | 0 | 0 | 0 | 0
| CCGT + CCS | N Scotland | 0.9 | 0 | 0 | 0 | 0 | 0 | 0 | 0 | 0 | 0 | 0 | 0 | 0 | 0 | 0 | 0 | 0 | 0 | 0 | 0 | 0
| Onshore wind | S England & S Wales | 0.15 | 9e-06 | 32.503 | 40.5244 | 49.104 | 59.7533 | 83.0346 | 96.3993 | 111.1031 | 124.5492 | 138.0315 | 146.7472 | 156.6633 | 166.8359 | 176.8215 | 188.1959 | 200.1955 | 275.2672 | 330.6121 | 446.1821 | 491.1005
| Onshore wind | Midlands & N Wales | 0.15 | 4e-06 | 26.7651 | 33.3703 | 40.4354 | 49.2047 | 68.376 | 79.3813 | 91.4894 | 102.5617 | 113.664 | 120.841 | 129.0065 | 137.3833 | 145.6061 | 154.9725 | 164.8537 | 226.6726 | 272.2471 | 367.4148 | 404.4035
| Onshore wind | N England | 0.15 | 4e-06 | 37.2787 | 46.4785 | 56.3187 | 68.5327 | 95.2347 | 110.563 | 127.4272 | 142.8489 | 158.3122 | 168.3084 | 179.6815 | 191.3488 | 202.8016 | 215.8472 | 229.6098 | 315.7117 | 379.1883 | 511.7388 | 563.257
| Onshore wind | S Scotland | 0.15 | 2084 | 2534 | 3004 | 3551 | 3551 | 4029.6002 | 4032.8091 | 4032.8091 | 4032.8091 | 4032.8091 | 4032.8091 | 4032.8091 | 5061.6182 | 5061.6182 | 6090.4273 | 6090.4273 | 7119.2364 | 7119.2364 | 7119.2364 | 7119.2364
| Onshore wind | N Scotland | 0.15 | 1440.6136 | 1628.3056 | 1969.8231 | 2385.4663 | 2594.8564 | 2873.3268 | 3500.5112 | 3833.0898 | 4749.2147 | 4804.1762 | 5637.1226 | 5656.0184 | 6442.7732 | 6448.4789 | 7020.9817 | 7020.9817 | 7332.0261 | 7348.0645 | 7348.0645 | 7348.0645
| Onshore wind | Island wind | 0.15 | 3e-06 | 3e-06 | 3e-06 | 3e-06 | 200.6459 | 200.6459 | 401.2917 | 401.2917 | 601.9376 | 601.9376 | 802.5834 | 802.5834 | 1003.2293 | 1003.2293 | 1203.8751 | 1203.8751 | 1404.521 | 1404.521 | 1404.521 | 1404.521
| Biomass regular | S England & S Wales | 0.9 | 2e-06 | 2e-06 | 2e-06 | 2e-06 | 2e-06 | 2e-06 | 2e-06 | 2e-06 | 2e-06 | 2e-06 | 2e-06 | 2e-06 | 2e-06 | 2e-06 | 2e-06 | 2e-06 | 2e-06 | 2e-06 | 2e-06 | 2e-06
| Biomass regular | Midlands & N Wales | 0.9 | 1e-06 | 1e-06 | 1e-06 | 1e-06 | 1e-06 | 1e-06 | 1e-06 | 1e-06 | 1e-06 | 1e-06 | 1e-06 | 1e-06 | 1e-06 | 1e-06 | 1e-06 | 1e-06 | 1e-06 | 1e-06 | 1e-06 | 1e-06
| Biomass regular | N England | 0.9 | 2e-06 | 2e-06 | 2e-06 | 2e-06 | 2e-06 | 2e-06 | 2e-06 | 2e-06 | 2e-06 | 2e-06 | 2e-06 | 2e-06 | 2e-06 | 2e-06 | 2e-06 | 2e-06 | 2e-06 | 2e-06 | 2e-06 | 2e-06
| Biomass regular | S Scotland | 0.9 | 97 | 97 | 97 | 97 | 97 | 97 | 97 | 97 | 97 | 97 | 97 | 97 | 97 | 97 | 97 | 97 | 97 | 97 | 97 | 97
| Biomass regular | N Scotland | 0.9 | 0 | 0 | 0 | 0 | 0 | 0 | 0 | 0 | 0 | 0 | 0 | 0 | 0 | 0 | 0 | 0 | 0 | 0 | 0 | 0
| Offshore wind | Offshore South | 0.15 | 864 | 1405 | 1909 | 1909 | 1909 | 2779 | 3187.1081 | 3187.1081 | 5479 | 5479 | 5479 | 5479 | 5479 | 5479 | 6679 | 6929 | 7179 | 8379 | 8379 | 8379
| Offshore wind | Offshore Irish Sea | 0.15 | 551 | 784 | 784 | 784 | 784 | 1691 | 1691 | 1691 | 1691 | 1691 | 1691 | 1691 | 1691 | 1691 | 1691 | 1691 | 1691 | 1691 | 1691 | 1691
| Offshore wind | Offshore E England | 0.15 | 250 | 250 | 250 | 250 | 250 | 1145 | 2461.6667 | 2461.6667 | 3328.3333 | 4772.7778 | 4772.7778 | 4772.7778 | 5372.7778 | 6706.1111 | 6706.1111 | 6706.1111 | 9483.8889 | 10928.3333 | 10928.3333 | 10928.3333
| Offshore wind | Offshore Scotland | 0.15 | 10 | 10 | 10 | 10 | 10 | 10 | 10 | 10 | 10 | 10 | 10 | 10 | 915 | 915 | 2005 | 2005 | 2005 | 4085 | 4085 | 4085
| Wave | Offshore South | 0.3 | 0 | 0 | 0 | 0 | 0 | 0 | 0 | 0 | 0 | 0 | 0 | 0 | 0 | 0 | 0 | 0 | 0 | 0 | 0 | 0
| Wave | Offshore Irish Sea | 0.3 | 0 | 0 | 0 | 0 | 0 | 0 | 0 | 0 | 0 | 0 | 0 | 0 | 0 | 0 | 0 | 0 | 0 | 0 | 0 | 0
| Wave | Offshore E England | 0.3 | 0 | 0 | 0 | 0 | 0 | 0 | 0 | 0 | 0 | 0 | 0 | 0 | 0 | 0 | 0 | 0 | 0 | 0 | 0 | 0
| Wave | Offshore Scotland | 0.3 | 1e-06 | 1e-06 | 1e-06 | 1e-06 | 1e-06 | 1e-06 | 1e-06 | 1e-06 | 1e-06 | 450 | 450 | 450 | 450 | 450 | 600 | 600 | 700 | 800 | 800 | 800
| Tidal Stream | Offshore South | 0.3 | 2e-06 | 2e-06 | 2e-06 | 2e-06 | 2e-06 | 2e-06 | 2e-06 | 2e-06 | 2e-06 | 2e-06 | 2e-06 | 2e-06 | 2e-06 | 2e-06 | 2e-06 | 2e-06 | 300 | 500 | 1500 | 1500
| Tidal Stream | Offshore Irish Sea | 0.3 | 1e-06 | 1e-06 | 1e-06 | 1e-06 | 1e-06 | 1e-06 | 1e-06 | 1e-06 | 1e-06 | 1e-06 | 1e-06 | 1e-06 | 1e-06 | 1e-06 | 1e-06 | 1e-06 | 1e-06 | 1e-06 | 1e-06 | 1e-06
| Tidal Stream | Offshore E England | 0.3 | 0 | 0 | 0 | 0 | 0 | 0 | 0 | 0 | 0 | 0 | 0 | 0 | 0 | 0 | 0 | 0 | 0 | 0 | 0 | 0
| Tidal Stream | Offshore Scotland | 0.3 | 10 | 10 | 10 | 10 | 104 | 104 | 104 | 104 | 104 | 189 | 845 | 845 | 860 | 860 | 960 | 960 | 960 | 960 | 960 | 960
| Embedded CHP | Embedded | n/a | 4639.9231 | 4832.2308 | 5024.5385 | 5216.8462 | 5409.1538 | 5601.4615 | 5793.7692 | 5986.0769 | 6178.3846 | 6370.6923 | 6563 | 6763 | 6963 | 7163 | 7363 | 7563 | 7763 | 7963 | 8163 | 8363
| Embedded Gas | Embedded | n/a | 300 | 300 | 300 | 300 | 300 | 300 | 300 | 300 | 300 | 300 | 300 | 300 | 300 | 300 | 300 | 300 | 300 | 300 | 300 | 300
| Embedded offshore wind | Embedded | n/a | 0 | 0 | 0 | 0 | 0 | 0 | 0 | 0 | 0 | 0 | 0 | 0 | 0 | 0 | 0 | 0 | 0 | 0 | 0 | 0
| Embedded onshore wind | Embedded | n/a | 1062 | 1062 | 1062 | 1062 | 1062 | 1062 | 1062 | 1062 | 1062 | 1062 | 1062 | 1062 | 1062 | 1062 | 1062 | 1062 | 1062 | 1062 | 1062 | 1062
| Embedded biomass | Embedded | n/a | 1607.2399 | 1690.9043 | 1794.2936 | 1903.3597 | 2028.3926 | 2166.5808 | 2313.221 | 2468.3611 | 2633.3535 | 2803.5623 | 2973.8731 | 3144.2871 | 3314.8052 | 3485.4285 | 3656.1581 | 3826.9949 | 3997.9401 | 4168.9948 | 4340.1599 | 4511.4368
| Embedded tidal and wave | Embedded | n/a | 0.5 | 20.5 | 30.5 | 50.5 | 87 | 129.9 | 179.9 | 235.515 | 310.5953 | 400.5953 | 480.5953 | 548.0345 | 625.5897 | 714.7782 | 814.7782 | 914.7782 | 1014.7782 | 1114.7782 | 1214.7782 | 1314.7782
| Embedded hydro | Embedded | n/a | 541.202 | 551.202 | 561.202 | 571.202 | 581.202 | 591.202 | 620.202 | 630.202 | 640.202 | 650.202 | 660.202 | 670.202 | 680.202 | 690.202 | 700.202 | 710.202 | 720.202 | 730.202 | 740.202 | 750.202
New build (cumulative, MW)
| CHP | S England & S Wales |  | 0 | 0 | 0 | 0 | 0 | 0 | 0 | 0 | 0 | 0 | 0 | 0 | 0 | 0 | 0 | 0 | 0 | 0 | 0 | 0
| CHP | Midlands & N Wales |  | 0 | 0 | 0 | 0 | 0 | 0 | 0 | 0 | 0 | 0 | 0 | 0 | 0 | 0 | 0 | 0 | 0 | 0 | 0 | 0
| CHP | N England |  | 0 | 0 | 0 | 0 | 0 | 0 | 0 | 0 | 0 | 0 | 0 | 0 | 0 | 0 | 0 | 0 | 0 | 0 | 0 | 0
| CHP | S Scotland |  | 0 | 0 | 0 | 0 | 0 | 0 | 0 | 0 | 0 | 0 | 0 | 0 | 0 | 0 | 0 | 0 | 0 | 0 | 0 | 0
| CHP | N Scotland |  | 0 | 0 | 0 | 0 | 0 | 0 | 0 | 0 | 0 | 0 | 0 | 0 | 0 | 0 | 0 | 0 | 0 | 0 | 0 | 0
| Oil | S England & S Wales |  | 0 | 0 | 0 | 0 | 0 | 0 | 0 | 0 | 0 | 0 | 0 | 0 | 0 | 0 | 0 | 0 | 0 | 0 | 0 | 0
| Oil | Midlands & N Wales |  | 0 | 0 | 0 | 0 | 0 | 0 | 0 | 0 | 0 | 0 | 0 | 0 | 0 | 0 | 0 | 0 | 0 | 0 | 0 | 0
| Oil | N England |  | 0 | 0 | 0 | 0 | 0 | 0 | 0 | 0 | 0 | 0 | 0 | 0 | 0 | 0 | 0 | 0 | 0 | 0 | 0 | 0
| Oil | S Scotland |  | 0 | 0 | 0 | 0 | 0 | 0 | 0 | 0 | 0 | 0 | 0 | 0 | 0 | 0 | 0 | 0 | 0 | 0 | 0 | 0
| Oil | N Scotland |  | 0 | 0 | 0 | 0 | 0 | 0 | 0 | 0 | 0 | 0 | 0 | 0 | 0 | 0 | 0 | 0 | 0 | 0 | 0 | 0
| Hydro | S England & S Wales |  | 0 | 0 | 0 | 0 | 0 | 0 | 0 | 0 | 0 | 0 | 0 | 0 | 0 | 0 | 0 | 0 | 0 | 0 | 0 | 0
| Hydro | Midlands & N Wales |  | 0 | 0 | 0 | 0 | 0 | 0 | 0 | 0 | 0 | 0 | 0 | 0 | 0 | 0 | 0 | 0 | 0 | 0 | 0 | 0
| Hydro | N England |  | 0 | 0 | 0 | 0 | 0 | 0 | 0 | 0 | 0 | 0 | 0 | 0 | 0 | 0 | 0 | 0 | 0 | 0 | 0 | 0
| Hydro | S Scotland |  | 0 | 0 | 0 | 0 | 0 | 0 | 0 | 0 | 0 | 0 | 0 | 0 | 0 | 0 | 0 | 0 | 0 | 0 | 0 | 0
| Hydro | N Scotland |  | 0 | 0 | 0 | 0 | 0 | 0 | 0 | 0 | 0 | 0 | 0 | 0 | 0 | 0 | 0 | 0 | 0 | 0 | 0 | 0
| PS | S England & S Wales |  | 0 | 0 | 0 | 0 | 0 | 0 | 0 | 0 | 0 | 0 | 0 | 0 | 0 | 0 | 0 | 0 | 0 | 0 | 0 | 0
| PS | Midlands & N Wales |  | 0 | 0 | 0 | 0 | 0 | 0 | 0 | 0 | 0 | 0 | 0 | 0 | 0 | 0 | 0 | 0 | 0 | 0 | 0 | 0
| PS | N England |  | 0 | 0 | 0 | 0 | 0 | 0 | 0 | 0 | 0 | 0 | 0 | 0 | 0 | 0 | 0 | 0 | 0 | 0 | 0 | 0
| PS | S Scotland |  | 0 | 0 | 0 | 0 | 0 | 0 | 0 | 0 | 0 | 0 | 0 | 0 | 0 | 0 | 0 | 0 | 0 | 0 | 0 | 0
| PS | N Scotland |  | 0 | 0 | 0 | 0 | 0 | 0 | 0 | 0 | 0 | 0 | 0 | 0 | 0 | 0 | 0 | 0 | 0 | 0 | 0 | 0
| Nuclear | S England & S Wales |  | 0 | 0 | 0 | 0 | 0 | 0 | 0 | 0 | 1670 | 1670 | 3340 | 3340 | 3340 | 5010 | 6680 | 6680 | 6680 | 6680 | 6680 | 6680
| Nuclear | Midlands & N Wales |  | 0 | 0 | 0 | 0 | 0 | 0 | 0 | 0 | 0 | 0 | 1200 | 1200 | 1200 | 1200 | 1200 | 2400 | 2400 | 2400 | 2400 | 2400
| Nuclear | N England |  | 0 | 0 | 0 | 0 | 0 | 0 | 0 | 0 | 0 | 0 | 0 | 0 | 0 | 0 | 1600 | 1600 | 1600 | 1600 | 1600 | 1600
| Nuclear | S Scotland |  | 0 | 0 | 0 | 0 | 0 | 0 | 0 | 0 | 0 | 0 | 0 | 0 | 0 | 0 | 0 | 0 | 0 | 0 | 0 | 0
| Nuclear | N Scotland |  | 0 | 0 | 0 | 0 | 0 | 0 | 0 | 0 | 0 | 0 | 0 | 0 | 0 | 0 | 0 | 0 | 0 | 0 | 0 | 0
| CCGT | S England & S Wales |  | 0 | 1260 | 1260 | 2060 | 3660 | 3660 | 4460 | 5260 | 6060 | 6060 | 6060 | 6860 | 8460 | 9260 | 9260 | 9260 | 9260 | 9260 | 9260 | 9260
| CCGT | Midlands & N Wales |  | 0 | 870 | 870 | 1670 | 3270 | 3270 | 3270 | 4070 | 4070 | 4070 | 4070 | 4070 | 4070 | 4070 | 4070 | 4070 | 4070 | 4070 | 4070 | 4070
| CCGT | N England |  | 0 | 0 | 0 | 800 | 1600 | 1600 | 2400 | 4000 | 4000 | 4000 | 4800 | 4800 | 4800 | 5600 | 7200 | 7200 | 7200 | 7200 | 7200 | 7200
| CCGT | S Scotland |  | 0 | 0 | 0 | 0 | 0 | 0 | 0 | 1600 | 1600 | 1600 | 2400 | 3200 | 3200 | 3200 | 3200 | 3200 | 3200 | 3200 | 3200 | 3200
| CCGT | N Scotland |  | 0 | 0 | 0 | 0 | 0 | 0 | 0 | 0 | 1600 | 1600 | 1600 | 3200 | 3200 | 4800 | 4800 | 4800 | 4800 | 4800 | 4800 | 4800
| OCGT | S England & S Wales |  | 0 | 0 | 0 | 0 | 0 | 0 | 0 | 0 | 0 | 0 | 0 | 0 | 0 | 0 | 0 | 0 | 0 | 0 | 100 | 100
| OCGT | Midlands & N Wales |  | 0 | 0 | 0 | 0 | 0 | 0 | 0 | 0 | 0 | 0 | 0 | 0 | 0 | 0 | 0 | 0 | 0 | 0 | 0 | 0
| OCGT | N England |  | 0 | 0 | 0 | 0 | 0 | 0 | 0 | 0 | 0 | 0 | 0 | 0 | 0 | 0 | 0 | 0 | 0 | 0 | 0 | 0
| OCGT | S Scotland |  | 0 | 0 | 0 | 0 | 0 | 0 | 0 | 0 | 0 | 0 | 0 | 0 | 0 | 0 | 0 | 0 | 0 | 0 | 200 | 200
| OCGT | N Scotland |  | 0 | 0 | 0 | 0 | 0 | 0 | 0 | 0 | 0 | 0 | 0 | 0 | 0 | 0 | 0 | 0 | 0 | 0 | 0 | 0
| Coal | S England & S Wales |  | 0 | 0 | 0 | 0 | 0 | 0 | 0 | 0 | 0 | 0 | 0 | 0 | 0 | 0 | 0 | 0 | 0 | 0 | 0 | 0
| Coal | Midlands & N Wales |  | 0 | 0 | 0 | 0 | 0 | 0 | 0 | 0 | 0 | 0 | 0 | 0 | 0 | 0 | 0 | 0 | 0 | 0 | 0 | 0
| Coal | N England |  | 0 | 0 | 0 | 0 | 0 | 0 | 0 | 0 | 0 | 0 | 0 | 0 | 0 | 0 | 0 | 0 | 0 | 0 | 0 | 0
| Coal | S Scotland |  | 0 | 0 | 0 | 0 | 0 | 0 | 0 | 0 | 0 | 0 | 0 | 0 | 0 | 0 | 0 | 0 | 0 | 0 | 0 | 0
| Coal | N Scotland |  | 0 | 0 | 0 | 0 | 0 | 0 | 0 | 0 | 0 | 0 | 0 | 0 | 0 | 0 | 0 | 0 | 0 | 0 | 0 | 0
| Coal + CCS | S England & S Wales |  | 0 | 0 | 0 | 0 | 0 | 0 | 0 | 0 | 0 | 0 | 0 | 0 | 0 | 0 | 0 | 0 | 0 | 0 | 0 | 0
| Coal + CCS | Midlands & N Wales |  | 0 | 0 | 0 | 0 | 0 | 0 | 0 | 0 | 0 | 0 | 0 | 0 | 0 | 0 | 0 | 0 | 0 | 0 | 2000 | 2000
| Coal + CCS | N England |  | 0 | 0 | 0 | 0 | 0 | 800 | 800 | 800 | 800 | 800 | 800 | 800 | 800 | 800 | 800 | 800 | 800 | 800 | 800 | 800
| Coal + CCS | S Scotland |  | 0 | 0 | 0 | 0 | 300 | 300 | 300 | 300 | 300 | 300 | 300 | 300 | 300 | 300 | 300 | 300 | 300 | 300 | 300 | 300
| Coal + CCS | N Scotland |  | 0 | 0 | 0 | 0 | 0 | 0 | 0 | 0 | 0 | 0 | 0 | 0 | 0 | 0 | 0 | 0 | 0 | 0 | 0 | 0
| CCGT + CCS | S England & S Wales |  | 0 | 0 | 0 | 0 | 0 | 0 | 0 | 0 | 0 | 0 | 0 | 0 | 0 | 0 | 0 | 0 | 0 | 0 | 0 | 0
| CCGT + CCS | Midlands & N Wales |  | 0 | 0 | 0 | 0 | 0 | 0 | 0 | 0 | 0 | 0 | 0 | 0 | 0 | 0 | 0 | 0 | 0 | 0 | 0 | 0
| CCGT + CCS | N England |  | 0 | 0 | 0 | 0 | 0 | 0 | 0 | 0 | 0 | 0 | 0 | 0 | 0 | 0 | 0 | 0 | 0 | 0 | 0 | 0
| CCGT + CCS | S Scotland |  | 0 | 0 | 0 | 0 | 0 | 0 | 0 | 0 | 0 | 0 | 0 | 0 | 0 | 0 | 0 | 0 | 0 | 0 | 0 | 0
| CCGT + CCS | N Scotland |  | 0 | 0 | 0 | 0 | 0 | 0 | 0 | 0 | 0 | 0 | 0 | 0 | 0 | 0 | 0 | 0 | 0 | 0 | 0 | 0
| Onshore wind | S England & S Wales |  | 0 | 32.503 | 40.5244 | 49.104 | 59.7533 | 83.0346 | 96.3993 | 111.1031 | 124.5491 | 138.0315 | 146.7471 | 156.6632 | 166.8359 | 176.8215 | 188.1959 | 200.1955 | 275.2672 | 330.6121 | 446.1821 | 491.1005
| Onshore wind | Midlands & N Wales |  | 0 | 26.7651 | 33.3703 | 40.4354 | 49.2047 | 68.376 | 79.3813 | 91.4894 | 102.5617 | 113.6639 | 120.841 | 129.0065 | 137.3833 | 145.6061 | 154.9725 | 164.8537 | 226.6726 | 272.2471 | 367.4148 | 404.4035
| Onshore wind | N England |  | 0 | 37.2786 | 46.4785 | 56.3187 | 68.5327 | 95.2347 | 110.563 | 127.4272 | 142.8489 | 158.3122 | 168.3084 | 179.6815 | 191.3488 | 202.8016 | 215.8472 | 229.6098 | 315.7117 | 379.1883 | 511.7388 | 563.257
| Onshore wind | S Scotland |  | 0 | 450 | 920 | 1467 | 1467 | 1945.6002 | 1948.8091 | 1948.8091 | 1948.8091 | 1948.8091 | 1948.8091 | 1948.8091 | 2977.6182 | 2977.6182 | 4006.4273 | 4006.4273 | 5035.2364 | 5035.2364 | 5035.2364 | 5035.2364
| Onshore wind | N Scotland |  | -3e-06 | 187.6921 | 529.2095 | 944.8527 | 1154.2428 | 1432.7132 | 2059.8976 | 2392.4762 | 3308.6011 | 3363.5626 | 4196.509 | 4215.4048 | 5002.1596 | 5007.8653 | 5580.3681 | 5580.3681 | 5891.4126 | 5907.4509 | 5907.4509 | 5907.4509
| Onshore wind | Island wind |  | 3e-06 | 3e-06 | 3e-06 | 3e-06 | 200.6459 | 200.6459 | 401.2917 | 401.2917 | 601.9376 | 601.9376 | 802.5834 | 802.5834 | 1003.2293 | 1003.2293 | 1203.8751 | 1203.8751 | 1404.521 | 1404.521 | 1404.521 | 1404.521
| Biomass regular | S England & S Wales |  | 0 | 0 | 0 | 0 | 0 | 0 | 0 | 0 | 0 | 0 | 0 | 0 | 0 | 0 | 0 | 0 | 0 | 0 | 0 | 0
| Biomass regular | Midlands & N Wales |  | 0 | 0 | 0 | 0 | 0 | 0 | 0 | 0 | 0 | 0 | 0 | 0 | 0 | 0 | 0 | 0 | 0 | 0 | 0 | 0
| Biomass regular | N England |  | 0 | 0 | 0 | 0 | 0 | 0 | 0 | 0 | 0 | 0 | 0 | 0 | 0 | 0 | 0 | 0 | 0 | 0 | 0 | 0
| Biomass regular | S Scotland |  | 0 | 0 | 0 | 0 | 0 | 0 | 0 | 0 | 0 | 0 | 0 | 0 | 0 | 0 | 0 | 0 | 0 | 0 | 0 | 0
| Biomass regular | N Scotland |  | 0 | 0 | 0 | 0 | 0 | 0 | 0 | 0 | 0 | 0 | 0 | 0 | 0 | 0 | 0 | 0 | 0 | 0 | 0 | 0
| Offshore wind | Offshore South |  | 0 | 541 | 1045 | 1045 | 1045 | 1915 | 2323.1081 | 2323.1081 | 4615 | 4615 | 4615 | 4615 | 4615 | 4615 | 5815 | 6065 | 6315 | 7515 | 7515 | 7515
| Offshore wind | Offshore Irish Sea |  | 0 | 233 | 233 | 233 | 233 | 1140 | 1140 | 1140 | 1140 | 1140 | 1140 | 1140 | 1140 | 1140 | 1140 | 1140 | 1140 | 1140 | 1140 | 1140
| Offshore wind | Offshore E England |  | 0 | 0 | 0 | 0 | 0 | 895 | 2211.6667 | 2211.6667 | 3078.3333 | 4522.7778 | 4522.7778 | 4522.7778 | 5122.7778 | 6456.1111 | 6456.1111 | 6456.1111 | 9233.8889 | 10678.3333 | 10678.3333 | 10678.3333
| Offshore wind | Offshore Scotland |  | 0 | 0 | 0 | 0 | 0 | 0 | 0 | 0 | 0 | 0 | 0 | 0 | 905 | 905 | 1995 | 1995 | 1995 | 4075 | 4075 | 4075
| Wave | Offshore South |  | 0 | 0 | 0 | 0 | 0 | 0 | 0 | 0 | 0 | 0 | 0 | 0 | 0 | 0 | 0 | 0 | 0 | 0 | 0 | 0
| Wave | Offshore Irish Sea |  | 0 | 0 | 0 | 0 | 0 | 0 | 0 | 0 | 0 | 0 | 0 | 0 | 0 | 0 | 0 | 0 | 0 | 0 | 0 | 0
| Wave | Offshore E England |  | 0 | 0 | 0 | 0 | 0 | 0 | 0 | 0 | 0 | 0 | 0 | 0 | 0 | 0 | 0 | 0 | 0 | 0 | 0 | 0
| Wave | Offshore Scotland |  | 0 | 0 | 0 | 0 | 0 | 0 | 0 | 0 | 0 | 450 | 450 | 450 | 450 | 450 | 600 | 600 | 700 | 800 | 800 | 800
| Tidal Stream | Offshore South |  | 0 | 0 | 0 | 0 | 0 | 0 | 0 | 0 | 0 | 0 | 0 | 0 | 0 | 0 | 0 | 0 | 300 | 500 | 1500 | 1500
| Tidal Stream | Offshore Irish Sea |  | 0 | 0 | 0 | 0 | 0 | 0 | 0 | 0 | 0 | 0 | 0 | 0 | 0 | 0 | 0 | 0 | 0 | 0 | 0 | 0
| Tidal Stream | Offshore E England |  | 0 | 0 | 0 | 0 | 0 | 0 | 0 | 0 | 0 | 0 | 0 | 0 | 0 | 0 | 0 | 0 | 0 | 0 | 0 | 0
| Tidal Stream | Offshore Scotland |  | 0 | 0 | 0 | 0 | 94 | 94 | 94 | 94 | 94 | 179 | 835 | 835 | 850 | 850 | 950 | 950 | 950 | 950 | 950 | 950
| Embedded CHP | Embedded |  | 0 | 192.3077 | 384.6154 | 576.9231 | 769.2308 | 961.5385 | 1153.8462 | 1346.1538 | 1538.4615 | 1730.7692 | 1923.0769 | 2123.0769 | 2323.0769 | 2523.0769 | 2723.0769 | 2923.0769 | 3123.0769 | 3323.0769 | 3523.0769 | 3723.0769
| Embedded Gas | Embedded |  | 0 | 0 | 0 | 0 | 0 | 0 | 0 | 0 | 0 | 0 | 0 | 0 | 0 | 0 | 0 | 0 | 0 | 0 | 0 | 0
| Embedded offshore wind | Embedded |  | 0 | 0 | 0 | 0 | 0 | 0 | 0 | 0 | 0 | 0 | 0 | 0 | 0 | 0 | 0 | 0 | 0 | 0 | 0 | 0
| Embedded onshore wind | Embedded |  | 0 | 0 | 0 | 0 | 0 | 0 | 0 | 0 | 0 | 0 | 0 | 0 | 0 | 0 | 0 | 0 | 0 | 0 | 0 | 0
| Embedded biomass | Embedded |  | 0 | 83.6644 | 187.0537 | 296.1199 | 421.1527 | 559.341 | 705.9811 | 861.1212 | 1026.1136 | 1196.3224 | 1366.6332 | 1537.0472 | 1707.5653 | 1878.1886 | 2048.9182 | 2219.755 | 2390.7002 | 2561.7549 | 2732.9201 | 2904.1969
| Embedded tidal and wave | Embedded |  | 0 | 20 | 30 | 50 | 86.5 | 129.4 | 179.4 | 235.015 | 310.0953 | 400.0953 | 480.0953 | 547.5345 | 625.0897 | 714.2782 | 814.2782 | 914.2782 | 1014.2782 | 1114.2782 | 1214.2782 | 1314.2782
| Embedded hydro | Embedded |  | 0 | 10 | 20 | 30 | 40 | 50 | 79 | 89 | 99 | 109 | 119 | 129 | 139 | 149 | 159 | 169 | 179 | 189 | 199 | 209
Retirements (cumulative, MW)
| CHP | S England & S Wales |  | 0 | 0 | 0 | 0 | 0 | 0 | 0 | 0 | 0 | 0 | 0 | 0 | 0 | 0 | 0 | 0 | 0 | 0 | 0 | 0
| CHP | Midlands & N Wales |  | 0 | 0 | 0 | 0 | 0 | 0 | 0 | 0 | 0 | 0 | 0 | 0 | 0 | 0 | 0 | 0 | 0 | 0 | 0 | 0
| CHP | N England |  | 0 | 0 | 0 | 0 | 0 | 0 | 0 | 0 | 0 | 0 | 0 | 0 | 0 | 0 | 0 | 0 | 0 | 0 | 0 | 0
| CHP | S Scotland |  | 0 | 0 | 0 | 0 | 0 | 0 | 0 | 0 | 0 | 0 | 0 | 0 | 0 | 0 | 0 | 0 | 0 | 0 | 0 | 0
| CHP | N Scotland |  | 0 | 0 | 0 | 0 | 0 | 0 | 0 | 0 | 0 | 0 | 0 | 0 | 0 | 0 | 0 | 0 | 0 | 0 | 0 | 0
| Oil | S England & S Wales |  | 0 | 0 | 0 | 0 | 0 | -3442 | -3442 | -3442 | -3442 | -3442 | -3442 | -3442 | -3442 | -3442 | -3442 | -3442 | -3442 | -3442 | -3442 | -3442
| Oil | Midlands & N Wales |  | 0 | 0 | 0 | 0 | 0 | 0 | 0 | 0 | 0 | 0 | 0 | 0 | 0 | 0 | 0 | 0 | 0 | 0 | 0 | 0
| Oil | N England |  | 0 | 0 | 0 | 0 | 0 | 0 | 0 | 0 | 0 | 0 | 0 | 0 | 0 | 0 | 0 | 0 | 0 | 0 | 0 | 0
| Oil | S Scotland |  | 0 | 0 | 0 | 0 | 0 | 0 | 0 | 0 | 0 | 0 | 0 | 0 | 0 | 0 | 0 | 0 | 0 | 0 | 0 | 0
| Oil | N Scotland |  | 0 | 0 | 0 | 0 | 0 | 0 | 0 | 0 | 0 | 0 | 0 | 0 | 0 | 0 | 0 | 0 | 0 | 0 | 0 | 0
| Hydro | S England & S Wales |  | 0 | 0 | 0 | 0 | 0 | 0 | 0 | 0 | 0 | 0 | 0 | 0 | 0 | 0 | 0 | 0 | 0 | 0 | 0 | 0
| Hydro | Midlands & N Wales |  | 0 | 0 | 0 | 0 | 0 | 0 | 0 | 0 | 0 | 0 | 0 | 0 | 0 | 0 | 0 | 0 | 0 | 0 | 0 | 0
| Hydro | N England |  | 0 | 0 | 0 | 0 | 0 | 0 | 0 | 0 | 0 | 0 | 0 | 0 | 0 | 0 | 0 | 0 | 0 | 0 | 0 | 0
| Hydro | S Scotland |  | 0 | 0 | 0 | 0 | 0 | 0 | 0 | 0 | 0 | 0 | 0 | 0 | 0 | 0 | 0 | 0 | 0 | 0 | 0 | 0
| Hydro | N Scotland |  | 0 | 0 | 0 | 0 | 0 | 0 | 0 | 0 | 0 | 0 | 0 | 0 | 0 | 0 | 0 | 0 | 0 | 0 | 0 | 0
| PS | S England & S Wales |  | 0 | 0 | 0 | 0 | 0 | 0 | 0 | 0 | 0 | 0 | 0 | 0 | 0 | 0 | 0 | 0 | 0 | 0 | 0 | 0
| PS | Midlands & N Wales |  | 0 | 0 | 0 | 0 | 0 | 0 | 0 | 0 | 0 | 0 | 0 | 0 | 0 | 0 | 0 | 0 | 0 | 0 | 0 | 0
| PS | N England |  | 0 | 0 | 0 | 0 | 0 | 0 | 0 | 0 | 0 | 0 | 0 | 0 | 0 | 0 | 0 | 0 | 0 | 0 | 0 | 0
| PS | S Scotland |  | 0 | 0 | 0 | 0 | 0 | 0 | 0 | 0 | 0 | 0 | 0 | 0 | 0 | 0 | 0 | 0 | 0 | 0 | 0 | 0
| PS | N Scotland |  | 0 | 0 | 0 | 0 | 0 | 0 | 0 | 0 | 0 | 0 | 0 | 0 | 0 | 0 | 0 | 0 | 0 | 0 | 0 | 0
| Nuclear | S England & S Wales |  | 0 | 0 | -215 | -215 | -215 | -215 | -215 | -215 | -2557 | -2557 | -2557 | -2557 | -2557 | -2557 | -2557 | -2557 | -2557 | -2557 | -2557 | -2557
| Nuclear | Midlands & N Wales |  | 0 | 0 | -890 | -890 | -890 | -890 | -890 | -890 | -890 | -890 | -890 | -890 | -890 | -890 | -890 | -890 | -890 | -890 | -890 | -890
| Nuclear | N England |  | 0 | 0 | 0 | 0 | 0 | 0 | 0 | 0 | 0 | -2410 | -2410 | -2410 | -2410 | -2410 | -2410 | -2410 | -2410 | -2410 | -3613 | -3613
| Nuclear | S Scotland |  | 0 | 0 | 0 | 0 | 0 | 0 | 0 | 0 | -1074 | -1074 | -1074 | -1074 | -1074 | -1074 | -1074 | -1074 | -1074 | -1074 | -2289 | -2289
| Nuclear | N Scotland |  | 0 | 0 | 0 | 0 | 0 | 0 | 0 | 0 | 0 | 0 | 0 | 0 | 0 | 0 | 0 | 0 | 0 | 0 | 0 | 0
| CCGT | S England & S Wales |  | 0 | 0 | 0 | 0 | 0 | 0 | 0 | 0 | 0 | 0 | 0 | 0 | 0 | -806 | -806 | -806 | -806 | -806 | -806 | -806
| CCGT | Midlands & N Wales |  | 0 | -515 | -515 | -515 | -515 | -515 | -515 | -515 | -515 | -515 | -515 | -515 | -515 | -515 | -515 | -515 | -515 | -515 | -515 | -515
| CCGT | N England |  | 0 | 0 | -229 | -229 | -229 | -229 | -229 | -229 | -229 | -229 | -229 | -229 | -229 | -2054 | -2054 | -2054 | -2054 | -2054 | -2054 | -2054
| CCGT | S Scotland |  | 0 | 0 | 0 | 0 | 0 | 0 | 0 | 0 | 0 | 0 | 0 | 0 | 0 | 0 | 0 | 0 | 0 | 0 | 0 | 0
| CCGT | N Scotland |  | 0 | 0 | 0 | 0 | 0 | 0 | -1180 | -1180 | -1180 | -1180 | -1180 | -1180 | -1180 | -1180 | -1180 | -1180 | -1180 | -1180 | -1180 | -1180
| OCGT | S England & S Wales |  | 0 | 0 | 0 | -68 | -102 | -396 | -396 | -396 | -396 | -396 | -396 | -396 | -396 | -447 | -447 | -447 | -447 | -447 | -447 | -447
| OCGT | Midlands & N Wales |  | 0 | 0 | 0 | 0 | 0 | 0 | 0 | 0 | 0 | 0 | 0 | 0 | 0 | -40 | -40 | -40 | -40 | -40 | -40 | -40
| OCGT | N England |  | 0 | 0 | 0 | 0 | 0 | 0 | 0 | 0 | 0 | 0 | 0 | 0 | 0 | -68 | -68 | -68 | -68 | -68 | -68 | -68
| OCGT | S Scotland |  | 0 | 0 | 0 | 0 | 0 | 0 | 0 | 0 | 0 | 0 | 0 | 0 | 0 | 0 | 0 | 0 | 0 | 0 | 0 | 0
| OCGT | N Scotland |  | 0 | 0 | 0 | 0 | 0 | 0 | 0 | 0 | 0 | 0 | 0 | 0 | 0 | 0 | 0 | 0 | 0 | 0 | 0 | 0
| Coal | S England & S Wales |  | 0 | -1821 | -3753 | -4816 | -4816 | -4816 | -6385 | -6385 | -6385 | -6385 | -6385 | -6385 | -6385 | -6385 | -6385 | -6385 | -6385 | -6385 | -6385 | -6385
| Coal | Midlands & N Wales |  | 0 | -964 | -964 | -964 | -964 | -964 | -964 | -1932 | -1932 | -3919 | -5866 | -5866 | -5866 | -7866 | -7866 | -7866 | -7866 | -7866 | -7866 | -7866
| Coal | N England |  | 0 | -976 | -976 | -1464 | -2928.5 | -3905 | -4135 | -4135 | -4135 | -4135 | -4135 | -4135 | -6075 | -6075 | -6075 | -6075 | -6075 | -6075 | -6075 | -6075
| Coal | S Scotland |  | 0 | -1102 | -1102 | -1102 | -1673 | -1673 | -1673 | -1673 | -1673 | -2244 | -2815 | -2815 | -3386 | -3386 | -3386 | -3386 | -3386 | -3386 | -3386 | -3386
| Coal | N Scotland |  | 0 | 0 | 0 | 0 | 0 | 0 | 0 | 0 | 0 | 0 | 0 | 0 | 0 | 0 | 0 | 0 | 0 | 0 | 0 | 0
| Coal + CCS | S England & S Wales |  | 0 | 0 | 0 | 0 | 0 | 0 | 0 | 0 | 0 | 0 | 0 | 0 | 0 | 0 | 0 | 0 | 0 | 0 | 0 | 0
| Coal + CCS | Midlands & N Wales |  | 0 | 0 | 0 | 0 | 0 | 0 | 0 | 0 | 0 | 0 | 0 | 0 | 0 | 0 | 0 | 0 | 0 | 0 | 0 | 0
| Coal + CCS | N England |  | 0 | 0 | 0 | 0 | 0 | 0 | 0 | 0 | 0 | 0 | 0 | 0 | 0 | 0 | 0 | 0 | 0 | 0 | 0 | 0
| Coal + CCS | S Scotland |  | 0 | 0 | 0 | 0 | 0 | 0 | 0 | 0 | 0 | 0 | 0 | 0 | 0 | 0 | 0 | 0 | 0 | 0 | 0 | 0
| Coal + CCS | N Scotland |  | 0 | 0 | 0 | 0 | 0 | 0 | 0 | 0 | 0 | 0 | 0 | 0 | 0 | 0 | 0 | 0 | 0 | 0 | 0 | 0
| CCGT + CCS | S England & S Wales |  | 0 | 0 | 0 | 0 | 0 | 0 | 0 | 0 | 0 | 0 | 0 | 0 | 0 | 0 | 0 | 0 | 0 | 0 | 0 | 0
| CCGT + CCS | Midlands & N Wales |  | 0 | 0 | 0 | 0 | 0 | 0 | 0 | 0 | 0 | 0 | 0 | 0 | 0 | 0 | 0 | 0 | 0 | 0 | 0 | 0
| CCGT + CCS | N England |  | 0 | 0 | 0 | 0 | 0 | 0 | 0 | 0 | 0 | 0 | 0 | 0 | 0 | 0 | 0 | 0 | 0 | 0 | 0 | 0
| CCGT + CCS | S Scotland |  | 0 | 0 | 0 | 0 | 0 | 0 | 0 | 0 | 0 | 0 | 0 | 0 | 0 | 0 | 0 | 0 | 0 | 0 | 0 | 0
| CCGT + CCS | N Scotland |  | 0 | 0 | 0 | 0 | 0 | 0 | 0 | 0 | 0 | 0 | 0 | 0 | 0 | 0 | 0 | 0 | 0 | 0 | 0 | 0
| Onshore wind | S England & S Wales |  | 0 | 0 | 0 | 0 | 0 | 0 | 0 | 0 | 0 | 0 | 0 | 0 | 0 | 0 | 0 | 0 | 0 | 0 | 0 | 0
| Onshore wind | Midlands & N Wales |  | 0 | 0 | 0 | 0 | 0 | 0 | 0 | 0 | 0 | 0 | 0 | 0 | 0 | 0 | 0 | 0 | 0 | 0 | 0 | 0
| Onshore wind | N England |  | 0 | 0 | 0 | 0 | 0 | 0 | 0 | 0 | 0 | 0 | 0 | 0 | 0 | 0 | 0 | 0 | 0 | 0 | 0 | 0
| Onshore wind | S Scotland |  | 0 | 0 | 0 | 0 | 0 | 0 | 0 | 0 | 0 | 0 | 0 | 0 | 0 | 0 | 0 | 0 | 0 | 0 | 0 | 0
| Onshore wind | N Scotland |  | 0 | 0 | 0 | 0 | 0 | 0 | 0 | 0 | 0 | 0 | 0 | 0 | 0 | 0 | 0 | 0 | 0 | 0 | 0 | 0
| Onshore wind | Island wind |  | 0 | 0 | 0 | 0 | 0 | 0 | 0 | 0 | 0 | 0 | 0 | 0 | 0 | 0 | 0 | 0 | 0 | 0 | 0 | 0
| Biomass regular | S England & S Wales |  | 0 | 0 | 0 | 0 | 0 | 0 | 0 | 0 | 0 | 0 | 0 | 0 | 0 | 0 | 0 | 0 | 0 | 0 | 0 | 0
| Biomass regular | Midlands & N Wales |  | 0 | 0 | 0 | 0 | 0 | 0 | 0 | 0 | 0 | 0 | 0 | 0 | 0 | 0 | 0 | 0 | 0 | 0 | 0 | 0
| Biomass regular | N England |  | 0 | 0 | 0 | 0 | 0 | 0 | 0 | 0 | 0 | 0 | 0 | 0 | 0 | 0 | 0 | 0 | 0 | 0 | 0 | 0
| Biomass regular | S Scotland |  | 0 | 0 | 0 | 0 | 0 | 0 | 0 | 0 | 0 | 0 | 0 | 0 | 0 | 0 | 0 | 0 | 0 | 0 | 0 | 0
| Biomass regular | N Scotland |  | 0 | 0 | 0 | 0 | 0 | 0 | 0 | 0 | 0 | 0 | 0 | 0 | 0 | 0 | 0 | 0 | 0 | 0 | 0 | 0
| Offshore wind | Offshore South |  | 0 | 0 | 0 | 0 | 0 | 0 | 0 | 0 | 0 | 0 | 0 | 0 | 0 | 0 | 0 | 0 | 0 | 0 | 0 | 0
| Offshore wind | Offshore Irish Sea |  | 0 | 0 | 0 | 0 | 0 | 0 | 0 | 0 | 0 | 0 | 0 | 0 | 0 | 0 | 0 | 0 | 0 | 0 | 0 | 0
| Offshore wind | Offshore E England |  | 0 | 0 | 0 | 0 | 0 | 0 | 0 | 0 | 0 | 0 | 0 | 0 | 0 | 0 | 0 | 0 | 0 | 0 | 0 | 0
| Offshore wind | Offshore Scotland |  | 0 | 0 | 0 | 0 | 0 | 0 | 0 | 0 | 0 | 0 | 0 | 0 | 0 | 0 | 0 | 0 | 0 | 0 | 0 | 0
| Wave | Offshore South |  | 0 | 0 | 0 | 0 | 0 | 0 | 0 | 0 | 0 | 0 | 0 | 0 | 0 | 0 | 0 | 0 | 0 | 0 | 0 | 0
| Wave | Offshore Irish Sea |  | 0 | 0 | 0 | 0 | 0 | 0 | 0 | 0 | 0 | 0 | 0 | 0 | 0 | 0 | 0 | 0 | 0 | 0 | 0 | 0
| Wave | Offshore E England |  | 0 | 0 | 0 | 0 | 0 | 0 | 0 | 0 | 0 | 0 | 0 | 0 | 0 | 0 | 0 | 0 | 0 | 0 | 0 | 0
| Wave | Offshore Scotland |  | 0 | 0 | 0 | 0 | 0 | 0 | 0 | 0 | 0 | 0 | 0 | 0 | 0 | 0 | 0 | 0 | 0 | 0 | 0 | 0
| Tidal Stream | Offshore South |  | 0 | 0 | 0 | 0 | 0 | 0 | 0 | 0 | 0 | 0 | 0 | 0 | 0 | 0 | 0 | 0 | 0 | 0 | 0 | 0
| Tidal Stream | Offshore Irish Sea |  | 0 | 0 | 0 | 0 | 0 | 0 | 0 | 0 | 0 | 0 | 0 | 0 | 0 | 0 | 0 | 0 | 0 | 0 | 0 | 0
| Tidal Stream | Offshore E England |  | 0 | 0 | 0 | 0 | 0 | 0 | 0 | 0 | 0 | 0 | 0 | 0 | 0 | 0 | 0 | 0 | 0 | 0 | 0 | 0
| Tidal Stream | Offshore Scotland |  | 0 | 0 | 0 | 0 | 0 | 0 | 0 | 0 | 0 | 0 | 0 | 0 | 0 | 0 | 0 | 0 | 0 | 0 | 0 | 0
| Embedded CHP | Embedded |  | 0 | 0 | 0 | 0 | 0 | 0 | 0 | 0 | 0 | 0 | 0 | 0 | 0 | 0 | 0 | 0 | 0 | 0 | 0 | 0
| Embedded Gas | Embedded |  | 0 | 0 | 0 | 0 | 0 | 0 | 0 | 0 | 0 | 0 | 0 | 0 | 0 | 0 | 0 | 0 | 0 | 0 | 0 | 0
| Embedded offshore wind | Embedded |  | 0 | 0 | 0 | 0 | 0 | 0 | 0 | 0 | 0 | 0 | 0 | 0 | 0 | 0 | 0 | 0 | 0 | 0 | 0 | 0
| Embedded onshore wind | Embedded |  | 0 | 0 | 0 | 0 | 0 | 0 | 0 | 0 | 0 | 0 | 0 | 0 | 0 | 0 | 0 | 0 | 0 | 0 | 0 | 0
| Embedded biomass | Embedded |  | 0 | 0 | 0 | 0 | 0 | 0 | 0 | 0 | 0 | 0 | 0 | 0 | 0 | 0 | 0 | 0 | 0 | 0 | 0 | 0
| Embedded tidal and wave | Embedded |  | 0 | 0 | 0 | 0 | 0 | 0 | 0 | 0 | 0 | 0 | 0 | 0 | 0 | 0 | 0 | 0 | 0 | 0 | 0 | 0
| Embedded hydro | Embedded |  | 0 | 0 | 0 | 0 | 0 | 0 | 0 | 0 | 0 | 0 | 0 | 0 | 0 | 0 | 0 | 0 | 0 | 0 | 0 | 0
Generation (TWh)
| CHP | S England & S Wales |  | 0 | 0 | 0 | 0 | 0 | 0.0632 | 0 | 0 | 0 | 0 | 0 | 0 | 0 | 0 | 0 | 0 | 0 | 0 | 0 | 0
| CHP | Midlands & N Wales |  | 1421.3343 | 1013.3248 | 1287.882 | 1085.7519 | 705.5217 | 570.2207 | 293.8481 | 135.3473 | 83 | 152.1731 | 68.5557 | 48.457 | 16.5187 | 0 | 0 | 0 | 0 | 0 | 0 | 0
| CHP | N England |  | 8965.6412 | 8586.0161 | 8770.5461 | 8677.6589 | 8485.3624 | 8088.9379 | 6948.1232 | 5650.0969 | 4431.6959 | 5408.3711 | 3512.2563 | 2840.9317 | 2370.1965 | 1313.8953 | 772.3172 | 849.4454 | 693.8817 | 624.5644 | 637.4705 | 635.1668
| CHP | S Scotland |  | 101.401 | 92.1871 | 92.1871 | 73.7593 | 27.6417 | 27.6897 | 18.4758 | 7.6783e-08 | 7.6783e-08 | 18.4278 | 7.6783e-08 | 0 | 0 | 0 | 0 | 0 | 0 | 0 | 0 | 0
| CHP | N Scotland |  | 89.8727 | 71.1381 | 83.1155 | 67.7206 | 47.2728 | 39.1448 | 21.4395 | 10.7736 | 6.9417 | 10.8481 | 5.4285 | 5.0765 | 3.3872 | 0 | 0 | 0 | 0 | 0 | 0 | 0
| Oil | S England & S Wales |  | 0 | 0 | 0 | 0 | 0 | 0 | 0 | 0 | 0 | 0 | 0 | 0 | 0 | 0 | 0 | 0 | 0 | 0 | 0 | 0
| Oil | Midlands & N Wales |  | 0 | 0 | 0 | 0 | 0 | 0 | 0 | 0 | 0 | 0 | 0 | 0 | 0 | 0 | 0 | 0 | 0 | 0 | 0 | 0
| Oil | N England |  | 0 | 0 | 0 | 0 | 0 | 0 | 0 | 0 | 0 | 0 | 0 | 0 | 0 | 0 | 0 | 0 | 0 | 0 | 0 | 0
| Oil | S Scotland |  | 0 | 0 | 0 | 0 | 0 | 0 | 0 | 0 | 0 | 0 | 0 | 0 | 0 | 0 | 0 | 0 | 0 | 0 | 0 | 0
| Oil | N Scotland |  | 0 | 0 | 0 | 0 | 0 | 0 | 0 | 0 | 0 | 0 | 0 | 0 | 0 | 0 | 0 | 0 | 0 | 0 | 0 | 0
| Hydro | S England & S Wales |  | 0 | 0 | 0 | 0 | 0 | 0 | 0 | 0 | 0 | 0 | 0 | 0 | 0 | 0 | 0 | 0 | 0 | 0 | 0 | 0
| Hydro | Midlands & N Wales |  | 0 | 0 | 0 | 0 | 0 | 0 | 0 | 0 | 0 | 0 | 0 | 0 | 0 | 0 | 0 | 0 | 0 | 0 | 0 | 0
| Hydro | N England |  | 0 | 0 | 0 | 0 | 0 | 0 | 0 | 0 | 0 | 0 | 0 | 0 | 0 | 0 | 0 | 0 | 0 | 0 | 0 | 0
| Hydro | S Scotland |  | 95.0109 | 95.0109 | 95.0109 | 95.0109 | 95.0109 | 95.0109 | 95.0109 | 95.0109 | 95.0109 | 95.0109 | 95.0109 | 95.0109 | 95.0109 | 95.0109 | 95.0109 | 95.0109 | 95.0109 | 95.0109 | 95.0109 | 95.0109
| Hydro | N Scotland |  | 2991.4043 | 2991.4043 | 2991.4043 | 2991.4043 | 2991.4043 | 2991.4043 | 2991.4043 | 2991.4043 | 2991.4043 | 2991.4043 | 2991.4043 | 2991.4043 | 2991.4043 | 2991.4043 | 2991.4043 | 2991.4043 | 2991.4043 | 2991.4043 | 2991.4043 | 2991.4043
| PS | S England & S Wales |  | 0 | 0 | 0 | 0 | 0 | 0 | 0 | 0 | 0 | 0 | 0 | 0 | 0 | 0 | 0 | 0 | 0 | 0 | 0 | 0
| PS | Midlands & N Wales |  | 0 | 0 | 0 | 0 | 0 | 0 | 0 | 0 | 0 | 0 | 0 | 0 | 0 | 0 | 0 | 0 | 0 | 0 | 0 | 0
| PS | N England |  | 0 | 0 | 0 | 0 | 0 | 0 | 0 | 0 | 0 | 0 | 0 | 0 | 0 | 0 | 0 | 0 | 0 | 0 | 0 | 0
| PS | S Scotland |  | 0 | 0 | 0 | 0 | 0 | 0 | 0 | 0 | 0 | 0 | 0 | 0 | 0 | 0 | 0 | 0 | 0 | 0 | 0 | 0
| PS | N Scotland |  | 0 | 0 | 0 | 0 | 0 | 0 | 0 | 0 | 0 | 0 | 0 | 0 | 0 | 0 | 0 | 0 | 0 | 0 | 0 | 0
| Nuclear | S England & S Wales |  | 26450.3808 | 26450.3808 | 24939.5328 | 24939.5328 | 24939.5328 | 24939.5328 | 24939.5328 | 24939.5328 | 20217.2544 | 20217.2544 | 31952.5707 | 31952.6784 | 31952.2197 | 43687.6437 | 55423.0677 | 55423.0677 | 55423.5264 | 55422.251 | 55421.761 | 55421.761
| Nuclear | Midlands & N Wales |  | 6254.208 | 6254.208 | 7.0272e-06 | 7.0272e-06 | 7.0272e-06 | 7.0272e-06 | 7.0272e-06 | 7.0272e-06 | 7.0272e-06 | 7.0272e-06 | 8432.64 | 8432.64 | 8432.64 | 8432.64 | 8432.64 | 16865.28 | 16865.28 | 16864.368 | 16864.368 | 16864.368
| Nuclear | N England |  | 25389.2736 | 25389.2736 | 25389.2736 | 25389.2736 | 25389.2736 | 25389.2736 | 25389.2736 | 25389.2736 | 25389.2736 | 8453.7216 | 8453.2645 | 8453.7216 | 8453.2645 | 8453.2645 | 19696.7845 | 19696.7845 | 19696.2814 | 19696.1765 | 11242.912 | 11242.912
| Nuclear | S Scotland |  | 16085.2608 | 16085.2608 | 16085.2608 | 16085.2608 | 16085.2608 | 16085.2608 | 16085.2608 | 16085.2608 | 8538.048 | 8538.048 | 8537.5863 | 8537.8799 | 8537.5863 | 8537.5863 | 8537.5863 | 8537.5863 | 8537.5863 | 8537.5863 | 0 | 0
| Nuclear | N Scotland |  | 0 | 0 | 0 | 0 | 0 | 0 | 0 | 0 | 0 | 0 | 0 | 0 | 0 | 0 | 0 | 0 | 0 | 0 | 0 | 0
| CCGT | S England & S Wales |  | 68668.83 | 67526.635 | 71487.3338 | 72799.8247 | 76650.1507 | 70654.8376 | 66194.4799 | 56593.3449 | 54489.3952 | 59574.4062 | 46729.0446 | 44992.267 | 49768.6474 | 44741.5874 | 34402.8096 | 33163.8243 | 30856.6126 | 27967.3341 | 28293.655 | 28216.5209
| CCGT | Midlands & N Wales |  | 26274.1044 | 28317.5686 | 30925.7287 | 34218.3817 | 42250.3693 | 38816.6856 | 34666.9547 | 32524.0254 | 29230.5511 | 31614.7516 | 25746.5028 | 22605.259 | 20622.2046 | 16344.6037 | 11377.4621 | 10491.9323 | 8611.0497 | 7444.5363 | 7597.3452 | 7584.8458
| CCGT | N England |  | 13200.1797 | 9888.6154 | 12922.589 | 16695.4586 | 19282.8117 | 17535.7364 | 20637.3988 | 28054.1745 | 26421.5424 | 27373.5114 | 28837.3739 | 27324.9029 | 25235.2463 | 25695.8025 | 22967.943 | 21683.5731 | 20062.9056 | 18639.8487 | 18966.5299 | 18939.2632
| CCGT | S Scotland |  | 1.4001e-05 | 1.4001e-05 | 1.4001e-05 | 1.4001e-05 | 1.4001e-05 | 1.3763e-05 | 1.3364e-05 | 10260.6433 | 9845.829 | 10123.0305 | 14081.7092 | 17347.8277 | 16666.8146 | 14790.9043 | 10081.0503 | 9285.8677 | 8617.1803 | 7904.5635 | 8000.4272 | 7997.2765
| CCGT | N Scotland |  | 2089.2127 | 1101.5869 | 2328.128 | 1860.4124 | 918.4089 | 347.7183 | 1.3447e-05 | 1.2734e-05 | 9327.8798 | 9714.9775 | 8887.9274 | 16406.5893 | 14617.9225 | 20013.008 | 16229.8221 | 15430.0889 | 14125.0324 | 13182.0527 | 13383.9079 | 13367.9919
| OCGT | S England & S Wales |  | 0 | 0 | 0 | 0 | 0 | 4.2791e-09 | 0 | 0 | 0 | 0 | 0 | 0 | 0 | 0 | 0 | 0 | 0 | 0 | 0 | 0
| OCGT | Midlands & N Wales |  | 0 | 0 | 0 | 0 | 0 | 1.7116e-09 | 0 | 0 | 0 | 0 | 0 | 0 | 0 | 0 | 0 | 0 | 0 | 0 | 0 | 0
| OCGT | N England |  | 0 | 0 | 0 | 0 | 0 | 1.7116e-09 | 0 | 0 | 0 | 0 | 0 | 0 | 0 | 0 | 0 | 0 | 0 | 0 | 0 | 0
| OCGT | S Scotland |  | 0 | 0 | 0 | 0 | 0 | 8.5581e-10 | 0 | 0 | 0 | 0 | 0 | 0 | 0 | 0 | 0 | 0 | 0 | 0 | 0 | 0
| OCGT | N Scotland |  | 0 | 0 | 0 | 0 | 0 | 1.7116e-09 | 0 | 0 | 0 | 0 | 0 | 0 | 0 | 0 | 0 | 0 | 0 | 0 | 0 | 0
| Coal | S England & S Wales |  | 10236.8538 | 9324.1238 | 6285.7086 | 3510.0942 | 2483.7392 | 1098.0402 | 4.8281e-07 | 5.0357e-08 | 3.6071e-08 | 4.3214e-08 | 0 | 0 | 0 | 0 | 0 | 0 | 0 | 0 | 0 | 0
| Coal | Midlands & N Wales |  | 31971.9989 | 35584.921 | 29614.1393 | 26922.0503 | 23391.3054 | 20600.3971 | 17523.68 | 13128.069 | 12284.0522 | 9652.8191 | 5276.2585 | 3728.9439 | 3318.2476 | 0 | 0 | 0 | 0 | 0 | 0 | 0
| Coal | N England |  | 34735.8381 | 36919.5398 | 34750.8486 | 32429.137 | 26555.0296 | 30385.351 | 30016.797 | 29906.8288 | 29792.4022 | 29883.9684 | 29609.0843 | 29187.9164 | 26736.2297 | 26736.2297 | 25828.4856 | 25499.4353 | 24974.8313 | 23946.4816 | 23967.9704 | 23940.9149
| Coal | S Scotland |  | 8855.0685 | 10286.4082 | 7928.4443 | 7206.5143 | 3580.2348 | 1513.9955 | 1453.3518 | 1226.8057 | 1016.3871 | 664.3837 | 16.4502 | 0.13595 | 0 | 0 | 0 | 0 | 0 | 0 | 0 | 0
| Coal | N Scotland |  | 0 | 0 | 0 | 0 | 0 | 0 | 0 | 0 | 0 | 0 | 0 | 0 | 0 | 0 | 0 | 0 | 0 | 0 | 0 | 0
| Coal + CCS | S England & S Wales |  | 0 | 0 | 0 | 0 | 0 | 0 | 0 | 0 | 0 | 0 | 0 | 0 | 0 | 0 | 0 | 0 | 0 | 0 | 0 | 0
| Coal + CCS | Midlands & N Wales |  | 1.8195e-06 | 2.4535e-06 | 5.4464e-06 | 6.9975e-06 | 6.9975e-06 | 6.9975e-06 | 6.9975e-06 | 6.9975e-06 | 6.9975e-06 | 6.9975e-06 | 6.9975e-06 | 6.9975e-06 | 6.9975e-06 | 6.9975e-06 | 6.9975e-06 | 6.9975e-06 | 6.9975e-06 | 6.9975e-06 | 13995.0937 | 13995.0937
| Coal + CCS | N England |  | 3.639e-06 | 4.907e-06 | 1.0893e-05 | 1.3995e-05 | 1.3995e-05 | 5598.0375 | 5598.0375 | 5598.0375 | 5598.0375 | 5598.0375 | 5598.0375 | 5598.0375 | 5598.0375 | 5598.0375 | 5598.0375 | 5598.0375 | 5598.0375 | 5598.0375 | 5598.0375 | 5598.0375
| Coal + CCS | S Scotland |  | 3.639e-06 | 4.907e-06 | 1.0893e-05 | 1.3995e-05 | 2099.2641 | 2099.2641 | 2099.2641 | 2099.2641 | 2099.2641 | 2099.2641 | 2099.2641 | 2099.2641 | 2099.2641 | 2099.2641 | 2099.2641 | 2099.2641 | 2099.2641 | 2099.2641 | 2099.2641 | 2099.2641
| Coal + CCS | N Scotland |  | 0 | 0 | 0 | 0 | 0 | 0 | 0 | 0 | 0 | 0 | 0 | 0 | 0 | 0 | 0 | 0 | 0 | 0 | 0 | 0
| CCGT + CCS | S England & S Wales |  | 2.5955e-06 | 2.3719e-06 | 4.4494e-06 | 2.0993e-05 | 2.0993e-05 | 2.0993e-05 | 2.0993e-05 | 2.0993e-05 | 2.0993e-05 | 2.0993e-05 | 2.0991e-05 | 2.0991e-05 | 2.0991e-05 | 2.0991e-05 | 2.0774e-05 | 2.0557e-05 | 1.9898e-05 | 1.9017e-05 | 1.9015e-05 | 1.8793e-05
| CCGT + CCS | Midlands & N Wales |  | 0 | 0 | 0 | 0 | 0 | 0 | 0 | 0 | 0 | 0 | 0 | 0 | 0 | 0 | 0 | 0 | 0 | 0 | 0 | 0
| CCGT + CCS | N England |  | 8.6516e-07 | 7.9062e-07 | 1.4831e-06 | 6.9975e-06 | 6.9975e-06 | 6.9975e-06 | 6.9975e-06 | 6.9975e-06 | 6.9975e-06 | 6.9975e-06 | 6.9971e-06 | 6.9971e-06 | 6.9971e-06 | 6.9971e-06 | 6.9246e-06 | 6.8522e-06 | 6.6327e-06 | 6.339e-06 | 6.3383e-06 | 6.2644e-06
| CCGT + CCS | S Scotland |  | 0 | 0 | 0 | 0 | 0 | 0 | 0 | 0 | 0 | 0 | 0 | 0 | 0 | 0 | 0 | 0 | 0 | 0 | 0 | 0
| CCGT + CCS | N Scotland |  | 0 | 0 | 0 | 0 | 0 | 0 | 0 | 0 | 0 | 0 | 0 | 0 | 0 | 0 | 0 | 0 | 0 | 0 | 0 | 0
| Onshore wind | S England & S Wales |  | 2.0691e-05 | 75.2164 | 93.7787 | 113.6331 | 138.277 | 192.153 | 223.0807 | 257.1073 | 288.2233 | 319.4232 | 339.5924 | 362.5395 | 386.0805 | 409.1885 | 435.5103 | 463.2789 | 637.0049 | 765.0802 | 1032.3016 | 1136.2262
| Onshore wind | Midlands & N Wales |  | 9.4113e-06 | 62.8264 | 78.3311 | 94.915 | 115.4995 | 160.5008 | 186.3339 | 214.7555 | 240.746 | 266.8065 | 283.6533 | 302.8206 | 322.4837 | 341.7853 | 363.7713 | 386.9658 | 532.0749 | 639.0531 | 862.2593 | 949.0653
| Onshore wind | N England |  | 9.1586e-06 | 85.3552 | 106.4198 | 128.9505 | 156.9163 | 218.0545 | 253.1511 | 291.7644 | 327.0747 | 362.4803 | 385.3681 | 411.4085 | 438.1227 | 464.3455 | 494.2155 | 525.7272 | 722.8707 | 868.2102 | 1171.4492 | 1289.3822
| Onshore wind | S Scotland |  | 5126.3228 | 6233.2544 | 7389.3828 | 8734.9196 | 8734.9196 | 9912.2032 | 9920.0967 | 9920.0967 | 9920.0967 | 9920.0967 | 9920.0967 | 9920.0967 | 12450.4868 | 12449.4242 | 14978.57 | 14979.575 | 17508.7836 | 17225.0192 | 17259.6712 | 17244.6332
| Onshore wind | N Scotland |  | 3672.7329 | 4151.2392 | 5021.9115 | 6081.5617 | 6615.3857 | 7325.3244 | 8924.2825 | 9772.1658 | 12107.7554 | 12247.8755 | 14371.408 | 14419.2301 | 16424.8313 | 16439.1634 | 17897.4542 | 17834.052 | 17861.3858 | 16829.9764 | 16847.0227 | 16838.6177
| Onshore wind | Island wind |  | 1.0999e-05 | 1.0999e-05 | 1.0999e-05 | 1.0999e-05 | 719.7881 | 719.7881 | 1439.5763 | 1439.5763 | 2159.3644 | 2159.3644 | 2879.1525 | 2879.1525 | 3598.9406 | 3598.9406 | 4318.7288 | 4318.1268 | 5037.8146 | 4682.2943 | 4685.8064 | 4666.9439
| Biomass regular | S England & S Wales |  | 1.4054e-05 | 1.4054e-05 | 1.4054e-05 | 1.4054e-05 | 1.4054e-05 | 1.4054e-05 | 1.4054e-05 | 1.4054e-05 | 1.4054e-05 | 1.4054e-05 | 1.4054e-05 | 1.4054e-05 | 1.4054e-05 | 1.4054e-05 | 1.4054e-05 | 1.3892e-05 | 1.3263e-05 | 1.3263e-05 | 1.3263e-05 | 1.3117e-05
| Biomass regular | Midlands & N Wales |  | 7.0272e-06 | 7.0272e-06 | 7.0272e-06 | 7.0272e-06 | 7.0272e-06 | 7.0272e-06 | 7.0272e-06 | 7.0272e-06 | 7.0272e-06 | 7.0272e-06 | 7.0268e-06 | 7.0268e-06 | 7.0268e-06 | 7.0268e-06 | 7.0268e-06 | 6.9462e-06 | 6.6313e-06 | 6.6313e-06 | 6.6313e-06 | 6.6313e-06
| Biomass regular | N England |  | 1.4054e-05 | 1.4054e-05 | 1.4054e-05 | 1.4054e-05 | 1.4054e-05 | 1.4054e-05 | 1.4054e-05 | 1.4054e-05 | 1.4054e-05 | 1.4054e-05 | 1.4054e-05 | 1.4054e-05 | 1.4054e-05 | 1.4054e-05 | 1.4054e-05 | 1.3892e-05 | 1.3263e-05 | 1.3263e-05 | 1.3263e-05 | 1.3263e-05
| Biomass regular | S Scotland |  | 681.6384 | 681.6384 | 681.6384 | 681.6384 | 681.6384 | 681.6384 | 681.6384 | 681.6384 | 681.6384 | 681.6384 | 681.6015 | 681.6015 | 681.6015 | 681.6015 | 681.6015 | 673.7795 | 643.2377 | 643.2377 | 643.2377 | 638.8027
| Biomass regular | N Scotland |  | 0 | 0 | 0 | 0 | 0 | 0 | 0 | 0 | 0 | 0 | 0 | 0 | 0 | 0 | 0 | 0 | 0 | 0 | 0 | 0
| Offshore wind | Offshore South |  | 2848.0087 | 4631.3105 | 6292.6489 | 6292.6489 | 6292.6489 | 9160.4354 | 10505.6848 | 10505.6848 | 18060.4627 | 18060.4627 | 18060.4627 | 18060.4627 | 18060.4627 | 18060.4627 | 22016.0303 | 22840.1069 | 23664.1835 | 27619.7512 | 27619.7512 | 27619.7512
| Offshore wind | Offshore Irish Sea |  | 1823.1576 | 2594.1118 | 2594.1118 | 2594.1118 | 2594.1118 | 5595.2078 | 5595.2078 | 5595.2078 | 5595.2078 | 5595.2078 | 5595.2078 | 5595.2078 | 5595.2078 | 5595.2078 | 5595.2078 | 5595.2078 | 5595.2078 | 5595.2078 | 5595.2078 | 5595.2078
| Offshore wind | Offshore E England |  | 827.0664 | 827.0664 | 827.0664 | 827.0664 | 827.0664 | 3787.9639 | 8143.8468 | 8143.8468 | 11011.0101 | 15789.6158 | 15789.6158 | 15789.6158 | 17774.5751 | 22185.5957 | 22185.5957 | 22185.5957 | 31375.2219 | 36153.8275 | 36153.8275 | 36153.8275
| Offshore wind | Offshore Scotland |  | 33.0827 | 33.0827 | 33.0827 | 33.0827 | 33.0827 | 33.0827 | 33.0827 | 33.0827 | 33.0827 | 33.0827 | 33.0827 | 33.0827 | 3027.0629 | 3027.0629 | 6633.6723 | 6633.6723 | 6633.6723 | 13515.4646 | 13515.4646 | 13515.4646
| Wave | Offshore South |  | 0 | 0 | 0 | 0 | 0 | 0 | 0 | 0 | 0 | 0 | 0 | 0 | 0 | 0 | 0 | 0 | 0 | 0 | 0 | 0
| Wave | Offshore Irish Sea |  | 0 | 0 | 0 | 0 | 0 | 0 | 0 | 0 | 0 | 0 | 0 | 0 | 0 | 0 | 0 | 0 | 0 | 0 | 0 | 0
| Wave | Offshore E England |  | 0 | 0 | 0 | 0 | 0 | 0 | 0 | 0 | 0 | 0 | 0 | 0 | 0 | 0 | 0 | 0 | 0 | 0 | 0 | 0
| Wave | Offshore Scotland |  | 2.6348e-06 | 2.6348e-06 | 2.6348e-06 | 2.6348e-06 | 2.6348e-06 | 2.6348e-06 | 2.6348e-06 | 2.6348e-06 | 2.6348e-06 | 1185.678 | 1185.678 | 1185.678 | 1185.678 | 1185.678 | 1580.904 | 1580.904 | 1844.388 | 2107.872 | 2107.872 | 2107.872
| Tidal Stream | Offshore South |  | 5.2704e-06 | 5.2704e-06 | 5.2704e-06 | 5.2704e-06 | 5.2704e-06 | 5.2704e-06 | 5.2704e-06 | 5.2704e-06 | 5.2704e-06 | 5.2704e-06 | 5.2704e-06 | 5.2704e-06 | 5.2704e-06 | 5.2704e-06 | 5.2704e-06 | 5.2704e-06 | 790.56 | 1317.6 | 3952.8 | 3952.8
| Tidal Stream | Offshore Irish Sea |  | 2.6352e-06 | 2.6352e-06 | 2.6352e-06 | 2.6352e-06 | 2.6352e-06 | 2.6352e-06 | 2.6352e-06 | 2.6352e-06 | 2.6352e-06 | 2.6352e-06 | 2.6352e-06 | 2.6352e-06 | 2.6352e-06 | 2.6352e-06 | 2.6352e-06 | 2.6352e-06 | 2.6352e-06 | 2.6352e-06 | 2.6352e-06 | 2.6352e-06
| Tidal Stream | Offshore E England |  | 0 | 0 | 0 | 0 | 0 | 0 | 0 | 0 | 0 | 0 | 0 | 0 | 0 | 0 | 0 | 0 | 0 | 0 | 0 | 0
| Tidal Stream | Offshore Scotland |  | 70.272 | 70.272 | 70.272 | 70.272 | 317.9808 | 317.9808 | 317.9808 | 317.9808 | 317.9808 | 541.9728 | 2270.664 | 2270.664 | 2310.192 | 2310.192 | 2573.712 | 2573.712 | 2573.712 | 2573.712 | 2573.712 | 2573.712
| Embedded CHP | Embedded |  | 20336.7828 | 21179.6675 | 22022.5521 | 22865.4367 | 23708.3213 | 24551.2059 | 25394.0905 | 26236.9752 | 27079.8598 | 27922.7444 | 28765.629 | 29642.229 | 30518.829 | 31395.429 | 32272.029 | 33148.629 | 34025.229 | 34901.829 | 35778.429 | 36655.029
| Embedded Gas | Embedded |  | 1840.86 | 1840.86 | 1840.86 | 1840.86 | 1840.86 | 1840.86 | 1840.86 | 1840.86 | 1840.86 | 1840.86 | 1840.86 | 1840.86 | 1840.86 | 1840.86 | 1840.86 | 1840.86 | 1840.86 | 1840.86 | 1840.86 | 1840.86
| Embedded offshore wind | Embedded |  | 0 | 0 | 0 | 0 | 0 | 0 | 0 | 0 | 0 | 0 | 0 | 0 | 0 | 0 | 0 | 0 | 0 | 0 | 0 | 0
| Embedded onshore wind | Embedded |  | 2513.5628 | 2513.5628 | 2513.5628 | 2513.5628 | 2513.5628 | 2513.5628 | 2513.5628 | 2513.5628 | 2513.5628 | 2513.5628 | 2513.5628 | 2513.5628 | 2513.5628 | 2513.5628 | 2513.5628 | 2513.5628 | 2513.5628 | 2513.5628 | 2513.5628 | 2513.5628
| Embedded biomass | Embedded |  | 11271.2519 | 11857.9739 | 12583.022 | 13347.8811 | 14224.7116 | 15193.7982 | 16222.156 | 17310.1226 | 18467.1812 | 19660.8214 | 20855.1774 | 22050.2566 | 23246.0661 | 24442.6132 | 25639.9053 | 26837.9498 | 28036.7543 | 29236.3264 | 30436.6737 | 31637.804
| Embedded tidal and wave | Embedded |  | 1.7532 | 71.8812 | 106.9452 | 177.0732 | 305.0568 | 455.4814 | 630.8014 | 825.8098 | 1089.0712 | 1404.6472 | 1685.1592 | 1921.6283 | 2193.5678 | 2506.2982 | 2856.9382 | 3207.5782 | 3558.2182 | 3908.8582 | 4259.4982 | 4610.1382
| Embedded hydro | Embedded |  | 1565.5783 | 1594.5061 | 1623.4339 | 1652.3617 | 1681.2895 | 1710.2173 | 1794.1079 | 1823.0357 | 1851.9635 | 1880.8913 | 1909.8191 | 1938.7469 | 1967.6747 | 1996.6025 | 2025.5303 | 2054.4581 | 2083.3859 | 2112.3137 | 2141.2415 | 2170.1693
Transmission investment | bar: 0 to 10
Modelled investments in the Main Interconnected Transmission System | bar: 0 to 10
| Reinforcement package | Boundaries reinforced | Cost (£m) | 0: Build date
| Beauly-Denny overhead line | B1, B2, B4 | Pre-committed | 0: 2014
| 400kV Ring Kintore Reactive Compensation | B1, B2, B4 | Pre-committed | 0: 2040
| Denny-Kincardine 400kV | B4 | Pre-committed | 0: 2040
| Western HVDC Link | B6, B7a | 866 | 0: 2015
| Anglo-Scottish Series & Shunt Compensation | B5,B6 | 380 | 0: 2014
| Eastern HVDC Link | B2, B4, B5, B6, B7a | 891 | 0: 2018
| Penwortham QBs | B7a | 31 | 0: 2014
| New Hinkley Point - Seabank OHL and associated works | B13 | 628 | 0: 2022
| Reconductoring circuits in East Anglia | EC5 | 93 | 0: 2019
| New OHL & reconductoring work in East Anglia | EC5 | 263 | 0: 2022
| QBs in East Anglia | EC5 | 41 | 0: 2018
| Establish 2nd Pentir-Traw 400kv circuit | NW2 | 185 | 0: 2016
| Series compensation and reconductoring work in North Wales | NW2 | 103 | 0: 2024
| Wylfa-Pembroke 2GW HVDC link | B202,NW2 | 834 | 0: 2040
| Daines 225MVAR MSC DNs | B8,B9 | 5 | 0: 2014
| Sundon and Ratcliffe 225MVAR MSCs | B8,B9 | 10 | 0: 2018
| North London Reinforcements & St John's Wood - Hackney cable | B14 | 474 | 0: 2016
| Turn in Sundon - Cowley circuit at East Claydon | B8,B9, B14 | 52 | 0: 2022
| North East London uprate to 400kV | B15 | 88 | 0: 2040
| East London reinforcements | B15 | 31 | 0: 2014
| East London reconductoring | B15 | 72 | 0: 2040
| Kingsnorth-Cobham reconductoring | B15 | 21 | 0: 2040
| South London reconductoring | B15 | 77 | 0: 2040
| Essex reconductoring | B15 | 36 | 0: 2040
| Tees Crossing refurbishment | B7a | 52 | 0: 2012
| QBs in Sundon-Wymondley circuits | B14 | 31 | 0: 2015
| London MSCs, East End reconductoring | B14 | 46 | 0: 2015
| New reactor at Rayleigh | B15 | 36 | 0: 2040
| Kemsley QBs | B15 | 31 | 0: 2012
| Rowdown, Canterbury, Sellinge and Dungeness reinforcements | B15 | 118 | 0: 2040
| Iver, East Claydon, Grendon & Elstree new MSCs | B8,B9 | 31 | 0: 2015
| Cottam - West Burton reconductoring | B8 | 5 | 0: 2014
| West Weybridge 275kV additional MSC | B9,B14 | 5 | 0: 2022
| Knocknagael | B1 | 43 | 0: 2011
| Beauly-Blackhillock-Kintore | B1 | 88 | 0: 2014
2012
| Hunterston-Kintyre link | B3, B4, B5 | 130 | 0: 2018
| East Coast Upgrade | B2, B4, B5, B6 | 272 | 0: 2021
| Humber - Walpole HVDC | B8, B9, B11 | 595 | 0: 2021
| Caithness - Moray HVDC | B1 | 800 | 0: 2020
2014
| Eastern HVDC Link #2 | B6 | 891 | 0: 2025
2040
| Western HVDC Link #2 | B6, B7a | 866 | 0: 2022
| Elstree London | B14 | 100 | 0: 2040
| West Midlands MSC | B17 | 50 | 0: 2021
| B1 | B1 | 73 | 0: 2021
| B2 | B2 | 73 | 0: 2040
| B3 | B3 | 110 | 0: 2022
| B4 | B4 | 98 | 0: 2022
| B5 | B5 | 98 | 0: 2022
| B6 | B6 | 146 | 0: 2040
| B7a | B7a | 166 | 0: 2024
| B8 | B8 | 117 | 0: 2022
| B9 | B9 | 234 | 0: 2040
| B10 | B10 | 15 | 0: 2040
| B11 | B11 | 200 | 0: 2021
| B12 | B12 | 24 | 0: 2022
| B13 | B13 | 332 | 0: 2040
| B14 | B14 | 50 | 0: 2040
| B15 | B15 | 7 | 0: 2040
| B16 | B16 | 29 | 0: 2021
| B17 | B17 | 100 | 0: 2040
| B201 | B201 | 50 | 0: 2040
| B202 | B202 | 7 | 0: 2040
| EC5 | EC5 | 24 | 0: 2029
| NW2 | NW2 | 49 | 0: 2040
Note: for map of transmission boundaries, see report. Offshore and island links are built as required for specific generation projects | bar: 0 to 10
Other key metrics
| Average (demand-weighted) wholesale price (£/MWh) |  |  | 53.6313 | 57.1748 | 62.4662 | 61.428 | 58.8199 | 73.9267 | 72.7852 | 65.8306 | 64.9045 | 76.4026 | 73.0617 | 70.6153 | 72.0024 | 72.7669 | 70.2532 | 71.4468 | 71.8215 | 73.3116 | 75.2864 | 77.3246
| Demand (TWh) |  |  | 356.3715 | 360.6823 | 362.6573 | 364.1237 | 364.9651 | 365.8053 | 367.297 | 367.7908 | 368.3631 | 368.9556 | 371.4191 | 374.8324 | 378.962 | 383.7213 | 387.4883 | 391.127 | 395.6796 | 400.2653 | 405.5591 | 409.9475
| Renewable share (%) |  |  | 11.67% | 12.9% | 14.38% | 14.52% | 14.96% | 19.68% | 22.44% | 22.94% | 26.97% | 29.35% | 32.49% | 32.49% | 34.83% | 35.5% | 38.26% | 38.18% | 41.3% | 44.24% | 44.96% | 45.07%
| Carbon intensity (g/kWhr) | (excludes embedded CHP) |  | 368.0954 | 371.5641 | 352.452 | 340.4515 | 312.5917 | 276.7833 | 257.8604 | 248.1291 | 243.8888 | 248.2898 | 195.8787 | 193.108 | 180.9057 | 162.4729 | 130.2187 | 123.0291 | 112.2222 | 101.848 | 105.9245 | 105.3067
| Maximum allowed revenue: Transmission Owners (£m) |  |  | 1724.279 | 2120.5352 | 2345.7687 | 2472.8622 | 2624.8446 | 2919.0283 | 3150.0245 | 3267.6752 | 3573.0532 | 3919.2401 | 4056.7948 | 4176.7603 | 4316.2669 | 4486.7833 | 4650.044 | 4683.8967 | 5068.8837 | 5448.3067 | 5457.7636 | 5466.1703
| Constraint costs (£m) |  |  | 77.5053 | 105.0282 | 149.4798 | 115.2259 | 20.2041 | 40.6185 | 80.574 | 236.2798 | 335.5472 | 567.4433 | 170.7676 | 189.9493 | 321.6495 | 378.3008 | 467.7642 | 428.5282 | 537.1514 | 793.7458 | 811.5183 | 829.6943
| Transmission losses (£m) |  |  | 278.7393 | 317.275 | 319.5762 | 343.3655 | 333.8511 | 366.4427 | 395.4138 | 474.6867 | 518.04 | 469.0436 | 604.2064 | 646.6145 | 685.8359 | 780.1826 | 868.746 | 907.4828 | 951.7572 | 993.0854 | 934.2869 | 819.0119
CfDs by plant type (£/MWh)
| Nuclear | [5 empty] | 95.3232 | 95.3232 | 95.3232 | 94.2712 | 94.2712 | 94.2712 | 92.9029 | 92.9029 | 92.9029 | 87.1617 | 87.1617 | 87.1617 | 84.0494 | 84.0494 | 84.0494 | 83.7016 | 83.7016
| Coal + CCS | [5 empty] | 139.1184 | 139.1184 | 139.1184 | 138.1096 | 138.1096 | 138.1096 | 135.9786 | 135.9786 | 135.9786 | 134.1576 | 134.1576 | 134.1576 | 134.5894 | 134.5894 | 134.5894 | 136.497 | 136.497
| CCGT + CCS | [5 empty] | 94.3374 | 94.3374 | 94.3374 | 95.9722 | 95.9722 | 95.9722 | 98.661 | 98.661 | 98.661 | 100.3064 | 100.3064 | 100.3064 | 102.7501 | 102.7501 | 102.7501 | 107.0374 | 107.0374
| Onshore wind | [5 empty] | 90.4852 | 90.4852 | 90.4852 | 87.0246 | 87.0246 | 87.0246 | 86.8388 | 86.8388 | 86.8388 | 85.5523 | 85.5523 | 85.5523 | 85.6589 | 85.6589 | 85.6589 | 85.8355 | 85.8355
| Offshore wind | [5 empty] | 147.5279 | 147.5279 | 147.5279 | 133.7245 | 133.7245 | 133.7245 | 127.4854 | 127.4854 | 127.4854 | 121.8847 | 121.8847 | 121.8847 | 118.9008 | 118.9008 | 118.9008 | 116.3547 | 116.3547
| Wave | [5 empty] | 466.8837 | 466.8837 | 466.8837 | 362.5507 | 362.5507 | 362.5507 | 312.7033 | 312.7033 | 312.7033 | 258.2217 | 258.2217 | 258.2217 | 229.5668 | 229.5668 | 229.5668 | 212.8213 | 212.8213
| Tidal Stream | [5 empty] | 468.9001 | 468.9001 | 468.9001 | 346.5583 | 346.5583 | 346.5583 | 285.2607 | 285.2607 | 285.2607 | 262.9291 | 262.9291 | 262.9291 | 233.4081 | 233.4081 | 233.4081 | 217.0196 | 217.0196
| Biomass regular | [5 empty] | 122.7988 | 122.7988 | 122.7988 | 120.0925 | 120.0925 | 120.0925 | 120.6071 | 120.6071 | 120.6071 | 120.1035 | 120.1035 | 120.1035 | 121.3347 | 121.3347 | 121.3347 | 122.4177 | 122.4177
Note on D181: Used to calculate de-rated capacity margins

## Status Quo (RO banding)
| Charging scenario | #VALUE!
|  |  |  | 2011 | 2012 | 2013 | 2014 | 2015 | 2016 | 2017 | 2018 | 2019 | 2020
#VALUE!
Tariffs
Generation
Transmission investment
Other key metrics
Tariffs
Generator Zonal Tariff/Peak security component of Improved ICRP (£/kW)
Generation - Wider Tariffs
| Zone No. | Zone Name
| 1 | North Scotland |  |  | 24.1876 | 22.5109 | 23.5479 | 24.2525 | 24.6714 | 24.0969 | 24.0361 | 23.3079 | 29.6136
| 2 | Peterhead |  |  | 20.2268 | 20.1714 | 21.1521 | 21.3872 | 21.8224 | 21.6578 | -5.1212 | -6.0461 | -13.3043
| 3 | Western Highland & Skye |  |  | 25.2459 | 21.0717 | 22.1325 | 23.0018 | 23.4675 | 23.2664 | 23.2843 | 22.6152 | 27.6556
| 4 | Central Highlands |  |  | 19.3073 | 19.3048 | 19.6182 | 21.2789 | 21.712 | 21.4823 | 20.8076 | 19.9754 | 23.811
| 5 | Argyll |  |  | 15.8004 | 17.1776 | 17.3455 | 19.1372 | 19.6012 | 19.3737 | 19.6124 | 18.2257 | 21.2099
| 6 | Stirlingshire |  |  | 14.8763 | 15.1063 | 15.7958 | 16.7873 | 17.2178 | 17.027 | 17.0589 | 15.9738 | 18.0434
| 7 | South Scotland |  |  | 12.6855 | 13.0332 | 13.634 | 13.7452 | 14.2238 | 14.0923 | 14.1705 | 12.3979 | 12.2051
| 8 | Auchencrosh |  |  | 16.2134 | 15.8367 | 16.4924 | 17.477 | 17.8821 | 17.646 | 17.7059 | 17.4249 | 17.9059
| 9 | Humber & Lancashire |  |  | 5.7481 | 5.8863 | 6.4992 | 2.1661 | 2.1916 | 2.1319 | 2.4319 | 1.9212 | -0.3978
| 10 | North East England |  |  | 7.9124 | 8.4549 | 9.0544 | 5.6834 | 6.0145 | 5.8161 | 6.0616 | 4.9802 | 0.91156
| 11 | Anglesey |  |  | 6.4344 | 5.2317 | 5.7938 | -1.0517 | -0.82806 | -1.169 | -0.93226 | -1.6474 | -2.1622
| 12 | Dinorwig |  |  | 5.7281 | 5.9381 | 6.5001 | -0.34533 | -0.12173 | -0.46264 | -0.22592 | -0.94103 | -2.8685
| 13 | South Yorks & North Wales |  |  | 3.617 | 3.5237 | 3.8879 | -0.95908 | -1.3308 | -1.5228 | -0.94049 | -1.6604 | -3.4372
| 14 | Midlands |  |  | 1.4609 | 1.396 | 1.8006 | -2.7543 | -3.2114 | -3.4002 | -2.773 | -3.4988 | -5.1808
| 15 | South Wales & Gloucester |  |  | 1.043 | 1.7263 | 2.1398 | -2.6675 | -2.6463 | -3.1794 | -3.0065 | -2.3726 | -4.207
| 16 | Central London |  |  | -13.6508 | -7.7226 | -7.6114 | -11.9273 | -11.7096 | -12.7515 | -12.0676 | -11.6438 | -13.3043
| 17 | South East |  |  | 0.93553 | -0.17644 | -0.33809 | -4.6476 | -5.8734 | -5.6435 | -4.1881 | -5.1764 | -6.7713
| 18 | Oxon & South Coast |  |  | -1.9544 | -2.6188 | -2.3973 | -7.1329 | -7.5581 | -8.0939 | -7.4651 | -8.1453 | -9.9772
| 19 | Wessex |  |  | -3.3751 | -3.8282 | -3.6229 | -8.2469 | -9.3713 | -9.9622 | -6.0359 | -5.8105 | -7.5862
| 20 | Peninsula |  |  | -6.8851 | -7.1605 | -6.9361 | -11.6141 | -11.0878 | -11.6717 | -6.4149 | -3.6695 | -5.4568
Year Round component of Improved ICRP (£/kW)
Generation - Wider Tariffs
| Zone No. | Zone Name
| 1 | North Scotland
| 2 | Peterhead
| 3 | Western Highland & Skye
| 4 | Central Highlands
| 5 | Argyll
| 6 | Stirlingshire
| 7 | South Scotland
| 8 | Auchencrosh
| 9 | Humber & Lancashire
| 10 | North East England
| 11 | Anglesey
| 12 | Dinorwig
| 13 | South Yorks & North Wales
| 14 | Midlands
| 15 | South Wales & Gloucester
| 16 | Central London
| 17 | South East
| 18 | Oxon & South Coast
| 19 | Wessex
| 20 | Peninsula
Residual
Final Variable Tariff (£/MWh)
Generation - constant tariff under Socialised charging
Demand - constant tariff under Socialised charging
Demand HH Zonal Tariff (£/kW)
Demand tariffs
| Zone No. | Zone Name.
| 1 | Northern Scotland |  |  | 10.4553 | 14.3774 | 15.6747 | 18.0545 | 19.092 | 20.4508 | 23.3323 | 26.4571 | 24.249
| 2 | Southern Scotland |  |  | 15.6345 | 18.097 | 19.2809 | 21.5672 | 22.6212 | 23.9967 | 25.8936 | 29.3503 | 32.3475
| 3 | Northern |  |  | 21.1233 | 23.4042 | 24.889 | 31.4585 | 32.5316 | 33.8964 | 35.6283 | 39.1694 | 47.3841
| 4 | North West |  |  | 24.314 | 26.8516 | 28.161 | 36.2086 | 37.4085 | 38.8312 | 40.5602 | 43.939 | 50.6099
| 5 | Yorkshire |  |  | 24.967 | 27.5075 | 29.0276 | 37.0058 | 38.4055 | 39.8063 | 41.4383 | 44.7417 | 51.9755
| 6 | N Wales & Mersey |  |  | 25.1746 | 27.5415 | 28.9131 | 38.6614 | 39.9007 | 41.3345 | 43.0637 | 46.5667 | 53.2222
| 7 | East Midlands |  |  | 27.4528 | 30.2426 | 31.9082 | 39.7939 | 41.5553 | 43.0262 | 44.3235 | 47.5091 | 54.0574
| 8 | Midlands |  |  | 28.9514 | 31.2488 | 32.7794 | 41.325 | 42.6588 | 44.1968 | 45.8765 | 48.8934 | 55.4249
| 9 | Eastern |  |  | 28.1089 | 31.2825 | 33.011 | 40.6021 | 42.8529 | 44.0736 | 45.1803 | 48.504 | 54.5037
| 10 | South Wales |  |  | 27.613 | 29.692 | 31.2248 | 39.3074 | 40.7576 | 42.4555 | 44.219 | 46.067 | 52.4213
| 11 | South East |  |  | 30.6995 | 34.955 | 36.9144 | 44.5888 | 46.6495 | 48.3055 | 48.7296 | 51.8342 | 58.0128
| 12 | London |  |  | 32.8155 | 36.5825 | 38.6472 | 46.1886 | 49.4353 | 49.686 | 50.5392 | 54.6149 | 60.7499
| 13 | Southern |  |  | 32.9046 | 35.8079 | 37.6189 | 45.4638 | 47.4392 | 49.2446 | 49.6331 | 52.3471 | 58.6221
| 14 | South Western |  |  | 33.4059 | 36.2758 | 38.0821 | 46.0617 | 47.1655 | 48.9058 | 47.7895 | 48.4472 | 54.7649
Demand NHH Zonal Tariff (p/kWh)
| Zone No. | Zone Name.
| 1 | Northern Scotland |  |  | 1.418 | 1.9499 | 2.1259 | 2.4487 | 2.5894 | 2.7737 | 3.1645 | 3.5883 | 3.2888
| 2 | Southern Scotland |  |  | 2.221 | 2.5708 | 2.739 | 3.0638 | 3.2135 | 3.409 | 3.6784 | 4.1695 | 4.5953
| 3 | Northern |  |  | 2.9224 | 3.238 | 3.4434 | 4.3523 | 4.5008 | 4.6896 | 4.9292 | 5.4192 | 6.5557
| 4 | North West |  |  | 3.4216 | 3.7787 | 3.963 | 5.0955 | 5.2644 | 5.4646 | 5.7079 | 6.1834 | 7.1222
| 5 | Yorkshire |  |  | 3.4478 | 3.7987 | 4.0086 | 5.1103 | 5.3036 | 5.4971 | 5.7224 | 6.1786 | 7.1776
| 6 | N Wales & Mersey |  |  | 3.6803 | 4.0264 | 4.2269 | 5.652 | 5.8332 | 6.0428 | 6.2956 | 6.8077 | 7.7807
| 7 | East Midlands |  |  | 3.8273 | 4.2163 | 4.4485 | 5.5478 | 5.7934 | 5.9985 | 6.1793 | 6.6235 | 7.5364
| 8 | Midlands |  |  | 4.1189 | 4.4457 | 4.6635 | 5.8793 | 6.069 | 6.2878 | 6.5268 | 6.956 | 7.8852
| 9 | Eastern |  |  | 3.8772 | 4.3149 | 4.5533 | 5.6004 | 5.9109 | 6.0792 | 6.2319 | 6.6903 | 7.5179
| 10 | South Wales |  |  | 3.7431 | 4.0249 | 4.2327 | 5.3284 | 5.5249 | 5.7551 | 5.9942 | 6.2447 | 7.106
| 11 | South East |  |  | 4.2905 | 4.8852 | 5.1591 | 6.2316 | 6.5196 | 6.751 | 6.8103 | 7.2442 | 8.1077
| 12 | London |  |  | 4.4377 | 4.9471 | 5.2263 | 6.2461 | 6.6852 | 6.7191 | 6.8345 | 7.3856 | 8.2153
| 13 | Southern |  |  | 4.6684 | 5.0804 | 5.3373 | 6.4503 | 6.7306 | 6.9867 | 7.0418 | 7.4269 | 8.3172
| 14 | South Western |  |  | 4.5705 | 4.9631 | 5.2103 | 6.302 | 6.453 | 6.6911 | 6.5384 | 6.6284 | 7.4927
Offshore and island tariffs (£/kW) |  | Local tariff
| Argyll Array | 23.2366
| Beatrice | 29.6832
| Docking Shoal Windfarm | 32.9065
| Forth Array | 33.6801
| Greater Gabbard Extension | 43.2211
| Gwynt Y Mor | 49.2289
| Humber Gateway Stage 1 + 2 | 67.4963
| Inch Cape | 30.3279
| London Array | 70.039
| Neart na Gaoithe | 29.6832
| R3 Bristol Channel | 31.0716
| R3 Dogger Bank | 126.5409
| R3 Firth of Forth | 59.9009
| R3 Hastings | 28.1887
| R3 Hornsea | 72.3751
| R3 Irish Sea | 38.1126
| R3 Moray Firth | 32.4577
| R3 Norfolk | 47.3713
| R3 West of Isle of Wight | 29.0758
| Race Bank Windfarm | 77.2976
| Triton Knoll | 41.2871
| West of Duddon Sands | 60.8048
| Westernmost Rough | 25.1706
| Island Wind - Zone S Orkney | 94.2732
| Island Wind - Zone S Shetland | 56.5639
| Island Wind - Zone S Western Isles | 120.6697
Improved ICRP Peak Security weighting by plant type - from Transport Model
| Generation type | Peak Security
| Interconnector | 0%
| Offshore wind | 0%
| Onshore wind | 0%
| Tidal Stream | 0%
| Wave | 0%
| CCGT + CCS | 100%
| Coal + CCS | 100%
| Nuclear | 100%
| OCGT | 100%
| Oil | 100%
| PS | 100%
| Biomass regular | 100%
| CCGT | 100%
| CHP | 100%
| Coal | 100%
| Hydro | 100%
Generation
Capacity mix (MW) |  |  | De-rating factor
| CHP | S England & S Wales | 0.9 | 158 | 158 | 158 | 158 | 158 | 158 | 158 | 158 | 158 | 158
| CHP | Midlands & N Wales | 0.9 | 428 | 428 | 428 | 428 | 428 | 428 | 428 | 428 | 428 | 428
| CHP | N England | 0.9 | 1373 | 1373 | 1373 | 1373 | 1373 | 1373 | 1373 | 1373 | 1373 | 1373
| CHP | S Scotland | 0.9 | 120 | 120 | 120 | 120 | 120 | 120 | 120 | 120 | 120 | 120
| CHP | N Scotland | 0.9 | 22 | 22 | 22 | 22 | 22 | 22 | 22 | 22 | 22 | 22
| Oil | S England & S Wales | 0.9 | 3442 | 3442 | 3442 | 3442 | 3442 | 3e-06 | 3e-06 | 3e-06 | 3e-06 | 3e-06
| Oil | Midlands & N Wales | 0.9 | 0 | 0 | 0 | 0 | 0 | 0 | 0 | 0 | 0 | 0
| Oil | N England | 0.9 | 0 | 0 | 0 | 0 | 0 | 0 | 0 | 0 | 0 | 0
| Oil | S Scotland | 0.9 | 0 | 0 | 0 | 0 | 0 | 0 | 0 | 0 | 0 | 0
| Oil | N Scotland | 0.9 | 0 | 0 | 0 | 0 | 0 | 0 | 0 | 0 | 0 | 0
| Hydro | S England & S Wales | 0.7 | 0 | 0 | 0 | 0 | 0 | 0 | 0 | 0 | 0 | 0
| Hydro | Midlands & N Wales | 0.7 | 0 | 0 | 0 | 0 | 0 | 0 | 0 | 0 | 0 | 0
| Hydro | N England | 0.7 | 0 | 0 | 0 | 0 | 0 | 0 | 0 | 0 | 0 | 0
| Hydro | S Scotland | 0.7 | 33 | 33 | 33 | 33 | 33 | 33 | 33 | 33 | 33 | 33
| Hydro | N Scotland | 0.7 | 1039 | 1039 | 1039 | 1039 | 1039 | 1039 | 1039 | 1039 | 1039 | 1039
| PS | S England & S Wales | 1 | 0 | 0 | 0 | 0 | 0 | 0 | 0 | 0 | 0 | 0
| PS | Midlands & N Wales | 1 | 2004 | 2004 | 2004 | 2004 | 2004 | 2004 | 2004 | 2004 | 2004 | 2004
| PS | N England | 1 | 0 | 0 | 0 | 0 | 0 | 0 | 0 | 0 | 0 | 0
| PS | S Scotland | 1 | 440 | 440 | 440 | 440 | 440 | 440 | 440 | 440 | 440 | 440
| PS | N Scotland | 1 | 300 | 300 | 300 | 300 | 300 | 300 | 300 | 300 | 300 | 300
| Nuclear | S England & S Wales | 0.9 | 3764 | 3764 | 3549 | 3549 | 3549 | 3549 | 3549 | 3549 | 2877 | 2877
| Nuclear | Midlands & N Wales | 0.9 | 890 | 890 | 2e-06 | 2e-06 | 2e-06 | 2e-06 | 2e-06 | 2e-06 | 2e-06 | 2e-06
| Nuclear | N England | 0.9 | 3613 | 3613 | 3613 | 3613 | 3613 | 3613 | 3613 | 3613 | 3613 | 1203
| Nuclear | S Scotland | 0.9 | 2289 | 2289 | 2289 | 2289 | 2289 | 2289 | 2289 | 2289 | 1215 | 1215
| Nuclear | N Scotland | 0.9 | 0 | 0 | 0 | 0 | 0 | 0 | 0 | 0 | 0 | 0
| CCGT | S England & S Wales | 0.9 | 16234 | 17494 | 17494 | 18294 | 19894 | 19894 | 20694 | 26294 | 26294 | 26294
| CCGT | Midlands & N Wales | 0.9 | 5305 | 6175 | 6175 | 6975 | 8575 | 8575 | 8575 | 8575 | 8575 | 8575
| CCGT | N England | 0.9 | 6103 | 6103 | 6103 | 6103 | 6103 | 6103 | 6103 | 6103 | 6103 | 6103
| CCGT | S Scotland | 0.9 | 2e-06 | 2e-06 | 2e-06 | 2e-06 | 2e-06 | 2e-06 | 2e-06 | 2e-06 | 2e-06 | 2e-06
| CCGT | N Scotland | 0.9 | 1180 | 1180 | 1180 | 1180 | 1180 | 1180 | 3e-06 | 3e-06 | 3e-06 | 3e-06
| OCGT | S England & S Wales | 0.9 | 906 | 906 | 906 | 838 | 804 | 510 | 510 | 510 | 510 | 510
| OCGT | Midlands & N Wales | 0.9 | 124 | 124 | 124 | 124 | 124 | 124 | 124 | 124 | 124 | 124
| OCGT | N England | 0.9 | 168 | 168 | 168 | 168 | 168 | 168 | 168 | 168 | 168 | 168
| OCGT | S Scotland | 0.9 | 2e-06 | 2e-06 | 2e-06 | 2e-06 | 2e-06 | 2e-06 | 2e-06 | 2e-06 | 2e-06 | 2e-06
| OCGT | N Scotland | 0.9 | 4e-06 | 4e-06 | 4e-06 | 4e-06 | 4e-06 | 4e-06 | 4e-06 | 4e-06 | 4e-06 | 4e-06
| Coal | S England & S Wales | 0.9 | 6385 | 6385 | 4090 | 3027 | 3027 | 1569 | 1569 | 1569 | 1569 | 1569
| Coal | Midlands & N Wales | 0.9 | 7866 | 7866 | 7866 | 7866 | 6902 | 6902 | 6902 | 6902 | 6902 | 6902
| Coal | N England | 0.9 | 9906 | 9906 | 9906 | 9906 | 8930 | 8930 | 8930 | 7465.5 | 5771 | 5771
| Coal | S Scotland | 0.9 | 3386 | 2284 | 2284 | 2284 | 2284 | 2284 | 2284 | 1713 | 1142 | 571
| Coal | N Scotland | 0.9 | 0 | 0 | 0 | 0 | 0 | 0 | 0 | 0 | 0 | 0
| Coal + CCS | S England & S Wales | 0.9 | 0 | 0 | 0 | 0 | 0 | 0 | 0 | 0 | 0 | 0
| Coal + CCS | Midlands & N Wales | 0.9 | 1e-06 | 1e-06 | 1e-06 | 1e-06 | 1e-06 | 1e-06 | 1e-06 | 1e-06 | 1e-06 | 1e-06
| Coal + CCS | N England | 0.9 | 2e-06 | 2e-06 | 2e-06 | 2e-06 | 2e-06 | 800 | 800 | 800 | 800 | 800
| Coal + CCS | S Scotland | 0.9 | 2e-06 | 2e-06 | 2e-06 | 2e-06 | 2e-06 | 2e-06 | 2e-06 | 2e-06 | 2e-06 | 2e-06
| Coal + CCS | N Scotland | 0.9 | 0 | 0 | 0 | 0 | 0 | 0 | 0 | 0 | 0 | 0
| CCGT + CCS | S England & S Wales | 0.9 | 3e-06 | 3e-06 | 3e-06 | 3e-06 | 3e-06 | 3e-06 | 3e-06 | 3e-06 | 3e-06 | 3e-06
| CCGT + CCS | Midlands & N Wales | 0.9 | 0 | 0 | 0 | 0 | 0 | 0 | 0 | 0 | 0 | 0
| CCGT + CCS | N England | 0.9 | 1e-06 | 1e-06 | 1e-06 | 1e-06 | 1e-06 | 1e-06 | 1e-06 | 1e-06 | 1e-06 | 1e-06
| CCGT + CCS | S Scotland | 0.9 | 0 | 0 | 0 | 0 | 0 | 0 | 0 | 0 | 0 | 0
| CCGT + CCS | N Scotland | 0.9 | 0 | 0 | 0 | 0 | 0 | 0 | 0 | 0 | 0 | 0
| Onshore wind | S England & S Wales | 0.15 | 9e-06 | 32.503 | 40.5244 | 49.104 | 59.7533 | 83.0346 | 96.3993 | 111.1031 | 124.5492 | 138.0315
| Onshore wind | Midlands & N Wales | 0.15 | 4e-06 | 26.7651 | 33.3703 | 40.4354 | 186.2544 | 205.4257 | 353.4808 | 365.5889 | 513.711 | 524.8133
| Onshore wind | N England | 0.15 | 4e-06 | 37.2787 | 46.4785 | 56.3187 | 68.5327 | 95.2347 | 110.563 | 127.4272 | 142.8489 | 158.3122
| Onshore wind | S Scotland | 0.15 | 2084 | 2534 | 3004 | 3551 | 3780 | 4029.6002 | 5041.3482 | 5050.2059 | 6059.543 | 6068.4198
| Onshore wind | N Scotland | 0.15 | 1440.6136 | 1628.3056 | 1969.8231 | 2385.4663 | 2594.8564 | 2873.3268 | 3500.5112 | 3833.0898 | 4749.2147 | 4804.1762
| Onshore wind | Island wind | 0.15 | 3e-06 | 3e-06 | 3e-06 | 3e-06 | 115.8372 | 115.8372 | 231.6744 | 231.6744 | 347.5116 | 347.5116
| Biomass regular | S England & S Wales | 0.9 | 2e-06 | 2e-06 | 2e-06 | 2e-06 | 2e-06 | 2e-06 | 2e-06 | 2e-06 | 350 | 350
| Biomass regular | Midlands & N Wales | 0.9 | 1e-06 | 1e-06 | 1e-06 | 1e-06 | 1e-06 | 1e-06 | 1e-06 | 1e-06 | 1e-06 | 1e-06
| Biomass regular | N England | 0.9 | 2e-06 | 2e-06 | 2e-06 | 2e-06 | 2e-06 | 2e-06 | 2e-06 | 2e-06 | 879 | 879
| Biomass regular | S Scotland | 0.9 | 97 | 97 | 97 | 97 | 97 | 97 | 97 | 97 | 97 | 97
| Biomass regular | N Scotland | 0.9 | 0 | 0 | 0 | 0 | 0 | 0 | 0 | 0 | 0 | 0
| Offshore wind | Offshore South | 0.15 | 864 | 1405 | 1909 | 1909 | 1909 | 1909 | 1909 | 1909 | 3409 | 5109
| Offshore wind | Offshore Irish Sea | 0.15 | 551 | 784 | 784 | 784 | 784 | 784 | 784 | 784 | 784 | 2758
| Offshore wind | Offshore E England | 0.15 | 250 | 250 | 250 | 250 | 250 | 250 | 250 | 250 | 925 | 1525
| Offshore wind | Offshore Scotland | 0.15 | 10 | 10 | 10 | 10 | 10 | 10 | 10 | 10 | 10 | 460
| Wave | Offshore South | 0.3 | 0 | 0 | 0 | 0 | 0 | 0 | 0 | 0 | 0 | 0
| Wave | Offshore Irish Sea | 0.3 | 0 | 0 | 0 | 0 | 0 | 0 | 0 | 0 | 0 | 0
| Wave | Offshore E England | 0.3 | 0 | 0 | 0 | 0 | 0 | 0 | 0 | 0 | 0 | 0
| Wave | Offshore Scotland | 0.3 | 1e-06 | 1e-06 | 1e-06 | 1e-06 | 1e-06 | 1e-06 | 1e-06 | 1e-06 | 1e-06 | 1e-06
| Tidal Stream | Offshore South | 0.3 | 2e-06 | 2e-06 | 2e-06 | 2e-06 | 2e-06 | 2e-06 | 2e-06 | 2e-06 | 2e-06 | 2e-06
| Tidal Stream | Offshore Irish Sea | 0.3 | 1e-06 | 1e-06 | 1e-06 | 1e-06 | 1e-06 | 1e-06 | 1e-06 | 1e-06 | 1e-06 | 1e-06
| Tidal Stream | Offshore E England | 0.3 | 0 | 0 | 0 | 0 | 0 | 0 | 0 | 0 | 0 | 0
| Tidal Stream | Offshore Scotland | 0.3 | 10 | 10 | 10 | 10 | 10 | 10 | 10 | 10 | 10 | 10
| Embedded CHP | Embedded | n/a | 4639.9231 | 4832.2308 | 5024.5385 | 5216.8462 | 5409.1538 | 5601.4615 | 5793.7692 | 5986.0769 | 6178.3846 | 6370.6923
| Embedded Gas | Embedded | n/a | 300 | 300 | 300 | 300 | 300 | 300 | 300 | 300 | 300 | 300
| Embedded offshore wind | Embedded | n/a | 0 | 0 | 0 | 0 | 0 | 0 | 0 | 0 | 0 | 0
| Embedded onshore wind | Embedded | n/a | 1062 | 1062 | 1062 | 1062 | 1062 | 1062 | 1062 | 1062 | 1062 | 1062
| Embedded biomass | Embedded | n/a | 1607.2399 | 1690.9043 | 1794.2936 | 1903.3597 | 2028.3926 | 2166.5808 | 2313.221 | 2468.3611 | 2633.3535 | 2803.5623
| Embedded tidal and wave | Embedded | n/a | 0.5 | 20.5 | 30.5 | 50.5 | 87 | 129.9 | 179.9 | 235.515 | 310.5953 | 400.5953
| Embedded hydro | Embedded | n/a | 541.202 | 551.202 | 561.202 | 571.202 | 581.202 | 591.202 | 620.202 | 630.202 | 640.202 | 650.202
New build (cumulative, MW)
| CHP | S England & S Wales |  | 0 | 0 | 0 | 0 | 0 | 0 | 0 | 0 | 0 | 0
| CHP | Midlands & N Wales |  | 0 | 0 | 0 | 0 | 0 | 0 | 0 | 0 | 0 | 0
| CHP | N England |  | 0 | 0 | 0 | 0 | 0 | 0 | 0 | 0 | 0 | 0
| CHP | S Scotland |  | 0 | 0 | 0 | 0 | 0 | 0 | 0 | 0 | 0 | 0
| CHP | N Scotland |  | 0 | 0 | 0 | 0 | 0 | 0 | 0 | 0 | 0 | 0
| Oil | S England & S Wales |  | 0 | 0 | 0 | 0 | 0 | 0 | 0 | 0 | 0 | 0
| Oil | Midlands & N Wales |  | 0 | 0 | 0 | 0 | 0 | 0 | 0 | 0 | 0 | 0
| Oil | N England |  | 0 | 0 | 0 | 0 | 0 | 0 | 0 | 0 | 0 | 0
| Oil | S Scotland |  | 0 | 0 | 0 | 0 | 0 | 0 | 0 | 0 | 0 | 0
| Oil | N Scotland |  | 0 | 0 | 0 | 0 | 0 | 0 | 0 | 0 | 0 | 0
| Hydro | S England & S Wales |  | 0 | 0 | 0 | 0 | 0 | 0 | 0 | 0 | 0 | 0
| Hydro | Midlands & N Wales |  | 0 | 0 | 0 | 0 | 0 | 0 | 0 | 0 | 0 | 0
| Hydro | N England |  | 0 | 0 | 0 | 0 | 0 | 0 | 0 | 0 | 0 | 0
| Hydro | S Scotland |  | 0 | 0 | 0 | 0 | 0 | 0 | 0 | 0 | 0 | 0
| Hydro | N Scotland |  | 0 | 0 | 0 | 0 | 0 | 0 | 0 | 0 | 0 | 0
| PS | S England & S Wales |  | 0 | 0 | 0 | 0 | 0 | 0 | 0 | 0 | 0 | 0
| PS | Midlands & N Wales |  | 0 | 0 | 0 | 0 | 0 | 0 | 0 | 0 | 0 | 0
| PS | N England |  | 0 | 0 | 0 | 0 | 0 | 0 | 0 | 0 | 0 | 0
| PS | S Scotland |  | 0 | 0 | 0 | 0 | 0 | 0 | 0 | 0 | 0 | 0
| PS | N Scotland |  | 0 | 0 | 0 | 0 | 0 | 0 | 0 | 0 | 0 | 0
| Nuclear | S England & S Wales |  | 0 | 0 | 0 | 0 | 0 | 0 | 0 | 0 | 1670 | 1670
| Nuclear | Midlands & N Wales |  | 0 | 0 | 0 | 0 | 0 | 0 | 0 | 0 | 0 | 0
| Nuclear | N England |  | 0 | 0 | 0 | 0 | 0 | 0 | 0 | 0 | 0 | 0
| Nuclear | S Scotland |  | 0 | 0 | 0 | 0 | 0 | 0 | 0 | 0 | 0 | 0
| Nuclear | N Scotland |  | 0 | 0 | 0 | 0 | 0 | 0 | 0 | 0 | 0 | 0
| CCGT | S England & S Wales |  | 0 | 1260 | 1260 | 2060 | 3660 | 3660 | 4460 | 10060 | 10060 | 10060
| CCGT | Midlands & N Wales |  | 0 | 870 | 870 | 1670 | 3270 | 3270 | 3270 | 3270 | 3270 | 3270
| CCGT | N England |  | 0 | 0 | 0 | 0 | 0 | 0 | 0 | 0 | 0 | 0
| CCGT | S Scotland |  | 0 | 0 | 0 | 0 | 0 | 0 | 0 | 0 | 0 | 0
| CCGT | N Scotland |  | 0 | 0 | 0 | 0 | 0 | 0 | 0 | 0 | 0 | 0
| OCGT | S England & S Wales |  | 0 | 0 | 0 | 0 | 0 | 0 | 0 | 0 | 0 | 0
| OCGT | Midlands & N Wales |  | 0 | 0 | 0 | 0 | 0 | 0 | 0 | 0 | 0 | 0
| OCGT | N England |  | 0 | 0 | 0 | 0 | 0 | 0 | 0 | 0 | 0 | 0
| OCGT | S Scotland |  | 0 | 0 | 0 | 0 | 0 | 0 | 0 | 0 | 0 | 0
| OCGT | N Scotland |  | 0 | 0 | 0 | 0 | 0 | 0 | 0 | 0 | 0 | 0
| Coal | S England & S Wales |  | 0 | 0 | 0 | 0 | 0 | 0 | 0 | 0 | 0 | 0
| Coal | Midlands & N Wales |  | 0 | 0 | 0 | 0 | 0 | 0 | 0 | 0 | 0 | 0
| Coal | N England |  | 0 | 0 | 0 | 0 | 0 | 0 | 0 | 0 | 0 | 0
| Coal | S Scotland |  | 0 | 0 | 0 | 0 | 0 | 0 | 0 | 0 | 0 | 0
| Coal | N Scotland |  | 0 | 0 | 0 | 0 | 0 | 0 | 0 | 0 | 0 | 0
| Coal + CCS | S England & S Wales |  | 0 | 0 | 0 | 0 | 0 | 0 | 0 | 0 | 0 | 0
| Coal + CCS | Midlands & N Wales |  | 0 | 0 | 0 | 0 | 0 | 0 | 0 | 0 | 0 | 0
| Coal + CCS | N England |  | 0 | 0 | 0 | 0 | 0 | 800 | 800 | 800 | 800 | 800
| Coal + CCS | S Scotland |  | 0 | 0 | 0 | 0 | 0 | 0 | 0 | 0 | 0 | 0
| Coal + CCS | N Scotland |  | 0 | 0 | 0 | 0 | 0 | 0 | 0 | 0 | 0 | 0
| CCGT + CCS | S England & S Wales |  | 0 | 0 | 0 | 0 | 0 | 0 | 0 | 0 | 0 | 0
| CCGT + CCS | Midlands & N Wales |  | 0 | 0 | 0 | 0 | 0 | 0 | 0 | 0 | 0 | 0
| CCGT + CCS | N England |  | 0 | 0 | 0 | 0 | 0 | 0 | 0 | 0 | 0 | 0
| CCGT + CCS | S Scotland |  | 0 | 0 | 0 | 0 | 0 | 0 | 0 | 0 | 0 | 0
| CCGT + CCS | N Scotland |  | 0 | 0 | 0 | 0 | 0 | 0 | 0 | 0 | 0 | 0
| Onshore wind | S England & S Wales |  | 0 | 32.503 | 40.5244 | 49.104 | 59.7533 | 83.0346 | 96.3993 | 111.1031 | 124.5491 | 138.0315
| Onshore wind | Midlands & N Wales |  | 0 | 26.7651 | 33.3703 | 40.4354 | 186.2544 | 205.4257 | 353.4808 | 365.5889 | 513.711 | 524.8132
| Onshore wind | N England |  | 0 | 37.2786 | 46.4785 | 56.3187 | 68.5327 | 95.2347 | 110.563 | 127.4272 | 142.8489 | 158.3122
| Onshore wind | S Scotland |  | 0 | 450 | 920 | 1467 | 1696 | 1945.6002 | 2957.3482 | 2966.2059 | 3975.543 | 3984.4198
| Onshore wind | N Scotland |  | -3e-06 | 187.6921 | 529.2095 | 944.8527 | 1154.2428 | 1432.7132 | 2059.8976 | 2392.4762 | 3308.6011 | 3363.5626
| Onshore wind | Island wind |  | 3e-06 | 3e-06 | 3e-06 | 3e-06 | 115.8372 | 115.8372 | 231.6744 | 231.6744 | 347.5116 | 347.5116
| Biomass regular | S England & S Wales |  | 0 | 0 | 0 | 0 | 0 | 0 | 0 | 0 | 350 | 350
| Biomass regular | Midlands & N Wales |  | 0 | 0 | 0 | 0 | 0 | 0 | 0 | 0 | 0 | 0
| Biomass regular | N England |  | 0 | 0 | 0 | 0 | 0 | 0 | 0 | 0 | 879 | 879
| Biomass regular | S Scotland |  | 0 | 0 | 0 | 0 | 0 | 0 | 0 | 0 | 0 | 0
| Biomass regular | N Scotland |  | 0 | 0 | 0 | 0 | 0 | 0 | 0 | 0 | 0 | 0
| Offshore wind | Offshore South |  | 0 | 541 | 1045 | 1045 | 1045 | 1045 | 1045 | 1045 | 2545 | 4245
| Offshore wind | Offshore Irish Sea |  | 0 | 233 | 233 | 233 | 233 | 233 | 233 | 233 | 233 | 2207
| Offshore wind | Offshore E England |  | 0 | 0 | 0 | 0 | 0 | 0 | 0 | 0 | 675 | 1275
| Offshore wind | Offshore Scotland |  | 0 | 0 | 0 | 0 | 0 | 0 | 0 | 0 | 0 | 450
| Wave | Offshore South |  | 0 | 0 | 0 | 0 | 0 | 0 | 0 | 0 | 0 | 0
| Wave | Offshore Irish Sea |  | 0 | 0 | 0 | 0 | 0 | 0 | 0 | 0 | 0 | 0
| Wave | Offshore E England |  | 0 | 0 | 0 | 0 | 0 | 0 | 0 | 0 | 0 | 0
| Wave | Offshore Scotland |  | 0 | 0 | 0 | 0 | 0 | 0 | 0 | 0 | 0 | 0
| Tidal Stream | Offshore South |  | 0 | 0 | 0 | 0 | 0 | 0 | 0 | 0 | 0 | 0
| Tidal Stream | Offshore Irish Sea |  | 0 | 0 | 0 | 0 | 0 | 0 | 0 | 0 | 0 | 0
| Tidal Stream | Offshore E England |  | 0 | 0 | 0 | 0 | 0 | 0 | 0 | 0 | 0 | 0
| Tidal Stream | Offshore Scotland |  | 0 | 0 | 0 | 0 | 0 | 0 | 0 | 0 | 0 | 0
| Embedded CHP | Embedded |  | 0 | 192.3077 | 384.6154 | 576.9231 | 769.2308 | 961.5385 | 1153.8462 | 1346.1538 | 1538.4615 | 1730.7692
| Embedded Gas | Embedded |  | 0 | 0 | 0 | 0 | 0 | 0 | 0 | 0 | 0 | 0
| Embedded offshore wind | Embedded |  | 0 | 0 | 0 | 0 | 0 | 0 | 0 | 0 | 0 | 0
| Embedded onshore wind | Embedded |  | 0 | 0 | 0 | 0 | 0 | 0 | 0 | 0 | 0 | 0
| Embedded biomass | Embedded |  | 0 | 83.6644 | 187.0537 | 296.1199 | 421.1527 | 559.341 | 705.9811 | 861.1212 | 1026.1136 | 1196.3224
| Embedded tidal and wave | Embedded |  | 0 | 20 | 30 | 50 | 86.5 | 129.4 | 179.4 | 235.015 | 310.0953 | 400.0953
| Embedded hydro | Embedded |  | 0 | 10 | 20 | 30 | 40 | 50 | 79 | 89 | 99 | 109
Retirements (cumulative, MW)
| CHP | S England & S Wales |  | 0 | 0 | 0 | 0 | 0 | 0 | 0 | 0 | 0 | 0
| CHP | Midlands & N Wales |  | 0 | 0 | 0 | 0 | 0 | 0 | 0 | 0 | 0 | 0
| CHP | N England |  | 0 | 0 | 0 | 0 | 0 | 0 | 0 | 0 | 0 | 0
| CHP | S Scotland |  | 0 | 0 | 0 | 0 | 0 | 0 | 0 | 0 | 0 | 0
| CHP | N Scotland |  | 0 | 0 | 0 | 0 | 0 | 0 | 0 | 0 | 0 | 0
| Oil | S England & S Wales |  | 0 | 0 | 0 | 0 | 0 | -3442 | -3442 | -3442 | -3442 | -3442
| Oil | Midlands & N Wales |  | 0 | 0 | 0 | 0 | 0 | 0 | 0 | 0 | 0 | 0
| Oil | N England |  | 0 | 0 | 0 | 0 | 0 | 0 | 0 | 0 | 0 | 0
| Oil | S Scotland |  | 0 | 0 | 0 | 0 | 0 | 0 | 0 | 0 | 0 | 0
| Oil | N Scotland |  | 0 | 0 | 0 | 0 | 0 | 0 | 0 | 0 | 0 | 0
| Hydro | S England & S Wales |  | 0 | 0 | 0 | 0 | 0 | 0 | 0 | 0 | 0 | 0
| Hydro | Midlands & N Wales |  | 0 | 0 | 0 | 0 | 0 | 0 | 0 | 0 | 0 | 0
| Hydro | N England |  | 0 | 0 | 0 | 0 | 0 | 0 | 0 | 0 | 0 | 0
| Hydro | S Scotland |  | 0 | 0 | 0 | 0 | 0 | 0 | 0 | 0 | 0 | 0
| Hydro | N Scotland |  | 0 | 0 | 0 | 0 | 0 | 0 | 0 | 0 | 0 | 0
| PS | S England & S Wales |  | 0 | 0 | 0 | 0 | 0 | 0 | 0 | 0 | 0 | 0
| PS | Midlands & N Wales |  | 0 | 0 | 0 | 0 | 0 | 0 | 0 | 0 | 0 | 0
| PS | N England |  | 0 | 0 | 0 | 0 | 0 | 0 | 0 | 0 | 0 | 0
| PS | S Scotland |  | 0 | 0 | 0 | 0 | 0 | 0 | 0 | 0 | 0 | 0
| PS | N Scotland |  | 0 | 0 | 0 | 0 | 0 | 0 | 0 | 0 | 0 | 0
| Nuclear | S England & S Wales |  | 0 | 0 | -215 | -215 | -215 | -215 | -215 | -215 | -2557 | -2557
| Nuclear | Midlands & N Wales |  | 0 | 0 | -890 | -890 | -890 | -890 | -890 | -890 | -890 | -890
| Nuclear | N England |  | 0 | 0 | 0 | 0 | 0 | 0 | 0 | 0 | 0 | -2410
| Nuclear | S Scotland |  | 0 | 0 | 0 | 0 | 0 | 0 | 0 | 0 | -1074 | -1074
| Nuclear | N Scotland |  | 0 | 0 | 0 | 0 | 0 | 0 | 0 | 0 | 0 | 0
| CCGT | S England & S Wales |  | 0 | 0 | 0 | 0 | 0 | 0 | 0 | 0 | 0 | 0
| CCGT | Midlands & N Wales |  | 0 | 0 | 0 | 0 | 0 | 0 | 0 | 0 | 0 | 0
| CCGT | N England |  | 0 | 0 | 0 | 0 | 0 | 0 | 0 | 0 | 0 | 0
| CCGT | S Scotland |  | 0 | 0 | 0 | 0 | 0 | 0 | 0 | 0 | 0 | 0
| CCGT | N Scotland |  | 0 | 0 | 0 | 0 | 0 | 0 | -1180 | -1180 | -1180 | -1180
| OCGT | S England & S Wales |  | 0 | 0 | 0 | -68 | -102 | -396 | -396 | -396 | -396 | -396
| OCGT | Midlands & N Wales |  | 0 | 0 | 0 | 0 | 0 | 0 | 0 | 0 | 0 | 0
| OCGT | N England |  | 0 | 0 | 0 | 0 | 0 | 0 | 0 | 0 | 0 | 0
| OCGT | S Scotland |  | 0 | 0 | 0 | 0 | 0 | 0 | 0 | 0 | 0 | 0
| OCGT | N Scotland |  | 0 | 0 | 0 | 0 | 0 | 0 | 0 | 0 | 0 | 0
| Coal | S England & S Wales |  | 0 | 0 | -2295 | -3358 | -3358 | -4816 | -4816 | -4816 | -4816 | -4816
| Coal | Midlands & N Wales |  | 0 | 0 | 0 | 0 | -964 | -964 | -964 | -964 | -964 | -964
| Coal | N England |  | 0 | 0 | 0 | 0 | -976 | -976 | -976 | -2440.5 | -4135 | -4135
| Coal | S Scotland |  | 0 | -1102 | -1102 | -1102 | -1102 | -1102 | -1102 | -1673 | -2244 | -2815
| Coal | N Scotland |  | 0 | 0 | 0 | 0 | 0 | 0 | 0 | 0 | 0 | 0
| Coal + CCS | S England & S Wales |  | 0 | 0 | 0 | 0 | 0 | 0 | 0 | 0 | 0 | 0
| Coal + CCS | Midlands & N Wales |  | 0 | 0 | 0 | 0 | 0 | 0 | 0 | 0 | 0 | 0
| Coal + CCS | N England |  | 0 | 0 | 0 | 0 | 0 | 0 | 0 | 0 | 0 | 0
| Coal + CCS | S Scotland |  | 0 | 0 | 0 | 0 | 0 | 0 | 0 | 0 | 0 | 0
| Coal + CCS | N Scotland |  | 0 | 0 | 0 | 0 | 0 | 0 | 0 | 0 | 0 | 0
| CCGT + CCS | S England & S Wales |  | 0 | 0 | 0 | 0 | 0 | 0 | 0 | 0 | 0 | 0
| CCGT + CCS | Midlands & N Wales |  | 0 | 0 | 0 | 0 | 0 | 0 | 0 | 0 | 0 | 0
| CCGT + CCS | N England |  | 0 | 0 | 0 | 0 | 0 | 0 | 0 | 0 | 0 | 0
| CCGT + CCS | S Scotland |  | 0 | 0 | 0 | 0 | 0 | 0 | 0 | 0 | 0 | 0
| CCGT + CCS | N Scotland |  | 0 | 0 | 0 | 0 | 0 | 0 | 0 | 0 | 0 | 0
| Onshore wind | S England & S Wales |  | 0 | 0 | 0 | 0 | 0 | 0 | 0 | 0 | 0 | 0
| Onshore wind | Midlands & N Wales |  | 0 | 0 | 0 | 0 | 0 | 0 | 0 | 0 | 0 | 0
| Onshore wind | N England |  | 0 | 0 | 0 | 0 | 0 | 0 | 0 | 0 | 0 | 0
| Onshore wind | S Scotland |  | 0 | 0 | 0 | 0 | 0 | 0 | 0 | 0 | 0 | 0
| Onshore wind | N Scotland |  | 0 | 0 | 0 | 0 | 0 | 0 | 0 | 0 | 0 | 0
| Onshore wind | Island wind |  | 0 | 0 | 0 | 0 | 0 | 0 | 0 | 0 | 0 | 0
| Biomass regular | S England & S Wales |  | 0 | 0 | 0 | 0 | 0 | 0 | 0 | 0 | 0 | 0
| Biomass regular | Midlands & N Wales |  | 0 | 0 | 0 | 0 | 0 | 0 | 0 | 0 | 0 | 0
| Biomass regular | N England |  | 0 | 0 | 0 | 0 | 0 | 0 | 0 | 0 | 0 | 0
| Biomass regular | S Scotland |  | 0 | 0 | 0 | 0 | 0 | 0 | 0 | 0 | 0 | 0
| Biomass regular | N Scotland |  | 0 | 0 | 0 | 0 | 0 | 0 | 0 | 0 | 0 | 0
| Offshore wind | Offshore South |  | 0 | 0 | 0 | 0 | 0 | 0 | 0 | 0 | 0 | 0
| Offshore wind | Offshore Irish Sea |  | 0 | 0 | 0 | 0 | 0 | 0 | 0 | 0 | 0 | 0
| Offshore wind | Offshore E England |  | 0 | 0 | 0 | 0 | 0 | 0 | 0 | 0 | 0 | 0
| Offshore wind | Offshore Scotland |  | 0 | 0 | 0 | 0 | 0 | 0 | 0 | 0 | 0 | 0
| Wave | Offshore South |  | 0 | 0 | 0 | 0 | 0 | 0 | 0 | 0 | 0 | 0
| Wave | Offshore Irish Sea |  | 0 | 0 | 0 | 0 | 0 | 0 | 0 | 0 | 0 | 0
| Wave | Offshore E England |  | 0 | 0 | 0 | 0 | 0 | 0 | 0 | 0 | 0 | 0
| Wave | Offshore Scotland |  | 0 | 0 | 0 | 0 | 0 | 0 | 0 | 0 | 0 | 0
| Tidal Stream | Offshore South |  | 0 | 0 | 0 | 0 | 0 | 0 | 0 | 0 | 0 | 0
| Tidal Stream | Offshore Irish Sea |  | 0 | 0 | 0 | 0 | 0 | 0 | 0 | 0 | 0 | 0
| Tidal Stream | Offshore E England |  | 0 | 0 | 0 | 0 | 0 | 0 | 0 | 0 | 0 | 0
| Tidal Stream | Offshore Scotland |  | 0 | 0 | 0 | 0 | 0 | 0 | 0 | 0 | 0 | 0
| Embedded CHP | Embedded |  | 0 | 0 | 0 | 0 | 0 | 0 | 0 | 0 | 0 | 0
| Embedded Gas | Embedded |  | 0 | 0 | 0 | 0 | 0 | 0 | 0 | 0 | 0 | 0
| Embedded offshore wind | Embedded |  | 0 | 0 | 0 | 0 | 0 | 0 | 0 | 0 | 0 | 0
| Embedded onshore wind | Embedded |  | 0 | 0 | 0 | 0 | 0 | 0 | 0 | 0 | 0 | 0
| Embedded biomass | Embedded |  | 0 | 0 | 0 | 0 | 0 | 0 | 0 | 0 | 0 | 0
| Embedded tidal and wave | Embedded |  | 0 | 0 | 0 | 0 | 0 | 0 | 0 | 0 | 0 | 0
| Embedded hydro | Embedded |  | 0 | 0 | 0 | 0 | 0 | 0 | 0 | 0 | 0 | 0
Generation (TWh)
| CHP | S England & S Wales |  | 0 | 0 | 0 | 0 | 0 | 0 | 0 | 0 | 0 | 0
| CHP | Midlands & N Wales |  | 323.6635 | 102.1682 | 370.5406 | 273.6385 | 156.5845 | 388.6837 | 212.7451 | 69.6214 | 121.9687 | 165.3389
| CHP | N England |  | 7870.2567 | 7214.6264 | 8012.5307 | 7493.0856 | 6520.1046 | 8047.2179 | 6917.0634 | 5653.605 | 5564.3781 | 5481.6509
| CHP | S Scotland |  | 0.048 | 1.64e-08 | 0.048 | 0.048 | 7.7183e-08 | 0.048 | 0.048 | 0 | 0 | 1.5397e-07
| CHP | N Scotland |  | 34.263 | 12.075 | 35.8953 | 27.355 | 16.6767 | 35.8593 | 20.1125 | 7.2937 | 11.0241 | 12.7133
| Oil | S England & S Wales |  | 0 | 0 | 0 | 0 | 0 | 0 | 0 | 0 | 0 | 0
| Oil | Midlands & N Wales |  | 0 | 0 | 0 | 0 | 0 | 0 | 0 | 0 | 0 | 0
| Oil | N England |  | 0 | 0 | 0 | 0 | 0 | 0 | 0 | 0 | 0 | 0
| Oil | S Scotland |  | 0 | 0 | 0 | 0 | 0 | 0 | 0 | 0 | 0 | 0
| Oil | N Scotland |  | 0 | 0 | 0 | 0 | 0 | 0 | 0 | 0 | 0 | 0
| Hydro | S England & S Wales |  | 0 | 0 | 0 | 0 | 0 | 0 | 0 | 0 | 0 | 0
| Hydro | Midlands & N Wales |  | 0 | 0 | 0 | 0 | 0 | 0 | 0 | 0 | 0 | 0
| Hydro | N England |  | 0 | 0 | 0 | 0 | 0 | 0 | 0 | 0 | 0 | 0
| Hydro | S Scotland |  | 95.0109 | 95.0109 | 95.0109 | 95.0109 | 95.0109 | 95.0109 | 95.0109 | 95.0109 | 95.0109 | 95.0109
| Hydro | N Scotland |  | 2991.4043 | 2991.4043 | 2991.4043 | 2991.4043 | 2991.4043 | 2991.4043 | 2991.4043 | 2991.4043 | 2991.4043 | 2991.4043
| PS | S England & S Wales |  | 0 | 0 | 0 | 0 | 0 | 0 | 0 | 0 | 0 | 0
| PS | Midlands & N Wales |  | 0 | 0 | 0 | 0 | 0 | 0 | 0 | 0 | 0 | 0
| PS | N England |  | 0 | 0 | 0 | 0 | 0 | 0 | 0 | 0 | 0 | 0
| PS | S Scotland |  | 0 | 0 | 0 | 0 | 0 | 0 | 0 | 0 | 0 | 0
| PS | N Scotland |  | 0 | 0 | 0 | 0 | 0 | 0 | 0 | 0 | 0 | 0
| Nuclear | S England & S Wales |  | 26450.3808 | 26450.3808 | 24939.5328 | 24939.5328 | 24939.5328 | 24939.5328 | 24939.5328 | 24939.5328 | 20217.2544 | 20217.2544
| Nuclear | Midlands & N Wales |  | 6254.208 | 6254.208 | 7.0272e-06 | 7.0272e-06 | 7.0272e-06 | 7.0272e-06 | 7.0272e-06 | 7.0272e-06 | 7.0272e-06 | 7.0272e-06
| Nuclear | N England |  | 25389.2736 | 25389.2736 | 25389.2736 | 25389.2736 | 25389.2736 | 25389.2736 | 25389.2736 | 25389.2736 | 25389.2736 | 8453.7216
| Nuclear | S Scotland |  | 16085.2608 | 16085.2608 | 16085.2608 | 16085.2608 | 16085.2608 | 16085.2608 | 16085.2608 | 16085.2608 | 8538.048 | 8538.048
| Nuclear | N Scotland |  | 0 | 0 | 0 | 0 | 0 | 0 | 0 | 0 | 0 | 0
| CCGT | S England & S Wales |  | 44021.282 | 40640.7965 | 50757.8685 | 52906.5274 | 54645.9094 | 67026.0294 | 65716.6692 | 84526.6201 | 82084.7999 | 82010.0412
| CCGT | Midlands & N Wales |  | 17041.4254 | 17761.9983 | 22144.3988 | 25643.1535 | 32030.9426 | 37468.3321 | 34696.8377 | 27248.8798 | 25548.276 | 25368.0289
| CCGT | N England |  | 6377.1004 | 4067.2937 | 6305.7232 | 5198.2968 | 3752.2491 | 5859.9232 | 4431.5162 | 1419.2476 | 1558.8951 | 1753.0589
| CCGT | S Scotland |  | 1.3527e-05 | 1.3238e-05 | 1.3369e-05 | 1.3369e-05 | 1.3122e-05 | 1.3447e-05 | 1.3285e-05 | 1.2991e-05 | 1.2126e-05 | 1.1756e-05
| CCGT | N Scotland |  | 57.2538 | 6.3478 | 124.4753 | 31.7497 | 15.2914 | 163.4975 | 1.3486e-05 | 1.2633e-05 | 1.167e-05 | 1.1506e-05
| OCGT | S England & S Wales |  | 0 | 0 | 0 | 0 | 0 | 0 | 0 | 0 | 0 | 0
| OCGT | Midlands & N Wales |  | 0 | 0 | 0 | 0 | 0 | 0 | 0 | 0 | 0 | 0
| OCGT | N England |  | 0 | 0 | 0 | 0 | 0 | 0 | 0 | 0 | 0 | 0
| OCGT | S Scotland |  | 0 | 0 | 0 | 0 | 0 | 0 | 0 | 0 | 0 | 0
| OCGT | N Scotland |  | 0 | 0 | 0 | 0 | 0 | 0 | 0 | 0 | 0 | 0
| Coal | S England & S Wales |  | 19282.166 | 20263.8231 | 12950.8186 | 9670.4387 | 9102.6529 | 2303.2626 | 2166.4574 | 1971.7077 | 1889.6708 | 1889.6708
| Coal | Midlands & N Wales |  | 49542.297 | 49603.1812 | 48509.9213 | 47312.9145 | 44026.5297 | 41232.2754 | 39464.0992 | 36018.5882 | 33659.1326 | 33741.2236
| Coal | N England |  | 55602.8118 | 58348.7789 | 50853.1475 | 48092.1681 | 45215.8169 | 34658.8529 | 34395.5671 | 32418.5156 | 30440.8274 | 30440.4355
| Coal | S Scotland |  | 17657.2336 | 15940.6477 | 15813.2409 | 14803.0436 | 14064.8758 | 3985.7945 | 3861.767 | 2589.2996 | 1656.1 | 762.1204
| Coal | N Scotland |  | 0 | 0 | 0 | 0 | 0 | 0 | 0 | 0 | 0 | 0
| Coal + CCS | S England & S Wales |  | 0 | 0 | 0 | 0 | 0 | 0 | 0 | 0 | 0 | 0
| Coal + CCS | Midlands & N Wales |  | 5.8847e-06 | 6.7735e-06 | 6.9975e-06 | 6.9975e-06 | 6.9975e-06 | 6.9975e-06 | 6.9975e-06 | 6.9975e-06 | 6.9975e-06 | 6.9975e-06
| Coal + CCS | N England |  | 1.1769e-05 | 1.3547e-05 | 1.3995e-05 | 1.3995e-05 | 1.3995e-05 | 5598.0375 | 5598.0375 | 5598.0375 | 5598.0375 | 5598.0375
| Coal + CCS | S Scotland |  | 1.1769e-05 | 1.3547e-05 | 1.3995e-05 | 1.3995e-05 | 1.3995e-05 | 1.3995e-05 | 1.3995e-05 | 1.3995e-05 | 1.3995e-05 | 1.3995e-05
| Coal + CCS | N Scotland |  | 0 | 0 | 0 | 0 | 0 | 0 | 0 | 0 | 0 | 0
| CCGT + CCS | S England & S Wales |  | 0 | 0 | 2.2492e-07 | 4.4856e-07 | 1.9246e-06 | 4.8735e-06 | 2.0993e-05 | 2.0993e-05 | 2.0993e-05 | 2.0993e-05
| CCGT + CCS | Midlands & N Wales |  | 0 | 0 | 0 | 0 | 0 | 0 | 0 | 0 | 0 | 0
| CCGT + CCS | N England |  | 0 | 0 | 7.4974e-08 | 1.4952e-07 | 6.4153e-07 | 1.6245e-06 | 6.9975e-06 | 6.9975e-06 | 6.9975e-06 | 6.9975e-06
| CCGT + CCS | S Scotland |  | 0 | 0 | 0 | 0 | 0 | 0 | 0 | 0 | 0 | 0
| CCGT + CCS | N Scotland |  | 0 | 0 | 0 | 0 | 0 | 0 | 0 | 0 | 0 | 0
| Onshore wind | S England & S Wales |  | 2.0691e-05 | 75.2164 | 93.7787 | 113.6331 | 138.277 | 192.153 | 223.0807 | 257.1073 | 288.2233 | 319.4232
| Onshore wind | Midlands & N Wales |  | 9.4113e-06 | 62.8264 | 78.3311 | 94.915 | 440.8411 | 485.8424 | 837.0172 | 865.4388 | 1216.7708 | 1242.8314
| Onshore wind | N England |  | 9.1586e-06 | 85.3552 | 106.4198 | 128.9505 | 156.9163 | 218.0545 | 253.1511 | 291.7644 | 327.0747 | 362.4803
| Onshore wind | S Scotland |  | 5126.3228 | 6233.2544 | 7389.3828 | 8734.9196 | 9298.2247 | 9912.2032 | 12400.9494 | 12422.738 | 14905.5537 | 14927.3891
| Onshore wind | N Scotland |  | 3672.7329 | 4151.2392 | 5021.9115 | 6081.5617 | 6615.3857 | 7325.3244 | 8924.2825 | 9772.1658 | 12107.7554 | 12247.8755
| Onshore wind | Island wind |  | 1.0999e-05 | 1.0999e-05 | 1.0999e-05 | 1.0999e-05 | 458.7493 | 458.7493 | 917.4986 | 917.4986 | 1376.2478 | 1376.2478
| Biomass regular | S England & S Wales |  | 1.4054e-05 | 1.4054e-05 | 1.4054e-05 | 1.4054e-05 | 1.4054e-05 | 1.4054e-05 | 1.4054e-05 | 1.4054e-05 | 2459.52 | 2459.52
| Biomass regular | Midlands & N Wales |  | 7.0272e-06 | 7.0272e-06 | 7.0272e-06 | 7.0272e-06 | 7.0272e-06 | 7.0272e-06 | 7.0272e-06 | 7.0272e-06 | 7.0272e-06 | 7.0272e-06
| Biomass regular | N England |  | 1.4054e-05 | 1.4054e-05 | 1.4054e-05 | 1.4054e-05 | 1.4054e-05 | 1.4054e-05 | 1.4054e-05 | 1.4054e-05 | 6176.9088 | 6176.9088
| Biomass regular | S Scotland |  | 681.6384 | 681.6384 | 681.6384 | 681.6384 | 681.6384 | 681.6384 | 681.6384 | 681.6384 | 681.6384 | 681.6384
| Biomass regular | N Scotland |  | 0 | 0 | 0 | 0 | 0 | 0 | 0 | 0 | 0 | 0
| Offshore wind | Offshore South |  | 2848.0087 | 4631.3105 | 6292.6489 | 6292.6489 | 6292.6489 | 6292.6489 | 6292.6489 | 6292.6489 | 11237.1085 | 16840.8293
| Offshore wind | Offshore Irish Sea |  | 1823.1576 | 2594.1118 | 2594.1118 | 2594.1118 | 2594.1118 | 2594.1118 | 2594.1118 | 2594.1118 | 2594.1118 | 9125.7145
| Offshore wind | Offshore E England |  | 827.0664 | 827.0664 | 827.0664 | 827.0664 | 827.0664 | 827.0664 | 827.0664 | 827.0664 | 3060.1455 | 5045.1048
| Offshore wind | Offshore Scotland |  | 33.0827 | 33.0827 | 33.0827 | 33.0827 | 33.0827 | 33.0827 | 33.0827 | 33.0827 | 33.0827 | 1521.8021
| Wave | Offshore South |  | 0 | 0 | 0 | 0 | 0 | 0 | 0 | 0 | 0 | 0
| Wave | Offshore Irish Sea |  | 0 | 0 | 0 | 0 | 0 | 0 | 0 | 0 | 0 | 0
| Wave | Offshore E England |  | 0 | 0 | 0 | 0 | 0 | 0 | 0 | 0 | 0 | 0
| Wave | Offshore Scotland |  | 2.6348e-06 | 2.6348e-06 | 2.6348e-06 | 2.6348e-06 | 2.6348e-06 | 2.6348e-06 | 2.6348e-06 | 2.6348e-06 | 2.6348e-06 | 2.6348e-06
| Tidal Stream | Offshore South |  | 5.2704e-06 | 5.2704e-06 | 5.2704e-06 | 5.2704e-06 | 5.2704e-06 | 5.2704e-06 | 5.2704e-06 | 5.2704e-06 | 5.2704e-06 | 5.2704e-06
| Tidal Stream | Offshore Irish Sea |  | 2.6352e-06 | 2.6352e-06 | 2.6352e-06 | 2.6352e-06 | 2.6352e-06 | 2.6352e-06 | 2.6352e-06 | 2.6352e-06 | 2.6352e-06 | 2.6352e-06
| Tidal Stream | Offshore E England |  | 0 | 0 | 0 | 0 | 0 | 0 | 0 | 0 | 0 | 0
| Tidal Stream | Offshore Scotland |  | 70.272 | 70.272 | 70.272 | 70.272 | 70.272 | 70.272 | 70.272 | 70.272 | 70.272 | 70.272
| Embedded CHP | Embedded |  | 20336.7828 | 21179.6675 | 22022.5521 | 22865.4367 | 23708.3213 | 24551.2059 | 25394.0905 | 26236.9752 | 27079.8598 | 27922.7444
| Embedded Gas | Embedded |  | 1840.86 | 1840.86 | 1840.86 | 1840.86 | 1840.86 | 1840.86 | 1840.86 | 1840.86 | 1840.86 | 1840.86
| Embedded offshore wind | Embedded |  | 0 | 0 | 0 | 0 | 0 | 0 | 0 | 0 | 0 | 0
| Embedded onshore wind | Embedded |  | 2513.5628 | 2513.5628 | 2513.5628 | 2513.5628 | 2513.5628 | 2513.5628 | 2513.5628 | 2513.5628 | 2513.5628 | 2513.5628
| Embedded biomass | Embedded |  | 11271.2519 | 11857.9739 | 12583.022 | 13347.8811 | 14224.7116 | 15193.7982 | 16222.156 | 17310.1226 | 18467.1812 | 19660.8214
| Embedded tidal and wave | Embedded |  | 1.7532 | 71.8812 | 106.9452 | 177.0732 | 305.0568 | 455.4814 | 630.8014 | 825.8098 | 1089.0712 | 1404.6472
| Embedded hydro | Embedded |  | 1565.5783 | 1594.5061 | 1623.4339 | 1652.3617 | 1681.2895 | 1710.2173 | 1794.1079 | 1823.0357 | 1851.9635 | 1880.8913
Transmission investment | bar: 0 to 10
Modelled investments in the Main Interconnected Transmission System | bar: 0 to 10
| Reinforcement package | Boundaries reinforced | Cost (£m) | 0: Build date
| Beauly-Denny overhead line | B1, B2, B4 | Pre-committed | 0: 2014
| 400kV Ring Kintore Reactive Compensation | B1, B2, B4 | Pre-committed | 0: 2040
| Denny-Kincardine 400kV | B4 | Pre-committed | 0: 2040
| Western HVDC Link | B6, B7a | 866 | 0: 2015
| Anglo-Scottish Series & Shunt Compensation | B5,B6 | 380 | 0: 2014
| Eastern HVDC Link | B2, B4, B5, B6, B7a | 891 | 0: 2020
| Penwortham QBs | B7a | 31 | 0: 2014
| New Hinkley Point - Seabank OHL and associated works | B13 | 628 | 0: 2020
| Reconductoring circuits in East Anglia | EC5 | 93 | 0: 2019
| New OHL & reconductoring work in East Anglia | EC5 | 263 | 0: 2022
| QBs in East Anglia | EC5 | 41 | 0: 2019
| Establish 2nd Pentir-Traw 400kv circuit | NW2 | 185 | 0: 2016
| Series compensation and reconductoring work in North Wales | NW2 | 103 | 0: 2024
| Wylfa-Pembroke 2GW HVDC link | B202,NW2 | 834 | 0: 2040
| Daines 225MVAR MSC DNs | B8,B9 | 5 | 0: 2014
| Sundon and Ratcliffe 225MVAR MSCs | B8,B9 | 10 | 0: 2024
| North London Reinforcements & St John's Wood - Hackney cable | B14 | 474 | 0: 2016
| Turn in Sundon - Cowley circuit at East Claydon | B8,B9, B14 | 52 | 0: 2026
| North East London uprate to 400kV | B15 | 88 | 0: 2040
| East London reinforcements | B15 | 31 | 0: 2014
| East London reconductoring | B15 | 72 | 0: 2040
| Kingsnorth-Cobham reconductoring | B15 | 21 | 0: 2040
| South London reconductoring | B15 | 77 | 0: 2040
| Essex reconductoring | B15 | 36 | 0: 2040
| Tees Crossing refurbishment | B7a | 52 | 0: 2012
| QBs in Sundon-Wymondley circuits | B14 | 31 | 0: 2015
| London MSCs, East End reconductoring | B14 | 46 | 0: 2015
| New reactor at Rayleigh | B15 | 36 | 0: 2040
| Kemsley QBs | B15 | 31 | 0: 2012
| Rowdown, Canterbury, Sellinge and Dungeness reinforcements | B15 | 118 | 0: 2040
| Iver, East Claydon, Grendon & Elstree new MSCs | B8,B9 | 31 | 0: 2015
| Cottam - West Burton reconductoring | B8 | 5 | 0: 2014
| West Weybridge 275kV additional MSC | B9,B14 | 5 | 0: 2040
| Knocknagael | B1 | 43 | 0: 2011
| Beauly-Blackhillock-Kintore | B1 | 88 | 0: 2014
2012
| Hunterston-Kintyre link | B3, B4, B5 | 130 | 0: 2020
| East Coast Upgrade | B2, B4, B5, B6 | 272 | 0: 2021
| Humber - Walpole HVDC | B8, B9, B11 | 595 | 0: 2025
| Caithness - Moray HVDC | B1 | 800 | 0: 2022
2014
| Eastern HVDC Link #2 | B6 | 891 | 0: 2025
2040
| Western HVDC Link #2 | B6, B7a | 866 | 0: 2022
| Elstree London | B14 | 100 | 0: 2040
| West Midlands MSC | B17 | 50 | 0: 2024
| B1 | B1 | 73 | 0: 2022
| B2 | B2 | 73 | 0: 2040
| B3 | B3 | 110 | 0: 2024
| B4 | B4 | 98 | 0: 2026
| B5 | B5 | 98 | 0: 2025
| B6 | B6 | 146 | 0: 2026
| B7a | B7a | 166 | 0: 2026
| B8 | B8 | 117 | 0: 2040
| B9 | B9 | 234 | 0: 2040
| B10 | B10 | 15 | 0: 2040
| B11 | B11 | 200 | 0: 2026
| B12 | B12 | 24 | 0: 2040
| B13 | B13 | 332 | 0: 2040
| B14 | B14 | 50 | 0: 2040
| B15 | B15 | 7 | 0: 2040
| B16 | B16 | 29 | 0: 2022
| B17 | B17 | 100 | 0: 2040
| B201 | B201 | 50 | 0: 2040
| B202 | B202 | 7 | 0: 2040
| EC5 | EC5 | 24 | 0: 2027
| NW2 | NW2 | 49 | 0: 2040
Note: for map of transmission boundaries, see report. Offshore and island links are built as required for specific generation projects | bar: 0 to 10
Other key metrics
| Average (demand-weighted) wholesale price (£/MWh) |  |  | 58.83 | 58.2053 | 63.3084 | 63.4058 | 62.4559 | 83.4313 | 81.9938 | 72.3499 | 74.4372 | 81.5171
| Demand (TWh) |  |  | 356.3715 | 360.6823 | 362.6573 | 364.1237 | 364.9651 | 365.8053 | 367.297 | 367.7908 | 368.3631 | 368.9556
| Renewable share (%) |  |  | 11.39% | 12.76% | 14.07% | 14.39% | 15.14% | 17.26% | 19.17% | 19.72% | 26.08% | 31.01%
| Carbon intensity (g/kWhr) | (excludes embedded CHP) |  | 463.6797 | 461.1278 | 436.779 | 425.2243 | 408.0701 | 335.1531 | 323.8938 | 309.1354 | 288.4904 | 286.5996
| Maximum allowed revenue: Transmission Owners (£m) |  |  | 1724.279 | 2120.5352 | 2345.7687 | 2472.8622 | 2619.1591 | 2734.7987 | 2826.6665 | 2905.0289 | 3113.1612 | 3520.6368
| Constraint costs (£m) |  |  | 119.8467 | 159.3606 | 227.946 | 220.4752 | 77.622 | 42.7847 | 119.9362 | 87.9047 | 280.1684 | 78.3372
| Transmission losses (£m) |  |  | 418.4094 | 431.82 | 434.4019 | 456.9377 | 457.7944 | 405.7499 | 436.7802 | 389.7055 | 412.0884 | 374.6211
CfDs by plant type (£/MWh)
| Nuclear | [5 empty] | 0 | 0 | 0 | 92.2946 | 92.2946 | 92.2946 | 89.7142
| Coal + CCS | [5 empty] | 0 | 0 | 0 | 137.7888 | 137.7888 | 137.7888 | 134.3861
| CCGT + CCS | [5 empty] | 0 | 0 | 0 | 102.0697 | 102.0697 | 102.0697 | 103.929
| Onshore wind | [5 empty] | 0 | 0 | 0 | 111.3781 | 111.3781 | 111.3781 | 111.3781
| Offshore wind | [5 empty] | 0 | 0 | 0 | 148.1962 | 148.1962 | 148.1962 | 148.1962
| Wave | [5 empty] | 0 | 0 | 0 | 279.105 | 279.105 | 279.105 | 279.105
| Tidal Stream | [5 empty] | 0 | 0 | 0 | 279.105 | 279.105 | 279.105 | 279.105
| Biomass regular | [5 empty] | 0 | 0 | 0 | 131.8326 | 131.8326 | 131.8326 | 131.8326
Note on D181: Used to calculate de-rated capacity margins

## Improved ICRP (RO banding)
| Charging scenario | #VALUE!
|  |  |  | 2011 | 2012 | 2013 | 2014 | 2015 | 2016 | 2017 | 2018 | 2019 | 2020
#VALUE!
Tariffs
Generation
Transmission investment
Other key metrics
Tariffs
Generator Zonal Tariff/Peak security component of Improved ICRP (£/kW)
Generation - Wider Tariffs
| Zone No. | Zone Name
| 1 | North Scotland |  |  | -0.70653 | -0.408 | -0.31957 | -0.89617 | 0.37103 | 0.82145 | -0.25978 | -0.84964 | -1.1796
| 2 | Peterhead |  |  | 0.7804 | 1.3257 | 1.1863 | 0.41148 | 1.7175 | 2.0949 | -0.6006 | -0.58205 | -0.97454
| 3 | Western Highland & Skye |  |  | -1.4301 | -0.52941 | -0.48522 | -0.87306 | 0.37402 | 0.79477 | -0.2677 | -0.89544 | -1.2613
| 4 | Central Highlands |  |  | -1.187 | -0.63231 | -0.58012 | -1.1978 | 0.046597 | 0.47285 | -0.55562 | -0.9941 | -1.3776
| 5 | Argyll |  |  | -1.4458 | -0.45386 | -0.43978 | -1.0565 | 0.11853 | 0.65154 | -0.37611 | -1.1537 | -1.5432
| 6 | Stirlingshire |  |  | -0.47335 | -0.085661 | -0.072079 | -0.60352 | 0.56415 | 0.94878 | -0.0231 | -0.64893 | -1.0306
| 7 | South Scotland |  |  | -0.70074 | -0.11068 | -0.10235 | -0.25912 | 0.93296 | 0.95305 | 0.49582 | 0.68576 | 0.33302
| 8 | Auchencrosh |  |  | -1.435 | -0.48917 | -0.47291 | -0.84129 | 0.33685 | 0.61543 | -0.13611 | -1.106 | -1.5005
| 9 | Humber & Lancashire |  |  | -0.002346 | 0.46911 | 0.57456 | 0.31613 | 1.5052 | 1.6564 | 1.2547 | 0.77969 | 0.90907
| 10 | North East England |  |  | -0.1626 | 0.42065 | 0.36602 | 0.019605 | 1.3936 | 1.7348 | 0.8545 | 0.70974 | 0.59793
| 11 | Anglesey |  |  | 1.6614 | 1.8601 | 1.98 | 1.635 | 2.4375 | 2.4024 | 2.0886 | 1.5121 | -1.7738
| 12 | Dinorwig |  |  | 1.6614 | 2.2133 | 2.3331 | 1.9882 | 2.7906 | 2.7556 | 2.4417 | 1.8653 | -1.7738
| 13 | South Yorks & North Wales |  |  | 0.048286 | 0.37413 | 0.50488 | 0.3403 | 1.0692 | 1.1916 | 1.3096 | 0.97716 | 0.89075
| 14 | Midlands |  |  | -0.77969 | -0.49722 | -0.42979 | -0.41558 | -0.27796 | -0.29886 | -0.30946 | -0.53317 | -0.57163
| 15 | South Wales & Gloucester |  |  | 4.4609 | 4.6439 | 5.0059 | 4.9416 | 4.159 | 3.7606 | 3.985 | 4.6107 | 5.1617
| 16 | Central London |  |  | -0.019092 | -2.1542 | -2.6114 | -2.0034 | -4.2764 | -4.1877 | -3.7895 | -3.3662 | -2.7745
| 17 | South East |  |  | -0.9064 | -2.7486 | -3.6551 | -3.152 | -5.8122 | -5.6277 | -4.681 | -4.2921 | -3.3197
| 18 | Oxon & South Coast |  |  | -0.74051 | -0.51922 | -0.41596 | -0.3884 | -2.7031 | -2.6335 | -2.183 | -1.7671 | -1.2345
| 19 | Wessex |  |  | 0.61135 | 0.56955 | 0.57887 | 0.61723 | -2.867 | -3.1725 | -0.26745 | 0.49187 | 0.30385
| 20 | Peninsula |  |  | 1.0762 | 1.1335 | 1.1745 | 1.1749 | -2.416 | -2.786 | 1.2515 | 1.9254 | 0.37671
Year Round component of Improved ICRP (£/kW)
Generation - Wider Tariffs
| Zone No. | Zone Name
| 1 | North Scotland |  |  | 20.6307 | 19.2823 | 19.2278 | 24.3196 | 23.33 | 22.9022 | 22.6771 | 30.9883 | 30.2607
| 2 | Peterhead |  |  | 16.2667 | 15.3368 | 15.2739 | 19.963 | 19.0198 | 19.0005 | 17.5564 | 29.1898 | 28.8136
| 3 | Western Highland & Skye |  |  | 22.062 | 17.4379 | 17.3247 | 22.6791 | 21.6871 | 21.6665 | 21.9982 | 29.0942 | 28.7545
| 4 | Central Highlands |  |  | 16.8564 | 15.8142 | 15.6338 | 21.1919 | 20.2024 | 20.1867 | 19.8142 | 25.0121 | 24.6576
| 5 | Argyll |  |  | 14.0359 | 14.0889 | 13.7874 | 19.8675 | 18.8548 | 18.9773 | 18.6235 | 22.2966 | 21.9668
| 6 | Stirlingshire |  |  | 11.9198 | 11.7211 | 11.5735 | 16.9626 | 15.8868 | 15.8421 | 15.6159 | 19.7032 | 19.3368
| 7 | South Scotland |  |  | 10.0794 | 9.721 | 9.6304 | 14.3422 | 13.3491 | 13.1382 | 13.1779 | 13.9836 | 13.5834
| 8 | Auchencrosh |  |  | 14.184 | 13.1392 | 12.9879 | 18.7356 | 17.6796 | 17.3202 | 17.3578 | 19.0486 | 18.7209
| 9 | Humber & Lancashire |  |  | 2.6085 | 2.0521 | 2.0095 | 1.5138 | 0.24551 | 0.25057 | 0.64334 | 0.78333 | 0.45687
| 10 | North East England |  |  | 4.719 | 4.516 | 4.2803 | 4.8882 | 3.7221 | 3.6005 | 3.4534 | 2.0123 | 1.9044
| 11 | Anglesey |  |  | 1.3995 | 0.24332 | 0.17389 | -2.9302 | -3.7532 | -3.981 | -3.7317 | -3.5023 | 0.056489
| 12 | Dinorwig |  |  | 0.69318 | 0.24332 | 0.17389 | -2.9302 | -3.7532 | -3.981 | -3.7317 | -3.5023 | -0.64984
| 13 | South Yorks & North Wales |  |  | 0.14628 | -0.3265 | -0.38332 | -1.7196 | -2.7493 | -3.069 | -2.8168 | -3.0471 | -3.2215
| 14 | Midlands |  |  | -1.1908 | -1.4 | -1.419 | -2.5373 | -2.917 | -3.0904 | -2.7576 | -3.2403 | -3.3714
| 15 | South Wales & Gloucester |  |  | -6.216 | -6.4748 | -6.1475 | -7.7538 | -6.6245 | -7.1482 | -6.4586 | -6.6958 | -6.8449
| 16 | Central London |  |  | -9.768 | -7.9997 | -8.015 | -9.2051 | -6.7739 | -6.9511 | -6.6847 | -7.6204 | -8.1988
| 17 | South East |  |  | -2.6587 | -1.0441 | -1.3045 | -2.2415 | -0.13536 | -0.40489 | 0.090959 | -1.0404 | -1.8247
| 18 | Oxon & South Coast |  |  | -5.739 | -5.8002 | -5.6491 | -7.1312 | -5.5218 | -5.6532 | -5.2027 | -6.1567 | -6.1474
| 19 | Wessex |  |  | -8.2222 | -7.8991 | -7.7598 | -9.3008 | -6.5506 | -7.0687 | -5.519 | -6.228 | -5.4788
| 20 | Peninsula |  |  | -10.5625 | -10.3131 | -10.1768 | -11.7313 | -8.35 | -8.8916 | -7.0717 | -7.6167 | -4.2238
|  | Residual |  |  | 4.2775 | 4.6652 | 4.7618 | 1.6164 | 1.8803 | 1.8128 | 1.909 | 1.9146 | 0.53973
Final Variable Tariff (£/MWh)
Generation - constant tariff under Socialised charging
Demand - constant tariff under Socialised charging
Demand HH Zonal Tariff (£/kW)
Demand tariffs
| Zone No. | Zone Name.
| 1 | Northern Scotland |  |  | 10.8751 | 14.9032 | 16.7239 | 19.0909 | 20.2138 | 21.0765 | 24.8467 | 18.1791 | 24.2732
| 2 | Southern Scotland |  |  | 15.4877 | 18.1408 | 19.7221 | 21.6337 | 22.9445 | 23.9405 | 27.0638 | 26.4348 | 32.5035
| 3 | Northern |  |  | 20.8525 | 23.363 | 25.2538 | 31.7974 | 33.0734 | 34.1285 | 37.1308 | 40.1148 | 46.3789
| 4 | North West |  |  | 24.0495 | 26.8064 | 28.4175 | 36.3227 | 37.8299 | 39.1698 | 41.4571 | 43.7649 | 49.8823
| 5 | Yorkshire |  |  | 24.5647 | 27.4694 | 28.9977 | 37.1547 | 38.7026 | 40.0854 | 42.2105 | 44.7352 | 50.622
| 6 | N Wales & Mersey |  |  | 24.6791 | 27.4719 | 28.9879 | 38.8141 | 40.3122 | 41.7969 | 43.8867 | 46.4263 | 52.562
| 7 | East Midlands |  |  | 27.2482 | 30.2314 | 31.6388 | 39.7475 | 41.4744 | 42.9562 | 44.6601 | 47.099 | 52.9343
| 8 | Midlands |  |  | 28.308 | 31.1527 | 32.4973 | 41.2753 | 42.7714 | 44.4247 | 46.2267 | 48.4344 | 54.3752
| 9 | Eastern |  |  | 28.2029 | 31.2996 | 33.0186 | 40.7704 | 42.8636 | 44.186 | 45.614 | 47.9775 | 53.3367
| 10 | South Wales |  |  | 26.6563 | 29.814 | 30.5013 | 39.027 | 40.1824 | 42.328 | 43.4851 | 44.6729 | 49.6432
| 11 | South East |  |  | 32.4679 | 35.1371 | 36.8404 | 44.8604 | 46.6214 | 48.1849 | 48.7283 | 51.9063 | 57.0703
| 12 | London |  |  | 33.5202 | 36.8018 | 40.0034 | 46.5415 | 49.4574 | 50.7679 | 51.7632 | 54.1066 | 59.4208
| 13 | Southern |  |  | 33.1724 | 35.8663 | 36.9869 | 45.5453 | 47.3072 | 48.9858 | 49.3856 | 51.3979 | 56.3335
| 14 | South Western |  |  | 32.6309 | 35.4815 | 36.6405 | 45.0826 | 46.549 | 48.7646 | 46.9168 | 48.3953 | 52.7516
Demand NHH Zonal Tariff (p/kWh)
| Zone No. | Zone Name.
| 1 | Northern Scotland |  |  | 1.6836 | 2.2127 | 2.4559 | 2.8441 | 3.0018 | 3.1246 | 3.6091 | 2.8314 | 3.6467
| 2 | Southern Scotland |  |  | 1.739 | 2.1045 | 2.3299 | 2.3566 | 2.5343 | 2.6633 | 3.1635 | 2.9548 | 3.853
| 3 | Northern |  |  | 2.7004 | 3.0303 | 3.3071 | 4.1979 | 4.3648 | 4.5017 | 4.9648 | 5.434 | 6.3438
| 4 | North West |  |  | 3.3435 | 3.7246 | 3.9538 | 5.1237 | 5.3372 | 5.5307 | 5.8693 | 6.2228 | 7.1261
| 5 | Yorkshire |  |  | 3.3766 | 3.7793 | 3.9877 | 5.2016 | 5.4198 | 5.6197 | 5.9228 | 6.3213 | 7.1708
| 6 | N Wales & Mersey |  |  | 3.6032 | 4.0079 | 4.2275 | 5.7822 | 6.0018 | 6.2282 | 6.538 | 6.9395 | 7.868
| 7 | East Midlands |  |  | 3.9666 | 4.3894 | 4.5747 | 5.7911 | 6.0486 | 6.2711 | 6.4896 | 6.8747 | 7.722
| 8 | Midlands |  |  | 4.2224 | 4.625 | 4.804 | 6.1598 | 6.3734 | 6.6311 | 6.8775 | 7.2153 | 8.0938
| 9 | Eastern |  |  | 4.0521 | 4.4895 | 4.7338 | 5.8458 | 6.1636 | 6.3495 | 6.5201 | 6.8738 | 7.6139
| 10 | South Wales |  |  | 3.7328 | 4.1786 | 4.2152 | 5.4784 | 5.614 | 5.9625 | 6.0664 | 6.1893 | 6.8392
| 11 | South East |  |  | 4.8565 | 5.2207 | 5.4644 | 6.6338 | 6.8915 | 7.1231 | 7.1392 | 7.6415 | 8.3558
| 12 | London |  |  | 5.4481 | 5.9338 | 6.5382 | 7.3894 | 7.9341 | 8.1178 | 8.1489 | 8.5248 | 9.2406
| 13 | Southern |  |  | 5.2183 | 5.589 | 5.7207 | 7.0392 | 7.3063 | 7.5707 | 7.5307 | 7.8304 | 8.5058
| 14 | South Western |  |  | 4.7749 | 5.1637 | 5.3061 | 6.5241 | 6.7241 | 7.0655 | 6.6609 | 6.8512 | 7.4082
Offshore and island tariffs (£/kW) |  | Local tariff
| Argyll Array | 23.2366
| Beatrice | 29.6832
| Docking Shoal Windfarm | 32.9065
| Forth Array | 33.6801
| Greater Gabbard Extension | 43.2211
| Gwynt Y Mor | 49.2289
| Humber Gateway Stage 1 + 2 | 67.4963
| Inch Cape | 30.3279
| London Array | 70.039
| Neart na Gaoithe | 29.6832
| R3 Bristol Channel | 31.0716
| R3 Dogger Bank | 126.5409
| R3 Firth of Forth | 59.9009
| R3 Hastings | 28.1887
| R3 Hornsea | 72.3751
| R3 Irish Sea | 38.1126
| R3 Moray Firth | 32.4577
| R3 Norfolk | 47.3713
| R3 West of Isle of Wight | 29.0758
| Race Bank Windfarm | 77.2976
| Triton Knoll | 41.2871
| West of Duddon Sands | 60.8048
| Westernmost Rough | 25.1706
| Island Wind - Zone S Orkney | 52.374
| Island Wind - Zone S Shetland | 56.5639
| Island Wind - Zone S Western Isles | 67.0387
Improved ICRP Peak Security weighting by plant type - from Transport Model
| Generation type | Peak Security
| Interconnector | 0%
| Offshore wind | 0%
| Onshore wind | 0%
| Tidal Stream | 0%
| Wave | 0%
| CCGT + CCS | 100%
| Coal + CCS | 100%
| Nuclear | 100%
| OCGT | 100%
| Oil | 100%
| PS | 100%
| Biomass regular | 100%
| CCGT | 100%
| CHP | 100%
| Coal | 100%
| Hydro | 100%
Calculator to estimate indicative wider tariffs for a generator in each zone under Improved ICRP:
Change these cells:
| Use of network at peak | 100%
| Annual load factor | 70%
| Wider tariffs (given assumptions above) (£/kW) | Zone Name
|  | North Scotland |  |  | 18.0124 | 17.7548 | 17.9017 | 17.744 | 18.5823 | 18.6658 | 17.5232 | 22.7568 | 20.5426
|  | Peterhead |  |  | 16.4446 | 16.7266 | 16.6398 | 16.002 | 16.9117 | 17.2081 | 13.5979 | 21.7654 | 19.7347
|  | Western Highland & Skye |  |  | 18.2908 | 16.3423 | 16.4039 | 16.6188 | 17.4353 | 17.7742 | 17.04 | 21.3851 | 19.4066
|  | Central Highlands |  |  | 14.89 | 15.1028 | 15.1253 | 15.2529 | 16.0686 | 16.4164 | 15.2233 | 18.4289 | 16.4224
|  | Argyll |  |  | 12.6568 | 14.0735 | 13.9732 | 14.4671 | 15.1972 | 15.7485 | 14.5693 | 16.3685 | 14.3733
|  | Stirlingshire |  |  | 12.148 | 12.7843 | 12.7912 | 12.8867 | 13.5652 | 13.8511 | 12.817 | 15.0579 | 13.0449
|  | South Scotland |  |  | 10.6323 | 11.3592 | 11.4008 | 11.3968 | 12.1577 | 11.9626 | 11.6294 | 12.3888 | 10.3811
|  | Auchencrosh |  |  | 12.7713 | 13.3735 | 13.3805 | 13.8901 | 14.5929 | 14.5524 | 13.9233 | 14.1426 | 12.1439
|  | Humber & Lancashire |  |  | 6.1011 | 6.5708 | 6.743 | 2.9922 | 3.5574 | 3.6447 | 3.614 | 3.2426 | 1.7686
|  | North East England |  |  | 7.4182 | 8.247 | 8.1241 | 5.0578 | 5.8794 | 6.068 | 5.1808 | 4.0329 | 2.4708
|  | Anglesey |  |  | 6.9186 | 6.6956 | 6.8635 | 1.2003 | 1.6905 | 1.4285 | 1.3853 | 0.97513 | -1.1946
|  | Dinorwig |  |  | 6.4241 | 7.0488 | 7.2167 | 1.5535 | 2.0437 | 1.7817 | 1.7385 | 1.3283 | -1.689
|  | South Yorks & North Wales |  |  | 4.4282 | 4.8108 | 4.9984 | 0.75298 | 1.025 | 0.85618 | 1.2468 | 0.75875 | -0.82458
|  | Midlands |  |  | 2.6642 | 3.188 | 3.3388 | -0.57528 | -0.43959 | -0.6493 | -0.33083 | -0.88681 | -2.3918
|  | South Wales & Gloucester |  |  | 4.3872 | 4.7767 | 5.4645 | 1.1304 | 1.4021 | 0.56964 | 1.373 | 1.8382 | 0.91004
|  | Central London |  |  | -2.5792 | -3.0888 | -3.46 | -6.8305 | -7.1378 | -7.2406 | -6.5598 | -6.7859 | -7.9739
|  | South East |  |  | 1.51 | 1.1857 | 0.19358 | -3.1046 | -4.0266 | -4.0983 | -2.7084 | -3.1058 | -4.0572
|  | Oxon & South Coast |  |  | -0.48032 | 0.085833 | 0.39151 | -3.7638 | -4.688 | -4.7779 | -3.9159 | -4.1622 | -4.9979
|  | Wessex |  |  | -0.86668 | -0.29466 | -0.091161 | -4.2769 | -5.5721 | -6.3078 | -2.2218 | -1.9532 | -2.9916
|  | Peninsula |  |  | -2.0401 | -1.4205 | -1.1874 | -5.4206 | -6.3807 | -7.1974 | -1.7897 | -1.4917 | -2.0402
Generation
Capacity mix (MW) |  |  | De-rating factor
| CHP | S England & S Wales | 0.9 | 158 | 158 | 158 | 158 | 158 | 158 | 158 | 158 | 158 | 158
| CHP | Midlands & N Wales | 0.9 | 428 | 428 | 428 | 428 | 428 | 428 | 428 | 428 | 428 | 428
| CHP | N England | 0.9 | 1373 | 1373 | 1373 | 1373 | 1373 | 1373 | 1373 | 1373 | 1373 | 1373
| CHP | S Scotland | 0.9 | 120 | 120 | 120 | 120 | 120 | 120 | 120 | 120 | 120 | 120
| CHP | N Scotland | 0.9 | 22 | 22 | 22 | 22 | 22 | 22 | 22 | 22 | 22 | 22
| Oil | S England & S Wales | 0.9 | 3442 | 3442 | 3442 | 3442 | 3442 | 3e-06 | 3e-06 | 3e-06 | 3e-06 | 3e-06
| Oil | Midlands & N Wales | 0.9 | 0 | 0 | 0 | 0 | 0 | 0 | 0 | 0 | 0 | 0
| Oil | N England | 0.9 | 0 | 0 | 0 | 0 | 0 | 0 | 0 | 0 | 0 | 0
| Oil | S Scotland | 0.9 | 0 | 0 | 0 | 0 | 0 | 0 | 0 | 0 | 0 | 0
| Oil | N Scotland | 0.9 | 0 | 0 | 0 | 0 | 0 | 0 | 0 | 0 | 0 | 0
| Hydro | S England & S Wales | 0.7 | 0 | 0 | 0 | 0 | 0 | 0 | 0 | 0 | 0 | 0
| Hydro | Midlands & N Wales | 0.7 | 0 | 0 | 0 | 0 | 0 | 0 | 0 | 0 | 0 | 0
| Hydro | N England | 0.7 | 0 | 0 | 0 | 0 | 0 | 0 | 0 | 0 | 0 | 0
| Hydro | S Scotland | 0.7 | 33 | 33 | 33 | 33 | 33 | 33 | 33 | 33 | 33 | 33
| Hydro | N Scotland | 0.7 | 1039 | 1039 | 1039 | 1039 | 1039 | 1039 | 1039 | 1039 | 1039 | 1039
| PS | S England & S Wales | 1 | 0 | 0 | 0 | 0 | 0 | 0 | 0 | 0 | 0 | 0
| PS | Midlands & N Wales | 1 | 2004 | 2004 | 2004 | 2004 | 2004 | 2004 | 2004 | 2004 | 2004 | 2004
| PS | N England | 1 | 0 | 0 | 0 | 0 | 0 | 0 | 0 | 0 | 0 | 0
| PS | S Scotland | 1 | 440 | 440 | 440 | 440 | 440 | 440 | 440 | 440 | 440 | 440
| PS | N Scotland | 1 | 300 | 300 | 300 | 300 | 300 | 300 | 300 | 300 | 300 | 300
| Nuclear | S England & S Wales | 0.9 | 3764 | 3764 | 3549 | 3549 | 3549 | 3549 | 3549 | 3549 | 2877 | 2877
| Nuclear | Midlands & N Wales | 0.9 | 890 | 890 | 2e-06 | 2e-06 | 2e-06 | 2e-06 | 2e-06 | 2e-06 | 2e-06 | 2e-06
| Nuclear | N England | 0.9 | 3613 | 3613 | 3613 | 3613 | 3613 | 3613 | 3613 | 3613 | 3613 | 1203
| Nuclear | S Scotland | 0.9 | 2289 | 2289 | 2289 | 2289 | 2289 | 2289 | 2289 | 2289 | 1215 | 1215
| Nuclear | N Scotland | 0.9 | 0 | 0 | 0 | 0 | 0 | 0 | 0 | 0 | 0 | 0
| CCGT | S England & S Wales | 0.9 | 16234 | 17494 | 17494 | 18294 | 19894 | 19894 | 20694 | 26294 | 26294 | 26294
| CCGT | Midlands & N Wales | 0.9 | 5305 | 6175 | 6175 | 6975 | 8575 | 8575 | 8575 | 8575 | 8060 | 8060
| CCGT | N England | 0.9 | 6103 | 6103 | 6103 | 6103 | 6103 | 6103 | 6103 | 5293 | 5293 | 5293
| CCGT | S Scotland | 0.9 | 2e-06 | 2e-06 | 2e-06 | 2e-06 | 2e-06 | 2e-06 | 2e-06 | 2e-06 | 2e-06 | 2e-06
| CCGT | N Scotland | 0.9 | 1180 | 1180 | 1180 | 1180 | 1180 | 1180 | 3e-06 | 3e-06 | 3e-06 | 3e-06
| OCGT | S England & S Wales | 0.9 | 906 | 906 | 906 | 838 | 804 | 510 | 510 | 510 | 510 | 510
| OCGT | Midlands & N Wales | 0.9 | 124 | 124 | 124 | 124 | 124 | 124 | 124 | 124 | 124 | 124
| OCGT | N England | 0.9 | 168 | 168 | 168 | 168 | 168 | 168 | 168 | 168 | 168 | 168
| OCGT | S Scotland | 0.9 | 2e-06 | 2e-06 | 2e-06 | 2e-06 | 2e-06 | 2e-06 | 2e-06 | 2e-06 | 2e-06 | 2e-06
| OCGT | N Scotland | 0.9 | 4e-06 | 4e-06 | 4e-06 | 4e-06 | 4e-06 | 4e-06 | 4e-06 | 4e-06 | 4e-06 | 4e-06
| Coal | S England & S Wales | 0.9 | 6385 | 6022 | 4090 | 3027 | 3027 | 1569 | 1569 | 1569 | 1569 | 1569
| Coal | Midlands & N Wales | 0.9 | 7866 | 7866 | 7866 | 7866 | 6902 | 6902 | 6902 | 6902 | 6902 | 6902
| Coal | N England | 0.9 | 9906 | 9906 | 9906 | 9906 | 8930 | 8930 | 8930 | 7465.5 | 6001 | 6001
| Coal | S Scotland | 0.9 | 3386 | 2835 | 2835 | 2284 | 2284 | 2284 | 2284 | 2284 | 2284 | 2284
| Coal | N Scotland | 0.9 | 0 | 0 | 0 | 0 | 0 | 0 | 0 | 0 | 0 | 0
| Coal + CCS | S England & S Wales | 0.9 | 0 | 0 | 0 | 0 | 0 | 0 | 0 | 0 | 0 | 0
| Coal + CCS | Midlands & N Wales | 0.9 | 1e-06 | 1e-06 | 1e-06 | 1e-06 | 1e-06 | 1e-06 | 1e-06 | 1e-06 | 1e-06 | 1e-06
| Coal + CCS | N England | 0.9 | 2e-06 | 2e-06 | 2e-06 | 2e-06 | 2e-06 | 800 | 800 | 800 | 800 | 800
| Coal + CCS | S Scotland | 0.9 | 2e-06 | 2e-06 | 2e-06 | 2e-06 | 2e-06 | 2e-06 | 2e-06 | 2e-06 | 2e-06 | 2e-06
| Coal + CCS | N Scotland | 0.9 | 0 | 0 | 0 | 0 | 0 | 0 | 0 | 0 | 0 | 0
| CCGT + CCS | S England & S Wales | 0.9 | 3e-06 | 3e-06 | 3e-06 | 3e-06 | 3e-06 | 3e-06 | 3e-06 | 3e-06 | 3e-06 | 3e-06
| CCGT + CCS | Midlands & N Wales | 0.9 | 0 | 0 | 0 | 0 | 0 | 0 | 0 | 0 | 0 | 0
| CCGT + CCS | N England | 0.9 | 1e-06 | 1e-06 | 1e-06 | 1e-06 | 1e-06 | 1e-06 | 1e-06 | 1e-06 | 1e-06 | 1e-06
| CCGT + CCS | S Scotland | 0.9 | 0 | 0 | 0 | 0 | 0 | 0 | 0 | 0 | 0 | 0
| CCGT + CCS | N Scotland | 0.9 | 0 | 0 | 0 | 0 | 0 | 0 | 0 | 0 | 0 | 0
| Onshore wind | S England & S Wales | 0.15 | 9e-06 | 32.503 | 40.5244 | 49.104 | 59.7533 | 83.0346 | 96.3993 | 111.1031 | 124.5492 | 138.0315
| Onshore wind | Midlands & N Wales | 0.15 | 4e-06 | 26.7651 | 33.3703 | 40.4354 | 186.2544 | 205.4257 | 353.4808 | 365.5889 | 513.711 | 524.8133
| Onshore wind | N England | 0.15 | 4e-06 | 37.2787 | 46.4785 | 56.3187 | 68.5327 | 95.2347 | 110.563 | 127.4272 | 142.8489 | 158.3122
| Onshore wind | S Scotland | 0.15 | 2084 | 2534 | 3004 | 3551 | 3780 | 4029.6002 | 5041.3482 | 5050.2059 | 6059.543 | 6068.4198
| Onshore wind | N Scotland | 0.15 | 1440.6136 | 1628.3056 | 1969.8231 | 2385.4663 | 2594.8564 | 2873.3268 | 3500.5112 | 3833.0898 | 4749.2147 | 4804.1762
| Onshore wind | Island wind | 0.15 | 3e-06 | 3e-06 | 3e-06 | 3e-06 | 200.6459 | 200.6459 | 401.2917 | 401.2917 | 601.9376 | 601.9376
| Biomass regular | S England & S Wales | 0.9 | 2e-06 | 2e-06 | 2e-06 | 2e-06 | 2e-06 | 2e-06 | 2e-06 | 2e-06 | 350 | 350
| Biomass regular | Midlands & N Wales | 0.9 | 1e-06 | 1e-06 | 1e-06 | 1e-06 | 1e-06 | 1e-06 | 1e-06 | 1e-06 | 1e-06 | 1e-06
| Biomass regular | N England | 0.9 | 2e-06 | 2e-06 | 2e-06 | 2e-06 | 2e-06 | 2e-06 | 2e-06 | 2e-06 | 879 | 879
| Biomass regular | S Scotland | 0.9 | 97 | 97 | 97 | 97 | 97 | 97 | 97 | 97 | 97 | 97
| Biomass regular | N Scotland | 0.9 | 0 | 0 | 0 | 0 | 0 | 0 | 0 | 0 | 0 | 0
| Offshore wind | Offshore South | 0.15 | 864 | 1405 | 1909 | 1909 | 1909 | 1909 | 1909 | 1909 | 1909 | 3909
| Offshore wind | Offshore Irish Sea | 0.15 | 551 | 784 | 784 | 784 | 784 | 784 | 784 | 784 | 784 | 2184
| Offshore wind | Offshore E England | 0.15 | 250 | 250 | 250 | 250 | 250 | 250 | 250 | 250 | 425 | 925
| Offshore wind | Offshore Scotland | 0.15 | 10 | 10 | 10 | 10 | 10 | 10 | 10 | 10 | 10 | 1310
| Wave | Offshore South | 0.3 | 0 | 0 | 0 | 0 | 0 | 0 | 0 | 0 | 0 | 0
| Wave | Offshore Irish Sea | 0.3 | 0 | 0 | 0 | 0 | 0 | 0 | 0 | 0 | 0 | 0
| Wave | Offshore E England | 0.3 | 0 | 0 | 0 | 0 | 0 | 0 | 0 | 0 | 0 | 0
| Wave | Offshore Scotland | 0.3 | 1e-06 | 1e-06 | 1e-06 | 1e-06 | 1e-06 | 1e-06 | 1e-06 | 1e-06 | 1e-06 | 1e-06
| Tidal Stream | Offshore South | 0.3 | 2e-06 | 2e-06 | 2e-06 | 2e-06 | 2e-06 | 2e-06 | 2e-06 | 2e-06 | 2e-06 | 2e-06
| Tidal Stream | Offshore Irish Sea | 0.3 | 1e-06 | 1e-06 | 1e-06 | 1e-06 | 1e-06 | 1e-06 | 1e-06 | 1e-06 | 1e-06 | 1e-06
| Tidal Stream | Offshore E England | 0.3 | 0 | 0 | 0 | 0 | 0 | 0 | 0 | 0 | 0 | 0
| Tidal Stream | Offshore Scotland | 0.3 | 10 | 10 | 10 | 10 | 10 | 10 | 10 | 10 | 10 | 10
| Embedded CHP | Embedded | n/a | 4639.9231 | 4832.2308 | 5024.5385 | 5216.8462 | 5409.1538 | 5601.4615 | 5793.7692 | 5986.0769 | 6178.3846 | 6370.6923
| Embedded Gas | Embedded | n/a | 300 | 300 | 300 | 300 | 300 | 300 | 300 | 300 | 300 | 300
| Embedded offshore wind | Embedded | n/a | 0 | 0 | 0 | 0 | 0 | 0 | 0 | 0 | 0 | 0
| Embedded onshore wind | Embedded | n/a | 1062 | 1062 | 1062 | 1062 | 1062 | 1062 | 1062 | 1062 | 1062 | 1062
| Embedded biomass | Embedded | n/a | 1607.2399 | 1690.9043 | 1794.2936 | 1903.3597 | 2028.3926 | 2166.5808 | 2313.221 | 2468.3611 | 2633.3535 | 2803.5623
| Embedded tidal and wave | Embedded | n/a | 0.5 | 20.5 | 30.5 | 50.5 | 87 | 129.9 | 179.9 | 235.515 | 310.5953 | 400.5953
| Embedded hydro | Embedded | n/a | 541.202 | 551.202 | 561.202 | 571.202 | 581.202 | 591.202 | 620.202 | 630.202 | 640.202 | 650.202
New build (cumulative, MW)
| CHP | S England & S Wales |  | 0 | 0 | 0 | 0 | 0 | 0 | 0 | 0 | 0 | 0
| CHP | Midlands & N Wales |  | 0 | 0 | 0 | 0 | 0 | 0 | 0 | 0 | 0 | 0
| CHP | N England |  | 0 | 0 | 0 | 0 | 0 | 0 | 0 | 0 | 0 | 0
| CHP | S Scotland |  | 0 | 0 | 0 | 0 | 0 | 0 | 0 | 0 | 0 | 0
| CHP | N Scotland |  | 0 | 0 | 0 | 0 | 0 | 0 | 0 | 0 | 0 | 0
| Oil | S England & S Wales |  | 0 | 0 | 0 | 0 | 0 | 0 | 0 | 0 | 0 | 0
| Oil | Midlands & N Wales |  | 0 | 0 | 0 | 0 | 0 | 0 | 0 | 0 | 0 | 0
| Oil | N England |  | 0 | 0 | 0 | 0 | 0 | 0 | 0 | 0 | 0 | 0
| Oil | S Scotland |  | 0 | 0 | 0 | 0 | 0 | 0 | 0 | 0 | 0 | 0
| Oil | N Scotland |  | 0 | 0 | 0 | 0 | 0 | 0 | 0 | 0 | 0 | 0
| Hydro | S England & S Wales |  | 0 | 0 | 0 | 0 | 0 | 0 | 0 | 0 | 0 | 0
| Hydro | Midlands & N Wales |  | 0 | 0 | 0 | 0 | 0 | 0 | 0 | 0 | 0 | 0
| Hydro | N England |  | 0 | 0 | 0 | 0 | 0 | 0 | 0 | 0 | 0 | 0
| Hydro | S Scotland |  | 0 | 0 | 0 | 0 | 0 | 0 | 0 | 0 | 0 | 0
| Hydro | N Scotland |  | 0 | 0 | 0 | 0 | 0 | 0 | 0 | 0 | 0 | 0
| PS | S England & S Wales |  | 0 | 0 | 0 | 0 | 0 | 0 | 0 | 0 | 0 | 0
| PS | Midlands & N Wales |  | 0 | 0 | 0 | 0 | 0 | 0 | 0 | 0 | 0 | 0
| PS | N England |  | 0 | 0 | 0 | 0 | 0 | 0 | 0 | 0 | 0 | 0
| PS | S Scotland |  | 0 | 0 | 0 | 0 | 0 | 0 | 0 | 0 | 0 | 0
| PS | N Scotland |  | 0 | 0 | 0 | 0 | 0 | 0 | 0 | 0 | 0 | 0
| Nuclear | S England & S Wales |  | 0 | 0 | 0 | 0 | 0 | 0 | 0 | 0 | 1670 | 1670
| Nuclear | Midlands & N Wales |  | 0 | 0 | 0 | 0 | 0 | 0 | 0 | 0 | 0 | 0
| Nuclear | N England |  | 0 | 0 | 0 | 0 | 0 | 0 | 0 | 0 | 0 | 0
| Nuclear | S Scotland |  | 0 | 0 | 0 | 0 | 0 | 0 | 0 | 0 | 0 | 0
| Nuclear | N Scotland |  | 0 | 0 | 0 | 0 | 0 | 0 | 0 | 0 | 0 | 0
| CCGT | S England & S Wales |  | 0 | 1260 | 1260 | 2060 | 3660 | 3660 | 4460 | 10060 | 10060 | 10060
| CCGT | Midlands & N Wales |  | 0 | 870 | 870 | 1670 | 3270 | 3270 | 3270 | 3270 | 3270 | 3270
| CCGT | N England |  | 0 | 0 | 0 | 0 | 0 | 0 | 0 | 0 | 0 | 0
| CCGT | S Scotland |  | 0 | 0 | 0 | 0 | 0 | 0 | 0 | 0 | 0 | 0
| CCGT | N Scotland |  | 0 | 0 | 0 | 0 | 0 | 0 | 0 | 0 | 0 | 0
| OCGT | S England & S Wales |  | 0 | 0 | 0 | 0 | 0 | 0 | 0 | 0 | 0 | 0
| OCGT | Midlands & N Wales |  | 0 | 0 | 0 | 0 | 0 | 0 | 0 | 0 | 0 | 0
| OCGT | N England |  | 0 | 0 | 0 | 0 | 0 | 0 | 0 | 0 | 0 | 0
| OCGT | S Scotland |  | 0 | 0 | 0 | 0 | 0 | 0 | 0 | 0 | 0 | 0
| OCGT | N Scotland |  | 0 | 0 | 0 | 0 | 0 | 0 | 0 | 0 | 0 | 0
| Coal | S England & S Wales |  | 0 | 0 | 0 | 0 | 0 | 0 | 0 | 0 | 0 | 0
| Coal | Midlands & N Wales |  | 0 | 0 | 0 | 0 | 0 | 0 | 0 | 0 | 0 | 0
| Coal | N England |  | 0 | 0 | 0 | 0 | 0 | 0 | 0 | 0 | 0 | 0
| Coal | S Scotland |  | 0 | 0 | 0 | 0 | 0 | 0 | 0 | 0 | 0 | 0
| Coal | N Scotland |  | 0 | 0 | 0 | 0 | 0 | 0 | 0 | 0 | 0 | 0
| Coal + CCS | S England & S Wales |  | 0 | 0 | 0 | 0 | 0 | 0 | 0 | 0 | 0 | 0
| Coal + CCS | Midlands & N Wales |  | 0 | 0 | 0 | 0 | 0 | 0 | 0 | 0 | 0 | 0
| Coal + CCS | N England |  | 0 | 0 | 0 | 0 | 0 | 800 | 800 | 800 | 800 | 800
| Coal + CCS | S Scotland |  | 0 | 0 | 0 | 0 | 0 | 0 | 0 | 0 | 0 | 0
| Coal + CCS | N Scotland |  | 0 | 0 | 0 | 0 | 0 | 0 | 0 | 0 | 0 | 0
| CCGT + CCS | S England & S Wales |  | 0 | 0 | 0 | 0 | 0 | 0 | 0 | 0 | 0 | 0
| CCGT + CCS | Midlands & N Wales |  | 0 | 0 | 0 | 0 | 0 | 0 | 0 | 0 | 0 | 0
| CCGT + CCS | N England |  | 0 | 0 | 0 | 0 | 0 | 0 | 0 | 0 | 0 | 0
| CCGT + CCS | S Scotland |  | 0 | 0 | 0 | 0 | 0 | 0 | 0 | 0 | 0 | 0
| CCGT + CCS | N Scotland |  | 0 | 0 | 0 | 0 | 0 | 0 | 0 | 0 | 0 | 0
| Onshore wind | S England & S Wales |  | 0 | 32.503 | 40.5244 | 49.104 | 59.7533 | 83.0346 | 96.3993 | 111.1031 | 124.5491 | 138.0315
| Onshore wind | Midlands & N Wales |  | 0 | 26.7651 | 33.3703 | 40.4354 | 186.2544 | 205.4257 | 353.4808 | 365.5889 | 513.711 | 524.8132
| Onshore wind | N England |  | 0 | 37.2786 | 46.4785 | 56.3187 | 68.5327 | 95.2347 | 110.563 | 127.4272 | 142.8489 | 158.3122
| Onshore wind | S Scotland |  | 0 | 450 | 920 | 1467 | 1696 | 1945.6002 | 2957.3482 | 2966.2059 | 3975.543 | 3984.4198
| Onshore wind | N Scotland |  | -3e-06 | 187.6921 | 529.2095 | 944.8527 | 1154.2428 | 1432.7132 | 2059.8976 | 2392.4762 | 3308.6011 | 3363.5626
| Onshore wind | Island wind |  | 3e-06 | 3e-06 | 3e-06 | 3e-06 | 200.6459 | 200.6459 | 401.2917 | 401.2917 | 601.9376 | 601.9376
| Biomass regular | S England & S Wales |  | 0 | 0 | 0 | 0 | 0 | 0 | 0 | 0 | 350 | 350
| Biomass regular | Midlands & N Wales |  | 0 | 0 | 0 | 0 | 0 | 0 | 0 | 0 | 0 | 0
| Biomass regular | N England |  | 0 | 0 | 0 | 0 | 0 | 0 | 0 | 0 | 879 | 879
| Biomass regular | S Scotland |  | 0 | 0 | 0 | 0 | 0 | 0 | 0 | 0 | 0 | 0
| Biomass regular | N Scotland |  | 0 | 0 | 0 | 0 | 0 | 0 | 0 | 0 | 0 | 0
| Offshore wind | Offshore South |  | 0 | 541 | 1045 | 1045 | 1045 | 1045 | 1045 | 1045 | 1045 | 3045
| Offshore wind | Offshore Irish Sea |  | 0 | 233 | 233 | 233 | 233 | 233 | 233 | 233 | 233 | 1633
| Offshore wind | Offshore E England |  | 0 | 0 | 0 | 0 | 0 | 0 | 0 | 0 | 175 | 675
| Offshore wind | Offshore Scotland |  | 0 | 0 | 0 | 0 | 0 | 0 | 0 | 0 | 0 | 1300
| Wave | Offshore South |  | 0 | 0 | 0 | 0 | 0 | 0 | 0 | 0 | 0 | 0
| Wave | Offshore Irish Sea |  | 0 | 0 | 0 | 0 | 0 | 0 | 0 | 0 | 0 | 0
| Wave | Offshore E England |  | 0 | 0 | 0 | 0 | 0 | 0 | 0 | 0 | 0 | 0
| Wave | Offshore Scotland |  | 0 | 0 | 0 | 0 | 0 | 0 | 0 | 0 | 0 | 0
| Tidal Stream | Offshore South |  | 0 | 0 | 0 | 0 | 0 | 0 | 0 | 0 | 0 | 0
| Tidal Stream | Offshore Irish Sea |  | 0 | 0 | 0 | 0 | 0 | 0 | 0 | 0 | 0 | 0
| Tidal Stream | Offshore E England |  | 0 | 0 | 0 | 0 | 0 | 0 | 0 | 0 | 0 | 0
| Tidal Stream | Offshore Scotland |  | 0 | 0 | 0 | 0 | 0 | 0 | 0 | 0 | 0 | 0
| Embedded CHP | Embedded |  | 0 | 192.3077 | 384.6154 | 576.9231 | 769.2308 | 961.5385 | 1153.8462 | 1346.1538 | 1538.4615 | 1730.7692
| Embedded Gas | Embedded |  | 0 | 0 | 0 | 0 | 0 | 0 | 0 | 0 | 0 | 0
| Embedded offshore wind | Embedded |  | 0 | 0 | 0 | 0 | 0 | 0 | 0 | 0 | 0 | 0
| Embedded onshore wind | Embedded |  | 0 | 0 | 0 | 0 | 0 | 0 | 0 | 0 | 0 | 0
| Embedded biomass | Embedded |  | 0 | 83.6644 | 187.0537 | 296.1199 | 421.1527 | 559.341 | 705.9811 | 861.1212 | 1026.1136 | 1196.3224
| Embedded tidal and wave | Embedded |  | 0 | 20 | 30 | 50 | 86.5 | 129.4 | 179.4 | 235.015 | 310.0953 | 400.0953
| Embedded hydro | Embedded |  | 0 | 10 | 20 | 30 | 40 | 50 | 79 | 89 | 99 | 109
Retirements (cumulative, MW)
| CHP | S England & S Wales |  | 0 | 0 | 0 | 0 | 0 | 0 | 0 | 0 | 0 | 0
| CHP | Midlands & N Wales |  | 0 | 0 | 0 | 0 | 0 | 0 | 0 | 0 | 0 | 0
| CHP | N England |  | 0 | 0 | 0 | 0 | 0 | 0 | 0 | 0 | 0 | 0
| CHP | S Scotland |  | 0 | 0 | 0 | 0 | 0 | 0 | 0 | 0 | 0 | 0
| CHP | N Scotland |  | 0 | 0 | 0 | 0 | 0 | 0 | 0 | 0 | 0 | 0
| Oil | S England & S Wales |  | 0 | 0 | 0 | 0 | 0 | -3442 | -3442 | -3442 | -3442 | -3442
| Oil | Midlands & N Wales |  | 0 | 0 | 0 | 0 | 0 | 0 | 0 | 0 | 0 | 0
| Oil | N England |  | 0 | 0 | 0 | 0 | 0 | 0 | 0 | 0 | 0 | 0
| Oil | S Scotland |  | 0 | 0 | 0 | 0 | 0 | 0 | 0 | 0 | 0 | 0
| Oil | N Scotland |  | 0 | 0 | 0 | 0 | 0 | 0 | 0 | 0 | 0 | 0
| Hydro | S England & S Wales |  | 0 | 0 | 0 | 0 | 0 | 0 | 0 | 0 | 0 | 0
| Hydro | Midlands & N Wales |  | 0 | 0 | 0 | 0 | 0 | 0 | 0 | 0 | 0 | 0
| Hydro | N England |  | 0 | 0 | 0 | 0 | 0 | 0 | 0 | 0 | 0 | 0
| Hydro | S Scotland |  | 0 | 0 | 0 | 0 | 0 | 0 | 0 | 0 | 0 | 0
| Hydro | N Scotland |  | 0 | 0 | 0 | 0 | 0 | 0 | 0 | 0 | 0 | 0
| PS | S England & S Wales |  | 0 | 0 | 0 | 0 | 0 | 0 | 0 | 0 | 0 | 0
| PS | Midlands & N Wales |  | 0 | 0 | 0 | 0 | 0 | 0 | 0 | 0 | 0 | 0
| PS | N England |  | 0 | 0 | 0 | 0 | 0 | 0 | 0 | 0 | 0 | 0
| PS | S Scotland |  | 0 | 0 | 0 | 0 | 0 | 0 | 0 | 0 | 0 | 0
| PS | N Scotland |  | 0 | 0 | 0 | 0 | 0 | 0 | 0 | 0 | 0 | 0
| Nuclear | S England & S Wales |  | 0 | 0 | -215 | -215 | -215 | -215 | -215 | -215 | -2557 | -2557
| Nuclear | Midlands & N Wales |  | 0 | 0 | -890 | -890 | -890 | -890 | -890 | -890 | -890 | -890
| Nuclear | N England |  | 0 | 0 | 0 | 0 | 0 | 0 | 0 | 0 | 0 | -2410
| Nuclear | S Scotland |  | 0 | 0 | 0 | 0 | 0 | 0 | 0 | 0 | -1074 | -1074
| Nuclear | N Scotland |  | 0 | 0 | 0 | 0 | 0 | 0 | 0 | 0 | 0 | 0
| CCGT | S England & S Wales |  | 0 | 0 | 0 | 0 | 0 | 0 | 0 | 0 | 0 | 0
| CCGT | Midlands & N Wales |  | 0 | 0 | 0 | 0 | 0 | 0 | 0 | 0 | -515 | -515
| CCGT | N England |  | 0 | 0 | 0 | 0 | 0 | 0 | 0 | -810 | -810 | -810
| CCGT | S Scotland |  | 0 | 0 | 0 | 0 | 0 | 0 | 0 | 0 | 0 | 0
| CCGT | N Scotland |  | 0 | 0 | 0 | 0 | 0 | 0 | -1180 | -1180 | -1180 | -1180
| OCGT | S England & S Wales |  | 0 | 0 | 0 | -68 | -102 | -396 | -396 | -396 | -396 | -396
| OCGT | Midlands & N Wales |  | 0 | 0 | 0 | 0 | 0 | 0 | 0 | 0 | 0 | 0
| OCGT | N England |  | 0 | 0 | 0 | 0 | 0 | 0 | 0 | 0 | 0 | 0
| OCGT | S Scotland |  | 0 | 0 | 0 | 0 | 0 | 0 | 0 | 0 | 0 | 0
| OCGT | N Scotland |  | 0 | 0 | 0 | 0 | 0 | 0 | 0 | 0 | 0 | 0
| Coal | S England & S Wales |  | 0 | -363 | -2295 | -3358 | -3358 | -4816 | -4816 | -4816 | -4816 | -4816
| Coal | Midlands & N Wales |  | 0 | 0 | 0 | 0 | -964 | -964 | -964 | -964 | -964 | -964
| Coal | N England |  | 0 | 0 | 0 | 0 | -976 | -976 | -976 | -2440.5 | -3905 | -3905
| Coal | S Scotland |  | 0 | -551 | -551 | -1102 | -1102 | -1102 | -1102 | -1102 | -1102 | -1102
| Coal | N Scotland |  | 0 | 0 | 0 | 0 | 0 | 0 | 0 | 0 | 0 | 0
| Coal + CCS | S England & S Wales |  | 0 | 0 | 0 | 0 | 0 | 0 | 0 | 0 | 0 | 0
| Coal + CCS | Midlands & N Wales |  | 0 | 0 | 0 | 0 | 0 | 0 | 0 | 0 | 0 | 0
| Coal + CCS | N England |  | 0 | 0 | 0 | 0 | 0 | 0 | 0 | 0 | 0 | 0
| Coal + CCS | S Scotland |  | 0 | 0 | 0 | 0 | 0 | 0 | 0 | 0 | 0 | 0
| Coal + CCS | N Scotland |  | 0 | 0 | 0 | 0 | 0 | 0 | 0 | 0 | 0 | 0
| CCGT + CCS | S England & S Wales |  | 0 | 0 | 0 | 0 | 0 | 0 | 0 | 0 | 0 | 0
| CCGT + CCS | Midlands & N Wales |  | 0 | 0 | 0 | 0 | 0 | 0 | 0 | 0 | 0 | 0
| CCGT + CCS | N England |  | 0 | 0 | 0 | 0 | 0 | 0 | 0 | 0 | 0 | 0
| CCGT + CCS | S Scotland |  | 0 | 0 | 0 | 0 | 0 | 0 | 0 | 0 | 0 | 0
| CCGT + CCS | N Scotland |  | 0 | 0 | 0 | 0 | 0 | 0 | 0 | 0 | 0 | 0
| Onshore wind | S England & S Wales |  | 0 | 0 | 0 | 0 | 0 | 0 | 0 | 0 | 0 | 0
| Onshore wind | Midlands & N Wales |  | 0 | 0 | 0 | 0 | 0 | 0 | 0 | 0 | 0 | 0
| Onshore wind | N England |  | 0 | 0 | 0 | 0 | 0 | 0 | 0 | 0 | 0 | 0
| Onshore wind | S Scotland |  | 0 | 0 | 0 | 0 | 0 | 0 | 0 | 0 | 0 | 0
| Onshore wind | N Scotland |  | 0 | 0 | 0 | 0 | 0 | 0 | 0 | 0 | 0 | 0
| Onshore wind | Island wind |  | 0 | 0 | 0 | 0 | 0 | 0 | 0 | 0 | 0 | 0
| Biomass regular | S England & S Wales |  | 0 | 0 | 0 | 0 | 0 | 0 | 0 | 0 | 0 | 0
| Biomass regular | Midlands & N Wales |  | 0 | 0 | 0 | 0 | 0 | 0 | 0 | 0 | 0 | 0
| Biomass regular | N England |  | 0 | 0 | 0 | 0 | 0 | 0 | 0 | 0 | 0 | 0
| Biomass regular | S Scotland |  | 0 | 0 | 0 | 0 | 0 | 0 | 0 | 0 | 0 | 0
| Biomass regular | N Scotland |  | 0 | 0 | 0 | 0 | 0 | 0 | 0 | 0 | 0 | 0
| Offshore wind | Offshore South |  | 0 | 0 | 0 | 0 | 0 | 0 | 0 | 0 | 0 | 0
| Offshore wind | Offshore Irish Sea |  | 0 | 0 | 0 | 0 | 0 | 0 | 0 | 0 | 0 | 0
| Offshore wind | Offshore E England |  | 0 | 0 | 0 | 0 | 0 | 0 | 0 | 0 | 0 | 0
| Offshore wind | Offshore Scotland |  | 0 | 0 | 0 | 0 | 0 | 0 | 0 | 0 | 0 | 0
| Wave | Offshore South |  | 0 | 0 | 0 | 0 | 0 | 0 | 0 | 0 | 0 | 0
| Wave | Offshore Irish Sea |  | 0 | 0 | 0 | 0 | 0 | 0 | 0 | 0 | 0 | 0
| Wave | Offshore E England |  | 0 | 0 | 0 | 0 | 0 | 0 | 0 | 0 | 0 | 0
| Wave | Offshore Scotland |  | 0 | 0 | 0 | 0 | 0 | 0 | 0 | 0 | 0 | 0
| Tidal Stream | Offshore South |  | 0 | 0 | 0 | 0 | 0 | 0 | 0 | 0 | 0 | 0
| Tidal Stream | Offshore Irish Sea |  | 0 | 0 | 0 | 0 | 0 | 0 | 0 | 0 | 0 | 0
| Tidal Stream | Offshore E England |  | 0 | 0 | 0 | 0 | 0 | 0 | 0 | 0 | 0 | 0
| Tidal Stream | Offshore Scotland |  | 0 | 0 | 0 | 0 | 0 | 0 | 0 | 0 | 0 | 0
| Embedded CHP | Embedded |  | 0 | 0 | 0 | 0 | 0 | 0 | 0 | 0 | 0 | 0
| Embedded Gas | Embedded |  | 0 | 0 | 0 | 0 | 0 | 0 | 0 | 0 | 0 | 0
| Embedded offshore wind | Embedded |  | 0 | 0 | 0 | 0 | 0 | 0 | 0 | 0 | 0 | 0
| Embedded onshore wind | Embedded |  | 0 | 0 | 0 | 0 | 0 | 0 | 0 | 0 | 0 | 0
| Embedded biomass | Embedded |  | 0 | 0 | 0 | 0 | 0 | 0 | 0 | 0 | 0 | 0
| Embedded tidal and wave | Embedded |  | 0 | 0 | 0 | 0 | 0 | 0 | 0 | 0 | 0 | 0
| Embedded hydro | Embedded |  | 0 | 0 | 0 | 0 | 0 | 0 | 0 | 0 | 0 | 0
Generation (TWh)
| CHP | S England & S Wales |  | 0 | 0 | 0 | 0 | 0 | 0 | 0 | 0 | 0 | 0
| CHP | Midlands & N Wales |  | 323.6635 | 102.1682 | 369.7566 | 273.6385 | 153.9652 | 388.6837 | 212.7402 | 68.3218 | 129.753 | 151.5072
| CHP | N England |  | 7870.2567 | 7152.1574 | 8012.5307 | 7493.0856 | 6513.5156 | 8027.2639 | 6886.3021 | 5593.5842 | 5656.3435 | 5560.7207
| CHP | S Scotland |  | 0.048 | 1.64e-08 | 0.048 | 0.048 | 7.7183e-08 | 0.048 | 0.048 | 0 | 0 | 1.5397e-07
| CHP | N Scotland |  | 34.263 | 12.075 | 35.8953 | 27.355 | 16.6767 | 35.8593 | 20.1125 | 7.2937 | 12.7133 | 12.5373
| Oil | S England & S Wales |  | 0 | 0 | 0 | 0 | 0 | 0 | 0 | 0 | 0 | 0
| Oil | Midlands & N Wales |  | 0 | 0 | 0 | 0 | 0 | 0 | 0 | 0 | 0 | 0
| Oil | N England |  | 0 | 0 | 0 | 0 | 0 | 0 | 0 | 0 | 0 | 0
| Oil | S Scotland |  | 0 | 0 | 0 | 0 | 0 | 0 | 0 | 0 | 0 | 0
| Oil | N Scotland |  | 0 | 0 | 0 | 0 | 0 | 0 | 0 | 0 | 0 | 0
| Hydro | S England & S Wales |  | 0 | 0 | 0 | 0 | 0 | 0 | 0 | 0 | 0 | 0
| Hydro | Midlands & N Wales |  | 0 | 0 | 0 | 0 | 0 | 0 | 0 | 0 | 0 | 0
| Hydro | N England |  | 0 | 0 | 0 | 0 | 0 | 0 | 0 | 0 | 0 | 0
| Hydro | S Scotland |  | 95.0109 | 95.0109 | 95.0109 | 95.0109 | 95.0109 | 95.0109 | 95.0109 | 95.0109 | 95.0109 | 95.0109
| Hydro | N Scotland |  | 2991.4043 | 2991.4043 | 2991.4043 | 2991.4043 | 2991.4043 | 2991.4043 | 2991.4043 | 2991.4043 | 2991.4043 | 2991.4043
| PS | S England & S Wales |  | 0 | 0 | 0 | 0 | 0 | 0 | 0 | 0 | 0 | 0
| PS | Midlands & N Wales |  | 0 | 0 | 0 | 0 | 0 | 0 | 0 | 0 | 0 | 0
| PS | N England |  | 0 | 0 | 0 | 0 | 0 | 0 | 0 | 0 | 0 | 0
| PS | S Scotland |  | 0 | 0 | 0 | 0 | 0 | 0 | 0 | 0 | 0 | 0
| PS | N Scotland |  | 0 | 0 | 0 | 0 | 0 | 0 | 0 | 0 | 0 | 0
| Nuclear | S England & S Wales |  | 26450.3808 | 26450.3808 | 24939.5328 | 24939.5328 | 24939.5328 | 24939.5328 | 24939.5328 | 24939.5328 | 20217.2544 | 20217.2544
| Nuclear | Midlands & N Wales |  | 6254.208 | 6254.208 | 7.0272e-06 | 7.0272e-06 | 7.0272e-06 | 7.0272e-06 | 7.0272e-06 | 7.0272e-06 | 7.0272e-06 | 7.0272e-06
| Nuclear | N England |  | 25389.2736 | 25389.2736 | 25389.2736 | 25389.2736 | 25389.2736 | 25389.2736 | 25389.2736 | 25389.2736 | 25389.2736 | 8453.7216
| Nuclear | S Scotland |  | 16085.2608 | 16085.2608 | 16085.2608 | 16085.2608 | 16085.2608 | 16085.2608 | 16085.2608 | 16085.2608 | 8538.048 | 8538.048
| Nuclear | N Scotland |  | 0 | 0 | 0 | 0 | 0 | 0 | 0 | 0 | 0 | 0
| CCGT | S England & S Wales |  | 44021.282 | 40487.2363 | 50401.0486 | 52906.5274 | 54559.5272 | 66886.8135 | 65468.1152 | 83674.0224 | 83445.9126 | 82462.8384
| CCGT | Midlands & N Wales |  | 17041.4254 | 17608.0102 | 21878.7736 | 25643.1535 | 32004.4709 | 37421.8163 | 34619.5689 | 27062.9172 | 26421.8526 | 25579.9287
| CCGT | N England |  | 6377.1004 | 4048.9509 | 6233.2661 | 5198.2968 | 3739.0034 | 5829.6999 | 4398.1363 | 1415.967 | 1605.4813 | 1638.8242
| CCGT | S Scotland |  | 1.3527e-05 | 1.307e-05 | 1.3369e-05 | 1.3369e-05 | 1.3122e-05 | 1.3447e-05 | 1.3285e-05 | 1.2991e-05 | 1.2665e-05 | 1.1842e-05
| CCGT | N Scotland |  | 57.2538 | 7.5535 | 114.7641 | 31.7497 | 14.8851 | 163.362 | 1.3486e-05 | 1.2452e-05 | 1.1982e-05 | 1.1636e-05
| OCGT | S England & S Wales |  | 0 | 0 | 0 | 0 | 0 | 0 | 0 | 0 | 0 | 0
| OCGT | Midlands & N Wales |  | 0 | 0 | 0 | 0 | 0 | 0 | 0 | 0 | 0 | 0
| OCGT | N England |  | 0 | 0 | 0 | 0 | 0 | 0 | 0 | 0 | 0 | 0
| OCGT | S Scotland |  | 0 | 0 | 0 | 0 | 0 | 0 | 0 | 0 | 0 | 0
| OCGT | N Scotland |  | 0 | 0 | 0 | 0 | 0 | 0 | 0 | 0 | 0 | 0
| Coal | S England & S Wales |  | 19282.166 | 19764.0032 | 12950.8186 | 9670.4387 | 9092.0837 | 2298.4654 | 2147.4418 | 1960.8473 | 1910.18 | 1889.6708
| Coal | Midlands & N Wales |  | 49542.297 | 49594.5182 | 48509.9213 | 47312.9145 | 44009.9763 | 41221.2873 | 39403.3003 | 35934.7368 | 34315.3456 | 34119.7153
| Coal | N England |  | 55602.8118 | 58348.7789 | 50853.1475 | 48092.1681 | 45172.4354 | 34658.8529 | 34395.5671 | 32412.7668 | 30841.9739 | 30832.3051
| Coal | S Scotland |  | 17657.2336 | 16845.4537 | 16527.8071 | 14803.0436 | 14052.6708 | 3985.7945 | 3861.767 | 3441.1111 | 3395.9282 | 3046.2527
| Coal | N Scotland |  | 0 | 0 | 0 | 0 | 0 | 0 | 0 | 0 | 0 | 0
| Coal + CCS | S England & S Wales |  | 0 | 0 | 0 | 0 | 0 | 0 | 0 | 0 | 0 | 0
| Coal + CCS | Midlands & N Wales |  | 5.8847e-06 | 6.7735e-06 | 6.9975e-06 | 6.9975e-06 | 6.9975e-06 | 6.9975e-06 | 6.9975e-06 | 6.9975e-06 | 6.9975e-06 | 6.9975e-06
| Coal + CCS | N England |  | 1.1769e-05 | 1.3547e-05 | 1.3995e-05 | 1.3995e-05 | 1.3995e-05 | 5598.0375 | 5598.0375 | 5598.0375 | 5598.0375 | 5598.0375
| Coal + CCS | S Scotland |  | 1.1769e-05 | 1.3547e-05 | 1.3995e-05 | 1.3995e-05 | 1.3995e-05 | 1.3995e-05 | 1.3995e-05 | 1.3995e-05 | 1.3995e-05 | 1.3995e-05
| Coal + CCS | N Scotland |  | 0 | 0 | 0 | 0 | 0 | 0 | 0 | 0 | 0 | 0
| CCGT + CCS | S England & S Wales |  | 0 | 0 | 2.2492e-07 | 4.4856e-07 | 1.9246e-06 | 4.8735e-06 | 2.0993e-05 | 2.0993e-05 | 2.0993e-05 | 2.0993e-05
| CCGT + CCS | Midlands & N Wales |  | 0 | 0 | 0 | 0 | 0 | 0 | 0 | 0 | 0 | 0
| CCGT + CCS | N England |  | 0 | 0 | 7.4974e-08 | 1.4952e-07 | 6.4153e-07 | 1.6245e-06 | 6.9975e-06 | 6.9975e-06 | 6.9975e-06 | 6.9975e-06
| CCGT + CCS | S Scotland |  | 0 | 0 | 0 | 0 | 0 | 0 | 0 | 0 | 0 | 0
| CCGT + CCS | N Scotland |  | 0 | 0 | 0 | 0 | 0 | 0 | 0 | 0 | 0 | 0
| Onshore wind | S England & S Wales |  | 2.0691e-05 | 75.2164 | 93.7787 | 113.6331 | 138.277 | 192.153 | 223.0807 | 257.1073 | 288.2233 | 319.4232
| Onshore wind | Midlands & N Wales |  | 9.4113e-06 | 62.8264 | 78.3311 | 94.915 | 440.8411 | 485.8424 | 837.0172 | 865.4388 | 1216.7708 | 1242.8314
| Onshore wind | N England |  | 9.1586e-06 | 85.3552 | 106.4198 | 128.9505 | 156.9163 | 218.0545 | 253.1511 | 291.7644 | 327.0747 | 362.4803
| Onshore wind | S Scotland |  | 5126.3228 | 6233.2544 | 7389.3828 | 8734.9196 | 9298.2247 | 9912.2032 | 12400.9494 | 12422.738 | 14905.5537 | 14927.3891
| Onshore wind | N Scotland |  | 3672.7329 | 4151.2392 | 5021.9115 | 6081.5617 | 6615.3857 | 7325.3244 | 8924.2825 | 9772.1658 | 12107.7554 | 12247.8755
| Onshore wind | Island wind |  | 1.0999e-05 | 1.0999e-05 | 1.0999e-05 | 1.0999e-05 | 719.7881 | 719.7881 | 1439.5763 | 1439.5763 | 2159.3644 | 2159.3644
| Biomass regular | S England & S Wales |  | 1.4054e-05 | 1.4054e-05 | 1.4054e-05 | 1.4054e-05 | 1.4054e-05 | 1.4054e-05 | 1.4054e-05 | 1.4054e-05 | 2459.52 | 2459.52
| Biomass regular | Midlands & N Wales |  | 7.0272e-06 | 7.0272e-06 | 7.0272e-06 | 7.0272e-06 | 7.0272e-06 | 7.0272e-06 | 7.0272e-06 | 7.0272e-06 | 7.0272e-06 | 7.0272e-06
| Biomass regular | N England |  | 1.4054e-05 | 1.4054e-05 | 1.4054e-05 | 1.4054e-05 | 1.4054e-05 | 1.4054e-05 | 1.4054e-05 | 1.4054e-05 | 6176.9088 | 6176.9088
| Biomass regular | S Scotland |  | 681.6384 | 681.6384 | 681.6384 | 681.6384 | 681.6384 | 681.6384 | 681.6384 | 681.6384 | 681.6384 | 681.6384
| Biomass regular | N Scotland |  | 0 | 0 | 0 | 0 | 0 | 0 | 0 | 0 | 0 | 0
| Offshore wind | Offshore South |  | 2848.0087 | 4631.3105 | 6292.6489 | 6292.6489 | 6292.6489 | 6292.6489 | 6292.6489 | 6292.6489 | 6292.6489 | 12885.2617
| Offshore wind | Offshore Irish Sea |  | 1823.1576 | 2594.1118 | 2594.1118 | 2594.1118 | 2594.1118 | 2594.1118 | 2594.1118 | 2594.1118 | 2594.1118 | 7226.4541
| Offshore wind | Offshore E England |  | 827.0664 | 827.0664 | 827.0664 | 827.0664 | 827.0664 | 827.0664 | 827.0664 | 827.0664 | 1406.0128 | 3060.1455
| Offshore wind | Offshore Scotland |  | 33.0827 | 33.0827 | 33.0827 | 33.0827 | 33.0827 | 33.0827 | 33.0827 | 33.0827 | 33.0827 | 4333.8278
| Wave | Offshore South |  | 0 | 0 | 0 | 0 | 0 | 0 | 0 | 0 | 0 | 0
| Wave | Offshore Irish Sea |  | 0 | 0 | 0 | 0 | 0 | 0 | 0 | 0 | 0 | 0
| Wave | Offshore E England |  | 0 | 0 | 0 | 0 | 0 | 0 | 0 | 0 | 0 | 0
| Wave | Offshore Scotland |  | 2.6348e-06 | 2.6348e-06 | 2.6348e-06 | 2.6348e-06 | 2.6348e-06 | 2.6348e-06 | 2.6348e-06 | 2.6348e-06 | 2.6348e-06 | 2.6348e-06
| Tidal Stream | Offshore South |  | 5.2704e-06 | 5.2704e-06 | 5.2704e-06 | 5.2704e-06 | 5.2704e-06 | 5.2704e-06 | 5.2704e-06 | 5.2704e-06 | 5.2704e-06 | 5.2704e-06
| Tidal Stream | Offshore Irish Sea |  | 2.6352e-06 | 2.6352e-06 | 2.6352e-06 | 2.6352e-06 | 2.6352e-06 | 2.6352e-06 | 2.6352e-06 | 2.6352e-06 | 2.6352e-06 | 2.6352e-06
| Tidal Stream | Offshore E England |  | 0 | 0 | 0 | 0 | 0 | 0 | 0 | 0 | 0 | 0
| Tidal Stream | Offshore Scotland |  | 70.272 | 70.272 | 70.272 | 70.272 | 70.272 | 70.272 | 70.272 | 70.272 | 70.272 | 70.272
| Embedded CHP | Embedded |  | 20336.7828 | 21179.6675 | 22022.5521 | 22865.4367 | 23708.3213 | 24551.2059 | 25394.0905 | 26236.9752 | 27079.8598 | 27922.7444
| Embedded Gas | Embedded |  | 1840.86 | 1840.86 | 1840.86 | 1840.86 | 1840.86 | 1840.86 | 1840.86 | 1840.86 | 1840.86 | 1840.86
| Embedded offshore wind | Embedded |  | 0 | 0 | 0 | 0 | 0 | 0 | 0 | 0 | 0 | 0
| Embedded onshore wind | Embedded |  | 2513.5628 | 2513.5628 | 2513.5628 | 2513.5628 | 2513.5628 | 2513.5628 | 2513.5628 | 2513.5628 | 2513.5628 | 2513.5628
| Embedded biomass | Embedded |  | 11271.2519 | 11857.9739 | 12583.022 | 13347.8811 | 14224.7116 | 15193.7982 | 16222.156 | 17310.1226 | 18467.1812 | 19660.8214
| Embedded tidal and wave | Embedded |  | 1.7532 | 71.8812 | 106.9452 | 177.0732 | 305.0568 | 455.4814 | 630.8014 | 825.8098 | 1089.0712 | 1404.6472
| Embedded hydro | Embedded |  | 1565.5783 | 1594.5061 | 1623.4339 | 1652.3617 | 1681.2895 | 1710.2173 | 1794.1079 | 1823.0357 | 1851.9635 | 1880.8913
Transmission investment | bar: 0 to 10
Modelled investments in the Main Interconnected Transmission System | bar: 0 to 10
| Reinforcement package | Boundaries reinforced | Cost (£m) | 0: Build date
| Beauly-Denny overhead line | B1, B2, B4 | Pre-committed | 0: 2014
| 400kV Ring Kintore Reactive Compensation | B1, B2, B4 | Pre-committed | 0: 2040
| Denny-Kincardine 400kV | B4 | Pre-committed | 0: 2040
| Western HVDC Link | B6, B7a | 866 | 0: 2015
| Anglo-Scottish Series & Shunt Compensation | B5,B6 | 380 | 0: 2014
| Eastern HVDC Link | B2, B4, B5, B6, B7a | 891 | 0: 2019
| Penwortham QBs | B7a | 31 | 0: 2014
| New Hinkley Point - Seabank OHL and associated works | B13 | 628 | 0: 2021
| Reconductoring circuits in East Anglia | EC5 | 93 | 0: 2019
| New OHL & reconductoring work in East Anglia | EC5 | 263 | 0: 2022
| QBs in East Anglia | EC5 | 41 | 0: 2019
| Establish 2nd Pentir-Traw 400kv circuit | NW2 | 185 | 0: 2016
| Series compensation and reconductoring work in North Wales | NW2 | 103 | 0: 2025
| Wylfa-Pembroke 2GW HVDC link | B202,NW2 | 834 | 0: 2040
| Daines 225MVAR MSC DNs | B8,B9 | 5 | 0: 2014
| Sundon and Ratcliffe 225MVAR MSCs | B8,B9 | 10 | 0: 2023
| North London Reinforcements & St John's Wood - Hackney cable | B14 | 474 | 0: 2016
| Turn in Sundon - Cowley circuit at East Claydon | B8,B9, B14 | 52 | 0: 2024
| North East London uprate to 400kV | B15 | 88 | 0: 2040
| East London reinforcements | B15 | 31 | 0: 2014
| East London reconductoring | B15 | 72 | 0: 2040
| Kingsnorth-Cobham reconductoring | B15 | 21 | 0: 2040
| South London reconductoring | B15 | 77 | 0: 2040
| Essex reconductoring | B15 | 36 | 0: 2040
| Tees Crossing refurbishment | B7a | 52 | 0: 2012
| QBs in Sundon-Wymondley circuits | B14 | 31 | 0: 2015
| London MSCs, East End reconductoring | B14 | 46 | 0: 2015
| New reactor at Rayleigh | B15 | 36 | 0: 2040
| Kemsley QBs | B15 | 31 | 0: 2012
| Rowdown, Canterbury, Sellinge and Dungeness reinforcements | B15 | 118 | 0: 2040
| Iver, East Claydon, Grendon & Elstree new MSCs | B8,B9 | 31 | 0: 2015
| Cottam - West Burton reconductoring | B8 | 5 | 0: 2014
| West Weybridge 275kV additional MSC | B9,B14 | 5 | 0: 2028
| Knocknagael | B1 | 43 | 0: 2011
| Beauly-Blackhillock-Kintore | B1 | 88 | 0: 2014
2012
| Hunterston-Kintyre link | B3, B4, B5 | 130 | 0: 2020
| East Coast Upgrade | B2, B4, B5, B6 | 272 | 0: 2021
| Humber - Walpole HVDC | B8, B9, B11 | 595 | 0: 2024
| Caithness - Moray HVDC | B1 | 800 | 0: 2021
2014
| Eastern HVDC Link #2 | B6 | 891 | 0: 2024
2040
| Western HVDC Link #2 | B6, B7a | 866 | 0: 2021
| Elstree London | B14 | 100 | 0: 2040
| West Midlands MSC | B17 | 50 | 0: 2025
| B1 | B1 | 73 | 0: 2021
| B2 | B2 | 73 | 0: 2024
| B3 | B3 | 110 | 0: 2024
| B4 | B4 | 98 | 0: 2022
| B5 | B5 | 98 | 0: 2025
| B6 | B6 | 146 | 0: 2025
| B7a | B7a | 166 | 0: 2023
| B8 | B8 | 117 | 0: 2040
| B9 | B9 | 234 | 0: 2040
| B10 | B10 | 15 | 0: 2040
| B11 | B11 | 200 | 0: 2025
| B12 | B12 | 24 | 0: 2040
| B13 | B13 | 332 | 0: 2040
| B14 | B14 | 50 | 0: 2040
| B15 | B15 | 7 | 0: 2040
| B16 | B16 | 29 | 0: 2022
| B17 | B17 | 100 | 0: 2040
| B201 | B201 | 50 | 0: 2040
| B202 | B202 | 7 | 0: 2040
| EC5 | EC5 | 24 | 0: 2027
| NW2 | NW2 | 49 | 0: 2040
Note: for map of transmission boundaries, see report. Offshore and island links are built as required for specific generation projects | bar: 0 to 10
Other key metrics
| Average (demand-weighted) wholesale price (£/MWh) |  |  | 58.83 | 58.2781 | 62.9972 | 63.4058 | 62.4648 | 83.3276 | 81.8448 | 73.0551 | 75.4988 | 82.8034
| Demand (TWh) |  |  | 356.3715 | 360.6823 | 362.6573 | 364.1237 | 364.9651 | 365.8053 | 367.297 | 367.7908 | 368.3631 | 368.9556
| Renewable share (%) |  |  | 11.39% | 12.76% | 14.07% | 14.39% | 15.21% | 17.33% | 19.31% | 19.86% | 24.48% | 29.86%
| Carbon intensity (g/kWhr) | (excludes embedded CHP) |  | 463.6797 | 461.6369 | 438.1145 | 425.2243 | 407.6315 | 334.8376 | 323.1838 | 309.8316 | 299.3846 | 296.198
| Maximum allowed revenue: Transmission Owners (£m) |  |  | 1724.279 | 2120.5352 | 2345.7687 | 2472.8622 | 2624.8446 | 2740.4841 | 2838.0375 | 2937.5057 | 3068.5684 | 3440.2294
| Constraint costs (£m) |  |  | 119.8467 | 166.5612 | 233.9544 | 220.4752 | 79.9895 | 45.661 | 129.5334 | 101.5232 | 183.8459 | 253.6596
| Transmission losses (£m) |  |  | 418.4094 | 439.485 | 439.9243 | 456.9377 | 460.1415 | 407.8853 | 441.2944 | 399.2705 | 419.6282 | 416.0998
CfDs by plant type (£/MWh)
| Nuclear | [5 empty] | 0 | 0 | 0 | 92.2946 | 92.2946 | 92.2946 | 89.7142
| Coal + CCS | [5 empty] | 0 | 0 | 0 | 137.7888 | 137.7888 | 137.7888 | 134.3861
| CCGT + CCS | [5 empty] | 0 | 0 | 0 | 102.0697 | 102.0697 | 102.0697 | 103.929
| Onshore wind | [5 empty] | 0 | 0 | 0 | 111.3781 | 111.3781 | 111.3781 | 111.3781
| Offshore wind | [5 empty] | 0 | 0 | 0 | 148.1962 | 148.1962 | 148.1962 | 148.1962
| Wave | [5 empty] | 0 | 0 | 0 | 279.105 | 279.105 | 279.105 | 279.105
| Tidal Stream | [5 empty] | 0 | 0 | 0 | 279.105 | 279.105 | 279.105 | 279.105
| Biomass regular | [5 empty] | 0 | 0 | 0 | 131.8326 | 131.8326 | 131.8326 | 131.8326
Note on D181: Used to calculate de-rated capacity margins

## Socialised (RO banding)
| Charging scenario | #VALUE!
|  |  |  | 2011 | 2012 | 2013 | 2014 | 2015 | 2016 | 2017 | 2018 | 2019 | 2020
#VALUE!
Tariffs
Generation
Transmission investment
Other key metrics
Tariffs
Generator Zonal Tariff/Peak security component of Improved ICRP (£/kW)
Generation - Wider Tariffs
| Zone No. | Zone Name
| 1 | North Scotland
| 2 | Peterhead
| 3 | Western Highland & Skye
| 4 | Central Highlands
| 5 | Argyll
| 6 | Stirlingshire
| 7 | South Scotland
| 8 | Auchencrosh
| 9 | Humber & Lancashire
| 10 | North East England
| 11 | Anglesey
| 12 | Dinorwig
| 13 | South Yorks & North Wales
| 14 | Midlands
| 15 | South Wales & Gloucester
| 16 | Central London
| 17 | South East
| 18 | Oxon & South Coast
| 19 | Wessex
| 20 | Peninsula
Year Round component of Improved ICRP (£/kW)
Generation - Wider Tariffs
| Zone No. | Zone Name
| 1 | North Scotland
| 2 | Peterhead
| 3 | Western Highland & Skye
| 4 | Central Highlands
| 5 | Argyll
| 6 | Stirlingshire
| 7 | South Scotland
| 8 | Auchencrosh
| 9 | Humber & Lancashire
| 10 | North East England
| 11 | Anglesey
| 12 | Dinorwig
| 13 | South Yorks & North Wales
| 14 | Midlands
| 15 | South Wales & Gloucester
| 16 | Central London
| 17 | South East
| 18 | Oxon & South Coast
| 19 | Wessex
| 20 | Peninsula
Residual
Final Variable Tariff (£/MWh)
| Generation - constant tariff under Socialised charging |  |  |  | 1.7825 | 1.9697 | 2.078 | 1.313 | 1.3721 | 1.4712 | 1.6257 | 1.7973 | 2.0324
| Demand - constant tariff under Socialised charging |  |  |  | 4.2776 | 4.7063 | 4.9413 | 6.5076 | 6.7606 | 7.2052 | 7.9098 | 8.684 | 9.7483 | #DIV/0! | #DIV/0! | #DIV/0! | #DIV/0! | #DIV/0! | #DIV/0! | #DIV/0! | #DIV/0! | #DIV/0! | #DIV/0!
Demand HH Zonal Tariff (£/kW)
Demand tariffs
| Zone No. | Zone Name.
| 1 | Northern Scotland
| 2 | Southern Scotland
| 3 | Northern
| 4 | North West
| 5 | Yorkshire
| 6 | N Wales & Mersey
| 7 | East Midlands
| 8 | Midlands
| 9 | Eastern
| 10 | South Wales
| 11 | South East
| 12 | London
| 13 | Southern
| 14 | South Western
Demand NHH Zonal Tariff (p/kWh)
| Zone No. | Zone Name.
| 1 | Northern Scotland
| 2 | Southern Scotland
| 3 | Northern
| 4 | North West
| 5 | Yorkshire
| 6 | N Wales & Mersey
| 7 | East Midlands
| 8 | Midlands
| 9 | Eastern
| 10 | South Wales
| 11 | South East
| 12 | London
| 13 | Southern
| 14 | South Western
Offshore and island tariffs (£/kW) |  | Local tariff
| Argyll Array | 0
| Beatrice | 0
| Docking Shoal Windfarm | 0
| Forth Array | 0
| Greater Gabbard Extension | 0
| Gwynt Y Mor | 0
| Humber Gateway Stage 1 + 2 | 0
| Inch Cape | 0
| London Array | 0
| Neart na Gaoithe | 0
| R3 Bristol Channel | 0
| R3 Dogger Bank | 0
| R3 Firth of Forth | 0
| R3 Hastings | 0
| R3 Hornsea | 0
| R3 Irish Sea | 0
| R3 Moray Firth | 0
| R3 Norfolk | 0
| R3 West of Isle of Wight | 0
| Race Bank Windfarm | 0
| Triton Knoll | 0
| West of Duddon Sands | 0
| Westernmost Rough | 0
| Island Wind - Zone S Orkney | 0
| Island Wind - Zone S Shetland | 0
| Island Wind - Zone S Western Isles | 0
Improved ICRP Peak Security weighting by plant type - from Transport Model
| Generation type | Peak Security
| Interconnector | 0%
| Offshore wind | 0%
| Onshore wind | 0%
| Tidal Stream | 0%
| Wave | 0%
| CCGT + CCS | 100%
| Coal + CCS | 100%
| Nuclear | 100%
| OCGT | 100%
| Oil | 100%
| PS | 100%
| Biomass regular | 100%
| CCGT | 100%
| CHP | 100%
| Coal | 100%
| Hydro | 100%
Generation
Capacity mix (MW) |  |  | De-rating factor
| CHP | S England & S Wales | 0.9 | 158 | 158 | 158 | 158 | 158 | 158 | 158 | 158 | 158 | 158
| CHP | Midlands & N Wales | 0.9 | 428 | 428 | 428 | 428 | 428 | 428 | 428 | 428 | 428 | 428
| CHP | N England | 0.9 | 1373 | 1373 | 1373 | 1373 | 1373 | 1373 | 1373 | 1373 | 1373 | 1373
| CHP | S Scotland | 0.9 | 120 | 120 | 120 | 120 | 120 | 120 | 120 | 120 | 120 | 120
| CHP | N Scotland | 0.9 | 22 | 22 | 22 | 22 | 22 | 22 | 22 | 22 | 22 | 22
| Oil | S England & S Wales | 0.9 | 3442 | 3442 | 3442 | 3442 | 3442 | 3e-06 | 3e-06 | 3e-06 | 3e-06 | 3e-06
| Oil | Midlands & N Wales | 0.9 | 0 | 0 | 0 | 0 | 0 | 0 | 0 | 0 | 0 | 0
| Oil | N England | 0.9 | 0 | 0 | 0 | 0 | 0 | 0 | 0 | 0 | 0 | 0
| Oil | S Scotland | 0.9 | 0 | 0 | 0 | 0 | 0 | 0 | 0 | 0 | 0 | 0
| Oil | N Scotland | 0.9 | 0 | 0 | 0 | 0 | 0 | 0 | 0 | 0 | 0 | 0
| Hydro | S England & S Wales | 0.7 | 0 | 0 | 0 | 0 | 0 | 0 | 0 | 0 | 0 | 0
| Hydro | Midlands & N Wales | 0.7 | 0 | 0 | 0 | 0 | 0 | 0 | 0 | 0 | 0 | 0
| Hydro | N England | 0.7 | 0 | 0 | 0 | 0 | 0 | 0 | 0 | 0 | 0 | 0
| Hydro | S Scotland | 0.7 | 33 | 33 | 33 | 33 | 33 | 33 | 33 | 33 | 33 | 33
| Hydro | N Scotland | 0.7 | 1039 | 1039 | 1039 | 1039 | 1039 | 1039 | 1039 | 1039 | 1039 | 1039
| PS | S England & S Wales | 1 | 0 | 0 | 0 | 0 | 0 | 0 | 0 | 0 | 0 | 0
| PS | Midlands & N Wales | 1 | 2004 | 2004 | 2004 | 2004 | 2004 | 2004 | 2004 | 2004 | 2004 | 2004
| PS | N England | 1 | 0 | 0 | 0 | 0 | 0 | 0 | 0 | 0 | 0 | 0
| PS | S Scotland | 1 | 440 | 440 | 440 | 440 | 440 | 440 | 440 | 440 | 440 | 440
| PS | N Scotland | 1 | 300 | 300 | 300 | 300 | 300 | 300 | 300 | 300 | 300 | 300
| Nuclear | S England & S Wales | 0.9 | 3764 | 3764 | 3549 | 3549 | 3549 | 3549 | 3549 | 3549 | 2877 | 2877
| Nuclear | Midlands & N Wales | 0.9 | 890 | 890 | 2e-06 | 2e-06 | 2e-06 | 2e-06 | 2e-06 | 2e-06 | 2e-06 | 2e-06
| Nuclear | N England | 0.9 | 3613 | 3613 | 3613 | 3613 | 3613 | 3613 | 3613 | 3613 | 3613 | 1203
| Nuclear | S Scotland | 0.9 | 2289 | 2289 | 2289 | 2289 | 2289 | 2289 | 2289 | 2289 | 1215 | 1215
| Nuclear | N Scotland | 0.9 | 0 | 0 | 0 | 0 | 0 | 0 | 0 | 0 | 0 | 0
| CCGT | S England & S Wales | 0.9 | 16234 | 17494 | 17494 | 18294 | 19094 | 19094 | 19094 | 19094 | 19894 | 19894
| CCGT | Midlands & N Wales | 0.9 | 5305 | 6175 | 6175 | 6975 | 7775 | 7260 | 7260 | 7260 | 7260 | 7260
| CCGT | N England | 0.9 | 6103 | 6103 | 6103 | 6103 | 6903 | 6903 | 7703 | 7474 | 7474 | 7474
| CCGT | S Scotland | 0.9 | 2e-06 | 2e-06 | 2e-06 | 2e-06 | 2e-06 | 2e-06 | 2e-06 | 2e-06 | 1600 | 1600
| CCGT | N Scotland | 0.9 | 1180 | 1180 | 1180 | 1180 | 1180 | 1180 | 3e-06 | 3e-06 | 3e-06 | 3e-06
| OCGT | S England & S Wales | 0.9 | 906 | 906 | 906 | 838 | 804 | 510 | 510 | 510 | 510 | 510
| OCGT | Midlands & N Wales | 0.9 | 124 | 124 | 124 | 124 | 124 | 124 | 124 | 124 | 124 | 124
| OCGT | N England | 0.9 | 168 | 168 | 168 | 168 | 168 | 168 | 168 | 168 | 168 | 168
| OCGT | S Scotland | 0.9 | 2e-06 | 2e-06 | 2e-06 | 2e-06 | 2e-06 | 2e-06 | 2e-06 | 2e-06 | 2e-06 | 2e-06
| OCGT | N Scotland | 0.9 | 4e-06 | 4e-06 | 4e-06 | 4e-06 | 4e-06 | 4e-06 | 4e-06 | 4e-06 | 4e-06 | 4e-06
| Coal | S England & S Wales | 0.9 | 6385 | 6385 | 4090 | 3027 | 3027 | 1569 | 1569 | 1569 | 1569 | 1569
| Coal | Midlands & N Wales | 0.9 | 7866 | 7866 | 7866 | 7866 | 6902 | 6902 | 6902 | 6902 | 6902 | 6902
| Coal | N England | 0.9 | 9906 | 9906 | 9906 | 9906 | 8930 | 8930 | 8930 | 8930 | 7465.5 | 6489
| Coal | S Scotland | 0.9 | 3386 | 2835 | 2835 | 2284 | 2284 | 2284 | 2284 | 2284 | 2284 | 2284
| Coal | N Scotland | 0.9 | 0 | 0 | 0 | 0 | 0 | 0 | 0 | 0 | 0 | 0
| Coal + CCS | S England & S Wales | 0.9 | 0 | 0 | 0 | 0 | 0 | 0 | 0 | 0 | 0 | 0
| Coal + CCS | Midlands & N Wales | 0.9 | 1e-06 | 1e-06 | 1e-06 | 1e-06 | 1e-06 | 1e-06 | 1e-06 | 1e-06 | 1e-06 | 1e-06
| Coal + CCS | N England | 0.9 | 2e-06 | 2e-06 | 2e-06 | 2e-06 | 2e-06 | 800 | 800 | 800 | 800 | 800
| Coal + CCS | S Scotland | 0.9 | 2e-06 | 2e-06 | 2e-06 | 2e-06 | 2e-06 | 2e-06 | 2e-06 | 2e-06 | 2e-06 | 2e-06
| Coal + CCS | N Scotland | 0.9 | 0 | 0 | 0 | 0 | 0 | 0 | 0 | 0 | 0 | 0
| CCGT + CCS | S England & S Wales | 0.9 | 3e-06 | 3e-06 | 3e-06 | 3e-06 | 3e-06 | 3e-06 | 3e-06 | 3e-06 | 3e-06 | 3e-06
| CCGT + CCS | Midlands & N Wales | 0.9 | 0 | 0 | 0 | 0 | 0 | 0 | 0 | 0 | 0 | 0
| CCGT + CCS | N England | 0.9 | 1e-06 | 1e-06 | 1e-06 | 1e-06 | 1e-06 | 1e-06 | 1e-06 | 1e-06 | 1e-06 | 1e-06
| CCGT + CCS | S Scotland | 0.9 | 0 | 0 | 0 | 0 | 0 | 0 | 0 | 0 | 0 | 0
| CCGT + CCS | N Scotland | 0.9 | 0 | 0 | 0 | 0 | 0 | 0 | 0 | 0 | 0 | 0
| Onshore wind | S England & S Wales | 0.15 | 9e-06 | 32.503 | 40.5244 | 49.104 | 59.7533 | 83.0346 | 96.3993 | 111.1031 | 124.5492 | 138.0315
| Onshore wind | Midlands & N Wales | 0.15 | 4e-06 | 26.7651 | 33.3703 | 40.4354 | 186.2544 | 205.4257 | 353.4808 | 365.5889 | 513.711 | 524.8133
| Onshore wind | N England | 0.15 | 4e-06 | 37.2787 | 46.4785 | 56.3187 | 68.5327 | 95.2347 | 110.563 | 127.4272 | 142.8489 | 158.3122
| Onshore wind | S Scotland | 0.15 | 2084 | 2534 | 3004 | 3551 | 3780 | 4029.6002 | 5041.3482 | 5050.2059 | 6059.543 | 6068.4198
| Onshore wind | N Scotland | 0.15 | 1440.6136 | 1628.3056 | 1969.8231 | 2385.4663 | 2594.8564 | 2873.3268 | 3500.5112 | 3833.0898 | 4749.2147 | 4804.1762
| Onshore wind | Island wind | 0.15 | 3e-06 | 3e-06 | 3e-06 | 3e-06 | 200.6459 | 200.6459 | 401.2917 | 401.2917 | 601.9376 | 601.9376
| Biomass regular | S England & S Wales | 0.9 | 2e-06 | 2e-06 | 2e-06 | 2e-06 | 2e-06 | 2e-06 | 2e-06 | 2e-06 | 350 | 350
| Biomass regular | Midlands & N Wales | 0.9 | 1e-06 | 1e-06 | 1e-06 | 1e-06 | 1e-06 | 1e-06 | 1e-06 | 1e-06 | 1e-06 | 1e-06
| Biomass regular | N England | 0.9 | 2e-06 | 2e-06 | 2e-06 | 2e-06 | 2e-06 | 2e-06 | 2e-06 | 2e-06 | 879 | 879
| Biomass regular | S Scotland | 0.9 | 97 | 97 | 97 | 97 | 97 | 97 | 97 | 97 | 97 | 97
| Biomass regular | N Scotland | 0.9 | 0 | 0 | 0 | 0 | 0 | 0 | 0 | 0 | 0 | 0
| Offshore wind | Offshore South | 0.15 | 864 | 1405 | 1909 | 1909 | 2779 | 2779 | 3187.1081 | 4165.0541 | 5479 | 6679
| Offshore wind | Offshore Irish Sea | 0.15 | 551 | 784 | 784 | 784 | 1691 | 1691 | 1691 | 1691 | 1691 | 1691
| Offshore wind | Offshore E England | 0.15 | 250 | 250 | 250 | 250 | 1145 | 1145 | 2461.6667 | 4050.5555 | 4772.7778 | 6817.2222
| Offshore wind | Offshore Scotland | 0.15 | 10 | 10 | 10 | 10 | 10 | 10 | 10 | 10 | 860 | 860
| Wave | Offshore South | 0.3 | 0 | 0 | 0 | 0 | 0 | 0 | 0 | 0 | 0 | 0
| Wave | Offshore Irish Sea | 0.3 | 0 | 0 | 0 | 0 | 0 | 0 | 0 | 0 | 0 | 0
| Wave | Offshore E England | 0.3 | 0 | 0 | 0 | 0 | 0 | 0 | 0 | 0 | 0 | 0
| Wave | Offshore Scotland | 0.3 | 1e-06 | 1e-06 | 1e-06 | 1e-06 | 1e-06 | 1e-06 | 1e-06 | 1e-06 | 1e-06 | 1e-06
| Tidal Stream | Offshore South | 0.3 | 2e-06 | 2e-06 | 2e-06 | 2e-06 | 2e-06 | 2e-06 | 2e-06 | 2e-06 | 2e-06 | 2e-06
| Tidal Stream | Offshore Irish Sea | 0.3 | 1e-06 | 1e-06 | 1e-06 | 1e-06 | 1e-06 | 1e-06 | 1e-06 | 1e-06 | 1e-06 | 1e-06
| Tidal Stream | Offshore E England | 0.3 | 0 | 0 | 0 | 0 | 0 | 0 | 0 | 0 | 0 | 0
| Tidal Stream | Offshore Scotland | 0.3 | 10 | 10 | 10 | 10 | 10 | 10 | 10 | 10 | 10 | 10
| Embedded CHP | Embedded | n/a | 4639.9231 | 4832.2308 | 5024.5385 | 5216.8462 | 5409.1538 | 5601.4615 | 5793.7692 | 5986.0769 | 6178.3846 | 6370.6923
| Embedded Gas | Embedded | n/a | 300 | 300 | 300 | 300 | 300 | 300 | 300 | 300 | 300 | 300
| Embedded offshore wind | Embedded | n/a | 0 | 0 | 0 | 0 | 0 | 0 | 0 | 0 | 0 | 0
| Embedded onshore wind | Embedded | n/a | 1062 | 1062 | 1062 | 1062 | 1062 | 1062 | 1062 | 1062 | 1062 | 1062
| Embedded biomass | Embedded | n/a | 1607.2399 | 1690.9043 | 1794.2936 | 1903.3597 | 2028.3926 | 2166.5808 | 2313.221 | 2468.3611 | 2633.3535 | 2803.5623
| Embedded tidal and wave | Embedded | n/a | 0.5 | 20.5 | 30.5 | 50.5 | 87 | 129.9 | 179.9 | 235.515 | 310.5953 | 400.5953
| Embedded hydro | Embedded | n/a | 541.202 | 551.202 | 561.202 | 571.202 | 581.202 | 591.202 | 620.202 | 630.202 | 640.202 | 650.202
New build (cumulative, MW)
| CHP | S England & S Wales |  | 0 | 0 | 0 | 0 | 0 | 0 | 0 | 0 | 0 | 0
| CHP | Midlands & N Wales |  | 0 | 0 | 0 | 0 | 0 | 0 | 0 | 0 | 0 | 0
| CHP | N England |  | 0 | 0 | 0 | 0 | 0 | 0 | 0 | 0 | 0 | 0
| CHP | S Scotland |  | 0 | 0 | 0 | 0 | 0 | 0 | 0 | 0 | 0 | 0
| CHP | N Scotland |  | 0 | 0 | 0 | 0 | 0 | 0 | 0 | 0 | 0 | 0
| Oil | S England & S Wales |  | 0 | 0 | 0 | 0 | 0 | 0 | 0 | 0 | 0 | 0
| Oil | Midlands & N Wales |  | 0 | 0 | 0 | 0 | 0 | 0 | 0 | 0 | 0 | 0
| Oil | N England |  | 0 | 0 | 0 | 0 | 0 | 0 | 0 | 0 | 0 | 0
| Oil | S Scotland |  | 0 | 0 | 0 | 0 | 0 | 0 | 0 | 0 | 0 | 0
| Oil | N Scotland |  | 0 | 0 | 0 | 0 | 0 | 0 | 0 | 0 | 0 | 0
| Hydro | S England & S Wales |  | 0 | 0 | 0 | 0 | 0 | 0 | 0 | 0 | 0 | 0
| Hydro | Midlands & N Wales |  | 0 | 0 | 0 | 0 | 0 | 0 | 0 | 0 | 0 | 0
| Hydro | N England |  | 0 | 0 | 0 | 0 | 0 | 0 | 0 | 0 | 0 | 0
| Hydro | S Scotland |  | 0 | 0 | 0 | 0 | 0 | 0 | 0 | 0 | 0 | 0
| Hydro | N Scotland |  | 0 | 0 | 0 | 0 | 0 | 0 | 0 | 0 | 0 | 0
| PS | S England & S Wales |  | 0 | 0 | 0 | 0 | 0 | 0 | 0 | 0 | 0 | 0
| PS | Midlands & N Wales |  | 0 | 0 | 0 | 0 | 0 | 0 | 0 | 0 | 0 | 0
| PS | N England |  | 0 | 0 | 0 | 0 | 0 | 0 | 0 | 0 | 0 | 0
| PS | S Scotland |  | 0 | 0 | 0 | 0 | 0 | 0 | 0 | 0 | 0 | 0
| PS | N Scotland |  | 0 | 0 | 0 | 0 | 0 | 0 | 0 | 0 | 0 | 0
| Nuclear | S England & S Wales |  | 0 | 0 | 0 | 0 | 0 | 0 | 0 | 0 | 1670 | 1670
| Nuclear | Midlands & N Wales |  | 0 | 0 | 0 | 0 | 0 | 0 | 0 | 0 | 0 | 0
| Nuclear | N England |  | 0 | 0 | 0 | 0 | 0 | 0 | 0 | 0 | 0 | 0
| Nuclear | S Scotland |  | 0 | 0 | 0 | 0 | 0 | 0 | 0 | 0 | 0 | 0
| Nuclear | N Scotland |  | 0 | 0 | 0 | 0 | 0 | 0 | 0 | 0 | 0 | 0
| CCGT | S England & S Wales |  | 0 | 1260 | 1260 | 2060 | 2860 | 2860 | 2860 | 2860 | 3660 | 3660
| CCGT | Midlands & N Wales |  | 0 | 870 | 870 | 1670 | 2470 | 2470 | 2470 | 2470 | 2470 | 2470
| CCGT | N England |  | 0 | 0 | 0 | 0 | 800 | 800 | 1600 | 1600 | 1600 | 1600
| CCGT | S Scotland |  | 0 | 0 | 0 | 0 | 0 | 0 | 0 | 0 | 1600 | 1600
| CCGT | N Scotland |  | 0 | 0 | 0 | 0 | 0 | 0 | 0 | 0 | 0 | 0
| OCGT | S England & S Wales |  | 0 | 0 | 0 | 0 | 0 | 0 | 0 | 0 | 0 | 0
| OCGT | Midlands & N Wales |  | 0 | 0 | 0 | 0 | 0 | 0 | 0 | 0 | 0 | 0
| OCGT | N England |  | 0 | 0 | 0 | 0 | 0 | 0 | 0 | 0 | 0 | 0
| OCGT | S Scotland |  | 0 | 0 | 0 | 0 | 0 | 0 | 0 | 0 | 0 | 0
| OCGT | N Scotland |  | 0 | 0 | 0 | 0 | 0 | 0 | 0 | 0 | 0 | 0
| Coal | S England & S Wales |  | 0 | 0 | 0 | 0 | 0 | 0 | 0 | 0 | 0 | 0
| Coal | Midlands & N Wales |  | 0 | 0 | 0 | 0 | 0 | 0 | 0 | 0 | 0 | 0
| Coal | N England |  | 0 | 0 | 0 | 0 | 0 | 0 | 0 | 0 | 0 | 0
| Coal | S Scotland |  | 0 | 0 | 0 | 0 | 0 | 0 | 0 | 0 | 0 | 0
| Coal | N Scotland |  | 0 | 0 | 0 | 0 | 0 | 0 | 0 | 0 | 0 | 0
| Coal + CCS | S England & S Wales |  | 0 | 0 | 0 | 0 | 0 | 0 | 0 | 0 | 0 | 0
| Coal + CCS | Midlands & N Wales |  | 0 | 0 | 0 | 0 | 0 | 0 | 0 | 0 | 0 | 0
| Coal + CCS | N England |  | 0 | 0 | 0 | 0 | 0 | 800 | 800 | 800 | 800 | 800
| Coal + CCS | S Scotland |  | 0 | 0 | 0 | 0 | 0 | 0 | 0 | 0 | 0 | 0
| Coal + CCS | N Scotland |  | 0 | 0 | 0 | 0 | 0 | 0 | 0 | 0 | 0 | 0
| CCGT + CCS | S England & S Wales |  | 0 | 0 | 0 | 0 | 0 | 0 | 0 | 0 | 0 | 0
| CCGT + CCS | Midlands & N Wales |  | 0 | 0 | 0 | 0 | 0 | 0 | 0 | 0 | 0 | 0
| CCGT + CCS | N England |  | 0 | 0 | 0 | 0 | 0 | 0 | 0 | 0 | 0 | 0
| CCGT + CCS | S Scotland |  | 0 | 0 | 0 | 0 | 0 | 0 | 0 | 0 | 0 | 0
| CCGT + CCS | N Scotland |  | 0 | 0 | 0 | 0 | 0 | 0 | 0 | 0 | 0 | 0
| Onshore wind | S England & S Wales |  | 0 | 32.503 | 40.5244 | 49.104 | 59.7533 | 83.0346 | 96.3993 | 111.1031 | 124.5491 | 138.0315
| Onshore wind | Midlands & N Wales |  | 0 | 26.7651 | 33.3703 | 40.4354 | 186.2544 | 205.4257 | 353.4808 | 365.5889 | 513.711 | 524.8132
| Onshore wind | N England |  | 0 | 37.2786 | 46.4785 | 56.3187 | 68.5327 | 95.2347 | 110.563 | 127.4272 | 142.8489 | 158.3122
| Onshore wind | S Scotland |  | 0 | 450 | 920 | 1467 | 1696 | 1945.6002 | 2957.3482 | 2966.2059 | 3975.543 | 3984.4198
| Onshore wind | N Scotland |  | -3e-06 | 187.6921 | 529.2095 | 944.8527 | 1154.2428 | 1432.7132 | 2059.8976 | 2392.4762 | 3308.6011 | 3363.5626
| Onshore wind | Island wind |  | 3e-06 | 3e-06 | 3e-06 | 3e-06 | 200.6459 | 200.6459 | 401.2917 | 401.2917 | 601.9376 | 601.9376
| Biomass regular | S England & S Wales |  | 0 | 0 | 0 | 0 | 0 | 0 | 0 | 0 | 350 | 350
| Biomass regular | Midlands & N Wales |  | 0 | 0 | 0 | 0 | 0 | 0 | 0 | 0 | 0 | 0
| Biomass regular | N England |  | 0 | 0 | 0 | 0 | 0 | 0 | 0 | 0 | 879 | 879
| Biomass regular | S Scotland |  | 0 | 0 | 0 | 0 | 0 | 0 | 0 | 0 | 0 | 0
| Biomass regular | N Scotland |  | 0 | 0 | 0 | 0 | 0 | 0 | 0 | 0 | 0 | 0
| Offshore wind | Offshore South |  | 0 | 541 | 1045 | 1045 | 1915 | 1915 | 2323.1081 | 3301.054 | 4615 | 5815
| Offshore wind | Offshore Irish Sea |  | 0 | 233 | 233 | 233 | 1140 | 1140 | 1140 | 1140 | 1140 | 1140
| Offshore wind | Offshore E England |  | 0 | 0 | 0 | 0 | 895 | 895 | 2211.6667 | 3800.5555 | 4522.7778 | 6567.2222
| Offshore wind | Offshore Scotland |  | 0 | 0 | 0 | 0 | 0 | 0 | 0 | 0 | 850 | 850
| Wave | Offshore South |  | 0 | 0 | 0 | 0 | 0 | 0 | 0 | 0 | 0 | 0
| Wave | Offshore Irish Sea |  | 0 | 0 | 0 | 0 | 0 | 0 | 0 | 0 | 0 | 0
| Wave | Offshore E England |  | 0 | 0 | 0 | 0 | 0 | 0 | 0 | 0 | 0 | 0
| Wave | Offshore Scotland |  | 0 | 0 | 0 | 0 | 0 | 0 | 0 | 0 | 0 | 0
| Tidal Stream | Offshore South |  | 0 | 0 | 0 | 0 | 0 | 0 | 0 | 0 | 0 | 0
| Tidal Stream | Offshore Irish Sea |  | 0 | 0 | 0 | 0 | 0 | 0 | 0 | 0 | 0 | 0
| Tidal Stream | Offshore E England |  | 0 | 0 | 0 | 0 | 0 | 0 | 0 | 0 | 0 | 0
| Tidal Stream | Offshore Scotland |  | 0 | 0 | 0 | 0 | 0 | 0 | 0 | 0 | 0 | 0
| Embedded CHP | Embedded |  | 0 | 192.3077 | 384.6154 | 576.9231 | 769.2308 | 961.5385 | 1153.8462 | 1346.1538 | 1538.4615 | 1730.7692
| Embedded Gas | Embedded |  | 0 | 0 | 0 | 0 | 0 | 0 | 0 | 0 | 0 | 0
| Embedded offshore wind | Embedded |  | 0 | 0 | 0 | 0 | 0 | 0 | 0 | 0 | 0 | 0
| Embedded onshore wind | Embedded |  | 0 | 0 | 0 | 0 | 0 | 0 | 0 | 0 | 0 | 0
| Embedded biomass | Embedded |  | 0 | 83.6644 | 187.0537 | 296.1199 | 421.1527 | 559.341 | 705.9811 | 861.1212 | 1026.1136 | 1196.3224
| Embedded tidal and wave | Embedded |  | 0 | 20 | 30 | 50 | 86.5 | 129.4 | 179.4 | 235.015 | 310.0953 | 400.0953
| Embedded hydro | Embedded |  | 0 | 10 | 20 | 30 | 40 | 50 | 79 | 89 | 99 | 109
Retirements (cumulative, MW)
| CHP | S England & S Wales |  | 0 | 0 | 0 | 0 | 0 | 0 | 0 | 0 | 0 | 0
| CHP | Midlands & N Wales |  | 0 | 0 | 0 | 0 | 0 | 0 | 0 | 0 | 0 | 0
| CHP | N England |  | 0 | 0 | 0 | 0 | 0 | 0 | 0 | 0 | 0 | 0
| CHP | S Scotland |  | 0 | 0 | 0 | 0 | 0 | 0 | 0 | 0 | 0 | 0
| CHP | N Scotland |  | 0 | 0 | 0 | 0 | 0 | 0 | 0 | 0 | 0 | 0
| Oil | S England & S Wales |  | 0 | 0 | 0 | 0 | 0 | -3442 | -3442 | -3442 | -3442 | -3442
| Oil | Midlands & N Wales |  | 0 | 0 | 0 | 0 | 0 | 0 | 0 | 0 | 0 | 0
| Oil | N England |  | 0 | 0 | 0 | 0 | 0 | 0 | 0 | 0 | 0 | 0
| Oil | S Scotland |  | 0 | 0 | 0 | 0 | 0 | 0 | 0 | 0 | 0 | 0
| Oil | N Scotland |  | 0 | 0 | 0 | 0 | 0 | 0 | 0 | 0 | 0 | 0
| Hydro | S England & S Wales |  | 0 | 0 | 0 | 0 | 0 | 0 | 0 | 0 | 0 | 0
| Hydro | Midlands & N Wales |  | 0 | 0 | 0 | 0 | 0 | 0 | 0 | 0 | 0 | 0
| Hydro | N England |  | 0 | 0 | 0 | 0 | 0 | 0 | 0 | 0 | 0 | 0
| Hydro | S Scotland |  | 0 | 0 | 0 | 0 | 0 | 0 | 0 | 0 | 0 | 0
| Hydro | N Scotland |  | 0 | 0 | 0 | 0 | 0 | 0 | 0 | 0 | 0 | 0
| PS | S England & S Wales |  | 0 | 0 | 0 | 0 | 0 | 0 | 0 | 0 | 0 | 0
| PS | Midlands & N Wales |  | 0 | 0 | 0 | 0 | 0 | 0 | 0 | 0 | 0 | 0
| PS | N England |  | 0 | 0 | 0 | 0 | 0 | 0 | 0 | 0 | 0 | 0
| PS | S Scotland |  | 0 | 0 | 0 | 0 | 0 | 0 | 0 | 0 | 0 | 0
| PS | N Scotland |  | 0 | 0 | 0 | 0 | 0 | 0 | 0 | 0 | 0 | 0
| Nuclear | S England & S Wales |  | 0 | 0 | -215 | -215 | -215 | -215 | -215 | -215 | -2557 | -2557
| Nuclear | Midlands & N Wales |  | 0 | 0 | -890 | -890 | -890 | -890 | -890 | -890 | -890 | -890
| Nuclear | N England |  | 0 | 0 | 0 | 0 | 0 | 0 | 0 | 0 | 0 | -2410
| Nuclear | S Scotland |  | 0 | 0 | 0 | 0 | 0 | 0 | 0 | 0 | -1074 | -1074
| Nuclear | N Scotland |  | 0 | 0 | 0 | 0 | 0 | 0 | 0 | 0 | 0 | 0
| CCGT | S England & S Wales |  | 0 | 0 | 0 | 0 | 0 | 0 | 0 | 0 | 0 | 0
| CCGT | Midlands & N Wales |  | 0 | 0 | 0 | 0 | 0 | -515 | -515 | -515 | -515 | -515
| CCGT | N England |  | 0 | 0 | 0 | 0 | 0 | 0 | 0 | -229 | -229 | -229
| CCGT | S Scotland |  | 0 | 0 | 0 | 0 | 0 | 0 | 0 | 0 | 0 | 0
| CCGT | N Scotland |  | 0 | 0 | 0 | 0 | 0 | 0 | -1180 | -1180 | -1180 | -1180
| OCGT | S England & S Wales |  | 0 | 0 | 0 | -68 | -102 | -396 | -396 | -396 | -396 | -396
| OCGT | Midlands & N Wales |  | 0 | 0 | 0 | 0 | 0 | 0 | 0 | 0 | 0 | 0
| OCGT | N England |  | 0 | 0 | 0 | 0 | 0 | 0 | 0 | 0 | 0 | 0
| OCGT | S Scotland |  | 0 | 0 | 0 | 0 | 0 | 0 | 0 | 0 | 0 | 0
| OCGT | N Scotland |  | 0 | 0 | 0 | 0 | 0 | 0 | 0 | 0 | 0 | 0
| Coal | S England & S Wales |  | 0 | 0 | -2295 | -3358 | -3358 | -4816 | -4816 | -4816 | -4816 | -4816
| Coal | Midlands & N Wales |  | 0 | 0 | 0 | 0 | -964 | -964 | -964 | -964 | -964 | -964
| Coal | N England |  | 0 | 0 | 0 | 0 | -976 | -976 | -976 | -976 | -2440.5 | -3417
| Coal | S Scotland |  | 0 | -551 | -551 | -1102 | -1102 | -1102 | -1102 | -1102 | -1102 | -1102
| Coal | N Scotland |  | 0 | 0 | 0 | 0 | 0 | 0 | 0 | 0 | 0 | 0
| Coal + CCS | S England & S Wales |  | 0 | 0 | 0 | 0 | 0 | 0 | 0 | 0 | 0 | 0
| Coal + CCS | Midlands & N Wales |  | 0 | 0 | 0 | 0 | 0 | 0 | 0 | 0 | 0 | 0
| Coal + CCS | N England |  | 0 | 0 | 0 | 0 | 0 | 0 | 0 | 0 | 0 | 0
| Coal + CCS | S Scotland |  | 0 | 0 | 0 | 0 | 0 | 0 | 0 | 0 | 0 | 0
| Coal + CCS | N Scotland |  | 0 | 0 | 0 | 0 | 0 | 0 | 0 | 0 | 0 | 0
| CCGT + CCS | S England & S Wales |  | 0 | 0 | 0 | 0 | 0 | 0 | 0 | 0 | 0 | 0
| CCGT + CCS | Midlands & N Wales |  | 0 | 0 | 0 | 0 | 0 | 0 | 0 | 0 | 0 | 0
| CCGT + CCS | N England |  | 0 | 0 | 0 | 0 | 0 | 0 | 0 | 0 | 0 | 0
| CCGT + CCS | S Scotland |  | 0 | 0 | 0 | 0 | 0 | 0 | 0 | 0 | 0 | 0
| CCGT + CCS | N Scotland |  | 0 | 0 | 0 | 0 | 0 | 0 | 0 | 0 | 0 | 0
| Onshore wind | S England & S Wales |  | 0 | 0 | 0 | 0 | 0 | 0 | 0 | 0 | 0 | 0
| Onshore wind | Midlands & N Wales |  | 0 | 0 | 0 | 0 | 0 | 0 | 0 | 0 | 0 | 0
| Onshore wind | N England |  | 0 | 0 | 0 | 0 | 0 | 0 | 0 | 0 | 0 | 0
| Onshore wind | S Scotland |  | 0 | 0 | 0 | 0 | 0 | 0 | 0 | 0 | 0 | 0
| Onshore wind | N Scotland |  | 0 | 0 | 0 | 0 | 0 | 0 | 0 | 0 | 0 | 0
| Onshore wind | Island wind |  | 0 | 0 | 0 | 0 | 0 | 0 | 0 | 0 | 0 | 0
| Biomass regular | S England & S Wales |  | 0 | 0 | 0 | 0 | 0 | 0 | 0 | 0 | 0 | 0
| Biomass regular | Midlands & N Wales |  | 0 | 0 | 0 | 0 | 0 | 0 | 0 | 0 | 0 | 0
| Biomass regular | N England |  | 0 | 0 | 0 | 0 | 0 | 0 | 0 | 0 | 0 | 0
| Biomass regular | S Scotland |  | 0 | 0 | 0 | 0 | 0 | 0 | 0 | 0 | 0 | 0
| Biomass regular | N Scotland |  | 0 | 0 | 0 | 0 | 0 | 0 | 0 | 0 | 0 | 0
| Offshore wind | Offshore South |  | 0 | 0 | 0 | 0 | 0 | 0 | 0 | 0 | 0 | 0
| Offshore wind | Offshore Irish Sea |  | 0 | 0 | 0 | 0 | 0 | 0 | 0 | 0 | 0 | 0
| Offshore wind | Offshore E England |  | 0 | 0 | 0 | 0 | 0 | 0 | 0 | 0 | 0 | 0
| Offshore wind | Offshore Scotland |  | 0 | 0 | 0 | 0 | 0 | 0 | 0 | 0 | 0 | 0
| Wave | Offshore South |  | 0 | 0 | 0 | 0 | 0 | 0 | 0 | 0 | 0 | 0
| Wave | Offshore Irish Sea |  | 0 | 0 | 0 | 0 | 0 | 0 | 0 | 0 | 0 | 0
| Wave | Offshore E England |  | 0 | 0 | 0 | 0 | 0 | 0 | 0 | 0 | 0 | 0
| Wave | Offshore Scotland |  | 0 | 0 | 0 | 0 | 0 | 0 | 0 | 0 | 0 | 0
| Tidal Stream | Offshore South |  | 0 | 0 | 0 | 0 | 0 | 0 | 0 | 0 | 0 | 0
| Tidal Stream | Offshore Irish Sea |  | 0 | 0 | 0 | 0 | 0 | 0 | 0 | 0 | 0 | 0
| Tidal Stream | Offshore E England |  | 0 | 0 | 0 | 0 | 0 | 0 | 0 | 0 | 0 | 0
| Tidal Stream | Offshore Scotland |  | 0 | 0 | 0 | 0 | 0 | 0 | 0 | 0 | 0 | 0
| Embedded CHP | Embedded |  | 0 | 0 | 0 | 0 | 0 | 0 | 0 | 0 | 0 | 0
| Embedded Gas | Embedded |  | 0 | 0 | 0 | 0 | 0 | 0 | 0 | 0 | 0 | 0
| Embedded offshore wind | Embedded |  | 0 | 0 | 0 | 0 | 0 | 0 | 0 | 0 | 0 | 0
| Embedded onshore wind | Embedded |  | 0 | 0 | 0 | 0 | 0 | 0 | 0 | 0 | 0 | 0
| Embedded biomass | Embedded |  | 0 | 0 | 0 | 0 | 0 | 0 | 0 | 0 | 0 | 0
| Embedded tidal and wave | Embedded |  | 0 | 0 | 0 | 0 | 0 | 0 | 0 | 0 | 0 | 0
| Embedded hydro | Embedded |  | 0 | 0 | 0 | 0 | 0 | 0 | 0 | 0 | 0 | 0
Generation (TWh)
| CHP | S England & S Wales |  | 0 | 0 | 0 | 0 | 0 | 0.0632 | 0 | 0 | 0 | 0
| CHP | Midlands & N Wales |  | 323.6635 | 98.5613 | 369.7566 | 273.6385 | 151.9677 | 345.9758 | 195.5308 | 174.4672 | 164.5806 | 191.2058
| CHP | N England |  | 7870.2567 | 7141.5177 | 8012.5307 | 7493.0856 | 6402.8523 | 7688.2054 | 6640.6889 | 6308.0699 | 5467.1353 | 5537.2645
| CHP | S Scotland |  | 0.048 | 8.4e-09 | 0.048 | 0.048 | 7.7183e-08 | 10.2219 | 0.048 | 0.048 | 7.7183e-08 | 9.2619
| CHP | N Scotland |  | 34.263 | 10.3288 | 35.8953 | 27.355 | 14.7545 | 29.0634 | 16.5007 | 14.5785 | 12.8893 | 14.5785
| Oil | S England & S Wales |  | 0 | 0 | 0 | 0 | 0 | 0 | 0 | 0 | 0 | 0
| Oil | Midlands & N Wales |  | 0 | 0 | 0 | 0 | 0 | 0 | 0 | 0 | 0 | 0
| Oil | N England |  | 0 | 0 | 0 | 0 | 0 | 0 | 0 | 0 | 0 | 0
| Oil | S Scotland |  | 0 | 0 | 0 | 0 | 0 | 0 | 0 | 0 | 0 | 0
| Oil | N Scotland |  | 0 | 0 | 0 | 0 | 0 | 0 | 0 | 0 | 0 | 0
| Hydro | S England & S Wales |  | 0 | 0 | 0 | 0 | 0 | 0 | 0 | 0 | 0 | 0
| Hydro | Midlands & N Wales |  | 0 | 0 | 0 | 0 | 0 | 0 | 0 | 0 | 0 | 0
| Hydro | N England |  | 0 | 0 | 0 | 0 | 0 | 0 | 0 | 0 | 0 | 0
| Hydro | S Scotland |  | 95.0109 | 95.0109 | 95.0109 | 95.0109 | 95.0109 | 95.0109 | 95.0109 | 95.0109 | 95.0048 | 95.0048
| Hydro | N Scotland |  | 2991.4043 | 2991.4043 | 2991.4043 | 2991.4043 | 2991.4043 | 2991.4043 | 2991.4043 | 2991.4043 | 2991.2105 | 2991.2105
| PS | S England & S Wales |  | 0 | 0 | 0 | 0 | 0 | 0 | 0 | 0 | 0 | 0
| PS | Midlands & N Wales |  | 0 | 0 | 0 | 0 | 0 | 0.19597 | 0 | 0 | 0 | 0
| PS | N England |  | 0 | 0 | 0 | 0 | 0 | 0 | 0 | 0 | 0 | 0
| PS | S Scotland |  | 0 | 0 | 0 | 0 | 0 | 0 | 0 | 0 | 0 | 0
| PS | N Scotland |  | 0 | 0 | 0 | 0 | 0 | 0.15039 | 0 | 0 | 0 | 0
| Nuclear | S England & S Wales |  | 26450.3808 | 26450.3808 | 24939.5328 | 24939.5328 | 24939.5328 | 24939.5328 | 24939.5328 | 24939.3762 | 20216.7958 | 20216.3158
| Nuclear | Midlands & N Wales |  | 6254.208 | 6254.208 | 7.0272e-06 | 7.0272e-06 | 7.0272e-06 | 7.0272e-06 | 7.0272e-06 | 7.0272e-06 | 7.0272e-06 | 7.0268e-06
| Nuclear | N England |  | 25389.2736 | 25389.2736 | 25389.2736 | 25389.2736 | 25389.2736 | 25389.2736 | 25389.2736 | 25389.2736 | 25387.9007 | 8453.2645
| Nuclear | S Scotland |  | 16085.2608 | 16085.2608 | 16085.2608 | 16085.2608 | 16085.2608 | 16085.2608 | 16085.2608 | 16085.2608 | 8537.5863 | 8537.5863
| Nuclear | N Scotland |  | 0 | 0 | 0 | 0 | 0 | 0 | 0 | 0 | 0 | 0
| CCGT | S England & S Wales |  | 44021.282 | 40190.1463 | 50401.0486 | 52906.5274 | 48681.6367 | 59556.4333 | 51019.1671 | 46265.1131 | 41665.9701 | 44534.6279
| CCGT | Midlands & N Wales |  | 17041.4254 | 17454.4934 | 21878.7736 | 25643.1535 | 26345.169 | 31542.2903 | 27680.5945 | 24727.0214 | 20377.6116 | 20997.9918
| CCGT | N England |  | 6377.1004 | 4021.6752 | 6233.2661 | 5198.2968 | 8736.7382 | 10941.6259 | 14367.2209 | 12802.9072 | 10946.884 | 11456.4184
| CCGT | S Scotland |  | 1.3527e-05 | 1.307e-05 | 1.3369e-05 | 1.3369e-05 | 1.2787e-05 | 1.3447e-05 | 1.28e-05 | 1.2316e-05 | 9156.1461 | 9019.7748
| CCGT | N Scotland |  | 57.2538 | 1.6088 | 114.7641 | 31.7497 | 65.5115 | 161.2066 | 1.3187e-05 | 1.2669e-05 | 1.0748e-05 | 1.1003e-05
| OCGT | S England & S Wales |  | 0 | 0 | 0 | 0 | 0 | 4.2791e-09 | 0 | 0 | 0 | 0
| OCGT | Midlands & N Wales |  | 0 | 0 | 0 | 0 | 0 | 1.7116e-09 | 0 | 0 | 0 | 0
| OCGT | N England |  | 0 | 0 | 0 | 0 | 0 | 1.7116e-09 | 0 | 0 | 0 | 0
| OCGT | S Scotland |  | 0 | 0 | 0 | 0 | 0 | 8.5581e-10 | 0 | 0 | 0 | 0
| OCGT | N Scotland |  | 0 | 0 | 0 | 0 | 0 | 1.7116e-09 | 0 | 0 | 0 | 0
| Coal | S England & S Wales |  | 19282.166 | 20263.8231 | 12950.8186 | 9670.4387 | 8850.0762 | 2274.2343 | 2025.3212 | 1983.0821 | 1925.815 | 1856.2403
| Coal | Midlands & N Wales |  | 49542.297 | 49594.5182 | 48509.9213 | 47312.9145 | 43650.8769 | 41107.9035 | 38017.0107 | 36649.2006 | 33542.9464 | 34253.6236
| Coal | N England |  | 55602.8118 | 58348.7789 | 50853.1475 | 48092.1681 | 44479.5738 | 34591.8431 | 34359.9243 | 33892.5866 | 32130.7049 | 31269.454
| Coal | S Scotland |  | 17657.2336 | 16845.4537 | 16527.8071 | 14803.0436 | 13899.1976 | 3903.2682 | 3802.0563 | 3434.3501 | 3290.6105 | 3064.4439
| Coal | N Scotland |  | 0 | 0 | 0 | 0 | 0 | 0 | 0 | 0 | 0 | 0
| Coal + CCS | S England & S Wales |  | 0 | 0 | 0 | 0 | 0 | 0 | 0 | 0 | 0 | 0
| Coal + CCS | Midlands & N Wales |  | 5.8847e-06 | 6.7735e-06 | 6.9975e-06 | 6.9975e-06 | 6.9975e-06 | 6.9971e-06 | 6.9975e-06 | 6.9975e-06 | 6.9975e-06 | 6.9975e-06
| Coal + CCS | N England |  | 1.1769e-05 | 1.3547e-05 | 1.3995e-05 | 1.3995e-05 | 1.3995e-05 | 5597.6802 | 5598.0375 | 5598.0375 | 5598.0375 | 5598.0375
| Coal + CCS | S Scotland |  | 1.1769e-05 | 1.3547e-05 | 1.3995e-05 | 1.3995e-05 | 1.3995e-05 | 1.3994e-05 | 1.3995e-05 | 1.3995e-05 | 1.3995e-05 | 1.3995e-05
| Coal + CCS | N Scotland |  | 0 | 0 | 0 | 0 | 0 | 0 | 0 | 0 | 0 | 0
| CCGT + CCS | S England & S Wales |  | 0 | 0 | 2.2492e-07 | 4.4856e-07 | 1.9246e-06 | 4.5915e-06 | 2.0993e-05 | 2.0991e-05 | 2.0991e-05 | 2.0991e-05
| CCGT + CCS | Midlands & N Wales |  | 0 | 0 | 0 | 0 | 0 | 0 | 0 | 0 | 0 | 0
| CCGT + CCS | N England |  | 0 | 0 | 7.4974e-08 | 1.4952e-07 | 6.4153e-07 | 1.5305e-06 | 6.9975e-06 | 6.9971e-06 | 6.9971e-06 | 6.9971e-06
| CCGT + CCS | S Scotland |  | 0 | 0 | 0 | 0 | 0 | 0 | 0 | 0 | 0 | 0
| CCGT + CCS | N Scotland |  | 0 | 0 | 0 | 0 | 0 | 0 | 0 | 0 | 0 | 0
| Onshore wind | S England & S Wales |  | 2.0691e-05 | 75.2164 | 93.7787 | 113.6331 | 138.277 | 192.153 | 223.0807 | 257.1073 | 288.2233 | 319.4232
| Onshore wind | Midlands & N Wales |  | 9.4113e-06 | 62.8264 | 78.3311 | 94.915 | 440.8411 | 485.8424 | 837.0172 | 865.4388 | 1216.7708 | 1242.8314
| Onshore wind | N England |  | 9.1586e-06 | 85.3552 | 106.4198 | 128.9505 | 156.9163 | 218.0545 | 253.1511 | 291.7644 | 327.0747 | 362.4803
| Onshore wind | S Scotland |  | 5126.3228 | 6233.2544 | 7389.3828 | 8734.9196 | 9298.2247 | 9912.2032 | 12400.9494 | 12422.738 | 14905.5537 | 14927.3891
| Onshore wind | N Scotland |  | 3672.7329 | 4151.2392 | 5021.9115 | 6081.5617 | 6615.3857 | 7325.3244 | 8924.2825 | 9772.1658 | 12107.7554 | 12247.5449
| Onshore wind | Island wind |  | 1.0999e-05 | 1.0999e-05 | 1.0999e-05 | 1.0999e-05 | 719.7881 | 719.7881 | 1439.5763 | 1439.5763 | 2159.3644 | 2159.3644
| Biomass regular | S England & S Wales |  | 1.4054e-05 | 1.4054e-05 | 1.4054e-05 | 1.4054e-05 | 1.4054e-05 | 1.4054e-05 | 1.4054e-05 | 1.4054e-05 | 2459.401 | 2459.387
| Biomass regular | Midlands & N Wales |  | 7.0272e-06 | 7.0272e-06 | 7.0272e-06 | 7.0272e-06 | 7.0272e-06 | 7.0272e-06 | 7.0272e-06 | 7.0272e-06 | 7.0272e-06 | 7.0268e-06
| Biomass regular | N England |  | 1.4054e-05 | 1.4054e-05 | 1.4054e-05 | 1.4054e-05 | 1.4054e-05 | 1.4054e-05 | 1.4054e-05 | 1.4054e-05 | 6176.9088 | 6176.5748
| Biomass regular | S Scotland |  | 681.6384 | 681.6384 | 681.6384 | 681.6384 | 681.6384 | 681.6384 | 681.6384 | 681.6384 | 681.6384 | 681.6015
| Biomass regular | N Scotland |  | 0 | 0 | 0 | 0 | 0 | 0 | 0 | 0 | 0 | 0
| Offshore wind | Offshore South |  | 2848.0087 | 4631.3105 | 6292.6489 | 6292.6489 | 9160.4354 | 9160.4354 | 10505.6848 | 13729.2943 | 18060.4627 | 22016.0303
| Offshore wind | Offshore Irish Sea |  | 1823.1576 | 2594.1118 | 2594.1118 | 2594.1118 | 5595.2078 | 5595.2078 | 5595.2078 | 5595.2078 | 5595.2078 | 5595.2078
| Offshore wind | Offshore E England |  | 827.0664 | 827.0664 | 827.0664 | 827.0664 | 3787.9639 | 3787.9639 | 8143.8468 | 13400.313 | 15789.6158 | 22553.1807
| Offshore wind | Offshore Scotland |  | 33.0827 | 33.0827 | 33.0827 | 33.0827 | 33.0827 | 33.0827 | 33.0827 | 33.0827 | 2845.1083 | 2845.1083
| Wave | Offshore South |  | 0 | 0 | 0 | 0 | 0 | 0 | 0 | 0 | 0 | 0
| Wave | Offshore Irish Sea |  | 0 | 0 | 0 | 0 | 0 | 0 | 0 | 0 | 0 | 0
| Wave | Offshore E England |  | 0 | 0 | 0 | 0 | 0 | 0 | 0 | 0 | 0 | 0
| Wave | Offshore Scotland |  | 2.6348e-06 | 2.6348e-06 | 2.6348e-06 | 2.6348e-06 | 2.6348e-06 | 2.6348e-06 | 2.6348e-06 | 2.6348e-06 | 2.6348e-06 | 2.6348e-06
| Tidal Stream | Offshore South |  | 5.2704e-06 | 5.2704e-06 | 5.2704e-06 | 5.2704e-06 | 5.2704e-06 | 5.2704e-06 | 5.2704e-06 | 5.2704e-06 | 5.2704e-06 | 5.2704e-06
| Tidal Stream | Offshore Irish Sea |  | 2.6352e-06 | 2.6352e-06 | 2.6352e-06 | 2.6352e-06 | 2.6352e-06 | 2.6352e-06 | 2.6352e-06 | 2.6352e-06 | 2.6352e-06 | 2.6352e-06
| Tidal Stream | Offshore E England |  | 0 | 0 | 0 | 0 | 0 | 0 | 0 | 0 | 0 | 0
| Tidal Stream | Offshore Scotland |  | 70.272 | 70.272 | 70.272 | 70.272 | 70.272 | 70.272 | 70.272 | 70.272 | 70.272 | 70.272
| Embedded CHP | Embedded |  | 20336.7828 | 21179.6675 | 22022.5521 | 22865.4367 | 23708.3213 | 24551.2059 | 25394.0905 | 26236.9752 | 27079.8598 | 27922.7444
| Embedded Gas | Embedded |  | 1840.86 | 1840.86 | 1840.86 | 1840.86 | 1840.86 | 1840.86 | 1840.86 | 1840.86 | 1840.86 | 1840.86
| Embedded offshore wind | Embedded |  | 0 | 0 | 0 | 0 | 0 | 0 | 0 | 0 | 0 | 0
| Embedded onshore wind | Embedded |  | 3715.0843 | 3715.0843 | 3715.0843 | 3715.0843 | 3715.0843 | 3715.0843 | 3715.0843 | 3715.0843 | 3715.0843 | 3715.0843
| Embedded biomass | Embedded |  | 11271.2519 | 11857.9739 | 12583.022 | 13347.8811 | 14224.7116 | 15193.7982 | 16222.156 | 17310.1226 | 18467.1812 | 19660.8214
| Embedded tidal and wave | Embedded |  | 1.7532 | 71.8812 | 106.9452 | 177.0732 | 305.0568 | 455.4814 | 630.8014 | 825.8098 | 1089.0712 | 1404.6472
| Embedded hydro | Embedded |  | 1565.5783 | 1594.5061 | 1623.4339 | 1652.3617 | 1681.2895 | 1710.2173 | 1794.1079 | 1823.0357 | 1851.9635 | 1880.8913
Transmission investment | bar: 0 to 10
Modelled investments in the Main Interconnected Transmission System | bar: 0 to 10
| Reinforcement package | Boundaries reinforced | Cost (£m) | 0: Build date
| Beauly-Denny overhead line | B1, B2, B4 | Pre-committed | 0: 2014
| 400kV Ring Kintore Reactive Compensation | B1, B2, B4 | Pre-committed | 0: 2040
| Denny-Kincardine 400kV | B4 | Pre-committed | 0: 2040
| Western HVDC Link | B6, B7a | 866 | 0: 2015
| Anglo-Scottish Series & Shunt Compensation | B5,B6 | 380 | 0: 2014
| Eastern HVDC Link | B2, B4, B5, B6, B7a | 891 | 0: 2020
| Penwortham QBs | B7a | 31 | 0: 2014
| New Hinkley Point - Seabank OHL and associated works | B13 | 628 | 0: 2029
| Reconductoring circuits in East Anglia | EC5 | 93 | 0: 2019
| New OHL & reconductoring work in East Anglia | EC5 | 263 | 0: 2021
| QBs in East Anglia | EC5 | 41 | 0: 2018
| Establish 2nd Pentir-Traw 400kv circuit | NW2 | 185 | 0: 2016
| Series compensation and reconductoring work in North Wales | NW2 | 103 | 0: 2040
| Wylfa-Pembroke 2GW HVDC link | B202,NW2 | 834 | 0: 2040
| Daines 225MVAR MSC DNs | B8,B9 | 5 | 0: 2014
| Sundon and Ratcliffe 225MVAR MSCs | B8,B9 | 10 | 0: 2018
| North London Reinforcements & St John's Wood - Hackney cable | B14 | 474 | 0: 2016
| Turn in Sundon - Cowley circuit at East Claydon | B8,B9, B14 | 52 | 0: 2021
| North East London uprate to 400kV | B15 | 88 | 0: 2040
| East London reinforcements | B15 | 31 | 0: 2014
| East London reconductoring | B15 | 72 | 0: 2040
| Kingsnorth-Cobham reconductoring | B15 | 21 | 0: 2040
| South London reconductoring | B15 | 77 | 0: 2040
| Essex reconductoring | B15 | 36 | 0: 2040
| Tees Crossing refurbishment | B7a | 52 | 0: 2012
| QBs in Sundon-Wymondley circuits | B14 | 31 | 0: 2015
| London MSCs, East End reconductoring | B14 | 46 | 0: 2015
| New reactor at Rayleigh | B15 | 36 | 0: 2040
| Kemsley QBs | B15 | 31 | 0: 2012
| Rowdown, Canterbury, Sellinge and Dungeness reinforcements | B15 | 118 | 0: 2040
| Iver, East Claydon, Grendon & Elstree new MSCs | B8,B9 | 31 | 0: 2015
| Cottam - West Burton reconductoring | B8 | 5 | 0: 2014
| West Weybridge 275kV additional MSC | B9,B14 | 5 | 0: 2018
| Knocknagael | B1 | 43 | 0: 2011
| Beauly-Blackhillock-Kintore | B1 | 88 | 0: 2014
2012
| Hunterston-Kintyre link | B3, B4, B5 | 130 | 0: 2020
| East Coast Upgrade | B2, B4, B5, B6 | 272 | 0: 2019
| Humber - Walpole HVDC | B8, B9, B11 | 595 | 0: 2022
| Caithness - Moray HVDC | B1 | 800 | 0: 2023
2014
| Eastern HVDC Link #2 | B6 | 891 | 0: 2026
2040
| Western HVDC Link #2 | B6, B7a | 866 | 0: 2022
| Elstree London | B14 | 100 | 0: 2040
| West Midlands MSC | B17 | 50 | 0: 2021
| B1 | B1 | 73 | 0: 2021
| B2 | B2 | 73 | 0: 2024
| B3 | B3 | 110 | 0: 2024
| B4 | B4 | 98 | 0: 2022
| B5 | B5 | 98 | 0: 2022
| B6 | B6 | 146 | 0: 2024
| B7a | B7a | 166 | 0: 2026
| B8 | B8 | 117 | 0: 2021
| B9 | B9 | 234 | 0: 2040
| B10 | B10 | 15 | 0: 2040
| B11 | B11 | 200 | 0: 2021
| B12 | B12 | 24 | 0: 2022
| B13 | B13 | 332 | 0: 2040
| B14 | B14 | 50 | 0: 2040
| B15 | B15 | 7 | 0: 2040
| B16 | B16 | 29 | 0: 2021
| B17 | B17 | 100 | 0: 2040
| B201 | B201 | 50 | 0: 2040
| B202 | B202 | 7 | 0: 2040
| EC5 | EC5 | 24 | 0: 2040
| NW2 | NW2 | 49 | 0: 2040
Note: for map of transmission boundaries, see report. Offshore and island links are built as required for specific generation projects | bar: 0 to 10
Other key metrics
| Average (demand-weighted) wholesale price (£/MWh) |  |  | 58.83 | 57.95 | 62.988 | 63.4058 | 62.3732 | 84.2437 | 81.244 | 80.1729 | 76.0693 | 89.1778
| Demand (TWh) |  |  | 357.573 | 361.8839 | 363.8588 | 365.3253 | 366.1666 | 367.0068 | 368.4985 | 368.9923 | 369.5647 | 370.1571
| Renewable share (%) |  |  | 11.39% | 12.76% | 14.07% | 14.39% | 17.67% | 19.83% | 23.37% | 26.55% | 33.23% | 36.81%
| Carbon intensity (g/kWhr) | (excludes embedded CHP) |  | 463.6797 | 462.7991 | 438.1145 | 425.2243 | 395.3985 | 324.7071 | 304.6298 | 288.6092 | 266.5664 | 270.2499
| Maximum allowed revenue: Transmission Owners (£m) |  |  | 1724.279 | 2120.5352 | 2345.7687 | 2472.8622 | 2803.3888 | 2919.0283 | 3123.6719 | 3433.6917 | 3775.635 | 4245.1861
| Constraint costs (£m) |  |  | 119.8467 | 168.124 | 233.9154 | 220.4752 | 135.5 | 94.4199 | 284.3827 | 370.3439 | 752.48 | 668.363
| Transmission losses (£m) |  |  | 418.4094 | 437.5411 | 439.8482 | 456.9377 | 491.1838 | 442.4828 | 495.1223 | 500.1535 | 590.1565 | 506.5397
CfDs by plant type (£/MWh)
| Nuclear | [5 empty] | 0 | 0 | 0 | 92.2946 | 92.2946 | 92.2946 | 89.7142
| Coal + CCS | [5 empty] | 0 | 0 | 0 | 137.7888 | 137.7888 | 137.7888 | 134.3861
| CCGT + CCS | [5 empty] | 0 | 0 | 0 | 102.0697 | 102.0697 | 102.0697 | 103.929
| Onshore wind | [5 empty] | 0 | 0 | 0 | 111.3781 | 111.3781 | 111.3781 | 111.3781
| Offshore wind | [5 empty] | 0 | 0 | 0 | 148.1962 | 148.1962 | 148.1962 | 148.1962
| Wave | [5 empty] | 0 | 0 | 0 | 279.105 | 279.105 | 279.105 | 279.105
| Tidal Stream | [5 empty] | 0 | 0 | 0 | 279.105 | 279.105 | 279.105 | 279.105
| Biomass regular | [5 empty] | 0 | 0 | 0 | 131.8326 | 131.8326 | 131.8326 | 131.8326
Note on D181: Used to calculate de-rated capacity margins