## Overview
Introduction: This spreadsheet models the impact on DNO losses incentive revenues under various scenarios of settlement data. The underlying base case scenario is one of constant units entering, units distributed and losses for the entire period from 1993/94 to 2009/10. Under this scenario there should be zero net losses incentive revenue for the DNO - this is modelled in the Base case. The spreadsheet then models various scenarios where settlement data is erroneously overstated in a particular year(s) but subsequently corrected in a different year(s) (through GVC or other similar settlement adjustment - call these 'Subsequent GVC corrections'), such that in all of these scenarios there is no change to the total volume over the entire period of units entering, units distributed and losses compared to the base case - the units are simply moving between years. The current Ofgem consultation on GVC adjustments and their impact on losses proposes that some form of manual adjustment should be made to exclude the 'subsequent GVC corrections'. We believe that this has the potential to provide huge windfall gains to DNOs if it is not applied properly. Our view is that the cleanest way of ensuring the correct overall incentive revenue over time is to allow settlement data to be used unadjsuted since over the medium/long term settlement data will be accurate. The scenarios modelled in the following sheets show the net incentive revenue rewards over time under various methods of adjusting (or not adjusting in one case) for these subsequent GVC corrections.
Sheet | Description
Calculator | The spreadsheet tool provide by Ofgem to calculate the DPCR4 losses close out amount and the DPCR5 Allowed Loss Percentage
Notes | The notes that accompanied the Ofgem tool
Scenarios | The scenarios being modelled with the data for each. In columns L to N, the output of each scenario is shown and compared to the Base Case
Base | Base Case Scenario: Constant losses through time with no resulting losses incentive rewards or penalties
1A | Scenario 1A: GVC supplier adjustment in 2009/10 (100GWh) correcting error in prior DPCR4 year (2005/06)
1B | Scenario 1B: GVC supplier adjustment in 2009/10 (100GWh) correcting error in prior DPCR4 year (2005/06) - DNO restates 2009/10
1C | Scenario 1C: GVC supplier adjustment in 2009/10 (100GWh) correcting error in prior DPCR4 year (2005/06) - DNO restates 2009/10: Revised ALP Calc
1D | Scenario 1D: GVC supplier adjustment in 2009/10 (100GWh) correcting error in prior DPCR4 year (2005/06) - DNO restates 2009/10: Revised ACL2 Calc
2A | Scenario 2A: GVC supplier adjustment in 2008/09 and 2009/10 (2 * 100GWh) correcting error in prior DPCR4 years (2005/06 & 2006/07)
2B | Scenario 2B: GVC supplier adjustment in 2008/09 and 2009/10 (2 * 100GWh) correcting error in prior DPCR4 years (2005/06 & 2006/07) - DNO restates 2009/10 only
2C | Scenario 2C: GVC supplier adjustment in 2008/09 and 2009/10 (2 * 100GWh) correcting error in prior DPCR4 years (2005/06 & 2006/07) - DNO restates 2009/10 only: Revised ALP Calc
2D | Scenario 2D: GVC supplier adjustment in 2008/09 and 2009/10 (2 * 100GWh) correcting error in prior DPCR4 years (2005/06 & 2006/07) - DNO restates 2009/10 only: Revised ACL2 Calc
3A | Scenario 3A: GVC supplier adjustment in 2009/10 (100GWh) correcting error in DPCR3 years
3B | Scenario 3B: GVC supplier adjustment in 2009/10 (100GWh) correcting error in DPCR3 years - DNO restates 2009/10
3C | Scenario 3C: GVC supplier adjustment in 2009/10 (100GWh) correcting error in DPCR3 years - DNO restates 2009/10: Revised ALP Calc
3D | Scenario 3D: GVC supplier adjustment in 2009/10 (100GWh) correcting error in DPCR3 years - DNO restates 2009/10: Revised ACL2 Calc
4A | Scenario 4A: GVC supplier adjustment in 2008/09 & 2009/10 (2 * 100GWh) correcting error in DPCR3 years
4B | Scenario 4B: GVC supplier adjustment in 2008/09 & 2009/10 (2 * 100GWh) correcting error in DPCR3 years - DNO restates 2009/10
4C | Scenario 4C: GVC supplier adjustment in 2008/09 & 2009/10 (2 * 100GWh) correcting error in DPCR3 years - DNO restates 2009/10: Revised ALP Calc
4D | Scenario 4D: GVC supplier adjustment in 2008/09 & 2009/10 (2 * 100GWh) correcting error in DPCR3 years - DNO restates 2009/10: Revised ACL2 Calc
DPCR3 | For scenarios involving the original error occuring in DPCR3 (scenarios beginning 3 & 4), the modelled worst case impact on the DPCR3 revenues & DPCR4 targets
Output | The output from all scenarios in a tabular form
Graphs | Select a Scenario to show the losses performance and revenue rewards over time
Loss % | This sheet takes data from the Ofgem website to look at the pattern of DNO reported losses over time to see whether on average DPCR4 losses are unusally high or low

## Calculator
Yellow background cells require input values
DNO Name
|  | 2005-06 | 2006-07 | 2007-08 | 2008-09 | 2009-10 |  | See Note | Term
DPCR4 Revenue Return | ALP:
data (including any | Units Entering: | [5 empty] | GWh
approved resubmissions) | Units Exiting: | [5 empty] | GWh
| Target Losses: | 0 | 0 | 0 | 0 | 0 | GWh
| Actual Losses: | 0 | 0 | 0 | 0 | 0 | GWh
| Incentive Units: | 0 | 0 | 0 | 0 | 0 | GWh
| Incentive adjustment: | 0 | 0 | 0 | 0 | 0 | £m | 1
Restatement of 2009-10 to take account of settlement reconciliation runs
| Original Units entering |  |  |  |  | 0 | GWh
| Net Reconciliation Adjustment | [5 empty] | GWh | 2
| Restated Total |  |  |  |  | 0 | GWh
| Original Units Exiting |  |  |  |  | 0 | GWh
| Net Reconciliation Adjustment | [5 empty] | GWh | 3
| Earlier Years Net Adjustments | [5 empty] | GWh | 4
| Restated Total |  |  |  |  | 0 | GWh | 5
Restatement of DPCR4 under DPCR5 rules for purposes of calculating DPCR5 ALP
| Units Entering | [5 empty] | GWh
| Units Exiting | [5 empty] | GWh | 6 | UDt
Substation Units: |  | 0 |  |  |  |  | GWh | 7 | S
DPCR5 ALP Calculation
Units lost calculation |  | 0 | 0 | 0 | 0 | 0 | GWh | 8 | RLt
Loss rate as decimal |  | #DIV/0! | #DIV/0! | #DIV/0! | #DIV/0! | #DIV/0! |  | 9 | ALRt
Overall loss rate [sum(ALRt)/5] |  | #DIV/0! | [5 empty] | 10
Adjustment for sub-station units [S/UD2009/10] |  | #DIV/0! | [5 empty] | 11
ALP value [ sum(ALRt)/5 - S/UD2009/10 ] |  | #DIV/0!
ALP expressed as percentage value |  | #DIV/0! |  |  |  |  | % | 12
DPCR4 Close-out calculation
Recalculate 2009-10 incentive adjustment taking account of reconciliation runs:
Target losses | [5 empty] | 0 | GWh |  | TL2009/10
Actual losses | [5 empty] | 0 | GWh |  | ACL2009/10
Incentive rate indexed to 2009-10 | [5 empty] | 56.9723 | £ |  | IR
Incentive for 2009-10 (£m) | [5 empty] | 0 | £m
Total incentive due for DPCR4 in 2009-10 prices [5 x IR x (TL2009/10 - ACL2009/10)] | [5 empty] | 0 | £m | 13
Adjustment for interaction between LRRM and DPCR5 ALP
Target losses | [5 empty] | #DIV/0! | GWh | 14
Substation units | [5 empty] | 0 | GWh |  | S
Target losses plus substation units | [5 empty] | #DIV/0! | GWh | 15 | TLDPCR5
Actual losses | [5 empty] | 0 | GWh | 16 | ACL22009/10
Interaction adjustment annual rate in 2009-10 prices | [5 empty] | #DIV/0! | £m
Total interaction incentive adjustment [5 x IR x (TLDPCR5 - ACL22009/10)] | [5 empty] | #DIV/0! | £m | 17
Net LRRM incentive adjustment for DPCR4 | [5 empty] | #DIV/0! | £m | 18 | Corrected
Net LRRM
Deduct incentive adjustments already made during DPCR4 (2009-10 prices) | [5 empty] | 0 | £m | 19
PPL term value (£m) | [5 empty] | #DIV/0! | £m | 20 | Close out
Note on D28: darbyp: This figure is used to ensure that units used in substations are counted as units distributed (not units lost) for the purposes of the DPCR5 ALP calculations. The value for each DNO (some are zero) is given at 148/09: Table 4.1

## Notes
Ref | Guidance Note
1 | Expressed in 2009-10 prices
2 | Enter the net adjustment (reduction as a negative) to units entering, necessary to reflect reconciliation runs for 2009-10 settlement days not previously taken into account
3 | Enter the net adjustment (reduction as a negative) to units distributed, necessary to reflect reconciliation runs for 2009-10 settlement days not previously taken into account
4 | Enter the net adjustment to units distributed in preceding years to reflect reconciliation runs for settlement days in each year, not previously taken into account. These entries are for information only and do not feed into calculations.
5 | All provision accounts relating to settlements and units distributed in DPCR4 years should now have been cleared, since provisions will either have been utilised or released
6 | Units exiting in this row should be ascertained under the DPCR5 losses reporting rules in accordance with the DNO's compliance statement
7 | From table 4.1 of para 4.6 of DPCR5 final Proposals Financial Methodologies
8 | Calculated as units entering (row 24) minus units exiting (row 25)
9 | Calculated as units lost (row 32) divided into units exiting (row 25)
10 | Calculated as the sum of the loss rates in row 33 divided by five
11 | Calculated as the sub-station units figure input at cell D28 divided into units exiting in 2009-10 (cell H25)
12 | From para 4.8 of DPCR5 final Proposals Financial Methodologies
13 | Incentive amount for 2009-10 multiplied by five; see para 4.14 of DPCR5 final Proposals Financial Methodologies
14 | Calculated as the new ALP for DPCR5 (cell D36) multiplied by the units exiting figure for 2009-10 restated under DPCR 5 rules (cell H25); see para 4.16 of DPCR5 final Proposals Financial Methodologies
15 | See para 4.25 of DPCR5 final Proposals Financial Methodologies
16 | Units entering (cell H24) minus units exiting (cell H25) as restated under DPCR5 rules
17 | See para 4.16 and 4.24 of DPCR5 final Proposals Financial Methodologies
18 | Calculated as cell H46 minus cell H55; see para 4.17 and 4.26 of DPCR5 final Proposals Financial Methodologies: 5 x IR x (TL2009/10 - ACL2009/10) - 5 x IR x (TLDPCR5 - ACL2009/10)Methodologies
19 | Sum(incentive over DPCR4); see para 4.26 of DPCR5 final Proposals Financial Methodologies
20 | The value indicated may be split between PPL adjustments for 2012-13, 2013-14 and 2014-15

## Scenarios
Base Data
|  |  | 2005-06 | 2006-07 | 2007-08 | 2008-09 | 2009-10 | DPCR4 TOTAL
DPCR4 Revenue Return |  | ALP: | 5% | 5% | 5% | 5% | 5%
data (including any |  | Units Entering: | 26250 | 26250 | 26250 | 26250 | 26250 | 131250 | GWh
approved resubmissions)
Base Case: No Supplier GVC corrections or DNO adjustments
|  |  | 2005-06 | 2006-07 | 2007-08 | 2008-09 | 2009-10
| Base | Units Exiting (DPRC4 method): | 25000 | 25000 | 25000 | 25000 | 25000 | 125000 | GWh | DPCR3 Incentive (£m): | 0
|  | Target Losses: | 1250 | 1250 | 1250 | 1250 | 1250 | 6250 | GWh | DPCR4 Incentive (£m): | 0
|  | Actual Losses: | 1250 | 1250 | 1250 | 1250 | 1250 | 6250 | GWh | DPCR5 ALP: | 5%
|  | Incentive Units: | 0 | 0 | 0 | 0 | 0 | 0 | GWh | PPL term value (£m): | 0
|  | Units Exiting (DPRC5 method): | 25000 | 25000 | 25000 | 25000 | 25000 | 125000 | GWh | DPCR5 benefit (£m): | 0
[10 empty] | Net Benefit: | 0
Scenario 1A: GVC supplier adjustment in 2009/10 (100GWh) correcting error in prior DPCR4 year (2005/06)
Diff From Base
| 1A | Units Exiting (DPRC4 method): | 25100 | 25000 | 25000 | 25000 | 24900 | 125000 | GWh | DPCR3 Incentive (£m): | 0 | 0
|  | Target Losses: | 1255 | 1250 | 1250 | 1250 | 1245 | 6250 | GWh | DPCR4 Incentive (£m): | 0 | 0
|  | Actual Losses: | 1150 | 1250 | 1250 | 1250 | 1350 | 6250 | GWh | DPCR5 ALP: | 5.001% | 6.7201e-06
|  | Incentive Units: | 105 | 0 | 0 | 0 | -105 | 0 | GWh | PPL term value (£m): | -0.047666 | -0.047666
|  | Units Exiting (DPRC5 method): | 25100 | 25000 | 25000 | 25000 | 24900 | 125000 | GWh | DPCR5 benefit (£m): | 0.047857 | 0.047857
[10 empty] | Net Benefit: | 0.00019143 | 0.00019143
Scenario 1B: GVC supplier adjustment in 2009/10 (100GWh) correcting error in prior DPCR4 year (2005/06) - DNO restates 2009/10
|  |  | 2005-06 | 2006-07 | 2007-08 | 2008-09 | 2009-10 |  |  |  |  | Diff From Base
| 1B | Units Exiting (DPRC4 method): | 25100 | 25000 | 25000 | 25000 | 25000 | 125100 | GWh | DPCR3 Incentive (£m): | 0 | 0
|  | Target Losses: | 1255 | 1250 | 1250 | 1250 | 1250 | 6255 | GWh | DPCR4 Incentive (£m): | 5.9821 | 5.9821
|  | Actual Losses: | 1150 | 1250 | 1250 | 1250 | 1250 | 6150 | GWh | DPCR5 ALP: | 5.001% | 6.7201e-06
|  | Incentive Units: | 105 | 0 | 0 | 0 | 0 | 105 | GWh | PPL term value (£m): | 23.8807 | 23.8807
|  | Units Exiting (DPRC5 method): | 25100 | 25000 | 25000 | 25000 | 24900 | 125000 | GWh | DPCR5 benefit (£m): | 0.047857 | 0.047857
[10 empty] | Net Benefit: | 29.9106 | 29.9106
Scenario 1C: GVC supplier adjustment in 2009/10 (100GWh) correcting error in prior DPCR4 year (2005/06) - DNO restates 2009/10: Revised ALP Calc
|  |  | 2005-06 | 2006-07 | 2007-08 | 2008-09 | 2009-10 |  |  |  |  | Diff From Base
| 1C | Units Exiting (DPRC4 method): | 25100 | 25000 | 25000 | 25000 | 25000 | 125100 | GWh | DPCR3 Incentive (£m): | 0 | 0
|  | Target Losses: | 1255 | 1250 | 1250 | 1250 | 1250 | 6255 | GWh | DPCR4 Incentive (£m): | 5.9821 | 5.9821
|  | Actual Losses: | 1150 | 1250 | 1250 | 1250 | 1250 | 6150 | GWh | DPCR5 ALP: | 4.916% | -0.00083665
|  | Incentive Units: | 105 | 0 | 0 | 0 | 0 | 105 | GWh | PPL term value (£m): | -0.023833 | -0.023833
|  | Units Exiting (DPRC5 method): | 25100 | 25000 | 25000 | 25000 | 25000 | 125100 | GWh | DPCR5 benefit (£m): | -5.9583 | -5.9583
[10 empty] | Net Benefit: | 0 | 0
Scenario 1D: GVC supplier adjustment in 2009/10 (100GWh) correcting error in prior DPCR4 year (2005/06) - DNO restates 2009/10: Revised ACL2 Calc
|  |  | 2005-06 | 2006-07 | 2007-08 | 2008-09 | 2009-10 |  |  |  |  | Diff From Base
| 1D | Units Exiting (DPRC4 method): | 25100 | 25000 | 25000 | 25000 | 25000 | 125100 | GWh | DPCR3 Incentive (£m): | 0 | 0
|  | Target Losses: | 1255 | 1250 | 1250 | 1250 | 1250 | 6255 | GWh | DPCR4 Incentive (£m): | 5.9821 | 5.9821
|  | Actual Losses: | 1150 | 1250 | 1250 | 1250 | 1250 | 6150 | GWh | DPCR5 ALP: | 5.001% | 6.7201e-06
|  | Incentive Units: | 105 | 0 | 0 | 0 | 0 | 105 | GWh | PPL term value (£m): | -6.0299 | -6.0299
|  | Units Exiting (DPRC5 method): | 25100 | 25000 | 25000 | 25000 | 24900 | 125000 | GWh | DPCR5 benefit (£m): | 0.047857 | 0.047857
[10 empty] | Net Benefit: | 3.3307e-16 | 3.3307e-16
Scenario 2A: GVC supplier adjustment in 2008/09 and 2009/10 (2 * 100GWh) correcting error in prior DPCR4 years (2005/06 & 2006/07)
|  |  | 2005-06 | 2006-07 | 2007-08 | 2008-09 | 2009-10 |  |  |  |  | Diff From Base
| 2A | Units Exiting (DPRC4 method): | 25100 | 25100 | 25000 | 24900 | 24900 | 125000 | GWh | DPCR3 Incentive (£m): | 0 | 0
|  | Target Losses: | 1255 | 1255 | 1250 | 1245 | 1245 | 6250 | GWh | DPCR4 Incentive (£m): | 0 | 0
|  | Actual Losses: | 1150 | 1150 | 1250 | 1350 | 1350 | 6250 | GWh | DPCR5 ALP: | 5.001% | 1.344e-05
|  | Incentive Units: | 105 | 105 | 0 | -105 | -105 | 0 | GWh | PPL term value (£m): | -0.095332 | -0.095332
|  | Units Exiting (DPRC5 method): | 25100 | 25100 | 25000 | 24900 | 24900 | 125000 | GWh | DPCR5 benefit (£m): | 0.095715 | 0.095715
[10 empty] | Net Benefit: | 0.00038286 | 0.00038286
Scenario 2B: GVC supplier adjustment in 2008/09 and 2009/10 (2 * 100GWh) correcting error in prior DPCR4 years (2005/06 & 2006/07) - DNO restates 2009/10 only
|  |  | 2005-06 | 2006-07 | 2007-08 | 2008-09 | 2009-10 |  |  |  |  | Diff From Base
| 2B | Units Exiting (DPRC4 method): | 25100 | 25100 | 25000 | 24900 | 25000 | 125100 | GWh | DPCR3 Incentive (£m): | 0 | 0
|  | Target Losses: | 1255 | 1255 | 1250 | 1245 | 1250 | 6255 | GWh | DPCR4 Incentive (£m): | 5.9821 | 5.9821
|  | Actual Losses: | 1150 | 1150 | 1250 | 1350 | 1250 | 6150 | GWh | DPCR5 ALP: | 5.001% | 1.344e-05
|  | Incentive Units: | 105 | 105 | 0 | -105 | 0 | 105 | GWh | PPL term value (£m): | 23.833 | 23.833
|  | Units Exiting (DPRC5 method): | 25100 | 25100 | 25000 | 24900 | 24900 | 125000 | GWh | DPCR5 benefit (£m): | 0.095715 | 0.095715
[10 empty] | Net Benefit: | 29.9108 | 29.9108
Scenario 2C: GVC supplier adjustment in 2008/09 and 2009/10 (2 * 100GWh) correcting error in prior DPCR4 years (2005/06 & 2006/07) - DNO restates 2009/10 only: Revised ALP Calc
|  |  | 2005-06 | 2006-07 | 2007-08 | 2008-09 | 2009-10 |  |  |  |  | Diff From Base
| 2C | Units Exiting (DPRC4 method): | 25100 | 25100 | 25000 | 24900 | 25000 | 125100 | GWh | DPCR3 Incentive (£m): | 0 | 0
|  | Target Losses: | 1255 | 1255 | 1250 | 1245 | 1250 | 6255 | GWh | DPCR4 Incentive (£m): | 5.9821 | 5.9821
|  | Actual Losses: | 1150 | 1150 | 1250 | 1350 | 1250 | 6150 | GWh | DPCR5 ALP: | 4.917% | -0.00082993
|  | Incentive Units: | 105 | 105 | 0 | -105 | 0 | 105 | GWh | PPL term value (£m): | -0.07169 | -0.07169
|  | Units Exiting (DPRC5 method): | 25100 | 25100 | 25000 | 24900 | 25000 | 125100 | GWh | DPCR5 benefit (£m): | -5.9104 | -5.9104
[10 empty] | Net Benefit: | 0 | 0
Scenario 2D: GVC supplier adjustment in 2008/09 and 2009/10 (2 * 100GWh) correcting error in prior DPCR4 years (2005/06 & 2006/07) - DNO restates 2009/10 only: Revised ACL2 Calc
|  |  | 2005-06 | 2006-07 | 2007-08 | 2008-09 | 2009-10 |  |  |  |  | Diff From Base
| 2D | Units Exiting (DPRC4 method): | 25100 | 25100 | 25000 | 24900 | 25000 | 125100 | GWh | DPCR3 Incentive (£m): | 0 | 0
|  | Target Losses: | 1255 | 1255 | 1250 | 1245 | 1250 | 6255 | GWh | DPCR4 Incentive (£m): | 5.9821 | 5.9821
|  | Actual Losses: | 1150 | 1150 | 1250 | 1350 | 1250 | 6150 | GWh | DPCR5 ALP: | 5.001% | 1.344e-05
|  | Incentive Units: | 105 | 105 | 0 | -105 | 0 | 105 | GWh | PPL term value (£m): | -6.0778 | -6.0778
|  | Units Exiting (DPRC5 method): | 25100 | 25100 | 25000 | 24900 | 24900 | 125000 | GWh | DPCR5 benefit (£m): | 0.095715 | 0.095715
[10 empty] | Net Benefit: | 0 | 0
Scenario 3A: GVC supplier adjustment in 2009/10 (100GWh) correcting error in DPCR3 years
|  |  | 2005-06 | 2006-07 | 2007-08 | 2008-09 | 2009-10 |  |  |  |  | Diff From Base
| 3A | Units Exiting (DPRC4 method): | 25000 | 25000 | 25000 | 25000 | 24900 | 124900 | GWh | DPCR3 Incentive (£m): | 2.4117 | 2.4117
|  | Target Losses: | 1240.458 | 1240.458 | 1240.458 | 1240.458 | 1235.4962 | 6197.3282 | GWh | DPCR4 Incentive (£m): | -8.6981 | -8.6981
|  | Actual Losses: | 1250 | 1250 | 1250 | 1250 | 1350 | 6350 | GWh | DPCR5 ALP: | 5.084% | 0.00084337
|  | Incentive Units: | -9.542 | -9.542 | -9.542 | -9.542 | -114.5038 | -152.6718 | GWh | PPL term value (£m): | 0.0086981 | 0.0086981
|  | Units Exiting (DPRC5 method): | 25000 | 25000 | 25000 | 25000 | 24900 | 124900 | GWh | DPCR5 benefit (£m): | 6.0061 | 6.0061
[10 empty] | Net Benefit: | -0.27159 | -0.27159
Scenario 3B: GVC supplier adjustment in 2009/10 (100GWh) correcting error in DPCR3 years - DNO restates 2009/10
|  |  | 2005-06 | 2006-07 | 2007-08 | 2008-09 | 2009-10 |  |  |  |  | Diff From Base
| 3B | Units Exiting (DPRC4 method): | 25000 | 25000 | 25000 | 25000 | 25000 | 125000 | GWh | DPCR3 Incentive (£m): | 2.4117 | 2.4117
|  | Target Losses: | 1240.458 | 1240.458 | 1240.458 | 1240.458 | 1240.458 | 6202.2901 | GWh | DPCR4 Incentive (£m): | -2.7181 | -2.7181
|  | Actual Losses: | 1250 | 1250 | 1250 | 1250 | 1250 | 6250 | GWh | DPCR5 ALP: | 5.084% | 0.00084337
|  | Incentive Units: | -9.542 | -9.542 | -9.542 | -9.542 | -9.542 | -47.7099 | GWh | PPL term value (£m): | 23.9283 | 23.9283
|  | Units Exiting (DPRC5 method): | 25000 | 25000 | 25000 | 25000 | 24900 | 124900 | GWh | DPCR5 benefit (£m): | 6.0061 | 6.0061
[10 empty] | Net Benefit: | 29.628 | 29.628
Scenario 3C: GVC supplier adjustment in 2009/10 (100GWh) correcting error in DPCR3 years - DNO restates 2009/10: Revised ALP Calc
|  |  | 2005-06 | 2006-07 | 2007-08 | 2008-09 | 2009-10 |  |  |  |  | Diff From Base
| 3C | Units Exiting (DPRC4 method): | 25000 | 25000 | 25000 | 25000 | 25000 | 125000 | GWh | DPCR3 Incentive (£m): | 2.4117 | 2.4117
|  | Target Losses: | 1240.458 | 1240.458 | 1240.458 | 1240.458 | 1240.458 | 6202.2901 | GWh | DPCR4 Incentive (£m): | -2.7181 | -2.7181
|  | Actual Losses: | 1250 | 1250 | 1250 | 1250 | 1250 | 6250 | GWh | DPCR5 ALP: | 5% | 0
|  | Incentive Units: | -9.542 | -9.542 | -9.542 | -9.542 | -9.542 | -47.7099 | GWh | PPL term value (£m): | 0 | 0
|  | Units Exiting (DPRC5 method): | 25000 | 25000 | 25000 | 25000 | 25000 | 125000 | GWh | DPCR5 benefit (£m): | 0 | 0
[10 empty] | Net Benefit: | -0.30649 | -0.30649
Scenario 3D: GVC supplier adjustment in 2009/10 (100GWh) correcting error in DPCR3 years - DNO restates 2009/10: Revised ACL2 Calc
|  |  | 2005-06 | 2006-07 | 2007-08 | 2008-09 | 2009-10 |  |  |  |  | Diff From Base
| 3D | Units Exiting (DPRC4 method): | 25000 | 25000 | 25000 | 25000 | 25000 | 125000 | GWh | DPCR3 Incentive (£m): | 2.4117 | 2.4117
|  | Target Losses: | 1240.458 | 1240.458 | 1240.458 | 1240.458 | 1240.458 | 6202.2901 | GWh | DPCR4 Incentive (£m): | -2.7181 | -2.7181
|  | Actual Losses: | 1250 | 1250 | 1250 | 1250 | 1250 | 6250 | GWh | DPCR5 ALP: | 5.084% | 0.00084337
|  | Incentive Units: | -9.542 | -9.542 | -9.542 | -9.542 | -9.542 | -47.7099 | GWh | PPL term value (£m): | -6.0061 | -6.0061
|  | Units Exiting (DPRC5 method): | 25000 | 25000 | 25000 | 25000 | 24900 | 124900 | GWh | DPCR5 benefit (£m): | 6.0061 | 6.0061
[10 empty] | Net Benefit: | -0.30649 | -0.30649
Scenario 4A: GVC supplier adjustment in 2008/09 & 2009/10 (2 * 100GWh) correcting error in DPCR3 years
|  |  | 2005-06 | 2006-07 | 2007-08 | 2008-09 | 2009-10 |  |  |  |  | Diff From Base
| 4A | Units Exiting (DPRC4 method): | 25000 | 25000 | 25000 | 24900 | 24900 | 124800 | GWh | DPCR3 Incentive (£m): | 5.2243 | 5.2243
|  | Target Losses: | 1230.923 | 1230.923 | 1230.923 | 1225.9993 | 1225.9993 | 6144.7674 | GWh | DPCR4 Incentive (£m): | -17.3898 | -17.3898
|  | Actual Losses: | 1250 | 1250 | 1250 | 1350 | 1350 | 6450 | GWh | DPCR5 ALP: | 5.169% | 0.0016867
|  | Incentive Units: | -19.077 | -19.077 | -19.077 | -124.0007 | -124.0007 | -305.2326 | GWh | PPL term value (£m): | 0.013042 | 0.013042
|  | Units Exiting (DPRC5 method): | 25000 | 25000 | 25000 | 24900 | 24900 | 124800 | GWh | DPCR5 benefit (£m): | 12.0122 | 12.0122
[10 empty] | Net Benefit: | -0.14019 | -0.14019
Scenario 4B: GVC supplier adjustment in 2008/09 & 2009/10 (2 * 100GWh) correcting error in DPCR3 years - DNO restates 2009/10
|  |  | 2005-06 | 2006-07 | 2007-08 | 2008-09 | 2009-10 |  |  |  |  | Diff From Base
| 4B | Units Exiting (DPRC4 method): | 25000 | 25000 | 25000 | 24900 | 25000 | 124900 | GWh | DPCR3 Incentive (£m): | 5.2243 | 5.2243
|  | Target Losses: | 1230.923 | 1230.923 | 1230.923 | 1225.9993 | 1230.923 | 6149.6911 | GWh | DPCR4 Incentive (£m): | -11.412 | -11.412
|  | Actual Losses: | 1250 | 1250 | 1250 | 1350 | 1250 | 6350 | GWh | DPCR5 ALP: | 5.169% | 0.0016867
|  | Incentive Units: | -19.077 | -19.077 | -19.077 | -124.0007 | -19.077 | -200.3089 | GWh | PPL term value (£m): | 23.924 | 23.924
|  | Units Exiting (DPRC5 method): | 25000 | 25000 | 25000 | 24900 | 24900 | 124800 | GWh | DPCR5 benefit (£m): | 12.0122 | 12.0122
[10 empty] | Net Benefit: | 29.7485 | 29.7485
Scenario 4C: GVC supplier adjustment in 2008/09 & 2009/10 (2 * 100GWh) correcting error in DPCR3 years - DNO restates 2009/10: Revised ALP Calc
|  |  | 2005-06 | 2006-07 | 2007-08 | 2008-09 | 2009-10 |  |  |  |  | Diff From Base
| 4C | Units Exiting (DPRC4 method): | 25000 | 25000 | 25000 | 24900 | 25000 | 124900 | GWh | DPCR3 Incentive (£m): | 5.2243 | 5.2243
|  | Target Losses: | 1230.923 | 1230.923 | 1230.923 | 1225.9993 | 1230.923 | 6149.6911 | GWh | DPCR4 Incentive (£m): | -11.412 | -11.412
|  | Actual Losses: | 1250 | 1250 | 1250 | 1350 | 1250 | 6350 | GWh | DPCR5 ALP: | 5.084% | 0.00084337
|  | Incentive Units: | -19.077 | -19.077 | -19.077 | -124.0007 | -19.077 | -200.3089 | GWh | PPL term value (£m): | -0.028372 | -0.028372
|  | Units Exiting (DPRC5 method): | 25000 | 25000 | 25000 | 24900 | 25000 | 124900 | GWh | DPCR5 benefit (£m): | 6.0061 | 6.0061
[10 empty] | Net Benefit: | -0.20997 | -0.20997
Scenario 4D: GVC supplier adjustment in 2008/09 & 2009/10 (2 * 100GWh) correcting error in DPCR3 years - DNO restates 2009/10: Revised ACL2 Calc
|  |  | 2005-06 | 2006-07 | 2007-08 | 2008-09 | 2009-10 |  |  |  |  | Diff From Base
| 4D | Units Exiting (DPRC4 method): | 25000 | 25000 | 25000 | 24900 | 25000 | 124900 | GWh | DPCR3 Incentive (£m): | 5.2243 | 5.2243
|  | Target Losses: | 1230.923 | 1230.923 | 1230.923 | 1225.9993 | 1230.923 | 6149.6911 | GWh | DPCR4 Incentive (£m): | -11.412 | -11.412
|  | Actual Losses: | 1250 | 1250 | 1250 | 1350 | 1250 | 6350 | GWh | DPCR5 ALP: | 5.169% | 0.0016867
|  | Incentive Units: | -19.077 | -19.077 | -19.077 | -124.0007 | -19.077 | -200.3089 | GWh | PPL term value (£m): | -6.0345 | -6.0345
|  | Units Exiting (DPRC5 method): | 25000 | 25000 | 25000 | 24900 | 24900 | 124800 | GWh | DPCR5 benefit (£m): | 12.0122 | 12.0122
[10 empty] | Net Benefit: | -0.20997 | -0.20997

## Base
Base | Base Case: No Supplier GVC corrections or DNO adjustments
|  | 2005-06 | 2006-07 | 2007-08 | 2008-09 | 2009-10 |  | See Note | Term
DPCR4 Revenue Return | ALP: | 5% | 5% | 5% | 5% | 5%
data (including any | Units Entering: | 26250 | 26250 | 26250 | 26250 | 26250 | GWh
approved resubmissions) | Units Exiting: | 25000 | 25000 | 25000 | 25000 | 25000 | GWh
| Target Losses: | 1250 | 1250 | 1250 | 1250 | 1250 | GWh
| Actual Losses: | 1250 | 1250 | 1250 | 1250 | 1250 | GWh
| Incentive Units: | 0 | 0 | 0 | 0 | 0 | GWh
| Incentive adjustment: | 0 | 0 | 0 | 0 | 0 | £m | 1
Restatement of 2009-10 to take account of settlement reconciliation runs
| Original Units entering |  |  |  |  | 26250 | GWh
| Net Reconciliation Adjustment |  |  |  |  | 0 | GWh | 2
| Restated Total |  |  |  |  | 26250 | GWh
| Original Units Exiting |  |  |  |  | 25000 | GWh
| Net Reconciliation Adjustment |  |  |  |  | 0 | GWh | 3
| Earlier Years Net Adjustments | 0 | 0 | 0 | 0 |  | GWh | 4
| Restated Total |  |  |  |  | 25000 | GWh | 5
Restatement of DPCR4 under DPCR5 rules for purposes of calculating DPCR5 ALP
| Units Entering | 26250 | 26250 | 26250 | 26250 | 26250 | GWh
| Units Exiting | 25000 | 25000 | 25000 | 25000 | 25000 | GWh | 6 | UDt
Substation Units: |  | 0 |  |  |  |  | GWh | 7 | S
DPCR5 ALP Calculation
Units lost calculation |  | 1250 | 1250 | 1250 | 1250 | 1250 | GWh | 8 | RLt
Loss rate as decimal |  | 0.05 | 0.05 | 0.05 | 0.05 | 0.05 |  | 9 | ALRt
Overall loss rate [sum(ALRt)/5] |  | 0.05 | [5 empty] | 10
Adjustment for sub-station units [S/UD2009/10] |  | 0 | [5 empty] | 11
ALP value [ sum(ALRt)/5 - S/UD2009/10 ] |  | 0.05
ALP expressed as percentage value |  | 5 |  |  |  |  | % | 12
DPCR4 Close-out calculation
Recalculate 2009-10 incentive adjustment taking account of reconciliation runs:
Target losses | [5 empty] | 1250 | GWh |  | TL2009/10
Actual losses | [5 empty] | 1250 | GWh |  | ACL2009/10
Incentive rate indexed to 2009-10 | [5 empty] | 56.9723 | £ |  | IR
Incentive for 2009-10 (£m) | [5 empty] | 0 | £m
Total incentive due for DPCR4 in 2009-10 prices [5 x IR x (TL2009/10 - ACL2009/10)] | [5 empty] | 0 | £m | 13
Adjustment for interaction between LRRM and DPCR5 ALP
Target losses | [5 empty] | 1250 | GWh | 14
Substation units | [5 empty] | 0 | GWh |  | S
Target losses plus substation units | [5 empty] | 1250 | GWh | 15 | TLDPCR5
Actual losses | [5 empty] | 1250 | GWh | 16 | ACL22009/10
Interaction adjustment annual rate in 2009-10 prices | [5 empty] | 0 | £m
Total interaction incentive adjustment [5 x IR x (TLDPCR5 - ACL22009/10)] | [5 empty] | 0 | £m | 17
Net LRRM incentive adjustment for DPCR4 | [5 empty] | 0 | £m | 18 | Corrected
Net LRRM
Deduct incentive adjustments already made during DPCR4 (2009-10 prices) | [5 empty] | 0 | £m | 19
PPL term value (£m) | [5 empty] | 0 | £m | 20 | Close out

## 1A
1A | Scenario 1A: GVC supplier adjustment in 2009/10 (100GWh) correcting error in prior DPCR4 year (2005/06)
|  | 2005-06 | 2006-07 | 2007-08 | 2008-09 | 2009-10 |  | See Note | Term
DPCR4 Revenue Return | ALP: | 5% | 5% | 5% | 5% | 5%
data (including any | Units Entering: | 26250 | 26250 | 26250 | 26250 | 26250 | GWh
approved resubmissions) | Units Exiting: | 25100 | 25000 | 25000 | 25000 | 24900 | GWh
| Target Losses: | 1255 | 1250 | 1250 | 1250 | 1245 | GWh
| Actual Losses: | 1150 | 1250 | 1250 | 1250 | 1350 | GWh
| Incentive Units: | 105 | 0 | 0 | 0 | -105 | GWh
| Incentive adjustment: | 5.9821 | 0 | 0 | 0 | -5.9821 | £m | 1
Restatement of 2009-10 to take account of settlement reconciliation runs
| Original Units entering |  |  |  |  | 26250 | GWh
| Net Reconciliation Adjustment |  |  |  |  | 0 | GWh | 2
| Restated Total |  |  |  |  | 26250 | GWh
| Original Units Exiting |  |  |  |  | 24900 | GWh
| Net Reconciliation Adjustment |  |  |  |  | 0 | GWh | 3
| Earlier Years Net Adjustments | 0 | 0 | 0 | 0 |  | GWh | 4
| Restated Total |  |  |  |  | 24900 | GWh | 5
Restatement of DPCR4 under DPCR5 rules for purposes of calculating DPCR5 ALP
| Units Entering | 26250 | 26250 | 26250 | 26250 | 26250 | GWh
| Units Exiting | 25100 | 25000 | 25000 | 25000 | 24900 | GWh | 6 | UDt
Substation Units: |  | 0 |  |  |  |  | GWh | 7 | S
DPCR5 ALP Calculation
Units lost calculation |  | 1150 | 1250 | 1250 | 1250 | 1350 | GWh | 8 | RLt
Loss rate as decimal |  | 0.045817 | 0.05 | 0.05 | 0.05 | 0.054217 |  | 9 | ALRt
Overall loss rate [sum(ALRt)/5] |  | 0.050007 | [5 empty] | 10
Adjustment for sub-station units [S/UD2009/10] |  | 0 | [5 empty] | 11
ALP value [ sum(ALRt)/5 - S/UD2009/10 ] |  | 0.050007
ALP expressed as percentage value |  | 5.0007 |  |  |  |  | % | 12
DPCR4 Close-out calculation
Recalculate 2009-10 incentive adjustment taking account of reconciliation runs:
Target losses | [5 empty] | 1245 | GWh |  | TL2009/10
Actual losses | [5 empty] | 1350 | GWh |  | ACL2009/10
Incentive rate indexed to 2009-10 | [5 empty] | 56.9723 | £ |  | IR
Incentive for 2009-10 (£m) | [5 empty] | -5.9821 | £m
Total incentive due for DPCR4 in 2009-10 prices [5 x IR x (TL2009/10 - ACL2009/10)] | [5 empty] | -29.9104 | £m | 13
Adjustment for interaction between LRRM and DPCR5 ALP
Target losses | [5 empty] | 1245.1673 | GWh | 14
Substation units | [5 empty] | 0 | GWh |  | S
Target losses plus substation units | [5 empty] | 1245.1673 | GWh | 15 | TLDPCR5
Actual losses | [5 empty] | 1350 | GWh | 16 | ACL22009/10
Interaction adjustment annual rate in 2009-10 prices | [5 empty] | -5.9726 | £m
Total interaction incentive adjustment [5 x IR x (TLDPCR5 - ACL22009/10)] | [5 empty] | -29.8628 | £m | 17
Net LRRM incentive adjustment for DPCR4 | [5 empty] | -0.047666 | £m | 18 | Corrected
Net LRRM
Deduct incentive adjustments already made during DPCR4 (2009-10 prices) | [5 empty] | 0 | £m | 19
PPL term value (£m) | [5 empty] | -0.047666 | £m | 20 | Close out

## 1B
1B | Scenario 1B: GVC supplier adjustment in 2009/10 (100GWh) correcting error in prior DPCR4 year (2005/06) - DNO restates 2009/10
|  | 2005-06 | 2006-07 | 2007-08 | 2008-09 | 2009-10 |  | See Note | Term
DPCR4 Revenue Return | ALP: | 5% | 5% | 5% | 5% | 5%
data (including any | Units Entering: | 26250 | 26250 | 26250 | 26250 | 26250 | GWh
approved resubmissions) | Units Exiting: | 25100 | 25000 | 25000 | 25000 | 25000 | GWh
| Target Losses: | 1255 | 1250 | 1250 | 1250 | 1250 | GWh
| Actual Losses: | 1150 | 1250 | 1250 | 1250 | 1250 | GWh
| Incentive Units: | 105 | 0 | 0 | 0 | 0 | GWh
| Incentive adjustment: | 5.9821 | 0 | 0 | 0 | 0 | £m | 1
Restatement of 2009-10 to take account of settlement reconciliation runs
| Original Units entering |  |  |  |  | 26250 | GWh
| Net Reconciliation Adjustment |  |  |  |  | 0 | GWh | 2
| Restated Total |  |  |  |  | 26250 | GWh
| Original Units Exiting |  |  |  |  | 25000 | GWh
| Net Reconciliation Adjustment |  |  |  |  | 0 | GWh | 3
| Earlier Years Net Adjustments | 0 | 0 | 0 | 0 |  | GWh | 4
| Restated Total |  |  |  |  | 25000 | GWh | 5
Restatement of DPCR4 under DPCR5 rules for purposes of calculating DPCR5 ALP
| Units Entering | 26250 | 26250 | 26250 | 26250 | 26250 | GWh
| Units Exiting | 25100 | 25000 | 25000 | 25000 | 24900 | GWh | 6 | UDt
Substation Units: |  | 0 |  |  |  |  | GWh | 7 | S
DPCR5 ALP Calculation
Units lost calculation |  | 1150 | 1250 | 1250 | 1250 | 1350 | GWh | 8 | RLt
Loss rate as decimal |  | 0.045817 | 0.05 | 0.05 | 0.05 | 0.054217 |  | 9 | ALRt
Overall loss rate [sum(ALRt)/5] |  | 0.050007 | [5 empty] | 10
Adjustment for sub-station units [S/UD2009/10] |  | 0 | [5 empty] | 11
ALP value [ sum(ALRt)/5 - S/UD2009/10 ] |  | 0.050007
ALP expressed as percentage value |  | 5.0007 |  |  |  |  | % | 12
DPCR4 Close-out calculation
Recalculate 2009-10 incentive adjustment taking account of reconciliation runs:
Target losses | [5 empty] | 1250 | GWh |  | TL2009/10
Actual losses | [5 empty] | 1250 | GWh |  | ACL2009/10
Incentive rate indexed to 2009-10 | [5 empty] | 56.9723 | £ |  | IR
Incentive for 2009-10 (£m) | [5 empty] | 0 | £m
Total incentive due for DPCR4 in 2009-10 prices [5 x IR x (TL2009/10 - ACL2009/10)] | [5 empty] | 0 | £m | 13
Adjustment for interaction between LRRM and DPCR5 ALP
Target losses | [5 empty] | 1245.1673 | GWh | 14
Substation units | [5 empty] | 0 | GWh |  | S
Target losses plus substation units | [5 empty] | 1245.1673 | GWh | 15 | TLDPCR5
Actual losses | [5 empty] | 1350 | GWh | 16 | ACL22009/10
Interaction adjustment annual rate in 2009-10 prices | [5 empty] | -5.9726 | £m
Total interaction incentive adjustment [5 x IR x (TLDPCR5 - ACL22009/10)] | [5 empty] | -29.8628 | £m | 17
Net LRRM incentive adjustment for DPCR4 | [5 empty] | 29.8628 | £m | 18 | Corrected
Net LRRM
Deduct incentive adjustments already made during DPCR4 (2009-10 prices) | [5 empty] | 5.9821 | £m | 19
PPL term value (£m) | [5 empty] | 23.8807 | £m | 20 | Close out

## 1C
1C | Scenario 1C: GVC supplier adjustment in 2009/10 (100GWh) correcting error in prior DPCR4 year (2005/06) - DNO restates 2009/10: Revised ALP Calc
|  | 2005-06 | 2006-07 | 2007-08 | 2008-09 | 2009-10 |  | See Note | Term
DPCR4 Revenue Return | ALP: | 5% | 5% | 5% | 5% | 5%
data (including any | Units Entering: | 26250 | 26250 | 26250 | 26250 | 26250 | GWh
approved resubmissions) | Units Exiting: | 25100 | 25000 | 25000 | 25000 | 25000 | GWh
| Target Losses: | 1255 | 1250 | 1250 | 1250 | 1250 | GWh
| Actual Losses: | 1150 | 1250 | 1250 | 1250 | 1250 | GWh
| Incentive Units: | 105 | 0 | 0 | 0 | 0 | GWh
| Incentive adjustment: | 5.9821 | 0 | 0 | 0 | 0 | £m | 1
Restatement of 2009-10 to take account of settlement reconciliation runs
| Original Units entering |  |  |  |  | 26250 | GWh
| Net Reconciliation Adjustment |  |  |  |  | 0 | GWh | 2
| Restated Total |  |  |  |  | 26250 | GWh
| Original Units Exiting |  |  |  |  | 25000 | GWh
| Net Reconciliation Adjustment |  |  |  |  | 0 | GWh | 3
| Earlier Years Net Adjustments | 0 | 0 | 0 | 0 |  | GWh | 4
| Restated Total |  |  |  |  | 25000 | GWh | 5
Restatement of DPCR4 under DPCR5 rules for purposes of calculating DPCR5 ALP
| Units Entering | 26250 | 26250 | 26250 | 26250 | 26250 | GWh
| Units Exiting | 25100 | 25000 | 25000 | 25000 | 25000 | GWh | 6 | UDt
Substation Units: |  | 0 |  |  |  |  | GWh | 7 | S
DPCR5 ALP Calculation
Units lost calculation |  | 1150 | 1250 | 1250 | 1250 | 1250 | GWh | 8 | RLt
Loss rate as decimal |  | 0.045817 | 0.05 | 0.05 | 0.05 | 0.05 |  | 9 | ALRt
Overall loss rate [sum(ALRt)/5] |  | 0.049163 | [5 empty] | 10
Adjustment for sub-station units [S/UD2009/10] |  | 0 | [5 empty] | 11
ALP value [ sum(ALRt)/5 - S/UD2009/10 ] |  | 0.049163
ALP expressed as percentage value |  | 4.9163 |  |  |  |  | % | 12
DPCR4 Close-out calculation
Recalculate 2009-10 incentive adjustment taking account of reconciliation runs:
Target losses | [5 empty] | 1250 | GWh |  | TL2009/10
Actual losses | [5 empty] | 1250 | GWh |  | ACL2009/10
Incentive rate indexed to 2009-10 | [5 empty] | 56.9723 | £ |  | IR
Incentive for 2009-10 (£m) | [5 empty] | 0 | £m
Total incentive due for DPCR4 in 2009-10 prices [5 x IR x (TL2009/10 - ACL2009/10)] | [5 empty] | 0 | £m | 13
Adjustment for interaction between LRRM and DPCR5 ALP
Target losses | [5 empty] | 1229.0837 | GWh | 14
Substation units | [5 empty] | 0 | GWh |  | S
Target losses plus substation units | [5 empty] | 1229.0837 | GWh | 15 | TLDPCR5
Actual losses | [5 empty] | 1250 | GWh | 16 | ACL22009/10
Interaction adjustment annual rate in 2009-10 prices | [5 empty] | -1.1917 | £m
Total interaction incentive adjustment [5 x IR x (TLDPCR5 - ACL22009/10)] | [5 empty] | -5.9583 | £m | 17
Net LRRM incentive adjustment for DPCR4 | [5 empty] | 5.9583 | £m | 18 | Corrected
Net LRRM
Deduct incentive adjustments already made during DPCR4 (2009-10 prices) | [5 empty] | 5.9821 | £m | 19
PPL term value (£m) | [5 empty] | -0.023833 | £m | 20 | Close out

## 1D
1D | Scenario 1D: GVC supplier adjustment in 2009/10 (100GWh) correcting error in prior DPCR4 year (2005/06) - DNO restates 2009/10: Revised ACL2 Calc
|  | 2005-06 | 2006-07 | 2007-08 | 2008-09 | 2009-10 |  | See Note | Term
DPCR4 Revenue Return | ALP: | 5% | 5% | 5% | 5% | 5%
data (including any | Units Entering: | 26250 | 26250 | 26250 | 26250 | 26250 | GWh
approved resubmissions) | Units Exiting: | 25100 | 25000 | 25000 | 25000 | 25000 | GWh
| Target Losses: | 1255 | 1250 | 1250 | 1250 | 1250 | GWh
| Actual Losses: | 1150 | 1250 | 1250 | 1250 | 1250 | GWh
| Incentive Units: | 105 | 0 | 0 | 0 | 0 | GWh
| Incentive adjustment: | 5.9821 | 0 | 0 | 0 | 0 | £m | 1
Restatement of 2009-10 to take account of settlement reconciliation runs
| Original Units entering |  |  |  |  | 26250 | GWh
| Net Reconciliation Adjustment |  |  |  |  | 0 | GWh | 2
| Restated Total |  |  |  |  | 26250 | GWh
| Original Units Exiting |  |  |  |  | 25000 | GWh
| Net Reconciliation Adjustment |  |  |  |  | 0 | GWh | 3
| Earlier Years Net Adjustments | 0 | 0 | 0 | 0 |  | GWh | 4
| Restated Total |  |  |  |  | 25000 | GWh | 5
Restatement of DPCR4 under DPCR5 rules for purposes of calculating DPCR5 ALP
| Units Entering | 26250 | 26250 | 26250 | 26250 | 26250 | GWh
| Units Exiting | 25100 | 25000 | 25000 | 25000 | 24900 | GWh | 6 | UDt
Substation Units: |  | 0 |  |  |  |  | GWh | 7 | S
DPCR5 ALP Calculation
Units lost calculation |  | 1150 | 1250 | 1250 | 1250 | 1350 | GWh | 8 | RLt
Loss rate as decimal |  | 0.045817 | 0.05 | 0.05 | 0.05 | 0.054217 |  | 9 | ALRt
Overall loss rate [sum(ALRt)/5] |  | 0.050007 | [5 empty] | 10
Adjustment for sub-station units [S/UD2009/10] |  | 0 | [5 empty] | 11
ALP value [ sum(ALRt)/5 - S/UD2009/10 ] |  | 0.050007
ALP expressed as percentage value |  | 5.0007 |  |  |  |  | % | 12
DPCR4 Close-out calculation
Recalculate 2009-10 incentive adjustment taking account of reconciliation runs:
Target losses | [5 empty] | 1250 | GWh |  | TL2009/10
Actual losses | [5 empty] | 1250 | GWh |  | ACL2009/10
Incentive rate indexed to 2009-10 | [5 empty] | 56.9723 | £ |  | IR
Incentive for 2009-10 (£m) | [5 empty] | 0 | £m
Total incentive due for DPCR4 in 2009-10 prices [5 x IR x (TL2009/10 - ACL2009/10)] | [5 empty] | 0 | £m | 13
Adjustment for interaction between LRRM and DPCR5 ALP
Target losses | [5 empty] | 1245.1673 | GWh | 14
Substation units | [5 empty] | 0 | GWh |  | S
Target losses plus substation units | [5 empty] | 1245.1673 | GWh | 15 | TLDPCR5
Actual losses | [5 empty] | 1244.9993 | GWh | 16 | ACL22009/10
Interaction adjustment annual rate in 2009-10 prices | [5 empty] | 0.0095715 | £m
Total interaction incentive adjustment [5 x IR x (TLDPCR5 - ACL22009/10)] | [5 empty] | 0.047857 | £m | 17
Net LRRM incentive adjustment for DPCR4 | [5 empty] | -0.047857 | £m | 18 | Corrected
Net LRRM
Deduct incentive adjustments already made during DPCR4 (2009-10 prices) | [5 empty] | 5.9821 | £m | 19
PPL term value (£m) | [5 empty] | -6.0299 | £m | 20 | Close out

## 2A
2A | Scenario 2A: GVC supplier adjustment in 2008/09 and 2009/10 (2 * 100GWh) correcting error in prior DPCR4 years (2005/06 & 2006/07)
|  | 2005-06 | 2006-07 | 2007-08 | 2008-09 | 2009-10 |  | See Note | Term
DPCR4 Revenue Return | ALP: | 5% | 5% | 5% | 5% | 5%
data (including any | Units Entering: | 26250 | 26250 | 26250 | 26250 | 26250 | GWh
approved resubmissions) | Units Exiting: | 25100 | 25100 | 25000 | 24900 | 24900 | GWh
| Target Losses: | 1255 | 1255 | 1250 | 1245 | 1245 | GWh
| Actual Losses: | 1150 | 1150 | 1250 | 1350 | 1350 | GWh
| Incentive Units: | 105 | 105 | 0 | -105 | -105 | GWh
| Incentive adjustment: | 5.9821 | 5.9821 | 0 | -5.9821 | -5.9821 | £m | 1
Restatement of 2009-10 to take account of settlement reconciliation runs
| Original Units entering |  |  |  |  | 26250 | GWh
| Net Reconciliation Adjustment |  |  |  |  | 0 | GWh | 2
| Restated Total |  |  |  |  | 26250 | GWh
| Original Units Exiting |  |  |  |  | 24900 | GWh
| Net Reconciliation Adjustment |  |  |  |  | 0 | GWh | 3
| Earlier Years Net Adjustments | 0 | 0 | 0 | 0 |  | GWh | 4
| Restated Total |  |  |  |  | 24900 | GWh | 5
Restatement of DPCR4 under DPCR5 rules for purposes of calculating DPCR5 ALP
| Units Entering | 26250 | 26250 | 26250 | 26250 | 26250 | GWh
| Units Exiting | 25100 | 25100 | 25000 | 24900 | 24900 | GWh | 6 | UDt
Substation Units: |  | 0 |  |  |  |  | GWh | 7 | S
DPCR5 ALP Calculation
Units lost calculation |  | 1150 | 1150 | 1250 | 1350 | 1350 | GWh | 8 | RLt
Loss rate as decimal |  | 0.045817 | 0.045817 | 0.05 | 0.054217 | 0.054217 |  | 9 | ALRt
Overall loss rate [sum(ALRt)/5] |  | 0.050013 | [5 empty] | 10
Adjustment for sub-station units [S/UD2009/10] |  | 0 | [5 empty] | 11
ALP value [ sum(ALRt)/5 - S/UD2009/10 ] |  | 0.050013
ALP expressed as percentage value |  | 5.0013 |  |  |  |  | % | 12
DPCR4 Close-out calculation
Recalculate 2009-10 incentive adjustment taking account of reconciliation runs:
Target losses | [5 empty] | 1245 | GWh |  | TL2009/10
Actual losses | [5 empty] | 1350 | GWh |  | ACL2009/10
Incentive rate indexed to 2009-10 | [5 empty] | 56.9723 | £ |  | IR
Incentive for 2009-10 (£m) | [5 empty] | -5.9821 | £m
Total incentive due for DPCR4 in 2009-10 prices [5 x IR x (TL2009/10 - ACL2009/10)] | [5 empty] | -29.9104 | £m | 13
Adjustment for interaction between LRRM and DPCR5 ALP
Target losses | [5 empty] | 1245.3347 | GWh | 14
Substation units | [5 empty] | 0 | GWh |  | S
Target losses plus substation units | [5 empty] | 1245.3347 | GWh | 15 | TLDPCR5
Actual losses | [5 empty] | 1350 | GWh | 16 | ACL22009/10
Interaction adjustment annual rate in 2009-10 prices | [5 empty] | -5.963 | £m
Total interaction incentive adjustment [5 x IR x (TLDPCR5 - ACL22009/10)] | [5 empty] | -29.8151 | £m | 17
Net LRRM incentive adjustment for DPCR4 | [5 empty] | -0.095332 | £m | 18 | Corrected
Net LRRM
Deduct incentive adjustments already made during DPCR4 (2009-10 prices) | [5 empty] | 0 | £m | 19
PPL term value (£m) | [5 empty] | -0.095332 | £m | 20 | Close out

## 2B
2B | Scenario 2B: GVC supplier adjustment in 2008/09 and 2009/10 (2 * 100GWh) correcting error in prior DPCR4 years (2005/06 & 2006/07) - DNO restates 2009/10 only
|  | 2005-06 | 2006-07 | 2007-08 | 2008-09 | 2009-10 |  | See Note | Term
DPCR4 Revenue Return | ALP: | 5% | 5% | 5% | 5% | 5%
data (including any | Units Entering: | 26250 | 26250 | 26250 | 26250 | 26250 | GWh
approved resubmissions) | Units Exiting: | 25100 | 25100 | 25000 | 24900 | 25000 | GWh
| Target Losses: | 1255 | 1255 | 1250 | 1245 | 1250 | GWh
| Actual Losses: | 1150 | 1150 | 1250 | 1350 | 1250 | GWh
| Incentive Units: | 105 | 105 | 0 | -105 | 0 | GWh
| Incentive adjustment: | 5.9821 | 5.9821 | 0 | -5.9821 | 0 | £m | 1
Restatement of 2009-10 to take account of settlement reconciliation runs
| Original Units entering |  |  |  |  | 26250 | GWh
| Net Reconciliation Adjustment |  |  |  |  | 0 | GWh | 2
| Restated Total |  |  |  |  | 26250 | GWh
| Original Units Exiting |  |  |  |  | 25000 | GWh
| Net Reconciliation Adjustment |  |  |  |  | 0 | GWh | 3
| Earlier Years Net Adjustments | 0 | 0 | 0 | 0 |  | GWh | 4
| Restated Total |  |  |  |  | 25000 | GWh | 5
Restatement of DPCR4 under DPCR5 rules for purposes of calculating DPCR5 ALP
| Units Entering | 26250 | 26250 | 26250 | 26250 | 26250 | GWh
| Units Exiting | 25100 | 25100 | 25000 | 24900 | 24900 | GWh | 6 | UDt
Substation Units: |  | 0 |  |  |  |  | GWh | 7 | S
DPCR5 ALP Calculation
Units lost calculation |  | 1150 | 1150 | 1250 | 1350 | 1350 | GWh | 8 | RLt
Loss rate as decimal |  | 0.045817 | 0.045817 | 0.05 | 0.054217 | 0.054217 |  | 9 | ALRt
Overall loss rate [sum(ALRt)/5] |  | 0.050013 | [5 empty] | 10
Adjustment for sub-station units [S/UD2009/10] |  | 0 | [5 empty] | 11
ALP value [ sum(ALRt)/5 - S/UD2009/10 ] |  | 0.050013
ALP expressed as percentage value |  | 5.0013 |  |  |  |  | % | 12
DPCR4 Close-out calculation
Recalculate 2009-10 incentive adjustment taking account of reconciliation runs:
Target losses | [5 empty] | 1250 | GWh |  | TL2009/10
Actual losses | [5 empty] | 1250 | GWh |  | ACL2009/10
Incentive rate indexed to 2009-10 | [5 empty] | 56.9723 | £ |  | IR
Incentive for 2009-10 (£m) | [5 empty] | 0 | £m
Total incentive due for DPCR4 in 2009-10 prices [5 x IR x (TL2009/10 - ACL2009/10)] | [5 empty] | 0 | £m | 13
Adjustment for interaction between LRRM and DPCR5 ALP
Target losses | [5 empty] | 1245.3347 | GWh | 14
Substation units | [5 empty] | 0 | GWh |  | S
Target losses plus substation units | [5 empty] | 1245.3347 | GWh | 15 | TLDPCR5
Actual losses | [5 empty] | 1350 | GWh | 16 | ACL22009/10
Interaction adjustment annual rate in 2009-10 prices | [5 empty] | -5.963 | £m
Total interaction incentive adjustment [5 x IR x (TLDPCR5 - ACL22009/10)] | [5 empty] | -29.8151 | £m | 17
Net LRRM incentive adjustment for DPCR4 | [5 empty] | 29.8151 | £m | 18 | Corrected
Net LRRM
Deduct incentive adjustments already made during DPCR4 (2009-10 prices) | [5 empty] | 5.9821 | £m | 19
PPL term value (£m) | [5 empty] | 23.833 | £m | 20 | Close out

## 2C
2C | Scenario 2C: GVC supplier adjustment in 2008/09 and 2009/10 (2 * 100GWh) correcting error in prior DPCR4 years (2005/06 & 2006/07) - DNO restates 2009/10 only: Revised ALP Calc
|  | 2005-06 | 2006-07 | 2007-08 | 2008-09 | 2009-10 |  | See Note | Term
DPCR4 Revenue Return | ALP: | 5% | 5% | 5% | 5% | 5%
data (including any | Units Entering: | 26250 | 26250 | 26250 | 26250 | 26250 | GWh
approved resubmissions) | Units Exiting: | 25100 | 25100 | 25000 | 24900 | 25000 | GWh
| Target Losses: | 1255 | 1255 | 1250 | 1245 | 1250 | GWh
| Actual Losses: | 1150 | 1150 | 1250 | 1350 | 1250 | GWh
| Incentive Units: | 105 | 105 | 0 | -105 | 0 | GWh
| Incentive adjustment: | 5.9821 | 5.9821 | 0 | -5.9821 | 0 | £m | 1
Restatement of 2009-10 to take account of settlement reconciliation runs
| Original Units entering |  |  |  |  | 26250 | GWh
| Net Reconciliation Adjustment |  |  |  |  | 0 | GWh | 2
| Restated Total |  |  |  |  | 26250 | GWh
| Original Units Exiting |  |  |  |  | 25000 | GWh
| Net Reconciliation Adjustment |  |  |  |  | 0 | GWh | 3
| Earlier Years Net Adjustments | 0 | 0 | 0 | 0 |  | GWh | 4
| Restated Total |  |  |  |  | 25000 | GWh | 5
Restatement of DPCR4 under DPCR5 rules for purposes of calculating DPCR5 ALP
| Units Entering | 26250 | 26250 | 26250 | 26250 | 26250 | GWh
| Units Exiting | 25100 | 25100 | 25000 | 24900 | 25000 | GWh | 6 | UDt
Substation Units: |  | 0 |  |  |  |  | GWh | 7 | S
DPCR5 ALP Calculation
Units lost calculation |  | 1150 | 1150 | 1250 | 1350 | 1250 | GWh | 8 | RLt
Loss rate as decimal |  | 0.045817 | 0.045817 | 0.05 | 0.054217 | 0.05 |  | 9 | ALRt
Overall loss rate [sum(ALRt)/5] |  | 0.04917 | [5 empty] | 10
Adjustment for sub-station units [S/UD2009/10] |  | 0 | [5 empty] | 11
ALP value [ sum(ALRt)/5 - S/UD2009/10 ] |  | 0.04917
ALP expressed as percentage value |  | 4.917 |  |  |  |  | % | 12
DPCR4 Close-out calculation
Recalculate 2009-10 incentive adjustment taking account of reconciliation runs:
Target losses | [5 empty] | 1250 | GWh |  | TL2009/10
Actual losses | [5 empty] | 1250 | GWh |  | ACL2009/10
Incentive rate indexed to 2009-10 | [5 empty] | 56.9723 | £ |  | IR
Incentive for 2009-10 (£m) | [5 empty] | 0 | £m
Total incentive due for DPCR4 in 2009-10 prices [5 x IR x (TL2009/10 - ACL2009/10)] | [5 empty] | 0 | £m | 13
Adjustment for interaction between LRRM and DPCR5 ALP
Target losses | [5 empty] | 1229.2517 | GWh | 14
Substation units | [5 empty] | 0 | GWh |  | S
Target losses plus substation units | [5 empty] | 1229.2517 | GWh | 15 | TLDPCR5
Actual losses | [5 empty] | 1250 | GWh | 16 | ACL22009/10
Interaction adjustment annual rate in 2009-10 prices | [5 empty] | -1.1821 | £m
Total interaction incentive adjustment [5 x IR x (TLDPCR5 - ACL22009/10)] | [5 empty] | -5.9104 | £m | 17
Net LRRM incentive adjustment for DPCR4 | [5 empty] | 5.9104 | £m | 18 | Corrected
Net LRRM
Deduct incentive adjustments already made during DPCR4 (2009-10 prices) | [5 empty] | 5.9821 | £m | 19
PPL term value (£m) | [5 empty] | -0.07169 | £m | 20 | Close out

## 2D
2D | Scenario 2D: GVC supplier adjustment in 2008/09 and 2009/10 (2 * 100GWh) correcting error in prior DPCR4 years (2005/06 & 2006/07) - DNO restates 2009/10 only: Revised ACL2 Calc
|  | 2005-06 | 2006-07 | 2007-08 | 2008-09 | 2009-10 |  | See Note | Term
DPCR4 Revenue Return | ALP: | 5% | 5% | 5% | 5% | 5%
data (including any | Units Entering: | 26250 | 26250 | 26250 | 26250 | 26250 | GWh
approved resubmissions) | Units Exiting: | 25100 | 25100 | 25000 | 24900 | 25000 | GWh
| Target Losses: | 1255 | 1255 | 1250 | 1245 | 1250 | GWh
| Actual Losses: | 1150 | 1150 | 1250 | 1350 | 1250 | GWh
| Incentive Units: | 105 | 105 | 0 | -105 | 0 | GWh
| Incentive adjustment: | 5.9821 | 5.9821 | 0 | -5.9821 | 0 | £m | 1
Restatement of 2009-10 to take account of settlement reconciliation runs
| Original Units entering |  |  |  |  | 26250 | GWh
| Net Reconciliation Adjustment |  |  |  |  | 0 | GWh | 2
| Restated Total |  |  |  |  | 26250 | GWh
| Original Units Exiting |  |  |  |  | 25000 | GWh
| Net Reconciliation Adjustment |  |  |  |  | 0 | GWh | 3
| Earlier Years Net Adjustments | 0 | 0 | 0 | 0 |  | GWh | 4
| Restated Total |  |  |  |  | 25000 | GWh | 5
Restatement of DPCR4 under DPCR5 rules for purposes of calculating DPCR5 ALP
| Units Entering | 26250 | 26250 | 26250 | 26250 | 26250 | GWh
| Units Exiting | 25100 | 25100 | 25000 | 24900 | 24900 | GWh | 6 | UDt
Substation Units: |  | 0 |  |  |  |  | GWh | 7 | S
DPCR5 ALP Calculation
Units lost calculation |  | 1150 | 1150 | 1250 | 1350 | 1350 | GWh | 8 | RLt
Loss rate as decimal |  | 0.045817 | 0.045817 | 0.05 | 0.054217 | 0.054217 |  | 9 | ALRt
Overall loss rate [sum(ALRt)/5] |  | 0.050013 | [5 empty] | 10
Adjustment for sub-station units [S/UD2009/10] |  | 0 | [5 empty] | 11
ALP value [ sum(ALRt)/5 - S/UD2009/10 ] |  | 0.050013
ALP expressed as percentage value |  | 5.0013 |  |  |  |  | % | 12
DPCR4 Close-out calculation
Recalculate 2009-10 incentive adjustment taking account of reconciliation runs:
Target losses | [5 empty] | 1250 | GWh |  | TL2009/10
Actual losses | [5 empty] | 1250 | GWh |  | ACL2009/10
Incentive rate indexed to 2009-10 | [5 empty] | 56.9723 | £ |  | IR
Incentive for 2009-10 (£m) | [5 empty] | 0 | £m
Total incentive due for DPCR4 in 2009-10 prices [5 x IR x (TL2009/10 - ACL2009/10)] | [5 empty] | 0 | £m | 13
Adjustment for interaction between LRRM and DPCR5 ALP
Target losses | [5 empty] | 1245.3347 | GWh | 14
Substation units | [5 empty] | 0 | GWh |  | S
Target losses plus substation units | [5 empty] | 1245.3347 | GWh | 15 | TLDPCR5
Actual losses | [5 empty] | 1244.9987 | GWh | 16 | ACL22009/10
Interaction adjustment annual rate in 2009-10 prices | [5 empty] | 0.019143 | £m
Total interaction incentive adjustment [5 x IR x (TLDPCR5 - ACL22009/10)] | [5 empty] | 0.095715 | £m | 17
Net LRRM incentive adjustment for DPCR4 | [5 empty] | -0.095715 | £m | 18 | Corrected
Net LRRM
Deduct incentive adjustments already made during DPCR4 (2009-10 prices) | [5 empty] | 5.9821 | £m | 19
PPL term value (£m) | [5 empty] | -6.0778 | £m | 20 | Close out

## 3A
3A | Scenario 3A: GVC supplier adjustment in 2009/10 (100GWh) correcting error in DPCR3 years
|  | 2005-06 | 2006-07 | 2007-08 | 2008-09 | 2009-10 |  | See Note | Term
DPCR4 Revenue Return | ALP: | 4.962% | 4.962% | 4.962% | 4.962% | 4.962%
data (including any | Units Entering: | 26250 | 26250 | 26250 | 26250 | 26250 | GWh
approved resubmissions) | Units Exiting: | 25000 | 25000 | 25000 | 25000 | 24900 | GWh
| Target Losses: | 1240.458 | 1240.458 | 1240.458 | 1240.458 | 1235.4962 | GWh
| Actual Losses: | 1250 | 1250 | 1250 | 1250 | 1350 | GWh
| Incentive Units: | -9.542 | -9.542 | -9.542 | -9.542 | -114.5038 | GWh
| Incentive adjustment: | -0.54363 | -0.54363 | -0.54363 | -0.54363 | -6.5235 | £m | 1
Restatement of 2009-10 to take account of settlement reconciliation runs
| Original Units entering |  |  |  |  | 26250 | GWh
| Net Reconciliation Adjustment |  |  |  |  | 0 | GWh | 2
| Restated Total |  |  |  |  | 26250 | GWh
| Original Units Exiting |  |  |  |  | 24900 | GWh
| Net Reconciliation Adjustment |  |  |  |  | 0 | GWh | 3
| Earlier Years Net Adjustments | 0 | 0 | 0 | 0 |  | GWh | 4
| Restated Total |  |  |  |  | 24900 | GWh | 5
Restatement of DPCR4 under DPCR5 rules for purposes of calculating DPCR5 ALP
| Units Entering | 26250 | 26250 | 26250 | 26250 | 26250 | GWh
| Units Exiting | 25000 | 25000 | 25000 | 25000 | 24900 | GWh | 6 | UDt
Substation Units: |  | 0 |  |  |  |  | GWh | 7 | S
DPCR5 ALP Calculation
Units lost calculation |  | 1250 | 1250 | 1250 | 1250 | 1350 | GWh | 8 | RLt
Loss rate as decimal |  | 0.05 | 0.05 | 0.05 | 0.05 | 0.054217 |  | 9 | ALRt
Overall loss rate [sum(ALRt)/5] |  | 0.050843 | [5 empty] | 10
Adjustment for sub-station units [S/UD2009/10] |  | 0 | [5 empty] | 11
ALP value [ sum(ALRt)/5 - S/UD2009/10 ] |  | 0.050843
ALP expressed as percentage value |  | 5.0843 |  |  |  |  | % | 12
DPCR4 Close-out calculation
Recalculate 2009-10 incentive adjustment taking account of reconciliation runs:
Target losses | [5 empty] | 1235.4962 | GWh |  | TL2009/10
Actual losses | [5 empty] | 1350 | GWh |  | ACL2009/10
Incentive rate indexed to 2009-10 | [5 empty] | 56.9723 | £ |  | IR
Incentive for 2009-10 (£m) | [5 empty] | -6.5235 | £m
Total incentive due for DPCR4 in 2009-10 prices [5 x IR x (TL2009/10 - ACL2009/10)] | [5 empty] | -32.6177 | £m | 13
Adjustment for interaction between LRRM and DPCR5 ALP
Target losses | [5 empty] | 1266 | GWh | 14
Substation units | [5 empty] | 0 | GWh |  | S
Target losses plus substation units | [5 empty] | 1266 | GWh | 15 | TLDPCR5
Actual losses | [5 empty] | 1350 | GWh | 16 | ACL22009/10
Interaction adjustment annual rate in 2009-10 prices | [5 empty] | -4.7857 | £m
Total interaction incentive adjustment [5 x IR x (TLDPCR5 - ACL22009/10)] | [5 empty] | -23.9283 | £m | 17
Net LRRM incentive adjustment for DPCR4 | [5 empty] | -8.6894 | £m | 18 | Corrected
Net LRRM
Deduct incentive adjustments already made during DPCR4 (2009-10 prices) | [5 empty] | -8.6981 | £m | 19
PPL term value (£m) | [5 empty] | 0.0086981 | £m | 20 | Close out

## 3B
3B | Scenario 3B: GVC supplier adjustment in 2009/10 (100GWh) correcting error in DPCR3 years - DNO restates 2009/10
|  | 2005-06 | 2006-07 | 2007-08 | 2008-09 | 2009-10 |  | See Note | Term
DPCR4 Revenue Return | ALP: | 4.962% | 4.962% | 4.962% | 4.962% | 4.962%
data (including any | Units Entering: | 26250 | 26250 | 26250 | 26250 | 26250 | GWh
approved resubmissions) | Units Exiting: | 25000 | 25000 | 25000 | 25000 | 25000 | GWh
| Target Losses: | 1240.458 | 1240.458 | 1240.458 | 1240.458 | 1240.458 | GWh
| Actual Losses: | 1250 | 1250 | 1250 | 1250 | 1250 | GWh
| Incentive Units: | -9.542 | -9.542 | -9.542 | -9.542 | -9.542 | GWh
| Incentive adjustment: | -0.54363 | -0.54363 | -0.54363 | -0.54363 | -0.54363 | £m | 1
Restatement of 2009-10 to take account of settlement reconciliation runs
| Original Units entering |  |  |  |  | 26250 | GWh
| Net Reconciliation Adjustment |  |  |  |  | 0 | GWh | 2
| Restated Total |  |  |  |  | 26250 | GWh
| Original Units Exiting |  |  |  |  | 25000 | GWh
| Net Reconciliation Adjustment |  |  |  |  | 0 | GWh | 3
| Earlier Years Net Adjustments | 0 | 0 | 0 | 0 |  | GWh | 4
| Restated Total |  |  |  |  | 25000 | GWh | 5
Restatement of DPCR4 under DPCR5 rules for purposes of calculating DPCR5 ALP
| Units Entering | 26250 | 26250 | 26250 | 26250 | 26250 | GWh
| Units Exiting | 25000 | 25000 | 25000 | 25000 | 24900 | GWh | 6 | UDt
Substation Units: |  | 0 |  |  |  |  | GWh | 7 | S
DPCR5 ALP Calculation
Units lost calculation |  | 1250 | 1250 | 1250 | 1250 | 1350 | GWh | 8 | RLt
Loss rate as decimal |  | 0.05 | 0.05 | 0.05 | 0.05 | 0.054217 |  | 9 | ALRt
Overall loss rate [sum(ALRt)/5] |  | 0.050843 | [5 empty] | 10
Adjustment for sub-station units [S/UD2009/10] |  | 0 | [5 empty] | 11
ALP value [ sum(ALRt)/5 - S/UD2009/10 ] |  | 0.050843
ALP expressed as percentage value |  | 5.0843 |  |  |  |  | % | 12
DPCR4 Close-out calculation
Recalculate 2009-10 incentive adjustment taking account of reconciliation runs:
Target losses | [5 empty] | 1240.458 | GWh |  | TL2009/10
Actual losses | [5 empty] | 1250 | GWh |  | ACL2009/10
Incentive rate indexed to 2009-10 | [5 empty] | 56.9723 | £ |  | IR
Incentive for 2009-10 (£m) | [5 empty] | -0.54363 | £m
Total incentive due for DPCR4 in 2009-10 prices [5 x IR x (TL2009/10 - ACL2009/10)] | [5 empty] | -2.7181 | £m | 13
Adjustment for interaction between LRRM and DPCR5 ALP
Target losses | [5 empty] | 1266 | GWh | 14
Substation units | [5 empty] | 0 | GWh |  | S
Target losses plus substation units | [5 empty] | 1266 | GWh | 15 | TLDPCR5
Actual losses | [5 empty] | 1350 | GWh | 16 | ACL22009/10
Interaction adjustment annual rate in 2009-10 prices | [5 empty] | -4.7857 | £m
Total interaction incentive adjustment [5 x IR x (TLDPCR5 - ACL22009/10)] | [5 empty] | -23.9283 | £m | 17
Net LRRM incentive adjustment for DPCR4 | [5 empty] | 21.2102 | £m | 18 | Corrected
Net LRRM
Deduct incentive adjustments already made during DPCR4 (2009-10 prices) | [5 empty] | -2.7181 | £m | 19
PPL term value (£m) | [5 empty] | 23.9283 | £m | 20 | Close out

## 3C
3C | Scenario 3C: GVC supplier adjustment in 2009/10 (100GWh) correcting error in DPCR3 years - DNO restates 2009/10: Revised ALP Calc
|  | 2005-06 | 2006-07 | 2007-08 | 2008-09 | 2009-10 |  | See Note | Term
DPCR4 Revenue Return | ALP: | 4.962% | 4.962% | 4.962% | 4.962% | 4.962%
data (including any | Units Entering: | 26250 | 26250 | 26250 | 26250 | 26250 | GWh
approved resubmissions) | Units Exiting: | 25000 | 25000 | 25000 | 25000 | 25000 | GWh
| Target Losses: | 1240.458 | 1240.458 | 1240.458 | 1240.458 | 1240.458 | GWh
| Actual Losses: | 1250 | 1250 | 1250 | 1250 | 1250 | GWh
| Incentive Units: | -9.542 | -9.542 | -9.542 | -9.542 | -9.542 | GWh
| Incentive adjustment: | -0.54363 | -0.54363 | -0.54363 | -0.54363 | -0.54363 | £m | 1
Restatement of 2009-10 to take account of settlement reconciliation runs
| Original Units entering |  |  |  |  | 26250 | GWh
| Net Reconciliation Adjustment |  |  |  |  | 0 | GWh | 2
| Restated Total |  |  |  |  | 26250 | GWh
| Original Units Exiting |  |  |  |  | 25000 | GWh
| Net Reconciliation Adjustment |  |  |  |  | 0 | GWh | 3
| Earlier Years Net Adjustments | 0 | 0 | 0 | 0 |  | GWh | 4
| Restated Total |  |  |  |  | 25000 | GWh | 5
Restatement of DPCR4 under DPCR5 rules for purposes of calculating DPCR5 ALP
| Units Entering | 26250 | 26250 | 26250 | 26250 | 26250 | GWh
| Units Exiting | 25000 | 25000 | 25000 | 25000 | 25000 | GWh | 6 | UDt
Substation Units: |  | 0 |  |  |  |  | GWh | 7 | S
DPCR5 ALP Calculation
Units lost calculation |  | 1250 | 1250 | 1250 | 1250 | 1250 | GWh | 8 | RLt
Loss rate as decimal |  | 0.05 | 0.05 | 0.05 | 0.05 | 0.05 |  | 9 | ALRt
Overall loss rate [sum(ALRt)/5] |  | 0.05 | [5 empty] | 10
Adjustment for sub-station units [S/UD2009/10] |  | 0 | [5 empty] | 11
ALP value [ sum(ALRt)/5 - S/UD2009/10 ] |  | 0.05
ALP expressed as percentage value |  | 5 |  |  |  |  | % | 12
DPCR4 Close-out calculation
Recalculate 2009-10 incentive adjustment taking account of reconciliation runs:
Target losses | [5 empty] | 1240.458 | GWh |  | TL2009/10
Actual losses | [5 empty] | 1250 | GWh |  | ACL2009/10
Incentive rate indexed to 2009-10 | [5 empty] | 56.9723 | £ |  | IR
Incentive for 2009-10 (£m) | [5 empty] | -0.54363 | £m
Total incentive due for DPCR4 in 2009-10 prices [5 x IR x (TL2009/10 - ACL2009/10)] | [5 empty] | -2.7181 | £m | 13
Adjustment for interaction between LRRM and DPCR5 ALP
Target losses | [5 empty] | 1250 | GWh | 14
Substation units | [5 empty] | 0 | GWh |  | S
Target losses plus substation units | [5 empty] | 1250 | GWh | 15 | TLDPCR5
Actual losses | [5 empty] | 1250 | GWh | 16 | ACL22009/10
Interaction adjustment annual rate in 2009-10 prices | [5 empty] | 0 | £m
Total interaction incentive adjustment [5 x IR x (TLDPCR5 - ACL22009/10)] | [5 empty] | 0 | £m | 17
Net LRRM incentive adjustment for DPCR4 | [5 empty] | -2.7181 | £m | 18 | Corrected
Net LRRM
Deduct incentive adjustments already made during DPCR4 (2009-10 prices) | [5 empty] | -2.7181 | £m | 19
PPL term value (£m) | [5 empty] | 0 | £m | 20 | Close out

## 3D
3D | Scenario 3D: GVC supplier adjustment in 2009/10 (100GWh) correcting error in DPCR3 years - DNO restates 2009/10: Revised ACL2 Calc
|  | 2005-06 | 2006-07 | 2007-08 | 2008-09 | 2009-10 |  | See Note | Term
DPCR4 Revenue Return | ALP: | 4.962% | 4.962% | 4.962% | 4.962% | 4.962%
data (including any | Units Entering: | 26250 | 26250 | 26250 | 26250 | 26250 | GWh
approved resubmissions) | Units Exiting: | 25000 | 25000 | 25000 | 25000 | 25000 | GWh
| Target Losses: | 1240.458 | 1240.458 | 1240.458 | 1240.458 | 1240.458 | GWh
| Actual Losses: | 1250 | 1250 | 1250 | 1250 | 1250 | GWh
| Incentive Units: | -9.542 | -9.542 | -9.542 | -9.542 | -9.542 | GWh
| Incentive adjustment: | -0.54363 | -0.54363 | -0.54363 | -0.54363 | -0.54363 | £m | 1
Restatement of 2009-10 to take account of settlement reconciliation runs
| Original Units entering |  |  |  |  | 26250 | GWh
| Net Reconciliation Adjustment |  |  |  |  | 0 | GWh | 2
| Restated Total |  |  |  |  | 26250 | GWh
| Original Units Exiting |  |  |  |  | 25000 | GWh
| Net Reconciliation Adjustment |  |  |  |  | 0 | GWh | 3
| Earlier Years Net Adjustments | 0 | 0 | 0 | 0 |  | GWh | 4
| Restated Total |  |  |  |  | 25000 | GWh | 5
Restatement of DPCR4 under DPCR5 rules for purposes of calculating DPCR5 ALP
| Units Entering | 26250 | 26250 | 26250 | 26250 | 26250 | GWh
| Units Exiting | 25000 | 25000 | 25000 | 25000 | 24900 | GWh | 6 | UDt
Substation Units: |  | 0 |  |  |  |  | GWh | 7 | S
DPCR5 ALP Calculation
Units lost calculation |  | 1250 | 1250 | 1250 | 1250 | 1350 | GWh | 8 | RLt
Loss rate as decimal |  | 0.05 | 0.05 | 0.05 | 0.05 | 0.054217 |  | 9 | ALRt
Overall loss rate [sum(ALRt)/5] |  | 0.050843 | [5 empty] | 10
Adjustment for sub-station units [S/UD2009/10] |  | 0 | [5 empty] | 11
ALP value [ sum(ALRt)/5 - S/UD2009/10 ] |  | 0.050843
ALP expressed as percentage value |  | 5.0843 |  |  |  |  | % | 12
DPCR4 Close-out calculation
Recalculate 2009-10 incentive adjustment taking account of reconciliation runs:
Target losses | [5 empty] | 1240.458 | GWh |  | TL2009/10
Actual losses | [5 empty] | 1250 | GWh |  | ACL2009/10
Incentive rate indexed to 2009-10 | [5 empty] | 56.9723 | £ |  | IR
Incentive for 2009-10 (£m) | [5 empty] | -0.54363 | £m
Total incentive due for DPCR4 in 2009-10 prices [5 x IR x (TL2009/10 - ACL2009/10)] | [5 empty] | -2.7181 | £m | 13
Adjustment for interaction between LRRM and DPCR5 ALP
Target losses | [5 empty] | 1266 | GWh | 14
Substation units | [5 empty] | 0 | GWh |  | S
Target losses plus substation units | [5 empty] | 1266 | GWh | 15 | TLDPCR5
Actual losses | [5 empty] | 1244.9157 | GWh | 16 | ACL22009/10
Interaction adjustment annual rate in 2009-10 prices | [5 empty] | 1.2012 | £m
Total interaction incentive adjustment [5 x IR x (TLDPCR5 - ACL22009/10)] | [5 empty] | 6.0061 | £m | 17
Net LRRM incentive adjustment for DPCR4 | [5 empty] | -8.7243 | £m | 18 | Corrected
Net LRRM
Deduct incentive adjustments already made during DPCR4 (2009-10 prices) | [5 empty] | -2.7181 | £m | 19
PPL term value (£m) | [5 empty] | -6.0061 | £m | 20 | Close out

## 4A
4A | Scenario 4A: GVC supplier adjustment in 2008/09 & 2009/10 (2 * 100GWh) correcting error in DPCR3 years
|  | 2005-06 | 2006-07 | 2007-08 | 2008-09 | 2009-10 |  | See Note | Term
DPCR4 Revenue Return | ALP: | 4.924% | 4.924% | 4.924% | 4.924% | 4.924%
data (including any | Units Entering: | 26250 | 26250 | 26250 | 26250 | 26250 | GWh
approved resubmissions) | Units Exiting: | 25000 | 25000 | 25000 | 24900 | 24900 | GWh
| Target Losses: | 1230.923 | 1230.923 | 1230.923 | 1225.9993 | 1225.9993 | GWh
| Actual Losses: | 1250 | 1250 | 1250 | 1350 | 1350 | GWh
| Incentive Units: | -19.077 | -19.077 | -19.077 | -124.0007 | -124.0007 | GWh
| Incentive adjustment: | -1.0869 | -1.0869 | -1.0869 | -7.0646 | -7.0646 | £m | 1
Restatement of 2009-10 to take account of settlement reconciliation runs
| Original Units entering |  |  |  |  | 26250 | GWh
| Net Reconciliation Adjustment |  |  |  |  | 0 | GWh | 2
| Restated Total |  |  |  |  | 26250 | GWh
| Original Units Exiting |  |  |  |  | 24900 | GWh
| Net Reconciliation Adjustment |  |  |  |  | 0 | GWh | 3
| Earlier Years Net Adjustments | 0 | 0 | 0 | 0 |  | GWh | 4
| Restated Total |  |  |  |  | 24900 | GWh | 5
Restatement of DPCR4 under DPCR5 rules for purposes of calculating DPCR5 ALP
| Units Entering | 26250 | 26250 | 26250 | 26250 | 26250 | GWh
| Units Exiting | 25000 | 25000 | 25000 | 24900 | 24900 | GWh | 6 | UDt
Substation Units: |  | 0 |  |  |  |  | GWh | 7 | S
DPCR5 ALP Calculation
Units lost calculation |  | 1250 | 1250 | 1250 | 1350 | 1350 | GWh | 8 | RLt
Loss rate as decimal |  | 0.05 | 0.05 | 0.05 | 0.054217 | 0.054217 |  | 9 | ALRt
Overall loss rate [sum(ALRt)/5] |  | 0.051687 | [5 empty] | 10
Adjustment for sub-station units [S/UD2009/10] |  | 0 | [5 empty] | 11
ALP value [ sum(ALRt)/5 - S/UD2009/10 ] |  | 0.051687
ALP expressed as percentage value |  | 5.1687 |  |  |  |  | % | 12
DPCR4 Close-out calculation
Recalculate 2009-10 incentive adjustment taking account of reconciliation runs:
Target losses | [5 empty] | 1225.9993 | GWh |  | TL2009/10
Actual losses | [5 empty] | 1350 | GWh |  | ACL2009/10
Incentive rate indexed to 2009-10 | [5 empty] | 56.9723 | £ |  | IR
Incentive for 2009-10 (£m) | [5 empty] | -7.0646 | £m
Total incentive due for DPCR4 in 2009-10 prices [5 x IR x (TL2009/10 - ACL2009/10)] | [5 empty] | -35.323 | £m | 13
Adjustment for interaction between LRRM and DPCR5 ALP
Target losses | [5 empty] | 1287 | GWh | 14
Substation units | [5 empty] | 0 | GWh |  | S
Target losses plus substation units | [5 empty] | 1287 | GWh | 15 | TLDPCR5
Actual losses | [5 empty] | 1350 | GWh | 16 | ACL22009/10
Interaction adjustment annual rate in 2009-10 prices | [5 empty] | -3.5893 | £m
Total interaction incentive adjustment [5 x IR x (TLDPCR5 - ACL22009/10)] | [5 empty] | -17.9463 | £m | 17
Net LRRM incentive adjustment for DPCR4 | [5 empty] | -17.3767 | £m | 18 | Corrected
Net LRRM
Deduct incentive adjustments already made during DPCR4 (2009-10 prices) | [5 empty] | -17.3898 | £m | 19
PPL term value (£m) | [5 empty] | 0.013042 | £m | 20 | Close out

## 4B
4B | Scenario 4B: GVC supplier adjustment in 2008/09 & 2009/10 (2 * 100GWh) correcting error in DPCR3 years - DNO restates 2009/10
|  | 2005-06 | 2006-07 | 2007-08 | 2008-09 | 2009-10 |  | See Note | Term
DPCR4 Revenue Return | ALP: | 4.924% | 4.924% | 4.924% | 4.924% | 4.924%
data (including any | Units Entering: | 26250 | 26250 | 26250 | 26250 | 26250 | GWh
approved resubmissions) | Units Exiting: | 25000 | 25000 | 25000 | 24900 | 25000 | GWh
| Target Losses: | 1230.923 | 1230.923 | 1230.923 | 1225.9993 | 1230.923 | GWh
| Actual Losses: | 1250 | 1250 | 1250 | 1350 | 1250 | GWh
| Incentive Units: | -19.077 | -19.077 | -19.077 | -124.0007 | -19.077 | GWh
| Incentive adjustment: | -1.0869 | -1.0869 | -1.0869 | -7.0646 | -1.0869 | £m | 1
Restatement of 2009-10 to take account of settlement reconciliation runs
| Original Units entering |  |  |  |  | 26250 | GWh
| Net Reconciliation Adjustment |  |  |  |  | 0 | GWh | 2
| Restated Total |  |  |  |  | 26250 | GWh
| Original Units Exiting |  |  |  |  | 25000 | GWh
| Net Reconciliation Adjustment |  |  |  |  | 0 | GWh | 3
| Earlier Years Net Adjustments | 0 | 0 | 0 | 0 |  | GWh | 4
| Restated Total |  |  |  |  | 25000 | GWh | 5
Restatement of DPCR4 under DPCR5 rules for purposes of calculating DPCR5 ALP
| Units Entering | 26250 | 26250 | 26250 | 26250 | 26250 | GWh
| Units Exiting | 25000 | 25000 | 25000 | 24900 | 24900 | GWh | 6 | UDt
Substation Units: |  | 0 |  |  |  |  | GWh | 7 | S
DPCR5 ALP Calculation
Units lost calculation |  | 1250 | 1250 | 1250 | 1350 | 1350 | GWh | 8 | RLt
Loss rate as decimal |  | 0.05 | 0.05 | 0.05 | 0.054217 | 0.054217 |  | 9 | ALRt
Overall loss rate [sum(ALRt)/5] |  | 0.051687 | [5 empty] | 10
Adjustment for sub-station units [S/UD2009/10] |  | 0 | [5 empty] | 11
ALP value [ sum(ALRt)/5 - S/UD2009/10 ] |  | 0.051687
ALP expressed as percentage value |  | 5.1687 |  |  |  |  | % | 12
DPCR4 Close-out calculation
Recalculate 2009-10 incentive adjustment taking account of reconciliation runs:
Target losses | [5 empty] | 1230.923 | GWh |  | TL2009/10
Actual losses | [5 empty] | 1250 | GWh |  | ACL2009/10
Incentive rate indexed to 2009-10 | [5 empty] | 56.9723 | £ |  | IR
Incentive for 2009-10 (£m) | [5 empty] | -1.0869 | £m
Total incentive due for DPCR4 in 2009-10 prices [5 x IR x (TL2009/10 - ACL2009/10)] | [5 empty] | -5.4343 | £m | 13
Adjustment for interaction between LRRM and DPCR5 ALP
Target losses | [5 empty] | 1287 | GWh | 14
Substation units | [5 empty] | 0 | GWh |  | S
Target losses plus substation units | [5 empty] | 1287 | GWh | 15 | TLDPCR5
Actual losses | [5 empty] | 1350 | GWh | 16 | ACL22009/10
Interaction adjustment annual rate in 2009-10 prices | [5 empty] | -3.5893 | £m
Total interaction incentive adjustment [5 x IR x (TLDPCR5 - ACL22009/10)] | [5 empty] | -17.9463 | £m | 17
Net LRRM incentive adjustment for DPCR4 | [5 empty] | 12.512 | £m | 18 | Corrected
Net LRRM
Deduct incentive adjustments already made during DPCR4 (2009-10 prices) | [5 empty] | -11.412 | £m | 19
PPL term value (£m) | [5 empty] | 23.924 | £m | 20 | Close out

## 4C
4C | Scenario 4C: GVC supplier adjustment in 2008/09 & 2009/10 (2 * 100GWh) correcting error in DPCR3 years - DNO restates 2009/10: Revised ALP Calc
|  | 2005-06 | 2006-07 | 2007-08 | 2008-09 | 2009-10 |  | See Note | Term
DPCR4 Revenue Return | ALP: | 4.924% | 4.924% | 4.924% | 4.924% | 4.924%
data (including any | Units Entering: | 26250 | 26250 | 26250 | 26250 | 26250 | GWh
approved resubmissions) | Units Exiting: | 25000 | 25000 | 25000 | 24900 | 25000 | GWh
| Target Losses: | 1230.923 | 1230.923 | 1230.923 | 1225.9993 | 1230.923 | GWh
| Actual Losses: | 1250 | 1250 | 1250 | 1350 | 1250 | GWh
| Incentive Units: | -19.077 | -19.077 | -19.077 | -124.0007 | -19.077 | GWh
| Incentive adjustment: | -1.0869 | -1.0869 | -1.0869 | -7.0646 | -1.0869 | £m | 1
Restatement of 2009-10 to take account of settlement reconciliation runs
| Original Units entering |  |  |  |  | 26250 | GWh
| Net Reconciliation Adjustment |  |  |  |  | 0 | GWh | 2
| Restated Total |  |  |  |  | 26250 | GWh
| Original Units Exiting |  |  |  |  | 25000 | GWh
| Net Reconciliation Adjustment |  |  |  |  | 0 | GWh | 3
| Earlier Years Net Adjustments | 0 | 0 | 0 | 0 |  | GWh | 4
| Restated Total |  |  |  |  | 25000 | GWh | 5
Restatement of DPCR4 under DPCR5 rules for purposes of calculating DPCR5 ALP
| Units Entering | 26250 | 26250 | 26250 | 26250 | 26250 | GWh
| Units Exiting | 25000 | 25000 | 25000 | 24900 | 25000 | GWh | 6 | UDt
Substation Units: |  | 0 |  |  |  |  | GWh | 7 | S
DPCR5 ALP Calculation
Units lost calculation |  | 1250 | 1250 | 1250 | 1350 | 1250 | GWh | 8 | RLt
Loss rate as decimal |  | 0.05 | 0.05 | 0.05 | 0.054217 | 0.05 |  | 9 | ALRt
Overall loss rate [sum(ALRt)/5] |  | 0.050843 | [5 empty] | 10
Adjustment for sub-station units [S/UD2009/10] |  | 0 | [5 empty] | 11
ALP value [ sum(ALRt)/5 - S/UD2009/10 ] |  | 0.050843
ALP expressed as percentage value |  | 5.0843 |  |  |  |  | % | 12
DPCR4 Close-out calculation
Recalculate 2009-10 incentive adjustment taking account of reconciliation runs:
Target losses | [5 empty] | 1230.923 | GWh |  | TL2009/10
Actual losses | [5 empty] | 1250 | GWh |  | ACL2009/10
Incentive rate indexed to 2009-10 | [5 empty] | 56.9723 | £ |  | IR
Incentive for 2009-10 (£m) | [5 empty] | -1.0869 | £m
Total incentive due for DPCR4 in 2009-10 prices [5 x IR x (TL2009/10 - ACL2009/10)] | [5 empty] | -5.4343 | £m | 13
Adjustment for interaction between LRRM and DPCR5 ALP
Target losses | [5 empty] | 1271.0843 | GWh | 14
Substation units | [5 empty] | 0 | GWh |  | S
Target losses plus substation units | [5 empty] | 1271.0843 | GWh | 15 | TLDPCR5
Actual losses | [5 empty] | 1250 | GWh | 16 | ACL22009/10
Interaction adjustment annual rate in 2009-10 prices | [5 empty] | 1.2012 | £m
Total interaction incentive adjustment [5 x IR x (TLDPCR5 - ACL22009/10)] | [5 empty] | 6.0061 | £m | 17
Net LRRM incentive adjustment for DPCR4 | [5 empty] | -11.4404 | £m | 18 | Corrected
Net LRRM
Deduct incentive adjustments already made during DPCR4 (2009-10 prices) | [5 empty] | -11.412 | £m | 19
PPL term value (£m) | [5 empty] | -0.028372 | £m | 20 | Close out

## 4D
4D | Scenario 4D: GVC supplier adjustment in 2008/09 & 2009/10 (2 * 100GWh) correcting error in DPCR3 years - DNO restates 2009/10: Revised ACL2 Calc
|  | 2005-06 | 2006-07 | 2007-08 | 2008-09 | 2009-10 |  | See Note | Term
DPCR4 Revenue Return | ALP: | 4.924% | 4.924% | 4.924% | 4.924% | 4.924%
data (including any | Units Entering: | 26250 | 26250 | 26250 | 26250 | 26250 | GWh
approved resubmissions) | Units Exiting: | 25000 | 25000 | 25000 | 24900 | 25000 | GWh
| Target Losses: | 1230.923 | 1230.923 | 1230.923 | 1225.9993 | 1230.923 | GWh
| Actual Losses: | 1250 | 1250 | 1250 | 1350 | 1250 | GWh
| Incentive Units: | -19.077 | -19.077 | -19.077 | -124.0007 | -19.077 | GWh
| Incentive adjustment: | -1.0869 | -1.0869 | -1.0869 | -7.0646 | -1.0869 | £m | 1
Restatement of 2009-10 to take account of settlement reconciliation runs
| Original Units entering |  |  |  |  | 26250 | GWh
| Net Reconciliation Adjustment |  |  |  |  | 0 | GWh | 2
| Restated Total |  |  |  |  | 26250 | GWh
| Original Units Exiting |  |  |  |  | 25000 | GWh
| Net Reconciliation Adjustment |  |  |  |  | 0 | GWh | 3
| Earlier Years Net Adjustments | 0 | 0 | 0 | 0 |  | GWh | 4
| Restated Total |  |  |  |  | 25000 | GWh | 5
Restatement of DPCR4 under DPCR5 rules for purposes of calculating DPCR5 ALP
| Units Entering | 26250 | 26250 | 26250 | 26250 | 26250 | GWh
| Units Exiting | 25000 | 25000 | 25000 | 24900 | 24900 | GWh | 6 | UDt
Substation Units: |  | 0 |  |  |  |  | GWh | 7 | S
DPCR5 ALP Calculation
Units lost calculation |  | 1250 | 1250 | 1250 | 1350 | 1350 | GWh | 8 | RLt
Loss rate as decimal |  | 0.05 | 0.05 | 0.05 | 0.054217 | 0.054217 |  | 9 | ALRt
Overall loss rate [sum(ALRt)/5] |  | 0.051687 | [5 empty] | 10
Adjustment for sub-station units [S/UD2009/10] |  | 0 | [5 empty] | 11
ALP value [ sum(ALRt)/5 - S/UD2009/10 ] |  | 0.051687
ALP expressed as percentage value |  | 5.1687 |  |  |  |  | % | 12
DPCR4 Close-out calculation
Recalculate 2009-10 incentive adjustment taking account of reconciliation runs:
Target losses | [5 empty] | 1230.923 | GWh |  | TL2009/10
Actual losses | [5 empty] | 1250 | GWh |  | ACL2009/10
Incentive rate indexed to 2009-10 | [5 empty] | 56.9723 | £ |  | IR
Incentive for 2009-10 (£m) | [5 empty] | -1.0869 | £m
Total incentive due for DPCR4 in 2009-10 prices [5 x IR x (TL2009/10 - ACL2009/10)] | [5 empty] | -5.4343 | £m | 13
Adjustment for interaction between LRRM and DPCR5 ALP
Target losses | [5 empty] | 1287 | GWh | 14
Substation units | [5 empty] | 0 | GWh |  | S
Target losses plus substation units | [5 empty] | 1287 | GWh | 15 | TLDPCR5
Actual losses | [5 empty] | 1244.8313 | GWh | 16 | ACL22009/10
Interaction adjustment annual rate in 2009-10 prices | [5 empty] | 2.4024 | £m
Total interaction incentive adjustment [5 x IR x (TLDPCR5 - ACL22009/10)] | [5 empty] | 12.0122 | £m | 17
Net LRRM incentive adjustment for DPCR4 | [5 empty] | -17.4465 | £m | 18 | Corrected
Net LRRM
Deduct incentive adjustments already made during DPCR4 (2009-10 prices) | [5 empty] | -11.412 | £m | 19
PPL term value (£m) | [5 empty] | -6.0345 | £m | 20 | Close out

## DPCR3
DPCR3 Rate (in 2009/10 prices): |  |  | 38.27
BASE | 1991/92 | 1992/93 | 1993/94 | 1994/95 | 1995/96 | 1996/97 | 1997/98 | 1998/99 | 1999/00 | 2000/01 | 2001/02 | 2002/03 | 2003/04 | 2004/05
Entering | 26250 | 26250 | 26250 | 26250 | 26250 | 26250 | 26250 | 26250 | 26250 | 26250 | 26250 | 26250 | 26250 | 26250
Exiting | 25000 | 25000 | 25000 | 25000 | 25000 | 25000 | 25000 | 25000 | 25000 | 25000 | 25000 | 25000 | 25000 | 25000
Losses | 1250 | 1250 | 1250 | 1250 | 1250 | 1250 | 1250 | 1250 | 1250 | 1250 | 1250 | 1250 | 1250 | 1250
Target DPCR4: | bar: 1991/92
Scenario 3 | 1991/92 | 1992/93 | 1993/94 | 1994/95 | 1995/96 | 1996/97 | 1997/98 | 1998/99 | 1999/00 | 2000/01 | 2001/02 | 2002/03 | 2003/04 | 2004/05
Entering | 26250 | 26250 | 26250 | 26250 | 26250 | 26250 | 26250 | 26250 | 26250 | 26250 | 26250 | 26250 | 26250 | 26250
Exiting | 25000 | 25000 | 25000 | 25000 | 25000 | 25000 | 25000 | 25000 | 25000 | 25100 | 25000 | 25000 | 25000 | 25000
Losses | 1250 | 1250 | 1250 | 1250 | 1250 | 1250 | 1250 | 1250 | 1250 | 1150 | 1250 | 1250 | 1250 | 1250
DPCR3 Target: | 5% 2000/01: 5%; 5% 2001/02: 4.958%; 5% 2002/03: 4.958%; 5% 2003/04: 4.958%; 5% 2004/05: 4.958%
DPCR3 reward: | 5% 2000/01: 4.0183; 5% 2001/02: -0.40167; 5% 2002/03: -0.40167; 5% 2003/04: -0.40167; 5% 2004/05: -0.40167
DPCR3 reward: | 5% 1991/92: 2.4117
Target DPCR4: | 5% 1991/92: 4.962%
Scenario 4 | 1991/92 | 1992/93 | 1993/94 | 1994/95 | 1995/96 | 1996/97 | 1997/98 | 1998/99 | 1999/00 | 2000/01 | 2001/02 | 2002/03 | 2003/04 | 2004/05
Entering | 26250 | 26250 | 26250 | 26250 | 26250 | 26250 | 26250 | 26250 | 26250 | 26250 | 26250 | 26250 | 26250 | 26250
Exiting | 25000 | 25000 | 25000 | 25000 | 25000 | 25000 | 25000 | 25000 | 25000 | 25100 | 25100 | 25000 | 25000 | 25000
Losses | 1250 | 1250 | 1250 | 1250 | 1250 | 1250 | 1250 | 1250 | 1250 | 1150 | 1150 | 1250 | 1250 | 1250
DPCR3 Target: | 4.962% 2000/01: 5%; 4.962% 2001/02: 4.958%; 4.962% 2002/03: 4.916%; 4.962% 2003/04: 4.916%; 4.962% 2004/05: 4.916%
DPCR3 reward: | 4.962% 2000/01: 4.0183; 4.962% 2001/02: 3.6151; 4.962% 2002/03: -0.80303; 4.962% 2003/04: -0.80303; 4.962% 2004/05: -0.80303
DPCR3 reward: | 4.962% 1991/92: 5.2243
Target DPCR4: | 4.962% 1991/92: 4.924%

## Output
|  | Scenario: | Base | 1A | 1B | 1C | 1D | 2A | 2B | 2C | 2D | 3A | 3B | 3C | 3D | 4A | 4B | 4C | 4D
|  | DPCR3 Incentive (£m): | 0 | 0 | 0 | 0 | 0 | 0 | 0 | 0 | 0 | 2.4117 | 2.4117 | 2.4117 | 2.4117 | 5.2243 | 5.2243 | 5.2243 | 5.2243
|  | DPCR4 Incentive (£m): | 0 | 0 | 5.9821 | 5.9821 | 5.9821 | 0 | 5.9821 | 5.9821 | 5.9821 | -8.6981 | -2.7181 | -2.7181 | -2.7181 | -17.3898 | -11.412 | -11.412 | -11.412
|  | DPCR5 ALP: | 5% | 5.001% | 5.001% | 4.916% | 5.001% | 5.001% | 5.001% | 4.917% | 5.001% | 5.084% | 5.084% | 5% | 5.084% | 5.169% | 5.169% | 5.084% | 5.169%
|  | PPL term value (£m): | 0 | -0.047666 | 23.8807 | -0.023833 | -6.0299 | -0.095332 | 23.833 | -0.07169 | -6.0778 | 0.0086981 | 23.9283 | 0 | -6.0061 | 0.013042 | 23.924 | -0.028372 | -6.0345
|  | DPCR5 benefit (£m): | 0 | 0.047857 | 0.047857 | -5.9583 | 0.047857 | 0.095715 | 0.095715 | -5.9104 | 0.095715 | 6.0061 | 6.0061 | 0 | 6.0061 | 12.0122 | 12.0122 | 6.0061 | 12.0122
|  | Net Benefit: | 0 | 0.00019143 | 29.9106 | 0 | 3.3307e-16 | 0.00038286 | 29.9108 | 0 | 0 | -0.27159 | 29.628 | -0.30649 | -0.30649 | -0.14019 | 29.7485 | -0.20997 | -0.20997
Base | 1 | Base Case: No Supplier GVC corrections or DNO adjustments
1A | 2 | Scenario 1A: GVC supplier adjustment in 2009/10 (100GWh) correcting error in prior DPCR4 year (2005/06)
1B | 3 | Scenario 1B: GVC supplier adjustment in 2009/10 (100GWh) correcting error in prior DPCR4 year (2005/06) - DNO restates 2009/10
1C | 4 | Scenario 1C: GVC supplier adjustment in 2009/10 (100GWh) correcting error in prior DPCR4 year (2005/06) - DNO restates 2009/10: Revised ALP Calc
1D | 5 | Scenario 1D: GVC supplier adjustment in 2009/10 (100GWh) correcting error in prior DPCR4 year (2005/06) - DNO restates 2009/10: Revised ACL2 Calc
2A | 6 | Scenario 2A: GVC supplier adjustment in 2008/09 and 2009/10 (2 * 100GWh) correcting error in prior DPCR4 years (2005/06 & 2006/07)
2B | 7 | Scenario 2B: GVC supplier adjustment in 2008/09 and 2009/10 (2 * 100GWh) correcting error in prior DPCR4 years (2005/06 & 2006/07) - DNO restates 2009/10 only
2C | 8 | Scenario 2C: GVC supplier adjustment in 2008/09 and 2009/10 (2 * 100GWh) correcting error in prior DPCR4 years (2005/06 & 2006/07) - DNO restates 2009/10 only: Revised ALP Calc
2D | 9 | Scenario 2D: GVC supplier adjustment in 2008/09 and 2009/10 (2 * 100GWh) correcting error in prior DPCR4 years (2005/06 & 2006/07) - DNO restates 2009/10 only: Revised ACL2 Calc
3A | 10 | Scenario 3A: GVC supplier adjustment in 2009/10 (100GWh) correcting error in DPCR3 years
3B | 11 | Scenario 3B: GVC supplier adjustment in 2009/10 (100GWh) correcting error in DPCR3 years - DNO restates 2009/10
3C | 12 | Scenario 3C: GVC supplier adjustment in 2009/10 (100GWh) correcting error in DPCR3 years - DNO restates 2009/10: Revised ALP Calc
3D | 13 | Scenario 3D: GVC supplier adjustment in 2009/10 (100GWh) correcting error in DPCR3 years - DNO restates 2009/10: Revised ACL2 Calc
4A | 14 | Scenario 4A: GVC supplier adjustment in 2008/09 & 2009/10 (2 * 100GWh) correcting error in DPCR3 years
4B | 15 | Scenario 4B: GVC supplier adjustment in 2008/09 & 2009/10 (2 * 100GWh) correcting error in DPCR3 years - DNO restates 2009/10
4C | 16 | Scenario 4C: GVC supplier adjustment in 2008/09 & 2009/10 (2 * 100GWh) correcting error in DPCR3 years - DNO restates 2009/10: Revised ALP Calc
4D | 17 | Scenario 4D: GVC supplier adjustment in 2008/09 & 2009/10 (2 * 100GWh) correcting error in DPCR3 years - DNO restates 2009/10: Revised ACL2 Calc
Conclusions:
Where Supplier GVC represents correction for DPCR4 data, should be no DNO adjustment
Where Supplier GVC represents correction for 2004/05, DNO will have benefitted in that year with no impact on DPCR5 target, should be no adjustment to DNO performance and argulably should be a negative adjustment to DPCR5 target.
Where Supplier GVC represents correction for prior to 2004/05, DNO will have benefitted in that year with only marignal impact (1/10) on DPCR5 target and varying impact (depending on when the orignal eror occurred) on pre DCR4 rewards.
Note on G9: Moran: penalty due to lower target being set for DPCR5
Note on K9: Moran: penalty due to lower target being set for DPCR5
Note on M9: Moran: benefit due to higher target being set for DPCR5
Note on N9: Moran: benefit due to higher target being set for DPCR5
Note on P9: Moran: benefit due to higher target being set for DPCR5
Note on Q9: Moran: benefit due to higher target being set for DPCR5
Note on R9: Moran: benefit due to higher target being set for DPCR5
Note on S9: Moran: benefit due to higher target being set for DPCR5
Note on T9: Moran: benefit due to higher target being set for DPCR5

## Graphs
14 | Select Scenario | 4A
Scenario 4A: GVC supplier adjustment in 2008/09 & 2009/10 (2 * 100GWh) correcting error in DPCR3 years
|  | 2000/01 | 2001/02 | 2002/03 | 2003/04 | 2004/05 | 2005-06 | 2006-07 | 2007-08 | 2008-09 | 2009-10 | 2010-11 | 2011-12 | 2012-13 | 2013-14 | 2014-15
| Target 4A | 5% | 4.958% | 4.916% | 4.916% | 4.916% | 4.924% | 4.924% | 4.924% | 4.924% | 4.924% | 5.169% | 5.169% | 5.169% | 5.169% | 5.169%
| Performance 4A | 4.582% | 4.582% | 5% | 5% | 5% | 5% | 5% | 5% | 5.422% | 5.422% | 5% | 5% | 5% | 5% | 5%
Base | Reward 4A | 4.0183 | 3.6151 | -0.80303 | -0.80303 | -0.80303 | -1.0869 | -1.0869 | -1.0869 | -7.0646 | -7.0646 | 2.4024 | 2.4024 | 2.4024 | 2.4155 | 2.4024
1A
1B | DPCR3 Incentive (£m): | 2000/01: 5.2243
1C | DPCR4 Incentive (£m): | 2000/01: -17.3898
1D | PPL term value (£m): | 2000/01: 0.013042
2A | DPCR5 benefit (£m): | 2000/01: 12.0122
2B | TOTAL benefit (£m): | 2000/01: -0.14019
2C
2D | Check: | 2000/01: 0
3A
3B |  | 2000/01: Scenario 4A: GVC supplier adjustment in 2008/09 & 2009/10 (2 * 100GWh) correcting error in DPCR3 years
3C
3D
4A
4B
4C
4D
[8 empty] | TOTAL REWARD (£m): | -0.14019

## Loss %
Entering | WPD WM | WPD EM | ENW | CE NEDL | CE YEDL | WPD Swales | WPD SWest | UKPN LPN | UKPN SPN | UKPN EPN | SPD | SPM | SSEH | SSES | Total
2000/01 | 28307 | 29343 | 25942 | 17546 | 25181 | 13310 | 16106 | 27039 | 23301 | 36398 | 24155 | 18638 | 9118 | 33869 | 328253
2001/02 | 28174 | 29794 | 26648 | 17706 | 25275 | 13254 | 16107 | 27801 | 23338 | 37035 | 24027 | 18285 | 9162 | 34560 | 331166
2002/03 | 28471 | 30405 | 26842 | 17785 | 25722 | 13090 | 16411 | 28678 | 23771 | 37919 | 23746 | 18090 | 9250 | 35030 | 335210
2003/04 | 28624 | 30877 | 27427 | 17835 | 26010 | 13608 | 16617 | 29764 | 23087 | 38032 | 23679 | 17974 | 9411 | 36002 | 338947
2004/05 | 28670 | 31215 | 27448 | 18195 | 26201 | 13733 | 16663 | 30773 | 24202 | 38675 | 23665 | 17838 | 9390 | 36391 | 343059
2005/06 | 28804 | 31591 | 27866 | 18342 | 26425 | 13818 | 16935 | 31569 | 24480 | 39234 | 22971 | 18315 | 9557 | 37136 | 347043
2006/07 | 27843 | 31026 | 27018 | 17751 | 25733 | 13428 | 16286 | 31356 | 24076 | 38025 | 22243 | 17969 | 9237 | 36164 | 338155
2007/08 | 27956 | 30884 | 26897 | 17825 | 25551 | 13328 | 16239 | 31509 | 24095 | 38242 | 22301 | 17936 | 9402 | 36494 | 338659
2008/09 | 26764 | 30238 | 26631 | 17110 | 25071 | 12916 | 15926 | 31786 | 23782 | 37933 | 22179 | 17603 | 9228 | 36589 | 333756
2009/10 | 26070 | 29651 | 25681 | 16580 | 24230 | 12689 | 15587 | 31218 | 23277 | 36925 | 21571 | 17381 | 9088 | 35824 | 325772
Exiting | WPD WM | WPD EM | ENW | CE NEDL | CE YEDL | WPD Swales | WPD SWest | UKPN LPN | UKPN SPN | UKPN EPN | SPD | SPM | SSEH | SSES | Total
2000/01 | 26872 | 27688 | 24436 | 16678 | 23680 | 12605 | 14947 | 25261 | 21834 | 34093 | 22694 | 17271 | 8374 | 31697 | 308130
2001/02 | 27236 | 28139 | 25613 | 16830 | 24077 | 12650 | 15095 | 26115 | 21889 | 34774 | 22561 | 17248 | 8406 | 32356 | 312989
2002/03 | 27274 | 28902 | 25405 | 17006 | 24272 | 12782 | 15424 | 27013 | 22294 | 36262 | 22694 | 17206 | 8492 | 32796 | 317822
2003/04 | 27414 | 29451 | 25913 | 17063 | 24633 | 12991 | 15594 | 28051 | 21757 | 36160 | 22753 | 17154 | 8639 | 33706 | 321279
2004/05 | 27446 | 29715 | 26231 | 17251 | 24945 | 13099 | 15712 | 29175 | 22912 | 37002 | 22643 | 16970 | 8620 | 34073 | 325794
2005/06 | 27443 | 30105 | 26627 | 17507 | 25507 | 13163 | 16025 | 29910 | 23121 | 37513 | 21664 | 17245 | 8787 | 34855 | 329472
2006/07 | 26786 | 29509 | 25800 | 16982 | 24785 | 12753 | 15404 | 29773 | 22804 | 36410 | 20946 | 16983 | 8494 | 33939 | 321368
2007/08 | 26751 | 29665 | 25602 | 16932 | 24137 | 12653 | 15216 | 29772 | 22751 | 36841 | 21123 | 16761 | 8645 | 34249 | 321098
2008/09 | 25385 | 29081 | 25340 | 16306 | 23823 | 12354 | 14943 | 30040 | 22443 | 36036 | 20793 | 16509 | 8508 | 34371 | 315932
2009/10 | 24706 | 28336 | 24018 | 15540 | 22524 | 12050 | 14614 | 29585 | 22135 | 34719 | 20321 | 16341 | 8384 | 33722 | 306995
avg DPCR3 | 27248.4 | 28779 | 25519.6 | 16965.6 | 24321.4 | 12825.4 | 15354.4 | 27123 | 22137.2 | 35658.2 | 22669 | 17169.8 | 8506.2 | 32925.6 | 317202.8
avg DPCR4 | 26214.2 | 29339.2 | 25477.4 | 16653.4 | 24155.2 | 12594.6 | 15240.4 | 29816 | 22650.8 | 36303.8 | 20969.4 | 16767.8 | 8563.6 | 34227.2 | 318973
Losses (as % of Units Entering) | WPD WM | WPD EM | ENW | CE NEDL | CE YEDL | WPD Swales | WPD SWest | UKPN LPN | UKPN SPN | UKPN EPN | SPD | SPM | SSEH | SSES | Total
2000/01 | 5.069% | 5.64% | 5.805% | 4.947% | 5.961% | 5.297% | 7.196% | 6.576% | 6.296% | 6.333% | 6.048% | 7.334% | 8.16% | 6.413% | 6.13%
2001/02 | 3.329% | 5.555% | 3.884% | 4.947% | 4.74% | 4.557% | 6.283% | 6.065% | 6.209% | 6.105% | 6.101% | 5.671% | 8.251% | 6.377% | 5.489%
2002/03 | 4.204% | 4.943% | 5.354% | 4.38% | 5.637% | 2.353% | 6.014% | 5.806% | 6.213% | 4.37% | 4.43% | 4.887% | 8.195% | 6.377% | 5.187%
2003/04 | 4.227% | 4.618% | 5.52% | 4.329% | 5.294% | 4.534% | 6.156% | 5.755% | 5.761% | 4.922% | 3.911% | 4.562% | 8.203% | 6.377% | 5.213%
2004/05 | 4.269% | 4.805% | 4.434% | 5.188% | 4.794% | 4.617% | 5.707% | 5.193% | 5.33% | 4.326% | 4.319% | 4.866% | 8.2% | 6.37% | 5.033%
2005/06 | 4.725% | 4.704% | 4.446% | 4.552% | 3.474% | 4.74% | 5.373% | 5.255% | 5.551% | 4.387% | 5.69% | 5.842% | 8.057% | 6.142% | 5.063%
2006/07 | 3.796% | 4.889% | 4.508% | 4.332% | 3.684% | 5.027% | 5.416% | 5.048% | 5.283% | 4.247% | 5.831% | 5.487% | 8.044% | 6.153% | 4.964%
2007/08 | 4.31% | 3.947% | 4.815% | 5.01% | 5.534% | 5.065% | 6.3% | 5.513% | 5.578% | 3.664% | 5.282% | 6.551% | 8.051% | 6.152% | 5.185%
2008/09 | 5.152% | 3.826% | 4.848% | 4.699% | 4.978% | 4.351% | 6.172% | 5.493% | 5.63% | 5.001% | 6.249% | 6.215% | 7.802% | 6.062% | 5.34%
2009/10 | 5.232% | 4.435% | 6.476% | 6.273% | 7.041% | 5.036% | 6.242% | 5.231% | 4.906% | 5.974% | 5.795% | 5.984% | 7.746% | 5.868% | 5.764%
Losses (as % of Units Exting) | WPD WM | WPD EM | ENW | CE NEDL | CE YEDL | WPD Swales | WPD SWest | UKPN LPN | UKPN SPN | UKPN EPN | SPD | SPM | SSEH | SSES | Total
2000/01 | 5.34% | 5.977% | 6.163% | 5.204% | 6.339% | 5.593% | 7.754% | 7.039% | 6.719% | 6.761% | 6.438% | 7.915% | 8.885% | 6.852% | 6.531% | 5.632%
2001/02 | 3.444% | 5.882% | 4.041% | 5.205% | 4.976% | 4.775% | 6.704% | 6.456% | 6.62% | 6.502% | 6.498% | 6.012% | 8.994% | 6.812% | 5.808% | 5.632%
2002/03 | 4.389% | 5.2% | 5.656% | 4.581% | 5.974% | 2.41% | 6.399% | 6.164% | 6.625% | 4.57% | 4.636% | 5.138% | 8.926% | 6.812% | 5.471% | 5.632%
2003/04 | 4.414% | 4.842% | 5.843% | 4.524% | 5.59% | 4.749% | 6.56% | 6.107% | 6.113% | 5.177% | 4.07% | 4.78% | 8.936% | 6.812% | 5.499% | 5.632%
2004/05 | 4.46% | 5.048% | 4.64% | 5.472% | 5.035% | 4.84% | 6.053% | 5.477% | 5.63% | 4.521% | 4.514% | 5.115% | 8.933% | 6.803% | 5.299% | 5.632%
2005/06 | 4.959% | 4.936% | 4.653% | 4.77% | 3.599% | 4.976% | 5.679% | 5.547% | 5.878% | 4.588% | 6.033% | 6.205% | 8.763% | 6.544% | 5.333% | 5.632%
2006/07 | 3.946% | 5.141% | 4.721% | 4.528% | 3.825% | 5.293% | 5.726% | 5.317% | 5.578% | 4.436% | 6.192% | 5.806% | 8.747% | 6.556% | 5.224% | 5.632%
2007/08 | 4.505% | 4.109% | 5.058% | 5.274% | 5.858% | 5.335% | 6.723% | 5.834% | 5.907% | 3.803% | 5.577% | 7.01% | 8.757% | 6.555% | 5.469% | 5.632%
2008/09 | 5.432% | 3.979% | 5.095% | 4.931% | 5.239% | 4.549% | 6.578% | 5.812% | 5.966% | 5.264% | 6.666% | 6.627% | 8.463% | 6.453% | 5.642% | 5.632%
2009/10 | 5.521% | 4.641% | 6.924% | 6.692% | 7.574% | 5.303% | 6.658% | 5.52% | 5.159% | 6.354% | 6.151% | 6.364% | 8.397% | 6.233% | 6.116% | 5.632%
Original DPCR4 target: | 4.96% | 5.69% | 5.68% | 5.2% | 5.9% | 4.94% | 6.96% | 6.54% | 6.54% | 6.32% | 6.45% | 7.52% | 8.73% | 6.73% | 6.201%
avg 2002/03 & 2003/04 | 4.401% | 5.019% | 5.75% | 4.553% | 5.781% | 3.589% | 6.48% | 6.135% | 6.372% | 4.873% | 4.352% | 4.959% | 8.931% | 6.812% | 5.485%
Average DPCR3 | 4.407% | 5.378% | 5.258% | 4.997% | 5.577% | 4.472% | 6.685% | 6.224% | 6.336% | 5.479% | 5.229% | 5.796% | 8.935% | 6.818% | 5.714%
Average DPCR4 | 4.857% | 4.563% | 5.264% | 5.213% | 5.162% | 5.091% | 6.261% | 5.606% | 5.7% | 4.87% | 6.121% | 6.399% | 8.627% | 6.469% | 5.55%
Chart: Where is the error? Would appear to be primarily 2004/05 to 2007/08