## CONTENTS
CERT CARBON REDUCTION MATRIX
This spreadsheet lists the reductions in carbon emissions and lifetimes associated with products promoted under the Carbon Emissions Reduction Target (CERT). For more information see www.ofgem.gov.uk/cert. If you have any questions, please e-mail CERT@ofgem.gov.uk.
Please note: 1. All products and measures listed in this Matrix are acceptable under both CERT and CESP unless otherwise stated. 2. The carbon savings are the standard carbon savings listed in the latest versions of the CERT scheme spreadsheet or CESP scheme calculator unless otherwise stated or suppliers have been advised otherwise. 3. If a product is not listed, it may still be acceptable under CERT. Please check the measure against the CERT Technical Guidance and / or contact the Energy Efficiency Team [cert@ofgem.gov.uk / cesp@ofgem.gov.uk]. 4. Some products have bespoke carbon savings. These are listed in the Matrix or suppliers have been notified that there are other savings for particular products. 5. BBA Certificate numbers are listed where appropriate. Ofgem expects that the measures will be installed in the manner described in the BBA certificates or as agreed with the manufacturer and products must be installed to current building regulation standards.
Approved measures | INSULATION
Loft insulation
Cavity wall insulation
Solid wall insulation
Insulating plaster
Draught-proofing
Flat roof insulation
Under floor insulation
Window glazing
Radiator panels
HEATING
Shower regulator
Fireplace heat saver
Zenex gas saver
Ravenheat energycatcher
HeatingSave
Climote HUB
APPLIANCES
Standby savers
Circulating pumps
Energy efficient kettles
Real time displays (RTDs)
Lighting
DEMONSTRATION ACTIONS
Voltage Regulators
MICROGENERATION
Air Source Heat Pumps
Larger properties calculator | Guidance for larger properties
INSULATION
Loft insulation
Cavity wall insulation
Solid wall insulation
Draught-proofing
HEATING
Gas
Oil
LPG
HEAT PUMPS
Heat pumps
Wood fuel switching | Full fuel switching
Focal point fuel switching
Heat pumps calculator | Heat pumps calculator
This is a calculator to determine a reduction in carbon emissions from heat pumps.
U-value calculator | U-value calculator
This is a calculator to determine the reduction in carbon emissions from solid wall insulation measures, using the u-values before and after installation.
Fuel Specific U-Value Calc
This is a calculator to determine the reduction in carbon emissions for different fuel types from solid wall insulation measures, using the u-values before and after installation.
Changes Log | Changes log
This is a table containing all amendments to the matrix from 16-08-12
Last Changed: | 2013-01-25

## INSULATION
MEASURE SAVINGS: INSULATION
Loft insulation | Draught-proofing | Window glazing
Cavity wall insulation | Flat roof insulation | Radiator panels
Solid wall insulation | Under floor insulation
LOFT INSULATION
For the insulation measures listed below, use the reduction in carbon emissions (kgCO2/a) for loft insulation tabulated in CERT Scheme Spreadsheet.
Measure |  |  |  | Manufacturer contact details
AMR Textile, Greenwool PET insulation - - |  |  |  | AMR Textiles
Thermal conductivity 0.0429 W/(mK) |  |  |  | Contact: Peter Woodcock | Email: peter.woodcock@john-holden.com
BBA tested: Serial number BC 0450 |  |  |  | Albion Mill, Cawdor Street, Farnworth, | Tel: 01204 578141
Bolton, Lancs, BL4 7JE
Black Mountain Insulation Sheep Wool |  |  |  | Black Mountain Insulation Ltd
Thermal conductivity 0.0391 W/(mK) |  |  |  | Contact: Andrew D Evans | Tel: 01745 361911
BBA tested: Serial number 5724 |  |  |  | Unit B, Tir Llwyd Industrial Estate | Fax: 08082 800395
|  |  |  | Rhyl, Denbighshire, LL18 5JA | Web: www.BlackMountainInsulation.com
Breathe Hemp insulation |  |  |  | Hemcore Ltd.
Thermal conductivity 0.04W/(mK) (Standard mineral wool) |  |  |  | Contact: Gary Newman | Tel: 01279 504466
BBA tested and EST approved |  |  |  | Latchmore Bank, Little Hallingbury | Web: www.breatheinsulation.com
Bishop's Stortford, Herts, CM22 7PJ
B&Q Sheep's Wool Insulation (DIY use only) |  |  |  | John Cotton Group Ltd
Thermal conductivity 0.04W/(mK) (Standard mineral wool) |  |  |  | Contact: Mark Hughes | Tel: 01924 483243
ETA approved: 07/0214 |  |  |  | Nunbrook Mills, Mirfield | Email: mhughes@kontrol-insulation.com
|  |  |  | West Yorkshire, WF14 0EH | Web: www.kontrol-insulation.com
Earthwool insulation |  |  |  | Knauf Insulation Ltd
Thermal conductivity 0.04W/(mK) (Standard mineral wool) |  |  |  | Contact: Lydia Sharples | Email: lydia.sharples@knaufinsulation.com
EST approved |  |  |  | Contact: Phil Rigby | Email: phil.rigby@knaufinsulation.com
|  |  |  | PO Box 10, Stafford Rd | Web: www.knaufinsulation.co.uk
|  |  |  | St Helens, WA10 3NS | Tel: 01744 766600
Eco Wool (DIY use only) |  |  |  | YBS Insulation
Thermal conductivity 0.04W/(mK) (Standard mineral wool) |  |  |  | Contact: Tony Reed | Email: tony@ybsinsulation.com
EST approved |  |  |  | Contact: Robert Quint Jnr | Email: robertq@ybsinsulation.com
|  |  |  | The Crags Industrial Park, Morven St | Web: www.ybsinsulation.com
|  |  |  | Cresswell, Derbyshire, S80 4AJ | Tel: 01909 721662
Icynene LD-C-50 Loft and Sloping Roof Insulation |  |  |  | Icynene inc
Thermal conductivity 0.039W/(mK) |  |  |  | Head Office: 6747 Campobello Road, | Tel: 001 905 363 4040
BBA approved: 08/4598 |  |  |  | Mississauga, Ontario, L5N 2L7
|  |  |  | UK contact: Gerry Sheridan | Tel: 0117 230 2477
|  |  |  | UK address: Pinewood Chineham Business | Email: info@uksprayfoam.co.uk
|  |  |  | Park, Crockford Lane, Chineham, RG24 8AL | Web: www.uksprayfoam.co.uk
Low-E Insulation Pitched Roof Insulation |  |  |  | Low-E UK LTD
U-Value 0.18 with 130mm Phenolic insulation |  |  |  | Contact Name: Mark Collins Unit 38 Weaver Ind Est Blackburn Street Liverpool, L19 8JA | Tel: 01514 949994 Fax: 05603 107699 Email: info@low-e.co.uk Web: www.low-e.co.uk
BBA approved 11/4819
Knauf insulation Crown loft roll 44 (combi cut) - 100m & 170mm |  |  |  | Knauf Insulation Ltd
Thermal conductivity 0.044W/(mK) |  |  |  | Contact: Lydia Sharples | Tel: 01744 766600
|  |  |  | Contact: Phil Rigby | Email: lydia.sharples@knaufinsulation.com
Knauf insulation Earthblanket |  |  |  | PO Box 10, Stafford Rd | Email: phil.rigby@knaufinsulation.com
Thermal conductivity 0.04W/(mK) (Standard mineral wool) |  |  |  | St Helens, WA10 3NS | Web: www.knaufinsulation.co.uk
EST approved
Natillin Flax Fibre |  |  |  | Groundwork
Thermal conductivity 0.04W/(mK) (Standard mineral wool) |  |  |  | Parc Tondu | Tel: 01656 727800
EST approved |  |  |  | Maesteq Road, Tondu | Web: www.groundwork.org.uk
Bridgend CF32 9TF
Recycled Plastic Insulation (John Cotton Group; sold through B&Q) (DIY use only) & |  |  |  | John Cotton Group Ltd
Recycled Plastic Jumbo Roll Loft Insulation (John Cotton Group; sold through B&Q) (DIY use only) |  |  |  | Contact: Mark Hughes | Tel: 01924 483243
Thermal conductivity 0.04W/(mK) (Standard mineral wool) |  |  |  | Nunbrook Mills, Mirfield | Email: mhughes@kontrol-insulation.com
Approved by University of Salford, serial number: 883 |  |  |  | West Yorkshire, WF14 0EH | Web: www.kontrol-insulation.com
Rockwool industrial handfill - top up insulation (professional installation only)
Thermal conductivity 0.04W/(mK) (Standard mineral wool)
EST approved
Rockwool LoftRock blown loft insulation (professional installation only)
Thermal conductivity 0.045W/(mK) |  |  |  | Rockwool Ltd
|  |  |  | Contact Name: Daryl Gambarana | Tel: 0845 241 2586
Rockwool loose lay top up insulation |  |  |  | Pencoed, Bridgend | Fax: 0845 241 2587
Thermal conductivity 0.04W/(mK) (Standard mineral wool) |  |  |  | South Wales | Email: daryl.gambarana@rockwool.co.uk
EST approved |  |  |  | CF35 6NY | Web: www.rockwool.co.uk
Rockwool Rockprime blown loft insulation (professional installation only)
Thermal conductivity 0.045W/(mK)
BBA approved: 10/4796
Rockwool roll loft insulation - 100m & 150mm (DIY use only)
Thermal conductivity 0.04W/(mK) (Standard mineral wool)
Sheep Wool Insulation - Comfort Insulation Rolls |  |  |  | Blue Evolution Ltd | Tel: 0871-218-5-218
Thermal conductivity 0.04W/(mK) (Standard mineral wool) |  |  |  | Contact: Peter Bonsall | Mob: 07809 625288
ETA approved: 07/0214 |  |  |  | Unit 1, Parkside Farm, Albrighton, | Email: uk@sheepwoolinsulation.com
|  |  |  | Shropshire, WV7 3 DA | Web: www.sheepwoolinsulation.com
SIG Insulation Greenloft
Thermal conductivity 0.04W/(mK) (Standard mineral wool)
BBA tested: Serial number 5645B |  |  |  | John Cotton Group Ltd
SIG Insulation NaturePro Sheep Wool |  |  |  | Contact: Mark Hughes | Tel: 01924 483243
Thermal conductivity 0.039W/(mK) |  |  |  | Nunbrook Mills, Mirfield | Email: mhughes@kontrol-insulation.com
BBA Approval: 10/4730, Test report number: 5645B |  |  |  | West Yorkshire, WF14 0EH | Web: www.kontrol-insulation.com
Softloft (Wickes) (DIY use only)
Thermal conductivity 0.04W/(mK) (Standard mineral wool)
BBA Approval: 10/4713, Test report number: 5645B
Supaloft (John Cotton Group) |  |  |  | InstaFoam & Fibre Limited
Thermal conductivity 0.04W/(mK) (Standard mineral wool) |  |  |  | Contact: Dave Robson – Director
BBA approved: 10/4713 |  |  |  | Insta House, Ivanhoe Road, | Tel: 0118 932 8811
Superglass Insulation Ltd Insta-fibre blown mineral wool (professional installation only) |  |  |  | Hogwood Business Park, | Fax: 0118 973 9515
Thermal conductivity 0.04W/(mK) (Standard mineral wool) |  |  |  | Finchampstead, Berkshire, RG40 4PZ | Web: www.instagroup.co.uk
BSI product certification
Thermafleece |  |  |  | Second Nature
Thermal conductivity 0.038W/(mK) |  |  |  | Contact: Penny Randell | Tel: 017684 86285
EST and BBA approved (BBA: 02/3950) |  |  |  | Soulands Gate, Dacre, Penrith | Email: penny@secondnatureuk.com
|  |  |  | Cumbria, CA11 0JF | Web:www.secondnatureuk.com
Warmcel 500 (professional installation only) |  |  |  | Excel Industries
Thermal conductivity 0.04W/(mK) (Standard mineral wool) |  |  |  | Contact: Neil Turner | Tel: 0149 535 0655
EST and BBA approved (BBA: 94/3027) |  |  |  | 13 Rassau Ind Estate, Ebbw Vale | Email: Neil.Turner@excelfibre.com
Warmcel RF (professional installation only) |  |  |  | Gwent, NP23 5SD | Web: www.excelfibre.com/building/
Thermal conductivity 0.04W/(mK) (Standard mineral wool) |  |  |  |  | products3.html
EST approved
Property details | Number of beds | Adding 125mm HFC on the roof slope with no existing insulation on flat ceiling (kgCO2/a) | Adding 125mm HFC on the roof slope, 100mm existing insulation on flat ceiling (kgCO2/a) | Lifetime (years)
DURATHERM SPRAY APPLIED RIGID HFC POLYURETHANE FOAM INSULATION (professional installation) BBA Approval: 10/4771
Flat | 1 | 737.2972 | 107.7546 | 40
Flat | 2 | 1070.8364 | 156.5007 | 40
Flat | 3 | 1562.3679 | 228.3371 | 40
Mid-Terrace | 2 | 529.708 | 77.4667 | 40
Mid-Terrace | 3 | 664.237 | 97.1408 | 40
End-Terrace | 2 | 555.4329 | 82.9014 | 40
End-Terrace | 3 | 696.4953 | 103.9557 | 40
Semi-bungalow | 2 | 1109.205 | 174.5498 | 40
Semi-bungalow | 3 | 1292.6168 | 203.4123 | 40
Det-bungalow | 2 | 1144.6432 | 184.1187 | 40
Det-bungalow | 3 | 1332.5697 | 214.3472 | 40
Det-bungalow | 4 | 1537.5804 | 247.3236 | 40
Semi-house | 2 | 674.0627 | 100.9168 | 40
Semi-house | 3 | 779.1115 | 116.6441 | 40
Semi-house | 4 | 892.9143 | 133.682 | 40
Det-house | 2 | 788.3338 | 124.0983 | 40
Det-house | 3 | 910.9635 | 143.4024 | 40
Det-house | 4 | 1051.1117 | 165.4644 | 40
Contact details | Isothane Ltd
| Contact: Mervyn Kirk |  | Tel: 01254 872555
| Newhouse Road, Huncoat Business Park |  | Mob: 07889 725211
| Accrington |  | Email: mervyn.kirk@isothane.com
| Lancashire, BB5 6NT |  | Web: www.isothane.com
Annual reduction in carbon emissions (kgCO2/m2) |  |  | Lifetime (years)
SPACE BOARD INSULATION (SINGLE LAYER SPACE BOARD) (DIY use) EST approved
1.67 |  |  | 40
SPACE BOARD INSULATION (TWO LAYER SPACE BOARD) (DIY use) EST approved
1.15 |  |  | 40
Contact details | Knauf Insulation Ltd
| Contact: Lydia Sharples |  | Email: lydia.sharples@knaufinsulation.com
| Contact: Phil Rigby |  | Email: phil.rigby@knaufinsulation.com
| PO Box 10, Stafford Rd |  | Tel: 01744 766600
| St Helens, WA10 3NS |  | Web: www.knaufinsulation.co.uk
Annual reduction in carbon emissions (kgCO2/m2) |  |  | Lifetime (years)
JABLITE LOFT BOARD 105mm Premium EPS bonded to 18mm chipboard (overall thickness 123mm) EST approved & BBA tested
170mm from CERT scheme spreadsheet (DIY loft) |  |  | 40
Contact details | Jablite Limited
| Contact: Steve Broadhurst |  | Mobile: 07808176253
| Infinity House, Anderson Way |  | Fax: 02083209142
| Belvedere, Kent, DA17 6BG |  | Web: www.jablite.co.uk
CAVITY WALL INSULATION
The below cavity wall insulation product has the same reduction in carbon emissions (kgCO2/a) as that tabulated in the CERT Scheme Spreadsheet
Measure |  |  | BBA Approval | Manufacturer's contact details
ECOBEAD |  |  | 04/4167 | Springvale EPS Ltd.
The thermal conductivity value may be taken as 0.040 W/(mK) Material: Expanded polystyrene beads |  |  |  | Contact Name: Sandra Lawson Dinting Vale Business Park | Tel: 01457 863211 Fax: 01457 869269
ECOBEAD PLATINUM |  |  |  | Glossop, Derbyshire, SK13 6LG | Email: slawson@springvale.com Web: www.springvale.com
The thermal conductivity value may be taken as 0.033 W/(mK) Material: Expanded polystyrene beads |  |  |  | Technical Advisory Service: Tel: 0845 769 7452 | Email: technical@springvale.com
ENERGYSTORE BB CAVITY WALL INSULATION |  |  | 00/3706 | Energystore | Tel: 028 9030 1500
The thermal conductivity is 0.040 W/(mK) |  |  |  | 17 Heron Road, Holywood Blvd, | Fax: 028 9030 1605
Material: Expanded polystyrene beads |  |  |  | Belfast BT3 9LE | Email: info@energystoreltd.com
ENERGYSTORE GRAPHITE PLUS |  |  | 07/4414 |  | Web: www.energystoreltd.com
The thermal conductivity is 0.033 W/(mK) |  |  |  | Contact name: David Gourdji
Material: Expanded polystyrene beads |  |  |  | Tel: 0770-7825020 | Email: david.gourdji@energystoreltd.com
ROCKWOOL ENERGYSAVER |  |  | 89/2316 | Rockwool Ltd
|  |  |  | Contact Name: Daryl Gambarana | Tel: 0845 241 2586
The thermal conductivity value may be taken as 0.039 W/(mK) |  |  |  | Pencoed, Bridgend | Fax: 0845 241 2587
Material: Rock wool fibre |  |  |  | South Wales | Email: daryl.gambarana@rockwool.co.uk
|  |  |  | CF35 6NY | Web: www.rockwool.co.uk
SUPAFIL 34 CAVITY WALL INSULATION |  |  | 11/4857 | Knauf Insulation Ltd
|  |  |  | Contact: Steven Duke | Email: stephen.duke@knaufinsulation.com
Tel: +44 (0)7725 446217
The thermal conductivity value may be taken as 0.033 W/(mK) Material: Mineral wool |  |  |  | Contact: Phil Rigby | Email: phil.rigby@knaufinsulation.com
|  |  |  | PO Box 10, Stafford Rd | Web: www.knaufinsulation.co.uk
|  |  |  | St Helens, WA10 3NS | Tel: 01744 766600
SUPERWHITE CAVITY WALL INSULATION |  |  | 12/4938 | Superglass Insulation Limited
|  |  |  | Contact name: Bill Myszor | Tel: 01786 402011
|  |  |  | Thistle Industrial Estate | Email: bill.myszor@superglass.co.uk
The thermal conductivity value is 0.040 W/(mK) |  |  |  | Kerse Road, Sterling
Material: Glass fibre |  |  |  | Scotland FK7 7QQ
SILVERFILL BLOWN-IN CAVITY WALL INSULATION |  |  | 11/4847 | Silverfill
|  |  |  | 5/7 Menasha Way | Contact: Derek Thomspon
The thermal conductivity value may be taken as 0.033 W/(mK) Material: EPS |  |  |  | Queensway Industrial Estate | Tel: 02893 355333
|  |  |  | Brigg Road, Scunthorpe | Mobile: 07935 305953
North Lincolnshire, DN16 3RT
WARMFILL SILVER |  |  | 02/3938 | Warmfill | Tel: 028 9042 8260
The thermal conductivity value may be taken as 0.033 W/(mK) |  |  |  | Warmfill Limited | Fax: 028 9042 4274
Material: Expanded polystyrene beads |  |  |  | 2 Priory Park, Holywood, | Email: sales@warmfill.com
|  |  |  | County Down, BT18 0LG | Web: www.warmfill.com
Property details | Number of beds | Annual reduction in carbon emissions (kgCO2/a) | Lifetime (years)
GUARDIAN CWI 36 FIBERGLASS (BBA Approval 08/4611) (There are a range of U values that can be achieved using this product up to 0.19 Wm-1K-1 (Insulation thickness 150mm on aerated concrete block with mortar). U values differ depending on mm thickness and applied surface. )
Flat | 1 | 251.8446 | 40
Flat | 2 | 303.5099 | 40
Flat | 3 | 366.6089 | 40
Mid-Terrace | 2 | 321.3892 | 40
Mid-Terrace | 3 | 359.894 | 40
End-Terrace | 2 | 563.0636 | 40
End-Terrace | 3 | 630.5227 | 40
Semi-bungalow | 2 | 429.876 | 40
Semi-bungalow | 3 | 464.0579 | 40
Det-bungalow | 2 | 530.7936 | 40
Det-bungalow | 3 | 572.7111 | 40
Det-bungalow | 4 | 615.1904 | 40
Semi-house | 2 | 613.9842 | 40
Semi-house | 3 | 660.0956 | 40
Semi-house | 4 | 706.6623 | 40
Det-house | 2 | 999.7675 | 40
Det-house | 3 | 1074.7178 | 40
Det-house | 4 | 1154.4321 | 40
Contact details | Provincial Seals Ltd
Distributors of Insulation Products
Unit 8, Stocksfield Hall, Stocksfield, Northumberland, NE43 7TN
Email: info@provincialseals.co.uk
Web: www.provincialseals.co.uk
Tel: 01661 842221
Fax: 01661 844760
CERT Isothane Technitherm with conductivity of 0.028 W/mK BBA Approval 97/3426
Property Details | Number of beds | Original Isothane (kgco2/a) | Original saving + 25% (kgco2/a) | 25% increased savings + 50% MT (kgco2/a) | Lifetime carbon reduction saving (kgco2) excl. MT | Lifetime carbon reduction saving (tco2) excl. MT | Lifetime carbon reduction saving (kgco2) inc. MT | Lifetime carbon reduction saving (tco2) incl. MT
|  | Original | 25% | 50%
Flat | 1 | 272.1084 | 408.1625 | 612.2438 | 16326.5011 | 16.3265 | 24489.7517 | 24.4898
Flat | 2 | 327.9308 | 491.8961 | 737.8442 | 19675.8451 | 19.6758 | 29513.7677 | 29.5138
Flat | 3 | 396.1067 | 594.1601 | 891.2402 | 23766.4043 | 23.7664 | 35649.6065 | 35.6496
Mid terrace | 2 | 347.8655 | 521.7983 | 782.6974 | 20871.9311 | 20.8719 | 31307.8967 | 31.3079
Mid terrace | 3 | 389.5423 | 584.3135 | 876.4702 | 23372.5396 | 23.3725 | 35058.8094 | 35.0588
End terrace | 2 | 608.9494 | 913.4241 | 1370.1362 | 36536.9644 | 36.537 | 54805.4466 | 54.8054
End terrace | 3 | 681.906 | 1022.8589 | 1534.2884 | 40914.3572 | 40.9144 | 61371.5358 | 61.3715
Semi-det bungalow | 2 | 462.9479 | 694.4218 | 1041.6328 | 27776.8738 | 27.7769 | 41665.3108 | 41.6653
Semi-det bungalow | 3 | 499.7596 | 749.6393 | 1124.459 | 29985.5738 | 29.9856 | 44978.3607 | 44.9784
Detached bungalow | 2 | 571.5923 | 857.3885 | 1286.0827 | 34295.5386 | 34.2955 | 51443.308 | 51.4433
Detached bungalow | 3 | 616.7317 | 925.0976 | 1387.6463 | 37003.9025 | 37.0039 | 55505.8538 | 55.5059
Detached bungalow | 4 | 662.4761 | 993.7142 | 1490.5713 | 39748.5675 | 39.7486 | 59622.8512 | 59.6229
Semi-detached | 2 | 663.0834 | 994.6251 | 1491.9376 | 39785.002 | 39.785 | 59677.503 | 59.6775
Semi-detached | 3 | 712.8822 | 1069.3233 | 1603.985 | 42772.9324 | 42.7729 | 64159.3985 | 64.1594
Semi-detached | 4 | 763.1728 | 1144.7591 | 1717.1387 | 45790.3652 | 45.7904 | 68685.5479 | 68.6855
Detached | 2 | 1075.5109 | 1613.2663 | 2419.8995 | 64530.6536 | 64.5307 | 96795.9804 | 96.796
Detached | 3 | 1156.1395 | 1734.2092 | 2601.3138 | 69368.3683 | 69.3684 | 104052.5524 | 104.0526
Detached | 4 | 1241.893 | 1862.8395 | 2794.2593 | 74513.5805 | 74.5136 | 111770.3707 | 111.7704
Contact details | Isothane Ltd
| Contact: Mervyn Kirk |  | Tel: 01254 872555
| Newhouse Road, Huncoat Business Park |  | Mob: 07889 725211
| Accrington |  | Email: mervyn.kirk@isothane.com
| Lancashire, BB5 6NT |  | Web: www.isothane.com
CERT Thermabead diamond with conductivity of 0.031 W/mK
Property Details | Number of beds | Original Thermabead Diamond (kgco2) | Original saving + 25% (kgco2) | 25% increased savings + 50% MT (kgco2) | Lifetime carbon reduction saving (kgco2) excl. MT | Lifetime carbon reduction saving (tco2) excl. MT | Lifetime carbon reduction saving (kgco2) inc. MT | Lifetime carbon reduction saving (tco2) incl. MT
|  | Original | 25% | 50%
Flat | 1 | 262.4571 | 393.6856 | 590.5284 | 15747.424 | 15.7474 | 23621.1361 | 23.6211
Flat | 2 | 316.2995 | 474.4493 | 711.6739 | 18977.9717 | 18.978 | 28466.9575 | 28.467
Flat | 3 | 382.0574 | 573.0861 | 859.6292 | 22923.4447 | 22.9234 | 34385.1671 | 34.3852
Mid terrace | 2 | 335.2479 | 502.8718 | 754.3077 | 20114.8715 | 20.1149 | 30172.3073 | 30.1723
Mid terrace | 3 | 375.413 | 563.1195 | 844.6792 | 22524.7787 | 22.5248 | 33787.1681 | 33.7872
End terrace | 2 | 586.8258 | 880.2387 | 1320.358 | 35209.5464 | 35.2095 | 52814.3197 | 52.8143
End terrace | 3 | 657.1318 | 985.6976 | 1478.5464 | 39427.905 | 39.4279 | 59141.8575 | 59.1419
Semi-det bungalow | 2 | 447.0984 | 670.6476 | 1005.9713 | 26825.9022 | 26.8259 | 40238.8533 | 40.2389
Semi-det bungalow | 3 | 482.6497 | 723.9746 | 1085.9619 | 28958.9849 | 28.959 | 43438.4774 | 43.4385
Detached bungalow | 2 | 552.0551 | 828.0827 | 1242.124 | 33123.3079 | 33.1233 | 49684.9618 | 49.685
Detached bungalow | 3 | 595.6517 | 893.4775 | 1340.2162 | 35739.0992 | 35.7391 | 53608.6487 | 53.6086
Detached bungalow | 4 | 639.8325 | 959.7488 | 1439.6232 | 38389.9507 | 38.39 | 57584.9261 | 57.5849
Semi-detached | 2 | 639.4539 | 959.1808 | 1438.7712 | 38367.2332 | 38.3672 | 57550.8498 | 57.5508
Semi-detached | 3 | 687.4781 | 1031.2172 | 1546.8257 | 41248.6864 | 41.2487 | 61873.0296 | 61.873
Semi-detached | 4 | 735.9765 | 1103.9648 | 1655.9472 | 44158.5908 | 44.1586 | 66237.8862 | 66.2379
Detached | 2 | 1039.2387 | 1558.8581 | 2338.2871 | 62354.3221 | 62.3543 | 93531.4831 | 93.5315
Detached | 3 | 1117.148 | 1675.7221 | 2513.5831 | 67028.8822 | 67.0289 | 100543.3233 | 100.5433
Detached | 4 | 1200.0095 | 1800.0142 | 2700.0213 | 72000.5693 | 72.0006 | 108000.8539 | 108.0009
Contact details | Instabead Carbonsaver
John Card
Managing Director
Domestic & General Insulation Ltd
Instabead System designers
Energy House, Magnis Works
Roman Road, Hereford, HR4 9QR
Switchboard: 01432 270650
Direct Dial: 01432 845040
Mobile: 07817 341400
CERT Thermabead Carbon Saver (GREY BEADS) WITH CONDUCTIVITY OF 0.033 W/mK
Property Details | Number of beds | Original Thermabead Carbon Saver (kgco2/a) | Original saving + 25% (kgco2/a) | 25% increased savings + 50% MT (kgco2/a) | Lifetime carbon reduction saving (kgco2) excl. MT | Lifetime carbon reduction saving (tco2) excl. MT | Lifetime carbon reduction saving (kgco2) inc. MT | Lifetime carbon reduction saving (tco2) incl. MT
|  | Original | 25% | 50%
Flat | 1 | 259.0663 | 388.5995 | 582.8992 | 15543.9791 | 15.544 | 23315.9687 | 23.316
Flat | 2 | 312.2132 | 468.3198 | 702.4796 | 18732.7905 | 18.7328 | 28099.1857 | 28.0992
Flat | 3 | 377.1215 | 565.6823 | 848.5234 | 22627.291 | 22.6273 | 33940.9365 | 33.9409
Mid terrace | 2 | 330.8157 | 496.2235 | 744.3353 | 19848.9402 | 19.8489 | 29773.4102 | 29.7734
Mid terrace | 3 | 370.4498 | 555.6747 | 833.512 | 22226.9869 | 22.227 | 33340.4803 | 33.3405
End terrace | 2 | 579.1337 | 868.7005 | 1303.0508 | 34748.021 | 34.748 | 52122.0315 | 52.122
End terrace | 3 | 648.5181 | 972.7771 | 1459.1657 | 38911.0855 | 38.9111 | 58366.6283 | 58.3666
Semi-det bungalow | 2 | 441.5619 | 662.3428 | 993.5143 | 26493.7137 | 26.4937 | 39740.5705 | 39.7406
Semi-det bungalow | 3 | 476.673 | 715.0096 | 1072.5143 | 28600.3821 | 28.6004 | 42900.5732 | 42.9006
Detached bungalow | 2 | 545.226 | 817.839 | 1226.7585 | 32713.5593 | 32.7136 | 49070.339 | 49.0703
Detached bungalow | 3 | 588.2832 | 882.4248 | 1323.6372 | 35296.9922 | 35.297 | 52945.4883 | 52.9455
Detached bungalow | 4 | 631.9175 | 947.8763 | 1421.8144 | 37915.0517 | 37.9151 | 56872.5775 | 56.8726
Semi-detached | 2 | 631.2265 | 946.8397 | 1420.2595 | 37873.5878 | 37.8736 | 56810.3816 | 56.8104
Semi-detached | 3 | 678.6328 | 1017.9492 | 1526.9238 | 40717.9672 | 40.718 | 61076.9508 | 61.077
Semi-detached | 4 | 726.5072 | 1089.7608 | 1634.6412 | 43590.4318 | 43.5904 | 65385.6477 | 65.3856
Detached | 2 | 1026.5619 | 1539.8428 | 2309.7643 | 61593.7134 | 61.5937 | 92390.5701 | 92.3906
Detached | 3 | 1103.5209 | 1655.2813 | 2482.922 | 66211.2524 | 66.2113 | 99316.8786 | 99.3169
Detached | 4 | 1185.3716 | 1778.0573 | 2667.086 | 71122.294 | 71.1223 | 106683.441 | 106.6834
Contact details | Instabead Carbonsaver
John Card
Managing Director
Domestic & General Insulation Ltd
Instabead System designers
Energy House, Magnis Works
Roman Road, Hereford, HR4 9QR
Switchboard: 01432 270650
Direct Dial: 01432 845040
Mobile: 07817 341400
Property details | Number of beds | Annual reduction in carbon emissions (kgCO2/a) | Lifetime (years)
WARMFILL SUPER SILVER WITH CONDUCTIVITY OF 0.031 W/mK (for masonry walls only) (BBA Approval 02/3938)
Flat | 1 | 262.4571 | 40
Flat | 2 | 316.2995 | 40
Flat | 3 | 382.0574 | 40
Mid-Terrace | 2 | 335.2479 | 40
Mid-Terrace | 3 | 375.413 | 40
End-Terrace | 2 | 586.8258 | 40
End-Terrace | 3 | 657.1318 | 40
Semi-bungalow | 2 | 447.0984 | 40
Semi-bungalow | 3 | 482.6497 | 40
Det-bungalow | 2 | 552.0551 | 40
Det-bungalow | 3 | 595.6517 | 40
Det-bungalow | 4 | 639.8325 | 40
Semi-house | 2 | 639.4539 | 40
Semi-house | 3 | 687.4781 | 40
Semi-house | 4 | 735.9765 | 40
Det-house | 2 | 1039.2387 | 40
Det-house | 3 | 1117.148 | 40
Det-house | 4 | 1200.0095 | 40
Contact details | Warmfill
| Warmfill Limited |  | Tel: 028 9042 8260
| 2 Priory Park |  | Fax: 028 9042 4274
| Holywood |  | Email: sales@warmfill.com
| County Down |  | Web: www.warmfill.com
BT18 0LG
SOLID WALL INSULATION
The below solid wall insulation products have the same reduction in carbon emissions (kgCO2/a) as that tabulated in the CERT Scheme Spreadsheet unless otherwise stated. Carbon scores can be found on the SWI carbon scores spreadsheet on our website.
Link to SWI Scores Spreadsheet
Measure |  |  | BBA Approval | Manufacturer's contact details
ALIVA - TERMOK8 CLASSICO EXTERNAL WALL INSULATION SYSTEMS |  |  |  | Aliva UK
The systems are applied to the outside of external walls of masonry and dense or no-fines concrete construction and can be finished with a single continuous layer of a granular finishing coat with a trowel and level roughcast. |  |  | 11/4841 | 1210 Parkview Arlington Business Park | Tel: 01189 635900 Email: enquiries@grupposivas.co.uk
TERMOK8 CLASSICO (EPS): Thermal conductivity of 0.036 W/(mK) EPS insulation requires 120mm to reach 0.30 W/m2K |  |  |  | Theale, Berkshire, RG7 4TY | Web: www.alivauk.com
MINERALE LV (MV): Thermal conductivity of 0.040 W/(mK) Mineral LV insulation requires 130mm to reach 0.30 W/m2K
PHENOLIC FOAM: Thermal conductivity of 0.022 Wm-1K-1 Phenolic foam insulation requires 70mm to reach 0.30 W/m2K
ALSECCO EXTERNAL WALL INSULATION SYSTEMS |  |  |  | Alsecco (UK) Ltd
BASIC1 RAIL, AWK1, AWK2 & AWK5: Thermal conductivity of 0.037 W/(mK) |  |  | 96/3238 | Contact name: Ben Parry (Commercial | Tel: 01785 818998
All three require 100mm to reach 0.30 W/m2K |  |  |  | Director) Whitebridge Way, Stone, | Mobile: 07968 429005
ANB100, ANB300 & ANB500: |  |  | 96/3247 | Staffordshire, ST15 8GH | Email: ben.parry@alsecco.co.uk
Mineral wool has a thermal conductivity of 0.036W/(mK) and requires a thickness of 100mm to reach a U value of 0.29W/m2K. |  |  |  |  | Web: www.alsecco.co.uk
ANB200 & ECOMIN200 RAIL: |  |  | 96/3247
Mineral wool has a thermal conductivity of 0.036W/(mK) and requires a thickness of 100mm to reach a U value of 0.3W/m2K.
ALSECCO PHENOLIC EXTERNAL WALL INSULATED RENDER SYSTEM
ETA approval (11/0038) and BBA tested (assessment report S2/48911)
Thermal conductivity of 0.02 Wm-1K-1
ALSECCO OPENWALL INTERNAL INSULATION
ETA approval (11/0431)
Thermal conductivities of 0.040, 0.043 or 0.045 Wm-1K-1 depending on the compressive strength of the insulation board.
ALUMASC SWISSLAB EPS EXTERNAL WALL INSULATION SYSTEM |  |  |  | Alumasc Exterior
Thermal conductivity of 0.038 W/(mK), EPS insulation requires 120mm to reach 0.29 W/m2K |  |  | 93/2914 | Contact name: Chris Lister | Tel: 01744 648400
ALUMASC SWISSLAB PIR-MODIFIED URETHANE AND M.R. S FINISHES EXTERNAL WALL INSULATION SYSTEM |  |  |  | White House Works, Bold Road, | Mobile: 07824 591268
Thermal conductivity of 0.028 to 0.026 W/(mK) depending on thickness, PIR modified urethane insulation requires 90mm to reach 0.27 W/m2K on dense concrete block and 0.26 W/m2K on brickwork |  |  | 93/2914 | St Helens, Merseyside, WA9 4JG | E-mail: listerc@alumasc-exteriors.co.uk Web: www.alumascfacades.co.uk
ALUMASC SWISSLAB PHENOLIC AND M.R. S FINISHES EXTERNAL WALL INSULATION SYSTEMS
Thermal conductivity of 0.022 to 0.020 W/(mK) depending on thickness, Phenolic insulation requires 60mm to reach 0.30 W/m2K on dense concrete block and 0.28 W/m2K on brickwork |  |  | 93/2914
ALUMASC SWISSLAB MINERAL WOOL, SPAR-DASH RENDER FINISH, EXTERNAL WALL INSULATION SYSTEM
Thermal conductivity of 0.036 W/(mK), mineral wool insulation requires 120mm to reach 0.27 W/m2K on dense concrete block and 0.26 W/m2K on brickwork |  |  | 93/2914
ALUMASC SWISTHERM EPS EXTERNAL INSULATION SYSTEM
Thermal conductivity is 0.038 Wm-1K-1 |  |  | 00/3766
ALUMASC SWISTHERM PLATINUM EPS EXTERNAL INSULATION SYSTEM
Thermal conductivity is 0.040 Wm-1K-1 ETA 06/0107
ATLAS EXTERNAL THERMAL INSULATION COMPOSITE |  |  |  | MBC Project
The thermal conductivity value may be taken as 0.040 W/(mK) |  |  |  | Contact: Andrzej Labedz | Tel: 01925 572 158
Material: EPS |  |  |  | Unit 48, Gateway 49 Trade Park, | Email: andy@mbcproject.co.uk
ETA (06/0187) |  |  |  | Kerfoot Street, Warrington, WA2 8NT | Web: www.mbcproject.co.uk
AVAL ROKER EXTERNAL THERMAL INSULATION COMPOSITE WITH RENDERING
The thermal conductivity may be taken as 0.036 W/(mK)
ETA (06/0281)
CELOTEX RANGE OF PIR INSULATION BOARDS FOR DRY LINING |  |  |  | Celotex Limited | Tel: 01473 820878
Thermal conductivity is 0.022 W/mK Products: TB4000, GA4000, XR4000, GX4000, FR4000 PIR insulation requires 70mm to reach 0.24 W/m2K on dense concrete block and 50mm toreach 0.30 W/m2K |  |  | 95/3197 | Contact: Paul Evans Lady Lane Industrial Estate, Hadleigh, Ipswich, Suffolk, IP7 6BA | Mobile: 07765 851895 Fax: 01473 820880 Email: pevans@celotex.co.uk Web: www.celotex.co.uk
Thermal conductivity is 0.021-0.022 W/mK Products: PL4000, GS5000, GD5000 PIR insulation |  |  | 1105560
DRYVIT PRODUCTS |  |  |  | Dryvit UK Ltd
DRYVIT OUTSULATION (EPS) |  |  |  | Email: ukenquiries@dryvit.com
100mm installation achieves a U-value of 0.30 W/m2K |  |  | 98/3548 | Unit 4 Wren Park Hitchin Road Shefford Beds SG17 5JD | Contact Name: Andrew Wallace E-mail: andrew.wallace@dryvit.com Tel: 01462 819 555 Fax: 01462 819 556 Web: www.dryvit.co.uk
DRYVIT ROXSULATION (MINERAL WOOL)
Thermal conductivity of the insulation boards can be taken as 0.036W/(mK) and of the mineral wool insulation 0.045W/(mK) |  |  | 98/3548
DRYVIT OUTSULATION RAIL (EPS)
130mm installation achieves a U-value of 0.30 W/m2K |  |  | 98/3548
DRYVIT DYSULATION E (EPS)
125mm installation achieves a U-value of 0.26 w/m2K on Brickwork walls |  |  | ETA 08/0210
ENVIROWALL MW - MINERAL WOOL SYSTEM |  |  |  | Envirowall Ltd
Thermal conductivity 0.038 W/(mK), 90mm of mineral wool installation improves U-value to 0.35 W/m2K |  |  | 05/4206 | Contact name: Aled Thomas Orchard House, Aire Valley Business Centre, Keighley W. Yorkshire, BD21 3DU | Tel: 07826 538883 Fax: 01535 661933 Email: aled@envirowall.co.uk Web: www.envirowall.co.uk
ENVIROWALL EPS SYSTEM
Thermal conductivity is 0.038 W/mK, EPS insulation requires 100mm installation improves U-value to 0.31 W/m2K |  |  | 05/4206
ENVIROWALL P - PHENOLIC SYSTEM
Thermal conductivity is 0.024 to 0.021 depending on thickness, 50mm of phenolic installation improves U-value to 0.35 W/m2K |  |  | 05/4206
EUROBRICK SYSTEMS X-CLAD |  |  |  | Eurobrick Systems Ltd
100mm achieves a U-value of 0.26 W/m2K Bespoke scores are available |  |  |  | Contact name: Richard Haines Unit 7, Wilverly Trading Estate, Bath Road, Brislington, Bristol BS4 5NL | Tel: 0117 971 7117 Fax: 0117 971 7217 Email: richard@eurobrick.co.uk Web: www.eurobrick.co.uk
FassaTherm Classic |  |  |  | Urban West Energy Efficiency Ltd
External Thermal Insulation Composite System with rendering for the use as external insulation of building walls ETA 09/0282 |  |  |  | Contact Name: Paul French Unit 4A Delph Court Sullivans Way, St Helens, Merseyside, WA9 5GL | Tel: 07809 428433 Email: paulfrench@urbanwestee.co.uk Web: www.urbanwestee.co.uk
Fassa Therm Plus
External Thermal Insulation Composite System with rendering for the use as external insulation of building walls ETA 01/0280
Greinplast EPS |  |  |  | Greinplast GB
External Thermal Insulation Composite System with rendering for the use as external insulation of building walls. 225mm solid brickworks walls with 90mm EPS and 5mm Greinplast Silicate Render achieves a U-Value of 0.30 W/m2K ETA 10/0061 |  |  |  | 298 Langley Road Salford Manchester M6 6ST | Tel: 0800 014 9833
Greinplast MW
External Thermal Insulation Composite System with rendering for the use as external insulation of building walls. 225mm Solid brickworks walls with 100mm EcoRock Rigid Slabs and 5mm Greinplast Silicate Render achieves a U-Value of 0.30 W/m2K ETA 10/0222
ICYNENE LD-C-50 INTERNAL, EXTERNAL MASONRY AND TIMBER FRAME WALL INSULATION |  |  |  | Icynene inc
ICYNENE LD-C-50 (low density open cell insulation foam) is applied to either external masonry or timber frame walls: Insulation of 140mm achieve a u value of 0.3Wm2K |  |  | 08/4598 | Head Office: 6747 Campobello Road, Mississauga, Ontario, L5N 2L7 UK address: Pinewood Chineham Business Park, Crockford Lane, Chineham, Basingstoke, RG24 8AL | Tel: 001 905 363 4040 Contact: Gerry Sheridan Tel: 01256698033 Email: info@uksprayfoam.co.uk Web: www.uksprayfoam.co.uk
INSUL-DASH E EXTERNAL WALL INSULATION SYSTEM |  |  |  | Insuletics Ltd
Thermal conductivity is 0.032 W/(mK), Insulation of 100mm achieves a u-value of 0.3Wm2K |  |  | 12/4918 | Contact name: David Harrison Genesis Centre North Staffs Business Park Innovation Way Stoke on Trent ST6 4BF | Tel: 01782 366090 Mob: 07824 344643 Email: david@insuletics.co.uk Web: www.insuletics.co.uk
INSTALINE SUPERSLIM |  |  |  | InstaFibre
Savings are for internal solid wall insulation only (This refers to the insulation of the interior of external facing walls) 40mm achieves a U-value of 0.29 W/m2K Bespoke scores are available |  |  |  | Contact name: David Robson Insta House, Ivanhoe Road, Hogwood Business Park, Wokingham, Berkshire, RG40 4PZ | Tel: 0118 932 8811 Email: david.robson@instagroup.co.uk Web: www.instagroup.co.uk
JUBIZOL CR EXTERNAL WALL INSULATION SYSTEM |  |  |  | JUB Systems UK Ltd
Thermal conductivity 0.038 W/(mK), 110mm of a rail-fixed system employing EPS insulation and glass fibre mesh-reinforced render finish installation improves U-value to 0.30 W/m2K) |  |  | 11/4838 | Contact name: Stephen Franklin The Meridian, 4 Copthall House, Station Square, Coventry, CV1 2FL | Tel: 0845 688 9866 Fax: 0845 688 9877 Email: steve@jub.org.uk Web: www.jubsystems.co.uk
JUBIZOL EPS SYSTEM WHITE
150mm installation achieves a U-value of 0.24 w/m2K |  |  | 12/4955
JUBIZOL EPS SYSTEM ENHANCED GRAPHITE GREY
100mm installation achieves a U-value of 0.28 W/m2K |  |  | 12/4955
JUBIZOL MINERAL WOOL SYSTEM
ETA certified (ETA 10/0334)
KINGSPAN KOOLTHERM K17 AND K18 INSULATED DRY LINING SYSTEMS |  |  |  | Kingspan Insulation Limited
Thermal conductivity of up to 0.020 W/(mK), Kooltherm rigid phenolic boards bonded to plasterboard, for use as an insulating dry lining to masonry walls for K17 with 60mm results in 0.27 W/m2k and for K18 70mm results in 0.28 W/m2K |  |  | 10/4798 | Contact name: Richard Bromwich Pembridge, Herefordshire, HR6 9LA Web: www.kingspaninsulation.co.uk | Tel: 01544 388 601 Fax: 01544 388 888 Email: richard.bromwich@kingspan.com
KNAUF INTERNAL WALL INSULATION SYSTEM USING ECOBATT (Measure must leave walls in a condition that allows decorating) |  |  |  | Knauf Insulation Ltd
Thermal conductivity 0.030 W/(mK), Insulated dry lining system comprising XPS/OSB EcoStuds and glass mineral wool EcoBatt insulation slabs of 95mm installation improves U-value to 0.30 W/m2K |  |  | 11/4849 | Contact name: Craig O'Donnell Contact name: Phil Rigby PO Box 10, Stafford Rd, St Helens, WA10 3NS | Tel: 01744 766600 Email: craig.odonnell@knaufinsulation.com Email: phil.rigby@knaufinsulation.com Web: www.knaufinsulation.co.uk
LOW-E INSULATION DRY LINING SYSTEM |  |  |  | Low-E UK LTD
Achieves a U-Value of 0.28 W/m2K on solid masonry walls with 40mm phenolic insulation. Acheives a U-Value of 0.28 in timber framed walls with 89mm timer studs with 55mm phenolic insulation. |  |  | 0.0022826 | Contact Name: Mark Collins Unit 38 Weaver Ind Est Blackburn Street Liverpool, L19 8JA | Tel: 01514 949994 Fax: 05603 107699 Email: info@low-e.co.uk Web: www.low-e.co.uk
MATILDA'S BLANKET CLADDING SYSTEM (version 1 and version 2) |  |  |  | Matilda's Planet Manufacturing Ltd
Thermal conductivity 0.02 W/(mK), Product achieves a U_value of 0.28W/m2K |  |  |  | Contact Name: Nigel Conybeare Matilda's Planet, One Green Place, Kenfig Industrial Estate, Margam, Glamorgan SA13 2PE | Tel: 01442 840370 Email: nigel.conybeare@matildasplanet.co.uk Web: www.matildasplanet.com
MAGNA LINE SUPER SLIM INCORPORATING AEROGEL SPACELOFT ® |  |  |  | Enviroform Solutions
Savings are for internal solid wall insulation only (This refers to the insulation of the interior of external facing walls) 40mm achieves a U-value of 0.29 W/m2K Bespoke scores are available |  |  |  | Paul Cunningham 1 Milltown Ind. Estate, Upper Dromore Road, Warrenpoitn, Co. Down, BT34 3PN | Tel: +44 (0)28 4175 9321 Fax: +44 (0)28 4175 4326 Email: info@enviroformsolutions.com Web: www.enviroformsolutions.com
NBT DIFFUTHERM EXTERNAL WALL INSULATION SYSTEM |  |  |  | Natural Building Technologies
Thermal conductivity 0.043 W/(mK), NBT Diffutherm External Wall Insulation System for use on Masonry Substrates for use as an external wall insulation 120mm installation improves U-value to 0.30 W/m2K |  |  | 10/4723 | Contact name: Stephen Baker The Hangar, Worminghall Road, Oakley, Bucks, HP18 9UL | Tel: 07545 645038 Email: s.baker@natural-building.co.uk Web: www.natural-building.co.uk
PERMAROCK PRODUCTS |  |  |  | PermaRock Products Ltd
PERMAROCK MINERAL FIBRE EWI SYSTEM |  |  |  | Contact name: Richard Tocher
Thermal Conductivity 0.038 W/(mK) 100mm installation improves U-value to 0.30 W/m2K |  |  | BRE 158/12 | Jubilee Drive, Loughborough, Leicestershire, LE11 5TW | Tel: 01509 262924 Fax: 01509 230063 Email: Richard.Tocher@permarock.com
PERMAROCK PHENOLIC EWI SYSTEM
Thermal Conductivity 0.020 W/(mK) for greater than 45mm installation, 0.021W/(mK) for 44-25mm Installation, 0.023 W/(mK) for 24-20mm installation. 60mm installation improves U-Value to 0.30 W/m2K |  |  | BRE 158/12
PERMAROCK EPS EWI SYSTEM
Thermal Conductivity 0.038 W/(mK) 100mm installation improves U-value to 0.30 W/m2K |  |  | BRE 158/12
PERMAROCK EPS TRACK EWI SYSTEM
Thermal Conductivity 0.038 W/(mK) 100mm installation improves U-value to 0.30 W/m2K |  |  | BRE 158/12
PERMAROCK EPS PREMIUM (GREY) EWI SYSTEM
Thermal Conductivity 0.032W/(mK) |  |  | BRE 158/12
ROCKWOOL PRODUCTS |  |  |  | Rockwool Ltd
ROCKWOOL BRICKSHIELD |  |  |  | Contact Name: Daryl Gambarana | Tel: 0845 241 2586
(90 mm installation improves U-value to 0.35 W/m2K; 110 mm installation improves U-value to 0.30 W/m2K) |  |  |  | Pencoed, Bridgend, South Wales, CF35 6NY | Fax: 0845 241 2587
ROCKWOOL DASHROCK |  |  |  |  | Email: daryl.gambarana@rockwool.co.uk
(60 mm installation improves U-value to 0.45 W/m2K; 90 mm installation improves U-value to 0.35 W/m2K) |  |  |  |  | Web: www.rockwool.co.uk
ROCKWOOL ECOROCK
(60mm installation improves U-value to 0.45W/m2K; 90mm installation improves U-value to 0.35W/m2K)
ROCKWOOL ECOROCK K
(60mm installation improves U-value to 0.45W/m2K; 90mm installation improves U-value to 0.35W/m2K)
ROCKWOOL ROCKSHIELD
Thermal conductivity 0.036 W/(mK), mineral wool insulation of 100mm installation improves U-value to 0.30W/m2K |  |  | 90/2437
ROCKWOOL SUPASHEILD
(60mm installation improves U-value to 0.45W/m2K; 90mm installation improves U-value to 0.35W/m2K)
SEMPATAP 10mm |  |  |  | MGC
Achieves a U-Value of 1.49 Bespoke scores are available |  |  |  | McMillan House, Worchester Road, Surrey KT4 8RH | Tel: 0208 3377 0731 Web: www.mgcltd.co.uk
STOMIX STX.THERM ALFA EXTERNAL THERMAL INSULATION SYSTEM |  |  |  | Urban West Energy Efficiency Ltd
Thermal Conductivity is 0.038 W/(mK) 120mm of insulation results in a u-value of 0.30 W/m2K |  |  | 11/4837 | Unit 4A Delph Court | Tel: 01744 611681
|  |  |  | Sullivans Way, St Helens, | Email: info@urbanwestee.co.uk
|  |  |  | Merseyside, WA9 5GL | Web: www.urbanwestee.co.uk
STOTHERM EXTERNAL WALL SYSTEMS |  |  |  | Sto Ltd
StoTherm Classic Rapide - An expanded polystyrene system adhered with PU foam or cement based adhesive, with cement-free reinforcing coat and a choice of acrylic or silicone textured finishes. ETA 06/0004 |  |  |  | The Knowledge Centre, Wyboston Lakes, Great North Road, Wyboston, MK44 3BY | Contact Name: Gary Bundy Tel: 01480 479290 E-mail: g.bundy@stoeu.com
StoTherm Vario Robust - An expanded polystyrene system adhered with PU foam or cement based adhesive, with cement based reinforcing coat and a choice of acrylic or silicone textured finishes. ETA 06/0107
StoTherm Mineral Protect - A mineral fibre system adhered with cement based adhesives and mechanically fixed, with cement based reinforcing coat and a choice of acrylic, silicone or mineral based textured finishes. ETA 07/0023
STRIKOTHERM MW LAMELLA EXTERNAL WALL INSULATION SYSTEMS |  |  |  | SAS (Europe) Ltd
For dense concrete block: (100mm installation improves U-value to 0.35W/m2K; 150mm installation improves U-value to 0.25W/m2K; 200mm installation improves U-value to 0.20W/m2K) For brickwork: (100mm installation improves U-value to 0.33W/m2K; 150mm installation improves U-value to 0.24W/m2K; 200mm installation improves U-value to 0.20W/m2K) |  |  | 10/4774 (Product Sheet 1) | Contact name: Martha Peart King Stag House, Cheriton Bishop, Exeter, Devon, EX6 6JE | Tel: 01647 24620 Fax: 01647 24020 Email: Martha@sas-europe.com Web: www.sas-europe.com
STRIKOTHERM EPS EXTERNAL WALL INSULATION SYSTEMS
EPS70 & EPS70E: For dense concrete block: (150mm installation improves U-value to 0.27W/m2K; 200mm installation improves U-value to 0.21W/m2K) For brickwork: (100mm installation improves U-value to 0.34W/m2K; 150mm installation improves U-value to 0.25W/m2K; 200mm installation) |  |  | 10/4774 (Product Sheet 2)
EPS70 PLATINUM: For dense concrete block: (100mm installation improves U-value to 0.31W/m2K; 150mm installation improves U-value to 0.22W/m2K; 200mm installation improves U-value to 0.18W/m2K) For brickwork: (100mm installation improves U-value to 0.29W/m2K; 150mm installation improves U-value to 0.21W/m2K; 200mm installation)
STRUCTHERM NSC HIGH BUILD SYSTEM |  |  |  | Structherm Ltd
Thin Coat System with either an Italian, Dash Receiver or Brick Effect Finish Thermal Conductivities: Phenolic: 20-24mm 0.024 W/mK, 25-44mm 0.023 W/mK, 45-120mm 0.021 W/mK Mineral Fibre: 0.035 W/mK EPS: 0.030 W/mK |  |  |  | Contact: Julian Taylor Bent Ley Road, Meltham Holmfirth, West Yorkshire, HD9 4AP | Tel: 01484 855418 Email:julian@structherm.co.uk Web:www.structherm.co.uk
STRUCTHERM NSC HEAVY DUTY SYSTEM (DASH RECEIVER FINISH)
Thick Coat Metal Mesh Reinforced with a Dash Receiver Finish Thermal Conductivities: Phenolic: 20-24mm 0.024 W/mK, 25-44mm 0.023 W/mK, 45-120mm 0.021 W/mK Mineral Fibre: 0.035 W/mK EPS: 0.030 W/mK
STRUCTHERM NSC HEAVY DUTY SYSTEM (ITALIAN FINISH)
Thick Coat Metal Mesh Reinforced with an Italian Finish Thermal Conductivities: Phenolic: 20-24mm 0.024 W/mK, 25-44mm 0.023 W/mK, 45-120mm 0.021 W/mK Mineral Fibre: 0.035 W/mK EPS: 0.030 W/mK
STRUCTHERM STRUCTURAL CLADDING SYSTEM
Thermal Conductivities: Mineral Fibre: 0.035 W/mK Expanded Polystyrene: 0.038 W/mK Extruded Polystyrene: 0.030 W/mK
TESTA TERES |  |  |  | Testa Teres
(35mm installation improves U-value to 0.45W/m2K; 45mm installation improves the U-value to 0.37 W/m2K) |  |  |  | Contact: Jim Green Testa Teres House, Cospe Road, Fleetwood, Lancs, FY7 7NY | Tel: 01253 772788 Email: enquiries@testateres.co.uk Web: www.testateres.co.uk
THERMILATE ECO INSULATING PLASTER |  |  |  | Thermilate Technologies LTD
Bespoke scores are available |  |  |  | Contact: Bianca Hatton G6 Gledholt Business Park, Allen Row Paddock, Huddersfield, HD1 1RL | Tel: 0845 680 6124 Email: info@thermilate.com Web: www.thermilate.com
Saint Gobain Weber Limited
WEBER.THERM XL |  |  |  | Contact: Mark Weaver | Email: mark.weaver@netweber.co.uk
WEBER.THERM XM |  |  |  | Dickens House, Enterprise Way, | Web: www.netweber.co.uk
WEBER.THERM XP |  |  |  | Maulden Road, Flitwick
Bedfordshire, MK45 5BY
WALLREFORM SYSTEM II EXTERNAL INSULATION |  |  |  | Walltransform
Achieves a U-value of 0.30 W/m2K |  |  |  | Unit 5, Rosedale Court, Stokesly Industrial Estate, Stokesly, North Yorks, TS9 5GB | Email: glen.melvin@ntlworld.com Web: www.walltransform.co.uk
WARM-A-WALL SYSTEM 2 - INTERNAL SOLID WALL INSULATION
Achieves a 0.30 W/m2K U-value when installed with plaster 15mm, phenolic board 60m and Warmawall lining 10mm
WARMAWALL 1.51 - INTERNAL SOLID WALL INSULATION
Achieves a U-value of 1.51 Bespoke scores are available
WETHERBY BUILDING SYSTEMS LTD |  |  |  | Wetherby Building Systems Limited
WBS - EPSICON 1 & 3 |  |  |  | Contact: Paul Kirby | Tel: 01942 717100
Phenolic: 60mm installation improves U-value to 0.28 W/m2K PIR: 80mm installation improves U-value to 0.29 W/m2K Mineral Fibre: 110mm installation improves U-value to 0.29 W/m2K EPS: 110mm installation improves U-value to 0.29 W/m2K |  |  | 03/4058 | 1 Kid Glove Road, Golborne Enterprise Park, Golborne, Greater Manchester, WA3 3GS | Fax: 01942 717101 Email: paul@wbs-ltd.co.uk Web: www.wbs-ltd.co.uk
WBS - EPSICON 2
PIR: 80mm installation improves U-value to 0.29 W/m2K Mineral Fibre: 110mm installation improves U-value to 0.28 W/m2K EPS: 110mm installation improves U-value to 0.29 W/m2K |  |  | 03/4058
WBS - THERMALOC
Phenolic: 60mm installation improves U-value to 0.28 W/m2K PIR: 80mm installation improves U-value to 0.29 W/m2K |  |  | 99/3564
WBS - EPSITEC
Phenolic: 60mm installation improves U-value to 0.28 W/m2K |  |  | 09-4625 (Product Sheet 1)
WBS - EPSIWALL
Phenolic: 60mm installation improves U-value to 0.28 W/m2K |  |  | 09-4625 (Product Sheet 2)
WBS - HECK MultiTherm EPS
EPS: 110mm installation improves U-value to 0.29 W/m2K ETA APPROVAL 05/0045
WBS - HECK MultiTherm MW/L-MW
Mineral Fibre: 110mm installation improves U-value to 0.29 W/m2K Lamella: 120mm installation improves U-value to 0.28 W/m2K ETA APPROVAL 05/0216
XTRATHERM MAGNA LINE SLIM WITH PIR INSULATION |  |  |  | Xtratherm Limited
Thermal conductivity is 0.022 W/Mk (for internal solid wall insulation only) |  |  | 04/4130 | Liscaton Industrial Estate | Tel: 00 353 46 90 66000
XTRATHERM MAGNA LINE STANDARD WITH EPS INSULATION |  |  |  | Kells Road, Navan | Email: info@xtratherm.com
Thermal conductivity is 0.031 W/mK (for internal solid wall insulation only) |  |  | 04/4130 | Co Meath, Ireland | Website: www.xtratherm.com
XTRATHERM INSTALINE SLIM WITH PIR INSULATION
Thermal conductivity is 0.022 W/Mk (for internal solid wall insulation only) |  |  | 04/4130
XTRATHERM INSTALINE STANDARD WITH EPS INSULATION
Thermal conductivity is 0.031 W/mK (for internal solid wall insulation only) |  |  | 04/4130
Annual reduction in carbon emissions (kgCO2/m2) |  | Lifetime (years)
SEMPATAP THERMAL DIY 10 mm
(DIY solid wall insulation)
8.92 |  | 30
Contact details | MGC
McMillan House, Worchester Road, Surrey, KT4 8RH
Tel: 0208 3377 0731
Web: www.mgcltd.co.uk
Property details | Number of beds | Annual reduction in carbon emissions (kgCO2/a) |  |  |  |  | Lifetime (years)
Solid wall insulation from 2.1 W/m²K to 0.30 W/m²K
|  | Gas | LPG | Electric | Oil | Coal
Flat | 1 | 768.7216 | 865.9353 | 1562.4109 | 968.6041 | 1985.161 | 30
Flat | 2 | 926.4231 | 1043.5799 | 1882.9359 | 1167.311 | 2392.4122 | 30
Flat | 3 | 1119.0242 | 1260.5376 | 2274.3936 | 1409.9921 | 2889.7888 | 30
Mid-Terrace | 2 | 966.728 | 1088.733 | 1931.3764 | 1213.962 | 2462.8124 | 30
Mid-Terrace | 3 | 1082.5491 | 1219.171 | 2162.7693 | 1359.4034 | 2757.8752 | 30
End-Terrace | 2 | 1760.06 | 1982.2221 | 3614.8177 | 2211.4119 | 4578.9051 | 30
End-Terrace | 3 | 1970.9279 | 2219.7066 | 4047.899 | 2476.355 | 5127.4911 | 30
Semi-bungalow | 2 | 1330.5336 | 1498.475 | 2791.9061 | 1681.9971 | 3507.4173 | 30
Semi-bungalow | 3 | 1436.332 | 1617.6274 | 3013.9067 | 1815.7424 | 3786.3124 | 30
Det-bungalow | 2 | 1623.1023 | 1827.9553 | 3415.6209 | 2046.489 | 4305.4717 | 30
Det-bungalow | 3 | 1751.2808 | 1972.3113 | 3685.357 | 2208.1029 | 4645.4805 | 30
Det-bungalow | 4 | 1881.1773 | 2118.6022 | 3958.7084 | 2371.883 | 4990.0465 | 30
Semi-house | 2 | 1918.8505 | 2161.0462 | 3941.2057 | 2412.9775 | 4995.4597 | 30
Semi-house | 3 | 2062.9599 | 2323.3449 | 4237.1978 | 2594.1968 | 5370.6283 | 30
Semi-house | 4 | 2208.4922 | 2487.2461 | 4536.1126 | 2777.2054 | 5749.5014 | 30
Det-house | 2 | 3040.5959 | 3424.4115 | 6326.3439 | 3823.2128 | 8015.912 | 30
Det-house | 3 | 3268.5424 | 3681.1318 | 6800.6153 | 4109.8303 | 8616.8464 | 30
Det-house | 4 | 3510.9777 | 3954.1698 | 7305.0327 | 4414.6659 | 9255.9779 | 30
Property details | Number of beds | Annual reduction in carbon emissions (kgCO2/a) |  |  |  |  | Lifetime (years)
Solid wall insulation from 2.1 W/m²K to 0.20 W/m²K
|  | Gas | LPG | Electric | Oil | Coal
Flat | 1 | 806.587 | 908.6061 | 1649.2568 | 1019.7561 | 2098.7757 | 30
Flat | 2 | 972.0565 | 1095.0046 | 1987.598 | 1228.9567 | 2529.3347 | 30
Flat | 3 | 1174.1446 | 1322.6533 | 2400.8146 | 1484.4537 | 3055.1771 | 30
Mid-Terrace | 2 | 1016.2776 | 1144.57 | 2040.3786 | 1280.8455 | 2608.0735 | 30
Mid-Terrace | 3 | 1138.035 | 1281.6978 | 2284.8307 | 1434.3001 | 2920.5396 | 30
End-Terrace | 2 | 1861.2278 | 2096.162 | 3797.0787 | 2335.7364 | 4822.2212 | 30
End-Terrace | 3 | 2084.2164 | 2347.2974 | 4251.9963 | 2615.5745 | 5399.9582 | 30
Semi-bungalow | 2 | 1399.5446 | 1576.1932 | 2933.4157 | 1767.9692 | 3681.5534 | 30
Semi-bungalow | 3 | 1510.8305 | 1701.5255 | 3166.6685 | 1908.5506 | 3974.295 | 30
Det-bungalow | 2 | 1707.4445 | 1922.9384 | 3590.1624 | 2152.1477 | 4520.7915 | 30
Det-bungalow | 3 | 1842.2837 | 2074.7954 | 3873.6822 | 2322.1056 | 4877.8044 | 30
Det-bungalow | 4 | 1978.9301 | 2228.6878 | 4161.0022 | 2494.3415 | 5239.6024 | 30
Semi-house | 2 | 2026.2478 | 2281.9996 | 4139.2153 | 2544.5958 | 5255.7299 | 30
Semi-house | 3 | 2178.4229 | 2453.3822 | 4450.0784 | 2735.6999 | 5650.4453 | 30
Semi-house | 4 | 2332.1006 | 2626.457 | 4764.0109 | 2928.6909 | 6049.0582 | 30
Det-house | 2 | 3200.7268 | 3604.7499 | 6638.2344 | 4021.5193 | 8412.068 | 30
Det-house | 3 | 3440.678 | 3874.9897 | 7135.8875 | 4323.0034 | 9042.7014 | 30
Det-house | 4 | 3695.881 | 4162.4067 | 7665.1728 | 4643.6505 | 9713.4194 | 30
Property details | Number of beds | Annual reduction in carbon emissions (kgCO2/a) |  |  |  |  | Lifetime (years)
Solid wall insulation from 1.9 W/m²K to 0.30 W/m²K
dwelling | no.beds | Gas | LPG | Electric | Oil | Coal
Flat | 1 | 681.9919 | 768.2592 | 1377.4265 | 858.4927 | 1754.3925 | 30
Flat | 2 | 821.9009 | 925.8658 | 1660.0024 | 1034.6105 | 2114.302 | 30
Flat | 3 | 992.7721 | 1118.351 | 2005.1128 | 1249.7034 | 2553.8601 | 30
Mid-Terrace | 2 | 858.8415 | 967.2304 | 1700.4556 | 1075.9658 | 2175.2384 | 30
Mid-Terrace | 3 | 961.7369 | 1083.1116 | 1904.1825 | 1204.8743 | 2435.8478 | 30
End-Terrace | 2 | 1560.144 | 1757.0688 | 3200.3521 | 1961.9574 | 4051.6591 | 30
End-Terrace | 3 | 1747.0605 | 1967.5784 | 3583.7775 | 2197.0141 | 4537.0772 | 30
Semi-bungalow | 2 | 1180.4574 | 1329.4545 | 2478.6265 | 1494.7683 | 3110.5703 | 30
Semi-bungalow | 3 | 1274.3224 | 1435.1671 | 2675.7164 | 1613.6259 | 3357.9098 | 30
Det-bungalow | 2 | 1445.4345 | 1627.8658 | 3033.3626 | 1824.4063 | 3824.6581 | 30
Det-bungalow | 3 | 1559.5824 | 1756.4206 | 3272.9113 | 1968.482 | 4126.6963 | 30
Det-bungalow | 4 | 1675.2602 | 1886.6983 | 3515.6706 | 2114.4889 | 4432.7829 | 30
Semi-house | 2 | 1700.2055 | 1914.8002 | 3489.6698 | 2140.0768 | 4419.0057 | 30
Semi-house | 3 | 1827.8942 | 2058.6054 | 3751.7507 | 2300.8007 | 4750.8815 | 30
Semi-house | 4 | 1956.8437 | 2203.8305 | 4016.4194 | 2463.1115 | 5086.0343 | 30
Det-house | 2 | 2712.332 | 3054.7173 | 5612.1572 | 3411.1232 | 7117.1494 | 30
Det-house | 3 | 2915.6693 | 3283.7224 | 6032.8877 | 3666.8473 | 7650.7057 | 30
Det-house | 4 | 3131.9312 | 3527.2837 | 6480.361 | 3938.8258 | 8218.1762 | 30
Property Details | Number of beds | Annual reduction in carbon emissions (kgCO2/a) |  |  |  |  | Lifetime (years)
Solid wall insulation from 1.9 W/m²K to 0.20 W/m²K
dwelling | no.beds | Gas | LPG | Electric | Oil | Coal | Wtd ave
Flat | 1 | 719.8572 | 810.93 | 1464.2723 | 909.6447 | 1868.0071 | 30
Flat | 2 | 867.5343 | 977.2904 | 1764.6644 | 1096.2562 | 2251.2245 | 30
Flat | 3 | 1047.8925 | 1180.4667 | 2131.5337 | 1324.1651 | 2719.2485 | 30
Mid-Terrace | 2 | 908.391 | 1023.0674 | 1809.4577 | 1142.8494 | 2320.4995 | 30
Mid-Terrace | 3 | 1017.2228 | 1145.6383 | 2026.2439 | 1279.771 | 2598.5121 | 30
End-Terrace | 2 | 1661.3117 | 1871.0087 | 3382.6132 | 2086.2819 | 4294.9752 | 30
End-Terrace | 3 | 1860.3489 | 2095.1691 | 3787.8747 | 2336.2335 | 4809.5443 | 30
Semi-bungalow | 2 | 1249.4684 | 1407.1727 | 2620.1361 | 1580.7403 | 3284.7064 | 30
Semi-bungalow | 3 | 1348.8209 | 1519.0652 | 2828.4783 | 1706.4341 | 3545.8924 | 30
Det-bungalow | 2 | 1529.7768 | 1722.849 | 3207.9041 | 1930.0649 | 4039.9779 | 30
Det-bungalow | 3 | 1650.5853 | 1858.9046 | 3461.2365 | 2082.4847 | 4359.0203 | 30
Det-bungalow | 4 | 1773.013 | 1996.7839 | 3717.9644 | 2236.9474 | 4682.3389 | 30
Semi-house | 2 | 1807.6028 | 2035.7537 | 3687.6794 | 2271.6951 | 4679.2759 | 30
Semi-house | 3 | 1943.3573 | 2188.6427 | 3964.6313 | 2442.3038 | 5030.6985 | 30
Semi-house | 4 | 2080.4521 | 2343.0413 | 4244.3177 | 2614.597 | 5385.591 | 30
Det-house | 2 | 2872.463 | 3235.0556 | 5924.0477 | 3609.4297 | 7513.3054 | 30
Det-house | 3 | 3087.8049 | 3477.5803 | 6368.1599 | 3880.0204 | 8076.5606 | 30
Det-house | 4 | 3316.8345 | 3735.5205 | 6840.5011 | 4167.8105 | 8675.6178 | 30
all values include the 15% comfort factor reduction
Property Details | Number of beds | Annual reduction in carbon emissions (kgCO2/a) |  |  |  |  | Lifetime (years)
Solid wall insulation from 1.8 W/m2K to 0.30 W/m2K
dwelling | no.beds | Gas | LPG | Electric | Oil | Coal | Wtd ave
Flat | 1 | 639.09 | 719.9429 | 1285.635 | 803.9847 | 1640.4031 | 30
Flat | 2 | 770.1978 | 867.6376 | 1549.3801 | 968.9203 | 1976.928 | 30
Flat | 3 | 930.32 | 1048.0173 | 1871.4923 | 1170.3565 | 2387.9264 | 30
Mid-Terrace | 2 | 805.8439 | 907.5448 | 1586.5068 | 1008.2696 | 2034.3115 | 30
Mid-Terrace | 3 | 902.3899 | 1016.2753 | 1776.5818 | 1129.0676 | 2278.0368 | 30
End-Terrace | 2 | 1458.9315 | 1643.0785 | 2992.9773 | 1835.6446 | 3786.4939 | 30
End-Terrace | 3 | 1633.7221 | 1839.9312 | 3351.5576 | 2055.5681 | 4240.1433 | 30
Semi-bungalow | 2 | 1104.5716 | 1243.9889 | 2321.9948 | 1400.0873 | 2911.1821 | 30
Semi-bungalow | 3 | 1192.4025 | 1342.9057 | 2506.6301 | 1511.4163 | 3142.667 | 30
Det-bungalow | 2 | 1355.2987 | 1526.3539 | 2842.267 | 1711.8753 | 3583.1843 | 30
Det-bungalow | 3 | 1462.3284 | 1646.8921 | 3066.7245 | 1847.0644 | 3866.1531 | 30
Det-bungalow | 4 | 1570.7927 | 1769.0459 | 3294.1906 | 1984.0654 | 4152.9146 | 30
Semi-house | 2 | 1589.6947 | 1790.3382 | 3263.6234 | 2002.075 | 4129.2391 | 30
Semi-house | 3 | 1709.0839 | 1924.796 | 3508.7278 | 2152.4347 | 4439.3529 | 30
Semi-house | 4 | 1829.6518 | 2060.5815 | 3756.2523 | 2304.2791 | 4752.5288 | 30
Det-house | 2 | 2546.1618 | 2867.5732 | 5255.0683 | 3202.6887 | 6667.2614 | 30
Det-house | 3 | 2737.0417 | 3082.5485 | 5649.0287 | 3442.787 | 7167.0907 | 30
Det-house | 4 | 2940.0544 | 3311.1883 | 6068.0302 | 3698.1464 | 7698.6904 | 30
all values include the 15% comfort factor reduction
Property Details | Number of beds | Annual reduction in carbon emissions (kgCO2/a) |  |  |  |  | Lifetime (years)
Solid wall insulation from 1.7 W/m2K to 0.30 W/m2K
dwelling | no.beds | Gas | LPG | Electric | Oil | Coal | Wtd ave
Flat | 1 | 596.527 | 672.0085 | 1194.4458 | 749.9145 | 1527.5178 | 30
Flat | 2 | 718.9031 | 809.8695 | 1439.4835 | 903.7577 | 1840.8845 | 30
Flat | 3 | 868.3613 | 978.2394 | 1738.7486 | 1091.6467 | 2223.5998 | 30
Mid-Terrace | 2 | 753.3857 | 848.467 | 1473.8117 | 941.4172 | 1895.408 | 30
Mid-Terrace | 3 | 843.6468 | 950.1195 | 1650.385 | 1054.2058 | 2122.4916 | 30
End-Terrace | 2 | 1357.0429 | 1528.3263 | 2785.3575 | 1708.3447 | 3520.2499 | 30
End-Terrace | 3 | 1519.6265 | 1711.4309 | 3119.0635 | 1913.0167 | 3942.0013 | 30
Semi-bungalow | 2 | 1028.1976 | 1157.9732 | 2165.2969 | 1304.7203 | 2711.118 | 30
Semi-bungalow | 3 | 1109.9556 | 1250.0504 | 2337.4722 | 1408.4662 | 2926.6947 | 30
Det-bungalow | 2 | 1264.3038 | 1423.874 | 2651.1546 | 1598.3219 | 3340.877 | 30
Det-bungalow | 3 | 1364.1476 | 1536.3192 | 2860.5198 | 1724.5435 | 3604.7105 | 30
Det-bungalow | 4 | 1465.3296 | 1650.2715 | 3072.6911 | 1852.4568 | 3872.0802 | 30
Semi-house | 2 | 1478.5742 | 1665.189 | 3037.2918 | 1863.1498 | 3838.5099 | 30
Semi-house | 3 | 1589.618 | 1790.248 | 3265.3983 | 2003.0759 | 4126.7894 | 30
Semi-house | 4 | 1701.7582 | 1916.5417 | 3495.7571 | 2144.3836 | 4417.9153 | 30
Det-house | 2 | 2378.5963 | 2678.8567 | 4898.2997 | 2992.7131 | 6217.0426 | 30
Det-house | 3 | 2556.9142 | 2879.6844 | 5265.514 | 3217.0699 | 6683.12 | 30
Det-house | 4 | 2746.5664 | 3093.2773 | 5656.0693 | 3455.6874 | 7178.8224 | 30
all values include the 15% comfort factor reduction
Property Details | Number of beds | Annual reduction in carbon emissions (kgCO2/a) |  |  |  |  | Lifetime (years)
Solid wall insulation from 1.6 W/m2K to 0.30 W/m2K
dwelling | no.beds | Gas | LPG | Electric | Oil | Coal | Wtd ave
Flat | 1 | 554.2952 | 624.4474 | 1103.9759 | 696.3194 | 1415.8502 | 30
Flat | 2 | 668.0076 | 752.5513 | 1330.454 | 839.1677 | 1706.3086 | 30
Flat | 3 | 806.8847 | 909.0049 | 1607.0521 | 1013.6286 | 2061.0459 | 30
Mid-Terrace | 2 | 701.3601 | 789.8768 | 1362.5282 | 875.3272 | 1758.5075 | 30
Mid-Terrace | 3 | 785.3882 | 884.5098 | 1525.7689 | 980.1977 | 1969.1894 | 30
End-Terrace | 2 | 1254.7103 | 1413.0738 | 2577.402 | 1580.2217 | 3253.0535 | 30
End-Terrace | 3 | 1405.0337 | 1582.3702 | 2886.1934 | 1769.5437 | 3642.7928 | 30
Semi-bungalow | 2 | 951.4372 | 1071.5221 | 2008.4735 | 1208.7269 | 2510.4113 | 30
Semi-bungalow | 3 | 1027.0915 | 1156.725 | 2168.1789 | 1304.8398 | 2710.0286 | 30
Det-bungalow | 2 | 1172.4906 | 1320.4717 | 2459.97 | 1483.7458 | 3097.6678 | 30
Det-bungalow | 3 | 1265.0837 | 1424.7511 | 2654.2371 | 1600.9192 | 3342.2947 | 30
Det-bungalow | 4 | 1358.9179 | 1530.4282 | 2851.108 | 1719.6631 | 3590.2004 | 30
Semi-house | 2 | 1367.0794 | 1539.6181 | 2810.6444 | 1723.4887 | 3547.0408 | 30
Semi-house | 3 | 1469.7497 | 1655.2463 | 3021.7292 | 1852.9261 | 3813.4304 | 30
Semi-house | 4 | 1573.4338 | 1772.0163 | 3234.8982 | 1983.6414 | 4082.4503 | 30
Det-house | 2 | 2209.5368 | 2488.4567 | 4541.955 | 2781.1215 | 5766.2726 | 30
Det-house | 3 | 2375.1807 | 2675.0106 | 4882.4549 | 2989.6158 | 6198.5568 | 30
Det-house | 4 | 2551.3533 | 2873.4223 | 5244.5979 | 3211.3625 | 6658.318 | 30
all values include the 15% comfort factor reduction
Property Details | Number of beds | Annual reduction in carbon emissions (kgCO2/a) |  |  |  |  | Lifetime (years)
Solid wall insulation from 1.6 W/m2K to 0.19 W/m2K
dwelling | no.beds | Gas | LPG | Electric | Oil | Coal | Wtd ave
Flat | 1 | 595.7879 | 671.2058 | 1199.5633 | 752.3538 | 1540.6054 | 30
Flat | 2 | 718.0124 | 808.9022 | 1445.6509 | 906.6975 | 1856.6571 | 30
Flat | 3 | 867.2854 | 977.0709 | 1746.1982 | 1095.1976 | 2242.6514 | 30
Mid-Terrace | 2 | 755.6319 | 851.0354 | 1482.4951 | 948.6264 | 1918.1007 | 30
Mid-Terrace | 3 | 846.1621 | 952.9956 | 1660.1087 | 1062.2788 | 2147.9031 | 30
End-Terrace | 2 | 1366.053 | 1538.4732 | 2778.0823 | 1717.203 | 3521.265 | 30
End-Terrace | 3 | 1529.716 | 1722.7934 | 3110.9167 | 1922.9363 | 3943.1381 | 30
Semi-bungalow | 2 | 1027.4037 | 1157.0735 | 2163.9806 | 1303.3154 | 2701.8939 | 30
Semi-bungalow | 3 | 1109.0985 | 1249.0791 | 2336.0512 | 1406.9495 | 2916.7371 | 30
Det-bungalow | 2 | 1265.3054 | 1424.9964 | 2651.7651 | 1599.9689 | 3334.3911 | 30
Det-bungalow | 3 | 1365.2283 | 1537.5302 | 2861.1785 | 1726.3206 | 3597.7123 | 30
Det-bungalow | 4 | 1466.4904 | 1651.5724 | 3073.3987 | 1854.3658 | 3864.563 | 30
Semi-house | 2 | 1485.4015 | 1672.8754 | 3028.5387 | 1868.5042 | 3833.7882 | 30
Semi-house | 3 | 1596.958 | 1798.5116 | 3255.9878 | 2008.8325 | 4121.7131 | 30
Semi-house | 4 | 1709.616 | 1925.3883 | 3485.6828 | 2150.5464 | 4412.4809 | 30
Det-house | 2 | 2385.981 | 2687.1672 | 4884.8267 | 2999.5013 | 6202.2285 | 30
Det-house | 3 | 2564.8525 | 2888.6179 | 5251.0309 | 3224.367 | 6667.1953 | 30
Det-house | 4 | 2755.0935 | 3102.8734 | 5640.512 | 3463.5257 | 7161.7166 | 30
all values include the 15% comfort factor reduction
Property Details | Number of beds | Annual reduction in carbon emissions (kgCO2/a) |  |  |  |  | Lifetime (years)
Solid wall insulation from 1.5 W/m2K to 0.30 W/m2K
dwelling | no.beds | Gas | LPG | Electric | Oil | Coal | Wtd ave
Flat | 1 | 512.3483 | 577.2073 | 1014.3491 | 643.2084 | 1305.4824 | 30
Flat | 2 | 617.4554 | 695.6201 | 1222.4404 | 775.1612 | 1573.2992 | 30
Flat | 3 | 745.8229 | 840.2378 | 1476.5827 | 936.3152 | 1900.3841 | 30
Mid-Terrace | 2 | 649.6385 | 731.629 | 1252.7724 | 809.8726 | 1623.4894 | 30
Mid-Terrace | 3 | 727.4698 | 819.2835 | 1402.8636 | 906.9012 | 1817.9951 | 30
End-Terrace | 2 | 1152.2706 | 1297.7005 | 2369.0769 | 1451.5655 | 2985.2362 | 30
End-Terrace | 3 | 1290.321 | 1453.1744 | 2652.9094 | 1625.4735 | 3342.8891 | 30
Semi-bungalow | 2 | 874.4347 | 984.7981 | 1851.4716 | 1112.2121 | 2309.1642 | 30
Semi-bungalow | 3 | 943.9661 | 1063.1051 | 1998.6928 | 1200.6505 | 2492.7792 | 30
Det-bungalow | 2 | 1079.9418 | 1216.2406 | 2268.6466 | 1368.1815 | 2853.5342 | 30
Det-bungalow | 3 | 1165.2262 | 1312.2888 | 2447.8046 | 1476.2286 | 3078.8816 | 30
Det-bungalow | 4 | 1251.6537 | 1409.6242 | 2629.3639 | 1585.7238 | 3307.2493 | 30
Semi-house | 2 | 1255.5327 | 1413.9886 | 2583.718 | 1583.3896 | 3255.252 | 30
Semi-house | 3 | 1349.8256 | 1520.1818 | 2777.7602 | 1702.3052 | 3499.7277 | 30
Semi-house | 4 | 1445.0495 | 1627.4237 | 2973.7184 | 1822.395 | 3746.6173 | 30
Det-house | 2 | 2038.8596 | 2296.2337 | 4186.0016 | 2567.7688 | 5314.5716 | 30
Det-house | 3 | 2191.7082 | 2468.3771 | 4499.8165 | 2760.2685 | 5712.9928 | 30
Det-house | 4 | 2354.2723 | 2651.4623 | 4833.5783 | 2965.004 | 6136.7386 | 30
all values include the 15% comfort factor reduction
Property Details | Number of beds | Annual reduction in carbon emissions (kgCO2/a) |  |  |  |  | Lifetime (years)
Solid wall insulation from 1.4 W/m2K to 0.30 W/m2K
dwelling | no.beds | Gas | LPG | Electric | Oil | Coal | Wtd ave
Flat | 1 | 470.5937 | 530.1838 | 925.686 | 590.5442 | 1196.4418 | 30
Flat | 2 | 567.1349 | 638.9498 | 1115.5883 | 711.693 | 1441.8891 | 30
Flat | 3 | 685.0408 | 771.7859 | 1347.5163 | 859.6522 | 1741.6542 | 30
Mid-Terrace | 2 | 598.074 | 673.5585 | 1144.597 | 744.8919 | 1490.1354 | 30
Mid-Terrace | 3 | 669.7276 | 754.2557 | 1281.728 | 834.1354 | 1668.6644 | 30
End-Terrace | 2 | 1050.157 | 1182.6947 | 2160.4481 | 1322.8097 | 2717.3938 | 30
End-Terrace | 3 | 1175.9734 | 1324.3901 | 2419.2855 | 1481.2919 | 3042.9572 | 30
Semi-bungalow | 2 | 797.3778 | 898.0129 | 1694.2557 | 1015.3361 | 2107.569 | 30
Semi-bungalow | 3 | 860.7819 | 969.4191 | 1828.9758 | 1096.0714 | 2275.154 | 30
Det-bungalow | 2 | 986.7964 | 1111.3372 | 2077.1189 | 1251.7149 | 2608.5291 | 30
Det-bungalow | 3 | 1064.725 | 1199.101 | 2241.1517 | 1350.5644 | 2814.5281 | 30
Det-bungalow | 4 | 1143.6981 | 1288.041 | 2407.3831 | 1450.7389 | 3023.2881 | 30
Semi-house | 2 | 1144.3336 | 1288.7509 | 2356.652 | 1443.2687 | 2963.7979 | 30
Semi-house | 3 | 1230.2752 | 1385.5385 | 2533.6411 | 1551.6609 | 3186.3849 | 30
Semi-house | 4 | 1317.0655 | 1483.2819 | 2712.3778 | 1661.1235 | 3411.1696 | 30
Det-house | 2 | 1866.4626 | 2102.0726 | 3830.2684 | 2352.4827 | 4861.4657 | 30
Det-house | 3 | 2006.387 | 2259.6601 | 4117.4148 | 2528.8429 | 5225.9186 | 30
Det-house | 4 | 2155.2054 | 2427.2643 | 4422.813 | 2716.4131 | 5613.5371 | 30
all values include the 15% comfort factor reduction
Property Details | Number of beds | Annual reduction in carbon emissions (kgCO2/a) |  |  |  |  | Lifetime (years)
Solid wall insulation from 1.3 W/m2K to 0.30 W/m2K
dwelling | no.beds | Gas | LPG | Electric | Oil | Coal | Wtd ave
Flat | 1 | 428.9098 | 483.2378 | 838.0925 | 538.2392 | 1088.6689 | 30
Flat | 2 | 516.8996 | 582.3729 | 1010.0253 | 648.6577 | 1312.0068 | 30
Flat | 3 | 624.3617 | 703.4468 | 1220.007 | 783.5121 | 1584.7698 | 30
Mid-Terrace | 2 | 546.4991 | 615.4761 | 1037.9721 | 680.1985 | 1358.1427 | 30
Mid-Terrace | 3 | 611.9737 | 689.2146 | 1162.3287 | 761.6912 | 1520.858 | 30
End-Terrace | 2 | 948.8663 | 1068.6163 | 1951.7347 | 1194.5228 | 2450.4167 | 30
End-Terrace | 3 | 1062.5473 | 1196.6442 | 2185.5667 | 1337.6353 | 2743.9943 | 30
Semi-bungalow | 2 | 720.4931 | 811.4216 | 1536.8217 | 918.3202 | 1905.9264 | 30
Semi-bungalow | 3 | 777.7837 | 875.9425 | 1659.0233 | 991.3411 | 2057.4776 | 30
Det-bungalow | 2 | 893.2603 | 1005.9935 | 1885.3391 | 1134.5036 | 2362.8151 | 30
Det-bungalow | 3 | 963.8022 | 1085.4381 | 2034.2268 | 1224.0968 | 2549.4097 | 30
Det-bungalow | 4 | 1035.2896 | 1165.9475 | 2185.1101 | 1314.8909 | 2738.5054 | 30
Semi-house | 2 | 1033.9322 | 1164.4121 | 2129.7281 | 1303.649 | 2673.574 | 30
Semi-house | 3 | 1111.5825 | 1251.8617 | 2289.6748 | 1401.5555 | 2874.3646 | 30
Semi-house | 4 | 1189.9995 | 1340.1747 | 2451.2008 | 1500.4288 | 3077.1377 | 30
Det-house | 2 | 1692.3308 | 1905.9564 | 3474.4755 | 2135.1322 | 4406.5028 | 30
Det-house | 3 | 1819.2009 | 2048.8416 | 3734.9489 | 2295.1981 | 4736.8481 | 30
Det-house | 4 | 1954.1352 | 2200.8089 | 4011.9787 | 2465.4382 | 5088.1911 | 30
all values include the 15% comfort factor reduction
Property Details | Number of beds | Annual reduction in carbon emissions (kgCO2/a) |  |  |  |  | Lifetime (years)
Solid wall insulation from 1.2 W/m2K to 0.30 W/m2K
dwelling | no.beds | Gas | LPG | Electric | Oil | Coal | Wtd ave
Flat | 1 | 387.1852 | 436.2353 | 751.6461 | 486.1705 | 981.9853 | 30
Flat | 2 | 466.6154 | 525.728 | 905.8445 | 585.9073 | 1183.4373 | 30
Flat | 3 | 563.6235 | 635.0255 | 1094.1673 | 707.716 | 1429.4709 | 30
Mid-Terrace | 2 | 494.7155 | 557.1585 | 932.7768 | 615.5803 | 1227.1386 | 30
Mid-Terrace | 3 | 553.986 | 623.9101 | 1044.5302 | 689.3313 | 1374.1586 | 30
End-Terrace | 2 | 848.9046 | 956.0355 | 1743.3653 | 1067.3628 | 2185.4619 | 30
End-Terrace | 3 | 950.6095 | 1070.5755 | 1952.2331 | 1195.2406 | 2447.296 | 30
Semi-bungalow | 2 | 644.0339 | 725.3099 | 1379.2134 | 821.4437 | 1704.6559 | 30
Semi-bungalow | 3 | 695.2447 | 782.9835 | 1488.8826 | 886.7615 | 1840.2029 | 30
Det-bungalow | 2 | 799.6098 | 900.5208 | 1693.2969 | 1016.794 | 2116.702 | 30
Det-bungalow | 3 | 862.756 | 971.6361 | 1827.0188 | 1097.0916 | 2283.8608 | 30
Det-bungalow | 4 | 926.7486 | 1043.7046 | 1962.533 | 1178.4654 | 2453.26 | 30
Semi-house | 2 | 924.7878 | 1041.4898 | 1903.4066 | 1165.1232 | 2385.675 | 30
Semi-house | 3 | 994.2411 | 1119.7077 | 2046.3561 | 1252.6262 | 2564.8438 | 30
Semi-house | 4 | 1064.3802 | 1198.6979 | 2190.717 | 1340.9932 | 2745.7817 | 30
Det-house | 2 | 1516.6246 | 1708.0663 | 3118.304 | 1915.7233 | 3949.4212 | 30
Det-house | 3 | 1630.3225 | 1836.1161 | 3352.0761 | 2059.3406 | 4245.5002 | 30
Det-house | 4 | 1751.2473 | 1972.305 | 3600.7073 | 2212.0867 | 4560.3988 | 30
all values include the 15% comfort factor reduction
Property Details | Number of beds | Annual reduction in carbon emissions (kgCO2/a) |  |  |  |  | Lifetime (years
Solid wall insulation from 1.0 W/m2K to 0.30 W/m2K
|  | Gas | LPG | Electric | Oil | Coal
Flat | 1 | 302.8151 | 341.1925 | 582.2355 | 381.6967 | 770.5461 | 30
Flat | 2 | 364.9369 | 411.1873 | 701.6798 | 460.0009 | 928.6218 | 30
Flat | 3 | 440.8064 | 496.6721 | 847.5573 | 555.6339 | 1121.68 | 30
Mid-Terrace | 2 | 389.5586 | 438.732 | 725.7983 | 485.5299 | 966.2539 | 30
Mid-Terrace | 3 | 436.2305 | 491.2953 | 812.7542 | 543.6999 | 1082.0181 | 30
End-Terrace | 2 | 654.5567 | 737.1571 | 1330.5932 | 819.0101 | 1666.9096 | 30
End-Terrace | 3 | 732.9774 | 825.4739 | 1490.0079 | 917.1334 | 1866.6174 | 30
Semi-bungalow | 2 | 493.4292 | 555.6939 | 1064.0058 | 629.4347 | 1305.4524 | 30
Semi-bungalow | 3 | 532.6646 | 599.8803 | 1148.611 | 679.4847 | 1409.2565 | 30
Det-bungalow | 2 | 613.3581 | 690.7581 | 1308.7248 | 781.3435 | 1625.4236 | 30
Det-bungalow | 3 | 661.7958 | 745.3082 | 1412.0766 | 843.0472 | 1753.7855 | 30
Det-bungalow | 4 | 710.8828 | 800.5894 | 1516.8135 | 905.578 | 1883.8678 | 30
Semi-house | 2 | 711.7811 | 801.5977 | 1455.341 | 893.6999 | 1821.6361 | 30
Semi-house | 3 | 765.2372 | 861.7992 | 1564.6399 | 960.8185 | 1958.4444 | 30
Semi-house | 4 | 819.2211 | 922.5952 | 1675.018 | 1028.5998 | 2096.6036 | 30
Det-house | 2 | 1162.64 | 1309.3871 | 2404.0782 | 1472.2404 | 3030.2653 | 30
Det-house | 3 | 1249.8005 | 1407.5488 | 2584.3064 | 1582.6109 | 3257.4373 | 30
Det-house | 4 | 1342.5011 | 1511.95 | 2775.9903 | 1699.9968 | 3499.049 | 30
all values include the 15% comfort factor reduction
Solid Wall Insulation scores for a dwelling heated by wood fuel
Property details | Number of beds | Annual reduction in carbon emissions (kgCO2/a) from a starting U-value of 2.1W/Km2 finishing at: |  |  | Lifetime (years)
|  | 0.45W/Km2 (kgCO2) | 0.37W/Km2 (kgCO2) | 0.35W/Km2 (kgCO2)
Flat | 1 | 129.4302 | 127.9762 | 122.0768 | 30
Flat | 2 | 155.9825 | 154.2302 | 147.1206 | 30
Flat | 3 | 188.4109 | 186.2943 | 177.7066 | 30
Mid-Terrace | 2 | 162.9676 | 161.0339 | 153.221 | 30
Mid-Terrace | 3 | 182.4923 | 180.3269 | 171.5779 | 30
End-Terrace | 2 | 299.935 | 296.644 | 283.6563 | 30
End-Terrace | 3 | 335.8693 | 332.1841 | 317.6404 | 30
Semi-bungalow | 2 | 229.8023 | 227.3981 | 217.7424 | 30
Semi-bungalow | 3 | 248.0752 | 245.4798 | 235.0564 | 30
Det-bungalow | 2 | 281.2084 | 278.2351 | 266.2701 | 30
Det-bungalow | 3 | 303.4158 | 300.2077 | 287.2978 | 30
Det-bungalow | 4 | 325.9209 | 322.4748 | 308.6073 | 30
Semi-house | 2 | 327.612 | 324.08 | 310.0569 | 30
Semi-house | 3 | 352.2163 | 348.419 | 333.3427 | 30
Semi-house | 4 | 377.0635 | 372.9984 | 356.8585 | 30
Det-house | 2 | 523.1819 | 517.7133 | 495.7057 | 30
Det-house | 3 | 562.4036 | 556.5251 | 532.8676 | 30
Det-house | 4 | 604.1184 | 597.8038 | 572.3917 | 30
INSULATING PLASTER
Property details | Number of beds | Annual reduction in carbon emissions (kgCO2/a) |  |  |  | Lifetime (years)
|  | 10 mm | 20 mm | 30 mm | 40 mm
THERMILATE ECO INSULATING PLASTER
Flat | 1 | 216.9782 | 350.8493 | 444.1642 | 513.5853 | 30
Flat | 2 | 261.4908 | 422.8253 | 535.2834 | 618.9461 | 30
Flat | 3 | 315.8541 | 510.7296 | 646.5675 | 747.6234 | 30
Mid-Terrace | 2 | 268.8638 | 433.8393 | 549.3217 | 635.6834 | 30
Mid-Terrace | 3 | 301.0756 | 485.8164 | 615.1344 | 711.8428 | 30
End-Terrace | 2 | 506.5512 | 831.464 | 1055.5308 | 1216.255 | 30
End-Terrace | 3 | 567.2397 | 931.0794 | 1181.991 | 1361.9711 | 30
Semi-bungalow | 2 | 380.3138 | 625.066 | 796.1198 | 920.6539 | 30
Semi-bungalow | 3 | 410.5548 | 674.7686 | 859.4239 | 993.8604 | 30
Det-bungalow | 2 | 453.4372 | 748.8208 | 958.0156 | 1111.8434 | 30
Det-bungalow | 3 | 489.2458 | 807.9562 | 1033.6714 | 1199.6472 | 30
Det-bungalow | 4 | 525.5343 | 867.8841 | 1110.3412 | 1288.6278 | 30
Semi-house | 2 | 553.0927 | 906.927 | 1151.3564 | 1327.3249 | 30
Semi-house | 3 | 594.631 | 975.0389 | 1237.8254 | 1427.0096 | 30
Semi-house | 4 | 636.5795 | 1043.8234 | 1325.1483 | 1527.6785 | 30
Det-house | 2 | 838.1637 | 1384.5142 | 1776.1308 | 2067.8689 | 30
Det-house | 3 | 900.9989 | 1488.308 | 1909.2832 | 2222.8923 | 30
Det-house | 4 | 967.8281 | 1598.6993 | 2050.8992 | 2387.7693 | 30
Contact details | Thermilate Technologies Ltd
| Bianca Hatton |  | Tel: 0845 680 6124
| B6 Gledholt Business Park, Allen Row, |  | Email: info@thermilate.com
| Paddock, Huddersfield, HD1 1RL |  | Web: www.thermilate.com
DRAUGHT-PROOFING
Property details | Number of beds | Annual reduction in carbon emissions (kgCO2/a) | Lifetime (years)
AIRTIGHT SEALANT PROCESS (AIR-O-SEAL)
Flat | 1 | 137.4912 | 15
Flat | 2 | 185.3273 | 15
Flat | 3 | 250.7191 | 15
Property details | Number of beds | Annual reduction in carbon emissions (kgCO2/a) | Lifetime (years)
SCHLEGEL (dpGti SYSTEM)
Flat | 1 | 78.6356 | According to the manufacturer's guarantee
Flat | 2 | 105.9946
Flat | 3 | 143.3943
Mid-Terrace | 2 | 124.5487
Mid-Terrace | 3 | 149.2686
End-Terrace | 2 | 137.2486
End-Terrace | 3 | 164.4891
Semi-bungalow | 2 | 126.0004
Semi-bungalow | 3 | 142.4093
Det-bungalow | 2 | 128.3649
Det-bungalow | 3 | 144.9647
Det-bungalow | 4 | 162.5476
Semi-house | 2 | 158.2586
Semi-house | 3 | 177.6997
Semi-house | 4 | 198.1777
Det-house | 2 | 181.4706
Det-house | 3 | 203.7224
Det-house | 4 | 228.4321
FLAT ROOF INSULATION
The reduction in carbon emissions (kgCO2/a) for the below flat roof insulation assume a starting u-value of 2.48 W/m2K (typical for an uninsulated flat roof with a 150 mm slightly ventilated air layer) and an after u-value of 0.25 W/m2K (the improved threshold u-value when upgrading retained thermal elements, as in Building Regulations ADL1B). These savings are not to be claimed after 1/4/11 as they do not meet Building Regulations. |  |  |  | The reduction in carbon emissions (kgCO2/a) for the below flat roof insulation assume a starting u-value of 2.48 W/m2K (typical for an uninsulated flat roof with a 150 mm slightly ventilated air layer) and an after u-value of 0.18 W/m2K (the improved threshold u-value when upgrading retained thermal elements, as in Building Regulations October 2010). These savings must be claimed from 1/4/11, however can be claimed before this date also.
Property details | Number of beds | Annual reduction in carbon emissions (kgCO2/a) | Lifetime (years) | Property details | Number of beds | Annual reduction in carbon emissions (kgCO2/a) | Lifetime (years)
FLAT ROOF INSULATION |  |  |  | FLAT ROOF INSULATION
Flat | 1 | 1381.3714 | According to the manufacturer's guarantee | Flat | 1 | 1423.8251 | 40 years
Flat | 2 | 2006.2775 |  | Flat | 2 | 2067.9365
Flat | 3 | 2927.1917 |  | Flat | 3 | 3017.1532
Mid-Terrace | 2 | 998.9242 |  | Mid-Terrace | 2 | 1029.1565
Mid-Terrace | 3 | 1252.6193 |  | Mid-Terrace | 3 | 1290.5295
End-Terrace | 2 | 1040.496 |  | End-Terrace | 2 | 1072.1752
End-Terrace | 3 | 1304.749 |  | End-Terrace | 3 | 1344.4737
Semi-bungalow | 2 | 2069.687 |  | Semi-bungalow | 2 | 2136.1323
Semi-bungalow | 3 | 2411.9187 |  | Semi-bungalow | 3 | 2489.3511
Det-bungalow | 2 | 2135.8386 |  | Det-bungalow | 2 | 2206.5504
Det-bungalow | 3 | 2486.4987 |  | Det-bungalow | 3 | 2568.8198
Det-bungalow | 4 | 2869.0369 |  | Det-bungalow | 4 | 2964.0229
Semi-house | 2 | 1262.7416 |  | Semi-house | 2 | 1301.3318
Semi-house | 3 | 1459.5325 |  | Semi-house | 3 | 1504.1367
Semi-house | 4 | 1672.7227 |  | Semi-house | 4 | 1723.8421
Det-house | 2 | 1476.7061 |  | Det-house | 2 | 1524.7598
Det-house | 3 | 1706.416 |  | Det-house | 3 | 1761.9447
Det-house | 4 | 1968.9415 |  | Det-house | 4 | 2033.0131
Product details |  |  | BBA Approval
ICYNENE LD-C-50 FLAT ROOF INSULATION
Product must be installed in compliance with the points at the start of this section |  |  | 08/4598
Contact details |  | Icynene inc
|  | Head Office: 6747 Campobello Road, Mississauga, Ontario, L5N 2L7 UK address: Pinewood Chineham Business Park, Crockford Lane, Chineham, Basingstoke, RG24 8AL | Tel: 001 905 363 4040 Contact: Gerry Sheridan Tel: 01256698033 Email: info@uksprayfoam.co.uk Web: www.uksprayfoam.co.uk
UNDER FLOOR INSULATION
1. The annual CO2 savings based on insulating the ground floor of the dwelling only. 2. The savings are based on installing insulation between the joist of a timber deck floor. 3. The savings have been calculated for an 'after' U-value of 0.25 W/m2K. 4. A U-value of 0.25 W/m2K may be achieved using insulation to the depth of 150mm, lambda 0.044 and 11% joist bridging, (the U-value varies with floor area and exposed perimeter, as well as insulation depth). 5. Insulation must be installed up to the lower face of the timber deck, any 'tunnel' of air beneath the floor will reduce the thermal performance of the insulation.
Property details | Number of beds | Annual reduction in carbon emissions (kgCO2/a) | Lifetime (years)
UNDER FLOOR INSULATION
Flat | 1 | 193.4876 | 40 years
Flat | 2 | 281.0176
Flat | 3 | 410.0094
Mid-Terrace | 2 | 137.4967
Mid-Terrace | 3 | 172.4165
End-Terrace | 2 | 216.3
End-Terrace | 3 | 271.2333
Semi-bungalow | 2 | 402.1168
Semi-bungalow | 3 | 468.6086
Det-bungalow | 2 | 474.1124
Det-bungalow | 3 | 551.9517
Det-bungalow | 4 | 636.8674
Semi-house | 2 | 261.5144
Semi-house | 3 | 302.2699
Semi-house | 4 | 346.4217
Det-house | 2 | 383.8534
Det-house | 3 | 443.5639
Det-house | 4 | 511.8045
Product details |  |  | BBA Approval
ICYNENE LD-C-50 UNDER FLOOR INSULATION
Product must be installed in compliance with points 1 to 5 listed at the start of this section |  |  | 08/4598
Contact details |  | Icynene inc
|  | Head Office: 6747 Campobello Road, Mississauga, Ontario, L5N 2L7 UK address: Pinewood Chineham Business Park, Crockford Lane, Chineham, Basingstoke, RG24 8AL | Tel: 001 905 363 4040 Contact: Gerry Sheridan Tel: 01256698033 Email: info@uksprayfoam.co.uk Web: www.uksprayfoam.co.uk
LOW-E UNDER FLOOR INSULATION
Product must be installed in compliance with points 1 to 5 listed at the start of this section |  |  | 0.0022826
Contact details |  | Low-E UK LTD
|  | Contact Name: Mark Collins Unit 38 Weaver Ind Est Blackburn Street Liverpool, L19 8JA | Tel: 01514 949994 Fax: 05603 107699 Email: info@low-e.co.uk Web: www.low-e.co.uk
WINDOW GLAZING
New window glazing scores which meet Building Regulations 2010. These carbon scores are to be used from 1/4/11. Carbon scores for E-A, E-B, E-C are no longer permitted under CERT post 1/4/11.
Window Glazing (m2) |  | Annual reduction in carbon emissions per m2 (kgCO2/a/m2) | Lifetime (years)
WINDOW GLAZING
C to A |  | 2.927 | 20
C to B |  | 1.952
RADIATOR PANELS
HEATKEEPER RADIATOR PANELS
The reduction in carbon emissions for professionally installed radiator panels has been calculated on a per square meter basis. The reduction in carbon emissions attributed to professionally installed reflective (silver) radiator panels is 17 kgCO2/m2/annum. The reduction in carbon emissions attributable to DIY reflective (silver) radiator panels is 10 kgCO2/m2/annum. A lifetime of radiator panels is 10 years.
Joulesave Ltd
Contact Name: Graham Page |  | Tel: 01572 768362
27a Water Lane, South Witham, |  | Fax: 01572 767146
Grantham, Lincolnshire, |  | Email: Graham.page@joulesave.co.uk
NG33 5PH |  | Web: www.heatkeeper.co.uk
0
Home

## HEATING
MEASURE SAVINGS: HEATING & LIGHTING
Shower regulator | Ravenheat energycatcher
Fireplace heat saver | HeatingSave
Zenex gas saver | Climote HUB
HEATING
SHOWER REGULATOR
Annual reduction in carbon emissions (kgCO2/a) |  | Lifetime (years)
SHOWER REGULATOR
84.8 |  | 12
Contact details
HGP International B.V.
Contact name: Martin France
Zwaardkamp 14, |  | Tel: 07412 655 772
1271 GK, Huizen, |  | Email: martin@hgpinternational.nl
The Netherlands |  | Web: www.hl2024.nl
Challis
Contact name: Chris Challis
Challis Water Controls, Europower House, |  | Tel: 0162 852 9024
Lower Road, Cookham, |  | Email: info@alchallis.com
Berkshire, SL6 9EH |  | Web: www.waterwidget.co.uk
FIREPLACE HEATSAVER
Property details | Number of beds | Annual reduction in carbon emissions (kgCO2/a) (ventilation reduction) |  | Lifetime (years)
FIREPLACE HEATSAVER - DECORATIVE FUEL EFFECT ROOM HEATER
Semi-house | 3 | 79.0057 |  | 8
FIREPLACE HEATSAVER - INSET LIVE FUEL EFFECT ROOM HEATER
Semi-house | 3 | 32.849 |  | 8
Contact details | Environmental Fireplace Solutions Limited
| Contact name: Daniel Shute |  | Tel: 01924 368899
| 172 Ferry Lane, Stanley |  | Email: danielshute@fireplaceheatsaver.co.uk
| Wakefield, WF3 4LT |  | Web: www.fireplaceheatsaver.co.uk
ZENEX GAS SAVER
Property details | Number of beds | Annual reduction in carbon emissions (kgCO2/a) |  |  | Lifetime (years)
GAS
|  | Regular | Combi | Stor. combi
ZENEX GAS SAVER
Flat | 1 | 37.3918 | 88.4243 | 54.1991 | 12
Flat | 2 | 46.8352 | 105.4156 | 65.0416 | 12
Flat | 3 | 60.2583 | 130.0103 | 80.1808 | 12
Mid-Terrace | 2 | 48.9269 | 110.8327 | 67.203 | 12
Mid-Terrace | 3 | 56.9 | 124.8449 | 76.1365 | 12
End-Terrace | 2 | 61.431 | 135.8712 | 81.0911 | 12
End-Terrace | 3 | 72.2398 | 154.4348 | 92.9495 | 12
Semi-bungalow | 2 | 64.1514 | 139.9265 | 84.3151 | 12
Semi-bungalow | 3 | 71.6229 | 151.5952 | 92.4499 | 12
Det-bungalow | 2 | 72.0425 | 152.0188 | 92.051 | 12
Det-bungalow | 3 | 77.6255 | 162.0476 | 98.3297 | 12
Det-bungalow | 4 | 83.6785 | 172.251 | 105.0462 | 12
Semi-house | 2 | 73.0103 | 154.4836 | 93.2533 | 12
Semi-house | 3 | 78.8918 | 163.7153 | 99.4373 | 12
Semi-house | 4 | 84.733 | 173.4347 | 105.9011 | 12
Det-house | 2 | 87.5264 | 177.6605 | 109.1144 | 12
Det-house | 3 | 95.1353 | 189.9109 | 117.3758 | 12
Det-house | 4 | 103.6776 | 203.2808 | 126.5914 | 12
Property details | Number of beds | Annual reduction in carbon emissions (kgCO2/a) |  |  | Lifetime (years)
LPG
|  | Regular | Combi | Stor.Combi
ZENEX GAS SAVER
Flat | 1 | 45.1306 | 106.7252 | 65.4165 | 12
Flat | 2 | 56.5286 | 127.2332 | 78.5031 | 12
Flat | 3 | 72.7298 | 156.9182 | 96.7756 | 12
Mid-Terrace | 2 | 59.0532 | 133.7714 | 81.1118 | 12
Mid-Terrace | 3 | 68.6765 | 150.6837 | 91.8942 | 12
End-Terrace | 2 | 74.1452 | 163.9921 | 97.8743 | 12
End-Terrace | 3 | 87.191 | 186.3977 | 112.187 | 12
Semi-bungalow | 2 | 77.4286 | 168.8867 | 101.7655 | 12
Semi-bungalow | 3 | 86.4465 | 182.9705 | 111.584 | 12
Det-bungalow | 2 | 86.953 | 183.4817 | 111.1026 | 12
Det-bungalow | 3 | 93.6914 | 195.5861 | 118.6807 | 12
Det-bungalow | 4 | 100.9972 | 207.9013 | 126.7873 | 12
Semi-house | 2 | 88.1211 | 186.4567 | 112.5536 | 12
Semi-house | 3 | 95.2198 | 197.599 | 120.0175 | 12
Semi-house | 4 | 102.27 | 209.3301 | 127.8192 | 12
Det-house | 2 | 105.6415 | 214.4304 | 131.6975 | 12
Det-house | 3 | 114.8251 | 229.2162 | 141.6688 | 12
Det-house | 4 | 125.1354 | 245.3533 | 152.7917 | 12
RAVENHEAT ENERGYCATCHER
Property details | Number of beds | Annual reduction in carbon emissions (kgCO2/a) |  | Lifetime (years)
GAS
|  | Regular boiler | Combi without a keep-hot facility
RAVENHEAT ENERGYCATCHER A0-1
Flat | 1 | 43.8 | 97.4 | 12
Flat | 2 | 52.6 | 112.5 | 12
Flat | 3 | 65.6 | 135.4 | 12
Mid-Terrace | 2 | 54.3 | 118.3 | 12
Mid-Terrace | 3 | 62 | 131.1 | 12
End-Terrace | 2 | 62.6 | 137 | 12
End-Terrace | 3 | 72.7 | 153.4 | 12
Semi-bungalow | 2 | 64.6 | 138.8 | 12
Semi-bungalow | 3 | 71.4 | 148.9 | 12
Det-bungalow | 2 | 70.5 | 148.2 | 12
Det-bungalow | 3 | 75.1 | 157 | 12
Det-bungalow | 4 | 80 | 165.8 | 12
Semi-house | 2 | 72.9 | 152.9 | 12
Semi-house | 3 | 78 | 161 | 12
Semi-house | 4 | 82.8 | 169.6 | 12
Det-house | 2 | 81.3 | 168.4 | 12
Det-house | 3 | 87.1 | 178.7 | 12
Det-house | 4 | 93.5 | 190.1 | 12
Contact details | Ravenheat Manufacturing Ltd
| Contact name: Matthew Longford |  | Tel: 0113 252 7007
| Chartists Way, Morley |  | Fax: 0113 238 0229
| Leeds, LS27 9ET |  | Email: enquiries@ravenheat.co.uk
Web: www.ravenheat.co.uk
Property details | Number of beds | Annual reduction in carbon emissions (kgCO2/a) |  | Lifetime (years)
LPG
|  | Regular boiler | Combi without a keep-hot facility
RAVENHEAT ENERGYCATCHER A0-1
Flat | 1 | 46.9 | 104.3 | 12
Flat | 2 | 56.3 | 120.6 | 12
Flat | 3 | 70.3 | 145.1 | 12
Mid-Terrace | 2 | 58.2 | 126.7 | 12
Mid-Terrace | 3 | 66.4 | 140.4 | 12
End-Terrace | 2 | 67.1 | 146.7 | 12
End-Terrace | 3 | 77.8 | 164.3 | 12
Semi-bungalow | 2 | 69.2 | 148.6 | 12
Semi-bungalow | 3 | 76.5 | 159.5 | 12
Det-bungalow | 2 | 75.5 | 158.7 | 12
Det-bungalow | 3 | 80.5 | 168.2 | 12
Det-bungalow | 4 | 85.7 | 177.6 | 12
Semi-house | 2 | 78 | 163.7 | 12
Semi-house | 3 | 83.5 | 172.4 | 12
Semi-house | 4 | 88.7 | 181.6 | 12
Det-house | 2 | 87.1 | 180.4 | 12
Det-house | 3 | 93.3 | 191.4 | 12
Det-house | 4 | 100.1 | 203.6 | 12
Contact details | Ravenheat Manufacturing Ltd
| Contact name: Matthew Longford |  | Tel: 0113 252 7007
| Chartists Way, Morley |  | Fax: 0113 238 0229
| Leeds, LS27 9ET |  | Email: enquiries@ravenheat.co.uk
Web: www.ravenheat.co.uk
Property details | Number of beds | Annual reduction in carbon emissions (kgCO2/a) |  | Lifetime (years)
GAS
|  | Regular boiler | Combi without a keep-hot facility
RAVENHEAT ENERGYCATCHER B1-1
Flat | 1 | 40.1 | 92.1 | 12
Flat | 2 | 50.1 | 109 | 12
Flat | 3 | 64.2 | 134.2 | 12
Mid-Terrace | 2 | 52 | 115.4 | 12
Mid-Terrace | 3 | 60.3 | 129.5 | 12
End-Terrace | 2 | 61.7 | 135.9 | 12
End-Terrace | 3 | 72.3 | 153.7 | 12
Semi-bungalow | 2 | 63.9 | 138 | 12
Semi-bungalow | 3 | 71.2 | 149.2 | 12
Det-bungalow | 2 | 70.5 | 148.9 | 12
Det-bungalow | 3 | 75.9 | 160 | 12
Det-bungalow | 4 | 81.7 | 171.4 | 12
Semi-house | 2 | 72.6 | 153.3 | 12
Semi-house | 3 | 78.4 | 163.7 | 12
Semi-house | 4 | 84.2 | 174.9 | 12
Det-house | 2 | 84 | 176 | 12
Det-house | 3 | 91.3 | 190 | 12
Det-house | 4 | 99.6 | 205.9 | 12
Contact details | Ravenheat Manufacturing Ltd
| Contact name: Matthew Longford |  | Tel: 0113 252 7007
| Chartists Way, Morley |  | Fax: 0113 238 0229
| Leeds, LS27 9ET |  | Email: enquiries@ravenheat.co.uk
Web: www.ravenheat.co.uk
Property details | Number of beds | Annual reduction in carbon emissions (kgCO2/a) |  | Lifetime (years)
LPG
|  | Regular boiler | Combi without a keep-hot facility
RAVENHEAT ENERGYCATCHER B1-1
Flat | 1 | 42.9 | 98.6 | 12
Flat | 2 | 53.6 | 116.8 | 12
Flat | 3 | 68.8 | 143.7 | 12
Mid-Terrace | 2 | 55.7 | 123.6 | 12
Mid-Terrace | 3 | 64.6 | 138.7 | 12
End-Terrace | 2 | 66 | 145.5 | 12
End-Terrace | 3 | 77.4 | 164.6 | 12
Semi-bungalow | 2 | 68.4 | 147.8 | 12
Semi-bungalow | 3 | 76.2 | 159.8 | 12
Det-bungalow | 2 | 75.5 | 159.5 | 12
Det-bungalow | 3 | 81.2 | 171.4 | 12
Det-bungalow | 4 | 87.5 | 183.6 | 12
Semi-house | 2 | 77.8 | 164.2 | 12
Semi-house | 3 | 84 | 175.3 | 12
Semi-house | 4 | 90.2 | 187.3 | 12
Det-house | 2 | 90 | 188.5 | 12
Det-house | 3 | 97.8 | 203.5 | 12
Det-house | 4 | 106.7 | 220.5 | 12
Contact details | Ravenheat Manufacturing Ltd
| Contact name: Matthew Longford |  | Tel: 0113 252 7007
| Chartists Way, Morley |  | Fax: 0113 238 0229
| Leeds, LS27 9ET |  | Email: enquiries@ravenheat.co.uk
Web: www.ravenheat.co.uk
HEATINGSAVE
HEATING CONTROL - STANDARD SAVINGS
Contact details | Tensor plc
| Contact name: Nigel Smith |  | Tel: 01480 215530
| Hail Weston House, Hail Weston, |  | Email: sales@tensor.co.uk
St Neots, Cambs PE19 5JY
CLIMOTE HUB
HEATING CONTROL - STANDARD SAVINGS
Contact details | Climote Limited
| Contact name: Derek Roddy |  | Tel: +353 (0) 42 939 5020
| Smart Building, Finnibair Industrial |  | Email: info@climote.com
| Park, Dundalk, Co. Louth, Ireland |  | Web: www.climote.com
Home

## APPLIANCES
MEASURE SAVINGS: APPLIANCES
Standby savers | Real time displays (RTDs)
Circulating pumps | Lighting
Energy efficient kettles
STANDBY SAVERS
Product details | Annual reduction in carbon emissions (kgCO2/a) | Lifetime (years)
POWERSAFER
Powersafer | 22.1846 | 15
SAVASOCKET
Savasocket | 22.4971 | 15
Contact details: | Powersafer
Finchley House Business
| Center Ltd | Tel: 0208 275 3314
| 707 High Road, Finchley | Email: greg@powersafer.com
| London, N12 OBT | Web: www.powersafer.net
CIRCULATING PUMPS
Product details | Annual reduction in carbon emissions (kgCO2/a) | Lifetime (years)
Electricity
GRUNDFOS CIRCULATING PUMPS ('A' rated)
Grundfos Alpha 2 L 15 - 50 | 15.5579 | 15
Grundfos Alpha 2 L 15 - 60 | 15.5579 | 15
GRUNDFOS CIRCULATING PUMPS ('B' rated)
Selectric UPS 15-50 | 10.3719 | 15
Selectric UPS 15-50 'Contract' brand | 10.3719 | 15
Selectric UPS15-50 'Co branded' | 10.3719 | 15
Contact details | Grundfos Pumps Ltd
| Grovebury Road | Email: dseymour@grundfos.com
| Leighton Buzzard | Email: dclow@grundfos.com
| Beds, LU7 4TL | Email: kstocker@grundfos.com
| Tel: 01525 775236 | Web: www.grundfos.co.uk
ENERGY EFFICIENT KETTLES
Product details | Annual reduction in carbon emissions (kgCO2/a) | Lifetime (years)
ECO KETTLE
ECO KETTLE (model MAW894) | 78.76 | 5
ECO KETTLE (model LA201A) | 78.76 | 5
ECO KETTLE (model LD203A) | 78.76 | 5
ECO KETTLE (model LD303A) | 78.76 | 5
TEFAL KETTLE QUICK CUP
TEFAL KETTLE QUICK CUP | 15.28 | 5
REAL TIME DISPLAYS (RTDs)
Product details | Lifetime reduction in carbon emissions (kgCO2) | Lifetime (years)
SAVEOMETER
Saveometer model 2652 (electricity only) | 996 | 15
Contact details: | Saveometer (Eco1 Limited)
Contact: The Technical Director
| The Gatehouse, | Tel: 07962 403738
| Cockpit Lane, | Email: technical@saveometer.com
Pontefract, West Yorkshire,
WF8 1HH
LIGHTING
Product details | Annual reduction in carbon emissions (kgCO2/a) | Lifetime (years)
LEDON 10W WARMWHITE LED LAMP
10W LED Lamp | 8.8 | 19.5
Contact details: | LEDON Lamp GmbH
| Contact name: Richard Mercer | Telephone: +43 5572 509 50319
| Höchster Strasse 8 | Mobile: +44 (0) 75000 60511
| Dornbirn 6850 | Email: richard.mercer@ledon-lamp.com
| Austria | Web: www.ledon-lamp.com
Home

## DEMONSTRATION ACTIONS
MEASURE SAVINGS: DEMONSTRATION ACTIONS
Voltage Regulators
VOLTAGE REGULATORS
Product details
VPHASE VX1 DOMESTIC VOLTAGE OPTIMISATION DEVICE
This device is only approved when installed in line with the published demonstration action report. The demonstration action report can be found here.
Contact details | VPhase PLC
| Third Floor | Web: www.vphase.co.uk
| Castlefield House | Email: rick.smith@vphase.co.uk
| Liverpool Road | Phone: 01513 482 116
| Castlefield | Mobile: 07789 776 142
Manchester
M3 4SB
United Kingdom
Home

## MICROGENERATION
MEASURE SAVINGS: MICROGENERATION
AIR SOURCE HEAT PUMP
The reduction in carbon emissions (kgCO2/a) can be calculated by entering the information below and property-specific information into the 'heat pumps calculator' worksheet in this spreadsheet.
Product details | Space COP | Water COP | Lifetime (years)
MITSUBISHI ELECTRIC ECODAN
PUHZ-W50VHA-BS (5 kW) | 3 | 2.4 | 20
PUHZ-W85VHA(2)-BS (8.5 kW) (previously known as PUHZ-W90VHA(2)-BS (8.5 kW)) | 3 | 2.4 | 20
PUHZ-HW140VHA(2)-BS (14 kW) | 3 | 2.4 | 20
Contact details: Mitsubishi Electric |  | Tel: 01707 278666
Max Halliwell |  | Email: max.halliwell@meuk.mee.com
Mitsubishi Electric, Travellers Lane, |  | Web: http://ecodanlive.mitsubishielectric.co.uk/
Hatfield, AL10 8XB
Home

## LARGER PROPERTIES
LARGER PROPERTIES
Guidance for larger properties | Draught-proofing
Loft insulation | Heating - Gas
Cavity wall insulation | Heating - Oil
Solid wall insulation | Heating - LPG
GUIDANCE FOR LARGER PROPERTIES
As actual dwellings vary in shape and size, it is essential that the energy savings from measures installed in larger properties are only claimed when there is a larger floor area. Data from the BRE show that there is an exponential relationship between floor area and the number of bedrooms in a property. It also shows that there is a variation of ±15% about a mid point, (this mid point is used for the floor area for the standard properties). From these data we have derived a range of floor areas that can be considered as standard; these are shown in the table below. Any floor area that falls outside the lower and upper ranges in blue should be considered as non standard.
If the suppliers find that the floor area of a number of properties fall into a certain range, an average floor area for these properties should be used in the energy saving calculator for larger properties.
Property details | Number of beds | m2 | Range
|  |  | lower | upper
Flat | 1 | 42 | 35.7 | 48.3
Flat | 2 | 61 | 51.9 | 70.2
Flat | 3 | 89 | 75.7 | 102.4
Mid-terrace | 2 | 63 | 53.6 | 72.5
Mid-terrace | 3 | 79 | 67.2 | 90.9
End-terrace | 2 | 63 | 53.6 | 72.5
End-terrace | 3 | 79 | 67.2 | 90.9
Semi-detached bungalow | 2 | 63.5 | 54 | 73
Semi-detached bungalow | 3 | 74 | 62.9 | 85.1
Detached bungalow | 2 | 67 | 57 | 77.1
Detached bungalow | 3 | 78 | 66.3 | 89.7
Detached bungalow | 4 | 90 | 76.5 | 103.5
Semi-detached house | 2 | 77 | 65.5 | 88.6
Semi-detached house | 3 | 89 | 75.7 | 102.4
Semi-detached house | 4 | 102 | 86.7 | 117.3
Detached house | 2 | 90 | 76.5 | 103.5
Detached house | 3 | 104 | 88.4 | 119.6
Detached house | 4 | 120 | 102 | 138
For information only
Property type | Number of bedrooms | Base case floor area m2
Flat | 2 | 61
Mid-terrace | 3 | 79
End-terrace | 3 | 79
Semi-detached bungalow | 2 | 63.5
Detached bungalow | 2 | 67
Semi-detached house | 3 | 89
Detached house | 3 | 104
LARGER PROPERTIES - LOFT INSULATION
INSTRUCTIONS FOR USE:
1.This sheet is to be used to determine a reduction in carbon emissions for installations in properties where the floor area is larger than average, or in properties which have more bedrooms than those in the CERT Scheme Spreadsheet.
2. To calculate the savings, the floor area of the property must be measured.
3. This measurement should be entered into the blue cells. Where more than one property per type is involved, a weighted average should be calculated. This calculation should be detailed when reporting to Ofgem.
4. The annual saving per measure can then be taken from the yellow output fields, please note that these savings are not fuel standardised.
LOFT INSULATION from less than 60 mm
| Modified floor area m2 | Annual reduction in carbon emission (kgCO2/a) (modified)
Property type
|  | to 200 mm | to 250 mm | to 270 mm
Flat |  | 0 | 0 | 0
Mid-terrace |  | 0 | 0 | 0
End-terrace |  | 0 | 0 | 0
Semi-detached bungalow |  | 0 | 0 | 0
Detached bungalow |  | 0 | 0 | 0
Semi-detached house |  | 0 | 0 | 0
Detached house |  | 0 | 0 | 0
LOFT INSULATION from greater than 60 mm
| Modified floor area m2 | Annual reduction in carbon emission (kgCO2/a) (modified)
Property type
|  | to 200 mm | to 250 mm | to 270 mm
Flat |  | 0 | 0 | 0
Mid-terrace |  | 0 | 0 | 0
End-terrace |  | 0 | 0 | 0
Semi-detached bungalow |  | 0 | 0 | 0
Detached bungalow |  | 0 | 0 | 0
Semi-detached house |  | 0 | 0 | 0
Detached house |  | 0 | 0 | 0
LARGER PROPERTIES - CAVITY WALL INSULATION
INSTRUCTIONS FOR USE:
1.This sheet is to be used to determine a reduction in carbon emissions for installations in properties where the floor area is larger than average, or in properties which have more bedrooms than those in the CERT Scheme Spreadsheet.
2. To calculate the savings, the floor area of the property must be measured.
3. This measurement should be entered into the blue cells. Where more than one property per type is involved, a weighted average should be calculated. This calculation should be detailed when reporting to Ofgem.
4. The annual saving per measure can then be taken from the yellow output fields, please note that these savings are not fuel standardised.
Property type | Modified floor area m2 | Annual reduction in carbon emission (kgCO2/a) (modified)
Flat |  | 0
Mid-terrace |  | 0
End-terrace |  | 0
Semi-detached bungalow |  | 0
Detached bungalow |  | 0
Semi-detached house |  | 0
Detached house |  | 0
LARGER PROPERTIES - SOLID WALL INSULATION
INSTRUCTIONS FOR USE:
1.This sheet is to be used to determine a reduction in carbon emissions for installations in properties where the floor area is larger than average, or in properties which have more bedrooms than those in the CERT Scheme Spreadsheet.
2. To calculate the savings, the floor area of the property must be measured.
3. This measurement should be entered into the blue cells. Where more than one property per type is involved, a weighted average should be calculated. This calculation should be detailed when reporting to Ofgem.
4. The annual saving per measure can then be taken from the yellow output fields, please note that these savings are not fuel standardised.
Property type | Modified floor area m2 | U-value 2.1 to 0.45 W/Km2 | U-value 2.1 to 0.37 W/Km2 | U-value 2.1 to 0.35 W/Km2
Annual reduction in carbon emission (kgCO2/a) (modified)
Flat |  | 0 | 0 | 0
Mid-terrace |  | 0 | 0 | 0
End-terrace |  | 0 | 0 | 0
Semi-detached bungalow |  | 0 | 0 | 0
Detached bungalow |  | 0 | 0 | 0
Semi-detached house |  | 0 | 0 | 0
Detached house |  | 0 | 0 | 0
LARGER PROPERTIES - DRAUGHT-PROOFING
INSTRUCTIONS FOR USE:
1.This sheet is to be used to determine a reduction in carbon emissions for installations in properties where the floor area is larger than average, or in properties which have more bedrooms than those in the CERT Scheme Spreadsheet.
2. To calculate the savings, the floor area of the property must be measured.
3. This measurement should be entered into the blue cells. Where more than one property per type is involved, a weighted average should be calculated. This calculation should be detailed when reporting to Ofgem.
4. The annual saving per measure can then be taken from the yellow output fields, please note that these savings are not fuel standardised.
Property type | Modified floor area m2 | Annual reduction in carbon emission (kgCO2/a) (modified)
Flat |  | 0
Mid-terrace |  | 0
End-terrace |  | 0
Semi-detached bungalow |  | 0
Detached bungalow |  | 0
Semi-detached house |  | 0
Detached house |  | 0
LARGER PROPERTIES - HEATING (GAS)
INSTRUCTIONS FOR USE:
1.This sheet is to be used to determine a reduction in carbon emissions for installations in properties where the floor area is larger than average, or in properties which have more bedrooms than those in the CERT Scheme Spreadsheet.
2. To calculate the savings, the floor area of the property must be measured.
3. This measurement should be entered into the blue cells. Where more than one property per type is involved, a weighted average should be calculated. This calculation should be detailed when reporting to Ofgem.
4. The annual saving per measure can then be taken from the yellow output fields, please note that these savings are not fuel standardised.
Replacement GAS boilers (exceptions)
Property type | Modified floor area m2 | Annual reduction in carbon emission (kgCO2/a) (modified)
Flat |  | 0
Mid-terrace |  | 0
End-terrace |  | 0
Semi-detached bungalow |  | 0
Detached bungalow |  | 0
Semi-detached house |  | 0
Detached house |  | 0
Heating controls installed with a replacement GAS boiler
Property type | Modified floor area m2 | Delayed start thermostat | Weather or load compensator | Time and temperature control
Annual reduction in carbon emission (kgCO2/a) (modified)
Flat |  | 0 | 0 | 0
Mid-terrace |  | 0 | 0 | 0
End-terrace |  | 0 | 0 | 0
Semi-detached bungalow |  | 0 | 0 | 0
Detached bungalow |  | 0 | 0 | 0
Semi-detached house |  | 0 | 0 | 0
Detached house |  | 0 | 0 | 0
Heating controls installed without a replacement GAS boiler
Property type | Modified floor area m2 | Room thermostat | Boiler interlock | Delayed start thermostat | Weather or load compensator | Time and temperature control
Annual reduction in carbon emission (kgCO2/a) (modified)
Flat |  | 0 | 0 | 0 | 0 | 0
Mid-terrace |  | 0 | 0 | 0 | 0 | 0
End-terrace |  | 0 | 0 | 0 | 0 | 0
Semi-detached bungalow |  | 0 | 0 | 0 | 0 | 0
Detached bungalow |  | 0 | 0 | 0 | 0 | 0
Semi-detached house |  | 0 | 0 | 0 | 0 | 0
Detached house |  | 0 | 0 | 0 | 0 | 0
LARGER PROPERTIES - HEATING (OIL)
INSTRUCTIONS FOR USE:
1.This sheet is to be used to determine a reduction in carbon emissions for installations in properties where the floor area is larger than average, or in properties which have more bedrooms than those in the CERT Scheme Spreadsheet.
2. To calculate the savings, the floor area of the property must be measured.
3. This measurement should be entered into the blue cells. Where more than one property per type is involved, a weighted average should be calculated. This calculation should be detailed when reporting to Ofgem.
4. The annual saving per measure can then be taken from the yellow output fields, please note that these savings are not fuel standardised.
Replacement OIL boilers (exceptions)
Property type | Modified floor area m2 | Annual reduction in carbon emission (kgCO2/a) (modified)
Flat |  | 0
Mid-terrace |  | 0
End-terrace |  | 0
Semi-detached bungalow |  | 0
Detached bungalow |  | 0
Semi-detached house |  | 0
Detached house |  | 0
Heating controls installed with a replacement OIL boiler
Property type | Modified floor area m2 | Delayed start thermostat | Weather or load compensator | Time and temperature control
Annual reduction in carbon emission (kgCO2/a) (modified)
Flat |  | 0 | 0 | 0
Mid-terrace |  | 0 | 0 | 0
End-terrace |  | 0 | 0 | 0
Semi-detached bungalow |  | 0 | 0 | 0
Detached bungalow |  | 0 | 0 | 0
Semi-detached house |  | 0 | 0 | 0
Detached house |  | 0 | 0 | 0
Heating controls installed without a replacement OIL boiler
Property type | Modified floor area m2 | Room thermostat | Boiler interlock | Delayed start thermostat | Weather or load compensator | Time and temperature control
Annual reduction in carbon emission (kgCO2/a) (modified)
Flat |  | 0 | 0 | 0 | 0 | 0
Mid-terrace |  | 0 | 0 | 0 | 0 | 0
End-terrace |  | 0 | 0 | 0 | 0 | 0
Semi-detached bungalow |  | 0 | 0 | 0 | 0 | 0
Detached bungalow |  | 0 | 0 | 0 | 0 | 0
Semi-detached house |  | 0 | 0 | 0 | 0 | 0
Detached house |  | 0 | 0 | 0 | 0 | 0
LARGER PROPERTIES - HEATING (LPG)
INSTRUCTIONS FOR USE:
1.This sheet is to be used to determine a reduction in carbon emissions for installations in properties where the floor area is larger than average, or in properties which have more bedrooms than those in the CERT Scheme Spreadsheet.
2. To calculate the savings, the floor area of the property must be measured.
3. This measurement should be entered into the blue cells. Where more than one property per type is involved, a weighted average should be calculated. This calculation should be detailed when reporting to Ofgem.
4. The annual saving per measure can then be taken from the yellow output fields, please note that these savings are not fuel standardised.
Replacement LPG boilers (exceptions)
Property type | Modified floor area m2 | Annual reduction in carbon emission (kgCO2/a) (modified)
Flat |  | 0
Mid-terrace |  | 0
End-terrace |  | 0
Semi-detached bungalow |  | 0
Detached bungalow |  | 0
Semi-detached house |  | 0
Detached house |  | 0
Heating controls installed with a replacement LPG boiler
Property type | Modified floor area m2 | Delayed start thermostat | Weather or load compensator | Time and temperature control
Annual reduction in carbon emission (kgCO2/a) (modified)
Flat |  | 0 | 0 | 0
Mid-terrace |  | 0 | 0 | 0
End-terrace |  | 0 | 0 | 0
Semi-detached bungalow |  | 0 | 0 | 0
Detached bungalow |  | 0 | 0 | 0
Semi-detached house |  | 0 | 0 | 0
Detached house |  | 0 | 0 | 0
Heating controls installed without a replacement LPG boiler
Property type | Modified floor area m2 | Room thermostat | Boiler interlock | Delayed start thermostat | Weather or load compensator | Time and temperature control
Annual reduction in carbon emission (kgCO2/a) (modified)
Flat |  | 0 | 0 | 0 | 0 | 0
Mid-terrace |  | 0 | 0 | 0 | 0 | 0
End-terrace |  | 0 | 0 | 0 | 0 | 0
Semi-detached bungalow |  | 0 | 0 | 0 | 0 | 0
Detached bungalow |  | 0 | 0 | 0 | 0 | 0
Semi-detached house |  | 0 | 0 | 0 | 0 | 0
Detached house |  | 0 | 0 | 0 | 0 | 0
Home

## WOOD FUEL SWITCHING
MEASURE SAVINGS: WOOD FUEL SWITCHING
Full fuel switching
Focal point fuel switching
FULL FUEL SWITCHING
FUEL SWITCHING FROM FULL GAS CENTRAL HEATING
Property Details | Number of beds | Annual reduction in carbon emissions (kgCO2/a) | Lifetime (years)
SWITCH TO NEW WOOD CHIP CENTRAL HEATING
Flat | 1 | 1167.893 | 20
Flat | 2 | 1435.879 | 20
Flat | 3 | 1797.8561 | 20
Mid-Terrace | 2 | 1504.2356 | 20
Mid-Terrace | 3 | 1721.2595 | 20
End-Terrace | 2 | 1934.7198 | 20
End-Terrace | 3 | 2231.3792 | 20
Semi-bungalow | 2 | 2022.7414 | 20
Semi-bungalow | 3 | 2228.4297 | 20
Det-bungalow | 2 | 2285.4164 | 20
Det-bungalow | 3 | 2521.5015 | 20
Det-bungalow | 4 | 2769.8948 | 20
Semi-house | 2 | 2268.0733 | 20
Semi-house | 3 | 2490.5462 | 20
Semi-house | 4 | 2723.2309 | 20
Det-house | 2 | 3021.9225 | 20
Det-house | 3 | 3330.2955 | 20
Det-house | 4 | 3669.9213 | 20
FUEL SWITCHING FROM FULL LPG CENTRAL HEATING
Property Details | Number of beds | Annual reduction in carbon emissions (kgCO2/a) | Lifetime (years)
SWITCH TO NEW WOOD CHIP CENTRAL HEATING
Flat | 1 | 1350.871 | 20
Flat | 2 | 1661.0362 | 20
Flat | 3 | 2079.98 | 20
Mid-Terrace | 2 | 1739.9639 | 20
Mid-Terrace | 3 | 1991.1079 | 20
End-Terrace | 2 | 2238.4932 | 20
End-Terrace | 3 | 2581.8604 | 20
Semi-bungalow | 2 | 2340.6731 | 20
Semi-bungalow | 3 | 2578.7827 | 20
Det-bungalow | 2 | 2644.799 | 20
Det-bungalow | 3 | 2918.1021 | 20
Det-bungalow | 4 | 3205.6533 | 20
Semi-house | 2 | 2624.2632 | 20
Semi-house | 3 | 2881.7551 | 20
Semi-house | 4 | 3151.0663 | 20
Det-house | 2 | 3496.9398 | 20
Det-house | 3 | 3853.8723 | 20
Det-house | 4 | 4246.9798 | 20
FUEL SWITCHING FROM FULL OIL CENTRAL HEATING
Property Details | Number of beds | Annual reduction in carbon emissions (kgCO2/a) | Lifetime (years)
SWITCH TO NEW WOOD CHIP CENTRAL HEATING
Flat | 1 | 1746.3617 | 20
Flat | 2 | 2140.7235 | 20
Flat | 3 | 2673.2974 | 20
Mid-Terrace | 2 | 2233.3369 | 20
Mid-Terrace | 3 | 2551.1728 | 20
End-Terrace | 2 | 2863.8849 | 20
End-Terrace | 3 | 3298.3662 | 20
Semi-bungalow | 2 | 3000.414 | 20
Semi-bungalow | 3 | 3302.5884 | 20
Det-bungalow | 2 | 3380.4627 | 20
Det-bungalow | 3 | 3726.5826 | 20
Det-bungalow | 4 | 4090.7414 | 20
Semi-house | 2 | 3347.0775 | 20
Semi-house | 3 | 3672.3219 | 20
Semi-house | 4 | 4012.4961 | 20
Det-house | 2 | 4443.7457 | 20
Det-house | 3 | 4893.9521 | 20
Det-house | 4 | 5389.7964 | 20
FUEL SWITCHING FROM FULL ELECTRIC CENTRAL HEATING
Property Details | Number of beds | Annual reduction in carbon emissions (kgCO2/a) | Lifetime (years)
SWITCH TO NEW WOOD CHIP CENTRAL HEATING
Flat | 1 | 2668.5661 | 20
Flat | 2 | 3439.0783 | 20
Flat | 3 | 4478.3224 | 20
Mid-Terrace | 2 | 3571.0595 | 20
Mid-Terrace | 3 | 4182.2906 | 20
End-Terrace | 2 | 4871.5884 | 20
End-Terrace | 3 | 5723.4051 | 20
Semi-bungalow | 2 | 5203.9133 | 20
Semi-bungalow | 3 | 5804.2233 | 20
Det-bungalow | 2 | 5944.3989 | 20
Det-bungalow | 3 | 6630.194 | 20
Det-bungalow | 4 | 7351.6386 | 20
Semi-house | 2 | 5785.9052 | 20
Semi-house | 3 | 6419.6546 | 20
Semi-house | 4 | 7082.5026 | 20
Det-house | 2 | 7917.2778 | 20
Det-house | 3 | 8793.9063 | 20
Det-house | 4 | 9759.5854 | 20
FUEL SWITCHING FROM FULL COAL CENTRAL HEATING
Property Details | Number of beds | Annual reduction in carbon emissions (kgCO2/a) | Lifetime (years)
SWITCH TO NEW WOOD CHIP CENTRAL HEATING
Flat | 1 | 3536.0721 | 20
Flat | 2 | 4412.3327 | 20
Flat | 3 | 5593.8708 | 20
Mid-Terrace | 2 | 4597.641 | 20
Mid-Terrace | 3 | 5299.0934 | 20
End-Terrace | 2 | 6023.2656 | 20
End-Terrace | 3 | 6988.4452 | 20
Semi-bungalow | 2 | 6339.0496 | 20
Semi-bungalow | 3 | 7011.8662 | 20
Det-bungalow | 2 | 7210.3736 | 20
Det-bungalow | 3 | 7983.9893 | 20
Det-bungalow | 4 | 8797.8008 | 20
Semi-house | 2 | 7037.3121 | 20
Semi-house | 3 | 7752.8568 | 20
Semi-house | 4 | 8501.2574 | 20
Det-house | 2 | 9463.8606 | 20
Det-house | 3 | 10455.9368 | 20
Det-house | 4 | 11548.8353 | 20
FOCAL POINT FUEL SWITCHING
FUEL SWITCHING FROM FOCAL POINT GAS HEATING
Property Details | Number of beds | Annual reduction in carbon emissions (kgCO2/a) | Lifetime (years)
SWITCH TO NEW WOOD CHIP CENTRAL HEATING
Flat | 1 | 1623.3707 | 20
Flat | 2 | 2002.1432 | 20
Flat | 3 | 2515.8452 | 20
Mid-Terrace | 2 | 2059.9611 | 20
Mid-Terrace | 3 | 2360.646 | 20
End-Terrace | 2 | 2567.6351 | 20
End-Terrace | 3 | 2962.235 | 20
Semi-bungalow | 2 | 2565.4512 | 20
Semi-bungalow | 3 | 2824.5024 | 20
Det-bungalow | 2 | 2857.9746 | 20
Det-bungalow | 3 | 3150.7932 | 20
Det-bungalow | 4 | 3459.0429 | 20
Semi-house | 2 | 2964.4783 | 20
Semi-house | 3 | 3255.2583 | 20
Semi-house | 4 | 3559.3722 | 20
Det-house | 2 | 3856.0854 | 20
Det-house | 3 | 4248.3738 | 20
Det-house | 4 | 4680.0689 | 20
FUEL SWITCHING FROM FOCAL POINT ELECTRIC HEATING
Property Details | Number of beds | Annual reduction in carbon emissions (kgCO2/a) | Lifetime (years)
SWITCH TO NEW WOOD CHIP CENTRAL HEATING
Flat | 1 | 2015.1936 | 20
Flat | 2 | 2520.5255 | 20
Flat | 3 | 3204.0145 | 20
Mid-Terrace | 2 | 2575.5552 | 20
Mid-Terrace | 3 | 2971.6202 | 20
End-Terrace | 2 | 3340.8618 | 20
End-Terrace | 3 | 3878.5013 | 20
Semi-bungalow | 2 | 3366.0665 | 20
Semi-bungalow | 3 | 3722.4839 | 20
Det-bungalow | 2 | 3794.2551 | 20
Det-bungalow | 3 | 4200.1444 | 20
Det-bungalow | 4 | 4627.2821 | 20
Semi-house | 2 | 3881.7212 | 20
Semi-house | 3 | 4277.7478 | 20
Semi-house | 4 | 4691.9459 | 20
Det-house | 2 | 5163.2328 | 20
Det-house | 3 | 5705.2334 | 20
Det-house | 4 | 6301.9859 | 20
FUEL SWITCHING FROM FOCAL POINT COAL FUEL HEATING
Property Details | Number of beds | Annual reduction in carbon emissions (kgCO2/a) | Lifetime (years)
SWITCH TO NEW WOOD CHIP CENTRAL HEATING
Flat | 1 | 3333.2955 | 20
Flat | 2 | 4264.3767 | 20
Flat | 3 | 5519.0334 | 20
Mid-Terrace | 2 | 4471.5463 | 20
Mid-Terrace | 3 | 5218.3519 | 20
End-Terrace | 2 | 6018.9687 | 20
End-Terrace | 3 | 7052.0328 | 20
Semi-bungalow | 2 | 6001.0495 | 20
Semi-bungalow | 3 | 6677.9182 | 20
Det-bungalow | 2 | 6843.3226 | 20
Det-bungalow | 3 | 7617.4348 | 20
Det-bungalow | 4 | 8431.7403 | 20
Semi-house | 2 | 7026.7566 | 20
Semi-house | 3 | 7783.6516 | 20
Semi-house | 4 | 8575.3056 | 20
Det-house | 2 | 9515.0512 | 20
Det-house | 3 | 10555.4807 | 20
Det-house | 4 | 11701.7503 | 20

## CERT LP CALCULATIONS (hidden)
LARGE PROPERTY CALCULATIONS CERT
LOFT INSULATION less than 60mm |  |  | to 200mm |  | to 250mm |  | to 270mm |  |  |  |  | WORKINGS - CERT SCHEME SPREADSHEET
|  |  | Annual saving (kgCO2/a) (Base Case) | Annual saving (kgCO2/a) (modified) | Annual saving (kgCO2/a) (Base Case) | Annual saving (kgCO2/a) (modified) | Annual saving (kgCO2/a) (Base Case) | Annual saving (kgCO2/a) (modified) |  |  |  | LOFT INSULATION | less than 60mm to 200mm | [8 empty] | LOFT INSULATION | less than 60mm to 250mm | [7 empty] | LOFT INSULATION | less than 60mm to 270mm | [8 empty] | LOFT INSULATION | from greater than 60mm to 200mm | [8 empty] | LOFT INSULATION | from greater than 60mm to 250mm | [8 empty] | LOFT INSULATION | from greater than 60mm to 270mm | [8 empty] | CAVITY WALL INSULATION
[12 empty] | Flat | 1 | 1 | 372.5949 | 40 |  | 0 |  | 0 |  | Flat | 1 | 1 | 384.3895 | 40 |  | 0 |  | 0 | Flat | 1 | 1 | 387.975 | 40 |  | 0 |  | 0 |  | Flat | 1 | 1 | 95.231 | 40 |  | 0 |  | 0 |  | Flat | 1 | 1 | 107.0256 | 40 |  | 0 |  | 0 |  | Flat | 1 | 1 | 110.611 | 40 |  | 0 |  | 0 |  | Flat | 1 | 1 | 241.6231 | 40 |  | 0 |  | 0
Flat | 61 | 0 | 541.1498 | 0 | 558.28 | 0 | 563.4875 | 0 |  |  |  | Flat | 2 | 2 | 541.1498 | 40 |  | 0 |  | 0 |  | Flat | 2 | 2 | 558.28 | 40 |  | 0 |  | 0 | Flat | 2 | 2 | 563.4875 | 40 |  | 0 |  | 0 |  | Flat | 2 | 2 | 138.3117 | 40 |  | 0 |  | 0 |  | Flat | 2 | 2 | 155.4419 | 40 |  | 0 |  | 0 |  | Flat | 2 | 2 | 160.6494 | 40 |  | 0 |  | 0 |  | Flat | 2 | 2 | 291.1915 | 40 |  | 0 |  | 0
Mid-Terrace | 79 | 0 | 339.4077 | 0 | 349.9459 | 0 | 353.1478 | 0 |  |  |  | Flat | 3 | 3 | 789.5464 | 40 |  | 0 |  | 0 |  | Flat | 3 | 3 | 814.5397 | 40 |  | 0 |  | 0 | Flat | 3 | 3 | 822.1375 | 40 |  | 0 |  | 0 |  | Flat | 3 | 3 | 201.799 | 40 |  | 0 |  | 0 |  | Flat | 3 | 3 | 226.7922 | 40 |  | 0 |  | 0 |  | Flat | 3 | 3 | 234.3901 | 40 |  | 0 |  | 0 |  | Flat | 3 | 3 | 351.7295 | 40 |  | 0 |  | 0
End-Terrace | 79 | 0 | 361.4017 | 0 | 372.3925 | 0 | 375.7162 | 0 |  |  |  | Mid-Terrace | 4 | 2 | 270.6669 | 40 |  | 0 |  | 0 |  | Mid-Terrace | 4 | 2 | 279.0708 | 40 |  | 0 |  | 0 | Mid-Terrace | 4 | 2 | 281.6242 | 40 |  | 0 |  | 0 |  | Mid-Terrace | 4 | 2 | 71.3012 | 40 |  | 0 |  | 0 |  | Mid-Terrace | 4 | 2 | 79.6824 | 40 |  | 0 |  | 0 |  | Mid-Terrace | 4 | 2 | 82.229 | 40 |  | 0 |  | 0 |  | Mid-Terrace | 4 | 2 | 308.067 | 40 |  | 0 |  | 0
Semi-bungalow | 63.5 | 0 | 579.8005 | 0 | 598.1954 | 0 | 603.7501 | 0 |  |  |  | Mid-Terrace | 5 | 3 | 339.4077 | 40 |  | 0 |  | 0 |  | Mid-Terrace | 5 | 3 | 349.9459 | 40 |  | 0 |  | 0 | Mid-Terrace | 5 | 3 | 353.1478 | 40 |  | 0 |  | 0 |  | Mid-Terrace | 5 | 3 | 89.4094 | 40 |  | 0 |  | 0 |  | Mid-Terrace | 5 | 3 | 99.9192 | 40 |  | 0 |  | 0 |  | Mid-Terrace | 5 | 3 | 103.1125 | 40 |  | 0 |  | 0 |  | Mid-Terrace | 5 | 3 | 344.9756 | 40 |  | 0 |  | 0
Det-bungalow | 67 | 0 | 602.1042 | 0 | 621.6949 | 0 | 627.6199 | 0 |  |  |  | End-Terrace | 6 | 2 | 288.2064 | 40 |  | 0 |  | 0 |  | End-Terrace | 6 | 2 | 296.9712 | 40 |  | 0 |  | 0 | End-Terrace | 6 | 2 | 299.6218 | 40 |  | 0 |  | 0 |  | End-Terrace | 6 | 2 | 77.0464 | 40 |  | 0 |  | 0 |  | End-Terrace | 6 | 2 | 85.7886 | 40 |  | 0 |  | 0 |  | End-Terrace | 6 | 2 | 88.4322 | 40 |  | 0 |  | 0 |  | End-Terrace | 6 | 2 | 540.7534 | 40 |  | 0 |  | 0
Semi-house | 89 | 0 | 403.7761 | 0 | 416.121 | 0 | 419.8546 | 0 |  |  |  | End-Terrace | 7 | 3 | 361.4017 | 40 |  | 0 |  | 0 |  | End-Terrace | 7 | 3 | 372.3925 | 40 |  | 0 |  | 0 | End-Terrace | 7 | 3 | 375.7162 | 40 |  | 0 |  | 0 |  | End-Terrace | 7 | 3 | 96.6137 | 40 |  | 0 |  | 0 |  | End-Terrace | 7 | 3 | 107.5761 | 40 |  | 0 |  | 0 |  | End-Terrace | 7 | 3 | 110.8912 | 40 |  | 0 |  | 0 |  | End-Terrace | 7 | 3 | 605.5395 | 40 |  | 0 |  | 0
Det-house | 104 | 0 | 480.0141 | 0 | 495.4158 | 0 | 500.0839 | 0 |  |  |  | Semi-bungalow | 8 | 2 | 579.8005 | 40 |  | 0 |  | 0 |  | Semi-bungalow | 8 | 2 | 598.1954 | 40 |  | 0 |  | 0 | Semi-bungalow | 8 | 2 | 603.7501 | 40 |  | 0 |  | 0 |  | Semi-bungalow | 8 | 2 | 154.9865 | 40 |  | 0 |  | 0 |  | Semi-bungalow | 8 | 2 | 173.3356 | 40 |  | 0 |  | 0 |  | Semi-bungalow | 8 | 2 | 178.8764 | 40 |  | 0 |  | 0 |  | Semi-bungalow | 8 | 2 | 413.4723 | 40 |  | 0 |  | 0
[12 empty] | Semi-bungalow | 9 | 3 | 675.673 | 40 |  | 0 |  | 0 |  | Semi-bungalow | 9 | 3 | 697.1096 | 40 |  | 0 |  | 0 | Semi-bungalow | 9 | 3 | 703.5828 | 40 |  | 0 |  | 0 |  | Semi-bungalow | 9 | 3 | 180.6141 | 40 |  | 0 |  | 0 |  | Semi-bungalow | 9 | 3 | 201.9973 | 40 |  | 0 |  | 0 |  | Semi-bungalow | 9 | 3 | 208.4544 | 40 |  | 0 |  | 0 |  | Semi-bungalow | 9 | 3 | 446.3499 | 40 |  | 0 |  | 0
LOFT INSULATION greater than 60mm |  |  | to 200mm |  | to 250mm |  | to 270mm |  |  |  |  | Det-bungalow | 10 | 2 | 602.1042 | 40 |  | 0 |  | 0 |  | Det-bungalow | 10 | 2 | 621.6949 | 40 |  | 0 |  | 0 | Det-bungalow | 10 | 2 | 627.6199 | 40 |  | 0 |  | 0 |  | Det-bungalow | 10 | 2 | 163.7619 | 40 |  | 0 |  | 0 |  | Det-bungalow | 10 | 2 | 183.3041 | 40 |  | 0 |  | 0 |  | Det-bungalow | 10 | 2 | 189.2144 | 40 |  | 0 |  | 0 |  | Det-bungalow | 10 | 2 | 510.5046 | 40 |  | 0 |  | 0
|  |  | Annual saving (kgCO2/a) (Base Case) | Annual saving (kgCO2/a) (modified) | Annual saving (kgCO2/a) (Base Case) | Annual saving (kgCO2/a) (modified) | Annual saving (kgCO2/a) (Base Case) | Annual saving (kgCO2/a) (modified) |  |  |  | Det-bungalow | 11 | 3 | 700.9571 | 40 |  | 0 |  | 0 |  | Det-bungalow | 11 | 3 | 723.7642 | 40 |  | 0 |  | 0 | Det-bungalow | 11 | 3 | 730.662 | 40 |  | 0 |  | 0 |  | Det-bungalow | 11 | 3 | 190.6482 | 40 |  | 0 |  | 0 |  | Det-bungalow | 11 | 3 | 213.3988 | 40 |  | 0 |  | 0 |  | Det-bungalow | 11 | 3 | 220.2795 | 40 |  | 0 |  | 0 |  | Det-bungalow | 11 | 3 | 550.8198 | 40 |  | 0 |  | 0
[12 empty] | Det-bungalow | 12 | 4 | 808.7967 | 40 |  | 0 |  | 0 |  | Det-bungalow | 12 | 4 | 835.1125 | 40 |  | 0 |  | 0 | Det-bungalow | 12 | 4 | 843.0715 | 40 |  | 0 |  | 0 |  | Det-bungalow | 12 | 4 | 219.9787 | 40 |  | 0 |  | 0 |  | Det-bungalow | 12 | 4 | 246.2294 | 40 |  | 0 |  | 0 |  | Det-bungalow | 12 | 4 | 254.1687 | 40 |  | 0 |  | 0 |  | Det-bungalow | 12 | 4 | 591.6754 | 40 |  | 0 |  | 0
Flat | 61 | 0 | 138.3117 | 0 | 155.4419 | 0 | 160.6494 | 0 |  |  |  | Semi-house | 13 | 2 | 349.3344 | 40 |  | 0 |  | 0 |  | Semi-house | 13 | 2 | 360.0148 | 40 |  | 0 |  | 0 | Semi-house | 13 | 2 | 363.245 | 40 |  | 0 |  | 0 |  | Semi-house | 13 | 2 | 93.0424 | 40 |  | 0 |  | 0 |  | Semi-house | 13 | 2 | 103.6952 | 40 |  | 0 |  | 0 |  | Semi-house | 13 | 2 | 106.917 | 40 |  | 0 |  | 0 |  | Semi-house | 13 | 2 | 589.9589 | 40 |  | 0 |  | 0
Mid-Terrace | 79 | 0 | 89.4094 | 0 | 99.9192 | 0 | 103.1125 | 0 |  |  |  | Semi-house | 14 | 3 | 403.7761 | 40 |  | 0 |  | 0 |  | Semi-house | 14 | 3 | 416.121 | 40 |  | 0 |  | 0 | Semi-house | 14 | 3 | 419.8546 | 40 |  | 0 |  | 0 |  | Semi-house | 14 | 3 | 107.5425 | 40 |  | 0 |  | 0 |  | Semi-house | 14 | 3 | 119.8555 | 40 |  | 0 |  | 0 |  | Semi-house | 14 | 3 | 123.5793 | 40 |  | 0 |  | 0 |  | Semi-house | 14 | 3 | 634.266 | 40 |  | 0 |  | 0
End-Terrace | 79 | 0 | 96.6137 | 0 | 107.5761 | 0 | 110.8912 | 0 |  |  |  | Semi-house | 15 | 4 | 462.7546 | 40 |  | 0 |  | 0 |  | Semi-house | 15 | 4 | 476.9028 | 40 |  | 0 |  | 0 | Semi-house | 15 | 4 | 481.1817 | 40 |  | 0 |  | 0 |  | Semi-house | 15 | 4 | 123.251 | 40 |  | 0 |  | 0 |  | Semi-house | 15 | 4 | 137.3624 | 40 |  | 0 |  | 0 |  | Semi-house | 15 | 4 | 141.6303 | 40 |  | 0 |  | 0 |  | Semi-house | 15 | 4 | 679.0105 | 40 |  | 0 |  | 0
Semi-bungalow | 63.5 | 0 | 154.9865 | 0 | 173.3356 | 0 | 178.8764 | 0 |  |  |  | Det-house | 16 | 2 | 415.3968 | 40 |  | 0 |  | 0 |  | Det-house | 16 | 2 | 428.7252 | 40 |  | 0 |  | 0 | Det-house | 16 | 2 | 432.7649 | 40 |  | 0 |  | 0 |  | Det-house | 16 | 2 | 115.0595 | 40 |  | 0 |  | 0 |  | Det-house | 16 | 2 | 128.3555 | 40 |  | 0 |  | 0 |  | Det-house | 16 | 2 | 132.3853 | 40 |  | 0 |  | 0 |  | Det-house | 16 | 2 | 962.065 | 40 |  | 0 |  | 0
Det-bungalow | 67 | 0 | 163.7619 | 0 | 183.3041 | 0 | 189.2144 | 0 |  |  |  | Det-house | 17 | 3 | 480.0141 | 40 |  | 0 |  | 0 |  | Det-house | 17 | 3 | 495.4158 | 40 |  | 0 |  | 0 | Det-house | 17 | 3 | 500.0839 | 40 |  | 0 |  | 0 |  | Det-house | 17 | 3 | 132.9576 | 40 |  | 0 |  | 0 |  | Det-house | 17 | 3 | 148.3219 | 40 |  | 0 |  | 0 |  | Det-house | 17 | 3 | 152.9786 | 40 |  | 0 |  | 0 |  | Det-house | 17 | 3 | 1034.1888 | 40 |  | 0 |  | 0
Semi-house | 89 | 0 | 107.5425 | 0 | 119.8555 | 0 | 123.5793 | 0 |  |  |  | Det-house | 18 | 4 | 553.8624 | 40 |  | 0 |  | 0 |  | Det-house | 18 | 4 | 571.6337 | 40 |  | 0 |  | 0 | Det-house | 18 | 4 | 577.0199 | 40 |  | 0 |  | 0 |  | Det-house | 18 | 4 | 153.4127 | 40 |  | 0 |  | 0 |  | Det-house | 18 | 4 | 171.1407 | 40 |  | 0 |  | 0 |  | Det-house | 18 | 4 | 176.5138 | 40 |  | 0 |  | 0 |  | Det-house | 18 | 4 | 1110.897 | 40 |  | 0 |  | 0
Det-house | 104 | 0 | 132.9576 | 0 | 148.3219 | 0 | 152.9786 | 0 |  |  |  | subtotal |  |  | 8995.4438 |  | 0 | 0 | 0 | 0 |  | subtotal |  |  |  |  | 0 | 0 | 0 | 0 | subtotal |  |  |  |  | 0 | 0 | 0 | 0 |  | subtotal |  |  | 2404.9673 |  | 0 | 0 | 0 | 0 |  | subtotal |  |  | 2689.2223 |  | 0 | 0 | 0 | 0 |  | subtotal |  |  |  |  | 0 | 0 | 0 | 0 |  | subtotal |  |  |  |  | 0 | 0 | 0 | 0
|  |  | Annual saving (kgCO2/a) (Base Case) | Annual saving (kgCO2/a) (modified)
CAVITY WALL INSULATION
Flat | 61 | 0 | 291.1915 | 0
Mid-Terrace | 79 | 0 | 344.9756 | 0
End-Terrace | 79 | 0 | 605.5395 | 0
Semi-bungalow | 63.5 | 0 | 413.4723 | 0
Det-bungalow | 67 | 0 | 510.5046 | 0
Semi-house | 89 | 0 | 634.266 | 0
Det-house | 104 | 0 | 1034.1888 | 0
[12 empty] | SOLID WALL INSULATION | U-value 2.1 to 0.45 W/Km2 | [8 empty] | SOLID WALL INSULATION | U-value 2.1 to 0.37 W/Km2 | [7 empty] | SOLID WALL INSULATION | U-value 2.1 to 0.35 W/Km2 | [8 empty] | DRAUGHTPROOFING
[12 empty] | Flat | 1 | 1 | 776.3605 | 30 |  | 0 |  | 0 |  | Flat |  | 1 | 813.6674 | 30 |  | 0 |  | 0 | Flat |  | 1 | 822.7958 | 30 |  | 0 |  | 0 |  | Flat |  | 1 | 58.6904 | 10 |  | 0 |  | 0
SOLID WALL INSULATION |  |  | U-value 2.1 to 0.45 W/Km2 |  | U-value 2.1 to 0.37 W/Km2 |  | U-value 2.1 to 0.35 W/Km2 |  |  |  |  | Flat | 2 | 2 | 935.629 | 30 |  | 0 |  | 0 |  | Flat |  | 2 | 980.5894 | 30 |  | 0 |  | 0 | Flat |  | 2 | 991.5904 | 30 |  | 0 |  | 0 |  | Flat |  | 2 | 79.11 | 10 |  | 0 |  | 0
|  |  | Annual saving (kgCO2/a) (Base Case) | Annual saving (kgCO2/a) (modified) | Annual saving (kgCO2/a) (Base Case) | Annual saving (kgCO2/a) (modified) | Annual saving (kgCO2/a) (Base Case) | Annual saving (kgCO2/a) (modified) |  |  |  | Flat | 3 | 3 | 1130.144 | 30 |  | 0 |  | 0 |  | Flat |  | 3 | 1184.4515 | 30 |  | 0 |  | 0 | Flat |  | 3 | 1197.7396 | 30 |  | 0 |  | 0 |  | Flat |  | 3 | 107.0236 | 10 |  | 0 |  | 0
[12 empty] | Mid-Terrace | 4 | 2 | 970.3509 | 30 |  | 0 |  | 0 |  | Mid-Terrace |  | 2 | 1018.9573 | 30 |  | 0 |  | 0 | Mid-Terrace |  | 2 | 1030.8709 | 30 |  | 0 |  | 0 |  | Mid-Terrace |  | 2 | 92.9333 | 10 |  | 0 |  | 0
Flat | 61 | 0 | 935.629 | 0 | 980.5894 | 0 | 991.5904 | 0 |  |  |  | Mid-Terrace | 5 | 3 | 1086.606 | 30 |  | 0 |  | 0 |  | Mid-Terrace |  | 3 | 1141.0358 | 30 |  | 0 |  | 0 | Mid-Terrace |  | 3 | 1154.3767 | 30 |  | 0 |  | 0 |  | Mid-Terrace |  | 3 | 111.3783 | 10 |  | 0 |  | 0
Mid-Terrace | 79 | 0 | 1086.606 | 0 | 1141.0358 | 0 | 1154.3767 | 0 |  |  |  | End-Terrace | 6 | 2 | 1779.3569 | 30 |  | 0 |  | 0 |  | End-Terrace |  | 2 | 1862.718 | 30 |  | 0 |  | 0 | End-Terrace |  | 2 | 1883.8859 | 30 |  | 0 |  | 0 |  | End-Terrace |  | 2 | 102.4789 | 10 |  | 0 |  | 0
End-Terrace | 79 | 0 | 1992.5367 | 0 | 2085.8851 | 0 | 2109.5891 | 0 |  |  |  | End-Terrace | 7 | 3 | 1992.5367 | 30 |  | 0 |  | 0 |  | End-Terrace |  | 3 | 2085.8851 | 30 |  | 0 |  | 0 | End-Terrace |  | 3 | 2109.5891 | 30 |  | 0 |  | 0 |  | End-Terrace |  | 3 | 122.8185 | 10 |  | 0 |  | 0
Semi-bungalow | 63.5 | 0 | 1356.0275 | 0 | 1416.665 | 0 | 1431.7938 | 0 |  |  |  | Semi-bungalow | 8 | 2 | 1356.0275 | 30 |  | 0 |  | 0 |  | Semi-bungalow |  | 2 | 1416.665 | 30 |  | 0 |  | 0 | Semi-bungalow |  | 2 | 1431.7938 | 30 |  | 0 |  | 0 |  | Semi-bungalow |  | 2 | 93.977 | 10 |  | 0 |  | 0
Det-bungalow | 67 | 0 | 1653.334 | 0 | 1728.1545 | 0 | 1746.7795 | 0 |  |  |  | Semi-bungalow | 9 | 3 | 1463.8531 | 30 |  | 0 |  | 0 |  | Semi-bungalow |  | 3 | 1529.3123 | 30 |  | 0 |  | 0 | Semi-bungalow |  | 3 | 1545.644 | 30 |  | 0 |  | 0 |  | Semi-bungalow |  | 3 | 106.2155 | 10 |  | 0 |  | 0
Semi-house | 89 | 0 | 2089.4313 | 0 | 2185.5385 | 0 | 2209.8163 | 0 |  |  |  | Det-bungalow | 10 | 2 | 1653.334 | 30 |  | 0 |  | 0 |  | Det-bungalow |  | 2 | 1728.1545 | 30 |  | 0 |  | 0 | Det-bungalow |  | 2 | 1746.7795 | 30 |  | 0 |  | 0 |  | Det-bungalow |  | 2 | 95.7346 | 10 |  | 0 |  | 0
Det-house | 104 | 0 | 3325.5974 | 0 | 3474.7611 | 0 | 3511.9146 | 0 |  |  |  | Det-bungalow | 11 | 3 | 1783.9 | 30 |  | 0 |  | 0 |  | Det-bungalow |  | 3 | 1864.6292 | 30 |  | 0 |  | 0 | Det-bungalow |  | 3 | 1884.7249 | 30 |  | 0 |  | 0 |  | Det-bungalow |  | 3 | 108.1147 | 10 |  | 0 |  | 0
[12 empty] | Det-bungalow | 12 | 4 | 1916.216 | 30 |  | 0 |  | 0 |  | Det-bungalow |  | 4 | 2002.933 | 30 |  | 0 |  | 0 | Det-bungalow |  | 4 | 2024.5194 | 30 |  | 0 |  | 0 |  | Det-bungalow |  | 4 | 121.228 | 10 |  | 0 |  | 0
[12 empty] | Semi-house | 14 | 2 | 1943.4727 | 30 |  | 0 |  | 0 |  | Semi-house |  | 2 | 2032.8663 | 30 |  | 0 |  | 0 | Semi-house |  | 2 | 2055.4482 | 30 |  | 0 |  | 0 |  | Semi-house |  | 2 | 118.2649 | 10 |  | 0 |  | 0
|  |  | Annual saving (kgCO2/a) (Base Case) | Annual saving (kgCO2/a) (modified) | [8 empty] | 15 | 3 | 2089.4313 | 30 |  | 0 |  | 0 |  | Semi-house |  | 3 | 2185.5385 | 30 |  | 0 |  | 0 | Semi-house |  | 3 | 2209.8163 | 30 |  | 0 |  | 0 |  | Semi-house |  | 3 | 132.7931 | 10 |  | 0 |  | 0
DRAUGHTPROOFING INSULATION | [12 empty] | 16 | 4 | 2236.831 | 30 |  | 0 |  | 0 |  | Semi-house |  | 4 | 2339.7181 | 30 |  | 0 |  | 0 | Semi-house |  | 4 | 2365.7087 | 30 |  | 0 |  | 0 |  | Semi-house |  | 4 | 148.0961 | 10 |  | 0 |  | 0
Flat | 61 | 0 | 79.11 | 0 | [8 empty] | 17 | 2 | 3093.6719 | 30 |  | 0 |  | 0 |  | Det-house |  | 2 | 3232.433 | 30 |  | 0 |  | 0 | Det-house |  | 2 | 3266.9954 | 30 |  | 0 |  | 0 |  | Det-house |  | 2 | 135.4398 | 10 |  | 0 |  | 0
Mid-Terrace | 79 | 0 | 111.3783 | 0 | [8 empty] | 18 | 3 | 3325.5974 | 30 |  | 0 |  | 0 |  | Det-house |  | 3 | 3474.7611 | 30 |  | 0 |  | 0 | Det-house |  | 3 | 3511.9146 | 30 |  | 0 |  | 0 |  | Det-house |  | 3 | 152.0474 | 10 |  | 0 |  | 0
End-Terrace | 79 | 0 | 122.8185 | 0 | [8 empty] | 19 | 4 | 3572.2647 | 30 |  | 0 |  | 0 |  | Det-house |  | 4 | 3732.4922 | 30 |  | 0 |  | 0 | Det-house |  | 4 | 3772.4014 | 30 |  | 0 |  | 0 |  | Det-house |  | 4 | 170.4894 | 10 |  | 0 |  | 0
Semi-bungalow | 63.5 | 0 | 93.977 | 0 | [12 empty] | 0 | 0 | 0 | 0 |  | subtotal |  |  |  |  | 0 | 0 | 0 | 0 | subtotal |  |  |  |  | 0 | 0 | 0 | 0 |  | subtotal |  |  |  |  | 0 | 0 | 0 | 0
Det-bungalow | 67 | 0 | 95.7346 | 0
Semi-house | 89 | 0 | 132.7931 | 0
Det-house | 104 | 0 | 152.0474 | 0
GAS HEATING
Table 1: | [30 empty] | REPLACEMENT BOILERS | Exceptions to the Building Regulations |  |  |  |  | heating with boiler | Delayed start thermostat |  |  |  |  | heating with boiler | Weather or load compensator |  |  |  |  | heating with boiler | Time and temperature zone control |  |  |  |  | HEATING CONTROLS | Room thermostat | [8 empty] | HEATING CONTROLS | Boiler interlock | [8 empty] | HEATING CONTROLS | Delayed start thermostat | [7 empty] | HEATING CONTROLS | Weather or load compensator | [7 empty] | HEATING CONTROLS | Time and temperature zone control
Replacement Boilers only | [5 empty] | Heating controls installed with a replacement boiler | [9 empty] | Heating controls installed without a replacement boiler | [14 empty] | Flat |  | 1 | 163.1664 | 12 |  | Flat |  | 1 | 15.504 | 12 |  | Flat |  | 1 | 28.3953 | 12 |  | Flat |  | 1 | 27.144 | 12 |  | Flat |  | 1 | 113.619 | 12 |  | 0 |  | 0 |  | Flat |  | 1 | 102.7667 | 12 |  | 0 |  | 0 |  | Flat |  | 1 | 18.088 | 12 |  | 0 |  | 0 | Flat |  | 1 | 38.5112 | 12 |  | 0 |  | 0 | Flat |  | 1 | 31.668 | 12 |  | 0 |  | 0
|  |  | Annual saving (kgCO2/a) (Base Case) | Annual saving (kgCO2/a) modified |  |  |  |  | Delayed start stat | Delayed start stat (modified) | Load or Weather compensator | Load or Weather compensator (modified) | Time and temperature control | Time and temperature control (modified) |  |  |  |  | Room thermostat | Room thermostat (modified) | Boiler interlock | Boiler interlock (modified) | Delayed start stat | Delayed start stat (modified) | Load or Weather compensator | Load or Weather compensator (modified) | Time and temperature control | Time and temperature control (modified) |  |  | Flat |  | 2 | 215.8694 | 12 |  | Flat |  | 2 | 20.5118 | 12 |  | Flat |  | 2 | 37.5671 | 12 |  | Flat |  | 2 | 35.9116 | 12 |  | Flat |  | 2 | 150.3181 | 12 |  | 0 |  | 0 |  | Flat |  | 2 | 135.9606 | 12 |  | 0 |  | 0 |  | Flat |  | 2 | 23.9304 | 12 |  | 0 |  | 0 | Flat |  | 2 | 50.9504 | 12 |  | 0 |  | 0 | Flat |  | 2 | 41.8968 | 12 |  | 0 |  | 0
Flat | 61 | 0 | 215.8694 | 0 |  | Flat | 61 | 0 | 20.5118 | 0 | 37.5671 | 0 | 35.9116 | 0 |  | Flat | 61 | 0 | 150.3181 | 0 | 135.9606 | 0 | 23.9304 | 0 | 50.9504 | 0 | 41.8968 | 0 |  |  | Flat |  | 3 | 286.5737 | 12 |  | Flat |  | 3 | 27.2301 | 12 |  | Flat |  | 3 | 49.8715 | 12 |  | Flat |  | 3 | 47.6737 | 12 |  | Flat |  | 3 | 199.5522 | 12 |  | 0 |  | 0 |  | Flat |  | 3 | 180.4921 | 12 |  | 0 |  | 0 |  | Flat |  | 3 | 31.7684 | 12 |  | 0 |  | 0 | Flat |  | 3 | 67.6382 | 12 |  | 0 |  | 0 | Flat |  | 3 | 55.6194 | 12 |  | 0 |  | 0
Mid-Terrace | 79 | 0 | 259.8508 | 0 |  | Mid-Terrace | 79 | 0 | 25.8267 | 0 | 45.0237 | 0 | 40.233 | 0 |  | Mid-Terrace | 79 | 0 | 190.8185 | 0 | 162.9472 | 0 | 30.1311 | 0 | 61.0634 | 0 | 46.9385 | 0 |  |  | Mid-Terrace |  | 2 | 219.2851 | 12 |  | Mid-Terrace |  | 2 | 21.7948 | 12 |  | Mid-Terrace |  | 2 | 37.995 | 12 |  | Mid-Terrace |  | 2 | 33.9522 | 12 |  | Mid-Terrace |  | 2 | 161.0295 | 12 |  | 0 |  | 0 |  | Mid-Terrace |  | 2 | 137.5093 | 12 |  | 0 |  | 0 |  | Mid-Terrace |  | 2 | 25.4273 | 12 |  | 0 |  | 0 | Mid-Terrace |  | 2 | 51.5307 | 12 |  | 0 |  | 0 | Mid-Terrace |  | 2 | 39.6109 | 12 |  | 0 |  | 0
End-Terrace | 79 | 0 | 337 | 0 |  | End-Terrace | 79 | 0 | 40.0007 | 0 | 58.4772 | 0 | 60.4688 | 0 |  | End-Terrace | 79 | 0 | 255.3366 | 0 | 211.6371 | 0 | 46.6674 | 0 | 79.3097 | 0 | 70.5469 | 0 |  |  | Mid-Terrace |  | 3 | 259.8508 | 12 |  | Mid-Terrace |  | 3 | 25.8267 | 12 |  | Mid-Terrace |  | 3 | 45.0237 | 12 |  | Mid-Terrace |  | 3 | 40.233 | 12 |  | Mid-Terrace |  | 3 | 190.8185 | 12 |  | 0 |  | 0 |  | Mid-Terrace |  | 3 | 162.9472 | 12 |  | 0 |  | 0 |  | Mid-Terrace |  | 3 | 30.1311 | 12 |  | 0 |  | 0 | Mid-Terrace |  | 3 | 61.0634 | 12 |  | 0 |  | 0 | Mid-Terrace |  | 3 | 46.9385 | 12 |  | 0 |  | 0
Semi-bungalow | 63.5 | 0 | 304.5374 | 0 |  | Semi-bungalow | 63.5 | 0 | 36.7548 | 0 | 53.0463 | 0 | 64.5805 | 0 |  | Semi-bungalow | 63.5 | 0 | 228.6434 | 0 | 191.9822 | 0 | 42.8806 | 0 | 71.9441 | 0 | 75.3439 | 0 |  |  | End-Terrace |  | 2 | 284.5395 | 12 |  | End-Terrace |  | 2 | 33.7561 | 12 |  | End-Terrace |  | 2 | 49.3482 | 12 |  | End-Terrace |  | 2 | 51.0289 | 12 |  | End-Terrace |  | 2 | 215.4756 | 12 |  | 0 |  | 0 |  | End-Terrace |  | 2 | 178.5981 | 12 |  | 0 |  | 0 |  | End-Terrace |  | 2 | 39.3821 | 12 |  | 0 |  | 0 | End-Terrace |  | 2 | 66.9285 | 12 |  | 0 |  | 0 | End-Terrace |  | 2 | 59.5337 | 12 |  | 0 |  | 0
Det-bungalow | 67 | 0 | 344.1448 | 0 |  | Det-bungalow | 67 | 0 | 44.3308 | 0 | 59.9624 | 0 | 75.8684 | 0 |  | Det-bungalow | 67 | 0 | 267.2138 | 0 | 217.0122 | 0 | 51.7193 | 0 | 81.3239 | 0 | 88.5132 | 0 |  |  | End-Terrace |  | 3 | 337.1766 | 12 |  | End-Terrace |  | 3 | 40.0007 | 12 |  | End-Terrace |  | 3 | 58.4772 | 12 |  | End-Terrace |  | 3 | 60.4688 | 12 |  | End-Terrace |  | 3 | 255.3366 | 12 |  | 0 |  | 0 |  | End-Terrace |  | 3 | 211.6371 | 12 |  | 0 |  | 0 |  | End-Terrace |  | 3 | 46.6674 | 12 |  | 0 |  | 0 | End-Terrace |  | 3 | 79.3097 | 12 |  | 0 |  | 0 | End-Terrace |  | 3 | 70.5469 | 12 |  | 0 |  | 0
Semi-house | 89 | 0 | 376.3929 | 0 |  | Semi-house | 89 | 0 | 45.9147 | 0 | 65.2725 | 0 | 68.2769 | 0 |  | Semi-house | 89 | 0 | 291.751 | 0 | 236.2304 | 0 | 53.5671 | 0 | 88.5258 | 0 | 79.6564 | 0 |  |  | Semi-bungalow |  | 2 | 304.5374 | 12 |  | Semi-bungalow |  | 2 | 36.7548 | 12 |  | Semi-bungalow |  | 2 | 53.0463 | 12 |  | Semi-bungalow |  | 2 | 64.5805 | 12 |  | Semi-bungalow |  | 2 | 228.6434 | 12 |  | 0 |  | 0 |  | Semi-bungalow |  | 2 | 191.9822 | 12 |  | 0 |  | 0 |  | Semi-bungalow |  | 2 | 42.8806 | 12 |  | 0 |  | 0 | Semi-bungalow |  | 2 | 71.9441 | 12 |  | 0 |  | 0 | Semi-bungalow |  | 2 | 75.3439 | 12 |  | 0 |  | 0
Det-house | 104 | 0 | 503.7248 | 0 |  | Det-house | 104 | 0 | 66.9771 | 0 | 87.3579 | 0 | 98.1229 | 0 |  | Det-house | 104 | 0 | 410.3158 | 0 | 316.1604 | 0 | 78.14 | 0 | 118.4791 | 0 | 114.4767 | 0 |  |  | Semi-bungalow |  | 3 | 341.5734 | 12 |  | Semi-bungalow |  | 3 | 41.2247 | 12 |  | Semi-bungalow |  | 3 | 59.4975 | 12 |  | Semi-bungalow |  | 3 | 72.4344 | 12 |  | Semi-bungalow |  | 3 | 256.4497 | 12 |  | 0 |  | 0 |  | Semi-bungalow |  | 3 | 215.33 | 12 |  | 0 |  | 0 |  | Semi-bungalow |  | 3 | 48.0955 | 12 |  | 0 |  | 0 | Semi-bungalow |  | 3 | 80.6935 | 12 |  | 0 |  | 0 | Semi-bungalow |  | 3 | 84.5068 | 12 |  | 0 |  | 0
updated | [30 empty] | Det-bungalow |  | 2 | 344.1448 | 12 |  | Det-bungalow |  | 2 | 44.3308 | 12 |  | Det-bungalow |  | 2 | 59.9624 | 12 |  | Det-bungalow |  | 2 | 75.8684 | 12 |  | Det-bungalow |  | 2 | 267.2138 | 12 |  | 0 |  | 0 |  | Det-bungalow |  | 2 | 217.0122 | 12 |  | 0 |  | 0 |  | Det-bungalow |  | 2 | 51.7193 | 12 |  | 0 |  | 0 | Det-bungalow |  | 2 | 81.3239 | 12 |  | 0 |  | 0 | Det-bungalow |  | 2 | 88.5132 | 12 |  | 0 |  | 0
[31 empty] | Det-bungalow |  | 3 | 385.7057 | 12 |  | Det-bungalow |  | 3 | 49.6845 | 12 |  | Det-bungalow |  | 3 | 67.2038 | 12 |  | Det-bungalow |  | 3 | 85.0308 | 12 |  | Det-bungalow |  | 3 | 299.4841 | 12 |  | 0 |  | 0 |  | Det-bungalow |  | 3 | 243.2199 | 12 |  | 0 |  | 0 |  | Det-bungalow |  | 3 | 57.9652 | 12 |  | 0 |  | 0 | Det-bungalow |  | 3 | 91.1451 | 12 |  | 0 |  | 0 | Det-bungalow |  | 3 | 99.2025 | 12 |  | 0 |  | 0
[31 empty] | Det-bungalow |  | 4 | 429.4049 | 12 |  | Det-bungalow |  | 4 | 55.3136 | 12 |  | Det-bungalow |  | 4 | 74.8177 | 12 |  | Det-bungalow |  | 4 | 94.6645 | 12 |  | Det-bungalow |  | 4 | 333.4146 | 12 |  | 0 |  | 0 |  | Det-bungalow |  | 4 | 270.7759 | 12 |  | 0 |  | 0 |  | Det-bungalow |  | 4 | 64.5325 | 12 |  | 0 |  | 0 | Det-bungalow |  | 4 | 101.4715 | 12 |  | 0 |  | 0 | Det-bungalow |  | 4 | 110.4419 | 12 |  | 0 |  | 0
Table 2: Boiler efficiences | [30 empty] | Semi-house |  | 2 | 337.6502 | 12 |  | Semi-house |  | 2 | 41.1886 | 12 |  | Semi-house |  | 2 | 58.5539 | 12 |  | Semi-house |  | 2 | 61.2491 | 12 |  | Semi-house |  | 2 | 261.7206 | 12 |  | 0 |  | 0 |  | Semi-house |  | 2 | 211.9148 | 12 |  | 0 |  | 0 |  | Semi-house |  | 2 | 48.0534 | 12 |  | 0 |  | 0 | Semi-house |  | 2 | 79.4137 | 12 |  | 0 |  | 0 | Semi-house |  | 2 | 71.4573 | 12 |  | 0 |  | 0
[31 empty] | Semi-house |  | 3 | 376.3929 | 12 |  | Semi-house |  | 3 | 45.9147 | 12 |  | Semi-house |  | 3 | 65.2725 | 12 |  | Semi-house |  | 3 | 68.2769 | 12 |  | Semi-house |  | 3 | 291.751 | 12 |  | 0 |  | 0 |  | Semi-house |  | 3 | 236.2304 | 12 |  | 0 |  | 0 |  | Semi-house |  | 3 | 53.5671 | 12 |  | 0 |  | 0 | Semi-house |  | 3 | 88.5258 | 12 |  | 0 |  | 0 | Semi-house |  | 3 | 79.6564 | 12 |  | 0 |  | 0
[31 empty] | Semi-house |  | 4 | 416.9165 | 12 |  | Semi-house |  | 4 | 50.858 | 12 |  | Semi-house |  | 4 | 72.2999 | 12 |  | Semi-house |  | 4 | 75.6278 | 12 |  | Semi-house |  | 4 | 323.1617 | 12 |  | 0 |  | 0 |  | Semi-house |  | 4 | 261.6637 | 12 |  | 0 |  | 0 |  | Semi-house |  | 4 | 59.3343 | 12 |  | 0 |  | 0 | Semi-house |  | 4 | 98.0568 | 12 |  | 0 |  | 0 | Semi-house |  | 4 | 88.2325 | 12 |  | 0 |  | 0
[31 empty] | Det-house |  | 2 | 451.9603 | 12 |  | Det-house |  | 2 | 60.0943 | 12 |  | Det-house |  | 2 | 78.3806 | 12 |  | Det-house |  | 2 | 88.0394 | 12 |  | Det-house |  | 2 | 368.1503 | 12 |  | 0 |  | 0 |  | Det-house |  | 2 | 283.6706 | 12 |  | 0 |  | 0 |  | Det-house |  | 2 | 70.11 | 12 |  | 0 |  | 0 | Det-house |  | 2 | 106.3038 | 12 |  | 0 |  | 0 | Det-house |  | 2 | 102.7127 | 12 |  | 0 |  | 0
[31 empty] | Det-house |  | 3 | 503.7248 | 12 |  | Det-house |  | 3 | 66.9771 | 12 |  | Det-house |  | 3 | 87.3579 | 12 |  | Det-house |  | 3 | 98.1229 | 12 |  | Det-house |  | 3 | 410.3158 | 12 |  | 0 |  | 0 |  | Det-house |  | 3 | 316.1604 | 12 |  | 0 |  | 0 |  | Det-house |  | 3 | 78.14 | 12 |  | 0 |  | 0 | Det-house |  | 3 | 118.4791 | 12 |  | 0 |  | 0 | Det-house |  | 3 | 114.4767 | 12 |  | 0 |  | 0
|  |  | OIL HEATING | [27 empty] | Det-house |  | 4 | 560.7952 | 12 |  | Det-house |  | 4 | 74.5654 | 12 |  | Det-house |  | 4 | 97.2552 | 12 |  | Det-house |  | 4 | 109.2399 | 12 |  | Det-house |  | 4 | 456.8033 | 12 |  | 0 |  | 0 |  | Det-house |  | 4 | 351.9804 | 12 |  | 0 |  | 0 |  | Det-house |  | 4 | 86.993 | 12 |  | 0 |  | 0 | Det-house |  | 4 | 131.9024 | 12 |  | 0 |  | 0 | Det-house |  | 4 | 127.4465 | 12 |  | 0 |  | 0
Table 1: Heat demand data | [30 empty] | subtotal | [5 empty] | subtotal | [5 empty] | subtotal | [5 empty] | subtotal | [5 empty] | subtotal |  |  |  |  | 0 | 0 | 0 | 0 |  | subtotal |  |  |  |  | 0 | 0 | 0 | 0 |  | subtotal |  |  |  |  | 0 | 0 | 0 | 0 | subtotal |  |  |  |  | 0 | 0 | 0 | 0 | subtotal |  |  |  |  | 0 | 0 | 0 | 0
Replacement Boilers only | [5 empty] | Heating controls installed with a replacement boiler | [9 empty] | Heating controls installed without a replacement boiler
|  |  | Annual saving (kgCO2/a) (Base Case) | Annual saving (kgCO2/a) modified |  |  |  |  | Delayed start stat | Delayed start stat (modified) | Load or Weather compensator | Load or Weather compensator (modified) | Time and temperature control | Time and temperature control (modified) |  |  |  |  | Room thermostat | Room thermostat (modified) | Boiler interlock | Boiler interlock (modified) | Delayed start stat | Delayed start stat (modified) | Load or Weather compensator | Load or Weather compensator (modified) | Time and temperature control | Time and temperature control (modified) |  |  | Measure/Property Details | Code | no. beds | Annual saving per measure (kgCO2/a) | Life-time (years) |  | heating with boiler | Delayed start thermostat |  |  |  |  | heating with boiler | Weather or load compensator |  |  |  |  | heating with boiler | Time and temperature zone control |  |  |  |  | HEATING CONTROLS | Room thermostat
Flat | 61 | 0 | 287.5286 | 0 |  | Flat | 61 | 0 | 27.658 | 0 | 25.3261 | 0 | 48.1481 | 0 |  | Flat | 61 | 0 | 200.2695 | 0 | 181.3461 | 0 | 30.6937 | 0 | 31.1534 | 0 | 53.4327 | 0 |  |  | REPLACEMENT BOILERS | Exceptions to the Building Regulations |  |  |  |  | Flat |  | 1 | 20.9055 | 12 |  | Flat |  | 1 | 19.1429 | 12 |  | Flat |  | 1 | 36.3931 | 12 |  | HEATING CONTROLS | Room thermostat | [8 empty] | HEATING CONTROLS | Boiler interlock | [8 empty] | HEATING CONTROLS | Delayed start thermostat | [7 empty] | HEATING CONTROLS | Weather or load compensator | [7 empty] | HEATING CONTROLS | Time and temperature zone control
Mid-Terrace | 79 | 0 | 345.31 | 0 |  | Mid-Terrace | 79 | 0 | 34.6193 | 0 | 30.2852 | 0 | 53.5943 | 0 |  | Mid-Terrace | 79 | 0 | 252.4395 | 0 | 216.856 | 0 | 38.419 | 0 | 37.2536 | 0 | 59.4766 | 0 |  |  | Flat |  | 1 | 217.3305 | 12 |  | Flat |  | 2 | 27.658 | 12 |  | Flat |  | 2 | 25.3261 | 12 |  | Flat |  | 2 | 48.1481 | 12 |  | Flat |  | 1 | 151.3751 | 12 | [5 empty] | Flat |  | 1 | 137.0717 | 12 |  | 0 |  | 0 |  | Flat |  | 1 | 23.2 | 12 |  | 0 |  | 0 | Flat |  | 1 | 23.5475 | 12 |  | 0 |  | 0 | Flat |  | 1 | 40.3875 | 12 |  | 0 |  | 0
End-Terrace | 79 | 0 | 448.2825 | 0 |  | End-Terrace | 79 | 0 | 53.2696 | 0 | 39.3514 | 0 | 80.0201 | 0 |  | End-Terrace | 79 | 0 | 339.492 | 0 | 281.7737 | 0 | 59.1162 | 0 | 48.4058 | 0 | 88.8028 | 0 |  |  | Flat |  | 2 | 287.5286 | 12 |  | Flat |  | 3 | 36.7169 | 12 |  | Flat |  | 3 | 33.6212 | 12 |  | Flat |  | 3 | 63.9182 | 12 |  | Flat |  | 2 | 200.2695 | 12 | [5 empty] | Flat |  | 2 | 181.3461 | 12 |  | 0 |  | 0 |  | Flat |  | 2 | 30.6937 | 12 |  | 0 |  | 0 | Flat |  | 2 | 31.1534 | 12 |  | 0 |  | 0 | Flat |  | 2 | 53.4327 | 12 |  | 0 |  | 0
Semi-bungalow | 63.5 | 0 | 405.6025 | 0 |  | Semi-bungalow | 63.5 | 0 | 49.0699 | 0 | 35.758 | 0 | 85.8836 | 0 |  | Semi-bungalow | 63.5 | 0 | 305.5056 | 0 | 256.0432 | 0 | 54.4556 | 0 | 43.9856 | 0 | 95.3099 | 0 |  |  | Flat |  | 3 | 381.7035 | 12 |  | Mid-Terrace |  | 2 | 29.2148 | 12 |  | Mid-Terrace |  | 2 | 25.5574 | 12 |  | Mid-Terrace |  | 2 | 45.2276 | 12 |  | Flat |  | 3 | 265.8642 | 12 | [5 empty] | Flat |  | 3 | 240.7429 | 12 |  | 0 |  | 0 |  | Flat |  | 3 | 40.7468 | 12 |  | 0 |  | 0 | Flat |  | 3 | 41.3571 | 12 |  | 0 |  | 0 | Flat |  | 3 | 70.9336 | 12 |  | 0 |  | 0
Det-bungalow | 67 | 0 | 457.8093 | 0 |  | Det-bungalow | 67 | 0 | 59.0807 | 0 | 40.3719 | 0 | 100.6737 | 0 |  | Det-bungalow | 67 | 0 | 356.8622 | 0 | 289.0807 | 0 | 65.5651 | 0 | 49.6611 | 0 | 111.7232 | 0 |  |  | Mid-Terrace |  | 2 | 291.4032 | 12 |  | Mid-Terrace |  | 3 | 34.6193 | 12 |  | Mid-Terrace |  | 3 | 30.2852 | 12 |  | Mid-Terrace |  | 3 | 53.5943 | 12 |  | Mid-Terrace |  | 2 | 213.0308 | 12 | [5 empty] | Mid-Terrace |  | 2 | 183.0023 | 12 |  | 0 |  | 0 |  | Mid-Terrace |  | 2 | 32.4213 | 12 |  | 0 |  | 0 | Mid-Terrace |  | 2 | 31.4379 | 12 |  | 0 |  | 0 | Mid-Terrace |  | 2 | 50.1916 | 12 |  | 0 |  | 0
Semi-house | 89 | 0 | 499.9085 | 0 |  | Semi-house | 89 | 0 | 61.0558 | 0 | 43.8792 | 0 | 90.2398 | 0 |  | Semi-house | 89 | 0 | 387.5189 | 0 | 314.1948 | 0 | 67.7571 | 0 | 53.9754 | 0 | 100.1442 | 0 |  |  | Mid-Terrace |  | 3 | 345.31 | 12 |  | End-Terrace |  | 2 | 44.9536 | 12 |  | End-Terrace |  | 2 | 33.2082 | 12 |  | End-Terrace |  | 2 | 67.528 | 12 |  | Mid-Terrace |  | 3 | 252.4395 | 12 | [5 empty] | Mid-Terrace |  | 3 | 216.856 | 12 |  | 0 |  | 0 |  | Mid-Terrace |  | 3 | 38.419 | 12 |  | 0 |  | 0 | Mid-Terrace |  | 3 | 37.2536 | 12 |  | 0 |  | 0 | Mid-Terrace |  | 3 | 59.4766 | 12 |  | 0 |  | 0
Det-house | 104 | 0 | 668.5911 | 0 |  | Det-house | 104 | 0 | 89.0618 | 0 | 58.6864 | 0 | 129.6044 | 0 |  | Det-house | 104 | 0 | 546.2423 | 0 | 420.221 | 0 | 98.8369 | 0 | 72.1896 | 0 | 143.8292 | 0 |  |  | End-Terrace |  | 2 | 378.3005 | 12 |  | End-Terrace |  | 3 | 53.2696 | 12 |  | End-Terrace |  | 3 | 39.3514 | 12 |  | End-Terrace |  | 3 | 80.0201 | 12 |  | End-Terrace |  | 2 | 286.4934 | 12 | [5 empty] | End-Terrace |  | 2 | 237.7856 | 12 |  | 0 |  | 0 |  | End-Terrace |  | 2 | 49.8875 | 12 |  | 0 |  | 0 | End-Terrace |  | 2 | 40.8491 | 12 |  | 0 |  | 0 | End-Terrace |  | 2 | 74.9396 | 12 |  | 0 |  | 0
[31 empty] | End-Terrace |  | 3 | 448.2825 | 12 |  | Semi-bungalow |  | 2 | 49.0699 | 12 |  | Semi-bungalow |  | 2 | 35.758 | 12 |  | Semi-bungalow |  | 2 | 85.8836 | 12 |  | End-Terrace |  | 3 | 339.492 | 12 | [5 empty] | End-Terrace |  | 3 | 281.7737 | 12 |  | 0 |  | 0 |  | End-Terrace |  | 3 | 59.1162 | 12 |  | 0 |  | 0 | End-Terrace |  | 3 | 48.4058 | 12 |  | 0 |  | 0 | End-Terrace |  | 3 | 88.8028 | 12 |  | 0 |  | 0
[31 empty] | Semi-bungalow |  | 2 | 405.6025 | 12 |  | Semi-bungalow |  | 3 | 55.0375 | 12 |  | Semi-bungalow |  | 3 | 40.1067 | 12 |  | Semi-bungalow |  | 3 | 96.3283 | 12 |  | Semi-bungalow |  | 2 | 305.5056 | 12 | [5 empty] | Semi-bungalow |  | 2 | 256.0432 | 12 |  | 0 |  | 0 |  | Semi-bungalow |  | 2 | 54.4556 | 12 |  | 0 |  | 0 | Semi-bungalow |  | 2 | 43.9856 | 12 |  | 0 |  | 0 | Semi-bungalow |  | 2 | 95.3099 | 12 |  | 0 |  | 0
[31 empty] | Semi-bungalow |  | 3 | 454.9296 | 12 |  | Det-bungalow |  | 2 | 59.0807 | 12 |  | Det-bungalow |  | 2 | 40.3719 | 12 |  | Det-bungalow |  | 2 | 100.6737 | 12 |  | Semi-bungalow |  | 3 | 342.6595 | 12 | [5 empty] | Semi-bungalow |  | 3 | 287.1817 | 12 |  | 0 |  | 0 |  | Semi-bungalow |  | 3 | 61.0782 | 12 |  | 0 |  | 0 | Semi-bungalow |  | 3 | 49.3348 | 12 |  | 0 |  | 0 | Semi-bungalow |  | 3 | 106.9009 | 12 |  | 0 |  | 0
[31 empty] | Det-bungalow |  | 2 | 457.8093 | 12 |  | Det-bungalow |  | 3 | 66.2156 | 12 |  | Det-bungalow |  | 3 | 45.2474 | 12 |  | Det-bungalow |  | 3 | 112.8316 | 12 |  | Det-bungalow |  | 2 | 356.8622 | 12 | [5 empty] | Det-bungalow |  | 2 | 289.0807 | 12 |  | 0 |  | 0 |  | Det-bungalow |  | 2 | 65.5651 | 12 |  | 0 |  | 0 | Det-bungalow |  | 2 | 49.6611 | 12 |  | 0 |  | 0 | Det-bungalow |  | 2 | 111.7232 | 12 |  | 0 |  | 0
[31 empty] | Det-bungalow |  | 3 | 513.097 | 12 |  | Det-bungalow |  | 4 | 73.7176 | 12 |  | Det-bungalow |  | 4 | 50.3738 | 12 |  | Det-bungalow |  | 4 | 125.6151 | 12 |  | Det-bungalow |  | 3 | 399.9589 | 12 | [5 empty] | Det-bungalow |  | 3 | 323.9918 | 12 |  | 0 |  | 0 |  | Det-bungalow |  | 3 | 73.4832 | 12 |  | 0 |  | 0 | Det-bungalow |  | 3 | 55.6584 | 12 |  | 0 |  | 0 | Det-bungalow |  | 3 | 125.2156 | 12 |  | 0 |  | 0
[31 empty] | Det-bungalow |  | 4 | 571.2292 | 12 |  | Semi-house |  | 2 | 54.7713 | 12 |  | Semi-house |  | 2 | 39.3626 | 12 |  | Semi-house |  | 2 | 80.9513 | 12 |  | Det-bungalow |  | 4 | 445.273 | 12 | [5 empty] | Det-bungalow |  | 4 | 360.699 | 12 |  | 0 |  | 0 |  | Det-bungalow |  | 4 | 81.8086 | 12 |  | 0 |  | 0 | Det-bungalow |  | 4 | 61.9643 | 12 |  | 0 |  | 0 | Det-bungalow |  | 4 | 139.4021 | 12 |  | 0 |  | 0
[31 empty] | Semi-house |  | 2 | 448.4521 | 12 |  | Semi-house |  | 3 | 61.0558 | 12 |  | Semi-house |  | 3 | 43.8792 | 12 |  | Semi-house |  | 3 | 90.2398 | 12 |  | Semi-house |  | 2 | 347.631 | 12 | [5 empty] | Semi-house |  | 2 | 281.8542 | 12 |  | 0 |  | 0 |  | Semi-house |  | 2 | 60.7827 | 12 |  | 0 |  | 0 | Semi-house |  | 2 | 48.4196 | 12 |  | 0 |  | 0 | Semi-house |  | 2 | 89.8362 | 12 |  | 0 |  | 0
[31 empty] | Semi-house |  | 3 | 499.9085 | 12 |  | Semi-house |  | 4 | 67.6293 | 12 |  | Semi-house |  | 4 | 48.6033 | 12 |  | Semi-house |  | 4 | 99.9553 | 12 |  | Semi-house |  | 3 | 387.5189 | 12 | [5 empty] | Semi-house |  | 3 | 314.1948 | 12 |  | 0 |  | 0 |  | Semi-house |  | 3 | 67.7571 | 12 |  | 0 |  | 0 | Semi-house |  | 3 | 53.9754 | 12 |  | 0 |  | 0 | Semi-house |  | 3 | 100.1442 | 12 |  | 0 |  | 0
|  |  | LPG HEATING | [29 empty] | 4 | 553.7301 | 12 |  | Det-house |  | 2 | 79.9095 | 12 |  | Det-house |  | 2 | 52.6556 | 12 |  | Det-house |  | 2 | 116.2857 | 12 |  | Semi-house |  | 4 | 429.2404 | 12 | [5 empty] | Semi-house |  | 4 | 348.0219 | 12 |  | 0 |  | 0 |  | Semi-house |  | 4 | 75.052 | 12 |  | 0 |  | 0 | Semi-house |  | 4 | 59.7865 | 12 |  | 0 |  | 0 | Semi-house |  | 4 | 110.926 | 12 |  | 0 |  | 0
Table 1: Heat demand data | [32 empty] | 2 | 599.8843 | 12 |  | Det-house |  | 3 | 89.0618 | 12 |  | Det-house |  | 3 | 58.6864 | 12 |  | Det-house |  | 3 | 129.6044 | 12 |  | Det-house |  | 2 | 490.1085 | 12 | [5 empty] | Det-house |  | 2 | 377.0376 | 12 |  | 0 |  | 0 |  | Det-house |  | 2 | 88.68 | 12 |  | 0 |  | 0 | Det-house |  | 2 | 64.7711 | 12 |  | 0 |  | 0 | Det-house |  | 2 | 129.0488 | 12 |  | 0 |  | 0
Replacement Boilers only | [5 empty] | Heating controls installed with a replacement boiler | [9 empty] | Heating controls installed without a replacement boiler | [16 empty] | 3 | 668.5911 | 12 |  | Det-house |  | 4 | 99.1522 | 12 |  | Det-house |  | 4 | 65.3354 | 12 |  | Det-house |  | 4 | 144.2881 | 12 |  | Det-house |  | 3 | 546.2423 | 12 | [5 empty] | Det-house |  | 3 | 420.221 | 12 |  | 0 |  | 0 |  | Det-house |  | 3 | 98.8369 | 12 |  | 0 |  | 0 | Det-house |  | 3 | 72.1896 | 12 |  | 0 |  | 0 | Det-house |  | 3 | 143.8292 | 12 |  | 0 |  | 0
|  |  | Annual saving (kgCO2/a) (Base Case) | Annual saving (kgCO2/a) modified |  |  |  |  | Delayed start stat | Delayed start stat (modified) | Load or Weather compensator | Load or Weather compensator (modified) | Time and temperature control | Time and temperature control (modified) |  |  |  |  | Room thermostat | Room thermostat (modified) | Boiler interlock | Boiler interlock (modified) | Delayed start stat | Delayed start stat (modified) | Load or Weather compensator | Load or Weather compensator (modified) | Time and temperature control | Time and temperature control (modified) |  |  |  |  | 4 | 744.3403 | 12 |  | subtotal | [5 empty] | subtotal | [5 empty] | subtotal | [5 empty] | Det-house |  | 4 | 608.1298 | 12 | [5 empty] | Det-house |  | 4 | 467.8307 | 12 |  | 0 |  | 0 |  | Det-house |  | 4 | 110.0348 | 12 |  | 0 |  | 0 | Det-house |  | 4 | 80.3684 | 12 |  | 0 |  | 0 | Det-house |  | 4 | 160.1246 | 12 |  | 0 |  | 0
Flat | 61 | 0 | 243.2652 | 0 |  | Flat | 61 | 0 | 23.1149 | 0 | 42.3347 | 0 | 40.469 | 0 |  | Flat | 61 | 0 | 169.3948 | 0 | 153.2152 | 0 | 26.9674 | 0 | 57.4164 | 0 | 47.2139 | 0 | [36 empty] | subtotal |  |  |  |  | 0 | 0 | 0 | 0 |  | subtotal |  |  |  |  | 0 | 0 | 0 | 0 | subtotal |  |  |  |  | 0 | 0 | 0 | 0 | subtotal |  |  |  |  | 0 | 0 | 0 | 0
Mid-Terrace | 79 | 0 | 292.8282 | 0 |  | Mid-Terrace | 79 | 0 | 29.1043 | 0 | 50.7376 | 0 | 45.339 | 0 |  | Mid-Terrace | 79 | 0 | 215.035 | 0 | 183.6267 | 0 | 33.955 | 0 | 68.8129 | 0 | 52.8955 | 0 |  |  | REPLACEMENT BOILERS | Exceptions to the Building Regulations |  |  |  |  | heating with boiler | Delayed start thermostat |  |  |  |  | heating with boiler | Weather or load compensator |  |  |  |  | heating with boiler | Time and temperature zone control |  |  |  |  | HEATING CONTROLS | Room thermostat | [8 empty] | HEATING CONTROLS | Boiler interlock | [8 empty] | HEATING CONTROLS | Delayed start thermostat | [7 empty] | HEATING CONTROLS | Weather or load compensator | [7 empty] | HEATING CONTROLS | Time and temperature zone control
End-Terrace | 79 | 0 | 379.9673 | 0 |  | End-Terrace | 79 | 0 | 45.0771 | 0 | 65.8984 | 0 | 68.1428 | 0 |  | End-Terrace | 79 | 0 | 287.7411 | 0 | 238.4957 | 0 | 52.59 | 0 | 89.3748 | 0 | 79.4999 | 0 |  |  | Flat |  | 1 | 183.8737 | 12 |  | Flat |  | 1 | 17.4716 | 12 |  | Flat |  | 1 | 31.999 | 12 |  | Flat |  | 1 | 30.5888 | 12 |  | Flat |  | 1 | 128.0383 | 12 |  | 0 |  | 0 |  | Flat |  | 1 | 115.8088 | 12 |  | 0 |  | 0 |  | Flat |  | 1 | 20.3835 | 12 |  | 0 |  | 0 | Flat |  | 1 | 43.3986 | 12 |  | 0 |  | 0 | Flat |  | 1 | 35.6869 | 12 |  | 0 |  | 0
Semi-bungalow | 63.5 | 0 | 343.1859 | 0 |  | Semi-bungalow | 63.5 | 0 | 41.4193 | 0 | 59.7784 | 0 | 72.7763 | 0 |  | Semi-bungalow | 63.5 | 0 | 257.6603 | 0 | 216.3465 | 0 | 48.3225 | 0 | 81.0744 | 0 | 84.9057 | 0 |  |  | Flat |  | 2 | 243.2652 | 12 |  | Flat |  | 2 | 23.1149 | 12 |  | Flat |  | 2 | 42.3347 | 12 |  | Flat |  | 2 | 40.469 | 12 |  | Flat |  | 2 | 169.3948 | 12 |  | 0 |  | 0 |  | Flat |  | 2 | 153.2152 | 12 |  | 0 |  | 0 |  | Flat |  | 2 | 26.9674 | 12 |  | 0 |  | 0 | Flat |  | 2 | 57.4164 | 12 |  | 0 |  | 0 | Flat |  | 2 | 47.2139 | 12 |  | 0 |  | 0
Det-bungalow | 67 | 0 | 387.8199 | 0 |  | Det-bungalow | 67 | 0 | 49.9568 | 0 | 67.5721 | 0 | 85.4968 | 0 |  | Det-bungalow | 67 | 0 | 301.1256 | 0 | 244.553 | 0 | 58.2829 | 0 | 91.6447 | 0 | 99.7463 | 0 |  |  | Flat |  | 3 | 322.9424 | 12 |  | Flat |  | 3 | 30.6858 | 12 |  | Flat |  | 3 | 56.2007 | 12 |  | Flat |  | 3 | 53.724 | 12 |  | Flat |  | 3 | 224.8771 | 12 |  | 0 |  | 0 |  | Flat |  | 3 | 203.3981 | 12 |  | 0 |  | 0 |  | Flat |  | 3 | 35.8001 | 12 |  | 0 |  | 0 | Flat |  | 3 | 76.2221 | 12 |  | 0 |  | 0 | Flat |  | 3 | 62.678 | 12 |  | 0 |  | 0
Semi-house | 89 | 0 | 424.1605 | 0 |  | Semi-house | 89 | 0 | 51.7417 | 0 | 73.5562 | 0 | 76.9419 | 0 |  | Semi-house | 89 | 0 | 328.7768 | 0 | 266.2102 | 0 | 60.3653 | 0 | 99.7606 | 0 | 89.7655 | 0 |  |  | Mid-Terrace |  | 2 | 247.1143 | 12 |  | Mid-Terrace |  | 2 | 24.5608 | 12 |  | Mid-Terrace |  | 2 | 42.8169 | 12 |  | Mid-Terrace |  | 2 | 38.261 | 12 |  | Mid-Terrace |  | 2 | 181.4656 | 12 |  | 0 |  | 0 |  | Mid-Terrace |  | 2 | 154.9605 | 12 |  | 0 |  | 0 |  | Mid-Terrace |  | 2 | 28.6542 | 12 |  | 0 |  | 0 | Mid-Terrace |  | 2 | 58.0704 | 12 |  | 0 |  | 0 | Mid-Terrace |  | 2 | 44.6379 | 12 |  | 0 |  | 0
Det-house | 104 | 0 | 567.652 | 0 |  | Det-house | 104 | 0 | 75.4771 | 0 | 98.4443 | 0 | 110.5756 | 0 |  | Det-house | 104 | 0 | 462.3886 | 0 | 356.284 | 0 | 88.0566 | 0 | 133.5151 | 0 | 129.0048 | 0 |  |  | Mid-Terrace |  | 3 | 292.8282 | 12 |  | Mid-Terrace |  | 3 | 29.1043 | 12 |  | Mid-Terrace |  | 3 | 50.7376 | 12 |  | Mid-Terrace |  | 3 | 45.339 | 12 |  | Mid-Terrace |  | 3 | 215.035 | 12 |  | 0 |  | 0 |  | Mid-Terrace |  | 3 | 183.6267 | 12 |  | 0 |  | 0 |  | Mid-Terrace |  | 3 | 33.955 | 12 |  | 0 |  | 0 | Mid-Terrace |  | 3 | 68.8129 | 12 |  | 0 |  | 0 | Mid-Terrace |  | 3 | 52.8955 | 12 |  | 0 |  | 0
[31 empty] | End-Terrace |  | 2 | 320.6501 | 12 |  | End-Terrace |  | 2 | 38.0401 | 12 |  | End-Terrace |  | 2 | 55.6109 | 12 |  | End-Terrace |  | 2 | 57.5049 | 12 |  | End-Terrace |  | 2 | 242.8214 | 12 |  | 0 |  | 0 |  | End-Terrace |  | 2 | 201.2638 | 12 |  | 0 |  | 0 |  | End-Terrace |  | 2 | 44.3801 | 12 |  | 0 |  | 0 | End-Terrace |  | 2 | 75.4223 | 12 |  | 0 |  | 0 | End-Terrace |  | 2 | 67.0891 | 12 |  | 0 |  | 0
[31 empty] | End-Terrace |  | 3 | 379.9673 | 12 |  | End-Terrace |  | 3 | 45.0771 | 12 |  | End-Terrace |  | 3 | 65.8984 | 12 |  | End-Terrace |  | 3 | 68.1428 | 12 |  | End-Terrace |  | 3 | 287.7411 | 12 |  | 0 |  | 0 |  | End-Terrace |  | 3 | 238.4957 | 12 |  | 0 |  | 0 |  | End-Terrace |  | 3 | 52.59 | 12 |  | 0 |  | 0 | End-Terrace |  | 3 | 89.3748 | 12 |  | 0 |  | 0 | End-Terrace |  | 3 | 79.4999 | 12 |  | 0 |  | 0
[31 empty] | Semi-bungalow |  | 2 | 343.1859 | 12 |  | Semi-bungalow |  | 2 | 41.4193 | 12 |  | Semi-bungalow |  | 2 | 59.7784 | 12 |  | Semi-bungalow |  | 2 | 72.7763 | 12 |  | Semi-bungalow |  | 2 | 257.6603 | 12 |  | 0 |  | 0 |  | Semi-bungalow |  | 2 | 216.3465 | 12 |  | 0 |  | 0 |  | Semi-bungalow |  | 2 | 48.3225 | 12 |  | 0 |  | 0 | Semi-bungalow |  | 2 | 81.0744 | 12 |  | 0 |  | 0 | Semi-bungalow |  | 2 | 84.9057 | 12 |  | 0 |  | 0
[31 empty] | Semi-bungalow |  | 3 | 384.9222 | 12 |  | Semi-bungalow |  | 3 | 46.4565 | 12 |  | Semi-bungalow |  | 3 | 67.0483 | 12 |  | Semi-bungalow |  | 3 | 81.6269 | 12 |  | Semi-bungalow |  | 3 | 288.9954 | 12 |  | 0 |  | 0 |  | Semi-bungalow |  | 3 | 242.6573 | 12 |  | 0 |  | 0 |  | Semi-bungalow |  | 3 | 54.1992 | 12 |  | 0 |  | 0 | Semi-bungalow |  | 3 | 90.9343 | 12 |  | 0 |  | 0 | Semi-bungalow |  | 3 | 95.2314 | 12 |  | 0 |  | 0
[31 empty] | Det-bungalow |  | 2 | 387.8199 | 12 |  | Det-bungalow |  | 2 | 49.9568 | 12 |  | Det-bungalow |  | 2 | 67.5721 | 12 |  | Det-bungalow |  | 2 | 85.4968 | 12 |  | Det-bungalow |  | 2 | 301.1256 | 12 |  | 0 |  | 0 |  | Det-bungalow |  | 2 | 244.553 | 12 |  | 0 |  | 0 |  | Det-bungalow |  | 2 | 58.2829 | 12 |  | 0 |  | 0 | Det-bungalow |  | 2 | 91.6447 | 12 |  | 0 |  | 0 | Det-bungalow |  | 2 | 99.7463 | 12 |  | 0 |  | 0
[31 empty] | Det-bungalow |  | 3 | 434.6552 | 12 |  | Det-bungalow |  | 3 | 55.9899 | 12 |  | Det-bungalow |  | 3 | 75.7325 | 12 |  | Det-bungalow |  | 3 | 95.8219 | 12 |  | Det-bungalow |  | 3 | 337.4913 | 12 |  | 0 |  | 0 |  | Det-bungalow |  | 3 | 274.0866 | 12 |  | 0 |  | 0 |  | Det-bungalow |  | 3 | 65.3215 | 12 |  | 0 |  | 0 | Det-bungalow |  | 3 | 102.7122 | 12 |  | 0 |  | 0 | Det-bungalow |  | 3 | 111.7922 | 12 |  | 0 |  | 0
[31 empty] | Det-bungalow |  | 4 | 483.9002 | 12 |  | Det-bungalow |  | 4 | 62.3333 | 12 |  | Det-bungalow |  | 4 | 84.3128 | 12 |  | Det-bungalow |  | 4 | 106.6782 | 12 |  | Det-bungalow |  | 4 | 375.7279 | 12 |  | 0 |  | 0 |  | Det-bungalow |  | 4 | 305.1398 | 12 |  | 0 |  | 0 |  | Det-bungalow |  | 4 | 72.7222 | 12 |  | 0 |  | 0 | Det-bungalow |  | 4 | 114.3492 | 12 |  | 0 |  | 0 | Det-bungalow |  | 4 | 124.4579 | 12 |  | 0 |  | 0
[31 empty] | Semi-house |  | 2 | 380.501 | 12 |  | Semi-house |  | 2 | 46.4158 | 12 |  | Semi-house |  | 2 | 65.9849 | 12 |  | Semi-house |  | 2 | 69.0221 | 12 |  | Semi-house |  | 2 | 294.9352 | 12 |  | 0 |  | 0 |  | Semi-house |  | 2 | 238.8087 | 12 |  | 0 |  | 0 |  | Semi-house |  | 2 | 54.1518 | 12 |  | 0 |  | 0 | Semi-house |  | 2 | 89.492 | 12 |  | 0 |  | 0 | Semi-house |  | 2 | 80.5258 | 12 |  | 0 |  | 0
[31 empty] | Semi-house |  | 3 | 424.1605 | 12 |  | Semi-house |  | 3 | 51.7417 | 12 |  | Semi-house |  | 3 | 73.5562 | 12 |  | Semi-house |  | 3 | 76.9419 | 12 |  | Semi-house |  | 3 | 328.7768 | 12 |  | 0 |  | 0 |  | Semi-house |  | 3 | 266.2102 | 12 |  | 0 |  | 0 |  | Semi-house |  | 3 | 60.3653 | 12 |  | 0 |  | 0 | Semi-house |  | 3 | 99.7606 | 12 |  | 0 |  | 0 | Semi-house |  | 3 | 89.7655 | 12 |  | 0 |  | 0
[31 empty] | Semi-house |  | 4 | 469.8269 | 12 |  | Semi-house |  | 4 | 57.3123 | 12 |  | Semi-house |  | 4 | 81.4754 | 12 |  | Semi-house |  | 4 | 85.2257 | 12 |  | Semi-house |  | 4 | 364.1738 | 12 |  | 0 |  | 0 |  | Semi-house |  | 4 | 294.8711 | 12 |  | 0 |  | 0 |  | Semi-house |  | 4 | 66.8644 | 12 |  | 0 |  | 0 | Semi-house |  | 4 | 110.5011 | 12 |  | 0 |  | 0 | Semi-house |  | 4 | 99.43 | 12 |  | 0 |  | 0
[31 empty] | Det-house |  | 2 | 509.318 | 12 |  | Det-house |  | 2 | 67.7208 | 12 |  | Det-house |  | 2 | 88.3278 | 12 |  | Det-house |  | 2 | 99.2124 | 12 |  | Det-house |  | 2 | 414.8719 | 12 |  | 0 |  | 0 |  | Det-house |  | 2 | 319.671 | 12 |  | 0 |  | 0 |  | Det-house |  | 2 | 79.0076 | 12 |  | 0 |  | 0 | Det-house |  | 2 | 119.7946 | 12 |  | 0 |  | 0 | Det-house |  | 2 | 115.7478 | 12 |  | 0 |  | 0
[31 empty] | Det-house |  | 3 | 567.652 | 12 |  | Det-house |  | 3 | 75.4771 | 12 |  | Det-house |  | 3 | 98.4443 | 12 |  | Det-house |  | 3 | 110.5756 | 12 |  | Det-house |  | 3 | 462.3886 | 12 |  | 0 |  | 0 |  | Det-house |  | 3 | 356.284 | 12 |  | 0 |  | 0 |  | Det-house |  | 3 | 88.0566 | 12 |  | 0 |  | 0 | Det-house |  | 3 | 133.5151 | 12 |  | 0 |  | 0 | Det-house |  | 3 | 129.0048 | 12 |  | 0 |  | 0
[31 empty] | Det-house |  | 4 | 631.9651 | 12 |  | Det-house |  | 4 | 84.0284 | 12 |  | Det-house |  | 4 | 109.5978 | 12 |  | Det-house |  | 4 | 123.1034 | 12 |  | Det-house |  | 4 | 514.7757 | 12 |  | 0 |  | 0 |  | Det-house |  | 4 | 396.6498 | 12 |  | 0 |  | 0 |  | Det-house |  | 4 | 98.0331 | 12 |  | 0 |  | 0 | Det-house |  | 4 | 148.642 | 12 |  | 0 |  | 0 | Det-house |  | 4 | 143.6207 | 12 |  | 0 |  | 0
[31 empty] | subtotal | [5 empty] | subtotal | [5 empty] | subtotal | [5 empty] | subtotal | [5 empty] | subtotal |  |  |  |  | 0 | 0 | 0 | 0 |  | subtotal |  |  |  |  | 0 | 0 | 0 | 0 |  | subtotal |  |  |  |  | 0 | 0 | 0 | 0 | subtotal |  |  |  |  | 0 | 0 | 0 | 0 | subtotal |  |  |  |  | 0 | 0 | 0 | 0

## HEAT PUMPS CALCULATOR
HEAT PUMPS CALCULATOR
Heat pumps calculator
Heat pumps calculator for larger properties
HEAT PUMPS CALCULATOR
FOR INFORMATION: This sheet is used to determine a reduction in carbon emissions from heat pumps. It also contains a calculator to determine the reduction in carbon emissions for installations in properties where the floor area is larger than average or with more bedrooms than those in the CERT Scheme Spreadsheet.
Enter installation and heat pump details
Fuel of the previous system
Amount of the heat demand the heat pump supplies |  | %
Amount of the hot water demand the heat pump supplies |  | %
Space COP
Water COP
Fuel of the supplementary space heating
Fuel of the supplementary water heating
Annual reduction in carbon emissions for standard property types
Property details | Number of beds | Annual reduction in carbon emissions to the CERT SS (kgCO2/a)
Flat | 1
Flat | 2
Flat | 3
Mid-Terrace | 2
Mid-Terrace | 3
End-Terrace | 2
End-Terrace | 3
Semi-bungalow | 2
Semi-bungalow | 3
Det-bungalow | 2
Det-bungalow | 3
Det-bungalow | 4
Semi-house | 2
Semi-house | 3
Semi-house | 4
Det-house | 2
Det-house | 3
Det-house | 4
HEAT PUMPS CALCULATOR FOR LARGER PROPERTIES
If the heat pump was installed in a larger property, enter its floor area
Property type | Modified floor area m2 | Annual reduction in carbon emission (kgCO2/a) (modified) | For information only
|  |  | Property type | No of Bedrooms | Base Case Floor Area m2
Flat |  |  | Flat | 2 | 61
Mid-terrace |  |  | Mid-terrace | 3 | 79
End-terrace |  |  | End-terrace | 3 | 79
Semi-detached bungalow |  |  | Semi-detached bungalow | 2 | 63.5
Detached bungalow |  |  | Detached bungalow | 2 | 67
Semi-detached house |  |  | Semi-detached house | 3 | 89
Detached house |  |  | Detached house | 3 | 104
Home

## HP CALCULATIONS for LP (hidden)
[7 empty] | y=17.721x+2597.4 |  | y=15.878x+1325 |  | y=18.25x+2675 |  | y=24.427x+3580.4 |  | y=17.721x+2597.4
[6 empty] | gas |  | electricity |  |  | oil | coal |  | lpg
property type | no of beds | energy delivered by the old system for space heating | CO2 emissions | energy delivered by the old system for water heating | CO2 emissions | Energy delivered for space heating | Energy delivered for water heating | Energy delivered for space heating | Energy delivered for water heating | Energy delivered for space heating | Energy delivered for water heating | Energy delivered for space heating | Energy delivered for water heating | Energy delivered for space heating | Energy delivered for water heating
Flat | [5 empty] | 0 | 2597.4 | 0 | 1325 | 0 | 2675 | 0 | 3580.4 | 0 | 2597.4
Mid Terrace | [5 empty] | 0 | 2597.4 | 0 | 1325 | 0 | 2675 | 0 | 3580.4 | 0 | 2597.4
End Terrace | [5 empty] | 0 | 2597.4 | 0 | 1325 | 0 | 2675 | 0 | 3580.4 | 0 | 2597.4
Semi Bungalow | [5 empty] | 0 | 2597.4 | 0 | 1325 | 0 | 2675 | 0 | 3580.4 | 0 | 2597.4
Det Bungalow | [5 empty] | 0 | 2597.4 | 0 | 1325 | 0 | 2675 | 0 | 3580.4 | 0 | 2597.4
Semi House | [5 empty] | 0 | 2597.4 | 0 | 1325 | 0 | 2675 | 0 | 3580.4 | 0 | 2597.4
Det House | [5 empty] | 0 | 2597.4 | 0 | 1325 | 0 | 2675 | 0 | 3580.4 | 0 | 2597.4
property type | no of beds | heat pump consumption for space heating | CO2 emissions | heat pump consumption for water heating | CO2 emissions
Flat
Mid Terrace
End Terrace
Semi Bungalow
Det Bungalow
Semi House
Det House
[6 empty] | gas | electricity | oil | lpg |  | electricity
property type | no of beds | supplementary consumption for space heating | CO2 emissions | supplementary consumption for water heating | CO2 emissions | Supplementary space heating | Supplementary space heating | Supplementary space heating | Supplementary space heating |  | Supplementary water heating
Flat | [5 empty] | 0 | 0 | 0 | 0 |  | 1325
Mid Terrace | [5 empty] | 0 | 0 | 0 | 0 |  | 1325
End Terrace | [5 empty] | 0 | 0 | 0 | 0 |  | 1325
Semi Bungalow | [5 empty] | 0 | 0 | 0 | 0 |  | 1325
Det Bungalow | [5 empty] | 0 | 0 | 0 | 0 |  | 1325
Semi House | [5 empty] | 0 | 0 | 0 | 0 |  | 1325
Det House | [5 empty] | 0 | 0 | 0 | 0 |  | 1325
CO2 emissions of the new system
property type | no of beds | CO2 emissions of the new system | CO2 savings |  |  | s&w=100 | s=100, w<100 | s<100, w=100 | s&w<100
Flat
Mid Terrace
End Terrace
Semi Bungalow
Det Bungalow
Semi House
Det House

## HP CALCULATIONS for LP (chart) (hidden)
|  |  | 89.6 | 100 | 87 | 65
|  |  | Gas CH | Electric SH | Oil CH | Solid Fuel CH
|  | floor area | WaterHt | WaterHt | WaterHt | WaterHt
| no.beds | m2 | gas | elec | oil | solid
Flat | 2 | 61 | 3671.4673 | 2287.3608 | 3781.1893 | 5060.9765
Mid-Terrace | 3 | 79 | 4000.1136 | 2581.8279 | 4119.6573 | 5514.0028
End-Terrace | 3 | 79 | 4000.1136 | 2581.8279 | 4119.6573 | 5514.0028
Semi-bungalow | 2 | 63.5 | 3720.1895 | 2331.0158 | 3831.3675 | 5128.1381
Det-bungalow | 2 | 67 | 3790.7961 | 2394.2793 | 3904.0842 | 5225.4666
Semi-house | 3 | 89 | 4176.8009 | 2740.1397 | 4301.6248 | 5757.5594
Det-house | 3 | 104 | 4435.8732 | 2972.2684 | 4568.4395 | 6114.6806

## HP CALCULATIONS (hidden)
HEAT PUMPS CALCULATIONS | [6 empty] | values as in wood fuel switching
[7 empty] | 89.6% | 89.6% | 100 | 100 | 87% | 87% | 65% | 65% | 89.6% | 89.6%
[7 empty] | Gas |  | Electricity |  | Oil |  | Coal |  | LPG
Property type | No of beds | Energy delivered by the old system for space heating | CO2 emissions | Energy delivered by the old system for water heating | CO2 emissions |  | Energy delivered for space heating | Energy delivered for water heating | Energy delivered for space heating | Energy delivered for water heating | Energy delivered for space heating | Energy delivered for water heating | Energy delivered for space heating | Energy delivered for water heating | Energy delivered for space heating | Energy delivered for water heating
Flat | 1 |  |  |  |  | 2&3 ext | 4286.582 | 3305.8655 | 4985.7542 | 1959.7815 | 4531.1232 | 3404.6615 | 8159.8971 | 4557.0084 | 4286.582 | 3305.8655
Flat | 2 |  |  |  |  | 2&3 ext | 5671.1553 | 3671.4673 | 6596.1613 | 2287.3608 | 5994.6838 | 3781.1893 | 10795.5579 | 5060.9765 | 5671.1553 | 3671.4673
Flat | 3 |  |  |  |  | 2&3 ext | 7528.6425 | 4177.7433 | 8756.6179 | 2740.984 | 7958.137 | 4302.5954 | 14331.4529 | 5758.8584 | 7528.6425 | 4177.7433
Mid Terrace | 2 | [5 empty] | 6073.3949 | 3707.8627 | 6904.5941 | 2319.9711 | 6388.6234 | 3818.6724 | 11413.7745 | 5111.1462 | 6073.3949 | 3707.8627
Mid Terrace | 3 | [5 empty] | 7196.9158 | 4000.1136 | 8181.8791 | 2581.8279 | 7570.4587 | 4119.6573 | 13525.2155 | 5514.0028 | 7196.9158 | 4000.1136
End Terrace | 2 | [5 empty] | 8896.8418 | 3707.8627 | 10168.7938 | 2319.9711 | 9341.8377 | 3818.6724 | 16524.966 | 5111.1462 | 8896.8418 | 3707.8627
End Terrace | 3 | [5 empty] | 10542.6739 | 4000.1136 | 12049.9251 | 2581.8279 | 11069.9899 | 4119.6573 | 19581.9295 | 5514.0028 | 10542.6739 | 4000.1136
Semi Bungalow | 2 | [5 empty] | 9471.9979 | 3720.1895 | 10983.8083 | 2331.0158 | 9971.2225 | 3831.3675 | 17640.5688 | 5128.1381 | 9471.9979 | 3720.1895
Semi Bungalow | 3 | [5 empty] | 10623.9272 | 3913.5433 | 12319.5953 | 2504.2608 | 11183.8647 | 4030.4997 | 19785.9123 | 5394.6689 | 10623.9272 | 3913.5433
Det Bungalow | 2 | [5 empty] | 11121.3465 | 3790.7961 | 12787.8385 | 2394.2793 | 11679.4652 | 3904.0842 | 20664.9644 | 5225.4666 | 11121.3465 | 3790.7961
Det Bungalow | 3 | [5 empty] | 12464.4242 | 3992.0328 | 14332.1714 | 2574.5874 | 13089.9445 | 4111.3349 | 23160.5843 | 5502.8637 | 12464.4242 | 3992.0328
Det Bungalow | 4 | [5 empty] | 13876.6026 | 4204.6627 | 15955.9594 | 2765.1038 | 14572.9923 | 4330.3193 | 25784.6026 | 5795.9658 | 13876.6026 | 4204.6627
Semi House | 2 | [5 empty] | 10814.9961 | 3964.6672 | 12246.0042 | 2550.0679 | 11335.1351 | 4083.1515 | 19821.5639 | 5465.1413 | 10814.9961 | 3964.6672
Semi House | 3 | [5 empty] | 12055.9331 | 4176.8009 | 13651.1383 | 2740.1397 | 12635.754 | 4301.6248 | 22095.9347 | 5757.5594 | 12055.9331 | 4176.8009
Semi House | 4 | [5 empty] | 13353.9103 | 4398.5945 | 15120.8599 | 2938.8667 | 13996.1564 | 4530.0468 | 24474.8479 | 6063.2934 | 13353.9103 | 4398.5945
Det House | 2 | [5 empty] | 15512.5928 | 4197.6703 | 17408.2742 | 2758.8386 | 16226.0951 | 4323.1179 | 28208.7232 | 5786.3271 | 15512.5928 | 4197.6703
Det House | 3 | [5 empty] | 17289.3041 | 4435.8732 | 19402.1046 | 2972.2684 | 18084.5264 | 4568.4395 | 31439.5667 | 6114.6806 | 17289.3041 | 4435.8732
Det House | 4 | [5 empty] | 19248.1256 | 4696.2099 | 21600.2994 | 3205.5301 | 20133.444 | 4836.5564 | 35001.5665 | 6473.5447 | 19248.1256 | 4696.2099
Property type | No of beds | Heat pump consumption for space heating | CO2 emissions | Heat pump consumption for water heating | CO2 emissions
Flat | 1
Flat | 2
Flat | 3
Mid Terrace | 2
Mid Terrace | 3
End Terrace | 2
End Terrace | 3
Semi Bungalow | 2
Semi Bungalow | 3
Det Bungalow | 2
Det Bungalow | 3
Det Bungalow | 4
Semi House | 2
Semi House | 3
Semi House | 4
Det House | 2
Det House | 3
Det House | 4
[7 empty] | Gas | Electricity | Oil | LPG |  | Electricity
Property type | No of beds | Supplementary consumption for space heating | CO2 emissions | Supplementary consumption for water heating | CO2 emissions |  | Supplementary space heating | Supplementary space heating | Supplementary space heating | Supplementary space heating |  | Supplementary water heating
Flat | 1 | [5 empty] | 6096.4722 | 3840.7775 | 6401.2958 | 6096.4722 |  | 1959.7815
Flat | 2 | [5 empty] | 8065.6432 | 5081.3552 | 8468.9253 | 8065.6432 |  | 2287.3608
Flat | 3 | [5 empty] | 10707.4026 | 6745.6636 | 11242.7727 | 10707.4026 |  | 2740.984
Mid Terrace | 2 | [5 empty] | 8637.7171 | 5441.7618 | 9069.603 | 8637.7171 |  | 2319.9711
Mid Terrace | 3 | [5 empty] | 10235.6136 | 6448.4366 | 10747.3943 | 10235.6136 |  | 2581.8279
End Terrace | 2 | [5 empty] | 12653.2861 | 7971.5703 | 13285.9504 | 12653.2861 |  | 2319.9711
End Terrace | 3 | [5 empty] | 14994.0252 | 9446.2359 | 15743.7264 | 14994.0252 |  | 2581.8279
Semi Bungalow | 2 | [5 empty] | 13471.2859 | 8486.9101 | 14144.8502 | 13471.2859 |  | 2331.0158
Semi Bungalow | 3 | [5 empty] | 15109.5854 | 9519.0388 | 15865.0647 | 15109.5854 |  | 2504.2608
Det Bungalow | 2 | [5 empty] | 15817.0261 | 9964.7264 | 16607.8774 | 15817.0261 |  | 2394.2793
Det Bungalow | 3 | [5 empty] | 17727.1811 | 11168.1241 | 18613.5401 | 17727.1811 |  | 2574.5874
Det Bungalow | 4 | [5 empty] | 19735.6126 | 12433.4359 | 20722.3932 | 19735.6126 |  | 2765.1038
Semi House | 2 | [5 empty] | 15381.3278 | 9690.2365 | 16150.3942 | 15381.3278 |  | 2550.0679
Semi House | 3 | [5 empty] | 17146.216 | 10802.1161 | 18003.5268 | 17146.216 |  | 2740.1397
Semi House | 4 | [5 empty] | 18992.2279 | 11965.1036 | 19941.8393 | 18992.2279 |  | 2938.8667
Det House | 2 | [5 empty] | 22062.3542 | 13899.2831 | 23165.4719 | 22062.3542 |  | 2758.8386
Det House | 3 | [5 empty] | 24589.2326 | 15491.2165 | 25818.6942 | 24589.2326 |  | 2972.2684
Det House | 4 | [5 empty] | 27375.112 | 17246.3206 | 28743.8676 | 27375.112 |  | 3205.5301
CO2 emissions of the new system
Property type | no of beds | CO2 emissions of the new system | CO2 savings |  |  |  | s&w=100 | s=100, w<100 | s<100, w=100 | s&w<100
Flat | 1
Flat | 2
Flat | 3
Mid Terrace | 2
Mid Terrace | 3
End Terrace | 2
End Terrace | 3
Semi Bungalow | 2
Semi Bungalow | 3
Det Bungalow | 2
Det Bungalow | 3
Det Bungalow | 4
Semi House | 2
Semi House | 3
Semi House | 4
Det House | 2
Det House | 3
Det House | 4
Table 1 Boiler efficiencies | Standard | Stock average
Gas | 89.6% | 78%
Electricity | 100% | 100%
Oil | 87% | 82%
Coal | 65% | 60%
LPG | 89.6% | 78%
Table 2 CO2 coefficient
Gas | 0.1899
Electricity | 0.4308
Oil | 0.2493
Coal | 0.2996
LPG | 0.214
Table 3 Secondary system efficiencies
Gas | 63%
Electricity | 100%
Oil | 60%
Coal | 50%
LPG | 63%

## U-VALUE CALCULATOR
U-VALUE CALCULATOR
U-VALUE CALCULATOR
This calculator can be used to determine the reduction in carbon emissions from solid wall insulation measures. It should be used in situations where the u-values before and after differ from those of the standard measures. Standard measures with savings given in the CERT scheme spreadsheet use 2.1 W/m2K as the u-value before and 0.45, 0.37 and 0.35 W/m2K as the u-value after.
PLEASE BE ADVISED THE CALCULATOR BELOW IS ONLY TO BE USED AS A GUIDE. ACCURATE SAVINGS CAN BE FOUND IN THE TABLES IN THE CERT SCHEME SPREADSHEET. ANY SUPPLIERS WISHING TO OBTAIN SAVINGS FOR CASES OUT OF THE RANGE OF U-VALUES SHOWN BELOW OR IN THE CERT SCHEME SPREADSHEET SHOULD CONTACT OFGEM ON A CASE BY CASE BASIS.
1. Enter U-values before and after measure
U-value before (W/m2K):
|  |  | formula from the other spr | extrapolate by floor area | Floor areas
Flat (3 ext walls) | 1 |  |  | 20.171 | 42
Flat (3 ext walls) | 2 |  | y = 835.51x + 24.309 | 24.309 | 61
Flat (3 ext walls) | 3 |  |  | 29.3628 | 89
Flat | 1 |  |  | 29.1831 | 42
Flat | 2 |  | y = 497.64x + 35.17 | 35.17 | 61
Flat | 3 |  |  | 42.4818 | 89
Mid-Terrace | 2 |  |  | 52.2242 | 63
Mid-Terrace | 3 |  | y = 742.17x + 58.481 | 58.481 | 79
End-Terrace | 2 |  |  | 4.0006 | 63
End-Terrace | 3 |  | y = 1417.3x + 4.4799 | 4.4799 | 79
Semi-bungalow | 2 |  | y = 963.94x + 2.4484 | 2.4484 | 64
Semi-bungalow | 3 |  |  | 2.6327 | 74
Det-bungalow | 2 |  | y = 1168x + 17.37 | 17.37 | 67
Det-bungalow | 3 |  |  | 18.7417 | 78
Det-bungalow | 4 |  |  | 20.1318 | 90
Semi-house | 2 |  |  | 1.2603 | 77
Semi-house | 3 |  | y = 1487.4x + 1.3549 | 1.3549 | 89
Semi-house | 4 |  |  | 1.4505 | 102
Det-house | 2 |  |  | 43.5567 | 90
Det-house | 3 |  | y = 2343x + 46.822 | 46.822 | 104
Det-house | 4 |  |  | 50.2949 | 120
U-value after (W/m2K):
2. Annual reduction in carbon emissions for standard property types
|  | Property details | Number of beds | Annual carbon reduction per measure (kgCO2/a)
[5 empty] | savings | savings
|  | Flat | 1 | 0 | 21.3585 | 21.3585
|  | Flat | 2 | 0 | 25.7402 | 25.7402
|  | Flat | 3 | 0 | 31.0915 | 31.0915
|  | Mid-Terrace | 2 | 0 | 44.3905 | 44.3905
|  | Mid-Terrace | 3 | 0 | 49.7088 | 49.7088
|  | End-Terrace | 2 | 0 | 3.4005 | 3.4005
|  | End-Terrace | 3 | 0 | 3.8079 | 3.8079
|  | Semi-bungalow | 2 | 0 | 2.0811 | 2.0811
|  | Semi-bungalow | 3 | 0 | 2.2378 | 2.2378
|  | Det-bungalow | 2 | 0 | 14.7645 | 14.7645
|  | Det-bungalow | 3 | 0 | 15.9305 | 15.9305
|  | Det-bungalow | 4 | 0 | 17.1121 | 17.1121
|  | Semi-house | 2 | 0 | 1.0712 | 1.0712
|  | Semi-house | 3 | 0 | 1.1517 | 1.1517
|  | Semi-house | 4 | 0 | 1.2329 | 1.2329
|  | Det-house | 2 | 0 | 37.0232 | 37.0232
|  | Det-house | 3 | 0 | 39.7987 | 39.7987
|  | Det-house | 4 | 0 | 42.7507 | 42.7507
Home

## FUEL SPECIFIC U-VALUE CALC
U-VALUE CALCULATOR
U-VALUE CALCULATOR - FUEL SPECIFIC
This calculator can be used to determine the reduction in carbon emissions from solid wall insulation measures split by fuel type. It should be used in situations where the u-values before and after differ from those of the standard measures. Standard measures with savings given in the CERT scheme spreadsheet use 2.1 W/m2K as the u-value before and 0.45, 0.37 and 0.35 W/m2K as the u-value after.
PLEASE BE ADVISED THE CALCULATOR BELOW IS ONLY TO BE USED AS A GUIDE. ACCURATE SAVINGS CAN BE FOUND IN THE TABLES IN THE CERT SCHEME SPREADSHEET. ANY SUPPLIERS WISHING TO OBTAIN SAVINGS FOR CASES OUT OF THE RANGE OF U-VALUES SHOWN BELOW OR IN THE CERT SCHEME SPREADSHEET SHOULD CONTACT OFGEM ON A CASE BY CASE BASIS.
1. Enter U-values before and after measure
U-value before (W/m2K):
|  |  | formula from the other spr | Aggregated | Floor areas |  |  |  | Gas |  | Electric |  | Oil |  | Coal
Flat (3 ext walls) | 1 |  |  | 20.171 | 42 |  |  |  |  | 23.5573 |  | 22.1633 |  | 18.2135 |  | 21.1758
Flat (3 ext walls) | 2 |  | y = 835.51x + 24.309 | 24.309 | 61 |  |  |  | y = 754.9x + 28.39 | 28.39 | y = 1607.x - 26.71 | 26.71 | y = 957.4x + 21.95 | 21.95 | y = 1985x + 25.52 | 25.52
Flat (3 ext walls) | 3 |  |  | 29.3628 | 89 |  |  |  |  | 34.2922 |  | 32.2629 |  | 26.5134 |  | 30.8255
Flat | 1 |  |  | 29.1831 | 42 |  |  |  |  | 27.4904 |  | 28.8927 |  | 41.2812 |  | 101.0665
Flat | 2 |  | y = 497.64x + 35.17 | 35.17 | 61 |  |  |  | y = 453.8x + 33.13 | 33.13 | y = 916.6x + 34.82 | 34.82 | y = 563.9x + 49.75 | 49.75 | y = 1128x + 121.8 | 121.8
Flat | 3 |  |  | 42.4818 | 89 |  |  |  |  | 40.0176 |  | 42.059 |  | 60.0929 |  | 147.1219
Mid-Terrace | 2 |  |  | 52.2242 | 63 |  |  |  |  | 52.5894 |  | 32.5502 |  | 58.7423 |  | 112.5194
Mid-Terrace | 3 |  | y = 742.17x + 58.481 | 58.481 | 79 |  |  |  | y = 673.8x + 58.89 | 58.89 | y = 1392x + 36.45 | 36.45 | y = 848.2x + 65.78 | 65.78 | y = 1722.x + 126.0 | 126
End-Terrace | 2 |  |  | 4.0006 | 63 |  |  |  |  | 4.3954 |  | -0.10538 |  | 3.5211 |  | -0.11252
End-Terrace | 3 |  | y = 1417.3x + 4.4799 | 4.4799 | 79 |  |  |  | y = 1285.x + 4.922 | 4.922 | y = 2663.x - 0.118 | -0.118 | y = 1619.x + 3.943 | 3.943 | y = 3369.x - 0.126 | -0.126
Semi-bungalow | 2 |  | y = 963.94x + 2.4484 | 2.4484 | 64 |  |  |  | y = 874.3x - 0.657 | -0.657 | y = 1813.x + 34.16 | 34.16 | y = 1101.x + 7.051 | 7.051 | y = 2288.x + 32.44 | 32.44
Semi-bungalow | 3 |  |  | 2.6327 | 74 |  |  |  |  | -0.70647 |  | 36.7319 |  | 7.5819 |  | 34.8824
Det-bungalow | 2 |  | y = 1168x + 17.37 | 17.37 | 67 |  |  |  | y = 1058.x + 13.69 | 13.69 | y = 2214x + 48.40 | 48.4 | y = 1328.x + 27.57 | 27.57 | y = 2794.x + 63.51 | 63.51
Det-bungalow | 3 |  |  | 18.7417 | 78 |  |  |  |  | 14.7711 |  | 52.2222 |  | 29.7472 |  | 68.5255
Det-bungalow | 4 |  |  | 20.1318 | 90 |  |  |  |  | 15.8667 |  | 56.0957 |  | 31.9537 |  | 73.6082
Semi-house | 2 |  |  | 1.2603 | 77 |  |  |  |  | 1.3217 |  | 0.58971 |  | 2.0268 |  | -6.099
Semi-house | 3 |  | y = 1487.4x + 1.3549 | 1.3549 | 89 |  |  |  | y = 1349.x + 1.421 | 1.421 | y = 2786.x + 0.634 | 0.634 | y = 1700x + 2.179 | 2.179 | y = 3533.x - 6.557 | -6.557
Semi-house | 4 |  |  | 1.4505 | 102 |  |  |  |  | 1.5212 |  | 0.67873 |  | 2.3327 |  | -7.0196
Det-house | 2 |  |  | 43.5567 | 90 |  |  |  |  | 40.0477 |  | 62.0112 |  | 63.5089 |  | 89.0538
Det-house | 3 |  | y = 2343x + 46.822 | 46.822 | 104 |  |  |  | y = 2123.x + 43.05 | 43.05 | y = 4433.x + 66.66 | 66.66 | y = 2662.x + 68.27 | 68.27 | y = 5617.x + 95.73 | 95.73
Det-house | 4 |  |  | 50.2949 | 120 |  |  |  |  | 46.2431 |  | 71.6043 |  | 73.3337 |  | 102.8305
U-value after (W/m2K):
2. Annual reduction in carbon emissions for standard property types
|  |  |  | Aggregated | Aggregated | Gas | Electric | Oil | Coal | [7 empty] | Gas | Electric | Oil | Coal | LPG
|  | Property details | Number of beds | Annual carbon reduction per measure (kgCO2/a) | [12 empty] | Annual carbon reduction per measure (kgCO2/a) | Annual carbon reduction per measure (kgCO2/a) | Annual carbon reduction per measure (kgCO2/a) | Annual carbon reduction per measure (kgCO2/a) | Annual carbon reduction per measure (kgCO2/a)
[5 empty] | savings | savings | savings | savings | savings |  | savings
|  | Flat | 1 | 0 | 21.3585 | 21.8624 | 21.9848 | 26.2657 | 55.3483 |  | 21.3585 | [5 empty] | 0 | 0 | 0 | 0 | SAVINGS TO BE DETERMINED
|  | Flat | 2 | 0 | 25.7402 | 26.3474 | 26.4949 | 31.654 | 66.7029 |  | 25.7402 | [5 empty] | 0 | 0 | 0 | 0 | SAVINGS TO BE DETERMINED
|  | Flat | 3 | 0 | 31.0915 | 31.825 | 32.0032 | 38.2348 | 80.5703 |  | 31.0915 | [5 empty] | 0 | 0 | 0 | 0 | SAVINGS TO BE DETERMINED
|  | Mid-Terrace | 2 | 0 | 44.3905 | 44.701 | 27.6677 | 49.9309 | 95.6415 |  | 44.3905 | [5 empty] | 0 | 0 | 0 | 0 | SAVINGS TO BE DETERMINED
|  | Mid-Terrace | 3 | 0 | 49.7088 | 50.0565 | 30.9825 | 55.913 | 107.1 |  | 49.7088 | [5 empty] | 0 | 0 | 0 | 0 | SAVINGS TO BE DETERMINED
|  | End-Terrace | 2 | 0 | 3.4005 | 3.7361 | -0.089569 | 2.993 | -0.095641 |  | 3.4005 | [5 empty] | 0 | 0 | 0 | 0 | SAVINGS TO BE DETERMINED
|  | End-Terrace | 3 | 0 | 3.8079 | 4.1837 | -0.1003 | 3.3516 | -0.1071 |  | 3.8079 | [5 empty] | 0 | 0 | 0 | 0 | SAVINGS TO BE DETERMINED
|  | Semi-bungalow | 2 | 0 | 2.0811 | -0.55845 | 29.036 | 5.9934 | 27.574 |  | 2.0811 | [5 empty] | 0 | 0 | 0 | 0 | SAVINGS TO BE DETERMINED
|  | Semi-bungalow | 3 | 0 | 2.2378 | -0.6005 | 31.2221 | 6.4446 | 29.6501 |  | 2.2378 | [5 empty] | 0 | 0 | 0 | 0 | SAVINGS TO BE DETERMINED
|  | Det-bungalow | 2 | 0 | 14.7645 | 11.6365 | 41.14 | 23.4345 | 53.9835 |  | 14.7645 | [5 empty] | 0 | 0 | 0 | 0 | SAVINGS TO BE DETERMINED
|  | Det-bungalow | 3 | 0 | 15.9305 | 12.5554 | 44.3889 | 25.2852 | 58.2466 |  | 15.9305 | [5 empty] | 0 | 0 | 0 | 0 | SAVINGS TO BE DETERMINED
|  | Det-bungalow | 4 | 0 | 17.1121 | 13.4867 | 47.6813 | 27.1606 | 62.5669 |  | 17.1121 | [5 empty] | 0 | 0 | 0 | 0 | SAVINGS TO BE DETERMINED
|  | Semi-house | 2 | 0 | 1.0712 | 1.1235 | 0.50125 | 1.7228 | -5.1841 |  | 1.0712 | [5 empty] | 0 | 0 | 0 | 0 | SAVINGS TO BE DETERMINED
|  | Semi-house | 3 | 0 | 1.1517 | 1.2079 | 0.5389 | 1.8521 | -5.5735 |  | 1.1517 | [5 empty] | 0 | 0 | 0 | 0 | SAVINGS TO BE DETERMINED
|  | Semi-house | 4 | 0 | 1.2329 | 1.2931 | 0.57692 | 1.9828 | -5.9666 |  | 1.2329 | [5 empty] | 0 | 0 | 0 | 0 | SAVINGS TO BE DETERMINED
|  | Det-house | 2 | 0 | 37.0232 | 34.0406 | 52.7095 | 53.9826 | 75.6958 |  | 37.0232 | [5 empty] | 0 | 0 | 0 | 0 | SAVINGS TO BE DETERMINED
|  | Det-house | 3 | 0 | 39.7987 | 36.5925 | 56.661 | 58.0295 | 81.3705 |  | 39.7987 | [5 empty] | 0 | 0 | 0 | 0 | SAVINGS TO BE DETERMINED
|  | Det-house | 4 | 0 | 42.7507 | 39.3067 | 60.8637 | 62.3337 | 87.4059 |  | 42.7507 | [5 empty] | 0 | 0 | 0 | 0 | SAVINGS TO BE DETERMINED
Home

## CHANGES LOG
Summary of Matrix Amendments
This is a log of all changes made to the matrix from 16 August 2012
Date Changed | Page Changed |  | Change Made
2012-08-16 | INSULATION |  | New product added under insulation section
2012-08-21 | INSULATION |  | New product added under insulation section
2012-08-24 | HEATING |  | New product added under heating section
2012-08-29 | INSULATION |  | New product added under insulation section
2012-08-29 | INSULATION |  | New scores added under insulation
2012-09-07 | DEMONSTRATION ACTIONS |  | Added demonstration actions tab and new product
2012-09-07 | INSULATION |  | Added and amended insulation products
2012-09-10 | INSULATION |  | Amended contact details for a manufacturer
2012-09-26 | INSULATION |  | New scores added under insulation
2012-10-01 | INSULATION |  | Amended a product detail
2012-10-08 | INSULATION |  | Added new products under insulation section
2012-10-11 | INSULATION |  | Added new carbon scores under insulation section
2012-10-23 | INSULATION |  | Added new carbon scores and product information under insulation section
2012-11-01 | INSULATION |  | New product added under insulation section
2012-11-06 | HEATING |  | Amended contact details for a manufacturer
2012-11-15 | INSULATION |  | Added new products under insulation section
2012-11-19 | INSULATION |  | Amended contact details for a manufacturer
2012-12-06 | INSULATION |  | Moved SWI onto the SWI scores sheet on the website
2012-12-11 | INSULATION |  | Updated carbon score for a product
2013-01-02 | INSULATION |  | Added new products under insulation section
2013-01-16 | INSULATION |  | Amended link
2013-01-17 | INSULATION |  | Amended product details and added new product under insulation section
2013-01-25 | INSULATION |  | Updated BBA number for some products
Home