## Intro
This document provides the results of National Grid's analysis for 4 different sharing options that may be implemented under CMP213, combined with two differing options of calculating charges for HVDC links against the Status Quo scenario.
Disclaimer: The purpose of the analysis presented is to establish an illustration of long term trends in tariffs and the behaviour of market participants expected under each model. The results provided within this workbook should not be taken as a forecast of either tariffs or events that will result in a given year. The analysis undertaken is based upon a set of underlying data assumptions in relation to particular future events and market conditions, and whilst we believe that these assumptions are reasonable, future outcomes may differ from those presented. National Grid Electricity Transmission shall not be held responsible or under any liability for any damages or losses incurred as a result of any use which is made of this document or any part thereof.

## Status Quo
Planning and build
| 2011 | 2012 | 2013 | 2014 | 2015 | 2016 | 2017 | 2018 | 2019 | 2020 | 2021 | 2022 | 2023 | 2024 | 2025 | 2026 | 2027 | 2028 | 2029 | 2030 | 2031
Planning | 4414.9 | 6832.5 | 12390.2508 | 12457.1927 | 29500.1708 | 31394.4869 | 29452.8372 | 35755.8372 | 36768.8372 | 16450.8372 | 11660.8372 | 5610.8372 | 1855.8372 | 115.8372 | 1.3e-05 | 1.4e-05 | 1.7e-05 | 28800 | 31200 | 30900 | 30800
Under construction | 0 | 3852.7 | 7283.9 | 5794.0649 | 9592.7656 | 9442.4686 | 7893.4052 | 8125.8372 | 12395.8372 | 14788.8372 | 13308.8372 | 13308.8372 | 14543.8372 | 10480.8372 | 4965.8372 | 2115.8372 | 0 | 0 | 0 | 300 | 400
Operational | 0 | 4488.5689 | 5654.2423 | 12442.801 | 15912.4741 | 20704.8895 | 25827.4363 | 27721.7432 | 31319.9009 | 33492.4652 | 41356.8099 | 41834.1178 | 44108.2452 | 48670.7181 | 54816.0713 | 58182.5515 | 61002.3264 | 61647.777 | 62472.2305 | 63086.9325 | 63568.3222
(includes new embedded of) | 0 | 305.9721 | 621.6691 | 953.0429 | 1316.8835 | 1700.2794 | 2118.2272 | 2531.29 | 2973.6704 | 3436.1868 | 3888.8054 | 4336.6587 | 4794.732 | 5264.5437 | 5745.2733 | 6226.1101 | 6707.0553 | 7188.11 | 7669.2752 | 8150.552 | 8631.9416
| 2011 | 2012 | 2013 | 2014 | 2015 | 2016 | 2017 | 2018 | 2019 | 2020 | 2021 | 2022 | 2023 | 2024 | 2025 | 2026 | 2027 | 2028 | 2029 | 2030 | 2031
Cumulative new build | 0 | 4488.5689 | 5654.2423 | 12442.801 | 15912.4741 | 20704.8895 | 25827.4363 | 27721.7432 | 31319.9009 | 33492.4652 | 41356.8099 | 41834.1178 | 44108.2452 | 48670.7181 | 54816.0713 | 58182.5515 | 61002.3264 | 61647.777 | 62472.2305 | 63086.9325 | 63568.3222
Cumulative retirements | 0 | -551 | -9022 | -11191.0001 | -14036.0001 | -17069.5 | -22614 | -23279 | -24931 | -28241 | -30820 | -34091 | -34607 | -42673 | -44768 | -45868 | -48026 | -48026 | -48026 | -48026 | -51656
Cumulative net | 3937.2689 | -3368.0577 | 1251.501 | 1876.1742 | 3635.0896 | 3213.1363 | 4442.4433 | 6388.6009 | 5251.1653 | 10536.5099 | 7742.8179 | 9500.9452 | 5997.4181 | 10047.7713 | 12314.2516 | 12976.0264 | 13621.477 | 14445.9305 | 15060.6326 | 11912.0222 | 11912.0222
Capacity margins (note: includes interconnectors, but excludes embedded)
| 2011 | 2012 | 2013 | 2014 | 2015 | 2016 | 2017 | 2018 | 2019 | 2020 | 2021 | 2022 | 2023 | 2024 | 2025 | 2026 | 2027 | 2028 | 2029 | 2030 | 2031
Peak demand (GW) | 56.308 | 57.7 | 57.7068 | 57.673 | 57.5908 | 57.4171 | 57.4831 | 57.3399 | 57.4462 | 57.6321 | 57.6888 | 58.0065 | 58.1962 | 58.4079 | 58.5113 | 58.8065 | 59.1518 | 59.6997 | 60.1122 | 60.6868 | 60.7965
Total capacity (GW) | 84.825 | 88.9563 | 81.3353 | 85.6235 | 85.8843 | 87.2598 | 87.4199 | 89.2362 | 90.7399 | 90.14 | 94.9727 | 92.7312 | 94.0312 | 90.0579 | 94.6275 | 96.4131 | 96.594 | 96.7584 | 97.1017 | 97.2351 | 93.6051
De-rated capacity (GW) | 70.4418 | 72.227 | 64.7306 | 66.7111 | 65.3702 | 65.0103 | 61.4924 | 61.1161 | 61.9027 | 60.4327 | 64.6759 | 61.7364 | 62.7969 | 59.1986 | 61.6203 | 63.2007 | 63.1093 | 63.134 | 63.1854 | 63.2055 | 59.9385
Capacity margin | 50.64% | 54.17% | 40.95% | 48.46% | 49.13% | 51.98% | 52.08% | 55.63% | 57.96% | 56.41% | 64.63% | 59.86% | 61.58% | 54.19% | 61.73% | 63.95% | 63.3% | 62.08% | 61.53% | 60.22% | 53.96%
De-rated capacity margin | 25.1% | 25.18% | 12.17% | 15.67% | 13.51% | 13.22% | 6.975% | 6.586% | 7.758% | 4.859% | 12.11% | 6.43% | 7.905% | 1.354% | 5.314% | 7.472% | 6.69% | 5.753% | 5.113% | 4.15% | -1.411%
De-rated capacity (inc planning) | 70.4418 | 72.227 | 64.7306 | 66.7111 | 65.3702 | 65.0103 | 61.4924 | 61.1161 | 61.9027 | 60.4327 | 64.6759 | 61.7364 | 62.7969 | 59.1986 | 61.6203 | 63.2007 | 63.1093 | 63.134 | 63.1854 | 63.2055 | 59.803
De-rated capacity margin (inc planning) | 25.1% | 25.18% | 12.17% | 15.67% | 13.51% | 13.22% | 6.975% | 6.586% | 7.758% | 4.859% | 12.11% | 6.43% | 7.905% | 1.354% | 5.314% | 7.472% | 6.69% | 5.753% | 5.113% | 4.15% | -1.634%
Annual demand (TWh) | 306.1776 | 313.7467 | 313.7835 | 313.5998 | 313.1527 | 312.2085 | 312.5671 | 311.7885 | 312.3668 | 313.3775 | 313.6857 | 315.4135 | 316.445 | 317.5958 | 318.158 | 319.7634 | 321.6411 | 324.6202 | 326.8629 | 329.9875 | 330.5841
Annual supply | 515.9905 | 536.4125 | 498.08 | 522.6978 | 524.1045 | 448.2125 | 453.8254 | 457.181 | 467.7003 | 449.5837 | 485.727 | 469.5899 | 481.0454 | 480.4293 | 505.5079 | 517.854 | 517.7169 | 518.0954 | 518.886 | 519.1932 | 493.7542
Energy margin | 68.53% | 70.97% | 58.73% | 66.68% | 67.36% | 43.56% | 45.19% | 46.63% | 49.73% | 43.46% | 54.85% | 48.88% | 52.02% | 51.27% | 58.89% | 61.95% | 60.96% | 59.6% | 58.75% | 57.34% | 49.36%
Capacity margins - alternative basis (including embedded generation)
| 2011 | 2012 | 2013 | 2014 | 2015 | 2016 | 2017 | 2018 | 2019 | 2020 | 2021 | 2022 | 2023 | 2024 | 2025 | 2026 | 2027 | 2028 | 2029 | 2030 | 2031
Peak demand (GW) | 62.8149 | 64.4683 | 64.7512 | 65.0016 | 65.2229 | 65.3666 | 65.7729 | 65.9661 | 66.4236 | 66.9697 | 67.3837 | 68.0621 | 68.6155 | 69.1945 | 69.6685 | 70.3345 | 71.0507 | 71.9695 | 72.753 | 73.6988 | 74.1798
Total capacity (GW) | 93.4835 | 97.9208 | 90.6155 | 95.235 | 95.8597 | 97.6186 | 98.1967 | 100.426 | 102.3721 | 102.2347 | 107.52 | 105.7263 | 107.4845 | 103.9809 | 109.0313 | 111.2978 | 111.9595 | 112.605 | 113.4294 | 114.0441 | 110.8955
De-rated capacity (GW) | 76.9487 | 78.9953 | 71.775 | 74.0397 | 73.0024 | 72.9598 | 69.7823 | 69.7424 | 70.88 | 69.7703 | 74.3708 | 71.7919 | 73.2162 | 69.9852 | 72.7776 | 74.7287 | 75.0082 | 75.4038 | 75.8263 | 76.2175 | 73.3217
Capacity margin | 48.82% | 51.89% | 39.94% | 46.51% | 46.97% | 49.34% | 49.3% | 52.24% | 54.12% | 52.66% | 59.56% | 55.34% | 56.65% | 50.27% | 56.5% | 58.24% | 57.58% | 56.46% | 55.91% | 54.74% | 49.5%
De-rated capacity margin | 22.5% | 22.53% | 10.85% | 13.9% | 11.93% | 11.62% | 6.096% | 5.725% | 6.709% | 4.182% | 10.37% | 5.48% | 6.705% | 1.143% | 4.463% | 6.248% | 5.57% | 4.772% | 4.224% | 3.418% | -1.157%
De-rated capacity (inc planning) | 76.9487 | 78.9953 | 71.775 | 74.0397 | 73.0024 | 72.9598 | 69.7823 | 69.7424 | 70.88 | 69.7703 | 74.3708 | 71.7919 | 73.2162 | 69.9852 | 72.7776 | 74.7287 | 75.0082 | 75.4038 | 75.8263 | 76.2175 | 73.1863
De-rated capacity margin (inc planning) | 22.5% | 22.53% | 10.85% | 13.9% | 11.93% | 11.62% | 6.096% | 5.725% | 6.709% | 4.182% | 10.37% | 5.48% | 6.705% | 1.143% | 4.463% | 6.248% | 5.57% | 4.772% | 4.224% | 3.418% | -1.339%
Annual demand (TWh) | 344.9089 | 354.0067 | 355.6754 | 357.1985 | 358.628 | 359.6752 | 362.1642 | 363.5403 | 366.4108 | 369.8026 | 372.4574 | 376.5223 | 379.9271 | 383.4927 | 386.5083 | 390.5679 | 394.9006 | 400.3354 | 405.0347 | 410.6166 | 413.6712
Chart mappings
Plant type | Chart mapping
CHP | Gas
AGT | OCGT
Oil | Oil
Hydro | Other renewable
PS | PS
Nuclear | Nuclear
CCGT | Gas
OCGT | OCGT
Coal | Coal
Coal + CCS | CCS
CCGT + CCS | CCS
Onshore wind (unclassified) | Onshore wind
Offshore wind (unclassified) | Offshore wind
Onshore wind | Onshore wind
Onshore wind (Medium) | Onshore wind
Onshore wind (Low) | Onshore wind
Offshore wind | Offshore wind
Offshore wind (Low) | Offshore wind
Wave | Other renewable
Tidal Stream | Other renewable
Tidal Range | Other renewable
Sewage gas | Other renewable
Solar | Other renewable
Biomass regular | Other renewable
Biomass energy crop | Other renewable
Biowaste | Other renewable
Biogas | Other renewable
Biodiesel | Other renewable
Biomass ACT | Other renewable
Biomass AD | Other renewable
Biomass regular (CHP) | Other renewable
Biomass energy crop (CHP) | Other renewable
Biowaste (CHP) | Other renewable
Biogas (CHP) | Other renewable
Biodiesel (CHP) | Other renewable
Biomass ACT (CHP) | Other renewable
Biomass AD (CHP) | Other renewable
Landfill gas | Other renewable
Hydro (small scale) | Other renewable
Geopressure | Other renewable
Standard gasification or pyrolysis | Other renewable
Other unspecified | Other renewable
Geothermal | Other renewable
Microgeneration | Other renewable
Other ROC | Other renewable
Non-ROC | Other renewable
Embedded CHP | Gas
Embedded Gas | Gas
Embedded offshore wind | Offshore wind
Embedded onshore wind | Onshore wind
Embedded biomass | Other renewable
Embedded tidal and wave | Other renewable
Embedded hydro | Other renewable
Capacity mix by plant type
| 2011 | 2012 | 2013 | 2014 | 2015 | 2016 | 2017 | 2018 | 2019 | 2020 | 2021 | 2022 | 2023 | 2024 | 2025 | 2026 | 2027 | 2028 | 2029 | 2030 | 2031
CHP | 2101 | 2101 | 1673 | 1673 | 1673 | 2163 | 2163 | 2163 | 2163 | 2163 | 2163 | 2163 | 2163 | 2163 | 2163 | 2163 | 2163 | 2163 | 2163 | 2163 | 2163
AGT | 0 | 0 | 0 | 0 | 0 | 0 | 0 | 0 | 0 | 0 | 0 | 0 | 0 | 0 | 0 | 0 | 0 | 0 | 0 | 0 | 0
Oil | 3263 | 3263 | 875 | 875 | 875 | 3e-06 | 3e-06 | 3e-06 | 3e-06 | 3e-06 | 3e-06 | 3e-06 | 3e-06 | 3e-06 | 3e-06 | 3e-06 | 3e-06 | 3e-06 | 3e-06 | 3e-06 | 3e-06
Hydro | 1072 | 1072 | 1072 | 1072 | 1072 | 1190 | 1190 | 1190 | 1190 | 1190 | 1190 | 1190 | 1190 | 1190 | 1190 | 1190 | 1190 | 1190 | 1190 | 1190 | 1190
PS | 2744 | 2744 | 2744 | 2744 | 2744 | 2744 | 2744 | 2744 | 2744 | 2744 | 2744 | 2744 | 2744 | 2744 | 2744 | 2744 | 2744 | 2744 | 2744 | 2744 | 2744
Nuclear | 10561 | 10561 | 9946 | 9946 | 9456 | 9456 | 9456 | 9456 | 8375 | 7635 | 9305 | 9305 | 10975 | 10310 | 11980 | 14830 | 14830 | 14830 | 14830 | 14830 | 11200
CCGT | 28984 | 31189 | 30385 | 33557 | 34027 | 33627 | 34387 | 33722 | 36122 | 35222 | 40012 | 38728 | 38212 | 36587 | 34492 | 33392 | 31234 | 31234 | 31234 | 31234 | 31234
OCGT | 1198 | 1198 | 1198 | 1130 | 1096 | 802 | 802 | 802 | 802 | 802 | 802 | 802 | 802 | 643 | 643 | 643 | 643 | 643 | 643 | 643 | 643
Coal | 27543 | 26992 | 22756 | 21435 | 19114 | 17649.5 | 12105 | 12105 | 11534 | 11534 | 9765 | 7778 | 7778 | 3831 | 3831 | 3831 | 3831 | 3831 | 3831 | 3831 | 3831
Coal + CCS | 5e-06 | 5e-06 | 5e-06 | 5e-06 | 300 | 1100 | 1100 | 1100 | 1100 | 1100 | 1100 | 1100 | 1100 | 2100 | 5040 | 5040 | 5040 | 5040 | 5040 | 5040 | 5040
CCGT + CCS | 4e-06 | 4e-06 | 4e-06 | 4e-06 | 4e-06 | 4e-06 | 4e-06 | 4e-06 | 4e-06 | 4e-06 | 4e-06 | 4e-06 | 4e-06 | 1393 | 1393 | 1393 | 3393 | 3393 | 3393 | 3393 | 3393
Onshore wind (unclassified) | 0 | 0 | 0 | 0 | 0 | 0 | 0 | 0 | 0 | 0 | 0 | 0 | 0 | 0 | 0 | 0 | 0 | 0 | 0 | 0 | 0
Offshore wind (unclassified) | 0 | 0 | 0 | 0 | 0 | 0 | 0 | 0 | 0 | 0 | 0 | 0 | 0 | 0 | 0 | 0 | 0 | 0 | 0 | 0 | 0
Onshore wind | 2423 | 2602.9968 | 3452.9732 | 4096.1581 | 4864.9907 | 5666.0102 | 7774.6091 | 7851.8532 | 8007.6306 | 8047.6784 | 8189.4045 | 8218.8592 | 8364.9133 | 8394.5744 | 8544.198 | 8579.8415 | 8918.6712 | 9083.0671 | 9426.3554 | 9559.7806 | 9559.7806
Onshore wind (Medium) | 0 | 0 | 0 | 0 | 0 | 0 | 0 | 0 | 0 | 0 | 0 | 0 | 0 | 0 | 0 | 0 | 0 | 0 | 0 | 0 | 0
Onshore wind (Low) | 0 | 0 | 0 | 0 | 0 | 0 | 0 | 0 | 0 | 0 | 0 | 0 | 0 | 0 | 0 | 0 | 0 | 0 | 0 | 0 | 0
Offshore wind | 1391 | 3188.3 | 3188.3 | 5050.3 | 6382.3 | 7680.3 | 9254.3 | 10658.3 | 11258.3 | 11258.3 | 11258.3 | 11258.3 | 11258.3 | 11258.3 | 12163.3 | 12163.3 | 12163.3 | 12163.3 | 12163.3 | 12163.3 | 12163.3
Offshore wind (Low) | 0 | 0 | 0 | 0 | 0 | 0 | 0 | 0 | 0 | 0 | 0 | 0 | 0 | 0 | 0 | 0 | 0 | 0 | 0 | 0 | 0
Wave | 2e-06 | 2e-06 | 2e-06 | 2e-06 | 2e-06 | 2e-06 | 2e-06 | 2e-06 | 2e-06 | 2e-06 | 2e-06 | 2e-06 | 2e-06 | 2e-06 | 2e-06 | 2e-06 | 2e-06 | 2e-06 | 2e-06 | 2e-06 | 2e-06
Tidal Stream | 10 | 10 | 10 | 10 | 10 | 10 | 10 | 10 | 10 | 10 | 10 | 10 | 10 | 10 | 10 | 10 | 10 | 10 | 10 | 10 | 10
Tidal Range | 0 | 0 | 0 | 0 | 0 | 0 | 0 | 0 | 0 | 0 | 0 | 0 | 0 | 0 | 0 | 0 | 0 | 0 | 0 | 0 | 0
Sewage gas | 0 | 0 | 0 | 0 | 0 | 0 | 0 | 0 | 0 | 0 | 0 | 0 | 0 | 0 | 0 | 0 | 0 | 0 | 0 | 0 | 0
Solar | 0 | 0 | 0 | 0 | 0 | 0 | 0 | 0 | 0 | 0 | 0 | 0 | 0 | 0 | 0 | 0 | 0 | 0 | 0 | 0 | 0
Biomass regular | 97 | 97 | 97 | 97 | 332 | 1234 | 1496 | 1496 | 1496 | 1496 | 1496 | 1496 | 1496 | 1496 | 1496 | 1496 | 1496 | 1496 | 1496 | 1496 | 1496
Biomass energy crop | 0 | 0 | 0 | 0 | 0 | 0 | 0 | 0 | 0 | 0 | 0 | 0 | 0 | 0 | 0 | 0 | 0 | 0 | 0 | 0 | 0
Biowaste | 0 | 0 | 0 | 0 | 0 | 0 | 0 | 0 | 0 | 0 | 0 | 0 | 0 | 0 | 0 | 0 | 0 | 0 | 0 | 0 | 0
Biogas | 0 | 0 | 0 | 0 | 0 | 0 | 0 | 0 | 0 | 0 | 0 | 0 | 0 | 0 | 0 | 0 | 0 | 0 | 0 | 0 | 0
Biodiesel | 0 | 0 | 0 | 0 | 0 | 0 | 0 | 0 | 0 | 0 | 0 | 0 | 0 | 0 | 0 | 0 | 0 | 0 | 0 | 0 | 0
Biomass ACT | 0 | 0 | 0 | 0 | 0 | 0 | 0 | 0 | 0 | 0 | 0 | 0 | 0 | 0 | 0 | 0 | 0 | 0 | 0 | 0 | 0
Biomass AD | 0 | 0 | 0 | 0 | 0 | 0 | 0 | 0 | 0 | 0 | 0 | 0 | 0 | 0 | 0 | 0 | 0 | 0 | 0 | 0 | 0
Biomass regular (CHP) | 0 | 0 | 0 | 0 | 0 | 0 | 0 | 0 | 0 | 0 | 0 | 0 | 0 | 0 | 0 | 0 | 0 | 0 | 0 | 0 | 0
Biomass energy crop (CHP) | 0 | 0 | 0 | 0 | 0 | 0 | 0 | 0 | 0 | 0 | 0 | 0 | 0 | 0 | 0 | 0 | 0 | 0 | 0 | 0 | 0
Biowaste (CHP) | 0 | 0 | 0 | 0 | 0 | 0 | 0 | 0 | 0 | 0 | 0 | 0 | 0 | 0 | 0 | 0 | 0 | 0 | 0 | 0 | 0
Biogas (CHP) | 0 | 0 | 0 | 0 | 0 | 0 | 0 | 0 | 0 | 0 | 0 | 0 | 0 | 0 | 0 | 0 | 0 | 0 | 0 | 0 | 0
Biodiesel (CHP) | 0 | 0 | 0 | 0 | 0 | 0 | 0 | 0 | 0 | 0 | 0 | 0 | 0 | 0 | 0 | 0 | 0 | 0 | 0 | 0 | 0
Biomass ACT (CHP) | 0 | 0 | 0 | 0 | 0 | 0 | 0 | 0 | 0 | 0 | 0 | 0 | 0 | 0 | 0 | 0 | 0 | 0 | 0 | 0 | 0
Biomass AD (CHP) | 0 | 0 | 0 | 0 | 0 | 0 | 0 | 0 | 0 | 0 | 0 | 0 | 0 | 0 | 0 | 0 | 0 | 0 | 0 | 0 | 0
Landfill gas | 0 | 0 | 0 | 0 | 0 | 0 | 0 | 0 | 0 | 0 | 0 | 0 | 0 | 0 | 0 | 0 | 0 | 0 | 0 | 0 | 0
Hydro (small scale) | 0 | 0 | 0 | 0 | 0 | 0 | 0 | 0 | 0 | 0 | 0 | 0 | 0 | 0 | 0 | 0 | 0 | 0 | 0 | 0 | 0
Geopressure | 0 | 0 | 0 | 0 | 0 | 0 | 0 | 0 | 0 | 0 | 0 | 0 | 0 | 0 | 0 | 0 | 0 | 0 | 0 | 0 | 0
Standard gasification or pyrolysis | 0 | 0 | 0 | 0 | 0 | 0 | 0 | 0 | 0 | 0 | 0 | 0 | 0 | 0 | 0 | 0 | 0 | 0 | 0 | 0 | 0
Other unspecified | 0 | 0 | 0 | 0 | 0 | 0 | 0 | 0 | 0 | 0 | 0 | 0 | 0 | 0 | 0 | 0 | 0 | 0 | 0 | 0 | 0
Geothermal | 0 | 0 | 0 | 0 | 0 | 0 | 0 | 0 | 0 | 0 | 0 | 0 | 0 | 0 | 0 | 0 | 0 | 0 | 0 | 0 | 0
Microgeneration | 0 | 0 | 0 | 0 | 0 | 0 | 0 | 0 | 0 | 0 | 0 | 0 | 0 | 0 | 0 | 0 | 0 | 0 | 0 | 0 | 0
Other ROC | 0 | 0 | 0 | 0 | 0 | 0 | 0 | 0 | 0 | 0 | 0 | 0 | 0 | 0 | 0 | 0 | 0 | 0 | 0 | 0 | 0
Non-ROC | 0 | 0 | 0 | 0 | 0 | 0 | 0 | 0 | 0 | 0 | 0 | 0 | 0 | 0 | 0 | 0 | 0 | 0 | 0 | 0 | 0
Embedded CHP | 4639.9231 | 4832.2308 | 5024.5385 | 5216.8462 | 5409.1538 | 5601.4615 | 5793.7692 | 5986.0769 | 6178.3846 | 6370.6923 | 6563 | 6763 | 6963 | 7163 | 7363 | 7563 | 7763 | 7963 | 8163 | 8363 | 8563
Embedded Gas | 300 | 300 | 300 | 300 | 300 | 300 | 300 | 300 | 300 | 300 | 300 | 300 | 300 | 300 | 300 | 300 | 300 | 300 | 300 | 300 | 300
Embedded offshore wind | 0 | 0 | 0 | 0 | 0 | 0 | 0 | 0 | 0 | 0 | 0 | 0 | 0 | 0 | 0 | 0 | 0 | 0 | 0 | 0 | 0
Embedded onshore wind | 1569.6523 | 1569.6523 | 1569.6523 | 1569.6523 | 1569.6523 | 1569.6523 | 1569.6523 | 1569.6523 | 1569.6523 | 1569.6523 | 1569.6523 | 1569.6523 | 1569.6523 | 1569.6523 | 1569.6523 | 1569.6523 | 1569.6523 | 1569.6523 | 1569.6523 | 1569.6523 | 1569.6523
Embedded biomass | 1607.2399 | 1690.9043 | 1794.2936 | 1903.3597 | 2028.3926 | 2166.5808 | 2313.221 | 2468.3611 | 2633.3535 | 2803.5623 | 2973.8731 | 3144.2871 | 3314.8052 | 3485.4285 | 3656.1581 | 3826.9949 | 3997.9401 | 4168.9947 | 4340.1599 | 4511.4368 | 4682.8264
Embedded tidal and wave | 0.5 | 20.5 | 30.5 | 50.5 | 87 | 129.9 | 179.9 | 235.515 | 310.5953 | 400.5953 | 480.5953 | 548.0345 | 625.5897 | 714.7782 | 814.7782 | 914.7782 | 1014.7782 | 1114.7782 | 1214.7782 | 1314.7782 | 1414.7782
Embedded hydro | 541.202 | 551.202 | 561.202 | 571.202 | 581.202 | 591.202 | 620.202 | 630.202 | 640.202 | 650.202 | 660.202 | 670.202 | 680.202 | 690.202 | 700.202 | 710.202 | 720.202 | 730.202 | 740.202 | 750.202 | 760.202
Total | 90045.5173 | 93982.7862 | 86677.4596 | 91297.0183 | 91921.6915 | 93680.6069 | 93258.6537 | 94487.9606 | 96434.1182 | 95296.6826 | 100582.0272 | 97788.3352 | 99546.4626 | 96042.9355 | 100093.2886 | 102359.7689 | 103021.5438 | 103666.9944 | 104491.4479 | 105106.1499 | 101957.5396
Biomass co-firing | 1646.1 | 1646.1 | 1393.1 | 1393.1 | 583.1 | 1642.75 | 1157.75 | 1157.75 | 1157.75 | 1157.75 | 2115.5 | 2115.5 | 2115.5 | 1915.5 | 1915.5 | 1915.5 | 1915.5 | 1915.5 | 1915.5 | 1915.5 | 1915.5
Capacity mix by charting type
| 2011 | 2012 | 2013 | 2014 | 2015 | 2016 | 2017 | 2018 | 2019 | 2020 | 2021 | 2022 | 2023 | 2024 | 2025 | 2026 | 2027 | 2028 | 2029 | 2030 | 2031
Gas | 36024.9231 | 38422.2308 | 37382.5385 | 40746.8462 | 41409.1539 | 41691.4616 | 42643.7692 | 42171.077 | 44763.3846 | 44055.6923 | 49038 | 47954 | 47638 | 46213 | 44318 | 43418 | 41460 | 41660 | 41860 | 42060 | 42260
Coal | 27543 | 26992 | 22756 | 21435 | 19114 | 17649.5 | 12105 | 12105 | 11534 | 11534 | 9765 | 7778 | 7778 | 3831 | 3831 | 3831 | 3831 | 3831 | 3831 | 3831 | 3831
Oil | 3263 | 3263 | 875 | 875 | 875 | 3e-06 | 3e-06 | 3e-06 | 3e-06 | 3e-06 | 3e-06 | 3e-06 | 3e-06 | 3e-06 | 3e-06 | 3e-06 | 3e-06 | 3e-06 | 3e-06 | 3e-06 | 3e-06
OCGT | 1198 | 1198 | 1198 | 1130 | 1096 | 802 | 802 | 802 | 802 | 802 | 802 | 802 | 802 | 643 | 643 | 643 | 643 | 643 | 643 | 643 | 643
PS | 2744 | 2744 | 2744 | 2744 | 2744 | 2744 | 2744 | 2744 | 2744 | 2744 | 2744 | 2744 | 2744 | 2744 | 2744 | 2744 | 2744 | 2744 | 2744 | 2744 | 2744
Nuclear | 10561 | 10561 | 9946 | 9946 | 9456 | 9456 | 9456 | 9456 | 8375 | 7635 | 9305 | 9305 | 10975 | 10310 | 11980 | 14830 | 14830 | 14830 | 14830 | 14830 | 11200
CCS | 9e-06 | 9e-06 | 9e-06 | 9e-06 | 300 | 1100 | 1100 | 1100 | 1100 | 1100 | 1100 | 1100 | 1100 | 3493 | 6433 | 6433 | 8433 | 8433 | 8433 | 8433 | 8433
Onshore wind | 3992.6523 | 4172.649 | 5022.6255 | 5665.8103 | 6434.643 | 7235.6624 | 9344.2614 | 9421.5055 | 9577.2828 | 9617.3307 | 9759.0568 | 9788.5115 | 9934.5655 | 9964.2267 | 10113.8503 | 10149.4937 | 10488.3234 | 10652.7193 | 10996.0076 | 11129.4328 | 11129.4328
Offshore wind | 1391 | 3188.3 | 3188.3 | 5050.3 | 6382.3 | 7680.3 | 9254.3 | 10658.3 | 11258.3 | 11258.3 | 11258.3 | 11258.3 | 11258.3 | 11258.3 | 12163.3 | 12163.3 | 12163.3 | 12163.3 | 12163.3 | 12163.3 | 12163.3
Other renewable | 3327.9419 | 3441.6063 | 3564.9956 | 3704.0617 | 4110.5946 | 5321.6829 | 5809.323 | 6030.0781 | 6280.1507 | 6550.3595 | 6810.6704 | 7058.5237 | 7316.597 | 7586.4087 | 7867.1383 | 8147.9751 | 8428.9203 | 8709.9749 | 8991.1401 | 9272.417 | 9553.8066
Total | 90045.5173 | 93982.7862 | 86677.4596 | 91297.0183 | 91921.6915 | 93680.6069 | 93258.6537 | 94487.9606 | 96434.1182 | 95296.6826 | 100582.0272 | 97788.3352 | 99546.4626 | 96042.9355 | 100093.2886 | 102359.7689 | 103021.5438 | 103666.9944 | 104491.4479 | 105106.1499 | 101957.5396
Cumulative new build by plant type
| 2011 | 2012 | 2013 | 2014 | 2015 | 2016 | 2017 | 2018 | 2019 | 2020 | 2021 | 2022 | 2023 | 2024 | 2025 | 2026 | 2027 | 2028 | 2029 | 2030 | 2031
CHP | 0 | 0 | 0 | 0 | 0 | 490 | 490 | 490 | 490 | 490 | 490 | 490 | 490 | 490 | 490 | 490 | 490 | 490 | 490 | 490 | 490
AGT | 0 | 0 | 0 | 0 | 0 | 0 | 0 | 0 | 0 | 0 | 0 | 0 | 0 | 0 | 0 | 0 | 0 | 0 | 0 | 0 | 0
Oil | 0 | 0 | 0 | 0 | 0 | 0 | 0 | 0 | 0 | 0 | 0 | 0 | 0 | 0 | 0 | 0 | 0 | 0 | 0 | 0 | 0
Hydro | 0 | 0 | 0 | 0 | 0 | 118 | 118 | 118 | 118 | 118 | 118 | 118 | 118 | 118 | 118 | 118 | 118 | 118 | 118 | 118 | 118
PS | 0 | 0 | 0 | 0 | 0 | 0 | 0 | 0 | 0 | 0 | 0 | 0 | 0 | 0 | 0 | 0 | 0 | 0 | 0 | 0 | 0
Nuclear | 0 | 0 | 0 | 0 | 0 | 0 | 0 | 0 | 0 | 1670 | 3340 | 3340 | 5010 | 6680 | 8350 | 11200 | 11200 | 11200 | 11200 | 11200 | 11200
CCGT | 0 | 2205 | 2205 | 6157 | 6627 | 6627 | 7387 | 7387 | 9787 | 9787 | 15387 | 15387 | 15387 | 15387 | 15387 | 15387 | 15387 | 15387 | 15387 | 15387 | 15387
OCGT | 0 | 0 | 0 | 0 | 0 | 0 | 0 | 0 | 0 | 0 | 0 | 0 | 0 | 0 | 0 | 0 | 0 | 0 | 0 | 0 | 0
Coal | 0 | 0 | 0 | 0 | 0 | 0 | 0 | 0 | 0 | 0 | 0 | 0 | 0 | 0 | 0 | 0 | 0 | 0 | 0 | 0 | 0
Coal + CCS | 0 | 0 | 0 | 0 | 300 | 1100 | 1100 | 1100 | 1100 | 1100 | 1100 | 1100 | 1100 | 2100 | 5040 | 5040 | 5040 | 5040 | 5040 | 5040 | 5040
CCGT + CCS | 0 | 0 | 0 | 0 | 0 | 0 | 0 | 0 | 0 | 0 | 0 | 0 | 0 | 1393 | 1393 | 1393 | 3393 | 3393 | 3393 | 3393 | 3393
Onshore wind (unclassified) | 0 | 0 | 0 | 0 | 0 | 0 | 0 | 0 | 0 | 0 | 0 | 0 | 0 | 0 | 0 | 0 | 0 | 0 | 0 | 0 | 0
Offshore wind (unclassified) | 0 | 0 | 0 | 0 | 0 | 0 | 0 | 0 | 0 | 0 | 0 | 0 | 0 | 0 | 0 | 0 | 0 | 0 | 0 | 0 | 0
Onshore wind | 0 | 180.2968 | 1030.2732 | 1673.4581 | 2442.2907 | 3243.3102 | 5351.9091 | 5429.1532 | 5584.9305 | 5624.9784 | 5766.7045 | 5796.1592 | 5942.2133 | 5971.8744 | 6121.498 | 6157.1415 | 6495.9711 | 6660.3671 | 7003.6554 | 7137.0806 | 7137.0806
Onshore wind (Medium) | 0 | 0 | 0 | 0 | 0 | 0 | 0 | 0 | 0 | 0 | 0 | 0 | 0 | 0 | 0 | 0 | 0 | 0 | 0 | 0 | 0
Onshore wind (Low) | 0 | 0 | 0 | 0 | 0 | 0 | 0 | 0 | 0 | 0 | 0 | 0 | 0 | 0 | 0 | 0 | 0 | 0 | 0 | 0 | 0
Offshore wind | 0 | 1797.3 | 1797.3 | 3659.3 | 4991.3 | 6289.3 | 7863.3 | 9267.3 | 9867.3 | 9867.3 | 9867.3 | 9867.3 | 9867.3 | 9867.3 | 10772.3 | 10772.3 | 10772.3 | 10772.3 | 10772.3 | 10772.3 | 10772.3
Offshore wind (Low) | 0 | 0 | 0 | 0 | 0 | 0 | 0 | 0 | 0 | 0 | 0 | 0 | 0 | 0 | 0 | 0 | 0 | 0 | 0 | 0 | 0
Wave | 0 | 0 | 0 | 0 | 0 | 0 | 0 | 0 | 0 | 0 | 0 | 0 | 0 | 0 | 0 | 0 | 0 | 0 | 0 | 0 | 0
Tidal Stream | 0 | 0 | 0 | 0 | 0 | 0 | 0 | 0 | 0 | 0 | 0 | 0 | 0 | 0 | 0 | 0 | 0 | 0 | 0 | 0 | 0
Tidal Range | 0 | 0 | 0 | 0 | 0 | 0 | 0 | 0 | 0 | 0 | 0 | 0 | 0 | 0 | 0 | 0 | 0 | 0 | 0 | 0 | 0
Sewage gas | 0 | 0 | 0 | 0 | 0 | 0 | 0 | 0 | 0 | 0 | 0 | 0 | 0 | 0 | 0 | 0 | 0 | 0 | 0 | 0 | 0
Solar | 0 | 0 | 0 | 0 | 0 | 0 | 0 | 0 | 0 | 0 | 0 | 0 | 0 | 0 | 0 | 0 | 0 | 0 | 0 | 0 | 0
Biomass regular | 0 | 0 | 0 | 0 | 235 | 1137 | 1399 | 1399 | 1399 | 1399 | 1399 | 1399 | 1399 | 1399 | 1399 | 1399 | 1399 | 1399 | 1399 | 1399 | 1399
Biomass energy crop | 0 | 0 | 0 | 0 | 0 | 0 | 0 | 0 | 0 | 0 | 0 | 0 | 0 | 0 | 0 | 0 | 0 | 0 | 0 | 0 | 0
Biowaste | 0 | 0 | 0 | 0 | 0 | 0 | 0 | 0 | 0 | 0 | 0 | 0 | 0 | 0 | 0 | 0 | 0 | 0 | 0 | 0 | 0
Biogas | 0 | 0 | 0 | 0 | 0 | 0 | 0 | 0 | 0 | 0 | 0 | 0 | 0 | 0 | 0 | 0 | 0 | 0 | 0 | 0 | 0
Biodiesel | 0 | 0 | 0 | 0 | 0 | 0 | 0 | 0 | 0 | 0 | 0 | 0 | 0 | 0 | 0 | 0 | 0 | 0 | 0 | 0 | 0
Biomass ACT | 0 | 0 | 0 | 0 | 0 | 0 | 0 | 0 | 0 | 0 | 0 | 0 | 0 | 0 | 0 | 0 | 0 | 0 | 0 | 0 | 0
Biomass AD | 0 | 0 | 0 | 0 | 0 | 0 | 0 | 0 | 0 | 0 | 0 | 0 | 0 | 0 | 0 | 0 | 0 | 0 | 0 | 0 | 0
Biomass regular (CHP) | 0 | 0 | 0 | 0 | 0 | 0 | 0 | 0 | 0 | 0 | 0 | 0 | 0 | 0 | 0 | 0 | 0 | 0 | 0 | 0 | 0
Biomass energy crop (CHP) | 0 | 0 | 0 | 0 | 0 | 0 | 0 | 0 | 0 | 0 | 0 | 0 | 0 | 0 | 0 | 0 | 0 | 0 | 0 | 0 | 0
Biowaste (CHP) | 0 | 0 | 0 | 0 | 0 | 0 | 0 | 0 | 0 | 0 | 0 | 0 | 0 | 0 | 0 | 0 | 0 | 0 | 0 | 0 | 0
Biogas (CHP) | 0 | 0 | 0 | 0 | 0 | 0 | 0 | 0 | 0 | 0 | 0 | 0 | 0 | 0 | 0 | 0 | 0 | 0 | 0 | 0 | 0
Biodiesel (CHP) | 0 | 0 | 0 | 0 | 0 | 0 | 0 | 0 | 0 | 0 | 0 | 0 | 0 | 0 | 0 | 0 | 0 | 0 | 0 | 0 | 0
Biomass ACT (CHP) | 0 | 0 | 0 | 0 | 0 | 0 | 0 | 0 | 0 | 0 | 0 | 0 | 0 | 0 | 0 | 0 | 0 | 0 | 0 | 0 | 0
Biomass AD (CHP) | 0 | 0 | 0 | 0 | 0 | 0 | 0 | 0 | 0 | 0 | 0 | 0 | 0 | 0 | 0 | 0 | 0 | 0 | 0 | 0 | 0
Landfill gas | 0 | 0 | 0 | 0 | 0 | 0 | 0 | 0 | 0 | 0 | 0 | 0 | 0 | 0 | 0 | 0 | 0 | 0 | 0 | 0 | 0
Hydro (small scale) | 0 | 0 | 0 | 0 | 0 | 0 | 0 | 0 | 0 | 0 | 0 | 0 | 0 | 0 | 0 | 0 | 0 | 0 | 0 | 0 | 0
Geopressure | 0 | 0 | 0 | 0 | 0 | 0 | 0 | 0 | 0 | 0 | 0 | 0 | 0 | 0 | 0 | 0 | 0 | 0 | 0 | 0 | 0
Standard gasification or pyrolysis | 0 | 0 | 0 | 0 | 0 | 0 | 0 | 0 | 0 | 0 | 0 | 0 | 0 | 0 | 0 | 0 | 0 | 0 | 0 | 0 | 0
Other unspecified | 0 | 0 | 0 | 0 | 0 | 0 | 0 | 0 | 0 | 0 | 0 | 0 | 0 | 0 | 0 | 0 | 0 | 0 | 0 | 0 | 0
Geothermal | 0 | 0 | 0 | 0 | 0 | 0 | 0 | 0 | 0 | 0 | 0 | 0 | 0 | 0 | 0 | 0 | 0 | 0 | 0 | 0 | 0
Microgeneration | 0 | 0 | 0 | 0 | 0 | 0 | 0 | 0 | 0 | 0 | 0 | 0 | 0 | 0 | 0 | 0 | 0 | 0 | 0 | 0 | 0
Other ROC | 0 | 0 | 0 | 0 | 0 | 0 | 0 | 0 | 0 | 0 | 0 | 0 | 0 | 0 | 0 | 0 | 0 | 0 | 0 | 0 | 0
Non-ROC | 0 | 0 | 0 | 0 | 0 | 0 | 0 | 0 | 0 | 0 | 0 | 0 | 0 | 0 | 0 | 0 | 0 | 0 | 0 | 0 | 0
Embedded CHP | 0 | 192.3077 | 384.6154 | 576.9231 | 769.2308 | 961.5385 | 1153.8462 | 1346.1538 | 1538.4615 | 1730.7692 | 1923.0769 | 2123.0769 | 2323.0769 | 2523.0769 | 2723.0769 | 2923.0769 | 3123.0769 | 3323.0769 | 3523.0769 | 3723.0769 | 3923.0769
Embedded Gas | 0 | 0 | 0 | 0 | 0 | 0 | 0 | 0 | 0 | 0 | 0 | 0 | 0 | 0 | 0 | 0 | 0 | 0 | 0 | 0 | 0
Embedded offshore wind | 0 | 0 | 0 | 0 | 0 | 0 | 0 | 0 | 0 | 0 | 0 | 0 | 0 | 0 | 0 | 0 | 0 | 0 | 0 | 0 | 0
Embedded onshore wind | 0 | 0 | 0 | 0 | 0 | 0 | 0 | 0 | 0 | 0 | 0 | 0 | 0 | 0 | 0 | 0 | 0 | 0 | 0 | 0 | 0
Embedded biomass | 0 | 83.6644 | 187.0537 | 296.1199 | 421.1527 | 559.341 | 705.9811 | 861.1212 | 1026.1136 | 1196.3224 | 1366.6332 | 1537.0472 | 1707.5653 | 1878.1886 | 2048.9182 | 2219.755 | 2390.7002 | 2561.7549 | 2732.9201 | 2904.1969 | 3075.5865
Embedded tidal and wave | 0 | 20 | 30 | 50 | 86.5 | 129.4 | 179.4 | 235.015 | 310.0953 | 400.0953 | 480.0953 | 547.5345 | 625.0897 | 714.2782 | 814.2782 | 914.2782 | 1014.2782 | 1114.2782 | 1214.2782 | 1314.2782 | 1414.2782
Embedded hydro | 0 | 10 | 20 | 30 | 40 | 50 | 79 | 89 | 99 | 109 | 119 | 129 | 139 | 149 | 159 | 169 | 179 | 189 | 199 | 209 | 219
Total | 0 | 4488.5689 | 5654.2423 | 12442.801 | 15912.4741 | 20704.8895 | 25827.4363 | 27721.7432 | 31319.9009 | 33492.4652 | 41356.8099 | 41834.1178 | 44108.2452 | 48670.7181 | 54816.0713 | 58182.5515 | 61002.3264 | 61647.777 | 62472.2305 | 63086.9325 | 63568.3222
Cumulative new build by chart type
| 2011 | 2012 | 2013 | 2014 | 2015 | 2016 | 2017 | 2018 | 2019 | 2020 | 2021 | 2022 | 2023 | 2024 | 2025 | 2026 | 2027 | 2028 | 2029 | 2030 | 2031
Gas | 0 | 2397.3077 | 2589.6154 | 6733.9231 | 7396.2308 | 8078.5385 | 9030.8461 | 9223.1538 | 11815.4615 | 12007.7692 | 17800.0769 | 18000.0769 | 18200.0769 | 18400.0769 | 18600.0769 | 18800.0769 | 19000.0769 | 19200.0769 | 19400.0769 | 19600.0769 | 19800.0769
Coal | 0 | 0 | 0 | 0 | 0 | 0 | 0 | 0 | 0 | 0 | 0 | 0 | 0 | 0 | 0 | 0 | 0 | 0 | 0 | 0 | 0
Oil | 0 | 0 | 0 | 0 | 0 | 0 | 0 | 0 | 0 | 0 | 0 | 0 | 0 | 0 | 0 | 0 | 0 | 0 | 0 | 0 | 0
OCGT | 0 | 0 | 0 | 0 | 0 | 0 | 0 | 0 | 0 | 0 | 0 | 0 | 0 | 0 | 0 | 0 | 0 | 0 | 0 | 0 | 0
PS | 0 | 0 | 0 | 0 | 0 | 0 | 0 | 0 | 0 | 0 | 0 | 0 | 0 | 0 | 0 | 0 | 0 | 0 | 0 | 0 | 0
Nuclear | 0 | 0 | 0 | 0 | 0 | 0 | 0 | 0 | 0 | 1670 | 3340 | 3340 | 5010 | 6680 | 8350 | 11200 | 11200 | 11200 | 11200 | 11200 | 11200
CCS | 0 | 0 | 0 | 0 | 300 | 1100 | 1100 | 1100 | 1100 | 1100 | 1100 | 1100 | 1100 | 3493 | 6433 | 6433 | 8433 | 8433 | 8433 | 8433 | 8433
Onshore wind | 0 | 180.2968 | 1030.2732 | 1673.4581 | 2442.2907 | 3243.3102 | 5351.9091 | 5429.1532 | 5584.9305 | 5624.9784 | 5766.7045 | 5796.1592 | 5942.2133 | 5971.8744 | 6121.498 | 6157.1415 | 6495.9711 | 6660.3671 | 7003.6554 | 7137.0806 | 7137.0806
Offshore wind | 0 | 1797.3 | 1797.3 | 3659.3 | 4991.3 | 6289.3 | 7863.3 | 9267.3 | 9867.3 | 9867.3 | 9867.3 | 9867.3 | 9867.3 | 9867.3 | 10772.3 | 10772.3 | 10772.3 | 10772.3 | 10772.3 | 10772.3 | 10772.3
Other renewable | 0 | 113.6644 | 237.0537 | 376.1199 | 782.6527 | 1993.741 | 2481.3811 | 2702.1362 | 2952.2088 | 3222.4176 | 3482.7285 | 3730.5818 | 3988.6551 | 4258.4668 | 4539.1964 | 4820.0332 | 5100.9784 | 5382.033 | 5663.1982 | 5944.4751 | 6225.8647
Total | 0 | 4488.5689 | 5654.2423 | 12442.801 | 15912.4741 | 20704.8895 | 25827.4363 | 27721.7432 | 31319.9009 | 33492.4652 | 41356.8099 | 41834.1178 | 44108.2452 | 48670.7181 | 54816.0713 | 58182.5515 | 61002.3264 | 61647.777 | 62472.2305 | 63086.9325 | 63568.3222
Generation by plant type (TWh)
| 2011 | 2012 | 2013 | 2014 | 2015 | 2016 | 2017 | 2018 | 2019 | 2020 | 2021 | 2022 | 2023 | 2024 | 2025 | 2026 | 2027 | 2028 | 2029 | 2030 | 2031
CHP | 9.1101 | 6.2528 | 7.0439 | 5.4329 | 5.2977 | 9.5767 | 9.302 | 9.5426 | 9.5384 | 9.7252 | 7.9219 | 8.4065 | 7.8091 | 6.3969 | 5.3524 | 4.5439 | 4.1342 | 4.2127 | 4.2649 | 4.3721 | 0
AGT | 0 | 0 | 0 | 0 | 0 | 0 | 0 | 0 | 0 | 0 | 0 | 0 | 0 | 0 | 0 | 0 | 0 | 0 | 0 | 0 | 0
Oil | 0 | 0 | 0 | 0 | 0 | 0 | 0 | 0 | 0 | 0 | 0 | 0 | 0 | 0 | 0 | 0 | 0 | 0 | 0 | 0 | 0
Hydro | 3.0864 | 2.9165 | 2.9165 | 2.9165 | 2.9165 | 3.4262 | 3.4262 | 3.4262 | 3.4262 | 3.4262 | 3.4262 | 3.4262 | 3.4262 | 3.4262 | 3.4259 | 3.4259 | 3.426 | 3.4262 | 3.4262 | 3.4262 | 0
PS | 0 | 0 | 0 | 0 | 0 | 0 | 0.00012993 | 0 | 0 | 0 | 0 | 0 | 0 | 0 | 0 | 0 | 0 | 0 | 0 | 0 | 0
Nuclear | 74.2143 | 74.2143 | 69.8925 | 69.8925 | 66.4492 | 66.4492 | 66.4492 | 66.4487 | 58.8524 | 53.6527 | 65.3877 | 65.3881 | 77.123 | 72.4498 | 84.1845 | 104.212 | 104.212 | 104.2118 | 104.2117 | 104.2118 | 0
CCGT | 87.0668 | 49.868 | 59.3664 | 60.9908 | 64.0237 | 79.1554 | 79.9202 | 78.6838 | 91.6773 | 95.6734 | 105.2395 | 108.9486 | 103.7863 | 97.9575 | 72.0325 | 59.9484 | 51.6918 | 53.4304 | 54.4756 | 56.3261 | 0
OCGT | 0 | 0 | 0 | 0 | 0 | 0 | 1.027e-11 | 0 | 0 | 0 | 0 | 0 | 0 | 0 | 0 | 0 | 0 | 0 | 0 | 0 | 0
Coal | 99.7993 | 147.9033 | 138.8526 | 134.7392 | 126.9052 | 79.6483 | 67.4938 | 55.9865 | 48.8009 | 46.697 | 25.5016 | 20.5053 | 16.6988 | 13.3681 | 13.3681 | 13.105 | 12.7497 | 12.7851 | 12.7802 | 12.823 | 0
Coal + CCS | 4.493e-11 | 1.6417e-08 | 3.1258e-08 | 3.3878e-08 | 2.0991 | 7.6968 | 7.6968 | 7.6973 | 7.6973 | 7.6973 | 7.6973 | 7.6973 | 7.6973 | 14.6948 | 35.2668 | 35.2657 | 35.2654 | 35.2654 | 35.2654 | 35.2654 | 0
CCGT + CCS | 0 | 0 | 0 | 0 | 0 | 1.7116e-12 | 1.7116e-12 | 2.7988e-08 | 2.7988e-08 | 2.799e-08 | 2.7988e-08 | 2.799e-08 | 2.7988e-08 | 9.747 | 9.747 | 9.747 | 23.5709 | 23.5998 | 23.5969 | 23.6316 | 0
Onshore wind (unclassified) | 0 | 0 | 0 | 0 | 0 | 0 | 0 | 0 | 0 | 0 | 0 | 0 | 0 | 0 | 0 | 0 | 0 | 0 | 0 | 0 | 0
Offshore wind (unclassified) | 0 | 0 | 0 | 0 | 0 | 0 | 0 | 0 | 0 | 0 | 0 | 0 | 0 | 0 | 0 | 0 | 0 | 0 | 0 | 0 | 0
Onshore wind | 5.9962 | 6.4249 | 8.5577 | 10.1524 | 12.0757 | 14.2167 | 19.6297 | 19.8163 | 20.3675 | 20.4602 | 20.9788 | 21.047 | 21.5757 | 21.6443 | 22.1812 | 22.2637 | 23.2384 | 23.6188 | 24.4131 | 24.7219 | 0
Onshore wind (Medium) | 0 | 0 | 0 | 0 | 0 | 0 | 0 | 0 | 0 | 0 | 0 | 0 | 0 | 0 | 0 | 0 | 0 | 0 | 0 | 0 | 0
Onshore wind (Low) | 0 | 0 | 0 | 0 | 0 | 0 | 0 | 0 | 0 | 0 | 0 | 0 | 0 | 0 | 0 | 0 | 0 | 0 | 0 | 0 | 0
Offshore wind | 4.5922 | 10.5201 | 10.5201 | 16.4101 | 20.8068 | 25.3617 | 30.5548 | 35.1903 | 37.1752 | 37.1752 | 37.1752 | 37.1752 | 37.1752 | 37.1752 | 40.1692 | 40.1692 | 40.1692 | 40.1692 | 40.1692 | 40.1692 | 0
Offshore wind (Low) | 0 | 0 | 0 | 0 | 0 | 0 | 0 | 0 | 0 | 0 | 0 | 0 | 0 | 0 | 0 | 0 | 0 | 0 | 0 | 0 | 0
Wave | 5.2697e-09 | 5.2697e-09 | 5.2697e-09 | 5.2697e-09 | 5.2697e-09 | 5.2697e-09 | 5.2697e-09 | 5.2697e-09 | 5.2697e-09 | 5.2697e-09 | 5.2697e-09 | 5.2697e-09 | 5.2697e-09 | 5.2697e-09 | 5.2697e-09 | 5.2697e-09 | 5.2697e-09 | 5.2697e-09 | 5.2697e-09 | 5.2697e-09 | 0
Tidal Stream | 0.070272 | 0.070272 | 0.070272 | 0.070272 | 0.070272 | 0.070272 | 0.070272 | 0.070272 | 0.070272 | 0.070272 | 0.070272 | 0.070272 | 0.070272 | 0.070272 | 0.070272 | 0.070272 | 0.070272 | 0.070272 | 0.070272 | 0.070272 | 0
Tidal Range | 0 | 0 | 0 | 0 | 0 | 0 | 0 | 0 | 0 | 0 | 0 | 0 | 0 | 0 | 0 | 0 | 0 | 0 | 0 | 0 | 0
Sewage gas | 0 | 0 | 0 | 0 | 0 | 0 | 0 | 0 | 0 | 0 | 0 | 0 | 0 | 0 | 0 | 0 | 0 | 0 | 0 | 0 | 0
Solar | 0 | 0 | 0 | 0 | 0 | 0 | 0 | 0 | 0 | 0 | 0 | 0 | 0 | 0 | 0 | 0 | 0 | 0 | 0 | 0 | 0
Biomass regular | 7.0111 | 7.0663 | 6.5153 | 6.5153 | 6.4027 | 17.6776 | 18.5925 | 18.5925 | 18.3394 | 18.3179 | 24.6079 | 24.5387 | 24.2481 | 23.8808 | 23.8808 | 23.6176 | 23.2624 | 23.2978 | 23.2929 | 23.3356 | 0
Biomass energy crop | 0 | 0 | 0 | 0 | 0 | 0 | 0 | 0 | 0 | 0 | 0 | 0 | 0 | 0 | 0 | 0 | 0 | 0 | 0 | 0 | 0
Biowaste | 0 | 0 | 0 | 0 | 0 | 0 | 0 | 0 | 0 | 0 | 0 | 0 | 0 | 0 | 0 | 0 | 0 | 0 | 0 | 0 | 0
Biogas | 0 | 0 | 0 | 0 | 0 | 0 | 0 | 0 | 0 | 0 | 0 | 0 | 0 | 0 | 0 | 0 | 0 | 0 | 0 | 0 | 0
Biodiesel | 0 | 0 | 0 | 0 | 0 | 0 | 0 | 0 | 0 | 0 | 0 | 0 | 0 | 0 | 0 | 0 | 0 | 0 | 0 | 0 | 0
Biomass ACT | 0 | 0 | 0 | 0 | 0 | 0 | 0 | 0 | 0 | 0 | 0 | 0 | 0 | 0 | 0 | 0 | 0 | 0 | 0 | 0 | 0
Biomass AD | 0 | 0 | 0 | 0 | 0 | 0 | 0 | 0 | 0 | 0 | 0 | 0 | 0 | 0 | 0 | 0 | 0 | 0 | 0 | 0 | 0
Biomass regular (CHP) | 0 | 0 | 0 | 0 | 0 | 0 | 0 | 0 | 0 | 0 | 0 | 0 | 0 | 0 | 0 | 0 | 0 | 0 | 0 | 0 | 0
Biomass energy crop (CHP) | 0 | 0 | 0 | 0 | 0 | 0 | 0 | 0 | 0 | 0 | 0 | 0 | 0 | 0 | 0 | 0 | 0 | 0 | 0 | 0 | 0
Biowaste (CHP) | 0 | 0 | 0 | 0 | 0 | 0 | 0 | 0 | 0 | 0 | 0 | 0 | 0 | 0 | 0 | 0 | 0 | 0 | 0 | 0 | 0
Biogas (CHP) | 0 | 0 | 0 | 0 | 0 | 0 | 0 | 0 | 0 | 0 | 0 | 0 | 0 | 0 | 0 | 0 | 0 | 0 | 0 | 0 | 0
Biodiesel (CHP) | 0 | 0 | 0 | 0 | 0 | 0 | 0 | 0 | 0 | 0 | 0 | 0 | 0 | 0 | 0 | 0 | 0 | 0 | 0 | 0 | 0
Biomass ACT (CHP) | 0 | 0 | 0 | 0 | 0 | 0 | 0 | 0 | 0 | 0 | 0 | 0 | 0 | 0 | 0 | 0 | 0 | 0 | 0 | 0 | 0
Biomass AD (CHP) | 0 | 0 | 0 | 0 | 0 | 0 | 0 | 0 | 0 | 0 | 0 | 0 | 0 | 0 | 0 | 0 | 0 | 0 | 0 | 0 | 0
Landfill gas | 0 | 0 | 0 | 0 | 0 | 0 | 0 | 0 | 0 | 0 | 0 | 0 | 0 | 0 | 0 | 0 | 0 | 0 | 0 | 0 | 0
Hydro (small scale) | 0 | 0 | 0 | 0 | 0 | 0 | 0 | 0 | 0 | 0 | 0 | 0 | 0 | 0 | 0 | 0 | 0 | 0 | 0 | 0 | 0
Geopressure | 0 | 0 | 0 | 0 | 0 | 0 | 0 | 0 | 0 | 0 | 0 | 0 | 0 | 0 | 0 | 0 | 0 | 0 | 0 | 0 | 0
Standard gasification or pyrolysis | 0 | 0 | 0 | 0 | 0 | 0 | 0 | 0 | 0 | 0 | 0 | 0 | 0 | 0 | 0 | 0 | 0 | 0 | 0 | 0 | 0
Other unspecified | 0 | 0 | 0 | 0 | 0 | 0 | 0 | 0 | 0 | 0 | 0 | 0 | 0 | 0 | 0 | 0 | 0 | 0 | 0 | 0 | 0
Geothermal | 0 | 0 | 0 | 0 | 0 | 0 | 0 | 0 | 0 | 0 | 0 | 0 | 0 | 0 | 0 | 0 | 0 | 0 | 0 | 0 | 0
Microgeneration | 0 | 0 | 0 | 0 | 0 | 0 | 0 | 0 | 0 | 0 | 0 | 0 | 0 | 0 | 0 | 0 | 0 | 0 | 0 | 0 | 0
Other ROC | 0 | 0 | 0 | 0 | 0 | 0 | 0 | 0 | 0 | 0 | 0 | 0 | 0 | 0 | 0 | 0 | 0 | 0 | 0 | 0 | 0
Non-ROC | 0 | 0 | 0 | 0 | 0 | 0 | 0 | 0 | 0 | 0 | 0 | 0 | 0 | 0 | 0 | 0 | 0 | 0 | 0 | 0 | 0
Embedded CHP | 20.3368 | 21.1797 | 22.0226 | 22.8654 | 23.7083 | 24.5512 | 25.3941 | 26.237 | 27.0799 | 27.9227 | 28.7656 | 29.6422 | 30.5188 | 31.3954 | 32.272 | 33.1486 | 34.0252 | 34.9018 | 35.7784 | 36.655 | 37.5316
Embedded Gas | 1.8409 | 1.8409 | 1.8409 | 1.8409 | 1.8409 | 1.8409 | 1.8409 | 1.8409 | 1.8409 | 1.8409 | 1.8409 | 1.8409 | 1.8409 | 1.8409 | 1.8409 | 1.8409 | 1.8409 | 1.8409 | 1.8409 | 1.8409 | 1.8409
Embedded offshore wind | 0 | 0 | 0 | 0 | 0 | 0 | 0 | 0 | 0 | 0 | 0 | 0 | 0 | 0 | 0 | 0 | 0 | 0 | 0 | 0 | 0
Embedded onshore wind | 3.7151 | 3.7151 | 3.7151 | 3.7151 | 3.7151 | 3.7151 | 3.7151 | 3.7151 | 3.7151 | 3.7151 | 3.7151 | 3.7151 | 3.7151 | 3.7151 | 3.7151 | 3.7151 | 3.7151 | 3.7151 | 3.7151 | 3.7151 | 3.7151
Embedded biomass | 11.2713 | 11.858 | 12.583 | 13.3479 | 14.2247 | 15.1938 | 16.2222 | 17.3101 | 18.4672 | 19.6608 | 20.8552 | 22.0503 | 23.2461 | 24.4426 | 25.6399 | 26.8379 | 28.0368 | 29.2363 | 30.4367 | 31.6378 | 32.8397
Embedded tidal and wave | 0.0017532 | 0.071881 | 0.10695 | 0.17707 | 0.30506 | 0.45548 | 0.6308 | 0.82581 | 1.0891 | 1.4046 | 1.6852 | 1.9216 | 2.1936 | 2.5063 | 2.8569 | 3.2076 | 3.5582 | 3.9089 | 4.2595 | 4.6101 | 4.9608
Embedded hydro | 1.5656 | 1.5945 | 1.6234 | 1.6524 | 1.6813 | 1.7102 | 1.7941 | 1.823 | 1.852 | 1.8809 | 1.9098 | 1.9387 | 1.9677 | 1.9966 | 2.0255 | 2.0545 | 2.0834 | 2.1123 | 2.1412 | 2.1702 | 2.1991
Total | 329.6781 | 345.4964 | 345.6274 | 350.7188 | 352.5222 | 350.7455 | 352.7327 | 347.2064 | 349.9887 | 349.3203 | 356.7781 | 358.3119 | 363.0921 | 366.7077 | 378.0289 | 387.1732 | 395.0497 | 399.8026 | 404.1381 | 408.9822 | 83.0872
Generation by chart type
| 2011 | 2012 | 2013 | 2014 | 2015 | 2016 | 2017 | 2018 | 2019 | 2020 | 2021 | 2022 | 2023 | 2024 | 2025 | 2026 | 2027 | 2028 | 2029 | 2030 | 2031
Gas | 118.3546 | 79.1413 | 90.2738 | 91.13 | 94.8705 | 115.1242 | 116.4571 | 116.3043 | 130.1364 | 135.1622 | 143.7678 | 148.8382 | 143.9551 | 137.5907 | 111.4977 | 99.4818 | 91.6921 | 94.3858 | 96.3597 | 99.1941 | 39.3725
Coal | 99.7993 | 147.9033 | 138.8526 | 134.7392 | 126.9052 | 79.6483 | 67.4938 | 55.9865 | 48.8009 | 46.697 | 25.5016 | 20.5053 | 16.6988 | 13.3681 | 13.3681 | 13.105 | 12.7497 | 12.7851 | 12.7802 | 12.823 | 0
Oil | 0 | 0 | 0 | 0 | 0 | 0 | 0 | 0 | 0 | 0 | 0 | 0 | 0 | 0 | 0 | 0 | 0 | 0 | 0 | 0 | 0
OCGT | 0 | 0 | 0 | 0 | 0 | 0 | 1.027e-11 | 0 | 0 | 0 | 0 | 0 | 0 | 0 | 0 | 0 | 0 | 0 | 0 | 0 | 0
PS | 0 | 0 | 0 | 0 | 0 | 0 | 0.00012993 | 0 | 0 | 0 | 0 | 0 | 0 | 0 | 0 | 0 | 0 | 0 | 0 | 0 | 0
Nuclear | 74.2143 | 74.2143 | 69.8925 | 69.8925 | 66.4492 | 66.4492 | 66.4492 | 66.4487 | 58.8524 | 53.6527 | 65.3877 | 65.3881 | 77.123 | 72.4498 | 84.1845 | 104.212 | 104.212 | 104.2118 | 104.2117 | 104.2118 | 0
CCS | 4.493e-11 | 1.6417e-08 | 3.1258e-08 | 3.3878e-08 | 2.0991 | 7.6968 | 7.6968 | 7.6973 | 7.6973 | 7.6973 | 7.6973 | 7.6973 | 7.6973 | 24.4418 | 45.0137 | 45.0127 | 58.8363 | 58.8652 | 58.8623 | 58.897 | 0
Onshore wind | 9.7113 | 10.14 | 12.2728 | 13.8675 | 15.7908 | 17.9317 | 23.3448 | 23.5314 | 24.0826 | 24.1753 | 24.6939 | 24.7621 | 25.2907 | 25.3594 | 25.8963 | 25.9788 | 26.9535 | 27.3339 | 28.1282 | 28.437 | 3.7151
Offshore wind | 4.5922 | 10.5201 | 10.5201 | 16.4101 | 20.8068 | 25.3617 | 30.5548 | 35.1903 | 37.1752 | 37.1752 | 37.1752 | 37.1752 | 37.1752 | 37.1752 | 40.1692 | 40.1692 | 40.1692 | 40.1692 | 40.1692 | 40.1692 | 0
Other renewable | 23.0064 | 23.5775 | 23.8156 | 24.6795 | 25.6006 | 38.5336 | 40.736 | 42.0479 | 43.244 | 44.7606 | 52.5545 | 53.9458 | 55.1518 | 56.3227 | 57.8993 | 59.2138 | 60.4369 | 62.0517 | 63.6267 | 65.2502 | 39.9996
Total | 329.6781 | 345.4964 | 345.6274 | 350.7188 | 352.5222 | 350.7455 | 352.7327 | 347.2064 | 349.9887 | 349.3203 | 356.7781 | 358.3119 | 363.0921 | 366.7077 | 378.0289 | 387.1732 | 395.0497 | 399.8026 | 404.1381 | 408.9822 | 83.0872
Inc total embedded of: | 38.7313 | 40.26 | 41.8919 | 43.5987 | 45.4753 | 47.4666 | 49.5971 | 51.7519 | 54.044 | 56.425 | 58.7717 | 61.1088 | 63.4821 | 65.8969 | 68.3503 | 70.8046 | 73.2595 | 75.7153 | 78.1718 | 80.6291 | 83.0872
Capacity by SYS Zone
| 2011 | 2012 | 2013 | 2014 | 2015 | 2016 | 2017 | 2018 | 2019 | 2020 | 2021 | 2022 | 2023 | 2024 | 2025 | 2026 | 2027 | 2028 | 2029 | 2030 | 2031
A | 3512 | 3512 | 3122 | 3122 | 3122 | 2217 | 2217 | 2217 | 2217 | 2217 | 3817 | 3817 | 3817 | 3817 | 3102 | 3102 | 1744 | 1744 | 1744 | 1744 | 1744
B | 2659 | 2661.1137 | 1734.6354 | 1735.1933 | 2067.8859 | 2292.3999 | 2293.2691 | 2294.2253 | 3095.0997 | 3095.9765 | 3096.5433 | 3097.1882 | 3097.8497 | 3098.4991 | 3099.2388 | 3100.0191 | 3104.9012 | 3108.5004 | 3116.0162 | 3118.9373 | 3118.9373
C | 9554 | 10060.1138 | 6754.6354 | 7527.1933 | 6683.8859 | 6794.3999 | 7925.2691 | 7926.2253 | 6846.0997 | 6846.9765 | 8447.5433 | 8448.1882 | 10118.8497 | 11512.4991 | 11513.2388 | 13164.0192 | 12368.9012 | 12372.5004 | 12380.0162 | 12382.9373 | 12382.9373
D | 3108 | 3108 | 1650 | 1650 | 1650 | 1550 | 1550 | 1550 | 2350 | 2350 | 3150 | 3150 | 3150 | 3150 | 3150 | 3150 | 3150 | 3150 | 3150 | 3150 | 3150
E | 1261 | 1263.7093 | 1264.378 | 1265.0931 | 1265.9808 | 1267.9215 | 1669.0355 | 2070.2612 | 2871.382 | 4542.5058 | 4543.2323 | 4544.0589 | 4544.9069 | 4954.7392 | 4955.6873 | 4956.6876 | 4962.9453 | 4967.5587 | 4977.1922 | 4980.9364 | 4980.9364
F | 1045 | 1047.7093 | 1048.378 | 1049.0931 | 1049.9808 | 1353.9215 | 1759.0355 | 2164.2612 | 2165.382 | 2166.5058 | 2167.2323 | 2168.0589 | 2168.9069 | 2169.7392 | 2170.6873 | 2171.6876 | 2177.9453 | 2182.5587 | 2192.1922 | 2195.9364 | 2195.9364
G | 1449 | 1449.4328 | 1234.5396 | 1234.6539 | 1399.7957 | 1400.1057 | 1400.2837 | 1400.4795 | 1400.6585 | 1400.8381 | 1400.9541 | 1401.0862 | 1401.2217 | 1401.3546 | 1401.5061 | 1401.6659 | 1402.6656 | 1403.4026 | 1404.9415 | 1405.5397 | 1405.5397
H | 4470 | 5739.4447 | 5620.7755 | 5278.2686 | 5751.363 | 6598.1281 | 5033.0116 | 5037.2842 | 5041.1913 | 5045.109 | 5047.6416 | 5050.523 | 5053.4789 | 5005.3805 | 5008.6857 | 5012.1725 | 5033.9867 | 5050.0688 | 5083.6509 | 5096.7033 | 5096.7033
I | 5610 | 5142.35 | 4909.4 | 5795.6 | 6122.8 | 6339.5528 | 7310.7056 | 7310.7056 | 7310.7056 | 7310.7056 | 7310.7056 | 7310.7056 | 7310.7056 | 6236.7056 | 7141.7056 | 7141.7056 | 7141.7056 | 7141.7056 | 7141.7056 | 7141.7056 | 5926.7056
J | 2630 | 2711.4897 | 2297.0913 | 2298.8043 | 2800.9306 | 3305.579 | 3308.2475 | 3311.1833 | 3313.868 | 3316.5599 | 3318.3001 | 3320.28 | 3322.3111 | 1953.3049 | 1955.576 | 1957.9718 | 1972.961 | 1984.0113 | 2007.0865 | 2016.0551 | 2016.0551
K | 7425 | 8303.4408 | 8305.5239 | 9147.752 | 9150.5176 | 9156.5636 | 9560.0343 | 9763.8528 | 10367.3446 | 10370.8459 | 10373.1093 | 10375.6845 | 10378.3262 | 7393.9194 | 8396.8733 | 8399.9895 | 8419.4852 | 8433.8579 | 8463.8707 | 8475.5357 | 8475.5357
L | 4221 | 4221 | 4003 | 5323 | 4359 | 4505.2019 | 4651.4038 | 4651.4038 | 4651.4038 | 4651.4038 | 3683.4038 | 1696.4038 | 1696.4038 | 1696.4038 | 1696.4038 | 1696.4038 | 1696.4038 | 1696.4038 | 1696.4038 | 1696.4038 | 1696.4038
M | 2465 | 2474.1621 | 2266.4232 | 2268.8417 | 2271.8436 | 2278.4062 | 2282.1735 | 2286.3183 | 2290.1085 | 2293.909 | 2296.3658 | 1784.161 | 1787.0286 | 1789.8434 | 413.0496 | 416.4321 | 437.5937 | 453.1946 | 485.7721 | 498.4339 | 498.4339
N | 2797 | 2809.2415 | 2812.2625 | 3725.4939 | 3729.5047 | 2761.773 | 1790.3065 | 1795.8444 | 1800.9085 | 1805.9863 | 999.2689 | 1003.0035 | 1006.8348 | 976.5957 | 980.8796 | 985.3989 | 1013.6729 | 1034.5173 | 1078.044 | 1094.9615 | 1094.9615
O | 2776 | 2776 | 2752 | 2752 | 2505 | 2550.6855 | 2025.3711 | 2425.3711 | 1854.3711 | 1854.3711 | 1283.3711 | 1283.3711 | 1283.3711 | 1283.3711 | 1283.3711 | 1283.3711 | 1283.3711 | 1283.3711 | 1283.3711 | 1283.3711 | 1283.3711
P | 13995 | 14000.6498 | 13897.0442 | 13627.5355 | 13699.3866 | 14263.4335 | 12099.7566 | 11437.3125 | 11439.6498 | 10541.9934 | 10543.5084 | 9776.232 | 9262.0003 | 9074.736 | 11016.7132 | 9918.799 | 11931.8484 | 11941.4687 | 11961.5577 | 11969.3656 | 11969.3656
Q | 1720 | 1732.2415 | 1735.2626 | 1780.4939 | 1784.5047 | 2092.273 | 2097.3065 | 2102.8444 | 2107.9085 | 905.9863 | 679.2689 | 683.0035 | 686.8348 | 690.5957 | 694.8796 | 699.3989 | 727.6729 | 748.5173 | 792.044 | 808.9615 | 808.9615
R | 3161 | 3401.1458 | 3272.9093 | 3444.7955 | 3447.1368 | 3452.2552 | 3455.1934 | 3458.426 | 3461.3821 | 2261.3462 | 2263.2624 | 2265.4424 | 2267.6789 | 2170.8742 | 2173.3749 | 2176.013 | 2192.5175 | 2204.6851 | 2230.0932 | 2239.9685 | 1036.9685
S | 0 | 0 | 0 | 0 | 0 | 0 | 0 | 0 | 0 | 0 | 0 | 0 | 0 | 0 | 0 | 0 | 0 | 0 | 0 | 0 | 0
T | 0 | 0 | 0 | 0 | 0 | 0 | 0 | 0 | 0 | 0 | 0 | 0 | 0 | 0 | 0 | 0 | 0 | 0 | 0 | 0 | 0
U | 2032 | 3061.7897 | 3063.3913 | 3065.1043 | 3567.2306 | 3571.879 | 3574.5475 | 3577.4833 | 3580.168 | 3582.8599 | 6854.6001 | 6856.58 | 6858.6111 | 6860.6049 | 8532.8759 | 8535.2718 | 8550.2609 | 8561.3113 | 8584.3865 | 8593.3551 | 7381.3551
V | 2534 | 2580.1621 | 2182.4232 | 2721.8417 | 2234.8436 | 2241.4062 | 2245.1735 | 2249.3183 | 2253.1086 | 2256.909 | 2259.3658 | 2262.161 | 2265.0286 | 2267.8434 | 2271.0496 | 3474.4321 | 3495.5937 | 3511.1946 | 3543.7721 | 3556.4339 | 3556.4339
W | 300 | 299.7 | 342.2 | 342.2 | 365.2 | 462.6213 | 557.0425 | 557.0425 | 557.0425 | 557.0425 | 557.0425 | 557.0425 | 557.0425 | 557.0425 | 557.0425 | 557.0425 | 557.0425 | 557.0425 | 557.0425 | 557.0425 | 557.0425
X | 321 | 321 | 509.6 | 559.5 | 559.5 | 630.7542 | 716.9085 | 716.9085 | 716.9085 | 716.9085 | 716.9085 | 716.9085 | 716.9085 | 716.9085 | 716.9085 | 716.9085 | 716.9085 | 716.9085 | 716.9085 | 716.9085 | 716.9085
Y | 1190 | 1190 | 1190 | 410 | 410 | 105.0406 | 200.0812 | 200.0812 | 295.1218 | 295.1218 | 390.1623 | 390.1623 | 485.2029 | 485.2029 | 580.2435 | 580.2435 | 675.2841 | 675.2841 | 675.2841 | 675.2841 | 675.2841
Z | 1152 | 1152.4 | 1429.4 | 1561 | 1948 | 2130.5086 | 2760.7529 | 2794.3209 | 2815.1176 | 2815.1176 | 2835.9142 | 2835.9142 | 2856.7108 | 2856.7108 | 2877.5074 | 2877.5074 | 2898.3041 | 2898.3041 | 2898.3041 | 2898.3041 | 2898.3041
Total | 81387.0001 | 85018.2969 | 77397.2734 | 81685.4582 | 81946.2908 | 83321.8103 | 82481.9092 | 83298.1533 | 84801.9307 | 83201.9785 | 88034.7046 | 84793.1593 | 86093.2134 | 82119.8745 | 85689.4981 | 87475.1416 | 87655.9713 | 87820.3672 | 88163.6555 | 88297.0807 | 84667.0807
Embedded | 8658.5172 | 8964.4894 | 9280.1863 | 9611.5601 | 9975.4007 | 10358.7966 | 10776.7444 | 11189.8073 | 11632.1876 | 12094.7041 | 12547.3226 | 12995.1759 | 13453.2492 | 13923.061 | 14403.7905 | 14884.6273 | 15365.5725 | 15846.6272 | 16327.7924 | 16809.0692 | 17290.4588
Carbon emissions by plant type (kt of CO2)
| 2011 | 2012 | 2013 | 2014 | 2015 | 2016 | 2017 | 2018 | 2019 | 2020 | 2021 | 2022 | 2023 | 2024 | 2025 | 2026 | 2027 | 2028 | 2029 | 2030 | 2031
CHP | 3270.0033 | 2234.3061 | 2517.1299 | 1940.6343 | 1892.3344 | 2191.3211 | 2093.1864 | 2179.4788 | 2178.1412 | 2246.1019 | 1600.1902 | 1773.4624 | 1559.7609 | 1055.4418 | 681.8738 | 393.1424 | 246.743 | 274.7635 | 293.4051 | 331.7225 | 0
AGT | 0 | 0 | 0 | 0 | 0 | 0 | 0 | 0 | 0 | 0 | 0 | 0 | 0 | 0 | 0 | 0 | 0 | 0 | 0 | 0 | 0
Oil | 0 | 0 | 0 | 0 | 0 | 0 | 0 | 0 | 0 | 0 | 0 | 0 | 0 | 0 | 0 | 0 | 0 | 0 | 0 | 0 | 0
Hydro | 0 | 0 | 0 | 0 | 0 | 0 | 0 | 0 | 0 | 0 | 0 | 0 | 0 | 0 | 0 | 0 | 0 | 0 | 0 | 0 | 0
PS | 0 | 0 | 0 | 0 | 0 | 0 | 0 | 0 | 0 | 0 | 0 | 0 | 0 | 0 | 0 | 0 | 0 | 0 | 0 | 0 | 0
Nuclear | 0 | 0 | 0 | 0 | 0 | 0 | 0 | 0 | 0 | 0 | 0 | 0 | 0 | 0 | 0 | 0 | 0 | 0 | 0 | 0 | 0
CCGT | 31526.1244 | 17853.8426 | 21298.2528 | 21773.9064 | 22856.1728 | 28322.7125 | 28576.2625 | 28136.6499 | 32758.1521 | 34209.5542 | 37489.3863 | 38827.0934 | 36970.9045 | 34879.731 | 25620.5452 | 21307.1451 | 18367.8436 | 18979.5119 | 19351.5151 | 20010.1689 | 0
OCGT | 0 | 0 | 0 | 0 | 0 | 0 | 4.9998e-09 | 0 | 0 | 0 | 0 | 0 | 0 | 0 | 0 | 0 | 0 | 0 | 0 | 0 | 0
Coal | 90291.3587 | 135876.8867 | 127264.1693 | 122987.6266 | 115742.9814 | 71428.6443 | 60078.5575 | 49711.2352 | 43255.4651 | 41353.7064 | 22490.6854 | 18008.7122 | 14590.55 | 11594.7935 | 11594.7935 | 11366.5389 | 11058.4118 | 11089.1196 | 11084.9067 | 11121.9696 | 0
Coal + CCS | 4.7738e-09 | 1.7443e-06 | 3.3212e-06 | 3.5995e-06 | 223.0326 | 817.7861 | 817.7861 | 817.8383 | 817.8383 | 817.8383 | 817.8383 | 817.8383 | 817.8383 | 1561.3276 | 3747.0943 | 3746.9829 | 3746.9472 | 3746.9472 | 3746.9472 | 3746.9472 | 0
CCGT + CCS | 0 | 0 | 0 | 0 | 0 | 7.0367e-11 | 7.0367e-11 | 1.1506e-06 | 1.1506e-06 | 1.1507e-06 | 1.1506e-06 | 1.1507e-06 | 1.1506e-06 | 400.7084 | 400.7084 | 400.7084 | 969.0245 | 970.2147 | 970.0937 | 971.5228 | 0
Onshore wind (unclassified) | 0 | 0 | 0 | 0 | 0 | 0 | 0 | 0 | 0 | 0 | 0 | 0 | 0 | 0 | 0 | 0 | 0 | 0 | 0 | 0 | 0
Offshore wind (unclassified) | 0 | 0 | 0 | 0 | 0 | 0 | 0 | 0 | 0 | 0 | 0 | 0 | 0 | 0 | 0 | 0 | 0 | 0 | 0 | 0 | 0
Onshore wind | 0 | 0 | 0 | 0 | 0 | 0 | 0 | 0 | 0 | 0 | 0 | 0 | 0 | 0 | 0 | 0 | 0 | 0 | 0 | 0 | 0
Onshore wind (Medium) | 0 | 0 | 0 | 0 | 0 | 0 | 0 | 0 | 0 | 0 | 0 | 0 | 0 | 0 | 0 | 0 | 0 | 0 | 0 | 0 | 0
Onshore wind (Low) | 0 | 0 | 0 | 0 | 0 | 0 | 0 | 0 | 0 | 0 | 0 | 0 | 0 | 0 | 0 | 0 | 0 | 0 | 0 | 0 | 0
Offshore wind | 0 | 0 | 0 | 0 | 0 | 0 | 0 | 0 | 0 | 0 | 0 | 0 | 0 | 0 | 0 | 0 | 0 | 0 | 0 | 0 | 0
Offshore wind (Low) | 0 | 0 | 0 | 0 | 0 | 0 | 0 | 0 | 0 | 0 | 0 | 0 | 0 | 0 | 0 | 0 | 0 | 0 | 0 | 0 | 0
Wave | 0 | 0 | 0 | 0 | 0 | 0 | 0 | 0 | 0 | 0 | 0 | 0 | 0 | 0 | 0 | 0 | 0 | 0 | 0 | 0 | 0
Tidal Stream | 0 | 0 | 0 | 0 | 0 | 0 | 0 | 0 | 0 | 0 | 0 | 0 | 0 | 0 | 0 | 0 | 0 | 0 | 0 | 0 | 0
Tidal Range | 0 | 0 | 0 | 0 | 0 | 0 | 0 | 0 | 0 | 0 | 0 | 0 | 0 | 0 | 0 | 0 | 0 | 0 | 0 | 0 | 0
Sewage gas | 0 | 0 | 0 | 0 | 0 | 0 | 0 | 0 | 0 | 0 | 0 | 0 | 0 | 0 | 0 | 0 | 0 | 0 | 0 | 0 | 0
Solar | 0 | 0 | 0 | 0 | 0 | 0 | 0 | 0 | 0 | 0 | 0 | 0 | 0 | 0 | 0 | 0 | 0 | 0 | 0 | 0 | 0
Biomass regular | 0 | 0 | 0 | 0 | 0 | 0 | 0 | 0 | 0 | 0 | 0 | 0 | 0 | 0 | 0 | 0 | 0 | 0 | 0 | 0 | 0
Biomass energy crop | 0 | 0 | 0 | 0 | 0 | 0 | 0 | 0 | 0 | 0 | 0 | 0 | 0 | 0 | 0 | 0 | 0 | 0 | 0 | 0 | 0
Biowaste | 0 | 0 | 0 | 0 | 0 | 0 | 0 | 0 | 0 | 0 | 0 | 0 | 0 | 0 | 0 | 0 | 0 | 0 | 0 | 0 | 0
Biogas | 0 | 0 | 0 | 0 | 0 | 0 | 0 | 0 | 0 | 0 | 0 | 0 | 0 | 0 | 0 | 0 | 0 | 0 | 0 | 0 | 0
Biodiesel | 0 | 0 | 0 | 0 | 0 | 0 | 0 | 0 | 0 | 0 | 0 | 0 | 0 | 0 | 0 | 0 | 0 | 0 | 0 | 0 | 0
Biomass ACT | 0 | 0 | 0 | 0 | 0 | 0 | 0 | 0 | 0 | 0 | 0 | 0 | 0 | 0 | 0 | 0 | 0 | 0 | 0 | 0 | 0
Biomass AD | 0 | 0 | 0 | 0 | 0 | 0 | 0 | 0 | 0 | 0 | 0 | 0 | 0 | 0 | 0 | 0 | 0 | 0 | 0 | 0 | 0
Biomass regular (CHP) | 0 | 0 | 0 | 0 | 0 | 0 | 0 | 0 | 0 | 0 | 0 | 0 | 0 | 0 | 0 | 0 | 0 | 0 | 0 | 0 | 0
Biomass energy crop (CHP) | 0 | 0 | 0 | 0 | 0 | 0 | 0 | 0 | 0 | 0 | 0 | 0 | 0 | 0 | 0 | 0 | 0 | 0 | 0 | 0 | 0
Biowaste (CHP) | 0 | 0 | 0 | 0 | 0 | 0 | 0 | 0 | 0 | 0 | 0 | 0 | 0 | 0 | 0 | 0 | 0 | 0 | 0 | 0 | 0
Biogas (CHP) | 0 | 0 | 0 | 0 | 0 | 0 | 0 | 0 | 0 | 0 | 0 | 0 | 0 | 0 | 0 | 0 | 0 | 0 | 0 | 0 | 0
Biodiesel (CHP) | 0 | 0 | 0 | 0 | 0 | 0 | 0 | 0 | 0 | 0 | 0 | 0 | 0 | 0 | 0 | 0 | 0 | 0 | 0 | 0 | 0
Biomass ACT (CHP) | 0 | 0 | 0 | 0 | 0 | 0 | 0 | 0 | 0 | 0 | 0 | 0 | 0 | 0 | 0 | 0 | 0 | 0 | 0 | 0 | 0
Biomass AD (CHP) | 0 | 0 | 0 | 0 | 0 | 0 | 0 | 0 | 0 | 0 | 0 | 0 | 0 | 0 | 0 | 0 | 0 | 0 | 0 | 0 | 0
Landfill gas | 0 | 0 | 0 | 0 | 0 | 0 | 0 | 0 | 0 | 0 | 0 | 0 | 0 | 0 | 0 | 0 | 0 | 0 | 0 | 0 | 0
Hydro (small scale) | 0 | 0 | 0 | 0 | 0 | 0 | 0 | 0 | 0 | 0 | 0 | 0 | 0 | 0 | 0 | 0 | 0 | 0 | 0 | 0 | 0
Geopressure | 0 | 0 | 0 | 0 | 0 | 0 | 0 | 0 | 0 | 0 | 0 | 0 | 0 | 0 | 0 | 0 | 0 | 0 | 0 | 0 | 0
Standard gasification or pyrolysis | 0 | 0 | 0 | 0 | 0 | 0 | 0 | 0 | 0 | 0 | 0 | 0 | 0 | 0 | 0 | 0 | 0 | 0 | 0 | 0 | 0
Other unspecified | 0 | 0 | 0 | 0 | 0 | 0 | 0 | 0 | 0 | 0 | 0 | 0 | 0 | 0 | 0 | 0 | 0 | 0 | 0 | 0 | 0
Geothermal | 0 | 0 | 0 | 0 | 0 | 0 | 0 | 0 | 0 | 0 | 0 | 0 | 0 | 0 | 0 | 0 | 0 | 0 | 0 | 0 | 0
Microgeneration | 0 | 0 | 0 | 0 | 0 | 0 | 0 | 0 | 0 | 0 | 0 | 0 | 0 | 0 | 0 | 0 | 0 | 0 | 0 | 0 | 0
Other ROC | 0 | 0 | 0 | 0 | 0 | 0 | 0 | 0 | 0 | 0 | 0 | 0 | 0 | 0 | 0 | 0 | 0 | 0 | 0 | 0 | 0
Non-ROC | 0 | 0 | 0 | 0 | 0 | 0 | 0 | 0 | 0 | 0 | 0 | 0 | 0 | 0 | 0 | 0 | 0 | 0 | 0 | 0 | 0
Embedded CHP | 7833.2393 | 8157.8981 | 8482.557 | 8807.2159 | 9131.8747 | 9456.5336 | 9781.1925 | 10105.8514 | 10430.5102 | 10755.1691 | 11079.828 | 11417.4732 | 11755.1184 | 12092.7636 | 12430.4088 | 12768.0541 | 13105.6993 | 13443.3445 | 13780.9897 | 14118.6349 | 14456.2802
Embedded Gas | 689.3244 | 689.3244 | 689.3244 | 689.3244 | 689.3244 | 689.3244 | 689.3244 | 689.3244 | 689.3244 | 689.3244 | 689.3244 | 689.3244 | 689.3244 | 689.3244 | 689.3244 | 689.3244 | 689.3244 | 689.3244 | 689.3244 | 689.3244 | 689.3244
Embedded offshore wind | 0 | 0 | 0 | 0 | 0 | 0 | 0 | 0 | 0 | 0 | 0 | 0 | 0 | 0 | 0 | 0 | 0 | 0 | 0 | 0 | 0
Embedded onshore wind | 0 | 0 | 0 | 0 | 0 | 0 | 0 | 0 | 0 | 0 | 0 | 0 | 0 | 0 | 0 | 0 | 0 | 0 | 0 | 0 | 0
Embedded biomass | 0 | 0 | 0 | 0 | 0 | 0 | 0 | 0 | 0 | 0 | 0 | 0 | 0 | 0 | 0 | 0 | 0 | 0 | 0 | 0 | 0
Embedded tidal and wave | 0 | 0 | 0 | 0 | 0 | 0 | 0 | 0 | 0 | 0 | 0 | 0 | 0 | 0 | 0 | 0 | 0 | 0 | 0 | 0 | 0
Embedded hydro | 0 | 0 | 0 | 0 | 0 | 0 | 0 | 0 | 0 | 0 | 0 | 0 | 0 | 0 | 0 | 0 | 0 | 0 | 0 | 0 | 0
Total | 133610.0501 | 164812.258 | 160251.4334 | 156198.7076 | 150535.7204 | 112906.322 | 102036.3095 | 91640.3779 | 90129.4314 | 90071.6943 | 74167.2526 | 71533.9039 | 66383.4966 | 62274.0904 | 55164.7485 | 50671.8961 | 48183.9938 | 49193.2259 | 49917.1819 | 50990.2904 | 15145.6046
Carbon emissions by chart type
| 2011 | 2012 | 2013 | 2014 | 2015 | 2016 | 2017 | 2018 | 2019 | 2020 | 2021 | 2022 | 2023 | 2024 | 2025 | 2026 | 2027 | 2028 | 2029 | 2030 | 2031
Gas | 43318.6914 | 28935.3713 | 32987.2641 | 33211.081 | 34569.7064 | 40659.8916 | 41139.9659 | 41111.3044 | 46056.128 | 47900.1496 | 50858.7289 | 52707.3534 | 50975.1083 | 48717.2609 | 39422.1523 | 35157.666 | 32409.6103 | 33386.9444 | 34115.2344 | 35149.8509 | 15145.6046
Coal | 90291.3587 | 135876.8867 | 127264.1693 | 122987.6266 | 115742.9814 | 71428.6443 | 60078.5575 | 49711.2352 | 43255.4651 | 41353.7064 | 22490.6854 | 18008.7122 | 14590.55 | 11594.7935 | 11594.7935 | 11366.5389 | 11058.4118 | 11089.1196 | 11084.9067 | 11121.9696 | 0
Oil | 0 | 0 | 0 | 0 | 0 | 0 | 0 | 0 | 0 | 0 | 0 | 0 | 0 | 0 | 0 | 0 | 0 | 0 | 0 | 0 | 0
OCGT | 0 | 0 | 0 | 0 | 0 | 0 | 4.9998e-09 | 0 | 0 | 0 | 0 | 0 | 0 | 0 | 0 | 0 | 0 | 0 | 0 | 0 | 0
PS | 0 | 0 | 0 | 0 | 0 | 0 | 0 | 0 | 0 | 0 | 0 | 0 | 0 | 0 | 0 | 0 | 0 | 0 | 0 | 0 | 0
Nuclear | 0 | 0 | 0 | 0 | 0 | 0 | 0 | 0 | 0 | 0 | 0 | 0 | 0 | 0 | 0 | 0 | 0 | 0 | 0 | 0 | 0
CCS | 4.7738e-09 | 1.7443e-06 | 3.3212e-06 | 3.5995e-06 | 223.0326 | 817.7861 | 817.7861 | 817.8383 | 817.8383 | 817.8383 | 817.8383 | 817.8383 | 817.8383 | 1962.036 | 4147.8027 | 4147.6912 | 4715.9716 | 4717.1619 | 4717.0408 | 4718.47 | 0
Onshore wind | 0 | 0 | 0 | 0 | 0 | 0 | 0 | 0 | 0 | 0 | 0 | 0 | 0 | 0 | 0 | 0 | 0 | 0 | 0 | 0 | 0
Offshore wind | 0 | 0 | 0 | 0 | 0 | 0 | 0 | 0 | 0 | 0 | 0 | 0 | 0 | 0 | 0 | 0 | 0 | 0 | 0 | 0 | 0
Other renewable | 0 | 0 | 0 | 0 | 0 | 0 | 0 | 0 | 0 | 0 | 0 | 0 | 0 | 0 | 0 | 0 | 0 | 0 | 0 | 0 | 0
Total | 133610.0501 | 164812.258 | 160251.4334 | 156198.7076 | 150535.7204 | 112906.322 | 102036.3095 | 91640.3779 | 90129.4314 | 90071.6943 | 74167.2526 | 71533.9039 | 66383.4966 | 62274.0904 | 55164.7485 | 50671.8961 | 48183.9938 | 49193.2259 | 49917.1819 | 50990.2904 | 15145.6046
Inc total embedded of: | 8522.5637 | 8847.2226 | 9171.8815 | 9496.5403 | 9821.1992 | 10145.8581 | 10470.5169 | 10795.1758 | 11119.8347 | 11444.4935 | 11769.1524 | 12106.7976 | 12444.4428 | 12782.0881 | 13119.7333 | 13457.3785 | 13795.0237 | 14132.6689 | 14470.3142 | 14807.9594 | 15145.6046
Total carbon intensity (g/kWhr) | 405.2743 | 477.0303 | 463.6537 | 445.3674 | 427.0248 | 321.9038 | 289.2737 | 263.9363 | 257.5209 | 257.8484 | 207.8806 | 199.6415 | 182.8283 | 169.8194 | 145.9273 | 130.8766 | 121.9695 | 123.0438 | 123.5152 | 124.6761 | 182.2857
Carbon intensity (g/kWhr) - excl embed CHP | 406.5956 | 483.0289 | 468.9944 | 449.5653 | 430.0422 | 317.1416 | 281.8339 | 254.0259 | 246.8155 | 246.7863 | 192.3324 | 182.9084 | 164.2597 | 149.6555 | 123.5965 | 107.0656 | 97.1632 | 97.9715 | 98.1003 | 99.0303 | 15.1315
Renewable share
Data to calculate on EU basis:
| 2011 | 2012 | 2013 | 2014 | 2015 | 2016 | 2017 | 2018 | 2019 | 2020 | 2021 | 2022 | 2023 | 2024 | 2025 | 2026 | 2027 | 2028 | 2029 | 2030 | 2031
Consumption E in ESI (own use) | 15.851 | 15.626 | 15.542 | 15.13 | 15.485 | 15.236 | 14.84 | 13.382 | 13.214 | 12.513 | 11.293 | 11.144 | 11.339 | 11.473 | 10.585 | 10.835 | 11.16 | 11.57 | 12.076 | 12.533 | 12.736
Energy Industy excl own use and P/S | 8.6273 | 8.6273 | 8.6273 | 8.6273 | 8.6273 | 8.6273 | 8.6273 | 8.6273 | 8.6273 | 8.6273 | 8.6273 | 8.6273 | 8.6273 | 8.6273 | 8.6273 | 8.6273 | 8.6273 | 8.6273 | 8.6273 | 8.6273 | 8.6273
Consumption E in Rail Transport | 4.4826 | 4.4826 | 4.4826 | 4.4826 | 4.4826 | 4.4826 | 4.4826 | 4.4826 | 4.4826 | 4.4826 | 4.4826 | 4.4826 | 4.4826 | 4.4826 | 4.4826 | 4.4826 | 4.4826 | 4.4826 | 4.4826 | 4.4826 | 4.4826
Renewable generation | 37.3099 | 44.2375 | 46.6085 | 54.9571 | 62.1982 | 81.827 | 94.6356 | 100.7696 | 104.5018 | 106.1111 | 114.4236 | 115.883 | 117.6178 | 118.8573 | 123.9648 | 125.3618 | 127.5596 | 129.5548 | 131.9242 | 133.8563 | 43.7147
EU-consistent demand | 332.4192 | 348.0125 | 348.0595 | 352.7389 | 354.8973 | 352.8716 | 354.4628 | 347.4784 | 350.0928 | 348.7234 | 354.9612 | 356.346 | 361.3211 | 365.0708 | 375.504 | 384.8983 | 393.0998 | 398.2627 | 403.1042 | 408.4052 | 82.7133
Renewable share | 11.22% | 12.71% | 13.39% | 15.58% | 17.53% | 23.19% | 26.7% | 29% | 29.85% | 30.43% | 32.24% | 32.52% | 32.55% | 32.56% | 33.01% | 32.57% | 32.45% | 32.53% | 32.73% | 32.78% | 52.85%
Capacity by aggregated zones
| 2011 | 2012 | 2013 | 2014 | 2015 | 2016 | 2017 | 2018 | 2019 | 2020 | 2021 | 2022 | 2023 | 2024 | 2025 | 2026 | 2027 | 2028 | 2029 | 2030 | 2031
S England & S Wales | 30894 | 32261.5031 | 25436.5244 | 25872.104 | 25673.7533 | 25368.0346 | 24572.3993 | 24587.1031 | 25919.5492 | 27603.0315 | 34881.7472 | 34891.6633 | 36571.836 | 36961.8216 | 37928.196 | 39590.1955 | 37507.2673 | 37562.6121 | 37678.1822 | 37723.1006 | 36511.1006
Midlands & N Wales | 16645 | 17541.7651 | 16720.3704 | 18887.4354 | 17442.2047 | 17607.5779 | 17764.7851 | 17776.8931 | 17787.9655 | 17799.0677 | 16838.2448 | 14344.4103 | 14352.7871 | 11374.0099 | 11003.3763 | 12213.2575 | 12275.0764 | 12320.6509 | 12415.8186 | 12452.8073 | 12452.8073
N England | 21118 | 21155.2787 | 20929.4785 | 20915.3188 | 20997.5327 | 20906.7347 | 17779.563 | 17131.4273 | 17146.8489 | 13852.3122 | 12822.3085 | 12064.6815 | 11560.3489 | 11249.8016 | 13202.8472 | 12116.6099 | 14202.7118 | 14266.1883 | 14398.7389 | 14450.257 | 13247.257
S Scotland | 8386 | 7918.35 | 7661.4 | 8097.6 | 8177.8 | 8440.2383 | 8886.0767 | 8886.0767 | 8315.0767 | 8315.0767 | 7744.0767 | 7744.0767 | 7744.0767 | 6670.0767 | 6670.0767 | 6670.0767 | 6670.0767 | 6670.0767 | 6670.0767 | 6670.0767 | 5455.0767
N Scotland | 2943 | 2943.1 | 3451.2 | 2852.7 | 3262.7 | 3308.9247 | 4214.7851 | 4248.3531 | 4364.1903 | 4364.1903 | 4480.0275 | 4480.0275 | 4595.8647 | 4595.8647 | 4711.7019 | 4711.7019 | 4827.5391 | 4827.5391 | 4827.5391 | 4827.5391 | 4827.5391
Offshore South | 826 | 2353.3 | 2353.3 | 2353.3 | 3185.3 | 3983.3 | 5157.3 | 5961.3 | 5961.3 | 5961.3 | 5961.3 | 5961.3 | 5961.3 | 5961.3 | 5961.3 | 5961.3 | 5961.3 | 5961.3 | 5961.3 | 5961.3 | 5961.3
Offshore Irish Sea | 555 | 825 | 825 | 1532 | 1532 | 1532 | 1532 | 1532 | 1532 | 1532 | 1532 | 1532 | 1532 | 1532 | 1532 | 1532 | 1532 | 1532 | 1532 | 1532 | 1532
Offshore E England | 8e-06 | 8e-06 | 8e-06 | 705 | 1205 | 1705 | 2105 | 2305 | 2905 | 2905 | 2905 | 2905 | 2905 | 2905 | 2905 | 2905 | 2905 | 2905 | 2905 | 2905 | 2905
Offshore Scotland | 20 | 20 | 20 | 470 | 470 | 470 | 470 | 470 | 470 | 470 | 470 | 470 | 470 | 470 | 1375 | 1375 | 1375 | 1375 | 1375 | 1375 | 1375
Total | 81387.0001 | 85018.2969 | 77397.2733 | 81685.4582 | 81946.2908 | 83321.8103 | 82481.9092 | 82898.1533 | 84401.9307 | 82801.9785 | 87634.7046 | 84393.1593 | 85693.2134 | 81719.8745 | 85289.4981 | 87075.1416 | 87255.9713 | 87420.3672 | 87763.6555 | 87897.0807 | 84267.0807
TNUoS charges by zone
Generator DS Zonal Tariff (£/kW)
Generation - Wider Tariffs in Y+1
Zone No. | Zone Name | 2011 | 2012 | 2013 | 2014 | 2015 | 2016 | 2017 | 2018 | 2019 | 2020 | 2021 | 2022 | 2023 | 2024 | 2025 | 2026 | 2027 | 2028 | 2029 | 2030
1 | North Scotland | 0 | 22.9806 | 25.7931 | 25.2945 | 25.2938 | 32.5142 | 33.0999 | 31.5734 | 36.4912 | 34.5041 | 32.9484 | 33.0139 | 32.1131 | 32.1602 | 32.5592 | 32.0243 | 32.1054 | 33.2657 | 33.3507 | 33.4322
2 | Peterhead | 0 | 20.5526 | 22.806 | 20.2658 | 18.2618 | 25.625 | -0.24221 | 0.068733 | -3.0392 | -2.126 | -1.3139 | -0.58644 | -0.21581 | 1.1672 | 0.051562 | 0.02806 | -0.11257 | -0.60814 | -0.52315 | -0.49153
3 | Western Highland & Skye | 0 | 24.2915 | 26.7332 | 25.752 | 27.6252 | 35.9685 | 34.7631 | 35.199 | 40.1733 | 38.087 | 34.8215 | 34.9472 | 34.1672 | 34.4529 | 34.8524 | 34.3077 | 34.4748 | 35.6441 | 35.7291 | 35.8107
4 | Central Highlands | 0 | 18.3221 | 21.2112 | 20.55 | 21.0456 | 28.6698 | 27.7925 | 27.4412 | 32.2191 | 30.7653 | 28.427 | 28.6495 | 27.8432 | 27.8321 | 28.0035 | 27.4328 | 27.5203 | 28.7135 | 28.7985 | 28.8804
5 | Argyll | 0 | 15.1934 | 16.6818 | 16.5809 | 16.4781 | 24.8386 | 23.6521 | 24.4649 | 29.0851 | 28.7011 | 26.531 | 26.8146 | 25.9612 | 25.4295 | 25.3617 | 24.7454 | 24.6644 | 25.8998 | 25.9848 | 26.0672
6 | Stirlingshire | 0 | 14.3081 | 15.7588 | 14.9521 | 14.7127 | 21.724 | 21.0926 | 19.7521 | 24.3898 | 22.1653 | 20.4559 | 19.5037 | 18.7587 | 18.6413 | 18.9029 | 18.3488 | 18.7045 | 19.8702 | 19.9552 | 20.0373
7 | South Scotland | 0 | 11.8726 | 13.6215 | 13.1576 | 13.2504 | 20.4143 | 18.4025 | 17.8143 | 23.2045 | 22.5101 | 20.7085 | 20.8629 | 20.1335 | 18.5908 | 19.8146 | 19.3957 | 19.8261 | 20.8768 | 20.9618 | 21.042
8 | Auchencrosh | 0 | 15.1346 | 14.3459 | 13.9031 | 16.5017 | 25.0876 | 23.1781 | 22.6864 | 26.8959 | 26.5955 | 24.5006 | 24.603 | 23.7171 | 23.6722 | 23.5427 | 22.8805 | 23.1494 | 24.4236 | 24.5086 | 24.5916
9 | Humber & Lancashire | 0 | 5.3268 | 6.2184 | 6.0689 | 6.187 | 5.3583 | 4.8957 | 5.4159 | 4.9189 | 4.3999 | 3.7147 | 3.401 | 3.167 | 2.7163 | 2.4708 | 2.348 | 2.6605 | 3.4449 | 3.516 | 3.5866
10 | North East England | 0 | 6.671 | 8.5053 | 7.9546 | 8.025 | 9.2641 | 8.1296 | 7.9692 | 6.3597 | 3.7967 | 1.8036 | 1.2894 | 0.93683 | 0.69686 | 7.1116 | 6.9904 | 7.2217 | 7.9516 | 7.9245 | 7.9585
11 | Anglesey | 0 | 6.3103 | 7.2597 | 7.1586 | 5.4243 | 0.83798 | 0.87315 | 1.0786 | 0.74705 | 2.4433 | 1.9274 | 1.6988 | 1.2469 | 0.69107 | 0.023093 | -0.17822 | -0.2863 | 0.25448 | 0.33947 | 0.43921
12 | Dinorwig | 0 | 5.5375 | 6.4864 | 6.3853 | 6.1976 | 1.6113 | 1.6465 | 1.852 | 1.5204 | 1.6699 | 1.1541 | 0.92548 | 0.47362 | -0.082255 | -0.75023 | -0.95154 | -1.0596 | -0.51884 | -0.43385 | -0.33411
13 | South Yorks & North Wales | 0 | 3.6133 | 4.129 | 4.0089 | 4.0071 | 1.8624 | 1.3655 | 1.6087 | 0.73198 | 1.331 | 1.2202 | 1.3864 | 1.371 | 0.77118 | 0.65024 | 0.96218 | 0.95949 | 1.1736 | 1.2592 | 1.323
14 | Midlands | 0 | 1.3297 | 1.7168 | 1.9552 | 2.048 | 0.074474 | -0.48211 | -0.30788 | -1.1667 | -0.3521 | 1.1919 | 1.6303 | 2.3624 | 3.5998 | 3.1872 | 3.1961 | 3.0865 | 2.6303 | 2.71 | 2.7662
15 | South Wales & Gloucester | 0 | 0.78045 | 2.4195 | 2.2438 | 2.5607 | 1.3171 | 0.21398 | -0.34868 | -0.7254 | 2.2177 | 1.2652 | 2.0114 | 2.2755 | 3.0665 | 1.0817 | 1.2154 | 1.0966 | 0.90886 | 0.9831 | 2.0087
16 | Central London | 0 | -8.6305 | -5.0903 | -5.5709 | -4.739 | -7.3326 | -7.7943 | -7.2928 | -8.0495 | -6.9434 | -4.9885 | -4.3735 | 1.2301 | 2.6844 | 1.9161 | 1.6542 | 1.5309 | 1.0699 | 1.1549 | 1.1807
17 | South East | 0 | 0.27929 | -0.64576 | -1.23 | -1.1441 | -2.9044 | -3.3501 | -2.4885 | -3.3682 | -2.4628 | -0.12364 | 0.18022 | 0.95979 | 2.6182 | 1.3037 | 1.7957 | 1.6678 | 1.1818 | 1.267 | 1.2582
18 | Oxon & South Coast | 0 | -2.3347 | -2.5805 | -2.2839 | -2.431 | -4.466 | -4.9705 | -4.021 | -4.9872 | -3.4091 | -2.1105 | -1.4059 | -0.98592 | 0.20974 | -0.83256 | -0.48868 | -0.61096 | -0.93125 | -0.84569 | -0.88003
19 | Wessex | 0 | -3.2178 | -3.712 | -3.9396 | -3.5279 | -5.4143 | -6.2336 | -3.2345 | -3.4465 | -0.14378 | -0.36205 | 0.79237 | 0.75517 | 1.9171 | 1.0633 | 1.3834 | 1.2655 | 0.99787 | 1.0834 | 0.89971
20 | Peninsula | 0 | -7.0533 | -5.7674 | -5.8084 | -5.6024 | -6.0421 | -5.3155 | -0.8899 | -0.64966 | 1.1039 | 0.79437 | 1.8803 | 1.8987 | 2.9727 | 2.1602 | 2.4496 | 2.3332 | 2.0782 | 2.1649 | 1.9612
Generator DS Zonal Tariff (£/kW)
Generation - Wider Tariffs in Y+5
Zone No. | Zone Name | 2011 | 2012 | 2013 | 2014 | 2015 | 2016 | 2017 | 2018 | 2019 | 2020 | 2021 | 2022 | 2023 | 2024 | 2025 | 2026 | 2027 | 2028 | 2029 | 2030
1 | North Scotland | 0 | 0 | 0 | 0 | 0 | 33.9461 | 33.236 | 33.6419 | 33.901 | 33.2351 | 31.7031 | 35.0754 | 34.8868 | 36.7322 | 32.8393 | 32.7883 | 32.9838 | 33.9657 | 32.8131 | 31.7422
2 | Peterhead | 0 | 0 | 0 | 0 | 0 | 29.0592 | 28.3486 | 28.5393 | 26.925 | 27.6945 | -0.82078 | 29.8349 | -1.3358 | 30.9258 | -0.15382 | -0.34629 | 0.67762 | -0.38481 | -0.24874 | -0.12386
3 | Western Highland & Skye | 0 | 0 | 0 | 0 | 0 | 36.8848 | 36.1762 | 34.7352 | 37.2281 | 35.0988 | 33.7469 | 36.6627 | 36.49 | 35.9216 | 32.2344 | 31.9923 | 32.3253 | 33.1884 | 35.1019 | 34.0467
4 | Central Highlands | 0 | 0 | 0 | 0 | 0 | 30.2721 | 29.567 | 28.8466 | 29.7559 | 28.4834 | 27.1383 | 29.895 | 29.9736 | 29.9696 | 26.7525 | 26.5691 | 26.9502 | 27.4021 | 28.231 | 27.0762
5 | Argyll | 0 | 0 | 0 | 0 | 0 | 25.8661 | 25.1688 | 24.7365 | 25.5191 | 25.3752 | 24.9029 | 27.6383 | 27.6926 | 26.8047 | 24.5312 | 24.4458 | 24.682 | 24.5403 | 25.7832 | 24.4564
6 | Stirlingshire | 0 | 0 | 0 | 0 | 0 | 23.4754 | 22.7731 | 22.1649 | 23.1264 | 21.7246 | 20.3203 | 23.4379 | 20.5866 | 24.2424 | 18.5253 | 18.3697 | 18.1656 | 19.2902 | 19.5756 | 18.3821
7 | South Scotland | 0 | 0 | 0 | 0 | 0 | 21.6721 | 20.9649 | 19.9809 | 21.4212 | 19.0242 | 17.7161 | 21.209 | 21.809 | 20.7351 | 19.6921 | 19.2236 | 18.6902 | 20.0618 | 20.7825 | 20.0648
8 | Auchencrosh | 0 | 0 | 0 | 0 | 0 | 23.5511 | 22.8782 | 23.8641 | 25.5833 | 24.4051 | 22.7955 | 24.9549 | 25.844 | 25.8841 | 23.4129 | 22.7954 | 22.9902 | 23.5729 | 24.6464 | 23.1068
9 | Humber & Lancashire | 0 | 0 | 0 | 0 | 0 | 6.012 | 5.4975 | 4.6182 | 5.89 | 4.5147 | 4.0992 | 2.6223 | 4.0056 | 3.0235 | 3.4687 | 4.1013 | 2.9933 | 3.4852 | 3.7401 | 3.4076
10 | North East England | 0 | 0 | 0 | 0 | 0 | 10.4492 | 9.6693 | 8.9871 | 10.1643 | 7.9998 | 6.5899 | 2.3187 | 2.2689 | 2.9273 | 6.8232 | 5.3769 | 3.8822 | 6.9555 | 7.4286 | 7.3315
11 | Anglesey | 0 | 0 | 0 | 0 | 0 | 1.3403 | 0.79795 | -0.23081 | 1.2349 | 1.9526 | 1.9495 | 0.49127 | 2.0709 | 0.95687 | 0.74408 | 0.49058 | 0.18631 | 0.56016 | 0.34349 | -0.10629
12 | Dinorwig | 0 | 0 | 0 | 0 | 0 | 2.1136 | 1.5713 | 0.54251 | 2.0082 | 1.1792 | 1.1761 | -0.28205 | 1.2976 | 0.18355 | -0.029245 | -0.28275 | -0.58701 | -0.21316 | -0.42984 | -0.87961
13 | South Yorks & North Wales | 0 | 0 | 0 | 0 | 0 | 2.6048 | 2.1046 | 1.1648 | 2.4514 | 1.2129 | 0.76556 | -0.38947 | 1.2441 | 0.16567 | 1.0404 | 1.382 | 1.2768 | 1.0778 | 1.1888 | 1.4636
14 | Midlands | 0 | 0 | 0 | 0 | 0 | 0.82366 | 0.32575 | -0.65993 | 0.60709 | -0.58635 | -1.0128 | -0.76498 | 1.1959 | 0.26386 | 2.0367 | 2.0211 | 3.627 | 2.8536 | 3.157 | 3.2215
15 | South Wales & Gloucester | 0 | 0 | 0 | 0 | 0 | 1.2557 | 0.70484 | -0.25415 | 1.8573 | 0.91854 | 0.68636 | 1.1526 | 2.693 | 1.993 | 1.9232 | 0.86733 | 1.6945 | 0.66045 | 0.77521 | 1.2534
16 | Central London | 0 | 0 | 0 | 0 | 0 | -6.5168 | -6.9848 | -7.807 | -6.7503 | -7.9234 | -8.4173 | -2.457 | 0.4731 | -0.61234 | 1.8745 | 1.5584 | 2.5396 | 1.5847 | 1.7268 | 1.6082
17 | South East | 0 | 0 | 0 | 0 | 0 | -2.1093 | -2.581 | -3.3481 | -2.3168 | -3.6079 | -4.0015 | -3.9864 | -1.7861 | -2.0157 | 1.1524 | 0.95943 | 1.9521 | 0.94559 | 1.0761 | 1.6278
18 | Oxon & South Coast | 0 | 0 | 0 | 0 | 0 | -3.4039 | -3.9968 | -5.4766 | -4.6567 | -5.1938 | -5.7989 | -4.1867 | -1.7045 | -2.4 | -1.1018 | -1.0317 | -0.039597 | -1.0407 | -0.9279 | -0.50119
19 | Wessex | 0 | 0 | 0 | 0 | 0 | -5.0751 | -5.6838 | -6.8662 | -5.1566 | -2.1622 | -2.3669 | -1.2337 | 1.2032 | 0.86591 | 0.65132 | 0.85749 | 1.8149 | 0.80399 | 0.92358 | 1.4033
20 | Peninsula | 0 | 0 | 0 | 0 | 0 | -6.996 | -7.5903 | -10.0104 | -5.6481 | -1.125 | -0.49793 | 1.2129 | 2.2442 | 3.5265 | 1.7237 | 1.979 | 2.9317 | 1.9198 | 2.002 | 2.4796
Generator CBA Zonal Tariff (£/kW)
Generation - Wider Year Round Shared Tariffs in Y+1
Zone No. | Zone Name | 2011 | 2012 | 2013 | 2014 | 2015 | 2016 | 2017 | 2018 | 2019 | 2020 | 2021 | 2022 | 2023 | 2024 | 2025 | 2026 | 2027 | 2028 | 2029 | 2030
1 | North Scotland | 0 | 0 | 0 | 0 | 0 | 0 | 0 | 0 | 0 | 0 | 0 | 0 | 0 | 0 | 0 | 0 | 0 | 0 | 0 | 0
2 | Peterhead | 0 | 0 | 0 | 0 | 0 | 0 | 0 | 0 | 0 | 0 | 0 | 0 | 0 | 0 | 0 | 0 | 0 | 0 | 0 | 0
3 | Western Highland & Skye | 0 | 0 | 0 | 0 | 0 | 0 | 0 | 0 | 0 | 0 | 0 | 0 | 0 | 0 | 0 | 0 | 0 | 0 | 0 | 0
4 | Central Highlands | 0 | 0 | 0 | 0 | 0 | 0 | 0 | 0 | 0 | 0 | 0 | 0 | 0 | 0 | 0 | 0 | 0 | 0 | 0 | 0
5 | Argyll | 0 | 0 | 0 | 0 | 0 | 0 | 0 | 0 | 0 | 0 | 0 | 0 | 0 | 0 | 0 | 0 | 0 | 0 | 0 | 0
6 | Stirlingshire | 0 | 0 | 0 | 0 | 0 | 0 | 0 | 0 | 0 | 0 | 0 | 0 | 0 | 0 | 0 | 0 | 0 | 0 | 0 | 0
7 | South Scotland | 0 | 0 | 0 | 0 | 0 | 0 | 0 | 0 | 0 | 0 | 0 | 0 | 0 | 0 | 0 | 0 | 0 | 0 | 0 | 0
8 | Auchencrosh | 0 | 0 | 0 | 0 | 0 | 0 | 0 | 0 | 0 | 0 | 0 | 0 | 0 | 0 | 0 | 0 | 0 | 0 | 0 | 0
9 | Humber & Lancashire | 0 | 0 | 0 | 0 | 0 | 0 | 0 | 0 | 0 | 0 | 0 | 0 | 0 | 0 | 0 | 0 | 0 | 0 | 0 | 0
10 | North East England | 0 | 0 | 0 | 0 | 0 | 0 | 0 | 0 | 0 | 0 | 0 | 0 | 0 | 0 | 0 | 0 | 0 | 0 | 0 | 0
11 | Anglesey | 0 | 0 | 0 | 0 | 0 | 0 | 0 | 0 | 0 | 0 | 0 | 0 | 0 | 0 | 0 | 0 | 0 | 0 | 0 | 0
12 | Dinorwig | 0 | 0 | 0 | 0 | 0 | 0 | 0 | 0 | 0 | 0 | 0 | 0 | 0 | 0 | 0 | 0 | 0 | 0 | 0 | 0
13 | South Yorks & North Wales | 0 | 0 | 0 | 0 | 0 | 0 | 0 | 0 | 0 | 0 | 0 | 0 | 0 | 0 | 0 | 0 | 0 | 0 | 0 | 0
14 | Midlands | 0 | 0 | 0 | 0 | 0 | 0 | 0 | 0 | 0 | 0 | 0 | 0 | 0 | 0 | 0 | 0 | 0 | 0 | 0 | 0
15 | South Wales & Gloucester | 0 | 0 | 0 | 0 | 0 | 0 | 0 | 0 | 0 | 0 | 0 | 0 | 0 | 0 | 0 | 0 | 0 | 0 | 0 | 0
16 | Central London | 0 | 0 | 0 | 0 | 0 | 0 | 0 | 0 | 0 | 0 | 0 | 0 | 0 | 0 | 0 | 0 | 0 | 0 | 0 | 0
17 | South East | 0 | 0 | 0 | 0 | 0 | 0 | 0 | 0 | 0 | 0 | 0 | 0 | 0 | 0 | 0 | 0 | 0 | 0 | 0 | 0
18 | Oxon & South Coast | 0 | 0 | 0 | 0 | 0 | 0 | 0 | 0 | 0 | 0 | 0 | 0 | 0 | 0 | 0 | 0 | 0 | 0 | 0 | 0
19 | Wessex | 0 | 0 | 0 | 0 | 0 | 0 | 0 | 0 | 0 | 0 | 0 | 0 | 0 | 0 | 0 | 0 | 0 | 0 | 0 | 0
20 | Peninsula | 0 | 0 | 0 | 0 | 0 | 0 | 0 | 0 | 0 | 0 | 0 | 0 | 0 | 0 | 0 | 0 | 0 | 0 | 0 | 0
Generator CBA Zonal Tariff (£/kW)
Generation - Wider Year Round Shared Tariffs in Y+5
Zone No. | Zone Name | 2011 | 2012 | 2013 | 2014 | 2015 | 2016 | 2017 | 2018 | 2019 | 2020 | 2021 | 2022 | 2023 | 2024 | 2025 | 2026 | 2027 | 2028 | 2029 | 2030
1 | North Scotland | 0 | 0 | 0 | 0 | 0 | 0 | 0 | 0 | 0 | 0 | 0 | 0 | 0 | 0 | 0 | 0 | 0 | 0 | 0 | 0
2 | Peterhead | 0 | 0 | 0 | 0 | 0 | 0 | 0 | 0 | 0 | 0 | 0 | 0 | 0 | 0 | 0 | 0 | 0 | 0 | 0 | 0
3 | Western Highland & Skye | 0 | 0 | 0 | 0 | 0 | 0 | 0 | 0 | 0 | 0 | 0 | 0 | 0 | 0 | 0 | 0 | 0 | 0 | 0 | 0
4 | Central Highlands | 0 | 0 | 0 | 0 | 0 | 0 | 0 | 0 | 0 | 0 | 0 | 0 | 0 | 0 | 0 | 0 | 0 | 0 | 0 | 0
5 | Argyll | 0 | 0 | 0 | 0 | 0 | 0 | 0 | 0 | 0 | 0 | 0 | 0 | 0 | 0 | 0 | 0 | 0 | 0 | 0 | 0
6 | Stirlingshire | 0 | 0 | 0 | 0 | 0 | 0 | 0 | 0 | 0 | 0 | 0 | 0 | 0 | 0 | 0 | 0 | 0 | 0 | 0 | 0
7 | South Scotland | 0 | 0 | 0 | 0 | 0 | 0 | 0 | 0 | 0 | 0 | 0 | 0 | 0 | 0 | 0 | 0 | 0 | 0 | 0 | 0
8 | Auchencrosh | 0 | 0 | 0 | 0 | 0 | 0 | 0 | 0 | 0 | 0 | 0 | 0 | 0 | 0 | 0 | 0 | 0 | 0 | 0 | 0
9 | Humber & Lancashire | 0 | 0 | 0 | 0 | 0 | 0 | 0 | 0 | 0 | 0 | 0 | 0 | 0 | 0 | 0 | 0 | 0 | 0 | 0 | 0
10 | North East England | 0 | 0 | 0 | 0 | 0 | 0 | 0 | 0 | 0 | 0 | 0 | 0 | 0 | 0 | 0 | 0 | 0 | 0 | 0 | 0
11 | Anglesey | 0 | 0 | 0 | 0 | 0 | 0 | 0 | 0 | 0 | 0 | 0 | 0 | 0 | 0 | 0 | 0 | 0 | 0 | 0 | 0
12 | Dinorwig | 0 | 0 | 0 | 0 | 0 | 0 | 0 | 0 | 0 | 0 | 0 | 0 | 0 | 0 | 0 | 0 | 0 | 0 | 0 | 0
13 | South Yorks & North Wales | 0 | 0 | 0 | 0 | 0 | 0 | 0 | 0 | 0 | 0 | 0 | 0 | 0 | 0 | 0 | 0 | 0 | 0 | 0 | 0
14 | Midlands | 0 | 0 | 0 | 0 | 0 | 0 | 0 | 0 | 0 | 0 | 0 | 0 | 0 | 0 | 0 | 0 | 0 | 0 | 0 | 0
15 | South Wales & Gloucester | 0 | 0 | 0 | 0 | 0 | 0 | 0 | 0 | 0 | 0 | 0 | 0 | 0 | 0 | 0 | 0 | 0 | 0 | 0 | 0
16 | Central London | 0 | 0 | 0 | 0 | 0 | 0 | 0 | 0 | 0 | 0 | 0 | 0 | 0 | 0 | 0 | 0 | 0 | 0 | 0 | 0
17 | South East | 0 | 0 | 0 | 0 | 0 | 0 | 0 | 0 | 0 | 0 | 0 | 0 | 0 | 0 | 0 | 0 | 0 | 0 | 0 | 0
18 | Oxon & South Coast | 0 | 0 | 0 | 0 | 0 | 0 | 0 | 0 | 0 | 0 | 0 | 0 | 0 | 0 | 0 | 0 | 0 | 0 | 0 | 0
19 | Wessex | 0 | 0 | 0 | 0 | 0 | 0 | 0 | 0 | 0 | 0 | 0 | 0 | 0 | 0 | 0 | 0 | 0 | 0 | 0 | 0
20 | Peninsula | 0 | 0 | 0 | 0 | 0 | 0 | 0 | 0 | 0 | 0 | 0 | 0 | 0 | 0 | 0 | 0 | 0 | 0 | 0 | 0
Demand HH Zonal Tariff (£/kW)
Demand in Y+1
Zone No. | Zone Name. | 2011 | 2012 | 2013 | 2014 | 2015 | 2016 | 2017 | 2018 | 2019 | 2020 | 2021 | 2022 | 2023 | 2024 | 2025 | 2026 | 2027 | 2028 | 2029 | 2030
1 | Northern Scotland | 0 | 10.1464 | 9.7745 | 15.6259 | 19.1188 | 14.1297 | 16.1988 | 19.9649 | 16.9679 | 20.7936 | 23.534 | 24.2511 | 25.8802 | 26.9607 | 27.0527 | 28.1056 | 28.464 | 27.8179 | 28.2321 | 28.6376
2 | Southern Scotland | 0 | 14.7701 | 15.6172 | 20.5405 | 23.5505 | 18.4825 | 22.0038 | 25.5361 | 22.767 | 25.7332 | 28.5787 | 29.2575 | 30.9155 | 32.3099 | 32.6024 | 33.6903 | 34.0252 | 33.3484 | 33.7626 | 34.1677
3 | Northern | 0 | 20.7247 | 21.3183 | 26.3273 | 29.6579 | 31.1513 | 34.4085 | 37.4374 | 39.8979 | 42.8828 | 45.6083 | 46.7232 | 47.9566 | 49.5582 | 48.2338 | 48.8272 | 49.0681 | 48.8322 | 49.2464 | 49.6577
4 | North West | 0 | 23.1421 | 24.5397 | 29.2034 | 32.6187 | 36.6058 | 39.5381 | 42.3972 | 44.4839 | 46.89 | 48.461 | 49.5404 | 50.7785 | 52.4241 | 53.1097 | 53.8741 | 54.27 | 54.057 | 54.4712 | 54.8718
5 | Yorkshire | 0 | 23.6606 | 24.988 | 29.7666 | 33.0603 | 36.8684 | 39.9945 | 42.804 | 45.7872 | 47.9779 | 49.4024 | 50.5444 | 51.64 | 53.4139 | 53.7356 | 54.2934 | 54.6486 | 54.5265 | 54.9408 | 55.3526
6 | N Wales & Mersey | 0 | 23.5778 | 24.9196 | 29.697 | 33.0363 | 39.6535 | 42.4534 | 45.163 | 47.3706 | 49.29 | 50.7346 | 51.78 | 53.0651 | 54.7619 | 55.8601 | 56.5879 | 57.1707 | 57.1145 | 57.5287 | 57.9055
7 | East Midlands | 0 | 25.992 | 27.8467 | 32.2705 | 35.6426 | 40.087 | 43.0076 | 45.5585 | 48.458 | 49.9722 | 50.9103 | 51.8455 | 52.6718 | 53.9931 | 54.9259 | 55.4208 | 56.032 | 56.3965 | 56.8107 | 57.2228
8 | Midlands | 0 | 27.4533 | 28.7646 | 33.0812 | 36.5203 | 41.4041 | 44.378 | 47.2845 | 49.9924 | 51.3992 | 52.9064 | 53.8122 | 54.8845 | 56.0132 | 57.2104 | 57.6745 | 58.2827 | 58.7228 | 59.137 | 59.4437
9 | Eastern | 0 | 26.7697 | 29.4927 | 33.9382 | 37.2474 | 41.6399 | 44.4839 | 46.946 | 49.825 | 50.466 | 49.7483 | 50.0025 | 50.493 | 50.3541 | 51.913 | 52.443 | 53.1 | 54.1526 | 54.5668 | 55.0267
10 | South Wales | 0 | 26.4705 | 27.2214 | 31.922 | 34.8917 | 38.9518 | 42.4208 | 46.4855 | 48.8411 | 47.876 | 49.6791 | 49.7526 | 50.3384 | 50.8204 | 53.5554 | 53.932 | 54.5768 | 55.2794 | 55.6936 | 54.9849
11 | South East | 0 | 28.8769 | 32.4588 | 36.8537 | 40.1649 | 44.6509 | 47.625 | 49.2184 | 52.1382 | 53.2271 | 51.8808 | 52.6825 | 52.3875 | 51.7384 | 53.8706 | 53.5165 | 54.1765 | 55.1522 | 55.5664 | 56.0834
12 | London | 0 | 30.0691 | 33.6318 | 39.2811 | 42.3929 | 47.0847 | 49.9019 | 52.1955 | 54.9275 | 55.787 | 54.4366 | 54.7509 | 54.9784 | 54.4881 | 56.4372 | 56.4484 | 57.1113 | 58.2563 | 58.6705 | 59.159
13 | Southern | 0 | 30.8496 | 33.3033 | 37.4906 | 40.9 | 45.2671 | 48.2404 | 49.8153 | 52.5039 | 52.1224 | 52.6504 | 52.3946 | 53.1292 | 53.4019 | 54.653 | 55.1679 | 55.8228 | 56.6487 | 57.063 | 57.63
14 | South Western | 0 | 31.9571 | 33.0944 | 37.7344 | 40.7797 | 44.4432 | 47.2506 | 47.5351 | 49.4161 | 48.7288 | 50.0261 | 49.8495 | 50.6125 | 50.7381 | 52.2424 | 52.5087 | 53.158 | 53.9155 | 54.3297 | 54.8546
Demand HH Zonal Tariff (£/kW)
Demand in Y+5
Zone No. | Zone Name. | 2011 | 2012 | 2013 | 2014 | 2015 | 2016 | 2017 | 2018 | 2019 | 2020 | 2021 | 2022 | 2023 | 2024 | 2025 | 2026 | 2027 | 2028 | 2029 | 2030
1 | Northern Scotland | 0 | 0 | 0 | 0 | 0 | 17.3882 | 15.1794 | 17.4018 | 17.4185 | 20.4417 | 24.2378 | 22.5461 | 23.2312 | 21.9652 | 27.4131 | 28.3465 | 28.5848 | 28.3328 | 28.7847 | 30.3032
2 | Southern Scotland | 0 | 0 | 0 | 0 | 0 | 22.6154 | 20.3958 | 22.8265 | 22.0426 | 25.7515 | 29.6765 | 28.2473 | 28.4903 | 28.0467 | 32.6973 | 33.7011 | 34.0381 | 33.9922 | 34.0625 | 35.7405
3 | Northern | 0 | 0 | 0 | 0 | 0 | 34.8421 | 32.7312 | 35.593 | 34.7557 | 39.2678 | 42.4188 | 45.9858 | 46.295 | 45.8317 | 47.8809 | 49.3041 | 51.1549 | 49.4737 | 49.5914 | 50.0137
4 | North West | 0 | 0 | 0 | 0 | 0 | 40.8381 | 38.4694 | 41.4793 | 40.4979 | 44.0082 | 47.2528 | 50.0025 | 49.3479 | 50.1576 | 51.8907 | 52.3396 | 53.6487 | 53.8735 | 54.3487 | 55.4344
5 | Yorkshire | 0 | 0 | 0 | 0 | 0 | 41.1771 | 38.7537 | 41.7911 | 40.8439 | 44.6667 | 47.7981 | 51.3142 | 50.2984 | 51.281 | 52.4862 | 52.3397 | 53.7532 | 54.1296 | 54.5662 | 55.1856
6 | N Wales & Mersey | 0 | 0 | 0 | 0 | 0 | 43.8855 | 41.5137 | 44.5632 | 43.5105 | 46.8686 | 49.9895 | 52.7154 | 51.7029 | 52.7599 | 54.64 | 55.4985 | 56.4135 | 56.7226 | 57.4687 | 58.4297
7 | East Midlands | 0 | 0 | 0 | 0 | 0 | 44.4139 | 41.9986 | 45.0571 | 44.1007 | 47.6067 | 50.6852 | 53.2886 | 51.9 | 53.2319 | 53.8586 | 54.546 | 55.0287 | 56.0766 | 56.5852 | 56.9875
8 | Midlands | 0 | 0 | 0 | 0 | 0 | 45.9409 | 43.5497 | 46.6811 | 45.4592 | 48.8802 | 51.8377 | 54.6206 | 53.5212 | 54.7645 | 56.0751 | 56.8847 | 57.4133 | 58.4385 | 59.0213 | 59.4377
9 | Eastern | 0 | 0 | 0 | 0 | 0 | 45.8348 | 43.3904 | 46.3878 | 45.6164 | 49.1214 | 52.0567 | 52.9914 | 51.2053 | 51.914 | 51.4409 | 52.4482 | 52.0038 | 53.6415 | 54.1219 | 54.4671
10 | South Wales | 0 | 0 | 0 | 0 | 0 | 43.8755 | 41.5078 | 44.7427 | 42.9609 | 46.0487 | 49.0416 | 50.4977 | 49.4143 | 50.0314 | 51.9824 | 53.8735 | 53.6147 | 55.3193 | 55.8531 | 55.844
11 | South East | 0 | 0 | 0 | 0 | 0 | 48.9212 | 46.554 | 49.4153 | 48.7759 | 52.3734 | 55.5333 | 56.3761 | 54.3417 | 54.8992 | 53.5736 | 54.2698 | 53.8095 | 55.4934 | 55.9941 | 55.602
12 | London | 0 | 0 | 0 | 0 | 0 | 51.3036 | 48.8317 | 51.784 | 51.0289 | 54.523 | 57.6625 | 59.0223 | 57.1654 | 57.405 | 56.1516 | 57.0677 | 56.6034 | 58.2885 | 58.7824 | 58.68
13 | Southern | 0 | 0 | 0 | 0 | 0 | 49.6779 | 47.329 | 50.2286 | 49.3964 | 51.6312 | 54.5821 | 54.9439 | 52.9077 | 53.2512 | 54.4652 | 55.0863 | 54.6385 | 56.3222 | 56.8344 | 57.1431
14 | South Western | 0 | 0 | 0 | 0 | 0 | 49.8225 | 47.4847 | 51.5628 | 48.4769 | 48.4839 | 50.9623 | 50.8106 | 49.5353 | 48.9846 | 51.9808 | 52.6113 | 52.2309 | 53.9272 | 54.4514 | 54.4495
Demand NHH Zonal Tariff (p/kWh)
Zone No. | Zone Name. | 2011 | 2012 | 2013 | 2014 | 2015 | 2016 | 2017 | 2018 | 2019 | 2020 | 2021 | 2022 | 2023 | 2024 | 2025 | 2026 | 2027 | 2028 | 2029 | 2030
1 | Northern Scotland | 0 | 1.3761 | 1.3257 | 2.1193 | 2.593 | 1.9164 | 2.197 | 2.7078 | 2.3013 | 2.8201 | 3.1918 | 3.2891 | 3.51 | 3.6566 | 3.669 | 3.8118 | 3.8605 | 3.7728 | 3.829 | 3.884
2 | Southern Scotland | 0 | 2.0982 | 2.2186 | 2.918 | 3.3456 | 2.6256 | 3.1258 | 3.6276 | 3.2343 | 3.6556 | 4.0599 | 4.1563 | 4.3918 | 4.5899 | 4.6315 | 4.786 | 4.8336 | 4.7374 | 4.7963 | 4.8538
3 | Northern | 0 | 2.8673 | 2.9494 | 3.6424 | 4.1032 | 4.3098 | 4.7605 | 5.1795 | 5.5199 | 5.9329 | 6.31 | 6.4642 | 6.6349 | 6.8565 | 6.6732 | 6.7553 | 6.7887 | 6.756 | 6.8133 | 6.8702
4 | North West | 0 | 3.2567 | 3.4534 | 4.1097 | 4.5903 | 5.1514 | 5.5641 | 5.9664 | 6.2601 | 6.5987 | 6.8197 | 6.9716 | 7.1459 | 7.3775 | 7.4739 | 7.5815 | 7.6372 | 7.6073 | 7.6655 | 7.7219
5 | Yorkshire | 0 | 3.2674 | 3.4507 | 4.1106 | 4.5655 | 5.0914 | 5.5231 | 5.911 | 6.323 | 6.6255 | 6.8222 | 6.98 | 7.1313 | 7.3762 | 7.4206 | 7.4977 | 7.5467 | 7.5299 | 7.5871 | 7.6439
6 | N Wales & Mersey | 0 | 3.4469 | 3.6431 | 4.3415 | 4.8296 | 5.797 | 6.2063 | 6.6025 | 6.9252 | 7.2058 | 7.417 | 7.5698 | 7.7577 | 8.0058 | 8.1663 | 8.2727 | 8.3579 | 8.3497 | 8.4102 | 8.4653
7 | East Midlands | 0 | 3.6237 | 3.8822 | 4.499 | 4.9691 | 5.5887 | 5.9959 | 6.3515 | 6.7557 | 6.9669 | 7.0976 | 7.228 | 7.3432 | 7.5274 | 7.6575 | 7.7265 | 7.8117 | 7.8625 | 7.9202 | 7.9777
8 | Midlands | 0 | 3.9057 | 4.0923 | 4.7064 | 5.1957 | 5.8905 | 6.3136 | 6.7271 | 7.1124 | 7.3125 | 7.5269 | 7.6558 | 7.8083 | 7.9689 | 8.1393 | 8.2053 | 8.2918 | 8.3544 | 8.4134 | 8.457
9 | Eastern | 0 | 3.6925 | 4.068 | 4.6812 | 5.1377 | 5.7436 | 6.1358 | 6.4754 | 6.8726 | 6.961 | 6.862 | 6.897 | 6.9647 | 6.9455 | 7.1606 | 7.2337 | 7.3243 | 7.4695 | 7.5266 | 7.59
10 | South Wales | 0 | 3.5882 | 3.69 | 4.3272 | 4.7298 | 5.2802 | 5.7504 | 6.3014 | 6.6207 | 6.4899 | 6.7343 | 6.7443 | 6.8237 | 6.889 | 7.2598 | 7.3108 | 7.3982 | 7.4935 | 7.5496 | 7.4535
11 | South East | 0 | 4.0357 | 4.5363 | 5.1506 | 5.6133 | 6.2403 | 6.6559 | 6.8786 | 7.2867 | 7.4389 | 7.2507 | 7.3627 | 7.3215 | 7.2308 | 7.5288 | 7.4793 | 7.5715 | 7.7079 | 7.7658 | 7.8381
12 | London | 0 | 4.0663 | 4.5481 | 5.312 | 5.7328 | 6.3673 | 6.7483 | 7.0584 | 7.4279 | 7.5441 | 7.3615 | 7.404 | 7.4348 | 7.3685 | 7.632 | 7.6336 | 7.7232 | 7.8781 | 7.9341 | 8.0001
13 | Southern | 0 | 4.3769 | 4.725 | 5.3191 | 5.8028 | 6.4224 | 6.8442 | 7.0677 | 7.4491 | 7.395 | 7.4699 | 7.4336 | 7.5379 | 7.5766 | 7.7541 | 7.8271 | 7.92 | 8.0372 | 8.096 | 8.1764
14 | South Western | 0 | 4.3723 | 4.5279 | 5.1627 | 5.5793 | 6.0806 | 6.4647 | 6.5036 | 6.7609 | 6.6669 | 6.8444 | 6.8202 | 6.9246 | 6.9418 | 7.1476 | 7.1841 | 7.2729 | 7.3765 | 7.4332 | 7.505
Demand NHH Zonal Tariff (p/kWh)
Demand in Y+5
Zone No. | Zone Name. | 2011 | 2012 | 2013 | 2014 | 2015 | 2016 | 2017 | 2018 | 2019 | 2020 | 2021 | 2022 | 2023 | 2024 | 2025 | 2026 | 2027 | 2028 | 2029 | 2030
1 | Northern Scotland | 0 | 0 | 0 | 0 | 0 | 2.3583 | 2.0587 | 2.3601 | 2.3624 | 2.7724 | 3.2873 | 3.0578 | 3.1508 | 2.979 | 3.7179 | 3.8445 | 3.8768 | 3.8427 | 3.9039 | 4.1099
2 | Southern Scotland | 0 | 0 | 0 | 0 | 0 | 3.2127 | 2.8974 | 3.2427 | 3.1314 | 3.6582 | 4.2158 | 4.0128 | 4.0473 | 3.9843 | 4.6449 | 4.7876 | 4.8354 | 4.8289 | 4.8389 | 5.0773
3 | Northern | 0 | 0 | 0 | 0 | 0 | 4.8205 | 4.5284 | 4.9244 | 4.8085 | 5.4328 | 5.8687 | 6.3622 | 6.405 | 6.3409 | 6.6244 | 6.8213 | 7.0774 | 6.8448 | 6.8611 | 6.9195
4 | North West | 0 | 0 | 0 | 0 | 0 | 5.747 | 5.4137 | 5.8372 | 5.6991 | 6.1931 | 6.6497 | 7.0367 | 6.9445 | 7.0585 | 7.3024 | 7.3656 | 7.5498 | 7.5814 | 7.6483 | 7.8011
5 | Yorkshire | 0 | 0 | 0 | 0 | 0 | 5.6864 | 5.3517 | 5.7712 | 5.6404 | 6.1683 | 6.6007 | 7.0863 | 6.946 | 7.0817 | 7.2481 | 7.2279 | 7.4231 | 7.4751 | 7.5353 | 7.6209
6 | N Wales & Mersey | 0 | 0 | 0 | 0 | 0 | 6.4157 | 6.069 | 6.5148 | 6.3609 | 6.8518 | 7.3081 | 7.7066 | 7.5586 | 7.7131 | 7.9879 | 8.1134 | 8.2472 | 8.2924 | 8.4015 | 8.542
7 | East Midlands | 0 | 0 | 0 | 0 | 0 | 6.192 | 5.8552 | 6.2816 | 6.1483 | 6.6371 | 7.0663 | 7.4292 | 7.2356 | 7.4213 | 7.5087 | 7.6045 | 7.6718 | 7.8179 | 7.8888 | 7.9449
8 | Midlands | 0 | 0 | 0 | 0 | 0 | 6.5359 | 6.1958 | 6.6413 | 6.4674 | 6.9541 | 7.3749 | 7.7708 | 7.6144 | 7.7913 | 7.9777 | 8.0929 | 8.1681 | 8.314 | 8.3969 | 8.4561
9 | Eastern | 0 | 0 | 0 | 0 | 0 | 6.3222 | 5.985 | 6.3985 | 6.292 | 6.7755 | 7.1804 | 7.3093 | 7.063 | 7.1607 | 7.0954 | 7.2344 | 7.1731 | 7.399 | 7.4652 | 7.5129
10 | South Wales | 0 | 0 | 0 | 0 | 0 | 5.9476 | 5.6266 | 6.0651 | 5.8236 | 6.2422 | 6.6479 | 6.8453 | 6.6984 | 6.7821 | 7.0465 | 7.3029 | 7.2678 | 7.4989 | 7.5712 | 7.57
11 | South East | 0 | 0 | 0 | 0 | 0 | 6.8371 | 6.5062 | 6.9061 | 6.8168 | 7.3195 | 7.7612 | 7.879 | 7.5946 | 7.6726 | 7.4873 | 7.5846 | 7.5203 | 7.7556 | 7.8256 | 7.7708
12 | London | 0 | 0 | 0 | 0 | 0 | 6.9378 | 6.6035 | 7.0028 | 6.9007 | 7.3732 | 7.7977 | 7.9816 | 7.7305 | 7.7629 | 7.5934 | 7.7173 | 7.6545 | 7.8824 | 7.9492 | 7.9353
13 | Southern | 0 | 0 | 0 | 0 | 0 | 7.0482 | 6.7149 | 7.1263 | 7.0083 | 7.3253 | 7.744 | 7.7953 | 7.5064 | 7.5552 | 7.7274 | 7.8155 | 7.752 | 7.9909 | 8.0635 | 8.1073
14 | South Western | 0 | 0 | 0 | 0 | 0 | 6.8165 | 6.4967 | 7.0546 | 6.6324 | 6.6334 | 6.9725 | 6.9517 | 6.7772 | 6.7019 | 7.1118 | 7.1981 | 7.146 | 7.3781 | 7.4498 | 7.4496
Aggregate TNUoS | 2011 | 2012 | 2013 | 2014 | 2015 | 2016 | 2017 | 2018 | 2019 | 2020 | 2021 | 2022 | 2023 | 2024 | 2025 | 2026 | 2027 | 2028 | 2029 | 2030 | 2031
Total generators | 431.6953 | 527.6484 | 578.3715 | 657.1429 | 760.6574 | 789.5375 | 812.2813 | 886.453 | 926.6835 | 953.5065 | 950.0011 | 967.3836 | 984.7342 | 986.4039 | 1010.9813 | 1019.2709 | 1029.3976 | 1042.3596 | 1049.655 | 1057.1795 | 0
Total demand | 1296.4854 | 1462.5409 | 1571.3336 | 1836.5937 | 2022.9678 | 2221.0535 | 2390.0772 | 2530.587 | 2653.3675 | 2725.085 | 2768.7184 | 2802.0912 | 2848.2648 | 2888.2867 | 2951.2847 | 2977.9109 | 3009.2497 | 3033.6309 | 3057.1166 | 3080.015 | 2827.1059
Transmission rent | 19.3788 | 59.7858 | 94.2331 | 148.1308 | 69.4454 | 1.2665 | 109.5547 | 180.2926 | 0.18322 | 0.16103 | 1.0814 | 0.78364 | 0.11695 | 0.017426 | 2.0245 | 1.1252 | 0.58578 | 0.55912 | 0.51321 | 0.48294 | 0
MAR | 1776.0074 | 2003.4807 | 2152.5118 | 2515.8818 | 2771.1888 | 3042.539 | 3274.0784 | 3466.5576 | 3634.75 | 3732.9932 | 3792.7649 | 3838.4811 | 3901.7326 | 3956.5572 | 4042.8557 | 4079.3301 | 4122.2598 | 4155.6588 | 4187.8309 | 4219.1986 | 3872.7478
Wholesale power price data | 2011 | 2012 | 2013 | 2014 | 2015 | 2016 | 2017 | 2018 | 2019 | 2020 | 2021 | 2022 | 2023 | 2024 | 2025 | 2026 | 2027 | 2028 | 2029 | 2030 | 2031
Demand weighted price (£/kW) | 53.4439 | 50.8437 | 64.3948 | 66.9812 | 70.0671 | 79.3302 | 81.4683 | 80.2381 | 78.1397 | 86.6884 | 75.3377 | 83.4616 | 81.8009 | 97.9897 | 84.6214 | 79.7304 | 81.0987 | 83.9855 | 86.5952 | 90.2367 | 114.2629
ELSI - DSMP (£/kW) | 46.3424 | 45.2454 | 52.1299 | 58.3646 | 60.6305 | 62.6195 | 61.5007 | 60.4763 | 61.1035 | 62.0991 | 62.9123 | 64.6186 | 65.9385 | 67.3763 | 68.3118 | 69.1528 | 70.1789 | 71.734 | 73.29 | 74.9153 | 0
ELSI - uplift | 7.0923 | 6.2077 | 11.3631 | 8.8095 | 9.3975 | 14.8378 | 16.018 | 15.8072 | 14.1962 | 18.3165 | 11.1694 | 14.6657 | 12.851 | 18.8792 | 13.3543 | 11.4247 | 11.7846 | 12.3355 | 12.7219 | 13.3911 | 0
BSUOS | 2011 | 2012 | 2013 | 2014 | 2015 | 2016 | 2017 | 2018 | 2019 | 2020 | 2021 | 2022 | 2023 | 2024 | 2025 | 2026 | 2027 | 2028 | 2029 | 2030 | 2031
Annual charge (£/MWhr) | 1.0586 | 1.138 | 1.2233 | 1.5236 | 1.2093 | 1.0121 | 1.07 | 1.0919 | 1.0008 | 1.0001 | 1.0046 | 1.0043 | 1 | 1.0008 | 1.0269 | 1.0226 | 1.0148 | 1.0158 | 1.0164 | 1.017 | 1
All consumer aggregate (£M) | 323.6384 | 356.5067 | 383.2819 | 477.094 | 378.1314 | 315.5107 | 333.9425 | 339.9433 | 312.133 | 312.9246 | 314.664 | 316.2845 | 315.9746 | 317.3722 | 326.2085 | 326.5104 | 325.8997 | 329.2544 | 331.7345 | 335.0981 | 0
Power sector costs (£m) | 2011 | 2012 | 2013 | 2014 | 2015 | 2016 | 2017 | 2018 | 2019 | 2020 | 2021 | 2022 | 2023 | 2024 | 2025 | 2026 | 2027 | 2028 | 2029 | 2030 | 2031
Generation costs
Annuitised capital cost | 8.8398e-08 | 245.7041 | 396.1458 | 1423.5792 | 2116.6237 | 3410.0182 | 4435.1765 | 4907.3198 | 5263.4704 | 6199.1559 | 7515.8108 | 7520.7449 | 8443.3833 | 10153.0643 | 12745.3498 | 14249.9517 | 14751.0166 | 14777.7055 | 14833.1422 | 15305.2004 | 43.3151
Fixed operating cost | 2891.963 | 3067.7219 | 2818.7573 | 3007.2965 | 3081.1195 | 3273.9007 | 3299.9812 | 3403.2458 | 3444.0929 | 3405.2545 | 3555.2419 | 3438.1643 | 3545.5421 | 3451.7731 | 3790.4122 | 3959.8921 | 3963.6029 | 3969.463 | 3981.7 | 3986.4561 | 3806.5291
Variable operating cost | 563.3646 | 687.4827 | 686.7236 | 693.9338 | 737.4116 | 770.0954 | 802.874 | 791.9608 | 778.1743 | 806.4635 | 767.6115 | 757.034 | 778.4714 | 954.9226 | 1279.2794 | 1334.1973 | 1433.8649 | 1439.4888 | 1446.4066 | 1450.2285 | 0
Fuel cost | 7397.3856 | 6652.0065 | 7386.429 | 7772.9658 | 7792.9284 | 8029.4426 | 7601.7966 | 7085.9655 | 7452.2076 | 7572.0227 | 7670.1488 | 7725.8992 | 7392.0342 | 7674.99 | 7149.2097 | 6625.7151 | 6944.5949 | 7033.5942 | 7084.9048 | 7182.351 | 0
Net interconnector imports | 868.4271 | 511.7862 | 661.9717 | 493.3036 | 480.1441 | 693.7536 | 734.9247 | 1207.649 | 1221.261 | 1542.3143 | 1224.6484 | 1453.0606 | 1382.8477 | 1399.9683 | 778.7559 | 378.553 | 92.7291 | 151.8032 | 185.9538 | 253.8134 | 0
Transmission costs
Annuitised capital cost | 1776.0074 | 2003.4807 | 2152.5118 | 2515.8818 | 2771.1888 | 3042.539 | 3274.0784 | 3466.5576 | 3634.75 | 3732.9932 | 3792.7649 | 3838.4811 | 3901.7326 | 3956.5572 | 4042.8557 | 4079.3301 | 4122.2598 | 4155.6588 | 4187.8309 | 4219.1986 | 3872.7478
Annual operating cost
Transmission losses | 320.294 | 376.0385 | 450.0036 | 547.8958 | 531.4703 | 440.4157 | 439.0912 | 413.3688 | 384.7747 | 332.5268 | 319.2641 | 331.3234 | 338.9752 | 349.9184 | 359.2288 | 361.9583 | 379.2083 | 388.6762 | 398.5097 | 407.9962 | 0
Constraint costs | 35.8989 | 86.5965 | 140.1541 | 328.429 | 131.0991 | 7.5569 | 43.759 | 57.3361 | 0.47482 | 0.039049 | 2.9066 | 2.697 | 0.013385 | 0.51104 | 17.0859 | 14.4799 | 9.5012 | 10.2627 | 10.7448 | 11.2331 | 0
Carbon costs | 1468.4101 | 898.3586 | 1448.8529 | 2087.5718 | 2795.9975 | 2424.1193 | 2362.3974 | 2264.4741 | 2387.67 | 2549.0938 | 2293.1302 | 2440.6713 | 2448.2937 | 2460.7424 | 2272.1126 | 2171.8392 | 2155.8445 | 2349.4079 | 2528.4251 | 2737.1933 | 0
Total | 15321.7506 | 14529.1757 | 16141.5498 | 18870.8572 | 20437.9829 | 22091.8414 | 22994.079 | 23597.8775 | 24566.8757 | 26139.8637 | 27141.5272 | 27508.0757 | 28231.2935 | 30402.4473 | 32434.2901 | 33175.9166 | 33852.6223 | 34276.0603 | 34657.6179 | 35553.6705 | 7722.592
Consumer bills (£m) | 2011 | 2012 | 2013 | 2014 | 2015 | 2016 | 2017 | 2018 | 2019 | 2020 | 2021 | 2022 | 2023 | 2024 | 2025 | 2026 | 2027 | 2028 | 2029 | 2030 | 2031
Wholesale costs | 16335.8511 | 16118.8994 | 19893.0087 | 21034.0222 | 21896.3885 | 24146.3868 | 24193.2663 | 23748.464 | 23485.6635 | 25162.4538 | 23203.3607 | 24969.6287 | 24894.9531 | 27353.0822 | 25943.5481 | 25726.8779 | 26323.0748 | 27249.5199 | 28071.7451 | 29096.0791 | 0
BSUoS | 323.6384 | 356.5067 | 383.2819 | 477.094 | 378.1314 | 315.5107 | 333.9425 | 339.9433 | 312.133 | 312.9246 | 314.664 | 316.2845 | 315.9746 | 317.3722 | 326.2085 | 326.5104 | 325.8997 | 329.2544 | 331.7345 | 335.0981 | 0
Demand TNUoS charges | 1296.4854 | 1462.5409 | 1571.3336 | 1836.5937 | 2022.9678 | 2221.0535 | 2390.0772 | 2530.587 | 2653.3675 | 2725.085 | 2768.7184 | 2802.0912 | 2848.2648 | 2888.2867 | 2951.2847 | 2977.9109 | 3009.2497 | 3033.6309 | 3057.1166 | 3080.015 | 2827.1059
ROC subsidies | 892.7743 | 1389.7624 | 1443.2045 | 1990.3579 | 2421.8588 | 3378.712 | 4119.0811 | 4093.9512 | 4088.7737 | 4088.3334 | 4216.9932 | 4215.5775 | 4209.6341 | 4202.1202 | 4202.1202 | 4196.7373 | 4189.4708 | 4190.195 | 4190.0957 | 4190.9697 | 0
CFD subsidies | 0 | 0 | 0 | 0 | 0 | 0 | 0 | 392.9592 | 571.8629 | 811.1132 | 1261.8869 | 1115.3911 | 1356.4315 | 1758.6101 | 3507.5473 | 3897.7666 | 4043.7513 | 3758.6314 | 3494.288 | 3182.3284 | 0
LEC subsidies | 80.5745 | 109.8119 | 117.0252 | 151.1557 | 179.4611 | 261.4077 | 313.9439 | 347.2264 | 346.0722 | 345.974 | 374.6566 | 374.341 | 373.016 | 371.3409 | 371.3409 | 370.1387 | 368.5187 | 368.6802 | 368.658 | 368.8529 | 0
Capacity payments | 0 | 0 | 0 | 0 | 0 | 0 | 0 | 1623.5932 | 1692.2016 | 1598.1486 | 1419.2638 | 1541.5208 | 1366.4071 | 1270.5955 | 1522.064 | 2040.1435 | 1973.5356 | 1957.375 | 1887.7648 | 1665.3119 | 3341.1288
Transmission losses | 320.294 | 376.0385 | 450.0036 | 547.8958 | 531.4703 | 440.4157 | 439.0912 | 413.3688 | 384.7747 | 332.5268 | 319.2641 | 331.3234 | 338.9752 | 349.9184 | 359.2288 | 361.9583 | 379.2083 | 388.6762 | 398.5097 | 407.9962 | 0
Check on total demand/supply balance
Generation (TWh) | 290.9468 | 305.2365 | 303.7355 | 307.1201 | 307.0469 | 303.2789 | 303.1356 | 295.4545 | 295.9447 | 292.8953 | 298.0064 | 297.2031 | 299.61 | 300.8108 | 309.6785 | 316.3686 | 321.7901 | 324.0874 | 325.9663 | 328.3531 | 0
Embedded generation (TWh) | 38.7313 | 40.26 | 41.8919 | 43.5987 | 45.4753 | 47.4666 | 49.5971 | 51.7519 | 54.044 | 56.425 | 58.7717 | 61.1088 | 63.4821 | 65.8969 | 68.3503 | 70.8046 | 73.2595 | 75.7153 | 78.1718 | 80.6291 | 83.0872
Net interconnector imports (TWh) | 14.7693 | 8.0373 | 9.575 | 6.0069 | 5.6337 | 8.459 | 8.961 | 15.8649 | 15.9522 | 20.0105 | 15.2074 | 17.7358 | 16.3589 | 16.3072 | 8.0008 | 2.9137 | -0.63295 | 0.044386 | 0.40482 | 1.1379 | 0
Total supply | 344.4474 | 353.5337 | 355.2024 | 356.7257 | 358.1559 | 359.2045 | 361.6937 | 363.0713 | 365.9409 | 369.3308 | 371.9855 | 376.0477 | 379.451 | 383.0149 | 386.0297 | 390.0869 | 394.4167 | 399.847 | 404.5429 | 410.1201 | 83.0872
Final demand | 305.7161 | 313.2737 | 313.3105 | 313.127 | 312.6806 | 311.7379 | 312.096 | 311.3184 | 311.8959 | 312.9051 | 313.2128 | 314.938 | 315.968 | 317.117 | 317.6784 | 319.2813 | 321.1562 | 324.1308 | 326.3702 | 329.49 | 0
Embedded generation (TWh) | 38.7313 | 40.26 | 41.8919 | 43.5987 | 45.4753 | 47.4666 | 49.5971 | 51.7519 | 54.044 | 56.425 | 58.7717 | 61.1088 | 63.4821 | 65.8969 | 68.3503 | 70.8046 | 73.2595 | 75.7153 | 78.1718 | 80.6291 | 83.0872
Total demand | 344.4474 | 353.5337 | 355.2024 | 356.7257 | 358.1559 | 359.2045 | 361.6931 | 363.0703 | 365.9399 | 369.3302 | 371.9846 | 376.0468 | 379.45 | 383.0139 | 386.0287 | 390.0859 | 394.4158 | 399.8461 | 404.542 | 410.1191 | 83.0872
Cumulative new build by plant type and location
|  | 2011 | 2012 | 2013 | 2014 | 2015 | 2016 | 2017 | 2018 | 2019 | 2020 | 2021 | 2022 | 2023 | 2024 | 2025 | 2026 | 2027 | 2028 | 2029 | 2030 | 2031
Nuclear | S England & S Wales | 0 | 0 | 0 | 0 | 0 | 0 | 0 | 0 | 0 | 1670 | 3340 | 3340 | 5010 | 6680 | 8350 | 10000 | 10000 | 10000 | 10000 | 10000 | 10000
Nuclear | Midlands & N Wales | 0 | 0 | 0 | 0 | 0 | 0 | 0 | 0 | 0 | 0 | 0 | 0 | 0 | 0 | 0 | 1200 | 1200 | 1200 | 1200 | 1200 | 1200
Nuclear | N England | 0 | 0 | 0 | 0 | 0 | 0 | 0 | 0 | 0 | 0 | 0 | 0 | 0 | 0 | 0 | 0 | 0 | 0 | 0 | 0 | 0
Nuclear | S Scotland | 0 | 0 | 0 | 0 | 0 | 0 | 0 | 0 | 0 | 0 | 0 | 0 | 0 | 0 | 0 | 0 | 0 | 0 | 0 | 0 | 0
Nuclear | N Scotland | 0 | 0 | 0 | 0 | 0 | 0 | 0 | 0 | 0 | 0 | 0 | 0 | 0 | 0 | 0 | 0 | 0 | 0 | 0 | 0 | 0
CCGT | S England & S Wales | 0 | 1335 | 1335 | 2175 | 2645 | 2645 | 3405 | 3405 | 5805 | 5805 | 11405 | 11405 | 11405 | 11405 | 11405 | 11405 | 11405 | 11405 | 11405 | 11405 | 11405
CCGT | Midlands & N Wales | 0 | 870 | 870 | 3030 | 3030 | 3030 | 3030 | 3030 | 3030 | 3030 | 3030 | 3030 | 3030 | 3030 | 3030 | 3030 | 3030 | 3030 | 3030 | 3030 | 3030
CCGT | N England | 0 | 0 | 0 | 952 | 952 | 952 | 952 | 952 | 952 | 952 | 952 | 952 | 952 | 952 | 952 | 952 | 952 | 952 | 952 | 952 | 952
CCGT | S Scotland | 0 | 0 | 0 | 0 | 0 | 0 | 0 | 0 | 0 | 0 | 0 | 0 | 0 | 0 | 0 | 0 | 0 | 0 | 0 | 0 | 0
CCGT | N Scotland | 0 | 0 | 0 | 0 | 0 | 0 | 0 | 0 | 0 | 0 | 0 | 0 | 0 | 0 | 0 | 0 | 0 | 0 | 0 | 0 | 0
Coal + CCS | S England & S Wales | 0 | 0 | 0 | 0 | 0 | 0 | 0 | 0 | 0 | 0 | 0 | 0 | 0 | 0 | 0 | 0 | 0 | 0 | 0 | 0 | 0
Coal + CCS | Midlands & N Wales | 0 | 0 | 0 | 0 | 0 | 0 | 0 | 0 | 0 | 0 | 0 | 0 | 0 | 1000 | 2000 | 2000 | 2000 | 2000 | 2000 | 2000 | 2000
Coal + CCS | N England | 0 | 0 | 0 | 0 | 0 | 800 | 800 | 800 | 800 | 800 | 800 | 800 | 800 | 800 | 2740 | 2740 | 2740 | 2740 | 2740 | 2740 | 2740
Coal + CCS | S Scotland | 0 | 0 | 0 | 0 | 300 | 300 | 300 | 300 | 300 | 300 | 300 | 300 | 300 | 300 | 300 | 300 | 300 | 300 | 300 | 300 | 300
Coal + CCS | N Scotland | 0 | 0 | 0 | 0 | 0 | 0 | 0 | 0 | 0 | 0 | 0 | 0 | 0 | 0 | 0 | 0 | 0 | 0 | 0 | 0 | 0
CCGT + CCS | S England & S Wales | 0 | 0 | 0 | 0 | 0 | 0 | 0 | 0 | 0 | 0 | 0 | 0 | 0 | 1393 | 1393 | 1393 | 1393 | 1393 | 1393 | 1393 | 1393
CCGT + CCS | Midlands & N Wales | 0 | 0 | 0 | 0 | 0 | 0 | 0 | 0 | 0 | 0 | 0 | 0 | 0 | 0 | 0 | 0 | 0 | 0 | 0 | 0 | 0
CCGT + CCS | N England | 0 | 0 | 0 | 0 | 0 | 0 | 0 | 0 | 0 | 0 | 0 | 0 | 0 | 0 | 0 | 0 | 2000 | 2000 | 2000 | 2000 | 2000
CCGT + CCS | S Scotland | 0 | 0 | 0 | 0 | 0 | 0 | 0 | 0 | 0 | 0 | 0 | 0 | 0 | 0 | 0 | 0 | 0 | 0 | 0 | 0 | 0
CCGT + CCS | N Scotland | 0 | 0 | 0 | 0 | 0 | 0 | 0 | 0 | 0 | 0 | 0 | 0 | 0 | 0 | 0 | 0 | 0 | 0 | 0 | 0 | 0
Onshore wind | S England & S Wales | 0 | 32.503 | 40.5244 | 49.104 | 59.7533 | 83.0346 | 96.3993 | 111.1031 | 124.5491 | 138.0315 | 146.7471 | 156.6632 | 166.8359 | 176.8215 | 188.1959 | 200.1955 | 275.2672 | 330.6121 | 446.1821 | 491.1005 | 491.1005
Onshore wind | Midlands & N Wales | 0 | 26.7651 | 33.3703 | 40.4354 | 49.2047 | 214.5778 | 371.7851 | 383.8931 | 394.9655 | 406.0677 | 413.2447 | 421.4103 | 429.7871 | 438.0099 | 447.3763 | 457.2575 | 519.0764 | 564.6509 | 659.8186 | 696.8073 | 696.8073
Onshore wind | N England | 0 | 37.2786 | 46.4785 | 56.3187 | 68.5327 | 95.2347 | 110.563 | 127.4272 | 142.8489 | 158.3122 | 168.3084 | 179.6815 | 191.3488 | 202.8016 | 215.8472 | 229.6098 | 315.7117 | 379.1883 | 511.7388 | 563.257 | 563.257
Onshore wind | S Scotland | 0 | 83.35 | 401.4 | 837.6 | 1164.8 | 1418.2383 | 2435.0767 | 2435.0767 | 2435.0767 | 2435.0767 | 2435.0767 | 2435.0767 | 2435.0767 | 2435.0767 | 2435.0767 | 2435.0767 | 2435.0767 | 2435.0767 | 2435.0767 | 2435.0767 | 2435.0767
Onshore wind | N Scotland | 0 | 0.4 | 508.5 | 690 | 1100 | 1432.2247 | 2338.0851 | 2371.6531 | 2487.4903 | 2487.4903 | 2603.3275 | 2603.3275 | 2719.1647 | 2719.1647 | 2835.0019 | 2835.0019 | 2950.8391 | 2950.8391 | 2950.8391 | 2950.8391 | 2950.8391
Offshore wind | Offshore South | 0 | 1527.3 | 1527.3 | 1527.3 | 2359.3 | 3157.3 | 4331.3 | 5135.3 | 5135.3 | 5135.3 | 5135.3 | 5135.3 | 5135.3 | 5135.3 | 5135.3 | 5135.3 | 5135.3 | 5135.3 | 5135.3 | 5135.3 | 5135.3
Offshore wind | Offshore Irish Sea | 0 | 270 | 270 | 977 | 977 | 977 | 977 | 977 | 977 | 977 | 977 | 977 | 977 | 977 | 977 | 977 | 977 | 977 | 977 | 977 | 977
Offshore wind | Offshore E England | 0 | 0 | 0 | 705 | 1205 | 1705 | 2105 | 2305 | 2905 | 2905 | 2905 | 2905 | 2905 | 2905 | 2905 | 2905 | 2905 | 2905 | 2905 | 2905 | 2905
Offshore wind | Offshore Scotland | 0 | 0 | 0 | 450 | 450 | 450 | 450 | 450 | 450 | 450 | 450 | 450 | 450 | 450 | 1355 | 1355 | 1355 | 1355 | 1355 | 1355 | 1355
Onshore wind (North Scotland) includes:
Island Wind - Zone S Orkney |  | 1e-06 | 1e-06 | 1e-06 | 1e-06 | 1e-06 | 20.7966 | 41.5933 | 41.5933 | 62.3899 | 62.3899 | 83.1865 | 83.1865 | 103.9831 | 103.9831 | 124.7798 | 124.7798 | 145.5764 | 145.5764 | 145.5764 | 145.5764 | 145.5764
Island Wind - Zone S Shetland |  | 1e-06 | 1e-06 | 1e-06 | 1e-06 | 1e-06 | 95.0406 | 190.0812 | 190.0812 | 285.1217 | 285.1217 | 380.1623 | 380.1623 | 475.2029 | 475.2029 | 570.2435 | 570.2435 | 665.2841 | 665.2841 | 665.2841 | 665.2841 | 665.2841
Island Wind - Zone S Western Isles |  | 1e-06 | 1e-06 | 1e-06 | 1e-06 | 1e-06 | 1e-06 | 1e-06 | 1e-06 | 1e-06 | 1e-06 | 1e-06 | 1e-06 | 1e-06 | 1e-06 | 1e-06 | 1e-06 | 1e-06 | 1e-06 | 1e-06 | 1e-06 | 1e-06
Cumulative retirements by plant type
| 2011 | 2012 | 2013 | 2014 | 2015 | 2016 | 2017 | 2018 | 2019 | 2020 | 2021 | 2022 | 2023 | 2024 | 2025 | 2026 | 2027 | 2028 | 2029 | 2030 | 2031
CHP | 0 | 0 | -428 | -428 | -428 | -428 | -428 | -428 | -428 | -428 | -428 | -428 | -428 | -428 | -428 | -428 | -428 | -428 | -428 | -428 | -428
AGT | 0 | 0 | 0 | 0 | 0 | 0 | 0 | 0 | 0 | 0 | 0 | 0 | 0 | 0 | 0 | 0 | 0 | 0 | 0 | 0 | 0
Oil | 0 | 0 | -2388 | -2388 | -2388 | -3263 | -3263 | -3263 | -3263 | -3263 | -3263 | -3263 | -3263 | -3263 | -3263 | -3263 | -3263 | -3263 | -3263 | -3263 | -3263
Hydro | 0 | 0 | 0 | 0 | 0 | 0 | 0 | 0 | 0 | 0 | 0 | 0 | 0 | 0 | 0 | 0 | 0 | 0 | 0 | 0 | 0
PS | 0 | 0 | 0 | 0 | 0 | 0 | 0 | 0 | 0 | 0 | 0 | 0 | 0 | 0 | 0 | 0 | 0 | 0 | 0 | 0 | 0
Nuclear | 0 | 0 | -615 | -615 | -1105 | -1105 | -1105 | -1105 | -2186 | -4596 | -4596 | -4596 | -4596 | -6931 | -6931 | -6931 | -6931 | -6931 | -6931 | -6931 | -10561
CCGT | 0 | 0 | -804 | -1584 | -1584 | -1984 | -1984 | -2649 | -2649 | -3549 | -4359 | -5643 | -6159 | -7784 | -9879 | -10979 | -13137 | -13137 | -13137 | -13137 | -13137
OCGT | 0 | 0 | 0 | -68 | -102 | -396 | -396 | -396 | -396 | -396 | -396 | -396 | -396 | -555 | -555 | -555 | -555 | -555 | -555 | -555 | -555
Coal | 0 | -551 | -4787 | -6108 | -8429 | -9893.5 | -15438 | -15438 | -16009 | -16009 | -17778 | -19765 | -19765 | -23712 | -23712 | -23712 | -23712 | -23712 | -23712 | -23712 | -23712
Coal + CCS | 0 | 0 | 0 | 0 | 0 | 0 | 0 | 0 | 0 | 0 | 0 | 0 | 0 | 0 | 0 | 0 | 0 | 0 | 0 | 0 | 0
CCGT + CCS | 0 | 0 | 0 | 0 | 0 | 0 | 0 | 0 | 0 | 0 | 0 | 0 | 0 | 0 | 0 | 0 | 0 | 0 | 0 | 0 | 0
Onshore wind (unclassified) | 0 | 0 | 0 | 0 | 0 | 0 | 0 | 0 | 0 | 0 | 0 | 0 | 0 | 0 | 0 | 0 | 0 | 0 | 0 | 0 | 0
Offshore wind (unclassified) | 0 | 0 | 0 | 0 | 0 | 0 | 0 | 0 | 0 | 0 | 0 | 0 | 0 | 0 | 0 | 0 | 0 | 0 | 0 | 0 | 0
Onshore wind | 0 | -0.3 | -0.3 | -0.3 | -0.3 | -0.3 | -0.3 | -0.3 | -0.3 | -0.3 | -0.3 | -0.3 | -0.3 | -0.3 | -0.3 | -0.3 | -0.3 | -0.3 | -0.3 | -0.3 | -0.3
Onshore wind (Medium) | 0 | 0 | 0 | 0 | 0 | 0 | 0 | 0 | 0 | 0 | 0 | 0 | 0 | 0 | 0 | 0 | 0 | 0 | 0 | 0 | 0
Onshore wind (Low) | 0 | 0 | 0 | 0 | 0 | 0 | 0 | 0 | 0 | 0 | 0 | 0 | 0 | 0 | 0 | 0 | 0 | 0 | 0 | 0 | 0
Offshore wind | 0 | 0 | 0 | 0 | 0 | 0 | 0 | 0 | 0 | 0 | 0 | 0 | 0 | 0 | 0 | 0 | 0 | 0 | 0 | 0 | 0
Offshore wind (Low) | 0 | 0 | 0 | 0 | 0 | 0 | 0 | 0 | 0 | 0 | 0 | 0 | 0 | 0 | 0 | 0 | 0 | 0 | 0 | 0 | 0
Wave | 0 | 0 | 0 | 0 | 0 | 0 | 0 | 0 | 0 | 0 | 0 | 0 | 0 | 0 | 0 | 0 | 0 | 0 | 0 | 0 | 0
Tidal Stream | 0 | 0 | 0 | 0 | 0 | 0 | 0 | 0 | 0 | 0 | 0 | 0 | 0 | 0 | 0 | 0 | 0 | 0 | 0 | 0 | 0
Tidal Range | 0 | 0 | 0 | 0 | 0 | 0 | 0 | 0 | 0 | 0 | 0 | 0 | 0 | 0 | 0 | 0 | 0 | 0 | 0 | 0 | 0
Sewage gas | 0 | 0 | 0 | 0 | 0 | 0 | 0 | 0 | 0 | 0 | 0 | 0 | 0 | 0 | 0 | 0 | 0 | 0 | 0 | 0 | 0
Solar | 0 | 0 | 0 | 0 | 0 | 0 | 0 | 0 | 0 | 0 | 0 | 0 | 0 | 0 | 0 | 0 | 0 | 0 | 0 | 0 | 0
Biomass regular | 0 | 0 | 0 | 0 | 0 | 0 | 0 | 0 | 0 | 0 | 0 | 0 | 0 | 0 | 0 | 0 | 0 | 0 | 0 | 0 | 0
Biomass energy crop | 0 | 0 | 0 | 0 | 0 | 0 | 0 | 0 | 0 | 0 | 0 | 0 | 0 | 0 | 0 | 0 | 0 | 0 | 0 | 0 | 0
Biowaste | 0 | 0 | 0 | 0 | 0 | 0 | 0 | 0 | 0 | 0 | 0 | 0 | 0 | 0 | 0 | 0 | 0 | 0 | 0 | 0 | 0
Biogas | 0 | 0 | 0 | 0 | 0 | 0 | 0 | 0 | 0 | 0 | 0 | 0 | 0 | 0 | 0 | 0 | 0 | 0 | 0 | 0 | 0
Biodiesel | 0 | 0 | 0 | 0 | 0 | 0 | 0 | 0 | 0 | 0 | 0 | 0 | 0 | 0 | 0 | 0 | 0 | 0 | 0 | 0 | 0
Biomass ACT | 0 | 0 | 0 | 0 | 0 | 0 | 0 | 0 | 0 | 0 | 0 | 0 | 0 | 0 | 0 | 0 | 0 | 0 | 0 | 0 | 0
Biomass AD | 0 | 0 | 0 | 0 | 0 | 0 | 0 | 0 | 0 | 0 | 0 | 0 | 0 | 0 | 0 | 0 | 0 | 0 | 0 | 0 | 0
Biomass regular (CHP) | 0 | 0 | 0 | 0 | 0 | 0 | 0 | 0 | 0 | 0 | 0 | 0 | 0 | 0 | 0 | 0 | 0 | 0 | 0 | 0 | 0
Biomass energy crop (CHP) | 0 | 0 | 0 | 0 | 0 | 0 | 0 | 0 | 0 | 0 | 0 | 0 | 0 | 0 | 0 | 0 | 0 | 0 | 0 | 0 | 0
Biowaste (CHP) | 0 | 0 | 0 | 0 | 0 | 0 | 0 | 0 | 0 | 0 | 0 | 0 | 0 | 0 | 0 | 0 | 0 | 0 | 0 | 0 | 0
Biogas (CHP) | 0 | 0 | 0 | 0 | 0 | 0 | 0 | 0 | 0 | 0 | 0 | 0 | 0 | 0 | 0 | 0 | 0 | 0 | 0 | 0 | 0
Biodiesel (CHP) | 0 | 0 | 0 | 0 | 0 | 0 | 0 | 0 | 0 | 0 | 0 | 0 | 0 | 0 | 0 | 0 | 0 | 0 | 0 | 0 | 0
Biomass ACT (CHP) | 0 | 0 | 0 | 0 | 0 | 0 | 0 | 0 | 0 | 0 | 0 | 0 | 0 | 0 | 0 | 0 | 0 | 0 | 0 | 0 | 0
Biomass AD (CHP) | 0 | 0 | 0 | 0 | 0 | 0 | 0 | 0 | 0 | 0 | 0 | 0 | 0 | 0 | 0 | 0 | 0 | 0 | 0 | 0 | 0
Landfill gas | 0 | 0 | 0 | 0 | 0 | 0 | 0 | 0 | 0 | 0 | 0 | 0 | 0 | 0 | 0 | 0 | 0 | 0 | 0 | 0 | 0
Hydro (small scale) | 0 | 0 | 0 | 0 | 0 | 0 | 0 | 0 | 0 | 0 | 0 | 0 | 0 | 0 | 0 | 0 | 0 | 0 | 0 | 0 | 0
Geopressure | 0 | 0 | 0 | 0 | 0 | 0 | 0 | 0 | 0 | 0 | 0 | 0 | 0 | 0 | 0 | 0 | 0 | 0 | 0 | 0 | 0
Standard gasification or pyrolysis | 0 | 0 | 0 | 0 | 0 | 0 | 0 | 0 | 0 | 0 | 0 | 0 | 0 | 0 | 0 | 0 | 0 | 0 | 0 | 0 | 0
Other unspecified | 0 | 0 | 0 | 0 | 0 | 0 | 0 | 0 | 0 | 0 | 0 | 0 | 0 | 0 | 0 | 0 | 0 | 0 | 0 | 0 | 0
Geothermal | 0 | 0 | 0 | 0 | 0 | 0 | 0 | 0 | 0 | 0 | 0 | 0 | 0 | 0 | 0 | 0 | 0 | 0 | 0 | 0 | 0
Microgeneration | 0 | 0 | 0 | 0 | 0 | 0 | 0 | 0 | 0 | 0 | 0 | 0 | 0 | 0 | 0 | 0 | 0 | 0 | 0 | 0 | 0
Other ROC | 0 | 0 | 0 | 0 | 0 | 0 | 0 | 0 | 0 | 0 | 0 | 0 | 0 | 0 | 0 | 0 | 0 | 0 | 0 | 0 | 0
Non-ROC | 0 | 0 | 0 | 0 | 0 | 0 | 0 | 0 | 0 | 0 | 0 | 0 | 0 | 0 | 0 | 0 | 0 | 0 | 0 | 0 | 0
Embedded CHP | 0 | 0 | 0 | 0 | 0 | 0 | 0 | 0 | 0 | 0 | 0 | 0 | 0 | 0 | 0 | 0 | 0 | 0 | 0 | 0 | 0
Embedded Gas | 0 | 0 | 0 | 0 | 0 | 0 | 0 | 0 | 0 | 0 | 0 | 0 | 0 | 0 | 0 | 0 | 0 | 0 | 0 | 0 | 0
Embedded offshore wind | 0 | 0 | 0 | 0 | 0 | 0 | 0 | 0 | 0 | 0 | 0 | 0 | 0 | 0 | 0 | 0 | 0 | 0 | 0 | 0 | 0
Embedded onshore wind | 0 | 0 | 0 | 0 | 0 | 0 | 0 | 0 | 0 | 0 | 0 | 0 | 0 | 0 | 0 | 0 | 0 | 0 | 0 | 0 | 0
Embedded biomass | 0 | 0 | 0 | 0 | 0 | 0 | 0 | 0 | 0 | 0 | 0 | 0 | 0 | 0 | 0 | 0 | 0 | 0 | 0 | 0 | 0
Embedded tidal and wave | 0 | 0 | 0 | 0 | 0 | 0 | 0 | 0 | 0 | 0 | 0 | 0 | 0 | 0 | 0 | 0 | 0 | 0 | 0 | 0 | 0
Embedded hydro | 0 | 0 | 0 | 0 | 0 | 0 | 0 | 0 | 0 | 0 | 0 | 0 | 0 | 0 | 0 | 0 | 0 | 0 | 0 | 0 | 0
Total | 0 | -551.3 | -9022.3 | -11191.3 | -14036.3 | -17069.8 | -22614.3 | -23279.3 | -24931.3 | -28241.3 | -30820.3 | -34091.3 | -34607.3 | -42673.3 | -44768.3 | -45868.3 | -48026.2999 | -48026.2999 | -48026.2999 | -48026.2999 | -51656.2999
Cumulative retirements by chart type
| 2011 | 2012 | 2013 | 2014 | 2015 | 2016 | 2017 | 2018 | 2019 | 2020 | 2021 | 2022 | 2023 | 2024 | 2025 | 2026 | 2027 | 2028 | 2029 | 2030 | 2031
Gas | 0 | 0 | -1232 | -2012 | -2012 | -2412 | -2412 | -3077 | -3077 | -3977 | -4787 | -6071 | -6587 | -8212 | -10307 | -11407 | -13565 | -13565 | -13565 | -13565 | -13565
Coal | 0 | -551 | -4787 | -6108 | -8429 | -9893.5 | -15438 | -15438 | -16009 | -16009 | -17778 | -19765 | -19765 | -23712 | -23712 | -23712 | -23712 | -23712 | -23712 | -23712 | -23712
Oil | 0 | 0 | -2388 | -2388 | -2388 | -3263 | -3263 | -3263 | -3263 | -3263 | -3263 | -3263 | -3263 | -3263 | -3263 | -3263 | -3263 | -3263 | -3263 | -3263 | -3263
OCGT | 0 | 0 | 0 | -68 | -102 | -396 | -396 | -396 | -396 | -396 | -396 | -396 | -396 | -555 | -555 | -555 | -555 | -555 | -555 | -555 | -555
PS | 0 | 0 | 0 | 0 | 0 | 0 | 0 | 0 | 0 | 0 | 0 | 0 | 0 | 0 | 0 | 0 | 0 | 0 | 0 | 0 | 0
Nuclear | 0 | 0 | -615 | -615 | -1105 | -1105 | -1105 | -1105 | -2186 | -4596 | -4596 | -4596 | -4596 | -6931 | -6931 | -6931 | -6931 | -6931 | -6931 | -6931 | -10561
CCS | 0 | 0 | 0 | 0 | 0 | 0 | 0 | 0 | 0 | 0 | 0 | 0 | 0 | 0 | 0 | 0 | 0 | 0 | 0 | 0 | 0
Onshore wind | 0 | -0.3 | -0.3 | -0.3 | -0.3 | -0.3 | -0.3 | -0.3 | -0.3 | -0.3 | -0.3 | -0.3 | -0.3 | -0.3 | -0.3 | -0.3 | -0.3 | -0.3 | -0.3 | -0.3 | -0.3
Offshore wind | 0 | 0 | 0 | 0 | 0 | 0 | 0 | 0 | 0 | 0 | 0 | 0 | 0 | 0 | 0 | 0 | 0 | 0 | 0 | 0 | 0
Other renewable | 0 | 0 | 0 | 0 | 0 | 0 | 0 | 0 | 0 | 0 | 0 | 0 | 0 | 0 | 0 | 0 | 0 | 0 | 0 | 0 | 0
Total | 0 | -551.3 | -9022.3 | -11191.3 | -14036.3 | -17069.8 | -22614.3 | -23279.3 | -24931.3 | -28241.3 | -30820.3 | -34091.3 | -34607.3 | -42673.3 | -44768.3 | -45868.3 | -48026.2999 | -48026.2999 | -48026.2999 | -48026.2999 | -51656.2999
Cumulative retirements by plant type and location
|  | 2011 | 2012 | 2013 | 2014 | 2015 | 2016 | 2017 | 2018 | 2019 | 2020 | 2021 | 2022 | 2023 | 2024 | 2025 | 2026 | 2027 | 2028 | 2029 | 2030 | 2031
Coal | S England & S Wales | 0 | 0 | -3661 | -4006 | -4816 | -4816 | -6385 | -6385 | -6385 | -6385 | -6385 | -6385 | -6385 | -6385 | -6385 | -6385 | -6385 | -6385 | -6385 | -6385 | -6385
Coal | Midlands & N Wales | 0 | 0 | 0 | 0 | -964 | -964 | -964 | -964 | -964 | -964 | -1932 | -3919 | -3919 | -7866 | -7866 | -7866 | -7866 | -7866 | -7866 | -7866 | -7866
Coal | N England | 0 | 0 | 0 | -976 | -976 | -2440.5 | -5845 | -5845 | -5845 | -5845 | -6075 | -6075 | -6075 | -6075 | -6075 | -6075 | -6075 | -6075 | -6075 | -6075 | -6075
Coal | S Scotland | 0 | -551 | -1126 | -1126 | -1673 | -1673 | -2244 | -2244 | -2815 | -2815 | -3386 | -3386 | -3386 | -3386 | -3386 | -3386 | -3386 | -3386 | -3386 | -3386 | -3386
Coal | N Scotland | 0 | 0 | 0 | 0 | 0 | 0 | 0 | 0 | 0 | 0 | 0 | 0 | 0 | 0 | 0 | 0 | 0 | 0 | 0 | 0 | 0
CCGT | S England & S Wales | 0 | 0 | -569 | -569 | -569 | -569 | -569 | -569 | -569 | -569 | -569 | -569 | -569 | -1940 | -2655 | -2655 | -4813 | -4813 | -4813 | -4813 | -4813
CCGT | Midlands & N Wales | 0 | 0 | 0 | 0 | 0 | 0 | 0 | 0 | 0 | 0 | 0 | -515 | -515 | -515 | -1895 | -1895 | -1895 | -1895 | -1895 | -1895 | -1895
CCGT | N England | 0 | 0 | -235 | -235 | -235 | -235 | -235 | -900 | -900 | -1800 | -2610 | -3379 | -3895 | -4149 | -4149 | -5249 | -5249 | -5249 | -5249 | -5249 | -5249
CCGT | S Scotland | 0 | 0 | 0 | 0 | 0 | 0 | 0 | 0 | 0 | 0 | 0 | 0 | 0 | 0 | 0 | 0 | 0 | 0 | 0 | 0 | 0
CCGT | N Scotland | 0 | 0 | 0 | -780 | -780 | -1180 | -1180 | -1180 | -1180 | -1180 | -1180 | -1180 | -1180 | -1180 | -1180 | -1180 | -1180 | -1180 | -1180 | -1180 | -1180
Nuclear | S England & S Wales | 0 | 0 | -215 | -215 | -215 | -215 | -215 | -215 | -1296 | -1296 | -1296 | -1296 | -1296 | -2557 | -2557 | -2557 | -2557 | -2557 | -2557 | -2557 | -3769
Nuclear | Midlands & N Wales | 0 | 0 | -400 | -400 | -890 | -890 | -890 | -890 | -890 | -890 | -890 | -890 | -890 | -890 | -890 | -890 | -890 | -890 | -890 | -890 | -890
Nuclear | N England | 0 | 0 | 0 | 0 | 0 | 0 | 0 | 0 | 0 | -2410 | -2410 | -2410 | -2410 | -2410 | -2410 | -2410 | -2410 | -2410 | -2410 | -2410 | -3613
Nuclear | S Scotland | 0 | 0 | 0 | 0 | 0 | 0 | 0 | 0 | 0 | 0 | 0 | 0 | 0 | -1074 | -1074 | -1074 | -1074 | -1074 | -1074 | -1074 | -2289
Nuclear | N Scotland | 0 | 0 | 0 | 0 | 0 | 0 | 0 | 0 | 0 | 0 | 0 | 0 | 0 | 0 | 0 | 0 | 0 | 0 | 0 | 0 | 0
Transmission
Reinf package | 2010 | 2011 | 2012 | 2013 | 2014 | 2015 | 2016 | 2017 | 2018 | 2019 | 2020 | 2021 | 2022 | 2023 | 2024 | 2025 | 2026 | 2027 | 2028 | 2029 | 2030
Beauly-Denny overhead line | 2015 | 2015 | 2015 | 2015 | 2015 | 2015 | 2015 | 2015 | 2015 | 2015 | 2015 | 2015 | 2015 | 2015 | 2015 | 2015 | 2015 | 2015 | 2015 | 2015 | 2015
Dummy | 2040 | 2040 | 2040 | 2040 | 2040 | 2040 | 2040 | 2040 | 2040 | 2040 | 2040 | 2040 | 2040 | 2040 | 2040 | 2040 | 2040 | 2040 | 2040 | 2040 | 2040
East Coast (Kincardine - Harburn) 400kV | 2040 | 2040 | 2040 | 2040 | 2040 | 2040 | 2040 | 2040 | 2040 | 2040 | 2040 | 2040 | 2040 | 2040 | 2040 | 2040 | 2040 | 2040 | 2040 | 2040 | 2040
Western HVDC Link | 2016 | 2016 | 2016 | 2016 | 2016 | 2016 | 2016 | 2016 | 2016 | 2016 | 2016 | 2016 | 2016 | 2016 | 2016 | 2016 | 2016 | 2016 | 2016 | 2016 | 2016
Anglo-Scottish Series & Shunt Compensation | 2015 | 2015 | 2015 | 2015 | 2015 | 2015 | 2015 | 2015 | 2015 | 2015 | 2015 | 2015 | 2015 | 2015 | 2015 | 2015 | 2015 | 2015 | 2015 | 2015 | 2015
Eastern HVDC Link | 2040 | 2040 | 2040 | 2040 | 2040 | 2040 | 2040 | 2040 | 2040 | 2040 | 2040 | 2040 | 2040 | 2040 | 2040 | 2040 | 2040 | 2040 | 2040 | 2040 | 2040
Penwortham QBs | 2014 | 2014 | 2014 | 2014 | 2014 | 2014 | 2014 | 2014 | 2014 | 2014 | 2014 | 2014 | 2014 | 2014 | 2014 | 2014 | 2014 | 2014 | 2014 | 2014 | 2014
New Hinckley Point - Seabank OHL and assoc works | 2040 | 2040 | 2040 | 2040 | 2040 | 2018 | 2018 | 2018 | 2018 | 2018 | 2018 | 2018 | 2018 | 2018 | 2018 | 2018 | 2018 | 2018 | 2018 | 2018 | 2018
Reconductoring circuits in East Anglia | 2040 | 2040 | 2040 | 2040 | 2040 | 2040 | 2019 | 2019 | 2019 | 2019 | 2019 | 2019 | 2019 | 2019 | 2019 | 2019 | 2019 | 2019 | 2019 | 2019 | 2019
New OHL & reconductoring work in East Anglia | 2040 | 2040 | 2040 | 2040 | 2040 | 2040 | 2040 | 2040 | 2040 | 2040 | 2040 | 2040 | 2040 | 2040 | 2040 | 2040 | 2040 | 2040 | 2040 | 2040 | 2040
QBs in East Anglia | 2040 | 2040 | 2040 | 2040 | 2040 | 2040 | 2040 | 2040 | 2040 | 2040 | 2023 | 2023 | 2023 | 2023 | 2023 | 2023 | 2023 | 2023 | 2023 | 2023 | 2023
Establish 2nd Pentir-Traw 400kv circuit | 2040 | 2040 | 2040 | 2040 | 2040 | 2040 | 2040 | 2040 | 2040 | 2040 | 2040 | 2040 | 2040 | 2040 | 2040 | 2040 | 2040 | 2040 | 2040 | 2040 | 2040
Series compensation and reconductoring work in North Wales | 2040 | 2040 | 2040 | 2040 | 2040 | 2018 | 2018 | 2018 | 2018 | 2018 | 2018 | 2018 | 2018 | 2018 | 2018 | 2018 | 2018 | 2018 | 2018 | 2018 | 2018
Wylfa-Pembroke 2GW HVDC link | 2040 | 2040 | 2040 | 2040 | 2040 | 2040 | 2040 | 2040 | 2040 | 2040 | 2040 | 2040 | 2040 | 2040 | 2040 | 2040 | 2040 | 2040 | 2040 | 2040 | 2040
Daines 225MVAR MSC DNs | 2014 | 2014 | 2014 | 2014 | 2014 | 2014 | 2014 | 2014 | 2014 | 2014 | 2014 | 2014 | 2014 | 2014 | 2014 | 2014 | 2014 | 2014 | 2014 | 2014 | 2014
Sundon and Ratcliffe 225MVAR MSCs | 2015 | 2015 | 2015 | 2015 | 2015 | 2015 | 2015 | 2015 | 2015 | 2015 | 2015 | 2015 | 2015 | 2015 | 2015 | 2015 | 2015 | 2015 | 2015 | 2015 | 2015
North London Reinforcements & St John's Wood - Hackney cable | 2016 | 2016 | 2016 | 2016 | 2016 | 2016 | 2016 | 2016 | 2016 | 2016 | 2016 | 2016 | 2016 | 2016 | 2016 | 2016 | 2016 | 2016 | 2016 | 2016 | 2016
Turn in Sundon - Cowley circuit at East Claydon | 2040 | 2040 | 2017 | 2017 | 2017 | 2017 | 2017 | 2017 | 2017 | 2017 | 2017 | 2017 | 2017 | 2017 | 2017 | 2017 | 2017 | 2017 | 2017 | 2017 | 2017
North East London uprate to 400kV | 2040 | 2040 | 2040 | 2040 | 2040 | 2040 | 2040 | 2040 | 2040 | 2040 | 2025 | 2025 | 2025 | 2025 | 2025 | 2025 | 2025 | 2025 | 2025 | 2025 | 2025
East London reinforcements | 2014 | 2014 | 2014 | 2014 | 2014 | 2014 | 2014 | 2014 | 2014 | 2014 | 2014 | 2014 | 2014 | 2014 | 2014 | 2014 | 2014 | 2014 | 2014 | 2014 | 2014
East London reconductoring | 2040 | 2040 | 2040 | 2040 | 2040 | 2040 | 2040 | 2040 | 2040 | 2040 | 2040 | 2040 | 2040 | 2040 | 2040 | 2040 | 2040 | 2040 | 2040 | 2040 | 2040
Kingsnorth-Cobham reconductoring | 2040 | 2040 | 2040 | 2016 | 2016 | 2016 | 2016 | 2016 | 2016 | 2016 | 2016 | 2016 | 2016 | 2016 | 2016 | 2016 | 2016 | 2016 | 2016 | 2016 | 2016
South London reconductoring | 2040 | 2040 | 2040 | 2040 | 2040 | 2040 | 2040 | 2040 | 2040 | 2040 | 2023 | 2023 | 2023 | 2023 | 2023 | 2023 | 2023 | 2023 | 2023 | 2023 | 2023
Essex reconductoring | 2040 | 2040 | 2040 | 2040 | 2040 | 2040 | 2040 | 2040 | 2040 | 2040 | 2040 | 2040 | 2040 | 2040 | 2040 | 2040 | 2040 | 2040 | 2040 | 2040 | 2040
Tees Crossing refurbishment | 2040 | 2040 | 2040 | 2040 | 2040 | 2040 | 2040 | 2040 | 2040 | 2040 | 2040 | 2040 | 2040 | 2040 | 2040 | 2040 | 2040 | 2040 | 2040 | 2040 | 2040
QBs in Sundon-Wymondley circuits | 2015 | 2015 | 2015 | 2015 | 2015 | 2015 | 2015 | 2015 | 2015 | 2015 | 2015 | 2015 | 2015 | 2015 | 2015 | 2015 | 2015 | 2015 | 2015 | 2015 | 2015
London MSCs, East End reconductoring | 2015 | 2015 | 2015 | 2015 | 2015 | 2015 | 2015 | 2015 | 2015 | 2015 | 2015 | 2015 | 2015 | 2015 | 2015 | 2015 | 2015 | 2015 | 2015 | 2015 | 2015
New reactor at Rayleigh | 2040 | 2040 | 2040 | 2040 | 2040 | 2040 | 2040 | 2040 | 2040 | 2040 | 2040 | 2040 | 2027 | 2027 | 2027 | 2027 | 2027 | 2027 | 2027 | 2027 | 2027
Kemsley QBs | 2040 | 2040 | 2040 | 2040 | 2040 | 2040 | 2040 | 2040 | 2040 | 2040 | 2040 | 2040 | 2040 | 2040 | 2040 | 2040 | 2040 | 2040 | 2040 | 2040 | 2040
Rowdown, Canterbury, Sellinge and Dungeness reinforcemnts | 2040 | 2040 | 2040 | 2040 | 2040 | 2040 | 2040 | 2040 | 2040 | 2040 | 2023 | 2023 | 2023 | 2023 | 2023 | 2023 | 2023 | 2023 | 2023 | 2023 | 2023
Iver, East Claydon, Grendon & Elstree new MSCs | 2015 | 2015 | 2015 | 2015 | 2015 | 2015 | 2015 | 2015 | 2015 | 2015 | 2015 | 2015 | 2015 | 2015 | 2015 | 2015 | 2015 | 2015 | 2015 | 2015 | 2015
Cottam - West Burton reconductoring | 2014 | 2014 | 2014 | 2014 | 2014 | 2014 | 2014 | 2014 | 2014 | 2014 | 2014 | 2014 | 2014 | 2014 | 2014 | 2014 | 2014 | 2014 | 2014 | 2014 | 2014
West Weybridge 275kV additional MSC | 2040 | 2040 | 2017 | 2017 | 2017 | 2017 | 2017 | 2017 | 2017 | 2017 | 2017 | 2017 | 2017 | 2017 | 2017 | 2017 | 2017 | 2017 | 2017 | 2017 | 2017
Knocknagael | 2040 | 2040 | 2040 | 2040 | 2040 | 2040 | 2040 | 2040 | 2040 | 2040 | 2040 | 2040 | 2040 | 2040 | 2040 | 2040 | 2040 | 2040 | 2040 | 2040 | 2040
Beauly-Blackhillock-Kintore | 2014 | 2014 | 2014 | 2014 | 2014 | 2014 | 2014 | 2014 | 2014 | 2014 | 2014 | 2014 | 2014 | 2014 | 2014 | 2014 | 2014 | 2014 | 2014 | 2014 | 2014
Beauly-Dounreay | 2040 | 2040 | 2040 | 2040 | 2040 | 2040 | 2040 | 2040 | 2040 | 2040 | 2040 | 2040 | 2040 | 2040 | 2040 | 2040 | 2040 | 2040 | 2040 | 2040 | 2040
Hunterston-Kintyre link | 2015 | 2015 | 2015 | 2015 | 2015 | 2015 | 2015 | 2015 | 2015 | 2015 | 2015 | 2015 | 2015 | 2015 | 2015 | 2015 | 2015 | 2015 | 2015 | 2015 | 2015
East Coast Upgrade | 2040 | 2040 | 2040 | 2040 | 2040 | 2040 | 2040 | 2040 | 2040 | 2024 | 2024 | 2024 | 2024 | 2024 | 2024 | 2024 | 2024 | 2024 | 2024 | 2024 | 2024
Humber - Walpole HVDC | 2040 | 2040 | 2040 | 2040 | 2040 | 2040 | 2040 | 2040 | 2040 | 2040 | 2040 | 2040 | 2040 | 2040 | 2040 | 2040 | 2040 | 2040 | 2040 | 2040 | 2040
Caithness - Moray HVDC | 2040 | 2040 | 2040 | 2040 | 2040 | 2040 | 2040 | 2040 | 2040 | 2040 | 2040 | 2040 | 2040 | 2040 | 2040 | 2040 | 2040 | 2040 | 2040 | 2040 | 2040
Beauly - Mossford 132kV upgrade | 2040 | 2040 | 2040 | 2040 | 2040 | 2040 | 2040 | 2040 | 2040 | 2040 | 2040 | 2040 | 2040 | 2040 | 2040 | 2040 | 2040 | 2040 | 2040 | 2040 | 2040
Eastern HVDC Link #2 | 2040 | 2040 | 2040 | 2040 | 2040 | 2040 | 2019 | 2019 | 2019 | 2019 | 2019 | 2019 | 2019 | 2019 | 2019 | 2019 | 2019 | 2019 | 2019 | 2019 | 2019
Beauly - Blackhillock - Keith 400kV upgrade | 2040 | 2040 | 2040 | 2040 | 2040 | 2040 | 2040 | 2040 | 2040 | 2040 | 2040 | 2040 | 2040 | 2040 | 2040 | 2040 | 2040 | 2040 | 2040 | 2040 | 2040
Western HVDC Link #2 | 2040 | 2040 | 2040 | 2040 | 2040 | 2040 | 2040 | 2040 | 2040 | 2040 | 2040 | 2040 | 2040 | 2040 | 2040 | 2040 | 2040 | 2040 | 2040 | 2040 | 2040
Elstree London | 2040 | 2040 | 2040 | 2040 | 2040 | 2040 | 2040 | 2040 | 2040 | 2040 | 2040 | 2040 | 2040 | 2040 | 2040 | 2040 | 2040 | 2040 | 2040 | 2040 | 2040
West Midlands MSC | 2022 | 2022 | 2022 | 2022 | 2022 | 2022 | 2022 | 2022 | 2022 | 2022 | 2022 | 2022 | 2022 | 2022 | 2022 | 2022 | 2022 | 2022 | 2022 | 2022 | 2022
B1 | 2040 | 2040 | 2040 | 2040 | 2040 | 2040 | 2040 | 2040 | 2040 | 2040 | 2040 | 2040 | 2040 | 2040 | 2040 | 2040 | 2040 | 2040 | 2040 | 2040 | 2040
B2 | 2040 | 2040 | 2040 | 2040 | 2040 | 2040 | 2040 | 2040 | 2040 | 2040 | 2040 | 2040 | 2040 | 2040 | 2040 | 2040 | 2040 | 2040 | 2040 | 2040 | 2040
B3 | 2040 | 2040 | 2040 | 2040 | 2040 | 2040 | 2040 | 2040 | 2040 | 2040 | 2040 | 2040 | 2040 | 2040 | 2040 | 2040 | 2040 | 2040 | 2040 | 2040 | 2040
B4 | 2040 | 2040 | 2040 | 2040 | 2040 | 2040 | 2040 | 2040 | 2040 | 2040 | 2040 | 2040 | 2040 | 2040 | 2040 | 2040 | 2040 | 2040 | 2040 | 2040 | 2040
B5 | 2040 | 2040 | 2040 | 2040 | 2040 | 2040 | 2040 | 2040 | 2040 | 2040 | 2040 | 2040 | 2040 | 2040 | 2040 | 2040 | 2040 | 2040 | 2040 | 2040 | 2040
B6 | 2040 | 2040 | 2040 | 2040 | 2040 | 2040 | 2040 | 2040 | 2040 | 2040 | 2040 | 2040 | 2040 | 2040 | 2040 | 2040 | 2040 | 2040 | 2040 | 2040 | 2040
B7a | 2040 | 2040 | 2040 | 2040 | 2040 | 2040 | 2040 | 2040 | 2040 | 2040 | 2040 | 2040 | 2040 | 2040 | 2040 | 2040 | 2040 | 2040 | 2040 | 2040 | 2040
B8 | 2040 | 2040 | 2040 | 2040 | 2040 | 2040 | 2040 | 2040 | 2040 | 2040 | 2040 | 2040 | 2040 | 2040 | 2040 | 2040 | 2040 | 2040 | 2040 | 2040 | 2040
B9 | 2040 | 2040 | 2040 | 2040 | 2040 | 2040 | 2040 | 2040 | 2040 | 2040 | 2040 | 2040 | 2040 | 2040 | 2040 | 2040 | 2040 | 2040 | 2040 | 2040 | 2040
B10 | 2040 | 2040 | 2040 | 2040 | 2040 | 2040 | 2040 | 2040 | 2040 | 2040 | 2040 | 2040 | 2040 | 2040 | 2040 | 2040 | 2040 | 2040 | 2040 | 2040 | 2040
B11 | 2040 | 2040 | 2040 | 2040 | 2040 | 2040 | 2040 | 2040 | 2040 | 2040 | 2040 | 2040 | 2040 | 2040 | 2040 | 2040 | 2040 | 2040 | 2040 | 2040 | 2040
B12 | 2040 | 2040 | 2040 | 2040 | 2040 | 2040 | 2040 | 2040 | 2040 | 2040 | 2040 | 2040 | 2040 | 2040 | 2040 | 2040 | 2040 | 2040 | 2040 | 2040 | 2040
B13 | 2040 | 2040 | 2040 | 2040 | 2040 | 2040 | 2040 | 2040 | 2040 | 2040 | 2040 | 2040 | 2040 | 2040 | 2040 | 2040 | 2040 | 2040 | 2040 | 2040 | 2040
B14 | 2040 | 2040 | 2040 | 2040 | 2040 | 2040 | 2040 | 2040 | 2040 | 2040 | 2040 | 2040 | 2040 | 2040 | 2040 | 2040 | 2040 | 2040 | 2040 | 2040 | 2040
B15 | 2040 | 2040 | 2040 | 2040 | 2040 | 2040 | 2040 | 2040 | 2040 | 2040 | 2040 | 2040 | 2040 | 2040 | 2040 | 2040 | 2040 | 2040 | 2040 | 2040 | 2040
B16 | 2040 | 2040 | 2040 | 2040 | 2040 | 2040 | 2040 | 2040 | 2040 | 2040 | 2040 | 2040 | 2040 | 2040 | 2040 | 2040 | 2040 | 2040 | 2040 | 2040 | 2040
B17 | 2040 | 2040 | 2040 | 2040 | 2040 | 2040 | 2040 | 2040 | 2040 | 2040 | 2040 | 2040 | 2040 | 2040 | 2040 | 2040 | 2040 | 2040 | 2040 | 2040 | 2040
B201 | 2040 | 2040 | 2040 | 2040 | 2040 | 2040 | 2040 | 2040 | 2040 | 2040 | 2040 | 2040 | 2040 | 2040 | 2040 | 2040 | 2040 | 2040 | 2040 | 2040 | 2040
B202 | 2040 | 2040 | 2040 | 2040 | 2040 | 2040 | 2040 | 2040 | 2040 | 2040 | 2040 | 2040 | 2040 | 2040 | 2040 | 2040 | 2040 | 2040 | 2040 | 2040 | 2040
EC5 | 2040 | 2040 | 2040 | 2040 | 2040 | 2040 | 2040 | 2040 | 2040 | 2040 | 2040 | 2040 | 2040 | 2040 | 2040 | 2040 | 2040 | 2040 | 2040 | 2040 | 2040
NW2 | 2040 | 2040 | 2040 | 2040 | 2040 | 2040 | 2040 | 2040 | 2040 | 2040 | 2040 | 2040 | 2040 | 2040 | 2040 | 2040 | 2040 | 2040 | 2040 | 2040 | 2040
| 2011 | 2012 | 2013 | 2014 | 2015 | 2016 | 2017 | 2018 | 2019 | 2020 | 2021 | 2022 | 2023 | 2024 | 2025 | 2026 | 2027 | 2028 | 2029 | 2030 | 2031
Transmission Capex in current year | 0 | 0 | 0 | 164.903 | 1344.406 | 1591.453 | 58.3495 | 753.239 | 864.891 | 0 | 0 | 50 | 244.007 | 402.2122 | 90.1765 | 0 | 37.1315 | 0 | 0 | 0 | 0
£m | 2011 | 2012 | 2013 | 2014 | 2015 | 2016 | 2017 | 2018 | 2019 | 2020 | 2021 | 2022 | 2023 | 2024 | 2025 | 2026 | 2027 | 2028 | 2029 | 2030 | 2031
Levelised Cost in Current Year | 0 | 0 | 0 | 10.0082 | 91.6017 | 188.1888 | 191.7301 | 237.445 | 289.9362 | 289.9362 | 289.9362 | 292.9708 | 307.7798 | 332.1905 | 337.6635 | 337.6635 | 339.917 | 339.917 | 339.917 | 339.917 | 339.917
MAR disaggregation
| 2011 | 2012 | 2013 | 2014 | 2015 | 2016 | 2017 | 2018 | 2019 | 2020 | 2021 | 2022 | 2023 | 2024 | 2025 | 2026 | 2027 | 2028 | 2029 | 2030 | 2031
Modelled onshore reinforcement | 0 | 0 | 3.6663 | 39.0157 | 120.6116 | 188.357 | 222.0031 | 263.6363 | 296.8789 | 301.8867 | 298.168 | 300.418 | 313.1257 | 326.0929 | 328.1189 | 324.3447 | 319.9484 | 314.7078 | 309.0448 | 303.3818 | 297.7188
OFTO and island links | -1613.0442 | 217.8418 | 217.8418 | 334.2404 | 405.0252 | 507.6418 | 606.4852 | 660.2194 | 699.9957 | 699.9957 | 707.8778 | 707.8778 | 715.7598 | 715.7598 | 758.9795 | 758.9795 | 766.8615 | 766.8615 | 766.8615 | 766.8615 | 389.8475
Underlying MAR | 1613.0442 | 1785.6389 | 1931.0037 | 2142.6256 | 2245.552 | 2346.5402 | 2445.5901 | 2542.7019 | 2637.8754 | 2731.1108 | 2786.7191 | 2830.1853 | 2872.8471 | 2914.7045 | 2955.7574 | 2996.0058 | 3035.4498 | 3074.0894 | 3111.9246 | 3148.9552 | 3185.1815
Generator profit by plant type
| 2011 | 2012 | 2013 | 2014 | 2015 | 2016 | 2017 | 2018 | 2019 | 2020 | 2021 | 2022 | 2023 | 2024 | 2025 | 2026 | 2027 | 2028 | 2029 | 2030
CHP | 0.83386 | -25.5869 | 32.1933 | 0.036796 | 2.9353 | 254.9804 | 254.9093 | 247.7243 | 232.7686 | 283.9935 | 193.644 | 238.1651 | 217.7427 | 262.1506 | 203.3011 | 177.0885 | 174.0181 | 182.09 | 189.9521 | 201.163
AGT | 0 | 0 | 0 | 0 | 0 | 0 | 0 | 0 | 0 | 0 | 0 | 0 | 0 | 0 | 0 | 0 | 0 | 0 | 0 | 0
Oil | -76.5946 | -74.6028 | -21.0029 | -20.5184 | -20.618 | -5.9304e-08 | -5.7593e-08 | 4.2142e-08 | 4.4419e-08 | 3.5355e-08 | 1.7962e-08 | 2.6074e-08 | 1.8207e-08 | 1.5151e-08 | 4.2986e-08 | 8.6132e-08 | 9.0678e-08 | 9.056e-08 | 8.4455e-08 | 6.5967e-08
Hydro | 130.1391 | 114.1685 | 146.0104 | 157.7364 | 167.2532 | 216.0477 | 216.5982 | 213.526 | 205.8547 | 224.7756 | 207.6296 | 224.5208 | 224.4086 | 248.174 | 234.0498 | 231.356 | 235.7026 | 241.4807 | 248.0396 | 255.6886
PS | -90.4112 | -86.1225 | -89.3725 | -88.969 | -88.6145 | -86.1475 | -85.6682 | -86.0051 | -88.6525 | -88.3489 | -86.0393 | -85.8678 | -84.4737 | -83.1241 | -82.0723 | -81.422 | -81.2321 | -83.0898 | -83.3233 | -83.5709
Nuclear | 2819.3871 | 2666.4412 | 3300.2474 | 3545.3678 | 3572.8005 | 4072.2169 | 4054.7033 | 3966.5462 | 3450.1013 | 2701.9446 | 2528.1778 | 2744.3193 | 2750.276 | 1915.5283 | 1861.0732 | 1833.4903 | 1901.7444 | 1988.6251 | 2066.4123 | 2151.0786
CCGT | -204.1766 | -523.3452 | -30.7844 | -438.5097 | -377.2917 | 367.807 | 473.7298 | 1588.735 | 1523.78 | 1988.4601 | 687.0105 | 1382.155 | 978.4986 | 1634.3737 | 843.8319 | 986.7209 | 895.3277 | 953.5532 | 938.3207 | 826.6427
OCGT | -19.2079 | -18.0719 | -18.7269 | -17.5256 | -17.3362 | -12.853 | -12.5348 | 14.2044 | 14.6227 | 12.4114 | 8.8002 | 10.9687 | 8.4198 | 6.2145 | 11.8977 | 21.3722 | 22.3071 | 22.1367 | 20.83 | 16.8333
Coal | -64.0881 | 1469.2168 | 2351.2612 | 2058.2736 | 1590.4812 | 1477.7441 | 1296.177 | 1365.5652 | 1118.1943 | 1251.5059 | 810.7162 | 886.436 | 670.8615 | 851.506 | 724.6437 | 705.737 | 695.4848 | 695.411 | 688.3924 | 673.3495
Coal + CCS | -3.3091e-06 | -2.8157e-06 | -2.4697e-06 | -2.41e-06 | -141.6846 | -456.0983 | -461.5238 | 29.0884 | 14.0269 | 49.3531 | -2.9897 | 25.9962 | 3.2707 | 56.4634 | 55.4731 | 15.9585 | -3.2094 | -18.058 | -20.3038 | -31.755
CCGT + CCS | -1.1285e-06 | -1.1254e-06 | -1.1225e-06 | -1.1203e-06 | -1.1206e-06 | -1.1107e-06 | -1.102e-06 | -1.6423e-09 | 1.5199e-08 | -1.5325e-09 | -1.4676e-09 | 4.8991e-09 | -1.5596e-09 | -1.1346 | 3.0555 | 3.7454 | 1.8593 | 3.2504 | 1.9493 | 1.4257
Onshore wind (unclassified) | 0 | 0 | 0 | 0 | 0 | 0 | 0 | 0 | 0 | 0 | 0 | 0 | 0 | 0 | 0 | 0 | 0 | 0 | 0 | 0
Offshore wind (unclassified) | 0 | 0 | 0 | 0 | 0 | 0 | 0 | 0 | 0 | 0 | 0 | 0 | 0 | 0 | 0 | 0 | 0 | 0 | 0 | 0
Onshore wind | -22.4638 | -274.3084 | -227.1802 | -178.2236 | -122.282 | -30.2196 | 58.1558 | 48.2599 | 16.0145 | 99.4054 | 41.525 | 115.6084 | 123.3431 | 229.0422 | 171.6406 | 148.9421 | 157.9745 | 183.0578 | 210.6137 | -32041.2227
Onshore wind (Medium) | 0 | 0 | 0 | 0 | 0 | 0 | 0 | 0 | 0 | 0 | 0 | 0 | 0 | 0 | 0 | 0 | 0 | 0 | 0 | 0
Onshore wind (Low) | 0 | 0 | 0 | 0 | 0 | 0 | 0 | 0 | 0 | 0 | 0 | 0 | 0 | 0 | 0 | 0 | 0 | 0 | 0 | 0
Offshore wind | 437.2514 | 642.5681 | 772.877 | 692.8634 | 946.9447 | 1298.3662 | 1423.8358 | 1495.5149 | 1624.5582 | 1840.4202 | 1762.7938 | 1939.799 | 1990.5836 | 2219.7871 | 2143.1482 | 2139.7126 | 2201.1689 | 2296.4247 | 2387.8449 | 2487.9885
Offshore wind (Low) | 0 | 0 | 0 | 0 | 0 | 0 | 0 | 0 | 0 | 0 | 0 | 0 | 0 | 0 | 0 | 0 | 0 | 0 | 0 | 0
Wave | -2.0113e-06 | -1.8993e-06 | -1.8515e-06 | -1.7352e-06 | -1.4727e-06 | -1.2479e-06 | -1.1449e-06 | 6.6345e-08 | 2.1142e-07 | -1.5079e-07 | -4.8908e-08 | 9.1854e-08 | -1.2453e-07 | -8.5603e-08 | -9.1558e-09 | -1.0951e-07 | -7.0116e-08 | -5.1368e-08 | -1.0083e-07 | -6.9927e-08
Tidal Stream | 8.6368 | 8.4756 | 9.2749 | 9.5184 | 9.7326 | 10.2803 | 10.2459 | 10.158 | 10.1049 | 10.4448 | 10.0447 | 10.3799 | 10.3535 | 10.8059 | 10.5339 | 10.4656 | 10.549 | 10.6911 | 10.8232 | 10.9764
Tidal Range | 0 | 0 | 0 | 0 | 0 | 0 | 0 | 0 | 0 | 0 | 0 | 0 | 0 | 0 | 0 | 0 | 0 | 0 | 0 | 0
Sewage gas | 0 | 0 | 0 | 0 | 0 | 0 | 0 | 0 | 0 | 0 | 0 | 0 | 0 | 0 | 0 | 0 | 0 | 0 | 0 | 0
Solar | 0 | 0 | 0 | 0 | 0 | 0 | 0 | 0 | 0 | 0 | 0 | 0 | 0 | 0 | 0 | 0 | 0 | 0 | 0 | 0
Biomass regular | -3.669 | -4.9281 | 2.9208 | 5.5448 | 29.2822 | 158.2003 | 195.1426 | 178.513 | 173.0909 | 217.5487 | 161.9803 | 211.5046 | 208.7433 | 275.9722 | 238.6592 | 229.4729 | 242.4213 | 263.3394 | 283.3389 | 305.9898
Biomass energy crop | 0 | 0 | 0 | 0 | 0 | 0 | 0 | 0 | 0 | 0 | 0 | 0 | 0 | 0 | 0 | 0 | 0 | 0 | 0 | 0
Biowaste | 0 | 0 | 0 | 0 | 0 | 0 | 0 | 0 | 0 | 0 | 0 | 0 | 0 | 0 | 0 | 0 | 0 | 0 | 0 | 0
Biogas | 0 | 0 | 0 | 0 | 0 | 0 | 0 | 0 | 0 | 0 | 0 | 0 | 0 | 0 | 0 | 0 | 0 | 0 | 0 | 0
Biodiesel | 0 | 0 | 0 | 0 | 0 | 0 | 0 | 0 | 0 | 0 | 0 | 0 | 0 | 0 | 0 | 0 | 0 | 0 | 0 | 0
Biomass ACT | 0 | 0 | 0 | 0 | 0 | 0 | 0 | 0 | 0 | 0 | 0 | 0 | 0 | 0 | 0 | 0 | 0 | 0 | 0 | 0
Biomass AD | 0 | 0 | 0 | 0 | 0 | 0 | 0 | 0 | 0 | 0 | 0 | 0 | 0 | 0 | 0 | 0 | 0 | 0 | 0 | 0
Biomass regular (CHP) | 0 | 0 | 0 | 0 | 0 | 0 | 0 | 0 | 0 | 0 | 0 | 0 | 0 | 0 | 0 | 0 | 0 | 0 | 0 | 0
Biomass energy crop (CHP) | 0 | 0 | 0 | 0 | 0 | 0 | 0 | 0 | 0 | 0 | 0 | 0 | 0 | 0 | 0 | 0 | 0 | 0 | 0 | 0
Biowaste (CHP) | 0 | 0 | 0 | 0 | 0 | 0 | 0 | 0 | 0 | 0 | 0 | 0 | 0 | 0 | 0 | 0 | 0 | 0 | 0 | 0
Biogas (CHP) | 0 | 0 | 0 | 0 | 0 | 0 | 0 | 0 | 0 | 0 | 0 | 0 | 0 | 0 | 0 | 0 | 0 | 0 | 0 | 0
Biodiesel (CHP) | 0 | 0 | 0 | 0 | 0 | 0 | 0 | 0 | 0 | 0 | 0 | 0 | 0 | 0 | 0 | 0 | 0 | 0 | 0 | 0
Biomass ACT (CHP) | 0 | 0 | 0 | 0 | 0 | 0 | 0 | 0 | 0 | 0 | 0 | 0 | 0 | 0 | 0 | 0 | 0 | 0 | 0 | 0
Biomass AD (CHP) | 0 | 0 | 0 | 0 | 0 | 0 | 0 | 0 | 0 | 0 | 0 | 0 | 0 | 0 | 0 | 0 | 0 | 0 | 0 | 0
Landfill gas | 0 | 0 | 0 | 0 | 0 | 0 | 0 | 0 | 0 | 0 | 0 | 0 | 0 | 0 | 0 | 0 | 0 | 0 | 0 | 0
Hydro (small scale) | 0 | 0 | 0 | 0 | 0 | 0 | 0 | 0 | 0 | 0 | 0 | 0 | 0 | 0 | 0 | 0 | 0 | 0 | 0 | 0
Geopressure | 0 | 0 | 0 | 0 | 0 | 0 | 0 | 0 | 0 | 0 | 0 | 0 | 0 | 0 | 0 | 0 | 0 | 0 | 0 | 0
Standard gasification or pyrolysis | 0 | 0 | 0 | 0 | 0 | 0 | 0 | 0 | 0 | 0 | 0 | 0 | 0 | 0 | 0 | 0 | 0 | 0 | 0 | 0
Other unspecified | 0 | 0 | 0 | 0 | 0 | 0 | 0 | 0 | 0 | 0 | 0 | 0 | 0 | 0 | 0 | 0 | 0 | 0 | 0 | 0
Geothermal | 0 | 0 | 0 | 0 | 0 | 0 | 0 | 0 | 0 | 0 | 0 | 0 | 0 | 0 | 0 | 0 | 0 | 0 | 0 | 0
Microgeneration | 0 | 0 | 0 | 0 | 0 | 0 | 0 | 0 | 0 | 0 | 0 | 0 | 0 | 0 | 0 | 0 | 0 | 0 | 0 | 0
Other ROC | 0 | 0 | 0 | 0 | 0 | 0 | 0 | 0 | 0 | 0 | 0 | 0 | 0 | 0 | 0 | 0 | 0 | 0 | 0 | 0
Non-ROC | 0 | 0 | 0 | 0 | 0 | 0 | 0 | 0 | 0 | 0 | 0 | 0 | 0 | 0 | 0 | 0 | 0 | 0 | 0 | 0
Embedded CHP | 0 | 0 | 0 | 0 | 0 | 0 | 0 | 0 | 0 | 0 | 0 | 0 | 0 | 0 | 0 | 0 | 0 | 0 | 0 | 0
Embedded Gas | 0 | 0 | 0 | 0 | 0 | 0 | 0 | 0 | 0 | 0 | 0 | 0 | 0 | 0 | 0 | 0 | 0 | 0 | 0 | 0
Embedded offshore wind | 0 | 0 | 0 | 0 | 0 | 0 | 0 | 0 | 0 | 0 | 0 | 0 | 0 | 0 | 0 | 0 | 0 | 0 | 0 | 0
Embedded onshore wind | 0 | 0 | 0 | 0 | 0 | 0 | 0 | 0 | 0 | 0 | 0 | 0 | 0 | 0 | 0 | 0 | 0 | 0 | 0 | 0
Embedded biomass | 0 | 0 | 0 | 0 | 0 | 0 | 0 | 0 | 0 | 0 | 0 | 0 | 0 | 0 | 0 | 0 | 0 | 0 | 0 | 0
Embedded tidal and wave | 0 | 0 | 0 | 0 | 0 | 0 | 0 | 0 | 0 | 0 | 0 | 0 | 0 | 0 | 0 | 0 | 0 | 0 | 0 | 0
Embedded hydro | 0 | 0 | 0 | 0 | 0 | 0 | 0 | 0 | 0 | 0 | 0 | 0 | 0 | 0 | 0 | 0 | 0 | 0 | 0 | 0
Total | 2915.6372 | 3893.9045 | 6227.7182 | 5725.5947 | 5551.6026 | 7270.3247 | 7423.771 | 9071.8303 | 8294.4645 | 8591.9143 | 6323.293 | 7703.9852 | 7102.0277 | 7625.7592 | 6419.2356 | 6422.6401 | 6454.1163 | 6738.9123 | 6942.8902 | -25225.4126
| 2011 | 2012 | 2013 | 2014 | 2015 | 2016 | 2017 | 2018 | 2019 | 2020 | 2021 | 2022 | 2023 | 2024 | 2025 | 2026 | 2027 | 2028 | 2029 | 2030
Gas | -203.3427 | -548.9321 | 1.4089 | -438.473 | -374.3564 | 622.7874 | 728.6391 | 1836.4593 | 1756.5486 | 2272.4536 | 880.6545 | 1620.3201 | 1196.2413 | 1896.5243 | 1047.133 | 1163.8094 | 1069.3458 | 1135.6432 | 1128.2729 | 1027.8057
Coal | -64.0881 | 1469.2168 | 2351.2612 | 2058.2736 | 1590.4812 | 1477.7441 | 1296.177 | 1365.5652 | 1118.1943 | 1251.5059 | 810.7162 | 886.436 | 670.8615 | 851.506 | 724.6437 | 705.737 | 695.4848 | 695.411 | 688.3924 | 673.3495
Oil | -76.5946 | -74.6028 | -21.0029 | -20.5184 | -20.618 | -5.9304e-08 | -5.7593e-08 | 4.2142e-08 | 4.4419e-08 | 3.5355e-08 | 1.7962e-08 | 2.6074e-08 | 1.8207e-08 | 1.5151e-08 | 4.2986e-08 | 8.6132e-08 | 9.0678e-08 | 9.056e-08 | 8.4455e-08 | 6.5967e-08
OCGT | -19.2079 | -18.0719 | -18.7269 | -17.5256 | -17.3362 | -12.853 | -12.5348 | 14.2044 | 14.6227 | 12.4114 | 8.8002 | 10.9687 | 8.4198 | 6.2145 | 11.8977 | 21.3722 | 22.3071 | 22.1367 | 20.83 | 16.8333
PS | -90.4112 | -86.1225 | -89.3725 | -88.969 | -88.6145 | -86.1475 | -85.6682 | -86.0051 | -88.6525 | -88.3489 | -86.0393 | -85.8678 | -84.4737 | -83.1241 | -82.0723 | -81.422 | -81.2321 | -83.0898 | -83.3233 | -83.5709
Nuclear | 2819.3871 | 2666.4412 | 3300.2474 | 3545.3678 | 3572.8005 | 4072.2169 | 4054.7033 | 3966.5462 | 3450.1013 | 2701.9446 | 2528.1778 | 2744.3193 | 2750.276 | 1915.5283 | 1861.0732 | 1833.4903 | 1901.7444 | 1988.6251 | 2066.4123 | 2151.0786
CCS | -4.4376e-06 | -3.9411e-06 | -3.5922e-06 | -3.5304e-06 | -141.6846 | -456.0983 | -461.5238 | 29.0884 | 14.0269 | 49.3531 | -2.9897 | 25.9962 | 3.2707 | 55.3288 | 58.5286 | 19.7039 | -1.3501 | -14.8076 | -18.3545 | -30.3293
Onshore wind | -22.4638 | -274.3084 | -227.1802 | -178.2236 | -122.282 | -30.2196 | 58.1558 | 48.2599 | 16.0145 | 99.4054 | 41.525 | 115.6084 | 123.3431 | 229.0422 | 171.6406 | 148.9421 | 157.9745 | 183.0578 | 210.6137 | -32041.2227
Offshore wind | 437.2514 | 642.5681 | 772.877 | 692.8634 | 946.9447 | 1298.3662 | 1423.8358 | 1495.5149 | 1624.5582 | 1840.4202 | 1762.7938 | 1939.799 | 1990.5836 | 2219.7871 | 2143.1482 | 2139.7126 | 2201.1689 | 2296.4247 | 2387.8449 | 2487.9885
Other renewable | 135.1069 | 117.716 | 158.2061 | 172.7995 | 206.2679 | 384.5283 | 421.9867 | 402.1971 | 389.0505 | 452.7691 | 379.6546 | 446.4053 | 443.5054 | 534.9521 | 483.243 | 471.2945 | 488.673 | 515.5112 | 542.2016 | 572.6549
Total | 2915.6372 | 3893.9045 | 6227.7182 | 5725.5947 | 5551.6026 | 7270.3247 | 7423.771 | 9071.8303 | 8294.4645 | 8591.9143 | 6323.293 | 7703.9852 | 7102.0277 | 7625.7592 | 6419.2356 | 6422.6401 | 6454.1163 | 6738.9123 | 6942.8902 | -25225.4126
Generator profit by location
| 2011 | 2012 | 2013 | 2014 | 2015 | 2016 | 2017 | 2018 | 2019 | 2020 | 2021 | 2022 | 2023 | 2024 | 2025 | 2026 | 2027 | 2028 | 2029 | 2030
S England & S Wales | 953.6051 | 937.9408 | 1607.5832 | 1412.8383 | 1394.9563 | 2174.4845 | 2227.7511 | 2813.3905 | 2337.2597 | 2776.2447 | 1939.5121 | 2536.3891 | 2245.4182 | 2288.3368 | 1722.631 | 1831.1285 | 1805.1786 | 1923.9894 | 1967.8746 | 285.3966
Midlands & N Wales | 202.0396 | 578.4648 | 977.6632 | 730.4144 | 489.1594 | 950.5448 | 864.2563 | 1119.7049 | 893.2534 | 1074.7189 | 234.689 | 375.9528 | 149.7755 | 360.4295 | 172.252 | 182.6964 | 170.165 | 174.3214 | 168.8041 | -2209.6657
N England | 757.1133 | 1285.9797 | 2059.6404 | 1941.369 | 1909.7607 | 1904.4145 | 1882.0963 | 2490.1266 | 2374.7573 | 1647.4115 | 1307.7378 | 1599.4457 | 1465.8874 | 1770.5979 | 1509.721 | 1435.7991 | 1420.947 | 1441.5702 | 1459.2719 | -437.4043
S Scotland | 512.1635 | 434.0935 | 781.5886 | 843.3807 | 673.9071 | 698.3706 | 739.8408 | 872.933 | 803.4882 | 942.0429 | 809.0003 | 943.184 | 940.7688 | 620.4242 | 543.1835 | 520.0833 | 537.4667 | 573.5524 | 616.4154 | -14387.9359
N Scotland | 44.8275 | 6.3821 | 19.0908 | 95.2104 | 127.1418 | 233.8638 | 275.7447 | 270.0024 | 251.0428 | 300.6313 | 259.5152 | 298.8347 | 299.2407 | 355.3779 | 317.766 | 302.7546 | 308.6411 | 318.3631 | 331.8559 | -10974.7682
Offshore | 445.8881 | 651.0437 | 782.1519 | 702.3818 | 956.6773 | 1308.6465 | 1434.0818 | 1500.836 | 1625.8952 | 1836.2841 | 1754.4158 | 1928.8892 | 1976.3205 | 2202.7848 | 2122.9013 | 2117.1742 | 2176.6999 | 2270.6222 | 2360.2382 | 2458.5975
Total | 2915.6372 | 3893.9045 | 6227.7182 | 5725.5947 | 5551.6026 | 7270.3247 | 7423.771 | 9066.9934 | 8285.6966 | 8577.3335 | 6304.8703 | 7682.6955 | 7077.4111 | 7597.951 | 6388.4549 | 6389.6361 | 6419.0983 | 6702.4187 | 6904.4602 | -25265.7799
Offshore South | 240.4739 | 404.2818 | 503.4743 | 501.4851 | 547.5765 | 776.4492 | 848.2035 | 885.0737 | 934.8511 | 1045.2176 | 992.7194 | 1085.0939 | 1107.0291 | 1224.7308 | 1200.732 | 1192.2974 | 1221.1817 | 1271.4409 | 1316.5468 | 1366.7568
Offshore Irish Sea | 198.2961 | 239.7292 | 270.3179 | 255.0233 | 283.0909 | 325.5627 | 332.7795 | 335.6875 | 344.5833 | 374.2393 | 359.7513 | 386.709 | 392.5927 | 428.6893 | 418.8252 | 415.9757 | 423.6746 | 436.433 | 449.248 | 463.3401
Offshore E England | -5.4532e-07 | -6.6171e-07 | -2.4032e-07 | -35.8382 | 131.354 | 199.2056 | 239.4384 | 262.0577 | 325.2206 | 383.648 | 371.134 | 416.294 | 432.3778 | 491.5621 | 485.5617 | 485.9335 | 501.3822 | 523.9181 | 546.2712 | 570.4491
Offshore Scotland | 7.118 | 7.0327 | 8.3597 | -18.2884 | -5.3441 | 7.4289 | 13.6603 | 18.017 | 21.2402 | 33.1793 | 30.8111 | 40.7923 | 44.321 | 57.8025 | 17.7824 | 22.9676 | 30.4613 | 38.8302 | 48.1721 | 58.0516
Existing | 2955.1173 | 4290.7818 | 6531.3347 | 6109.9749 | 5910.0461 | 7199.0851 | 7058.1691 | 8024.8401 | 7089.7758 | 6829.0276 | 4976.166 | 5720.5095 | 5257.7046 | 4915.7555 | 4261.7441 | 4404.1734 | 4378.1527 | 4477.5251 | 4518.9374 | 4488.5552
New | -39.4801 | -396.8774 | -303.6165 | -384.3802 | -358.4435 | 71.2395 | 365.6018 | 1046.9901 | 1204.6887 | 1762.8867 | 1347.1271 | 1983.4757 | 1844.3231 | 2710.0037 | 2157.4915 | 2018.4667 | 2075.9636 | 2261.3872 | 2423.9528 | -29713.9678
| 2011 | 2012 | 2013 | 2014 | 2015 | 2016 | 2017 | 2018 | 2019 | 2020 | 2021 | 2022 | 2023 | 2024 | 2025 | 2026 | 2027 | 2028 | 2029 | 2030
Demand-weighted Uplift | 7.0923 | 6.2077 | 11.3631 | 8.8095 | 9.3975 | 14.8378 | 16.018 | 15.8072 | 14.1962 | 18.3165 | 11.1694 | 14.6657 | 12.851 | 18.8792 | 13.3543 | 11.4247 | 11.7846 | 12.3355 | 12.7219 | 13.3911
Demand-weighted SMP | 46.3424 | 45.2454 | 52.1299 | 58.3646 | 60.6305 | 62.6195 | 61.5007 | 60.4763 | 61.1035 | 62.0991 | 62.9123 | 64.6186 | 65.9385 | 67.3763 | 68.3118 | 69.1528 | 70.1789 | 71.734 | 73.29 | 74.9153
DZPZ | 46.2203 | 44.8336 | 50.8513 | 55.9865 | 59.4698 | 62.6183 | 60.0544 | 57.9957 | 61.1033 | 62.098 | 62.9121 | 64.6173 | 65.9382 | 67.3761 | 68.3127 | 69.1546 | 70.1788 | 71.734 | 73.2899 | 74.9152
DZPY | 46.2203 | 44.8336 | 51.0076 | 55.9865 | 59.4698 | 62.6183 | 60.0544 | 57.9957 | 61.1033 | 62.098 | 62.9121 | 64.6174 | 65.9383 | 67.3763 | 68.3127 | 69.1546 | 70.1789 | 71.734 | 73.29 | 74.9152
DZPX | 46.2203 | 44.8336 | 51.0076 | 55.9865 | 59.4698 | 62.6183 | 60.0544 | 57.9957 | 61.1033 | 62.098 | 62.9121 | 64.6174 | 65.9383 | 67.3763 | 68.3127 | 69.1546 | 70.1789 | 71.734 | 73.29 | 74.9152
DZPW | 46.2203 | 44.8336 | 51.0076 | 55.9865 | 59.4698 | 62.6183 | 60.0544 | 57.9957 | 61.1033 | 62.098 | 62.9121 | 64.6174 | 65.9383 | 67.3763 | 68.3127 | 69.1546 | 70.1789 | 71.734 | 73.29 | 74.9152
DZPO | 46.2203 | 44.8336 | 51.0076 | 55.9865 | 59.4698 | 62.6183 | 60.0544 | 57.9957 | 61.1033 | 62.098 | 62.9121 | 64.6174 | 65.9383 | 67.3763 | 68.3127 | 69.1546 | 70.1789 | 71.734 | 73.29 | 74.9152
DZPI | 46.2203 | 44.8336 | 51.0076 | 55.9865 | 59.4698 | 62.6183 | 60.0544 | 57.9957 | 61.1035 | 62.0982 | 62.9123 | 64.6176 | 65.9385 | 67.3763 | 68.3127 | 69.1546 | 70.1789 | 71.734 | 73.29 | 74.9152
DZPV | 46.3444 | 45.2353 | 52.0968 | 58.2324 | 60.6414 | 62.6272 | 61.5107 | 60.483 | 61.1049 | 62.0996 | 62.9133 | 64.6188 | 65.9395 | 67.3763 | 68.3127 | 69.1546 | 70.1789 | 71.7341 | 73.29 | 74.9153
DZPU | 46.3444 | 45.282 | 52.2445 | 58.5438 | 60.7028 | 62.6318 | 61.5107 | 60.483 | 61.1049 | 62.0996 | 62.8944 | 64.6009 | 65.9395 | 67.3763 | 68.2632 | 69.1384 | 70.1659 | 71.7219 | 73.2787 | 74.9048
DZPR | 46.3351 | 44.8981 | 51.589 | 58.0466 | 59.5112 | 62.6258 | 60.065 | 57.9983 | 61.1035 | 62.0996 | 62.9133 | 64.6188 | 65.9395 | 67.3763 | 68.3127 | 69.1546 | 70.1789 | 71.7341 | 73.29 | 74.9153
DZPQ | 46.3351 | 44.8981 | 51.5858 | 58.0466 | 59.5112 | 62.6183 | 60.0546 | 57.9959 | 61.1035 | 62.0996 | 62.9133 | 64.6188 | 65.9395 | 67.3763 | 68.3127 | 69.1546 | 70.1789 | 71.7341 | 73.29 | 74.9153
DZPP | 46.3444 | 45.2353 | 52.0936 | 58.2324 | 60.6414 | 62.6196 | 61.5003 | 60.4806 | 61.1049 | 62.0996 | 62.9133 | 64.6188 | 65.9395 | 67.3763 | 68.3127 | 69.1546 | 70.1789 | 71.7341 | 73.29 | 74.9153
DZPN | 46.3444 | 45.2353 | 52.0968 | 58.2324 | 60.6414 | 62.6272 | 61.5107 | 60.483 | 61.1049 | 62.0996 | 62.9133 | 64.6188 | 65.9395 | 67.3763 | 68.3127 | 69.1546 | 70.1789 | 71.7341 | 73.29 | 74.9153
DZPM | 46.3444 | 45.2353 | 52.0968 | 58.2324 | 60.6414 | 62.6272 | 61.5107 | 60.483 | 61.1049 | 62.0996 | 62.9133 | 64.6188 | 65.9395 | 67.3763 | 68.3127 | 69.1546 | 70.1789 | 71.7341 | 73.29 | 74.9153
DZPL | 46.3444 | 45.2353 | 52.0968 | 58.2324 | 60.6414 | 62.6272 | 61.5107 | 60.483 | 61.1049 | 62.0996 | 62.9236 | 64.6188 | 65.9395 | 67.3763 | 68.3127 | 69.1546 | 70.1789 | 71.7341 | 73.29 | 74.9153
DZPK | 46.3444 | 45.2353 | 52.0936 | 58.2324 | 60.6414 | 62.6196 | 61.5003 | 60.4806 | 61.1049 | 62.0996 | 62.9133 | 64.6188 | 65.9395 | 67.3763 | 68.3127 | 69.1546 | 70.1789 | 71.7341 | 73.29 | 74.9153
DZPJ | 46.3444 | 45.282 | 52.2445 | 58.5438 | 60.7095 | 62.6318 | 61.5107 | 60.483 | 61.1049 | 62.0996 | 62.9133 | 64.6188 | 65.9395 | 67.3763 | 68.3127 | 69.1546 | 70.1789 | 71.7341 | 73.29 | 74.9153
DZPH | 46.3444 | 45.282 | 52.2445 | 58.5673 | 60.7502 | 62.6318 | 61.5107 | 60.483 | 61.1049 | 62.0996 | 62.9133 | 64.6188 | 65.9395 | 67.3763 | 68.3127 | 69.1546 | 70.1789 | 71.7341 | 73.29 | 74.9153
DZPG | 46.3444 | 45.282 | 52.2445 | 58.5673 | 60.7502 | 62.6318 | 61.5107 | 60.483 | 61.1049 | 62.0996 | 62.9133 | 64.6188 | 65.9395 | 67.3763 | 68.3127 | 69.1546 | 70.1789 | 71.7341 | 73.29 | 74.9153
DZPF | 46.3444 | 45.282 | 52.2445 | 58.5673 | 60.7502 | 62.6318 | 61.5107 | 60.483 | 61.1049 | 62.0996 | 62.9133 | 64.6188 | 65.9395 | 67.3761 | 68.3127 | 69.1546 | 70.1788 | 71.734 | 73.2899 | 74.9152
DZPE | 46.3444 | 45.282 | 52.2445 | 58.5673 | 60.7502 | 62.6318 | 61.5107 | 60.483 | 61.1049 | 62.0996 | 62.9133 | 64.6188 | 65.9395 | 67.3761 | 68.3127 | 69.1546 | 70.1788 | 71.734 | 73.2899 | 74.9152
DZPD | 46.3444 | 45.282 | 52.2445 | 58.5673 | 60.7502 | 62.6318 | 61.5107 | 60.483 | 61.1049 | 62.0996 | 62.9133 | 64.6188 | 65.9395 | 67.3763 | 68.3127 | 69.1546 | 70.1789 | 71.7341 | 73.29 | 74.9153
DZPC | 46.3444 | 45.282 | 52.2445 | 58.5438 | 60.7095 | 62.6318 | 61.5107 | 60.483 | 61.1049 | 62.0996 | 62.9133 | 64.6188 | 65.9395 | 67.3763 | 68.3127 | 69.148 | 70.1789 | 71.7341 | 73.29 | 74.9153
DZPB | 46.3444 | 45.282 | 52.2445 | 58.5673 | 60.7502 | 62.6318 | 61.5107 | 60.483 | 61.1049 | 62.0996 | 62.9133 | 64.6188 | 65.9395 | 67.3763 | 68.3127 | 69.1546 | 70.1789 | 71.7341 | 73.29 | 74.9153
DZPA | 46.6623 | 45.9788 | 52.9794 | 59.5614 | 60.7995 | 62.6318 | 61.5107 | 60.483 | 61.1049 | 62.0996 | 62.9133 | 64.6188 | 65.9395 | 67.3763 | 68.3127 | 69.1546 | 70.1789 | 71.7341 | 73.29 | 74.9153
Demand (TWh) | 305.7161 | 313.2737 | 313.3105 | 313.127 | 312.6806 | 311.7379 | 312.096 | 311.3184 | 311.8959 | 312.9051 | 313.2128 | 314.938 | 315.968 | 317.117 | 317.6784 | 319.2813 | 321.1562 | 324.1308 | 326.3702 | 329.49
DZPZ | 2.4945 | 2.5562 | 2.5565 | 2.555 | 2.5513 | 2.5436 | 2.5466 | 2.5402 | 2.5449 | 2.5532 | 2.5557 | 2.5698 | 2.5782 | 2.5875 | 2.5921 | 2.6052 | 2.6205 | 2.6448 | 2.663 | 2.6885
DZPY | 2.7837 | 2.8525 | 2.8528 | 2.8511 | 2.8471 | 2.8385 | 2.8418 | 2.8347 | 2.8399 | 2.8491 | 2.8519 | 2.8676 | 2.877 | 2.8875 | 2.8926 | 2.9072 | 2.9243 | 2.9513 | 2.9717 | 3.0001
DZPX | 2.2233 | 2.2783 | 2.2786 | 2.2772 | 2.274 | 2.2671 | 2.2697 | 2.2641 | 2.2683 | 2.2756 | 2.2778 | 2.2904 | 2.2979 | 2.3062 | 2.3103 | 2.322 | 2.3356 | 2.3572 | 2.3735 | 2.3962
DZPW | 0.64083 | 0.65667 | 0.65675 | 0.65636 | 0.65543 | 0.65345 | 0.6542 | 0.65257 | 0.65378 | 0.6559 | 0.65654 | 0.66016 | 0.66232 | 0.66473 | 0.66591 | 0.66927 | 0.6732 | 0.67943 | 0.68412 | 0.69066
DZPO | 5.5383 | 5.6752 | 5.6759 | 5.6726 | 5.6645 | 5.6474 | 5.6539 | 5.6398 | 5.6503 | 5.6685 | 5.6741 | 5.7054 | 5.724 | 5.7448 | 5.755 | 5.7841 | 5.818 | 5.8719 | 5.9125 | 5.969
DZPI | 13.4506 | 13.7831 | 13.7847 | 13.7766 | 13.757 | 13.7155 | 13.7313 | 13.6971 | 13.7225 | 13.7669 | 13.7804 | 13.8563 | 13.9016 | 13.9522 | 13.9769 | 14.0474 | 14.1299 | 14.2608 | 14.3593 | 14.4966
DZPV | 2.435 | 2.4952 | 2.4955 | 2.4941 | 2.4905 | 2.483 | 2.4859 | 2.4797 | 2.4843 | 2.4923 | 2.4948 | 2.5085 | 2.5167 | 2.5258 | 2.5303 | 2.5431 | 2.558 | 2.5817 | 2.5996 | 2.6244
DZPU | 3.1918 | 3.2707 | 3.271 | 3.2691 | 3.2645 | 3.2546 | 3.2584 | 3.2503 | 3.2563 | 3.2668 | 3.27 | 3.288 | 3.2988 | 3.3108 | 3.3167 | 3.3334 | 3.353 | 3.384 | 3.4074 | 3.44
DZPR | 4.2044 | 4.3083 | 4.3088 | 4.3063 | 4.3002 | 4.2872 | 4.2921 | 4.2814 | 4.2894 | 4.3032 | 4.3075 | 4.3312 | 4.3454 | 4.3612 | 4.3689 | 4.3909 | 4.4167 | 4.4576 | 4.4884 | 4.5313
DZPQ | 14.4639 | 14.8214 | 14.8232 | 14.8145 | 14.7934 | 14.7488 | 14.7657 | 14.7289 | 14.7562 | 14.804 | 14.8185 | 14.9002 | 14.9489 | 15.0032 | 15.0298 | 15.1056 | 15.1943 | 15.3351 | 15.441 | 15.5886
DZPP | 24.8684 | 25.4832 | 25.4861 | 25.4712 | 25.4349 | 25.3582 | 25.3874 | 25.3241 | 25.3711 | 25.4532 | 25.4782 | 25.6185 | 25.7023 | 25.7958 | 25.8415 | 25.9718 | 26.1244 | 26.3663 | 26.5485 | 26.8023
DZPN | 27.4326 | 28.1107 | 28.114 | 28.0976 | 28.0575 | 27.9729 | 28.005 | 27.9353 | 27.9871 | 28.0776 | 28.1053 | 28.2601 | 28.3525 | 28.4556 | 28.506 | 28.6498 | 28.818 | 29.085 | 29.2859 | 29.5658
DZPM | 3.6359 | 3.7258 | 3.7262 | 3.724 | 3.7187 | 3.7075 | 3.7118 | 3.7025 | 3.7094 | 3.7214 | 3.725 | 3.7456 | 3.7578 | 3.7715 | 3.7781 | 3.7972 | 3.8195 | 3.8549 | 3.8815 | 3.9186
DZPL | 36.1852 | 37.0798 | 37.0841 | 37.0624 | 37.0096 | 36.898 | 36.9404 | 36.8483 | 36.9167 | 37.0361 | 37.0725 | 37.2768 | 37.3987 | 37.5347 | 37.6011 | 37.7908 | 38.0127 | 38.3648 | 38.6299 | 38.9992
DZPK | 3.2251 | 3.3048 | 3.3052 | 3.3033 | 3.2986 | 3.2886 | 3.2924 | 3.2842 | 3.2903 | 3.301 | 3.3042 | 3.3224 | 3.3333 | 3.3454 | 3.3513 | 3.3682 | 3.388 | 3.4194 | 3.443 | 3.4759
DZPJ | 23.8826 | 24.473 | 24.4758 | 24.4615 | 24.4266 | 24.353 | 24.381 | 24.3202 | 24.3653 | 24.4442 | 24.4682 | 24.603 | 24.6834 | 24.7732 | 24.8171 | 24.9423 | 25.0888 | 25.3211 | 25.4961 | 25.7398
DZPH | 10.7464 | 11.0121 | 11.0134 | 11.0069 | 10.9913 | 10.9581 | 10.9707 | 10.9434 | 10.9637 | 10.9991 | 11.01 | 11.0706 | 11.1068 | 11.1472 | 11.1669 | 11.2233 | 11.2892 | 11.3937 | 11.4725 | 11.5821
DZPG | 14.7534 | 15.1182 | 15.1199 | 15.1111 | 15.0895 | 15.044 | 15.0613 | 15.0238 | 15.0517 | 15.1004 | 15.1152 | 15.1985 | 15.2482 | 15.3036 | 15.3307 | 15.4081 | 15.4986 | 15.6421 | 15.7502 | 15.9007
DZPF | 5.4133 | 5.5471 | 5.5478 | 5.5445 | 5.5366 | 5.5199 | 5.5263 | 5.5125 | 5.5227 | 5.5406 | 5.5461 | 5.5766 | 5.5948 | 5.6152 | 5.6251 | 5.6535 | 5.6867 | 5.7394 | 5.779 | 5.8343
DZPE | 8.392 | 8.5995 | 8.6005 | 8.5955 | 8.5832 | 8.5573 | 8.5672 | 8.5458 | 8.5617 | 8.5894 | 8.5978 | 8.6452 | 8.6734 | 8.705 | 8.7204 | 8.7644 | 8.8159 | 8.8975 | 8.959 | 9.0446
DZPD | 3.6716 | 3.7623 | 3.7628 | 3.7606 | 3.7552 | 3.7439 | 3.7482 | 3.7389 | 3.7458 | 3.7579 | 3.7616 | 3.7823 | 3.7947 | 3.8085 | 3.8152 | 3.8345 | 3.857 | 3.8927 | 3.9196 | 3.9571
DZPC | 13.8282 | 14.1701 | 14.1718 | 14.1635 | 14.1433 | 14.1006 | 14.1168 | 14.0817 | 14.1078 | 14.1534 | 14.1673 | 14.2454 | 14.292 | 14.3439 | 14.3693 | 14.4418 | 14.5266 | 14.6612 | 14.7625 | 14.9036
DZPB | 22.5686 | 23.1265 | 23.1292 | 23.1157 | 23.0827 | 23.0131 | 23.0396 | 22.9822 | 23.0248 | 23.0993 | 23.122 | 23.2494 | 23.3254 | 23.4102 | 23.4517 | 23.57 | 23.7084 | 23.928 | 24.0933 | 24.3236
DZPA | 55.6865 | 57.0631 | 57.0698 | 57.0364 | 56.9551 | 56.7834 | 56.8486 | 56.707 | 56.8122 | 56.996 | 57.052 | 57.3663 | 57.5539 | 57.7632 | 57.8655 | 58.1574 | 58.4989 | 59.0408 | 59.4487 | 60.017
DZPZ | 132.9889 | 130.4706 | 159.0496 | 165.5526 | 175.7036 | 197.0208 | 193.7236 | 187.4757 | 191.6322 | 205.3117 | 189.3288 | 203.7382 | 203.1314 | 223.1887 | 211.6905 | 209.9248 | 214.7847 | 222.3441 | 229.053 | 237.411
DZPY | 148.4045 | 145.5943 | 177.932 | 184.7429 | 196.0706 | 219.8587 | 216.1793 | 209.2073 | 213.8457 | 229.1109 | 211.2752 | 227.355 | 226.6778 | 249.0606 | 236.2289 | 234.2587 | 239.682 | 248.1176 | 255.6041 | 264.931
DZPX | 118.5311 | 116.2865 | 142.1147 | 147.5546 | 156.602 | 175.6017 | 172.6629 | 167.0944 | 170.7991 | 182.9914 | 168.746 | 181.5889 | 181.0481 | 198.9253 | 188.6766 | 187.103 | 191.4346 | 198.1721 | 204.1516 | 211.601
DZPW | 34.1643 | 33.5174 | 40.9619 | 42.5298 | 45.1376 | 50.6139 | 49.7668 | 48.1618 | 49.2296 | 52.7438 | 48.6379 | 52.3396 | 52.1837 | 57.3365 | 54.3825 | 53.9289 | 55.1774 | 57.1194 | 58.8429 | 60.99
DZPO | 295.2619 | 289.6707 | 354.0091 | 367.5597 | 390.0971 | 437.4254 | 430.1049 | 416.2335 | 425.462 | 455.8332 | 420.3479 | 452.3397 | 450.9925 | 495.5247 | 469.995 | 466.0751 | 476.8652 | 493.6485 | 508.5436 | 527.1
DZPI | 717.0854 | 703.5063 | 859.7611 | 892.6708 | 947.4059 | 1062.3494 | 1044.5707 | 1010.882 | 1033.2972 | 1107.058 | 1020.8767 | 1098.5733 | 1095.3016 | 1203.4517 | 1141.4494 | 1131.9294 | 1158.1346 | 1198.8953 | 1235.07 | 1280.1368
DZPV | 130.1205 | 128.3624 | 158.3661 | 167.2072 | 174.4328 | 192.3458 | 192.7252 | 189.1739 | 187.0676 | 200.4211 | 184.818 | 198.8847 | 198.2918 | 217.8683 | 206.6437 | 204.9202 | 209.6644 | 217.0437 | 223.5925 | 231.7514
DZPU | 170.5572 | 168.4055 | 208.0636 | 220.1869 | 228.8405 | 252.1348 | 252.6171 | 247.9622 | 245.2014 | 262.7047 | 242.191 | 260.6316 | 259.9136 | 285.5738 | 270.6965 | 268.5476 | 274.7767 | 284.4517 | 293.0381 | 303.735
DZPR | 224.629 | 220.1797 | 271.2492 | 287.9023 | 296.3182 | 332.1013 | 326.557 | 315.9923 | 322.9877 | 346.05 | 319.1095 | 343.3972 | 342.3735 | 376.1746 | 356.7939 | 353.8182 | 362.0096 | 374.7508 | 386.058 | 400.1453
DZPQ | 772.7665 | 757.4602 | 933.1005 | 990.4386 | 1019.391 | 1142.3801 | 1123.2647 | 1087.0388 | 1111.1393 | 1190.478 | 1097.7975 | 1181.3519 | 1177.8301 | 1294.1123 | 1227.4391 | 1217.2018 | 1245.3818 | 1289.2142 | 1328.1132 | 1376.5759
DZPP | 1328.8846 | 1310.9298 | 1617.2651 | 1707.6405 | 1781.4336 | 1964.1818 | 1967.9847 | 1931.9201 | 1910.4694 | 2046.845 | 1887.4949 | 2031.154 | 2025.0987 | 2225.0282 | 2110.3939 | 2092.7925 | 2141.2436 | 2216.6067 | 2283.4876 | 2366.8118
DZPN | 1465.9059 | 1446.0997 | 1784.113 | 1883.7153 | 1965.1172 | 2166.9203 | 2171.195 | 2131.1862 | 2107.4578 | 2257.8951 | 2082.1145 | 2240.5862 | 2233.9066 | 2454.4508 | 2327.9965 | 2308.5802 | 2362.0272 | 2445.161 | 2518.938 | 2610.8537
DZPM | 194.2896 | 191.6645 | 236.4644 | 249.6656 | 260.4545 | 287.2013 | 287.7678 | 282.4651 | 279.3202 | 299.259 | 275.9612 | 296.9649 | 296.0795 | 325.3102 | 308.5501 | 305.9767 | 313.0605 | 324.079 | 333.8573 | 346.0397
DZPL | 1933.6192 | 1907.4936 | 2353.3538 | 2484.7352 | 2592.1093 | 2858.2999 | 2863.9385 | 2811.1645 | 2779.8653 | 2978.3012 | 2746.819 | 2955.4698 | 2946.6589 | 3237.5702 | 3070.7693 | 3045.158 | 3115.6578 | 3225.3163 | 3322.6327 | 3443.8751
DZPK | 172.3397 | 170.0112 | 209.739 | 221.4596 | 231.0296 | 254.7298 | 255.223 | 250.5458 | 247.7639 | 265.4501 | 244.7844 | 263.4152 | 262.6299 | 288.5583 | 273.6916 | 271.409 | 277.6925 | 287.4661 | 296.1397 | 306.9458
DZPJ | 1276.2059 | 1260.1055 | 1556.8497 | 1647.5633 | 1712.4769 | 1886.6158 | 1890.2249 | 1855.3937 | 1834.7359 | 1965.7054 | 1812.6722 | 1950.6364 | 1944.8212 | 2136.8252 | 2026.7352 | 2009.8315 | 2056.362 | 2128.7376 | 2192.9672 | 2272.9883
DZPH | 574.2543 | 567.0095 | 700.5355 | 741.6133 | 771.0108 | 848.9204 | 850.5444 | 834.8713 | 825.576 | 884.5083 | 815.6479 | 877.7277 | 875.111 | 961.5071 | 911.9698 | 904.3637 | 925.301 | 957.8679 | 986.7693 | 1022.7763
DZPG | 788.3751 | 778.4291 | 961.7426 | 1018.1369 | 1058.4959 | 1165.4553 | 1167.6848 | 1146.1679 | 1133.4065 | 1214.3128 | 1119.7767 | 1205.004 | 1201.4116 | 1320.022 | 1252.0139 | 1241.5717 | 1270.3159 | 1315.0258 | 1354.7036 | 1404.1366
DZPF | 289.2699 | 285.6205 | 352.8818 | 373.5739 | 388.3824 | 427.6279 | 428.4459 | 420.5509 | 415.8686 | 445.5546 | 410.8675 | 442.139 | 440.8209 | 484.3401 | 459.3879 | 455.5563 | 466.1027 | 482.5073 | 497.0661 | 515.2038
DZPE | 448.4422 | 442.7847 | 547.0568 | 579.1349 | 602.0918 | 662.9324 | 664.2005 | 651.9613 | 644.7024 | 690.7234 | 636.9495 | 685.4284 | 683.385 | 750.8508 | 712.1685 | 706.2285 | 722.5782 | 748.0094 | 770.5794 | 798.6974
DZPD | 196.1968 | 193.7216 | 239.3414 | 253.3758 | 263.4197 | 290.0378 | 290.5927 | 285.2379 | 282.0621 | 302.1966 | 278.6702 | 299.88 | 298.986 | 328.5036 | 311.579 | 308.9803 | 316.1337 | 327.2603 | 337.1346 | 349.4366
DZPC | 738.9359 | 729.6136 | 901.4315 | 953.9555 | 991.5412 | 1092.3693 | 1094.4591 | 1074.2914 | 1062.3304 | 1138.163 | 1049.5552 | 1129.4379 | 1126.0708 | 1237.2431 | 1173.4998 | 1163.6166 | 1190.6541 | 1232.5602 | 1269.7499 | 1316.0829
DZPB | 1205.9907 | 1190.7761 | 1471.1938 | 1557.4612 | 1619.199 | 1782.8167 | 1786.2272 | 1753.3123 | 1733.7911 | 1857.5549 | 1712.9413 | 1843.315 | 1837.8197 | 2019.2599 | 1915.2268 | 1899.2532 | 1943.2236 | 2011.6172 | 2072.313 | 2147.9314
DZPA | 2993.4084 | 2977.9289 | 3672.0167 | 3899.6353 | 3998.0764 | 4398.9845 | 4407.3998 | 4326.1844 | 4278.0171 | 4583.3961 | 4226.5716 | 4548.26 | 4534.7008 | 4982.3927 | 4725.6979 | 4686.284 | 4794.7782 | 4963.5349 | 5113.2979 | 5299.8814
Total | 16350.6277 | 16145.642 | 19908.5927 | 21038.0116 | 21864.8376 | 24148.925 | 24128.0607 | 23634.4747 | 23486.0285 | 25162.5685 | 23203.9547 | 24969.6187 | 24895.2451 | 27353.0785 | 25943.6764 | 25727.3097 | 26323.0417 | 27249.5072 | 28071.7035 | 29096.038
Unconstrained total | 16335.8511 | 16118.8994 | 19893.0087 | 21034.0222 | 21896.3885 | 24146.3868 | 24193.2663 | 23748.464 | 23485.6635 | 25162.4538 | 23203.3607 | 24969.6287 | 24894.9531 | 27353.0822 | 25943.5481 | 25726.8779 | 26323.0748 | 27249.5199 | 28071.7451 | 29096.0791
Difference | 14.7766 | 26.7425 | 15.584 | 3.9893 | -31.5509 | 2.5382 | -65.2056 | -113.9893 | 0.36501 | 0.11469 | 0.59396 | -0.010006 | 0.292 | -0.0037389 | 0.12834 | 0.43183 | -0.033073 | -0.012699 | -0.041649 | -0.041109
Generator Residual Zonal Tariff (£/kW)
Generation - Wider Tariffs in Y+1
Zone No. | Zone Name | 2011 | 2012 | 2013 | 2014 | 2015 | 2016 | 2017 | 2018 | 2019 | 2020 | 2021 | 2022 | 2023 | 2024 | 2025 | 2026 | 2027 | 2028 | 2029 | 2030
1 | North Scotland | 0 | 2.0022 | 2.6716 | 2.9973 | 3.4999 | 2.422 | 2.4201 | 3.1411 | 2.9768 | 2.7762 | 2.5495 | 2.4171 | 2.3736 | 2.7739 | 2.0409 | 2.0582 | 2.0153 | 2.064 | 2.1297 | 2.1645
2 | Peterhead | 0 | 2.0022 | 2.6716 | 2.9973 | 3.4999 | 2.422 | 2.4201 | 3.1411 | 2.9768 | 2.7762 | 2.5495 | 2.4171 | 2.3736 | 2.7739 | 2.0409 | 2.0582 | 2.0153 | 2.064 | 2.1297 | 2.1645
3 | Western Highland & Skye | 0 | 2.0022 | 2.6716 | 2.9973 | 3.4999 | 2.422 | 2.4201 | 3.1411 | 2.9768 | 2.7762 | 2.5495 | 2.4171 | 2.3736 | 2.7739 | 2.0409 | 2.0582 | 2.0153 | 2.064 | 2.1297 | 2.1645
4 | Central Highlands | 0 | 2.0022 | 2.6716 | 2.9973 | 3.4999 | 2.422 | 2.4201 | 3.1411 | 2.9768 | 2.7762 | 2.5495 | 2.4171 | 2.3736 | 2.7739 | 2.0409 | 2.0582 | 2.0153 | 2.064 | 2.1297 | 2.1645
5 | Argyll | 0 | 2.0022 | 2.6716 | 2.9973 | 3.4999 | 2.422 | 2.4201 | 3.1411 | 2.9768 | 2.7762 | 2.5495 | 2.4171 | 2.3736 | 2.7739 | 2.0409 | 2.0582 | 2.0153 | 2.064 | 2.1297 | 2.1645
6 | Stirlingshire | 0 | 2.0022 | 2.6716 | 2.9973 | 3.4999 | 2.422 | 2.4201 | 3.1411 | 2.9768 | 2.7762 | 2.5495 | 2.4171 | 2.3736 | 2.7739 | 2.0409 | 2.0582 | 2.0153 | 2.064 | 2.1297 | 2.1645
7 | South Scotland | 0 | 2.0022 | 2.6716 | 2.9973 | 3.4999 | 2.422 | 2.4201 | 3.1411 | 2.9768 | 2.7762 | 2.5495 | 2.4171 | 2.3736 | 2.7739 | 2.0409 | 2.0582 | 2.0153 | 2.064 | 2.1297 | 2.1645
8 | Auchencrosh | 0 | 2.0022 | 2.6716 | 2.9973 | 3.4999 | 2.422 | 2.4201 | 3.1411 | 2.9768 | 2.7762 | 2.5495 | 2.4171 | 2.3736 | 2.7739 | 2.0409 | 2.0582 | 2.0153 | 2.064 | 2.1297 | 2.1645
9 | Humber & Lancashire | 0 | 2.0022 | 2.6716 | 2.9973 | 3.4999 | 2.422 | 2.4201 | 3.1411 | 2.9768 | 2.7762 | 2.5495 | 2.4171 | 2.3736 | 2.7739 | 2.0409 | 2.0582 | 2.0153 | 2.064 | 2.1297 | 2.1645
10 | North East England | 0 | 2.0022 | 2.6716 | 2.9973 | 3.4999 | 2.422 | 2.4201 | 3.1411 | 2.9768 | 2.7762 | 2.5495 | 2.4171 | 2.3736 | 2.7739 | 2.0409 | 2.0582 | 2.0153 | 2.064 | 2.1297 | 2.1645
11 | Anglesey | 0 | 2.0022 | 2.6716 | 2.9973 | 3.4999 | 2.422 | 2.4201 | 3.1411 | 2.9768 | 2.7762 | 2.5495 | 2.4171 | 2.3736 | 2.7739 | 2.0409 | 2.0582 | 2.0153 | 2.064 | 2.1297 | 2.1645
12 | Dinorwig | 0 | 2.0022 | 2.6716 | 2.9973 | 3.4999 | 2.422 | 2.4201 | 3.1411 | 2.9768 | 2.7762 | 2.5495 | 2.4171 | 2.3736 | 2.7739 | 2.0409 | 2.0582 | 2.0153 | 2.064 | 2.1297 | 2.1645
13 | South Yorks & North Wales | 0 | 2.0022 | 2.6716 | 2.9973 | 3.4999 | 2.422 | 2.4201 | 3.1411 | 2.9768 | 2.7762 | 2.5495 | 2.4171 | 2.3736 | 2.7739 | 2.0409 | 2.0582 | 2.0153 | 2.064 | 2.1297 | 2.1645
14 | Midlands | 0 | 2.0022 | 2.6716 | 2.9973 | 3.4999 | 2.422 | 2.4201 | 3.1411 | 2.9768 | 2.7762 | 2.5495 | 2.4171 | 2.3736 | 2.7739 | 2.0409 | 2.0582 | 2.0153 | 2.064 | 2.1297 | 2.1645
15 | South Wales & Gloucester | 0 | 2.0022 | 2.6716 | 2.9973 | 3.4999 | 2.422 | 2.4201 | 3.1411 | 2.9768 | 2.7762 | 2.5495 | 2.4171 | 2.3736 | 2.7739 | 2.0409 | 2.0582 | 2.0153 | 2.064 | 2.1297 | 2.1645
16 | Central London | 0 | 2.0022 | 2.6716 | 2.9973 | 3.4999 | 2.422 | 2.4201 | 3.1411 | 2.9768 | 2.7762 | 2.5495 | 2.4171 | 2.3736 | 2.7739 | 2.0409 | 2.0582 | 2.0153 | 2.064 | 2.1297 | 2.1645
17 | South East | 0 | 2.0022 | 2.6716 | 2.9973 | 3.4999 | 2.422 | 2.4201 | 3.1411 | 2.9768 | 2.7762 | 2.5495 | 2.4171 | 2.3736 | 2.7739 | 2.0409 | 2.0582 | 2.0153 | 2.064 | 2.1297 | 2.1645
18 | Oxon & South Coast | 0 | 2.0022 | 2.6716 | 2.9973 | 3.4999 | 2.422 | 2.4201 | 3.1411 | 2.9768 | 2.7762 | 2.5495 | 2.4171 | 2.3736 | 2.7739 | 2.0409 | 2.0582 | 2.0153 | 2.064 | 2.1297 | 2.1645
19 | Wessex | 0 | 2.0022 | 2.6716 | 2.9973 | 3.4999 | 2.422 | 2.4201 | 3.1411 | 2.9768 | 2.7762 | 2.5495 | 2.4171 | 2.3736 | 2.7739 | 2.0409 | 2.0582 | 2.0153 | 2.064 | 2.1297 | 2.1645
20 | Peninsula | 0 | 2.0022 | 2.6716 | 2.9973 | 3.4999 | 2.422 | 2.4201 | 3.1411 | 2.9768 | 2.7762 | 2.5495 | 2.4171 | 2.3736 | 2.7739 | 2.0409 | 2.0582 | 2.0153 | 2.064 | 2.1297 | 2.1645
Generator Residual Zonal Tariff (£/kW)
Generation - Wider Tariffs in Y+5
Zone No. | Zone Name | 2011 | 2012 | 2013 | 2014 | 2015 | 2016 | 2017 | 2018 | 2019 | 2020 | 2021 | 2022 | 2023 | 2024 | 2025 | 2026 | 2027 | 2028 | 2029 | 2030
1 | North Scotland | 0 | 1.9852 | 3.047 | 1.9478 | 3.4109 | 2.3052 | 1.4528 | 0.9917 | 2.868 | 2.1421 | 2.3013 | 1.9676 | 2.466 | 2.1749 | 2.3469 | 2.2583 | 2.0153 | 2.064 | 2.1297 | 2.1645
2 | Peterhead | 0 | 1.9852 | 3.047 | 1.9478 | 3.4109 | 2.3052 | 1.4528 | 0.9917 | 2.868 | 2.1421 | 2.3013 | 1.9676 | 2.466 | 2.1749 | 2.3469 | 2.2583 | 2.0153 | 2.064 | 2.1297 | 2.1645
3 | Western Highland & Skye | 0 | 1.9852 | 3.047 | 1.9478 | 3.4109 | 2.3052 | 1.4528 | 0.9917 | 2.868 | 2.1421 | 2.3013 | 1.9676 | 2.466 | 2.1749 | 2.3469 | 2.2583 | 2.0153 | 2.064 | 2.1297 | 2.1645
4 | Central Highlands | 0 | 1.9852 | 3.047 | 1.9478 | 3.4109 | 2.3052 | 1.4528 | 0.9917 | 2.868 | 2.1421 | 2.3013 | 1.9676 | 2.466 | 2.1749 | 2.3469 | 2.2583 | 2.0153 | 2.064 | 2.1297 | 2.1645
5 | Argyll | 0 | 1.9852 | 3.047 | 1.9478 | 3.4109 | 2.3052 | 1.4528 | 0.9917 | 2.868 | 2.1421 | 2.3013 | 1.9676 | 2.466 | 2.1749 | 2.3469 | 2.2583 | 2.0153 | 2.064 | 2.1297 | 2.1645
6 | Stirlingshire | 0 | 1.9852 | 3.047 | 1.9478 | 3.4109 | 2.3052 | 1.4528 | 0.9917 | 2.868 | 2.1421 | 2.3013 | 1.9676 | 2.466 | 2.1749 | 2.3469 | 2.2583 | 2.0153 | 2.064 | 2.1297 | 2.1645
7 | South Scotland | 0 | 1.9852 | 3.047 | 1.9478 | 3.4109 | 2.3052 | 1.4528 | 0.9917 | 2.868 | 2.1421 | 2.3013 | 1.9676 | 2.466 | 2.1749 | 2.3469 | 2.2583 | 2.0153 | 2.064 | 2.1297 | 2.1645
8 | Auchencrosh | 0 | 1.9852 | 3.047 | 1.9478 | 3.4109 | 2.3052 | 1.4528 | 0.9917 | 2.868 | 2.1421 | 2.3013 | 1.9676 | 2.466 | 2.1749 | 2.3469 | 2.2583 | 2.0153 | 2.064 | 2.1297 | 2.1645
9 | Humber & Lancashire | 0 | 1.9852 | 3.047 | 1.9478 | 3.4109 | 2.3052 | 1.4528 | 0.9917 | 2.868 | 2.1421 | 2.3013 | 1.9676 | 2.466 | 2.1749 | 2.3469 | 2.2583 | 2.0153 | 2.064 | 2.1297 | 2.1645
10 | North East England | 0 | 1.9852 | 3.047 | 1.9478 | 3.4109 | 2.3052 | 1.4528 | 0.9917 | 2.868 | 2.1421 | 2.3013 | 1.9676 | 2.466 | 2.1749 | 2.3469 | 2.2583 | 2.0153 | 2.064 | 2.1297 | 2.1645
11 | Anglesey | 0 | 1.9852 | 3.047 | 1.9478 | 3.4109 | 2.3052 | 1.4528 | 0.9917 | 2.868 | 2.1421 | 2.3013 | 1.9676 | 2.466 | 2.1749 | 2.3469 | 2.2583 | 2.0153 | 2.064 | 2.1297 | 2.1645
12 | Dinorwig | 0 | 1.9852 | 3.047 | 1.9478 | 3.4109 | 2.3052 | 1.4528 | 0.9917 | 2.868 | 2.1421 | 2.3013 | 1.9676 | 2.466 | 2.1749 | 2.3469 | 2.2583 | 2.0153 | 2.064 | 2.1297 | 2.1645
13 | South Yorks & North Wales | 0 | 1.9852 | 3.047 | 1.9478 | 3.4109 | 2.3052 | 1.4528 | 0.9917 | 2.868 | 2.1421 | 2.3013 | 1.9676 | 2.466 | 2.1749 | 2.3469 | 2.2583 | 2.0153 | 2.064 | 2.1297 | 2.1645
14 | Midlands | 0 | 1.9852 | 3.047 | 1.9478 | 3.4109 | 2.3052 | 1.4528 | 0.9917 | 2.868 | 2.1421 | 2.3013 | 1.9676 | 2.466 | 2.1749 | 2.3469 | 2.2583 | 2.0153 | 2.064 | 2.1297 | 2.1645
15 | South Wales & Gloucester | 0 | 1.9852 | 3.047 | 1.9478 | 3.4109 | 2.3052 | 1.4528 | 0.9917 | 2.868 | 2.1421 | 2.3013 | 1.9676 | 2.466 | 2.1749 | 2.3469 | 2.2583 | 2.0153 | 2.064 | 2.1297 | 2.1645
16 | Central London | 0 | 1.9852 | 3.047 | 1.9478 | 3.4109 | 2.3052 | 1.4528 | 0.9917 | 2.868 | 2.1421 | 2.3013 | 1.9676 | 2.466 | 2.1749 | 2.3469 | 2.2583 | 2.0153 | 2.064 | 2.1297 | 2.1645
17 | South East | 0 | 1.9852 | 3.047 | 1.9478 | 3.4109 | 2.3052 | 1.4528 | 0.9917 | 2.868 | 2.1421 | 2.3013 | 1.9676 | 2.466 | 2.1749 | 2.3469 | 2.2583 | 2.0153 | 2.064 | 2.1297 | 2.1645
18 | Oxon & South Coast | 0 | 1.9852 | 3.047 | 1.9478 | 3.4109 | 2.3052 | 1.4528 | 0.9917 | 2.868 | 2.1421 | 2.3013 | 1.9676 | 2.466 | 2.1749 | 2.3469 | 2.2583 | 2.0153 | 2.064 | 2.1297 | 2.1645
19 | Wessex | 0 | 1.9852 | 3.047 | 1.9478 | 3.4109 | 2.3052 | 1.4528 | 0.9917 | 2.868 | 2.1421 | 2.3013 | 1.9676 | 2.466 | 2.1749 | 2.3469 | 2.2583 | 2.0153 | 2.064 | 2.1297 | 2.1645
20 | Peninsula | 0 | 1.9852 | 3.047 | 1.9478 | 3.4109 | 2.3052 | 1.4528 | 0.9917 | 2.868 | 2.1421 | 2.3013 | 1.9676 | 2.466 | 2.1749 | 2.3469 | 2.2583 | 2.0153 | 2.064 | 2.1297 | 2.1645
Generator YRNS Zonal Tariff (£/kW)
Generation - Wider Tariffs in Y+1
Zone No. | Zone Name | 2011 | 2012 | 2013 | 2014 | 2015 | 2016 | 2017 | 2018 | 2019 | 2020 | 2021 | 2022 | 2023 | 2024 | 2025 | 2026 | 2027 | 2028 | 2029 | 2030
1 | North Scotland | 0 | 0 | 0 | 0 | 0 | 0 | 0 | 0 | 0 | 0 | 0 | 0 | 0 | 0 | 0 | 0 | 0 | 0 | 0 | 0
2 | Peterhead | 0 | 0 | 0 | 0 | 0 | 0 | 0 | 0 | 0 | 0 | 0 | 0 | 0 | 0 | 0 | 0 | 0 | 0 | 0 | 0
3 | Western Highland & Skye | 0 | 0 | 0 | 0 | 0 | 0 | 0 | 0 | 0 | 0 | 0 | 0 | 0 | 0 | 0 | 0 | 0 | 0 | 0 | 0
4 | Central Highlands | 0 | 0 | 0 | 0 | 0 | 0 | 0 | 0 | 0 | 0 | 0 | 0 | 0 | 0 | 0 | 0 | 0 | 0 | 0 | 0
5 | Argyll | 0 | 0 | 0 | 0 | 0 | 0 | 0 | 0 | 0 | 0 | 0 | 0 | 0 | 0 | 0 | 0 | 0 | 0 | 0 | 0
6 | Stirlingshire | 0 | 0 | 0 | 0 | 0 | 0 | 0 | 0 | 0 | 0 | 0 | 0 | 0 | 0 | 0 | 0 | 0 | 0 | 0 | 0
7 | South Scotland | 0 | 0 | 0 | 0 | 0 | 0 | 0 | 0 | 0 | 0 | 0 | 0 | 0 | 0 | 0 | 0 | 0 | 0 | 0 | 0
8 | Auchencrosh | 0 | 0 | 0 | 0 | 0 | 0 | 0 | 0 | 0 | 0 | 0 | 0 | 0 | 0 | 0 | 0 | 0 | 0 | 0 | 0
9 | Humber & Lancashire | 0 | 0 | 0 | 0 | 0 | 0 | 0 | 0 | 0 | 0 | 0 | 0 | 0 | 0 | 0 | 0 | 0 | 0 | 0 | 0
10 | North East England | 0 | 0 | 0 | 0 | 0 | 0 | 0 | 0 | 0 | 0 | 0 | 0 | 0 | 0 | 0 | 0 | 0 | 0 | 0 | 0
11 | Anglesey | 0 | 0 | 0 | 0 | 0 | 0 | 0 | 0 | 0 | 0 | 0 | 0 | 0 | 0 | 0 | 0 | 0 | 0 | 0 | 0
12 | Dinorwig | 0 | 0 | 0 | 0 | 0 | 0 | 0 | 0 | 0 | 0 | 0 | 0 | 0 | 0 | 0 | 0 | 0 | 0 | 0 | 0
13 | South Yorks & North Wales | 0 | 0 | 0 | 0 | 0 | 0 | 0 | 0 | 0 | 0 | 0 | 0 | 0 | 0 | 0 | 0 | 0 | 0 | 0 | 0
14 | Midlands | 0 | 0 | 0 | 0 | 0 | 0 | 0 | 0 | 0 | 0 | 0 | 0 | 0 | 0 | 0 | 0 | 0 | 0 | 0 | 0
15 | South Wales & Gloucester | 0 | 0 | 0 | 0 | 0 | 0 | 0 | 0 | 0 | 0 | 0 | 0 | 0 | 0 | 0 | 0 | 0 | 0 | 0 | 0
16 | Central London | 0 | 0 | 0 | 0 | 0 | 0 | 0 | 0 | 0 | 0 | 0 | 0 | 0 | 0 | 0 | 0 | 0 | 0 | 0 | 0
17 | South East | 0 | 0 | 0 | 0 | 0 | 0 | 0 | 0 | 0 | 0 | 0 | 0 | 0 | 0 | 0 | 0 | 0 | 0 | 0 | 0
18 | Oxon & South Coast | 0 | 0 | 0 | 0 | 0 | 0 | 0 | 0 | 0 | 0 | 0 | 0 | 0 | 0 | 0 | 0 | 0 | 0 | 0 | 0
19 | Wessex | 0 | 0 | 0 | 0 | 0 | 0 | 0 | 0 | 0 | 0 | 0 | 0 | 0 | 0 | 0 | 0 | 0 | 0 | 0 | 0
20 | Peninsula | 0 | 0 | 0 | 0 | 0 | 0 | 0 | 0 | 0 | 0 | 0 | 0 | 0 | 0 | 0 | 0 | 0 | 0 | 0 | 0
Generator YRNS Zonal Tariff (£/kW)
Generation - Wider Tariffs in Y+5
Zone No. | Zone Name | 2011 | 2012 | 2013 | 2014 | 2015 | 2016 | 2017 | 2018 | 2019 | 2020 | 2021 | 2022 | 2023 | 2024 | 2025 | 2026 | 2027 | 2028 | 2029 | 2030
1 | North Scotland | 0 | 0 | 0 | 0 | 0 | 0 | 0 | 0 | 0 | 0 | 0 | 0 | 0 | 0 | 0 | 0 | 0 | 0 | 0 | 0
2 | Peterhead | 0 | 0 | 0 | 0 | 0 | 0 | 0 | 0 | 0 | 0 | 0 | 0 | 0 | 0 | 0 | 0 | 0 | 0 | 0 | 0
3 | Western Highland & Skye | 0 | 0 | 0 | 0 | 0 | 0 | 0 | 0 | 0 | 0 | 0 | 0 | 0 | 0 | 0 | 0 | 0 | 0 | 0 | 0
4 | Central Highlands | 0 | 0 | 0 | 0 | 0 | 0 | 0 | 0 | 0 | 0 | 0 | 0 | 0 | 0 | 0 | 0 | 0 | 0 | 0 | 0
5 | Argyll | 0 | 0 | 0 | 0 | 0 | 0 | 0 | 0 | 0 | 0 | 0 | 0 | 0 | 0 | 0 | 0 | 0 | 0 | 0 | 0
6 | Stirlingshire | 0 | 0 | 0 | 0 | 0 | 0 | 0 | 0 | 0 | 0 | 0 | 0 | 0 | 0 | 0 | 0 | 0 | 0 | 0 | 0
7 | South Scotland | 0 | 0 | 0 | 0 | 0 | 0 | 0 | 0 | 0 | 0 | 0 | 0 | 0 | 0 | 0 | 0 | 0 | 0 | 0 | 0
8 | Auchencrosh | 0 | 0 | 0 | 0 | 0 | 0 | 0 | 0 | 0 | 0 | 0 | 0 | 0 | 0 | 0 | 0 | 0 | 0 | 0 | 0
9 | Humber & Lancashire | 0 | 0 | 0 | 0 | 0 | 0 | 0 | 0 | 0 | 0 | 0 | 0 | 0 | 0 | 0 | 0 | 0 | 0 | 0 | 0
10 | North East England | 0 | 0 | 0 | 0 | 0 | 0 | 0 | 0 | 0 | 0 | 0 | 0 | 0 | 0 | 0 | 0 | 0 | 0 | 0 | 0
11 | Anglesey | 0 | 0 | 0 | 0 | 0 | 0 | 0 | 0 | 0 | 0 | 0 | 0 | 0 | 0 | 0 | 0 | 0 | 0 | 0 | 0
12 | Dinorwig | 0 | 0 | 0 | 0 | 0 | 0 | 0 | 0 | 0 | 0 | 0 | 0 | 0 | 0 | 0 | 0 | 0 | 0 | 0 | 0
13 | South Yorks & North Wales | 0 | 0 | 0 | 0 | 0 | 0 | 0 | 0 | 0 | 0 | 0 | 0 | 0 | 0 | 0 | 0 | 0 | 0 | 0 | 0
14 | Midlands | 0 | 0 | 0 | 0 | 0 | 0 | 0 | 0 | 0 | 0 | 0 | 0 | 0 | 0 | 0 | 0 | 0 | 0 | 0 | 0
15 | South Wales & Gloucester | 0 | 0 | 0 | 0 | 0 | 0 | 0 | 0 | 0 | 0 | 0 | 0 | 0 | 0 | 0 | 0 | 0 | 0 | 0 | 0
16 | Central London | 0 | 0 | 0 | 0 | 0 | 0 | 0 | 0 | 0 | 0 | 0 | 0 | 0 | 0 | 0 | 0 | 0 | 0 | 0 | 0
17 | South East | 0 | 0 | 0 | 0 | 0 | 0 | 0 | 0 | 0 | 0 | 0 | 0 | 0 | 0 | 0 | 0 | 0 | 0 | 0 | 0
18 | Oxon & South Coast | 0 | 0 | 0 | 0 | 0 | 0 | 0 | 0 | 0 | 0 | 0 | 0 | 0 | 0 | 0 | 0 | 0 | 0 | 0 | 0
19 | Wessex | 0 | 0 | 0 | 0 | 0 | 0 | 0 | 0 | 0 | 0 | 0 | 0 | 0 | 0 | 0 | 0 | 0 | 0 | 0 | 0
20 | Peninsula | 0 | 0 | 0 | 0 | 0 | 0 | 0 | 0 | 0 | 0 | 0 | 0 | 0 | 0 | 0 | 0 | 0 | 0 | 0 | 0

## Original
Planning and build
| 2011 | 2012 | 2013 | 2014 | 2015 | 2016 | 2017 | 2018 | 2019 | 2020 | 2021 | 2022 | 2023 | 2024 | 2025 | 2026 | 2027 | 2028 | 2029 | 2030 | 2031
Planning | 4414.9 | 6909.5 | 13032.2738 | 13279.2157 | 34807.5042 | 35501.8202 | 33718.7728 | 35755.8372 | 36375.8372 | 19002.4395 | 10919.4395 | 4710.8372 | 4014.4395 | 115.8372 | 1.1e-05 | 1.2e-05 | 1.3e-05 | 28000 | 30400 | 30100 | 30100
Under construction | 0 | 3852.7 | 6865.9 | 5941.0879 | 9535.8114 | 8415.4915 | 7494.4052 | 8284.4395 | 12554.4395 | 14395.8372 | 16208.8372 | 16208.8372 | 15443.8372 | 11932.4395 | 3124.4395 | 115.8372 | 0 | 0 | 0 | 300 | 300
Operational | 0 | 4488.5689 | 5654.2423 | 12442.801 | 15489.4741 | 20851.9125 | 25346.4822 | 26841.7891 | 30439.9467 | 32771.1134 | 40635.458 | 41112.766 | 43386.8933 | 47556.3662 | 56994.7194 | 60519.802 | 61339.5768 | 61985.0274 | 62809.4809 | 63424.183 | 63905.5726
(includes new embedded of) | 0 | 305.9721 | 621.6691 | 953.0429 | 1316.8835 | 1700.2794 | 2118.2272 | 2531.29 | 2973.6704 | 3436.1868 | 3888.8054 | 4336.6587 | 4794.732 | 5264.5437 | 5745.2733 | 6226.1101 | 6707.0553 | 7188.11 | 7669.2752 | 8150.552 | 8631.9416
| 2011 | 2012 | 2013 | 2014 | 2015 | 2016 | 2017 | 2018 | 2019 | 2020 | 2021 | 2022 | 2023 | 2024 | 2025 | 2026 | 2027 | 2028 | 2029 | 2030 | 2031
Cumulative new build | 0 | 4488.5689 | 5654.2423 | 12442.801 | 15489.4741 | 20851.9125 | 25346.4822 | 26841.7891 | 30439.9467 | 32771.1134 | 40635.458 | 41112.766 | 43386.8933 | 47556.3662 | 56994.7194 | 60519.802 | 61339.5768 | 61985.0274 | 62809.4809 | 63424.183 | 63905.5726
Cumulative retirements | 0 | -551 | -9022 | -11191.0001 | -14036.0001 | -17069.5 | -23424 | -23939 | -25685 | -28995 | -30193 | -34127 | -36038 | -42157 | -43537 | -45087 | -46321 | -46321 | -46321 | -46321 | -49951
Cumulative net | 3937.2689 | -3368.0577 | 1251.501 | 1453.1742 | 3782.1125 | 1922.1822 | 2902.4891 | 4754.6468 | 3775.8134 | 10442.158 | 6985.466 | 7348.5934 | 5399.0663 | 13457.4194 | 15432.502 | 15018.2769 | 15663.7275 | 16488.181 | 17102.883 | 13954.2727 | 13954.2727
Capacity margins (note: includes interconnectors, but excludes embedded)
| 2011 | 2012 | 2013 | 2014 | 2015 | 2016 | 2017 | 2018 | 2019 | 2020 | 2021 | 2022 | 2023 | 2024 | 2025 | 2026 | 2027 | 2028 | 2029 | 2030 | 2031
Peak demand (GW) | 56.308 | 57.7 | 57.7068 | 57.673 | 57.5908 | 57.4171 | 57.4831 | 57.3399 | 57.4462 | 57.6321 | 57.6888 | 58.0065 | 58.1962 | 58.4079 | 58.5113 | 58.8065 | 59.1518 | 59.6997 | 60.1122 | 60.6868 | 60.7965
Total capacity (GW) | 84.825 | 88.9563 | 81.3353 | 85.6235 | 85.4613 | 87.4068 | 86.129 | 87.6962 | 89.106 | 88.6646 | 94.8784 | 91.9738 | 91.8789 | 89.4595 | 98.0371 | 99.5314 | 98.6362 | 98.8006 | 99.1439 | 99.2773 | 95.6473
De-rated capacity (GW) | 70.4418 | 72.227 | 64.7306 | 66.7111 | 65.3067 | 65.0361 | 60.695 | 60.3946 | 61.0966 | 59.6504 | 65.1365 | 61.6003 | 61.4053 | 59.2056 | 65.2345 | 66.4337 | 65.3739 | 65.3985 | 65.45 | 65.47 | 62.203
Capacity margin | 50.64% | 54.17% | 40.95% | 48.46% | 48.39% | 52.23% | 49.83% | 52.94% | 55.11% | 53.85% | 64.47% | 58.56% | 57.88% | 53.16% | 67.55% | 69.25% | 66.75% | 65.5% | 64.93% | 63.59% | 57.32%
De-rated capacity margin | 25.1% | 25.18% | 12.17% | 15.67% | 13.4% | 13.27% | 5.588% | 5.327% | 6.354% | 3.502% | 12.91% | 6.195% | 5.514% | 1.366% | 11.49% | 12.97% | 10.52% | 9.546% | 8.88% | 7.882% | 2.314%
De-rated capacity (inc planning) | 70.4418 | 72.227 | 64.7306 | 66.7111 | 65.3067 | 65.0361 | 60.695 | 60.3946 | 61.0966 | 59.6504 | 65.1365 | 61.6003 | 61.4053 | 59.2056 | 65.2345 | 66.4337 | 65.3739 | 65.3985 | 65.45 | 65.47 | 62.0451
De-rated capacity margin (inc planning) | 25.1% | 25.18% | 12.17% | 15.67% | 13.4% | 13.27% | 5.588% | 5.327% | 6.354% | 3.502% | 12.91% | 6.195% | 5.514% | 1.366% | 11.49% | 12.97% | 10.52% | 9.546% | 8.88% | 7.882% | 2.054%
Annual demand (TWh) | 306.1776 | 313.7467 | 313.7835 | 313.5998 | 313.1527 | 312.2085 | 312.5671 | 311.7885 | 312.3668 | 313.3775 | 313.6857 | 315.4135 | 316.445 | 317.5958 | 318.158 | 319.7634 | 321.6411 | 324.6202 | 326.8629 | 329.9875 | 330.5841
Annual supply | 515.9905 | 536.4125 | 498.08 | 522.6978 | 522.6532 | 448.6083 | 446.3693 | 448.7425 | 459.0563 | 441.3426 | 484.4114 | 466.2953 | 474.8732 | 475.762 | 524.9905 | 534.5859 | 526.9081 | 527.2867 | 528.0772 | 528.3845 | 502.9454
Energy margin | 68.53% | 70.97% | 58.73% | 66.68% | 66.9% | 43.69% | 42.81% | 43.93% | 46.96% | 40.83% | 54.43% | 47.84% | 50.07% | 49.8% | 65.01% | 67.18% | 63.82% | 62.43% | 61.56% | 60.12% | 52.14%
Capacity margins - alternative basis (including embedded generation)
| 2011 | 2012 | 2013 | 2014 | 2015 | 2016 | 2017 | 2018 | 2019 | 2020 | 2021 | 2022 | 2023 | 2024 | 2025 | 2026 | 2027 | 2028 | 2029 | 2030 | 2031
Peak demand (GW) | 62.8149 | 64.4683 | 64.7512 | 65.0016 | 65.2229 | 65.3666 | 65.7729 | 65.9661 | 66.4236 | 66.9697 | 67.3837 | 68.0621 | 68.6155 | 69.1945 | 69.6685 | 70.3345 | 71.0507 | 71.9695 | 72.753 | 73.6988 | 74.1798
Total capacity (GW) | 93.4835 | 97.9208 | 90.6155 | 95.235 | 95.4367 | 97.7656 | 96.9057 | 98.886 | 100.7382 | 100.7593 | 107.4257 | 104.969 | 105.3321 | 103.3826 | 112.4409 | 114.416 | 114.0018 | 114.6472 | 115.4717 | 116.0864 | 112.9378
De-rated capacity (GW) | 76.9487 | 78.9953 | 71.775 | 74.0397 | 72.9389 | 72.9856 | 68.9849 | 69.0209 | 70.0739 | 68.988 | 74.8314 | 71.6558 | 71.8246 | 69.9922 | 76.3918 | 77.9617 | 77.2728 | 77.6684 | 78.0909 | 78.4821 | 75.5863
Capacity margin | 48.82% | 51.89% | 39.94% | 46.51% | 46.32% | 49.57% | 47.33% | 49.9% | 51.66% | 50.46% | 59.42% | 54.23% | 53.51% | 49.41% | 61.39% | 62.67% | 60.45% | 59.3% | 58.72% | 57.51% | 52.25%
De-rated capacity margin | 22.5% | 22.53% | 10.85% | 13.9% | 11.83% | 11.66% | 4.883% | 4.631% | 5.496% | 3.014% | 11.05% | 5.28% | 4.677% | 1.153% | 9.65% | 10.84% | 8.757% | 7.918% | 7.337% | 6.49% | 1.896%
De-rated capacity (inc planning) | 76.9487 | 78.9953 | 71.775 | 74.0397 | 72.9389 | 72.9856 | 68.9849 | 69.0209 | 70.0739 | 68.988 | 74.8314 | 71.6558 | 71.8246 | 69.9922 | 76.3918 | 77.9617 | 77.2728 | 77.6684 | 78.0909 | 78.4821 | 75.4284
De-rated capacity margin (inc planning) | 22.5% | 22.53% | 10.85% | 13.9% | 11.83% | 11.66% | 4.883% | 4.631% | 5.496% | 3.014% | 11.05% | 5.28% | 4.677% | 1.153% | 9.65% | 10.84% | 8.757% | 7.918% | 7.337% | 6.49% | 1.683%
Annual demand (TWh) | 344.9089 | 354.0067 | 355.6754 | 357.1985 | 358.628 | 359.6752 | 362.1642 | 363.5403 | 366.4108 | 369.8026 | 372.4574 | 376.5223 | 379.9271 | 383.4927 | 386.5083 | 390.5679 | 394.9006 | 400.3354 | 405.0347 | 410.6166 | 413.6712
Chart mappings
Plant type | Chart mapping
CHP | Gas
AGT | OCGT
Oil | Oil
Hydro | Other renewable
PS | PS
Nuclear | Nuclear
CCGT | Gas
OCGT | OCGT
Coal | Coal
Coal + CCS | CCS
CCGT + CCS | CCS
Onshore wind (unclassified) | Onshore wind
Offshore wind (unclassified) | Offshore wind
Onshore wind | Onshore wind
Onshore wind (Medium) | Onshore wind
Onshore wind (Low) | Onshore wind
Offshore wind | Offshore wind
Offshore wind (Low) | Offshore wind
Wave | Other renewable
Tidal Stream | Other renewable
Tidal Range | Other renewable
Sewage gas | Other renewable
Solar | Other renewable
Biomass regular | Other renewable
Biomass energy crop | Other renewable
Biowaste | Other renewable
Biogas | Other renewable
Biodiesel | Other renewable
Biomass ACT | Other renewable
Biomass AD | Other renewable
Biomass regular (CHP) | Other renewable
Biomass energy crop (CHP) | Other renewable
Biowaste (CHP) | Other renewable
Biogas (CHP) | Other renewable
Biodiesel (CHP) | Other renewable
Biomass ACT (CHP) | Other renewable
Biomass AD (CHP) | Other renewable
Landfill gas | Other renewable
Hydro (small scale) | Other renewable
Geopressure | Other renewable
Standard gasification or pyrolysis | Other renewable
Other unspecified | Other renewable
Geothermal | Other renewable
Microgeneration | Other renewable
Other ROC | Other renewable
Non-ROC | Other renewable
Embedded CHP | Gas
Embedded Gas | Gas
Embedded offshore wind | Offshore wind
Embedded onshore wind | Onshore wind
Embedded biomass | Other renewable
Embedded tidal and wave | Other renewable
Embedded hydro | Other renewable
Capacity mix by plant type
| 2011 | 2012 | 2013 | 2014 | 2015 | 2016 | 2017 | 2018 | 2019 | 2020 | 2021 | 2022 | 2023 | 2024 | 2025 | 2026 | 2027 | 2028 | 2029 | 2030 | 2031
CHP | 2101 | 2101 | 1673 | 1673 | 1673 | 2163 | 2163 | 2163 | 2163 | 2163 | 2163 | 2163 | 2163 | 2163 | 2163 | 2163 | 2163 | 2163 | 2163 | 2163 | 2163
AGT | 0 | 0 | 0 | 0 | 0 | 0 | 0 | 0 | 0 | 0 | 0 | 0 | 0 | 0 | 0 | 0 | 0 | 0 | 0 | 0 | 0
Oil | 3263 | 3263 | 875 | 875 | 875 | 3e-06 | 3e-06 | 3e-06 | 3e-06 | 3e-06 | 3e-06 | 3e-06 | 3e-06 | 3e-06 | 3e-06 | 3e-06 | 3e-06 | 3e-06 | 3e-06 | 3e-06 | 3e-06
Hydro | 1072 | 1072 | 1072 | 1072 | 1072 | 1190 | 1190 | 1190 | 1190 | 1190 | 1190 | 1190 | 1190 | 1190 | 1190 | 1190 | 1190 | 1190 | 1190 | 1190 | 1190
PS | 2744 | 2744 | 2744 | 2744 | 2744 | 2744 | 2744 | 2744 | 2744 | 2744 | 2744 | 2744 | 2744 | 2744 | 2744 | 2744 | 2744 | 2744 | 2744 | 2744 | 2744
Nuclear | 10561 | 10561 | 9946 | 9946 | 9456 | 9456 | 9456 | 9456 | 8375 | 7635 | 9305 | 9305 | 10975 | 10310 | 11980 | 14830 | 14830 | 14830 | 14830 | 14830 | 11200
CCGT | 28984 | 31189 | 30385 | 33557 | 34027 | 33627 | 33577 | 33062 | 34797 | 33897 | 39497 | 39497 | 38728 | 37103 | 35723 | 34173 | 32939 | 32939 | 32939 | 32939 | 32939
OCGT | 1198 | 1198 | 1198 | 1130 | 1096 | 802 | 802 | 802 | 802 | 802 | 802 | 802 | 802 | 643 | 643 | 643 | 643 | 643 | 643 | 643 | 643
Coal | 27543 | 26992 | 22756 | 21435 | 19114 | 17649.5 | 12105 | 12105 | 12105 | 12105 | 10907 | 6973 | 5831 | 3831 | 3831 | 3831 | 3831 | 3831 | 3831 | 3831 | 3831
Coal + CCS | 5e-06 | 5e-06 | 5e-06 | 5e-06 | 300 | 1100 | 1100 | 1100 | 1100 | 1100 | 1100 | 1100 | 1100 | 2100 | 5040 | 5040 | 5040 | 5040 | 5040 | 5040 | 5040
CCGT + CCS | 4e-06 | 4e-06 | 4e-06 | 4e-06 | 4e-06 | 4e-06 | 4e-06 | 4e-06 | 4e-06 | 4e-06 | 4e-06 | 4e-06 | 4e-06 | 1000 | 4293 | 4293 | 4293 | 4293 | 4293 | 4293 | 4293
Onshore wind (unclassified) | 0 | 0 | 0 | 0 | 0 | 0 | 0 | 0 | 0 | 0 | 0 | 0 | 0 | 0 | 0 | 0 | 0 | 0 | 0 | 0 | 0
Offshore wind (unclassified) | 0 | 0 | 0 | 0 | 0 | 0 | 0 | 0 | 0 | 0 | 0 | 0 | 0 | 0 | 0 | 0 | 0 | 0 | 0 | 0 | 0
Onshore wind | 2423 | 2602.9968 | 3452.9732 | 4096.1581 | 4941.9907 | 5808.0331 | 8058.655 | 8135.8991 | 8291.6764 | 8490.3266 | 8632.0527 | 8661.5074 | 8807.5614 | 8837.2226 | 8986.8462 | 9181.0919 | 9519.9216 | 9684.3175 | 10027.6058 | 10161.031 | 10161.031
Onshore wind (Medium) | 0 | 0 | 0 | 0 | 0 | 0 | 0 | 0 | 0 | 0 | 0 | 0 | 0 | 0 | 0 | 0 | 0 | 0 | 0 | 0 | 0
Onshore wind (Low) | 0 | 0 | 0 | 0 | 0 | 0 | 0 | 0 | 0 | 0 | 0 | 0 | 0 | 0 | 0 | 0 | 0 | 0 | 0 | 0 | 0
Offshore wind | 1391 | 3188.3 | 3188.3 | 5050.3 | 5882.3 | 7680.3 | 8484.3 | 9488.3 | 10088.3 | 10088.3 | 10088.3 | 10088.3 | 10088.3 | 10088.3 | 10993.3 | 10993.3 | 10993.3 | 10993.3 | 10993.3 | 10993.3 | 10993.3
Offshore wind (Low) | 0 | 0 | 0 | 0 | 0 | 0 | 0 | 0 | 0 | 0 | 0 | 0 | 0 | 0 | 0 | 0 | 0 | 0 | 0 | 0 | 0
Wave | 2e-06 | 2e-06 | 2e-06 | 2e-06 | 2e-06 | 2e-06 | 2e-06 | 2e-06 | 2e-06 | 2e-06 | 2e-06 | 2e-06 | 2e-06 | 2e-06 | 2e-06 | 2e-06 | 2e-06 | 2e-06 | 2e-06 | 2e-06 | 2e-06
Tidal Stream | 10 | 10 | 10 | 10 | 10 | 10 | 10 | 10 | 10 | 10 | 10 | 10 | 10 | 10 | 10 | 10 | 10 | 10 | 10 | 10 | 10
Tidal Range | 0 | 0 | 0 | 0 | 0 | 0 | 0 | 0 | 0 | 0 | 0 | 0 | 0 | 0 | 0 | 0 | 0 | 0 | 0 | 0 | 0
Sewage gas | 0 | 0 | 0 | 0 | 0 | 0 | 0 | 0 | 0 | 0 | 0 | 0 | 0 | 0 | 0 | 0 | 0 | 0 | 0 | 0 | 0
Solar | 0 | 0 | 0 | 0 | 0 | 0 | 0 | 0 | 0 | 0 | 0 | 0 | 0 | 0 | 0 | 0 | 0 | 0 | 0 | 0 | 0
Biomass regular | 97 | 97 | 97 | 97 | 332 | 1239 | 1501 | 1502 | 1502 | 1502 | 1502 | 1502 | 1502 | 1502 | 1502 | 1502 | 1502 | 1502 | 1502 | 1502 | 1502
Biomass energy crop | 0 | 0 | 0 | 0 | 0 | 0 | 0 | 0 | 0 | 0 | 0 | 0 | 0 | 0 | 0 | 0 | 0 | 0 | 0 | 0 | 0
Biowaste | 0 | 0 | 0 | 0 | 0 | 0 | 0 | 0 | 0 | 0 | 0 | 0 | 0 | 0 | 0 | 0 | 0 | 0 | 0 | 0 | 0
Biogas | 0 | 0 | 0 | 0 | 0 | 0 | 0 | 0 | 0 | 0 | 0 | 0 | 0 | 0 | 0 | 0 | 0 | 0 | 0 | 0 | 0
Biodiesel | 0 | 0 | 0 | 0 | 0 | 0 | 0 | 0 | 0 | 0 | 0 | 0 | 0 | 0 | 0 | 0 | 0 | 0 | 0 | 0 | 0
Biomass ACT | 0 | 0 | 0 | 0 | 0 | 0 | 0 | 0 | 0 | 0 | 0 | 0 | 0 | 0 | 0 | 0 | 0 | 0 | 0 | 0 | 0
Biomass AD | 0 | 0 | 0 | 0 | 0 | 0 | 0 | 0 | 0 | 0 | 0 | 0 | 0 | 0 | 0 | 0 | 0 | 0 | 0 | 0 | 0
Biomass regular (CHP) | 0 | 0 | 0 | 0 | 0 | 0 | 0 | 0 | 0 | 0 | 0 | 0 | 0 | 0 | 0 | 0 | 0 | 0 | 0 | 0 | 0
Biomass energy crop (CHP) | 0 | 0 | 0 | 0 | 0 | 0 | 0 | 0 | 0 | 0 | 0 | 0 | 0 | 0 | 0 | 0 | 0 | 0 | 0 | 0 | 0
Biowaste (CHP) | 0 | 0 | 0 | 0 | 0 | 0 | 0 | 0 | 0 | 0 | 0 | 0 | 0 | 0 | 0 | 0 | 0 | 0 | 0 | 0 | 0
Biogas (CHP) | 0 | 0 | 0 | 0 | 0 | 0 | 0 | 0 | 0 | 0 | 0 | 0 | 0 | 0 | 0 | 0 | 0 | 0 | 0 | 0 | 0
Biodiesel (CHP) | 0 | 0 | 0 | 0 | 0 | 0 | 0 | 0 | 0 | 0 | 0 | 0 | 0 | 0 | 0 | 0 | 0 | 0 | 0 | 0 | 0
Biomass ACT (CHP) | 0 | 0 | 0 | 0 | 0 | 0 | 0 | 0 | 0 | 0 | 0 | 0 | 0 | 0 | 0 | 0 | 0 | 0 | 0 | 0 | 0
Biomass AD (CHP) | 0 | 0 | 0 | 0 | 0 | 0 | 0 | 0 | 0 | 0 | 0 | 0 | 0 | 0 | 0 | 0 | 0 | 0 | 0 | 0 | 0
Landfill gas | 0 | 0 | 0 | 0 | 0 | 0 | 0 | 0 | 0 | 0 | 0 | 0 | 0 | 0 | 0 | 0 | 0 | 0 | 0 | 0 | 0
Hydro (small scale) | 0 | 0 | 0 | 0 | 0 | 0 | 0 | 0 | 0 | 0 | 0 | 0 | 0 | 0 | 0 | 0 | 0 | 0 | 0 | 0 | 0
Geopressure | 0 | 0 | 0 | 0 | 0 | 0 | 0 | 0 | 0 | 0 | 0 | 0 | 0 | 0 | 0 | 0 | 0 | 0 | 0 | 0 | 0
Standard gasification or pyrolysis | 0 | 0 | 0 | 0 | 0 | 0 | 0 | 0 | 0 | 0 | 0 | 0 | 0 | 0 | 0 | 0 | 0 | 0 | 0 | 0 | 0
Other unspecified | 0 | 0 | 0 | 0 | 0 | 0 | 0 | 0 | 0 | 0 | 0 | 0 | 0 | 0 | 0 | 0 | 0 | 0 | 0 | 0 | 0
Geothermal | 0 | 0 | 0 | 0 | 0 | 0 | 0 | 0 | 0 | 0 | 0 | 0 | 0 | 0 | 0 | 0 | 0 | 0 | 0 | 0 | 0
Microgeneration | 0 | 0 | 0 | 0 | 0 | 0 | 0 | 0 | 0 | 0 | 0 | 0 | 0 | 0 | 0 | 0 | 0 | 0 | 0 | 0 | 0
Other ROC | 0 | 0 | 0 | 0 | 0 | 0 | 0 | 0 | 0 | 0 | 0 | 0 | 0 | 0 | 0 | 0 | 0 | 0 | 0 | 0 | 0
Non-ROC | 0 | 0 | 0 | 0 | 0 | 0 | 0 | 0 | 0 | 0 | 0 | 0 | 0 | 0 | 0 | 0 | 0 | 0 | 0 | 0 | 0
Embedded CHP | 4639.9231 | 4832.2308 | 5024.5385 | 5216.8462 | 5409.1538 | 5601.4615 | 5793.7692 | 5986.0769 | 6178.3846 | 6370.6923 | 6563 | 6763 | 6963 | 7163 | 7363 | 7563 | 7763 | 7963 | 8163 | 8363 | 8563
Embedded Gas | 300 | 300 | 300 | 300 | 300 | 300 | 300 | 300 | 300 | 300 | 300 | 300 | 300 | 300 | 300 | 300 | 300 | 300 | 300 | 300 | 300
Embedded offshore wind | 0 | 0 | 0 | 0 | 0 | 0 | 0 | 0 | 0 | 0 | 0 | 0 | 0 | 0 | 0 | 0 | 0 | 0 | 0 | 0 | 0
Embedded onshore wind | 1569.6523 | 1569.6523 | 1569.6523 | 1569.6523 | 1569.6523 | 1569.6523 | 1569.6523 | 1569.6523 | 1569.6523 | 1569.6523 | 1569.6523 | 1569.6523 | 1569.6523 | 1569.6523 | 1569.6523 | 1569.6523 | 1569.6523 | 1569.6523 | 1569.6523 | 1569.6523 | 1569.6523
Embedded biomass | 1607.2399 | 1690.9043 | 1794.2936 | 1903.3597 | 2028.3926 | 2166.5808 | 2313.221 | 2468.3611 | 2633.3535 | 2803.5623 | 2973.8731 | 3144.2871 | 3314.8052 | 3485.4285 | 3656.1581 | 3826.9949 | 3997.9401 | 4168.9947 | 4340.1599 | 4511.4368 | 4682.8264
Embedded tidal and wave | 0.5 | 20.5 | 30.5 | 50.5 | 87 | 129.9 | 179.9 | 235.515 | 310.5953 | 400.5953 | 480.5953 | 548.0345 | 625.5897 | 714.7782 | 814.7782 | 914.7782 | 1014.7782 | 1114.7782 | 1214.7782 | 1314.7782 | 1414.7782
Embedded hydro | 541.202 | 551.202 | 561.202 | 571.202 | 581.202 | 591.202 | 620.202 | 630.202 | 640.202 | 650.202 | 660.202 | 670.202 | 680.202 | 690.202 | 700.202 | 710.202 | 720.202 | 730.202 | 740.202 | 750.202 | 760.202
Total | 90045.5173 | 93982.7862 | 86677.4596 | 91297.0183 | 91498.6915 | 93827.6298 | 91967.6995 | 92948.0065 | 94800.1641 | 93821.3307 | 100487.6754 | 97030.9833 | 97394.1107 | 95444.5836 | 103502.9368 | 105478.0193 | 105063.7942 | 105709.2448 | 106533.6983 | 107148.4004 | 103999.79
Biomass co-firing | 1646.1 | 1646.1 | 1393.1 | 1393.1 | 583.1 | 1642.75 | 1157.75 | 1157.75 | 1157.75 | 1157.75 | 2115.5 | 2115.5 | 2115.5 | 1915.5 | 1915.5 | 1915.5 | 1915.5 | 1915.5 | 1915.5 | 1915.5 | 1915.5
Capacity mix by charting type
| 2011 | 2012 | 2013 | 2014 | 2015 | 2016 | 2017 | 2018 | 2019 | 2020 | 2021 | 2022 | 2023 | 2024 | 2025 | 2026 | 2027 | 2028 | 2029 | 2030 | 2031
Gas | 36024.9231 | 38422.2308 | 37382.5385 | 40746.8462 | 41409.1539 | 41691.4616 | 41833.7692 | 41511.077 | 43438.3846 | 42730.6923 | 48523 | 48723 | 48154 | 46729 | 45549 | 44199 | 43165 | 43365 | 43565 | 43765 | 43965
Coal | 27543 | 26992 | 22756 | 21435 | 19114 | 17649.5 | 12105 | 12105 | 12105 | 12105 | 10907 | 6973 | 5831 | 3831 | 3831 | 3831 | 3831 | 3831 | 3831 | 3831 | 3831
Oil | 3263 | 3263 | 875 | 875 | 875 | 3e-06 | 3e-06 | 3e-06 | 3e-06 | 3e-06 | 3e-06 | 3e-06 | 3e-06 | 3e-06 | 3e-06 | 3e-06 | 3e-06 | 3e-06 | 3e-06 | 3e-06 | 3e-06
OCGT | 1198 | 1198 | 1198 | 1130 | 1096 | 802 | 802 | 802 | 802 | 802 | 802 | 802 | 802 | 643 | 643 | 643 | 643 | 643 | 643 | 643 | 643
PS | 2744 | 2744 | 2744 | 2744 | 2744 | 2744 | 2744 | 2744 | 2744 | 2744 | 2744 | 2744 | 2744 | 2744 | 2744 | 2744 | 2744 | 2744 | 2744 | 2744 | 2744
Nuclear | 10561 | 10561 | 9946 | 9946 | 9456 | 9456 | 9456 | 9456 | 8375 | 7635 | 9305 | 9305 | 10975 | 10310 | 11980 | 14830 | 14830 | 14830 | 14830 | 14830 | 11200
CCS | 9e-06 | 9e-06 | 9e-06 | 9e-06 | 300 | 1100 | 1100 | 1100 | 1100 | 1100 | 1100 | 1100 | 1100 | 3100 | 9333 | 9333 | 9333 | 9333 | 9333 | 9333 | 9333
Onshore wind | 3992.6523 | 4172.649 | 5022.6255 | 5665.8103 | 6511.643 | 7377.6854 | 9628.3072 | 9705.5513 | 9861.3287 | 10059.9788 | 10201.7049 | 10231.1596 | 10377.2137 | 10406.8748 | 10556.4984 | 10750.7442 | 11089.5739 | 11253.9698 | 11597.2581 | 11730.6833 | 11730.6833
Offshore wind | 1391 | 3188.3 | 3188.3 | 5050.3 | 5882.3 | 7680.3 | 8484.3 | 9488.3 | 10088.3 | 10088.3 | 10088.3 | 10088.3 | 10088.3 | 10088.3 | 10993.3 | 10993.3 | 10993.3 | 10993.3 | 10993.3 | 10993.3 | 10993.3
Other renewable | 3327.9419 | 3441.6063 | 3564.9956 | 3704.0617 | 4110.5946 | 5326.6829 | 5814.323 | 6036.0781 | 6286.1507 | 6556.3595 | 6816.6704 | 7064.5237 | 7322.597 | 7592.4087 | 7873.1383 | 8153.9751 | 8434.9203 | 8715.9749 | 8997.1401 | 9278.417 | 9559.8066
Total | 90045.5173 | 93982.7862 | 86677.4596 | 91297.0183 | 91498.6915 | 93827.6298 | 91967.6995 | 92948.0065 | 94800.1641 | 93821.3307 | 100487.6754 | 97030.9833 | 97394.1107 | 95444.5836 | 103502.9368 | 105478.0193 | 105063.7942 | 105709.2448 | 106533.6983 | 107148.4004 | 103999.79
Cumulative new build by plant type
| 2011 | 2012 | 2013 | 2014 | 2015 | 2016 | 2017 | 2018 | 2019 | 2020 | 2021 | 2022 | 2023 | 2024 | 2025 | 2026 | 2027 | 2028 | 2029 | 2030 | 2031
CHP | 0 | 0 | 0 | 0 | 0 | 490 | 490 | 490 | 490 | 490 | 490 | 490 | 490 | 490 | 490 | 490 | 490 | 490 | 490 | 490 | 490
AGT | 0 | 0 | 0 | 0 | 0 | 0 | 0 | 0 | 0 | 0 | 0 | 0 | 0 | 0 | 0 | 0 | 0 | 0 | 0 | 0 | 0
Oil | 0 | 0 | 0 | 0 | 0 | 0 | 0 | 0 | 0 | 0 | 0 | 0 | 0 | 0 | 0 | 0 | 0 | 0 | 0 | 0 | 0
Hydro | 0 | 0 | 0 | 0 | 0 | 118 | 118 | 118 | 118 | 118 | 118 | 118 | 118 | 118 | 118 | 118 | 118 | 118 | 118 | 118 | 118
PS | 0 | 0 | 0 | 0 | 0 | 0 | 0 | 0 | 0 | 0 | 0 | 0 | 0 | 0 | 0 | 0 | 0 | 0 | 0 | 0 | 0
Nuclear | 0 | 0 | 0 | 0 | 0 | 0 | 0 | 0 | 0 | 1670 | 3340 | 3340 | 5010 | 6680 | 8350 | 11200 | 11200 | 11200 | 11200 | 11200 | 11200
CCGT | 0 | 2205 | 2205 | 6157 | 6627 | 6627 | 7387 | 7387 | 9787 | 9787 | 15387 | 15387 | 15387 | 15387 | 15387 | 15387 | 15387 | 15387 | 15387 | 15387 | 15387
OCGT | 0 | 0 | 0 | 0 | 0 | 0 | 0 | 0 | 0 | 0 | 0 | 0 | 0 | 0 | 0 | 0 | 0 | 0 | 0 | 0 | 0
Coal | 0 | 0 | 0 | 0 | 0 | 0 | 0 | 0 | 0 | 0 | 0 | 0 | 0 | 0 | 0 | 0 | 0 | 0 | 0 | 0 | 0
Coal + CCS | 0 | 0 | 0 | 0 | 300 | 1100 | 1100 | 1100 | 1100 | 1100 | 1100 | 1100 | 1100 | 2100 | 5040 | 5040 | 5040 | 5040 | 5040 | 5040 | 5040
CCGT + CCS | 0 | 0 | 0 | 0 | 0 | 0 | 0 | 0 | 0 | 0 | 0 | 0 | 0 | 1000 | 4293 | 4293 | 4293 | 4293 | 4293 | 4293 | 4293
Onshore wind (unclassified) | 0 | 0 | 0 | 0 | 0 | 0 | 0 | 0 | 0 | 0 | 0 | 0 | 0 | 0 | 0 | 0 | 0 | 0 | 0 | 0 | 0
Offshore wind (unclassified) | 0 | 0 | 0 | 0 | 0 | 0 | 0 | 0 | 0 | 0 | 0 | 0 | 0 | 0 | 0 | 0 | 0 | 0 | 0 | 0 | 0
Onshore wind | 0 | 180.2968 | 1030.2732 | 1673.4581 | 2519.2907 | 3385.3331 | 5635.955 | 5713.1991 | 5868.9764 | 6067.6266 | 6209.3526 | 6238.8073 | 6384.8614 | 6414.5225 | 6564.1462 | 6758.3919 | 7097.2216 | 7261.6175 | 7604.9058 | 7738.331 | 7738.331
Onshore wind (Medium) | 0 | 0 | 0 | 0 | 0 | 0 | 0 | 0 | 0 | 0 | 0 | 0 | 0 | 0 | 0 | 0 | 0 | 0 | 0 | 0 | 0
Onshore wind (Low) | 0 | 0 | 0 | 0 | 0 | 0 | 0 | 0 | 0 | 0 | 0 | 0 | 0 | 0 | 0 | 0 | 0 | 0 | 0 | 0 | 0
Offshore wind | 0 | 1797.3 | 1797.3 | 3659.3 | 4491.3 | 6289.3 | 7093.3 | 8097.3 | 8697.3 | 8697.3 | 8697.3 | 8697.3 | 8697.3 | 8697.3 | 9602.3 | 9602.3 | 9602.3 | 9602.3 | 9602.3 | 9602.3 | 9602.3
Offshore wind (Low) | 0 | 0 | 0 | 0 | 0 | 0 | 0 | 0 | 0 | 0 | 0 | 0 | 0 | 0 | 0 | 0 | 0 | 0 | 0 | 0 | 0
Wave | 0 | 0 | 0 | 0 | 0 | 0 | 0 | 0 | 0 | 0 | 0 | 0 | 0 | 0 | 0 | 0 | 0 | 0 | 0 | 0 | 0
Tidal Stream | 0 | 0 | 0 | 0 | 0 | 0 | 0 | 0 | 0 | 0 | 0 | 0 | 0 | 0 | 0 | 0 | 0 | 0 | 0 | 0 | 0
Tidal Range | 0 | 0 | 0 | 0 | 0 | 0 | 0 | 0 | 0 | 0 | 0 | 0 | 0 | 0 | 0 | 0 | 0 | 0 | 0 | 0 | 0
Sewage gas | 0 | 0 | 0 | 0 | 0 | 0 | 0 | 0 | 0 | 0 | 0 | 0 | 0 | 0 | 0 | 0 | 0 | 0 | 0 | 0 | 0
Solar | 0 | 0 | 0 | 0 | 0 | 0 | 0 | 0 | 0 | 0 | 0 | 0 | 0 | 0 | 0 | 0 | 0 | 0 | 0 | 0 | 0
Biomass regular | 0 | 0 | 0 | 0 | 235 | 1142 | 1404 | 1405 | 1405 | 1405 | 1405 | 1405 | 1405 | 1405 | 1405 | 1405 | 1405 | 1405 | 1405 | 1405 | 1405
Biomass energy crop | 0 | 0 | 0 | 0 | 0 | 0 | 0 | 0 | 0 | 0 | 0 | 0 | 0 | 0 | 0 | 0 | 0 | 0 | 0 | 0 | 0
Biowaste | 0 | 0 | 0 | 0 | 0 | 0 | 0 | 0 | 0 | 0 | 0 | 0 | 0 | 0 | 0 | 0 | 0 | 0 | 0 | 0 | 0
Biogas | 0 | 0 | 0 | 0 | 0 | 0 | 0 | 0 | 0 | 0 | 0 | 0 | 0 | 0 | 0 | 0 | 0 | 0 | 0 | 0 | 0
Biodiesel | 0 | 0 | 0 | 0 | 0 | 0 | 0 | 0 | 0 | 0 | 0 | 0 | 0 | 0 | 0 | 0 | 0 | 0 | 0 | 0 | 0
Biomass ACT | 0 | 0 | 0 | 0 | 0 | 0 | 0 | 0 | 0 | 0 | 0 | 0 | 0 | 0 | 0 | 0 | 0 | 0 | 0 | 0 | 0
Biomass AD | 0 | 0 | 0 | 0 | 0 | 0 | 0 | 0 | 0 | 0 | 0 | 0 | 0 | 0 | 0 | 0 | 0 | 0 | 0 | 0 | 0
Biomass regular (CHP) | 0 | 0 | 0 | 0 | 0 | 0 | 0 | 0 | 0 | 0 | 0 | 0 | 0 | 0 | 0 | 0 | 0 | 0 | 0 | 0 | 0
Biomass energy crop (CHP) | 0 | 0 | 0 | 0 | 0 | 0 | 0 | 0 | 0 | 0 | 0 | 0 | 0 | 0 | 0 | 0 | 0 | 0 | 0 | 0 | 0
Biowaste (CHP) | 0 | 0 | 0 | 0 | 0 | 0 | 0 | 0 | 0 | 0 | 0 | 0 | 0 | 0 | 0 | 0 | 0 | 0 | 0 | 0 | 0
Biogas (CHP) | 0 | 0 | 0 | 0 | 0 | 0 | 0 | 0 | 0 | 0 | 0 | 0 | 0 | 0 | 0 | 0 | 0 | 0 | 0 | 0 | 0
Biodiesel (CHP) | 0 | 0 | 0 | 0 | 0 | 0 | 0 | 0 | 0 | 0 | 0 | 0 | 0 | 0 | 0 | 0 | 0 | 0 | 0 | 0 | 0
Biomass ACT (CHP) | 0 | 0 | 0 | 0 | 0 | 0 | 0 | 0 | 0 | 0 | 0 | 0 | 0 | 0 | 0 | 0 | 0 | 0 | 0 | 0 | 0
Biomass AD (CHP) | 0 | 0 | 0 | 0 | 0 | 0 | 0 | 0 | 0 | 0 | 0 | 0 | 0 | 0 | 0 | 0 | 0 | 0 | 0 | 0 | 0
Landfill gas | 0 | 0 | 0 | 0 | 0 | 0 | 0 | 0 | 0 | 0 | 0 | 0 | 0 | 0 | 0 | 0 | 0 | 0 | 0 | 0 | 0
Hydro (small scale) | 0 | 0 | 0 | 0 | 0 | 0 | 0 | 0 | 0 | 0 | 0 | 0 | 0 | 0 | 0 | 0 | 0 | 0 | 0 | 0 | 0
Geopressure | 0 | 0 | 0 | 0 | 0 | 0 | 0 | 0 | 0 | 0 | 0 | 0 | 0 | 0 | 0 | 0 | 0 | 0 | 0 | 0 | 0
Standard gasification or pyrolysis | 0 | 0 | 0 | 0 | 0 | 0 | 0 | 0 | 0 | 0 | 0 | 0 | 0 | 0 | 0 | 0 | 0 | 0 | 0 | 0 | 0
Other unspecified | 0 | 0 | 0 | 0 | 0 | 0 | 0 | 0 | 0 | 0 | 0 | 0 | 0 | 0 | 0 | 0 | 0 | 0 | 0 | 0 | 0
Geothermal | 0 | 0 | 0 | 0 | 0 | 0 | 0 | 0 | 0 | 0 | 0 | 0 | 0 | 0 | 0 | 0 | 0 | 0 | 0 | 0 | 0
Microgeneration | 0 | 0 | 0 | 0 | 0 | 0 | 0 | 0 | 0 | 0 | 0 | 0 | 0 | 0 | 0 | 0 | 0 | 0 | 0 | 0 | 0
Other ROC | 0 | 0 | 0 | 0 | 0 | 0 | 0 | 0 | 0 | 0 | 0 | 0 | 0 | 0 | 0 | 0 | 0 | 0 | 0 | 0 | 0
Non-ROC | 0 | 0 | 0 | 0 | 0 | 0 | 0 | 0 | 0 | 0 | 0 | 0 | 0 | 0 | 0 | 0 | 0 | 0 | 0 | 0 | 0
Embedded CHP | 0 | 192.3077 | 384.6154 | 576.9231 | 769.2308 | 961.5385 | 1153.8462 | 1346.1538 | 1538.4615 | 1730.7692 | 1923.0769 | 2123.0769 | 2323.0769 | 2523.0769 | 2723.0769 | 2923.0769 | 3123.0769 | 3323.0769 | 3523.0769 | 3723.0769 | 3923.0769
Embedded Gas | 0 | 0 | 0 | 0 | 0 | 0 | 0 | 0 | 0 | 0 | 0 | 0 | 0 | 0 | 0 | 0 | 0 | 0 | 0 | 0 | 0
Embedded offshore wind | 0 | 0 | 0 | 0 | 0 | 0 | 0 | 0 | 0 | 0 | 0 | 0 | 0 | 0 | 0 | 0 | 0 | 0 | 0 | 0 | 0
Embedded onshore wind | 0 | 0 | 0 | 0 | 0 | 0 | 0 | 0 | 0 | 0 | 0 | 0 | 0 | 0 | 0 | 0 | 0 | 0 | 0 | 0 | 0
Embedded biomass | 0 | 83.6644 | 187.0537 | 296.1199 | 421.1527 | 559.341 | 705.9811 | 861.1212 | 1026.1136 | 1196.3224 | 1366.6332 | 1537.0472 | 1707.5653 | 1878.1886 | 2048.9182 | 2219.755 | 2390.7002 | 2561.7549 | 2732.9201 | 2904.1969 | 3075.5865
Embedded tidal and wave | 0 | 20 | 30 | 50 | 86.5 | 129.4 | 179.4 | 235.015 | 310.0953 | 400.0953 | 480.0953 | 547.5345 | 625.0897 | 714.2782 | 814.2782 | 914.2782 | 1014.2782 | 1114.2782 | 1214.2782 | 1314.2782 | 1414.2782
Embedded hydro | 0 | 10 | 20 | 30 | 40 | 50 | 79 | 89 | 99 | 109 | 119 | 129 | 139 | 149 | 159 | 169 | 179 | 189 | 199 | 209 | 219
Total | 0 | 4488.5689 | 5654.2423 | 12442.801 | 15489.4741 | 20851.9125 | 25346.4822 | 26841.7891 | 30439.9467 | 32771.1134 | 40635.458 | 41112.766 | 43386.8933 | 47556.3662 | 56994.7194 | 60519.802 | 61339.5768 | 61985.0274 | 62809.4809 | 63424.183 | 63905.5726
Cumulative new build by chart type
| 2011 | 2012 | 2013 | 2014 | 2015 | 2016 | 2017 | 2018 | 2019 | 2020 | 2021 | 2022 | 2023 | 2024 | 2025 | 2026 | 2027 | 2028 | 2029 | 2030 | 2031
Gas | 0 | 2397.3077 | 2589.6154 | 6733.9231 | 7396.2308 | 8078.5385 | 9030.8461 | 9223.1538 | 11815.4615 | 12007.7692 | 17800.0769 | 18000.0769 | 18200.0769 | 18400.0769 | 18600.0769 | 18800.0769 | 19000.0769 | 19200.0769 | 19400.0769 | 19600.0769 | 19800.0769
Coal | 0 | 0 | 0 | 0 | 0 | 0 | 0 | 0 | 0 | 0 | 0 | 0 | 0 | 0 | 0 | 0 | 0 | 0 | 0 | 0 | 0
Oil | 0 | 0 | 0 | 0 | 0 | 0 | 0 | 0 | 0 | 0 | 0 | 0 | 0 | 0 | 0 | 0 | 0 | 0 | 0 | 0 | 0
OCGT | 0 | 0 | 0 | 0 | 0 | 0 | 0 | 0 | 0 | 0 | 0 | 0 | 0 | 0 | 0 | 0 | 0 | 0 | 0 | 0 | 0
PS | 0 | 0 | 0 | 0 | 0 | 0 | 0 | 0 | 0 | 0 | 0 | 0 | 0 | 0 | 0 | 0 | 0 | 0 | 0 | 0 | 0
Nuclear | 0 | 0 | 0 | 0 | 0 | 0 | 0 | 0 | 0 | 1670 | 3340 | 3340 | 5010 | 6680 | 8350 | 11200 | 11200 | 11200 | 11200 | 11200 | 11200
CCS | 0 | 0 | 0 | 0 | 300 | 1100 | 1100 | 1100 | 1100 | 1100 | 1100 | 1100 | 1100 | 3100 | 9333 | 9333 | 9333 | 9333 | 9333 | 9333 | 9333
Onshore wind | 0 | 180.2968 | 1030.2732 | 1673.4581 | 2519.2907 | 3385.3331 | 5635.955 | 5713.1991 | 5868.9764 | 6067.6266 | 6209.3526 | 6238.8073 | 6384.8614 | 6414.5225 | 6564.1462 | 6758.3919 | 7097.2216 | 7261.6175 | 7604.9058 | 7738.331 | 7738.331
Offshore wind | 0 | 1797.3 | 1797.3 | 3659.3 | 4491.3 | 6289.3 | 7093.3 | 8097.3 | 8697.3 | 8697.3 | 8697.3 | 8697.3 | 8697.3 | 8697.3 | 9602.3 | 9602.3 | 9602.3 | 9602.3 | 9602.3 | 9602.3 | 9602.3
Other renewable | 0 | 113.6644 | 237.0537 | 376.1199 | 782.6527 | 1998.741 | 2486.3811 | 2708.1362 | 2958.2088 | 3228.4176 | 3488.7285 | 3736.5818 | 3994.6551 | 4264.4668 | 4545.1964 | 4826.0332 | 5106.9784 | 5388.033 | 5669.1982 | 5950.4751 | 6231.8647
Total | 0 | 4488.5689 | 5654.2423 | 12442.801 | 15489.4741 | 20851.9125 | 25346.4822 | 26841.7891 | 30439.9467 | 32771.1134 | 40635.458 | 41112.766 | 43386.8933 | 47556.3662 | 56994.7194 | 60519.802 | 61339.5768 | 61985.0274 | 62809.4809 | 63424.183 | 63905.5726
Generation by plant type (TWh)
| 2011 | 2012 | 2013 | 2014 | 2015 | 2016 | 2017 | 2018 | 2019 | 2020 | 2021 | 2022 | 2023 | 2024 | 2025 | 2026 | 2027 | 2028 | 2029 | 2030 | 2031
CHP | 9.1101 | 6.2528 | 7.0439 | 5.4329 | 5.4039 | 9.5603 | 9.4035 | 9.6481 | 9.606 | 9.7202 | 8.0187 | 8.5646 | 7.8868 | 6.936 | 4.4771 | 3.9004 | 3.9363 | 4.0337 | 4.1363 | 4.2333 | 0
AGT | 0 | 0 | 0 | 0 | 0 | 0 | 0 | 0 | 0 | 0 | 0 | 0 | 0 | 0 | 0 | 0 | 0 | 0 | 0 | 0 | 0
Oil | 0 | 0 | 0 | 0 | 0 | 0 | 0 | 0 | 0 | 0 | 0 | 0 | 0 | 0 | 0 | 0 | 0 | 0 | 0 | 0 | 0
Hydro | 3.0864 | 2.9165 | 2.9165 | 2.9165 | 2.9165 | 3.4262 | 3.4262 | 3.4262 | 3.4262 | 3.4262 | 3.4262 | 3.4262 | 3.4262 | 3.4262 | 3.4259 | 3.4259 | 3.4262 | 3.4262 | 3.4262 | 3.4262 | 0
PS | 0 | 0 | 0 | 0 | 0 | 0 | 0.00052109 | 0.00010802 | 0 | 0 | 0 | 0 | 0 | 0 | 0 | 0 | 0 | 0 | 0 | 0 | 0
Nuclear | 74.2143 | 74.2143 | 69.8925 | 69.8925 | 66.4492 | 66.4492 | 66.4492 | 66.4492 | 58.8528 | 53.6527 | 65.3881 | 65.3881 | 77.1234 | 72.4501 | 84.1845 | 104.212 | 104.212 | 104.212 | 104.212 | 104.212 | 0
CCGT | 87.0668 | 49.868 | 59.3664 | 60.9908 | 64.9587 | 78.8588 | 81.0614 | 80.5369 | 93.1447 | 96.7265 | 106.1317 | 111.6651 | 105.6978 | 101.5533 | 60.2385 | 48.4567 | 49.1457 | 50.8331 | 51.8131 | 53.6726 | 0
OCGT | 0 | 0 | 0 | 0 | 0 | 0 | 1.027e-11 | 1.027e-11 | 0 | 0 | 0 | 0 | 0 | 0 | 0 | 0 | 0 | 0 | 0 | 0 | 0
Coal | 99.7993 | 147.9033 | 138.8526 | 134.7392 | 126.9665 | 79.6444 | 67.5756 | 56.3705 | 49.8671 | 47.8813 | 26.6599 | 19.7535 | 16.7616 | 13.3681 | 13.232 | 12.7083 | 12.6916 | 12.727 | 12.7221 | 12.7648 | 0
Coal + CCS | 4.493e-11 | 1.6417e-08 | 3.1258e-08 | 3.3878e-08 | 2.0991 | 7.6968 | 7.6968 | 7.6973 | 7.6973 | 7.6973 | 7.6973 | 7.6973 | 7.6973 | 14.6948 | 35.2671 | 35.266 | 35.2655 | 35.2655 | 35.2654 | 35.2654 | 0
CCGT + CCS | 0 | 0 | 0 | 0 | 0 | 1.7116e-12 | 3.5944e-11 | 2.7988e-08 | 2.799e-08 | 2.799e-08 | 2.799e-08 | 2.799e-08 | 2.7988e-08 | 6.9971 | 30.0386 | 29.8754 | 29.8547 | 29.8837 | 29.8807 | 29.9155 | 0
Onshore wind (unclassified) | 0 | 0 | 0 | 0 | 0 | 0 | 0 | 0 | 0 | 0 | 0 | 0 | 0 | 0 | 0 | 0 | 0 | 0 | 0 | 0 | 0
Offshore wind (unclassified) | 0 | 0 | 0 | 0 | 0 | 0 | 0 | 0 | 0 | 0 | 0 | 0 | 0 | 0 | 0 | 0 | 0 | 0 | 0 | 0 | 0
Onshore wind | 5.9962 | 6.4249 | 8.5577 | 10.1524 | 12.272 | 14.5787 | 20.3539 | 20.5405 | 21.0917 | 21.5887 | 22.1073 | 22.1755 | 22.7041 | 22.7728 | 23.3097 | 23.7965 | 24.7713 | 25.1516 | 25.946 | 26.2547 | 0
Onshore wind (Medium) | 0 | 0 | 0 | 0 | 0 | 0 | 0 | 0 | 0 | 0 | 0 | 0 | 0 | 0 | 0 | 0 | 0 | 0 | 0 | 0 | 0
Onshore wind (Low) | 0 | 0 | 0 | 0 | 0 | 0 | 0 | 0 | 0 | 0 | 0 | 0 | 0 | 0 | 0 | 0 | 0 | 0 | 0 | 0 | 0
Offshore wind | 4.5922 | 10.5201 | 10.5201 | 16.4101 | 19.1586 | 25.3617 | 28.0167 | 31.3336 | 33.3185 | 33.3185 | 33.3185 | 33.3185 | 33.3185 | 33.3185 | 36.3125 | 36.3125 | 36.3125 | 36.3125 | 36.3125 | 36.3125 | 0
Offshore wind (Low) | 0 | 0 | 0 | 0 | 0 | 0 | 0 | 0 | 0 | 0 | 0 | 0 | 0 | 0 | 0 | 0 | 0 | 0 | 0 | 0 | 0
Wave | 5.2697e-09 | 5.2697e-09 | 5.2697e-09 | 5.2697e-09 | 5.2697e-09 | 5.2697e-09 | 5.2697e-09 | 5.2697e-09 | 5.2697e-09 | 5.2697e-09 | 5.2697e-09 | 5.2697e-09 | 5.2697e-09 | 5.2697e-09 | 5.2697e-09 | 5.2697e-09 | 5.2697e-09 | 5.2697e-09 | 5.2697e-09 | 5.2697e-09 | 0
Tidal Stream | 0.070272 | 0.070272 | 0.070272 | 0.070272 | 0.070272 | 0.070272 | 0.070272 | 0.070272 | 0.070272 | 0.070272 | 0.070272 | 0.070272 | 0.070272 | 0.070272 | 0.070272 | 0.070272 | 0.070272 | 0.070272 | 0.070272 | 0.070272 | 0
Tidal Range | 0 | 0 | 0 | 0 | 0 | 0 | 0 | 0 | 0 | 0 | 0 | 0 | 0 | 0 | 0 | 0 | 0 | 0 | 0 | 0 | 0
Sewage gas | 0 | 0 | 0 | 0 | 0 | 0 | 0 | 0 | 0 | 0 | 0 | 0 | 0 | 0 | 0 | 0 | 0 | 0 | 0 | 0 | 0
Solar | 0 | 0 | 0 | 0 | 0 | 0 | 0 | 0 | 0 | 0 | 0 | 0 | 0 | 0 | 0 | 0 | 0 | 0 | 0 | 0 | 0
Biomass regular | 7.0111 | 7.0663 | 6.5153 | 6.5153 | 6.4027 | 17.7127 | 18.6276 | 18.6347 | 18.3921 | 18.3807 | 24.6569 | 24.5856 | 24.3 | 23.9229 | 23.7686 | 23.2237 | 23.215 | 23.2504 | 23.2456 | 23.2883 | 0
Biomass energy crop | 0 | 0 | 0 | 0 | 0 | 0 | 0 | 0 | 0 | 0 | 0 | 0 | 0 | 0 | 0 | 0 | 0 | 0 | 0 | 0 | 0
Biowaste | 0 | 0 | 0 | 0 | 0 | 0 | 0 | 0 | 0 | 0 | 0 | 0 | 0 | 0 | 0 | 0 | 0 | 0 | 0 | 0 | 0
Biogas | 0 | 0 | 0 | 0 | 0 | 0 | 0 | 0 | 0 | 0 | 0 | 0 | 0 | 0 | 0 | 0 | 0 | 0 | 0 | 0 | 0
Biodiesel | 0 | 0 | 0 | 0 | 0 | 0 | 0 | 0 | 0 | 0 | 0 | 0 | 0 | 0 | 0 | 0 | 0 | 0 | 0 | 0 | 0
Biomass ACT | 0 | 0 | 0 | 0 | 0 | 0 | 0 | 0 | 0 | 0 | 0 | 0 | 0 | 0 | 0 | 0 | 0 | 0 | 0 | 0 | 0
Biomass AD | 0 | 0 | 0 | 0 | 0 | 0 | 0 | 0 | 0 | 0 | 0 | 0 | 0 | 0 | 0 | 0 | 0 | 0 | 0 | 0 | 0
Biomass regular (CHP) | 0 | 0 | 0 | 0 | 0 | 0 | 0 | 0 | 0 | 0 | 0 | 0 | 0 | 0 | 0 | 0 | 0 | 0 | 0 | 0 | 0
Biomass energy crop (CHP) | 0 | 0 | 0 | 0 | 0 | 0 | 0 | 0 | 0 | 0 | 0 | 0 | 0 | 0 | 0 | 0 | 0 | 0 | 0 | 0 | 0
Biowaste (CHP) | 0 | 0 | 0 | 0 | 0 | 0 | 0 | 0 | 0 | 0 | 0 | 0 | 0 | 0 | 0 | 0 | 0 | 0 | 0 | 0 | 0
Biogas (CHP) | 0 | 0 | 0 | 0 | 0 | 0 | 0 | 0 | 0 | 0 | 0 | 0 | 0 | 0 | 0 | 0 | 0 | 0 | 0 | 0 | 0
Biodiesel (CHP) | 0 | 0 | 0 | 0 | 0 | 0 | 0 | 0 | 0 | 0 | 0 | 0 | 0 | 0 | 0 | 0 | 0 | 0 | 0 | 0 | 0
Biomass ACT (CHP) | 0 | 0 | 0 | 0 | 0 | 0 | 0 | 0 | 0 | 0 | 0 | 0 | 0 | 0 | 0 | 0 | 0 | 0 | 0 | 0 | 0
Biomass AD (CHP) | 0 | 0 | 0 | 0 | 0 | 0 | 0 | 0 | 0 | 0 | 0 | 0 | 0 | 0 | 0 | 0 | 0 | 0 | 0 | 0 | 0
Landfill gas | 0 | 0 | 0 | 0 | 0 | 0 | 0 | 0 | 0 | 0 | 0 | 0 | 0 | 0 | 0 | 0 | 0 | 0 | 0 | 0 | 0
Hydro (small scale) | 0 | 0 | 0 | 0 | 0 | 0 | 0 | 0 | 0 | 0 | 0 | 0 | 0 | 0 | 0 | 0 | 0 | 0 | 0 | 0 | 0
Geopressure | 0 | 0 | 0 | 0 | 0 | 0 | 0 | 0 | 0 | 0 | 0 | 0 | 0 | 0 | 0 | 0 | 0 | 0 | 0 | 0 | 0
Standard gasification or pyrolysis | 0 | 0 | 0 | 0 | 0 | 0 | 0 | 0 | 0 | 0 | 0 | 0 | 0 | 0 | 0 | 0 | 0 | 0 | 0 | 0 | 0
Other unspecified | 0 | 0 | 0 | 0 | 0 | 0 | 0 | 0 | 0 | 0 | 0 | 0 | 0 | 0 | 0 | 0 | 0 | 0 | 0 | 0 | 0
Geothermal | 0 | 0 | 0 | 0 | 0 | 0 | 0 | 0 | 0 | 0 | 0 | 0 | 0 | 0 | 0 | 0 | 0 | 0 | 0 | 0 | 0
Microgeneration | 0 | 0 | 0 | 0 | 0 | 0 | 0 | 0 | 0 | 0 | 0 | 0 | 0 | 0 | 0 | 0 | 0 | 0 | 0 | 0 | 0
Other ROC | 0 | 0 | 0 | 0 | 0 | 0 | 0 | 0 | 0 | 0 | 0 | 0 | 0 | 0 | 0 | 0 | 0 | 0 | 0 | 0 | 0
Non-ROC | 0 | 0 | 0 | 0 | 0 | 0 | 0 | 0 | 0 | 0 | 0 | 0 | 0 | 0 | 0 | 0 | 0 | 0 | 0 | 0 | 0
Embedded CHP | 20.3368 | 21.1797 | 22.0226 | 22.8654 | 23.7083 | 24.5512 | 25.3941 | 26.237 | 27.0799 | 27.9227 | 28.7656 | 29.6422 | 30.5188 | 31.3954 | 32.272 | 33.1486 | 34.0252 | 34.9018 | 35.7784 | 36.655 | 37.5316
Embedded Gas | 1.8409 | 1.8409 | 1.8409 | 1.8409 | 1.8409 | 1.8409 | 1.8409 | 1.8409 | 1.8409 | 1.8409 | 1.8409 | 1.8409 | 1.8409 | 1.8409 | 1.8409 | 1.8409 | 1.8409 | 1.8409 | 1.8409 | 1.8409 | 1.8409
Embedded offshore wind | 0 | 0 | 0 | 0 | 0 | 0 | 0 | 0 | 0 | 0 | 0 | 0 | 0 | 0 | 0 | 0 | 0 | 0 | 0 | 0 | 0
Embedded onshore wind | 3.7151 | 3.7151 | 3.7151 | 3.7151 | 3.7151 | 3.7151 | 3.7151 | 3.7151 | 3.7151 | 3.7151 | 3.7151 | 3.7151 | 3.7151 | 3.7151 | 3.7151 | 3.7151 | 3.7151 | 3.7151 | 3.7151 | 3.7151 | 3.7151
Embedded biomass | 11.2713 | 11.858 | 12.583 | 13.3479 | 14.2247 | 15.1938 | 16.2222 | 17.3101 | 18.4672 | 19.6608 | 20.8552 | 22.0503 | 23.2461 | 24.4426 | 25.6399 | 26.8379 | 28.0368 | 29.2363 | 30.4367 | 31.6378 | 32.8397
Embedded tidal and wave | 0.0017532 | 0.071881 | 0.10695 | 0.17707 | 0.30506 | 0.45548 | 0.6308 | 0.82581 | 1.0891 | 1.4046 | 1.6852 | 1.9216 | 2.1936 | 2.5063 | 2.8569 | 3.2076 | 3.5582 | 3.9089 | 4.2595 | 4.6101 | 4.9608
Embedded hydro | 1.5656 | 1.5945 | 1.6234 | 1.6524 | 1.6813 | 1.7102 | 1.7941 | 1.823 | 1.852 | 1.8809 | 1.9098 | 1.9387 | 1.9677 | 1.9966 | 2.0255 | 2.0545 | 2.0834 | 2.1123 | 2.1412 | 2.1702 | 2.1991
Total | 329.6781 | 345.4964 | 345.6274 | 350.7188 | 352.1729 | 350.8257 | 352.2787 | 346.4591 | 349.5106 | 348.8873 | 356.2465 | 357.7534 | 362.468 | 365.407 | 382.6752 | 392.0524 | 396.1605 | 400.8812 | 405.2019 | 410.0447 | 83.0872
Generation by chart type
| 2011 | 2012 | 2013 | 2014 | 2015 | 2016 | 2017 | 2018 | 2019 | 2020 | 2021 | 2022 | 2023 | 2024 | 2025 | 2026 | 2027 | 2028 | 2029 | 2030 | 2031
Gas | 118.3546 | 79.1413 | 90.2738 | 91.13 | 95.9118 | 114.8111 | 117.6999 | 118.2628 | 131.6714 | 136.2103 | 144.7569 | 151.7128 | 145.9443 | 141.7255 | 98.8285 | 87.3467 | 88.9481 | 91.6095 | 93.5687 | 96.4018 | 39.3725
Coal | 99.7993 | 147.9033 | 138.8526 | 134.7392 | 126.9665 | 79.6444 | 67.5756 | 56.3705 | 49.8671 | 47.8813 | 26.6599 | 19.7535 | 16.7616 | 13.3681 | 13.232 | 12.7083 | 12.6916 | 12.727 | 12.7221 | 12.7648 | 0
Oil | 0 | 0 | 0 | 0 | 0 | 0 | 0 | 0 | 0 | 0 | 0 | 0 | 0 | 0 | 0 | 0 | 0 | 0 | 0 | 0 | 0
OCGT | 0 | 0 | 0 | 0 | 0 | 0 | 1.027e-11 | 1.027e-11 | 0 | 0 | 0 | 0 | 0 | 0 | 0 | 0 | 0 | 0 | 0 | 0 | 0
PS | 0 | 0 | 0 | 0 | 0 | 0 | 0.00052109 | 0.00010802 | 0 | 0 | 0 | 0 | 0 | 0 | 0 | 0 | 0 | 0 | 0 | 0 | 0
Nuclear | 74.2143 | 74.2143 | 69.8925 | 69.8925 | 66.4492 | 66.4492 | 66.4492 | 66.4492 | 58.8528 | 53.6527 | 65.3881 | 65.3881 | 77.1234 | 72.4501 | 84.1845 | 104.212 | 104.212 | 104.212 | 104.212 | 104.212 | 0
CCS | 4.493e-11 | 1.6417e-08 | 3.1258e-08 | 3.3878e-08 | 2.0991 | 7.6968 | 7.6968 | 7.6973 | 7.6973 | 7.6973 | 7.6973 | 7.6973 | 7.6973 | 21.6919 | 65.3057 | 65.1414 | 65.1202 | 65.1492 | 65.1461 | 65.1809 | 0
Onshore wind | 9.7113 | 10.14 | 12.2728 | 13.8675 | 15.9871 | 18.2938 | 24.0689 | 24.2556 | 24.8067 | 25.3038 | 25.8224 | 25.8906 | 26.4192 | 26.4879 | 27.0248 | 27.5116 | 28.4863 | 28.8667 | 29.6611 | 29.9698 | 3.7151
Offshore wind | 4.5922 | 10.5201 | 10.5201 | 16.4101 | 19.1586 | 25.3617 | 28.0167 | 31.3336 | 33.3185 | 33.3185 | 33.3185 | 33.3185 | 33.3185 | 33.3185 | 36.3125 | 36.3125 | 36.3125 | 36.3125 | 36.3125 | 36.3125 | 0
Other renewable | 23.0064 | 23.5775 | 23.8156 | 24.6795 | 25.6006 | 38.5687 | 40.7711 | 42.09 | 43.2968 | 44.8235 | 52.6035 | 53.9926 | 55.2037 | 56.3649 | 57.7872 | 58.8199 | 60.3898 | 62.0043 | 63.5794 | 65.2028 | 39.9996
Total | 329.6781 | 345.4964 | 345.6274 | 350.7188 | 352.1729 | 350.8257 | 352.2787 | 346.4591 | 349.5106 | 348.8873 | 356.2465 | 357.7534 | 362.468 | 365.407 | 382.6752 | 392.0524 | 396.1605 | 400.8812 | 405.2019 | 410.0447 | 83.0872
Inc total embedded of: | 38.7313 | 40.26 | 41.8919 | 43.5987 | 45.4753 | 47.4666 | 49.5971 | 51.7519 | 54.044 | 56.425 | 58.7717 | 61.1088 | 63.4821 | 65.8969 | 68.3503 | 70.8046 | 73.2595 | 75.7153 | 78.1718 | 80.6291 | 83.0872
Capacity by SYS Zone
| 2011 | 2012 | 2013 | 2014 | 2015 | 2016 | 2017 | 2018 | 2019 | 2020 | 2021 | 2022 | 2023 | 2024 | 2025 | 2026 | 2027 | 2028 | 2029 | 2030 | 2031
A | 3512 | 3512 | 3122 | 3122 | 3122 | 2217 | 2217 | 2217 | 3017 | 3017 | 3817 | 3817 | 3817 | 3817 | 3817 | 3817 | 3817 | 3817 | 3817 | 3817 | 3817
B | 2659 | 2661.1137 | 1734.6354 | 1735.1933 | 2067.8859 | 2292.3999 | 2293.2691 | 2294.2253 | 2295.0997 | 2295.9765 | 3896.5433 | 3897.1882 | 3897.8497 | 3898.4991 | 3899.2388 | 3900.0191 | 3904.9012 | 3908.5004 | 3916.0162 | 3918.9373 | 3918.9373
C | 9554 | 10060.1138 | 6754.6354 | 7527.1933 | 6683.8859 | 6794.3999 | 7555.2691 | 7556.2253 | 7276.0997 | 7276.9765 | 8077.5433 | 8078.1882 | 9748.8497 | 9749.4991 | 12043.2388 | 13694.0192 | 13698.9012 | 13702.5004 | 13710.0162 | 13712.9373 | 13712.9373
D | 3108 | 3108 | 1650 | 1650 | 1650 | 1550 | 1550 | 1550 | 1550 | 1550 | 3150 | 3150 | 3150 | 3150 | 3150 | 1600 | 1600 | 1600 | 1600 | 1600 | 1600
E | 1261 | 1263.7093 | 1264.378 | 1265.0931 | 1265.9808 | 1267.9215 | 1269.0355 | 1270.2612 | 2071.382 | 3742.5058 | 4543.2323 | 4544.0589 | 4544.9069 | 4954.7392 | 4955.6873 | 4956.6876 | 4962.9453 | 4967.5587 | 4977.1922 | 4980.9364 | 4980.9364
F | 1045 | 1047.7093 | 1048.378 | 1049.0931 | 1049.9808 | 1353.9215 | 1759.0355 | 2164.2612 | 2165.382 | 2166.5058 | 2167.2323 | 2168.0589 | 2168.9069 | 2169.7392 | 2170.6873 | 2171.6876 | 2177.9453 | 2182.5587 | 2192.1922 | 2195.9364 | 2195.9364
G | 1449 | 1449.4328 | 1234.5396 | 1234.6539 | 1399.7957 | 1400.1057 | 1400.2837 | 1400.4795 | 1400.6585 | 1400.8381 | 1400.9541 | 1401.0862 | 1401.2217 | 1401.3546 | 1401.5061 | 1401.6659 | 168.6656 | 169.4026 | 170.9415 | 171.5397 | 171.5397
H | 4470 | 5739.4447 | 5620.7755 | 5278.2686 | 5751.363 | 6598.1281 | 5033.0116 | 5037.2842 | 5041.1913 | 5045.109 | 5047.6416 | 5050.523 | 5053.4789 | 5005.3805 | 5008.6857 | 5012.1725 | 5033.9867 | 5050.0688 | 5083.6509 | 5096.7033 | 5096.7033
I | 5610 | 5142.35 | 4909.4 | 5795.6 | 6122.8 | 6339.5528 | 7310.7056 | 7310.7056 | 7310.7056 | 7310.7056 | 7310.7056 | 7310.7056 | 7310.7056 | 6236.7056 | 7141.7056 | 7141.7056 | 7141.7056 | 7141.7056 | 7141.7056 | 7141.7056 | 5926.7056
J | 2630 | 2711.4897 | 2297.0913 | 2298.8043 | 2800.9306 | 3305.579 | 3308.2475 | 3311.1833 | 3313.868 | 3316.5599 | 3318.3001 | 3320.28 | 3322.3111 | 1953.3049 | 1955.576 | 1957.9718 | 1972.961 | 1984.0113 | 2007.0865 | 2016.0551 | 2016.0551
K | 7425 | 8303.4408 | 8305.5239 | 9147.752 | 9150.5176 | 9156.5636 | 9560.0343 | 9763.8528 | 10367.3446 | 10370.8459 | 10373.1093 | 8428.6845 | 8431.3262 | 7393.9194 | 8396.8733 | 8399.9895 | 8419.4852 | 8433.8579 | 8463.8707 | 8475.5357 | 8475.5357
L | 4221 | 4221 | 4003 | 5323 | 4359 | 4505.2019 | 4651.4038 | 4651.4038 | 4651.4038 | 4651.4038 | 3683.4038 | 1696.4038 | 1696.4038 | 1696.4038 | 1696.4038 | 1696.4038 | 1696.4038 | 1696.4038 | 1696.4038 | 1696.4038 | 1696.4038
M | 2465 | 2474.1621 | 2266.4232 | 2268.8417 | 2271.8436 | 2278.4062 | 2282.1735 | 1771.3183 | 1775.1086 | 1778.909 | 1781.3658 | 1784.161 | 1787.0286 | 1789.8434 | 413.0496 | 416.4321 | 437.5937 | 453.1946 | 485.7721 | 498.4339 | 498.4339
N | 2797 | 2809.2415 | 2812.2625 | 3725.4939 | 3729.5047 | 2761.773 | 980.3065 | 985.8444 | 990.9085 | 995.9863 | 999.2689 | 1003.0035 | 1006.8348 | 976.5957 | 980.8796 | 985.3989 | 1013.6729 | 1034.5173 | 1078.044 | 1094.9615 | 1094.9615
O | 2776 | 2776 | 2752 | 2752 | 2505 | 2555.6855 | 2030.3711 | 2431.3711 | 2431.3711 | 2431.3711 | 2431.3711 | 2431.3711 | 1289.3711 | 1289.3711 | 1289.3711 | 1289.3711 | 1289.3711 | 1289.3711 | 1289.3711 | 1289.3711 | 1289.3711
P | 13995 | 14000.6498 | 13897.0442 | 13627.5355 | 13699.3866 | 14263.4335 | 12099.7566 | 12102.3125 | 11439.6498 | 10541.9934 | 10543.5084 | 10545.232 | 9778.0003 | 10590.736 | 13532.7132 | 13534.799 | 13547.8484 | 13557.4687 | 13577.5577 | 13585.3656 | 13585.3656
Q | 1720 | 1732.2415 | 1735.2626 | 1780.4939 | 1784.5047 | 2092.273 | 2097.3065 | 2102.8444 | 2107.9085 | 905.9863 | 679.2689 | 683.0035 | 686.8348 | 690.5957 | 694.8796 | 699.3989 | 727.6729 | 748.5173 | 792.044 | 808.9615 | 808.9615
R | 3161 | 3401.1458 | 3272.9093 | 3444.7955 | 3447.1368 | 3452.2552 | 3455.1934 | 3458.426 | 3461.3821 | 2261.3462 | 2263.2624 | 2265.4424 | 2267.6789 | 2170.8742 | 2173.3749 | 2176.013 | 2192.5175 | 2204.6851 | 2230.0932 | 2239.9685 | 1036.9685
S | 0 | 0 | 0 | 0 | 0 | 0 | 0 | 0 | 0 | 0 | 0 | 0 | 0 | 0 | 0 | 0 | 0 | 0 | 0 | 0 | 0
T | 0 | 0 | 0 | 0 | 0 | 0 | 0 | 0 | 0 | 0 | 0 | 0 | 0 | 0 | 0 | 0 | 0 | 0 | 0 | 0 | 0
U | 2032 | 3061.7897 | 3063.3913 | 3065.1043 | 3067.2306 | 3571.879 | 3574.5475 | 3577.4833 | 3580.168 | 3582.8599 | 5254.6001 | 5256.58 | 5258.6111 | 5260.6049 | 6932.8759 | 6935.2718 | 6950.2609 | 6961.3113 | 6984.3865 | 6993.3551 | 5781.3551
V | 2534 | 2580.1621 | 2182.4232 | 2721.8417 | 2234.8436 | 2241.4062 | 2245.1735 | 2249.3183 | 2253.1086 | 2256.909 | 2259.3658 | 2262.161 | 2265.0286 | 2267.8434 | 2271.0496 | 3474.4321 | 3495.5937 | 3511.1946 | 3543.7721 | 3556.4339 | 3556.4339
W | 300 | 299.7 | 342.2 | 342.2 | 365.2 | 462.6213 | 557.0425 | 557.0425 | 557.0425 | 557.0425 | 557.0425 | 557.0425 | 557.0425 | 557.0425 | 557.0425 | 557.0425 | 557.0425 | 557.0425 | 557.0425 | 557.0425 | 557.0425
X | 321 | 321 | 509.6 | 559.5 | 559.5 | 630.7542 | 716.9085 | 716.9085 | 716.9085 | 803.0627 | 803.0627 | 803.0627 | 803.0627 | 803.0627 | 803.0627 | 889.217 | 889.217 | 889.217 | 889.217 | 889.217 | 889.217
Y | 1190 | 1190 | 1190 | 410 | 487 | 247.0635 | 484.127 | 484.127 | 579.1676 | 579.1676 | 674.2082 | 674.2082 | 769.2488 | 769.2488 | 864.2894 | 864.2894 | 959.3299 | 959.3299 | 959.3299 | 959.3299 | 959.3299
Z | 1152 | 1152.4 | 1429.4 | 1561 | 1948 | 2130.5086 | 2760.7529 | 2794.3209 | 2815.1176 | 2887.5656 | 2908.3622 | 2908.3622 | 2929.1589 | 2929.1589 | 2949.9555 | 3022.4035 | 3043.2002 | 3043.2002 | 3043.2002 | 3043.2002 | 3043.2002
Total | 81387.0001 | 85018.2969 | 77397.2734 | 81685.4582 | 81523.2908 | 83468.8332 | 81190.9551 | 81758.1992 | 83167.9765 | 81726.6267 | 87940.3528 | 84035.8075 | 83940.8615 | 81521.5227 | 89099.1463 | 90593.392 | 89698.2217 | 89862.6176 | 90205.906 | 90339.3311 | 86709.3311
Embedded | 8658.5172 | 8964.4894 | 9280.1863 | 9611.5601 | 9975.4007 | 10358.7966 | 10776.7444 | 11189.8073 | 11632.1876 | 12094.7041 | 12547.3226 | 12995.1759 | 13453.2492 | 13923.061 | 14403.7905 | 14884.6273 | 15365.5725 | 15846.6272 | 16327.7924 | 16809.0692 | 17290.4588
Carbon emissions by plant type (kt of CO2)
| 2011 | 2012 | 2013 | 2014 | 2015 | 2016 | 2017 | 2018 | 2019 | 2020 | 2021 | 2022 | 2023 | 2024 | 2025 | 2026 | 2027 | 2028 | 2029 | 2030 | 2031
CHP | 3270.0033 | 2234.3061 | 2517.1299 | 1940.6343 | 1930.2624 | 2185.4021 | 2129.472 | 2217.182 | 2202.4688 | 2244.3118 | 1634.7627 | 1829.9448 | 1587.5288 | 1247.9607 | 369.2818 | 163.3254 | 176.0651 | 210.8472 | 247.4895 | 282.1493 | 0
AGT | 0 | 0 | 0 | 0 | 0 | 0 | 0 | 0 | 0 | 0 | 0 | 0 | 0 | 0 | 0 | 0 | 0 | 0 | 0 | 0 | 0
Oil | 0 | 0 | 0 | 0 | 0 | 0 | 0 | 0 | 0 | 0 | 0 | 0 | 0 | 0 | 0 | 0 | 0 | 0 | 0 | 0 | 0
Hydro | 0 | 0 | 0 | 0 | 0 | 0 | 0 | 0 | 0 | 0 | 0 | 0 | 0 | 0 | 0 | 0 | 0 | 0 | 0 | 0 | 0
PS | 0 | 0 | 0 | 0 | 0 | 0 | 0 | 0 | 0 | 0 | 0 | 0 | 0 | 0 | 0 | 0 | 0 | 0 | 0 | 0 | 0
Nuclear | 0 | 0 | 0 | 0 | 0 | 0 | 0 | 0 | 0 | 0 | 0 | 0 | 0 | 0 | 0 | 0 | 0 | 0 | 0 | 0 | 0
CCGT | 31526.1244 | 17853.8426 | 21298.2528 | 21773.9064 | 23192.0386 | 28215.9983 | 28987.4716 | 28802.5809 | 33282.5638 | 34586.7557 | 37807.846 | 39801.1072 | 37653.7628 | 36165.3901 | 21417.5354 | 17216.1695 | 17461.5617 | 18055.5071 | 18404.2095 | 19065.5461 | 0
OCGT | 0 | 0 | 0 | 0 | 0 | 0 | 4.9998e-09 | 4.9998e-09 | 0 | 0 | 0 | 0 | 0 | 0 | 0 | 0 | 0 | 0 | 0 | 0 | 0
Coal | 90291.3587 | 135876.8867 | 127264.1693 | 122987.6266 | 115802.5363 | 71424.8436 | 60151.8183 | 50056.2037 | 44213.6518 | 42418.4189 | 23531.922 | 17338.2345 | 14647.1362 | 11594.7935 | 11476.7732 | 11022.5082 | 11007.9816 | 11038.6893 | 11034.4764 | 11071.5393 | 0
Coal + CCS | 4.7738e-09 | 1.7443e-06 | 3.3212e-06 | 3.5995e-06 | 223.0326 | 817.7861 | 817.7861 | 817.8383 | 817.8383 | 817.8383 | 817.8383 | 817.8383 | 817.8383 | 1561.3276 | 3747.133 | 3747.0131 | 3746.9571 | 3746.9585 | 3746.948 | 3746.9472 | 0
CCGT + CCS | 0 | 0 | 0 | 0 | 0 | 7.0367e-11 | 1.4777e-09 | 1.1506e-06 | 1.1507e-06 | 1.1507e-06 | 1.1507e-06 | 1.1507e-06 | 1.1506e-06 | 287.6586 | 1234.9182 | 1228.2118 | 1227.3613 | 1228.5516 | 1228.4305 | 1229.8596 | 0
Onshore wind (unclassified) | 0 | 0 | 0 | 0 | 0 | 0 | 0 | 0 | 0 | 0 | 0 | 0 | 0 | 0 | 0 | 0 | 0 | 0 | 0 | 0 | 0
Offshore wind (unclassified) | 0 | 0 | 0 | 0 | 0 | 0 | 0 | 0 | 0 | 0 | 0 | 0 | 0 | 0 | 0 | 0 | 0 | 0 | 0 | 0 | 0
Onshore wind | 0 | 0 | 0 | 0 | 0 | 0 | 0 | 0 | 0 | 0 | 0 | 0 | 0 | 0 | 0 | 0 | 0 | 0 | 0 | 0 | 0
Onshore wind (Medium) | 0 | 0 | 0 | 0 | 0 | 0 | 0 | 0 | 0 | 0 | 0 | 0 | 0 | 0 | 0 | 0 | 0 | 0 | 0 | 0 | 0
Onshore wind (Low) | 0 | 0 | 0 | 0 | 0 | 0 | 0 | 0 | 0 | 0 | 0 | 0 | 0 | 0 | 0 | 0 | 0 | 0 | 0 | 0 | 0
Offshore wind | 0 | 0 | 0 | 0 | 0 | 0 | 0 | 0 | 0 | 0 | 0 | 0 | 0 | 0 | 0 | 0 | 0 | 0 | 0 | 0 | 0
Offshore wind (Low) | 0 | 0 | 0 | 0 | 0 | 0 | 0 | 0 | 0 | 0 | 0 | 0 | 0 | 0 | 0 | 0 | 0 | 0 | 0 | 0 | 0
Wave | 0 | 0 | 0 | 0 | 0 | 0 | 0 | 0 | 0 | 0 | 0 | 0 | 0 | 0 | 0 | 0 | 0 | 0 | 0 | 0 | 0
Tidal Stream | 0 | 0 | 0 | 0 | 0 | 0 | 0 | 0 | 0 | 0 | 0 | 0 | 0 | 0 | 0 | 0 | 0 | 0 | 0 | 0 | 0
Tidal Range | 0 | 0 | 0 | 0 | 0 | 0 | 0 | 0 | 0 | 0 | 0 | 0 | 0 | 0 | 0 | 0 | 0 | 0 | 0 | 0 | 0
Sewage gas | 0 | 0 | 0 | 0 | 0 | 0 | 0 | 0 | 0 | 0 | 0 | 0 | 0 | 0 | 0 | 0 | 0 | 0 | 0 | 0 | 0
Solar | 0 | 0 | 0 | 0 | 0 | 0 | 0 | 0 | 0 | 0 | 0 | 0 | 0 | 0 | 0 | 0 | 0 | 0 | 0 | 0 | 0
Biomass regular | 0 | 0 | 0 | 0 | 0 | 0 | 0 | 0 | 0 | 0 | 0 | 0 | 0 | 0 | 0 | 0 | 0 | 0 | 0 | 0 | 0
Biomass energy crop | 0 | 0 | 0 | 0 | 0 | 0 | 0 | 0 | 0 | 0 | 0 | 0 | 0 | 0 | 0 | 0 | 0 | 0 | 0 | 0 | 0
Biowaste | 0 | 0 | 0 | 0 | 0 | 0 | 0 | 0 | 0 | 0 | 0 | 0 | 0 | 0 | 0 | 0 | 0 | 0 | 0 | 0 | 0
Biogas | 0 | 0 | 0 | 0 | 0 | 0 | 0 | 0 | 0 | 0 | 0 | 0 | 0 | 0 | 0 | 0 | 0 | 0 | 0 | 0 | 0
Biodiesel | 0 | 0 | 0 | 0 | 0 | 0 | 0 | 0 | 0 | 0 | 0 | 0 | 0 | 0 | 0 | 0 | 0 | 0 | 0 | 0 | 0
Biomass ACT | 0 | 0 | 0 | 0 | 0 | 0 | 0 | 0 | 0 | 0 | 0 | 0 | 0 | 0 | 0 | 0 | 0 | 0 | 0 | 0 | 0
Biomass AD | 0 | 0 | 0 | 0 | 0 | 0 | 0 | 0 | 0 | 0 | 0 | 0 | 0 | 0 | 0 | 0 | 0 | 0 | 0 | 0 | 0
Biomass regular (CHP) | 0 | 0 | 0 | 0 | 0 | 0 | 0 | 0 | 0 | 0 | 0 | 0 | 0 | 0 | 0 | 0 | 0 | 0 | 0 | 0 | 0
Biomass energy crop (CHP) | 0 | 0 | 0 | 0 | 0 | 0 | 0 | 0 | 0 | 0 | 0 | 0 | 0 | 0 | 0 | 0 | 0 | 0 | 0 | 0 | 0
Biowaste (CHP) | 0 | 0 | 0 | 0 | 0 | 0 | 0 | 0 | 0 | 0 | 0 | 0 | 0 | 0 | 0 | 0 | 0 | 0 | 0 | 0 | 0
Biogas (CHP) | 0 | 0 | 0 | 0 | 0 | 0 | 0 | 0 | 0 | 0 | 0 | 0 | 0 | 0 | 0 | 0 | 0 | 0 | 0 | 0 | 0
Biodiesel (CHP) | 0 | 0 | 0 | 0 | 0 | 0 | 0 | 0 | 0 | 0 | 0 | 0 | 0 | 0 | 0 | 0 | 0 | 0 | 0 | 0 | 0
Biomass ACT (CHP) | 0 | 0 | 0 | 0 | 0 | 0 | 0 | 0 | 0 | 0 | 0 | 0 | 0 | 0 | 0 | 0 | 0 | 0 | 0 | 0 | 0
Biomass AD (CHP) | 0 | 0 | 0 | 0 | 0 | 0 | 0 | 0 | 0 | 0 | 0 | 0 | 0 | 0 | 0 | 0 | 0 | 0 | 0 | 0 | 0
Landfill gas | 0 | 0 | 0 | 0 | 0 | 0 | 0 | 0 | 0 | 0 | 0 | 0 | 0 | 0 | 0 | 0 | 0 | 0 | 0 | 0 | 0
Hydro (small scale) | 0 | 0 | 0 | 0 | 0 | 0 | 0 | 0 | 0 | 0 | 0 | 0 | 0 | 0 | 0 | 0 | 0 | 0 | 0 | 0 | 0
Geopressure | 0 | 0 | 0 | 0 | 0 | 0 | 0 | 0 | 0 | 0 | 0 | 0 | 0 | 0 | 0 | 0 | 0 | 0 | 0 | 0 | 0
Standard gasification or pyrolysis | 0 | 0 | 0 | 0 | 0 | 0 | 0 | 0 | 0 | 0 | 0 | 0 | 0 | 0 | 0 | 0 | 0 | 0 | 0 | 0 | 0
Other unspecified | 0 | 0 | 0 | 0 | 0 | 0 | 0 | 0 | 0 | 0 | 0 | 0 | 0 | 0 | 0 | 0 | 0 | 0 | 0 | 0 | 0
Geothermal | 0 | 0 | 0 | 0 | 0 | 0 | 0 | 0 | 0 | 0 | 0 | 0 | 0 | 0 | 0 | 0 | 0 | 0 | 0 | 0 | 0
Microgeneration | 0 | 0 | 0 | 0 | 0 | 0 | 0 | 0 | 0 | 0 | 0 | 0 | 0 | 0 | 0 | 0 | 0 | 0 | 0 | 0 | 0
Other ROC | 0 | 0 | 0 | 0 | 0 | 0 | 0 | 0 | 0 | 0 | 0 | 0 | 0 | 0 | 0 | 0 | 0 | 0 | 0 | 0 | 0
Non-ROC | 0 | 0 | 0 | 0 | 0 | 0 | 0 | 0 | 0 | 0 | 0 | 0 | 0 | 0 | 0 | 0 | 0 | 0 | 0 | 0 | 0
Embedded CHP | 7833.2393 | 8157.8981 | 8482.557 | 8807.2159 | 9131.8747 | 9456.5336 | 9781.1925 | 10105.8514 | 10430.5102 | 10755.1691 | 11079.828 | 11417.4732 | 11755.1184 | 12092.7636 | 12430.4088 | 12768.0541 | 13105.6993 | 13443.3445 | 13780.9897 | 14118.6349 | 14456.2802
Embedded Gas | 689.3244 | 689.3244 | 689.3244 | 689.3244 | 689.3244 | 689.3244 | 689.3244 | 689.3244 | 689.3244 | 689.3244 | 689.3244 | 689.3244 | 689.3244 | 689.3244 | 689.3244 | 689.3244 | 689.3244 | 689.3244 | 689.3244 | 689.3244 | 689.3244
Embedded offshore wind | 0 | 0 | 0 | 0 | 0 | 0 | 0 | 0 | 0 | 0 | 0 | 0 | 0 | 0 | 0 | 0 | 0 | 0 | 0 | 0 | 0
Embedded onshore wind | 0 | 0 | 0 | 0 | 0 | 0 | 0 | 0 | 0 | 0 | 0 | 0 | 0 | 0 | 0 | 0 | 0 | 0 | 0 | 0 | 0
Embedded biomass | 0 | 0 | 0 | 0 | 0 | 0 | 0 | 0 | 0 | 0 | 0 | 0 | 0 | 0 | 0 | 0 | 0 | 0 | 0 | 0 | 0
Embedded tidal and wave | 0 | 0 | 0 | 0 | 0 | 0 | 0 | 0 | 0 | 0 | 0 | 0 | 0 | 0 | 0 | 0 | 0 | 0 | 0 | 0 | 0
Embedded hydro | 0 | 0 | 0 | 0 | 0 | 0 | 0 | 0 | 0 | 0 | 0 | 0 | 0 | 0 | 0 | 0 | 0 | 0 | 0 | 0 | 0
Total | 133610.0501 | 164812.258 | 160251.4334 | 156198.7076 | 150969.0691 | 112789.8881 | 102557.0649 | 92688.9807 | 91636.3573 | 91511.8182 | 75561.5213 | 71893.9224 | 67150.7089 | 63639.2185 | 51365.3748 | 46834.6065 | 47414.9504 | 48413.2226 | 49131.868 | 50204.0009 | 15145.6046
Carbon emissions by chart type
| 2011 | 2012 | 2013 | 2014 | 2015 | 2016 | 2017 | 2018 | 2019 | 2020 | 2021 | 2022 | 2023 | 2024 | 2025 | 2026 | 2027 | 2028 | 2029 | 2030 | 2031
Gas | 43318.6914 | 28935.3713 | 32987.2641 | 33211.081 | 34943.5003 | 40547.2585 | 41587.4605 | 41814.9387 | 46604.8672 | 48275.561 | 51211.7611 | 53737.8496 | 51685.7344 | 50195.4388 | 34906.5505 | 30836.8734 | 31432.6505 | 32399.0232 | 33122.0131 | 34155.6548 | 15145.6046
Coal | 90291.3587 | 135876.8867 | 127264.1693 | 122987.6266 | 115802.5363 | 71424.8436 | 60151.8183 | 50056.2037 | 44213.6518 | 42418.4189 | 23531.922 | 17338.2345 | 14647.1362 | 11594.7935 | 11476.7732 | 11022.5082 | 11007.9816 | 11038.6893 | 11034.4764 | 11071.5393 | 0
Oil | 0 | 0 | 0 | 0 | 0 | 0 | 0 | 0 | 0 | 0 | 0 | 0 | 0 | 0 | 0 | 0 | 0 | 0 | 0 | 0 | 0
OCGT | 0 | 0 | 0 | 0 | 0 | 0 | 4.9998e-09 | 4.9998e-09 | 0 | 0 | 0 | 0 | 0 | 0 | 0 | 0 | 0 | 0 | 0 | 0 | 0
PS | 0 | 0 | 0 | 0 | 0 | 0 | 0 | 0 | 0 | 0 | 0 | 0 | 0 | 0 | 0 | 0 | 0 | 0 | 0 | 0 | 0
Nuclear | 0 | 0 | 0 | 0 | 0 | 0 | 0 | 0 | 0 | 0 | 0 | 0 | 0 | 0 | 0 | 0 | 0 | 0 | 0 | 0 | 0
CCS | 4.7738e-09 | 1.7443e-06 | 3.3212e-06 | 3.5995e-06 | 223.0326 | 817.7861 | 817.7861 | 817.8383 | 817.8383 | 817.8383 | 817.8383 | 817.8383 | 817.8383 | 1848.9862 | 4982.0512 | 4975.2249 | 4974.3184 | 4975.5101 | 4975.3785 | 4976.8068 | 0
Onshore wind | 0 | 0 | 0 | 0 | 0 | 0 | 0 | 0 | 0 | 0 | 0 | 0 | 0 | 0 | 0 | 0 | 0 | 0 | 0 | 0 | 0
Offshore wind | 0 | 0 | 0 | 0 | 0 | 0 | 0 | 0 | 0 | 0 | 0 | 0 | 0 | 0 | 0 | 0 | 0 | 0 | 0 | 0 | 0
Other renewable | 0 | 0 | 0 | 0 | 0 | 0 | 0 | 0 | 0 | 0 | 0 | 0 | 0 | 0 | 0 | 0 | 0 | 0 | 0 | 0 | 0
Total | 133610.0501 | 164812.258 | 160251.4334 | 156198.7076 | 150969.0691 | 112789.8881 | 102557.0649 | 92688.9807 | 91636.3573 | 91511.8182 | 75561.5213 | 71893.9224 | 67150.7089 | 63639.2185 | 51365.3748 | 46834.6065 | 47414.9504 | 48413.2226 | 49131.868 | 50204.0009 | 15145.6046
Inc total embedded of: | 8522.5637 | 8847.2226 | 9171.8815 | 9496.5403 | 9821.1992 | 10145.8581 | 10470.5169 | 10795.1758 | 11119.8347 | 11444.4935 | 11769.1524 | 12106.7976 | 12444.4428 | 12782.0881 | 13119.7333 | 13457.3785 | 13795.0237 | 14132.6689 | 14470.3142 | 14807.9594 | 15145.6046
Total carbon intensity (g/kWhr) | 405.2743 | 477.0303 | 463.6537 | 445.3674 | 428.6788 | 321.4983 | 291.1248 | 267.5323 | 262.1847 | 262.2962 | 212.1046 | 200.9595 | 185.2597 | 174.1598 | 134.2271 | 119.4601 | 119.6862 | 120.767 | 121.2528 | 122.4354 | 182.2857
Carbon intensity (g/kWhr) - excl embed CHP | 406.5956 | 483.0289 | 468.9944 | 449.5653 | 431.8188 | 316.7068 | 283.8184 | 257.8933 | 251.8551 | 251.6061 | 196.9021 | 184.317 | 166.8797 | 154.3254 | 111.1148 | 94.9183 | 94.7415 | 95.5515 | 95.692 | 96.6426 | 15.1315
Renewable share
Data to calculate on EU basis:
| 2011 | 2012 | 2013 | 2014 | 2015 | 2016 | 2017 | 2018 | 2019 | 2020 | 2021 | 2022 | 2023 | 2024 | 2025 | 2026 | 2027 | 2028 | 2029 | 2030 | 2031
Consumption E in ESI (own use) | 15.851 | 15.626 | 15.542 | 15.13 | 15.485 | 15.236 | 14.84 | 13.382 | 13.214 | 12.513 | 11.293 | 11.144 | 11.339 | 11.473 | 10.585 | 10.835 | 11.16 | 11.57 | 12.076 | 12.533 | 12.736
Energy Industy excl own use and P/S | 8.6273 | 8.6273 | 8.6273 | 8.6273 | 8.6273 | 8.6273 | 8.6273 | 8.6273 | 8.6273 | 8.6273 | 8.6273 | 8.6273 | 8.6273 | 8.6273 | 8.6273 | 8.6273 | 8.6273 | 8.6273 | 8.6273 | 8.6273 | 8.6273
Consumption E in Rail Transport | 4.4826 | 4.4826 | 4.4826 | 4.4826 | 4.4826 | 4.4826 | 4.4826 | 4.4826 | 4.4826 | 4.4826 | 4.4826 | 4.4826 | 4.4826 | 4.4826 | 4.4826 | 4.4826 | 4.4826 | 4.4826 | 4.4826 | 4.4826 | 4.4826
Renewable generation | 37.3099 | 44.2375 | 46.6085 | 54.9571 | 60.7464 | 82.2242 | 92.8567 | 97.6792 | 101.4221 | 103.4458 | 111.7444 | 113.2017 | 114.9415 | 116.1713 | 121.1245 | 122.644 | 125.1887 | 127.1836 | 129.553 | 131.4851 | 43.7147
EU-consistent demand | 332.4192 | 348.0125 | 348.0595 | 352.7389 | 354.548 | 352.9518 | 354.0088 | 346.7312 | 349.6147 | 348.2904 | 354.4296 | 355.7874 | 360.6971 | 363.7701 | 380.1503 | 389.7775 | 394.2106 | 399.3413 | 404.168 | 409.4678 | 82.7133
Renewable share | 11.22% | 12.71% | 13.39% | 15.58% | 17.13% | 23.3% | 26.23% | 28.17% | 29.01% | 29.7% | 31.53% | 31.82% | 31.87% | 31.94% | 31.86% | 31.47% | 31.76% | 31.85% | 32.05% | 32.11% | 52.85%
Capacity by aggregated zones
| 2011 | 2012 | 2013 | 2014 | 2015 | 2016 | 2017 | 2018 | 2019 | 2020 | 2021 | 2022 | 2023 | 2024 | 2025 | 2026 | 2027 | 2028 | 2029 | 2030 | 2031
S England & S Wales | 30894 | 32261.5031 | 25436.5244 | 25872.104 | 25673.7533 | 25368.0346 | 24572.3993 | 24587.1031 | 25919.5492 | 27603.0315 | 34881.7472 | 34891.6633 | 36571.836 | 35568.8216 | 39543.196 | 39655.1955 | 38496.2673 | 38551.6121 | 38667.1822 | 38712.1006 | 37500.1006
Midlands & N Wales | 16645 | 17541.7651 | 16720.3704 | 18887.4354 | 17442.2047 | 17607.5779 | 17764.7851 | 17261.8931 | 17272.9655 | 17284.0677 | 16323.2447 | 12397.4103 | 12405.7871 | 11374.0099 | 11003.3763 | 12213.2575 | 12275.0764 | 12320.6509 | 12415.8186 | 12452.8073 | 12452.8073
N England | 21118 | 21155.2787 | 20929.4785 | 20915.3188 | 20997.5327 | 20906.7347 | 16969.563 | 16986.4273 | 16336.8489 | 13042.3122 | 12822.3085 | 12833.6815 | 12076.3488 | 12765.8016 | 15718.8472 | 15732.6099 | 15818.7118 | 15882.1883 | 16014.7389 | 16066.257 | 14863.257
S Scotland | 8386 | 7918.35 | 7661.4 | 8097.6 | 8177.8 | 8445.2383 | 8891.0767 | 8892.0767 | 8892.0767 | 8892.0767 | 8892.0767 | 8892.0767 | 7750.0767 | 6676.0767 | 6676.0767 | 6676.0767 | 6676.0767 | 6676.0767 | 6676.0767 | 6676.0767 | 5461.0767
N Scotland | 2943 | 2943.1 | 3451.2 | 2852.7 | 3339.7 | 3450.9477 | 4498.831 | 4532.399 | 4648.2362 | 4806.8385 | 4922.6757 | 4922.6757 | 5038.5129 | 5038.5129 | 5154.3501 | 5312.9524 | 5428.7896 | 5428.7896 | 5428.7896 | 5428.7896 | 5428.7896
Offshore South | 826 | 2353.3 | 2353.3 | 2353.3 | 2685.3 | 3983.3 | 4387.3 | 4791.3 | 4791.3 | 4791.3 | 4791.3 | 4791.3 | 4791.3 | 4791.3 | 4791.3 | 4791.3 | 4791.3 | 4791.3 | 4791.3 | 4791.3 | 4791.3
Offshore Irish Sea | 555 | 825 | 825 | 1532 | 1532 | 1532 | 1532 | 1532 | 1532 | 1532 | 1532 | 1532 | 1532 | 1532 | 1532 | 1532 | 1532 | 1532 | 1532 | 1532 | 1532
Offshore E England | 8e-06 | 8e-06 | 8e-06 | 705 | 1205 | 1705 | 2105 | 2305 | 2905 | 2905 | 2905 | 2905 | 2905 | 2905 | 2905 | 2905 | 2905 | 2905 | 2905 | 2905 | 2905
Offshore Scotland | 20 | 20 | 20 | 470 | 470 | 470 | 470 | 470 | 470 | 470 | 470 | 470 | 470 | 470 | 1375 | 1375 | 1375 | 1375 | 1375 | 1375 | 1375
Total | 81387.0001 | 85018.2969 | 77397.2733 | 81685.4582 | 81523.2908 | 83468.8332 | 81190.9551 | 81358.1992 | 82767.9765 | 81326.6267 | 87540.3528 | 83635.8075 | 83540.8615 | 81121.5227 | 88699.1463 | 90193.392 | 89298.2217 | 89462.6176 | 89805.906 | 89939.3311 | 86309.3311
TNUoS charges by zone
Generator DS Zonal Tariff (£/kW)
Generation - Wider Tariffs in Y+1
Zone No. | Zone Name | 2011 | 2012 | 2013 | 2014 | 2015 | 2016 | 2017 | 2018 | 2019 | 2020 | 2021 | 2022 | 2023 | 2024 | 2025 | 2026 | 2027 | 2028 | 2029 | 2030
1 | North Scotland | 0 | 2.5952 | 2.9612 | 1.1646 | -0.85721 | -0.72924 | 0.083791 | 0.066619 | -0.46951 | -1.668 | -3.8826 | -3.2985 | -5.0582 | -5.7381 | -5.3018 | -6.1224 | -5.9566 | -5.5466 | -5.5466 | -5.5356
2 | Peterhead | 0 | 4.5723 | 4.8609 | 1.3043 | -1.5038 | -1.3159 | -0.46988 | -0.47994 | -1.0163 | -2.2261 | -4.4295 | -3.9901 | -5.7827 | -6.4445 | -6.1305 | -6.7988 | -6.629 | -6.2186 | -6.2186 | -6.2076
3 | Western Highland & Skye | 0 | 1.2116 | 1.3116 | 1.8146 | 1.1918 | 1.1999 | 1.9461 | 1.9127 | 1.3772 | 0.20466 | -2.0355 | -1.5999 | -3.2842 | -4.0055 | -4.4139 | -4.4451 | -4.2887 | -3.8794 | -3.8794 | -3.8682
4 | Central Highlands | 0 | 2.1342 | 1.8249 | 2.0318 | 1.0797 | 0.69318 | 1.1666 | 1.1466 | 0.61481 | -0.49497 | -2.8358 | -2.4111 | -3.7448 | -4.629 | -4.7576 | -5.1868 | -5.0779 | -4.671 | -4.671 | -4.6592
5 | Argyll | 0 | 1.3364 | 2.015 | 2.0372 | 1.7736 | 0.85938 | 1.0915 | 1.2674 | 0.74326 | -0.30707 | -2.8115 | -2.4048 | -3.1104 | -4.2636 | -4.3489 | -4.8904 | -4.874 | -4.4708 | -4.4708 | -4.458
6 | Stirlingshire | 0 | 1.6095 | 3.064 | 2.8276 | 1.2411 | 0.51658 | 1.3523 | 1.3594 | 0.81931 | -0.27489 | -2.5484 | -2.1117 | -4.1848 | -5.0074 | -4.6874 | -5.2623 | -5.2252 | -4.8154 | -4.8154 | -4.8043
7 | South Scotland | 0 | 0.94253 | 2.2812 | 2.1128 | 1.808 | 2.1847 | 2.4386 | 2.5435 | 2.0235 | 0.34505 | -1.5073 | -1.1053 | -2.0301 | -2.2986 | -1.9435 | -2.5404 | -2.5113 | -2.078 | -2.078 | -2.0714
8 | Auchencrosh | 0 | 1.3073 | 1.2617 | 1.3319 | 1.0064 | 0.6293 | 0.78471 | 0.99051 | 0.468 | -0.51139 | -3.0143 | -2.614 | -3.4838 | -4.5756 | -4.5971 | -5.2097 | -5.1831 | -4.7808 | -4.7808 | -4.768
9 | Humber & Lancashire | 0 | 1.7681 | 3.0792 | 2.9969 | 2.8128 | 3.201 | 3.2825 | 3.7982 | 3.2495 | 3.2938 | 1.3285 | 1.7969 | 1.1648 | 0.6738 | 0.88913 | 0.26282 | 0.31004 | 0.78336 | 0.78336 | 0.78354
10 | North East England | 0 | 1.4925 | 3.0208 | 2.7698 | 2.5314 | 3.0769 | 2.9894 | 3.2153 | 2.6684 | 0.32349 | -1.3341 | -0.86855 | -1.3923 | -1.8042 | -1.5453 | -2.1653 | -2.1221 | -1.6539 | -1.6539 | -1.6516
11 | Anglesey | 0 | 3.062 | 4.4965 | 4.3299 | 3.736 | 3.1818 | 3.2281 | 3.2537 | 2.8663 | 0.74939 | -1.0684 | -0.87265 | -1.3959 | -1.723 | -1.6706 | -2.0741 | -2.1445 | -1.9471 | -1.9471 | -1.952
12 | Dinorwig | 0 | 3.062 | 4.4965 | 4.3299 | 4.1227 | 3.5684 | 3.6148 | 3.6404 | 3.253 | 0.74939 | -1.0684 | -0.87265 | -1.3959 | -1.723 | -1.6706 | -2.0741 | -2.1445 | -1.9471 | -1.9471 | -1.952
13 | South Yorks & North Wales | 0 | 1.7951 | 2.6782 | 2.7887 | 2.4595 | 2.7431 | 2.7555 | 3.4472 | 2.9047 | 2.8173 | 1.8305 | 2.1946 | 1.5225 | 1.1198 | 1.3326 | 1.3876 | 1.4058 | 1.5625 | 1.5625 | 1.5618
14 | Midlands | 0 | 0.21412 | 0.8712 | 1.5177 | 1.3588 | 1.5779 | 1.6281 | 1.8127 | 1.5914 | 1.5781 | 1.723 | 1.6541 | 2.2254 | 2.1302 | 2.417 | 2.6588 | 2.821 | 2.7155 | 2.7155 | 2.7144
15 | South Wales & Gloucester | 0 | 4.8592 | 5.5438 | 5.3249 | 5.5024 | 5.8069 | 5.6632 | 4.8832 | 5.1467 | 6.2894 | 7.2214 | 7.01 | 7.4351 | 7.6632 | 6.4854 | 6.4901 | 6.4187 | 6.3815 | 6.3815 | 6.38
16 | Central London | 0 | -1.7115 | -3.1583 | -3.16 | -2.8674 | -2.9056 | -2.9782 | -3.1156 | -2.5811 | -2.3258 | -0.64568 | -1.098 | 3.4371 | 3.4581 | 3.9278 | 4.1667 | 4.3804 | 4.3642 | 4.3642 | 4.3633
17 | South East | 0 | -2.0499 | -3.7795 | -3.5929 | -3.6291 | -3.5469 | -3.1973 | -3.1395 | -1.9473 | -1.7217 | 0.046335 | -0.18855 | 0.64215 | 0.85682 | 1.5085 | 2.0125 | 2.1192 | 1.8422 | 1.8422 | 1.8412
18 | Oxon & South Coast | 0 | -0.34127 | -1.311 | -1.2123 | -1.1323 | -1.1774 | -1.3008 | -1.3959 | -0.98562 | -0.73643 | 1.6837 | 1.3749 | 1.9898 | 2.5035 | 2.1685 | 2.4031 | 2.1597 | 1.9574 | 1.9574 | 1.9562
19 | Wessex | 0 | 0.45076 | -1.1974 | -1.4656 | -0.38277 | -1.101 | -1.2557 | -1.3683 | 0.11466 | 2.1479 | 3.4143 | 3.1723 | 3.7238 | 5.1231 | 4.5676 | 4.6516 | 4.6006 | 4.4137 | 4.4137 | 4.4124
20 | Peninsula | 0 | 1.322 | 0.0078464 | -0.33027 | 1.1381 | -0.94183 | -1.0924 | -1.5051 | -0.22804 | 0.94923 | 2.4049 | 2.1654 | 2.7005 | 4.1882 | 4.3868 | 4.4611 | 4.4073 | 4.2314 | 4.2314 | 4.23
Generator DS Zonal Tariff (£/kW)
Generation - Wider Tariffs in Y+5
Zone No. | Zone Name | 2011 | 2012 | 2013 | 2014 | 2015 | 2016 | 2017 | 2018 | 2019 | 2020 | 2021 | 2022 | 2023 | 2024 | 2025 | 2026 | 2027 | 2028 | 2029 | 2030
1 | North Scotland | 0 | 0 | 0 | 0 | 0 | -0.34021 | 2.1521 | 0.78263 | 0.40148 | 1.4249 | 0.096559 | 1.1773 | -3.6148 | -0.44654 | -5.2141 | -5.1973 | -5.6774 | -5.505 | -5.9893 | -5.8861
2 | Peterhead | 0 | 0 | 0 | 0 | 0 | -0.91689 | 2.9792 | 0.82165 | -0.17624 | 1.4996 | -0.040386 | 1.0075 | -4.3427 | -0.53787 | -6.0578 | -6.0402 | -6.5157 | -6.3377 | -6.6784 | -6.5584
3 | Western Highland & Skye | 0 | 0 | 0 | 0 | 0 | 1.5763 | 2.0393 | 1.871 | 2.3101 | 0.99148 | 0.9462 | 0.54024 | -1.8314 | -0.7213 | -4.2899 | -4.2751 | -4.7654 | -4.6056 | -4.2835 | -4.2181
4 | Central Highlands | 0 | 0 | 0 | 0 | 0 | 0.97891 | 2.9577 | 1.7202 | 1.6655 | 1.1251 | 0.30778 | 0.67984 | -2.3257 | -1.2093 | -4.5366 | -4.5306 | -5.0713 | -4.9785 | -4.8973 | -5.0071
5 | Argyll | 0 | 0 | 0 | 0 | 0 | 0.93649 | 3.6766 | 2.1096 | 1.8647 | 0.73923 | 0.30692 | 0.29199 | -1.7298 | -1.9993 | -3.9241 | -3.934 | -4.5706 | -4.6077 | -4.3745 | -4.8031
6 | Stirlingshire | 0 | 0 | 0 | 0 | 0 | 0.93642 | 2.4674 | 1.694 | 1.7374 | 1.683 | 0.48715 | 1.369 | -2.7387 | -0.52582 | -4.6545 | -4.6353 | -5.2449 | -5.0302 | -5.1753 | -5.1547
7 | South Scotland | 0 | 0 | 0 | 0 | 0 | 2.3368 | 2.8064 | 2.7957 | 3.2034 | 2.4992 | 1.0019 | 1.5368 | -0.61667 | 0.42295 | -1.853 | -1.8324 | -2.345 | -2.3306 | -2.3437 | -2.4419
8 | Auchencrosh | 0 | 0 | 0 | 0 | 0 | 0.73306 | 2.9173 | 1.6216 | 1.4803 | 0.54043 | 0.13869 | 0.2624 | -2.0889 | -2.3213 | -4.2578 | -4.2308 | -4.9795 | -4.9352 | -4.7788 | -5.1122
9 | Humber & Lancashire | 0 | 0 | 0 | 0 | 0 | 3.2438 | 3.2789 | 3.5118 | 4.028 | 3.3652 | 3.547 | 2.6506 | 2.8692 | 1.1932 | 1.0098 | 1.2293 | 0.91427 | 0.45485 | 0.45731 | 0.37756
10 | North East England | 0 | 0 | 0 | 0 | 0 | 3.1037 | 3.1052 | 3.3739 | 3.9591 | 3.5422 | 0.95059 | 2.2416 | 0.041144 | 0.77263 | -1.48 | -1.5311 | -1.7032 | -1.9687 | -1.9717 | -2.0544
11 | Anglesey | 0 | 0 | 0 | 0 | 0 | 3.1985 | 4.0057 | 3.8713 | 3.629 | 1.0921 | 0.99615 | 0.39041 | 0.019388 | -0.35288 | -0.8777 | -0.69577 | -1.676 | -1.915 | -1.9033 | -2.0684
12 | Dinorwig | 0 | 0 | 0 | 0 | 0 | 3.5852 | 4.3923 | 4.258 | 4.0157 | 1.0921 | 0.99615 | 0.39041 | 0.019388 | -0.35288 | -0.8777 | -0.69577 | -1.676 | -1.915 | -1.9033 | -2.0684
13 | South Yorks & North Wales | 0 | 0 | 0 | 0 | 0 | 2.7136 | 2.9248 | 3.132 | 3.2778 | 2.9822 | 2.8506 | 2.5179 | 2.76 | 1.4354 | 1.4178 | 1.6601 | 1.3965 | 1.2424 | 1.2032 | 1.4418
14 | Midlands | 0 | 0 | 0 | 0 | 0 | 1.5658 | 1.4918 | 1.6152 | 1.776 | 1.3915 | 1.576 | 1.6247 | 2.1808 | 1.5594 | 2.0304 | 2.0162 | 2.1723 | 2.4565 | 2.7684 | 2.6932
15 | South Wales & Gloucester | 0 | 0 | 0 | 0 | 0 | 5.7091 | 5.2098 | 5.1203 | 5.044 | 5.3881 | 6.113 | 6.1133 | 6.9444 | 6.4636 | 7.3543 | 6.0466 | 6.5499 | 6.5405 | 6.5567 | 6.37
16 | Central London | 0 | 0 | 0 | 0 | 0 | -2.913 | -3.4957 | -3.2681 | -3.6153 | -3.3492 | -2.8082 | 0.30382 | 2.0201 | 1.9687 | 2.854 | 2.9866 | 3.6239 | 3.9664 | 4.354 | 4.3393
17 | South East | 0 | 0 | 0 | 0 | 0 | -3.5558 | -4.055 | -3.9122 | -3.8922 | -3.2967 | -2.8027 | -2.4131 | -0.95731 | -0.7693 | 0.20085 | 0.74111 | 1.4607 | 1.6953 | 1.8044 | 1.935
18 | Oxon & South Coast | 0 | 0 | 0 | 0 | 0 | -1.1858 | -1.6691 | -1.6629 | -2.0794 | -1.5793 | -1.1884 | -0.71194 | -0.1112 | 0.85075 | 1.825 | 1.8525 | 2.3577 | 2.3963 | 2.3972 | 2.3856
19 | Wessex | 0 | 0 | 0 | 0 | 0 | -1.1098 | -1.6883 | -2.0224 | -1.8228 | 0.28003 | 0.91592 | 1.747 | 2.8451 | 2.8049 | 3.5692 | 3.0895 | 3.6393 | 3.6935 | 3.6885 | 4.6204
20 | Peninsula | 0 | 0 | 0 | 0 | 0 | -0.95078 | -1.2606 | -1.3628 | -1.7212 | 0.23975 | -0.27746 | 2.2185 | 1.5109 | 3.5615 | 2.5113 | 2.0168 | 2.5559 | 2.6025 | 3.3686 | 4.4375
Generator CBA Zonal Tariff (£/kW)
Generation - Wider Year Round Shared Tariffs in Y+1
Zone No. | Zone Name | 2011 | 2012 | 2013 | 2014 | 2015 | 2016 | 2017 | 2018 | 2019 | 2020 | 2021 | 2022 | 2023 | 2024 | 2025 | 2026 | 2027 | 2028 | 2029 | 2030
1 | North Scotland | 0 | 19.066 | 19.8194 | 19.8823 | 20.9923 | 29.4717 | 28.7918 | 27.5784 | 32.1448 | 30.9648 | 29.4793 | 28.9525 | 28.5572 | 29.7389 | 29.9873 | 29.4949 | 29.7054 | 30.0737 | 30.0729 | 30.2503
2 | Peterhead | 0 | 14.4851 | 14.8349 | 14.9824 | 14.6957 | 23.5205 | 22.2781 | 21.0527 | 25.7623 | 24.5712 | 23.2221 | 22.7339 | 22.4429 | 23.6303 | 23.9175 | 23.5348 | 23.8364 | 24.2036 | 24.2036 | 24.3806
3 | Western Highland & Skye | 0 | 21.0996 | 21.5368 | 20.9487 | 21.1657 | 30.1228 | 30.4299 | 29.2635 | 33.9145 | 32.9491 | 31.6209 | 31.1418 | 30.8249 | 31.9553 | 31.5092 | 32.124 | 32.4083 | 32.7663 | 32.7721 | 32.9555
4 | Central Highlands | 0 | 14.5246 | 15.6731 | 15.3309 | 15.6322 | 24.648 | 24.1896 | 23.1757 | 27.6783 | 26.6836 | 25.231 | 24.7471 | 24.4028 | 25.4592 | 25.3436 | 25.2563 | 25.5238 | 25.8881 | 25.8886 | 26.0776
5 | Argyll | 0 | 12.1256 | 11.4494 | 11.6544 | 11.7028 | 21.2055 | 20.4021 | 20.9937 | 25.2556 | 24.5062 | 22.9599 | 22.475 | 21.9638 | 22.82 | 22.7816 | 22.5682 | 22.753 | 23.1168 | 23.1156 | 23.321
6 | Stirlingshire | 0 | 11.2353 | 9.9915 | 9.8905 | 10.3883 | 18.1759 | 17.676 | 16.2668 | 20.5727 | 19.5543 | 17.9992 | 17.5123 | 16.0601 | 16.9545 | 17.2305 | 16.9512 | 17.0916 | 17.4571 | 17.4542 | 17.6177
7 | South Scotland | 0 | 10.5834 | 9.4491 | 9.574 | 9.7482 | 16.5186 | 15.6895 | 14.8259 | 19.9911 | 18.5932 | 17.5607 | 17.0728 | 17.0812 | 17.2912 | 17.4316 | 17.0821 | 17.1817 | 17.5556 | 17.5556 | 17.6864
8 | Auchencrosh | 0 | 13.8373 | 10.9047 | 11.1978 | 11.095 | 20.0818 | 19.1827 | 18.4693 | 22.3556 | 21.7468 | 19.9459 | 19.4653 | 19.2819 | 20.254 | 20.5758 | 20.051 | 20.2365 | 20.5944 | 20.5944 | 20.8098
9 | Humber & Lancashire | 0 | 3.0758 | 1.7119 | 1.983 | 2.2297 | 1.9832 | 2.1785 | 1.8065 | 2.0842 | 1.7816 | 1.7637 | 1.2449 | 1.6644 | 1.8407 | 2.4926 | 2.4747 | 2.4246 | 2.8005 | 2.8043 | 2.821
10 | North East England | 0 | 4.8089 | 3.952 | 4.0193 | 4.3682 | 5.918 | 5.3145 | 4.555 | 3.7958 | -0.70235 | -0.90013 | -1.4624 | -0.80566 | -0.57741 | 6.1308 | 6.078 | 5.997 | 6.3191 | 6.2059 | 6.2228
11 | Anglesey | 0 | 2.6306 | 1.1905 | 1.3822 | 0.76967 | -2.0088 | -1.5131 | -1.9575 | -1.4957 | 1.6329 | 1.3109 | 1.0189 | 1.2815 | 0.64515 | 0.8168 | 0.78386 | 0.73766 | 0.94568 | 0.94568 | 0.8667
12 | Dinorwig | 0 | 1.8578 | 0.41715 | 0.60886 | 0.76967 | -2.0088 | -1.5131 | -1.9575 | -1.4957 | 0.85954 | 0.53757 | 0.24558 | 0.50819 | -0.12817 | 0.043484 | 0.010543 | -0.035661 | 0.17236 | 0.17236 | 0.093383
13 | South Yorks & North Wales | 0 | 1.1474 | 0.050837 | 0.083058 | 0.40595 | -0.90993 | -0.85375 | -1.3352 | -1.2476 | -1.1712 | -0.85915 | -1.2542 | -0.71451 | -0.74046 | -0.21073 | -0.24237 | -0.31837 | -0.21206 | -0.21277 | -0.22971
14 | Midlands | 0 | 0.73219 | -0.11657 | -0.34376 | -0.058484 | -1.0748 | -1.1066 | -1.3342 | -1.6224 | -1.5584 | -0.17906 | 0.17318 | 0.2119 | 0.2977 | 1.0341 | 0.84609 | 0.62205 | 0.44284 | 0.44463 | 0.4285
15 | South Wales & Gloucester | 0 | -3.9516 | -3.6862 | -3.842 | -3.5042 | -4.6617 | -4.5178 | -4.0796 | -5.3806 | -4.2829 | -4.0755 | -3.9006 | -4.0272 | -3.8455 | -5.0657 | -5.0928 | -5.0935 | -5.8912 | -5.8906 | -5.9147
16 | Central London | 0 | -3.7504 | -2.7791 | -2.6812 | -3.0352 | -3.768 | -3.7052 | -3.1503 | -3.9753 | -3.8843 | -3.6691 | -3.216 | -1.388 | -1.413 | -1.3054 | -1.4611 | -1.665 | -1.8696 | -1.8696 | -1.8843
17 | South East | 0 | 0.56956 | 1.5609 | 1.6959 | 1.4708 | 0.86407 | 0.83317 | 1.4357 | 0.27602 | 0.24471 | 0.40203 | 0.95366 | 0.61345 | 0.45926 | 0.12593 | 0.8036 | 0.73773 | 0.39072 | 0.39606 | 0.38093
18 | Oxon & South Coast | 0 | -3.3636 | -2.6503 | -2.3294 | -2.419 | -2.9043 | -2.8347 | -1.9341 | -3.1238 | -2.5973 | -2.0443 | -1.5001 | -1.7192 | -1.7421 | -2.1839 | -2.0126 | -1.799 | -2.0407 | -2.0367 | -2.0553
19 | Wessex | 0 | -5.5871 | -3.3932 | -3.3358 | -4.1805 | -4.1967 | -4.1444 | -3.0675 | -3.5171 | -1.9822 | -1.404 | -1.135 | -1.3069 | -2.2418 | -3.0469 | -3.1454 | -3.137 | -3.2899 | -3.293 | -3.3162
20 | Peninsula | 0 | -8.2085 | -4.7039 | -4.7141 | -5.7051 | -4.7422 | -4.6521 | -2.0033 | -2.002 | -1.0893 | -0.68577 | -0.42034 | -0.60077 | -1.6204 | -3.0662 | -3.115 | -3.1143 | -3.2736 | -3.2693 | -3.2897
Generator CBA Zonal Tariff (£/kW)
Generation - Wider Year Round Shared Tariffs in Y+5
Zone No. | Zone Name | 2011 | 2012 | 2013 | 2014 | 2015 | 2016 | 2017 | 2018 | 2019 | 2020 | 2021 | 2022 | 2023 | 2024 | 2025 | 2026 | 2027 | 2028 | 2029 | 2030
1 | North Scotland | 0 | 0 | 0 | 0 | 0 | 29.4264 | 28.1015 | 29.3001 | 29.1449 | 28.5579 | 26.7986 | 31.8615 | 29.4687 | 32.5795 | 29.8506 | 30.2107 | 30.3711 | 30.8197 | 29.6617 | 29.7456
2 | Peterhead | 0 | 0 | 0 | 0 | 0 | 22.6203 | 22.3099 | 24.4041 | 23.2333 | 24.2826 | 22.7721 | 27.761 | 22.7273 | 27.1786 | 23.1495 | 23.2835 | 23.5051 | 24.017 | 23.7416 | 23.8799
3 | Western Highland & Skye | 0 | 0 | 0 | 0 | 0 | 30.0531 | 30.7556 | 29.2654 | 29.8844 | 28.7585 | 28.6036 | 31.9487 | 31.1118 | 32.3353 | 30.7554 | 31.0908 | 31.1516 | 31.6415 | 32.4058 | 32.4758
4 | Central Highlands | 0 | 0 | 0 | 0 | 0 | 24.5315 | 23.8204 | 24.0784 | 24.5029 | 23.6541 | 22.6931 | 27.0844 | 24.7045 | 26.7031 | 24.6948 | 24.868 | 24.9978 | 25.3913 | 25.6216 | 25.5691
5 | Argyll | 0 | 0 | 0 | 0 | 0 | 20.9598 | 19.2045 | 20.2913 | 21.0518 | 20.4495 | 20.5422 | 25.1803 | 22.2897 | 23.984 | 22.3781 | 22.5533 | 22.5552 | 22.6989 | 23.2131 | 22.7912
6 | Stirlingshire | 0 | 0 | 0 | 0 | 0 | 18.2029 | 17.8896 | 17.9991 | 17.8136 | 17.3164 | 15.888 | 20.472 | 16.2937 | 20.0465 | 16.7618 | 16.9021 | 16.803 | 17.1484 | 17.164 | 17.1227
7 | South Scotland | 0 | 0 | 0 | 0 | 0 | 16.2922 | 16.6097 | 16.2326 | 16.067 | 15.1374 | 13.8561 | 19.0866 | 17.3209 | 17.8384 | 16.8313 | 16.8796 | 16.9583 | 17.2006 | 17.3013 | 17.2259
8 | Auchencrosh | 0 | 0 | 0 | 0 | 0 | 19.7272 | 19.7075 | 19.8005 | 19.7856 | 18.7255 | 18.2643 | 22.1882 | 19.6974 | 20.6307 | 19.9925 | 20.5616 | 20.0682 | 20.5236 | 20.5171 | 20.279
9 | Humber & Lancashire | 0 | 0 | 0 | 0 | 0 | 2.0773 | 1.7877 | 1.741 | 1.2871 | 1.7738 | 1.9384 | 1.5049 | 1.0998 | 1.8605 | 3.2725 | 3.4811 | 1.9336 | 2.4481 | 2.5045 | 2.5031
10 | North East England | 0 | 0 | 0 | 0 | 0 | 5.7193 | 5.8326 | 5.4364 | 4.9137 | 4.45 | 2.1395 | 0.78724 | -1.1281 | 0.81172 | 5.8461 | 6.0577 | 5.6218 | 6.0037 | 5.92 | 5.8514
11 | Anglesey | 0 | 0 | 0 | 0 | 0 | -1.8261 | -3.0874 | -2.7966 | -2.3782 | 1.7178 | 1.7457 | 1.1752 | 0.98647 | 0.86263 | 1.1033 | 1.2511 | 0.34932 | 0.46342 | 0.56227 | 0.76986
12 | Dinorwig | 0 | 0 | 0 | 0 | 0 | -1.8261 | -3.0874 | -2.7966 | -2.3782 | 0.94447 | 0.97233 | 0.40188 | 0.21315 | 0.089306 | 0.32995 | 0.47776 | -0.424 | -0.3099 | -0.21105 | -0.0034564
13 | South Yorks & North Wales | 0 | 0 | 0 | 0 | 0 | -0.88149 | -1.2755 | -1.437 | -1.4037 | -1.1681 | -0.84678 | -1.9442 | -1.375 | -1.156 | -0.43991 | -0.35794 | -0.61486 | -0.56978 | -0.4338 | -0.23271
14 | Midlands | 0 | 0 | 0 | 0 | 0 | -1.0935 | -1.1103 | -1.0977 | -1.2237 | -0.81913 | -0.44348 | -0.55298 | -0.33525 | -0.022942 | 0.22447 | 0.53486 | 1.4172 | 0.98978 | 0.78345 | 0.87026
15 | South Wales & Gloucester | 0 | 0 | 0 | 0 | 0 | -4.6531 | -4.4017 | -4.1252 | -3.8025 | -4.1872 | -3.7483 | -3.7382 | -3.4539 | -4.3316 | -4.4063 | -5.6911 | -5.3656 | -5.4443 | -5.4813 | -5.2291
16 | Central London | 0 | 0 | 0 | 0 | 0 | -3.7885 | -3.3044 | -3.4295 | -3.4569 | -3.6235 | -3.571 | -0.85393 | -1.277 | -1.3928 | -1.6158 | -1.6011 | -0.91005 | -1.3058 | -1.5083 | -1.4539
17 | South East | 0 | 0 | 0 | 0 | 0 | 0.83618 | 1.3545 | 1.3398 | 0.7411 | 0.5237 | 0.62099 | 0.16452 | 0.9758 | 0.57175 | 0.48176 | 0.7733 | 1.3223 | 1.0613 | 0.80819 | 0.66783
18 | Oxon & South Coast | 0 | 0 | 0 | 0 | 0 | -2.9217 | -2.9866 | -2.7456 | -2.6517 | -2.8269 | -2.7885 | -1.9267 | -1.6832 | -1.7308 | -2.1541 | -2.1263 | -1.7177 | -1.8563 | -1.9494 | -2.0701
19 | Wessex | 0 | 0 | 0 | 0 | 0 | -4.1951 | -3.8349 | -3.8858 | -3.361 | -2.6596 | -2.1353 | -1.6854 | -1.2731 | -1.6103 | -1.851 | -2.3671 | -1.9538 | -2.0816 | -2.1692 | -3.1887
20 | Peninsula | 0 | 0 | 0 | 0 | 0 | -4.7443 | -5.915 | -6.2513 | -3.854 | -2.85 | -0.98117 | -0.6022 | -0.34319 | -0.94832 | -1.0138 | -1.4181 | -1.0604 | -1.1776 | -2.1023 | -3.1371
Demand HH Zonal Tariff (£/kW)
Demand in Y+1
Zone No. | Zone Name. | 2011 | 2012 | 2013 | 2014 | 2015 | 2016 | 2017 | 2018 | 2019 | 2020 | 2021 | 2022 | 2023 | 2024 | 2025 | 2026 | 2027 | 2028 | 2029 | 2030
1 | Northern Scotland | 0 | 11.3337 | 12.1772 | 18.9276 | 23.0225 | 17.9153 | 19.7304 | 23.2452 | 21.3692 | 25.147 | 29.7498 | 30.4113 | 33.0873 | 33.2194 | 34.0429 | 35.4046 | 35.5123 | 35.1743 | 35.5945 | 35.8095
2 | Southern Scotland | 0 | 15.7155 | 17.7502 | 22.5552 | 26.1622 | 22.1489 | 24.5753 | 27.7542 | 26.1408 | 29.6612 | 34.4454 | 35.1316 | 37.559 | 38.1754 | 38.9864 | 40.4367 | 40.7765 | 40.4446 | 40.8648 | 41.0702
3 | Northern | 0 | 20.4388 | 21.8675 | 26.862 | 29.7273 | 31.8276 | 34.6191 | 37.5539 | 40.1685 | 45.3114 | 48.2816 | 48.9901 | 49.8442 | 50.0612 | 49.9887 | 51.2158 | 51.7449 | 51.3281 | 51.7483 | 52.106
4 | North West | 0 | 23.2901 | 25.0333 | 29.819 | 32.6822 | 37.0112 | 39.3835 | 42.2797 | 44.4348 | 46.6133 | 50.0678 | 50.7803 | 51.7946 | 53.0426 | 53.3382 | 54.4481 | 55.048 | 54.8355 | 55.2557 | 55.669
5 | Yorkshire | 0 | 23.5607 | 25.1786 | 29.8955 | 32.8625 | 37.1016 | 39.6149 | 42.2464 | 45.1951 | 46.8744 | 49.8196 | 50.5258 | 51.1203 | 51.8451 | 51.9109 | 53.1417 | 53.7227 | 53.3894 | 53.8096 | 54.2228
6 | N Wales & Mersey | 0 | 23.5747 | 25.2978 | 30.256 | 33.0453 | 39.7763 | 41.8275 | 44.8576 | 46.9945 | 48.8003 | 52.0129 | 52.7209 | 53.7551 | 55.307 | 55.9851 | 57.0217 | 57.6857 | 57.6287 | 58.0489 | 58.5189
7 | East Midlands | 0 | 25.968 | 27.9571 | 32.4759 | 35.4379 | 40.227 | 42.6251 | 44.806 | 47.6176 | 49.1838 | 50.478 | 51.1902 | 51.7075 | 52.5417 | 53.5483 | 54.4291 | 55.0724 | 55.3698 | 55.79 | 56.2172
8 | Midlands | 0 | 27.078 | 28.7344 | 33.3852 | 36.2052 | 41.5295 | 43.8137 | 46.5198 | 49.2617 | 50.6647 | 52.3892 | 53.0842 | 53.8092 | 54.4381 | 56.2065 | 56.9108 | 57.5657 | 58.0472 | 58.4674 | 58.9083
9 | Eastern | 0 | 27.2328 | 29.8877 | 34.1143 | 37.1919 | 41.7941 | 44.2206 | 46.1366 | 48.7757 | 50.0706 | 48.8232 | 49.4855 | 49.8272 | 50.4331 | 51.0284 | 51.3213 | 51.87 | 52.639 | 53.0591 | 53.4813
10 | South Wales | 0 | 25.6173 | 26.5466 | 31.7015 | 34.1088 | 39.0529 | 41.4487 | 44.6695 | 48.0442 | 47.3705 | 47.2343 | 47.8823 | 48.2651 | 48.5163 | 52.2119 | 52.7513 | 53.3879 | 54.6659 | 55.0861 | 55.518
11 | South East | 0 | 30.5841 | 32.5304 | 37.1987 | 40.206 | 44.849 | 47.294 | 48.7407 | 51.6142 | 52.8829 | 51.6917 | 52.0256 | 52.2676 | 52.5821 | 54.0687 | 52.4498 | 53.0085 | 54.4078 | 54.828 | 55.2539
12 | London | 0 | 30.9797 | 34.7983 | 39.4638 | 42.5239 | 47.2465 | 49.6198 | 51.4892 | 53.8694 | 55.0675 | 54.2465 | 54.5008 | 54.7414 | 55.1867 | 56.386 | 55.4807 | 56.0407 | 57.2153 | 57.6354 | 58.0601
13 | Southern | 0 | 31.506 | 32.9842 | 37.6814 | 40.5523 | 45.3219 | 47.7732 | 49.4484 | 52.1593 | 51.8235 | 50.3731 | 50.9947 | 51.2559 | 51.3608 | 53.3023 | 54.084 | 54.6668 | 55.251 | 55.6712 | 56.0992
14 | South Western | 0 | 31.3701 | 31.9418 | 37.1434 | 39.5574 | 44.4087 | 46.8496 | 48.195 | 49.892 | 48.5041 | 47.768 | 48.3734 | 48.7063 | 48.7548 | 51.342 | 51.8623 | 52.4856 | 53.5591 | 53.9793 | 54.4095
Demand HH Zonal Tariff (£/kW)
Demand in Y+5
Zone No. | Zone Name. | 2011 | 2012 | 2013 | 2014 | 2015 | 2016 | 2017 | 2018 | 2019 | 2020 | 2021 | 2022 | 2023 | 2024 | 2025 | 2026 | 2027 | 2028 | 2029 | 2030
1 | Northern Scotland | 0 | 0 | 0 | 0 | 0 | 21.5233 | 18.3425 | 21.5281 | 20.8165 | 23.6592 | 30.1201 | 26.7953 | 31.0803 | 26.2357 | 33.9751 | 34.4185 | 35.1756 | 35.5625 | 36.3629 | 36.6396
2 | Southern Scotland | 0 | 0 | 0 | 0 | 0 | 26.01 | 23.3142 | 26.3507 | 25.1599 | 29.5116 | 35.5517 | 32.3722 | 35.54 | 33.253 | 38.6444 | 38.9812 | 40.2766 | 40.8121 | 41.1653 | 41.9039
3 | Northern | 0 | 0 | 0 | 0 | 0 | 35.7227 | 33.5328 | 36.5101 | 35.376 | 39.6911 | 47.0136 | 48.039 | 48.4025 | 47.4268 | 49.713 | 50.3306 | 51.0865 | 51.9586 | 52.3249 | 52.8709
4 | North West | 0 | 0 | 0 | 0 | 0 | 40.9527 | 38.8638 | 41.6942 | 40.5087 | 44.3653 | 48.7363 | 51.7124 | 50.3793 | 51.1952 | 51.4111 | 51.49 | 54.2244 | 55.2717 | 55.6231 | 56.1756
5 | Yorkshire | 0 | 0 | 0 | 0 | 0 | 41.0972 | 39.1393 | 41.9793 | 40.8081 | 44.6255 | 48.5392 | 52.9185 | 49.9029 | 51.4813 | 51.3097 | 51.51 | 52.9439 | 54.0108 | 54.3551 | 54.848
6 | N Wales & Mersey | 0 | 0 | 0 | 0 | 0 | 43.6248 | 41.6714 | 44.3263 | 43.1718 | 46.4673 | 51.0704 | 54.0878 | 52.3513 | 53.2151 | 54.0066 | 54.2499 | 56.904 | 57.9579 | 58.3166 | 58.8212
7 | East Midlands | 0 | 0 | 0 | 0 | 0 | 44.1757 | 42.3213 | 45.1347 | 43.956 | 47.493 | 51.3497 | 54.8383 | 51.0285 | 52.6189 | 52.799 | 53.6547 | 54.2722 | 55.3924 | 55.7652 | 56.1802
8 | Midlands | 0 | 0 | 0 | 0 | 0 | 45.4284 | 43.6485 | 46.4448 | 45.2283 | 48.7067 | 52.5602 | 55.9812 | 52.4838 | 54.3925 | 54.6169 | 55.7992 | 56.7964 | 57.9687 | 58.3665 | 58.7262
9 | Eastern | 0 | 0 | 0 | 0 | 0 | 45.762 | 43.8542 | 46.6686 | 45.5481 | 48.8169 | 52.3429 | 54.2813 | 50.3792 | 51.1152 | 51.2025 | 51.613 | 51.1627 | 52.253 | 52.6306 | 53.0605
10 | South Wales | 0 | 0 | 0 | 0 | 0 | 42.985 | 41.2049 | 43.9961 | 42.7041 | 46.007 | 49.0316 | 51.5525 | 47.8496 | 49.7011 | 49.7801 | 53.1574 | 52.8062 | 53.9335 | 54.4082 | 54.7968
11 | South East | 0 | 0 | 0 | 0 | 0 | 48.8033 | 46.9563 | 49.7382 | 50.0353 | 53.2291 | 56.7486 | 58.4 | 53.6473 | 54.0436 | 53.8758 | 53.4064 | 52.2828 | 53.3886 | 54.4356 | 54.851
12 | London | 0 | 0 | 0 | 0 | 0 | 51.2053 | 49.2755 | 52.0765 | 51.364 | 54.7253 | 58.2152 | 60.4913 | 55.921 | 56.5763 | 56.5156 | 56.2097 | 55.318 | 56.4189 | 57.2084 | 57.6289
13 | Southern | 0 | 0 | 0 | 0 | 0 | 49.2684 | 47.453 | 50.3634 | 49.0344 | 51.9801 | 55.2935 | 56.4039 | 52.5574 | 52.6077 | 52.919 | 54.2007 | 53.91 | 55.0238 | 55.3124 | 55.7189
14 | South Western | 0 | 0 | 0 | 0 | 0 | 48.3472 | 47.0548 | 50.0538 | 48.0837 | 49.4062 | 52.2199 | 52.3834 | 48.9773 | 49.6252 | 49.9457 | 51.7606 | 51.7025 | 52.8237 | 53.3489 | 53.7453
Demand NHH Zonal Tariff (p/kWh)
Zone No. | Zone Name. | 2011 | 2012 | 2013 | 2014 | 2015 | 2016 | 2017 | 2018 | 2019 | 2020 | 2021 | 2022 | 2023 | 2024 | 2025 | 2026 | 2027 | 2028 | 2029 | 2030
1 | Northern Scotland | 0 | 1.563 | 1.6793 | 2.6102 | 3.1749 | 2.4706 | 2.7209 | 3.2056 | 2.9469 | 3.4678 | 4.1026 | 4.1938 | 4.5628 | 4.5811 | 4.6946 | 4.8824 | 4.8972 | 4.8506 | 4.9086 | 4.9382
2 | Southern Scotland | 0 | 2.2207 | 2.5082 | 3.1872 | 3.6969 | 3.1298 | 3.4726 | 3.9218 | 3.6938 | 4.1913 | 4.8673 | 4.9643 | 5.3073 | 5.3944 | 5.509 | 5.7139 | 5.762 | 5.715 | 5.7744 | 5.8034
3 | Northern | 0 | 2.828 | 3.0257 | 3.7168 | 4.1133 | 4.4039 | 4.7901 | 5.1962 | 5.558 | 6.2696 | 6.6805 | 6.7786 | 6.8967 | 6.9268 | 6.9167 | 7.0865 | 7.1597 | 7.1021 | 7.1602 | 7.2097
4 | North West | 0 | 3.3768 | 3.6296 | 4.3234 | 4.7386 | 5.3662 | 5.7102 | 6.1301 | 6.4426 | 6.7584 | 7.2593 | 7.3626 | 7.5097 | 7.6906 | 7.7335 | 7.8944 | 7.9814 | 7.9506 | 8.0115 | 8.0714
5 | Yorkshire | 0 | 3.2688 | 3.4933 | 4.1477 | 4.5593 | 5.1474 | 5.4961 | 5.8612 | 6.2703 | 6.5033 | 6.9119 | 7.0099 | 7.0924 | 7.1929 | 7.2021 | 7.3728 | 7.4534 | 7.4072 | 7.4655 | 7.5228
6 | N Wales & Mersey | 0 | 3.3836 | 3.631 | 4.3426 | 4.7429 | 5.709 | 6.0034 | 6.4383 | 6.7451 | 7.0042 | 7.4653 | 7.567 | 7.7154 | 7.9381 | 8.0355 | 8.1842 | 8.2795 | 8.2714 | 8.3317 | 8.3991
7 | East Midlands | 0 | 3.6759 | 3.9575 | 4.5971 | 5.0164 | 5.6943 | 6.0338 | 6.3425 | 6.7405 | 6.9622 | 7.1454 | 7.2462 | 7.3194 | 7.4375 | 7.58 | 7.7047 | 7.7957 | 7.8378 | 7.8973 | 7.9578
8 | Midlands | 0 | 3.8966 | 4.1349 | 4.8042 | 5.21 | 5.9762 | 6.3049 | 6.6943 | 7.0888 | 7.2907 | 7.5389 | 7.6389 | 7.7432 | 7.8337 | 8.0882 | 8.1896 | 8.2838 | 8.3531 | 8.4136 | 8.477
9 | Eastern | 0 | 3.8126 | 4.1843 | 4.776 | 5.2069 | 5.8512 | 6.1909 | 6.4591 | 6.8286 | 7.0099 | 6.8352 | 6.928 | 6.9758 | 7.0606 | 7.144 | 7.185 | 7.2618 | 7.3695 | 7.4283 | 7.4874
10 | South Wales | 0 | 3.4149 | 3.5387 | 4.2259 | 4.5468 | 5.2059 | 5.5252 | 5.9546 | 6.4044 | 6.3146 | 6.2965 | 6.3829 | 6.4339 | 6.4674 | 6.96 | 7.0319 | 7.1168 | 7.2871 | 7.3431 | 7.4007
11 | South East | 0 | 4.3172 | 4.5919 | 5.2509 | 5.6754 | 6.3308 | 6.6759 | 6.8801 | 7.2858 | 7.4649 | 7.2967 | 7.3438 | 7.378 | 7.4224 | 7.6322 | 7.4037 | 7.4826 | 7.6801 | 7.7394 | 7.7995
12 | London | 0 | 4.1426 | 4.6532 | 5.2771 | 5.6863 | 6.3178 | 6.6352 | 6.8851 | 7.2034 | 7.3636 | 7.2539 | 7.2879 | 7.32 | 7.3796 | 7.5399 | 7.4189 | 7.4938 | 7.6508 | 7.707 | 7.7638
13 | Southern | 0 | 4.4706 | 4.6803 | 5.3469 | 5.7542 | 6.431 | 6.7788 | 7.0165 | 7.4012 | 7.3536 | 7.1478 | 7.236 | 7.273 | 7.2879 | 7.5634 | 7.6743 | 7.757 | 7.8399 | 7.8995 | 7.9603
14 | South Western | 0 | 4.2679 | 4.3456 | 5.0533 | 5.3817 | 6.0417 | 6.3738 | 6.5569 | 6.7877 | 6.5989 | 6.4988 | 6.5811 | 6.6264 | 6.633 | 6.985 | 7.0558 | 7.1406 | 7.2866 | 7.3438 | 7.4023
Demand NHH Zonal Tariff (p/kWh)
Demand in Y+5
Zone No. | Zone Name. | 2011 | 2012 | 2013 | 2014 | 2015 | 2016 | 2017 | 2018 | 2019 | 2020 | 2021 | 2022 | 2023 | 2024 | 2025 | 2026 | 2027 | 2028 | 2029 | 2030
1 | Northern Scotland | 0 | 0 | 0 | 0 | 0 | 2.9681 | 2.5295 | 2.9688 | 2.8707 | 3.2627 | 4.1536 | 3.6951 | 4.2861 | 3.618 | 4.6853 | 4.7464 | 4.8508 | 4.9042 | 5.0145 | 5.0527
2 | Southern Scotland | 0 | 0 | 0 | 0 | 0 | 3.6754 | 3.2944 | 3.7235 | 3.5552 | 4.1701 | 5.0237 | 4.5744 | 5.022 | 4.6988 | 5.4607 | 5.5083 | 5.6913 | 5.767 | 5.8169 | 5.9213
3 | Northern | 0 | 0 | 0 | 0 | 0 | 4.9428 | 4.6398 | 5.0518 | 4.8948 | 5.4919 | 6.5051 | 6.647 | 6.6973 | 6.5623 | 6.8786 | 6.964 | 7.0686 | 7.1893 | 7.24 | 7.3155
4 | North West | 0 | 0 | 0 | 0 | 0 | 5.9377 | 5.6348 | 6.0452 | 5.8733 | 6.4325 | 7.0662 | 7.4977 | 7.3044 | 7.4228 | 7.4541 | 7.4655 | 7.8619 | 8.0138 | 8.0647 | 8.1448
5 | Yorkshire | 0 | 0 | 0 | 0 | 0 | 5.7018 | 5.4301 | 5.8242 | 5.6617 | 6.1913 | 6.7343 | 7.3419 | 6.9235 | 7.1425 | 7.1187 | 7.1464 | 7.3454 | 7.4934 | 7.5412 | 7.6096
6 | N Wales & Mersey | 0 | 0 | 0 | 0 | 0 | 6.2614 | 5.981 | 6.3621 | 6.1964 | 6.6694 | 7.3301 | 7.7631 | 7.5139 | 7.6379 | 7.7515 | 7.7864 | 8.1673 | 8.3186 | 8.3701 | 8.4425
7 | East Midlands | 0 | 0 | 0 | 0 | 0 | 6.2533 | 5.9908 | 6.389 | 6.2222 | 6.7228 | 7.2688 | 7.7626 | 7.2233 | 7.4484 | 7.4739 | 7.5951 | 7.6825 | 7.841 | 7.8938 | 7.9526
8 | Midlands | 0 | 0 | 0 | 0 | 0 | 6.5372 | 6.2811 | 6.6835 | 6.5084 | 7.009 | 7.5635 | 8.0558 | 7.5525 | 7.8272 | 7.8595 | 8.0296 | 8.1731 | 8.3418 | 8.399 | 8.4508
9 | Eastern | 0 | 0 | 0 | 0 | 0 | 6.4067 | 6.1396 | 6.5336 | 6.3767 | 6.8344 | 7.328 | 7.5994 | 7.0531 | 7.1561 | 7.1684 | 7.2258 | 7.1628 | 7.3154 | 7.3683 | 7.4285
10 | South Wales | 0 | 0 | 0 | 0 | 0 | 5.73 | 5.4927 | 5.8648 | 5.6926 | 6.1329 | 6.536 | 6.8721 | 6.3785 | 6.6253 | 6.6358 | 7.086 | 7.0392 | 7.1895 | 7.2528 | 7.3046
11 | South East | 0 | 0 | 0 | 0 | 0 | 6.889 | 6.6283 | 7.0209 | 7.0629 | 7.5137 | 8.0105 | 8.2436 | 7.5727 | 7.6287 | 7.605 | 7.5387 | 7.3801 | 7.5362 | 7.684 | 7.7427
12 | London | 0 | 0 | 0 | 0 | 0 | 6.8472 | 6.5891 | 6.9637 | 6.8684 | 7.3179 | 7.7845 | 8.0889 | 7.4778 | 7.5654 | 7.5573 | 7.5164 | 7.3971 | 7.5443 | 7.6499 | 7.7061
13 | Southern | 0 | 0 | 0 | 0 | 0 | 6.991 | 6.7334 | 7.1464 | 6.9578 | 7.3758 | 7.8459 | 8.0035 | 7.4577 | 7.4648 | 7.509 | 7.6909 | 7.6496 | 7.8077 | 7.8486 | 7.9063
14 | South Western | 0 | 0 | 0 | 0 | 0 | 6.5776 | 6.4017 | 6.8097 | 6.5417 | 6.7216 | 7.1044 | 7.1267 | 6.6633 | 6.7514 | 6.795 | 7.0419 | 7.034 | 7.1866 | 7.258 | 7.312
Aggregate TNUoS | 2011 | 2012 | 2013 | 2014 | 2015 | 2016 | 2017 | 2018 | 2019 | 2020 | 2021 | 2022 | 2023 | 2024 | 2025 | 2026 | 2027 | 2028 | 2029 | 2030 | 2031
Total generators | 431.6953 | 541.9249 | 586.6692 | 660.3677 | 752.7795 | 785.029 | 778.9816 | 862.2263 | 907.1701 | 931.7061 | 953.3178 | 949.9269 | 973.7224 | 983.6892 | 1005.0535 | 1011.5268 | 1020.1359 | 1039.1546 | 1047.2764 | 1055.0821 | 0
Total demand | 1296.4854 | 1462.5409 | 1571.3336 | 1836.5937 | 2002.6566 | 2221.0535 | 2355.4993 | 2485.0781 | 2609.9549 | 2691.3216 | 2745.6516 | 2779.9919 | 2818.2772 | 2850.6793 | 2914.0162 | 2943.2384 | 2975.0156 | 2999.6336 | 3023.1641 | 3045.8572 | 2827.1059
Transmission rent | 19.3788 | 59.7858 | 94.2331 | 148.131 | 90.3478 | 3.6006 | 118.8081 | 204.9044 | 16.4441 | 0.1618 | 0.43382 | 0.14093 | 0.14738 | 0.1052 | 11.4555 | 5.2828 | 16.2656 | 5.7656 | 6.007 | 6.2418 | 0
MAR | 1776.0074 | 2003.4807 | 2152.5118 | 2515.8818 | 2743.3652 | 3042.539 | 3226.7114 | 3404.2165 | 3575.2807 | 3686.7419 | 3761.1666 | 3808.2081 | 3860.6537 | 3905.0401 | 3991.803 | 4031.8334 | 4075.3638 | 4109.0871 | 4141.3207 | 4172.4071 | 3872.7478
Wholesale power price data | 2011 | 2012 | 2013 | 2014 | 2015 | 2016 | 2017 | 2018 | 2019 | 2020 | 2021 | 2022 | 2023 | 2024 | 2025 | 2026 | 2027 | 2028 | 2029 | 2030 | 2031
Demand weighted price (£/kW) | 53.4439 | 50.8437 | 64.3948 | 66.9811 | 70.2865 | 79.2182 | 84.806 | 83.4864 | 80.9196 | 91.6477 | 75.1566 | 86.3225 | 86.8811 | 99.1306 | 76.2945 | 73.9796 | 77.3869 | 79.9008 | 81.9427 | 84.8161 | 100.2348
ELSI - DSMP (£/kW) | 46.3424 | 45.247 | 52.1299 | 58.3635 | 60.6689 | 62.6089 | 61.5418 | 60.5705 | 61.1617 | 62.2023 | 62.9749 | 64.7486 | 66.067 | 67.4445 | 67.6582 | 68.4107 | 69.9661 | 71.6971 | 73.2486 | 74.8063 | 0
ELSI - uplift | 7.0923 | 6.2077 | 11.3631 | 8.8095 | 9.5132 | 14.783 | 17.6525 | 17.4568 | 15.7148 | 20.4464 | 11.0567 | 16.6236 | 15.6001 | 19.4988 | 9.576 | 8.5922 | 9.8491 | 10.2739 | 10.5641 | 11.0622 | 0
BSUOS | 2011 | 2012 | 2013 | 2014 | 2015 | 2016 | 2017 | 2018 | 2019 | 2020 | 2021 | 2022 | 2023 | 2024 | 2025 | 2026 | 2027 | 2028 | 2029 | 2030 | 2031
Annual charge (£/MWhr) | 1.0586 | 1.138 | 1.2233 | 1.5236 | 1.2275 | 1.0156 | 1.0926 | 1.1228 | 1.0079 | 1.0001 | 1.001 | 1.0001 | 1.0001 | 1 | 1.0124 | 1.0051 | 1.007 | 1.0014 | 1.0018 | 1.0023 | 1
All consumer aggregate (£M) | 323.6384 | 356.5082 | 383.2819 | 477.0909 | 383.8242 | 316.5985 | 340.9871 | 349.549 | 314.3697 | 312.9374 | 313.513 | 314.9684 | 315.9906 | 317.1219 | 321.6033 | 320.9208 | 323.3916 | 324.5795 | 326.9482 | 330.2489 | 0
Power sector costs (£m) | 2011 | 2012 | 2013 | 2014 | 2015 | 2016 | 2017 | 2018 | 2019 | 2020 | 2021 | 2022 | 2023 | 2024 | 2025 | 2026 | 2027 | 2028 | 2029 | 2030 | 2031
Generation costs
Annuitised capital cost | 8.8398e-08 | 245.7041 | 396.1458 | 1423.5792 | 1954.6283 | 3429.4405 | 4222.779 | 4559.5359 | 4915.6865 | 5878.2198 | 7194.8747 | 7199.8088 | 8122.4472 | 9741.7937 | 13080.7352 | 14611.3574 | 14666.6552 | 14693.344 | 14748.7807 | 15220.8389 | 43.3151
Fixed operating cost | 2891.963 | 3067.7219 | 2818.7573 | 3007.2965 | 3041.1379 | 3279.4853 | 3218.9759 | 3291.2687 | 3332.3946 | 3299.2098 | 3504.0473 | 3342.8571 | 3399.6094 | 3376.1859 | 3823.0599 | 3985.391 | 3966.4532 | 3972.3133 | 3984.5503 | 3989.3064 | 3809.3794
Variable operating cost | 563.3646 | 687.4827 | 686.7236 | 693.9338 | 731.8164 | 772.8382 | 797.4457 | 781.447 | 769.1869 | 800.6191 | 761.2555 | 746.7709 | 769.6207 | 928.6015 | 1403.4654 | 1461.1623 | 1469.1517 | 1474.5713 | 1481.4589 | 1485.2584 | 0
Fuel cost | 7397.3856 | 6652.0065 | 7386.429 | 7772.9658 | 7847.7196 | 8014.9904 | 7667.5053 | 7192.2039 | 7557.6896 | 7658.5181 | 7752.2905 | 7843.7824 | 7490.6679 | 7723.2368 | 7648.2086 | 7121.7512 | 7154.0437 | 7241.5903 | 7292.195 | 7389.5116 | 0
Net interconnector imports | 868.4271 | 511.7862 | 661.9717 | 493.3035 | 505.1502 | 688.075 | 767.6976 | 1261.4714 | 1255.4401 | 1574.4601 | 1263.3303 | 1494.7355 | 1430.2382 | 1500.7557 | 407.4537 | -17.1105 | 1.3445 | 61.3222 | 95.043 | 161.1199 | 0
Transmission costs
Annuitised capital cost | 1776.0074 | 2003.4807 | 2152.5118 | 2515.8818 | 2743.3652 | 3042.539 | 3226.7114 | 3404.2165 | 3575.2807 | 3686.7419 | 3761.1666 | 3808.2081 | 3860.6537 | 3905.0401 | 3991.803 | 4031.8334 | 4075.3638 | 4109.0871 | 4141.3207 | 4172.4071 | 3872.7478
Annual operating cost
Transmission losses | 320.294 | 376.0525 | 450.0036 | 547.8854 | 534.621 | 444.249 | 450.8473 | 428.1211 | 404.5503 | 342.3951 | 328.9027 | 342.9555 | 350.4805 | 352.0489 | 364.3203 | 371.2196 | 383.8242 | 394.096 | 403.965 | 413.3237 | 0
Constraint costs | 35.8989 | 86.5996 | 140.1541 | 328.4229 | 142.502 | 9.736 | 57.8696 | 76.5765 | 4.9549 | 0.064612 | 0.60135 | 0.060729 | 0.045262 | 0.0098258 | 7.8616 | 3.284 | 4.4774 | 0.89881 | 1.1578 | 1.52 | 0
Carbon costs | 1468.4101 | 898.3586 | 1448.8529 | 2087.5718 | 2804.6082 | 2421.3727 | 2375.8329 | 2293.8455 | 2433.2093 | 2595.7827 | 2344.3696 | 2455.4572 | 2483.1174 | 2528.6165 | 2066.7945 | 1947.895 | 2107.6332 | 2297.1399 | 2472.4086 | 2677.7105 | 0
Total | 15321.7506 | 14529.1929 | 16141.5498 | 18870.8407 | 20305.5487 | 22102.7261 | 22785.6647 | 23288.6865 | 24248.393 | 25836.0111 | 26910.8384 | 27234.6361 | 27906.8803 | 30056.289 | 32793.7021 | 33516.7835 | 33828.947 | 34244.3629 | 34620.8801 | 35510.9967 | 7725.4423
Consumer bills (£m) | 2011 | 2012 | 2013 | 2014 | 2015 | 2016 | 2017 | 2018 | 2019 | 2020 | 2021 | 2022 | 2023 | 2024 | 2025 | 2026 | 2027 | 2028 | 2029 | 2030 | 2031
Wholesale costs | 16335.8511 | 16119.4211 | 19893.0087 | 21033.6803 | 21944.573 | 24125.9636 | 24716.2272 | 24291.3433 | 23977.4628 | 25861.1828 | 23187.6573 | 25627.2116 | 25804.1801 | 27571.2226 | 24535.6391 | 24585.575 | 25633.1322 | 26569.3272 | 27353.9773 | 28292.8163 | 0
BSUoS | 323.6384 | 356.5082 | 383.2819 | 477.0909 | 383.8242 | 316.5985 | 340.9871 | 349.549 | 314.3697 | 312.9374 | 313.513 | 314.9684 | 315.9906 | 317.1219 | 321.6033 | 320.9208 | 323.3916 | 324.5795 | 326.9482 | 330.2489 | 0
Demand TNUoS charges | 1296.4854 | 1462.5409 | 1571.3336 | 1836.5937 | 2002.6566 | 2221.0535 | 2355.4993 | 2485.0781 | 2609.9549 | 2691.3216 | 2745.6516 | 2779.9919 | 2818.2772 | 2850.6793 | 2914.0162 | 2943.2384 | 2975.0156 | 2999.6336 | 3023.1641 | 3045.8572 | 2827.1059
ROC subsidies | 892.7743 | 1389.7624 | 1443.2045 | 1990.3579 | 2295.0413 | 3395.6787 | 3943.1934 | 3940.4866 | 3935.526 | 3935.2923 | 4063.6681 | 4062.2097 | 4056.3681 | 4048.6556 | 4044.7711 | 4032.7738 | 4032.926 | 4033.6502 | 4033.5508 | 4034.4249 | 0
CFD subsidies | 0 | 0 | 0 | 0 | 0 | 0 | 0 | 262.5876 | 434.5497 | 671.3779 | 1155.0528 | 956.2601 | 1151.2977 | 1584.0679 | 4395.2123 | 4788.526 | 4403.524 | 4095.9025 | 3833.4631 | 3538.573 | 0
LEC subsidies | 80.5745 | 109.8119 | 117.0252 | 151.1557 | 172.8407 | 263.2188 | 305.8321 | 340.781 | 339.6751 | 339.623 | 368.2423 | 367.9172 | 366.6149 | 363.0691 | 362.4486 | 360.0213 | 359.9817 | 360.1432 | 360.1211 | 360.3159 | 0
Capacity payments | 0 | 0 | 0 | 0 | 0 | 0 | 0 | 1631.2682 | 1670.5956 | 1648.202 | 1521.0533 | 1610.4922 | 1521.5516 | 1386.7358 | 966.8402 | 830.2613 | 932.6029 | 921.3285 | 980.3314 | 1753.6808 | 3500.6624
Transmission losses | 320.294 | 376.0525 | 450.0036 | 547.8854 | 534.621 | 444.249 | 450.8473 | 428.1211 | 404.5503 | 342.3951 | 328.9027 | 342.9555 | 350.4805 | 352.0489 | 364.3203 | 371.2196 | 383.8242 | 394.096 | 403.965 | 413.3237 | 0
Check on total demand/supply balance
Generation (TWh) | 290.9468 | 305.2365 | 303.7355 | 307.1201 | 306.6976 | 303.3591 | 302.6816 | 294.7072 | 295.4666 | 292.4623 | 297.4748 | 296.6445 | 298.986 | 299.5101 | 314.3249 | 321.2478 | 322.901 | 325.166 | 327.0301 | 329.4156 | 0
Embedded generation (TWh) | 38.7313 | 40.26 | 41.8919 | 43.5987 | 45.4753 | 47.4666 | 49.5971 | 51.7519 | 54.044 | 56.425 | 58.7717 | 61.1088 | 63.4821 | 65.8969 | 68.3503 | 70.8046 | 73.2595 | 75.7153 | 78.1718 | 80.6291 | 83.0872
Net interconnector imports (TWh) | 14.7693 | 8.0373 | 9.575 | 6.0069 | 5.983 | 8.3788 | 9.4147 | 16.6122 | 16.4302 | 20.4431 | 15.739 | 18.2939 | 16.983 | 17.6079 | 3.3545 | -1.9656 | -1.7438 | -1.0342 | -0.65899 | 0.075359 | 0
Total supply | 344.4474 | 353.5337 | 355.2024 | 356.7257 | 358.1559 | 359.2045 | 361.6935 | 363.0713 | 365.9409 | 369.3304 | 371.9855 | 376.0473 | 379.451 | 383.0149 | 386.0297 | 390.0869 | 394.4167 | 399.847 | 404.5429 | 410.1201 | 83.0872
Final demand | 305.7161 | 313.2737 | 313.3105 | 313.127 | 312.6806 | 311.7379 | 312.096 | 311.3184 | 311.8959 | 312.9051 | 313.2128 | 314.938 | 315.968 | 317.117 | 317.6784 | 319.2813 | 321.1562 | 324.1308 | 326.3702 | 329.49 | 0
Embedded generation (TWh) | 38.7313 | 40.26 | 41.8919 | 43.5987 | 45.4753 | 47.4666 | 49.5971 | 51.7519 | 54.044 | 56.425 | 58.7717 | 61.1088 | 63.4821 | 65.8969 | 68.3503 | 70.8046 | 73.2595 | 75.7153 | 78.1718 | 80.6291 | 83.0872
Total demand | 344.4474 | 353.5337 | 355.2024 | 356.7257 | 358.1559 | 359.2045 | 361.6931 | 363.0703 | 365.9399 | 369.3302 | 371.9846 | 376.0468 | 379.45 | 383.0139 | 386.0287 | 390.0859 | 394.4158 | 399.8461 | 404.542 | 410.1191 | 83.0872
Cumulative new build by plant type and location
|  | 2011 | 2012 | 2013 | 2014 | 2015 | 2016 | 2017 | 2018 | 2019 | 2020 | 2021 | 2022 | 2023 | 2024 | 2025 | 2026 | 2027 | 2028 | 2029 | 2030 | 2031
Nuclear | S England & S Wales | 0 | 0 | 0 | 0 | 0 | 0 | 0 | 0 | 0 | 1670 | 3340 | 3340 | 5010 | 6680 | 8350 | 10000 | 10000 | 10000 | 10000 | 10000 | 10000
Nuclear | Midlands & N Wales | 0 | 0 | 0 | 0 | 0 | 0 | 0 | 0 | 0 | 0 | 0 | 0 | 0 | 0 | 0 | 1200 | 1200 | 1200 | 1200 | 1200 | 1200
Nuclear | N England | 0 | 0 | 0 | 0 | 0 | 0 | 0 | 0 | 0 | 0 | 0 | 0 | 0 | 0 | 0 | 0 | 0 | 0 | 0 | 0 | 0
Nuclear | S Scotland | 0 | 0 | 0 | 0 | 0 | 0 | 0 | 0 | 0 | 0 | 0 | 0 | 0 | 0 | 0 | 0 | 0 | 0 | 0 | 0 | 0
Nuclear | N Scotland | 0 | 0 | 0 | 0 | 0 | 0 | 0 | 0 | 0 | 0 | 0 | 0 | 0 | 0 | 0 | 0 | 0 | 0 | 0 | 0 | 0
CCGT | S England & S Wales | 0 | 1335 | 1335 | 2175 | 2645 | 2645 | 3405 | 3405 | 5805 | 5805 | 11405 | 11405 | 11405 | 11405 | 11405 | 11405 | 11405 | 11405 | 11405 | 11405 | 11405
CCGT | Midlands & N Wales | 0 | 870 | 870 | 3030 | 3030 | 3030 | 3030 | 3030 | 3030 | 3030 | 3030 | 3030 | 3030 | 3030 | 3030 | 3030 | 3030 | 3030 | 3030 | 3030 | 3030
CCGT | N England | 0 | 0 | 0 | 952 | 952 | 952 | 952 | 952 | 952 | 952 | 952 | 952 | 952 | 952 | 952 | 952 | 952 | 952 | 952 | 952 | 952
CCGT | S Scotland | 0 | 0 | 0 | 0 | 0 | 0 | 0 | 0 | 0 | 0 | 0 | 0 | 0 | 0 | 0 | 0 | 0 | 0 | 0 | 0 | 0
CCGT | N Scotland | 0 | 0 | 0 | 0 | 0 | 0 | 0 | 0 | 0 | 0 | 0 | 0 | 0 | 0 | 0 | 0 | 0 | 0 | 0 | 0 | 0
Coal + CCS | S England & S Wales | 0 | 0 | 0 | 0 | 0 | 0 | 0 | 0 | 0 | 0 | 0 | 0 | 0 | 0 | 0 | 0 | 0 | 0 | 0 | 0 | 0
Coal + CCS | Midlands & N Wales | 0 | 0 | 0 | 0 | 0 | 0 | 0 | 0 | 0 | 0 | 0 | 0 | 0 | 1000 | 2000 | 2000 | 2000 | 2000 | 2000 | 2000 | 2000
Coal + CCS | N England | 0 | 0 | 0 | 0 | 0 | 800 | 800 | 800 | 800 | 800 | 800 | 800 | 800 | 800 | 2740 | 2740 | 2740 | 2740 | 2740 | 2740 | 2740
Coal + CCS | S Scotland | 0 | 0 | 0 | 0 | 300 | 300 | 300 | 300 | 300 | 300 | 300 | 300 | 300 | 300 | 300 | 300 | 300 | 300 | 300 | 300 | 300
Coal + CCS | N Scotland | 0 | 0 | 0 | 0 | 0 | 0 | 0 | 0 | 0 | 0 | 0 | 0 | 0 | 0 | 0 | 0 | 0 | 0 | 0 | 0 | 0
CCGT + CCS | S England & S Wales | 0 | 0 | 0 | 0 | 0 | 0 | 0 | 0 | 0 | 0 | 0 | 0 | 0 | 0 | 2293 | 2293 | 2293 | 2293 | 2293 | 2293 | 2293
CCGT + CCS | Midlands & N Wales | 0 | 0 | 0 | 0 | 0 | 0 | 0 | 0 | 0 | 0 | 0 | 0 | 0 | 0 | 0 | 0 | 0 | 0 | 0 | 0 | 0
CCGT + CCS | N England | 0 | 0 | 0 | 0 | 0 | 0 | 0 | 0 | 0 | 0 | 0 | 0 | 0 | 1000 | 2000 | 2000 | 2000 | 2000 | 2000 | 2000 | 2000
CCGT + CCS | S Scotland | 0 | 0 | 0 | 0 | 0 | 0 | 0 | 0 | 0 | 0 | 0 | 0 | 0 | 0 | 0 | 0 | 0 | 0 | 0 | 0 | 0
CCGT + CCS | N Scotland | 0 | 0 | 0 | 0 | 0 | 0 | 0 | 0 | 0 | 0 | 0 | 0 | 0 | 0 | 0 | 0 | 0 | 0 | 0 | 0 | 0
Onshore wind | S England & S Wales | 0 | 32.503 | 40.5244 | 49.104 | 59.7533 | 83.0346 | 96.3993 | 111.1031 | 124.5491 | 138.0315 | 146.7471 | 156.6632 | 166.8359 | 176.8215 | 188.1959 | 200.1955 | 275.2672 | 330.6121 | 446.1821 | 491.1005 | 491.1005
Onshore wind | Midlands & N Wales | 0 | 26.7651 | 33.3703 | 40.4354 | 49.2047 | 214.5778 | 371.7851 | 383.8931 | 394.9655 | 406.0677 | 413.2447 | 421.4103 | 429.7871 | 438.0099 | 447.3763 | 457.2575 | 519.0764 | 564.6509 | 659.8186 | 696.8073 | 696.8073
Onshore wind | N England | 0 | 37.2786 | 46.4785 | 56.3187 | 68.5327 | 95.2347 | 110.563 | 127.4272 | 142.8489 | 158.3122 | 168.3084 | 179.6815 | 191.3488 | 202.8016 | 215.8472 | 229.6098 | 315.7117 | 379.1883 | 511.7388 | 563.257 | 563.257
Onshore wind | S Scotland | 0 | 83.35 | 401.4 | 837.6 | 1164.8 | 1418.2383 | 2435.0767 | 2435.0767 | 2435.0767 | 2435.0767 | 2435.0767 | 2435.0767 | 2435.0767 | 2435.0767 | 2435.0767 | 2435.0767 | 2435.0767 | 2435.0767 | 2435.0767 | 2435.0767 | 2435.0767
Onshore wind | N Scotland | 0 | 0.4 | 508.5 | 690 | 1177 | 1574.2476 | 2622.131 | 2655.6989 | 2771.5361 | 2930.1384 | 3045.9756 | 3045.9756 | 3161.8129 | 3161.8129 | 3277.6501 | 3436.2524 | 3552.0896 | 3552.0896 | 3552.0896 | 3552.0896 | 3552.0896
Offshore wind | Offshore South | 0 | 1527.3 | 1527.3 | 1527.3 | 1859.3 | 3157.3 | 3561.3 | 3965.3 | 3965.3 | 3965.3 | 3965.3 | 3965.3 | 3965.3 | 3965.3 | 3965.3 | 3965.3 | 3965.3 | 3965.3 | 3965.3 | 3965.3 | 3965.3
Offshore wind | Offshore Irish Sea | 0 | 270 | 270 | 977 | 977 | 977 | 977 | 977 | 977 | 977 | 977 | 977 | 977 | 977 | 977 | 977 | 977 | 977 | 977 | 977 | 977
Offshore wind | Offshore E England | 0 | 0 | 0 | 705 | 1205 | 1705 | 2105 | 2305 | 2905 | 2905 | 2905 | 2905 | 2905 | 2905 | 2905 | 2905 | 2905 | 2905 | 2905 | 2905 | 2905
Offshore wind | Offshore Scotland | 0 | 0 | 0 | 450 | 450 | 450 | 450 | 450 | 450 | 450 | 450 | 450 | 450 | 450 | 1355 | 1355 | 1355 | 1355 | 1355 | 1355 | 1355
Onshore wind (North Scotland) includes:
Island Wind - Zone S Orkney |  | 1e-06 | 1e-06 | 1e-06 | 1e-06 | 1e-06 | 20.7966 | 41.5933 | 41.5933 | 62.3899 | 62.3899 | 83.1865 | 83.1865 | 103.9831 | 103.9831 | 124.7798 | 124.7798 | 145.5764 | 145.5764 | 145.5764 | 145.5764 | 145.5764
Island Wind - Zone S Shetland |  | 1e-06 | 1e-06 | 1e-06 | 1e-06 | 1e-06 | 95.0406 | 190.0812 | 190.0812 | 285.1217 | 285.1217 | 380.1623 | 380.1623 | 475.2029 | 475.2029 | 570.2435 | 570.2435 | 665.2841 | 665.2841 | 665.2841 | 665.2841 | 665.2841
Island Wind - Zone S Western Isles |  | 1e-06 | 1e-06 | 1e-06 | 1e-06 | 1e-06 | 1e-06 | 1e-06 | 1e-06 | 1e-06 | 1e-06 | 1e-06 | 1e-06 | 1e-06 | 1e-06 | 1e-06 | 1e-06 | 1e-06 | 1e-06 | 1e-06 | 1e-06 | 1e-06
Cumulative retirements by plant type
| 2011 | 2012 | 2013 | 2014 | 2015 | 2016 | 2017 | 2018 | 2019 | 2020 | 2021 | 2022 | 2023 | 2024 | 2025 | 2026 | 2027 | 2028 | 2029 | 2030 | 2031
CHP | 0 | 0 | -428 | -428 | -428 | -428 | -428 | -428 | -428 | -428 | -428 | -428 | -428 | -428 | -428 | -428 | -428 | -428 | -428 | -428 | -428
AGT | 0 | 0 | 0 | 0 | 0 | 0 | 0 | 0 | 0 | 0 | 0 | 0 | 0 | 0 | 0 | 0 | 0 | 0 | 0 | 0 | 0
Oil | 0 | 0 | -2388 | -2388 | -2388 | -3263 | -3263 | -3263 | -3263 | -3263 | -3263 | -3263 | -3263 | -3263 | -3263 | -3263 | -3263 | -3263 | -3263 | -3263 | -3263
Hydro | 0 | 0 | 0 | 0 | 0 | 0 | 0 | 0 | 0 | 0 | 0 | 0 | 0 | 0 | 0 | 0 | 0 | 0 | 0 | 0 | 0
PS | 0 | 0 | 0 | 0 | 0 | 0 | 0 | 0 | 0 | 0 | 0 | 0 | 0 | 0 | 0 | 0 | 0 | 0 | 0 | 0 | 0
Nuclear | 0 | 0 | -615 | -615 | -1105 | -1105 | -1105 | -1105 | -2186 | -4596 | -4596 | -4596 | -4596 | -6931 | -6931 | -6931 | -6931 | -6931 | -6931 | -6931 | -10561
CCGT | 0 | 0 | -804 | -1584 | -1584 | -1984 | -2794 | -3309 | -3974 | -4874 | -4874 | -4874 | -5643 | -7268 | -8648 | -10198 | -11432 | -11432 | -11432 | -11432 | -11432
OCGT | 0 | 0 | 0 | -68 | -102 | -396 | -396 | -396 | -396 | -396 | -396 | -396 | -396 | -555 | -555 | -555 | -555 | -555 | -555 | -555 | -555
Coal | 0 | -551 | -4787 | -6108 | -8429 | -9893.5 | -15438 | -15438 | -15438 | -15438 | -16636 | -20570 | -21712 | -23712 | -23712 | -23712 | -23712 | -23712 | -23712 | -23712 | -23712
Coal + CCS | 0 | 0 | 0 | 0 | 0 | 0 | 0 | 0 | 0 | 0 | 0 | 0 | 0 | 0 | 0 | 0 | 0 | 0 | 0 | 0 | 0
CCGT + CCS | 0 | 0 | 0 | 0 | 0 | 0 | 0 | 0 | 0 | 0 | 0 | 0 | 0 | 0 | 0 | 0 | 0 | 0 | 0 | 0 | 0
Onshore wind (unclassified) | 0 | 0 | 0 | 0 | 0 | 0 | 0 | 0 | 0 | 0 | 0 | 0 | 0 | 0 | 0 | 0 | 0 | 0 | 0 | 0 | 0
Offshore wind (unclassified) | 0 | 0 | 0 | 0 | 0 | 0 | 0 | 0 | 0 | 0 | 0 | 0 | 0 | 0 | 0 | 0 | 0 | 0 | 0 | 0 | 0
Onshore wind | 0 | -0.3 | -0.3 | -0.3 | -0.3 | -0.3 | -0.3 | -0.3 | -0.3 | -0.3 | -0.3 | -0.3 | -0.3 | -0.3 | -0.3 | -0.3 | -0.3 | -0.3 | -0.3 | -0.3 | -0.3
Onshore wind (Medium) | 0 | 0 | 0 | 0 | 0 | 0 | 0 | 0 | 0 | 0 | 0 | 0 | 0 | 0 | 0 | 0 | 0 | 0 | 0 | 0 | 0
Onshore wind (Low) | 0 | 0 | 0 | 0 | 0 | 0 | 0 | 0 | 0 | 0 | 0 | 0 | 0 | 0 | 0 | 0 | 0 | 0 | 0 | 0 | 0
Offshore wind | 0 | 0 | 0 | 0 | 0 | 0 | 0 | 0 | 0 | 0 | 0 | 0 | 0 | 0 | 0 | 0 | 0 | 0 | 0 | 0 | 0
Offshore wind (Low) | 0 | 0 | 0 | 0 | 0 | 0 | 0 | 0 | 0 | 0 | 0 | 0 | 0 | 0 | 0 | 0 | 0 | 0 | 0 | 0 | 0
Wave | 0 | 0 | 0 | 0 | 0 | 0 | 0 | 0 | 0 | 0 | 0 | 0 | 0 | 0 | 0 | 0 | 0 | 0 | 0 | 0 | 0
Tidal Stream | 0 | 0 | 0 | 0 | 0 | 0 | 0 | 0 | 0 | 0 | 0 | 0 | 0 | 0 | 0 | 0 | 0 | 0 | 0 | 0 | 0
Tidal Range | 0 | 0 | 0 | 0 | 0 | 0 | 0 | 0 | 0 | 0 | 0 | 0 | 0 | 0 | 0 | 0 | 0 | 0 | 0 | 0 | 0
Sewage gas | 0 | 0 | 0 | 0 | 0 | 0 | 0 | 0 | 0 | 0 | 0 | 0 | 0 | 0 | 0 | 0 | 0 | 0 | 0 | 0 | 0
Solar | 0 | 0 | 0 | 0 | 0 | 0 | 0 | 0 | 0 | 0 | 0 | 0 | 0 | 0 | 0 | 0 | 0 | 0 | 0 | 0 | 0
Biomass regular | 0 | 0 | 0 | 0 | 0 | 0 | 0 | 0 | 0 | 0 | 0 | 0 | 0 | 0 | 0 | 0 | 0 | 0 | 0 | 0 | 0
Biomass energy crop | 0 | 0 | 0 | 0 | 0 | 0 | 0 | 0 | 0 | 0 | 0 | 0 | 0 | 0 | 0 | 0 | 0 | 0 | 0 | 0 | 0
Biowaste | 0 | 0 | 0 | 0 | 0 | 0 | 0 | 0 | 0 | 0 | 0 | 0 | 0 | 0 | 0 | 0 | 0 | 0 | 0 | 0 | 0
Biogas | 0 | 0 | 0 | 0 | 0 | 0 | 0 | 0 | 0 | 0 | 0 | 0 | 0 | 0 | 0 | 0 | 0 | 0 | 0 | 0 | 0
Biodiesel | 0 | 0 | 0 | 0 | 0 | 0 | 0 | 0 | 0 | 0 | 0 | 0 | 0 | 0 | 0 | 0 | 0 | 0 | 0 | 0 | 0
Biomass ACT | 0 | 0 | 0 | 0 | 0 | 0 | 0 | 0 | 0 | 0 | 0 | 0 | 0 | 0 | 0 | 0 | 0 | 0 | 0 | 0 | 0
Biomass AD | 0 | 0 | 0 | 0 | 0 | 0 | 0 | 0 | 0 | 0 | 0 | 0 | 0 | 0 | 0 | 0 | 0 | 0 | 0 | 0 | 0
Biomass regular (CHP) | 0 | 0 | 0 | 0 | 0 | 0 | 0 | 0 | 0 | 0 | 0 | 0 | 0 | 0 | 0 | 0 | 0 | 0 | 0 | 0 | 0
Biomass energy crop (CHP) | 0 | 0 | 0 | 0 | 0 | 0 | 0 | 0 | 0 | 0 | 0 | 0 | 0 | 0 | 0 | 0 | 0 | 0 | 0 | 0 | 0
Biowaste (CHP) | 0 | 0 | 0 | 0 | 0 | 0 | 0 | 0 | 0 | 0 | 0 | 0 | 0 | 0 | 0 | 0 | 0 | 0 | 0 | 0 | 0
Biogas (CHP) | 0 | 0 | 0 | 0 | 0 | 0 | 0 | 0 | 0 | 0 | 0 | 0 | 0 | 0 | 0 | 0 | 0 | 0 | 0 | 0 | 0
Biodiesel (CHP) | 0 | 0 | 0 | 0 | 0 | 0 | 0 | 0 | 0 | 0 | 0 | 0 | 0 | 0 | 0 | 0 | 0 | 0 | 0 | 0 | 0
Biomass ACT (CHP) | 0 | 0 | 0 | 0 | 0 | 0 | 0 | 0 | 0 | 0 | 0 | 0 | 0 | 0 | 0 | 0 | 0 | 0 | 0 | 0 | 0
Biomass AD (CHP) | 0 | 0 | 0 | 0 | 0 | 0 | 0 | 0 | 0 | 0 | 0 | 0 | 0 | 0 | 0 | 0 | 0 | 0 | 0 | 0 | 0
Landfill gas | 0 | 0 | 0 | 0 | 0 | 0 | 0 | 0 | 0 | 0 | 0 | 0 | 0 | 0 | 0 | 0 | 0 | 0 | 0 | 0 | 0
Hydro (small scale) | 0 | 0 | 0 | 0 | 0 | 0 | 0 | 0 | 0 | 0 | 0 | 0 | 0 | 0 | 0 | 0 | 0 | 0 | 0 | 0 | 0
Geopressure | 0 | 0 | 0 | 0 | 0 | 0 | 0 | 0 | 0 | 0 | 0 | 0 | 0 | 0 | 0 | 0 | 0 | 0 | 0 | 0 | 0
Standard gasification or pyrolysis | 0 | 0 | 0 | 0 | 0 | 0 | 0 | 0 | 0 | 0 | 0 | 0 | 0 | 0 | 0 | 0 | 0 | 0 | 0 | 0 | 0
Other unspecified | 0 | 0 | 0 | 0 | 0 | 0 | 0 | 0 | 0 | 0 | 0 | 0 | 0 | 0 | 0 | 0 | 0 | 0 | 0 | 0 | 0
Geothermal | 0 | 0 | 0 | 0 | 0 | 0 | 0 | 0 | 0 | 0 | 0 | 0 | 0 | 0 | 0 | 0 | 0 | 0 | 0 | 0 | 0
Microgeneration | 0 | 0 | 0 | 0 | 0 | 0 | 0 | 0 | 0 | 0 | 0 | 0 | 0 | 0 | 0 | 0 | 0 | 0 | 0 | 0 | 0
Other ROC | 0 | 0 | 0 | 0 | 0 | 0 | 0 | 0 | 0 | 0 | 0 | 0 | 0 | 0 | 0 | 0 | 0 | 0 | 0 | 0 | 0
Non-ROC | 0 | 0 | 0 | 0 | 0 | 0 | 0 | 0 | 0 | 0 | 0 | 0 | 0 | 0 | 0 | 0 | 0 | 0 | 0 | 0 | 0
Embedded CHP | 0 | 0 | 0 | 0 | 0 | 0 | 0 | 0 | 0 | 0 | 0 | 0 | 0 | 0 | 0 | 0 | 0 | 0 | 0 | 0 | 0
Embedded Gas | 0 | 0 | 0 | 0 | 0 | 0 | 0 | 0 | 0 | 0 | 0 | 0 | 0 | 0 | 0 | 0 | 0 | 0 | 0 | 0 | 0
Embedded offshore wind | 0 | 0 | 0 | 0 | 0 | 0 | 0 | 0 | 0 | 0 | 0 | 0 | 0 | 0 | 0 | 0 | 0 | 0 | 0 | 0 | 0
Embedded onshore wind | 0 | 0 | 0 | 0 | 0 | 0 | 0 | 0 | 0 | 0 | 0 | 0 | 0 | 0 | 0 | 0 | 0 | 0 | 0 | 0 | 0
Embedded biomass | 0 | 0 | 0 | 0 | 0 | 0 | 0 | 0 | 0 | 0 | 0 | 0 | 0 | 0 | 0 | 0 | 0 | 0 | 0 | 0 | 0
Embedded tidal and wave | 0 | 0 | 0 | 0 | 0 | 0 | 0 | 0 | 0 | 0 | 0 | 0 | 0 | 0 | 0 | 0 | 0 | 0 | 0 | 0 | 0
Embedded hydro | 0 | 0 | 0 | 0 | 0 | 0 | 0 | 0 | 0 | 0 | 0 | 0 | 0 | 0 | 0 | 0 | 0 | 0 | 0 | 0 | 0
Total | 0 | -551.3 | -9022.3 | -11191.3 | -14036.3 | -17069.8 | -23424.3 | -23939.3 | -25685.3 | -28995.3 | -30193.3 | -34127.3 | -36038.3 | -42157.3 | -43537.3 | -45087.3 | -46321.3 | -46321.3 | -46321.3 | -46321.3 | -49951.2999
Cumulative retirements by chart type
| 2011 | 2012 | 2013 | 2014 | 2015 | 2016 | 2017 | 2018 | 2019 | 2020 | 2021 | 2022 | 2023 | 2024 | 2025 | 2026 | 2027 | 2028 | 2029 | 2030 | 2031
Gas | 0 | 0 | -1232 | -2012 | -2012 | -2412 | -3222 | -3737 | -4402 | -5302 | -5302 | -5302 | -6071 | -7696 | -9076 | -10626 | -11860 | -11860 | -11860 | -11860 | -11860
Coal | 0 | -551 | -4787 | -6108 | -8429 | -9893.5 | -15438 | -15438 | -15438 | -15438 | -16636 | -20570 | -21712 | -23712 | -23712 | -23712 | -23712 | -23712 | -23712 | -23712 | -23712
Oil | 0 | 0 | -2388 | -2388 | -2388 | -3263 | -3263 | -3263 | -3263 | -3263 | -3263 | -3263 | -3263 | -3263 | -3263 | -3263 | -3263 | -3263 | -3263 | -3263 | -3263
OCGT | 0 | 0 | 0 | -68 | -102 | -396 | -396 | -396 | -396 | -396 | -396 | -396 | -396 | -555 | -555 | -555 | -555 | -555 | -555 | -555 | -555
PS | 0 | 0 | 0 | 0 | 0 | 0 | 0 | 0 | 0 | 0 | 0 | 0 | 0 | 0 | 0 | 0 | 0 | 0 | 0 | 0 | 0
Nuclear | 0 | 0 | -615 | -615 | -1105 | -1105 | -1105 | -1105 | -2186 | -4596 | -4596 | -4596 | -4596 | -6931 | -6931 | -6931 | -6931 | -6931 | -6931 | -6931 | -10561
CCS | 0 | 0 | 0 | 0 | 0 | 0 | 0 | 0 | 0 | 0 | 0 | 0 | 0 | 0 | 0 | 0 | 0 | 0 | 0 | 0 | 0
Onshore wind | 0 | -0.3 | -0.3 | -0.3 | -0.3 | -0.3 | -0.3 | -0.3 | -0.3 | -0.3 | -0.3 | -0.3 | -0.3 | -0.3 | -0.3 | -0.3 | -0.3 | -0.3 | -0.3 | -0.3 | -0.3
Offshore wind | 0 | 0 | 0 | 0 | 0 | 0 | 0 | 0 | 0 | 0 | 0 | 0 | 0 | 0 | 0 | 0 | 0 | 0 | 0 | 0 | 0
Other renewable | 0 | 0 | 0 | 0 | 0 | 0 | 0 | 0 | 0 | 0 | 0 | 0 | 0 | 0 | 0 | 0 | 0 | 0 | 0 | 0 | 0
Total | 0 | -551.3 | -9022.3 | -11191.3 | -14036.3 | -17069.8 | -23424.3 | -23939.3 | -25685.3 | -28995.3 | -30193.3 | -34127.3 | -36038.3 | -42157.3 | -43537.3 | -45087.3 | -46321.3 | -46321.3 | -46321.3 | -46321.3 | -49951.2999
Cumulative retirements by plant type and location
|  | 2011 | 2012 | 2013 | 2014 | 2015 | 2016 | 2017 | 2018 | 2019 | 2020 | 2021 | 2022 | 2023 | 2024 | 2025 | 2026 | 2027 | 2028 | 2029 | 2030 | 2031
Coal | S England & S Wales | 0 | 0 | -3661 | -4006 | -4816 | -4816 | -6385 | -6385 | -6385 | -6385 | -6385 | -6385 | -6385 | -6385 | -6385 | -6385 | -6385 | -6385 | -6385 | -6385 | -6385
Coal | Midlands & N Wales | 0 | 0 | 0 | 0 | -964 | -964 | -964 | -964 | -964 | -964 | -1932 | -5866 | -5866 | -7866 | -7866 | -7866 | -7866 | -7866 | -7866 | -7866 | -7866
Coal | N England | 0 | 0 | 0 | -976 | -976 | -2440.5 | -5845 | -5845 | -5845 | -5845 | -6075 | -6075 | -6075 | -6075 | -6075 | -6075 | -6075 | -6075 | -6075 | -6075 | -6075
Coal | S Scotland | 0 | -551 | -1126 | -1126 | -1673 | -1673 | -2244 | -2244 | -2244 | -2244 | -2244 | -2244 | -3386 | -3386 | -3386 | -3386 | -3386 | -3386 | -3386 | -3386 | -3386
Coal | N Scotland | 0 | 0 | 0 | 0 | 0 | 0 | 0 | 0 | 0 | 0 | 0 | 0 | 0 | 0 | 0 | 0 | 0 | 0 | 0 | 0 | 0
CCGT | S England & S Wales | 0 | 0 | -569 | -569 | -569 | -569 | -569 | -569 | -569 | -569 | -569 | -569 | -569 | -1940 | -1940 | -3490 | -4724 | -4724 | -4724 | -4724 | -4724
CCGT | Midlands & N Wales | 0 | 0 | 0 | 0 | 0 | 0 | 0 | -515 | -515 | -515 | -515 | -515 | -515 | -515 | -1895 | -1895 | -1895 | -1895 | -1895 | -1895 | -1895
CCGT | N England | 0 | 0 | -235 | -235 | -235 | -235 | -1045 | -1045 | -1710 | -2610 | -2610 | -2610 | -3379 | -3633 | -3633 | -3633 | -3633 | -3633 | -3633 | -3633 | -3633
CCGT | S Scotland | 0 | 0 | 0 | 0 | 0 | 0 | 0 | 0 | 0 | 0 | 0 | 0 | 0 | 0 | 0 | 0 | 0 | 0 | 0 | 0 | 0
CCGT | N Scotland | 0 | 0 | 0 | -780 | -780 | -1180 | -1180 | -1180 | -1180 | -1180 | -1180 | -1180 | -1180 | -1180 | -1180 | -1180 | -1180 | -1180 | -1180 | -1180 | -1180
Nuclear | S England & S Wales | 0 | 0 | -215 | -215 | -215 | -215 | -215 | -215 | -1296 | -1296 | -1296 | -1296 | -1296 | -2557 | -2557 | -2557 | -2557 | -2557 | -2557 | -2557 | -3769
Nuclear | Midlands & N Wales | 0 | 0 | -400 | -400 | -890 | -890 | -890 | -890 | -890 | -890 | -890 | -890 | -890 | -890 | -890 | -890 | -890 | -890 | -890 | -890 | -890
Nuclear | N England | 0 | 0 | 0 | 0 | 0 | 0 | 0 | 0 | 0 | -2410 | -2410 | -2410 | -2410 | -2410 | -2410 | -2410 | -2410 | -2410 | -2410 | -2410 | -3613
Nuclear | S Scotland | 0 | 0 | 0 | 0 | 0 | 0 | 0 | 0 | 0 | 0 | 0 | 0 | 0 | -1074 | -1074 | -1074 | -1074 | -1074 | -1074 | -1074 | -2289
Nuclear | N Scotland | 0 | 0 | 0 | 0 | 0 | 0 | 0 | 0 | 0 | 0 | 0 | 0 | 0 | 0 | 0 | 0 | 0 | 0 | 0 | 0 | 0
Transmission
Reinf package | 2010 | 2011 | 2012 | 2013 | 2014 | 2015 | 2016 | 2017 | 2018 | 2019 | 2020 | 2021 | 2022 | 2023 | 2024 | 2025 | 2026 | 2027 | 2028 | 2029 | 2030
Beauly-Denny overhead line | 2015 | 2015 | 2015 | 2015 | 2015 | 2015 | 2015 | 2015 | 2015 | 2015 | 2015 | 2015 | 2015 | 2015 | 2015 | 2015 | 2015 | 2015 | 2015 | 2015 | 2015
Dummy | 2040 | 2040 | 2040 | 2040 | 2040 | 2040 | 2040 | 2040 | 2040 | 2040 | 2040 | 2040 | 2040 | 2040 | 2040 | 2040 | 2040 | 2040 | 2040 | 2040 | 2040
East Coast (Kincardine - Harburn) 400kV | 2040 | 2040 | 2040 | 2040 | 2040 | 2040 | 2040 | 2020 | 2020 | 2020 | 2020 | 2020 | 2020 | 2020 | 2020 | 2020 | 2020 | 2020 | 2020 | 2020 | 2020
Western HVDC Link | 2016 | 2016 | 2016 | 2016 | 2016 | 2016 | 2016 | 2016 | 2016 | 2016 | 2016 | 2016 | 2016 | 2016 | 2016 | 2016 | 2016 | 2016 | 2016 | 2016 | 2016
Anglo-Scottish Series & Shunt Compensation | 2015 | 2015 | 2015 | 2015 | 2015 | 2015 | 2015 | 2015 | 2015 | 2015 | 2015 | 2015 | 2015 | 2015 | 2015 | 2015 | 2015 | 2015 | 2015 | 2015 | 2015
Eastern HVDC Link | 2040 | 2040 | 2040 | 2040 | 2040 | 2040 | 2040 | 2040 | 2040 | 2040 | 2040 | 2040 | 2040 | 2040 | 2040 | 2040 | 2040 | 2040 | 2040 | 2040 | 2040
Penwortham QBs | 2014 | 2014 | 2014 | 2014 | 2014 | 2014 | 2014 | 2014 | 2014 | 2014 | 2014 | 2014 | 2014 | 2014 | 2014 | 2014 | 2014 | 2014 | 2014 | 2014 | 2014
New Hinckley Point - Seabank OHL and assoc works | 2040 | 2040 | 2040 | 2040 | 2040 | 2018 | 2018 | 2018 | 2018 | 2018 | 2018 | 2018 | 2018 | 2018 | 2018 | 2018 | 2018 | 2018 | 2018 | 2018 | 2018
Reconductoring circuits in East Anglia | 2040 | 2040 | 2040 | 2040 | 2040 | 2040 | 2019 | 2019 | 2019 | 2019 | 2019 | 2019 | 2019 | 2019 | 2019 | 2019 | 2019 | 2019 | 2019 | 2019 | 2019
New OHL & reconductoring work in East Anglia | 2040 | 2040 | 2040 | 2040 | 2040 | 2040 | 2040 | 2040 | 2040 | 2040 | 2040 | 2040 | 2040 | 2040 | 2040 | 2040 | 2040 | 2040 | 2040 | 2040 | 2040
QBs in East Anglia | 2040 | 2040 | 2040 | 2040 | 2040 | 2040 | 2040 | 2040 | 2040 | 2040 | 2023 | 2023 | 2023 | 2023 | 2023 | 2023 | 2023 | 2023 | 2023 | 2023 | 2023
Establish 2nd Pentir-Traw 400kv circuit | 2040 | 2040 | 2040 | 2040 | 2040 | 2040 | 2040 | 2040 | 2040 | 2040 | 2040 | 2040 | 2040 | 2040 | 2040 | 2040 | 2040 | 2040 | 2040 | 2040 | 2040
Series compensation and reconductoring work in North Wales | 2040 | 2040 | 2040 | 2040 | 2040 | 2018 | 2018 | 2018 | 2018 | 2018 | 2018 | 2018 | 2018 | 2018 | 2018 | 2018 | 2018 | 2018 | 2018 | 2018 | 2018
Wylfa-Pembroke 2GW HVDC link | 2040 | 2040 | 2040 | 2040 | 2040 | 2040 | 2040 | 2040 | 2040 | 2040 | 2040 | 2040 | 2040 | 2040 | 2040 | 2040 | 2040 | 2040 | 2040 | 2040 | 2040
Daines 225MVAR MSC DNs | 2014 | 2014 | 2014 | 2014 | 2014 | 2014 | 2014 | 2014 | 2014 | 2014 | 2014 | 2014 | 2014 | 2014 | 2014 | 2014 | 2014 | 2014 | 2014 | 2014 | 2014
Sundon and Ratcliffe 225MVAR MSCs | 2015 | 2015 | 2015 | 2015 | 2015 | 2015 | 2015 | 2015 | 2015 | 2015 | 2015 | 2015 | 2015 | 2015 | 2015 | 2015 | 2015 | 2015 | 2015 | 2015 | 2015
North London Reinforcements & St John's Wood - Hackney cable | 2016 | 2016 | 2016 | 2016 | 2016 | 2016 | 2016 | 2016 | 2016 | 2016 | 2016 | 2016 | 2016 | 2016 | 2016 | 2016 | 2016 | 2016 | 2016 | 2016 | 2016
Turn in Sundon - Cowley circuit at East Claydon | 2040 | 2040 | 2017 | 2017 | 2017 | 2017 | 2017 | 2017 | 2017 | 2017 | 2017 | 2017 | 2017 | 2017 | 2017 | 2017 | 2017 | 2017 | 2017 | 2017 | 2017
North East London uprate to 400kV | 2040 | 2040 | 2040 | 2040 | 2040 | 2040 | 2040 | 2040 | 2040 | 2040 | 2040 | 2026 | 2026 | 2026 | 2026 | 2026 | 2026 | 2026 | 2026 | 2026 | 2026
East London reinforcements | 2014 | 2014 | 2014 | 2014 | 2014 | 2014 | 2014 | 2014 | 2014 | 2014 | 2014 | 2014 | 2014 | 2014 | 2014 | 2014 | 2014 | 2014 | 2014 | 2014 | 2014
East London reconductoring | 2040 | 2040 | 2040 | 2040 | 2040 | 2040 | 2040 | 2040 | 2040 | 2040 | 2040 | 2040 | 2025 | 2025 | 2025 | 2025 | 2025 | 2025 | 2025 | 2025 | 2025
Kingsnorth-Cobham reconductoring | 2040 | 2040 | 2040 | 2016 | 2016 | 2016 | 2016 | 2016 | 2016 | 2016 | 2016 | 2016 | 2016 | 2016 | 2016 | 2016 | 2016 | 2016 | 2016 | 2016 | 2016
South London reconductoring | 2040 | 2040 | 2040 | 2040 | 2040 | 2040 | 2040 | 2040 | 2040 | 2040 | 2023 | 2023 | 2023 | 2023 | 2023 | 2023 | 2023 | 2023 | 2023 | 2023 | 2023
Essex reconductoring | 2040 | 2040 | 2040 | 2040 | 2040 | 2040 | 2040 | 2040 | 2040 | 2040 | 2040 | 2040 | 2025 | 2025 | 2025 | 2025 | 2025 | 2025 | 2025 | 2025 | 2025
Tees Crossing refurbishment | 2040 | 2040 | 2040 | 2040 | 2040 | 2040 | 2040 | 2040 | 2040 | 2040 | 2040 | 2040 | 2040 | 2040 | 2040 | 2040 | 2040 | 2040 | 2040 | 2040 | 2040
QBs in Sundon-Wymondley circuits | 2015 | 2015 | 2015 | 2015 | 2015 | 2015 | 2015 | 2015 | 2015 | 2015 | 2015 | 2015 | 2015 | 2015 | 2015 | 2015 | 2015 | 2015 | 2015 | 2015 | 2015
London MSCs, East End reconductoring | 2015 | 2015 | 2015 | 2015 | 2015 | 2015 | 2015 | 2015 | 2015 | 2015 | 2015 | 2015 | 2015 | 2015 | 2015 | 2015 | 2015 | 2015 | 2015 | 2015 | 2015
New reactor at Rayleigh | 2040 | 2040 | 2040 | 2040 | 2040 | 2040 | 2040 | 2040 | 2040 | 2040 | 2040 | 2026 | 2026 | 2026 | 2026 | 2026 | 2026 | 2026 | 2026 | 2026 | 2026
Kemsley QBs | 2040 | 2040 | 2040 | 2040 | 2040 | 2040 | 2040 | 2040 | 2040 | 2040 | 2040 | 2040 | 2040 | 2040 | 2040 | 2040 | 2040 | 2040 | 2040 | 2040 | 2040
Rowdown, Canterbury, Sellinge and Dungeness reinforcemnts | 2040 | 2040 | 2040 | 2040 | 2040 | 2040 | 2040 | 2040 | 2040 | 2040 | 2040 | 2024 | 2024 | 2024 | 2024 | 2024 | 2024 | 2024 | 2024 | 2024 | 2024
Iver, East Claydon, Grendon & Elstree new MSCs | 2015 | 2015 | 2015 | 2015 | 2015 | 2015 | 2015 | 2015 | 2015 | 2015 | 2015 | 2015 | 2015 | 2015 | 2015 | 2015 | 2015 | 2015 | 2015 | 2015 | 2015
Cottam - West Burton reconductoring | 2014 | 2014 | 2014 | 2014 | 2014 | 2014 | 2014 | 2014 | 2014 | 2014 | 2014 | 2014 | 2014 | 2014 | 2014 | 2014 | 2014 | 2014 | 2014 | 2014 | 2014
West Weybridge 275kV additional MSC | 2040 | 2040 | 2017 | 2017 | 2017 | 2017 | 2017 | 2017 | 2017 | 2017 | 2017 | 2017 | 2017 | 2017 | 2017 | 2017 | 2017 | 2017 | 2017 | 2017 | 2017
Knocknagael | 2040 | 2040 | 2040 | 2040 | 2040 | 2040 | 2040 | 2040 | 2040 | 2040 | 2040 | 2040 | 2040 | 2040 | 2040 | 2040 | 2040 | 2040 | 2040 | 2040 | 2040
Beauly-Blackhillock-Kintore | 2014 | 2014 | 2014 | 2014 | 2014 | 2014 | 2014 | 2014 | 2014 | 2014 | 2014 | 2014 | 2014 | 2014 | 2014 | 2014 | 2014 | 2014 | 2014 | 2014 | 2014
Beauly-Dounreay | 2040 | 2040 | 2040 | 2040 | 2040 | 2040 | 2040 | 2040 | 2040 | 2040 | 2040 | 2040 | 2040 | 2040 | 2040 | 2040 | 2040 | 2040 | 2040 | 2040 | 2040
Hunterston-Kintyre link | 2015 | 2015 | 2015 | 2015 | 2015 | 2015 | 2015 | 2015 | 2015 | 2015 | 2015 | 2015 | 2015 | 2015 | 2015 | 2015 | 2015 | 2015 | 2015 | 2015 | 2015
East Coast Upgrade | 2040 | 2040 | 2040 | 2040 | 2040 | 2040 | 2021 | 2021 | 2021 | 2021 | 2021 | 2021 | 2021 | 2021 | 2021 | 2021 | 2021 | 2021 | 2021 | 2021 | 2021
Humber - Walpole HVDC | 2040 | 2040 | 2040 | 2040 | 2040 | 2040 | 2040 | 2040 | 2040 | 2040 | 2040 | 2040 | 2040 | 2040 | 2040 | 2040 | 2040 | 2040 | 2040 | 2040 | 2040
Caithness - Moray HVDC | 2040 | 2040 | 2040 | 2040 | 2040 | 2040 | 2040 | 2040 | 2040 | 2040 | 2040 | 2040 | 2040 | 2040 | 2040 | 2040 | 2040 | 2040 | 2040 | 2040 | 2040
Beauly - Mossford 132kV upgrade | 2040 | 2040 | 2040 | 2040 | 2040 | 2040 | 2040 | 2040 | 2040 | 2040 | 2040 | 2040 | 2040 | 2040 | 2040 | 2040 | 2040 | 2040 | 2040 | 2040 | 2040
Eastern HVDC Link #2 | 2040 | 2040 | 2040 | 2040 | 2040 | 2040 | 2019 | 2019 | 2019 | 2019 | 2019 | 2019 | 2019 | 2019 | 2019 | 2019 | 2019 | 2019 | 2019 | 2019 | 2019
Beauly - Blackhillock - Keith 400kV upgrade | 2040 | 2040 | 2040 | 2040 | 2040 | 2040 | 2040 | 2040 | 2040 | 2040 | 2040 | 2040 | 2040 | 2040 | 2040 | 2040 | 2040 | 2040 | 2040 | 2040 | 2040
Western HVDC Link #2 | 2040 | 2040 | 2040 | 2040 | 2040 | 2040 | 2040 | 2040 | 2040 | 2040 | 2040 | 2040 | 2040 | 2040 | 2040 | 2040 | 2040 | 2040 | 2040 | 2040 | 2040
Elstree London | 2040 | 2040 | 2040 | 2040 | 2040 | 2040 | 2040 | 2040 | 2040 | 2040 | 2040 | 2040 | 2040 | 2040 | 2040 | 2040 | 2040 | 2040 | 2040 | 2040 | 2040
West Midlands MSC | 2022 | 2022 | 2022 | 2022 | 2022 | 2022 | 2022 | 2022 | 2022 | 2022 | 2022 | 2022 | 2022 | 2022 | 2022 | 2022 | 2022 | 2022 | 2022 | 2022 | 2022
B1 | 2040 | 2040 | 2040 | 2040 | 2040 | 2040 | 2040 | 2040 | 2040 | 2040 | 2040 | 2040 | 2040 | 2040 | 2040 | 2040 | 2040 | 2040 | 2040 | 2040 | 2040
B2 | 2040 | 2040 | 2040 | 2040 | 2040 | 2040 | 2040 | 2040 | 2040 | 2040 | 2040 | 2040 | 2040 | 2040 | 2040 | 2040 | 2040 | 2040 | 2040 | 2040 | 2040
B3 | 2040 | 2040 | 2040 | 2040 | 2040 | 2040 | 2040 | 2040 | 2040 | 2040 | 2040 | 2040 | 2040 | 2040 | 2040 | 2040 | 2040 | 2040 | 2040 | 2040 | 2040
B4 | 2040 | 2040 | 2040 | 2040 | 2040 | 2040 | 2040 | 2040 | 2040 | 2040 | 2040 | 2040 | 2040 | 2040 | 2040 | 2040 | 2040 | 2040 | 2040 | 2040 | 2040
B5 | 2040 | 2040 | 2040 | 2040 | 2040 | 2040 | 2040 | 2040 | 2040 | 2040 | 2040 | 2040 | 2040 | 2040 | 2040 | 2040 | 2040 | 2040 | 2040 | 2040 | 2040
B6 | 2040 | 2040 | 2040 | 2040 | 2040 | 2040 | 2040 | 2040 | 2040 | 2040 | 2040 | 2040 | 2040 | 2040 | 2040 | 2040 | 2040 | 2040 | 2040 | 2040 | 2040
B7a | 2040 | 2040 | 2040 | 2040 | 2040 | 2040 | 2040 | 2040 | 2040 | 2040 | 2040 | 2040 | 2040 | 2040 | 2040 | 2040 | 2040 | 2040 | 2040 | 2040 | 2040
B8 | 2040 | 2040 | 2040 | 2040 | 2040 | 2040 | 2040 | 2040 | 2040 | 2040 | 2040 | 2040 | 2040 | 2040 | 2040 | 2040 | 2040 | 2040 | 2040 | 2040 | 2040
B9 | 2040 | 2040 | 2040 | 2040 | 2040 | 2040 | 2040 | 2040 | 2040 | 2040 | 2040 | 2040 | 2040 | 2040 | 2040 | 2040 | 2040 | 2040 | 2040 | 2040 | 2040
B10 | 2040 | 2040 | 2040 | 2040 | 2040 | 2040 | 2040 | 2040 | 2040 | 2040 | 2040 | 2040 | 2040 | 2040 | 2040 | 2040 | 2040 | 2040 | 2040 | 2040 | 2040
B11 | 2040 | 2040 | 2040 | 2040 | 2040 | 2040 | 2040 | 2040 | 2040 | 2040 | 2040 | 2040 | 2040 | 2040 | 2040 | 2040 | 2040 | 2040 | 2040 | 2040 | 2040
B12 | 2040 | 2040 | 2040 | 2040 | 2040 | 2040 | 2040 | 2040 | 2040 | 2040 | 2040 | 2040 | 2040 | 2040 | 2040 | 2040 | 2040 | 2040 | 2040 | 2040 | 2040
B13 | 2040 | 2040 | 2040 | 2040 | 2040 | 2040 | 2040 | 2040 | 2040 | 2040 | 2040 | 2040 | 2040 | 2040 | 2040 | 2040 | 2040 | 2040 | 2040 | 2040 | 2040
B14 | 2040 | 2040 | 2040 | 2040 | 2040 | 2040 | 2040 | 2040 | 2040 | 2040 | 2040 | 2040 | 2040 | 2040 | 2040 | 2040 | 2040 | 2040 | 2040 | 2040 | 2040
B15 | 2040 | 2040 | 2040 | 2040 | 2040 | 2040 | 2040 | 2040 | 2040 | 2040 | 2040 | 2040 | 2025 | 2025 | 2025 | 2025 | 2025 | 2025 | 2025 | 2025 | 2025
B16 | 2040 | 2040 | 2040 | 2040 | 2040 | 2040 | 2040 | 2040 | 2040 | 2040 | 2040 | 2040 | 2040 | 2040 | 2040 | 2028 | 2028 | 2028 | 2028 | 2028 | 2028
B17 | 2040 | 2040 | 2040 | 2040 | 2040 | 2040 | 2040 | 2040 | 2040 | 2040 | 2040 | 2040 | 2040 | 2040 | 2040 | 2040 | 2040 | 2040 | 2040 | 2040 | 2040
B201 | 2040 | 2040 | 2040 | 2040 | 2040 | 2040 | 2040 | 2040 | 2040 | 2040 | 2040 | 2040 | 2040 | 2040 | 2040 | 2040 | 2040 | 2040 | 2040 | 2040 | 2040
B202 | 2040 | 2040 | 2040 | 2040 | 2040 | 2040 | 2040 | 2040 | 2040 | 2040 | 2040 | 2040 | 2040 | 2040 | 2040 | 2040 | 2040 | 2040 | 2040 | 2040 | 2040
EC5 | 2040 | 2040 | 2040 | 2040 | 2040 | 2040 | 2040 | 2040 | 2040 | 2040 | 2040 | 2040 | 2040 | 2040 | 2040 | 2040 | 2040 | 2040 | 2040 | 2040 | 2040
NW2 | 2040 | 2040 | 2040 | 2040 | 2040 | 2040 | 2040 | 2040 | 2040 | 2040 | 2040 | 2040 | 2040 | 2040 | 2040 | 2040 | 2040 | 2040 | 2040 | 2040 | 2040
| 2011 | 2012 | 2013 | 2014 | 2015 | 2016 | 2017 | 2018 | 2019 | 2020 | 2021 | 2022 | 2023 | 2024 | 2025 | 2026 | 2027 | 2028 | 2029 | 2030 | 2031
Transmission Capex in current year | 0 | 0 | 0 | 164.903 | 1344.406 | 1591.453 | 58.3495 | 753.239 | 864.891 | 129.1611 | 402.2122 | 50 | 122.0035 | 122.0035 | 118.9286 | 127.308 | 0 | 30.1366 | 0 | 0 | 0
£m | 2011 | 2012 | 2013 | 2014 | 2015 | 2016 | 2017 | 2018 | 2019 | 2020 | 2021 | 2022 | 2023 | 2024 | 2025 | 2026 | 2027 | 2028 | 2029 | 2030 | 2031
Levelised Cost in Current Year | 0 | 0 | 0 | 10.0082 | 91.6017 | 188.1888 | 191.7301 | 237.445 | 289.9362 | 297.7751 | 322.1859 | 325.2204 | 332.6249 | 340.0295 | 347.2474 | 354.9739 | 354.9739 | 356.8029 | 356.8029 | 356.8029 | 356.8029
MAR disaggregation
| 2011 | 2012 | 2013 | 2014 | 2015 | 2016 | 2017 | 2018 | 2019 | 2020 | 2021 | 2022 | 2023 | 2024 | 2025 | 2026 | 2027 | 2028 | 2029 | 2030 | 2031
Modelled onshore reinforcement | 0 | 0 | 3.6663 | 39.0157 | 120.6116 | 188.357 | 222.0031 | 263.6363 | 299.7506 | 317.9765 | 328.9108 | 332.486 | 334.3878 | 336.9169 | 339.4072 | 339.1891 | 335.3935 | 330.4772 | 324.8757 | 318.9314 | 312.9871
OFTO and island links | -1613.0442 | 217.8418 | 217.8418 | 334.2404 | 377.2016 | 507.6418 | 559.1181 | 597.8783 | 637.6546 | 637.6546 | 645.5367 | 645.5367 | 653.4187 | 653.4187 | 696.6384 | 696.6384 | 704.5205 | 704.5205 | 704.5205 | 704.5205 | 374.5792
Underlying MAR | 1613.0442 | 1785.6389 | 1931.0037 | 2142.6256 | 2245.552 | 2346.5402 | 2445.5901 | 2542.7019 | 2637.8754 | 2731.1108 | 2786.7191 | 2830.1853 | 2872.8471 | 2914.7045 | 2955.7574 | 2996.0058 | 3035.4498 | 3074.0894 | 3111.9246 | 3148.9552 | 3185.1815
Generator profit by plant type
| 2011 | 2012 | 2013 | 2014 | 2015 | 2016 | 2017 | 2018 | 2019 | 2020 | 2021 | 2022 | 2023 | 2024 | 2025 | 2026 | 2027 | 2028 | 2029 | 2030
CHP | 0.83386 | -26.8599 | 30.9368 | -0.90365 | 3.3515 | 254.1797 | 271.6481 | 263.8169 | 247.5371 | 304.0786 | 192.825 | 259.7441 | 242.2851 | 275.7576 | 160.4831 | 151.7379 | 162.6496 | 170.8006 | 179.2117 | 188.7306
AGT | 0 | 0 | 0 | 0 | 0 | 0 | 0 | 0 | 0 | 0 | 0 | 0 | 0 | 0 | 0 | 0 | 0 | 0 | 0 | 0
Oil | -76.5946 | -79.5032 | -21.0321 | -20.9511 | -21.3378 | -6.8002e-08 | -6.8051e-08 | 3.6664e-08 | 3.1349e-08 | 2.7702e-08 | 1.1725e-08 | 1.9902e-08 | 1.5631e-08 | 1.2131e-08 | 1.5733e-08 | 1.1851e-08 | 1.8286e-08 | 1.7203e-08 | 2.0316e-08 | 5.2582e-08
Hydro | 130.1391 | 125.5649 | 158.9125 | 170.8393 | 181.8235 | 238.8872 | 244.0863 | 240.4295 | 236.7195 | 256.8086 | 233.211 | 256.7565 | 259.5094 | 276.315 | 246.6551 | 246.5346 | 255.7165 | 262.3305 | 268.6272 | 275.5007
PS | -90.4112 | -75.8887 | -80.6301 | -78.8844 | -78.4264 | -74.5115 | -74.4266 | -76.3989 | -75.2992 | -71.9473 | -66.648 | -67.8454 | -66.3553 | -65.9779 | -64.1118 | -62.9897 | -63.2201 | -64.4098 | -64.5527 | -64.7062
Nuclear | 2819.3871 | 2661.1185 | 3295.328 | 3539.027 | 3572.2636 | 4062.4894 | 4141.8212 | 4057.2487 | 3524.8424 | 2783.9615 | 2525.1567 | 2829.3833 | 2857.9595 | 1930.0372 | 1758.7268 | 1751.0358 | 1854.4844 | 1941.2208 | 2017.4462 | 2096.3218
CCGT | -204.1766 | -559.6693 | -73.2138 | -488.6567 | -416.7313 | 273.3616 | 581.427 | 1690.4914 | 1563.3067 | 2167.362 | 572.3501 | 1620.0046 | 1315.0397 | 1728.9456 | -342.9668 | -628.033 | -408.1269 | -364.9163 | -280.3995 | 501.7469
OCGT | -19.2079 | -22.4353 | -22.3843 | -21.1649 | -21.5181 | -16.5704 | -16.3896 | 11.6285 | 10.8769 | 9.9774 | 6.6175 | 8.6819 | 7.3704 | 4.8872 | 5.7935 | 5.1668 | 6.55 | 6.1826 | 6.8499 | 13.7653
Coal | -64.0881 | 1464.8717 | 2339.5544 | 2046.2548 | 1588.9018 | 1452.7429 | 1393.9041 | 1463.3712 | 1191.9204 | 1385.8476 | 804.8822 | 935.3986 | 843.4222 | 867.9412 | 583.244 | 528.9625 | 559.4982 | 560.7768 | 563.3824 | 608.2991
Coal + CCS | -3.3091e-06 | -2.8166e-06 | -2.47e-06 | -2.4108e-06 | -140.7144 | -456.8053 | -450.7229 | 40.5705 | 24.8516 | 63.8831 | -3.0034 | 41.692 | 22.9045 | 56.0784 | 7.1104 | -25.0546 | -32.9101 | -47.8033 | -50.594 | -63.5397
CCGT + CCS | -1.1285e-06 | -1.1257e-06 | -1.1249e-06 | -1.1246e-06 | -1.1251e-06 | -1.1165e-06 | -1.1073e-06 | -1.6554e-09 | 1.241e-08 | -1.5497e-09 | 2.1275e-10 | 6.3805e-09 | -1.5751e-09 | 1.8321 | 11.4765 | 7.2948 | 7.7903 | 9.183 | 7.6979 | 6.703
Onshore wind (unclassified) | 0 | 0 | 0 | 0 | 0 | 0 | 0 | 0 | 0 | 0 | 0 | 0 | 0 | 0 | 0 | 0 | 0 | 0 | 0 | 0
Offshore wind (unclassified) | 0 | 0 | 0 | 0 | 0 | 0 | 0 | 0 | 0 | 0 | 0 | 0 | 0 | 0 | 0 | 0 | 0 | 0 | 0 | 0
Onshore wind | -22.4638 | -252.3754 | -191.298 | -136.7281 | -67.3282 | 65.7028 | 214.8427 | 199.4378 | 192.4607 | 276.0389 | 177.6792 | 283.029 | 295.2106 | 360.5719 | 225.2121 | 212.947 | 259.2508 | 295.1683 | 321.0811 | -33963.5796
Onshore wind (Medium) | 0 | 0 | 0 | 0 | 0 | 0 | 0 | 0 | 0 | 0 | 0 | 0 | 0 | 0 | 0 | 0 | 0 | 0 | 0 | 0
Onshore wind (Low) | 0 | 0 | 0 | 0 | 0 | 0 | 0 | 0 | 0 | 0 | 0 | 0 | 0 | 0 | 0 | 0 | 0 | 0 | 0 | 0
Offshore wind | 437.2514 | 641.6527 | 770.8959 | 698.0081 | 950.6821 | 1293.9198 | 1421.0293 | 1483.8003 | 1590.4955 | 1796.3734 | 1681.2642 | 1882.5914 | 1946.3416 | 2106.6855 | 1918.2552 | 1931.9084 | 2033.978 | 2124.6591 | 2206.1022 | 2292.489
Offshore wind (Low) | 0 | 0 | 0 | 0 | 0 | 0 | 0 | 0 | 0 | 0 | 0 | 0 | 0 | 0 | 0 | 0 | 0 | 0 | 0 | 0
Wave | -2.0113e-06 | -1.8856e-06 | -1.836e-06 | -1.7199e-06 | -1.4576e-06 | -1.2289e-06 | -1.1168e-06 | 6.1899e-08 | 2.1024e-07 | -1.3202e-07 | -3.099e-08 | 1.0989e-07 | -1.0889e-07 | -7.0813e-08 | 6.7367e-09 | -9.5591e-08 | -5.6321e-08 | -3.6683e-08 | -8.784e-08 | -5.6992e-08
Tidal Stream | 8.6368 | 8.4757 | 9.2749 | 9.5183 | 9.7415 | 10.2757 | 10.3506 | 10.2677 | 10.2052 | 10.5869 | 10.0461 | 10.5274 | 10.5397 | 10.8554 | 10.2531 | 10.2332 | 10.4214 | 10.5688 | 10.6955 | 10.8353
Tidal Range | 0 | 0 | 0 | 0 | 0 | 0 | 0 | 0 | 0 | 0 | 0 | 0 | 0 | 0 | 0 | 0 | 0 | 0 | 0 | 0
Sewage gas | 0 | 0 | 0 | 0 | 0 | 0 | 0 | 0 | 0 | 0 | 0 | 0 | 0 | 0 | 0 | 0 | 0 | 0 | 0 | 0
Solar | 0 | 0 | 0 | 0 | 0 | 0 | 0 | 0 | 0 | 0 | 0 | 0 | 0 | 0 | 0 | 0 | 0 | 0 | 0 | 0
Biomass regular | -3.669 | -4.8174 | 3.0763 | 5.679 | 29.1644 | 132.433 | 184.3118 | 173.2267 | 165.9891 | 223.2583 | 143.9109 | 216.0741 | 218.8595 | 266.9538 | 178.014 | 176.1117 | 204.7154 | 226.6873 | 246.0976 | 267.4633
Biomass energy crop | 0 | 0 | 0 | 0 | 0 | 0 | 0 | 0 | 0 | 0 | 0 | 0 | 0 | 0 | 0 | 0 | 0 | 0 | 0 | 0
Biowaste | 0 | 0 | 0 | 0 | 0 | 0 | 0 | 0 | 0 | 0 | 0 | 0 | 0 | 0 | 0 | 0 | 0 | 0 | 0 | 0
Biogas | 0 | 0 | 0 | 0 | 0 | 0 | 0 | 0 | 0 | 0 | 0 | 0 | 0 | 0 | 0 | 0 | 0 | 0 | 0 | 0
Biodiesel | 0 | 0 | 0 | 0 | 0 | 0 | 0 | 0 | 0 | 0 | 0 | 0 | 0 | 0 | 0 | 0 | 0 | 0 | 0 | 0
Biomass ACT | 0 | 0 | 0 | 0 | 0 | 0 | 0 | 0 | 0 | 0 | 0 | 0 | 0 | 0 | 0 | 0 | 0 | 0 | 0 | 0
Biomass AD | 0 | 0 | 0 | 0 | 0 | 0 | 0 | 0 | 0 | 0 | 0 | 0 | 0 | 0 | 0 | 0 | 0 | 0 | 0 | 0
Biomass regular (CHP) | 0 | 0 | 0 | 0 | 0 | 0 | 0 | 0 | 0 | 0 | 0 | 0 | 0 | 0 | 0 | 0 | 0 | 0 | 0 | 0
Biomass energy crop (CHP) | 0 | 0 | 0 | 0 | 0 | 0 | 0 | 0 | 0 | 0 | 0 | 0 | 0 | 0 | 0 | 0 | 0 | 0 | 0 | 0
Biowaste (CHP) | 0 | 0 | 0 | 0 | 0 | 0 | 0 | 0 | 0 | 0 | 0 | 0 | 0 | 0 | 0 | 0 | 0 | 0 | 0 | 0
Biogas (CHP) | 0 | 0 | 0 | 0 | 0 | 0 | 0 | 0 | 0 | 0 | 0 | 0 | 0 | 0 | 0 | 0 | 0 | 0 | 0 | 0
Biodiesel (CHP) | 0 | 0 | 0 | 0 | 0 | 0 | 0 | 0 | 0 | 0 | 0 | 0 | 0 | 0 | 0 | 0 | 0 | 0 | 0 | 0
Biomass ACT (CHP) | 0 | 0 | 0 | 0 | 0 | 0 | 0 | 0 | 0 | 0 | 0 | 0 | 0 | 0 | 0 | 0 | 0 | 0 | 0 | 0
Biomass AD (CHP) | 0 | 0 | 0 | 0 | 0 | 0 | 0 | 0 | 0 | 0 | 0 | 0 | 0 | 0 | 0 | 0 | 0 | 0 | 0 | 0
Landfill gas | 0 | 0 | 0 | 0 | 0 | 0 | 0 | 0 | 0 | 0 | 0 | 0 | 0 | 0 | 0 | 0 | 0 | 0 | 0 | 0
Hydro (small scale) | 0 | 0 | 0 | 0 | 0 | 0 | 0 | 0 | 0 | 0 | 0 | 0 | 0 | 0 | 0 | 0 | 0 | 0 | 0 | 0
Geopressure | 0 | 0 | 0 | 0 | 0 | 0 | 0 | 0 | 0 | 0 | 0 | 0 | 0 | 0 | 0 | 0 | 0 | 0 | 0 | 0
Standard gasification or pyrolysis | 0 | 0 | 0 | 0 | 0 | 0 | 0 | 0 | 0 | 0 | 0 | 0 | 0 | 0 | 0 | 0 | 0 | 0 | 0 | 0
Other unspecified | 0 | 0 | 0 | 0 | 0 | 0 | 0 | 0 | 0 | 0 | 0 | 0 | 0 | 0 | 0 | 0 | 0 | 0 | 0 | 0
Geothermal | 0 | 0 | 0 | 0 | 0 | 0 | 0 | 0 | 0 | 0 | 0 | 0 | 0 | 0 | 0 | 0 | 0 | 0 | 0 | 0
Microgeneration | 0 | 0 | 0 | 0 | 0 | 0 | 0 | 0 | 0 | 0 | 0 | 0 | 0 | 0 | 0 | 0 | 0 | 0 | 0 | 0
Other ROC | 0 | 0 | 0 | 0 | 0 | 0 | 0 | 0 | 0 | 0 | 0 | 0 | 0 | 0 | 0 | 0 | 0 | 0 | 0 | 0
Non-ROC | 0 | 0 | 0 | 0 | 0 | 0 | 0 | 0 | 0 | 0 | 0 | 0 | 0 | 0 | 0 | 0 | 0 | 0 | 0 | 0
Embedded CHP | 0 | 0 | 0 | 0 | 0 | 0 | 0 | 0 | 0 | 0 | 0 | 0 | 0 | 0 | 0 | 0 | 0 | 0 | 0 | 0
Embedded Gas | 0 | 0 | 0 | 0 | 0 | 0 | 0 | 0 | 0 | 0 | 0 | 0 | 0 | 0 | 0 | 0 | 0 | 0 | 0 | 0
Embedded offshore wind | 0 | 0 | 0 | 0 | 0 | 0 | 0 | 0 | 0 | 0 | 0 | 0 | 0 | 0 | 0 | 0 | 0 | 0 | 0 | 0
Embedded onshore wind | 0 | 0 | 0 | 0 | 0 | 0 | 0 | 0 | 0 | 0 | 0 | 0 | 0 | 0 | 0 | 0 | 0 | 0 | 0 | 0
Embedded biomass | 0 | 0 | 0 | 0 | 0 | 0 | 0 | 0 | 0 | 0 | 0 | 0 | 0 | 0 | 0 | 0 | 0 | 0 | 0 | 0
Embedded tidal and wave | 0 | 0 | 0 | 0 | 0 | 0 | 0 | 0 | 0 | 0 | 0 | 0 | 0 | 0 | 0 | 0 | 0 | 0 | 0 | 0
Embedded hydro | 0 | 0 | 0 | 0 | 0 | 0 | 0 | 0 | 0 | 0 | 0 | 0 | 0 | 0 | 0 | 0 | 0 | 0 | 0 | 0
Total | 2915.6372 | 3880.1343 | 6219.4205 | 5722.0377 | 5589.8721 | 7236.1048 | 7921.882 | 9557.8904 | 8683.9061 | 9206.2288 | 6278.2915 | 8276.0376 | 7953.0868 | 7820.8831 | 4698.1452 | 4305.8553 | 4850.7976 | 5130.4483 | 5431.6457 | -27829.9704
| 2011 | 2012 | 2013 | 2014 | 2015 | 2016 | 2017 | 2018 | 2019 | 2020 | 2021 | 2022 | 2023 | 2024 | 2025 | 2026 | 2027 | 2028 | 2029 | 2030
Gas | -203.3427 | -586.5292 | -42.277 | -489.5603 | -413.3799 | 527.5412 | 853.0751 | 1954.3083 | 1810.8438 | 2471.4406 | 765.1752 | 1879.7488 | 1557.3248 | 2004.7032 | -182.4837 | -476.2952 | -245.4773 | -194.1157 | -101.1878 | 690.4774
Coal | -64.0881 | 1464.8717 | 2339.5544 | 2046.2548 | 1588.9018 | 1452.7429 | 1393.9041 | 1463.3712 | 1191.9204 | 1385.8476 | 804.8822 | 935.3986 | 843.4222 | 867.9412 | 583.244 | 528.9625 | 559.4982 | 560.7768 | 563.3824 | 608.2991
Oil | -76.5946 | -79.5032 | -21.0321 | -20.9511 | -21.3378 | -6.8002e-08 | -6.8051e-08 | 3.6664e-08 | 3.1349e-08 | 2.7702e-08 | 1.1725e-08 | 1.9902e-08 | 1.5631e-08 | 1.2131e-08 | 1.5733e-08 | 1.1851e-08 | 1.8286e-08 | 1.7203e-08 | 2.0316e-08 | 5.2582e-08
OCGT | -19.2079 | -22.4353 | -22.3843 | -21.1649 | -21.5181 | -16.5704 | -16.3896 | 11.6285 | 10.8769 | 9.9774 | 6.6175 | 8.6819 | 7.3704 | 4.8872 | 5.7935 | 5.1668 | 6.55 | 6.1826 | 6.8499 | 13.7653
PS | -90.4112 | -75.8887 | -80.6301 | -78.8844 | -78.4264 | -74.5115 | -74.4266 | -76.3989 | -75.2992 | -71.9473 | -66.648 | -67.8454 | -66.3553 | -65.9779 | -64.1118 | -62.9897 | -63.2201 | -64.4098 | -64.5527 | -64.7062
Nuclear | 2819.3871 | 2661.1185 | 3295.328 | 3539.027 | 3572.2636 | 4062.4894 | 4141.8212 | 4057.2487 | 3524.8424 | 2783.9615 | 2525.1567 | 2829.3833 | 2857.9595 | 1930.0372 | 1758.7268 | 1751.0358 | 1854.4844 | 1941.2208 | 2017.4462 | 2096.3218
CCS | -4.4376e-06 | -3.9424e-06 | -3.5949e-06 | -3.5354e-06 | -140.7144 | -456.8053 | -450.723 | 40.5705 | 24.8516 | 63.8831 | -3.0034 | 41.692 | 22.9045 | 57.9105 | 18.587 | -17.7598 | -25.1198 | -38.6203 | -42.896 | -56.8367
Onshore wind | -22.4638 | -252.3754 | -191.298 | -136.7281 | -67.3282 | 65.7028 | 214.8427 | 199.4378 | 192.4607 | 276.0389 | 177.6792 | 283.029 | 295.2106 | 360.5719 | 225.2121 | 212.947 | 259.2508 | 295.1683 | 321.0811 | -33963.5796
Offshore wind | 437.2514 | 641.6527 | 770.8959 | 698.0081 | 950.6821 | 1293.9198 | 1421.0293 | 1483.8003 | 1590.4955 | 1796.3734 | 1681.2642 | 1882.5914 | 1946.3416 | 2106.6855 | 1918.2552 | 1931.9084 | 2033.978 | 2124.6591 | 2206.1022 | 2292.489
Other renewable | 135.1069 | 129.2232 | 171.2637 | 186.0366 | 220.7294 | 381.5959 | 438.7488 | 423.924 | 412.9139 | 490.6537 | 387.168 | 483.358 | 488.9086 | 554.1242 | 434.9222 | 432.8795 | 470.8533 | 499.5866 | 525.4204 | 553.7994
Total | 2915.6372 | 3880.1343 | 6219.4205 | 5722.0377 | 5589.8721 | 7236.1048 | 7921.882 | 9557.8904 | 8683.9061 | 9206.2288 | 6278.2915 | 8276.0376 | 7953.0868 | 7820.8831 | 4698.1452 | 4305.8553 | 4850.7976 | 5130.4483 | 5431.6457 | -27829.9704
Generator profit by location
| 2011 | 2012 | 2013 | 2014 | 2015 | 2016 | 2017 | 2018 | 2019 | 2020 | 2021 | 2022 | 2023 | 2024 | 2025 | 2026 | 2027 | 2028 | 2029 | 2030
S England & S Wales | 953.6051 | 875.9055 | 1551.4651 | 1356.3838 | 1344.5001 | 2089.5714 | 2296.3749 | 2909.6774 | 2378.3597 | 2927.9506 | 1804.3789 | 2743.2613 | 2532.8771 | 2360.5747 | 721.4869 | 479.7202 | 739.27 | 847.384 | 971.1617 | -42.2416
Midlands & N Wales | 202.0396 | 565.446 | 956.005 | 705.7694 | 474.1669 | 899.8034 | 945.7742 | 1200.4043 | 933.2556 | 1188.1925 | 226.4723 | 420.5388 | 325.2479 | 369.0327 | -40.1949 | -94.7026 | -66.1534 | -66.0327 | -57.5802 | -2284.6741
N England | 757.1133 | 1281.7838 | 2049.1707 | 1930.3347 | 1908.3016 | 1875.5982 | 2009.6312 | 2589.5334 | 2454.321 | 1747.4544 | 1297.8705 | 1712.1245 | 1617.1972 | 1810.3809 | 1181.0201 | 1088.957 | 1162.9025 | 1183.764 | 1216.0792 | -545.3711
S Scotland | 512.1635 | 472.3592 | 823.4171 | 886.2323 | 721.0635 | 753.5984 | 840.8522 | 975.7581 | 932.3038 | 1100.8166 | 888.2085 | 1078.0315 | 1086.1326 | 691.91 | 520.8425 | 509.4161 | 564.7971 | 608.698 | 650.4818 | -14357.2084
N Scotland | 44.8275 | 34.5114 | 59.1918 | 135.7911 | 181.4164 | 313.3378 | 397.8696 | 388.4492 | 384.9653 | 434.8544 | 370.051 | 428.9626 | 434.7508 | 471.4438 | 386.4823 | 380.3231 | 405.5819 | 421.4071 | 434.7053 | -12903.7995
Offshore | 445.8881 | 650.1284 | 780.1708 | 707.5264 | 960.4236 | 1304.1956 | 1431.3799 | 1484.6462 | 1586.1197 | 1786.8288 | 1667.9475 | 1866.7653 | 1927.541 | 2085.4987 | 1893.1866 | 1904.8082 | 2005.1663 | 2094.1444 | 2173.7643 | 2258.3736
Total | 2915.6372 | 3880.1343 | 6219.4205 | 5722.0377 | 5589.8721 | 7236.1048 | 7921.882 | 9548.4686 | 8669.3251 | 9186.0974 | 6254.9287 | 8249.6841 | 7923.7466 | 7788.8409 | 4662.8234 | 4268.5219 | 4811.5645 | 5089.3648 | 5388.6122 | -27874.9211
Offshore South | 240.4739 | 401.4716 | 498.9957 | 497.5806 | 541.1441 | 762.4919 | 819.4124 | 842.4999 | 873.7636 | 970.3947 | 904.4037 | 1002.0862 | 1030.003 | 1107.4578 | 1018.1567 | 1018.5526 | 1065.1863 | 1106.3938 | 1142.3317 | 1180.8201
Offshore Irish Sea | 198.2961 | 241.4858 | 272.6587 | 258.6767 | 286.8697 | 327.8979 | 341.3927 | 344.8542 | 352.1254 | 382.9819 | 359.9558 | 393.7276 | 402.4356 | 428.5969 | 396.1563 | 396.5593 | 412.7635 | 426.8316 | 439.3239 | 452.692
Offshore E England | -5.4532e-07 | -6.4827e-07 | -2.2295e-07 | -33.8011 | 134.3208 | 200.7793 | 249.808 | 272.4611 | 330.7696 | 391.6216 | 367.2501 | 422.3203 | 442.2301 | 486.7299 | 450.0762 | 455.183 | 482.2487 | 506.3155 | 528.2444 | 551.4004
Offshore Scotland | 7.118 | 7.171 | 8.5164 | -14.9298 | -1.9111 | 13.0264 | 20.7668 | 24.831 | 29.4612 | 41.8307 | 36.3379 | 48.6313 | 52.8722 | 62.7142 | 28.7974 | 34.5133 | 44.9679 | 54.6034 | 63.8643 | 73.461
Existing | 2955.1173 | 4255.8238 | 6489.249 | 6065.0485 | 5894.1698 | 7107.7634 | 7374.1018 | 8334.4876 | 7292.971 | 7214.8444 | 4929.605 | 6039.4977 | 5761.51 | 5053.0936 | 3537.1685 | 3360.1294 | 3639.0777 | 3731.5973 | 3864.8613 | 4267.3919
New | -39.4801 | -375.6895 | -269.8286 | -343.0108 | -304.2977 | 128.3414 | 547.7801 | 1223.4028 | 1390.9351 | 1991.3844 | 1348.6866 | 2236.5399 | 2191.5769 | 2767.7895 | 1160.9766 | 945.7259 | 1211.7199 | 1398.851 | 1566.7844 | -32097.3623
| 2011 | 2012 | 2013 | 2014 | 2015 | 2016 | 2017 | 2018 | 2019 | 2020 | 2021 | 2022 | 2023 | 2024 | 2025 | 2026 | 2027 | 2028 | 2029 | 2030
Demand-weighted Uplift | 7.0923 | 6.2077 | 11.3631 | 8.8095 | 9.5132 | 14.783 | 17.6525 | 17.4568 | 15.7148 | 20.4464 | 11.0567 | 16.6236 | 15.6001 | 19.4988 | 9.576 | 8.5922 | 9.8491 | 10.2739 | 10.5641 | 11.0622
Demand-weighted SMP | 46.3424 | 45.247 | 52.1299 | 58.3635 | 60.6689 | 62.6089 | 61.5418 | 60.5705 | 61.1617 | 62.2023 | 62.9749 | 64.7486 | 66.067 | 67.4445 | 67.6582 | 68.4107 | 69.9661 | 71.6971 | 73.2486 | 74.8063
DZPZ | 46.2203 | 44.8352 | 50.8513 | 55.9854 | 59.1315 | 62.5768 | 59.9499 | 57.6979 | 60.9853 | 62.2011 | 62.9737 | 64.7474 | 66.0668 | 67.4443 | 67.6583 | 68.0456 | 69.4919 | 71.3019 | 72.8383 | 74.3809
DZPY | 46.2203 | 44.8352 | 51.0076 | 55.9854 | 59.1315 | 62.5768 | 59.9499 | 57.6979 | 60.9853 | 62.2012 | 62.974 | 64.7476 | 66.067 | 67.4445 | 67.6583 | 68.4106 | 69.872 | 71.697 | 73.2484 | 74.806
DZPX | 46.2203 | 44.8352 | 51.0076 | 55.9854 | 59.1315 | 62.5768 | 59.9499 | 57.6979 | 60.9853 | 62.2012 | 62.974 | 64.7476 | 66.067 | 67.4445 | 67.6583 | 68.4106 | 69.872 | 71.697 | 73.2484 | 74.806
DZPW | 46.2203 | 44.8352 | 51.0076 | 55.9854 | 59.1315 | 62.5768 | 59.9499 | 57.6979 | 60.9853 | 62.2012 | 62.974 | 64.7476 | 66.067 | 67.4445 | 67.6583 | 68.4106 | 69.872 | 71.697 | 73.2484 | 74.806
DZPO | 46.2203 | 44.8352 | 51.0076 | 55.9854 | 59.1315 | 62.5768 | 59.9499 | 57.6979 | 60.9853 | 62.2014 | 62.974 | 64.7476 | 66.067 | 67.4445 | 67.6583 | 68.4106 | 69.872 | 71.697 | 73.2484 | 74.806
DZPI | 46.2203 | 44.8352 | 51.0076 | 55.9854 | 59.1315 | 62.5768 | 59.9499 | 57.6979 | 60.9856 | 62.2014 | 62.974 | 64.7476 | 66.067 | 67.4445 | 67.6583 | 68.4106 | 69.872 | 71.697 | 73.2484 | 74.806
DZPV | 46.3444 | 45.2369 | 52.0968 | 58.2313 | 60.6707 | 62.6165 | 61.557 | 60.6153 | 61.1622 | 62.2028 | 62.9752 | 64.7489 | 66.0683 | 67.4455 | 67.7495 | 68.4107 | 69.9661 | 71.6971 | 73.2487 | 74.8063
DZPU | 46.3444 | 45.2836 | 52.2445 | 58.5427 | 60.7479 | 62.6211 | 61.557 | 60.6153 | 61.1622 | 62.2028 | 62.9752 | 64.7489 | 66.0683 | 67.4455 | 67.7495 | 68.4107 | 69.9661 | 71.6971 | 73.2487 | 74.8063
DZPR | 46.3351 | 44.8998 | 51.589 | 58.0455 | 59.173 | 62.5844 | 59.9656 | 57.7006 | 60.9883 | 62.2028 | 62.9752 | 64.7489 | 66.0683 | 67.4455 | 67.7495 | 68.4107 | 69.9661 | 71.6971 | 73.2487 | 74.8063
DZPQ | 46.3351 | 44.8998 | 51.5858 | 58.0455 | 59.173 | 62.5768 | 59.9501 | 57.6982 | 60.9856 | 62.2028 | 62.9752 | 64.7489 | 66.0683 | 67.4455 | 67.6583 | 68.4107 | 69.8721 | 71.6971 | 73.2487 | 74.8063
DZPP | 46.3444 | 45.2369 | 52.0936 | 58.2313 | 60.6707 | 62.6089 | 61.5415 | 60.6129 | 61.1595 | 62.2028 | 62.9752 | 64.7489 | 66.0683 | 67.4455 | 67.6583 | 68.4107 | 69.8721 | 71.6971 | 73.2487 | 74.8063
DZPN | 46.3444 | 45.2369 | 52.0968 | 58.2313 | 60.6707 | 62.6165 | 61.557 | 60.6153 | 61.1622 | 62.2028 | 62.9752 | 64.7489 | 66.0683 | 67.4455 | 67.7495 | 68.4107 | 69.9661 | 71.6971 | 73.2487 | 74.8063
DZPM | 46.3444 | 45.2369 | 52.0968 | 58.2313 | 60.6707 | 62.6165 | 61.557 | 60.6153 | 61.1622 | 62.2028 | 62.9752 | 64.7489 | 66.0683 | 67.4455 | 67.7495 | 68.4107 | 69.9661 | 71.6971 | 73.2487 | 74.8063
DZPL | 46.3444 | 45.2369 | 52.0968 | 58.2313 | 60.6707 | 62.6165 | 61.557 | 60.6153 | 61.1622 | 62.2028 | 62.9855 | 64.7489 | 66.0683 | 67.4455 | 67.7495 | 68.4107 | 69.9661 | 71.6971 | 73.2487 | 74.8063
DZPK | 46.3444 | 45.2369 | 52.0936 | 58.2313 | 60.6707 | 62.6089 | 61.5415 | 60.6129 | 61.1595 | 62.2028 | 62.9752 | 64.7489 | 66.0683 | 67.4455 | 67.6583 | 68.4107 | 69.8721 | 71.6971 | 73.2487 | 74.8063
DZPJ | 46.3444 | 45.2836 | 52.2445 | 58.5427 | 60.7479 | 62.6211 | 61.557 | 60.6153 | 61.1622 | 62.2028 | 62.9752 | 64.7489 | 66.0683 | 67.4455 | 67.7495 | 68.4107 | 69.9661 | 71.6971 | 73.2487 | 74.8063
DZPH | 46.3444 | 45.2836 | 52.2445 | 58.5662 | 60.7886 | 62.6211 | 61.5817 | 60.6153 | 61.1622 | 62.2028 | 62.9752 | 64.7489 | 66.0683 | 67.4455 | 67.7495 | 68.4107 | 69.9661 | 71.6971 | 73.2487 | 74.8063
DZPG | 46.3444 | 45.2836 | 52.2445 | 58.5662 | 60.7886 | 62.6211 | 61.5817 | 60.6153 | 61.1622 | 62.2028 | 62.9752 | 64.7489 | 66.0683 | 67.4455 | 67.7495 | 68.4107 | 69.9661 | 71.6971 | 73.2487 | 74.8063
DZPF | 46.3444 | 45.2836 | 52.2445 | 58.5662 | 60.7886 | 62.6211 | 61.5817 | 60.6153 | 61.1622 | 62.2028 | 62.9752 | 64.7489 | 66.0683 | 67.4455 | 67.7495 | 68.4107 | 69.9661 | 71.6971 | 73.2487 | 74.8063
DZPE | 46.3444 | 45.2836 | 52.2445 | 58.5662 | 60.7886 | 62.6211 | 61.5817 | 60.6153 | 61.1622 | 62.2028 | 62.9752 | 64.7489 | 66.0683 | 67.4455 | 67.7495 | 68.4107 | 69.9661 | 71.6971 | 73.2487 | 74.8063
DZPD | 46.3444 | 45.2836 | 52.2445 | 58.5662 | 60.7886 | 62.6211 | 61.5817 | 60.6153 | 61.1622 | 62.2028 | 62.9752 | 64.7489 | 66.0683 | 67.4455 | 67.7495 | 68.4107 | 69.9661 | 71.6971 | 73.2487 | 74.8063
DZPC | 46.3444 | 45.2836 | 52.2445 | 58.5427 | 60.7479 | 62.6211 | 61.557 | 60.6153 | 61.1622 | 62.2028 | 62.9752 | 64.7489 | 66.0683 | 67.4455 | 67.7495 | 68.4107 | 69.9661 | 71.6971 | 73.2487 | 74.8063
DZPB | 46.3444 | 45.2836 | 52.2445 | 58.5662 | 60.7886 | 62.6211 | 61.5817 | 60.6153 | 61.1622 | 62.2028 | 62.9752 | 64.7489 | 66.0683 | 67.4455 | 67.7495 | 68.4107 | 69.9661 | 71.6971 | 73.2487 | 74.8063
DZPA | 46.6623 | 45.9805 | 52.9794 | 59.5604 | 60.8379 | 62.6211 | 61.557 | 60.6153 | 61.1622 | 62.2028 | 62.9752 | 64.7489 | 66.0683 | 67.4455 | 67.7495 | 68.4107 | 69.9661 | 71.6971 | 73.2487 | 74.8063
Demand (TWh) | 305.7161 | 313.2737 | 313.3105 | 313.127 | 312.6806 | 311.7379 | 312.096 | 311.3184 | 311.8959 | 312.9051 | 313.2128 | 314.938 | 315.968 | 317.117 | 317.6784 | 319.2813 | 321.1562 | 324.1308 | 326.3702 | 329.49
DZPZ | 2.4945 | 2.5562 | 2.5565 | 2.555 | 2.5513 | 2.5436 | 2.5466 | 2.5402 | 2.5449 | 2.5532 | 2.5557 | 2.5698 | 2.5782 | 2.5875 | 2.5921 | 2.6052 | 2.6205 | 2.6448 | 2.663 | 2.6885
DZPY | 2.7837 | 2.8525 | 2.8528 | 2.8511 | 2.8471 | 2.8385 | 2.8418 | 2.8347 | 2.8399 | 2.8491 | 2.8519 | 2.8676 | 2.877 | 2.8875 | 2.8926 | 2.9072 | 2.9243 | 2.9513 | 2.9717 | 3.0001
DZPX | 2.2233 | 2.2783 | 2.2786 | 2.2772 | 2.274 | 2.2671 | 2.2697 | 2.2641 | 2.2683 | 2.2756 | 2.2778 | 2.2904 | 2.2979 | 2.3062 | 2.3103 | 2.322 | 2.3356 | 2.3572 | 2.3735 | 2.3962
DZPW | 0.64083 | 0.65667 | 0.65675 | 0.65636 | 0.65543 | 0.65345 | 0.6542 | 0.65257 | 0.65378 | 0.6559 | 0.65654 | 0.66016 | 0.66232 | 0.66473 | 0.66591 | 0.66927 | 0.6732 | 0.67943 | 0.68412 | 0.69066
DZPO | 5.5383 | 5.6752 | 5.6759 | 5.6726 | 5.6645 | 5.6474 | 5.6539 | 5.6398 | 5.6503 | 5.6685 | 5.6741 | 5.7054 | 5.724 | 5.7448 | 5.755 | 5.7841 | 5.818 | 5.8719 | 5.9125 | 5.969
DZPI | 13.4506 | 13.7831 | 13.7847 | 13.7766 | 13.757 | 13.7155 | 13.7313 | 13.6971 | 13.7225 | 13.7669 | 13.7804 | 13.8563 | 13.9016 | 13.9522 | 13.9769 | 14.0474 | 14.1299 | 14.2608 | 14.3593 | 14.4966
DZPV | 2.435 | 2.4952 | 2.4955 | 2.4941 | 2.4905 | 2.483 | 2.4859 | 2.4797 | 2.4843 | 2.4923 | 2.4948 | 2.5085 | 2.5167 | 2.5258 | 2.5303 | 2.5431 | 2.558 | 2.5817 | 2.5996 | 2.6244
DZPU | 3.1918 | 3.2707 | 3.271 | 3.2691 | 3.2645 | 3.2546 | 3.2584 | 3.2503 | 3.2563 | 3.2668 | 3.27 | 3.288 | 3.2988 | 3.3108 | 3.3167 | 3.3334 | 3.353 | 3.384 | 3.4074 | 3.44
DZPR | 4.2044 | 4.3083 | 4.3088 | 4.3063 | 4.3002 | 4.2872 | 4.2921 | 4.2814 | 4.2894 | 4.3032 | 4.3075 | 4.3312 | 4.3454 | 4.3612 | 4.3689 | 4.3909 | 4.4167 | 4.4576 | 4.4884 | 4.5313
DZPQ | 14.4639 | 14.8214 | 14.8232 | 14.8145 | 14.7934 | 14.7488 | 14.7657 | 14.7289 | 14.7562 | 14.804 | 14.8185 | 14.9002 | 14.9489 | 15.0032 | 15.0298 | 15.1056 | 15.1943 | 15.3351 | 15.441 | 15.5886
DZPP | 24.8684 | 25.4832 | 25.4861 | 25.4712 | 25.4349 | 25.3582 | 25.3874 | 25.3241 | 25.3711 | 25.4532 | 25.4782 | 25.6185 | 25.7023 | 25.7958 | 25.8415 | 25.9718 | 26.1244 | 26.3663 | 26.5485 | 26.8023
DZPN | 27.4326 | 28.1107 | 28.114 | 28.0976 | 28.0575 | 27.9729 | 28.005 | 27.9353 | 27.9871 | 28.0776 | 28.1053 | 28.2601 | 28.3525 | 28.4556 | 28.506 | 28.6498 | 28.818 | 29.085 | 29.2859 | 29.5658
DZPM | 3.6359 | 3.7258 | 3.7262 | 3.724 | 3.7187 | 3.7075 | 3.7118 | 3.7025 | 3.7094 | 3.7214 | 3.725 | 3.7456 | 3.7578 | 3.7715 | 3.7781 | 3.7972 | 3.8195 | 3.8549 | 3.8815 | 3.9186
DZPL | 36.1852 | 37.0798 | 37.0841 | 37.0624 | 37.0096 | 36.898 | 36.9404 | 36.8483 | 36.9167 | 37.0361 | 37.0725 | 37.2768 | 37.3987 | 37.5347 | 37.6011 | 37.7908 | 38.0127 | 38.3648 | 38.6299 | 38.9992
DZPK | 3.2251 | 3.3048 | 3.3052 | 3.3033 | 3.2986 | 3.2886 | 3.2924 | 3.2842 | 3.2903 | 3.301 | 3.3042 | 3.3224 | 3.3333 | 3.3454 | 3.3513 | 3.3682 | 3.388 | 3.4194 | 3.443 | 3.4759
DZPJ | 23.8826 | 24.473 | 24.4758 | 24.4615 | 24.4266 | 24.353 | 24.381 | 24.3202 | 24.3653 | 24.4442 | 24.4682 | 24.603 | 24.6834 | 24.7732 | 24.8171 | 24.9423 | 25.0888 | 25.3211 | 25.4961 | 25.7398
DZPH | 10.7464 | 11.0121 | 11.0134 | 11.0069 | 10.9913 | 10.9581 | 10.9707 | 10.9434 | 10.9637 | 10.9991 | 11.01 | 11.0706 | 11.1068 | 11.1472 | 11.1669 | 11.2233 | 11.2892 | 11.3937 | 11.4725 | 11.5821
DZPG | 14.7534 | 15.1182 | 15.1199 | 15.1111 | 15.0895 | 15.044 | 15.0613 | 15.0238 | 15.0517 | 15.1004 | 15.1152 | 15.1985 | 15.2482 | 15.3036 | 15.3307 | 15.4081 | 15.4986 | 15.6421 | 15.7502 | 15.9007
DZPF | 5.4133 | 5.5471 | 5.5478 | 5.5445 | 5.5366 | 5.5199 | 5.5263 | 5.5125 | 5.5227 | 5.5406 | 5.5461 | 5.5766 | 5.5948 | 5.6152 | 5.6251 | 5.6535 | 5.6867 | 5.7394 | 5.779 | 5.8343
DZPE | 8.392 | 8.5995 | 8.6005 | 8.5955 | 8.5832 | 8.5573 | 8.5672 | 8.5458 | 8.5617 | 8.5894 | 8.5978 | 8.6452 | 8.6734 | 8.705 | 8.7204 | 8.7644 | 8.8159 | 8.8975 | 8.959 | 9.0446
DZPD | 3.6716 | 3.7623 | 3.7628 | 3.7606 | 3.7552 | 3.7439 | 3.7482 | 3.7389 | 3.7458 | 3.7579 | 3.7616 | 3.7823 | 3.7947 | 3.8085 | 3.8152 | 3.8345 | 3.857 | 3.8927 | 3.9196 | 3.9571
DZPC | 13.8282 | 14.1701 | 14.1718 | 14.1635 | 14.1433 | 14.1006 | 14.1168 | 14.0817 | 14.1078 | 14.1534 | 14.1673 | 14.2454 | 14.292 | 14.3439 | 14.3693 | 14.4418 | 14.5266 | 14.6612 | 14.7625 | 14.9036
DZPB | 22.5686 | 23.1265 | 23.1292 | 23.1157 | 23.0827 | 23.0131 | 23.0396 | 22.9822 | 23.0248 | 23.0993 | 23.122 | 23.2494 | 23.3254 | 23.4102 | 23.4517 | 23.57 | 23.7084 | 23.928 | 24.0933 | 24.3236
DZPA | 55.6865 | 57.0631 | 57.0698 | 57.0364 | 56.9551 | 56.7834 | 56.8486 | 56.707 | 56.8122 | 56.996 | 57.052 | 57.3663 | 57.5539 | 57.7632 | 57.8655 | 58.1574 | 58.4989 | 59.0408 | 59.4487 | 60.017
DZPZ | 132.9889 | 130.4749 | 159.0496 | 165.5498 | 175.1359 | 196.7758 | 197.6196 | 190.9098 | 195.1969 | 211.0131 | 189.1982 | 209.1038 | 210.5503 | 224.9686 | 200.2002 | 199.6566 | 207.9125 | 215.7488 | 222.1039 | 229.7134
DZPY | 148.4045 | 145.5991 | 177.932 | 184.7398 | 195.437 | 219.5853 | 220.5269 | 213.0394 | 217.8234 | 235.4731 | 211.13 | 233.343 | 234.9572 | 251.0468 | 223.4068 | 223.8613 | 233.1246 | 241.9237 | 249.0682 | 257.6166
DZPX | 118.5311 | 116.2903 | 142.1147 | 147.5521 | 156.096 | 175.3833 | 176.1354 | 170.155 | 173.9761 | 188.0729 | 168.63 | 186.3716 | 187.6609 | 200.5117 | 178.4355 | 178.7985 | 186.1972 | 193.2251 | 198.9314 | 205.759
DZPW | 34.1643 | 33.5185 | 40.9619 | 42.5291 | 44.9917 | 50.5509 | 50.7677 | 49.044 | 50.1453 | 54.2085 | 48.6044 | 53.7181 | 54.0897 | 57.7937 | 51.4307 | 51.5353 | 53.6678 | 55.6935 | 57.3382 | 59.3061
DZPO | 295.2619 | 289.6802 | 354.0091 | 367.5536 | 388.8366 | 436.8815 | 438.7548 | 423.8577 | 433.3759 | 468.4923 | 420.0589 | 464.2534 | 467.465 | 499.4765 | 444.4845 | 445.3887 | 463.8188 | 481.3254 | 495.5398 | 512.5474
DZPI | 717.0854 | 703.5294 | 859.7611 | 892.6558 | 944.3446 | 1061.0285 | 1065.5781 | 1029.3985 | 1052.5178 | 1137.7999 | 1020.1725 | 1127.505 | 1135.3048 | 1213.0493 | 1079.4934 | 1081.6896 | 1126.4496 | 1168.9667 | 1203.4885 | 1244.794
DZPV | 130.1205 | 128.3666 | 158.3661 | 167.2045 | 174.7937 | 192.1831 | 196.9034 | 193.5924 | 190.9825 | 205.9865 | 184.6912 | 204.1224 | 205.5346 | 219.6082 | 195.6581 | 195.825 | 204.1689 | 211.6257 | 217.8755 | 225.3533
DZPU | 170.5572 | 168.4109 | 208.0636 | 220.1833 | 229.3653 | 251.9216 | 258.0938 | 253.7538 | 250.3329 | 269.9996 | 242.0864 | 267.5561 | 269.4072 | 287.8543 | 256.4615 | 256.6802 | 267.617 | 277.3912 | 285.5832 | 295.3849
DZPR | 224.629 | 220.1869 | 271.2492 | 287.8975 | 295.3613 | 331.6884 | 333.1457 | 321.7804 | 329.0073 | 355.6593 | 318.8905 | 352.4407 | 354.879 | 379.1787 | 337.8262 | 338.1143 | 352.5209 | 365.396 | 376.1871 | 389.0983
DZPQ | 772.7665 | 757.485 | 933.1005 | 990.4224 | 1016.0991 | 1140.9597 | 1145.8554 | 1106.9502 | 1131.8079 | 1223.5359 | 1097.0439 | 1212.463 | 1220.8514 | 1304.4468 | 1160.8157 | 1163.1776 | 1211.3106 | 1257.0317 | 1294.1551 | 1338.5724
DZPP | 1328.8846 | 1310.9723 | 1617.2651 | 1707.6126 | 1785.1193 | 1962.5205 | 2010.5251 | 1977.0443 | 1950.3828 | 2103.6829 | 1886.1993 | 2084.6449 | 2099.0674 | 2242.7969 | 1995.8451 | 1999.9062 | 2082.6634 | 2161.2739 | 2225.1019 | 2301.4706
DZPN | 1465.9059 | 1446.1466 | 1784.113 | 1883.6845 | 1969.1829 | 2165.0876 | 2218.2653 | 2180.9646 | 2151.5623 | 2320.5936 | 2080.6852 | 2299.5925 | 2315.5022 | 2474.0516 | 2204.2363 | 2206.1164 | 2300.116 | 2384.1228 | 2454.5321 | 2538.7752
DZPM | 194.2896 | 191.6707 | 236.4644 | 249.6615 | 260.9934 | 286.9584 | 294.0065 | 289.0627 | 285.1657 | 307.5689 | 275.7717 | 304.7855 | 306.8941 | 327.9081 | 292.1471 | 292.3963 | 304.8549 | 315.989 | 325.321 | 336.4865
DZPL | 1933.6192 | 1907.5555 | 2353.3538 | 2484.6946 | 2597.4723 | 2855.8825 | 2926.0271 | 2876.8252 | 2838.0418 | 3061.0043 | 2744.9337 | 3033.3027 | 3054.2885 | 3263.4249 | 2907.522 | 2910.002 | 3033.9932 | 3144.8032 | 3237.6774 | 3348.7991
DZPK | 172.3397 | 170.0167 | 209.739 | 221.456 | 231.5076 | 254.5143 | 260.7399 | 256.3979 | 252.9402 | 272.8213 | 244.6164 | 270.3523 | 272.2227 | 290.8627 | 258.8361 | 259.3628 | 270.0954 | 280.2901 | 288.5678 | 298.4719
DZPJ | 1276.2059 | 1260.1463 | 1556.8497 | 1647.5365 | 1716.2412 | 1885.0203 | 1931.204 | 1898.7303 | 1873.1329 | 2020.2902 | 1811.4279 | 2002.0069 | 2015.8577 | 2153.8895 | 1918.9905 | 1920.6273 | 2002.4626 | 2075.5982 | 2136.896 | 2210.2373
DZPH | 574.2543 | 567.0279 | 700.5355 | 741.6013 | 772.7042 | 848.2024 | 869.2542 | 854.3715 | 842.8535 | 909.0698 | 815.088 | 900.8429 | 907.0753 | 969.1855 | 863.488 | 864.2245 | 901.0479 | 933.9567 | 961.5389 | 994.5403
DZPG | 788.3751 | 778.4543 | 961.7426 | 1018.1204 | 1060.8206 | 1164.4697 | 1193.371 | 1172.939 | 1157.1263 | 1248.0325 | 1119.008 | 1236.738 | 1245.2944 | 1330.5634 | 1185.4547 | 1186.4659 | 1237.0195 | 1282.199 | 1320.0657 | 1365.3722
DZPF | 289.2699 | 285.6298 | 352.8818 | 373.5679 | 389.2354 | 427.2662 | 437.8707 | 430.3738 | 424.5718 | 457.927 | 410.5855 | 453.7829 | 456.9223 | 488.2092 | 434.966 | 435.337 | 453.8861 | 470.4634 | 484.3574 | 500.9812
DZPE | 448.4422 | 442.7991 | 547.0568 | 579.1255 | 603.4142 | 662.3717 | 678.8113 | 667.1892 | 658.1946 | 709.9038 | 636.5123 | 703.4793 | 708.3463 | 756.8489 | 674.3084 | 674.8835 | 703.6394 | 729.3383 | 750.8776 | 776.6488
DZPD | 196.1968 | 193.7279 | 239.3414 | 253.3717 | 263.9982 | 289.7926 | 296.985 | 291.9003 | 287.9651 | 310.5882 | 278.4789 | 307.7774 | 309.9068 | 331.127 | 295.0149 | 295.2666 | 307.8475 | 319.0909 | 328.5145 | 339.7896
DZPC | 738.9359 | 729.6372 | 901.4315 | 953.9401 | 993.7207 | 1091.4455 | 1118.1864 | 1099.3837 | 1084.5626 | 1169.7681 | 1048.8348 | 1159.1819 | 1167.2017 | 1247.1235 | 1111.1146 | 1112.0623 | 1159.4458 | 1201.792 | 1237.2841 | 1279.7494
DZPB | 1205.9907 | 1190.8147 | 1471.1938 | 1557.436 | 1622.7553 | 1781.309 | 1825.5198 | 1794.2646 | 1770.0756 | 1909.1365 | 1711.7655 | 1891.8591 | 1904.9478 | 2035.3854 | 1813.4101 | 1814.9569 | 1892.2897 | 1961.4015 | 2019.3268 | 2088.633
DZPA | 2993.4084 | 2978.0242 | 3672.0167 | 3899.573 | 4006.8535 | 4395.2643 | 4502.9499 | 4427.2315 | 4367.5466 | 4710.6703 | 4223.6702 | 4668.0395 | 4700.3352 | 5022.1813 | 4474.4718 | 4478.2884 | 4669.102 | 4839.6309 | 4982.5577 | 5153.5663
Total | 16350.6277 | 16146.1647 | 19908.5927 | 21037.6694 | 21894.4802 | 24127.0633 | 24647.0971 | 24169.1598 | 23969.2878 | 25861.2984 | 23188.0834 | 25627.2627 | 25804.5626 | 27571.4924 | 24558.0181 | 24584.6233 | 25625.2513 | 26568.2779 | 27352.8895 | 28291.6668
Unconstrained total | 16335.8511 | 16119.4211 | 19893.0087 | 21033.6803 | 21944.573 | 24125.9636 | 24716.2272 | 24291.3433 | 23977.4628 | 25861.1828 | 23187.6573 | 25627.2116 | 25804.1801 | 27571.2226 | 24535.6391 | 24585.575 | 25633.1322 | 26569.3272 | 27353.9773 | 28292.8163
Difference | 14.7766 | 26.7436 | 15.584 | 3.9891 | -50.0928 | 1.0997 | -69.1301 | -122.1835 | -8.1749 | 0.11569 | 0.4261 | 0.051138 | 0.38259 | 0.26978 | 22.379 | -0.9517 | -7.881 | -1.0494 | -1.0877 | -1.1495
Generator Residual Zonal Tariff (£/kW)
Generation - Wider Tariffs in Y+1
Zone No. | Zone Name | 2011 | 2012 | 2013 | 2014 | 2015 | 2016 | 2017 | 2018 | 2019 | 2020 | 2021 | 2022 | 2023 | 2024 | 2025 | 2026 | 2027 | 2028 | 2029 | 2030
1 | North Scotland | 0 | 2.0022 | 2.6716 | 2.4302 | 2.8152 | 1.8982 | 1.7329 | 2.3056 | 2.3312 | 2.9089 | 2.8455 | 2.9914 | 3.1545 | 3.5262 | 2.7509 | 2.7541 | 2.857 | 3.0398 | 3.0919 | 3.1476
2 | Peterhead | 0 | 2.0022 | 2.6716 | 2.4302 | 2.8152 | 1.8982 | 1.7329 | 2.3056 | 2.3312 | 2.9089 | 2.8455 | 2.9914 | 3.1545 | 3.5262 | 2.7509 | 2.7541 | 2.857 | 3.0398 | 3.0919 | 3.1476
3 | Western Highland & Skye | 0 | 2.0022 | 2.6716 | 2.4302 | 2.8152 | 1.8982 | 1.7329 | 2.3056 | 2.3312 | 2.9089 | 2.8455 | 2.9914 | 3.1545 | 3.5262 | 2.7509 | 2.7541 | 2.857 | 3.0398 | 3.0919 | 3.1476
4 | Central Highlands | 0 | 2.0022 | 2.6716 | 2.4302 | 2.8152 | 1.8982 | 1.7329 | 2.3056 | 2.3312 | 2.9089 | 2.8455 | 2.9914 | 3.1545 | 3.5262 | 2.7509 | 2.7541 | 2.857 | 3.0398 | 3.0919 | 3.1476
5 | Argyll | 0 | 2.0022 | 2.6716 | 2.4302 | 2.8152 | 1.8982 | 1.7329 | 2.3056 | 2.3312 | 2.9089 | 2.8455 | 2.9914 | 3.1545 | 3.5262 | 2.7509 | 2.7541 | 2.857 | 3.0398 | 3.0919 | 3.1476
6 | Stirlingshire | 0 | 2.0022 | 2.6716 | 2.4302 | 2.8152 | 1.8982 | 1.7329 | 2.3056 | 2.3312 | 2.9089 | 2.8455 | 2.9914 | 3.1545 | 3.5262 | 2.7509 | 2.7541 | 2.857 | 3.0398 | 3.0919 | 3.1476
7 | South Scotland | 0 | 2.0022 | 2.6716 | 2.4302 | 2.8152 | 1.8982 | 1.7329 | 2.3056 | 2.3312 | 2.9089 | 2.8455 | 2.9914 | 3.1545 | 3.5262 | 2.7509 | 2.7541 | 2.857 | 3.0398 | 3.0919 | 3.1476
8 | Auchencrosh | 0 | 2.0022 | 2.6716 | 2.4302 | 2.8152 | 1.8982 | 1.7329 | 2.3056 | 2.3312 | 2.9089 | 2.8455 | 2.9914 | 3.1545 | 3.5262 | 2.7509 | 2.7541 | 2.857 | 3.0398 | 3.0919 | 3.1476
9 | Humber & Lancashire | 0 | 2.0022 | 2.6716 | 2.4302 | 2.8152 | 1.8982 | 1.7329 | 2.3056 | 2.3312 | 2.9089 | 2.8455 | 2.9914 | 3.1545 | 3.5262 | 2.7509 | 2.7541 | 2.857 | 3.0398 | 3.0919 | 3.1476
10 | North East England | 0 | 2.0022 | 2.6716 | 2.4302 | 2.8152 | 1.8982 | 1.7329 | 2.3056 | 2.3312 | 2.9089 | 2.8455 | 2.9914 | 3.1545 | 3.5262 | 2.7509 | 2.7541 | 2.857 | 3.0398 | 3.0919 | 3.1476
11 | Anglesey | 0 | 2.0022 | 2.6716 | 2.4302 | 2.8152 | 1.8982 | 1.7329 | 2.3056 | 2.3312 | 2.9089 | 2.8455 | 2.9914 | 3.1545 | 3.5262 | 2.7509 | 2.7541 | 2.857 | 3.0398 | 3.0919 | 3.1476
12 | Dinorwig | 0 | 2.0022 | 2.6716 | 2.4302 | 2.8152 | 1.8982 | 1.7329 | 2.3056 | 2.3312 | 2.9089 | 2.8455 | 2.9914 | 3.1545 | 3.5262 | 2.7509 | 2.7541 | 2.857 | 3.0398 | 3.0919 | 3.1476
13 | South Yorks & North Wales | 0 | 2.0022 | 2.6716 | 2.4302 | 2.8152 | 1.8982 | 1.7329 | 2.3056 | 2.3312 | 2.9089 | 2.8455 | 2.9914 | 3.1545 | 3.5262 | 2.7509 | 2.7541 | 2.857 | 3.0398 | 3.0919 | 3.1476
14 | Midlands | 0 | 2.0022 | 2.6716 | 2.4302 | 2.8152 | 1.8982 | 1.7329 | 2.3056 | 2.3312 | 2.9089 | 2.8455 | 2.9914 | 3.1545 | 3.5262 | 2.7509 | 2.7541 | 2.857 | 3.0398 | 3.0919 | 3.1476
15 | South Wales & Gloucester | 0 | 2.0022 | 2.6716 | 2.4302 | 2.8152 | 1.8982 | 1.7329 | 2.3056 | 2.3312 | 2.9089 | 2.8455 | 2.9914 | 3.1545 | 3.5262 | 2.7509 | 2.7541 | 2.857 | 3.0398 | 3.0919 | 3.1476
16 | Central London | 0 | 2.0022 | 2.6716 | 2.4302 | 2.8152 | 1.8982 | 1.7329 | 2.3056 | 2.3312 | 2.9089 | 2.8455 | 2.9914 | 3.1545 | 3.5262 | 2.7509 | 2.7541 | 2.857 | 3.0398 | 3.0919 | 3.1476
17 | South East | 0 | 2.0022 | 2.6716 | 2.4302 | 2.8152 | 1.8982 | 1.7329 | 2.3056 | 2.3312 | 2.9089 | 2.8455 | 2.9914 | 3.1545 | 3.5262 | 2.7509 | 2.7541 | 2.857 | 3.0398 | 3.0919 | 3.1476
18 | Oxon & South Coast | 0 | 2.0022 | 2.6716 | 2.4302 | 2.8152 | 1.8982 | 1.7329 | 2.3056 | 2.3312 | 2.9089 | 2.8455 | 2.9914 | 3.1545 | 3.5262 | 2.7509 | 2.7541 | 2.857 | 3.0398 | 3.0919 | 3.1476
19 | Wessex | 0 | 2.0022 | 2.6716 | 2.4302 | 2.8152 | 1.8982 | 1.7329 | 2.3056 | 2.3312 | 2.9089 | 2.8455 | 2.9914 | 3.1545 | 3.5262 | 2.7509 | 2.7541 | 2.857 | 3.0398 | 3.0919 | 3.1476
20 | Peninsula | 0 | 2.0022 | 2.6716 | 2.4302 | 2.8152 | 1.8982 | 1.7329 | 2.3056 | 2.3312 | 2.9089 | 2.8455 | 2.9914 | 3.1545 | 3.5262 | 2.7509 | 2.7541 | 2.857 | 3.0398 | 3.0919 | 3.1476
Generator Residual Zonal Tariff (£/kW)
Generation - Wider Tariffs in Y+5
Zone No. | Zone Name | 2011 | 2012 | 2013 | 2014 | 2015 | 2016 | 2017 | 2018 | 2019 | 2020 | 2021 | 2022 | 2023 | 2024 | 2025 | 2026 | 2027 | 2028 | 2029 | 2030
1 | North Scotland | 0 | 2.9966 | 2.1205 | 1.3371 | 2.5107 | 1.3226 | 0.715 | 0.64861 | 2.995 | 2.5012 | 2.8426 | 2.5881 | 2.9835 | 2.8092 | 2.9812 | 3.0203 | 2.857 | 3.0398 | 3.0919 | 3.1476
2 | Peterhead | 0 | 2.9966 | 2.1205 | 1.3371 | 2.5107 | 1.3226 | 0.715 | 0.64861 | 2.995 | 2.5012 | 2.8426 | 2.5881 | 2.9835 | 2.8092 | 2.9812 | 3.0203 | 2.857 | 3.0398 | 3.0919 | 3.1476
3 | Western Highland & Skye | 0 | 2.9966 | 2.1205 | 1.3371 | 2.5107 | 1.3226 | 0.715 | 0.64861 | 2.995 | 2.5012 | 2.8426 | 2.5881 | 2.9835 | 2.8092 | 2.9812 | 3.0203 | 2.857 | 3.0398 | 3.0919 | 3.1476
4 | Central Highlands | 0 | 2.9966 | 2.1205 | 1.3371 | 2.5107 | 1.3226 | 0.715 | 0.64861 | 2.995 | 2.5012 | 2.8426 | 2.5881 | 2.9835 | 2.8092 | 2.9812 | 3.0203 | 2.857 | 3.0398 | 3.0919 | 3.1476
5 | Argyll | 0 | 2.9966 | 2.1205 | 1.3371 | 2.5107 | 1.3226 | 0.715 | 0.64861 | 2.995 | 2.5012 | 2.8426 | 2.5881 | 2.9835 | 2.8092 | 2.9812 | 3.0203 | 2.857 | 3.0398 | 3.0919 | 3.1476
6 | Stirlingshire | 0 | 2.9966 | 2.1205 | 1.3371 | 2.5107 | 1.3226 | 0.715 | 0.64861 | 2.995 | 2.5012 | 2.8426 | 2.5881 | 2.9835 | 2.8092 | 2.9812 | 3.0203 | 2.857 | 3.0398 | 3.0919 | 3.1476
7 | South Scotland | 0 | 2.9966 | 2.1205 | 1.3371 | 2.5107 | 1.3226 | 0.715 | 0.64861 | 2.995 | 2.5012 | 2.8426 | 2.5881 | 2.9835 | 2.8092 | 2.9812 | 3.0203 | 2.857 | 3.0398 | 3.0919 | 3.1476
8 | Auchencrosh | 0 | 2.9966 | 2.1205 | 1.3371 | 2.5107 | 1.3226 | 0.715 | 0.64861 | 2.995 | 2.5012 | 2.8426 | 2.5881 | 2.9835 | 2.8092 | 2.9812 | 3.0203 | 2.857 | 3.0398 | 3.0919 | 3.1476
9 | Humber & Lancashire | 0 | 2.9966 | 2.1205 | 1.3371 | 2.5107 | 1.3226 | 0.715 | 0.64861 | 2.995 | 2.5012 | 2.8426 | 2.5881 | 2.9835 | 2.8092 | 2.9812 | 3.0203 | 2.857 | 3.0398 | 3.0919 | 3.1476
10 | North East England | 0 | 2.9966 | 2.1205 | 1.3371 | 2.5107 | 1.3226 | 0.715 | 0.64861 | 2.995 | 2.5012 | 2.8426 | 2.5881 | 2.9835 | 2.8092 | 2.9812 | 3.0203 | 2.857 | 3.0398 | 3.0919 | 3.1476
11 | Anglesey | 0 | 2.9966 | 2.1205 | 1.3371 | 2.5107 | 1.3226 | 0.715 | 0.64861 | 2.995 | 2.5012 | 2.8426 | 2.5881 | 2.9835 | 2.8092 | 2.9812 | 3.0203 | 2.857 | 3.0398 | 3.0919 | 3.1476
12 | Dinorwig | 0 | 2.9966 | 2.1205 | 1.3371 | 2.5107 | 1.3226 | 0.715 | 0.64861 | 2.995 | 2.5012 | 2.8426 | 2.5881 | 2.9835 | 2.8092 | 2.9812 | 3.0203 | 2.857 | 3.0398 | 3.0919 | 3.1476
13 | South Yorks & North Wales | 0 | 2.9966 | 2.1205 | 1.3371 | 2.5107 | 1.3226 | 0.715 | 0.64861 | 2.995 | 2.5012 | 2.8426 | 2.5881 | 2.9835 | 2.8092 | 2.9812 | 3.0203 | 2.857 | 3.0398 | 3.0919 | 3.1476
14 | Midlands | 0 | 2.9966 | 2.1205 | 1.3371 | 2.5107 | 1.3226 | 0.715 | 0.64861 | 2.995 | 2.5012 | 2.8426 | 2.5881 | 2.9835 | 2.8092 | 2.9812 | 3.0203 | 2.857 | 3.0398 | 3.0919 | 3.1476
15 | South Wales & Gloucester | 0 | 2.9966 | 2.1205 | 1.3371 | 2.5107 | 1.3226 | 0.715 | 0.64861 | 2.995 | 2.5012 | 2.8426 | 2.5881 | 2.9835 | 2.8092 | 2.9812 | 3.0203 | 2.857 | 3.0398 | 3.0919 | 3.1476
16 | Central London | 0 | 2.9966 | 2.1205 | 1.3371 | 2.5107 | 1.3226 | 0.715 | 0.64861 | 2.995 | 2.5012 | 2.8426 | 2.5881 | 2.9835 | 2.8092 | 2.9812 | 3.0203 | 2.857 | 3.0398 | 3.0919 | 3.1476
17 | South East | 0 | 2.9966 | 2.1205 | 1.3371 | 2.5107 | 1.3226 | 0.715 | 0.64861 | 2.995 | 2.5012 | 2.8426 | 2.5881 | 2.9835 | 2.8092 | 2.9812 | 3.0203 | 2.857 | 3.0398 | 3.0919 | 3.1476
18 | Oxon & South Coast | 0 | 2.9966 | 2.1205 | 1.3371 | 2.5107 | 1.3226 | 0.715 | 0.64861 | 2.995 | 2.5012 | 2.8426 | 2.5881 | 2.9835 | 2.8092 | 2.9812 | 3.0203 | 2.857 | 3.0398 | 3.0919 | 3.1476
19 | Wessex | 0 | 2.9966 | 2.1205 | 1.3371 | 2.5107 | 1.3226 | 0.715 | 0.64861 | 2.995 | 2.5012 | 2.8426 | 2.5881 | 2.9835 | 2.8092 | 2.9812 | 3.0203 | 2.857 | 3.0398 | 3.0919 | 3.1476
20 | Peninsula | 0 | 2.9966 | 2.1205 | 1.3371 | 2.5107 | 1.3226 | 0.715 | 0.64861 | 2.995 | 2.5012 | 2.8426 | 2.5881 | 2.9835 | 2.8092 | 2.9812 | 3.0203 | 2.857 | 3.0398 | 3.0919 | 3.1476
Generator YRNS Zonal Tariff (£/kW)
Generation - Wider Tariffs in Y+1
Zone No. | Zone Name | 2011 | 2012 | 2013 | 2014 | 2015 | 2016 | 2017 | 2018 | 2019 | 2020 | 2021 | 2022 | 2023 | 2024 | 2025 | 2026 | 2027 | 2028 | 2029 | 2030
1 | North Scotland | 0 | 0 | 0 | 0 | 0 | 0 | 0 | 0 | 0 | 0 | 0 | 0 | 0 | 0 | 0 | 0 | 0 | 0 | 0 | 0
2 | Peterhead | 0 | 0 | 0 | 0 | 0 | 0 | 0 | 0 | 0 | 0 | 0 | 0 | 0 | 0 | 0 | 0 | 0 | 0 | 0 | 0
3 | Western Highland & Skye | 0 | 0 | 0 | 0 | 0 | 0 | 0 | 0 | 0 | 0 | 0 | 0 | 0 | 0 | 0 | 0 | 0 | 0 | 0 | 0
4 | Central Highlands | 0 | 0 | 0 | 0 | 0 | 0 | 0 | 0 | 0 | 0 | 0 | 0 | 0 | 0 | 0 | 0 | 0 | 0 | 0 | 0
5 | Argyll | 0 | 0 | 0 | 0 | 0 | 0 | 0 | 0 | 0 | 0 | 0 | 0 | 0 | 0 | 0 | 0 | 0 | 0 | 0 | 0
6 | Stirlingshire | 0 | 0 | 0 | 0 | 0 | 0 | 0 | 0 | 0 | 0 | 0 | 0 | 0 | 0 | 0 | 0 | 0 | 0 | 0 | 0
7 | South Scotland | 0 | 0 | 0 | 0 | 0 | 0 | 0 | 0 | 0 | 0 | 0 | 0 | 0 | 0 | 0 | 0 | 0 | 0 | 0 | 0
8 | Auchencrosh | 0 | 0 | 0 | 0 | 0 | 0 | 0 | 0 | 0 | 0 | 0 | 0 | 0 | 0 | 0 | 0 | 0 | 0 | 0 | 0
9 | Humber & Lancashire | 0 | 0 | 0 | 0 | 0 | 0 | 0 | 0 | 0 | 0 | 0 | 0 | 0 | 0 | 0 | 0 | 0 | 0 | 0 | 0
10 | North East England | 0 | 0 | 0 | 0 | 0 | 0 | 0 | 0 | 0 | 0 | 0 | 0 | 0 | 0 | 0 | 0 | 0 | 0 | 0 | 0
11 | Anglesey | 0 | 0 | 0 | 0 | 0 | 0 | 0 | 0 | 0 | 0 | 0 | 0 | 0 | 0 | 0 | 0 | 0 | 0 | 0 | 0
12 | Dinorwig | 0 | 0 | 0 | 0 | 0 | 0 | 0 | 0 | 0 | 0 | 0 | 0 | 0 | 0 | 0 | 0 | 0 | 0 | 0 | 0
13 | South Yorks & North Wales | 0 | 0 | 0 | 0 | 0 | 0 | 0 | 0 | 0 | 0 | 0 | 0 | 0 | 0 | 0 | 0 | 0 | 0 | 0 | 0
14 | Midlands | 0 | 0 | 0 | 0 | 0 | 0 | 0 | 0 | 0 | 0 | 0 | 0 | 0 | 0 | 0 | 0 | 0 | 0 | 0 | 0
15 | South Wales & Gloucester | 0 | 0 | 0 | 0 | 0 | 0 | 0 | 0 | 0 | 0 | 0 | 0 | 0 | 0 | 0 | 0 | 0 | 0 | 0 | 0
16 | Central London | 0 | 0 | 0 | 0 | 0 | 0 | 0 | 0 | 0 | 0 | 0 | 0 | 0 | 0 | 0 | 0 | 0 | 0 | 0 | 0
17 | South East | 0 | 0 | 0 | 0 | 0 | 0 | 0 | 0 | 0 | 0 | 0 | 0 | 0 | 0 | 0 | 0 | 0 | 0 | 0 | 0
18 | Oxon & South Coast | 0 | 0 | 0 | 0 | 0 | 0 | 0 | 0 | 0 | 0 | 0 | 0 | 0 | 0 | 0 | 0 | 0 | 0 | 0 | 0
19 | Wessex | 0 | 0 | 0 | 0 | 0 | 0 | 0 | 0 | 0 | 0 | 0 | 0 | 0 | 0 | 0 | 0 | 0 | 0 | 0 | 0
20 | Peninsula | 0 | 0 | 0 | 0 | 0 | 0 | 0 | 0 | 0 | 0 | 0 | 0 | 0 | 0 | 0 | 0 | 0 | 0 | 0 | 0
Generator YRNS Zonal Tariff (£/kW)
Generation - Wider Tariffs in Y+5
Zone No. | Zone Name | 2011 | 2012 | 2013 | 2014 | 2015 | 2016 | 2017 | 2018 | 2019 | 2020 | 2021 | 2022 | 2023 | 2024 | 2025 | 2026 | 2027 | 2028 | 2029 | 2030
1 | North Scotland | 0 | 0 | 0 | 0 | 0 | 0 | 0 | 0 | 0 | 0 | 0 | 0 | 0 | 0 | 0 | 0 | 0 | 0 | 0 | 0
2 | Peterhead | 0 | 0 | 0 | 0 | 0 | 0 | 0 | 0 | 0 | 0 | 0 | 0 | 0 | 0 | 0 | 0 | 0 | 0 | 0 | 0
3 | Western Highland & Skye | 0 | 0 | 0 | 0 | 0 | 0 | 0 | 0 | 0 | 0 | 0 | 0 | 0 | 0 | 0 | 0 | 0 | 0 | 0 | 0
4 | Central Highlands | 0 | 0 | 0 | 0 | 0 | 0 | 0 | 0 | 0 | 0 | 0 | 0 | 0 | 0 | 0 | 0 | 0 | 0 | 0 | 0
5 | Argyll | 0 | 0 | 0 | 0 | 0 | 0 | 0 | 0 | 0 | 0 | 0 | 0 | 0 | 0 | 0 | 0 | 0 | 0 | 0 | 0
6 | Stirlingshire | 0 | 0 | 0 | 0 | 0 | 0 | 0 | 0 | 0 | 0 | 0 | 0 | 0 | 0 | 0 | 0 | 0 | 0 | 0 | 0
7 | South Scotland | 0 | 0 | 0 | 0 | 0 | 0 | 0 | 0 | 0 | 0 | 0 | 0 | 0 | 0 | 0 | 0 | 0 | 0 | 0 | 0
8 | Auchencrosh | 0 | 0 | 0 | 0 | 0 | 0 | 0 | 0 | 0 | 0 | 0 | 0 | 0 | 0 | 0 | 0 | 0 | 0 | 0 | 0
9 | Humber & Lancashire | 0 | 0 | 0 | 0 | 0 | 0 | 0 | 0 | 0 | 0 | 0 | 0 | 0 | 0 | 0 | 0 | 0 | 0 | 0 | 0
10 | North East England | 0 | 0 | 0 | 0 | 0 | 0 | 0 | 0 | 0 | 0 | 0 | 0 | 0 | 0 | 0 | 0 | 0 | 0 | 0 | 0
11 | Anglesey | 0 | 0 | 0 | 0 | 0 | 0 | 0 | 0 | 0 | 0 | 0 | 0 | 0 | 0 | 0 | 0 | 0 | 0 | 0 | 0
12 | Dinorwig | 0 | 0 | 0 | 0 | 0 | 0 | 0 | 0 | 0 | 0 | 0 | 0 | 0 | 0 | 0 | 0 | 0 | 0 | 0 | 0
13 | South Yorks & North Wales | 0 | 0 | 0 | 0 | 0 | 0 | 0 | 0 | 0 | 0 | 0 | 0 | 0 | 0 | 0 | 0 | 0 | 0 | 0 | 0
14 | Midlands | 0 | 0 | 0 | 0 | 0 | 0 | 0 | 0 | 0 | 0 | 0 | 0 | 0 | 0 | 0 | 0 | 0 | 0 | 0 | 0
15 | South Wales & Gloucester | 0 | 0 | 0 | 0 | 0 | 0 | 0 | 0 | 0 | 0 | 0 | 0 | 0 | 0 | 0 | 0 | 0 | 0 | 0 | 0
16 | Central London | 0 | 0 | 0 | 0 | 0 | 0 | 0 | 0 | 0 | 0 | 0 | 0 | 0 | 0 | 0 | 0 | 0 | 0 | 0 | 0
17 | South East | 0 | 0 | 0 | 0 | 0 | 0 | 0 | 0 | 0 | 0 | 0 | 0 | 0 | 0 | 0 | 0 | 0 | 0 | 0 | 0
18 | Oxon & South Coast | 0 | 0 | 0 | 0 | 0 | 0 | 0 | 0 | 0 | 0 | 0 | 0 | 0 | 0 | 0 | 0 | 0 | 0 | 0 | 0
19 | Wessex | 0 | 0 | 0 | 0 | 0 | 0 | 0 | 0 | 0 | 0 | 0 | 0 | 0 | 0 | 0 | 0 | 0 | 0 | 0 | 0
20 | Peninsula | 0 | 0 | 0 | 0 | 0 | 0 | 0 | 0 | 0 | 0 | 0 | 0 | 0 | 0 | 0 | 0 | 0 | 0 | 0 | 0

## Original 50%
Planning and build
| 2011 | 2012 | 2013 | 2014 | 2015 | 2016 | 2017 | 2018 | 2019 | 2020 | 2021 | 2022 | 2023 | 2024 | 2025 | 2026 | 2027 | 2028 | 2029 | 2030 | 2031
Planning | 4414.9 | 6909.5 | 13032.2738 | 13279.2157 | 34807.5042 | 35501.8202 | 33718.7728 | 35841.9914 | 36375.8372 | 19002.4395 | 10833.2853 | 4796.9915 | 4014.4395 | 115.8372 | 1.1e-05 | 1.2e-05 | 1.3e-05 | 28000 | 30400 | 30100 | 30100
Under construction | 0 | 3852.7 | 6865.9 | 5942.0879 | 9535.8114 | 8415.4915 | 7579.5594 | 8284.4395 | 12468.2853 | 14395.8372 | 16294.9914 | 16294.9914 | 15443.8372 | 11932.4395 | 3124.4395 | 115.8372 | 0 | 0 | 0 | 300 | 300
Operational | 0 | 4488.5689 | 5654.2423 | 12442.801 | 15489.4741 | 20851.9125 | 25347.4822 | 26841.7891 | 30526.101 | 32771.1134 | 40635.458 | 41112.766 | 43473.0476 | 47642.5205 | 57080.8736 | 60605.9562 | 61425.7311 | 62071.1816 | 62895.6352 | 63510.3372 | 63991.7268
(includes new embedded of) | 0 | 305.9721 | 621.6691 | 953.0429 | 1316.8835 | 1700.2794 | 2118.2272 | 2531.29 | 2973.6704 | 3436.1868 | 3888.8054 | 4336.6587 | 4794.732 | 5264.5437 | 5745.2733 | 6226.1101 | 6707.0553 | 7188.11 | 7669.2752 | 8150.552 | 8631.9416
| 2011 | 2012 | 2013 | 2014 | 2015 | 2016 | 2017 | 2018 | 2019 | 2020 | 2021 | 2022 | 2023 | 2024 | 2025 | 2026 | 2027 | 2028 | 2029 | 2030 | 2031
Cumulative new build | 0 | 4488.5689 | 5654.2423 | 12442.801 | 15489.4741 | 20851.9125 | 25347.4822 | 26841.7891 | 30526.101 | 32771.1134 | 40635.458 | 41112.766 | 43473.0476 | 47642.5205 | 57080.8736 | 60605.9562 | 61425.7311 | 62071.1816 | 62895.6352 | 63510.3372 | 63991.7268
Cumulative retirements | 0 | -551 | -9022 | -11191.0001 | -14036.0001 | -17069.5 | -23424 | -23939 | -25685 | -28995 | -30193 | -34127 | -36038 | -42157 | -43537 | -45087 | -46321 | -46321 | -46321 | -46321 | -49951
Cumulative net | 3937.2689 | -3368.0577 | 1251.501 | 1453.1742 | 3782.1125 | 1923.1822 | 2902.4891 | 4840.801 | 3775.8134 | 10442.158 | 6985.466 | 7434.7476 | 5485.2205 | 13543.5737 | 15518.6562 | 15104.4311 | 15749.8817 | 16574.3352 | 17189.0373 | 14040.4269 | 14040.4269
Capacity margins (note: includes interconnectors, but excludes embedded)
| 2011 | 2012 | 2013 | 2014 | 2015 | 2016 | 2017 | 2018 | 2019 | 2020 | 2021 | 2022 | 2023 | 2024 | 2025 | 2026 | 2027 | 2028 | 2029 | 2030 | 2031
Peak demand (GW) | 56.308 | 57.7 | 57.7068 | 57.673 | 57.5908 | 57.4171 | 57.4831 | 57.3399 | 57.4462 | 57.6321 | 57.6888 | 58.0065 | 58.1962 | 58.4079 | 58.5113 | 58.8065 | 59.1518 | 59.6997 | 60.1122 | 60.6868 | 60.7965
Total capacity (GW) | 84.825 | 88.9563 | 81.3353 | 85.6235 | 85.4613 | 87.4068 | 86.13 | 87.6962 | 89.1921 | 88.6646 | 94.8784 | 91.9738 | 91.965 | 89.5457 | 98.1233 | 99.6175 | 98.7224 | 98.8868 | 99.2301 | 99.3635 | 95.7335
De-rated capacity (GW) | 70.4418 | 72.227 | 64.7306 | 66.7111 | 65.3067 | 65.0361 | 60.6959 | 60.3946 | 61.1095 | 59.6504 | 65.1365 | 61.6003 | 61.4182 | 59.2186 | 65.2474 | 66.4466 | 65.3868 | 65.4115 | 65.463 | 65.483 | 62.216
Capacity margin | 50.64% | 54.17% | 40.95% | 48.46% | 48.39% | 52.23% | 49.84% | 52.94% | 55.26% | 53.85% | 64.47% | 58.56% | 58.03% | 53.31% | 67.7% | 69.4% | 66.9% | 65.64% | 65.07% | 63.73% | 57.47%
De-rated capacity margin | 25.1% | 25.18% | 12.17% | 15.67% | 13.4% | 13.27% | 5.589% | 5.327% | 6.377% | 3.502% | 12.91% | 6.195% | 5.536% | 1.388% | 11.51% | 12.99% | 10.54% | 9.567% | 8.901% | 7.903% | 2.335%
De-rated capacity (inc planning) | 70.4418 | 72.227 | 64.7306 | 66.7111 | 65.3067 | 65.0361 | 60.6959 | 60.3946 | 61.1095 | 59.6504 | 65.1365 | 61.6003 | 61.4182 | 59.2186 | 65.2474 | 66.4466 | 65.3868 | 65.4115 | 65.463 | 65.483 | 62.058
De-rated capacity margin (inc planning) | 25.1% | 25.18% | 12.17% | 15.67% | 13.4% | 13.27% | 5.589% | 5.327% | 6.377% | 3.502% | 12.91% | 6.195% | 5.536% | 1.388% | 11.51% | 12.99% | 10.54% | 9.567% | 8.901% | 7.903% | 2.075%
Annual demand (TWh) | 306.1776 | 313.7467 | 313.7835 | 313.5998 | 313.1527 | 312.2085 | 312.5671 | 311.7885 | 312.3668 | 313.3775 | 313.6857 | 315.4135 | 316.445 | 317.5958 | 318.158 | 319.7634 | 321.6411 | 324.6202 | 326.8629 | 329.9875 | 330.5841
Annual supply | 515.9905 | 536.4125 | 498.08 | 522.6978 | 522.6532 | 448.6083 | 446.3763 | 448.7425 | 459.2751 | 441.3426 | 484.4114 | 466.2953 | 475.0921 | 475.9809 | 525.2093 | 534.8047 | 527.127 | 527.5056 | 528.2961 | 528.6033 | 503.1643
Energy margin | 68.53% | 70.97% | 58.73% | 66.68% | 66.9% | 43.69% | 42.81% | 43.93% | 47.03% | 40.83% | 54.43% | 47.84% | 50.13% | 49.87% | 65.08% | 67.25% | 63.89% | 62.5% | 61.63% | 60.19% | 52.2%
Capacity margins - alternative basis (including embedded generation)
| 2011 | 2012 | 2013 | 2014 | 2015 | 2016 | 2017 | 2018 | 2019 | 2020 | 2021 | 2022 | 2023 | 2024 | 2025 | 2026 | 2027 | 2028 | 2029 | 2030 | 2031
Peak demand (GW) | 62.8149 | 64.4683 | 64.7512 | 65.0016 | 65.2229 | 65.3666 | 65.7729 | 65.9661 | 66.4236 | 66.9697 | 67.3837 | 68.0621 | 68.6155 | 69.1945 | 69.6685 | 70.3345 | 71.0507 | 71.9695 | 72.753 | 73.6988 | 74.1798
Total capacity (GW) | 93.4835 | 97.9208 | 90.6155 | 95.235 | 95.4367 | 97.7656 | 96.9067 | 98.886 | 100.8243 | 100.7593 | 107.4257 | 104.969 | 105.4183 | 103.4687 | 112.5271 | 114.5022 | 114.0879 | 114.7334 | 115.5579 | 116.1726 | 113.0239
De-rated capacity (GW) | 76.9487 | 78.9953 | 71.775 | 74.0397 | 72.9389 | 72.9856 | 68.9858 | 69.0209 | 70.0869 | 68.988 | 74.8314 | 71.6558 | 71.8375 | 70.0052 | 76.4047 | 77.9746 | 77.2857 | 77.6813 | 78.1038 | 78.495 | 75.5992
Capacity margin | 48.82% | 51.89% | 39.94% | 46.51% | 46.32% | 49.57% | 47.34% | 49.9% | 51.79% | 50.46% | 59.42% | 54.23% | 53.64% | 49.53% | 61.52% | 62.8% | 60.57% | 59.42% | 58.84% | 57.63% | 52.36%
De-rated capacity margin | 22.5% | 22.53% | 10.85% | 13.9% | 11.83% | 11.66% | 4.885% | 4.631% | 5.515% | 3.014% | 11.05% | 5.28% | 4.696% | 1.172% | 9.669% | 10.86% | 8.775% | 7.936% | 7.355% | 6.508% | 1.914%
De-rated capacity (inc planning) | 76.9487 | 78.9953 | 71.775 | 74.0397 | 72.9389 | 72.9856 | 68.9858 | 69.0209 | 70.0869 | 68.988 | 74.8314 | 71.6558 | 71.8375 | 70.0052 | 76.4047 | 77.9746 | 77.2857 | 77.6813 | 78.1038 | 78.495 | 75.4413
De-rated capacity margin (inc planning) | 22.5% | 22.53% | 10.85% | 13.9% | 11.83% | 11.66% | 4.885% | 4.631% | 5.515% | 3.014% | 11.05% | 5.28% | 4.696% | 1.172% | 9.669% | 10.86% | 8.775% | 7.936% | 7.355% | 6.508% | 1.701%
Annual demand (TWh) | 344.9089 | 354.0067 | 355.6754 | 357.1985 | 358.628 | 359.6752 | 362.1642 | 363.5403 | 366.4108 | 369.8026 | 372.4574 | 376.5223 | 379.9271 | 383.4927 | 386.5083 | 390.5679 | 394.9006 | 400.3354 | 405.0347 | 410.6166 | 413.6712
Chart mappings
Plant type | Chart mapping
CHP | Gas
AGT | OCGT
Oil | Oil
Hydro | Other renewable
PS | PS
Nuclear | Nuclear
CCGT | Gas
OCGT | OCGT
Coal | Coal
Coal + CCS | CCS
CCGT + CCS | CCS
Onshore wind (unclassified) | Onshore wind
Offshore wind (unclassified) | Offshore wind
Onshore wind | Onshore wind
Onshore wind (Medium) | Onshore wind
Onshore wind (Low) | Onshore wind
Offshore wind | Offshore wind
Offshore wind (Low) | Offshore wind
Wave | Other renewable
Tidal Stream | Other renewable
Tidal Range | Other renewable
Sewage gas | Other renewable
Solar | Other renewable
Biomass regular | Other renewable
Biomass energy crop | Other renewable
Biowaste | Other renewable
Biogas | Other renewable
Biodiesel | Other renewable
Biomass ACT | Other renewable
Biomass AD | Other renewable
Biomass regular (CHP) | Other renewable
Biomass energy crop (CHP) | Other renewable
Biowaste (CHP) | Other renewable
Biogas (CHP) | Other renewable
Biodiesel (CHP) | Other renewable
Biomass ACT (CHP) | Other renewable
Biomass AD (CHP) | Other renewable
Landfill gas | Other renewable
Hydro (small scale) | Other renewable
Geopressure | Other renewable
Standard gasification or pyrolysis | Other renewable
Other unspecified | Other renewable
Geothermal | Other renewable
Microgeneration | Other renewable
Other ROC | Other renewable
Non-ROC | Other renewable
Embedded CHP | Gas
Embedded Gas | Gas
Embedded offshore wind | Offshore wind
Embedded onshore wind | Onshore wind
Embedded biomass | Other renewable
Embedded tidal and wave | Other renewable
Embedded hydro | Other renewable
Capacity mix by plant type
| 2011 | 2012 | 2013 | 2014 | 2015 | 2016 | 2017 | 2018 | 2019 | 2020 | 2021 | 2022 | 2023 | 2024 | 2025 | 2026 | 2027 | 2028 | 2029 | 2030 | 2031
CHP | 2101 | 2101 | 1673 | 1673 | 1673 | 2163 | 2163 | 2163 | 2163 | 2163 | 2163 | 2163 | 2163 | 2163 | 2163 | 2163 | 2163 | 2163 | 2163 | 2163 | 2163
AGT | 0 | 0 | 0 | 0 | 0 | 0 | 0 | 0 | 0 | 0 | 0 | 0 | 0 | 0 | 0 | 0 | 0 | 0 | 0 | 0 | 0
Oil | 3263 | 3263 | 875 | 875 | 875 | 3e-06 | 3e-06 | 3e-06 | 3e-06 | 3e-06 | 3e-06 | 3e-06 | 3e-06 | 3e-06 | 3e-06 | 3e-06 | 3e-06 | 3e-06 | 3e-06 | 3e-06 | 3e-06
Hydro | 1072 | 1072 | 1072 | 1072 | 1072 | 1190 | 1190 | 1190 | 1190 | 1190 | 1190 | 1190 | 1190 | 1190 | 1190 | 1190 | 1190 | 1190 | 1190 | 1190 | 1190
PS | 2744 | 2744 | 2744 | 2744 | 2744 | 2744 | 2744 | 2744 | 2744 | 2744 | 2744 | 2744 | 2744 | 2744 | 2744 | 2744 | 2744 | 2744 | 2744 | 2744 | 2744
Nuclear | 10561 | 10561 | 9946 | 9946 | 9456 | 9456 | 9456 | 9456 | 8375 | 7635 | 9305 | 9305 | 10975 | 10310 | 11980 | 14830 | 14830 | 14830 | 14830 | 14830 | 11200
CCGT | 28984 | 31189 | 30385 | 33557 | 34027 | 33627 | 33577 | 33062 | 34797 | 33897 | 39497 | 39497 | 38728 | 37103 | 35723 | 34173 | 32939 | 32939 | 32939 | 32939 | 32939
OCGT | 1198 | 1198 | 1198 | 1130 | 1096 | 802 | 802 | 802 | 802 | 802 | 802 | 802 | 802 | 643 | 643 | 643 | 643 | 643 | 643 | 643 | 643
Coal | 27543 | 26992 | 22756 | 21435 | 19114 | 17649.5 | 12105 | 12105 | 12105 | 12105 | 10907 | 6973 | 5831 | 3831 | 3831 | 3831 | 3831 | 3831 | 3831 | 3831 | 3831
Coal + CCS | 5e-06 | 5e-06 | 5e-06 | 5e-06 | 300 | 1100 | 1100 | 1100 | 1100 | 1100 | 1100 | 1100 | 1100 | 2100 | 5040 | 5040 | 5040 | 5040 | 5040 | 5040 | 5040
CCGT + CCS | 4e-06 | 4e-06 | 4e-06 | 4e-06 | 4e-06 | 4e-06 | 4e-06 | 4e-06 | 4e-06 | 4e-06 | 4e-06 | 4e-06 | 4e-06 | 1000 | 4293 | 4293 | 4293 | 4293 | 4293 | 4293 | 4293
Onshore wind (unclassified) | 0 | 0 | 0 | 0 | 0 | 0 | 0 | 0 | 0 | 0 | 0 | 0 | 0 | 0 | 0 | 0 | 0 | 0 | 0 | 0 | 0
Offshore wind (unclassified) | 0 | 0 | 0 | 0 | 0 | 0 | 0 | 0 | 0 | 0 | 0 | 0 | 0 | 0 | 0 | 0 | 0 | 0 | 0 | 0 | 0
Onshore wind | 2423 | 2602.9968 | 3452.9732 | 4096.1581 | 4941.9907 | 5808.0331 | 8058.655 | 8135.8991 | 8377.8307 | 8490.3266 | 8632.0527 | 8661.5074 | 8893.7157 | 8923.3768 | 9073.0004 | 9267.2462 | 9606.0758 | 9770.4718 | 10113.7601 | 10247.1853 | 10247.1853
Onshore wind (Medium) | 0 | 0 | 0 | 0 | 0 | 0 | 0 | 0 | 0 | 0 | 0 | 0 | 0 | 0 | 0 | 0 | 0 | 0 | 0 | 0 | 0
Onshore wind (Low) | 0 | 0 | 0 | 0 | 0 | 0 | 0 | 0 | 0 | 0 | 0 | 0 | 0 | 0 | 0 | 0 | 0 | 0 | 0 | 0 | 0
Offshore wind | 1391 | 3188.3 | 3188.3 | 5050.3 | 5882.3 | 7680.3 | 8484.3 | 9488.3 | 10088.3 | 10088.3 | 10088.3 | 10088.3 | 10088.3 | 10088.3 | 10993.3 | 10993.3 | 10993.3 | 10993.3 | 10993.3 | 10993.3 | 10993.3
Offshore wind (Low) | 0 | 0 | 0 | 0 | 0 | 0 | 0 | 0 | 0 | 0 | 0 | 0 | 0 | 0 | 0 | 0 | 0 | 0 | 0 | 0 | 0
Wave | 2e-06 | 2e-06 | 2e-06 | 2e-06 | 2e-06 | 2e-06 | 2e-06 | 2e-06 | 2e-06 | 2e-06 | 2e-06 | 2e-06 | 2e-06 | 2e-06 | 2e-06 | 2e-06 | 2e-06 | 2e-06 | 2e-06 | 2e-06 | 2e-06
Tidal Stream | 10 | 10 | 10 | 10 | 10 | 10 | 10 | 10 | 10 | 10 | 10 | 10 | 10 | 10 | 10 | 10 | 10 | 10 | 10 | 10 | 10
Tidal Range | 0 | 0 | 0 | 0 | 0 | 0 | 0 | 0 | 0 | 0 | 0 | 0 | 0 | 0 | 0 | 0 | 0 | 0 | 0 | 0 | 0
Sewage gas | 0 | 0 | 0 | 0 | 0 | 0 | 0 | 0 | 0 | 0 | 0 | 0 | 0 | 0 | 0 | 0 | 0 | 0 | 0 | 0 | 0
Solar | 0 | 0 | 0 | 0 | 0 | 0 | 0 | 0 | 0 | 0 | 0 | 0 | 0 | 0 | 0 | 0 | 0 | 0 | 0 | 0 | 0
Biomass regular | 97 | 97 | 97 | 97 | 332 | 1239 | 1502 | 1502 | 1502 | 1502 | 1502 | 1502 | 1502 | 1502 | 1502 | 1502 | 1502 | 1502 | 1502 | 1502 | 1502
Biomass energy crop | 0 | 0 | 0 | 0 | 0 | 0 | 0 | 0 | 0 | 0 | 0 | 0 | 0 | 0 | 0 | 0 | 0 | 0 | 0 | 0 | 0
Biowaste | 0 | 0 | 0 | 0 | 0 | 0 | 0 | 0 | 0 | 0 | 0 | 0 | 0 | 0 | 0 | 0 | 0 | 0 | 0 | 0 | 0
Biogas | 0 | 0 | 0 | 0 | 0 | 0 | 0 | 0 | 0 | 0 | 0 | 0 | 0 | 0 | 0 | 0 | 0 | 0 | 0 | 0 | 0
Biodiesel | 0 | 0 | 0 | 0 | 0 | 0 | 0 | 0 | 0 | 0 | 0 | 0 | 0 | 0 | 0 | 0 | 0 | 0 | 0 | 0 | 0
Biomass ACT | 0 | 0 | 0 | 0 | 0 | 0 | 0 | 0 | 0 | 0 | 0 | 0 | 0 | 0 | 0 | 0 | 0 | 0 | 0 | 0 | 0
Biomass AD | 0 | 0 | 0 | 0 | 0 | 0 | 0 | 0 | 0 | 0 | 0 | 0 | 0 | 0 | 0 | 0 | 0 | 0 | 0 | 0 | 0
Biomass regular (CHP) | 0 | 0 | 0 | 0 | 0 | 0 | 0 | 0 | 0 | 0 | 0 | 0 | 0 | 0 | 0 | 0 | 0 | 0 | 0 | 0 | 0
Biomass energy crop (CHP) | 0 | 0 | 0 | 0 | 0 | 0 | 0 | 0 | 0 | 0 | 0 | 0 | 0 | 0 | 0 | 0 | 0 | 0 | 0 | 0 | 0
Biowaste (CHP) | 0 | 0 | 0 | 0 | 0 | 0 | 0 | 0 | 0 | 0 | 0 | 0 | 0 | 0 | 0 | 0 | 0 | 0 | 0 | 0 | 0
Biogas (CHP) | 0 | 0 | 0 | 0 | 0 | 0 | 0 | 0 | 0 | 0 | 0 | 0 | 0 | 0 | 0 | 0 | 0 | 0 | 0 | 0 | 0
Biodiesel (CHP) | 0 | 0 | 0 | 0 | 0 | 0 | 0 | 0 | 0 | 0 | 0 | 0 | 0 | 0 | 0 | 0 | 0 | 0 | 0 | 0 | 0
Biomass ACT (CHP) | 0 | 0 | 0 | 0 | 0 | 0 | 0 | 0 | 0 | 0 | 0 | 0 | 0 | 0 | 0 | 0 | 0 | 0 | 0 | 0 | 0
Biomass AD (CHP) | 0 | 0 | 0 | 0 | 0 | 0 | 0 | 0 | 0 | 0 | 0 | 0 | 0 | 0 | 0 | 0 | 0 | 0 | 0 | 0 | 0
Landfill gas | 0 | 0 | 0 | 0 | 0 | 0 | 0 | 0 | 0 | 0 | 0 | 0 | 0 | 0 | 0 | 0 | 0 | 0 | 0 | 0 | 0
Hydro (small scale) | 0 | 0 | 0 | 0 | 0 | 0 | 0 | 0 | 0 | 0 | 0 | 0 | 0 | 0 | 0 | 0 | 0 | 0 | 0 | 0 | 0
Geopressure | 0 | 0 | 0 | 0 | 0 | 0 | 0 | 0 | 0 | 0 | 0 | 0 | 0 | 0 | 0 | 0 | 0 | 0 | 0 | 0 | 0
Standard gasification or pyrolysis | 0 | 0 | 0 | 0 | 0 | 0 | 0 | 0 | 0 | 0 | 0 | 0 | 0 | 0 | 0 | 0 | 0 | 0 | 0 | 0 | 0
Other unspecified | 0 | 0 | 0 | 0 | 0 | 0 | 0 | 0 | 0 | 0 | 0 | 0 | 0 | 0 | 0 | 0 | 0 | 0 | 0 | 0 | 0
Geothermal | 0 | 0 | 0 | 0 | 0 | 0 | 0 | 0 | 0 | 0 | 0 | 0 | 0 | 0 | 0 | 0 | 0 | 0 | 0 | 0 | 0
Microgeneration | 0 | 0 | 0 | 0 | 0 | 0 | 0 | 0 | 0 | 0 | 0 | 0 | 0 | 0 | 0 | 0 | 0 | 0 | 0 | 0 | 0
Other ROC | 0 | 0 | 0 | 0 | 0 | 0 | 0 | 0 | 0 | 0 | 0 | 0 | 0 | 0 | 0 | 0 | 0 | 0 | 0 | 0 | 0
Non-ROC | 0 | 0 | 0 | 0 | 0 | 0 | 0 | 0 | 0 | 0 | 0 | 0 | 0 | 0 | 0 | 0 | 0 | 0 | 0 | 0 | 0
Embedded CHP | 4639.9231 | 4832.2308 | 5024.5385 | 5216.8462 | 5409.1538 | 5601.4615 | 5793.7692 | 5986.0769 | 6178.3846 | 6370.6923 | 6563 | 6763 | 6963 | 7163 | 7363 | 7563 | 7763 | 7963 | 8163 | 8363 | 8563
Embedded Gas | 300 | 300 | 300 | 300 | 300 | 300 | 300 | 300 | 300 | 300 | 300 | 300 | 300 | 300 | 300 | 300 | 300 | 300 | 300 | 300 | 300
Embedded offshore wind | 0 | 0 | 0 | 0 | 0 | 0 | 0 | 0 | 0 | 0 | 0 | 0 | 0 | 0 | 0 | 0 | 0 | 0 | 0 | 0 | 0
Embedded onshore wind | 1569.6523 | 1569.6523 | 1569.6523 | 1569.6523 | 1569.6523 | 1569.6523 | 1569.6523 | 1569.6523 | 1569.6523 | 1569.6523 | 1569.6523 | 1569.6523 | 1569.6523 | 1569.6523 | 1569.6523 | 1569.6523 | 1569.6523 | 1569.6523 | 1569.6523 | 1569.6523 | 1569.6523
Embedded biomass | 1607.2399 | 1690.9043 | 1794.2936 | 1903.3597 | 2028.3926 | 2166.5808 | 2313.221 | 2468.3611 | 2633.3535 | 2803.5623 | 2973.8731 | 3144.2871 | 3314.8052 | 3485.4285 | 3656.1581 | 3826.9949 | 3997.9401 | 4168.9947 | 4340.1599 | 4511.4368 | 4682.8264
Embedded tidal and wave | 0.5 | 20.5 | 30.5 | 50.5 | 87 | 129.9 | 179.9 | 235.515 | 310.5953 | 400.5953 | 480.5953 | 548.0345 | 625.5897 | 714.7782 | 814.7782 | 914.7782 | 1014.7782 | 1114.7782 | 1214.7782 | 1314.7782 | 1414.7782
Embedded hydro | 541.202 | 551.202 | 561.202 | 571.202 | 581.202 | 591.202 | 620.202 | 630.202 | 640.202 | 650.202 | 660.202 | 670.202 | 680.202 | 690.202 | 700.202 | 710.202 | 720.202 | 730.202 | 740.202 | 750.202 | 760.202
Total | 90045.5173 | 93982.7862 | 86677.4596 | 91297.0183 | 91498.6915 | 93827.6298 | 91968.6995 | 92948.0065 | 94886.3183 | 93821.3307 | 100487.6754 | 97030.9833 | 97480.265 | 95530.7379 | 103589.091 | 105564.1736 | 105149.9485 | 105795.399 | 106619.8526 | 107234.5546 | 104085.9442
Biomass co-firing | 1646.1 | 1646.1 | 1393.1 | 1393.1 | 583.1 | 1642.75 | 1157.75 | 1157.75 | 1157.75 | 1157.75 | 2115.5 | 2115.5 | 2115.5 | 1915.5 | 1915.5 | 1915.5 | 1915.5 | 1915.5 | 1915.5 | 1915.5 | 1915.5
Capacity mix by charting type
| 2011 | 2012 | 2013 | 2014 | 2015 | 2016 | 2017 | 2018 | 2019 | 2020 | 2021 | 2022 | 2023 | 2024 | 2025 | 2026 | 2027 | 2028 | 2029 | 2030 | 2031
Gas | 36024.9231 | 38422.2308 | 37382.5385 | 40746.8462 | 41409.1539 | 41691.4616 | 41833.7692 | 41511.077 | 43438.3846 | 42730.6923 | 48523 | 48723 | 48154 | 46729 | 45549 | 44199 | 43165 | 43365 | 43565 | 43765 | 43965
Coal | 27543 | 26992 | 22756 | 21435 | 19114 | 17649.5 | 12105 | 12105 | 12105 | 12105 | 10907 | 6973 | 5831 | 3831 | 3831 | 3831 | 3831 | 3831 | 3831 | 3831 | 3831
Oil | 3263 | 3263 | 875 | 875 | 875 | 3e-06 | 3e-06 | 3e-06 | 3e-06 | 3e-06 | 3e-06 | 3e-06 | 3e-06 | 3e-06 | 3e-06 | 3e-06 | 3e-06 | 3e-06 | 3e-06 | 3e-06 | 3e-06
OCGT | 1198 | 1198 | 1198 | 1130 | 1096 | 802 | 802 | 802 | 802 | 802 | 802 | 802 | 802 | 643 | 643 | 643 | 643 | 643 | 643 | 643 | 643
PS | 2744 | 2744 | 2744 | 2744 | 2744 | 2744 | 2744 | 2744 | 2744 | 2744 | 2744 | 2744 | 2744 | 2744 | 2744 | 2744 | 2744 | 2744 | 2744 | 2744 | 2744
Nuclear | 10561 | 10561 | 9946 | 9946 | 9456 | 9456 | 9456 | 9456 | 8375 | 7635 | 9305 | 9305 | 10975 | 10310 | 11980 | 14830 | 14830 | 14830 | 14830 | 14830 | 11200
CCS | 9e-06 | 9e-06 | 9e-06 | 9e-06 | 300 | 1100 | 1100 | 1100 | 1100 | 1100 | 1100 | 1100 | 1100 | 3100 | 9333 | 9333 | 9333 | 9333 | 9333 | 9333 | 9333
Onshore wind | 3992.6523 | 4172.649 | 5022.6255 | 5665.8103 | 6511.643 | 7377.6854 | 9628.3072 | 9705.5513 | 9947.4829 | 10059.9788 | 10201.7049 | 10231.1596 | 10463.3679 | 10493.029 | 10642.6527 | 10836.8984 | 11175.7281 | 11340.124 | 11683.4123 | 11816.8375 | 11816.8375
Offshore wind | 1391 | 3188.3 | 3188.3 | 5050.3 | 5882.3 | 7680.3 | 8484.3 | 9488.3 | 10088.3 | 10088.3 | 10088.3 | 10088.3 | 10088.3 | 10088.3 | 10993.3 | 10993.3 | 10993.3 | 10993.3 | 10993.3 | 10993.3 | 10993.3
Other renewable | 3327.9419 | 3441.6063 | 3564.9956 | 3704.0617 | 4110.5946 | 5326.6829 | 5815.323 | 6036.0781 | 6286.1507 | 6556.3595 | 6816.6704 | 7064.5237 | 7322.597 | 7592.4087 | 7873.1383 | 8153.9751 | 8434.9203 | 8715.9749 | 8997.1401 | 9278.417 | 9559.8066
Total | 90045.5173 | 93982.7862 | 86677.4596 | 91297.0183 | 91498.6915 | 93827.6298 | 91968.6995 | 92948.0065 | 94886.3183 | 93821.3307 | 100487.6754 | 97030.9833 | 97480.265 | 95530.7379 | 103589.091 | 105564.1736 | 105149.9485 | 105795.399 | 106619.8526 | 107234.5546 | 104085.9442
Cumulative new build by plant type
| 2011 | 2012 | 2013 | 2014 | 2015 | 2016 | 2017 | 2018 | 2019 | 2020 | 2021 | 2022 | 2023 | 2024 | 2025 | 2026 | 2027 | 2028 | 2029 | 2030 | 2031
CHP | 0 | 0 | 0 | 0 | 0 | 490 | 490 | 490 | 490 | 490 | 490 | 490 | 490 | 490 | 490 | 490 | 490 | 490 | 490 | 490 | 490
AGT | 0 | 0 | 0 | 0 | 0 | 0 | 0 | 0 | 0 | 0 | 0 | 0 | 0 | 0 | 0 | 0 | 0 | 0 | 0 | 0 | 0
Oil | 0 | 0 | 0 | 0 | 0 | 0 | 0 | 0 | 0 | 0 | 0 | 0 | 0 | 0 | 0 | 0 | 0 | 0 | 0 | 0 | 0
Hydro | 0 | 0 | 0 | 0 | 0 | 118 | 118 | 118 | 118 | 118 | 118 | 118 | 118 | 118 | 118 | 118 | 118 | 118 | 118 | 118 | 118
PS | 0 | 0 | 0 | 0 | 0 | 0 | 0 | 0 | 0 | 0 | 0 | 0 | 0 | 0 | 0 | 0 | 0 | 0 | 0 | 0 | 0
Nuclear | 0 | 0 | 0 | 0 | 0 | 0 | 0 | 0 | 0 | 1670 | 3340 | 3340 | 5010 | 6680 | 8350 | 11200 | 11200 | 11200 | 11200 | 11200 | 11200
CCGT | 0 | 2205 | 2205 | 6157 | 6627 | 6627 | 7387 | 7387 | 9787 | 9787 | 15387 | 15387 | 15387 | 15387 | 15387 | 15387 | 15387 | 15387 | 15387 | 15387 | 15387
OCGT | 0 | 0 | 0 | 0 | 0 | 0 | 0 | 0 | 0 | 0 | 0 | 0 | 0 | 0 | 0 | 0 | 0 | 0 | 0 | 0 | 0
Coal | 0 | 0 | 0 | 0 | 0 | 0 | 0 | 0 | 0 | 0 | 0 | 0 | 0 | 0 | 0 | 0 | 0 | 0 | 0 | 0 | 0
Coal + CCS | 0 | 0 | 0 | 0 | 300 | 1100 | 1100 | 1100 | 1100 | 1100 | 1100 | 1100 | 1100 | 2100 | 5040 | 5040 | 5040 | 5040 | 5040 | 5040 | 5040
CCGT + CCS | 0 | 0 | 0 | 0 | 0 | 0 | 0 | 0 | 0 | 0 | 0 | 0 | 0 | 1000 | 4293 | 4293 | 4293 | 4293 | 4293 | 4293 | 4293
Onshore wind (unclassified) | 0 | 0 | 0 | 0 | 0 | 0 | 0 | 0 | 0 | 0 | 0 | 0 | 0 | 0 | 0 | 0 | 0 | 0 | 0 | 0 | 0
Offshore wind (unclassified) | 0 | 0 | 0 | 0 | 0 | 0 | 0 | 0 | 0 | 0 | 0 | 0 | 0 | 0 | 0 | 0 | 0 | 0 | 0 | 0 | 0
Onshore wind | 0 | 180.2968 | 1030.2732 | 1673.4581 | 2519.2907 | 3385.3331 | 5635.955 | 5713.1991 | 5955.1306 | 6067.6266 | 6209.3526 | 6238.8073 | 6471.0156 | 6500.6768 | 6650.3004 | 6844.5461 | 7183.3758 | 7347.7717 | 7691.0601 | 7824.4853 | 7824.4853
Onshore wind (Medium) | 0 | 0 | 0 | 0 | 0 | 0 | 0 | 0 | 0 | 0 | 0 | 0 | 0 | 0 | 0 | 0 | 0 | 0 | 0 | 0 | 0
Onshore wind (Low) | 0 | 0 | 0 | 0 | 0 | 0 | 0 | 0 | 0 | 0 | 0 | 0 | 0 | 0 | 0 | 0 | 0 | 0 | 0 | 0 | 0
Offshore wind | 0 | 1797.3 | 1797.3 | 3659.3 | 4491.3 | 6289.3 | 7093.3 | 8097.3 | 8697.3 | 8697.3 | 8697.3 | 8697.3 | 8697.3 | 8697.3 | 9602.3 | 9602.3 | 9602.3 | 9602.3 | 9602.3 | 9602.3 | 9602.3
Offshore wind (Low) | 0 | 0 | 0 | 0 | 0 | 0 | 0 | 0 | 0 | 0 | 0 | 0 | 0 | 0 | 0 | 0 | 0 | 0 | 0 | 0 | 0
Wave | 0 | 0 | 0 | 0 | 0 | 0 | 0 | 0 | 0 | 0 | 0 | 0 | 0 | 0 | 0 | 0 | 0 | 0 | 0 | 0 | 0
Tidal Stream | 0 | 0 | 0 | 0 | 0 | 0 | 0 | 0 | 0 | 0 | 0 | 0 | 0 | 0 | 0 | 0 | 0 | 0 | 0 | 0 | 0
Tidal Range | 0 | 0 | 0 | 0 | 0 | 0 | 0 | 0 | 0 | 0 | 0 | 0 | 0 | 0 | 0 | 0 | 0 | 0 | 0 | 0 | 0
Sewage gas | 0 | 0 | 0 | 0 | 0 | 0 | 0 | 0 | 0 | 0 | 0 | 0 | 0 | 0 | 0 | 0 | 0 | 0 | 0 | 0 | 0
Solar | 0 | 0 | 0 | 0 | 0 | 0 | 0 | 0 | 0 | 0 | 0 | 0 | 0 | 0 | 0 | 0 | 0 | 0 | 0 | 0 | 0
Biomass regular | 0 | 0 | 0 | 0 | 235 | 1142 | 1405 | 1405 | 1405 | 1405 | 1405 | 1405 | 1405 | 1405 | 1405 | 1405 | 1405 | 1405 | 1405 | 1405 | 1405
Biomass energy crop | 0 | 0 | 0 | 0 | 0 | 0 | 0 | 0 | 0 | 0 | 0 | 0 | 0 | 0 | 0 | 0 | 0 | 0 | 0 | 0 | 0
Biowaste | 0 | 0 | 0 | 0 | 0 | 0 | 0 | 0 | 0 | 0 | 0 | 0 | 0 | 0 | 0 | 0 | 0 | 0 | 0 | 0 | 0
Biogas | 0 | 0 | 0 | 0 | 0 | 0 | 0 | 0 | 0 | 0 | 0 | 0 | 0 | 0 | 0 | 0 | 0 | 0 | 0 | 0 | 0
Biodiesel | 0 | 0 | 0 | 0 | 0 | 0 | 0 | 0 | 0 | 0 | 0 | 0 | 0 | 0 | 0 | 0 | 0 | 0 | 0 | 0 | 0
Biomass ACT | 0 | 0 | 0 | 0 | 0 | 0 | 0 | 0 | 0 | 0 | 0 | 0 | 0 | 0 | 0 | 0 | 0 | 0 | 0 | 0 | 0
Biomass AD | 0 | 0 | 0 | 0 | 0 | 0 | 0 | 0 | 0 | 0 | 0 | 0 | 0 | 0 | 0 | 0 | 0 | 0 | 0 | 0 | 0
Biomass regular (CHP) | 0 | 0 | 0 | 0 | 0 | 0 | 0 | 0 | 0 | 0 | 0 | 0 | 0 | 0 | 0 | 0 | 0 | 0 | 0 | 0 | 0
Biomass energy crop (CHP) | 0 | 0 | 0 | 0 | 0 | 0 | 0 | 0 | 0 | 0 | 0 | 0 | 0 | 0 | 0 | 0 | 0 | 0 | 0 | 0 | 0
Biowaste (CHP) | 0 | 0 | 0 | 0 | 0 | 0 | 0 | 0 | 0 | 0 | 0 | 0 | 0 | 0 | 0 | 0 | 0 | 0 | 0 | 0 | 0
Biogas (CHP) | 0 | 0 | 0 | 0 | 0 | 0 | 0 | 0 | 0 | 0 | 0 | 0 | 0 | 0 | 0 | 0 | 0 | 0 | 0 | 0 | 0
Biodiesel (CHP) | 0 | 0 | 0 | 0 | 0 | 0 | 0 | 0 | 0 | 0 | 0 | 0 | 0 | 0 | 0 | 0 | 0 | 0 | 0 | 0 | 0
Biomass ACT (CHP) | 0 | 0 | 0 | 0 | 0 | 0 | 0 | 0 | 0 | 0 | 0 | 0 | 0 | 0 | 0 | 0 | 0 | 0 | 0 | 0 | 0
Biomass AD (CHP) | 0 | 0 | 0 | 0 | 0 | 0 | 0 | 0 | 0 | 0 | 0 | 0 | 0 | 0 | 0 | 0 | 0 | 0 | 0 | 0 | 0
Landfill gas | 0 | 0 | 0 | 0 | 0 | 0 | 0 | 0 | 0 | 0 | 0 | 0 | 0 | 0 | 0 | 0 | 0 | 0 | 0 | 0 | 0
Hydro (small scale) | 0 | 0 | 0 | 0 | 0 | 0 | 0 | 0 | 0 | 0 | 0 | 0 | 0 | 0 | 0 | 0 | 0 | 0 | 0 | 0 | 0
Geopressure | 0 | 0 | 0 | 0 | 0 | 0 | 0 | 0 | 0 | 0 | 0 | 0 | 0 | 0 | 0 | 0 | 0 | 0 | 0 | 0 | 0
Standard gasification or pyrolysis | 0 | 0 | 0 | 0 | 0 | 0 | 0 | 0 | 0 | 0 | 0 | 0 | 0 | 0 | 0 | 0 | 0 | 0 | 0 | 0 | 0
Other unspecified | 0 | 0 | 0 | 0 | 0 | 0 | 0 | 0 | 0 | 0 | 0 | 0 | 0 | 0 | 0 | 0 | 0 | 0 | 0 | 0 | 0
Geothermal | 0 | 0 | 0 | 0 | 0 | 0 | 0 | 0 | 0 | 0 | 0 | 0 | 0 | 0 | 0 | 0 | 0 | 0 | 0 | 0 | 0
Microgeneration | 0 | 0 | 0 | 0 | 0 | 0 | 0 | 0 | 0 | 0 | 0 | 0 | 0 | 0 | 0 | 0 | 0 | 0 | 0 | 0 | 0
Other ROC | 0 | 0 | 0 | 0 | 0 | 0 | 0 | 0 | 0 | 0 | 0 | 0 | 0 | 0 | 0 | 0 | 0 | 0 | 0 | 0 | 0
Non-ROC | 0 | 0 | 0 | 0 | 0 | 0 | 0 | 0 | 0 | 0 | 0 | 0 | 0 | 0 | 0 | 0 | 0 | 0 | 0 | 0 | 0
Embedded CHP | 0 | 192.3077 | 384.6154 | 576.9231 | 769.2308 | 961.5385 | 1153.8462 | 1346.1538 | 1538.4615 | 1730.7692 | 1923.0769 | 2123.0769 | 2323.0769 | 2523.0769 | 2723.0769 | 2923.0769 | 3123.0769 | 3323.0769 | 3523.0769 | 3723.0769 | 3923.0769
Embedded Gas | 0 | 0 | 0 | 0 | 0 | 0 | 0 | 0 | 0 | 0 | 0 | 0 | 0 | 0 | 0 | 0 | 0 | 0 | 0 | 0 | 0
Embedded offshore wind | 0 | 0 | 0 | 0 | 0 | 0 | 0 | 0 | 0 | 0 | 0 | 0 | 0 | 0 | 0 | 0 | 0 | 0 | 0 | 0 | 0
Embedded onshore wind | 0 | 0 | 0 | 0 | 0 | 0 | 0 | 0 | 0 | 0 | 0 | 0 | 0 | 0 | 0 | 0 | 0 | 0 | 0 | 0 | 0
Embedded biomass | 0 | 83.6644 | 187.0537 | 296.1199 | 421.1527 | 559.341 | 705.9811 | 861.1212 | 1026.1136 | 1196.3224 | 1366.6332 | 1537.0472 | 1707.5653 | 1878.1886 | 2048.9182 | 2219.755 | 2390.7002 | 2561.7549 | 2732.9201 | 2904.1969 | 3075.5865
Embedded tidal and wave | 0 | 20 | 30 | 50 | 86.5 | 129.4 | 179.4 | 235.015 | 310.0953 | 400.0953 | 480.0953 | 547.5345 | 625.0897 | 714.2782 | 814.2782 | 914.2782 | 1014.2782 | 1114.2782 | 1214.2782 | 1314.2782 | 1414.2782
Embedded hydro | 0 | 10 | 20 | 30 | 40 | 50 | 79 | 89 | 99 | 109 | 119 | 129 | 139 | 149 | 159 | 169 | 179 | 189 | 199 | 209 | 219
Total | 0 | 4488.5689 | 5654.2423 | 12442.801 | 15489.4741 | 20851.9125 | 25347.4822 | 26841.7891 | 30526.101 | 32771.1134 | 40635.458 | 41112.766 | 43473.0476 | 47642.5205 | 57080.8736 | 60605.9562 | 61425.7311 | 62071.1816 | 62895.6352 | 63510.3372 | 63991.7268
Cumulative new build by chart type
| 2011 | 2012 | 2013 | 2014 | 2015 | 2016 | 2017 | 2018 | 2019 | 2020 | 2021 | 2022 | 2023 | 2024 | 2025 | 2026 | 2027 | 2028 | 2029 | 2030 | 2031
Gas | 0 | 2397.3077 | 2589.6154 | 6733.9231 | 7396.2308 | 8078.5385 | 9030.8461 | 9223.1538 | 11815.4615 | 12007.7692 | 17000.0769 | 20730.0769 | 20930.0769 | 21130.0769 | 21330.0769 | 21530.0769 | 21730.0769 | 21930.0769 | 22130.0769 | 22330.0769 | 22530.0769
Coal | 0 | 0 | 0 | 0 | 0 | 0 | 0 | 0 | 0 | 0 | 0 | 0 | 0 | 0 | 0 | 0 | 0 | 0 | 0 | 0 | 0
Oil | 0 | 0 | 0 | 0 | 0 | 0 | 0 | 0 | 0 | 0 | 0 | 0 | 0 | 0 | 0 | 0 | 0 | 0 | 0 | 0 | 0
OCGT | 0 | 0 | 0 | 0 | 0 | 0 | 0 | 0 | 0 | 0 | 0 | 0 | 0 | 0 | 0 | 0 | 0 | 0 | 0 | 0 | 300
PS | 0 | 0 | 0 | 0 | 0 | 0 | 0 | 0 | 0 | 0 | 0 | 0 | 0 | 0 | 0 | 0 | 0 | 0 | 0 | 0 | 0
Nuclear | 0 | 0 | 0 | 0 | 0 | 0 | 0 | 0 | 0 | 1670 | 3340 | 3340 | 5010 | 6680 | 8350 | 11200 | 11200 | 11200 | 11200 | 11200 | 11200
CCS | 0 | 0 | 0 | 0 | 300 | 1100 | 1100 | 1100 | 1100 | 1100 | 1100 | 1100 | 1100 | 3100 | 9333 | 9333 | 9333 | 9333 | 9333 | 9333 | 9333
Onshore wind | 0 | 180.2968 | 1030.2732 | 1673.4581 | 2519.2907 | 3385.3331 | 5635.955 | 5713.1991 | 5868.9764 | 5909.0243 | 6050.7503 | 6080.205 | 6226.2591 | 6255.9202 | 6310.5033 | 6441.1873 | 6684.9764 | 6849.3723 | 7192.6607 | 7326.0859 | 7326.0859
Offshore wind | 0 | 1797.3 | 1797.3 | 3659.3 | 4491.3 | 6289.3 | 7863.3 | 9267.3 | 9267.3 | 9267.3 | 9267.3 | 9267.3 | 9267.3 | 9267.3 | 9267.3 | 9267.3 | 9267.3 | 9267.3 | 9267.3 | 9267.3 | 9267.3
Other renewable | 0 | 113.6644 | 237.0537 | 376.1199 | 782.6527 | 1998.741 | 2487.3811 | 2708.1362 | 2958.2088 | 3228.4176 | 3488.7285 | 3736.5818 | 3994.6551 | 4264.4668 | 4545.1964 | 4826.0332 | 5106.9784 | 5388.033 | 5669.1982 | 5950.4751 | 6231.8647
Total | 0 | 4488.5689 | 5654.2423 | 12442.801 | 15489.4741 | 20851.9125 | 26117.4822 | 28011.7891 | 31009.9467 | 33182.5111 | 40246.8557 | 44254.1637 | 46528.291 | 50697.7639 | 59136.0765 | 62597.5974 | 63322.3317 | 63967.7822 | 64792.2358 | 65406.9378 | 66188.3274
Generation by plant type (TWh)
| 2011 | 2012 | 2013 | 2014 | 2015 | 2016 | 2017 | 2018 | 2019 | 2020 | 2021 | 2022 | 2023 | 2024 | 2025 | 2026 | 2027 | 2028 | 2029 | 2030 | 2031
CHP | 9.1101 | 6.2528 | 7.0439 | 5.4329 | 5.4039 | 9.5603 | 9.4031 | 9.6481 | 9.6026 | 9.7202 | 8.0187 | 8.5646 | 7.8792 | 6.906 | 4.4754 | 3.8988 | 3.9347 | 4.0311 | 4.1337 | 4.2322 | 0
AGT | 0 | 0 | 0 | 0 | 0 | 0 | 0 | 0 | 0 | 0 | 0 | 0 | 0 | 0 | 0 | 0 | 0 | 0 | 0 | 0 | 0
Oil | 0 | 0 | 0 | 0 | 0 | 0 | 0 | 0 | 0 | 0 | 0 | 0 | 0 | 0 | 0 | 0 | 0 | 0 | 0 | 0 | 0
Hydro | 3.0864 | 2.9165 | 2.9165 | 2.9165 | 2.9165 | 3.4262 | 3.4262 | 3.4262 | 3.4262 | 3.4262 | 3.4262 | 3.4262 | 3.4262 | 3.4262 | 3.4259 | 3.4259 | 3.4262 | 3.4262 | 3.4262 | 3.4262 | 0
PS | 0 | 0 | 0 | 0 | 0 | 0 | 0.00052067 | 0.00010802 | 0 | 0 | 0 | 0 | 0 | 0 | 0 | 0 | 0 | 0 | 0 | 0 | 0
Nuclear | 74.2143 | 74.2143 | 69.8925 | 69.8925 | 66.4492 | 66.4492 | 66.4492 | 66.4492 | 58.8528 | 53.6527 | 65.3881 | 65.3881 | 77.1233 | 72.4501 | 84.1845 | 104.212 | 104.212 | 104.212 | 104.212 | 104.212 | 0
CCGT | 87.0668 | 49.868 | 59.3664 | 60.9908 | 64.9587 | 78.8588 | 81.0564 | 80.5369 | 92.9949 | 96.7265 | 106.1317 | 111.6651 | 105.5521 | 101.4304 | 60.1005 | 48.3417 | 49.0307 | 50.7152 | 51.6924 | 53.5505 | 0
OCGT | 0 | 0 | 0 | 0 | 0 | 0 | 1.027e-11 | 1.027e-11 | 0 | 0 | 0 | 0 | 0 | 0 | 0 | 0 | 0 | 0 | 0 | 0 | 0
Coal | 99.7993 | 147.9033 | 138.8526 | 134.7392 | 126.9665 | 79.6444 | 67.5753 | 56.3705 | 49.8312 | 47.8813 | 26.6599 | 19.7535 | 16.7557 | 13.3681 | 13.2121 | 12.6845 | 12.6678 | 12.7032 | 12.6983 | 12.741 | 0
Coal + CCS | 4.493e-11 | 1.6417e-08 | 3.1258e-08 | 3.3878e-08 | 2.0991 | 7.6968 | 7.6968 | 7.6973 | 7.6973 | 7.6973 | 7.6973 | 7.6973 | 7.6973 | 14.6948 | 35.2671 | 35.266 | 35.2654 | 35.2654 | 35.2654 | 35.2654 | 0
CCGT + CCS | 0 | 0 | 0 | 0 | 0 | 1.7116e-12 | 3.5944e-11 | 2.7988e-08 | 2.7988e-08 | 2.799e-08 | 2.799e-08 | 2.799e-08 | 2.7988e-08 | 6.9971 | 30.0386 | 29.8656 | 29.8356 | 29.8645 | 29.8616 | 29.8963 | 0
Onshore wind (unclassified) | 0 | 0 | 0 | 0 | 0 | 0 | 0 | 0 | 0 | 0 | 0 | 0 | 0 | 0 | 0 | 0 | 0 | 0 | 0 | 0 | 0
Offshore wind (unclassified) | 0 | 0 | 0 | 0 | 0 | 0 | 0 | 0 | 0 | 0 | 0 | 0 | 0 | 0 | 0 | 0 | 0 | 0 | 0 | 0 | 0
Onshore wind | 5.9962 | 6.4249 | 8.5577 | 10.1524 | 12.272 | 14.5787 | 20.3539 | 20.5405 | 21.3113 | 21.5887 | 22.1073 | 22.1755 | 22.9238 | 22.9924 | 23.5294 | 24.0162 | 24.9909 | 25.3713 | 26.1656 | 26.4744 | 0
Onshore wind (Medium) | 0 | 0 | 0 | 0 | 0 | 0 | 0 | 0 | 0 | 0 | 0 | 0 | 0 | 0 | 0 | 0 | 0 | 0 | 0 | 0 | 0
Onshore wind (Low) | 0 | 0 | 0 | 0 | 0 | 0 | 0 | 0 | 0 | 0 | 0 | 0 | 0 | 0 | 0 | 0 | 0 | 0 | 0 | 0 | 0
Offshore wind | 4.5922 | 10.5201 | 10.5201 | 16.4101 | 19.1586 | 25.3617 | 28.0167 | 31.3336 | 33.3185 | 33.3185 | 33.3185 | 33.3185 | 33.3185 | 33.3185 | 36.3125 | 36.3125 | 36.3125 | 36.3125 | 36.3125 | 36.3125 | 0
Offshore wind (Low) | 0 | 0 | 0 | 0 | 0 | 0 | 0 | 0 | 0 | 0 | 0 | 0 | 0 | 0 | 0 | 0 | 0 | 0 | 0 | 0 | 0
Wave | 5.2697e-09 | 5.2697e-09 | 5.2697e-09 | 5.2697e-09 | 5.2697e-09 | 5.2697e-09 | 5.2697e-09 | 5.2697e-09 | 5.2697e-09 | 5.2697e-09 | 5.2697e-09 | 5.2697e-09 | 5.2697e-09 | 5.2697e-09 | 5.2697e-09 | 5.2697e-09 | 5.2697e-09 | 5.2697e-09 | 5.2697e-09 | 5.2697e-09 | 0
Tidal Stream | 0.070272 | 0.070272 | 0.070272 | 0.070272 | 0.070272 | 0.070272 | 0.070272 | 0.070272 | 0.070272 | 0.070272 | 0.070272 | 0.070272 | 0.070272 | 0.070272 | 0.070272 | 0.070272 | 0.070272 | 0.070272 | 0.070272 | 0.070272 | 0
Tidal Range | 0 | 0 | 0 | 0 | 0 | 0 | 0 | 0 | 0 | 0 | 0 | 0 | 0 | 0 | 0 | 0 | 0 | 0 | 0 | 0 | 0
Sewage gas | 0 | 0 | 0 | 0 | 0 | 0 | 0 | 0 | 0 | 0 | 0 | 0 | 0 | 0 | 0 | 0 | 0 | 0 | 0 | 0 | 0
Solar | 0 | 0 | 0 | 0 | 0 | 0 | 0 | 0 | 0 | 0 | 0 | 0 | 0 | 0 | 0 | 0 | 0 | 0 | 0 | 0 | 0
Biomass regular | 7.0111 | 7.0663 | 6.5153 | 6.5153 | 6.4027 | 17.7127 | 18.6347 | 18.6347 | 18.3902 | 18.3807 | 24.6569 | 24.5856 | 24.2993 | 23.9229 | 23.7669 | 23.2219 | 23.2226 | 23.258 | 23.2531 | 23.2958 | 0
Biomass energy crop | 0 | 0 | 0 | 0 | 0 | 0 | 0 | 0 | 0 | 0 | 0 | 0 | 0 | 0 | 0 | 0 | 0 | 0 | 0 | 0 | 0
Biowaste | 0 | 0 | 0 | 0 | 0 | 0 | 0 | 0 | 0 | 0 | 0 | 0 | 0 | 0 | 0 | 0 | 0 | 0 | 0 | 0 | 0
Biogas | 0 | 0 | 0 | 0 | 0 | 0 | 0 | 0 | 0 | 0 | 0 | 0 | 0 | 0 | 0 | 0 | 0 | 0 | 0 | 0 | 0
Biodiesel | 0 | 0 | 0 | 0 | 0 | 0 | 0 | 0 | 0 | 0 | 0 | 0 | 0 | 0 | 0 | 0 | 0 | 0 | 0 | 0 | 0
Biomass ACT | 0 | 0 | 0 | 0 | 0 | 0 | 0 | 0 | 0 | 0 | 0 | 0 | 0 | 0 | 0 | 0 | 0 | 0 | 0 | 0 | 0
Biomass AD | 0 | 0 | 0 | 0 | 0 | 0 | 0 | 0 | 0 | 0 | 0 | 0 | 0 | 0 | 0 | 0 | 0 | 0 | 0 | 0 | 0
Biomass regular (CHP) | 0 | 0 | 0 | 0 | 0 | 0 | 0 | 0 | 0 | 0 | 0 | 0 | 0 | 0 | 0 | 0 | 0 | 0 | 0 | 0 | 0
Biomass energy crop (CHP) | 0 | 0 | 0 | 0 | 0 | 0 | 0 | 0 | 0 | 0 | 0 | 0 | 0 | 0 | 0 | 0 | 0 | 0 | 0 | 0 | 0
Biowaste (CHP) | 0 | 0 | 0 | 0 | 0 | 0 | 0 | 0 | 0 | 0 | 0 | 0 | 0 | 0 | 0 | 0 | 0 | 0 | 0 | 0 | 0
Biogas (CHP) | 0 | 0 | 0 | 0 | 0 | 0 | 0 | 0 | 0 | 0 | 0 | 0 | 0 | 0 | 0 | 0 | 0 | 0 | 0 | 0 | 0
Biodiesel (CHP) | 0 | 0 | 0 | 0 | 0 | 0 | 0 | 0 | 0 | 0 | 0 | 0 | 0 | 0 | 0 | 0 | 0 | 0 | 0 | 0 | 0
Biomass ACT (CHP) | 0 | 0 | 0 | 0 | 0 | 0 | 0 | 0 | 0 | 0 | 0 | 0 | 0 | 0 | 0 | 0 | 0 | 0 | 0 | 0 | 0
Biomass AD (CHP) | 0 | 0 | 0 | 0 | 0 | 0 | 0 | 0 | 0 | 0 | 0 | 0 | 0 | 0 | 0 | 0 | 0 | 0 | 0 | 0 | 0
Landfill gas | 0 | 0 | 0 | 0 | 0 | 0 | 0 | 0 | 0 | 0 | 0 | 0 | 0 | 0 | 0 | 0 | 0 | 0 | 0 | 0 | 0
Hydro (small scale) | 0 | 0 | 0 | 0 | 0 | 0 | 0 | 0 | 0 | 0 | 0 | 0 | 0 | 0 | 0 | 0 | 0 | 0 | 0 | 0 | 0
Geopressure | 0 | 0 | 0 | 0 | 0 | 0 | 0 | 0 | 0 | 0 | 0 | 0 | 0 | 0 | 0 | 0 | 0 | 0 | 0 | 0 | 0
Standard gasification or pyrolysis | 0 | 0 | 0 | 0 | 0 | 0 | 0 | 0 | 0 | 0 | 0 | 0 | 0 | 0 | 0 | 0 | 0 | 0 | 0 | 0 | 0
Other unspecified | 0 | 0 | 0 | 0 | 0 | 0 | 0 | 0 | 0 | 0 | 0 | 0 | 0 | 0 | 0 | 0 | 0 | 0 | 0 | 0 | 0
Geothermal | 0 | 0 | 0 | 0 | 0 | 0 | 0 | 0 | 0 | 0 | 0 | 0 | 0 | 0 | 0 | 0 | 0 | 0 | 0 | 0 | 0
Microgeneration | 0 | 0 | 0 | 0 | 0 | 0 | 0 | 0 | 0 | 0 | 0 | 0 | 0 | 0 | 0 | 0 | 0 | 0 | 0 | 0 | 0
Other ROC | 0 | 0 | 0 | 0 | 0 | 0 | 0 | 0 | 0 | 0 | 0 | 0 | 0 | 0 | 0 | 0 | 0 | 0 | 0 | 0 | 0
Non-ROC | 0 | 0 | 0 | 0 | 0 | 0 | 0 | 0 | 0 | 0 | 0 | 0 | 0 | 0 | 0 | 0 | 0 | 0 | 0 | 0 | 0
Embedded CHP | 20.3368 | 21.1797 | 22.0226 | 22.8654 | 23.7083 | 24.5512 | 25.3941 | 26.237 | 27.0799 | 27.9227 | 28.7656 | 29.6422 | 30.5188 | 31.3954 | 32.272 | 33.1486 | 34.0252 | 34.9018 | 35.7784 | 36.655 | 37.5316
Embedded Gas | 1.8409 | 1.8409 | 1.8409 | 1.8409 | 1.8409 | 1.8409 | 1.8409 | 1.8409 | 1.8409 | 1.8409 | 1.8409 | 1.8409 | 1.8409 | 1.8409 | 1.8409 | 1.8409 | 1.8409 | 1.8409 | 1.8409 | 1.8409 | 1.8409
Embedded offshore wind | 0 | 0 | 0 | 0 | 0 | 0 | 0 | 0 | 0 | 0 | 0 | 0 | 0 | 0 | 0 | 0 | 0 | 0 | 0 | 0 | 0
Embedded onshore wind | 3.7151 | 3.7151 | 3.7151 | 3.7151 | 3.7151 | 3.7151 | 3.7151 | 3.7151 | 3.7151 | 3.7151 | 3.7151 | 3.7151 | 3.7151 | 3.7151 | 3.7151 | 3.7151 | 3.7151 | 3.7151 | 3.7151 | 3.7151 | 3.7151
Embedded biomass | 11.2713 | 11.858 | 12.583 | 13.3479 | 14.2247 | 15.1938 | 16.2222 | 17.3101 | 18.4672 | 19.6608 | 20.8552 | 22.0503 | 23.2461 | 24.4426 | 25.6399 | 26.8379 | 28.0368 | 29.2363 | 30.4367 | 31.6378 | 32.8397
Embedded tidal and wave | 0.0017532 | 0.071881 | 0.10695 | 0.17707 | 0.30506 | 0.45548 | 0.6308 | 0.82581 | 1.0891 | 1.4046 | 1.6852 | 1.9216 | 2.1936 | 2.5063 | 2.8569 | 3.2076 | 3.5582 | 3.9089 | 4.2595 | 4.6101 | 4.9608
Embedded hydro | 1.5656 | 1.5945 | 1.6234 | 1.6524 | 1.6813 | 1.7102 | 1.7941 | 1.823 | 1.852 | 1.8809 | 1.9098 | 1.9387 | 1.9677 | 1.9966 | 2.0255 | 2.0545 | 2.0834 | 2.1123 | 2.1412 | 2.1702 | 2.1991
Total | 329.6781 | 345.4964 | 345.6274 | 350.7188 | 352.1729 | 350.8257 | 352.2801 | 346.4591 | 349.5393 | 348.8873 | 356.2465 | 357.7534 | 362.5277 | 365.4737 | 382.7335 | 392.12 | 396.2281 | 400.9449 | 405.2628 | 410.1056 | 83.0872
Generation by chart type
| 2011 | 2012 | 2013 | 2014 | 2015 | 2016 | 2017 | 2018 | 2019 | 2020 | 2021 | 2022 | 2023 | 2024 | 2025 | 2026 | 2027 | 2028 | 2029 | 2030 | 2031
Gas | 118.3546 | 79.1413 | 90.2738 | 91.13 | 95.9118 | 114.8111 | 117.6944 | 118.2628 | 131.5181 | 136.2103 | 144.7569 | 151.7128 | 145.791 | 141.5727 | 98.6889 | 87.23 | 88.8315 | 91.489 | 93.4454 | 96.2785 | 39.3725
Coal | 99.7993 | 147.9033 | 138.8526 | 134.7392 | 126.9665 | 79.6444 | 67.5753 | 56.3705 | 49.8312 | 47.8813 | 26.6599 | 19.7535 | 16.7557 | 13.3681 | 13.2121 | 12.6845 | 12.6678 | 12.7032 | 12.6983 | 12.741 | 0
Oil | 0 | 0 | 0 | 0 | 0 | 0 | 0 | 0 | 0 | 0 | 0 | 0 | 0 | 0 | 0 | 0 | 0 | 0 | 0 | 0 | 0
OCGT | 0 | 0 | 0 | 0 | 0 | 0 | 1.027e-11 | 1.027e-11 | 0 | 0 | 0 | 0 | 0 | 0 | 0 | 0 | 0 | 0 | 0 | 0 | 0
PS | 0 | 0 | 0 | 0 | 0 | 0 | 0.00052067 | 0.00010802 | 0 | 0 | 0 | 0 | 0 | 0 | 0 | 0 | 0 | 0 | 0 | 0 | 0
Nuclear | 74.2143 | 74.2143 | 69.8925 | 69.8925 | 66.4492 | 66.4492 | 66.4492 | 66.4492 | 58.8528 | 53.6527 | 65.3881 | 65.3881 | 77.1233 | 72.4501 | 84.1845 | 104.212 | 104.212 | 104.212 | 104.212 | 104.212 | 0
CCS | 4.493e-11 | 1.6417e-08 | 3.1258e-08 | 3.3878e-08 | 2.0991 | 7.6968 | 7.6968 | 7.6973 | 7.6973 | 7.6973 | 7.6973 | 7.6973 | 7.6973 | 21.6919 | 65.3056 | 65.1316 | 65.101 | 65.13 | 65.127 | 65.1617 | 0
Onshore wind | 9.7113 | 10.14 | 12.2728 | 13.8675 | 15.9871 | 18.2938 | 24.0689 | 24.2556 | 25.0264 | 25.3038 | 25.8224 | 25.8906 | 26.6389 | 26.7075 | 27.2444 | 27.7313 | 28.706 | 29.0864 | 29.8807 | 30.1894 | 3.7151
Offshore wind | 4.5922 | 10.5201 | 10.5201 | 16.4101 | 19.1586 | 25.3617 | 28.0167 | 31.3336 | 33.3185 | 33.3185 | 33.3185 | 33.3185 | 33.3185 | 33.3185 | 36.3125 | 36.3125 | 36.3125 | 36.3125 | 36.3125 | 36.3125 | 0
Other renewable | 23.0064 | 23.5775 | 23.8156 | 24.6795 | 25.6006 | 38.5687 | 40.7781 | 42.09 | 43.2949 | 44.8235 | 52.6035 | 53.9926 | 55.2031 | 56.3649 | 57.7855 | 58.8181 | 60.3973 | 62.0119 | 63.587 | 65.2104 | 39.9996
Total | 329.6781 | 345.4964 | 345.6274 | 350.7188 | 352.1729 | 350.8257 | 352.2801 | 346.4591 | 349.5393 | 348.8873 | 356.2465 | 357.7534 | 362.5277 | 365.4737 | 382.7335 | 392.12 | 396.2281 | 400.9449 | 405.2628 | 410.1056 | 83.0872
Inc total embedded of: | 38.7313 | 40.26 | 41.8919 | 43.5987 | 45.4753 | 47.4666 | 49.5971 | 51.7519 | 54.044 | 56.425 | 58.7717 | 61.1088 | 63.4821 | 65.8969 | 68.3503 | 70.8046 | 73.2595 | 75.7153 | 78.1718 | 80.6291 | 83.0872
Capacity by SYS Zone
| 2011 | 2012 | 2013 | 2014 | 2015 | 2016 | 2017 | 2018 | 2019 | 2020 | 2021 | 2022 | 2023 | 2024 | 2025 | 2026 | 2027 | 2028 | 2029 | 2030 | 2031
A | 3512 | 3512 | 3122 | 3122 | 3122 | 2217 | 2217 | 2217 | 3017 | 3017 | 3817 | 3817 | 3817 | 3817 | 3817 | 3817 | 3817 | 3817 | 3817 | 3817 | 3817
B | 2659 | 2661.1137 | 1734.6354 | 1735.1933 | 2067.8859 | 2292.3999 | 2293.2691 | 2294.2253 | 2295.0997 | 2295.9765 | 3896.5433 | 3897.1882 | 3897.8497 | 3898.4991 | 3899.2388 | 3900.0191 | 3904.9012 | 3908.5004 | 3916.0162 | 3918.9373 | 3918.9373
C | 9554 | 10060.1138 | 6754.6354 | 7527.1933 | 6683.8859 | 6794.3999 | 7555.2691 | 7556.2253 | 7276.0997 | 7276.9765 | 8077.5433 | 8078.1882 | 9748.8497 | 9749.4991 | 12043.2388 | 13694.0192 | 13698.9012 | 13702.5004 | 13710.0162 | 13712.9373 | 13712.9373
D | 3108 | 3108 | 1650 | 1650 | 1650 | 1550 | 1550 | 1550 | 1550 | 1550 | 3150 | 3150 | 3150 | 3150 | 3150 | 1600 | 1600 | 1600 | 1600 | 1600 | 1600
E | 1261 | 1263.7093 | 1264.378 | 1265.0931 | 1265.9808 | 1267.9215 | 1269.0355 | 1270.2612 | 2071.382 | 3742.5058 | 4543.2323 | 4544.0589 | 4544.9069 | 4954.7392 | 4955.6873 | 4956.6876 | 4962.9453 | 4967.5587 | 4977.1922 | 4980.9364 | 4980.9364
F | 1045 | 1047.7093 | 1048.378 | 1049.0931 | 1049.9808 | 1353.9215 | 1759.0355 | 2164.2612 | 2165.382 | 2166.5058 | 2167.2323 | 2168.0589 | 2168.9069 | 2169.7392 | 2170.6873 | 2171.6876 | 2177.9453 | 2182.5587 | 2192.1922 | 2195.9364 | 2195.9364
G | 1449 | 1449.4328 | 1234.5396 | 1234.6539 | 1399.7957 | 1400.1057 | 1400.2837 | 1400.4795 | 1400.6585 | 1400.8381 | 1400.9541 | 1401.0862 | 1401.2217 | 1401.3546 | 1401.5061 | 1401.6659 | 168.6656 | 169.4026 | 170.9415 | 171.5397 | 171.5397
H | 4470 | 5739.4447 | 5620.7755 | 5278.2686 | 5751.363 | 6598.1281 | 5033.0116 | 5037.2842 | 5041.1913 | 5045.109 | 5047.6416 | 5050.523 | 5053.4789 | 5005.3805 | 5008.6857 | 5012.1725 | 5033.9867 | 5050.0688 | 5083.6509 | 5096.7033 | 5096.7033
I | 5610 | 5142.35 | 4909.4 | 5795.6 | 6122.8 | 6339.5528 | 7310.7056 | 7310.7056 | 7310.7056 | 7310.7056 | 7310.7056 | 7310.7056 | 7310.7056 | 6236.7056 | 7141.7056 | 7141.7056 | 7141.7056 | 7141.7056 | 7141.7056 | 7141.7056 | 5926.7056
J | 2630 | 2711.4897 | 2297.0913 | 2298.8043 | 2800.9306 | 3305.579 | 3308.2475 | 3311.1833 | 3313.868 | 3316.5599 | 3318.3001 | 3320.28 | 3322.3111 | 1953.3049 | 1955.576 | 1957.9718 | 1972.961 | 1984.0113 | 2007.0865 | 2016.0551 | 2016.0551
K | 7425 | 8303.4408 | 8305.5239 | 9147.752 | 9150.5176 | 9156.5636 | 9560.0343 | 9763.8528 | 10367.3446 | 10370.8459 | 10373.1093 | 8428.6845 | 8431.3262 | 7393.9194 | 8396.8733 | 8399.9895 | 8419.4852 | 8433.8579 | 8463.8707 | 8475.5357 | 8475.5357
L | 4221 | 4221 | 4003 | 5323 | 4359 | 4505.2019 | 4651.4038 | 4651.4038 | 4651.4038 | 4651.4038 | 3683.4038 | 1696.4038 | 1696.4038 | 1696.4038 | 1696.4038 | 1696.4038 | 1696.4038 | 1696.4038 | 1696.4038 | 1696.4038 | 1696.4038
M | 2465 | 2474.1621 | 2266.4232 | 2268.8417 | 2271.8436 | 2278.4062 | 2282.1735 | 1771.3183 | 1775.1086 | 1778.909 | 1781.3658 | 1784.161 | 1787.0286 | 1789.8434 | 413.0496 | 416.4321 | 437.5937 | 453.1946 | 485.7721 | 498.4339 | 498.4339
N | 2797 | 2809.2415 | 2812.2625 | 3725.4939 | 3729.5047 | 2761.773 | 980.3065 | 985.8444 | 990.9085 | 995.9863 | 999.2689 | 1003.0035 | 1006.8348 | 976.5957 | 980.8796 | 985.3989 | 1013.6729 | 1034.5173 | 1078.044 | 1094.9615 | 1094.9615
O | 2776 | 2776 | 2752 | 2752 | 2505 | 2555.6855 | 2031.3711 | 2431.3711 | 2431.3711 | 2431.3711 | 2431.3711 | 2431.3711 | 1289.3711 | 1289.3711 | 1289.3711 | 1289.3711 | 1289.3711 | 1289.3711 | 1289.3711 | 1289.3711 | 1289.3711
P | 13995 | 14000.6498 | 13897.0442 | 13627.5355 | 13699.3866 | 14263.4335 | 12099.7566 | 12102.3125 | 11439.6498 | 10541.9934 | 10543.5084 | 10545.232 | 9778.0003 | 10590.736 | 13532.7132 | 13534.799 | 13547.8484 | 13557.4687 | 13577.5577 | 13585.3656 | 13585.3656
Q | 1720 | 1732.2415 | 1735.2626 | 1780.4939 | 1784.5047 | 2092.273 | 2097.3065 | 2102.8444 | 2107.9085 | 905.9863 | 679.2689 | 683.0035 | 686.8348 | 690.5957 | 694.8796 | 699.3989 | 727.6729 | 748.5173 | 792.044 | 808.9615 | 808.9615
R | 3161 | 3401.1458 | 3272.9093 | 3444.7955 | 3447.1368 | 3452.2552 | 3455.1934 | 3458.426 | 3461.3821 | 2261.3462 | 2263.2624 | 2265.4424 | 2267.6789 | 2170.8742 | 2173.3749 | 2176.013 | 2192.5175 | 2204.6851 | 2230.0932 | 2239.9685 | 1036.9685
S | 0 | 0 | 0 | 0 | 0 | 0 | 0 | 0 | 0 | 0 | 0 | 0 | 0 | 0 | 0 | 0 | 0 | 0 | 0 | 0 | 0
T | 0 | 0 | 0 | 0 | 0 | 0 | 0 | 0 | 0 | 0 | 0 | 0 | 0 | 0 | 0 | 0 | 0 | 0 | 0 | 0 | 0
U | 2032 | 3061.7897 | 3063.3913 | 3065.1043 | 3067.2306 | 3571.879 | 3574.5475 | 3577.4833 | 3580.168 | 3582.8599 | 5254.6001 | 5256.58 | 5258.6111 | 5260.6049 | 6932.8759 | 6935.2718 | 6950.2609 | 6961.3113 | 6984.3865 | 6993.3551 | 5781.3551
V | 2534 | 2580.1621 | 2182.4232 | 2721.8417 | 2234.8436 | 2241.4062 | 2245.1735 | 2249.3183 | 2253.1086 | 2256.909 | 2259.3658 | 2262.161 | 2265.0286 | 2267.8434 | 2271.0496 | 3474.4321 | 3495.5937 | 3511.1946 | 3543.7721 | 3556.4339 | 3556.4339
W | 300 | 299.7 | 342.2 | 342.2 | 365.2 | 462.6213 | 557.0425 | 557.0425 | 557.0425 | 557.0425 | 557.0425 | 557.0425 | 557.0425 | 557.0425 | 557.0425 | 557.0425 | 557.0425 | 557.0425 | 557.0425 | 557.0425 | 557.0425
X | 321 | 321 | 509.6 | 559.5 | 559.5 | 630.7542 | 716.9085 | 716.9085 | 803.0627 | 803.0627 | 803.0627 | 803.0627 | 889.217 | 889.217 | 889.217 | 975.3712 | 975.3712 | 975.3712 | 975.3712 | 975.3712 | 975.3712
Y | 1190 | 1190 | 1190 | 410 | 487 | 247.0635 | 484.127 | 484.127 | 579.1676 | 579.1676 | 674.2082 | 674.2082 | 769.2488 | 769.2488 | 864.2894 | 864.2894 | 959.3299 | 959.3299 | 959.3299 | 959.3299 | 959.3299
Z | 1152 | 1152.4 | 1429.4 | 1561 | 1948 | 2130.5086 | 2760.7529 | 2794.3209 | 2815.1176 | 2887.5656 | 2908.3622 | 2908.3622 | 2929.1589 | 2929.1589 | 2949.9555 | 3022.4035 | 3043.2002 | 3043.2002 | 3043.2002 | 3043.2002 | 3043.2002
| 81387.0001 | 85018.2969 | 77397.2734 | 81685.4582 | 81523.2908 | 83468.8332 | 81191.9551 | 81758.1992 | 83254.1307 | 81726.6267 | 87940.3528 | 84035.8075 | 84027.0158 | 81607.6769 | 89185.3005 | 90679.5463 | 89784.3759 | 89948.7719 | 90292.0602 | 90425.4854 | 86795.4854
Embedded | 8658.5172 | 8964.4894 | 9280.1863 | 9611.5601 | 9975.4007 | 10358.7966 | 10776.7444 | 11189.8073 | 11632.1876 | 12094.7041 | 12547.3226 | 12995.1759 | 13453.2492 | 13923.061 | 14403.7905 | 14884.6273 | 15365.5725 | 15846.6272 | 16327.7924 | 16809.0692 | 17290.4588
Carbon emissions by plant type (kt of CO2)
| 2011 | 2012 | 2013 | 2014 | 2015 | 2016 | 2017 | 2018 | 2019 | 2020 | 2021 | 2022 | 2023 | 2024 | 2025 | 2026 | 2027 | 2028 | 2029 | 2030 | 2031
CHP | 3270.0033 | 2234.3061 | 2517.1299 | 1940.6343 | 1930.2624 | 2185.4021 | 2129.3308 | 2217.182 | 2201.2059 | 2244.3118 | 1634.7627 | 1829.9448 | 1584.8198 | 1237.2392 | 368.6824 | 162.7524 | 175.4921 | 209.9347 | 246.577 | 281.7309 | 0
AGT | 0 | 0 | 0 | 0 | 0 | 0 | 0 | 0 | 0 | 0 | 0 | 0 | 0 | 0 | 0 | 0 | 0 | 0 | 0 | 0 | 0
Oil | 0 | 0 | 0 | 0 | 0 | 0 | 0 | 0 | 0 | 0 | 0 | 0 | 0 | 0 | 0 | 0 | 0 | 0 | 0 | 0 | 0
Hydro | 0 | 0 | 0 | 0 | 0 | 0 | 0 | 0 | 0 | 0 | 0 | 0 | 0 | 0 | 0 | 0 | 0 | 0 | 0 | 0 | 0
PS | 0 | 0 | 0 | 0 | 0 | 0 | 0 | 0 | 0 | 0 | 0 | 0 | 0 | 0 | 0 | 0 | 0 | 0 | 0 | 0 | 0
Nuclear | 0 | 0 | 0 | 0 | 0 | 0 | 0 | 0 | 0 | 0 | 0 | 0 | 0 | 0 | 0 | 0 | 0 | 0 | 0 | 0 | 0
CCGT | 31526.1244 | 17853.8426 | 21298.2528 | 21773.9064 | 23192.0386 | 28215.9983 | 28985.6304 | 28802.5809 | 33228.9313 | 34586.7557 | 37807.846 | 39801.1072 | 37601.7344 | 36121.6026 | 21368.539 | 17175.2901 | 17420.6823 | 18013.6437 | 18361.3733 | 19022.2045 | 0
OCGT | 0 | 0 | 0 | 0 | 0 | 0 | 4.9998e-09 | 4.9998e-09 | 0 | 0 | 0 | 0 | 0 | 0 | 0 | 0 | 0 | 0 | 0 | 0 | 0
Coal | 90291.3587 | 135876.8867 | 127264.1693 | 122987.6266 | 115802.5363 | 71424.8436 | 60151.6222 | 50056.2037 | 44181.5013 | 42418.4189 | 23531.922 | 17338.2345 | 14641.7985 | 11594.7935 | 11459.4563 | 11001.8649 | 10987.3383 | 11018.046 | 11013.8331 | 11050.896 | 0
Coal + CCS | 4.7738e-09 | 1.7443e-06 | 3.3212e-06 | 3.5995e-06 | 223.0326 | 817.7861 | 817.7861 | 817.8383 | 817.8383 | 817.8383 | 817.8383 | 817.8383 | 817.8383 | 1561.3276 | 3747.1284 | 3747.0085 | 3746.9525 | 3746.954 | 3746.9472 | 3746.9472 | 0
CCGT + CCS | 0 | 0 | 0 | 0 | 0 | 7.0367e-11 | 1.4777e-09 | 1.1506e-06 | 1.1506e-06 | 1.1507e-06 | 1.1507e-06 | 1.1507e-06 | 1.1506e-06 | 287.6586 | 1234.9182 | 1227.8087 | 1226.5736 | 1227.7639 | 1227.6428 | 1229.0719 | 0
Onshore wind (unclassified) | 0 | 0 | 0 | 0 | 0 | 0 | 0 | 0 | 0 | 0 | 0 | 0 | 0 | 0 | 0 | 0 | 0 | 0 | 0 | 0 | 0
Offshore wind (unclassified) | 0 | 0 | 0 | 0 | 0 | 0 | 0 | 0 | 0 | 0 | 0 | 0 | 0 | 0 | 0 | 0 | 0 | 0 | 0 | 0 | 0
Onshore wind | 0 | 0 | 0 | 0 | 0 | 0 | 0 | 0 | 0 | 0 | 0 | 0 | 0 | 0 | 0 | 0 | 0 | 0 | 0 | 0 | 0
Onshore wind (Medium) | 0 | 0 | 0 | 0 | 0 | 0 | 0 | 0 | 0 | 0 | 0 | 0 | 0 | 0 | 0 | 0 | 0 | 0 | 0 | 0 | 0
Onshore wind (Low) | 0 | 0 | 0 | 0 | 0 | 0 | 0 | 0 | 0 | 0 | 0 | 0 | 0 | 0 | 0 | 0 | 0 | 0 | 0 | 0 | 0
Offshore wind | 0 | 0 | 0 | 0 | 0 | 0 | 0 | 0 | 0 | 0 | 0 | 0 | 0 | 0 | 0 | 0 | 0 | 0 | 0 | 0 | 0
Offshore wind (Low) | 0 | 0 | 0 | 0 | 0 | 0 | 0 | 0 | 0 | 0 | 0 | 0 | 0 | 0 | 0 | 0 | 0 | 0 | 0 | 0 | 0
Wave | 0 | 0 | 0 | 0 | 0 | 0 | 0 | 0 | 0 | 0 | 0 | 0 | 0 | 0 | 0 | 0 | 0 | 0 | 0 | 0 | 0
Tidal Stream | 0 | 0 | 0 | 0 | 0 | 0 | 0 | 0 | 0 | 0 | 0 | 0 | 0 | 0 | 0 | 0 | 0 | 0 | 0 | 0 | 0
Tidal Range | 0 | 0 | 0 | 0 | 0 | 0 | 0 | 0 | 0 | 0 | 0 | 0 | 0 | 0 | 0 | 0 | 0 | 0 | 0 | 0 | 0
Sewage gas | 0 | 0 | 0 | 0 | 0 | 0 | 0 | 0 | 0 | 0 | 0 | 0 | 0 | 0 | 0 | 0 | 0 | 0 | 0 | 0 | 0
Solar | 0 | 0 | 0 | 0 | 0 | 0 | 0 | 0 | 0 | 0 | 0 | 0 | 0 | 0 | 0 | 0 | 0 | 0 | 0 | 0 | 0
Biomass regular | 0 | 0 | 0 | 0 | 0 | 0 | 0 | 0 | 0 | 0 | 0 | 0 | 0 | 0 | 0 | 0 | 0 | 0 | 0 | 0 | 0
Biomass energy crop | 0 | 0 | 0 | 0 | 0 | 0 | 0 | 0 | 0 | 0 | 0 | 0 | 0 | 0 | 0 | 0 | 0 | 0 | 0 | 0 | 0
Biowaste | 0 | 0 | 0 | 0 | 0 | 0 | 0 | 0 | 0 | 0 | 0 | 0 | 0 | 0 | 0 | 0 | 0 | 0 | 0 | 0 | 0
Biogas | 0 | 0 | 0 | 0 | 0 | 0 | 0 | 0 | 0 | 0 | 0 | 0 | 0 | 0 | 0 | 0 | 0 | 0 | 0 | 0 | 0
Biodiesel | 0 | 0 | 0 | 0 | 0 | 0 | 0 | 0 | 0 | 0 | 0 | 0 | 0 | 0 | 0 | 0 | 0 | 0 | 0 | 0 | 0
Biomass ACT | 0 | 0 | 0 | 0 | 0 | 0 | 0 | 0 | 0 | 0 | 0 | 0 | 0 | 0 | 0 | 0 | 0 | 0 | 0 | 0 | 0
Biomass AD | 0 | 0 | 0 | 0 | 0 | 0 | 0 | 0 | 0 | 0 | 0 | 0 | 0 | 0 | 0 | 0 | 0 | 0 | 0 | 0 | 0
Biomass regular (CHP) | 0 | 0 | 0 | 0 | 0 | 0 | 0 | 0 | 0 | 0 | 0 | 0 | 0 | 0 | 0 | 0 | 0 | 0 | 0 | 0 | 0
Biomass energy crop (CHP) | 0 | 0 | 0 | 0 | 0 | 0 | 0 | 0 | 0 | 0 | 0 | 0 | 0 | 0 | 0 | 0 | 0 | 0 | 0 | 0 | 0
Biowaste (CHP) | 0 | 0 | 0 | 0 | 0 | 0 | 0 | 0 | 0 | 0 | 0 | 0 | 0 | 0 | 0 | 0 | 0 | 0 | 0 | 0 | 0
Biogas (CHP) | 0 | 0 | 0 | 0 | 0 | 0 | 0 | 0 | 0 | 0 | 0 | 0 | 0 | 0 | 0 | 0 | 0 | 0 | 0 | 0 | 0
Biodiesel (CHP) | 0 | 0 | 0 | 0 | 0 | 0 | 0 | 0 | 0 | 0 | 0 | 0 | 0 | 0 | 0 | 0 | 0 | 0 | 0 | 0 | 0
Biomass ACT (CHP) | 0 | 0 | 0 | 0 | 0 | 0 | 0 | 0 | 0 | 0 | 0 | 0 | 0 | 0 | 0 | 0 | 0 | 0 | 0 | 0 | 0
Biomass AD (CHP) | 0 | 0 | 0 | 0 | 0 | 0 | 0 | 0 | 0 | 0 | 0 | 0 | 0 | 0 | 0 | 0 | 0 | 0 | 0 | 0 | 0
Landfill gas | 0 | 0 | 0 | 0 | 0 | 0 | 0 | 0 | 0 | 0 | 0 | 0 | 0 | 0 | 0 | 0 | 0 | 0 | 0 | 0 | 0
Hydro (small scale) | 0 | 0 | 0 | 0 | 0 | 0 | 0 | 0 | 0 | 0 | 0 | 0 | 0 | 0 | 0 | 0 | 0 | 0 | 0 | 0 | 0
Geopressure | 0 | 0 | 0 | 0 | 0 | 0 | 0 | 0 | 0 | 0 | 0 | 0 | 0 | 0 | 0 | 0 | 0 | 0 | 0 | 0 | 0
Standard gasification or pyrolysis | 0 | 0 | 0 | 0 | 0 | 0 | 0 | 0 | 0 | 0 | 0 | 0 | 0 | 0 | 0 | 0 | 0 | 0 | 0 | 0 | 0
Other unspecified | 0 | 0 | 0 | 0 | 0 | 0 | 0 | 0 | 0 | 0 | 0 | 0 | 0 | 0 | 0 | 0 | 0 | 0 | 0 | 0 | 0
Geothermal | 0 | 0 | 0 | 0 | 0 | 0 | 0 | 0 | 0 | 0 | 0 | 0 | 0 | 0 | 0 | 0 | 0 | 0 | 0 | 0 | 0
Microgeneration | 0 | 0 | 0 | 0 | 0 | 0 | 0 | 0 | 0 | 0 | 0 | 0 | 0 | 0 | 0 | 0 | 0 | 0 | 0 | 0 | 0
Other ROC | 0 | 0 | 0 | 0 | 0 | 0 | 0 | 0 | 0 | 0 | 0 | 0 | 0 | 0 | 0 | 0 | 0 | 0 | 0 | 0 | 0
Non-ROC | 0 | 0 | 0 | 0 | 0 | 0 | 0 | 0 | 0 | 0 | 0 | 0 | 0 | 0 | 0 | 0 | 0 | 0 | 0 | 0 | 0
Embedded CHP | 7833.2393 | 8157.8981 | 8482.557 | 8807.2159 | 9131.8747 | 9456.5336 | 9781.1925 | 10105.8514 | 10430.5102 | 10755.1691 | 11079.828 | 11417.4732 | 11755.1184 | 12092.7636 | 12430.4088 | 12768.0541 | 13105.6993 | 13443.3445 | 13780.9897 | 14118.6349 | 14456.2802
Embedded Gas | 689.3244 | 689.3244 | 689.3244 | 689.3244 | 689.3244 | 689.3244 | 689.3244 | 689.3244 | 689.3244 | 689.3244 | 689.3244 | 689.3244 | 689.3244 | 689.3244 | 689.3244 | 689.3244 | 689.3244 | 689.3244 | 689.3244 | 689.3244 | 689.3244
Embedded offshore wind | 0 | 0 | 0 | 0 | 0 | 0 | 0 | 0 | 0 | 0 | 0 | 0 | 0 | 0 | 0 | 0 | 0 | 0 | 0 | 0 | 0
Embedded onshore wind | 0 | 0 | 0 | 0 | 0 | 0 | 0 | 0 | 0 | 0 | 0 | 0 | 0 | 0 | 0 | 0 | 0 | 0 | 0 | 0 | 0
Embedded biomass | 0 | 0 | 0 | 0 | 0 | 0 | 0 | 0 | 0 | 0 | 0 | 0 | 0 | 0 | 0 | 0 | 0 | 0 | 0 | 0 | 0
Embedded tidal and wave | 0 | 0 | 0 | 0 | 0 | 0 | 0 | 0 | 0 | 0 | 0 | 0 | 0 | 0 | 0 | 0 | 0 | 0 | 0 | 0 | 0
Embedded hydro | 0 | 0 | 0 | 0 | 0 | 0 | 0 | 0 | 0 | 0 | 0 | 0 | 0 | 0 | 0 | 0 | 0 | 0 | 0 | 0 | 0
Total | 133610.0501 | 164812.258 | 160251.4334 | 156198.7076 | 150969.0691 | 112789.8881 | 102554.8864 | 92688.9807 | 91549.3115 | 91511.8182 | 75561.5213 | 71893.9224 | 67090.6338 | 63584.7095 | 51298.4576 | 46772.1031 | 47352.0625 | 48349.0112 | 49066.6876 | 50138.8099 | 15145.6046
Carbon emissions by chart type
| 2011 | 2012 | 2013 | 2014 | 2015 | 2016 | 2017 | 2018 | 2019 | 2020 | 2021 | 2022 | 2023 | 2024 | 2025 | 2026 | 2027 | 2028 | 2029 | 2030 | 2031
Gas | 43318.6914 | 28935.3713 | 32987.2641 | 33211.081 | 34943.5003 | 40547.2585 | 41585.4781 | 41814.9387 | 46549.9719 | 48275.561 | 51211.7611 | 53737.8496 | 51630.997 | 50140.9299 | 34856.9547 | 30795.421 | 31391.1981 | 32356.2474 | 33078.2645 | 34111.8948 | 15145.6046
Coal | 90291.3587 | 135876.8867 | 127264.1693 | 122987.6266 | 115802.5363 | 71424.8436 | 60151.6222 | 50056.2037 | 44181.5013 | 42418.4189 | 23531.922 | 17338.2345 | 14641.7985 | 11594.7935 | 11459.4563 | 11001.8649 | 10987.3383 | 11018.046 | 11013.8331 | 11050.896 | 0
Oil | 0 | 0 | 0 | 0 | 0 | 0 | 0 | 0 | 0 | 0 | 0 | 0 | 0 | 0 | 0 | 0 | 0 | 0 | 0 | 0 | 0
OCGT | 0 | 0 | 0 | 0 | 0 | 0 | 4.9998e-09 | 4.9998e-09 | 0 | 0 | 0 | 0 | 0 | 0 | 0 | 0 | 0 | 0 | 0 | 0 | 0
PS | 0 | 0 | 0 | 0 | 0 | 0 | 0 | 0 | 0 | 0 | 0 | 0 | 0 | 0 | 0 | 0 | 0 | 0 | 0 | 0 | 0
Nuclear | 0 | 0 | 0 | 0 | 0 | 0 | 0 | 0 | 0 | 0 | 0 | 0 | 0 | 0 | 0 | 0 | 0 | 0 | 0 | 0 | 0
CCS | 4.7738e-09 | 1.7443e-06 | 3.3212e-06 | 3.5995e-06 | 223.0326 | 817.7861 | 817.7861 | 817.8383 | 817.8383 | 817.8383 | 817.8383 | 817.8383 | 817.8383 | 1848.9862 | 4982.0466 | 4974.8172 | 4973.5261 | 4974.7178 | 4974.59 | 4976.0191 | 0
Onshore wind | 0 | 0 | 0 | 0 | 0 | 0 | 0 | 0 | 0 | 0 | 0 | 0 | 0 | 0 | 0 | 0 | 0 | 0 | 0 | 0 | 0
Offshore wind | 0 | 0 | 0 | 0 | 0 | 0 | 0 | 0 | 0 | 0 | 0 | 0 | 0 | 0 | 0 | 0 | 0 | 0 | 0 | 0 | 0
Other renewable | 0 | 0 | 0 | 0 | 0 | 0 | 0 | 0 | 0 | 0 | 0 | 0 | 0 | 0 | 0 | 0 | 0 | 0 | 0 | 0 | 0
Total | 133610.0501 | 164812.258 | 160251.4334 | 156198.7076 | 150969.0691 | 112789.8881 | 102554.8864 | 92688.9807 | 91549.3115 | 91511.8182 | 75561.5213 | 71893.9224 | 67090.6338 | 63584.7095 | 51298.4576 | 46772.1031 | 47352.0625 | 48349.0112 | 49066.6876 | 50138.8099 | 15145.6046
Inc total embedded of: | 8522.5637 | 8847.2226 | 9171.8815 | 9496.5403 | 9821.1992 | 10145.8581 | 10470.5169 | 10795.1758 | 11119.8347 | 11444.4935 | 11769.1524 | 12106.7976 | 12444.4428 | 12782.0881 | 13119.7333 | 13457.3785 | 13795.0237 | 14132.6689 | 14470.3142 | 14807.9594 | 15145.6046
Total carbon intensity (g/kWhr) | 405.2743 | 477.0303 | 463.6537 | 445.3674 | 428.6788 | 321.4983 | 291.1175 | 267.5323 | 261.9142 | 262.2962 | 212.1046 | 200.9595 | 185.0635 | 173.9789 | 134.0318 | 119.2801 | 119.5071 | 120.5877 | 121.0737 | 122.2583 | 182.2857
Carbon intensity (g/kWhr) - excl embed CHP | 406.5956 | 483.0289 | 468.9944 | 449.5653 | 431.8188 | 316.7068 | 283.8106 | 257.8933 | 251.5628 | 251.6061 | 196.9021 | 184.317 | 166.6688 | 154.1314 | 110.9053 | 94.7264 | 94.5502 | 95.3594 | 95.4998 | 96.4523 | 15.1315
Renewable share
Data to calculate on EU basis:
| 2011 | 2012 | 2013 | 2014 | 2015 | 2016 | 2017 | 2018 | 2019 | 2020 | 2021 | 2022 | 2023 | 2024 | 2025 | 2026 | 2027 | 2028 | 2029 | 2030 | 2031
Consumption E in ESI (own use) | 15.851 | 15.626 | 15.542 | 15.13 | 15.485 | 15.236 | 14.84 | 13.382 | 13.214 | 12.513 | 11.293 | 11.144 | 11.339 | 11.473 | 10.585 | 10.835 | 11.16 | 11.57 | 12.076 | 12.533 | 12.736
Energy Industy excl own use and P/S | 8.6273 | 8.6273 | 8.6273 | 8.6273 | 8.6273 | 8.6273 | 8.6273 | 8.6273 | 8.6273 | 8.6273 | 8.6273 | 8.6273 | 8.6273 | 8.6273 | 8.6273 | 8.6273 | 8.6273 | 8.6273 | 8.6273 | 8.6273 | 8.6273
Consumption E in Rail Transport | 4.4826 | 4.4826 | 4.4826 | 4.4826 | 4.4826 | 4.4826 | 4.4826 | 4.4826 | 4.4826 | 4.4826 | 4.4826 | 4.4826 | 4.4826 | 4.4826 | 4.4826 | 4.4826 | 4.4826 | 4.4826 | 4.4826 | 4.4826 | 4.4826
Renewable generation | 37.3099 | 44.2375 | 46.6085 | 54.9571 | 60.7464 | 82.2242 | 92.8638 | 97.6792 | 101.6398 | 103.4458 | 111.7444 | 113.2017 | 115.1605 | 116.3909 | 121.3424 | 122.8619 | 125.4159 | 127.4108 | 129.7802 | 131.7123 | 43.7147
EU-consistent demand | 332.4192 | 348.0125 | 348.0595 | 352.7389 | 354.548 | 352.9518 | 354.0102 | 346.7312 | 349.6434 | 348.2904 | 354.4296 | 355.7874 | 360.7568 | 363.8368 | 380.2086 | 389.845 | 394.2782 | 399.405 | 404.2289 | 409.5287 | 82.7133
Renewable share | 11.22% | 12.71% | 13.39% | 15.58% | 17.13% | 23.3% | 26.23% | 28.17% | 29.07% | 29.7% | 31.53% | 31.82% | 31.92% | 31.99% | 31.91% | 31.52% | 31.81% | 31.9% | 32.11% | 32.16% | 52.85%
Capacity by aggregated zones
| 2011 | 2012 | 2013 | 2014 | 2015 | 2016 | 2017 | 2018 | 2019 | 2020 | 2021 | 2022 | 2023 | 2024 | 2025 | 2026 | 2027 | 2028 | 2029 | 2030 | 2031
S England & S Wales | 30894 | 32261.5031 | 25436.5244 | 25872.104 | 25673.7533 | 25368.0346 | 24572.3993 | 24587.1031 | 25919.5492 | 27603.0315 | 34881.7472 | 34891.6633 | 36571.836 | 35568.8216 | 39543.196 | 39655.1955 | 38496.2673 | 38551.6121 | 38667.1822 | 38712.1006 | 37500.1006
Midlands & N Wales | 16645 | 17541.7651 | 16720.3704 | 18887.4354 | 17442.2047 | 17607.5779 | 17764.7851 | 17261.8931 | 17272.9655 | 17284.0677 | 16323.2447 | 12397.4103 | 12405.7871 | 11374.0099 | 11003.3763 | 12213.2575 | 12275.0764 | 12320.6509 | 12415.8186 | 12452.8073 | 12452.8073
N England | 21118 | 21155.2787 | 20929.4785 | 20915.3188 | 20997.5327 | 20906.7347 | 16969.563 | 16986.4273 | 16336.8489 | 13042.3122 | 12822.3085 | 12833.6815 | 12076.3488 | 12765.8016 | 15718.8472 | 15732.6099 | 15818.7118 | 15882.1883 | 16014.7389 | 16066.257 | 14863.257
S Scotland | 8386 | 7918.35 | 7661.4 | 8097.6 | 8177.8 | 8445.2383 | 8892.0767 | 8892.0767 | 8892.0767 | 8892.0767 | 8892.0767 | 8892.0767 | 7750.0767 | 6676.0767 | 6676.0767 | 6676.0767 | 6676.0767 | 6676.0767 | 6676.0767 | 6676.0767 | 5461.0767
N Scotland | 2943 | 2943.1 | 3451.2 | 2852.7 | 3339.7 | 3450.9477 | 4498.831 | 4532.399 | 4734.3904 | 4806.8385 | 4922.6757 | 4922.6757 | 5124.6671 | 5124.6671 | 5240.5043 | 5399.1066 | 5514.9438 | 5514.9438 | 5514.9438 | 5514.9438 | 5514.9438
Offshore South | 826 | 2353.3 | 2353.3 | 2353.3 | 2685.3 | 3983.3 | 4387.3 | 4791.3 | 4791.3 | 4791.3 | 4791.3 | 4791.3 | 4791.3 | 4791.3 | 4791.3 | 4791.3 | 4791.3 | 4791.3 | 4791.3 | 4791.3 | 4791.3
Offshore Irish Sea | 555 | 825 | 825 | 1532 | 1532 | 1532 | 1532 | 1532 | 1532 | 1532 | 1532 | 1532 | 1532 | 1532 | 1532 | 1532 | 1532 | 1532 | 1532 | 1532 | 1532
Offshore E England | 8e-06 | 8e-06 | 8e-06 | 705 | 1205 | 1705 | 2105 | 2305 | 2905 | 2905 | 2905 | 2905 | 2905 | 2905 | 2905 | 2905 | 2905 | 2905 | 2905 | 2905 | 2905
Offshore Scotland | 20 | 20 | 20 | 470 | 470 | 470 | 470 | 470 | 470 | 470 | 470 | 470 | 470 | 470 | 1375 | 1375 | 1375 | 1375 | 1375 | 1375 | 1375
Total | 81387.0001 | 85018.2969 | 77397.2733 | 81685.4582 | 81523.2908 | 83468.8332 | 81191.9551 | 81358.1992 | 82854.1307 | 81326.6267 | 87540.3528 | 83635.8075 | 83627.0158 | 81207.6769 | 88785.3005 | 90279.5463 | 89384.3759 | 89548.7719 | 89892.0602 | 90025.4854 | 86395.4854
TNUoS charges by zone
Generator DS Zonal Tariff (£/kW)
Generation - Wider Tariffs in Y+1
Zone No. | Zone Name | 2011 | 2012 | 2013 | 2014 | 2015 | 2016 | 2017 | 2018 | 2019 | 2020 | 2021 | 2022 | 2023 | 2024 | 2025 | 2026 | 2027 | 2028 | 2029 | 2030
1 | North Scotland | 0 | 2.5952 | 2.9612 | 1.1646 | -0.85721 | -0.72924 | 0.083791 | 0.066619 | -0.47594 | -1.668 | -3.8826 | -3.2985 | -4.8345 | -5.7569 | -5.391 | -6.1257 | -5.8337 | -5.5572 | -5.5466 | -5.5491
2 | Peterhead | 0 | 4.5723 | 4.8609 | 1.3043 | -1.5038 | -1.3159 | -0.46988 | -0.47994 | -1.0227 | -2.2261 | -4.4295 | -3.9901 | -5.5537 | -6.4632 | -6.0631 | -6.8343 | -6.5059 | -6.2291 | -6.2186 | -6.2211
3 | Western Highland & Skye | 0 | 1.2116 | 1.3116 | 1.8146 | 1.1918 | 1.1999 | 1.9461 | 1.9127 | 1.3708 | 0.20466 | -2.0355 | -1.5999 | -3.0726 | -4.0246 | -3.7234 | -4.3882 | -4.166 | -3.8901 | -3.8794 | -3.8819
4 | Central Highlands | 0 | 2.1342 | 1.8249 | 2.0318 | 1.0797 | 0.69318 | 1.1666 | 1.1466 | 0.60837 | -0.49497 | -2.8358 | -2.4111 | -3.5899 | -4.6492 | -4.5138 | -4.9955 | -4.9559 | -4.6823 | -4.671 | -4.6735
5 | Argyll | 0 | 1.3364 | 2.015 | 2.0372 | 1.7736 | 0.85938 | 1.0915 | 1.2674 | 0.73682 | -0.30707 | -2.8115 | -2.4048 | -3.0609 | -4.2854 | -4.3118 | -4.6073 | -4.7533 | -4.483 | -4.4708 | -4.4732
6 | Stirlingshire | 0 | 1.6095 | 3.064 | 2.8276 | 1.2411 | 0.51658 | 1.352 | 1.3594 | 0.81287 | -0.27489 | -2.5484 | -2.1117 | -4.091 | -5.0263 | -4.6596 | -5.3932 | -5.1023 | -4.8259 | -4.8154 | -4.8179
7 | South Scotland | 0 | 0.94253 | 2.2812 | 2.1128 | 1.808 | 2.1847 | 2.4386 | 2.5435 | 2.0171 | 0.34505 | -1.5073 | -1.1053 | -2.034 | -2.3096 | -1.9335 | -2.5637 | -2.3818 | -2.0843 | -2.078 | -2.0809
8 | Auchencrosh | 0 | 1.3073 | 1.2617 | 1.3319 | 1.0064 | 0.6293 | 0.78471 | 0.99051 | 0.46155 | -0.51139 | -3.0143 | -2.614 | -3.4281 | -4.5975 | -4.6213 | -4.9933 | -5.0626 | -4.793 | -4.7808 | -4.7832
9 | Humber & Lancashire | 0 | 1.7681 | 3.0792 | 2.9969 | 2.8128 | 3.201 | 3.2825 | 3.7982 | 3.2435 | 3.2938 | 1.3285 | 1.7969 | 1.1551 | 0.67334 | 0.89447 | 0.25792 | 0.45008 | 0.78319 | 0.78336 | 0.78007
10 | North East England | 0 | 1.4925 | 3.0208 | 2.7698 | 2.5314 | 3.0769 | 2.9894 | 3.2153 | 2.6623 | 0.32349 | -1.3341 | -0.86855 | -1.4063 | -1.8084 | -1.5381 | -2.1764 | -1.9842 | -1.6562 | -1.6539 | -1.6573
11 | Anglesey | 0 | 3.062 | 4.4965 | 4.3299 | 3.736 | 3.1818 | 3.2281 | 3.2537 | 2.8615 | 0.74939 | -1.0684 | -0.87265 | -1.4028 | -1.7145 | -1.6628 | -2.073 | -2.0894 | -1.9424 | -1.9471 | -1.9482
12 | Dinorwig | 0 | 3.062 | 4.4965 | 4.3299 | 4.1227 | 3.5684 | 3.6148 | 3.6404 | 3.2481 | 0.74939 | -1.0684 | -0.87265 | -1.4028 | -1.7145 | -1.6628 | -2.073 | -2.0894 | -1.9424 | -1.9471 | -1.9482
13 | South Yorks & North Wales | 0 | 1.7951 | 2.6782 | 2.7887 | 2.4595 | 2.7431 | 2.7555 | 3.4472 | 2.9002 | 2.8173 | 1.8305 | 2.1946 | 1.513 | 1.1219 | 1.3372 | 1.383 | 1.4025 | 1.5632 | 1.5625 | 1.5572
14 | Midlands | 0 | 0.21412 | 0.8712 | 1.5177 | 1.3588 | 1.5779 | 1.6281 | 1.8127 | 1.5852 | 1.5781 | 1.723 | 1.6541 | 2.2158 | 2.1322 | 2.4135 | 2.6549 | 2.7619 | 2.7166 | 2.7155 | 2.7083
15 | South Wales & Gloucester | 0 | 4.8592 | 5.5438 | 5.3249 | 5.5024 | 5.8069 | 5.6632 | 4.8832 | 5.1489 | 6.2894 | 7.2214 | 7.01 | 7.4259 | 7.6658 | 6.488 | 6.4867 | 6.3539 | 6.3829 | 6.3815 | 6.3822
16 | Central London | 0 | -1.7115 | -3.1583 | -3.16 | -2.8674 | -2.9056 | -2.9782 | -3.1156 | -2.582 | -2.3258 | -0.64568 | -1.098 | 3.4274 | 3.4597 | 3.9087 | 4.1624 | 4.3114 | 4.3651 | 4.3642 | 4.3578
17 | South East | 0 | -2.0499 | -3.7795 | -3.5929 | -3.6291 | -3.5469 | -3.1973 | -3.1395 | -1.9487 | -1.7217 | 0.046335 | -0.18855 | 0.63249 | 0.85855 | 1.4878 | 2.0084 | 2.048 | 1.8432 | 1.8422 | 1.8462
18 | Oxon & South Coast | 0 | -0.34127 | -1.311 | -1.2123 | -1.1323 | -1.1774 | -1.3008 | -1.3959 | -0.98558 | -0.73643 | 1.6837 | 1.3749 | 1.9803 | 2.5056 | 2.1719 | 2.3994 | 2.0909 | 1.9586 | 1.9574 | 1.9591
19 | Wessex | 0 | 0.45076 | -1.1974 | -1.4656 | -0.38277 | -1.101 | -1.2557 | -1.3683 | 0.11555 | 2.1479 | 3.4143 | 3.1723 | 3.7144 | 5.1254 | 4.5643 | 4.648 | 4.5333 | 4.415 | 4.4137 | 4.4162
20 | Peninsula | 0 | 1.322 | 0.0078464 | -0.33027 | 1.1381 | -0.94183 | -1.0924 | -1.5051 | -0.22699 | 0.94923 | 2.4049 | 2.1654 | 2.6911 | 4.1905 | 4.3842 | 4.4575 | 4.3403 | 4.2327 | 4.2314 | 4.2336
Generator DS Zonal Tariff (£/kW)
Generation - Wider Tariffs in Y+5
Zone No. | Zone Name | 2011 | 2012 | 2013 | 2014 | 2015 | 2016 | 2017 | 2018 | 2019 | 2020 | 2021 | 2022 | 2023 | 2024 | 2025 | 2026 | 2027 | 2028 | 2029 | 2030
1 | North Scotland | 0 | 0 | 0 | 0 | 0 | -0.34021 | 2.1521 | 0.78263 | 0.40148 | 1.4249 | 0.096559 | 1.1841 | -3.6148 | 0.33459 | -5.2141 | -5.1802 | -5.6774 | -5.5016 | -5.8055 | -5.897
2 | Peterhead | 0 | 0 | 0 | 0 | 0 | -0.91689 | 2.9792 | 0.82165 | -0.17624 | 1.4996 | -0.040386 | 1.0142 | -4.3427 | 0.24455 | -6.0578 | -6.0229 | -6.5157 | -6.3318 | -6.4904 | -6.5693
3 | Western Highland & Skye | 0 | 0 | 0 | 0 | 0 | 1.5763 | 2.0393 | 1.871 | 2.3101 | 0.99148 | 0.9462 | 0.54701 | -1.8314 | 0.056885 | -4.2899 | -4.2584 | -4.7654 | -4.6081 | -4.109 | -4.2292
4 | Central Highlands | 0 | 0 | 0 | 0 | 0 | 0.97891 | 2.9577 | 1.7202 | 1.6655 | 1.1251 | 0.30778 | 0.68663 | -2.3257 | -0.44135 | -4.5366 | -4.5167 | -5.0713 | -5.0088 | -4.7704 | -5.0189
5 | Argyll | 0 | 0 | 0 | 0 | 0 | 0.93649 | 3.6766 | 2.1096 | 1.8647 | 0.73923 | 0.30692 | 0.29881 | -1.7298 | -1.2465 | -3.9241 | -3.9257 | -4.5706 | -4.6885 | -4.3402 | -4.8158
6 | Stirlingshire | 0 | 0 | 0 | 0 | 0 | 0.93642 | 2.4674 | 1.694 | 1.7371 | 1.683 | 0.48715 | 1.3758 | -2.7387 | 0.25139 | -4.6545 | -4.6167 | -5.2449 | -5.0188 | -5.1202 | -5.1656
7 | South Scotland | 0 | 0 | 0 | 0 | 0 | 2.3368 | 2.8064 | 2.7957 | 3.2034 | 2.4992 | 1.0019 | 1.5435 | -0.61667 | 1.2756 | -1.853 | -1.8311 | -2.345 | -2.326 | -2.2972 | -2.4484
8 | Auchencrosh | 0 | 0 | 0 | 0 | 0 | 0.73306 | 2.9173 | 1.6216 | 1.4803 | 0.54043 | 0.13869 | 0.26922 | -2.0889 | -1.5767 | -4.2578 | -4.2246 | -4.9795 | -5.0001 | -4.7342 | -5.1249
9 | Humber & Lancashire | 0 | 0 | 0 | 0 | 0 | 3.2438 | 3.2789 | 3.5118 | 4.028 | 3.3652 | 3.547 | 2.6575 | 2.8692 | 1.196 | 1.0098 | 1.2284 | 0.91427 | 0.45618 | 0.51483 | 0.37738
10 | North East England | 0 | 0 | 0 | 0 | 0 | 3.1037 | 3.1052 | 3.3739 | 3.9591 | 3.5422 | 0.95059 | 2.2479 | 0.041144 | 1.5384 | -1.48 | -1.5312 | -1.7032 | -1.9663 | -1.9149 | -2.0567
11 | Anglesey | 0 | 0 | 0 | 0 | 0 | 3.1985 | 4.0057 | 3.8713 | 3.629 | 1.0921 | 0.99615 | 0.39775 | 0.019388 | -0.29402 | -0.8777 | -0.69695 | -1.676 | -1.914 | -1.9167 | -2.0636
12 | Dinorwig | 0 | 0 | 0 | 0 | 0 | 3.5852 | 4.3923 | 4.258 | 4.0157 | 1.0921 | 0.99615 | 0.39775 | 0.019388 | -0.29402 | -0.8777 | -0.69695 | -1.676 | -1.914 | -1.9167 | -2.0636
13 | South Yorks & North Wales | 0 | 0 | 0 | 0 | 0 | 2.7136 | 2.9248 | 3.132 | 3.2778 | 2.9822 | 2.8506 | 2.5277 | 2.76 | 1.3473 | 1.4178 | 1.6593 | 1.3965 | 1.2439 | 1.1386 | 1.4425
14 | Midlands | 0 | 0 | 0 | 0 | 0 | 1.5658 | 1.4918 | 1.6152 | 1.776 | 1.3915 | 1.576 | 1.635 | 2.1808 | 1.2817 | 2.0304 | 2.0154 | 2.1723 | 2.4579 | 2.6815 | 2.6943
15 | South Wales & Gloucester | 0 | 0 | 0 | 0 | 0 | 5.7091 | 5.2098 | 5.1203 | 5.044 | 5.3881 | 6.113 | 6.1143 | 6.9444 | 6.2044 | 7.3543 | 6.0458 | 6.5499 | 6.5419 | 6.5011 | 6.3715
16 | Central London | 0 | 0 | 0 | 0 | 0 | -2.913 | -3.4957 | -3.2681 | -3.6153 | -3.3492 | -2.8082 | 0.31468 | 2.0201 | 1.7092 | 2.854 | 2.9858 | 3.6239 | 3.9678 | 4.2873 | 4.3403
17 | South East | 0 | 0 | 0 | 0 | 0 | -3.5558 | -4.055 | -3.9122 | -3.8922 | -3.2967 | -2.8027 | -2.4527 | -0.95731 | -1.0273 | 0.20085 | 0.74033 | 1.4607 | 1.6967 | 1.8376 | 1.936
18 | Oxon & South Coast | 0 | 0 | 0 | 0 | 0 | -1.1858 | -1.6691 | -1.6629 | -2.0794 | -1.5793 | -1.1884 | -0.71277 | -0.1112 | 0.5909 | 1.825 | 1.8517 | 2.3577 | 2.3977 | 2.3334 | 2.3868
19 | Wessex | 0 | 0 | 0 | 0 | 0 | -1.1098 | -1.6883 | -2.0224 | -1.8228 | 0.28003 | 0.91592 | 1.7446 | 2.8451 | 2.5456 | 3.5692 | 3.0887 | 3.6393 | 3.6949 | 3.6566 | 4.6217
20 | Peninsula | 0 | 0 | 0 | 0 | 0 | -0.95078 | -1.2606 | -1.3628 | -1.7212 | 0.23975 | -0.27746 | 2.2163 | 1.5109 | 3.3023 | 2.5113 | 2.016 | 2.5559 | 2.6039 | 3.3333 | 4.4389
Generator CBA Zonal Tariff (£/kW)
Generation - Wider Year Round Shared Tariffs in Y+1
Zone No. | Zone Name | 2011 | 2012 | 2013 | 2014 | 2015 | 2016 | 2017 | 2018 | 2019 | 2020 | 2021 | 2022 | 2023 | 2024 | 2025 | 2026 | 2027 | 2028 | 2029 | 2030
1 | North Scotland | 0 | 19.066 | 19.8194 | 19.8823 | 20.9923 | 28.1474 | 27.6713 | 26.4819 | 29.7667 | 28.5805 | 27.1858 | 26.659 | 26.489 | 26.9594 | 27.5835 | 27.1691 | 27.3568 | 27.5914 | 27.7363 | 27.7406
2 | Peterhead | 0 | 14.4851 | 14.8349 | 14.9824 | 14.6957 | 22.2025 | 21.1625 | 19.961 | 23.385 | 22.1875 | 20.9288 | 20.4407 | 20.3787 | 20.8529 | 21.6172 | 21.1882 | 21.4903 | 21.7239 | 21.869 | 21.8736
3 | Western Highland & Skye | 0 | 21.0996 | 21.5368 | 20.9487 | 21.1657 | 28.7778 | 29.2913 | 28.1494 | 31.5348 | 30.5621 | 29.3264 | 28.8474 | 28.7422 | 29.1692 | 30.0042 | 29.8667 | 30.0509 | 30.2752 | 30.4296 | 30.4365
4 | Central Highlands | 0 | 14.5246 | 15.6731 | 15.3309 | 15.6322 | 23.2484 | 23.0027 | 22.0141 | 25.3158 | 24.2874 | 22.9317 | 22.4478 | 22.297 | 22.6786 | 23.2563 | 23.1317 | 23.168 | 23.3988 | 23.5539 | 23.5588
5 | Argyll | 0 | 12.1256 | 11.4494 | 11.6544 | 11.7028 | 19.6925 | 19.1213 | 19.7423 | 22.8755 | 22.0858 | 20.6449 | 20.1599 | 19.7341 | 19.9935 | 20.4239 | 20.5 | 20.3406 | 20.571 | 20.7388 | 20.743
6 | Stirlingshire | 0 | 11.2353 | 9.9915 | 9.8905 | 10.3883 | 16.8712 | 16.5687 | 15.1936 | 18.3238 | 17.3004 | 15.8438 | 15.358 | 14.0609 | 14.458 | 15.1205 | 14.8051 | 15.0003 | 15.2329 | 15.3654 | 15.369
7 | South Scotland | 0 | 10.5834 | 9.4491 | 9.574 | 9.7482 | 15.2904 | 14.638 | 13.797 | 17.5522 | 16.1479 | 15.1995 | 14.7115 | 14.7174 | 14.5708 | 15.0556 | 14.7692 | 14.8915 | 15.1312 | 15.2384 | 15.243
8 | Auchencrosh | 0 | 13.8373 | 10.9047 | 11.1978 | 11.095 | 18.5087 | 17.8532 | 17.1684 | 20.0001 | 19.3848 | 17.6943 | 17.2138 | 17.0486 | 17.4412 | 17.9131 | 17.7653 | 17.8161 | 18.0415 | 18.2181 | 18.2228
9 | Humber & Lancashire | 0 | 3.0758 | 1.7119 | 1.983 | 2.2297 | 1.9633 | 2.1342 | 1.7364 | 2.0716 | 1.7775 | 1.7275 | 1.2062 | 1.6239 | 1.7628 | 2.4377 | 2.4118 | 2.4875 | 2.7298 | 2.7452 | 2.751
10 | North East England | 0 | 4.8089 | 3.952 | 4.0193 | 4.3682 | 5.6239 | 5.0645 | 4.3115 | 3.8954 | -0.11374 | -0.29135 | -0.85367 | -0.21097 | -0.014961 | 5.5636 | 5.4841 | 5.5169 | 5.7162 | 5.6741 | 5.6441
11 | Anglesey | 0 | 2.6306 | 1.1905 | 1.3822 | 0.76967 | -1.4614 | -1.0498 | -1.5041 | -1.0826 | 2.0411 | 1.6783 | 1.3863 | 1.642 | 1.1945 | 1.2889 | 1.2509 | 1.329 | 1.4867 | 1.422 | 1.4265
12 | Dinorwig | 0 | 1.8578 | 0.41715 | 0.60886 | 0.76967 | -1.4614 | -1.0498 | -1.5041 | -1.0826 | 1.2678 | 0.90501 | 0.61302 | 0.86867 | 0.4212 | 0.51561 | 0.47753 | 0.5557 | 0.71342 | 0.64866 | 0.65314
13 | South Yorks & North Wales | 0 | 1.1474 | 0.050837 | 0.083058 | 0.40595 | -0.71781 | -0.69209 | -1.1906 | -0.96188 | -0.88993 | -0.58822 | -0.9832 | -0.45119 | -0.40774 | 0.070831 | 0.012974 | -0.033433 | 0.063248 | 0.049194 | 0.053405
14 | Midlands | 0 | 0.73219 | -0.11657 | -0.34376 | -0.058484 | -0.91994 | -0.97412 | -1.2038 | -1.3446 | -1.2868 | 0.080952 | 0.43268 | 0.46419 | 0.61021 | 1.2927 | 1.0985 | 0.83064 | 0.71578 | 0.70413 | 0.71205
15 | South Wales & Gloucester | 0 | -3.9516 | -3.6862 | -3.842 | -3.5042 | -4.4851 | -4.3682 | -3.9332 | -5.1058 | -4.0059 | -3.8109 | -3.636 | -3.7719 | -3.5174 | -4.7838 | -4.8226 | -4.8632 | -5.5941 | -5.6134 | -5.614
16 | Central London | 0 | -3.7504 | -2.7791 | -2.6812 | -3.0352 | -3.635 | -3.5926 | -3.0401 | -3.7061 | -3.6162 | -3.41 | -2.9569 | -1.1402 | -1.1117 | -1.0672 | -1.2155 | -1.4707 | -1.6057 | -1.6178 | -1.6115
17 | South East | 0 | 0.56956 | 1.5609 | 1.6959 | 1.4708 | 0.99537 | 0.94444 | 1.5445 | 0.5458 | 0.51241 | 0.66098 | 1.2126 | 0.86385 | 0.76806 | 0.36927 | 1.0567 | 0.9392 | 0.6643 | 0.65554 | 0.65064
18 | Oxon & South Coast | 0 | -3.3636 | -2.6503 | -2.3294 | -2.419 | -2.7554 | -2.7088 | -1.8102 | -2.8522 | -2.326 | -1.7833 | -1.239 | -1.4665 | -1.425 | -1.9168 | -1.7522 | -1.5862 | -1.7578 | -1.7703 | -1.7729
19 | Wessex | 0 | -5.5871 | -3.3932 | -3.3358 | -4.1805 | -4.0369 | -4.0089 | -2.9351 | -3.2444 | -1.7082 | -1.1415 | -0.87243 | -1.0539 | -1.9212 | -2.7764 | -2.882 | -2.9174 | -3.0019 | -3.023 | -3.0269
20 | Peninsula | 0 | -8.2085 | -4.7039 | -4.7141 | -5.7051 | -4.58 | -4.5147 | -1.8689 | -1.7285 | -0.81536 | -0.42306 | -0.15762 | -0.34693 | -1.2982 | -2.7939 | -2.85 | -2.893 | -2.9839 | -2.9977 | -2.9986
Generator CBA Zonal Tariff (£/kW)
Generation - Wider Year Round Shared Tariffs in Y+5
Zone No. | Zone Name | 2011 | 2012 | 2013 | 2014 | 2015 | 2016 | 2017 | 2018 | 2019 | 2020 | 2021 | 2022 | 2023 | 2024 | 2025 | 2026 | 2027 | 2028 | 2029 | 2030
1 | North Scotland | 0 | 0 | 0 | 0 | 0 | 28.1672 | 26.7045 | 27.9761 | 27.8209 | 27.4621 | 25.7479 | 29.5545 | 27.0844 | 30.7073 | 27.5889 | 27.9635 | 27.9239 | 28.289 | 27.5978 | 27.2631
2 | Peterhead | 0 | 0 | 0 | 0 | 0 | 21.3673 | 20.9198 | 23.0861 | 21.9153 | 23.1909 | 21.7254 | 25.4549 | 20.3437 | 25.309 | 20.8897 | 21.0387 | 21.0596 | 21.4873 | 21.6824 | 21.3999
3 | Western Highland & Skye | 0 | 0 | 0 | 0 | 0 | 28.7744 | 29.3372 | 27.9205 | 28.5393 | 27.6442 | 27.5351 | 29.6391 | 28.7253 | 30.4795 | 28.4861 | 28.8347 | 28.6988 | 29.1089 | 30.3237 | 29.9845
4 | Central Highlands | 0 | 0 | 0 | 0 | 0 | 23.2002 | 22.3488 | 22.6817 | 23.1027 | 22.4939 | 21.5793 | 24.7879 | 22.3215 | 24.8177 | 22.4052 | 22.5998 | 22.5527 | 22.8947 | 23.5103 | 23.08
5 | Argyll | 0 | 0 | 0 | 0 | 0 | 19.5215 | 17.609 | 18.778 | 19.5386 | 19.197 | 19.3426 | 22.8541 | 19.8865 | 22.0595 | 20.0403 | 20.2284 | 20.0738 | 20.2027 | 20.9556 | 20.2458
6 | Stirlingshire | 0 | 0 | 0 | 0 | 0 | 16.9556 | 16.5068 | 16.6925 | 16.5066 | 16.2365 | 14.8555 | 18.2859 | 14.1636 | 18.2737 | 14.7391 | 14.8848 | 14.6204 | 14.8584 | 15.1942 | 14.9002
7 | South Scotland | 0 | 0 | 0 | 0 | 0 | 15.1246 | 15.3359 | 15.0274 | 14.8389 | 14.1175 | 12.8695 | 16.7283 | 14.8755 | 15.9621 | 14.6133 | 14.6834 | 14.5639 | 14.7494 | 15.1165 | 14.8014
8 | Auchencrosh | 0 | 0 | 0 | 0 | 0 | 18.2316 | 18.0466 | 18.2264 | 18.2137 | 17.4246 | 17.0178 | 19.8916 | 17.3354 | 18.7462 | 17.6873 | 18.2328 | 17.5893 | 17.9634 | 18.247 | 17.7259
9 | Humber & Lancashire | 0 | 0 | 0 | 0 | 0 | 2.039 | 1.7819 | 1.7313 | 1.2746 | 1.747 | 1.8952 | 1.4729 | 1.0794 | 2.6415 | 3.1421 | 3.3402 | 1.8719 | 2.3571 | 2.5963 | 2.4249
10 | North East England | 0 | 0 | 0 | 0 | 0 | 5.44 | 5.5157 | 5.1523 | 4.6309 | 4.2733 | 1.9701 | 1.3433 | -0.53953 | 2.2912 | 5.2773 | 5.4365 | 5.0132 | 5.3587 | 5.5349 | 5.2707
11 | Anglesey | 0 | 0 | 0 | 0 | 0 | -1.3058 | -2.5102 | -2.2493 | -1.8309 | 2.1711 | 2.1803 | 1.5879 | 1.3948 | 1.3406 | 1.5705 | 1.7401 | 0.83405 | 1.0232 | 1.1371 | 1.311
12 | Dinorwig | 0 | 0 | 0 | 0 | 0 | -1.3058 | -2.5102 | -2.2493 | -1.8309 | 1.3978 | 1.407 | 0.81461 | 0.62143 | 0.56731 | 0.79716 | 0.96679 | 0.06073 | 0.24984 | 0.36382 | 0.53769
13 | South Yorks & North Wales | 0 | 0 | 0 | 0 | 0 | -0.70049 | -1.0728 | -1.2451 | -1.2168 | -1.0138 | -0.69624 | -1.658 | -1.0922 | -0.932 | -0.17217 | -0.095268 | -0.32863 | -0.27694 | -0.10295 | 0.043448
14 | Midlands | 0 | 0 | 0 | 0 | 0 | -0.94601 | -0.94901 | -0.94805 | -1.0689 | -0.69731 | -0.32784 | -0.28186 | -0.063773 | 0.06698 | 0.47714 | 0.78423 | 1.6895 | 1.2657 | 1.0246 | 1.1434
15 | South Wales & Gloucester | 0 | 0 | 0 | 0 | 0 | -4.4853 | -4.2155 | -3.9485 | -3.6258 | -4.0409 | -3.608 | -3.4724 | -3.177 | -4.2855 | -4.1378 | -5.4216 | -5.0767 | -5.1431 | -5.2355 | -4.9325
16 | Central London | 0 | 0 | 0 | 0 | 0 | -3.662 | -3.1641 | -3.2964 | -3.3238 | -3.5133 | -3.4653 | -0.58826 | -1.012 | -1.354 | -1.3727 | -1.3608 | -0.64486 | -1.0398 | -1.3069 | -1.19
17 | South East | 0 | 0 | 0 | 0 | 0 | 0.96098 | 1.4935 | 1.4719 | 0.87214 | 0.63229 | 0.72532 | 0.39238 | 1.2442 | 0.63956 | 0.73159 | 1.022 | 1.5949 | 1.3387 | 0.89175 | 0.94142
18 | Oxon & South Coast | 0 | 0 | 0 | 0 | 0 | -2.7802 | -2.8288 | -2.5959 | -2.5022 | -2.703 | -2.6698 | -1.6721 | -1.4116 | -1.6654 | -1.8969 | -1.8689 | -1.4379 | -1.5683 | -1.7664 | -1.7867
19 | Wessex | 0 | 0 | 0 | 0 | 0 | -4.0433 | -3.6664 | -3.7256 | -3.2009 | -2.5253 | -2.0064 | -1.4261 | -0.99888 | -1.5719 | -1.5887 | -2.1044 | -1.6709 | -1.7891 | -1.9626 | -2.9006
20 | Peninsula | 0 | 0 | 0 | 0 | 0 | -4.59 | -5.7441 | -6.0891 | -3.6917 | -2.7156 | -0.85217 | -0.34212 | -0.068971 | -0.89842 | -0.75132 | -1.155 | -0.77634 | -0.88344 | -1.8944 | -2.8475
Demand HH Zonal Tariff (£/kW)
Demand in Y+1
Zone No. | Zone Name. | 2011 | 2012 | 2013 | 2014 | 2015 | 2016 | 2017 | 2018 | 2019 | 2020 | 2021 | 2022 | 2023 | 2024 | 2025 | 2026 | 2027 | 2028 | 2029 | 2030
1 | Northern Scotland | 0 | 11.3337 | 12.1772 | 18.9276 | 23.0225 | 19.2472 | 20.8578 | 24.3484 | 23.7455 | 27.5233 | 32.0346 | 32.6961 | 34.9351 | 36.0113 | 36.089 | 37.6888 | 37.7504 | 37.6672 | 37.9254 | 38.3286
2 | Southern Scotland | 0 | 15.7155 | 17.7502 | 22.5552 | 26.1622 | 23.5383 | 25.7513 | 28.905 | 28.4891 | 32.0095 | 36.6975 | 37.3836 | 39.6832 | 40.9524 | 41.3621 | 42.6625 | 43.0132 | 42.9353 | 43.1856 | 43.5887
3 | Northern | 0 | 20.4388 | 21.8675 | 26.862 | 29.7273 | 32.1376 | 34.8815 | 37.8106 | 40.4014 | 45.5444 | 48.4915 | 49.2 | 50.0808 | 50.379 | 50.2472 | 51.5249 | 51.7963 | 51.6423 | 52.0187 | 52.4225
4 | North West | 0 | 23.2901 | 25.0333 | 29.819 | 32.6822 | 36.9621 | 39.3419 | 42.2389 | 44.4546 | 46.6332 | 50.0916 | 50.8042 | 51.8327 | 53.0511 | 53.3414 | 54.4792 | 54.8358 | 54.8376 | 55.26 | 55.661
5 | Yorkshire | 0 | 23.5607 | 25.1786 | 29.8955 | 32.8625 | 37.0375 | 39.5606 | 42.1933 | 44.9604 | 46.6397 | 49.5886 | 50.2947 | 50.9089 | 51.5858 | 51.6849 | 52.9599 | 53.2762 | 53.1722 | 53.5945 | 54.0029
6 | N Wales & Mersey | 0 | 23.5747 | 25.2978 | 30.256 | 33.0453 | 39.3553 | 41.4712 | 44.5089 | 46.7018 | 48.5076 | 51.7518 | 52.4598 | 53.5076 | 54.9001 | 55.6399 | 56.7022 | 57.1194 | 57.2306 | 57.6999 | 58.1018
7 | East Midlands | 0 | 25.968 | 27.9571 | 32.4759 | 35.4379 | 40.0729 | 42.4947 | 44.6784 | 47.3408 | 48.907 | 50.2117 | 50.924 | 51.4601 | 52.2167 | 53.2607 | 54.19 | 54.8834 | 55.0838 | 55.5178 | 55.9255
8 | Midlands | 0 | 27.078 | 28.7344 | 33.3852 | 36.2052 | 41.2892 | 43.6103 | 46.3209 | 48.9681 | 50.3711 | 52.1129 | 52.8079 | 53.5502 | 54.0745 | 55.8908 | 56.6361 | 57.3367 | 57.7153 | 58.1605 | 58.5644
9 | Eastern | 0 | 27.2328 | 29.8877 | 34.1143 | 37.1919 | 41.6718 | 44.1171 | 46.0352 | 48.5007 | 49.7957 | 48.5563 | 49.2187 | 49.5798 | 50.1179 | 50.8009 | 51.0918 | 51.75 | 52.3664 | 52.7961 | 53.2027
10 | South Wales | 0 | 25.6173 | 26.5466 | 31.7015 | 34.1088 | 38.8686 | 41.2927 | 44.5168 | 47.7574 | 47.0838 | 46.9605 | 47.6085 | 48.0096 | 48.1736 | 51.9253 | 52.4964 | 53.2272 | 54.3604 | 54.7983 | 55.2036
11 | South East | 0 | 30.5841 | 32.5304 | 37.1987 | 40.206 | 44.7033 | 47.1707 | 48.62 | 51.3353 | 52.604 | 51.4227 | 51.7566 | 52.0176 | 52.257 | 53.84 | 52.2111 | 52.8799 | 54.1232 | 54.556 | 54.9621
12 | London | 0 | 30.9797 | 34.7983 | 39.4638 | 42.5239 | 47.1086 | 49.5031 | 51.375 | 53.5919 | 54.79 | 53.9784 | 54.2327 | 54.4923 | 54.865 | 56.1588 | 55.2452 | 55.9188 | 56.9348 | 57.3666 | 57.7728
13 | Southern | 0 | 31.506 | 32.9842 | 37.6814 | 40.5523 | 45.1628 | 47.6385 | 49.3166 | 51.8778 | 51.5421 | 50.1026 | 50.7242 | 51.0042 | 51.0298 | 53.052 | 53.8399 | 54.5269 | 54.9593 | 55.3939 | 55.7997
14 | South Western | 0 | 31.3701 | 31.9418 | 37.1434 | 39.5574 | 44.2356 | 46.703 | 48.0516 | 49.6076 | 48.2196 | 47.4956 | 48.101 | 48.4524 | 48.4172 | 51.0671 | 51.6121 | 52.3341 | 53.2597 | 53.6961 | 54.1016
Demand HH Zonal Tariff (£/kW)
Demand in Y+5
Zone No. | Zone Name. | 2011 | 2012 | 2013 | 2014 | 2015 | 2016 | 2017 | 2018 | 2019 | 2020 | 2021 | 2022 | 2023 | 2024 | 2025 | 2026 | 2027 | 2028 | 2029 | 2030
1 | Northern Scotland | 0 | 0 | 0 | 0 | 0 | 22.7895 | 19.7472 | 22.8599 | 22.1484 | 24.7624 | 31.1778 | 29.0885 | 33.4566 | 27.3264 | 36.2324 | 36.6456 | 37.6172 | 38.0856 | 38.2702 | 39.1541
2 | Southern Scotland | 0 | 0 | 0 | 0 | 0 | 27.3309 | 24.7795 | 27.7401 | 26.5493 | 30.6624 | 36.6552 | 34.6414 | 37.8883 | 34.3606 | 40.8933 | 41.2257 | 42.7044 | 43.3347 | 43.3072 | 44.4162
3 | Northern | 0 | 0 | 0 | 0 | 0 | 36.0174 | 33.8597 | 36.8201 | 35.686 | 39.9478 | 47.2598 | 48.259 | 48.6355 | 46.0667 | 49.979 | 50.6099 | 51.3626 | 52.2777 | 52.4072 | 53.2062
4 | North West | 0 | 0 | 0 | 0 | 0 | 40.9059 | 38.8119 | 41.645 | 40.4595 | 44.3246 | 48.6972 | 51.7171 | 50.3991 | 50.2177 | 51.4149 | 51.4921 | 54.2324 | 55.2687 | 55.5178 | 56.1986
5 | Yorkshire | 0 | 0 | 0 | 0 | 0 | 41.0362 | 39.0716 | 41.9152 | 40.744 | 44.5724 | 48.4883 | 52.6798 | 49.6682 | 50.9155 | 51.1035 | 51.3097 | 52.7165 | 53.7885 | 53.971 | 54.6517
6 | N Wales & Mersey | 0 | 0 | 0 | 0 | 0 | 43.2246 | 41.2275 | 43.9053 | 42.7509 | 46.1186 | 50.736 | 53.7826 | 52.0586 | 52.4938 | 53.6645 | 53.8918 | 56.5506 | 57.5446 | 57.902 | 58.4438
7 | East Midlands | 0 | 0 | 0 | 0 | 0 | 44.0291 | 42.1587 | 44.9806 | 43.8018 | 47.3653 | 51.2273 | 54.5587 | 50.7517 | 52.8288 | 52.5363 | 53.3933 | 53.988 | 55.0989 | 55.5818 | 55.9151
8 | Midlands | 0 | 0 | 0 | 0 | 0 | 45.2 | 43.3952 | 46.2046 | 44.9881 | 48.5078 | 52.3694 | 55.6865 | 52.1902 | 54.4599 | 54.3191 | 55.4975 | 56.4792 | 57.6267 | 58.1043 | 58.4151
9 | Eastern | 0 | 0 | 0 | 0 | 0 | 45.6458 | 43.7252 | 46.5463 | 45.4258 | 48.7156 | 52.2457 | 54.0011 | 50.1042 | 51.3313 | 50.9493 | 51.3631 | 50.8867 | 51.9737 | 52.5224 | 52.8089
10 | South Wales | 0 | 0 | 0 | 0 | 0 | 42.8098 | 41.0105 | 43.8119 | 42.5198 | 45.8544 | 48.8852 | 51.2761 | 47.5628 | 49.91 | 49.5018 | 52.8787 | 52.5068 | 53.6196 | 54.2314 | 54.5122
11 | South East | 0 | 0 | 0 | 0 | 0 | 48.6647 | 46.8026 | 49.5924 | 49.8895 | 53.1084 | 56.6328 | 58.1625 | 53.3684 | 54.2559 | 53.6135 | 53.146 | 51.9984 | 53.0966 | 54.3093 | 54.5873
12 | London | 0 | 0 | 0 | 0 | 0 | 51.0742 | 49.1301 | 51.9386 | 51.2261 | 54.6111 | 58.1057 | 60.2624 | 55.6435 | 56.788 | 56.2564 | 55.953 | 55.0365 | 56.1313 | 57.0922 | 57.3693
13 | Southern | 0 | 0 | 0 | 0 | 0 | 49.1171 | 47.2851 | 50.2042 | 48.8753 | 51.8483 | 55.1671 | 56.1407 | 52.276 | 52.8205 | 52.6513 | 53.9342 | 53.6206 | 54.7244 | 55.1688 | 55.4481
14 | South Western | 0 | 0 | 0 | 0 | 0 | 48.1825 | 46.8722 | 49.8807 | 47.9105 | 49.2628 | 52.0824 | 52.1144 | 48.6928 | 49.8356 | 49.672 | 51.4872 | 51.4074 | 52.5162 | 53.1868 | 53.4668
Demand NHH Zonal Tariff (p/kWh)
Zone No. | Zone Name. | 2011 | 2012 | 2013 | 2014 | 2015 | 2016 | 2017 | 2018 | 2019 | 2020 | 2021 | 2022 | 2023 | 2024 | 2025 | 2026 | 2027 | 2028 | 2029 | 2030
1 | Northern Scotland | 0 | 1.563 | 1.6793 | 2.6102 | 3.1749 | 2.6542 | 2.8763 | 3.3577 | 3.2746 | 3.7955 | 4.4177 | 4.5089 | 4.8176 | 4.9661 | 4.9768 | 5.1974 | 5.2059 | 5.1944 | 5.23 | 5.2856
2 | Southern Scotland | 0 | 2.2207 | 2.5082 | 3.1872 | 3.6969 | 3.3261 | 3.6388 | 4.0844 | 4.0257 | 4.5231 | 5.1856 | 5.2825 | 5.6075 | 5.7868 | 5.8447 | 6.0284 | 6.078 | 6.067 | 6.1024 | 6.1593
3 | Northern | 0 | 2.828 | 3.0257 | 3.7168 | 4.1133 | 4.4468 | 4.8264 | 5.2317 | 5.5902 | 6.3018 | 6.7096 | 6.8076 | 6.9295 | 6.9707 | 6.9525 | 7.1293 | 7.1668 | 7.1455 | 7.1976 | 7.2535
4 | North West | 0 | 3.3768 | 3.6296 | 4.3234 | 4.7386 | 5.3591 | 5.7041 | 6.1242 | 6.4454 | 6.7613 | 7.2627 | 7.3661 | 7.5152 | 7.6918 | 7.7339 | 7.8989 | 7.9506 | 7.9509 | 8.0121 | 8.0702
5 | Yorkshire | 0 | 3.2688 | 3.4933 | 4.1477 | 4.5593 | 5.1385 | 5.4886 | 5.8539 | 6.2378 | 6.4708 | 6.8799 | 6.9779 | 7.0631 | 7.157 | 7.1707 | 7.3476 | 7.3915 | 7.3771 | 7.4357 | 7.4923
6 | N Wales & Mersey | 0 | 3.3836 | 3.631 | 4.3426 | 4.7429 | 5.6486 | 5.9523 | 6.3883 | 6.703 | 6.9622 | 7.4279 | 7.5295 | 7.6799 | 7.8797 | 7.9859 | 8.1384 | 8.1983 | 8.2142 | 8.2816 | 8.3393
7 | East Midlands | 0 | 3.6759 | 3.9575 | 4.5971 | 5.0164 | 5.6725 | 6.0153 | 6.3244 | 6.7013 | 6.923 | 7.1077 | 7.2085 | 7.2844 | 7.3915 | 7.5393 | 7.6708 | 7.769 | 7.7974 | 7.8588 | 7.9165
8 | Midlands | 0 | 3.8966 | 4.1349 | 4.8042 | 5.21 | 5.9416 | 6.2756 | 6.6657 | 7.0466 | 7.2485 | 7.4991 | 7.5991 | 7.706 | 7.7814 | 8.0428 | 8.15 | 8.2509 | 8.3053 | 8.3694 | 8.4275
9 | Eastern | 0 | 3.8126 | 4.1843 | 4.776 | 5.2069 | 5.8341 | 6.1764 | 6.4449 | 6.7901 | 6.9714 | 6.7979 | 6.8906 | 6.9412 | 7.0165 | 7.1121 | 7.1529 | 7.245 | 7.3313 | 7.3915 | 7.4484
10 | South Wales | 0 | 3.4149 | 3.5387 | 4.2259 | 4.5468 | 5.1813 | 5.5044 | 5.9342 | 6.3662 | 6.2764 | 6.26 | 6.3463 | 6.3998 | 6.4217 | 6.9218 | 6.9979 | 7.0953 | 7.2464 | 7.3048 | 7.3588
11 | South East | 0 | 4.3172 | 4.5919 | 5.2509 | 5.6754 | 6.3102 | 6.6585 | 6.8631 | 7.2464 | 7.4255 | 7.2587 | 7.3059 | 7.3427 | 7.3765 | 7.6 | 7.37 | 7.4644 | 7.6399 | 7.701 | 7.7583
12 | London | 0 | 4.1426 | 4.6532 | 5.2771 | 5.6863 | 6.2994 | 6.6196 | 6.8699 | 7.1663 | 7.3265 | 7.218 | 7.252 | 7.2867 | 7.3366 | 7.5096 | 7.3874 | 7.4775 | 7.6133 | 7.6711 | 7.7254
13 | Southern | 0 | 4.4706 | 4.6803 | 5.3469 | 5.7542 | 6.4084 | 6.7597 | 6.9978 | 7.3613 | 7.3136 | 7.1094 | 7.1976 | 7.2373 | 7.2409 | 7.5279 | 7.6397 | 7.7372 | 7.7985 | 7.8602 | 7.9178
14 | South Western | 0 | 4.2679 | 4.3456 | 5.0533 | 5.3817 | 6.0182 | 6.3539 | 6.5373 | 6.749 | 6.5602 | 6.4617 | 6.5441 | 6.5919 | 6.5871 | 6.9476 | 7.0217 | 7.12 | 7.2459 | 7.3053 | 7.3604
Demand NHH Zonal Tariff (p/kWh)
Demand in Y+5
Zone No. | Zone Name. | 2011 | 2012 | 2013 | 2014 | 2015 | 2016 | 2017 | 2018 | 2019 | 2020 | 2021 | 2022 | 2023 | 2024 | 2025 | 2026 | 2027 | 2028 | 2029 | 2030
1 | Northern Scotland | 0 | 0 | 0 | 0 | 0 | 3.1427 | 2.7232 | 3.1524 | 3.0543 | 3.4148 | 4.2995 | 4.0114 | 4.6138 | 3.7684 | 4.9966 | 5.0535 | 5.1875 | 5.2521 | 5.2776 | 5.3995
2 | Southern Scotland | 0 | 0 | 0 | 0 | 0 | 3.862 | 3.5015 | 3.9198 | 3.7516 | 4.3328 | 5.1796 | 4.895 | 5.3538 | 4.8554 | 5.7785 | 5.8254 | 6.0344 | 6.1234 | 6.1196 | 6.2763
3 | Northern | 0 | 0 | 0 | 0 | 0 | 4.9836 | 4.685 | 5.0947 | 4.9377 | 5.5274 | 6.5392 | 6.6774 | 6.7295 | 6.3741 | 6.9154 | 7.0027 | 7.1068 | 7.2335 | 7.2514 | 7.3619
4 | North West | 0 | 0 | 0 | 0 | 0 | 5.9309 | 5.6273 | 6.0381 | 5.8662 | 6.4266 | 7.0606 | 7.4984 | 7.3073 | 7.281 | 7.4546 | 7.4658 | 7.8631 | 8.0134 | 8.0495 | 8.1482
5 | Yorkshire | 0 | 0 | 0 | 0 | 0 | 5.6933 | 5.4208 | 5.8153 | 5.6528 | 6.1839 | 6.7272 | 7.3087 | 6.8909 | 7.064 | 7.0901 | 7.1187 | 7.3138 | 7.4626 | 7.4879 | 7.5823
6 | N Wales & Mersey | 0 | 0 | 0 | 0 | 0 | 6.204 | 5.9173 | 6.3017 | 6.136 | 6.6193 | 7.2821 | 7.7193 | 7.4719 | 7.5344 | 7.7024 | 7.735 | 8.1166 | 8.2593 | 8.3106 | 8.3884
7 | East Midlands | 0 | 0 | 0 | 0 | 0 | 6.2325 | 5.9678 | 6.3672 | 6.2003 | 6.7048 | 7.2514 | 7.723 | 7.1841 | 7.4782 | 7.4367 | 7.5581 | 7.6422 | 7.7995 | 7.8678 | 7.915
8 | Midlands | 0 | 0 | 0 | 0 | 0 | 6.5044 | 6.2446 | 6.6489 | 6.4739 | 6.9803 | 7.536 | 8.0134 | 7.5103 | 7.8369 | 7.8166 | 7.9862 | 8.1275 | 8.2926 | 8.3613 | 8.406
9 | Eastern | 0 | 0 | 0 | 0 | 0 | 6.3904 | 6.1215 | 6.5165 | 6.3596 | 6.8202 | 7.3144 | 7.5602 | 7.0146 | 7.1864 | 7.1329 | 7.1908 | 7.1241 | 7.2763 | 7.3531 | 7.3932
10 | South Wales | 0 | 0 | 0 | 0 | 0 | 5.7067 | 5.4668 | 5.8402 | 5.668 | 6.1125 | 6.5165 | 6.8353 | 6.3403 | 6.6531 | 6.5987 | 7.0489 | 6.9993 | 7.1476 | 7.2292 | 7.2666
11 | South East | 0 | 0 | 0 | 0 | 0 | 6.8694 | 6.6066 | 7.0004 | 7.0423 | 7.4967 | 7.9942 | 8.2101 | 7.5334 | 7.6587 | 7.568 | 7.502 | 7.34 | 7.495 | 7.6662 | 7.7054
12 | London | 0 | 0 | 0 | 0 | 0 | 6.8296 | 6.5697 | 6.9452 | 6.85 | 7.3026 | 7.7699 | 8.0583 | 7.4407 | 7.5937 | 7.5226 | 7.482 | 7.3595 | 7.5059 | 7.6344 | 7.6714
13 | Southern | 0 | 0 | 0 | 0 | 0 | 6.9695 | 6.7096 | 7.1238 | 6.9352 | 7.3571 | 7.828 | 7.9662 | 7.4178 | 7.495 | 7.471 | 7.6531 | 7.6086 | 7.7652 | 7.8283 | 7.8679
14 | South Western | 0 | 0 | 0 | 0 | 0 | 6.5552 | 6.3769 | 6.7862 | 6.5181 | 6.7021 | 7.0857 | 7.0901 | 6.6246 | 6.7801 | 6.7578 | 7.0048 | 6.9939 | 7.1447 | 7.236 | 7.2741
Aggregate TNUoS | 2011 | 2012 | 2013 | 2014 | 2015 | 2016 | 2017 | 2018 | 2019 | 2020 | 2021 | 2022 | 2023 | 2024 | 2025 | 2026 | 2027 | 2028 | 2029 | 2030 | 2031
Total generators | 431.6953 | 541.9249 | 586.6692 | 660.3677 | 752.7795 | 784.4257 | 778.7753 | 861.8844 | 905.5472 | 930.6056 | 952.1265 | 948.122 | 971.9679 | 981.8665 | 1003.636 | 1010.5442 | 1019.1206 | 1037.7815 | 1045.8213 | 1053.5883 | 0
Total demand | 1296.4854 | 1462.5409 | 1571.3336 | 1836.5937 | 2002.6566 | 2221.0535 | 2355.4993 | 2485.0781 | 2609.9549 | 2691.3216 | 2745.6516 | 2779.9919 | 2818.2772 | 2850.6793 | 2914.5053 | 2944.4558 | 2975.9718 | 2999.8393 | 3023.1196 | 3045.8127 | 2827.1059
Transmission rent | 19.3788 | 59.7858 | 94.2331 | 148.131 | 90.3478 | 3.6006 | 119.3055 | 204.9044 | 16.445 | 0.1618 | 0.43382 | 0.14093 | 0.14738 | 0.10511 | 11.4555 | 5.2825 | 5.5244 | 5.7658 | 6.0072 | 6.2418 | 0
MAR | 1776.0074 | 2003.4807 | 2152.5118 | 2515.8818 | 2743.3652 | 3042.539 | 3226.7114 | 3404.2165 | 3575.2807 | 3686.7419 | 3761.1666 | 3808.2081 | 3860.6537 | 3905.0401 | 3992.473 | 4033.501 | 4076.6737 | 4109.369 | 4141.2598 | 4172.3462 | 3872.7478
Wholesale power price data | 2011 | 2012 | 2013 | 2014 | 2015 | 2016 | 2017 | 2018 | 2019 | 2020 | 2021 | 2022 | 2023 | 2024 | 2025 | 2026 | 2027 | 2028 | 2029 | 2030 | 2031
Demand weighted price (£/kW) | 53.4439 | 50.8437 | 64.3948 | 66.9811 | 70.2865 | 79.2182 | 84.8025 | 83.4864 | 80.8512 | 91.6477 | 75.1566 | 86.3225 | 86.8039 | 99.0252 | 76.2301 | 73.9278 | 77.2687 | 79.7897 | 81.8894 | 84.7678 | 100.1521
ELSI - DSMP (£/kW) | 46.3424 | 45.247 | 52.1299 | 58.3635 | 60.6689 | 62.6089 | 61.5419 | 60.5705 | 61.1589 | 62.2023 | 62.9749 | 64.7486 | 66.0577 | 67.4445 | 67.6588 | 68.4057 | 69.96 | 71.6365 | 73.2481 | 74.8058 | 0
ELSI - uplift | 7.0923 | 6.2077 | 11.3631 | 8.8095 | 9.5132 | 14.783 | 17.6506 | 17.4568 | 15.6867 | 20.4464 | 11.0567 | 16.6236 | 15.5721 | 19.4576 | 9.5589 | 8.5766 | 9.8316 | 10.2557 | 10.5456 | 11.0428 | 0
BSUOS | 2011 | 2012 | 2013 | 2014 | 2015 | 2016 | 2017 | 2018 | 2019 | 2020 | 2021 | 2022 | 2023 | 2024 | 2025 | 2026 | 2027 | 2028 | 2029 | 2030 | 2031
Annual charge (£/MWhr) | 1.0586 | 1.138 | 1.2233 | 1.5236 | 1.2275 | 1.0156 | 1.0927 | 1.1228 | 1.0102 | 1.0001 | 1.001 | 1.0001 | 1.0001 | 1 | 1.0129 | 1.0007 | 1.001 | 1.0014 | 1.0018 | 1.0023 | 1
All consumer aggregate (£M) | 323.6384 | 356.5082 | 383.2819 | 477.0909 | 383.8242 | 316.5985 | 341.0173 | 349.549 | 315.0861 | 312.9374 | 313.513 | 314.9684 | 315.9908 | 317.1219 | 321.775 | 319.4921 | 321.4791 | 324.5806 | 326.9492 | 330.25 | 0
Power sector costs (£m) | 2011 | 2012 | 2013 | 2014 | 2015 | 2016 | 2017 | 2018 | 2019 | 2020 | 2021 | 2022 | 2023 | 2024 | 2025 | 2026 | 2027 | 2028 | 2029 | 2030 | 2031
Generation costs
Annuitised capital cost | 8.8398e-08 | 245.7041 | 396.1458 | 1423.5792 | 1954.6283 | 3429.4405 | 4223.1323 | 4559.5374 | 4930.3479 | 5878.2971 | 7194.952 | 7199.8861 | 8136.8807 | 9756.2272 | 13095.1687 | 14625.7909 | 14681.0887 | 14707.7775 | 14763.2142 | 15235.2724 | 43.3151
Fixed operating cost | 2891.963 | 3067.7219 | 2818.7573 | 3007.2965 | 3041.1379 | 3279.4853 | 3219.0803 | 3291.2687 | 3335.4657 | 3299.2098 | 3504.0473 | 3342.8571 | 3402.6804 | 3379.257 | 3826.131 | 3988.4621 | 3969.5242 | 3975.3844 | 3987.6214 | 3992.3775 | 3812.4505
Variable operating cost | 563.3646 | 687.4827 | 686.7236 | 693.9338 | 731.8164 | 772.8382 | 797.4667 | 781.447 | 770.7016 | 800.6191 | 761.2555 | 746.7709 | 771.2822 | 930.2839 | 1405.176 | 1462.8099 | 1470.7713 | 1476.1756 | 1483.0601 | 1486.8618 | 0
Fuel cost | 7397.3856 | 6652.0065 | 7386.429 | 7772.9658 | 7847.7196 | 8014.9904 | 7667.5796 | 7192.2039 | 7549.3101 | 7658.5181 | 7752.2905 | 7843.7824 | 7483.207 | 7716.0054 | 7641.1031 | 7115.1021 | 7147.3552 | 7234.7261 | 7285.2028 | 7382.5181 | 0
Net interconnector imports | 868.4271 | 511.7862 | 661.9717 | 493.3035 | 505.1502 | 688.075 | 767.6039 | 1261.4714 | 1253.3971 | 1574.4601 | 1263.3303 | 1494.7355 | 1425.7262 | 1495.6073 | 402.8517 | -22.4762 | -4.1233 | 56.0668 | 89.9208 | 155.9066 | 0
Transmission costs
Annuitised capital cost | 1776.0074 | 2003.4807 | 2152.5118 | 2515.8818 | 2743.3652 | 3042.539 | 3226.7114 | 3404.2165 | 3575.2807 | 3686.7419 | 3761.1666 | 3808.2081 | 3860.6537 | 3905.0401 | 3992.473 | 4033.501 | 4076.6737 | 4109.369 | 4141.2598 | 4172.3462 | 3872.7478
Annual operating cost
Transmission losses | 320.294 | 376.0525 | 450.0036 | 547.8854 | 534.621 | 444.249 | 450.8992 | 428.1211 | 406.7481 | 342.3951 | 328.9027 | 342.9555 | 352.147 | 353.3341 | 366.2322 | 371.6466 | 384.4282 | 395.8148 | 406.1238 | 415.4909 | 0
Constraint costs | 35.8989 | 86.5996 | 140.1541 | 328.4229 | 142.502 | 9.736 | 57.93 | 76.5765 | 6.39 | 0.064612 | 0.60135 | 0.060729 | 0.045705 | 0.0098211 | 8.2056 | 0.42208 | 0.64673 | 0.9009 | 1.1598 | 1.5222 | 0
Carbon costs | 1468.4101 | 898.3586 | 1448.8529 | 2087.5718 | 2804.6082 | 2421.3727 | 2375.7767 | 2293.8455 | 2430.5788 | 2595.7827 | 2344.3696 | 2455.4572 | 2480.3906 | 2525.9063 | 2063.1783 | 1944.2473 | 2103.6908 | 2292.8371 | 2467.7593 | 2672.7788 | 0
Total | 15321.7506 | 14529.1929 | 16141.5498 | 18870.8407 | 20305.5487 | 22102.7261 | 22786.1801 | 23288.6879 | 24258.2199 | 25836.0885 | 26910.9157 | 27234.7134 | 27913.0135 | 30061.6712 | 32800.5196 | 33519.5059 | 33830.0555 | 34249.0523 | 34625.3221 | 35515.0745 | 7728.5134
Consumer bills (£m) | 2011 | 2012 | 2013 | 2014 | 2015 | 2016 | 2017 | 2018 | 2019 | 2020 | 2021 | 2022 | 2023 | 2024 | 2025 | 2026 | 2027 | 2028 | 2029 | 2030 | 2031
Wholesale costs | 16335.8511 | 16119.4211 | 19893.0087 | 21033.6803 | 21944.573 | 24125.9636 | 24715.6568 | 24291.3433 | 23967.8161 | 25861.1828 | 23187.6573 | 25627.2116 | 25792.4137 | 27558.1506 | 24530.3779 | 24579.0176 | 25625.5739 | 26543.7891 | 27347.7544 | 28286.2583 | 0
BSUoS | 323.6384 | 356.5082 | 383.2819 | 477.0909 | 383.8242 | 316.5985 | 341.0173 | 349.549 | 315.0861 | 312.9374 | 313.513 | 314.9684 | 315.9908 | 317.1219 | 321.775 | 319.4921 | 321.4791 | 324.5806 | 326.9492 | 330.25 | 0
Demand TNUoS charges | 1296.4854 | 1462.5409 | 1571.3336 | 1836.5937 | 2002.6566 | 2221.0535 | 2355.4993 | 2485.0781 | 2609.9549 | 2691.3216 | 2745.6516 | 2779.9919 | 2818.2772 | 2850.6793 | 2914.5053 | 2944.4558 | 2975.9718 | 2999.8393 | 3023.1196 | 3045.8127 | 2827.1059
ROC subsidies | 892.7743 | 1389.7624 | 1443.2045 | 1990.3579 | 2295.0413 | 3395.6787 | 3943.6246 | 3940.9178 | 3935.9186 | 3935.7235 | 4064.0993 | 4062.6409 | 4056.7858 | 4049.0868 | 4045.8952 | 4034.035 | 4034.7613 | 4035.4855 | 4035.3861 | 4036.2602 | 0
CFD subsidies | 0 | 0 | 0 | 0 | 0 | 0 | 0 | 262.1954 | 440.9346 | 673.8357 | 1157.8647 | 959.1171 | 1158.81 | 1591.7495 | 4403.0209 | 4797.3315 | 4411.7094 | 4113.0866 | 3840.1597 | 3545.0007 | 0
LEC subsidies | 80.5745 | 109.8119 | 117.0252 | 151.1557 | 172.8407 | 263.2188 | 305.8642 | 340.813 | 339.6985 | 339.655 | 368.2743 | 367.9492 | 366.6439 | 364.9275 | 364.216 | 361.7286 | 361.7317 | 361.8931 | 361.8709 | 362.0658 | 0
Capacity payments | 0 | 0 | 0 | 0 | 0 | 0 | 0 | 1633.4927 | 1673.7878 | 1651.6486 | 1524.7653 | 1613.0011 | 1523.2221 | 1387.9237 | 968.3928 | 831.2345 | 932.877 | 923.3514 | 981.8038 | 1764.0959 | 3500.6624
Transmission losses | 320.294 | 376.0525 | 450.0036 | 547.8854 | 534.621 | 444.249 | 450.8992 | 428.1211 | 406.7481 | 342.3951 | 328.9027 | 342.9555 | 352.147 | 353.3341 | 366.2322 | 371.6466 | 384.4282 | 395.8148 | 406.1238 | 415.4909 | 0
Check on total demand/supply balance
Generation (TWh) | 290.9468 | 305.2365 | 303.7355 | 307.1201 | 306.6976 | 303.3591 | 302.683 | 294.7072 | 295.4952 | 292.4623 | 297.4748 | 296.6445 | 299.0457 | 299.5768 | 314.3832 | 321.3154 | 322.9685 | 325.2296 | 327.091 | 329.4765 | 0
Embedded generation (TWh) | 38.7313 | 40.26 | 41.8919 | 43.5987 | 45.4753 | 47.4666 | 49.5971 | 51.7519 | 54.044 | 56.425 | 58.7717 | 61.1088 | 63.4821 | 65.8969 | 68.3503 | 70.8046 | 73.2595 | 75.7153 | 78.1718 | 80.6291 | 83.0872
Net interconnector imports (TWh) | 14.7693 | 8.0373 | 9.575 | 6.0069 | 5.983 | 8.3788 | 9.4134 | 16.6122 | 16.4016 | 20.4431 | 15.739 | 18.2939 | 16.9233 | 17.5412 | 3.2962 | -2.0331 | -1.8113 | -1.0979 | -0.71987 | 0.014471 | 0
Total supply | 344.4474 | 353.5337 | 355.2024 | 356.7257 | 358.1559 | 359.2045 | 361.6935 | 363.0713 | 365.9409 | 369.3304 | 371.9855 | 376.0473 | 379.451 | 383.0149 | 386.0297 | 390.0869 | 394.4167 | 399.847 | 404.5429 | 410.1201 | 83.0872
Final demand | 305.7161 | 313.2737 | 313.3105 | 313.127 | 312.6806 | 311.7379 | 312.096 | 311.3184 | 311.8959 | 312.9051 | 313.2128 | 314.938 | 315.968 | 317.117 | 317.6784 | 319.2813 | 321.1562 | 324.1308 | 326.3702 | 329.49 | 0
Embedded generation (TWh) | 38.7313 | 40.26 | 41.8919 | 43.5987 | 45.4753 | 47.4666 | 49.5971 | 51.7519 | 54.044 | 56.425 | 58.7717 | 61.1088 | 63.4821 | 65.8969 | 68.3503 | 70.8046 | 73.2595 | 75.7153 | 78.1718 | 80.6291 | 83.0872
Total demand | 344.4474 | 353.5337 | 355.2024 | 356.7257 | 358.1559 | 359.2045 | 361.6931 | 363.0703 | 365.9399 | 369.3302 | 371.9846 | 376.0468 | 379.45 | 383.0139 | 386.0287 | 390.0859 | 394.4158 | 399.8461 | 404.542 | 410.1191 | 83.0872
Cumulative new build by plant type and location
|  | 2011 | 2012 | 2013 | 2014 | 2015 | 2016 | 2017 | 2018 | 2019 | 2020 | 2021 | 2022 | 2023 | 2024 | 2025 | 2026 | 2027 | 2028 | 2029 | 2030 | 2031
Nuclear | S England & S Wales | 0 | 0 | 0 | 0 | 0 | 0 | 0 | 0 | 0 | 1670 | 3340 | 3340 | 5010 | 6680 | 8350 | 10000 | 10000 | 10000 | 10000 | 10000 | 10000
Nuclear | Midlands & N Wales | 0 | 0 | 0 | 0 | 0 | 0 | 0 | 0 | 0 | 0 | 0 | 0 | 0 | 0 | 0 | 1200 | 1200 | 1200 | 1200 | 1200 | 1200
Nuclear | N England | 0 | 0 | 0 | 0 | 0 | 0 | 0 | 0 | 0 | 0 | 0 | 0 | 0 | 0 | 0 | 0 | 0 | 0 | 0 | 0 | 0
Nuclear | S Scotland | 0 | 0 | 0 | 0 | 0 | 0 | 0 | 0 | 0 | 0 | 0 | 0 | 0 | 0 | 0 | 0 | 0 | 0 | 0 | 0 | 0
Nuclear | N Scotland | 0 | 0 | 0 | 0 | 0 | 0 | 0 | 0 | 0 | 0 | 0 | 0 | 0 | 0 | 0 | 0 | 0 | 0 | 0 | 0 | 0
CCGT | S England & S Wales | 0 | 1335 | 1335 | 2175 | 2645 | 2645 | 3405 | 3405 | 5805 | 5805 | 11405 | 11405 | 11405 | 11405 | 11405 | 11405 | 11405 | 11405 | 11405 | 11405 | 11405
CCGT | Midlands & N Wales | 0 | 870 | 870 | 3030 | 3030 | 3030 | 3030 | 3030 | 3030 | 3030 | 3030 | 3030 | 3030 | 3030 | 3030 | 3030 | 3030 | 3030 | 3030 | 3030 | 3030
CCGT | N England | 0 | 0 | 0 | 952 | 952 | 952 | 952 | 952 | 952 | 952 | 952 | 952 | 952 | 952 | 952 | 952 | 952 | 952 | 952 | 952 | 952
CCGT | S Scotland | 0 | 0 | 0 | 0 | 0 | 0 | 0 | 0 | 0 | 0 | 0 | 0 | 0 | 0 | 0 | 0 | 0 | 0 | 0 | 0 | 0
CCGT | N Scotland | 0 | 0 | 0 | 0 | 0 | 0 | 0 | 0 | 0 | 0 | 0 | 0 | 0 | 0 | 0 | 0 | 0 | 0 | 0 | 0 | 0
Coal + CCS | S England & S Wales | 0 | 0 | 0 | 0 | 0 | 0 | 0 | 0 | 0 | 0 | 0 | 0 | 0 | 0 | 0 | 0 | 0 | 0 | 0 | 0 | 0
Coal + CCS | Midlands & N Wales | 0 | 0 | 0 | 0 | 0 | 0 | 0 | 0 | 0 | 0 | 0 | 0 | 0 | 1000 | 2000 | 2000 | 2000 | 2000 | 2000 | 2000 | 2000
Coal + CCS | N England | 0 | 0 | 0 | 0 | 0 | 800 | 800 | 800 | 800 | 800 | 800 | 800 | 800 | 800 | 2740 | 2740 | 2740 | 2740 | 2740 | 2740 | 2740
Coal + CCS | S Scotland | 0 | 0 | 0 | 0 | 300 | 300 | 300 | 300 | 300 | 300 | 300 | 300 | 300 | 300 | 300 | 300 | 300 | 300 | 300 | 300 | 300
Coal + CCS | N Scotland | 0 | 0 | 0 | 0 | 0 | 0 | 0 | 0 | 0 | 0 | 0 | 0 | 0 | 0 | 0 | 0 | 0 | 0 | 0 | 0 | 0
CCGT + CCS | S England & S Wales | 0 | 0 | 0 | 0 | 0 | 0 | 0 | 0 | 0 | 0 | 0 | 0 | 0 | 0 | 2293 | 2293 | 2293 | 2293 | 2293 | 2293 | 2293
CCGT + CCS | Midlands & N Wales | 0 | 0 | 0 | 0 | 0 | 0 | 0 | 0 | 0 | 0 | 0 | 0 | 0 | 0 | 0 | 0 | 0 | 0 | 0 | 0 | 0
CCGT + CCS | N England | 0 | 0 | 0 | 0 | 0 | 0 | 0 | 0 | 0 | 0 | 0 | 0 | 0 | 1000 | 2000 | 2000 | 2000 | 2000 | 2000 | 2000 | 2000
CCGT + CCS | S Scotland | 0 | 0 | 0 | 0 | 0 | 0 | 0 | 0 | 0 | 0 | 0 | 0 | 0 | 0 | 0 | 0 | 0 | 0 | 0 | 0 | 0
CCGT + CCS | N Scotland | 0 | 0 | 0 | 0 | 0 | 0 | 0 | 0 | 0 | 0 | 0 | 0 | 0 | 0 | 0 | 0 | 0 | 0 | 0 | 0 | 0
Onshore wind | S England & S Wales | 0 | 32.503 | 40.5244 | 49.104 | 59.7533 | 83.0346 | 96.3993 | 111.1031 | 124.5491 | 138.0315 | 146.7471 | 156.6632 | 166.8359 | 176.8215 | 188.1959 | 200.1955 | 275.2672 | 330.6121 | 446.1821 | 491.1005 | 491.1005
Onshore wind | Midlands & N Wales | 0 | 26.7651 | 33.3703 | 40.4354 | 49.2047 | 214.5778 | 371.7851 | 383.8931 | 394.9655 | 406.0677 | 413.2447 | 421.4103 | 429.7871 | 438.0099 | 447.3763 | 457.2575 | 519.0764 | 564.6509 | 659.8186 | 696.8073 | 696.8073
Onshore wind | N England | 0 | 37.2786 | 46.4785 | 56.3187 | 68.5327 | 95.2347 | 110.563 | 127.4272 | 142.8489 | 158.3122 | 168.3084 | 179.6815 | 191.3488 | 202.8016 | 215.8472 | 229.6098 | 315.7117 | 379.1883 | 511.7388 | 563.257 | 563.257
Onshore wind | S Scotland | 0 | 83.35 | 401.4 | 837.6 | 1164.8 | 1418.2383 | 2435.0767 | 2435.0767 | 2435.0767 | 2435.0767 | 2435.0767 | 2435.0767 | 2435.0767 | 2435.0767 | 2435.0767 | 2435.0767 | 2435.0767 | 2435.0767 | 2435.0767 | 2435.0767 | 2435.0767
Onshore wind | N Scotland | 0 | 0.4 | 508.5 | 690 | 1177 | 1574.2476 | 2622.131 | 2655.6989 | 2857.6904 | 2930.1384 | 3045.9756 | 3045.9756 | 3247.9671 | 3247.9671 | 3363.8043 | 3522.4066 | 3638.2438 | 3638.2438 | 3638.2438 | 3638.2438 | 3638.2438
Offshore wind | Offshore South | 0 | 1527.3 | 1527.3 | 1527.3 | 1859.3 | 3157.3 | 3561.3 | 3965.3 | 3965.3 | 3965.3 | 3965.3 | 3965.3 | 3965.3 | 3965.3 | 3965.3 | 3965.3 | 3965.3 | 3965.3 | 3965.3 | 3965.3 | 3965.3
Offshore wind | Offshore Irish Sea | 0 | 270 | 270 | 977 | 977 | 977 | 977 | 977 | 977 | 977 | 977 | 977 | 977 | 977 | 977 | 977 | 977 | 977 | 977 | 977 | 977
Offshore wind | Offshore E England | 0 | 0 | 0 | 705 | 1205 | 1705 | 2105 | 2305 | 2905 | 2905 | 2905 | 2905 | 2905 | 2905 | 2905 | 2905 | 2905 | 2905 | 2905 | 2905 | 2905
Offshore wind | Offshore Scotland | 0 | 0 | 0 | 450 | 450 | 450 | 450 | 450 | 450 | 450 | 450 | 450 | 450 | 450 | 1355 | 1355 | 1355 | 1355 | 1355 | 1355 | 1355
Onshore wind (North Scotland) includes:
Island Wind - Zone S Orkney |  | 1e-06 | 1e-06 | 1e-06 | 1e-06 | 1e-06 | 20.7966 | 41.5933 | 41.5933 | 62.3899 | 62.3899 | 83.1865 | 83.1865 | 103.9831 | 103.9831 | 124.7798 | 124.7798 | 145.5764 | 145.5764 | 145.5764 | 145.5764 | 145.5764
Island Wind - Zone S Shetland |  | 1e-06 | 1e-06 | 1e-06 | 1e-06 | 1e-06 | 95.0406 | 190.0812 | 190.0812 | 285.1217 | 285.1217 | 380.1623 | 380.1623 | 475.2029 | 475.2029 | 570.2435 | 570.2435 | 665.2841 | 665.2841 | 665.2841 | 665.2841 | 665.2841
Island Wind - Zone S Western Isles |  | 1e-06 | 1e-06 | 1e-06 | 1e-06 | 1e-06 | 1e-06 | 1e-06 | 1e-06 | 1e-06 | 1e-06 | 1e-06 | 1e-06 | 1e-06 | 1e-06 | 1e-06 | 1e-06 | 1e-06 | 1e-06 | 1e-06 | 1e-06 | 1e-06
Cumulative retirements by plant type
| 2011 | 2012 | 2013 | 2014 | 2015 | 2016 | 2017 | 2018 | 2019 | 2020 | 2021 | 2022 | 2023 | 2024 | 2025 | 2026 | 2027 | 2028 | 2029 | 2030 | 2031
CHP | 0 | 0 | -428 | -428 | -428 | -428 | -428 | -428 | -428 | -428 | -428 | -428 | -428 | -428 | -428 | -428 | -428 | -428 | -428 | -428 | -428
AGT | 0 | 0 | 0 | 0 | 0 | 0 | 0 | 0 | 0 | 0 | 0 | 0 | 0 | 0 | 0 | 0 | 0 | 0 | 0 | 0 | 0
Oil | 0 | 0 | -2388 | -2388 | -2388 | -3263 | -3263 | -3263 | -3263 | -3263 | -3263 | -3263 | -3263 | -3263 | -3263 | -3263 | -3263 | -3263 | -3263 | -3263 | -3263
Hydro | 0 | 0 | 0 | 0 | 0 | 0 | 0 | 0 | 0 | 0 | 0 | 0 | 0 | 0 | 0 | 0 | 0 | 0 | 0 | 0 | 0
PS | 0 | 0 | 0 | 0 | 0 | 0 | 0 | 0 | 0 | 0 | 0 | 0 | 0 | 0 | 0 | 0 | 0 | 0 | 0 | 0 | 0
Nuclear | 0 | 0 | -615 | -615 | -1105 | -1105 | -1105 | -1105 | -2186 | -4596 | -4596 | -4596 | -4596 | -6931 | -6931 | -6931 | -6931 | -6931 | -6931 | -6931 | -10561
CCGT | 0 | 0 | -804 | -1584 | -1584 | -1984 | -2794 | -3309 | -3974 | -4874 | -4874 | -4874 | -5643 | -7268 | -8648 | -10198 | -11432 | -11432 | -11432 | -11432 | -11432
OCGT | 0 | 0 | 0 | -68 | -102 | -396 | -396 | -396 | -396 | -396 | -396 | -396 | -396 | -555 | -555 | -555 | -555 | -555 | -555 | -555 | -555
Coal | 0 | -551 | -4787 | -6108 | -8429 | -9893.5 | -15438 | -15438 | -15438 | -15438 | -16636 | -20570 | -21712 | -23712 | -23712 | -23712 | -23712 | -23712 | -23712 | -23712 | -23712
Coal + CCS | 0 | 0 | 0 | 0 | 0 | 0 | 0 | 0 | 0 | 0 | 0 | 0 | 0 | 0 | 0 | 0 | 0 | 0 | 0 | 0 | 0
CCGT + CCS | 0 | 0 | 0 | 0 | 0 | 0 | 0 | 0 | 0 | 0 | 0 | 0 | 0 | 0 | 0 | 0 | 0 | 0 | 0 | 0 | 0
Onshore wind (unclassified) | 0 | 0 | 0 | 0 | 0 | 0 | 0 | 0 | 0 | 0 | 0 | 0 | 0 | 0 | 0 | 0 | 0 | 0 | 0 | 0 | 0
Offshore wind (unclassified) | 0 | 0 | 0 | 0 | 0 | 0 | 0 | 0 | 0 | 0 | 0 | 0 | 0 | 0 | 0 | 0 | 0 | 0 | 0 | 0 | 0
Onshore wind | 0 | -0.3 | -0.3 | -0.3 | -0.3 | -0.3 | -0.3 | -0.3 | -0.3 | -0.3 | -0.3 | -0.3 | -0.3 | -0.3 | -0.3 | -0.3 | -0.3 | -0.3 | -0.3 | -0.3 | -0.3
Onshore wind (Medium) | 0 | 0 | 0 | 0 | 0 | 0 | 0 | 0 | 0 | 0 | 0 | 0 | 0 | 0 | 0 | 0 | 0 | 0 | 0 | 0 | 0
Onshore wind (Low) | 0 | 0 | 0 | 0 | 0 | 0 | 0 | 0 | 0 | 0 | 0 | 0 | 0 | 0 | 0 | 0 | 0 | 0 | 0 | 0 | 0
Offshore wind | 0 | 0 | 0 | 0 | 0 | 0 | 0 | 0 | 0 | 0 | 0 | 0 | 0 | 0 | 0 | 0 | 0 | 0 | 0 | 0 | 0
Offshore wind (Low) | 0 | 0 | 0 | 0 | 0 | 0 | 0 | 0 | 0 | 0 | 0 | 0 | 0 | 0 | 0 | 0 | 0 | 0 | 0 | 0 | 0
Wave | 0 | 0 | 0 | 0 | 0 | 0 | 0 | 0 | 0 | 0 | 0 | 0 | 0 | 0 | 0 | 0 | 0 | 0 | 0 | 0 | 0
Tidal Stream | 0 | 0 | 0 | 0 | 0 | 0 | 0 | 0 | 0 | 0 | 0 | 0 | 0 | 0 | 0 | 0 | 0 | 0 | 0 | 0 | 0
Tidal Range | 0 | 0 | 0 | 0 | 0 | 0 | 0 | 0 | 0 | 0 | 0 | 0 | 0 | 0 | 0 | 0 | 0 | 0 | 0 | 0 | 0
Sewage gas | 0 | 0 | 0 | 0 | 0 | 0 | 0 | 0 | 0 | 0 | 0 | 0 | 0 | 0 | 0 | 0 | 0 | 0 | 0 | 0 | 0
Solar | 0 | 0 | 0 | 0 | 0 | 0 | 0 | 0 | 0 | 0 | 0 | 0 | 0 | 0 | 0 | 0 | 0 | 0 | 0 | 0 | 0
Biomass regular | 0 | 0 | 0 | 0 | 0 | 0 | 0 | 0 | 0 | 0 | 0 | 0 | 0 | 0 | 0 | 0 | 0 | 0 | 0 | 0 | 0
Biomass energy crop | 0 | 0 | 0 | 0 | 0 | 0 | 0 | 0 | 0 | 0 | 0 | 0 | 0 | 0 | 0 | 0 | 0 | 0 | 0 | 0 | 0
Biowaste | 0 | 0 | 0 | 0 | 0 | 0 | 0 | 0 | 0 | 0 | 0 | 0 | 0 | 0 | 0 | 0 | 0 | 0 | 0 | 0 | 0
Biogas | 0 | 0 | 0 | 0 | 0 | 0 | 0 | 0 | 0 | 0 | 0 | 0 | 0 | 0 | 0 | 0 | 0 | 0 | 0 | 0 | 0
Biodiesel | 0 | 0 | 0 | 0 | 0 | 0 | 0 | 0 | 0 | 0 | 0 | 0 | 0 | 0 | 0 | 0 | 0 | 0 | 0 | 0 | 0
Biomass ACT | 0 | 0 | 0 | 0 | 0 | 0 | 0 | 0 | 0 | 0 | 0 | 0 | 0 | 0 | 0 | 0 | 0 | 0 | 0 | 0 | 0
Biomass AD | 0 | 0 | 0 | 0 | 0 | 0 | 0 | 0 | 0 | 0 | 0 | 0 | 0 | 0 | 0 | 0 | 0 | 0 | 0 | 0 | 0
Biomass regular (CHP) | 0 | 0 | 0 | 0 | 0 | 0 | 0 | 0 | 0 | 0 | 0 | 0 | 0 | 0 | 0 | 0 | 0 | 0 | 0 | 0 | 0
Biomass energy crop (CHP) | 0 | 0 | 0 | 0 | 0 | 0 | 0 | 0 | 0 | 0 | 0 | 0 | 0 | 0 | 0 | 0 | 0 | 0 | 0 | 0 | 0
Biowaste (CHP) | 0 | 0 | 0 | 0 | 0 | 0 | 0 | 0 | 0 | 0 | 0 | 0 | 0 | 0 | 0 | 0 | 0 | 0 | 0 | 0 | 0
Biogas (CHP) | 0 | 0 | 0 | 0 | 0 | 0 | 0 | 0 | 0 | 0 | 0 | 0 | 0 | 0 | 0 | 0 | 0 | 0 | 0 | 0 | 0
Biodiesel (CHP) | 0 | 0 | 0 | 0 | 0 | 0 | 0 | 0 | 0 | 0 | 0 | 0 | 0 | 0 | 0 | 0 | 0 | 0 | 0 | 0 | 0
Biomass ACT (CHP) | 0 | 0 | 0 | 0 | 0 | 0 | 0 | 0 | 0 | 0 | 0 | 0 | 0 | 0 | 0 | 0 | 0 | 0 | 0 | 0 | 0
Biomass AD (CHP) | 0 | 0 | 0 | 0 | 0 | 0 | 0 | 0 | 0 | 0 | 0 | 0 | 0 | 0 | 0 | 0 | 0 | 0 | 0 | 0 | 0
Landfill gas | 0 | 0 | 0 | 0 | 0 | 0 | 0 | 0 | 0 | 0 | 0 | 0 | 0 | 0 | 0 | 0 | 0 | 0 | 0 | 0 | 0
Hydro (small scale) | 0 | 0 | 0 | 0 | 0 | 0 | 0 | 0 | 0 | 0 | 0 | 0 | 0 | 0 | 0 | 0 | 0 | 0 | 0 | 0 | 0
Geopressure | 0 | 0 | 0 | 0 | 0 | 0 | 0 | 0 | 0 | 0 | 0 | 0 | 0 | 0 | 0 | 0 | 0 | 0 | 0 | 0 | 0
Standard gasification or pyrolysis | 0 | 0 | 0 | 0 | 0 | 0 | 0 | 0 | 0 | 0 | 0 | 0 | 0 | 0 | 0 | 0 | 0 | 0 | 0 | 0 | 0
Other unspecified | 0 | 0 | 0 | 0 | 0 | 0 | 0 | 0 | 0 | 0 | 0 | 0 | 0 | 0 | 0 | 0 | 0 | 0 | 0 | 0 | 0
Geothermal | 0 | 0 | 0 | 0 | 0 | 0 | 0 | 0 | 0 | 0 | 0 | 0 | 0 | 0 | 0 | 0 | 0 | 0 | 0 | 0 | 0
Microgeneration | 0 | 0 | 0 | 0 | 0 | 0 | 0 | 0 | 0 | 0 | 0 | 0 | 0 | 0 | 0 | 0 | 0 | 0 | 0 | 0 | 0
Other ROC | 0 | 0 | 0 | 0 | 0 | 0 | 0 | 0 | 0 | 0 | 0 | 0 | 0 | 0 | 0 | 0 | 0 | 0 | 0 | 0 | 0
Non-ROC | 0 | 0 | 0 | 0 | 0 | 0 | 0 | 0 | 0 | 0 | 0 | 0 | 0 | 0 | 0 | 0 | 0 | 0 | 0 | 0 | 0
Embedded CHP | 0 | 0 | 0 | 0 | 0 | 0 | 0 | 0 | 0 | 0 | 0 | 0 | 0 | 0 | 0 | 0 | 0 | 0 | 0 | 0 | 0
Embedded Gas | 0 | 0 | 0 | 0 | 0 | 0 | 0 | 0 | 0 | 0 | 0 | 0 | 0 | 0 | 0 | 0 | 0 | 0 | 0 | 0 | 0
Embedded offshore wind | 0 | 0 | 0 | 0 | 0 | 0 | 0 | 0 | 0 | 0 | 0 | 0 | 0 | 0 | 0 | 0 | 0 | 0 | 0 | 0 | 0
Embedded onshore wind | 0 | 0 | 0 | 0 | 0 | 0 | 0 | 0 | 0 | 0 | 0 | 0 | 0 | 0 | 0 | 0 | 0 | 0 | 0 | 0 | 0
Embedded biomass | 0 | 0 | 0 | 0 | 0 | 0 | 0 | 0 | 0 | 0 | 0 | 0 | 0 | 0 | 0 | 0 | 0 | 0 | 0 | 0 | 0
Embedded tidal and wave | 0 | 0 | 0 | 0 | 0 | 0 | 0 | 0 | 0 | 0 | 0 | 0 | 0 | 0 | 0 | 0 | 0 | 0 | 0 | 0 | 0
Embedded hydro | 0 | 0 | 0 | 0 | 0 | 0 | 0 | 0 | 0 | 0 | 0 | 0 | 0 | 0 | 0 | 0 | 0 | 0 | 0 | 0 | 0
Total | 0 | -551.3 | -9022.3 | -11191.3 | -14036.3 | -17069.8 | -23424.3 | -23939.3 | -25685.3 | -28995.3 | -30193.3 | -34127.3 | -36038.3 | -42157.3 | -43537.3 | -45087.3 | -46321.3 | -46321.3 | -46321.3 | -46321.3 | -49951.2999
Cumulative retirements by chart type
| 2011 | 2012 | 2013 | 2014 | 2015 | 2016 | 2017 | 2018 | 2019 | 2020 | 2021 | 2022 | 2023 | 2024 | 2025 | 2026 | 2027 | 2028 | 2029 | 2030 | 2031
Gas | 0 | 0 | -1232 | -2012 | -2012 | -2412 | -3222 | -3737 | -4402 | -5302 | -5302 | -5302 | -6071 | -7696 | -9076 | -10626 | -11860 | -11860 | -11860 | -11860 | -11860
Coal | 0 | -551 | -4787 | -6108 | -8429 | -9893.5 | -15438 | -15438 | -15438 | -15438 | -16636 | -20570 | -21712 | -23712 | -23712 | -23712 | -23712 | -23712 | -23712 | -23712 | -23712
Oil | 0 | 0 | -2388 | -2388 | -2388 | -3263 | -3263 | -3263 | -3263 | -3263 | -3263 | -3263 | -3263 | -3263 | -3263 | -3263 | -3263 | -3263 | -3263 | -3263 | -3263
OCGT | 0 | 0 | 0 | -68 | -102 | -396 | -396 | -396 | -396 | -396 | -396 | -396 | -396 | -555 | -555 | -555 | -555 | -555 | -555 | -555 | -555
PS | 0 | 0 | 0 | 0 | 0 | 0 | 0 | 0 | 0 | 0 | 0 | 0 | 0 | 0 | 0 | 0 | 0 | 0 | 0 | 0 | 0
Nuclear | 0 | 0 | -615 | -615 | -1105 | -1105 | -1105 | -1105 | -2186 | -4596 | -4596 | -4596 | -4596 | -6931 | -6931 | -6931 | -6931 | -6931 | -6931 | -6931 | -10561
CCS | 0 | 0 | 0 | 0 | 0 | 0 | 0 | 0 | 0 | 0 | 0 | 0 | 0 | 0 | 0 | 0 | 0 | 0 | 0 | 0 | 0
Onshore wind | 0 | -0.3 | -0.3 | -0.3 | -0.3 | -0.3 | -0.3 | -0.3 | -0.3 | -0.3 | -0.3 | -0.3 | -0.3 | -0.3 | -0.3 | -0.3 | -0.3 | -0.3 | -0.3 | -0.3 | -0.3
Offshore wind | 0 | 0 | 0 | 0 | 0 | 0 | 0 | 0 | 0 | 0 | 0 | 0 | 0 | 0 | 0 | 0 | 0 | 0 | 0 | 0 | 0
Other renewable | 0 | 0 | 0 | 0 | 0 | 0 | 0 | 0 | 0 | 0 | 0 | 0 | 0 | 0 | 0 | 0 | 0 | 0 | 0 | 0 | 0
Total | 0 | -551.3 | -9022.3 | -11191.3 | -14036.3 | -17069.8 | -23424.3 | -23939.3 | -25685.3 | -28995.3 | -30193.3 | -34127.3 | -36038.3 | -42157.3 | -43537.3 | -45087.3 | -46321.3 | -46321.3 | -46321.3 | -46321.3 | -49951.2999
Cumulative retirements by plant type and location
|  | 2011 | 2012 | 2013 | 2014 | 2015 | 2016 | 2017 | 2018 | 2019 | 2020 | 2021 | 2022 | 2023 | 2024 | 2025 | 2026 | 2027 | 2028 | 2029 | 2030 | 2031
Coal | S England & S Wales | 0 | 0 | -3661 | -4006 | -4816 | -4816 | -6385 | -6385 | -6385 | -6385 | -6385 | -6385 | -6385 | -6385 | -6385 | -6385 | -6385 | -6385 | -6385 | -6385 | -6385
Coal | Midlands & N Wales | 0 | 0 | 0 | 0 | -964 | -964 | -964 | -964 | -964 | -964 | -1932 | -5866 | -5866 | -7866 | -7866 | -7866 | -7866 | -7866 | -7866 | -7866 | -7866
Coal | N England | 0 | 0 | 0 | -976 | -976 | -2440.5 | -5845 | -5845 | -5845 | -5845 | -6075 | -6075 | -6075 | -6075 | -6075 | -6075 | -6075 | -6075 | -6075 | -6075 | -6075
Coal | S Scotland | 0 | -551 | -1126 | -1126 | -1673 | -1673 | -2244 | -2244 | -2244 | -2244 | -2244 | -2244 | -3386 | -3386 | -3386 | -3386 | -3386 | -3386 | -3386 | -3386 | -3386
Coal | N Scotland | 0 | 0 | 0 | 0 | 0 | 0 | 0 | 0 | 0 | 0 | 0 | 0 | 0 | 0 | 0 | 0 | 0 | 0 | 0 | 0 | 0
CCGT | S England & S Wales | 0 | 0 | -569 | -569 | -569 | -569 | -569 | -569 | -569 | -569 | -569 | -569 | -569 | -1940 | -1940 | -3490 | -4724 | -4724 | -4724 | -4724 | -4724
CCGT | Midlands & N Wales | 0 | 0 | 0 | 0 | 0 | 0 | 0 | -515 | -515 | -515 | -515 | -515 | -515 | -515 | -1895 | -1895 | -1895 | -1895 | -1895 | -1895 | -1895
CCGT | N England | 0 | 0 | -235 | -235 | -235 | -235 | -1045 | -1045 | -1710 | -2610 | -2610 | -2610 | -3379 | -3633 | -3633 | -3633 | -3633 | -3633 | -3633 | -3633 | -3633
CCGT | S Scotland | 0 | 0 | 0 | 0 | 0 | 0 | 0 | 0 | 0 | 0 | 0 | 0 | 0 | 0 | 0 | 0 | 0 | 0 | 0 | 0 | 0
CCGT | N Scotland | 0 | 0 | 0 | -780 | -780 | -1180 | -1180 | -1180 | -1180 | -1180 | -1180 | -1180 | -1180 | -1180 | -1180 | -1180 | -1180 | -1180 | -1180 | -1180 | -1180
Nuclear | S England & S Wales | 0 | 0 | -215 | -215 | -215 | -215 | -215 | -215 | -1296 | -1296 | -1296 | -1296 | -1296 | -2557 | -2557 | -2557 | -2557 | -2557 | -2557 | -2557 | -3769
Nuclear | Midlands & N Wales | 0 | 0 | -400 | -400 | -890 | -890 | -890 | -890 | -890 | -890 | -890 | -890 | -890 | -890 | -890 | -890 | -890 | -890 | -890 | -890 | -890
Nuclear | N England | 0 | 0 | 0 | 0 | 0 | 0 | 0 | 0 | 0 | -2410 | -2410 | -2410 | -2410 | -2410 | -2410 | -2410 | -2410 | -2410 | -2410 | -2410 | -3613
Nuclear | S Scotland | 0 | 0 | 0 | 0 | 0 | 0 | 0 | 0 | 0 | 0 | 0 | 0 | 0 | -1074 | -1074 | -1074 | -1074 | -1074 | -1074 | -1074 | -2289
Nuclear | N Scotland | 0 | 0 | 0 | 0 | 0 | 0 | 0 | 0 | 0 | 0 | 0 | 0 | 0 | 0 | 0 | 0 | 0 | 0 | 0 | 0 | 0
Transmission
Reinf package | 2010 | 2011 | 2012 | 2013 | 2014 | 2015 | 2016 | 2017 | 2018 | 2019 | 2020 | 2021 | 2022 | 2023 | 2024 | 2025 | 2026 | 2027 | 2028 | 2029 | 2030
Beauly-Denny overhead line | 2015 | 2015 | 2015 | 2015 | 2015 | 2015 | 2015 | 2015 | 2015 | 2015 | 2015 | 2015 | 2015 | 2015 | 2015 | 2015 | 2015 | 2015 | 2015 | 2015 | 2015
Dummy | 2040 | 2040 | 2040 | 2040 | 2040 | 2040 | 2040 | 2040 | 2040 | 2040 | 2040 | 2040 | 2040 | 2040 | 2040 | 2040 | 2040 | 2040 | 2040 | 2040 | 2040
East Coast (Kincardine - Harburn) 400kV | 2040 | 2040 | 2040 | 2040 | 2040 | 2040 | 2040 | 2020 | 2020 | 2020 | 2020 | 2020 | 2020 | 2020 | 2020 | 2020 | 2020 | 2020 | 2020 | 2020 | 2020
Western HVDC Link | 2016 | 2016 | 2016 | 2016 | 2016 | 2016 | 2016 | 2016 | 2016 | 2016 | 2016 | 2016 | 2016 | 2016 | 2016 | 2016 | 2016 | 2016 | 2016 | 2016 | 2016
Anglo-Scottish Series & Shunt Compensation | 2015 | 2015 | 2015 | 2015 | 2015 | 2015 | 2015 | 2015 | 2015 | 2015 | 2015 | 2015 | 2015 | 2015 | 2015 | 2015 | 2015 | 2015 | 2015 | 2015 | 2015
Eastern HVDC Link | 2040 | 2040 | 2040 | 2040 | 2040 | 2040 | 2040 | 2040 | 2040 | 2040 | 2040 | 2040 | 2040 | 2040 | 2040 | 2040 | 2040 | 2040 | 2040 | 2040 | 2040
Penwortham QBs | 2014 | 2014 | 2014 | 2014 | 2014 | 2014 | 2014 | 2014 | 2014 | 2014 | 2014 | 2014 | 2014 | 2014 | 2014 | 2014 | 2014 | 2014 | 2014 | 2014 | 2014
New Hinckley Point - Seabank OHL and assoc works | 2040 | 2040 | 2040 | 2040 | 2040 | 2018 | 2018 | 2018 | 2018 | 2018 | 2018 | 2018 | 2018 | 2018 | 2018 | 2018 | 2018 | 2018 | 2018 | 2018 | 2018
Reconductoring circuits in East Anglia | 2040 | 2040 | 2040 | 2040 | 2040 | 2040 | 2019 | 2019 | 2019 | 2019 | 2019 | 2019 | 2019 | 2019 | 2019 | 2019 | 2019 | 2019 | 2019 | 2019 | 2019
New OHL & reconductoring work in East Anglia | 2040 | 2040 | 2040 | 2040 | 2040 | 2040 | 2040 | 2040 | 2040 | 2040 | 2040 | 2040 | 2040 | 2040 | 2040 | 2040 | 2040 | 2040 | 2040 | 2040 | 2040
QBs in East Anglia | 2040 | 2040 | 2040 | 2040 | 2040 | 2040 | 2040 | 2040 | 2040 | 2040 | 2023 | 2023 | 2023 | 2023 | 2023 | 2023 | 2023 | 2023 | 2023 | 2023 | 2023
Establish 2nd Pentir-Traw 400kv circuit | 2040 | 2040 | 2040 | 2040 | 2040 | 2040 | 2040 | 2040 | 2040 | 2040 | 2040 | 2040 | 2040 | 2040 | 2040 | 2040 | 2040 | 2040 | 2040 | 2040 | 2040
Series compensation and reconductoring work in North Wales | 2040 | 2040 | 2040 | 2040 | 2040 | 2018 | 2018 | 2018 | 2018 | 2018 | 2018 | 2018 | 2018 | 2018 | 2018 | 2018 | 2018 | 2018 | 2018 | 2018 | 2018
Wylfa-Pembroke 2GW HVDC link | 2040 | 2040 | 2040 | 2040 | 2040 | 2040 | 2040 | 2040 | 2040 | 2040 | 2040 | 2040 | 2040 | 2040 | 2040 | 2040 | 2040 | 2040 | 2040 | 2040 | 2040
Daines 225MVAR MSC DNs | 2014 | 2014 | 2014 | 2014 | 2014 | 2014 | 2014 | 2014 | 2014 | 2014 | 2014 | 2014 | 2014 | 2014 | 2014 | 2014 | 2014 | 2014 | 2014 | 2014 | 2014
Sundon and Ratcliffe 225MVAR MSCs | 2015 | 2015 | 2015 | 2015 | 2015 | 2015 | 2015 | 2015 | 2015 | 2015 | 2015 | 2015 | 2015 | 2015 | 2015 | 2015 | 2015 | 2015 | 2015 | 2015 | 2015
North London Reinforcements & St John's Wood - Hackney cable | 2016 | 2016 | 2016 | 2016 | 2016 | 2016 | 2016 | 2016 | 2016 | 2016 | 2016 | 2016 | 2016 | 2016 | 2016 | 2016 | 2016 | 2016 | 2016 | 2016 | 2016
Turn in Sundon - Cowley circuit at East Claydon | 2040 | 2040 | 2017 | 2017 | 2017 | 2017 | 2017 | 2017 | 2017 | 2017 | 2017 | 2017 | 2017 | 2017 | 2017 | 2017 | 2017 | 2017 | 2017 | 2017 | 2017
North East London uprate to 400kV | 2040 | 2040 | 2040 | 2040 | 2040 | 2040 | 2040 | 2040 | 2040 | 2040 | 2040 | 2026 | 2026 | 2026 | 2026 | 2026 | 2026 | 2026 | 2026 | 2026 | 2026
East London reinforcements | 2014 | 2014 | 2014 | 2014 | 2014 | 2014 | 2014 | 2014 | 2014 | 2014 | 2014 | 2014 | 2014 | 2014 | 2014 | 2014 | 2014 | 2014 | 2014 | 2014 | 2014
East London reconductoring | 2040 | 2040 | 2040 | 2040 | 2040 | 2040 | 2040 | 2040 | 2040 | 2040 | 2040 | 2040 | 2025 | 2025 | 2025 | 2025 | 2025 | 2025 | 2025 | 2025 | 2025
Kingsnorth-Cobham reconductoring | 2040 | 2040 | 2040 | 2016 | 2016 | 2016 | 2016 | 2016 | 2016 | 2016 | 2016 | 2016 | 2016 | 2016 | 2016 | 2016 | 2016 | 2016 | 2016 | 2016 | 2016
South London reconductoring | 2040 | 2040 | 2040 | 2040 | 2040 | 2040 | 2040 | 2040 | 2040 | 2040 | 2023 | 2023 | 2023 | 2023 | 2023 | 2023 | 2023 | 2023 | 2023 | 2023 | 2023
Essex reconductoring | 2040 | 2040 | 2040 | 2040 | 2040 | 2040 | 2040 | 2040 | 2040 | 2040 | 2040 | 2040 | 2025 | 2025 | 2025 | 2025 | 2025 | 2025 | 2025 | 2025 | 2025
Tees Crossing refurbishment | 2040 | 2040 | 2040 | 2040 | 2040 | 2040 | 2040 | 2040 | 2040 | 2040 | 2040 | 2040 | 2040 | 2040 | 2040 | 2040 | 2040 | 2040 | 2040 | 2040 | 2040
QBs in Sundon-Wymondley circuits | 2015 | 2015 | 2015 | 2015 | 2015 | 2015 | 2015 | 2015 | 2015 | 2015 | 2015 | 2015 | 2015 | 2015 | 2015 | 2015 | 2015 | 2015 | 2015 | 2015 | 2015
London MSCs, East End reconductoring | 2015 | 2015 | 2015 | 2015 | 2015 | 2015 | 2015 | 2015 | 2015 | 2015 | 2015 | 2015 | 2015 | 2015 | 2015 | 2015 | 2015 | 2015 | 2015 | 2015 | 2015
New reactor at Rayleigh | 2040 | 2040 | 2040 | 2040 | 2040 | 2040 | 2040 | 2040 | 2040 | 2040 | 2040 | 2026 | 2026 | 2026 | 2026 | 2026 | 2026 | 2026 | 2026 | 2026 | 2026
Kemsley QBs | 2040 | 2040 | 2040 | 2040 | 2040 | 2040 | 2040 | 2040 | 2040 | 2040 | 2040 | 2040 | 2040 | 2040 | 2040 | 2040 | 2040 | 2040 | 2040 | 2040 | 2040
Rowdown, Canterbury, Sellinge and Dungeness reinforcemnts | 2040 | 2040 | 2040 | 2040 | 2040 | 2040 | 2040 | 2040 | 2040 | 2040 | 2040 | 2024 | 2024 | 2024 | 2024 | 2024 | 2024 | 2024 | 2024 | 2024 | 2024
Iver, East Claydon, Grendon & Elstree new MSCs | 2015 | 2015 | 2015 | 2015 | 2015 | 2015 | 2015 | 2015 | 2015 | 2015 | 2015 | 2015 | 2015 | 2015 | 2015 | 2015 | 2015 | 2015 | 2015 | 2015 | 2015
Cottam - West Burton reconductoring | 2014 | 2014 | 2014 | 2014 | 2014 | 2014 | 2014 | 2014 | 2014 | 2014 | 2014 | 2014 | 2014 | 2014 | 2014 | 2014 | 2014 | 2014 | 2014 | 2014 | 2014
West Weybridge 275kV additional MSC | 2040 | 2040 | 2017 | 2017 | 2017 | 2017 | 2017 | 2017 | 2017 | 2017 | 2017 | 2017 | 2017 | 2017 | 2017 | 2017 | 2017 | 2017 | 2017 | 2017 | 2017
Knocknagael | 2040 | 2040 | 2040 | 2040 | 2040 | 2040 | 2040 | 2040 | 2040 | 2040 | 2040 | 2040 | 2040 | 2040 | 2040 | 2040 | 2040 | 2040 | 2040 | 2040 | 2040
Beauly-Blackhillock-Kintore | 2014 | 2014 | 2014 | 2014 | 2014 | 2014 | 2014 | 2014 | 2014 | 2014 | 2014 | 2014 | 2014 | 2014 | 2014 | 2014 | 2014 | 2014 | 2014 | 2014 | 2014
Beauly-Dounreay | 2040 | 2040 | 2040 | 2040 | 2040 | 2040 | 2040 | 2040 | 2040 | 2040 | 2040 | 2040 | 2040 | 2040 | 2040 | 2040 | 2040 | 2040 | 2040 | 2040 | 2040
Hunterston-Kintyre link | 2015 | 2015 | 2015 | 2015 | 2015 | 2015 | 2015 | 2015 | 2015 | 2015 | 2015 | 2015 | 2015 | 2015 | 2015 | 2015 | 2015 | 2015 | 2015 | 2015 | 2015
East Coast Upgrade | 2040 | 2040 | 2040 | 2040 | 2040 | 2040 | 2021 | 2021 | 2021 | 2021 | 2021 | 2021 | 2021 | 2021 | 2021 | 2021 | 2021 | 2021 | 2021 | 2021 | 2021
Humber - Walpole HVDC | 2040 | 2040 | 2040 | 2040 | 2040 | 2040 | 2040 | 2040 | 2040 | 2040 | 2040 | 2040 | 2040 | 2040 | 2040 | 2040 | 2040 | 2040 | 2040 | 2040 | 2040
Caithness - Moray HVDC | 2040 | 2040 | 2040 | 2040 | 2040 | 2040 | 2040 | 2040 | 2040 | 2040 | 2040 | 2040 | 2040 | 2040 | 2040 | 2040 | 2040 | 2040 | 2040 | 2040 | 2040
Beauly - Mossford 132kV upgrade | 2040 | 2040 | 2040 | 2040 | 2040 | 2040 | 2040 | 2040 | 2040 | 2040 | 2040 | 2040 | 2040 | 2040 | 2040 | 2040 | 2040 | 2040 | 2040 | 2040 | 2040
Eastern HVDC Link #2 | 2040 | 2040 | 2040 | 2040 | 2040 | 2040 | 2019 | 2019 | 2019 | 2019 | 2019 | 2019 | 2019 | 2019 | 2019 | 2019 | 2019 | 2019 | 2019 | 2019 | 2019
Beauly - Blackhillock - Keith 400kV upgrade | 2040 | 2040 | 2040 | 2040 | 2040 | 2040 | 2040 | 2040 | 2040 | 2040 | 2040 | 2040 | 2040 | 2040 | 2040 | 2040 | 2040 | 2040 | 2040 | 2040 | 2040
Western HVDC Link #2 | 2040 | 2040 | 2040 | 2040 | 2040 | 2040 | 2040 | 2040 | 2040 | 2040 | 2040 | 2040 | 2040 | 2040 | 2040 | 2040 | 2040 | 2040 | 2040 | 2040 | 2040
Elstree London | 2040 | 2040 | 2040 | 2040 | 2040 | 2040 | 2040 | 2040 | 2040 | 2040 | 2040 | 2040 | 2040 | 2040 | 2040 | 2040 | 2040 | 2040 | 2040 | 2040 | 2040
West Midlands MSC | 2022 | 2022 | 2022 | 2022 | 2022 | 2022 | 2022 | 2022 | 2022 | 2022 | 2022 | 2022 | 2022 | 2022 | 2022 | 2022 | 2022 | 2022 | 2022 | 2022 | 2022
B1 | 2040 | 2040 | 2040 | 2040 | 2040 | 2040 | 2040 | 2040 | 2040 | 2040 | 2040 | 2040 | 2040 | 2040 | 2040 | 2040 | 2040 | 2040 | 2040 | 2040 | 2040
B2 | 2040 | 2040 | 2040 | 2040 | 2040 | 2040 | 2040 | 2040 | 2040 | 2040 | 2040 | 2040 | 2040 | 2040 | 2040 | 2040 | 2040 | 2040 | 2040 | 2040 | 2040
B3 | 2040 | 2040 | 2040 | 2040 | 2040 | 2040 | 2040 | 2040 | 2040 | 2040 | 2040 | 2040 | 2040 | 2040 | 2040 | 2040 | 2040 | 2040 | 2040 | 2040 | 2040
B4 | 2040 | 2040 | 2040 | 2040 | 2040 | 2040 | 2040 | 2040 | 2040 | 2040 | 2040 | 2040 | 2040 | 2040 | 2040 | 2040 | 2040 | 2040 | 2040 | 2040 | 2040
B5 | 2040 | 2040 | 2040 | 2040 | 2040 | 2040 | 2040 | 2040 | 2040 | 2040 | 2040 | 2040 | 2040 | 2040 | 2040 | 2040 | 2040 | 2040 | 2040 | 2040 | 2040
B6 | 2040 | 2040 | 2040 | 2040 | 2040 | 2040 | 2040 | 2040 | 2040 | 2040 | 2040 | 2040 | 2040 | 2040 | 2040 | 2040 | 2040 | 2040 | 2040 | 2040 | 2040
B7a | 2040 | 2040 | 2040 | 2040 | 2040 | 2040 | 2040 | 2040 | 2040 | 2040 | 2040 | 2040 | 2040 | 2040 | 2040 | 2040 | 2040 | 2040 | 2040 | 2040 | 2040
B8 | 2040 | 2040 | 2040 | 2040 | 2040 | 2040 | 2040 | 2040 | 2040 | 2040 | 2040 | 2040 | 2040 | 2040 | 2040 | 2040 | 2040 | 2040 | 2040 | 2040 | 2040
B9 | 2040 | 2040 | 2040 | 2040 | 2040 | 2040 | 2040 | 2040 | 2040 | 2040 | 2040 | 2040 | 2040 | 2040 | 2040 | 2040 | 2040 | 2040 | 2040 | 2040 | 2040
B10 | 2040 | 2040 | 2040 | 2040 | 2040 | 2040 | 2040 | 2040 | 2040 | 2040 | 2040 | 2040 | 2040 | 2040 | 2040 | 2040 | 2040 | 2040 | 2040 | 2040 | 2040
B11 | 2040 | 2040 | 2040 | 2040 | 2040 | 2040 | 2040 | 2040 | 2040 | 2040 | 2040 | 2040 | 2040 | 2040 | 2040 | 2040 | 2040 | 2040 | 2040 | 2040 | 2040
B12 | 2040 | 2040 | 2040 | 2040 | 2040 | 2040 | 2040 | 2040 | 2040 | 2040 | 2040 | 2040 | 2040 | 2040 | 2040 | 2040 | 2040 | 2040 | 2040 | 2040 | 2040
B13 | 2040 | 2040 | 2040 | 2040 | 2040 | 2040 | 2040 | 2040 | 2040 | 2040 | 2040 | 2040 | 2040 | 2040 | 2040 | 2040 | 2040 | 2040 | 2040 | 2040 | 2040
B14 | 2040 | 2040 | 2040 | 2040 | 2040 | 2040 | 2040 | 2040 | 2040 | 2040 | 2040 | 2040 | 2040 | 2040 | 2040 | 2040 | 2040 | 2040 | 2040 | 2040 | 2040
B15 | 2040 | 2040 | 2040 | 2040 | 2040 | 2040 | 2040 | 2040 | 2040 | 2040 | 2040 | 2040 | 2025 | 2025 | 2025 | 2025 | 2025 | 2025 | 2025 | 2025 | 2025
B16 | 2040 | 2040 | 2040 | 2040 | 2040 | 2040 | 2040 | 2040 | 2040 | 2040 | 2040 | 2040 | 2040 | 2026 | 2026 | 2026 | 2026 | 2026 | 2026 | 2026 | 2026
B17 | 2040 | 2040 | 2040 | 2040 | 2040 | 2040 | 2040 | 2040 | 2040 | 2040 | 2040 | 2040 | 2040 | 2040 | 2040 | 2040 | 2040 | 2040 | 2040 | 2040 | 2040
B201 | 2040 | 2040 | 2040 | 2040 | 2040 | 2040 | 2040 | 2040 | 2040 | 2040 | 2040 | 2040 | 2040 | 2040 | 2040 | 2040 | 2040 | 2040 | 2040 | 2040 | 2040
B202 | 2040 | 2040 | 2040 | 2040 | 2040 | 2040 | 2040 | 2040 | 2040 | 2040 | 2040 | 2040 | 2040 | 2040 | 2040 | 2040 | 2040 | 2040 | 2040 | 2040 | 2040
EC5 | 2040 | 2040 | 2040 | 2040 | 2040 | 2040 | 2040 | 2040 | 2040 | 2040 | 2040 | 2040 | 2040 | 2040 | 2040 | 2040 | 2040 | 2040 | 2040 | 2040 | 2040
NW2 | 2040 | 2040 | 2040 | 2040 | 2040 | 2040 | 2040 | 2040 | 2040 | 2040 | 2040 | 2040 | 2040 | 2040 | 2040 | 2040 | 2040 | 2040 | 2040 | 2040 | 2040
| 2011 | 2012 | 2013 | 2014 | 2015 | 2016 | 2017 | 2018 | 2019 | 2020 | 2021 | 2022 | 2023 | 2024 | 2025 | 2026 | 2027 | 2028 | 2029 | 2030 | 2031
Transmission Capex in current year | 0 | 0 | 0 | 164.903 | 1344.406 | 1591.453 | 58.3495 | 753.239 | 864.891 | 129.1611 | 402.2122 | 50 | 122.0035 | 122.0035 | 118.9286 | 157.4446 | 0 | 0 | 0 | 0 | 0
£m | 2011 | 2012 | 2013 | 2014 | 2015 | 2016 | 2017 | 2018 | 2019 | 2020 | 2021 | 2022 | 2023 | 2024 | 2025 | 2026 | 2027 | 2028 | 2029 | 2030 | 2031
Levelised Cost in Current Year | 0 | 0 | 0 | 10.0082 | 91.6017 | 188.1888 | 191.7301 | 237.445 | 289.9362 | 297.7751 | 322.1859 | 325.2204 | 332.6249 | 340.0295 | 347.2474 | 356.8029 | 356.8029 | 356.8029 | 356.8029 | 356.8029 | 356.8029
MAR disaggregation
| 2011 | 2012 | 2013 | 2014 | 2015 | 2016 | 2017 | 2018 | 2019 | 2020 | 2021 | 2022 | 2023 | 2024 | 2025 | 2026 | 2027 | 2028 | 2029 | 2030 | 2031
Modelled onshore reinforcement | 0 | 0 | 3.6663 | 39.0157 | 120.6116 | 188.357 | 222.0031 | 263.6363 | 299.7506 | 317.9765 | 328.9108 | 332.486 | 334.3878 | 336.9169 | 340.0772 | 340.8568 | 336.7034 | 330.7591 | 324.8148 | 318.8705 | 312.9261
OFTO and island links | -1613.0442 | 217.8418 | 217.8418 | 334.2404 | 377.2016 | 507.6418 | 559.1181 | 597.8783 | 637.6546 | 637.6546 | 645.5367 | 645.5367 | 653.4187 | 653.4187 | 696.6384 | 696.6384 | 704.5205 | 704.5205 | 704.5205 | 704.5205 | 374.6401
Underlying MAR | 1613.0442 | 1785.6389 | 1931.0037 | 2142.6256 | 2245.552 | 2346.5402 | 2445.5901 | 2542.7019 | 2637.8754 | 2731.1108 | 2786.7191 | 2830.1853 | 2872.8471 | 2914.7045 | 2955.7574 | 2996.0058 | 3035.4498 | 3074.0894 | 3111.9246 | 3148.9552 | 3185.1815
Generator profit by plant type
| 2011 | 2012 | 2013 | 2014 | 2015 | 2016 | 2017 | 2018 | 2019 | 2020 | 2021 | 2022 | 2023 | 2024 | 2025 | 2026 | 2027 | 2028 | 2029 | 2030
CHP | 0.83386 | -26.8599 | 30.9368 | -0.90365 | 3.3515 | 254.1295 | 271.5793 | 263.7842 | 247.079 | 303.9619 | 192.7693 | 259.6853 | 241.8264 | 275.0145 | 160.371 | 151.6879 | 162.3013 | 170.4679 | 179.0797 | 188.5777
AGT | 0 | 0 | 0 | 0 | 0 | 0 | 0 | 0 | 0 | 0 | 0 | 0 | 0 | 0 | 0 | 0 | 0 | 0 | 0 | 0
Oil | -76.5946 | -79.5032 | -21.0321 | -20.9511 | -21.3378 | -6.8128e-08 | -6.8194e-08 | 3.6658e-08 | 3.1324e-08 | 2.7693e-08 | 1.1797e-08 | 1.9893e-08 | 1.5622e-08 | 1.2119e-08 | 1.586e-08 | 1.1894e-08 | 1.8425e-08 | 1.7336e-08 | 2.0377e-08 | 5.3276e-08
Hydro | 130.1391 | 125.5649 | 158.9125 | 170.8393 | 181.8235 | 239.357 | 244.459 | 240.7972 | 237.4156 | 257.6302 | 234.0347 | 257.5773 | 259.9634 | 277.2425 | 247.2058 | 247.1443 | 256.3816 | 262.9888 | 269.4233 | 276.3726
PS | -90.4112 | -75.8887 | -80.6301 | -78.8844 | -78.4264 | -74.6217 | -74.5538 | -76.5328 | -75.4754 | -72.1394 | -66.7759 | -67.9821 | -66.549 | -66.0418 | -64.1754 | -63.1762 | -63.4799 | -64.4792 | -64.6297 | -64.7997
Nuclear | 2819.3871 | 2661.1185 | 3295.328 | 3539.027 | 3572.2636 | 4064.2587 | 4143.1612 | 4058.6898 | 3526.3221 | 2787.4161 | 2528.7038 | 2832.9043 | 2860.2107 | 1931.0895 | 1760.2339 | 1752.5195 | 1856.3726 | 1940.2713 | 2018.2829 | 2096.9152
CCGT | -204.1766 | -559.6693 | -73.2138 | -488.6567 | -416.7313 | 270.4904 | 578.4231 | 1689.386 | 1555.4806 | 2164.5563 | 569.3763 | 1616.1552 | 1306.0628 | 1718.2589 | -347.8203 | -632.6803 | -411.9823 | -369.0341 | -284.3987 | 505.6177
OCGT | -19.2079 | -22.4353 | -22.3843 | -21.1649 | -21.5181 | -16.6039 | -16.4278 | 11.6272 | 10.8716 | 9.9755 | 6.637 | 8.6799 | 7.3683 | 4.8851 | 5.8144 | 5.1765 | 6.5604 | 6.2113 | 6.8632 | 13.9179
Coal | -64.0881 | 1464.8717 | 2339.5544 | 2046.2548 | 1588.9018 | 1452.6685 | 1393.4761 | 1463.7449 | 1189.8346 | 1385.3162 | 804.612 | 935.5421 | 842.1078 | 867.2093 | 583.0927 | 528.8467 | 558.2648 | 559.1357 | 563.1957 | 608.9635
Coal + CCS | -3.3091e-06 | -2.8166e-06 | -2.47e-06 | -2.4108e-06 | -140.7144 | -456.6597 | -450.6253 | 40.4045 | 24.594 | 63.5161 | -3.3616 | 41.33 | 22.2691 | 54.6896 | 3.9453 | -27.999 | -36.4792 | -51.4861 | -53.7459 | -66.7072
CCGT + CCS | -1.1285e-06 | -1.1257e-06 | -1.1249e-06 | -1.1246e-06 | -1.1251e-06 | -1.117e-06 | -1.1077e-06 | -1.656e-09 | 1.182e-08 | -1.551e-09 | 3.0268e-10 | 6.4608e-09 | -1.5762e-09 | 1.7144 | 11.2586 | 6.8609 | 7.2285 | 8.1711 | 6.7316 | 5.6528
Onshore wind (unclassified) | 0 | 0 | 0 | 0 | 0 | 0 | 0 | 0 | 0 | 0 | 0 | 0 | 0 | 0 | 0 | 0 | 0 | 0 | 0 | 0
Offshore wind (unclassified) | 0 | 0 | 0 | 0 | 0 | 0 | 0 | 0 | 0 | 0 | 0 | 0 | 0 | 0 | 0 | 0 | 0 | 0 | 0 | 0
Onshore wind | -22.4638 | -252.3754 | -191.298 | -136.7281 | -67.3282 | 67.4533 | 216.7959 | 201.3565 | 198.2185 | 282.5633 | 184.3172 | 289.6357 | 302.9937 | 369.8501 | 234.2453 | 220.0695 | 266.4971 | 301.0702 | 328.2391 | -34247.0581
Onshore wind (Medium) | 0 | 0 | 0 | 0 | 0 | 0 | 0 | 0 | 0 | 0 | 0 | 0 | 0 | 0 | 0 | 0 | 0 | 0 | 0 | 0
Onshore wind (Low) | 0 | 0 | 0 | 0 | 0 | 0 | 0 | 0 | 0 | 0 | 0 | 0 | 0 | 0 | 0 | 0 | 0 | 0 | 0 | 0
Offshore wind | 437.2514 | 641.6527 | 770.8959 | 698.0081 | 950.6821 | 1293.5316 | 1420.5053 | 1483.3757 | 1588.5364 | 1795.575 | 1680.7179 | 1882.015 | 1944.5878 | 2105.1331 | 1918.0675 | 1931.7449 | 2033.7317 | 2121.6782 | 2205.7621 | 2292.083
Offshore wind (Low) | 0 | 0 | 0 | 0 | 0 | 0 | 0 | 0 | 0 | 0 | 0 | 0 | 0 | 0 | 0 | 0 | 0 | 0 | 0 | 0
Wave | -2.0113e-06 | -1.8856e-06 | -1.836e-06 | -1.7199e-06 | -1.4576e-06 | -1.2284e-06 | -1.1164e-06 | 6.1886e-08 | 2.1071e-07 | -1.3195e-07 | -3.0939e-08 | 1.0994e-07 | -1.0883e-07 | -7.0453e-08 | 6.9477e-09 | -9.5518e-08 | -5.6238e-08 | -3.6578e-08 | -8.777e-08 | -5.6859e-08
Tidal Stream | 8.6368 | 8.4757 | 9.2749 | 9.5183 | 9.7415 | 10.2757 | 10.3505 | 10.2677 | 10.203 | 10.5869 | 10.0461 | 10.5274 | 10.5374 | 10.8529 | 10.252 | 10.2321 | 10.4203 | 10.563 | 10.6943 | 10.834
Tidal Range | 0 | 0 | 0 | 0 | 0 | 0 | 0 | 0 | 0 | 0 | 0 | 0 | 0 | 0 | 0 | 0 | 0 | 0 | 0 | 0
Sewage gas | 0 | 0 | 0 | 0 | 0 | 0 | 0 | 0 | 0 | 0 | 0 | 0 | 0 | 0 | 0 | 0 | 0 | 0 | 0 | 0
Solar | 0 | 0 | 0 | 0 | 0 | 0 | 0 | 0 | 0 | 0 | 0 | 0 | 0 | 0 | 0 | 0 | 0 | 0 | 0 | 0
Biomass regular | -3.669 | -4.8174 | 3.0763 | 5.679 | 29.1644 | 132.4288 | 184.4288 | 173.3499 | 166.037 | 223.9659 | 145.2365 | 218.0598 | 221.1318 | 269.9049 | 181.5878 | 180.2358 | 209.255 | 231.3096 | 252.0379 | 274.0166
Biomass energy crop | 0 | 0 | 0 | 0 | 0 | 0 | 0 | 0 | 0 | 0 | 0 | 0 | 0 | 0 | 0 | 0 | 0 | 0 | 0 | 0
Biowaste | 0 | 0 | 0 | 0 | 0 | 0 | 0 | 0 | 0 | 0 | 0 | 0 | 0 | 0 | 0 | 0 | 0 | 0 | 0 | 0
Biogas | 0 | 0 | 0 | 0 | 0 | 0 | 0 | 0 | 0 | 0 | 0 | 0 | 0 | 0 | 0 | 0 | 0 | 0 | 0 | 0
Biodiesel | 0 | 0 | 0 | 0 | 0 | 0 | 0 | 0 | 0 | 0 | 0 | 0 | 0 | 0 | 0 | 0 | 0 | 0 | 0 | 0
Biomass ACT | 0 | 0 | 0 | 0 | 0 | 0 | 0 | 0 | 0 | 0 | 0 | 0 | 0 | 0 | 0 | 0 | 0 | 0 | 0 | 0
Biomass AD | 0 | 0 | 0 | 0 | 0 | 0 | 0 | 0 | 0 | 0 | 0 | 0 | 0 | 0 | 0 | 0 | 0 | 0 | 0 | 0
Biomass regular (CHP) | 0 | 0 | 0 | 0 | 0 | 0 | 0 | 0 | 0 | 0 | 0 | 0 | 0 | 0 | 0 | 0 | 0 | 0 | 0 | 0
Biomass energy crop (CHP) | 0 | 0 | 0 | 0 | 0 | 0 | 0 | 0 | 0 | 0 | 0 | 0 | 0 | 0 | 0 | 0 | 0 | 0 | 0 | 0
Biowaste (CHP) | 0 | 0 | 0 | 0 | 0 | 0 | 0 | 0 | 0 | 0 | 0 | 0 | 0 | 0 | 0 | 0 | 0 | 0 | 0 | 0
Biogas (CHP) | 0 | 0 | 0 | 0 | 0 | 0 | 0 | 0 | 0 | 0 | 0 | 0 | 0 | 0 | 0 | 0 | 0 | 0 | 0 | 0
Biodiesel (CHP) | 0 | 0 | 0 | 0 | 0 | 0 | 0 | 0 | 0 | 0 | 0 | 0 | 0 | 0 | 0 | 0 | 0 | 0 | 0 | 0
Biomass ACT (CHP) | 0 | 0 | 0 | 0 | 0 | 0 | 0 | 0 | 0 | 0 | 0 | 0 | 0 | 0 | 0 | 0 | 0 | 0 | 0 | 0
Biomass AD (CHP) | 0 | 0 | 0 | 0 | 0 | 0 | 0 | 0 | 0 | 0 | 0 | 0 | 0 | 0 | 0 | 0 | 0 | 0 | 0 | 0
Landfill gas | 0 | 0 | 0 | 0 | 0 | 0 | 0 | 0 | 0 | 0 | 0 | 0 | 0 | 0 | 0 | 0 | 0 | 0 | 0 | 0
Hydro (small scale) | 0 | 0 | 0 | 0 | 0 | 0 | 0 | 0 | 0 | 0 | 0 | 0 | 0 | 0 | 0 | 0 | 0 | 0 | 0 | 0
Geopressure | 0 | 0 | 0 | 0 | 0 | 0 | 0 | 0 | 0 | 0 | 0 | 0 | 0 | 0 | 0 | 0 | 0 | 0 | 0 | 0
Standard gasification or pyrolysis | 0 | 0 | 0 | 0 | 0 | 0 | 0 | 0 | 0 | 0 | 0 | 0 | 0 | 0 | 0 | 0 | 0 | 0 | 0 | 0
Other unspecified | 0 | 0 | 0 | 0 | 0 | 0 | 0 | 0 | 0 | 0 | 0 | 0 | 0 | 0 | 0 | 0 | 0 | 0 | 0 | 0
Geothermal | 0 | 0 | 0 | 0 | 0 | 0 | 0 | 0 | 0 | 0 | 0 | 0 | 0 | 0 | 0 | 0 | 0 | 0 | 0 | 0
Microgeneration | 0 | 0 | 0 | 0 | 0 | 0 | 0 | 0 | 0 | 0 | 0 | 0 | 0 | 0 | 0 | 0 | 0 | 0 | 0 | 0
Other ROC | 0 | 0 | 0 | 0 | 0 | 0 | 0 | 0 | 0 | 0 | 0 | 0 | 0 | 0 | 0 | 0 | 0 | 0 | 0 | 0
Non-ROC | 0 | 0 | 0 | 0 | 0 | 0 | 0 | 0 | 0 | 0 | 0 | 0 | 0 | 0 | 0 | 0 | 0 | 0 | 0 | 0
Embedded CHP | 0 | 0 | 0 | 0 | 0 | 0 | 0 | 0 | 0 | 0 | 0 | 0 | 0 | 0 | 0 | 0 | 0 | 0 | 0 | 0
Embedded Gas | 0 | 0 | 0 | 0 | 0 | 0 | 0 | 0 | 0 | 0 | 0 | 0 | 0 | 0 | 0 | 0 | 0 | 0 | 0 | 0
Embedded offshore wind | 0 | 0 | 0 | 0 | 0 | 0 | 0 | 0 | 0 | 0 | 0 | 0 | 0 | 0 | 0 | 0 | 0 | 0 | 0 | 0
Embedded onshore wind | 0 | 0 | 0 | 0 | 0 | 0 | 0 | 0 | 0 | 0 | 0 | 0 | 0 | 0 | 0 | 0 | 0 | 0 | 0 | 0
Embedded biomass | 0 | 0 | 0 | 0 | 0 | 0 | 0 | 0 | 0 | 0 | 0 | 0 | 0 | 0 | 0 | 0 | 0 | 0 | 0 | 0
Embedded tidal and wave | 0 | 0 | 0 | 0 | 0 | 0 | 0 | 0 | 0 | 0 | 0 | 0 | 0 | 0 | 0 | 0 | 0 | 0 | 0 | 0
Embedded hydro | 0 | 0 | 0 | 0 | 0 | 0 | 0 | 0 | 0 | 0 | 0 | 0 | 0 | 0 | 0 | 0 | 0 | 0 | 0 | 0
Total | 2915.6372 | 3880.1343 | 6219.4205 | 5722.0377 | 5589.8721 | 7236.7082 | 7921.5723 | 9560.251 | 8679.1169 | 9212.924 | 6286.3133 | 8284.13 | 7952.5101 | 7819.803 | 4704.0785 | 4310.6627 | 4855.0719 | 5126.8678 | 5437.5354 | -28105.6142
| 2011 | 2012 | 2013 | 2014 | 2015 | 2016 | 2017 | 2018 | 2019 | 2020 | 2021 | 2022 | 2023 | 2024 | 2025 | 2026 | 2027 | 2028 | 2029 | 2030
Gas | -203.3427 | -586.5292 | -42.277 | -489.5603 | -413.3799 | 524.6198 | 850.0024 | 1953.1702 | 1802.5596 | 2468.5182 | 762.1457 | 1875.8405 | 1547.8891 | 1993.2735 | -187.4494 | -480.9924 | -249.681 | -198.5661 | -105.319 | 694.1954
Coal | -64.0881 | 1464.8717 | 2339.5544 | 2046.2548 | 1588.9018 | 1452.6685 | 1393.4761 | 1463.7449 | 1189.8346 | 1385.3162 | 804.612 | 935.5421 | 842.1078 | 867.2093 | 583.0927 | 528.8467 | 558.2648 | 559.1357 | 563.1957 | 608.9635
Oil | -76.5946 | -79.5032 | -21.0321 | -20.9511 | -21.3378 | -6.8128e-08 | -6.8194e-08 | 3.6658e-08 | 3.1324e-08 | 2.7693e-08 | 1.1797e-08 | 1.9893e-08 | 1.5622e-08 | 1.2119e-08 | 1.586e-08 | 1.1894e-08 | 1.8425e-08 | 1.7336e-08 | 2.0377e-08 | 5.3276e-08
OCGT | -19.2079 | -22.4353 | -22.3843 | -21.1649 | -21.5181 | -16.6039 | -16.4278 | 11.6272 | 10.8716 | 9.9755 | 6.637 | 8.6799 | 7.3683 | 4.8851 | 5.8144 | 5.1765 | 6.5604 | 6.2113 | 6.8632 | 13.9179
PS | -90.4112 | -75.8887 | -80.6301 | -78.8844 | -78.4264 | -74.6217 | -74.5538 | -76.5328 | -75.4754 | -72.1394 | -66.7759 | -67.9821 | -66.549 | -66.0418 | -64.1754 | -63.1762 | -63.4799 | -64.4792 | -64.6297 | -64.7997
Nuclear | 2819.3871 | 2661.1185 | 3295.328 | 3539.027 | 3572.2636 | 4064.2587 | 4143.1612 | 4058.6898 | 3526.3221 | 2787.4161 | 2528.7038 | 2832.9043 | 2860.2107 | 1931.0895 | 1760.2339 | 1752.5195 | 1856.3726 | 1940.2713 | 2018.2829 | 2096.9152
CCS | -4.4376e-06 | -3.9424e-06 | -3.5949e-06 | -3.5354e-06 | -140.7144 | -456.6597 | -450.6253 | 40.4045 | 24.594 | 63.5161 | -3.3616 | 41.33 | 22.2691 | 56.404 | 15.2039 | -21.1381 | -29.2506 | -43.315 | -47.0142 | -61.0545
Onshore wind | -22.4638 | -252.3754 | -191.298 | -136.7281 | -67.3282 | 67.4533 | 216.7959 | 201.3565 | 198.2185 | 282.5633 | 184.3172 | 289.6357 | 302.9937 | 369.8501 | 234.2453 | 220.0695 | 266.4971 | 301.0702 | 328.2391 | -34247.0581
Offshore wind | 437.2514 | 641.6527 | 770.8959 | 698.0081 | 950.6821 | 1293.5316 | 1420.5053 | 1483.3757 | 1588.5364 | 1795.575 | 1680.7179 | 1882.015 | 1944.5878 | 2105.1331 | 1918.0675 | 1931.7449 | 2033.7317 | 2121.6782 | 2205.7621 | 2292.083
Other renewable | 135.1069 | 129.2232 | 171.2637 | 186.0366 | 220.7294 | 382.0616 | 439.2384 | 424.4149 | 413.6556 | 492.1829 | 389.3173 | 486.1646 | 491.6326 | 558.0002 | 439.0456 | 437.6123 | 476.0569 | 504.8615 | 532.1554 | 561.2232
Total | 2915.6372 | 3880.1343 | 6219.4205 | 5722.0377 | 5589.8721 | 7236.7082 | 7921.5723 | 9560.251 | 8679.1169 | 9212.924 | 6286.3133 | 8284.13 | 7952.5101 | 7819.803 | 4704.0785 | 4310.6627 | 4855.0719 | 5126.8678 | 5437.5354 | -28105.6142
Generator profit by location
| 2011 | 2012 | 2013 | 2014 | 2015 | 2016 | 2017 | 2018 | 2019 | 2020 | 2021 | 2022 | 2023 | 2024 | 2025 | 2026 | 2027 | 2028 | 2029 | 2030
S England & S Wales | 953.6051 | 875.9055 | 1551.4651 | 1356.3838 | 1344.5001 | 2086.987 | 2293.8989 | 2908.3648 | 2371.5917 | 2925.1058 | 1801.3187 | 2739.5189 | 2524.3994 | 2351.2238 | 716.6874 | 475.2651 | 737.514 | 841.2317 | 966.3472 | -41.7924
Midlands & N Wales | 202.0396 | 565.446 | 956.005 | 705.7694 | 474.1669 | 897.5344 | 943.4609 | 1199.0613 | 928.1191 | 1185.6131 | 224.6596 | 419.0934 | 322.6541 | 365.4644 | -42.8695 | -97.3834 | -69.3 | -68.7821 | -60.1929 | -2285.8971
N England | 757.1133 | 1281.7838 | 2049.1707 | 1930.3347 | 1908.3016 | 1875.0895 | 2009.1242 | 2589.6009 | 2450.6782 | 1746.4287 | 1297.2224 | 1711.3547 | 1614.5247 | 1807.2782 | 1178.633 | 1086.5129 | 1157.2472 | 1177.8361 | 1212.9082 | -546.9532
S Scotland | 512.1635 | 472.3592 | 823.4171 | 886.2323 | 721.0635 | 758.7903 | 845.1387 | 979.9179 | 940.6427 | 1110.0576 | 897.4711 | 1087.8448 | 1094.928 | 700.7948 | 529.7065 | 518.645 | 574.2864 | 617.8352 | 661.5233 | -14345.2471
N Scotland | 44.8275 | 34.5114 | 59.1918 | 135.7911 | 181.4164 | 314.4996 | 399.0939 | 389.6626 | 389.3457 | 439.5568 | 374.8776 | 433.7758 | 440.8787 | 479.0557 | 393.6017 | 385.6461 | 411.1723 | 426.5058 | 440.4932 | -13188.6413
Offshore | 445.8881 | 650.1284 | 780.1708 | 707.5264 | 960.4236 | 1303.8074 | 1430.8558 | 1484.0702 | 1583.8499 | 1785.7129 | 1667.0896 | 1865.8782 | 1925.4838 | 2083.5448 | 1892.6692 | 1904.3525 | 2004.5763 | 2090.8016 | 2173.0934 | 2257.6097
Total | 2915.6372 | 3880.1343 | 6219.4205 | 5722.0377 | 5589.8721 | 7236.7082 | 7921.5723 | 9550.6777 | 8664.2273 | 9192.4751 | 6262.639 | 8257.4658 | 7922.8688 | 7787.3617 | 4668.4283 | 4273.0382 | 4815.4962 | 5085.4282 | 5394.1723 | -28150.9215
Offshore South | 240.4739 | 401.4716 | 498.9957 | 497.5806 | 541.1441 | 762.1068 | 818.9785 | 842.0213 | 872.2991 | 969.5395 | 903.6759 | 1001.3434 | 1028.6649 | 1106.1031 | 1017.2483 | 1017.6704 | 1064.339 | 1104.0108 | 1141.3472 | 1179.75
Offshore Irish Sea | 198.2961 | 241.4858 | 272.6587 | 258.6767 | 286.8697 | 327.8015 | 341.2953 | 344.773 | 351.7471 | 382.8096 | 359.8332 | 393.6009 | 402.0828 | 428.2864 | 395.9711 | 396.3836 | 412.5183 | 426.1332 | 439.1203 | 452.4713
Offshore E England | -5.4532e-07 | -6.4827e-07 | -2.2295e-07 | -33.8011 | 134.3208 | 200.6784 | 249.6565 | 272.2891 | 330.0162 | 391.1435 | 366.8569 | 421.9182 | 441.5454 | 486.0512 | 449.6057 | 454.7568 | 481.7409 | 505.1409 | 527.7548 | 550.8667
Offshore Scotland | 7.118 | 7.171 | 8.5164 | -14.9298 | -1.9111 | 13.2206 | 20.9255 | 24.9867 | 29.7874 | 42.2203 | 36.7237 | 49.0156 | 53.1907 | 63.1041 | 29.8441 | 35.5417 | 45.9782 | 55.5168 | 64.8711 | 74.5217
Existing | 2955.1173 | 4255.8238 | 6489.249 | 6065.0485 | 5894.1698 | 7107.1634 | 7372.5587 | 8335.5428 | 7286.5951 | 7216.3442 | 4932.1437 | 6041.8497 | 5757.8718 | 5048.7496 | 3537.7097 | 3360.7095 | 3637.7689 | 3728.6279 | 3865.8947 | 4274.1397
New | -39.4801 | -375.6895 | -269.8286 | -343.0108 | -304.2977 | 129.5448 | 549.0136 | 1224.7081 | 1392.5218 | 1996.5797 | 1354.1696 | 2242.2803 | 2194.6383 | 2771.0534 | 1166.3688 | 949.9531 | 1217.303 | 1398.24 | 1571.6407 | -32379.7539
| 2011 | 2012 | 2013 | 2014 | 2015 | 2016 | 2017 | 2018 | 2019 | 2020 | 2021 | 2022 | 2023 | 2024 | 2025 | 2026 | 2027 | 2028 | 2029 | 2030
Demand-weighted Uplift | 7.0923 | 6.2077 | 11.3631 | 8.8095 | 9.5132 | 14.783 | 17.6506 | 17.4568 | 15.6867 | 20.4464 | 11.0567 | 16.6236 | 15.5721 | 19.4576 | 9.5589 | 8.5766 | 9.8316 | 10.2557 | 10.5456 | 11.0428
Demand-weighted SMP | 46.3424 | 45.247 | 52.1299 | 58.3635 | 60.6689 | 62.6089 | 61.5419 | 60.5705 | 61.1589 | 62.2023 | 62.9749 | 64.7486 | 66.0577 | 67.4445 | 67.6588 | 68.4057 | 69.96 | 71.6365 | 73.2481 | 74.8058
DZPZ | 46.2203 | 44.8352 | 50.8513 | 55.9854 | 59.1315 | 62.5768 | 59.9407 | 57.6979 | 60.9834 | 62.2011 | 62.9737 | 64.7474 | 66.0575 | 67.4443 | 67.6588 | 68.0407 | 69.5798 | 71.2412 | 72.8379 | 74.3805
DZPY | 46.2203 | 44.8352 | 51.0076 | 55.9854 | 59.1315 | 62.5768 | 59.9407 | 57.6979 | 60.9834 | 62.2012 | 62.974 | 64.7476 | 66.0577 | 67.4445 | 67.6588 | 68.4057 | 69.9599 | 71.6363 | 73.248 | 74.8056
DZPX | 46.2203 | 44.8352 | 51.0076 | 55.9854 | 59.1315 | 62.5768 | 59.9407 | 57.6979 | 60.9834 | 62.2012 | 62.974 | 64.7476 | 66.0577 | 67.4445 | 67.6588 | 68.4057 | 69.9599 | 71.6363 | 73.248 | 74.8056
DZPW | 46.2203 | 44.8352 | 51.0076 | 55.9854 | 59.1315 | 62.5768 | 59.9407 | 57.6979 | 60.9834 | 62.2012 | 62.974 | 64.7476 | 66.0577 | 67.4445 | 67.6588 | 68.4057 | 69.9599 | 71.6363 | 73.248 | 74.8056
DZPO | 46.2203 | 44.8352 | 51.0076 | 55.9854 | 59.1315 | 62.5768 | 59.9407 | 57.6979 | 60.9834 | 62.2014 | 62.974 | 64.7476 | 66.0577 | 67.4445 | 67.6588 | 68.4057 | 69.9599 | 71.6363 | 73.248 | 74.8056
DZPI | 46.2203 | 44.8352 | 51.0076 | 55.9854 | 59.1315 | 62.5768 | 59.9407 | 57.6979 | 60.9836 | 62.2014 | 62.974 | 64.7476 | 66.0577 | 67.4445 | 67.6588 | 68.4057 | 69.9599 | 71.6363 | 73.248 | 74.8056
DZPV | 46.3444 | 45.2369 | 52.0968 | 58.2313 | 60.6707 | 62.6165 | 61.5571 | 60.6153 | 61.1602 | 62.2028 | 62.9752 | 64.7489 | 66.0591 | 67.4455 | 67.75 | 68.4057 | 69.96 | 71.6365 | 73.2482 | 74.8059
DZPU | 46.3444 | 45.2836 | 52.2445 | 58.5427 | 60.7479 | 62.6211 | 61.5571 | 60.6153 | 61.1602 | 62.2028 | 62.9752 | 64.7489 | 66.0591 | 67.4455 | 67.75 | 68.4057 | 69.96 | 71.6365 | 73.2482 | 74.8059
DZPR | 46.3351 | 44.8998 | 51.589 | 58.0455 | 59.173 | 62.5844 | 59.9565 | 57.7006 | 60.9863 | 62.2028 | 62.9752 | 64.7489 | 66.0591 | 67.4455 | 67.75 | 68.4057 | 69.96 | 71.6365 | 73.2482 | 74.8059
DZPQ | 46.3351 | 44.8998 | 51.5858 | 58.0455 | 59.173 | 62.5768 | 59.9409 | 57.6982 | 60.9836 | 62.2028 | 62.9752 | 64.7489 | 66.0591 | 67.4455 | 67.6588 | 68.4057 | 69.96 | 71.6365 | 73.2482 | 74.8059
DZPP | 46.3444 | 45.2369 | 52.0936 | 58.2313 | 60.6707 | 62.6089 | 61.5416 | 60.6129 | 61.1575 | 62.2028 | 62.9752 | 64.7489 | 66.0591 | 67.4455 | 67.6588 | 68.4057 | 69.96 | 71.6365 | 73.2482 | 74.8059
DZPN | 46.3444 | 45.2369 | 52.0968 | 58.2313 | 60.6707 | 62.6165 | 61.5571 | 60.6153 | 61.1602 | 62.2028 | 62.9752 | 64.7489 | 66.0591 | 67.4455 | 67.75 | 68.4057 | 69.96 | 71.6365 | 73.2482 | 74.8059
DZPM | 46.3444 | 45.2369 | 52.0968 | 58.2313 | 60.6707 | 62.6165 | 61.5571 | 60.6153 | 61.1602 | 62.2028 | 62.9752 | 64.7489 | 66.0591 | 67.4455 | 67.75 | 68.4057 | 69.96 | 71.6365 | 73.2482 | 74.8059
DZPL | 46.3444 | 45.2369 | 52.0968 | 58.2313 | 60.6707 | 62.6165 | 61.5571 | 60.6153 | 61.1602 | 62.2028 | 62.9855 | 64.7489 | 66.0591 | 67.4455 | 67.75 | 68.4057 | 69.96 | 71.6365 | 73.2482 | 74.8059
DZPK | 46.3444 | 45.2369 | 52.0936 | 58.2313 | 60.6707 | 62.6089 | 61.5416 | 60.6129 | 61.1575 | 62.2028 | 62.9752 | 64.7489 | 66.0591 | 67.4455 | 67.6588 | 68.4057 | 69.96 | 71.6365 | 73.2482 | 74.8059
DZPJ | 46.3444 | 45.2836 | 52.2445 | 58.5427 | 60.7479 | 62.6211 | 61.5571 | 60.6153 | 61.1602 | 62.2028 | 62.9752 | 64.7489 | 66.0591 | 67.4455 | 67.75 | 68.4057 | 69.96 | 71.6365 | 73.2482 | 74.8059
DZPH | 46.3444 | 45.2836 | 52.2445 | 58.5662 | 60.7886 | 62.6211 | 61.5818 | 60.6153 | 61.1602 | 62.2028 | 62.9752 | 64.7489 | 66.0591 | 67.4455 | 67.75 | 68.4057 | 69.96 | 71.6365 | 73.2482 | 74.8059
DZPG | 46.3444 | 45.2836 | 52.2445 | 58.5662 | 60.7886 | 62.6211 | 61.5818 | 60.6153 | 61.1602 | 62.2028 | 62.9752 | 64.7489 | 66.0591 | 67.4455 | 67.75 | 68.4057 | 69.96 | 71.6365 | 73.2482 | 74.8059
DZPF | 46.3444 | 45.2836 | 52.2445 | 58.5662 | 60.7886 | 62.6211 | 61.5818 | 60.6153 | 61.1602 | 62.2028 | 62.9752 | 64.7489 | 66.0591 | 67.4455 | 67.75 | 68.4057 | 69.96 | 71.6365 | 73.2482 | 74.8059
DZPE | 46.3444 | 45.2836 | 52.2445 | 58.5662 | 60.7886 | 62.6211 | 61.5818 | 60.6153 | 61.1602 | 62.2028 | 62.9752 | 64.7489 | 66.0591 | 67.4455 | 67.75 | 68.4057 | 69.96 | 71.6365 | 73.2482 | 74.8059
DZPD | 46.3444 | 45.2836 | 52.2445 | 58.5662 | 60.7886 | 62.6211 | 61.5818 | 60.6153 | 61.1602 | 62.2028 | 62.9752 | 64.7489 | 66.0591 | 67.4455 | 67.75 | 68.4057 | 69.96 | 71.6365 | 73.2482 | 74.8059
DZPC | 46.3444 | 45.2836 | 52.2445 | 58.5427 | 60.7479 | 62.6211 | 61.5571 | 60.6153 | 61.1602 | 62.2028 | 62.9752 | 64.7489 | 66.0591 | 67.4455 | 67.75 | 68.4057 | 69.96 | 71.6365 | 73.2482 | 74.8059
DZPB | 46.3444 | 45.2836 | 52.2445 | 58.5662 | 60.7886 | 62.6211 | 61.5818 | 60.6153 | 61.1602 | 62.2028 | 62.9752 | 64.7489 | 66.0591 | 67.4455 | 67.75 | 68.4057 | 69.96 | 71.6365 | 73.2482 | 74.8059
DZPA | 46.6623 | 45.9805 | 52.9794 | 59.5604 | 60.8379 | 62.6211 | 61.5571 | 60.6153 | 61.1602 | 62.2028 | 62.9752 | 64.7489 | 66.0591 | 67.4455 | 67.75 | 68.4057 | 69.96 | 71.6365 | 73.2482 | 74.8059
Demand (TWh) | 305.7161 | 313.2737 | 313.3105 | 313.127 | 312.6806 | 311.7379 | 312.096 | 311.3184 | 311.8959 | 312.9051 | 313.2128 | 314.938 | 315.968 | 317.117 | 317.6784 | 319.2813 | 321.1562 | 324.1308 | 326.3702 | 329.49
DZPZ | 2.4945 | 2.5562 | 2.5565 | 2.555 | 2.5513 | 2.5436 | 2.5466 | 2.5402 | 2.5449 | 2.5532 | 2.5557 | 2.5698 | 2.5782 | 2.5875 | 2.5921 | 2.6052 | 2.6205 | 2.6448 | 2.663 | 2.6885
DZPY | 2.7837 | 2.8525 | 2.8528 | 2.8511 | 2.8471 | 2.8385 | 2.8418 | 2.8347 | 2.8399 | 2.8491 | 2.8519 | 2.8676 | 2.877 | 2.8875 | 2.8926 | 2.9072 | 2.9243 | 2.9513 | 2.9717 | 3.0001
DZPX | 2.2233 | 2.2783 | 2.2786 | 2.2772 | 2.274 | 2.2671 | 2.2697 | 2.2641 | 2.2683 | 2.2756 | 2.2778 | 2.2904 | 2.2979 | 2.3062 | 2.3103 | 2.322 | 2.3356 | 2.3572 | 2.3735 | 2.3962
DZPW | 0.64083 | 0.65667 | 0.65675 | 0.65636 | 0.65543 | 0.65345 | 0.6542 | 0.65257 | 0.65378 | 0.6559 | 0.65654 | 0.66016 | 0.66232 | 0.66473 | 0.66591 | 0.66927 | 0.6732 | 0.67943 | 0.68412 | 0.69066
DZPO | 5.5383 | 5.6752 | 5.6759 | 5.6726 | 5.6645 | 5.6474 | 5.6539 | 5.6398 | 5.6503 | 5.6685 | 5.6741 | 5.7054 | 5.724 | 5.7448 | 5.755 | 5.7841 | 5.818 | 5.8719 | 5.9125 | 5.969
DZPI | 13.4506 | 13.7831 | 13.7847 | 13.7766 | 13.757 | 13.7155 | 13.7313 | 13.6971 | 13.7225 | 13.7669 | 13.7804 | 13.8563 | 13.9016 | 13.9522 | 13.9769 | 14.0474 | 14.1299 | 14.2608 | 14.3593 | 14.4966
DZPV | 2.435 | 2.4952 | 2.4955 | 2.4941 | 2.4905 | 2.483 | 2.4859 | 2.4797 | 2.4843 | 2.4923 | 2.4948 | 2.5085 | 2.5167 | 2.5258 | 2.5303 | 2.5431 | 2.558 | 2.5817 | 2.5996 | 2.6244
DZPU | 3.1918 | 3.2707 | 3.271 | 3.2691 | 3.2645 | 3.2546 | 3.2584 | 3.2503 | 3.2563 | 3.2668 | 3.27 | 3.288 | 3.2988 | 3.3108 | 3.3167 | 3.3334 | 3.353 | 3.384 | 3.4074 | 3.44
DZPR | 4.2044 | 4.3083 | 4.3088 | 4.3063 | 4.3002 | 4.2872 | 4.2921 | 4.2814 | 4.2894 | 4.3032 | 4.3075 | 4.3312 | 4.3454 | 4.3612 | 4.3689 | 4.3909 | 4.4167 | 4.4576 | 4.4884 | 4.5313
DZPQ | 14.4639 | 14.8214 | 14.8232 | 14.8145 | 14.7934 | 14.7488 | 14.7657 | 14.7289 | 14.7562 | 14.804 | 14.8185 | 14.9002 | 14.9489 | 15.0032 | 15.0298 | 15.1056 | 15.1943 | 15.3351 | 15.441 | 15.5886
DZPP | 24.8684 | 25.4832 | 25.4861 | 25.4712 | 25.4349 | 25.3582 | 25.3874 | 25.3241 | 25.3711 | 25.4532 | 25.4782 | 25.6185 | 25.7023 | 25.7958 | 25.8415 | 25.9718 | 26.1244 | 26.3663 | 26.5485 | 26.8023
DZPN | 27.4326 | 28.1107 | 28.114 | 28.0976 | 28.0575 | 27.9729 | 28.005 | 27.9353 | 27.9871 | 28.0776 | 28.1053 | 28.2601 | 28.3525 | 28.4556 | 28.506 | 28.6498 | 28.818 | 29.085 | 29.2859 | 29.5658
DZPM | 3.6359 | 3.7258 | 3.7262 | 3.724 | 3.7187 | 3.7075 | 3.7118 | 3.7025 | 3.7094 | 3.7214 | 3.725 | 3.7456 | 3.7578 | 3.7715 | 3.7781 | 3.7972 | 3.8195 | 3.8549 | 3.8815 | 3.9186
DZPL | 36.1852 | 37.0798 | 37.0841 | 37.0624 | 37.0096 | 36.898 | 36.9404 | 36.8483 | 36.9167 | 37.0361 | 37.0725 | 37.2768 | 37.3987 | 37.5347 | 37.6011 | 37.7908 | 38.0127 | 38.3648 | 38.6299 | 38.9992
DZPK | 3.2251 | 3.3048 | 3.3052 | 3.3033 | 3.2986 | 3.2886 | 3.2924 | 3.2842 | 3.2903 | 3.301 | 3.3042 | 3.3224 | 3.3333 | 3.3454 | 3.3513 | 3.3682 | 3.388 | 3.4194 | 3.443 | 3.4759
DZPJ | 23.8826 | 24.473 | 24.4758 | 24.4615 | 24.4266 | 24.353 | 24.381 | 24.3202 | 24.3653 | 24.4442 | 24.4682 | 24.603 | 24.6834 | 24.7732 | 24.8171 | 24.9423 | 25.0888 | 25.3211 | 25.4961 | 25.7398
DZPH | 10.7464 | 11.0121 | 11.0134 | 11.0069 | 10.9913 | 10.9581 | 10.9707 | 10.9434 | 10.9637 | 10.9991 | 11.01 | 11.0706 | 11.1068 | 11.1472 | 11.1669 | 11.2233 | 11.2892 | 11.3937 | 11.4725 | 11.5821
DZPG | 14.7534 | 15.1182 | 15.1199 | 15.1111 | 15.0895 | 15.044 | 15.0613 | 15.0238 | 15.0517 | 15.1004 | 15.1152 | 15.1985 | 15.2482 | 15.3036 | 15.3307 | 15.4081 | 15.4986 | 15.6421 | 15.7502 | 15.9007
DZPF | 5.4133 | 5.5471 | 5.5478 | 5.5445 | 5.5366 | 5.5199 | 5.5263 | 5.5125 | 5.5227 | 5.5406 | 5.5461 | 5.5766 | 5.5948 | 5.6152 | 5.6251 | 5.6535 | 5.6867 | 5.7394 | 5.779 | 5.8343
DZPE | 8.392 | 8.5995 | 8.6005 | 8.5955 | 8.5832 | 8.5573 | 8.5672 | 8.5458 | 8.5617 | 8.5894 | 8.5978 | 8.6452 | 8.6734 | 8.705 | 8.7204 | 8.7644 | 8.8159 | 8.8975 | 8.959 | 9.0446
DZPD | 3.6716 | 3.7623 | 3.7628 | 3.7606 | 3.7552 | 3.7439 | 3.7482 | 3.7389 | 3.7458 | 3.7579 | 3.7616 | 3.7823 | 3.7947 | 3.8085 | 3.8152 | 3.8345 | 3.857 | 3.8927 | 3.9196 | 3.9571
DZPC | 13.8282 | 14.1701 | 14.1718 | 14.1635 | 14.1433 | 14.1006 | 14.1168 | 14.0817 | 14.1078 | 14.1534 | 14.1673 | 14.2454 | 14.292 | 14.3439 | 14.3693 | 14.4418 | 14.5266 | 14.6612 | 14.7625 | 14.9036
DZPB | 22.5686 | 23.1265 | 23.1292 | 23.1157 | 23.0827 | 23.0131 | 23.0396 | 22.9822 | 23.0248 | 23.0993 | 23.122 | 23.2494 | 23.3254 | 23.4102 | 23.4517 | 23.57 | 23.7084 | 23.928 | 24.0933 | 24.3236
DZPA | 55.6865 | 57.0631 | 57.0698 | 57.0364 | 56.9551 | 56.7834 | 56.8486 | 56.707 | 56.8122 | 56.996 | 57.052 | 57.3663 | 57.5539 | 57.7632 | 57.8655 | 58.1574 | 58.4989 | 59.0408 | 59.4487 | 60.017
DZPZ | 132.9889 | 130.4749 | 159.0496 | 165.5498 | 175.1359 | 196.7758 | 197.5914 | 190.9098 | 195.1205 | 211.0131 | 189.1982 | 209.1038 | 210.4543 | 224.862 | 200.1573 | 199.6031 | 208.0973 | 215.5404 | 222.0534 | 229.6601
DZPY | 148.4045 | 145.5991 | 177.932 | 184.7398 | 195.437 | 219.5853 | 220.4955 | 213.0394 | 217.7381 | 235.4731 | 211.13 | 233.343 | 234.8501 | 250.9278 | 223.3589 | 223.8016 | 233.3307 | 241.6912 | 249.0118 | 257.5571
DZPX | 118.5311 | 116.2903 | 142.1147 | 147.5521 | 156.096 | 175.3833 | 176.1103 | 170.155 | 173.908 | 188.0729 | 168.63 | 186.3716 | 187.5753 | 200.4166 | 178.3973 | 178.7508 | 186.3618 | 193.0393 | 198.8864 | 205.7115
DZPW | 34.1643 | 33.5185 | 40.9619 | 42.5291 | 44.9917 | 50.5509 | 50.7605 | 49.044 | 50.1257 | 54.2085 | 48.6044 | 53.7181 | 54.065 | 57.7663 | 51.4196 | 51.5216 | 53.7153 | 55.6399 | 57.3252 | 59.2925
DZPO | 295.2619 | 289.6802 | 354.0091 | 367.5536 | 388.8366 | 436.8815 | 438.6924 | 423.8577 | 433.2063 | 468.4923 | 420.0589 | 464.2534 | 467.2518 | 499.2396 | 444.3891 | 445.2699 | 464.2288 | 480.8627 | 495.4277 | 512.4292
DZPI | 717.0854 | 703.5294 | 859.7611 | 892.6558 | 944.3446 | 1061.0285 | 1065.4265 | 1029.3985 | 1052.1059 | 1137.7999 | 1020.1725 | 1127.505 | 1134.7871 | 1212.4741 | 1079.2619 | 1081.401 | 1127.4454 | 1167.8431 | 1203.2162 | 1244.5067
DZPV | 130.1205 | 128.3666 | 158.3661 | 167.2045 | 174.7937 | 192.1831 | 196.8989 | 193.5924 | 190.908 | 205.9865 | 184.6912 | 204.1224 | 205.4409 | 219.5041 | 195.6162 | 195.7728 | 204.1087 | 211.4223 | 217.8262 | 225.3013
DZPU | 170.5572 | 168.4109 | 208.0636 | 220.1833 | 229.3653 | 251.9216 | 258.0878 | 253.7538 | 250.2352 | 269.9996 | 242.0864 | 267.5561 | 269.2844 | 287.7178 | 256.4065 | 256.6118 | 267.5381 | 277.1245 | 285.5186 | 295.3167
DZPR | 224.629 | 220.1869 | 271.2492 | 287.8975 | 295.3613 | 331.6884 | 333.0983 | 321.7804 | 328.8785 | 355.6593 | 318.8905 | 352.4407 | 354.7172 | 378.9989 | 337.7538 | 338.0241 | 352.417 | 365.0448 | 376.102 | 389.0086
DZPQ | 772.7665 | 757.485 | 933.1005 | 990.4224 | 1016.0991 | 1140.9597 | 1145.6923 | 1106.9502 | 1131.365 | 1223.5359 | 1097.0439 | 1212.463 | 1220.2948 | 1303.8283 | 1160.5667 | 1162.8674 | 1212.3814 | 1255.8235 | 1293.8623 | 1338.2635
DZPP | 1328.8846 | 1310.9723 | 1617.2651 | 1707.6126 | 1785.1193 | 1962.5205 | 2010.4787 | 1977.0443 | 1949.6214 | 2103.6829 | 1886.1993 | 2084.6449 | 2098.1103 | 2241.7335 | 1995.4171 | 1999.3728 | 2084.5046 | 2159.1965 | 2224.5985 | 2300.9396
DZPN | 1465.9059 | 1446.1466 | 1784.113 | 1883.6845 | 1969.1829 | 2165.0876 | 2218.2141 | 2180.9646 | 2150.7224 | 2320.5936 | 2080.6852 | 2299.5925 | 2314.4464 | 2472.8786 | 2203.7641 | 2205.528 | 2299.4378 | 2381.8312 | 2453.9768 | 2538.1894
DZPM | 194.2896 | 191.6707 | 236.4644 | 249.6615 | 260.9934 | 286.9584 | 293.9997 | 289.0627 | 285.0544 | 307.5689 | 275.7717 | 304.7855 | 306.7542 | 327.7526 | 292.0845 | 292.3183 | 304.765 | 315.6853 | 325.2474 | 336.4089
DZPL | 1933.6192 | 1907.5555 | 2353.3538 | 2484.6946 | 2597.4723 | 2855.8825 | 2925.9596 | 2876.8252 | 2836.9339 | 3061.0043 | 2744.9337 | 3033.3027 | 3052.8958 | 3261.8776 | 2906.8992 | 2909.2259 | 3033.0985 | 3141.7805 | 3236.945 | 3348.0264
DZPK | 172.3397 | 170.0167 | 209.739 | 221.456 | 231.5076 | 254.5143 | 260.7339 | 256.3979 | 252.8415 | 272.8213 | 244.6164 | 270.3523 | 272.0986 | 290.7248 | 258.7806 | 259.2936 | 270.3341 | 280.0207 | 288.5026 | 298.403
DZPJ | 1276.2059 | 1260.1463 | 1556.8497 | 1647.5365 | 1716.2412 | 1885.0203 | 1931.1595 | 1898.7303 | 1872.4017 | 2020.2902 | 1811.4279 | 2002.0069 | 2014.9385 | 2152.8683 | 1918.5794 | 1920.115 | 2001.8721 | 2073.6032 | 2136.4126 | 2209.7273
DZPH | 574.2543 | 567.0279 | 700.5355 | 741.6013 | 772.7042 | 848.2024 | 869.2342 | 854.3715 | 842.5244 | 909.0698 | 815.088 | 900.8429 | 906.6617 | 968.726 | 863.303 | 863.994 | 900.7822 | 933.059 | 961.3214 | 994.3108
DZPG | 788.3751 | 778.4543 | 961.7426 | 1018.1204 | 1060.8206 | 1164.4697 | 1193.3435 | 1172.939 | 1156.6746 | 1248.0325 | 1119.008 | 1236.738 | 1244.7265 | 1329.9326 | 1185.2008 | 1186.1494 | 1236.6548 | 1280.9666 | 1319.767 | 1365.0572
DZPF | 289.2699 | 285.6298 | 352.8818 | 373.5679 | 389.2354 | 427.2662 | 437.8606 | 430.3738 | 424.406 | 457.927 | 410.5855 | 453.7829 | 456.714 | 487.9777 | 434.8729 | 435.2209 | 453.7523 | 470.0112 | 484.2478 | 500.8656
DZPE | 448.4422 | 442.7991 | 547.0568 | 579.1255 | 603.4142 | 662.3717 | 678.7956 | 667.1892 | 657.9377 | 709.9038 | 636.5123 | 703.4793 | 708.0233 | 756.49 | 674.1639 | 674.7035 | 703.4319 | 728.6373 | 750.7077 | 776.4695
DZPD | 196.1968 | 193.7279 | 239.3414 | 253.3717 | 263.9982 | 289.7926 | 296.9782 | 291.9003 | 287.8526 | 310.5882 | 278.4789 | 307.7774 | 309.7655 | 330.97 | 294.9517 | 295.1878 | 307.7567 | 318.7842 | 328.4402 | 339.7112
DZPC | 738.9359 | 729.6372 | 901.4315 | 953.9401 | 993.7207 | 1091.4455 | 1118.1606 | 1099.3837 | 1084.1392 | 1169.7681 | 1048.8348 | 1159.1819 | 1166.6695 | 1246.5322 | 1110.8766 | 1111.7657 | 1159.1039 | 1200.6369 | 1237.0042 | 1279.4541
DZPB | 1205.9907 | 1190.8147 | 1471.1938 | 1557.436 | 1622.7553 | 1781.309 | 1825.4777 | 1794.2646 | 1769.3846 | 1909.1365 | 1711.7655 | 1891.8591 | 1904.0792 | 2034.4203 | 1813.0217 | 1814.4728 | 1891.7317 | 1959.5162 | 2018.8699 | 2088.151
DZPA | 2993.4084 | 2978.0242 | 3672.0167 | 3899.573 | 4006.8535 | 4395.2643 | 4502.846 | 4427.2315 | 4365.8417 | 4710.6703 | 4223.6702 | 4668.0395 | 4698.1919 | 5019.8001 | 4473.5133 | 4477.0939 | 4667.7253 | 4834.9791 | 4981.4306 | 5152.3771
Total | 16350.6277 | 16146.1647 | 19908.5927 | 21037.6694 | 21894.4802 | 24127.0633 | 24646.0956 | 24169.1598 | 23959.9273 | 25861.2984 | 23188.0834 | 25627.2627 | 25792.7963 | 27558.4201 | 24552.7561 | 24578.0659 | 25624.5753 | 26542.7396 | 27346.7014 | 28285.1385
Unconstrained total | 16335.8511 | 16119.4211 | 19893.0087 | 21033.6803 | 21944.573 | 24125.9636 | 24715.6568 | 24291.3433 | 23967.8161 | 25861.1828 | 23187.6573 | 25627.2116 | 25792.4137 | 27558.1506 | 24530.3779 | 24579.0176 | 25625.5739 | 26543.7891 | 27347.7544 | 28286.2583
Difference | 14.7766 | 26.7436 | 15.584 | 3.9891 | -50.0928 | 1.0997 | -69.5611 | -122.1835 | -7.8888 | 0.11569 | 0.4261 | 0.051138 | 0.38259 | 0.26954 | 22.3782 | -0.95167 | -0.99859 | -1.0495 | -1.053 | -1.1198
Generation - Wider Tariffs in Y+1
Zone No. | Zone Name | 2011 | 2012 | 2013 | 2014 | 2015 | 2016 | 2017 | 2018 | 2019 | 2020 | 2021 | 2022 | 2023 | 2024 | 2025 | 2026 | 2027 | 2028 | 2029 | 2030
1 | North Scotland | 0 | 2.0022 | 2.6716 | 2.4302 | 2.8152 | 1.9387 | 1.7796 | 2.3547 | 2.4043 | 2.9825 | 2.8958 | 3.0449 | 3.2014 | 3.5535 | 2.7758 | 2.7797 | 2.8888 | 3.0686 | 3.1232 | 3.1871
2 | Peterhead | 0 | 2.0022 | 2.6716 | 2.4302 | 2.8152 | 1.9387 | 1.7796 | 2.3547 | 2.4043 | 2.9825 | 2.8958 | 3.0449 | 3.2014 | 3.5535 | 2.7758 | 2.7797 | 2.8888 | 3.0686 | 3.1232 | 3.1871
3 | Western Highland & Skye | 0 | 2.0022 | 2.6716 | 2.4302 | 2.8152 | 1.9387 | 1.7796 | 2.3547 | 2.4043 | 2.9825 | 2.8958 | 3.0449 | 3.2014 | 3.5535 | 2.7758 | 2.7797 | 2.8888 | 3.0686 | 3.1232 | 3.1871
4 | Central Highlands | 0 | 2.0022 | 2.6716 | 2.4302 | 2.8152 | 1.9387 | 1.7796 | 2.3547 | 2.4043 | 2.9825 | 2.8958 | 3.0449 | 3.2014 | 3.5535 | 2.7758 | 2.7797 | 2.8888 | 3.0686 | 3.1232 | 3.1871
5 | Argyll | 0 | 2.0022 | 2.6716 | 2.4302 | 2.8152 | 1.9387 | 1.7796 | 2.3547 | 2.4043 | 2.9825 | 2.8958 | 3.0449 | 3.2014 | 3.5535 | 2.7758 | 2.7797 | 2.8888 | 3.0686 | 3.1232 | 3.1871
6 | Stirlingshire | 0 | 2.0022 | 2.6716 | 2.4302 | 2.8152 | 1.9387 | 1.7796 | 2.3547 | 2.4043 | 2.9825 | 2.8958 | 3.0449 | 3.2014 | 3.5535 | 2.7758 | 2.7797 | 2.8888 | 3.0686 | 3.1232 | 3.1871
7 | South Scotland | 0 | 2.0022 | 2.6716 | 2.4302 | 2.8152 | 1.9387 | 1.7796 | 2.3547 | 2.4043 | 2.9825 | 2.8958 | 3.0449 | 3.2014 | 3.5535 | 2.7758 | 2.7797 | 2.8888 | 3.0686 | 3.1232 | 3.1871
8 | Auchencrosh | 0 | 2.0022 | 2.6716 | 2.4302 | 2.8152 | 1.9387 | 1.7796 | 2.3547 | 2.4043 | 2.9825 | 2.8958 | 3.0449 | 3.2014 | 3.5535 | 2.7758 | 2.7797 | 2.8888 | 3.0686 | 3.1232 | 3.1871
9 | Humber & Lancashire | 0 | 2.0022 | 2.6716 | 2.4302 | 2.8152 | 1.9387 | 1.7796 | 2.3547 | 2.4043 | 2.9825 | 2.8958 | 3.0449 | 3.2014 | 3.5535 | 2.7758 | 2.7797 | 2.8888 | 3.0686 | 3.1232 | 3.1871
10 | North East England | 0 | 2.0022 | 2.6716 | 2.4302 | 2.8152 | 1.9387 | 1.7796 | 2.3547 | 2.4043 | 2.9825 | 2.8958 | 3.0449 | 3.2014 | 3.5535 | 2.7758 | 2.7797 | 2.8888 | 3.0686 | 3.1232 | 3.1871
11 | Anglesey | 0 | 2.0022 | 2.6716 | 2.4302 | 2.8152 | 1.9387 | 1.7796 | 2.3547 | 2.4043 | 2.9825 | 2.8958 | 3.0449 | 3.2014 | 3.5535 | 2.7758 | 2.7797 | 2.8888 | 3.0686 | 3.1232 | 3.1871
12 | Dinorwig | 0 | 2.0022 | 2.6716 | 2.4302 | 2.8152 | 1.9387 | 1.7796 | 2.3547 | 2.4043 | 2.9825 | 2.8958 | 3.0449 | 3.2014 | 3.5535 | 2.7758 | 2.7797 | 2.8888 | 3.0686 | 3.1232 | 3.1871
13 | South Yorks & North Wales | 0 | 2.0022 | 2.6716 | 2.4302 | 2.8152 | 1.9387 | 1.7796 | 2.3547 | 2.4043 | 2.9825 | 2.8958 | 3.0449 | 3.2014 | 3.5535 | 2.7758 | 2.7797 | 2.8888 | 3.0686 | 3.1232 | 3.1871
14 | Midlands | 0 | 2.0022 | 2.6716 | 2.4302 | 2.8152 | 1.9387 | 1.7796 | 2.3547 | 2.4043 | 2.9825 | 2.8958 | 3.0449 | 3.2014 | 3.5535 | 2.7758 | 2.7797 | 2.8888 | 3.0686 | 3.1232 | 3.1871
15 | South Wales & Gloucester | 0 | 2.0022 | 2.6716 | 2.4302 | 2.8152 | 1.9387 | 1.7796 | 2.3547 | 2.4043 | 2.9825 | 2.8958 | 3.0449 | 3.2014 | 3.5535 | 2.7758 | 2.7797 | 2.8888 | 3.0686 | 3.1232 | 3.1871
16 | Central London | 0 | 2.0022 | 2.6716 | 2.4302 | 2.8152 | 1.9387 | 1.7796 | 2.3547 | 2.4043 | 2.9825 | 2.8958 | 3.0449 | 3.2014 | 3.5535 | 2.7758 | 2.7797 | 2.8888 | 3.0686 | 3.1232 | 3.1871
17 | South East | 0 | 2.0022 | 2.6716 | 2.4302 | 2.8152 | 1.9387 | 1.7796 | 2.3547 | 2.4043 | 2.9825 | 2.8958 | 3.0449 | 3.2014 | 3.5535 | 2.7758 | 2.7797 | 2.8888 | 3.0686 | 3.1232 | 3.1871
18 | Oxon & South Coast | 0 | 2.0022 | 2.6716 | 2.4302 | 2.8152 | 1.9387 | 1.7796 | 2.3547 | 2.4043 | 2.9825 | 2.8958 | 3.0449 | 3.2014 | 3.5535 | 2.7758 | 2.7797 | 2.8888 | 3.0686 | 3.1232 | 3.1871
19 | Wessex | 0 | 2.0022 | 2.6716 | 2.4302 | 2.8152 | 1.9387 | 1.7796 | 2.3547 | 2.4043 | 2.9825 | 2.8958 | 3.0449 | 3.2014 | 3.5535 | 2.7758 | 2.7797 | 2.8888 | 3.0686 | 3.1232 | 3.1871
20 | Peninsula | 0 | 2.0022 | 2.6716 | 2.4302 | 2.8152 | 1.9387 | 1.7796 | 2.3547 | 2.4043 | 2.9825 | 2.8958 | 3.0449 | 3.2014 | 3.5535 | 2.7758 | 2.7797 | 2.8888 | 3.0686 | 3.1232 | 3.1871
Generator Residual Zonal Tariff (£/kW)
Generation - Wider Tariffs in Y+5
Zone No. | Zone Name | 2011 | 2012 | 2013 | 2014 | 2015 | 2016 | 2017 | 2018 | 2019 | 2020 | 2021 | 2022 | 2023 | 2024 | 2025 | 2026 | 2027 | 2028 | 2029 | 2030
1 | North Scotland | 0 | 3.0246 | 2.1484 | 1.3682 | 2.5454 | 1.3595 | 0.7546 | 0.71857 | 3.0366 | 2.4843 | 2.8682 | 2.5995 | 2.9863 | 2.8202 | 3.0095 | 3.0471 | 2.8888 | 3.0686 | 3.1232 | 3.1871
2 | Peterhead | 0 | 3.0246 | 2.1484 | 1.3682 | 2.5454 | 1.3595 | 0.7546 | 0.71857 | 3.0366 | 2.4843 | 2.8682 | 2.5995 | 2.9863 | 2.8202 | 3.0095 | 3.0471 | 2.8888 | 3.0686 | 3.1232 | 3.1871
3 | Western Highland & Skye | 0 | 3.0246 | 2.1484 | 1.3682 | 2.5454 | 1.3595 | 0.7546 | 0.71857 | 3.0366 | 2.4843 | 2.8682 | 2.5995 | 2.9863 | 2.8202 | 3.0095 | 3.0471 | 2.8888 | 3.0686 | 3.1232 | 3.1871
4 | Central Highlands | 0 | 3.0246 | 2.1484 | 1.3682 | 2.5454 | 1.3595 | 0.7546 | 0.71857 | 3.0366 | 2.4843 | 2.8682 | 2.5995 | 2.9863 | 2.8202 | 3.0095 | 3.0471 | 2.8888 | 3.0686 | 3.1232 | 3.1871
5 | Argyll | 0 | 3.0246 | 2.1484 | 1.3682 | 2.5454 | 1.3595 | 0.7546 | 0.71857 | 3.0366 | 2.4843 | 2.8682 | 2.5995 | 2.9863 | 2.8202 | 3.0095 | 3.0471 | 2.8888 | 3.0686 | 3.1232 | 3.1871
6 | Stirlingshire | 0 | 3.0246 | 2.1484 | 1.3682 | 2.5454 | 1.3595 | 0.7546 | 0.71857 | 3.0366 | 2.4843 | 2.8682 | 2.5995 | 2.9863 | 2.8202 | 3.0095 | 3.0471 | 2.8888 | 3.0686 | 3.1232 | 3.1871
7 | South Scotland | 0 | 3.0246 | 2.1484 | 1.3682 | 2.5454 | 1.3595 | 0.7546 | 0.71857 | 3.0366 | 2.4843 | 2.8682 | 2.5995 | 2.9863 | 2.8202 | 3.0095 | 3.0471 | 2.8888 | 3.0686 | 3.1232 | 3.1871
8 | Auchencrosh | 0 | 3.0246 | 2.1484 | 1.3682 | 2.5454 | 1.3595 | 0.7546 | 0.71857 | 3.0366 | 2.4843 | 2.8682 | 2.5995 | 2.9863 | 2.8202 | 3.0095 | 3.0471 | 2.8888 | 3.0686 | 3.1232 | 3.1871
9 | Humber & Lancashire | 0 | 3.0246 | 2.1484 | 1.3682 | 2.5454 | 1.3595 | 0.7546 | 0.71857 | 3.0366 | 2.4843 | 2.8682 | 2.5995 | 2.9863 | 2.8202 | 3.0095 | 3.0471 | 2.8888 | 3.0686 | 3.1232 | 3.1871
10 | North East England | 0 | 3.0246 | 2.1484 | 1.3682 | 2.5454 | 1.3595 | 0.7546 | 0.71857 | 3.0366 | 2.4843 | 2.8682 | 2.5995 | 2.9863 | 2.8202 | 3.0095 | 3.0471 | 2.8888 | 3.0686 | 3.1232 | 3.1871
11 | Anglesey | 0 | 3.0246 | 2.1484 | 1.3682 | 2.5454 | 1.3595 | 0.7546 | 0.71857 | 3.0366 | 2.4843 | 2.8682 | 2.5995 | 2.9863 | 2.8202 | 3.0095 | 3.0471 | 2.8888 | 3.0686 | 3.1232 | 3.1871
12 | Dinorwig | 0 | 3.0246 | 2.1484 | 1.3682 | 2.5454 | 1.3595 | 0.7546 | 0.71857 | 3.0366 | 2.4843 | 2.8682 | 2.5995 | 2.9863 | 2.8202 | 3.0095 | 3.0471 | 2.8888 | 3.0686 | 3.1232 | 3.1871
13 | South Yorks & North Wales | 0 | 3.0246 | 2.1484 | 1.3682 | 2.5454 | 1.3595 | 0.7546 | 0.71857 | 3.0366 | 2.4843 | 2.8682 | 2.5995 | 2.9863 | 2.8202 | 3.0095 | 3.0471 | 2.8888 | 3.0686 | 3.1232 | 3.1871
14 | Midlands | 0 | 3.0246 | 2.1484 | 1.3682 | 2.5454 | 1.3595 | 0.7546 | 0.71857 | 3.0366 | 2.4843 | 2.8682 | 2.5995 | 2.9863 | 2.8202 | 3.0095 | 3.0471 | 2.8888 | 3.0686 | 3.1232 | 3.1871
15 | South Wales & Gloucester | 0 | 3.0246 | 2.1484 | 1.3682 | 2.5454 | 1.3595 | 0.7546 | 0.71857 | 3.0366 | 2.4843 | 2.8682 | 2.5995 | 2.9863 | 2.8202 | 3.0095 | 3.0471 | 2.8888 | 3.0686 | 3.1232 | 3.1871
16 | Central London | 0 | 3.0246 | 2.1484 | 1.3682 | 2.5454 | 1.3595 | 0.7546 | 0.71857 | 3.0366 | 2.4843 | 2.8682 | 2.5995 | 2.9863 | 2.8202 | 3.0095 | 3.0471 | 2.8888 | 3.0686 | 3.1232 | 3.1871
17 | South East | 0 | 3.0246 | 2.1484 | 1.3682 | 2.5454 | 1.3595 | 0.7546 | 0.71857 | 3.0366 | 2.4843 | 2.8682 | 2.5995 | 2.9863 | 2.8202 | 3.0095 | 3.0471 | 2.8888 | 3.0686 | 3.1232 | 3.1871
18 | Oxon & South Coast | 0 | 3.0246 | 2.1484 | 1.3682 | 2.5454 | 1.3595 | 0.7546 | 0.71857 | 3.0366 | 2.4843 | 2.8682 | 2.5995 | 2.9863 | 2.8202 | 3.0095 | 3.0471 | 2.8888 | 3.0686 | 3.1232 | 3.1871
19 | Wessex | 0 | 3.0246 | 2.1484 | 1.3682 | 2.5454 | 1.3595 | 0.7546 | 0.71857 | 3.0366 | 2.4843 | 2.8682 | 2.5995 | 2.9863 | 2.8202 | 3.0095 | 3.0471 | 2.8888 | 3.0686 | 3.1232 | 3.1871
20 | Peninsula | 0 | 3.0246 | 2.1484 | 1.3682 | 2.5454 | 1.3595 | 0.7546 | 0.71857 | 3.0366 | 2.4843 | 2.8682 | 2.5995 | 2.9863 | 2.8202 | 3.0095 | 3.0471 | 2.8888 | 3.0686 | 3.1232 | 3.1871
Generator YRNS Zonal Tariff (£/kW)
Generation - Wider Tariffs in Y+1
Zone No. | Zone Name | 2011 | 2012 | 2013 | 2014 | 2015 | 2016 | 2017 | 2018 | 2019 | 2020 | 2021 | 2022 | 2023 | 2024 | 2025 | 2026 | 2027 | 2028 | 2029 | 2030
1 | North Scotland | 0 | 0 | 0 | 0 | 0 | 0 | 0 | 0 | 0 | 0 | 0 | 0 | 0 | 0 | 0 | 0 | 0 | 0 | 0 | 0
2 | Peterhead | 0 | 0 | 0 | 0 | 0 | 0 | 0 | 0 | 0 | 0 | 0 | 0 | 0 | 0 | 0 | 0 | 0 | 0 | 0 | 0
3 | Western Highland & Skye | 0 | 0 | 0 | 0 | 0 | 0 | 0 | 0 | 0 | 0 | 0 | 0 | 0 | 0 | 0 | 0 | 0 | 0 | 0 | 0
4 | Central Highlands | 0 | 0 | 0 | 0 | 0 | 0 | 0 | 0 | 0 | 0 | 0 | 0 | 0 | 0 | 0 | 0 | 0 | 0 | 0 | 0
5 | Argyll | 0 | 0 | 0 | 0 | 0 | 0 | 0 | 0 | 0 | 0 | 0 | 0 | 0 | 0 | 0 | 0 | 0 | 0 | 0 | 0
6 | Stirlingshire | 0 | 0 | 0 | 0 | 0 | 0 | 0 | 0 | 0 | 0 | 0 | 0 | 0 | 0 | 0 | 0 | 0 | 0 | 0 | 0
7 | South Scotland | 0 | 0 | 0 | 0 | 0 | 0 | 0 | 0 | 0 | 0 | 0 | 0 | 0 | 0 | 0 | 0 | 0 | 0 | 0 | 0
8 | Auchencrosh | 0 | 0 | 0 | 0 | 0 | 0 | 0 | 0 | 0 | 0 | 0 | 0 | 0 | 0 | 0 | 0 | 0 | 0 | 0 | 0
9 | Humber & Lancashire | 0 | 0 | 0 | 0 | 0 | 0 | 0 | 0 | 0 | 0 | 0 | 0 | 0 | 0 | 0 | 0 | 0 | 0 | 0 | 0
10 | North East England | 0 | 0 | 0 | 0 | 0 | 0 | 0 | 0 | 0 | 0 | 0 | 0 | 0 | 0 | 0 | 0 | 0 | 0 | 0 | 0
11 | Anglesey | 0 | 0 | 0 | 0 | 0 | 0 | 0 | 0 | 0 | 0 | 0 | 0 | 0 | 0 | 0 | 0 | 0 | 0 | 0 | 0
12 | Dinorwig | 0 | 0 | 0 | 0 | 0 | 0 | 0 | 0 | 0 | 0 | 0 | 0 | 0 | 0 | 0 | 0 | 0 | 0 | 0 | 0
13 | South Yorks & North Wales | 0 | 0 | 0 | 0 | 0 | 0 | 0 | 0 | 0 | 0 | 0 | 0 | 0 | 0 | 0 | 0 | 0 | 0 | 0 | 0
14 | Midlands | 0 | 0 | 0 | 0 | 0 | 0 | 0 | 0 | 0 | 0 | 0 | 0 | 0 | 0 | 0 | 0 | 0 | 0 | 0 | 0
15 | South Wales & Gloucester | 0 | 0 | 0 | 0 | 0 | 0 | 0 | 0 | 0 | 0 | 0 | 0 | 0 | 0 | 0 | 0 | 0 | 0 | 0 | 0
16 | Central London | 0 | 0 | 0 | 0 | 0 | 0 | 0 | 0 | 0 | 0 | 0 | 0 | 0 | 0 | 0 | 0 | 0 | 0 | 0 | 0
17 | South East | 0 | 0 | 0 | 0 | 0 | 0 | 0 | 0 | 0 | 0 | 0 | 0 | 0 | 0 | 0 | 0 | 0 | 0 | 0 | 0
18 | Oxon & South Coast | 0 | 0 | 0 | 0 | 0 | 0 | 0 | 0 | 0 | 0 | 0 | 0 | 0 | 0 | 0 | 0 | 0 | 0 | 0 | 0
19 | Wessex | 0 | 0 | 0 | 0 | 0 | 0 | 0 | 0 | 0 | 0 | 0 | 0 | 0 | 0 | 0 | 0 | 0 | 0 | 0 | 0
20 | Peninsula | 0 | 0 | 0 | 0 | 0 | 0 | 0 | 0 | 0 | 0 | 0 | 0 | 0 | 0 | 0 | 0 | 0 | 0 | 0 | 0
Generator YRNS Zonal Tariff (£/kW)
Generation - Wider Tariffs in Y+5
Zone No. | Zone Name | 2011 | 2012 | 2013 | 2014 | 2015 | 2016 | 2017 | 2018 | 2019 | 2020 | 2021 | 2022 | 2023 | 2024 | 2025 | 2026 | 2027 | 2028 | 2029 | 2030
1 | North Scotland | 0 | 0 | 0 | 0 | 0 | 0 | 0 | 0 | 0 | 0 | 0 | 0 | 0 | 0 | 0 | 0 | 0 | 0 | 0 | 0
2 | Peterhead | 0 | 0 | 0 | 0 | 0 | 0 | 0 | 0 | 0 | 0 | 0 | 0 | 0 | 0 | 0 | 0 | 0 | 0 | 0 | 0
3 | Western Highland & Skye | 0 | 0 | 0 | 0 | 0 | 0 | 0 | 0 | 0 | 0 | 0 | 0 | 0 | 0 | 0 | 0 | 0 | 0 | 0 | 0
4 | Central Highlands | 0 | 0 | 0 | 0 | 0 | 0 | 0 | 0 | 0 | 0 | 0 | 0 | 0 | 0 | 0 | 0 | 0 | 0 | 0 | 0
5 | Argyll | 0 | 0 | 0 | 0 | 0 | 0 | 0 | 0 | 0 | 0 | 0 | 0 | 0 | 0 | 0 | 0 | 0 | 0 | 0 | 0
6 | Stirlingshire | 0 | 0 | 0 | 0 | 0 | 0 | 0 | 0 | 0 | 0 | 0 | 0 | 0 | 0 | 0 | 0 | 0 | 0 | 0 | 0
7 | South Scotland | 0 | 0 | 0 | 0 | 0 | 0 | 0 | 0 | 0 | 0 | 0 | 0 | 0 | 0 | 0 | 0 | 0 | 0 | 0 | 0
8 | Auchencrosh | 0 | 0 | 0 | 0 | 0 | 0 | 0 | 0 | 0 | 0 | 0 | 0 | 0 | 0 | 0 | 0 | 0 | 0 | 0 | 0
9 | Humber & Lancashire | 0 | 0 | 0 | 0 | 0 | 0 | 0 | 0 | 0 | 0 | 0 | 0 | 0 | 0 | 0 | 0 | 0 | 0 | 0 | 0
10 | North East England | 0 | 0 | 0 | 0 | 0 | 0 | 0 | 0 | 0 | 0 | 0 | 0 | 0 | 0 | 0 | 0 | 0 | 0 | 0 | 0
11 | Anglesey | 0 | 0 | 0 | 0 | 0 | 0 | 0 | 0 | 0 | 0 | 0 | 0 | 0 | 0 | 0 | 0 | 0 | 0 | 0 | 0
12 | Dinorwig | 0 | 0 | 0 | 0 | 0 | 0 | 0 | 0 | 0 | 0 | 0 | 0 | 0 | 0 | 0 | 0 | 0 | 0 | 0 | 0
13 | South Yorks & North Wales | 0 | 0 | 0 | 0 | 0 | 0 | 0 | 0 | 0 | 0 | 0 | 0 | 0 | 0 | 0 | 0 | 0 | 0 | 0 | 0
14 | Midlands | 0 | 0 | 0 | 0 | 0 | 0 | 0 | 0 | 0 | 0 | 0 | 0 | 0 | 0 | 0 | 0 | 0 | 0 | 0 | 0
15 | South Wales & Gloucester | 0 | 0 | 0 | 0 | 0 | 0 | 0 | 0 | 0 | 0 | 0 | 0 | 0 | 0 | 0 | 0 | 0 | 0 | 0 | 0
16 | Central London | 0 | 0 | 0 | 0 | 0 | 0 | 0 | 0 | 0 | 0 | 0 | 0 | 0 | 0 | 0 | 0 | 0 | 0 | 0 | 0
17 | South East | 0 | 0 | 0 | 0 | 0 | 0 | 0 | 0 | 0 | 0 | 0 | 0 | 0 | 0 | 0 | 0 | 0 | 0 | 0 | 0
18 | Oxon & South Coast | 0 | 0 | 0 | 0 | 0 | 0 | 0 | 0 | 0 | 0 | 0 | 0 | 0 | 0 | 0 | 0 | 0 | 0 | 0 | 0
19 | Wessex | 0 | 0 | 0 | 0 | 0 | 0 | 0 | 0 | 0 | 0 | 0 | 0 | 0 | 0 | 0 | 0 | 0 | 0 | 0 | 0
20 | Peninsula | 0 | 0 | 0 | 0 | 0 | 0 | 0 | 0 | 0 | 0 | 0 | 0 | 0 | 0 | 0 | 0 | 0 | 0 | 0 | 0

## Diversity 1
Planning and build
| 2011 | 2012 | 2013 | 2014 | 2015 | 2016 | 2017 | 2018 | 2019 | 2020 | 2021 | 2022 | 2023 | 2024 | 2025 | 2026 | 2027 | 2028 | 2029 | 2030 | 2031
Planning | 4414.9 | 6909.5 | 12532.2738 | 12599.2157 | 34807.5042 | 35501.8202 | 34160.1705 | 35755.8372 | 36868.8372 | 16950.8372 | 9070.8372 | 3020.8372 | 3020.8372 | 1020.8372 | 905 | 1.3e-05 | 1.4e-05 | 28000 | 30400 | 30100 | 30100
Under construction | 0 | 3852.7 | 7365.9 | 5941.0879 | 9035.8114 | 8415.4915 | 6894.4052 | 8125.8372 | 12995.8372 | 14888.8372 | 16208.8372 | 16208.8372 | 14538.8372 | 10375.8372 | 2965.8372 | 115.8372 | 0 | 0 | 0 | 300 | 300
Operational | 0 | 4488.5689 | 5654.2423 | 12442.801 | 15989.4741 | 20851.9125 | 25346.4822 | 26841.7891 | 29839.9467 | 32612.5111 | 40476.8557 | 40954.1637 | 43228.291 | 47890.7639 | 55931.1171 | 59297.5974 | 60117.3723 | 60762.8228 | 61587.2763 | 62201.9784 | 62683.368
(includes new embedded of) | 0 | 305.9721 | 621.6691 | 953.0429 | 1316.8835 | 1700.2794 | 2118.2272 | 2531.29 | 2973.6704 | 3436.1868 | 3888.8054 | 4336.6587 | 4794.732 | 5264.5437 | 5745.2733 | 6226.1101 | 6707.0553 | 7188.11 | 7669.2752 | 8150.552 | 8631.9416
| 2011 | 2012 | 2013 | 2014 | 2015 | 2016 | 2017 | 2018 | 2019 | 2020 | 2021 | 2022 | 2023 | 2024 | 2025 | 2026 | 2027 | 2028 | 2029 | 2030 | 2031
Cumulative new build | 0 | 4488.5689 | 5654.2423 | 12442.801 | 15989.4741 | 20851.9125 | 25346.4822 | 26841.7891 | 29839.9467 | 32612.5111 | 40476.8557 | 40954.1637 | 43228.291 | 47890.7639 | 55931.1171 | 59297.5974 | 60117.3723 | 60762.8228 | 61587.2763 | 62201.9784 | 62683.368
Cumulative retirements | 0 | -551 | -9022 | -11191.0001 | -14036.0001 | -17069.5 | -23424 | -23939 | -25685 | -28995 | -30764 | -33520 | -34607 | -42673 | -44053 | -45603 | -46837 | -46837 | -46837 | -46837 | -50467
Cumulative net | 3937.2689 | -3368.0577 | 1251.501 | 1953.1741 | 3782.1125 | 1922.1822 | 2902.4891 | 4154.6468 | 3617.2111 | 9712.5557 | 7433.8637 | 8620.9911 | 5217.464 | 11877.8172 | 13694.2974 | 13280.0723 | 13925.5229 | 14749.9764 | 15364.6784 | 12216.0681 | 12216.0681
Capacity margins (note: includes interconnectors, but excludes embedded)
| 2011 | 2012 | 2013 | 2014 | 2015 | 2016 | 2017 | 2018 | 2019 | 2020 | 2021 | 2022 | 2023 | 2024 | 2025 | 2026 | 2027 | 2028 | 2029 | 2030 | 2031
Peak demand (GW) | 56.308 | 57.7 | 57.7068 | 57.673 | 57.5908 | 57.4171 | 57.4831 | 57.3399 | 57.4462 | 57.6321 | 57.6888 | 58.0065 | 58.1962 | 58.4079 | 58.5113 | 58.8065 | 59.1518 | 59.6997 | 60.1122 | 60.6868 | 60.7965
Total capacity (GW) | 84.825 | 88.9563 | 81.3353 | 85.6235 | 85.9613 | 87.4068 | 86.129 | 87.6962 | 88.506 | 88.506 | 94.1488 | 92.4222 | 93.1513 | 89.2779 | 96.4575 | 97.7932 | 96.898 | 97.0624 | 97.4057 | 97.5391 | 93.9091
De-rated capacity (GW) | 70.4418 | 72.227 | 64.7306 | 66.7111 | 65.3817 | 65.0361 | 60.695 | 60.3946 | 61.0066 | 59.6266 | 64.5988 | 62.1228 | 62.6694 | 59.1611 | 64.6106 | 65.7859 | 64.7262 | 64.7508 | 64.8023 | 64.8223 | 61.5553
Capacity margin | 50.64% | 54.17% | 40.95% | 48.46% | 49.26% | 52.23% | 49.83% | 52.94% | 54.07% | 53.57% | 63.2% | 59.33% | 60.06% | 52.85% | 64.85% | 66.3% | 63.81% | 62.58% | 62.04% | 60.73% | 54.46%
De-rated capacity margin | 25.1% | 25.18% | 12.17% | 15.67% | 13.53% | 13.27% | 5.588% | 5.327% | 6.198% | 3.461% | 11.98% | 7.096% | 7.686% | 1.29% | 10.42% | 11.87% | 9.424% | 8.461% | 7.802% | 6.815% | 1.248%
De-rated capacity (inc planning) | 70.4418 | 72.227 | 64.7306 | 66.7111 | 65.3817 | 65.0361 | 60.695 | 60.3946 | 61.0066 | 59.6266 | 64.5988 | 62.1228 | 62.6694 | 59.1611 | 64.6106 | 65.7859 | 64.7262 | 64.7508 | 64.8023 | 64.8223 | 61.3974
De-rated capacity margin (inc planning) | 25.1% | 25.18% | 12.17% | 15.67% | 13.53% | 13.27% | 5.588% | 5.327% | 6.198% | 3.461% | 11.98% | 7.096% | 7.686% | 1.29% | 10.42% | 11.87% | 9.424% | 8.461% | 7.802% | 6.815% | 0.9883%
Annual demand (TWh) | 306.1776 | 313.7467 | 313.7835 | 313.5998 | 313.1527 | 312.2085 | 312.5671 | 311.7885 | 312.3668 | 313.3775 | 313.6857 | 315.4135 | 316.445 | 317.5958 | 318.158 | 319.7634 | 321.6411 | 324.6202 | 326.8629 | 329.9875 | 330.5841
Annual supply | 515.9905 | 536.4125 | 498.08 | 522.6978 | 524.3001 | 448.6083 | 446.3693 | 448.7425 | 457.08 | 440.9397 | 482.7594 | 467.7489 | 477.9554 | 478.04 | 520.8327 | 530.0252 | 522.3474 | 522.726 | 523.5165 | 523.8238 | 498.3847
Energy margin | 68.53% | 70.97% | 58.73% | 66.68% | 67.43% | 43.69% | 42.81% | 43.93% | 46.33% | 40.71% | 53.9% | 48.3% | 51.04% | 50.52% | 63.7% | 65.76% | 62.4% | 61.03% | 60.16% | 58.74% | 50.76%
Capacity margins - alternative basis (including embedded generation)
| 2011 | 2012 | 2013 | 2014 | 2015 | 2016 | 2017 | 2018 | 2019 | 2020 | 2021 | 2022 | 2023 | 2024 | 2025 | 2026 | 2027 | 2028 | 2029 | 2030 | 2031
Peak demand (GW) | 62.8149 | 64.4683 | 64.7512 | 65.0016 | 65.2229 | 65.3666 | 65.7729 | 65.9661 | 66.4236 | 66.9697 | 67.3837 | 68.0621 | 68.6155 | 69.1945 | 69.6685 | 70.3345 | 71.0507 | 71.9695 | 72.753 | 73.6988 | 74.1798
Total capacity (GW) | 93.4835 | 97.9208 | 90.6155 | 95.235 | 95.9367 | 97.7656 | 96.9057 | 98.886 | 100.1382 | 100.6007 | 106.6961 | 105.4174 | 106.6045 | 103.201 | 110.8613 | 112.6778 | 112.2636 | 112.909 | 113.7335 | 114.3482 | 111.1996
De-rated capacity (GW) | 76.9487 | 78.9953 | 71.775 | 74.0397 | 73.0139 | 72.9856 | 68.9849 | 69.0209 | 69.9839 | 68.9642 | 74.2937 | 72.1783 | 73.0887 | 69.9477 | 75.7678 | 77.3139 | 76.625 | 77.0206 | 77.4432 | 77.8343 | 74.9386
Capacity margin | 48.82% | 51.89% | 39.94% | 46.51% | 47.09% | 49.57% | 47.33% | 49.9% | 50.76% | 50.22% | 58.34% | 54.88% | 55.36% | 49.15% | 59.13% | 60.2% | 58% | 56.88% | 56.33% | 55.16% | 49.91%
De-rated capacity margin | 22.5% | 22.53% | 10.85% | 13.9% | 11.95% | 11.66% | 4.883% | 4.631% | 5.36% | 2.978% | 10.25% | 6.048% | 6.519% | 1.089% | 8.755% | 9.923% | 7.846% | 7.018% | 6.447% | 5.611% | 1.023%
De-rated capacity (inc planning) | 76.9487 | 78.9953 | 71.775 | 74.0397 | 73.0139 | 72.9856 | 68.9849 | 69.0209 | 69.9839 | 68.9642 | 74.2937 | 72.1783 | 73.0887 | 69.9477 | 75.7678 | 77.3139 | 76.625 | 77.0206 | 77.4432 | 77.8343 | 74.7806
De-rated capacity margin (inc planning) | 22.5% | 22.53% | 10.85% | 13.9% | 11.95% | 11.66% | 4.883% | 4.631% | 5.36% | 2.978% | 10.25% | 6.048% | 6.519% | 1.089% | 8.755% | 9.923% | 7.846% | 7.018% | 6.447% | 5.611% | 0.81%
Annual demand (TWh) | 344.9089 | 354.0067 | 355.6754 | 357.1985 | 358.628 | 359.6752 | 362.1642 | 363.5403 | 366.4108 | 369.8026 | 372.4574 | 376.5223 | 379.9271 | 383.4927 | 386.5083 | 390.5679 | 394.9006 | 400.3354 | 405.0347 | 410.6166 | 413.6712
Chart mappings
Plant type | Chart mapping
CHP | Gas
AGT | OCGT
Oil | Oil
Hydro | Other renewable
PS | PS
Nuclear | Nuclear
CCGT | Gas
OCGT | OCGT
Coal | Coal
Coal + CCS | CCS
CCGT + CCS | CCS
Onshore wind (unclassified) | Onshore wind
Offshore wind (unclassified) | Offshore wind
Onshore wind | Onshore wind
Onshore wind (Medium) | Onshore wind
Onshore wind (Low) | Onshore wind
Offshore wind | Offshore wind
Offshore wind (Low) | Offshore wind
Wave | Other renewable
Tidal Stream | Other renewable
Tidal Range | Other renewable
Sewage gas | Other renewable
Solar | Other renewable
Biomass regular | Other renewable
Biomass energy crop | Other renewable
Biowaste | Other renewable
Biogas | Other renewable
Biodiesel | Other renewable
Biomass ACT | Other renewable
Biomass AD | Other renewable
Biomass regular (CHP) | Other renewable
Biomass energy crop (CHP) | Other renewable
Biowaste (CHP) | Other renewable
Biogas (CHP) | Other renewable
Biodiesel (CHP) | Other renewable
Biomass ACT (CHP) | Other renewable
Biomass AD (CHP) | Other renewable
Landfill gas | Other renewable
Hydro (small scale) | Other renewable
Geopressure | Other renewable
Standard gasification or pyrolysis | Other renewable
Other unspecified | Other renewable
Geothermal | Other renewable
Microgeneration | Other renewable
Other ROC | Other renewable
Non-ROC | Other renewable
Embedded CHP | Gas
Embedded Gas | Gas
Embedded offshore wind | Offshore wind
Embedded onshore wind | Onshore wind
Embedded biomass | Other renewable
Embedded tidal and wave | Other renewable
Embedded hydro | Other renewable
Capacity mix by plant type
| 2011 | 2012 | 2013 | 2014 | 2015 | 2016 | 2017 | 2018 | 2019 | 2020 | 2021 | 2022 | 2023 | 2024 | 2025 | 2026 | 2027 | 2028 | 2029 | 2030 | 2031
CHP | 2101 | 2101 | 1673 | 1673 | 1673 | 2163 | 2163 | 2163 | 2163 | 2163 | 2163 | 2163 | 2163 | 2163 | 2163 | 2163 | 2163 | 2163 | 2163 | 2163 | 2163
AGT | 0 | 0 | 0 | 0 | 0 | 0 | 0 | 0 | 0 | 0 | 0 | 0 | 0 | 0 | 0 | 0 | 0 | 0 | 0 | 0 | 0
Oil | 3263 | 3263 | 875 | 875 | 875 | 3e-06 | 3e-06 | 3e-06 | 3e-06 | 3e-06 | 3e-06 | 3e-06 | 3e-06 | 3e-06 | 3e-06 | 3e-06 | 3e-06 | 3e-06 | 3e-06 | 3e-06 | 3e-06
Hydro | 1072 | 1072 | 1072 | 1072 | 1072 | 1190 | 1190 | 1190 | 1190 | 1190 | 1190 | 1190 | 1190 | 1190 | 1190 | 1190 | 1190 | 1190 | 1190 | 1190 | 1190
PS | 2744 | 2744 | 2744 | 2744 | 2744 | 2744 | 2744 | 2744 | 2744 | 2744 | 2744 | 2744 | 2744 | 2744 | 2744 | 2744 | 2744 | 2744 | 2744 | 2744 | 2744
Nuclear | 10561 | 10561 | 9946 | 9946 | 9456 | 9456 | 9456 | 9456 | 8375 | 7635 | 9305 | 9305 | 10975 | 10310 | 11980 | 14830 | 14830 | 14830 | 14830 | 14830 | 11200
CCGT | 28984 | 31189 | 30385 | 33557 | 34027 | 33627 | 33577 | 33062 | 34797 | 33897 | 39497 | 38728 | 38212 | 36587 | 35207 | 33657 | 32423 | 32423 | 32423 | 32423 | 32423
OCGT | 1198 | 1198 | 1198 | 1130 | 1096 | 802 | 802 | 802 | 802 | 802 | 802 | 802 | 802 | 643 | 643 | 643 | 643 | 643 | 643 | 643 | 643
Coal | 27543 | 26992 | 22756 | 21435 | 19114 | 17649.5 | 12105 | 12105 | 12105 | 12105 | 10336 | 8349 | 7778 | 3831 | 3831 | 3831 | 3831 | 3831 | 3831 | 3831 | 3831
Coal + CCS | 5e-06 | 5e-06 | 5e-06 | 5e-06 | 300 | 1100 | 1100 | 1100 | 1100 | 1100 | 1100 | 1100 | 1100 | 2100 | 5040 | 5040 | 5040 | 5040 | 5040 | 5040 | 5040
CCGT + CCS | 4e-06 | 4e-06 | 4e-06 | 4e-06 | 4e-06 | 4e-06 | 4e-06 | 4e-06 | 4e-06 | 4e-06 | 4e-06 | 4e-06 | 4e-06 | 1493 | 4293 | 4293 | 4293 | 4293 | 4293 | 4293 | 4293
Onshore wind (unclassified) | 0 | 0 | 0 | 0 | 0 | 0 | 0 | 0 | 0 | 0 | 0 | 0 | 0 | 0 | 0 | 0 | 0 | 0 | 0 | 0 | 0
Offshore wind (unclassified) | 0 | 0 | 0 | 0 | 0 | 0 | 0 | 0 | 0 | 0 | 0 | 0 | 0 | 0 | 0 | 0 | 0 | 0 | 0 | 0 | 0
Onshore wind | 2423 | 2602.9968 | 3452.9732 | 4096.1581 | 4941.9907 | 5808.0331 | 8058.655 | 8135.8991 | 8291.6764 | 8331.7243 | 8473.4504 | 8502.9051 | 8648.9591 | 8678.6203 | 8828.2439 | 8863.8873 | 9202.717 | 9367.1129 | 9710.4013 | 9843.8265 | 9843.8265
Onshore wind (Medium) | 0 | 0 | 0 | 0 | 0 | 0 | 0 | 0 | 0 | 0 | 0 | 0 | 0 | 0 | 0 | 0 | 0 | 0 | 0 | 0 | 0
Onshore wind (Low) | 0 | 0 | 0 | 0 | 0 | 0 | 0 | 0 | 0 | 0 | 0 | 0 | 0 | 0 | 0 | 0 | 0 | 0 | 0 | 0 | 0
Offshore wind | 1391 | 3188.3 | 3188.3 | 5050.3 | 6382.3 | 7680.3 | 8484.3 | 9488.3 | 9488.3 | 10088.3 | 10088.3 | 10088.3 | 10088.3 | 10088.3 | 10088.3 | 10088.3 | 10088.3 | 10088.3 | 10088.3 | 10088.3 | 10088.3
Offshore wind (Low) | 0 | 0 | 0 | 0 | 0 | 0 | 0 | 0 | 0 | 0 | 0 | 0 | 0 | 0 | 0 | 0 | 0 | 0 | 0 | 0 | 0
Wave | 2e-06 | 2e-06 | 2e-06 | 2e-06 | 2e-06 | 2e-06 | 2e-06 | 2e-06 | 2e-06 | 2e-06 | 2e-06 | 2e-06 | 2e-06 | 2e-06 | 2e-06 | 2e-06 | 2e-06 | 2e-06 | 2e-06 | 2e-06 | 2e-06
Tidal Stream | 10 | 10 | 10 | 10 | 10 | 10 | 10 | 10 | 10 | 10 | 10 | 10 | 10 | 10 | 10 | 10 | 10 | 10 | 10 | 10 | 10
Tidal Range | 0 | 0 | 0 | 0 | 0 | 0 | 0 | 0 | 0 | 0 | 0 | 0 | 0 | 0 | 0 | 0 | 0 | 0 | 0 | 0 | 0
Sewage gas | 0 | 0 | 0 | 0 | 0 | 0 | 0 | 0 | 0 | 0 | 0 | 0 | 0 | 0 | 0 | 0 | 0 | 0 | 0 | 0 | 0
Solar | 0 | 0 | 0 | 0 | 0 | 0 | 0 | 0 | 0 | 0 | 0 | 0 | 0 | 0 | 0 | 0 | 0 | 0 | 0 | 0 | 0
Biomass regular | 97 | 97 | 97 | 97 | 332 | 1239 | 1501 | 1502 | 1502 | 1502 | 1502 | 1502 | 1502 | 1502 | 1502 | 1502 | 1502 | 1502 | 1502 | 1502 | 1502
Biomass energy crop | 0 | 0 | 0 | 0 | 0 | 0 | 0 | 0 | 0 | 0 | 0 | 0 | 0 | 0 | 0 | 0 | 0 | 0 | 0 | 0 | 0
Biowaste | 0 | 0 | 0 | 0 | 0 | 0 | 0 | 0 | 0 | 0 | 0 | 0 | 0 | 0 | 0 | 0 | 0 | 0 | 0 | 0 | 0
Biogas | 0 | 0 | 0 | 0 | 0 | 0 | 0 | 0 | 0 | 0 | 0 | 0 | 0 | 0 | 0 | 0 | 0 | 0 | 0 | 0 | 0
Biodiesel | 0 | 0 | 0 | 0 | 0 | 0 | 0 | 0 | 0 | 0 | 0 | 0 | 0 | 0 | 0 | 0 | 0 | 0 | 0 | 0 | 0
Biomass ACT | 0 | 0 | 0 | 0 | 0 | 0 | 0 | 0 | 0 | 0 | 0 | 0 | 0 | 0 | 0 | 0 | 0 | 0 | 0 | 0 | 0
Biomass AD | 0 | 0 | 0 | 0 | 0 | 0 | 0 | 0 | 0 | 0 | 0 | 0 | 0 | 0 | 0 | 0 | 0 | 0 | 0 | 0 | 0
Biomass regular (CHP) | 0 | 0 | 0 | 0 | 0 | 0 | 0 | 0 | 0 | 0 | 0 | 0 | 0 | 0 | 0 | 0 | 0 | 0 | 0 | 0 | 0
Biomass energy crop (CHP) | 0 | 0 | 0 | 0 | 0 | 0 | 0 | 0 | 0 | 0 | 0 | 0 | 0 | 0 | 0 | 0 | 0 | 0 | 0 | 0 | 0
Biowaste (CHP) | 0 | 0 | 0 | 0 | 0 | 0 | 0 | 0 | 0 | 0 | 0 | 0 | 0 | 0 | 0 | 0 | 0 | 0 | 0 | 0 | 0
Biogas (CHP) | 0 | 0 | 0 | 0 | 0 | 0 | 0 | 0 | 0 | 0 | 0 | 0 | 0 | 0 | 0 | 0 | 0 | 0 | 0 | 0 | 0
Biodiesel (CHP) | 0 | 0 | 0 | 0 | 0 | 0 | 0 | 0 | 0 | 0 | 0 | 0 | 0 | 0 | 0 | 0 | 0 | 0 | 0 | 0 | 0
Biomass ACT (CHP) | 0 | 0 | 0 | 0 | 0 | 0 | 0 | 0 | 0 | 0 | 0 | 0 | 0 | 0 | 0 | 0 | 0 | 0 | 0 | 0 | 0
Biomass AD (CHP) | 0 | 0 | 0 | 0 | 0 | 0 | 0 | 0 | 0 | 0 | 0 | 0 | 0 | 0 | 0 | 0 | 0 | 0 | 0 | 0 | 0
Landfill gas | 0 | 0 | 0 | 0 | 0 | 0 | 0 | 0 | 0 | 0 | 0 | 0 | 0 | 0 | 0 | 0 | 0 | 0 | 0 | 0 | 0
Hydro (small scale) | 0 | 0 | 0 | 0 | 0 | 0 | 0 | 0 | 0 | 0 | 0 | 0 | 0 | 0 | 0 | 0 | 0 | 0 | 0 | 0 | 0
Geopressure | 0 | 0 | 0 | 0 | 0 | 0 | 0 | 0 | 0 | 0 | 0 | 0 | 0 | 0 | 0 | 0 | 0 | 0 | 0 | 0 | 0
Standard gasification or pyrolysis | 0 | 0 | 0 | 0 | 0 | 0 | 0 | 0 | 0 | 0 | 0 | 0 | 0 | 0 | 0 | 0 | 0 | 0 | 0 | 0 | 0
Other unspecified | 0 | 0 | 0 | 0 | 0 | 0 | 0 | 0 | 0 | 0 | 0 | 0 | 0 | 0 | 0 | 0 | 0 | 0 | 0 | 0 | 0
Geothermal | 0 | 0 | 0 | 0 | 0 | 0 | 0 | 0 | 0 | 0 | 0 | 0 | 0 | 0 | 0 | 0 | 0 | 0 | 0 | 0 | 0
Microgeneration | 0 | 0 | 0 | 0 | 0 | 0 | 0 | 0 | 0 | 0 | 0 | 0 | 0 | 0 | 0 | 0 | 0 | 0 | 0 | 0 | 0
Other ROC | 0 | 0 | 0 | 0 | 0 | 0 | 0 | 0 | 0 | 0 | 0 | 0 | 0 | 0 | 0 | 0 | 0 | 0 | 0 | 0 | 0
Non-ROC | 0 | 0 | 0 | 0 | 0 | 0 | 0 | 0 | 0 | 0 | 0 | 0 | 0 | 0 | 0 | 0 | 0 | 0 | 0 | 0 | 0
Embedded CHP | 4639.9231 | 4832.2308 | 5024.5385 | 5216.8462 | 5409.1538 | 5601.4615 | 5793.7692 | 5986.0769 | 6178.3846 | 6370.6923 | 6563 | 6763 | 6963 | 7163 | 7363 | 7563 | 7763 | 7963 | 8163 | 8363 | 8563
Embedded Gas | 300 | 300 | 300 | 300 | 300 | 300 | 300 | 300 | 300 | 300 | 300 | 300 | 300 | 300 | 300 | 300 | 300 | 300 | 300 | 300 | 300
Embedded offshore wind | 0 | 0 | 0 | 0 | 0 | 0 | 0 | 0 | 0 | 0 | 0 | 0 | 0 | 0 | 0 | 0 | 0 | 0 | 0 | 0 | 0
Embedded onshore wind | 1569.6523 | 1569.6523 | 1569.6523 | 1569.6523 | 1569.6523 | 1569.6523 | 1569.6523 | 1569.6523 | 1569.6523 | 1569.6523 | 1569.6523 | 1569.6523 | 1569.6523 | 1569.6523 | 1569.6523 | 1569.6523 | 1569.6523 | 1569.6523 | 1569.6523 | 1569.6523 | 1569.6523
Embedded biomass | 1607.2399 | 1690.9043 | 1794.2936 | 1903.3597 | 2028.3926 | 2166.5808 | 2313.221 | 2468.3611 | 2633.3535 | 2803.5623 | 2973.8731 | 3144.2871 | 3314.8052 | 3485.4285 | 3656.1581 | 3826.9949 | 3997.9401 | 4168.9947 | 4340.1599 | 4511.4368 | 4682.8264
Embedded tidal and wave | 0.5 | 20.5 | 30.5 | 50.5 | 87 | 129.9 | 179.9 | 235.515 | 310.5953 | 400.5953 | 480.5953 | 548.0345 | 625.5897 | 714.7782 | 814.7782 | 914.7782 | 1014.7782 | 1114.7782 | 1214.7782 | 1314.7782 | 1414.7782
Embedded hydro | 541.202 | 551.202 | 561.202 | 571.202 | 581.202 | 591.202 | 620.202 | 630.202 | 640.202 | 650.202 | 660.202 | 670.202 | 680.202 | 690.202 | 700.202 | 710.202 | 720.202 | 730.202 | 740.202 | 750.202 | 760.202
Total | 90045.5173 | 93982.7862 | 86677.4596 | 91297.0183 | 91998.6915 | 93827.6298 | 91967.6995 | 92948.0065 | 94200.1641 | 93662.7285 | 99758.0731 | 97479.3811 | 98666.5084 | 95262.9813 | 101923.3345 | 103739.8148 | 103325.5896 | 103971.0402 | 104795.4937 | 105410.1958 | 102261.5854
Biomass co-firing | 1646.1 | 1646.1 | 1393.1 | 1393.1 | 583.1 | 1642.75 | 1157.75 | 1157.75 | 1157.75 | 1157.75 | 2115.5 | 2115.5 | 2115.5 | 1915.5 | 1915.5 | 1915.5 | 1915.5 | 1915.5 | 1915.5 | 1915.5 | 1915.5
Capacity mix by charting type
| 2011 | 2012 | 2013 | 2014 | 2015 | 2016 | 2017 | 2018 | 2019 | 2020 | 2021 | 2022 | 2023 | 2024 | 2025 | 2026 | 2027 | 2028 | 2029 | 2030 | 2031
Gas | 36024.9231 | 38422.2308 | 37382.5385 | 40746.8462 | 41409.1539 | 41691.4616 | 41833.7692 | 41511.077 | 43438.3846 | 42730.6923 | 48523 | 47954 | 47638 | 46213 | 45033 | 43683 | 42649 | 42849 | 43049 | 43249 | 43449
Coal | 27543 | 26992 | 22756 | 21435 | 19114 | 17649.5 | 12105 | 12105 | 12105 | 12105 | 10336 | 8349 | 7778 | 3831 | 3831 | 3831 | 3831 | 3831 | 3831 | 3831 | 3831
Oil | 3263 | 3263 | 875 | 875 | 875 | 3e-06 | 3e-06 | 3e-06 | 3e-06 | 3e-06 | 3e-06 | 3e-06 | 3e-06 | 3e-06 | 3e-06 | 3e-06 | 3e-06 | 3e-06 | 3e-06 | 3e-06 | 3e-06
OCGT | 1198 | 1198 | 1198 | 1130 | 1096 | 802 | 802 | 802 | 802 | 802 | 802 | 802 | 802 | 643 | 643 | 643 | 643 | 643 | 643 | 643 | 643
PS | 2744 | 2744 | 2744 | 2744 | 2744 | 2744 | 2744 | 2744 | 2744 | 2744 | 2744 | 2744 | 2744 | 2744 | 2744 | 2744 | 2744 | 2744 | 2744 | 2744 | 2744
Nuclear | 10561 | 10561 | 9946 | 9946 | 9456 | 9456 | 9456 | 9456 | 8375 | 7635 | 9305 | 9305 | 10975 | 10310 | 11980 | 14830 | 14830 | 14830 | 14830 | 14830 | 11200
CCS | 9e-06 | 9e-06 | 9e-06 | 9e-06 | 300 | 1100 | 1100 | 1100 | 1100 | 1100 | 1100 | 1100 | 1100 | 3593 | 9333 | 9333 | 9333 | 9333 | 9333 | 9333 | 9333
Onshore wind | 3992.6523 | 4172.649 | 5022.6255 | 5665.8103 | 6511.643 | 7377.6854 | 9628.3072 | 9705.5513 | 9861.3287 | 9901.3765 | 10043.1026 | 10072.5573 | 10218.6114 | 10248.2725 | 10397.8961 | 10433.5396 | 10772.3693 | 10936.7652 | 11280.0535 | 11413.4787 | 11413.4787
Offshore wind | 1391 | 3188.3 | 3188.3 | 5050.3 | 6382.3 | 7680.3 | 8484.3 | 9488.3 | 9488.3 | 10088.3 | 10088.3 | 10088.3 | 10088.3 | 10088.3 | 10088.3 | 10088.3 | 10088.3 | 10088.3 | 10088.3 | 10088.3 | 10088.3
Other renewable | 3327.9419 | 3441.6063 | 3564.9956 | 3704.0617 | 4110.5946 | 5326.6829 | 5814.323 | 6036.0781 | 6286.1507 | 6556.3595 | 6816.6704 | 7064.5237 | 7322.597 | 7592.4087 | 7873.1383 | 8153.9751 | 8434.9203 | 8715.9749 | 8997.1401 | 9278.417 | 9559.8066
Total | 90045.5173 | 93982.7862 | 86677.4596 | 91297.0183 | 91998.6915 | 93827.6298 | 91967.6995 | 92948.0065 | 94200.1641 | 93662.7285 | 99758.0731 | 97479.3811 | 98666.5084 | 95262.9813 | 101923.3345 | 103739.8148 | 103325.5896 | 103971.0402 | 104795.4937 | 105410.1958 | 102261.5854
Cumulative new build by plant type
| 2011 | 2012 | 2013 | 2014 | 2015 | 2016 | 2017 | 2018 | 2019 | 2020 | 2021 | 2022 | 2023 | 2024 | 2025 | 2026 | 2027 | 2028 | 2029 | 2030 | 2031
CHP | 0 | 0 | 0 | 0 | 0 | 490 | 490 | 490 | 490 | 490 | 490 | 490 | 490 | 490 | 490 | 490 | 490 | 490 | 490 | 490 | 490
AGT | 0 | 0 | 0 | 0 | 0 | 0 | 0 | 0 | 0 | 0 | 0 | 0 | 0 | 0 | 0 | 0 | 0 | 0 | 0 | 0 | 0
Oil | 0 | 0 | 0 | 0 | 0 | 0 | 0 | 0 | 0 | 0 | 0 | 0 | 0 | 0 | 0 | 0 | 0 | 0 | 0 | 0 | 0
Hydro | 0 | 0 | 0 | 0 | 0 | 118 | 118 | 118 | 118 | 118 | 118 | 118 | 118 | 118 | 118 | 118 | 118 | 118 | 118 | 118 | 118
PS | 0 | 0 | 0 | 0 | 0 | 0 | 0 | 0 | 0 | 0 | 0 | 0 | 0 | 0 | 0 | 0 | 0 | 0 | 0 | 0 | 0
Nuclear | 0 | 0 | 0 | 0 | 0 | 0 | 0 | 0 | 0 | 1670 | 3340 | 3340 | 5010 | 6680 | 8350 | 11200 | 11200 | 11200 | 11200 | 11200 | 11200
CCGT | 0 | 2205 | 2205 | 6157 | 6627 | 6627 | 7387 | 7387 | 9787 | 9787 | 15387 | 15387 | 15387 | 15387 | 15387 | 15387 | 15387 | 15387 | 15387 | 15387 | 15387
OCGT | 0 | 0 | 0 | 0 | 0 | 0 | 0 | 0 | 0 | 0 | 0 | 0 | 0 | 0 | 0 | 0 | 0 | 0 | 0 | 0 | 0
Coal | 0 | 0 | 0 | 0 | 0 | 0 | 0 | 0 | 0 | 0 | 0 | 0 | 0 | 0 | 0 | 0 | 0 | 0 | 0 | 0 | 0
Coal + CCS | 0 | 0 | 0 | 0 | 300 | 1100 | 1100 | 1100 | 1100 | 1100 | 1100 | 1100 | 1100 | 2100 | 5040 | 5040 | 5040 | 5040 | 5040 | 5040 | 5040
CCGT + CCS | 0 | 0 | 0 | 0 | 0 | 0 | 0 | 0 | 0 | 0 | 0 | 0 | 0 | 1493 | 4293 | 4293 | 4293 | 4293 | 4293 | 4293 | 4293
Onshore wind (unclassified) | 0 | 0 | 0 | 0 | 0 | 0 | 0 | 0 | 0 | 0 | 0 | 0 | 0 | 0 | 0 | 0 | 0 | 0 | 0 | 0 | 0
Offshore wind (unclassified) | 0 | 0 | 0 | 0 | 0 | 0 | 0 | 0 | 0 | 0 | 0 | 0 | 0 | 0 | 0 | 0 | 0 | 0 | 0 | 0 | 0
Onshore wind | 0 | 180.2968 | 1030.2732 | 1673.4581 | 2519.2907 | 3385.3331 | 5635.955 | 5713.1991 | 5868.9764 | 5909.0243 | 6050.7503 | 6080.205 | 6226.2591 | 6255.9202 | 6405.5439 | 6441.1873 | 6780.017 | 6944.4129 | 7287.7012 | 7421.1264 | 7421.1264
Onshore wind (Medium) | 0 | 0 | 0 | 0 | 0 | 0 | 0 | 0 | 0 | 0 | 0 | 0 | 0 | 0 | 0 | 0 | 0 | 0 | 0 | 0 | 0
Onshore wind (Low) | 0 | 0 | 0 | 0 | 0 | 0 | 0 | 0 | 0 | 0 | 0 | 0 | 0 | 0 | 0 | 0 | 0 | 0 | 0 | 0 | 0
Offshore wind | 0 | 1797.3 | 1797.3 | 3659.3 | 4991.3 | 6289.3 | 7093.3 | 8097.3 | 8097.3 | 8697.3 | 8697.3 | 8697.3 | 8697.3 | 8697.3 | 8697.3 | 8697.3 | 8697.3 | 8697.3 | 8697.3 | 8697.3 | 8697.3
Offshore wind (Low) | 0 | 0 | 0 | 0 | 0 | 0 | 0 | 0 | 0 | 0 | 0 | 0 | 0 | 0 | 0 | 0 | 0 | 0 | 0 | 0 | 0
Wave | 0 | 0 | 0 | 0 | 0 | 0 | 0 | 0 | 0 | 0 | 0 | 0 | 0 | 0 | 0 | 0 | 0 | 0 | 0 | 0 | 0
Tidal Stream | 0 | 0 | 0 | 0 | 0 | 0 | 0 | 0 | 0 | 0 | 0 | 0 | 0 | 0 | 0 | 0 | 0 | 0 | 0 | 0 | 0
Tidal Range | 0 | 0 | 0 | 0 | 0 | 0 | 0 | 0 | 0 | 0 | 0 | 0 | 0 | 0 | 0 | 0 | 0 | 0 | 0 | 0 | 0
Sewage gas | 0 | 0 | 0 | 0 | 0 | 0 | 0 | 0 | 0 | 0 | 0 | 0 | 0 | 0 | 0 | 0 | 0 | 0 | 0 | 0 | 0
Solar | 0 | 0 | 0 | 0 | 0 | 0 | 0 | 0 | 0 | 0 | 0 | 0 | 0 | 0 | 0 | 0 | 0 | 0 | 0 | 0 | 0
Biomass regular | 0 | 0 | 0 | 0 | 235 | 1142 | 1404 | 1405 | 1405 | 1405 | 1405 | 1405 | 1405 | 1405 | 1405 | 1405 | 1405 | 1405 | 1405 | 1405 | 1405
Biomass energy crop | 0 | 0 | 0 | 0 | 0 | 0 | 0 | 0 | 0 | 0 | 0 | 0 | 0 | 0 | 0 | 0 | 0 | 0 | 0 | 0 | 0
Biowaste | 0 | 0 | 0 | 0 | 0 | 0 | 0 | 0 | 0 | 0 | 0 | 0 | 0 | 0 | 0 | 0 | 0 | 0 | 0 | 0 | 0
Biogas | 0 | 0 | 0 | 0 | 0 | 0 | 0 | 0 | 0 | 0 | 0 | 0 | 0 | 0 | 0 | 0 | 0 | 0 | 0 | 0 | 0
Biodiesel | 0 | 0 | 0 | 0 | 0 | 0 | 0 | 0 | 0 | 0 | 0 | 0 | 0 | 0 | 0 | 0 | 0 | 0 | 0 | 0 | 0
Biomass ACT | 0 | 0 | 0 | 0 | 0 | 0 | 0 | 0 | 0 | 0 | 0 | 0 | 0 | 0 | 0 | 0 | 0 | 0 | 0 | 0 | 0
Biomass AD | 0 | 0 | 0 | 0 | 0 | 0 | 0 | 0 | 0 | 0 | 0 | 0 | 0 | 0 | 0 | 0 | 0 | 0 | 0 | 0 | 0
Biomass regular (CHP) | 0 | 0 | 0 | 0 | 0 | 0 | 0 | 0 | 0 | 0 | 0 | 0 | 0 | 0 | 0 | 0 | 0 | 0 | 0 | 0 | 0
Biomass energy crop (CHP) | 0 | 0 | 0 | 0 | 0 | 0 | 0 | 0 | 0 | 0 | 0 | 0 | 0 | 0 | 0 | 0 | 0 | 0 | 0 | 0 | 0
Biowaste (CHP) | 0 | 0 | 0 | 0 | 0 | 0 | 0 | 0 | 0 | 0 | 0 | 0 | 0 | 0 | 0 | 0 | 0 | 0 | 0 | 0 | 0
Biogas (CHP) | 0 | 0 | 0 | 0 | 0 | 0 | 0 | 0 | 0 | 0 | 0 | 0 | 0 | 0 | 0 | 0 | 0 | 0 | 0 | 0 | 0
Biodiesel (CHP) | 0 | 0 | 0 | 0 | 0 | 0 | 0 | 0 | 0 | 0 | 0 | 0 | 0 | 0 | 0 | 0 | 0 | 0 | 0 | 0 | 0
Biomass ACT (CHP) | 0 | 0 | 0 | 0 | 0 | 0 | 0 | 0 | 0 | 0 | 0 | 0 | 0 | 0 | 0 | 0 | 0 | 0 | 0 | 0 | 0
Biomass AD (CHP) | 0 | 0 | 0 | 0 | 0 | 0 | 0 | 0 | 0 | 0 | 0 | 0 | 0 | 0 | 0 | 0 | 0 | 0 | 0 | 0 | 0
Landfill gas | 0 | 0 | 0 | 0 | 0 | 0 | 0 | 0 | 0 | 0 | 0 | 0 | 0 | 0 | 0 | 0 | 0 | 0 | 0 | 0 | 0
Hydro (small scale) | 0 | 0 | 0 | 0 | 0 | 0 | 0 | 0 | 0 | 0 | 0 | 0 | 0 | 0 | 0 | 0 | 0 | 0 | 0 | 0 | 0
Geopressure | 0 | 0 | 0 | 0 | 0 | 0 | 0 | 0 | 0 | 0 | 0 | 0 | 0 | 0 | 0 | 0 | 0 | 0 | 0 | 0 | 0
Standard gasification or pyrolysis | 0 | 0 | 0 | 0 | 0 | 0 | 0 | 0 | 0 | 0 | 0 | 0 | 0 | 0 | 0 | 0 | 0 | 0 | 0 | 0 | 0
Other unspecified | 0 | 0 | 0 | 0 | 0 | 0 | 0 | 0 | 0 | 0 | 0 | 0 | 0 | 0 | 0 | 0 | 0 | 0 | 0 | 0 | 0
Geothermal | 0 | 0 | 0 | 0 | 0 | 0 | 0 | 0 | 0 | 0 | 0 | 0 | 0 | 0 | 0 | 0 | 0 | 0 | 0 | 0 | 0
Microgeneration | 0 | 0 | 0 | 0 | 0 | 0 | 0 | 0 | 0 | 0 | 0 | 0 | 0 | 0 | 0 | 0 | 0 | 0 | 0 | 0 | 0
Other ROC | 0 | 0 | 0 | 0 | 0 | 0 | 0 | 0 | 0 | 0 | 0 | 0 | 0 | 0 | 0 | 0 | 0 | 0 | 0 | 0 | 0
Non-ROC | 0 | 0 | 0 | 0 | 0 | 0 | 0 | 0 | 0 | 0 | 0 | 0 | 0 | 0 | 0 | 0 | 0 | 0 | 0 | 0 | 0
Embedded CHP | 0 | 192.3077 | 384.6154 | 576.9231 | 769.2308 | 961.5385 | 1153.8462 | 1346.1538 | 1538.4615 | 1730.7692 | 1923.0769 | 2123.0769 | 2323.0769 | 2523.0769 | 2723.0769 | 2923.0769 | 3123.0769 | 3323.0769 | 3523.0769 | 3723.0769 | 3923.0769
Embedded Gas | 0 | 0 | 0 | 0 | 0 | 0 | 0 | 0 | 0 | 0 | 0 | 0 | 0 | 0 | 0 | 0 | 0 | 0 | 0 | 0 | 0
Embedded offshore wind | 0 | 0 | 0 | 0 | 0 | 0 | 0 | 0 | 0 | 0 | 0 | 0 | 0 | 0 | 0 | 0 | 0 | 0 | 0 | 0 | 0
Embedded onshore wind | 0 | 0 | 0 | 0 | 0 | 0 | 0 | 0 | 0 | 0 | 0 | 0 | 0 | 0 | 0 | 0 | 0 | 0 | 0 | 0 | 0
Embedded biomass | 0 | 83.6644 | 187.0537 | 296.1199 | 421.1527 | 559.341 | 705.9811 | 861.1212 | 1026.1136 | 1196.3224 | 1366.6332 | 1537.0472 | 1707.5653 | 1878.1886 | 2048.9182 | 2219.755 | 2390.7002 | 2561.7549 | 2732.9201 | 2904.1969 | 3075.5865
Embedded tidal and wave | 0 | 20 | 30 | 50 | 86.5 | 129.4 | 179.4 | 235.015 | 310.0953 | 400.0953 | 480.0953 | 547.5345 | 625.0897 | 714.2782 | 814.2782 | 914.2782 | 1014.2782 | 1114.2782 | 1214.2782 | 1314.2782 | 1414.2782
Embedded hydro | 0 | 10 | 20 | 30 | 40 | 50 | 79 | 89 | 99 | 109 | 119 | 129 | 139 | 149 | 159 | 169 | 179 | 189 | 199 | 209 | 219
Total | 0 | 4488.5689 | 5654.2423 | 12442.801 | 15989.4741 | 20851.9125 | 25346.4822 | 26841.7891 | 29839.9467 | 32612.5111 | 40476.8557 | 40954.1637 | 43228.291 | 47890.7639 | 55931.1171 | 59297.5974 | 60117.3723 | 60762.8228 | 61587.2763 | 62201.9784 | 62683.368
Cumulative new build by chart type
| 2011 | 2012 | 2013 | 2014 | 2015 | 2016 | 2017 | 2018 | 2019 | 2020 | 2021 | 2022 | 2023 | 2024 | 2025 | 2026 | 2027 | 2028 | 2029 | 2030 | 2031
Gas | 0 | 2397.3077 | 2589.6154 | 6733.9231 | 7396.2308 | 8078.5385 | 9030.8461 | 9223.1538 | 11815.4615 | 12007.7692 | 17800.0769 | 18000.0769 | 18200.0769 | 18400.0769 | 18600.0769 | 18800.0769 | 19000.0769 | 19200.0769 | 19400.0769 | 19600.0769 | 19800.0769
Coal | 0 | 0 | 0 | 0 | 0 | 0 | 0 | 0 | 0 | 0 | 0 | 0 | 0 | 0 | 0 | 0 | 0 | 0 | 0 | 0 | 0
Oil | 0 | 0 | 0 | 0 | 0 | 0 | 0 | 0 | 0 | 0 | 0 | 0 | 0 | 0 | 0 | 0 | 0 | 0 | 0 | 0 | 0
OCGT | 0 | 0 | 0 | 0 | 0 | 0 | 0 | 0 | 0 | 0 | 0 | 0 | 0 | 0 | 0 | 0 | 0 | 0 | 0 | 0 | 0
PS | 0 | 0 | 0 | 0 | 0 | 0 | 0 | 0 | 0 | 0 | 0 | 0 | 0 | 0 | 0 | 0 | 0 | 0 | 0 | 0 | 0
Nuclear | 0 | 0 | 0 | 0 | 0 | 0 | 0 | 0 | 0 | 1670 | 3340 | 3340 | 5010 | 6680 | 8350 | 11200 | 11200 | 11200 | 11200 | 11200 | 11200
CCS | 0 | 0 | 0 | 0 | 300 | 1100 | 1100 | 1100 | 1100 | 1100 | 1100 | 1100 | 1100 | 3593 | 9333 | 9333 | 9333 | 9333 | 9333 | 9333 | 9333
Onshore wind | 0 | 180.2968 | 1030.2732 | 1673.4581 | 2519.2907 | 3385.3331 | 5635.955 | 5713.1991 | 5868.9764 | 5909.0243 | 6050.7503 | 6080.205 | 6226.2591 | 6255.9202 | 6405.5439 | 6441.1873 | 6780.017 | 6944.4129 | 7287.7012 | 7421.1264 | 7421.1264
Offshore wind | 0 | 1797.3 | 1797.3 | 3659.3 | 4991.3 | 6289.3 | 7093.3 | 8097.3 | 8097.3 | 8697.3 | 8697.3 | 8697.3 | 8697.3 | 8697.3 | 8697.3 | 8697.3 | 8697.3 | 8697.3 | 8697.3 | 8697.3 | 8697.3
Other renewable | 0 | 113.6644 | 237.0537 | 376.1199 | 782.6527 | 1998.741 | 2486.3811 | 2708.1362 | 2958.2088 | 3228.4176 | 3488.7285 | 3736.5818 | 3994.6551 | 4264.4668 | 4545.1964 | 4826.0332 | 5106.9784 | 5388.033 | 5669.1982 | 5950.4751 | 6231.8647
Total | 0 | 4488.5689 | 5654.2423 | 12442.801 | 15989.4741 | 20851.9125 | 25346.4822 | 26841.7891 | 29839.9467 | 32612.5111 | 40476.8557 | 40954.1637 | 43228.291 | 47890.7639 | 55931.1171 | 59297.5974 | 60117.3723 | 60762.8228 | 61587.2763 | 62201.9784 | 62683.368
Generation by plant type (TWh)
| 2011 | 2012 | 2013 | 2014 | 2015 | 2016 | 2017 | 2018 | 2019 | 2020 | 2021 | 2022 | 2023 | 2024 | 2025 | 2026 | 2027 | 2028 | 2029 | 2030 | 2031
CHP | 9.1101 | 6.2528 | 7.0439 | 5.4329 | 5.2797 | 9.5603 | 9.4035 | 9.6481 | 9.6437 | 9.722 | 8.0921 | 8.5667 | 7.8979 | 6.578 | 4.6211 | 3.9218 | 3.9671 | 4.0835 | 4.1793 | 4.2559 | 0
AGT | 0 | 0 | 0 | 0 | 0 | 0 | 0 | 0 | 0 | 0 | 0 | 0 | 0 | 0 | 0 | 0 | 0 | 0 | 0 | 0 | 0
Oil | 0 | 0 | 0 | 0 | 0 | 0 | 0 | 0 | 0 | 0 | 0 | 0 | 0 | 0 | 0 | 0 | 0 | 0 | 0 | 0 | 0
Hydro | 3.0864 | 2.9165 | 2.9165 | 2.9165 | 2.9165 | 3.4262 | 3.4262 | 3.4262 | 3.4262 | 3.4262 | 3.4262 | 3.4262 | 3.4262 | 3.4262 | 3.4259 | 3.4259 | 3.4262 | 3.4262 | 3.4262 | 3.4262 | 0
PS | 0 | 0 | 0 | 0 | 0 | 0 | 0.00052109 | 0.00010802 | 0 | 0 | 0 | 0 | 0 | 0 | 0 | 0 | 0 | 0 | 0 | 0 | 0
Nuclear | 74.2143 | 74.2143 | 69.8925 | 69.8925 | 66.4492 | 66.4492 | 66.4492 | 66.4492 | 58.8528 | 53.6527 | 65.3881 | 65.3881 | 77.1235 | 72.4502 | 84.1845 | 104.212 | 104.212 | 104.212 | 104.2121 | 104.2126 | 0
CCGT | 87.0668 | 49.868 | 59.3664 | 60.9908 | 63.9076 | 78.8588 | 81.0614 | 80.5369 | 94.5141 | 96.993 | 106.8024 | 110.8452 | 105.9472 | 99.4482 | 62.3547 | 50.6379 | 51.3159 | 53.0166 | 54.0033 | 55.8848 | 0
OCGT | 0 | 0 | 0 | 0 | 0 | 0 | 1.027e-11 | 1.027e-11 | 0 | 0 | 0 | 0 | 0 | 0 | 0 | 0 | 0 | 0 | 0 | 0 | 0
Coal | 99.7993 | 147.9033 | 138.8526 | 134.7392 | 126.8978 | 79.6444 | 67.5756 | 56.3705 | 50.1474 | 47.9246 | 26.2315 | 20.8676 | 16.8004 | 13.3681 | 13.32 | 12.8964 | 12.8793 | 12.9226 | 12.9175 | 12.9579 | 0
Coal + CCS | 4.493e-11 | 1.6417e-08 | 3.1258e-08 | 3.3878e-08 | 2.0991 | 7.6968 | 7.6968 | 7.6973 | 7.6973 | 7.6973 | 7.6973 | 7.6973 | 7.6973 | 14.6948 | 35.2676 | 35.2666 | 35.2661 | 35.2661 | 35.2659 | 35.2654 | 0
CCGT + CCS | 0 | 0 | 0 | 0 | 0 | 1.7116e-12 | 3.5944e-11 | 2.7988e-08 | 2.799e-08 | 2.799e-08 | 2.799e-08 | 2.799e-08 | 2.7988e-08 | 10.4467 | 30.0386 | 30.0386 | 30.0265 | 30.0386 | 30.0338 | 30.0386 | 0
Onshore wind (unclassified) | 0 | 0 | 0 | 0 | 0 | 0 | 0 | 0 | 0 | 0 | 0 | 0 | 0 | 0 | 0 | 0 | 0 | 0 | 0 | 0 | 0
Offshore wind (unclassified) | 0 | 0 | 0 | 0 | 0 | 0 | 0 | 0 | 0 | 0 | 0 | 0 | 0 | 0 | 0 | 0 | 0 | 0 | 0 | 0 | 0
Onshore wind | 5.9962 | 6.4249 | 8.5577 | 10.1524 | 12.272 | 14.5787 | 20.3539 | 20.5405 | 21.0917 | 21.1843 | 21.703 | 21.7711 | 22.2998 | 22.3684 | 22.9054 | 22.9878 | 23.9626 | 24.343 | 25.1373 | 25.446 | 0
Onshore wind (Medium) | 0 | 0 | 0 | 0 | 0 | 0 | 0 | 0 | 0 | 0 | 0 | 0 | 0 | 0 | 0 | 0 | 0 | 0 | 0 | 0 | 0
Onshore wind (Low) | 0 | 0 | 0 | 0 | 0 | 0 | 0 | 0 | 0 | 0 | 0 | 0 | 0 | 0 | 0 | 0 | 0 | 0 | 0 | 0 | 0
Offshore wind | 4.5922 | 10.5201 | 10.5201 | 16.4101 | 20.8068 | 25.3617 | 28.0167 | 31.3336 | 31.3336 | 33.3185 | 33.3185 | 33.3185 | 33.3185 | 33.3185 | 33.3185 | 33.3185 | 33.3185 | 33.3185 | 33.3185 | 33.3185 | 0
Offshore wind (Low) | 0 | 0 | 0 | 0 | 0 | 0 | 0 | 0 | 0 | 0 | 0 | 0 | 0 | 0 | 0 | 0 | 0 | 0 | 0 | 0 | 0
Wave | 5.2697e-09 | 5.2697e-09 | 5.2697e-09 | 5.2697e-09 | 5.2697e-09 | 5.2697e-09 | 5.2697e-09 | 5.2697e-09 | 5.2697e-09 | 5.2697e-09 | 5.2697e-09 | 5.2697e-09 | 5.2697e-09 | 5.2697e-09 | 5.2697e-09 | 5.2697e-09 | 5.2697e-09 | 5.2697e-09 | 5.2697e-09 | 5.2697e-09 | 0
Tidal Stream | 0.070272 | 0.070272 | 0.070272 | 0.070272 | 0.070272 | 0.070272 | 0.070272 | 0.070272 | 0.070272 | 0.070272 | 0.070272 | 0.070272 | 0.070272 | 0.070272 | 0.070272 | 0.070272 | 0.070272 | 0.070272 | 0.070272 | 0.070272 | 0
Tidal Range | 0 | 0 | 0 | 0 | 0 | 0 | 0 | 0 | 0 | 0 | 0 | 0 | 0 | 0 | 0 | 0 | 0 | 0 | 0 | 0 | 0
Sewage gas | 0 | 0 | 0 | 0 | 0 | 0 | 0 | 0 | 0 | 0 | 0 | 0 | 0 | 0 | 0 | 0 | 0 | 0 | 0 | 0 | 0
Solar | 0 | 0 | 0 | 0 | 0 | 0 | 0 | 0 | 0 | 0 | 0 | 0 | 0 | 0 | 0 | 0 | 0 | 0 | 0 | 0 | 0
Biomass regular | 7.0111 | 7.0663 | 6.5153 | 6.5153 | 6.4027 | 17.7127 | 18.6276 | 18.6347 | 18.4049 | 18.3831 | 24.6583 | 24.5866 | 24.3012 | 23.9229 | 23.8654 | 23.4198 | 23.4028 | 23.4472 | 23.4444 | 23.4902 | 0
Biomass energy crop | 0 | 0 | 0 | 0 | 0 | 0 | 0 | 0 | 0 | 0 | 0 | 0 | 0 | 0 | 0 | 0 | 0 | 0 | 0 | 0 | 0
Biowaste | 0 | 0 | 0 | 0 | 0 | 0 | 0 | 0 | 0 | 0 | 0 | 0 | 0 | 0 | 0 | 0 | 0 | 0 | 0 | 0 | 0
Biogas | 0 | 0 | 0 | 0 | 0 | 0 | 0 | 0 | 0 | 0 | 0 | 0 | 0 | 0 | 0 | 0 | 0 | 0 | 0 | 0 | 0
Biodiesel | 0 | 0 | 0 | 0 | 0 | 0 | 0 | 0 | 0 | 0 | 0 | 0 | 0 | 0 | 0 | 0 | 0 | 0 | 0 | 0 | 0
Biomass ACT | 0 | 0 | 0 | 0 | 0 | 0 | 0 | 0 | 0 | 0 | 0 | 0 | 0 | 0 | 0 | 0 | 0 | 0 | 0 | 0 | 0
Biomass AD | 0 | 0 | 0 | 0 | 0 | 0 | 0 | 0 | 0 | 0 | 0 | 0 | 0 | 0 | 0 | 0 | 0 | 0 | 0 | 0 | 0
Biomass regular (CHP) | 0 | 0 | 0 | 0 | 0 | 0 | 0 | 0 | 0 | 0 | 0 | 0 | 0 | 0 | 0 | 0 | 0 | 0 | 0 | 0 | 0
Biomass energy crop (CHP) | 0 | 0 | 0 | 0 | 0 | 0 | 0 | 0 | 0 | 0 | 0 | 0 | 0 | 0 | 0 | 0 | 0 | 0 | 0 | 0 | 0
Biowaste (CHP) | 0 | 0 | 0 | 0 | 0 | 0 | 0 | 0 | 0 | 0 | 0 | 0 | 0 | 0 | 0 | 0 | 0 | 0 | 0 | 0 | 0
Biogas (CHP) | 0 | 0 | 0 | 0 | 0 | 0 | 0 | 0 | 0 | 0 | 0 | 0 | 0 | 0 | 0 | 0 | 0 | 0 | 0 | 0 | 0
Biodiesel (CHP) | 0 | 0 | 0 | 0 | 0 | 0 | 0 | 0 | 0 | 0 | 0 | 0 | 0 | 0 | 0 | 0 | 0 | 0 | 0 | 0 | 0
Biomass ACT (CHP) | 0 | 0 | 0 | 0 | 0 | 0 | 0 | 0 | 0 | 0 | 0 | 0 | 0 | 0 | 0 | 0 | 0 | 0 | 0 | 0 | 0
Biomass AD (CHP) | 0 | 0 | 0 | 0 | 0 | 0 | 0 | 0 | 0 | 0 | 0 | 0 | 0 | 0 | 0 | 0 | 0 | 0 | 0 | 0 | 0
Landfill gas | 0 | 0 | 0 | 0 | 0 | 0 | 0 | 0 | 0 | 0 | 0 | 0 | 0 | 0 | 0 | 0 | 0 | 0 | 0 | 0 | 0
Hydro (small scale) | 0 | 0 | 0 | 0 | 0 | 0 | 0 | 0 | 0 | 0 | 0 | 0 | 0 | 0 | 0 | 0 | 0 | 0 | 0 | 0 | 0
Geopressure | 0 | 0 | 0 | 0 | 0 | 0 | 0 | 0 | 0 | 0 | 0 | 0 | 0 | 0 | 0 | 0 | 0 | 0 | 0 | 0 | 0
Standard gasification or pyrolysis | 0 | 0 | 0 | 0 | 0 | 0 | 0 | 0 | 0 | 0 | 0 | 0 | 0 | 0 | 0 | 0 | 0 | 0 | 0 | 0 | 0
Other unspecified | 0 | 0 | 0 | 0 | 0 | 0 | 0 | 0 | 0 | 0 | 0 | 0 | 0 | 0 | 0 | 0 | 0 | 0 | 0 | 0 | 0
Geothermal | 0 | 0 | 0 | 0 | 0 | 0 | 0 | 0 | 0 | 0 | 0 | 0 | 0 | 0 | 0 | 0 | 0 | 0 | 0 | 0 | 0
Microgeneration | 0 | 0 | 0 | 0 | 0 | 0 | 0 | 0 | 0 | 0 | 0 | 0 | 0 | 0 | 0 | 0 | 0 | 0 | 0 | 0 | 0
Other ROC | 0 | 0 | 0 | 0 | 0 | 0 | 0 | 0 | 0 | 0 | 0 | 0 | 0 | 0 | 0 | 0 | 0 | 0 | 0 | 0 | 0
Non-ROC | 0 | 0 | 0 | 0 | 0 | 0 | 0 | 0 | 0 | 0 | 0 | 0 | 0 | 0 | 0 | 0 | 0 | 0 | 0 | 0 | 0
Embedded CHP | 20.3368 | 21.1797 | 22.0226 | 22.8654 | 23.7083 | 24.5512 | 25.3941 | 26.237 | 27.0799 | 27.9227 | 28.7656 | 29.6422 | 30.5188 | 31.3954 | 32.272 | 33.1486 | 34.0252 | 34.9018 | 35.7784 | 36.655 | 37.5316
Embedded Gas | 1.8409 | 1.8409 | 1.8409 | 1.8409 | 1.8409 | 1.8409 | 1.8409 | 1.8409 | 1.8409 | 1.8409 | 1.8409 | 1.8409 | 1.8409 | 1.8409 | 1.8409 | 1.8409 | 1.8409 | 1.8409 | 1.8409 | 1.8409 | 1.8409
Embedded offshore wind | 0 | 0 | 0 | 0 | 0 | 0 | 0 | 0 | 0 | 0 | 0 | 0 | 0 | 0 | 0 | 0 | 0 | 0 | 0 | 0 | 0
Embedded onshore wind | 3.7151 | 3.7151 | 3.7151 | 3.7151 | 3.7151 | 3.7151 | 3.7151 | 3.7151 | 3.7151 | 3.7151 | 3.7151 | 3.7151 | 3.7151 | 3.7151 | 3.7151 | 3.7151 | 3.7151 | 3.7151 | 3.7151 | 3.7151 | 3.7151
Embedded biomass | 11.2713 | 11.858 | 12.583 | 13.3479 | 14.2247 | 15.1938 | 16.2222 | 17.3101 | 18.4672 | 19.6608 | 20.8552 | 22.0503 | 23.2461 | 24.4426 | 25.6399 | 26.8379 | 28.0368 | 29.2363 | 30.4367 | 31.6378 | 32.8397
Embedded tidal and wave | 0.0017532 | 0.071881 | 0.10695 | 0.17707 | 0.30506 | 0.45548 | 0.6308 | 0.82581 | 1.0891 | 1.4046 | 1.6852 | 1.9216 | 2.1936 | 2.5063 | 2.8569 | 3.2076 | 3.5582 | 3.9089 | 4.2595 | 4.6101 | 4.9608
Embedded hydro | 1.5656 | 1.5945 | 1.6234 | 1.6524 | 1.6813 | 1.7102 | 1.7941 | 1.823 | 1.852 | 1.8809 | 1.9098 | 1.9387 | 1.9677 | 1.9966 | 2.0255 | 2.0545 | 2.0834 | 2.1123 | 2.1412 | 2.1702 | 2.1991
Total | 329.6781 | 345.4964 | 345.6274 | 350.7188 | 352.577 | 350.8257 | 352.2787 | 346.4591 | 349.2259 | 348.797 | 356.1595 | 357.6464 | 362.3643 | 365.9893 | 381.7223 | 391.0002 | 395.1068 | 399.8598 | 404.1804 | 408.9954 | 83.0872
Generation by chart type
| 2011 | 2012 | 2013 | 2014 | 2015 | 2016 | 2017 | 2018 | 2019 | 2020 | 2021 | 2022 | 2023 | 2024 | 2025 | 2026 | 2027 | 2028 | 2029 | 2030 | 2031
Gas | 118.3546 | 79.1413 | 90.2738 | 91.13 | 94.7364 | 114.8111 | 117.6999 | 118.2628 | 133.0785 | 136.4786 | 145.501 | 150.895 | 146.2048 | 139.2626 | 101.0887 | 89.5492 | 91.1491 | 93.8427 | 95.8019 | 98.6365 | 39.3725
Coal | 99.7993 | 147.9033 | 138.8526 | 134.7392 | 126.8978 | 79.6444 | 67.5756 | 56.3705 | 50.1474 | 47.9246 | 26.2315 | 20.8676 | 16.8004 | 13.3681 | 13.32 | 12.8964 | 12.8793 | 12.9226 | 12.9175 | 12.9579 | 0
Oil | 0 | 0 | 0 | 0 | 0 | 0 | 0 | 0 | 0 | 0 | 0 | 0 | 0 | 0 | 0 | 0 | 0 | 0 | 0 | 0 | 0
OCGT | 0 | 0 | 0 | 0 | 0 | 0 | 1.027e-11 | 1.027e-11 | 0 | 0 | 0 | 0 | 0 | 0 | 0 | 0 | 0 | 0 | 0 | 0 | 0
PS | 0 | 0 | 0 | 0 | 0 | 0 | 0.00052109 | 0.00010802 | 0 | 0 | 0 | 0 | 0 | 0 | 0 | 0 | 0 | 0 | 0 | 0 | 0
Nuclear | 74.2143 | 74.2143 | 69.8925 | 69.8925 | 66.4492 | 66.4492 | 66.4492 | 66.4492 | 58.8528 | 53.6527 | 65.3881 | 65.3881 | 77.1235 | 72.4502 | 84.1845 | 104.212 | 104.212 | 104.212 | 104.2121 | 104.2126 | 0
CCS | 4.493e-11 | 1.6417e-08 | 3.1258e-08 | 3.3878e-08 | 2.0991 | 7.6968 | 7.6968 | 7.6973 | 7.6973 | 7.6973 | 7.6973 | 7.6973 | 7.6973 | 25.1415 | 65.3062 | 65.3052 | 65.2926 | 65.3047 | 65.2997 | 65.3039 | 0
Onshore wind | 9.7113 | 10.14 | 12.2728 | 13.8675 | 15.9871 | 18.2938 | 24.0689 | 24.2556 | 24.8067 | 24.8994 | 25.4181 | 25.4862 | 26.0149 | 26.0835 | 26.6204 | 26.7029 | 27.6777 | 28.058 | 28.8524 | 29.1611 | 3.7151
Offshore wind | 4.5922 | 10.5201 | 10.5201 | 16.4101 | 20.8068 | 25.3617 | 28.0167 | 31.3336 | 31.3336 | 33.3185 | 33.3185 | 33.3185 | 33.3185 | 33.3185 | 33.3185 | 33.3185 | 33.3185 | 33.3185 | 33.3185 | 33.3185 | 0
Other renewable | 23.0064 | 23.5775 | 23.8156 | 24.6795 | 25.6006 | 38.5687 | 40.7711 | 42.09 | 43.3096 | 44.8259 | 52.6049 | 53.9937 | 55.2049 | 56.3649 | 57.884 | 59.016 | 60.5776 | 62.2011 | 63.7783 | 65.4048 | 39.9996
Total | 329.6781 | 345.4964 | 345.6274 | 350.7188 | 352.577 | 350.8257 | 352.2787 | 346.4591 | 349.2259 | 348.797 | 356.1595 | 357.6464 | 362.3643 | 365.9893 | 381.7223 | 391.0002 | 395.1068 | 399.8598 | 404.1804 | 408.9954 | 83.0872
Inc total embedded of: | 38.7313 | 40.26 | 41.8919 | 43.5987 | 45.4753 | 47.4666 | 49.5971 | 51.7519 | 54.044 | 56.425 | 58.7717 | 61.1088 | 63.4821 | 65.8969 | 68.3503 | 70.8046 | 73.2595 | 75.7153 | 78.1718 | 80.6291 | 83.0872
Capacity by SYS Zone
| 2011 | 2012 | 2013 | 2014 | 2015 | 2016 | 2017 | 2018 | 2019 | 2020 | 2021 | 2022 | 2023 | 2024 | 2025 | 2026 | 2027 | 2028 | 2029 | 2030 | 2031
A | 3512 | 3512 | 3122 | 3122 | 3122 | 2217 | 2217 | 2217 | 3017 | 3017 | 3817 | 3817 | 3817 | 3817 | 3817 | 3817 | 3817 | 3817 | 3817 | 3817 | 3817
B | 2659 | 2661.1137 | 1734.6354 | 1735.1933 | 2067.8859 | 2292.3999 | 2293.2691 | 2294.2253 | 2295.0997 | 2295.9765 | 3896.5433 | 3897.1882 | 3897.8497 | 3898.4991 | 3899.2388 | 3900.0191 | 3904.9012 | 3908.5004 | 3916.0162 | 3918.9373 | 3918.9373
C | 9554 | 10060.1138 | 6754.6354 | 7527.1933 | 6683.8859 | 6794.3999 | 7555.2691 | 7556.2253 | 7276.0997 | 7276.9765 | 8077.5433 | 8078.1882 | 9748.8497 | 10242.4991 | 12043.2388 | 13694.0192 | 13698.9012 | 13702.5004 | 13710.0162 | 13712.9373 | 13712.9373
D | 3108 | 3108 | 1650 | 1650 | 1650 | 1550 | 1550 | 1550 | 1550 | 1550 | 3150 | 3150 | 3150 | 3150 | 3150 | 1600 | 1600 | 1600 | 1600 | 1600 | 1600
E | 1261 | 1263.7093 | 1264.378 | 1265.0931 | 1265.9808 | 1267.9215 | 1269.0355 | 1270.2612 | 2071.382 | 3742.5058 | 4543.2323 | 4544.0589 | 4544.9069 | 4954.7392 | 4955.6873 | 4956.6876 | 4962.9453 | 4967.5587 | 4977.1922 | 4980.9364 | 4980.9364
F | 1045 | 1047.7093 | 1048.378 | 1049.0931 | 1049.9808 | 1353.9215 | 1759.0355 | 2164.2612 | 2165.382 | 2166.5058 | 2167.2323 | 2168.0589 | 2168.9069 | 2169.7392 | 2170.6873 | 2171.6876 | 2177.9453 | 2182.5587 | 2192.1922 | 2195.9364 | 2195.9364
G | 1449 | 1449.4328 | 1234.5396 | 1234.6539 | 1399.7957 | 1400.1057 | 1400.2837 | 1400.4795 | 1400.6585 | 1400.8381 | 1400.9541 | 1401.0862 | 1401.2217 | 1401.3546 | 1401.5061 | 1401.6659 | 168.6656 | 169.4026 | 170.9415 | 171.5397 | 171.5397
H | 4470 | 5739.4447 | 5620.7755 | 5278.2686 | 5751.363 | 6598.1281 | 5033.0116 | 5037.2842 | 5041.1913 | 5045.109 | 5047.6416 | 5050.523 | 5053.4789 | 5005.3805 | 5008.6857 | 5012.1725 | 5033.9867 | 5050.0688 | 5083.6509 | 5096.7033 | 5096.7033
I | 5610 | 5142.35 | 4909.4 | 5795.6 | 6122.8 | 6339.5528 | 7310.7056 | 7310.7056 | 7310.7056 | 7310.7056 | 7310.7056 | 7310.7056 | 7310.7056 | 6236.7056 | 6236.7056 | 6236.7056 | 6236.7056 | 6236.7056 | 6236.7056 | 6236.7056 | 5021.7056
J | 2630 | 2711.4897 | 2297.0913 | 2298.8043 | 2800.9306 | 3305.579 | 3308.2475 | 3311.1833 | 3313.868 | 3316.5599 | 3318.3001 | 3320.28 | 3322.3111 | 1953.3049 | 1955.576 | 1957.9718 | 1972.961 | 1984.0113 | 2007.0865 | 2016.0551 | 2016.0551
K | 7425 | 8303.4408 | 8305.5239 | 9147.752 | 9150.5176 | 9156.5636 | 9560.0343 | 9763.8528 | 9767.3446 | 10370.8459 | 10373.1093 | 10375.6845 | 10378.3262 | 7393.9194 | 8396.8733 | 8399.9895 | 8419.4852 | 8433.8579 | 8463.8707 | 8475.5357 | 8475.5357
L | 4221 | 4221 | 4003 | 5323 | 4359 | 4505.2019 | 4651.4038 | 4651.4038 | 4651.4038 | 4651.4038 | 3683.4038 | 1696.4038 | 1696.4038 | 1696.4038 | 1696.4038 | 1696.4038 | 1696.4038 | 1696.4038 | 1696.4038 | 1696.4038 | 1696.4038
M | 2465 | 2474.1621 | 2266.4232 | 2268.8417 | 2271.8436 | 2278.4062 | 2282.1735 | 1771.3183 | 1775.1086 | 1778.909 | 1781.3658 | 1784.161 | 1787.0286 | 1789.8434 | 413.0496 | 416.4321 | 437.5937 | 453.1946 | 485.7721 | 498.4339 | 498.4339
N | 2797 | 2809.2415 | 2812.2625 | 3725.4939 | 3729.5047 | 2761.773 | 980.3065 | 985.8444 | 990.9085 | 995.9863 | 999.2689 | 1003.0035 | 1006.8348 | 976.5957 | 980.8796 | 985.3989 | 1013.6729 | 1034.5173 | 1078.044 | 1094.9615 | 1094.9615
O | 2776 | 2776 | 2752 | 2752 | 2505 | 2555.6855 | 2030.3711 | 2431.3711 | 2431.3711 | 2431.3711 | 1860.3711 | 1860.3711 | 1289.3711 | 1289.3711 | 1289.3711 | 1289.3711 | 1289.3711 | 1289.3711 | 1289.3711 | 1289.3711 | 1289.3711
P | 13995 | 14000.6498 | 13897.0442 | 13627.5355 | 13699.3866 | 14263.4335 | 12099.7566 | 12102.3125 | 11439.6498 | 10541.9934 | 10543.5084 | 9776.232 | 9262.0003 | 10074.736 | 13016.7132 | 13018.799 | 13031.8484 | 13041.4687 | 13061.5577 | 13069.3656 | 13069.3656
Q | 1720 | 1732.2415 | 1735.2626 | 1780.4939 | 1784.5047 | 2092.273 | 2097.3065 | 2102.8444 | 2107.9085 | 905.9863 | 679.2689 | 683.0035 | 686.8348 | 690.5957 | 694.8796 | 699.3989 | 727.6729 | 748.5173 | 792.044 | 808.9615 | 808.9615
R | 3161 | 3401.1458 | 3272.9093 | 3444.7955 | 3447.1368 | 3452.2552 | 3455.1934 | 3458.426 | 3461.3821 | 2261.3462 | 2263.2624 | 2265.4424 | 2267.6789 | 2170.8742 | 2173.3749 | 2176.013 | 2192.5175 | 2204.6851 | 2230.0932 | 2239.9685 | 1036.9685
S | 0 | 0 | 0 | 0 | 0 | 0 | 0 | 0 | 0 | 0 | 0 | 0 | 0 | 0 | 0 | 0 | 0 | 0 | 0 | 0 | 0
T | 0 | 0 | 0 | 0 | 0 | 0 | 0 | 0 | 0 | 0 | 0 | 0 | 0 | 0 | 0 | 0 | 0 | 0 | 0 | 0 | 0
U | 2032 | 3061.7897 | 3063.3913 | 3065.1043 | 3567.2306 | 3571.879 | 3574.5475 | 3577.4833 | 3580.168 | 3582.8599 | 5254.6001 | 5256.58 | 5258.6111 | 5260.6049 | 6932.8759 | 6935.2718 | 6950.2609 | 6961.3113 | 6984.3865 | 6993.3551 | 5781.3551
V | 2534 | 2580.1621 | 2182.4232 | 2721.8417 | 2234.8436 | 2241.4062 | 2245.1735 | 2249.3183 | 2253.1086 | 2256.909 | 2259.3658 | 2262.161 | 2265.0286 | 2267.8434 | 2271.0496 | 3474.4321 | 3495.5937 | 3511.1946 | 3543.7721 | 3556.4339 | 3556.4339
W | 300 | 299.7 | 342.2 | 342.2 | 365.2 | 462.6213 | 557.0425 | 557.0425 | 557.0425 | 557.0425 | 557.0425 | 557.0425 | 557.0425 | 557.0425 | 557.0425 | 557.0425 | 557.0425 | 557.0425 | 557.0425 | 557.0425 | 557.0425
X | 321 | 321 | 509.6 | 559.5 | 559.5 | 630.7542 | 716.9085 | 716.9085 | 716.9085 | 716.9085 | 716.9085 | 716.9085 | 716.9085 | 716.9085 | 716.9085 | 716.9085 | 716.9085 | 716.9085 | 716.9085 | 716.9085 | 716.9085
Y | 1190 | 1190 | 1190 | 410 | 487 | 247.0635 | 484.127 | 484.127 | 579.1676 | 579.1676 | 674.2082 | 674.2082 | 769.2488 | 769.2488 | 864.2894 | 864.2894 | 959.3299 | 959.3299 | 959.3299 | 959.3299 | 959.3299
Z | 1152 | 1152.4 | 1429.4 | 1561 | 1948 | 2130.5086 | 2760.7529 | 2794.3209 | 2815.1176 | 2815.1176 | 2835.9142 | 2835.9142 | 2856.7108 | 2856.7108 | 2877.5074 | 2877.5074 | 2898.3041 | 2898.3041 | 2898.3041 | 2898.3041 | 2898.3041
Total | 81387.0001 | 85018.2969 | 77397.2734 | 81685.4582 | 82023.2908 | 83468.8332 | 81190.9551 | 81758.1992 | 82567.9765 | 81568.0244 | 87210.7505 | 84484.2052 | 85213.2592 | 81339.9204 | 87519.544 | 88855.1874 | 87960.0171 | 88124.413 | 88467.7014 | 88601.1266 | 84971.1266
Embedded | 8658.5172 | 8964.4894 | 9280.1863 | 9611.5601 | 9975.4007 | 10358.7966 | 10776.7444 | 11189.8073 | 11632.1876 | 12094.7041 | 12547.3226 | 12995.1759 | 13453.2492 | 13923.061 | 14403.7905 | 14884.6273 | 15365.5725 | 15846.6272 | 16327.7924 | 16809.0692 | 17290.4588
Carbon emissions by plant type (kt of CO2)
| 2011 | 2012 | 2013 | 2014 | 2015 | 2016 | 2017 | 2018 | 2019 | 2020 | 2021 | 2022 | 2023 | 2024 | 2025 | 2026 | 2027 | 2028 | 2029 | 2030 | 2031
CHP | 3270.0033 | 2234.3061 | 2517.1299 | 1940.6343 | 1885.9106 | 2185.4021 | 2129.472 | 2217.182 | 2215.9398 | 2244.9943 | 1660.9967 | 1830.6671 | 1591.468 | 1120.1182 | 420.684 | 170.9668 | 187.0678 | 228.6324 | 262.8581 | 290.2005 | 0
AGT | 0 | 0 | 0 | 0 | 0 | 0 | 0 | 0 | 0 | 0 | 0 | 0 | 0 | 0 | 0 | 0 | 0 | 0 | 0 | 0 | 0
Oil | 0 | 0 | 0 | 0 | 0 | 0 | 0 | 0 | 0 | 0 | 0 | 0 | 0 | 0 | 0 | 0 | 0 | 0 | 0 | 0 | 0
Hydro | 0 | 0 | 0 | 0 | 0 | 0 | 0 | 0 | 0 | 0 | 0 | 0 | 0 | 0 | 0 | 0 | 0 | 0 | 0 | 0 | 0
PS | 0 | 0 | 0 | 0 | 0 | 0 | 0 | 0 | 0 | 0 | 0 | 0 | 0 | 0 | 0 | 0 | 0 | 0 | 0 | 0 | 0
Nuclear | 0 | 0 | 0 | 0 | 0 | 0 | 0 | 0 | 0 | 0 | 0 | 0 | 0 | 0 | 0 | 0 | 0 | 0 | 0 | 0 | 0
CCGT | 31526.1244 | 17853.8426 | 21298.2528 | 21773.9064 | 22814.4703 | 28215.9983 | 28987.4716 | 28802.5809 | 33773.9601 | 34682.8784 | 38047.3845 | 39504.7732 | 37742.482 | 35410.5508 | 22169.5709 | 17991.677 | 18233.2319 | 18830.7157 | 19182.0366 | 19851.754 | 0
OCGT | 0 | 0 | 0 | 0 | 0 | 0 | 4.9998e-09 | 4.9998e-09 | 0 | 0 | 0 | 0 | 0 | 0 | 0 | 0 | 0 | 0 | 0 | 0 | 0
Coal | 90291.3587 | 135876.8867 | 127264.1693 | 122987.6266 | 115735.8162 | 71424.8436 | 60151.8183 | 50056.2037 | 44465.2929 | 42457.3926 | 23146.6588 | 18334.0058 | 14681.8961 | 11594.7935 | 11553.0353 | 11185.6357 | 11170.858 | 11208.4165 | 11203.9718 | 11238.996 | 0
Coal + CCS | 4.7738e-09 | 1.7443e-06 | 3.3212e-06 | 3.5995e-06 | 223.0326 | 817.7861 | 817.7861 | 817.8383 | 817.8383 | 817.8383 | 817.8383 | 817.8383 | 817.8383 | 1561.3276 | 3747.1863 | 3747.078 | 3747.022 | 3747.0235 | 3746.9994 | 3746.9472 | 0
CCGT + CCS | 0 | 0 | 0 | 0 | 0 | 7.0367e-11 | 1.4777e-09 | 1.1506e-06 | 1.1507e-06 | 1.1507e-06 | 1.1507e-06 | 1.1507e-06 | 1.1506e-06 | 429.4742 | 1234.9182 | 1234.9182 | 1234.423 | 1234.9182 | 1234.7225 | 1234.9182 | 0
Onshore wind (unclassified) | 0 | 0 | 0 | 0 | 0 | 0 | 0 | 0 | 0 | 0 | 0 | 0 | 0 | 0 | 0 | 0 | 0 | 0 | 0 | 0 | 0
Offshore wind (unclassified) | 0 | 0 | 0 | 0 | 0 | 0 | 0 | 0 | 0 | 0 | 0 | 0 | 0 | 0 | 0 | 0 | 0 | 0 | 0 | 0 | 0
Onshore wind | 0 | 0 | 0 | 0 | 0 | 0 | 0 | 0 | 0 | 0 | 0 | 0 | 0 | 0 | 0 | 0 | 0 | 0 | 0 | 0 | 0
Onshore wind (Medium) | 0 | 0 | 0 | 0 | 0 | 0 | 0 | 0 | 0 | 0 | 0 | 0 | 0 | 0 | 0 | 0 | 0 | 0 | 0 | 0 | 0
Onshore wind (Low) | 0 | 0 | 0 | 0 | 0 | 0 | 0 | 0 | 0 | 0 | 0 | 0 | 0 | 0 | 0 | 0 | 0 | 0 | 0 | 0 | 0
Offshore wind | 0 | 0 | 0 | 0 | 0 | 0 | 0 | 0 | 0 | 0 | 0 | 0 | 0 | 0 | 0 | 0 | 0 | 0 | 0 | 0 | 0
Offshore wind (Low) | 0 | 0 | 0 | 0 | 0 | 0 | 0 | 0 | 0 | 0 | 0 | 0 | 0 | 0 | 0 | 0 | 0 | 0 | 0 | 0 | 0
Wave | 0 | 0 | 0 | 0 | 0 | 0 | 0 | 0 | 0 | 0 | 0 | 0 | 0 | 0 | 0 | 0 | 0 | 0 | 0 | 0 | 0
Tidal Stream | 0 | 0 | 0 | 0 | 0 | 0 | 0 | 0 | 0 | 0 | 0 | 0 | 0 | 0 | 0 | 0 | 0 | 0 | 0 | 0 | 0
Tidal Range | 0 | 0 | 0 | 0 | 0 | 0 | 0 | 0 | 0 | 0 | 0 | 0 | 0 | 0 | 0 | 0 | 0 | 0 | 0 | 0 | 0
Sewage gas | 0 | 0 | 0 | 0 | 0 | 0 | 0 | 0 | 0 | 0 | 0 | 0 | 0 | 0 | 0 | 0 | 0 | 0 | 0 | 0 | 0
Solar | 0 | 0 | 0 | 0 | 0 | 0 | 0 | 0 | 0 | 0 | 0 | 0 | 0 | 0 | 0 | 0 | 0 | 0 | 0 | 0 | 0
Biomass regular | 0 | 0 | 0 | 0 | 0 | 0 | 0 | 0 | 0 | 0 | 0 | 0 | 0 | 0 | 0 | 0 | 0 | 0 | 0 | 0 | 0
Biomass energy crop | 0 | 0 | 0 | 0 | 0 | 0 | 0 | 0 | 0 | 0 | 0 | 0 | 0 | 0 | 0 | 0 | 0 | 0 | 0 | 0 | 0
Biowaste | 0 | 0 | 0 | 0 | 0 | 0 | 0 | 0 | 0 | 0 | 0 | 0 | 0 | 0 | 0 | 0 | 0 | 0 | 0 | 0 | 0
Biogas | 0 | 0 | 0 | 0 | 0 | 0 | 0 | 0 | 0 | 0 | 0 | 0 | 0 | 0 | 0 | 0 | 0 | 0 | 0 | 0 | 0
Biodiesel | 0 | 0 | 0 | 0 | 0 | 0 | 0 | 0 | 0 | 0 | 0 | 0 | 0 | 0 | 0 | 0 | 0 | 0 | 0 | 0 | 0
Biomass ACT | 0 | 0 | 0 | 0 | 0 | 0 | 0 | 0 | 0 | 0 | 0 | 0 | 0 | 0 | 0 | 0 | 0 | 0 | 0 | 0 | 0
Biomass AD | 0 | 0 | 0 | 0 | 0 | 0 | 0 | 0 | 0 | 0 | 0 | 0 | 0 | 0 | 0 | 0 | 0 | 0 | 0 | 0 | 0
Biomass regular (CHP) | 0 | 0 | 0 | 0 | 0 | 0 | 0 | 0 | 0 | 0 | 0 | 0 | 0 | 0 | 0 | 0 | 0 | 0 | 0 | 0 | 0
Biomass energy crop (CHP) | 0 | 0 | 0 | 0 | 0 | 0 | 0 | 0 | 0 | 0 | 0 | 0 | 0 | 0 | 0 | 0 | 0 | 0 | 0 | 0 | 0
Biowaste (CHP) | 0 | 0 | 0 | 0 | 0 | 0 | 0 | 0 | 0 | 0 | 0 | 0 | 0 | 0 | 0 | 0 | 0 | 0 | 0 | 0 | 0
Biogas (CHP) | 0 | 0 | 0 | 0 | 0 | 0 | 0 | 0 | 0 | 0 | 0 | 0 | 0 | 0 | 0 | 0 | 0 | 0 | 0 | 0 | 0
Biodiesel (CHP) | 0 | 0 | 0 | 0 | 0 | 0 | 0 | 0 | 0 | 0 | 0 | 0 | 0 | 0 | 0 | 0 | 0 | 0 | 0 | 0 | 0
Biomass ACT (CHP) | 0 | 0 | 0 | 0 | 0 | 0 | 0 | 0 | 0 | 0 | 0 | 0 | 0 | 0 | 0 | 0 | 0 | 0 | 0 | 0 | 0
Biomass AD (CHP) | 0 | 0 | 0 | 0 | 0 | 0 | 0 | 0 | 0 | 0 | 0 | 0 | 0 | 0 | 0 | 0 | 0 | 0 | 0 | 0 | 0
Landfill gas | 0 | 0 | 0 | 0 | 0 | 0 | 0 | 0 | 0 | 0 | 0 | 0 | 0 | 0 | 0 | 0 | 0 | 0 | 0 | 0 | 0
Hydro (small scale) | 0 | 0 | 0 | 0 | 0 | 0 | 0 | 0 | 0 | 0 | 0 | 0 | 0 | 0 | 0 | 0 | 0 | 0 | 0 | 0 | 0
Geopressure | 0 | 0 | 0 | 0 | 0 | 0 | 0 | 0 | 0 | 0 | 0 | 0 | 0 | 0 | 0 | 0 | 0 | 0 | 0 | 0 | 0
Standard gasification or pyrolysis | 0 | 0 | 0 | 0 | 0 | 0 | 0 | 0 | 0 | 0 | 0 | 0 | 0 | 0 | 0 | 0 | 0 | 0 | 0 | 0 | 0
Other unspecified | 0 | 0 | 0 | 0 | 0 | 0 | 0 | 0 | 0 | 0 | 0 | 0 | 0 | 0 | 0 | 0 | 0 | 0 | 0 | 0 | 0
Geothermal | 0 | 0 | 0 | 0 | 0 | 0 | 0 | 0 | 0 | 0 | 0 | 0 | 0 | 0 | 0 | 0 | 0 | 0 | 0 | 0 | 0
Microgeneration | 0 | 0 | 0 | 0 | 0 | 0 | 0 | 0 | 0 | 0 | 0 | 0 | 0 | 0 | 0 | 0 | 0 | 0 | 0 | 0 | 0
Other ROC | 0 | 0 | 0 | 0 | 0 | 0 | 0 | 0 | 0 | 0 | 0 | 0 | 0 | 0 | 0 | 0 | 0 | 0 | 0 | 0 | 0
Non-ROC | 0 | 0 | 0 | 0 | 0 | 0 | 0 | 0 | 0 | 0 | 0 | 0 | 0 | 0 | 0 | 0 | 0 | 0 | 0 | 0 | 0
Embedded CHP | 7833.2393 | 8157.8981 | 8482.557 | 8807.2159 | 9131.8747 | 9456.5336 | 9781.1925 | 10105.8514 | 10430.5102 | 10755.1691 | 11079.828 | 11417.4732 | 11755.1184 | 12092.7636 | 12430.4088 | 12768.0541 | 13105.6993 | 13443.3445 | 13780.9897 | 14118.6349 | 14456.2802
Embedded Gas | 689.3244 | 689.3244 | 689.3244 | 689.3244 | 689.3244 | 689.3244 | 689.3244 | 689.3244 | 689.3244 | 689.3244 | 689.3244 | 689.3244 | 689.3244 | 689.3244 | 689.3244 | 689.3244 | 689.3244 | 689.3244 | 689.3244 | 689.3244 | 689.3244
Embedded offshore wind | 0 | 0 | 0 | 0 | 0 | 0 | 0 | 0 | 0 | 0 | 0 | 0 | 0 | 0 | 0 | 0 | 0 | 0 | 0 | 0 | 0
Embedded onshore wind | 0 | 0 | 0 | 0 | 0 | 0 | 0 | 0 | 0 | 0 | 0 | 0 | 0 | 0 | 0 | 0 | 0 | 0 | 0 | 0 | 0
Embedded biomass | 0 | 0 | 0 | 0 | 0 | 0 | 0 | 0 | 0 | 0 | 0 | 0 | 0 | 0 | 0 | 0 | 0 | 0 | 0 | 0 | 0
Embedded tidal and wave | 0 | 0 | 0 | 0 | 0 | 0 | 0 | 0 | 0 | 0 | 0 | 0 | 0 | 0 | 0 | 0 | 0 | 0 | 0 | 0 | 0
Embedded hydro | 0 | 0 | 0 | 0 | 0 | 0 | 0 | 0 | 0 | 0 | 0 | 0 | 0 | 0 | 0 | 0 | 0 | 0 | 0 | 0 | 0
Total | 133610.0501 | 164812.258 | 160251.4334 | 156198.7076 | 150480.4289 | 112789.8881 | 102557.0649 | 92688.9807 | 92392.8658 | 91647.5971 | 75442.0307 | 72594.0819 | 67278.1273 | 62898.3524 | 52245.128 | 47787.6542 | 48367.6264 | 49382.3752 | 50100.9025 | 51170.7752 | 15145.6046
Carbon emissions by chart type
| 2011 | 2012 | 2013 | 2014 | 2015 | 2016 | 2017 | 2018 | 2019 | 2020 | 2021 | 2022 | 2023 | 2024 | 2025 | 2026 | 2027 | 2028 | 2029 | 2030 | 2031
Gas | 43318.6914 | 28935.3713 | 32987.2641 | 33211.081 | 34521.5801 | 40547.2585 | 41587.4605 | 41814.9387 | 47109.7346 | 48372.3663 | 51477.5336 | 53442.2378 | 51778.3928 | 49312.7571 | 35709.9882 | 31620.0223 | 32215.3234 | 33192.017 | 33915.2089 | 34949.9139 | 15145.6046
Coal | 90291.3587 | 135876.8867 | 127264.1693 | 122987.6266 | 115735.8162 | 71424.8436 | 60151.8183 | 50056.2037 | 44465.2929 | 42457.3926 | 23146.6588 | 18334.0058 | 14681.8961 | 11594.7935 | 11553.0353 | 11185.6357 | 11170.858 | 11208.4165 | 11203.9718 | 11238.996 | 0
Oil | 0 | 0 | 0 | 0 | 0 | 0 | 0 | 0 | 0 | 0 | 0 | 0 | 0 | 0 | 0 | 0 | 0 | 0 | 0 | 0 | 0
OCGT | 0 | 0 | 0 | 0 | 0 | 0 | 4.9998e-09 | 4.9998e-09 | 0 | 0 | 0 | 0 | 0 | 0 | 0 | 0 | 0 | 0 | 0 | 0 | 0
PS | 0 | 0 | 0 | 0 | 0 | 0 | 0 | 0 | 0 | 0 | 0 | 0 | 0 | 0 | 0 | 0 | 0 | 0 | 0 | 0 | 0
Nuclear | 0 | 0 | 0 | 0 | 0 | 0 | 0 | 0 | 0 | 0 | 0 | 0 | 0 | 0 | 0 | 0 | 0 | 0 | 0 | 0 | 0
CCS | 4.7738e-09 | 1.7443e-06 | 3.3212e-06 | 3.5995e-06 | 223.0326 | 817.7861 | 817.7861 | 817.8383 | 817.8383 | 817.8383 | 817.8383 | 817.8383 | 817.8383 | 1990.8019 | 4982.1046 | 4981.9962 | 4981.445 | 4981.9417 | 4981.7219 | 4981.8654 | 0
Onshore wind | 0 | 0 | 0 | 0 | 0 | 0 | 0 | 0 | 0 | 0 | 0 | 0 | 0 | 0 | 0 | 0 | 0 | 0 | 0 | 0 | 0
Offshore wind | 0 | 0 | 0 | 0 | 0 | 0 | 0 | 0 | 0 | 0 | 0 | 0 | 0 | 0 | 0 | 0 | 0 | 0 | 0 | 0 | 0
Other renewable | 0 | 0 | 0 | 0 | 0 | 0 | 0 | 0 | 0 | 0 | 0 | 0 | 0 | 0 | 0 | 0 | 0 | 0 | 0 | 0 | 0
Total | 133610.0501 | 164812.258 | 160251.4334 | 156198.7076 | 150480.4289 | 112789.8881 | 102557.0649 | 92688.9807 | 92392.8658 | 91647.5971 | 75442.0307 | 72594.0819 | 67278.1273 | 62898.3524 | 52245.128 | 47787.6542 | 48367.6264 | 49382.3752 | 50100.9025 | 51170.7752 | 15145.6046
Inc total embedded of: | 8522.5637 | 8847.2226 | 9171.8815 | 9496.5403 | 9821.1992 | 10145.8581 | 10470.5169 | 10795.1758 | 11119.8347 | 11444.4935 | 11769.1524 | 12106.7976 | 12444.4428 | 12782.0881 | 13119.7333 | 13457.3785 | 13795.0237 | 14132.6689 | 14470.3142 | 14807.9594 | 15145.6046
Total carbon intensity (g/kWhr) | 405.2743 | 477.0303 | 463.6537 | 445.3674 | 426.8016 | 321.4983 | 291.1248 | 267.5323 | 264.5647 | 262.7534 | 211.8209 | 202.9772 | 185.6643 | 171.8584 | 136.8669 | 122.219 | 122.4166 | 123.4992 | 123.9568 | 125.1133 | 182.2857
Carbon intensity (g/kWhr) - excl embed CHP | 406.5956 | 483.0289 | 468.9944 | 449.5653 | 429.8024 | 316.7068 | 283.8184 | 257.8933 | 254.4261 | 252.1001 | 196.5895 | 186.5117 | 167.3158 | 151.8425 | 113.9353 | 97.8607 | 97.6564 | 98.4744 | 98.5877 | 99.5115 | 15.1315
Renewable share
Data to calculate on EU basis:
| 2011 | 2012 | 2013 | 2014 | 2015 | 2016 | 2017 | 2018 | 2019 | 2020 | 2021 | 2022 | 2023 | 2024 | 2025 | 2026 | 2027 | 2028 | 2029 | 2030 | 2031
Consumption E in ESI (own use) | 15.851 | 15.626 | 15.542 | 15.13 | 15.485 | 15.236 | 14.84 | 13.382 | 13.214 | 12.513 | 11.293 | 11.144 | 11.339 | 11.473 | 10.585 | 10.835 | 11.16 | 11.57 | 12.076 | 12.533 | 12.736
Energy Industy excl own use and P/S | 8.6273 | 8.6273 | 8.6273 | 8.6273 | 8.6273 | 8.6273 | 8.6273 | 8.6273 | 8.6273 | 8.6273 | 8.6273 | 8.6273 | 8.6273 | 8.6273 | 8.6273 | 8.6273 | 8.6273 | 8.6273 | 8.6273 | 8.6273 | 8.6273
Consumption E in Rail Transport | 4.4826 | 4.4826 | 4.4826 | 4.4826 | 4.4826 | 4.4826 | 4.4826 | 4.4826 | 4.4826 | 4.4826 | 4.4826 | 4.4826 | 4.4826 | 4.4826 | 4.4826 | 4.4826 | 4.4826 | 4.4826 | 4.4826 | 4.4826 | 4.4826
Renewable generation | 37.3099 | 44.2375 | 46.6085 | 54.9571 | 62.3945 | 82.2242 | 92.8567 | 97.6792 | 99.4499 | 103.0438 | 111.3415 | 112.7984 | 114.5384 | 115.7669 | 117.823 | 119.0375 | 121.5738 | 123.5777 | 125.9492 | 127.8844 | 43.7147
EU-consistent demand | 332.4192 | 348.0125 | 348.0595 | 352.7389 | 354.9521 | 352.9518 | 354.0088 | 346.7312 | 349.33 | 348.2001 | 354.3426 | 355.6805 | 360.5934 | 364.3524 | 379.1974 | 388.7253 | 393.1569 | 398.3198 | 403.1465 | 408.4185 | 82.7133
Renewable share | 11.22% | 12.71% | 13.39% | 15.58% | 17.58% | 23.3% | 26.23% | 28.17% | 28.47% | 29.59% | 31.42% | 31.71% | 31.76% | 31.77% | 31.07% | 30.62% | 30.92% | 31.02% | 31.24% | 31.31% | 52.85%
Capacity by aggregated zones
| 2011 | 2012 | 2013 | 2014 | 2015 | 2016 | 2017 | 2018 | 2019 | 2020 | 2021 | 2022 | 2023 | 2024 | 2025 | 2026 | 2027 | 2028 | 2029 | 2030 | 2031
S England & S Wales | 30894 | 32261.5031 | 25436.5244 | 25872.104 | 25673.7533 | 25368.0346 | 24572.3993 | 24587.1031 | 25919.5492 | 27603.0315 | 34881.7472 | 34891.6633 | 36571.836 | 36061.8216 | 39543.196 | 39655.1955 | 38496.2673 | 38551.6121 | 38667.1822 | 38712.1006 | 37500.1006
Midlands & N Wales | 16645 | 17541.7651 | 16720.3704 | 18887.4354 | 17442.2047 | 17607.5779 | 17764.7851 | 17261.8931 | 17272.9655 | 17284.0677 | 16323.2447 | 14344.4103 | 14352.7871 | 11374.0099 | 11003.3763 | 12213.2575 | 12275.0764 | 12320.6509 | 12415.8186 | 12452.8073 | 12452.8073
N England | 21118 | 21155.2787 | 20929.4785 | 20915.3188 | 20997.5327 | 20906.7347 | 16969.563 | 16986.4273 | 16336.8489 | 13042.3122 | 12822.3085 | 12064.6815 | 11560.3489 | 12249.8016 | 15202.8472 | 15216.6099 | 15302.7118 | 15366.1883 | 15498.7389 | 15550.257 | 14347.257
S Scotland | 8386 | 7918.35 | 7661.4 | 8097.6 | 8177.8 | 8445.2383 | 8891.0767 | 8892.0767 | 8892.0767 | 8892.0767 | 8321.0767 | 8321.0767 | 7750.0767 | 6676.0767 | 6676.0767 | 6676.0767 | 6676.0767 | 6676.0767 | 6676.0767 | 6676.0767 | 5461.0767
N Scotland | 2943 | 2943.1 | 3451.2 | 2852.7 | 3339.7 | 3450.9477 | 4498.831 | 4532.399 | 4648.2362 | 4648.2362 | 4764.0734 | 4764.0734 | 4879.9106 | 4879.9106 | 4995.7478 | 4995.7478 | 5111.585 | 5111.585 | 5111.585 | 5111.585 | 5111.585
Offshore South | 826 | 2353.3 | 2353.3 | 2353.3 | 3185.3 | 3983.3 | 4387.3 | 4791.3 | 4791.3 | 4791.3 | 4791.3 | 4791.3 | 4791.3 | 4791.3 | 4791.3 | 4791.3 | 4791.3 | 4791.3 | 4791.3 | 4791.3 | 4791.3
Offshore Irish Sea | 555 | 825 | 825 | 1532 | 1532 | 1532 | 1532 | 1532 | 1532 | 1532 | 1532 | 1532 | 1532 | 1532 | 1532 | 1532 | 1532 | 1532 | 1532 | 1532 | 1532
Offshore E England | 8e-06 | 8e-06 | 8e-06 | 705 | 1205 | 1705 | 2105 | 2305 | 2305 | 2905 | 2905 | 2905 | 2905 | 2905 | 2905 | 2905 | 2905 | 2905 | 2905 | 2905 | 2905
Offshore Scotland | 20 | 20 | 20 | 470 | 470 | 470 | 470 | 470 | 470 | 470 | 470 | 470 | 470 | 470 | 470 | 470 | 470 | 470 | 470 | 470 | 470
Total | 81387.0001 | 85018.2969 | 77397.2733 | 81685.4582 | 82023.2908 | 83468.8332 | 81190.9551 | 81358.1992 | 82167.9765 | 81168.0244 | 86810.7505 | 84084.2052 | 84813.2592 | 80939.9204 | 87119.544 | 88455.1874 | 87560.0171 | 87724.413 | 88067.7014 | 88201.1266 | 84571.1266
TNUoS charges by zone
Generator DS Zonal Tariff (£/kW)
Generation - Wider Tariffs in Y+1
Zone No. | Zone Name | 2011 | 2012 | 2013 | 2014 | 2015 | 2016 | 2017 | 2018 | 2019 | 2020 | 2021 | 2022 | 2023 | 2024 | 2025 | 2026 | 2027 | 2028 | 2029 | 2030
1 | North Scotland | 0 | 2.4392 | 3.2581 | 1.7795 | 0.072719 | 0.031403 | 0.81564 | 0.7982 | 0.28522 | -1.6672 | -3.1698 | -4.0232 | -4.4033 | -5.6811 | -5.6334 | -5.9706 | -5.6762 | -5.4666 | -5.4666 | -5.4666
2 | Peterhead | 0 | 4.2857 | 5.1172 | 1.9635 | -0.53582 | -0.52344 | 0.29052 | 0.27967 | -0.23351 | -2.1863 | -3.6891 | -4.6839 | -5.1984 | -6.5663 | -6.5249 | -6.8621 | -6.5651 | -6.3559 | -6.3559 | -6.3559
3 | Western Highland & Skye | 0 | 1.2469 | 1.6426 | 2.1446 | 1.7771 | 1.6272 | 2.3507 | 2.3183 | 1.8057 | -0.14561 | -1.6479 | -2.5755 | -3.5921 | -4.9294 | -4.8674 | -5.205 | -4.9161 | -4.7057 | -4.7057 | -4.7057
4 | Central Highlands | 0 | 1.9835 | 2.1492 | 2.5069 | 1.6982 | 1.2033 | 1.6743 | 1.6533 | 1.1438 | -0.84122 | -2.3408 | -3.0478 | -3.6544 | -5.3035 | -5.1788 | -5.5175 | -5.2468 | -5.0339 | -5.0339 | -5.0339
5 | Argyll | 0 | 1.5162 | 2.4369 | 2.551 | 2.2905 | 1.3472 | 1.5959 | 1.7545 | 1.2516 | -0.82907 | -2.3225 | -2.6292 | -3.0074 | -4.8856 | -4.6489 | -4.9892 | -4.7443 | -4.5279 | -4.5279 | -4.5279
6 | Stirlingshire | 0 | 1.8383 | 3.3936 | 3.2806 | 1.9465 | 1.091 | 1.8921 | 1.8986 | 1.3817 | -0.52295 | -2.0298 | -3.0495 | -3.8524 | -5.4339 | -5.2669 | -5.6042 | -5.3118 | -5.1018 | -5.1018 | -5.1018
7 | South Scotland | 0 | 1.2961 | 2.7752 | 2.7276 | 2.3279 | 2.7826 | 3.0387 | 3.1338 | 2.6385 | 0.52136 | -0.95581 | -1.2496 | -1.7802 | -2.5535 | -2.0877 | -2.4147 | -2.3782 | -2.1978 | -2.1978 | -2.1978
8 | Auchencrosh | 0 | 1.4712 | 1.6951 | 1.8499 | 1.5112 | 1.1088 | 1.285 | 1.4722 | 0.97058 | -1.0461 | -2.5373 | -2.9246 | -3.3619 | -5.2121 | -4.9778 | -5.3183 | -5.0825 | -4.8644 | -4.8644 | -4.8644
9 | Humber & Lancashire | 0 | 2.13 | 3.581 | 3.6323 | 3.3445 | 3.8408 | 3.9446 | 4.4653 | 3.9301 | 4.023 | 2.4235 | 2.5362 | 1.7884 | 0.92014 | 1.3095 | 1.0551 | 1.1153 | 1.2425 | 1.2425 | 1.2425
10 | North East England | 0 | 1.9308 | 3.572 | 3.4698 | 3.1334 | 3.7762 | 3.7171 | 3.9343 | 3.399 | 0.58642 | -0.86729 | -0.68525 | -1.2531 | -2.1544 | -1.7504 | -2.0109 | -1.9669 | -1.8365 | -1.8365 | -1.8365
11 | Anglesey | 0 | 3.5428 | 5.1237 | 5.0465 | 4.4473 | 3.9622 | 3.9932 | 3.9933 | 3.5903 | 0.97014 | -0.46654 | -0.49994 | -0.92368 | -1.4982 | -1.3466 | -1.6927 | -1.5106 | -1.5643 | -1.5643 | -1.5643
12 | Dinorwig | 0 | 3.5428 | 5.1237 | 5.0465 | 4.8192 | 4.334 | 4.365 | 4.3651 | 3.9621 | 0.97014 | -0.46654 | -0.49994 | -0.92368 | -1.4982 | -1.3466 | -1.6927 | -1.5106 | -1.5643 | -1.5643 | -1.5643
13 | South Yorks & North Wales | 0 | 2.0397 | 3.0783 | 3.3375 | 2.9004 | 3.3233 | 3.3412 | 4.0439 | 3.521 | 3.4982 | 2.7842 | 2.908 | 2.4403 | 1.493 | 2.0292 | 2.1343 | 2.1202 | 2.1867 | 2.1867 | 2.1867
14 | Midlands | 0 | 0.39569 | 1.1804 | 2.0302 | 1.7726 | 2.1356 | 2.1884 | 2.3658 | 2.1822 | 2.2289 | 2.1973 | 2.2913 | 2.7079 | 2.9277 | 3.1848 | 2.9961 | 3.0058 | 3.0481 | 3.0481 | 3.0481
15 | South Wales & Gloucester | 0 | 5.5224 | 6.4778 | 6.1177 | 6.3515 | 6.6366 | 6.4947 | 5.5877 | 5.8137 | 7.1345 | 7.7748 | 7.7645 | 8.047 | 8.4816 | 7.3628 | 7.0589 | 7.1918 | 7.0009 | 7.0009 | 7.0009
16 | Central London | 0 | -2.1178 | -3.6266 | -3.9107 | -3.5606 | -3.7116 | -3.7764 | -3.8773 | -3.35 | -2.8737 | -1.5415 | -1.7358 | 3.7649 | 4.2255 | 4.6873 | 4.3187 | 4.3213 | 4.4327 | 4.4327 | 4.4327
17 | South East | 0 | -2.836 | -4.9275 | -5.0977 | -5.1248 | -5.1814 | -4.6201 | -4.5212 | -2.9461 | -2.5685 | -1.1231 | -0.81687 | -0.2045 | 0.32895 | 1.1224 | 1.2831 | 1.1902 | 1.2797 | 1.2797 | 1.2797
18 | Oxon & South Coast | 0 | -0.1504 | -1.1013 | -1.1463 | -1.093 | -1.1793 | -1.2957 | -1.3427 | -1.0542 | -0.55546 | 1.7122 | 1.6905 | 2.1104 | 2.9349 | 2.6705 | 2.693 | 2.0637 | 2.232 | 2.232 | 2.232
19 | Wessex | 0 | 0.82089 | -0.85273 | -1.3983 | -0.2871 | -1.047 | -1.1956 | -1.2974 | 0.02875 | 2.3671 | 3.3658 | 3.4175 | 3.7944 | 5.4323 | 4.0147 | 4.8488 | 4.9085 | 4.7001 | 4.7001 | 4.7001
20 | Peninsula | 0 | 1.501 | 0.27971 | -0.30066 | 1.186 | -0.86989 | -1.0153 | -1.4132 | -0.32025 | 1.1813 | 2.3586 | 2.3991 | 2.7636 | 4.476 | 3.656 | 4.6138 | 4.7103 | 4.4637 | 4.4637 | 4.4637
Generator DS Zonal Tariff (£/kW)
Generation - Wider Tariffs in Y+5
Zone No. | Zone Name | 2011 | 2012 | 2013 | 2014 | 2015 | 2016 | 2017 | 2018 | 2019 | 2020 | 2021 | 2022 | 2023 | 2024 | 2025 | 2026 | 2027 | 2028 | 2029 | 2030
1 | North Scotland | 0 | 0 | 0 | 0 | 0 | 2.2719 | 2.6747 | 1.4512 | 1.1962 | 1.974 | 0.53948 | 1.7834 | -3.0505 | 0.047453 | -5.3215 | -5.4528 | -5.7042 | -5.7752 | -5.5931 | -6.0329
2 | Peterhead | 0 | 0 | 0 | 0 | 0 | 3.0611 | 3.4436 | 1.4761 | 0.64778 | 2.0624 | 0.42072 | 1.7255 | -3.8495 | 0.10488 | -6.0864 | -6.1083 | -6.5952 | -6.666 | -6.4875 | -6.9133
3 | Western Highland & Skye | 0 | 0 | 0 | 0 | 0 | 2.1305 | 2.5802 | 2.3525 | 2.7771 | 2.7259 | 1.2376 | 1.0845 | -2.2287 | -0.08757 | -4.5669 | -5.1033 | -4.9397 | -5.011 | -4.8205 | -5.2922
4 | Central Highlands | 0 | 0 | 0 | 0 | 0 | 2.6747 | 3.3906 | 2.2347 | 2.2365 | 1.9758 | 0.69041 | 1.3314 | -2.3026 | -0.57005 | -4.7966 | -4.8489 | -5.2561 | -5.3284 | -5.1021 | -5.7173
5 | Argyll | 0 | 0 | 0 | 0 | 0 | 3.1454 | 4.0655 | 2.5788 | 2.4186 | 1.4274 | 0.7032 | 0.99232 | -1.6552 | -1.3105 | -4.2737 | -4.1194 | -4.7339 | -4.8078 | -4.5195 | -5.3895
6 | Stirlingshire | 0 | 0 | 0 | 0 | 0 | 2.61 | 2.9597 | 2.2549 | 2.3623 | 2.4137 | 0.87976 | 2.0132 | -2.5047 | 0.081425 | -4.8446 | -4.7684 | -5.3378 | -5.4087 | -5.2338 | -5.6243
7 | South Scotland | 0 | 0 | 0 | 0 | 0 | 3.1313 | 3.3842 | 3.4079 | 3.8463 | 3.1921 | 1.384 | 2.2229 | -0.41061 | 1.2197 | -1.9988 | -1.6583 | -2.1208 | -2.1841 | -2.0872 | -2.569
8 | Auchencrosh | 0 | 0 | 0 | 0 | 0 | 2.2367 | 3.319 | 2.101 | 2.0342 | 1.2576 | 0.53003 | 0.9409 | -2.0069 | -1.6395 | -4.5677 | -4.4119 | -5.0255 | -5.0991 | -4.8621 | -5.6406
9 | Humber & Lancashire | 0 | 0 | 0 | 0 | 0 | 3.6661 | 3.9029 | 4.1636 | 4.7008 | 4.0786 | 4.333 | 3.3969 | 3.5693 | 2.0931 | 1.6927 | 1.9507 | 1.3243 | 1.2322 | 1.2759 | 0.82235
10 | North East England | 0 | 0 | 0 | 0 | 0 | 3.583 | 3.8029 | 4.1111 | 4.7231 | 4.3899 | 1.0828 | 3.0642 | 0.10689 | 1.8733 | -1.4932 | -1.2553 | -1.802 | -1.8239 | -1.7734 | -2.2295
11 | Anglesey | 0 | 0 | 0 | 0 | 0 | 4.4985 | 4.767 | 4.6571 | 4.4654 | 1.4899 | 1.39 | 0.79432 | 0.43293 | 0.28408 | -0.64849 | -0.28068 | -1.3825 | -1.3977 | -1.3429 | -1.8227
12 | Dinorwig | 0 | 0 | 0 | 0 | 0 | 4.8703 | 5.1388 | 5.0289 | 4.8372 | 1.4899 | 1.39 | 0.79432 | 0.43293 | 0.28408 | -0.64849 | -0.28068 | -1.3825 | -1.3977 | -1.3429 | -1.8227
13 | South Yorks & North Wales | 0 | 0 | 0 | 0 | 0 | 3.254 | 3.4975 | 3.7257 | 3.9269 | 3.6686 | 3.5612 | 3.1906 | 3.4051 | 2.2466 | 2.1393 | 2.4316 | 1.932 | 1.9181 | 1.9296 | 2.0624
14 | Midlands | 0 | 0 | 0 | 0 | 0 | 2.0826 | 2.0481 | 2.2042 | 2.3989 | 2.0619 | 2.2662 | 2.1899 | 2.7506 | 1.9688 | 2.5867 | 2.5229 | 2.7084 | 2.7101 | 2.9959 | 3.2011
15 | South Wales & Gloucester | 0 | 0 | 0 | 0 | 0 | 6.3565 | 6.0436 | 5.9159 | 5.8566 | 6.0606 | 6.9491 | 6.7908 | 7.7305 | 6.9981 | 7.4258 | 6.3796 | 6.9973 | 6.9673 | 7.1079 | 7.0691
16 | Central London | 0 | 0 | 0 | 0 | 0 | -4.0714 | -4.3248 | -4.0578 | -4.4404 | -4.2012 | -3.5958 | 0.71218 | 2.4923 | 2.1514 | 3.2708 | 3.4438 | 4.0186 | 4.0517 | 4.5497 | 4.5351
17 | South East | 0 | 0 | 0 | 0 | 0 | -5.7744 | -5.6764 | -5.5251 | -5.5236 | -4.7826 | -4.2595 | -3.7674 | -1.9024 | -1.9633 | -0.50603 | 0.02762 | 0.8885 | 0.96155 | 1.0064 | 1.5158
18 | Oxon & South Coast | 0 | 0 | 0 | 0 | 0 | -1.3542 | -1.6495 | -1.6572 | -2.1242 | -1.6175 | -1.1972 | -0.71535 | -0.01649 | 0.86731 | 2.102 | 2.0841 | 2.5818 | 2.5532 | 2.5868 | 2.7489
19 | Wessex | 0 | 0 | 0 | 0 | 0 | -1.2743 | -1.6074 | -2.127 | -1.8594 | 0.15878 | 0.90501 | 1.7113 | 2.9856 | 2.7439 | 3.9328 | 3.2865 | 3.8588 | 3.8444 | 3.7841 | 4.918
20 | Peninsula | 0 | 0 | 0 | 0 | 0 | -0.094834 | -1.1717 | -1.3994 | -1.7225 | 0.095394 | -0.26032 | 2.1378 | 1.6618 | 3.4324 | 2.8731 | 2.9387 | 3.4903 | 3.4733 | 3.4234 | 4.6753
Generator CBA Zonal Tariff (£/kW)
Generation - Wider Year Round Shared Tariffs in Y+1
Zone No. | Zone Name | 2011 | 2012 | 2013 | 2014 | 2015 | 2016 | 2017 | 2018 | 2019 | 2020 | 2021 | 2022 | 2023 | 2024 | 2025 | 2026 | 2027 | 2028 | 2029 | 2030
1 | North Scotland | 0 | 17.7094 | 16.0627 | 12.3658 | 9.3379 | 11.5055 | 9.9822 | 7.3809 | 8.4023 | 7.9224 | 7.1179 | 5.3632 | 4.4171 | 4.5915 | 4.8218 | 4.7334 | 4.7411 | 4.8591 | 4.8566 | 4.8556
2 | Peterhead | 0 | 14.4894 | 13.1203 | 9.9067 | 6.4852 | 8.8995 | 9.0836 | 6.5302 | 7.5725 | 7.1171 | 6.3621 | 4.6346 | 3.6431 | 3.7675 | 4.0716 | 3.9873 | 4.033 | 4.1553 | 4.1529 | 4.152
3 | Western Highland & Skye | 0 | 14.3188 | 13.9537 | 10.3319 | 7.5525 | 10.1339 | 9.0836 | 6.5302 | 7.5725 | 7.1171 | 6.3621 | 4.6346 | 3.6431 | 3.7675 | 4.0716 | 3.9873 | 4.033 | 4.1553 | 4.1529 | 4.152
4 | Central Highlands | 0 | 14.3188 | 13.9537 | 10.3319 | 7.5525 | 10.1339 | 9.0836 | 6.5302 | 7.5725 | 7.1171 | 6.3621 | 4.6346 | 3.6431 | 3.7675 | 4.0716 | 3.9873 | 4.033 | 4.1553 | 4.1529 | 4.152
5 | Argyll | 0 | 12.045 | 10.2504 | 9.0718 | 7.722 | 12.2556 | 11.4026 | 8.8146 | 9.6854 | 9.4026 | 8.6298 | 6.9818 | 5.7574 | 5.9875 | 6.4218 | 6.3696 | 6.4971 | 6.6991 | 6.6959 | 6.6947
6 | Stirlingshire | 0 | 11.2454 | 8.8807 | 7.4127 | 6.3288 | 8.8596 | 8.1584 | 5.5565 | 6.5999 | 6.1374 | 5.4031 | 3.6236 | 2.5829 | 2.7315 | 3.0622 | 2.9791 | 3.0472 | 3.1661 | 3.1634 | 3.1623
7 | South Scotland | 0 | 10.7383 | 8.4586 | 7.2181 | 6.0949 | 7.8564 | 7.0197 | 4.907 | 6.3652 | 5.8944 | 5.2386 | 3.7461 | 2.7461 | 2.8077 | 3.1361 | 3.0433 | 3.0927 | 3.2 | 3.1976 | 3.1967
8 | Auchencrosh | 0 | 10.7383 | 8.4586 | 7.2181 | 6.0949 | 7.8564 | 7.0197 | 4.907 | 6.3652 | 5.8944 | 5.2386 | 3.7461 | 2.7461 | 2.8077 | 3.1361 | 3.0433 | 3.0927 | 3.2 | 3.1976 | 3.1967
9 | Humber & Lancashire | 0 | 3.275 | 1.857 | 2.0637 | 2.4012 | 2.0425 | 1.9575 | 1.0632 | 1.1795 | 1.1587 | 0.78461 | 0.50316 | 0.75587 | 0.65958 | 0.98949 | 0.9488 | 1.0088 | 1.0771 | 1.0756 | 1.075
10 | North East England | 0 | 3.5969 | 2.2528 | 2.4973 | 2.9206 | 2.7567 | 2.5427 | 1.5877 | 1.5385 | -0.094371 | -0.6986 | -0.87819 | -0.6905 | -0.76479 | 2.8941 | 2.8203 | 2.7227 | 2.732 | 2.5564 | 2.4953
11 | Anglesey | 0 | 1.2069 | 0.017831 | -0.037125 | 0.3766 | -0.99205 | -0.94416 | -1.3986 | -1.4122 | -1.1196 | -1.0809 | -1.197 | -0.85805 | -0.92977 | -0.44016 | -0.40067 | -0.4142 | -0.42135 | -0.41829 | -0.41711
12 | Dinorwig | 0 | 1.7222 | 0.23945 | 0.37332 | 0.55053 | -2.1019 | -1.6235 | -2.0742 | -1.6698 | 1.0991 | 0.77965 | 0.57836 | 0.76453 | 0.2048 | 0.11403 | 0.045879 | 0.30784 | 0.13773 | 0.13972 | 0.14049
13 | South Yorks & North Wales | 0 | 1.2069 | 0.017831 | -0.037125 | 0.3766 | -0.99205 | -0.94416 | -1.3986 | -1.4122 | -1.1196 | -1.0809 | -1.197 | -0.85805 | -0.92977 | -0.44016 | -0.40067 | -0.4142 | -0.42135 | -0.41829 | -0.41711
14 | Midlands | 0 | 0.97474 | 0.0073778 | -0.43376 | 0.14862 | -1.1206 | -1.1543 | -1.3718 | -1.7368 | -1.451 | -0.035942 | 0.22574 | 0.29373 | 0.5845 | 0.91328 | 0.84536 | 0.5906 | 0.5871 | 0.58529 | 0.58459
15 | South Wales & Gloucester | 0 | -4.2907 | -3.834 | -3.932 | -3.5681 | -4.6353 | -4.4949 | -4.1793 | -5.1315 | -4.2046 | -4.0099 | -3.9072 | -4.0586 | -3.7362 | -5.3583 | -5.2451 | -5.0383 | -6.2029 | -6.2033 | -6.2034
16 | Central London | 0 | -5.1133 | -3.9679 | -3.8238 | -4.2655 | -4.8222 | -4.7677 | -4.1954 | -4.9539 | -4.7594 | -4.3491 | -3.9635 | -0.20778 | -0.15911 | -0.16622 | -0.17798 | -0.23744 | -0.2295 | -0.2295 | -0.2295
17 | South East | 0 | 2.0825 | 3.0247 | 3.4919 | 3.1633 | 2.8486 | 2.7495 | 3.3471 | 2.1404 | 2.2573 | 2.5929 | 3.1592 | 2.8587 | 3.0029 | 2.2598 | 3.2962 | 3.0624 | 3.073 | 3.0794 | 3.0819
18 | Oxon & South Coast | 0 | -3.5656 | -2.6992 | -2.1667 | -2.1612 | -2.439 | -2.3573 | -1.427 | -2.4868 | -1.9276 | -1.3689 | -0.88564 | -1.0812 | -0.92628 | -1.2922 | -1.1328 | -0.90698 | -0.92154 | -0.91507 | -0.91255
19 | Wessex | 0 | -5.8234 | -3.3637 | -3.0883 | -3.9083 | -3.8445 | -3.8037 | -2.7031 | -3.1178 | -1.6481 | -0.88793 | -0.69319 | -0.87291 | -1.6004 | -1.4832 | -2.5154 | -2.3489 | -2.6104 | -2.6146 | -2.6163
20 | Peninsula | 0 | -8.3725 | -4.6685 | -4.4958 | -5.4387 | -4.4402 | -4.3571 | -1.7902 | -1.7518 | -0.81076 | -0.26322 | -0.075991 | -0.25577 | -1.0643 | -1.5016 | -2.5246 | -2.36 | -2.6383 | -2.6346 | -2.6332
Generator CBA Zonal Tariff (£/kW)
Generation - Wider Year Round Shared Tariffs in Y+5
Zone No. | Zone Name | 2011 | 2012 | 2013 | 2014 | 2015 | 2016 | 2017 | 2018 | 2019 | 2020 | 2021 | 2022 | 2023 | 2024 | 2025 | 2026 | 2027 | 2028 | 2029 | 2030
1 | North Scotland | 0 | 0 | 0 | 0 | 0 | 16.2578 | 15.4439 | 13.8448 | 11.0751 | 13.3503 | 7.8464 | 12.0926 | 4.3709 | 14.9365 | 5.4377 | 5.547 | 4.8696 | 4.8041 | 4.8219 | 4.7795
2 | Peterhead | 0 | 0 | 0 | 0 | 0 | 12.7633 | 12.1026 | 12.4827 | 8.5893 | 12.2366 | 7.268 | 11.7495 | 3.5123 | 14.1918 | 4.6033 | 4.7721 | 4.1103 | 4.0622 | 4.1037 | 4.0586
3 | Western Highland & Skye | 0 | 0 | 0 | 0 | 0 | 14.5649 | 13.6245 | 12.4131 | 9.9369 | 12.3561 | 7.268 | 11.3475 | 3.5123 | 13.9587 | 4.6033 | 4.7721 | 4.1103 | 4.0622 | 4.1037 | 4.0586
4 | Central Highlands | 0 | 0 | 0 | 0 | 0 | 14.5649 | 13.6245 | 12.4131 | 9.9369 | 12.3561 | 7.268 | 11.3475 | 3.5123 | 13.9587 | 4.6033 | 4.7721 | 4.1103 | 4.0622 | 4.1037 | 4.0586
5 | Argyll | 0 | 0 | 0 | 0 | 0 | 13.5076 | 12.0276 | 12.5526 | 12.3336 | 13.2284 | 9.1794 | 12.0445 | 5.7234 | 13.8381 | 7.0952 | 7.3507 | 6.5809 | 6.4698 | 6.6239 | 6.3711
6 | Stirlingshire | 0 | 0 | 0 | 0 | 0 | 11.4429 | 10.6703 | 10.0176 | 8.7562 | 10.3269 | 6.5515 | 9.7258 | 2.4581 | 11.3389 | 3.6227 | 3.7852 | 3.0831 | 3.0546 | 3.1028 | 3.0831
7 | South Scotland | 0 | 0 | 0 | 0 | 0 | 10.3046 | 9.6547 | 8.746 | 7.6732 | 8.8668 | 5.5393 | 8.8813 | 2.621 | 9.9434 | 3.6429 | 3.7888 | 3.1353 | 3.1134 | 3.1413 | 3.1282
8 | Auchencrosh | 0 | 0 | 0 | 0 | 0 | 10.3046 | 9.6547 | 8.746 | 7.6732 | 8.8668 | 5.5393 | 8.8813 | 2.621 | 9.9434 | 3.6429 | 3.7888 | 3.1353 | 3.1134 | 3.1413 | 3.1282
9 | Humber & Lancashire | 0 | 0 | 0 | 0 | 0 | 2.2834 | 1.8764 | 1.8321 | 1.4464 | 1.8945 | 1.7337 | 1.2818 | 0.51748 | 1.449 | 1.8 | 1.9525 | 1.0734 | 1.0163 | 1.0997 | 1.1268
10 | North East England | 0 | 0 | 0 | 0 | 0 | 3.1031 | 2.6718 | 3.8447 | 3.4875 | 5.1009 | 1.7535 | 1.168 | -0.69225 | 1.1297 | 2.9248 | 3.2197 | 2.8937 | 2.6766 | 2.624 | 2.5593
11 | Anglesey | 0 | 0 | 0 | 0 | 0 | -0.93358 | -1.3447 | -1.516 | -1.4157 | -1.237 | -0.81996 | -1.9009 | -1.3516 | -1.3407 | -0.46712 | -0.35731 | -0.57976 | -0.56465 | -0.44568 | -0.35195
12 | Dinorwig | 0 | 0 | 0 | 0 | 0 | -2.9204 | -3.1388 | -2.8715 | -2.4321 | 1.1727 | 1.3386 | 0.76952 | 0.64026 | 0.35831 | 0.56794 | 0.72955 | -0.15272 | -0.012679 | -0.086227 | 0.16322
13 | South Yorks & North Wales | 0 | 0 | 0 | 0 | 0 | -0.93358 | -1.3447 | -1.516 | -1.4157 | -1.237 | -0.81996 | -1.9009 | -1.3516 | -1.3407 | -0.46712 | -0.35731 | -0.57976 | -0.56465 | -0.44568 | -0.35195
14 | Midlands | 0 | 0 | 0 | 0 | 0 | -1.0418 | -1.161 | -1.0681 | -1.2008 | -0.85127 | -0.38474 | -0.45648 | -0.32441 | 0.092613 | 0.23835 | 0.4037 | 0.99016 | 0.98831 | 0.82858 | 0.62554
15 | South Wales & Gloucester | 0 | 0 | 0 | 0 | 0 | -4.848 | -4.3896 | -4.0744 | -3.81 | -4.1205 | -3.7393 | -3.827 | -3.4405 | -4.2739 | -4.9853 | -6.0761 | -5.7199 | -5.7173 | -5.6669 | -5.3268
16 | Central London | 0 | 0 | 0 | 0 | 0 | -4.9405 | -4.3571 | -4.4773 | -4.5989 | -4.7694 | -4.6656 | -0.21983 | -0.20073 | -0.18224 | -0.232 | -0.22653 | -0.16113 | -0.15457 | -0.19082 | -0.22336
17 | South East | 0 | 0 | 0 | 0 | 0 | 2.2658 | 3.3514 | 3.3824 | 2.4213 | 2.1526 | 2.3319 | 1.7293 | 2.933 | 2.7604 | 3.1414 | 3.0168 | 3.4349 | 3.5267 | 2.9696 | 3.0025
18 | Oxon & South Coast | 0 | 0 | 0 | 0 | 0 | -3.2835 | -2.7116 | -2.2183 | -2.2513 | -2.4181 | -2.3197 | -1.5472 | -1.0736 | -1.0412 | -1.2814 | -1.3381 | -1.076 | -1.0647 | -1.2569 | -1.2437
19 | Wessex | 0 | 0 | 0 | 0 | 0 | -4.1513 | -3.5025 | -3.6539 | -3.1238 | -2.4553 | -2.0971 | -1.5439 | -1.0152 | -1.1659 | -1.1738 | -1.9768 | -1.6805 | -1.6633 | -1.7972 | -2.6492
20 | Peninsula | 0 | 0 | 0 | 0 | 0 | -5.4865 | -5.5699 | -5.9387 | -3.6483 | -2.6437 | -1.121 | -0.50713 | -0.12685 | -0.54534 | -0.40764 | -1.8554 | -1.6222 | -1.6113 | -1.7532 | -2.6273
Demand HH Zonal Tariff (£/kW)
Demand in Y+1
Zone No. | Zone Name. | 2011 | 2012 | 2013 | 2014 | 2015 | 2016 | 2017 | 2018 | 2019 | 2020 | 2021 | 2022 | 2023 | 2024 | 2025 | 2026 | 2027 | 2028 | 2029 | 2030
1 | Northern Scotland | 0 | 11.0025 | 11.9787 | 18.431 | 22.7116 | 17.8147 | 19.6764 | 23.1403 | 21.0779 | 26.72 | 30.4674 | 33.0314 | 33.8958 | 35.6065 | 35.6723 | 36.9597 | 36.9061 | 36.6456 | 37.0617 | 37.4674
2 | Southern Scotland | 0 | 15.2606 | 17.0875 | 21.846 | 25.8002 | 21.8808 | 24.2934 | 27.4534 | 25.6436 | 31.1825 | 34.9404 | 37.1418 | 38.182 | 40.4418 | 40.1955 | 41.4684 | 41.4736 | 41.1874 | 41.6036 | 42.0092
3 | Northern | 0 | 19.542 | 20.9129 | 25.8446 | 29.0927 | 30.9395 | 33.7039 | 36.6231 | 38.8911 | 44.7657 | 47.9953 | 48.8024 | 49.7162 | 50.765 | 50.1127 | 51.0916 | 51.4919 | 51.6047 | 52.0208 | 52.4265
4 | North West | 0 | 22.9384 | 24.5854 | 29.3177 | 32.5625 | 36.5033 | 38.8768 | 41.7977 | 43.616 | 46.643 | 49.7849 | 50.7037 | 51.637 | 53.2686 | 53.3321 | 54.362 | 54.482 | 54.7116 | 55.1277 | 55.5333
5 | Yorkshire | 0 | 23.2445 | 24.7946 | 29.4378 | 32.7857 | 36.6413 | 39.149 | 41.7571 | 44.3484 | 46.221 | 49.2168 | 49.7467 | 50.6855 | 52.0878 | 51.5618 | 52.5007 | 52.8761 | 53.2303 | 53.6464 | 54.052
6 | N Wales & Mersey | 0 | 23.6013 | 25.2769 | 30.207 | 33.3725 | 39.5798 | 41.6502 | 44.7036 | 46.4946 | 48.9915 | 51.8272 | 52.7578 | 53.6806 | 55.4642 | 55.9322 | 56.9603 | 57.0734 | 57.547 | 57.9631 | 58.3687
7 | East Midlands | 0 | 25.801 | 27.6017 | 32.0854 | 35.4161 | 39.7896 | 42.189 | 44.3328 | 46.7813 | 48.4243 | 49.8459 | 50.4775 | 51.0908 | 52.0605 | 52.3494 | 53.2672 | 54.1366 | 54.5822 | 54.9983 | 55.404
8 | Midlands | 0 | 27.0545 | 28.5358 | 33.1756 | 36.3446 | 41.2221 | 43.5143 | 46.2824 | 48.5749 | 50.1625 | 52.0156 | 52.6653 | 53.5179 | 54.2306 | 55.1964 | 56.0196 | 56.6296 | 57.4013 | 57.8175 | 58.2231
9 | Eastern | 0 | 26.7605 | 29.5683 | 33.724 | 37.1945 | 41.3924 | 43.8181 | 45.6784 | 47.9845 | 49.3664 | 48.3111 | 48.8158 | 49.3456 | 49.1898 | 49.5499 | 50.2126 | 51.1236 | 51.3912 | 51.8073 | 52.2129
10 | South Wales | 0 | 25.1294 | 25.5738 | 30.8102 | 33.4997 | 38.0186 | 40.4164 | 44.1154 | 46.6636 | 46.493 | 46.6648 | 47.1782 | 47.7326 | 47.6432 | 51.2857 | 51.979 | 52.1946 | 53.8473 | 54.2634 | 54.669
11 | South East | 0 | 31.1739 | 33.1335 | 37.894 | 41.2825 | 45.5166 | 47.9607 | 49.3732 | 51.7145 | 53.0612 | 52.0375 | 51.8641 | 52.302 | 52.0094 | 53.2636 | 51.1722 | 52.0409 | 52.4131 | 52.8292 | 53.2349
12 | London | 0 | 32.3688 | 37.4565 | 42.3413 | 45.7912 | 50.1029 | 52.4778 | 54.2929 | 56.0661 | 57.3556 | 56.6926 | 56.3462 | 56.786 | 56.5508 | 57.36 | 56.2899 | 57.2085 | 57.5194 | 57.9355 | 58.3411
13 | Southern | 0 | 31.9587 | 33.0428 | 37.7589 | 40.9883 | 45.3425 | 47.793 | 49.4409 | 51.7297 | 51.5059 | 50.228 | 50.67 | 51.1204 | 50.7352 | 52.4088 | 53.4299 | 54.158 | 54.6882 | 55.1043 | 55.5099
14 | South Western | 0 | 31.3926 | 31.6089 | 36.8885 | 39.5858 | 44.0169 | 46.4578 | 47.8161 | 48.943 | 47.8438 | 47.3148 | 47.7314 | 48.2436 | 47.8955 | 50.1017 | 50.7043 | 50.9147 | 52.273 | 52.6891 | 53.0948
Demand HH Zonal Tariff (£/kW)
Demand in Y+5
Zone No. | Zone Name. | 2011 | 2012 | 2013 | 2014 | 2015 | 2016 | 2017 | 2018 | 2019 | 2020 | 2021 | 2022 | 2023 | 2024 | 2025 | 2026 | 2027 | 2028 | 2029 | 2030
1 | Northern Scotland | 0 | 0 | 0 | 0 | 0 | 20.0638 | 18.3233 | 21.6667 | 20.6365 | 23.026 | 30.4126 | 26.6316 | 31.8266 | 26.8097 | 35.5561 | 36.4751 | 36.6596 | 37.3942 | 37.3661 | 38.578
2 | Southern Scotland | 0 | 0 | 0 | 0 | 0 | 24.8057 | 23.085 | 26.2758 | 24.8081 | 28.5489 | 35.5013 | 31.7676 | 36.0608 | 33.4149 | 39.9462 | 40.001 | 41.0229 | 41.7812 | 41.82 | 43.2488
3 | Northern | 0 | 0 | 0 | 0 | 0 | 34.7411 | 32.6498 | 35.7901 | 34.3656 | 38.3493 | 46.625 | 46.7683 | 48.1461 | 46.6562 | 49.8503 | 50.081 | 51.1003 | 51.5895 | 51.9858 | 52.9653
4 | North West | 0 | 0 | 0 | 0 | 0 | 40.5931 | 38.3485 | 41.3519 | 39.893 | 43.4837 | 48.0967 | 50.832 | 50.1162 | 50.8673 | 51.3062 | 51.4075 | 54.3498 | 54.7278 | 55.2567 | 56.3504
5 | Yorkshire | 0 | 0 | 0 | 0 | 0 | 40.8956 | 38.6713 | 41.6814 | 40.2223 | 43.8429 | 47.8785 | 52.0803 | 49.3243 | 50.9718 | 50.5152 | 50.9816 | 52.69 | 53.0849 | 53.5967 | 54.4739
6 | N Wales & Mersey | 0 | 0 | 0 | 0 | 0 | 43.8667 | 41.466 | 44.3061 | 42.8888 | 46.0464 | 50.77 | 53.563 | 52.167 | 52.9709 | 54.0517 | 54.3344 | 57.2229 | 57.487 | 58.1368 | 59.0115
7 | East Midlands | 0 | 0 | 0 | 0 | 0 | 44.169 | 41.8868 | 44.8716 | 43.4206 | 46.7297 | 50.7026 | 54.0087 | 50.4072 | 52.0659 | 51.9459 | 53.0854 | 54.0601 | 54.4324 | 54.9525 | 55.2969
8 | Midlands | 0 | 0 | 0 | 0 | 0 | 45.7261 | 43.3303 | 46.3067 | 44.8656 | 48.1467 | 52.1231 | 55.4074 | 52.05 | 54.0736 | 54.1703 | 55.6761 | 56.9064 | 57.2534 | 57.8276 | 58.088
9 | Eastern | 0 | 0 | 0 | 0 | 0 | 45.6213 | 43.4528 | 46.4307 | 44.9746 | 48.026 | 51.6733 | 53.4991 | 49.8894 | 50.6852 | 50.3016 | 50.9703 | 50.9478 | 51.2179 | 51.8422 | 52.3155
10 | South Wales | 0 | 0 | 0 | 0 | 0 | 42.7071 | 40.1632 | 43.1595 | 41.7347 | 44.835 | 48.0036 | 50.8079 | 47.0841 | 49.1858 | 50.3228 | 53.4176 | 53.0328 | 53.4018 | 53.9107 | 54.0598
11 | South East | 0 | 0 | 0 | 0 | 0 | 51.1351 | 47.6208 | 50.5484 | 51.2253 | 54.2104 | 57.8537 | 59.3828 | 54.0068 | 54.4614 | 53.0811 | 53.2415 | 51.9837 | 52.1978 | 54.126 | 53.2982
12 | London | 0 | 0 | 0 | 0 | 0 | 54.8484 | 52.1323 | 55.0908 | 54.3111 | 57.4554 | 61.0692 | 63.2102 | 58.392 | 59.0979 | 57.684 | 57.8795 | 57.0794 | 57.1658 | 58.7304 | 58.4082
13 | Southern | 0 | 0 | 0 | 0 | 0 | 50.1577 | 47.4687 | 50.6168 | 49.1925 | 51.9426 | 55.3892 | 56.3783 | 52.4134 | 52.5345 | 52.1666 | 54.0096 | 54.2518 | 54.5677 | 54.9814 | 55.5437
14 | South Western | 0 | 0 | 0 | 0 | 0 | 48.8352 | 46.6375 | 49.9338 | 47.8277 | 49.0206 | 51.9884 | 51.9952 | 48.4706 | 49.2534 | 48.9166 | 51.4992 | 51.536 | 51.891 | 52.7071 | 52.7896
Demand NHH Zonal Tariff (p/kWh)
Zone No. | Zone Name. | 2011 | 2012 | 2013 | 2014 | 2015 | 2016 | 2017 | 2018 | 2019 | 2020 | 2021 | 2022 | 2023 | 2024 | 2025 | 2026 | 2027 | 2028 | 2029 | 2030
1 | Northern Scotland | 0 | 1.5173 | 1.6519 | 2.5417 | 3.132 | 2.4567 | 2.7134 | 3.1911 | 2.9067 | 3.6848 | 4.2015 | 4.5551 | 4.6743 | 4.9102 | 4.9193 | 5.0968 | 5.0895 | 5.0535 | 5.1109 | 5.1669
2 | Southern Scotland | 0 | 2.1564 | 2.4146 | 3.087 | 3.6457 | 3.0919 | 3.4328 | 3.8793 | 3.6236 | 4.4063 | 4.9373 | 5.2483 | 5.3953 | 5.7146 | 5.6798 | 5.8597 | 5.8605 | 5.82 | 5.8788 | 5.9361
3 | Northern | 0 | 2.7039 | 2.8936 | 3.576 | 4.0254 | 4.281 | 4.6635 | 5.0674 | 5.3812 | 6.1941 | 6.6409 | 6.7526 | 6.879 | 7.0242 | 6.9339 | 7.0693 | 7.1247 | 7.1403 | 7.1979 | 7.254
4 | North West | 0 | 3.3258 | 3.5646 | 4.2508 | 4.7212 | 5.2926 | 5.6367 | 6.0602 | 6.3238 | 6.7627 | 7.2183 | 7.3515 | 7.4868 | 7.7234 | 7.7326 | 7.8819 | 7.8993 | 7.9326 | 7.9929 | 8.0517
5 | Yorkshire | 0 | 3.2249 | 3.44 | 4.0842 | 4.5487 | 5.0836 | 5.4315 | 5.7933 | 6.1529 | 6.4127 | 6.8283 | 6.9018 | 7.0321 | 7.2266 | 7.1536 | 7.2839 | 7.336 | 7.3851 | 7.4429 | 7.4991
6 | N Wales & Mersey | 0 | 3.3875 | 3.6279 | 4.3356 | 4.7899 | 5.6808 | 5.978 | 6.4162 | 6.6733 | 7.0317 | 7.4387 | 7.5722 | 7.7047 | 7.9607 | 8.0279 | 8.1754 | 8.1917 | 8.2596 | 8.3194 | 8.3776
7 | East Midlands | 0 | 3.6523 | 3.9071 | 4.5418 | 5.0133 | 5.6324 | 5.972 | 6.2755 | 6.6221 | 6.8547 | 7.0559 | 7.1453 | 7.2321 | 7.3694 | 7.4103 | 7.5402 | 7.6633 | 7.7264 | 7.7853 | 7.8427
8 | Midlands | 0 | 3.8932 | 4.1063 | 4.774 | 5.2301 | 5.9319 | 6.2618 | 6.6601 | 6.99 | 7.2185 | 7.4851 | 7.5786 | 7.7013 | 7.8039 | 7.9429 | 8.0613 | 8.1491 | 8.2602 | 8.32 | 8.3784
9 | Eastern | 0 | 3.7465 | 4.1396 | 4.7214 | 5.2072 | 5.7949 | 6.1345 | 6.395 | 6.7178 | 6.9113 | 6.7636 | 6.8342 | 6.9084 | 6.8866 | 6.937 | 7.0298 | 7.1573 | 7.1948 | 7.253 | 7.3098
10 | South Wales | 0 | 3.3498 | 3.4091 | 4.1071 | 4.4656 | 5.068 | 5.3876 | 5.8807 | 6.2204 | 6.1976 | 6.2206 | 6.289 | 6.3629 | 6.351 | 6.8365 | 6.9289 | 6.9577 | 7.178 | 7.2335 | 7.2875
11 | South East | 0 | 4.4004 | 4.6771 | 5.349 | 5.8274 | 6.425 | 6.77 | 6.9694 | 7.2999 | 7.49 | 7.3455 | 7.321 | 7.3828 | 7.3415 | 7.5186 | 7.2234 | 7.346 | 7.3985 | 7.4573 | 7.5145
12 | London | 0 | 4.3284 | 5.0087 | 5.6619 | 6.1232 | 6.6998 | 7.0173 | 7.2601 | 7.4972 | 7.6696 | 7.5809 | 7.5346 | 7.5934 | 7.562 | 7.6702 | 7.5271 | 7.6499 | 7.6915 | 7.7471 | 7.8014
13 | Southern | 0 | 4.5348 | 4.6887 | 5.3579 | 5.8161 | 6.4339 | 6.7817 | 7.0155 | 7.3403 | 7.3085 | 7.1272 | 7.1899 | 7.2538 | 7.1991 | 7.4366 | 7.5815 | 7.6848 | 7.76 | 7.8191 | 7.8767
14 | South Western | 0 | 4.2709 | 4.3003 | 5.0186 | 5.3856 | 5.9884 | 6.3205 | 6.5053 | 6.6586 | 6.5091 | 6.4371 | 6.4938 | 6.5635 | 6.5161 | 6.8163 | 6.8982 | 6.9269 | 7.1117 | 7.1683 | 7.2235
Demand NHH Zonal Tariff (p/kWh)
Demand in Y+5
Zone No. | Zone Name. | 2011 | 2012 | 2013 | 2014 | 2015 | 2016 | 2017 | 2018 | 2019 | 2020 | 2021 | 2022 | 2023 | 2024 | 2025 | 2026 | 2027 | 2028 | 2029 | 2030
1 | Northern Scotland | 0 | 0 | 0 | 0 | 0 | 2.7668 | 2.5268 | 2.9879 | 2.8458 | 3.1754 | 4.194 | 3.6726 | 4.389 | 3.6971 | 4.9033 | 5.03 | 5.0555 | 5.1568 | 5.1529 | 5.32
2 | Southern Scotland | 0 | 0 | 0 | 0 | 0 | 3.5052 | 3.262 | 3.7129 | 3.5055 | 4.0341 | 5.0165 | 4.4889 | 5.0956 | 4.7217 | 5.6446 | 5.6524 | 5.7968 | 5.9039 | 5.9094 | 6.1113
3 | Northern | 0 | 0 | 0 | 0 | 0 | 4.807 | 4.5176 | 4.9521 | 4.755 | 5.3062 | 6.4513 | 6.4711 | 6.6618 | 6.4556 | 6.8976 | 6.9295 | 7.0705 | 7.1382 | 7.1931 | 7.3286
4 | North West | 0 | 0 | 0 | 0 | 0 | 5.8856 | 5.5601 | 5.9956 | 5.7841 | 6.3047 | 6.9735 | 7.3701 | 7.2663 | 7.3752 | 7.4388 | 7.4535 | 7.8801 | 7.9349 | 8.0116 | 8.1702
5 | Yorkshire | 0 | 0 | 0 | 0 | 0 | 5.6738 | 5.3652 | 5.7828 | 5.5804 | 6.0827 | 6.6426 | 7.2256 | 6.8432 | 7.0718 | 7.0084 | 7.0731 | 7.3102 | 7.3649 | 7.436 | 7.5577
6 | N Wales & Mersey | 0 | 0 | 0 | 0 | 0 | 6.2961 | 5.9516 | 6.3592 | 6.1558 | 6.609 | 7.2869 | 7.6878 | 7.4874 | 7.6028 | 7.758 | 7.7985 | 8.2131 | 8.251 | 8.3443 | 8.4698
7 | East Midlands | 0 | 0 | 0 | 0 | 0 | 6.2523 | 5.9293 | 6.3518 | 6.1464 | 6.6148 | 7.1772 | 7.6452 | 7.1354 | 7.3702 | 7.3532 | 7.5145 | 7.6525 | 7.7051 | 7.7788 | 7.8275
8 | Midlands | 0 | 0 | 0 | 0 | 0 | 6.5801 | 6.2353 | 6.6636 | 6.4562 | 6.9284 | 7.5006 | 7.9732 | 7.4901 | 7.7813 | 7.7952 | 8.0119 | 8.1889 | 8.2389 | 8.3215 | 8.359
9 | Eastern | 0 | 0 | 0 | 0 | 0 | 6.387 | 6.0834 | 6.5003 | 6.2964 | 6.7236 | 7.2343 | 7.4899 | 6.9845 | 7.0959 | 7.0422 | 7.1358 | 7.1327 | 7.1705 | 7.2579 | 7.3242
10 | South Wales | 0 | 0 | 0 | 0 | 0 | 5.693 | 5.3539 | 5.7533 | 5.5634 | 5.9766 | 6.399 | 6.7728 | 6.2764 | 6.5566 | 6.7082 | 7.1207 | 7.0694 | 7.1186 | 7.1865 | 7.2063
11 | South East | 0 | 0 | 0 | 0 | 0 | 7.2181 | 6.7221 | 7.1353 | 7.2309 | 7.6522 | 8.1665 | 8.3824 | 7.6235 | 7.6877 | 7.4928 | 7.5155 | 7.3379 | 7.3681 | 7.6403 | 7.5235
12 | London | 0 | 0 | 0 | 0 | 0 | 7.3343 | 6.9711 | 7.3667 | 7.2625 | 7.6829 | 8.1662 | 8.4525 | 7.8082 | 7.9026 | 7.7135 | 7.7397 | 7.6327 | 7.6442 | 7.8534 | 7.8104
13 | Southern | 0 | 0 | 0 | 0 | 0 | 7.1172 | 6.7356 | 7.1823 | 6.9802 | 7.3705 | 7.8595 | 7.9999 | 7.4373 | 7.4545 | 7.4022 | 7.6638 | 7.6981 | 7.743 | 7.8017 | 7.8814
14 | South Western | 0 | 0 | 0 | 0 | 0 | 6.644 | 6.345 | 6.7934 | 6.5069 | 6.6692 | 7.0729 | 7.0739 | 6.5944 | 6.7009 | 6.655 | 7.0064 | 7.0114 | 7.0597 | 7.1707 | 7.1819
Aggregate TNUoS | 2011 | 2012 | 2013 | 2014 | 2015 | 2016 | 2017 | 2018 | 2019 | 2020 | 2021 | 2022 | 2023 | 2024 | 2025 | 2026 | 2027 | 2028 | 2029 | 2030 | 2031
Total generators | 431.6953 | 542.9923 | 591.7675 | 658.9407 | 761.8127 | 786.476 | 783.7919 | 864.7092 | 902.7639 | 937.5757 | 952.4876 | 962.8178 | 984.3087 | 991.878 | 1004.6257 | 1013.9924 | 1021.8448 | 1040.0429 | 1048.0341 | 1055.812 | 0
Total demand | 1296.4854 | 1462.5409 | 1571.3336 | 1836.5937 | 2022.9678 | 2221.0535 | 2355.4993 | 2485.0781 | 2586.6721 | 2691.3216 | 2745.6516 | 2779.9919 | 2818.2772 | 2851.282 | 2889.117 | 2917.7228 | 2948.7025 | 2972.5923 | 2995.8949 | 3018.6102 | 2827.1059
Transmission rent | 19.3788 | 59.7858 | 94.2331 | 148.1308 | 89.4855 | 3.6006 | 118.8081 | 204.9044 | 16.1924 | 0.15863 | 0.43382 | 0.14093 | 0.14738 | 0.10561 | 11.4563 | 0.00068058 | 0.002241 | 0.003799 | 0.0053519 | 0.0047855 | 0
MAR | 1776.0074 | 2003.4807 | 2152.5118 | 2515.8818 | 2771.1888 | 3042.539 | 3226.7114 | 3404.2165 | 3543.3864 | 3686.7419 | 3761.1666 | 3808.2081 | 3860.6537 | 3905.8657 | 3957.6945 | 3996.8806 | 4039.3185 | 4072.0443 | 4103.9656 | 4135.0824 | 3872.7478
Wholesale power price data | 2011 | 2012 | 2013 | 2014 | 2015 | 2016 | 2017 | 2018 | 2019 | 2020 | 2021 | 2022 | 2023 | 2024 | 2025 | 2026 | 2027 | 2028 | 2029 | 2030 | 2031
Demand weighted price (£/kW) | 53.4439 | 50.8437 | 64.3948 | 66.9812 | 70.0412 | 79.2182 | 84.806 | 83.4864 | 81.497 | 91.8687 | 75.783 | 83.1315 | 82.4872 | 98.6876 | 77.5272 | 75.3945 | 79.0449 | 81.594 | 83.8425 | 86.7468 | 103.5108
ELSI - DSMP (£/kW) | 46.3424 | 45.2454 | 52.1299 | 58.3646 | 60.6401 | 62.6089 | 61.5418 | 60.5704 | 61.2546 | 62.2066 | 62.9829 | 64.7311 | 66.0657 | 67.412 | 67.8891 | 68.6499 | 70.1234 | 71.8404 | 73.3394 | 75.1571 | 0
ELSI - uplift | 7.0923 | 6.2077 | 11.3631 | 8.8095 | 9.3807 | 14.783 | 17.6525 | 17.4568 | 15.9587 | 20.5169 | 11.4011 | 14.5356 | 13.1477 | 19.1153 | 10.0714 | 9.0678 | 10.3979 | 10.8511 | 11.1616 | 11.6966 | 0
BSUOS | 2011 | 2012 | 2013 | 2014 | 2015 | 2016 | 2017 | 2018 | 2019 | 2020 | 2021 | 2022 | 2023 | 2024 | 2025 | 2026 | 2027 | 2028 | 2029 | 2030 | 2031
Annual charge (£/MWhr) | 1.0586 | 1.138 | 1.2233 | 1.5236 | 1.2176 | 1.0156 | 1.0926 | 1.1228 | 1.0046 | 1.0001 | 1.0005 | 1.0001 | 1.0001 | 1 | 1.0024 | 1 | 1 | 1.0004 | 1.0008 | 1.0014 | 1
All consumer aggregate (£M) | 323.6384 | 356.5067 | 383.2819 | 477.0941 | 380.7116 | 316.5985 | 340.9871 | 349.5489 | 313.3222 | 312.9345 | 313.3793 | 314.9654 | 315.9894 | 317.121 | 318.4464 | 319.2821 | 321.1576 | 324.266 | 326.6387 | 329.9499 | 0
Power sector costs (£m) | 2011 | 2012 | 2013 | 2014 | 2015 | 2016 | 2017 | 2018 | 2019 | 2020 | 2021 | 2022 | 2023 | 2024 | 2025 | 2026 | 2027 | 2028 | 2029 | 2030 | 2031
Generation costs
Annuitised capital cost | 8.8398e-08 | 245.7041 | 396.1458 | 1423.5792 | 2130.0689 | 3436.5134 | 4229.852 | 4566.6089 | 4754.2427 | 5849.9574 | 7166.6124 | 7171.5464 | 8094.1848 | 9826.8518 | 12803.7854 | 14308.3873 | 14363.6851 | 14390.374 | 14445.8107 | 14917.8689 | 43.3151
Fixed operating cost | 2891.963 | 3067.7219 | 2818.7573 | 3007.2965 | 3083.8643 | 3279.4853 | 3218.9759 | 3291.2687 | 3281.1229 | 3293.5562 | 3476.6917 | 3375.9738 | 3461.6496 | 3369.2015 | 3725.343 | 3882.0205 | 3863.0826 | 3868.9428 | 3881.1798 | 3885.9359 | 3706.0089
Variable operating cost | 563.3646 | 687.4827 | 686.7236 | 693.9338 | 738.8461 | 772.8382 | 797.4457 | 781.447 | 761.362 | 797.7458 | 757.2463 | 745.7466 | 766.6097 | 947.1224 | 1385.8582 | 1441.743 | 1449.7586 | 1455.3923 | 1462.2369 | 1465.7291 | 0
Fuel cost | 7397.3856 | 6652.0065 | 7386.429 | 7772.9658 | 7785.8893 | 8014.9904 | 7667.5053 | 7192.2039 | 7633.1589 | 7672.7014 | 7775.4536 | 7836.0463 | 7504.1142 | 7794.2734 | 7761.6156 | 7248.5664 | 7280.8404 | 7369.461 | 7420.0889 | 7515.9986 | 0
Net interconnector imports | 868.4271 | 511.7862 | 661.9717 | 493.3036 | 476.2903 | 688.075 | 767.6976 | 1261.4714 | 1276.1512 | 1581.162 | 1269.6418 | 1502.6794 | 1438.0452 | 1455.4393 | 483.2701 | 67.4231 | 87.5912 | 146.5597 | 181.8241 | 251.767 | 0
Transmission costs
Annuitised capital cost | 1776.0074 | 2003.4807 | 2152.5118 | 2515.8818 | 2771.1888 | 3042.539 | 3226.7114 | 3404.2165 | 3543.3864 | 3686.7419 | 3761.1666 | 3808.2081 | 3860.6537 | 3905.8657 | 3957.6945 | 3996.8806 | 4039.3185 | 4072.0443 | 4103.9656 | 4135.0824 | 3872.7478
Annual operating cost
Transmission losses | 320.294 | 376.0385 | 450.0036 | 547.8962 | 533.113 | 444.249 | 450.8473 | 428.1203 | 401.4723 | 338.8264 | 325.5236 | 338.038 | 347.4143 | 348.8555 | 346.5145 | 351.423 | 362.2313 | 373.9462 | 382.9358 | 394.9692 | 0
Constraint costs | 35.8989 | 86.5965 | 140.1541 | 328.4292 | 136.2674 | 9.736 | 57.8696 | 76.5763 | 2.8569 | 0.058891 | 0.33341 | 0.054798 | 0.042997 | 0.0080259 | 1.5384 | 0.0016218 | 0.0027105 | 0.27083 | 0.53791 | 0.9211 | 0
Carbon costs | 1468.4101 | 898.3586 | 1448.8529 | 2087.5718 | 2794.8989 | 2421.3727 | 2375.8329 | 2293.8455 | 2456.071 | 2600.1846 | 2339.9783 | 2484.2128 | 2488.9009 | 2491.7807 | 2114.3363 | 2003.5149 | 2167.3565 | 2362.0828 | 2541.5299 | 2750.847 | 0
Total | 15321.7506 | 14529.1757 | 16141.5498 | 18870.8579 | 20450.427 | 22109.7991 | 22792.7376 | 23295.7585 | 24109.8243 | 25820.9346 | 26872.6477 | 27262.5063 | 27961.6155 | 30139.3982 | 32579.9561 | 33299.9605 | 33613.8669 | 34039.0738 | 34420.1095 | 35319.1193 | 7622.0718
Consumer bills (£m) | 2011 | 2012 | 2013 | 2014 | 2015 | 2016 | 2017 | 2018 | 2019 | 2020 | 2021 | 2022 | 2023 | 2024 | 2025 | 2026 | 2027 | 2028 | 2029 | 2030 | 2031
Wholesale costs | 16335.8511 | 16118.8994 | 19893.0087 | 21034.037 | 21894.1387 | 24125.9642 | 24716.2272 | 24291.3103 | 24082.5112 | 25884.6067 | 23298.0282 | 24964.0936 | 25028.8818 | 27439.2708 | 24766.3438 | 24813.8164 | 25859.9294 | 26802.8599 | 27578.6363 | 28617.4425 | 0
BSUoS | 323.6384 | 356.5067 | 383.2819 | 477.0941 | 380.7116 | 316.5985 | 340.9871 | 349.5489 | 313.3222 | 312.9345 | 313.3793 | 314.9654 | 315.9894 | 317.121 | 318.4464 | 319.2821 | 321.1576 | 324.266 | 326.6387 | 329.9499 | 0
Demand TNUoS charges | 1296.4854 | 1462.5409 | 1571.3336 | 1836.5937 | 2022.9678 | 2221.0535 | 2355.4993 | 2485.0781 | 2586.6721 | 2691.3216 | 2745.6516 | 2779.9919 | 2818.2772 | 2851.282 | 2889.117 | 2917.7228 | 2948.7025 | 2972.5923 | 2995.8949 | 3018.6102 | 2827.1059
ROC subsidies | 892.7743 | 1389.7624 | 1443.2045 | 1990.3579 | 2429.8893 | 3395.6787 | 3943.1934 | 3940.4866 | 3935.788 | 3935.341 | 4063.6974 | 4062.2308 | 4056.3929 | 4048.6556 | 4047.1067 | 4037.1156 | 4036.7671 | 4037.7198 | 4037.7566 | 4038.9085 | 0
CFD subsidies | 0 | 0 | 0 | 0 | 0 | 0 | 0 | 263.1523 | 280.2909 | 607.6107 | 1078.383 | 946.0142 | 1173.2344 | 1601.3896 | 4083.9122 | 4463.2472 | 4095.0582 | 3783.3779 | 3533.6939 | 3190.0927 | 0
LEC subsidies | 80.5745 | 109.8119 | 117.0252 | 151.1557 | 180.3562 | 263.2188 | 305.8321 | 340.781 | 339.7335 | 339.6338 | 368.2488 | 367.9219 | 366.6204 | 363.0691 | 362.8495 | 360.9157 | 360.838 | 361.0355 | 361.0144 | 361.1963 | 0
Capacity payments | 0 | 0 | 0 | 0 | 0 | 0 | 0 | 1612.6159 | 1647.8964 | 1613.5778 | 1516.7787 | 1986.6337 | 2111.5646 | 1293.7996 | 926.1412 | 854.5428 | 888.6222 | 929.7648 | 1706.0561 | 1559.81 | 3452.3813
Transmission losses | 320.294 | 376.0385 | 450.0036 | 547.8962 | 533.113 | 444.249 | 450.8473 | 428.1203 | 401.4723 | 338.8264 | 325.5236 | 338.038 | 347.4143 | 348.8555 | 346.5145 | 351.423 | 362.2313 | 373.9462 | 382.9358 | 394.9692 | 0
Check on total demand/supply balance
Generation (TWh) | 290.9468 | 305.2365 | 303.7355 | 307.1201 | 307.1017 | 303.3591 | 302.6816 | 294.7072 | 295.1819 | 292.372 | 297.3877 | 296.5376 | 298.8823 | 300.0924 | 313.3719 | 320.1957 | 321.8472 | 324.1445 | 326.0086 | 328.3663 | 0
Embedded generation (TWh) | 38.7313 | 40.26 | 41.8919 | 43.5987 | 45.4753 | 47.4666 | 49.5971 | 51.7519 | 54.044 | 56.425 | 58.7717 | 61.1088 | 63.4821 | 65.8969 | 68.3503 | 70.8046 | 73.2595 | 75.7153 | 78.1718 | 80.6291 | 83.0872
Net interconnector imports (TWh) | 14.7693 | 8.0373 | 9.575 | 6.0069 | 5.5789 | 8.3788 | 9.4147 | 16.6122 | 16.7147 | 20.5333 | 15.826 | 18.4008 | 17.0867 | 17.0256 | 4.3074 | -0.91336 | -0.69005 | -0.012718 | 0.36251 | 1.1247 | 0
Total supply | 344.4474 | 353.5337 | 355.2024 | 356.7257 | 358.1559 | 359.2045 | 361.6935 | 363.0713 | 365.9406 | 369.3303 | 371.9854 | 376.0472 | 379.451 | 383.0149 | 386.0297 | 390.0869 | 394.4167 | 399.847 | 404.5429 | 410.1201 | 83.0872
Final demand | 305.7161 | 313.2737 | 313.3105 | 313.127 | 312.6806 | 311.7379 | 312.096 | 311.3184 | 311.8959 | 312.9051 | 313.2128 | 314.938 | 315.968 | 317.117 | 317.6784 | 319.2813 | 321.1562 | 324.1308 | 326.3702 | 329.49 | 0
Embedded generation (TWh) | 38.7313 | 40.26 | 41.8919 | 43.5987 | 45.4753 | 47.4666 | 49.5971 | 51.7519 | 54.044 | 56.425 | 58.7717 | 61.1088 | 63.4821 | 65.8969 | 68.3503 | 70.8046 | 73.2595 | 75.7153 | 78.1718 | 80.6291 | 83.0872
Total demand | 344.4474 | 353.5337 | 355.2024 | 356.7257 | 358.1559 | 359.2045 | 361.6931 | 363.0703 | 365.9399 | 369.3302 | 371.9846 | 376.0468 | 379.45 | 383.0139 | 386.0287 | 390.0859 | 394.4158 | 399.8461 | 404.542 | 410.1191 | 83.0872
Cumulative new build by plant type and location
|  | 2011 | 2012 | 2013 | 2014 | 2015 | 2016 | 2017 | 2018 | 2019 | 2020 | 2021 | 2022 | 2023 | 2024 | 2025 | 2026 | 2027 | 2028 | 2029 | 2030 | 2031
Nuclear | S England & S Wales | 0 | 0 | 0 | 0 | 0 | 0 | 0 | 0 | 0 | 1670 | 3340 | 3340 | 5010 | 6680 | 8350 | 10000 | 10000 | 10000 | 10000 | 10000 | 10000
Nuclear | Midlands & N Wales | 0 | 0 | 0 | 0 | 0 | 0 | 0 | 0 | 0 | 0 | 0 | 0 | 0 | 0 | 0 | 1200 | 1200 | 1200 | 1200 | 1200 | 1200
Nuclear | N England | 0 | 0 | 0 | 0 | 0 | 0 | 0 | 0 | 0 | 0 | 0 | 0 | 0 | 0 | 0 | 0 | 0 | 0 | 0 | 0 | 0
Nuclear | S Scotland | 0 | 0 | 0 | 0 | 0 | 0 | 0 | 0 | 0 | 0 | 0 | 0 | 0 | 0 | 0 | 0 | 0 | 0 | 0 | 0 | 0
Nuclear | N Scotland | 0 | 0 | 0 | 0 | 0 | 0 | 0 | 0 | 0 | 0 | 0 | 0 | 0 | 0 | 0 | 0 | 0 | 0 | 0 | 0 | 0
CCGT | S England & S Wales | 0 | 1335 | 1335 | 2175 | 2645 | 2645 | 3405 | 3405 | 5805 | 5805 | 11405 | 11405 | 11405 | 11405 | 11405 | 11405 | 11405 | 11405 | 11405 | 11405 | 11405
CCGT | Midlands & N Wales | 0 | 870 | 870 | 3030 | 3030 | 3030 | 3030 | 3030 | 3030 | 3030 | 3030 | 3030 | 3030 | 3030 | 3030 | 3030 | 3030 | 3030 | 3030 | 3030 | 3030
CCGT | N England | 0 | 0 | 0 | 952 | 952 | 952 | 952 | 952 | 952 | 952 | 952 | 952 | 952 | 952 | 952 | 952 | 952 | 952 | 952 | 952 | 952
CCGT | S Scotland | 0 | 0 | 0 | 0 | 0 | 0 | 0 | 0 | 0 | 0 | 0 | 0 | 0 | 0 | 0 | 0 | 0 | 0 | 0 | 0 | 0
CCGT | N Scotland | 0 | 0 | 0 | 0 | 0 | 0 | 0 | 0 | 0 | 0 | 0 | 0 | 0 | 0 | 0 | 0 | 0 | 0 | 0 | 0 | 0
Coal + CCS | S England & S Wales | 0 | 0 | 0 | 0 | 0 | 0 | 0 | 0 | 0 | 0 | 0 | 0 | 0 | 0 | 0 | 0 | 0 | 0 | 0 | 0 | 0
Coal + CCS | Midlands & N Wales | 0 | 0 | 0 | 0 | 0 | 0 | 0 | 0 | 0 | 0 | 0 | 0 | 0 | 1000 | 2000 | 2000 | 2000 | 2000 | 2000 | 2000 | 2000
Coal + CCS | N England | 0 | 0 | 0 | 0 | 0 | 800 | 800 | 800 | 800 | 800 | 800 | 800 | 800 | 800 | 2740 | 2740 | 2740 | 2740 | 2740 | 2740 | 2740
Coal + CCS | S Scotland | 0 | 0 | 0 | 0 | 300 | 300 | 300 | 300 | 300 | 300 | 300 | 300 | 300 | 300 | 300 | 300 | 300 | 300 | 300 | 300 | 300
Coal + CCS | N Scotland | 0 | 0 | 0 | 0 | 0 | 0 | 0 | 0 | 0 | 0 | 0 | 0 | 0 | 0 | 0 | 0 | 0 | 0 | 0 | 0 | 0
CCGT + CCS | S England & S Wales | 0 | 0 | 0 | 0 | 0 | 0 | 0 | 0 | 0 | 0 | 0 | 0 | 0 | 493 | 2293 | 2293 | 2293 | 2293 | 2293 | 2293 | 2293
CCGT + CCS | Midlands & N Wales | 0 | 0 | 0 | 0 | 0 | 0 | 0 | 0 | 0 | 0 | 0 | 0 | 0 | 0 | 0 | 0 | 0 | 0 | 0 | 0 | 0
CCGT + CCS | N England | 0 | 0 | 0 | 0 | 0 | 0 | 0 | 0 | 0 | 0 | 0 | 0 | 0 | 1000 | 2000 | 2000 | 2000 | 2000 | 2000 | 2000 | 2000
CCGT + CCS | S Scotland | 0 | 0 | 0 | 0 | 0 | 0 | 0 | 0 | 0 | 0 | 0 | 0 | 0 | 0 | 0 | 0 | 0 | 0 | 0 | 0 | 0
CCGT + CCS | N Scotland | 0 | 0 | 0 | 0 | 0 | 0 | 0 | 0 | 0 | 0 | 0 | 0 | 0 | 0 | 0 | 0 | 0 | 0 | 0 | 0 | 0
Onshore wind | S England & S Wales | 0 | 32.503 | 40.5244 | 49.104 | 59.7533 | 83.0346 | 96.3993 | 111.1031 | 124.5491 | 138.0315 | 146.7471 | 156.6632 | 166.8359 | 176.8215 | 188.1959 | 200.1955 | 275.2672 | 330.6121 | 446.1821 | 491.1005 | 491.1005
Onshore wind | Midlands & N Wales | 0 | 26.7651 | 33.3703 | 40.4354 | 49.2047 | 214.5778 | 371.7851 | 383.8931 | 394.9655 | 406.0677 | 413.2447 | 421.4103 | 429.7871 | 438.0099 | 447.3763 | 457.2575 | 519.0764 | 564.6509 | 659.8186 | 696.8073 | 696.8073
Onshore wind | N England | 0 | 37.2786 | 46.4785 | 56.3187 | 68.5327 | 95.2347 | 110.563 | 127.4272 | 142.8489 | 158.3122 | 168.3084 | 179.6815 | 191.3488 | 202.8016 | 215.8472 | 229.6098 | 315.7117 | 379.1883 | 511.7388 | 563.257 | 563.257
Onshore wind | S Scotland | 0 | 83.35 | 401.4 | 837.6 | 1164.8 | 1418.2383 | 2435.0767 | 2435.0767 | 2435.0767 | 2435.0767 | 2435.0767 | 2435.0767 | 2435.0767 | 2435.0767 | 2435.0767 | 2435.0767 | 2435.0767 | 2435.0767 | 2435.0767 | 2435.0767 | 2435.0767
Onshore wind | N Scotland | 0 | 0.4 | 508.5 | 690 | 1177 | 1574.2476 | 2622.131 | 2655.6989 | 2771.5361 | 2771.5361 | 2887.3734 | 2887.3734 | 3003.2106 | 3003.2106 | 3119.0478 | 3119.0478 | 3234.885 | 3234.885 | 3234.885 | 3234.885 | 3234.885
Offshore wind | Offshore South | 0 | 1527.3 | 1527.3 | 1527.3 | 2359.3 | 3157.3 | 3561.3 | 3965.3 | 3965.3 | 3965.3 | 3965.3 | 3965.3 | 3965.3 | 3965.3 | 3965.3 | 3965.3 | 3965.3 | 3965.3 | 3965.3 | 3965.3 | 3965.3
Offshore wind | Offshore Irish Sea | 0 | 270 | 270 | 977 | 977 | 977 | 977 | 977 | 977 | 977 | 977 | 977 | 977 | 977 | 977 | 977 | 977 | 977 | 977 | 977 | 977
Offshore wind | Offshore E England | 0 | 0 | 0 | 705 | 1205 | 1705 | 2105 | 2305 | 2305 | 2905 | 2905 | 2905 | 2905 | 2905 | 2905 | 2905 | 2905 | 2905 | 2905 | 2905 | 2905
Offshore wind | Offshore Scotland | 0 | 0 | 0 | 450 | 450 | 450 | 450 | 450 | 450 | 450 | 450 | 450 | 450 | 450 | 450 | 450 | 450 | 450 | 450 | 450 | 450
Onshore wind (North Scotland) includes:
Island Wind - Zone S Orkney |  | 1e-06 | 1e-06 | 1e-06 | 1e-06 | 1e-06 | 20.7966 | 41.5933 | 41.5933 | 62.3899 | 62.3899 | 83.1865 | 83.1865 | 103.9831 | 103.9831 | 124.7798 | 124.7798 | 145.5764 | 145.5764 | 145.5764 | 145.5764 | 145.5764
Island Wind - Zone S Shetland |  | 1e-06 | 1e-06 | 1e-06 | 1e-06 | 1e-06 | 95.0406 | 190.0812 | 190.0812 | 285.1217 | 285.1217 | 380.1623 | 380.1623 | 475.2029 | 475.2029 | 570.2435 | 570.2435 | 665.2841 | 665.2841 | 665.2841 | 665.2841 | 665.2841
Island Wind - Zone S Western Isles |  | 1e-06 | 1e-06 | 1e-06 | 1e-06 | 1e-06 | 1e-06 | 1e-06 | 1e-06 | 1e-06 | 1e-06 | 1e-06 | 1e-06 | 1e-06 | 1e-06 | 1e-06 | 1e-06 | 1e-06 | 1e-06 | 1e-06 | 1e-06 | 1e-06
Cumulative retirements by plant type
| 2011 | 2012 | 2013 | 2014 | 2015 | 2016 | 2017 | 2018 | 2019 | 2020 | 2021 | 2022 | 2023 | 2024 | 2025 | 2026 | 2027 | 2028 | 2029 | 2030 | 2031
CHP | 0 | 0 | -428 | -428 | -428 | -428 | -428 | -428 | -428 | -428 | -428 | -428 | -428 | -428 | -428 | -428 | -428 | -428 | -428 | -428 | -428
AGT | 0 | 0 | 0 | 0 | 0 | 0 | 0 | 0 | 0 | 0 | 0 | 0 | 0 | 0 | 0 | 0 | 0 | 0 | 0 | 0 | 0
Oil | 0 | 0 | -2388 | -2388 | -2388 | -3263 | -3263 | -3263 | -3263 | -3263 | -3263 | -3263 | -3263 | -3263 | -3263 | -3263 | -3263 | -3263 | -3263 | -3263 | -3263
Hydro | 0 | 0 | 0 | 0 | 0 | 0 | 0 | 0 | 0 | 0 | 0 | 0 | 0 | 0 | 0 | 0 | 0 | 0 | 0 | 0 | 0
PS | 0 | 0 | 0 | 0 | 0 | 0 | 0 | 0 | 0 | 0 | 0 | 0 | 0 | 0 | 0 | 0 | 0 | 0 | 0 | 0 | 0
Nuclear | 0 | 0 | -615 | -615 | -1105 | -1105 | -1105 | -1105 | -2186 | -4596 | -4596 | -4596 | -4596 | -6931 | -6931 | -6931 | -6931 | -6931 | -6931 | -6931 | -10561
CCGT | 0 | 0 | -804 | -1584 | -1584 | -1984 | -2794 | -3309 | -3974 | -4874 | -4874 | -5643 | -6159 | -7784 | -9164 | -10714 | -11948 | -11948 | -11948 | -11948 | -11948
OCGT | 0 | 0 | 0 | -68 | -102 | -396 | -396 | -396 | -396 | -396 | -396 | -396 | -396 | -555 | -555 | -555 | -555 | -555 | -555 | -555 | -555
Coal | 0 | -551 | -4787 | -6108 | -8429 | -9893.5 | -15438 | -15438 | -15438 | -15438 | -17207 | -19194 | -19765 | -23712 | -23712 | -23712 | -23712 | -23712 | -23712 | -23712 | -23712
Coal + CCS | 0 | 0 | 0 | 0 | 0 | 0 | 0 | 0 | 0 | 0 | 0 | 0 | 0 | 0 | 0 | 0 | 0 | 0 | 0 | 0 | 0
CCGT + CCS | 0 | 0 | 0 | 0 | 0 | 0 | 0 | 0 | 0 | 0 | 0 | 0 | 0 | 0 | 0 | 0 | 0 | 0 | 0 | 0 | 0
Onshore wind (unclassified) | 0 | 0 | 0 | 0 | 0 | 0 | 0 | 0 | 0 | 0 | 0 | 0 | 0 | 0 | 0 | 0 | 0 | 0 | 0 | 0 | 0
Offshore wind (unclassified) | 0 | 0 | 0 | 0 | 0 | 0 | 0 | 0 | 0 | 0 | 0 | 0 | 0 | 0 | 0 | 0 | 0 | 0 | 0 | 0 | 0
Onshore wind | 0 | -0.3 | -0.3 | -0.3 | -0.3 | -0.3 | -0.3 | -0.3 | -0.3 | -0.3 | -0.3 | -0.3 | -0.3 | -0.3 | -0.3 | -0.3 | -0.3 | -0.3 | -0.3 | -0.3 | -0.3
Onshore wind (Medium) | 0 | 0 | 0 | 0 | 0 | 0 | 0 | 0 | 0 | 0 | 0 | 0 | 0 | 0 | 0 | 0 | 0 | 0 | 0 | 0 | 0
Onshore wind (Low) | 0 | 0 | 0 | 0 | 0 | 0 | 0 | 0 | 0 | 0 | 0 | 0 | 0 | 0 | 0 | 0 | 0 | 0 | 0 | 0 | 0
Offshore wind | 0 | 0 | 0 | 0 | 0 | 0 | 0 | 0 | 0 | 0 | 0 | 0 | 0 | 0 | 0 | 0 | 0 | 0 | 0 | 0 | 0
Offshore wind (Low) | 0 | 0 | 0 | 0 | 0 | 0 | 0 | 0 | 0 | 0 | 0 | 0 | 0 | 0 | 0 | 0 | 0 | 0 | 0 | 0 | 0
Wave | 0 | 0 | 0 | 0 | 0 | 0 | 0 | 0 | 0 | 0 | 0 | 0 | 0 | 0 | 0 | 0 | 0 | 0 | 0 | 0 | 0
Tidal Stream | 0 | 0 | 0 | 0 | 0 | 0 | 0 | 0 | 0 | 0 | 0 | 0 | 0 | 0 | 0 | 0 | 0 | 0 | 0 | 0 | 0
Tidal Range | 0 | 0 | 0 | 0 | 0 | 0 | 0 | 0 | 0 | 0 | 0 | 0 | 0 | 0 | 0 | 0 | 0 | 0 | 0 | 0 | 0
Sewage gas | 0 | 0 | 0 | 0 | 0 | 0 | 0 | 0 | 0 | 0 | 0 | 0 | 0 | 0 | 0 | 0 | 0 | 0 | 0 | 0 | 0
Solar | 0 | 0 | 0 | 0 | 0 | 0 | 0 | 0 | 0 | 0 | 0 | 0 | 0 | 0 | 0 | 0 | 0 | 0 | 0 | 0 | 0
Biomass regular | 0 | 0 | 0 | 0 | 0 | 0 | 0 | 0 | 0 | 0 | 0 | 0 | 0 | 0 | 0 | 0 | 0 | 0 | 0 | 0 | 0
Biomass energy crop | 0 | 0 | 0 | 0 | 0 | 0 | 0 | 0 | 0 | 0 | 0 | 0 | 0 | 0 | 0 | 0 | 0 | 0 | 0 | 0 | 0
Biowaste | 0 | 0 | 0 | 0 | 0 | 0 | 0 | 0 | 0 | 0 | 0 | 0 | 0 | 0 | 0 | 0 | 0 | 0 | 0 | 0 | 0
Biogas | 0 | 0 | 0 | 0 | 0 | 0 | 0 | 0 | 0 | 0 | 0 | 0 | 0 | 0 | 0 | 0 | 0 | 0 | 0 | 0 | 0
Biodiesel | 0 | 0 | 0 | 0 | 0 | 0 | 0 | 0 | 0 | 0 | 0 | 0 | 0 | 0 | 0 | 0 | 0 | 0 | 0 | 0 | 0
Biomass ACT | 0 | 0 | 0 | 0 | 0 | 0 | 0 | 0 | 0 | 0 | 0 | 0 | 0 | 0 | 0 | 0 | 0 | 0 | 0 | 0 | 0
Biomass AD | 0 | 0 | 0 | 0 | 0 | 0 | 0 | 0 | 0 | 0 | 0 | 0 | 0 | 0 | 0 | 0 | 0 | 0 | 0 | 0 | 0
Biomass regular (CHP) | 0 | 0 | 0 | 0 | 0 | 0 | 0 | 0 | 0 | 0 | 0 | 0 | 0 | 0 | 0 | 0 | 0 | 0 | 0 | 0 | 0
Biomass energy crop (CHP) | 0 | 0 | 0 | 0 | 0 | 0 | 0 | 0 | 0 | 0 | 0 | 0 | 0 | 0 | 0 | 0 | 0 | 0 | 0 | 0 | 0
Biowaste (CHP) | 0 | 0 | 0 | 0 | 0 | 0 | 0 | 0 | 0 | 0 | 0 | 0 | 0 | 0 | 0 | 0 | 0 | 0 | 0 | 0 | 0
Biogas (CHP) | 0 | 0 | 0 | 0 | 0 | 0 | 0 | 0 | 0 | 0 | 0 | 0 | 0 | 0 | 0 | 0 | 0 | 0 | 0 | 0 | 0
Biodiesel (CHP) | 0 | 0 | 0 | 0 | 0 | 0 | 0 | 0 | 0 | 0 | 0 | 0 | 0 | 0 | 0 | 0 | 0 | 0 | 0 | 0 | 0
Biomass ACT (CHP) | 0 | 0 | 0 | 0 | 0 | 0 | 0 | 0 | 0 | 0 | 0 | 0 | 0 | 0 | 0 | 0 | 0 | 0 | 0 | 0 | 0
Biomass AD (CHP) | 0 | 0 | 0 | 0 | 0 | 0 | 0 | 0 | 0 | 0 | 0 | 0 | 0 | 0 | 0 | 0 | 0 | 0 | 0 | 0 | 0
Landfill gas | 0 | 0 | 0 | 0 | 0 | 0 | 0 | 0 | 0 | 0 | 0 | 0 | 0 | 0 | 0 | 0 | 0 | 0 | 0 | 0 | 0
Hydro (small scale) | 0 | 0 | 0 | 0 | 0 | 0 | 0 | 0 | 0 | 0 | 0 | 0 | 0 | 0 | 0 | 0 | 0 | 0 | 0 | 0 | 0
Geopressure | 0 | 0 | 0 | 0 | 0 | 0 | 0 | 0 | 0 | 0 | 0 | 0 | 0 | 0 | 0 | 0 | 0 | 0 | 0 | 0 | 0
Standard gasification or pyrolysis | 0 | 0 | 0 | 0 | 0 | 0 | 0 | 0 | 0 | 0 | 0 | 0 | 0 | 0 | 0 | 0 | 0 | 0 | 0 | 0 | 0
Other unspecified | 0 | 0 | 0 | 0 | 0 | 0 | 0 | 0 | 0 | 0 | 0 | 0 | 0 | 0 | 0 | 0 | 0 | 0 | 0 | 0 | 0
Geothermal | 0 | 0 | 0 | 0 | 0 | 0 | 0 | 0 | 0 | 0 | 0 | 0 | 0 | 0 | 0 | 0 | 0 | 0 | 0 | 0 | 0
Microgeneration | 0 | 0 | 0 | 0 | 0 | 0 | 0 | 0 | 0 | 0 | 0 | 0 | 0 | 0 | 0 | 0 | 0 | 0 | 0 | 0 | 0
Other ROC | 0 | 0 | 0 | 0 | 0 | 0 | 0 | 0 | 0 | 0 | 0 | 0 | 0 | 0 | 0 | 0 | 0 | 0 | 0 | 0 | 0
Non-ROC | 0 | 0 | 0 | 0 | 0 | 0 | 0 | 0 | 0 | 0 | 0 | 0 | 0 | 0 | 0 | 0 | 0 | 0 | 0 | 0 | 0
Embedded CHP | 0 | 0 | 0 | 0 | 0 | 0 | 0 | 0 | 0 | 0 | 0 | 0 | 0 | 0 | 0 | 0 | 0 | 0 | 0 | 0 | 0
Embedded Gas | 0 | 0 | 0 | 0 | 0 | 0 | 0 | 0 | 0 | 0 | 0 | 0 | 0 | 0 | 0 | 0 | 0 | 0 | 0 | 0 | 0
Embedded offshore wind | 0 | 0 | 0 | 0 | 0 | 0 | 0 | 0 | 0 | 0 | 0 | 0 | 0 | 0 | 0 | 0 | 0 | 0 | 0 | 0 | 0
Embedded onshore wind | 0 | 0 | 0 | 0 | 0 | 0 | 0 | 0 | 0 | 0 | 0 | 0 | 0 | 0 | 0 | 0 | 0 | 0 | 0 | 0 | 0
Embedded biomass | 0 | 0 | 0 | 0 | 0 | 0 | 0 | 0 | 0 | 0 | 0 | 0 | 0 | 0 | 0 | 0 | 0 | 0 | 0 | 0 | 0
Embedded tidal and wave | 0 | 0 | 0 | 0 | 0 | 0 | 0 | 0 | 0 | 0 | 0 | 0 | 0 | 0 | 0 | 0 | 0 | 0 | 0 | 0 | 0
Embedded hydro | 0 | 0 | 0 | 0 | 0 | 0 | 0 | 0 | 0 | 0 | 0 | 0 | 0 | 0 | 0 | 0 | 0 | 0 | 0 | 0 | 0
Total | 0 | -551.3 | -9022.3 | -11191.3 | -14036.3 | -17069.8 | -23424.3 | -23939.3 | -25685.3 | -28995.3 | -30764.3 | -33520.3 | -34607.3 | -42673.3 | -44053.3 | -45603.3 | -46837.3 | -46837.3 | -46837.3 | -46837.3 | -50467.2999
Cumulative retirements by chart type
| 2011 | 2012 | 2013 | 2014 | 2015 | 2016 | 2017 | 2018 | 2019 | 2020 | 2021 | 2022 | 2023 | 2024 | 2025 | 2026 | 2027 | 2028 | 2029 | 2030 | 2031
Gas | 0 | 0 | -1232 | -2012 | -2012 | -2412 | -3222 | -3737 | -4402 | -5302 | -5302 | -6071 | -6587 | -8212 | -9592 | -11142 | -12376 | -12376 | -12376 | -12376 | -12376
Coal | 0 | -551 | -4787 | -6108 | -8429 | -9893.5 | -15438 | -15438 | -15438 | -15438 | -17207 | -19194 | -19765 | -23712 | -23712 | -23712 | -23712 | -23712 | -23712 | -23712 | -23712
Oil | 0 | 0 | -2388 | -2388 | -2388 | -3263 | -3263 | -3263 | -3263 | -3263 | -3263 | -3263 | -3263 | -3263 | -3263 | -3263 | -3263 | -3263 | -3263 | -3263 | -3263
OCGT | 0 | 0 | 0 | -68 | -102 | -396 | -396 | -396 | -396 | -396 | -396 | -396 | -396 | -555 | -555 | -555 | -555 | -555 | -555 | -555 | -555
PS | 0 | 0 | 0 | 0 | 0 | 0 | 0 | 0 | 0 | 0 | 0 | 0 | 0 | 0 | 0 | 0 | 0 | 0 | 0 | 0 | 0
Nuclear | 0 | 0 | -615 | -615 | -1105 | -1105 | -1105 | -1105 | -2186 | -4596 | -4596 | -4596 | -4596 | -6931 | -6931 | -6931 | -6931 | -6931 | -6931 | -6931 | -10561
CCS | 0 | 0 | 0 | 0 | 0 | 0 | 0 | 0 | 0 | 0 | 0 | 0 | 0 | 0 | 0 | 0 | 0 | 0 | 0 | 0 | 0
Onshore wind | 0 | -0.3 | -0.3 | -0.3 | -0.3 | -0.3 | -0.3 | -0.3 | -0.3 | -0.3 | -0.3 | -0.3 | -0.3 | -0.3 | -0.3 | -0.3 | -0.3 | -0.3 | -0.3 | -0.3 | -0.3
Offshore wind | 0 | 0 | 0 | 0 | 0 | 0 | 0 | 0 | 0 | 0 | 0 | 0 | 0 | 0 | 0 | 0 | 0 | 0 | 0 | 0 | 0
Other renewable | 0 | 0 | 0 | 0 | 0 | 0 | 0 | 0 | 0 | 0 | 0 | 0 | 0 | 0 | 0 | 0 | 0 | 0 | 0 | 0 | 0
Total | 0 | -551.3 | -9022.3 | -11191.3 | -14036.3 | -17069.8 | -23424.3 | -23939.3 | -25685.3 | -28995.3 | -30764.3 | -33520.3 | -34607.3 | -42673.3 | -44053.3 | -45603.3 | -46837.3 | -46837.3 | -46837.3 | -46837.3 | -50467.2999
Cumulative retirements by plant type and location
|  | 2011 | 2012 | 2013 | 2014 | 2015 | 2016 | 2017 | 2018 | 2019 | 2020 | 2021 | 2022 | 2023 | 2024 | 2025 | 2026 | 2027 | 2028 | 2029 | 2030 | 2031
Coal | S England & S Wales | 0 | 0 | -3661 | -4006 | -4816 | -4816 | -6385 | -6385 | -6385 | -6385 | -6385 | -6385 | -6385 | -6385 | -6385 | -6385 | -6385 | -6385 | -6385 | -6385 | -6385
Coal | Midlands & N Wales | 0 | 0 | 0 | 0 | -964 | -964 | -964 | -964 | -964 | -964 | -1932 | -3919 | -3919 | -7866 | -7866 | -7866 | -7866 | -7866 | -7866 | -7866 | -7866
Coal | N England | 0 | 0 | 0 | -976 | -976 | -2440.5 | -5845 | -5845 | -5845 | -5845 | -6075 | -6075 | -6075 | -6075 | -6075 | -6075 | -6075 | -6075 | -6075 | -6075 | -6075
Coal | S Scotland | 0 | -551 | -1126 | -1126 | -1673 | -1673 | -2244 | -2244 | -2244 | -2244 | -2815 | -2815 | -3386 | -3386 | -3386 | -3386 | -3386 | -3386 | -3386 | -3386 | -3386
Coal | N Scotland | 0 | 0 | 0 | 0 | 0 | 0 | 0 | 0 | 0 | 0 | 0 | 0 | 0 | 0 | 0 | 0 | 0 | 0 | 0 | 0 | 0
CCGT | S England & S Wales | 0 | 0 | -569 | -569 | -569 | -569 | -569 | -569 | -569 | -569 | -569 | -569 | -569 | -1940 | -1940 | -3490 | -4724 | -4724 | -4724 | -4724 | -4724
CCGT | Midlands & N Wales | 0 | 0 | 0 | 0 | 0 | 0 | 0 | -515 | -515 | -515 | -515 | -515 | -515 | -515 | -1895 | -1895 | -1895 | -1895 | -1895 | -1895 | -1895
CCGT | N England | 0 | 0 | -235 | -235 | -235 | -235 | -1045 | -1045 | -1710 | -2610 | -2610 | -3379 | -3895 | -4149 | -4149 | -4149 | -4149 | -4149 | -4149 | -4149 | -4149
CCGT | S Scotland | 0 | 0 | 0 | 0 | 0 | 0 | 0 | 0 | 0 | 0 | 0 | 0 | 0 | 0 | 0 | 0 | 0 | 0 | 0 | 0 | 0
CCGT | N Scotland | 0 | 0 | 0 | -780 | -780 | -1180 | -1180 | -1180 | -1180 | -1180 | -1180 | -1180 | -1180 | -1180 | -1180 | -1180 | -1180 | -1180 | -1180 | -1180 | -1180
Nuclear | S England & S Wales | 0 | 0 | -215 | -215 | -215 | -215 | -215 | -215 | -1296 | -1296 | -1296 | -1296 | -1296 | -2557 | -2557 | -2557 | -2557 | -2557 | -2557 | -2557 | -3769
Nuclear | Midlands & N Wales | 0 | 0 | -400 | -400 | -890 | -890 | -890 | -890 | -890 | -890 | -890 | -890 | -890 | -890 | -890 | -890 | -890 | -890 | -890 | -890 | -890
Nuclear | N England | 0 | 0 | 0 | 0 | 0 | 0 | 0 | 0 | 0 | -2410 | -2410 | -2410 | -2410 | -2410 | -2410 | -2410 | -2410 | -2410 | -2410 | -2410 | -3613
Nuclear | S Scotland | 0 | 0 | 0 | 0 | 0 | 0 | 0 | 0 | 0 | 0 | 0 | 0 | 0 | -1074 | -1074 | -1074 | -1074 | -1074 | -1074 | -1074 | -2289
Nuclear | N Scotland | 0 | 0 | 0 | 0 | 0 | 0 | 0 | 0 | 0 | 0 | 0 | 0 | 0 | 0 | 0 | 0 | 0 | 0 | 0 | 0 | 0
Transmission
Reinf package | 2010 | 2011 | 2012 | 2013 | 2014 | 2015 | 2016 | 2017 | 2018 | 2019 | 2020 | 2021 | 2022 | 2023 | 2024 | 2025 | 2026 | 2027 | 2028 | 2029 | 2030
Beauly-Denny overhead line | 2015 | 2015 | 2015 | 2015 | 2015 | 2015 | 2015 | 2015 | 2015 | 2015 | 2015 | 2015 | 2015 | 2015 | 2015 | 2015 | 2015 | 2015 | 2015 | 2015 | 2015
Dummy | 2040 | 2040 | 2040 | 2040 | 2040 | 2040 | 2040 | 2040 | 2040 | 2040 | 2040 | 2040 | 2040 | 2040 | 2040 | 2040 | 2040 | 2040 | 2040 | 2040 | 2040
East Coast (Kincardine - Harburn) 400kV | 2040 | 2040 | 2040 | 2040 | 2040 | 2040 | 2040 | 2020 | 2020 | 2020 | 2020 | 2020 | 2020 | 2020 | 2020 | 2020 | 2020 | 2020 | 2020 | 2020 | 2020
Western HVDC Link | 2016 | 2016 | 2016 | 2016 | 2016 | 2016 | 2016 | 2016 | 2016 | 2016 | 2016 | 2016 | 2016 | 2016 | 2016 | 2016 | 2016 | 2016 | 2016 | 2016 | 2016
Anglo-Scottish Series & Shunt Compensation | 2015 | 2015 | 2015 | 2015 | 2015 | 2015 | 2015 | 2015 | 2015 | 2015 | 2015 | 2015 | 2015 | 2015 | 2015 | 2015 | 2015 | 2015 | 2015 | 2015 | 2015
Eastern HVDC Link | 2040 | 2040 | 2040 | 2040 | 2040 | 2040 | 2040 | 2040 | 2040 | 2040 | 2040 | 2040 | 2040 | 2040 | 2040 | 2040 | 2040 | 2040 | 2040 | 2040 | 2040
Penwortham QBs | 2014 | 2014 | 2014 | 2014 | 2014 | 2014 | 2014 | 2014 | 2014 | 2014 | 2014 | 2014 | 2014 | 2014 | 2014 | 2014 | 2014 | 2014 | 2014 | 2014 | 2014
New Hinckley Point - Seabank OHL and assoc works | 2040 | 2040 | 2040 | 2040 | 2040 | 2018 | 2018 | 2018 | 2018 | 2018 | 2018 | 2018 | 2018 | 2018 | 2018 | 2018 | 2018 | 2018 | 2018 | 2018 | 2018
Reconductoring circuits in East Anglia | 2040 | 2040 | 2040 | 2040 | 2040 | 2040 | 2019 | 2019 | 2019 | 2019 | 2019 | 2019 | 2019 | 2019 | 2019 | 2019 | 2019 | 2019 | 2019 | 2019 | 2019
New OHL & reconductoring work in East Anglia | 2040 | 2040 | 2040 | 2040 | 2040 | 2040 | 2040 | 2040 | 2040 | 2040 | 2040 | 2040 | 2040 | 2040 | 2040 | 2040 | 2040 | 2040 | 2040 | 2040 | 2040
QBs in East Anglia | 2040 | 2040 | 2040 | 2040 | 2040 | 2040 | 2040 | 2040 | 2040 | 2040 | 2023 | 2023 | 2023 | 2023 | 2023 | 2023 | 2023 | 2023 | 2023 | 2023 | 2023
Establish 2nd Pentir-Traw 400kv circuit | 2040 | 2040 | 2040 | 2040 | 2040 | 2040 | 2040 | 2040 | 2040 | 2040 | 2040 | 2040 | 2040 | 2040 | 2040 | 2040 | 2040 | 2040 | 2040 | 2040 | 2040
Series compensation and reconductoring work in North Wales | 2040 | 2040 | 2040 | 2040 | 2040 | 2018 | 2018 | 2018 | 2018 | 2018 | 2018 | 2018 | 2018 | 2018 | 2018 | 2018 | 2018 | 2018 | 2018 | 2018 | 2018
Wylfa-Pembroke 2GW HVDC link | 2040 | 2040 | 2040 | 2040 | 2040 | 2040 | 2040 | 2040 | 2040 | 2040 | 2040 | 2040 | 2040 | 2040 | 2040 | 2040 | 2040 | 2040 | 2040 | 2040 | 2040
Daines 225MVAR MSC DNs | 2014 | 2014 | 2014 | 2014 | 2014 | 2014 | 2014 | 2014 | 2014 | 2014 | 2014 | 2014 | 2014 | 2014 | 2014 | 2014 | 2014 | 2014 | 2014 | 2014 | 2014
Sundon and Ratcliffe 225MVAR MSCs | 2015 | 2015 | 2015 | 2015 | 2015 | 2015 | 2015 | 2015 | 2015 | 2015 | 2015 | 2015 | 2015 | 2015 | 2015 | 2015 | 2015 | 2015 | 2015 | 2015 | 2015
North London Reinforcements & St John's Wood - Hackney cable | 2016 | 2016 | 2016 | 2016 | 2016 | 2016 | 2016 | 2016 | 2016 | 2016 | 2016 | 2016 | 2016 | 2016 | 2016 | 2016 | 2016 | 2016 | 2016 | 2016 | 2016
Turn in Sundon - Cowley circuit at East Claydon | 2040 | 2040 | 2017 | 2017 | 2017 | 2017 | 2017 | 2017 | 2017 | 2017 | 2017 | 2017 | 2017 | 2017 | 2017 | 2017 | 2017 | 2017 | 2017 | 2017 | 2017
North East London uprate to 400kV | 2040 | 2040 | 2040 | 2040 | 2040 | 2040 | 2040 | 2040 | 2040 | 2040 | 2040 | 2026 | 2026 | 2026 | 2026 | 2026 | 2026 | 2026 | 2026 | 2026 | 2026
East London reinforcements | 2014 | 2014 | 2014 | 2014 | 2014 | 2014 | 2014 | 2014 | 2014 | 2014 | 2014 | 2014 | 2014 | 2014 | 2014 | 2014 | 2014 | 2014 | 2014 | 2014 | 2014
East London reconductoring | 2040 | 2040 | 2040 | 2040 | 2040 | 2040 | 2040 | 2040 | 2040 | 2040 | 2040 | 2040 | 2025 | 2025 | 2025 | 2025 | 2025 | 2025 | 2025 | 2025 | 2025
Kingsnorth-Cobham reconductoring | 2040 | 2040 | 2040 | 2016 | 2016 | 2016 | 2016 | 2016 | 2016 | 2016 | 2016 | 2016 | 2016 | 2016 | 2016 | 2016 | 2016 | 2016 | 2016 | 2016 | 2016
South London reconductoring | 2040 | 2040 | 2040 | 2040 | 2040 | 2040 | 2040 | 2040 | 2040 | 2040 | 2023 | 2023 | 2023 | 2023 | 2023 | 2023 | 2023 | 2023 | 2023 | 2023 | 2023
Essex reconductoring | 2040 | 2040 | 2040 | 2040 | 2040 | 2040 | 2040 | 2040 | 2040 | 2040 | 2040 | 2040 | 2025 | 2025 | 2025 | 2025 | 2025 | 2025 | 2025 | 2025 | 2025
Tees Crossing refurbishment | 2040 | 2040 | 2040 | 2040 | 2040 | 2040 | 2040 | 2040 | 2040 | 2040 | 2040 | 2040 | 2040 | 2040 | 2040 | 2040 | 2040 | 2040 | 2040 | 2040 | 2040
QBs in Sundon-Wymondley circuits | 2015 | 2015 | 2015 | 2015 | 2015 | 2015 | 2015 | 2015 | 2015 | 2015 | 2015 | 2015 | 2015 | 2015 | 2015 | 2015 | 2015 | 2015 | 2015 | 2015 | 2015
London MSCs, East End reconductoring | 2015 | 2015 | 2015 | 2015 | 2015 | 2015 | 2015 | 2015 | 2015 | 2015 | 2015 | 2015 | 2015 | 2015 | 2015 | 2015 | 2015 | 2015 | 2015 | 2015 | 2015
New reactor at Rayleigh | 2040 | 2040 | 2040 | 2040 | 2040 | 2040 | 2040 | 2040 | 2040 | 2040 | 2025 | 2025 | 2025 | 2025 | 2025 | 2025 | 2025 | 2025 | 2025 | 2025 | 2025
Kemsley QBs | 2040 | 2040 | 2040 | 2040 | 2040 | 2040 | 2040 | 2040 | 2040 | 2040 | 2040 | 2040 | 2040 | 2040 | 2040 | 2040 | 2040 | 2040 | 2040 | 2040 | 2040
Rowdown, Canterbury, Sellinge and Dungeness reinforcemnts | 2040 | 2040 | 2040 | 2040 | 2040 | 2040 | 2040 | 2040 | 2040 | 2040 | 2040 | 2024 | 2024 | 2024 | 2024 | 2024 | 2024 | 2024 | 2024 | 2024 | 2024
Iver, East Claydon, Grendon & Elstree new MSCs | 2015 | 2015 | 2015 | 2015 | 2015 | 2015 | 2015 | 2015 | 2015 | 2015 | 2015 | 2015 | 2015 | 2015 | 2015 | 2015 | 2015 | 2015 | 2015 | 2015 | 2015
Cottam - West Burton reconductoring | 2014 | 2014 | 2014 | 2014 | 2014 | 2014 | 2014 | 2014 | 2014 | 2014 | 2014 | 2014 | 2014 | 2014 | 2014 | 2014 | 2014 | 2014 | 2014 | 2014 | 2014
West Weybridge 275kV additional MSC | 2040 | 2040 | 2017 | 2017 | 2017 | 2017 | 2017 | 2017 | 2017 | 2017 | 2017 | 2017 | 2017 | 2017 | 2017 | 2017 | 2017 | 2017 | 2017 | 2017 | 2017
Knocknagael | 2040 | 2040 | 2040 | 2040 | 2040 | 2040 | 2040 | 2040 | 2040 | 2040 | 2040 | 2040 | 2040 | 2040 | 2040 | 2040 | 2040 | 2040 | 2040 | 2040 | 2040
Beauly-Blackhillock-Kintore | 2014 | 2014 | 2014 | 2014 | 2014 | 2014 | 2014 | 2014 | 2014 | 2014 | 2014 | 2014 | 2014 | 2014 | 2014 | 2014 | 2014 | 2014 | 2014 | 2014 | 2014
Beauly-Dounreay | 2040 | 2040 | 2040 | 2040 | 2040 | 2040 | 2040 | 2040 | 2040 | 2040 | 2040 | 2040 | 2040 | 2040 | 2040 | 2040 | 2040 | 2040 | 2040 | 2040 | 2040
Hunterston-Kintyre link | 2015 | 2015 | 2015 | 2015 | 2015 | 2015 | 2015 | 2015 | 2015 | 2015 | 2015 | 2015 | 2015 | 2015 | 2015 | 2015 | 2015 | 2015 | 2015 | 2015 | 2015
East Coast Upgrade | 2040 | 2040 | 2040 | 2040 | 2040 | 2040 | 2021 | 2021 | 2021 | 2021 | 2021 | 2021 | 2021 | 2021 | 2021 | 2021 | 2021 | 2021 | 2021 | 2021 | 2021
Humber - Walpole HVDC | 2040 | 2040 | 2040 | 2040 | 2040 | 2040 | 2040 | 2040 | 2040 | 2040 | 2040 | 2040 | 2040 | 2040 | 2040 | 2040 | 2040 | 2040 | 2040 | 2040 | 2040
Caithness - Moray HVDC | 2040 | 2040 | 2040 | 2040 | 2040 | 2040 | 2040 | 2040 | 2040 | 2040 | 2040 | 2040 | 2040 | 2040 | 2040 | 2040 | 2040 | 2040 | 2040 | 2040 | 2040
Beauly - Mossford 132kV upgrade | 2040 | 2040 | 2040 | 2040 | 2040 | 2040 | 2040 | 2040 | 2040 | 2040 | 2040 | 2040 | 2040 | 2040 | 2040 | 2040 | 2040 | 2040 | 2040 | 2040 | 2040
Eastern HVDC Link #2 | 2040 | 2040 | 2040 | 2040 | 2040 | 2040 | 2019 | 2019 | 2019 | 2019 | 2019 | 2019 | 2019 | 2019 | 2019 | 2019 | 2019 | 2019 | 2019 | 2019 | 2019
Beauly - Blackhillock - Keith 400kV upgrade | 2040 | 2040 | 2040 | 2040 | 2040 | 2040 | 2040 | 2040 | 2040 | 2040 | 2040 | 2040 | 2040 | 2040 | 2040 | 2040 | 2040 | 2040 | 2040 | 2040 | 2040
Western HVDC Link #2 | 2040 | 2040 | 2040 | 2040 | 2040 | 2040 | 2040 | 2040 | 2040 | 2040 | 2040 | 2040 | 2040 | 2040 | 2040 | 2040 | 2040 | 2040 | 2040 | 2040 | 2040
Elstree London | 2040 | 2040 | 2040 | 2040 | 2040 | 2040 | 2040 | 2040 | 2040 | 2040 | 2040 | 2040 | 2040 | 2040 | 2040 | 2040 | 2040 | 2040 | 2040 | 2040 | 2040
West Midlands MSC | 2022 | 2022 | 2022 | 2022 | 2022 | 2022 | 2022 | 2022 | 2022 | 2022 | 2022 | 2022 | 2022 | 2022 | 2022 | 2022 | 2022 | 2022 | 2022 | 2022 | 2022
B1 | 2040 | 2040 | 2040 | 2040 | 2040 | 2040 | 2040 | 2040 | 2040 | 2040 | 2040 | 2040 | 2040 | 2040 | 2040 | 2040 | 2040 | 2040 | 2040 | 2040 | 2040
B2 | 2040 | 2040 | 2040 | 2040 | 2040 | 2040 | 2040 | 2040 | 2040 | 2040 | 2040 | 2040 | 2040 | 2040 | 2040 | 2040 | 2040 | 2040 | 2040 | 2040 | 2040
B3 | 2040 | 2040 | 2040 | 2040 | 2040 | 2040 | 2040 | 2040 | 2040 | 2040 | 2040 | 2040 | 2040 | 2040 | 2040 | 2040 | 2040 | 2040 | 2040 | 2040 | 2040
B4 | 2040 | 2040 | 2040 | 2040 | 2040 | 2040 | 2040 | 2040 | 2040 | 2040 | 2040 | 2040 | 2040 | 2040 | 2040 | 2040 | 2040 | 2040 | 2040 | 2040 | 2040
B5 | 2040 | 2040 | 2040 | 2040 | 2040 | 2040 | 2040 | 2040 | 2040 | 2040 | 2040 | 2040 | 2040 | 2040 | 2040 | 2040 | 2040 | 2040 | 2040 | 2040 | 2040
B6 | 2040 | 2040 | 2040 | 2040 | 2040 | 2040 | 2040 | 2040 | 2040 | 2040 | 2040 | 2040 | 2040 | 2040 | 2040 | 2040 | 2040 | 2040 | 2040 | 2040 | 2040
B7a | 2040 | 2040 | 2040 | 2040 | 2040 | 2040 | 2040 | 2040 | 2040 | 2040 | 2040 | 2040 | 2040 | 2040 | 2040 | 2040 | 2040 | 2040 | 2040 | 2040 | 2040
B8 | 2040 | 2040 | 2040 | 2040 | 2040 | 2040 | 2040 | 2040 | 2040 | 2040 | 2040 | 2040 | 2040 | 2040 | 2040 | 2040 | 2040 | 2040 | 2040 | 2040 | 2040
B9 | 2040 | 2040 | 2040 | 2040 | 2040 | 2040 | 2040 | 2040 | 2040 | 2040 | 2040 | 2040 | 2040 | 2040 | 2040 | 2040 | 2040 | 2040 | 2040 | 2040 | 2040
B10 | 2040 | 2040 | 2040 | 2040 | 2040 | 2040 | 2040 | 2040 | 2040 | 2040 | 2040 | 2040 | 2040 | 2040 | 2040 | 2040 | 2040 | 2040 | 2040 | 2040 | 2040
B11 | 2040 | 2040 | 2040 | 2040 | 2040 | 2040 | 2040 | 2040 | 2040 | 2040 | 2040 | 2040 | 2040 | 2040 | 2040 | 2040 | 2040 | 2040 | 2040 | 2040 | 2040
B12 | 2040 | 2040 | 2040 | 2040 | 2040 | 2040 | 2040 | 2040 | 2040 | 2040 | 2040 | 2040 | 2040 | 2040 | 2040 | 2040 | 2040 | 2040 | 2040 | 2040 | 2040
B13 | 2040 | 2040 | 2040 | 2040 | 2040 | 2040 | 2040 | 2040 | 2040 | 2040 | 2040 | 2040 | 2040 | 2040 | 2040 | 2040 | 2040 | 2040 | 2040 | 2040 | 2040
B14 | 2040 | 2040 | 2040 | 2040 | 2040 | 2040 | 2040 | 2040 | 2040 | 2040 | 2040 | 2040 | 2040 | 2040 | 2040 | 2040 | 2040 | 2040 | 2040 | 2040 | 2040
B15 | 2040 | 2040 | 2040 | 2040 | 2040 | 2040 | 2040 | 2040 | 2040 | 2040 | 2040 | 2040 | 2025 | 2025 | 2025 | 2025 | 2025 | 2025 | 2025 | 2025 | 2025
B16 | 2040 | 2040 | 2040 | 2040 | 2040 | 2040 | 2040 | 2040 | 2040 | 2040 | 2040 | 2040 | 2040 | 2040 | 2040 | 2040 | 2040 | 2040 | 2040 | 2040 | 2040
B17 | 2040 | 2040 | 2040 | 2040 | 2040 | 2040 | 2040 | 2040 | 2040 | 2040 | 2040 | 2040 | 2040 | 2040 | 2040 | 2040 | 2040 | 2040 | 2040 | 2040 | 2040
B201 | 2040 | 2040 | 2040 | 2040 | 2040 | 2040 | 2040 | 2040 | 2040 | 2040 | 2040 | 2040 | 2040 | 2040 | 2040 | 2040 | 2040 | 2040 | 2040 | 2040 | 2040
B202 | 2040 | 2040 | 2040 | 2040 | 2040 | 2040 | 2040 | 2040 | 2040 | 2040 | 2040 | 2040 | 2040 | 2040 | 2040 | 2040 | 2040 | 2040 | 2040 | 2040 | 2040
EC5 | 2040 | 2040 | 2040 | 2040 | 2040 | 2040 | 2040 | 2040 | 2040 | 2040 | 2040 | 2040 | 2040 | 2040 | 2040 | 2040 | 2040 | 2040 | 2040 | 2040 | 2040
NW2 | 2040 | 2040 | 2040 | 2040 | 2040 | 2040 | 2040 | 2040 | 2040 | 2040 | 2040 | 2040 | 2040 | 2040 | 2040 | 2040 | 2040 | 2040 | 2040 | 2040 | 2040
| 2011 | 2012 | 2013 | 2014 | 2015 | 2016 | 2017 | 2018 | 2019 | 2020 | 2021 | 2022 | 2023 | 2024 | 2025 | 2026 | 2027 | 2028 | 2029 | 2030 | 2031
Transmission Capex in current year | 0 | 0 | 0 | 164.903 | 1344.406 | 1591.453 | 58.3495 | 753.239 | 864.891 | 129.1611 | 402.2122 | 50 | 122.0035 | 122.0035 | 156.0601 | 90.1765 | 0 | 0 | 0 | 0 | 0
£m | 2011 | 2012 | 2013 | 2014 | 2015 | 2016 | 2017 | 2018 | 2019 | 2020 | 2021 | 2022 | 2023 | 2024 | 2025 | 2026 | 2027 | 2028 | 2029 | 2030 | 2031
Levelised Cost in Current Year | 0 | 0 | 0 | 10.0082 | 91.6017 | 188.1888 | 191.7301 | 237.445 | 289.9362 | 297.7751 | 322.1859 | 325.2204 | 332.6249 | 340.0295 | 349.5009 | 354.9739 | 354.9739 | 354.9739 | 354.9739 | 354.9739 | 354.9739
MAR disaggregation
| 2011 | 2012 | 2013 | 2014 | 2015 | 2016 | 2017 | 2018 | 2019 | 2020 | 2021 | 2022 | 2023 | 2024 | 2025 | 2026 | 2027 | 2028 | 2029 | 2030 | 2031
Modelled onshore reinforcement | 0 | 0 | 3.6663 | 39.0157 | 120.6116 | 188.357 | 222.0031 | 263.6363 | 299.7506 | 317.9765 | 328.9108 | 332.486 | 334.3878 | 337.7425 | 340.6364 | 339.574 | 334.6859 | 328.772 | 322.8582 | 316.9443 | 311.0305
OFTO and island links | -1613.0442 | 217.8418 | 217.8418 | 334.2404 | 405.0252 | 507.6418 | 559.1181 | 597.8783 | 605.7604 | 637.6546 | 645.5367 | 645.5367 | 653.4187 | 653.4187 | 661.3008 | 661.3008 | 669.1828 | 669.1828 | 669.1828 | 669.1828 | 376.5358
Underlying MAR | 1613.0442 | 1785.6389 | 1931.0037 | 2142.6256 | 2245.552 | 2346.5402 | 2445.5901 | 2542.7019 | 2637.8754 | 2731.1108 | 2786.7191 | 2830.1853 | 2872.8471 | 2914.7045 | 2955.7574 | 2996.0058 | 3035.4498 | 3074.0894 | 3111.9246 | 3148.9552 | 3185.1815
Generator profit by plant type
| 2011 | 2012 | 2013 | 2014 | 2015 | 2016 | 2017 | 2018 | 2019 | 2020 | 2021 | 2022 | 2023 | 2024 | 2025 | 2026 | 2027 | 2028 | 2029 | 2030
CHP | 0.83386 | -27.0017 | 30.8374 | -0.81625 | 2.2479 | 254.3052 | 271.9568 | 264.0391 | 251.2791 | 305.3348 | 196.6582 | 238.4204 | 220.5116 | 266.8348 | 166.5373 | 154.0079 | 164.6931 | 173.8234 | 181.9869 | 192.5065
AGT | 0 | 0 | 0 | 0 | 0 | 0 | 0 | 0 | 0 | 0 | 0 | 0 | 0 | 0 | 0 | 0 | 0 | 0 | 0 | 0
Oil | -76.5946 | -76.9169 | -19.6982 | -19.1106 | -19.1938 | -6.0805e-08 | -6.0591e-08 | 4.3624e-08 | 3.786e-08 | 3.2942e-08 | 1.9204e-08 | 4.8881e-08 | 5.8188e-08 | 1.3284e-08 | 1.954e-08 | 1.7891e-08 | 2.1641e-08 | 2.2599e-08 | 5.65e-08 | 4.4379e-08
Hydro | 130.1391 | 124.868 | 157.1069 | 166.992 | 175.6727 | 228.3993 | 233.1615 | 228.2615 | 223.3182 | 245.1218 | 221.8088 | 238.3427 | 238.1901 | 262.5265 | 235.7786 | 235.7064 | 244.3551 | 251.0671 | 257.1793 | 265.2436
PS | -90.4112 | -79.7169 | -85.5436 | -85.1314 | -85.562 | -84.9462 | -84.5107 | -87.487 | -88.3618 | -82.4395 | -78.4464 | -78.955 | -78.7488 | -77.3433 | -77.001 | -76.1045 | -76.8768 | -77.6267 | -77.8223 | -78.0321
Nuclear | 2819.3871 | 2658.9125 | 3293.5998 | 3538.7284 | 3565.0849 | 4065.1513 | 4146.3504 | 4063.2719 | 3549.2345 | 2791.9116 | 2542.1156 | 2751.4051 | 2770.0176 | 1920.6528 | 1775.4806 | 1766.2628 | 1869.2321 | 1956.0229 | 2030.5186 | 2117.9404
CCGT | -204.1766 | -557.2422 | -68.2488 | -474.5838 | -411.6265 | 309.5535 | 623.7604 | 1725.7789 | 1647.0645 | 2204.7316 | 711.1755 | 1628.1572 | 1502.8108 | 1610.8703 | -273.41 | -507.8874 | -340.8257 | -248.8391 | 511.1149 | 445.9679
OCGT | -19.2079 | -22.0232 | -21.7487 | -20.206 | -20.2323 | -15.641 | -15.3178 | 12.5162 | 11.8423 | 10.6496 | 7.7386 | 15.8312 | 18.0488 | 4.7161 | 6.2912 | 6.0421 | 6.8383 | 7.0677 | 14.333 | 11.7346
Coal | -64.0881 | 1465.453 | 2338.6284 | 2047.7229 | 1576.8534 | 1461.1782 | 1402.9895 | 1469.6596 | 1216.8602 | 1388.6746 | 807.7697 | 944.5169 | 846.6724 | 856.3404 | 604.7427 | 548.2772 | 576.6706 | 581.2961 | 623.5764 | 618.4268
Coal + CCS | -3.3091e-06 | -2.8174e-06 | -2.4709e-06 | -2.4114e-06 | -141.1888 | -456.4248 | -450.0977 | 40.9328 | 27.8328 | 64.6861 | -0.81837 | 26.4766 | 5.5964 | 54.9094 | 16.0218 | -17.6082 | -25.9938 | -38.9595 | -42.4098 | -52.9175
CCGT + CCS | -1.1285e-06 | -1.1259e-06 | -1.1234e-06 | -1.1222e-06 | -1.1214e-06 | -1.1124e-06 | -1.1029e-06 | -1.6475e-09 | 1.1886e-08 | -1.5441e-09 | 3.9792e-10 | 4.9355e-09 | -1.5699e-09 | 2.4152 | 11.236 | 12.5758 | 14.3231 | 13.9012 | 12.2358 | 9.9715
Onshore wind (unclassified) | 0 | 0 | 0 | 0 | 0 | 0 | 0 | 0 | 0 | 0 | 0 | 0 | 0 | 0 | 0 | 0 | 0 | 0 | 0 | 0
Offshore wind (unclassified) | 0 | 0 | 0 | 0 | 0 | 0 | 0 | 0 | 0 | 0 | 0 | 0 | 0 | 0 | 0 | 0 | 0 | 0 | 0 | 0
Onshore wind | -22.4638 | -253.4118 | -194.7047 | -145.2305 | -85.5739 | 29.0107 | 162.3938 | 140.8876 | 126.2898 | 211.8874 | 118.3925 | 189.4495 | 188.5251 | 284.757 | 170.3684 | 152.3805 | 191.7649 | 229.1254 | 251.1399 | -32945.3895
Onshore wind (Medium) | 0 | 0 | 0 | 0 | 0 | 0 | 0 | 0 | 0 | 0 | 0 | 0 | 0 | 0 | 0 | 0 | 0 | 0 | 0 | 0
Onshore wind (Low) | 0 | 0 | 0 | 0 | 0 | 0 | 0 | 0 | 0 | 0 | 0 | 0 | 0 | 0 | 0 | 0 | 0 | 0 | 0 | 0
Offshore wind | 437.2514 | 642.0166 | 771.7957 | 700.3111 | 953.4283 | 1300.8185 | 1430.707 | 1494.1085 | 1574.8017 | 1756.8911 | 1646.9863 | 1802.8277 | 1856.5231 | 2058.7108 | 1926.0378 | 1933.8605 | 2026.3271 | 2116.8187 | 2189.6833 | 2289.447
Offshore wind (Low) | 0 | 0 | 0 | 0 | 0 | 0 | 0 | 0 | 0 | 0 | 0 | 0 | 0 | 0 | 0 | 0 | 0 | 0 | 0 | 0
Wave | -2.0113e-06 | -1.886e-06 | -1.8372e-06 | -1.7232e-06 | -1.4635e-06 | -1.2374e-06 | -1.1257e-06 | 6.2212e-08 | 2.0868e-07 | -1.8425e-07 | -8.3026e-08 | 5.7666e-08 | -1.5228e-07 | -1.1402e-07 | -3.6959e-08 | -1.3385e-07 | -9.4704e-08 | -7.5333e-08 | -1.2314e-07 | -9.2233e-08
Tidal Stream | 8.6368 | 8.4756 | 9.2749 | 9.5184 | 9.7316 | 10.2757 | 10.3506 | 10.2677 | 10.2285 | 10.5916 | 10.0666 | 10.3853 | 10.3825 | 10.8242 | 10.3038 | 10.2817 | 10.4657 | 10.6175 | 10.7405 | 10.9043
Tidal Range | 0 | 0 | 0 | 0 | 0 | 0 | 0 | 0 | 0 | 0 | 0 | 0 | 0 | 0 | 0 | 0 | 0 | 0 | 0 | 0
Sewage gas | 0 | 0 | 0 | 0 | 0 | 0 | 0 | 0 | 0 | 0 | 0 | 0 | 0 | 0 | 0 | 0 | 0 | 0 | 0 | 0
Solar | 0 | 0 | 0 | 0 | 0 | 0 | 0 | 0 | 0 | 0 | 0 | 0 | 0 | 0 | 0 | 0 | 0 | 0 | 0 | 0
Biomass regular | -3.669 | -4.8524 | 3.0231 | 5.6171 | 28.8542 | 132.9781 | 185.3278 | 174.6247 | 170.9919 | 225.641 | 148.5493 | 196.8475 | 197.2595 | 264.7244 | 187.4701 | 185.0543 | 212.7491 | 236.0524 | 254.8609 | 279.8566
Biomass energy crop | 0 | 0 | 0 | 0 | 0 | 0 | 0 | 0 | 0 | 0 | 0 | 0 | 0 | 0 | 0 | 0 | 0 | 0 | 0 | 0
Biowaste | 0 | 0 | 0 | 0 | 0 | 0 | 0 | 0 | 0 | 0 | 0 | 0 | 0 | 0 | 0 | 0 | 0 | 0 | 0 | 0
Biogas | 0 | 0 | 0 | 0 | 0 | 0 | 0 | 0 | 0 | 0 | 0 | 0 | 0 | 0 | 0 | 0 | 0 | 0 | 0 | 0
Biodiesel | 0 | 0 | 0 | 0 | 0 | 0 | 0 | 0 | 0 | 0 | 0 | 0 | 0 | 0 | 0 | 0 | 0 | 0 | 0 | 0
Biomass ACT | 0 | 0 | 0 | 0 | 0 | 0 | 0 | 0 | 0 | 0 | 0 | 0 | 0 | 0 | 0 | 0 | 0 | 0 | 0 | 0
Biomass AD | 0 | 0 | 0 | 0 | 0 | 0 | 0 | 0 | 0 | 0 | 0 | 0 | 0 | 0 | 0 | 0 | 0 | 0 | 0 | 0
Biomass regular (CHP) | 0 | 0 | 0 | 0 | 0 | 0 | 0 | 0 | 0 | 0 | 0 | 0 | 0 | 0 | 0 | 0 | 0 | 0 | 0 | 0
Biomass energy crop (CHP) | 0 | 0 | 0 | 0 | 0 | 0 | 0 | 0 | 0 | 0 | 0 | 0 | 0 | 0 | 0 | 0 | 0 | 0 | 0 | 0
Biowaste (CHP) | 0 | 0 | 0 | 0 | 0 | 0 | 0 | 0 | 0 | 0 | 0 | 0 | 0 | 0 | 0 | 0 | 0 | 0 | 0 | 0
Biogas (CHP) | 0 | 0 | 0 | 0 | 0 | 0 | 0 | 0 | 0 | 0 | 0 | 0 | 0 | 0 | 0 | 0 | 0 | 0 | 0 | 0
Biodiesel (CHP) | 0 | 0 | 0 | 0 | 0 | 0 | 0 | 0 | 0 | 0 | 0 | 0 | 0 | 0 | 0 | 0 | 0 | 0 | 0 | 0
Biomass ACT (CHP) | 0 | 0 | 0 | 0 | 0 | 0 | 0 | 0 | 0 | 0 | 0 | 0 | 0 | 0 | 0 | 0 | 0 | 0 | 0 | 0
Biomass AD (CHP) | 0 | 0 | 0 | 0 | 0 | 0 | 0 | 0 | 0 | 0 | 0 | 0 | 0 | 0 | 0 | 0 | 0 | 0 | 0 | 0
Landfill gas | 0 | 0 | 0 | 0 | 0 | 0 | 0 | 0 | 0 | 0 | 0 | 0 | 0 | 0 | 0 | 0 | 0 | 0 | 0 | 0
Hydro (small scale) | 0 | 0 | 0 | 0 | 0 | 0 | 0 | 0 | 0 | 0 | 0 | 0 | 0 | 0 | 0 | 0 | 0 | 0 | 0 | 0
Geopressure | 0 | 0 | 0 | 0 | 0 | 0 | 0 | 0 | 0 | 0 | 0 | 0 | 0 | 0 | 0 | 0 | 0 | 0 | 0 | 0
Standard gasification or pyrolysis | 0 | 0 | 0 | 0 | 0 | 0 | 0 | 0 | 0 | 0 | 0 | 0 | 0 | 0 | 0 | 0 | 0 | 0 | 0 | 0
Other unspecified | 0 | 0 | 0 | 0 | 0 | 0 | 0 | 0 | 0 | 0 | 0 | 0 | 0 | 0 | 0 | 0 | 0 | 0 | 0 | 0
Geothermal | 0 | 0 | 0 | 0 | 0 | 0 | 0 | 0 | 0 | 0 | 0 | 0 | 0 | 0 | 0 | 0 | 0 | 0 | 0 | 0
Microgeneration | 0 | 0 | 0 | 0 | 0 | 0 | 0 | 0 | 0 | 0 | 0 | 0 | 0 | 0 | 0 | 0 | 0 | 0 | 0 | 0
Other ROC | 0 | 0 | 0 | 0 | 0 | 0 | 0 | 0 | 0 | 0 | 0 | 0 | 0 | 0 | 0 | 0 | 0 | 0 | 0 | 0
Non-ROC | 0 | 0 | 0 | 0 | 0 | 0 | 0 | 0 | 0 | 0 | 0 | 0 | 0 | 0 | 0 | 0 | 0 | 0 | 0 | 0
Embedded CHP | 0 | 0 | 0 | 0 | 0 | 0 | 0 | 0 | 0 | 0 | 0 | 0 | 0 | 0 | 0 | 0 | 0 | 0 | 0 | 0
Embedded Gas | 0 | 0 | 0 | 0 | 0 | 0 | 0 | 0 | 0 | 0 | 0 | 0 | 0 | 0 | 0 | 0 | 0 | 0 | 0 | 0
Embedded offshore wind | 0 | 0 | 0 | 0 | 0 | 0 | 0 | 0 | 0 | 0 | 0 | 0 | 0 | 0 | 0 | 0 | 0 | 0 | 0 | 0
Embedded onshore wind | 0 | 0 | 0 | 0 | 0 | 0 | 0 | 0 | 0 | 0 | 0 | 0 | 0 | 0 | 0 | 0 | 0 | 0 | 0 | 0
Embedded biomass | 0 | 0 | 0 | 0 | 0 | 0 | 0 | 0 | 0 | 0 | 0 | 0 | 0 | 0 | 0 | 0 | 0 | 0 | 0 | 0
Embedded tidal and wave | 0 | 0 | 0 | 0 | 0 | 0 | 0 | 0 | 0 | 0 | 0 | 0 | 0 | 0 | 0 | 0 | 0 | 0 | 0 | 0
Embedded hydro | 0 | 0 | 0 | 0 | 0 | 0 | 0 | 0 | 0 | 0 | 0 | 0 | 0 | 0 | 0 | 0 | 0 | 0 | 0 | 0
Total | 2915.6372 | 3878.5605 | 6214.3222 | 5723.8112 | 5548.4956 | 7234.6585 | 7917.0717 | 9536.8616 | 8721.3816 | 9133.6818 | 6331.9963 | 7963.7052 | 7775.7891 | 7520.9387 | 4759.8574 | 4402.8491 | 4873.7229 | 5210.3669 | 6217.1373 | -26834.3399
| 2011 | 2012 | 2013 | 2014 | 2015 | 2016 | 2017 | 2018 | 2019 | 2020 | 2021 | 2022 | 2023 | 2024 | 2025 | 2026 | 2027 | 2028 | 2029 | 2030
Gas | -203.3427 | -584.2439 | -37.4114 | -475.4 | -409.3785 | 563.8586 | 895.7172 | 1989.818 | 1898.3436 | 2510.0665 | 907.8337 | 1866.5776 | 1723.3224 | 1877.7051 | -106.8726 | -353.8795 | -176.1326 | -75.0157 | 693.1018 | 638.4744
Coal | -64.0881 | 1465.453 | 2338.6284 | 2047.7229 | 1576.8534 | 1461.1782 | 1402.9895 | 1469.6596 | 1216.8602 | 1388.6746 | 807.7697 | 944.5169 | 846.6724 | 856.3404 | 604.7427 | 548.2772 | 576.6706 | 581.2961 | 623.5764 | 618.4268
Oil | -76.5946 | -76.9169 | -19.6982 | -19.1106 | -19.1938 | -6.0805e-08 | -6.0591e-08 | 4.3624e-08 | 3.786e-08 | 3.2942e-08 | 1.9204e-08 | 4.8881e-08 | 5.8188e-08 | 1.3284e-08 | 1.954e-08 | 1.7891e-08 | 2.1641e-08 | 2.2599e-08 | 5.65e-08 | 4.4379e-08
OCGT | -19.2079 | -22.0232 | -21.7487 | -20.206 | -20.2323 | -15.641 | -15.3178 | 12.5162 | 11.8423 | 10.6496 | 7.7386 | 15.8312 | 18.0488 | 4.7161 | 6.2912 | 6.0421 | 6.8383 | 7.0677 | 14.333 | 11.7346
PS | -90.4112 | -79.7169 | -85.5436 | -85.1314 | -85.562 | -84.9462 | -84.5107 | -87.487 | -88.3618 | -82.4395 | -78.4464 | -78.955 | -78.7488 | -77.3433 | -77.001 | -76.1045 | -76.8768 | -77.6267 | -77.8223 | -78.0321
Nuclear | 2819.3871 | 2658.9125 | 3293.5998 | 3538.7284 | 3565.0849 | 4065.1513 | 4146.3504 | 4063.2719 | 3549.2345 | 2791.9116 | 2542.1156 | 2751.4051 | 2770.0176 | 1920.6528 | 1775.4806 | 1766.2628 | 1869.2321 | 1956.0229 | 2030.5186 | 2117.9404
CCS | -4.4376e-06 | -3.9433e-06 | -3.5943e-06 | -3.5336e-06 | -141.1888 | -456.4248 | -450.0977 | 40.9328 | 27.8328 | 64.6861 | -0.81837 | 26.4766 | 5.5964 | 57.3246 | 27.2578 | -5.0323 | -11.6707 | -25.0583 | -30.174 | -42.946
Onshore wind | -22.4638 | -253.4118 | -194.7047 | -145.2305 | -85.5739 | 29.0107 | 162.3938 | 140.8876 | 126.2898 | 211.8874 | 118.3925 | 189.4495 | 188.5251 | 284.757 | 170.3684 | 152.3805 | 191.7649 | 229.1254 | 251.1399 | -32945.3895
Offshore wind | 437.2514 | 642.0166 | 771.7957 | 700.3111 | 953.4283 | 1300.8185 | 1430.707 | 1494.1085 | 1574.8017 | 1756.8911 | 1646.9863 | 1802.8277 | 1856.5231 | 2058.7108 | 1926.0378 | 1933.8605 | 2026.3271 | 2116.8187 | 2189.6833 | 2289.447
Other renewable | 135.1069 | 128.4912 | 169.4049 | 182.1275 | 214.2584 | 371.6531 | 428.8399 | 413.1539 | 404.5386 | 481.3544 | 380.4247 | 445.5755 | 445.8321 | 538.0751 | 433.5525 | 431.0424 | 467.5699 | 497.737 | 522.7806 | 556.0045
Total | 2915.6372 | 3878.5605 | 6214.3222 | 5723.8112 | 5548.4956 | 7234.6585 | 7917.0717 | 9536.8616 | 8721.3816 | 9133.6818 | 6331.9963 | 7963.7052 | 7775.7891 | 7520.9387 | 4759.8574 | 4402.8491 | 4873.7229 | 5210.3669 | 6217.1373 | -26834.3399
Generator profit by location
| 2011 | 2012 | 2013 | 2014 | 2015 | 2016 | 2017 | 2018 | 2019 | 2020 | 2021 | 2022 | 2023 | 2024 | 2025 | 2026 | 2027 | 2028 | 2029 | 2030
S England & S Wales | 953.6051 | 883.1963 | 1559.8351 | 1375.0703 | 1352.6026 | 2120.3923 | 2331.9647 | 2944.1326 | 2450.5255 | 2961.982 | 1929.3823 | 2696.67 | 2619.8402 | 2266.6775 | 790.0958 | 593.8843 | 808.0246 | 954.2467 | 1580.305 | -59.9692
Midlands & N Wales | 202.0396 | 562.7683 | 954.2713 | 706.9018 | 468.5616 | 910.2248 | 960.4773 | 1212.8058 | 971.1392 | 1202.7755 | 260.199 | 453.9006 | 373.5285 | 347.514 | -28.337 | -80.3446 | -56.4665 | -50.0114 | 73.6402 | -2295.8796
N England | 757.1133 | 1278.7636 | 2046.9545 | 1931.2346 | 1901.6201 | 1888.2227 | 2021.8289 | 2598.345 | 2494.4717 | 1760.1234 | 1329.8064 | 1654.6326 | 1578.3533 | 1780.859 | 1227.5987 | 1134.4606 | 1201.6253 | 1232.6516 | 1365.1115 | -523.0385
S Scotland | 512.1635 | 469.8633 | 817.3791 | 875.7332 | 702.5205 | 725.5474 | 809.9622 | 939.6641 | 891.9911 | 1059.3588 | 836.3907 | 985.9844 | 982.2518 | 644.3391 | 496.6324 | 484.629 | 535.9492 | 581.2163 | 620.0903 | -14374.7063
N Scotland | 44.8275 | 33.4769 | 54.8117 | 125.0419 | 160.0309 | 279.1771 | 351.7809 | 337.5378 | 328.224 | 381.9593 | 319.165 | 359.3045 | 354.9097 | 412.0141 | 337.5259 | 326.0776 | 347.7974 | 364.8276 | 377.5665 | -11881.0975
Offshore | 445.8881 | 650.4922 | 781.0706 | 709.8295 | 963.1599 | 1311.0942 | 1441.0577 | 1496.9413 | 1573.1289 | 1749.5841 | 1635.8546 | 1789.1652 | 1840.1582 | 2039.9131 | 1903.7708 | 1909.4721 | 2000.2614 | 2089.1574 | 2160.2036 | 2258.1914
Total | 2915.6372 | 3878.5605 | 6214.3222 | 5723.8112 | 5548.4956 | 7234.6585 | 7917.0717 | 9529.4267 | 8709.4804 | 9115.7831 | 6310.798 | 7939.6573 | 7749.0417 | 7491.3168 | 4727.2867 | 4368.179 | 4837.1914 | 5172.0881 | 6176.9171 | -26876.4997
Offshore South | 240.4739 | 401.5956 | 499.5226 | 498.8806 | 543.6984 | 767.08 | 825.5434 | 850.6444 | 888.9633 | 980.4312 | 916.7321 | 991.3742 | 1014.4826 | 1112.8829 | 1039.3891 | 1039.1129 | 1083.1459 | 1126.4026 | 1160.1669 | 1207.9135
Offshore Irish Sea | 198.2961 | 241.7288 | 273.0433 | 259.8284 | 287.6488 | 329.95 | 343.6599 | 347.2067 | 356.9677 | 386.1841 | 364.1679 | 389.7415 | 396.6437 | 430.4537 | 403.8048 | 403.8367 | 419.0336 | 433.8213 | 445.5814 | 462.0436
Offshore E England | -5.4532e-07 | -6.4568e-07 | -2.1898e-07 | -33.291 | 134.9194 | 203.0673 | 253.0296 | 276.4471 | 300.1103 | 343.7189 | 320.7519 | 364.3348 | 382.0441 | 437.1535 | 407.9863 | 412.7733 | 438.5163 | 463.768 | 484.651 | 512.1968
Offshore Scotland | 7.118 | 7.1677 | 8.5046 | -15.5885 | -3.1067 | 10.997 | 18.8248 | 22.6431 | 27.0876 | 39.2499 | 34.2028 | 43.7146 | 46.9879 | 59.4228 | 52.5906 | 53.7492 | 59.5655 | 65.1656 | 69.8043 | 76.0375
Existing | 2955.1173 | 4255.4381 | 6487.6234 | 6073.4022 | 5871.6524 | 7135.9815 | 7409.9351 | 8360.6408 | 7392.257 | 7241.4331 | 5033.6064 | 5990.594 | 5841.4803 | 4935.5554 | 3592.0473 | 3462.7863 | 3675.0974 | 3825.7559 | 4212.5777 | 4235.5503
New | -39.4801 | -376.8776 | -273.3012 | -349.591 | -323.1567 | 98.677 | 507.1366 | 1176.2208 | 1329.1246 | 1892.2487 | 1298.39 | 1973.1112 | 1934.3088 | 2585.3834 | 1167.8101 | 940.0627 | 1198.6255 | 1384.611 | 2004.5596 | -31069.8902
| 2011 | 2012 | 2013 | 2014 | 2015 | 2016 | 2017 | 2018 | 2019 | 2020 | 2021 | 2022 | 2023 | 2024 | 2025 | 2026 | 2027 | 2028 | 2029 | 2030
Demand-weighted Uplift | 7.0923 | 6.2077 | 11.3631 | 8.8095 | 9.3807 | 14.783 | 17.6525 | 17.4568 | 15.9587 | 20.5169 | 11.4011 | 14.5356 | 13.1477 | 19.1153 | 10.0714 | 9.0678 | 10.3979 | 10.8511 | 11.1616 | 11.6966
Demand-weighted SMP | 46.3424 | 45.2454 | 52.1299 | 58.3646 | 60.6401 | 62.6089 | 61.5418 | 60.5704 | 61.2546 | 62.2066 | 62.9829 | 64.7311 | 66.0657 | 67.412 | 67.8891 | 68.6499 | 70.1234 | 71.8404 | 73.3394 | 75.1571
DZPZ | 46.2203 | 44.8336 | 50.8513 | 55.9865 | 59.1131 | 62.5768 | 59.9499 | 57.6978 | 61.081 | 62.2054 | 62.9817 | 64.7299 | 66.0655 | 67.4118 | 67.7978 | 68.6499 | 70.1233 | 71.8403 | 73.3392 | 75.1569
DZPY | 46.2203 | 44.8336 | 51.0076 | 55.9865 | 59.1131 | 62.5768 | 59.9499 | 57.6978 | 61.081 | 62.2056 | 62.9819 | 64.7301 | 66.0657 | 67.412 | 67.7979 | 68.6499 | 70.1234 | 71.8404 | 73.3394 | 75.1571
DZPX | 46.2203 | 44.8336 | 51.0076 | 55.9865 | 59.1131 | 62.5768 | 59.9499 | 57.6978 | 61.081 | 62.2056 | 62.9819 | 64.7301 | 66.0657 | 67.412 | 67.7979 | 68.6499 | 70.1234 | 71.8404 | 73.3394 | 75.1571
DZPW | 46.2203 | 44.8336 | 51.0076 | 55.9865 | 59.1131 | 62.5768 | 59.9499 | 57.6978 | 61.081 | 62.2056 | 62.9819 | 64.7301 | 66.0657 | 67.412 | 67.7979 | 68.6499 | 70.1234 | 71.8404 | 73.3394 | 75.1571
DZPO | 46.2203 | 44.8336 | 51.0076 | 55.9865 | 59.1131 | 62.5768 | 59.9499 | 57.6978 | 61.081 | 62.2056 | 62.9819 | 64.7301 | 66.0657 | 67.412 | 67.7979 | 68.6499 | 70.1234 | 71.8404 | 73.3394 | 75.1571
DZPI | 46.2203 | 44.8336 | 51.0076 | 55.9865 | 59.1131 | 62.5768 | 59.9499 | 57.6978 | 61.0812 | 62.2056 | 62.9819 | 64.7301 | 66.0657 | 67.412 | 67.7979 | 68.6499 | 70.1234 | 71.8404 | 73.3394 | 75.1571
DZPV | 46.3444 | 45.2353 | 52.0968 | 58.2325 | 60.6511 | 62.6165 | 61.557 | 60.6152 | 61.2551 | 62.2071 | 62.9832 | 64.7313 | 66.067 | 67.4129 | 67.8891 | 68.6499 | 70.1234 | 71.8404 | 73.3394 | 75.1571
DZPU | 46.3444 | 45.282 | 52.2445 | 58.5438 | 60.7125 | 62.6211 | 61.557 | 60.6152 | 61.2551 | 62.2071 | 62.9832 | 64.7313 | 66.067 | 67.4129 | 67.8891 | 68.6499 | 70.1234 | 71.8404 | 73.3394 | 75.1571
DZPR | 46.3351 | 44.8981 | 51.589 | 58.0467 | 59.1546 | 62.5844 | 59.9656 | 57.7005 | 61.0812 | 62.2071 | 62.9832 | 64.7313 | 66.067 | 67.4129 | 67.8891 | 68.6499 | 70.1234 | 71.8404 | 73.3394 | 75.1571
DZPQ | 46.3351 | 44.8981 | 51.5858 | 58.0467 | 59.1546 | 62.5768 | 59.9501 | 57.6981 | 61.0812 | 62.2071 | 62.9832 | 64.7313 | 66.067 | 67.4129 | 67.7979 | 68.6499 | 70.1234 | 71.8404 | 73.3394 | 75.1571
DZPP | 46.3444 | 45.2353 | 52.0936 | 58.2325 | 60.6511 | 62.6089 | 61.5415 | 60.6128 | 61.2551 | 62.2071 | 62.9832 | 64.7313 | 66.067 | 67.4129 | 67.7979 | 68.6499 | 70.1234 | 71.8404 | 73.3394 | 75.1571
DZPN | 46.3444 | 45.2353 | 52.0968 | 58.2325 | 60.6511 | 62.6165 | 61.557 | 60.6152 | 61.2551 | 62.2071 | 62.9832 | 64.7313 | 66.067 | 67.4129 | 67.8891 | 68.6499 | 70.1234 | 71.8404 | 73.3394 | 75.1571
DZPM | 46.3444 | 45.2353 | 52.0968 | 58.2325 | 60.6511 | 62.6165 | 61.557 | 60.6152 | 61.2551 | 62.2071 | 62.9832 | 64.7313 | 66.067 | 67.4129 | 67.8891 | 68.6499 | 70.1234 | 71.8404 | 73.3394 | 75.1571
DZPL | 46.3444 | 45.2353 | 52.0968 | 58.2325 | 60.6511 | 62.6165 | 61.557 | 60.6152 | 61.2551 | 62.2071 | 62.9935 | 64.7313 | 66.067 | 67.4129 | 67.8891 | 68.6499 | 70.1234 | 71.8404 | 73.3394 | 75.1571
DZPK | 46.3444 | 45.2353 | 52.0936 | 58.2325 | 60.6511 | 62.6089 | 61.5415 | 60.6128 | 61.2551 | 62.2071 | 62.9832 | 64.7313 | 66.067 | 67.4129 | 67.7979 | 68.6499 | 70.1234 | 71.8404 | 73.3394 | 75.1571
DZPJ | 46.3444 | 45.282 | 52.2445 | 58.5438 | 60.7191 | 62.6211 | 61.557 | 60.6152 | 61.2551 | 62.2071 | 62.9832 | 64.7313 | 66.067 | 67.4129 | 67.8891 | 68.6499 | 70.1234 | 71.8404 | 73.3394 | 75.1571
DZPH | 46.3444 | 45.282 | 52.2445 | 58.5674 | 60.7598 | 62.6211 | 61.5817 | 60.6152 | 61.2551 | 62.2071 | 62.9832 | 64.7313 | 66.067 | 67.4129 | 67.8891 | 68.6499 | 70.1234 | 71.8404 | 73.3394 | 75.1571
DZPG | 46.3444 | 45.282 | 52.2445 | 58.5674 | 60.7598 | 62.6211 | 61.5817 | 60.6152 | 61.2551 | 62.2071 | 62.9832 | 64.7313 | 66.067 | 67.4129 | 67.8891 | 68.6499 | 70.1234 | 71.8404 | 73.3394 | 75.1571
DZPF | 46.3444 | 45.282 | 52.2445 | 58.5674 | 60.7598 | 62.6211 | 61.5817 | 60.6152 | 61.2551 | 62.2071 | 62.9832 | 64.7313 | 66.067 | 67.4129 | 67.8891 | 68.6499 | 70.1234 | 71.8404 | 73.3394 | 75.1571
DZPE | 46.3444 | 45.282 | 52.2445 | 58.5674 | 60.7598 | 62.6211 | 61.5817 | 60.6152 | 61.2551 | 62.2071 | 62.9832 | 64.7313 | 66.067 | 67.4129 | 67.8891 | 68.6499 | 70.1234 | 71.8404 | 73.3394 | 75.1571
DZPD | 46.3444 | 45.282 | 52.2445 | 58.5674 | 60.7598 | 62.6211 | 61.5817 | 60.6152 | 61.2551 | 62.2071 | 62.9832 | 64.7313 | 66.067 | 67.4129 | 67.8891 | 68.6499 | 70.1234 | 71.8404 | 73.3394 | 75.1571
DZPC | 46.3444 | 45.282 | 52.2445 | 58.5438 | 60.7191 | 62.6211 | 61.557 | 60.6152 | 61.2551 | 62.2071 | 62.9832 | 64.7313 | 66.067 | 67.4129 | 67.8891 | 68.6499 | 70.1234 | 71.8404 | 73.3394 | 75.1571
DZPB | 46.3444 | 45.282 | 52.2445 | 58.5674 | 60.7598 | 62.6211 | 61.5817 | 60.6152 | 61.2551 | 62.2071 | 62.9832 | 64.7313 | 66.067 | 67.4129 | 67.8891 | 68.6499 | 70.1234 | 71.8404 | 73.3394 | 75.1571
DZPA | 46.6623 | 45.9788 | 52.9794 | 59.5615 | 60.8091 | 62.6211 | 61.557 | 60.6152 | 61.2551 | 62.2071 | 62.9832 | 64.7313 | 66.067 | 67.4129 | 67.8891 | 68.6499 | 70.1234 | 71.8404 | 73.3394 | 75.1571
Demand (TWh) | 305.7161 | 313.2737 | 313.3105 | 313.127 | 312.6806 | 311.7379 | 312.096 | 311.3184 | 311.8959 | 312.9051 | 313.2128 | 314.938 | 315.968 | 317.117 | 317.6784 | 319.2813 | 321.1562 | 324.1308 | 326.3702 | 329.49
DZPZ | 2.4945 | 2.5562 | 2.5565 | 2.555 | 2.5513 | 2.5436 | 2.5466 | 2.5402 | 2.5449 | 2.5532 | 2.5557 | 2.5698 | 2.5782 | 2.5875 | 2.5921 | 2.6052 | 2.6205 | 2.6448 | 2.663 | 2.6885
DZPY | 2.7837 | 2.8525 | 2.8528 | 2.8511 | 2.8471 | 2.8385 | 2.8418 | 2.8347 | 2.8399 | 2.8491 | 2.8519 | 2.8676 | 2.877 | 2.8875 | 2.8926 | 2.9072 | 2.9243 | 2.9513 | 2.9717 | 3.0001
DZPX | 2.2233 | 2.2783 | 2.2786 | 2.2772 | 2.274 | 2.2671 | 2.2697 | 2.2641 | 2.2683 | 2.2756 | 2.2778 | 2.2904 | 2.2979 | 2.3062 | 2.3103 | 2.322 | 2.3356 | 2.3572 | 2.3735 | 2.3962
DZPW | 0.64083 | 0.65667 | 0.65675 | 0.65636 | 0.65543 | 0.65345 | 0.6542 | 0.65257 | 0.65378 | 0.6559 | 0.65654 | 0.66016 | 0.66232 | 0.66473 | 0.66591 | 0.66927 | 0.6732 | 0.67943 | 0.68412 | 0.69066
DZPO | 5.5383 | 5.6752 | 5.6759 | 5.6726 | 5.6645 | 5.6474 | 5.6539 | 5.6398 | 5.6503 | 5.6685 | 5.6741 | 5.7054 | 5.724 | 5.7448 | 5.755 | 5.7841 | 5.818 | 5.8719 | 5.9125 | 5.969
DZPI | 13.4506 | 13.7831 | 13.7847 | 13.7766 | 13.757 | 13.7155 | 13.7313 | 13.6971 | 13.7225 | 13.7669 | 13.7804 | 13.8563 | 13.9016 | 13.9522 | 13.9769 | 14.0474 | 14.1299 | 14.2608 | 14.3593 | 14.4966
DZPV | 2.435 | 2.4952 | 2.4955 | 2.4941 | 2.4905 | 2.483 | 2.4859 | 2.4797 | 2.4843 | 2.4923 | 2.4948 | 2.5085 | 2.5167 | 2.5258 | 2.5303 | 2.5431 | 2.558 | 2.5817 | 2.5996 | 2.6244
DZPU | 3.1918 | 3.2707 | 3.271 | 3.2691 | 3.2645 | 3.2546 | 3.2584 | 3.2503 | 3.2563 | 3.2668 | 3.27 | 3.288 | 3.2988 | 3.3108 | 3.3167 | 3.3334 | 3.353 | 3.384 | 3.4074 | 3.44
DZPR | 4.2044 | 4.3083 | 4.3088 | 4.3063 | 4.3002 | 4.2872 | 4.2921 | 4.2814 | 4.2894 | 4.3032 | 4.3075 | 4.3312 | 4.3454 | 4.3612 | 4.3689 | 4.3909 | 4.4167 | 4.4576 | 4.4884 | 4.5313
DZPQ | 14.4639 | 14.8214 | 14.8232 | 14.8145 | 14.7934 | 14.7488 | 14.7657 | 14.7289 | 14.7562 | 14.804 | 14.8185 | 14.9002 | 14.9489 | 15.0032 | 15.0298 | 15.1056 | 15.1943 | 15.3351 | 15.441 | 15.5886
DZPP | 24.8684 | 25.4832 | 25.4861 | 25.4712 | 25.4349 | 25.3582 | 25.3874 | 25.3241 | 25.3711 | 25.4532 | 25.4782 | 25.6185 | 25.7023 | 25.7958 | 25.8415 | 25.9718 | 26.1244 | 26.3663 | 26.5485 | 26.8023
DZPN | 27.4326 | 28.1107 | 28.114 | 28.0976 | 28.0575 | 27.9729 | 28.005 | 27.9353 | 27.9871 | 28.0776 | 28.1053 | 28.2601 | 28.3525 | 28.4556 | 28.506 | 28.6498 | 28.818 | 29.085 | 29.2859 | 29.5658
DZPM | 3.6359 | 3.7258 | 3.7262 | 3.724 | 3.7187 | 3.7075 | 3.7118 | 3.7025 | 3.7094 | 3.7214 | 3.725 | 3.7456 | 3.7578 | 3.7715 | 3.7781 | 3.7972 | 3.8195 | 3.8549 | 3.8815 | 3.9186
DZPL | 36.1852 | 37.0798 | 37.0841 | 37.0624 | 37.0096 | 36.898 | 36.9404 | 36.8483 | 36.9167 | 37.0361 | 37.0725 | 37.2768 | 37.3987 | 37.5347 | 37.6011 | 37.7908 | 38.0127 | 38.3648 | 38.6299 | 38.9992
DZPK | 3.2251 | 3.3048 | 3.3052 | 3.3033 | 3.2986 | 3.2886 | 3.2924 | 3.2842 | 3.2903 | 3.301 | 3.3042 | 3.3224 | 3.3333 | 3.3454 | 3.3513 | 3.3682 | 3.388 | 3.4194 | 3.443 | 3.4759
DZPJ | 23.8826 | 24.473 | 24.4758 | 24.4615 | 24.4266 | 24.353 | 24.381 | 24.3202 | 24.3653 | 24.4442 | 24.4682 | 24.603 | 24.6834 | 24.7732 | 24.8171 | 24.9423 | 25.0888 | 25.3211 | 25.4961 | 25.7398
DZPH | 10.7464 | 11.0121 | 11.0134 | 11.0069 | 10.9913 | 10.9581 | 10.9707 | 10.9434 | 10.9637 | 10.9991 | 11.01 | 11.0706 | 11.1068 | 11.1472 | 11.1669 | 11.2233 | 11.2892 | 11.3937 | 11.4725 | 11.5821
DZPG | 14.7534 | 15.1182 | 15.1199 | 15.1111 | 15.0895 | 15.044 | 15.0613 | 15.0238 | 15.0517 | 15.1004 | 15.1152 | 15.1985 | 15.2482 | 15.3036 | 15.3307 | 15.4081 | 15.4986 | 15.6421 | 15.7502 | 15.9007
DZPF | 5.4133 | 5.5471 | 5.5478 | 5.5445 | 5.5366 | 5.5199 | 5.5263 | 5.5125 | 5.5227 | 5.5406 | 5.5461 | 5.5766 | 5.5948 | 5.6152 | 5.6251 | 5.6535 | 5.6867 | 5.7394 | 5.779 | 5.8343
DZPE | 8.392 | 8.5995 | 8.6005 | 8.5955 | 8.5832 | 8.5573 | 8.5672 | 8.5458 | 8.5617 | 8.5894 | 8.5978 | 8.6452 | 8.6734 | 8.705 | 8.7204 | 8.7644 | 8.8159 | 8.8975 | 8.959 | 9.0446
DZPD | 3.6716 | 3.7623 | 3.7628 | 3.7606 | 3.7552 | 3.7439 | 3.7482 | 3.7389 | 3.7458 | 3.7579 | 3.7616 | 3.7823 | 3.7947 | 3.8085 | 3.8152 | 3.8345 | 3.857 | 3.8927 | 3.9196 | 3.9571
DZPC | 13.8282 | 14.1701 | 14.1718 | 14.1635 | 14.1433 | 14.1006 | 14.1168 | 14.0817 | 14.1078 | 14.1534 | 14.1673 | 14.2454 | 14.292 | 14.3439 | 14.3693 | 14.4418 | 14.5266 | 14.6612 | 14.7625 | 14.9036
DZPB | 22.5686 | 23.1265 | 23.1292 | 23.1157 | 23.0827 | 23.0131 | 23.0396 | 22.9822 | 23.0248 | 23.0993 | 23.122 | 23.2494 | 23.3254 | 23.4102 | 23.4517 | 23.57 | 23.7084 | 23.928 | 24.0933 | 24.3236
DZPA | 55.6865 | 57.0631 | 57.0698 | 57.0364 | 56.9551 | 56.7834 | 56.8486 | 56.707 | 56.8122 | 56.996 | 57.052 | 57.3663 | 57.5539 | 57.7632 | 57.8655 | 58.1574 | 58.4989 | 59.0408 | 59.4487 | 60.017
DZPZ | 132.9889 | 130.4706 | 159.0496 | 165.5527 | 174.7508 | 196.7758 | 197.6196 | 190.9095 | 196.0609 | 211.2042 | 190.0988 | 203.693 | 204.2242 | 223.8919 | 201.8461 | 202.4699 | 211.0055 | 218.6993 | 225.0291 | 233.5054
DZPY | 148.4045 | 145.5943 | 177.932 | 184.743 | 195.0073 | 219.5854 | 220.5269 | 213.0391 | 218.7876 | 235.6869 | 212.135 | 227.3051 | 227.8978 | 249.8454 | 225.2435 | 225.9396 | 235.4648 | 244.0506 | 251.1143 | 260.5731
DZPX | 118.5311 | 116.2865 | 142.1147 | 147.5547 | 155.7528 | 175.3834 | 176.1354 | 170.1548 | 174.7462 | 188.2437 | 169.4327 | 181.5491 | 182.0225 | 199.5521 | 179.9025 | 180.4585 | 188.0663 | 194.9238 | 200.5656 | 208.1204
DZPW | 34.1643 | 33.5174 | 40.9619 | 42.5299 | 44.8928 | 50.5509 | 50.7677 | 49.0439 | 50.3673 | 54.2577 | 48.8358 | 52.3281 | 52.4646 | 57.5171 | 51.8535 | 52.0138 | 54.2066 | 56.1831 | 57.8093 | 59.9868
DZPO | 295.2619 | 289.6707 | 354.0091 | 367.56 | 387.9816 | 436.8815 | 438.7548 | 423.8571 | 435.2943 | 468.9167 | 422.0584 | 452.2404 | 453.4198 | 497.086 | 448.1388 | 449.5237 | 468.4749 | 485.5569 | 499.6108 | 518.4296
DZPI | 717.0854 | 703.5063 | 859.7611 | 892.6715 | 942.2682 | 1061.0285 | 1065.5781 | 1029.397 | 1057.1769 | 1138.8305 | 1025.0285 | 1098.3298 | 1101.1941 | 1207.2438 | 1088.3686 | 1091.7318 | 1137.7576 | 1179.2436 | 1213.3754 | 1259.0797
DZPV | 130.1205 | 128.3624 | 158.3661 | 167.2073 | 174.4151 | 192.1831 | 196.9034 | 193.5922 | 191.8193 | 206.1731 | 185.5703 | 198.8406 | 199.3593 | 218.5572 | 197.2649 | 197.643 | 205.9753 | 213.4858 | 219.6649 | 227.939
DZPU | 170.5572 | 168.4055 | 208.0636 | 220.187 | 228.8172 | 251.9216 | 258.0938 | 253.7535 | 251.4296 | 270.2441 | 243.2387 | 260.633 | 261.3129 | 286.4767 | 258.5675 | 259.0631 | 269.9849 | 279.8293 | 287.9286 | 298.7741
DZPR | 224.629 | 220.1797 | 271.2492 | 287.9025 | 294.7123 | 331.6884 | 333.1457 | 321.7799 | 330.452 | 355.9815 | 320.4083 | 343.3211 | 344.2167 | 377.364 | 340.6004 | 341.2532 | 355.6399 | 368.6076 | 379.2765 | 393.5628
DZPQ | 772.7665 | 757.4602 | 933.1005 | 990.4393 | 1013.8663 | 1140.9597 | 1145.8554 | 1106.9486 | 1136.818 | 1224.6441 | 1102.2657 | 1181.09 | 1184.171 | 1298.2041 | 1170.3594 | 1173.9761 | 1223.4691 | 1268.0805 | 1304.7835 | 1353.9309
DZPP | 1328.8846 | 1310.9298 | 1617.2651 | 1707.6417 | 1781.2521 | 1962.5206 | 2010.5251 | 1977.0416 | 1958.9965 | 2105.5883 | 1895.1773 | 2030.7037 | 2036.001 | 2232.0634 | 2012.2541 | 2018.4724 | 2103.5681 | 2180.2705 | 2243.3758 | 2327.8772
DZPN | 1465.9059 | 1446.0997 | 1784.113 | 1883.7166 | 1964.917 | 2165.0877 | 2218.2653 | 2180.9616 | 2160.9885 | 2322.6954 | 2090.589 | 2240.0895 | 2245.933 | 2462.2114 | 2222.3372 | 2226.597 | 2320.467 | 2405.0782 | 2474.6903 | 2567.9046
DZPM | 194.2896 | 191.6645 | 236.4644 | 249.6657 | 260.428 | 286.9584 | 294.0065 | 289.0623 | 286.4151 | 307.8475 | 277.0844 | 296.899 | 297.6735 | 326.3388 | 294.5462 | 295.1107 | 307.5522 | 318.7664 | 327.9927 | 340.3473
DZPL | 1933.6192 | 1907.4936 | 2353.3538 | 2484.737 | 2591.8453 | 2855.8826 | 2926.0271 | 2876.8213 | 2850.4755 | 3063.7768 | 2757.9975 | 2954.8146 | 2962.5225 | 3247.8069 | 2931.3982 | 2937.0172 | 3060.8374 | 3172.4447 | 3264.2672 | 3387.2226
DZPK | 172.3397 | 170.0112 | 209.739 | 221.4597 | 231.0061 | 254.5143 | 260.7399 | 256.3975 | 254.0573 | 273.0684 | 245.7808 | 263.3568 | 264.0438 | 289.4707 | 260.9641 | 261.7706 | 272.8064 | 282.7538 | 290.9377 | 301.8965
DZPJ | 1276.2059 | 1260.1055 | 1556.8497 | 1647.5644 | 1712.3021 | 1885.0204 | 1931.204 | 1898.7277 | 1881.3393 | 2022.1201 | 1820.0501 | 1950.204 | 1955.2913 | 2143.5816 | 1934.749 | 1938.4575 | 2020.18 | 2093.8418 | 2154.4455 | 2235.5972
DZPH | 574.2543 | 567.0095 | 700.5355 | 741.6138 | 770.932 | 848.2024 | 869.2542 | 854.3703 | 846.5461 | 909.8932 | 818.9678 | 877.5331 | 879.8223 | 964.5472 | 870.5788 | 872.2476 | 909.0202 | 942.1658 | 969.4357 | 1005.9515
DZPG | 788.3751 | 778.4291 | 961.7426 | 1018.1376 | 1058.3876 | 1164.4697 | 1193.371 | 1172.9374 | 1162.1958 | 1249.1629 | 1124.3344 | 1204.7369 | 1207.8795 | 1324.1957 | 1195.1895 | 1197.4805 | 1247.9645 | 1293.469 | 1330.9069 | 1381.0382
DZPF | 289.2699 | 285.6205 | 352.8818 | 373.5742 | 388.3427 | 427.2662 | 437.8707 | 430.3732 | 426.4319 | 458.3418 | 412.5398 | 442.041 | 443.1941 | 485.8727 | 438.5379 | 439.3785 | 457.902 | 474.5985 | 488.3352 | 506.7294
DZPE | 448.4422 | 442.7847 | 547.0568 | 579.1353 | 602.0303 | 662.3717 | 678.8113 | 667.1883 | 661.0783 | 710.5468 | 639.542 | 685.2764 | 687.064 | 753.2268 | 679.8457 | 681.1489 | 709.8651 | 735.7489 | 757.0442 | 785.5599
DZPD | 196.1968 | 193.7216 | 239.3414 | 253.376 | 263.3927 | 289.7926 | 296.985 | 291.8999 | 289.2267 | 310.8695 | 279.8044 | 299.8135 | 300.5956 | 329.5423 | 297.4376 | 298.0077 | 310.5713 | 321.8956 | 331.2125 | 343.6883
DZPC | 738.9359 | 729.6136 | 901.4315 | 953.9562 | 991.44 | 1091.4456 | 1118.1864 | 1099.3823 | 1089.3142 | 1170.8276 | 1053.8271 | 1129.1876 | 1132.1331 | 1241.1551 | 1120.2389 | 1122.3862 | 1169.7043 | 1212.3553 | 1247.4454 | 1294.433
DZPB | 1205.9907 | 1190.7761 | 1471.1938 | 1557.4623 | 1619.0334 | 1781.309 | 1825.5198 | 1794.2622 | 1777.8305 | 1910.8657 | 1719.9133 | 1842.9064 | 1847.7138 | 2025.6445 | 1828.3016 | 1831.8061 | 1909.0323 | 1978.6414 | 2035.9107 | 2112.5975
DZPA | 2993.4084 | 2977.9289 | 3672.0167 | 3899.638 | 3997.6688 | 4395.2644 | 4502.9499 | 4427.2255 | 4386.6813 | 4714.937 | 4243.7744 | 4547.2518 | 4559.1138 | 4998.1463 | 4511.2156 | 4519.8628 | 4710.4134 | 4882.1691 | 5023.4776 | 5212.6973
Total | 16350.6277 | 16145.642 | 19908.5927 | 21038.0264 | 21845.4422 | 24127.0639 | 24647.0971 | 24169.1267 | 24074.5289 | 25884.7235 | 23298.4543 | 24964.1447 | 25029.2644 | 27439.5417 | 24759.7398 | 24813.8163 | 25859.9292 | 26802.8595 | 27578.6357 | 28617.442
Unconstrained total | 16335.8511 | 16118.8994 | 19893.0087 | 21034.037 | 21894.1387 | 24125.9642 | 24716.2272 | 24291.3103 | 24082.5112 | 25884.6067 | 23298.0282 | 24964.0936 | 25028.8818 | 27439.2708 | 24766.3438 | 24813.8164 | 25859.9294 | 26802.8599 | 27578.6363 | 28617.4425
Demand | 14.7766 | 26.7425 | 15.584 | 3.9894 | -48.6966 | 1.0997 | -69.1301 | -122.1835 | -7.9823 | 0.11671 | 0.42609 | 0.051138 | 0.38259 | 0.2709 | -6.604 | -7.3268e-05 | -0.00024267 | -0.00041458 | -0.00058833 | -0.000531
Generator Residual Zonal Tariff (£/kW)
Generation - Wider Tariffs in Y+1
Zone No. | Zone Name | 2011 | 2012 | 2013 | 2014 | 2015 | 2016 | 2017 | 2018 | 2019 | 2020 | 2021 | 2022 | 2023 | 2024 | 2025 | 2026 | 2027 | 2028 | 2029 | 2030
1 | North Scotland | 0 | 1.6303 | 2.1539 | 1.6801 | 1.7085 | 0.5563 | 0.16101 | 0.47698 | 0.36584 | 0.8834 | 0.94419 | 1.0767 | 1.0769 | 1.5275 | 1.0747 | 1.1624 | 1.2419 | 1.392 | 1.4642 | 1.541
2 | Peterhead | 0 | 1.6303 | 2.1539 | 1.6801 | 1.7085 | 0.5563 | 0.16101 | 0.47698 | 0.36584 | 0.8834 | 0.94419 | 1.0767 | 1.0769 | 1.5275 | 1.0747 | 1.1624 | 1.2419 | 1.392 | 1.4642 | 1.541
3 | Western Highland & Skye | 0 | 1.6303 | 2.1539 | 1.6801 | 1.7085 | 0.5563 | 0.16101 | 0.47698 | 0.36584 | 0.8834 | 0.94419 | 1.0767 | 1.0769 | 1.5275 | 1.0747 | 1.1624 | 1.2419 | 1.392 | 1.4642 | 1.541
4 | Central Highlands | 0 | 1.6303 | 2.1539 | 1.6801 | 1.7085 | 0.5563 | 0.16101 | 0.47698 | 0.36584 | 0.8834 | 0.94419 | 1.0767 | 1.0769 | 1.5275 | 1.0747 | 1.1624 | 1.2419 | 1.392 | 1.4642 | 1.541
5 | Argyll | 0 | 1.6303 | 2.1539 | 1.6801 | 1.7085 | 0.5563 | 0.16101 | 0.47698 | 0.36584 | 0.8834 | 0.94419 | 1.0767 | 1.0769 | 1.5275 | 1.0747 | 1.1624 | 1.2419 | 1.392 | 1.4642 | 1.541
6 | Stirlingshire | 0 | 1.6303 | 2.1539 | 1.6801 | 1.7085 | 0.5563 | 0.16101 | 0.47698 | 0.36584 | 0.8834 | 0.94419 | 1.0767 | 1.0769 | 1.5275 | 1.0747 | 1.1624 | 1.2419 | 1.392 | 1.4642 | 1.541
7 | South Scotland | 0 | 1.6303 | 2.1539 | 1.6801 | 1.7085 | 0.5563 | 0.16101 | 0.47698 | 0.36584 | 0.8834 | 0.94419 | 1.0767 | 1.0769 | 1.5275 | 1.0747 | 1.1624 | 1.2419 | 1.392 | 1.4642 | 1.541
8 | Auchencrosh | 0 | 1.6303 | 2.1539 | 1.6801 | 1.7085 | 0.5563 | 0.16101 | 0.47698 | 0.36584 | 0.8834 | 0.94419 | 1.0767 | 1.0769 | 1.5275 | 1.0747 | 1.1624 | 1.2419 | 1.392 | 1.4642 | 1.541
9 | Humber & Lancashire | 0 | 1.6303 | 2.1539 | 1.6801 | 1.7085 | 0.5563 | 0.16101 | 0.47698 | 0.36584 | 0.8834 | 0.94419 | 1.0767 | 1.0769 | 1.5275 | 1.0747 | 1.1624 | 1.2419 | 1.392 | 1.4642 | 1.541
10 | North East England | 0 | 1.6303 | 2.1539 | 1.6801 | 1.7085 | 0.5563 | 0.16101 | 0.47698 | 0.36584 | 0.8834 | 0.94419 | 1.0767 | 1.0769 | 1.5275 | 1.0747 | 1.1624 | 1.2419 | 1.392 | 1.4642 | 1.541
11 | Anglesey | 0 | 1.6303 | 2.1539 | 1.6801 | 1.7085 | 0.5563 | 0.16101 | 0.47698 | 0.36584 | 0.8834 | 0.94419 | 1.0767 | 1.0769 | 1.5275 | 1.0747 | 1.1624 | 1.2419 | 1.392 | 1.4642 | 1.541
12 | Dinorwig | 0 | 1.6303 | 2.1539 | 1.6801 | 1.7085 | 0.5563 | 0.16101 | 0.47698 | 0.36584 | 0.8834 | 0.94419 | 1.0767 | 1.0769 | 1.5275 | 1.0747 | 1.1624 | 1.2419 | 1.392 | 1.4642 | 1.541
13 | South Yorks & North Wales | 0 | 1.6303 | 2.1539 | 1.6801 | 1.7085 | 0.5563 | 0.16101 | 0.47698 | 0.36584 | 0.8834 | 0.94419 | 1.0767 | 1.0769 | 1.5275 | 1.0747 | 1.1624 | 1.2419 | 1.392 | 1.4642 | 1.541
14 | Midlands | 0 | 1.6303 | 2.1539 | 1.6801 | 1.7085 | 0.5563 | 0.16101 | 0.47698 | 0.36584 | 0.8834 | 0.94419 | 1.0767 | 1.0769 | 1.5275 | 1.0747 | 1.1624 | 1.2419 | 1.392 | 1.4642 | 1.541
15 | South Wales & Gloucester | 0 | 1.6303 | 2.1539 | 1.6801 | 1.7085 | 0.5563 | 0.16101 | 0.47698 | 0.36584 | 0.8834 | 0.94419 | 1.0767 | 1.0769 | 1.5275 | 1.0747 | 1.1624 | 1.2419 | 1.392 | 1.4642 | 1.541
16 | Central London | 0 | 1.6303 | 2.1539 | 1.6801 | 1.7085 | 0.5563 | 0.16101 | 0.47698 | 0.36584 | 0.8834 | 0.94419 | 1.0767 | 1.0769 | 1.5275 | 1.0747 | 1.1624 | 1.2419 | 1.392 | 1.4642 | 1.541
17 | South East | 0 | 1.6303 | 2.1539 | 1.6801 | 1.7085 | 0.5563 | 0.16101 | 0.47698 | 0.36584 | 0.8834 | 0.94419 | 1.0767 | 1.0769 | 1.5275 | 1.0747 | 1.1624 | 1.2419 | 1.392 | 1.4642 | 1.541
18 | Oxon & South Coast | 0 | 1.6303 | 2.1539 | 1.6801 | 1.7085 | 0.5563 | 0.16101 | 0.47698 | 0.36584 | 0.8834 | 0.94419 | 1.0767 | 1.0769 | 1.5275 | 1.0747 | 1.1624 | 1.2419 | 1.392 | 1.4642 | 1.541
19 | Wessex | 0 | 1.6303 | 2.1539 | 1.6801 | 1.7085 | 0.5563 | 0.16101 | 0.47698 | 0.36584 | 0.8834 | 0.94419 | 1.0767 | 1.0769 | 1.5275 | 1.0747 | 1.1624 | 1.2419 | 1.392 | 1.4642 | 1.541
20 | Peninsula | 0 | 1.6303 | 2.1539 | 1.6801 | 1.7085 | 0.5563 | 0.16101 | 0.47698 | 0.36584 | 0.8834 | 0.94419 | 1.0767 | 1.0769 | 1.5275 | 1.0747 | 1.1624 | 1.2419 | 1.392 | 1.4642 | 1.541
Generator Residual Zonal Tariff (£/kW)
Generation - Wider Tariffs in Y+5
Zone No. | Zone Name | 2011 | 2012 | 2013 | 2014 | 2015 | 2016 | 2017 | 2018 | 2019 | 2020 | 2021 | 2022 | 2023 | 2024 | 2025 | 2026 | 2027 | 2028 | 2029 | 2030
1 | North Scotland | 0 | 1.5666 | 0.97195 | -0.026245 | 1.0779 | 0.18698 | -0.97959 | -0.99226 | 0.9249 | 1.1672 | 1.1487 | 0.87663 | 1.0363 | 1.3134 | 1.1759 | 1.216 | 1.2419 | 1.392 | 1.4642 | 1.541
2 | Peterhead | 0 | 1.5666 | 0.97195 | -0.026245 | 1.0779 | 0.18698 | -0.97959 | -0.99226 | 0.9249 | 1.1672 | 1.1487 | 0.87663 | 1.0363 | 1.3134 | 1.1759 | 1.216 | 1.2419 | 1.392 | 1.4642 | 1.541
3 | Western Highland & Skye | 0 | 1.5666 | 0.97195 | -0.026245 | 1.0779 | 0.18698 | -0.97959 | -0.99226 | 0.9249 | 1.1672 | 1.1487 | 0.87663 | 1.0363 | 1.3134 | 1.1759 | 1.216 | 1.2419 | 1.392 | 1.4642 | 1.541
4 | Central Highlands | 0 | 1.5666 | 0.97195 | -0.026245 | 1.0779 | 0.18698 | -0.97959 | -0.99226 | 0.9249 | 1.1672 | 1.1487 | 0.87663 | 1.0363 | 1.3134 | 1.1759 | 1.216 | 1.2419 | 1.392 | 1.4642 | 1.541
5 | Argyll | 0 | 1.5666 | 0.97195 | -0.026245 | 1.0779 | 0.18698 | -0.97959 | -0.99226 | 0.9249 | 1.1672 | 1.1487 | 0.87663 | 1.0363 | 1.3134 | 1.1759 | 1.216 | 1.2419 | 1.392 | 1.4642 | 1.541
6 | Stirlingshire | 0 | 1.5666 | 0.97195 | -0.026245 | 1.0779 | 0.18698 | -0.97959 | -0.99226 | 0.9249 | 1.1672 | 1.1487 | 0.87663 | 1.0363 | 1.3134 | 1.1759 | 1.216 | 1.2419 | 1.392 | 1.4642 | 1.541
7 | South Scotland | 0 | 1.5666 | 0.97195 | -0.026245 | 1.0779 | 0.18698 | -0.97959 | -0.99226 | 0.9249 | 1.1672 | 1.1487 | 0.87663 | 1.0363 | 1.3134 | 1.1759 | 1.216 | 1.2419 | 1.392 | 1.4642 | 1.541
8 | Auchencrosh | 0 | 1.5666 | 0.97195 | -0.026245 | 1.0779 | 0.18698 | -0.97959 | -0.99226 | 0.9249 | 1.1672 | 1.1487 | 0.87663 | 1.0363 | 1.3134 | 1.1759 | 1.216 | 1.2419 | 1.392 | 1.4642 | 1.541
9 | Humber & Lancashire | 0 | 1.5666 | 0.97195 | -0.026245 | 1.0779 | 0.18698 | -0.97959 | -0.99226 | 0.9249 | 1.1672 | 1.1487 | 0.87663 | 1.0363 | 1.3134 | 1.1759 | 1.216 | 1.2419 | 1.392 | 1.4642 | 1.541
10 | North East England | 0 | 1.5666 | 0.97195 | -0.026245 | 1.0779 | 0.18698 | -0.97959 | -0.99226 | 0.9249 | 1.1672 | 1.1487 | 0.87663 | 1.0363 | 1.3134 | 1.1759 | 1.216 | 1.2419 | 1.392 | 1.4642 | 1.541
11 | Anglesey | 0 | 1.5666 | 0.97195 | -0.026245 | 1.0779 | 0.18698 | -0.97959 | -0.99226 | 0.9249 | 1.1672 | 1.1487 | 0.87663 | 1.0363 | 1.3134 | 1.1759 | 1.216 | 1.2419 | 1.392 | 1.4642 | 1.541
12 | Dinorwig | 0 | 1.5666 | 0.97195 | -0.026245 | 1.0779 | 0.18698 | -0.97959 | -0.99226 | 0.9249 | 1.1672 | 1.1487 | 0.87663 | 1.0363 | 1.3134 | 1.1759 | 1.216 | 1.2419 | 1.392 | 1.4642 | 1.541
13 | South Yorks & North Wales | 0 | 1.5666 | 0.97195 | -0.026245 | 1.0779 | 0.18698 | -0.97959 | -0.99226 | 0.9249 | 1.1672 | 1.1487 | 0.87663 | 1.0363 | 1.3134 | 1.1759 | 1.216 | 1.2419 | 1.392 | 1.4642 | 1.541
14 | Midlands | 0 | 1.5666 | 0.97195 | -0.026245 | 1.0779 | 0.18698 | -0.97959 | -0.99226 | 0.9249 | 1.1672 | 1.1487 | 0.87663 | 1.0363 | 1.3134 | 1.1759 | 1.216 | 1.2419 | 1.392 | 1.4642 | 1.541
15 | South Wales & Gloucester | 0 | 1.5666 | 0.97195 | -0.026245 | 1.0779 | 0.18698 | -0.97959 | -0.99226 | 0.9249 | 1.1672 | 1.1487 | 0.87663 | 1.0363 | 1.3134 | 1.1759 | 1.216 | 1.2419 | 1.392 | 1.4642 | 1.541
16 | Central London | 0 | 1.5666 | 0.97195 | -0.026245 | 1.0779 | 0.18698 | -0.97959 | -0.99226 | 0.9249 | 1.1672 | 1.1487 | 0.87663 | 1.0363 | 1.3134 | 1.1759 | 1.216 | 1.2419 | 1.392 | 1.4642 | 1.541
17 | South East | 0 | 1.5666 | 0.97195 | -0.026245 | 1.0779 | 0.18698 | -0.97959 | -0.99226 | 0.9249 | 1.1672 | 1.1487 | 0.87663 | 1.0363 | 1.3134 | 1.1759 | 1.216 | 1.2419 | 1.392 | 1.4642 | 1.541
18 | Oxon & South Coast | 0 | 1.5666 | 0.97195 | -0.026245 | 1.0779 | 0.18698 | -0.97959 | -0.99226 | 0.9249 | 1.1672 | 1.1487 | 0.87663 | 1.0363 | 1.3134 | 1.1759 | 1.216 | 1.2419 | 1.392 | 1.4642 | 1.541
19 | Wessex | 0 | 1.5666 | 0.97195 | -0.026245 | 1.0779 | 0.18698 | -0.97959 | -0.99226 | 0.9249 | 1.1672 | 1.1487 | 0.87663 | 1.0363 | 1.3134 | 1.1759 | 1.216 | 1.2419 | 1.392 | 1.4642 | 1.541
20 | Peninsula | 0 | 1.5666 | 0.97195 | -0.026245 | 1.0779 | 0.18698 | -0.97959 | -0.99226 | 0.9249 | 1.1672 | 1.1487 | 0.87663 | 1.0363 | 1.3134 | 1.1759 | 1.216 | 1.2419 | 1.392 | 1.4642 | 1.541
Generator YRNS Zonal Tariff (£/kW)
Generation - Wider Tariffs in Y+1
Zone No. | Zone Name | 2011 | 2012 | 2013 | 2014 | 2015 | 2016 | 2017 | 2018 | 2019 | 2020 | 2021 | 2022 | 2023 | 2024 | 2025 | 2026 | 2027 | 2028 | 2029 | 2030
1 | North Scotland | 0 | 1.1865 | 3.108 | 6.8247 | 10.7503 | 16.7063 | 17.6015 | 19.0456 | 22.3479 | 20.9786 | 20.4161 | 21.1009 | 22.5426 | 22.7085 | 22.9008 | 22.5306 | 22.7631 | 23.121 | 23.1226 | 23.1233
2 | Peterhead | 0 | 0.3731 | 1.6284 | 4.9617 | 7.9665 | 13.9828 | 12.6939 | 14.0777 | 17.4884 | 16.0895 | 15.5976 | 16.2792 | 17.7856 | 18.0568 | 18.2771 | 17.9123 | 18.1894 | 18.5401 | 18.5424 | 18.5434
3 | Western Highland & Skye | 0 | 6.1492 | 6.6707 | 9.782 | 12.8636 | 18.8296 | 20.0807 | 21.5182 | 24.8665 | 23.5018 | 23.0475 | 23.7701 | 24.5696 | 24.5732 | 24.925 | 24.5943 | 24.8567 | 25.2092 | 25.2159 | 25.2184
4 | Central Highlands | 0 | 0.3731 | 1.6284 | 4.9617 | 7.9665 | 13.9828 | 14.59 | 16.1712 | 19.3836 | 18.1019 | 17.5704 | 18.3577 | 19.4789 | 19.4468 | 19.7866 | 19.4331 | 19.6869 | 20.0633 | 20.0656 | 20.0665
5 | Argyll | 0 | 0.3731 | 1.5045 | 2.8061 | 4.1868 | 8.6942 | 8.7849 | 11.8278 | 14.983 | 13.7389 | 13.163 | 13.9745 | 15.1341 | 14.86 | 15.2187 | 14.8384 | 14.9849 | 15.3169 | 15.3188 | 15.3196
6 | Stirlingshire | 0 | 0.3731 | 1.5045 | 2.8061 | 4.2405 | 9.1582 | 9.3847 | 10.6382 | 13.6696 | 12.3461 | 11.7509 | 12.2222 | 12.8405 | 12.9601 | 13.2715 | 12.9263 | 13.1338 | 13.4875 | 13.4878 | 13.4878
7 | South Scotland | 0 | 0.3731 | 1.5045 | 2.8061 | 4.1868 | 8.6942 | 8.7277 | 10.0006 | 13.4305 | 12.0985 | 11.5773 | 12.4615 | 13.7261 | 13.3732 | 13.6823 | 13.2831 | 13.3931 | 13.6807 | 13.6831 | 13.684
8 | Auchencrosh | 0 | 3.293 | 2.7681 | 4.2235 | 5.3705 | 11.9482 | 11.9229 | 13.3285 | 15.5349 | 14.4444 | 13.7468 | 14.5169 | 15.6872 | 15.5973 | 16.1927 | 15.8849 | 16.0608 | 16.5112 | 16.5135 | 16.5144
9 | Humber & Lancashire | 0 | 0 | 0 | 0 | 0 | 0 | 0.25106 | 0.76323 | 0.81821 | 0.58071 | 0.61563 | 0.64862 | 0.86794 | 0.83686 | 1.01 | 0.91851 | 0.95037 | 1.0056 | 1.0127 | 1.0155
10 | North East England | 0 | 1.8211 | 2.2451 | 1.9973 | 2.005 | 3.5361 | 3.1592 | 3.3797 | 2.6157 | -0.3524 | -0.50608 | -0.41435 | -0.26471 | -0.29757 | 2.5559 | 2.4674 | 2.5408 | 2.6635 | 2.7249 | 2.7429
11 | Anglesey | 0 | 1.2584 | 0.96527 | 1.1541 | 0.17394 | -1.1099 | -0.67932 | -0.67556 | -0.25764 | 2.9624 | 2.6042 | 2.519 | 2.3662 | 1.8443 | 1.3243 | 1.1792 | 1.4171 | 1.2503 | 1.2473 | 1.2461
12 | Dinorwig | 0 | 0 | 0 | 0 | 0 | 0 | 0 | 0 | 0 | 0 | 0 | 0 | 0 | -0.033887 | 0.026496 | -0.011041 | -0.048634 | -0.052397 | -0.054388 | -0.055153
13 | South Yorks & North Wales | 0 | 0 | 0 | 0 | 0 | 0 | 0 | 0 | 0 | 0 | 0 | 0 | 0 | -0.033887 | 0.026496 | -0.011041 | -0.048634 | -0.052397 | -0.054388 | -0.055153
14 | Midlands | 0 | 0 | 0 | 0 | 0 | 0 | 0 | 0 | 0 | 0 | 0 | 0 | 0 | 0.082954 | 0.28114 | 0.33789 | 0.24067 | 0.24129 | 0.24481 | 0.24617
15 | South Wales & Gloucester | 0 | 0 | 0 | 0 | 0 | 0 | 0 | 0 | 0 | 0 | 0 | 0 | 0 | 0 | 0 | 0 | 0 | 0 | 0 | 0
16 | Central London | 0 | 0 | 0 | 0 | 0 | 0 | 0 | 0 | 0 | 0 | 0 | 0 | -1.101 | -0.84304 | -0.88075 | -0.94302 | -1.2581 | -1.216 | -1.216 | -1.216
17 | South East | 0 | 0 | 0 | 0 | 0 | 0 | 0 | 0 | 0 | 0 | 0 | 0 | 0 | 0 | 0 | 0 | 0 | 0 | 0 | 0
18 | Oxon & South Coast | 0 | 0 | 0 | 0 | 0 | 0 | 0 | 0 | 0 | 0 | 0 | 0 | 0 | 0 | 0 | 0 | 0 | 0 | 0 | 0
19 | Wessex | 0 | 0 | 0 | 0 | 0 | 0 | 0 | -0.041192 | 0 | 0.046797 | 0 | 0 | 0 | 0 | 0 | 0 | 0 | 0 | 0 | 0
20 | Peninsula | 0 | 0 | 0 | 0 | 0 | 0 | 0 | -0.0087582 | 0.049269 | 0.077448 | 0.023085 | 0.023052 | 0.0233 | 0.020457 | -0.00070941 | -0.00035935 | -0.00046615 | -0.0012349 | -0.00097595 | -0.00085628
Generator YRNS Zonal Tariff (£/kW)
Generation - Wider Tariffs in Y+5
Zone No. | Zone Name | 2011 | 2012 | 2013 | 2014 | 2015 | 2016 | 2017 | 2018 | 2019 | 2020 | 2021 | 2022 | 2023 | 2024 | 2025 | 2026 | 2027 | 2028 | 2029 | 2030
1 | North Scotland | 0 | 11.7982 | 11.5543 | 14.1715 | 16.8578 | 14.5465 | 17.6636 | 18.512 | 23.5783 | 15.7399 | 22.039 | 21.7987 | 22.988 | 22.6976 | 23.1796 | 22.9062 | 22.7631 | 23.121 | 23.1226 | 23.1233
2 | Peterhead | 0 | 10.0491 | 9.6744 | 11.1753 | 14.0527 | 11.2265 | 14.6472 | 15.2421 | 18.3481 | 11.6589 | 16.9241 | 17.2472 | 18.3432 | 18.0801 | 18.5778 | 18.3537 | 18.1894 | 18.5401 | 18.5424 | 18.5434
3 | Western Highland & Skye | 0 | 15.9444 | 15.7747 | 15.8043 | 18.8235 | 16.4611 | 20.0335 | 19.4137 | 25.1275 | 16.5628 | 23.7141 | 23.4176 | 25.079 | 24.8004 | 25.2951 | 25.0247 | 24.8567 | 25.2092 | 25.2159 | 25.2184
4 | Central Highlands | 0 | 10.0491 | 9.6744 | 11.1753 | 14.0527 | 11.2265 | 14.8413 | 15.2421 | 20.0777 | 11.6589 | 18.4762 | 18.7314 | 19.9093 | 19.6175 | 20.1288 | 19.7742 | 19.6869 | 20.0633 | 20.0656 | 20.0665
5 | Argyll | 0 | 7.2136 | 6.9951 | 7.5237 | 8.4749 | 7.6503 | 10.913 | 12.742 | 15.6997 | 9.2396 | 13.7589 | 14.2367 | 15.2765 | 15.0107 | 15.417 | 15.0629 | 14.9849 | 15.3169 | 15.3188 | 15.3196
6 | Stirlingshire | 0 | 7.2855 | 7.0592 | 7.7944 | 8.9292 | 7.0273 | 9.1423 | 10.62 | 13.3512 | 7.984 | 12.0307 | 12.5518 | 13.3788 | 13.114 | 13.5721 | 13.2897 | 13.1338 | 13.4875 | 13.4878 | 13.4878
7 | South Scotland | 0 | 7.2136 | 6.9951 | 7.5237 | 8.4749 | 6.6666 | 8.2266 | 10.1846 | 14.2491 | 7.4185 | 12.1447 | 12.5712 | 13.6654 | 13.4413 | 13.7886 | 13.5466 | 13.3931 | 13.6807 | 13.6831 | 13.684
8 | Auchencrosh | 0 | 10.2018 | 9.7859 | 10.7634 | 11.8599 | 10.094 | 12.4239 | 13.0963 | 16.4039 | 9.9373 | 15.094 | 15.8625 | 16.6377 | 16.2549 | 16.7135 | 16.2488 | 16.0608 | 16.5112 | 16.5135 | 16.5144
9 | Humber & Lancashire | 0 | 0 | 0 | 0 | 0 | 0 | 0.33138 | 0.37053 | 0.572 | 0.13011 | 1.1891 | 1.3716 | 1.02 | 1.061 | 1.1307 | 1.0703 | 0.95037 | 1.0056 | 1.0127 | 1.0155
10 | North East England | 0 | 3.6241 | 3.5307 | 1.989 | 1.9089 | 0 | 0.3475 | 0.37053 | -0.37535 | 0.13011 | 2.102 | 2.4204 | 2.7091 | 2.7244 | 2.893 | 2.8125 | 2.5408 | 2.6635 | 2.7249 | 2.7429
11 | Anglesey | 0 | -1.9868 | -1.794 | -1.3554 | -1.0164 | 3.1534 | 2.9022 | 3.414 | 2.7355 | 2.4427 | 1.7125 | 1.7568 | 1.1308 | 1.2528 | 1.0886 | 1.2227 | 1.4171 | 1.2503 | 1.2473 | 1.2461
12 | Dinorwig | 0 | 0 | 0 | 0 | 0 | 0 | 0 | 0 | 0 | 0 | -0.066233 | -0.073725 | -0.039924 | -0.042795 | -0.014516 | -0.036119 | -0.048634 | -0.052397 | -0.054388 | -0.055153
13 | South Yorks & North Wales | 0 | 0 | 0 | 0 | 0 | 0 | 0 | 0 | 0 | 0 | -0.066233 | -0.073725 | -0.039924 | -0.042795 | -0.014516 | -0.036119 | -0.048634 | -0.052397 | -0.054388 | -0.055153
14 | Midlands | 0 | 0 | 0 | 0 | 0 | 0 | 0 | 0 | 0 | 0 | 0.040622 | 0.1085 | 0.29954 | 0.31231 | 0.30268 | 0.27093 | 0.24067 | 0.24129 | 0.24481 | 0.24617
15 | South Wales & Gloucester | 0 | 0 | 0 | 0 | 0 | 0 | 0 | 0 | 0 | 0 | 0 | 0 | 0 | 0 | 0 | 0 | 0 | 0 | 0 | 0
16 | Central London | 0 | 0 | 0 | 0 | 0 | 0 | 0 | -0.52744 | -1.0636 | -0.96562 | -1.2293 | -1.2003 | -0.85377 | -0.819 | -1.0111 | -1.1835 | -1.2581 | -1.216 | -1.216 | -1.216
17 | South East | 0 | 0 | 0 | 0 | 0 | 0 | 0 | 0 | 0 | 0 | 0 | 0 | 0 | 0 | 0 | 0 | 0 | 0 | 0 | 0
18 | Oxon & South Coast | 0 | 0 | 0 | 0 | 0 | 0 | 0 | 0 | 0 | 0 | 0 | 0 | 0 | 0 | 0 | 0 | 0 | 0 | 0 | 0
19 | Wessex | 0 | 0 | 0 | 0 | 0 | -0.0044178 | 0.12992 | 0.00042951 | 0.017823 | 0 | 0 | 0 | 0 | 0 | 0 | 0 | 0 | 0 | 0 | 0
20 | Peninsula | 0 | 0 | 0 | 0 | 0 | -0.0044178 | 0.26057 | 0.00042951 | 0.051361 | 0 | 0.02958 | 0.0047437 | 0.0024547 | 0.002302 | 0.0021514 | 0.0011094 | -0.00046615 | -0.0012349 | -0.00097595 | -0.00085628

## Diversity 1 50%
Planning and build
| 2011 | 2012 | 2013 | 2014 | 2015 | 2016 | 2017 | 2018 | 2019 | 2020 | 2021 | 2022 | 2023 | 2024 | 2025 | 2026 | 2027 | 2028 | 2029 | 2030 | 2031
Planning | 4414.9 | 6909.5 | 12532.2738 | 12599.2157 | 34807.5042 | 35501.8202 | 34160.1705 | 35755.8372 | 36375.8372 | 17443.8372 | 9070.8372 | 3020.8372 | 3020.8372 | 1020.8372 | 905 | 1.3e-05 | 1.4e-05 | 28000 | 30400 | 30100 | 30100
Under construction | 0 | 3852.7 | 7365.9 | 5942.0879 | 9035.8114 | 8415.4915 | 6893.4052 | 8125.8372 | 12995.8372 | 14395.8372 | 16208.8372 | 16208.8372 | 14538.8372 | 10868.8372 | 2965.8372 | 115.8372 | 0 | 0 | 0 | 300 | 300
Operational | 0 | 4488.5689 | 5654.2423 | 12442.801 | 15989.4741 | 20851.9125 | 25347.4822 | 26841.7891 | 29839.9467 | 32612.5111 | 40476.8557 | 40954.1637 | 43228.291 | 47397.764 | 55931.1171 | 59297.5974 | 60117.3723 | 60762.8228 | 61587.2763 | 62201.9784 | 62683.368
(includes new embedded of) | 0 | 305.9721 | 621.6691 | 953.0429 | 1316.8835 | 1700.2794 | 2118.2272 | 2531.29 | 2973.6704 | 3436.1868 | 3888.8054 | 4336.6587 | 4794.732 | 5264.5437 | 5745.2733 | 6226.1101 | 6707.0553 | 7188.11 | 7669.2752 | 8150.552 | 8631.9416
| 2011 | 2012 | 2013 | 2014 | 2015 | 2016 | 2017 | 2018 | 2019 | 2020 | 2021 | 2022 | 2023 | 2024 | 2025 | 2026 | 2027 | 2028 | 2029 | 2030 | 2031
Cumulative new build | 0 | 4488.5689 | 5654.2423 | 12442.801 | 15989.4741 | 20851.9125 | 25347.4822 | 26841.7891 | 29839.9467 | 32612.5111 | 40476.8557 | 40954.1637 | 43228.291 | 47397.764 | 55931.1171 | 59297.5974 | 60117.3723 | 60762.8228 | 61587.2763 | 62201.9784 | 62683.368
Cumulative retirements | 0 | -551 | -9022 | -11191.0001 | -14036.0001 | -17069.5 | -23424 | -23939 | -25685 | -28995 | -30764 | -33520 | -34607 | -42673 | -44053 | -45603 | -46837 | -46837 | -46837 | -46837 | -50467
Cumulative net | 3937.2689 | -3368.0577 | 1251.501 | 1953.1741 | 3782.1125 | 1923.1822 | 2902.4891 | 4154.6468 | 3617.2111 | 9712.5557 | 7433.8637 | 8620.9911 | 4724.464 | 11877.8172 | 13694.2974 | 13280.0723 | 13925.5229 | 14749.9764 | 15364.6784 | 12216.0681 | 12216.0681
Capacity margins (note: includes interconnectors, but excludes embedded)
| 2011 | 2012 | 2013 | 2014 | 2015 | 2016 | 2017 | 2018 | 2019 | 2020 | 2021 | 2022 | 2023 | 2024 | 2025 | 2026 | 2027 | 2028 | 2029 | 2030 | 2031
Peak demand (GW) | 56.308 | 57.7 | 57.7068 | 57.673 | 57.5908 | 57.4171 | 57.4831 | 57.3399 | 57.4462 | 57.6321 | 57.6888 | 58.0065 | 58.1962 | 58.4079 | 58.5113 | 58.8065 | 59.1518 | 59.6997 | 60.1122 | 60.6868 | 60.7965
Total capacity (GW) | 84.825 | 88.9563 | 81.3353 | 85.6235 | 85.9613 | 87.4068 | 86.13 | 87.6962 | 88.506 | 88.506 | 94.1488 | 92.4222 | 93.1513 | 88.7849 | 96.4575 | 97.7932 | 96.898 | 97.0624 | 97.4057 | 97.5391 | 93.9091
De-rated capacity (GW) | 70.4418 | 72.227 | 64.7306 | 66.7111 | 65.3817 | 65.0361 | 60.6959 | 60.3946 | 61.0066 | 59.6266 | 64.5988 | 62.1228 | 62.6694 | 58.7174 | 64.6106 | 65.7859 | 64.7262 | 64.7508 | 64.8023 | 64.8223 | 61.5553
Capacity margin | 50.64% | 54.17% | 40.95% | 48.46% | 49.26% | 52.23% | 49.84% | 52.94% | 54.07% | 53.57% | 63.2% | 59.33% | 60.06% | 52.01% | 64.85% | 66.3% | 63.81% | 62.58% | 62.04% | 60.73% | 54.46%
De-rated capacity margin | 25.1% | 25.18% | 12.17% | 15.67% | 13.53% | 13.27% | 5.589% | 5.327% | 6.198% | 3.461% | 11.98% | 7.096% | 7.686% | 0.53% | 10.42% | 11.87% | 9.424% | 8.461% | 7.802% | 6.815% | 1.248%
De-rated capacity (inc planning) | 70.4418 | 72.227 | 64.7306 | 66.7111 | 65.3817 | 65.0361 | 60.6959 | 60.3946 | 61.0066 | 59.6266 | 64.5988 | 62.1228 | 62.6694 | 58.7174 | 64.6106 | 65.7859 | 64.7262 | 64.7508 | 64.8023 | 64.8223 | 61.3974
De-rated capacity margin (inc planning) | 25.1% | 25.18% | 12.17% | 15.67% | 13.53% | 13.27% | 5.589% | 5.327% | 6.198% | 3.461% | 11.98% | 7.096% | 7.686% | 0.53% | 10.42% | 11.87% | 9.424% | 8.461% | 7.802% | 6.815% | 0.9883%
Annual demand (TWh) | 306.1776 | 313.7467 | 313.7835 | 313.5998 | 313.1527 | 312.2085 | 312.5671 | 311.7885 | 312.3668 | 313.3775 | 313.6857 | 315.4135 | 316.445 | 317.5958 | 318.158 | 319.7634 | 321.6411 | 324.6202 | 326.8629 | 329.9875 | 330.5841
Annual supply | 515.9905 | 536.4125 | 498.08 | 522.6978 | 524.3001 | 448.6083 | 446.3763 | 448.7425 | 457.08 | 440.9397 | 482.7594 | 467.7489 | 477.9554 | 474.5851 | 520.8327 | 530.0252 | 522.3474 | 522.726 | 523.5165 | 523.8238 | 498.3847
Energy margin | 68.53% | 70.97% | 58.73% | 66.68% | 67.43% | 43.69% | 42.81% | 43.93% | 46.33% | 40.71% | 53.9% | 48.3% | 51.04% | 49.43% | 63.7% | 65.76% | 62.4% | 61.03% | 60.16% | 58.74% | 50.76%
Capacity margins - alternative basis (including embedded generation)
| 2011 | 2012 | 2013 | 2014 | 2015 | 2016 | 2017 | 2018 | 2019 | 2020 | 2021 | 2022 | 2023 | 2024 | 2025 | 2026 | 2027 | 2028 | 2029 | 2030 | 2031
Peak demand (GW) | 62.8149 | 64.4683 | 64.7512 | 65.0016 | 65.2229 | 65.3666 | 65.7729 | 65.9661 | 66.4236 | 66.9697 | 67.3837 | 68.0621 | 68.6155 | 69.1945 | 69.6685 | 70.3345 | 71.0507 | 71.9695 | 72.753 | 73.6988 | 74.1798
Total capacity (GW) | 93.4835 | 97.9208 | 90.6155 | 95.235 | 95.9367 | 97.7656 | 96.9067 | 98.886 | 100.1382 | 100.6007 | 106.6961 | 105.4174 | 106.6045 | 102.708 | 110.8613 | 112.6778 | 112.2636 | 112.909 | 113.7335 | 114.3482 | 111.1996
De-rated capacity (GW) | 76.9487 | 78.9953 | 71.775 | 74.0397 | 73.0139 | 72.9856 | 68.9858 | 69.0209 | 69.9839 | 68.9642 | 74.2937 | 72.1783 | 73.0887 | 69.504 | 75.7678 | 77.3139 | 76.625 | 77.0206 | 77.4432 | 77.8343 | 74.9386
Capacity margin | 48.82% | 51.89% | 39.94% | 46.51% | 47.09% | 49.57% | 47.34% | 49.9% | 50.76% | 50.22% | 58.34% | 54.88% | 55.36% | 48.43% | 59.13% | 60.2% | 58% | 56.88% | 56.33% | 55.16% | 49.91%
De-rated capacity margin | 22.5% | 22.53% | 10.85% | 13.9% | 11.95% | 11.66% | 4.885% | 4.631% | 5.36% | 2.978% | 10.25% | 6.048% | 6.519% | 0.4474% | 8.755% | 9.923% | 7.846% | 7.018% | 6.447% | 5.611% | 1.023%
De-rated capacity (inc planning) | 76.9487 | 78.9953 | 71.775 | 74.0397 | 73.0139 | 72.9856 | 68.9858 | 69.0209 | 69.9839 | 68.9642 | 74.2937 | 72.1783 | 73.0887 | 69.504 | 75.7678 | 77.3139 | 76.625 | 77.0206 | 77.4432 | 77.8343 | 74.7806
De-rated capacity margin (inc planning) | 22.5% | 22.53% | 10.85% | 13.9% | 11.95% | 11.66% | 4.885% | 4.631% | 5.36% | 2.978% | 10.25% | 6.048% | 6.519% | 0.4474% | 8.755% | 9.923% | 7.846% | 7.018% | 6.447% | 5.611% | 0.81%
Annual demand (TWh) | 344.9089 | 354.0067 | 355.6754 | 357.1985 | 358.628 | 359.6752 | 362.1642 | 363.5403 | 366.4108 | 369.8026 | 372.4574 | 376.5223 | 379.9271 | 383.4927 | 386.5083 | 390.5679 | 394.9006 | 400.3354 | 405.0347 | 410.6166 | 413.6712
Chart mappings
Plant type | Chart mapping
CHP | Gas
AGT | OCGT
Oil | Oil
Hydro | Other renewable
PS | PS
Nuclear | Nuclear
CCGT | Gas
OCGT | OCGT
Coal | Coal
Coal + CCS | CCS
CCGT + CCS | CCS
Onshore wind (unclassified) | Onshore wind
Offshore wind (unclassified) | Offshore wind
Onshore wind | Onshore wind
Onshore wind (Medium) | Onshore wind
Onshore wind (Low) | Onshore wind
Offshore wind | Offshore wind
Offshore wind (Low) | Offshore wind
Wave | Other renewable
Tidal Stream | Other renewable
Tidal Range | Other renewable
Sewage gas | Other renewable
Solar | Other renewable
Biomass regular | Other renewable
Biomass energy crop | Other renewable
Biowaste | Other renewable
Biogas | Other renewable
Biodiesel | Other renewable
Biomass ACT | Other renewable
Biomass AD | Other renewable
Biomass regular (CHP) | Other renewable
Biomass energy crop (CHP) | Other renewable
Biowaste (CHP) | Other renewable
Biogas (CHP) | Other renewable
Biodiesel (CHP) | Other renewable
Biomass ACT (CHP) | Other renewable
Biomass AD (CHP) | Other renewable
Landfill gas | Other renewable
Hydro (small scale) | Other renewable
Geopressure | Other renewable
Standard gasification or pyrolysis | Other renewable
Other unspecified | Other renewable
Geothermal | Other renewable
Microgeneration | Other renewable
Other ROC | Other renewable
Non-ROC | Other renewable
Embedded CHP | Gas
Embedded Gas | Gas
Embedded offshore wind | Offshore wind
Embedded onshore wind | Onshore wind
Embedded biomass | Other renewable
Embedded tidal and wave | Other renewable
Embedded hydro | Other renewable
Capacity mix by plant type
| 2011 | 2012 | 2013 | 2014 | 2015 | 2016 | 2017 | 2018 | 2019 | 2020 | 2021 | 2022 | 2023 | 2024 | 2025 | 2026 | 2027 | 2028 | 2029 | 2030 | 2031
CHP | 2101 | 2101 | 1673 | 1673 | 1673 | 2163 | 2163 | 2163 | 2163 | 2163 | 2163 | 2163 | 2163 | 2163 | 2163 | 2163 | 2163 | 2163 | 2163 | 2163 | 2163
AGT | 0 | 0 | 0 | 0 | 0 | 0 | 0 | 0 | 0 | 0 | 0 | 0 | 0 | 0 | 0 | 0 | 0 | 0 | 0 | 0 | 0
Oil | 3263 | 3263 | 875 | 875 | 875 | 3e-06 | 3e-06 | 3e-06 | 3e-06 | 3e-06 | 3e-06 | 3e-06 | 3e-06 | 3e-06 | 3e-06 | 3e-06 | 3e-06 | 3e-06 | 3e-06 | 3e-06 | 3e-06
Hydro | 1072 | 1072 | 1072 | 1072 | 1072 | 1190 | 1190 | 1190 | 1190 | 1190 | 1190 | 1190 | 1190 | 1190 | 1190 | 1190 | 1190 | 1190 | 1190 | 1190 | 1190
PS | 2744 | 2744 | 2744 | 2744 | 2744 | 2744 | 2744 | 2744 | 2744 | 2744 | 2744 | 2744 | 2744 | 2744 | 2744 | 2744 | 2744 | 2744 | 2744 | 2744 | 2744
Nuclear | 10561 | 10561 | 9946 | 9946 | 9456 | 9456 | 9456 | 9456 | 8375 | 7635 | 9305 | 9305 | 10975 | 10310 | 11980 | 14830 | 14830 | 14830 | 14830 | 14830 | 11200
CCGT | 28984 | 31189 | 30385 | 33557 | 34027 | 33627 | 33577 | 33062 | 34797 | 33897 | 39497 | 38728 | 38212 | 36587 | 35207 | 33657 | 32423 | 32423 | 32423 | 32423 | 32423
OCGT | 1198 | 1198 | 1198 | 1130 | 1096 | 802 | 802 | 802 | 802 | 802 | 802 | 802 | 802 | 643 | 643 | 643 | 643 | 643 | 643 | 643 | 643
Coal | 27543 | 26992 | 22756 | 21435 | 19114 | 17649.5 | 12105 | 12105 | 12105 | 12105 | 10336 | 8349 | 7778 | 3831 | 3831 | 3831 | 3831 | 3831 | 3831 | 3831 | 3831
Coal + CCS | 5e-06 | 5e-06 | 5e-06 | 5e-06 | 300 | 1100 | 1100 | 1100 | 1100 | 1100 | 1100 | 1100 | 1100 | 2100 | 5040 | 5040 | 5040 | 5040 | 5040 | 5040 | 5040
CCGT + CCS | 4e-06 | 4e-06 | 4e-06 | 4e-06 | 4e-06 | 4e-06 | 4e-06 | 4e-06 | 4e-06 | 4e-06 | 4e-06 | 4e-06 | 4e-06 | 1000 | 4293 | 4293 | 4293 | 4293 | 4293 | 4293 | 4293
Onshore wind (unclassified) | 0 | 0 | 0 | 0 | 0 | 0 | 0 | 0 | 0 | 0 | 0 | 0 | 0 | 0 | 0 | 0 | 0 | 0 | 0 | 0 | 0
Offshore wind (unclassified) | 0 | 0 | 0 | 0 | 0 | 0 | 0 | 0 | 0 | 0 | 0 | 0 | 0 | 0 | 0 | 0 | 0 | 0 | 0 | 0 | 0
Onshore wind | 2423 | 2602.9968 | 3452.9732 | 4096.1581 | 4941.9907 | 5808.0331 | 8058.655 | 8135.8991 | 8291.6764 | 8331.7243 | 8473.4504 | 8502.9051 | 8648.9591 | 8678.6203 | 8828.2439 | 8863.8873 | 9202.717 | 9367.1129 | 9710.4013 | 9843.8265 | 9843.8265
Onshore wind (Medium) | 0 | 0 | 0 | 0 | 0 | 0 | 0 | 0 | 0 | 0 | 0 | 0 | 0 | 0 | 0 | 0 | 0 | 0 | 0 | 0 | 0
Onshore wind (Low) | 0 | 0 | 0 | 0 | 0 | 0 | 0 | 0 | 0 | 0 | 0 | 0 | 0 | 0 | 0 | 0 | 0 | 0 | 0 | 0 | 0
Offshore wind | 1391 | 3188.3 | 3188.3 | 5050.3 | 6382.3 | 7680.3 | 8484.3 | 9488.3 | 9488.3 | 10088.3 | 10088.3 | 10088.3 | 10088.3 | 10088.3 | 10088.3 | 10088.3 | 10088.3 | 10088.3 | 10088.3 | 10088.3 | 10088.3
Offshore wind (Low) | 0 | 0 | 0 | 0 | 0 | 0 | 0 | 0 | 0 | 0 | 0 | 0 | 0 | 0 | 0 | 0 | 0 | 0 | 0 | 0 | 0
Wave | 2e-06 | 2e-06 | 2e-06 | 2e-06 | 2e-06 | 2e-06 | 2e-06 | 2e-06 | 2e-06 | 2e-06 | 2e-06 | 2e-06 | 2e-06 | 2e-06 | 2e-06 | 2e-06 | 2e-06 | 2e-06 | 2e-06 | 2e-06 | 2e-06
Tidal Stream | 10 | 10 | 10 | 10 | 10 | 10 | 10 | 10 | 10 | 10 | 10 | 10 | 10 | 10 | 10 | 10 | 10 | 10 | 10 | 10 | 10
Tidal Range | 0 | 0 | 0 | 0 | 0 | 0 | 0 | 0 | 0 | 0 | 0 | 0 | 0 | 0 | 0 | 0 | 0 | 0 | 0 | 0 | 0
Sewage gas | 0 | 0 | 0 | 0 | 0 | 0 | 0 | 0 | 0 | 0 | 0 | 0 | 0 | 0 | 0 | 0 | 0 | 0 | 0 | 0 | 0
Solar | 0 | 0 | 0 | 0 | 0 | 0 | 0 | 0 | 0 | 0 | 0 | 0 | 0 | 0 | 0 | 0 | 0 | 0 | 0 | 0 | 0
Biomass regular | 97 | 97 | 97 | 97 | 332 | 1239 | 1502 | 1502 | 1502 | 1502 | 1502 | 1502 | 1502 | 1502 | 1502 | 1502 | 1502 | 1502 | 1502 | 1502 | 1502
Biomass energy crop | 0 | 0 | 0 | 0 | 0 | 0 | 0 | 0 | 0 | 0 | 0 | 0 | 0 | 0 | 0 | 0 | 0 | 0 | 0 | 0 | 0
Biowaste | 0 | 0 | 0 | 0 | 0 | 0 | 0 | 0 | 0 | 0 | 0 | 0 | 0 | 0 | 0 | 0 | 0 | 0 | 0 | 0 | 0
Biogas | 0 | 0 | 0 | 0 | 0 | 0 | 0 | 0 | 0 | 0 | 0 | 0 | 0 | 0 | 0 | 0 | 0 | 0 | 0 | 0 | 0
Biodiesel | 0 | 0 | 0 | 0 | 0 | 0 | 0 | 0 | 0 | 0 | 0 | 0 | 0 | 0 | 0 | 0 | 0 | 0 | 0 | 0 | 0
Biomass ACT | 0 | 0 | 0 | 0 | 0 | 0 | 0 | 0 | 0 | 0 | 0 | 0 | 0 | 0 | 0 | 0 | 0 | 0 | 0 | 0 | 0
Biomass AD | 0 | 0 | 0 | 0 | 0 | 0 | 0 | 0 | 0 | 0 | 0 | 0 | 0 | 0 | 0 | 0 | 0 | 0 | 0 | 0 | 0
Biomass regular (CHP) | 0 | 0 | 0 | 0 | 0 | 0 | 0 | 0 | 0 | 0 | 0 | 0 | 0 | 0 | 0 | 0 | 0 | 0 | 0 | 0 | 0
Biomass energy crop (CHP) | 0 | 0 | 0 | 0 | 0 | 0 | 0 | 0 | 0 | 0 | 0 | 0 | 0 | 0 | 0 | 0 | 0 | 0 | 0 | 0 | 0
Biowaste (CHP) | 0 | 0 | 0 | 0 | 0 | 0 | 0 | 0 | 0 | 0 | 0 | 0 | 0 | 0 | 0 | 0 | 0 | 0 | 0 | 0 | 0
Biogas (CHP) | 0 | 0 | 0 | 0 | 0 | 0 | 0 | 0 | 0 | 0 | 0 | 0 | 0 | 0 | 0 | 0 | 0 | 0 | 0 | 0 | 0
Biodiesel (CHP) | 0 | 0 | 0 | 0 | 0 | 0 | 0 | 0 | 0 | 0 | 0 | 0 | 0 | 0 | 0 | 0 | 0 | 0 | 0 | 0 | 0
Biomass ACT (CHP) | 0 | 0 | 0 | 0 | 0 | 0 | 0 | 0 | 0 | 0 | 0 | 0 | 0 | 0 | 0 | 0 | 0 | 0 | 0 | 0 | 0
Biomass AD (CHP) | 0 | 0 | 0 | 0 | 0 | 0 | 0 | 0 | 0 | 0 | 0 | 0 | 0 | 0 | 0 | 0 | 0 | 0 | 0 | 0 | 0
Landfill gas | 0 | 0 | 0 | 0 | 0 | 0 | 0 | 0 | 0 | 0 | 0 | 0 | 0 | 0 | 0 | 0 | 0 | 0 | 0 | 0 | 0
Hydro (small scale) | 0 | 0 | 0 | 0 | 0 | 0 | 0 | 0 | 0 | 0 | 0 | 0 | 0 | 0 | 0 | 0 | 0 | 0 | 0 | 0 | 0
Geopressure | 0 | 0 | 0 | 0 | 0 | 0 | 0 | 0 | 0 | 0 | 0 | 0 | 0 | 0 | 0 | 0 | 0 | 0 | 0 | 0 | 0
Standard gasification or pyrolysis | 0 | 0 | 0 | 0 | 0 | 0 | 0 | 0 | 0 | 0 | 0 | 0 | 0 | 0 | 0 | 0 | 0 | 0 | 0 | 0 | 0
Other unspecified | 0 | 0 | 0 | 0 | 0 | 0 | 0 | 0 | 0 | 0 | 0 | 0 | 0 | 0 | 0 | 0 | 0 | 0 | 0 | 0 | 0
Geothermal | 0 | 0 | 0 | 0 | 0 | 0 | 0 | 0 | 0 | 0 | 0 | 0 | 0 | 0 | 0 | 0 | 0 | 0 | 0 | 0 | 0
Microgeneration | 0 | 0 | 0 | 0 | 0 | 0 | 0 | 0 | 0 | 0 | 0 | 0 | 0 | 0 | 0 | 0 | 0 | 0 | 0 | 0 | 0
Other ROC | 0 | 0 | 0 | 0 | 0 | 0 | 0 | 0 | 0 | 0 | 0 | 0 | 0 | 0 | 0 | 0 | 0 | 0 | 0 | 0 | 0
Non-ROC | 0 | 0 | 0 | 0 | 0 | 0 | 0 | 0 | 0 | 0 | 0 | 0 | 0 | 0 | 0 | 0 | 0 | 0 | 0 | 0 | 0
Embedded CHP | 4639.9231 | 4832.2308 | 5024.5385 | 5216.8462 | 5409.1538 | 5601.4615 | 5793.7692 | 5986.0769 | 6178.3846 | 6370.6923 | 6563 | 6763 | 6963 | 7163 | 7363 | 7563 | 7763 | 7963 | 8163 | 8363 | 8563
Embedded Gas | 300 | 300 | 300 | 300 | 300 | 300 | 300 | 300 | 300 | 300 | 300 | 300 | 300 | 300 | 300 | 300 | 300 | 300 | 300 | 300 | 300
Embedded offshore wind | 0 | 0 | 0 | 0 | 0 | 0 | 0 | 0 | 0 | 0 | 0 | 0 | 0 | 0 | 0 | 0 | 0 | 0 | 0 | 0 | 0
Embedded onshore wind | 1569.6523 | 1569.6523 | 1569.6523 | 1569.6523 | 1569.6523 | 1569.6523 | 1569.6523 | 1569.6523 | 1569.6523 | 1569.6523 | 1569.6523 | 1569.6523 | 1569.6523 | 1569.6523 | 1569.6523 | 1569.6523 | 1569.6523 | 1569.6523 | 1569.6523 | 1569.6523 | 1569.6523
Embedded biomass | 1607.2399 | 1690.9043 | 1794.2936 | 1903.3597 | 2028.3926 | 2166.5808 | 2313.221 | 2468.3611 | 2633.3535 | 2803.5623 | 2973.8731 | 3144.2871 | 3314.8052 | 3485.4285 | 3656.1581 | 3826.9949 | 3997.9401 | 4168.9947 | 4340.1599 | 4511.4368 | 4682.8264
Embedded tidal and wave | 0.5 | 20.5 | 30.5 | 50.5 | 87 | 129.9 | 179.9 | 235.515 | 310.5953 | 400.5953 | 480.5953 | 548.0345 | 625.5897 | 714.7782 | 814.7782 | 914.7782 | 1014.7782 | 1114.7782 | 1214.7782 | 1314.7782 | 1414.7782
Embedded hydro | 541.202 | 551.202 | 561.202 | 571.202 | 581.202 | 591.202 | 620.202 | 630.202 | 640.202 | 650.202 | 660.202 | 670.202 | 680.202 | 690.202 | 700.202 | 710.202 | 720.202 | 730.202 | 740.202 | 750.202 | 760.202
Total | 90045.5173 | 93982.7862 | 86677.4596 | 91297.0183 | 91998.6915 | 93827.6298 | 91968.6995 | 92948.0065 | 94200.1641 | 93662.7285 | 99758.0731 | 97479.3811 | 98666.5084 | 94769.9813 | 101923.3345 | 103739.8148 | 103325.5896 | 103971.0402 | 104795.4937 | 105410.1958 | 102261.5854
Biomass co-firing | 1646.1 | 1646.1 | 1393.1 | 1393.1 | 583.1 | 1642.75 | 1157.75 | 1157.75 | 1157.75 | 1157.75 | 2115.5 | 2115.5 | 2115.5 | 1915.5 | 1915.5 | 1915.5 | 1915.5 | 1915.5 | 1915.5 | 1915.5 | 1915.5
Capacity mix by charting type
| 2011 | 2012 | 2013 | 2014 | 2015 | 2016 | 2017 | 2018 | 2019 | 2020 | 2021 | 2022 | 2023 | 2024 | 2025 | 2026 | 2027 | 2028 | 2029 | 2030 | 2031
Gas | 36024.9231 | 38422.2308 | 37382.5385 | 40746.8462 | 41409.1539 | 41691.4616 | 41833.7692 | 41511.077 | 43438.3846 | 42730.6923 | 48523 | 47954 | 47638 | 46213 | 45033 | 43683 | 42649 | 42849 | 43049 | 43249 | 43449
Coal | 27543 | 26992 | 22756 | 21435 | 19114 | 17649.5 | 12105 | 12105 | 12105 | 12105 | 10336 | 8349 | 7778 | 3831 | 3831 | 3831 | 3831 | 3831 | 3831 | 3831 | 3831
Oil | 3263 | 3263 | 875 | 875 | 875 | 3e-06 | 3e-06 | 3e-06 | 3e-06 | 3e-06 | 3e-06 | 3e-06 | 3e-06 | 3e-06 | 3e-06 | 3e-06 | 3e-06 | 3e-06 | 3e-06 | 3e-06 | 3e-06
OCGT | 1198 | 1198 | 1198 | 1130 | 1096 | 802 | 802 | 802 | 802 | 802 | 802 | 802 | 802 | 643 | 643 | 643 | 643 | 643 | 643 | 643 | 643
PS | 2744 | 2744 | 2744 | 2744 | 2744 | 2744 | 2744 | 2744 | 2744 | 2744 | 2744 | 2744 | 2744 | 2744 | 2744 | 2744 | 2744 | 2744 | 2744 | 2744 | 2744
Nuclear | 10561 | 10561 | 9946 | 9946 | 9456 | 9456 | 9456 | 9456 | 8375 | 7635 | 9305 | 9305 | 10975 | 10310 | 11980 | 14830 | 14830 | 14830 | 14830 | 14830 | 11200
CCS | 9e-06 | 9e-06 | 9e-06 | 9e-06 | 300 | 1100 | 1100 | 1100 | 1100 | 1100 | 1100 | 1100 | 1100 | 3100 | 9333 | 9333 | 9333 | 9333 | 9333 | 9333 | 9333
Onshore wind | 3992.6523 | 4172.649 | 5022.6255 | 5665.8103 | 6511.643 | 7377.6854 | 9628.3072 | 9705.5513 | 9861.3287 | 9901.3765 | 10043.1026 | 10072.5573 | 10218.6114 | 10248.2725 | 10397.8961 | 10433.5396 | 10772.3693 | 10936.7652 | 11280.0535 | 11413.4787 | 11413.4787
Offshore wind | 1391 | 3188.3 | 3188.3 | 5050.3 | 6382.3 | 7680.3 | 8484.3 | 9488.3 | 9488.3 | 10088.3 | 10088.3 | 10088.3 | 10088.3 | 10088.3 | 10088.3 | 10088.3 | 10088.3 | 10088.3 | 10088.3 | 10088.3 | 10088.3
Other renewable | 3327.9419 | 3441.6063 | 3564.9956 | 3704.0617 | 4110.5946 | 5326.6829 | 5815.323 | 6036.0781 | 6286.1507 | 6556.3595 | 6816.6704 | 7064.5237 | 7322.597 | 7592.4087 | 7873.1383 | 8153.9751 | 8434.9203 | 8715.9749 | 8997.1401 | 9278.417 | 9559.8066
Total | 90045.5173 | 93982.7862 | 86677.4596 | 91297.0183 | 91998.6915 | 93827.6298 | 91968.6995 | 92948.0065 | 94200.1641 | 93662.7285 | 99758.0731 | 97479.3811 | 98666.5084 | 94769.9813 | 101923.3345 | 103739.8148 | 103325.5896 | 103971.0402 | 104795.4937 | 105410.1958 | 102261.5854
Cumulative new build by plant type
| 2011 | 2012 | 2013 | 2014 | 2015 | 2016 | 2017 | 2018 | 2019 | 2020 | 2021 | 2022 | 2023 | 2024 | 2025 | 2026 | 2027 | 2028 | 2029 | 2030 | 2031
CHP | 0 | 0 | 0 | 0 | 0 | 490 | 490 | 490 | 490 | 490 | 490 | 490 | 490 | 490 | 490 | 490 | 490 | 490 | 490 | 490 | 490
AGT | 0 | 0 | 0 | 0 | 0 | 0 | 0 | 0 | 0 | 0 | 0 | 0 | 0 | 0 | 0 | 0 | 0 | 0 | 0 | 0 | 0
Oil | 0 | 0 | 0 | 0 | 0 | 0 | 0 | 0 | 0 | 0 | 0 | 0 | 0 | 0 | 0 | 0 | 0 | 0 | 0 | 0 | 0
Hydro | 0 | 0 | 0 | 0 | 0 | 118 | 118 | 118 | 118 | 118 | 118 | 118 | 118 | 118 | 118 | 118 | 118 | 118 | 118 | 118 | 118
PS | 0 | 0 | 0 | 0 | 0 | 0 | 0 | 0 | 0 | 0 | 0 | 0 | 0 | 0 | 0 | 0 | 0 | 0 | 0 | 0 | 0
Nuclear | 0 | 0 | 0 | 0 | 0 | 0 | 0 | 0 | 0 | 1670 | 3340 | 3340 | 5010 | 6680 | 8350 | 11200 | 11200 | 11200 | 11200 | 11200 | 11200
CCGT | 0 | 2205 | 2205 | 6157 | 6627 | 6627 | 7387 | 7387 | 9787 | 9787 | 15387 | 15387 | 15387 | 15387 | 15387 | 15387 | 15387 | 15387 | 15387 | 15387 | 15387
OCGT | 0 | 0 | 0 | 0 | 0 | 0 | 0 | 0 | 0 | 0 | 0 | 0 | 0 | 0 | 0 | 0 | 0 | 0 | 0 | 0 | 0
Coal | 0 | 0 | 0 | 0 | 0 | 0 | 0 | 0 | 0 | 0 | 0 | 0 | 0 | 0 | 0 | 0 | 0 | 0 | 0 | 0 | 0
Coal + CCS | 0 | 0 | 0 | 0 | 300 | 1100 | 1100 | 1100 | 1100 | 1100 | 1100 | 1100 | 1100 | 2100 | 5040 | 5040 | 5040 | 5040 | 5040 | 5040 | 5040
CCGT + CCS | 0 | 0 | 0 | 0 | 0 | 0 | 0 | 0 | 0 | 0 | 0 | 0 | 0 | 1000 | 4293 | 4293 | 4293 | 4293 | 4293 | 4293 | 4293
Onshore wind (unclassified) | 0 | 0 | 0 | 0 | 0 | 0 | 0 | 0 | 0 | 0 | 0 | 0 | 0 | 0 | 0 | 0 | 0 | 0 | 0 | 0 | 0
Offshore wind (unclassified) | 0 | 0 | 0 | 0 | 0 | 0 | 0 | 0 | 0 | 0 | 0 | 0 | 0 | 0 | 0 | 0 | 0 | 0 | 0 | 0 | 0
Onshore wind | 0 | 180.2968 | 1030.2732 | 1673.4581 | 2519.2907 | 3385.3331 | 5635.955 | 5713.1991 | 5868.9764 | 5909.0243 | 6050.7503 | 6080.205 | 6226.2591 | 6255.9202 | 6405.5439 | 6441.1873 | 6780.017 | 6944.4129 | 7287.7012 | 7421.1264 | 7421.1264
Onshore wind (Medium) | 0 | 0 | 0 | 0 | 0 | 0 | 0 | 0 | 0 | 0 | 0 | 0 | 0 | 0 | 0 | 0 | 0 | 0 | 0 | 0 | 0
Onshore wind (Low) | 0 | 0 | 0 | 0 | 0 | 0 | 0 | 0 | 0 | 0 | 0 | 0 | 0 | 0 | 0 | 0 | 0 | 0 | 0 | 0 | 0
Offshore wind | 0 | 1797.3 | 1797.3 | 3659.3 | 4991.3 | 6289.3 | 7093.3 | 8097.3 | 8097.3 | 8697.3 | 8697.3 | 8697.3 | 8697.3 | 8697.3 | 8697.3 | 8697.3 | 8697.3 | 8697.3 | 8697.3 | 8697.3 | 8697.3
Offshore wind (Low) | 0 | 0 | 0 | 0 | 0 | 0 | 0 | 0 | 0 | 0 | 0 | 0 | 0 | 0 | 0 | 0 | 0 | 0 | 0 | 0 | 0
Wave | 0 | 0 | 0 | 0 | 0 | 0 | 0 | 0 | 0 | 0 | 0 | 0 | 0 | 0 | 0 | 0 | 0 | 0 | 0 | 0 | 0
Tidal Stream | 0 | 0 | 0 | 0 | 0 | 0 | 0 | 0 | 0 | 0 | 0 | 0 | 0 | 0 | 0 | 0 | 0 | 0 | 0 | 0 | 0
Tidal Range | 0 | 0 | 0 | 0 | 0 | 0 | 0 | 0 | 0 | 0 | 0 | 0 | 0 | 0 | 0 | 0 | 0 | 0 | 0 | 0 | 0
Sewage gas | 0 | 0 | 0 | 0 | 0 | 0 | 0 | 0 | 0 | 0 | 0 | 0 | 0 | 0 | 0 | 0 | 0 | 0 | 0 | 0 | 0
Solar | 0 | 0 | 0 | 0 | 0 | 0 | 0 | 0 | 0 | 0 | 0 | 0 | 0 | 0 | 0 | 0 | 0 | 0 | 0 | 0 | 0
Biomass regular | 0 | 0 | 0 | 0 | 235 | 1142 | 1405 | 1405 | 1405 | 1405 | 1405 | 1405 | 1405 | 1405 | 1405 | 1405 | 1405 | 1405 | 1405 | 1405 | 1405
Biomass energy crop | 0 | 0 | 0 | 0 | 0 | 0 | 0 | 0 | 0 | 0 | 0 | 0 | 0 | 0 | 0 | 0 | 0 | 0 | 0 | 0 | 0
Biowaste | 0 | 0 | 0 | 0 | 0 | 0 | 0 | 0 | 0 | 0 | 0 | 0 | 0 | 0 | 0 | 0 | 0 | 0 | 0 | 0 | 0
Biogas | 0 | 0 | 0 | 0 | 0 | 0 | 0 | 0 | 0 | 0 | 0 | 0 | 0 | 0 | 0 | 0 | 0 | 0 | 0 | 0 | 0
Biodiesel | 0 | 0 | 0 | 0 | 0 | 0 | 0 | 0 | 0 | 0 | 0 | 0 | 0 | 0 | 0 | 0 | 0 | 0 | 0 | 0 | 0
Biomass ACT | 0 | 0 | 0 | 0 | 0 | 0 | 0 | 0 | 0 | 0 | 0 | 0 | 0 | 0 | 0 | 0 | 0 | 0 | 0 | 0 | 0
Biomass AD | 0 | 0 | 0 | 0 | 0 | 0 | 0 | 0 | 0 | 0 | 0 | 0 | 0 | 0 | 0 | 0 | 0 | 0 | 0 | 0 | 0
Biomass regular (CHP) | 0 | 0 | 0 | 0 | 0 | 0 | 0 | 0 | 0 | 0 | 0 | 0 | 0 | 0 | 0 | 0 | 0 | 0 | 0 | 0 | 0
Biomass energy crop (CHP) | 0 | 0 | 0 | 0 | 0 | 0 | 0 | 0 | 0 | 0 | 0 | 0 | 0 | 0 | 0 | 0 | 0 | 0 | 0 | 0 | 0
Biowaste (CHP) | 0 | 0 | 0 | 0 | 0 | 0 | 0 | 0 | 0 | 0 | 0 | 0 | 0 | 0 | 0 | 0 | 0 | 0 | 0 | 0 | 0
Biogas (CHP) | 0 | 0 | 0 | 0 | 0 | 0 | 0 | 0 | 0 | 0 | 0 | 0 | 0 | 0 | 0 | 0 | 0 | 0 | 0 | 0 | 0
Biodiesel (CHP) | 0 | 0 | 0 | 0 | 0 | 0 | 0 | 0 | 0 | 0 | 0 | 0 | 0 | 0 | 0 | 0 | 0 | 0 | 0 | 0 | 0
Biomass ACT (CHP) | 0 | 0 | 0 | 0 | 0 | 0 | 0 | 0 | 0 | 0 | 0 | 0 | 0 | 0 | 0 | 0 | 0 | 0 | 0 | 0 | 0
Biomass AD (CHP) | 0 | 0 | 0 | 0 | 0 | 0 | 0 | 0 | 0 | 0 | 0 | 0 | 0 | 0 | 0 | 0 | 0 | 0 | 0 | 0 | 0
Landfill gas | 0 | 0 | 0 | 0 | 0 | 0 | 0 | 0 | 0 | 0 | 0 | 0 | 0 | 0 | 0 | 0 | 0 | 0 | 0 | 0 | 0
Hydro (small scale) | 0 | 0 | 0 | 0 | 0 | 0 | 0 | 0 | 0 | 0 | 0 | 0 | 0 | 0 | 0 | 0 | 0 | 0 | 0 | 0 | 0
Geopressure | 0 | 0 | 0 | 0 | 0 | 0 | 0 | 0 | 0 | 0 | 0 | 0 | 0 | 0 | 0 | 0 | 0 | 0 | 0 | 0 | 0
Standard gasification or pyrolysis | 0 | 0 | 0 | 0 | 0 | 0 | 0 | 0 | 0 | 0 | 0 | 0 | 0 | 0 | 0 | 0 | 0 | 0 | 0 | 0 | 0
Other unspecified | 0 | 0 | 0 | 0 | 0 | 0 | 0 | 0 | 0 | 0 | 0 | 0 | 0 | 0 | 0 | 0 | 0 | 0 | 0 | 0 | 0
Geothermal | 0 | 0 | 0 | 0 | 0 | 0 | 0 | 0 | 0 | 0 | 0 | 0 | 0 | 0 | 0 | 0 | 0 | 0 | 0 | 0 | 0
Microgeneration | 0 | 0 | 0 | 0 | 0 | 0 | 0 | 0 | 0 | 0 | 0 | 0 | 0 | 0 | 0 | 0 | 0 | 0 | 0 | 0 | 0
Other ROC | 0 | 0 | 0 | 0 | 0 | 0 | 0 | 0 | 0 | 0 | 0 | 0 | 0 | 0 | 0 | 0 | 0 | 0 | 0 | 0 | 0
Non-ROC | 0 | 0 | 0 | 0 | 0 | 0 | 0 | 0 | 0 | 0 | 0 | 0 | 0 | 0 | 0 | 0 | 0 | 0 | 0 | 0 | 0
Embedded CHP | 0 | 192.3077 | 384.6154 | 576.9231 | 769.2308 | 961.5385 | 1153.8462 | 1346.1538 | 1538.4615 | 1730.7692 | 1923.0769 | 2123.0769 | 2323.0769 | 2523.0769 | 2723.0769 | 2923.0769 | 3123.0769 | 3323.0769 | 3523.0769 | 3723.0769 | 3923.0769
Embedded Gas | 0 | 0 | 0 | 0 | 0 | 0 | 0 | 0 | 0 | 0 | 0 | 0 | 0 | 0 | 0 | 0 | 0 | 0 | 0 | 0 | 0
Embedded offshore wind | 0 | 0 | 0 | 0 | 0 | 0 | 0 | 0 | 0 | 0 | 0 | 0 | 0 | 0 | 0 | 0 | 0 | 0 | 0 | 0 | 0
Embedded onshore wind | 0 | 0 | 0 | 0 | 0 | 0 | 0 | 0 | 0 | 0 | 0 | 0 | 0 | 0 | 0 | 0 | 0 | 0 | 0 | 0 | 0
Embedded biomass | 0 | 83.6644 | 187.0537 | 296.1199 | 421.1527 | 559.341 | 705.9811 | 861.1212 | 1026.1136 | 1196.3224 | 1366.6332 | 1537.0472 | 1707.5653 | 1878.1886 | 2048.9182 | 2219.755 | 2390.7002 | 2561.7549 | 2732.9201 | 2904.1969 | 3075.5865
Embedded tidal and wave | 0 | 20 | 30 | 50 | 86.5 | 129.4 | 179.4 | 235.015 | 310.0953 | 400.0953 | 480.0953 | 547.5345 | 625.0897 | 714.2782 | 814.2782 | 914.2782 | 1014.2782 | 1114.2782 | 1214.2782 | 1314.2782 | 1414.2782
Embedded hydro | 0 | 10 | 20 | 30 | 40 | 50 | 79 | 89 | 99 | 109 | 119 | 129 | 139 | 149 | 159 | 169 | 179 | 189 | 199 | 209 | 219
Total | 0 | 4488.5689 | 5654.2423 | 12442.801 | 15989.4741 | 20851.9125 | 25347.4822 | 26841.7891 | 29839.9467 | 32612.5111 | 40476.8557 | 40954.1637 | 43228.291 | 47397.764 | 55931.1171 | 59297.5974 | 60117.3723 | 60762.8228 | 61587.2763 | 62201.9784 | 62683.368
Cumulative new build by chart type
| 2011 | 2012 | 2013 | 2014 | 2015 | 2016 | 2017 | 2018 | 2019 | 2020 | 2021 | 2022 | 2023 | 2024 | 2025 | 2026 | 2027 | 2028 | 2029 | 2030 | 2031
Gas | 0 | 2397.3077 | 2589.6154 | 6733.9231 | 7396.2308 | 8078.5385 | 9030.8461 | 9223.1538 | 11815.4615 | 12007.7692 | 17800.0769 | 18000.0769 | 18200.0769 | 18400.0769 | 18600.0769 | 18800.0769 | 19000.0769 | 19200.0769 | 19400.0769 | 19600.0769 | 19800.0769
Coal | 0 | 0 | 0 | 0 | 0 | 0 | 0 | 0 | 0 | 0 | 0 | 0 | 0 | 0 | 0 | 0 | 0 | 0 | 0 | 0 | 0
Oil | 0 | 0 | 0 | 0 | 0 | 0 | 0 | 0 | 0 | 0 | 0 | 0 | 0 | 0 | 0 | 0 | 0 | 0 | 0 | 0 | 0
OCGT | 0 | 0 | 0 | 0 | 0 | 0 | 0 | 0 | 0 | 0 | 0 | 0 | 0 | 0 | 0 | 0 | 0 | 0 | 0 | 0 | 0
PS | 0 | 0 | 0 | 0 | 0 | 0 | 0 | 0 | 0 | 0 | 0 | 0 | 0 | 0 | 0 | 0 | 0 | 0 | 0 | 0 | 0
Nuclear | 0 | 0 | 0 | 0 | 0 | 0 | 0 | 0 | 0 | 1670 | 3340 | 3340 | 5010 | 6680 | 8350 | 11200 | 11200 | 11200 | 11200 | 11200 | 11200
CCS | 0 | 0 | 0 | 0 | 300 | 1100 | 1100 | 1100 | 1100 | 1100 | 1100 | 1100 | 1100 | 3100 | 9333 | 9333 | 9333 | 9333 | 9333 | 9333 | 9333
Onshore wind | 0 | 180.2968 | 1030.2732 | 1673.4581 | 2519.2907 | 3385.3331 | 5635.955 | 5713.1991 | 5868.9764 | 5909.0243 | 6050.7503 | 6080.205 | 6226.2591 | 6255.9202 | 6405.5439 | 6441.1873 | 6780.017 | 6944.4129 | 7287.7012 | 7421.1264 | 7421.1264
Offshore wind | 0 | 1797.3 | 1797.3 | 3659.3 | 4991.3 | 6289.3 | 7093.3 | 8097.3 | 8097.3 | 8697.3 | 8697.3 | 8697.3 | 8697.3 | 8697.3 | 8697.3 | 8697.3 | 8697.3 | 8697.3 | 8697.3 | 8697.3 | 8697.3
Other renewable | 0 | 113.6644 | 237.0537 | 376.1199 | 782.6527 | 1998.741 | 2487.3811 | 2708.1362 | 2958.2088 | 3228.4176 | 3488.7285 | 3736.5818 | 3994.6551 | 4264.4668 | 4545.1964 | 4826.0332 | 5106.9784 | 5388.033 | 5669.1982 | 5950.4751 | 6231.8647
Total | 0 | 4488.5689 | 5654.2423 | 12442.801 | 15989.4741 | 20851.9125 | 25347.4822 | 26841.7891 | 29839.9467 | 32612.5111 | 40476.8557 | 40954.1637 | 43228.291 | 47397.764 | 55931.1171 | 59297.5974 | 60117.3723 | 60762.8228 | 61587.2763 | 62201.9784 | 62683.368
Generation by plant type (TWh)
| 2011 | 2012 | 2013 | 2014 | 2015 | 2016 | 2017 | 2018 | 2019 | 2020 | 2021 | 2022 | 2023 | 2024 | 2025 | 2026 | 2027 | 2028 | 2029 | 2030 | 2031
CHP | 9.1101 | 6.2528 | 7.0439 | 5.4329 | 5.2797 | 9.5603 | 9.4031 | 9.6481 | 9.6437 | 9.722 | 8.0921 | 8.5667 | 7.8979 | 6.9824 | 4.6211 | 3.9218 | 3.9671 | 4.0835 | 4.1793 | 4.2559 | 0
AGT | 0 | 0 | 0 | 0 | 0 | 0 | 0 | 0 | 0 | 0 | 0 | 0 | 0 | 0 | 0 | 0 | 0 | 0 | 0 | 0 | 0
Oil | 0 | 0 | 0 | 0 | 0 | 0 | 0 | 0 | 0 | 0 | 0 | 0 | 0 | 0 | 0 | 0 | 0 | 0 | 0 | 0 | 0
Hydro | 3.0864 | 2.9165 | 2.9165 | 2.9165 | 2.9165 | 3.4262 | 3.4262 | 3.4262 | 3.4262 | 3.4262 | 3.4262 | 3.4262 | 3.4262 | 3.4262 | 3.4259 | 3.4259 | 3.4262 | 3.4262 | 3.4262 | 3.4262 | 0
PS | 0 | 0 | 0 | 0 | 0 | 0 | 0.00052067 | 0.00010802 | 0 | 0 | 0 | 0 | 0 | 0 | 0 | 0 | 0 | 0 | 0 | 0 | 0
Nuclear | 74.2143 | 74.2143 | 69.8925 | 69.8925 | 66.4492 | 66.4492 | 66.4492 | 66.4492 | 58.8528 | 53.6527 | 65.3881 | 65.3881 | 77.1235 | 72.4502 | 84.1845 | 104.212 | 104.212 | 104.212 | 104.2121 | 104.2126 | 0
CCGT | 87.0668 | 49.868 | 59.3664 | 60.9908 | 63.9076 | 78.8588 | 81.0564 | 80.5369 | 94.5141 | 96.993 | 106.8024 | 110.8452 | 105.9472 | 101.7871 | 62.3547 | 50.6379 | 51.3159 | 53.0166 | 54.0033 | 55.8848 | 0
OCGT | 0 | 0 | 0 | 0 | 0 | 0 | 1.027e-11 | 1.027e-11 | 0 | 0 | 0 | 0 | 0 | 0 | 0 | 0 | 0 | 0 | 0 | 0 | 0
Coal | 99.7993 | 147.9033 | 138.8526 | 134.7392 | 126.8978 | 79.6444 | 67.5753 | 56.3705 | 50.1474 | 47.9246 | 26.2315 | 20.8676 | 16.8004 | 13.3681 | 13.3153 | 12.8851 | 12.8683 | 12.9086 | 12.9059 | 12.9467 | 0
Coal + CCS | 4.493e-11 | 1.6417e-08 | 3.1258e-08 | 3.3878e-08 | 2.0991 | 7.6968 | 7.6968 | 7.6973 | 7.6973 | 7.6973 | 7.6973 | 7.6973 | 7.6973 | 14.6948 | 35.2676 | 35.2666 | 35.2661 | 35.2661 | 35.2659 | 35.2654 | 0
CCGT + CCS | 0 | 0 | 0 | 0 | 0 | 1.7116e-12 | 3.5944e-11 | 2.7988e-08 | 2.799e-08 | 2.799e-08 | 2.799e-08 | 2.799e-08 | 2.7988e-08 | 6.9971 | 30.0386 | 30.0386 | 30.0172 | 30.0364 | 30.0291 | 30.0386 | 0
Onshore wind (unclassified) | 0 | 0 | 0 | 0 | 0 | 0 | 0 | 0 | 0 | 0 | 0 | 0 | 0 | 0 | 0 | 0 | 0 | 0 | 0 | 0 | 0
Offshore wind (unclassified) | 0 | 0 | 0 | 0 | 0 | 0 | 0 | 0 | 0 | 0 | 0 | 0 | 0 | 0 | 0 | 0 | 0 | 0 | 0 | 0 | 0
Onshore wind | 5.9962 | 6.4249 | 8.5577 | 10.1524 | 12.272 | 14.5787 | 20.3539 | 20.5405 | 21.0917 | 21.1843 | 21.703 | 21.7711 | 22.2998 | 22.3684 | 22.9054 | 22.9878 | 23.9626 | 24.343 | 25.1373 | 25.446 | 0
Onshore wind (Medium) | 0 | 0 | 0 | 0 | 0 | 0 | 0 | 0 | 0 | 0 | 0 | 0 | 0 | 0 | 0 | 0 | 0 | 0 | 0 | 0 | 0
Onshore wind (Low) | 0 | 0 | 0 | 0 | 0 | 0 | 0 | 0 | 0 | 0 | 0 | 0 | 0 | 0 | 0 | 0 | 0 | 0 | 0 | 0 | 0
Offshore wind | 4.5922 | 10.5201 | 10.5201 | 16.4101 | 20.8068 | 25.3617 | 28.0167 | 31.3336 | 31.3336 | 33.3185 | 33.3185 | 33.3185 | 33.3185 | 33.3185 | 33.3185 | 33.3185 | 33.3185 | 33.3185 | 33.3185 | 33.3185 | 0
Offshore wind (Low) | 0 | 0 | 0 | 0 | 0 | 0 | 0 | 0 | 0 | 0 | 0 | 0 | 0 | 0 | 0 | 0 | 0 | 0 | 0 | 0 | 0
Wave | 5.2697e-09 | 5.2697e-09 | 5.2697e-09 | 5.2697e-09 | 5.2697e-09 | 5.2697e-09 | 5.2697e-09 | 5.2697e-09 | 5.2697e-09 | 5.2697e-09 | 5.2697e-09 | 5.2697e-09 | 5.2697e-09 | 5.2697e-09 | 5.2697e-09 | 5.2697e-09 | 5.2697e-09 | 5.2697e-09 | 5.2697e-09 | 5.2697e-09 | 0
Tidal Stream | 0.070272 | 0.070272 | 0.070272 | 0.070272 | 0.070272 | 0.070272 | 0.070272 | 0.070272 | 0.070272 | 0.070272 | 0.070272 | 0.070272 | 0.070272 | 0.070272 | 0.070272 | 0.070272 | 0.070272 | 0.070272 | 0.070272 | 0.070272 | 0
Tidal Range | 0 | 0 | 0 | 0 | 0 | 0 | 0 | 0 | 0 | 0 | 0 | 0 | 0 | 0 | 0 | 0 | 0 | 0 | 0 | 0 | 0
Sewage gas | 0 | 0 | 0 | 0 | 0 | 0 | 0 | 0 | 0 | 0 | 0 | 0 | 0 | 0 | 0 | 0 | 0 | 0 | 0 | 0 | 0
Solar | 0 | 0 | 0 | 0 | 0 | 0 | 0 | 0 | 0 | 0 | 0 | 0 | 0 | 0 | 0 | 0 | 0 | 0 | 0 | 0 | 0
Biomass regular | 7.0111 | 7.0663 | 6.5153 | 6.5153 | 6.4027 | 17.7127 | 18.6347 | 18.6347 | 18.4049 | 18.3831 | 24.6583 | 24.5866 | 24.3012 | 23.9229 | 23.8701 | 23.4311 | 23.4232 | 23.4634 | 23.4607 | 23.5015 | 0
Biomass energy crop | 0 | 0 | 0 | 0 | 0 | 0 | 0 | 0 | 0 | 0 | 0 | 0 | 0 | 0 | 0 | 0 | 0 | 0 | 0 | 0 | 0
Biowaste | 0 | 0 | 0 | 0 | 0 | 0 | 0 | 0 | 0 | 0 | 0 | 0 | 0 | 0 | 0 | 0 | 0 | 0 | 0 | 0 | 0
Biogas | 0 | 0 | 0 | 0 | 0 | 0 | 0 | 0 | 0 | 0 | 0 | 0 | 0 | 0 | 0 | 0 | 0 | 0 | 0 | 0 | 0
Biodiesel | 0 | 0 | 0 | 0 | 0 | 0 | 0 | 0 | 0 | 0 | 0 | 0 | 0 | 0 | 0 | 0 | 0 | 0 | 0 | 0 | 0
Biomass ACT | 0 | 0 | 0 | 0 | 0 | 0 | 0 | 0 | 0 | 0 | 0 | 0 | 0 | 0 | 0 | 0 | 0 | 0 | 0 | 0 | 0
Biomass AD | 0 | 0 | 0 | 0 | 0 | 0 | 0 | 0 | 0 | 0 | 0 | 0 | 0 | 0 | 0 | 0 | 0 | 0 | 0 | 0 | 0
Biomass regular (CHP) | 0 | 0 | 0 | 0 | 0 | 0 | 0 | 0 | 0 | 0 | 0 | 0 | 0 | 0 | 0 | 0 | 0 | 0 | 0 | 0 | 0
Biomass energy crop (CHP) | 0 | 0 | 0 | 0 | 0 | 0 | 0 | 0 | 0 | 0 | 0 | 0 | 0 | 0 | 0 | 0 | 0 | 0 | 0 | 0 | 0
Biowaste (CHP) | 0 | 0 | 0 | 0 | 0 | 0 | 0 | 0 | 0 | 0 | 0 | 0 | 0 | 0 | 0 | 0 | 0 | 0 | 0 | 0 | 0
Biogas (CHP) | 0 | 0 | 0 | 0 | 0 | 0 | 0 | 0 | 0 | 0 | 0 | 0 | 0 | 0 | 0 | 0 | 0 | 0 | 0 | 0 | 0
Biodiesel (CHP) | 0 | 0 | 0 | 0 | 0 | 0 | 0 | 0 | 0 | 0 | 0 | 0 | 0 | 0 | 0 | 0 | 0 | 0 | 0 | 0 | 0
Biomass ACT (CHP) | 0 | 0 | 0 | 0 | 0 | 0 | 0 | 0 | 0 | 0 | 0 | 0 | 0 | 0 | 0 | 0 | 0 | 0 | 0 | 0 | 0
Biomass AD (CHP) | 0 | 0 | 0 | 0 | 0 | 0 | 0 | 0 | 0 | 0 | 0 | 0 | 0 | 0 | 0 | 0 | 0 | 0 | 0 | 0 | 0
Landfill gas | 0 | 0 | 0 | 0 | 0 | 0 | 0 | 0 | 0 | 0 | 0 | 0 | 0 | 0 | 0 | 0 | 0 | 0 | 0 | 0 | 0
Hydro (small scale) | 0 | 0 | 0 | 0 | 0 | 0 | 0 | 0 | 0 | 0 | 0 | 0 | 0 | 0 | 0 | 0 | 0 | 0 | 0 | 0 | 0
Geopressure | 0 | 0 | 0 | 0 | 0 | 0 | 0 | 0 | 0 | 0 | 0 | 0 | 0 | 0 | 0 | 0 | 0 | 0 | 0 | 0 | 0
Standard gasification or pyrolysis | 0 | 0 | 0 | 0 | 0 | 0 | 0 | 0 | 0 | 0 | 0 | 0 | 0 | 0 | 0 | 0 | 0 | 0 | 0 | 0 | 0
Other unspecified | 0 | 0 | 0 | 0 | 0 | 0 | 0 | 0 | 0 | 0 | 0 | 0 | 0 | 0 | 0 | 0 | 0 | 0 | 0 | 0 | 0
Geothermal | 0 | 0 | 0 | 0 | 0 | 0 | 0 | 0 | 0 | 0 | 0 | 0 | 0 | 0 | 0 | 0 | 0 | 0 | 0 | 0 | 0
Microgeneration | 0 | 0 | 0 | 0 | 0 | 0 | 0 | 0 | 0 | 0 | 0 | 0 | 0 | 0 | 0 | 0 | 0 | 0 | 0 | 0 | 0
Other ROC | 0 | 0 | 0 | 0 | 0 | 0 | 0 | 0 | 0 | 0 | 0 | 0 | 0 | 0 | 0 | 0 | 0 | 0 | 0 | 0 | 0
Non-ROC | 0 | 0 | 0 | 0 | 0 | 0 | 0 | 0 | 0 | 0 | 0 | 0 | 0 | 0 | 0 | 0 | 0 | 0 | 0 | 0 | 0
Embedded CHP | 20.3368 | 21.1797 | 22.0226 | 22.8654 | 23.7083 | 24.5512 | 25.3941 | 26.237 | 27.0799 | 27.9227 | 28.7656 | 29.6422 | 30.5188 | 31.3954 | 32.272 | 33.1486 | 34.0252 | 34.9018 | 35.7784 | 36.655 | 37.5316
Embedded Gas | 1.8409 | 1.8409 | 1.8409 | 1.8409 | 1.8409 | 1.8409 | 1.8409 | 1.8409 | 1.8409 | 1.8409 | 1.8409 | 1.8409 | 1.8409 | 1.8409 | 1.8409 | 1.8409 | 1.8409 | 1.8409 | 1.8409 | 1.8409 | 1.8409
Embedded offshore wind | 0 | 0 | 0 | 0 | 0 | 0 | 0 | 0 | 0 | 0 | 0 | 0 | 0 | 0 | 0 | 0 | 0 | 0 | 0 | 0 | 0
Embedded onshore wind | 3.7151 | 3.7151 | 3.7151 | 3.7151 | 3.7151 | 3.7151 | 3.7151 | 3.7151 | 3.7151 | 3.7151 | 3.7151 | 3.7151 | 3.7151 | 3.7151 | 3.7151 | 3.7151 | 3.7151 | 3.7151 | 3.7151 | 3.7151 | 3.7151
Embedded biomass | 11.2713 | 11.858 | 12.583 | 13.3479 | 14.2247 | 15.1938 | 16.2222 | 17.3101 | 18.4672 | 19.6608 | 20.8552 | 22.0503 | 23.2461 | 24.4426 | 25.6399 | 26.8379 | 28.0368 | 29.2363 | 30.4367 | 31.6378 | 32.8397
Embedded tidal and wave | 0.0017532 | 0.071881 | 0.10695 | 0.17707 | 0.30506 | 0.45548 | 0.6308 | 0.82581 | 1.0891 | 1.4046 | 1.6852 | 1.9216 | 2.1936 | 2.5063 | 2.8569 | 3.2076 | 3.5582 | 3.9089 | 4.2595 | 4.6101 | 4.9608
Embedded hydro | 1.5656 | 1.5945 | 1.6234 | 1.6524 | 1.6813 | 1.7102 | 1.7941 | 1.823 | 1.852 | 1.8809 | 1.9098 | 1.9387 | 1.9677 | 1.9966 | 2.0255 | 2.0545 | 2.0834 | 2.1123 | 2.1412 | 2.1702 | 2.1991
Total | 329.6781 | 345.4964 | 345.6274 | 350.7188 | 352.577 | 350.8257 | 352.2801 | 346.4591 | 349.2259 | 348.797 | 356.1595 | 357.6464 | 362.3643 | 365.283 | 381.7223 | 391.0002 | 395.1068 | 399.8598 | 404.1804 | 408.9954 | 83.0872
Generation by chart type
| 2011 | 2012 | 2013 | 2014 | 2015 | 2016 | 2017 | 2018 | 2019 | 2020 | 2021 | 2022 | 2023 | 2024 | 2025 | 2026 | 2027 | 2028 | 2029 | 2030 | 2031
Gas | 118.3546 | 79.1413 | 90.2738 | 91.13 | 94.7364 | 114.8111 | 117.6944 | 118.2628 | 133.0785 | 136.4786 | 145.501 | 150.895 | 146.2048 | 142.0059 | 101.0887 | 89.5492 | 91.1491 | 93.8427 | 95.8019 | 98.6365 | 39.3725
Coal | 99.7993 | 147.9033 | 138.8526 | 134.7392 | 126.8978 | 79.6444 | 67.5753 | 56.3705 | 50.1474 | 47.9246 | 26.2315 | 20.8676 | 16.8004 | 13.3681 | 13.3153 | 12.8851 | 12.8683 | 12.9086 | 12.9059 | 12.9467 | 0
Oil | 0 | 0 | 0 | 0 | 0 | 0 | 0 | 0 | 0 | 0 | 0 | 0 | 0 | 0 | 0 | 0 | 0 | 0 | 0 | 0 | 0
OCGT | 0 | 0 | 0 | 0 | 0 | 0 | 1.027e-11 | 1.027e-11 | 0 | 0 | 0 | 0 | 0 | 0 | 0 | 0 | 0 | 0 | 0 | 0 | 0
PS | 0 | 0 | 0 | 0 | 0 | 0 | 0.00052067 | 0.00010802 | 0 | 0 | 0 | 0 | 0 | 0 | 0 | 0 | 0 | 0 | 0 | 0 | 0
Nuclear | 74.2143 | 74.2143 | 69.8925 | 69.8925 | 66.4492 | 66.4492 | 66.4492 | 66.4492 | 58.8528 | 53.6527 | 65.3881 | 65.3881 | 77.1235 | 72.4502 | 84.1845 | 104.212 | 104.212 | 104.212 | 104.2121 | 104.2126 | 0
CCS | 4.493e-11 | 1.6417e-08 | 3.1258e-08 | 3.3878e-08 | 2.0991 | 7.6968 | 7.6968 | 7.6973 | 7.6973 | 7.6973 | 7.6973 | 7.6973 | 7.6973 | 21.6919 | 65.3062 | 65.3052 | 65.2832 | 65.3025 | 65.295 | 65.3039 | 0
Onshore wind | 9.7113 | 10.14 | 12.2728 | 13.8675 | 15.9871 | 18.2938 | 24.0689 | 24.2556 | 24.8067 | 24.8994 | 25.4181 | 25.4862 | 26.0149 | 26.0835 | 26.6204 | 26.7029 | 27.6777 | 28.058 | 28.8524 | 29.1611 | 3.7151
Offshore wind | 4.5922 | 10.5201 | 10.5201 | 16.4101 | 20.8068 | 25.3617 | 28.0167 | 31.3336 | 31.3336 | 33.3185 | 33.3185 | 33.3185 | 33.3185 | 33.3185 | 33.3185 | 33.3185 | 33.3185 | 33.3185 | 33.3185 | 33.3185 | 0
Other renewable | 23.0064 | 23.5775 | 23.8156 | 24.6795 | 25.6006 | 38.5687 | 40.7781 | 42.09 | 43.3096 | 44.8259 | 52.6049 | 53.9937 | 55.2049 | 56.3649 | 57.8887 | 59.0273 | 60.5979 | 62.2173 | 63.7946 | 65.416 | 39.9996
Total | 329.6781 | 345.4964 | 345.6274 | 350.7188 | 352.577 | 350.8257 | 352.2801 | 346.4591 | 349.2259 | 348.797 | 356.1595 | 357.6464 | 362.3643 | 365.283 | 381.7223 | 391.0002 | 395.1068 | 399.8598 | 404.1804 | 408.9954 | 83.0872
Inc total embedded of: | 38.7313 | 40.26 | 41.8919 | 43.5987 | 45.4753 | 47.4666 | 49.5971 | 51.7519 | 54.044 | 56.425 | 58.7717 | 61.1088 | 63.4821 | 65.8969 | 68.3503 | 70.8046 | 73.2595 | 75.7153 | 78.1718 | 80.6291 | 83.0872
Capacity by SYS Zone
| 2011 | 2012 | 2013 | 2014 | 2015 | 2016 | 2017 | 2018 | 2019 | 2020 | 2021 | 2022 | 2023 | 2024 | 2025 | 2026 | 2027 | 2028 | 2029 | 2030 | 2031
A | 3512 | 3512 | 3122 | 3122 | 3122 | 2217 | 2217 | 2217 | 3017 | 3017 | 3817 | 3817 | 3817 | 3817 | 3817 | 3817 | 3817 | 3817 | 3817 | 3817 | 3817
B | 2659 | 2661.1137 | 1734.6354 | 1735.1933 | 2067.8859 | 2292.3999 | 2293.2691 | 2294.2253 | 2295.0997 | 2295.9765 | 3896.5433 | 3897.1882 | 3897.8497 | 3898.4991 | 3899.2388 | 3900.0191 | 3904.9012 | 3908.5004 | 3916.0162 | 3918.9373 | 3918.9373
C | 9554 | 10060.1138 | 6754.6354 | 7527.1933 | 6683.8859 | 6794.3999 | 7555.2691 | 7556.2253 | 7276.0997 | 7276.9765 | 8077.5433 | 8078.1882 | 9748.8497 | 9749.4991 | 12043.2388 | 13694.0192 | 13698.9012 | 13702.5004 | 13710.0162 | 13712.9373 | 13712.9373
D | 3108 | 3108 | 1650 | 1650 | 1650 | 1550 | 1550 | 1550 | 1550 | 1550 | 3150 | 3150 | 3150 | 3150 | 3150 | 1600 | 1600 | 1600 | 1600 | 1600 | 1600
E | 1261 | 1263.7093 | 1264.378 | 1265.0931 | 1265.9808 | 1267.9215 | 1269.0355 | 1270.2612 | 2071.382 | 3742.5058 | 4543.2323 | 4544.0589 | 4544.9069 | 4954.7392 | 4955.6873 | 4956.6876 | 4962.9453 | 4967.5587 | 4977.1922 | 4980.9364 | 4980.9364
F | 1045 | 1047.7093 | 1048.378 | 1049.0931 | 1049.9808 | 1353.9215 | 1759.0355 | 2164.2612 | 2165.382 | 2166.5058 | 2167.2323 | 2168.0589 | 2168.9069 | 2169.7392 | 2170.6873 | 2171.6876 | 2177.9453 | 2182.5587 | 2192.1922 | 2195.9364 | 2195.9364
G | 1449 | 1449.4328 | 1234.5396 | 1234.6539 | 1399.7957 | 1400.1057 | 1400.2837 | 1400.4795 | 1400.6585 | 1400.8381 | 1400.9541 | 1401.0862 | 1401.2217 | 1401.3546 | 1401.5061 | 1401.6659 | 168.6656 | 169.4026 | 170.9415 | 171.5397 | 171.5397
H | 4470 | 5739.4447 | 5620.7755 | 5278.2686 | 5751.363 | 6598.1281 | 5033.0116 | 5037.2842 | 5041.1913 | 5045.109 | 5047.6416 | 5050.523 | 5053.4789 | 5005.3805 | 5008.6857 | 5012.1725 | 5033.9867 | 5050.0688 | 5083.6509 | 5096.7033 | 5096.7033
I | 5610 | 5142.35 | 4909.4 | 5795.6 | 6122.8 | 6339.5528 | 7310.7056 | 7310.7056 | 7310.7056 | 7310.7056 | 7310.7056 | 7310.7056 | 7310.7056 | 6236.7056 | 6236.7056 | 6236.7056 | 6236.7056 | 6236.7056 | 6236.7056 | 6236.7056 | 5021.7056
J | 2630 | 2711.4897 | 2297.0913 | 2298.8043 | 2800.9306 | 3305.579 | 3308.2475 | 3311.1833 | 3313.868 | 3316.5599 | 3318.3001 | 3320.28 | 3322.3111 | 1953.3049 | 1955.576 | 1957.9718 | 1972.961 | 1984.0113 | 2007.0865 | 2016.0551 | 2016.0551
K | 7425 | 8303.4408 | 8305.5239 | 9147.752 | 9150.5176 | 9156.5636 | 9560.0343 | 9763.8528 | 9767.3446 | 10370.8459 | 10373.1093 | 10375.6845 | 10378.3262 | 7393.9194 | 8396.8733 | 8399.9895 | 8419.4852 | 8433.8579 | 8463.8707 | 8475.5357 | 8475.5357
L | 4221 | 4221 | 4003 | 5323 | 4359 | 4505.2019 | 4651.4038 | 4651.4038 | 4651.4038 | 4651.4038 | 3683.4038 | 1696.4038 | 1696.4038 | 1696.4038 | 1696.4038 | 1696.4038 | 1696.4038 | 1696.4038 | 1696.4038 | 1696.4038 | 1696.4038
M | 2465 | 2474.1621 | 2266.4232 | 2268.8417 | 2271.8436 | 2278.4062 | 2282.1735 | 1771.3183 | 1775.1086 | 1778.909 | 1781.3658 | 1784.161 | 1787.0286 | 1789.8434 | 413.0496 | 416.4321 | 437.5937 | 453.1946 | 485.7721 | 498.4339 | 498.4339
N | 2797 | 2809.2415 | 2812.2625 | 3725.4939 | 3729.5047 | 2761.773 | 980.3065 | 985.8444 | 990.9085 | 995.9863 | 999.2689 | 1003.0035 | 1006.8348 | 976.5957 | 980.8796 | 985.3989 | 1013.6729 | 1034.5173 | 1078.044 | 1094.9615 | 1094.9615
O | 2776 | 2776 | 2752 | 2752 | 2505 | 2555.6855 | 2031.3711 | 2431.3711 | 2431.3711 | 2431.3711 | 1860.3711 | 1860.3711 | 1289.3711 | 1289.3711 | 1289.3711 | 1289.3711 | 1289.3711 | 1289.3711 | 1289.3711 | 1289.3711 | 1289.3711
P | 13995 | 14000.6498 | 13897.0442 | 13627.5355 | 13699.3866 | 14263.4335 | 12099.7566 | 12102.3125 | 11439.6498 | 10541.9934 | 10543.5084 | 9776.232 | 9262.0003 | 10074.736 | 13016.7132 | 13018.799 | 13031.8484 | 13041.4687 | 13061.5577 | 13069.3656 | 13069.3656
Q | 1720 | 1732.2415 | 1735.2626 | 1780.4939 | 1784.5047 | 2092.273 | 2097.3065 | 2102.8444 | 2107.9085 | 905.9863 | 679.2689 | 683.0035 | 686.8348 | 690.5957 | 694.8796 | 699.3989 | 727.6729 | 748.5173 | 792.044 | 808.9615 | 808.9615
R | 3161 | 3401.1458 | 3272.9093 | 3444.7955 | 3447.1368 | 3452.2552 | 3455.1934 | 3458.426 | 3461.3821 | 2261.3462 | 2263.2624 | 2265.4424 | 2267.6789 | 2170.8742 | 2173.3749 | 2176.013 | 2192.5175 | 2204.6851 | 2230.0932 | 2239.9685 | 1036.9685
S | 0 | 0 | 0 | 0 | 0 | 0 | 0 | 0 | 0 | 0 | 0 | 0 | 0 | 0 | 0 | 0 | 0 | 0 | 0 | 0 | 0
T | 0 | 0 | 0 | 0 | 0 | 0 | 0 | 0 | 0 | 0 | 0 | 0 | 0 | 0 | 0 | 0 | 0 | 0 | 0 | 0 | 0
U | 2032 | 3061.7897 | 3063.3913 | 3065.1043 | 3567.2306 | 3571.879 | 3574.5475 | 3577.4833 | 3580.168 | 3582.8599 | 5254.6001 | 5256.58 | 5258.6111 | 5260.6049 | 6932.8759 | 6935.2718 | 6950.2609 | 6961.3113 | 6984.3865 | 6993.3551 | 5781.3551
V | 2534 | 2580.1621 | 2182.4232 | 2721.8417 | 2234.8436 | 2241.4062 | 2245.1735 | 2249.3183 | 2253.1086 | 2256.909 | 2259.3658 | 2262.161 | 2265.0286 | 2267.8434 | 2271.0496 | 3474.4321 | 3495.5937 | 3511.1946 | 3543.7721 | 3556.4339 | 3556.4339
W | 300 | 299.7 | 342.2 | 342.2 | 365.2 | 462.6213 | 557.0425 | 557.0425 | 557.0425 | 557.0425 | 557.0425 | 557.0425 | 557.0425 | 557.0425 | 557.0425 | 557.0425 | 557.0425 | 557.0425 | 557.0425 | 557.0425 | 557.0425
X | 321 | 321 | 509.6 | 559.5 | 559.5 | 630.7542 | 716.9085 | 716.9085 | 716.9085 | 716.9085 | 716.9085 | 716.9085 | 716.9085 | 716.9085 | 716.9085 | 716.9085 | 716.9085 | 716.9085 | 716.9085 | 716.9085 | 716.9085
Y | 1190 | 1190 | 1190 | 410 | 487 | 247.0635 | 484.127 | 484.127 | 579.1676 | 579.1676 | 674.2082 | 674.2082 | 769.2488 | 769.2488 | 864.2894 | 864.2894 | 959.3299 | 959.3299 | 959.3299 | 959.3299 | 959.3299
Z | 1152 | 1152.4 | 1429.4 | 1561 | 1948 | 2130.5086 | 2760.7529 | 2794.3209 | 2815.1176 | 2815.1176 | 2835.9142 | 2835.9142 | 2856.7108 | 2856.7108 | 2877.5074 | 2877.5074 | 2898.3041 | 2898.3041 | 2898.3041 | 2898.3041 | 2898.3041
Total | 81387.0001 | 85018.2969 | 77397.2734 | 81685.4582 | 82023.2908 | 83468.8332 | 81191.9551 | 81758.1992 | 82567.9765 | 81568.0244 | 87210.7505 | 84484.2052 | 85213.2592 | 80846.9204 | 87519.544 | 88855.1874 | 87960.0171 | 88124.413 | 88467.7014 | 88601.1266 | 84971.1266
Embedded | 8658.5172 | 8964.4894 | 9280.1863 | 9611.5601 | 9975.4007 | 10358.7966 | 10776.7444 | 11189.8073 | 11632.1876 | 12094.7041 | 12547.3226 | 12995.1759 | 13453.2492 | 13923.061 | 14403.7905 | 14884.6273 | 15365.5725 | 15846.6272 | 16327.7924 | 16809.0692 | 17290.4588
Carbon emissions by plant type (kt of CO2)
| 2011 | 2012 | 2013 | 2014 | 2015 | 2016 | 2017 | 2018 | 2019 | 2020 | 2021 | 2022 | 2023 | 2024 | 2025 | 2026 | 2027 | 2028 | 2029 | 2030 | 2031
CHP | 3270.0033 | 2234.3061 | 2517.1299 | 1940.6343 | 1885.9106 | 2185.4021 | 2129.3308 | 2217.182 | 2215.9398 | 2244.9943 | 1660.9967 | 1830.6671 | 1591.468 | 1264.5456 | 420.684 | 170.9668 | 187.0678 | 228.6324 | 262.8581 | 290.2005 | 0
AGT | 0 | 0 | 0 | 0 | 0 | 0 | 0 | 0 | 0 | 0 | 0 | 0 | 0 | 0 | 0 | 0 | 0 | 0 | 0 | 0 | 0
Oil | 0 | 0 | 0 | 0 | 0 | 0 | 0 | 0 | 0 | 0 | 0 | 0 | 0 | 0 | 0 | 0 | 0 | 0 | 0 | 0 | 0
Hydro | 0 | 0 | 0 | 0 | 0 | 0 | 0 | 0 | 0 | 0 | 0 | 0 | 0 | 0 | 0 | 0 | 0 | 0 | 0 | 0 | 0
PS | 0 | 0 | 0 | 0 | 0 | 0 | 0 | 0 | 0 | 0 | 0 | 0 | 0 | 0 | 0 | 0 | 0 | 0 | 0 | 0 | 0
Nuclear | 0 | 0 | 0 | 0 | 0 | 0 | 0 | 0 | 0 | 0 | 0 | 0 | 0 | 0 | 0 | 0 | 0 | 0 | 0 | 0 | 0
CCGT | 31526.1244 | 17853.8426 | 21298.2528 | 21773.9064 | 22814.4703 | 28215.9983 | 28985.6304 | 28802.5809 | 33773.9601 | 34682.8784 | 38047.3845 | 39504.7732 | 37742.482 | 36248.772 | 22169.5709 | 17991.677 | 18233.2319 | 18830.7157 | 19182.0366 | 19851.754 | 0
OCGT | 0 | 0 | 0 | 0 | 0 | 0 | 4.9998e-09 | 4.9998e-09 | 0 | 0 | 0 | 0 | 0 | 0 | 0 | 0 | 0 | 0 | 0 | 0 | 0
Coal | 90291.3587 | 135876.8867 | 127264.1693 | 122987.6266 | 115735.8162 | 71424.8436 | 60151.6222 | 50056.2037 | 44465.2929 | 42457.3926 | 23146.6588 | 18334.0058 | 14681.8961 | 11594.7935 | 11548.9786 | 11175.8432 | 11161.3166 | 11196.228 | 11193.9023 | 11229.2414 | 0
Coal + CCS | 4.7738e-09 | 1.7443e-06 | 3.3212e-06 | 3.5995e-06 | 223.0326 | 817.7861 | 817.7861 | 817.8383 | 817.8383 | 817.8383 | 817.8383 | 817.8383 | 817.8383 | 1561.3276 | 3747.1863 | 3747.078 | 3747.022 | 3747.0235 | 3746.9994 | 3746.9472 | 0
CCGT + CCS | 0 | 0 | 0 | 0 | 0 | 7.0367e-11 | 1.4777e-09 | 1.1506e-06 | 1.1507e-06 | 1.1507e-06 | 1.1507e-06 | 1.1507e-06 | 1.1506e-06 | 287.6586 | 1234.9182 | 1234.9182 | 1234.0384 | 1234.8302 | 1234.5302 | 1234.9182 | 0
Onshore wind (unclassified) | 0 | 0 | 0 | 0 | 0 | 0 | 0 | 0 | 0 | 0 | 0 | 0 | 0 | 0 | 0 | 0 | 0 | 0 | 0 | 0 | 0
Offshore wind (unclassified) | 0 | 0 | 0 | 0 | 0 | 0 | 0 | 0 | 0 | 0 | 0 | 0 | 0 | 0 | 0 | 0 | 0 | 0 | 0 | 0 | 0
Onshore wind | 0 | 0 | 0 | 0 | 0 | 0 | 0 | 0 | 0 | 0 | 0 | 0 | 0 | 0 | 0 | 0 | 0 | 0 | 0 | 0 | 0
Onshore wind (Medium) | 0 | 0 | 0 | 0 | 0 | 0 | 0 | 0 | 0 | 0 | 0 | 0 | 0 | 0 | 0 | 0 | 0 | 0 | 0 | 0 | 0
Onshore wind (Low) | 0 | 0 | 0 | 0 | 0 | 0 | 0 | 0 | 0 | 0 | 0 | 0 | 0 | 0 | 0 | 0 | 0 | 0 | 0 | 0 | 0
Offshore wind | 0 | 0 | 0 | 0 | 0 | 0 | 0 | 0 | 0 | 0 | 0 | 0 | 0 | 0 | 0 | 0 | 0 | 0 | 0 | 0 | 0
Offshore wind (Low) | 0 | 0 | 0 | 0 | 0 | 0 | 0 | 0 | 0 | 0 | 0 | 0 | 0 | 0 | 0 | 0 | 0 | 0 | 0 | 0 | 0
Wave | 0 | 0 | 0 | 0 | 0 | 0 | 0 | 0 | 0 | 0 | 0 | 0 | 0 | 0 | 0 | 0 | 0 | 0 | 0 | 0 | 0
Tidal Stream | 0 | 0 | 0 | 0 | 0 | 0 | 0 | 0 | 0 | 0 | 0 | 0 | 0 | 0 | 0 | 0 | 0 | 0 | 0 | 0 | 0
Tidal Range | 0 | 0 | 0 | 0 | 0 | 0 | 0 | 0 | 0 | 0 | 0 | 0 | 0 | 0 | 0 | 0 | 0 | 0 | 0 | 0 | 0
Sewage gas | 0 | 0 | 0 | 0 | 0 | 0 | 0 | 0 | 0 | 0 | 0 | 0 | 0 | 0 | 0 | 0 | 0 | 0 | 0 | 0 | 0
Solar | 0 | 0 | 0 | 0 | 0 | 0 | 0 | 0 | 0 | 0 | 0 | 0 | 0 | 0 | 0 | 0 | 0 | 0 | 0 | 0 | 0
Biomass regular | 0 | 0 | 0 | 0 | 0 | 0 | 0 | 0 | 0 | 0 | 0 | 0 | 0 | 0 | 0 | 0 | 0 | 0 | 0 | 0 | 0
Biomass energy crop | 0 | 0 | 0 | 0 | 0 | 0 | 0 | 0 | 0 | 0 | 0 | 0 | 0 | 0 | 0 | 0 | 0 | 0 | 0 | 0 | 0
Biowaste | 0 | 0 | 0 | 0 | 0 | 0 | 0 | 0 | 0 | 0 | 0 | 0 | 0 | 0 | 0 | 0 | 0 | 0 | 0 | 0 | 0
Biogas | 0 | 0 | 0 | 0 | 0 | 0 | 0 | 0 | 0 | 0 | 0 | 0 | 0 | 0 | 0 | 0 | 0 | 0 | 0 | 0 | 0
Biodiesel | 0 | 0 | 0 | 0 | 0 | 0 | 0 | 0 | 0 | 0 | 0 | 0 | 0 | 0 | 0 | 0 | 0 | 0 | 0 | 0 | 0
Biomass ACT | 0 | 0 | 0 | 0 | 0 | 0 | 0 | 0 | 0 | 0 | 0 | 0 | 0 | 0 | 0 | 0 | 0 | 0 | 0 | 0 | 0
Biomass AD | 0 | 0 | 0 | 0 | 0 | 0 | 0 | 0 | 0 | 0 | 0 | 0 | 0 | 0 | 0 | 0 | 0 | 0 | 0 | 0 | 0
Biomass regular (CHP) | 0 | 0 | 0 | 0 | 0 | 0 | 0 | 0 | 0 | 0 | 0 | 0 | 0 | 0 | 0 | 0 | 0 | 0 | 0 | 0 | 0
Biomass energy crop (CHP) | 0 | 0 | 0 | 0 | 0 | 0 | 0 | 0 | 0 | 0 | 0 | 0 | 0 | 0 | 0 | 0 | 0 | 0 | 0 | 0 | 0
Biowaste (CHP) | 0 | 0 | 0 | 0 | 0 | 0 | 0 | 0 | 0 | 0 | 0 | 0 | 0 | 0 | 0 | 0 | 0 | 0 | 0 | 0 | 0
Biogas (CHP) | 0 | 0 | 0 | 0 | 0 | 0 | 0 | 0 | 0 | 0 | 0 | 0 | 0 | 0 | 0 | 0 | 0 | 0 | 0 | 0 | 0
Biodiesel (CHP) | 0 | 0 | 0 | 0 | 0 | 0 | 0 | 0 | 0 | 0 | 0 | 0 | 0 | 0 | 0 | 0 | 0 | 0 | 0 | 0 | 0
Biomass ACT (CHP) | 0 | 0 | 0 | 0 | 0 | 0 | 0 | 0 | 0 | 0 | 0 | 0 | 0 | 0 | 0 | 0 | 0 | 0 | 0 | 0 | 0
Biomass AD (CHP) | 0 | 0 | 0 | 0 | 0 | 0 | 0 | 0 | 0 | 0 | 0 | 0 | 0 | 0 | 0 | 0 | 0 | 0 | 0 | 0 | 0
Landfill gas | 0 | 0 | 0 | 0 | 0 | 0 | 0 | 0 | 0 | 0 | 0 | 0 | 0 | 0 | 0 | 0 | 0 | 0 | 0 | 0 | 0
Hydro (small scale) | 0 | 0 | 0 | 0 | 0 | 0 | 0 | 0 | 0 | 0 | 0 | 0 | 0 | 0 | 0 | 0 | 0 | 0 | 0 | 0 | 0
Geopressure | 0 | 0 | 0 | 0 | 0 | 0 | 0 | 0 | 0 | 0 | 0 | 0 | 0 | 0 | 0 | 0 | 0 | 0 | 0 | 0 | 0
Standard gasification or pyrolysis | 0 | 0 | 0 | 0 | 0 | 0 | 0 | 0 | 0 | 0 | 0 | 0 | 0 | 0 | 0 | 0 | 0 | 0 | 0 | 0 | 0
Other unspecified | 0 | 0 | 0 | 0 | 0 | 0 | 0 | 0 | 0 | 0 | 0 | 0 | 0 | 0 | 0 | 0 | 0 | 0 | 0 | 0 | 0
Geothermal | 0 | 0 | 0 | 0 | 0 | 0 | 0 | 0 | 0 | 0 | 0 | 0 | 0 | 0 | 0 | 0 | 0 | 0 | 0 | 0 | 0
Microgeneration | 0 | 0 | 0 | 0 | 0 | 0 | 0 | 0 | 0 | 0 | 0 | 0 | 0 | 0 | 0 | 0 | 0 | 0 | 0 | 0 | 0
Other ROC | 0 | 0 | 0 | 0 | 0 | 0 | 0 | 0 | 0 | 0 | 0 | 0 | 0 | 0 | 0 | 0 | 0 | 0 | 0 | 0 | 0
Non-ROC | 0 | 0 | 0 | 0 | 0 | 0 | 0 | 0 | 0 | 0 | 0 | 0 | 0 | 0 | 0 | 0 | 0 | 0 | 0 | 0 | 0
Embedded CHP | 7833.2393 | 8157.8981 | 8482.557 | 8807.2159 | 9131.8747 | 9456.5336 | 9781.1925 | 10105.8514 | 10430.5102 | 10755.1691 | 11079.828 | 11417.4732 | 11755.1184 | 12092.7636 | 12430.4088 | 12768.0541 | 13105.6993 | 13443.3445 | 13780.9897 | 14118.6349 | 14456.2802
Embedded Gas | 689.3244 | 689.3244 | 689.3244 | 689.3244 | 689.3244 | 689.3244 | 689.3244 | 689.3244 | 689.3244 | 689.3244 | 689.3244 | 689.3244 | 689.3244 | 689.3244 | 689.3244 | 689.3244 | 689.3244 | 689.3244 | 689.3244 | 689.3244 | 689.3244
Embedded offshore wind | 0 | 0 | 0 | 0 | 0 | 0 | 0 | 0 | 0 | 0 | 0 | 0 | 0 | 0 | 0 | 0 | 0 | 0 | 0 | 0 | 0
Embedded onshore wind | 0 | 0 | 0 | 0 | 0 | 0 | 0 | 0 | 0 | 0 | 0 | 0 | 0 | 0 | 0 | 0 | 0 | 0 | 0 | 0 | 0
Embedded biomass | 0 | 0 | 0 | 0 | 0 | 0 | 0 | 0 | 0 | 0 | 0 | 0 | 0 | 0 | 0 | 0 | 0 | 0 | 0 | 0 | 0
Embedded tidal and wave | 0 | 0 | 0 | 0 | 0 | 0 | 0 | 0 | 0 | 0 | 0 | 0 | 0 | 0 | 0 | 0 | 0 | 0 | 0 | 0 | 0
Embedded hydro | 0 | 0 | 0 | 0 | 0 | 0 | 0 | 0 | 0 | 0 | 0 | 0 | 0 | 0 | 0 | 0 | 0 | 0 | 0 | 0 | 0
Total | 133610.0501 | 164812.258 | 160251.4334 | 156198.7076 | 150480.4289 | 112789.8881 | 102554.8864 | 92688.9807 | 92392.8658 | 91647.5971 | 75442.0307 | 72594.0819 | 67278.1273 | 63739.1854 | 52241.0713 | 47777.8617 | 48357.7004 | 49370.0987 | 50090.6408 | 51161.0207 | 15145.6046
Carbon emissions by chart type
| 2011 | 2012 | 2013 | 2014 | 2015 | 2016 | 2017 | 2018 | 2019 | 2020 | 2021 | 2022 | 2023 | 2024 | 2025 | 2026 | 2027 | 2028 | 2029 | 2030 | 2031
Gas | 43318.6914 | 28935.3713 | 32987.2641 | 33211.081 | 34521.5801 | 40547.2585 | 41585.4781 | 41814.9387 | 47109.7346 | 48372.3663 | 51477.5336 | 53442.2378 | 51778.3928 | 50295.4057 | 35709.9882 | 31620.0223 | 32215.3234 | 33192.017 | 33915.2089 | 34949.9139 | 15145.6046
Coal | 90291.3587 | 135876.8867 | 127264.1693 | 122987.6266 | 115735.8162 | 71424.8436 | 60151.6222 | 50056.2037 | 44465.2929 | 42457.3926 | 23146.6588 | 18334.0058 | 14681.8961 | 11594.7935 | 11548.9786 | 11175.8432 | 11161.3166 | 11196.228 | 11193.9023 | 11229.2414 | 0
Oil | 0 | 0 | 0 | 0 | 0 | 0 | 0 | 0 | 0 | 0 | 0 | 0 | 0 | 0 | 0 | 0 | 0 | 0 | 0 | 0 | 0
OCGT | 0 | 0 | 0 | 0 | 0 | 0 | 4.9998e-09 | 4.9998e-09 | 0 | 0 | 0 | 0 | 0 | 0 | 0 | 0 | 0 | 0 | 0 | 0 | 0
PS | 0 | 0 | 0 | 0 | 0 | 0 | 0 | 0 | 0 | 0 | 0 | 0 | 0 | 0 | 0 | 0 | 0 | 0 | 0 | 0 | 0
Nuclear | 0 | 0 | 0 | 0 | 0 | 0 | 0 | 0 | 0 | 0 | 0 | 0 | 0 | 0 | 0 | 0 | 0 | 0 | 0 | 0 | 0
CCS | 4.7738e-09 | 1.7443e-06 | 3.3212e-06 | 3.5995e-06 | 223.0326 | 817.7861 | 817.7861 | 817.8383 | 817.8383 | 817.8383 | 817.8383 | 817.8383 | 817.8383 | 1848.9862 | 4982.1046 | 4981.9962 | 4981.0604 | 4981.8537 | 4981.5296 | 4981.8654 | 0
Onshore wind | 0 | 0 | 0 | 0 | 0 | 0 | 0 | 0 | 0 | 0 | 0 | 0 | 0 | 0 | 0 | 0 | 0 | 0 | 0 | 0 | 0
Offshore wind | 0 | 0 | 0 | 0 | 0 | 0 | 0 | 0 | 0 | 0 | 0 | 0 | 0 | 0 | 0 | 0 | 0 | 0 | 0 | 0 | 0
Other renewable | 0 | 0 | 0 | 0 | 0 | 0 | 0 | 0 | 0 | 0 | 0 | 0 | 0 | 0 | 0 | 0 | 0 | 0 | 0 | 0 | 0
Total | 133610.0501 | 164812.258 | 160251.4334 | 156198.7076 | 150480.4289 | 112789.8881 | 102554.8864 | 92688.9807 | 92392.8658 | 91647.5971 | 75442.0307 | 72594.0819 | 67278.1273 | 63739.1854 | 52241.0713 | 47777.8617 | 48357.7004 | 49370.0987 | 50090.6408 | 51161.0207 | 15145.6046
Inc total embedded of: | 8522.5637 | 8847.2226 | 9171.8815 | 9496.5403 | 9821.1992 | 10145.8581 | 10470.5169 | 10795.1758 | 11119.8347 | 11444.4935 | 11769.1524 | 12106.7976 | 12444.4428 | 12782.0881 | 13119.7333 | 13457.3785 | 13795.0237 | 14132.6689 | 14470.3142 | 14807.9594 | 15145.6046
Total carbon intensity (g/kWhr) | 405.2743 | 477.0303 | 463.6537 | 445.3674 | 426.8016 | 321.4983 | 291.1175 | 267.5323 | 264.5647 | 262.7534 | 211.8209 | 202.9772 | 185.6643 | 174.4926 | 136.8562 | 122.194 | 122.3915 | 123.4685 | 123.9314 | 125.0895 | 182.2857
Carbon intensity (g/kWhr) - excl embed CHP | 406.5956 | 483.0289 | 468.9944 | 449.5653 | 429.8024 | 316.7068 | 283.8106 | 257.8933 | 254.4261 | 252.1001 | 196.5895 | 186.5117 | 167.3158 | 154.6821 | 113.9237 | 97.8333 | 97.6289 | 98.4408 | 98.5599 | 99.4853 | 15.1315
Renewable share
Data to calculate on EU basis:
| 2011 | 2012 | 2013 | 2014 | 2015 | 2016 | 2017 | 2018 | 2019 | 2020 | 2021 | 2022 | 2023 | 2024 | 2025 | 2026 | 2027 | 2028 | 2029 | 2030 | 2031
Consumption E in ESI (own use) | 15.851 | 15.626 | 15.542 | 15.13 | 15.485 | 15.236 | 14.84 | 13.382 | 13.214 | 12.513 | 11.293 | 11.144 | 11.339 | 11.473 | 10.585 | 10.835 | 11.16 | 11.57 | 12.076 | 12.533 | 12.736
Energy Industy excl own use and P/S | 8.6273 | 8.6273 | 8.6273 | 8.6273 | 8.6273 | 8.6273 | 8.6273 | 8.6273 | 8.6273 | 8.6273 | 8.6273 | 8.6273 | 8.6273 | 8.6273 | 8.6273 | 8.6273 | 8.6273 | 8.6273 | 8.6273 | 8.6273 | 8.6273
Consumption E in Rail Transport | 4.4826 | 4.4826 | 4.4826 | 4.4826 | 4.4826 | 4.4826 | 4.4826 | 4.4826 | 4.4826 | 4.4826 | 4.4826 | 4.4826 | 4.4826 | 4.4826 | 4.4826 | 4.4826 | 4.4826 | 4.4826 | 4.4826 | 4.4826 | 4.4826
Renewable generation | 37.3099 | 44.2375 | 46.6085 | 54.9571 | 62.3945 | 82.2242 | 92.8638 | 97.6792 | 99.4499 | 103.0438 | 111.3415 | 112.7984 | 114.5384 | 115.7669 | 117.8277 | 119.0488 | 121.5941 | 123.5939 | 125.9655 | 127.8956 | 43.7147
EU-consistent demand | 332.4192 | 348.0125 | 348.0595 | 352.7389 | 354.9521 | 352.9518 | 354.0102 | 346.7312 | 349.33 | 348.2001 | 354.3426 | 355.6805 | 360.5934 | 363.6461 | 379.1974 | 388.7253 | 393.1569 | 398.3198 | 403.1465 | 408.4185 | 82.7133
Renewable share | 11.22% | 12.71% | 13.39% | 15.58% | 17.58% | 23.3% | 26.23% | 28.17% | 28.47% | 29.59% | 31.42% | 31.71% | 31.76% | 31.84% | 31.07% | 30.63% | 30.93% | 31.03% | 31.25% | 31.31% | 52.85%
Capacity by aggregated zones
| 2011 | 2012 | 2013 | 2014 | 2015 | 2016 | 2017 | 2018 | 2019 | 2020 | 2021 | 2022 | 2023 | 2024 | 2025 | 2026 | 2027 | 2028 | 2029 | 2030 | 2031
S England & S Wales | 30894 | 32261.5031 | 25436.5244 | 25872.104 | 25673.7533 | 25368.0346 | 24572.3993 | 24587.1031 | 25919.5492 | 27603.0315 | 34881.7472 | 34891.6633 | 36571.836 | 35568.8216 | 39543.196 | 39655.1955 | 38496.2673 | 38551.6121 | 38667.1822 | 38712.1006 | 37500.1006
Midlands & N Wales | 16645 | 17541.7651 | 16720.3704 | 18887.4354 | 17442.2047 | 17607.5779 | 17764.7851 | 17261.8931 | 17272.9655 | 17284.0677 | 16323.2447 | 14344.4103 | 14352.7871 | 11374.0099 | 11003.3763 | 12213.2575 | 12275.0764 | 12320.6509 | 12415.8186 | 12452.8073 | 12452.8073
N England | 21118 | 21155.2787 | 20929.4785 | 20915.3188 | 20997.5327 | 20906.7347 | 16969.563 | 16986.4273 | 16336.8489 | 13042.3122 | 12822.3085 | 12064.6815 | 11560.3489 | 12249.8016 | 15202.8472 | 15216.6099 | 15302.7118 | 15366.1883 | 15498.7389 | 15550.257 | 14347.257
S Scotland | 8386 | 7918.35 | 7661.4 | 8097.6 | 8177.8 | 8445.2383 | 8892.0767 | 8892.0767 | 8892.0767 | 8892.0767 | 8321.0767 | 8321.0767 | 7750.0767 | 6676.0767 | 6676.0767 | 6676.0767 | 6676.0767 | 6676.0767 | 6676.0767 | 6676.0767 | 5461.0767
N Scotland | 2943 | 2943.1 | 3451.2 | 2852.7 | 3339.7 | 3450.9477 | 4498.831 | 4532.399 | 4648.2362 | 4648.2362 | 4764.0734 | 4764.0734 | 4879.9106 | 4879.9106 | 4995.7478 | 4995.7478 | 5111.585 | 5111.585 | 5111.585 | 5111.585 | 5111.585
Offshore South | 826 | 2353.3 | 2353.3 | 2353.3 | 3185.3 | 3983.3 | 4387.3 | 4791.3 | 4791.3 | 4791.3 | 4791.3 | 4791.3 | 4791.3 | 4791.3 | 4791.3 | 4791.3 | 4791.3 | 4791.3 | 4791.3 | 4791.3 | 4791.3
Offshore Irish Sea | 555 | 825 | 825 | 1532 | 1532 | 1532 | 1532 | 1532 | 1532 | 1532 | 1532 | 1532 | 1532 | 1532 | 1532 | 1532 | 1532 | 1532 | 1532 | 1532 | 1532
Offshore E England | 8e-06 | 8e-06 | 8e-06 | 705 | 1205 | 1705 | 2105 | 2305 | 2305 | 2905 | 2905 | 2905 | 2905 | 2905 | 2905 | 2905 | 2905 | 2905 | 2905 | 2905 | 2905
Offshore Scotland | 20 | 20 | 20 | 470 | 470 | 470 | 470 | 470 | 470 | 470 | 470 | 470 | 470 | 470 | 470 | 470 | 470 | 470 | 470 | 470 | 470
Total | 81387.0001 | 85018.2969 | 77397.2733 | 81685.4582 | 82023.2908 | 83468.8332 | 81191.9551 | 81358.1992 | 82167.9765 | 81168.0244 | 86810.7505 | 84084.2052 | 84813.2592 | 80446.9204 | 87119.544 | 88455.1874 | 87560.0171 | 87724.413 | 88067.7014 | 88201.1266 | 84571.1266
TNUoS charges by zone
Generator DS Zonal Tariff (£/kW)
Generation - Wider Tariffs in Y+1
Zone No. | Zone Name | 2011 | 2012 | 2013 | 2014 | 2015 | 2016 | 2017 | 2018 | 2019 | 2020 | 2021 | 2022 | 2023 | 2024 | 2025 | 2026 | 2027 | 2028 | 2029 | 2030
1 | North Scotland | 0 | 2.4392 | 3.2581 | 1.7795 | 0.072719 | 0.031403 | 0.81564 | 0.7982 | 0.28522 | -1.6672 | -3.1698 | -4.0232 | -4.4033 | -5.3202 | -5.6334 | -5.9706 | -5.6762 | -5.4666 | -5.4666 | -5.4666
2 | Peterhead | 0 | 4.2857 | 5.1172 | 1.9635 | -0.53582 | -0.52344 | 0.29052 | 0.27967 | -0.23351 | -2.1863 | -3.6891 | -4.6839 | -5.1984 | -6.2058 | -6.5249 | -6.8621 | -6.5651 | -6.3559 | -6.3559 | -6.3559
3 | Western Highland & Skye | 0 | 1.2469 | 1.6426 | 2.1446 | 1.7771 | 1.6272 | 2.3507 | 2.3183 | 1.8057 | -0.14561 | -1.6479 | -2.5755 | -3.5921 | -4.5678 | -4.8674 | -5.205 | -4.9161 | -4.7057 | -4.7057 | -4.7057
4 | Central Highlands | 0 | 1.9835 | 2.1492 | 2.5069 | 1.6982 | 1.2033 | 1.6743 | 1.6533 | 1.1438 | -0.84122 | -2.3408 | -3.0478 | -3.6544 | -4.9391 | -5.1788 | -5.5175 | -5.2468 | -5.0339 | -5.0339 | -5.0339
5 | Argyll | 0 | 1.5162 | 2.4369 | 2.551 | 2.2905 | 1.3472 | 1.5959 | 1.7545 | 1.2516 | -0.82907 | -2.3225 | -2.6292 | -3.0074 | -4.5175 | -4.6489 | -4.9892 | -4.7443 | -4.5279 | -4.5279 | -4.5279
6 | Stirlingshire | 0 | 1.8383 | 3.3936 | 3.2806 | 1.9465 | 1.091 | 1.8919 | 1.8986 | 1.3817 | -0.52295 | -2.0298 | -3.0495 | -3.8524 | -5.0727 | -5.2669 | -5.6042 | -5.3118 | -5.1018 | -5.1018 | -5.1018
7 | South Scotland | 0 | 1.2961 | 2.7752 | 2.7276 | 2.3279 | 2.7826 | 3.0387 | 3.1338 | 2.6385 | 0.52136 | -0.95581 | -1.2496 | -1.7802 | -2.2202 | -2.0877 | -2.4147 | -2.3782 | -2.1978 | -2.1978 | -2.1978
8 | Auchencrosh | 0 | 1.4712 | 1.6951 | 1.8499 | 1.5112 | 1.1088 | 1.285 | 1.4722 | 0.97058 | -1.0461 | -2.5373 | -2.9246 | -3.3619 | -4.8383 | -4.9778 | -5.3183 | -5.0825 | -4.8644 | -4.8644 | -4.8644
9 | Humber & Lancashire | 0 | 2.13 | 3.581 | 3.6323 | 3.3445 | 3.8408 | 3.9446 | 4.4653 | 3.9301 | 4.023 | 2.4235 | 2.5362 | 1.7884 | 1.2312 | 1.3095 | 1.0551 | 1.1153 | 1.2425 | 1.2425 | 1.2425
10 | North East England | 0 | 1.9308 | 3.572 | 3.4698 | 3.1334 | 3.7762 | 3.7171 | 3.9343 | 3.399 | 0.58642 | -0.86729 | -0.68525 | -1.2531 | -1.835 | -1.7504 | -2.0109 | -1.9669 | -1.8365 | -1.8365 | -1.8365
11 | Anglesey | 0 | 3.5428 | 5.1237 | 5.0465 | 4.4473 | 3.9622 | 3.9932 | 3.9933 | 3.5903 | 0.97014 | -0.46654 | -0.49994 | -0.92368 | -1.3174 | -1.3466 | -1.6927 | -1.5106 | -1.5643 | -1.5643 | -1.5643
12 | Dinorwig | 0 | 3.5428 | 5.1237 | 5.0465 | 4.8192 | 4.334 | 4.365 | 4.3651 | 3.9621 | 0.97014 | -0.46654 | -0.49994 | -0.92368 | -1.3174 | -1.3466 | -1.6927 | -1.5106 | -1.5643 | -1.5643 | -1.5643
13 | South Yorks & North Wales | 0 | 2.0397 | 3.0783 | 3.3375 | 2.9004 | 3.3233 | 3.3412 | 4.0439 | 3.521 | 3.4982 | 2.7842 | 2.908 | 2.4403 | 1.7231 | 2.0292 | 2.1343 | 2.1202 | 2.1867 | 2.1867 | 2.1867
14 | Midlands | 0 | 0.39569 | 1.1804 | 2.0302 | 1.7726 | 2.1356 | 2.1884 | 2.3658 | 2.1822 | 2.2289 | 2.1973 | 2.2913 | 2.7079 | 2.7037 | 3.1848 | 2.9961 | 3.0058 | 3.0481 | 3.0481 | 3.0481
15 | South Wales & Gloucester | 0 | 5.5224 | 6.4778 | 6.1177 | 6.3515 | 6.6366 | 6.4947 | 5.5877 | 5.8137 | 7.1345 | 7.7748 | 7.7645 | 8.047 | 8.3684 | 7.3628 | 7.0589 | 7.1918 | 7.0009 | 7.0009 | 7.0009
16 | Central London | 0 | -2.1178 | -3.6266 | -3.9107 | -3.5606 | -3.7116 | -3.7764 | -3.8773 | -3.35 | -2.8737 | -1.5415 | -1.7358 | 3.7649 | 3.9381 | 4.6873 | 4.3187 | 4.3213 | 4.4327 | 4.4327 | 4.4327
17 | South East | 0 | -2.836 | -4.9275 | -5.0977 | -5.1248 | -5.1814 | -4.6201 | -4.5212 | -2.9461 | -2.5685 | -1.1231 | -0.81687 | -0.2045 | 0.15537 | 1.1224 | 1.2831 | 1.1902 | 1.2797 | 1.2797 | 1.2797
18 | Oxon & South Coast | 0 | -0.1504 | -1.1013 | -1.1463 | -1.093 | -1.1793 | -1.2957 | -1.3427 | -1.0542 | -0.55546 | 1.7122 | 1.6905 | 2.1104 | 2.7148 | 2.6705 | 2.693 | 2.0637 | 2.232 | 2.232 | 2.232
19 | Wessex | 0 | 0.82089 | -0.85273 | -1.3983 | -0.2871 | -1.047 | -1.1956 | -1.2974 | 0.02875 | 2.3671 | 3.3658 | 3.4175 | 3.7944 | 5.3118 | 4.0147 | 4.8488 | 4.9085 | 4.7001 | 4.7001 | 4.7001
20 | Peninsula | 0 | 1.501 | 0.27971 | -0.30066 | 1.186 | -0.86989 | -1.0153 | -1.4132 | -0.32025 | 1.1813 | 2.3586 | 2.3991 | 2.7636 | 4.4487 | 3.656 | 4.6138 | 4.7103 | 4.4637 | 4.4637 | 4.4637
Generator DS Zonal Tariff (£/kW)
Generation - Wider Tariffs in Y+5
Zone No. | Zone Name | 2011 | 2012 | 2013 | 2014 | 2015 | 2016 | 2017 | 2018 | 2019 | 2020 | 2021 | 2022 | 2023 | 2024 | 2025 | 2026 | 2027 | 2028 | 2029 | 2030
1 | North Scotland | 0 | 0 | 0 | 0 | 0 | 2.2719 | 2.6747 | 1.4512 | 1.1962 | 1.974 | 0.53948 | 1.7834 | -3.0505 | 0.98982 | -5.2035 | -5.4528 | -5.7042 | -5.7752 | -5.5931 | -6.0329
2 | Peterhead | 0 | 0 | 0 | 0 | 0 | 3.0611 | 3.4436 | 1.4761 | 0.64778 | 2.0624 | 0.42072 | 1.7255 | -3.8495 | 1.6244 | -5.9684 | -6.1083 | -6.5952 | -6.666 | -6.4875 | -6.9133
3 | Western Highland & Skye | 0 | 0 | 0 | 0 | 0 | 2.1305 | 2.5802 | 2.3525 | 2.7771 | 2.7259 | 1.2376 | 1.0845 | -2.2287 | 0.698 | -4.449 | -5.1033 | -4.9397 | -5.011 | -4.8205 | -5.2922
4 | Central Highlands | 0 | 0 | 0 | 0 | 0 | 2.6747 | 3.3906 | 2.2347 | 2.2365 | 1.9758 | 0.69041 | 1.3314 | -2.3026 | 0.14055 | -4.679 | -4.8489 | -5.2561 | -5.3284 | -5.1021 | -5.7173
5 | Argyll | 0 | 0 | 0 | 0 | 0 | 3.1454 | 4.0655 | 2.5788 | 2.4186 | 1.4274 | 0.7032 | 0.99232 | -1.6552 | -0.63526 | -4.1564 | -4.1194 | -4.7339 | -4.8078 | -4.5195 | -5.3895
6 | Stirlingshire | 0 | 0 | 0 | 0 | 0 | 2.61 | 2.9597 | 2.2549 | 2.3621 | 2.4137 | 0.87976 | 2.0132 | -2.5047 | 0.77932 | -4.7266 | -4.7684 | -5.3378 | -5.4087 | -5.2338 | -5.6243
7 | South Scotland | 0 | 0 | 0 | 0 | 0 | 3.1313 | 3.3842 | 3.4079 | 3.8463 | 3.1921 | 1.384 | 2.2229 | -0.41061 | 1.9898 | -1.8783 | -1.6583 | -2.1208 | -2.1841 | -2.0872 | -2.569
8 | Auchencrosh | 0 | 0 | 0 | 0 | 0 | 2.2367 | 3.319 | 2.101 | 2.0342 | 1.2576 | 0.53003 | 0.9409 | -2.0069 | -0.97072 | -4.4505 | -4.4119 | -5.0255 | -5.0991 | -4.8621 | -5.6406
9 | Humber & Lancashire | 0 | 0 | 0 | 0 | 0 | 3.6661 | 3.9029 | 4.1636 | 4.7008 | 4.0786 | 4.333 | 3.3969 | 3.5693 | 1.8467 | 1.8091 | 1.9507 | 1.3243 | 1.2322 | 1.2759 | 0.82235
10 | North East England | 0 | 0 | 0 | 0 | 0 | 3.583 | 3.8029 | 4.1111 | 4.7231 | 4.3899 | 1.0828 | 3.0642 | 0.10689 | 2.3184 | -1.3686 | -1.2553 | -1.802 | -1.8239 | -1.7734 | -2.2295
11 | Anglesey | 0 | 0 | 0 | 0 | 0 | 4.4985 | 4.767 | 4.6571 | 4.4654 | 1.4899 | 1.39 | 0.79432 | 0.43293 | 0.04861 | -0.53987 | -0.28068 | -1.3825 | -1.3977 | -1.3429 | -1.8227
12 | Dinorwig | 0 | 0 | 0 | 0 | 0 | 4.8703 | 5.1388 | 5.0289 | 4.8372 | 1.4899 | 1.39 | 0.79432 | 0.43293 | 0.04861 | -0.53987 | -0.28068 | -1.3825 | -1.3977 | -1.3429 | -1.8227
13 | South Yorks & North Wales | 0 | 0 | 0 | 0 | 0 | 3.254 | 3.4975 | 3.7257 | 3.9269 | 3.6686 | 3.5612 | 3.1906 | 3.4051 | 1.9512 | 2.2169 | 2.4316 | 1.932 | 1.9181 | 1.9296 | 2.0624
14 | Midlands | 0 | 0 | 0 | 0 | 0 | 2.0826 | 2.0481 | 2.2042 | 2.3989 | 2.0619 | 2.2662 | 2.1899 | 2.7506 | 1.7141 | 2.6644 | 2.5229 | 2.7084 | 2.7101 | 2.9959 | 3.2011
15 | South Wales & Gloucester | 0 | 0 | 0 | 0 | 0 | 6.3565 | 6.0436 | 5.9159 | 5.8566 | 6.0606 | 6.9491 | 6.7908 | 7.7305 | 6.771 | 8.079 | 6.3796 | 6.9973 | 6.9673 | 7.1079 | 7.0691
16 | Central London | 0 | 0 | 0 | 0 | 0 | -4.0714 | -4.3248 | -4.0578 | -4.4404 | -4.2012 | -3.5958 | 0.71218 | 2.4923 | 1.4074 | 3.3218 | 3.4438 | 4.0186 | 4.0517 | 4.5497 | 4.5351
17 | South East | 0 | 0 | 0 | 0 | 0 | -5.7744 | -5.6764 | -5.5251 | -5.5236 | -4.7826 | -4.2595 | -3.7674 | -1.9024 | -2.0798 | -0.76798 | 0.02762 | 0.8885 | 0.96155 | 1.0064 | 1.5158
18 | Oxon & South Coast | 0 | 0 | 0 | 0 | 0 | -1.3542 | -1.6495 | -1.6572 | -2.1242 | -1.6175 | -1.1972 | -0.71535 | -0.01649 | 0.76189 | 2.059 | 2.0841 | 2.5818 | 2.5532 | 2.5868 | 2.7489
19 | Wessex | 0 | 0 | 0 | 0 | 0 | -1.2743 | -1.6074 | -2.127 | -1.8594 | 0.15878 | 0.90501 | 1.7113 | 2.9856 | 2.5905 | 3.7064 | 3.2865 | 3.8588 | 3.8444 | 3.7841 | 4.918
20 | Peninsula | 0 | 0 | 0 | 0 | 0 | -0.094834 | -1.1717 | -1.3994 | -1.7225 | 0.095394 | -0.26032 | 2.1378 | 1.6618 | 3.2704 | 2.6449 | 2.9387 | 3.4903 | 3.4733 | 3.4234 | 4.6753
Generator CBA Zonal Tariff (£/kW)
Generation - Wider Year Round Shared Tariffs in Y+1
Zone No. | Zone Name | 2011 | 2012 | 2013 | 2014 | 2015 | 2016 | 2017 | 2018 | 2019 | 2020 | 2021 | 2022 | 2023 | 2024 | 2025 | 2026 | 2027 | 2028 | 2029 | 2030
1 | North Scotland | 0 | 17.7094 | 16.0627 | 12.3658 | 9.3379 | 10.9755 | 9.5618 | 7.0715 | 7.847 | 7.3642 | 6.5884 | 4.9841 | 4.1907 | 4.5442 | 4.5076 | 4.4064 | 4.4188 | 4.5302 | 4.5272 | 4.5261
2 | Peterhead | 0 | 14.4894 | 13.1203 | 9.9067 | 6.4852 | 8.4238 | 8.6485 | 6.2065 | 7.0145 | 6.5563 | 5.8314 | 4.2543 | 3.4156 | 3.7184 | 3.7537 | 3.6561 | 3.7067 | 3.8218 | 3.8189 | 3.8178
3 | Western Highland & Skye | 0 | 14.3188 | 13.9537 | 10.3319 | 7.5525 | 9.5798 | 8.6485 | 6.2065 | 7.0145 | 6.5563 | 5.8314 | 4.2543 | 3.4156 | 3.7184 | 3.7537 | 3.6561 | 3.7067 | 3.8218 | 3.8189 | 3.8178
4 | Central Highlands | 0 | 14.3188 | 13.9537 | 10.3319 | 7.5525 | 9.5798 | 8.6485 | 6.2065 | 7.0145 | 6.5563 | 5.8314 | 4.2543 | 3.4156 | 3.7184 | 3.7537 | 3.6561 | 3.7067 | 3.8218 | 3.8189 | 3.8178
5 | Argyll | 0 | 12.045 | 10.2504 | 9.0718 | 7.722 | 11.4969 | 10.7955 | 8.3794 | 9.073 | 8.787 | 8.0528 | 6.5772 | 5.5466 | 5.9564 | 6.0539 | 5.9785 | 6.1106 | 6.295 | 6.2914 | 6.29
6 | Stirlingshire | 0 | 11.2454 | 8.8807 | 7.4127 | 6.3288 | 8.3245 | 7.7348 | 5.2455 | 6.0618 | 5.5966 | 4.892 | 3.268 | 2.3887 | 2.7116 | 2.7816 | 2.6847 | 2.7566 | 2.869 | 2.8659 | 2.8647
7 | South Scotland | 0 | 10.7383 | 8.4586 | 7.2181 | 6.0949 | 7.3716 | 6.6304 | 4.6175 | 5.7364 | 5.2624 | 4.6313 | 3.3112 | 2.5051 | 2.7449 | 2.8195 | 2.7156 | 2.7697 | 2.8717 | 2.8689 | 2.8679
8 | Auchencrosh | 0 | 10.7383 | 8.4586 | 7.2181 | 6.0949 | 7.3716 | 6.6304 | 4.6175 | 5.7364 | 5.2624 | 4.6313 | 3.3112 | 2.5051 | 2.7449 | 2.8195 | 2.7156 | 2.7697 | 2.8717 | 2.8689 | 2.8679
9 | Humber & Lancashire | 0 | 3.275 | 1.857 | 2.0637 | 2.4012 | 2.0233 | 1.9306 | 1.0447 | 1.2305 | 1.2109 | 0.8235 | 0.54974 | 0.81192 | 0.93883 | 1.0112 | 0.94635 | 1.0081 | 1.0759 | 1.0738 | 1.073
10 | North East England | 0 | 3.5969 | 2.2528 | 2.4973 | 2.9206 | 2.6932 | 2.4827 | 1.5413 | 1.6077 | 0.28423 | -0.30688 | -0.48096 | -0.27594 | -0.097756 | 2.6293 | 2.5387 | 2.4667 | 2.4858 | 2.338 | 2.2865
11 | Anglesey | 0 | 1.2069 | 0.017831 | -0.037125 | 0.3766 | -0.80731 | -0.7887 | -1.2596 | -1.1411 | -0.8492 | -0.82037 | -0.93642 | -0.59765 | -0.48324 | -0.22371 | -0.21184 | -0.22649 | -0.23121 | -0.22897 | -0.2281
12 | Dinorwig | 0 | 1.7222 | 0.23945 | 0.37332 | 0.55053 | -1.5756 | -1.178 | -1.6383 | -1.2772 | 1.4917 | 1.133 | 0.9317 | 1.1179 | 0.755 | 0.49181 | 0.41566 | 0.67656 | 0.52512 | 0.52607 | 0.52643
13 | South Yorks & North Wales | 0 | 1.2069 | 0.017831 | -0.037125 | 0.3766 | -0.80731 | -0.7887 | -1.2596 | -1.1411 | -0.8492 | -0.82037 | -0.93642 | -0.59765 | -0.48324 | -0.22371 | -0.21184 | -0.22649 | -0.23121 | -0.22897 | -0.2281
14 | Midlands | 0 | 0.97474 | 0.0073778 | -0.43376 | 0.14862 | -0.97166 | -1.0269 | -1.2464 | -1.4757 | -1.1899 | 0.21409 | 0.47529 | 0.54394 | 0.62341 | 1.1186 | 1.031 | 0.77539 | 0.7746 | 0.77201 | 0.77101
15 | South Wales & Gloucester | 0 | -4.2907 | -3.834 | -3.932 | -3.5681 | -4.4654 | -4.3511 | -4.0386 | -4.8651 | -3.9382 | -3.7554 | -3.6528 | -3.8041 | -3.5706 | -5.0767 | -4.9702 | -4.7635 | -5.9216 | -5.922 | -5.9221
16 | Central London | 0 | -5.1133 | -3.9679 | -3.8238 | -4.2655 | -4.6943 | -4.6593 | -4.0894 | -4.6961 | -4.5016 | -4.0998 | -3.7143 | -0.16846 | -0.16239 | -0.1243 | -0.13744 | -0.19691 | -0.18837 | -0.18837 | -0.18837
17 | South East | 0 | 2.0825 | 3.0247 | 3.4919 | 3.1633 | 2.9749 | 2.8565 | 3.4517 | 2.3978 | 2.5147 | 2.8419 | 3.4082 | 3.1077 | 2.9102 | 2.5277 | 3.5563 | 3.3224 | 3.3374 | 3.3438 | 3.3463
18 | Oxon & South Coast | 0 | -3.5656 | -2.6992 | -2.1667 | -2.1612 | -2.2959 | -2.2362 | -1.3079 | -2.2259 | -1.6668 | -1.1179 | -0.6346 | -0.83015 | -0.90612 | -1.0185 | -0.86679 | -0.64098 | -0.65039 | -0.64392 | -0.6414
19 | Wessex | 0 | -5.8234 | -3.3637 | -3.0883 | -3.9083 | -3.6909 | -3.6734 | -2.576 | -2.8546 | -1.385 | -0.63546 | -0.44072 | -0.62044 | -1.43 | -1.206 | -2.2454 | -2.0789 | -2.3348 | -2.339 | -2.3407
20 | Peninsula | 0 | -8.3725 | -4.6685 | -4.4958 | -5.4387 | -4.2842 | -4.225 | -1.6612 | -1.4884 | -0.54769 | -0.010593 | 0.17664 | -0.0031364 | -0.82402 | -1.2243 | -2.2545 | -2.0899 | -2.3625 | -2.3588 | -2.3574
Generator CBA Zonal Tariff (£/kW)
Generation - Wider Year Round Shared Tariffs in Y+5
Zone No. | Zone Name | 2011 | 2012 | 2013 | 2014 | 2015 | 2016 | 2017 | 2018 | 2019 | 2020 | 2021 | 2022 | 2023 | 2024 | 2025 | 2026 | 2027 | 2028 | 2029 | 2030
1 | North Scotland | 0 | 0 | 0 | 0 | 0 | 15.4581 | 14.6877 | 13.1911 | 10.5182 | 12.7535 | 7.5096 | 11.1888 | 4.1225 | 14.4951 | 5.2035 | 5.2188 | 4.5525 | 4.4839 | 4.5096 | 4.467
2 | Peterhead | 0 | 0 | 0 | 0 | 0 | 12.0094 | 11.3895 | 11.8821 | 8.0904 | 11.6938 | 6.9209 | 10.858 | 3.2616 | 12.9994 | 4.3637 | 4.4367 | 3.7873 | 3.737 | 3.7857 | 3.7411
3 | Western Highland & Skye | 0 | 0 | 0 | 0 | 0 | 13.7278 | 12.8331 | 11.7368 | 9.359 | 11.7445 | 6.9209 | 10.4412 | 3.2616 | 13.5383 | 4.3637 | 4.4367 | 3.7873 | 3.737 | 3.7857 | 3.7411
4 | Central Highlands | 0 | 0 | 0 | 0 | 0 | 13.7278 | 12.8331 | 11.7368 | 9.359 | 11.7445 | 6.9209 | 10.4412 | 3.2616 | 13.5383 | 4.3637 | 4.4367 | 3.7873 | 3.737 | 3.7857 | 3.7411
5 | Argyll | 0 | 0 | 0 | 0 | 0 | 12.4961 | 11.0707 | 11.6964 | 11.5518 | 12.501 | 8.7463 | 11.0671 | 5.4771 | 13.3628 | 6.7721 | 6.9126 | 6.1796 | 6.0697 | 6.2273 | 5.9869
6 | Stirlingshire | 0 | 0 | 0 | 0 | 0 | 10.6534 | 9.9241 | 9.3773 | 8.195 | 9.7415 | 6.2131 | 8.8536 | 2.2421 | 10.9757 | 3.4174 | 3.4873 | 2.7987 | 2.7669 | 2.8223 | 2.8016
7 | South Scotland | 0 | 0 | 0 | 0 | 0 | 9.6202 | 9.0071 | 8.186 | 7.1655 | 8.3301 | 5.2241 | 7.8989 | 2.3585 | 9.5146 | 3.4124 | 3.4659 | 2.8187 | 2.7948 | 2.8294 | 2.8143
8 | Auchencrosh | 0 | 0 | 0 | 0 | 0 | 9.6202 | 9.0071 | 8.186 | 7.1655 | 8.3301 | 5.2241 | 7.8989 | 2.3585 | 9.5146 | 3.4124 | 3.4659 | 2.8187 | 2.7948 | 2.8294 | 2.8143
9 | Humber & Lancashire | 0 | 0 | 0 | 0 | 0 | 2.2789 | 1.8708 | 1.8225 | 1.4344 | 1.8681 | 1.7135 | 1.2747 | 0.56566 | 2.3745 | 1.8525 | 1.9137 | 1.0731 | 1.0204 | 1.1009 | 1.1203
10 | North East England | 0 | 0 | 0 | 0 | 0 | 3.04 | 2.6112 | 3.7025 | 3.3411 | 4.9234 | 1.6664 | 1.7273 | -0.31527 | 2.5565 | 2.752 | 2.9211 | 2.6233 | 2.4347 | 2.4048 | 2.3484
11 | Anglesey | 0 | 0 | 0 | 0 | 0 | -0.72793 | -1.1498 | -1.3314 | -1.236 | -1.082 | -0.6752 | -1.6327 | -1.0798 | -1.0323 | -0.18374 | -0.15291 | -0.3661 | -0.35482 | -0.24152 | -0.16946
12 | Dinorwig | 0 | 0 | 0 | 0 | 0 | -2.3333 | -2.5837 | -2.3451 | -1.9058 | 1.6282 | 1.7566 | 1.1635 | 1.0329 | 0.89845 | 1.0782 | 1.1694 | 0.27346 | 0.38822 | 0.33029 | 0.55154
13 | South Yorks & North Wales | 0 | 0 | 0 | 0 | 0 | -0.72793 | -1.1498 | -1.3314 | -1.236 | -1.082 | -0.6752 | -1.6327 | -1.0798 | -1.0323 | -0.18374 | -0.15291 | -0.3661 | -0.35482 | -0.24152 | -0.16946
14 | Midlands | 0 | 0 | 0 | 0 | 0 | -0.8774 | -1.006 | -0.92544 | -1.052 | -0.72874 | -0.27353 | -0.20504 | -0.064306 | 0.10009 | 0.48569 | 0.59652 | 1.1904 | 1.1859 | 1.0203 | 0.805
15 | South Wales & Gloucester | 0 | 0 | 0 | 0 | 0 | -4.6587 | -4.2107 | -3.9045 | -3.6401 | -3.9735 | -3.6043 | -3.5677 | -3.1742 | -4.3392 | -4.0658 | -5.809 | -5.438 | -5.4394 | -5.385 | -5.0519
16 | Central London | 0 | 0 | 0 | 0 | 0 | -4.7977 | -4.2221 | -4.3493 | -4.4709 | -4.6587 | -4.5639 | -0.14749 | -0.16027 | -0.10095 | -0.18768 | -0.18904 | -0.12058 | -0.11408 | -0.15027 | -0.18348
17 | South East | 0 | 0 | 0 | 0 | 0 | 2.4067 | 3.485 | 3.5095 | 2.5473 | 2.2617 | 2.4322 | 1.9785 | 3.1905 | 2.5805 | 2.8704 | 3.2611 | 3.697 | 3.7874 | 3.2316 | 3.2596
18 | Oxon & South Coast | 0 | 0 | 0 | 0 | 0 | -3.123 | -2.5599 | -2.0743 | -2.1075 | -2.2936 | -2.2055 | -1.294 | -0.81263 | -1.1988 | -1.2123 | -1.0846 | -0.80586 | -0.797 | -0.98669 | -0.97926
19 | Wessex | 0 | 0 | 0 | 0 | 0 | -3.98 | -3.3405 | -3.4998 | -2.9699 | -2.3215 | -1.9768 | -1.2883 | -0.75215 | -1.3059 | -1.1474 | -1.7167 | -1.405 | -1.3909 | -1.5216 | -2.38
20 | Peninsula | 0 | 0 | 0 | 0 | 0 | -5.3126 | -5.4055 | -5.7827 | -3.4922 | -2.5097 | -1.0006 | -0.25144 | 0.13597 | -0.66945 | -0.38772 | -1.5955 | -1.3466 | -1.3388 | -1.4776 | -2.358
Demand HH Zonal Tariff (£/kW)
Demand in Y+1
Zone No. | Zone Name. | 2011 | 2012 | 2013 | 2014 | 2015 | 2016 | 2017 | 2018 | 2019 | 2020 | 2021 | 2022 | 2023 | 2024 | 2025 | 2026 | 2027 | 2028 | 2029 | 2030
1 | Northern Scotland | 0 | 11.0025 | 11.9787 | 18.431 | 22.7116 | 19.0954 | 20.7605 | 24.2011 | 23.3631 | 29.0051 | 32.6645 | 35.2285 | 36.1191 | 37.3298 | 38.1056 | 39.2979 | 39.2365 | 39.0218 | 39.4379 | 39.8435
2 | Southern Scotland | 0 | 15.2606 | 17.0875 | 21.846 | 25.8002 | 23.2168 | 25.4244 | 28.56 | 27.9018 | 33.4408 | 37.1061 | 39.3074 | 40.3738 | 42.1142 | 42.6076 | 43.7893 | 43.7866 | 43.5486 | 43.9647 | 44.3704
3 | Northern | 0 | 19.542 | 20.9129 | 25.8446 | 29.0927 | 31.2376 | 33.9563 | 36.8701 | 39.1151 | 44.9898 | 48.1971 | 49.0042 | 49.9442 | 50.4323 | 50.4004 | 51.3511 | 51.7435 | 51.8679 | 52.284 | 52.6896
4 | North West | 0 | 22.9384 | 24.5854 | 29.3177 | 32.5625 | 36.456 | 38.8368 | 41.7586 | 43.6351 | 46.6621 | 49.8078 | 50.7266 | 51.6861 | 52.8815 | 53.3813 | 54.3791 | 54.4912 | 54.7188 | 55.1349 | 55.5406
5 | Yorkshire | 0 | 23.2445 | 24.7946 | 29.4378 | 32.7857 | 36.5797 | 39.0968 | 41.706 | 44.1227 | 45.9953 | 48.9946 | 49.5246 | 50.4895 | 51.2663 | 51.3665 | 52.2856 | 52.6532 | 53.0055 | 53.4216 | 53.8272
6 | N Wales & Mersey | 0 | 23.6013 | 25.2769 | 30.207 | 33.3725 | 39.175 | 41.3075 | 44.3683 | 46.2132 | 48.7101 | 51.5761 | 52.5067 | 53.4556 | 54.8565 | 55.6469 | 56.6435 | 56.7486 | 57.2065 | 57.6226 | 58.0283
7 | East Midlands | 0 | 25.801 | 27.6017 | 32.0854 | 35.4161 | 39.6414 | 42.0635 | 44.2101 | 46.515 | 48.1581 | 49.5898 | 50.2215 | 50.8609 | 51.7794 | 52.1052 | 53.0016 | 53.8631 | 54.3035 | 54.7196 | 55.1252
8 | Midlands | 0 | 27.0545 | 28.5358 | 33.1756 | 36.3446 | 40.9911 | 43.3187 | 46.0911 | 48.2925 | 49.8801 | 51.7498 | 52.3996 | 53.2783 | 53.8586 | 54.9278 | 55.7269 | 56.329 | 57.0922 | 57.5083 | 57.9139
9 | Eastern | 0 | 26.7605 | 29.5683 | 33.724 | 37.1945 | 41.2747 | 43.7185 | 45.581 | 47.7201 | 49.102 | 48.0545 | 48.5591 | 49.1151 | 49.548 | 49.3106 | 49.9531 | 50.8562 | 51.1198 | 51.5359 | 51.9416
10 | South Wales | 0 | 25.1294 | 25.5738 | 30.8102 | 33.4997 | 37.8414 | 40.2664 | 43.9686 | 46.3878 | 46.2172 | 46.4015 | 46.9148 | 47.4954 | 47.6319 | 51.029 | 51.7003 | 51.908 | 53.5542 | 53.9703 | 54.376
11 | South East | 0 | 31.1739 | 33.1335 | 37.894 | 41.2825 | 45.3764 | 47.8421 | 49.2571 | 51.4463 | 52.793 | 51.7788 | 51.6054 | 52.0694 | 52.3357 | 53.0182 | 50.9059 | 51.7667 | 52.134 | 52.5501 | 52.9557
12 | London | 0 | 32.3688 | 37.4565 | 42.3413 | 45.7912 | 49.9703 | 52.3656 | 54.1831 | 55.7993 | 57.0887 | 56.4347 | 56.0883 | 56.5543 | 56.914 | 57.1168 | 56.026 | 56.9367 | 57.243 | 57.6591 | 58.0647
13 | Southern | 0 | 31.9587 | 33.0428 | 37.7589 | 40.9883 | 45.1895 | 47.6635 | 49.3141 | 51.459 | 51.2352 | 49.9678 | 50.4098 | 50.8864 | 50.8336 | 52.1597 | 53.1595 | 53.8797 | 54.4044 | 54.8205 | 55.2261
14 | South Western | 0 | 31.3926 | 31.6089 | 36.8885 | 39.5858 | 43.8504 | 46.3169 | 47.6781 | 48.6695 | 47.5703 | 47.0529 | 47.4695 | 48.0077 | 47.778 | 49.8484 | 50.4292 | 50.6318 | 51.984 | 52.4002 | 52.8058
Demand HH Zonal Tariff (£/kW)
Demand in Y+5
Zone No. | Zone Name. | 2011 | 2012 | 2013 | 2014 | 2015 | 2016 | 2017 | 2018 | 2019 | 2020 | 2021 | 2022 | 2023 | 2024 | 2025 | 2026 | 2027 | 2028 | 2029 | 2030
1 | Northern Scotland | 0 | 0 | 0 | 0 | 0 | 21.4926 | 19.674 | 22.9474 | 21.9172 | 24.1344 | 31.4298 | 28.8493 | 34.1117 | 27.4842 | 37.4923 | 38.67 | 39.0282 | 39.7403 | 39.7347 | 40.8954
2 | Southern Scotland | 0 | 0 | 0 | 0 | 0 | 26.2963 | 24.4941 | 27.6119 | 26.1442 | 29.7052 | 36.5624 | 33.962 | 38.319 | 34.1084 | 41.8751 | 42.1954 | 43.3825 | 44.114 | 44.1796 | 45.5546
3 | Northern | 0 | 0 | 0 | 0 | 0 | 35.0737 | 32.9642 | 36.0882 | 34.6637 | 38.6073 | 46.8617 | 46.993 | 48.3701 | 45.1483 | 49.8639 | 50.3306 | 51.3772 | 51.8531 | 52.2627 | 53.2294
4 | North West | 0 | 0 | 0 | 0 | 0 | 40.5403 | 38.2987 | 41.3046 | 39.8457 | 43.4427 | 48.0591 | 50.848 | 50.1353 | 49.6622 | 51.0954 | 51.3731 | 54.3521 | 54.7336 | 55.259 | 56.355
5 | Yorkshire | 0 | 0 | 0 | 0 | 0 | 40.8268 | 38.6062 | 41.6197 | 40.1606 | 43.7895 | 47.8295 | 51.8639 | 49.0985 | 50.5031 | 50.1066 | 50.7535 | 52.4714 | 52.8643 | 53.378 | 54.2574
6 | N Wales & Mersey | 0 | 0 | 0 | 0 | 0 | 43.4151 | 41.0391 | 43.9013 | 42.484 | 45.696 | 50.4485 | 53.2794 | 51.8855 | 52.2824 | 53.4907 | 53.9381 | 56.8627 | 57.1453 | 57.7765 | 58.6687
7 | East Midlands | 0 | 0 | 0 | 0 | 0 | 44.0036 | 41.7305 | 44.7234 | 43.2724 | 46.6014 | 50.5849 | 53.7504 | 50.141 | 52.3516 | 51.508 | 52.7945 | 53.7824 | 54.1572 | 54.6747 | 55.025
8 | Midlands | 0 | 0 | 0 | 0 | 0 | 45.4684 | 43.0867 | 46.0757 | 44.6346 | 47.9467 | 51.9397 | 55.1303 | 51.7676 | 54.2309 | 53.5942 | 55.3426 | 56.592 | 56.9465 | 57.5132 | 57.7832
9 | Eastern | 0 | 0 | 0 | 0 | 0 | 45.4901 | 43.3287 | 46.313 | 44.857 | 47.9242 | 51.5799 | 53.2438 | 49.625 | 50.9776 | 50.0525 | 50.692 | 50.6798 | 50.9507 | 51.5743 | 52.0521
10 | South Wales | 0 | 0 | 0 | 0 | 0 | 42.5094 | 39.9763 | 42.9823 | 41.5575 | 44.6816 | 47.8628 | 50.5393 | 46.8083 | 49.4781 | 48.5003 | 53.1088 | 52.7387 | 53.1119 | 53.6167 | 53.773
11 | South East | 0 | 0 | 0 | 0 | 0 | 50.9787 | 47.4729 | 50.4082 | 51.0851 | 54.0891 | 57.7424 | 59.123 | 53.7386 | 54.7521 | 53.5917 | 52.952 | 51.7063 | 51.9224 | 53.8486 | 53.0264
12 | London | 0 | 0 | 0 | 0 | 0 | 54.7006 | 51.9925 | 54.9583 | 54.1786 | 57.3407 | 60.964 | 62.952 | 58.1252 | 59.3872 | 58.3276 | 57.5939 | 56.8053 | 56.8932 | 58.4562 | 58.1393
13 | Southern | 0 | 0 | 0 | 0 | 0 | 49.987 | 47.3073 | 50.4638 | 49.0395 | 51.8101 | 55.2677 | 56.1156 | 52.1427 | 52.8272 | 52.1315 | 53.7135 | 53.9688 | 54.2875 | 54.6984 | 55.2668
14 | South Western | 0 | 0 | 0 | 0 | 0 | 48.6495 | 46.4618 | 49.7673 | 47.6612 | 48.8764 | 51.8562 | 51.7292 | 48.1971 | 49.5458 | 48.8522 | 51.196 | 51.2468 | 51.6054 | 52.4179 | 52.5071
Demand NHH Zonal Tariff (p/kWh)
Zone No. | Zone Name. | 2011 | 2012 | 2013 | 2014 | 2015 | 2016 | 2017 | 2018 | 2019 | 2020 | 2021 | 2022 | 2023 | 2024 | 2025 | 2026 | 2027 | 2028 | 2029 | 2030
1 | Northern Scotland | 0 | 1.5173 | 1.6519 | 2.5417 | 3.132 | 2.6333 | 2.8629 | 3.3374 | 3.2218 | 3.9999 | 4.5045 | 4.8581 | 4.9809 | 5.1479 | 5.2549 | 5.4193 | 5.4108 | 5.3812 | 5.4386 | 5.4945
2 | Southern Scotland | 0 | 2.1564 | 2.4146 | 3.087 | 3.6457 | 3.2807 | 3.5926 | 4.0357 | 3.9427 | 4.7254 | 5.2433 | 5.5544 | 5.705 | 5.951 | 6.0207 | 6.1877 | 6.1873 | 6.1537 | 6.2125 | 6.2698
3 | Northern | 0 | 2.7039 | 2.8936 | 3.576 | 4.0254 | 4.3222 | 4.6984 | 5.1016 | 5.4122 | 6.2251 | 6.6688 | 6.7805 | 6.9106 | 6.9781 | 6.9737 | 7.1052 | 7.1595 | 7.1768 | 7.2343 | 7.2905
4 | North West | 0 | 3.3258 | 3.5646 | 4.2508 | 4.7212 | 5.2857 | 5.6309 | 6.0545 | 6.3266 | 6.7655 | 7.2216 | 7.3548 | 7.4939 | 7.6673 | 7.7397 | 7.8844 | 7.9006 | 7.9336 | 7.994 | 8.0528
5 | Yorkshire | 0 | 3.2249 | 3.44 | 4.0842 | 4.5487 | 5.075 | 5.4243 | 5.7863 | 6.1215 | 6.3813 | 6.7975 | 6.871 | 7.0049 | 7.1126 | 7.1266 | 7.2541 | 7.3051 | 7.3539 | 7.4117 | 7.4679
6 | N Wales & Mersey | 0 | 3.3875 | 3.6279 | 4.3356 | 4.7899 | 5.6227 | 5.9288 | 6.3681 | 6.6329 | 6.9913 | 7.4026 | 7.5362 | 7.6724 | 7.8735 | 7.9869 | 8.13 | 8.1451 | 8.2108 | 8.2705 | 8.3287
7 | East Midlands | 0 | 3.6523 | 3.9071 | 4.5418 | 5.0133 | 5.6114 | 5.9543 | 6.2581 | 6.5844 | 6.817 | 7.0197 | 7.1091 | 7.1996 | 7.3296 | 7.3757 | 7.5026 | 7.6246 | 7.6869 | 7.7458 | 7.8032
8 | Midlands | 0 | 3.8932 | 4.1063 | 4.774 | 5.2301 | 5.8987 | 6.2336 | 6.6326 | 6.9494 | 7.1778 | 7.4469 | 7.5404 | 7.6668 | 7.7503 | 7.9042 | 8.0192 | 8.1058 | 8.2157 | 8.2755 | 8.3339
9 | Eastern | 0 | 3.7465 | 4.1396 | 4.7214 | 5.2072 | 5.7785 | 6.1206 | 6.3813 | 6.6808 | 6.8743 | 6.7276 | 6.7983 | 6.8761 | 6.9367 | 6.9035 | 6.9934 | 7.1199 | 7.1568 | 7.215 | 7.2718
10 | South Wales | 0 | 3.3498 | 3.4091 | 4.1071 | 4.4656 | 5.0444 | 5.3676 | 5.8611 | 6.1836 | 6.1609 | 6.1854 | 6.2539 | 6.3313 | 6.3495 | 6.8023 | 6.8918 | 6.9195 | 7.1389 | 7.1944 | 7.2485
11 | South East | 0 | 4.4004 | 4.6771 | 5.349 | 5.8274 | 6.4053 | 6.7533 | 6.953 | 7.2621 | 7.4522 | 7.309 | 7.2845 | 7.35 | 7.3876 | 7.4839 | 7.1858 | 7.3073 | 7.3591 | 7.4179 | 7.4751
12 | London | 0 | 4.3284 | 5.0087 | 5.6619 | 6.1232 | 6.682 | 7.0023 | 7.2454 | 7.4615 | 7.6339 | 7.5464 | 7.5001 | 7.5624 | 7.6105 | 7.6377 | 7.4918 | 7.6136 | 7.6545 | 7.7102 | 7.7644
13 | Southern | 0 | 4.5348 | 4.6887 | 5.3579 | 5.8161 | 6.4122 | 6.7633 | 6.9975 | 7.3018 | 7.2701 | 7.0903 | 7.153 | 7.2206 | 7.2131 | 7.4013 | 7.5431 | 7.6453 | 7.7198 | 7.7788 | 7.8364
14 | South Western | 0 | 4.2709 | 4.3003 | 5.0186 | 5.3856 | 5.9658 | 6.3013 | 6.4865 | 6.6214 | 6.4719 | 6.4015 | 6.4581 | 6.5314 | 6.5001 | 6.7818 | 6.8608 | 6.8884 | 7.0723 | 7.129 | 7.1841
Demand NHH Zonal Tariff (p/kWh)
Demand in Y+5
Zone No. | Zone Name. | 2011 | 2012 | 2013 | 2014 | 2015 | 2016 | 2017 | 2018 | 2019 | 2020 | 2021 | 2022 | 2023 | 2024 | 2025 | 2026 | 2027 | 2028 | 2029 | 2030
1 | Northern Scotland | 0 | 0 | 0 | 0 | 0 | 2.9639 | 2.7131 | 3.1645 | 3.0224 | 3.3282 | 4.3343 | 3.9784 | 4.7041 | 3.7901 | 5.1703 | 5.3327 | 5.3821 | 5.4803 | 5.4795 | 5.6396
2 | Southern Scotland | 0 | 0 | 0 | 0 | 0 | 3.7158 | 3.4612 | 3.9017 | 3.6943 | 4.1975 | 5.1665 | 4.799 | 5.4147 | 4.8197 | 5.9172 | 5.9625 | 6.1302 | 6.2336 | 6.2428 | 6.4371
3 | Northern | 0 | 0 | 0 | 0 | 0 | 4.853 | 4.5611 | 4.9934 | 4.7963 | 5.3419 | 6.4841 | 6.5022 | 6.6928 | 6.247 | 6.8995 | 6.964 | 7.1089 | 7.1747 | 7.2314 | 7.3651
4 | North West | 0 | 0 | 0 | 0 | 0 | 5.8779 | 5.5529 | 5.9887 | 5.7772 | 6.2987 | 6.968 | 7.3724 | 7.2691 | 7.2005 | 7.4083 | 7.4485 | 7.8805 | 7.9358 | 8.012 | 8.1709
5 | Yorkshire | 0 | 0 | 0 | 0 | 0 | 5.6643 | 5.3562 | 5.7743 | 5.5719 | 6.0753 | 6.6358 | 7.1956 | 6.8119 | 7.0068 | 6.9517 | 7.0415 | 7.2798 | 7.3344 | 7.4056 | 7.5276
6 | N Wales & Mersey | 0 | 0 | 0 | 0 | 0 | 6.2313 | 5.8903 | 6.3011 | 6.0977 | 6.5587 | 7.2408 | 7.6471 | 7.4471 | 7.504 | 7.6774 | 7.7417 | 8.1614 | 8.202 | 8.2926 | 8.4206
7 | East Midlands | 0 | 0 | 0 | 0 | 0 | 6.2289 | 5.9071 | 6.3308 | 6.1254 | 6.5966 | 7.1605 | 7.6086 | 7.0977 | 7.4106 | 7.2912 | 7.4733 | 7.6131 | 7.6662 | 7.7394 | 7.789
8 | Midlands | 0 | 0 | 0 | 0 | 0 | 6.543 | 6.2003 | 6.6304 | 6.423 | 6.8996 | 7.4742 | 7.9333 | 7.4494 | 7.8039 | 7.7123 | 7.9639 | 8.1437 | 8.1947 | 8.2762 | 8.3151
9 | Eastern | 0 | 0 | 0 | 0 | 0 | 6.3686 | 6.066 | 6.4838 | 6.28 | 6.7094 | 7.2212 | 7.4541 | 6.9475 | 7.1369 | 7.0073 | 7.0969 | 7.0952 | 7.1331 | 7.2204 | 7.2873
10 | South Wales | 0 | 0 | 0 | 0 | 0 | 5.6666 | 5.329 | 5.7297 | 5.5397 | 5.9562 | 6.3803 | 6.737 | 6.2397 | 6.5956 | 6.4652 | 7.0795 | 7.0302 | 7.08 | 7.1473 | 7.1681
11 | South East | 0 | 0 | 0 | 0 | 0 | 7.1961 | 6.7012 | 7.1155 | 7.2111 | 7.6351 | 8.1508 | 8.3457 | 7.5856 | 7.7287 | 7.5649 | 7.4746 | 7.2988 | 7.3293 | 7.6012 | 7.4851
12 | London | 0 | 0 | 0 | 0 | 0 | 7.3146 | 6.9524 | 7.349 | 7.2448 | 7.6676 | 8.1521 | 8.4179 | 7.7725 | 7.9413 | 7.7996 | 7.7015 | 7.596 | 7.6078 | 7.8168 | 7.7744
13 | Southern | 0 | 0 | 0 | 0 | 0 | 7.093 | 6.7127 | 7.1606 | 6.9585 | 7.3517 | 7.8423 | 7.9626 | 7.3989 | 7.496 | 7.3973 | 7.6218 | 7.658 | 7.7032 | 7.7615 | 7.8422
14 | South Western | 0 | 0 | 0 | 0 | 0 | 6.6187 | 6.3211 | 6.7708 | 6.4842 | 6.6496 | 7.0549 | 7.0377 | 6.5571 | 6.7406 | 6.6463 | 6.9651 | 6.972 | 7.0208 | 7.1314 | 7.1435
Aggregate TNUoS | 2011 | 2012 | 2013 | 2014 | 2015 | 2016 | 2017 | 2018 | 2019 | 2020 | 2021 | 2022 | 2023 | 2024 | 2025 | 2026 | 2027 | 2028 | 2029 | 2030 | 2031
Total generators | 431.6953 | 542.9923 | 591.7675 | 658.9407 | 761.8127 | 785.6706 | 783.1415 | 864.1252 | 900.9666 | 935.6012 | 951.2394 | 960.1745 | 982.7011 | 991.0454 | 1003.2535 | 1012.2522 | 1020.0075 | 1038.4111 | 1046.4025 | 1054.1758 | 0
Total demand | 1296.4854 | 1462.5409 | 1571.3336 | 1836.5937 | 2022.9678 | 2221.0535 | 2355.4993 | 2485.0781 | 2586.6721 | 2691.3216 | 2745.6516 | 2779.9919 | 2819.7408 | 2854.322 | 2891.0811 | 2918.0576 | 2948.5968 | 2972.4866 | 2995.7892 | 3018.5045 | 2827.1059
Transmission rent | 19.3788 | 59.7858 | 94.2331 | 148.1308 | 89.4855 | 3.6006 | 119.3055 | 204.9044 | 16.1924 | 0.15863 | 0.43382 | 0.14093 | 0.14738 | 0.10545 | 11.4563 | 0.00073804 | 0.0022985 | 0.0038565 | 0.0053519 | 0.0047826 | 0
MAR | 1776.0074 | 2003.4807 | 2152.5118 | 2515.8818 | 2771.1888 | 3042.539 | 3226.7114 | 3404.2165 | 3543.3864 | 3686.7419 | 3761.1666 | 3808.2081 | 3862.6586 | 3910.0302 | 3960.385 | 3997.3391 | 4039.1737 | 4071.8995 | 4103.8208 | 4134.9376 | 3872.7478
Wholesale power price data | 2011 | 2012 | 2013 | 2014 | 2015 | 2016 | 2017 | 2018 | 2019 | 2020 | 2021 | 2022 | 2023 | 2024 | 2025 | 2026 | 2027 | 2028 | 2029 | 2030 | 2031
Demand weighted price (£/kW) | 53.4439 | 50.8437 | 64.3948 | 66.9812 | 70.0412 | 79.2182 | 84.8025 | 83.4864 | 81.497 | 91.8687 | 75.783 | 83.1315 | 82.4868 | 101.8291 | 77.5131 | 75.3603 | 79.0182 | 81.5805 | 83.8124 | 86.7231 | 103.5089
ELSI - DSMP (£/kW) | 46.3424 | 45.2454 | 52.1299 | 58.3646 | 60.6401 | 62.6089 | 61.5419 | 60.5704 | 61.2546 | 62.2066 | 62.9829 | 64.7311 | 66.0657 | 67.4688 | 67.8891 | 68.5657 | 70.1227 | 71.7481 | 73.3056 | 75.1571 | 0
ELSI - uplift | 7.0923 | 6.2077 | 11.3631 | 8.8095 | 9.3807 | 14.783 | 17.6506 | 17.4568 | 15.9587 | 20.5169 | 11.4011 | 14.5356 | 13.1477 | 20.6131 | 10.0714 | 9.0678 | 10.3979 | 10.8511 | 11.1616 | 11.6966 | 0
BSUOS | 2011 | 2012 | 2013 | 2014 | 2015 | 2016 | 2017 | 2018 | 2019 | 2020 | 2021 | 2022 | 2023 | 2024 | 2025 | 2026 | 2027 | 2028 | 2029 | 2030 | 2031
Annual charge (£/MWhr) | 1.0586 | 1.138 | 1.2233 | 1.5236 | 1.2176 | 1.0156 | 1.0927 | 1.1228 | 1.0046 | 1.0001 | 1.0005 | 1.0001 | 1.0001 | 1 | 1.0021 | 1 | 1 | 1.0004 | 1.0008 | 1.0014 | 1
All consumer aggregate (£M) | 323.6384 | 356.5067 | 383.2819 | 477.0941 | 380.7116 | 316.5985 | 341.0173 | 349.5489 | 313.3222 | 312.9345 | 313.3793 | 314.9654 | 315.9894 | 317.121 | 318.3384 | 319.2821 | 321.1576 | 324.266 | 326.6387 | 329.9499 | 0
Power sector costs (£m) | 2011 | 2012 | 2013 | 2014 | 2015 | 2016 | 2017 | 2018 | 2019 | 2020 | 2021 | 2022 | 2023 | 2024 | 2025 | 2026 | 2027 | 2028 | 2029 | 2030 | 2031
Generation costs
Annuitised capital cost | 8.8398e-08 | 245.7041 | 396.1458 | 1423.5792 | 2130.0689 | 3436.5134 | 4230.2053 | 4566.6104 | 4754.2441 | 5849.9589 | 7166.6138 | 7171.5479 | 8094.1863 | 9713.5328 | 12802.2495 | 14306.8514 | 14362.1492 | 14388.8381 | 14444.2748 | 14916.3329 | 43.3151
Fixed operating cost | 2891.963 | 3067.7219 | 2818.7573 | 3007.2965 | 3083.8643 | 3279.4853 | 3219.0803 | 3291.2687 | 3281.1229 | 3293.5562 | 3476.6917 | 3375.9738 | 3461.6496 | 3355.8038 | 3725.343 | 3882.0205 | 3863.0826 | 3868.9428 | 3881.1798 | 3885.9359 | 3706.0089
Variable operating cost | 563.3646 | 687.4827 | 686.7236 | 693.9338 | 738.8461 | 772.8382 | 797.4667 | 781.447 | 761.362 | 797.7458 | 757.2463 | 745.7466 | 766.6097 | 925.5031 | 1385.8667 | 1441.7635 | 1449.7505 | 1455.4114 | 1462.244 | 1465.7496 | 0
Fuel cost | 7397.3856 | 6652.0065 | 7386.429 | 7772.9658 | 7785.8893 | 8014.9904 | 7667.5796 | 7192.2039 | 7633.1589 | 7672.7014 | 7775.4536 | 7836.0463 | 7504.1142 | 7736.4989 | 7761.7481 | 7248.8863 | 7281.1127 | 7369.8502 | 7420.3981 | 7516.3173 | 0
Net interconnector imports | 868.4271 | 511.7862 | 661.9717 | 493.3036 | 476.2903 | 688.075 | 767.6039 | 1261.4714 | 1276.1512 | 1581.162 | 1269.6418 | 1502.6794 | 1438.0452 | 1510.3249 | 483.2681 | 67.4231 | 87.5912 | 146.5597 | 181.8241 | 251.767 | 0
Transmission costs
Annuitised capital cost | 1776.0074 | 2003.4807 | 2152.5118 | 2515.8818 | 2771.1888 | 3042.539 | 3226.7114 | 3404.2165 | 3543.3864 | 3686.7419 | 3761.1666 | 3808.2081 | 3862.6586 | 3910.0302 | 3960.385 | 3997.3391 | 4039.1737 | 4071.8995 | 4103.8208 | 4134.9376 | 3872.7478
Annual operating cost
Transmission losses | 320.294 | 376.0385 | 450.0036 | 547.8962 | 533.113 | 444.249 | 450.8992 | 428.1203 | 401.4723 | 338.8264 | 325.5236 | 338.038 | 347.4143 | 349.2737 | 346.2817 | 350.7159 | 362.3997 | 373.1385 | 382.7944 | 395.1149 | 0
Constraint costs | 35.8989 | 86.5965 | 140.1541 | 328.4292 | 136.2674 | 9.736 | 57.93 | 76.5763 | 2.8569 | 0.058891 | 0.33341 | 0.054798 | 0.042997 | 0.0080177 | 1.3221 | 0.0016258 | 0.002727 | 0.27085 | 0.53791 | 0.9211 | 0
Carbon costs | 1468.4101 | 898.3586 | 1448.8529 | 2087.5718 | 2794.8989 | 2421.3727 | 2375.7767 | 2293.8455 | 2456.071 | 2600.1846 | 2339.9783 | 2484.2128 | 2488.9009 | 2533.5869 | 2114.1171 | 2002.9434 | 2166.7342 | 2361.2602 | 2540.7979 | 2750.1091 | 0
Total | 15321.7506 | 14529.1757 | 16141.5498 | 18870.8579 | 20450.427 | 22109.7991 | 22793.2531 | 23295.76 | 24109.8257 | 25820.9361 | 26872.6491 | 27262.5077 | 27963.6219 | 30034.5622 | 32580.5813 | 33297.945 | 33611.9966 | 34036.1711 | 34417.8717 | 35317.1855 | 7622.0718
Consumer bills (£m) | 2011 | 2012 | 2013 | 2014 | 2015 | 2016 | 2017 | 2018 | 2019 | 2020 | 2021 | 2022 | 2023 | 2024 | 2025 | 2026 | 2027 | 2028 | 2029 | 2030 | 2031
Wholesale costs | 16335.8511 | 16118.8994 | 19893.0087 | 21034.037 | 21894.1387 | 24125.9642 | 24715.6568 | 24291.3103 | 24082.5112 | 25884.6067 | 23298.0282 | 24964.0936 | 25028.8818 | 27932.2589 | 24766.3438 | 24786.9421 | 25859.687 | 26772.9252 | 27567.5782 | 28617.4425 | 0
BSUoS | 323.6384 | 356.5067 | 383.2819 | 477.0941 | 380.7116 | 316.5985 | 341.0173 | 349.5489 | 313.3222 | 312.9345 | 313.3793 | 314.9654 | 315.9894 | 317.121 | 318.3384 | 319.2821 | 321.1576 | 324.266 | 326.6387 | 329.9499 | 0
Demand TNUoS charges | 1296.4854 | 1462.5409 | 1571.3336 | 1836.5937 | 2022.9678 | 2221.0535 | 2355.4993 | 2485.0781 | 2586.6721 | 2691.3216 | 2745.6516 | 2779.9919 | 2819.7408 | 2854.322 | 2891.0811 | 2918.0576 | 2948.5968 | 2972.4866 | 2995.7892 | 3018.5045 | 2827.1059
ROC subsidies | 892.7743 | 1389.7624 | 1443.2045 | 1990.3579 | 2429.8893 | 3395.6787 | 3943.6246 | 3940.9178 | 3936.2192 | 3935.7722 | 4064.1286 | 4062.662 | 4056.8241 | 4049.0868 | 4048.0064 | 4038.6683 | 4038.8642 | 4039.6875 | 4039.6327 | 4040.4661 | 0
CFD subsidies | 0 | 0 | 0 | 0 | 0 | 0 | 0 | 262.7069 | 279.8103 | 607.7666 | 1079.1528 | 946.808 | 1174.6074 | 1456.455 | 4085.9074 | 4483.8948 | 4097.5599 | 3805.0828 | 3543.4572 | 3192.7142 | 0
LEC subsidies | 80.5745 | 109.8119 | 117.0252 | 151.1557 | 180.3562 | 263.2188 | 305.8642 | 340.813 | 339.7655 | 339.6659 | 368.2809 | 367.9539 | 366.6524 | 364.9275 | 364.6867 | 362.6827 | 362.6463 | 362.8299 | 362.8199 | 363.0034 | 0
Capacity payments | 0 | 0 | 0 | 0 | 0 | 0 | 0 | 1616.1878 | 1657.0412 | 1622.8114 | 1527.4754 | 1913.9603 | 2129.0466 | 1243.557 | 932.5797 | 859.7289 | 894.2803 | 935.3338 | 1690.9731 | 1571.997 | 3452.3813
Transmission losses | 320.294 | 376.0385 | 450.0036 | 547.8962 | 533.113 | 444.249 | 450.8992 | 428.1203 | 401.4723 | 338.8264 | 325.5236 | 338.038 | 347.4143 | 349.2737 | 346.2817 | 350.7159 | 362.3997 | 373.1385 | 382.7944 | 395.1149 | 0
Check on total demand/supply balance
Generation (TWh) | 290.9468 | 305.2365 | 303.7355 | 307.1201 | 307.1017 | 303.3591 | 302.683 | 294.7072 | 295.1819 | 292.372 | 297.3877 | 296.5376 | 298.8823 | 299.3862 | 313.3719 | 320.1957 | 321.8472 | 324.1445 | 326.0086 | 328.3663 | 0
Embedded generation (TWh) | 38.7313 | 40.26 | 41.8919 | 43.5987 | 45.4753 | 47.4666 | 49.5971 | 51.7519 | 54.044 | 56.425 | 58.7717 | 61.1088 | 63.4821 | 65.8969 | 68.3503 | 70.8046 | 73.2595 | 75.7153 | 78.1718 | 80.6291 | 83.0872
Net interconnector imports (TWh) | 14.7693 | 8.0373 | 9.575 | 6.0069 | 5.5789 | 8.3788 | 9.4134 | 16.6122 | 16.7147 | 20.5333 | 15.826 | 18.4008 | 17.0867 | 17.7318 | 4.3074 | -0.91336 | -0.69005 | -0.012718 | 0.36251 | 1.1247 | 0
Total supply | 344.4474 | 353.5337 | 355.2024 | 356.7257 | 358.1559 | 359.2045 | 361.6935 | 363.0713 | 365.9406 | 369.3303 | 371.9854 | 376.0472 | 379.451 | 383.0149 | 386.0297 | 390.0869 | 394.4167 | 399.847 | 404.5429 | 410.1201 | 83.0872
Final demand | 305.7161 | 313.2737 | 313.3105 | 313.127 | 312.6806 | 311.7379 | 312.096 | 311.3184 | 311.8959 | 312.9051 | 313.2128 | 314.938 | 315.968 | 317.117 | 317.6784 | 319.2813 | 321.1562 | 324.1308 | 326.3702 | 329.49 | 0
Embedded generation (TWh) | 38.7313 | 40.26 | 41.8919 | 43.5987 | 45.4753 | 47.4666 | 49.5971 | 51.7519 | 54.044 | 56.425 | 58.7717 | 61.1088 | 63.4821 | 65.8969 | 68.3503 | 70.8046 | 73.2595 | 75.7153 | 78.1718 | 80.6291 | 83.0872
Total demand | 344.4474 | 353.5337 | 355.2024 | 356.7257 | 358.1559 | 359.2045 | 361.6931 | 363.0703 | 365.9399 | 369.3302 | 371.9846 | 376.0468 | 379.45 | 383.0139 | 386.0287 | 390.0859 | 394.4158 | 399.8461 | 404.542 | 410.1191 | 83.0872
Cumulative new build by plant type and location
|  | 2011 | 2012 | 2013 | 2014 | 2015 | 2016 | 2017 | 2018 | 2019 | 2020 | 2021 | 2022 | 2023 | 2024 | 2025 | 2026 | 2027 | 2028 | 2029 | 2030 | 2031
Nuclear | S England & S Wales | 0 | 0 | 0 | 0 | 0 | 0 | 0 | 0 | 0 | 1670 | 3340 | 3340 | 5010 | 6680 | 8350 | 10000 | 10000 | 10000 | 10000 | 10000 | 10000
Nuclear | Midlands & N Wales | 0 | 0 | 0 | 0 | 0 | 0 | 0 | 0 | 0 | 0 | 0 | 0 | 0 | 0 | 0 | 1200 | 1200 | 1200 | 1200 | 1200 | 1200
Nuclear | N England | 0 | 0 | 0 | 0 | 0 | 0 | 0 | 0 | 0 | 0 | 0 | 0 | 0 | 0 | 0 | 0 | 0 | 0 | 0 | 0 | 0
Nuclear | S Scotland | 0 | 0 | 0 | 0 | 0 | 0 | 0 | 0 | 0 | 0 | 0 | 0 | 0 | 0 | 0 | 0 | 0 | 0 | 0 | 0 | 0
Nuclear | N Scotland | 0 | 0 | 0 | 0 | 0 | 0 | 0 | 0 | 0 | 0 | 0 | 0 | 0 | 0 | 0 | 0 | 0 | 0 | 0 | 0 | 0
CCGT | S England & S Wales | 0 | 1335 | 1335 | 2175 | 2645 | 2645 | 3405 | 3405 | 5805 | 5805 | 11405 | 11405 | 11405 | 11405 | 11405 | 11405 | 11405 | 11405 | 11405 | 11405 | 11405
CCGT | Midlands & N Wales | 0 | 870 | 870 | 3030 | 3030 | 3030 | 3030 | 3030 | 3030 | 3030 | 3030 | 3030 | 3030 | 3030 | 3030 | 3030 | 3030 | 3030 | 3030 | 3030 | 3030
CCGT | N England | 0 | 0 | 0 | 952 | 952 | 952 | 952 | 952 | 952 | 952 | 952 | 952 | 952 | 952 | 952 | 952 | 952 | 952 | 952 | 952 | 952
CCGT | S Scotland | 0 | 0 | 0 | 0 | 0 | 0 | 0 | 0 | 0 | 0 | 0 | 0 | 0 | 0 | 0 | 0 | 0 | 0 | 0 | 0 | 0
CCGT | N Scotland | 0 | 0 | 0 | 0 | 0 | 0 | 0 | 0 | 0 | 0 | 0 | 0 | 0 | 0 | 0 | 0 | 0 | 0 | 0 | 0 | 0
Coal + CCS | S England & S Wales | 0 | 0 | 0 | 0 | 0 | 0 | 0 | 0 | 0 | 0 | 0 | 0 | 0 | 0 | 0 | 0 | 0 | 0 | 0 | 0 | 0
Coal + CCS | Midlands & N Wales | 0 | 0 | 0 | 0 | 0 | 0 | 0 | 0 | 0 | 0 | 0 | 0 | 0 | 1000 | 2000 | 2000 | 2000 | 2000 | 2000 | 2000 | 2000
Coal + CCS | N England | 0 | 0 | 0 | 0 | 0 | 800 | 800 | 800 | 800 | 800 | 800 | 800 | 800 | 800 | 2740 | 2740 | 2740 | 2740 | 2740 | 2740 | 2740
Coal + CCS | S Scotland | 0 | 0 | 0 | 0 | 300 | 300 | 300 | 300 | 300 | 300 | 300 | 300 | 300 | 300 | 300 | 300 | 300 | 300 | 300 | 300 | 300
Coal + CCS | N Scotland | 0 | 0 | 0 | 0 | 0 | 0 | 0 | 0 | 0 | 0 | 0 | 0 | 0 | 0 | 0 | 0 | 0 | 0 | 0 | 0 | 0
CCGT + CCS | S England & S Wales | 0 | 0 | 0 | 0 | 0 | 0 | 0 | 0 | 0 | 0 | 0 | 0 | 0 | 0 | 2293 | 2293 | 2293 | 2293 | 2293 | 2293 | 2293
CCGT + CCS | Midlands & N Wales | 0 | 0 | 0 | 0 | 0 | 0 | 0 | 0 | 0 | 0 | 0 | 0 | 0 | 0 | 0 | 0 | 0 | 0 | 0 | 0 | 0
CCGT + CCS | N England | 0 | 0 | 0 | 0 | 0 | 0 | 0 | 0 | 0 | 0 | 0 | 0 | 0 | 1000 | 2000 | 2000 | 2000 | 2000 | 2000 | 2000 | 2000
CCGT + CCS | S Scotland | 0 | 0 | 0 | 0 | 0 | 0 | 0 | 0 | 0 | 0 | 0 | 0 | 0 | 0 | 0 | 0 | 0 | 0 | 0 | 0 | 0
CCGT + CCS | N Scotland | 0 | 0 | 0 | 0 | 0 | 0 | 0 | 0 | 0 | 0 | 0 | 0 | 0 | 0 | 0 | 0 | 0 | 0 | 0 | 0 | 0
Onshore wind | S England & S Wales | 0 | 32.503 | 40.5244 | 49.104 | 59.7533 | 83.0346 | 96.3993 | 111.1031 | 124.5491 | 138.0315 | 146.7471 | 156.6632 | 166.8359 | 176.8215 | 188.1959 | 200.1955 | 275.2672 | 330.6121 | 446.1821 | 491.1005 | 491.1005
Onshore wind | Midlands & N Wales | 0 | 26.7651 | 33.3703 | 40.4354 | 49.2047 | 214.5778 | 371.7851 | 383.8931 | 394.9655 | 406.0677 | 413.2447 | 421.4103 | 429.7871 | 438.0099 | 447.3763 | 457.2575 | 519.0764 | 564.6509 | 659.8186 | 696.8073 | 696.8073
Onshore wind | N England | 0 | 37.2786 | 46.4785 | 56.3187 | 68.5327 | 95.2347 | 110.563 | 127.4272 | 142.8489 | 158.3122 | 168.3084 | 179.6815 | 191.3488 | 202.8016 | 215.8472 | 229.6098 | 315.7117 | 379.1883 | 511.7388 | 563.257 | 563.257
Onshore wind | S Scotland | 0 | 83.35 | 401.4 | 837.6 | 1164.8 | 1418.2383 | 2435.0767 | 2435.0767 | 2435.0767 | 2435.0767 | 2435.0767 | 2435.0767 | 2435.0767 | 2435.0767 | 2435.0767 | 2435.0767 | 2435.0767 | 2435.0767 | 2435.0767 | 2435.0767 | 2435.0767
Onshore wind | N Scotland | 0 | 0.4 | 508.5 | 690 | 1177 | 1574.2476 | 2622.131 | 2655.6989 | 2771.5361 | 2771.5361 | 2887.3734 | 2887.3734 | 3003.2106 | 3003.2106 | 3119.0478 | 3119.0478 | 3234.885 | 3234.885 | 3234.885 | 3234.885 | 3234.885
Offshore wind | Offshore South | 0 | 1527.3 | 1527.3 | 1527.3 | 2359.3 | 3157.3 | 3561.3 | 3965.3 | 3965.3 | 3965.3 | 3965.3 | 3965.3 | 3965.3 | 3965.3 | 3965.3 | 3965.3 | 3965.3 | 3965.3 | 3965.3 | 3965.3 | 3965.3
Offshore wind | Offshore Irish Sea | 0 | 270 | 270 | 977 | 977 | 977 | 977 | 977 | 977 | 977 | 977 | 977 | 977 | 977 | 977 | 977 | 977 | 977 | 977 | 977 | 977
Offshore wind | Offshore E England | 0 | 0 | 0 | 705 | 1205 | 1705 | 2105 | 2305 | 2305 | 2905 | 2905 | 2905 | 2905 | 2905 | 2905 | 2905 | 2905 | 2905 | 2905 | 2905 | 2905
Offshore wind | Offshore Scotland | 0 | 0 | 0 | 450 | 450 | 450 | 450 | 450 | 450 | 450 | 450 | 450 | 450 | 450 | 450 | 450 | 450 | 450 | 450 | 450 | 450
Onshore wind (North Scotland) includes:
Island Wind - Zone S Orkney |  | 1e-06 | 1e-06 | 1e-06 | 1e-06 | 1e-06 | 20.7966 | 41.5933 | 41.5933 | 62.3899 | 62.3899 | 83.1865 | 83.1865 | 103.9831 | 103.9831 | 124.7798 | 124.7798 | 145.5764 | 145.5764 | 145.5764 | 145.5764 | 145.5764
Island Wind - Zone S Shetland |  | 1e-06 | 1e-06 | 1e-06 | 1e-06 | 1e-06 | 95.0406 | 190.0812 | 190.0812 | 285.1217 | 285.1217 | 380.1623 | 380.1623 | 475.2029 | 475.2029 | 570.2435 | 570.2435 | 665.2841 | 665.2841 | 665.2841 | 665.2841 | 665.2841
Island Wind - Zone S Western Isles |  | 1e-06 | 1e-06 | 1e-06 | 1e-06 | 1e-06 | 1e-06 | 1e-06 | 1e-06 | 1e-06 | 1e-06 | 1e-06 | 1e-06 | 1e-06 | 1e-06 | 1e-06 | 1e-06 | 1e-06 | 1e-06 | 1e-06 | 1e-06 | 1e-06
Cumulative retirements by plant type
| 2011 | 2012 | 2013 | 2014 | 2015 | 2016 | 2017 | 2018 | 2019 | 2020 | 2021 | 2022 | 2023 | 2024 | 2025 | 2026 | 2027 | 2028 | 2029 | 2030 | 2031
CHP | 0 | 0 | -428 | -428 | -428 | -428 | -428 | -428 | -428 | -428 | -428 | -428 | -428 | -428 | -428 | -428 | -428 | -428 | -428 | -428 | -428
AGT | 0 | 0 | 0 | 0 | 0 | 0 | 0 | 0 | 0 | 0 | 0 | 0 | 0 | 0 | 0 | 0 | 0 | 0 | 0 | 0 | 0
Oil | 0 | 0 | -2388 | -2388 | -2388 | -3263 | -3263 | -3263 | -3263 | -3263 | -3263 | -3263 | -3263 | -3263 | -3263 | -3263 | -3263 | -3263 | -3263 | -3263 | -3263
Hydro | 0 | 0 | 0 | 0 | 0 | 0 | 0 | 0 | 0 | 0 | 0 | 0 | 0 | 0 | 0 | 0 | 0 | 0 | 0 | 0 | 0
PS | 0 | 0 | 0 | 0 | 0 | 0 | 0 | 0 | 0 | 0 | 0 | 0 | 0 | 0 | 0 | 0 | 0 | 0 | 0 | 0 | 0
Nuclear | 0 | 0 | -615 | -615 | -1105 | -1105 | -1105 | -1105 | -2186 | -4596 | -4596 | -4596 | -4596 | -6931 | -6931 | -6931 | -6931 | -6931 | -6931 | -6931 | -10561
CCGT | 0 | 0 | -804 | -1584 | -1584 | -1984 | -2794 | -3309 | -3974 | -4874 | -4874 | -5643 | -6159 | -7784 | -9164 | -10714 | -11948 | -11948 | -11948 | -11948 | -11948
OCGT | 0 | 0 | 0 | -68 | -102 | -396 | -396 | -396 | -396 | -396 | -396 | -396 | -396 | -555 | -555 | -555 | -555 | -555 | -555 | -555 | -555
Coal | 0 | -551 | -4787 | -6108 | -8429 | -9893.5 | -15438 | -15438 | -15438 | -15438 | -17207 | -19194 | -19765 | -23712 | -23712 | -23712 | -23712 | -23712 | -23712 | -23712 | -23712
Coal + CCS | 0 | 0 | 0 | 0 | 0 | 0 | 0 | 0 | 0 | 0 | 0 | 0 | 0 | 0 | 0 | 0 | 0 | 0 | 0 | 0 | 0
CCGT + CCS | 0 | 0 | 0 | 0 | 0 | 0 | 0 | 0 | 0 | 0 | 0 | 0 | 0 | 0 | 0 | 0 | 0 | 0 | 0 | 0 | 0
Onshore wind (unclassified) | 0 | 0 | 0 | 0 | 0 | 0 | 0 | 0 | 0 | 0 | 0 | 0 | 0 | 0 | 0 | 0 | 0 | 0 | 0 | 0 | 0
Offshore wind (unclassified) | 0 | 0 | 0 | 0 | 0 | 0 | 0 | 0 | 0 | 0 | 0 | 0 | 0 | 0 | 0 | 0 | 0 | 0 | 0 | 0 | 0
Onshore wind | 0 | -0.3 | -0.3 | -0.3 | -0.3 | -0.3 | -0.3 | -0.3 | -0.3 | -0.3 | -0.3 | -0.3 | -0.3 | -0.3 | -0.3 | -0.3 | -0.3 | -0.3 | -0.3 | -0.3 | -0.3
Onshore wind (Medium) | 0 | 0 | 0 | 0 | 0 | 0 | 0 | 0 | 0 | 0 | 0 | 0 | 0 | 0 | 0 | 0 | 0 | 0 | 0 | 0 | 0
Onshore wind (Low) | 0 | 0 | 0 | 0 | 0 | 0 | 0 | 0 | 0 | 0 | 0 | 0 | 0 | 0 | 0 | 0 | 0 | 0 | 0 | 0 | 0
Offshore wind | 0 | 0 | 0 | 0 | 0 | 0 | 0 | 0 | 0 | 0 | 0 | 0 | 0 | 0 | 0 | 0 | 0 | 0 | 0 | 0 | 0
Offshore wind (Low) | 0 | 0 | 0 | 0 | 0 | 0 | 0 | 0 | 0 | 0 | 0 | 0 | 0 | 0 | 0 | 0 | 0 | 0 | 0 | 0 | 0
Wave | 0 | 0 | 0 | 0 | 0 | 0 | 0 | 0 | 0 | 0 | 0 | 0 | 0 | 0 | 0 | 0 | 0 | 0 | 0 | 0 | 0
Tidal Stream | 0 | 0 | 0 | 0 | 0 | 0 | 0 | 0 | 0 | 0 | 0 | 0 | 0 | 0 | 0 | 0 | 0 | 0 | 0 | 0 | 0
Tidal Range | 0 | 0 | 0 | 0 | 0 | 0 | 0 | 0 | 0 | 0 | 0 | 0 | 0 | 0 | 0 | 0 | 0 | 0 | 0 | 0 | 0
Sewage gas | 0 | 0 | 0 | 0 | 0 | 0 | 0 | 0 | 0 | 0 | 0 | 0 | 0 | 0 | 0 | 0 | 0 | 0 | 0 | 0 | 0
Solar | 0 | 0 | 0 | 0 | 0 | 0 | 0 | 0 | 0 | 0 | 0 | 0 | 0 | 0 | 0 | 0 | 0 | 0 | 0 | 0 | 0
Biomass regular | 0 | 0 | 0 | 0 | 0 | 0 | 0 | 0 | 0 | 0 | 0 | 0 | 0 | 0 | 0 | 0 | 0 | 0 | 0 | 0 | 0
Biomass energy crop | 0 | 0 | 0 | 0 | 0 | 0 | 0 | 0 | 0 | 0 | 0 | 0 | 0 | 0 | 0 | 0 | 0 | 0 | 0 | 0 | 0
Biowaste | 0 | 0 | 0 | 0 | 0 | 0 | 0 | 0 | 0 | 0 | 0 | 0 | 0 | 0 | 0 | 0 | 0 | 0 | 0 | 0 | 0
Biogas | 0 | 0 | 0 | 0 | 0 | 0 | 0 | 0 | 0 | 0 | 0 | 0 | 0 | 0 | 0 | 0 | 0 | 0 | 0 | 0 | 0
Biodiesel | 0 | 0 | 0 | 0 | 0 | 0 | 0 | 0 | 0 | 0 | 0 | 0 | 0 | 0 | 0 | 0 | 0 | 0 | 0 | 0 | 0
Biomass ACT | 0 | 0 | 0 | 0 | 0 | 0 | 0 | 0 | 0 | 0 | 0 | 0 | 0 | 0 | 0 | 0 | 0 | 0 | 0 | 0 | 0
Biomass AD | 0 | 0 | 0 | 0 | 0 | 0 | 0 | 0 | 0 | 0 | 0 | 0 | 0 | 0 | 0 | 0 | 0 | 0 | 0 | 0 | 0
Biomass regular (CHP) | 0 | 0 | 0 | 0 | 0 | 0 | 0 | 0 | 0 | 0 | 0 | 0 | 0 | 0 | 0 | 0 | 0 | 0 | 0 | 0 | 0
Biomass energy crop (CHP) | 0 | 0 | 0 | 0 | 0 | 0 | 0 | 0 | 0 | 0 | 0 | 0 | 0 | 0 | 0 | 0 | 0 | 0 | 0 | 0 | 0
Biowaste (CHP) | 0 | 0 | 0 | 0 | 0 | 0 | 0 | 0 | 0 | 0 | 0 | 0 | 0 | 0 | 0 | 0 | 0 | 0 | 0 | 0 | 0
Biogas (CHP) | 0 | 0 | 0 | 0 | 0 | 0 | 0 | 0 | 0 | 0 | 0 | 0 | 0 | 0 | 0 | 0 | 0 | 0 | 0 | 0 | 0
Biodiesel (CHP) | 0 | 0 | 0 | 0 | 0 | 0 | 0 | 0 | 0 | 0 | 0 | 0 | 0 | 0 | 0 | 0 | 0 | 0 | 0 | 0 | 0
Biomass ACT (CHP) | 0 | 0 | 0 | 0 | 0 | 0 | 0 | 0 | 0 | 0 | 0 | 0 | 0 | 0 | 0 | 0 | 0 | 0 | 0 | 0 | 0
Biomass AD (CHP) | 0 | 0 | 0 | 0 | 0 | 0 | 0 | 0 | 0 | 0 | 0 | 0 | 0 | 0 | 0 | 0 | 0 | 0 | 0 | 0 | 0
Landfill gas | 0 | 0 | 0 | 0 | 0 | 0 | 0 | 0 | 0 | 0 | 0 | 0 | 0 | 0 | 0 | 0 | 0 | 0 | 0 | 0 | 0
Hydro (small scale) | 0 | 0 | 0 | 0 | 0 | 0 | 0 | 0 | 0 | 0 | 0 | 0 | 0 | 0 | 0 | 0 | 0 | 0 | 0 | 0 | 0
Geopressure | 0 | 0 | 0 | 0 | 0 | 0 | 0 | 0 | 0 | 0 | 0 | 0 | 0 | 0 | 0 | 0 | 0 | 0 | 0 | 0 | 0
Standard gasification or pyrolysis | 0 | 0 | 0 | 0 | 0 | 0 | 0 | 0 | 0 | 0 | 0 | 0 | 0 | 0 | 0 | 0 | 0 | 0 | 0 | 0 | 0
Other unspecified | 0 | 0 | 0 | 0 | 0 | 0 | 0 | 0 | 0 | 0 | 0 | 0 | 0 | 0 | 0 | 0 | 0 | 0 | 0 | 0 | 0
Geothermal | 0 | 0 | 0 | 0 | 0 | 0 | 0 | 0 | 0 | 0 | 0 | 0 | 0 | 0 | 0 | 0 | 0 | 0 | 0 | 0 | 0
Microgeneration | 0 | 0 | 0 | 0 | 0 | 0 | 0 | 0 | 0 | 0 | 0 | 0 | 0 | 0 | 0 | 0 | 0 | 0 | 0 | 0 | 0
Other ROC | 0 | 0 | 0 | 0 | 0 | 0 | 0 | 0 | 0 | 0 | 0 | 0 | 0 | 0 | 0 | 0 | 0 | 0 | 0 | 0 | 0
Non-ROC | 0 | 0 | 0 | 0 | 0 | 0 | 0 | 0 | 0 | 0 | 0 | 0 | 0 | 0 | 0 | 0 | 0 | 0 | 0 | 0 | 0
Embedded CHP | 0 | 0 | 0 | 0 | 0 | 0 | 0 | 0 | 0 | 0 | 0 | 0 | 0 | 0 | 0 | 0 | 0 | 0 | 0 | 0 | 0
Embedded Gas | 0 | 0 | 0 | 0 | 0 | 0 | 0 | 0 | 0 | 0 | 0 | 0 | 0 | 0 | 0 | 0 | 0 | 0 | 0 | 0 | 0
Embedded offshore wind | 0 | 0 | 0 | 0 | 0 | 0 | 0 | 0 | 0 | 0 | 0 | 0 | 0 | 0 | 0 | 0 | 0 | 0 | 0 | 0 | 0
Embedded onshore wind | 0 | 0 | 0 | 0 | 0 | 0 | 0 | 0 | 0 | 0 | 0 | 0 | 0 | 0 | 0 | 0 | 0 | 0 | 0 | 0 | 0
Embedded biomass | 0 | 0 | 0 | 0 | 0 | 0 | 0 | 0 | 0 | 0 | 0 | 0 | 0 | 0 | 0 | 0 | 0 | 0 | 0 | 0 | 0
Embedded tidal and wave | 0 | 0 | 0 | 0 | 0 | 0 | 0 | 0 | 0 | 0 | 0 | 0 | 0 | 0 | 0 | 0 | 0 | 0 | 0 | 0 | 0
Embedded hydro | 0 | 0 | 0 | 0 | 0 | 0 | 0 | 0 | 0 | 0 | 0 | 0 | 0 | 0 | 0 | 0 | 0 | 0 | 0 | 0 | 0
Total | 0 | -551.3 | -9022.3 | -11191.3 | -14036.3 | -17069.8 | -23424.3 | -23939.3 | -25685.3 | -28995.3 | -30764.3 | -33520.3 | -34607.3 | -42673.3 | -44053.3 | -45603.3 | -46837.3 | -46837.3 | -46837.3 | -46837.3 | -50467.2999
Cumulative retirements by chart type
| 2011 | 2012 | 2013 | 2014 | 2015 | 2016 | 2017 | 2018 | 2019 | 2020 | 2021 | 2022 | 2023 | 2024 | 2025 | 2026 | 2027 | 2028 | 2029 | 2030 | 2031
Gas | 0 | 0 | -1232 | -2012 | -2012 | -2412 | -3222 | -3737 | -4402 | -5302 | -5302 | -6071 | -6587 | -8212 | -9592 | -11142 | -12376 | -12376 | -12376 | -12376 | -12376
Coal | 0 | -551 | -4787 | -6108 | -8429 | -9893.5 | -15438 | -15438 | -15438 | -15438 | -17207 | -19194 | -19765 | -23712 | -23712 | -23712 | -23712 | -23712 | -23712 | -23712 | -23712
Oil | 0 | 0 | -2388 | -2388 | -2388 | -3263 | -3263 | -3263 | -3263 | -3263 | -3263 | -3263 | -3263 | -3263 | -3263 | -3263 | -3263 | -3263 | -3263 | -3263 | -3263
OCGT | 0 | 0 | 0 | -68 | -102 | -396 | -396 | -396 | -396 | -396 | -396 | -396 | -396 | -555 | -555 | -555 | -555 | -555 | -555 | -555 | -555
PS | 0 | 0 | 0 | 0 | 0 | 0 | 0 | 0 | 0 | 0 | 0 | 0 | 0 | 0 | 0 | 0 | 0 | 0 | 0 | 0 | 0
Nuclear | 0 | 0 | -615 | -615 | -1105 | -1105 | -1105 | -1105 | -2186 | -4596 | -4596 | -4596 | -4596 | -6931 | -6931 | -6931 | -6931 | -6931 | -6931 | -6931 | -10561
CCS | 0 | 0 | 0 | 0 | 0 | 0 | 0 | 0 | 0 | 0 | 0 | 0 | 0 | 0 | 0 | 0 | 0 | 0 | 0 | 0 | 0
Onshore wind | 0 | -0.3 | -0.3 | -0.3 | -0.3 | -0.3 | -0.3 | -0.3 | -0.3 | -0.3 | -0.3 | -0.3 | -0.3 | -0.3 | -0.3 | -0.3 | -0.3 | -0.3 | -0.3 | -0.3 | -0.3
Offshore wind | 0 | 0 | 0 | 0 | 0 | 0 | 0 | 0 | 0 | 0 | 0 | 0 | 0 | 0 | 0 | 0 | 0 | 0 | 0 | 0 | 0
Other renewable | 0 | 0 | 0 | 0 | 0 | 0 | 0 | 0 | 0 | 0 | 0 | 0 | 0 | 0 | 0 | 0 | 0 | 0 | 0 | 0 | 0
Total | 0 | -551.3 | -9022.3 | -11191.3 | -14036.3 | -17069.8 | -23424.3 | -23939.3 | -25685.3 | -28995.3 | -30764.3 | -33520.3 | -34607.3 | -42673.3 | -44053.3 | -45603.3 | -46837.3 | -46837.3 | -46837.3 | -46837.3 | -50467.2999
Cumulative retirements by plant type and location
|  | 2011 | 2012 | 2013 | 2014 | 2015 | 2016 | 2017 | 2018 | 2019 | 2020 | 2021 | 2022 | 2023 | 2024 | 2025 | 2026 | 2027 | 2028 | 2029 | 2030 | 2031
Coal | S England & S Wales | 0 | 0 | -3661 | -4006 | -4816 | -4816 | -6385 | -6385 | -6385 | -6385 | -6385 | -6385 | -6385 | -6385 | -6385 | -6385 | -6385 | -6385 | -6385 | -6385 | -6385
Coal | Midlands & N Wales | 0 | 0 | 0 | 0 | -964 | -964 | -964 | -964 | -964 | -964 | -1932 | -3919 | -3919 | -7866 | -7866 | -7866 | -7866 | -7866 | -7866 | -7866 | -7866
Coal | N England | 0 | 0 | 0 | -976 | -976 | -2440.5 | -5845 | -5845 | -5845 | -5845 | -6075 | -6075 | -6075 | -6075 | -6075 | -6075 | -6075 | -6075 | -6075 | -6075 | -6075
Coal | S Scotland | 0 | -551 | -1126 | -1126 | -1673 | -1673 | -2244 | -2244 | -2244 | -2244 | -2815 | -2815 | -3386 | -3386 | -3386 | -3386 | -3386 | -3386 | -3386 | -3386 | -3386
Coal | N Scotland | 0 | 0 | 0 | 0 | 0 | 0 | 0 | 0 | 0 | 0 | 0 | 0 | 0 | 0 | 0 | 0 | 0 | 0 | 0 | 0 | 0
CCGT | S England & S Wales | 0 | 0 | -569 | -569 | -569 | -569 | -569 | -569 | -569 | -569 | -569 | -569 | -569 | -1940 | -1940 | -3490 | -4724 | -4724 | -4724 | -4724 | -4724
CCGT | Midlands & N Wales | 0 | 0 | 0 | 0 | 0 | 0 | 0 | -515 | -515 | -515 | -515 | -515 | -515 | -515 | -1895 | -1895 | -1895 | -1895 | -1895 | -1895 | -1895
CCGT | N England | 0 | 0 | -235 | -235 | -235 | -235 | -1045 | -1045 | -1710 | -2610 | -2610 | -3379 | -3895 | -4149 | -4149 | -4149 | -4149 | -4149 | -4149 | -4149 | -4149
CCGT | S Scotland | 0 | 0 | 0 | 0 | 0 | 0 | 0 | 0 | 0 | 0 | 0 | 0 | 0 | 0 | 0 | 0 | 0 | 0 | 0 | 0 | 0
CCGT | N Scotland | 0 | 0 | 0 | -780 | -780 | -1180 | -1180 | -1180 | -1180 | -1180 | -1180 | -1180 | -1180 | -1180 | -1180 | -1180 | -1180 | -1180 | -1180 | -1180 | -1180
Nuclear | S England & S Wales | 0 | 0 | -215 | -215 | -215 | -215 | -215 | -215 | -1296 | -1296 | -1296 | -1296 | -1296 | -2557 | -2557 | -2557 | -2557 | -2557 | -2557 | -2557 | -3769
Nuclear | Midlands & N Wales | 0 | 0 | -400 | -400 | -890 | -890 | -890 | -890 | -890 | -890 | -890 | -890 | -890 | -890 | -890 | -890 | -890 | -890 | -890 | -890 | -890
Nuclear | N England | 0 | 0 | 0 | 0 | 0 | 0 | 0 | 0 | 0 | -2410 | -2410 | -2410 | -2410 | -2410 | -2410 | -2410 | -2410 | -2410 | -2410 | -2410 | -3613
Nuclear | S Scotland | 0 | 0 | 0 | 0 | 0 | 0 | 0 | 0 | 0 | 0 | 0 | 0 | 0 | -1074 | -1074 | -1074 | -1074 | -1074 | -1074 | -1074 | -2289
Nuclear | N Scotland | 0 | 0 | 0 | 0 | 0 | 0 | 0 | 0 | 0 | 0 | 0 | 0 | 0 | 0 | 0 | 0 | 0 | 0 | 0 | 0 | 0
Transmission
Reinf package | 2010 | 2011 | 2012 | 2013 | 2014 | 2015 | 2016 | 2017 | 2018 | 2019 | 2020 | 2021 | 2022 | 2023 | 2024 | 2025 | 2026 | 2027 | 2028 | 2029 | 2030
Beauly-Denny overhead line | 2015 | 2015 | 2015 | 2015 | 2015 | 2015 | 2015 | 2015 | 2015 | 2015 | 2015 | 2015 | 2015 | 2015 | 2015 | 2015 | 2015 | 2015 | 2015 | 2015 | 2015
Dummy | 2040 | 2040 | 2040 | 2040 | 2040 | 2040 | 2040 | 2040 | 2040 | 2040 | 2040 | 2040 | 2040 | 2040 | 2040 | 2040 | 2040 | 2040 | 2040 | 2040 | 2040
East Coast (Kincardine - Harburn) 400kV | 2040 | 2040 | 2040 | 2040 | 2040 | 2040 | 2040 | 2020 | 2020 | 2020 | 2020 | 2020 | 2020 | 2020 | 2020 | 2020 | 2020 | 2020 | 2020 | 2020 | 2020
Western HVDC Link | 2016 | 2016 | 2016 | 2016 | 2016 | 2016 | 2016 | 2016 | 2016 | 2016 | 2016 | 2016 | 2016 | 2016 | 2016 | 2016 | 2016 | 2016 | 2016 | 2016 | 2016
Anglo-Scottish Series & Shunt Compensation | 2015 | 2015 | 2015 | 2015 | 2015 | 2015 | 2015 | 2015 | 2015 | 2015 | 2015 | 2015 | 2015 | 2015 | 2015 | 2015 | 2015 | 2015 | 2015 | 2015 | 2015
Eastern HVDC Link | 2040 | 2040 | 2040 | 2040 | 2040 | 2040 | 2040 | 2040 | 2040 | 2040 | 2040 | 2040 | 2040 | 2040 | 2040 | 2040 | 2040 | 2040 | 2040 | 2040 | 2040
Penwortham QBs | 2014 | 2014 | 2014 | 2014 | 2014 | 2014 | 2014 | 2014 | 2014 | 2014 | 2014 | 2014 | 2014 | 2014 | 2014 | 2014 | 2014 | 2014 | 2014 | 2014 | 2014
New Hinckley Point - Seabank OHL and assoc works | 2040 | 2040 | 2040 | 2040 | 2040 | 2018 | 2018 | 2018 | 2018 | 2018 | 2018 | 2018 | 2018 | 2018 | 2018 | 2018 | 2018 | 2018 | 2018 | 2018 | 2018
Reconductoring circuits in East Anglia | 2040 | 2040 | 2040 | 2040 | 2040 | 2040 | 2019 | 2019 | 2019 | 2019 | 2019 | 2019 | 2019 | 2019 | 2019 | 2019 | 2019 | 2019 | 2019 | 2019 | 2019
New OHL & reconductoring work in East Anglia | 2040 | 2040 | 2040 | 2040 | 2040 | 2040 | 2040 | 2040 | 2040 | 2040 | 2040 | 2040 | 2040 | 2040 | 2040 | 2040 | 2040 | 2040 | 2040 | 2040 | 2040
QBs in East Anglia | 2040 | 2040 | 2040 | 2040 | 2040 | 2040 | 2040 | 2040 | 2040 | 2040 | 2023 | 2023 | 2023 | 2023 | 2023 | 2023 | 2023 | 2023 | 2023 | 2023 | 2023
Establish 2nd Pentir-Traw 400kv circuit | 2040 | 2040 | 2040 | 2040 | 2040 | 2040 | 2040 | 2040 | 2040 | 2040 | 2040 | 2040 | 2040 | 2040 | 2040 | 2040 | 2040 | 2040 | 2040 | 2040 | 2040
Series compensation and reconductoring work in North Wales | 2040 | 2040 | 2040 | 2040 | 2040 | 2018 | 2018 | 2018 | 2018 | 2018 | 2018 | 2018 | 2018 | 2018 | 2018 | 2018 | 2018 | 2018 | 2018 | 2018 | 2018
Wylfa-Pembroke 2GW HVDC link | 2040 | 2040 | 2040 | 2040 | 2040 | 2040 | 2040 | 2040 | 2040 | 2040 | 2040 | 2040 | 2040 | 2040 | 2040 | 2040 | 2040 | 2040 | 2040 | 2040 | 2040
Daines 225MVAR MSC DNs | 2014 | 2014 | 2014 | 2014 | 2014 | 2014 | 2014 | 2014 | 2014 | 2014 | 2014 | 2014 | 2014 | 2014 | 2014 | 2014 | 2014 | 2014 | 2014 | 2014 | 2014
Sundon and Ratcliffe 225MVAR MSCs | 2015 | 2015 | 2015 | 2015 | 2015 | 2015 | 2015 | 2015 | 2015 | 2015 | 2015 | 2015 | 2015 | 2015 | 2015 | 2015 | 2015 | 2015 | 2015 | 2015 | 2015
North London Reinforcements & St John's Wood - Hackney cable | 2016 | 2016 | 2016 | 2016 | 2016 | 2016 | 2016 | 2016 | 2016 | 2016 | 2016 | 2016 | 2016 | 2016 | 2016 | 2016 | 2016 | 2016 | 2016 | 2016 | 2016
Turn in Sundon - Cowley circuit at East Claydon | 2040 | 2040 | 2017 | 2017 | 2017 | 2017 | 2017 | 2017 | 2017 | 2017 | 2017 | 2017 | 2017 | 2017 | 2017 | 2017 | 2017 | 2017 | 2017 | 2017 | 2017
North East London uprate to 400kV | 2040 | 2040 | 2040 | 2040 | 2040 | 2040 | 2040 | 2040 | 2040 | 2040 | 2040 | 2024 | 2024 | 2024 | 2024 | 2024 | 2024 | 2024 | 2024 | 2024 | 2024
East London reinforcements | 2014 | 2014 | 2014 | 2014 | 2014 | 2014 | 2014 | 2014 | 2014 | 2014 | 2014 | 2014 | 2014 | 2014 | 2014 | 2014 | 2014 | 2014 | 2014 | 2014 | 2014
East London reconductoring | 2040 | 2040 | 2040 | 2040 | 2040 | 2040 | 2040 | 2040 | 2040 | 2040 | 2040 | 2040 | 2025 | 2025 | 2025 | 2025 | 2025 | 2025 | 2025 | 2025 | 2025
Kingsnorth-Cobham reconductoring | 2040 | 2040 | 2040 | 2016 | 2016 | 2016 | 2016 | 2016 | 2016 | 2016 | 2016 | 2016 | 2016 | 2016 | 2016 | 2016 | 2016 | 2016 | 2016 | 2016 | 2016
South London reconductoring | 2040 | 2040 | 2040 | 2040 | 2040 | 2040 | 2040 | 2040 | 2040 | 2040 | 2023 | 2023 | 2023 | 2023 | 2023 | 2023 | 2023 | 2023 | 2023 | 2023 | 2023
Essex reconductoring | 2040 | 2040 | 2040 | 2040 | 2040 | 2040 | 2040 | 2040 | 2040 | 2040 | 2040 | 2040 | 2025 | 2025 | 2025 | 2025 | 2025 | 2025 | 2025 | 2025 | 2025
Tees Crossing refurbishment | 2040 | 2040 | 2040 | 2040 | 2040 | 2040 | 2040 | 2040 | 2040 | 2040 | 2040 | 2040 | 2040 | 2040 | 2040 | 2040 | 2040 | 2040 | 2040 | 2040 | 2040
QBs in Sundon-Wymondley circuits | 2015 | 2015 | 2015 | 2015 | 2015 | 2015 | 2015 | 2015 | 2015 | 2015 | 2015 | 2015 | 2015 | 2015 | 2015 | 2015 | 2015 | 2015 | 2015 | 2015 | 2015
London MSCs, East End reconductoring | 2015 | 2015 | 2015 | 2015 | 2015 | 2015 | 2015 | 2015 | 2015 | 2015 | 2015 | 2015 | 2015 | 2015 | 2015 | 2015 | 2015 | 2015 | 2015 | 2015 | 2015
New reactor at Rayleigh | 2040 | 2040 | 2040 | 2040 | 2040 | 2040 | 2040 | 2040 | 2040 | 2040 | 2040 | 2026 | 2026 | 2026 | 2026 | 2026 | 2026 | 2026 | 2026 | 2026 | 2026
Kemsley QBs | 2040 | 2040 | 2040 | 2040 | 2040 | 2040 | 2040 | 2040 | 2040 | 2040 | 2040 | 2040 | 2040 | 2040 | 2040 | 2040 | 2040 | 2040 | 2040 | 2040 | 2040
Rowdown, Canterbury, Sellinge and Dungeness reinforcemnts | 2040 | 2040 | 2040 | 2040 | 2040 | 2040 | 2040 | 2040 | 2040 | 2040 | 2040 | 2024 | 2024 | 2024 | 2024 | 2024 | 2024 | 2024 | 2024 | 2024 | 2024
Iver, East Claydon, Grendon & Elstree new MSCs | 2015 | 2015 | 2015 | 2015 | 2015 | 2015 | 2015 | 2015 | 2015 | 2015 | 2015 | 2015 | 2015 | 2015 | 2015 | 2015 | 2015 | 2015 | 2015 | 2015 | 2015
Cottam - West Burton reconductoring | 2014 | 2014 | 2014 | 2014 | 2014 | 2014 | 2014 | 2014 | 2014 | 2014 | 2014 | 2014 | 2014 | 2014 | 2014 | 2014 | 2014 | 2014 | 2014 | 2014 | 2014
West Weybridge 275kV additional MSC | 2040 | 2040 | 2017 | 2017 | 2017 | 2017 | 2017 | 2017 | 2017 | 2017 | 2017 | 2017 | 2017 | 2017 | 2017 | 2017 | 2017 | 2017 | 2017 | 2017 | 2017
Knocknagael | 2040 | 2040 | 2040 | 2040 | 2040 | 2040 | 2040 | 2040 | 2040 | 2040 | 2040 | 2040 | 2040 | 2040 | 2040 | 2040 | 2040 | 2040 | 2040 | 2040 | 2040
Beauly-Blackhillock-Kintore | 2014 | 2014 | 2014 | 2014 | 2014 | 2014 | 2014 | 2014 | 2014 | 2014 | 2014 | 2014 | 2014 | 2014 | 2014 | 2014 | 2014 | 2014 | 2014 | 2014 | 2014
Beauly-Dounreay | 2040 | 2040 | 2040 | 2040 | 2040 | 2040 | 2040 | 2040 | 2040 | 2040 | 2040 | 2040 | 2040 | 2040 | 2040 | 2040 | 2040 | 2040 | 2040 | 2040 | 2040
Hunterston-Kintyre link | 2015 | 2015 | 2015 | 2015 | 2015 | 2015 | 2015 | 2015 | 2015 | 2015 | 2015 | 2015 | 2015 | 2015 | 2015 | 2015 | 2015 | 2015 | 2015 | 2015 | 2015
East Coast Upgrade | 2040 | 2040 | 2040 | 2040 | 2040 | 2040 | 2021 | 2021 | 2021 | 2021 | 2021 | 2021 | 2021 | 2021 | 2021 | 2021 | 2021 | 2021 | 2021 | 2021 | 2021
Humber - Walpole HVDC | 2040 | 2040 | 2040 | 2040 | 2040 | 2040 | 2040 | 2040 | 2040 | 2040 | 2040 | 2040 | 2040 | 2040 | 2040 | 2040 | 2040 | 2040 | 2040 | 2040 | 2040
Caithness - Moray HVDC | 2040 | 2040 | 2040 | 2040 | 2040 | 2040 | 2040 | 2040 | 2040 | 2040 | 2040 | 2040 | 2040 | 2040 | 2040 | 2040 | 2040 | 2040 | 2040 | 2040 | 2040
Beauly - Mossford 132kV upgrade | 2040 | 2040 | 2040 | 2040 | 2040 | 2040 | 2040 | 2040 | 2040 | 2040 | 2040 | 2040 | 2040 | 2040 | 2040 | 2040 | 2040 | 2040 | 2040 | 2040 | 2040
Eastern HVDC Link #2 | 2040 | 2040 | 2040 | 2040 | 2040 | 2040 | 2019 | 2019 | 2019 | 2019 | 2019 | 2019 | 2019 | 2019 | 2019 | 2019 | 2019 | 2019 | 2019 | 2019 | 2019
Beauly - Blackhillock - Keith 400kV upgrade | 2040 | 2040 | 2040 | 2040 | 2040 | 2040 | 2040 | 2040 | 2040 | 2040 | 2040 | 2040 | 2040 | 2040 | 2040 | 2040 | 2040 | 2040 | 2040 | 2040 | 2040
Western HVDC Link #2 | 2040 | 2040 | 2040 | 2040 | 2040 | 2040 | 2040 | 2040 | 2040 | 2040 | 2040 | 2040 | 2040 | 2040 | 2040 | 2040 | 2040 | 2040 | 2040 | 2040 | 2040
Elstree London | 2040 | 2040 | 2040 | 2040 | 2040 | 2040 | 2040 | 2040 | 2040 | 2040 | 2040 | 2040 | 2040 | 2040 | 2040 | 2040 | 2040 | 2040 | 2040 | 2040 | 2040
West Midlands MSC | 2022 | 2022 | 2022 | 2022 | 2022 | 2022 | 2022 | 2022 | 2022 | 2022 | 2022 | 2022 | 2022 | 2022 | 2022 | 2022 | 2022 | 2022 | 2022 | 2022 | 2022
B1 | 2040 | 2040 | 2040 | 2040 | 2040 | 2040 | 2040 | 2040 | 2040 | 2040 | 2040 | 2040 | 2040 | 2040 | 2040 | 2040 | 2040 | 2040 | 2040 | 2040 | 2040
B2 | 2040 | 2040 | 2040 | 2040 | 2040 | 2040 | 2040 | 2040 | 2040 | 2040 | 2040 | 2040 | 2040 | 2040 | 2040 | 2040 | 2040 | 2040 | 2040 | 2040 | 2040
B3 | 2040 | 2040 | 2040 | 2040 | 2040 | 2040 | 2040 | 2040 | 2040 | 2040 | 2040 | 2040 | 2040 | 2040 | 2040 | 2040 | 2040 | 2040 | 2040 | 2040 | 2040
B4 | 2040 | 2040 | 2040 | 2040 | 2040 | 2040 | 2040 | 2040 | 2040 | 2040 | 2040 | 2040 | 2040 | 2040 | 2040 | 2040 | 2040 | 2040 | 2040 | 2040 | 2040
B5 | 2040 | 2040 | 2040 | 2040 | 2040 | 2040 | 2040 | 2040 | 2040 | 2040 | 2040 | 2040 | 2040 | 2040 | 2040 | 2040 | 2040 | 2040 | 2040 | 2040 | 2040
B6 | 2040 | 2040 | 2040 | 2040 | 2040 | 2040 | 2040 | 2040 | 2040 | 2040 | 2040 | 2040 | 2040 | 2040 | 2040 | 2040 | 2040 | 2040 | 2040 | 2040 | 2040
B7a | 2040 | 2040 | 2040 | 2040 | 2040 | 2040 | 2040 | 2040 | 2040 | 2040 | 2040 | 2040 | 2040 | 2040 | 2040 | 2040 | 2040 | 2040 | 2040 | 2040 | 2040
B8 | 2040 | 2040 | 2040 | 2040 | 2040 | 2040 | 2040 | 2040 | 2040 | 2040 | 2040 | 2040 | 2040 | 2040 | 2040 | 2040 | 2040 | 2040 | 2040 | 2040 | 2040
B9 | 2040 | 2040 | 2040 | 2040 | 2040 | 2040 | 2040 | 2040 | 2040 | 2040 | 2040 | 2040 | 2040 | 2040 | 2040 | 2040 | 2040 | 2040 | 2040 | 2040 | 2040
B10 | 2040 | 2040 | 2040 | 2040 | 2040 | 2040 | 2040 | 2040 | 2040 | 2040 | 2040 | 2040 | 2040 | 2040 | 2040 | 2040 | 2040 | 2040 | 2040 | 2040 | 2040
B11 | 2040 | 2040 | 2040 | 2040 | 2040 | 2040 | 2040 | 2040 | 2040 | 2040 | 2040 | 2040 | 2040 | 2040 | 2040 | 2040 | 2040 | 2040 | 2040 | 2040 | 2040
B12 | 2040 | 2040 | 2040 | 2040 | 2040 | 2040 | 2040 | 2040 | 2040 | 2040 | 2040 | 2040 | 2040 | 2040 | 2040 | 2040 | 2040 | 2040 | 2040 | 2040 | 2040
B13 | 2040 | 2040 | 2040 | 2040 | 2040 | 2040 | 2040 | 2040 | 2040 | 2040 | 2040 | 2040 | 2040 | 2040 | 2040 | 2040 | 2040 | 2040 | 2040 | 2040 | 2040
B14 | 2040 | 2040 | 2040 | 2040 | 2040 | 2040 | 2040 | 2040 | 2040 | 2040 | 2040 | 2040 | 2040 | 2040 | 2040 | 2040 | 2040 | 2040 | 2040 | 2040 | 2040
B15 | 2040 | 2040 | 2040 | 2040 | 2040 | 2040 | 2040 | 2040 | 2040 | 2040 | 2040 | 2040 | 2025 | 2025 | 2025 | 2025 | 2025 | 2025 | 2025 | 2025 | 2025
B16 | 2040 | 2040 | 2040 | 2040 | 2040 | 2040 | 2040 | 2040 | 2040 | 2040 | 2040 | 2040 | 2040 | 2040 | 2040 | 2040 | 2040 | 2040 | 2040 | 2040 | 2040
B17 | 2040 | 2040 | 2040 | 2040 | 2040 | 2040 | 2040 | 2040 | 2040 | 2040 | 2040 | 2040 | 2040 | 2040 | 2040 | 2040 | 2040 | 2040 | 2040 | 2040 | 2040
B201 | 2040 | 2040 | 2040 | 2040 | 2040 | 2040 | 2040 | 2040 | 2040 | 2040 | 2040 | 2040 | 2040 | 2040 | 2040 | 2040 | 2040 | 2040 | 2040 | 2040 | 2040
B202 | 2040 | 2040 | 2040 | 2040 | 2040 | 2040 | 2040 | 2040 | 2040 | 2040 | 2040 | 2040 | 2040 | 2040 | 2040 | 2040 | 2040 | 2040 | 2040 | 2040 | 2040
EC5 | 2040 | 2040 | 2040 | 2040 | 2040 | 2040 | 2040 | 2040 | 2040 | 2040 | 2040 | 2040 | 2040 | 2040 | 2040 | 2040 | 2040 | 2040 | 2040 | 2040 | 2040
NW2 | 2040 | 2040 | 2040 | 2040 | 2040 | 2040 | 2040 | 2040 | 2040 | 2040 | 2040 | 2040 | 2040 | 2040 | 2040 | 2040 | 2040 | 2040 | 2040 | 2040 | 2040
| 2011 | 2012 | 2013 | 2014 | 2015 | 2016 | 2017 | 2018 | 2019 | 2020 | 2021 | 2022 | 2023 | 2024 | 2025 | 2026 | 2027 | 2028 | 2029 | 2030 | 2031
Transmission Capex in current year | 0 | 0 | 0 | 164.903 | 1344.406 | 1591.453 | 58.3495 | 753.239 | 864.891 | 129.1611 | 402.2122 | 50 | 122.0035 | 212.18 | 118.9286 | 37.1315 | 0 | 0 | 0 | 0 | 0
£m | 2011 | 2012 | 2013 | 2014 | 2015 | 2016 | 2017 | 2018 | 2019 | 2020 | 2021 | 2022 | 2023 | 2024 | 2025 | 2026 | 2027 | 2028 | 2029 | 2030 | 2031
Levelised Cost in Current Year | 0 | 0 | 0 | 10.0082 | 91.6017 | 188.1888 | 191.7301 | 237.445 | 289.9362 | 297.7751 | 322.1859 | 325.2204 | 332.6249 | 345.5024 | 352.7203 | 354.9739 | 354.9739 | 354.9739 | 354.9739 | 354.9739 | 354.9739
MAR disaggregation
| 2011 | 2012 | 2013 | 2014 | 2015 | 2016 | 2017 | 2018 | 2019 | 2020 | 2021 | 2022 | 2023 | 2024 | 2025 | 2026 | 2027 | 2028 | 2029 | 2030 | 2031
Modelled onshore reinforcement | 0 | 0 | 3.6663 | 39.0157 | 120.6116 | 188.357 | 222.0031 | 263.6363 | 299.7506 | 317.9765 | 328.9108 | 332.486 | 336.3928 | 341.907 | 343.3269 | 340.0325 | 334.5411 | 328.6272 | 322.7134 | 316.7995 | 310.8857
OFTO and island links | -1613.0442 | 217.8418 | 217.8418 | 334.2404 | 405.0252 | 507.6418 | 559.1181 | 597.8783 | 605.7604 | 637.6546 | 645.5367 | 645.5367 | 653.4187 | 653.4187 | 661.3008 | 661.3008 | 669.1828 | 669.1828 | 669.1828 | 669.1828 | 376.6806
Underlying MAR | 1613.0442 | 1785.6389 | 1931.0037 | 2142.6256 | 2245.552 | 2346.5402 | 2445.5901 | 2542.7019 | 2637.8754 | 2731.1108 | 2786.7191 | 2830.1853 | 2872.8471 | 2914.7045 | 2955.7574 | 2996.0058 | 3035.4498 | 3074.0894 | 3111.9246 | 3148.9552 | 3185.1815
Generator profit by plant type
| 2011 | 2012 | 2013 | 2014 | 2015 | 2016 | 2017 | 2018 | 2019 | 2020 | 2021 | 2022 | 2023 | 2024 | 2025 | 2026 | 2027 | 2028 | 2029 | 2030
CHP | 0.83386 | -27.0017 | 30.8374 | -0.81625 | 2.2479 | 254.2456 | 271.8727 | 263.996 | 251.1061 | 305.1552 | 196.5645 | 238.3284 | 220.4334 | 285.4041 | 166.5067 | 153.607 | 164.6616 | 173.355 | 181.7683 | 192.4701
AGT | 0 | 0 | 0 | 0 | 0 | 0 | 0 | 0 | 0 | 0 | 0 | 0 | 0 | 0 | 0 | 0 | 0 | 0 | 0 | 0
Oil | -76.5946 | -76.9169 | -19.6982 | -19.1106 | -19.1938 | -6.1102e-08 | -6.0918e-08 | 4.3474e-08 | 3.7645e-08 | 3.2769e-08 | 1.9213e-08 | 4.3642e-08 | 5.8569e-08 | 9.3373e-09 | 1.9612e-08 | 1.7945e-08 | 2.1735e-08 | 2.2633e-08 | 5.4669e-08 | 4.4752e-08
Hydro | 130.1391 | 124.868 | 157.1069 | 166.992 | 175.6727 | 229.3862 | 233.9916 | 229.1522 | 225.2884 | 247.1005 | 223.7444 | 240.3886 | 240.3531 | 268.8395 | 238.143 | 237.6172 | 246.6395 | 252.997 | 259.3491 | 267.5625
PS | -90.4112 | -79.7169 | -85.5436 | -85.1314 | -85.562 | -84.6889 | -84.3382 | -87.2781 | -87.8043 | -81.8615 | -77.8103 | -78.2294 | -77.9431 | -77.2641 | -76.1498 | -75.2684 | -76.0513 | -76.8052 | -77.0143 | -77.2369
Nuclear | 2819.3871 | 2658.9125 | 3293.5998 | 3538.7284 | 3565.0849 | 4066.666 | 4147.3727 | 4064.2906 | 3551.6052 | 2794.9525 | 2545.3742 | 2754.6429 | 2773.1122 | 1955.8937 | 1777.2251 | 1764.774 | 1870.7343 | 1954.1785 | 2030.5953 | 2119.1693
CCGT | -204.1766 | -557.2422 | -68.2488 | -474.5838 | -411.6265 | 304.8589 | 618.852 | 1723.3487 | 1642.2487 | 2200.3336 | 707.5836 | 1557.0801 | 1504.257 | 1804.2227 | -278.9732 | -513.1947 | -345.5688 | -253.6062 | 488.7779 | 447.8573
OCGT | -19.2079 | -22.0232 | -21.7487 | -20.206 | -20.2323 | -15.7202 | -15.4027 | 12.483 | 11.7951 | 10.6115 | 7.7516 | 14.4426 | 18.137 | 3.8297 | 6.2733 | 6.0194 | 6.8243 | 7.04 | 13.9055 | 11.7796
Coal | -64.0881 | 1465.453 | 2338.6284 | 2047.7229 | 1576.8534 | 1460.4224 | 1402.0224 | 1469.696 | 1216.9335 | 1388.7593 | 807.6932 | 930.4158 | 847.3105 | 884.436 | 605.0572 | 548.5743 | 577.0061 | 580.2315 | 620.2269 | 619.1416
Coal + CCS | -3.3091e-06 | -2.8174e-06 | -2.4709e-06 | -2.4114e-06 | -141.1888 | -456.306 | -450.0349 | 40.7517 | 27.7472 | 64.2813 | -1.2021 | 26.079 | 5.1736 | 62.6557 | 12.4685 | -21.9529 | -29.5313 | -43.4482 | -46.3704 | -56.5286
CCGT + CCS | -1.1285e-06 | -1.1259e-06 | -1.1234e-06 | -1.1222e-06 | -1.1214e-06 | -1.113e-06 | -1.1034e-06 | -1.6485e-09 | 1.1116e-08 | -1.5461e-09 | 5.2845e-10 | 5.0329e-09 | -1.5719e-09 | 2.2581 | 10.826 | 12.2965 | 13.6797 | 13.4663 | 11.6909 | 9.5791
Onshore wind (unclassified) | 0 | 0 | 0 | 0 | 0 | 0 | 0 | 0 | 0 | 0 | 0 | 0 | 0 | 0 | 0 | 0 | 0 | 0 | 0 | 0
Offshore wind (unclassified) | 0 | 0 | 0 | 0 | 0 | 0 | 0 | 0 | 0 | 0 | 0 | 0 | 0 | 0 | 0 | 0 | 0 | 0 | 0 | 0
Onshore wind | -22.4638 | -253.4118 | -194.7047 | -145.2305 | -85.5739 | 33.2127 | 167.2901 | 146.0906 | 138.7243 | 224.3417 | 130.7581 | 202.5994 | 202.6452 | 316.9737 | 185.7329 | 162.0629 | 206.5572 | 238.19 | 264.1473 | -32930.8385
Onshore wind (Medium) | 0 | 0 | 0 | 0 | 0 | 0 | 0 | 0 | 0 | 0 | 0 | 0 | 0 | 0 | 0 | 0 | 0 | 0 | 0 | 0
Onshore wind (Low) | 0 | 0 | 0 | 0 | 0 | 0 | 0 | 0 | 0 | 0 | 0 | 0 | 0 | 0 | 0 | 0 | 0 | 0 | 0 | 0
Offshore wind | 437.2514 | 642.0166 | 771.7957 | 700.3111 | 953.4283 | 1300.195 | 1429.8636 | 1493.3409 | 1573.331 | 1755.1278 | 1645.6024 | 1801.4341 | 1855.0907 | 2087.3168 | 1924.8002 | 1926.0722 | 2025.1359 | 2108.8583 | 2186.2869 | 2288.1417
Offshore wind (Low) | 0 | 0 | 0 | 0 | 0 | 0 | 0 | 0 | 0 | 0 | 0 | 0 | 0 | 0 | 0 | 0 | 0 | 0 | 0 | 0
Wave | -2.0113e-06 | -1.886e-06 | -1.8372e-06 | -1.7232e-06 | -1.4635e-06 | -1.2365e-06 | -1.1249e-06 | 6.2187e-08 | 2.0965e-07 | -1.8406e-07 | -8.2878e-08 | 5.7897e-08 | -1.5207e-07 | -1.1387e-07 | -3.6575e-08 | -1.3363e-07 | -9.449e-08 | -7.5085e-08 | -1.2292e-07 | -9.2017e-08
Tidal Stream | 8.6368 | 8.4756 | 9.2749 | 9.5184 | 9.7316 | 10.2757 | 10.3505 | 10.2677 | 10.2285 | 10.5916 | 10.0666 | 10.3853 | 10.3825 | 10.9126 | 10.3038 | 10.2736 | 10.4657 | 10.6088 | 10.737 | 10.9043
Tidal Range | 0 | 0 | 0 | 0 | 0 | 0 | 0 | 0 | 0 | 0 | 0 | 0 | 0 | 0 | 0 | 0 | 0 | 0 | 0 | 0
Sewage gas | 0 | 0 | 0 | 0 | 0 | 0 | 0 | 0 | 0 | 0 | 0 | 0 | 0 | 0 | 0 | 0 | 0 | 0 | 0 | 0
Solar | 0 | 0 | 0 | 0 | 0 | 0 | 0 | 0 | 0 | 0 | 0 | 0 | 0 | 0 | 0 | 0 | 0 | 0 | 0 | 0
Biomass regular | -3.669 | -4.8524 | 3.0231 | 5.6171 | 28.8542 | 132.9164 | 185.3663 | 174.6525 | 171.1268 | 226.1227 | 149.6726 | 198.605 | 199.6233 | 280.7837 | 191.0563 | 187.914 | 217.4519 | 240.1483 | 260.3701 | 286.5488
Biomass energy crop | 0 | 0 | 0 | 0 | 0 | 0 | 0 | 0 | 0 | 0 | 0 | 0 | 0 | 0 | 0 | 0 | 0 | 0 | 0 | 0
Biowaste | 0 | 0 | 0 | 0 | 0 | 0 | 0 | 0 | 0 | 0 | 0 | 0 | 0 | 0 | 0 | 0 | 0 | 0 | 0 | 0
Biogas | 0 | 0 | 0 | 0 | 0 | 0 | 0 | 0 | 0 | 0 | 0 | 0 | 0 | 0 | 0 | 0 | 0 | 0 | 0 | 0
Biodiesel | 0 | 0 | 0 | 0 | 0 | 0 | 0 | 0 | 0 | 0 | 0 | 0 | 0 | 0 | 0 | 0 | 0 | 0 | 0 | 0
Biomass ACT | 0 | 0 | 0 | 0 | 0 | 0 | 0 | 0 | 0 | 0 | 0 | 0 | 0 | 0 | 0 | 0 | 0 | 0 | 0 | 0
Biomass AD | 0 | 0 | 0 | 0 | 0 | 0 | 0 | 0 | 0 | 0 | 0 | 0 | 0 | 0 | 0 | 0 | 0 | 0 | 0 | 0
Biomass regular (CHP) | 0 | 0 | 0 | 0 | 0 | 0 | 0 | 0 | 0 | 0 | 0 | 0 | 0 | 0 | 0 | 0 | 0 | 0 | 0 | 0
Biomass energy crop (CHP) | 0 | 0 | 0 | 0 | 0 | 0 | 0 | 0 | 0 | 0 | 0 | 0 | 0 | 0 | 0 | 0 | 0 | 0 | 0 | 0
Biowaste (CHP) | 0 | 0 | 0 | 0 | 0 | 0 | 0 | 0 | 0 | 0 | 0 | 0 | 0 | 0 | 0 | 0 | 0 | 0 | 0 | 0
Biogas (CHP) | 0 | 0 | 0 | 0 | 0 | 0 | 0 | 0 | 0 | 0 | 0 | 0 | 0 | 0 | 0 | 0 | 0 | 0 | 0 | 0
Biodiesel (CHP) | 0 | 0 | 0 | 0 | 0 | 0 | 0 | 0 | 0 | 0 | 0 | 0 | 0 | 0 | 0 | 0 | 0 | 0 | 0 | 0
Biomass ACT (CHP) | 0 | 0 | 0 | 0 | 0 | 0 | 0 | 0 | 0 | 0 | 0 | 0 | 0 | 0 | 0 | 0 | 0 | 0 | 0 | 0
Biomass AD (CHP) | 0 | 0 | 0 | 0 | 0 | 0 | 0 | 0 | 0 | 0 | 0 | 0 | 0 | 0 | 0 | 0 | 0 | 0 | 0 | 0
Landfill gas | 0 | 0 | 0 | 0 | 0 | 0 | 0 | 0 | 0 | 0 | 0 | 0 | 0 | 0 | 0 | 0 | 0 | 0 | 0 | 0
Hydro (small scale) | 0 | 0 | 0 | 0 | 0 | 0 | 0 | 0 | 0 | 0 | 0 | 0 | 0 | 0 | 0 | 0 | 0 | 0 | 0 | 0
Geopressure | 0 | 0 | 0 | 0 | 0 | 0 | 0 | 0 | 0 | 0 | 0 | 0 | 0 | 0 | 0 | 0 | 0 | 0 | 0 | 0
Standard gasification or pyrolysis | 0 | 0 | 0 | 0 | 0 | 0 | 0 | 0 | 0 | 0 | 0 | 0 | 0 | 0 | 0 | 0 | 0 | 0 | 0 | 0
Other unspecified | 0 | 0 | 0 | 0 | 0 | 0 | 0 | 0 | 0 | 0 | 0 | 0 | 0 | 0 | 0 | 0 | 0 | 0 | 0 | 0
Geothermal | 0 | 0 | 0 | 0 | 0 | 0 | 0 | 0 | 0 | 0 | 0 | 0 | 0 | 0 | 0 | 0 | 0 | 0 | 0 | 0
Microgeneration | 0 | 0 | 0 | 0 | 0 | 0 | 0 | 0 | 0 | 0 | 0 | 0 | 0 | 0 | 0 | 0 | 0 | 0 | 0 | 0
Other ROC | 0 | 0 | 0 | 0 | 0 | 0 | 0 | 0 | 0 | 0 | 0 | 0 | 0 | 0 | 0 | 0 | 0 | 0 | 0 | 0
Non-ROC | 0 | 0 | 0 | 0 | 0 | 0 | 0 | 0 | 0 | 0 | 0 | 0 | 0 | 0 | 0 | 0 | 0 | 0 | 0 | 0
Embedded CHP | 0 | 0 | 0 | 0 | 0 | 0 | 0 | 0 | 0 | 0 | 0 | 0 | 0 | 0 | 0 | 0 | 0 | 0 | 0 | 0
Embedded Gas | 0 | 0 | 0 | 0 | 0 | 0 | 0 | 0 | 0 | 0 | 0 | 0 | 0 | 0 | 0 | 0 | 0 | 0 | 0 | 0
Embedded offshore wind | 0 | 0 | 0 | 0 | 0 | 0 | 0 | 0 | 0 | 0 | 0 | 0 | 0 | 0 | 0 | 0 | 0 | 0 | 0 | 0
Embedded onshore wind | 0 | 0 | 0 | 0 | 0 | 0 | 0 | 0 | 0 | 0 | 0 | 0 | 0 | 0 | 0 | 0 | 0 | 0 | 0 | 0
Embedded biomass | 0 | 0 | 0 | 0 | 0 | 0 | 0 | 0 | 0 | 0 | 0 | 0 | 0 | 0 | 0 | 0 | 0 | 0 | 0 | 0
Embedded tidal and wave | 0 | 0 | 0 | 0 | 0 | 0 | 0 | 0 | 0 | 0 | 0 | 0 | 0 | 0 | 0 | 0 | 0 | 0 | 0 | 0
Embedded hydro | 0 | 0 | 0 | 0 | 0 | 0 | 0 | 0 | 0 | 0 | 0 | 0 | 0 | 0 | 0 | 0 | 0 | 0 | 0 | 0
Total | 2915.6372 | 3878.5605 | 6214.3222 | 5723.8112 | 5548.4956 | 7235.4638 | 7917.2062 | 9540.7919 | 8732.3304 | 9145.5164 | 6345.7988 | 7896.1719 | 7798.5752 | 7886.2622 | 4773.2701 | 4398.795 | 4888.0047 | 5205.2141 | 6204.4706 | -26811.4496
| 2011 | 2012 | 2013 | 2014 | 2015 | 2016 | 2017 | 2018 | 2019 | 2020 | 2021 | 2022 | 2023 | 2024 | 2025 | 2026 | 2027 | 2028 | 2029 | 2030
Gas | -203.3427 | -584.2439 | -37.4114 | -475.4 | -409.3785 | 559.1045 | 890.7247 | 1987.3448 | 1893.3548 | 2505.4888 | 904.148 | 1795.4086 | 1724.6904 | 2089.6268 | -112.4665 | -359.5877 | -180.9072 | -80.2511 | 670.5462 | 640.3274
Coal | -64.0881 | 1465.453 | 2338.6284 | 2047.7229 | 1576.8534 | 1460.4224 | 1402.0224 | 1469.696 | 1216.9335 | 1388.7593 | 807.6932 | 930.4158 | 847.3105 | 884.436 | 605.0572 | 548.5743 | 577.0061 | 580.2315 | 620.2269 | 619.1416
Oil | -76.5946 | -76.9169 | -19.6982 | -19.1106 | -19.1938 | -6.1102e-08 | -6.0918e-08 | 4.3474e-08 | 3.7645e-08 | 3.2769e-08 | 1.9213e-08 | 4.3642e-08 | 5.8569e-08 | 9.3373e-09 | 1.9612e-08 | 1.7945e-08 | 2.1735e-08 | 2.2633e-08 | 5.4669e-08 | 4.4752e-08
OCGT | -19.2079 | -22.0232 | -21.7487 | -20.206 | -20.2323 | -15.7202 | -15.4027 | 12.483 | 11.7951 | 10.6115 | 7.7516 | 14.4426 | 18.137 | 3.8297 | 6.2733 | 6.0194 | 6.8243 | 7.04 | 13.9055 | 11.7796
PS | -90.4112 | -79.7169 | -85.5436 | -85.1314 | -85.562 | -84.6889 | -84.3382 | -87.2781 | -87.8043 | -81.8615 | -77.8103 | -78.2294 | -77.9431 | -77.2641 | -76.1498 | -75.2684 | -76.0513 | -76.8052 | -77.0143 | -77.2369
Nuclear | 2819.3871 | 2658.9125 | 3293.5998 | 3538.7284 | 3565.0849 | 4066.666 | 4147.3727 | 4064.2906 | 3551.6052 | 2794.9525 | 2545.3742 | 2754.6429 | 2773.1122 | 1955.8937 | 1777.2251 | 1764.774 | 1870.7343 | 1954.1785 | 2030.5953 | 2119.1693
CCS | -4.4376e-06 | -3.9433e-06 | -3.5943e-06 | -3.5336e-06 | -141.1888 | -456.306 | -450.0349 | 40.7517 | 27.7472 | 64.2813 | -1.2021 | 26.079 | 5.1736 | 64.9138 | 23.2945 | -9.6564 | -15.8516 | -29.9819 | -34.6796 | -46.9495
Onshore wind | -22.4638 | -253.4118 | -194.7047 | -145.2305 | -85.5739 | 33.2127 | 167.2901 | 146.0906 | 138.7243 | 224.3417 | 130.7581 | 202.5994 | 202.6452 | 316.9737 | 185.7329 | 162.0629 | 206.5572 | 238.19 | 264.1473 | -32930.8385
Offshore wind | 437.2514 | 642.0166 | 771.7957 | 700.3111 | 953.4283 | 1300.195 | 1429.8636 | 1493.3409 | 1573.331 | 1755.1278 | 1645.6024 | 1801.4341 | 1855.0907 | 2087.3168 | 1924.8002 | 1926.0722 | 2025.1359 | 2108.8583 | 2186.2869 | 2288.1417
Other renewable | 135.1069 | 128.4912 | 169.4049 | 182.1275 | 214.2584 | 372.5783 | 429.7084 | 414.0724 | 406.6436 | 483.8149 | 383.4837 | 449.3789 | 450.3588 | 560.5358 | 439.5031 | 435.8049 | 474.5571 | 503.754 | 530.4562 | 565.0156
Total | 2915.6372 | 3878.5605 | 6214.3222 | 5723.8112 | 5548.4956 | 7235.4638 | 7917.2062 | 9540.7919 | 8732.3304 | 9145.5164 | 6345.7988 | 7896.1719 | 7798.5752 | 7886.2622 | 4773.2701 | 4398.795 | 4888.0047 | 5205.2141 | 6204.4706 | -26811.4496
Generator profit by location
| 2011 | 2012 | 2013 | 2014 | 2015 | 2016 | 2017 | 2018 | 2019 | 2020 | 2021 | 2022 | 2023 | 2024 | 2025 | 2026 | 2027 | 2028 | 2029 | 2030
S England & S Wales | 953.6051 | 883.1963 | 1559.8351 | 1375.0703 | 1352.6026 | 2116.4626 | 2328.0787 | 2941.5884 | 2445.7309 | 2957.4812 | 1925.4863 | 2644.1736 | 2619.1337 | 2432.4181 | 784.6196 | 586.9597 | 803.3611 | 947.4107 | 1561.9686 | -59.998
Midlands & N Wales | 202.0396 | 562.7683 | 954.2713 | 706.9018 | 468.5616 | 907.0046 | 957.1256 | 1210.5979 | 967.1505 | 1199.0325 | 257.7646 | 430.9784 | 372.9873 | 387.2061 | -32.0934 | -84.5054 | -60.374 | -54.3868 | 65.6407 | -2298.9704
N England | 757.1133 | 1278.7636 | 2046.9545 | 1931.2346 | 1901.6201 | 1886.6026 | 2020.4501 | 2597.7829 | 2492.1031 | 1758.156 | 1328.418 | 1640.0948 | 1578.1127 | 1853.1023 | 1224.9235 | 1129.4908 | 1198.6829 | 1225.8559 | 1355.7858 | -525.004
S Scotland | 512.1635 | 469.8633 | 817.3791 | 875.7332 | 702.5205 | 732.9443 | 816.4791 | 946.3519 | 907.8663 | 1075.4319 | 851.5706 | 1001.6102 | 999.1485 | 683.6083 | 513.3636 | 497.1259 | 553.2849 | 594.9122 | 637.5631 | -14355.2224
N Scotland | 44.8275 | 33.4769 | 54.8117 | 125.0419 | 160.0309 | 281.9789 | 354.8586 | 340.8622 | 335.9202 | 389.6954 | 326.8902 | 367.4955 | 363.72 | 431.6981 | 347.3528 | 333.3782 | 357.4482 | 371.9551 | 386.4885 | -11871.3009
Offshore | 445.8881 | 650.4922 | 781.0706 | 709.8295 | 963.1599 | 1310.4707 | 1440.2141 | 1495.8869 | 1571.0196 | 1747.1795 | 1633.8454 | 1787.1076 | 1838.0207 | 2067.9228 | 1901.7582 | 1900.9217 | 1998.3166 | 2080.4222 | 2156.0393 | 2256.1236
Total | 2915.6372 | 3878.5605 | 6214.3222 | 5723.8112 | 5548.4956 | 7235.4638 | 7917.2062 | 9533.0702 | 8719.7905 | 9126.9765 | 6323.9751 | 7871.46 | 7771.1228 | 7855.9556 | 4739.9243 | 4363.371 | 4850.7197 | 5166.1692 | 6163.486 | -26854.372
Offshore South | 240.4739 | 401.5956 | 499.5226 | 498.8806 | 543.6984 | 766.4761 | 824.8498 | 849.784 | 887.2126 | 978.7199 | 915.2151 | 989.8047 | 1012.8257 | 1127.0723 | 1037.8075 | 1034.1397 | 1081.6174 | 1121.2723 | 1157.4214 | 1206.3151
Offshore Irish Sea | 198.2961 | 241.7288 | 273.0433 | 259.8284 | 287.6488 | 329.7675 | 343.4791 | 347.0359 | 356.5577 | 385.7732 | 363.8382 | 389.4002 | 396.2983 | 435.3271 | 403.4672 | 402.3454 | 418.7093 | 432.3734 | 444.9381 | 461.7018
Offshore E England | -5.4532e-07 | -6.4568e-07 | -2.1898e-07 | -33.291 | 134.9194 | 202.8703 | 252.7582 | 276.1104 | 299.3809 | 342.654 | 319.8196 | 363.3743 | 381.0484 | 443.526 | 406.9832 | 410.1706 | 437.5478 | 461.0911 | 483.1074 | 511.1834
Offshore Scotland | 7.118 | 7.1677 | 8.5046 | -15.5885 | -3.1067 | 11.3568 | 19.127 | 22.9566 | 27.8684 | 40.0325 | 34.9725 | 44.5285 | 47.8481 | 61.9973 | 53.5003 | 54.266 | 60.4421 | 65.6854 | 70.5724 | 76.9233
Existing | 2955.1173 | 4255.4381 | 6487.6234 | 6073.4022 | 5871.6524 | 7133.4574 | 7406.3859 | 8360.405 | 7392.8723 | 7243.1423 | 5036.8838 | 5932.5485 | 5849.4371 | 5117.6031 | 3595.1265 | 3459.8272 | 3678.6169 | 3821.7529 | 4197.6024 | 4242.1729
New | -39.4801 | -376.8776 | -273.3012 | -349.591 | -323.1567 | 102.0064 | 510.8203 | 1180.3869 | 1339.458 | 1902.374 | 1308.9149 | 1963.6235 | 1949.1382 | 2768.6591 | 1178.1436 | 938.9679 | 1209.3877 | 1383.4612 | 2006.8683 | -31053.6225
| 2011 | 2012 | 2013 | 2014 | 2015 | 2016 | 2017 | 2018 | 2019 | 2020 | 2021 | 2022 | 2023 | 2024 | 2025 | 2026 | 2027 | 2028 | 2029 | 2030
Demand-weighted Uplift | 7.0923 | 6.2077 | 11.3631 | 8.8095 | 9.3807 | 14.783 | 17.6506 | 17.4568 | 15.9587 | 20.5169 | 11.4011 | 14.5356 | 13.1477 | 20.6131 | 10.0714 | 9.0678 | 10.3979 | 10.8511 | 11.1616 | 11.6966
Demand-weighted SMP | 46.3424 | 45.2454 | 52.1299 | 58.3646 | 60.6401 | 62.6089 | 61.5419 | 60.5704 | 61.2546 | 62.2066 | 62.9829 | 64.7311 | 66.0657 | 67.4688 | 67.8891 | 68.5657 | 70.1227 | 71.7481 | 73.3056 | 75.1571
DZPZ | 46.2203 | 44.8336 | 50.8513 | 55.9865 | 59.1131 | 62.5768 | 59.9407 | 57.6978 | 61.081 | 62.2054 | 62.9817 | 64.7299 | 66.0655 | 67.4685 | 67.7978 | 68.5657 | 70.1226 | 71.7479 | 73.3053 | 75.1569
DZPY | 46.2203 | 44.8336 | 51.0076 | 55.9865 | 59.1131 | 62.5768 | 59.9407 | 57.6978 | 61.081 | 62.2056 | 62.9819 | 64.7301 | 66.0657 | 67.4688 | 67.7979 | 68.5657 | 70.1227 | 71.7481 | 73.3056 | 75.1571
DZPX | 46.2203 | 44.8336 | 51.0076 | 55.9865 | 59.1131 | 62.5768 | 59.9407 | 57.6978 | 61.081 | 62.2056 | 62.9819 | 64.7301 | 66.0657 | 67.4688 | 67.7979 | 68.5657 | 70.1227 | 71.7481 | 73.3056 | 75.1571
DZPW | 46.2203 | 44.8336 | 51.0076 | 55.9865 | 59.1131 | 62.5768 | 59.9407 | 57.6978 | 61.081 | 62.2056 | 62.9819 | 64.7301 | 66.0657 | 67.4688 | 67.7979 | 68.5657 | 70.1227 | 71.7481 | 73.3056 | 75.1571
DZPO | 46.2203 | 44.8336 | 51.0076 | 55.9865 | 59.1131 | 62.5768 | 59.9407 | 57.6978 | 61.081 | 62.2056 | 62.9819 | 64.7301 | 66.0657 | 67.4688 | 67.7979 | 68.5657 | 70.1227 | 71.7481 | 73.3056 | 75.1571
DZPI | 46.2203 | 44.8336 | 51.0076 | 55.9865 | 59.1131 | 62.5768 | 59.9407 | 57.6978 | 61.0812 | 62.2056 | 62.9819 | 64.7301 | 66.0657 | 67.4688 | 67.7979 | 68.5657 | 70.1227 | 71.7481 | 73.3056 | 75.1571
DZPV | 46.3444 | 45.2353 | 52.0968 | 58.2325 | 60.6511 | 62.6165 | 61.5571 | 60.6152 | 61.2551 | 62.2071 | 62.9832 | 64.7313 | 66.067 | 67.4697 | 67.8891 | 68.5657 | 70.1227 | 71.7481 | 73.3056 | 75.1571
DZPU | 46.3444 | 45.282 | 52.2445 | 58.5438 | 60.7125 | 62.6211 | 61.5571 | 60.6152 | 61.2551 | 62.2071 | 62.9832 | 64.7313 | 66.067 | 67.4697 | 67.8891 | 68.5657 | 70.1227 | 71.7481 | 73.3056 | 75.1571
DZPR | 46.3351 | 44.8981 | 51.589 | 58.0467 | 59.1546 | 62.5844 | 59.9565 | 57.7005 | 61.0812 | 62.2071 | 62.9832 | 64.7313 | 66.067 | 67.4697 | 67.8891 | 68.5657 | 70.1227 | 71.7481 | 73.3056 | 75.1571
DZPQ | 46.3351 | 44.8981 | 51.5858 | 58.0467 | 59.1546 | 62.5768 | 59.9409 | 57.6981 | 61.0812 | 62.2071 | 62.9832 | 64.7313 | 66.067 | 67.4697 | 67.7979 | 68.5657 | 70.1227 | 71.7481 | 73.3056 | 75.1571
DZPP | 46.3444 | 45.2353 | 52.0936 | 58.2325 | 60.6511 | 62.6089 | 61.5416 | 60.6128 | 61.2551 | 62.2071 | 62.9832 | 64.7313 | 66.067 | 67.4697 | 67.7979 | 68.5657 | 70.1227 | 71.7481 | 73.3056 | 75.1571
DZPN | 46.3444 | 45.2353 | 52.0968 | 58.2325 | 60.6511 | 62.6165 | 61.5571 | 60.6152 | 61.2551 | 62.2071 | 62.9832 | 64.7313 | 66.067 | 67.4697 | 67.8891 | 68.5657 | 70.1227 | 71.7481 | 73.3056 | 75.1571
DZPM | 46.3444 | 45.2353 | 52.0968 | 58.2325 | 60.6511 | 62.6165 | 61.5571 | 60.6152 | 61.2551 | 62.2071 | 62.9832 | 64.7313 | 66.067 | 67.4697 | 67.8891 | 68.5657 | 70.1227 | 71.7481 | 73.3056 | 75.1571
DZPL | 46.3444 | 45.2353 | 52.0968 | 58.2325 | 60.6511 | 62.6165 | 61.5571 | 60.6152 | 61.2551 | 62.2071 | 62.9935 | 64.7313 | 66.067 | 67.4697 | 67.8891 | 68.5657 | 70.1227 | 71.7481 | 73.3056 | 75.1571
DZPK | 46.3444 | 45.2353 | 52.0936 | 58.2325 | 60.6511 | 62.6089 | 61.5416 | 60.6128 | 61.2551 | 62.2071 | 62.9832 | 64.7313 | 66.067 | 67.4697 | 67.7979 | 68.5657 | 70.1227 | 71.7481 | 73.3056 | 75.1571
DZPJ | 46.3444 | 45.282 | 52.2445 | 58.5438 | 60.7191 | 62.6211 | 61.5571 | 60.6152 | 61.2551 | 62.2071 | 62.9832 | 64.7313 | 66.067 | 67.4697 | 67.8891 | 68.5657 | 70.1227 | 71.7481 | 73.3056 | 75.1571
DZPH | 46.3444 | 45.282 | 52.2445 | 58.5674 | 60.7598 | 62.6211 | 61.5818 | 60.6152 | 61.2551 | 62.2071 | 62.9832 | 64.7313 | 66.067 | 67.4697 | 67.8891 | 68.5657 | 70.1227 | 71.7481 | 73.3056 | 75.1571
DZPG | 46.3444 | 45.282 | 52.2445 | 58.5674 | 60.7598 | 62.6211 | 61.5818 | 60.6152 | 61.2551 | 62.2071 | 62.9832 | 64.7313 | 66.067 | 67.4697 | 67.8891 | 68.5657 | 70.1227 | 71.7481 | 73.3056 | 75.1571
DZPF | 46.3444 | 45.282 | 52.2445 | 58.5674 | 60.7598 | 62.6211 | 61.5818 | 60.6152 | 61.2551 | 62.2071 | 62.9832 | 64.7313 | 66.067 | 67.4697 | 67.8891 | 68.5657 | 70.1227 | 71.7481 | 73.3056 | 75.1571
DZPE | 46.3444 | 45.282 | 52.2445 | 58.5674 | 60.7598 | 62.6211 | 61.5818 | 60.6152 | 61.2551 | 62.2071 | 62.9832 | 64.7313 | 66.067 | 67.4697 | 67.8891 | 68.5657 | 70.1227 | 71.7481 | 73.3056 | 75.1571
DZPD | 46.3444 | 45.282 | 52.2445 | 58.5674 | 60.7598 | 62.6211 | 61.5818 | 60.6152 | 61.2551 | 62.2071 | 62.9832 | 64.7313 | 66.067 | 67.4697 | 67.8891 | 68.5657 | 70.1227 | 71.7481 | 73.3056 | 75.1571
DZPC | 46.3444 | 45.282 | 52.2445 | 58.5438 | 60.7191 | 62.6211 | 61.5571 | 60.6152 | 61.2551 | 62.2071 | 62.9832 | 64.7313 | 66.067 | 67.4697 | 67.8891 | 68.5657 | 70.1227 | 71.7481 | 73.3056 | 75.1571
DZPB | 46.3444 | 45.282 | 52.2445 | 58.5674 | 60.7598 | 62.6211 | 61.5818 | 60.6152 | 61.2551 | 62.2071 | 62.9832 | 64.7313 | 66.067 | 67.4697 | 67.8891 | 68.5657 | 70.1227 | 71.7481 | 73.3056 | 75.1571
DZPA | 46.6623 | 45.9788 | 52.9794 | 59.5615 | 60.8091 | 62.6211 | 61.5571 | 60.6152 | 61.2551 | 62.2071 | 62.9832 | 64.7313 | 66.067 | 67.4697 | 67.8891 | 68.5657 | 70.1227 | 71.7481 | 73.3056 | 75.1571
Demand (TWh) | 305.7161 | 313.2737 | 313.3105 | 313.127 | 312.6806 | 311.7379 | 312.096 | 311.3184 | 311.8959 | 312.9051 | 313.2128 | 314.938 | 315.968 | 317.117 | 317.6784 | 319.2813 | 321.1562 | 324.1308 | 326.3702 | 329.49
DZPZ | 2.4945 | 2.5562 | 2.5565 | 2.555 | 2.5513 | 2.5436 | 2.5466 | 2.5402 | 2.5449 | 2.5532 | 2.5557 | 2.5698 | 2.5782 | 2.5875 | 2.5921 | 2.6052 | 2.6205 | 2.6448 | 2.663 | 2.6885
DZPY | 2.7837 | 2.8525 | 2.8528 | 2.8511 | 2.8471 | 2.8385 | 2.8418 | 2.8347 | 2.8399 | 2.8491 | 2.8519 | 2.8676 | 2.877 | 2.8875 | 2.8926 | 2.9072 | 2.9243 | 2.9513 | 2.9717 | 3.0001
DZPX | 2.2233 | 2.2783 | 2.2786 | 2.2772 | 2.274 | 2.2671 | 2.2697 | 2.2641 | 2.2683 | 2.2756 | 2.2778 | 2.2904 | 2.2979 | 2.3062 | 2.3103 | 2.322 | 2.3356 | 2.3572 | 2.3735 | 2.3962
DZPW | 0.64083 | 0.65667 | 0.65675 | 0.65636 | 0.65543 | 0.65345 | 0.6542 | 0.65257 | 0.65378 | 0.6559 | 0.65654 | 0.66016 | 0.66232 | 0.66473 | 0.66591 | 0.66927 | 0.6732 | 0.67943 | 0.68412 | 0.69066
DZPO | 5.5383 | 5.6752 | 5.6759 | 5.6726 | 5.6645 | 5.6474 | 5.6539 | 5.6398 | 5.6503 | 5.6685 | 5.6741 | 5.7054 | 5.724 | 5.7448 | 5.755 | 5.7841 | 5.818 | 5.8719 | 5.9125 | 5.969
DZPI | 13.4506 | 13.7831 | 13.7847 | 13.7766 | 13.757 | 13.7155 | 13.7313 | 13.6971 | 13.7225 | 13.7669 | 13.7804 | 13.8563 | 13.9016 | 13.9522 | 13.9769 | 14.0474 | 14.1299 | 14.2608 | 14.3593 | 14.4966
DZPV | 2.435 | 2.4952 | 2.4955 | 2.4941 | 2.4905 | 2.483 | 2.4859 | 2.4797 | 2.4843 | 2.4923 | 2.4948 | 2.5085 | 2.5167 | 2.5258 | 2.5303 | 2.5431 | 2.558 | 2.5817 | 2.5996 | 2.6244
DZPU | 3.1918 | 3.2707 | 3.271 | 3.2691 | 3.2645 | 3.2546 | 3.2584 | 3.2503 | 3.2563 | 3.2668 | 3.27 | 3.288 | 3.2988 | 3.3108 | 3.3167 | 3.3334 | 3.353 | 3.384 | 3.4074 | 3.44
DZPR | 4.2044 | 4.3083 | 4.3088 | 4.3063 | 4.3002 | 4.2872 | 4.2921 | 4.2814 | 4.2894 | 4.3032 | 4.3075 | 4.3312 | 4.3454 | 4.3612 | 4.3689 | 4.3909 | 4.4167 | 4.4576 | 4.4884 | 4.5313
DZPQ | 14.4639 | 14.8214 | 14.8232 | 14.8145 | 14.7934 | 14.7488 | 14.7657 | 14.7289 | 14.7562 | 14.804 | 14.8185 | 14.9002 | 14.9489 | 15.0032 | 15.0298 | 15.1056 | 15.1943 | 15.3351 | 15.441 | 15.5886
DZPP | 24.8684 | 25.4832 | 25.4861 | 25.4712 | 25.4349 | 25.3582 | 25.3874 | 25.3241 | 25.3711 | 25.4532 | 25.4782 | 25.6185 | 25.7023 | 25.7958 | 25.8415 | 25.9718 | 26.1244 | 26.3663 | 26.5485 | 26.8023
DZPN | 27.4326 | 28.1107 | 28.114 | 28.0976 | 28.0575 | 27.9729 | 28.005 | 27.9353 | 27.9871 | 28.0776 | 28.1053 | 28.2601 | 28.3525 | 28.4556 | 28.506 | 28.6498 | 28.818 | 29.085 | 29.2859 | 29.5658
DZPM | 3.6359 | 3.7258 | 3.7262 | 3.724 | 3.7187 | 3.7075 | 3.7118 | 3.7025 | 3.7094 | 3.7214 | 3.725 | 3.7456 | 3.7578 | 3.7715 | 3.7781 | 3.7972 | 3.8195 | 3.8549 | 3.8815 | 3.9186
DZPL | 36.1852 | 37.0798 | 37.0841 | 37.0624 | 37.0096 | 36.898 | 36.9404 | 36.8483 | 36.9167 | 37.0361 | 37.0725 | 37.2768 | 37.3987 | 37.5347 | 37.6011 | 37.7908 | 38.0127 | 38.3648 | 38.6299 | 38.9992
DZPK | 3.2251 | 3.3048 | 3.3052 | 3.3033 | 3.2986 | 3.2886 | 3.2924 | 3.2842 | 3.2903 | 3.301 | 3.3042 | 3.3224 | 3.3333 | 3.3454 | 3.3513 | 3.3682 | 3.388 | 3.4194 | 3.443 | 3.4759
DZPJ | 23.8826 | 24.473 | 24.4758 | 24.4615 | 24.4266 | 24.353 | 24.381 | 24.3202 | 24.3653 | 24.4442 | 24.4682 | 24.603 | 24.6834 | 24.7732 | 24.8171 | 24.9423 | 25.0888 | 25.3211 | 25.4961 | 25.7398
DZPH | 10.7464 | 11.0121 | 11.0134 | 11.0069 | 10.9913 | 10.9581 | 10.9707 | 10.9434 | 10.9637 | 10.9991 | 11.01 | 11.0706 | 11.1068 | 11.1472 | 11.1669 | 11.2233 | 11.2892 | 11.3937 | 11.4725 | 11.5821
DZPG | 14.7534 | 15.1182 | 15.1199 | 15.1111 | 15.0895 | 15.044 | 15.0613 | 15.0238 | 15.0517 | 15.1004 | 15.1152 | 15.1985 | 15.2482 | 15.3036 | 15.3307 | 15.4081 | 15.4986 | 15.6421 | 15.7502 | 15.9007
DZPF | 5.4133 | 5.5471 | 5.5478 | 5.5445 | 5.5366 | 5.5199 | 5.5263 | 5.5125 | 5.5227 | 5.5406 | 5.5461 | 5.5766 | 5.5948 | 5.6152 | 5.6251 | 5.6535 | 5.6867 | 5.7394 | 5.779 | 5.8343
DZPE | 8.392 | 8.5995 | 8.6005 | 8.5955 | 8.5832 | 8.5573 | 8.5672 | 8.5458 | 8.5617 | 8.5894 | 8.5978 | 8.6452 | 8.6734 | 8.705 | 8.7204 | 8.7644 | 8.8159 | 8.8975 | 8.959 | 9.0446
DZPD | 3.6716 | 3.7623 | 3.7628 | 3.7606 | 3.7552 | 3.7439 | 3.7482 | 3.7389 | 3.7458 | 3.7579 | 3.7616 | 3.7823 | 3.7947 | 3.8085 | 3.8152 | 3.8345 | 3.857 | 3.8927 | 3.9196 | 3.9571
DZPC | 13.8282 | 14.1701 | 14.1718 | 14.1635 | 14.1433 | 14.1006 | 14.1168 | 14.0817 | 14.1078 | 14.1534 | 14.1673 | 14.2454 | 14.292 | 14.3439 | 14.3693 | 14.4418 | 14.5266 | 14.6612 | 14.7625 | 14.9036
DZPB | 22.5686 | 23.1265 | 23.1292 | 23.1157 | 23.0827 | 23.0131 | 23.0396 | 22.9822 | 23.0248 | 23.0993 | 23.122 | 23.2494 | 23.3254 | 23.4102 | 23.4517 | 23.57 | 23.7084 | 23.928 | 24.0933 | 24.3236
DZPA | 55.6865 | 57.0631 | 57.0698 | 57.0364 | 56.9551 | 56.7834 | 56.8486 | 56.707 | 56.8122 | 56.996 | 57.052 | 57.3663 | 57.5539 | 57.7632 | 57.8655 | 58.1574 | 58.4989 | 59.0408 | 59.4487 | 60.017
DZPZ | 132.9889 | 130.4706 | 159.0496 | 165.5527 | 174.7508 | 196.7758 | 197.5914 | 190.9095 | 196.0609 | 211.2042 | 190.0988 | 203.693 | 204.2242 | 227.9145 | 201.8461 | 202.2506 | 211.0036 | 218.455 | 224.9389 | 233.5054
DZPY | 148.4045 | 145.5943 | 177.932 | 184.743 | 195.0073 | 219.5854 | 220.4955 | 213.0391 | 218.7876 | 235.6869 | 212.135 | 227.3051 | 227.8978 | 254.3342 | 225.2435 | 225.6949 | 235.4626 | 243.778 | 251.0137 | 260.5731
DZPX | 118.5311 | 116.2865 | 142.1147 | 147.5547 | 155.7528 | 175.3834 | 176.1103 | 170.1548 | 174.7462 | 188.2437 | 169.4327 | 181.5491 | 182.0225 | 203.1374 | 179.9025 | 180.263 | 188.0646 | 194.7061 | 200.4852 | 208.1204
DZPW | 34.1643 | 33.5174 | 40.9619 | 42.5299 | 44.8928 | 50.5509 | 50.7605 | 49.0439 | 50.3673 | 54.2577 | 48.8358 | 52.3281 | 52.4646 | 58.5505 | 51.8535 | 51.9574 | 54.2061 | 56.1204 | 57.7861 | 59.9868
DZPO | 295.2619 | 289.6707 | 354.0091 | 367.56 | 387.9816 | 436.8815 | 438.6924 | 423.8571 | 435.2943 | 468.9167 | 422.0584 | 452.2404 | 453.4198 | 506.0169 | 448.1388 | 449.0368 | 468.4705 | 485.0146 | 499.4104 | 518.4296
DZPI | 717.0854 | 703.5063 | 859.7611 | 892.6715 | 942.2682 | 1061.0285 | 1065.4265 | 1029.397 | 1057.1769 | 1138.8305 | 1025.0285 | 1098.3298 | 1101.1941 | 1228.9337 | 1088.3686 | 1090.5494 | 1137.7469 | 1177.9266 | 1212.8889 | 1259.0797
DZPV | 130.1205 | 128.3624 | 158.3661 | 167.2073 | 174.4151 | 192.1831 | 196.8989 | 193.5922 | 191.8193 | 206.1731 | 185.5703 | 198.8406 | 199.3593 | 222.4839 | 197.2649 | 197.4289 | 205.9734 | 213.2474 | 219.5768 | 227.939
DZPU | 170.5572 | 168.4055 | 208.0636 | 220.187 | 228.8172 | 251.9216 | 258.0878 | 253.7535 | 251.4296 | 270.2441 | 243.2387 | 260.633 | 261.3129 | 291.6237 | 258.5675 | 258.7826 | 269.9823 | 279.5168 | 287.8132 | 298.7741
DZPR | 224.629 | 220.1797 | 271.2492 | 287.9025 | 294.7123 | 331.6884 | 333.0983 | 321.7799 | 330.452 | 355.9815 | 320.4083 | 343.3211 | 344.2167 | 384.1438 | 340.6004 | 340.8836 | 355.6366 | 368.196 | 379.1245 | 393.5628
DZPQ | 772.7665 | 757.4602 | 933.1005 | 990.4393 | 1013.8663 | 1140.9597 | 1145.6923 | 1106.9486 | 1136.818 | 1224.6441 | 1102.2657 | 1181.09 | 1184.171 | 1321.528 | 1170.3594 | 1172.7046 | 1223.4577 | 1266.6642 | 1304.2604 | 1353.9309
DZPP | 1328.8846 | 1310.9298 | 1617.2651 | 1707.6417 | 1781.2521 | 1962.5206 | 2010.4787 | 1977.0416 | 1958.9965 | 2105.5883 | 1895.1773 | 2030.7037 | 2036.001 | 2272.1654 | 2012.2541 | 2016.2863 | 2103.5484 | 2177.8355 | 2242.4763 | 2327.8772
DZPN | 1465.9059 | 1446.0997 | 1784.113 | 1883.7166 | 1964.917 | 2165.0877 | 2218.2141 | 2180.9616 | 2160.9885 | 2322.6954 | 2090.589 | 2240.0895 | 2245.933 | 2506.4483 | 2222.3372 | 2224.1855 | 2320.4452 | 2402.3921 | 2473.698 | 2567.9046
DZPM | 194.2896 | 191.6645 | 236.4644 | 249.6657 | 260.428 | 286.9584 | 293.9997 | 289.0623 | 286.4151 | 307.8475 | 277.0844 | 296.899 | 297.6735 | 332.2019 | 294.5462 | 294.7911 | 307.5493 | 318.4104 | 327.8612 | 340.3473
DZPL | 1933.6192 | 1907.4936 | 2353.3538 | 2484.737 | 2591.8453 | 2855.8826 | 2925.9596 | 2876.8213 | 2850.4755 | 3063.7768 | 2757.9975 | 2954.8146 | 2962.5225 | 3306.158 | 2931.3982 | 2933.8363 | 3060.8087 | 3168.9015 | 3262.9584 | 3387.2226
DZPK | 172.3397 | 170.0112 | 209.739 | 221.4597 | 231.0061 | 254.5143 | 260.7339 | 256.3975 | 254.0573 | 273.0684 | 245.7808 | 263.3568 | 264.0438 | 294.6714 | 260.9641 | 261.4871 | 272.8039 | 282.438 | 290.8211 | 301.8965
DZPJ | 1276.2059 | 1260.1055 | 1556.8497 | 1647.5644 | 1712.3021 | 1885.0204 | 1931.1595 | 1898.7277 | 1881.3393 | 2022.1201 | 1820.0501 | 1950.204 | 1955.2913 | 2182.0938 | 1934.749 | 1936.3581 | 2020.1611 | 2091.5033 | 2153.5817 | 2235.5972
DZPH | 574.2543 | 567.0095 | 700.5355 | 741.6138 | 770.932 | 848.2024 | 869.2342 | 854.3703 | 846.5461 | 909.8932 | 818.9678 | 877.5331 | 879.8223 | 981.8765 | 870.5788 | 871.3029 | 909.0117 | 941.1136 | 969.0469 | 1005.9515
DZPG | 788.3751 | 778.4291 | 961.7426 | 1018.1376 | 1058.3876 | 1164.4697 | 1193.3435 | 1172.9374 | 1162.1958 | 1249.1629 | 1124.3344 | 1204.7369 | 1207.8795 | 1347.9866 | 1195.1895 | 1196.1836 | 1247.9528 | 1292.0244 | 1330.3732 | 1381.0382
DZPF | 289.2699 | 285.6205 | 352.8818 | 373.5742 | 388.3427 | 427.2662 | 437.8606 | 430.3732 | 426.4319 | 458.3418 | 412.5398 | 442.041 | 443.1941 | 494.6021 | 438.5379 | 438.9026 | 457.8978 | 474.0685 | 488.1394 | 506.7294
DZPE | 448.4422 | 442.7847 | 547.0568 | 579.1353 | 602.0303 | 662.3717 | 678.7956 | 667.1883 | 661.0783 | 710.5468 | 639.542 | 685.2764 | 687.064 | 766.7595 | 679.8457 | 680.4112 | 709.8584 | 734.9272 | 756.7407 | 785.5599
DZPD | 196.1968 | 193.7216 | 239.3414 | 253.376 | 263.3927 | 289.7926 | 296.9782 | 291.8999 | 289.2267 | 310.8695 | 279.8044 | 299.8135 | 300.5956 | 335.463 | 297.4376 | 297.6849 | 310.5683 | 321.5361 | 331.0797 | 343.6883
DZPC | 738.9359 | 729.6136 | 901.4315 | 953.9562 | 991.44 | 1091.4456 | 1118.1606 | 1099.3823 | 1089.3142 | 1170.8276 | 1053.8271 | 1129.1876 | 1132.1331 | 1263.454 | 1120.2389 | 1121.1706 | 1169.6934 | 1211.0012 | 1246.9452 | 1294.433
DZPB | 1205.9907 | 1190.7761 | 1471.1938 | 1557.4623 | 1619.0334 | 1781.309 | 1825.4777 | 1794.2622 | 1777.8305 | 1910.8657 | 1719.9133 | 1842.9064 | 1847.7138 | 2062.0378 | 1828.3016 | 1829.8222 | 1909.0144 | 1976.4315 | 2035.0944 | 2112.5975
DZPA | 2993.4084 | 2977.9289 | 3672.0167 | 3899.638 | 3997.6688 | 4395.2644 | 4502.846 | 4427.2255 | 4386.6813 | 4714.937 | 4243.7744 | 4547.2518 | 4559.1138 | 5087.9445 | 4511.2156 | 4514.9676 | 4710.3692 | 4876.7165 | 5021.4634 | 5212.6973
Total | 16350.6277 | 16145.642 | 19908.5927 | 21038.0264 | 21845.4422 | 24127.0639 | 24646.0956 | 24169.1267 | 24074.5289 | 25884.7235 | 23298.4543 | 24964.1447 | 25029.2644 | 27932.5294 | 24759.7398 | 24786.9421 | 25859.6867 | 26772.9248 | 27567.5776 | 28617.442
Unconstrained total | 16335.8511 | 16118.8994 | 19893.0087 | 21034.037 | 21894.1387 | 24125.9642 | 24715.6568 | 24291.3103 | 24082.5112 | 25884.6067 | 23298.0282 | 24964.0936 | 25028.8818 | 27932.2589 | 24766.3438 | 24786.9421 | 25859.687 | 26772.9252 | 27567.5782 | 28617.4425
Difference | 14.7766 | 26.7425 | 15.584 | 3.9894 | -48.6966 | 1.0997 | -69.5611 | -122.1835 | -7.9823 | 0.11671 | 0.42609 | 0.051138 | 0.38259 | 0.27046 | -6.604 | -7.9454e-05 | -0.0002489 | -0.00042086 | -0.00058833 | -0.00053069
Generator Residual Zonal Tariff (£/kW)
Generation - Wider Tariffs in Y+1
Zone No. | Zone Name | 2011 | 2012 | 2013 | 2014 | 2015 | 2016 | 2017 | 2018 | 2019 | 2020 | 2021 | 2022 | 2023 | 2024 | 2025 | 2026 | 2027 | 2028 | 2029 | 2030
1 | North Scotland | 0 | 1.6303 | 2.1539 | 1.6801 | 1.7085 | 0.65389 | 0.26865 | 0.60372 | 0.62651 | 1.1358 | 1.1591 | 1.3027 | 1.3209 | 1.7752 | 1.2789 | 1.3429 | 1.4268 | 1.5868 | 1.6631 | 1.7443
2 | Peterhead | 0 | 1.6303 | 2.1539 | 1.6801 | 1.7085 | 0.65389 | 0.26865 | 0.60372 | 0.62651 | 1.1358 | 1.1591 | 1.3027 | 1.3209 | 1.7752 | 1.2789 | 1.3429 | 1.4268 | 1.5868 | 1.6631 | 1.7443
3 | Western Highland & Skye | 0 | 1.6303 | 2.1539 | 1.6801 | 1.7085 | 0.65389 | 0.26865 | 0.60372 | 0.62651 | 1.1358 | 1.1591 | 1.3027 | 1.3209 | 1.7752 | 1.2789 | 1.3429 | 1.4268 | 1.5868 | 1.6631 | 1.7443
4 | Central Highlands | 0 | 1.6303 | 2.1539 | 1.6801 | 1.7085 | 0.65389 | 0.26865 | 0.60372 | 0.62651 | 1.1358 | 1.1591 | 1.3027 | 1.3209 | 1.7752 | 1.2789 | 1.3429 | 1.4268 | 1.5868 | 1.6631 | 1.7443
5 | Argyll | 0 | 1.6303 | 2.1539 | 1.6801 | 1.7085 | 0.65389 | 0.26865 | 0.60372 | 0.62651 | 1.1358 | 1.1591 | 1.3027 | 1.3209 | 1.7752 | 1.2789 | 1.3429 | 1.4268 | 1.5868 | 1.6631 | 1.7443
6 | Stirlingshire | 0 | 1.6303 | 2.1539 | 1.6801 | 1.7085 | 0.65389 | 0.26865 | 0.60372 | 0.62651 | 1.1358 | 1.1591 | 1.3027 | 1.3209 | 1.7752 | 1.2789 | 1.3429 | 1.4268 | 1.5868 | 1.6631 | 1.7443
7 | South Scotland | 0 | 1.6303 | 2.1539 | 1.6801 | 1.7085 | 0.65389 | 0.26865 | 0.60372 | 0.62651 | 1.1358 | 1.1591 | 1.3027 | 1.3209 | 1.7752 | 1.2789 | 1.3429 | 1.4268 | 1.5868 | 1.6631 | 1.7443
8 | Auchencrosh | 0 | 1.6303 | 2.1539 | 1.6801 | 1.7085 | 0.65389 | 0.26865 | 0.60372 | 0.62651 | 1.1358 | 1.1591 | 1.3027 | 1.3209 | 1.7752 | 1.2789 | 1.3429 | 1.4268 | 1.5868 | 1.6631 | 1.7443
9 | Humber & Lancashire | 0 | 1.6303 | 2.1539 | 1.6801 | 1.7085 | 0.65389 | 0.26865 | 0.60372 | 0.62651 | 1.1358 | 1.1591 | 1.3027 | 1.3209 | 1.7752 | 1.2789 | 1.3429 | 1.4268 | 1.5868 | 1.6631 | 1.7443
10 | North East England | 0 | 1.6303 | 2.1539 | 1.6801 | 1.7085 | 0.65389 | 0.26865 | 0.60372 | 0.62651 | 1.1358 | 1.1591 | 1.3027 | 1.3209 | 1.7752 | 1.2789 | 1.3429 | 1.4268 | 1.5868 | 1.6631 | 1.7443
11 | Anglesey | 0 | 1.6303 | 2.1539 | 1.6801 | 1.7085 | 0.65389 | 0.26865 | 0.60372 | 0.62651 | 1.1358 | 1.1591 | 1.3027 | 1.3209 | 1.7752 | 1.2789 | 1.3429 | 1.4268 | 1.5868 | 1.6631 | 1.7443
12 | Dinorwig | 0 | 1.6303 | 2.1539 | 1.6801 | 1.7085 | 0.65389 | 0.26865 | 0.60372 | 0.62651 | 1.1358 | 1.1591 | 1.3027 | 1.3209 | 1.7752 | 1.2789 | 1.3429 | 1.4268 | 1.5868 | 1.6631 | 1.7443
13 | South Yorks & North Wales | 0 | 1.6303 | 2.1539 | 1.6801 | 1.7085 | 0.65389 | 0.26865 | 0.60372 | 0.62651 | 1.1358 | 1.1591 | 1.3027 | 1.3209 | 1.7752 | 1.2789 | 1.3429 | 1.4268 | 1.5868 | 1.6631 | 1.7443
14 | Midlands | 0 | 1.6303 | 2.1539 | 1.6801 | 1.7085 | 0.65389 | 0.26865 | 0.60372 | 0.62651 | 1.1358 | 1.1591 | 1.3027 | 1.3209 | 1.7752 | 1.2789 | 1.3429 | 1.4268 | 1.5868 | 1.6631 | 1.7443
15 | South Wales & Gloucester | 0 | 1.6303 | 2.1539 | 1.6801 | 1.7085 | 0.65389 | 0.26865 | 0.60372 | 0.62651 | 1.1358 | 1.1591 | 1.3027 | 1.3209 | 1.7752 | 1.2789 | 1.3429 | 1.4268 | 1.5868 | 1.6631 | 1.7443
16 | Central London | 0 | 1.6303 | 2.1539 | 1.6801 | 1.7085 | 0.65389 | 0.26865 | 0.60372 | 0.62651 | 1.1358 | 1.1591 | 1.3027 | 1.3209 | 1.7752 | 1.2789 | 1.3429 | 1.4268 | 1.5868 | 1.6631 | 1.7443
17 | South East | 0 | 1.6303 | 2.1539 | 1.6801 | 1.7085 | 0.65389 | 0.26865 | 0.60372 | 0.62651 | 1.1358 | 1.1591 | 1.3027 | 1.3209 | 1.7752 | 1.2789 | 1.3429 | 1.4268 | 1.5868 | 1.6631 | 1.7443
18 | Oxon & South Coast | 0 | 1.6303 | 2.1539 | 1.6801 | 1.7085 | 0.65389 | 0.26865 | 0.60372 | 0.62651 | 1.1358 | 1.1591 | 1.3027 | 1.3209 | 1.7752 | 1.2789 | 1.3429 | 1.4268 | 1.5868 | 1.6631 | 1.7443
19 | Wessex | 0 | 1.6303 | 2.1539 | 1.6801 | 1.7085 | 0.65389 | 0.26865 | 0.60372 | 0.62651 | 1.1358 | 1.1591 | 1.3027 | 1.3209 | 1.7752 | 1.2789 | 1.3429 | 1.4268 | 1.5868 | 1.6631 | 1.7443
20 | Peninsula | 0 | 1.6303 | 2.1539 | 1.6801 | 1.7085 | 0.65389 | 0.26865 | 0.60372 | 0.62651 | 1.1358 | 1.1591 | 1.3027 | 1.3209 | 1.7752 | 1.2789 | 1.3429 | 1.4268 | 1.5868 | 1.6631 | 1.7443
Generator Residual Zonal Tariff (£/kW)
Generation - Wider Tariffs in Y+5
Zone No. | Zone Name | 2011 | 2012 | 2013 | 2014 | 2015 | 2016 | 2017 | 2018 | 2019 | 2020 | 2021 | 2022 | 2023 | 2024 | 2025 | 2026 | 2027 | 2028 | 2029 | 2030
1 | North Scotland | 0 | 1.6462 | 1.0473 | 0.056376 | 1.1698 | 0.26607 | -0.87299 | -0.79249 | 1.1609 | 1.2248 | 1.3039 | 1.0248 | 1.2132 | 1.4815 | 1.3637 | 1.4056 | 1.4268 | 1.5868 | 1.6631 | 1.7443
2 | Peterhead | 0 | 1.6462 | 1.0473 | 0.056376 | 1.1698 | 0.26607 | -0.87299 | -0.79249 | 1.1609 | 1.2248 | 1.3039 | 1.0248 | 1.2132 | 1.4815 | 1.3637 | 1.4056 | 1.4268 | 1.5868 | 1.6631 | 1.7443
3 | Western Highland & Skye | 0 | 1.6462 | 1.0473 | 0.056376 | 1.1698 | 0.26607 | -0.87299 | -0.79249 | 1.1609 | 1.2248 | 1.3039 | 1.0248 | 1.2132 | 1.4815 | 1.3637 | 1.4056 | 1.4268 | 1.5868 | 1.6631 | 1.7443
4 | Central Highlands | 0 | 1.6462 | 1.0473 | 0.056376 | 1.1698 | 0.26607 | -0.87299 | -0.79249 | 1.1609 | 1.2248 | 1.3039 | 1.0248 | 1.2132 | 1.4815 | 1.3637 | 1.4056 | 1.4268 | 1.5868 | 1.6631 | 1.7443
5 | Argyll | 0 | 1.6462 | 1.0473 | 0.056376 | 1.1698 | 0.26607 | -0.87299 | -0.79249 | 1.1609 | 1.2248 | 1.3039 | 1.0248 | 1.2132 | 1.4815 | 1.3637 | 1.4056 | 1.4268 | 1.5868 | 1.6631 | 1.7443
6 | Stirlingshire | 0 | 1.6462 | 1.0473 | 0.056376 | 1.1698 | 0.26607 | -0.87299 | -0.79249 | 1.1609 | 1.2248 | 1.3039 | 1.0248 | 1.2132 | 1.4815 | 1.3637 | 1.4056 | 1.4268 | 1.5868 | 1.6631 | 1.7443
7 | South Scotland | 0 | 1.6462 | 1.0473 | 0.056376 | 1.1698 | 0.26607 | -0.87299 | -0.79249 | 1.1609 | 1.2248 | 1.3039 | 1.0248 | 1.2132 | 1.4815 | 1.3637 | 1.4056 | 1.4268 | 1.5868 | 1.6631 | 1.7443
8 | Auchencrosh | 0 | 1.6462 | 1.0473 | 0.056376 | 1.1698 | 0.26607 | -0.87299 | -0.79249 | 1.1609 | 1.2248 | 1.3039 | 1.0248 | 1.2132 | 1.4815 | 1.3637 | 1.4056 | 1.4268 | 1.5868 | 1.6631 | 1.7443
9 | Humber & Lancashire | 0 | 1.6462 | 1.0473 | 0.056376 | 1.1698 | 0.26607 | -0.87299 | -0.79249 | 1.1609 | 1.2248 | 1.3039 | 1.0248 | 1.2132 | 1.4815 | 1.3637 | 1.4056 | 1.4268 | 1.5868 | 1.6631 | 1.7443
10 | North East England | 0 | 1.6462 | 1.0473 | 0.056376 | 1.1698 | 0.26607 | -0.87299 | -0.79249 | 1.1609 | 1.2248 | 1.3039 | 1.0248 | 1.2132 | 1.4815 | 1.3637 | 1.4056 | 1.4268 | 1.5868 | 1.6631 | 1.7443
11 | Anglesey | 0 | 1.6462 | 1.0473 | 0.056376 | 1.1698 | 0.26607 | -0.87299 | -0.79249 | 1.1609 | 1.2248 | 1.3039 | 1.0248 | 1.2132 | 1.4815 | 1.3637 | 1.4056 | 1.4268 | 1.5868 | 1.6631 | 1.7443
12 | Dinorwig | 0 | 1.6462 | 1.0473 | 0.056376 | 1.1698 | 0.26607 | -0.87299 | -0.79249 | 1.1609 | 1.2248 | 1.3039 | 1.0248 | 1.2132 | 1.4815 | 1.3637 | 1.4056 | 1.4268 | 1.5868 | 1.6631 | 1.7443
13 | South Yorks & North Wales | 0 | 1.6462 | 1.0473 | 0.056376 | 1.1698 | 0.26607 | -0.87299 | -0.79249 | 1.1609 | 1.2248 | 1.3039 | 1.0248 | 1.2132 | 1.4815 | 1.3637 | 1.4056 | 1.4268 | 1.5868 | 1.6631 | 1.7443
14 | Midlands | 0 | 1.6462 | 1.0473 | 0.056376 | 1.1698 | 0.26607 | -0.87299 | -0.79249 | 1.1609 | 1.2248 | 1.3039 | 1.0248 | 1.2132 | 1.4815 | 1.3637 | 1.4056 | 1.4268 | 1.5868 | 1.6631 | 1.7443
15 | South Wales & Gloucester | 0 | 1.6462 | 1.0473 | 0.056376 | 1.1698 | 0.26607 | -0.87299 | -0.79249 | 1.1609 | 1.2248 | 1.3039 | 1.0248 | 1.2132 | 1.4815 | 1.3637 | 1.4056 | 1.4268 | 1.5868 | 1.6631 | 1.7443
16 | Central London | 0 | 1.6462 | 1.0473 | 0.056376 | 1.1698 | 0.26607 | -0.87299 | -0.79249 | 1.1609 | 1.2248 | 1.3039 | 1.0248 | 1.2132 | 1.4815 | 1.3637 | 1.4056 | 1.4268 | 1.5868 | 1.6631 | 1.7443
17 | South East | 0 | 1.6462 | 1.0473 | 0.056376 | 1.1698 | 0.26607 | -0.87299 | -0.79249 | 1.1609 | 1.2248 | 1.3039 | 1.0248 | 1.2132 | 1.4815 | 1.3637 | 1.4056 | 1.4268 | 1.5868 | 1.6631 | 1.7443
18 | Oxon & South Coast | 0 | 1.6462 | 1.0473 | 0.056376 | 1.1698 | 0.26607 | -0.87299 | -0.79249 | 1.1609 | 1.2248 | 1.3039 | 1.0248 | 1.2132 | 1.4815 | 1.3637 | 1.4056 | 1.4268 | 1.5868 | 1.6631 | 1.7443
19 | Wessex | 0 | 1.6462 | 1.0473 | 0.056376 | 1.1698 | 0.26607 | -0.87299 | -0.79249 | 1.1609 | 1.2248 | 1.3039 | 1.0248 | 1.2132 | 1.4815 | 1.3637 | 1.4056 | 1.4268 | 1.5868 | 1.6631 | 1.7443
20 | Peninsula | 0 | 1.6462 | 1.0473 | 0.056376 | 1.1698 | 0.26607 | -0.87299 | -0.79249 | 1.1609 | 1.2248 | 1.3039 | 1.0248 | 1.2132 | 1.4815 | 1.3637 | 1.4056 | 1.4268 | 1.5868 | 1.6631 | 1.7443
Generator YRNS Zonal Tariff (£/kW)
Generation - Wider Tariffs in Y+1
Zone No. | Zone Name | 2011 | 2012 | 2013 | 2014 | 2015 | 2016 | 2017 | 2018 | 2019 | 2020 | 2021 | 2022 | 2023 | 2024 | 2025 | 2026 | 2027 | 2028 | 2029 | 2030
1 | North Scotland | 0 | 1.1865 | 3.108 | 6.8247 | 10.7503 | 15.9626 | 16.9444 | 18.3006 | 20.6103 | 19.244 | 18.74 | 19.2744 | 20.5634 | 20.7147 | 20.81 | 20.5194 | 20.7472 | 21.0662 | 21.0683 | 21.0692
2 | Peterhead | 0 | 0.3731 | 1.6284 | 4.9617 | 7.9665 | 13.1911 | 12.0562 | 13.3516 | 15.7541 | 14.3581 | 13.923 | 14.4543 | 15.8078 | 16.064 | 16.1911 | 15.9065 | 16.1788 | 16.4914 | 16.4942 | 16.4953
3 | Western Highland & Skye | 0 | 6.1492 | 6.6707 | 9.782 | 12.8636 | 18.0904 | 19.4209 | 20.7704 | 23.129 | 21.7673 | 21.3717 | 21.944 | 22.5907 | 22.5738 | 22.8331 | 22.5817 | 22.8393 | 23.1527 | 23.1598 | 23.1625
4 | Central Highlands | 0 | 0.3731 | 1.6284 | 4.9617 | 7.9665 | 13.1911 | 13.8838 | 15.3779 | 17.6368 | 16.358 | 15.8896 | 16.5266 | 17.495 | 17.4459 | 17.6804 | 17.4045 | 17.6534 | 17.9885 | 17.9913 | 17.9924
5 | Argyll | 0 | 0.3731 | 1.5045 | 2.8061 | 4.1868 | 7.9979 | 8.1603 | 11.0596 | 13.2679 | 12.0269 | 11.5137 | 12.1529 | 13.1187 | 12.8243 | 13.1287 | 12.8323 | 12.9743 | 13.2712 | 13.2736 | 13.2745
6 | Stirlingshire | 0 | 0.3731 | 1.5045 | 2.8061 | 4.2405 | 8.4387 | 8.7434 | 9.9171 | 12.0393 | 10.7193 | 10.1891 | 10.5416 | 11.0654 | 11.1418 | 11.4054 | 11.1344 | 11.3375 | 11.655 | 11.656 | 11.6564
7 | South Scotland | 0 | 0.3731 | 1.5045 | 2.8061 | 4.1868 | 7.9979 | 8.1059 | 9.3006 | 11.7078 | 10.3789 | 9.9139 | 10.6258 | 11.6965 | 11.3226 | 11.6164 | 11.3067 | 11.4121 | 11.6705 | 11.6733 | 11.6744
8 | Auchencrosh | 0 | 3.293 | 2.7681 | 4.2235 | 5.3705 | 10.9202 | 11.0338 | 12.367 | 13.8923 | 12.805 | 12.1889 | 12.7867 | 13.7631 | 13.675 | 14.1015 | 13.8601 | 14.0314 | 14.4318 | 14.4346 | 14.4357
9 | Humber & Lancashire | 0 | 0 | 0 | 0 | 0 | 0 | 0.23537 | 0.71437 | 0.74872 | 0.52508 | 0.54249 | 0.56699 | 0.75804 | 0.78219 | 0.94136 | 0.86184 | 0.89428 | 0.94834 | 0.95512 | 0.95775
10 | North East England | 0 | 1.8211 | 2.2451 | 1.9973 | 2.005 | 3.3168 | 2.9788 | 3.192 | 2.6371 | -0.16497 | -0.31238 | -0.22615 | -0.093856 | -0.043394 | 2.2547 | 2.1797 | 2.2478 | 2.3608 | 2.4168 | 2.4336
11 | Anglesey | 0 | 1.2584 | 0.96527 | 1.1541 | 0.17394 | -0.76831 | -0.38928 | -0.37868 | -0.1361 | 3.0845 | 2.697 | 2.6118 | 2.4592 | 1.985 | 1.551 | 1.4352 | 1.6742 | 1.5254 | 1.5232 | 1.5223
12 | Dinorwig | 0 | 0 | 0 | 0 | 0 | 0 | 0 | 0 | 0 | 0 | 0 | 0 | 0 | 0.0030866 | 0.091792 | 0.064056 | 0.027511 | 0.025432 | 0.024488 | 0.024127
13 | South Yorks & North Wales | 0 | 0 | 0 | 0 | 0 | 0 | 0 | 0 | 0 | 0 | 0 | 0 | 0 | 0.0030866 | 0.091792 | 0.064056 | 0.027511 | 0.025432 | 0.024488 | 0.024127
14 | Midlands | 0 | 0 | 0 | 0 | 0 | 0 | 0 | 0 | 0 | 0 | 0 | 0 | 0 | 0.088476 | 0.34433 | 0.4121 | 0.31598 | 0.31836 | 0.32291 | 0.32467
15 | South Wales & Gloucester | 0 | 0 | 0 | 0 | 0 | 0 | 0 | 0 | 0 | 0 | 0 | 0 | 0 | 0 | 0 | 0 | 0 | 0 | 0 | 0
16 | Central London | 0 | 0 | 0 | 0 | 0 | 0 | 0 | 0 | 0 | 0 | 0 | 0 | -0.89262 | -0.86042 | -0.6586 | -0.72826 | -1.0434 | -0.99811 | -0.99811 | -0.99811
17 | South East | 0 | 0 | 0 | 0 | 0 | 0 | 0 | 0 | 0 | 0 | 0 | 0 | 0 | 0 | 0 | 0 | 0 | 0 | 0 | 0
18 | Oxon & South Coast | 0 | 0 | 0 | 0 | 0 | 0 | 0 | 0 | 0 | 0 | 0 | 0 | 0 | 0 | 0 | 0 | 0 | 0 | 0 | 0
19 | Wessex | 0 | 0 | 0 | 0 | 0 | 0 | 0 | -0.040937 | 0 | 0.047182 | 0 | 0 | 0 | 0 | 0 | 0 | 0 | 0 | 0 | 0
20 | Peninsula | 0 | 0 | 0 | 0 | 0 | 0 | 0 | -0.0084327 | 0.049278 | 0.077831 | 0.023091 | 0.023058 | 0.023306 | 0.023118 | -0.00070352 | -0.00035522 | -0.00046113 | -0.0012283 | -0.00096913 | -0.00084941
Generator YRNS Zonal Tariff (£/kW)
Generation - Wider Tariffs in Y+5
Zone No. | Zone Name | 2011 | 2012 | 2013 | 2014 | 2015 | 2016 | 2017 | 2018 | 2019 | 2020 | 2021 | 2022 | 2023 | 2024 | 2025 | 2026 | 2027 | 2028 | 2029 | 2030
1 | North Scotland | 0 | 11.1768 | 10.9671 | 13.5519 | 16.1414 | 14.0417 | 16.9901 | 17.1912 | 21.5338 | 14.6594 | 20.2169 | 19.8973 | 20.93 | 20.6646 | 21.1168 | 20.8945 | 20.7472 | 21.0662 | 21.0683 | 21.0692
2 | Peterhead | 0 | 9.389 | 9.0508 | 10.5085 | 13.2842 | 10.6724 | 13.9878 | 13.9098 | 16.3066 | 10.666 | 15.1085 | 15.3552 | 16.2929 | 16.0537 | 16.5226 | 16.3486 | 16.1788 | 16.4914 | 16.4942 | 16.4953
3 | Western Highland & Skye | 0 | 15.3386 | 15.2022 | 15.1871 | 18.108 | 15.953 | 19.3532 | 18.0921 | 23.0828 | 15.5384 | 21.8832 | 21.5135 | 23.0189 | 22.7656 | 23.2299 | 23.0108 | 22.8393 | 23.1527 | 23.1598 | 23.1625
4 | Central Highlands | 0 | 9.389 | 9.0508 | 10.5085 | 13.2842 | 10.6724 | 14.1174 | 13.9098 | 18.0239 | 10.666 | 16.6308 | 16.8018 | 17.8272 | 17.5638 | 18.0416 | 17.7406 | 17.6534 | 17.9885 | 17.9913 | 17.9924
5 | Argyll | 0 | 6.6022 | 6.4178 | 6.9247 | 7.8015 | 7.1193 | 10.1925 | 11.4545 | 13.6183 | 8.2787 | 11.9531 | 12.3524 | 13.2232 | 12.9888 | 13.359 | 13.0515 | 12.9743 | 13.2712 | 13.2736 | 13.2745
6 | Stirlingshire | 0 | 6.6674 | 6.4757 | 7.1784 | 8.2335 | 6.5273 | 8.4878 | 9.3852 | 11.5189 | 7.0714 | 10.4108 | 10.8571 | 11.5419 | 11.3021 | 11.7302 | 11.4954 | 11.3375 | 11.655 | 11.656 | 11.6564
7 | South Scotland | 0 | 6.6022 | 6.4178 | 6.9247 | 7.8015 | 6.1786 | 7.5931 | 8.893 | 12.1601 | 6.4793 | 10.3821 | 10.7407 | 11.6517 | 11.4575 | 11.7702 | 11.5681 | 11.4121 | 11.6705 | 11.6733 | 11.6744
8 | Auchencrosh | 0 | 9.1966 | 8.8363 | 9.8097 | 10.8559 | 9.3236 | 11.5404 | 11.8644 | 14.3951 | 8.9678 | 13.2244 | 13.8853 | 14.5343 | 14.1912 | 14.6053 | 14.2042 | 14.0314 | 14.4318 | 14.4346 | 14.4357
9 | Humber & Lancashire | 0 | 0 | 0 | 0 | 0 | 0 | 0.30998 | 0.33849 | 0.50356 | 0.35292 | 1.1088 | 1.274 | 0.94632 | 0.98261 | 1.0535 | 1.0076 | 0.89428 | 0.94834 | 0.95512 | 0.95775
10 | North East England | 0 | 3.3651 | 3.2866 | 1.858 | 1.7832 | 0 | 0.27161 | 0.33849 | -0.1863 | 0.35292 | 1.8389 | 2.1078 | 2.3847 | 2.3995 | 2.561 | 2.5012 | 2.2478 | 2.3608 | 2.4168 | 2.4336
11 | Anglesey | 0 | -1.6053 | -1.4339 | -1.0138 | -0.66987 | 3.4539 | 3.1754 | 3.5398 | 2.8563 | 2.6744 | 1.987 | 2.0469 | 1.4068 | 1.5091 | 1.3741 | 1.5072 | 1.6742 | 1.5254 | 1.5232 | 1.5223
12 | Dinorwig | 0 | 0 | 0 | 0 | 0 | 0 | 0 | 0 | 0 | 0 | -0.018621 | -0.019129 | 0.02355 | 0.022439 | 0.058618 | 0.042561 | 0.027511 | 0.025432 | 0.024488 | 0.024127
13 | South Yorks & North Wales | 0 | 0 | 0 | 0 | 0 | 0 | 0 | 0 | 0 | 0 | -0.018621 | -0.019129 | 0.02355 | 0.022439 | 0.058618 | 0.042561 | 0.027511 | 0.025432 | 0.024488 | 0.024127
14 | Midlands | 0 | 0 | 0 | 0 | 0 | 0 | 0 | 0 | 0 | 0 | 0.082774 | 0.16032 | 0.3601 | 0.37473 | 0.37273 | 0.34866 | 0.31598 | 0.31836 | 0.32291 | 0.32467
15 | South Wales & Gloucester | 0 | 0 | 0 | 0 | 0 | 0 | 0 | 0 | 0 | 0 | 0 | 0 | 0 | 0 | 0 | 0 | 0 | 0 | 0 | 0
16 | Central London | 0 | 0 | 0 | 0 | 0 | 0 | 0 | -0.35388 | -0.84921 | -0.53487 | -0.99442 | -1.0017 | -0.63891 | -0.60447 | -0.79624 | -0.97218 | -1.0434 | -0.99811 | -0.99811 | -0.99811
17 | South East | 0 | 0 | 0 | 0 | 0 | 0 | 0 | 0 | 0 | 0 | 0 | 0 | 0 | 0 | 0 | 0 | 0 | 0 | 0 | 0
18 | Oxon & South Coast | 0 | 0 | 0 | 0 | 0 | 0 | 0 | 0 | 0 | 0 | 0 | 0 | 0 | 0 | 0 | 0 | 0 | 0 | 0 | 0
19 | Wessex | 0 | 0 | 0 | 0 | 0 | -0.0033125 | 0.13353 | 0.00076705 | 0.018464 | 0 | 0 | 0 | 0 | 0 | 0 | 0 | 0 | 0 | 0 | 0
20 | Peninsula | 0 | 0 | 0 | 0 | 0 | -0.0033125 | 0.26418 | 0.00076705 | 0.051994 | 0 | 0.029327 | 0.0047378 | 0.0024561 | 0.002304 | 0.0021552 | 0.0011137 | -0.00046113 | -0.0012283 | -0.00096913 | -0.00084941

## Diversity 2
Planning and build
| 2011 | 2012 | 2013 | 2014 | 2015 | 2016 | 2017 | 2018 | 2019 | 2020 | 2021 | 2022 | 2023 | 2024 | 2025 | 2026 | 2027 | 2028 | 2029 | 2030 | 2031
Planning | 4414.9 | 6909.5 | 12532.2738 | 12599.2157 | 34407.5042 | 34701.8202 | 33360.1705 | 35755.8372 | 36868.8372 | 14950.8372 | 7070.8372 | 1020.8372 | 1020.8372 | 1020.8372 | 905 | 1.4e-05 | 1.5e-05 | 28800 | 31200 | 30900 | 30900
Under construction | 0 | 3852.7 | 7365.9 | 5941.0879 | 9435.8114 | 9215.4915 | 7294.4052 | 8125.8372 | 12995.8372 | 14888.8372 | 16208.8372 | 16208.8372 | 14538.8372 | 10375.8372 | 2965.8372 | 115.8372 | 0 | 0 | 0 | 300 | 300
Operational | 0 | 4488.5689 | 5654.2423 | 12442.801 | 15989.4741 | 20851.9125 | 25746.4822 | 27641.7891 | 30639.9467 | 33412.5111 | 41276.8557 | 41754.1637 | 44028.291 | 48690.7639 | 56731.1171 | 60097.5974 | 60917.3723 | 61562.8228 | 62387.2763 | 63001.9784 | 63483.368
(includes new embedded of) | 0 | 305.9721 | 621.6691 | 953.0429 | 1316.8835 | 1700.2794 | 2118.2272 | 2531.29 | 2973.6704 | 3436.1868 | 3888.8054 | 4336.6587 | 4794.732 | 5264.5437 | 5745.2733 | 6226.1101 | 6707.0553 | 7188.11 | 7669.2752 | 8150.552 | 8631.9416
| 2011 | 2012 | 2013 | 2014 | 2015 | 2016 | 2017 | 2018 | 2019 | 2020 | 2021 | 2022 | 2023 | 2024 | 2025 | 2026 | 2027 | 2028 | 2029 | 2030 | 2031
Cumulative new build | 0 | 4488.5689 | 5654.2423 | 12442.801 | 15989.4741 | 20851.9125 | 25746.4822 | 27641.7891 | 30639.9467 | 33412.5111 | 41276.8557 | 41754.1637 | 44028.291 | 48690.7639 | 56731.1171 | 60097.5974 | 60917.3723 | 61562.8228 | 62387.2763 | 63001.9784 | 63483.368
Cumulative retirements | 0 | -551 | -9022 | -11191.0001 | -14036.0001 | -17069.5 | -23424 | -23939 | -25685 | -28995 | -30764 | -34698 | -36038 | -41933 | -44053 | -45176 | -46276 | -48626 | -48626 | -48626 | -52256
Cumulative net | 3937.2689 | -3368.0577 | 1251.501 | 1953.1741 | 3782.1125 | 2322.1822 | 3702.4891 | 4954.6468 | 4417.2111 | 10512.5557 | 7055.8637 | 7989.9911 | 6757.464 | 12677.8172 | 14921.2974 | 14641.0723 | 12936.5229 | 13760.9764 | 14375.6784 | 11227.0681 | 11227.0681
Capacity margins (note: includes interconnectors, but excludes embedded)
| 2011 | 2012 | 2013 | 2014 | 2015 | 2016 | 2017 | 2018 | 2019 | 2020 | 2021 | 2022 | 2023 | 2024 | 2025 | 2026 | 2027 | 2028 | 2029 | 2030 | 2031
Peak demand (GW) | 56.308 | 57.7 | 57.7068 | 57.673 | 57.5908 | 57.4171 | 57.4831 | 57.3399 | 57.4462 | 57.6321 | 57.6888 | 58.0065 | 58.1962 | 58.4079 | 58.5113 | 58.8065 | 59.1518 | 59.6997 | 60.1122 | 60.6868 | 60.7965
Total capacity (GW) | 84.825 | 88.9563 | 81.3353 | 85.6235 | 85.9613 | 87.4068 | 86.529 | 88.4962 | 89.306 | 89.306 | 94.9488 | 92.0442 | 92.5203 | 90.8179 | 97.2575 | 99.0202 | 98.259 | 96.0734 | 96.4167 | 96.5501 | 92.9201
De-rated capacity (GW) | 70.4418 | 72.227 | 64.7306 | 66.7111 | 65.3817 | 65.0361 | 60.755 | 60.5146 | 61.1266 | 59.7466 | 64.7188 | 61.1826 | 61.5015 | 59.9471 | 64.7306 | 66.2902 | 65.3511 | 63.2607 | 63.3122 | 63.3322 | 60.0652
Capacity margin | 50.64% | 54.17% | 40.95% | 48.46% | 49.26% | 52.23% | 50.53% | 54.34% | 55.46% | 54.96% | 64.59% | 58.68% | 58.98% | 55.49% | 66.22% | 68.38% | 66.11% | 60.93% | 60.39% | 59.1% | 52.84%
De-rated capacity margin | 25.1% | 25.18% | 12.17% | 15.67% | 13.53% | 13.27% | 5.692% | 5.537% | 6.407% | 3.669% | 12.19% | 5.475% | 5.679% | 2.635% | 10.63% | 12.73% | 10.48% | 5.965% | 5.323% | 4.359% | -1.203%
De-rated capacity (inc planning) | 70.4418 | 72.227 | 64.7306 | 66.7111 | 65.3817 | 65.0361 | 60.755 | 60.5146 | 61.1266 | 59.7466 | 64.7188 | 61.1826 | 61.5015 | 59.9471 | 64.7306 | 66.2902 | 65.3511 | 63.2607 | 63.3122 | 63.3322 | 59.9073
De-rated capacity margin (inc planning) | 25.1% | 25.18% | 12.17% | 15.67% | 13.53% | 13.27% | 5.692% | 5.537% | 6.407% | 3.669% | 12.19% | 5.475% | 5.679% | 2.635% | 10.63% | 12.73% | 10.48% | 5.965% | 5.323% | 4.359% | -1.463%
Annual demand (TWh) | 306.1776 | 313.7467 | 313.7835 | 313.5998 | 313.1527 | 312.2085 | 312.5671 | 311.7885 | 312.3668 | 313.3775 | 313.6857 | 315.4135 | 316.445 | 317.5958 | 318.158 | 319.7634 | 321.6411 | 324.6202 | 326.8629 | 329.9875 | 330.5841
Annual supply | 515.9905 | 536.4125 | 498.08 | 522.6978 | 524.3001 | 448.6083 | 447.6868 | 451.3776 | 459.715 | 443.5747 | 485.3944 | 467.2783 | 477.1053 | 481.785 | 523.4677 | 539.5908 | 532.8522 | 516.7619 | 517.5524 | 517.8597 | 492.4207
Energy margin | 68.53% | 70.97% | 58.73% | 66.68% | 67.43% | 43.69% | 43.23% | 44.77% | 47.17% | 41.55% | 54.74% | 48.15% | 50.77% | 51.7% | 64.53% | 68.75% | 65.67% | 59.19% | 58.34% | 56.93% | 48.95%
Capacity margins - alternative basis (including embedded generation)
| 2011 | 2012 | 2013 | 2014 | 2015 | 2016 | 2017 | 2018 | 2019 | 2020 | 2021 | 2022 | 2023 | 2024 | 2025 | 2026 | 2027 | 2028 | 2029 | 2030 | 2031
Peak demand (GW) | 62.8149 | 64.4683 | 64.7512 | 65.0016 | 65.2229 | 65.3666 | 65.7729 | 65.9661 | 66.4236 | 66.9697 | 67.3837 | 68.0621 | 68.6155 | 69.1945 | 69.6685 | 70.3345 | 71.0507 | 71.9695 | 72.753 | 73.6988 | 74.1798
Total capacity (GW) | 93.4835 | 97.9208 | 90.6155 | 95.235 | 95.9367 | 97.7656 | 97.3057 | 99.686 | 100.9382 | 101.4007 | 107.4961 | 105.0394 | 105.9735 | 104.741 | 111.6613 | 113.9048 | 113.6246 | 111.92 | 112.7445 | 113.3592 | 110.2106
De-rated capacity (GW) | 76.9487 | 78.9953 | 71.775 | 74.0397 | 73.0139 | 72.9856 | 69.0449 | 69.1409 | 70.1039 | 69.0842 | 74.4137 | 71.2381 | 71.9208 | 70.7337 | 75.8878 | 77.8182 | 77.2499 | 75.5305 | 75.9531 | 76.3442 | 73.4485
Capacity margin | 48.82% | 51.89% | 39.94% | 46.51% | 47.09% | 49.57% | 47.94% | 51.12% | 51.96% | 51.41% | 59.53% | 54.33% | 54.45% | 51.37% | 60.28% | 61.95% | 59.92% | 55.51% | 54.97% | 53.81% | 48.57%
De-rated capacity margin | 22.5% | 22.53% | 10.85% | 13.9% | 11.95% | 11.66% | 4.975% | 4.813% | 5.541% | 3.157% | 10.43% | 4.666% | 4.817% | 2.225% | 8.927% | 10.64% | 8.725% | 4.948% | 4.399% | 3.59% | -0.9858%
De-rated capacity (inc planning) | 76.9487 | 78.9953 | 71.775 | 74.0397 | 73.0139 | 72.9856 | 69.0449 | 69.1409 | 70.1039 | 69.0842 | 74.4137 | 71.2381 | 71.9208 | 70.7337 | 75.8878 | 77.8182 | 77.2499 | 75.5305 | 75.9531 | 76.3442 | 73.2905
De-rated capacity margin (inc planning) | 22.5% | 22.53% | 10.85% | 13.9% | 11.95% | 11.66% | 4.975% | 4.813% | 5.541% | 3.157% | 10.43% | 4.666% | 4.817% | 2.225% | 8.927% | 10.64% | 8.725% | 4.948% | 4.399% | 3.59% | -1.199%
Annual demand (TWh) | 344.9089 | 354.0067 | 355.6754 | 357.1985 | 358.628 | 359.6752 | 362.1642 | 363.5403 | 366.4108 | 369.8026 | 372.4574 | 376.5223 | 379.9271 | 383.4927 | 386.5083 | 390.5679 | 394.9006 | 400.3354 | 405.0347 | 410.6166 | 413.6712
Chart mappings
Plant type | Chart mapping
CHP | Gas
AGT | OCGT
Oil | Oil
Hydro | Other renewable
PS | PS
Nuclear | Nuclear
CCGT | Gas
OCGT | OCGT
Coal | Coal
Coal + CCS | CCS
CCGT + CCS | CCS
Onshore wind (unclassified) | Onshore wind
Offshore wind (unclassified) | Offshore wind
Onshore wind | Onshore wind
Onshore wind (Medium) | Onshore wind
Onshore wind (Low) | Onshore wind
Offshore wind | Offshore wind
Offshore wind (Low) | Offshore wind
Wave | Other renewable
Tidal Stream | Other renewable
Tidal Range | Other renewable
Sewage gas | Other renewable
Solar | Other renewable
Biomass regular | Other renewable
Biomass energy crop | Other renewable
Biowaste | Other renewable
Biogas | Other renewable
Biodiesel | Other renewable
Biomass ACT | Other renewable
Biomass AD | Other renewable
Biomass regular (CHP) | Other renewable
Biomass energy crop (CHP) | Other renewable
Biowaste (CHP) | Other renewable
Biogas (CHP) | Other renewable
Biodiesel (CHP) | Other renewable
Biomass ACT (CHP) | Other renewable
Biomass AD (CHP) | Other renewable
Landfill gas | Other renewable
Hydro (small scale) | Other renewable
Geopressure | Other renewable
Standard gasification or pyrolysis | Other renewable
Other unspecified | Other renewable
Geothermal | Other renewable
Microgeneration | Other renewable
Other ROC | Other renewable
Non-ROC | Other renewable
Embedded CHP | Gas
Embedded Gas | Gas
Embedded offshore wind | Offshore wind
Embedded onshore wind | Onshore wind
Embedded biomass | Other renewable
Embedded tidal and wave | Other renewable
Embedded hydro | Other renewable
Capacity mix by plant type
| 2011 | 2012 | 2013 | 2014 | 2015 | 2016 | 2017 | 2018 | 2019 | 2020 | 2021 | 2022 | 2023 | 2024 | 2025 | 2026 | 2027 | 2028 | 2029 | 2030 | 2031
CHP | 2101 | 2101 | 1673 | 1673 | 1673 | 2163 | 2163 | 2163 | 2163 | 2163 | 2163 | 2163 | 2163 | 2163 | 2163 | 2163 | 2163 | 2163 | 2163 | 2163 | 2163
AGT | 0 | 0 | 0 | 0 | 0 | 0 | 0 | 0 | 0 | 0 | 0 | 0 | 0 | 0 | 0 | 0 | 0 | 0 | 0 | 0 | 0
Oil | 3263 | 3263 | 875 | 875 | 875 | 3e-06 | 3e-06 | 3e-06 | 3e-06 | 3e-06 | 3e-06 | 3e-06 | 3e-06 | 3e-06 | 3e-06 | 3e-06 | 3e-06 | 3e-06 | 3e-06 | 3e-06 | 3e-06
Hydro | 1072 | 1072 | 1072 | 1072 | 1072 | 1190 | 1190 | 1190 | 1190 | 1190 | 1190 | 1190 | 1190 | 1190 | 1190 | 1190 | 1190 | 1190 | 1190 | 1190 | 1190
PS | 2744 | 2744 | 2744 | 2744 | 2744 | 2744 | 2744 | 2744 | 2744 | 2744 | 2744 | 2744 | 2744 | 2744 | 2744 | 2744 | 2744 | 2744 | 2744 | 2744 | 2744
Nuclear | 10561 | 10561 | 9946 | 9946 | 9456 | 9456 | 9456 | 9456 | 8375 | 7635 | 9305 | 9305 | 10975 | 10310 | 11980 | 14830 | 14830 | 14830 | 14830 | 14830 | 11200
CCGT | 28984 | 31189 | 30385 | 33557 | 34027 | 33627 | 33577 | 33062 | 34797 | 33897 | 39497 | 39497 | 38728 | 37327 | 35207 | 34084 | 32984 | 30634 | 30634 | 30634 | 30634
OCGT | 1198 | 1198 | 1198 | 1130 | 1096 | 802 | 802 | 802 | 802 | 802 | 802 | 802 | 802 | 643 | 643 | 643 | 643 | 643 | 643 | 643 | 643
Coal | 27543 | 26992 | 22756 | 21435 | 19114 | 17649.5 | 12105 | 12105 | 12105 | 12105 | 10336 | 6402 | 5831 | 3831 | 3831 | 3831 | 3831 | 3831 | 3831 | 3831 | 3831
Coal + CCS | 5e-06 | 5e-06 | 5e-06 | 5e-06 | 300 | 1100 | 1100 | 1100 | 1100 | 1100 | 1100 | 1100 | 1100 | 2100 | 5040 | 5040 | 5040 | 5040 | 5040 | 5040 | 5040
CCGT + CCS | 4e-06 | 4e-06 | 4e-06 | 4e-06 | 4e-06 | 4e-06 | 4e-06 | 4e-06 | 4e-06 | 4e-06 | 4e-06 | 4e-06 | 4e-06 | 1493 | 4293 | 4293 | 4293 | 4293 | 4293 | 4293 | 4293
Onshore wind (unclassified) | 0 | 0 | 0 | 0 | 0 | 0 | 0 | 0 | 0 | 0 | 0 | 0 | 0 | 0 | 0 | 0 | 0 | 0 | 0 | 0 | 0
Offshore wind (unclassified) | 0 | 0 | 0 | 0 | 0 | 0 | 0 | 0 | 0 | 0 | 0 | 0 | 0 | 0 | 0 | 0 | 0 | 0 | 0 | 0 | 0
Onshore wind | 2423 | 2602.9968 | 3452.9732 | 4096.1581 | 4941.9907 | 5808.0331 | 8058.655 | 8135.8991 | 8291.6764 | 8331.7243 | 8473.4504 | 8502.9051 | 8648.9591 | 8678.6203 | 8828.2439 | 8863.8873 | 9202.717 | 9367.1129 | 9710.4013 | 9843.8265 | 9843.8265
Onshore wind (Medium) | 0 | 0 | 0 | 0 | 0 | 0 | 0 | 0 | 0 | 0 | 0 | 0 | 0 | 0 | 0 | 0 | 0 | 0 | 0 | 0 | 0
Onshore wind (Low) | 0 | 0 | 0 | 0 | 0 | 0 | 0 | 0 | 0 | 0 | 0 | 0 | 0 | 0 | 0 | 0 | 0 | 0 | 0 | 0 | 0
Offshore wind | 1391 | 3188.3 | 3188.3 | 5050.3 | 6382.3 | 7680.3 | 8884.3 | 10288.3 | 10288.3 | 10888.3 | 10888.3 | 10888.3 | 10888.3 | 10888.3 | 10888.3 | 10888.3 | 10888.3 | 10888.3 | 10888.3 | 10888.3 | 10888.3
Offshore wind (Low) | 0 | 0 | 0 | 0 | 0 | 0 | 0 | 0 | 0 | 0 | 0 | 0 | 0 | 0 | 0 | 0 | 0 | 0 | 0 | 0 | 0
Wave | 2e-06 | 2e-06 | 2e-06 | 2e-06 | 2e-06 | 2e-06 | 2e-06 | 2e-06 | 2e-06 | 2e-06 | 2e-06 | 2e-06 | 2e-06 | 2e-06 | 2e-06 | 2e-06 | 2e-06 | 2e-06 | 2e-06 | 2e-06 | 2e-06
Tidal Stream | 10 | 10 | 10 | 10 | 10 | 10 | 10 | 10 | 10 | 10 | 10 | 10 | 10 | 10 | 10 | 10 | 10 | 10 | 10 | 10 | 10
Tidal Range | 0 | 0 | 0 | 0 | 0 | 0 | 0 | 0 | 0 | 0 | 0 | 0 | 0 | 0 | 0 | 0 | 0 | 0 | 0 | 0 | 0
Sewage gas | 0 | 0 | 0 | 0 | 0 | 0 | 0 | 0 | 0 | 0 | 0 | 0 | 0 | 0 | 0 | 0 | 0 | 0 | 0 | 0 | 0
Solar | 0 | 0 | 0 | 0 | 0 | 0 | 0 | 0 | 0 | 0 | 0 | 0 | 0 | 0 | 0 | 0 | 0 | 0 | 0 | 0 | 0
Biomass regular | 97 | 97 | 97 | 97 | 332 | 1239 | 1501 | 1502 | 1502 | 1502 | 1502 | 1502 | 1502 | 1502 | 1502 | 1502 | 1502 | 1502 | 1502 | 1502 | 1502
Biomass energy crop | 0 | 0 | 0 | 0 | 0 | 0 | 0 | 0 | 0 | 0 | 0 | 0 | 0 | 0 | 0 | 0 | 0 | 0 | 0 | 0 | 0
Biowaste | 0 | 0 | 0 | 0 | 0 | 0 | 0 | 0 | 0 | 0 | 0 | 0 | 0 | 0 | 0 | 0 | 0 | 0 | 0 | 0 | 0
Biogas | 0 | 0 | 0 | 0 | 0 | 0 | 0 | 0 | 0 | 0 | 0 | 0 | 0 | 0 | 0 | 0 | 0 | 0 | 0 | 0 | 0
Biodiesel | 0 | 0 | 0 | 0 | 0 | 0 | 0 | 0 | 0 | 0 | 0 | 0 | 0 | 0 | 0 | 0 | 0 | 0 | 0 | 0 | 0
Biomass ACT | 0 | 0 | 0 | 0 | 0 | 0 | 0 | 0 | 0 | 0 | 0 | 0 | 0 | 0 | 0 | 0 | 0 | 0 | 0 | 0 | 0
Biomass AD | 0 | 0 | 0 | 0 | 0 | 0 | 0 | 0 | 0 | 0 | 0 | 0 | 0 | 0 | 0 | 0 | 0 | 0 | 0 | 0 | 0
Biomass regular (CHP) | 0 | 0 | 0 | 0 | 0 | 0 | 0 | 0 | 0 | 0 | 0 | 0 | 0 | 0 | 0 | 0 | 0 | 0 | 0 | 0 | 0
Biomass energy crop (CHP) | 0 | 0 | 0 | 0 | 0 | 0 | 0 | 0 | 0 | 0 | 0 | 0 | 0 | 0 | 0 | 0 | 0 | 0 | 0 | 0 | 0
Biowaste (CHP) | 0 | 0 | 0 | 0 | 0 | 0 | 0 | 0 | 0 | 0 | 0 | 0 | 0 | 0 | 0 | 0 | 0 | 0 | 0 | 0 | 0
Biogas (CHP) | 0 | 0 | 0 | 0 | 0 | 0 | 0 | 0 | 0 | 0 | 0 | 0 | 0 | 0 | 0 | 0 | 0 | 0 | 0 | 0 | 0
Biodiesel (CHP) | 0 | 0 | 0 | 0 | 0 | 0 | 0 | 0 | 0 | 0 | 0 | 0 | 0 | 0 | 0 | 0 | 0 | 0 | 0 | 0 | 0
Biomass ACT (CHP) | 0 | 0 | 0 | 0 | 0 | 0 | 0 | 0 | 0 | 0 | 0 | 0 | 0 | 0 | 0 | 0 | 0 | 0 | 0 | 0 | 0
Biomass AD (CHP) | 0 | 0 | 0 | 0 | 0 | 0 | 0 | 0 | 0 | 0 | 0 | 0 | 0 | 0 | 0 | 0 | 0 | 0 | 0 | 0 | 0
Landfill gas | 0 | 0 | 0 | 0 | 0 | 0 | 0 | 0 | 0 | 0 | 0 | 0 | 0 | 0 | 0 | 0 | 0 | 0 | 0 | 0 | 0
Hydro (small scale) | 0 | 0 | 0 | 0 | 0 | 0 | 0 | 0 | 0 | 0 | 0 | 0 | 0 | 0 | 0 | 0 | 0 | 0 | 0 | 0 | 0
Geopressure | 0 | 0 | 0 | 0 | 0 | 0 | 0 | 0 | 0 | 0 | 0 | 0 | 0 | 0 | 0 | 0 | 0 | 0 | 0 | 0 | 0
Standard gasification or pyrolysis | 0 | 0 | 0 | 0 | 0 | 0 | 0 | 0 | 0 | 0 | 0 | 0 | 0 | 0 | 0 | 0 | 0 | 0 | 0 | 0 | 0
Other unspecified | 0 | 0 | 0 | 0 | 0 | 0 | 0 | 0 | 0 | 0 | 0 | 0 | 0 | 0 | 0 | 0 | 0 | 0 | 0 | 0 | 0
Geothermal | 0 | 0 | 0 | 0 | 0 | 0 | 0 | 0 | 0 | 0 | 0 | 0 | 0 | 0 | 0 | 0 | 0 | 0 | 0 | 0 | 0
Microgeneration | 0 | 0 | 0 | 0 | 0 | 0 | 0 | 0 | 0 | 0 | 0 | 0 | 0 | 0 | 0 | 0 | 0 | 0 | 0 | 0 | 0
Other ROC | 0 | 0 | 0 | 0 | 0 | 0 | 0 | 0 | 0 | 0 | 0 | 0 | 0 | 0 | 0 | 0 | 0 | 0 | 0 | 0 | 0
Non-ROC | 0 | 0 | 0 | 0 | 0 | 0 | 0 | 0 | 0 | 0 | 0 | 0 | 0 | 0 | 0 | 0 | 0 | 0 | 0 | 0 | 0
Embedded CHP | 4639.9231 | 4832.2308 | 5024.5385 | 5216.8462 | 5409.1538 | 5601.4615 | 5793.7692 | 5986.0769 | 6178.3846 | 6370.6923 | 6563 | 6763 | 6963 | 7163 | 7363 | 7563 | 7763 | 7963 | 8163 | 8363 | 8563
Embedded Gas | 300 | 300 | 300 | 300 | 300 | 300 | 300 | 300 | 300 | 300 | 300 | 300 | 300 | 300 | 300 | 300 | 300 | 300 | 300 | 300 | 300
Embedded offshore wind | 0 | 0 | 0 | 0 | 0 | 0 | 0 | 0 | 0 | 0 | 0 | 0 | 0 | 0 | 0 | 0 | 0 | 0 | 0 | 0 | 0
Embedded onshore wind | 1569.6523 | 1569.6523 | 1569.6523 | 1569.6523 | 1569.6523 | 1569.6523 | 1569.6523 | 1569.6523 | 1569.6523 | 1569.6523 | 1569.6523 | 1569.6523 | 1569.6523 | 1569.6523 | 1569.6523 | 1569.6523 | 1569.6523 | 1569.6523 | 1569.6523 | 1569.6523 | 1569.6523
Embedded biomass | 1607.2399 | 1690.9043 | 1794.2936 | 1903.3597 | 2028.3926 | 2166.5808 | 2313.221 | 2468.3611 | 2633.3535 | 2803.5623 | 2973.8731 | 3144.2871 | 3314.8052 | 3485.4285 | 3656.1581 | 3826.9949 | 3997.9401 | 4168.9947 | 4340.1599 | 4511.4368 | 4682.8264
Embedded tidal and wave | 0.5 | 20.5 | 30.5 | 50.5 | 87 | 129.9 | 179.9 | 235.515 | 310.5953 | 400.5953 | 480.5953 | 548.0345 | 625.5897 | 714.7782 | 814.7782 | 914.7782 | 1014.7782 | 1114.7782 | 1214.7782 | 1314.7782 | 1414.7782
Embedded hydro | 541.202 | 551.202 | 561.202 | 571.202 | 581.202 | 591.202 | 620.202 | 630.202 | 640.202 | 650.202 | 660.202 | 670.202 | 680.202 | 690.202 | 700.202 | 710.202 | 720.202 | 730.202 | 740.202 | 750.202 | 760.202
Total | 90045.5173 | 93982.7862 | 86677.4596 | 91297.0183 | 91998.6915 | 93827.6298 | 92367.6995 | 93748.0065 | 95000.1641 | 94462.7285 | 100558.0731 | 97101.3811 | 98035.5084 | 96802.9813 | 102723.3345 | 104966.8148 | 104686.5896 | 102982.0402 | 103806.4937 | 104421.1958 | 101272.5854
Biomass co-firing | 1646.1 | 1646.1 | 1393.1 | 1393.1 | 583.1 | 1642.75 | 1157.75 | 1157.75 | 1157.75 | 1157.75 | 2115.5 | 2115.5 | 2115.5 | 1915.5 | 1915.5 | 1915.5 | 1915.5 | 1915.5 | 1915.5 | 1915.5 | 1915.5
Capacity mix by charting type
| 2011 | 2012 | 2013 | 2014 | 2015 | 2016 | 2017 | 2018 | 2019 | 2020 | 2021 | 2022 | 2023 | 2024 | 2025 | 2026 | 2027 | 2028 | 2029 | 2030 | 2031
Gas | 36024.9231 | 38422.2308 | 37382.5385 | 40746.8462 | 41409.1539 | 41691.4616 | 41833.7692 | 41511.077 | 43438.3846 | 42730.6923 | 48523 | 48723 | 48154 | 46953 | 45033 | 44110 | 43210 | 41060 | 41260 | 41460 | 41660
Coal | 27543 | 26992 | 22756 | 21435 | 19114 | 17649.5 | 12105 | 12105 | 12105 | 12105 | 10336 | 6402 | 5831 | 3831 | 3831 | 3831 | 3831 | 3831 | 3831 | 3831 | 3831
Oil | 3263 | 3263 | 875 | 875 | 875 | 3e-06 | 3e-06 | 3e-06 | 3e-06 | 3e-06 | 3e-06 | 3e-06 | 3e-06 | 3e-06 | 3e-06 | 3e-06 | 3e-06 | 3e-06 | 3e-06 | 3e-06 | 3e-06
OCGT | 1198 | 1198 | 1198 | 1130 | 1096 | 802 | 802 | 802 | 802 | 802 | 802 | 802 | 802 | 643 | 643 | 643 | 643 | 643 | 643 | 643 | 643
PS | 2744 | 2744 | 2744 | 2744 | 2744 | 2744 | 2744 | 2744 | 2744 | 2744 | 2744 | 2744 | 2744 | 2744 | 2744 | 2744 | 2744 | 2744 | 2744 | 2744 | 2744
Nuclear | 10561 | 10561 | 9946 | 9946 | 9456 | 9456 | 9456 | 9456 | 8375 | 7635 | 9305 | 9305 | 10975 | 10310 | 11980 | 14830 | 14830 | 14830 | 14830 | 14830 | 11200
CCS | 9e-06 | 9e-06 | 9e-06 | 9e-06 | 300 | 1100 | 1100 | 1100 | 1100 | 1100 | 1100 | 1100 | 1100 | 3593 | 9333 | 9333 | 9333 | 9333 | 9333 | 9333 | 9333
Onshore wind | 3992.6523 | 4172.649 | 5022.6255 | 5665.8103 | 6511.643 | 7377.6854 | 9628.3072 | 9705.5513 | 9861.3287 | 9901.3765 | 10043.1026 | 10072.5573 | 10218.6114 | 10248.2725 | 10397.8961 | 10433.5396 | 10772.3693 | 10936.7652 | 11280.0535 | 11413.4787 | 11413.4787
Offshore wind | 1391 | 3188.3 | 3188.3 | 5050.3 | 6382.3 | 7680.3 | 8884.3 | 10288.3 | 10288.3 | 10888.3 | 10888.3 | 10888.3 | 10888.3 | 10888.3 | 10888.3 | 10888.3 | 10888.3 | 10888.3 | 10888.3 | 10888.3 | 10888.3
Other renewable | 3327.9419 | 3441.6063 | 3564.9956 | 3704.0617 | 4110.5946 | 5326.6829 | 5814.323 | 6036.0781 | 6286.1507 | 6556.3595 | 6816.6704 | 7064.5237 | 7322.597 | 7592.4087 | 7873.1383 | 8153.9751 | 8434.9203 | 8715.9749 | 8997.1401 | 9278.417 | 9559.8066
Total | 90045.5173 | 93982.7862 | 86677.4596 | 91297.0183 | 91998.6915 | 93827.6298 | 92367.6995 | 93748.0065 | 95000.1641 | 94462.7285 | 100558.0731 | 97101.3811 | 98035.5084 | 96802.9813 | 102723.3345 | 104966.8148 | 104686.5896 | 102982.0402 | 103806.4937 | 104421.1958 | 101272.5854
Cumulative new build by plant type
| 2011 | 2012 | 2013 | 2014 | 2015 | 2016 | 2017 | 2018 | 2019 | 2020 | 2021 | 2022 | 2023 | 2024 | 2025 | 2026 | 2027 | 2028 | 2029 | 2030 | 2031
CHP | 0 | 0 | 0 | 0 | 0 | 490 | 490 | 490 | 490 | 490 | 490 | 490 | 490 | 490 | 490 | 490 | 490 | 490 | 490 | 490 | 490
AGT | 0 | 0 | 0 | 0 | 0 | 0 | 0 | 0 | 0 | 0 | 0 | 0 | 0 | 0 | 0 | 0 | 0 | 0 | 0 | 0 | 0
Oil | 0 | 0 | 0 | 0 | 0 | 0 | 0 | 0 | 0 | 0 | 0 | 0 | 0 | 0 | 0 | 0 | 0 | 0 | 0 | 0 | 0
Hydro | 0 | 0 | 0 | 0 | 0 | 118 | 118 | 118 | 118 | 118 | 118 | 118 | 118 | 118 | 118 | 118 | 118 | 118 | 118 | 118 | 118
PS | 0 | 0 | 0 | 0 | 0 | 0 | 0 | 0 | 0 | 0 | 0 | 0 | 0 | 0 | 0 | 0 | 0 | 0 | 0 | 0 | 0
Nuclear | 0 | 0 | 0 | 0 | 0 | 0 | 0 | 0 | 0 | 1670 | 3340 | 3340 | 5010 | 6680 | 8350 | 11200 | 11200 | 11200 | 11200 | 11200 | 11200
CCGT | 0 | 2205 | 2205 | 6157 | 6627 | 6627 | 7387 | 7387 | 9787 | 9787 | 15387 | 15387 | 15387 | 15387 | 15387 | 15387 | 15387 | 15387 | 15387 | 15387 | 15387
OCGT | 0 | 0 | 0 | 0 | 0 | 0 | 0 | 0 | 0 | 0 | 0 | 0 | 0 | 0 | 0 | 0 | 0 | 0 | 0 | 0 | 0
Coal | 0 | 0 | 0 | 0 | 0 | 0 | 0 | 0 | 0 | 0 | 0 | 0 | 0 | 0 | 0 | 0 | 0 | 0 | 0 | 0 | 0
Coal + CCS | 0 | 0 | 0 | 0 | 300 | 1100 | 1100 | 1100 | 1100 | 1100 | 1100 | 1100 | 1100 | 2100 | 5040 | 5040 | 5040 | 5040 | 5040 | 5040 | 5040
CCGT + CCS | 0 | 0 | 0 | 0 | 0 | 0 | 0 | 0 | 0 | 0 | 0 | 0 | 0 | 1493 | 4293 | 4293 | 4293 | 4293 | 4293 | 4293 | 4293
Onshore wind (unclassified) | 0 | 0 | 0 | 0 | 0 | 0 | 0 | 0 | 0 | 0 | 0 | 0 | 0 | 0 | 0 | 0 | 0 | 0 | 0 | 0 | 0
Offshore wind (unclassified) | 0 | 0 | 0 | 0 | 0 | 0 | 0 | 0 | 0 | 0 | 0 | 0 | 0 | 0 | 0 | 0 | 0 | 0 | 0 | 0 | 0
Onshore wind | 0 | 180.2968 | 1030.2732 | 1673.4581 | 2519.2907 | 3385.3331 | 5635.955 | 5713.1991 | 5868.9764 | 5909.0243 | 6050.7503 | 6080.205 | 6226.2591 | 6255.9202 | 6405.5439 | 6441.1873 | 6780.017 | 6944.4129 | 7287.7012 | 7421.1264 | 7421.1264
Onshore wind (Medium) | 0 | 0 | 0 | 0 | 0 | 0 | 0 | 0 | 0 | 0 | 0 | 0 | 0 | 0 | 0 | 0 | 0 | 0 | 0 | 0 | 0
Onshore wind (Low) | 0 | 0 | 0 | 0 | 0 | 0 | 0 | 0 | 0 | 0 | 0 | 0 | 0 | 0 | 0 | 0 | 0 | 0 | 0 | 0 | 0
Offshore wind | 0 | 1797.3 | 1797.3 | 3659.3 | 4991.3 | 6289.3 | 7493.3 | 8897.3 | 8897.3 | 9497.3 | 9497.3 | 9497.3 | 9497.3 | 9497.3 | 9497.3 | 9497.3 | 9497.3 | 9497.3 | 9497.3 | 9497.3 | 9497.3
Offshore wind (Low) | 0 | 0 | 0 | 0 | 0 | 0 | 0 | 0 | 0 | 0 | 0 | 0 | 0 | 0 | 0 | 0 | 0 | 0 | 0 | 0 | 0
Wave | 0 | 0 | 0 | 0 | 0 | 0 | 0 | 0 | 0 | 0 | 0 | 0 | 0 | 0 | 0 | 0 | 0 | 0 | 0 | 0 | 0
Tidal Stream | 0 | 0 | 0 | 0 | 0 | 0 | 0 | 0 | 0 | 0 | 0 | 0 | 0 | 0 | 0 | 0 | 0 | 0 | 0 | 0 | 0
Tidal Range | 0 | 0 | 0 | 0 | 0 | 0 | 0 | 0 | 0 | 0 | 0 | 0 | 0 | 0 | 0 | 0 | 0 | 0 | 0 | 0 | 0
Sewage gas | 0 | 0 | 0 | 0 | 0 | 0 | 0 | 0 | 0 | 0 | 0 | 0 | 0 | 0 | 0 | 0 | 0 | 0 | 0 | 0 | 0
Solar | 0 | 0 | 0 | 0 | 0 | 0 | 0 | 0 | 0 | 0 | 0 | 0 | 0 | 0 | 0 | 0 | 0 | 0 | 0 | 0 | 0
Biomass regular | 0 | 0 | 0 | 0 | 235 | 1142 | 1404 | 1405 | 1405 | 1405 | 1405 | 1405 | 1405 | 1405 | 1405 | 1405 | 1405 | 1405 | 1405 | 1405 | 1405
Biomass energy crop | 0 | 0 | 0 | 0 | 0 | 0 | 0 | 0 | 0 | 0 | 0 | 0 | 0 | 0 | 0 | 0 | 0 | 0 | 0 | 0 | 0
Biowaste | 0 | 0 | 0 | 0 | 0 | 0 | 0 | 0 | 0 | 0 | 0 | 0 | 0 | 0 | 0 | 0 | 0 | 0 | 0 | 0 | 0
Biogas | 0 | 0 | 0 | 0 | 0 | 0 | 0 | 0 | 0 | 0 | 0 | 0 | 0 | 0 | 0 | 0 | 0 | 0 | 0 | 0 | 0
Biodiesel | 0 | 0 | 0 | 0 | 0 | 0 | 0 | 0 | 0 | 0 | 0 | 0 | 0 | 0 | 0 | 0 | 0 | 0 | 0 | 0 | 0
Biomass ACT | 0 | 0 | 0 | 0 | 0 | 0 | 0 | 0 | 0 | 0 | 0 | 0 | 0 | 0 | 0 | 0 | 0 | 0 | 0 | 0 | 0
Biomass AD | 0 | 0 | 0 | 0 | 0 | 0 | 0 | 0 | 0 | 0 | 0 | 0 | 0 | 0 | 0 | 0 | 0 | 0 | 0 | 0 | 0
Biomass regular (CHP) | 0 | 0 | 0 | 0 | 0 | 0 | 0 | 0 | 0 | 0 | 0 | 0 | 0 | 0 | 0 | 0 | 0 | 0 | 0 | 0 | 0
Biomass energy crop (CHP) | 0 | 0 | 0 | 0 | 0 | 0 | 0 | 0 | 0 | 0 | 0 | 0 | 0 | 0 | 0 | 0 | 0 | 0 | 0 | 0 | 0
Biowaste (CHP) | 0 | 0 | 0 | 0 | 0 | 0 | 0 | 0 | 0 | 0 | 0 | 0 | 0 | 0 | 0 | 0 | 0 | 0 | 0 | 0 | 0
Biogas (CHP) | 0 | 0 | 0 | 0 | 0 | 0 | 0 | 0 | 0 | 0 | 0 | 0 | 0 | 0 | 0 | 0 | 0 | 0 | 0 | 0 | 0
Biodiesel (CHP) | 0 | 0 | 0 | 0 | 0 | 0 | 0 | 0 | 0 | 0 | 0 | 0 | 0 | 0 | 0 | 0 | 0 | 0 | 0 | 0 | 0
Biomass ACT (CHP) | 0 | 0 | 0 | 0 | 0 | 0 | 0 | 0 | 0 | 0 | 0 | 0 | 0 | 0 | 0 | 0 | 0 | 0 | 0 | 0 | 0
Biomass AD (CHP) | 0 | 0 | 0 | 0 | 0 | 0 | 0 | 0 | 0 | 0 | 0 | 0 | 0 | 0 | 0 | 0 | 0 | 0 | 0 | 0 | 0
Landfill gas | 0 | 0 | 0 | 0 | 0 | 0 | 0 | 0 | 0 | 0 | 0 | 0 | 0 | 0 | 0 | 0 | 0 | 0 | 0 | 0 | 0
Hydro (small scale) | 0 | 0 | 0 | 0 | 0 | 0 | 0 | 0 | 0 | 0 | 0 | 0 | 0 | 0 | 0 | 0 | 0 | 0 | 0 | 0 | 0
Geopressure | 0 | 0 | 0 | 0 | 0 | 0 | 0 | 0 | 0 | 0 | 0 | 0 | 0 | 0 | 0 | 0 | 0 | 0 | 0 | 0 | 0
Standard gasification or pyrolysis | 0 | 0 | 0 | 0 | 0 | 0 | 0 | 0 | 0 | 0 | 0 | 0 | 0 | 0 | 0 | 0 | 0 | 0 | 0 | 0 | 0
Other unspecified | 0 | 0 | 0 | 0 | 0 | 0 | 0 | 0 | 0 | 0 | 0 | 0 | 0 | 0 | 0 | 0 | 0 | 0 | 0 | 0 | 0
Geothermal | 0 | 0 | 0 | 0 | 0 | 0 | 0 | 0 | 0 | 0 | 0 | 0 | 0 | 0 | 0 | 0 | 0 | 0 | 0 | 0 | 0
Microgeneration | 0 | 0 | 0 | 0 | 0 | 0 | 0 | 0 | 0 | 0 | 0 | 0 | 0 | 0 | 0 | 0 | 0 | 0 | 0 | 0 | 0
Other ROC | 0 | 0 | 0 | 0 | 0 | 0 | 0 | 0 | 0 | 0 | 0 | 0 | 0 | 0 | 0 | 0 | 0 | 0 | 0 | 0 | 0
Non-ROC | 0 | 0 | 0 | 0 | 0 | 0 | 0 | 0 | 0 | 0 | 0 | 0 | 0 | 0 | 0 | 0 | 0 | 0 | 0 | 0 | 0
Embedded CHP | 0 | 192.3077 | 384.6154 | 576.9231 | 769.2308 | 961.5385 | 1153.8462 | 1346.1538 | 1538.4615 | 1730.7692 | 1923.0769 | 2123.0769 | 2323.0769 | 2523.0769 | 2723.0769 | 2923.0769 | 3123.0769 | 3323.0769 | 3523.0769 | 3723.0769 | 3923.0769
Embedded Gas | 0 | 0 | 0 | 0 | 0 | 0 | 0 | 0 | 0 | 0 | 0 | 0 | 0 | 0 | 0 | 0 | 0 | 0 | 0 | 0 | 0
Embedded offshore wind | 0 | 0 | 0 | 0 | 0 | 0 | 0 | 0 | 0 | 0 | 0 | 0 | 0 | 0 | 0 | 0 | 0 | 0 | 0 | 0 | 0
Embedded onshore wind | 0 | 0 | 0 | 0 | 0 | 0 | 0 | 0 | 0 | 0 | 0 | 0 | 0 | 0 | 0 | 0 | 0 | 0 | 0 | 0 | 0
Embedded biomass | 0 | 83.6644 | 187.0537 | 296.1199 | 421.1527 | 559.341 | 705.9811 | 861.1212 | 1026.1136 | 1196.3224 | 1366.6332 | 1537.0472 | 1707.5653 | 1878.1886 | 2048.9182 | 2219.755 | 2390.7002 | 2561.7549 | 2732.9201 | 2904.1969 | 3075.5865
Embedded tidal and wave | 0 | 20 | 30 | 50 | 86.5 | 129.4 | 179.4 | 235.015 | 310.0953 | 400.0953 | 480.0953 | 547.5345 | 625.0897 | 714.2782 | 814.2782 | 914.2782 | 1014.2782 | 1114.2782 | 1214.2782 | 1314.2782 | 1414.2782
Embedded hydro | 0 | 10 | 20 | 30 | 40 | 50 | 79 | 89 | 99 | 109 | 119 | 129 | 139 | 149 | 159 | 169 | 179 | 189 | 199 | 209 | 219
Total | 0 | 4488.5689 | 5654.2423 | 12442.801 | 15989.4741 | 20851.9125 | 25746.4822 | 27641.7891 | 30639.9467 | 33412.5111 | 41276.8557 | 41754.1637 | 44028.291 | 48690.7639 | 56731.1171 | 60097.5974 | 60917.3723 | 61562.8228 | 62387.2763 | 63001.9784 | 63483.368
Cumulative new build by chart type
| 2011 | 2012 | 2013 | 2014 | 2015 | 2016 | 2017 | 2018 | 2019 | 2020 | 2021 | 2022 | 2023 | 2024 | 2025 | 2026 | 2027 | 2028 | 2029 | 2030 | 2031
Gas | 0 | 2397.3077 | 2589.6154 | 6733.9231 | 7396.2308 | 8078.5385 | 9030.8461 | 9223.1538 | 11815.4615 | 12007.7692 | 17800.0769 | 18000.0769 | 18200.0769 | 18400.0769 | 18600.0769 | 18800.0769 | 19000.0769 | 19200.0769 | 19400.0769 | 19600.0769 | 19800.0769
Coal | 0 | 0 | 0 | 0 | 0 | 0 | 0 | 0 | 0 | 0 | 0 | 0 | 0 | 0 | 0 | 0 | 0 | 0 | 0 | 0 | 0
Oil | 0 | 0 | 0 | 0 | 0 | 0 | 0 | 0 | 0 | 0 | 0 | 0 | 0 | 0 | 0 | 0 | 0 | 0 | 0 | 0 | 0
OCGT | 0 | 0 | 0 | 0 | 0 | 0 | 0 | 0 | 0 | 0 | 0 | 0 | 0 | 0 | 0 | 0 | 0 | 0 | 0 | 0 | 0
PS | 0 | 0 | 0 | 0 | 0 | 0 | 0 | 0 | 0 | 0 | 0 | 0 | 0 | 0 | 0 | 0 | 0 | 0 | 0 | 0 | 0
Nuclear | 0 | 0 | 0 | 0 | 0 | 0 | 0 | 0 | 0 | 1670 | 3340 | 3340 | 5010 | 6680 | 8350 | 11200 | 11200 | 11200 | 11200 | 11200 | 11200
CCS | 0 | 0 | 0 | 0 | 300 | 1100 | 1100 | 1100 | 1100 | 1100 | 1100 | 1100 | 1100 | 3593 | 9333 | 9333 | 9333 | 9333 | 9333 | 9333 | 9333
Onshore wind | 0 | 180.2968 | 1030.2732 | 1673.4581 | 2519.2907 | 3385.3331 | 5635.955 | 5713.1991 | 5868.9764 | 5909.0243 | 6050.7503 | 6080.205 | 6226.2591 | 6255.9202 | 6405.5439 | 6441.1873 | 6780.017 | 6944.4129 | 7287.7012 | 7421.1264 | 7421.1264
Offshore wind | 0 | 1797.3 | 1797.3 | 3659.3 | 4991.3 | 6289.3 | 7493.3 | 8897.3 | 8897.3 | 9497.3 | 9497.3 | 9497.3 | 9497.3 | 9497.3 | 9497.3 | 9497.3 | 9497.3 | 9497.3 | 9497.3 | 9497.3 | 9497.3
Other renewable | 0 | 113.6644 | 237.0537 | 376.1199 | 782.6527 | 1998.741 | 2486.3811 | 2708.1362 | 2958.2088 | 3228.4176 | 3488.7285 | 3736.5818 | 3994.6551 | 4264.4668 | 4545.1964 | 4826.0332 | 5106.9784 | 5388.033 | 5669.1982 | 5950.4751 | 6231.8647
Total | 0 | 4488.5689 | 5654.2423 | 12442.801 | 15989.4741 | 20851.9125 | 25746.4822 | 27641.7891 | 30639.9467 | 33412.5111 | 41276.8557 | 41754.1637 | 44028.291 | 48690.7639 | 56731.1171 | 60097.5974 | 60917.3723 | 61562.8228 | 62387.2763 | 63001.9784 | 63483.368
Generation by plant type (TWh)
| 2011 | 2012 | 2013 | 2014 | 2015 | 2016 | 2017 | 2018 | 2019 | 2020 | 2021 | 2022 | 2023 | 2024 | 2025 | 2026 | 2027 | 2028 | 2029 | 2030 | 2031
CHP | 9.1101 | 6.2528 | 7.0439 | 5.4329 | 5.2797 | 9.5603 | 9.3301 | 9.556 | 9.5986 | 9.7179 | 7.9114 | 8.4449 | 7.83 | 6.3621 | 4.4979 | 3.9054 | 3.9413 | 4.0386 | 4.1411 | 4.2356 | 0
AGT | 0 | 0 | 0 | 0 | 0 | 0 | 0 | 0 | 0 | 0 | 0 | 0 | 0 | 0 | 0 | 0 | 0 | 0 | 0 | 0 | 0
Oil | 0 | 0 | 0 | 0 | 0 | 0 | 0 | 0 | 0 | 0 | 0 | 0 | 0 | 0 | 0 | 0 | 0 | 0 | 0 | 0 | 0
Hydro | 3.0864 | 2.9165 | 2.9165 | 2.9165 | 2.9165 | 3.4262 | 3.4262 | 3.4262 | 3.4262 | 3.4262 | 3.4262 | 3.4262 | 3.4262 | 3.4262 | 3.4259 | 3.4259 | 3.4262 | 3.4262 | 3.4262 | 3.4262 | 0
PS | 0 | 0 | 0 | 0 | 0 | 0 | 0.00052109 | 0.00010802 | 0 | 0 | 0 | 0 | 0 | 0 | 0 | 0 | 0 | 0 | 0 | 0 | 0
Nuclear | 74.2143 | 74.2143 | 69.8925 | 69.8925 | 66.4492 | 66.4492 | 66.4492 | 66.4488 | 58.8527 | 53.6527 | 65.3878 | 65.3881 | 77.1231 | 72.4498 | 84.1845 | 104.212 | 104.212 | 104.212 | 104.212 | 104.2122 | 0
CCGT | 87.0668 | 49.868 | 59.3664 | 60.9908 | 63.9076 | 78.8588 | 80.2442 | 78.9275 | 92.6868 | 95.2292 | 105.1141 | 110.277 | 104.1277 | 97.7902 | 60.7376 | 49.1232 | 49.8057 | 51.5193 | 52.4994 | 54.3614 | 0
OCGT | 0 | 0 | 0 | 0 | 0 | 0 | 1.027e-11 | 1.027e-11 | 0 | 0 | 0 | 0 | 0 | 0 | 0 | 0 | 0 | 0 | 0 | 0 | 0
Coal | 99.7993 | 147.9033 | 138.8526 | 134.7392 | 126.8978 | 79.6444 | 67.5055 | 56.0794 | 49.7702 | 47.5697 | 26.0092 | 19.502 | 16.6906 | 13.3681 | 13.2595 | 12.7687 | 12.7519 | 12.7873 | 12.7825 | 12.8252 | 0
Coal + CCS | 4.493e-11 | 1.6417e-08 | 3.1258e-08 | 3.3878e-08 | 2.0991 | 7.6968 | 7.6968 | 7.6973 | 7.6973 | 7.6973 | 7.6973 | 7.6973 | 7.6973 | 14.6948 | 35.2673 | 35.2662 | 35.2657 | 35.2657 | 35.2656 | 35.2654 | 0
CCGT + CCS | 0 | 0 | 0 | 0 | 0 | 1.7116e-12 | 3.5944e-11 | 2.7988e-08 | 2.7988e-08 | 2.799e-08 | 2.7988e-08 | 2.799e-08 | 2.7988e-08 | 10.4467 | 30.0386 | 29.9262 | 29.9055 | 29.9345 | 29.9315 | 29.9663 | 0
Onshore wind (unclassified) | 0 | 0 | 0 | 0 | 0 | 0 | 0 | 0 | 0 | 0 | 0 | 0 | 0 | 0 | 0 | 0 | 0 | 0 | 0 | 0 | 0
Offshore wind (unclassified) | 0 | 0 | 0 | 0 | 0 | 0 | 0 | 0 | 0 | 0 | 0 | 0 | 0 | 0 | 0 | 0 | 0 | 0 | 0 | 0 | 0
Onshore wind | 5.9962 | 6.4249 | 8.5577 | 10.1524 | 12.272 | 14.5787 | 20.3539 | 20.5405 | 21.0917 | 21.1843 | 21.703 | 21.7711 | 22.2998 | 22.3684 | 22.9054 | 22.9878 | 23.9626 | 24.343 | 25.1373 | 25.446 | 0
Onshore wind (Medium) | 0 | 0 | 0 | 0 | 0 | 0 | 0 | 0 | 0 | 0 | 0 | 0 | 0 | 0 | 0 | 0 | 0 | 0 | 0 | 0 | 0
Onshore wind (Low) | 0 | 0 | 0 | 0 | 0 | 0 | 0 | 0 | 0 | 0 | 0 | 0 | 0 | 0 | 0 | 0 | 0 | 0 | 0 | 0 | 0
Offshore wind | 4.5922 | 10.5201 | 10.5201 | 16.4101 | 20.8068 | 25.3617 | 29.3352 | 33.9706 | 33.9706 | 35.9556 | 35.9556 | 35.9556 | 35.9556 | 35.9556 | 35.9556 | 35.9556 | 35.9556 | 35.9556 | 35.9556 | 35.9556 | 0
Offshore wind (Low) | 0 | 0 | 0 | 0 | 0 | 0 | 0 | 0 | 0 | 0 | 0 | 0 | 0 | 0 | 0 | 0 | 0 | 0 | 0 | 0 | 0
Wave | 5.2697e-09 | 5.2697e-09 | 5.2697e-09 | 5.2697e-09 | 5.2697e-09 | 5.2697e-09 | 5.2697e-09 | 5.2697e-09 | 5.2697e-09 | 5.2697e-09 | 5.2697e-09 | 5.2697e-09 | 5.2697e-09 | 5.2697e-09 | 5.2697e-09 | 5.2697e-09 | 5.2697e-09 | 5.2697e-09 | 5.2697e-09 | 5.2697e-09 | 0
Tidal Stream | 0.070272 | 0.070272 | 0.070272 | 0.070272 | 0.070272 | 0.070272 | 0.070272 | 0.070272 | 0.070272 | 0.070272 | 0.070272 | 0.070272 | 0.070272 | 0.070272 | 0.070272 | 0.070272 | 0.070272 | 0.070272 | 0.070272 | 0.070272 | 0
Tidal Range | 0 | 0 | 0 | 0 | 0 | 0 | 0 | 0 | 0 | 0 | 0 | 0 | 0 | 0 | 0 | 0 | 0 | 0 | 0 | 0 | 0
Sewage gas | 0 | 0 | 0 | 0 | 0 | 0 | 0 | 0 | 0 | 0 | 0 | 0 | 0 | 0 | 0 | 0 | 0 | 0 | 0 | 0 | 0
Solar | 0 | 0 | 0 | 0 | 0 | 0 | 0 | 0 | 0 | 0 | 0 | 0 | 0 | 0 | 0 | 0 | 0 | 0 | 0 | 0 | 0
Biomass regular | 7.0111 | 7.0663 | 6.5153 | 6.5153 | 6.4027 | 17.7127 | 18.6276 | 18.6347 | 18.3878 | 18.3645 | 24.651 | 24.5815 | 24.2921 | 23.9229 | 23.8008 | 23.2841 | 23.2754 | 23.3108 | 23.3059 | 23.3487 | 0
Biomass energy crop | 0 | 0 | 0 | 0 | 0 | 0 | 0 | 0 | 0 | 0 | 0 | 0 | 0 | 0 | 0 | 0 | 0 | 0 | 0 | 0 | 0
Biowaste | 0 | 0 | 0 | 0 | 0 | 0 | 0 | 0 | 0 | 0 | 0 | 0 | 0 | 0 | 0 | 0 | 0 | 0 | 0 | 0 | 0
Biogas | 0 | 0 | 0 | 0 | 0 | 0 | 0 | 0 | 0 | 0 | 0 | 0 | 0 | 0 | 0 | 0 | 0 | 0 | 0 | 0 | 0
Biodiesel | 0 | 0 | 0 | 0 | 0 | 0 | 0 | 0 | 0 | 0 | 0 | 0 | 0 | 0 | 0 | 0 | 0 | 0 | 0 | 0 | 0
Biomass ACT | 0 | 0 | 0 | 0 | 0 | 0 | 0 | 0 | 0 | 0 | 0 | 0 | 0 | 0 | 0 | 0 | 0 | 0 | 0 | 0 | 0
Biomass AD | 0 | 0 | 0 | 0 | 0 | 0 | 0 | 0 | 0 | 0 | 0 | 0 | 0 | 0 | 0 | 0 | 0 | 0 | 0 | 0 | 0
Biomass regular (CHP) | 0 | 0 | 0 | 0 | 0 | 0 | 0 | 0 | 0 | 0 | 0 | 0 | 0 | 0 | 0 | 0 | 0 | 0 | 0 | 0 | 0
Biomass energy crop (CHP) | 0 | 0 | 0 | 0 | 0 | 0 | 0 | 0 | 0 | 0 | 0 | 0 | 0 | 0 | 0 | 0 | 0 | 0 | 0 | 0 | 0
Biowaste (CHP) | 0 | 0 | 0 | 0 | 0 | 0 | 0 | 0 | 0 | 0 | 0 | 0 | 0 | 0 | 0 | 0 | 0 | 0 | 0 | 0 | 0
Biogas (CHP) | 0 | 0 | 0 | 0 | 0 | 0 | 0 | 0 | 0 | 0 | 0 | 0 | 0 | 0 | 0 | 0 | 0 | 0 | 0 | 0 | 0
Biodiesel (CHP) | 0 | 0 | 0 | 0 | 0 | 0 | 0 | 0 | 0 | 0 | 0 | 0 | 0 | 0 | 0 | 0 | 0 | 0 | 0 | 0 | 0
Biomass ACT (CHP) | 0 | 0 | 0 | 0 | 0 | 0 | 0 | 0 | 0 | 0 | 0 | 0 | 0 | 0 | 0 | 0 | 0 | 0 | 0 | 0 | 0
Biomass AD (CHP) | 0 | 0 | 0 | 0 | 0 | 0 | 0 | 0 | 0 | 0 | 0 | 0 | 0 | 0 | 0 | 0 | 0 | 0 | 0 | 0 | 0
Landfill gas | 0 | 0 | 0 | 0 | 0 | 0 | 0 | 0 | 0 | 0 | 0 | 0 | 0 | 0 | 0 | 0 | 0 | 0 | 0 | 0 | 0
Hydro (small scale) | 0 | 0 | 0 | 0 | 0 | 0 | 0 | 0 | 0 | 0 | 0 | 0 | 0 | 0 | 0 | 0 | 0 | 0 | 0 | 0 | 0
Geopressure | 0 | 0 | 0 | 0 | 0 | 0 | 0 | 0 | 0 | 0 | 0 | 0 | 0 | 0 | 0 | 0 | 0 | 0 | 0 | 0 | 0
Standard gasification or pyrolysis | 0 | 0 | 0 | 0 | 0 | 0 | 0 | 0 | 0 | 0 | 0 | 0 | 0 | 0 | 0 | 0 | 0 | 0 | 0 | 0 | 0
Other unspecified | 0 | 0 | 0 | 0 | 0 | 0 | 0 | 0 | 0 | 0 | 0 | 0 | 0 | 0 | 0 | 0 | 0 | 0 | 0 | 0 | 0
Geothermal | 0 | 0 | 0 | 0 | 0 | 0 | 0 | 0 | 0 | 0 | 0 | 0 | 0 | 0 | 0 | 0 | 0 | 0 | 0 | 0 | 0
Microgeneration | 0 | 0 | 0 | 0 | 0 | 0 | 0 | 0 | 0 | 0 | 0 | 0 | 0 | 0 | 0 | 0 | 0 | 0 | 0 | 0 | 0
Other ROC | 0 | 0 | 0 | 0 | 0 | 0 | 0 | 0 | 0 | 0 | 0 | 0 | 0 | 0 | 0 | 0 | 0 | 0 | 0 | 0 | 0
Non-ROC | 0 | 0 | 0 | 0 | 0 | 0 | 0 | 0 | 0 | 0 | 0 | 0 | 0 | 0 | 0 | 0 | 0 | 0 | 0 | 0 | 0
Embedded CHP | 20.3368 | 21.1797 | 22.0226 | 22.8654 | 23.7083 | 24.5512 | 25.3941 | 26.237 | 27.0799 | 27.9227 | 28.7656 | 29.6422 | 30.5188 | 31.3954 | 32.272 | 33.1486 | 34.0252 | 34.9018 | 35.7784 | 36.655 | 37.5316
Embedded Gas | 1.8409 | 1.8409 | 1.8409 | 1.8409 | 1.8409 | 1.8409 | 1.8409 | 1.8409 | 1.8409 | 1.8409 | 1.8409 | 1.8409 | 1.8409 | 1.8409 | 1.8409 | 1.8409 | 1.8409 | 1.8409 | 1.8409 | 1.8409 | 1.8409
Embedded offshore wind | 0 | 0 | 0 | 0 | 0 | 0 | 0 | 0 | 0 | 0 | 0 | 0 | 0 | 0 | 0 | 0 | 0 | 0 | 0 | 0 | 0
Embedded onshore wind | 3.7151 | 3.7151 | 3.7151 | 3.7151 | 3.7151 | 3.7151 | 3.7151 | 3.7151 | 3.7151 | 3.7151 | 3.7151 | 3.7151 | 3.7151 | 3.7151 | 3.7151 | 3.7151 | 3.7151 | 3.7151 | 3.7151 | 3.7151 | 3.7151
Embedded biomass | 11.2713 | 11.858 | 12.583 | 13.3479 | 14.2247 | 15.1938 | 16.2222 | 17.3101 | 18.4672 | 19.6608 | 20.8552 | 22.0503 | 23.2461 | 24.4426 | 25.6399 | 26.8379 | 28.0368 | 29.2363 | 30.4367 | 31.6378 | 32.8397
Embedded tidal and wave | 0.0017532 | 0.071881 | 0.10695 | 0.17707 | 0.30506 | 0.45548 | 0.6308 | 0.82581 | 1.0891 | 1.4046 | 1.6852 | 1.9216 | 2.1936 | 2.5063 | 2.8569 | 3.2076 | 3.5582 | 3.9089 | 4.2595 | 4.6101 | 4.9608
Embedded hydro | 1.5656 | 1.5945 | 1.6234 | 1.6524 | 1.6813 | 1.7102 | 1.7941 | 1.823 | 1.852 | 1.8809 | 1.9098 | 1.9387 | 1.9677 | 1.9966 | 2.0255 | 2.0545 | 2.0834 | 2.1123 | 2.1412 | 2.1702 | 2.1991
Total | 329.6781 | 345.4964 | 345.6274 | 350.7188 | 352.577 | 350.8257 | 352.6365 | 347.1032 | 349.5961 | 349.2926 | 356.6974 | 358.2228 | 362.9946 | 366.752 | 382.4936 | 391.7299 | 395.8316 | 400.5785 | 404.8991 | 409.7419 | 83.0872
Generation by chart type
| 2011 | 2012 | 2013 | 2014 | 2015 | 2016 | 2017 | 2018 | 2019 | 2020 | 2021 | 2022 | 2023 | 2024 | 2025 | 2026 | 2027 | 2028 | 2029 | 2030 | 2031
Gas | 118.3546 | 79.1413 | 90.2738 | 91.13 | 94.7364 | 114.8111 | 116.8092 | 116.5613 | 131.2061 | 134.7107 | 143.6319 | 150.2051 | 144.3173 | 137.3886 | 99.3483 | 88.0181 | 89.6131 | 92.3006 | 94.2598 | 97.0929 | 39.3725
Coal | 99.7993 | 147.9033 | 138.8526 | 134.7392 | 126.8978 | 79.6444 | 67.5055 | 56.0794 | 49.7702 | 47.5697 | 26.0092 | 19.502 | 16.6906 | 13.3681 | 13.2595 | 12.7687 | 12.7519 | 12.7873 | 12.7825 | 12.8252 | 0
Oil | 0 | 0 | 0 | 0 | 0 | 0 | 0 | 0 | 0 | 0 | 0 | 0 | 0 | 0 | 0 | 0 | 0 | 0 | 0 | 0 | 0
OCGT | 0 | 0 | 0 | 0 | 0 | 0 | 1.027e-11 | 1.027e-11 | 0 | 0 | 0 | 0 | 0 | 0 | 0 | 0 | 0 | 0 | 0 | 0 | 0
PS | 0 | 0 | 0 | 0 | 0 | 0 | 0.00052109 | 0.00010802 | 0 | 0 | 0 | 0 | 0 | 0 | 0 | 0 | 0 | 0 | 0 | 0 | 0
Nuclear | 74.2143 | 74.2143 | 69.8925 | 69.8925 | 66.4492 | 66.4492 | 66.4492 | 66.4488 | 58.8527 | 53.6527 | 65.3878 | 65.3881 | 77.1231 | 72.4498 | 84.1845 | 104.212 | 104.212 | 104.212 | 104.212 | 104.2122 | 0
CCS | 4.493e-11 | 1.6417e-08 | 3.1258e-08 | 3.3878e-08 | 2.0991 | 7.6968 | 7.6968 | 7.6973 | 7.6973 | 7.6973 | 7.6973 | 7.6973 | 7.6973 | 25.1415 | 65.3058 | 65.1924 | 65.1712 | 65.2002 | 65.1971 | 65.2317 | 0
Onshore wind | 9.7113 | 10.14 | 12.2728 | 13.8675 | 15.9871 | 18.2938 | 24.0689 | 24.2556 | 24.8067 | 24.8994 | 25.4181 | 25.4862 | 26.0149 | 26.0835 | 26.6204 | 26.7029 | 27.6777 | 28.058 | 28.8524 | 29.1611 | 3.7151
Offshore wind | 4.5922 | 10.5201 | 10.5201 | 16.4101 | 20.8068 | 25.3617 | 29.3352 | 33.9706 | 33.9706 | 35.9556 | 35.9556 | 35.9556 | 35.9556 | 35.9556 | 35.9556 | 35.9556 | 35.9556 | 35.9556 | 35.9556 | 35.9556 | 0
Other renewable | 23.0064 | 23.5775 | 23.8156 | 24.6795 | 25.6006 | 38.5687 | 40.7711 | 42.09 | 43.2924 | 44.8073 | 52.5976 | 53.9886 | 55.1958 | 56.3649 | 57.8194 | 58.8803 | 60.4502 | 62.0647 | 63.6398 | 65.2632 | 39.9996
Total | 329.6781 | 345.4964 | 345.6274 | 350.7188 | 352.577 | 350.8257 | 352.6365 | 347.1032 | 349.5961 | 349.2926 | 356.6974 | 358.2228 | 362.9946 | 366.752 | 382.4936 | 391.7299 | 395.8316 | 400.5785 | 404.8991 | 409.7419 | 83.0872
Inc total embedded of: | 38.7313 | 40.26 | 41.8919 | 43.5987 | 45.4753 | 47.4666 | 49.5971 | 51.7519 | 54.044 | 56.425 | 58.7717 | 61.1088 | 63.4821 | 65.8969 | 68.3503 | 70.8046 | 73.2595 | 75.7153 | 78.1718 | 80.6291 | 83.0872
Capacity by SYS Zone
| 2011 | 2012 | 2013 | 2014 | 2015 | 2016 | 2017 | 2018 | 2019 | 2020 | 2021 | 2022 | 2023 | 2024 | 2025 | 2026 | 2027 | 2028 | 2029 | 2030 | 2031
A | 3512 | 3512 | 3122 | 3122 | 3122 | 2217 | 2217 | 2217 | 2217 | 2217 | 3817 | 3817 | 3817 | 3817 | 3817 | 2694 | 2694 | 2694 | 2694 | 2694 | 2694
B | 2659 | 2661.1137 | 1734.6354 | 1735.1933 | 2067.8859 | 2292.3999 | 2293.2691 | 2294.2253 | 3095.0997 | 3095.9765 | 3096.5433 | 3097.1882 | 3097.8497 | 3098.4991 | 3099.2388 | 3100.0191 | 3104.9012 | 3108.5004 | 3116.0162 | 3118.9373 | 3118.9373
C | 9554 | 10060.1138 | 6754.6354 | 7527.1933 | 6683.8859 | 6794.3999 | 7555.2691 | 7556.2253 | 7276.0997 | 7276.9765 | 8077.5433 | 8078.1882 | 9748.8497 | 10242.4991 | 12043.2388 | 13694.0192 | 13698.9012 | 12902.5004 | 12910.0162 | 12912.9373 | 12912.9373
D | 3108 | 3108 | 1650 | 1650 | 1650 | 1550 | 1550 | 1550 | 1550 | 1550 | 3150 | 3150 | 3150 | 3150 | 3150 | 3150 | 3150 | 1600 | 1600 | 1600 | 1600
E | 1261 | 1263.7093 | 1264.378 | 1265.0931 | 1265.9808 | 1267.9215 | 1669.0355 | 2070.2612 | 2871.382 | 4542.5058 | 4543.2323 | 4544.0589 | 4544.9069 | 4954.7392 | 4955.6873 | 4956.6876 | 4962.9453 | 4967.5587 | 4977.1922 | 4980.9364 | 4980.9364
F | 1045 | 1047.7093 | 1048.378 | 1049.0931 | 1049.9808 | 1353.9215 | 1759.0355 | 2164.2612 | 2165.382 | 2166.5058 | 2167.2323 | 2168.0589 | 2168.9069 | 2169.7392 | 2170.6873 | 2171.6876 | 2177.9453 | 2182.5587 | 2192.1922 | 2195.9364 | 2195.9364
G | 1449 | 1449.4328 | 1234.5396 | 1234.6539 | 1399.7957 | 1400.1057 | 1400.2837 | 1400.4795 | 1400.6585 | 1400.8381 | 1400.9541 | 1401.0862 | 1401.2217 | 1401.3546 | 1401.5061 | 1401.6659 | 1402.6656 | 1403.4026 | 1404.9415 | 1405.5397 | 1405.5397
H | 4470 | 5739.4447 | 5620.7755 | 5278.2686 | 5751.363 | 6598.1281 | 5033.0116 | 5037.2842 | 5041.1913 | 5045.109 | 5047.6416 | 5050.523 | 5053.4789 | 5005.3805 | 5008.6857 | 5012.1725 | 5033.9867 | 5050.0688 | 5083.6509 | 5096.7033 | 5096.7033
I | 5610 | 5142.35 | 4909.4 | 5795.6 | 6122.8 | 6339.5528 | 7310.7056 | 7310.7056 | 7310.7056 | 7310.7056 | 7310.7056 | 7310.7056 | 7310.7056 | 6236.7056 | 6236.7056 | 6236.7056 | 6236.7056 | 6236.7056 | 6236.7056 | 6236.7056 | 5021.7056
J | 2630 | 2711.4897 | 2297.0913 | 2298.8043 | 2800.9306 | 3305.579 | 3308.2475 | 3311.1833 | 3313.868 | 3316.5599 | 3318.3001 | 3320.28 | 3322.3111 | 2693.3049 | 1955.576 | 1957.9718 | 1972.961 | 1984.0113 | 2007.0865 | 2016.0551 | 2016.0551
K | 7425 | 8303.4408 | 8305.5239 | 9147.752 | 9150.5176 | 9156.5636 | 9560.0343 | 9763.8528 | 9767.3446 | 10370.8459 | 10373.1093 | 8428.6845 | 8431.3262 | 7393.9194 | 8396.8733 | 8399.9895 | 8419.4852 | 8433.8579 | 8463.8707 | 8475.5357 | 8475.5357
L | 4221 | 4221 | 4003 | 5323 | 4359 | 4505.2019 | 4651.4038 | 4651.4038 | 4651.4038 | 4651.4038 | 3683.4038 | 1696.4038 | 1696.4038 | 1696.4038 | 1696.4038 | 1696.4038 | 1696.4038 | 1696.4038 | 1696.4038 | 1696.4038 | 1696.4038
M | 2465 | 2474.1621 | 2266.4232 | 2268.8417 | 2271.8436 | 2278.4062 | 2282.1735 | 1771.3183 | 1775.1086 | 1778.909 | 1781.3658 | 1784.161 | 1787.0286 | 1789.8434 | 413.0496 | 416.4321 | 437.5937 | 453.1946 | 485.7721 | 498.4339 | 498.4339
N | 2797 | 2809.2415 | 2812.2625 | 3725.4939 | 3729.5047 | 2761.773 | 980.3065 | 985.8444 | 990.9085 | 995.9863 | 999.2689 | 1003.0035 | 1006.8348 | 976.5957 | 980.8796 | 985.3989 | 1013.6729 | 1034.5173 | 1078.044 | 1094.9615 | 1094.9615
O | 2776 | 2776 | 2752 | 2752 | 2505 | 2555.6855 | 2030.3711 | 2431.3711 | 2431.3711 | 2431.3711 | 1860.3711 | 1860.3711 | 1289.3711 | 1289.3711 | 1289.3711 | 1289.3711 | 1289.3711 | 1289.3711 | 1289.3711 | 1289.3711 | 1289.3711
P | 13995 | 14000.6498 | 13897.0442 | 13627.5355 | 13699.3866 | 14263.4335 | 12099.7566 | 12102.3125 | 11439.6498 | 10541.9934 | 10543.5084 | 10545.232 | 9778.0003 | 10074.736 | 13016.7132 | 13018.799 | 11931.8484 | 11941.4687 | 11961.5577 | 11969.3656 | 11969.3656
Q | 1720 | 1732.2415 | 1735.2626 | 1780.4939 | 1784.5047 | 2092.273 | 2097.3065 | 2102.8444 | 2107.9085 | 905.9863 | 679.2689 | 683.0035 | 686.8348 | 690.5957 | 694.8796 | 699.3989 | 727.6729 | 748.5173 | 792.044 | 808.9615 | 808.9615
R | 3161 | 3401.1458 | 3272.9093 | 3444.7955 | 3447.1368 | 3452.2552 | 3455.1934 | 3458.426 | 3461.3821 | 2261.3462 | 2263.2624 | 2265.4424 | 2267.6789 | 2170.8742 | 2173.3749 | 2176.013 | 2192.5175 | 2204.6851 | 2230.0932 | 2239.9685 | 1036.9685
S | 0 | 0 | 0 | 0 | 0 | 0 | 0 | 0 | 0 | 0 | 0 | 0 | 0 | 0 | 0 | 0 | 0 | 0 | 0 | 0 | 0
T | 0 | 0 | 0 | 0 | 0 | 0 | 0 | 0 | 0 | 0 | 0 | 0 | 0 | 0 | 0 | 0 | 0 | 0 | 0 | 0 | 0
U | 2032 | 3061.7897 | 3063.3913 | 3065.1043 | 3567.2306 | 3571.879 | 3574.5475 | 3577.4833 | 3580.168 | 3582.8599 | 6854.6001 | 6856.58 | 6858.6111 | 6860.6049 | 8532.8759 | 8535.2718 | 8550.2609 | 8561.3113 | 8584.3865 | 8593.3551 | 7381.3551
V | 2534 | 2580.1621 | 2182.4232 | 2721.8417 | 2234.8436 | 2241.4062 | 2245.1735 | 2249.3183 | 2253.1086 | 2256.909 | 2259.3658 | 2262.161 | 2265.0286 | 2267.8434 | 2271.0496 | 3474.4321 | 3495.5937 | 3511.1946 | 3543.7721 | 3556.4339 | 3556.4339
W | 300 | 299.7 | 342.2 | 342.2 | 365.2 | 462.6213 | 557.0425 | 557.0425 | 557.0425 | 557.0425 | 557.0425 | 557.0425 | 557.0425 | 557.0425 | 557.0425 | 557.0425 | 557.0425 | 557.0425 | 557.0425 | 557.0425 | 557.0425
X | 321 | 321 | 509.6 | 559.5 | 559.5 | 630.7542 | 716.9085 | 716.9085 | 716.9085 | 716.9085 | 716.9085 | 716.9085 | 716.9085 | 716.9085 | 716.9085 | 716.9085 | 716.9085 | 716.9085 | 716.9085 | 716.9085 | 716.9085
Y | 1190 | 1190 | 1190 | 410 | 487 | 247.0635 | 484.127 | 484.127 | 579.1676 | 579.1676 | 674.2082 | 674.2082 | 769.2488 | 769.2488 | 864.2894 | 864.2894 | 959.3299 | 959.3299 | 959.3299 | 959.3299 | 959.3299
Z | 1152 | 1152.4 | 1429.4 | 1561 | 1948 | 2130.5086 | 2760.7529 | 2794.3209 | 2815.1176 | 2815.1176 | 2835.9142 | 2835.9142 | 2856.7108 | 2856.7108 | 2877.5074 | 2877.5074 | 2898.3041 | 2898.3041 | 2898.3041 | 2898.3041 | 2898.3041
Total | 81387.0001 | 85018.2969 | 77397.2734 | 81685.4582 | 82023.2908 | 83468.8332 | 81590.9551 | 82558.1992 | 83367.9765 | 82368.0244 | 88010.7505 | 84106.2052 | 84582.2592 | 82879.9204 | 88319.544 | 90082.1874 | 89321.0171 | 87135.413 | 87478.7014 | 87612.1266 | 83982.1266
Embedded | 8658.5172 | 8964.4894 | 9280.1863 | 9611.5601 | 9975.4007 | 10358.7966 | 10776.7444 | 11189.8073 | 11632.1876 | 12094.7041 | 12547.3226 | 12995.1759 | 13453.2492 | 13923.061 | 14403.7905 | 14884.6273 | 15365.5725 | 15846.6272 | 16327.7924 | 16809.0692 | 17290.4588
Carbon emissions by plant type (kt of CO2)
| 2011 | 2012 | 2013 | 2014 | 2015 | 2016 | 2017 | 2018 | 2019 | 2020 | 2021 | 2022 | 2023 | 2024 | 2025 | 2026 | 2027 | 2028 | 2029 | 2030 | 2031
CHP | 3270.0033 | 2234.3061 | 2517.1299 | 1940.6343 | 1885.9106 | 2185.4021 | 2103.2416 | 2184.29 | 2199.7285 | 2243.4893 | 1596.4405 | 1787.226 | 1567.2193 | 1042.9976 | 376.6976 | 165.0986 | 177.8383 | 212.5999 | 249.2091 | 282.941 | 0
AGT | 0 | 0 | 0 | 0 | 0 | 0 | 0 | 0 | 0 | 0 | 0 | 0 | 0 | 0 | 0 | 0 | 0 | 0 | 0 | 0 | 0
Oil | 0 | 0 | 0 | 0 | 0 | 0 | 0 | 0 | 0 | 0 | 0 | 0 | 0 | 0 | 0 | 0 | 0 | 0 | 0 | 0 | 0
Hydro | 0 | 0 | 0 | 0 | 0 | 0 | 0 | 0 | 0 | 0 | 0 | 0 | 0 | 0 | 0 | 0 | 0 | 0 | 0 | 0 | 0
PS | 0 | 0 | 0 | 0 | 0 | 0 | 0 | 0 | 0 | 0 | 0 | 0 | 0 | 0 | 0 | 0 | 0 | 0 | 0 | 0 | 0
Nuclear | 0 | 0 | 0 | 0 | 0 | 0 | 0 | 0 | 0 | 0 | 0 | 0 | 0 | 0 | 0 | 0 | 0 | 0 | 0 | 0 | 0
CCGT | 31526.1244 | 17853.8426 | 21298.2528 | 21773.9064 | 22814.4703 | 28215.9983 | 28693.1258 | 28223.6613 | 33118.5239 | 34047.2428 | 37444.4937 | 39305.1996 | 37093.1566 | 34819.3125 | 21594.826 | 17453.0788 | 17696.2065 | 18298.9711 | 18647.7497 | 19310.3085 | 0
OCGT | 0 | 0 | 0 | 0 | 0 | 0 | 4.9998e-09 | 4.9998e-09 | 0 | 0 | 0 | 0 | 0 | 0 | 0 | 0 | 0 | 0 | 0 | 0 | 0
Coal | 90291.3587 | 135876.8867 | 127264.1693 | 122987.6266 | 115735.8162 | 71424.8436 | 60088.9902 | 49795.2263 | 44126.7024 | 42138.2665 | 22947.0936 | 17112.0137 | 14583.2809 | 11594.7935 | 11500.5666 | 11074.8787 | 11060.3521 | 11091.0598 | 11086.8469 | 11123.9098 | 0
Coal + CCS | 4.7738e-09 | 1.7443e-06 | 3.3212e-06 | 3.5995e-06 | 223.0326 | 817.7861 | 817.7861 | 817.8383 | 817.8383 | 817.8383 | 817.8383 | 817.8383 | 817.8383 | 1561.3276 | 3747.147 | 3747.0355 | 3746.9795 | 3746.981 | 3746.9704 | 3746.9472 | 0
CCGT + CCS | 0 | 0 | 0 | 0 | 0 | 7.0367e-11 | 1.4777e-09 | 1.1506e-06 | 1.1506e-06 | 1.1507e-06 | 1.1506e-06 | 1.1507e-06 | 1.1506e-06 | 429.4742 | 1234.9182 | 1230.2997 | 1229.4491 | 1230.6394 | 1230.5183 | 1231.9474 | 0
Onshore wind (unclassified) | 0 | 0 | 0 | 0 | 0 | 0 | 0 | 0 | 0 | 0 | 0 | 0 | 0 | 0 | 0 | 0 | 0 | 0 | 0 | 0 | 0
Offshore wind (unclassified) | 0 | 0 | 0 | 0 | 0 | 0 | 0 | 0 | 0 | 0 | 0 | 0 | 0 | 0 | 0 | 0 | 0 | 0 | 0 | 0 | 0
Onshore wind | 0 | 0 | 0 | 0 | 0 | 0 | 0 | 0 | 0 | 0 | 0 | 0 | 0 | 0 | 0 | 0 | 0 | 0 | 0 | 0 | 0
Onshore wind (Medium) | 0 | 0 | 0 | 0 | 0 | 0 | 0 | 0 | 0 | 0 | 0 | 0 | 0 | 0 | 0 | 0 | 0 | 0 | 0 | 0 | 0
Onshore wind (Low) | 0 | 0 | 0 | 0 | 0 | 0 | 0 | 0 | 0 | 0 | 0 | 0 | 0 | 0 | 0 | 0 | 0 | 0 | 0 | 0 | 0
Offshore wind | 0 | 0 | 0 | 0 | 0 | 0 | 0 | 0 | 0 | 0 | 0 | 0 | 0 | 0 | 0 | 0 | 0 | 0 | 0 | 0 | 0
Offshore wind (Low) | 0 | 0 | 0 | 0 | 0 | 0 | 0 | 0 | 0 | 0 | 0 | 0 | 0 | 0 | 0 | 0 | 0 | 0 | 0 | 0 | 0
Wave | 0 | 0 | 0 | 0 | 0 | 0 | 0 | 0 | 0 | 0 | 0 | 0 | 0 | 0 | 0 | 0 | 0 | 0 | 0 | 0 | 0
Tidal Stream | 0 | 0 | 0 | 0 | 0 | 0 | 0 | 0 | 0 | 0 | 0 | 0 | 0 | 0 | 0 | 0 | 0 | 0 | 0 | 0 | 0
Tidal Range | 0 | 0 | 0 | 0 | 0 | 0 | 0 | 0 | 0 | 0 | 0 | 0 | 0 | 0 | 0 | 0 | 0 | 0 | 0 | 0 | 0
Sewage gas | 0 | 0 | 0 | 0 | 0 | 0 | 0 | 0 | 0 | 0 | 0 | 0 | 0 | 0 | 0 | 0 | 0 | 0 | 0 | 0 | 0
Solar | 0 | 0 | 0 | 0 | 0 | 0 | 0 | 0 | 0 | 0 | 0 | 0 | 0 | 0 | 0 | 0 | 0 | 0 | 0 | 0 | 0
Biomass regular | 0 | 0 | 0 | 0 | 0 | 0 | 0 | 0 | 0 | 0 | 0 | 0 | 0 | 0 | 0 | 0 | 0 | 0 | 0 | 0 | 0
Biomass energy crop | 0 | 0 | 0 | 0 | 0 | 0 | 0 | 0 | 0 | 0 | 0 | 0 | 0 | 0 | 0 | 0 | 0 | 0 | 0 | 0 | 0
Biowaste | 0 | 0 | 0 | 0 | 0 | 0 | 0 | 0 | 0 | 0 | 0 | 0 | 0 | 0 | 0 | 0 | 0 | 0 | 0 | 0 | 0
Biogas | 0 | 0 | 0 | 0 | 0 | 0 | 0 | 0 | 0 | 0 | 0 | 0 | 0 | 0 | 0 | 0 | 0 | 0 | 0 | 0 | 0
Biodiesel | 0 | 0 | 0 | 0 | 0 | 0 | 0 | 0 | 0 | 0 | 0 | 0 | 0 | 0 | 0 | 0 | 0 | 0 | 0 | 0 | 0
Biomass ACT | 0 | 0 | 0 | 0 | 0 | 0 | 0 | 0 | 0 | 0 | 0 | 0 | 0 | 0 | 0 | 0 | 0 | 0 | 0 | 0 | 0
Biomass AD | 0 | 0 | 0 | 0 | 0 | 0 | 0 | 0 | 0 | 0 | 0 | 0 | 0 | 0 | 0 | 0 | 0 | 0 | 0 | 0 | 0
Biomass regular (CHP) | 0 | 0 | 0 | 0 | 0 | 0 | 0 | 0 | 0 | 0 | 0 | 0 | 0 | 0 | 0 | 0 | 0 | 0 | 0 | 0 | 0
Biomass energy crop (CHP) | 0 | 0 | 0 | 0 | 0 | 0 | 0 | 0 | 0 | 0 | 0 | 0 | 0 | 0 | 0 | 0 | 0 | 0 | 0 | 0 | 0
Biowaste (CHP) | 0 | 0 | 0 | 0 | 0 | 0 | 0 | 0 | 0 | 0 | 0 | 0 | 0 | 0 | 0 | 0 | 0 | 0 | 0 | 0 | 0
Biogas (CHP) | 0 | 0 | 0 | 0 | 0 | 0 | 0 | 0 | 0 | 0 | 0 | 0 | 0 | 0 | 0 | 0 | 0 | 0 | 0 | 0 | 0
Biodiesel (CHP) | 0 | 0 | 0 | 0 | 0 | 0 | 0 | 0 | 0 | 0 | 0 | 0 | 0 | 0 | 0 | 0 | 0 | 0 | 0 | 0 | 0
Biomass ACT (CHP) | 0 | 0 | 0 | 0 | 0 | 0 | 0 | 0 | 0 | 0 | 0 | 0 | 0 | 0 | 0 | 0 | 0 | 0 | 0 | 0 | 0
Biomass AD (CHP) | 0 | 0 | 0 | 0 | 0 | 0 | 0 | 0 | 0 | 0 | 0 | 0 | 0 | 0 | 0 | 0 | 0 | 0 | 0 | 0 | 0
Landfill gas | 0 | 0 | 0 | 0 | 0 | 0 | 0 | 0 | 0 | 0 | 0 | 0 | 0 | 0 | 0 | 0 | 0 | 0 | 0 | 0 | 0
Hydro (small scale) | 0 | 0 | 0 | 0 | 0 | 0 | 0 | 0 | 0 | 0 | 0 | 0 | 0 | 0 | 0 | 0 | 0 | 0 | 0 | 0 | 0
Geopressure | 0 | 0 | 0 | 0 | 0 | 0 | 0 | 0 | 0 | 0 | 0 | 0 | 0 | 0 | 0 | 0 | 0 | 0 | 0 | 0 | 0
Standard gasification or pyrolysis | 0 | 0 | 0 | 0 | 0 | 0 | 0 | 0 | 0 | 0 | 0 | 0 | 0 | 0 | 0 | 0 | 0 | 0 | 0 | 0 | 0
Other unspecified | 0 | 0 | 0 | 0 | 0 | 0 | 0 | 0 | 0 | 0 | 0 | 0 | 0 | 0 | 0 | 0 | 0 | 0 | 0 | 0 | 0
Geothermal | 0 | 0 | 0 | 0 | 0 | 0 | 0 | 0 | 0 | 0 | 0 | 0 | 0 | 0 | 0 | 0 | 0 | 0 | 0 | 0 | 0
Microgeneration | 0 | 0 | 0 | 0 | 0 | 0 | 0 | 0 | 0 | 0 | 0 | 0 | 0 | 0 | 0 | 0 | 0 | 0 | 0 | 0 | 0
Other ROC | 0 | 0 | 0 | 0 | 0 | 0 | 0 | 0 | 0 | 0 | 0 | 0 | 0 | 0 | 0 | 0 | 0 | 0 | 0 | 0 | 0
Non-ROC | 0 | 0 | 0 | 0 | 0 | 0 | 0 | 0 | 0 | 0 | 0 | 0 | 0 | 0 | 0 | 0 | 0 | 0 | 0 | 0 | 0
Embedded CHP | 7833.2393 | 8157.8981 | 8482.557 | 8807.2159 | 9131.8747 | 9456.5336 | 9781.1925 | 10105.8514 | 10430.5102 | 10755.1691 | 11079.828 | 11417.4732 | 11755.1184 | 12092.7636 | 12430.4088 | 12768.0541 | 13105.6993 | 13443.3445 | 13780.9897 | 14118.6349 | 14456.2802
Embedded Gas | 689.3244 | 689.3244 | 689.3244 | 689.3244 | 689.3244 | 689.3244 | 689.3244 | 689.3244 | 689.3244 | 689.3244 | 689.3244 | 689.3244 | 689.3244 | 689.3244 | 689.3244 | 689.3244 | 689.3244 | 689.3244 | 689.3244 | 689.3244 | 689.3244
Embedded offshore wind | 0 | 0 | 0 | 0 | 0 | 0 | 0 | 0 | 0 | 0 | 0 | 0 | 0 | 0 | 0 | 0 | 0 | 0 | 0 | 0 | 0
Embedded onshore wind | 0 | 0 | 0 | 0 | 0 | 0 | 0 | 0 | 0 | 0 | 0 | 0 | 0 | 0 | 0 | 0 | 0 | 0 | 0 | 0 | 0
Embedded biomass | 0 | 0 | 0 | 0 | 0 | 0 | 0 | 0 | 0 | 0 | 0 | 0 | 0 | 0 | 0 | 0 | 0 | 0 | 0 | 0 | 0
Embedded tidal and wave | 0 | 0 | 0 | 0 | 0 | 0 | 0 | 0 | 0 | 0 | 0 | 0 | 0 | 0 | 0 | 0 | 0 | 0 | 0 | 0 | 0
Embedded hydro | 0 | 0 | 0 | 0 | 0 | 0 | 0 | 0 | 0 | 0 | 0 | 0 | 0 | 0 | 0 | 0 | 0 | 0 | 0 | 0 | 0
Total | 133610.0501 | 164812.258 | 160251.4334 | 156198.7076 | 150480.4289 | 112789.8881 | 102173.6606 | 91816.1917 | 91382.6278 | 90691.3304 | 74575.0185 | 71129.0752 | 66505.9379 | 62229.9935 | 51573.8887 | 47127.7698 | 47705.8492 | 48712.9201 | 49431.6086 | 50504.0134 | 15145.6046
Carbon emissions by chart type
| 2011 | 2012 | 2013 | 2014 | 2015 | 2016 | 2017 | 2018 | 2019 | 2020 | 2021 | 2022 | 2023 | 2024 | 2025 | 2026 | 2027 | 2028 | 2029 | 2030 | 2031
Gas | 43318.6914 | 28935.3713 | 32987.2641 | 33211.081 | 34521.5801 | 40547.2585 | 41266.8843 | 41203.1271 | 46438.0871 | 47735.2256 | 50810.0866 | 53199.2232 | 51104.8187 | 48644.3981 | 35091.2569 | 31075.5559 | 31669.0685 | 32644.24 | 33367.273 | 34401.2089 | 15145.6046
Coal | 90291.3587 | 135876.8867 | 127264.1693 | 122987.6266 | 115735.8162 | 71424.8436 | 60088.9902 | 49795.2263 | 44126.7024 | 42138.2665 | 22947.0936 | 17112.0137 | 14583.2809 | 11594.7935 | 11500.5666 | 11074.8787 | 11060.3521 | 11091.0598 | 11086.8469 | 11123.9098 | 0
Oil | 0 | 0 | 0 | 0 | 0 | 0 | 0 | 0 | 0 | 0 | 0 | 0 | 0 | 0 | 0 | 0 | 0 | 0 | 0 | 0 | 0
OCGT | 0 | 0 | 0 | 0 | 0 | 0 | 4.9998e-09 | 4.9998e-09 | 0 | 0 | 0 | 0 | 0 | 0 | 0 | 0 | 0 | 0 | 0 | 0 | 0
PS | 0 | 0 | 0 | 0 | 0 | 0 | 0 | 0 | 0 | 0 | 0 | 0 | 0 | 0 | 0 | 0 | 0 | 0 | 0 | 0 | 0
Nuclear | 0 | 0 | 0 | 0 | 0 | 0 | 0 | 0 | 0 | 0 | 0 | 0 | 0 | 0 | 0 | 0 | 0 | 0 | 0 | 0 | 0
CCS | 4.7738e-09 | 1.7443e-06 | 3.3212e-06 | 3.5995e-06 | 223.0326 | 817.7861 | 817.7861 | 817.8383 | 817.8383 | 817.8383 | 817.8383 | 817.8383 | 817.8383 | 1990.8019 | 4982.0652 | 4977.3352 | 4976.4286 | 4977.6203 | 4977.4887 | 4978.8946 | 0
Onshore wind | 0 | 0 | 0 | 0 | 0 | 0 | 0 | 0 | 0 | 0 | 0 | 0 | 0 | 0 | 0 | 0 | 0 | 0 | 0 | 0 | 0
Offshore wind | 0 | 0 | 0 | 0 | 0 | 0 | 0 | 0 | 0 | 0 | 0 | 0 | 0 | 0 | 0 | 0 | 0 | 0 | 0 | 0 | 0
Other renewable | 0 | 0 | 0 | 0 | 0 | 0 | 0 | 0 | 0 | 0 | 0 | 0 | 0 | 0 | 0 | 0 | 0 | 0 | 0 | 0 | 0
Total | 133610.0501 | 164812.258 | 160251.4334 | 156198.7076 | 150480.4289 | 112789.8881 | 102173.6606 | 91816.1917 | 91382.6278 | 90691.3304 | 74575.0185 | 71129.0752 | 66505.9379 | 62229.9935 | 51573.8887 | 47127.7698 | 47705.8492 | 48712.9201 | 49431.6086 | 50504.0134 | 15145.6046
Inc total embedded of: | 8522.5637 | 8847.2226 | 9171.8815 | 9496.5403 | 9821.1992 | 10145.8581 | 10470.5169 | 10795.1758 | 11119.8347 | 11444.4935 | 11769.1524 | 12106.7976 | 12444.4428 | 12782.0881 | 13119.7333 | 13457.3785 | 13795.0237 | 14132.6689 | 14470.3142 | 14807.9594 | 15145.6046
Total carbon intensity (g/kWhr) | 405.2743 | 477.0303 | 463.6537 | 445.3674 | 426.8016 | 321.4983 | 289.7422 | 264.5213 | 261.3949 | 259.6428 | 209.0708 | 198.561 | 183.2147 | 169.6787 | 134.836 | 120.3068 | 120.5206 | 121.6064 | 122.0838 | 123.2581 | 182.2857
Carbon intensity (g/kWhr) - excl embed CHP | 406.5956 | 483.0289 | 468.9944 | 449.5653 | 429.8024 | 316.7068 | 282.3365 | 254.6555 | 251.0017 | 248.7357 | 193.6232 | 181.7259 | 164.6761 | 149.5043 | 111.7678 | 95.8213 | 95.6317 | 96.4502 | 96.5826 | 97.5252 | 15.1315
Renewable share
Data to calculate on EU basis:
| 2011 | 2012 | 2013 | 2014 | 2015 | 2016 | 2017 | 2018 | 2019 | 2020 | 2021 | 2022 | 2023 | 2024 | 2025 | 2026 | 2027 | 2028 | 2029 | 2030 | 2031
Consumption E in ESI (own use) | 15.851 | 15.626 | 15.542 | 15.13 | 15.485 | 15.236 | 14.84 | 13.382 | 13.214 | 12.513 | 11.293 | 11.144 | 11.339 | 11.473 | 10.585 | 10.835 | 11.16 | 11.57 | 12.076 | 12.533 | 12.736
Energy Industy excl own use and P/S | 8.6273 | 8.6273 | 8.6273 | 8.6273 | 8.6273 | 8.6273 | 8.6273 | 8.6273 | 8.6273 | 8.6273 | 8.6273 | 8.6273 | 8.6273 | 8.6273 | 8.6273 | 8.6273 | 8.6273 | 8.6273 | 8.6273 | 8.6273 | 8.6273
Consumption E in Rail Transport | 4.4826 | 4.4826 | 4.4826 | 4.4826 | 4.4826 | 4.4826 | 4.4826 | 4.4826 | 4.4826 | 4.4826 | 4.4826 | 4.4826 | 4.4826 | 4.4826 | 4.4826 | 4.4826 | 4.4826 | 4.4826 | 4.4826 | 4.4826 | 4.4826
Renewable generation | 37.3099 | 44.2375 | 46.6085 | 54.9571 | 62.3945 | 82.2242 | 94.1753 | 100.3163 | 102.0698 | 105.6623 | 113.9713 | 115.4304 | 117.1663 | 118.404 | 120.3955 | 121.5388 | 124.0834 | 126.0783 | 128.4477 | 130.3799 | 43.7147
EU-consistent demand | 332.4192 | 348.0125 | 348.0595 | 352.7389 | 354.9521 | 352.9518 | 354.3666 | 347.3753 | 349.7002 | 348.6957 | 354.8805 | 356.2569 | 361.2237 | 365.115 | 379.9686 | 389.455 | 393.8817 | 399.0385 | 403.8652 | 409.165 | 82.7133
Renewable share | 11.22% | 12.71% | 13.39% | 15.58% | 17.58% | 23.3% | 26.58% | 28.88% | 29.19% | 30.3% | 32.12% | 32.4% | 32.44% | 32.43% | 31.69% | 31.21% | 31.5% | 31.6% | 31.8% | 31.86% | 52.85%
Capacity by aggregated zones
| 2011 | 2012 | 2013 | 2014 | 2015 | 2016 | 2017 | 2018 | 2019 | 2020 | 2021 | 2022 | 2023 | 2024 | 2025 | 2026 | 2027 | 2028 | 2029 | 2030 | 2031
S England & S Wales | 30894 | 32261.5031 | 25436.5244 | 25872.104 | 25673.7533 | 25368.0346 | 24572.3993 | 24587.1031 | 25919.5492 | 27603.0315 | 34881.7472 | 34891.6633 | 36571.836 | 36801.8216 | 39543.196 | 40082.1955 | 40157.2673 | 37862.6121 | 37978.1822 | 38023.1006 | 36811.1006
Midlands & N Wales | 16645 | 17541.7651 | 16720.3704 | 18887.4354 | 17442.2047 | 17607.5779 | 17764.7851 | 17261.8931 | 17272.9655 | 17284.0677 | 16323.2447 | 12397.4103 | 12405.7871 | 11374.0099 | 11003.3763 | 12213.2575 | 12275.0764 | 12320.6509 | 12415.8186 | 12452.8073 | 12452.8073
N England | 21118 | 21155.2787 | 20929.4785 | 20915.3188 | 20997.5327 | 20906.7347 | 16969.563 | 16986.4273 | 16336.8489 | 13042.3122 | 12822.3085 | 12833.6815 | 12076.3488 | 12249.8016 | 15202.8472 | 15216.6099 | 14202.7118 | 14266.1883 | 14398.7389 | 14450.257 | 13247.257
S Scotland | 8386 | 7918.35 | 7661.4 | 8097.6 | 8177.8 | 8445.2383 | 8891.0767 | 8892.0767 | 8892.0767 | 8892.0767 | 8321.0767 | 8321.0767 | 7750.0767 | 6676.0767 | 6676.0767 | 6676.0767 | 6676.0767 | 6676.0767 | 6676.0767 | 6676.0767 | 5461.0767
N Scotland | 2943 | 2943.1 | 3451.2 | 2852.7 | 3339.7 | 3450.9477 | 4498.831 | 4532.399 | 4648.2362 | 4648.2362 | 4764.0734 | 4764.0734 | 4879.9106 | 4879.9106 | 4995.7478 | 4995.7478 | 5111.585 | 5111.585 | 5111.585 | 5111.585 | 5111.585
Offshore South | 826 | 2353.3 | 2353.3 | 2353.3 | 3185.3 | 3983.3 | 4787.3 | 5591.3 | 5591.3 | 5591.3 | 5591.3 | 5591.3 | 5591.3 | 5591.3 | 5591.3 | 5591.3 | 5591.3 | 5591.3 | 5591.3 | 5591.3 | 5591.3
Offshore Irish Sea | 555 | 825 | 825 | 1532 | 1532 | 1532 | 1532 | 1532 | 1532 | 1532 | 1532 | 1532 | 1532 | 1532 | 1532 | 1532 | 1532 | 1532 | 1532 | 1532 | 1532
Offshore E England | 8e-06 | 8e-06 | 8e-06 | 705 | 1205 | 1705 | 2105 | 2305 | 2305 | 2905 | 2905 | 2905 | 2905 | 2905 | 2905 | 2905 | 2905 | 2905 | 2905 | 2905 | 2905
Offshore Scotland | 20 | 20 | 20 | 470 | 470 | 470 | 470 | 470 | 470 | 470 | 470 | 470 | 470 | 470 | 470 | 470 | 470 | 470 | 470 | 470 | 470
Total | 81387.0001 | 85018.2969 | 77397.2733 | 81685.4582 | 82023.2908 | 83468.8332 | 81590.9551 | 82158.1992 | 82967.9765 | 81968.0244 | 87610.7505 | 83706.2052 | 84182.2592 | 82479.9204 | 87919.544 | 89682.1874 | 88921.0171 | 86735.413 | 87078.7014 | 87212.1266 | 83582.1266
TNUoS charges by zone
Generator DS Zonal Tariff (£/kW)
Generation - Wider Tariffs in Y+1
Zone No. | Zone Name | 2011 | 2012 | 2013 | 2014 | 2015 | 2016 | 2017 | 2018 | 2019 | 2020 | 2021 | 2022 | 2023 | 2024 | 2025 | 2026 | 2027 | 2028 | 2029 | 2030
1 | North Scotland | 0 | 2.4392 | 3.2581 | 1.7795 | 0.072719 | 0.031403 | 0.85972 | 0.84832 | 0.63452 | -1.3728 | -2.4935 | -3.5242 | -4.3895 | -5.3023 | -5.624 | -5.984 | -5.7924 | -5.9077 | -5.5033 | -5.5033
2 | Peterhead | 0 | 4.2857 | 5.1172 | 1.9635 | -0.53582 | -0.52344 | 0.33517 | 0.32947 | 0.11603 | -2.0121 | -3.1395 | -4.1847 | -5.1842 | -6.1869 | -6.5155 | -6.8755 | -6.684 | -6.7966 | -6.3889 | -6.3889
3 | Western Highland & Skye | 0 | 1.2469 | 1.6426 | 2.1446 | 1.7771 | 1.6272 | 2.3935 | 2.3691 | 2.1545 | 0.02607 | -1.6255 | -2.0772 | -3.579 | -4.5522 | -4.858 | -5.2181 | -5.0265 | -5.148 | -4.7507 | -4.7507
4 | Central Highlands | 0 | 1.9835 | 2.1492 | 2.5069 | 1.6982 | 1.2033 | 1.7094 | 1.708 | 1.4908 | -0.67877 | -1.985 | -2.5515 | -3.6437 | -4.9312 | -5.1694 | -5.5298 | -5.338 | -5.4797 | -5.1216 | -5.1216
5 | Argyll | 0 | 1.5162 | 2.4369 | 2.551 | 2.2905 | 1.3472 | 1.6157 | 1.817 | 1.596 | -0.68426 | -1.8688 | -2.1358 | -3.0004 | -4.5206 | -4.6396 | -5.0004 | -4.8083 | -4.9786 | -4.6993 | -4.6993
6 | Stirlingshire | 0 | 1.8383 | 3.3936 | 3.2806 | 1.9465 | 1.091 | 1.943 | 1.9458 | 1.7298 | -0.34426 | -1.5579 | -2.5517 | -3.8387 | -5.0555 | -5.2574 | -5.6175 | -5.4259 | -5.5434 | -5.2558 | -5.2558
7 | South Scotland | 0 | 1.2961 | 2.7752 | 2.7276 | 2.3279 | 2.7826 | 3.0388 | 3.2052 | 2.9912 | 0.65417 | -0.46234 | -0.74691 | -1.7616 | -2.0846 | -2.0771 | -2.4352 | -2.2487 | -2.599 | -2.3692 | -2.3692
8 | Auchencrosh | 0 | 1.4712 | 1.6951 | 1.8499 | 1.5112 | 1.1088 | 1.2996 | 1.5372 | 1.3144 | -0.90702 | -2.0852 | -2.4319 | -3.3558 | -4.8505 | -4.9683 | -5.3292 | -5.137 | -5.3173 | -5.0257 | -5.0257
9 | Humber & Lancashire | 0 | 2.13 | 3.581 | 3.6323 | 3.3445 | 3.8408 | 3.9451 | 4.5295 | 4.3212 | 4.202 | 2.9434 | 3.0896 | 2.0075 | 1.5254 | 1.3706 | 1.0238 | 1.1637 | 0.80633 | 0.96965 | 0.96965
10 | North East England | 0 | 1.9308 | 3.572 | 3.4698 | 3.1334 | 3.7762 | 3.7202 | 3.9992 | 3.7842 | 0.75782 | -0.34841 | -0.14098 | -1.1834 | -1.6419 | -1.6997 | -2.0415 | -1.9052 | -2.1707 | -2.017 | -2.017
11 | Anglesey | 0 | 3.5428 | 5.1237 | 5.0465 | 4.4473 | 3.9622 | 3.9854 | 4.0447 | 3.8365 | 1.0188 | -0.057579 | -0.14141 | -1.0734 | -1.395 | -1.393 | -1.6653 | -1.4942 | -1.7487 | -1.6298 | -1.6298
12 | Dinorwig | 0 | 3.5428 | 5.1237 | 5.0465 | 4.8192 | 4.334 | 4.3572 | 4.4165 | 4.2083 | 1.0188 | -0.057579 | -0.14141 | -1.0734 | -1.395 | -1.393 | -1.6653 | -1.4942 | -1.7487 | -1.6298 | -1.6298
13 | South Yorks & North Wales | 0 | 2.0397 | 3.0783 | 3.3375 | 2.9004 | 3.3233 | 3.3409 | 4.1034 | 3.9978 | 3.6993 | 3.2874 | 3.4806 | 2.4191 | 2.0234 | 2.16 | 2.2771 | 2.3338 | 2.1769 | 2.1679 | 2.1679
14 | Midlands | 0 | 0.39569 | 1.1804 | 2.0302 | 1.7726 | 2.1356 | 2.1904 | 2.439 | 2.291 | 2.2348 | 2.4937 | 2.6487 | 3.5532 | 3.7466 | 4.1793 | 4.0724 | 3.9981 | 3.9777 | 3.8778 | 3.8778
15 | South Wales & Gloucester | 0 | 5.5224 | 6.4778 | 6.1177 | 6.3515 | 6.6366 | 6.471 | 4.969 | 5.8929 | 7.3567 | 6.9968 | 7.0562 | 7.3307 | 7.9992 | 7.0903 | 7.1737 | 7.0875 | 7.1699 | 7.6438 | 7.6438
16 | Central London | 0 | -2.1178 | -3.6266 | -3.9107 | -3.5606 | -3.7116 | -3.7841 | -3.836 | -3.9166 | -3.2287 | -1.8219 | -1.7876 | 4.2411 | 4.5426 | 5.0725 | 4.9416 | 4.8286 | 4.6038 | 4.5141 | 4.5141
17 | South East | 0 | -2.836 | -4.9275 | -5.0977 | -5.1248 | -5.1814 | -4.6267 | -4.3461 | -3.9022 | -3.39 | -1.2788 | -1.1798 | 0.28402 | 0.51208 | 1.3558 | 1.3358 | 1.1755 | 1.4619 | 1.0342 | 1.0342
18 | Oxon & South Coast | 0 | -0.1504 | -1.1013 | -1.1463 | -1.093 | -1.1793 | -1.308 | -1.5013 | -1.5449 | -0.26046 | 1.3562 | 1.2413 | 1.9057 | 2.1255 | 2.4524 | 2.6785 | 2.6119 | 2.6907 | 2.1943 | 2.1943
19 | Wessex | 0 | 0.82089 | -0.85273 | -1.3983 | -0.2871 | -1.047 | -1.212 | -0.88193 | 0.049681 | 2.3345 | 2.3178 | 2.5907 | 3.143 | 3.9159 | 3.8974 | 3.9746 | 3.8753 | 4.0451 | 3.7216 | 3.7216
20 | Peninsula | 0 | 1.501 | 0.27971 | -0.30066 | 1.186 | -0.86989 | -1.0331 | -1.4479 | 0.046284 | 1.3842 | 0.70211 | 1.4931 | 2.6656 | 3.4827 | 3.4464 | 3.5252 | 3.4271 | 3.5873 | 3.253 | 3.253
Generator DS Zonal Tariff (£/kW)
Generation - Wider Tariffs in Y+5
Zone No. | Zone Name | 2011 | 2012 | 2013 | 2014 | 2015 | 2016 | 2017 | 2018 | 2019 | 2020 | 2021 | 2022 | 2023 | 2024 | 2025 | 2026 | 2027 | 2028 | 2029 | 2030
1 | North Scotland | 0 | 0 | 0 | 0 | 0 | 2.2719 | 2.6747 | 1.4512 | 1.2388 | 2.0724 | 0.55444 | 1.7024 | -2.8814 | 0.33862 | -5.4951 | -5.6728 | -5.6245 | -5.7847 | -5.7104 | -5.6865
2 | Peterhead | 0 | 0 | 0 | 0 | 0 | 3.0611 | 3.4436 | 1.4761 | 0.69047 | 2.1607 | 0.4357 | 1.6445 | -3.6801 | 0.9719 | -6.2601 | -6.3283 | -6.515 | -6.6752 | -6.6024 | -6.5669
3 | Western Highland & Skye | 0 | 0 | 0 | 0 | 0 | 2.1305 | 2.5802 | 2.3525 | 2.8197 | 2.8246 | 1.2524 | 1.0036 | -2.0602 | 0.049737 | -4.7402 | -5.3234 | -4.8611 | -5.0211 | -4.9435 | -4.9457
4 | Central Highlands | 0 | 0 | 0 | 0 | 0 | 2.6747 | 3.3906 | 2.2347 | 2.2787 | 2.0754 | 0.7051 | 1.2509 | -2.1364 | -0.49739 | -4.969 | -5.0706 | -5.1812 | -5.342 | -5.2518 | -5.3705
5 | Argyll | 0 | 0 | 0 | 0 | 0 | 3.1454 | 4.0655 | 2.5788 | 2.4604 | 1.5283 | 0.7176 | 0.91222 | -1.4925 | -1.2578 | -4.4447 | -4.3451 | -4.6643 | -4.828 | -4.7172 | -5.0423
6 | Stirlingshire | 0 | 0 | 0 | 0 | 0 | 2.61 | 2.9597 | 2.2549 | 2.4047 | 2.5127 | 0.89456 | 1.9325 | -2.3357 | 0.1318 | -5.0181 | -4.9868 | -5.2583 | -5.4168 | -5.3438 | -5.2778
7 | South Scotland | 0 | 0 | 0 | 0 | 0 | 3.1313 | 3.3842 | 3.4079 | 3.8892 | 3.2887 | 1.3992 | 2.1404 | -0.23817 | 1.2774 | -2.1812 | -1.9034 | -2.0076 | -2.1983 | -2.1944 | -2.2274
8 | Auchencrosh | 0 | 0 | 0 | 0 | 0 | 2.2367 | 3.319 | 2.101 | 2.0759 | 1.3588 | 0.54435 | 0.86093 | -1.8448 | -1.586 | -4.7383 | -4.6394 | -4.957 | -5.1215 | -5.0452 | -5.2931
9 | Humber & Lancashire | 0 | 0 | 0 | 0 | 0 | 3.6661 | 3.9029 | 4.1636 | 4.749 | 4.1601 | 4.3535 | 3.3179 | 3.7986 | 2.1586 | 1.4975 | 1.6906 | 1.6159 | 1.3067 | 1.1787 | 1.1572
10 | North East England | 0 | 0 | 0 | 0 | 0 | 3.583 | 3.8029 | 4.1111 | 4.774 | 4.4622 | 1.1038 | 2.9881 | 0.32402 | 1.942 | -1.689 | -1.5167 | -1.6411 | -1.8315 | -1.8742 | -1.8979
11 | Anglesey | 0 | 0 | 0 | 0 | 0 | 4.4985 | 4.767 | 4.6571 | 4.4887 | 1.6457 | 1.392 | 0.72641 | 0.42484 | 0.28652 | -0.77086 | -0.46656 | -1.4851 | -1.4767 | -1.4499 | -1.5308
12 | Dinorwig | 0 | 0 | 0 | 0 | 0 | 4.8703 | 5.1388 | 5.0289 | 4.8605 | 1.6457 | 1.392 | 0.72641 | 0.42484 | 0.28652 | -0.77086 | -0.46656 | -1.4851 | -1.4767 | -1.4499 | -1.5308
13 | South Yorks & North Wales | 0 | 0 | 0 | 0 | 0 | 3.254 | 3.4975 | 3.7257 | 3.9851 | 3.7223 | 3.5833 | 3.104 | 3.6393 | 2.3311 | 2.1714 | 2.3228 | 2.2076 | 2.0278 | 2.0137 | 2.3319
14 | Midlands | 0 | 0 | 0 | 0 | 0 | 2.0826 | 2.0481 | 2.2042 | 2.4477 | 2.1045 | 2.2708 | 2.1307 | 2.948 | 2.067 | 3.2798 | 3.4238 | 4.136 | 4.054 | 4.0445 | 4.0142
15 | South Wales & Gloucester | 0 | 0 | 0 | 0 | 0 | 6.3565 | 6.0436 | 5.9159 | 5.6978 | 5.8888 | 6.8325 | 6.7627 | 7.6866 | 6.9111 | 8.0575 | 6.6781 | 6.7999 | 6.9831 | 6.9356 | 7.0396
16 | Central London | 0 | 0 | 0 | 0 | 0 | -4.0714 | -4.3248 | -4.0578 | -4.4634 | -4.3272 | -3.5199 | 0.62441 | 2.7035 | 2.2533 | 4.0531 | 4.27 | 4.9608 | 4.9391 | 4.9293 | 4.8825
17 | South East | 0 | 0 | 0 | 0 | 0 | -5.7744 | -5.6764 | -5.5251 | -5.469 | -4.8853 | -4.181 | -3.5779 | -2.7315 | -1.9812 | -0.54494 | 0.33226 | 1.2188 | 1.2388 | 1.2312 | 1.2746
18 | Oxon & South Coast | 0 | 0 | 0 | 0 | 0 | -1.3542 | -1.6495 | -1.6572 | -2.3346 | -1.7887 | -1.1204 | -0.62148 | -0.12443 | 0.72093 | 2.1434 | 2.2263 | 2.4264 | 2.5635 | 2.5617 | 2.6248
19 | Wessex | 0 | 0 | 0 | 0 | 0 | -1.2743 | -1.6074 | -2.127 | -2.0131 | -0.026682 | 0.57919 | 1.7865 | 2.7639 | 2.7054 | 3.8121 | 3.3083 | 3.6189 | 3.7438 | 3.7391 | 3.813
20 | Peninsula | 0 | 0 | 0 | 0 | 0 | -0.094834 | -1.1717 | -1.3994 | -1.8792 | 0.10749 | -1.0453 | 2.2283 | 1.8571 | 3.5706 | 3.1793 | 2.663 | 2.9597 | 3.0864 | 3.0816 | 3.1545
Generator CBA Zonal Tariff (£/kW)
Generation - Wider Year Round Shared Tariffs in Y+1
Zone No. | Zone Name | 2011 | 2012 | 2013 | 2014 | 2015 | 2016 | 2017 | 2018 | 2019 | 2020 | 2021 | 2022 | 2023 | 2024 | 2025 | 2026 | 2027 | 2028 | 2029 | 2030
1 | North Scotland | 0 | 7.8715 | 7.7053 | 6.0197 | 4.517 | 5.8477 | 5.0741 | 3.657 | 4.0817 | 3.9269 | 3.5139 | 2.6684 | 2.1923 | 2.4275 | 2.5329 | 2.4775 | 2.4669 | 2.3511 | 2.4168 | 2.416
2 | Peterhead | 0 | 6.1762 | 6.6508 | 5.0027 | 3.6243 | 5.162 | 4.6258 | 3.2305 | 3.6672 | 3.5294 | 3.1054 | 2.3043 | 1.8053 | 2.0157 | 2.1584 | 2.1046 | 2.1151 | 1.9969 | 2.0587 | 2.0579
3 | Western Highland & Skye | 0 | 6.1762 | 6.6508 | 5.0027 | 3.6243 | 5.162 | 4.6258 | 3.2305 | 3.6672 | 3.5294 | 3.1054 | 2.3043 | 1.8053 | 2.0157 | 2.1584 | 2.1046 | 2.1151 | 1.9969 | 2.0587 | 2.0579
4 | Central Highlands | 0 | 6.1762 | 6.6508 | 5.0027 | 3.6243 | 5.162 | 4.6258 | 3.2305 | 3.6672 | 3.5294 | 3.1054 | 2.3043 | 1.8053 | 2.0157 | 2.1584 | 2.1046 | 2.1151 | 1.9969 | 2.0587 | 2.0579
5 | Argyll | 0 | 5.2224 | 4.6917 | 4.2003 | 3.5614 | 6.0225 | 5.787 | 4.3606 | 4.7261 | 4.6771 | 4.2406 | 3.4782 | 2.8628 | 3.1286 | 3.3362 | 3.2942 | 3.3174 | 3.2245 | 3.2863 | 3.2854
6 | Stirlingshire | 0 | 4.8608 | 4.1143 | 3.5432 | 3.0124 | 4.5248 | 4.1623 | 2.7442 | 3.1801 | 3.0384 | 2.6341 | 1.798 | 1.2753 | 1.4969 | 1.6536 | 1.6001 | 1.6236 | 1.5034 | 1.5607 | 1.5598
7 | South Scotland | 0 | 4.73 | 3.975 | 3.4588 | 2.8955 | 4.0232 | 3.6115 | 2.4312 | 3.0647 | 2.9313 | 2.5594 | 1.8611 | 1.3568 | 1.5346 | 1.69 | 1.6328 | 1.6553 | 1.5276 | 1.5823 | 1.5815
8 | Auchencrosh | 0 | 4.73 | 3.975 | 3.4588 | 2.8955 | 4.0232 | 3.6115 | 2.4312 | 3.0647 | 2.9313 | 2.5594 | 1.8611 | 1.3568 | 1.5346 | 1.69 | 1.6328 | 1.6553 | 1.5276 | 1.5823 | 1.5815
9 | Humber & Lancashire | 0 | 0.99843 | 0.67415 | 0.88158 | 1.0486 | 1.1163 | 1.0803 | 0.54733 | 0.4718 | 0.55897 | 0.3395 | 0.24295 | 0.35097 | 0.45824 | 0.61847 | 0.58748 | 0.61704 | 0.49757 | 0.54744 | 0.54681
10 | North East England | 0 | 1.1594 | 0.87202 | 1.0984 | 1.3083 | 1.4733 | 1.3719 | 0.80431 | 0.64928 | -0.075827 | -0.40697 | -0.45558 | -0.32882 | -0.23031 | 1.5755 | 1.5247 | 1.4795 | 1.2802 | 1.2372 | 1.2079
11 | Anglesey | 0 | 0.30105 | 0.0046244 | -0.010676 | 0.11889 | -0.35773 | -0.37435 | -0.66643 | -0.87246 | -0.58909 | -0.54408 | -0.56788 | -0.46098 | -0.39326 | -0.20304 | -0.17128 | -0.15813 | -0.19466 | -0.19238 | -0.19205
12 | Dinorwig | 0 | 0.30105 | 0.0046244 | -0.010676 | 0.11889 | -0.35773 | -0.37435 | -0.66643 | -0.87246 | -0.58909 | -0.54408 | -0.56788 | -0.46098 | -0.39326 | -0.20304 | -0.17128 | -0.15813 | -0.19466 | -0.19238 | -0.19205
13 | South Yorks & North Wales | 0 | 0.30105 | 0.0046244 | -0.010676 | 0.11889 | -0.35773 | -0.37435 | -0.66643 | -0.87246 | -0.58909 | -0.54408 | -0.56788 | -0.46098 | -0.39326 | -0.20304 | -0.17128 | -0.15813 | -0.19466 | -0.19238 | -0.19205
14 | Midlands | 0 | 0.24568 | 0.0019676 | -0.12697 | 0.047586 | -0.40318 | -0.45552 | -0.67797 | -0.86354 | -0.67182 | -0.022564 | 0.10544 | -0.028425 | -0.040821 | 0.067887 | 0.18197 | 0.15825 | 0.13845 | 0.097293 | 0.097715
15 | South Wales & Gloucester | 0 | -0.37141 | -0.27786 | -0.23665 | -0.33337 | -0.48103 | -0.56926 | -0.45156 | -0.59784 | -0.55459 | -0.46803 | -0.2976 | -0.43482 | -0.52651 | -0.57934 | -0.53927 | -0.58503 | -0.54796 | -0.54202 | -0.5507
16 | Central London | 0 | 0 | 0 | 0 | 0 | 0 | 0 | 0 | 0 | 0 | 0 | 0 | -0.13685 | -0.15322 | -0.16222 | -0.14924 | -0.15347 | -0.1541 | -0.16058 | -0.16058
17 | South East | 0 | 0.29032 | 0.58467 | 0.63676 | 0.59584 | 0.641 | 0.59028 | 0.70544 | 0.23606 | 0.23272 | 0.25133 | 0.26808 | 0.26005 | 0.35753 | 0.43742 | 0.8899 | 0.98261 | 1.0817 | 1.1251 | 1.1261
18 | Oxon & South Coast | 0 | -0.34873 | -0.27582 | -0.23252 | -0.2966 | -0.42537 | -0.51413 | -0.36366 | -0.52311 | -0.4723 | -0.37034 | -0.17847 | -0.31631 | -0.42055 | -0.42835 | -0.37731 | -0.40645 | -0.35461 | -0.34222 | -0.3421
19 | Wessex | 0 | -0.97748 | -0.50837 | -0.56218 | -0.90924 | -1.0054 | -1.251 | -0.38116 | -0.38695 | -0.22887 | -0.16051 | -0.28148 | -0.40799 | -0.37051 | -0.54561 | -0.601 | -0.63041 | -0.58568 | -0.76365 | -0.76458
20 | Peninsula | 0 | -0.98407 | -0.51258 | -0.56767 | -0.9165 | -1.1413 | -1.4459 | 0.40319 | 0.33452 | 0.28462 | 0.36376 | 0.071358 | 0.34413 | -0.38164 | -0.50828 | -0.5499 | -0.58092 | -0.53968 | -0.72544 | -0.72529
Generator CBA Zonal Tariff (£/kW)
Generation - Wider Year Round Shared Tariffs in Y+5
Zone No. | Zone Name | 2011 | 2012 | 2013 | 2014 | 2015 | 2016 | 2017 | 2018 | 2019 | 2020 | 2021 | 2022 | 2023 | 2024 | 2025 | 2026 | 2027 | 2028 | 2029 | 2030
1 | North Scotland | 0 | 0 | 0 | 0 | 0 | 8.1347 | 7.7969 | 7.0859 | 5.6513 | 6.6341 | 3.9696 | 6.1156 | 2.1393 | 7.5351 | 2.7327 | 2.8933 | 2.5074 | 2.5439 | 2.4551 | 2.4481
2 | Peterhead | 0 | 0 | 0 | 0 | 0 | 7.2883 | 6.8872 | 6.3791 | 5.0823 | 6.1369 | 3.6805 | 5.9355 | 1.71 | 7.0586 | 2.3159 | 2.5054 | 2.1281 | 2.1724 | 2.0964 | 2.088
3 | Western Highland & Skye | 0 | 0 | 0 | 0 | 0 | 7.2883 | 6.8872 | 6.37 | 5.0823 | 6.1369 | 3.6805 | 5.7435 | 1.71 | 7.0586 | 2.3159 | 2.5054 | 2.1281 | 2.1724 | 2.0964 | 2.088
4 | Central Highlands | 0 | 0 | 0 | 0 | 0 | 7.2883 | 6.8872 | 6.37 | 5.0823 | 6.1369 | 3.6805 | 5.7435 | 1.71 | 7.0586 | 2.3159 | 2.5054 | 2.1281 | 2.1724 | 2.0964 | 2.088
5 | Argyll | 0 | 0 | 0 | 0 | 0 | 6.5051 | 5.9002 | 6.2195 | 6.1715 | 6.573 | 4.6373 | 6.0935 | 2.814 | 7.0042 | 3.5653 | 3.7936 | 3.3688 | 3.3705 | 3.3318 | 3.2451
6 | Stirlingshire | 0 | 0 | 0 | 0 | 0 | 5.7273 | 5.41 | 5.1723 | 4.4917 | 5.1219 | 3.3219 | 4.9322 | 1.1825 | 5.7494 | 1.8256 | 2.0112 | 1.6148 | 1.6673 | 1.5957 | 1.6001
7 | South Scotland | 0 | 0 | 0 | 0 | 0 | 5.1581 | 4.9023 | 4.5365 | 3.9507 | 4.3938 | 2.8172 | 4.5059 | 1.2645 | 5.0567 | 1.835 | 2.0135 | 1.6395 | 1.6989 | 1.6232 | 1.6224
8 | Auchencrosh | 0 | 0 | 0 | 0 | 0 | 5.1581 | 4.9023 | 4.5365 | 3.9507 | 4.3938 | 2.8172 | 4.5059 | 1.2645 | 5.0567 | 1.835 | 2.0135 | 1.6395 | 1.6989 | 1.6232 | 1.6224
9 | Humber & Lancashire | 0 | 0 | 0 | 0 | 0 | 1.1475 | 1.0131 | 1.0795 | 0.83727 | 0.91149 | 0.91548 | 0.7356 | 0.21536 | 0.81555 | 0.9142 | 1.0947 | 0.59945 | 0.63498 | 0.62191 | 0.62267
10 | North East England | 0 | 0 | 0 | 0 | 0 | 1.5573 | 1.4108 | 2.0858 | 1.856 | 1.8138 | 0.9219 | 0.71585 | -0.39691 | 0.71517 | 1.4694 | 1.7329 | 1.5332 | 1.4872 | 1.3615 | 1.3368
11 | Anglesey | 0 | 0 | 0 | 0 | 0 | -0.3128 | -0.44983 | -0.55028 | -0.51462 | -0.45458 | -0.36713 | -0.86972 | -0.71888 | -0.60718 | -0.18626 | -0.11523 | -0.32046 | -0.23898 | -0.21676 | -0.15609
12 | Dinorwig | 0 | 0 | 0 | 0 | 0 | -0.3128 | -0.44983 | -0.55028 | -0.51462 | -0.45458 | -0.36713 | -0.86972 | -0.71888 | -0.60718 | -0.18626 | -0.11523 | -0.32046 | -0.23898 | -0.21676 | -0.15609
13 | South Yorks & North Wales | 0 | 0 | 0 | 0 | 0 | -0.3128 | -0.44983 | -0.55028 | -0.51462 | -0.45458 | -0.36713 | -0.86972 | -0.71888 | -0.60718 | -0.18626 | -0.11523 | -0.32046 | -0.23898 | -0.21676 | -0.15609
14 | Midlands | 0 | 0 | 0 | 0 | 0 | -0.34865 | -0.38893 | -0.3911 | -0.44261 | -0.31297 | -0.17541 | -0.27234 | -0.18147 | -0.0058068 | -0.021398 | -0.062761 | 0.059977 | 0.085685 | 0.097374 | 0.15556
15 | South Wales & Gloucester | 0 | 0 | 0 | 0 | 0 | -0.46987 | -0.40094 | -0.39032 | -0.43751 | -0.67123 | -0.90459 | -0.4685 | -0.23938 | -0.35812 | -0.54695 | -0.68701 | -0.55962 | -0.60505 | -0.62562 | -0.65036
16 | Central London | 0 | 0 | 0 | 0 | 0 | 0 | 0 | 0 | 0 | 0 | 0 | -0.14878 | -0.10707 | -0.10415 | -0.13562 | -0.15473 | -0.16821 | -0.16574 | -0.16341 | -0.1573
17 | South East | 0 | 0 | 0 | 0 | 0 | 0.53992 | 0.79885 | 0.82242 | 0.2613 | 0.23423 | 0.27902 | 0.26295 | 0.3144 | 0.22472 | 0.47115 | 0.71796 | 0.87436 | 0.86292 | 0.87463 | 0.85469
18 | Oxon & South Coast | 0 | 0 | 0 | 0 | 0 | -0.42688 | -0.35387 | -0.34228 | -0.39814 | -0.63295 | -0.87217 | -0.39433 | -0.14708 | -0.26663 | -0.4422 | -0.52898 | -0.38061 | -0.41669 | -0.40975 | -0.43017
19 | Wessex | 0 | 0 | 0 | 0 | 0 | -0.74135 | -0.64085 | -0.90144 | -0.83325 | -0.52019 | -0.54677 | -0.27888 | -0.11134 | -0.23771 | -0.38484 | -0.69724 | -0.54062 | -0.56937 | -0.57144 | -0.57677
20 | Peninsula | 0 | 0 | 0 | 0 | 0 | -0.75013 | -0.65663 | -1.2052 | -0.9925 | -0.53799 | 0.037234 | 0.28088 | 0.36106 | 0.055605 | -0.27744 | -0.55885 | -0.42379 | -0.45554 | -0.45459 | -0.4641
Demand HH Zonal Tariff (£/kW)
Demand in Y+1
Zone No. | Zone Name. | 2011 | 2012 | 2013 | 2014 | 2015 | 2016 | 2017 | 2018 | 2019 | 2020 | 2021 | 2022 | 2023 | 2024 | 2025 | 2026 | 2027 | 2028 | 2029 | 2030
1 | Northern Scotland | 0 | 9.2086 | 9.9983 | 15.5548 | 19.5478 | 14.3045 | 16.1411 | 20.0037 | 17.4313 | 22.9172 | 26.3761 | 28.7222 | 29.8747 | 30.8363 | 31.1382 | 32.4129 | 32.5825 | 33.1893 | 32.7975 | 33.1791
2 | Southern Scotland | 0 | 13.4666 | 15.1071 | 18.9698 | 22.6365 | 18.3706 | 20.7582 | 24.3095 | 21.9972 | 27.3792 | 30.8395 | 32.8355 | 34.164 | 35.6898 | 35.6569 | 36.9212 | 37.0902 | 37.7622 | 37.5768 | 37.9585
3 | Northern | 0 | 17.748 | 18.9325 | 22.9684 | 25.929 | 27.4294 | 30.1687 | 33.2379 | 35.2416 | 40.972 | 43.8036 | 44.4558 | 45.656 | 45.8508 | 45.5429 | 46.5497 | 46.8037 | 47.7063 | 47.7599 | 48.1416
4 | North West | 0 | 21.1444 | 22.605 | 26.4415 | 29.3988 | 32.9932 | 35.3416 | 38.351 | 39.9736 | 42.85 | 45.6853 | 46.4427 | 47.6666 | 48.5907 | 48.6619 | 49.823 | 49.8875 | 50.9311 | 50.753 | 51.1346
5 | Yorkshire | 0 | 21.4505 | 22.8142 | 26.5616 | 29.622 | 33.1312 | 35.6138 | 38.2956 | 40.6992 | 42.4347 | 45.0185 | 45.4369 | 46.6211 | 47.1793 | 46.8743 | 47.9598 | 48.1952 | 49.1162 | 49.2831 | 49.6647
6 | N Wales & Mersey | 0 | 21.8073 | 23.2964 | 27.3308 | 30.2088 | 36.0697 | 38.115 | 41.198 | 42.844 | 45.1406 | 47.81 | 48.5764 | 49.7914 | 50.9573 | 51.3221 | 52.3951 | 52.554 | 53.4845 | 53.4457 | 53.8274
7 | East Midlands | 0 | 24.0071 | 25.6213 | 29.2092 | 32.2523 | 36.2795 | 38.6538 | 40.8547 | 43.1593 | 44.7102 | 45.6787 | 46.0266 | 47.1283 | 47.6848 | 48.3083 | 48.798 | 49.4688 | 49.917 | 50.6207 | 51.0023
8 | Midlands | 0 | 25.2605 | 26.5553 | 30.2994 | 33.1809 | 37.712 | 39.9791 | 42.8497 | 44.7873 | 46.2283 | 48.1669 | 48.6566 | 49.7942 | 50.1453 | 51.1566 | 51.6094 | 52.252 | 52.6717 | 53.2321 | 53.6138
9 | Eastern | 0 | 24.9665 | 27.5879 | 30.8478 | 34.0308 | 37.8822 | 40.2828 | 42.1449 | 44.3593 | 45.5634 | 44.0508 | 44.4299 | 44.6946 | 45.1282 | 45.3848 | 45.724 | 46.3885 | 46.8458 | 47.5027 | 47.8844
10 | South Wales | 0 | 23.3354 | 23.5934 | 27.934 | 30.336 | 34.5085 | 36.8812 | 40.8735 | 42.0272 | 41.9721 | 43.4446 | 43.8824 | 44.6112 | 44.4081 | 47.312 | 47.7288 | 48.4267 | 48.6669 | 47.8838 | 48.2655
11 | South East | 0 | 29.3799 | 31.153 | 35.0178 | 38.1187 | 42.0065 | 44.4255 | 45.682 | 48.6838 | 49.3872 | 48.0619 | 48.3008 | 47.8256 | 48.1842 | 49.2441 | 47.9919 | 48.7096 | 47.8638 | 48.677 | 49.0586
12 | London | 0 | 30.5748 | 35.4761 | 39.4651 | 42.6275 | 46.5927 | 48.9426 | 50.704 | 53.1156 | 54.2293 | 52.3764 | 52.7348 | 51.7472 | 52.1433 | 53.301 | 52.6202 | 53.3221 | 52.9776 | 53.7346 | 54.1163
13 | Southern | 0 | 30.1647 | 31.0624 | 34.8827 | 37.8246 | 41.8324 | 44.2578 | 45.6365 | 47.2278 | 46.9154 | 46.7517 | 46.9888 | 47.5782 | 47.8074 | 48.4063 | 48.8272 | 49.5449 | 50.1223 | 51.028 | 51.4097
14 | South Western | 0 | 29.5986 | 29.6285 | 34.0123 | 36.4221 | 40.5068 | 42.9226 | 42.8912 | 43.841 | 42.9906 | 44.3604 | 44.6528 | 44.7644 | 44.8308 | 46.1144 | 46.5463 | 47.2425 | 47.3927 | 48.2578 | 48.6395
Demand HH Zonal Tariff (£/kW)
Demand in Y+5
Zone No. | Zone Name. | 2011 | 2012 | 2013 | 2014 | 2015 | 2016 | 2017 | 2018 | 2019 | 2020 | 2021 | 2022 | 2023 | 2024 | 2025 | 2026 | 2027 | 2028 | 2029 | 2030
1 | Northern Scotland | 0 | 0 | 0 | 0 | 0 | 16.1735 | 14.6427 | 17.7269 | 16.8921 | 19.0279 | 26.1204 | 22.5179 | 27.8675 | 22.7012 | 31.6055 | 32.1252 | 32.0975 | 32.6371 | 33.2787 | 33.6341
2 | Southern Scotland | 0 | 0 | 0 | 0 | 0 | 20.9155 | 19.4044 | 22.336 | 21.0638 | 24.5506 | 31.209 | 27.6463 | 32.1055 | 29.3062 | 35.9908 | 35.6741 | 36.4616 | 37.0496 | 37.7536 | 38.3023
3 | Northern | 0 | 0 | 0 | 0 | 0 | 30.8508 | 28.9692 | 31.8503 | 30.6213 | 34.3539 | 42.3327 | 42.5484 | 44.1348 | 42.5501 | 45.9648 | 45.7427 | 46.5275 | 46.9662 | 47.5886 | 48.052
4 | North West | 0 | 0 | 0 | 0 | 0 | 36.7028 | 34.6679 | 37.4121 | 36.1487 | 39.4835 | 43.8044 | 46.5914 | 46.1806 | 46.7563 | 47.2772 | 47.1772 | 49.8005 | 50.1138 | 50.7545 | 51.2761
5 | Yorkshire | 0 | 0 | 0 | 0 | 0 | 37.0054 | 34.9906 | 37.7416 | 36.478 | 39.8478 | 43.5862 | 47.8453 | 45.309 | 46.8659 | 46.5828 | 46.5472 | 48.1045 | 48.4511 | 49.0777 | 49.5364
6 | N Wales & Mersey | 0 | 0 | 0 | 0 | 0 | 39.9765 | 37.7854 | 40.3663 | 39.1445 | 42.0406 | 46.4777 | 49.2964 | 48.3789 | 48.8544 | 49.9137 | 50.0359 | 52.6886 | 52.8818 | 53.5266 | 54.0541
7 | East Midlands | 0 | 0 | 0 | 0 | 0 | 40.2787 | 38.2061 | 40.9317 | 39.6762 | 42.7341 | 46.4103 | 49.7535 | 46.2965 | 47.9595 | 47.5691 | 48.7186 | 49.5115 | 49.824 | 50.4467 | 50.8442
8 | Midlands | 0 | 0 | 0 | 0 | 0 | 41.8359 | 39.6497 | 42.3668 | 41.1213 | 44.1268 | 47.8309 | 51.0486 | 47.9674 | 49.943 | 49.7776 | 51.2811 | 52.4087 | 52.6805 | 53.3089 | 53.6651
9 | Eastern | 0 | 0 | 0 | 0 | 0 | 41.7311 | 39.7721 | 42.4909 | 41.2303 | 44.0542 | 47.381 | 49.3568 | 45.7485 | 46.6026 | 45.7725 | 46.4985 | 46.3996 | 46.7238 | 47.3432 | 47.749
10 | South Wales | 0 | 0 | 0 | 0 | 0 | 38.8169 | 36.4826 | 39.2197 | 37.9904 | 40.7458 | 43.7113 | 46.3223 | 42.5812 | 44.9858 | 44.5122 | 48.5216 | 48.6549 | 48.8149 | 49.576 | 49.8144
11 | South East | 0 | 0 | 0 | 0 | 0 | 47.2448 | 43.9401 | 46.6085 | 47.4809 | 50.2977 | 53.5614 | 53.7948 | 50.1911 | 50.4379 | 49.4881 | 49.617 | 48.7527 | 49.064 | 49.6877 | 50.0805
12 | London | 0 | 0 | 0 | 0 | 0 | 50.9582 | 48.4517 | 51.151 | 50.5668 | 53.5038 | 56.777 | 58.5846 | 54.9799 | 55.0355 | 54.1915 | 54.3928 | 53.3538 | 53.6698 | 54.2916 | 54.6895
13 | Southern | 0 | 0 | 0 | 0 | 0 | 46.2675 | 43.788 | 46.677 | 45.4482 | 47.8474 | 51.0969 | 51.4201 | 47.8032 | 48.3285 | 48.0768 | 49.8266 | 49.6076 | 49.9106 | 50.5377 | 50.9217
14 | South Western | 0 | 0 | 0 | 0 | 0 | 44.945 | 42.9568 | 45.994 | 44.0834 | 44.6101 | 47.6961 | 46.8969 | 43.6392 | 44.7322 | 44.8336 | 47.1652 | 47.3586 | 47.6209 | 48.2837 | 48.6254
Demand NHH Zonal Tariff (p/kWh)
Zone No. | Zone Name. | 2011 | 2012 | 2013 | 2014 | 2015 | 2016 | 2017 | 2018 | 2019 | 2020 | 2021 | 2022 | 2023 | 2024 | 2025 | 2026 | 2027 | 2028 | 2029 | 2030
1 | Northern Scotland | 0 | 1.2397 | 1.6123 | 2.5324 | 3.1825 | 2.3289 | 2.6279 | 3.2568 | 2.838 | 3.7311 | 4.2942 | 4.6762 | 4.8638 | 5.0204 | 5.0695 | 5.2771 | 5.3047 | 5.4035 | 5.3397 | 5.4018
2 | Southern Scotland | 0 | 1.8494 | 2.2084 | 2.763 | 3.297 | 2.6757 | 3.0235 | 3.5407 | 3.2039 | 3.9878 | 4.4918 | 4.7825 | 4.976 | 5.1982 | 5.1935 | 5.3776 | 5.4022 | 5.5001 | 5.4731 | 5.5287
3 | Northern | 0 | 2.4884 | 2.5791 | 3.3471 | 3.7786 | 3.9972 | 4.3964 | 4.8437 | 5.1357 | 5.9708 | 6.3834 | 6.4784 | 6.6534 | 6.6817 | 6.6369 | 6.7836 | 6.8206 | 6.9521 | 6.96 | 7.0156
4 | North West | 0 | 2.6697 | 3.0641 | 3.7328 | 4.1503 | 4.6577 | 4.9893 | 5.4141 | 5.6432 | 6.0493 | 6.4495 | 6.5564 | 6.7292 | 6.8597 | 6.8697 | 7.0336 | 7.0428 | 7.1901 | 7.1649 | 7.2188
5 | Yorkshire | 0 | 3.6681 | 3.8294 | 4.4884 | 5.0056 | 5.5986 | 6.0181 | 6.4713 | 6.8774 | 7.1707 | 7.6073 | 7.678 | 7.8781 | 7.9724 | 7.9209 | 8.1043 | 8.1441 | 8.2997 | 8.3279 | 8.3924
6 | N Wales & Mersey | 0 | 4.5619 | 4.4134 | 5.1055 | 5.6432 | 6.738 | 7.1201 | 7.696 | 8.0035 | 8.4325 | 8.9312 | 9.0743 | 9.3013 | 9.5191 | 9.5873 | 9.7877 | 9.8174 | 9.9912 | 9.984 | 10.0553
7 | East Midlands | 0 | 2.9015 | 3.916 | 4.5081 | 4.9777 | 5.5993 | 5.9657 | 6.3054 | 6.6611 | 6.9004 | 7.0499 | 7.1036 | 7.2736 | 7.3595 | 7.4558 | 7.5313 | 7.6349 | 7.704 | 7.8126 | 7.8715
8 | Midlands | 0 | 3.7737 | 4.1701 | 4.8048 | 5.2617 | 5.9802 | 6.3397 | 6.7949 | 7.1022 | 7.3307 | 7.6381 | 7.7158 | 7.8962 | 7.9518 | 8.1122 | 8.184 | 8.2859 | 8.3525 | 8.4413 | 8.5019
9 | Eastern | 0 | 3.8835 | 3.9396 | 4.5403 | 5.0088 | 5.5756 | 5.929 | 6.203 | 6.5289 | 6.7062 | 6.4836 | 6.5393 | 6.5783 | 6.6421 | 6.6799 | 6.7298 | 6.8276 | 6.8949 | 6.9916 | 7.0478
10 | South Wales | 0 | 3.7005 | 3.4968 | 4.1771 | 4.5363 | 5.1603 | 5.5151 | 6.1121 | 6.2846 | 6.2763 | 6.4965 | 6.562 | 6.671 | 6.6406 | 7.0748 | 7.1372 | 7.2415 | 7.2775 | 7.1604 | 7.2174
11 | South East | 0 | 4.1079 | 4.5199 | 5.2082 | 5.6694 | 6.2476 | 6.6074 | 6.7943 | 7.2407 | 7.3453 | 7.1482 | 7.1837 | 7.1131 | 7.1664 | 7.324 | 7.1378 | 7.2445 | 7.1187 | 7.2397 | 7.2965
12 | London | 0 | 4.4831 | 5.4414 | 6.2593 | 6.7609 | 7.3898 | 7.7625 | 8.0419 | 8.4244 | 8.601 | 8.3071 | 8.3639 | 8.2073 | 8.2701 | 8.4538 | 8.3458 | 8.4571 | 8.4025 | 8.5225 | 8.5831
13 | Southern | 0 | 5.0546 | 4.6209 | 5.2379 | 5.6796 | 6.2814 | 6.6456 | 6.8527 | 7.0916 | 7.0447 | 7.0201 | 7.0557 | 7.1442 | 7.1786 | 7.2686 | 7.3318 | 7.4395 | 7.5262 | 7.6622 | 7.7195
14 | South Western | 0 | 4.2464 | 4.1606 | 4.824 | 5.1658 | 5.7451 | 6.0877 | 6.0833 | 6.218 | 6.0974 | 6.2916 | 6.3331 | 6.3489 | 6.3584 | 6.5404 | 6.6017 | 6.7004 | 6.7217 | 6.8444 | 6.8985
Demand NHH Zonal Tariff (p/kWh)
Demand in Y+5
Zone No. | Zone Name. | 2011 | 2012 | 2013 | 2014 | 2015 | 2016 | 2017 | 2018 | 2019 | 2020 | 2021 | 2022 | 2023 | 2024 | 2025 | 2026 | 2027 | 2028 | 2029 | 2030
1 | Northern Scotland | 0 | 0 | 0 | 0 | 0 | 2.6332 | 2.3839 | 2.8861 | 2.7502 | 3.0979 | 4.2526 | 3.6661 | 4.537 | 3.6959 | 5.1456 | 5.2302 | 5.2257 | 5.3136 | 5.4181 | 5.4759
2 | Southern Scotland | 0 | 0 | 0 | 0 | 0 | 3.0464 | 2.8263 | 3.2533 | 3.068 | 3.5758 | 4.5456 | 4.0267 | 4.6762 | 4.2685 | 5.2421 | 5.196 | 5.3107 | 5.3963 | 5.4988 | 5.5788
3 | Northern | 0 | 0 | 0 | 0 | 0 | 4.4958 | 4.2216 | 4.6415 | 4.4624 | 5.0063 | 6.1691 | 6.2005 | 6.4317 | 6.2007 | 6.6984 | 6.666 | 6.7804 | 6.8443 | 6.935 | 7.0025
4 | North West | 0 | 0 | 0 | 0 | 0 | 5.1814 | 4.8942 | 5.2816 | 5.1032 | 5.574 | 6.184 | 6.5774 | 6.5194 | 6.6007 | 6.6743 | 6.6601 | 7.0305 | 7.0747 | 7.1651 | 7.2388
5 | Yorkshire | 0 | 0 | 0 | 0 | 0 | 6.2532 | 5.9128 | 6.3776 | 6.1641 | 6.7335 | 7.3653 | 8.085 | 7.6564 | 7.9195 | 7.8716 | 7.8656 | 8.1288 | 8.1873 | 8.2932 | 8.3707
6 | N Wales & Mersey | 0 | 0 | 0 | 0 | 0 | 7.4678 | 7.0585 | 7.5406 | 7.3124 | 7.8534 | 8.6823 | 9.2088 | 9.0374 | 9.1263 | 9.3242 | 9.347 | 9.8425 | 9.8786 | 9.9991 | 10.0976
7 | East Midlands | 0 | 0 | 0 | 0 | 0 | 6.2165 | 5.8966 | 6.3173 | 6.1235 | 6.5954 | 7.1628 | 7.6788 | 7.1453 | 7.4019 | 7.3417 | 7.5191 | 7.6415 | 7.6897 | 7.7858 | 7.8471
8 | Midlands | 0 | 0 | 0 | 0 | 0 | 6.6342 | 6.2875 | 6.7184 | 6.5209 | 6.9975 | 7.5848 | 8.0951 | 7.6065 | 7.9198 | 7.8935 | 8.132 | 8.3108 | 8.3539 | 8.4535 | 8.51
9 | Eastern | 0 | 0 | 0 | 0 | 0 | 6.1421 | 5.8538 | 6.254 | 6.0684 | 6.4841 | 6.9737 | 7.2645 | 6.7334 | 6.8591 | 6.737 | 6.8438 | 6.8293 | 6.877 | 6.9681 | 7.0279
10 | South Wales | 0 | 0 | 0 | 0 | 0 | 5.8045 | 5.4555 | 5.8648 | 5.6809 | 6.093 | 6.5364 | 6.9269 | 6.3674 | 6.727 | 6.6562 | 7.2557 | 7.2757 | 7.2996 | 7.4134 | 7.449
11 | South East | 0 | 0 | 0 | 0 | 0 | 7.0267 | 6.5352 | 6.9321 | 7.0618 | 7.4807 | 7.9661 | 8.0009 | 7.4649 | 7.5016 | 7.3603 | 7.3795 | 7.251 | 7.2972 | 7.39 | 7.4484
12 | London | 0 | 0 | 0 | 0 | 0 | 8.0822 | 7.6846 | 8.1128 | 8.0201 | 8.4859 | 9.0051 | 9.2918 | 8.72 | 8.7289 | 8.595 | 8.6269 | 8.4621 | 8.5122 | 8.6109 | 8.674
13 | Southern | 0 | 0 | 0 | 0 | 0 | 6.9474 | 6.5751 | 7.0089 | 6.8244 | 7.1846 | 7.6726 | 7.7211 | 7.178 | 7.2569 | 7.2191 | 7.4818 | 7.4489 | 7.4944 | 7.5886 | 7.6463
14 | South Western | 0 | 0 | 0 | 0 | 0 | 6.3746 | 6.0926 | 6.5233 | 6.2524 | 6.3271 | 6.7648 | 6.6514 | 6.1893 | 6.3444 | 6.3588 | 6.6894 | 6.7169 | 6.7541 | 6.8481 | 6.8966
Aggregate TNUoS | 2011 | 2012 | 2013 | 2014 | 2015 | 2016 | 2017 | 2018 | 2019 | 2020 | 2021 | 2022 | 2023 | 2024 | 2025 | 2026 | 2027 | 2028 | 2029 | 2030 | 2031
Total generators | 431.6953 | 546.2153 | 594.9072 | 662.7093 | 766.5815 | 792.1066 | 796.5647 | 879.8073 | 917.2935 | 952.4991 | 966.8677 | 974.8127 | 998.9434 | 1009.7339 | 1016.3761 | 1030.0125 | 1041.3068 | 1044.9837 | 1062.7445 | 1070.7548 | 0
Total demand | 1296.4854 | 1462.5409 | 1571.3336 | 1836.5937 | 2022.9678 | 2221.0535 | 2366.4303 | 2506.9401 | 2608.5341 | 2713.1837 | 2768.2024 | 2802.8794 | 2840.4603 | 2872.6461 | 2908.3227 | 2935.1345 | 2966.3505 | 2991.9366 | 3017.2762 | 3040.6707 | 2827.1059
Transmission rent | 19.3788 | 59.7858 | 94.2331 | 148.1308 | 89.4855 | 3.6006 | 117.3325 | 203.2731 | 16.1924 | 0.15863 | 1.079 | 0.14093 | 0.11455 | 0.017424 | 12.7902 | 1.038 | 0.94199 | 0.83861 | 0.5161 | 0.47672 | 0
MAR | 1776.0074 | 2003.4807 | 2152.5118 | 2515.8818 | 2771.1888 | 3042.539 | 3241.6854 | 3434.1646 | 3573.3344 | 3716.69 | 3792.0581 | 3839.5609 | 3891.0415 | 3935.1316 | 3984.0037 | 4020.7322 | 4063.4939 | 4098.5433 | 4133.255 | 4165.3023 | 3872.7478
Wholesale power price data | 2011 | 2012 | 2013 | 2014 | 2015 | 2016 | 2017 | 2018 | 2019 | 2020 | 2021 | 2022 | 2023 | 2024 | 2025 | 2026 | 2027 | 2028 | 2029 | 2030 | 2031
Demand weighted price (£/kW) | 53.4439 | 50.8437 | 64.3948 | 66.9812 | 70.0412 | 79.2182 | 84.1789 | 82.6044 | 80.735 | 90.6134 | 75.3297 | 86.9779 | 86.2103 | 95.0525 | 76.9128 | 73.9058 | 77.0818 | 83.933 | 86.645 | 90.0416 | 113.6608
ELSI - DSMP (£/kW) | 46.3424 | 45.2454 | 52.1299 | 58.3646 | 60.6401 | 62.6089 | 61.5323 | 60.5253 | 61.1533 | 62.0999 | 62.907 | 64.6512 | 66.0023 | 67.375 | 67.8313 | 68.5187 | 70.0706 | 71.7204 | 73.2639 | 74.8225 | 0
ELSI - uplift | 7.0923 | 6.2077 | 11.3631 | 8.8095 | 9.3807 | 14.783 | 17.4641 | 17.0934 | 15.6317 | 20.0836 | 11.173 | 16.8739 | 15.339 | 17.6984 | 9.869 | 8.2516 | 9.3507 | 12.2787 | 12.6582 | 13.3157 | 0
BSUOS | 2011 | 2012 | 2013 | 2014 | 2015 | 2016 | 2017 | 2018 | 2019 | 2020 | 2021 | 2022 | 2023 | 2024 | 2025 | 2026 | 2027 | 2028 | 2029 | 2030 | 2031
Annual charge (£/MWhr) | 1.0586 | 1.138 | 1.2233 | 1.5236 | 1.2176 | 1.0156 | 1.0901 | 1.1163 | 1.0045 | 1.0001 | 1.0046 | 1.0001 | 1 | 1 | 1.0205 | 1.0272 | 1.0241 | 1.0241 | 1.0158 | 1.016 | 1
All consumer aggregate (£M) | 323.6384 | 356.5067 | 383.2819 | 477.0941 | 380.7116 | 316.5985 | 340.2313 | 347.5126 | 313.3133 | 312.9298 | 314.6688 | 314.9616 | 315.9799 | 317.1184 | 324.2023 | 327.9784 | 328.8974 | 331.944 | 331.5136 | 334.7606 | 0
Power sector costs (£m) | 2011 | 2012 | 2013 | 2014 | 2015 | 2016 | 2017 | 2018 | 2019 | 2020 | 2021 | 2022 | 2023 | 2024 | 2025 | 2026 | 2027 | 2028 | 2029 | 2030 | 2031
Generation costs
Annuitised capital cost | 8.8398e-08 | 245.7041 | 396.1458 | 1423.5792 | 2130.0689 | 3436.5134 | 4371.2485 | 4843.7437 | 5031.3774 | 6127.0922 | 7443.7471 | 7448.6812 | 8371.3196 | 10103.9865 | 13080.9202 | 14585.5221 | 14640.8199 | 14667.5087 | 14722.9454 | 15195.0036 | 43.3151
Fixed operating cost | 2891.963 | 3067.7219 | 2818.7573 | 3007.2965 | 3083.8643 | 3279.4853 | 3253.157 | 3359.631 | 3350.898 | 3363.3313 | 3539.7182 | 3378.528 | 3456.9823 | 3452.9862 | 3788.3696 | 3957.5416 | 3938.3291 | 3878.005 | 3890.242 | 3894.9981 | 3715.0711
Variable operating cost | 563.3646 | 687.4827 | 686.7236 | 693.9338 | 738.8461 | 772.8382 | 803.1081 | 792.2704 | 771.7702 | 808.2986 | 768.7972 | 755.2588 | 778.5154 | 959.3822 | 1398.624 | 1453.5305 | 1461.5167 | 1467.0536 | 1473.9323 | 1477.6721 | 0
Fuel cost | 7397.3856 | 6652.0065 | 7386.429 | 7772.9658 | 7785.8893 | 8014.9904 | 7621.3777 | 7102.8902 | 7532.6328 | 7577.2389 | 7680.2698 | 7764.9998 | 7411.2188 | 7705.6067 | 7674.9422 | 7160.5577 | 7192.5498 | 7281.2636 | 7331.8739 | 7429.2237 | 0
Net interconnector imports | 868.4271 | 511.7862 | 661.9717 | 493.3036 | 476.2903 | 688.075 | 742.0533 | 1215.4128 | 1249.1713 | 1544.2923 | 1230.5406 | 1459.658 | 1390.2601 | 1396.5396 | 421.9299 | 8.5887 | 28.0397 | 86.4214 | 120.5928 | 187.1336 | 0
Transmission costs
Annuitised capital cost | 1776.0074 | 2003.4807 | 2152.5118 | 2515.8818 | 2771.1888 | 3042.539 | 3241.6854 | 3434.1646 | 3573.3344 | 3716.69 | 3792.0581 | 3839.5609 | 3891.0415 | 3935.1316 | 3984.0037 | 4020.7322 | 4063.4939 | 4098.5433 | 4133.255 | 4165.3023 | 3872.7478
Annual operating cost
Transmission losses | 320.294 | 376.0385 | 450.0036 | 547.8962 | 533.113 | 444.249 | 448.117 | 421.938 | 396.5455 | 341.6265 | 324.2805 | 333.8409 | 344.9331 | 345.1882 | 350.2715 | 355.4125 | 367.2541 | 377.3389 | 386.3673 | 395.9295 | 0
Constraint costs | 35.8989 | 86.5965 | 140.1541 | 328.4292 | 136.2674 | 9.736 | 56.3557 | 72.4976 | 2.8391 | 0.049542 | 2.9164 | 0.047185 | 0.023871 | 0.0027914 | 13.0675 | 17.4204 | 15.5057 | 15.65 | 10.3024 | 10.5571 | 0
Carbon costs | 1468.4101 | 898.3586 | 1448.8529 | 2087.5718 | 2794.8989 | 2421.3727 | 2365.9411 | 2269.3987 | 2425.5416 | 2569.1825 | 2308.1156 | 2424.0449 | 2453.8513 | 2458.5499 | 2078.0626 | 1965.004 | 2125.8696 | 2317.2226 | 2493.7891 | 2700.4065 | 0
Total | 15321.7506 | 14529.1757 | 16141.5498 | 18870.8579 | 20450.427 | 22109.7991 | 22903.0438 | 23511.9469 | 24334.1103 | 26047.8017 | 27090.4435 | 27404.6197 | 28098.146 | 30357.3735 | 32790.1911 | 33524.3097 | 33833.3784 | 34189.007 | 34563.3003 | 35456.2264 | 7631.134
Consumer bills (£m) | 2011 | 2012 | 2013 | 2014 | 2015 | 2016 | 2017 | 2018 | 2019 | 2020 | 2021 | 2022 | 2023 | 2024 | 2025 | 2026 | 2027 | 2028 | 2029 | 2030 | 2031
Wholesale costs | 16335.8511 | 16118.8994 | 19893.0087 | 21034.037 | 21894.1387 | 24125.9642 | 24654.4564 | 24164.1229 | 23948.9346 | 25715.6409 | 23202.8026 | 25675.3562 | 25701.2339 | 26978.2385 | 24683.7066 | 24511.2998 | 25506.6331 | 27226.7045 | 28042.396 | 29040.6612 | 0
BSUoS | 323.6384 | 356.5067 | 383.2819 | 477.0941 | 380.7116 | 316.5985 | 340.2313 | 347.5126 | 313.3133 | 312.9298 | 314.6688 | 314.9616 | 315.9799 | 317.1184 | 324.2023 | 327.9784 | 328.8974 | 331.944 | 331.5136 | 334.7606 | 0
Demand TNUoS charges | 1296.4854 | 1462.5409 | 1571.3336 | 1836.5937 | 2022.9678 | 2221.0535 | 2366.4303 | 2506.9401 | 2608.5341 | 2713.1837 | 2768.2024 | 2802.8794 | 2840.4603 | 2872.6461 | 2908.3227 | 2935.1345 | 2966.3505 | 2991.9366 | 3017.2762 | 3040.6707 | 2827.1059
ROC subsidies | 892.7743 | 1389.7624 | 1443.2045 | 1990.3579 | 2429.8893 | 3395.6787 | 4051.0723 | 4048.3655 | 4043.3159 | 4042.8397 | 4171.4273 | 4170.0062 | 4164.0856 | 4156.5345 | 4153.5015 | 4141.8877 | 4142.0399 | 4142.7641 | 4142.6648 | 4143.5388 | 0
CFD subsidies | 0 | 0 | 0 | 0 | 0 | 0 | 0 | 366.6244 | 384.9422 | 714.0212 | 1191.1132 | 985.0484 | 1190.0955 | 1776.5315 | 4216.8202 | 4695.5889 | 4336.6937 | 3721.7355 | 3451.9833 | 3142.3555 | 0
LEC subsidies | 80.5745 | 109.8119 | 117.0252 | 151.1557 | 180.3562 | 263.2188 | 311.8446 | 346.7934 | 345.6677 | 345.5615 | 374.2281 | 373.9112 | 372.5914 | 369.0815 | 368.5862 | 366.3091 | 366.2695 | 366.431 | 366.4098 | 366.6037 | 0
Capacity payments | 0 | 0 | 0 | 0 | 0 | 0 | 0 | 1617.652 | 1664.8517 | 1618.56 | 1452.4819 | 1884.7159 | 1496.7728 | 1374.985 | 957.3715 | 885.0867 | 873.7368 | 1627.6768 | 1561.4751 | 1433.0861 | 3284.988
Transmission losses | 320.294 | 376.0385 | 450.0036 | 547.8962 | 533.113 | 444.249 | 448.117 | 421.938 | 396.5455 | 341.6265 | 324.2805 | 333.8409 | 344.9331 | 345.1882 | 350.2715 | 355.4125 | 367.2541 | 377.3389 | 386.3673 | 395.9295 | 0
Check on total demand/supply balance
Generation (TWh) | 290.9468 | 305.2365 | 303.7355 | 307.1201 | 307.1017 | 303.3591 | 303.0394 | 295.3513 | 295.5521 | 292.8676 | 297.9257 | 297.114 | 299.5125 | 300.8551 | 314.1432 | 320.9254 | 322.5721 | 324.8632 | 326.7273 | 329.1128 | 0
Embedded generation (TWh) | 38.7313 | 40.26 | 41.8919 | 43.5987 | 45.4753 | 47.4666 | 49.5971 | 51.7519 | 54.044 | 56.425 | 58.7717 | 61.1088 | 63.4821 | 65.8969 | 68.3503 | 70.8046 | 73.2595 | 75.7153 | 78.1718 | 80.6291 | 83.0872
Net interconnector imports (TWh) | 14.7693 | 8.0373 | 9.575 | 6.0069 | 5.5789 | 8.3788 | 9.0572 | 15.9681 | 16.3448 | 20.0381 | 15.2881 | 17.8248 | 16.4564 | 16.2629 | 3.5361 | -1.6431 | -1.4149 | -0.73142 | -0.3562 | 0.37815 | 0
Total supply | 344.4474 | 353.5337 | 355.2024 | 356.7257 | 358.1559 | 359.2045 | 361.6937 | 363.0713 | 365.9409 | 369.3307 | 371.9855 | 376.0476 | 379.451 | 383.0149 | 386.0297 | 390.0869 | 394.4167 | 399.847 | 404.5429 | 410.1201 | 83.0872
Final demand | 305.7161 | 313.2737 | 313.3105 | 313.127 | 312.6806 | 311.7379 | 312.096 | 311.3184 | 311.8959 | 312.9051 | 313.2128 | 314.938 | 315.968 | 317.117 | 317.6784 | 319.2813 | 321.1562 | 324.1308 | 326.3702 | 329.49 | 0
Embedded generation (TWh) | 38.7313 | 40.26 | 41.8919 | 43.5987 | 45.4753 | 47.4666 | 49.5971 | 51.7519 | 54.044 | 56.425 | 58.7717 | 61.1088 | 63.4821 | 65.8969 | 68.3503 | 70.8046 | 73.2595 | 75.7153 | 78.1718 | 80.6291 | 83.0872
Total demand | 344.4474 | 353.5337 | 355.2024 | 356.7257 | 358.1559 | 359.2045 | 361.6931 | 363.0703 | 365.9399 | 369.3302 | 371.9846 | 376.0468 | 379.45 | 383.0139 | 386.0287 | 390.0859 | 394.4158 | 399.8461 | 404.542 | 410.1191 | 83.0872
Cumulative new build by plant type and location
|  | 2011 | 2012 | 2013 | 2014 | 2015 | 2016 | 2017 | 2018 | 2019 | 2020 | 2021 | 2022 | 2023 | 2024 | 2025 | 2026 | 2027 | 2028 | 2029 | 2030 | 2031
Nuclear | S England & S Wales | 0 | 0 | 0 | 0 | 0 | 0 | 0 | 0 | 0 | 1670 | 3340 | 3340 | 5010 | 6680 | 8350 | 10000 | 10000 | 10000 | 10000 | 10000 | 10000
Nuclear | Midlands & N Wales | 0 | 0 | 0 | 0 | 0 | 0 | 0 | 0 | 0 | 0 | 0 | 0 | 0 | 0 | 0 | 1200 | 1200 | 1200 | 1200 | 1200 | 1200
Nuclear | N England | 0 | 0 | 0 | 0 | 0 | 0 | 0 | 0 | 0 | 0 | 0 | 0 | 0 | 0 | 0 | 0 | 0 | 0 | 0 | 0 | 0
Nuclear | S Scotland | 0 | 0 | 0 | 0 | 0 | 0 | 0 | 0 | 0 | 0 | 0 | 0 | 0 | 0 | 0 | 0 | 0 | 0 | 0 | 0 | 0
Nuclear | N Scotland | 0 | 0 | 0 | 0 | 0 | 0 | 0 | 0 | 0 | 0 | 0 | 0 | 0 | 0 | 0 | 0 | 0 | 0 | 0 | 0 | 0
CCGT | S England & S Wales | 0 | 1335 | 1335 | 2175 | 2645 | 2645 | 3405 | 3405 | 5805 | 5805 | 11405 | 11405 | 11405 | 11405 | 11405 | 11405 | 11405 | 11405 | 11405 | 11405 | 11405
CCGT | Midlands & N Wales | 0 | 870 | 870 | 3030 | 3030 | 3030 | 3030 | 3030 | 3030 | 3030 | 3030 | 3030 | 3030 | 3030 | 3030 | 3030 | 3030 | 3030 | 3030 | 3030 | 3030
CCGT | N England | 0 | 0 | 0 | 952 | 952 | 952 | 952 | 952 | 952 | 952 | 952 | 952 | 952 | 952 | 952 | 952 | 952 | 952 | 952 | 952 | 952
CCGT | S Scotland | 0 | 0 | 0 | 0 | 0 | 0 | 0 | 0 | 0 | 0 | 0 | 0 | 0 | 0 | 0 | 0 | 0 | 0 | 0 | 0 | 0
CCGT | N Scotland | 0 | 0 | 0 | 0 | 0 | 0 | 0 | 0 | 0 | 0 | 0 | 0 | 0 | 0 | 0 | 0 | 0 | 0 | 0 | 0 | 0
Coal + CCS | S England & S Wales | 0 | 0 | 0 | 0 | 0 | 0 | 0 | 0 | 0 | 0 | 0 | 0 | 0 | 0 | 0 | 0 | 0 | 0 | 0 | 0 | 0
Coal + CCS | Midlands & N Wales | 0 | 0 | 0 | 0 | 0 | 0 | 0 | 0 | 0 | 0 | 0 | 0 | 0 | 1000 | 2000 | 2000 | 2000 | 2000 | 2000 | 2000 | 2000
Coal + CCS | N England | 0 | 0 | 0 | 0 | 0 | 800 | 800 | 800 | 800 | 800 | 800 | 800 | 800 | 800 | 2740 | 2740 | 2740 | 2740 | 2740 | 2740 | 2740
Coal + CCS | S Scotland | 0 | 0 | 0 | 0 | 300 | 300 | 300 | 300 | 300 | 300 | 300 | 300 | 300 | 300 | 300 | 300 | 300 | 300 | 300 | 300 | 300
Coal + CCS | N Scotland | 0 | 0 | 0 | 0 | 0 | 0 | 0 | 0 | 0 | 0 | 0 | 0 | 0 | 0 | 0 | 0 | 0 | 0 | 0 | 0 | 0
CCGT + CCS | S England & S Wales | 0 | 0 | 0 | 0 | 0 | 0 | 0 | 0 | 0 | 0 | 0 | 0 | 0 | 493 | 2293 | 2293 | 2293 | 2293 | 2293 | 2293 | 2293
CCGT + CCS | Midlands & N Wales | 0 | 0 | 0 | 0 | 0 | 0 | 0 | 0 | 0 | 0 | 0 | 0 | 0 | 0 | 0 | 0 | 0 | 0 | 0 | 0 | 0
CCGT + CCS | N England | 0 | 0 | 0 | 0 | 0 | 0 | 0 | 0 | 0 | 0 | 0 | 0 | 0 | 1000 | 2000 | 2000 | 2000 | 2000 | 2000 | 2000 | 2000
CCGT + CCS | S Scotland | 0 | 0 | 0 | 0 | 0 | 0 | 0 | 0 | 0 | 0 | 0 | 0 | 0 | 0 | 0 | 0 | 0 | 0 | 0 | 0 | 0
CCGT + CCS | N Scotland | 0 | 0 | 0 | 0 | 0 | 0 | 0 | 0 | 0 | 0 | 0 | 0 | 0 | 0 | 0 | 0 | 0 | 0 | 0 | 0 | 0
Onshore wind | S England & S Wales | 0 | 32.503 | 40.5244 | 49.104 | 59.7533 | 83.0346 | 96.3993 | 111.1031 | 124.5491 | 138.0315 | 146.7471 | 156.6632 | 166.8359 | 176.8215 | 188.1959 | 200.1955 | 275.2672 | 330.6121 | 446.1821 | 491.1005 | 491.1005
Onshore wind | Midlands & N Wales | 0 | 26.7651 | 33.3703 | 40.4354 | 49.2047 | 214.5778 | 371.7851 | 383.8931 | 394.9655 | 406.0677 | 413.2447 | 421.4103 | 429.7871 | 438.0099 | 447.3763 | 457.2575 | 519.0764 | 564.6509 | 659.8186 | 696.8073 | 696.8073
Onshore wind | N England | 0 | 37.2786 | 46.4785 | 56.3187 | 68.5327 | 95.2347 | 110.563 | 127.4272 | 142.8489 | 158.3122 | 168.3084 | 179.6815 | 191.3488 | 202.8016 | 215.8472 | 229.6098 | 315.7117 | 379.1883 | 511.7388 | 563.257 | 563.257
Onshore wind | S Scotland | 0 | 83.35 | 401.4 | 837.6 | 1164.8 | 1418.2383 | 2435.0767 | 2435.0767 | 2435.0767 | 2435.0767 | 2435.0767 | 2435.0767 | 2435.0767 | 2435.0767 | 2435.0767 | 2435.0767 | 2435.0767 | 2435.0767 | 2435.0767 | 2435.0767 | 2435.0767
Onshore wind | N Scotland | 0 | 0.4 | 508.5 | 690 | 1177 | 1574.2476 | 2622.131 | 2655.6989 | 2771.5361 | 2771.5361 | 2887.3734 | 2887.3734 | 3003.2106 | 3003.2106 | 3119.0478 | 3119.0478 | 3234.885 | 3234.885 | 3234.885 | 3234.885 | 3234.885
Offshore wind | Offshore South | 0 | 1527.3 | 1527.3 | 1527.3 | 2359.3 | 3157.3 | 3961.3 | 4765.3 | 4765.3 | 4765.3 | 4765.3 | 4765.3 | 4765.3 | 4765.3 | 4765.3 | 4765.3 | 4765.3 | 4765.3 | 4765.3 | 4765.3 | 4765.3
Offshore wind | Offshore Irish Sea | 0 | 270 | 270 | 977 | 977 | 977 | 977 | 977 | 977 | 977 | 977 | 977 | 977 | 977 | 977 | 977 | 977 | 977 | 977 | 977 | 977
Offshore wind | Offshore E England | 0 | 0 | 0 | 705 | 1205 | 1705 | 2105 | 2305 | 2305 | 2905 | 2905 | 2905 | 2905 | 2905 | 2905 | 2905 | 2905 | 2905 | 2905 | 2905 | 2905
Offshore wind | Offshore Scotland | 0 | 0 | 0 | 450 | 450 | 450 | 450 | 450 | 450 | 450 | 450 | 450 | 450 | 450 | 450 | 450 | 450 | 450 | 450 | 450 | 450
Onshore wind (North Scotland) includes:
Island Wind - Zone S Orkney |  | 1e-06 | 1e-06 | 1e-06 | 1e-06 | 1e-06 | 20.7966 | 41.5933 | 41.5933 | 62.3899 | 62.3899 | 83.1865 | 83.1865 | 103.9831 | 103.9831 | 124.7798 | 124.7798 | 145.5764 | 145.5764 | 145.5764 | 145.5764 | 145.5764
Island Wind - Zone S Shetland |  | 1e-06 | 1e-06 | 1e-06 | 1e-06 | 1e-06 | 95.0406 | 190.0812 | 190.0812 | 285.1217 | 285.1217 | 380.1623 | 380.1623 | 475.2029 | 475.2029 | 570.2435 | 570.2435 | 665.2841 | 665.2841 | 665.2841 | 665.2841 | 665.2841
Island Wind - Zone S Western Isles |  | 1e-06 | 1e-06 | 1e-06 | 1e-06 | 1e-06 | 1e-06 | 1e-06 | 1e-06 | 1e-06 | 1e-06 | 1e-06 | 1e-06 | 1e-06 | 1e-06 | 1e-06 | 1e-06 | 1e-06 | 1e-06 | 1e-06 | 1e-06 | 1e-06
Cumulative retirements by plant type
| 2011 | 2012 | 2013 | 2014 | 2015 | 2016 | 2017 | 2018 | 2019 | 2020 | 2021 | 2022 | 2023 | 2024 | 2025 | 2026 | 2027 | 2028 | 2029 | 2030 | 2031
CHP | 0 | 0 | -428 | -428 | -428 | -428 | -428 | -428 | -428 | -428 | -428 | -428 | -428 | -428 | -428 | -428 | -428 | -428 | -428 | -428 | -428
AGT | 0 | 0 | 0 | 0 | 0 | 0 | 0 | 0 | 0 | 0 | 0 | 0 | 0 | 0 | 0 | 0 | 0 | 0 | 0 | 0 | 0
Oil | 0 | 0 | -2388 | -2388 | -2388 | -3263 | -3263 | -3263 | -3263 | -3263 | -3263 | -3263 | -3263 | -3263 | -3263 | -3263 | -3263 | -3263 | -3263 | -3263 | -3263
Hydro | 0 | 0 | 0 | 0 | 0 | 0 | 0 | 0 | 0 | 0 | 0 | 0 | 0 | 0 | 0 | 0 | 0 | 0 | 0 | 0 | 0
PS | 0 | 0 | 0 | 0 | 0 | 0 | 0 | 0 | 0 | 0 | 0 | 0 | 0 | 0 | 0 | 0 | 0 | 0 | 0 | 0 | 0
Nuclear | 0 | 0 | -615 | -615 | -1105 | -1105 | -1105 | -1105 | -2186 | -4596 | -4596 | -4596 | -4596 | -6931 | -6931 | -6931 | -6931 | -6931 | -6931 | -6931 | -10561
CCGT | 0 | 0 | -804 | -1584 | -1584 | -1984 | -2794 | -3309 | -3974 | -4874 | -4874 | -4874 | -5643 | -7044 | -9164 | -10287 | -11387 | -13737 | -13737 | -13737 | -13737
OCGT | 0 | 0 | 0 | -68 | -102 | -396 | -396 | -396 | -396 | -396 | -396 | -396 | -396 | -555 | -555 | -555 | -555 | -555 | -555 | -555 | -555
Coal | 0 | -551 | -4787 | -6108 | -8429 | -9893.5 | -15438 | -15438 | -15438 | -15438 | -17207 | -21141 | -21712 | -23712 | -23712 | -23712 | -23712 | -23712 | -23712 | -23712 | -23712
Coal + CCS | 0 | 0 | 0 | 0 | 0 | 0 | 0 | 0 | 0 | 0 | 0 | 0 | 0 | 0 | 0 | 0 | 0 | 0 | 0 | 0 | 0
CCGT + CCS | 0 | 0 | 0 | 0 | 0 | 0 | 0 | 0 | 0 | 0 | 0 | 0 | 0 | 0 | 0 | 0 | 0 | 0 | 0 | 0 | 0
Onshore wind (unclassified) | 0 | 0 | 0 | 0 | 0 | 0 | 0 | 0 | 0 | 0 | 0 | 0 | 0 | 0 | 0 | 0 | 0 | 0 | 0 | 0 | 0
Offshore wind (unclassified) | 0 | 0 | 0 | 0 | 0 | 0 | 0 | 0 | 0 | 0 | 0 | 0 | 0 | 0 | 0 | 0 | 0 | 0 | 0 | 0 | 0
Onshore wind | 0 | -0.3 | -0.3 | -0.3 | -0.3 | -0.3 | -0.3 | -0.3 | -0.3 | -0.3 | -0.3 | -0.3 | -0.3 | -0.3 | -0.3 | -0.3 | -0.3 | -0.3 | -0.3 | -0.3 | -0.3
Onshore wind (Medium) | 0 | 0 | 0 | 0 | 0 | 0 | 0 | 0 | 0 | 0 | 0 | 0 | 0 | 0 | 0 | 0 | 0 | 0 | 0 | 0 | 0
Onshore wind (Low) | 0 | 0 | 0 | 0 | 0 | 0 | 0 | 0 | 0 | 0 | 0 | 0 | 0 | 0 | 0 | 0 | 0 | 0 | 0 | 0 | 0
Offshore wind | 0 | 0 | 0 | 0 | 0 | 0 | 0 | 0 | 0 | 0 | 0 | 0 | 0 | 0 | 0 | 0 | 0 | 0 | 0 | 0 | 0
Offshore wind (Low) | 0 | 0 | 0 | 0 | 0 | 0 | 0 | 0 | 0 | 0 | 0 | 0 | 0 | 0 | 0 | 0 | 0 | 0 | 0 | 0 | 0
Wave | 0 | 0 | 0 | 0 | 0 | 0 | 0 | 0 | 0 | 0 | 0 | 0 | 0 | 0 | 0 | 0 | 0 | 0 | 0 | 0 | 0
Tidal Stream | 0 | 0 | 0 | 0 | 0 | 0 | 0 | 0 | 0 | 0 | 0 | 0 | 0 | 0 | 0 | 0 | 0 | 0 | 0 | 0 | 0
Tidal Range | 0 | 0 | 0 | 0 | 0 | 0 | 0 | 0 | 0 | 0 | 0 | 0 | 0 | 0 | 0 | 0 | 0 | 0 | 0 | 0 | 0
Sewage gas | 0 | 0 | 0 | 0 | 0 | 0 | 0 | 0 | 0 | 0 | 0 | 0 | 0 | 0 | 0 | 0 | 0 | 0 | 0 | 0 | 0
Solar | 0 | 0 | 0 | 0 | 0 | 0 | 0 | 0 | 0 | 0 | 0 | 0 | 0 | 0 | 0 | 0 | 0 | 0 | 0 | 0 | 0
Biomass regular | 0 | 0 | 0 | 0 | 0 | 0 | 0 | 0 | 0 | 0 | 0 | 0 | 0 | 0 | 0 | 0 | 0 | 0 | 0 | 0 | 0
Biomass energy crop | 0 | 0 | 0 | 0 | 0 | 0 | 0 | 0 | 0 | 0 | 0 | 0 | 0 | 0 | 0 | 0 | 0 | 0 | 0 | 0 | 0
Biowaste | 0 | 0 | 0 | 0 | 0 | 0 | 0 | 0 | 0 | 0 | 0 | 0 | 0 | 0 | 0 | 0 | 0 | 0 | 0 | 0 | 0
Biogas | 0 | 0 | 0 | 0 | 0 | 0 | 0 | 0 | 0 | 0 | 0 | 0 | 0 | 0 | 0 | 0 | 0 | 0 | 0 | 0 | 0
Biodiesel | 0 | 0 | 0 | 0 | 0 | 0 | 0 | 0 | 0 | 0 | 0 | 0 | 0 | 0 | 0 | 0 | 0 | 0 | 0 | 0 | 0
Biomass ACT | 0 | 0 | 0 | 0 | 0 | 0 | 0 | 0 | 0 | 0 | 0 | 0 | 0 | 0 | 0 | 0 | 0 | 0 | 0 | 0 | 0
Biomass AD | 0 | 0 | 0 | 0 | 0 | 0 | 0 | 0 | 0 | 0 | 0 | 0 | 0 | 0 | 0 | 0 | 0 | 0 | 0 | 0 | 0
Biomass regular (CHP) | 0 | 0 | 0 | 0 | 0 | 0 | 0 | 0 | 0 | 0 | 0 | 0 | 0 | 0 | 0 | 0 | 0 | 0 | 0 | 0 | 0
Biomass energy crop (CHP) | 0 | 0 | 0 | 0 | 0 | 0 | 0 | 0 | 0 | 0 | 0 | 0 | 0 | 0 | 0 | 0 | 0 | 0 | 0 | 0 | 0
Biowaste (CHP) | 0 | 0 | 0 | 0 | 0 | 0 | 0 | 0 | 0 | 0 | 0 | 0 | 0 | 0 | 0 | 0 | 0 | 0 | 0 | 0 | 0
Biogas (CHP) | 0 | 0 | 0 | 0 | 0 | 0 | 0 | 0 | 0 | 0 | 0 | 0 | 0 | 0 | 0 | 0 | 0 | 0 | 0 | 0 | 0
Biodiesel (CHP) | 0 | 0 | 0 | 0 | 0 | 0 | 0 | 0 | 0 | 0 | 0 | 0 | 0 | 0 | 0 | 0 | 0 | 0 | 0 | 0 | 0
Biomass ACT (CHP) | 0 | 0 | 0 | 0 | 0 | 0 | 0 | 0 | 0 | 0 | 0 | 0 | 0 | 0 | 0 | 0 | 0 | 0 | 0 | 0 | 0
Biomass AD (CHP) | 0 | 0 | 0 | 0 | 0 | 0 | 0 | 0 | 0 | 0 | 0 | 0 | 0 | 0 | 0 | 0 | 0 | 0 | 0 | 0 | 0
Landfill gas | 0 | 0 | 0 | 0 | 0 | 0 | 0 | 0 | 0 | 0 | 0 | 0 | 0 | 0 | 0 | 0 | 0 | 0 | 0 | 0 | 0
Hydro (small scale) | 0 | 0 | 0 | 0 | 0 | 0 | 0 | 0 | 0 | 0 | 0 | 0 | 0 | 0 | 0 | 0 | 0 | 0 | 0 | 0 | 0
Geopressure | 0 | 0 | 0 | 0 | 0 | 0 | 0 | 0 | 0 | 0 | 0 | 0 | 0 | 0 | 0 | 0 | 0 | 0 | 0 | 0 | 0
Standard gasification or pyrolysis | 0 | 0 | 0 | 0 | 0 | 0 | 0 | 0 | 0 | 0 | 0 | 0 | 0 | 0 | 0 | 0 | 0 | 0 | 0 | 0 | 0
Other unspecified | 0 | 0 | 0 | 0 | 0 | 0 | 0 | 0 | 0 | 0 | 0 | 0 | 0 | 0 | 0 | 0 | 0 | 0 | 0 | 0 | 0
Geothermal | 0 | 0 | 0 | 0 | 0 | 0 | 0 | 0 | 0 | 0 | 0 | 0 | 0 | 0 | 0 | 0 | 0 | 0 | 0 | 0 | 0
Microgeneration | 0 | 0 | 0 | 0 | 0 | 0 | 0 | 0 | 0 | 0 | 0 | 0 | 0 | 0 | 0 | 0 | 0 | 0 | 0 | 0 | 0
Other ROC | 0 | 0 | 0 | 0 | 0 | 0 | 0 | 0 | 0 | 0 | 0 | 0 | 0 | 0 | 0 | 0 | 0 | 0 | 0 | 0 | 0
Non-ROC | 0 | 0 | 0 | 0 | 0 | 0 | 0 | 0 | 0 | 0 | 0 | 0 | 0 | 0 | 0 | 0 | 0 | 0 | 0 | 0 | 0
Embedded CHP | 0 | 0 | 0 | 0 | 0 | 0 | 0 | 0 | 0 | 0 | 0 | 0 | 0 | 0 | 0 | 0 | 0 | 0 | 0 | 0 | 0
Embedded Gas | 0 | 0 | 0 | 0 | 0 | 0 | 0 | 0 | 0 | 0 | 0 | 0 | 0 | 0 | 0 | 0 | 0 | 0 | 0 | 0 | 0
Embedded offshore wind | 0 | 0 | 0 | 0 | 0 | 0 | 0 | 0 | 0 | 0 | 0 | 0 | 0 | 0 | 0 | 0 | 0 | 0 | 0 | 0 | 0
Embedded onshore wind | 0 | 0 | 0 | 0 | 0 | 0 | 0 | 0 | 0 | 0 | 0 | 0 | 0 | 0 | 0 | 0 | 0 | 0 | 0 | 0 | 0
Embedded biomass | 0 | 0 | 0 | 0 | 0 | 0 | 0 | 0 | 0 | 0 | 0 | 0 | 0 | 0 | 0 | 0 | 0 | 0 | 0 | 0 | 0
Embedded tidal and wave | 0 | 0 | 0 | 0 | 0 | 0 | 0 | 0 | 0 | 0 | 0 | 0 | 0 | 0 | 0 | 0 | 0 | 0 | 0 | 0 | 0
Embedded hydro | 0 | 0 | 0 | 0 | 0 | 0 | 0 | 0 | 0 | 0 | 0 | 0 | 0 | 0 | 0 | 0 | 0 | 0 | 0 | 0 | 0
Total | 0 | -551.3 | -9022.3 | -11191.3 | -14036.3 | -17069.8 | -23424.3 | -23939.3 | -25685.3 | -28995.3 | -30764.3 | -34698.3 | -36038.3 | -41933.3 | -44053.3 | -45176.3 | -46276.3 | -48626.2999 | -48626.2999 | -48626.2999 | -52256.2999
Cumulative retirements by chart type
| 2011 | 2012 | 2013 | 2014 | 2015 | 2016 | 2017 | 2018 | 2019 | 2020 | 2021 | 2022 | 2023 | 2024 | 2025 | 2026 | 2027 | 2028 | 2029 | 2030 | 2031
Gas | 0 | 0 | -1232 | -2012 | -2012 | -2412 | -3222 | -3737 | -4402 | -5302 | -5302 | -5302 | -6071 | -7472 | -9592 | -10715 | -11815 | -14165 | -14165 | -14165 | -14165
Coal | 0 | -551 | -4787 | -6108 | -8429 | -9893.5 | -15438 | -15438 | -15438 | -15438 | -17207 | -21141 | -21712 | -23712 | -23712 | -23712 | -23712 | -23712 | -23712 | -23712 | -23712
Oil | 0 | 0 | -2388 | -2388 | -2388 | -3263 | -3263 | -3263 | -3263 | -3263 | -3263 | -3263 | -3263 | -3263 | -3263 | -3263 | -3263 | -3263 | -3263 | -3263 | -3263
OCGT | 0 | 0 | 0 | -68 | -102 | -396 | -396 | -396 | -396 | -396 | -396 | -396 | -396 | -555 | -555 | -555 | -555 | -555 | -555 | -555 | -555
PS | 0 | 0 | 0 | 0 | 0 | 0 | 0 | 0 | 0 | 0 | 0 | 0 | 0 | 0 | 0 | 0 | 0 | 0 | 0 | 0 | 0
Nuclear | 0 | 0 | -615 | -615 | -1105 | -1105 | -1105 | -1105 | -2186 | -4596 | -4596 | -4596 | -4596 | -6931 | -6931 | -6931 | -6931 | -6931 | -6931 | -6931 | -10561
CCS | 0 | 0 | 0 | 0 | 0 | 0 | 0 | 0 | 0 | 0 | 0 | 0 | 0 | 0 | 0 | 0 | 0 | 0 | 0 | 0 | 0
Onshore wind | 0 | -0.3 | -0.3 | -0.3 | -0.3 | -0.3 | -0.3 | -0.3 | -0.3 | -0.3 | -0.3 | -0.3 | -0.3 | -0.3 | -0.3 | -0.3 | -0.3 | -0.3 | -0.3 | -0.3 | -0.3
Offshore wind | 0 | 0 | 0 | 0 | 0 | 0 | 0 | 0 | 0 | 0 | 0 | 0 | 0 | 0 | 0 | 0 | 0 | 0 | 0 | 0 | 0
Other renewable | 0 | 0 | 0 | 0 | 0 | 0 | 0 | 0 | 0 | 0 | 0 | 0 | 0 | 0 | 0 | 0 | 0 | 0 | 0 | 0 | 0
Total | 0 | -551.3 | -9022.3 | -11191.3 | -14036.3 | -17069.8 | -23424.3 | -23939.3 | -25685.3 | -28995.3 | -30764.3 | -34698.3 | -36038.3 | -41933.3 | -44053.3 | -45176.3 | -46276.3 | -48626.2999 | -48626.2999 | -48626.2999 | -52256.2999
Cumulative retirements by plant type and location
|  | 2011 | 2012 | 2013 | 2014 | 2015 | 2016 | 2017 | 2018 | 2019 | 2020 | 2021 | 2022 | 2023 | 2024 | 2025 | 2026 | 2027 | 2028 | 2029 | 2030 | 2031
Coal | S England & S Wales | 0 | 0 | -3661 | -4006 | -4816 | -4816 | -6385 | -6385 | -6385 | -6385 | -6385 | -6385 | -6385 | -6385 | -6385 | -6385 | -6385 | -6385 | -6385 | -6385 | -6385
Coal | Midlands & N Wales | 0 | 0 | 0 | 0 | -964 | -964 | -964 | -964 | -964 | -964 | -1932 | -5866 | -5866 | -7866 | -7866 | -7866 | -7866 | -7866 | -7866 | -7866 | -7866
Coal | N England | 0 | 0 | 0 | -976 | -976 | -2440.5 | -5845 | -5845 | -5845 | -5845 | -6075 | -6075 | -6075 | -6075 | -6075 | -6075 | -6075 | -6075 | -6075 | -6075 | -6075
Coal | S Scotland | 0 | -551 | -1126 | -1126 | -1673 | -1673 | -2244 | -2244 | -2244 | -2244 | -2815 | -2815 | -3386 | -3386 | -3386 | -3386 | -3386 | -3386 | -3386 | -3386 | -3386
Coal | N Scotland | 0 | 0 | 0 | 0 | 0 | 0 | 0 | 0 | 0 | 0 | 0 | 0 | 0 | 0 | 0 | 0 | 0 | 0 | 0 | 0 | 0
CCGT | S England & S Wales | 0 | 0 | -569 | -569 | -569 | -569 | -569 | -569 | -569 | -569 | -569 | -569 | -569 | -1200 | -1940 | -3063 | -3063 | -5413 | -5413 | -5413 | -5413
CCGT | Midlands & N Wales | 0 | 0 | 0 | 0 | 0 | 0 | 0 | -515 | -515 | -515 | -515 | -515 | -515 | -515 | -1895 | -1895 | -1895 | -1895 | -1895 | -1895 | -1895
CCGT | N England | 0 | 0 | -235 | -235 | -235 | -235 | -1045 | -1045 | -1710 | -2610 | -2610 | -2610 | -3379 | -4149 | -4149 | -4149 | -5249 | -5249 | -5249 | -5249 | -5249
CCGT | S Scotland | 0 | 0 | 0 | 0 | 0 | 0 | 0 | 0 | 0 | 0 | 0 | 0 | 0 | 0 | 0 | 0 | 0 | 0 | 0 | 0 | 0
CCGT | N Scotland | 0 | 0 | 0 | -780 | -780 | -1180 | -1180 | -1180 | -1180 | -1180 | -1180 | -1180 | -1180 | -1180 | -1180 | -1180 | -1180 | -1180 | -1180 | -1180 | -1180
Nuclear | S England & S Wales | 0 | 0 | -215 | -215 | -215 | -215 | -215 | -215 | -1296 | -1296 | -1296 | -1296 | -1296 | -2557 | -2557 | -2557 | -2557 | -2557 | -2557 | -2557 | -3769
Nuclear | Midlands & N Wales | 0 | 0 | -400 | -400 | -890 | -890 | -890 | -890 | -890 | -890 | -890 | -890 | -890 | -890 | -890 | -890 | -890 | -890 | -890 | -890 | -890
Nuclear | N England | 0 | 0 | 0 | 0 | 0 | 0 | 0 | 0 | 0 | -2410 | -2410 | -2410 | -2410 | -2410 | -2410 | -2410 | -2410 | -2410 | -2410 | -2410 | -3613
Nuclear | S Scotland | 0 | 0 | 0 | 0 | 0 | 0 | 0 | 0 | 0 | 0 | 0 | 0 | 0 | -1074 | -1074 | -1074 | -1074 | -1074 | -1074 | -1074 | -2289
Nuclear | N Scotland | 0 | 0 | 0 | 0 | 0 | 0 | 0 | 0 | 0 | 0 | 0 | 0 | 0 | 0 | 0 | 0 | 0 | 0 | 0 | 0 | 0
Transmission
Reinf package | 2010 | 2011 | 2012 | 2013 | 2014 | 2015 | 2016 | 2017 | 2018 | 2019 | 2020 | 2021 | 2022 | 2023 | 2024 | 2025 | 2026 | 2027 | 2028 | 2029 | 2030
Beauly-Denny overhead line | 2015 | 2015 | 2015 | 2015 | 2015 | 2015 | 2015 | 2015 | 2015 | 2015 | 2015 | 2015 | 2015 | 2015 | 2015 | 2015 | 2015 | 2015 | 2015 | 2015 | 2015
Dummy | 2040 | 2040 | 2040 | 2040 | 2040 | 2040 | 2040 | 2040 | 2040 | 2040 | 2040 | 2040 | 2040 | 2040 | 2040 | 2040 | 2040 | 2040 | 2040 | 2040 | 2040
East Coast (Kincardine - Harburn) 400kV | 2040 | 2040 | 2040 | 2040 | 2040 | 2040 | 2040 | 2020 | 2020 | 2020 | 2020 | 2020 | 2020 | 2020 | 2020 | 2020 | 2020 | 2020 | 2020 | 2020 | 2020
Western HVDC Link | 2016 | 2016 | 2016 | 2016 | 2016 | 2016 | 2016 | 2016 | 2016 | 2016 | 2016 | 2016 | 2016 | 2016 | 2016 | 2016 | 2016 | 2016 | 2016 | 2016 | 2016
Anglo-Scottish Series & Shunt Compensation | 2015 | 2015 | 2015 | 2015 | 2015 | 2015 | 2015 | 2015 | 2015 | 2015 | 2015 | 2015 | 2015 | 2015 | 2015 | 2015 | 2015 | 2015 | 2015 | 2015 | 2015
Eastern HVDC Link | 2040 | 2040 | 2040 | 2040 | 2040 | 2040 | 2040 | 2040 | 2040 | 2040 | 2040 | 2040 | 2040 | 2040 | 2040 | 2040 | 2040 | 2040 | 2040 | 2040 | 2040
Penwortham QBs | 2014 | 2014 | 2014 | 2014 | 2014 | 2014 | 2014 | 2014 | 2014 | 2014 | 2014 | 2014 | 2014 | 2014 | 2014 | 2014 | 2014 | 2014 | 2014 | 2014 | 2014
New Hinckley Point - Seabank OHL and assoc works | 2040 | 2040 | 2040 | 2040 | 2040 | 2018 | 2018 | 2018 | 2018 | 2018 | 2018 | 2018 | 2018 | 2018 | 2018 | 2018 | 2018 | 2018 | 2018 | 2018 | 2018
Reconductoring circuits in East Anglia | 2040 | 2040 | 2040 | 2040 | 2040 | 2040 | 2019 | 2019 | 2019 | 2019 | 2019 | 2019 | 2019 | 2019 | 2019 | 2019 | 2019 | 2019 | 2019 | 2019 | 2019
New OHL & reconductoring work in East Anglia | 2040 | 2040 | 2040 | 2040 | 2040 | 2040 | 2040 | 2040 | 2040 | 2040 | 2040 | 2040 | 2040 | 2040 | 2040 | 2040 | 2040 | 2040 | 2040 | 2040 | 2040
QBs in East Anglia | 2040 | 2040 | 2040 | 2040 | 2040 | 2040 | 2040 | 2040 | 2040 | 2022 | 2022 | 2022 | 2022 | 2022 | 2022 | 2022 | 2022 | 2022 | 2022 | 2022 | 2022
Establish 2nd Pentir-Traw 400kv circuit | 2040 | 2040 | 2040 | 2040 | 2040 | 2040 | 2040 | 2040 | 2040 | 2040 | 2040 | 2040 | 2040 | 2040 | 2040 | 2040 | 2040 | 2040 | 2040 | 2040 | 2040
Series compensation and reconductoring work in North Wales | 2040 | 2040 | 2040 | 2040 | 2040 | 2018 | 2018 | 2018 | 2018 | 2018 | 2018 | 2018 | 2018 | 2018 | 2018 | 2018 | 2018 | 2018 | 2018 | 2018 | 2018
Wylfa-Pembroke 2GW HVDC link | 2040 | 2040 | 2040 | 2040 | 2040 | 2040 | 2040 | 2040 | 2040 | 2040 | 2040 | 2040 | 2040 | 2040 | 2040 | 2040 | 2040 | 2040 | 2040 | 2040 | 2040
Daines 225MVAR MSC DNs | 2014 | 2014 | 2014 | 2014 | 2014 | 2014 | 2014 | 2014 | 2014 | 2014 | 2014 | 2014 | 2014 | 2014 | 2014 | 2014 | 2014 | 2014 | 2014 | 2014 | 2014
Sundon and Ratcliffe 225MVAR MSCs | 2015 | 2015 | 2015 | 2015 | 2015 | 2015 | 2015 | 2015 | 2015 | 2015 | 2015 | 2015 | 2015 | 2015 | 2015 | 2015 | 2015 | 2015 | 2015 | 2015 | 2015
North London Reinforcements & St John's Wood - Hackney cable | 2016 | 2016 | 2016 | 2016 | 2016 | 2016 | 2016 | 2016 | 2016 | 2016 | 2016 | 2016 | 2016 | 2016 | 2016 | 2016 | 2016 | 2016 | 2016 | 2016 | 2016
Turn in Sundon - Cowley circuit at East Claydon | 2040 | 2040 | 2017 | 2017 | 2017 | 2017 | 2017 | 2017 | 2017 | 2017 | 2017 | 2017 | 2017 | 2017 | 2017 | 2017 | 2017 | 2017 | 2017 | 2017 | 2017
North East London uprate to 400kV | 2040 | 2040 | 2040 | 2040 | 2040 | 2040 | 2040 | 2040 | 2040 | 2040 | 2040 | 2040 | 2025 | 2025 | 2025 | 2025 | 2025 | 2025 | 2025 | 2025 | 2025
East London reinforcements | 2014 | 2014 | 2014 | 2014 | 2014 | 2014 | 2014 | 2014 | 2014 | 2014 | 2014 | 2014 | 2014 | 2014 | 2014 | 2014 | 2014 | 2014 | 2014 | 2014 | 2014
East London reconductoring | 2040 | 2040 | 2040 | 2040 | 2040 | 2040 | 2040 | 2040 | 2040 | 2040 | 2040 | 2040 | 2040 | 2040 | 2040 | 2040 | 2029 | 2029 | 2029 | 2029 | 2029
Kingsnorth-Cobham reconductoring | 2040 | 2040 | 2040 | 2016 | 2016 | 2016 | 2016 | 2016 | 2016 | 2016 | 2016 | 2016 | 2016 | 2016 | 2016 | 2016 | 2016 | 2016 | 2016 | 2016 | 2016
South London reconductoring | 2040 | 2040 | 2040 | 2040 | 2040 | 2040 | 2040 | 2040 | 2040 | 2040 | 2023 | 2023 | 2023 | 2023 | 2023 | 2023 | 2023 | 2023 | 2023 | 2023 | 2023
Essex reconductoring | 2040 | 2040 | 2040 | 2040 | 2040 | 2040 | 2040 | 2040 | 2040 | 2040 | 2040 | 2040 | 2027 | 2027 | 2027 | 2027 | 2027 | 2027 | 2027 | 2027 | 2027
Tees Crossing refurbishment | 2040 | 2040 | 2040 | 2040 | 2040 | 2040 | 2040 | 2040 | 2040 | 2040 | 2040 | 2040 | 2040 | 2040 | 2040 | 2040 | 2040 | 2040 | 2040 | 2040 | 2040
QBs in Sundon-Wymondley circuits | 2015 | 2015 | 2015 | 2015 | 2015 | 2015 | 2015 | 2015 | 2015 | 2015 | 2015 | 2015 | 2015 | 2015 | 2015 | 2015 | 2015 | 2015 | 2015 | 2015 | 2015
London MSCs, East End reconductoring | 2015 | 2015 | 2015 | 2015 | 2015 | 2015 | 2015 | 2015 | 2015 | 2015 | 2015 | 2015 | 2015 | 2015 | 2015 | 2015 | 2015 | 2015 | 2015 | 2015 | 2015
New reactor at Rayleigh | 2040 | 2040 | 2040 | 2040 | 2040 | 2040 | 2040 | 2040 | 2040 | 2040 | 2025 | 2025 | 2025 | 2025 | 2025 | 2025 | 2025 | 2025 | 2025 | 2025 | 2025
Kemsley QBs | 2040 | 2040 | 2040 | 2040 | 2040 | 2040 | 2040 | 2040 | 2040 | 2040 | 2040 | 2040 | 2040 | 2040 | 2040 | 2040 | 2040 | 2040 | 2040 | 2040 | 2040
Rowdown, Canterbury, Sellinge and Dungeness reinforcemnts | 2040 | 2040 | 2040 | 2040 | 2040 | 2040 | 2040 | 2040 | 2040 | 2040 | 2040 | 2024 | 2024 | 2024 | 2024 | 2024 | 2024 | 2024 | 2024 | 2024 | 2024
Iver, East Claydon, Grendon & Elstree new MSCs | 2015 | 2015 | 2015 | 2015 | 2015 | 2015 | 2015 | 2015 | 2015 | 2015 | 2015 | 2015 | 2015 | 2015 | 2015 | 2015 | 2015 | 2015 | 2015 | 2015 | 2015
Cottam - West Burton reconductoring | 2014 | 2014 | 2014 | 2014 | 2014 | 2014 | 2014 | 2014 | 2014 | 2014 | 2014 | 2014 | 2014 | 2014 | 2014 | 2014 | 2014 | 2014 | 2014 | 2014 | 2014
West Weybridge 275kV additional MSC | 2040 | 2040 | 2017 | 2017 | 2017 | 2017 | 2017 | 2017 | 2017 | 2017 | 2017 | 2017 | 2017 | 2017 | 2017 | 2017 | 2017 | 2017 | 2017 | 2017 | 2017
Knocknagael | 2040 | 2040 | 2040 | 2040 | 2040 | 2040 | 2040 | 2040 | 2040 | 2040 | 2040 | 2040 | 2040 | 2040 | 2040 | 2040 | 2040 | 2040 | 2040 | 2040 | 2040
Beauly-Blackhillock-Kintore | 2014 | 2014 | 2014 | 2014 | 2014 | 2014 | 2014 | 2014 | 2014 | 2014 | 2014 | 2014 | 2014 | 2014 | 2014 | 2014 | 2014 | 2014 | 2014 | 2014 | 2014
Beauly-Dounreay | 2040 | 2040 | 2040 | 2040 | 2040 | 2040 | 2040 | 2040 | 2040 | 2040 | 2040 | 2040 | 2040 | 2040 | 2040 | 2040 | 2040 | 2040 | 2040 | 2040 | 2040
Hunterston-Kintyre link | 2015 | 2015 | 2015 | 2015 | 2015 | 2015 | 2015 | 2015 | 2015 | 2015 | 2015 | 2015 | 2015 | 2015 | 2015 | 2015 | 2015 | 2015 | 2015 | 2015 | 2015
East Coast Upgrade | 2040 | 2040 | 2040 | 2040 | 2040 | 2040 | 2021 | 2021 | 2021 | 2021 | 2021 | 2021 | 2021 | 2021 | 2021 | 2021 | 2021 | 2021 | 2021 | 2021 | 2021
Humber - Walpole HVDC | 2040 | 2040 | 2040 | 2040 | 2040 | 2040 | 2040 | 2040 | 2040 | 2040 | 2040 | 2040 | 2040 | 2040 | 2040 | 2040 | 2040 | 2040 | 2040 | 2040 | 2040
Caithness - Moray HVDC | 2040 | 2040 | 2040 | 2040 | 2040 | 2040 | 2040 | 2040 | 2040 | 2040 | 2040 | 2040 | 2040 | 2040 | 2040 | 2040 | 2040 | 2040 | 2040 | 2040 | 2040
Beauly - Mossford 132kV upgrade | 2040 | 2040 | 2040 | 2040 | 2040 | 2040 | 2040 | 2040 | 2040 | 2040 | 2040 | 2040 | 2040 | 2040 | 2040 | 2040 | 2040 | 2040 | 2040 | 2040 | 2040
Eastern HVDC Link #2 | 2040 | 2040 | 2040 | 2040 | 2040 | 2040 | 2019 | 2019 | 2019 | 2019 | 2019 | 2019 | 2019 | 2019 | 2019 | 2019 | 2019 | 2019 | 2019 | 2019 | 2019
Beauly - Blackhillock - Keith 400kV upgrade | 2040 | 2040 | 2040 | 2040 | 2040 | 2040 | 2040 | 2040 | 2040 | 2040 | 2040 | 2040 | 2040 | 2040 | 2040 | 2040 | 2040 | 2040 | 2040 | 2040 | 2040
Western HVDC Link #2 | 2040 | 2040 | 2040 | 2040 | 2040 | 2040 | 2040 | 2040 | 2040 | 2040 | 2040 | 2040 | 2040 | 2040 | 2040 | 2040 | 2040 | 2040 | 2040 | 2040 | 2040
Elstree London | 2040 | 2040 | 2040 | 2040 | 2040 | 2040 | 2040 | 2040 | 2040 | 2040 | 2040 | 2040 | 2040 | 2040 | 2040 | 2040 | 2040 | 2040 | 2040 | 2040 | 2040
West Midlands MSC | 2022 | 2022 | 2022 | 2022 | 2022 | 2022 | 2022 | 2022 | 2022 | 2022 | 2022 | 2022 | 2022 | 2022 | 2022 | 2022 | 2022 | 2022 | 2022 | 2022 | 2022
B1 | 2040 | 2040 | 2040 | 2040 | 2040 | 2040 | 2040 | 2040 | 2040 | 2040 | 2040 | 2040 | 2040 | 2040 | 2040 | 2040 | 2040 | 2040 | 2040 | 2040 | 2040
B2 | 2040 | 2040 | 2040 | 2040 | 2040 | 2040 | 2040 | 2040 | 2040 | 2040 | 2040 | 2040 | 2040 | 2040 | 2040 | 2040 | 2040 | 2040 | 2040 | 2040 | 2040
B3 | 2040 | 2040 | 2040 | 2040 | 2040 | 2040 | 2040 | 2040 | 2040 | 2040 | 2040 | 2040 | 2040 | 2040 | 2040 | 2040 | 2040 | 2040 | 2040 | 2040 | 2040
B4 | 2040 | 2040 | 2040 | 2040 | 2040 | 2040 | 2040 | 2040 | 2040 | 2040 | 2040 | 2040 | 2040 | 2040 | 2040 | 2040 | 2040 | 2040 | 2040 | 2040 | 2040
B5 | 2040 | 2040 | 2040 | 2040 | 2040 | 2040 | 2040 | 2040 | 2040 | 2040 | 2040 | 2040 | 2040 | 2040 | 2040 | 2040 | 2040 | 2040 | 2040 | 2040 | 2040
B6 | 2040 | 2040 | 2040 | 2040 | 2040 | 2040 | 2040 | 2040 | 2040 | 2040 | 2040 | 2040 | 2040 | 2040 | 2040 | 2040 | 2040 | 2040 | 2040 | 2040 | 2040
B7a | 2040 | 2040 | 2040 | 2040 | 2040 | 2040 | 2040 | 2040 | 2040 | 2040 | 2040 | 2040 | 2040 | 2040 | 2040 | 2040 | 2040 | 2040 | 2040 | 2040 | 2040
B8 | 2040 | 2040 | 2040 | 2040 | 2040 | 2040 | 2040 | 2040 | 2040 | 2040 | 2040 | 2040 | 2040 | 2040 | 2040 | 2040 | 2040 | 2040 | 2040 | 2040 | 2040
B9 | 2040 | 2040 | 2040 | 2040 | 2040 | 2040 | 2040 | 2040 | 2040 | 2040 | 2040 | 2040 | 2040 | 2040 | 2040 | 2040 | 2040 | 2040 | 2040 | 2040 | 2040
B10 | 2040 | 2040 | 2040 | 2040 | 2040 | 2040 | 2040 | 2040 | 2040 | 2040 | 2040 | 2040 | 2040 | 2040 | 2040 | 2040 | 2040 | 2040 | 2040 | 2040 | 2040
B11 | 2040 | 2040 | 2040 | 2040 | 2040 | 2040 | 2040 | 2040 | 2040 | 2040 | 2040 | 2040 | 2040 | 2040 | 2040 | 2040 | 2040 | 2040 | 2040 | 2040 | 2040
B12 | 2040 | 2040 | 2040 | 2040 | 2040 | 2040 | 2040 | 2040 | 2040 | 2040 | 2040 | 2040 | 2040 | 2040 | 2040 | 2040 | 2040 | 2040 | 2040 | 2040 | 2040
B13 | 2040 | 2040 | 2040 | 2040 | 2040 | 2040 | 2040 | 2040 | 2040 | 2040 | 2040 | 2040 | 2040 | 2040 | 2040 | 2040 | 2040 | 2040 | 2040 | 2040 | 2040
B14 | 2040 | 2040 | 2040 | 2040 | 2040 | 2040 | 2040 | 2040 | 2040 | 2040 | 2040 | 2040 | 2040 | 2040 | 2040 | 2040 | 2040 | 2040 | 2040 | 2040 | 2040
B15 | 2040 | 2040 | 2040 | 2040 | 2040 | 2040 | 2040 | 2040 | 2040 | 2040 | 2040 | 2040 | 2040 | 2040 | 2040 | 2040 | 2029 | 2029 | 2029 | 2029 | 2029
B16 | 2040 | 2040 | 2040 | 2040 | 2040 | 2040 | 2040 | 2040 | 2040 | 2040 | 2040 | 2040 | 2040 | 2040 | 2040 | 2040 | 2040 | 2040 | 2040 | 2040 | 2040
B17 | 2040 | 2040 | 2040 | 2040 | 2040 | 2040 | 2040 | 2040 | 2040 | 2040 | 2040 | 2040 | 2040 | 2040 | 2040 | 2040 | 2040 | 2040 | 2040 | 2040 | 2040
B201 | 2040 | 2040 | 2040 | 2040 | 2040 | 2040 | 2040 | 2040 | 2040 | 2040 | 2040 | 2040 | 2040 | 2040 | 2040 | 2040 | 2040 | 2040 | 2040 | 2040 | 2040
B202 | 2040 | 2040 | 2040 | 2040 | 2040 | 2040 | 2040 | 2040 | 2040 | 2040 | 2040 | 2040 | 2040 | 2040 | 2040 | 2040 | 2040 | 2040 | 2040 | 2040 | 2040
EC5 | 2040 | 2040 | 2040 | 2040 | 2040 | 2040 | 2040 | 2040 | 2040 | 2040 | 2040 | 2040 | 2040 | 2040 | 2040 | 2040 | 2040 | 2040 | 2040 | 2040 | 2040
NW2 | 2040 | 2040 | 2040 | 2040 | 2040 | 2040 | 2040 | 2040 | 2040 | 2040 | 2040 | 2040 | 2040 | 2040 | 2040 | 2040 | 2040 | 2040 | 2040 | 2040 | 2040
| 2011 | 2012 | 2013 | 2014 | 2015 | 2016 | 2017 | 2018 | 2019 | 2020 | 2021 | 2022 | 2023 | 2024 | 2025 | 2026 | 2027 | 2028 | 2029 | 2030 | 2031
Transmission Capex in current year | 0 | 0 | 0 | 164.903 | 1344.406 | 1591.453 | 58.3495 | 753.239 | 864.891 | 129.1611 | 402.2122 | 92.436 | 79.5675 | 122.0035 | 127.308 | 0 | 37.1315 | 0 | 81.7971 | 0 | 0
£m | 2011 | 2012 | 2013 | 2014 | 2015 | 2016 | 2017 | 2018 | 2019 | 2020 | 2021 | 2022 | 2023 | 2024 | 2025 | 2026 | 2027 | 2028 | 2029 | 2030 | 2031
Levelised Cost in Current Year | 0 | 0 | 0 | 10.0082 | 91.6017 | 188.1888 | 191.7301 | 237.445 | 289.9362 | 297.7751 | 322.1859 | 327.7959 | 332.6249 | 340.0295 | 347.7559 | 347.7559 | 350.0095 | 350.0095 | 354.9739 | 354.9739 | 354.9739
MAR disaggregation
| 2011 | 2012 | 2013 | 2014 | 2015 | 2016 | 2017 | 2018 | 2019 | 2020 | 2021 | 2022 | 2023 | 2024 | 2025 | 2026 | 2027 | 2028 | 2029 | 2030 | 2031
Modelled onshore reinforcement | 0 | 0 | 3.6663 | 39.0157 | 120.6116 | 188.357 | 222.0031 | 263.6363 | 299.7506 | 317.9765 | 329.8543 | 333.8908 | 334.8276 | 337.0603 | 336.9975 | 333.4776 | 328.9132 | 325.323 | 322.1996 | 317.2162 | 311.3023
OFTO and island links | -1613.0442 | 217.8418 | 217.8418 | 334.2404 | 405.0252 | 507.6418 | 574.0921 | 627.8263 | 635.7084 | 667.6027 | 675.4847 | 675.4847 | 683.3668 | 683.3668 | 691.2488 | 691.2488 | 699.1309 | 699.1309 | 699.1309 | 699.1309 | 376.2639
Underlying MAR | 1613.0442 | 1785.6389 | 1931.0037 | 2142.6256 | 2245.552 | 2346.5402 | 2445.5901 | 2542.7019 | 2637.8754 | 2731.1108 | 2786.7191 | 2830.1853 | 2872.8471 | 2914.7045 | 2955.7574 | 2996.0058 | 3035.4498 | 3074.0894 | 3111.9246 | 3148.9552 | 3185.1815
Generator profit by plant type
| 2011 | 2012 | 2013 | 2014 | 2015 | 2016 | 2017 | 2018 | 2019 | 2020 | 2021 | 2022 | 2023 | 2024 | 2025 | 2026 | 2027 | 2028 | 2029 | 2030
CHP | 0.83386 | -26.8888 | 31.1291 | -0.68397 | 2.2693 | 253.9147 | 269.0919 | 260.1569 | 246.6439 | 300.4086 | 192.7251 | 260.2656 | 240.0542 | 251.6242 | 162.7945 | 149.7179 | 159.5506 | 178.937 | 186.89 | 197.2687
AGT | 0 | 0 | 0 | 0 | 0 | 0 | 0 | 0 | 0 | 0 | 0 | 0 | 0 | 0 | 0 | 0 | 0 | 0 | 0 | 0
Oil | -76.5946 | -74.2187 | -21.0117 | -20.81 | -20.6494 | -6.1932e-08 | -6.1483e-08 | 3.978e-08 | 3.8913e-08 | 3.2884e-08 | 1.4305e-08 | 4.2808e-08 | 1.7421e-08 | 1.5381e-08 | 1.4692e-08 | 1.3837e-08 | 1.403e-08 | 5.533e-08 | 5.0569e-08 | 3.9296e-08
Hydro | 130.1391 | 119.0193 | 151.929 | 162.7385 | 172.1917 | 223.2265 | 227.9149 | 223.7968 | 217.857 | 239.6334 | 217.2537 | 242.3783 | 242.5258 | 255.0882 | 231.7948 | 229.428 | 237.9909 | 253.0277 | 258.638 | 266.0111
PS | -90.4112 | -86.0326 | -89.1483 | -88.3619 | -88.4154 | -85.8803 | -85.4505 | -86.7772 | -89.2418 | -86.9582 | -82.4946 | -82.4394 | -81.2329 | -80.1174 | -79.3527 | -78.1416 | -78.9804 | -78.5257 | -79.9381 | -80.2132
Nuclear | 2819.3871 | 2660.3689 | 3294.3286 | 3539.6074 | 3566.2433 | 4064.4429 | 4134.7647 | 4038.2305 | 3524.8157 | 2770.6739 | 2531.7416 | 2838.8381 | 2850.5738 | 1893.0521 | 1766.9421 | 1737.92 | 1839.344 | 1977.9596 | 2057.6377 | 2138.9375
CCGT | -204.1766 | -538.8202 | -53.1643 | -460.8658 | -401.193 | 324.6816 | 611.8462 | 1685.6909 | 1619.5465 | 2147.3659 | 640.3426 | 1957.6759 | 1317.1496 | 1496.5553 | -236.862 | -524.8754 | -419.6336 | 556.9549 | 540.8139 | 505.2604
OCGT | -19.2079 | -18.9942 | -19.8228 | -18.3854 | -18.2001 | -13.6704 | -13.3617 | 13.9007 | 13.6646 | 12.1969 | 8.7106 | 16.3541 | 9.0878 | 6.5415 | 6.1714 | 6.2113 | 6.2036 | 15.3077 | 14.0827 | 11.666
Coal | -64.0881 | 1460.8121 | 2340.36 | 2050.2234 | 1579.8384 | 1463.1936 | 1390.8184 | 1447.9677 | 1197.5587 | 1362.599 | 786.3145 | 982.0172 | 839.5794 | 827.7241 | 592.2199 | 522.1809 | 539.0847 | 659.5892 | 650.7054 | 643.4863
Coal + CCS | -3.3091e-06 | -2.8178e-06 | -2.4707e-06 | -2.411e-06 | -141.2661 | -456.4244 | -451.3654 | 38.1066 | 24.5615 | 60.8972 | -3.3992 | 42.3887 | 20.9283 | 44.8301 | 12.228 | -26.4472 | -35.8478 | -30.0932 | -34.123 | -46.2819
CCGT + CCS | -1.1285e-06 | -1.1252e-06 | -1.1235e-06 | -1.1226e-06 | -1.1217e-06 | -1.1133e-06 | -1.1034e-06 | -1.6493e-09 | 1.4856e-08 | -1.5403e-09 | -3.35e-09 | 2.6103e-09 | -1.5747e-09 | 3.2783 | 14.8713 | 12.0245 | 13.0242 | 12.8376 | 12.0817 | 10.8335
Onshore wind (unclassified) | 0 | 0 | 0 | 0 | 0 | 0 | 0 | 0 | 0 | 0 | 0 | 0 | 0 | 0 | 0 | 0 | 0 | 0 | 0 | 0
Offshore wind (unclassified) | 0 | 0 | 0 | 0 | 0 | 0 | 0 | 0 | 0 | 0 | 0 | 0 | 0 | 0 | 0 | 0 | 0 | 0 | 0 | 0
Onshore wind | -22.4638 | -264.5512 | -207.122 | -157.5945 | -98.3265 | 10.0553 | 135.1453 | 118.0268 | 96.7618 | 182.0582 | 94.3971 | 201.4732 | 203.2062 | 251.4351 | 147.7413 | 117.3456 | 160.1182 | 228.483 | 252.1453 | -32958.4986
Onshore wind (Medium) | 0 | 0 | 0 | 0 | 0 | 0 | 0 | 0 | 0 | 0 | 0 | 0 | 0 | 0 | 0 | 0 | 0 | 0 | 0 | 0
Onshore wind (Low) | 0 | 0 | 0 | 0 | 0 | 0 | 0 | 0 | 0 | 0 | 0 | 0 | 0 | 0 | 0 | 0 | 0 | 0 | 0 | 0
Offshore wind | 437.2514 | 641.0839 | 771.4518 | 699.0716 | 952.4891 | 1301.8289 | 1443.9142 | 1509.5495 | 1600.1243 | 1794.8884 | 1685.9625 | 1899.2042 | 1959.5391 | 2097.0925 | 1986.5558 | 1974.3617 | 2074.5752 | 2217.8387 | 2299.5471 | 2389.1785
Offshore wind (Low) | 0 | 0 | 0 | 0 | 0 | 0 | 0 | 0 | 0 | 0 | 0 | 0 | 0 | 0 | 0 | 0 | 0 | 0 | 0 | 0
Wave | -2.0113e-06 | -1.8919e-06 | -1.8424e-06 | -1.7274e-06 | -1.4669e-06 | -1.2416e-06 | -1.1302e-06 | 6.2291e-08 | 2.0829e-07 | -1.8455e-07 | -8.3226e-08 | 5.8016e-08 | -1.5249e-07 | -1.1446e-07 | -3.7698e-08 | -1.3412e-07 | -9.479e-08 | -7.5024e-08 | -1.234e-07 | -9.2515e-08
Tidal Stream | 8.6368 | 8.4756 | 9.2749 | 9.5184 | 9.7316 | 10.2757 | 10.3377 | 10.2409 | 10.1994 | 10.5558 | 10.045 | 10.5308 | 10.5184 | 10.7449 | 10.2836 | 10.2127 | 10.3906 | 10.6867 | 10.8182 | 10.9665
Tidal Range | 0 | 0 | 0 | 0 | 0 | 0 | 0 | 0 | 0 | 0 | 0 | 0 | 0 | 0 | 0 | 0 | 0 | 0 | 0 | 0
Sewage gas | 0 | 0 | 0 | 0 | 0 | 0 | 0 | 0 | 0 | 0 | 0 | 0 | 0 | 0 | 0 | 0 | 0 | 0 | 0 | 0
Solar | 0 | 0 | 0 | 0 | 0 | 0 | 0 | 0 | 0 | 0 | 0 | 0 | 0 | 0 | 0 | 0 | 0 | 0 | 0 | 0
Biomass regular | -3.669 | -4.9164 | 2.9783 | 5.5848 | 29.0139 | 133.3839 | 183.9477 | 171.5778 | 166.8485 | 220.8148 | 146.351 | 219.283 | 218.7933 | 253.027 | 185.0769 | 175.3857 | 202.3686 | 247.6593 | 266.6981 | 289.3061
Biomass energy crop | 0 | 0 | 0 | 0 | 0 | 0 | 0 | 0 | 0 | 0 | 0 | 0 | 0 | 0 | 0 | 0 | 0 | 0 | 0 | 0
Biowaste | 0 | 0 | 0 | 0 | 0 | 0 | 0 | 0 | 0 | 0 | 0 | 0 | 0 | 0 | 0 | 0 | 0 | 0 | 0 | 0
Biogas | 0 | 0 | 0 | 0 | 0 | 0 | 0 | 0 | 0 | 0 | 0 | 0 | 0 | 0 | 0 | 0 | 0 | 0 | 0 | 0
Biodiesel | 0 | 0 | 0 | 0 | 0 | 0 | 0 | 0 | 0 | 0 | 0 | 0 | 0 | 0 | 0 | 0 | 0 | 0 | 0 | 0
Biomass ACT | 0 | 0 | 0 | 0 | 0 | 0 | 0 | 0 | 0 | 0 | 0 | 0 | 0 | 0 | 0 | 0 | 0 | 0 | 0 | 0
Biomass AD | 0 | 0 | 0 | 0 | 0 | 0 | 0 | 0 | 0 | 0 | 0 | 0 | 0 | 0 | 0 | 0 | 0 | 0 | 0 | 0
Biomass regular (CHP) | 0 | 0 | 0 | 0 | 0 | 0 | 0 | 0 | 0 | 0 | 0 | 0 | 0 | 0 | 0 | 0 | 0 | 0 | 0 | 0
Biomass energy crop (CHP) | 0 | 0 | 0 | 0 | 0 | 0 | 0 | 0 | 0 | 0 | 0 | 0 | 0 | 0 | 0 | 0 | 0 | 0 | 0 | 0
Biowaste (CHP) | 0 | 0 | 0 | 0 | 0 | 0 | 0 | 0 | 0 | 0 | 0 | 0 | 0 | 0 | 0 | 0 | 0 | 0 | 0 | 0
Biogas (CHP) | 0 | 0 | 0 | 0 | 0 | 0 | 0 | 0 | 0 | 0 | 0 | 0 | 0 | 0 | 0 | 0 | 0 | 0 | 0 | 0
Biodiesel (CHP) | 0 | 0 | 0 | 0 | 0 | 0 | 0 | 0 | 0 | 0 | 0 | 0 | 0 | 0 | 0 | 0 | 0 | 0 | 0 | 0
Biomass ACT (CHP) | 0 | 0 | 0 | 0 | 0 | 0 | 0 | 0 | 0 | 0 | 0 | 0 | 0 | 0 | 0 | 0 | 0 | 0 | 0 | 0
Biomass AD (CHP) | 0 | 0 | 0 | 0 | 0 | 0 | 0 | 0 | 0 | 0 | 0 | 0 | 0 | 0 | 0 | 0 | 0 | 0 | 0 | 0
Landfill gas | 0 | 0 | 0 | 0 | 0 | 0 | 0 | 0 | 0 | 0 | 0 | 0 | 0 | 0 | 0 | 0 | 0 | 0 | 0 | 0
Hydro (small scale) | 0 | 0 | 0 | 0 | 0 | 0 | 0 | 0 | 0 | 0 | 0 | 0 | 0 | 0 | 0 | 0 | 0 | 0 | 0 | 0
Geopressure | 0 | 0 | 0 | 0 | 0 | 0 | 0 | 0 | 0 | 0 | 0 | 0 | 0 | 0 | 0 | 0 | 0 | 0 | 0 | 0
Standard gasification or pyrolysis | 0 | 0 | 0 | 0 | 0 | 0 | 0 | 0 | 0 | 0 | 0 | 0 | 0 | 0 | 0 | 0 | 0 | 0 | 0 | 0
Other unspecified | 0 | 0 | 0 | 0 | 0 | 0 | 0 | 0 | 0 | 0 | 0 | 0 | 0 | 0 | 0 | 0 | 0 | 0 | 0 | 0
Geothermal | 0 | 0 | 0 | 0 | 0 | 0 | 0 | 0 | 0 | 0 | 0 | 0 | 0 | 0 | 0 | 0 | 0 | 0 | 0 | 0
Microgeneration | 0 | 0 | 0 | 0 | 0 | 0 | 0 | 0 | 0 | 0 | 0 | 0 | 0 | 0 | 0 | 0 | 0 | 0 | 0 | 0
Other ROC | 0 | 0 | 0 | 0 | 0 | 0 | 0 | 0 | 0 | 0 | 0 | 0 | 0 | 0 | 0 | 0 | 0 | 0 | 0 | 0
Non-ROC | 0 | 0 | 0 | 0 | 0 | 0 | 0 | 0 | 0 | 0 | 0 | 0 | 0 | 0 | 0 | 0 | 0 | 0 | 0 | 0
Embedded CHP | 0 | 0 | 0 | 0 | 0 | 0 | 0 | 0 | 0 | 0 | 0 | 0 | 0 | 0 | 0 | 0 | 0 | 0 | 0 | 0
Embedded Gas | 0 | 0 | 0 | 0 | 0 | 0 | 0 | 0 | 0 | 0 | 0 | 0 | 0 | 0 | 0 | 0 | 0 | 0 | 0 | 0
Embedded offshore wind | 0 | 0 | 0 | 0 | 0 | 0 | 0 | 0 | 0 | 0 | 0 | 0 | 0 | 0 | 0 | 0 | 0 | 0 | 0 | 0
Embedded onshore wind | 0 | 0 | 0 | 0 | 0 | 0 | 0 | 0 | 0 | 0 | 0 | 0 | 0 | 0 | 0 | 0 | 0 | 0 | 0 | 0
Embedded biomass | 0 | 0 | 0 | 0 | 0 | 0 | 0 | 0 | 0 | 0 | 0 | 0 | 0 | 0 | 0 | 0 | 0 | 0 | 0 | 0
Embedded tidal and wave | 0 | 0 | 0 | 0 | 0 | 0 | 0 | 0 | 0 | 0 | 0 | 0 | 0 | 0 | 0 | 0 | 0 | 0 | 0 | 0
Embedded hydro | 0 | 0 | 0 | 0 | 0 | 0 | 0 | 0 | 0 | 0 | 0 | 0 | 0 | 0 | 0 | 0 | 0 | 0 | 0 | 0
Total | 2915.6372 | 3875.3376 | 6211.1825 | 5720.0426 | 5543.7267 | 7229.0279 | 7857.6034 | 9430.468 | 8629.34 | 9015.1339 | 6227.9499 | 8587.9697 | 7830.7229 | 7310.8758 | 4800.4649 | 4305.3239 | 4708.1889 | 6250.6626 | 6435.997 | -26622.0793
| 2011 | 2012 | 2013 | 2014 | 2015 | 2016 | 2017 | 2018 | 2019 | 2020 | 2021 | 2022 | 2023 | 2024 | 2025 | 2026 | 2027 | 2028 | 2029 | 2030
Gas | -203.3427 | -565.709 | -22.0352 | -461.5498 | -398.9237 | 578.5962 | 880.9381 | 1945.8478 | 1866.1904 | 2447.7745 | 833.0677 | 2217.9415 | 1557.2037 | 1748.1795 | -74.0676 | -375.1576 | -260.0829 | 735.8919 | 727.7039 | 702.5291
Coal | -64.0881 | 1460.8121 | 2340.36 | 2050.2234 | 1579.8384 | 1463.1936 | 1390.8184 | 1447.9677 | 1197.5587 | 1362.599 | 786.3145 | 982.0172 | 839.5794 | 827.7241 | 592.2199 | 522.1809 | 539.0847 | 659.5892 | 650.7054 | 643.4863
Oil | -76.5946 | -74.2187 | -21.0117 | -20.81 | -20.6494 | -6.1932e-08 | -6.1483e-08 | 3.978e-08 | 3.8913e-08 | 3.2884e-08 | 1.4305e-08 | 4.2808e-08 | 1.7421e-08 | 1.5381e-08 | 1.4692e-08 | 1.3837e-08 | 1.403e-08 | 5.533e-08 | 5.0569e-08 | 3.9296e-08
OCGT | -19.2079 | -18.9942 | -19.8228 | -18.3854 | -18.2001 | -13.6704 | -13.3617 | 13.9007 | 13.6646 | 12.1969 | 8.7106 | 16.3541 | 9.0878 | 6.5415 | 6.1714 | 6.2113 | 6.2036 | 15.3077 | 14.0827 | 11.666
PS | -90.4112 | -86.0326 | -89.1483 | -88.3619 | -88.4154 | -85.8803 | -85.4505 | -86.7772 | -89.2418 | -86.9582 | -82.4946 | -82.4394 | -81.2329 | -80.1174 | -79.3527 | -78.1416 | -78.9804 | -78.5257 | -79.9381 | -80.2132
Nuclear | 2819.3871 | 2660.3689 | 3294.3286 | 3539.6074 | 3566.2433 | 4064.4429 | 4134.7647 | 4038.2305 | 3524.8157 | 2770.6739 | 2531.7416 | 2838.8381 | 2850.5738 | 1893.0521 | 1766.9421 | 1737.92 | 1839.344 | 1977.9596 | 2057.6377 | 2138.9375
CCS | -4.4376e-06 | -3.943e-06 | -3.5942e-06 | -3.5336e-06 | -141.2661 | -456.4244 | -451.3654 | 38.1066 | 24.5615 | 60.8972 | -3.3992 | 42.3887 | 20.9283 | 48.1084 | 27.0993 | -14.4227 | -22.8236 | -17.2555 | -22.0413 | -35.4484
Onshore wind | -22.4638 | -264.5512 | -207.122 | -157.5945 | -98.3265 | 10.0553 | 135.1453 | 118.0268 | 96.7618 | 182.0582 | 94.3971 | 201.4732 | 203.2062 | 251.4351 | 147.7413 | 117.3456 | 160.1182 | 228.483 | 252.1453 | -32958.4986
Offshore wind | 437.2514 | 641.0839 | 771.4518 | 699.0716 | 952.4891 | 1301.8289 | 1443.9142 | 1509.5495 | 1600.1243 | 1794.8884 | 1685.9625 | 1899.2042 | 1959.5391 | 2097.0925 | 1986.5558 | 1974.3617 | 2074.5752 | 2217.8387 | 2299.5471 | 2389.1785
Other renewable | 135.1069 | 122.5785 | 164.1822 | 177.8417 | 210.9371 | 366.8861 | 422.2003 | 405.6155 | 394.9049 | 471.004 | 373.6497 | 472.1921 | 471.8375 | 518.8601 | 427.1553 | 415.0263 | 450.7501 | 511.3737 | 536.1543 | 566.2836
Total | 2915.6372 | 3875.3376 | 6211.1825 | 5720.0426 | 5543.7267 | 7229.0279 | 7857.6034 | 9430.468 | 8629.34 | 9015.1339 | 6227.9499 | 8587.9697 | 7830.7229 | 7310.8758 | 4800.4649 | 4305.3239 | 4708.1889 | 6250.6626 | 6435.997 | -26622.0793
Generator profit by location
| 2011 | 2012 | 2013 | 2014 | 2015 | 2016 | 2017 | 2018 | 2019 | 2020 | 2021 | 2022 | 2023 | 2024 | 2025 | 2026 | 2027 | 2028 | 2029 | 2030
S England & S Wales | 953.6051 | 922.3876 | 1580.182 | 1390.1112 | 1368.8991 | 2138.3855 | 2325.9774 | 2904.6609 | 2426.0368 | 2916.1414 | 1872.8571 | 2998.1733 | 2533.8704 | 2167.7259 | 864.1403 | 583.7238 | 749.3019 | 1592.3747 | 1640.4748 | 14.2857
Midlands & N Wales | 202.0396 | 563.9282 | 961.6045 | 715.3555 | 473.325 | 920.3972 | 953.4989 | 1193.6667 | 957.9405 | 1175.2148 | 236.7103 | 503.8334 | 325.841 | 320.6638 | -31.4445 | -101.7447 | -89.7696 | 87.5198 | 78.925 | -2284.5405
N England | 757.1133 | 1271.467 | 2046.8326 | 1930.835 | 1899.0816 | 1886.0964 | 2004.8686 | 2572.7672 | 2463.6047 | 1727.7509 | 1306.2709 | 1781.0759 | 1611.9519 | 1714.6999 | 1169.3005 | 1081.953 | 1131.8056 | 1384.594 | 1396.5212 | -491.7705
S Scotland | 512.1635 | 448.2582 | 801.505 | 861.6124 | 690.9785 | 708.2621 | 786.7742 | 918.3998 | 863.3706 | 1028.6049 | 813.7492 | 1029.6595 | 1026.3454 | 610.9771 | 479.4452 | 453.0534 | 505.0528 | 592.762 | 632.6438 | -14372.538
N Scotland | 44.8275 | 19.7371 | 40.3318 | 113.5385 | 149.2218 | 263.782 | 332.2322 | 321.183 | 308.0637 | 361.9776 | 302.3548 | 365.4926 | 362.6568 | 388.9717 | 322.1839 | 303.7641 | 326.8323 | 364.8867 | 377.0668 | -11887.6609
Offshore | 445.8881 | 649.5595 | 780.7267 | 708.59 | 962.2207 | 1312.1046 | 1454.252 | 1513.1193 | 1599.3471 | 1788.4392 | 1675.558 | 1886.291 | 1943.8548 | 2078.8353 | 1965.0242 | 1950.6507 | 2049.1401 | 2190.7666 | 2270.8078 | 2358.6568
Total | 2915.6372 | 3875.3376 | 6211.1825 | 5720.0426 | 5543.7267 | 7229.0279 | 7857.6034 | 9423.7969 | 8618.3633 | 8998.1289 | 6207.5003 | 8564.5257 | 7804.5202 | 7281.8737 | 4768.6497 | 4271.4003 | 4672.3632 | 6212.9038 | 6396.4395 | -26663.5674
Offshore South | 240.4739 | 401.3783 | 499.4244 | 498.7991 | 543.9975 | 768.8891 | 841.7323 | 871.1047 | 920.0881 | 1024.9223 | 959.2742 | 1068.8828 | 1097.8963 | 1168.2006 | 1105.4269 | 1094.236 | 1144.7968 | 1217.8238 | 1258.7826 | 1303.361
Offshore Irish Sea | 198.2961 | 241.069 | 272.8451 | 259.7872 | 287.371 | 329.8457 | 342.6391 | 345.5754 | 355.1666 | 383.9144 | 362.9591 | 396.7699 | 403.9903 | 424.2865 | 401.843 | 398.56 | 414.1939 | 437.4376 | 449.8649 | 463.7871
Offshore E England | -5.4532e-07 | -6.4896e-07 | -2.1825e-07 | -33.5094 | 134.7007 | 203.418 | 252.2708 | 274.8846 | 298.4613 | 341.8726 | 320.1885 | 375.1945 | 393.0716 | 429.2787 | 406.1763 | 406.1439 | 432.4759 | 469.4304 | 491.2954 | 515.2007
Offshore Scotland | 7.118 | 7.1122 | 8.4571 | -16.4869 | -3.8484 | 9.9518 | 17.6098 | 21.5547 | 25.631 | 37.7299 | 33.1362 | 45.4438 | 48.8966 | 57.0695 | 51.578 | 51.7109 | 57.6735 | 66.0749 | 70.865 | 76.308
Existing | 2955.1173 | 4263.8111 | 6497.6426 | 6083.1048 | 5879.4865 | 7147.6547 | 7372.2027 | 8276.993 | 7324.3027 | 7143.575 | 4940.4606 | 6306.9977 | 5738.3316 | 4812.6451 | 3564.8633 | 3372.4658 | 3527.8614 | 4222.7817 | 4255.1088 | 4282.1281
New | -39.4801 | -388.4736 | -286.4601 | -363.0622 | -335.7598 | 81.3732 | 485.4007 | 1153.475 | 1305.0374 | 1871.5589 | 1287.4894 | 2280.972 | 2092.3913 | 2498.2308 | 1235.6016 | 932.8582 | 1180.3275 | 2027.8809 | 2180.8881 | -30904.2074
| 2011 | 2012 | 2013 | 2014 | 2015 | 2016 | 2017 | 2018 | 2019 | 2020 | 2021 | 2022 | 2023 | 2024 | 2025 | 2026 | 2027 | 2028 | 2029 | 2030
Demand-weighted Uplift | 7.0923 | 6.2077 | 11.3631 | 8.8095 | 9.3807 | 14.783 | 17.4641 | 17.0934 | 15.6317 | 20.0836 | 11.173 | 16.8739 | 15.339 | 17.6984 | 9.869 | 8.2516 | 9.3507 | 12.2787 | 12.6582 | 13.3157
Demand-weighted SMP | 46.3424 | 45.2454 | 52.1299 | 58.3646 | 60.6401 | 62.6089 | 61.5323 | 60.5253 | 61.1533 | 62.0999 | 62.907 | 64.6512 | 66.0023 | 67.375 | 67.8313 | 68.5187 | 70.0706 | 71.7204 | 73.2639 | 74.8225
DZPZ | 46.2203 | 44.8336 | 50.8513 | 55.9865 | 59.1131 | 62.5768 | 59.9403 | 57.6563 | 60.9817 | 62.0988 | 62.9068 | 64.65 | 66.002 | 67.3748 | 67.7533 | 68.5186 | 70.0705 | 71.7203 | 73.2637 | 74.8223
DZPY | 46.2203 | 44.8336 | 51.0076 | 55.9865 | 59.1131 | 62.5768 | 59.9403 | 57.6563 | 60.9817 | 62.099 | 62.907 | 64.6502 | 66.0023 | 67.375 | 67.7533 | 68.5187 | 70.0706 | 71.7204 | 73.2639 | 74.8225
DZPX | 46.2203 | 44.8336 | 51.0076 | 55.9865 | 59.1131 | 62.5768 | 59.9403 | 57.6563 | 60.9817 | 62.099 | 62.907 | 64.6502 | 66.0023 | 67.375 | 67.7533 | 68.5187 | 70.0706 | 71.7204 | 73.2639 | 74.8225
DZPW | 46.2203 | 44.8336 | 51.0076 | 55.9865 | 59.1131 | 62.5768 | 59.9403 | 57.6563 | 60.9817 | 62.099 | 62.907 | 64.6502 | 66.0023 | 67.375 | 67.7533 | 68.5187 | 70.0706 | 71.7204 | 73.2639 | 74.8225
DZPO | 46.2203 | 44.8336 | 51.0076 | 55.9865 | 59.1131 | 62.5768 | 59.9403 | 57.6563 | 60.9817 | 62.099 | 62.907 | 64.6502 | 66.0023 | 67.375 | 67.7533 | 68.5187 | 70.0706 | 71.7204 | 73.2639 | 74.8225
DZPI | 46.2203 | 44.8336 | 51.0076 | 55.9865 | 59.1131 | 62.5768 | 59.9403 | 57.6563 | 60.9819 | 62.099 | 62.907 | 64.6502 | 66.0023 | 67.375 | 67.7533 | 68.5187 | 70.0706 | 71.7204 | 73.2639 | 74.8225
DZPV | 46.3444 | 45.2353 | 52.0968 | 58.2325 | 60.6511 | 62.6165 | 61.5423 | 60.5522 | 61.1558 | 62.1004 | 62.9079 | 64.6515 | 66.0033 | 67.375 | 67.8445 | 68.5187 | 70.0706 | 71.7204 | 73.2639 | 74.8225
DZPU | 46.3444 | 45.282 | 52.2445 | 58.5438 | 60.7125 | 62.6211 | 61.5423 | 60.5522 | 61.1558 | 62.1004 | 62.8891 | 64.6515 | 66.0033 | 67.375 | 67.8135 | 68.5048 | 70.0576 | 71.7082 | 73.2525 | 74.812
DZPR | 46.3351 | 44.8981 | 51.589 | 58.0467 | 59.1546 | 62.5844 | 59.9509 | 57.6588 | 60.9819 | 62.1004 | 62.9079 | 64.6515 | 66.0033 | 67.375 | 67.8445 | 68.5187 | 70.0706 | 71.7204 | 73.2639 | 74.8225
DZPQ | 46.3351 | 44.8981 | 51.5858 | 58.0467 | 59.1546 | 62.5768 | 59.9405 | 57.6565 | 60.9819 | 62.1004 | 62.9079 | 64.6515 | 66.0033 | 67.375 | 67.7533 | 68.5187 | 70.0706 | 71.7204 | 73.2639 | 74.8225
DZPP | 46.3444 | 45.2353 | 52.0936 | 58.2325 | 60.6511 | 62.6089 | 61.5319 | 60.5499 | 61.1558 | 62.1004 | 62.9079 | 64.6515 | 66.0033 | 67.375 | 67.7533 | 68.5187 | 70.0706 | 71.7204 | 73.2639 | 74.8225
DZPN | 46.3444 | 45.2353 | 52.0968 | 58.2325 | 60.6511 | 62.6165 | 61.5423 | 60.5522 | 61.1558 | 62.1004 | 62.9079 | 64.6515 | 66.0033 | 67.375 | 67.8445 | 68.5187 | 70.0706 | 71.7204 | 73.2639 | 74.8225
DZPM | 46.3444 | 45.2353 | 52.0968 | 58.2325 | 60.6511 | 62.6165 | 61.5423 | 60.5522 | 61.1558 | 62.1004 | 62.9079 | 64.6515 | 66.0033 | 67.375 | 67.8445 | 68.5187 | 70.0706 | 71.7204 | 73.2639 | 74.8225
DZPL | 46.3444 | 45.2353 | 52.0968 | 58.2325 | 60.6511 | 62.6165 | 61.5423 | 60.5522 | 61.1558 | 62.1004 | 62.9183 | 64.6515 | 66.0033 | 67.375 | 67.8445 | 68.5187 | 70.0706 | 71.7204 | 73.2639 | 74.8225
DZPK | 46.3444 | 45.2353 | 52.0936 | 58.2325 | 60.6511 | 62.6089 | 61.5319 | 60.5499 | 61.1558 | 62.1004 | 62.9079 | 64.6515 | 66.0033 | 67.375 | 67.7533 | 68.5187 | 70.0706 | 71.7204 | 73.2639 | 74.8225
DZPJ | 46.3444 | 45.282 | 52.2445 | 58.5438 | 60.7191 | 62.6211 | 61.5423 | 60.5522 | 61.1558 | 62.1004 | 62.9079 | 64.6515 | 66.0033 | 67.375 | 67.8445 | 68.5187 | 70.0706 | 71.7204 | 73.2639 | 74.8225
DZPH | 46.3444 | 45.282 | 52.2445 | 58.5674 | 60.7598 | 62.6211 | 61.5423 | 60.5522 | 61.1558 | 62.1004 | 62.9079 | 64.6515 | 66.0033 | 67.375 | 67.8445 | 68.5187 | 70.0706 | 71.7204 | 73.2639 | 74.8225
DZPG | 46.3444 | 45.282 | 52.2445 | 58.5674 | 60.7598 | 62.6211 | 61.5423 | 60.5522 | 61.1558 | 62.1004 | 62.9079 | 64.6515 | 66.0033 | 67.375 | 67.8445 | 68.5187 | 70.0706 | 71.7204 | 73.2639 | 74.8225
DZPF | 46.3444 | 45.282 | 52.2445 | 58.5674 | 60.7598 | 62.6211 | 61.5423 | 60.5522 | 61.1558 | 62.1004 | 62.9079 | 64.6515 | 66.0033 | 67.3748 | 67.8445 | 68.5186 | 70.0705 | 71.7203 | 73.2637 | 74.8224
DZPE | 46.3444 | 45.282 | 52.2445 | 58.5674 | 60.7598 | 62.6211 | 61.5423 | 60.5522 | 61.1558 | 62.1004 | 62.9079 | 64.6515 | 66.0033 | 67.3748 | 67.8445 | 68.5186 | 70.0705 | 71.7203 | 73.2637 | 74.8224
DZPD | 46.3444 | 45.282 | 52.2445 | 58.5674 | 60.7598 | 62.6211 | 61.5423 | 60.5522 | 61.1558 | 62.1004 | 62.9079 | 64.6515 | 66.0033 | 67.375 | 67.8445 | 68.5187 | 70.0706 | 71.7204 | 73.2639 | 74.8225
DZPC | 46.3444 | 45.282 | 52.2445 | 58.5438 | 60.7191 | 62.6211 | 61.5423 | 60.5522 | 61.1558 | 62.1004 | 62.9079 | 64.6515 | 66.0033 | 67.375 | 67.8445 | 68.512 | 70.0651 | 71.716 | 73.2639 | 74.8225
DZPB | 46.3444 | 45.282 | 52.2445 | 58.5674 | 60.7598 | 62.6211 | 61.5423 | 60.5522 | 61.1558 | 62.1004 | 62.9079 | 64.6515 | 66.0033 | 67.375 | 67.8445 | 68.5187 | 70.0706 | 71.7204 | 73.2639 | 74.8225
DZPA | 46.6623 | 45.9788 | 52.9794 | 59.5615 | 60.8091 | 62.6211 | 61.5423 | 60.5522 | 61.1558 | 62.1004 | 62.9079 | 64.6515 | 66.0033 | 67.375 | 67.8445 | 68.5187 | 70.0706 | 71.7204 | 73.2639 | 74.8225
Demand (TWh) | 305.7161 | 313.2737 | 313.3105 | 313.127 | 312.6806 | 311.7379 | 312.096 | 311.3184 | 311.8959 | 312.9051 | 313.2128 | 314.938 | 315.968 | 317.117 | 317.6784 | 319.2813 | 321.1562 | 324.1308 | 326.3702 | 329.49
DZPZ | 2.4945 | 2.5562 | 2.5565 | 2.555 | 2.5513 | 2.5436 | 2.5466 | 2.5402 | 2.5449 | 2.5532 | 2.5557 | 2.5698 | 2.5782 | 2.5875 | 2.5921 | 2.6052 | 2.6205 | 2.6448 | 2.663 | 2.6885 |  |  | 0.0081596
DZPY | 2.7837 | 2.8525 | 2.8528 | 2.8511 | 2.8471 | 2.8385 | 2.8418 | 2.8347 | 2.8399 | 2.8491 | 2.8519 | 2.8676 | 2.877 | 2.8875 | 2.8926 | 2.9072 | 2.9243 | 2.9513 | 2.9717 | 3.0001 |  |  | 0.0091054
DZPX | 2.2233 | 2.2783 | 2.2786 | 2.2772 | 2.274 | 2.2671 | 2.2697 | 2.2641 | 2.2683 | 2.2756 | 2.2778 | 2.2904 | 2.2979 | 2.3062 | 2.3103 | 2.322 | 2.3356 | 2.3572 | 2.3735 | 2.3962 |  |  | 0.0072725
DZPW | 0.64083 | 0.65667 | 0.65675 | 0.65636 | 0.65543 | 0.65345 | 0.6542 | 0.65257 | 0.65378 | 0.6559 | 0.65654 | 0.66016 | 0.66232 | 0.66473 | 0.66591 | 0.66927 | 0.6732 | 0.67943 | 0.68412 | 0.69066 |  |  | 0.0020962
DZPO | 5.5383 | 5.6752 | 5.6759 | 5.6726 | 5.6645 | 5.6474 | 5.6539 | 5.6398 | 5.6503 | 5.6685 | 5.6741 | 5.7054 | 5.724 | 5.7448 | 5.755 | 5.7841 | 5.818 | 5.8719 | 5.9125 | 5.969 |  |  | 0.018116
DZPI | 13.4506 | 13.7831 | 13.7847 | 13.7766 | 13.757 | 13.7155 | 13.7313 | 13.6971 | 13.7225 | 13.7669 | 13.7804 | 13.8563 | 13.9016 | 13.9522 | 13.9769 | 14.0474 | 14.1299 | 14.2608 | 14.3593 | 14.4966 |  |  | 0.043997
DZPV | 2.435 | 2.4952 | 2.4955 | 2.4941 | 2.4905 | 2.483 | 2.4859 | 2.4797 | 2.4843 | 2.4923 | 2.4948 | 2.5085 | 2.5167 | 2.5258 | 2.5303 | 2.5431 | 2.558 | 2.5817 | 2.5996 | 2.6244 |  |  | 0.007965
DZPU | 3.1918 | 3.2707 | 3.271 | 3.2691 | 3.2645 | 3.2546 | 3.2584 | 3.2503 | 3.2563 | 3.2668 | 3.27 | 3.288 | 3.2988 | 3.3108 | 3.3167 | 3.3334 | 3.353 | 3.384 | 3.4074 | 3.44 |  |  | 0.01044
DZPR | 4.2044 | 4.3083 | 4.3088 | 4.3063 | 4.3002 | 4.2872 | 4.2921 | 4.2814 | 4.2894 | 4.3032 | 4.3075 | 4.3312 | 4.3454 | 4.3612 | 4.3689 | 4.3909 | 4.4167 | 4.4576 | 4.4884 | 4.5313 |  |  | 0.013753
DZPQ | 14.4639 | 14.8214 | 14.8232 | 14.8145 | 14.7934 | 14.7488 | 14.7657 | 14.7289 | 14.7562 | 14.804 | 14.8185 | 14.9002 | 14.9489 | 15.0032 | 15.0298 | 15.1056 | 15.1943 | 15.3351 | 15.441 | 15.5886 |  |  | 0.047311
DZPP | 24.8684 | 25.4832 | 25.4861 | 25.4712 | 25.4349 | 25.3582 | 25.3874 | 25.3241 | 25.3711 | 25.4532 | 25.4782 | 25.6185 | 25.7023 | 25.7958 | 25.8415 | 25.9718 | 26.1244 | 26.3663 | 26.5485 | 26.8023 |  |  | 0.081345
DZPN | 27.4326 | 28.1107 | 28.114 | 28.0976 | 28.0575 | 27.9729 | 28.005 | 27.9353 | 27.9871 | 28.0776 | 28.1053 | 28.2601 | 28.3525 | 28.4556 | 28.506 | 28.6498 | 28.818 | 29.085 | 29.2859 | 29.5658 |  |  | 0.089732
DZPM | 3.6359 | 3.7258 | 3.7262 | 3.724 | 3.7187 | 3.7075 | 3.7118 | 3.7025 | 3.7094 | 3.7214 | 3.725 | 3.7456 | 3.7578 | 3.7715 | 3.7781 | 3.7972 | 3.8195 | 3.8549 | 3.8815 | 3.9186 |  |  | 0.011893
DZPL | 36.1852 | 37.0798 | 37.0841 | 37.0624 | 37.0096 | 36.898 | 36.9404 | 36.8483 | 36.9167 | 37.0361 | 37.0725 | 37.2768 | 37.3987 | 37.5347 | 37.6011 | 37.7908 | 38.0127 | 38.3648 | 38.6299 | 38.9992 |  |  | 0.11836
DZPK | 3.2251 | 3.3048 | 3.3052 | 3.3033 | 3.2986 | 3.2886 | 3.2924 | 3.2842 | 3.2903 | 3.301 | 3.3042 | 3.3224 | 3.3333 | 3.3454 | 3.3513 | 3.3682 | 3.388 | 3.4194 | 3.443 | 3.4759 |  |  | 0.010549
DZPJ | 23.8826 | 24.473 | 24.4758 | 24.4615 | 24.4266 | 24.353 | 24.381 | 24.3202 | 24.3653 | 24.4442 | 24.4682 | 24.603 | 24.6834 | 24.7732 | 24.8171 | 24.9423 | 25.0888 | 25.3211 | 25.4961 | 25.7398 |  |  | 0.07812
DZPH | 10.7464 | 11.0121 | 11.0134 | 11.0069 | 10.9913 | 10.9581 | 10.9707 | 10.9434 | 10.9637 | 10.9991 | 11.01 | 11.0706 | 11.1068 | 11.1472 | 11.1669 | 11.2233 | 11.2892 | 11.3937 | 11.4725 | 11.5821 |  |  | 0.035152
DZPG | 14.7534 | 15.1182 | 15.1199 | 15.1111 | 15.0895 | 15.044 | 15.0613 | 15.0238 | 15.0517 | 15.1004 | 15.1152 | 15.1985 | 15.2482 | 15.3036 | 15.3307 | 15.4081 | 15.4986 | 15.6421 | 15.7502 | 15.9007 |  |  | 0.048259
DZPF | 5.4133 | 5.5471 | 5.5478 | 5.5445 | 5.5366 | 5.5199 | 5.5263 | 5.5125 | 5.5227 | 5.5406 | 5.5461 | 5.5766 | 5.5948 | 5.6152 | 5.6251 | 5.6535 | 5.6867 | 5.7394 | 5.779 | 5.8343 |  |  | 0.017707
DZPE | 8.392 | 8.5995 | 8.6005 | 8.5955 | 8.5832 | 8.5573 | 8.5672 | 8.5458 | 8.5617 | 8.5894 | 8.5978 | 8.6452 | 8.6734 | 8.705 | 8.7204 | 8.7644 | 8.8159 | 8.8975 | 8.959 | 9.0446 |  |  | 0.02745
DZPD | 3.6716 | 3.7623 | 3.7628 | 3.7606 | 3.7552 | 3.7439 | 3.7482 | 3.7389 | 3.7458 | 3.7579 | 3.7616 | 3.7823 | 3.7947 | 3.8085 | 3.8152 | 3.8345 | 3.857 | 3.8927 | 3.9196 | 3.9571 |  |  | 0.01201
DZPC | 13.8282 | 14.1701 | 14.1718 | 14.1635 | 14.1433 | 14.1006 | 14.1168 | 14.0817 | 14.1078 | 14.1534 | 14.1673 | 14.2454 | 14.292 | 14.3439 | 14.3693 | 14.4418 | 14.5266 | 14.6612 | 14.7625 | 14.9036 |  |  | 0.045232
DZPB | 22.5686 | 23.1265 | 23.1292 | 23.1157 | 23.0827 | 23.0131 | 23.0396 | 22.9822 | 23.0248 | 23.0993 | 23.122 | 23.2494 | 23.3254 | 23.4102 | 23.4517 | 23.57 | 23.7084 | 23.928 | 24.0933 | 24.3236 |  |  | 0.073822
DZPA | 55.6865 | 57.0631 | 57.0698 | 57.0364 | 56.9551 | 56.7834 | 56.8486 | 56.707 | 56.8122 | 56.996 | 57.052 | 57.3663 | 57.5539 | 57.7632 | 57.8655 | 58.1574 | 58.4989 | 59.0408 | 59.4487 | 60.017 |  |  | 0.18215
DZPZ | 132.9889 | 130.4706 | 159.0496 | 165.5527 | 174.7508 | 196.7758 | 197.1156 | 189.8808 | 194.9761 | 209.8255 | 189.3242 | 209.4966 | 209.7103 | 220.1301 | 201.2063 | 200.0015 | 208.1228 | 222.1576 | 228.8133 | 236.9586
DZPY | 148.4045 | 145.5943 | 177.932 | 184.743 | 195.0073 | 219.5854 | 219.9646 | 211.8911 | 217.577 | 234.1484 | 211.2707 | 233.7814 | 234.0199 | 245.6475 | 224.5294 | 223.185 | 232.2479 | 247.9099 | 255.3371 | 264.4267
DZPX | 118.5311 | 116.2865 | 142.1147 | 147.5547 | 155.7528 | 175.3834 | 175.6862 | 169.238 | 173.7793 | 187.0149 | 168.7424 | 186.7218 | 186.9122 | 196.1992 | 179.3322 | 178.2584 | 185.497 | 198.0062 | 203.9383 | 211.1982
DZPW | 34.1643 | 33.5174 | 40.9619 | 42.5299 | 44.8928 | 50.5509 | 50.6382 | 48.7796 | 50.0886 | 53.9035 | 48.6368 | 53.819 | 53.8739 | 56.5507 | 51.6891 | 51.3796 | 53.466 | 57.0716 | 58.7814 | 60.8739
DZPO | 295.2619 | 289.6707 | 354.0091 | 367.56 | 387.9816 | 436.8815 | 437.6359 | 421.5732 | 432.8857 | 465.8557 | 420.3388 | 465.1255 | 465.6 | 488.734 | 446.7181 | 444.0433 | 462.0746 | 493.2352 | 508.0122 | 526.0966
DZPI | 717.0854 | 703.5063 | 859.7611 | 892.6715 | 942.2682 | 1061.0285 | 1062.8608 | 1023.8503 | 1051.3273 | 1131.3965 | 1020.8522 | 1129.6232 | 1130.7755 | 1186.9598 | 1084.9181 | 1078.422 | 1122.2136 | 1197.8915 | 1233.7794 | 1277.7
DZPV | 130.1205 | 128.3624 | 158.3661 | 167.2073 | 174.4151 | 192.1831 | 196.3986 | 192.535 | 190.7603 | 204.8273 | 184.8136 | 204.5059 | 204.7139 | 214.8827 | 196.6402 | 195.2334 | 203.1613 | 216.8617 | 223.3587 | 231.31
DZPU | 170.5572 | 168.4055 | 208.0636 | 220.187 | 228.8172 | 251.9216 | 257.4321 | 252.3678 | 250.0416 | 268.4801 | 242.1852 | 268.0588 | 268.3314 | 281.6603 | 257.6459 | 255.8586 | 266.2527 | 284.2131 | 292.7317 | 303.1564
DZPR | 224.629 | 220.1797 | 271.2492 | 287.9025 | 294.7123 | 331.6884 | 332.2742 | 320.0459 | 328.6236 | 353.6578 | 319.1018 | 353.1028 | 353.4619 | 371.0195 | 339.5218 | 337.0928 | 350.7812 | 374.4366 | 385.6544 | 399.3831
DZPQ | 772.7665 | 757.4602 | 933.1005 | 990.4393 | 1013.8663 | 1140.9597 | 1142.9334 | 1100.984 | 1130.5277 | 1216.6501 | 1097.771 | 1214.7408 | 1215.9763 | 1276.3779 | 1166.6491 | 1159.6636 | 1206.7542 | 1288.1331 | 1326.7246 | 1373.954
DZPP | 1328.8846 | 1310.9298 | 1617.2651 | 1707.6417 | 1781.2521 | 1962.5206 | 2005.5004 | 1966.2465 | 1948.1813 | 2091.8438 | 1887.4495 | 2088.5612 | 2090.6854 | 2194.5367 | 2005.8747 | 1993.8643 | 2074.8294 | 2214.7481 | 2281.1002 | 2362.3038
DZPN | 1465.9059 | 1446.0997 | 1784.113 | 1883.7166 | 1964.917 | 2165.0877 | 2212.5782 | 2169.0521 | 2149.0583 | 2307.5338 | 2082.0644 | 2303.9127 | 2306.2559 | 2420.8153 | 2215.3 | 2199.4516 | 2288.765 | 2443.1107 | 2516.3044 | 2605.8809
DZPM | 194.2896 | 191.6645 | 236.4644 | 249.6657 | 260.428 | 286.9584 | 293.2527 | 287.4838 | 284.8338 | 305.838 | 275.9545 | 305.3581 | 305.6686 | 320.8522 | 293.6134 | 291.5129 | 303.3504 | 323.8072 | 333.5082 | 345.3806
DZPL | 1933.6192 | 1907.4936 | 2353.3538 | 2484.737 | 2591.8453 | 2855.8826 | 2918.5255 | 2861.1118 | 2834.7388 | 3043.7777 | 2746.753 | 3039.0012 | 3042.0921 | 3193.2029 | 2922.1157 | 2901.2106 | 3019.0204 | 3222.6118 | 3319.1589 | 3437.3157
DZPK | 172.3397 | 170.0112 | 209.739 | 221.4597 | 231.0061 | 254.5143 | 260.0883 | 254.9975 | 252.6547 | 271.2859 | 244.7786 | 270.8602 | 271.1357 | 284.6039 | 260.1368 | 258.5792 | 269.0794 | 287.2251 | 295.8301 | 306.3612
DZPJ | 1276.2059 | 1260.1055 | 1556.8497 | 1647.5644 | 1712.3021 | 1885.0204 | 1926.2529 | 1888.3594 | 1870.9529 | 2008.9204 | 1812.6286 | 2005.7679 | 2007.8079 | 2107.5424 | 1928.6225 | 1914.8249 | 1992.5804 | 2126.9526 | 2190.6745 | 2268.659
DZPH | 574.2543 | 567.0095 | 700.5355 | 741.6138 | 770.932 | 848.2024 | 866.7558 | 849.7049 | 841.8725 | 903.9537 | 815.6283 | 902.5352 | 903.4532 | 948.3307 | 867.8221 | 861.6136 | 896.6012 | 957.0647 | 985.7376 | 1020.8283
DZPG | 788.3751 | 778.4291 | 961.7426 | 1018.1376 | 1058.3876 | 1164.4697 | 1189.9411 | 1166.5324 | 1155.7796 | 1241.0089 | 1119.7498 | 1239.0614 | 1240.3216 | 1301.9325 | 1191.4049 | 1182.8815 | 1230.9149 | 1313.9231 | 1353.2873 | 1401.4622
DZPF | 289.2699 | 285.6205 | 352.8818 | 373.5742 | 388.3427 | 427.2662 | 436.6122 | 428.0231 | 424.0776 | 455.3499 | 410.8576 | 454.6354 | 455.0977 | 477.7027 | 437.1493 | 434.0217 | 451.6457 | 482.1026 | 496.5459 | 514.2225
DZPE | 448.4422 | 442.7847 | 547.0568 | 579.1353 | 602.0303 | 662.3717 | 676.8603 | 663.545 | 657.4286 | 705.9086 | 636.9342 | 704.8009 | 705.5177 | 740.5612 | 677.6929 | 672.8444 | 700.1661 | 747.3821 | 769.773 | 797.1761
DZPD | 196.1968 | 193.7216 | 239.3414 | 253.376 | 263.3927 | 289.7926 | 296.1314 | 290.3059 | 287.6299 | 308.8403 | 278.6635 | 308.3556 | 308.6692 | 324.0019 | 296.4957 | 294.3746 | 306.3283 | 326.9859 | 336.7821 | 348.771
DZPC | 738.9359 | 729.6136 | 901.4315 | 953.9562 | 991.44 | 1091.4456 | 1115.3196 | 1093.3789 | 1083.3004 | 1163.1849 | 1049.53 | 1161.3596 | 1162.5408 | 1220.288 | 1116.6916 | 1108.6069 | 1153.6435 | 1231.4617 | 1268.4223 | 1313.5762
DZPB | 1205.9907 | 1190.7761 | 1471.1938 | 1557.4623 | 1619.0334 | 1781.309 | 1820.273 | 1784.4643 | 1768.0155 | 1898.3923 | 1712.9001 | 1895.4132 | 1897.341 | 1991.5882 | 1822.5122 | 1809.4738 | 1882.9513 | 2009.9304 | 2070.1464 | 2143.8404
DZPA | 2993.4084 | 2977.9289 | 3672.0167 | 3899.638 | 3997.6688 | 4395.2644 | 4491.4054 | 4403.0498 | 4362.4636 | 4684.1597 | 4226.4699 | 4676.809 | 4681.5657 | 4914.1145 | 4496.9305 | 4464.7591 | 4646.0601 | 4959.3729 | 5107.952 | 5289.787
Total | 16350.6277 | 16145.642 | 19908.5927 | 21038.0264 | 21845.4422 | 24127.0639 | 24582.4363 | 24037.4011 | 23941.5747 | 25715.7576 | 23203.3986 | 25675.4073 | 25701.5279 | 26978.2348 | 24681.2126 | 24511.1573 | 25506.5074 | 27226.5955 | 28042.3542 | 29040.6225
Unconstrained total | 16335.8511 | 16118.8994 | 19893.0087 | 21034.037 | 21894.1387 | 24125.9642 | 24654.4564 | 24164.1229 | 23948.9346 | 25715.6409 | 23202.8026 | 25675.3562 | 25701.2339 | 26978.2385 | 24683.7066 | 24511.2998 | 25506.6331 | 27226.7045 | 28042.396 | 29040.6612
Difference | 14.7766 | 26.7425 | 15.584 | 3.9894 | -48.6966 | 1.0997 | -72.02 | -126.7218 | -7.3599 | 0.11671 | 0.59597 | 0.051138 | 0.29403 | -0.0037384 | -2.494 | -0.14254 | -0.12567 | -0.10898 | -0.041867 | -0.038701
Generator Residual Zonal Tariff (£/kW)
Generation - Wider Tariffs in Y+1
Zone No. | Zone Name | 2011 | 2012 | 2013 | 2014 | 2015 | 2016 | 2017 | 2018 | 2019 | 2020 | 2021 | 2022 | 2023 | 2024 | 2025 | 2026 | 2027 | 2028 | 2029 | 2030
1 | North Scotland | 0 | 1.0479 | 1.6887 | 1.2523 | 1.3027 | 0.41182 | -0.10437 | 0.18535 | 0.066247 | 0.44789 | 0.4821 | 0.66121 | 0.76571 | 1.1194 | 0.75341 | 0.83258 | 0.88104 | 1.0358 | 1.2485 | 1.3489
2 | Peterhead | 0 | 1.0479 | 1.6887 | 1.2523 | 1.3027 | 0.41182 | -0.10437 | 0.18535 | 0.066247 | 0.44789 | 0.4821 | 0.66121 | 0.76571 | 1.1194 | 0.75341 | 0.83258 | 0.88104 | 1.0358 | 1.2485 | 1.3489
3 | Western Highland & Skye | 0 | 1.0479 | 1.6887 | 1.2523 | 1.3027 | 0.41182 | -0.10437 | 0.18535 | 0.066247 | 0.44789 | 0.4821 | 0.66121 | 0.76571 | 1.1194 | 0.75341 | 0.83258 | 0.88104 | 1.0358 | 1.2485 | 1.3489
4 | Central Highlands | 0 | 1.0479 | 1.6887 | 1.2523 | 1.3027 | 0.41182 | -0.10437 | 0.18535 | 0.066247 | 0.44789 | 0.4821 | 0.66121 | 0.76571 | 1.1194 | 0.75341 | 0.83258 | 0.88104 | 1.0358 | 1.2485 | 1.3489
5 | Argyll | 0 | 1.0479 | 1.6887 | 1.2523 | 1.3027 | 0.41182 | -0.10437 | 0.18535 | 0.066247 | 0.44789 | 0.4821 | 0.66121 | 0.76571 | 1.1194 | 0.75341 | 0.83258 | 0.88104 | 1.0358 | 1.2485 | 1.3489
6 | Stirlingshire | 0 | 1.0479 | 1.6887 | 1.2523 | 1.3027 | 0.41182 | -0.10437 | 0.18535 | 0.066247 | 0.44789 | 0.4821 | 0.66121 | 0.76571 | 1.1194 | 0.75341 | 0.83258 | 0.88104 | 1.0358 | 1.2485 | 1.3489
7 | South Scotland | 0 | 1.0479 | 1.6887 | 1.2523 | 1.3027 | 0.41182 | -0.10437 | 0.18535 | 0.066247 | 0.44789 | 0.4821 | 0.66121 | 0.76571 | 1.1194 | 0.75341 | 0.83258 | 0.88104 | 1.0358 | 1.2485 | 1.3489
8 | Auchencrosh | 0 | 1.0479 | 1.6887 | 1.2523 | 1.3027 | 0.41182 | -0.10437 | 0.18535 | 0.066247 | 0.44789 | 0.4821 | 0.66121 | 0.76571 | 1.1194 | 0.75341 | 0.83258 | 0.88104 | 1.0358 | 1.2485 | 1.3489
9 | Humber & Lancashire | 0 | 1.0479 | 1.6887 | 1.2523 | 1.3027 | 0.41182 | -0.10437 | 0.18535 | 0.066247 | 0.44789 | 0.4821 | 0.66121 | 0.76571 | 1.1194 | 0.75341 | 0.83258 | 0.88104 | 1.0358 | 1.2485 | 1.3489
10 | North East England | 0 | 1.0479 | 1.6887 | 1.2523 | 1.3027 | 0.41182 | -0.10437 | 0.18535 | 0.066247 | 0.44789 | 0.4821 | 0.66121 | 0.76571 | 1.1194 | 0.75341 | 0.83258 | 0.88104 | 1.0358 | 1.2485 | 1.3489
11 | Anglesey | 0 | 1.0479 | 1.6887 | 1.2523 | 1.3027 | 0.41182 | -0.10437 | 0.18535 | 0.066247 | 0.44789 | 0.4821 | 0.66121 | 0.76571 | 1.1194 | 0.75341 | 0.83258 | 0.88104 | 1.0358 | 1.2485 | 1.3489
12 | Dinorwig | 0 | 1.0479 | 1.6887 | 1.2523 | 1.3027 | 0.41182 | -0.10437 | 0.18535 | 0.066247 | 0.44789 | 0.4821 | 0.66121 | 0.76571 | 1.1194 | 0.75341 | 0.83258 | 0.88104 | 1.0358 | 1.2485 | 1.3489
13 | South Yorks & North Wales | 0 | 1.0479 | 1.6887 | 1.2523 | 1.3027 | 0.41182 | -0.10437 | 0.18535 | 0.066247 | 0.44789 | 0.4821 | 0.66121 | 0.76571 | 1.1194 | 0.75341 | 0.83258 | 0.88104 | 1.0358 | 1.2485 | 1.3489
14 | Midlands | 0 | 1.0479 | 1.6887 | 1.2523 | 1.3027 | 0.41182 | -0.10437 | 0.18535 | 0.066247 | 0.44789 | 0.4821 | 0.66121 | 0.76571 | 1.1194 | 0.75341 | 0.83258 | 0.88104 | 1.0358 | 1.2485 | 1.3489
15 | South Wales & Gloucester | 0 | 1.0479 | 1.6887 | 1.2523 | 1.3027 | 0.41182 | -0.10437 | 0.18535 | 0.066247 | 0.44789 | 0.4821 | 0.66121 | 0.76571 | 1.1194 | 0.75341 | 0.83258 | 0.88104 | 1.0358 | 1.2485 | 1.3489
16 | Central London | 0 | 1.0479 | 1.6887 | 1.2523 | 1.3027 | 0.41182 | -0.10437 | 0.18535 | 0.066247 | 0.44789 | 0.4821 | 0.66121 | 0.76571 | 1.1194 | 0.75341 | 0.83258 | 0.88104 | 1.0358 | 1.2485 | 1.3489
17 | South East | 0 | 1.0479 | 1.6887 | 1.2523 | 1.3027 | 0.41182 | -0.10437 | 0.18535 | 0.066247 | 0.44789 | 0.4821 | 0.66121 | 0.76571 | 1.1194 | 0.75341 | 0.83258 | 0.88104 | 1.0358 | 1.2485 | 1.3489
18 | Oxon & South Coast | 0 | 1.0479 | 1.6887 | 1.2523 | 1.3027 | 0.41182 | -0.10437 | 0.18535 | 0.066247 | 0.44789 | 0.4821 | 0.66121 | 0.76571 | 1.1194 | 0.75341 | 0.83258 | 0.88104 | 1.0358 | 1.2485 | 1.3489
19 | Wessex | 0 | 1.0479 | 1.6887 | 1.2523 | 1.3027 | 0.41182 | -0.10437 | 0.18535 | 0.066247 | 0.44789 | 0.4821 | 0.66121 | 0.76571 | 1.1194 | 0.75341 | 0.83258 | 0.88104 | 1.0358 | 1.2485 | 1.3489
20 | Peninsula | 0 | 1.0479 | 1.6887 | 1.2523 | 1.3027 | 0.41182 | -0.10437 | 0.18535 | 0.066247 | 0.44789 | 0.4821 | 0.66121 | 0.76571 | 1.1194 | 0.75341 | 0.83258 | 0.88104 | 1.0358 | 1.2485 | 1.3489
Generator Residual Zonal Tariff (£/kW)
Generation - Wider Tariffs in Y+5
Zone No. | Zone Name | 2011 | 2012 | 2013 | 2014 | 2015 | 2016 | 2017 | 2018 | 2019 | 2020 | 2021 | 2022 | 2023 | 2024 | 2025 | 2026 | 2027 | 2028 | 2029 | 2030
1 | North Scotland | 0 | 1.3087 | 0.74461 | -0.25053 | 0.90327 | -0.18489 | -1.3672 | -1.3556 | 0.5827 | 0.50417 | 0.71071 | 0.52467 | 0.67512 | 0.97703 | 0.85508 | 0.90185 | 0.88104 | 1.0358 | 1.2485 | 1.3489
2 | Peterhead | 0 | 1.3087 | 0.74461 | -0.25053 | 0.90327 | -0.18489 | -1.3672 | -1.3556 | 0.5827 | 0.50417 | 0.71071 | 0.52467 | 0.67512 | 0.97703 | 0.85508 | 0.90185 | 0.88104 | 1.0358 | 1.2485 | 1.3489
3 | Western Highland & Skye | 0 | 1.3087 | 0.74461 | -0.25053 | 0.90327 | -0.18489 | -1.3672 | -1.3556 | 0.5827 | 0.50417 | 0.71071 | 0.52467 | 0.67512 | 0.97703 | 0.85508 | 0.90185 | 0.88104 | 1.0358 | 1.2485 | 1.3489
4 | Central Highlands | 0 | 1.3087 | 0.74461 | -0.25053 | 0.90327 | -0.18489 | -1.3672 | -1.3556 | 0.5827 | 0.50417 | 0.71071 | 0.52467 | 0.67512 | 0.97703 | 0.85508 | 0.90185 | 0.88104 | 1.0358 | 1.2485 | 1.3489
5 | Argyll | 0 | 1.3087 | 0.74461 | -0.25053 | 0.90327 | -0.18489 | -1.3672 | -1.3556 | 0.5827 | 0.50417 | 0.71071 | 0.52467 | 0.67512 | 0.97703 | 0.85508 | 0.90185 | 0.88104 | 1.0358 | 1.2485 | 1.3489
6 | Stirlingshire | 0 | 1.3087 | 0.74461 | -0.25053 | 0.90327 | -0.18489 | -1.3672 | -1.3556 | 0.5827 | 0.50417 | 0.71071 | 0.52467 | 0.67512 | 0.97703 | 0.85508 | 0.90185 | 0.88104 | 1.0358 | 1.2485 | 1.3489
7 | South Scotland | 0 | 1.3087 | 0.74461 | -0.25053 | 0.90327 | -0.18489 | -1.3672 | -1.3556 | 0.5827 | 0.50417 | 0.71071 | 0.52467 | 0.67512 | 0.97703 | 0.85508 | 0.90185 | 0.88104 | 1.0358 | 1.2485 | 1.3489
8 | Auchencrosh | 0 | 1.3087 | 0.74461 | -0.25053 | 0.90327 | -0.18489 | -1.3672 | -1.3556 | 0.5827 | 0.50417 | 0.71071 | 0.52467 | 0.67512 | 0.97703 | 0.85508 | 0.90185 | 0.88104 | 1.0358 | 1.2485 | 1.3489
9 | Humber & Lancashire | 0 | 1.3087 | 0.74461 | -0.25053 | 0.90327 | -0.18489 | -1.3672 | -1.3556 | 0.5827 | 0.50417 | 0.71071 | 0.52467 | 0.67512 | 0.97703 | 0.85508 | 0.90185 | 0.88104 | 1.0358 | 1.2485 | 1.3489
10 | North East England | 0 | 1.3087 | 0.74461 | -0.25053 | 0.90327 | -0.18489 | -1.3672 | -1.3556 | 0.5827 | 0.50417 | 0.71071 | 0.52467 | 0.67512 | 0.97703 | 0.85508 | 0.90185 | 0.88104 | 1.0358 | 1.2485 | 1.3489
11 | Anglesey | 0 | 1.3087 | 0.74461 | -0.25053 | 0.90327 | -0.18489 | -1.3672 | -1.3556 | 0.5827 | 0.50417 | 0.71071 | 0.52467 | 0.67512 | 0.97703 | 0.85508 | 0.90185 | 0.88104 | 1.0358 | 1.2485 | 1.3489
12 | Dinorwig | 0 | 1.3087 | 0.74461 | -0.25053 | 0.90327 | -0.18489 | -1.3672 | -1.3556 | 0.5827 | 0.50417 | 0.71071 | 0.52467 | 0.67512 | 0.97703 | 0.85508 | 0.90185 | 0.88104 | 1.0358 | 1.2485 | 1.3489
13 | South Yorks & North Wales | 0 | 1.3087 | 0.74461 | -0.25053 | 0.90327 | -0.18489 | -1.3672 | -1.3556 | 0.5827 | 0.50417 | 0.71071 | 0.52467 | 0.67512 | 0.97703 | 0.85508 | 0.90185 | 0.88104 | 1.0358 | 1.2485 | 1.3489
14 | Midlands | 0 | 1.3087 | 0.74461 | -0.25053 | 0.90327 | -0.18489 | -1.3672 | -1.3556 | 0.5827 | 0.50417 | 0.71071 | 0.52467 | 0.67512 | 0.97703 | 0.85508 | 0.90185 | 0.88104 | 1.0358 | 1.2485 | 1.3489
15 | South Wales & Gloucester | 0 | 1.3087 | 0.74461 | -0.25053 | 0.90327 | -0.18489 | -1.3672 | -1.3556 | 0.5827 | 0.50417 | 0.71071 | 0.52467 | 0.67512 | 0.97703 | 0.85508 | 0.90185 | 0.88104 | 1.0358 | 1.2485 | 1.3489
16 | Central London | 0 | 1.3087 | 0.74461 | -0.25053 | 0.90327 | -0.18489 | -1.3672 | -1.3556 | 0.5827 | 0.50417 | 0.71071 | 0.52467 | 0.67512 | 0.97703 | 0.85508 | 0.90185 | 0.88104 | 1.0358 | 1.2485 | 1.3489
17 | South East | 0 | 1.3087 | 0.74461 | -0.25053 | 0.90327 | -0.18489 | -1.3672 | -1.3556 | 0.5827 | 0.50417 | 0.71071 | 0.52467 | 0.67512 | 0.97703 | 0.85508 | 0.90185 | 0.88104 | 1.0358 | 1.2485 | 1.3489
18 | Oxon & South Coast | 0 | 1.3087 | 0.74461 | -0.25053 | 0.90327 | -0.18489 | -1.3672 | -1.3556 | 0.5827 | 0.50417 | 0.71071 | 0.52467 | 0.67512 | 0.97703 | 0.85508 | 0.90185 | 0.88104 | 1.0358 | 1.2485 | 1.3489
19 | Wessex | 0 | 1.3087 | 0.74461 | -0.25053 | 0.90327 | -0.18489 | -1.3672 | -1.3556 | 0.5827 | 0.50417 | 0.71071 | 0.52467 | 0.67512 | 0.97703 | 0.85508 | 0.90185 | 0.88104 | 1.0358 | 1.2485 | 1.3489
20 | Peninsula | 0 | 1.3087 | 0.74461 | -0.25053 | 0.90327 | -0.18489 | -1.3672 | -1.3556 | 0.5827 | 0.50417 | 0.71071 | 0.52467 | 0.67512 | 0.97703 | 0.85508 | 0.90185 | 0.88104 | 1.0358 | 1.2485 | 1.3489
Generator YRNS Zonal Tariff (£/kW)
Generation - Wider Tariffs in Y+1
Zone No. | Zone Name | 2011 | 2012 | 2013 | 2014 | 2015 | 2016 | 2017 | 2018 | 2019 | 2020 | 2021 | 2022 | 2023 | 2024 | 2025 | 2026 | 2027 | 2028 | 2029 | 2030
1 | North Scotland | 0 | 11.0244 | 11.4654 | 13.1707 | 15.5712 | 22.364 | 22.4646 | 22.2917 | 26.2318 | 24.6814 | 23.8418 | 23.5907 | 24.6892 | 25.105 | 25.4644 | 25.0318 | 25.1085 | 25.1615 | 25.504 | 25.5045
2 | Peterhead | 0 | 8.6862 | 8.0979 | 9.8657 | 10.8274 | 17.7203 | 17.1071 | 16.9024 | 20.9585 | 19.4208 | 18.5898 | 18.406 | 19.5449 | 20.0435 | 20.4676 | 20.0422 | 20.1796 | 20.2355 | 20.5815 | 20.5822
3 | Western Highland & Skye | 0 | 14.2918 | 13.9735 | 15.1112 | 16.7918 | 23.8016 | 24.4988 | 24.3446 | 28.3436 | 26.8425 | 25.393 | 25.9038 | 26.3278 | 26.5699 | 27.1301 | 26.7335 | 26.8676 | 26.9088 | 27.2313 | 27.2338
4 | Central Highlands | 0 | 8.5157 | 8.9312 | 10.2908 | 11.8947 | 18.9548 | 19.0114 | 18.9822 | 22.8559 | 21.4441 | 20.3578 | 20.4842 | 21.2385 | 21.4329 | 21.9805 | 21.5622 | 21.6998 | 21.7296 | 22.0344 | 22.0352
5 | Argyll | 0 | 7.1957 | 7.0632 | 7.6776 | 8.3473 | 14.9273 | 14.3781 | 15.7765 | 19.5098 | 18.2365 | 17.1872 | 17.2723 | 17.9512 | 17.9487 | 18.5855 | 18.1568 | 18.2827 | 18.2581 | 18.481 | 18.4814
6 | Stirlingshire | 0 | 6.7577 | 6.2708 | 6.6757 | 7.5569 | 13.493 | 13.3322 | 12.9704 | 16.6452 | 15.1834 | 14.1664 | 13.8332 | 14.0709 | 14.4176 | 14.9585 | 14.5453 | 14.6732 | 14.6739 | 14.9155 | 14.9153
7 | South Scotland | 0 | 6.3813 | 5.9881 | 6.5654 | 7.3862 | 12.5274 | 12.1458 | 12.0428 | 16.2947 | 14.8582 | 13.9339 | 14.143 | 15.0368 | 14.864 | 15.3998 | 14.9417 | 15.0663 | 14.9744 | 15.1833 | 15.1841
8 | Auchencrosh | 0 | 9.3012 | 7.2518 | 7.9828 | 8.5699 | 15.7814 | 15.3379 | 15.3012 | 18.4082 | 17.2129 | 16.0846 | 16.1977 | 16.9992 | 17.0964 | 17.9305 | 17.5401 | 17.6662 | 17.6225 | 17.8524 | 17.8531
9 | Humber & Lancashire | 0 | 2.2766 | 1.1829 | 1.1821 | 1.3525 | 0.92626 | 1.1378 | 1.104 | 1.0889 | 0.94604 | 0.78716 | 0.73598 | 1.0347 | 1.2246 | 1.6773 | 1.5547 | 1.6297 | 1.6443 | 1.7912 | 1.7935
10 | North East England | 0 | 4.2586 | 3.6258 | 3.3962 | 3.6173 | 4.8194 | 4.3272 | 3.9251 | 3.0437 | -0.63413 | -1.0884 | -1.0376 | -0.70978 | -0.56074 | 4.1877 | 4.0433 | 4.0927 | 3.9951 | 4.0758 | 4.0627
11 | Anglesey | 0 | 2.1643 | 0.97848 | 1.1277 | 0.43164 | -1.7442 | -1.2413 | -1.493 | -1.1377 | 2.3626 | 1.6904 | 1.6889 | 1.9115 | 1.5342 | 1.4624 | 1.1906 | 1.2988 | 1.1356 | 1.2523 | 1.252
12 | Dinorwig | 0 | 1.4211 | 0.23482 | 0.384 | 0.43164 | -1.7442 | -1.2413 | -1.493 | -1.1377 | 1.6189 | 0.94672 | 0.94522 | 1.1678 | 0.79054 | 0.7188 | 0.44696 | 0.55518 | 0.39195 | 0.50863 | 0.5083
13 | South Yorks & North Wales | 0 | 0.90588 | 0.013206 | -0.026449 | 0.25771 | -0.63432 | -0.56857 | -0.86236 | -1.1041 | -0.78725 | -0.6796 | -0.69354 | -0.50215 | -0.44331 | -0.27457 | -0.24932 | -0.23384 | -0.31789 | -0.32034 | -0.32087
14 | Midlands | 0 | 0.72906 | 0.0054102 | -0.30678 | 0.10103 | -0.7174 | -0.69244 | -0.87687 | -1.0932 | -0.89494 | -0.028564 | 0.12706 | -0.029285 | -0.047598 | 0.098296 | 0.30178 | 0.26473 | 0.24573 | 0.17406 | 0.17535
15 | South Wales & Gloucester | 0 | -3.9193 | -3.5562 | -3.6953 | -3.2347 | -4.1543 | -3.902 | -3.4342 | -3.6048 | -3.236 | -3.5268 | -3.6286 | -3.8804 | -3.6524 | -4.7796 | -4.8847 | -4.9468 | -4.892 | -4.4123 | -4.4049
16 | Central London | 0 | -5.1133 | -3.9679 | -3.8238 | -4.2655 | -4.8222 | -4.7602 | -4.2578 | -4.842 | -4.8327 | -3.8159 | -3.6473 | -1.5871 | -1.777 | -1.8813 | -1.7308 | -1.7799 | -1.7872 | -1.8623 | -1.8623
17 | South East | 0 | 1.7922 | 2.44 | 2.8552 | 2.5674 | 2.2076 | 2.1718 | 2.5942 | 2.0689 | 2.0378 | 2.8414 | 3.0287 | 2.9359 | 2.6474 | 1.4361 | 1.9346 | 1.9084 | 2.0993 | 1.9966 | 1.9972
18 | Oxon & South Coast | 0 | -3.2169 | -2.4234 | -1.9341 | -1.8646 | -2.0137 | -1.8259 | -0.89269 | -1.4876 | -0.95095 | -0.84813 | -0.40834 | -0.72304 | -0.89333 | -0.90899 | -0.79985 | -0.85606 | -0.74333 | -0.62638 | -0.62379
19 | Wessex | 0 | -4.8459 | -2.8553 | -2.5261 | -2.999 | -2.8391 | -2.6081 | -0.91754 | -1.3237 | -0.64295 | -0.58255 | -0.53876 | -0.83917 | -0.8246 | -1.0701 | -1.1074 | -1.1648 | -1.0625 | -1.2111 | -1.2109
20 | Peninsula | 0 | -7.3884 | -4.1559 | -3.9281 | -4.5222 | -3.2989 | -2.8933 | -0.077453 | -0.55018 | -0.091871 | -0.019538 | -0.15957 | -0.030257 | -0.83658 | -1.0299 | -1.0523 | -1.1112 | -1.0125 | -1.1691 | -1.1677
Generator YRNS Zonal Tariff (£/kW)
Generation - Wider Tariffs in Y+5
Zone No. | Zone Name | 2011 | 2012 | 2013 | 2014 | 2015 | 2016 | 2017 | 2018 | 2019 | 2020 | 2021 | 2022 | 2023 | 2024 | 2025 | 2026 | 2027 | 2028 | 2029 | 2030
1 | North Scotland | 0 | 19.9213 | 19.2013 | 20.9304 | 22.2386 | 21.1435 | 21.5246 | 24.1942 | 25.537 | 22.9194 | 24.7435 | 24.7978 | 25.4732 | 25.3482 | 25.3098 | 25.3555 | 25.1085 | 25.1615 | 25.504 | 25.5045
2 | Peterhead | 0 | 15.5241 | 14.8898 | 17.279 | 17.517 | 17.2073 | 18.2198 | 20.7614 | 19.8785 | 17.9042 | 19.2117 | 19.8593 | 20.4481 | 20.3604 | 20.3513 | 20.444 | 20.1796 | 20.2355 | 20.5815 | 20.5822
3 | Western Highland & Skye | 0 | 23.221 | 22.5121 | 21.8474 | 23.6361 | 22.5624 | 23.6094 | 24.7282 | 26.6642 | 23.313 | 26.0113 | 26.0229 | 27.1848 | 27.0769 | 27.0819 | 27.1254 | 26.8676 | 26.9088 | 27.2313 | 27.2338
4 | Central Highlands | 0 | 17.3257 | 16.4117 | 17.2184 | 18.8651 | 17.3259 | 18.4141 | 20.5565 | 21.6072 | 18.4657 | 20.7671 | 21.3392 | 22.0181 | 21.8915 | 21.9034 | 21.866 | 21.6998 | 21.7296 | 22.0344 | 22.0352
5 | Argyll | 0 | 14.2161 | 13.1225 | 13.8569 | 14.5941 | 14.184 | 15.4401 | 18.4094 | 18.3328 | 15.9983 | 17.2942 | 18.1274 | 18.6201 | 18.4846 | 18.4867 | 18.309 | 18.2827 | 18.2581 | 18.481 | 18.4814
6 | Stirlingshire | 0 | 13.0011 | 12.3195 | 12.6398 | 13.1492 | 12.1095 | 12.3515 | 15.1205 | 14.3489 | 13.4837 | 13.8306 | 14.6558 | 14.9773 | 14.8668 | 14.8427 | 14.8922 | 14.6732 | 14.6739 | 14.9155 | 14.9153
7 | South Scotland | 0 | 12.3601 | 11.7476 | 11.7333 | 12.1543 | 11.0217 | 10.9336 | 14.2547 | 15.3341 | 12.2296 | 13.9457 | 14.6825 | 15.2737 | 15.2499 | 15.1803 | 15.1689 | 15.0663 | 14.9744 | 15.1833 | 15.1841
8 | Auchencrosh | 0 | 15.3483 | 14.5383 | 14.9729 | 15.5412 | 14.4445 | 15.132 | 17.1988 | 17.4852 | 14.7549 | 16.915 | 17.9562 | 18.2709 | 18.0261 | 17.9608 | 17.8803 | 17.6662 | 17.6225 | 17.8524 | 17.8531
9 | Humber & Lancashire | 0 | 1.1359 | 0.86332 | 0.75261 | 0.56585 | 0.8803 | 1.1412 | 0.74632 | 0.64263 | 0.71033 | 2.0773 | 2.5559 | 1.4762 | 1.6243 | 1.7622 | 1.7042 | 1.6297 | 1.6443 | 1.7912 | 1.7935
10 | North East England | 0 | 5.1699 | 4.7917 | 3.7479 | 3.49 | 3.1907 | 1.1581 | 0.69442 | -0.92859 | 0.45196 | 3.5338 | 4.2507 | 4.1429 | 4.1839 | 4.212 | 4.1554 | 4.0927 | 3.9951 | 4.0758 | 4.0627
11 | Anglesey | 0 | -2.6076 | -2.6889 | -2.3212 | -1.9408 | 2.2026 | 2.4474 | 2.2359 | 1.7777 | 1.6942 | 1.5671 | 1.7638 | 1.1468 | 1.2288 | 1.1772 | 1.155 | 1.2988 | 1.1356 | 1.2523 | 1.252
12 | Dinorwig | 0 | -2.6076 | -2.6889 | -2.3212 | -1.9408 | 1.459 | 1.7037 | 1.4923 | 1.034 | 0.95052 | 0.82342 | 1.0201 | 0.40319 | 0.48512 | 0.43357 | 0.41131 | 0.55518 | 0.39195 | 0.50863 | 0.5083
13 | South Yorks & North Wales | 0 | -0.62078 | -0.89491 | -0.96575 | -0.95828 | -0.86363 | -0.47432 | -1.2328 | -0.86344 | -0.84511 | -0.24179 | -0.16811 | -0.43695 | -0.33321 | -0.31951 | -0.23988 | -0.23384 | -0.31789 | -0.32034 | -0.32087
14 | Midlands | 0 | -0.69319 | -0.7721 | -0.67704 | -0.81984 | -0.58223 | -0.21552 | -0.36241 | -0.20823 | -0.0077832 | -0.026977 | -0.090516 | 0.086693 | 0.127 | 0.15102 | 0.26756 | 0.26473 | 0.24573 | 0.17406 | 0.17535
15 | South Wales & Gloucester | 0 | -4.3782 | -3.9887 | -3.6841 | -3.2137 | -3.2052 | -2.7181 | -3.2923 | -2.7172 | -3.7561 | -3.6237 | -5.1072 | -4.9022 | -4.9149 | -4.941 | -4.8808 | -4.9468 | -4.892 | -4.4123 | -4.4049
16 | Central London | 0 | -4.9405 | -4.3571 | -4.4773 | -4.586 | -4.713 | -4.7437 | -0.86271 | -1.2418 | -1.2078 | -1.5728 | -1.7944 | -1.9507 | -1.9221 | -1.8951 | -1.8242 | -1.7799 | -1.7872 | -1.8623 | -1.8623
17 | South East | 0 | 1.7259 | 2.5525 | 2.56 | 2.1494 | 1.9672 | 1.9508 | 2.1345 | 2.7476 | 2.5353 | 2.2142 | 1.5608 | 1.8989 | 1.8727 | 1.8952 | 1.8509 | 1.9084 | 2.0993 | 1.9966 | 1.9972
18 | Oxon & South Coast | 0 | -2.8566 | -2.3577 | -1.876 | -1.6839 | -1.6955 | -1.633 | -0.86887 | -0.25794 | -0.70458 | -0.93838 | -1.1214 | -0.80164 | -0.87347 | -0.8505 | -0.8895 | -0.85606 | -0.74333 | -0.62638 | -0.62379
19 | Wessex | 0 | -3.41 | -2.8617 | -2.7525 | -2.1754 | -1.5495 | -0.86979 | -0.72551 | -0.20492 | -0.67477 | -0.85957 | -1.3527 | -1.0222 | -1.0844 | -1.0748 | -1.0932 | -1.1648 | -1.0625 | -1.2111 | -1.2109
20 | Peninsula | 0 | -4.7364 | -4.9133 | -4.7334 | -2.499 | -1.5774 | -0.12946 | -0.11532 | 0.30316 | -0.19362 | -0.74387 | -1.2035 | -0.89556 | -0.96047 | -0.94656 | -0.96915 | -1.1112 | -1.0125 | -1.1691 | -1.1677

## Diversity 2 50%
Planning and build
| 2011 | 2012 | 2013 | 2014 | 2015 | 2016 | 2017 | 2018 | 2019 | 2020 | 2021 | 2022 | 2023 | 2024 | 2025 | 2026 | 2027 | 2028 | 2029 | 2030 | 2031
Planning | 4414.9 | 6909.5 | 12532.2738 | 12599.2157 | 34807.5042 | 35501.8202 | 34160.1705 | 35755.8372 | 36375.8372 | 17443.8372 | 9070.8372 | 3020.8372 | 3020.8372 | 1020.8372 | 905 | 1.5e-05 | 1.7e-05 | 28000 | 30400 | 30100 | 30100
Under construction | 0 | 3852.7 | 7365.9 | 5941.0879 | 9035.8114 | 8415.4915 | 6894.4052 | 8125.8372 | 12995.8372 | 14395.8372 | 16208.8372 | 16208.8372 | 14538.8372 | 10868.8372 | 2965.8372 | 115.8372 | 0 | 0 | 0 | 300 | 300
Operational | 0 | 4488.5689 | 5654.2423 | 12442.801 | 15989.4741 | 20851.9125 | 25346.4822 | 26841.7891 | 29839.9467 | 32612.5111 | 40476.8557 | 40954.1637 | 43228.291 | 47397.764 | 55931.1171 | 59297.5974 | 60117.3723 | 60762.8228 | 61587.2763 | 62201.9784 | 62683.368
(includes new embedded of) | 0 | 305.9721 | 621.6691 | 953.0429 | 1316.8835 | 1700.2794 | 2118.2272 | 2531.29 | 2973.6704 | 3436.1868 | 3888.8054 | 4336.6587 | 4794.732 | 5264.5437 | 5745.2733 | 6226.1101 | 6707.0553 | 7188.11 | 7669.2752 | 8150.552 | 8631.9416
| 2011 | 2012 | 2013 | 2014 | 2015 | 2016 | 2017 | 2018 | 2019 | 2020 | 2021 | 2022 | 2023 | 2024 | 2025 | 2026 | 2027 | 2028 | 2029 | 2030 | 2031
Cumulative new build | 0 | 4488.5689 | 5654.2423 | 12442.801 | 15989.4741 | 20851.9125 | 25346.4822 | 26841.7891 | 29839.9467 | 32612.5111 | 40476.8557 | 40954.1637 | 43228.291 | 47397.764 | 55931.1171 | 59297.5974 | 60117.3723 | 60762.8228 | 61587.2763 | 62201.9784 | 62683.368
Cumulative retirements | 0 | -551 | -9022 | -11191.0001 | -14036.0001 | -17069.5 | -23424 | -23939 | -25685 | -28995 | -30764 | -33520 | -34607 | -42648 | -44768 | -46726 | -48476 | -48476 | -48476 | -48476 | -52106
Cumulative net | 3937.2689 | -3368.0577 | 1251.501 | 1953.1741 | 3782.1125 | 1922.1822 | 2902.4891 | 4154.6468 | 3617.2111 | 9712.5557 | 7433.8637 | 8620.9911 | 4749.464 | 11162.8172 | 12571.2974 | 11641.0723 | 12286.5229 | 13110.9764 | 13725.6784 | 10577.0681 | 10577.0681
Capacity margins (note: includes interconnectors, but excludes embedded)
| 2011 | 2012 | 2013 | 2014 | 2015 | 2016 | 2017 | 2018 | 2019 | 2020 | 2021 | 2022 | 2023 | 2024 | 2025 | 2026 | 2027 | 2028 | 2029 | 2030 | 2031
Peak demand (GW) | 56.308 | 57.7 | 57.7068 | 57.673 | 57.5908 | 57.4171 | 57.4831 | 57.3399 | 57.4462 | 57.6321 | 57.6888 | 58.0065 | 58.1962 | 58.4079 | 58.5113 | 58.8065 | 59.1518 | 59.6997 | 60.1122 | 60.6868 | 60.7965
Total capacity (GW) | 84.825 | 88.9563 | 81.3353 | 85.6235 | 85.9613 | 87.4068 | 86.129 | 87.6962 | 88.506 | 88.506 | 94.1488 | 92.4222 | 93.1513 | 88.8099 | 95.7425 | 96.6702 | 95.259 | 95.4234 | 95.7667 | 95.9001 | 92.2701
De-rated capacity (GW) | 70.4418 | 72.227 | 64.7306 | 66.7111 | 65.3817 | 65.0361 | 60.695 | 60.3946 | 61.0066 | 59.6266 | 64.5988 | 62.1228 | 62.6694 | 58.7399 | 63.9671 | 64.7752 | 63.2511 | 63.2757 | 63.3272 | 63.3472 | 60.0802
Capacity margin | 50.64% | 54.17% | 40.95% | 48.46% | 49.26% | 52.23% | 49.83% | 52.94% | 54.07% | 53.57% | 63.2% | 59.33% | 60.06% | 52.05% | 63.63% | 64.39% | 61.04% | 59.84% | 59.31% | 58.02% | 51.77%
De-rated capacity margin | 25.1% | 25.18% | 12.17% | 15.67% | 13.53% | 13.27% | 5.588% | 5.327% | 6.198% | 3.461% | 11.98% | 7.096% | 7.686% | 0.5685% | 9.324% | 10.15% | 6.93% | 5.99% | 5.348% | 4.384% | -1.178%
De-rated capacity (inc planning) | 70.4418 | 72.227 | 64.7306 | 66.7111 | 65.3817 | 65.0361 | 60.695 | 60.3946 | 61.0066 | 59.6266 | 64.5988 | 62.1228 | 62.6694 | 58.7399 | 63.9671 | 64.7752 | 63.2511 | 63.2757 | 63.3272 | 63.3472 | 59.9448
De-rated capacity margin (inc planning) | 25.1% | 25.18% | 12.17% | 15.67% | 13.53% | 13.27% | 5.588% | 5.327% | 6.198% | 3.461% | 11.98% | 7.096% | 7.686% | 0.5685% | 9.324% | 10.15% | 6.93% | 5.99% | 5.348% | 4.384% | -1.401%
Annual demand (TWh) | 306.1776 | 313.7467 | 313.7835 | 313.5998 | 313.1527 | 312.2085 | 312.5671 | 311.7885 | 312.3668 | 313.3775 | 313.6857 | 315.4135 | 316.445 | 317.5958 | 318.158 | 319.7634 | 321.6411 | 324.6202 | 326.8629 | 329.9875 | 330.5841
Annual supply | 515.9905 | 536.4125 | 498.08 | 522.6978 | 524.3001 | 448.6083 | 446.3693 | 448.7425 | 457.08 | 440.9397 | 482.7594 | 467.7489 | 477.9554 | 474.6226 | 519.7602 | 526.0934 | 514.7995 | 515.1781 | 515.9686 | 516.2759 | 490.8368
Energy margin | 68.53% | 70.97% | 58.73% | 66.68% | 67.43% | 43.69% | 42.81% | 43.93% | 46.33% | 40.71% | 53.9% | 48.3% | 51.04% | 49.44% | 63.37% | 64.53% | 60.05% | 58.7% | 57.85% | 56.45% | 48.48%
Capacity margins - alternative basis (including embedded generation)
| 2011 | 2012 | 2013 | 2014 | 2015 | 2016 | 2017 | 2018 | 2019 | 2020 | 2021 | 2022 | 2023 | 2024 | 2025 | 2026 | 2027 | 2028 | 2029 | 2030 | 2031
Peak demand (GW) | 62.8149 | 64.4683 | 64.7512 | 65.0016 | 65.2229 | 65.3666 | 65.7729 | 65.9661 | 66.4236 | 66.9697 | 67.3837 | 68.0621 | 68.6155 | 69.1945 | 69.6685 | 70.3345 | 71.0507 | 71.9695 | 72.753 | 73.6988 | 74.1798
Total capacity (GW) | 93.4835 | 97.9208 | 90.6155 | 95.235 | 95.9367 | 97.7656 | 96.9057 | 98.886 | 100.1382 | 100.6007 | 106.6961 | 105.4174 | 106.6045 | 102.733 | 110.1463 | 111.5548 | 110.6246 | 111.27 | 112.0945 | 112.7092 | 109.5606
De-rated capacity (GW) | 76.9487 | 78.9953 | 71.775 | 74.0397 | 73.0139 | 72.9856 | 68.9849 | 69.0209 | 69.9839 | 68.9642 | 74.2937 | 72.1783 | 73.0887 | 69.5265 | 75.1243 | 76.3032 | 75.1499 | 75.5455 | 75.9681 | 76.3592 | 73.4635
Capacity margin | 48.82% | 51.89% | 39.94% | 46.51% | 47.09% | 49.57% | 47.33% | 49.9% | 50.76% | 50.22% | 58.34% | 54.88% | 55.36% | 48.47% | 58.1% | 58.61% | 55.7% | 54.61% | 54.08% | 52.93% | 47.7%
De-rated capacity margin | 22.5% | 22.53% | 10.85% | 13.9% | 11.95% | 11.66% | 4.883% | 4.631% | 5.36% | 2.978% | 10.25% | 6.048% | 6.519% | 0.4799% | 7.831% | 8.486% | 5.769% | 4.969% | 4.419% | 3.61% | -0.9656%
De-rated capacity (inc planning) | 76.9487 | 78.9953 | 71.775 | 74.0397 | 73.0139 | 72.9856 | 68.9849 | 69.0209 | 69.9839 | 68.9642 | 74.2937 | 72.1783 | 73.0887 | 69.5265 | 75.1243 | 76.3032 | 75.1499 | 75.5455 | 75.9681 | 76.3592 | 73.328
De-rated capacity margin (inc planning) | 22.5% | 22.53% | 10.85% | 13.9% | 11.95% | 11.66% | 4.883% | 4.631% | 5.36% | 2.978% | 10.25% | 6.048% | 6.519% | 0.4799% | 7.831% | 8.486% | 5.769% | 4.969% | 4.419% | 3.61% | -1.148%
Annual demand (TWh) | 344.9089 | 354.0067 | 355.6754 | 357.1985 | 358.628 | 359.6752 | 362.1642 | 363.5403 | 366.4108 | 369.8026 | 372.4574 | 376.5223 | 379.9271 | 383.4927 | 386.5083 | 390.5679 | 394.9006 | 400.3354 | 405.0347 | 410.6166 | 413.6712
Chart mappings
Plant type | Chart mapping
CHP | Gas
AGT | OCGT
Oil | Oil
Hydro | Other renewable
PS | PS
Nuclear | Nuclear
CCGT | Gas
OCGT | OCGT
Coal | Coal
Coal + CCS | CCS
CCGT + CCS | CCS
Onshore wind (unclassified) | Onshore wind
Offshore wind (unclassified) | Offshore wind
Onshore wind | Onshore wind
Onshore wind (Medium) | Onshore wind
Onshore wind (Low) | Onshore wind
Offshore wind | Offshore wind
Offshore wind (Low) | Offshore wind
Wave | Other renewable
Tidal Stream | Other renewable
Tidal Range | Other renewable
Sewage gas | Other renewable
Solar | Other renewable
Biomass regular | Other renewable
Biomass energy crop | Other renewable
Biowaste | Other renewable
Biogas | Other renewable
Biodiesel | Other renewable
Biomass ACT | Other renewable
Biomass AD | Other renewable
Biomass regular (CHP) | Other renewable
Biomass energy crop (CHP) | Other renewable
Biowaste (CHP) | Other renewable
Biogas (CHP) | Other renewable
Biodiesel (CHP) | Other renewable
Biomass ACT (CHP) | Other renewable
Biomass AD (CHP) | Other renewable
Landfill gas | Other renewable
Hydro (small scale) | Other renewable
Geopressure | Other renewable
Standard gasification or pyrolysis | Other renewable
Other unspecified | Other renewable
Geothermal | Other renewable
Microgeneration | Other renewable
Other ROC | Other renewable
Non-ROC | Other renewable
Embedded CHP | Gas
Embedded Gas | Gas
Embedded offshore wind | Offshore wind
Embedded onshore wind | Onshore wind
Embedded biomass | Other renewable
Embedded tidal and wave | Other renewable
Embedded hydro | Other renewable
Capacity mix by plant type
| 2011 | 2012 | 2013 | 2014 | 2015 | 2016 | 2017 | 2018 | 2019 | 2020 | 2021 | 2022 | 2023 | 2024 | 2025 | 2026 | 2027 | 2028 | 2029 | 2030 | 2031
CHP | 2101 | 2101 | 1673 | 1673 | 1673 | 2163 | 2163 | 2163 | 2163 | 2163 | 2163 | 2163 | 2163 | 2163 | 2163 | 2163 | 2163 | 2163 | 2163 | 2163 | 2163
AGT | 0 | 0 | 0 | 0 | 0 | 0 | 0 | 0 | 0 | 0 | 0 | 0 | 0 | 0 | 0 | 0 | 0 | 0 | 0 | 0 | 0
Oil | 3263 | 3263 | 875 | 875 | 875 | 3e-06 | 3e-06 | 3e-06 | 3e-06 | 3e-06 | 3e-06 | 3e-06 | 3e-06 | 3e-06 | 3e-06 | 3e-06 | 3e-06 | 3e-06 | 3e-06 | 3e-06 | 3e-06
Hydro | 1072 | 1072 | 1072 | 1072 | 1072 | 1190 | 1190 | 1190 | 1190 | 1190 | 1190 | 1190 | 1190 | 1190 | 1190 | 1190 | 1190 | 1190 | 1190 | 1190 | 1190
PS | 2744 | 2744 | 2744 | 2744 | 2744 | 2744 | 2744 | 2744 | 2744 | 2744 | 2744 | 2744 | 2744 | 2744 | 2744 | 2744 | 2744 | 2744 | 2744 | 2744 | 2744
Nuclear | 10561 | 10561 | 9946 | 9946 | 9456 | 9456 | 9456 | 9456 | 8375 | 7635 | 9305 | 9305 | 10975 | 10310 | 11980 | 14830 | 14830 | 14830 | 14830 | 14830 | 11200
CCGT | 28984 | 31189 | 30385 | 33557 | 34027 | 33627 | 33577 | 33062 | 34797 | 33897 | 39497 | 38728 | 38212 | 36612 | 34492 | 32534 | 30784 | 30784 | 30784 | 30784 | 30784
OCGT | 1198 | 1198 | 1198 | 1130 | 1096 | 802 | 802 | 802 | 802 | 802 | 802 | 802 | 802 | 643 | 643 | 643 | 643 | 643 | 643 | 643 | 643
Coal | 27543 | 26992 | 22756 | 21435 | 19114 | 17649.5 | 12105 | 12105 | 12105 | 12105 | 10336 | 8349 | 7778 | 3831 | 3831 | 3831 | 3831 | 3831 | 3831 | 3831 | 3831
Coal + CCS | 5e-06 | 5e-06 | 5e-06 | 5e-06 | 300 | 1100 | 1100 | 1100 | 1100 | 1100 | 1100 | 1100 | 1100 | 2100 | 5040 | 5040 | 5040 | 5040 | 5040 | 5040 | 5040
CCGT + CCS | 4e-06 | 4e-06 | 4e-06 | 4e-06 | 4e-06 | 4e-06 | 4e-06 | 4e-06 | 4e-06 | 4e-06 | 4e-06 | 4e-06 | 4e-06 | 1000 | 4293 | 4293 | 4293 | 4293 | 4293 | 4293 | 4293
Onshore wind (unclassified) | 0 | 0 | 0 | 0 | 0 | 0 | 0 | 0 | 0 | 0 | 0 | 0 | 0 | 0 | 0 | 0 | 0 | 0 | 0 | 0 | 0
Offshore wind (unclassified) | 0 | 0 | 0 | 0 | 0 | 0 | 0 | 0 | 0 | 0 | 0 | 0 | 0 | 0 | 0 | 0 | 0 | 0 | 0 | 0 | 0
Onshore wind | 2423 | 2602.9968 | 3452.9732 | 4096.1581 | 4941.9907 | 5808.0331 | 8058.655 | 8135.8991 | 8291.6764 | 8331.7243 | 8473.4504 | 8502.9051 | 8648.9591 | 8678.6203 | 8828.2439 | 8863.8873 | 9202.717 | 9367.1129 | 9710.4013 | 9843.8265 | 9843.8265
Onshore wind (Medium) | 0 | 0 | 0 | 0 | 0 | 0 | 0 | 0 | 0 | 0 | 0 | 0 | 0 | 0 | 0 | 0 | 0 | 0 | 0 | 0 | 0
Onshore wind (Low) | 0 | 0 | 0 | 0 | 0 | 0 | 0 | 0 | 0 | 0 | 0 | 0 | 0 | 0 | 0 | 0 | 0 | 0 | 0 | 0 | 0
Offshore wind | 1391 | 3188.3 | 3188.3 | 5050.3 | 6382.3 | 7680.3 | 8484.3 | 9488.3 | 9488.3 | 10088.3 | 10088.3 | 10088.3 | 10088.3 | 10088.3 | 10088.3 | 10088.3 | 10088.3 | 10088.3 | 10088.3 | 10088.3 | 10088.3
Offshore wind (Low) | 0 | 0 | 0 | 0 | 0 | 0 | 0 | 0 | 0 | 0 | 0 | 0 | 0 | 0 | 0 | 0 | 0 | 0 | 0 | 0 | 0
Wave | 2e-06 | 2e-06 | 2e-06 | 2e-06 | 2e-06 | 2e-06 | 2e-06 | 2e-06 | 2e-06 | 2e-06 | 2e-06 | 2e-06 | 2e-06 | 2e-06 | 2e-06 | 2e-06 | 2e-06 | 2e-06 | 2e-06 | 2e-06 | 2e-06
Tidal Stream | 10 | 10 | 10 | 10 | 10 | 10 | 10 | 10 | 10 | 10 | 10 | 10 | 10 | 10 | 10 | 10 | 10 | 10 | 10 | 10 | 10
Tidal Range | 0 | 0 | 0 | 0 | 0 | 0 | 0 | 0 | 0 | 0 | 0 | 0 | 0 | 0 | 0 | 0 | 0 | 0 | 0 | 0 | 0
Sewage gas | 0 | 0 | 0 | 0 | 0 | 0 | 0 | 0 | 0 | 0 | 0 | 0 | 0 | 0 | 0 | 0 | 0 | 0 | 0 | 0 | 0
Solar | 0 | 0 | 0 | 0 | 0 | 0 | 0 | 0 | 0 | 0 | 0 | 0 | 0 | 0 | 0 | 0 | 0 | 0 | 0 | 0 | 0
Biomass regular | 97 | 97 | 97 | 97 | 332 | 1239 | 1501 | 1502 | 1502 | 1502 | 1502 | 1502 | 1502 | 1502 | 1502 | 1502 | 1502 | 1502 | 1502 | 1502 | 1502
Biomass energy crop | 0 | 0 | 0 | 0 | 0 | 0 | 0 | 0 | 0 | 0 | 0 | 0 | 0 | 0 | 0 | 0 | 0 | 0 | 0 | 0 | 0
Biowaste | 0 | 0 | 0 | 0 | 0 | 0 | 0 | 0 | 0 | 0 | 0 | 0 | 0 | 0 | 0 | 0 | 0 | 0 | 0 | 0 | 0
Biogas | 0 | 0 | 0 | 0 | 0 | 0 | 0 | 0 | 0 | 0 | 0 | 0 | 0 | 0 | 0 | 0 | 0 | 0 | 0 | 0 | 0
Biodiesel | 0 | 0 | 0 | 0 | 0 | 0 | 0 | 0 | 0 | 0 | 0 | 0 | 0 | 0 | 0 | 0 | 0 | 0 | 0 | 0 | 0
Biomass ACT | 0 | 0 | 0 | 0 | 0 | 0 | 0 | 0 | 0 | 0 | 0 | 0 | 0 | 0 | 0 | 0 | 0 | 0 | 0 | 0 | 0
Biomass AD | 0 | 0 | 0 | 0 | 0 | 0 | 0 | 0 | 0 | 0 | 0 | 0 | 0 | 0 | 0 | 0 | 0 | 0 | 0 | 0 | 0
Biomass regular (CHP) | 0 | 0 | 0 | 0 | 0 | 0 | 0 | 0 | 0 | 0 | 0 | 0 | 0 | 0 | 0 | 0 | 0 | 0 | 0 | 0 | 0
Biomass energy crop (CHP) | 0 | 0 | 0 | 0 | 0 | 0 | 0 | 0 | 0 | 0 | 0 | 0 | 0 | 0 | 0 | 0 | 0 | 0 | 0 | 0 | 0
Biowaste (CHP) | 0 | 0 | 0 | 0 | 0 | 0 | 0 | 0 | 0 | 0 | 0 | 0 | 0 | 0 | 0 | 0 | 0 | 0 | 0 | 0 | 0
Biogas (CHP) | 0 | 0 | 0 | 0 | 0 | 0 | 0 | 0 | 0 | 0 | 0 | 0 | 0 | 0 | 0 | 0 | 0 | 0 | 0 | 0 | 0
Biodiesel (CHP) | 0 | 0 | 0 | 0 | 0 | 0 | 0 | 0 | 0 | 0 | 0 | 0 | 0 | 0 | 0 | 0 | 0 | 0 | 0 | 0 | 0
Biomass ACT (CHP) | 0 | 0 | 0 | 0 | 0 | 0 | 0 | 0 | 0 | 0 | 0 | 0 | 0 | 0 | 0 | 0 | 0 | 0 | 0 | 0 | 0
Biomass AD (CHP) | 0 | 0 | 0 | 0 | 0 | 0 | 0 | 0 | 0 | 0 | 0 | 0 | 0 | 0 | 0 | 0 | 0 | 0 | 0 | 0 | 0
Landfill gas | 0 | 0 | 0 | 0 | 0 | 0 | 0 | 0 | 0 | 0 | 0 | 0 | 0 | 0 | 0 | 0 | 0 | 0 | 0 | 0 | 0
Hydro (small scale) | 0 | 0 | 0 | 0 | 0 | 0 | 0 | 0 | 0 | 0 | 0 | 0 | 0 | 0 | 0 | 0 | 0 | 0 | 0 | 0 | 0
Geopressure | 0 | 0 | 0 | 0 | 0 | 0 | 0 | 0 | 0 | 0 | 0 | 0 | 0 | 0 | 0 | 0 | 0 | 0 | 0 | 0 | 0
Standard gasification or pyrolysis | 0 | 0 | 0 | 0 | 0 | 0 | 0 | 0 | 0 | 0 | 0 | 0 | 0 | 0 | 0 | 0 | 0 | 0 | 0 | 0 | 0
Other unspecified | 0 | 0 | 0 | 0 | 0 | 0 | 0 | 0 | 0 | 0 | 0 | 0 | 0 | 0 | 0 | 0 | 0 | 0 | 0 | 0 | 0
Geothermal | 0 | 0 | 0 | 0 | 0 | 0 | 0 | 0 | 0 | 0 | 0 | 0 | 0 | 0 | 0 | 0 | 0 | 0 | 0 | 0 | 0
Microgeneration | 0 | 0 | 0 | 0 | 0 | 0 | 0 | 0 | 0 | 0 | 0 | 0 | 0 | 0 | 0 | 0 | 0 | 0 | 0 | 0 | 0
Other ROC | 0 | 0 | 0 | 0 | 0 | 0 | 0 | 0 | 0 | 0 | 0 | 0 | 0 | 0 | 0 | 0 | 0 | 0 | 0 | 0 | 0
Non-ROC | 0 | 0 | 0 | 0 | 0 | 0 | 0 | 0 | 0 | 0 | 0 | 0 | 0 | 0 | 0 | 0 | 0 | 0 | 0 | 0 | 0
Embedded CHP | 4639.9231 | 4832.2308 | 5024.5385 | 5216.8462 | 5409.1538 | 5601.4615 | 5793.7692 | 5986.0769 | 6178.3846 | 6370.6923 | 6563 | 6763 | 6963 | 7163 | 7363 | 7563 | 7763 | 7963 | 8163 | 8363 | 8563
Embedded Gas | 300 | 300 | 300 | 300 | 300 | 300 | 300 | 300 | 300 | 300 | 300 | 300 | 300 | 300 | 300 | 300 | 300 | 300 | 300 | 300 | 300
Embedded offshore wind | 0 | 0 | 0 | 0 | 0 | 0 | 0 | 0 | 0 | 0 | 0 | 0 | 0 | 0 | 0 | 0 | 0 | 0 | 0 | 0 | 0
Embedded onshore wind | 1569.6523 | 1569.6523 | 1569.6523 | 1569.6523 | 1569.6523 | 1569.6523 | 1569.6523 | 1569.6523 | 1569.6523 | 1569.6523 | 1569.6523 | 1569.6523 | 1569.6523 | 1569.6523 | 1569.6523 | 1569.6523 | 1569.6523 | 1569.6523 | 1569.6523 | 1569.6523 | 1569.6523
Embedded biomass | 1607.2399 | 1690.9043 | 1794.2936 | 1903.3597 | 2028.3926 | 2166.5808 | 2313.221 | 2468.3611 | 2633.3535 | 2803.5623 | 2973.8731 | 3144.2871 | 3314.8052 | 3485.4285 | 3656.1581 | 3826.9949 | 3997.9401 | 4168.9947 | 4340.1599 | 4511.4368 | 4682.8264
Embedded tidal and wave | 0.5 | 20.5 | 30.5 | 50.5 | 87 | 129.9 | 179.9 | 235.515 | 310.5953 | 400.5953 | 480.5953 | 548.0345 | 625.5897 | 714.7782 | 814.7782 | 914.7782 | 1014.7782 | 1114.7782 | 1214.7782 | 1314.7782 | 1414.7782
Embedded hydro | 541.202 | 551.202 | 561.202 | 571.202 | 581.202 | 591.202 | 620.202 | 630.202 | 640.202 | 650.202 | 660.202 | 670.202 | 680.202 | 690.202 | 700.202 | 710.202 | 720.202 | 730.202 | 740.202 | 750.202 | 760.202
Total | 90045.5173 | 93982.7862 | 86677.4596 | 91297.0183 | 91998.6915 | 93827.6298 | 91967.6995 | 92948.0065 | 94200.1641 | 93662.7285 | 99758.0731 | 97479.3811 | 98666.5084 | 94794.9813 | 101208.3345 | 102616.8148 | 101686.5896 | 102332.0402 | 103156.4937 | 103771.1958 | 100622.5854
Biomass co-firing | 1646.1 | 1646.1 | 1393.1 | 1393.1 | 583.1 | 1642.75 | 1157.75 | 1157.75 | 1157.75 | 1157.75 | 2115.5 | 2115.5 | 2115.5 | 1915.5 | 1915.5 | 1915.5 | 1915.5 | 1915.5 | 1915.5 | 1915.5 | 1915.5
Capacity mix by charting type
| 2011 | 2012 | 2013 | 2014 | 2015 | 2016 | 2017 | 2018 | 2019 | 2020 | 2021 | 2022 | 2023 | 2024 | 2025 | 2026 | 2027 | 2028 | 2029 | 2030 | 2031
Gas | 36024.9231 | 38422.2308 | 37382.5385 | 40746.8462 | 41409.1539 | 41691.4616 | 41833.7692 | 41511.077 | 43438.3846 | 42730.6923 | 48523 | 47954 | 47638 | 46238 | 44318 | 42560 | 41010 | 41210 | 41410 | 41610 | 41810
Coal | 27543 | 26992 | 22756 | 21435 | 19114 | 17649.5 | 12105 | 12105 | 12105 | 12105 | 10336 | 8349 | 7778 | 3831 | 3831 | 3831 | 3831 | 3831 | 3831 | 3831 | 3831
Oil | 3263 | 3263 | 875 | 875 | 875 | 3e-06 | 3e-06 | 3e-06 | 3e-06 | 3e-06 | 3e-06 | 3e-06 | 3e-06 | 3e-06 | 3e-06 | 3e-06 | 3e-06 | 3e-06 | 3e-06 | 3e-06 | 3e-06
OCGT | 1198 | 1198 | 1198 | 1130 | 1096 | 802 | 802 | 802 | 802 | 802 | 802 | 802 | 802 | 643 | 643 | 643 | 643 | 643 | 643 | 643 | 643
PS | 2744 | 2744 | 2744 | 2744 | 2744 | 2744 | 2744 | 2744 | 2744 | 2744 | 2744 | 2744 | 2744 | 2744 | 2744 | 2744 | 2744 | 2744 | 2744 | 2744 | 2744
Nuclear | 10561 | 10561 | 9946 | 9946 | 9456 | 9456 | 9456 | 9456 | 8375 | 7635 | 9305 | 9305 | 10975 | 10310 | 11980 | 14830 | 14830 | 14830 | 14830 | 14830 | 11200
CCS | 9e-06 | 9e-06 | 9e-06 | 9e-06 | 300 | 1100 | 1100 | 1100 | 1100 | 1100 | 1100 | 1100 | 1100 | 3100 | 9333 | 9333 | 9333 | 9333 | 9333 | 9333 | 9333
Onshore wind | 3992.6523 | 4172.649 | 5022.6255 | 5665.8103 | 6511.643 | 7377.6854 | 9628.3072 | 9705.5513 | 9861.3287 | 9901.3765 | 10043.1026 | 10072.5573 | 10218.6114 | 10248.2725 | 10397.8961 | 10433.5396 | 10772.3693 | 10936.7652 | 11280.0535 | 11413.4787 | 11413.4787
Offshore wind | 1391 | 3188.3 | 3188.3 | 5050.3 | 6382.3 | 7680.3 | 8484.3 | 9488.3 | 9488.3 | 10088.3 | 10088.3 | 10088.3 | 10088.3 | 10088.3 | 10088.3 | 10088.3 | 10088.3 | 10088.3 | 10088.3 | 10088.3 | 10088.3
Other renewable | 3327.9419 | 3441.6063 | 3564.9956 | 3704.0617 | 4110.5946 | 5326.6829 | 5814.323 | 6036.0781 | 6286.1507 | 6556.3595 | 6816.6704 | 7064.5237 | 7322.597 | 7592.4087 | 7873.1383 | 8153.9751 | 8434.9203 | 8715.9749 | 8997.1401 | 9278.417 | 9559.8066
Total | 90045.5173 | 93982.7862 | 86677.4596 | 91297.0183 | 91998.6915 | 93827.6298 | 91967.6995 | 92948.0065 | 94200.1641 | 93662.7285 | 99758.0731 | 97479.3811 | 98666.5084 | 94794.9813 | 101208.3345 | 102616.8148 | 101686.5896 | 102332.0402 | 103156.4937 | 103771.1958 | 100622.5854
Cumulative new build by plant type
| 2011 | 2012 | 2013 | 2014 | 2015 | 2016 | 2017 | 2018 | 2019 | 2020 | 2021 | 2022 | 2023 | 2024 | 2025 | 2026 | 2027 | 2028 | 2029 | 2030 | 2031
CHP | 0 | 0 | 0 | 0 | 0 | 490 | 490 | 490 | 490 | 490 | 490 | 490 | 490 | 490 | 490 | 490 | 490 | 490 | 490 | 490 | 490
AGT | 0 | 0 | 0 | 0 | 0 | 0 | 0 | 0 | 0 | 0 | 0 | 0 | 0 | 0 | 0 | 0 | 0 | 0 | 0 | 0 | 0
Oil | 0 | 0 | 0 | 0 | 0 | 0 | 0 | 0 | 0 | 0 | 0 | 0 | 0 | 0 | 0 | 0 | 0 | 0 | 0 | 0 | 0
Hydro | 0 | 0 | 0 | 0 | 0 | 118 | 118 | 118 | 118 | 118 | 118 | 118 | 118 | 118 | 118 | 118 | 118 | 118 | 118 | 118 | 118
PS | 0 | 0 | 0 | 0 | 0 | 0 | 0 | 0 | 0 | 0 | 0 | 0 | 0 | 0 | 0 | 0 | 0 | 0 | 0 | 0 | 0
Nuclear | 0 | 0 | 0 | 0 | 0 | 0 | 0 | 0 | 0 | 1670 | 3340 | 3340 | 5010 | 6680 | 8350 | 11200 | 11200 | 11200 | 11200 | 11200 | 11200
CCGT | 0 | 2205 | 2205 | 6157 | 6627 | 6627 | 7387 | 7387 | 9787 | 9787 | 15387 | 15387 | 15387 | 15387 | 15387 | 15387 | 15387 | 15387 | 15387 | 15387 | 15387
OCGT | 0 | 0 | 0 | 0 | 0 | 0 | 0 | 0 | 0 | 0 | 0 | 0 | 0 | 0 | 0 | 0 | 0 | 0 | 0 | 0 | 0
Coal | 0 | 0 | 0 | 0 | 0 | 0 | 0 | 0 | 0 | 0 | 0 | 0 | 0 | 0 | 0 | 0 | 0 | 0 | 0 | 0 | 0
Coal + CCS | 0 | 0 | 0 | 0 | 300 | 1100 | 1100 | 1100 | 1100 | 1100 | 1100 | 1100 | 1100 | 2100 | 5040 | 5040 | 5040 | 5040 | 5040 | 5040 | 5040
CCGT + CCS | 0 | 0 | 0 | 0 | 0 | 0 | 0 | 0 | 0 | 0 | 0 | 0 | 0 | 1000 | 4293 | 4293 | 4293 | 4293 | 4293 | 4293 | 4293
Onshore wind (unclassified) | 0 | 0 | 0 | 0 | 0 | 0 | 0 | 0 | 0 | 0 | 0 | 0 | 0 | 0 | 0 | 0 | 0 | 0 | 0 | 0 | 0
Offshore wind (unclassified) | 0 | 0 | 0 | 0 | 0 | 0 | 0 | 0 | 0 | 0 | 0 | 0 | 0 | 0 | 0 | 0 | 0 | 0 | 0 | 0 | 0
Onshore wind | 0 | 180.2968 | 1030.2732 | 1673.4581 | 2519.2907 | 3385.3331 | 5635.955 | 5713.1991 | 5868.9764 | 5909.0243 | 6050.7503 | 6080.205 | 6226.2591 | 6255.9202 | 6405.5439 | 6441.1873 | 6780.017 | 6944.4129 | 7287.7012 | 7421.1264 | 7421.1264
Onshore wind (Medium) | 0 | 0 | 0 | 0 | 0 | 0 | 0 | 0 | 0 | 0 | 0 | 0 | 0 | 0 | 0 | 0 | 0 | 0 | 0 | 0 | 0
Onshore wind (Low) | 0 | 0 | 0 | 0 | 0 | 0 | 0 | 0 | 0 | 0 | 0 | 0 | 0 | 0 | 0 | 0 | 0 | 0 | 0 | 0 | 0
Offshore wind | 0 | 1797.3 | 1797.3 | 3659.3 | 4991.3 | 6289.3 | 7093.3 | 8097.3 | 8097.3 | 8697.3 | 8697.3 | 8697.3 | 8697.3 | 8697.3 | 8697.3 | 8697.3 | 8697.3 | 8697.3 | 8697.3 | 8697.3 | 8697.3
Offshore wind (Low) | 0 | 0 | 0 | 0 | 0 | 0 | 0 | 0 | 0 | 0 | 0 | 0 | 0 | 0 | 0 | 0 | 0 | 0 | 0 | 0 | 0
Wave | 0 | 0 | 0 | 0 | 0 | 0 | 0 | 0 | 0 | 0 | 0 | 0 | 0 | 0 | 0 | 0 | 0 | 0 | 0 | 0 | 0
Tidal Stream | 0 | 0 | 0 | 0 | 0 | 0 | 0 | 0 | 0 | 0 | 0 | 0 | 0 | 0 | 0 | 0 | 0 | 0 | 0 | 0 | 0
Tidal Range | 0 | 0 | 0 | 0 | 0 | 0 | 0 | 0 | 0 | 0 | 0 | 0 | 0 | 0 | 0 | 0 | 0 | 0 | 0 | 0 | 0
Sewage gas | 0 | 0 | 0 | 0 | 0 | 0 | 0 | 0 | 0 | 0 | 0 | 0 | 0 | 0 | 0 | 0 | 0 | 0 | 0 | 0 | 0
Solar | 0 | 0 | 0 | 0 | 0 | 0 | 0 | 0 | 0 | 0 | 0 | 0 | 0 | 0 | 0 | 0 | 0 | 0 | 0 | 0 | 0
Biomass regular | 0 | 0 | 0 | 0 | 235 | 1142 | 1404 | 1405 | 1405 | 1405 | 1405 | 1405 | 1405 | 1405 | 1405 | 1405 | 1405 | 1405 | 1405 | 1405 | 1405
Biomass energy crop | 0 | 0 | 0 | 0 | 0 | 0 | 0 | 0 | 0 | 0 | 0 | 0 | 0 | 0 | 0 | 0 | 0 | 0 | 0 | 0 | 0
Biowaste | 0 | 0 | 0 | 0 | 0 | 0 | 0 | 0 | 0 | 0 | 0 | 0 | 0 | 0 | 0 | 0 | 0 | 0 | 0 | 0 | 0
Biogas | 0 | 0 | 0 | 0 | 0 | 0 | 0 | 0 | 0 | 0 | 0 | 0 | 0 | 0 | 0 | 0 | 0 | 0 | 0 | 0 | 0
Biodiesel | 0 | 0 | 0 | 0 | 0 | 0 | 0 | 0 | 0 | 0 | 0 | 0 | 0 | 0 | 0 | 0 | 0 | 0 | 0 | 0 | 0
Biomass ACT | 0 | 0 | 0 | 0 | 0 | 0 | 0 | 0 | 0 | 0 | 0 | 0 | 0 | 0 | 0 | 0 | 0 | 0 | 0 | 0 | 0
Biomass AD | 0 | 0 | 0 | 0 | 0 | 0 | 0 | 0 | 0 | 0 | 0 | 0 | 0 | 0 | 0 | 0 | 0 | 0 | 0 | 0 | 0
Biomass regular (CHP) | 0 | 0 | 0 | 0 | 0 | 0 | 0 | 0 | 0 | 0 | 0 | 0 | 0 | 0 | 0 | 0 | 0 | 0 | 0 | 0 | 0
Biomass energy crop (CHP) | 0 | 0 | 0 | 0 | 0 | 0 | 0 | 0 | 0 | 0 | 0 | 0 | 0 | 0 | 0 | 0 | 0 | 0 | 0 | 0 | 0
Biowaste (CHP) | 0 | 0 | 0 | 0 | 0 | 0 | 0 | 0 | 0 | 0 | 0 | 0 | 0 | 0 | 0 | 0 | 0 | 0 | 0 | 0 | 0
Biogas (CHP) | 0 | 0 | 0 | 0 | 0 | 0 | 0 | 0 | 0 | 0 | 0 | 0 | 0 | 0 | 0 | 0 | 0 | 0 | 0 | 0 | 0
Biodiesel (CHP) | 0 | 0 | 0 | 0 | 0 | 0 | 0 | 0 | 0 | 0 | 0 | 0 | 0 | 0 | 0 | 0 | 0 | 0 | 0 | 0 | 0
Biomass ACT (CHP) | 0 | 0 | 0 | 0 | 0 | 0 | 0 | 0 | 0 | 0 | 0 | 0 | 0 | 0 | 0 | 0 | 0 | 0 | 0 | 0 | 0
Biomass AD (CHP) | 0 | 0 | 0 | 0 | 0 | 0 | 0 | 0 | 0 | 0 | 0 | 0 | 0 | 0 | 0 | 0 | 0 | 0 | 0 | 0 | 0
Landfill gas | 0 | 0 | 0 | 0 | 0 | 0 | 0 | 0 | 0 | 0 | 0 | 0 | 0 | 0 | 0 | 0 | 0 | 0 | 0 | 0 | 0
Hydro (small scale) | 0 | 0 | 0 | 0 | 0 | 0 | 0 | 0 | 0 | 0 | 0 | 0 | 0 | 0 | 0 | 0 | 0 | 0 | 0 | 0 | 0
Geopressure | 0 | 0 | 0 | 0 | 0 | 0 | 0 | 0 | 0 | 0 | 0 | 0 | 0 | 0 | 0 | 0 | 0 | 0 | 0 | 0 | 0
Standard gasification or pyrolysis | 0 | 0 | 0 | 0 | 0 | 0 | 0 | 0 | 0 | 0 | 0 | 0 | 0 | 0 | 0 | 0 | 0 | 0 | 0 | 0 | 0
Other unspecified | 0 | 0 | 0 | 0 | 0 | 0 | 0 | 0 | 0 | 0 | 0 | 0 | 0 | 0 | 0 | 0 | 0 | 0 | 0 | 0 | 0
Geothermal | 0 | 0 | 0 | 0 | 0 | 0 | 0 | 0 | 0 | 0 | 0 | 0 | 0 | 0 | 0 | 0 | 0 | 0 | 0 | 0 | 0
Microgeneration | 0 | 0 | 0 | 0 | 0 | 0 | 0 | 0 | 0 | 0 | 0 | 0 | 0 | 0 | 0 | 0 | 0 | 0 | 0 | 0 | 0
Other ROC | 0 | 0 | 0 | 0 | 0 | 0 | 0 | 0 | 0 | 0 | 0 | 0 | 0 | 0 | 0 | 0 | 0 | 0 | 0 | 0 | 0
Non-ROC | 0 | 0 | 0 | 0 | 0 | 0 | 0 | 0 | 0 | 0 | 0 | 0 | 0 | 0 | 0 | 0 | 0 | 0 | 0 | 0 | 0
Embedded CHP | 0 | 192.3077 | 384.6154 | 576.9231 | 769.2308 | 961.5385 | 1153.8462 | 1346.1538 | 1538.4615 | 1730.7692 | 1923.0769 | 2123.0769 | 2323.0769 | 2523.0769 | 2723.0769 | 2923.0769 | 3123.0769 | 3323.0769 | 3523.0769 | 3723.0769 | 3923.0769
Embedded Gas | 0 | 0 | 0 | 0 | 0 | 0 | 0 | 0 | 0 | 0 | 0 | 0 | 0 | 0 | 0 | 0 | 0 | 0 | 0 | 0 | 0
Embedded offshore wind | 0 | 0 | 0 | 0 | 0 | 0 | 0 | 0 | 0 | 0 | 0 | 0 | 0 | 0 | 0 | 0 | 0 | 0 | 0 | 0 | 0
Embedded onshore wind | 0 | 0 | 0 | 0 | 0 | 0 | 0 | 0 | 0 | 0 | 0 | 0 | 0 | 0 | 0 | 0 | 0 | 0 | 0 | 0 | 0
Embedded biomass | 0 | 83.6644 | 187.0537 | 296.1199 | 421.1527 | 559.341 | 705.9811 | 861.1212 | 1026.1136 | 1196.3224 | 1366.6332 | 1537.0472 | 1707.5653 | 1878.1886 | 2048.9182 | 2219.755 | 2390.7002 | 2561.7549 | 2732.9201 | 2904.1969 | 3075.5865
Embedded tidal and wave | 0 | 20 | 30 | 50 | 86.5 | 129.4 | 179.4 | 235.015 | 310.0953 | 400.0953 | 480.0953 | 547.5345 | 625.0897 | 714.2782 | 814.2782 | 914.2782 | 1014.2782 | 1114.2782 | 1214.2782 | 1314.2782 | 1414.2782
Embedded hydro | 0 | 10 | 20 | 30 | 40 | 50 | 79 | 89 | 99 | 109 | 119 | 129 | 139 | 149 | 159 | 169 | 179 | 189 | 199 | 209 | 219
Total | 0 | 4488.5689 | 5654.2423 | 12442.801 | 15989.4741 | 20851.9125 | 25346.4822 | 26841.7891 | 29839.9467 | 32612.5111 | 40476.8557 | 40954.1637 | 43228.291 | 47397.764 | 55931.1171 | 59297.5974 | 60117.3723 | 60762.8228 | 61587.2763 | 62201.9784 | 62683.368
Cumulative new build by chart type
| 2011 | 2012 | 2013 | 2014 | 2015 | 2016 | 2017 | 2018 | 2019 | 2020 | 2021 | 2022 | 2023 | 2024 | 2025 | 2026 | 2027 | 2028 | 2029 | 2030 | 2031
Gas | 0 | 2397.3077 | 2589.6154 | 6733.9231 | 7396.2308 | 8078.5385 | 9030.8461 | 9223.1538 | 11815.4615 | 12007.7692 | 17800.0769 | 18000.0769 | 18200.0769 | 18400.0769 | 18600.0769 | 18800.0769 | 19000.0769 | 19200.0769 | 19400.0769 | 19600.0769 | 19800.0769
Coal | 0 | 0 | 0 | 0 | 0 | 0 | 0 | 0 | 0 | 0 | 0 | 0 | 0 | 0 | 0 | 0 | 0 | 0 | 0 | 0 | 0
Oil | 0 | 0 | 0 | 0 | 0 | 0 | 0 | 0 | 0 | 0 | 0 | 0 | 0 | 0 | 0 | 0 | 0 | 0 | 0 | 0 | 0
OCGT | 0 | 0 | 0 | 0 | 0 | 0 | 0 | 0 | 0 | 0 | 0 | 0 | 0 | 0 | 0 | 0 | 0 | 0 | 0 | 0 | 0
PS | 0 | 0 | 0 | 0 | 0 | 0 | 0 | 0 | 0 | 0 | 0 | 0 | 0 | 0 | 0 | 0 | 0 | 0 | 0 | 0 | 0
Nuclear | 0 | 0 | 0 | 0 | 0 | 0 | 0 | 0 | 0 | 1670 | 3340 | 3340 | 5010 | 6680 | 8350 | 11200 | 11200 | 11200 | 11200 | 11200 | 11200
CCS | 0 | 0 | 0 | 0 | 300 | 1100 | 1100 | 1100 | 1100 | 1100 | 1100 | 1100 | 1100 | 3100 | 9333 | 9333 | 9333 | 9333 | 9333 | 9333 | 9333
Onshore wind | 0 | 180.2968 | 1030.2732 | 1673.4581 | 2519.2907 | 3385.3331 | 5635.955 | 5713.1991 | 5868.9764 | 5909.0243 | 6050.7503 | 6080.205 | 6226.2591 | 6255.9202 | 6405.5439 | 6441.1873 | 6780.017 | 6944.4129 | 7287.7012 | 7421.1264 | 7421.1264
Offshore wind | 0 | 1797.3 | 1797.3 | 3659.3 | 4991.3 | 6289.3 | 7093.3 | 8097.3 | 8097.3 | 8697.3 | 8697.3 | 8697.3 | 8697.3 | 8697.3 | 8697.3 | 8697.3 | 8697.3 | 8697.3 | 8697.3 | 8697.3 | 8697.3
Other renewable | 0 | 113.6644 | 237.0537 | 376.1199 | 782.6527 | 1998.741 | 2486.3811 | 2708.1362 | 2958.2088 | 3228.4176 | 3488.7285 | 3736.5818 | 3994.6551 | 4264.4668 | 4545.1964 | 4826.0332 | 5106.9784 | 5388.033 | 5669.1982 | 5950.4751 | 6231.8647
Total | 0 | 4488.5689 | 5654.2423 | 12442.801 | 15989.4741 | 20851.9125 | 25346.4822 | 26841.7891 | 29839.9467 | 32612.5111 | 40476.8557 | 40954.1637 | 43228.291 | 47397.764 | 55931.1171 | 59297.5974 | 60117.3723 | 60762.8228 | 61587.2763 | 62201.9784 | 62683.368
Generation by plant type (TWh)
| 2011 | 2012 | 2013 | 2014 | 2015 | 2016 | 2017 | 2018 | 2019 | 2020 | 2021 | 2022 | 2023 | 2024 | 2025 | 2026 | 2027 | 2028 | 2029 | 2030 | 2031
CHP | 9.1101 | 6.2528 | 7.0439 | 5.4329 | 5.2797 | 9.5603 | 9.4035 | 9.6481 | 9.6437 | 9.722 | 8.0921 | 8.5667 | 7.8979 | 6.9824 | 4.6211 | 3.9218 | 3.9671 | 4.0835 | 4.1793 | 4.2559 | 0
AGT | 0 | 0 | 0 | 0 | 0 | 0 | 0 | 0 | 0 | 0 | 0 | 0 | 0 | 0 | 0 | 0 | 0 | 0 | 0 | 0 | 0
Oil | 0 | 0 | 0 | 0 | 0 | 0 | 0 | 0 | 0 | 0 | 0 | 0 | 0 | 0 | 0 | 0 | 0 | 0 | 0 | 0 | 0
Hydro | 3.0864 | 2.9165 | 2.9165 | 2.9165 | 2.9165 | 3.4262 | 3.4262 | 3.4262 | 3.4262 | 3.4262 | 3.4262 | 3.4262 | 3.4262 | 3.4262 | 3.4259 | 3.4259 | 3.4262 | 3.4262 | 3.4262 | 3.4262 | 0
PS | 0 | 0 | 0 | 0 | 0 | 0 | 0.00052109 | 0.00010802 | 0 | 0 | 0 | 0 | 0 | 0 | 0 | 0 | 0 | 0 | 0 | 0 | 0
Nuclear | 74.2143 | 74.2143 | 69.8925 | 69.8925 | 66.4492 | 66.4492 | 66.4492 | 66.4492 | 58.8528 | 53.6527 | 65.3881 | 65.3881 | 77.1235 | 72.4502 | 84.1845 | 104.212 | 104.212 | 104.212 | 104.2121 | 104.2126 | 0
CCGT | 87.0668 | 49.868 | 59.3664 | 60.9908 | 63.9076 | 78.8588 | 81.0614 | 80.5369 | 94.5141 | 96.993 | 106.8024 | 110.8452 | 105.9472 | 101.7871 | 62.3547 | 50.6379 | 51.3159 | 53.0166 | 54.0033 | 55.8848 | 0
OCGT | 0 | 0 | 0 | 0 | 0 | 0 | 1.027e-11 | 1.027e-11 | 0 | 0 | 0 | 0 | 0 | 0 | 0 | 0 | 0 | 0 | 0 | 0 | 0
Coal | 99.7993 | 147.9033 | 138.8526 | 134.7392 | 126.8978 | 79.6444 | 67.5756 | 56.3705 | 50.1474 | 47.9246 | 26.2315 | 20.8676 | 16.8004 | 13.3681 | 13.32 | 12.8964 | 12.8793 | 12.9226 | 12.9175 | 12.9579 | 0
Coal + CCS | 4.493e-11 | 1.6417e-08 | 3.1258e-08 | 3.3878e-08 | 2.0991 | 7.6968 | 7.6968 | 7.6973 | 7.6973 | 7.6973 | 7.6973 | 7.6973 | 7.6973 | 14.6948 | 35.2676 | 35.2666 | 35.2661 | 35.2661 | 35.2659 | 35.2654 | 0
CCGT + CCS | 0 | 0 | 0 | 0 | 0 | 1.7116e-12 | 3.5944e-11 | 2.7988e-08 | 2.799e-08 | 2.799e-08 | 2.799e-08 | 2.799e-08 | 2.7988e-08 | 6.9971 | 30.0386 | 30.0386 | 30.0265 | 30.0386 | 30.0338 | 30.0386 | 0
Onshore wind (unclassified) | 0 | 0 | 0 | 0 | 0 | 0 | 0 | 0 | 0 | 0 | 0 | 0 | 0 | 0 | 0 | 0 | 0 | 0 | 0 | 0 | 0
Offshore wind (unclassified) | 0 | 0 | 0 | 0 | 0 | 0 | 0 | 0 | 0 | 0 | 0 | 0 | 0 | 0 | 0 | 0 | 0 | 0 | 0 | 0 | 0
Onshore wind | 5.9962 | 6.4249 | 8.5577 | 10.1524 | 12.272 | 14.5787 | 20.3539 | 20.5405 | 21.0917 | 21.1843 | 21.703 | 21.7711 | 22.2998 | 22.3684 | 22.9054 | 22.9878 | 23.9626 | 24.343 | 25.1373 | 25.446 | 0
Onshore wind (Medium) | 0 | 0 | 0 | 0 | 0 | 0 | 0 | 0 | 0 | 0 | 0 | 0 | 0 | 0 | 0 | 0 | 0 | 0 | 0 | 0 | 0
Onshore wind (Low) | 0 | 0 | 0 | 0 | 0 | 0 | 0 | 0 | 0 | 0 | 0 | 0 | 0 | 0 | 0 | 0 | 0 | 0 | 0 | 0 | 0
Offshore wind | 4.5922 | 10.5201 | 10.5201 | 16.4101 | 20.8068 | 25.3617 | 28.0167 | 31.3336 | 31.3336 | 33.3185 | 33.3185 | 33.3185 | 33.3185 | 33.3185 | 33.3185 | 33.3185 | 33.3185 | 33.3185 | 33.3185 | 33.3185 | 0
Offshore wind (Low) | 0 | 0 | 0 | 0 | 0 | 0 | 0 | 0 | 0 | 0 | 0 | 0 | 0 | 0 | 0 | 0 | 0 | 0 | 0 | 0 | 0
Wave | 5.2697e-09 | 5.2697e-09 | 5.2697e-09 | 5.2697e-09 | 5.2697e-09 | 5.2697e-09 | 5.2697e-09 | 5.2697e-09 | 5.2697e-09 | 5.2697e-09 | 5.2697e-09 | 5.2697e-09 | 5.2697e-09 | 5.2697e-09 | 5.2697e-09 | 5.2697e-09 | 5.2697e-09 | 5.2697e-09 | 5.2697e-09 | 5.2697e-09 | 0
Tidal Stream | 0.070272 | 0.070272 | 0.070272 | 0.070272 | 0.070272 | 0.070272 | 0.070272 | 0.070272 | 0.070272 | 0.070272 | 0.070272 | 0.070272 | 0.070272 | 0.070272 | 0.070272 | 0.070272 | 0.070272 | 0.070272 | 0.070272 | 0.070272 | 0
Tidal Range | 0 | 0 | 0 | 0 | 0 | 0 | 0 | 0 | 0 | 0 | 0 | 0 | 0 | 0 | 0 | 0 | 0 | 0 | 0 | 0 | 0
Sewage gas | 0 | 0 | 0 | 0 | 0 | 0 | 0 | 0 | 0 | 0 | 0 | 0 | 0 | 0 | 0 | 0 | 0 | 0 | 0 | 0 | 0
Solar | 0 | 0 | 0 | 0 | 0 | 0 | 0 | 0 | 0 | 0 | 0 | 0 | 0 | 0 | 0 | 0 | 0 | 0 | 0 | 0 | 0
Biomass regular | 7.0111 | 7.0663 | 6.5153 | 6.5153 | 6.4027 | 17.7127 | 18.6276 | 18.6347 | 18.4049 | 18.3831 | 24.6583 | 24.5866 | 24.3012 | 23.9229 | 23.8654 | 23.4198 | 23.4028 | 23.4472 | 23.4444 | 23.4902 | 0
Biomass energy crop | 0 | 0 | 0 | 0 | 0 | 0 | 0 | 0 | 0 | 0 | 0 | 0 | 0 | 0 | 0 | 0 | 0 | 0 | 0 | 0 | 0
Biowaste | 0 | 0 | 0 | 0 | 0 | 0 | 0 | 0 | 0 | 0 | 0 | 0 | 0 | 0 | 0 | 0 | 0 | 0 | 0 | 0 | 0
Biogas | 0 | 0 | 0 | 0 | 0 | 0 | 0 | 0 | 0 | 0 | 0 | 0 | 0 | 0 | 0 | 0 | 0 | 0 | 0 | 0 | 0
Biodiesel | 0 | 0 | 0 | 0 | 0 | 0 | 0 | 0 | 0 | 0 | 0 | 0 | 0 | 0 | 0 | 0 | 0 | 0 | 0 | 0 | 0
Biomass ACT | 0 | 0 | 0 | 0 | 0 | 0 | 0 | 0 | 0 | 0 | 0 | 0 | 0 | 0 | 0 | 0 | 0 | 0 | 0 | 0 | 0
Biomass AD | 0 | 0 | 0 | 0 | 0 | 0 | 0 | 0 | 0 | 0 | 0 | 0 | 0 | 0 | 0 | 0 | 0 | 0 | 0 | 0 | 0
Biomass regular (CHP) | 0 | 0 | 0 | 0 | 0 | 0 | 0 | 0 | 0 | 0 | 0 | 0 | 0 | 0 | 0 | 0 | 0 | 0 | 0 | 0 | 0
Biomass energy crop (CHP) | 0 | 0 | 0 | 0 | 0 | 0 | 0 | 0 | 0 | 0 | 0 | 0 | 0 | 0 | 0 | 0 | 0 | 0 | 0 | 0 | 0
Biowaste (CHP) | 0 | 0 | 0 | 0 | 0 | 0 | 0 | 0 | 0 | 0 | 0 | 0 | 0 | 0 | 0 | 0 | 0 | 0 | 0 | 0 | 0
Biogas (CHP) | 0 | 0 | 0 | 0 | 0 | 0 | 0 | 0 | 0 | 0 | 0 | 0 | 0 | 0 | 0 | 0 | 0 | 0 | 0 | 0 | 0
Biodiesel (CHP) | 0 | 0 | 0 | 0 | 0 | 0 | 0 | 0 | 0 | 0 | 0 | 0 | 0 | 0 | 0 | 0 | 0 | 0 | 0 | 0 | 0
Biomass ACT (CHP) | 0 | 0 | 0 | 0 | 0 | 0 | 0 | 0 | 0 | 0 | 0 | 0 | 0 | 0 | 0 | 0 | 0 | 0 | 0 | 0 | 0
Biomass AD (CHP) | 0 | 0 | 0 | 0 | 0 | 0 | 0 | 0 | 0 | 0 | 0 | 0 | 0 | 0 | 0 | 0 | 0 | 0 | 0 | 0 | 0
Landfill gas | 0 | 0 | 0 | 0 | 0 | 0 | 0 | 0 | 0 | 0 | 0 | 0 | 0 | 0 | 0 | 0 | 0 | 0 | 0 | 0 | 0
Hydro (small scale) | 0 | 0 | 0 | 0 | 0 | 0 | 0 | 0 | 0 | 0 | 0 | 0 | 0 | 0 | 0 | 0 | 0 | 0 | 0 | 0 | 0
Geopressure | 0 | 0 | 0 | 0 | 0 | 0 | 0 | 0 | 0 | 0 | 0 | 0 | 0 | 0 | 0 | 0 | 0 | 0 | 0 | 0 | 0
Standard gasification or pyrolysis | 0 | 0 | 0 | 0 | 0 | 0 | 0 | 0 | 0 | 0 | 0 | 0 | 0 | 0 | 0 | 0 | 0 | 0 | 0 | 0 | 0
Other unspecified | 0 | 0 | 0 | 0 | 0 | 0 | 0 | 0 | 0 | 0 | 0 | 0 | 0 | 0 | 0 | 0 | 0 | 0 | 0 | 0 | 0
Geothermal | 0 | 0 | 0 | 0 | 0 | 0 | 0 | 0 | 0 | 0 | 0 | 0 | 0 | 0 | 0 | 0 | 0 | 0 | 0 | 0 | 0
Microgeneration | 0 | 0 | 0 | 0 | 0 | 0 | 0 | 0 | 0 | 0 | 0 | 0 | 0 | 0 | 0 | 0 | 0 | 0 | 0 | 0 | 0
Other ROC | 0 | 0 | 0 | 0 | 0 | 0 | 0 | 0 | 0 | 0 | 0 | 0 | 0 | 0 | 0 | 0 | 0 | 0 | 0 | 0 | 0
Non-ROC | 0 | 0 | 0 | 0 | 0 | 0 | 0 | 0 | 0 | 0 | 0 | 0 | 0 | 0 | 0 | 0 | 0 | 0 | 0 | 0 | 0
Embedded CHP | 20.3368 | 21.1797 | 22.0226 | 22.8654 | 23.7083 | 24.5512 | 25.3941 | 26.237 | 27.0799 | 27.9227 | 28.7656 | 29.6422 | 30.5188 | 31.3954 | 32.272 | 33.1486 | 34.0252 | 34.9018 | 35.7784 | 36.655 | 37.5316
Embedded Gas | 1.8409 | 1.8409 | 1.8409 | 1.8409 | 1.8409 | 1.8409 | 1.8409 | 1.8409 | 1.8409 | 1.8409 | 1.8409 | 1.8409 | 1.8409 | 1.8409 | 1.8409 | 1.8409 | 1.8409 | 1.8409 | 1.8409 | 1.8409 | 1.8409
Embedded offshore wind | 0 | 0 | 0 | 0 | 0 | 0 | 0 | 0 | 0 | 0 | 0 | 0 | 0 | 0 | 0 | 0 | 0 | 0 | 0 | 0 | 0
Embedded onshore wind | 3.7151 | 3.7151 | 3.7151 | 3.7151 | 3.7151 | 3.7151 | 3.7151 | 3.7151 | 3.7151 | 3.7151 | 3.7151 | 3.7151 | 3.7151 | 3.7151 | 3.7151 | 3.7151 | 3.7151 | 3.7151 | 3.7151 | 3.7151 | 3.7151
Embedded biomass | 11.2713 | 11.858 | 12.583 | 13.3479 | 14.2247 | 15.1938 | 16.2222 | 17.3101 | 18.4672 | 19.6608 | 20.8552 | 22.0503 | 23.2461 | 24.4426 | 25.6399 | 26.8379 | 28.0368 | 29.2363 | 30.4367 | 31.6378 | 32.8397
Embedded tidal and wave | 0.0017532 | 0.071881 | 0.10695 | 0.17707 | 0.30506 | 0.45548 | 0.6308 | 0.82581 | 1.0891 | 1.4046 | 1.6852 | 1.9216 | 2.1936 | 2.5063 | 2.8569 | 3.2076 | 3.5582 | 3.9089 | 4.2595 | 4.6101 | 4.9608
Embedded hydro | 1.5656 | 1.5945 | 1.6234 | 1.6524 | 1.6813 | 1.7102 | 1.7941 | 1.823 | 1.852 | 1.8809 | 1.9098 | 1.9387 | 1.9677 | 1.9966 | 2.0255 | 2.0545 | 2.0834 | 2.1123 | 2.1412 | 2.1702 | 2.1991
Total | 329.6781 | 345.4964 | 345.6274 | 350.7188 | 352.577 | 350.8257 | 352.2787 | 346.4591 | 349.2259 | 348.797 | 356.1595 | 357.6464 | 362.3643 | 365.283 | 381.7223 | 391.0002 | 395.1068 | 399.8598 | 404.1804 | 408.9954 | 83.0872
Generation by chart type
| 2011 | 2012 | 2013 | 2014 | 2015 | 2016 | 2017 | 2018 | 2019 | 2020 | 2021 | 2022 | 2023 | 2024 | 2025 | 2026 | 2027 | 2028 | 2029 | 2030 | 2031
Gas | 118.3546 | 79.1413 | 90.2738 | 91.13 | 94.7364 | 114.8111 | 117.6999 | 118.2628 | 133.0785 | 136.4786 | 145.501 | 150.895 | 146.2048 | 142.0059 | 101.0887 | 89.5492 | 91.1491 | 93.8427 | 95.8019 | 98.6365 | 39.3725
Coal | 99.7993 | 147.9033 | 138.8526 | 134.7392 | 126.8978 | 79.6444 | 67.5756 | 56.3705 | 50.1474 | 47.9246 | 26.2315 | 20.8676 | 16.8004 | 13.3681 | 13.32 | 12.8964 | 12.8793 | 12.9226 | 12.9175 | 12.9579 | 0
Oil | 0 | 0 | 0 | 0 | 0 | 0 | 0 | 0 | 0 | 0 | 0 | 0 | 0 | 0 | 0 | 0 | 0 | 0 | 0 | 0 | 0
OCGT | 0 | 0 | 0 | 0 | 0 | 0 | 1.027e-11 | 1.027e-11 | 0 | 0 | 0 | 0 | 0 | 0 | 0 | 0 | 0 | 0 | 0 | 0 | 0
PS | 0 | 0 | 0 | 0 | 0 | 0 | 0.00052109 | 0.00010802 | 0 | 0 | 0 | 0 | 0 | 0 | 0 | 0 | 0 | 0 | 0 | 0 | 0
Nuclear | 74.2143 | 74.2143 | 69.8925 | 69.8925 | 66.4492 | 66.4492 | 66.4492 | 66.4492 | 58.8528 | 53.6527 | 65.3881 | 65.3881 | 77.1235 | 72.4502 | 84.1845 | 104.212 | 104.212 | 104.212 | 104.2121 | 104.2126 | 0
CCS | 4.493e-11 | 1.6417e-08 | 3.1258e-08 | 3.3878e-08 | 2.0991 | 7.6968 | 7.6968 | 7.6973 | 7.6973 | 7.6973 | 7.6973 | 7.6973 | 7.6973 | 21.6919 | 65.3062 | 65.3052 | 65.2926 | 65.3047 | 65.2997 | 65.3039 | 0
Onshore wind | 9.7113 | 10.14 | 12.2728 | 13.8675 | 15.9871 | 18.2938 | 24.0689 | 24.2556 | 24.8067 | 24.8994 | 25.4181 | 25.4862 | 26.0149 | 26.0835 | 26.6204 | 26.7029 | 27.6777 | 28.058 | 28.8524 | 29.1611 | 3.7151
Offshore wind | 4.5922 | 10.5201 | 10.5201 | 16.4101 | 20.8068 | 25.3617 | 28.0167 | 31.3336 | 31.3336 | 33.3185 | 33.3185 | 33.3185 | 33.3185 | 33.3185 | 33.3185 | 33.3185 | 33.3185 | 33.3185 | 33.3185 | 33.3185 | 0
Other renewable | 23.0064 | 23.5775 | 23.8156 | 24.6795 | 25.6006 | 38.5687 | 40.7711 | 42.09 | 43.3096 | 44.8259 | 52.6049 | 53.9937 | 55.2049 | 56.3649 | 57.884 | 59.016 | 60.5776 | 62.2011 | 63.7783 | 65.4048 | 39.9996
Total | 329.6781 | 345.4964 | 345.6274 | 350.7188 | 352.577 | 350.8257 | 352.2787 | 346.4591 | 349.2259 | 348.797 | 356.1595 | 357.6464 | 362.3643 | 365.283 | 381.7223 | 391.0002 | 395.1068 | 399.8598 | 404.1804 | 408.9954 | 83.0872
Inc total embedded of: | 38.7313 | 40.26 | 41.8919 | 43.5987 | 45.4753 | 47.4666 | 49.5971 | 51.7519 | 54.044 | 56.425 | 58.7717 | 61.1088 | 63.4821 | 65.8969 | 68.3503 | 70.8046 | 73.2595 | 75.7153 | 78.1718 | 80.6291 | 83.0872
Capacity by SYS Zone
| 2011 | 2012 | 2013 | 2014 | 2015 | 2016 | 2017 | 2018 | 2019 | 2020 | 2021 | 2022 | 2023 | 2024 | 2025 | 2026 | 2027 | 2028 | 2029 | 2030 | 2031
A | 3512 | 3512 | 3122 | 3122 | 3122 | 2217 | 2217 | 2217 | 2217 | 2217 | 3817 | 3817 | 3817 | 3102 | 3102 | 2694 | 1744 | 1744 | 1744 | 1744 | 1744
B | 2659 | 2661.1137 | 1734.6354 | 1735.1933 | 2067.8859 | 2292.3999 | 2293.2691 | 2294.2253 | 3095.0997 | 3095.9765 | 3896.5433 | 3897.1882 | 3897.8497 | 3898.4991 | 3899.2388 | 3900.0191 | 3904.9012 | 3908.5004 | 3916.0162 | 3918.9373 | 3918.9373
C | 9554 | 10060.1138 | 6754.6354 | 7527.1933 | 6683.8859 | 6794.3999 | 7555.2691 | 7556.2253 | 7276.0997 | 7276.9765 | 8077.5433 | 8078.1882 | 9748.8497 | 9749.4991 | 12043.2388 | 13694.0192 | 12898.9012 | 12902.5004 | 12910.0162 | 12912.9373 | 12912.9373
D | 3108 | 3108 | 1650 | 1650 | 1650 | 1550 | 1550 | 1550 | 1550 | 1550 | 3150 | 3150 | 3150 | 3150 | 3150 | 1600 | 1600 | 1600 | 1600 | 1600 | 1600
E | 1261 | 1263.7093 | 1264.378 | 1265.0931 | 1265.9808 | 1267.9215 | 1269.0355 | 1270.2612 | 2071.382 | 3742.5058 | 4543.2323 | 4544.0589 | 4544.9069 | 4954.7392 | 4955.6873 | 4956.6876 | 4962.9453 | 4967.5587 | 4977.1922 | 4980.9364 | 4980.9364
F | 1045 | 1047.7093 | 1048.378 | 1049.0931 | 1049.9808 | 1353.9215 | 1759.0355 | 2164.2612 | 2165.382 | 2166.5058 | 2167.2323 | 2168.0589 | 2168.9069 | 2169.7392 | 2170.6873 | 2171.6876 | 2177.9453 | 2182.5587 | 2192.1922 | 2195.9364 | 2195.9364
G | 1449 | 1449.4328 | 1234.5396 | 1234.6539 | 1399.7957 | 1400.1057 | 1400.2837 | 1400.4795 | 1400.6585 | 1400.8381 | 1400.9541 | 1401.0862 | 1401.2217 | 1401.3546 | 1401.5061 | 1401.6659 | 1402.6656 | 1403.4026 | 1404.9415 | 1405.5397 | 1405.5397
H | 4470 | 5739.4447 | 5620.7755 | 5278.2686 | 5751.363 | 6598.1281 | 5033.0116 | 5037.2842 | 5041.1913 | 5045.109 | 5047.6416 | 5050.523 | 5053.4789 | 5005.3805 | 5008.6857 | 5012.1725 | 5033.9867 | 5050.0688 | 5083.6509 | 5096.7033 | 5096.7033
I | 5610 | 5142.35 | 4909.4 | 5795.6 | 6122.8 | 6339.5528 | 7310.7056 | 7310.7056 | 7310.7056 | 7310.7056 | 7310.7056 | 7310.7056 | 7310.7056 | 6236.7056 | 6236.7056 | 6236.7056 | 6236.7056 | 6236.7056 | 6236.7056 | 6236.7056 | 5021.7056
J | 2630 | 2711.4897 | 2297.0913 | 2298.8043 | 2800.9306 | 3305.579 | 3308.2475 | 3311.1833 | 3313.868 | 3316.5599 | 3318.3001 | 3320.28 | 3322.3111 | 2693.3049 | 1955.576 | 1957.9718 | 1972.961 | 1984.0113 | 2007.0865 | 2016.0551 | 2016.0551
K | 7425 | 8303.4408 | 8305.5239 | 9147.752 | 9150.5176 | 9156.5636 | 9560.0343 | 9763.8528 | 9767.3446 | 10370.8459 | 10373.1093 | 10375.6845 | 10378.3262 | 7393.9194 | 8396.8733 | 8399.9895 | 8419.4852 | 8433.8579 | 8463.8707 | 8475.5357 | 8475.5357
L | 4221 | 4221 | 4003 | 5323 | 4359 | 4505.2019 | 4651.4038 | 4651.4038 | 4651.4038 | 4651.4038 | 3683.4038 | 1696.4038 | 1696.4038 | 1696.4038 | 1696.4038 | 1696.4038 | 1696.4038 | 1696.4038 | 1696.4038 | 1696.4038 | 1696.4038
M | 2465 | 2474.1621 | 2266.4232 | 2268.8417 | 2271.8436 | 2278.4062 | 2282.1735 | 1771.3183 | 1775.1086 | 1778.909 | 1781.3658 | 1784.161 | 1787.0286 | 1789.8434 | 413.0496 | 416.4321 | 437.5937 | 453.1946 | 485.7721 | 498.4339 | 498.4339
N | 2797 | 2809.2415 | 2812.2625 | 3725.4939 | 3729.5047 | 2761.773 | 980.3065 | 985.8444 | 990.9085 | 995.9863 | 999.2689 | 1003.0035 | 1006.8348 | 976.5957 | 980.8796 | 985.3989 | 1013.6729 | 1034.5173 | 1078.044 | 1094.9615 | 1094.9615
O | 2776 | 2776 | 2752 | 2752 | 2505 | 2555.6855 | 2030.3711 | 2431.3711 | 2431.3711 | 2431.3711 | 1860.3711 | 1860.3711 | 1289.3711 | 1289.3711 | 1289.3711 | 1289.3711 | 1289.3711 | 1289.3711 | 1289.3711 | 1289.3711 | 1289.3711
P | 13995 | 14000.6498 | 13897.0442 | 13627.5355 | 13699.3866 | 14263.4335 | 12099.7566 | 12102.3125 | 11439.6498 | 10541.9934 | 10543.5084 | 9776.232 | 9262.0003 | 10074.736 | 13016.7132 | 13018.799 | 13031.8484 | 13041.4687 | 13061.5577 | 13069.3656 | 13069.3656
Q | 1720 | 1732.2415 | 1735.2626 | 1780.4939 | 1784.5047 | 2092.273 | 2097.3065 | 2102.8444 | 2107.9085 | 905.9863 | 679.2689 | 683.0035 | 686.8348 | 690.5957 | 694.8796 | 699.3989 | 727.6729 | 748.5173 | 792.044 | 808.9615 | 808.9615
R | 3161 | 3401.1458 | 3272.9093 | 3444.7955 | 3447.1368 | 3452.2552 | 3455.1934 | 3458.426 | 3461.3821 | 2261.3462 | 2263.2624 | 2265.4424 | 2267.6789 | 2170.8742 | 2173.3749 | 2176.013 | 2192.5175 | 2204.6851 | 2230.0932 | 2239.9685 | 1036.9685
S | 0 | 0 | 0 | 0 | 0 | 0 | 0 | 0 | 0 | 0 | 0 | 0 | 0 | 0 | 0 | 0 | 0 | 0 | 0 | 0 | 0
T | 0 | 0 | 0 | 0 | 0 | 0 | 0 | 0 | 0 | 0 | 0 | 0 | 0 | 0 | 0 | 0 | 0 | 0 | 0 | 0 | 0
U | 2032 | 3061.7897 | 3063.3913 | 3065.1043 | 3567.2306 | 3571.879 | 3574.5475 | 3577.4833 | 3580.168 | 3582.8599 | 5254.6001 | 5256.58 | 5258.6111 | 5260.6049 | 6932.8759 | 6935.2718 | 6950.2609 | 6961.3113 | 6984.3865 | 6993.3551 | 5781.3551
V | 2534 | 2580.1621 | 2182.4232 | 2721.8417 | 2234.8436 | 2241.4062 | 2245.1735 | 2249.3183 | 2253.1086 | 2256.909 | 2259.3658 | 2262.161 | 2265.0286 | 2267.8434 | 2271.0496 | 3474.4321 | 3495.5937 | 3511.1946 | 3543.7721 | 3556.4339 | 3556.4339
W | 300 | 299.7 | 342.2 | 342.2 | 365.2 | 462.6213 | 557.0425 | 557.0425 | 557.0425 | 557.0425 | 557.0425 | 557.0425 | 557.0425 | 557.0425 | 557.0425 | 557.0425 | 557.0425 | 557.0425 | 557.0425 | 557.0425 | 557.0425
X | 321 | 321 | 509.6 | 559.5 | 559.5 | 630.7542 | 716.9085 | 716.9085 | 716.9085 | 716.9085 | 716.9085 | 716.9085 | 716.9085 | 716.9085 | 716.9085 | 716.9085 | 716.9085 | 716.9085 | 716.9085 | 716.9085 | 716.9085
Y | 1190 | 1190 | 1190 | 410 | 487 | 247.0635 | 484.127 | 484.127 | 579.1676 | 579.1676 | 674.2082 | 674.2082 | 769.2488 | 769.2488 | 864.2894 | 864.2894 | 959.3299 | 959.3299 | 959.3299 | 959.3299 | 959.3299
Z | 1152 | 1152.4 | 1429.4 | 1561 | 1948 | 2130.5086 | 2760.7529 | 2794.3209 | 2815.1176 | 2815.1176 | 2835.9142 | 2835.9142 | 2856.7108 | 2856.7108 | 2877.5074 | 2877.5074 | 2898.3041 | 2898.3041 | 2898.3041 | 2898.3041 | 2898.3041
Total | 81387.0001 | 85018.2969 | 77397.2734 | 81685.4582 | 82023.2908 | 83468.8332 | 81190.9551 | 81758.1992 | 82567.9765 | 81568.0244 | 87210.7505 | 84484.2052 | 85213.2592 | 80871.9204 | 86804.544 | 87732.1874 | 86321.0171 | 86485.413 | 86828.7014 | 86962.1266 | 83332.1266
Embedded | 8658.5172 | 8964.4894 | 9280.1863 | 9611.5601 | 9975.4007 | 10358.7966 | 10776.7444 | 11189.8073 | 11632.1876 | 12094.7041 | 12547.3226 | 12995.1759 | 13453.2492 | 13923.061 | 14403.7905 | 14884.6273 | 15365.5725 | 15846.6272 | 16327.7924 | 16809.0692 | 17290.4588
Carbon emissions by plant type (kt of CO2)
| 2011 | 2012 | 2013 | 2014 | 2015 | 2016 | 2017 | 2018 | 2019 | 2020 | 2021 | 2022 | 2023 | 2024 | 2025 | 2026 | 2027 | 2028 | 2029 | 2030 | 2031
CHP | 3270.0033 | 2234.3061 | 2517.1299 | 1940.6343 | 1885.9106 | 2185.4021 | 2129.472 | 2217.182 | 2215.9398 | 2244.9943 | 1660.9967 | 1830.6671 | 1591.468 | 1264.5456 | 420.684 | 170.9668 | 187.0678 | 228.6324 | 262.8581 | 290.2005 | 0
AGT | 0 | 0 | 0 | 0 | 0 | 0 | 0 | 0 | 0 | 0 | 0 | 0 | 0 | 0 | 0 | 0 | 0 | 0 | 0 | 0 | 0
Oil | 0 | 0 | 0 | 0 | 0 | 0 | 0 | 0 | 0 | 0 | 0 | 0 | 0 | 0 | 0 | 0 | 0 | 0 | 0 | 0 | 0
Hydro | 0 | 0 | 0 | 0 | 0 | 0 | 0 | 0 | 0 | 0 | 0 | 0 | 0 | 0 | 0 | 0 | 0 | 0 | 0 | 0 | 0
PS | 0 | 0 | 0 | 0 | 0 | 0 | 0 | 0 | 0 | 0 | 0 | 0 | 0 | 0 | 0 | 0 | 0 | 0 | 0 | 0 | 0
Nuclear | 0 | 0 | 0 | 0 | 0 | 0 | 0 | 0 | 0 | 0 | 0 | 0 | 0 | 0 | 0 | 0 | 0 | 0 | 0 | 0 | 0
CCGT | 31526.1244 | 17853.8426 | 21298.2528 | 21773.9064 | 22814.4703 | 28215.9983 | 28987.4716 | 28802.5809 | 33773.9601 | 34682.8784 | 38047.3845 | 39504.7732 | 37742.482 | 36248.7707 | 22169.5709 | 17991.677 | 18233.2319 | 18830.7157 | 19182.0364 | 19851.7531 | 0
OCGT | 0 | 0 | 0 | 0 | 0 | 0 | 4.9998e-09 | 4.9998e-09 | 0 | 0 | 0 | 0 | 0 | 0 | 0 | 0 | 0 | 0 | 0 | 0 | 0
Coal | 90291.3587 | 135876.8867 | 127264.1693 | 122987.6266 | 115735.8162 | 71424.8436 | 60151.8183 | 50056.2037 | 44465.2929 | 42457.3926 | 23146.6588 | 18334.0058 | 14681.8961 | 11594.7935 | 11553.0353 | 11185.6357 | 11170.858 | 11208.4165 | 11203.9718 | 11238.996 | 0
Coal + CCS | 4.7738e-09 | 1.7443e-06 | 3.3212e-06 | 3.5995e-06 | 223.0326 | 817.7861 | 817.7861 | 817.8383 | 817.8383 | 817.8383 | 817.8383 | 817.8383 | 817.8383 | 1561.3276 | 3747.1863 | 3747.078 | 3747.022 | 3747.0235 | 3746.9994 | 3746.9472 | 0
CCGT + CCS | 0 | 0 | 0 | 0 | 0 | 7.0367e-11 | 1.4777e-09 | 1.1506e-06 | 1.1507e-06 | 1.1507e-06 | 1.1507e-06 | 1.1507e-06 | 1.1506e-06 | 287.6586 | 1234.9182 | 1234.9182 | 1234.423 | 1234.9182 | 1234.7225 | 1234.9182 | 0
Onshore wind (unclassified) | 0 | 0 | 0 | 0 | 0 | 0 | 0 | 0 | 0 | 0 | 0 | 0 | 0 | 0 | 0 | 0 | 0 | 0 | 0 | 0 | 0
Offshore wind (unclassified) | 0 | 0 | 0 | 0 | 0 | 0 | 0 | 0 | 0 | 0 | 0 | 0 | 0 | 0 | 0 | 0 | 0 | 0 | 0 | 0 | 0
Onshore wind | 0 | 0 | 0 | 0 | 0 | 0 | 0 | 0 | 0 | 0 | 0 | 0 | 0 | 0 | 0 | 0 | 0 | 0 | 0 | 0 | 0
Onshore wind (Medium) | 0 | 0 | 0 | 0 | 0 | 0 | 0 | 0 | 0 | 0 | 0 | 0 | 0 | 0 | 0 | 0 | 0 | 0 | 0 | 0 | 0
Onshore wind (Low) | 0 | 0 | 0 | 0 | 0 | 0 | 0 | 0 | 0 | 0 | 0 | 0 | 0 | 0 | 0 | 0 | 0 | 0 | 0 | 0 | 0
Offshore wind | 0 | 0 | 0 | 0 | 0 | 0 | 0 | 0 | 0 | 0 | 0 | 0 | 0 | 0 | 0 | 0 | 0 | 0 | 0 | 0 | 0
Offshore wind (Low) | 0 | 0 | 0 | 0 | 0 | 0 | 0 | 0 | 0 | 0 | 0 | 0 | 0 | 0 | 0 | 0 | 0 | 0 | 0 | 0 | 0
Wave | 0 | 0 | 0 | 0 | 0 | 0 | 0 | 0 | 0 | 0 | 0 | 0 | 0 | 0 | 0 | 0 | 0 | 0 | 0 | 0 | 0
Tidal Stream | 0 | 0 | 0 | 0 | 0 | 0 | 0 | 0 | 0 | 0 | 0 | 0 | 0 | 0 | 0 | 0 | 0 | 0 | 0 | 0 | 0
Tidal Range | 0 | 0 | 0 | 0 | 0 | 0 | 0 | 0 | 0 | 0 | 0 | 0 | 0 | 0 | 0 | 0 | 0 | 0 | 0 | 0 | 0
Sewage gas | 0 | 0 | 0 | 0 | 0 | 0 | 0 | 0 | 0 | 0 | 0 | 0 | 0 | 0 | 0 | 0 | 0 | 0 | 0 | 0 | 0
Solar | 0 | 0 | 0 | 0 | 0 | 0 | 0 | 0 | 0 | 0 | 0 | 0 | 0 | 0 | 0 | 0 | 0 | 0 | 0 | 0 | 0
Biomass regular | 0 | 0 | 0 | 0 | 0 | 0 | 0 | 0 | 0 | 0 | 0 | 0 | 0 | 0 | 0 | 0 | 0 | 0 | 0 | 0 | 0
Biomass energy crop | 0 | 0 | 0 | 0 | 0 | 0 | 0 | 0 | 0 | 0 | 0 | 0 | 0 | 0 | 0 | 0 | 0 | 0 | 0 | 0 | 0
Biowaste | 0 | 0 | 0 | 0 | 0 | 0 | 0 | 0 | 0 | 0 | 0 | 0 | 0 | 0 | 0 | 0 | 0 | 0 | 0 | 0 | 0
Biogas | 0 | 0 | 0 | 0 | 0 | 0 | 0 | 0 | 0 | 0 | 0 | 0 | 0 | 0 | 0 | 0 | 0 | 0 | 0 | 0 | 0
Biodiesel | 0 | 0 | 0 | 0 | 0 | 0 | 0 | 0 | 0 | 0 | 0 | 0 | 0 | 0 | 0 | 0 | 0 | 0 | 0 | 0 | 0
Biomass ACT | 0 | 0 | 0 | 0 | 0 | 0 | 0 | 0 | 0 | 0 | 0 | 0 | 0 | 0 | 0 | 0 | 0 | 0 | 0 | 0 | 0
Biomass AD | 0 | 0 | 0 | 0 | 0 | 0 | 0 | 0 | 0 | 0 | 0 | 0 | 0 | 0 | 0 | 0 | 0 | 0 | 0 | 0 | 0
Biomass regular (CHP) | 0 | 0 | 0 | 0 | 0 | 0 | 0 | 0 | 0 | 0 | 0 | 0 | 0 | 0 | 0 | 0 | 0 | 0 | 0 | 0 | 0
Biomass energy crop (CHP) | 0 | 0 | 0 | 0 | 0 | 0 | 0 | 0 | 0 | 0 | 0 | 0 | 0 | 0 | 0 | 0 | 0 | 0 | 0 | 0 | 0
Biowaste (CHP) | 0 | 0 | 0 | 0 | 0 | 0 | 0 | 0 | 0 | 0 | 0 | 0 | 0 | 0 | 0 | 0 | 0 | 0 | 0 | 0 | 0
Biogas (CHP) | 0 | 0 | 0 | 0 | 0 | 0 | 0 | 0 | 0 | 0 | 0 | 0 | 0 | 0 | 0 | 0 | 0 | 0 | 0 | 0 | 0
Biodiesel (CHP) | 0 | 0 | 0 | 0 | 0 | 0 | 0 | 0 | 0 | 0 | 0 | 0 | 0 | 0 | 0 | 0 | 0 | 0 | 0 | 0 | 0
Biomass ACT (CHP) | 0 | 0 | 0 | 0 | 0 | 0 | 0 | 0 | 0 | 0 | 0 | 0 | 0 | 0 | 0 | 0 | 0 | 0 | 0 | 0 | 0
Biomass AD (CHP) | 0 | 0 | 0 | 0 | 0 | 0 | 0 | 0 | 0 | 0 | 0 | 0 | 0 | 0 | 0 | 0 | 0 | 0 | 0 | 0 | 0
Landfill gas | 0 | 0 | 0 | 0 | 0 | 0 | 0 | 0 | 0 | 0 | 0 | 0 | 0 | 0 | 0 | 0 | 0 | 0 | 0 | 0 | 0
Hydro (small scale) | 0 | 0 | 0 | 0 | 0 | 0 | 0 | 0 | 0 | 0 | 0 | 0 | 0 | 0 | 0 | 0 | 0 | 0 | 0 | 0 | 0
Geopressure | 0 | 0 | 0 | 0 | 0 | 0 | 0 | 0 | 0 | 0 | 0 | 0 | 0 | 0 | 0 | 0 | 0 | 0 | 0 | 0 | 0
Standard gasification or pyrolysis | 0 | 0 | 0 | 0 | 0 | 0 | 0 | 0 | 0 | 0 | 0 | 0 | 0 | 0 | 0 | 0 | 0 | 0 | 0 | 0 | 0
Other unspecified | 0 | 0 | 0 | 0 | 0 | 0 | 0 | 0 | 0 | 0 | 0 | 0 | 0 | 0 | 0 | 0 | 0 | 0 | 0 | 0 | 0
Geothermal | 0 | 0 | 0 | 0 | 0 | 0 | 0 | 0 | 0 | 0 | 0 | 0 | 0 | 0 | 0 | 0 | 0 | 0 | 0 | 0 | 0
Microgeneration | 0 | 0 | 0 | 0 | 0 | 0 | 0 | 0 | 0 | 0 | 0 | 0 | 0 | 0 | 0 | 0 | 0 | 0 | 0 | 0 | 0
Other ROC | 0 | 0 | 0 | 0 | 0 | 0 | 0 | 0 | 0 | 0 | 0 | 0 | 0 | 0 | 0 | 0 | 0 | 0 | 0 | 0 | 0
Non-ROC | 0 | 0 | 0 | 0 | 0 | 0 | 0 | 0 | 0 | 0 | 0 | 0 | 0 | 0 | 0 | 0 | 0 | 0 | 0 | 0 | 0
Embedded CHP | 7833.2393 | 8157.8981 | 8482.557 | 8807.2159 | 9131.8747 | 9456.5336 | 9781.1925 | 10105.8514 | 10430.5102 | 10755.1691 | 11079.828 | 11417.4732 | 11755.1184 | 12092.7636 | 12430.4088 | 12768.0541 | 13105.6993 | 13443.3445 | 13780.9897 | 14118.6349 | 14456.2802
Embedded Gas | 689.3244 | 689.3244 | 689.3244 | 689.3244 | 689.3244 | 689.3244 | 689.3244 | 689.3244 | 689.3244 | 689.3244 | 689.3244 | 689.3244 | 689.3244 | 689.3244 | 689.3244 | 689.3244 | 689.3244 | 689.3244 | 689.3244 | 689.3244 | 689.3244
Embedded offshore wind | 0 | 0 | 0 | 0 | 0 | 0 | 0 | 0 | 0 | 0 | 0 | 0 | 0 | 0 | 0 | 0 | 0 | 0 | 0 | 0 | 0
Embedded onshore wind | 0 | 0 | 0 | 0 | 0 | 0 | 0 | 0 | 0 | 0 | 0 | 0 | 0 | 0 | 0 | 0 | 0 | 0 | 0 | 0 | 0
Embedded biomass | 0 | 0 | 0 | 0 | 0 | 0 | 0 | 0 | 0 | 0 | 0 | 0 | 0 | 0 | 0 | 0 | 0 | 0 | 0 | 0 | 0
Embedded tidal and wave | 0 | 0 | 0 | 0 | 0 | 0 | 0 | 0 | 0 | 0 | 0 | 0 | 0 | 0 | 0 | 0 | 0 | 0 | 0 | 0 | 0
Embedded hydro | 0 | 0 | 0 | 0 | 0 | 0 | 0 | 0 | 0 | 0 | 0 | 0 | 0 | 0 | 0 | 0 | 0 | 0 | 0 | 0 | 0
Total | 133610.0501 | 164812.258 | 160251.4334 | 156198.7076 | 150480.4289 | 112789.8881 | 102557.0649 | 92688.9807 | 92392.8658 | 91647.5971 | 75442.0307 | 72594.0819 | 67278.1273 | 63739.1841 | 52245.128 | 47787.6542 | 48367.6264 | 49382.3752 | 50100.9023 | 51170.7744 | 15145.6046
Carbon emissions by chart type
| 2011 | 2012 | 2013 | 2014 | 2015 | 2016 | 2017 | 2018 | 2019 | 2020 | 2021 | 2022 | 2023 | 2024 | 2025 | 2026 | 2027 | 2028 | 2029 | 2030 | 2031
Gas | 43318.6914 | 28935.3713 | 32987.2641 | 33211.081 | 34521.5801 | 40547.2585 | 41587.4605 | 41814.9387 | 47109.7346 | 48372.3663 | 51477.5336 | 53442.2378 | 51778.3928 | 50295.4044 | 35709.9882 | 31620.0223 | 32215.3234 | 33192.017 | 33915.2086 | 34949.913 | 15145.6046
Coal | 90291.3587 | 135876.8867 | 127264.1693 | 122987.6266 | 115735.8162 | 71424.8436 | 60151.8183 | 50056.2037 | 44465.2929 | 42457.3926 | 23146.6588 | 18334.0058 | 14681.8961 | 11594.7935 | 11553.0353 | 11185.6357 | 11170.858 | 11208.4165 | 11203.9718 | 11238.996 | 0
Oil | 0 | 0 | 0 | 0 | 0 | 0 | 0 | 0 | 0 | 0 | 0 | 0 | 0 | 0 | 0 | 0 | 0 | 0 | 0 | 0 | 0
OCGT | 0 | 0 | 0 | 0 | 0 | 0 | 4.9998e-09 | 4.9998e-09 | 0 | 0 | 0 | 0 | 0 | 0 | 0 | 0 | 0 | 0 | 0 | 0 | 0
PS | 0 | 0 | 0 | 0 | 0 | 0 | 0 | 0 | 0 | 0 | 0 | 0 | 0 | 0 | 0 | 0 | 0 | 0 | 0 | 0 | 0
Nuclear | 0 | 0 | 0 | 0 | 0 | 0 | 0 | 0 | 0 | 0 | 0 | 0 | 0 | 0 | 0 | 0 | 0 | 0 | 0 | 0 | 0
CCS | 4.7738e-09 | 1.7443e-06 | 3.3212e-06 | 3.5995e-06 | 223.0326 | 817.7861 | 817.7861 | 817.8383 | 817.8383 | 817.8383 | 817.8383 | 817.8383 | 817.8383 | 1848.9862 | 4982.1046 | 4981.9962 | 4981.445 | 4981.9417 | 4981.7219 | 4981.8654 | 0
Onshore wind | 0 | 0 | 0 | 0 | 0 | 0 | 0 | 0 | 0 | 0 | 0 | 0 | 0 | 0 | 0 | 0 | 0 | 0 | 0 | 0 | 0
Offshore wind | 0 | 0 | 0 | 0 | 0 | 0 | 0 | 0 | 0 | 0 | 0 | 0 | 0 | 0 | 0 | 0 | 0 | 0 | 0 | 0 | 0
Other renewable | 0 | 0 | 0 | 0 | 0 | 0 | 0 | 0 | 0 | 0 | 0 | 0 | 0 | 0 | 0 | 0 | 0 | 0 | 0 | 0 | 0
Total | 133610.0501 | 164812.258 | 160251.4334 | 156198.7076 | 150480.4289 | 112789.8881 | 102557.0649 | 92688.9807 | 92392.8658 | 91647.5971 | 75442.0307 | 72594.0819 | 67278.1273 | 63739.1841 | 52245.128 | 47787.6542 | 48367.6264 | 49382.3752 | 50100.9023 | 51170.7744 | 15145.6046
Inc total embedded of: | 8522.5637 | 8847.2226 | 9171.8815 | 9496.5403 | 9821.1992 | 10145.8581 | 10470.5169 | 10795.1758 | 11119.8347 | 11444.4935 | 11769.1524 | 12106.7976 | 12444.4428 | 12782.0881 | 13119.7333 | 13457.3785 | 13795.0237 | 14132.6689 | 14470.3142 | 14807.9594 | 15145.6046
Total carbon intensity (g/kWhr) | 405.2743 | 477.0303 | 463.6537 | 445.3674 | 426.8016 | 321.4983 | 291.1248 | 267.5323 | 264.5647 | 262.7534 | 211.8209 | 202.9772 | 185.6643 | 174.4926 | 136.8669 | 122.219 | 122.4166 | 123.4992 | 123.9568 | 125.1133 | 182.2857
Carbon intensity (g/kWhr) - excl embed CHP | 406.5956 | 483.0289 | 468.9944 | 449.5653 | 429.8024 | 316.7068 | 283.8184 | 257.8933 | 254.4261 | 252.1001 | 196.5895 | 186.5117 | 167.3158 | 154.6821 | 113.9353 | 97.8607 | 97.6564 | 98.4744 | 98.5877 | 99.5115 | 15.1315
Renewable share
Data to calculate on EU basis:
| 2011 | 2012 | 2013 | 2014 | 2015 | 2016 | 2017 | 2018 | 2019 | 2020 | 2021 | 2022 | 2023 | 2024 | 2025 | 2026 | 2027 | 2028 | 2029 | 2030 | 2031
Consumption E in ESI (own use) | 15.851 | 15.626 | 15.542 | 15.13 | 15.485 | 15.236 | 14.84 | 13.382 | 13.214 | 12.513 | 11.293 | 11.144 | 11.339 | 11.473 | 10.585 | 10.835 | 11.16 | 11.57 | 12.076 | 12.533 | 12.736
Energy Industy excl own use and P/S | 8.6273 | 8.6273 | 8.6273 | 8.6273 | 8.6273 | 8.6273 | 8.6273 | 8.6273 | 8.6273 | 8.6273 | 8.6273 | 8.6273 | 8.6273 | 8.6273 | 8.6273 | 8.6273 | 8.6273 | 8.6273 | 8.6273 | 8.6273 | 8.6273
Consumption E in Rail Transport | 4.4826 | 4.4826 | 4.4826 | 4.4826 | 4.4826 | 4.4826 | 4.4826 | 4.4826 | 4.4826 | 4.4826 | 4.4826 | 4.4826 | 4.4826 | 4.4826 | 4.4826 | 4.4826 | 4.4826 | 4.4826 | 4.4826 | 4.4826 | 4.4826
Renewable generation | 37.3099 | 44.2375 | 46.6085 | 54.9571 | 62.3945 | 82.2242 | 92.8567 | 97.6792 | 99.4499 | 103.0438 | 111.3415 | 112.7984 | 114.5384 | 115.7669 | 117.823 | 119.0375 | 121.5738 | 123.5777 | 125.9492 | 127.8844 | 43.7147
EU-consistent demand | 332.4192 | 348.0125 | 348.0595 | 352.7389 | 354.9521 | 352.9518 | 354.0088 | 346.7312 | 349.33 | 348.2001 | 354.3426 | 355.6805 | 360.5934 | 363.6461 | 379.1974 | 388.7253 | 393.1569 | 398.3198 | 403.1465 | 408.4185 | 82.7133
Renewable share | 11.22% | 12.71% | 13.39% | 15.58% | 17.58% | 23.3% | 26.23% | 28.17% | 28.47% | 29.59% | 31.42% | 31.71% | 31.76% | 31.84% | 31.07% | 30.62% | 30.92% | 31.02% | 31.24% | 31.31% | 52.85%
Capacity by aggregated zones
| 2011 | 2012 | 2013 | 2014 | 2015 | 2016 | 2017 | 2018 | 2019 | 2020 | 2021 | 2022 | 2023 | 2024 | 2025 | 2026 | 2027 | 2028 | 2029 | 2030 | 2031
S England & S Wales | 30894 | 32261.5031 | 25436.5244 | 25872.104 | 25673.7533 | 25368.0346 | 24572.3993 | 24587.1031 | 25919.5492 | 27603.0315 | 34881.7472 | 34891.6633 | 36571.836 | 35593.8216 | 38828.196 | 38532.1955 | 36857.2673 | 36912.6121 | 37028.1822 | 37073.1006 | 35861.1006
Midlands & N Wales | 16645 | 17541.7651 | 16720.3704 | 18887.4354 | 17442.2047 | 17607.5779 | 17764.7851 | 17261.8931 | 17272.9655 | 17284.0677 | 16323.2447 | 14344.4103 | 14352.7871 | 11374.0099 | 11003.3763 | 12213.2575 | 12275.0764 | 12320.6509 | 12415.8186 | 12452.8073 | 12452.8073
N England | 21118 | 21155.2787 | 20929.4785 | 20915.3188 | 20997.5327 | 20906.7347 | 16969.563 | 16986.4273 | 16336.8489 | 13042.3122 | 12822.3085 | 12064.6815 | 11560.3489 | 12249.8016 | 15202.8472 | 15216.6099 | 15302.7118 | 15366.1883 | 15498.7389 | 15550.257 | 14347.257
S Scotland | 8386 | 7918.35 | 7661.4 | 8097.6 | 8177.8 | 8445.2383 | 8891.0767 | 8892.0767 | 8892.0767 | 8892.0767 | 8321.0767 | 8321.0767 | 7750.0767 | 6676.0767 | 6676.0767 | 6676.0767 | 6676.0767 | 6676.0767 | 6676.0767 | 6676.0767 | 5461.0767
N Scotland | 2943 | 2943.1 | 3451.2 | 2852.7 | 3339.7 | 3450.9477 | 4498.831 | 4532.399 | 4648.2362 | 4648.2362 | 4764.0734 | 4764.0734 | 4879.9106 | 4879.9106 | 4995.7478 | 4995.7478 | 5111.585 | 5111.585 | 5111.585 | 5111.585 | 5111.585
Offshore South | 826 | 2353.3 | 2353.3 | 2353.3 | 3185.3 | 3983.3 | 4387.3 | 4791.3 | 4791.3 | 4791.3 | 4791.3 | 4791.3 | 4791.3 | 4791.3 | 4791.3 | 4791.3 | 4791.3 | 4791.3 | 4791.3 | 4791.3 | 4791.3
Offshore Irish Sea | 555 | 825 | 825 | 1532 | 1532 | 1532 | 1532 | 1532 | 1532 | 1532 | 1532 | 1532 | 1532 | 1532 | 1532 | 1532 | 1532 | 1532 | 1532 | 1532 | 1532
Offshore E England | 8e-06 | 8e-06 | 8e-06 | 705 | 1205 | 1705 | 2105 | 2305 | 2305 | 2905 | 2905 | 2905 | 2905 | 2905 | 2905 | 2905 | 2905 | 2905 | 2905 | 2905 | 2905
Offshore Scotland | 20 | 20 | 20 | 470 | 470 | 470 | 470 | 470 | 470 | 470 | 470 | 470 | 470 | 470 | 470 | 470 | 470 | 470 | 470 | 470 | 470
Total | 81387.0001 | 85018.2969 | 77397.2733 | 81685.4582 | 82023.2908 | 83468.8332 | 81190.9551 | 81358.1992 | 82167.9765 | 81168.0244 | 86810.7505 | 84084.2052 | 84813.2592 | 80471.9204 | 86404.544 | 87332.1874 | 85921.0171 | 86085.413 | 86428.7014 | 86562.1266 | 82932.1266
TNUoS charges by zone
Generator DS Zonal Tariff (£/kW)
Generation - Wider Tariffs in Y+1
Zone No. | Zone Name | 2011 | 2012 | 2013 | 2014 | 2015 | 2016 | 2017 | 2018 | 2019 | 2020 | 2021 | 2022 | 2023 | 2024 | 2025 | 2026 | 2027 | 2028 | 2029 | 2030
1 | North Scotland | 0 | 2.4392 | 3.2581 | 1.7795 | 0.072719 | 0.031403 | 0.81564 | 0.7982 | 0.26724 | -1.4542 | -3.1698 | -4.0232 | -4.4033 | -5.3202 | -5.5668 | -5.8934 | -5.5693 | -5.0753 | -5.0753 | -5.0753
2 | Peterhead | 0 | 4.2857 | 5.1172 | 1.9635 | -0.53582 | -0.52344 | 0.29052 | 0.27967 | -0.25141 | -1.9737 | -3.6891 | -4.6839 | -5.1984 | -6.2058 | -6.4582 | -6.785 | -6.4585 | -5.9609 | -5.9609 | -5.9609
3 | Western Highland & Skye | 0 | 1.2469 | 1.6426 | 2.1446 | 1.7771 | 1.6272 | 2.3507 | 2.3183 | 1.7876 | 0.068051 | -1.6479 | -2.5755 | -3.5921 | -4.5678 | -4.8011 | -5.1275 | -4.8089 | -4.3229 | -4.3229 | -4.3229
4 | Central Highlands | 0 | 1.9835 | 2.1492 | 2.5069 | 1.6982 | 1.2033 | 1.6743 | 1.6533 | 1.1251 | -0.62525 | -2.3408 | -3.0478 | -3.6544 | -4.9391 | -5.1134 | -5.4388 | -5.1383 | -4.6943 | -4.6943 | -4.6943
5 | Argyll | 0 | 1.5162 | 2.4369 | 2.551 | 2.2905 | 1.3472 | 1.5959 | 1.7545 | 1.2321 | -0.60977 | -2.3225 | -2.6292 | -3.0074 | -4.5175 | -4.5848 | -4.9086 | -4.6338 | -4.2726 | -4.2726 | -4.2726
6 | Stirlingshire | 0 | 1.8383 | 3.3936 | 3.2806 | 1.9465 | 1.091 | 1.8921 | 1.8986 | 1.3634 | -0.30818 | -2.0298 | -3.0495 | -3.8524 | -5.0727 | -5.2004 | -5.527 | -5.2049 | -4.828 | -4.828 | -4.828
7 | South Scotland | 0 | 1.2961 | 2.7752 | 2.7276 | 2.3279 | 2.7826 | 3.0387 | 3.1338 | 2.6211 | 0.72857 | -0.95581 | -1.2496 | -1.7802 | -2.2202 | -2.0118 | -2.3462 | -2.2802 | -1.9332 | -1.9332 | -1.9332
8 | Auchencrosh | 0 | 1.4712 | 1.6951 | 1.8499 | 1.5112 | 1.1088 | 1.285 | 1.4722 | 0.95102 | -0.82579 | -2.5373 | -2.9246 | -3.3619 | -4.8383 | -4.9141 | -5.238 | -4.972 | -4.5997 | -4.5997 | -4.5997
9 | Humber & Lancashire | 0 | 2.13 | 3.581 | 3.6323 | 3.3445 | 3.8408 | 3.9446 | 4.4653 | 3.9248 | 4.1766 | 2.4235 | 2.5362 | 1.7884 | 1.2312 | 1.4016 | 1.0718 | 1.2011 | 1.5134 | 1.5134 | 1.5134
10 | North East England | 0 | 1.9308 | 3.572 | 3.4698 | 3.1334 | 3.7762 | 3.7171 | 3.9343 | 3.3903 | 0.74259 | -0.86729 | -0.68525 | -1.2531 | -1.835 | -1.6607 | -1.9895 | -1.8759 | -1.5643 | -1.5643 | -1.5643
11 | Anglesey | 0 | 3.5428 | 5.1237 | 5.0465 | 4.4473 | 3.9622 | 3.9932 | 3.9933 | 3.5817 | 1.2602 | -0.46654 | -0.49994 | -0.92368 | -1.3174 | -1.3005 | -1.6379 | -1.4571 | -1.331 | -1.331 | -1.331
12 | Dinorwig | 0 | 3.5428 | 5.1237 | 5.0465 | 4.8192 | 4.334 | 4.365 | 4.3651 | 3.9535 | 1.2602 | -0.46654 | -0.49994 | -0.92368 | -1.3174 | -1.3005 | -1.6379 | -1.4571 | -1.331 | -1.331 | -1.331
13 | South Yorks & North Wales | 0 | 2.0397 | 3.0783 | 3.3375 | 2.9004 | 3.3233 | 3.3412 | 4.0439 | 3.5466 | 3.6924 | 2.7842 | 2.908 | 2.4403 | 1.7231 | 2.0799 | 2.1385 | 2.1298 | 2.2287 | 2.2287 | 2.2287
14 | Midlands | 0 | 0.39569 | 1.1804 | 2.0302 | 1.7726 | 2.1356 | 2.1884 | 2.3658 | 2.1792 | 2.3581 | 2.1973 | 2.2913 | 2.7079 | 2.7037 | 3.1215 | 2.9717 | 2.7424 | 2.6173 | 2.6173 | 2.6173
15 | South Wales & Gloucester | 0 | 5.5224 | 6.4778 | 6.1177 | 6.3515 | 6.6366 | 6.4947 | 5.5877 | 6.4197 | 7.1917 | 7.7748 | 7.7645 | 8.047 | 8.3684 | 7.421 | 7.0462 | 7.2072 | 7.0739 | 7.0739 | 7.0739
16 | Central London | 0 | -2.1178 | -3.6266 | -3.9107 | -3.5606 | -3.7116 | -3.7764 | -3.8773 | -3.6423 | -3.1704 | -1.5415 | -1.7358 | 3.7649 | 3.9381 | 4.5152 | 4.2724 | 4.0319 | 3.4487 | 3.4487 | 3.4487
17 | South East | 0 | -2.836 | -4.9275 | -5.0977 | -5.1248 | -5.1814 | -4.6201 | -4.5212 | -3.6628 | -3.312 | -1.1231 | -0.81687 | -0.2045 | 0.15537 | 0.90701 | 1.2119 | 1.0494 | 0.5096 | 0.5096 | 0.5096
18 | Oxon & South Coast | 0 | -0.1504 | -1.1013 | -1.1463 | -1.093 | -1.1793 | -1.2957 | -1.3427 | -1.2017 | -0.43196 | 1.7122 | 1.6905 | 2.1104 | 2.7148 | 2.7132 | 2.6873 | 2.0685 | 1.8865 | 1.8865 | 1.8865
19 | Wessex | 0 | 0.82089 | -0.85273 | -1.3983 | -0.2871 | -1.047 | -1.1956 | -1.2974 | 0.49551 | 1.9276 | 3.3658 | 3.4175 | 3.7944 | 5.3118 | 4.0527 | 4.8315 | 4.9074 | 4.7341 | 4.7341 | 4.7341
20 | Peninsula | 0 | 1.501 | 0.27971 | -0.30066 | 1.186 | -0.86989 | -1.0153 | -1.4132 | 0.50326 | 0.92322 | 2.3586 | 2.3991 | 2.7636 | 4.4487 | 3.698 | 4.597 | 4.7115 | 4.5429 | 4.5429 | 4.5429
Generator DS Zonal Tariff (£/kW)
Generation - Wider Tariffs in Y+5
Zone No. | Zone Name | 2011 | 2012 | 2013 | 2014 | 2015 | 2016 | 2017 | 2018 | 2019 | 2020 | 2021 | 2022 | 2023 | 2024 | 2025 | 2026 | 2027 | 2028 | 2029 | 2030
1 | North Scotland | 0 | 0 | 0 | 0 | 0 | 2.2719 | 2.6747 | 1.4512 | 1.1962 | 1.974 | 0.53948 | 1.7299 | -2.8484 | 0.047453 | -5.2035 | -5.4528 | -5.7042 | -5.7752 | -5.5931 | -5.7316
2 | Peterhead | 0 | 0 | 0 | 0 | 0 | 3.0611 | 3.4436 | 1.4761 | 0.64778 | 2.0624 | 0.42072 | 1.6719 | -3.6473 | 0.10488 | -5.9684 | -6.1083 | -6.5952 | -6.666 | -6.4875 | -6.6121
3 | Western Highland & Skye | 0 | 0 | 0 | 0 | 0 | 2.1305 | 2.5802 | 2.3525 | 2.7771 | 2.7259 | 1.2376 | 1.031 | -2.0267 | -0.08757 | -4.449 | -5.1033 | -4.9397 | -5.011 | -4.8205 | -4.9909
4 | Central Highlands | 0 | 0 | 0 | 0 | 0 | 2.6747 | 3.3906 | 2.2347 | 2.2365 | 1.9758 | 0.69041 | 1.2781 | -2.1012 | -0.57005 | -4.679 | -4.8489 | -5.2561 | -5.3284 | -5.1021 | -5.4158
5 | Argyll | 0 | 0 | 0 | 0 | 0 | 3.1454 | 4.0655 | 2.5788 | 2.4186 | 1.4274 | 0.7032 | 0.93927 | -1.4548 | -1.3105 | -4.1564 | -4.1194 | -4.7339 | -4.8078 | -4.5195 | -5.0878
6 | Stirlingshire | 0 | 0 | 0 | 0 | 0 | 2.61 | 2.9597 | 2.2549 | 2.3623 | 2.4137 | 0.87976 | 1.9598 | -2.3026 | 0.081425 | -4.7266 | -4.7684 | -5.3378 | -5.4087 | -5.2338 | -5.323
7 | South Scotland | 0 | 0 | 0 | 0 | 0 | 3.1313 | 3.3842 | 3.4079 | 3.8463 | 3.1921 | 1.384 | 2.1689 | -0.20735 | 1.2197 | -1.8783 | -1.6583 | -2.1208 | -2.1841 | -2.0872 | -2.2709
8 | Auchencrosh | 0 | 0 | 0 | 0 | 0 | 2.2367 | 3.319 | 2.101 | 2.0342 | 1.2576 | 0.53003 | 0.8879 | -1.8067 | -1.6395 | -4.4505 | -4.4119 | -5.0255 | -5.0991 | -4.8621 | -5.3386
9 | Humber & Lancashire | 0 | 0 | 0 | 0 | 0 | 3.6661 | 3.9029 | 4.1636 | 4.7008 | 4.0786 | 4.333 | 3.3398 | 3.7895 | 2.0931 | 1.8091 | 1.9507 | 1.3243 | 1.2322 | 1.2759 | 1.1159
10 | North East England | 0 | 0 | 0 | 0 | 0 | 3.583 | 3.8029 | 4.1111 | 4.7231 | 4.3899 | 1.0828 | 3.007 | 0.3228 | 1.8733 | -1.3686 | -1.2553 | -1.802 | -1.8239 | -1.7734 | -1.9388
11 | Anglesey | 0 | 0 | 0 | 0 | 0 | 4.4985 | 4.767 | 4.6571 | 4.4654 | 1.4899 | 1.39 | 0.75078 | 0.5974 | 0.28408 | -0.53987 | -0.28068 | -1.3825 | -1.3977 | -1.3429 | -1.5725
12 | Dinorwig | 0 | 0 | 0 | 0 | 0 | 4.8703 | 5.1388 | 5.0289 | 4.8372 | 1.4899 | 1.39 | 0.75078 | 0.5974 | 0.28408 | -0.53987 | -0.28068 | -1.3825 | -1.3977 | -1.3429 | -1.5725
13 | South Yorks & North Wales | 0 | 0 | 0 | 0 | 0 | 3.254 | 3.4975 | 3.7257 | 3.9269 | 3.6686 | 3.5612 | 3.1288 | 3.6303 | 2.2466 | 2.2169 | 2.4316 | 1.932 | 1.9181 | 1.9296 | 2.1071
14 | Midlands | 0 | 0 | 0 | 0 | 0 | 2.0826 | 2.0481 | 2.2042 | 2.3989 | 2.0619 | 2.2662 | 2.1528 | 2.9176 | 1.9688 | 2.6644 | 2.5229 | 2.7084 | 2.7101 | 3.028 | 2.8565
15 | South Wales & Gloucester | 0 | 0 | 0 | 0 | 0 | 6.3565 | 6.0436 | 5.9159 | 5.8566 | 6.0606 | 6.9491 | 6.7717 | 7.7259 | 6.9981 | 8.079 | 6.3796 | 6.9973 | 6.9673 | 7.1079 | 6.9353
16 | Central London | 0 | 0 | 0 | 0 | 0 | -4.0714 | -4.3248 | -4.0578 | -4.4404 | -4.2012 | -3.5958 | 0.65223 | 2.6684 | 2.1514 | 3.3218 | 3.4438 | 4.0186 | 4.0517 | 4.5497 | 4.2211
17 | South East | 0 | 0 | 0 | 0 | 0 | -5.7744 | -5.6764 | -5.5251 | -5.5236 | -4.7826 | -4.2595 | -3.566 | -2.7287 | -1.9633 | -0.76798 | 0.02762 | 0.8885 | 0.96155 | 0.9594 | 1.2565
18 | Oxon & South Coast | 0 | 0 | 0 | 0 | 0 | -1.3542 | -1.6495 | -1.6572 | -2.1242 | -1.6175 | -1.1972 | -0.59077 | 0.069275 | 0.86731 | 2.059 | 2.0841 | 2.5818 | 2.5532 | 2.5868 | 2.5958
19 | Wessex | 0 | 0 | 0 | 0 | 0 | -1.2743 | -1.6074 | -2.127 | -1.8594 | 0.15878 | 0.90501 | 1.6315 | 2.7113 | 2.7439 | 3.7064 | 3.2865 | 3.8588 | 3.8444 | 3.7841 | 4.7673
20 | Peninsula | 0 | 0 | 0 | 0 | 0 | -0.094834 | -1.1717 | -1.3994 | -1.7225 | 0.095394 | -0.26032 | 2.0065 | 1.5232 | 3.4324 | 2.6449 | 2.9387 | 3.4903 | 3.4733 | 3.4234 | 4.5267
Generator CBA Zonal Tariff (£/kW)
Generation - Wider Year Round Shared Tariffs in Y+1
Zone No. | Zone Name | 2011 | 2012 | 2013 | 2014 | 2015 | 2016 | 2017 | 2018 | 2019 | 2020 | 2021 | 2022 | 2023 | 2024 | 2025 | 2026 | 2027 | 2028 | 2029 | 2030
1 | North Scotland | 0 | 7.8715 | 7.7053 | 6.0197 | 4.517 | 5.5595 | 4.8622 | 3.6162 | 3.9939 | 3.7284 | 3.3414 | 2.5458 | 2.1336 | 2.2721 | 2.2503 | 2.2389 | 2.2034 | 2.3239 | 2.3221 | 2.3215
2 | Peterhead | 0 | 6.1762 | 6.6508 | 5.0027 | 3.6243 | 4.8617 | 4.4056 | 3.1837 | 3.5791 | 3.3249 | 2.9629 | 2.1809 | 1.746 | 1.8592 | 1.8733 | 1.8654 | 1.849 | 1.9652 | 1.9636 | 1.963
3 | Western Highland & Skye | 0 | 6.1762 | 6.6508 | 5.0027 | 3.6243 | 4.8617 | 4.4056 | 3.1837 | 3.5791 | 3.3249 | 2.9629 | 2.1809 | 1.746 | 1.8592 | 1.8733 | 1.8654 | 1.849 | 1.9652 | 1.9636 | 1.963
4 | Central Highlands | 0 | 6.1762 | 6.6508 | 5.0027 | 3.6243 | 4.8617 | 4.4056 | 3.1837 | 3.5791 | 3.3249 | 2.9629 | 2.1809 | 1.746 | 1.8592 | 1.8733 | 1.8654 | 1.849 | 1.9652 | 1.9636 | 1.963
5 | Argyll | 0 | 5.2224 | 4.6917 | 4.2003 | 3.5614 | 5.6324 | 5.4791 | 4.2702 | 4.6197 | 4.4418 | 4.0737 | 3.3423 | 2.8115 | 2.9782 | 3.023 | 3.0597 | 3.0847 | 3.1967 | 3.1946 | 3.1938
6 | Stirlingshire | 0 | 4.8608 | 4.1143 | 3.5432 | 3.0124 | 4.234 | 3.9487 | 2.7032 | 3.1016 | 2.8452 | 2.4932 | 1.6877 | 1.2326 | 1.3558 | 1.3871 | 1.377 | 1.3716 | 1.4829 | 1.4811 | 1.4804
7 | South Scotland | 0 | 4.73 | 3.975 | 3.4588 | 2.8955 | 3.7576 | 3.3966 | 2.3892 | 2.9361 | 2.6761 | 2.3629 | 1.7093 | 1.2908 | 1.3725 | 1.4063 | 1.3888 | 1.3742 | 1.4843 | 1.4827 | 1.482
8 | Auchencrosh | 0 | 4.73 | 3.975 | 3.4588 | 2.8955 | 3.7576 | 3.3966 | 2.3892 | 2.9361 | 2.6761 | 2.3629 | 1.7093 | 1.2908 | 1.3725 | 1.4063 | 1.3888 | 1.3742 | 1.4843 | 1.4827 | 1.482
9 | Humber & Lancashire | 0 | 0.99843 | 0.67415 | 0.88158 | 1.0486 | 1.0835 | 1.0465 | 0.60282 | 0.65913 | 0.6423 | 0.45898 | 0.32859 | 0.44422 | 0.46942 | 0.5026 | 0.48763 | 0.47848 | 0.5855 | 0.58423 | 0.58373
10 | North East England | 0 | 1.1594 | 0.87202 | 1.0984 | 1.3083 | 1.4184 | 1.3226 | 0.85114 | 0.85074 | 0.17472 | -0.10621 | -0.18676 | -0.099711 | -0.048878 | 1.3117 | 1.3011 | 1.2264 | 1.2913 | 1.2175 | 1.1918
11 | Anglesey | 0 | 0.30105 | 0.0046244 | -0.010676 | 0.11889 | -0.29148 | -0.31318 | -0.54932 | -0.54691 | -0.39106 | -0.36295 | -0.41449 | -0.26057 | -0.24162 | -0.11103 | -0.10698 | -0.13482 | -0.089791 | -0.088752 | -0.088351
12 | Dinorwig | 0 | 0.30105 | 0.0046244 | -0.010676 | 0.11889 | -0.29148 | -0.31318 | -0.54932 | -0.54691 | -0.39106 | -0.36295 | -0.41449 | -0.26057 | -0.24162 | -0.11103 | -0.10698 | -0.13482 | -0.089791 | -0.088752 | -0.088351
13 | South Yorks & North Wales | 0 | 0.30105 | 0.0046244 | -0.010676 | 0.11889 | -0.29148 | -0.31318 | -0.54932 | -0.54691 | -0.39106 | -0.36295 | -0.41449 | -0.26057 | -0.24162 | -0.11103 | -0.10698 | -0.13482 | -0.089791 | -0.088752 | -0.088351
14 | Midlands | 0 | 0.24568 | 0.0019676 | -0.12697 | 0.047586 | -0.3496 | -0.40749 | -0.54347 | -0.69437 | -0.5566 | 0.097146 | 0.22178 | 0.27008 | 0.3117 | 0.55872 | 0.50059 | 0.48601 | 0.42693 | 0.4255 | 0.42494
15 | South Wales & Gloucester | 0 | -0.37141 | -0.27786 | -0.23665 | -0.33337 | -0.45539 | -0.4975 | -0.41364 | -0.53844 | -0.51843 | -0.37344 | -0.2671 | -0.31631 | -0.34093 | -0.40425 | -0.40445 | -0.37632 | -0.44581 | -0.46937 | -0.47849
16 | Central London | 0 | 0 | 0 | 0 | 0 | 0 | 0 | 0 | 0 | 0 | 0 | 0 | -0.084232 | -0.081193 | -0.055689 | -0.072909 | -0.076388 | -0.12496 | -0.12496 | -0.12496
17 | South East | 0 | 0.29032 | 0.58467 | 0.63676 | 0.59584 | 0.66941 | 0.61047 | 0.73793 | 0.23619 | 0.28083 | 0.23095 | 0.27714 | 0.25287 | 0.23695 | 0.63122 | 1.1802 | 1.1955 | 1.3428 | 1.3452 | 1.3462
18 | Oxon & South Coast | 0 | -0.34873 | -0.27582 | -0.23252 | -0.2966 | -0.40041 | -0.44278 | -0.32236 | -0.45478 | -0.43449 | -0.28063 | -0.15943 | -0.20873 | -0.2424 | -0.2522 | -0.24836 | -0.2031 | -0.26455 | -0.26457 | -0.26456
19 | Wessex | 0 | -0.97748 | -0.50837 | -0.56218 | -0.90924 | -0.97609 | -1.117 | -0.95643 | -0.4365 | -0.35144 | -0.074311 | -0.076498 | -0.119 | -0.47894 | -0.33277 | -0.86634 | -0.85201 | -0.8927 | -0.89938 | -0.90197
20 | Peninsula | 0 | -0.98407 | -0.51258 | -0.56767 | -0.9165 | -1.1115 | -1.3408 | -0.49903 | 0.17873 | -0.032122 | 0.23812 | 0.23218 | 0.18965 | -0.17596 | -0.34156 | -0.87463 | -0.8635 | -0.91104 | -0.91393 | -0.91505
Generator CBA Zonal Tariff (£/kW)
Generation - Wider Year Round Shared Tariffs in Y+5
Zone No. | Zone Name | 2011 | 2012 | 2013 | 2014 | 2015 | 2016 | 2017 | 2018 | 2019 | 2020 | 2021 | 2022 | 2023 | 2024 | 2025 | 2026 | 2027 | 2028 | 2029 | 2030
1 | North Scotland | 0 | 0 | 0 | 0 | 0 | 7.7104 | 7.3956 | 6.7364 | 5.3656 | 6.3655 | 3.7987 | 5.6874 | 2.0719 | 6.9581 | 2.6018 | 2.6094 | 2.2763 | 2.242 | 2.2696 | 2.2182
2 | Peterhead | 0 | 0 | 0 | 0 | 0 | 6.8452 | 6.4683 | 6.0282 | 4.7859 | 5.861 | 3.5044 | 5.5151 | 1.6415 | 6.4677 | 2.1819 | 2.2184 | 1.8937 | 1.8685 | 1.9076 | 1.8553
3 | Western Highland & Skye | 0 | 0 | 0 | 0 | 0 | 6.8452 | 6.4683 | 6.0093 | 4.7859 | 5.861 | 3.5044 | 5.3136 | 1.6415 | 6.4677 | 2.1819 | 2.2184 | 1.8937 | 1.8685 | 1.9076 | 1.8553
4 | Central Highlands | 0 | 0 | 0 | 0 | 0 | 6.8452 | 6.4683 | 6.0093 | 4.7859 | 5.861 | 3.5044 | 5.3136 | 1.6415 | 6.4677 | 2.1819 | 2.2184 | 1.8937 | 1.8685 | 1.9076 | 1.8553
5 | Argyll | 0 | 0 | 0 | 0 | 0 | 6.0009 | 5.4232 | 5.7859 | 5.7793 | 6.2392 | 4.4171 | 5.6266 | 2.7496 | 6.3768 | 3.386 | 3.4563 | 3.0898 | 3.0349 | 3.1284 | 2.9817
6 | Stirlingshire | 0 | 0 | 0 | 0 | 0 | 5.308 | 5.0138 | 4.8295 | 4.2039 | 4.8595 | 3.1505 | 4.5199 | 1.1317 | 5.1872 | 1.7087 | 1.7437 | 1.3994 | 1.3834 | 1.4259 | 1.386
7 | South Scotland | 0 | 0 | 0 | 0 | 0 | 4.7914 | 4.5554 | 4.2338 | 3.6892 | 4.1538 | 2.656 | 4.0421 | 1.1898 | 4.4509 | 1.7062 | 1.7329 | 1.4094 | 1.3974 | 1.4295 | 1.3913
8 | Auchencrosh | 0 | 0 | 0 | 0 | 0 | 4.7914 | 4.5554 | 4.2338 | 3.6892 | 4.1538 | 2.656 | 4.0421 | 1.1898 | 4.4509 | 1.7062 | 1.7329 | 1.4094 | 1.3974 | 1.4295 | 1.3913
9 | Humber & Lancashire | 0 | 0 | 0 | 0 | 0 | 1.1208 | 0.9872 | 1.0521 | 0.82342 | 0.92281 | 0.9007 | 0.72908 | 0.29285 | 0.7866 | 0.92624 | 0.95686 | 0.53657 | 0.51021 | 0.56527 | 0.54244
10 | North East England | 0 | 0 | 0 | 0 | 0 | 1.5013 | 1.3574 | 1.9921 | 1.7768 | 1.7809 | 0.87716 | 0.85277 | -0.14767 | 0.86401 | 1.376 | 1.4606 | 1.3116 | 1.2174 | 1.2172 | 1.1541
11 | Anglesey | 0 | 0 | 0 | 0 | 0 | -0.24412 | -0.38468 | -0.48312 | -0.43177 | -0.37305 | -0.29366 | -0.73638 | -0.52794 | -0.43973 | -0.091872 | -0.076453 | -0.18305 | -0.17741 | -0.10603 | -0.057471
12 | Dinorwig | 0 | 0 | 0 | 0 | 0 | -0.24412 | -0.38468 | -0.48312 | -0.43177 | -0.37305 | -0.29366 | -0.73638 | -0.52794 | -0.43973 | -0.091872 | -0.076453 | -0.18305 | -0.17741 | -0.10603 | -0.057471
13 | South Yorks & North Wales | 0 | 0 | 0 | 0 | 0 | -0.24412 | -0.38468 | -0.48312 | -0.43177 | -0.37305 | -0.29366 | -0.73638 | -0.52794 | -0.43973 | -0.091872 | -0.076453 | -0.18305 | -0.17741 | -0.10603 | -0.057471
14 | Midlands | 0 | 0 | 0 | 0 | 0 | -0.29362 | -0.33699 | -0.33885 | -0.36883 | -0.25478 | -0.12273 | -0.15378 | -0.043548 | 0.15032 | 0.24284 | 0.29826 | 0.59518 | 0.59293 | 0.4777 | 0.49561
15 | South Wales & Gloucester | 0 | 0 | 0 | 0 | 0 | -0.44821 | -0.38037 | -0.36744 | -0.41837 | -0.64787 | -0.77516 | -0.36499 | -0.20427 | -0.28127 | -0.4317 | -0.47081 | -0.41088 | -0.42232 | -0.48953 | -0.48781
16 | Central London | 0 | 0 | 0 | 0 | 0 | 0 | 0 | 0 | 0 | 0 | 0 | -0.10395 | -0.083105 | -0.071373 | -0.093838 | -0.09452 | -0.060291 | -0.057041 | -0.075137 | -0.073713
17 | South East | 0 | 0 | 0 | 0 | 0 | 0.57348 | 0.8307 | 0.85332 | 0.27611 | 0.24065 | 0.30434 | 0.2963 | 0.33754 | 0.2453 | 0.40944 | 1.1628 | 1.3189 | 1.3517 | 1.0988 | 1.1344
18 | Oxon & South Coast | 0 | 0 | 0 | 0 | 0 | -0.40602 | -0.33407 | -0.32007 | -0.37991 | -0.60632 | -0.73458 | -0.28719 | -0.1014 | -0.18738 | -0.32457 | -0.29063 | -0.21712 | -0.21559 | -0.26903 | -0.27216
19 | Wessex | 0 | 0 | 0 | 0 | 0 | -0.71656 | -0.61731 | -0.87528 | -0.76218 | -0.62028 | -0.62022 | -0.41704 | -0.21587 | -0.23818 | -0.29524 | -0.57624 | -0.48829 | -0.48474 | -0.51232 | -0.9157
20 | Peninsula | 0 | 0 | 0 | 0 | 0 | -0.72533 | -0.63307 | -1.1788 | -0.93448 | -0.69345 | -0.13212 | 0.0099335 | 0.1438 | -0.003112 | 0.084573 | -0.51563 | -0.4591 | -0.45873 | -0.49019 | -0.90862
Demand HH Zonal Tariff (£/kW)
Demand in Y+1
Zone No. | Zone Name. | 2011 | 2012 | 2013 | 2014 | 2015 | 2016 | 2017 | 2018 | 2019 | 2020 | 2021 | 2022 | 2023 | 2024 | 2025 | 2026 | 2027 | 2028 | 2029 | 2030
1 | Northern Scotland | 0 | 11.0025 | 11.9787 | 18.431 | 22.7116 | 19.0954 | 20.7605 | 24.2011 | 23.2602 | 28.7959 | 32.6645 | 35.2285 | 36.1191 | 37.3298 | 38.0921 | 38.8735 | 38.8954 | 38.3373 | 38.7534 | 39.159
2 | Southern Scotland | 0 | 15.2606 | 17.0875 | 21.846 | 25.8002 | 23.2168 | 25.4244 | 28.56 | 27.7896 | 33.2237 | 37.1061 | 39.3074 | 40.3738 | 42.1142 | 42.5961 | 43.3503 | 43.4297 | 43.0862 | 43.5023 | 43.9079
3 | Northern | 0 | 19.542 | 20.9129 | 25.8446 | 29.0927 | 31.2376 | 33.9563 | 36.8701 | 39.1487 | 44.8874 | 48.1971 | 49.0042 | 49.9442 | 50.4323 | 50.35 | 51.2227 | 51.6348 | 51.4182 | 51.8343 | 52.2399
4 | North West | 0 | 22.9384 | 24.5854 | 29.3177 | 32.5625 | 36.456 | 38.8368 | 41.7586 | 43.7335 | 46.4025 | 49.8078 | 50.7266 | 51.6861 | 52.8815 | 53.3979 | 54.3185 | 54.4848 | 54.3447 | 54.7608 | 55.1665
5 | Yorkshire | 0 | 23.2445 | 24.7946 | 29.4378 | 32.7857 | 36.5797 | 39.0968 | 41.706 | 44.2117 | 45.9278 | 48.9946 | 49.5246 | 50.4895 | 51.2663 | 51.2188 | 52.2565 | 52.6334 | 52.5921 | 53.0082 | 53.4138
6 | N Wales & Mersey | 0 | 23.6013 | 25.2769 | 30.207 | 33.3725 | 39.175 | 41.3075 | 44.3683 | 46.3623 | 48.3407 | 51.5761 | 52.5067 | 53.4556 | 54.8565 | 55.6497 | 56.6289 | 56.8446 | 56.8641 | 57.2803 | 57.6859
7 | East Midlands | 0 | 25.801 | 27.6017 | 32.0854 | 35.4161 | 39.6414 | 42.0635 | 44.2101 | 46.6455 | 48.2095 | 49.5898 | 50.2215 | 50.8609 | 51.7794 | 52.0536 | 53.0183 | 53.9007 | 54.1776 | 54.5938 | 54.9994
8 | Midlands | 0 | 27.0545 | 28.5358 | 33.1756 | 36.3446 | 40.9911 | 43.3187 | 46.0911 | 48.2814 | 49.8414 | 51.7498 | 52.3996 | 53.2783 | 53.8586 | 54.8605 | 55.7676 | 56.392 | 56.8196 | 57.2357 | 57.6413
9 | Eastern | 0 | 26.7605 | 29.5683 | 33.724 | 37.1945 | 41.2747 | 43.7185 | 45.581 | 47.832 | 49.0664 | 48.0545 | 48.5591 | 49.1151 | 49.548 | 49.3836 | 50.0494 | 50.8921 | 51.8542 | 52.2703 | 52.6759
10 | South Wales | 0 | 25.1294 | 25.5738 | 30.8102 | 33.4997 | 37.8414 | 40.2664 | 43.9686 | 45.5485 | 46.0889 | 46.4015 | 46.9148 | 47.4954 | 47.6319 | 50.8893 | 51.7638 | 51.9683 | 52.6591 | 53.0752 | 53.4809
11 | South East | 0 | 31.1739 | 33.1335 | 37.894 | 41.2825 | 45.3764 | 47.8421 | 49.2571 | 52.1314 | 52.9594 | 51.7788 | 51.6054 | 52.0694 | 52.3357 | 53.1638 | 51.0211 | 51.8214 | 52.7321 | 53.1482 | 53.5539
12 | London | 0 | 32.3688 | 37.4565 | 42.3413 | 45.7912 | 49.9703 | 52.3656 | 54.1831 | 56.5798 | 57.638 | 56.4347 | 56.0883 | 56.5543 | 56.914 | 57.5944 | 56.1349 | 56.9897 | 57.9324 | 58.3485 | 58.7541
13 | Southern | 0 | 31.9587 | 33.0428 | 37.7589 | 40.9883 | 45.1895 | 47.6635 | 49.3141 | 50.7692 | 51.2294 | 49.9678 | 50.4098 | 50.8864 | 50.8336 | 51.8908 | 53.2602 | 53.9371 | 54.7703 | 55.1864 | 55.592
14 | South Western | 0 | 31.3926 | 31.6089 | 36.8885 | 39.5858 | 43.8504 | 46.3169 | 47.6781 | 47.4702 | 47.8095 | 47.0529 | 47.4695 | 48.0077 | 47.778 | 49.7158 | 50.4991 | 50.6908 | 51.4351 | 51.8512 | 52.2569
Demand HH Zonal Tariff (£/kW)
Demand in Y+5
Zone No. | Zone Name. | 2011 | 2012 | 2013 | 2014 | 2015 | 2016 | 2017 | 2018 | 2019 | 2020 | 2021 | 2022 | 2023 | 2024 | 2025 | 2026 | 2027 | 2028 | 2029 | 2030
1 | Northern Scotland | 0 | 0 | 0 | 0 | 0 | 21.4926 | 19.674 | 22.9474 | 21.9172 | 24.1344 | 31.4298 | 29.03 | 33.9997 | 29.0623 | 37.4923 | 38.67 | 39.0282 | 39.7403 | 39.7347 | 40.6243
2 | Southern Scotland | 0 | 0 | 0 | 0 | 0 | 26.2963 | 24.4941 | 27.6119 | 26.1442 | 29.7052 | 36.5624 | 34.142 | 38.2072 | 35.646 | 41.8751 | 42.1954 | 43.3825 | 44.114 | 44.1796 | 45.2802
3 | Northern | 0 | 0 | 0 | 0 | 0 | 35.0737 | 32.9642 | 36.0882 | 34.6637 | 38.6073 | 46.8617 | 47.1836 | 48.2539 | 46.8897 | 49.8639 | 50.3306 | 51.3772 | 51.8531 | 52.2627 | 52.9997
4 | North West | 0 | 0 | 0 | 0 | 0 | 40.5403 | 38.2987 | 41.3046 | 39.8457 | 43.4427 | 48.0591 | 51.0174 | 50.0253 | 50.8819 | 51.0954 | 51.3731 | 54.3521 | 54.7336 | 55.259 | 55.9433
5 | Yorkshire | 0 | 0 | 0 | 0 | 0 | 40.8268 | 38.6062 | 41.6197 | 40.1606 | 43.7895 | 47.8295 | 52.0545 | 48.991 | 50.7541 | 50.1066 | 50.7535 | 52.4714 | 52.8643 | 53.378 | 54.0077
6 | N Wales & Mersey | 0 | 0 | 0 | 0 | 0 | 43.4151 | 41.0391 | 43.9013 | 42.484 | 45.696 | 50.4485 | 53.4317 | 51.7872 | 52.6754 | 53.4907 | 53.9381 | 56.8627 | 57.1453 | 57.7765 | 58.3536
7 | East Midlands | 0 | 0 | 0 | 0 | 0 | 44.0036 | 41.7305 | 44.7234 | 43.2724 | 46.6014 | 50.5849 | 53.9165 | 50.0545 | 51.8036 | 51.508 | 52.7945 | 53.7824 | 54.1572 | 54.6747 | 55.2244
8 | Midlands | 0 | 0 | 0 | 0 | 0 | 45.4684 | 43.0867 | 46.0757 | 44.6346 | 47.9467 | 51.9397 | 55.2215 | 51.6966 | 53.7899 | 53.5942 | 55.3426 | 56.592 | 56.9465 | 57.5132 | 57.9515
9 | Eastern | 0 | 0 | 0 | 0 | 0 | 45.4901 | 43.3287 | 46.313 | 44.857 | 47.9242 | 51.5799 | 53.5045 | 49.5446 | 50.4268 | 50.0525 | 50.692 | 50.6798 | 50.9507 | 51.5743 | 52.1516
10 | South Wales | 0 | 0 | 0 | 0 | 0 | 42.5094 | 39.9763 | 42.9823 | 41.5575 | 44.6816 | 47.8628 | 50.6138 | 46.7909 | 48.9123 | 48.5003 | 53.1088 | 52.7387 | 53.1119 | 53.6167 | 53.9741
11 | South East | 0 | 0 | 0 | 0 | 0 | 50.9787 | 47.4729 | 50.4082 | 51.0851 | 54.0891 | 57.7424 | 57.9839 | 53.965 | 54.1978 | 53.5917 | 52.952 | 51.7063 | 51.9224 | 53.8486 | 53.173
12 | London | 0 | 0 | 0 | 0 | 0 | 54.7006 | 51.9925 | 54.9583 | 54.1786 | 57.3407 | 60.964 | 62.7299 | 58.7859 | 58.8361 | 58.3276 | 57.5939 | 56.8053 | 56.8932 | 58.4563 | 58.2721
13 | Southern | 0 | 0 | 0 | 0 | 0 | 49.987 | 47.3073 | 50.4638 | 49.0395 | 51.8101 | 55.2677 | 55.9432 | 51.9436 | 52.2676 | 52.1315 | 53.7135 | 53.9688 | 54.2875 | 54.6984 | 55.4355
14 | South Western | 0 | 0 | 0 | 0 | 0 | 48.6495 | 46.4618 | 49.7673 | 47.6612 | 48.8764 | 51.8562 | 51.8212 | 48.2934 | 48.9829 | 48.8522 | 51.196 | 51.2468 | 51.6054 | 52.4179 | 52.6937
Demand NHH Zonal Tariff (p/kWh)
Zone No. | Zone Name. | 2011 | 2012 | 2013 | 2014 | 2015 | 2016 | 2017 | 2018 | 2019 | 2020 | 2021 | 2022 | 2023 | 2024 | 2025 | 2026 | 2027 | 2028 | 2029 | 2030
1 | Northern Scotland | 0 | 1.5173 | 1.6519 | 2.5417 | 3.132 | 2.6333 | 2.8629 | 3.3374 | 3.2076 | 3.971 | 4.5045 | 4.8581 | 4.9809 | 5.1479 | 5.253 | 5.3608 | 5.3638 | 5.2868 | 5.3442 | 5.4001
2 | Southern Scotland | 0 | 2.1564 | 2.4146 | 3.087 | 3.6457 | 3.2807 | 3.5926 | 4.0357 | 3.9268 | 4.6947 | 5.2433 | 5.5544 | 5.705 | 5.951 | 6.0191 | 6.1256 | 6.1369 | 6.0883 | 6.1471 | 6.2044
3 | Northern | 0 | 2.7039 | 2.8936 | 3.576 | 4.0254 | 4.3222 | 4.6984 | 5.1016 | 5.4169 | 6.2109 | 6.6688 | 6.7805 | 6.9106 | 6.9781 | 6.9667 | 7.0875 | 7.1445 | 7.1145 | 7.1721 | 7.2282
4 | North West | 0 | 3.3258 | 3.5646 | 4.2508 | 4.7212 | 5.2857 | 5.6309 | 6.0545 | 6.3409 | 6.7279 | 7.2216 | 7.3548 | 7.4939 | 7.6673 | 7.7421 | 7.8756 | 7.8997 | 7.8794 | 7.9397 | 7.9985
5 | Yorkshire | 0 | 3.2249 | 3.44 | 4.0842 | 4.5487 | 5.075 | 5.4243 | 5.7863 | 6.1339 | 6.372 | 6.7975 | 6.871 | 7.0049 | 7.1126 | 7.1061 | 7.25 | 7.3023 | 7.2966 | 7.3543 | 7.4106
6 | N Wales & Mersey | 0 | 3.3875 | 3.6279 | 4.3356 | 4.7899 | 5.6227 | 5.9288 | 6.3681 | 6.6543 | 6.9383 | 7.4026 | 7.5362 | 7.6724 | 7.8735 | 7.9873 | 8.1279 | 8.1588 | 8.1616 | 8.2214 | 8.2796
7 | East Midlands | 0 | 3.6523 | 3.9071 | 4.5418 | 5.0133 | 5.6114 | 5.9543 | 6.2581 | 6.6029 | 6.8243 | 7.0197 | 7.1091 | 7.1996 | 7.3296 | 7.3684 | 7.505 | 7.6299 | 7.6691 | 7.728 | 7.7854
8 | Midlands | 0 | 3.8932 | 4.1063 | 4.774 | 5.2301 | 5.8987 | 6.2336 | 6.6326 | 6.9478 | 7.1723 | 7.4469 | 7.5404 | 7.6668 | 7.7503 | 7.8945 | 8.025 | 8.1149 | 8.1764 | 8.2363 | 8.2947
9 | Eastern | 0 | 3.7465 | 4.1396 | 4.7214 | 5.2072 | 5.7785 | 6.1206 | 6.3813 | 6.6965 | 6.8693 | 6.7276 | 6.7983 | 6.8761 | 6.9367 | 6.9137 | 7.0069 | 7.1249 | 7.2596 | 7.3178 | 7.3746
10 | South Wales | 0 | 3.3498 | 3.4091 | 4.1071 | 4.4656 | 5.0444 | 5.3676 | 5.8611 | 6.0717 | 6.1438 | 6.1854 | 6.2539 | 6.3313 | 6.3495 | 6.7837 | 6.9003 | 6.9275 | 7.0196 | 7.0751 | 7.1292
11 | South East | 0 | 4.4004 | 4.6771 | 5.349 | 5.8274 | 6.4053 | 6.7533 | 6.953 | 7.3588 | 7.4756 | 7.309 | 7.2845 | 7.35 | 7.3876 | 7.5045 | 7.202 | 7.315 | 7.4436 | 7.5023 | 7.5596
12 | London | 0 | 4.3284 | 5.0087 | 5.6619 | 6.1232 | 6.682 | 7.0023 | 7.2454 | 7.5659 | 7.7074 | 7.5464 | 7.5001 | 7.5624 | 7.6105 | 7.7015 | 7.5064 | 7.6207 | 7.7467 | 7.8024 | 7.8566
13 | Southern | 0 | 4.5348 | 4.6887 | 5.3579 | 5.8161 | 6.4122 | 6.7633 | 6.9975 | 7.204 | 7.2693 | 7.0903 | 7.153 | 7.2206 | 7.2131 | 7.3631 | 7.5574 | 7.6535 | 7.7717 | 7.8307 | 7.8883
14 | South Western | 0 | 4.2709 | 4.3003 | 5.0186 | 5.3856 | 5.9658 | 6.3013 | 6.4865 | 6.4582 | 6.5044 | 6.4015 | 6.4581 | 6.5314 | 6.5001 | 6.7638 | 6.8703 | 6.8964 | 6.9977 | 7.0543 | 7.1095
Demand NHH Zonal Tariff (p/kWh)
Demand in Y+5
Zone No. | Zone Name. | 2011 | 2012 | 2013 | 2014 | 2015 | 2016 | 2017 | 2018 | 2019 | 2020 | 2021 | 2022 | 2023 | 2024 | 2025 | 2026 | 2027 | 2028 | 2029 | 2030
1 | Northern Scotland | 0 | 0 | 0 | 0 | 0 | 2.9639 | 2.7131 | 3.1645 | 3.0224 | 3.3282 | 4.3343 | 4.0033 | 4.6886 | 4.0078 | 5.1703 | 5.3327 | 5.3821 | 5.4803 | 5.4795 | 5.6022
2 | Southern Scotland | 0 | 0 | 0 | 0 | 0 | 3.7158 | 3.4612 | 3.9017 | 3.6943 | 4.1975 | 5.1665 | 4.8245 | 5.3989 | 5.037 | 5.9172 | 5.9625 | 6.1302 | 6.2336 | 6.2428 | 6.3983
3 | Northern | 0 | 0 | 0 | 0 | 0 | 4.853 | 4.5611 | 4.9934 | 4.7963 | 5.3419 | 6.4841 | 6.5286 | 6.6767 | 6.4879 | 6.8995 | 6.964 | 7.1089 | 7.1747 | 7.2314 | 7.3334
4 | North West | 0 | 0 | 0 | 0 | 0 | 5.8779 | 5.5529 | 5.9887 | 5.7772 | 6.2987 | 6.968 | 7.397 | 7.2531 | 7.3773 | 7.4083 | 7.4485 | 7.8805 | 7.9358 | 8.012 | 8.1112
5 | Yorkshire | 0 | 0 | 0 | 0 | 0 | 5.6643 | 5.3562 | 5.7743 | 5.5719 | 6.0753 | 6.6358 | 7.222 | 6.797 | 7.0416 | 6.9517 | 7.0415 | 7.2798 | 7.3344 | 7.4056 | 7.493
6 | N Wales & Mersey | 0 | 0 | 0 | 0 | 0 | 6.2313 | 5.8903 | 6.3011 | 6.0977 | 6.5587 | 7.2408 | 7.669 | 7.4329 | 7.5604 | 7.6774 | 7.7417 | 8.1614 | 8.202 | 8.2926 | 8.3754
7 | East Midlands | 0 | 0 | 0 | 0 | 0 | 6.2289 | 5.9071 | 6.3308 | 6.1254 | 6.5966 | 7.1605 | 7.6321 | 7.0854 | 7.333 | 7.2912 | 7.4733 | 7.6131 | 7.6662 | 7.7394 | 7.8173
8 | Midlands | 0 | 0 | 0 | 0 | 0 | 6.543 | 6.2003 | 6.6304 | 6.423 | 6.8996 | 7.4742 | 7.9465 | 7.4392 | 7.7405 | 7.7123 | 7.9639 | 8.1437 | 8.1947 | 8.2762 | 8.3393
9 | Eastern | 0 | 0 | 0 | 0 | 0 | 6.3686 | 6.066 | 6.4838 | 6.28 | 6.7094 | 7.2212 | 7.4906 | 6.9363 | 7.0598 | 7.0073 | 7.0969 | 7.0952 | 7.1331 | 7.2204 | 7.3012
10 | South Wales | 0 | 0 | 0 | 0 | 0 | 5.6666 | 5.329 | 5.7297 | 5.5397 | 5.9562 | 6.3803 | 6.747 | 6.2374 | 6.5201 | 6.4652 | 7.0795 | 7.0302 | 7.08 | 7.1473 | 7.1949
11 | South East | 0 | 0 | 0 | 0 | 0 | 7.1961 | 6.7012 | 7.1155 | 7.2111 | 7.6351 | 8.1508 | 8.1849 | 7.6176 | 7.6505 | 7.5649 | 7.4746 | 7.2988 | 7.3293 | 7.6012 | 7.5058
12 | London | 0 | 0 | 0 | 0 | 0 | 7.3146 | 6.9524 | 7.349 | 7.2448 | 7.6676 | 8.1521 | 8.3882 | 7.8609 | 7.8676 | 7.7996 | 7.7015 | 7.596 | 7.6078 | 7.8168 | 7.7922
13 | Southern | 0 | 0 | 0 | 0 | 0 | 7.093 | 6.7127 | 7.1606 | 6.9585 | 7.3517 | 7.8423 | 7.9381 | 7.3706 | 7.4166 | 7.3973 | 7.6218 | 7.658 | 7.7032 | 7.7615 | 7.8661
14 | South Western | 0 | 0 | 0 | 0 | 0 | 6.6187 | 6.3211 | 6.7708 | 6.4842 | 6.6496 | 7.0549 | 7.0502 | 6.5702 | 6.664 | 6.6463 | 6.9651 | 6.972 | 7.0208 | 7.1314 | 7.1689
Aggregate TNUoS | 2011 | 2012 | 2013 | 2014 | 2015 | 2016 | 2017 | 2018 | 2019 | 2020 | 2021 | 2022 | 2023 | 2024 | 2025 | 2026 | 2027 | 2028 | 2029 | 2030 | 2031
Total generators | 431.6953 | 545.1888 | 593.548 | 660.5061 | 763.8518 | 787.8658 | 786.9037 | 866.2175 | 902.3925 | 936.9526 | 952.1011 | 961.7798 | 984.6991 | 993.3271 | 1000.9711 | 1013.0465 | 1023.1396 | 1040.581 | 1048.5261 | 1056.2665 | 0
Total demand | 1296.4854 | 1462.5409 | 1571.3336 | 1836.5937 | 2022.9678 | 2221.0535 | 2355.4993 | 2485.0781 | 2586.6721 | 2691.3216 | 2745.6516 | 2779.9919 | 2819.7408 | 2854.322 | 2891.0811 | 2918.0576 | 2948.5968 | 2972.4866 | 2995.7892 | 3018.5045 | 2827.1059
Transmission rent | 19.3788 | 59.7858 | 94.2331 | 148.1308 | 89.4855 | 3.6006 | 118.8081 | 204.9044 | 16.1924 | 0.15863 | 0.43382 | 0.14093 | 0.14738 | 0.10532 | 11.4563 | 0.00075328 | 0.0023137 | 0.0038717 | 0.0053519 | 0.0047871 | 0
MAR | 1776.0074 | 2003.4807 | 2152.5118 | 2515.8818 | 2771.1888 | 3042.539 | 3226.7114 | 3404.2165 | 3543.3864 | 3686.7419 | 3761.1666 | 3808.2081 | 3862.6586 | 3910.0302 | 3960.385 | 3997.3391 | 4039.1737 | 4071.8995 | 4103.8208 | 4134.9376 | 3872.7478
Wholesale power price data | 2011 | 2012 | 2013 | 2014 | 2015 | 2016 | 2017 | 2018 | 2019 | 2020 | 2021 | 2022 | 2023 | 2024 | 2025 | 2026 | 2027 | 2028 | 2029 | 2030 | 2031
Demand weighted price (£/kW) | 53.4439 | 50.8437 | 64.3948 | 66.9812 | 70.0412 | 79.2182 | 84.806 | 83.4864 | 81.497 | 91.8687 | 75.783 | 83.1315 | 82.4872 | 101.6898 | 78.256 | 76.5521 | 81.6799 | 84.5687 | 87.1073 | 90.6061 | 114.0269
ELSI - DSMP (£/kW) | 46.3424 | 45.2454 | 52.1299 | 58.3646 | 60.6401 | 62.6089 | 61.5418 | 60.5704 | 61.2546 | 62.2066 | 62.9829 | 64.7311 | 66.0657 | 67.4688 | 67.8891 | 68.6499 | 70.1221 | 71.8404 | 73.3387 | 75.1571 | 0
ELSI - uplift | 7.0923 | 6.2077 | 11.3631 | 8.8095 | 9.3807 | 14.783 | 17.6525 | 17.4568 | 15.9587 | 20.5169 | 11.4011 | 14.5356 | 13.1477 | 20.5412 | 10.4321 | 9.7563 | 11.7694 | 12.3105 | 12.688 | 13.3427 | 0
BSUOS | 2011 | 2012 | 2013 | 2014 | 2015 | 2016 | 2017 | 2018 | 2019 | 2020 | 2021 | 2022 | 2023 | 2024 | 2025 | 2026 | 2027 | 2028 | 2029 | 2030 | 2031
Annual charge (£/MWhr) | 1.0586 | 1.138 | 1.2233 | 1.5236 | 1.2176 | 1.0156 | 1.0926 | 1.1228 | 1.0046 | 1.0001 | 1.0005 | 1.0001 | 1.0001 | 1 | 1.0024 | 1 | 1 | 1.0004 | 1.0008 | 1.0014 | 1
All consumer aggregate (£M) | 323.6384 | 356.5067 | 383.2819 | 477.0941 | 380.7116 | 316.5985 | 340.9871 | 349.5489 | 313.3222 | 312.9345 | 313.3793 | 314.9654 | 315.9894 | 317.121 | 318.4464 | 319.2821 | 321.1576 | 324.266 | 326.6387 | 329.9499 | 0
Power sector costs (£m) | 2011 | 2012 | 2013 | 2014 | 2015 | 2016 | 2017 | 2018 | 2019 | 2020 | 2021 | 2022 | 2023 | 2024 | 2025 | 2026 | 2027 | 2028 | 2029 | 2030 | 2031
Generation costs
Annuitised capital cost | 8.8398e-08 | 245.7041 | 396.1458 | 1423.5792 | 2130.0689 | 3436.5134 | 4229.852 | 4566.6089 | 4754.2427 | 5849.9574 | 7166.6124 | 7171.5464 | 8094.1848 | 9713.5314 | 12802.2481 | 14306.8499 | 14362.1478 | 14388.8366 | 14444.2733 | 14916.3315 | 43.3151
Fixed operating cost | 2891.963 | 3067.7219 | 2818.7573 | 3007.2965 | 3083.8643 | 3279.4853 | 3218.9759 | 3291.2687 | 3282.5358 | 3294.969 | 3476.6917 | 3375.9738 | 3461.6496 | 3356.4201 | 3705.2012 | 3850.422 | 3814.0314 | 3819.8915 | 3832.1285 | 3836.8846 | 3656.9576
Variable operating cost | 563.3646 | 687.4827 | 686.7236 | 693.9338 | 738.8461 | 772.8382 | 797.4457 | 781.447 | 761.362 | 797.7458 | 757.2463 | 745.7466 | 766.6097 | 925.5029 | 1385.8582 | 1441.743 | 1449.7586 | 1455.3923 | 1462.2369 | 1465.7291 | 0
Fuel cost | 7397.3856 | 6652.0065 | 7386.429 | 7772.9658 | 7785.8893 | 8014.9904 | 7667.5053 | 7192.2039 | 7633.1589 | 7672.7014 | 7775.4536 | 7836.0463 | 7504.1142 | 7736.4987 | 7761.6156 | 7248.5664 | 7280.8404 | 7369.461 | 7420.0888 | 7515.9985 | 0
Net interconnector imports | 868.4271 | 511.7862 | 661.9717 | 493.3036 | 476.2903 | 688.075 | 767.6976 | 1261.4714 | 1276.1512 | 1581.162 | 1269.6418 | 1502.6794 | 1438.0452 | 1510.3249 | 483.2701 | 67.4231 | 87.5912 | 146.5597 | 181.8241 | 251.767 | 0
Transmission costs
Annuitised capital cost | 1776.0074 | 2003.4807 | 2152.5118 | 2515.8818 | 2771.1888 | 3042.539 | 3226.7114 | 3404.2165 | 3543.3864 | 3686.7419 | 3761.1666 | 3808.2081 | 3862.6586 | 3910.0302 | 3960.385 | 3997.3391 | 4039.1737 | 4071.8995 | 4103.8208 | 4134.9376 | 3872.7478
Annual operating cost
Transmission losses | 320.294 | 376.0385 | 450.0036 | 547.8962 | 533.113 | 444.249 | 450.8473 | 428.1203 | 400.8824 | 341.4289 | 325.5236 | 338.038 | 347.4143 | 349.2723 | 346.1944 | 351.4231 | 362.2177 | 373.9464 | 382.9278 | 394.9706 | 0
Constraint costs | 35.8989 | 86.5965 | 140.1541 | 328.4292 | 136.2674 | 9.736 | 57.8696 | 76.5763 | 2.8569 | 0.058891 | 0.33341 | 0.054798 | 0.042997 | 0.0080107 | 1.5384 | 0.0016272 | 0.0027313 | 0.27085 | 0.53791 | 0.9211 | 0
Carbon costs | 1468.4101 | 898.3586 | 1448.8529 | 2087.5718 | 2794.8989 | 2421.3727 | 2375.8329 | 2293.8455 | 2456.071 | 2600.1846 | 2339.9783 | 2484.2128 | 2488.9009 | 2533.5868 | 2114.3363 | 2003.5149 | 2167.3565 | 2362.0828 | 2541.5299 | 2750.847 | 0
Total | 15321.7506 | 14529.1757 | 16141.5498 | 18870.8579 | 20450.427 | 22109.7991 | 22792.7376 | 23295.7585 | 24110.6472 | 25824.95 | 26872.6477 | 27262.5063 | 27963.6204 | 30035.1753 | 32560.6473 | 33267.2832 | 33563.1199 | 33988.3407 | 34369.368 | 35268.3871 | 7573.0205
Consumer bills (£m) | 2011 | 2012 | 2013 | 2014 | 2015 | 2016 | 2017 | 2018 | 2019 | 2020 | 2021 | 2022 | 2023 | 2024 | 2025 | 2026 | 2027 | 2028 | 2029 | 2030 | 2031
Wholesale costs | 16335.8511 | 16118.8994 | 19893.0087 | 21034.037 | 21894.1387 | 24125.9642 | 24716.2272 | 24291.3103 | 24082.5112 | 25884.6067 | 23298.0282 | 24964.0936 | 25028.8818 | 27909.4441 | 24880.9556 | 25033.6293 | 26299.9421 | 27275.919 | 28076.5317 | 29159.7882 | 0
BSUoS | 323.6384 | 356.5067 | 383.2819 | 477.0941 | 380.7116 | 316.5985 | 340.9871 | 349.5489 | 313.3222 | 312.9345 | 313.3793 | 314.9654 | 315.9894 | 317.121 | 318.4464 | 319.2821 | 321.1576 | 324.266 | 326.6387 | 329.9499 | 0
Demand TNUoS charges | 1296.4854 | 1462.5409 | 1571.3336 | 1836.5937 | 2022.9678 | 2221.0535 | 2355.4993 | 2485.0781 | 2586.6721 | 2691.3216 | 2745.6516 | 2779.9919 | 2819.7408 | 2854.322 | 2891.0811 | 2918.0576 | 2948.5968 | 2972.4866 | 2995.7892 | 3018.5045 | 2827.1059
ROC subsidies | 892.7743 | 1389.7624 | 1443.2045 | 1990.3579 | 2429.8893 | 3395.6787 | 3943.1934 | 3940.4866 | 3935.788 | 3935.341 | 4063.6974 | 4062.2308 | 4056.3929 | 4048.6556 | 4047.1067 | 4037.1156 | 4036.7671 | 4037.7198 | 4037.7566 | 4038.9085 | 0
CFD subsidies | 0 | 0 | 0 | 0 | 0 | 0 | 0 | 263.314 | 280.4697 | 607.8933 | 1078.7678 | 946.3978 | 1173.9425 | 1459.0367 | 4049.4903 | 4380.6023 | 3926.235 | 3603.7667 | 3345.7846 | 2988.071 | 0
LEC subsidies | 80.5745 | 109.8119 | 117.0252 | 151.1557 | 180.3562 | 263.2188 | 305.8321 | 340.781 | 339.7335 | 339.6338 | 368.2488 | 367.9219 | 366.6204 | 363.0691 | 362.8495 | 360.9157 | 360.838 | 361.0355 | 361.0144 | 361.1963 | 0
Capacity payments | 0 | 0 | 0 | 0 | 0 | 0 | 0 | 1629.4863 | 1673.4566 | 1640.7335 | 1518.5875 | 1963.4357 | 2110.8409 | 1328.7906 | 887.6545 | 852.4829 | 1620.4285 | 1477.3889 | 1370.4959 | 1287.466 | 3299.0232
Transmission losses | 320.294 | 376.0385 | 450.0036 | 547.8962 | 533.113 | 444.249 | 450.8473 | 428.1203 | 400.8824 | 341.4289 | 325.5236 | 338.038 | 347.4143 | 349.2723 | 346.1944 | 351.4231 | 362.2177 | 373.9464 | 382.9278 | 394.9706 | 0
Check on total demand/supply balance
Generation (TWh) | 290.9468 | 305.2365 | 303.7355 | 307.1201 | 307.1017 | 303.3591 | 302.6816 | 294.7072 | 295.1819 | 292.372 | 297.3877 | 296.5376 | 298.8823 | 299.3862 | 313.3719 | 320.1957 | 321.8472 | 324.1445 | 326.0086 | 328.3663 | 0
Embedded generation (TWh) | 38.7313 | 40.26 | 41.8919 | 43.5987 | 45.4753 | 47.4666 | 49.5971 | 51.7519 | 54.044 | 56.425 | 58.7717 | 61.1088 | 63.4821 | 65.8969 | 68.3503 | 70.8046 | 73.2595 | 75.7153 | 78.1718 | 80.6291 | 83.0872
Net interconnector imports (TWh) | 14.7693 | 8.0373 | 9.575 | 6.0069 | 5.5789 | 8.3788 | 9.4147 | 16.6122 | 16.7147 | 20.5333 | 15.826 | 18.4008 | 17.0867 | 17.7318 | 4.3074 | -0.91336 | -0.69005 | -0.012718 | 0.36251 | 1.1247 | 0
Total supply | 344.4474 | 353.5337 | 355.2024 | 356.7257 | 358.1559 | 359.2045 | 361.6935 | 363.0713 | 365.9406 | 369.3303 | 371.9854 | 376.0472 | 379.451 | 383.0149 | 386.0297 | 390.0869 | 394.4167 | 399.847 | 404.5429 | 410.1201 | 83.0872
Final demand | 305.7161 | 313.2737 | 313.3105 | 313.127 | 312.6806 | 311.7379 | 312.096 | 311.3184 | 311.8959 | 312.9051 | 313.2128 | 314.938 | 315.968 | 317.117 | 317.6784 | 319.2813 | 321.1562 | 324.1308 | 326.3702 | 329.49 | 0
Embedded generation (TWh) | 38.7313 | 40.26 | 41.8919 | 43.5987 | 45.4753 | 47.4666 | 49.5971 | 51.7519 | 54.044 | 56.425 | 58.7717 | 61.1088 | 63.4821 | 65.8969 | 68.3503 | 70.8046 | 73.2595 | 75.7153 | 78.1718 | 80.6291 | 83.0872
Total demand | 344.4474 | 353.5337 | 355.2024 | 356.7257 | 358.1559 | 359.2045 | 361.6931 | 363.0703 | 365.9399 | 369.3302 | 371.9846 | 376.0468 | 379.45 | 383.0139 | 386.0287 | 390.0859 | 394.4158 | 399.8461 | 404.542 | 410.1191 | 83.0872
Cumulative new build by plant type and location
|  | 2011 | 2012 | 2013 | 2014 | 2015 | 2016 | 2017 | 2018 | 2019 | 2020 | 2021 | 2022 | 2023 | 2024 | 2025 | 2026 | 2027 | 2028 | 2029 | 2030 | 2031
Nuclear | S England & S Wales | 0 | 0 | 0 | 0 | 0 | 0 | 0 | 0 | 0 | 1670 | 3340 | 3340 | 5010 | 6680 | 8350 | 10000 | 10000 | 10000 | 10000 | 10000 | 10000
Nuclear | Midlands & N Wales | 0 | 0 | 0 | 0 | 0 | 0 | 0 | 0 | 0 | 0 | 0 | 0 | 0 | 0 | 0 | 1200 | 1200 | 1200 | 1200 | 1200 | 1200
Nuclear | N England | 0 | 0 | 0 | 0 | 0 | 0 | 0 | 0 | 0 | 0 | 0 | 0 | 0 | 0 | 0 | 0 | 0 | 0 | 0 | 0 | 0
Nuclear | S Scotland | 0 | 0 | 0 | 0 | 0 | 0 | 0 | 0 | 0 | 0 | 0 | 0 | 0 | 0 | 0 | 0 | 0 | 0 | 0 | 0 | 0
Nuclear | N Scotland | 0 | 0 | 0 | 0 | 0 | 0 | 0 | 0 | 0 | 0 | 0 | 0 | 0 | 0 | 0 | 0 | 0 | 0 | 0 | 0 | 0
CCGT | S England & S Wales | 0 | 1335 | 1335 | 2175 | 2645 | 2645 | 3405 | 3405 | 5805 | 5805 | 11405 | 11405 | 11405 | 11405 | 11405 | 11405 | 11405 | 11405 | 11405 | 11405 | 11405
CCGT | Midlands & N Wales | 0 | 870 | 870 | 3030 | 3030 | 3030 | 3030 | 3030 | 3030 | 3030 | 3030 | 3030 | 3030 | 3030 | 3030 | 3030 | 3030 | 3030 | 3030 | 3030 | 3030
CCGT | N England | 0 | 0 | 0 | 952 | 952 | 952 | 952 | 952 | 952 | 952 | 952 | 952 | 952 | 952 | 952 | 952 | 952 | 952 | 952 | 952 | 952
CCGT | S Scotland | 0 | 0 | 0 | 0 | 0 | 0 | 0 | 0 | 0 | 0 | 0 | 0 | 0 | 0 | 0 | 0 | 0 | 0 | 0 | 0 | 0
CCGT | N Scotland | 0 | 0 | 0 | 0 | 0 | 0 | 0 | 0 | 0 | 0 | 0 | 0 | 0 | 0 | 0 | 0 | 0 | 0 | 0 | 0 | 0
Coal + CCS | S England & S Wales | 0 | 0 | 0 | 0 | 0 | 0 | 0 | 0 | 0 | 0 | 0 | 0 | 0 | 0 | 0 | 0 | 0 | 0 | 0 | 0 | 0
Coal + CCS | Midlands & N Wales | 0 | 0 | 0 | 0 | 0 | 0 | 0 | 0 | 0 | 0 | 0 | 0 | 0 | 1000 | 2000 | 2000 | 2000 | 2000 | 2000 | 2000 | 2000
Coal + CCS | N England | 0 | 0 | 0 | 0 | 0 | 800 | 800 | 800 | 800 | 800 | 800 | 800 | 800 | 800 | 2740 | 2740 | 2740 | 2740 | 2740 | 2740 | 2740
Coal + CCS | S Scotland | 0 | 0 | 0 | 0 | 300 | 300 | 300 | 300 | 300 | 300 | 300 | 300 | 300 | 300 | 300 | 300 | 300 | 300 | 300 | 300 | 300
Coal + CCS | N Scotland | 0 | 0 | 0 | 0 | 0 | 0 | 0 | 0 | 0 | 0 | 0 | 0 | 0 | 0 | 0 | 0 | 0 | 0 | 0 | 0 | 0
CCGT + CCS | S England & S Wales | 0 | 0 | 0 | 0 | 0 | 0 | 0 | 0 | 0 | 0 | 0 | 0 | 0 | 0 | 2293 | 2293 | 2293 | 2293 | 2293 | 2293 | 2293
CCGT + CCS | Midlands & N Wales | 0 | 0 | 0 | 0 | 0 | 0 | 0 | 0 | 0 | 0 | 0 | 0 | 0 | 0 | 0 | 0 | 0 | 0 | 0 | 0 | 0
CCGT + CCS | N England | 0 | 0 | 0 | 0 | 0 | 0 | 0 | 0 | 0 | 0 | 0 | 0 | 0 | 1000 | 2000 | 2000 | 2000 | 2000 | 2000 | 2000 | 2000
CCGT + CCS | S Scotland | 0 | 0 | 0 | 0 | 0 | 0 | 0 | 0 | 0 | 0 | 0 | 0 | 0 | 0 | 0 | 0 | 0 | 0 | 0 | 0 | 0
CCGT + CCS | N Scotland | 0 | 0 | 0 | 0 | 0 | 0 | 0 | 0 | 0 | 0 | 0 | 0 | 0 | 0 | 0 | 0 | 0 | 0 | 0 | 0 | 0
Onshore wind | S England & S Wales | 0 | 32.503 | 40.5244 | 49.104 | 59.7533 | 83.0346 | 96.3993 | 111.1031 | 124.5491 | 138.0315 | 146.7471 | 156.6632 | 166.8359 | 176.8215 | 188.1959 | 200.1955 | 275.2672 | 330.6121 | 446.1821 | 491.1005 | 491.1005
Onshore wind | Midlands & N Wales | 0 | 26.7651 | 33.3703 | 40.4354 | 49.2047 | 214.5778 | 371.7851 | 383.8931 | 394.9655 | 406.0677 | 413.2447 | 421.4103 | 429.7871 | 438.0099 | 447.3763 | 457.2575 | 519.0764 | 564.6509 | 659.8186 | 696.8073 | 696.8073
Onshore wind | N England | 0 | 37.2786 | 46.4785 | 56.3187 | 68.5327 | 95.2347 | 110.563 | 127.4272 | 142.8489 | 158.3122 | 168.3084 | 179.6815 | 191.3488 | 202.8016 | 215.8472 | 229.6098 | 315.7117 | 379.1883 | 511.7388 | 563.257 | 563.257
Onshore wind | S Scotland | 0 | 83.35 | 401.4 | 837.6 | 1164.8 | 1418.2383 | 2435.0767 | 2435.0767 | 2435.0767 | 2435.0767 | 2435.0767 | 2435.0767 | 2435.0767 | 2435.0767 | 2435.0767 | 2435.0767 | 2435.0767 | 2435.0767 | 2435.0767 | 2435.0767 | 2435.0767
Onshore wind | N Scotland | 0 | 0.4 | 508.5 | 690 | 1177 | 1574.2476 | 2622.131 | 2655.6989 | 2771.5361 | 2771.5361 | 2887.3734 | 2887.3734 | 3003.2106 | 3003.2106 | 3119.0478 | 3119.0478 | 3234.885 | 3234.885 | 3234.885 | 3234.885 | 3234.885
Offshore wind | Offshore South | 0 | 1527.3 | 1527.3 | 1527.3 | 2359.3 | 3157.3 | 3561.3 | 3965.3 | 3965.3 | 3965.3 | 3965.3 | 3965.3 | 3965.3 | 3965.3 | 3965.3 | 3965.3 | 3965.3 | 3965.3 | 3965.3 | 3965.3 | 3965.3
Offshore wind | Offshore Irish Sea | 0 | 270 | 270 | 977 | 977 | 977 | 977 | 977 | 977 | 977 | 977 | 977 | 977 | 977 | 977 | 977 | 977 | 977 | 977 | 977 | 977
Offshore wind | Offshore E England | 0 | 0 | 0 | 705 | 1205 | 1705 | 2105 | 2305 | 2305 | 2905 | 2905 | 2905 | 2905 | 2905 | 2905 | 2905 | 2905 | 2905 | 2905 | 2905 | 2905
Offshore wind | Offshore Scotland | 0 | 0 | 0 | 450 | 450 | 450 | 450 | 450 | 450 | 450 | 450 | 450 | 450 | 450 | 450 | 450 | 450 | 450 | 450 | 450 | 450
Onshore wind (North Scotland) includes:
Island Wind - Zone S Orkney |  | 1e-06 | 1e-06 | 1e-06 | 1e-06 | 1e-06 | 20.7966 | 41.5933 | 41.5933 | 62.3899 | 62.3899 | 83.1865 | 83.1865 | 103.9831 | 103.9831 | 124.7798 | 124.7798 | 145.5764 | 145.5764 | 145.5764 | 145.5764 | 145.5764
Island Wind - Zone S Shetland |  | 1e-06 | 1e-06 | 1e-06 | 1e-06 | 1e-06 | 95.0406 | 190.0812 | 190.0812 | 285.1217 | 285.1217 | 380.1623 | 380.1623 | 475.2029 | 475.2029 | 570.2435 | 570.2435 | 665.2841 | 665.2841 | 665.2841 | 665.2841 | 665.2841
Island Wind - Zone S Western Isles |  | 1e-06 | 1e-06 | 1e-06 | 1e-06 | 1e-06 | 1e-06 | 1e-06 | 1e-06 | 1e-06 | 1e-06 | 1e-06 | 1e-06 | 1e-06 | 1e-06 | 1e-06 | 1e-06 | 1e-06 | 1e-06 | 1e-06 | 1e-06 | 1e-06
Cumulative retirements by plant type
| 2011 | 2012 | 2013 | 2014 | 2015 | 2016 | 2017 | 2018 | 2019 | 2020 | 2021 | 2022 | 2023 | 2024 | 2025 | 2026 | 2027 | 2028 | 2029 | 2030 | 2031
CHP | 0 | 0 | -428 | -428 | -428 | -428 | -428 | -428 | -428 | -428 | -428 | -428 | -428 | -428 | -428 | -428 | -428 | -428 | -428 | -428 | -428
AGT | 0 | 0 | 0 | 0 | 0 | 0 | 0 | 0 | 0 | 0 | 0 | 0 | 0 | 0 | 0 | 0 | 0 | 0 | 0 | 0 | 0
Oil | 0 | 0 | -2388 | -2388 | -2388 | -3263 | -3263 | -3263 | -3263 | -3263 | -3263 | -3263 | -3263 | -3263 | -3263 | -3263 | -3263 | -3263 | -3263 | -3263 | -3263
Hydro | 0 | 0 | 0 | 0 | 0 | 0 | 0 | 0 | 0 | 0 | 0 | 0 | 0 | 0 | 0 | 0 | 0 | 0 | 0 | 0 | 0
PS | 0 | 0 | 0 | 0 | 0 | 0 | 0 | 0 | 0 | 0 | 0 | 0 | 0 | 0 | 0 | 0 | 0 | 0 | 0 | 0 | 0
Nuclear | 0 | 0 | -615 | -615 | -1105 | -1105 | -1105 | -1105 | -2186 | -4596 | -4596 | -4596 | -4596 | -6931 | -6931 | -6931 | -6931 | -6931 | -6931 | -6931 | -10561
CCGT | 0 | 0 | -804 | -1584 | -1584 | -1984 | -2794 | -3309 | -3974 | -4874 | -4874 | -5643 | -6159 | -7759 | -9879 | -11837 | -13587 | -13587 | -13587 | -13587 | -13587
OCGT | 0 | 0 | 0 | -68 | -102 | -396 | -396 | -396 | -396 | -396 | -396 | -396 | -396 | -555 | -555 | -555 | -555 | -555 | -555 | -555 | -555
Coal | 0 | -551 | -4787 | -6108 | -8429 | -9893.5 | -15438 | -15438 | -15438 | -15438 | -17207 | -19194 | -19765 | -23712 | -23712 | -23712 | -23712 | -23712 | -23712 | -23712 | -23712
Coal + CCS | 0 | 0 | 0 | 0 | 0 | 0 | 0 | 0 | 0 | 0 | 0 | 0 | 0 | 0 | 0 | 0 | 0 | 0 | 0 | 0 | 0
CCGT + CCS | 0 | 0 | 0 | 0 | 0 | 0 | 0 | 0 | 0 | 0 | 0 | 0 | 0 | 0 | 0 | 0 | 0 | 0 | 0 | 0 | 0
Onshore wind (unclassified) | 0 | 0 | 0 | 0 | 0 | 0 | 0 | 0 | 0 | 0 | 0 | 0 | 0 | 0 | 0 | 0 | 0 | 0 | 0 | 0 | 0
Offshore wind (unclassified) | 0 | 0 | 0 | 0 | 0 | 0 | 0 | 0 | 0 | 0 | 0 | 0 | 0 | 0 | 0 | 0 | 0 | 0 | 0 | 0 | 0
Onshore wind | 0 | -0.3 | -0.3 | -0.3 | -0.3 | -0.3 | -0.3 | -0.3 | -0.3 | -0.3 | -0.3 | -0.3 | -0.3 | -0.3 | -0.3 | -0.3 | -0.3 | -0.3 | -0.3 | -0.3 | -0.3
Onshore wind (Medium) | 0 | 0 | 0 | 0 | 0 | 0 | 0 | 0 | 0 | 0 | 0 | 0 | 0 | 0 | 0 | 0 | 0 | 0 | 0 | 0 | 0
Onshore wind (Low) | 0 | 0 | 0 | 0 | 0 | 0 | 0 | 0 | 0 | 0 | 0 | 0 | 0 | 0 | 0 | 0 | 0 | 0 | 0 | 0 | 0
Offshore wind | 0 | 0 | 0 | 0 | 0 | 0 | 0 | 0 | 0 | 0 | 0 | 0 | 0 | 0 | 0 | 0 | 0 | 0 | 0 | 0 | 0
Offshore wind (Low) | 0 | 0 | 0 | 0 | 0 | 0 | 0 | 0 | 0 | 0 | 0 | 0 | 0 | 0 | 0 | 0 | 0 | 0 | 0 | 0 | 0
Wave | 0 | 0 | 0 | 0 | 0 | 0 | 0 | 0 | 0 | 0 | 0 | 0 | 0 | 0 | 0 | 0 | 0 | 0 | 0 | 0 | 0
Tidal Stream | 0 | 0 | 0 | 0 | 0 | 0 | 0 | 0 | 0 | 0 | 0 | 0 | 0 | 0 | 0 | 0 | 0 | 0 | 0 | 0 | 0
Tidal Range | 0 | 0 | 0 | 0 | 0 | 0 | 0 | 0 | 0 | 0 | 0 | 0 | 0 | 0 | 0 | 0 | 0 | 0 | 0 | 0 | 0
Sewage gas | 0 | 0 | 0 | 0 | 0 | 0 | 0 | 0 | 0 | 0 | 0 | 0 | 0 | 0 | 0 | 0 | 0 | 0 | 0 | 0 | 0
Solar | 0 | 0 | 0 | 0 | 0 | 0 | 0 | 0 | 0 | 0 | 0 | 0 | 0 | 0 | 0 | 0 | 0 | 0 | 0 | 0 | 0
Biomass regular | 0 | 0 | 0 | 0 | 0 | 0 | 0 | 0 | 0 | 0 | 0 | 0 | 0 | 0 | 0 | 0 | 0 | 0 | 0 | 0 | 0
Biomass energy crop | 0 | 0 | 0 | 0 | 0 | 0 | 0 | 0 | 0 | 0 | 0 | 0 | 0 | 0 | 0 | 0 | 0 | 0 | 0 | 0 | 0
Biowaste | 0 | 0 | 0 | 0 | 0 | 0 | 0 | 0 | 0 | 0 | 0 | 0 | 0 | 0 | 0 | 0 | 0 | 0 | 0 | 0 | 0
Biogas | 0 | 0 | 0 | 0 | 0 | 0 | 0 | 0 | 0 | 0 | 0 | 0 | 0 | 0 | 0 | 0 | 0 | 0 | 0 | 0 | 0
Biodiesel | 0 | 0 | 0 | 0 | 0 | 0 | 0 | 0 | 0 | 0 | 0 | 0 | 0 | 0 | 0 | 0 | 0 | 0 | 0 | 0 | 0
Biomass ACT | 0 | 0 | 0 | 0 | 0 | 0 | 0 | 0 | 0 | 0 | 0 | 0 | 0 | 0 | 0 | 0 | 0 | 0 | 0 | 0 | 0
Biomass AD | 0 | 0 | 0 | 0 | 0 | 0 | 0 | 0 | 0 | 0 | 0 | 0 | 0 | 0 | 0 | 0 | 0 | 0 | 0 | 0 | 0
Biomass regular (CHP) | 0 | 0 | 0 | 0 | 0 | 0 | 0 | 0 | 0 | 0 | 0 | 0 | 0 | 0 | 0 | 0 | 0 | 0 | 0 | 0 | 0
Biomass energy crop (CHP) | 0 | 0 | 0 | 0 | 0 | 0 | 0 | 0 | 0 | 0 | 0 | 0 | 0 | 0 | 0 | 0 | 0 | 0 | 0 | 0 | 0
Biowaste (CHP) | 0 | 0 | 0 | 0 | 0 | 0 | 0 | 0 | 0 | 0 | 0 | 0 | 0 | 0 | 0 | 0 | 0 | 0 | 0 | 0 | 0
Biogas (CHP) | 0 | 0 | 0 | 0 | 0 | 0 | 0 | 0 | 0 | 0 | 0 | 0 | 0 | 0 | 0 | 0 | 0 | 0 | 0 | 0 | 0
Biodiesel (CHP) | 0 | 0 | 0 | 0 | 0 | 0 | 0 | 0 | 0 | 0 | 0 | 0 | 0 | 0 | 0 | 0 | 0 | 0 | 0 | 0 | 0
Biomass ACT (CHP) | 0 | 0 | 0 | 0 | 0 | 0 | 0 | 0 | 0 | 0 | 0 | 0 | 0 | 0 | 0 | 0 | 0 | 0 | 0 | 0 | 0
Biomass AD (CHP) | 0 | 0 | 0 | 0 | 0 | 0 | 0 | 0 | 0 | 0 | 0 | 0 | 0 | 0 | 0 | 0 | 0 | 0 | 0 | 0 | 0
Landfill gas | 0 | 0 | 0 | 0 | 0 | 0 | 0 | 0 | 0 | 0 | 0 | 0 | 0 | 0 | 0 | 0 | 0 | 0 | 0 | 0 | 0
Hydro (small scale) | 0 | 0 | 0 | 0 | 0 | 0 | 0 | 0 | 0 | 0 | 0 | 0 | 0 | 0 | 0 | 0 | 0 | 0 | 0 | 0 | 0
Geopressure | 0 | 0 | 0 | 0 | 0 | 0 | 0 | 0 | 0 | 0 | 0 | 0 | 0 | 0 | 0 | 0 | 0 | 0 | 0 | 0 | 0
Standard gasification or pyrolysis | 0 | 0 | 0 | 0 | 0 | 0 | 0 | 0 | 0 | 0 | 0 | 0 | 0 | 0 | 0 | 0 | 0 | 0 | 0 | 0 | 0
Other unspecified | 0 | 0 | 0 | 0 | 0 | 0 | 0 | 0 | 0 | 0 | 0 | 0 | 0 | 0 | 0 | 0 | 0 | 0 | 0 | 0 | 0
Geothermal | 0 | 0 | 0 | 0 | 0 | 0 | 0 | 0 | 0 | 0 | 0 | 0 | 0 | 0 | 0 | 0 | 0 | 0 | 0 | 0 | 0
Microgeneration | 0 | 0 | 0 | 0 | 0 | 0 | 0 | 0 | 0 | 0 | 0 | 0 | 0 | 0 | 0 | 0 | 0 | 0 | 0 | 0 | 0
Other ROC | 0 | 0 | 0 | 0 | 0 | 0 | 0 | 0 | 0 | 0 | 0 | 0 | 0 | 0 | 0 | 0 | 0 | 0 | 0 | 0 | 0
Non-ROC | 0 | 0 | 0 | 0 | 0 | 0 | 0 | 0 | 0 | 0 | 0 | 0 | 0 | 0 | 0 | 0 | 0 | 0 | 0 | 0 | 0
Embedded CHP | 0 | 0 | 0 | 0 | 0 | 0 | 0 | 0 | 0 | 0 | 0 | 0 | 0 | 0 | 0 | 0 | 0 | 0 | 0 | 0 | 0
Embedded Gas | 0 | 0 | 0 | 0 | 0 | 0 | 0 | 0 | 0 | 0 | 0 | 0 | 0 | 0 | 0 | 0 | 0 | 0 | 0 | 0 | 0
Embedded offshore wind | 0 | 0 | 0 | 0 | 0 | 0 | 0 | 0 | 0 | 0 | 0 | 0 | 0 | 0 | 0 | 0 | 0 | 0 | 0 | 0 | 0
Embedded onshore wind | 0 | 0 | 0 | 0 | 0 | 0 | 0 | 0 | 0 | 0 | 0 | 0 | 0 | 0 | 0 | 0 | 0 | 0 | 0 | 0 | 0
Embedded biomass | 0 | 0 | 0 | 0 | 0 | 0 | 0 | 0 | 0 | 0 | 0 | 0 | 0 | 0 | 0 | 0 | 0 | 0 | 0 | 0 | 0
Embedded tidal and wave | 0 | 0 | 0 | 0 | 0 | 0 | 0 | 0 | 0 | 0 | 0 | 0 | 0 | 0 | 0 | 0 | 0 | 0 | 0 | 0 | 0
Embedded hydro | 0 | 0 | 0 | 0 | 0 | 0 | 0 | 0 | 0 | 0 | 0 | 0 | 0 | 0 | 0 | 0 | 0 | 0 | 0 | 0 | 0
Total | 0 | -551.3 | -9022.3 | -11191.3 | -14036.3 | -17069.8 | -23424.3 | -23939.3 | -25685.3 | -28995.3 | -30764.3 | -33520.3 | -34607.3 | -42648.3 | -44768.3 | -46726.3 | -48476.2999 | -48476.2999 | -48476.2999 | -48476.2999 | -52106.2999
Cumulative retirements by chart type
| 2011 | 2012 | 2013 | 2014 | 2015 | 2016 | 2017 | 2018 | 2019 | 2020 | 2021 | 2022 | 2023 | 2024 | 2025 | 2026 | 2027 | 2028 | 2029 | 2030 | 2031
Gas | 0 | 0 | -1232 | -2012 | -2012 | -2412 | -3222 | -3737 | -4402 | -5302 | -5302 | -6071 | -6587 | -8187 | -10307 | -12265 | -14015 | -14015 | -14015 | -14015 | -14015
Coal | 0 | -551 | -4787 | -6108 | -8429 | -9893.5 | -15438 | -15438 | -15438 | -15438 | -17207 | -19194 | -19765 | -23712 | -23712 | -23712 | -23712 | -23712 | -23712 | -23712 | -23712
Oil | 0 | 0 | -2388 | -2388 | -2388 | -3263 | -3263 | -3263 | -3263 | -3263 | -3263 | -3263 | -3263 | -3263 | -3263 | -3263 | -3263 | -3263 | -3263 | -3263 | -3263
OCGT | 0 | 0 | 0 | -68 | -102 | -396 | -396 | -396 | -396 | -396 | -396 | -396 | -396 | -555 | -555 | -555 | -555 | -555 | -555 | -555 | -555
PS | 0 | 0 | 0 | 0 | 0 | 0 | 0 | 0 | 0 | 0 | 0 | 0 | 0 | 0 | 0 | 0 | 0 | 0 | 0 | 0 | 0
Nuclear | 0 | 0 | -615 | -615 | -1105 | -1105 | -1105 | -1105 | -2186 | -4596 | -4596 | -4596 | -4596 | -6931 | -6931 | -6931 | -6931 | -6931 | -6931 | -6931 | -10561
CCS | 0 | 0 | 0 | 0 | 0 | 0 | 0 | 0 | 0 | 0 | 0 | 0 | 0 | 0 | 0 | 0 | 0 | 0 | 0 | 0 | 0
Onshore wind | 0 | -0.3 | -0.3 | -0.3 | -0.3 | -0.3 | -0.3 | -0.3 | -0.3 | -0.3 | -0.3 | -0.3 | -0.3 | -0.3 | -0.3 | -0.3 | -0.3 | -0.3 | -0.3 | -0.3 | -0.3
Offshore wind | 0 | 0 | 0 | 0 | 0 | 0 | 0 | 0 | 0 | 0 | 0 | 0 | 0 | 0 | 0 | 0 | 0 | 0 | 0 | 0 | 0
Other renewable | 0 | 0 | 0 | 0 | 0 | 0 | 0 | 0 | 0 | 0 | 0 | 0 | 0 | 0 | 0 | 0 | 0 | 0 | 0 | 0 | 0
Total | 0 | -551.3 | -9022.3 | -11191.3 | -14036.3 | -17069.8 | -23424.3 | -23939.3 | -25685.3 | -28995.3 | -30764.3 | -33520.3 | -34607.3 | -42648.3 | -44768.3 | -46726.3 | -48476.2999 | -48476.2999 | -48476.2999 | -48476.2999 | -52106.2999
Cumulative retirements by plant type and location
|  | 2011 | 2012 | 2013 | 2014 | 2015 | 2016 | 2017 | 2018 | 2019 | 2020 | 2021 | 2022 | 2023 | 2024 | 2025 | 2026 | 2027 | 2028 | 2029 | 2030 | 2031
Coal | S England & S Wales | 0 | 0 | -3661 | -4006 | -4816 | -4816 | -6385 | -6385 | -6385 | -6385 | -6385 | -6385 | -6385 | -6385 | -6385 | -6385 | -6385 | -6385 | -6385 | -6385 | -6385
Coal | Midlands & N Wales | 0 | 0 | 0 | 0 | -964 | -964 | -964 | -964 | -964 | -964 | -1932 | -3919 | -3919 | -7866 | -7866 | -7866 | -7866 | -7866 | -7866 | -7866 | -7866
Coal | N England | 0 | 0 | 0 | -976 | -976 | -2440.5 | -5845 | -5845 | -5845 | -5845 | -6075 | -6075 | -6075 | -6075 | -6075 | -6075 | -6075 | -6075 | -6075 | -6075 | -6075
Coal | S Scotland | 0 | -551 | -1126 | -1126 | -1673 | -1673 | -2244 | -2244 | -2244 | -2244 | -2815 | -2815 | -3386 | -3386 | -3386 | -3386 | -3386 | -3386 | -3386 | -3386 | -3386
Coal | N Scotland | 0 | 0 | 0 | 0 | 0 | 0 | 0 | 0 | 0 | 0 | 0 | 0 | 0 | 0 | 0 | 0 | 0 | 0 | 0 | 0 | 0
CCGT | S England & S Wales | 0 | 0 | -569 | -569 | -569 | -569 | -569 | -569 | -569 | -569 | -569 | -569 | -569 | -1915 | -2655 | -4613 | -6363 | -6363 | -6363 | -6363 | -6363
CCGT | Midlands & N Wales | 0 | 0 | 0 | 0 | 0 | 0 | 0 | -515 | -515 | -515 | -515 | -515 | -515 | -515 | -1895 | -1895 | -1895 | -1895 | -1895 | -1895 | -1895
CCGT | N England | 0 | 0 | -235 | -235 | -235 | -235 | -1045 | -1045 | -1710 | -2610 | -2610 | -3379 | -3895 | -4149 | -4149 | -4149 | -4149 | -4149 | -4149 | -4149 | -4149
CCGT | S Scotland | 0 | 0 | 0 | 0 | 0 | 0 | 0 | 0 | 0 | 0 | 0 | 0 | 0 | 0 | 0 | 0 | 0 | 0 | 0 | 0 | 0
CCGT | N Scotland | 0 | 0 | 0 | -780 | -780 | -1180 | -1180 | -1180 | -1180 | -1180 | -1180 | -1180 | -1180 | -1180 | -1180 | -1180 | -1180 | -1180 | -1180 | -1180 | -1180
Nuclear | S England & S Wales | 0 | 0 | -215 | -215 | -215 | -215 | -215 | -215 | -1296 | -1296 | -1296 | -1296 | -1296 | -2557 | -2557 | -2557 | -2557 | -2557 | -2557 | -2557 | -3769
Nuclear | Midlands & N Wales | 0 | 0 | -400 | -400 | -890 | -890 | -890 | -890 | -890 | -890 | -890 | -890 | -890 | -890 | -890 | -890 | -890 | -890 | -890 | -890 | -890
Nuclear | N England | 0 | 0 | 0 | 0 | 0 | 0 | 0 | 0 | 0 | -2410 | -2410 | -2410 | -2410 | -2410 | -2410 | -2410 | -2410 | -2410 | -2410 | -2410 | -3613
Nuclear | S Scotland | 0 | 0 | 0 | 0 | 0 | 0 | 0 | 0 | 0 | 0 | 0 | 0 | 0 | -1074 | -1074 | -1074 | -1074 | -1074 | -1074 | -1074 | -2289
Nuclear | N Scotland | 0 | 0 | 0 | 0 | 0 | 0 | 0 | 0 | 0 | 0 | 0 | 0 | 0 | 0 | 0 | 0 | 0 | 0 | 0 | 0 | 0
Transmission
Reinf package | 2010 | 2011 | 2012 | 2013 | 2014 | 2015 | 2016 | 2017 | 2018 | 2019 | 2020 | 2021 | 2022 | 2023 | 2024 | 2025 | 2026 | 2027 | 2028 | 2029 | 2030
Beauly-Denny overhead line | 2015 | 2015 | 2015 | 2015 | 2015 | 2015 | 2015 | 2015 | 2015 | 2015 | 2015 | 2015 | 2015 | 2015 | 2015 | 2015 | 2015 | 2015 | 2015 | 2015 | 2015
Dummy | 2040 | 2040 | 2040 | 2040 | 2040 | 2040 | 2040 | 2040 | 2040 | 2040 | 2040 | 2040 | 2040 | 2040 | 2040 | 2040 | 2040 | 2040 | 2040 | 2040 | 2040
East Coast (Kincardine - Harburn) 400kV | 2040 | 2040 | 2040 | 2040 | 2040 | 2040 | 2040 | 2020 | 2020 | 2020 | 2020 | 2020 | 2020 | 2020 | 2020 | 2020 | 2020 | 2020 | 2020 | 2020 | 2020
Western HVDC Link | 2016 | 2016 | 2016 | 2016 | 2016 | 2016 | 2016 | 2016 | 2016 | 2016 | 2016 | 2016 | 2016 | 2016 | 2016 | 2016 | 2016 | 2016 | 2016 | 2016 | 2016
Anglo-Scottish Series & Shunt Compensation | 2015 | 2015 | 2015 | 2015 | 2015 | 2015 | 2015 | 2015 | 2015 | 2015 | 2015 | 2015 | 2015 | 2015 | 2015 | 2015 | 2015 | 2015 | 2015 | 2015 | 2015
Eastern HVDC Link | 2040 | 2040 | 2040 | 2040 | 2040 | 2040 | 2040 | 2040 | 2040 | 2040 | 2040 | 2040 | 2040 | 2040 | 2040 | 2040 | 2040 | 2040 | 2040 | 2040 | 2040
Penwortham QBs | 2014 | 2014 | 2014 | 2014 | 2014 | 2014 | 2014 | 2014 | 2014 | 2014 | 2014 | 2014 | 2014 | 2014 | 2014 | 2014 | 2014 | 2014 | 2014 | 2014 | 2014
New Hinckley Point - Seabank OHL and assoc works | 2040 | 2040 | 2040 | 2040 | 2040 | 2018 | 2018 | 2018 | 2018 | 2018 | 2018 | 2018 | 2018 | 2018 | 2018 | 2018 | 2018 | 2018 | 2018 | 2018 | 2018
Reconductoring circuits in East Anglia | 2040 | 2040 | 2040 | 2040 | 2040 | 2040 | 2019 | 2019 | 2019 | 2019 | 2019 | 2019 | 2019 | 2019 | 2019 | 2019 | 2019 | 2019 | 2019 | 2019 | 2019
New OHL & reconductoring work in East Anglia | 2040 | 2040 | 2040 | 2040 | 2040 | 2040 | 2040 | 2040 | 2040 | 2040 | 2040 | 2040 | 2040 | 2040 | 2040 | 2040 | 2040 | 2040 | 2040 | 2040 | 2040
QBs in East Anglia | 2040 | 2040 | 2040 | 2040 | 2040 | 2040 | 2040 | 2040 | 2040 | 2040 | 2023 | 2023 | 2023 | 2023 | 2023 | 2023 | 2023 | 2023 | 2023 | 2023 | 2023
Establish 2nd Pentir-Traw 400kv circuit | 2040 | 2040 | 2040 | 2040 | 2040 | 2040 | 2040 | 2040 | 2040 | 2040 | 2040 | 2040 | 2040 | 2040 | 2040 | 2040 | 2040 | 2040 | 2040 | 2040 | 2040
Series compensation and reconductoring work in North Wales | 2040 | 2040 | 2040 | 2040 | 2040 | 2018 | 2018 | 2018 | 2018 | 2018 | 2018 | 2018 | 2018 | 2018 | 2018 | 2018 | 2018 | 2018 | 2018 | 2018 | 2018
Wylfa-Pembroke 2GW HVDC link | 2040 | 2040 | 2040 | 2040 | 2040 | 2040 | 2040 | 2040 | 2040 | 2040 | 2040 | 2040 | 2040 | 2040 | 2040 | 2040 | 2040 | 2040 | 2040 | 2040 | 2040
Daines 225MVAR MSC DNs | 2014 | 2014 | 2014 | 2014 | 2014 | 2014 | 2014 | 2014 | 2014 | 2014 | 2014 | 2014 | 2014 | 2014 | 2014 | 2014 | 2014 | 2014 | 2014 | 2014 | 2014
Sundon and Ratcliffe 225MVAR MSCs | 2015 | 2015 | 2015 | 2015 | 2015 | 2015 | 2015 | 2015 | 2015 | 2015 | 2015 | 2015 | 2015 | 2015 | 2015 | 2015 | 2015 | 2015 | 2015 | 2015 | 2015
North London Reinforcements & St John's Wood - Hackney cable | 2016 | 2016 | 2016 | 2016 | 2016 | 2016 | 2016 | 2016 | 2016 | 2016 | 2016 | 2016 | 2016 | 2016 | 2016 | 2016 | 2016 | 2016 | 2016 | 2016 | 2016
Turn in Sundon - Cowley circuit at East Claydon | 2040 | 2040 | 2017 | 2017 | 2017 | 2017 | 2017 | 2017 | 2017 | 2017 | 2017 | 2017 | 2017 | 2017 | 2017 | 2017 | 2017 | 2017 | 2017 | 2017 | 2017
North East London uprate to 400kV | 2040 | 2040 | 2040 | 2040 | 2040 | 2040 | 2040 | 2040 | 2040 | 2040 | 2040 | 2024 | 2024 | 2024 | 2024 | 2024 | 2024 | 2024 | 2024 | 2024 | 2024
East London reinforcements | 2014 | 2014 | 2014 | 2014 | 2014 | 2014 | 2014 | 2014 | 2014 | 2014 | 2014 | 2014 | 2014 | 2014 | 2014 | 2014 | 2014 | 2014 | 2014 | 2014 | 2014
East London reconductoring | 2040 | 2040 | 2040 | 2040 | 2040 | 2040 | 2040 | 2040 | 2040 | 2040 | 2040 | 2040 | 2025 | 2025 | 2025 | 2025 | 2025 | 2025 | 2025 | 2025 | 2025
Kingsnorth-Cobham reconductoring | 2040 | 2040 | 2040 | 2016 | 2016 | 2016 | 2016 | 2016 | 2016 | 2016 | 2016 | 2016 | 2016 | 2016 | 2016 | 2016 | 2016 | 2016 | 2016 | 2016 | 2016
South London reconductoring | 2040 | 2040 | 2040 | 2040 | 2040 | 2040 | 2040 | 2040 | 2040 | 2040 | 2023 | 2023 | 2023 | 2023 | 2023 | 2023 | 2023 | 2023 | 2023 | 2023 | 2023
Essex reconductoring | 2040 | 2040 | 2040 | 2040 | 2040 | 2040 | 2040 | 2040 | 2040 | 2040 | 2040 | 2040 | 2025 | 2025 | 2025 | 2025 | 2025 | 2025 | 2025 | 2025 | 2025
Tees Crossing refurbishment | 2040 | 2040 | 2040 | 2040 | 2040 | 2040 | 2040 | 2040 | 2040 | 2040 | 2040 | 2040 | 2040 | 2040 | 2040 | 2040 | 2040 | 2040 | 2040 | 2040 | 2040
QBs in Sundon-Wymondley circuits | 2015 | 2015 | 2015 | 2015 | 2015 | 2015 | 2015 | 2015 | 2015 | 2015 | 2015 | 2015 | 2015 | 2015 | 2015 | 2015 | 2015 | 2015 | 2015 | 2015 | 2015
London MSCs, East End reconductoring | 2015 | 2015 | 2015 | 2015 | 2015 | 2015 | 2015 | 2015 | 2015 | 2015 | 2015 | 2015 | 2015 | 2015 | 2015 | 2015 | 2015 | 2015 | 2015 | 2015 | 2015
New reactor at Rayleigh | 2040 | 2040 | 2040 | 2040 | 2040 | 2040 | 2040 | 2040 | 2040 | 2040 | 2040 | 2026 | 2026 | 2026 | 2026 | 2026 | 2026 | 2026 | 2026 | 2026 | 2026
Kemsley QBs | 2040 | 2040 | 2040 | 2040 | 2040 | 2040 | 2040 | 2040 | 2040 | 2040 | 2040 | 2040 | 2040 | 2040 | 2040 | 2040 | 2040 | 2040 | 2040 | 2040 | 2040
Rowdown, Canterbury, Sellinge and Dungeness reinforcemnts | 2040 | 2040 | 2040 | 2040 | 2040 | 2040 | 2040 | 2040 | 2040 | 2040 | 2040 | 2024 | 2024 | 2024 | 2024 | 2024 | 2024 | 2024 | 2024 | 2024 | 2024
Iver, East Claydon, Grendon & Elstree new MSCs | 2015 | 2015 | 2015 | 2015 | 2015 | 2015 | 2015 | 2015 | 2015 | 2015 | 2015 | 2015 | 2015 | 2015 | 2015 | 2015 | 2015 | 2015 | 2015 | 2015 | 2015
Cottam - West Burton reconductoring | 2014 | 2014 | 2014 | 2014 | 2014 | 2014 | 2014 | 2014 | 2014 | 2014 | 2014 | 2014 | 2014 | 2014 | 2014 | 2014 | 2014 | 2014 | 2014 | 2014 | 2014
West Weybridge 275kV additional MSC | 2040 | 2040 | 2017 | 2017 | 2017 | 2017 | 2017 | 2017 | 2017 | 2017 | 2017 | 2017 | 2017 | 2017 | 2017 | 2017 | 2017 | 2017 | 2017 | 2017 | 2017
Knocknagael | 2040 | 2040 | 2040 | 2040 | 2040 | 2040 | 2040 | 2040 | 2040 | 2040 | 2040 | 2040 | 2040 | 2040 | 2040 | 2040 | 2040 | 2040 | 2040 | 2040 | 2040
Beauly-Blackhillock-Kintore | 2014 | 2014 | 2014 | 2014 | 2014 | 2014 | 2014 | 2014 | 2014 | 2014 | 2014 | 2014 | 2014 | 2014 | 2014 | 2014 | 2014 | 2014 | 2014 | 2014 | 2014
Beauly-Dounreay | 2040 | 2040 | 2040 | 2040 | 2040 | 2040 | 2040 | 2040 | 2040 | 2040 | 2040 | 2040 | 2040 | 2040 | 2040 | 2040 | 2040 | 2040 | 2040 | 2040 | 2040
Hunterston-Kintyre link | 2015 | 2015 | 2015 | 2015 | 2015 | 2015 | 2015 | 2015 | 2015 | 2015 | 2015 | 2015 | 2015 | 2015 | 2015 | 2015 | 2015 | 2015 | 2015 | 2015 | 2015
East Coast Upgrade | 2040 | 2040 | 2040 | 2040 | 2040 | 2040 | 2021 | 2021 | 2021 | 2021 | 2021 | 2021 | 2021 | 2021 | 2021 | 2021 | 2021 | 2021 | 2021 | 2021 | 2021
Humber - Walpole HVDC | 2040 | 2040 | 2040 | 2040 | 2040 | 2040 | 2040 | 2040 | 2040 | 2040 | 2040 | 2040 | 2040 | 2040 | 2040 | 2040 | 2040 | 2040 | 2040 | 2040 | 2040
Caithness - Moray HVDC | 2040 | 2040 | 2040 | 2040 | 2040 | 2040 | 2040 | 2040 | 2040 | 2040 | 2040 | 2040 | 2040 | 2040 | 2040 | 2040 | 2040 | 2040 | 2040 | 2040 | 2040
Beauly - Mossford 132kV upgrade | 2040 | 2040 | 2040 | 2040 | 2040 | 2040 | 2040 | 2040 | 2040 | 2040 | 2040 | 2040 | 2040 | 2040 | 2040 | 2040 | 2040 | 2040 | 2040 | 2040 | 2040
Eastern HVDC Link #2 | 2040 | 2040 | 2040 | 2040 | 2040 | 2040 | 2019 | 2019 | 2019 | 2019 | 2019 | 2019 | 2019 | 2019 | 2019 | 2019 | 2019 | 2019 | 2019 | 2019 | 2019
Beauly - Blackhillock - Keith 400kV upgrade | 2040 | 2040 | 2040 | 2040 | 2040 | 2040 | 2040 | 2040 | 2040 | 2040 | 2040 | 2040 | 2040 | 2040 | 2040 | 2040 | 2040 | 2040 | 2040 | 2040 | 2040
Western HVDC Link #2 | 2040 | 2040 | 2040 | 2040 | 2040 | 2040 | 2040 | 2040 | 2040 | 2040 | 2040 | 2040 | 2040 | 2040 | 2040 | 2040 | 2040 | 2040 | 2040 | 2040 | 2040
Elstree London | 2040 | 2040 | 2040 | 2040 | 2040 | 2040 | 2040 | 2040 | 2040 | 2040 | 2040 | 2040 | 2040 | 2040 | 2040 | 2040 | 2040 | 2040 | 2040 | 2040 | 2040
West Midlands MSC | 2022 | 2022 | 2022 | 2022 | 2022 | 2022 | 2022 | 2022 | 2022 | 2022 | 2022 | 2022 | 2022 | 2022 | 2022 | 2022 | 2022 | 2022 | 2022 | 2022 | 2022
B1 | 2040 | 2040 | 2040 | 2040 | 2040 | 2040 | 2040 | 2040 | 2040 | 2040 | 2040 | 2040 | 2040 | 2040 | 2040 | 2040 | 2040 | 2040 | 2040 | 2040 | 2040
B2 | 2040 | 2040 | 2040 | 2040 | 2040 | 2040 | 2040 | 2040 | 2040 | 2040 | 2040 | 2040 | 2040 | 2040 | 2040 | 2040 | 2040 | 2040 | 2040 | 2040 | 2040
B3 | 2040 | 2040 | 2040 | 2040 | 2040 | 2040 | 2040 | 2040 | 2040 | 2040 | 2040 | 2040 | 2040 | 2040 | 2040 | 2040 | 2040 | 2040 | 2040 | 2040 | 2040
B4 | 2040 | 2040 | 2040 | 2040 | 2040 | 2040 | 2040 | 2040 | 2040 | 2040 | 2040 | 2040 | 2040 | 2040 | 2040 | 2040 | 2040 | 2040 | 2040 | 2040 | 2040
B5 | 2040 | 2040 | 2040 | 2040 | 2040 | 2040 | 2040 | 2040 | 2040 | 2040 | 2040 | 2040 | 2040 | 2040 | 2040 | 2040 | 2040 | 2040 | 2040 | 2040 | 2040
B6 | 2040 | 2040 | 2040 | 2040 | 2040 | 2040 | 2040 | 2040 | 2040 | 2040 | 2040 | 2040 | 2040 | 2040 | 2040 | 2040 | 2040 | 2040 | 2040 | 2040 | 2040
B7a | 2040 | 2040 | 2040 | 2040 | 2040 | 2040 | 2040 | 2040 | 2040 | 2040 | 2040 | 2040 | 2040 | 2040 | 2040 | 2040 | 2040 | 2040 | 2040 | 2040 | 2040
B8 | 2040 | 2040 | 2040 | 2040 | 2040 | 2040 | 2040 | 2040 | 2040 | 2040 | 2040 | 2040 | 2040 | 2040 | 2040 | 2040 | 2040 | 2040 | 2040 | 2040 | 2040
B9 | 2040 | 2040 | 2040 | 2040 | 2040 | 2040 | 2040 | 2040 | 2040 | 2040 | 2040 | 2040 | 2040 | 2040 | 2040 | 2040 | 2040 | 2040 | 2040 | 2040 | 2040
B10 | 2040 | 2040 | 2040 | 2040 | 2040 | 2040 | 2040 | 2040 | 2040 | 2040 | 2040 | 2040 | 2040 | 2040 | 2040 | 2040 | 2040 | 2040 | 2040 | 2040 | 2040
B11 | 2040 | 2040 | 2040 | 2040 | 2040 | 2040 | 2040 | 2040 | 2040 | 2040 | 2040 | 2040 | 2040 | 2040 | 2040 | 2040 | 2040 | 2040 | 2040 | 2040 | 2040
B12 | 2040 | 2040 | 2040 | 2040 | 2040 | 2040 | 2040 | 2040 | 2040 | 2040 | 2040 | 2040 | 2040 | 2040 | 2040 | 2040 | 2040 | 2040 | 2040 | 2040 | 2040
B13 | 2040 | 2040 | 2040 | 2040 | 2040 | 2040 | 2040 | 2040 | 2040 | 2040 | 2040 | 2040 | 2040 | 2040 | 2040 | 2040 | 2040 | 2040 | 2040 | 2040 | 2040
B14 | 2040 | 2040 | 2040 | 2040 | 2040 | 2040 | 2040 | 2040 | 2040 | 2040 | 2040 | 2040 | 2040 | 2040 | 2040 | 2040 | 2040 | 2040 | 2040 | 2040 | 2040
B15 | 2040 | 2040 | 2040 | 2040 | 2040 | 2040 | 2040 | 2040 | 2040 | 2040 | 2040 | 2040 | 2025 | 2025 | 2025 | 2025 | 2025 | 2025 | 2025 | 2025 | 2025
B16 | 2040 | 2040 | 2040 | 2040 | 2040 | 2040 | 2040 | 2040 | 2040 | 2040 | 2040 | 2040 | 2040 | 2040 | 2040 | 2040 | 2040 | 2040 | 2040 | 2040 | 2040
B17 | 2040 | 2040 | 2040 | 2040 | 2040 | 2040 | 2040 | 2040 | 2040 | 2040 | 2040 | 2040 | 2040 | 2040 | 2040 | 2040 | 2040 | 2040 | 2040 | 2040 | 2040
B201 | 2040 | 2040 | 2040 | 2040 | 2040 | 2040 | 2040 | 2040 | 2040 | 2040 | 2040 | 2040 | 2040 | 2040 | 2040 | 2040 | 2040 | 2040 | 2040 | 2040 | 2040
B202 | 2040 | 2040 | 2040 | 2040 | 2040 | 2040 | 2040 | 2040 | 2040 | 2040 | 2040 | 2040 | 2040 | 2040 | 2040 | 2040 | 2040 | 2040 | 2040 | 2040 | 2040
EC5 | 2040 | 2040 | 2040 | 2040 | 2040 | 2040 | 2040 | 2040 | 2040 | 2040 | 2040 | 2040 | 2040 | 2040 | 2040 | 2040 | 2040 | 2040 | 2040 | 2040 | 2040
NW2 | 2040 | 2040 | 2040 | 2040 | 2040 | 2040 | 2040 | 2040 | 2040 | 2040 | 2040 | 2040 | 2040 | 2040 | 2040 | 2040 | 2040 | 2040 | 2040 | 2040 | 2040
| 2011 | 2012 | 2013 | 2014 | 2015 | 2016 | 2017 | 2018 | 2019 | 2020 | 2021 | 2022 | 2023 | 2024 | 2025 | 2026 | 2027 | 2028 | 2029 | 2030 | 2031
Transmission Capex in current year | 0 | 0 | 0 | 164.903 | 1344.406 | 1591.453 | 58.3495 | 753.239 | 864.891 | 129.1611 | 402.2122 | 50 | 122.0035 | 212.18 | 118.9286 | 37.1315 | 0 | 0 | 0 | 0 | 0
£m | 2011 | 2012 | 2013 | 2014 | 2015 | 2016 | 2017 | 2018 | 2019 | 2020 | 2021 | 2022 | 2023 | 2024 | 2025 | 2026 | 2027 | 2028 | 2029 | 2030 | 2031
Levelised Cost in Current Year | 0 | 0 | 0 | 10.0082 | 91.6017 | 188.1888 | 191.7301 | 237.445 | 289.9362 | 297.7751 | 322.1859 | 325.2204 | 332.6249 | 345.5024 | 352.7203 | 354.9739 | 354.9739 | 354.9739 | 354.9739 | 354.9739 | 354.9739
MAR disaggregation
| 2011 | 2012 | 2013 | 2014 | 2015 | 2016 | 2017 | 2018 | 2019 | 2020 | 2021 | 2022 | 2023 | 2024 | 2025 | 2026 | 2027 | 2028 | 2029 | 2030 | 2031
Modelled onshore reinforcement | 0 | 0 | 3.6663 | 39.0157 | 120.6116 | 188.357 | 222.0031 | 263.6363 | 299.7506 | 317.9765 | 328.9108 | 332.486 | 336.3928 | 341.907 | 343.3269 | 340.0325 | 334.5411 | 328.6272 | 322.7134 | 316.7995 | 310.8857
OFTO and island links | -1613.0442 | 217.8418 | 217.8418 | 334.2404 | 405.0252 | 507.6418 | 559.1181 | 597.8783 | 605.7604 | 637.6546 | 645.5367 | 645.5367 | 653.4187 | 653.4187 | 661.3008 | 661.3008 | 669.1828 | 669.1828 | 669.1828 | 669.1828 | 376.6806
Underlying MAR | 1613.0442 | 1785.6389 | 1931.0037 | 2142.6256 | 2245.552 | 2346.5402 | 2445.5901 | 2542.7019 | 2637.8754 | 2731.1108 | 2786.7191 | 2830.1853 | 2872.8471 | 2914.7045 | 2955.7574 | 2996.0058 | 3035.4498 | 3074.0894 | 3111.9246 | 3148.9552 | 3185.1815
Generator profit by plant type
| 2011 | 2012 | 2013 | 2014 | 2015 | 2016 | 2017 | 2018 | 2019 | 2020 | 2021 | 2022 | 2023 | 2024 | 2025 | 2026 | 2027 | 2028 | 2029 | 2030
CHP | 0.83386 | -26.8888 | 31.1291 | -0.68397 | 2.2693 | 253.9062 | 271.5971 | 263.8835 | 250.8597 | 304.9452 | 196.6106 | 238.4889 | 220.4884 | 284.8625 | 167.6972 | 156.2259 | 169.5521 | 178.5685 | 187.1334 | 198.4103
AGT | 0 | 0 | 0 | 0 | 0 | 0 | 0 | 0 | 0 | 0 | 0 | 0 | 0 | 0 | 0 | 0 | 0 | 0 | 0 | 0
Oil | -76.5946 | -74.2187 | -21.0117 | -20.81 | -20.6494 | -6.2455e-08 | -6.2223e-08 | 4.1016e-08 | 3.7599e-08 | 3.2759e-08 | 1.4942e-08 | 4.1702e-08 | 5.2905e-08 | 1.1829e-08 | 1.4981e-08 | 1.3576e-08 | 5.2927e-08 | 4.1853e-08 | 3.2477e-08 | 2.5125e-08
Hydro | 130.1391 | 119.4672 | 152.4234 | 163.4565 | 172.9815 | 225.4304 | 230.4838 | 226.5725 | 222.3007 | 244.2674 | 221.5023 | 238.7315 | 238.9736 | 267.1062 | 237.5443 | 238.0293 | 248.8149 | 255.4785 | 261.7635 | 270.1591
PS | -90.4112 | -86.0326 | -89.1483 | -88.3619 | -88.4154 | -86.0991 | -85.9141 | -87.6622 | -88.8172 | -87.8561 | -81.9634 | -81.6371 | -81.266 | -80.155 | -78.7965 | -78.0435 | -79.1451 | -80.6698 | -80.9218 | -81.1831
Nuclear | 2819.3871 | 2660.3689 | 3294.3286 | 3539.6074 | 3566.2433 | 4066.2623 | 4147.5568 | 4064.2999 | 3550.4799 | 2796.3943 | 2546.0575 | 2755.1782 | 2772.5683 | 1954.2617 | 1783.095 | 1780.6871 | 1898.1 | 1988.0405 | 2063.5519 | 2153.0973
CCGT | -204.1766 | -538.8202 | -53.1643 | -460.8658 | -401.193 | 318.6406 | 633.6883 | 1742.593 | 1669.2728 | 2227.3024 | 711.7416 | 1603.0509 | 1494.9265 | 1876.6013 | -258.7782 | -427.4501 | 483.5948 | 426.0565 | 375.5896 | 380.5796
OCGT | -19.2079 | -18.9942 | -19.8228 | -18.3854 | -18.2001 | -13.8081 | -13.5425 | 14.1427 | 13.4257 | 12.3901 | 8.7822 | 16.3271 | 18.3384 | 5.5754 | 6.1417 | 6.2566 | 14.6125 | 12.0956 | 10.0843 | 8.5078
Coal | -64.0881 | 1460.8121 | 2340.36 | 2050.2234 | 1579.8384 | 1462.7878 | 1403.5602 | 1474.8786 | 1222.7708 | 1393.8418 | 807.9438 | 940.993 | 846.2352 | 891.3663 | 609.9363 | 562.546 | 652.5019 | 640.1072 | 628.5731 | 632.1199
Coal + CCS | -3.3091e-06 | -2.8178e-06 | -2.4707e-06 | -2.411e-06 | -141.2661 | -456.2769 | -449.9486 | 40.8796 | 27.8809 | 64.4112 | -0.85856 | 26.448 | 5.2493 | 62.4464 | 14.2017 | -16.8054 | -20.6349 | -34.4973 | -37.3743 | -47.2409
CCGT + CCS | -1.1285e-06 | -1.1252e-06 | -1.1235e-06 | -1.1226e-06 | -1.1217e-06 | -1.1138e-06 | -1.1042e-06 | -1.6504e-09 | 1.3922e-08 | -1.5446e-09 | -1.1812e-09 | 2.9175e-09 | -1.5736e-09 | 2.7944 | 11.9848 | 12.9552 | 14.4847 | 15.134 | 13.3853 | 11.0427
Onshore wind (unclassified) | 0 | 0 | 0 | 0 | 0 | 0 | 0 | 0 | 0 | 0 | 0 | 0 | 0 | 0 | 0 | 0 | 0 | 0 | 0 | 0
Offshore wind (unclassified) | 0 | 0 | 0 | 0 | 0 | 0 | 0 | 0 | 0 | 0 | 0 | 0 | 0 | 0 | 0 | 0 | 0 | 0 | 0 | 0
Onshore wind | -22.4638 | -263.9726 | -206.2572 | -156.1093 | -96.3866 | 17.7077 | 148.3384 | 132.6913 | 121.7675 | 210.2595 | 118.4697 | 194.0525 | 195.7887 | 308.4738 | 181.6893 | 165.4512 | 214.096 | 252.1153 | 274.5524 | -32920.7362
Onshore wind (Medium) | 0 | 0 | 0 | 0 | 0 | 0 | 0 | 0 | 0 | 0 | 0 | 0 | 0 | 0 | 0 | 0 | 0 | 0 | 0 | 0
Onshore wind (Low) | 0 | 0 | 0 | 0 | 0 | 0 | 0 | 0 | 0 | 0 | 0 | 0 | 0 | 0 | 0 | 0 | 0 | 0 | 0 | 0
Offshore wind | 437.2514 | 641.0839 | 771.4518 | 699.0716 | 952.4891 | 1301.0941 | 1432.0753 | 1494.5977 | 1574.8461 | 1757.4716 | 1646.6816 | 1802.0888 | 1855.317 | 2086.3399 | 1932.3922 | 1947.2947 | 2053.6856 | 2145.5662 | 2219.5431 | 2321.7365
Offshore wind (Low) | 0 | 0 | 0 | 0 | 0 | 0 | 0 | 0 | 0 | 0 | 0 | 0 | 0 | 0 | 0 | 0 | 0 | 0 | 0 | 0
Wave | -2.0113e-06 | -1.8915e-06 | -1.8419e-06 | -1.7267e-06 | -1.4661e-06 | -1.2397e-06 | -1.1276e-06 | 6.2251e-08 | 2.0936e-07 | -1.8428e-07 | -8.2842e-08 | 5.8394e-08 | -1.5219e-07 | -1.1411e-07 | -3.6839e-08 | -1.338e-07 | -9.4593e-08 | -7.5293e-08 | -1.2309e-07 | -9.2202e-08
Tidal Stream | 8.6368 | 8.4756 | 9.2749 | 9.5184 | 9.7316 | 10.2757 | 10.3506 | 10.2677 | 10.2285 | 10.5916 | 10.0666 | 10.3853 | 10.3825 | 10.9092 | 10.3231 | 10.3219 | 10.5469 | 10.7036 | 10.8301 | 11.0002
Tidal Range | 0 | 0 | 0 | 0 | 0 | 0 | 0 | 0 | 0 | 0 | 0 | 0 | 0 | 0 | 0 | 0 | 0 | 0 | 0 | 0
Sewage gas | 0 | 0 | 0 | 0 | 0 | 0 | 0 | 0 | 0 | 0 | 0 | 0 | 0 | 0 | 0 | 0 | 0 | 0 | 0 | 0
Solar | 0 | 0 | 0 | 0 | 0 | 0 | 0 | 0 | 0 | 0 | 0 | 0 | 0 | 0 | 0 | 0 | 0 | 0 | 0 | 0
Biomass regular | -3.669 | -4.9164 | 2.9783 | 5.5848 | 29.0139 | 133.3479 | 185.7147 | 175.0016 | 170.8245 | 225.8271 | 149.0579 | 197.3372 | 197.6638 | 277.5751 | 190.7755 | 191.5957 | 225.4806 | 248.6507 | 267.9704 | 293.9283
Biomass energy crop | 0 | 0 | 0 | 0 | 0 | 0 | 0 | 0 | 0 | 0 | 0 | 0 | 0 | 0 | 0 | 0 | 0 | 0 | 0 | 0
Biowaste | 0 | 0 | 0 | 0 | 0 | 0 | 0 | 0 | 0 | 0 | 0 | 0 | 0 | 0 | 0 | 0 | 0 | 0 | 0 | 0
Biogas | 0 | 0 | 0 | 0 | 0 | 0 | 0 | 0 | 0 | 0 | 0 | 0 | 0 | 0 | 0 | 0 | 0 | 0 | 0 | 0
Biodiesel | 0 | 0 | 0 | 0 | 0 | 0 | 0 | 0 | 0 | 0 | 0 | 0 | 0 | 0 | 0 | 0 | 0 | 0 | 0 | 0
Biomass ACT | 0 | 0 | 0 | 0 | 0 | 0 | 0 | 0 | 0 | 0 | 0 | 0 | 0 | 0 | 0 | 0 | 0 | 0 | 0 | 0
Biomass AD | 0 | 0 | 0 | 0 | 0 | 0 | 0 | 0 | 0 | 0 | 0 | 0 | 0 | 0 | 0 | 0 | 0 | 0 | 0 | 0
Biomass regular (CHP) | 0 | 0 | 0 | 0 | 0 | 0 | 0 | 0 | 0 | 0 | 0 | 0 | 0 | 0 | 0 | 0 | 0 | 0 | 0 | 0
Biomass energy crop (CHP) | 0 | 0 | 0 | 0 | 0 | 0 | 0 | 0 | 0 | 0 | 0 | 0 | 0 | 0 | 0 | 0 | 0 | 0 | 0 | 0
Biowaste (CHP) | 0 | 0 | 0 | 0 | 0 | 0 | 0 | 0 | 0 | 0 | 0 | 0 | 0 | 0 | 0 | 0 | 0 | 0 | 0 | 0
Biogas (CHP) | 0 | 0 | 0 | 0 | 0 | 0 | 0 | 0 | 0 | 0 | 0 | 0 | 0 | 0 | 0 | 0 | 0 | 0 | 0 | 0
Biodiesel (CHP) | 0 | 0 | 0 | 0 | 0 | 0 | 0 | 0 | 0 | 0 | 0 | 0 | 0 | 0 | 0 | 0 | 0 | 0 | 0 | 0
Biomass ACT (CHP) | 0 | 0 | 0 | 0 | 0 | 0 | 0 | 0 | 0 | 0 | 0 | 0 | 0 | 0 | 0 | 0 | 0 | 0 | 0 | 0
Biomass AD (CHP) | 0 | 0 | 0 | 0 | 0 | 0 | 0 | 0 | 0 | 0 | 0 | 0 | 0 | 0 | 0 | 0 | 0 | 0 | 0 | 0
Landfill gas | 0 | 0 | 0 | 0 | 0 | 0 | 0 | 0 | 0 | 0 | 0 | 0 | 0 | 0 | 0 | 0 | 0 | 0 | 0 | 0
Hydro (small scale) | 0 | 0 | 0 | 0 | 0 | 0 | 0 | 0 | 0 | 0 | 0 | 0 | 0 | 0 | 0 | 0 | 0 | 0 | 0 | 0
Geopressure | 0 | 0 | 0 | 0 | 0 | 0 | 0 | 0 | 0 | 0 | 0 | 0 | 0 | 0 | 0 | 0 | 0 | 0 | 0 | 0
Standard gasification or pyrolysis | 0 | 0 | 0 | 0 | 0 | 0 | 0 | 0 | 0 | 0 | 0 | 0 | 0 | 0 | 0 | 0 | 0 | 0 | 0 | 0
Other unspecified | 0 | 0 | 0 | 0 | 0 | 0 | 0 | 0 | 0 | 0 | 0 | 0 | 0 | 0 | 0 | 0 | 0 | 0 | 0 | 0
Geothermal | 0 | 0 | 0 | 0 | 0 | 0 | 0 | 0 | 0 | 0 | 0 | 0 | 0 | 0 | 0 | 0 | 0 | 0 | 0 | 0
Microgeneration | 0 | 0 | 0 | 0 | 0 | 0 | 0 | 0 | 0 | 0 | 0 | 0 | 0 | 0 | 0 | 0 | 0 | 0 | 0 | 0
Other ROC | 0 | 0 | 0 | 0 | 0 | 0 | 0 | 0 | 0 | 0 | 0 | 0 | 0 | 0 | 0 | 0 | 0 | 0 | 0 | 0
Non-ROC | 0 | 0 | 0 | 0 | 0 | 0 | 0 | 0 | 0 | 0 | 0 | 0 | 0 | 0 | 0 | 0 | 0 | 0 | 0 | 0
Embedded CHP | 0 | 0 | 0 | 0 | 0 | 0 | 0 | 0 | 0 | 0 | 0 | 0 | 0 | 0 | 0 | 0 | 0 | 0 | 0 | 0
Embedded Gas | 0 | 0 | 0 | 0 | 0 | 0 | 0 | 0 | 0 | 0 | 0 | 0 | 0 | 0 | 0 | 0 | 0 | 0 | 0 | 0
Embedded offshore wind | 0 | 0 | 0 | 0 | 0 | 0 | 0 | 0 | 0 | 0 | 0 | 0 | 0 | 0 | 0 | 0 | 0 | 0 | 0 | 0
Embedded onshore wind | 0 | 0 | 0 | 0 | 0 | 0 | 0 | 0 | 0 | 0 | 0 | 0 | 0 | 0 | 0 | 0 | 0 | 0 | 0 | 0
Embedded biomass | 0 | 0 | 0 | 0 | 0 | 0 | 0 | 0 | 0 | 0 | 0 | 0 | 0 | 0 | 0 | 0 | 0 | 0 | 0 | 0
Embedded tidal and wave | 0 | 0 | 0 | 0 | 0 | 0 | 0 | 0 | 0 | 0 | 0 | 0 | 0 | 0 | 0 | 0 | 0 | 0 | 0 | 0
Embedded hydro | 0 | 0 | 0 | 0 | 0 | 0 | 0 | 0 | 0 | 0 | 0 | 0 | 0 | 0 | 0 | 0 | 0 | 0 | 0 | 0
Total | 2915.6372 | 3876.364 | 6212.5417 | 5722.2458 | 5546.4564 | 7233.2687 | 7913.9599 | 9552.1459 | 8745.8398 | 9159.8461 | 6334.092 | 7941.4444 | 7774.6657 | 7948.1571 | 4808.2064 | 4549.0647 | 5885.69 | 6057.3494 | 6194.6808 | -26768.5785
| 2011 | 2012 | 2013 | 2014 | 2015 | 2016 | 2017 | 2018 | 2019 | 2020 | 2021 | 2022 | 2023 | 2024 | 2025 | 2026 | 2027 | 2028 | 2029 | 2030
Gas | -203.3427 | -565.709 | -22.0352 | -461.5498 | -398.9237 | 572.5468 | 905.2853 | 2006.4765 | 1920.1324 | 2532.2475 | 908.3522 | 1841.5398 | 1715.4149 | 2161.4638 | -91.081 | -271.2242 | 653.147 | 604.625 | 562.723 | 578.9898
Coal | -64.0881 | 1460.8121 | 2340.36 | 2050.2234 | 1579.8384 | 1462.7878 | 1403.5602 | 1474.8786 | 1222.7708 | 1393.8418 | 807.9438 | 940.993 | 846.2352 | 891.3663 | 609.9363 | 562.546 | 652.5019 | 640.1072 | 628.5731 | 632.1199
Oil | -76.5946 | -74.2187 | -21.0117 | -20.81 | -20.6494 | -6.2455e-08 | -6.2223e-08 | 4.1016e-08 | 3.7599e-08 | 3.2759e-08 | 1.4942e-08 | 4.1702e-08 | 5.2905e-08 | 1.1829e-08 | 1.4981e-08 | 1.3576e-08 | 5.2927e-08 | 4.1853e-08 | 3.2477e-08 | 2.5125e-08
OCGT | -19.2079 | -18.9942 | -19.8228 | -18.3854 | -18.2001 | -13.8081 | -13.5425 | 14.1427 | 13.4257 | 12.3901 | 8.7822 | 16.3271 | 18.3384 | 5.5754 | 6.1417 | 6.2566 | 14.6125 | 12.0956 | 10.0843 | 8.5078
PS | -90.4112 | -86.0326 | -89.1483 | -88.3619 | -88.4154 | -86.0991 | -85.9141 | -87.6622 | -88.8172 | -87.8561 | -81.9634 | -81.6371 | -81.266 | -80.155 | -78.7965 | -78.0435 | -79.1451 | -80.6698 | -80.9218 | -81.1831
Nuclear | 2819.3871 | 2660.3689 | 3294.3286 | 3539.6074 | 3566.2433 | 4066.2623 | 4147.5568 | 4064.2999 | 3550.4799 | 2796.3943 | 2546.0575 | 2755.1782 | 2772.5683 | 1954.2617 | 1783.095 | 1780.6871 | 1898.1 | 1988.0405 | 2063.5519 | 2153.0973
CCS | -4.4376e-06 | -3.943e-06 | -3.5942e-06 | -3.5336e-06 | -141.2661 | -456.2769 | -449.9486 | 40.8796 | 27.8809 | 64.4112 | -0.85856 | 26.448 | 5.2493 | 65.2408 | 26.1865 | -3.8502 | -6.1502 | -19.3633 | -23.9889 | -36.1982
Onshore wind | -22.4638 | -263.9726 | -206.2572 | -156.1093 | -96.3866 | 17.7077 | 148.3384 | 132.6913 | 121.7675 | 210.2595 | 118.4697 | 194.0525 | 195.7887 | 308.4738 | 181.6893 | 165.4512 | 214.096 | 252.1153 | 274.5524 | -32920.7362
Offshore wind | 437.2514 | 641.0839 | 771.4518 | 699.0716 | 952.4891 | 1301.0941 | 1432.0753 | 1494.5977 | 1574.8461 | 1757.4716 | 1646.6816 | 1802.0888 | 1855.317 | 2086.3399 | 1932.3922 | 1947.2947 | 2053.6856 | 2145.5662 | 2219.5431 | 2321.7365
Other renewable | 135.1069 | 123.0263 | 164.6766 | 178.5597 | 211.7269 | 369.054 | 426.5492 | 411.8419 | 403.3536 | 480.6861 | 380.6268 | 446.454 | 447.0199 | 555.5904 | 438.6429 | 439.9469 | 484.8425 | 514.8327 | 540.5639 | 575.0876
Total | 2915.6372 | 3876.364 | 6212.5417 | 5722.2458 | 5546.4564 | 7233.2687 | 7913.9599 | 9552.1459 | 8745.8398 | 9159.8461 | 6334.092 | 7941.4444 | 7774.6657 | 7948.1571 | 4808.2064 | 4549.0647 | 5885.69 | 6057.3494 | 6194.6808 | -26768.5785
Generator profit by location
| 2011 | 2012 | 2013 | 2014 | 2015 | 2016 | 2017 | 2018 | 2019 | 2020 | 2021 | 2022 | 2023 | 2024 | 2025 | 2026 | 2027 | 2028 | 2029 | 2030
S England & S Wales | 953.6051 | 922.3876 | 1580.182 | 1390.1112 | 1368.8991 | 2133.5045 | 2343.9219 | 2954.8224 | 2464.6303 | 2980.8841 | 1928.7628 | 2675.2446 | 2610.4928 | 2483.1543 | 809.097 | 678.1317 | 1454.4094 | 1494.9425 | 1515.3518 | -70.254
Midlands & N Wales | 202.0396 | 563.9282 | 961.6045 | 715.3555 | 473.325 | 916.1161 | 966.063 | 1224.1904 | 982.3034 | 1207.6932 | 260.0476 | 447.8456 | 371.1934 | 403.0476 | -30.7949 | -77.8548 | 77.7412 | 54.5414 | 38.9979 | -2317.6426
N England | 757.1133 | 1271.467 | 2046.8326 | 1930.835 | 1899.0816 | 1884.6932 | 2019.2216 | 2601.6162 | 2496.6633 | 1762.1519 | 1330.2852 | 1651.4461 | 1577.3173 | 1865.7345 | 1234.4297 | 1157.3629 | 1364.7547 | 1363.713 | 1369.1839 | -503.3039
S Scotland | 512.1635 | 448.7166 | 802.0875 | 862.6107 | 692.2024 | 718.3566 | 801.9152 | 936.5054 | 893.9246 | 1062.5518 | 840.9361 | 993.9925 | 992.2394 | 674.4196 | 509.5366 | 501.1634 | 564.2439 | 610.4715 | 650.2456 | -14342.8153
N Scotland | 44.8275 | 20.3051 | 41.1085 | 114.7434 | 150.7276 | 269.2284 | 340.4122 | 330.146 | 323.2437 | 378.5018 | 317.3121 | 360.4415 | 357.7234 | 424.552 | 343.2227 | 332.6449 | 360.3083 | 377.4114 | 390.5285 | -11867.2995
Offshore | 445.8881 | 649.5595 | 780.7267 | 708.59 | 962.2207 | 1311.3699 | 1442.4259 | 1498.0132 | 1573.5467 | 1750.4036 | 1635.7009 | 1788.3647 | 1838.7429 | 2067.4969 | 1909.9609 | 1922.9366 | 2027.6832 | 2117.955 | 2190.1247 | 2290.556
Total | 2915.6372 | 3876.364 | 6212.5417 | 5722.2458 | 5546.4564 | 7233.2687 | 7913.9599 | 9545.2936 | 8734.3119 | 9142.1864 | 6313.0446 | 7917.3349 | 7747.7092 | 7918.4049 | 4775.452 | 4514.3845 | 5849.1407 | 6019.0347 | 6154.4324 | -26810.7592
Offshore South | 240.4739 | 401.3783 | 499.4244 | 498.7991 | 543.9975 | 768.1517 | 827.3888 | 851.2747 | 889.277 | 980.6956 | 915.696 | 989.389 | 1012.4637 | 1126.4738 | 1041.7937 | 1045.6118 | 1096.4784 | 1140.966 | 1175.3049 | 1224.3032
Offshore Irish Sea | 198.2961 | 241.069 | 272.8451 | 259.7872 | 287.371 | 329.6588 | 343.4405 | 347.2531 | 356.7912 | 386.1137 | 364.24 | 389.8626 | 396.5361 | 435.2534 | 404.9321 | 406.1892 | 424.0152 | 438.8425 | 450.8082 | 467.7099
Offshore E England | -5.4532e-07 | -6.4896e-07 | -2.1825e-07 | -33.5094 | 134.7007 | 203.1708 | 253.3102 | 277.1043 | 300.3923 | 344.1787 | 321.3093 | 364.9241 | 382.1456 | 444.139 | 409.6001 | 416.0978 | 445.4915 | 470.7517 | 491.9105 | 520.0681
Offshore Scotland | 7.118 | 7.1122 | 8.4571 | -16.4869 | -3.8484 | 10.3886 | 18.2863 | 22.3811 | 27.0862 | 39.4156 | 34.4557 | 44.189 | 47.5975 | 61.6308 | 53.635 | 55.0378 | 61.6982 | 67.3948 | 72.1011 | 78.4748
Existing | 2955.1173 | 4264.259 | 6498.137 | 6083.8228 | 5880.2763 | 7145.0983 | 7419.462 | 8382.8004 | 7420.3882 | 7267.2346 | 5037.9249 | 5974.4639 | 5840.0653 | 5171.262 | 3605.5717 | 3547.9899 | 4093.9057 | 4117.8099 | 4129.0478 | 4206.5416
New | -39.4801 | -387.895 | -285.5953 | -361.577 | -333.8199 | 88.1704 | 494.4979 | 1169.3455 | 1325.4516 | 1892.6115 | 1296.1671 | 1966.9804 | 1934.6004 | 2776.8951 | 1202.6346 | 1001.0748 | 1791.7842 | 1939.5395 | 2065.633 | -30975.1201
| 2011 | 2012 | 2013 | 2014 | 2015 | 2016 | 2017 | 2018 | 2019 | 2020 | 2021 | 2022 | 2023 | 2024 | 2025 | 2026 | 2027 | 2028 | 2029 | 2030
Demand-weighted Uplift | 7.0923 | 6.2077 | 11.3631 | 8.8095 | 9.3807 | 14.783 | 17.6525 | 17.4568 | 15.9587 | 20.5169 | 11.4011 | 14.5356 | 13.1477 | 20.5412 | 10.4321 | 9.7563 | 11.7694 | 12.3105 | 12.688 | 13.3427
Demand-weighted SMP | 46.3424 | 45.2454 | 52.1299 | 58.3646 | 60.6401 | 62.6089 | 61.5418 | 60.5704 | 61.2546 | 62.2066 | 62.9829 | 64.7311 | 66.0657 | 67.4688 | 67.8891 | 68.6499 | 70.1221 | 71.8404 | 73.3387 | 75.1571
DZPZ | 46.2203 | 44.8336 | 50.8513 | 55.9865 | 59.1131 | 62.5768 | 59.9499 | 57.6978 | 61.081 | 62.2054 | 62.9817 | 64.7299 | 66.0655 | 67.4685 | 67.7978 | 68.6499 | 70.122 | 71.8403 | 73.3385 | 75.1569
DZPY | 46.2203 | 44.8336 | 51.0076 | 55.9865 | 59.1131 | 62.5768 | 59.9499 | 57.6978 | 61.081 | 62.2056 | 62.9819 | 64.7301 | 66.0657 | 67.4688 | 67.7979 | 68.6499 | 70.1221 | 71.8404 | 73.3387 | 75.1571
DZPX | 46.2203 | 44.8336 | 51.0076 | 55.9865 | 59.1131 | 62.5768 | 59.9499 | 57.6978 | 61.081 | 62.2056 | 62.9819 | 64.7301 | 66.0657 | 67.4688 | 67.7979 | 68.6499 | 70.1221 | 71.8404 | 73.3387 | 75.1571
DZPW | 46.2203 | 44.8336 | 51.0076 | 55.9865 | 59.1131 | 62.5768 | 59.9499 | 57.6978 | 61.081 | 62.2056 | 62.9819 | 64.7301 | 66.0657 | 67.4688 | 67.7979 | 68.6499 | 70.1221 | 71.8404 | 73.3387 | 75.1571
DZPO | 46.2203 | 44.8336 | 51.0076 | 55.9865 | 59.1131 | 62.5768 | 59.9499 | 57.6978 | 61.081 | 62.2056 | 62.9819 | 64.7301 | 66.0657 | 67.4688 | 67.7979 | 68.6499 | 70.1221 | 71.8404 | 73.3387 | 75.1571
DZPI | 46.2203 | 44.8336 | 51.0076 | 55.9865 | 59.1131 | 62.5768 | 59.9499 | 57.6978 | 61.0812 | 62.2056 | 62.9819 | 64.7301 | 66.0657 | 67.4688 | 67.7979 | 68.6499 | 70.1221 | 71.8404 | 73.3387 | 75.1571
DZPV | 46.3444 | 45.2353 | 52.0968 | 58.2325 | 60.6511 | 62.6165 | 61.557 | 60.6152 | 61.2551 | 62.2071 | 62.9832 | 64.7313 | 66.067 | 67.4697 | 67.8891 | 68.6499 | 70.1221 | 71.8404 | 73.3387 | 75.1571
DZPU | 46.3444 | 45.282 | 52.2445 | 58.5438 | 60.7125 | 62.6211 | 61.557 | 60.6152 | 61.2551 | 62.2071 | 62.9832 | 64.7313 | 66.067 | 67.4697 | 67.8891 | 68.6499 | 70.1221 | 71.8404 | 73.3387 | 75.1571
DZPR | 46.3351 | 44.8981 | 51.589 | 58.0467 | 59.1546 | 62.5844 | 59.9656 | 57.7005 | 61.0812 | 62.2071 | 62.9832 | 64.7313 | 66.067 | 67.4697 | 67.8891 | 68.6499 | 70.1221 | 71.8404 | 73.3387 | 75.1571
DZPQ | 46.3351 | 44.8981 | 51.5858 | 58.0467 | 59.1546 | 62.5768 | 59.9501 | 57.6981 | 61.0812 | 62.2071 | 62.9832 | 64.7313 | 66.067 | 67.4697 | 67.7979 | 68.6499 | 70.1221 | 71.8404 | 73.3387 | 75.1571
DZPP | 46.3444 | 45.2353 | 52.0936 | 58.2325 | 60.6511 | 62.6089 | 61.5415 | 60.6128 | 61.2551 | 62.2071 | 62.9832 | 64.7313 | 66.067 | 67.4697 | 67.7979 | 68.6499 | 70.1221 | 71.8404 | 73.3387 | 75.1571
DZPN | 46.3444 | 45.2353 | 52.0968 | 58.2325 | 60.6511 | 62.6165 | 61.557 | 60.6152 | 61.2551 | 62.2071 | 62.9832 | 64.7313 | 66.067 | 67.4697 | 67.8891 | 68.6499 | 70.1221 | 71.8404 | 73.3387 | 75.1571
DZPM | 46.3444 | 45.2353 | 52.0968 | 58.2325 | 60.6511 | 62.6165 | 61.557 | 60.6152 | 61.2551 | 62.2071 | 62.9832 | 64.7313 | 66.067 | 67.4697 | 67.8891 | 68.6499 | 70.1221 | 71.8404 | 73.3387 | 75.1571
DZPL | 46.3444 | 45.2353 | 52.0968 | 58.2325 | 60.6511 | 62.6165 | 61.557 | 60.6152 | 61.2551 | 62.2071 | 62.9935 | 64.7313 | 66.067 | 67.4697 | 67.8891 | 68.6499 | 70.1221 | 71.8404 | 73.3387 | 75.1571
DZPK | 46.3444 | 45.2353 | 52.0936 | 58.2325 | 60.6511 | 62.6089 | 61.5415 | 60.6128 | 61.2551 | 62.2071 | 62.9832 | 64.7313 | 66.067 | 67.4697 | 67.7979 | 68.6499 | 70.1221 | 71.8404 | 73.3387 | 75.1571
DZPJ | 46.3444 | 45.282 | 52.2445 | 58.5438 | 60.7191 | 62.6211 | 61.557 | 60.6152 | 61.2551 | 62.2071 | 62.9832 | 64.7313 | 66.067 | 67.4697 | 67.8891 | 68.6499 | 70.1221 | 71.8404 | 73.3387 | 75.1571
DZPH | 46.3444 | 45.282 | 52.2445 | 58.5674 | 60.7598 | 62.6211 | 61.5817 | 60.6152 | 61.2551 | 62.2071 | 62.9832 | 64.7313 | 66.067 | 67.4697 | 67.8891 | 68.6499 | 70.1221 | 71.8404 | 73.3387 | 75.1571
DZPG | 46.3444 | 45.282 | 52.2445 | 58.5674 | 60.7598 | 62.6211 | 61.5817 | 60.6152 | 61.2551 | 62.2071 | 62.9832 | 64.7313 | 66.067 | 67.4697 | 67.8891 | 68.6499 | 70.1221 | 71.8404 | 73.3387 | 75.1571
DZPF | 46.3444 | 45.282 | 52.2445 | 58.5674 | 60.7598 | 62.6211 | 61.5817 | 60.6152 | 61.2551 | 62.2071 | 62.9832 | 64.7313 | 66.067 | 67.4697 | 67.8891 | 68.6499 | 70.1221 | 71.8404 | 73.3387 | 75.1571
DZPE | 46.3444 | 45.282 | 52.2445 | 58.5674 | 60.7598 | 62.6211 | 61.5817 | 60.6152 | 61.2551 | 62.2071 | 62.9832 | 64.7313 | 66.067 | 67.4697 | 67.8891 | 68.6499 | 70.1221 | 71.8404 | 73.3387 | 75.1571
DZPD | 46.3444 | 45.282 | 52.2445 | 58.5674 | 60.7598 | 62.6211 | 61.5817 | 60.6152 | 61.2551 | 62.2071 | 62.9832 | 64.7313 | 66.067 | 67.4697 | 67.8891 | 68.6499 | 70.1221 | 71.8404 | 73.3387 | 75.1571
DZPC | 46.3444 | 45.282 | 52.2445 | 58.5438 | 60.7191 | 62.6211 | 61.557 | 60.6152 | 61.2551 | 62.2071 | 62.9832 | 64.7313 | 66.067 | 67.4697 | 67.8891 | 68.6499 | 70.1221 | 71.8404 | 73.3387 | 75.1571
DZPB | 46.3444 | 45.282 | 52.2445 | 58.5674 | 60.7598 | 62.6211 | 61.5817 | 60.6152 | 61.2551 | 62.2071 | 62.9832 | 64.7313 | 66.067 | 67.4697 | 67.8891 | 68.6499 | 70.1221 | 71.8404 | 73.3387 | 75.1571
DZPA | 46.6623 | 45.9788 | 52.9794 | 59.5615 | 60.8091 | 62.6211 | 61.557 | 60.6152 | 61.2551 | 62.2071 | 62.9832 | 64.7313 | 66.067 | 67.4697 | 67.8891 | 68.6499 | 70.1221 | 71.8404 | 73.3387 | 75.1571
Demand (TWh) | 305.7161 | 313.2737 | 313.3105 | 313.127 | 312.6806 | 311.7379 | 312.096 | 311.3184 | 311.8959 | 312.9051 | 313.2128 | 314.938 | 315.968 | 317.117 | 317.6784 | 319.2813 | 321.1562 | 324.1308 | 326.3702 | 329.49
DZPZ | 2.4945 | 2.5562 | 2.5565 | 2.555 | 2.5513 | 2.5436 | 2.5466 | 2.5402 | 2.5449 | 2.5532 | 2.5557 | 2.5698 | 2.5782 | 2.5875 | 2.5921 | 2.6052 | 2.6205 | 2.6448 | 2.663 | 2.6885
DZPY | 2.7837 | 2.8525 | 2.8528 | 2.8511 | 2.8471 | 2.8385 | 2.8418 | 2.8347 | 2.8399 | 2.8491 | 2.8519 | 2.8676 | 2.877 | 2.8875 | 2.8926 | 2.9072 | 2.9243 | 2.9513 | 2.9717 | 3.0001
DZPX | 2.2233 | 2.2783 | 2.2786 | 2.2772 | 2.274 | 2.2671 | 2.2697 | 2.2641 | 2.2683 | 2.2756 | 2.2778 | 2.2904 | 2.2979 | 2.3062 | 2.3103 | 2.322 | 2.3356 | 2.3572 | 2.3735 | 2.3962
DZPW | 0.64083 | 0.65667 | 0.65675 | 0.65636 | 0.65543 | 0.65345 | 0.6542 | 0.65257 | 0.65378 | 0.6559 | 0.65654 | 0.66016 | 0.66232 | 0.66473 | 0.66591 | 0.66927 | 0.6732 | 0.67943 | 0.68412 | 0.69066
DZPO | 5.5383 | 5.6752 | 5.6759 | 5.6726 | 5.6645 | 5.6474 | 5.6539 | 5.6398 | 5.6503 | 5.6685 | 5.6741 | 5.7054 | 5.724 | 5.7448 | 5.755 | 5.7841 | 5.818 | 5.8719 | 5.9125 | 5.969
DZPI | 13.4506 | 13.7831 | 13.7847 | 13.7766 | 13.757 | 13.7155 | 13.7313 | 13.6971 | 13.7225 | 13.7669 | 13.7804 | 13.8563 | 13.9016 | 13.9522 | 13.9769 | 14.0474 | 14.1299 | 14.2608 | 14.3593 | 14.4966
DZPV | 2.435 | 2.4952 | 2.4955 | 2.4941 | 2.4905 | 2.483 | 2.4859 | 2.4797 | 2.4843 | 2.4923 | 2.4948 | 2.5085 | 2.5167 | 2.5258 | 2.5303 | 2.5431 | 2.558 | 2.5817 | 2.5996 | 2.6244
DZPU | 3.1918 | 3.2707 | 3.271 | 3.2691 | 3.2645 | 3.2546 | 3.2584 | 3.2503 | 3.2563 | 3.2668 | 3.27 | 3.288 | 3.2988 | 3.3108 | 3.3167 | 3.3334 | 3.353 | 3.384 | 3.4074 | 3.44
DZPR | 4.2044 | 4.3083 | 4.3088 | 4.3063 | 4.3002 | 4.2872 | 4.2921 | 4.2814 | 4.2894 | 4.3032 | 4.3075 | 4.3312 | 4.3454 | 4.3612 | 4.3689 | 4.3909 | 4.4167 | 4.4576 | 4.4884 | 4.5313
DZPQ | 14.4639 | 14.8214 | 14.8232 | 14.8145 | 14.7934 | 14.7488 | 14.7657 | 14.7289 | 14.7562 | 14.804 | 14.8185 | 14.9002 | 14.9489 | 15.0032 | 15.0298 | 15.1056 | 15.1943 | 15.3351 | 15.441 | 15.5886
DZPP | 24.8684 | 25.4832 | 25.4861 | 25.4712 | 25.4349 | 25.3582 | 25.3874 | 25.3241 | 25.3711 | 25.4532 | 25.4782 | 25.6185 | 25.7023 | 25.7958 | 25.8415 | 25.9718 | 26.1244 | 26.3663 | 26.5485 | 26.8023
DZPN | 27.4326 | 28.1107 | 28.114 | 28.0976 | 28.0575 | 27.9729 | 28.005 | 27.9353 | 27.9871 | 28.0776 | 28.1053 | 28.2601 | 28.3525 | 28.4556 | 28.506 | 28.6498 | 28.818 | 29.085 | 29.2859 | 29.5658
DZPM | 3.6359 | 3.7258 | 3.7262 | 3.724 | 3.7187 | 3.7075 | 3.7118 | 3.7025 | 3.7094 | 3.7214 | 3.725 | 3.7456 | 3.7578 | 3.7715 | 3.7781 | 3.7972 | 3.8195 | 3.8549 | 3.8815 | 3.9186
DZPL | 36.1852 | 37.0798 | 37.0841 | 37.0624 | 37.0096 | 36.898 | 36.9404 | 36.8483 | 36.9167 | 37.0361 | 37.0725 | 37.2768 | 37.3987 | 37.5347 | 37.6011 | 37.7908 | 38.0127 | 38.3648 | 38.6299 | 38.9992
DZPK | 3.2251 | 3.3048 | 3.3052 | 3.3033 | 3.2986 | 3.2886 | 3.2924 | 3.2842 | 3.2903 | 3.301 | 3.3042 | 3.3224 | 3.3333 | 3.3454 | 3.3513 | 3.3682 | 3.388 | 3.4194 | 3.443 | 3.4759
DZPJ | 23.8826 | 24.473 | 24.4758 | 24.4615 | 24.4266 | 24.353 | 24.381 | 24.3202 | 24.3653 | 24.4442 | 24.4682 | 24.603 | 24.6834 | 24.7732 | 24.8171 | 24.9423 | 25.0888 | 25.3211 | 25.4961 | 25.7398
DZPH | 10.7464 | 11.0121 | 11.0134 | 11.0069 | 10.9913 | 10.9581 | 10.9707 | 10.9434 | 10.9637 | 10.9991 | 11.01 | 11.0706 | 11.1068 | 11.1472 | 11.1669 | 11.2233 | 11.2892 | 11.3937 | 11.4725 | 11.5821
DZPG | 14.7534 | 15.1182 | 15.1199 | 15.1111 | 15.0895 | 15.044 | 15.0613 | 15.0238 | 15.0517 | 15.1004 | 15.1152 | 15.1985 | 15.2482 | 15.3036 | 15.3307 | 15.4081 | 15.4986 | 15.6421 | 15.7502 | 15.9007
DZPF | 5.4133 | 5.5471 | 5.5478 | 5.5445 | 5.5366 | 5.5199 | 5.5263 | 5.5125 | 5.5227 | 5.5406 | 5.5461 | 5.5766 | 5.5948 | 5.6152 | 5.6251 | 5.6535 | 5.6867 | 5.7394 | 5.779 | 5.8343
DZPE | 8.392 | 8.5995 | 8.6005 | 8.5955 | 8.5832 | 8.5573 | 8.5672 | 8.5458 | 8.5617 | 8.5894 | 8.5978 | 8.6452 | 8.6734 | 8.705 | 8.7204 | 8.7644 | 8.8159 | 8.8975 | 8.959 | 9.0446
DZPD | 3.6716 | 3.7623 | 3.7628 | 3.7606 | 3.7552 | 3.7439 | 3.7482 | 3.7389 | 3.7458 | 3.7579 | 3.7616 | 3.7823 | 3.7947 | 3.8085 | 3.8152 | 3.8345 | 3.857 | 3.8927 | 3.9196 | 3.9571
DZPC | 13.8282 | 14.1701 | 14.1718 | 14.1635 | 14.1433 | 14.1006 | 14.1168 | 14.0817 | 14.1078 | 14.1534 | 14.1673 | 14.2454 | 14.292 | 14.3439 | 14.3693 | 14.4418 | 14.5266 | 14.6612 | 14.7625 | 14.9036
DZPB | 22.5686 | 23.1265 | 23.1292 | 23.1157 | 23.0827 | 23.0131 | 23.0396 | 22.9822 | 23.0248 | 23.0993 | 23.122 | 23.2494 | 23.3254 | 23.4102 | 23.4517 | 23.57 | 23.7084 | 23.928 | 24.0933 | 24.3236
DZPA | 55.6865 | 57.0631 | 57.0698 | 57.0364 | 56.9551 | 56.7834 | 56.8486 | 56.707 | 56.8122 | 56.996 | 57.052 | 57.3663 | 57.5539 | 57.7632 | 57.8655 | 58.1574 | 58.4989 | 59.0408 | 59.4487 | 60.017
DZPZ | 132.9889 | 130.4706 | 159.0496 | 165.5527 | 174.7508 | 196.7758 | 197.6196 | 190.9095 | 196.0609 | 211.2042 | 190.0988 | 203.693 | 204.2242 | 227.7284 | 202.7813 | 204.2634 | 214.5958 | 222.5592 | 229.0917 | 237.9307
DZPY | 148.4045 | 145.5943 | 177.932 | 184.743 | 195.0073 | 219.5854 | 220.5269 | 213.0391 | 218.7876 | 235.6869 | 212.135 | 227.3051 | 227.8978 | 254.1265 | 226.2871 | 227.9411 | 239.4713 | 248.358 | 255.6479 | 265.5114
DZPX | 118.5311 | 116.2865 | 142.1147 | 147.5547 | 155.7528 | 175.3834 | 176.1354 | 170.1548 | 174.7462 | 188.2437 | 169.4327 | 181.5491 | 182.0225 | 202.9714 | 180.7361 | 182.0571 | 191.2663 | 198.3641 | 204.1866 | 212.0646
DZPW | 34.1643 | 33.5174 | 40.9619 | 42.5299 | 44.8928 | 50.5509 | 50.7677 | 49.0439 | 50.3673 | 54.2577 | 48.8358 | 52.3281 | 52.4646 | 58.5027 | 52.0938 | 52.4745 | 55.1289 | 57.1747 | 58.8529 | 61.1236
DZPO | 295.2619 | 289.6707 | 354.0091 | 367.56 | 387.9816 | 436.8815 | 438.7548 | 423.8571 | 435.2943 | 468.9167 | 422.0584 | 452.2404 | 453.4198 | 505.6036 | 450.2151 | 453.5058 | 476.4461 | 494.1268 | 508.6306 | 528.2547
DZPI | 717.0854 | 703.5063 | 859.7611 | 892.6715 | 942.2682 | 1061.0285 | 1065.5781 | 1029.397 | 1057.1769 | 1138.8305 | 1025.0285 | 1098.3298 | 1101.1941 | 1227.93 | 1093.4111 | 1101.4029 | 1157.1168 | 1200.0568 | 1235.2813 | 1282.9413
DZPV | 130.1205 | 128.3624 | 158.3661 | 167.2073 | 174.4151 | 192.1831 | 196.9034 | 193.5922 | 191.8193 | 206.1731 | 185.5703 | 198.8406 | 199.3593 | 222.3021 | 198.1777 | 199.3938 | 209.48 | 217.2537 | 223.6306 | 232.2588
DZPU | 170.5572 | 168.4055 | 208.0636 | 220.187 | 228.8172 | 251.9216 | 258.0938 | 253.7535 | 251.4296 | 270.2441 | 243.2387 | 260.633 | 261.3129 | 291.3855 | 259.7641 | 261.358 | 274.5787 | 284.7682 | 293.1268 | 304.4363
DZPR | 224.629 | 220.1797 | 271.2492 | 287.9025 | 294.7123 | 331.6884 | 333.1457 | 321.7799 | 330.452 | 355.9815 | 320.4083 | 343.3211 | 344.2167 | 383.8301 | 342.1766 | 344.2762 | 361.6912 | 375.1134 | 386.1239 | 401.0214
DZPQ | 772.7665 | 757.4602 | 933.1005 | 990.4393 | 1013.8663 | 1140.9597 | 1145.8554 | 1106.9486 | 1136.818 | 1224.6441 | 1102.2657 | 1181.09 | 1184.171 | 1320.4486 | 1175.7819 | 1184.3757 | 1244.2867 | 1290.4616 | 1328.3397 | 1379.59
DZPP | 1328.8846 | 1310.9298 | 1617.2651 | 1707.6417 | 1781.2521 | 1962.5206 | 2010.5251 | 1977.0416 | 1958.9965 | 2105.5883 | 1895.1773 | 2030.7037 | 2036.001 | 2270.3095 | 2021.5772 | 2036.353 | 2139.3608 | 2218.7514 | 2283.877 | 2371.9942
DZPN | 1465.9059 | 1446.0997 | 1784.113 | 1883.7166 | 1964.917 | 2165.0877 | 2218.2653 | 2180.9616 | 2160.9885 | 2322.6954 | 2090.589 | 2240.0895 | 2245.933 | 2504.401 | 2232.6216 | 2246.3213 | 2359.9503 | 2447.5268 | 2519.3675 | 2616.5704
DZPM | 194.2896 | 191.6645 | 236.4644 | 249.6657 | 260.428 | 286.9584 | 294.0065 | 289.0623 | 286.4151 | 307.8475 | 277.0844 | 296.899 | 297.6735 | 331.9306 | 295.9092 | 297.725 | 312.7852 | 324.3925 | 333.9142 | 346.7974
DZPL | 1933.6192 | 1907.4936 | 2353.3538 | 2484.737 | 2591.8453 | 2855.8826 | 2926.0271 | 2876.8213 | 2850.4755 | 3063.7768 | 2757.9975 | 2954.8146 | 2962.5225 | 3303.4575 | 2944.9639 | 2963.0347 | 3112.9182 | 3228.437 | 3323.1992 | 3451.4158
DZPK | 172.3397 | 170.0112 | 209.739 | 221.4597 | 231.0061 | 254.5143 | 260.7399 | 256.3975 | 254.0573 | 273.0684 | 245.7808 | 263.3568 | 264.0438 | 294.4307 | 262.1732 | 264.0895 | 277.4483 | 287.7443 | 296.1902 | 307.6179
DZPJ | 1276.2059 | 1260.1055 | 1556.8497 | 1647.5644 | 1712.3021 | 1885.0204 | 1931.204 | 1898.7277 | 1881.3393 | 2022.1201 | 1820.0501 | 1950.204 | 1955.2913 | 2180.3115 | 1943.7025 | 1955.6293 | 2054.5538 | 2130.7972 | 2193.3412 | 2277.9653
DZPH | 574.2543 | 567.0095 | 700.5355 | 741.6138 | 770.932 | 848.2024 | 869.2542 | 854.3703 | 846.5461 | 909.8932 | 818.9678 | 877.5331 | 879.8223 | 981.0746 | 874.6076 | 879.9744 | 924.4874 | 958.7946 | 986.9375 | 1025.0158
DZPG | 788.3751 | 778.4291 | 961.7426 | 1018.1376 | 1058.3876 | 1164.4697 | 1193.371 | 1172.9374 | 1162.1958 | 1249.1629 | 1124.3344 | 1204.7369 | 1207.8795 | 1346.8855 | 1200.7205 | 1208.0884 | 1269.1989 | 1316.2982 | 1354.9346 | 1407.2111
DZPF | 289.2699 | 285.6205 | 352.8818 | 373.5742 | 388.3427 | 427.2662 | 437.8707 | 430.3732 | 426.4319 | 458.3418 | 412.5398 | 442.041 | 443.1941 | 494.1981 | 440.5673 | 443.2707 | 465.6934 | 482.975 | 497.1514 | 516.3327
DZPE | 448.4422 | 442.7847 | 547.0568 | 579.1353 | 602.0303 | 662.3717 | 678.8113 | 667.1883 | 661.0783 | 710.5468 | 639.542 | 685.2764 | 687.064 | 766.1332 | 682.9919 | 687.1828 | 721.9436 | 748.7345 | 770.7117 | 800.4475
DZPD | 196.1968 | 193.7216 | 239.3414 | 253.376 | 263.3927 | 289.7926 | 296.985 | 291.8999 | 289.2267 | 310.8695 | 279.8044 | 299.8135 | 300.5956 | 335.189 | 298.814 | 300.6476 | 315.8557 | 327.5769 | 337.1921 | 350.2017
DZPC | 738.9359 | 729.6136 | 901.4315 | 953.9562 | 991.44 | 1091.4456 | 1118.1864 | 1099.3823 | 1089.3142 | 1170.8276 | 1053.8271 | 1129.1876 | 1132.1331 | 1262.422 | 1125.4231 | 1132.3289 | 1189.6071 | 1233.7528 | 1269.9664 | 1318.9646
DZPB | 1205.9907 | 1190.7761 | 1471.1938 | 1557.4623 | 1619.0334 | 1781.309 | 1825.5198 | 1794.2622 | 1777.8305 | 1910.8657 | 1719.9133 | 1842.9064 | 1847.7138 | 2060.3536 | 1836.7625 | 1848.0332 | 1941.515 | 2013.5635 | 2072.6664 | 2152.6346
DZPA | 2993.4084 | 2977.9289 | 3672.0167 | 3899.638 | 3997.6688 | 4395.2644 | 4502.9499 | 4427.2255 | 4386.6813 | 4714.937 | 4243.7744 | 4547.2518 | 4559.1138 | 5083.7887 | 4532.0922 | 4559.9019 | 4790.5621 | 4968.3374 | 5114.1698 | 5311.4861
Total | 16350.6277 | 16145.642 | 19908.5927 | 21038.0264 | 21845.4422 | 24127.0639 | 24647.0971 | 24169.1267 | 24074.5289 | 25884.7235 | 23298.4543 | 24964.1447 | 25029.2644 | 27909.7142 | 24874.3515 | 25033.6292 | 26299.9418 | 27275.9186 | 28076.5311 | 29159.7876
Unconstrained total | 16335.8511 | 16118.8994 | 19893.0087 | 21034.037 | 21894.1387 | 24125.9642 | 24716.2272 | 24291.3103 | 24082.5112 | 25884.6067 | 23298.0282 | 24964.0936 | 25028.8818 | 27909.4441 | 24880.9556 | 25033.6293 | 26299.9421 | 27275.919 | 28076.5317 | 29159.7882
Difference | 14.7766 | 26.7425 | 15.584 | 3.9894 | -48.6966 | 1.0997 | -69.1301 | -122.1835 | -7.9823 | 0.11671 | 0.42609 | 0.051138 | 0.38259 | 0.27011 | -6.604 | -8.1095e-05 | -0.00025055 | -0.00042253 | -0.00058833 | -0.00053118
Generator Residual Zonal Tariff (£/kW)
Generation - Wider Tariffs in Y+1
Zone No. | Zone Name | 2011 | 2012 | 2013 | 2014 | 2015 | 2016 | 2017 | 2018 | 2019 | 2020 | 2021 | 2022 | 2023 | 2024 | 2025 | 2026 | 2027 | 2028 | 2029 | 2030
1 | North Scotland | 0 | 1.0479 | 1.6887 | 1.2523 | 1.3027 | 0.47929 | 0.065081 | 0.45555 | 0.46113 | 0.8617 | 0.86163 | 1.0364 | 1.1013 | 1.5503 | 1.1636 | 1.2384 | 1.3452 | 1.5618 | 1.6541 | 1.7494
2 | Peterhead | 0 | 1.0479 | 1.6887 | 1.2523 | 1.3027 | 0.47929 | 0.065081 | 0.45555 | 0.46113 | 0.8617 | 0.86163 | 1.0364 | 1.1013 | 1.5503 | 1.1636 | 1.2384 | 1.3452 | 1.5618 | 1.6541 | 1.7494
3 | Western Highland & Skye | 0 | 1.0479 | 1.6887 | 1.2523 | 1.3027 | 0.47929 | 0.065081 | 0.45555 | 0.46113 | 0.8617 | 0.86163 | 1.0364 | 1.1013 | 1.5503 | 1.1636 | 1.2384 | 1.3452 | 1.5618 | 1.6541 | 1.7494
4 | Central Highlands | 0 | 1.0479 | 1.6887 | 1.2523 | 1.3027 | 0.47929 | 0.065081 | 0.45555 | 0.46113 | 0.8617 | 0.86163 | 1.0364 | 1.1013 | 1.5503 | 1.1636 | 1.2384 | 1.3452 | 1.5618 | 1.6541 | 1.7494
5 | Argyll | 0 | 1.0479 | 1.6887 | 1.2523 | 1.3027 | 0.47929 | 0.065081 | 0.45555 | 0.46113 | 0.8617 | 0.86163 | 1.0364 | 1.1013 | 1.5503 | 1.1636 | 1.2384 | 1.3452 | 1.5618 | 1.6541 | 1.7494
6 | Stirlingshire | 0 | 1.0479 | 1.6887 | 1.2523 | 1.3027 | 0.47929 | 0.065081 | 0.45555 | 0.46113 | 0.8617 | 0.86163 | 1.0364 | 1.1013 | 1.5503 | 1.1636 | 1.2384 | 1.3452 | 1.5618 | 1.6541 | 1.7494
7 | South Scotland | 0 | 1.0479 | 1.6887 | 1.2523 | 1.3027 | 0.47929 | 0.065081 | 0.45555 | 0.46113 | 0.8617 | 0.86163 | 1.0364 | 1.1013 | 1.5503 | 1.1636 | 1.2384 | 1.3452 | 1.5618 | 1.6541 | 1.7494
8 | Auchencrosh | 0 | 1.0479 | 1.6887 | 1.2523 | 1.3027 | 0.47929 | 0.065081 | 0.45555 | 0.46113 | 0.8617 | 0.86163 | 1.0364 | 1.1013 | 1.5503 | 1.1636 | 1.2384 | 1.3452 | 1.5618 | 1.6541 | 1.7494
9 | Humber & Lancashire | 0 | 1.0479 | 1.6887 | 1.2523 | 1.3027 | 0.47929 | 0.065081 | 0.45555 | 0.46113 | 0.8617 | 0.86163 | 1.0364 | 1.1013 | 1.5503 | 1.1636 | 1.2384 | 1.3452 | 1.5618 | 1.6541 | 1.7494
10 | North East England | 0 | 1.0479 | 1.6887 | 1.2523 | 1.3027 | 0.47929 | 0.065081 | 0.45555 | 0.46113 | 0.8617 | 0.86163 | 1.0364 | 1.1013 | 1.5503 | 1.1636 | 1.2384 | 1.3452 | 1.5618 | 1.6541 | 1.7494
11 | Anglesey | 0 | 1.0479 | 1.6887 | 1.2523 | 1.3027 | 0.47929 | 0.065081 | 0.45555 | 0.46113 | 0.8617 | 0.86163 | 1.0364 | 1.1013 | 1.5503 | 1.1636 | 1.2384 | 1.3452 | 1.5618 | 1.6541 | 1.7494
12 | Dinorwig | 0 | 1.0479 | 1.6887 | 1.2523 | 1.3027 | 0.47929 | 0.065081 | 0.45555 | 0.46113 | 0.8617 | 0.86163 | 1.0364 | 1.1013 | 1.5503 | 1.1636 | 1.2384 | 1.3452 | 1.5618 | 1.6541 | 1.7494
13 | South Yorks & North Wales | 0 | 1.0479 | 1.6887 | 1.2523 | 1.3027 | 0.47929 | 0.065081 | 0.45555 | 0.46113 | 0.8617 | 0.86163 | 1.0364 | 1.1013 | 1.5503 | 1.1636 | 1.2384 | 1.3452 | 1.5618 | 1.6541 | 1.7494
14 | Midlands | 0 | 1.0479 | 1.6887 | 1.2523 | 1.3027 | 0.47929 | 0.065081 | 0.45555 | 0.46113 | 0.8617 | 0.86163 | 1.0364 | 1.1013 | 1.5503 | 1.1636 | 1.2384 | 1.3452 | 1.5618 | 1.6541 | 1.7494
15 | South Wales & Gloucester | 0 | 1.0479 | 1.6887 | 1.2523 | 1.3027 | 0.47929 | 0.065081 | 0.45555 | 0.46113 | 0.8617 | 0.86163 | 1.0364 | 1.1013 | 1.5503 | 1.1636 | 1.2384 | 1.3452 | 1.5618 | 1.6541 | 1.7494
16 | Central London | 0 | 1.0479 | 1.6887 | 1.2523 | 1.3027 | 0.47929 | 0.065081 | 0.45555 | 0.46113 | 0.8617 | 0.86163 | 1.0364 | 1.1013 | 1.5503 | 1.1636 | 1.2384 | 1.3452 | 1.5618 | 1.6541 | 1.7494
17 | South East | 0 | 1.0479 | 1.6887 | 1.2523 | 1.3027 | 0.47929 | 0.065081 | 0.45555 | 0.46113 | 0.8617 | 0.86163 | 1.0364 | 1.1013 | 1.5503 | 1.1636 | 1.2384 | 1.3452 | 1.5618 | 1.6541 | 1.7494
18 | Oxon & South Coast | 0 | 1.0479 | 1.6887 | 1.2523 | 1.3027 | 0.47929 | 0.065081 | 0.45555 | 0.46113 | 0.8617 | 0.86163 | 1.0364 | 1.1013 | 1.5503 | 1.1636 | 1.2384 | 1.3452 | 1.5618 | 1.6541 | 1.7494
19 | Wessex | 0 | 1.0479 | 1.6887 | 1.2523 | 1.3027 | 0.47929 | 0.065081 | 0.45555 | 0.46113 | 0.8617 | 0.86163 | 1.0364 | 1.1013 | 1.5503 | 1.1636 | 1.2384 | 1.3452 | 1.5618 | 1.6541 | 1.7494
20 | Peninsula | 0 | 1.0479 | 1.6887 | 1.2523 | 1.3027 | 0.47929 | 0.065081 | 0.45555 | 0.46113 | 0.8617 | 0.86163 | 1.0364 | 1.1013 | 1.5503 | 1.1636 | 1.2384 | 1.3452 | 1.5618 | 1.6541 | 1.7494
Generator Residual Zonal Tariff (£/kW)
Generation - Wider Tariffs in Y+5
Zone No. | Zone Name | 2011 | 2012 | 2013 | 2014 | 2015 | 2016 | 2017 | 2018 | 2019 | 2020 | 2021 | 2022 | 2023 | 2024 | 2025 | 2026 | 2027 | 2028 | 2029 | 2030
1 | North Scotland | 0 | 1.3691 | 0.80173 | -0.18604 | 1.016 | -0.07937 | -1.1846 | -1.1093 | 0.96184 | 0.8165 | 1.0333 | 0.83506 | 1.045 | 1.3252 | 1.2444 | 1.3305 | 1.3452 | 1.5618 | 1.6541 | 1.7494
2 | Peterhead | 0 | 1.3691 | 0.80173 | -0.18604 | 1.016 | -0.07937 | -1.1846 | -1.1093 | 0.96184 | 0.8165 | 1.0333 | 0.83506 | 1.045 | 1.3252 | 1.2444 | 1.3305 | 1.3452 | 1.5618 | 1.6541 | 1.7494
3 | Western Highland & Skye | 0 | 1.3691 | 0.80173 | -0.18604 | 1.016 | -0.07937 | -1.1846 | -1.1093 | 0.96184 | 0.8165 | 1.0333 | 0.83506 | 1.045 | 1.3252 | 1.2444 | 1.3305 | 1.3452 | 1.5618 | 1.6541 | 1.7494
4 | Central Highlands | 0 | 1.3691 | 0.80173 | -0.18604 | 1.016 | -0.07937 | -1.1846 | -1.1093 | 0.96184 | 0.8165 | 1.0333 | 0.83506 | 1.045 | 1.3252 | 1.2444 | 1.3305 | 1.3452 | 1.5618 | 1.6541 | 1.7494
5 | Argyll | 0 | 1.3691 | 0.80173 | -0.18604 | 1.016 | -0.07937 | -1.1846 | -1.1093 | 0.96184 | 0.8165 | 1.0333 | 0.83506 | 1.045 | 1.3252 | 1.2444 | 1.3305 | 1.3452 | 1.5618 | 1.6541 | 1.7494
6 | Stirlingshire | 0 | 1.3691 | 0.80173 | -0.18604 | 1.016 | -0.07937 | -1.1846 | -1.1093 | 0.96184 | 0.8165 | 1.0333 | 0.83506 | 1.045 | 1.3252 | 1.2444 | 1.3305 | 1.3452 | 1.5618 | 1.6541 | 1.7494
7 | South Scotland | 0 | 1.3691 | 0.80173 | -0.18604 | 1.016 | -0.07937 | -1.1846 | -1.1093 | 0.96184 | 0.8165 | 1.0333 | 0.83506 | 1.045 | 1.3252 | 1.2444 | 1.3305 | 1.3452 | 1.5618 | 1.6541 | 1.7494
8 | Auchencrosh | 0 | 1.3691 | 0.80173 | -0.18604 | 1.016 | -0.07937 | -1.1846 | -1.1093 | 0.96184 | 0.8165 | 1.0333 | 0.83506 | 1.045 | 1.3252 | 1.2444 | 1.3305 | 1.3452 | 1.5618 | 1.6541 | 1.7494
9 | Humber & Lancashire | 0 | 1.3691 | 0.80173 | -0.18604 | 1.016 | -0.07937 | -1.1846 | -1.1093 | 0.96184 | 0.8165 | 1.0333 | 0.83506 | 1.045 | 1.3252 | 1.2444 | 1.3305 | 1.3452 | 1.5618 | 1.6541 | 1.7494
10 | North East England | 0 | 1.3691 | 0.80173 | -0.18604 | 1.016 | -0.07937 | -1.1846 | -1.1093 | 0.96184 | 0.8165 | 1.0333 | 0.83506 | 1.045 | 1.3252 | 1.2444 | 1.3305 | 1.3452 | 1.5618 | 1.6541 | 1.7494
11 | Anglesey | 0 | 1.3691 | 0.80173 | -0.18604 | 1.016 | -0.07937 | -1.1846 | -1.1093 | 0.96184 | 0.8165 | 1.0333 | 0.83506 | 1.045 | 1.3252 | 1.2444 | 1.3305 | 1.3452 | 1.5618 | 1.6541 | 1.7494
12 | Dinorwig | 0 | 1.3691 | 0.80173 | -0.18604 | 1.016 | -0.07937 | -1.1846 | -1.1093 | 0.96184 | 0.8165 | 1.0333 | 0.83506 | 1.045 | 1.3252 | 1.2444 | 1.3305 | 1.3452 | 1.5618 | 1.6541 | 1.7494
13 | South Yorks & North Wales | 0 | 1.3691 | 0.80173 | -0.18604 | 1.016 | -0.07937 | -1.1846 | -1.1093 | 0.96184 | 0.8165 | 1.0333 | 0.83506 | 1.045 | 1.3252 | 1.2444 | 1.3305 | 1.3452 | 1.5618 | 1.6541 | 1.7494
14 | Midlands | 0 | 1.3691 | 0.80173 | -0.18604 | 1.016 | -0.07937 | -1.1846 | -1.1093 | 0.96184 | 0.8165 | 1.0333 | 0.83506 | 1.045 | 1.3252 | 1.2444 | 1.3305 | 1.3452 | 1.5618 | 1.6541 | 1.7494
15 | South Wales & Gloucester | 0 | 1.3691 | 0.80173 | -0.18604 | 1.016 | -0.07937 | -1.1846 | -1.1093 | 0.96184 | 0.8165 | 1.0333 | 0.83506 | 1.045 | 1.3252 | 1.2444 | 1.3305 | 1.3452 | 1.5618 | 1.6541 | 1.7494
16 | Central London | 0 | 1.3691 | 0.80173 | -0.18604 | 1.016 | -0.07937 | -1.1846 | -1.1093 | 0.96184 | 0.8165 | 1.0333 | 0.83506 | 1.045 | 1.3252 | 1.2444 | 1.3305 | 1.3452 | 1.5618 | 1.6541 | 1.7494
17 | South East | 0 | 1.3691 | 0.80173 | -0.18604 | 1.016 | -0.07937 | -1.1846 | -1.1093 | 0.96184 | 0.8165 | 1.0333 | 0.83506 | 1.045 | 1.3252 | 1.2444 | 1.3305 | 1.3452 | 1.5618 | 1.6541 | 1.7494
18 | Oxon & South Coast | 0 | 1.3691 | 0.80173 | -0.18604 | 1.016 | -0.07937 | -1.1846 | -1.1093 | 0.96184 | 0.8165 | 1.0333 | 0.83506 | 1.045 | 1.3252 | 1.2444 | 1.3305 | 1.3452 | 1.5618 | 1.6541 | 1.7494
19 | Wessex | 0 | 1.3691 | 0.80173 | -0.18604 | 1.016 | -0.07937 | -1.1846 | -1.1093 | 0.96184 | 0.8165 | 1.0333 | 0.83506 | 1.045 | 1.3252 | 1.2444 | 1.3305 | 1.3452 | 1.5618 | 1.6541 | 1.7494
20 | Peninsula | 0 | 1.3691 | 0.80173 | -0.18604 | 1.016 | -0.07937 | -1.1846 | -1.1093 | 0.96184 | 0.8165 | 1.0333 | 0.83506 | 1.045 | 1.3252 | 1.2444 | 1.3305 | 1.3452 | 1.5618 | 1.6541 | 1.7494
Generator YRNS Zonal Tariff (£/kW)
Generation - Wider Tariffs in Y+1
Zone No. | Zone Name | 2011 | 2012 | 2013 | 2014 | 2015 | 2016 | 2017 | 2018 | 2019 | 2020 | 2021 | 2022 | 2023 | 2024 | 2025 | 2026 | 2027 | 2028 | 2029 | 2030
1 | North Scotland | 0 | 11.0244 | 11.4654 | 13.1707 | 15.5712 | 21.3786 | 21.6439 | 21.7558 | 24.5915 | 22.8772 | 21.987 | 21.7128 | 22.6205 | 22.9868 | 23.0173 | 23.0322 | 23.196 | 23.573 | 23.5738 | 23.5742
2 | Peterhead | 0 | 8.6862 | 8.0979 | 9.8657 | 10.8274 | 16.7532 | 16.2991 | 16.3744 | 19.3167 | 17.5867 | 16.7914 | 16.5277 | 17.4773 | 17.9232 | 18.0217 | 18.0403 | 18.267 | 18.6483 | 18.65 | 18.6506
3 | Western Highland & Skye | 0 | 14.2918 | 13.9735 | 15.1112 | 16.7918 | 22.8085 | 23.6638 | 23.7932 | 26.6961 | 24.9972 | 24.2402 | 24.0175 | 24.2602 | 24.433 | 24.6637 | 24.7172 | 24.9263 | 25.2849 | 25.2908 | 25.2931
4 | Central Highlands | 0 | 8.5157 | 8.9312 | 10.2908 | 11.8947 | 17.9092 | 18.1267 | 18.4006 | 21.2133 | 19.5906 | 18.7581 | 18.6 | 19.1646 | 19.3051 | 19.5106 | 19.558 | 19.762 | 20.0984 | 20.1 | 20.1007
5 | Argyll | 0 | 7.1957 | 7.0632 | 7.6776 | 8.3473 | 13.8624 | 13.4766 | 15.1689 | 17.88 | 16.3777 | 15.4929 | 15.3878 | 15.8537 | 15.8025 | 16.1088 | 16.1415 | 16.2802 | 16.5343 | 16.5351 | 16.5354
6 | Stirlingshire | 0 | 6.7577 | 6.2708 | 6.6757 | 7.5569 | 12.5292 | 12.5291 | 12.4594 | 15.1248 | 13.4744 | 12.5879 | 12.1218 | 12.2215 | 12.4976 | 12.7477 | 12.7648 | 12.9374 | 13.2038 | 13.2032 | 13.203
7 | South Scotland | 0 | 6.3813 | 5.9881 | 6.5654 | 7.3862 | 11.612 | 11.3398 | 11.5289 | 14.622 | 12.9607 | 12.1823 | 12.2277 | 12.9108 | 12.6951 | 12.98 | 12.908 | 12.9701 | 13.2206 | 13.2222 | 13.2228
8 | Auchencrosh | 0 | 9.3012 | 7.2518 | 7.9828 | 8.5699 | 14.5343 | 14.2676 | 14.5953 | 16.8623 | 15.4039 | 14.4573 | 14.3885 | 14.9774 | 15.0474 | 15.463 | 15.5901 | 15.7202 | 15.9702 | 15.9718 | 15.9724
9 | Humber & Lancashire | 0 | 2.2766 | 1.1829 | 1.1821 | 1.3525 | 0.93989 | 1.1195 | 1.1563 | 1.2693 | 1.0342 | 0.90701 | 0.78814 | 1.1257 | 1.2516 | 1.407 | 1.3667 | 1.3782 | 1.589 | 1.595 | 1.5973
10 | North East England | 0 | 4.2586 | 3.6258 | 3.3962 | 3.6173 | 4.5916 | 4.1389 | 3.8822 | 3.3795 | -0.12977 | -0.51305 | -0.52036 | -0.27008 | -0.092272 | 3.5294 | 3.5266 | 3.5143 | 3.7091 | 3.6927 | 3.6843
11 | Anglesey | 0 | 2.1643 | 0.97848 | 1.1277 | 0.43164 | -1.2841 | -0.8648 | -1.0889 | -0.89399 | 2.7412 | 2.2396 | 2.0898 | 2.1221 | 1.7434 | 1.4002 | 1.2756 | 1.3999 | 1.481 | 1.4799 | 1.4795
12 | Dinorwig | 0 | 1.4211 | 0.23482 | 0.384 | 0.43164 | -1.2841 | -0.8648 | -1.0889 | -0.89399 | 1.9975 | 1.4959 | 1.3462 | 1.3784 | 0.99971 | 0.65651 | 0.53195 | 0.65623 | 0.73731 | 0.73627 | 0.73587
13 | South Yorks & North Wales | 0 | 0.90588 | 0.013206 | -0.026449 | 0.25771 | -0.51582 | -0.47552 | -0.71026 | -0.69829 | -0.52597 | -0.45742 | -0.52193 | -0.33708 | -0.23853 | -0.050964 | -0.047082 | -0.096216 | -0.039829 | -0.039432 | -0.039275
14 | Midlands | 0 | 0.72906 | 0.0054102 | -0.30678 | 0.10103 | -0.62206 | -0.61942 | -0.70291 | -0.87903 | -0.74146 | 0.11695 | 0.25351 | 0.27386 | 0.40018 | 0.87081 | 0.90077 | 0.88212 | 0.77787 | 0.78144 | 0.78283
15 | South Wales & Gloucester | 0 | -3.9193 | -3.5562 | -3.6953 | -3.2347 | -4.01 | -3.8536 | -3.6249 | -3.9801 | -3.3474 | -3.382 | -3.3857 | -3.4878 | -3.2296 | -4.5877 | -4.6154 | -4.4607 | -4.5276 | -4.512 | -4.5061
16 | Central London | 0 | -5.1133 | -3.9679 | -3.8238 | -4.2655 | -4.6943 | -4.6593 | -4.0894 | -4.8384 | -4.4547 | -4.0998 | -3.7143 | -0.97685 | -0.94162 | -0.64584 | -0.84554 | -0.88589 | -1.4492 | -1.4492 | -1.4492
17 | South East | 0 | 1.7922 | 2.44 | 2.8552 | 2.5674 | 2.3054 | 2.2461 | 2.7137 | 2.0701 | 2.4591 | 2.611 | 3.1311 | 2.8548 | 2.6733 | 1.9329 | 2.393 | 2.3218 | 2.1328 | 2.1334 | 2.1336
18 | Oxon & South Coast | 0 | -3.2169 | -2.4234 | -1.9341 | -1.8646 | -1.8955 | -1.7934 | -0.98551 | -1.61 | -1.0164 | -0.83731 | -0.47518 | -0.62143 | -0.66372 | -0.68977 | -0.67846 | -0.4927 | -0.63827 | -0.63117 | -0.62842
19 | Wessex | 0 | -4.8459 | -2.8553 | -2.5261 | -2.999 | -2.7148 | -2.5565 | -1.6605 | -1.5807 | -0.92856 | -0.56115 | -0.36423 | -0.50144 | -0.95103 | -0.78759 | -1.4283 | -1.2775 | -1.3961 | -1.3931 | -1.392
20 | Peninsula | 0 | -7.3884 | -4.1559 | -3.9281 | -4.5222 | -3.1728 | -2.8841 | -1.1706 | -0.92107 | -0.58587 | -0.22563 | -0.032487 | -0.16948 | -0.62494 | -0.79706 | -1.4373 | -1.2899 | -1.416 | -1.4091 | -1.4064
Generator YRNS Zonal Tariff (£/kW)
Generation - Wider Tariffs in Y+5
Zone No. | Zone Name | 2011 | 2012 | 2013 | 2014 | 2015 | 2016 | 2017 | 2018 | 2019 | 2020 | 2021 | 2022 | 2023 | 2024 | 2025 | 2026 | 2027 | 2028 | 2029 | 2030
1 | North Scotland | 0 | 18.9245 | 18.2591 | 20.0066 | 21.294 | 20.4296 | 20.7009 | 22.5666 | 23.4995 | 21.4591 | 22.8186 | 22.5067 | 23.2062 | 22.9066 | 23.3568 | 23.1126 | 23.196 | 23.573 | 23.5738 | 23.5742
2 | Peterhead | 0 | 14.5531 | 13.9719 | 16.3624 | 16.5887 | 16.5052 | 17.4043 | 19.1267 | 17.8418 | 17.1248 | 17.2904 | 17.5736 | 18.1866 | 17.9222 | 18.4006 | 18.2026 | 18.267 | 18.6483 | 18.65 | 18.6506
3 | Western Highland & Skye | 0 | 22.2212 | 21.5669 | 20.9147 | 22.681 | 21.8365 | 22.7697 | 23.0938 | 24.6182 | 21.7907 | 24.0651 | 23.7319 | 24.9125 | 24.6341 | 25.1082 | 24.8609 | 24.9263 | 25.2849 | 25.2908 | 25.2931
4 | Central Highlands | 0 | 16.2716 | 15.4155 | 16.2361 | 17.8572 | 16.5559 | 17.5339 | 18.9118 | 19.5596 | 16.8744 | 18.8127 | 19.0201 | 19.7209 | 19.4323 | 19.9197 | 19.5969 | 19.762 | 20.0984 | 20.1 | 20.1007
5 | Argyll | 0 | 13.0974 | 12.0653 | 12.8353 | 13.5739 | 13.3811 | 14.5218 | 16.77 | 16.262 | 14.3956 | 15.3391 | 15.8086 | 16.313 | 16.0236 | 16.4579 | 16.0315 | 16.2802 | 16.5343 | 16.5351 | 16.5354
6 | Stirlingshire | 0 | 12.0128 | 11.3859 | 11.7262 | 12.2242 | 11.4092 | 11.5504 | 13.5936 | 12.5454 | 12.0016 | 12.1195 | 12.6007 | 12.9413 | 12.6855 | 13.1265 | 12.8887 | 12.9374 | 13.2038 | 13.2032 | 13.203
7 | South Scotland | 0 | 11.431 | 10.8696 | 10.8769 | 11.2778 | 10.3549 | 10.1612 | 12.6233 | 13.2435 | 10.6685 | 12.0883 | 12.4737 | 13.0611 | 12.8549 | 13.1701 | 12.9539 | 12.9701 | 13.2206 | 13.2222 | 13.2228
8 | Auchencrosh | 0 | 14.0254 | 13.288 | 13.7618 | 14.3322 | 13.4999 | 14.1085 | 15.597 | 15.4808 | 13.1735 | 14.9306 | 15.6182 | 15.9437 | 15.5886 | 16.0052 | 15.6052 | 15.7202 | 15.9702 | 15.9718 | 15.9724
9 | Humber & Lancashire | 0 | 1.1581 | 0.88362 | 0.7704 | 0.61094 | 0.94531 | 1.1228 | 0.75321 | 0.68263 | 0.71618 | 2.0351 | 2.2309 | 1.4829 | 1.4928 | 1.5894 | 1.522 | 1.3782 | 1.589 | 1.595 | 1.5973
10 | North East England | 0 | 4.9037 | 4.5405 | 3.5683 | 3.3476 | 3.1425 | 1.0609 | 1.0783 | -0.44783 | 0.91544 | 3.2149 | 3.5684 | 3.6963 | 3.6169 | 3.7488 | 3.6213 | 3.5143 | 3.7091 | 3.6927 | 3.6843
11 | Anglesey | 0 | -2.0891 | -2.199 | -1.862 | -1.4741 | 2.7449 | 2.7939 | 2.5405 | 2.2422 | 1.9512 | 1.8951 | 1.9704 | 1.2237 | 1.3317 | 1.2386 | 1.4013 | 1.3999 | 1.481 | 1.4799 | 1.4795
12 | Dinorwig | 0 | -2.0891 | -2.199 | -1.862 | -1.4741 | 2.0013 | 2.0502 | 1.7969 | 1.4985 | 1.2075 | 1.1515 | 1.2268 | 0.48006 | 0.58807 | 0.49494 | 0.65761 | 0.65623 | 0.73731 | 0.73627 | 0.73587
13 | South Yorks & North Wales | 0 | -0.4838 | -0.76516 | -0.84825 | -0.80419 | -0.70899 | -0.38154 | -1.0535 | -0.64054 | -0.62453 | -0.11049 | -0.095582 | -0.1595 | -0.15497 | -0.07684 | 0.024374 | -0.096216 | -0.039829 | -0.039432 | -0.039275
14 | Midlands | 0 | -0.58378 | -0.66899 | -0.58659 | -0.68318 | -0.47397 | -0.1508 | -0.20465 | -0.049969 | 0.19702 | 0.32562 | 0.45858 | 0.95529 | 0.96765 | 0.7975 | 0.92492 | 0.88212 | 0.77787 | 0.78144 | 0.78283
15 | South Wales & Gloucester | 0 | -4.2105 | -3.8303 | -3.537 | -3.2217 | -3.3256 | -2.8292 | -3.2189 | -2.9431 | -3.7286 | -3.6341 | -5.3382 | -5.0272 | -5.0171 | -4.8955 | -4.6315 | -4.4607 | -4.5276 | -4.512 | -4.5061
16 | Central London | 0 | -4.7977 | -4.2221 | -4.3493 | -4.4709 | -4.6587 | -4.5639 | -0.60274 | -0.96378 | -0.82773 | -1.0883 | -1.0962 | -0.6992 | -0.66151 | -0.87138 | -0.85486 | -0.88589 | -1.4492 | -1.4492 | -1.4492
17 | South East | 0 | 1.8332 | 2.6543 | 2.6562 | 2.2712 | 2.0211 | 2.1279 | 2.4051 | 2.9497 | 2.7675 | 2.4609 | 2.0984 | 2.3781 | 2.4358 | 2.2206 | 2.2914 | 2.3218 | 2.1328 | 2.1334 | 2.1336
18 | Oxon & South Coast | 0 | -2.717 | -2.2258 | -1.7543 | -1.7276 | -1.6873 | -1.4709 | -0.67676 | -0.20238 | -0.59675 | -0.88772 | -0.79394 | -0.58874 | -0.58141 | -0.71739 | -0.72258 | -0.4927 | -0.63827 | -0.63117 | -0.62842
19 | Wessex | 0 | -3.2634 | -2.7232 | -2.6246 | -2.2077 | -1.7045 | -1.223 | -0.82577 | -0.34842 | -0.66752 | -0.85211 | -1.1405 | -0.91668 | -0.90612 | -1.0094 | -1.4935 | -1.2775 | -1.3961 | -1.3931 | -1.392
20 | Peninsula | 0 | -4.5873 | -4.7725 | -4.6039 | -2.5577 | -1.8195 | -0.60428 | -0.36032 | 0.038405 | -0.28192 | -0.44297 | -1.0751 | -0.88504 | -0.8778 | -0.98512 | -1.4857 | -1.2899 | -1.416 | -1.4091 | -1.4064

## Diversity 3
Planning and build
| 2011 | 2012 | 2013 | 2014 | 2015 | 2016 | 2017 | 2018 | 2019 | 2020 | 2021 | 2022 | 2023 | 2024 | 2025 | 2026 | 2027 | 2028 | 2029 | 2030 | 2031
Planning | 4414.9 | 6909.5 | 13032.2738 | 12599.2157 | 32830.1708 | 33124.4869 | 31782.8372 | 35755.8372 | 39105.8372 | 37618.8372 | 8165.8372 | 2020.7966 | 2020.7966 | 20.7966 | 1.5e-05 | 1.7e-05 | 1.8e-05 | 30800 | 30900 | 31200 | 30900
Under construction | 0 | 3852.7 | 6865.9 | 5942.0879 | 10305.8114 | 9585.4915 | 7293.4052 | 7525.8372 | 11500.7966 | 17125.8372 | 19738.8372 | 16113.7966 | 14443.7966 | 10773.7966 | 2870.7966 | 20.7966 | 0 | 0 | 300 | 300 | 300
Operational | 0 | 4488.5689 | 5654.2423 | 12442.801 | 15489.4741 | 20851.9125 | 26117.4822 | 28011.7891 | 31009.9467 | 33182.5111 | 40151.8151 | 44254.1637 | 46433.2505 | 50602.7234 | 59041.0359 | 62407.5162 | 63132.2505 | 63777.7011 | 64602.1546 | 65216.8567 | 65998.2463
(includes new embedded of) | 0 | 305.9721 | 621.6691 | 953.0429 | 1316.8835 | 1700.2794 | 2118.2272 | 2531.29 | 2973.6704 | 3436.1868 | 3888.8054 | 4336.6587 | 4794.732 | 5264.5437 | 5745.2733 | 6226.1101 | 6707.0553 | 7188.11 | 7669.2752 | 8150.552 | 8631.9416
| 2011 | 2012 | 2013 | 2014 | 2015 | 2016 | 2017 | 2018 | 2019 | 2020 | 2021 | 2022 | 2023 | 2024 | 2025 | 2026 | 2027 | 2028 | 2029 | 2030 | 2031
Cumulative new build | 0 | 4488.5689 | 5654.2423 | 12442.801 | 15489.4741 | 20851.9125 | 26117.4822 | 28011.7891 | 31009.9467 | 33182.5111 | 40151.8151 | 44254.1637 | 46433.2505 | 50602.7234 | 59041.0359 | 62407.5162 | 63132.2505 | 63777.7011 | 64602.1546 | 65216.8567 | 65998.2463
Cumulative retirements | 0 | -551 | -9022 | -11191.0001 | -14036.0001 | -17069.5 | -23424 | -23939 | -25685 | -28995 | -30565 | -35467 | -37934 | -44053 | -46276 | -47895 | -48845 | -48845 | -48845 | -48845 | -52475
Cumulative net | 3937.2689 | -3368.0577 | 1251.501 | 1453.1742 | 3782.1125 | 2693.1822 | 4072.4891 | 5324.6468 | 4187.2111 | 9586.5152 | 8786.8637 | 8498.9505 | 6549.4234 | 12764.736 | 14512.2163 | 14286.9506 | 14932.4011 | 15756.8546 | 16371.5567 | 13522.9463 | 13522.9463
Capacity margins (note: includes interconnectors, but excludes embedded)
| 2011 | 2012 | 2013 | 2014 | 2015 | 2016 | 2017 | 2018 | 2019 | 2020 | 2021 | 2022 | 2023 | 2024 | 2025 | 2026 | 2027 | 2028 | 2029 | 2030 | 2031
Peak demand (GW) | 56.308 | 57.7 | 57.7068 | 57.673 | 57.5908 | 57.4171 | 57.4831 | 57.3399 | 57.4462 | 57.6321 | 57.6888 | 58.0065 | 58.1962 | 58.4079 | 58.5113 | 58.8065 | 59.1518 | 59.6997 | 60.1122 | 60.6868 | 60.7965
Total capacity (GW) | 84.825 | 88.9563 | 81.3353 | 85.6235 | 85.4613 | 87.4068 | 86.9 | 88.8662 | 89.676 | 89.076 | 94.0227 | 93.7752 | 93.0292 | 90.6099 | 97.3445 | 98.6111 | 97.9049 | 98.0693 | 98.4126 | 98.546 | 95.216
De-rated capacity (GW) | 70.4418 | 72.227 | 64.7306 | 66.7111 | 65.3067 | 65.0361 | 60.8114 | 60.5701 | 61.1821 | 59.7121 | 64.1291 | 62.913 | 62.2033 | 60.0037 | 65.1239 | 66.2371 | 65.4187 | 65.4433 | 65.4948 | 65.5149 | 62.5179
Capacity margin | 50.64% | 54.17% | 40.95% | 48.46% | 48.39% | 52.23% | 51.17% | 54.98% | 56.1% | 54.56% | 62.98% | 61.66% | 59.85% | 55.13% | 66.37% | 67.69% | 65.51% | 64.27% | 63.71% | 62.38% | 56.61%
De-rated capacity margin | 25.1% | 25.18% | 12.17% | 15.67% | 13.4% | 13.27% | 5.79% | 5.634% | 6.503% | 3.609% | 11.16% | 8.458% | 6.885% | 2.732% | 11.3% | 12.64% | 10.59% | 9.621% | 8.954% | 7.956% | 2.831%
De-rated capacity (inc planning) | 70.4418 | 72.227 | 64.7306 | 66.7111 | 65.3067 | 65.0361 | 60.8114 | 60.5701 | 61.1821 | 59.7121 | 64.1291 | 62.913 | 62.2033 | 60.0037 | 65.1239 | 66.2371 | 65.4187 | 65.4433 | 65.4948 | 65.5149 | 62.3824
De-rated capacity margin (inc planning) | 25.1% | 25.18% | 12.17% | 15.67% | 13.4% | 13.27% | 5.79% | 5.634% | 6.503% | 3.609% | 11.16% | 8.458% | 6.885% | 2.732% | 11.3% | 12.64% | 10.59% | 9.621% | 8.954% | 7.956% | 2.609%
Annual demand (TWh) | 306.1776 | 313.7467 | 313.7835 | 313.5998 | 313.1527 | 312.2085 | 312.5671 | 311.7885 | 312.3668 | 313.3775 | 313.6857 | 315.4135 | 316.445 | 317.5958 | 318.158 | 319.7634 | 321.6411 | 324.6202 | 326.8629 | 329.9875 | 330.5841
Annual supply | 515.9905 | 536.4125 | 498.08 | 522.6978 | 522.6532 | 448.6083 | 448.9125 | 452.5962 | 460.9337 | 442.8171 | 484.2861 | 484.4991 | 484.6599 | 485.5487 | 529.4521 | 538.161 | 532.0989 | 532.4775 | 533.268 | 533.5753 | 510.2386
Energy margin | 68.53% | 70.97% | 58.73% | 66.68% | 66.9% | 43.69% | 43.62% | 45.16% | 47.56% | 41.3% | 54.39% | 53.61% | 53.16% | 52.88% | 66.41% | 68.3% | 65.43% | 64.03% | 63.15% | 61.7% | 54.34%
Capacity margins - alternative basis (including embedded generation)
| 2011 | 2012 | 2013 | 2014 | 2015 | 2016 | 2017 | 2018 | 2019 | 2020 | 2021 | 2022 | 2023 | 2024 | 2025 | 2026 | 2027 | 2028 | 2029 | 2030 | 2031
Peak demand (GW) | 62.8149 | 64.4683 | 64.7512 | 65.0016 | 65.2229 | 65.3666 | 65.7729 | 65.9661 | 66.4236 | 66.9697 | 67.3837 | 68.0621 | 68.6155 | 69.1945 | 69.6685 | 70.3345 | 71.0507 | 71.9695 | 72.753 | 73.6988 | 74.1798
Total capacity (GW) | 93.4835 | 97.9208 | 90.6155 | 95.235 | 95.4367 | 97.7656 | 97.6767 | 100.056 | 101.3082 | 101.1707 | 106.57 | 106.7704 | 106.4825 | 104.5329 | 111.7483 | 113.4957 | 113.2705 | 113.9159 | 114.7404 | 115.3551 | 112.5065
De-rated capacity (GW) | 76.9487 | 78.9953 | 71.775 | 74.0397 | 72.9389 | 72.9856 | 69.1013 | 69.1964 | 70.1594 | 69.0497 | 73.8241 | 72.9685 | 72.6226 | 70.7903 | 76.2811 | 77.7651 | 77.3176 | 77.7132 | 78.1357 | 78.5269 | 75.9011
Capacity margin | 48.82% | 51.89% | 39.94% | 46.51% | 46.32% | 49.57% | 48.51% | 51.68% | 52.52% | 51.07% | 58.15% | 56.87% | 55.19% | 51.07% | 60.4% | 61.37% | 59.42% | 58.28% | 57.71% | 56.52% | 51.67%
De-rated capacity margin | 22.5% | 22.53% | 10.85% | 13.9% | 11.83% | 11.66% | 5.06% | 4.897% | 5.624% | 3.106% | 9.558% | 7.209% | 5.84% | 2.306% | 9.492% | 10.56% | 8.82% | 7.981% | 7.399% | 6.551% | 2.321%
De-rated capacity (inc planning) | 76.9487 | 78.9953 | 71.775 | 74.0397 | 72.9389 | 72.9856 | 69.1013 | 69.1964 | 70.1594 | 69.0497 | 73.8241 | 72.9685 | 72.6226 | 70.7903 | 76.2811 | 77.7651 | 77.3176 | 77.7132 | 78.1357 | 78.5269 | 75.7657
De-rated capacity margin (inc planning) | 22.5% | 22.53% | 10.85% | 13.9% | 11.83% | 11.66% | 5.06% | 4.897% | 5.624% | 3.106% | 9.558% | 7.209% | 5.84% | 2.306% | 9.492% | 10.56% | 8.82% | 7.981% | 7.399% | 6.551% | 2.138%
Annual demand (TWh) | 344.9089 | 354.0067 | 355.6754 | 357.1985 | 358.628 | 359.6752 | 362.1642 | 363.5403 | 366.4108 | 369.8026 | 372.4574 | 376.5223 | 379.9271 | 383.4927 | 386.5083 | 390.5679 | 394.9006 | 400.3354 | 405.0347 | 410.6166 | 413.6712
Chart mappings
Plant type | Chart mapping
CHP | Gas
AGT | OCGT
Oil | Oil
Hydro | Other renewable
PS | PS
Nuclear | Nuclear
CCGT | Gas
OCGT | OCGT
Coal | Coal
Coal + CCS | CCS
CCGT + CCS | CCS
Onshore wind (unclassified) | Onshore wind
Offshore wind (unclassified) | Offshore wind
Onshore wind | Onshore wind
Onshore wind (Medium) | Onshore wind
Onshore wind (Low) | Onshore wind
Offshore wind | Offshore wind
Offshore wind (Low) | Offshore wind
Wave | Other renewable
Tidal Stream | Other renewable
Tidal Range | Other renewable
Sewage gas | Other renewable
Solar | Other renewable
Biomass regular | Other renewable
Biomass energy crop | Other renewable
Biowaste | Other renewable
Biogas | Other renewable
Biodiesel | Other renewable
Biomass ACT | Other renewable
Biomass AD | Other renewable
Biomass regular (CHP) | Other renewable
Biomass energy crop (CHP) | Other renewable
Biowaste (CHP) | Other renewable
Biogas (CHP) | Other renewable
Biodiesel (CHP) | Other renewable
Biomass ACT (CHP) | Other renewable
Biomass AD (CHP) | Other renewable
Landfill gas | Other renewable
Hydro (small scale) | Other renewable
Geopressure | Other renewable
Standard gasification or pyrolysis | Other renewable
Other unspecified | Other renewable
Geothermal | Other renewable
Microgeneration | Other renewable
Other ROC | Other renewable
Non-ROC | Other renewable
Embedded CHP | Gas
Embedded Gas | Gas
Embedded offshore wind | Offshore wind
Embedded onshore wind | Onshore wind
Embedded biomass | Other renewable
Embedded tidal and wave | Other renewable
Embedded hydro | Other renewable
Capacity mix by plant type
| 2011 | 2012 | 2013 | 2014 | 2015 | 2016 | 2017 | 2018 | 2019 | 2020 | 2021 | 2022 | 2023 | 2024 | 2025 | 2026 | 2027 | 2028 | 2029 | 2030 | 2031
CHP | 2101 | 2101 | 1673 | 1673 | 1673 | 2163 | 2163 | 2163 | 2163 | 2163 | 2163 | 2163 | 2163 | 2163 | 2163 | 2163 | 2163 | 2163 | 2163 | 2163 | 2163
AGT | 0 | 0 | 0 | 0 | 0 | 0 | 0 | 0 | 0 | 0 | 0 | 0 | 0 | 0 | 0 | 0 | 0 | 0 | 0 | 0 | 0
Oil | 3263 | 3263 | 875 | 875 | 875 | 3e-06 | 3e-06 | 3e-06 | 3e-06 | 3e-06 | 3e-06 | 3e-06 | 3e-06 | 3e-06 | 3e-06 | 3e-06 | 3e-06 | 3e-06 | 3e-06 | 3e-06 | 3e-06
Hydro | 1072 | 1072 | 1072 | 1072 | 1072 | 1190 | 1190 | 1190 | 1190 | 1190 | 1190 | 1190 | 1190 | 1190 | 1190 | 1190 | 1190 | 1190 | 1190 | 1190 | 1190
PS | 2744 | 2744 | 2744 | 2744 | 2744 | 2744 | 2744 | 2744 | 2744 | 2744 | 2744 | 2744 | 2744 | 2744 | 2744 | 2744 | 2744 | 2744 | 2744 | 2744 | 2744
Nuclear | 10561 | 10561 | 9946 | 9946 | 9456 | 9456 | 9456 | 9456 | 8375 | 7635 | 9305 | 9305 | 10975 | 10310 | 11980 | 14830 | 14830 | 14830 | 14830 | 14830 | 11200
CCGT | 28984 | 31189 | 30385 | 33557 | 34027 | 33627 | 33577 | 33062 | 34797 | 33897 | 37928 | 41458 | 39562 | 37937 | 35714 | 34095 | 33145 | 33145 | 33145 | 33145 | 33145
OCGT | 1198 | 1198 | 1198 | 1130 | 1096 | 802 | 802 | 802 | 802 | 802 | 802 | 802 | 802 | 643 | 643 | 643 | 643 | 643 | 643 | 643 | 943
Coal | 27543 | 26992 | 22756 | 21435 | 19114 | 17649.5 | 12105 | 12105 | 12105 | 12105 | 11304 | 6402 | 5831 | 3831 | 3831 | 3831 | 3831 | 3831 | 3831 | 3831 | 3831
Coal + CCS | 5e-06 | 5e-06 | 5e-06 | 5e-06 | 300 | 1100 | 1100 | 1100 | 1100 | 1100 | 1100 | 1100 | 1100 | 2100 | 5040 | 5040 | 5040 | 5040 | 5040 | 5040 | 5040
CCGT + CCS | 4e-06 | 4e-06 | 4e-06 | 4e-06 | 4e-06 | 4e-06 | 4e-06 | 4e-06 | 4e-06 | 4e-06 | 4e-06 | 4e-06 | 4e-06 | 1000 | 4293 | 4293 | 4293 | 4293 | 4293 | 4293 | 4293
Onshore wind (unclassified) | 0 | 0 | 0 | 0 | 0 | 0 | 0 | 0 | 0 | 0 | 0 | 0 | 0 | 0 | 0 | 0 | 0 | 0 | 0 | 0 | 0
Offshore wind (unclassified) | 0 | 0 | 0 | 0 | 0 | 0 | 0 | 0 | 0 | 0 | 0 | 0 | 0 | 0 | 0 | 0 | 0 | 0 | 0 | 0 | 0
Onshore wind | 2423 | 2602.9968 | 3452.9732 | 4096.1581 | 4941.9907 | 5808.0331 | 8058.655 | 8135.8991 | 8291.6764 | 8331.7243 | 8378.4098 | 8502.9051 | 8553.9186 | 8583.5797 | 8638.1627 | 8673.8062 | 8917.5953 | 9081.9912 | 9425.2795 | 9558.7047 | 9558.7047
Onshore wind (Medium) | 0 | 0 | 0 | 0 | 0 | 0 | 0 | 0 | 0 | 0 | 0 | 0 | 0 | 0 | 0 | 0 | 0 | 0 | 0 | 0 | 0
Onshore wind (Low) | 0 | 0 | 0 | 0 | 0 | 0 | 0 | 0 | 0 | 0 | 0 | 0 | 0 | 0 | 0 | 0 | 0 | 0 | 0 | 0 | 0
Offshore wind | 1391 | 3188.3 | 3188.3 | 5050.3 | 5882.3 | 7680.3 | 9254.3 | 10658.3 | 10658.3 | 10658.3 | 10658.3 | 10658.3 | 10658.3 | 10658.3 | 10658.3 | 10658.3 | 10658.3 | 10658.3 | 10658.3 | 10658.3 | 10658.3
Offshore wind (Low) | 0 | 0 | 0 | 0 | 0 | 0 | 0 | 0 | 0 | 0 | 0 | 0 | 0 | 0 | 0 | 0 | 0 | 0 | 0 | 0 | 0
Wave | 2e-06 | 2e-06 | 2e-06 | 2e-06 | 2e-06 | 2e-06 | 2e-06 | 2e-06 | 2e-06 | 2e-06 | 2e-06 | 2e-06 | 2e-06 | 2e-06 | 2e-06 | 2e-06 | 2e-06 | 2e-06 | 2e-06 | 2e-06 | 2e-06
Tidal Stream | 10 | 10 | 10 | 10 | 10 | 10 | 10 | 10 | 10 | 10 | 10 | 10 | 10 | 10 | 10 | 10 | 10 | 10 | 10 | 10 | 10
Tidal Range | 0 | 0 | 0 | 0 | 0 | 0 | 0 | 0 | 0 | 0 | 0 | 0 | 0 | 0 | 0 | 0 | 0 | 0 | 0 | 0 | 0
Sewage gas | 0 | 0 | 0 | 0 | 0 | 0 | 0 | 0 | 0 | 0 | 0 | 0 | 0 | 0 | 0 | 0 | 0 | 0 | 0 | 0 | 0
Solar | 0 | 0 | 0 | 0 | 0 | 0 | 0 | 0 | 0 | 0 | 0 | 0 | 0 | 0 | 0 | 0 | 0 | 0 | 0 | 0 | 0
Biomass regular | 97 | 97 | 97 | 97 | 332 | 1239 | 1502 | 1502 | 1502 | 1502 | 1502 | 1502 | 1502 | 1502 | 1502 | 1502 | 1502 | 1502 | 1502 | 1502 | 1502
Biomass energy crop | 0 | 0 | 0 | 0 | 0 | 0 | 0 | 0 | 0 | 0 | 0 | 0 | 0 | 0 | 0 | 0 | 0 | 0 | 0 | 0 | 0
Biowaste | 0 | 0 | 0 | 0 | 0 | 0 | 0 | 0 | 0 | 0 | 0 | 0 | 0 | 0 | 0 | 0 | 0 | 0 | 0 | 0 | 0
Biogas | 0 | 0 | 0 | 0 | 0 | 0 | 0 | 0 | 0 | 0 | 0 | 0 | 0 | 0 | 0 | 0 | 0 | 0 | 0 | 0 | 0
Biodiesel | 0 | 0 | 0 | 0 | 0 | 0 | 0 | 0 | 0 | 0 | 0 | 0 | 0 | 0 | 0 | 0 | 0 | 0 | 0 | 0 | 0
Biomass ACT | 0 | 0 | 0 | 0 | 0 | 0 | 0 | 0 | 0 | 0 | 0 | 0 | 0 | 0 | 0 | 0 | 0 | 0 | 0 | 0 | 0
Biomass AD | 0 | 0 | 0 | 0 | 0 | 0 | 0 | 0 | 0 | 0 | 0 | 0 | 0 | 0 | 0 | 0 | 0 | 0 | 0 | 0 | 0
Biomass regular (CHP) | 0 | 0 | 0 | 0 | 0 | 0 | 0 | 0 | 0 | 0 | 0 | 0 | 0 | 0 | 0 | 0 | 0 | 0 | 0 | 0 | 0
Biomass energy crop (CHP) | 0 | 0 | 0 | 0 | 0 | 0 | 0 | 0 | 0 | 0 | 0 | 0 | 0 | 0 | 0 | 0 | 0 | 0 | 0 | 0 | 0
Biowaste (CHP) | 0 | 0 | 0 | 0 | 0 | 0 | 0 | 0 | 0 | 0 | 0 | 0 | 0 | 0 | 0 | 0 | 0 | 0 | 0 | 0 | 0
Biogas (CHP) | 0 | 0 | 0 | 0 | 0 | 0 | 0 | 0 | 0 | 0 | 0 | 0 | 0 | 0 | 0 | 0 | 0 | 0 | 0 | 0 | 0
Biodiesel (CHP) | 0 | 0 | 0 | 0 | 0 | 0 | 0 | 0 | 0 | 0 | 0 | 0 | 0 | 0 | 0 | 0 | 0 | 0 | 0 | 0 | 0
Biomass ACT (CHP) | 0 | 0 | 0 | 0 | 0 | 0 | 0 | 0 | 0 | 0 | 0 | 0 | 0 | 0 | 0 | 0 | 0 | 0 | 0 | 0 | 0
Biomass AD (CHP) | 0 | 0 | 0 | 0 | 0 | 0 | 0 | 0 | 0 | 0 | 0 | 0 | 0 | 0 | 0 | 0 | 0 | 0 | 0 | 0 | 0
Landfill gas | 0 | 0 | 0 | 0 | 0 | 0 | 0 | 0 | 0 | 0 | 0 | 0 | 0 | 0 | 0 | 0 | 0 | 0 | 0 | 0 | 0
Hydro (small scale) | 0 | 0 | 0 | 0 | 0 | 0 | 0 | 0 | 0 | 0 | 0 | 0 | 0 | 0 | 0 | 0 | 0 | 0 | 0 | 0 | 0
Geopressure | 0 | 0 | 0 | 0 | 0 | 0 | 0 | 0 | 0 | 0 | 0 | 0 | 0 | 0 | 0 | 0 | 0 | 0 | 0 | 0 | 0
Standard gasification or pyrolysis | 0 | 0 | 0 | 0 | 0 | 0 | 0 | 0 | 0 | 0 | 0 | 0 | 0 | 0 | 0 | 0 | 0 | 0 | 0 | 0 | 0
Other unspecified | 0 | 0 | 0 | 0 | 0 | 0 | 0 | 0 | 0 | 0 | 0 | 0 | 0 | 0 | 0 | 0 | 0 | 0 | 0 | 0 | 0
Geothermal | 0 | 0 | 0 | 0 | 0 | 0 | 0 | 0 | 0 | 0 | 0 | 0 | 0 | 0 | 0 | 0 | 0 | 0 | 0 | 0 | 0
Microgeneration | 0 | 0 | 0 | 0 | 0 | 0 | 0 | 0 | 0 | 0 | 0 | 0 | 0 | 0 | 0 | 0 | 0 | 0 | 0 | 0 | 0
Other ROC | 0 | 0 | 0 | 0 | 0 | 0 | 0 | 0 | 0 | 0 | 0 | 0 | 0 | 0 | 0 | 0 | 0 | 0 | 0 | 0 | 0
Non-ROC | 0 | 0 | 0 | 0 | 0 | 0 | 0 | 0 | 0 | 0 | 0 | 0 | 0 | 0 | 0 | 0 | 0 | 0 | 0 | 0 | 0
Embedded CHP | 4639.9231 | 4832.2308 | 5024.5385 | 5216.8462 | 5409.1538 | 5601.4615 | 5793.7692 | 5986.0769 | 6178.3846 | 6370.6923 | 6563 | 6763 | 6963 | 7163 | 7363 | 7563 | 7763 | 7963 | 8163 | 8363 | 8563
Embedded Gas | 300 | 300 | 300 | 300 | 300 | 300 | 300 | 300 | 300 | 300 | 300 | 300 | 300 | 300 | 300 | 300 | 300 | 300 | 300 | 300 | 300
Embedded offshore wind | 0 | 0 | 0 | 0 | 0 | 0 | 0 | 0 | 0 | 0 | 0 | 0 | 0 | 0 | 0 | 0 | 0 | 0 | 0 | 0 | 0
Embedded onshore wind | 1569.6523 | 1569.6523 | 1569.6523 | 1569.6523 | 1569.6523 | 1569.6523 | 1569.6523 | 1569.6523 | 1569.6523 | 1569.6523 | 1569.6523 | 1569.6523 | 1569.6523 | 1569.6523 | 1569.6523 | 1569.6523 | 1569.6523 | 1569.6523 | 1569.6523 | 1569.6523 | 1569.6523
Embedded biomass | 1607.2399 | 1690.9043 | 1794.2936 | 1903.3597 | 2028.3926 | 2166.5808 | 2313.221 | 2468.3611 | 2633.3535 | 2803.5623 | 2973.8731 | 3144.2871 | 3314.8052 | 3485.4285 | 3656.1581 | 3826.9949 | 3997.9401 | 4168.9947 | 4340.1599 | 4511.4368 | 4682.8264
Embedded tidal and wave | 0.5 | 20.5 | 30.5 | 50.5 | 87 | 129.9 | 179.9 | 235.515 | 310.5953 | 400.5953 | 480.5953 | 548.0345 | 625.5897 | 714.7782 | 814.7782 | 914.7782 | 1014.7782 | 1114.7782 | 1214.7782 | 1314.7782 | 1414.7782
Embedded hydro | 541.202 | 551.202 | 561.202 | 571.202 | 581.202 | 591.202 | 620.202 | 630.202 | 640.202 | 650.202 | 660.202 | 670.202 | 680.202 | 690.202 | 700.202 | 710.202 | 720.202 | 730.202 | 740.202 | 750.202 | 760.202
Total | 90045.5173 | 93982.7862 | 86677.4596 | 91297.0183 | 91498.6915 | 93827.6298 | 92738.6995 | 94118.0065 | 95370.1641 | 94232.7285 | 99632.0325 | 98832.3811 | 98544.4679 | 96594.9408 | 102810.2533 | 104557.7336 | 104332.4679 | 104977.9185 | 105802.372 | 106417.074 | 103568.4637
Biomass co-firing | 1646.1 | 1646.1 | 1393.1 | 1393.1 | 583.1 | 1642.75 | 1157.75 | 1157.75 | 1157.75 | 1157.75 | 2115.5 | 2115.5 | 2115.5 | 1915.5 | 1915.5 | 1915.5 | 1915.5 | 1915.5 | 1915.5 | 1915.5 | 1915.5
Capacity mix by charting type
| 2011 | 2012 | 2013 | 2014 | 2015 | 2016 | 2017 | 2018 | 2019 | 2020 | 2021 | 2022 | 2023 | 2024 | 2025 | 2026 | 2027 | 2028 | 2029 | 2030 | 2031
Gas | 36024.9231 | 38422.2308 | 37382.5385 | 40746.8462 | 41409.1539 | 41691.4616 | 41833.7692 | 41511.077 | 43438.3846 | 42730.6923 | 46954 | 50684 | 48988 | 47563 | 45540 | 44121 | 43371 | 43571 | 43771 | 43971 | 44171
Coal | 27543 | 26992 | 22756 | 21435 | 19114 | 17649.5 | 12105 | 12105 | 12105 | 12105 | 11304 | 6402 | 5831 | 3831 | 3831 | 3831 | 3831 | 3831 | 3831 | 3831 | 3831
Oil | 3263 | 3263 | 875 | 875 | 875 | 3e-06 | 3e-06 | 3e-06 | 3e-06 | 3e-06 | 3e-06 | 3e-06 | 3e-06 | 3e-06 | 3e-06 | 3e-06 | 3e-06 | 3e-06 | 3e-06 | 3e-06 | 3e-06
OCGT | 1198 | 1198 | 1198 | 1130 | 1096 | 802 | 802 | 802 | 802 | 802 | 802 | 802 | 802 | 643 | 643 | 643 | 643 | 643 | 643 | 643 | 943
PS | 2744 | 2744 | 2744 | 2744 | 2744 | 2744 | 2744 | 2744 | 2744 | 2744 | 2744 | 2744 | 2744 | 2744 | 2744 | 2744 | 2744 | 2744 | 2744 | 2744 | 2744
Nuclear | 10561 | 10561 | 9946 | 9946 | 9456 | 9456 | 9456 | 9456 | 8375 | 7635 | 9305 | 9305 | 10975 | 10310 | 11980 | 14830 | 14830 | 14830 | 14830 | 14830 | 11200
CCS | 9e-06 | 9e-06 | 9e-06 | 9e-06 | 300 | 1100 | 1100 | 1100 | 1100 | 1100 | 1100 | 1100 | 1100 | 3100 | 9333 | 9333 | 9333 | 9333 | 9333 | 9333 | 9333
Onshore wind | 3992.6523 | 4172.649 | 5022.6255 | 5665.8103 | 6511.643 | 7377.6854 | 9628.3072 | 9705.5513 | 9861.3287 | 9901.3765 | 9948.062 | 10072.5573 | 10123.5708 | 10153.2319 | 10207.815 | 10243.4584 | 10487.2475 | 10651.6434 | 10994.9318 | 11128.357 | 11128.357
Offshore wind | 1391 | 3188.3 | 3188.3 | 5050.3 | 5882.3 | 7680.3 | 9254.3 | 10658.3 | 10658.3 | 10658.3 | 10658.3 | 10658.3 | 10658.3 | 10658.3 | 10658.3 | 10658.3 | 10658.3 | 10658.3 | 10658.3 | 10658.3 | 10658.3
Other renewable | 3327.9419 | 3441.6063 | 3564.9956 | 3704.0617 | 4110.5946 | 5326.6829 | 5815.323 | 6036.0781 | 6286.1507 | 6556.3595 | 6816.6704 | 7064.5237 | 7322.597 | 7592.4087 | 7873.1383 | 8153.9751 | 8434.9203 | 8715.9749 | 8997.1401 | 9278.417 | 9559.8066
Total | 90045.5173 | 93982.7862 | 86677.4596 | 91297.0183 | 91498.6915 | 93827.6298 | 92738.6995 | 94118.0065 | 95370.1641 | 94232.7285 | 99632.0325 | 98832.3811 | 98544.4679 | 96594.9408 | 102810.2533 | 104557.7336 | 104332.4679 | 104977.9185 | 105802.372 | 106417.074 | 103568.4637
Cumulative new build by plant type
| 2011 | 2012 | 2013 | 2014 | 2015 | 2016 | 2017 | 2018 | 2019 | 2020 | 2021 | 2022 | 2023 | 2024 | 2025 | 2026 | 2027 | 2028 | 2029 | 2030 | 2031
CHP | 0 | 0 | 0 | 0 | 0 | 490 | 490 | 490 | 490 | 490 | 490 | 490 | 490 | 490 | 490 | 490 | 490 | 490 | 490 | 490 | 490
AGT | 0 | 0 | 0 | 0 | 0 | 0 | 0 | 0 | 0 | 0 | 0 | 0 | 0 | 0 | 0 | 0 | 0 | 0 | 0 | 0 | 0
Oil | 0 | 0 | 0 | 0 | 0 | 0 | 0 | 0 | 0 | 0 | 0 | 0 | 0 | 0 | 0 | 0 | 0 | 0 | 0 | 0 | 0
Hydro | 0 | 0 | 0 | 0 | 0 | 118 | 118 | 118 | 118 | 118 | 118 | 118 | 118 | 118 | 118 | 118 | 118 | 118 | 118 | 118 | 118
PS | 0 | 0 | 0 | 0 | 0 | 0 | 0 | 0 | 0 | 0 | 0 | 0 | 0 | 0 | 0 | 0 | 0 | 0 | 0 | 0 | 0
Nuclear | 0 | 0 | 0 | 0 | 0 | 0 | 0 | 0 | 0 | 1670 | 3340 | 3340 | 5010 | 6680 | 8350 | 11200 | 11200 | 11200 | 11200 | 11200 | 11200
CCGT | 0 | 2205 | 2205 | 6157 | 6627 | 6627 | 7387 | 7387 | 9787 | 9787 | 14587 | 18117 | 18117 | 18117 | 18117 | 18117 | 18117 | 18117 | 18117 | 18117 | 18117
OCGT | 0 | 0 | 0 | 0 | 0 | 0 | 0 | 0 | 0 | 0 | 0 | 0 | 0 | 0 | 0 | 0 | 0 | 0 | 0 | 0 | 300
Coal | 0 | 0 | 0 | 0 | 0 | 0 | 0 | 0 | 0 | 0 | 0 | 0 | 0 | 0 | 0 | 0 | 0 | 0 | 0 | 0 | 0
Coal + CCS | 0 | 0 | 0 | 0 | 300 | 1100 | 1100 | 1100 | 1100 | 1100 | 1100 | 1100 | 1100 | 2100 | 5040 | 5040 | 5040 | 5040 | 5040 | 5040 | 5040
CCGT + CCS | 0 | 0 | 0 | 0 | 0 | 0 | 0 | 0 | 0 | 0 | 0 | 0 | 0 | 1000 | 4293 | 4293 | 4293 | 4293 | 4293 | 4293 | 4293
Onshore wind (unclassified) | 0 | 0 | 0 | 0 | 0 | 0 | 0 | 0 | 0 | 0 | 0 | 0 | 0 | 0 | 0 | 0 | 0 | 0 | 0 | 0 | 0
Offshore wind (unclassified) | 0 | 0 | 0 | 0 | 0 | 0 | 0 | 0 | 0 | 0 | 0 | 0 | 0 | 0 | 0 | 0 | 0 | 0 | 0 | 0 | 0
Onshore wind | 0 | 180.2968 | 1030.2732 | 1673.4581 | 2519.2907 | 3385.3331 | 5635.955 | 5713.1991 | 5868.9764 | 5909.0243 | 5955.7098 | 6080.205 | 6131.2185 | 6160.8797 | 6215.4627 | 6251.1061 | 6494.8952 | 6659.2912 | 7002.5795 | 7136.0047 | 7136.0047
Onshore wind (Medium) | 0 | 0 | 0 | 0 | 0 | 0 | 0 | 0 | 0 | 0 | 0 | 0 | 0 | 0 | 0 | 0 | 0 | 0 | 0 | 0 | 0
Onshore wind (Low) | 0 | 0 | 0 | 0 | 0 | 0 | 0 | 0 | 0 | 0 | 0 | 0 | 0 | 0 | 0 | 0 | 0 | 0 | 0 | 0 | 0
Offshore wind | 0 | 1797.3 | 1797.3 | 3659.3 | 4491.3 | 6289.3 | 7863.3 | 9267.3 | 9267.3 | 9267.3 | 9267.3 | 9267.3 | 9267.3 | 9267.3 | 9267.3 | 9267.3 | 9267.3 | 9267.3 | 9267.3 | 9267.3 | 9267.3
Offshore wind (Low) | 0 | 0 | 0 | 0 | 0 | 0 | 0 | 0 | 0 | 0 | 0 | 0 | 0 | 0 | 0 | 0 | 0 | 0 | 0 | 0 | 0
Wave | 0 | 0 | 0 | 0 | 0 | 0 | 0 | 0 | 0 | 0 | 0 | 0 | 0 | 0 | 0 | 0 | 0 | 0 | 0 | 0 | 0
Tidal Stream | 0 | 0 | 0 | 0 | 0 | 0 | 0 | 0 | 0 | 0 | 0 | 0 | 0 | 0 | 0 | 0 | 0 | 0 | 0 | 0 | 0
Tidal Range | 0 | 0 | 0 | 0 | 0 | 0 | 0 | 0 | 0 | 0 | 0 | 0 | 0 | 0 | 0 | 0 | 0 | 0 | 0 | 0 | 0
Sewage gas | 0 | 0 | 0 | 0 | 0 | 0 | 0 | 0 | 0 | 0 | 0 | 0 | 0 | 0 | 0 | 0 | 0 | 0 | 0 | 0 | 0
Solar | 0 | 0 | 0 | 0 | 0 | 0 | 0 | 0 | 0 | 0 | 0 | 0 | 0 | 0 | 0 | 0 | 0 | 0 | 0 | 0 | 0
Biomass regular | 0 | 0 | 0 | 0 | 235 | 1142 | 1405 | 1405 | 1405 | 1405 | 1405 | 1405 | 1405 | 1405 | 1405 | 1405 | 1405 | 1405 | 1405 | 1405 | 1405
Biomass energy crop | 0 | 0 | 0 | 0 | 0 | 0 | 0 | 0 | 0 | 0 | 0 | 0 | 0 | 0 | 0 | 0 | 0 | 0 | 0 | 0 | 0
Biowaste | 0 | 0 | 0 | 0 | 0 | 0 | 0 | 0 | 0 | 0 | 0 | 0 | 0 | 0 | 0 | 0 | 0 | 0 | 0 | 0 | 0
Biogas | 0 | 0 | 0 | 0 | 0 | 0 | 0 | 0 | 0 | 0 | 0 | 0 | 0 | 0 | 0 | 0 | 0 | 0 | 0 | 0 | 0
Biodiesel | 0 | 0 | 0 | 0 | 0 | 0 | 0 | 0 | 0 | 0 | 0 | 0 | 0 | 0 | 0 | 0 | 0 | 0 | 0 | 0 | 0
Biomass ACT | 0 | 0 | 0 | 0 | 0 | 0 | 0 | 0 | 0 | 0 | 0 | 0 | 0 | 0 | 0 | 0 | 0 | 0 | 0 | 0 | 0
Biomass AD | 0 | 0 | 0 | 0 | 0 | 0 | 0 | 0 | 0 | 0 | 0 | 0 | 0 | 0 | 0 | 0 | 0 | 0 | 0 | 0 | 0
Biomass regular (CHP) | 0 | 0 | 0 | 0 | 0 | 0 | 0 | 0 | 0 | 0 | 0 | 0 | 0 | 0 | 0 | 0 | 0 | 0 | 0 | 0 | 0
Biomass energy crop (CHP) | 0 | 0 | 0 | 0 | 0 | 0 | 0 | 0 | 0 | 0 | 0 | 0 | 0 | 0 | 0 | 0 | 0 | 0 | 0 | 0 | 0
Biowaste (CHP) | 0 | 0 | 0 | 0 | 0 | 0 | 0 | 0 | 0 | 0 | 0 | 0 | 0 | 0 | 0 | 0 | 0 | 0 | 0 | 0 | 0
Biogas (CHP) | 0 | 0 | 0 | 0 | 0 | 0 | 0 | 0 | 0 | 0 | 0 | 0 | 0 | 0 | 0 | 0 | 0 | 0 | 0 | 0 | 0
Biodiesel (CHP) | 0 | 0 | 0 | 0 | 0 | 0 | 0 | 0 | 0 | 0 | 0 | 0 | 0 | 0 | 0 | 0 | 0 | 0 | 0 | 0 | 0
Biomass ACT (CHP) | 0 | 0 | 0 | 0 | 0 | 0 | 0 | 0 | 0 | 0 | 0 | 0 | 0 | 0 | 0 | 0 | 0 | 0 | 0 | 0 | 0
Biomass AD (CHP) | 0 | 0 | 0 | 0 | 0 | 0 | 0 | 0 | 0 | 0 | 0 | 0 | 0 | 0 | 0 | 0 | 0 | 0 | 0 | 0 | 0
Landfill gas | 0 | 0 | 0 | 0 | 0 | 0 | 0 | 0 | 0 | 0 | 0 | 0 | 0 | 0 | 0 | 0 | 0 | 0 | 0 | 0 | 0
Hydro (small scale) | 0 | 0 | 0 | 0 | 0 | 0 | 0 | 0 | 0 | 0 | 0 | 0 | 0 | 0 | 0 | 0 | 0 | 0 | 0 | 0 | 0
Geopressure | 0 | 0 | 0 | 0 | 0 | 0 | 0 | 0 | 0 | 0 | 0 | 0 | 0 | 0 | 0 | 0 | 0 | 0 | 0 | 0 | 0
Standard gasification or pyrolysis | 0 | 0 | 0 | 0 | 0 | 0 | 0 | 0 | 0 | 0 | 0 | 0 | 0 | 0 | 0 | 0 | 0 | 0 | 0 | 0 | 0
Other unspecified | 0 | 0 | 0 | 0 | 0 | 0 | 0 | 0 | 0 | 0 | 0 | 0 | 0 | 0 | 0 | 0 | 0 | 0 | 0 | 0 | 0
Geothermal | 0 | 0 | 0 | 0 | 0 | 0 | 0 | 0 | 0 | 0 | 0 | 0 | 0 | 0 | 0 | 0 | 0 | 0 | 0 | 0 | 0
Microgeneration | 0 | 0 | 0 | 0 | 0 | 0 | 0 | 0 | 0 | 0 | 0 | 0 | 0 | 0 | 0 | 0 | 0 | 0 | 0 | 0 | 0
Other ROC | 0 | 0 | 0 | 0 | 0 | 0 | 0 | 0 | 0 | 0 | 0 | 0 | 0 | 0 | 0 | 0 | 0 | 0 | 0 | 0 | 0
Non-ROC | 0 | 0 | 0 | 0 | 0 | 0 | 0 | 0 | 0 | 0 | 0 | 0 | 0 | 0 | 0 | 0 | 0 | 0 | 0 | 0 | 0
Embedded CHP | 0 | 192.3077 | 384.6154 | 576.9231 | 769.2308 | 961.5385 | 1153.8462 | 1346.1538 | 1538.4615 | 1730.7692 | 1923.0769 | 2123.0769 | 2323.0769 | 2523.0769 | 2723.0769 | 2923.0769 | 3123.0769 | 3323.0769 | 3523.0769 | 3723.0769 | 3923.0769
Embedded Gas | 0 | 0 | 0 | 0 | 0 | 0 | 0 | 0 | 0 | 0 | 0 | 0 | 0 | 0 | 0 | 0 | 0 | 0 | 0 | 0 | 0
Embedded offshore wind | 0 | 0 | 0 | 0 | 0 | 0 | 0 | 0 | 0 | 0 | 0 | 0 | 0 | 0 | 0 | 0 | 0 | 0 | 0 | 0 | 0
Embedded onshore wind | 0 | 0 | 0 | 0 | 0 | 0 | 0 | 0 | 0 | 0 | 0 | 0 | 0 | 0 | 0 | 0 | 0 | 0 | 0 | 0 | 0
Embedded biomass | 0 | 83.6644 | 187.0537 | 296.1199 | 421.1527 | 559.341 | 705.9811 | 861.1212 | 1026.1136 | 1196.3224 | 1366.6332 | 1537.0472 | 1707.5653 | 1878.1886 | 2048.9182 | 2219.755 | 2390.7002 | 2561.7549 | 2732.9201 | 2904.1969 | 3075.5865
Embedded tidal and wave | 0 | 20 | 30 | 50 | 86.5 | 129.4 | 179.4 | 235.015 | 310.0953 | 400.0953 | 480.0953 | 547.5345 | 625.0897 | 714.2782 | 814.2782 | 914.2782 | 1014.2782 | 1114.2782 | 1214.2782 | 1314.2782 | 1414.2782
Embedded hydro | 0 | 10 | 20 | 30 | 40 | 50 | 79 | 89 | 99 | 109 | 119 | 129 | 139 | 149 | 159 | 169 | 179 | 189 | 199 | 209 | 219
Total | 0 | 4488.5689 | 5654.2423 | 12442.801 | 15489.4741 | 20851.9125 | 26117.4822 | 28011.7891 | 31009.9467 | 33182.5111 | 40151.8151 | 44254.1637 | 46433.2505 | 50602.7234 | 59041.0359 | 62407.5162 | 63132.2505 | 63777.7011 | 64602.1546 | 65216.8567 | 65998.2463
Cumulative new build by chart type
| 2011 | 2012 | 2013 | 2014 | 2015 | 2016 | 2017 | 2018 | 2019 | 2020 | 2021 | 2022 | 2023 | 2024 | 2025 | 2026 | 2027 | 2028 | 2029 | 2030 | 2031
Gas | 0 | 2397.3077 | 2589.6154 | 6733.9231 | 7396.2308 | 8078.5385 | 9030.8461 | 9223.1538 | 11815.4615 | 12007.7692 | 17000.0769 | 20730.0769 | 20930.0769 | 21130.0769 | 21330.0769 | 21530.0769 | 21730.0769 | 21930.0769 | 22130.0769 | 22330.0769 | 22530.0769
Coal | 0 | 0 | 0 | 0 | 0 | 0 | 0 | 0 | 0 | 0 | 0 | 0 | 0 | 0 | 0 | 0 | 0 | 0 | 0 | 0 | 0
Oil | 0 | 0 | 0 | 0 | 0 | 0 | 0 | 0 | 0 | 0 | 0 | 0 | 0 | 0 | 0 | 0 | 0 | 0 | 0 | 0 | 0
OCGT | 0 | 0 | 0 | 0 | 0 | 0 | 0 | 0 | 0 | 0 | 0 | 0 | 0 | 0 | 0 | 0 | 0 | 0 | 0 | 0 | 300
PS | 0 | 0 | 0 | 0 | 0 | 0 | 0 | 0 | 0 | 0 | 0 | 0 | 0 | 0 | 0 | 0 | 0 | 0 | 0 | 0 | 0
Nuclear | 0 | 0 | 0 | 0 | 0 | 0 | 0 | 0 | 0 | 1670 | 3340 | 3340 | 5010 | 6680 | 8350 | 11200 | 11200 | 11200 | 11200 | 11200 | 11200
CCS | 0 | 0 | 0 | 0 | 300 | 1100 | 1100 | 1100 | 1100 | 1100 | 1100 | 1100 | 1100 | 3100 | 9333 | 9333 | 9333 | 9333 | 9333 | 9333 | 9333
Onshore wind | 0 | 180.2968 | 1030.2732 | 1673.4581 | 2519.2907 | 3385.3331 | 5635.955 | 5713.1991 | 5868.9764 | 5909.0243 | 5955.7098 | 6080.205 | 6131.2185 | 6160.8797 | 6215.4627 | 6251.1061 | 6494.8952 | 6659.2912 | 7002.5795 | 7136.0047 | 7136.0047
Offshore wind | 0 | 1797.3 | 1797.3 | 3659.3 | 4491.3 | 6289.3 | 7863.3 | 9267.3 | 9267.3 | 9267.3 | 9267.3 | 9267.3 | 9267.3 | 9267.3 | 9267.3 | 9267.3 | 9267.3 | 9267.3 | 9267.3 | 9267.3 | 9267.3
Other renewable | 0 | 113.6644 | 237.0537 | 376.1199 | 782.6527 | 1998.741 | 2487.3811 | 2708.1362 | 2958.2088 | 3228.4176 | 3488.7285 | 3736.5818 | 3994.6551 | 4264.4668 | 4545.1964 | 4826.0332 | 5106.9784 | 5388.033 | 5669.1982 | 5950.4751 | 6231.8647
Total | 0 | 4488.5689 | 5654.2423 | 12442.801 | 15489.4741 | 20851.9125 | 26117.4822 | 28011.7891 | 31009.9467 | 33182.5111 | 40151.8151 | 44254.1637 | 46433.2505 | 50602.7234 | 59041.0359 | 62407.5162 | 63132.2505 | 63777.7011 | 64602.1546 | 65216.8567 | 65998.2463
Generation by plant type (TWh)
| 2011 | 2012 | 2013 | 2014 | 2015 | 2016 | 2017 | 2018 | 2019 | 2020 | 2021 | 2022 | 2023 | 2024 | 2025 | 2026 | 2027 | 2028 | 2029 | 2030 | 2031
CHP | 9.1101 | 6.2528 | 7.0439 | 5.4329 | 5.4039 | 9.5603 | 9.2568 | 9.489 | 9.5768 | 9.7212 | 8.2337 | 7.421 | 6.8366 | 5.7803 | 3.8907 | 3.7816 | 3.7828 | 3.7828 | 3.8047 | 3.8403 | 0
AGT | 0 | 0 | 0 | 0 | 0 | 0 | 0 | 0 | 0 | 0 | 0 | 0 | 0 | 0 | 0 | 0 | 0 | 0 | 0 | 0 | 0
Oil | 0 | 0 | 0 | 0 | 0 | 0 | 0 | 0 | 0 | 0 | 0 | 0 | 0 | 0 | 0 | 0 | 0 | 0 | 0 | 0 | 0
Hydro | 3.0864 | 2.9165 | 2.9165 | 2.9165 | 2.9165 | 3.4262 | 3.4262 | 3.4262 | 3.4262 | 3.4262 | 3.4262 | 3.4262 | 3.4262 | 3.4262 | 3.4259 | 3.4259 | 3.4262 | 3.4262 | 3.4262 | 3.4262 | 0
PS | 0 | 0 | 0 | 0 | 0 | 0 | 0.00052067 | 0.00010802 | 0 | 0 | 0 | 0 | 0 | 0 | 0 | 0 | 0 | 0 | 0 | 0 | 0
Nuclear | 74.2143 | 74.2143 | 69.8925 | 69.8925 | 66.4492 | 66.4492 | 66.4492 | 66.4486 | 58.8525 | 53.6527 | 65.388 | 65.3881 | 77.1232 | 72.45 | 84.1845 | 104.212 | 104.212 | 104.212 | 104.212 | 104.2125 | 0
CCGT | 87.0668 | 49.868 | 59.3664 | 60.9908 | 64.9587 | 78.8588 | 79.4881 | 78.2001 | 91.8507 | 95.7173 | 103.411 | 115.094 | 109.2152 | 104.9541 | 65.0122 | 52.2409 | 53.2429 | 55.1814 | 56.3122 | 58.3253 | 0
OCGT | 0 | 0 | 0 | 0 | 0 | 0 | 1.027e-11 | 1.027e-11 | 0 | 0 | 0 | 0 | 0 | 0 | 0 | 0 | 0 | 0 | 0 | 0 | 0
Coal | 99.7993 | 147.9033 | 138.8526 | 134.7392 | 126.9665 | 79.6444 | 67.4404 | 55.9486 | 49.6358 | 47.6917 | 27.4944 | 19.4429 | 16.6595 | 13.3681 | 13.2861 | 12.828 | 12.8292 | 12.8646 | 12.8598 | 12.9062 | 0
Coal + CCS | 4.493e-11 | 1.6417e-08 | 3.1258e-08 | 3.3878e-08 | 2.0991 | 7.6968 | 7.6968 | 7.6973 | 7.6973 | 7.6973 | 7.6973 | 7.6973 | 7.6973 | 14.6948 | 35.2675 | 35.2664 | 35.2659 | 35.266 | 35.2659 | 35.2654 | 0
CCGT + CCS | 0 | 0 | 0 | 0 | 0 | 1.7116e-12 | 3.5944e-11 | 2.7988e-08 | 2.7988e-08 | 2.799e-08 | 2.7988e-08 | 2.799e-08 | 2.7988e-08 | 6.9971 | 30.0386 | 29.9888 | 29.973 | 30.002 | 29.999 | 30.0227 | 0
Onshore wind (unclassified) | 0 | 0 | 0 | 0 | 0 | 0 | 0 | 0 | 0 | 0 | 0 | 0 | 0 | 0 | 0 | 0 | 0 | 0 | 0 | 0 | 0
Offshore wind (unclassified) | 0 | 0 | 0 | 0 | 0 | 0 | 0 | 0 | 0 | 0 | 0 | 0 | 0 | 0 | 0 | 0 | 0 | 0 | 0 | 0 | 0
Onshore wind | 5.9962 | 6.4249 | 8.5577 | 10.1524 | 12.272 | 14.5787 | 20.3539 | 20.5405 | 21.0917 | 21.1843 | 21.3266 | 21.7711 | 21.9234 | 21.992 | 22.1526 | 22.2351 | 22.8334 | 23.2138 | 24.0081 | 24.3169 | 0
Onshore wind (Medium) | 0 | 0 | 0 | 0 | 0 | 0 | 0 | 0 | 0 | 0 | 0 | 0 | 0 | 0 | 0 | 0 | 0 | 0 | 0 | 0 | 0
Onshore wind (Low) | 0 | 0 | 0 | 0 | 0 | 0 | 0 | 0 | 0 | 0 | 0 | 0 | 0 | 0 | 0 | 0 | 0 | 0 | 0 | 0 | 0
Offshore wind | 4.5922 | 10.5201 | 10.5201 | 16.4101 | 19.1586 | 25.3617 | 30.5548 | 35.1903 | 35.1903 | 35.1903 | 35.1903 | 35.1903 | 35.1903 | 35.1903 | 35.1903 | 35.1903 | 35.1903 | 35.1903 | 35.1903 | 35.1903 | 0
Offshore wind (Low) | 0 | 0 | 0 | 0 | 0 | 0 | 0 | 0 | 0 | 0 | 0 | 0 | 0 | 0 | 0 | 0 | 0 | 0 | 0 | 0 | 0
Wave | 5.2697e-09 | 5.2697e-09 | 5.2697e-09 | 5.2697e-09 | 5.2697e-09 | 5.2697e-09 | 5.2697e-09 | 5.2697e-09 | 5.2697e-09 | 5.2697e-09 | 5.2697e-09 | 5.2697e-09 | 5.2697e-09 | 5.2697e-09 | 5.2697e-09 | 5.2697e-09 | 5.2697e-09 | 5.2697e-09 | 5.2697e-09 | 5.2697e-09 | 0
Tidal Stream | 0.070272 | 0.070272 | 0.070272 | 0.070272 | 0.070272 | 0.070272 | 0.070272 | 0.070272 | 0.070272 | 0.070272 | 0.070272 | 0.070272 | 0.070272 | 0.070272 | 0.070272 | 0.070272 | 0.070272 | 0.070272 | 0.070272 | 0.070272 | 0
Tidal Range | 0 | 0 | 0 | 0 | 0 | 0 | 0 | 0 | 0 | 0 | 0 | 0 | 0 | 0 | 0 | 0 | 0 | 0 | 0 | 0 | 0
Sewage gas | 0 | 0 | 0 | 0 | 0 | 0 | 0 | 0 | 0 | 0 | 0 | 0 | 0 | 0 | 0 | 0 | 0 | 0 | 0 | 0 | 0
Solar | 0 | 0 | 0 | 0 | 0 | 0 | 0 | 0 | 0 | 0 | 0 | 0 | 0 | 0 | 0 | 0 | 0 | 0 | 0 | 0 | 0
Biomass regular | 7.0111 | 7.0663 | 6.5153 | 6.5153 | 6.4027 | 17.7127 | 18.6347 | 18.6347 | 18.3841 | 18.3716 | 24.6645 | 24.5808 | 24.2886 | 23.9229 | 23.8409 | 23.3654 | 23.3841 | 23.4195 | 23.4146 | 23.461 | 0
Biomass energy crop | 0 | 0 | 0 | 0 | 0 | 0 | 0 | 0 | 0 | 0 | 0 | 0 | 0 | 0 | 0 | 0 | 0 | 0 | 0 | 0 | 0
Biowaste | 0 | 0 | 0 | 0 | 0 | 0 | 0 | 0 | 0 | 0 | 0 | 0 | 0 | 0 | 0 | 0 | 0 | 0 | 0 | 0 | 0
Biogas | 0 | 0 | 0 | 0 | 0 | 0 | 0 | 0 | 0 | 0 | 0 | 0 | 0 | 0 | 0 | 0 | 0 | 0 | 0 | 0 | 0
Biodiesel | 0 | 0 | 0 | 0 | 0 | 0 | 0 | 0 | 0 | 0 | 0 | 0 | 0 | 0 | 0 | 0 | 0 | 0 | 0 | 0 | 0
Biomass ACT | 0 | 0 | 0 | 0 | 0 | 0 | 0 | 0 | 0 | 0 | 0 | 0 | 0 | 0 | 0 | 0 | 0 | 0 | 0 | 0 | 0
Biomass AD | 0 | 0 | 0 | 0 | 0 | 0 | 0 | 0 | 0 | 0 | 0 | 0 | 0 | 0 | 0 | 0 | 0 | 0 | 0 | 0 | 0
Biomass regular (CHP) | 0 | 0 | 0 | 0 | 0 | 0 | 0 | 0 | 0 | 0 | 0 | 0 | 0 | 0 | 0 | 0 | 0 | 0 | 0 | 0 | 0
Biomass energy crop (CHP) | 0 | 0 | 0 | 0 | 0 | 0 | 0 | 0 | 0 | 0 | 0 | 0 | 0 | 0 | 0 | 0 | 0 | 0 | 0 | 0 | 0
Biowaste (CHP) | 0 | 0 | 0 | 0 | 0 | 0 | 0 | 0 | 0 | 0 | 0 | 0 | 0 | 0 | 0 | 0 | 0 | 0 | 0 | 0 | 0
Biogas (CHP) | 0 | 0 | 0 | 0 | 0 | 0 | 0 | 0 | 0 | 0 | 0 | 0 | 0 | 0 | 0 | 0 | 0 | 0 | 0 | 0 | 0
Biodiesel (CHP) | 0 | 0 | 0 | 0 | 0 | 0 | 0 | 0 | 0 | 0 | 0 | 0 | 0 | 0 | 0 | 0 | 0 | 0 | 0 | 0 | 0
Biomass ACT (CHP) | 0 | 0 | 0 | 0 | 0 | 0 | 0 | 0 | 0 | 0 | 0 | 0 | 0 | 0 | 0 | 0 | 0 | 0 | 0 | 0 | 0
Biomass AD (CHP) | 0 | 0 | 0 | 0 | 0 | 0 | 0 | 0 | 0 | 0 | 0 | 0 | 0 | 0 | 0 | 0 | 0 | 0 | 0 | 0 | 0
Landfill gas | 0 | 0 | 0 | 0 | 0 | 0 | 0 | 0 | 0 | 0 | 0 | 0 | 0 | 0 | 0 | 0 | 0 | 0 | 0 | 0 | 0
Hydro (small scale) | 0 | 0 | 0 | 0 | 0 | 0 | 0 | 0 | 0 | 0 | 0 | 0 | 0 | 0 | 0 | 0 | 0 | 0 | 0 | 0 | 0
Geopressure | 0 | 0 | 0 | 0 | 0 | 0 | 0 | 0 | 0 | 0 | 0 | 0 | 0 | 0 | 0 | 0 | 0 | 0 | 0 | 0 | 0
Standard gasification or pyrolysis | 0 | 0 | 0 | 0 | 0 | 0 | 0 | 0 | 0 | 0 | 0 | 0 | 0 | 0 | 0 | 0 | 0 | 0 | 0 | 0 | 0
Other unspecified | 0 | 0 | 0 | 0 | 0 | 0 | 0 | 0 | 0 | 0 | 0 | 0 | 0 | 0 | 0 | 0 | 0 | 0 | 0 | 0 | 0
Geothermal | 0 | 0 | 0 | 0 | 0 | 0 | 0 | 0 | 0 | 0 | 0 | 0 | 0 | 0 | 0 | 0 | 0 | 0 | 0 | 0 | 0
Microgeneration | 0 | 0 | 0 | 0 | 0 | 0 | 0 | 0 | 0 | 0 | 0 | 0 | 0 | 0 | 0 | 0 | 0 | 0 | 0 | 0 | 0
Other ROC | 0 | 0 | 0 | 0 | 0 | 0 | 0 | 0 | 0 | 0 | 0 | 0 | 0 | 0 | 0 | 0 | 0 | 0 | 0 | 0 | 0
Non-ROC | 0 | 0 | 0 | 0 | 0 | 0 | 0 | 0 | 0 | 0 | 0 | 0 | 0 | 0 | 0 | 0 | 0 | 0 | 0 | 0 | 0
Embedded CHP | 20.3368 | 21.1797 | 22.0226 | 22.8654 | 23.7083 | 24.5512 | 25.3941 | 26.237 | 27.0799 | 27.9227 | 28.7656 | 29.6422 | 30.5188 | 31.3954 | 32.272 | 33.1486 | 34.0252 | 34.9018 | 35.7784 | 36.655 | 37.5316
Embedded Gas | 1.8409 | 1.8409 | 1.8409 | 1.8409 | 1.8409 | 1.8409 | 1.8409 | 1.8409 | 1.8409 | 1.8409 | 1.8409 | 1.8409 | 1.8409 | 1.8409 | 1.8409 | 1.8409 | 1.8409 | 1.8409 | 1.8409 | 1.8409 | 1.8409
Embedded offshore wind | 0 | 0 | 0 | 0 | 0 | 0 | 0 | 0 | 0 | 0 | 0 | 0 | 0 | 0 | 0 | 0 | 0 | 0 | 0 | 0 | 0
Embedded onshore wind | 3.7151 | 3.7151 | 3.7151 | 3.7151 | 3.7151 | 3.7151 | 3.7151 | 3.7151 | 3.7151 | 3.7151 | 3.7151 | 3.7151 | 3.7151 | 3.7151 | 3.7151 | 3.7151 | 3.7151 | 3.7151 | 3.7151 | 3.7151 | 3.7151
Embedded biomass | 11.2713 | 11.858 | 12.583 | 13.3479 | 14.2247 | 15.1938 | 16.2222 | 17.3101 | 18.4672 | 19.6608 | 20.8552 | 22.0503 | 23.2461 | 24.4426 | 25.6399 | 26.8379 | 28.0368 | 29.2363 | 30.4367 | 31.6378 | 32.8397
Embedded tidal and wave | 0.0017532 | 0.071881 | 0.10695 | 0.17707 | 0.30506 | 0.45548 | 0.6308 | 0.82581 | 1.0891 | 1.4046 | 1.6852 | 1.9216 | 2.1936 | 2.5063 | 2.8569 | 3.2076 | 3.5582 | 3.9089 | 4.2595 | 4.6101 | 4.9608
Embedded hydro | 1.5656 | 1.5945 | 1.6234 | 1.6524 | 1.6813 | 1.7102 | 1.7941 | 1.823 | 1.852 | 1.8809 | 1.9098 | 1.9387 | 1.9677 | 1.9966 | 2.0255 | 2.0545 | 2.0834 | 2.1123 | 2.1412 | 2.1702 | 2.1991
Total | 329.6781 | 345.4964 | 345.6274 | 350.7188 | 352.1729 | 350.8257 | 352.9688 | 347.3973 | 349.8196 | 349.1478 | 355.6739 | 361.1906 | 365.9127 | 368.7429 | 384.7098 | 393.4092 | 397.4696 | 402.344 | 406.7348 | 411.6659 | 83.0872
Generation by chart type
| 2011 | 2012 | 2013 | 2014 | 2015 | 2016 | 2017 | 2018 | 2019 | 2020 | 2021 | 2022 | 2023 | 2024 | 2025 | 2026 | 2027 | 2028 | 2029 | 2030 | 2031
Gas | 118.3546 | 79.1413 | 90.2738 | 91.13 | 95.9118 | 114.8111 | 115.9799 | 115.7669 | 130.3482 | 135.2021 | 142.2512 | 153.9981 | 148.4115 | 143.9707 | 103.0158 | 91.012 | 92.8918 | 95.7069 | 97.7362 | 100.6614 | 39.3725
Coal | 99.7993 | 147.9033 | 138.8526 | 134.7392 | 126.9665 | 79.6444 | 67.4404 | 55.9486 | 49.6358 | 47.6917 | 27.4944 | 19.4429 | 16.6595 | 13.3681 | 13.2861 | 12.828 | 12.8292 | 12.8646 | 12.8598 | 12.9062 | 0
Oil | 0 | 0 | 0 | 0 | 0 | 0 | 0 | 0 | 0 | 0 | 0 | 0 | 0 | 0 | 0 | 0 | 0 | 0 | 0 | 0 | 0
OCGT | 0 | 0 | 0 | 0 | 0 | 0 | 1.027e-11 | 1.027e-11 | 0 | 0 | 0 | 0 | 0 | 0 | 0 | 0 | 0 | 0 | 0 | 0 | 0
PS | 0 | 0 | 0 | 0 | 0 | 0 | 0.00052067 | 0.00010802 | 0 | 0 | 0 | 0 | 0 | 0 | 0 | 0 | 0 | 0 | 0 | 0 | 0
Nuclear | 74.2143 | 74.2143 | 69.8925 | 69.8925 | 66.4492 | 66.4492 | 66.4492 | 66.4486 | 58.8525 | 53.6527 | 65.388 | 65.3881 | 77.1232 | 72.45 | 84.1845 | 104.212 | 104.212 | 104.212 | 104.212 | 104.2125 | 0
CCS | 4.493e-11 | 1.6417e-08 | 3.1258e-08 | 3.3878e-08 | 2.0991 | 7.6968 | 7.6968 | 7.6973 | 7.6973 | 7.6973 | 7.6973 | 7.6973 | 7.6973 | 21.6919 | 65.306 | 65.2552 | 65.239 | 65.2679 | 65.2649 | 65.2881 | 0
Onshore wind | 9.7113 | 10.14 | 12.2728 | 13.8675 | 15.9871 | 18.2938 | 24.0689 | 24.2556 | 24.8067 | 24.8994 | 25.0417 | 25.4862 | 25.6385 | 25.7071 | 25.8677 | 25.9501 | 26.5485 | 26.9289 | 27.7232 | 28.0319 | 3.7151
Offshore wind | 4.5922 | 10.5201 | 10.5201 | 16.4101 | 19.1586 | 25.3617 | 30.5548 | 35.1903 | 35.1903 | 35.1903 | 35.1903 | 35.1903 | 35.1903 | 35.1903 | 35.1903 | 35.1903 | 35.1903 | 35.1903 | 35.1903 | 35.1903 | 0
Other renewable | 23.0064 | 23.5775 | 23.8156 | 24.6795 | 25.6006 | 38.5687 | 40.7781 | 42.09 | 43.2887 | 44.8144 | 52.611 | 53.9878 | 55.1924 | 56.3649 | 57.8595 | 58.9616 | 60.5588 | 62.1734 | 63.7484 | 65.3755 | 39.9996
Total | 329.6781 | 345.4964 | 345.6274 | 350.7188 | 352.1729 | 350.8257 | 352.9688 | 347.3973 | 349.8196 | 349.1478 | 355.6739 | 361.1906 | 365.9127 | 368.7429 | 384.7098 | 393.4092 | 397.4696 | 402.344 | 406.7348 | 411.6659 | 83.0872
Inc total embedded of: | 38.7313 | 40.26 | 41.8919 | 43.5987 | 45.4753 | 47.4666 | 49.5971 | 51.7519 | 54.044 | 56.425 | 58.7717 | 61.1088 | 63.4821 | 65.8969 | 68.3503 | 70.8046 | 73.2595 | 75.7153 | 78.1718 | 80.6291 | 83.0872
Capacity by SYS Zone
| 2011 | 2012 | 2013 | 2014 | 2015 | 2016 | 2017 | 2018 | 2019 | 2020 | 2021 | 2022 | 2023 | 2024 | 2025 | 2026 | 2027 | 2028 | 2029 | 2030 | 2031
A | 3512 | 3512 | 3122 | 3122 | 3122 | 2217 | 2217 | 2217 | 2217 | 2217 | 2217 | 2217 | 2217 | 2217 | 1094 | 1094 | 144 | 144 | 144 | 144 | 144
B | 2659 | 2661.1137 | 1734.6354 | 1735.1933 | 2067.8859 | 2292.3999 | 2293.2691 | 2294.2253 | 3095.0997 | 3095.9765 | 3096.5433 | 3097.1882 | 3097.8497 | 3098.4991 | 3099.2388 | 3100.0191 | 3104.9012 | 3108.5004 | 3116.0162 | 3118.9373 | 3118.9373
C | 9554 | 10060.1138 | 6754.6354 | 7527.1933 | 6683.8859 | 6794.3999 | 7925.2691 | 7926.2253 | 7646.0997 | 7646.9765 | 7647.5433 | 8448.1882 | 10118.8497 | 10119.4991 | 12413.2388 | 13264.0192 | 13268.9012 | 13272.5004 | 13280.0162 | 13282.9373 | 13282.9373
D | 3108 | 3108 | 1650 | 1650 | 1650 | 1550 | 1550 | 1550 | 1550 | 1550 | 1550 | 3150 | 3150 | 3150 | 3150 | 3150 | 3150 | 3150 | 3150 | 3150 | 3150
E | 1261 | 1263.7093 | 1264.378 | 1265.0931 | 1265.9808 | 1267.9215 | 1669.0355 | 2070.2612 | 2871.382 | 4542.5058 | 4543.2323 | 4544.0589 | 4544.9069 | 4954.7392 | 4955.6873 | 4956.6876 | 4962.9453 | 4967.5587 | 4977.1922 | 4980.9364 | 4980.9364
F | 1045 | 1047.7093 | 1048.378 | 1049.0931 | 1049.9808 | 1353.9215 | 1759.0355 | 2164.2612 | 2165.382 | 2166.5058 | 2167.2323 | 2168.0589 | 2168.9069 | 2169.7392 | 2170.6873 | 2171.6876 | 2177.9453 | 2182.5587 | 2192.1922 | 2195.9364 | 2195.9364
G | 1449 | 1449.4328 | 1234.5396 | 1234.6539 | 1399.7957 | 1400.1057 | 1400.2837 | 1400.4795 | 1400.6585 | 1400.8381 | 1400.9541 | 1401.0862 | 1401.2217 | 1401.3546 | 1401.5061 | 1401.6659 | 1402.6656 | 1403.4026 | 1404.9415 | 1405.5397 | 1405.5397
H | 4470 | 5739.4447 | 5620.7755 | 5278.2686 | 5751.363 | 6598.1281 | 5033.0116 | 5037.2842 | 5041.1913 | 5045.109 | 6647.6416 | 7780.523 | 7783.4789 | 7735.3805 | 7738.6857 | 7742.1725 | 7763.9867 | 7780.0688 | 7813.6509 | 7826.7033 | 7926.7033
I | 5610 | 5142.35 | 4909.4 | 5795.6 | 6122.8 | 6339.5528 | 7310.7056 | 7310.7056 | 7310.7056 | 7310.7056 | 7310.7056 | 7310.7056 | 7310.7056 | 6236.7056 | 6236.7056 | 6236.7056 | 6236.7056 | 6236.7056 | 6236.7056 | 6236.7056 | 5021.7056
J | 2630 | 2711.4897 | 2297.0913 | 2298.8043 | 2800.9306 | 3305.579 | 3308.2475 | 3311.1833 | 3313.868 | 3316.5599 | 3318.3001 | 3320.28 | 3322.3111 | 1953.3049 | 1955.576 | 1138.9718 | 1153.961 | 1165.0113 | 1188.0865 | 1197.0551 | 1197.0551
K | 7425 | 8303.4408 | 8305.5239 | 9147.752 | 9150.5176 | 9156.5636 | 9560.0343 | 9763.8528 | 9767.3446 | 9770.8459 | 9773.1093 | 7828.6845 | 7831.3262 | 6793.9194 | 7796.8733 | 7799.9895 | 7819.4852 | 7833.8579 | 7863.8707 | 7875.5357 | 7975.5357
L | 4221 | 4221 | 4003 | 5323 | 4359 | 4505.2019 | 4651.4038 | 4651.4038 | 4651.4038 | 4651.4038 | 4651.4038 | 1696.4038 | 1696.4038 | 1696.4038 | 1696.4038 | 1696.4038 | 1696.4038 | 1696.4038 | 1696.4038 | 1696.4038 | 1696.4038
M | 2465 | 2474.1621 | 2266.4232 | 2268.8417 | 2271.8436 | 2278.4062 | 2282.1735 | 1771.3183 | 1775.1086 | 1778.909 | 1781.3658 | 1784.161 | 407.0286 | 409.8434 | 413.0496 | 416.4321 | 437.5937 | 453.1946 | 485.7721 | 498.4339 | 498.4339
N | 2797 | 2809.2415 | 2812.2625 | 3725.4939 | 3729.5047 | 2761.773 | 980.3065 | 985.8444 | 990.9085 | 995.9863 | 999.2689 | 1003.0035 | 1006.8348 | 976.5957 | 980.8796 | 985.3989 | 1013.6729 | 1034.5173 | 1078.044 | 1094.9615 | 1094.9615
O | 2776 | 2776 | 2752 | 2752 | 2505 | 2555.6855 | 2031.3711 | 2431.3711 | 2431.3711 | 2431.3711 | 1860.3711 | 1860.3711 | 1289.3711 | 1289.3711 | 1289.3711 | 1289.3711 | 1289.3711 | 1289.3711 | 1289.3711 | 1289.3711 | 1289.3711
P | 13995 | 14000.6498 | 13897.0442 | 13627.5355 | 13699.3866 | 14263.4335 | 12099.7566 | 12102.3125 | 11439.6498 | 10541.9934 | 11374.5084 | 11376.232 | 10862.0003 | 11674.736 | 13516.7132 | 13518.799 | 13531.8484 | 13541.4687 | 13561.5577 | 13569.3656 | 13669.3656
Q | 1720 | 1732.2415 | 1735.2626 | 1780.4939 | 1784.5047 | 2092.273 | 2097.3065 | 2102.8444 | 2107.9085 | 905.9863 | 679.2689 | 683.0035 | 686.8348 | 690.5957 | 694.8796 | 699.3989 | 727.6729 | 748.5173 | 792.044 | 808.9615 | 808.9615
R | 3161 | 3401.1458 | 3272.9093 | 3444.7955 | 3447.1368 | 3452.2552 | 3455.1934 | 3458.426 | 3461.3821 | 2261.3462 | 2263.2624 | 2265.4424 | 2267.6789 | 2170.8742 | 2173.3749 | 2176.013 | 2192.5175 | 2204.6851 | 2230.0932 | 2239.9685 | 1036.9685
S | 0 | 0 | 0 | 0 | 0 | 0 | 0 | 0 | 0 | 0 | 0 | 0 | 0 | 0 | 0 | 0 | 0 | 0 | 0 | 0 | 0
T | 0 | 0 | 0 | 0 | 0 | 0 | 0 | 0 | 0 | 0 | 0 | 0 | 0 | 0 | 0 | 0 | 0 | 0 | 0 | 0 | 0
U | 2032 | 3061.7897 | 3063.3913 | 3065.1043 | 3067.2306 | 3571.879 | 3574.5475 | 3577.4833 | 3580.168 | 3582.8599 | 6854.6001 | 6856.58 | 6858.6111 | 6860.6049 | 8532.8759 | 8535.2718 | 8550.2609 | 8561.3113 | 8584.3865 | 8593.3551 | 7381.3551
V | 2534 | 2580.1621 | 2182.4232 | 2721.8417 | 2234.8436 | 2241.4062 | 2245.1735 | 2249.3183 | 2253.1086 | 2256.909 | 2259.3658 | 2262.161 | 2265.0286 | 2267.8434 | 2271.0496 | 3474.4321 | 3495.5937 | 3511.1946 | 3543.7721 | 3556.4339 | 3556.4339
W | 300 | 299.7 | 342.2 | 342.2 | 365.2 | 462.6213 | 557.0425 | 557.0425 | 557.0425 | 557.0425 | 557.0425 | 557.0425 | 557.0425 | 557.0425 | 557.0425 | 557.0425 | 557.0425 | 557.0425 | 557.0425 | 557.0425 | 557.0425
X | 321 | 321 | 509.6 | 559.5 | 559.5 | 630.7542 | 716.9085 | 716.9085 | 716.9085 | 716.9085 | 716.9085 | 716.9085 | 716.9085 | 716.9085 | 716.9085 | 716.9085 | 716.9085 | 716.9085 | 716.9085 | 716.9085 | 716.9085
Y | 1190 | 1190 | 1190 | 410 | 487 | 247.0635 | 484.127 | 484.127 | 579.1676 | 579.1676 | 579.1676 | 674.2082 | 674.2082 | 674.2082 | 674.2082 | 674.2082 | 674.2082 | 674.2082 | 674.2082 | 674.2082 | 674.2082
Z | 1152 | 1152.4 | 1429.4 | 1561 | 1948 | 2130.5086 | 2760.7529 | 2794.3209 | 2815.1176 | 2815.1176 | 2835.9142 | 2835.9142 | 2856.7108 | 2856.7108 | 2877.5074 | 2877.5074 | 2898.3041 | 2898.3041 | 2898.3041 | 2898.3041 | 2898.3041
Total | 81387.0001 | 85018.2969 | 77397.2734 | 81685.4582 | 81523.2908 | 83468.8332 | 81961.9551 | 82928.1992 | 83737.9765 | 82138.0244 | 87084.7099 | 85837.2052 | 85091.2186 | 82671.8798 | 88406.4628 | 89673.1063 | 88966.8954 | 89131.2913 | 89474.5796 | 89608.0048 | 86278.0048
Embedded | 8658.5172 | 8964.4894 | 9280.1863 | 9611.5601 | 9975.4007 | 10358.7966 | 10776.7444 | 11189.8073 | 11632.1876 | 12094.7041 | 12547.3226 | 12995.1759 | 13453.2492 | 13923.061 | 14403.7905 | 14884.6273 | 15365.5725 | 15846.6272 | 16327.7924 | 16809.0692 | 17290.4588
Carbon emissions by plant type (kt of CO2)
| 2011 | 2012 | 2013 | 2014 | 2015 | 2016 | 2017 | 2018 | 2019 | 2020 | 2021 | 2022 | 2023 | 2024 | 2025 | 2026 | 2027 | 2028 | 2029 | 2030 | 2031
CHP | 3270.0033 | 2234.3061 | 2517.1299 | 1940.6343 | 1930.2624 | 2185.4021 | 2077.0576 | 2160.3398 | 2191.8658 | 2244.6513 | 1711.5642 | 1421.1429 | 1212.4044 | 834.8334 | 159.8591 | 120.894 | 121.2553 | 121.2553 | 129.0713 | 141.7595 | 0
AGT | 0 | 0 | 0 | 0 | 0 | 0 | 0 | 0 | 0 | 0 | 0 | 0 | 0 | 0 | 0 | 0 | 0 | 0 | 0 | 0 | 0
Oil | 0 | 0 | 0 | 0 | 0 | 0 | 0 | 0 | 0 | 0 | 0 | 0 | 0 | 0 | 0 | 0 | 0 | 0 | 0 | 0 | 0
Hydro | 0 | 0 | 0 | 0 | 0 | 0 | 0 | 0 | 0 | 0 | 0 | 0 | 0 | 0 | 0 | 0 | 0 | 0 | 0 | 0 | 0
PS | 0 | 0 | 0 | 0 | 0 | 0 | 0 | 0 | 0 | 0 | 0 | 0 | 0 | 0 | 0 | 0 | 0 | 0 | 0 | 0 | 0
Nuclear | 0 | 0 | 0 | 0 | 0 | 0 | 0 | 0 | 0 | 0 | 0 | 0 | 0 | 0 | 0 | 0 | 0 | 0 | 0 | 0 | 0
CCGT | 31526.1244 | 17853.8426 | 21298.2528 | 21773.9064 | 23192.0386 | 28215.9983 | 28420.807 | 27962.3135 | 32818.9696 | 34223.2326 | 36849.0301 | 40978.7736 | 38872.315 | 37347.5727 | 23117.4156 | 18564.9751 | 18920.9295 | 19600.6149 | 20002.6251 | 20718.0535 | 0
OCGT | 0 | 0 | 0 | 0 | 0 | 0 | 4.9998e-09 | 4.9998e-09 | 0 | 0 | 0 | 0 | 0 | 0 | 0 | 0 | 0 | 0 | 0 | 0 | 0
Coal | 90291.3587 | 135876.8867 | 127264.1693 | 122987.6266 | 115802.5363 | 71424.8436 | 60030.6781 | 49677.9074 | 44006.221 | 42247.9975 | 24289.8363 | 17058.8443 | 14555.3378 | 11594.7935 | 11523.6465 | 11126.3236 | 11127.4023 | 11158.11 | 11153.8971 | 11194.1121 | 0
Coal + CCS | 4.7738e-09 | 1.7443e-06 | 3.3212e-06 | 3.5995e-06 | 223.0326 | 817.7861 | 817.7861 | 817.8383 | 817.8383 | 817.8383 | 817.8383 | 817.8383 | 817.8383 | 1561.3276 | 3747.1693 | 3747.0578 | 3747.0069 | 3747.0083 | 3746.9978 | 3746.9472 | 0
CCGT + CCS | 0 | 0 | 0 | 0 | 0 | 7.0367e-11 | 1.4777e-09 | 1.1506e-06 | 1.1506e-06 | 1.1507e-06 | 1.1506e-06 | 1.1507e-06 | 1.1506e-06 | 287.6586 | 1234.9182 | 1232.8721 | 1232.2246 | 1233.4149 | 1233.2938 | 1234.2675 | 0
Onshore wind (unclassified) | 0 | 0 | 0 | 0 | 0 | 0 | 0 | 0 | 0 | 0 | 0 | 0 | 0 | 0 | 0 | 0 | 0 | 0 | 0 | 0 | 0
Offshore wind (unclassified) | 0 | 0 | 0 | 0 | 0 | 0 | 0 | 0 | 0 | 0 | 0 | 0 | 0 | 0 | 0 | 0 | 0 | 0 | 0 | 0 | 0
Onshore wind | 0 | 0 | 0 | 0 | 0 | 0 | 0 | 0 | 0 | 0 | 0 | 0 | 0 | 0 | 0 | 0 | 0 | 0 | 0 | 0 | 0
Onshore wind (Medium) | 0 | 0 | 0 | 0 | 0 | 0 | 0 | 0 | 0 | 0 | 0 | 0 | 0 | 0 | 0 | 0 | 0 | 0 | 0 | 0 | 0
Onshore wind (Low) | 0 | 0 | 0 | 0 | 0 | 0 | 0 | 0 | 0 | 0 | 0 | 0 | 0 | 0 | 0 | 0 | 0 | 0 | 0 | 0 | 0
Offshore wind | 0 | 0 | 0 | 0 | 0 | 0 | 0 | 0 | 0 | 0 | 0 | 0 | 0 | 0 | 0 | 0 | 0 | 0 | 0 | 0 | 0
Offshore wind (Low) | 0 | 0 | 0 | 0 | 0 | 0 | 0 | 0 | 0 | 0 | 0 | 0 | 0 | 0 | 0 | 0 | 0 | 0 | 0 | 0 | 0
Wave | 0 | 0 | 0 | 0 | 0 | 0 | 0 | 0 | 0 | 0 | 0 | 0 | 0 | 0 | 0 | 0 | 0 | 0 | 0 | 0 | 0
Tidal Stream | 0 | 0 | 0 | 0 | 0 | 0 | 0 | 0 | 0 | 0 | 0 | 0 | 0 | 0 | 0 | 0 | 0 | 0 | 0 | 0 | 0
Tidal Range | 0 | 0 | 0 | 0 | 0 | 0 | 0 | 0 | 0 | 0 | 0 | 0 | 0 | 0 | 0 | 0 | 0 | 0 | 0 | 0 | 0
Sewage gas | 0 | 0 | 0 | 0 | 0 | 0 | 0 | 0 | 0 | 0 | 0 | 0 | 0 | 0 | 0 | 0 | 0 | 0 | 0 | 0 | 0
Solar | 0 | 0 | 0 | 0 | 0 | 0 | 0 | 0 | 0 | 0 | 0 | 0 | 0 | 0 | 0 | 0 | 0 | 0 | 0 | 0 | 0
Biomass regular | 0 | 0 | 0 | 0 | 0 | 0 | 0 | 0 | 0 | 0 | 0 | 0 | 0 | 0 | 0 | 0 | 0 | 0 | 0 | 0 | 0
Biomass energy crop | 0 | 0 | 0 | 0 | 0 | 0 | 0 | 0 | 0 | 0 | 0 | 0 | 0 | 0 | 0 | 0 | 0 | 0 | 0 | 0 | 0
Biowaste | 0 | 0 | 0 | 0 | 0 | 0 | 0 | 0 | 0 | 0 | 0 | 0 | 0 | 0 | 0 | 0 | 0 | 0 | 0 | 0 | 0
Biogas | 0 | 0 | 0 | 0 | 0 | 0 | 0 | 0 | 0 | 0 | 0 | 0 | 0 | 0 | 0 | 0 | 0 | 0 | 0 | 0 | 0
Biodiesel | 0 | 0 | 0 | 0 | 0 | 0 | 0 | 0 | 0 | 0 | 0 | 0 | 0 | 0 | 0 | 0 | 0 | 0 | 0 | 0 | 0
Biomass ACT | 0 | 0 | 0 | 0 | 0 | 0 | 0 | 0 | 0 | 0 | 0 | 0 | 0 | 0 | 0 | 0 | 0 | 0 | 0 | 0 | 0
Biomass AD | 0 | 0 | 0 | 0 | 0 | 0 | 0 | 0 | 0 | 0 | 0 | 0 | 0 | 0 | 0 | 0 | 0 | 0 | 0 | 0 | 0
Biomass regular (CHP) | 0 | 0 | 0 | 0 | 0 | 0 | 0 | 0 | 0 | 0 | 0 | 0 | 0 | 0 | 0 | 0 | 0 | 0 | 0 | 0 | 0
Biomass energy crop (CHP) | 0 | 0 | 0 | 0 | 0 | 0 | 0 | 0 | 0 | 0 | 0 | 0 | 0 | 0 | 0 | 0 | 0 | 0 | 0 | 0 | 0
Biowaste (CHP) | 0 | 0 | 0 | 0 | 0 | 0 | 0 | 0 | 0 | 0 | 0 | 0 | 0 | 0 | 0 | 0 | 0 | 0 | 0 | 0 | 0
Biogas (CHP) | 0 | 0 | 0 | 0 | 0 | 0 | 0 | 0 | 0 | 0 | 0 | 0 | 0 | 0 | 0 | 0 | 0 | 0 | 0 | 0 | 0
Biodiesel (CHP) | 0 | 0 | 0 | 0 | 0 | 0 | 0 | 0 | 0 | 0 | 0 | 0 | 0 | 0 | 0 | 0 | 0 | 0 | 0 | 0 | 0
Biomass ACT (CHP) | 0 | 0 | 0 | 0 | 0 | 0 | 0 | 0 | 0 | 0 | 0 | 0 | 0 | 0 | 0 | 0 | 0 | 0 | 0 | 0 | 0
Biomass AD (CHP) | 0 | 0 | 0 | 0 | 0 | 0 | 0 | 0 | 0 | 0 | 0 | 0 | 0 | 0 | 0 | 0 | 0 | 0 | 0 | 0 | 0
Landfill gas | 0 | 0 | 0 | 0 | 0 | 0 | 0 | 0 | 0 | 0 | 0 | 0 | 0 | 0 | 0 | 0 | 0 | 0 | 0 | 0 | 0
Hydro (small scale) | 0 | 0 | 0 | 0 | 0 | 0 | 0 | 0 | 0 | 0 | 0 | 0 | 0 | 0 | 0 | 0 | 0 | 0 | 0 | 0 | 0
Geopressure | 0 | 0 | 0 | 0 | 0 | 0 | 0 | 0 | 0 | 0 | 0 | 0 | 0 | 0 | 0 | 0 | 0 | 0 | 0 | 0 | 0
Standard gasification or pyrolysis | 0 | 0 | 0 | 0 | 0 | 0 | 0 | 0 | 0 | 0 | 0 | 0 | 0 | 0 | 0 | 0 | 0 | 0 | 0 | 0 | 0
Other unspecified | 0 | 0 | 0 | 0 | 0 | 0 | 0 | 0 | 0 | 0 | 0 | 0 | 0 | 0 | 0 | 0 | 0 | 0 | 0 | 0 | 0
Geothermal | 0 | 0 | 0 | 0 | 0 | 0 | 0 | 0 | 0 | 0 | 0 | 0 | 0 | 0 | 0 | 0 | 0 | 0 | 0 | 0 | 0
Microgeneration | 0 | 0 | 0 | 0 | 0 | 0 | 0 | 0 | 0 | 0 | 0 | 0 | 0 | 0 | 0 | 0 | 0 | 0 | 0 | 0 | 0
Other ROC | 0 | 0 | 0 | 0 | 0 | 0 | 0 | 0 | 0 | 0 | 0 | 0 | 0 | 0 | 0 | 0 | 0 | 0 | 0 | 0 | 0
Non-ROC | 0 | 0 | 0 | 0 | 0 | 0 | 0 | 0 | 0 | 0 | 0 | 0 | 0 | 0 | 0 | 0 | 0 | 0 | 0 | 0 | 0
Embedded CHP | 7833.2393 | 8157.8981 | 8482.557 | 8807.2159 | 9131.8747 | 9456.5336 | 9781.1925 | 10105.8514 | 10430.5102 | 10755.1691 | 11079.828 | 11417.4732 | 11755.1184 | 12092.7636 | 12430.4088 | 12768.0541 | 13105.6993 | 13443.3445 | 13780.9897 | 14118.6349 | 14456.2802
Embedded Gas | 689.3244 | 689.3244 | 689.3244 | 689.3244 | 689.3244 | 689.3244 | 689.3244 | 689.3244 | 689.3244 | 689.3244 | 689.3244 | 689.3244 | 689.3244 | 689.3244 | 689.3244 | 689.3244 | 689.3244 | 689.3244 | 689.3244 | 689.3244 | 689.3244
Embedded offshore wind | 0 | 0 | 0 | 0 | 0 | 0 | 0 | 0 | 0 | 0 | 0 | 0 | 0 | 0 | 0 | 0 | 0 | 0 | 0 | 0 | 0
Embedded onshore wind | 0 | 0 | 0 | 0 | 0 | 0 | 0 | 0 | 0 | 0 | 0 | 0 | 0 | 0 | 0 | 0 | 0 | 0 | 0 | 0 | 0
Embedded biomass | 0 | 0 | 0 | 0 | 0 | 0 | 0 | 0 | 0 | 0 | 0 | 0 | 0 | 0 | 0 | 0 | 0 | 0 | 0 | 0 | 0
Embedded tidal and wave | 0 | 0 | 0 | 0 | 0 | 0 | 0 | 0 | 0 | 0 | 0 | 0 | 0 | 0 | 0 | 0 | 0 | 0 | 0 | 0 | 0
Embedded hydro | 0 | 0 | 0 | 0 | 0 | 0 | 0 | 0 | 0 | 0 | 0 | 0 | 0 | 0 | 0 | 0 | 0 | 0 | 0 | 0 | 0
Total | 133610.0501 | 164812.258 | 160251.4334 | 156198.7076 | 150969.0691 | 112789.8881 | 101816.8458 | 91413.5748 | 90954.7294 | 90978.2132 | 75437.4213 | 72383.3966 | 67902.3382 | 64408.2738 | 52902.742 | 48249.5013 | 48943.8423 | 49993.0723 | 50736.1992 | 51843.0992 | 15145.6046
Carbon emissions by chart type
| 2011 | 2012 | 2013 | 2014 | 2015 | 2016 | 2017 | 2018 | 2019 | 2020 | 2021 | 2022 | 2023 | 2024 | 2025 | 2026 | 2027 | 2028 | 2029 | 2030 | 2031
Gas | 43318.6914 | 28935.3713 | 32987.2641 | 33211.081 | 34943.5003 | 40547.2585 | 40968.3816 | 40917.8291 | 46130.6701 | 47912.3774 | 50329.7467 | 54506.7141 | 52529.1622 | 50964.4941 | 36397.008 | 32143.2477 | 32837.2086 | 33854.5391 | 34602.0106 | 35667.7725 | 15145.6046
Coal | 90291.3587 | 135876.8867 | 127264.1693 | 122987.6266 | 115802.5363 | 71424.8436 | 60030.6781 | 49677.9074 | 44006.221 | 42247.9975 | 24289.8363 | 17058.8443 | 14555.3378 | 11594.7935 | 11523.6465 | 11126.3236 | 11127.4023 | 11158.11 | 11153.8971 | 11194.1121 | 0
Oil | 0 | 0 | 0 | 0 | 0 | 0 | 0 | 0 | 0 | 0 | 0 | 0 | 0 | 0 | 0 | 0 | 0 | 0 | 0 | 0 | 0
OCGT | 0 | 0 | 0 | 0 | 0 | 0 | 4.9998e-09 | 4.9998e-09 | 0 | 0 | 0 | 0 | 0 | 0 | 0 | 0 | 0 | 0 | 0 | 0 | 0
PS | 0 | 0 | 0 | 0 | 0 | 0 | 0 | 0 | 0 | 0 | 0 | 0 | 0 | 0 | 0 | 0 | 0 | 0 | 0 | 0 | 0
Nuclear | 0 | 0 | 0 | 0 | 0 | 0 | 0 | 0 | 0 | 0 | 0 | 0 | 0 | 0 | 0 | 0 | 0 | 0 | 0 | 0 | 0
CCS | 4.7738e-09 | 1.7443e-06 | 3.3212e-06 | 3.5995e-06 | 223.0326 | 817.7861 | 817.7861 | 817.8383 | 817.8383 | 817.8383 | 817.8383 | 817.8383 | 817.8383 | 1848.9862 | 4982.0875 | 4979.93 | 4979.2315 | 4980.4232 | 4980.2916 | 4981.2146 | 0
Onshore wind | 0 | 0 | 0 | 0 | 0 | 0 | 0 | 0 | 0 | 0 | 0 | 0 | 0 | 0 | 0 | 0 | 0 | 0 | 0 | 0 | 0
Offshore wind | 0 | 0 | 0 | 0 | 0 | 0 | 0 | 0 | 0 | 0 | 0 | 0 | 0 | 0 | 0 | 0 | 0 | 0 | 0 | 0 | 0
Other renewable | 0 | 0 | 0 | 0 | 0 | 0 | 0 | 0 | 0 | 0 | 0 | 0 | 0 | 0 | 0 | 0 | 0 | 0 | 0 | 0 | 0
Total | 133610.0501 | 164812.258 | 160251.4334 | 156198.7076 | 150969.0691 | 112789.8881 | 101816.8458 | 91413.5748 | 90954.7294 | 90978.2132 | 75437.4213 | 72383.3966 | 67902.3382 | 64408.2738 | 52902.742 | 48249.5013 | 48943.8423 | 49993.0723 | 50736.1992 | 51843.0992 | 15145.6046
Inc total embedded of: | 8522.5637 | 8847.2226 | 9171.8815 | 9496.5403 | 9821.1992 | 10145.8581 | 10470.5169 | 10795.1758 | 11119.8347 | 11444.4935 | 11769.1524 | 12106.7976 | 12444.4428 | 12782.0881 | 13119.7333 | 13457.3785 | 13795.0237 | 14132.6689 | 14470.3142 | 14807.9594 | 15145.6046
Total carbon intensity (g/kWhr) | 405.2743 | 477.0303 | 463.6537 | 445.3674 | 428.6788 | 321.4983 | 288.4585 | 263.1384 | 260.0047 | 260.5722 | 212.0972 | 200.4022 | 185.5698 | 174.6699 | 137.5134 | 122.6446 | 123.1386 | 124.2545 | 124.7402 | 125.9349 | 182.2857
Carbon intensity (g/kWhr) - excl embed CHP | 406.5956 | 483.0289 | 468.9944 | 449.5653 | 431.8188 | 316.7068 | 280.9608 | 253.1686 | 249.502 | 249.7409 | 196.8675 | 183.8824 | 167.4068 | 155.079 | 114.8354 | 98.4883 | 98.607 | 99.4707 | 99.6214 | 100.5957 | 15.1315
Renewable share
Data to calculate on EU basis:
| 2011 | 2012 | 2013 | 2014 | 2015 | 2016 | 2017 | 2018 | 2019 | 2020 | 2021 | 2022 | 2023 | 2024 | 2025 | 2026 | 2027 | 2028 | 2029 | 2030 | 2031
Consumption E in ESI (own use) | 15.851 | 15.626 | 15.542 | 15.13 | 15.485 | 15.236 | 14.84 | 13.382 | 13.214 | 12.513 | 11.293 | 11.144 | 11.339 | 11.473 | 10.585 | 10.835 | 11.16 | 11.57 | 12.076 | 12.533 | 12.736
Energy Industy excl own use and P/S | 8.6273 | 8.6273 | 8.6273 | 8.6273 | 8.6273 | 8.6273 | 8.6273 | 8.6273 | 8.6273 | 8.6273 | 8.6273 | 8.6273 | 8.6273 | 8.6273 | 8.6273 | 8.6273 | 8.6273 | 8.6273 | 8.6273 | 8.6273 | 8.6273
Consumption E in Rail Transport | 4.4826 | 4.4826 | 4.4826 | 4.4826 | 4.4826 | 4.4826 | 4.4826 | 4.4826 | 4.4826 | 4.4826 | 4.4826 | 4.4826 | 4.4826 | 4.4826 | 4.4826 | 4.4826 | 4.4826 | 4.4826 | 4.4826 | 4.4826 | 4.4826
Renewable generation | 37.3099 | 44.2375 | 46.6085 | 54.9571 | 60.7464 | 82.2242 | 95.4019 | 101.5359 | 103.2857 | 104.9041 | 112.843 | 114.6643 | 116.0211 | 117.2623 | 118.9174 | 120.102 | 122.2976 | 124.2925 | 126.6619 | 128.5977 | 43.7147
EU-consistent demand | 332.4192 | 348.0125 | 348.0595 | 352.7389 | 354.548 | 352.9518 | 354.6988 | 347.6694 | 349.9237 | 348.5509 | 353.8569 | 359.2247 | 364.1418 | 367.106 | 382.1849 | 391.1343 | 395.5197 | 400.8041 | 405.7009 | 411.089 | 82.7133
Renewable share | 11.22% | 12.71% | 13.39% | 15.58% | 17.13% | 23.3% | 26.9% | 29.2% | 29.52% | 30.1% | 31.89% | 31.92% | 31.86% | 31.94% | 31.12% | 30.71% | 30.92% | 31.01% | 31.22% | 31.28% | 52.85%
Capacity by aggregated zones
| 2011 | 2012 | 2013 | 2014 | 2015 | 2016 | 2017 | 2018 | 2019 | 2020 | 2021 | 2022 | 2023 | 2024 | 2025 | 2026 | 2027 | 2028 | 2029 | 2030 | 2031
S England & S Wales | 30894 | 32261.5031 | 25436.5244 | 25872.104 | 25673.7533 | 25368.0346 | 24572.3993 | 24587.1031 | 25919.5492 | 27603.0315 | 32481.7472 | 36021.6633 | 37701.836 | 36698.8216 | 39550.196 | 39593.1955 | 38718.2673 | 38773.6121 | 38889.1822 | 38934.1006 | 37822.1006
Midlands & N Wales | 16645 | 17541.7651 | 16720.3704 | 18887.4354 | 17442.2047 | 17607.5779 | 17764.7851 | 17261.8931 | 17272.9655 | 17284.0677 | 17291.2448 | 12397.4103 | 11025.7871 | 9994.0099 | 11003.3763 | 12213.2575 | 12275.0764 | 12320.6509 | 12415.8186 | 12452.8073 | 12552.8073
N England | 21118 | 21155.2787 | 20929.4785 | 20915.3188 | 20997.5327 | 20906.7347 | 16969.563 | 16986.4273 | 16336.8489 | 13042.3122 | 13653.3085 | 13664.6815 | 13160.3488 | 13849.8016 | 15702.8472 | 15716.6099 | 15802.7118 | 15866.1883 | 15998.7389 | 16050.257 | 14947.257
S Scotland | 8386 | 7918.35 | 7661.4 | 8097.6 | 8177.8 | 8445.2383 | 8892.0767 | 8892.0767 | 8892.0767 | 8892.0767 | 8321.0767 | 8321.0767 | 7750.0767 | 6676.0767 | 6676.0767 | 6676.0767 | 6676.0767 | 6676.0767 | 6676.0767 | 6676.0767 | 5461.0767
N Scotland | 2943 | 2943.1 | 3451.2 | 2852.7 | 3339.7 | 3450.9477 | 4498.831 | 4532.399 | 4648.2362 | 4648.2362 | 4669.0328 | 4764.0734 | 4784.87 | 4784.87 | 4805.6666 | 4805.6666 | 4826.4632 | 4826.4632 | 4826.4632 | 4826.4632 | 4826.4632
Offshore South | 826 | 2353.3 | 2353.3 | 2353.3 | 2685.3 | 3983.3 | 5157.3 | 5961.3 | 5961.3 | 5961.3 | 5961.3 | 5961.3 | 5961.3 | 5961.3 | 5961.3 | 5961.3 | 5961.3 | 5961.3 | 5961.3 | 5961.3 | 5961.3
Offshore Irish Sea | 555 | 825 | 825 | 1532 | 1532 | 1532 | 1532 | 1532 | 1532 | 1532 | 1532 | 1532 | 1532 | 1532 | 1532 | 1532 | 1532 | 1532 | 1532 | 1532 | 1532
Offshore E England | 8e-06 | 8e-06 | 8e-06 | 705 | 1205 | 1705 | 2105 | 2305 | 2305 | 2305 | 2305 | 2305 | 2305 | 2305 | 2305 | 2305 | 2305 | 2305 | 2305 | 2305 | 2305
Offshore Scotland | 20 | 20 | 20 | 470 | 470 | 470 | 470 | 470 | 470 | 470 | 470 | 470 | 470 | 470 | 470 | 470 | 470 | 470 | 470 | 470 | 470
Total | 81387.0001 | 85018.2969 | 77397.2733 | 81685.4582 | 81523.2908 | 83468.8332 | 81961.9551 | 82528.1992 | 83337.9765 | 81738.0244 | 86684.7099 | 85437.2052 | 84691.2186 | 82271.8798 | 88006.4628 | 89273.1063 | 88566.8954 | 88731.2913 | 89074.5796 | 89208.0048 | 85878.0048
TNUoS charges by zone
Generator DS Zonal Tariff (£/kW)
Generation - Wider Tariffs in Y+1
Zone No. | Zone Name | 2011 | 2012 | 2013 | 2014 | 2015 | 2016 | 2017 | 2018 | 2019 | 2020 | 2021 | 2022 | 2023 | 2024 | 2025 | 2026 | 2027 | 2028 | 2029 | 2030
1 | North Scotland | 0 | 15.3352 | 17.5004 | 18.179 | 20.3062 | 25.0937 | 25.3652 | 25.2653 | 29.3938 | 29.1109 | 28.6204 | 28.3283 | 28.4867 | 29.2887 | 29.7733 | 30.1439 | 30.7286 | 30.7759 | 31.0101 | 31.1
2 | Peterhead | 0 | 14.9428 | 16.0737 | 14.6633 | 14.7551 | 19.6062 | 20.6175 | 20.4684 | 24.7187 | 24.4219 | 23.916 | 23.5701 | 23.6622 | 24.4838 | 25.1114 | 25.4794 | 26.0615 | 26.0651 | 26.3581 | 26.4484
3 | Western Highland & Skye | 0 | 19.0689 | 18.5938 | 20.9212 | 23.1821 | 28.9284 | 27.8508 | 27.8103 | 31.9908 | 31.7015 | 31.2455 | 29.432 | 29.5904 | 30.3264 | 30.7723 | 31.191 | 31.6998 | 31.7949 | 31.9673 | 32.0598
4 | Central Highlands | 0 | 12.9986 | 14.6772 | 15.4368 | 17.3442 | 22.5525 | 21.5711 | 21.6301 | 25.66 | 25.476 | 24.9725 | 24.4645 | 24.7597 | 25.4516 | 25.2551 | 25.6743 | 26.1805 | 26.3748 | 26.3796 | 26.47
5 | Argyll | 0 | 11.2589 | 12.6245 | 12.6236 | 13.3596 | 18.4108 | 16.7201 | 17.9221 | 21.7687 | 21.8145 | 21.2935 | 21.1952 | 21.619 | 21.9764 | 21.6941 | 22.0946 | 22.6725 | 22.795 | 22.8494 | 22.9394
6 | Stirlingshire | 0 | 10.9321 | 12.1199 | 11.5847 | 12.2535 | 16.9057 | 15.8491 | 15.5422 | 19.3474 | 19.0709 | 18.4908 | 17.5574 | 17.1099 | 17.9179 | 18.16 | 18.5497 | 18.8582 | 18.9757 | 19.2865 | 19.3754
7 | South Scotland | 0 | 9.32 | 10.8205 | 10.747 | 11.5087 | 15.8036 | 14.5902 | 14.4584 | 18.7956 | 18.67 | 18.199 | 17.909 | 18.2953 | 17.8669 | 19.1866 | 19.4143 | 19.5749 | 19.6863 | 20.0639 | 20.1542
8 | Auchencrosh | 0 | 12.3128 | 13.0845 | 13.6929 | 14.4471 | 20.9135 | 19.3278 | 19.2367 | 22.3971 | 22.3354 | 21.8251 | 21.569 | 21.9381 | 22.8509 | 22.2037 | 22.7638 | 23.2197 | 23.3375 | 23.5844 | 23.6747
9 | Humber & Lancashire | 0 | 5.474 | 6.1982 | 5.6603 | 5.7743 | 4.5532 | 3.9473 | 4.2267 | 4.0866 | 3.9379 | 3.7335 | 3.5037 | 3.2435 | 3.5425 | 3.8304 | 4.0741 | 4.2409 | 4.3341 | 4.4568 | 4.543
10 | North East England | 0 | 7.6385 | 8.8446 | 7.8527 | 7.9474 | 8.0333 | 7.3539 | 6.8799 | 5.8343 | 4.2533 | 3.8802 | 3.2452 | 3.038 | 2.5639 | 8.0782 | 8.3237 | 8.4984 | 8.6081 | 8.8554 | 8.9506
11 | Anglesey | 0 | 7.0412 | 7.8289 | 7.4477 | 5.8922 | 2.316 | 1.7426 | 1.196 | 1.3423 | 3.6379 | 3.5146 | 3.0904 | 2.5084 | 2.0696 | 1.4838 | 2.3664 | 2.564 | 2.6964 | 2.596 | 2.6841
12 | Dinorwig | 0 | 6.2981 | 7.0853 | 6.7041 | 6.6358 | 3.0596 | 2.4863 | 1.9396 | 2.086 | 2.8942 | 2.771 | 2.3468 | 1.7647 | 1.326 | 0.74014 | 1.6228 | 1.8203 | 1.9527 | 1.8524 | 1.9404
13 | South Yorks & North Wales | 0 | 3.9035 | 4.6947 | 4.2818 | 4.417 | 2.6842 | 1.8548 | 1.8655 | 1.5404 | 1.7894 | 1.6436 | 1.7131 | 1.6538 | 2.0214 | 2.2845 | 2.3186 | 2.4725 | 2.5641 | 2.6174 | 2.7058
14 | Midlands | 0 | 2.1644 | 2.9234 | 2.8121 | 3.0551 | 1.5267 | 0.75452 | 0.782 | 0.50087 | 0.75795 | 1.5665 | 2.0384 | 2.7424 | 3.1027 | 3.6223 | 3.7807 | 3.8547 | 3.9094 | 3.9672 | 4.0578
15 | South Wales & Gloucester | 0 | 2.8207 | 4.24 | 3.9836 | 4.5302 | 3.146 | 2.3404 | 0.97472 | 0.51012 | 3.4849 | 4.5242 | 4.1004 | 4.6163 | 5.2785 | 2.3777 | 2.146 | 2.2022 | 2.4412 | 2.4616 | 2.5439
16 | Central London | 0 | -9.0709 | -6.8432 | -7.6951 | -7.4506 | -9.1205 | -9.0781 | -9.5122 | -10.2228 | -10.243 | -10.252 | -9.0867 | 2.9171 | 3.191 | 3.2957 | 3.3818 | 3.3956 | 3.4075 | 3.4558 | 3.5437
17 | South East | 0 | 1.5926 | 1.3818 | 0.18263 | 0.37918 | -0.9959 | -1.2291 | 0.69744 | -0.043941 | 0.33136 | 0.39363 | 1.1743 | 1.7493 | 2.2402 | 2.6159 | 2.724 | 2.7128 | 2.8725 | 2.9258 | 3.0143
18 | Oxon & South Coast | 0 | -1.5274 | -1.0753 | -1.0421 | -0.82278 | -2.3557 | -2.7804 | -1.2299 | -2.1141 | -0.73956 | -0.90298 | 0.0096055 | 0.54083 | 1.3025 | 0.74849 | 0.77835 | 0.83553 | 1.0122 | 1.0598 | 1.1494
19 | Wessex | 0 | -3.0234 | -2.1638 | -2.0761 | -1.7984 | -3.1582 | -3.4831 | -1.1303 | -1.4258 | 0.77223 | 0.94249 | 1.6731 | 2.1987 | 2.9951 | 2.0541 | 2.0782 | 2.1411 | 2.2833 | 2.331 | 2.4215
20 | Peninsula | 0 | -5.8029 | -3.9 | -3.8173 | -3.5386 | -3.7332 | -3.0263 | -0.64047 | -1.0985 | 1.2659 | 1.5855 | 2.1406 | 2.6643 | 3.4355 | 2.664 | 2.6963 | 2.7589 | 2.9001 | 2.9529 | 3.0455
Generator DS Zonal Tariff (£/kW)
Generation - Wider Tariffs in Y+5
Zone No. | Zone Name | 2011 | 2012 | 2013 | 2014 | 2015 | 2016 | 2017 | 2018 | 2019 | 2020 | 2021 | 2022 | 2023 | 2024 | 2025 | 2026 | 2027 | 2028 | 2029 | 2030
1 | North Scotland | 0 | 0 | 0 | 0 | 0 | 24.6189 | 23.5954 | 24.3099 | 26.9218 | 24.2453 | 23.9773 | 25.6412 | 29.944 | 26.1607 | 28.8184 | 30.4249 | 30.4166 | 30.2429 | 30.5172 | 30.5937
2 | Peterhead | 0 | 0 | 0 | 0 | 0 | 20.9979 | 19.9966 | 20.4537 | 22.8276 | 20.1863 | 20.4919 | 21.8728 | 24.7461 | 21.7838 | 23.7806 | 25.8412 | 25.771 | 25.5865 | 25.8875 | 25.9484
3 | Western Highland & Skye | 0 | 0 | 0 | 0 | 0 | 28.0123 | 26.9944 | 24.5299 | 29.2953 | 25.1477 | 25.5723 | 27.0936 | 30.5572 | 26.6743 | 29.5575 | 31.7251 | 31.5519 | 31.3474 | 31.5315 | 31.5769
4 | Central Highlands | 0 | 0 | 0 | 0 | 0 | 22.1027 | 21.0407 | 20.3302 | 23.2677 | 19.7507 | 20.2285 | 21.5562 | 25.6785 | 21.1064 | 24.0735 | 26.201 | 25.9904 | 25.7801 | 25.8903 | 25.953
5 | Argyll | 0 | 0 | 0 | 0 | 0 | 18.9331 | 17.8033 | 16.8942 | 18.8493 | 16.4909 | 17.0953 | 19.0129 | 22.6072 | 18.4737 | 20.3116 | 22.5901 | 22.3943 | 22.1917 | 22.3775 | 22.4417
6 | Stirlingshire | 0 | 0 | 0 | 0 | 0 | 17.523 | 16.5047 | 15.6416 | 17.7486 | 14.9973 | 14.4149 | 16.312 | 18.0096 | 16.4916 | 17.5393 | 19.1384 | 18.779 | 18.6196 | 18.8238 | 18.8979
7 | South Scotland | 0 | 0 | 0 | 0 | 0 | 16.8578 | 15.9178 | 15.0249 | 16.5158 | 13.6694 | 13.0829 | 15.4921 | 19.2121 | 14.8301 | 16.4301 | 18.8575 | 19.6382 | 19.5289 | 19.717 | 19.7723
8 | Auchencrosh | 0 | 0 | 0 | 0 | 0 | 20.352 | 19.2889 | 18.5468 | 21.5936 | 18.6277 | 17.9806 | 19.1366 | 23.0076 | 19.9107 | 21.8419 | 24.2817 | 23.1281 | 22.8551 | 23.0482 | 23.1177
9 | Humber & Lancashire | 0 | 0 | 0 | 0 | 0 | 5.6383 | 5.0609 | 4.0829 | 5.2125 | 3.6701 | 2.3799 | 2.4143 | 3.6054 | 3.913 | 4.0053 | 4.3111 | 4.066 | 4.171 | 4.3069 | 4.403
10 | North East England | 0 | 0 | 0 | 0 | 0 | 9.8561 | 9.1277 | 7.3249 | 8.3259 | 5.9987 | 4.3645 | 2.5944 | 3.5512 | 3.9558 | 6.995 | 8.1856 | 8.5197 | 8.5639 | 8.7233 | 8.7483
11 | Anglesey | 0 | 0 | 0 | 0 | 0 | 2.8287 | 2.2492 | 1.6853 | 2.962 | 3.5145 | 2.5644 | 2.3092 | 3.0787 | 2.9188 | 2.5098 | 2.4766 | 2.2161 | 2.3706 | 2.6357 | 2.7025
12 | Dinorwig | 0 | 0 | 0 | 0 | 0 | 3.5723 | 2.9928 | 2.4289 | 3.7056 | 2.7708 | 1.8207 | 1.5655 | 2.335 | 2.1752 | 1.7662 | 1.733 | 1.4725 | 1.6269 | 1.892 | 1.9588
13 | South Yorks & North Wales | 0 | 0 | 0 | 0 | 0 | 3.5662 | 3.1195 | 2.149 | 3.1077 | 1.8937 | 0.52438 | 0.31395 | 1.7251 | 1.5762 | 1.656 | 2.0524 | 2.2859 | 2.5352 | 2.6438 | 2.6641
14 | Midlands | 0 | 0 | 0 | 0 | 0 | 2.391 | 1.9428 | 0.94583 | 1.8922 | 0.84509 | 0.47287 | 0.45163 | 2.0133 | 2.1878 | 2.2642 | 2.8217 | 3.7959 | 4.0269 | 3.9892 | 4.144
15 | South Wales & Gloucester | 0 | 0 | 0 | 0 | 0 | 3.4979 | 2.3068 | 1.6759 | 4.2344 | 2.7044 | 2.5646 | 0.17316 | 2.7701 | 2.7472 | 1.8428 | 0.14222 | 0.18273 | 0.19918 | 1.4487 | 2.2532
16 | Central London | 0 | 0 | 0 | 0 | 0 | -8.3006 | -7.731 | -8.7111 | -8.871 | -9.7156 | -10.4813 | 0.16858 | 2.2339 | 2.1225 | 2.3176 | 2.9021 | 3.6509 | 3.8165 | 3.5284 | 3.7315
17 | South East | 0 | 0 | 0 | 0 | 0 | -0.14926 | -0.14261 | -0.86253 | -0.88322 | -1.5923 | -2.2962 | -1.7685 | 1.1872 | 0.92147 | 0.89023 | 2.3252 | 3.0247 | 3.47 | 2.9786 | 3.0817
18 | Oxon & South Coast | 0 | 0 | 0 | 0 | 0 | -1.6167 | -2.0805 | -3.0722 | -2.3836 | -2.414 | -3.0387 | -2.043 | 0.31185 | -0.091959 | -0.37257 | 0.23533 | 1.2465 | 1.3473 | 0.97664 | 1.1484
19 | Wessex | 0 | 0 | 0 | 0 | 0 | -2.6336 | -3.408 | -4.1442 | -2.4476 | -0.69335 | -0.44325 | 0.058178 | 2.5286 | 1.9047 | 1.4502 | 1.2346 | 1.7264 | 1.7945 | 2.2883 | 2.4725
20 | Peninsula | 0 | 0 | 0 | 0 | 0 | -4.4145 | -6.1344 | -6.6464 | -3.2128 | -0.24109 | 0.44384 | 1.5025 | 3.0896 | 2.6004 | 2.0817 | 1.9379 | 2.1974 | 2.2611 | 2.9292 | 3.1039
Generator CBA Zonal Tariff (£/kW)
Generation - Wider Year Round Shared Tariffs in Y+1
Zone No. | Zone Name | 2011 | 2012 | 2013 | 2014 | 2015 | 2016 | 2017 | 2018 | 2019 | 2020 | 2021 | 2022 | 2023 | 2024 | 2025 | 2026 | 2027 | 2028 | 2029 | 2030
1 | North Scotland | 0 | 0 | 0 | 0 | 0 | 0 | 0 | 0 | 0 | 0 | 0 | 0 | 0 | 0 | 0 | 0 | 0 | 0 | 0 | 0
2 | Peterhead | 0 | 0 | 0 | 0 | 0 | 0 | 0 | 0 | 0 | 0 | 0 | 0 | 0 | 0 | 0 | 0 | 0 | 0 | 0 | 0
3 | Western Highland & Skye | 0 | 0 | 0 | 0 | 0 | 0 | 0 | 0 | 0 | 0 | 0 | 0 | 0 | 0 | 0 | 0 | 0 | 0 | 0 | 0
4 | Central Highlands | 0 | 0 | 0 | 0 | 0 | 0 | 0 | 0 | 0 | 0 | 0 | 0 | 0 | 0 | 0 | 0 | 0 | 0 | 0 | 0
5 | Argyll | 0 | 0 | 0 | 0 | 0 | 0 | 0 | 0 | 0 | 0 | 0 | 0 | 0 | 0 | 0 | 0 | 0 | 0 | 0 | 0
6 | Stirlingshire | 0 | 0 | 0 | 0 | 0 | 0 | 0 | 0 | 0 | 0 | 0 | 0 | 0 | 0 | 0 | 0 | 0 | 0 | 0 | 0
7 | South Scotland | 0 | 0 | 0 | 0 | 0 | 0 | 0 | 0 | 0 | 0 | 0 | 0 | 0 | 0 | 0 | 0 | 0 | 0 | 0 | 0
8 | Auchencrosh | 0 | 0 | 0 | 0 | 0 | 0 | 0 | 0 | 0 | 0 | 0 | 0 | 0 | 0 | 0 | 0 | 0 | 0 | 0 | 0
9 | Humber & Lancashire | 0 | 0 | 0 | 0 | 0 | 0 | 0 | 0 | 0 | 0 | 0 | 0 | 0 | 0 | 0 | 0 | 0 | 0 | 0 | 0
10 | North East England | 0 | 0 | 0 | 0 | 0 | 0 | 0 | 0 | 0 | 0 | 0 | 0 | 0 | 0 | 0 | 0 | 0 | 0 | 0 | 0
11 | Anglesey | 0 | 0 | 0 | 0 | 0 | 0 | 0 | 0 | 0 | 0 | 0 | 0 | 0 | 0 | 0 | 0 | 0 | 0 | 0 | 0
12 | Dinorwig | 0 | 0 | 0 | 0 | 0 | 0 | 0 | 0 | 0 | 0 | 0 | 0 | 0 | 0 | 0 | 0 | 0 | 0 | 0 | 0
13 | South Yorks & North Wales | 0 | 0 | 0 | 0 | 0 | 0 | 0 | 0 | 0 | 0 | 0 | 0 | 0 | 0 | 0 | 0 | 0 | 0 | 0 | 0
14 | Midlands | 0 | 0 | 0 | 0 | 0 | 0 | 0 | 0 | 0 | 0 | 0 | 0 | 0 | 0 | 0 | 0 | 0 | 0 | 0 | 0
15 | South Wales & Gloucester | 0 | 0 | 0 | 0 | 0 | 0 | 0 | 0 | 0 | 0 | 0 | 0 | 0 | 0 | 0 | 0 | 0 | 0 | 0 | 0
16 | Central London | 0 | 0 | 0 | 0 | 0 | 0 | 0 | 0 | 0 | 0 | 0 | 0 | 0 | 0 | 0 | 0 | 0 | 0 | 0 | 0
17 | South East | 0 | 0 | 0 | 0 | 0 | 0 | 0 | 0 | 0 | 0 | 0 | 0 | 0 | 0 | 0 | 0 | 0 | 0 | 0 | 0
18 | Oxon & South Coast | 0 | 0 | 0 | 0 | 0 | 0 | 0 | 0 | 0 | 0 | 0 | 0 | 0 | 0 | 0 | 0 | 0 | 0 | 0 | 0
19 | Wessex | 0 | 0 | 0 | 0 | 0 | 0 | 0 | 0 | 0 | 0 | 0 | 0 | 0 | 0 | 0 | 0 | 0 | 0 | 0 | 0
20 | Peninsula | 0 | 0 | 0 | 0 | 0 | 0 | 0 | 0 | 0 | 0 | 0 | 0 | 0 | 0 | 0 | 0 | 0 | 0 | 0 | 0
Generator CBA Zonal Tariff (£/kW)
Generation - Wider Year Round Shared Tariffs in Y+5
Zone No. | Zone Name | 2011 | 2012 | 2013 | 2014 | 2015 | 2016 | 2017 | 2018 | 2019 | 2020 | 2021 | 2022 | 2023 | 2024 | 2025 | 2026 | 2027 | 2028 | 2029 | 2030
1 | North Scotland | 0 | 0 | 0 | 0 | 0 | 0 | 0 | 0 | 0 | 0 | 0 | 0 | 0 | 0 | 0 | 0 | 0 | 0 | 0 | 0
2 | Peterhead | 0 | 0 | 0 | 0 | 0 | 0 | 0 | 0 | 0 | 0 | 0 | 0 | 0 | 0 | 0 | 0 | 0 | 0 | 0 | 0
3 | Western Highland & Skye | 0 | 0 | 0 | 0 | 0 | 0 | 0 | 0 | 0 | 0 | 0 | 0 | 0 | 0 | 0 | 0 | 0 | 0 | 0 | 0
4 | Central Highlands | 0 | 0 | 0 | 0 | 0 | 0 | 0 | 0 | 0 | 0 | 0 | 0 | 0 | 0 | 0 | 0 | 0 | 0 | 0 | 0
5 | Argyll | 0 | 0 | 0 | 0 | 0 | 0 | 0 | 0 | 0 | 0 | 0 | 0 | 0 | 0 | 0 | 0 | 0 | 0 | 0 | 0
6 | Stirlingshire | 0 | 0 | 0 | 0 | 0 | 0 | 0 | 0 | 0 | 0 | 0 | 0 | 0 | 0 | 0 | 0 | 0 | 0 | 0 | 0
7 | South Scotland | 0 | 0 | 0 | 0 | 0 | 0 | 0 | 0 | 0 | 0 | 0 | 0 | 0 | 0 | 0 | 0 | 0 | 0 | 0 | 0
8 | Auchencrosh | 0 | 0 | 0 | 0 | 0 | 0 | 0 | 0 | 0 | 0 | 0 | 0 | 0 | 0 | 0 | 0 | 0 | 0 | 0 | 0
9 | Humber & Lancashire | 0 | 0 | 0 | 0 | 0 | 0 | 0 | 0 | 0 | 0 | 0 | 0 | 0 | 0 | 0 | 0 | 0 | 0 | 0 | 0
10 | North East England | 0 | 0 | 0 | 0 | 0 | 0 | 0 | 0 | 0 | 0 | 0 | 0 | 0 | 0 | 0 | 0 | 0 | 0 | 0 | 0
11 | Anglesey | 0 | 0 | 0 | 0 | 0 | 0 | 0 | 0 | 0 | 0 | 0 | 0 | 0 | 0 | 0 | 0 | 0 | 0 | 0 | 0
12 | Dinorwig | 0 | 0 | 0 | 0 | 0 | 0 | 0 | 0 | 0 | 0 | 0 | 0 | 0 | 0 | 0 | 0 | 0 | 0 | 0 | 0
13 | South Yorks & North Wales | 0 | 0 | 0 | 0 | 0 | 0 | 0 | 0 | 0 | 0 | 0 | 0 | 0 | 0 | 0 | 0 | 0 | 0 | 0 | 0
14 | Midlands | 0 | 0 | 0 | 0 | 0 | 0 | 0 | 0 | 0 | 0 | 0 | 0 | 0 | 0 | 0 | 0 | 0 | 0 | 0 | 0
15 | South Wales & Gloucester | 0 | 0 | 0 | 0 | 0 | 0 | 0 | 0 | 0 | 0 | 0 | 0 | 0 | 0 | 0 | 0 | 0 | 0 | 0 | 0
16 | Central London | 0 | 0 | 0 | 0 | 0 | 0 | 0 | 0 | 0 | 0 | 0 | 0 | 0 | 0 | 0 | 0 | 0 | 0 | 0 | 0
17 | South East | 0 | 0 | 0 | 0 | 0 | 0 | 0 | 0 | 0 | 0 | 0 | 0 | 0 | 0 | 0 | 0 | 0 | 0 | 0 | 0
18 | Oxon & South Coast | 0 | 0 | 0 | 0 | 0 | 0 | 0 | 0 | 0 | 0 | 0 | 0 | 0 | 0 | 0 | 0 | 0 | 0 | 0 | 0
19 | Wessex | 0 | 0 | 0 | 0 | 0 | 0 | 0 | 0 | 0 | 0 | 0 | 0 | 0 | 0 | 0 | 0 | 0 | 0 | 0 | 0
20 | Peninsula | 0 | 0 | 0 | 0 | 0 | 0 | 0 | 0 | 0 | 0 | 0 | 0 | 0 | 0 | 0 | 0 | 0 | 0 | 0 | 0
Demand HH Zonal Tariff (£/kW)
Demand in Y+1
Zone No. | Zone Name. | 2011 | 2012 | 2013 | 2014 | 2015 | 2016 | 2017 | 2018 | 2019 | 2020 | 2021 | 2022 | 2023 | 2024 | 2025 | 2026 | 2027 | 2028 | 2029 | 2030
1 | Northern Scotland | 0 | 9.5424 | 10.0741 | 15.5689 | 18.6192 | 15.0951 | 17.7534 | 21.7983 | 18.8867 | 21.4222 | 23.1064 | 25.5854 | 27.0116 | 27.1294 | 27.2117 | 27.484 | 27.4453 | 27.9668 | 28.1876 | 28.5943
2 | Southern Scotland | 0 | 13.936 | 14.9546 | 19.776 | 22.7934 | 19.0473 | 22.8975 | 26.8563 | 24.2429 | 26.6168 | 28.2835 | 30.5345 | 31.8649 | 32.0835 | 32.521 | 32.7453 | 32.8199 | 33.2489 | 33.5361 | 33.9428
3 | Northern | 0 | 19.4246 | 20.6901 | 25.6789 | 28.5886 | 30.9328 | 33.9223 | 37.5777 | 39.6444 | 42.0637 | 43.6303 | 45.8016 | 46.9541 | 48.4616 | 46.3959 | 46.9095 | 47.3207 | 47.7604 | 48.0049 | 48.4116
4 | North West | 0 | 22.7548 | 24.4804 | 29.0124 | 32.1052 | 36.3809 | 39.4352 | 43.0144 | 44.6041 | 47.1051 | 48.3632 | 49.8849 | 51.0276 | 52.0306 | 52.273 | 52.5774 | 52.995 | 53.4211 | 53.803 | 54.2097
5 | Yorkshire | 0 | 23.5633 | 24.986 | 29.8002 | 32.5968 | 36.9342 | 40.047 | 43.2 | 45.6787 | 47.9785 | 49.4894 | 50.8362 | 51.9933 | 52.721 | 52.3571 | 53.0364 | 53.4193 | 53.8587 | 54.2495 | 54.6562
6 | N Wales & Mersey | 0 | 23.461 | 25.3143 | 29.8287 | 33.062 | 39.4516 | 42.4014 | 46.0585 | 47.7964 | 49.5098 | 50.6116 | 51.8907 | 53.2117 | 54.5348 | 55.359 | 55.2612 | 55.6561 | 56.0679 | 56.6029 | 57.0096
7 | East Midlands | 0 | 26.3023 | 27.8901 | 32.3362 | 35.309 | 40.0522 | 43.2363 | 46.1113 | 48.4668 | 50.4159 | 51.4674 | 52.2713 | 52.8353 | 53.6137 | 54.1242 | 55.0145 | 55.3333 | 55.758 | 56.2022 | 56.6089
8 | Midlands | 0 | 27.2362 | 29.0447 | 33.3308 | 36.3818 | 41.5619 | 44.7454 | 48.4826 | 50.7039 | 52.1139 | 52.6817 | 53.9875 | 54.8198 | 55.3929 | 56.7019 | 57.2652 | 57.7295 | 58.1136 | 58.5874 | 58.9941
9 | Eastern | 0 | 27.2086 | 29.3897 | 34.0062 | 36.9626 | 41.5543 | 44.6092 | 46.9743 | 49.1501 | 50.8744 | 51.0812 | 50.7484 | 50.784 | 51.3453 | 51.6974 | 52.2208 | 52.9018 | 53.4415 | 53.8775 | 54.2842
10 | South Wales | 0 | 25.5499 | 26.9139 | 31.5312 | 34.0753 | 38.9454 | 42.2818 | 47.3347 | 49.8121 | 48.6063 | 48.1342 | 48.9099 | 48.9734 | 49.0874 | 52.9147 | 53.8266 | 54.3875 | 54.6042 | 55.0604 | 55.4671
11 | South East | 0 | 29.7934 | 33.3472 | 37.9678 | 40.9464 | 45.6148 | 48.2039 | 47.8205 | 50.6034 | 51.7058 | 52.4647 | 52.6149 | 52.668 | 52.9478 | 52.9122 | 53.4401 | 53.9913 | 54.3176 | 54.7612 | 55.1679
12 | London | 0 | 32.1858 | 35.9321 | 42.6058 | 45.576 | 50.2622 | 52.6467 | 53.1963 | 55.6588 | 57.4959 | 58.4455 | 58.1398 | 58.1978 | 58.6005 | 58.5428 | 59.0482 | 59.7083 | 60.1898 | 60.6307 | 61.0374
13 | Southern | 0 | 32.3789 | 34.1342 | 38.0829 | 41.0754 | 45.8386 | 49.0146 | 50.6264 | 52.927 | 52.9727 | 53.7093 | 53.0863 | 53.1325 | 53.2189 | 54.9458 | 55.5325 | 56.1176 | 56.5045 | 56.9523 | 57.359
14 | South Western | 0 | 32.6449 | 33.6262 | 38.0465 | 40.8237 | 45.1732 | 47.6507 | 48.2881 | 50.3376 | 49.0367 | 49.2383 | 49.4215 | 49.4779 | 49.573 | 51.6975 | 52.2731 | 52.8354 | 53.3042 | 53.7568 | 54.1635
Demand HH Zonal Tariff (£/kW)
Demand in Y+5
Zone No. | Zone Name. | 2011 | 2012 | 2013 | 2014 | 2015 | 2016 | 2017 | 2018 | 2019 | 2020 | 2021 | 2022 | 2023 | 2024 | 2025 | 2026 | 2027 | 2028 | 2029 | 2030
1 | Northern Scotland | 0 | 0 | 0 | 0 | 0 | 18.467 | 16.7967 | 19.458 | 17.8303 | 22.2493 | 26.7296 | 25.1924 | 25.3922 | 24.5589 | 25.063 | 26.1229 | 27.4393 | 28.4241 | 28.5316 | 29.1207
2 | Southern Scotland | 0 | 0 | 0 | 0 | 0 | 23.0179 | 21.3307 | 24.2803 | 22.6014 | 27.4939 | 31.9771 | 30.6753 | 30.2875 | 30.071 | 30.3241 | 31.1675 | 32.6861 | 33.6895 | 33.8876 | 34.4741
3 | Northern | 0 | 0 | 0 | 0 | 0 | 34.4594 | 32.3196 | 35.1544 | 34.4533 | 39.0985 | 43.3842 | 46.0572 | 45.8067 | 45.3239 | 45.4736 | 46.2498 | 47.0863 | 47.798 | 48.0135 | 48.6333
4 | North West | 0 | 0 | 0 | 0 | 0 | 40.6639 | 38.4357 | 41.0423 | 40.1091 | 44.1535 | 48.1019 | 50.4455 | 50.1934 | 50.0199 | 50.439 | 51.7014 | 52.9543 | 53.5777 | 53.7581 | 54.3039
5 | Yorkshire | 0 | 0 | 0 | 0 | 0 | 41.0795 | 38.7979 | 41.6623 | 40.8754 | 45.4216 | 49.287 | 52.2015 | 51.0435 | 51.5988 | 51.9542 | 52.5727 | 53.346 | 53.9539 | 54.1725 | 54.7605
6 | N Wales & Mersey | 0 | 0 | 0 | 0 | 0 | 43.8978 | 41.5211 | 44.1248 | 43.144 | 46.8115 | 50.6951 | 53.1219 | 52.4791 | 52.9134 | 53.5113 | 54.5329 | 55.8271 | 56.3586 | 56.4918 | 56.9926
7 | East Midlands | 0 | 0 | 0 | 0 | 0 | 44.5124 | 42.0307 | 45.0232 | 44.3707 | 47.9402 | 51.6954 | 54.3191 | 52.8789 | 53.7753 | 54.1109 | 54.5527 | 55.3883 | 55.9904 | 56.1388 | 56.7385
8 | Midlands | 0 | 0 | 0 | 0 | 0 | 46.1083 | 43.8407 | 46.7297 | 45.6415 | 49.2628 | 52.8111 | 55.9782 | 54.6123 | 55.3248 | 55.944 | 56.875 | 57.9965 | 58.6185 | 58.6328 | 59.0108
9 | Eastern | 0 | 0 | 0 | 0 | 0 | 46.028 | 43.2397 | 46.3064 | 46.0286 | 48.7432 | 51.8833 | 53.8107 | 51.361 | 52.0348 | 52.3053 | 52.2469 | 52.3269 | 52.8337 | 53.6283 | 53.9351
10 | South Wales | 0 | 0 | 0 | 0 | 0 | 43.4945 | 41.7974 | 44.7962 | 42.6708 | 47.0302 | 50.2453 | 54.6839 | 51.525 | 51.8137 | 53.2354 | 55.4483 | 55.9402 | 56.6628 | 55.9416 | 55.7303
11 | South East | 0 | 0 | 0 | 0 | 0 | 50.1438 | 47.1896 | 49.7425 | 49.7242 | 52.1785 | 55.7146 | 56.4272 | 53.1569 | 53.9665 | 54.2667 | 53.5248 | 53.2517 | 53.9249 | 54.7956 | 55.1428
12 | London | 0 | 0 | 0 | 0 | 0 | 54.7286 | 51.2973 | 54.2976 | 54.556 | 57.6496 | 61.1034 | 62.1318 | 58.7031 | 59.4762 | 60.4386 | 58.9967 | 58.8431 | 58.1274 | 60.3027 | 60.7567
13 | Southern | 0 | 0 | 0 | 0 | 0 | 50.3488 | 47.9463 | 50.7082 | 49.8644 | 51.9279 | 55.1849 | 55.9943 | 53.3386 | 54.0367 | 54.8961 | 56.0575 | 55.7022 | 56.4997 | 56.9597 | 57.225
14 | South Western | 0 | 0 | 0 | 0 | 0 | 50.1779 | 49.0077 | 51.8625 | 48.9245 | 48.559 | 50.932 | 51.0833 | 48.8901 | 49.5233 | 50.8295 | 52.8881 | 54.0799 | 54.789 | 53.8822 | 53.9742
Demand NHH Zonal Tariff (p/kWh)
Zone No. | Zone Name. | 2011 | 2012 | 2013 | 2014 | 2015 | 2016 | 2017 | 2018 | 2019 | 2020 | 2021 | 2022 | 2023 | 2024 | 2025 | 2026 | 2027 | 2028 | 2029 | 2030
1 | Northern Scotland | 0 | 1.3159 | 1.3892 | 2.147 | 2.5676 | 2.0817 | 2.4482 | 3.006 | 2.6045 | 2.9542 | 3.1864 | 3.5283 | 3.725 | 3.7412 | 3.7526 | 3.7901 | 3.7848 | 3.8567 | 3.8872 | 3.9432
2 | Southern Scotland | 0 | 1.9692 | 2.1132 | 2.7945 | 3.2208 | 2.6915 | 3.2355 | 3.7949 | 3.4257 | 3.7611 | 3.9966 | 4.3147 | 4.5027 | 4.5336 | 4.5954 | 4.6271 | 4.6376 | 4.6983 | 4.7388 | 4.7963
3 | Northern | 0 | 2.6877 | 2.8628 | 3.5531 | 3.9557 | 4.2801 | 4.6937 | 5.1995 | 5.4854 | 5.8202 | 6.037 | 6.3374 | 6.4969 | 6.7054 | 6.4196 | 6.4907 | 6.5476 | 6.6084 | 6.6423 | 6.6985
4 | North West | 0 | 3.2992 | 3.5494 | 4.2065 | 4.6549 | 5.2748 | 5.7177 | 6.2366 | 6.4671 | 6.8297 | 7.0121 | 7.2328 | 7.3984 | 7.5439 | 7.579 | 7.6231 | 7.6837 | 7.7455 | 7.8009 | 7.8598
5 | Yorkshire | 0 | 3.2692 | 3.4665 | 4.1345 | 4.5225 | 5.1242 | 5.5561 | 5.9935 | 6.3374 | 6.6565 | 6.8661 | 7.053 | 7.2135 | 7.3145 | 7.264 | 7.3582 | 7.4113 | 7.4723 | 7.5265 | 7.583
6 | N Wales & Mersey | 0 | 3.3673 | 3.6333 | 4.2813 | 4.7453 | 5.6624 | 6.0858 | 6.6107 | 6.8601 | 7.1061 | 7.2642 | 7.4478 | 7.6374 | 7.8273 | 7.9456 | 7.9316 | 7.9882 | 8.0473 | 8.1241 | 8.1825
7 | East Midlands | 0 | 3.7232 | 3.948 | 4.5773 | 4.9981 | 5.6696 | 6.1203 | 6.5273 | 6.8607 | 7.1366 | 7.2854 | 7.3992 | 7.4791 | 7.5893 | 7.6615 | 7.7875 | 7.8327 | 7.8928 | 7.9557 | 8.0132
8 | Midlands | 0 | 3.9193 | 4.1796 | 4.7964 | 5.2354 | 5.9808 | 6.4389 | 6.9767 | 7.2964 | 7.4993 | 7.581 | 7.7689 | 7.8887 | 7.9711 | 8.1595 | 8.2406 | 8.3074 | 8.3626 | 8.4308 | 8.4894
9 | Eastern | 0 | 3.8092 | 4.1146 | 4.7609 | 5.1748 | 5.8176 | 6.2453 | 6.5764 | 6.881 | 7.1224 | 7.1514 | 7.1048 | 7.1098 | 7.1883 | 7.2376 | 7.3109 | 7.4063 | 7.4818 | 7.5429 | 7.5998
10 | South Wales | 0 | 3.4059 | 3.5877 | 4.2032 | 4.5423 | 5.1915 | 5.6363 | 6.3098 | 6.6401 | 6.4794 | 6.4164 | 6.5198 | 6.5283 | 6.5435 | 7.0537 | 7.1752 | 7.25 | 7.2789 | 7.3397 | 7.3939
11 | South East | 0 | 4.2056 | 4.7072 | 5.3595 | 5.7799 | 6.4389 | 6.8044 | 6.7503 | 7.1431 | 7.2987 | 7.4058 | 7.427 | 7.4345 | 7.474 | 7.469 | 7.5435 | 7.6213 | 7.6674 | 7.73 | 7.7874
12 | London | 0 | 4.3039 | 4.8048 | 5.6973 | 6.0944 | 6.7211 | 7.0399 | 7.1134 | 7.4427 | 7.6884 | 7.8153 | 7.7745 | 7.7822 | 7.8361 | 7.8283 | 7.8959 | 7.9842 | 8.0486 | 8.1075 | 8.1619
13 | Southern | 0 | 4.5944 | 4.8435 | 5.4038 | 5.8284 | 6.5043 | 6.955 | 7.1837 | 7.5101 | 7.5166 | 7.6211 | 7.5328 | 7.5393 | 7.5516 | 7.7966 | 7.8799 | 7.9629 | 8.0178 | 8.0813 | 8.139
14 | South Western | 0 | 4.4413 | 4.5748 | 5.1762 | 5.554 | 6.1457 | 6.4828 | 6.5695 | 6.8483 | 6.6714 | 6.6988 | 6.7237 | 6.7314 | 6.7443 | 7.0334 | 7.1117 | 7.1882 | 7.252 | 7.3135 | 7.3689
Demand NHH Zonal Tariff (p/kWh)
Demand in Y+5
Zone No. | Zone Name. | 2011 | 2012 | 2013 | 2014 | 2015 | 2016 | 2017 | 2018 | 2019 | 2020 | 2021 | 2022 | 2023 | 2024 | 2025 | 2026 | 2027 | 2028 | 2029 | 2030
1 | Northern Scotland | 0 | 0 | 0 | 0 | 0 | 2.5467 | 2.3163 | 2.6833 | 2.4588 | 3.0682 | 3.6861 | 3.4741 | 3.5016 | 3.3867 | 3.4563 | 3.6024 | 3.784 | 3.9198 | 3.9346 | 4.0158
2 | Southern Scotland | 0 | 0 | 0 | 0 | 0 | 3.2526 | 3.0142 | 3.4309 | 3.1937 | 3.885 | 4.5185 | 4.3346 | 4.2798 | 4.2492 | 4.285 | 4.4041 | 4.6187 | 4.7605 | 4.7885 | 4.8714
3 | Northern | 0 | 0 | 0 | 0 | 0 | 4.768 | 4.4719 | 4.8642 | 4.7672 | 5.4099 | 6.0029 | 6.3727 | 6.3381 | 6.2713 | 6.292 | 6.3994 | 6.5152 | 6.6136 | 6.6434 | 6.7292
4 | North West | 0 | 0 | 0 | 0 | 0 | 5.8958 | 5.5728 | 5.9507 | 5.8154 | 6.4018 | 6.9742 | 7.3141 | 7.2775 | 7.2523 | 7.3131 | 7.4961 | 7.6778 | 7.7682 | 7.7943 | 7.8735
5 | Yorkshire | 0 | 0 | 0 | 0 | 0 | 5.6993 | 5.3828 | 5.7802 | 5.671 | 6.3018 | 6.838 | 7.2424 | 7.0817 | 7.1588 | 7.2081 | 7.2939 | 7.4012 | 7.4855 | 7.5158 | 7.5974
6 | N Wales & Mersey | 0 | 0 | 0 | 0 | 0 | 6.3006 | 5.9595 | 6.3332 | 6.1924 | 6.7188 | 7.2762 | 7.6245 | 7.5323 | 7.5946 | 7.6804 | 7.827 | 8.0128 | 8.0891 | 8.1082 | 8.1801
7 | East Midlands | 0 | 0 | 0 | 0 | 0 | 6.3009 | 5.9496 | 6.3732 | 6.2809 | 6.7861 | 7.3177 | 7.6891 | 7.4852 | 7.6121 | 7.6596 | 7.7222 | 7.8405 | 7.9257 | 7.9467 | 8.0316
8 | Midlands | 0 | 0 | 0 | 0 | 0 | 6.6351 | 6.3088 | 6.7245 | 6.5679 | 7.089 | 7.5996 | 8.0554 | 7.8588 | 7.9613 | 8.0504 | 8.1844 | 8.3458 | 8.4353 | 8.4374 | 8.4917
9 | Eastern | 0 | 0 | 0 | 0 | 0 | 6.4439 | 6.0536 | 6.4829 | 6.444 | 6.8241 | 7.2637 | 7.5335 | 7.1905 | 7.2849 | 7.3227 | 7.3146 | 7.3258 | 7.3967 | 7.508 | 7.5509
10 | South Wales | 0 | 0 | 0 | 0 | 0 | 5.7979 | 5.5717 | 5.9715 | 5.6881 | 6.2693 | 6.6978 | 7.2895 | 6.8684 | 6.9069 | 7.0964 | 7.3914 | 7.457 | 7.5533 | 7.4572 | 7.429
11 | South East | 0 | 0 | 0 | 0 | 0 | 7.0782 | 6.6612 | 7.0216 | 7.019 | 7.3654 | 7.8646 | 7.9652 | 7.5035 | 7.6178 | 7.6602 | 7.5555 | 7.5169 | 7.6119 | 7.7348 | 7.7839
12 | London | 0 | 0 | 0 | 0 | 0 | 7.3183 | 6.8595 | 7.2607 | 7.2952 | 7.7089 | 8.1708 | 8.3083 | 7.8498 | 7.9532 | 8.0818 | 7.889 | 7.8685 | 7.7728 | 8.0637 | 8.1244
13 | Southern | 0 | 0 | 0 | 0 | 0 | 7.1443 | 6.8034 | 7.1953 | 7.0756 | 7.3684 | 7.8305 | 7.9454 | 7.5686 | 7.6676 | 7.7896 | 7.9544 | 7.9039 | 8.0171 | 8.0824 | 8.12
14 | South Western | 0 | 0 | 0 | 0 | 0 | 6.8266 | 6.6674 | 7.0558 | 6.6561 | 6.6064 | 6.9292 | 6.9498 | 6.6514 | 6.7376 | 6.9153 | 7.1953 | 7.3575 | 7.4539 | 7.3306 | 7.3431
Aggregate TNUoS | 2011 | 2012 | 2013 | 2014 | 2015 | 2016 | 2017 | 2018 | 2019 | 2020 | 2021 | 2022 | 2023 | 2024 | 2025 | 2026 | 2027 | 2028 | 2029 | 2030 | 2031
Total generators | 431.6953 | 544.3839 | 593.0034 | 660.8019 | 757.3226 | 789.7598 | 808.2704 | 883.8108 | 921.2243 | 947.8417 | 955.724 | 973.3589 | 986.6291 | 997.3977 | 1006.2328 | 1019.41 | 1029.7958 | 1040.6566 | 1048.7394 | 1056.4878 | 0
Total demand | 1296.4854 | 1462.5409 | 1571.3336 | 1836.5937 | 2002.6566 | 2221.0535 | 2390.0772 | 2530.587 | 2632.181 | 2713.5477 | 2762.9489 | 2801.5293 | 2833.1715 | 2864.3631 | 2896.8012 | 2926.0213 | 2952.3968 | 2976.3469 | 2999.7099 | 3022.4855 | 2827.1059
Transmission rent | 19.3788 | 59.7858 | 94.2331 | 148.1308 | 90.3478 | 3.6006 | 117.8291 | 201.2962 | 16.0828 | 0.15863 | 0.87854 | 0.78123 | 1.7963 | 0.017424 | 1.1002 | 0.079151 | 0.071609 | 0.064086 | 0.054977 | 0.1827 | 0
MAR | 1776.0074 | 2003.4807 | 2152.5118 | 2515.8818 | 2743.3652 | 3042.539 | 3274.0784 | 3466.5576 | 3605.7274 | 3717.1887 | 3784.8615 | 3837.7114 | 3881.0568 | 3923.785 | 3968.2209 | 4008.2483 | 4044.3792 | 4077.1876 | 4109.1916 | 4140.3911 | 3872.7478
Wholesale power price data | 2011 | 2012 | 2013 | 2014 | 2015 | 2016 | 2017 | 2018 | 2019 | 2020 | 2021 | 2022 | 2023 | 2024 | 2025 | 2026 | 2027 | 2028 | 2029 | 2030 | 2031
Demand weighted price (£/kW) | 53.4439 | 50.8437 | 64.3948 | 66.9812 | 70.2865 | 79.2182 | 83.7547 | 82.2086 | 80.3827 | 90.9606 | 75.9643 | 80.6127 | 83.3659 | 93.794 | 75.8895 | 74.0816 | 77.1531 | 79.7172 | 81.774 | 84.479 | 97.4566
ELSI - DSMP (£/kW) | 46.3424 | 45.2454 | 52.1299 | 58.3646 | 60.6689 | 62.6089 | 61.514 | 60.4892 | 61.1093 | 62.1561 | 63.0618 | 64.38 | 65.7107 | 67.1716 | 67.7512 | 68.4025 | 69.9662 | 71.537 | 73.1253 | 74.8165 | 0
ELSI - uplift | 7.0923 | 6.2077 | 11.3631 | 8.8095 | 9.5132 | 14.783 | 17.2912 | 16.9297 | 15.4842 | 20.2046 | 11.4317 | 13.3419 | 13.8488 | 17.0164 | 9.2095 | 8.3414 | 9.321 | 9.7244 | 9.999 | 10.4713 | 0
BSUOS | 2011 | 2012 | 2013 | 2014 | 2015 | 2016 | 2017 | 2018 | 2019 | 2020 | 2021 | 2022 | 2023 | 2024 | 2025 | 2026 | 2027 | 2028 | 2029 | 2030 | 2031
Annual charge (£/MWhr) | 1.0586 | 1.138 | 1.2233 | 1.5236 | 1.2275 | 1.0156 | 1.0879 | 1.1134 | 1.0045 | 1.0001 | 1.008 | 1.0043 | 1.0116 | 1 | 1.0213 | 1.0191 | 1.0196 | 1.0202 | 1.0212 | 1.0222 | 1
All consumer aggregate (£M) | 323.6384 | 356.5067 | 383.2819 | 477.0941 | 383.8242 | 316.5985 | 339.5389 | 346.6201 | 313.3048 | 312.9312 | 315.7076 | 316.292 | 319.6382 | 317.1184 | 324.4372 | 325.3942 | 327.4559 | 330.6752 | 333.2872 | 336.8103 | 0
Power sector costs (£m) | 2011 | 2012 | 2013 | 2014 | 2015 | 2016 | 2017 | 2018 | 2019 | 2020 | 2021 | 2022 | 2023 | 2024 | 2025 | 2026 | 2027 | 2028 | 2029 | 2030 | 2031
Generation costs
Annuitised capital cost | 8.8398e-08 | 245.7041 | 396.1458 | 1423.5792 | 1954.6283 | 3429.4405 | 4479.4127 | 4951.556 | 5139.1898 | 6074.8752 | 7321.8168 | 7579.6624 | 8486.4639 | 10105.8105 | 13178.8533 | 14683.4552 | 14723.2422 | 14749.931 | 14805.3677 | 15277.4259 | 43.3151
Fixed operating cost | 2891.963 | 3067.7219 | 2818.7573 | 3007.2965 | 3041.1379 | 3279.4853 | 3284.879 | 3391.2485 | 3382.5156 | 3343.6771 | 3509.9987 | 3393.0874 | 3431.8219 | 3408.3985 | 3755.2141 | 3910.6651 | 3892.9777 | 3898.8378 | 3911.0748 | 3915.831 | 3743.4446
Variable operating cost | 563.3646 | 687.4827 | 686.7236 | 693.9338 | 731.8164 | 772.8382 | 808.3703 | 797.2549 | 776.7666 | 805.3023 | 769.6047 | 738.1622 | 759.9693 | 919.4561 | 1384.3869 | 1441.4953 | 1446.6081 | 1452.4948 | 1459.245 | 1462.777 | 0
Fuel cost | 7397.3856 | 6652.0065 | 7386.429 | 7772.9658 | 7847.7196 | 8014.9904 | 7578.7857 | 7061.3785 | 7487.8963 | 7604.5345 | 7659.5591 | 7936.737 | 7599.1302 | 7825.2589 | 7850.7709 | 7311.0134 | 7358.3736 | 7452.6803 | 7506.5326 | 7607.7557 | 0
Net interconnector imports | 868.4271 | 511.7862 | 661.9717 | 493.3036 | 505.1502 | 688.075 | 718.2393 | 1194.5461 | 1233.1842 | 1555.0234 | 1305.7943 | 1236.1817 | 1166.1063 | 1239.0223 | 244.1886 | -128.1517 | -108.1983 | -63.4436 | -38.1959 | 17.9101 | 0
Transmission costs
Annuitised capital cost | 1776.0074 | 2003.4807 | 2152.5118 | 2515.8818 | 2743.3652 | 3042.539 | 3274.0784 | 3466.5576 | 3605.7274 | 3717.1887 | 3784.8615 | 3837.7114 | 3881.0568 | 3923.785 | 3968.2209 | 4008.2483 | 4044.3792 | 4077.1876 | 4109.1916 | 4140.3911 | 3872.7478
Annual operating cost
Transmission losses | 320.294 | 376.0385 | 450.0036 | 547.8962 | 534.621 | 444.249 | 446.5903 | 419.6748 | 394.4383 | 338.7936 | 334.987 | 341.5571 | 346.399 | 345.5462 | 347.3891 | 351.0599 | 360.4024 | 369.8 | 379.5081 | 390.3662 | 0
Constraint costs | 35.8989 | 86.5965 | 140.1541 | 328.4292 | 142.502 | 9.736 | 54.9687 | 70.7098 | 2.8221 | 0.052229 | 4.9972 | 2.7119 | 7.3516 | 0.0027916 | 13.5381 | 12.2441 | 12.6184 | 13.1086 | 13.8548 | 14.6625 | 0
Carbon costs | 1468.4101 | 898.3586 | 1448.8529 | 2087.5718 | 2804.6082 | 2421.3727 | 2356.7353 | 2258.1214 | 2412.6105 | 2578.4832 | 2339.8089 | 2475.5599 | 2517.2339 | 2566.854 | 2149.8738 | 2030.4683 | 2203.4794 | 2403.0056 | 2586.8456 | 2801.7083 | 0
Total | 15321.7506 | 14529.1757 | 16141.5498 | 18870.8579 | 20305.5487 | 22102.7261 | 23002.0596 | 23611.0476 | 24435.1509 | 26017.9303 | 27031.4281 | 27541.371 | 28195.5329 | 30334.1341 | 32892.4356 | 33620.498 | 33933.8827 | 34353.6021 | 34733.4244 | 35628.8279 | 7659.5075
Consumer bills (£m) | 2011 | 2012 | 2013 | 2014 | 2015 | 2016 | 2017 | 2018 | 2019 | 2020 | 2021 | 2022 | 2023 | 2024 | 2025 | 2026 | 2027 | 2028 | 2029 | 2030 | 2031
Wholesale costs | 16335.8511 | 16118.8994 | 19893.0087 | 21034.037 | 21944.573 | 24125.9636 | 24594.7825 | 24101.9336 | 23889.2108 | 25771.0805 | 23332.3099 | 24477.6136 | 25138.2503 | 26697.4338 | 24448.7458 | 24502.9061 | 25463.5836 | 26339.3235 | 27129.299 | 28101.4708 | 0
BSUoS | 323.6384 | 356.5067 | 383.2819 | 477.0941 | 383.8242 | 316.5985 | 339.5389 | 346.6201 | 313.3048 | 312.9312 | 315.7076 | 316.292 | 319.6382 | 317.1184 | 324.4372 | 325.3942 | 327.4559 | 330.6752 | 333.2872 | 336.8103 | 0
Demand TNUoS charges | 1296.4854 | 1462.5409 | 1571.3336 | 1836.5937 | 2002.6566 | 2221.0535 | 2390.0772 | 2530.587 | 2632.181 | 2713.5477 | 2762.9489 | 2801.5293 | 2833.1715 | 2864.3631 | 2896.8012 | 2926.0213 | 2952.3968 | 2976.3469 | 2999.7099 | 3022.4855 | 2827.1059
ROC subsidies | 892.7743 | 1389.7624 | 1443.2045 | 1990.3579 | 2295.0413 | 3395.6787 | 4151.2914 | 4148.5846 | 4143.4592 | 4143.2041 | 4271.9215 | 4270.2094 | 4264.2341 | 4256.7536 | 4255.0758 | 4244.637 | 4245.7312 | 4246.4554 | 4246.3561 | 4247.3044 | 0
CFD subsidies | 0 | 0 | 0 | 0 | 0 | 0 | 0 | 369.6241 | 388.3145 | 620.6788 | 1071.6187 | 990.361 | 1159.9559 | 1676.0565 | 4187.2876 | 4584.3123 | 4240.7094 | 3969.6744 | 3712.2578 | 3401.4243 | 0
LEC subsidies | 80.5745 | 109.8119 | 117.0252 | 151.1557 | 172.8407 | 263.2188 | 317.4382 | 352.387 | 351.2444 | 351.1875 | 379.8829 | 379.5013 | 378.1692 | 376.5015 | 376.1275 | 373.9569 | 374.042 | 374.2035 | 374.1835 | 374.3927 | 0
Capacity payments | 0 | 0 | 0 | 0 | 0 | 0 | 0 | 1544.2379 | 1598.3334 | 1540.6337 | 1415.5046 | 1552.1142 | 1426.3252 | 1298.8644 | 940.9488 | 844.4128 | 848.6739 | 921.2899 | 905.7578 | 958.926 | 3548.0078
Transmission losses | 320.294 | 376.0385 | 450.0036 | 547.8962 | 534.621 | 444.249 | 446.5903 | 419.6748 | 394.4383 | 338.7936 | 334.987 | 341.5571 | 346.399 | 345.5462 | 347.3891 | 351.0599 | 360.4024 | 369.8 | 379.5081 | 390.3662 | 0
Check on total demand/supply balance
Generation (TWh) | 290.9468 | 305.2365 | 303.7355 | 307.1201 | 306.6976 | 303.3591 | 303.3717 | 295.6454 | 295.7756 | 292.7228 | 296.9021 | 300.0818 | 302.4306 | 302.8461 | 316.3595 | 322.6046 | 324.2101 | 326.6288 | 328.563 | 331.0368 | 0
Embedded generation (TWh) | 38.7313 | 40.26 | 41.8919 | 43.5987 | 45.4753 | 47.4666 | 49.5971 | 51.7519 | 54.044 | 56.425 | 58.7717 | 61.1088 | 63.4821 | 65.8969 | 68.3503 | 70.8046 | 73.2595 | 75.7153 | 78.1718 | 80.6291 | 83.0872
Net interconnector imports (TWh) | 14.7693 | 8.0373 | 9.575 | 6.0069 | 5.983 | 8.3788 | 8.7251 | 15.674 | 16.1213 | 20.1828 | 16.3117 | 14.8569 | 13.5383 | 14.2719 | 1.3199 | -3.3224 | -3.0529 | -2.497 | -2.1919 | -1.5458 | 0
Total supply | 344.4474 | 353.5337 | 355.2024 | 356.7257 | 358.1559 | 359.2045 | 361.6939 | 363.0713 | 365.9409 | 369.3306 | 371.9855 | 376.0475 | 379.451 | 383.0149 | 386.0297 | 390.0869 | 394.4167 | 399.847 | 404.5429 | 410.1201 | 83.0872
Final demand | 305.7161 | 313.2737 | 313.3105 | 313.127 | 312.6806 | 311.7379 | 312.096 | 311.3184 | 311.8959 | 312.9051 | 313.2128 | 314.938 | 315.968 | 317.117 | 317.6784 | 319.2813 | 321.1562 | 324.1308 | 326.3702 | 329.49 | 0
Embedded generation (TWh) | 38.7313 | 40.26 | 41.8919 | 43.5987 | 45.4753 | 47.4666 | 49.5971 | 51.7519 | 54.044 | 56.425 | 58.7717 | 61.1088 | 63.4821 | 65.8969 | 68.3503 | 70.8046 | 73.2595 | 75.7153 | 78.1718 | 80.6291 | 83.0872
Total demand | 344.4474 | 353.5337 | 355.2024 | 356.7257 | 358.1559 | 359.2045 | 361.6931 | 363.0703 | 365.9399 | 369.3302 | 371.9846 | 376.0468 | 379.45 | 383.0139 | 386.0287 | 390.0859 | 394.4158 | 399.8461 | 404.542 | 410.1191 | 83.0872
Cumulative new build by plant type and location
|  | 2011 | 2012 | 2013 | 2014 | 2015 | 2016 | 2017 | 2018 | 2019 | 2020 | 2021 | 2022 | 2023 | 2024 | 2025 | 2026 | 2027 | 2028 | 2029 | 2030 | 2031
Nuclear | S England & S Wales | 0 | 0 | 0 | 0 | 0 | 0 | 0 | 0 | 0 | 1670 | 3340 | 3340 | 5010 | 6680 | 8350 | 10000 | 10000 | 10000 | 10000 | 10000 | 10000
Nuclear | Midlands & N Wales | 0 | 0 | 0 | 0 | 0 | 0 | 0 | 0 | 0 | 0 | 0 | 0 | 0 | 0 | 0 | 1200 | 1200 | 1200 | 1200 | 1200 | 1200
Nuclear | N England | 0 | 0 | 0 | 0 | 0 | 0 | 0 | 0 | 0 | 0 | 0 | 0 | 0 | 0 | 0 | 0 | 0 | 0 | 0 | 0 | 0
Nuclear | S Scotland | 0 | 0 | 0 | 0 | 0 | 0 | 0 | 0 | 0 | 0 | 0 | 0 | 0 | 0 | 0 | 0 | 0 | 0 | 0 | 0 | 0
Nuclear | N Scotland | 0 | 0 | 0 | 0 | 0 | 0 | 0 | 0 | 0 | 0 | 0 | 0 | 0 | 0 | 0 | 0 | 0 | 0 | 0 | 0 | 0
CCGT | S England & S Wales | 0 | 1335 | 1335 | 2175 | 2645 | 2645 | 3405 | 3405 | 5805 | 5805 | 9005 | 12535 | 12535 | 12535 | 12535 | 12535 | 12535 | 12535 | 12535 | 12535 | 12535
CCGT | Midlands & N Wales | 0 | 870 | 870 | 3030 | 3030 | 3030 | 3030 | 3030 | 3030 | 3030 | 3030 | 3030 | 3030 | 3030 | 3030 | 3030 | 3030 | 3030 | 3030 | 3030 | 3030
CCGT | N England | 0 | 0 | 0 | 952 | 952 | 952 | 952 | 952 | 952 | 952 | 2552 | 2552 | 2552 | 2552 | 2552 | 2552 | 2552 | 2552 | 2552 | 2552 | 2552
CCGT | S Scotland | 0 | 0 | 0 | 0 | 0 | 0 | 0 | 0 | 0 | 0 | 0 | 0 | 0 | 0 | 0 | 0 | 0 | 0 | 0 | 0 | 0
CCGT | N Scotland | 0 | 0 | 0 | 0 | 0 | 0 | 0 | 0 | 0 | 0 | 0 | 0 | 0 | 0 | 0 | 0 | 0 | 0 | 0 | 0 | 0
Coal + CCS | S England & S Wales | 0 | 0 | 0 | 0 | 0 | 0 | 0 | 0 | 0 | 0 | 0 | 0 | 0 | 0 | 0 | 0 | 0 | 0 | 0 | 0 | 0
Coal + CCS | Midlands & N Wales | 0 | 0 | 0 | 0 | 0 | 0 | 0 | 0 | 0 | 0 | 0 | 0 | 0 | 1000 | 2000 | 2000 | 2000 | 2000 | 2000 | 2000 | 2000
Coal + CCS | N England | 0 | 0 | 0 | 0 | 0 | 800 | 800 | 800 | 800 | 800 | 800 | 800 | 800 | 800 | 2740 | 2740 | 2740 | 2740 | 2740 | 2740 | 2740
Coal + CCS | S Scotland | 0 | 0 | 0 | 0 | 300 | 300 | 300 | 300 | 300 | 300 | 300 | 300 | 300 | 300 | 300 | 300 | 300 | 300 | 300 | 300 | 300
Coal + CCS | N Scotland | 0 | 0 | 0 | 0 | 0 | 0 | 0 | 0 | 0 | 0 | 0 | 0 | 0 | 0 | 0 | 0 | 0 | 0 | 0 | 0 | 0
CCGT + CCS | S England & S Wales | 0 | 0 | 0 | 0 | 0 | 0 | 0 | 0 | 0 | 0 | 0 | 0 | 0 | 0 | 2293 | 2293 | 2293 | 2293 | 2293 | 2293 | 2293
CCGT + CCS | Midlands & N Wales | 0 | 0 | 0 | 0 | 0 | 0 | 0 | 0 | 0 | 0 | 0 | 0 | 0 | 0 | 0 | 0 | 0 | 0 | 0 | 0 | 0
CCGT + CCS | N England | 0 | 0 | 0 | 0 | 0 | 0 | 0 | 0 | 0 | 0 | 0 | 0 | 0 | 1000 | 2000 | 2000 | 2000 | 2000 | 2000 | 2000 | 2000
CCGT + CCS | S Scotland | 0 | 0 | 0 | 0 | 0 | 0 | 0 | 0 | 0 | 0 | 0 | 0 | 0 | 0 | 0 | 0 | 0 | 0 | 0 | 0 | 0
CCGT + CCS | N Scotland | 0 | 0 | 0 | 0 | 0 | 0 | 0 | 0 | 0 | 0 | 0 | 0 | 0 | 0 | 0 | 0 | 0 | 0 | 0 | 0 | 0
Onshore wind | S England & S Wales | 0 | 32.503 | 40.5244 | 49.104 | 59.7533 | 83.0346 | 96.3993 | 111.1031 | 124.5491 | 138.0315 | 146.7471 | 156.6632 | 166.8359 | 176.8215 | 188.1959 | 200.1955 | 275.2672 | 330.6121 | 446.1821 | 491.1005 | 491.1005
Onshore wind | Midlands & N Wales | 0 | 26.7651 | 33.3703 | 40.4354 | 49.2047 | 214.5778 | 371.7851 | 383.8931 | 394.9655 | 406.0677 | 413.2447 | 421.4103 | 429.7871 | 438.0099 | 447.3763 | 457.2575 | 519.0764 | 564.6509 | 659.8186 | 696.8073 | 696.8073
Onshore wind | N England | 0 | 37.2786 | 46.4785 | 56.3187 | 68.5327 | 95.2347 | 110.563 | 127.4272 | 142.8489 | 158.3122 | 168.3084 | 179.6815 | 191.3488 | 202.8016 | 215.8472 | 229.6098 | 315.7117 | 379.1883 | 511.7388 | 563.257 | 563.257
Onshore wind | S Scotland | 0 | 83.35 | 401.4 | 837.6 | 1164.8 | 1418.2383 | 2435.0767 | 2435.0767 | 2435.0767 | 2435.0767 | 2435.0767 | 2435.0767 | 2435.0767 | 2435.0767 | 2435.0767 | 2435.0767 | 2435.0767 | 2435.0767 | 2435.0767 | 2435.0767 | 2435.0767
Onshore wind | N Scotland | 0 | 0.4 | 508.5 | 690 | 1177 | 1574.2476 | 2622.131 | 2655.6989 | 2771.5361 | 2771.5361 | 2792.3328 | 2887.3734 | 2908.17 | 2908.17 | 2928.9666 | 2928.9666 | 2949.7632 | 2949.7632 | 2949.7632 | 2949.7632 | 2949.7632
Offshore wind | Offshore South | 0 | 1527.3 | 1527.3 | 1527.3 | 1859.3 | 3157.3 | 4331.3 | 5135.3 | 5135.3 | 5135.3 | 5135.3 | 5135.3 | 5135.3 | 5135.3 | 5135.3 | 5135.3 | 5135.3 | 5135.3 | 5135.3 | 5135.3 | 5135.3
Offshore wind | Offshore Irish Sea | 0 | 270 | 270 | 977 | 977 | 977 | 977 | 977 | 977 | 977 | 977 | 977 | 977 | 977 | 977 | 977 | 977 | 977 | 977 | 977 | 977
Offshore wind | Offshore E England | 0 | 0 | 0 | 705 | 1205 | 1705 | 2105 | 2305 | 2305 | 2305 | 2305 | 2305 | 2305 | 2305 | 2305 | 2305 | 2305 | 2305 | 2305 | 2305 | 2305
Offshore wind | Offshore Scotland | 0 | 0 | 0 | 450 | 450 | 450 | 450 | 450 | 450 | 450 | 450 | 450 | 450 | 450 | 450 | 450 | 450 | 450 | 450 | 450 | 450
Onshore wind (North Scotland) includes:
Island Wind - Zone S Orkney |  | 1e-06 | 1e-06 | 1e-06 | 1e-06 | 1e-06 | 20.7966 | 41.5933 | 41.5933 | 62.3899 | 62.3899 | 83.1865 | 83.1865 | 103.9831 | 103.9831 | 124.7798 | 124.7798 | 145.5764 | 145.5764 | 145.5764 | 145.5764 | 145.5764
Island Wind - Zone S Shetland |  | 1e-06 | 1e-06 | 1e-06 | 1e-06 | 1e-06 | 95.0406 | 190.0812 | 190.0812 | 285.1217 | 285.1217 | 285.1217 | 380.1623 | 380.1623 | 380.1623 | 380.1623 | 380.1623 | 380.1623 | 380.1623 | 380.1623 | 380.1623 | 380.1623
Island Wind - Zone S Western Isles |  | 1e-06 | 1e-06 | 1e-06 | 1e-06 | 1e-06 | 1e-06 | 1e-06 | 1e-06 | 1e-06 | 1e-06 | 1e-06 | 1e-06 | 1e-06 | 1e-06 | 1e-06 | 1e-06 | 1e-06 | 1e-06 | 1e-06 | 1e-06 | 1e-06
Cumulative retirements by plant type
| 2011 | 2012 | 2013 | 2014 | 2015 | 2016 | 2017 | 2018 | 2019 | 2020 | 2021 | 2022 | 2023 | 2024 | 2025 | 2026 | 2027 | 2028 | 2029 | 2030 | 2031
CHP | 0 | 0 | -428 | -428 | -428 | -428 | -428 | -428 | -428 | -428 | -428 | -428 | -428 | -428 | -428 | -428 | -428 | -428 | -428 | -428 | -428
AGT | 0 | 0 | 0 | 0 | 0 | 0 | 0 | 0 | 0 | 0 | 0 | 0 | 0 | 0 | 0 | 0 | 0 | 0 | 0 | 0 | 0
Oil | 0 | 0 | -2388 | -2388 | -2388 | -3263 | -3263 | -3263 | -3263 | -3263 | -3263 | -3263 | -3263 | -3263 | -3263 | -3263 | -3263 | -3263 | -3263 | -3263 | -3263
Hydro | 0 | 0 | 0 | 0 | 0 | 0 | 0 | 0 | 0 | 0 | 0 | 0 | 0 | 0 | 0 | 0 | 0 | 0 | 0 | 0 | 0
PS | 0 | 0 | 0 | 0 | 0 | 0 | 0 | 0 | 0 | 0 | 0 | 0 | 0 | 0 | 0 | 0 | 0 | 0 | 0 | 0 | 0
Nuclear | 0 | 0 | -615 | -615 | -1105 | -1105 | -1105 | -1105 | -2186 | -4596 | -4596 | -4596 | -4596 | -6931 | -6931 | -6931 | -6931 | -6931 | -6931 | -6931 | -10561
CCGT | 0 | 0 | -804 | -1584 | -1584 | -1984 | -2794 | -3309 | -3974 | -4874 | -5643 | -5643 | -7539 | -9164 | -11387 | -13006 | -13956 | -13956 | -13956 | -13956 | -13956
OCGT | 0 | 0 | 0 | -68 | -102 | -396 | -396 | -396 | -396 | -396 | -396 | -396 | -396 | -555 | -555 | -555 | -555 | -555 | -555 | -555 | -555
Coal | 0 | -551 | -4787 | -6108 | -8429 | -9893.5 | -15438 | -15438 | -15438 | -15438 | -16239 | -21141 | -21712 | -23712 | -23712 | -23712 | -23712 | -23712 | -23712 | -23712 | -23712
Coal + CCS | 0 | 0 | 0 | 0 | 0 | 0 | 0 | 0 | 0 | 0 | 0 | 0 | 0 | 0 | 0 | 0 | 0 | 0 | 0 | 0 | 0
CCGT + CCS | 0 | 0 | 0 | 0 | 0 | 0 | 0 | 0 | 0 | 0 | 0 | 0 | 0 | 0 | 0 | 0 | 0 | 0 | 0 | 0 | 0
Onshore wind (unclassified) | 0 | 0 | 0 | 0 | 0 | 0 | 0 | 0 | 0 | 0 | 0 | 0 | 0 | 0 | 0 | 0 | 0 | 0 | 0 | 0 | 0
Offshore wind (unclassified) | 0 | 0 | 0 | 0 | 0 | 0 | 0 | 0 | 0 | 0 | 0 | 0 | 0 | 0 | 0 | 0 | 0 | 0 | 0 | 0 | 0
Onshore wind | 0 | -0.3 | -0.3 | -0.3 | -0.3 | -0.3 | -0.3 | -0.3 | -0.3 | -0.3 | -0.3 | -0.3 | -0.3 | -0.3 | -0.3 | -0.3 | -0.3 | -0.3 | -0.3 | -0.3 | -0.3
Onshore wind (Medium) | 0 | 0 | 0 | 0 | 0 | 0 | 0 | 0 | 0 | 0 | 0 | 0 | 0 | 0 | 0 | 0 | 0 | 0 | 0 | 0 | 0
Onshore wind (Low) | 0 | 0 | 0 | 0 | 0 | 0 | 0 | 0 | 0 | 0 | 0 | 0 | 0 | 0 | 0 | 0 | 0 | 0 | 0 | 0 | 0
Offshore wind | 0 | 0 | 0 | 0 | 0 | 0 | 0 | 0 | 0 | 0 | 0 | 0 | 0 | 0 | 0 | 0 | 0 | 0 | 0 | 0 | 0
Offshore wind (Low) | 0 | 0 | 0 | 0 | 0 | 0 | 0 | 0 | 0 | 0 | 0 | 0 | 0 | 0 | 0 | 0 | 0 | 0 | 0 | 0 | 0
Wave | 0 | 0 | 0 | 0 | 0 | 0 | 0 | 0 | 0 | 0 | 0 | 0 | 0 | 0 | 0 | 0 | 0 | 0 | 0 | 0 | 0
Tidal Stream | 0 | 0 | 0 | 0 | 0 | 0 | 0 | 0 | 0 | 0 | 0 | 0 | 0 | 0 | 0 | 0 | 0 | 0 | 0 | 0 | 0
Tidal Range | 0 | 0 | 0 | 0 | 0 | 0 | 0 | 0 | 0 | 0 | 0 | 0 | 0 | 0 | 0 | 0 | 0 | 0 | 0 | 0 | 0
Sewage gas | 0 | 0 | 0 | 0 | 0 | 0 | 0 | 0 | 0 | 0 | 0 | 0 | 0 | 0 | 0 | 0 | 0 | 0 | 0 | 0 | 0
Solar | 0 | 0 | 0 | 0 | 0 | 0 | 0 | 0 | 0 | 0 | 0 | 0 | 0 | 0 | 0 | 0 | 0 | 0 | 0 | 0 | 0
Biomass regular | 0 | 0 | 0 | 0 | 0 | 0 | 0 | 0 | 0 | 0 | 0 | 0 | 0 | 0 | 0 | 0 | 0 | 0 | 0 | 0 | 0
Biomass energy crop | 0 | 0 | 0 | 0 | 0 | 0 | 0 | 0 | 0 | 0 | 0 | 0 | 0 | 0 | 0 | 0 | 0 | 0 | 0 | 0 | 0
Biowaste | 0 | 0 | 0 | 0 | 0 | 0 | 0 | 0 | 0 | 0 | 0 | 0 | 0 | 0 | 0 | 0 | 0 | 0 | 0 | 0 | 0
Biogas | 0 | 0 | 0 | 0 | 0 | 0 | 0 | 0 | 0 | 0 | 0 | 0 | 0 | 0 | 0 | 0 | 0 | 0 | 0 | 0 | 0
Biodiesel | 0 | 0 | 0 | 0 | 0 | 0 | 0 | 0 | 0 | 0 | 0 | 0 | 0 | 0 | 0 | 0 | 0 | 0 | 0 | 0 | 0
Biomass ACT | 0 | 0 | 0 | 0 | 0 | 0 | 0 | 0 | 0 | 0 | 0 | 0 | 0 | 0 | 0 | 0 | 0 | 0 | 0 | 0 | 0
Biomass AD | 0 | 0 | 0 | 0 | 0 | 0 | 0 | 0 | 0 | 0 | 0 | 0 | 0 | 0 | 0 | 0 | 0 | 0 | 0 | 0 | 0
Biomass regular (CHP) | 0 | 0 | 0 | 0 | 0 | 0 | 0 | 0 | 0 | 0 | 0 | 0 | 0 | 0 | 0 | 0 | 0 | 0 | 0 | 0 | 0
Biomass energy crop (CHP) | 0 | 0 | 0 | 0 | 0 | 0 | 0 | 0 | 0 | 0 | 0 | 0 | 0 | 0 | 0 | 0 | 0 | 0 | 0 | 0 | 0
Biowaste (CHP) | 0 | 0 | 0 | 0 | 0 | 0 | 0 | 0 | 0 | 0 | 0 | 0 | 0 | 0 | 0 | 0 | 0 | 0 | 0 | 0 | 0
Biogas (CHP) | 0 | 0 | 0 | 0 | 0 | 0 | 0 | 0 | 0 | 0 | 0 | 0 | 0 | 0 | 0 | 0 | 0 | 0 | 0 | 0 | 0
Biodiesel (CHP) | 0 | 0 | 0 | 0 | 0 | 0 | 0 | 0 | 0 | 0 | 0 | 0 | 0 | 0 | 0 | 0 | 0 | 0 | 0 | 0 | 0
Biomass ACT (CHP) | 0 | 0 | 0 | 0 | 0 | 0 | 0 | 0 | 0 | 0 | 0 | 0 | 0 | 0 | 0 | 0 | 0 | 0 | 0 | 0 | 0
Biomass AD (CHP) | 0 | 0 | 0 | 0 | 0 | 0 | 0 | 0 | 0 | 0 | 0 | 0 | 0 | 0 | 0 | 0 | 0 | 0 | 0 | 0 | 0
Landfill gas | 0 | 0 | 0 | 0 | 0 | 0 | 0 | 0 | 0 | 0 | 0 | 0 | 0 | 0 | 0 | 0 | 0 | 0 | 0 | 0 | 0
Hydro (small scale) | 0 | 0 | 0 | 0 | 0 | 0 | 0 | 0 | 0 | 0 | 0 | 0 | 0 | 0 | 0 | 0 | 0 | 0 | 0 | 0 | 0
Geopressure | 0 | 0 | 0 | 0 | 0 | 0 | 0 | 0 | 0 | 0 | 0 | 0 | 0 | 0 | 0 | 0 | 0 | 0 | 0 | 0 | 0
Standard gasification or pyrolysis | 0 | 0 | 0 | 0 | 0 | 0 | 0 | 0 | 0 | 0 | 0 | 0 | 0 | 0 | 0 | 0 | 0 | 0 | 0 | 0 | 0
Other unspecified | 0 | 0 | 0 | 0 | 0 | 0 | 0 | 0 | 0 | 0 | 0 | 0 | 0 | 0 | 0 | 0 | 0 | 0 | 0 | 0 | 0
Geothermal | 0 | 0 | 0 | 0 | 0 | 0 | 0 | 0 | 0 | 0 | 0 | 0 | 0 | 0 | 0 | 0 | 0 | 0 | 0 | 0 | 0
Microgeneration | 0 | 0 | 0 | 0 | 0 | 0 | 0 | 0 | 0 | 0 | 0 | 0 | 0 | 0 | 0 | 0 | 0 | 0 | 0 | 0 | 0
Other ROC | 0 | 0 | 0 | 0 | 0 | 0 | 0 | 0 | 0 | 0 | 0 | 0 | 0 | 0 | 0 | 0 | 0 | 0 | 0 | 0 | 0
Non-ROC | 0 | 0 | 0 | 0 | 0 | 0 | 0 | 0 | 0 | 0 | 0 | 0 | 0 | 0 | 0 | 0 | 0 | 0 | 0 | 0 | 0
Embedded CHP | 0 | 0 | 0 | 0 | 0 | 0 | 0 | 0 | 0 | 0 | 0 | 0 | 0 | 0 | 0 | 0 | 0 | 0 | 0 | 0 | 0
Embedded Gas | 0 | 0 | 0 | 0 | 0 | 0 | 0 | 0 | 0 | 0 | 0 | 0 | 0 | 0 | 0 | 0 | 0 | 0 | 0 | 0 | 0
Embedded offshore wind | 0 | 0 | 0 | 0 | 0 | 0 | 0 | 0 | 0 | 0 | 0 | 0 | 0 | 0 | 0 | 0 | 0 | 0 | 0 | 0 | 0
Embedded onshore wind | 0 | 0 | 0 | 0 | 0 | 0 | 0 | 0 | 0 | 0 | 0 | 0 | 0 | 0 | 0 | 0 | 0 | 0 | 0 | 0 | 0
Embedded biomass | 0 | 0 | 0 | 0 | 0 | 0 | 0 | 0 | 0 | 0 | 0 | 0 | 0 | 0 | 0 | 0 | 0 | 0 | 0 | 0 | 0
Embedded tidal and wave | 0 | 0 | 0 | 0 | 0 | 0 | 0 | 0 | 0 | 0 | 0 | 0 | 0 | 0 | 0 | 0 | 0 | 0 | 0 | 0 | 0
Embedded hydro | 0 | 0 | 0 | 0 | 0 | 0 | 0 | 0 | 0 | 0 | 0 | 0 | 0 | 0 | 0 | 0 | 0 | 0 | 0 | 0 | 0
Total | 0 | -551.3 | -9022.3 | -11191.3 | -14036.3 | -17069.8 | -23424.3 | -23939.3 | -25685.3 | -28995.3 | -30565.3 | -35467.3 | -37934.3 | -44053.3 | -46276.3 | -47895.2999 | -48845.2999 | -48845.2999 | -48845.2999 | -48845.2999 | -52475.2999
Cumulative retirements by chart type
| 2011 | 2012 | 2013 | 2014 | 2015 | 2016 | 2017 | 2018 | 2019 | 2020 | 2021 | 2022 | 2023 | 2024 | 2025 | 2026 | 2027 | 2028 | 2029 | 2030 | 2031
Gas | 0 | 0 | -1232 | -2012 | -2012 | -2412 | -3222 | -3737 | -4402 | -5302 | -6071 | -6071 | -7967 | -9592 | -11815 | -13434 | -14384 | -14384 | -14384 | -14384 | -14384
Coal | 0 | -551 | -4787 | -6108 | -8429 | -9893.5 | -15438 | -15438 | -15438 | -15438 | -16239 | -21141 | -21712 | -23712 | -23712 | -23712 | -23712 | -23712 | -23712 | -23712 | -23712
Oil | 0 | 0 | -2388 | -2388 | -2388 | -3263 | -3263 | -3263 | -3263 | -3263 | -3263 | -3263 | -3263 | -3263 | -3263 | -3263 | -3263 | -3263 | -3263 | -3263 | -3263
OCGT | 0 | 0 | 0 | -68 | -102 | -396 | -396 | -396 | -396 | -396 | -396 | -396 | -396 | -555 | -555 | -555 | -555 | -555 | -555 | -555 | -555
PS | 0 | 0 | 0 | 0 | 0 | 0 | 0 | 0 | 0 | 0 | 0 | 0 | 0 | 0 | 0 | 0 | 0 | 0 | 0 | 0 | 0
Nuclear | 0 | 0 | -615 | -615 | -1105 | -1105 | -1105 | -1105 | -2186 | -4596 | -4596 | -4596 | -4596 | -6931 | -6931 | -6931 | -6931 | -6931 | -6931 | -6931 | -10561
CCS | 0 | 0 | 0 | 0 | 0 | 0 | 0 | 0 | 0 | 0 | 0 | 0 | 0 | 0 | 0 | 0 | 0 | 0 | 0 | 0 | 0
Onshore wind | 0 | -0.3 | -0.3 | -0.3 | -0.3 | -0.3 | -0.3 | -0.3 | -0.3 | -0.3 | -0.3 | -0.3 | -0.3 | -0.3 | -0.3 | -0.3 | -0.3 | -0.3 | -0.3 | -0.3 | -0.3
Offshore wind | 0 | 0 | 0 | 0 | 0 | 0 | 0 | 0 | 0 | 0 | 0 | 0 | 0 | 0 | 0 | 0 | 0 | 0 | 0 | 0 | 0
Other renewable | 0 | 0 | 0 | 0 | 0 | 0 | 0 | 0 | 0 | 0 | 0 | 0 | 0 | 0 | 0 | 0 | 0 | 0 | 0 | 0 | 0
Total | 0 | -551.3 | -9022.3 | -11191.3 | -14036.3 | -17069.8 | -23424.3 | -23939.3 | -25685.3 | -28995.3 | -30565.3 | -35467.3 | -37934.3 | -44053.3 | -46276.3 | -47895.2999 | -48845.2999 | -48845.2999 | -48845.2999 | -48845.2999 | -52475.2999
Cumulative retirements by plant type and location
|  | 2011 | 2012 | 2013 | 2014 | 2015 | 2016 | 2017 | 2018 | 2019 | 2020 | 2021 | 2022 | 2023 | 2024 | 2025 | 2026 | 2027 | 2028 | 2029 | 2030 | 2031
Coal | S England & S Wales | 0 | 0 | -3661 | -4006 | -4816 | -4816 | -6385 | -6385 | -6385 | -6385 | -6385 | -6385 | -6385 | -6385 | -6385 | -6385 | -6385 | -6385 | -6385 | -6385 | -6385
Coal | Midlands & N Wales | 0 | 0 | 0 | 0 | -964 | -964 | -964 | -964 | -964 | -964 | -964 | -5866 | -5866 | -7866 | -7866 | -7866 | -7866 | -7866 | -7866 | -7866 | -7866
Coal | N England | 0 | 0 | 0 | -976 | -976 | -2440.5 | -5845 | -5845 | -5845 | -5845 | -6075 | -6075 | -6075 | -6075 | -6075 | -6075 | -6075 | -6075 | -6075 | -6075 | -6075
Coal | S Scotland | 0 | -551 | -1126 | -1126 | -1673 | -1673 | -2244 | -2244 | -2244 | -2244 | -2815 | -2815 | -3386 | -3386 | -3386 | -3386 | -3386 | -3386 | -3386 | -3386 | -3386
Coal | N Scotland | 0 | 0 | 0 | 0 | 0 | 0 | 0 | 0 | 0 | 0 | 0 | 0 | 0 | 0 | 0 | 0 | 0 | 0 | 0 | 0 | 0
CCGT | S England & S Wales | 0 | 0 | -569 | -569 | -569 | -569 | -569 | -569 | -569 | -569 | -569 | -569 | -569 | -1940 | -3063 | -4682 | -5632 | -5632 | -5632 | -5632 | -5632
CCGT | Midlands & N Wales | 0 | 0 | 0 | 0 | 0 | 0 | 0 | -515 | -515 | -515 | -515 | -515 | -1895 | -1895 | -1895 | -1895 | -1895 | -1895 | -1895 | -1895 | -1895
CCGT | N England | 0 | 0 | -235 | -235 | -235 | -235 | -1045 | -1045 | -1710 | -2610 | -3379 | -3379 | -3895 | -4149 | -5249 | -5249 | -5249 | -5249 | -5249 | -5249 | -5249
CCGT | S Scotland | 0 | 0 | 0 | 0 | 0 | 0 | 0 | 0 | 0 | 0 | 0 | 0 | 0 | 0 | 0 | 0 | 0 | 0 | 0 | 0 | 0
CCGT | N Scotland | 0 | 0 | 0 | -780 | -780 | -1180 | -1180 | -1180 | -1180 | -1180 | -1180 | -1180 | -1180 | -1180 | -1180 | -1180 | -1180 | -1180 | -1180 | -1180 | -1180
Nuclear | S England & S Wales | 0 | 0 | -215 | -215 | -215 | -215 | -215 | -215 | -1296 | -1296 | -1296 | -1296 | -1296 | -2557 | -2557 | -2557 | -2557 | -2557 | -2557 | -2557 | -3769
Nuclear | Midlands & N Wales | 0 | 0 | -400 | -400 | -890 | -890 | -890 | -890 | -890 | -890 | -890 | -890 | -890 | -890 | -890 | -890 | -890 | -890 | -890 | -890 | -890
Nuclear | N England | 0 | 0 | 0 | 0 | 0 | 0 | 0 | 0 | 0 | -2410 | -2410 | -2410 | -2410 | -2410 | -2410 | -2410 | -2410 | -2410 | -2410 | -2410 | -3613
Nuclear | S Scotland | 0 | 0 | 0 | 0 | 0 | 0 | 0 | 0 | 0 | 0 | 0 | 0 | 0 | -1074 | -1074 | -1074 | -1074 | -1074 | -1074 | -1074 | -2289
Nuclear | N Scotland | 0 | 0 | 0 | 0 | 0 | 0 | 0 | 0 | 0 | 0 | 0 | 0 | 0 | 0 | 0 | 0 | 0 | 0 | 0 | 0 | 0
Transmission
Reinf package | 2010 | 2011 | 2012 | 2013 | 2014 | 2015 | 2016 | 2017 | 2018 | 2019 | 2020 | 2021 | 2022 | 2023 | 2024 | 2025 | 2026 | 2027 | 2028 | 2029 | 2030
Beauly-Denny overhead line | 2015 | 2015 | 2015 | 2015 | 2015 | 2015 | 2015 | 2015 | 2015 | 2015 | 2015 | 2015 | 2015 | 2015 | 2015 | 2015 | 2015 | 2015 | 2015 | 2015 | 2015
Dummy | 2040 | 2040 | 2040 | 2040 | 2040 | 2040 | 2040 | 2040 | 2040 | 2040 | 2040 | 2040 | 2040 | 2040 | 2040 | 2040 | 2040 | 2040 | 2040 | 2040 | 2040
East Coast (Kincardine - Harburn) 400kV | 2040 | 2040 | 2040 | 2040 | 2040 | 2040 | 2040 | 2020 | 2020 | 2020 | 2020 | 2020 | 2020 | 2020 | 2020 | 2020 | 2020 | 2020 | 2020 | 2020 | 2020
Western HVDC Link | 2016 | 2016 | 2016 | 2016 | 2016 | 2016 | 2016 | 2016 | 2016 | 2016 | 2016 | 2016 | 2016 | 2016 | 2016 | 2016 | 2016 | 2016 | 2016 | 2016 | 2016
Anglo-Scottish Series & Shunt Compensation | 2015 | 2015 | 2015 | 2015 | 2015 | 2015 | 2015 | 2015 | 2015 | 2015 | 2015 | 2015 | 2015 | 2015 | 2015 | 2015 | 2015 | 2015 | 2015 | 2015 | 2015
Eastern HVDC Link | 2040 | 2040 | 2040 | 2040 | 2040 | 2040 | 2040 | 2040 | 2040 | 2040 | 2040 | 2040 | 2040 | 2040 | 2040 | 2040 | 2040 | 2040 | 2040 | 2040 | 2040
Penwortham QBs | 2014 | 2014 | 2014 | 2014 | 2014 | 2014 | 2014 | 2014 | 2014 | 2014 | 2014 | 2014 | 2014 | 2014 | 2014 | 2014 | 2014 | 2014 | 2014 | 2014 | 2014
New Hinckley Point - Seabank OHL and assoc works | 2040 | 2040 | 2040 | 2040 | 2040 | 2018 | 2018 | 2018 | 2018 | 2018 | 2018 | 2018 | 2018 | 2018 | 2018 | 2018 | 2018 | 2018 | 2018 | 2018 | 2018
Reconductoring circuits in East Anglia | 2040 | 2040 | 2040 | 2040 | 2040 | 2040 | 2019 | 2019 | 2019 | 2019 | 2019 | 2019 | 2019 | 2019 | 2019 | 2019 | 2019 | 2019 | 2019 | 2019 | 2019
New OHL & reconductoring work in East Anglia | 2040 | 2040 | 2040 | 2040 | 2040 | 2040 | 2040 | 2040 | 2040 | 2040 | 2040 | 2040 | 2040 | 2040 | 2040 | 2040 | 2040 | 2040 | 2040 | 2040 | 2040
QBs in East Anglia | 2040 | 2040 | 2040 | 2040 | 2040 | 2040 | 2040 | 2040 | 2040 | 2040 | 2023 | 2023 | 2023 | 2023 | 2023 | 2023 | 2023 | 2023 | 2023 | 2023 | 2023
Establish 2nd Pentir-Traw 400kv circuit | 2040 | 2040 | 2040 | 2040 | 2040 | 2040 | 2040 | 2040 | 2040 | 2040 | 2040 | 2040 | 2040 | 2040 | 2040 | 2040 | 2040 | 2040 | 2040 | 2040 | 2040
Series compensation and reconductoring work in North Wales | 2040 | 2040 | 2040 | 2040 | 2040 | 2018 | 2018 | 2018 | 2018 | 2018 | 2018 | 2018 | 2018 | 2018 | 2018 | 2018 | 2018 | 2018 | 2018 | 2018 | 2018
Wylfa-Pembroke 2GW HVDC link | 2040 | 2040 | 2040 | 2040 | 2040 | 2040 | 2040 | 2040 | 2040 | 2040 | 2040 | 2040 | 2040 | 2040 | 2040 | 2040 | 2040 | 2040 | 2040 | 2040 | 2040
Daines 225MVAR MSC DNs | 2014 | 2014 | 2014 | 2014 | 2014 | 2014 | 2014 | 2014 | 2014 | 2014 | 2014 | 2014 | 2014 | 2014 | 2014 | 2014 | 2014 | 2014 | 2014 | 2014 | 2014
Sundon and Ratcliffe 225MVAR MSCs | 2015 | 2015 | 2015 | 2015 | 2015 | 2015 | 2015 | 2015 | 2015 | 2015 | 2015 | 2015 | 2015 | 2015 | 2015 | 2015 | 2015 | 2015 | 2015 | 2015 | 2015
North London Reinforcements & St John's Wood - Hackney cable | 2016 | 2016 | 2016 | 2016 | 2016 | 2016 | 2016 | 2016 | 2016 | 2016 | 2016 | 2016 | 2016 | 2016 | 2016 | 2016 | 2016 | 2016 | 2016 | 2016 | 2016
Turn in Sundon - Cowley circuit at East Claydon | 2040 | 2040 | 2017 | 2017 | 2017 | 2017 | 2017 | 2017 | 2017 | 2017 | 2017 | 2017 | 2017 | 2017 | 2017 | 2017 | 2017 | 2017 | 2017 | 2017 | 2017
North East London uprate to 400kV | 2040 | 2040 | 2040 | 2040 | 2040 | 2040 | 2040 | 2040 | 2040 | 2040 | 2040 | 2040 | 2025 | 2025 | 2025 | 2025 | 2025 | 2025 | 2025 | 2025 | 2025
East London reinforcements | 2014 | 2014 | 2014 | 2014 | 2014 | 2014 | 2014 | 2014 | 2014 | 2014 | 2014 | 2014 | 2014 | 2014 | 2014 | 2014 | 2014 | 2014 | 2014 | 2014 | 2014
East London reconductoring | 2040 | 2040 | 2040 | 2040 | 2040 | 2040 | 2040 | 2040 | 2040 | 2040 | 2040 | 2040 | 2040 | 2040 | 2040 | 2040 | 2040 | 2040 | 2040 | 2040 | 2040
Kingsnorth-Cobham reconductoring | 2040 | 2040 | 2040 | 2016 | 2016 | 2016 | 2016 | 2016 | 2016 | 2016 | 2016 | 2016 | 2016 | 2016 | 2016 | 2016 | 2016 | 2016 | 2016 | 2016 | 2016
South London reconductoring | 2040 | 2040 | 2040 | 2040 | 2040 | 2040 | 2040 | 2040 | 2040 | 2040 | 2040 | 2024 | 2024 | 2024 | 2024 | 2024 | 2024 | 2024 | 2024 | 2024 | 2024
Essex reconductoring | 2040 | 2040 | 2040 | 2040 | 2040 | 2040 | 2040 | 2040 | 2040 | 2040 | 2040 | 2040 | 2025 | 2025 | 2025 | 2025 | 2025 | 2025 | 2025 | 2025 | 2025
Tees Crossing refurbishment | 2040 | 2040 | 2040 | 2040 | 2040 | 2040 | 2040 | 2040 | 2040 | 2040 | 2040 | 2040 | 2040 | 2040 | 2040 | 2040 | 2040 | 2040 | 2040 | 2040 | 2040
QBs in Sundon-Wymondley circuits | 2015 | 2015 | 2015 | 2015 | 2015 | 2015 | 2015 | 2015 | 2015 | 2015 | 2015 | 2015 | 2015 | 2015 | 2015 | 2015 | 2015 | 2015 | 2015 | 2015 | 2015
London MSCs, East End reconductoring | 2015 | 2015 | 2015 | 2015 | 2015 | 2015 | 2015 | 2015 | 2015 | 2015 | 2015 | 2015 | 2015 | 2015 | 2015 | 2015 | 2015 | 2015 | 2015 | 2015 | 2015
New reactor at Rayleigh | 2040 | 2040 | 2040 | 2040 | 2040 | 2040 | 2040 | 2040 | 2023 | 2023 | 2023 | 2023 | 2023 | 2023 | 2023 | 2023 | 2023 | 2023 | 2023 | 2023 | 2023
Kemsley QBs | 2040 | 2040 | 2040 | 2040 | 2040 | 2040 | 2040 | 2040 | 2040 | 2040 | 2040 | 2040 | 2040 | 2040 | 2040 | 2040 | 2040 | 2040 | 2040 | 2040 | 2040
Rowdown, Canterbury, Sellinge and Dungeness reinforcemnts | 2040 | 2040 | 2040 | 2040 | 2040 | 2040 | 2040 | 2040 | 2040 | 2040 | 2040 | 2026 | 2026 | 2026 | 2026 | 2026 | 2026 | 2026 | 2026 | 2026 | 2026
Iver, East Claydon, Grendon & Elstree new MSCs | 2015 | 2015 | 2015 | 2015 | 2015 | 2015 | 2015 | 2015 | 2015 | 2015 | 2015 | 2015 | 2015 | 2015 | 2015 | 2015 | 2015 | 2015 | 2015 | 2015 | 2015
Cottam - West Burton reconductoring | 2014 | 2014 | 2014 | 2014 | 2014 | 2014 | 2014 | 2014 | 2014 | 2014 | 2014 | 2014 | 2014 | 2014 | 2014 | 2014 | 2014 | 2014 | 2014 | 2014 | 2014
West Weybridge 275kV additional MSC | 2040 | 2040 | 2017 | 2017 | 2017 | 2017 | 2017 | 2017 | 2017 | 2017 | 2017 | 2017 | 2017 | 2017 | 2017 | 2017 | 2017 | 2017 | 2017 | 2017 | 2017
Knocknagael | 2040 | 2040 | 2040 | 2040 | 2040 | 2040 | 2040 | 2040 | 2040 | 2040 | 2040 | 2040 | 2040 | 2040 | 2040 | 2040 | 2040 | 2040 | 2040 | 2040 | 2040
Beauly-Blackhillock-Kintore | 2014 | 2014 | 2014 | 2014 | 2014 | 2014 | 2014 | 2014 | 2014 | 2014 | 2014 | 2014 | 2014 | 2014 | 2014 | 2014 | 2014 | 2014 | 2014 | 2014 | 2014
Beauly-Dounreay | 2040 | 2040 | 2040 | 2040 | 2040 | 2040 | 2040 | 2040 | 2040 | 2040 | 2040 | 2040 | 2040 | 2040 | 2040 | 2040 | 2040 | 2040 | 2040 | 2040 | 2040
Hunterston-Kintyre link | 2015 | 2015 | 2015 | 2015 | 2015 | 2015 | 2015 | 2015 | 2015 | 2015 | 2015 | 2015 | 2015 | 2015 | 2015 | 2015 | 2015 | 2015 | 2015 | 2015 | 2015
East Coast Upgrade | 2040 | 2040 | 2040 | 2040 | 2040 | 2040 | 2021 | 2021 | 2021 | 2021 | 2021 | 2021 | 2021 | 2021 | 2021 | 2021 | 2021 | 2021 | 2021 | 2021 | 2021
Humber - Walpole HVDC | 2040 | 2040 | 2040 | 2040 | 2040 | 2040 | 2040 | 2040 | 2040 | 2040 | 2040 | 2040 | 2040 | 2040 | 2040 | 2040 | 2040 | 2040 | 2040 | 2040 | 2040
Caithness - Moray HVDC | 2040 | 2040 | 2040 | 2040 | 2040 | 2040 | 2040 | 2040 | 2040 | 2040 | 2040 | 2040 | 2040 | 2040 | 2040 | 2040 | 2040 | 2040 | 2040 | 2040 | 2040
Beauly - Mossford 132kV upgrade | 2040 | 2040 | 2040 | 2040 | 2040 | 2040 | 2040 | 2040 | 2040 | 2040 | 2040 | 2040 | 2040 | 2040 | 2040 | 2040 | 2040 | 2040 | 2040 | 2040 | 2040
Eastern HVDC Link #2 | 2040 | 2040 | 2040 | 2040 | 2040 | 2040 | 2019 | 2019 | 2019 | 2019 | 2019 | 2019 | 2019 | 2019 | 2019 | 2019 | 2019 | 2019 | 2019 | 2019 | 2019
Beauly - Blackhillock - Keith 400kV upgrade | 2040 | 2040 | 2040 | 2040 | 2040 | 2040 | 2040 | 2040 | 2040 | 2040 | 2040 | 2040 | 2040 | 2040 | 2040 | 2040 | 2040 | 2040 | 2040 | 2040 | 2040
Western HVDC Link #2 | 2040 | 2040 | 2040 | 2040 | 2040 | 2040 | 2040 | 2040 | 2040 | 2040 | 2040 | 2040 | 2040 | 2040 | 2040 | 2040 | 2040 | 2040 | 2040 | 2040 | 2040
Elstree London | 2040 | 2040 | 2040 | 2040 | 2040 | 2040 | 2040 | 2040 | 2040 | 2040 | 2040 | 2040 | 2040 | 2040 | 2040 | 2040 | 2040 | 2040 | 2040 | 2040 | 2040
West Midlands MSC | 2022 | 2022 | 2022 | 2022 | 2022 | 2022 | 2022 | 2022 | 2022 | 2022 | 2022 | 2022 | 2022 | 2022 | 2022 | 2022 | 2022 | 2022 | 2022 | 2022 | 2022
B1 | 2040 | 2040 | 2040 | 2040 | 2040 | 2040 | 2040 | 2040 | 2040 | 2040 | 2040 | 2040 | 2040 | 2040 | 2040 | 2040 | 2040 | 2040 | 2040 | 2040 | 2040
B2 | 2040 | 2040 | 2040 | 2040 | 2040 | 2040 | 2040 | 2040 | 2040 | 2040 | 2040 | 2040 | 2040 | 2040 | 2040 | 2040 | 2040 | 2040 | 2040 | 2040 | 2040
B3 | 2040 | 2040 | 2040 | 2040 | 2040 | 2040 | 2040 | 2040 | 2040 | 2040 | 2040 | 2040 | 2040 | 2040 | 2040 | 2040 | 2040 | 2040 | 2040 | 2040 | 2040
B4 | 2040 | 2040 | 2040 | 2040 | 2040 | 2040 | 2040 | 2040 | 2040 | 2040 | 2040 | 2040 | 2040 | 2040 | 2040 | 2040 | 2040 | 2040 | 2040 | 2040 | 2040
B5 | 2040 | 2040 | 2040 | 2040 | 2040 | 2040 | 2040 | 2040 | 2040 | 2040 | 2040 | 2040 | 2040 | 2040 | 2040 | 2040 | 2040 | 2040 | 2040 | 2040 | 2040
B6 | 2040 | 2040 | 2040 | 2040 | 2040 | 2040 | 2040 | 2040 | 2040 | 2040 | 2040 | 2040 | 2040 | 2040 | 2040 | 2040 | 2040 | 2040 | 2040 | 2040 | 2040
B7a | 2040 | 2040 | 2040 | 2040 | 2040 | 2040 | 2040 | 2040 | 2040 | 2040 | 2040 | 2040 | 2040 | 2040 | 2040 | 2040 | 2040 | 2040 | 2040 | 2040 | 2040
B8 | 2040 | 2040 | 2040 | 2040 | 2040 | 2040 | 2040 | 2040 | 2040 | 2040 | 2040 | 2040 | 2040 | 2040 | 2040 | 2040 | 2040 | 2040 | 2040 | 2040 | 2040
B9 | 2040 | 2040 | 2040 | 2040 | 2040 | 2040 | 2040 | 2040 | 2040 | 2040 | 2040 | 2040 | 2040 | 2040 | 2040 | 2040 | 2040 | 2040 | 2040 | 2040 | 2040
B10 | 2040 | 2040 | 2040 | 2040 | 2040 | 2040 | 2040 | 2040 | 2040 | 2040 | 2040 | 2040 | 2040 | 2040 | 2040 | 2040 | 2040 | 2040 | 2040 | 2040 | 2040
B11 | 2040 | 2040 | 2040 | 2040 | 2040 | 2040 | 2040 | 2040 | 2040 | 2040 | 2040 | 2040 | 2040 | 2040 | 2040 | 2040 | 2040 | 2040 | 2040 | 2040 | 2040
B12 | 2040 | 2040 | 2040 | 2040 | 2040 | 2040 | 2040 | 2040 | 2040 | 2040 | 2040 | 2040 | 2040 | 2040 | 2040 | 2040 | 2040 | 2040 | 2040 | 2040 | 2040
B13 | 2040 | 2040 | 2040 | 2040 | 2040 | 2040 | 2040 | 2040 | 2040 | 2040 | 2040 | 2040 | 2040 | 2040 | 2040 | 2040 | 2040 | 2040 | 2040 | 2040 | 2040
B14 | 2040 | 2040 | 2040 | 2040 | 2040 | 2040 | 2040 | 2040 | 2040 | 2040 | 2040 | 2040 | 2040 | 2040 | 2040 | 2040 | 2040 | 2040 | 2040 | 2040 | 2040
B15 | 2040 | 2040 | 2040 | 2040 | 2040 | 2040 | 2040 | 2040 | 2040 | 2040 | 2040 | 2040 | 2040 | 2040 | 2040 | 2040 | 2040 | 2040 | 2040 | 2040 | 2040
B16 | 2040 | 2040 | 2040 | 2040 | 2040 | 2040 | 2040 | 2040 | 2040 | 2040 | 2040 | 2040 | 2040 | 2040 | 2040 | 2040 | 2040 | 2040 | 2040 | 2040 | 2040
B17 | 2040 | 2040 | 2040 | 2040 | 2040 | 2040 | 2040 | 2040 | 2040 | 2040 | 2040 | 2040 | 2040 | 2040 | 2040 | 2040 | 2040 | 2040 | 2040 | 2040 | 2040
B201 | 2040 | 2040 | 2040 | 2040 | 2040 | 2040 | 2040 | 2040 | 2040 | 2040 | 2040 | 2040 | 2040 | 2040 | 2040 | 2040 | 2040 | 2040 | 2040 | 2040 | 2040
B202 | 2040 | 2040 | 2040 | 2040 | 2040 | 2040 | 2040 | 2040 | 2040 | 2040 | 2040 | 2040 | 2040 | 2040 | 2040 | 2040 | 2040 | 2040 | 2040 | 2040 | 2040
EC5 | 2040 | 2040 | 2040 | 2040 | 2040 | 2040 | 2040 | 2040 | 2040 | 2040 | 2040 | 2040 | 2040 | 2040 | 2040 | 2040 | 2040 | 2040 | 2040 | 2040 | 2040
NW2 | 2040 | 2040 | 2040 | 2040 | 2040 | 2040 | 2040 | 2040 | 2040 | 2040 | 2040 | 2040 | 2040 | 2040 | 2040 | 2040 | 2040 | 2040 | 2040 | 2040 | 2040
| 2011 | 2012 | 2013 | 2014 | 2015 | 2016 | 2017 | 2018 | 2019 | 2020 | 2021 | 2022 | 2023 | 2024 | 2025 | 2026 | 2027 | 2028 | 2029 | 2030 | 2031
Transmission Capex in current year | 0 | 0 | 0 | 164.903 | 1344.406 | 1591.453 | 58.3495 | 753.239 | 864.891 | 129.1611 | 402.2122 | 50 | 79.5675 | 79.5675 | 127.308 | 122.0035 | 0 | 0 | 0 | 0 | 0
£m | 2011 | 2012 | 2013 | 2014 | 2015 | 2016 | 2017 | 2018 | 2019 | 2020 | 2021 | 2022 | 2023 | 2024 | 2025 | 2026 | 2027 | 2028 | 2029 | 2030 | 2031
Levelised Cost in Current Year | 0 | 0 | 0 | 10.0082 | 91.6017 | 188.1888 | 191.7301 | 237.445 | 289.9362 | 297.7751 | 322.1859 | 325.2204 | 330.0495 | 334.8785 | 342.605 | 350.0095 | 350.0095 | 350.0095 | 350.0095 | 350.0095 | 350.0095
MAR disaggregation
| 2011 | 2012 | 2013 | 2014 | 2015 | 2016 | 2017 | 2018 | 2019 | 2020 | 2021 | 2022 | 2023 | 2024 | 2025 | 2026 | 2027 | 2028 | 2029 | 2030 | 2031
Modelled onshore reinforcement | 0 | 0 | 3.6663 | 39.0157 | 120.6116 | 188.357 | 222.0031 | 263.6363 | 299.7506 | 317.9765 | 328.9108 | 331.5425 | 331.0961 | 331.967 | 334.2198 | 333.9988 | 329.5554 | 323.7243 | 317.8931 | 312.062 | 306.2309
OFTO and island links | -1613.0442 | 217.8418 | 217.8418 | 334.2404 | 377.2016 | 507.6418 | 606.4852 | 660.2194 | 668.1014 | 668.1014 | 669.2316 | 675.9835 | 677.1136 | 677.1136 | 678.2438 | 678.2438 | 679.3739 | 679.3739 | 679.3739 | 679.3739 | 381.3354
Underlying MAR | 1613.0442 | 1785.6389 | 1931.0037 | 2142.6256 | 2245.552 | 2346.5402 | 2445.5901 | 2542.7019 | 2637.8754 | 2731.1108 | 2786.7191 | 2830.1853 | 2872.8471 | 2914.7045 | 2955.7574 | 2996.0058 | 3035.4498 | 3074.0894 | 3111.9246 | 3148.9552 | 3185.1815
Generator profit by plant type
| 2011 | 2012 | 2013 | 2014 | 2015 | 2016 | 2017 | 2018 | 2019 | 2020 | 2021 | 2022 | 2023 | 2024 | 2025 | 2026 | 2027 | 2028 | 2029 | 2030
CHP | 0.83386 | -25.6575 | 32.413 | 0.70769 | 4.9283 | 255.3585 | 268.5715 | 260.7473 | 246.8671 | 304.4566 | 197.8039 | 212.4488 | 212.1877 | 236.142 | 150.5964 | 147.3445 | 156.3458 | 163.1979 | 169.7499 | 177.9458
AGT | 0 | 0 | 0 | 0 | 0 | 0 | 0 | 0 | 0 | 0 | 0 | 0 | 0 | 0 | 0 | 0 | 0 | 0 | 0 | 0
Oil | -76.5946 | -77.7669 | -22.741 | -21.7883 | -21.9663 | -6.5377e-08 | -6.4586e-08 | 2.9987e-08 | 3.1502e-08 | 2.6788e-08 | 1.6254e-08 | 2.2274e-08 | 1.6404e-08 | 1.3874e-08 | 1.4019e-08 | 1.3435e-08 | 1.3857e-08 | 1.6918e-08 | 1.5154e-08 | 1.7594e-08
Hydro | 130.1391 | 120.4124 | 153.392 | 163.7095 | 172.1533 | 224.0242 | 229.0342 | 224.7806 | 218.5199 | 237.9936 | 214.0193 | 225.5963 | 231.4505 | 245.5552 | 222.6834 | 221.3502 | 229.3596 | 236.0185 | 242.313 | 249.7716
PS | -90.4112 | -86.9292 | -89.7513 | -89.1792 | -90.0777 | -87.2336 | -85.2714 | -84.9215 | -87.9885 | -89.3422 | -88.7107 | -87.9075 | -87.1632 | -86.9721 | -86.1249 | -87.8756 | -88.6855 | -89.0042 | -88.9527 | -89.1958
Nuclear | 2819.3871 | 2667.0391 | 3300.4575 | 3546.9824 | 3581.3414 | 4075.3284 | 4135.0269 | 4037.168 | 3527.1411 | 2783.0317 | 2548.4034 | 2694.1044 | 2781.786 | 1876.6551 | 1752.6762 | 1740.3313 | 1838.0487 | 1918.9123 | 1995.2687 | 2077.8231
CCGT | -204.1766 | -542.1315 | -56.5188 | -463.784 | -389.5231 | 317.8688 | 583.6007 | 1611.9181 | 1552.8515 | 2132.795 | 718.2069 | 1072.5369 | 956.3853 | 1293.5561 | -415.9145 | -663.1169 | -554.6639 | -438.8155 | -413.6371 | -304.5239
OCGT | -19.2079 | -18.9425 | -20.0009 | -18.44 | -18.1981 | -13.4565 | -13.2438 | 13.1528 | 13.3941 | 12.0178 | 9.0991 | 10.9928 | 7.9334 | 5.5956 | 5.8307 | 5.7112 | 5.766 | 6.4579 | 6.0757 | 6.5985
Coal | -64.0881 | 1463.0855 | 2347.5919 | 2061.1355 | 1607.3237 | 1475.6614 | 1389.9386 | 1430.204 | 1179.4165 | 1363.2066 | 817.094 | 794.0102 | 778.5892 | 798.7034 | 570.1277 | 514.5553 | 530.118 | 536.0011 | 532.4665 | 541.656
Coal + CCS | -3.3091e-06 | -2.8105e-06 | -2.4644e-06 | -2.4044e-06 | -140.6804 | -455.8071 | -451.5124 | 36.0846 | 22.2769 | 62.1664 | -1.4331 | 14.2915 | 8.2841 | 39.7449 | 12.9776 | -20.148 | -30.2325 | -43.8838 | -47.2535 | -59.0938
CCGT + CCS | -1.1285e-06 | -1.1293e-06 | -1.1286e-06 | -1.1246e-06 | -1.1252e-06 | -1.1164e-06 | -1.106e-06 | -1.6572e-09 | 1.5264e-08 | -1.545e-09 | 5.2573e-09 | 1.0287e-08 | -1.5633e-09 | 2.0447 | 10.6563 | 12.6875 | 13.5876 | 14.2148 | 12.6958 | 11.0578
Onshore wind (unclassified) | 0 | 0 | 0 | 0 | 0 | 0 | 0 | 0 | 0 | 0 | 0 | 0 | 0 | 0 | 0 | 0 | 0 | 0 | 0 | 0
Offshore wind (unclassified) | 0 | 0 | 0 | 0 | 0 | 0 | 0 | 0 | 0 | 0 | 0 | 0 | 0 | 0 | 0 | 0 | 0 | 0 | 0 | 0
Onshore wind | -22.4638 | -265.9871 | -213.5532 | -164.7309 | -105.1189 | 3.6865 | 122.7526 | 104.3878 | 83.6221 | 170.8397 | 81.4073 | 137.7125 | 165.1596 | 228.9956 | 122.2784 | 93.962 | 131.4978 | 162.9664 | 185.7803 | -32058.7231
Onshore wind (Medium) | 0 | 0 | 0 | 0 | 0 | 0 | 0 | 0 | 0 | 0 | 0 | 0 | 0 | 0 | 0 | 0 | 0 | 0 | 0 | 0
Onshore wind (Low) | 0 | 0 | 0 | 0 | 0 | 0 | 0 | 0 | 0 | 0 | 0 | 0 | 0 | 0 | 0 | 0 | 0 | 0 | 0 | 0
Offshore wind | 437.2514 | 640.2087 | 769.2861 | 691.9906 | 945.9156 | 1291.4194 | 1442.8913 | 1511.0255 | 1606.7483 | 1829.3594 | 1721.5321 | 1849.155 | 1945.1454 | 2104.7048 | 1985.2897 | 1985.3847 | 2084.572 | 2170.1856 | 2252.6037 | 2348.9301
Offshore wind (Low) | 0 | 0 | 0 | 0 | 0 | 0 | 0 | 0 | 0 | 0 | 0 | 0 | 0 | 0 | 0 | 0 | 0 | 0 | 0 | 0
Wave | -2.0113e-06 | -1.8914e-06 | -1.8429e-06 | -1.7278e-06 | -1.4668e-06 | -1.2404e-06 | -1.1309e-06 | 6.2291e-08 | 2.082e-07 | -2.1904e-07 | -1.1824e-07 | 2.2895e-08 | -1.8099e-07 | -1.4283e-07 | -6.6445e-08 | -1.5932e-07 | -1.2046e-07 | -1.0059e-07 | -1.4661e-07 | -1.1572e-07
Tidal Stream | 8.6368 | 8.4756 | 9.2749 | 9.5184 | 9.7415 | 10.2757 | 10.3254 | 10.2277 | 10.1866 | 10.5683 | 10.0696 | 10.2853 | 10.4017 | 10.685 | 10.236 | 10.2119 | 10.3832 | 10.5182 | 10.6461 | 10.7979
Tidal Range | 0 | 0 | 0 | 0 | 0 | 0 | 0 | 0 | 0 | 0 | 0 | 0 | 0 | 0 | 0 | 0 | 0 | 0 | 0 | 0
Sewage gas | 0 | 0 | 0 | 0 | 0 | 0 | 0 | 0 | 0 | 0 | 0 | 0 | 0 | 0 | 0 | 0 | 0 | 0 | 0 | 0
Solar | 0 | 0 | 0 | 0 | 0 | 0 | 0 | 0 | 0 | 0 | 0 | 0 | 0 | 0 | 0 | 0 | 0 | 0 | 0 | 0
Biomass regular | -3.669 | -4.6377 | 3.2361 | 5.8284 | 29.4898 | 134.2483 | 184.0512 | 171.9242 | 167.8118 | 225.5087 | 151.3851 | 185.1434 | 203.85 | 247.3684 | 181.692 | 178.9581 | 205.5753 | 226.7001 | 246.8489 | 270.5941
Biomass energy crop | 0 | 0 | 0 | 0 | 0 | 0 | 0 | 0 | 0 | 0 | 0 | 0 | 0 | 0 | 0 | 0 | 0 | 0 | 0 | 0
Biowaste | 0 | 0 | 0 | 0 | 0 | 0 | 0 | 0 | 0 | 0 | 0 | 0 | 0 | 0 | 0 | 0 | 0 | 0 | 0 | 0
Biogas | 0 | 0 | 0 | 0 | 0 | 0 | 0 | 0 | 0 | 0 | 0 | 0 | 0 | 0 | 0 | 0 | 0 | 0 | 0 | 0
Biodiesel | 0 | 0 | 0 | 0 | 0 | 0 | 0 | 0 | 0 | 0 | 0 | 0 | 0 | 0 | 0 | 0 | 0 | 0 | 0 | 0
Biomass ACT | 0 | 0 | 0 | 0 | 0 | 0 | 0 | 0 | 0 | 0 | 0 | 0 | 0 | 0 | 0 | 0 | 0 | 0 | 0 | 0
Biomass AD | 0 | 0 | 0 | 0 | 0 | 0 | 0 | 0 | 0 | 0 | 0 | 0 | 0 | 0 | 0 | 0 | 0 | 0 | 0 | 0
Biomass regular (CHP) | 0 | 0 | 0 | 0 | 0 | 0 | 0 | 0 | 0 | 0 | 0 | 0 | 0 | 0 | 0 | 0 | 0 | 0 | 0 | 0
Biomass energy crop (CHP) | 0 | 0 | 0 | 0 | 0 | 0 | 0 | 0 | 0 | 0 | 0 | 0 | 0 | 0 | 0 | 0 | 0 | 0 | 0 | 0
Biowaste (CHP) | 0 | 0 | 0 | 0 | 0 | 0 | 0 | 0 | 0 | 0 | 0 | 0 | 0 | 0 | 0 | 0 | 0 | 0 | 0 | 0
Biogas (CHP) | 0 | 0 | 0 | 0 | 0 | 0 | 0 | 0 | 0 | 0 | 0 | 0 | 0 | 0 | 0 | 0 | 0 | 0 | 0 | 0
Biodiesel (CHP) | 0 | 0 | 0 | 0 | 0 | 0 | 0 | 0 | 0 | 0 | 0 | 0 | 0 | 0 | 0 | 0 | 0 | 0 | 0 | 0
Biomass ACT (CHP) | 0 | 0 | 0 | 0 | 0 | 0 | 0 | 0 | 0 | 0 | 0 | 0 | 0 | 0 | 0 | 0 | 0 | 0 | 0 | 0
Biomass AD (CHP) | 0 | 0 | 0 | 0 | 0 | 0 | 0 | 0 | 0 | 0 | 0 | 0 | 0 | 0 | 0 | 0 | 0 | 0 | 0 | 0
Landfill gas | 0 | 0 | 0 | 0 | 0 | 0 | 0 | 0 | 0 | 0 | 0 | 0 | 0 | 0 | 0 | 0 | 0 | 0 | 0 | 0
Hydro (small scale) | 0 | 0 | 0 | 0 | 0 | 0 | 0 | 0 | 0 | 0 | 0 | 0 | 0 | 0 | 0 | 0 | 0 | 0 | 0 | 0
Geopressure | 0 | 0 | 0 | 0 | 0 | 0 | 0 | 0 | 0 | 0 | 0 | 0 | 0 | 0 | 0 | 0 | 0 | 0 | 0 | 0
Standard gasification or pyrolysis | 0 | 0 | 0 | 0 | 0 | 0 | 0 | 0 | 0 | 0 | 0 | 0 | 0 | 0 | 0 | 0 | 0 | 0 | 0 | 0
Other unspecified | 0 | 0 | 0 | 0 | 0 | 0 | 0 | 0 | 0 | 0 | 0 | 0 | 0 | 0 | 0 | 0 | 0 | 0 | 0 | 0
Geothermal | 0 | 0 | 0 | 0 | 0 | 0 | 0 | 0 | 0 | 0 | 0 | 0 | 0 | 0 | 0 | 0 | 0 | 0 | 0 | 0
Microgeneration | 0 | 0 | 0 | 0 | 0 | 0 | 0 | 0 | 0 | 0 | 0 | 0 | 0 | 0 | 0 | 0 | 0 | 0 | 0 | 0
Other ROC | 0 | 0 | 0 | 0 | 0 | 0 | 0 | 0 | 0 | 0 | 0 | 0 | 0 | 0 | 0 | 0 | 0 | 0 | 0 | 0
Non-ROC | 0 | 0 | 0 | 0 | 0 | 0 | 0 | 0 | 0 | 0 | 0 | 0 | 0 | 0 | 0 | 0 | 0 | 0 | 0 | 0
Embedded CHP | 0 | 0 | 0 | 0 | 0 | 0 | 0 | 0 | 0 | 0 | 0 | 0 | 0 | 0 | 0 | 0 | 0 | 0 | 0 | 0
Embedded Gas | 0 | 0 | 0 | 0 | 0 | 0 | 0 | 0 | 0 | 0 | 0 | 0 | 0 | 0 | 0 | 0 | 0 | 0 | 0 | 0
Embedded offshore wind | 0 | 0 | 0 | 0 | 0 | 0 | 0 | 0 | 0 | 0 | 0 | 0 | 0 | 0 | 0 | 0 | 0 | 0 | 0 | 0
Embedded onshore wind | 0 | 0 | 0 | 0 | 0 | 0 | 0 | 0 | 0 | 0 | 0 | 0 | 0 | 0 | 0 | 0 | 0 | 0 | 0 | 0
Embedded biomass | 0 | 0 | 0 | 0 | 0 | 0 | 0 | 0 | 0 | 0 | 0 | 0 | 0 | 0 | 0 | 0 | 0 | 0 | 0 | 0
Embedded tidal and wave | 0 | 0 | 0 | 0 | 0 | 0 | 0 | 0 | 0 | 0 | 0 | 0 | 0 | 0 | 0 | 0 | 0 | 0 | 0 | 0
Embedded hydro | 0 | 0 | 0 | 0 | 0 | 0 | 0 | 0 | 0 | 0 | 0 | 0 | 0 | 0 | 0 | 0 | 0 | 0 | 0 | 0
Total | 2915.6372 | 3877.1689 | 6213.0863 | 5721.9501 | 5585.3291 | 7231.3741 | 7816.1647 | 9326.6992 | 8540.8475 | 9042.6016 | 6378.8769 | 7118.3697 | 7214.0096 | 7002.7786 | 4523.005 | 4139.3563 | 4531.6721 | 4873.4693 | 5104.6053 | -26816.3616
| 2011 | 2012 | 2013 | 2014 | 2015 | 2016 | 2017 | 2018 | 2019 | 2020 | 2021 | 2022 | 2023 | 2024 | 2025 | 2026 | 2027 | 2028 | 2029 | 2030
Gas | -203.3427 | -567.789 | -24.1058 | -463.0764 | -384.5948 | 573.2273 | 852.1722 | 1872.6654 | 1799.7186 | 2437.2516 | 916.0108 | 1284.9858 | 1168.5729 | 1529.6981 | -265.3181 | -515.7724 | -398.3181 | -275.6176 | -243.8872 | -126.578
Coal | -64.0881 | 1463.0855 | 2347.5919 | 2061.1355 | 1607.3237 | 1475.6614 | 1389.9386 | 1430.204 | 1179.4165 | 1363.2066 | 817.094 | 794.0102 | 778.5892 | 798.7034 | 570.1277 | 514.5553 | 530.118 | 536.0011 | 532.4665 | 541.656
Oil | -76.5946 | -77.7669 | -22.741 | -21.7883 | -21.9663 | -6.5377e-08 | -6.4586e-08 | 2.9987e-08 | 3.1502e-08 | 2.6788e-08 | 1.6254e-08 | 2.2274e-08 | 1.6404e-08 | 1.3874e-08 | 1.4019e-08 | 1.3435e-08 | 1.3857e-08 | 1.6918e-08 | 1.5154e-08 | 1.7594e-08
OCGT | -19.2079 | -18.9425 | -20.0009 | -18.44 | -18.1981 | -13.4565 | -13.2438 | 13.1528 | 13.3941 | 12.0178 | 9.0991 | 10.9928 | 7.9334 | 5.5956 | 5.8307 | 5.7112 | 5.766 | 6.4579 | 6.0757 | 6.5985
PS | -90.4112 | -86.9292 | -89.7513 | -89.1792 | -90.0777 | -87.2336 | -85.2714 | -84.9215 | -87.9885 | -89.3422 | -88.7107 | -87.9075 | -87.1632 | -86.9721 | -86.1249 | -87.8756 | -88.6855 | -89.0042 | -88.9527 | -89.1958
Nuclear | 2819.3871 | 2667.0391 | 3300.4575 | 3546.9824 | 3581.3414 | 4075.3284 | 4135.0269 | 4037.168 | 3527.1411 | 2783.0317 | 2548.4034 | 2694.1044 | 2781.786 | 1876.6551 | 1752.6762 | 1740.3313 | 1838.0487 | 1918.9123 | 1995.2687 | 2077.8231
CCS | -4.4376e-06 | -3.9398e-06 | -3.593e-06 | -3.5289e-06 | -140.6804 | -455.8071 | -451.5124 | 36.0846 | 22.2769 | 62.1664 | -1.4331 | 14.2915 | 8.2841 | 41.7895 | 23.6339 | -7.4605 | -16.645 | -29.669 | -34.5577 | -48.0361
Onshore wind | -22.4638 | -265.9871 | -213.5532 | -164.7309 | -105.1189 | 3.6865 | 122.7526 | 104.3878 | 83.6221 | 170.8397 | 81.4073 | 137.7125 | 165.1596 | 228.9956 | 122.2784 | 93.962 | 131.4978 | 162.9664 | 185.7803 | -32058.7231
Offshore wind | 437.2514 | 640.2087 | 769.2861 | 691.9906 | 945.9156 | 1291.4194 | 1442.8913 | 1511.0255 | 1606.7483 | 1829.3594 | 1721.5321 | 1849.155 | 1945.1454 | 2104.7048 | 1985.2897 | 1985.3847 | 2084.572 | 2170.1856 | 2252.6037 | 2348.9301
Other renewable | 135.1069 | 124.2503 | 165.903 | 179.0563 | 211.3846 | 368.5482 | 423.4107 | 406.9325 | 396.5183 | 474.0705 | 375.4741 | 421.025 | 445.7021 | 503.6086 | 414.6114 | 410.5203 | 445.3182 | 473.2368 | 499.808 | 531.1637
Total | 2915.6372 | 3877.1689 | 6213.0863 | 5721.9501 | 5585.3291 | 7231.3741 | 7816.1647 | 9326.6992 | 8540.8475 | 9042.6016 | 6378.8769 | 7118.3697 | 7214.0096 | 7002.7786 | 4523.005 | 4139.3563 | 4531.6721 | 4873.4693 | 5104.6053 | -26816.3616
Generator profit by location
| 2011 | 2012 | 2013 | 2014 | 2015 | 2016 | 2017 | 2018 | 2019 | 2020 | 2021 | 2022 | 2023 | 2024 | 2025 | 2026 | 2027 | 2028 | 2029 | 2030
S England & S Wales | 953.6051 | 898.5951 | 1564.1749 | 1375.8131 | 1371.1269 | 2121.2819 | 2289.5104 | 2835.468 | 2369.9878 | 2904.2418 | 1882.9738 | 2244.0297 | 2227.713 | 1994.0207 | 694.5507 | 512.7955 | 672.0809 | 828.5738 | 901.3425 | -612.0626
Midlands & N Wales | 202.0396 | 566.4097 | 962.11 | 718.8086 | 487.8588 | 922.6179 | 944.6732 | 1169.4547 | 933.9285 | 1178.0675 | 272.8444 | 260.2792 | 197.9832 | 232.7949 | -61.5983 | -121.7347 | -112.7053 | -104.9807 | -106.0594 | -2448.8469
N England | 757.1133 | 1281.9972 | 2058.779 | 1947.6772 | 1930.0675 | 1909.5659 | 2012.4711 | 2569.5375 | 2457.4141 | 1747.4054 | 1396.3829 | 1541.1413 | 1532.8197 | 1708.6306 | 1142.1333 | 1036.5409 | 1091.1105 | 1125.9182 | 1148.4394 | -710.562
S Scotland | 512.1635 | 457.2597 | 805.7789 | 865.7757 | 695.6531 | 713.2612 | 787.7875 | 914.3075 | 859.4546 | 1018.4217 | 803.7341 | 892.1953 | 965.9746 | 585.212 | 453.3392 | 434.2654 | 485.5097 | 527.051 | 567.6993 | -14434.255
N Scotland | 44.8275 | 24.2229 | 43.6826 | 112.3664 | 144.9657 | 262.9521 | 328.5057 | 316.6783 | 303.1276 | 354.5375 | 291.3399 | 321.2839 | 333.9721 | 366.7306 | 299.0543 | 281.8926 | 300.7211 | 316.2031 | 329.9337 | -10970.3632
Offshore | 445.8881 | 648.6843 | 778.561 | 701.509 | 955.6571 | 1301.6951 | 1453.2167 | 1514.1315 | 1605.5494 | 1822.8962 | 1711.3923 | 1836.2069 | 1929.5128 | 2086.5032 | 1963.5745 | 1961.8317 | 2059.4509 | 2143.278 | 2223.876 | 2318.4204
Total | 2915.6372 | 3877.1689 | 6213.0863 | 5721.9501 | 5585.3291 | 7231.3741 | 7816.1647 | 9319.5776 | 8529.4619 | 9025.5702 | 6358.6676 | 7095.1363 | 7187.9754 | 6973.8921 | 4491.0538 | 4105.5913 | 4496.1677 | 4836.0435 | 5065.2315 | -26857.6692
Offshore South | 240.4739 | 401.9721 | 499.8055 | 499.0354 | 543.9696 | 768.4578 | 853.3438 | 886.1642 | 940.2243 | 1060.0471 | 996.2615 | 1063.397 | 1113.2899 | 1199.1208 | 1131.6319 | 1129.898 | 1183.725 | 1229.564 | 1273.8931 | 1325.9001
Offshore Irish Sea | 198.2961 | 239.6031 | 270.3128 | 255.2583 | 284.0083 | 325.4233 | 337.6949 | 340.1651 | 349.8209 | 381.4766 | 362.0043 | 381.4346 | 395.7408 | 419.9582 | 397.8307 | 396.6814 | 411.8911 | 424.9494 | 437.4322 | 452.0507
Offshore E England | -5.4532e-07 | -6.6341e-07 | -2.425e-07 | -35.55 | 132.0502 | 198.4715 | 245.4329 | 267.2056 | 290.7694 | 344.4097 | 320.6207 | 351.0423 | 374.4999 | 411.8379 | 384.3412 | 384.8269 | 407.5744 | 427.3472 | 446.3943 | 468.61
Offshore Scotland | 7.118 | 7.1091 | 8.4427 | -17.2347 | -4.3709 | 9.3425 | 16.745 | 20.5965 | 24.7348 | 36.9628 | 32.5058 | 40.333 | 45.9823 | 55.5863 | 49.7707 | 50.4253 | 56.2604 | 61.4174 | 66.1563 | 71.8596
Existing | 2955.1173 | 4266.0159 | 6503.9758 | 6094.6003 | 5926.5729 | 7160.2994 | 7344.4595 | 8192.8908 | 7256.9776 | 7140.6547 | 5040.7528 | 5304.865 | 5275.6399 | 4485.8827 | 3404.1801 | 3279.5214 | 3429.8146 | 3591.8053 | 3656.3822 | 3803.8035
New | -39.4801 | -388.847 | -290.8895 | -372.6503 | -341.2438 | 71.0746 | 471.7052 | 1133.8084 | 1283.8698 | 1901.9469 | 1338.1241 | 1813.5047 | 1938.3696 | 2516.8959 | 1118.8249 | 859.8349 | 1101.8575 | 1281.6639 | 1448.2232 | -30620.165
| 2011 | 2012 | 2013 | 2014 | 2015 | 2016 | 2017 | 2018 | 2019 | 2020 | 2021 | 2022 | 2023 | 2024 | 2025 | 2026 | 2027 | 2028 | 2029 | 2030
Demand-weighted Uplift | 7.0923 | 6.2077 | 11.3631 | 8.8095 | 9.5132 | 14.783 | 17.2912 | 16.9297 | 15.4842 | 20.2046 | 11.4317 | 13.3419 | 13.8488 | 17.0164 | 9.2095 | 8.3414 | 9.321 | 9.7244 | 9.999 | 10.4713
Demand-weighted SMP | 46.3424 | 45.2454 | 52.1299 | 58.3646 | 60.6689 | 62.6089 | 61.514 | 60.4892 | 61.1093 | 62.1561 | 63.0618 | 64.38 | 65.7107 | 67.1716 | 67.7512 | 68.4025 | 69.9662 | 71.537 | 73.1253 | 74.8165
DZPZ | 46.2203 | 44.8336 | 50.8513 | 55.9865 | 59.1315 | 62.5768 | 59.9129 | 57.641 | 60.9377 | 62.1549 | 63.0616 | 64.3788 | 65.7105 | 67.1714 | 67.7513 | 68.4042 | 69.9676 | 71.5369 | 73.1251 | 74.8185
DZPY | 46.2203 | 44.8336 | 51.0076 | 55.9865 | 59.1315 | 62.5768 | 59.9129 | 57.641 | 60.9377 | 62.1552 | 63.0618 | 64.3791 | 65.7107 | 67.1716 | 67.7513 | 68.4042 | 69.9677 | 71.537 | 73.1253 | 74.8187
DZPX | 46.2203 | 44.8336 | 51.0076 | 55.9865 | 59.1315 | 62.5768 | 59.9129 | 57.641 | 60.9377 | 62.1552 | 63.0618 | 64.3791 | 65.7107 | 67.1716 | 67.7513 | 68.4042 | 69.9677 | 71.537 | 73.1253 | 74.8187
DZPW | 46.2203 | 44.8336 | 51.0076 | 55.9865 | 59.1315 | 62.5768 | 59.9129 | 57.641 | 60.9377 | 62.1552 | 63.0618 | 64.3791 | 65.7107 | 67.1716 | 67.7513 | 68.4042 | 69.9677 | 71.537 | 73.1253 | 74.8187
DZPO | 46.2203 | 44.8336 | 51.0076 | 55.9865 | 59.1315 | 62.5768 | 59.9129 | 57.641 | 60.9377 | 62.1552 | 63.0618 | 64.3791 | 65.7107 | 67.1716 | 67.7513 | 68.4042 | 69.9677 | 71.537 | 73.1253 | 74.8187
DZPI | 46.2203 | 44.8336 | 51.0076 | 55.9865 | 59.1315 | 62.5768 | 59.9129 | 57.641 | 60.9379 | 62.1552 | 63.0618 | 64.3791 | 65.7107 | 67.1716 | 67.7513 | 68.4042 | 69.9677 | 71.537 | 73.1253 | 74.8187
DZPV | 46.3444 | 45.2353 | 52.0968 | 58.2325 | 60.6707 | 62.6165 | 61.5241 | 60.5125 | 61.1107 | 62.1566 | 63.0628 | 64.3803 | 65.7118 | 67.1716 | 67.7513 | 68.4042 | 69.9677 | 71.537 | 73.1253 | 74.8187
DZPU | 46.3444 | 45.282 | 52.2445 | 58.5438 | 60.7479 | 62.6211 | 61.5241 | 60.5125 | 61.1107 | 62.1566 | 63.0417 | 64.3623 | 65.7118 | 67.1716 | 67.7366 | 68.4025 | 69.9662 | 71.5359 | 73.1244 | 74.8181
DZPR | 46.3351 | 44.8981 | 51.589 | 58.0467 | 59.173 | 62.5844 | 59.9235 | 57.6436 | 60.9379 | 62.1566 | 63.0628 | 64.3803 | 65.7118 | 67.1716 | 67.7513 | 68.4042 | 69.9677 | 71.537 | 73.1253 | 74.8187
DZPQ | 46.3351 | 44.8981 | 51.5858 | 58.0467 | 59.173 | 62.5768 | 59.9131 | 57.6412 | 60.9379 | 62.1566 | 63.0628 | 64.3803 | 65.7118 | 67.1716 | 67.7513 | 68.4042 | 69.9677 | 71.537 | 73.1253 | 74.8187
DZPP | 46.3444 | 45.2353 | 52.0936 | 58.2325 | 60.6707 | 62.6089 | 61.5137 | 60.5101 | 61.1107 | 62.1566 | 63.0628 | 64.3803 | 65.7118 | 67.1716 | 67.7513 | 68.4042 | 69.9677 | 71.537 | 73.1253 | 74.8187
DZPN | 46.3444 | 45.2353 | 52.0968 | 58.2325 | 60.6707 | 62.6165 | 61.5241 | 60.5125 | 61.1107 | 62.1566 | 63.0628 | 64.3803 | 65.7118 | 67.1716 | 67.7513 | 68.4042 | 69.9677 | 71.537 | 73.1253 | 74.8187
DZPM | 46.3444 | 45.2353 | 52.0968 | 58.2325 | 60.6707 | 62.6165 | 61.5241 | 60.5125 | 61.1107 | 62.1566 | 63.0628 | 64.3803 | 65.7118 | 67.1716 | 67.7513 | 68.4042 | 69.9677 | 71.537 | 73.1253 | 74.8187
DZPL | 46.3444 | 45.2353 | 52.0968 | 58.2325 | 60.6707 | 62.6165 | 61.5241 | 60.5125 | 61.1107 | 62.1566 | 63.0635 | 64.3803 | 65.7118 | 67.1716 | 67.7513 | 68.4042 | 69.9677 | 71.537 | 73.1253 | 74.8187
DZPK | 46.3444 | 45.2353 | 52.0936 | 58.2325 | 60.6707 | 62.6089 | 61.5137 | 60.5101 | 61.1107 | 62.1566 | 63.0628 | 64.3803 | 65.7118 | 67.1716 | 67.7513 | 68.4042 | 69.9677 | 71.537 | 73.1253 | 74.8187
DZPJ | 46.3444 | 45.282 | 52.2445 | 58.5438 | 60.7479 | 62.6211 | 61.5241 | 60.5125 | 61.1107 | 62.1566 | 63.0628 | 64.3803 | 65.7118 | 67.1716 | 67.7513 | 68.4042 | 69.9677 | 71.537 | 73.1253 | 74.8187
DZPH | 46.3444 | 45.282 | 52.2445 | 58.5674 | 60.7886 | 62.6211 | 61.5241 | 60.5125 | 61.1107 | 62.1566 | 63.0628 | 64.3803 | 65.7118 | 67.1716 | 67.7513 | 68.4042 | 69.9677 | 71.537 | 73.1253 | 74.8187
DZPG | 46.3444 | 45.282 | 52.2445 | 58.5674 | 60.7886 | 62.6211 | 61.5241 | 60.5125 | 61.1107 | 62.1566 | 63.0628 | 64.3803 | 65.7118 | 67.1716 | 67.7513 | 68.4042 | 69.9677 | 71.537 | 73.1253 | 74.8187
DZPF | 46.3444 | 45.282 | 52.2445 | 58.5674 | 60.7886 | 62.6211 | 61.5241 | 60.5125 | 61.1107 | 62.1566 | 63.0628 | 64.3803 | 65.7118 | 67.1714 | 67.7513 | 68.4042 | 69.9676 | 71.5369 | 73.1251 | 74.8186
DZPE | 46.3444 | 45.282 | 52.2445 | 58.5674 | 60.7886 | 62.6211 | 61.5241 | 60.5125 | 61.1107 | 62.1566 | 63.0628 | 64.3803 | 65.7118 | 67.1714 | 67.7513 | 68.4042 | 69.9676 | 71.5369 | 73.1251 | 74.8186
DZPD | 46.3444 | 45.282 | 52.2445 | 58.5674 | 60.7886 | 62.6211 | 61.5241 | 60.5125 | 61.1107 | 62.1566 | 63.0628 | 64.3803 | 65.7118 | 67.1716 | 67.7513 | 68.4042 | 69.9677 | 71.537 | 73.1253 | 74.8187
DZPC | 46.3444 | 45.282 | 52.2445 | 58.5438 | 60.7479 | 62.6211 | 61.5241 | 60.5125 | 61.1107 | 62.1566 | 63.0628 | 64.3803 | 65.681 | 67.1716 | 67.7435 | 68.4042 | 69.9677 | 71.537 | 73.1253 | 74.8165
DZPB | 46.3444 | 45.282 | 52.2445 | 58.5674 | 60.7886 | 62.6211 | 61.5241 | 60.5125 | 61.1107 | 62.1566 | 63.0628 | 64.3803 | 65.7118 | 67.1716 | 67.7513 | 68.4042 | 69.9677 | 71.537 | 73.1253 | 74.8187
DZPA | 46.6623 | 45.9788 | 52.9794 | 59.5615 | 60.8379 | 62.6211 | 61.5241 | 60.5125 | 61.1107 | 62.1566 | 63.0628 | 64.3803 | 65.7118 | 67.1716 | 67.7513 | 68.4042 | 69.9677 | 71.537 | 73.1253 | 74.8187
Demand (TWh) | 305.7161 | 313.2737 | 313.3105 | 313.127 | 312.6806 | 311.7379 | 312.096 | 311.3184 | 311.8959 | 312.9051 | 313.2128 | 314.938 | 315.968 | 317.117 | 317.6784 | 319.2813 | 321.1562 | 324.1308 | 326.3702 | 329.49
DZPZ | 2.4945 | 2.5562 | 2.5565 | 2.555 | 2.5513 | 2.5436 | 2.5466 | 2.5402 | 2.5449 | 2.5532 | 2.5557 | 2.5698 | 2.5782 | 2.5875 | 2.5921 | 2.6052 | 2.6205 | 2.6448 | 2.663 | 2.6885
DZPY | 2.7837 | 2.8525 | 2.8528 | 2.8511 | 2.8471 | 2.8385 | 2.8418 | 2.8347 | 2.8399 | 2.8491 | 2.8519 | 2.8676 | 2.877 | 2.8875 | 2.8926 | 2.9072 | 2.9243 | 2.9513 | 2.9717 | 3.0001
DZPX | 2.2233 | 2.2783 | 2.2786 | 2.2772 | 2.274 | 2.2671 | 2.2697 | 2.2641 | 2.2683 | 2.2756 | 2.2778 | 2.2904 | 2.2979 | 2.3062 | 2.3103 | 2.322 | 2.3356 | 2.3572 | 2.3735 | 2.3962
DZPW | 0.64083 | 0.65667 | 0.65675 | 0.65636 | 0.65543 | 0.65345 | 0.6542 | 0.65257 | 0.65378 | 0.6559 | 0.65654 | 0.66016 | 0.66232 | 0.66473 | 0.66591 | 0.66927 | 0.6732 | 0.67943 | 0.68412 | 0.69066
DZPO | 5.5383 | 5.6752 | 5.6759 | 5.6726 | 5.6645 | 5.6474 | 5.6539 | 5.6398 | 5.6503 | 5.6685 | 5.6741 | 5.7054 | 5.724 | 5.7448 | 5.755 | 5.7841 | 5.818 | 5.8719 | 5.9125 | 5.969
DZPI | 13.4506 | 13.7831 | 13.7847 | 13.7766 | 13.757 | 13.7155 | 13.7313 | 13.6971 | 13.7225 | 13.7669 | 13.7804 | 13.8563 | 13.9016 | 13.9522 | 13.9769 | 14.0474 | 14.1299 | 14.2608 | 14.3593 | 14.4966
DZPV | 2.435 | 2.4952 | 2.4955 | 2.4941 | 2.4905 | 2.483 | 2.4859 | 2.4797 | 2.4843 | 2.4923 | 2.4948 | 2.5085 | 2.5167 | 2.5258 | 2.5303 | 2.5431 | 2.558 | 2.5817 | 2.5996 | 2.6244
DZPU | 3.1918 | 3.2707 | 3.271 | 3.2691 | 3.2645 | 3.2546 | 3.2584 | 3.2503 | 3.2563 | 3.2668 | 3.27 | 3.288 | 3.2988 | 3.3108 | 3.3167 | 3.3334 | 3.353 | 3.384 | 3.4074 | 3.44
DZPR | 4.2044 | 4.3083 | 4.3088 | 4.3063 | 4.3002 | 4.2872 | 4.2921 | 4.2814 | 4.2894 | 4.3032 | 4.3075 | 4.3312 | 4.3454 | 4.3612 | 4.3689 | 4.3909 | 4.4167 | 4.4576 | 4.4884 | 4.5313
DZPQ | 14.4639 | 14.8214 | 14.8232 | 14.8145 | 14.7934 | 14.7488 | 14.7657 | 14.7289 | 14.7562 | 14.804 | 14.8185 | 14.9002 | 14.9489 | 15.0032 | 15.0298 | 15.1056 | 15.1943 | 15.3351 | 15.441 | 15.5886
DZPP | 24.8684 | 25.4832 | 25.4861 | 25.4712 | 25.4349 | 25.3582 | 25.3874 | 25.3241 | 25.3711 | 25.4532 | 25.4782 | 25.6185 | 25.7023 | 25.7958 | 25.8415 | 25.9718 | 26.1244 | 26.3663 | 26.5485 | 26.8023
DZPN | 27.4326 | 28.1107 | 28.114 | 28.0976 | 28.0575 | 27.9729 | 28.005 | 27.9353 | 27.9871 | 28.0776 | 28.1053 | 28.2601 | 28.3525 | 28.4556 | 28.506 | 28.6498 | 28.818 | 29.085 | 29.2859 | 29.5658
DZPM | 3.6359 | 3.7258 | 3.7262 | 3.724 | 3.7187 | 3.7075 | 3.7118 | 3.7025 | 3.7094 | 3.7214 | 3.725 | 3.7456 | 3.7578 | 3.7715 | 3.7781 | 3.7972 | 3.8195 | 3.8549 | 3.8815 | 3.9186
DZPL | 36.1852 | 37.0798 | 37.0841 | 37.0624 | 37.0096 | 36.898 | 36.9404 | 36.8483 | 36.9167 | 37.0361 | 37.0725 | 37.2768 | 37.3987 | 37.5347 | 37.6011 | 37.7908 | 38.0127 | 38.3648 | 38.6299 | 38.9992
DZPK | 3.2251 | 3.3048 | 3.3052 | 3.3033 | 3.2986 | 3.2886 | 3.2924 | 3.2842 | 3.2903 | 3.301 | 3.3042 | 3.3224 | 3.3333 | 3.3454 | 3.3513 | 3.3682 | 3.388 | 3.4194 | 3.443 | 3.4759
DZPJ | 23.8826 | 24.473 | 24.4758 | 24.4615 | 24.4266 | 24.353 | 24.381 | 24.3202 | 24.3653 | 24.4442 | 24.4682 | 24.603 | 24.6834 | 24.7732 | 24.8171 | 24.9423 | 25.0888 | 25.3211 | 25.4961 | 25.7398
DZPH | 10.7464 | 11.0121 | 11.0134 | 11.0069 | 10.9913 | 10.9581 | 10.9707 | 10.9434 | 10.9637 | 10.9991 | 11.01 | 11.0706 | 11.1068 | 11.1472 | 11.1669 | 11.2233 | 11.2892 | 11.3937 | 11.4725 | 11.5821
DZPG | 14.7534 | 15.1182 | 15.1199 | 15.1111 | 15.0895 | 15.044 | 15.0613 | 15.0238 | 15.0517 | 15.1004 | 15.1152 | 15.1985 | 15.2482 | 15.3036 | 15.3307 | 15.4081 | 15.4986 | 15.6421 | 15.7502 | 15.9007
DZPF | 5.4133 | 5.5471 | 5.5478 | 5.5445 | 5.5366 | 5.5199 | 5.5263 | 5.5125 | 5.5227 | 5.5406 | 5.5461 | 5.5766 | 5.5948 | 5.6152 | 5.6251 | 5.6535 | 5.6867 | 5.7394 | 5.779 | 5.8343
DZPE | 8.392 | 8.5995 | 8.6005 | 8.5955 | 8.5832 | 8.5573 | 8.5672 | 8.5458 | 8.5617 | 8.5894 | 8.5978 | 8.6452 | 8.6734 | 8.705 | 8.7204 | 8.7644 | 8.8159 | 8.8975 | 8.959 | 9.0446
DZPD | 3.6716 | 3.7623 | 3.7628 | 3.7606 | 3.7552 | 3.7439 | 3.7482 | 3.7389 | 3.7458 | 3.7579 | 3.7616 | 3.7823 | 3.7947 | 3.8085 | 3.8152 | 3.8345 | 3.857 | 3.8927 | 3.9196 | 3.9571
DZPC | 13.8282 | 14.1701 | 14.1718 | 14.1635 | 14.1433 | 14.1006 | 14.1168 | 14.0817 | 14.1078 | 14.1534 | 14.1673 | 14.2454 | 14.292 | 14.3439 | 14.3693 | 14.4418 | 14.5266 | 14.6612 | 14.7625 | 14.9036
DZPB | 22.5686 | 23.1265 | 23.1292 | 23.1157 | 23.0827 | 23.0131 | 23.0396 | 22.9822 | 23.0248 | 23.0993 | 23.122 | 23.2494 | 23.3254 | 23.4102 | 23.4517 | 23.57 | 23.7084 | 23.928 | 24.0933 | 24.3236
DZPA | 55.6865 | 57.0631 | 57.0698 | 57.0364 | 56.9551 | 56.7834 | 56.8486 | 56.707 | 56.8122 | 56.996 | 57.052 | 57.3663 | 57.5539 | 57.7632 | 57.8655 | 58.1574 | 58.4989 | 59.0408 | 59.4487 | 60.017
DZPZ | 132.9889 | 130.4706 | 159.0496 | 165.5527 | 175.1359 | 196.7758 | 196.6052 | 189.4262 | 194.4887 | 210.2779 | 190.3809 | 199.7236 | 205.1166 | 217.8389 | 199.4912 | 199.9375 | 207.7754 | 214.917 | 221.3628 | 229.3013
DZPY | 148.4045 | 145.5943 | 177.932 | 184.743 | 195.437 | 219.5853 | 219.395 | 211.3839 | 217.0332 | 234.6532 | 212.4499 | 222.8755 | 228.8937 | 243.0906 | 222.6156 | 223.1137 | 231.8602 | 239.8299 | 247.0231 | 255.8817
DZPX | 118.5311 | 116.2865 | 142.1147 | 147.5547 | 156.096 | 175.3833 | 175.2313 | 168.8328 | 173.3449 | 187.4181 | 169.6842 | 178.0112 | 182.8179 | 194.1571 | 177.8036 | 178.2014 | 185.1873 | 191.5527 | 197.2979 | 204.3733
DZPW | 34.1643 | 33.5174 | 40.9619 | 42.5299 | 44.9917 | 50.5509 | 50.5071 | 48.6629 | 49.9634 | 54.0197 | 48.9083 | 51.3084 | 52.6938 | 55.9621 | 51.2485 | 51.3632 | 53.3768 | 55.2115 | 56.8674 | 58.9067
DZPO | 295.2619 | 289.6707 | 354.0091 | 367.56 | 388.8366 | 436.8815 | 436.5028 | 420.564 | 431.8038 | 466.86 | 422.6849 | 443.4274 | 455.4011 | 483.647 | 442.9103 | 443.9014 | 461.3033 | 477.1595 | 491.4709 | 509.0957
DZPI | 717.0854 | 703.5063 | 859.7611 | 892.6715 | 944.3446 | 1061.0285 | 1060.1089 | 1021.3992 | 1048.6996 | 1133.8357 | 1026.5501 | 1076.9262 | 1106.0059 | 1174.6052 | 1075.6704 | 1078.0773 | 1120.3402 | 1158.8495 | 1193.6065 | 1236.4109
DZPV | 130.1205 | 128.3624 | 158.3661 | 167.2073 | 174.7937 | 192.1831 | 195.9233 | 192.0307 | 190.2819 | 205.2689 | 185.8451 | 194.9658 | 200.2297 | 212.6461 | 194.7353 | 195.171 | 202.8221 | 209.7937 | 216.086 | 223.8351
DZPU | 170.5572 | 168.4055 | 208.0636 | 220.187 | 229.3653 | 251.9216 | 256.8091 | 251.7067 | 249.4145 | 269.0589 | 243.53 | 255.4949 | 262.4537 | 278.7286 | 255.2031 | 255.8171 | 265.8469 | 274.9859 | 283.2345 | 293.3928
DZPR | 224.629 | 220.1797 | 271.2492 | 287.9025 | 295.3613 | 331.6884 | 331.4141 | 319.2797 | 327.8022 | 354.4202 | 320.8829 | 336.6308 | 345.7195 | 367.1578 | 336.2327 | 336.9851 | 350.1956 | 362.2328 | 373.0972 | 386.477
DZPQ | 772.7665 | 757.4602 | 933.1005 | 990.4393 | 1016.0991 | 1140.9597 | 1139.9742 | 1098.3483 | 1127.7021 | 1219.273 | 1103.8982 | 1158.074 | 1189.3408 | 1263.0926 | 1156.7047 | 1159.2929 | 1204.7396 | 1246.1499 | 1283.5253 | 1329.5544
DZPP | 1328.8846 | 1310.9298 | 1617.2651 | 1707.6417 | 1785.1193 | 1962.5205 | 2000.6462 | 1961.0956 | 1943.2958 | 2096.3535 | 1897.9842 | 1991.1312 | 2044.8897 | 2171.6947 | 1988.7769 | 1993.2269 | 2071.3657 | 2142.5643 | 2206.8256 | 2285.9655
DZPN | 1465.9059 | 1446.0997 | 1784.113 | 1883.7166 | 1969.1829 | 2165.0876 | 2207.2236 | 2163.3701 | 2143.669 | 2312.5085 | 2093.6853 | 2196.4367 | 2255.7382 | 2395.6181 | 2193.8396 | 2198.7484 | 2284.9441 | 2363.4841 | 2434.3714 | 2521.6713
DZPM | 194.2896 | 191.6645 | 236.4644 | 249.6657 | 260.9934 | 286.9584 | 292.543 | 286.7307 | 284.1196 | 306.4974 | 277.4948 | 291.1133 | 298.9731 | 317.5126 | 290.7691 | 291.4197 | 302.844 | 313.2536 | 322.6489 | 334.2196
DZPL | 1933.6192 | 1907.4936 | 2353.3538 | 2484.737 | 2597.4723 | 2855.8825 | 2911.4624 | 2853.617 | 2827.63 | 3050.3396 | 2761.7258 | 2897.2338 | 2975.4561 | 3159.9662 | 2893.8081 | 2900.2831 | 3013.9805 | 3117.5795 | 3211.0842 | 3326.2382
DZPK | 172.3397 | 170.0112 | 209.739 | 221.4597 | 231.5076 | 254.5143 | 259.4587 | 254.3295 | 252.0211 | 271.8708 | 246.1448 | 258.2248 | 265.1966 | 281.6416 | 257.9194 | 258.4965 | 268.6302 | 277.8637 | 286.1976 | 296.4611
DZPJ | 1276.2059 | 1260.1055 | 1556.8497 | 1647.5644 | 1716.2412 | 1885.0203 | 1921.5912 | 1883.4127 | 1866.2611 | 2013.2514 | 1822.7457 | 1912.2002 | 1963.8276 | 2085.6059 | 1909.9392 | 1914.2128 | 1989.2541 | 2057.6303 | 2119.3442 | 2195.3469
DZPH | 574.2543 | 567.0095 | 700.5355 | 741.6138 | 772.7042 | 848.2024 | 864.6582 | 847.479 | 839.7613 | 905.9025 | 820.1807 | 860.4325 | 883.6633 | 938.4599 | 859.4152 | 861.3382 | 895.1045 | 925.8717 | 953.6411 | 987.84
DZPG | 788.3751 | 778.4291 | 961.7426 | 1018.1376 | 1060.8206 | 1164.4697 | 1187.0613 | 1163.4766 | 1152.8812 | 1243.6843 | 1125.9996 | 1181.26 | 1213.1528 | 1288.3813 | 1179.8633 | 1182.5033 | 1228.86 | 1271.0994 | 1309.2231 | 1356.1737
DZPF | 289.2699 | 285.6205 | 352.8818 | 373.5742 | 389.2354 | 427.2662 | 435.5555 | 426.9018 | 423.0142 | 456.3316 | 413.1508 | 433.4269 | 445.129 | 472.7305 | 432.9144 | 433.883 | 450.8917 | 466.3898 | 480.3779 | 497.6054
DZPE | 448.4422 | 442.7847 | 547.0568 | 579.1353 | 603.4142 | 662.3717 | 675.2222 | 661.8068 | 655.7799 | 707.4304 | 640.4892 | 671.9224 | 690.0636 | 732.853 | 671.1279 | 672.6293 | 698.9973 | 723.0233 | 744.7084 | 771.4154
DZPD | 196.1968 | 193.7216 | 239.3414 | 253.376 | 263.9982 | 289.7926 | 295.4148 | 289.5454 | 286.9086 | 309.5061 | 280.2188 | 293.971 | 301.908 | 320.6295 | 293.6234 | 294.2804 | 305.8169 | 316.3287 | 325.8162 | 337.5004
DZPC | 738.9359 | 729.6136 | 901.4315 | 953.9562 | 993.7207 | 1091.4455 | 1112.6204 | 1090.5147 | 1080.5837 | 1165.6926 | 1055.3879 | 1107.1829 | 1136.6366 | 1207.5866 | 1105.7626 | 1108.3483 | 1151.7979 | 1191.3884 | 1227.1214 | 1271.0944
DZPB | 1205.9907 | 1190.7761 | 1471.1938 | 1557.4623 | 1622.7553 | 1781.309 | 1815.8677 | 1779.7898 | 1763.5818 | 1902.4849 | 1722.4606 | 1806.9934 | 1855.7804 | 1970.8586 | 1804.8568 | 1808.8953 | 1879.8079 | 1944.4222 | 2002.7407 | 2074.5618
DZPA | 2993.4084 | 2977.9289 | 3672.0167 | 3899.638 | 4006.8535 | 4395.2643 | 4480.5358 | 4391.5158 | 4351.5236 | 4694.2581 | 4250.0598 | 4458.639 | 4579.0176 | 4862.9657 | 4453.3671 | 4463.3317 | 4638.304 | 4797.7355 | 4941.6326 | 5118.8465
Total | 16350.6277 | 16145.642 | 19908.5927 | 21038.0264 | 21894.4802 | 24127.0633 | 24522.3322 | 23975.22 | 23881.5654 | 25771.1972 | 23332.5426 | 24477.6057 | 25138.1051 | 26697.4301 | 24448.5985 | 24503.4575 | 25464.0463 | 26339.3168 | 27129.305 | 28102.169
Unconstrained total | 16335.8511 | 16118.8994 | 19893.0087 | 21034.037 | 21944.573 | 24125.9636 | 24594.7825 | 24101.9336 | 23889.2108 | 25771.0805 | 23332.3099 | 24477.6136 | 25138.2503 | 26697.4338 | 24448.7458 | 24502.9061 | 25463.5836 | 26339.3235 | 27129.299 | 28101.4708
Difference | 14.7766 | 26.7425 | 15.584 | 3.9894 | -50.0928 | 1.0997 | -72.4503 | -126.7136 | -7.6454 | 0.11671 | 0.23274 | -0.0079806 | -0.14518 | -0.0037384 | -0.14731 | 0.55145 | 0.46276 | -0.0066323 | 0.0060404 | 0.69815
Generator Residual Zonal Tariff (£/kW)
Generation - Wider Tariffs in Y+1
Zone No. | Zone Name | 2011 | 2012 | 2013 | 2014 | 2015 | 2016 | 2017 | 2018 | 2019 | 2020 | 2021 | 2022 | 2023 | 2024 | 2025 | 2026 | 2027 | 2028 | 2029 | 2030
1 | North Scotland | 0 | 2.0022 | 2.6716 | 2.9973 | 3.4999 | 2.422 | 2.4201 | 3.1411 | 2.9768 | 2.7762 | 2.5495 | 2.4171 | 2.3736 | 2.7739 | 2.0409 | 2.0582 | 2.0153 | 2.064 | 2.1297 | 2.1645
2 | Peterhead | 0 | 2.0022 | 2.6716 | 2.9973 | 3.4999 | 2.422 | 2.4201 | 3.1411 | 2.9768 | 2.7762 | 2.5495 | 2.4171 | 2.3736 | 2.7739 | 2.0409 | 2.0582 | 2.0153 | 2.064 | 2.1297 | 2.1645
3 | Western Highland & Skye | 0 | 2.0022 | 2.6716 | 2.9973 | 3.4999 | 2.422 | 2.4201 | 3.1411 | 2.9768 | 2.7762 | 2.5495 | 2.4171 | 2.3736 | 2.7739 | 2.0409 | 2.0582 | 2.0153 | 2.064 | 2.1297 | 2.1645
4 | Central Highlands | 0 | 2.0022 | 2.6716 | 2.9973 | 3.4999 | 2.422 | 2.4201 | 3.1411 | 2.9768 | 2.7762 | 2.5495 | 2.4171 | 2.3736 | 2.7739 | 2.0409 | 2.0582 | 2.0153 | 2.064 | 2.1297 | 2.1645
5 | Argyll | 0 | 2.0022 | 2.6716 | 2.9973 | 3.4999 | 2.422 | 2.4201 | 3.1411 | 2.9768 | 2.7762 | 2.5495 | 2.4171 | 2.3736 | 2.7739 | 2.0409 | 2.0582 | 2.0153 | 2.064 | 2.1297 | 2.1645
6 | Stirlingshire | 0 | 2.0022 | 2.6716 | 2.9973 | 3.4999 | 2.422 | 2.4201 | 3.1411 | 2.9768 | 2.7762 | 2.5495 | 2.4171 | 2.3736 | 2.7739 | 2.0409 | 2.0582 | 2.0153 | 2.064 | 2.1297 | 2.1645
7 | South Scotland | 0 | 2.0022 | 2.6716 | 2.9973 | 3.4999 | 2.422 | 2.4201 | 3.1411 | 2.9768 | 2.7762 | 2.5495 | 2.4171 | 2.3736 | 2.7739 | 2.0409 | 2.0582 | 2.0153 | 2.064 | 2.1297 | 2.1645
8 | Auchencrosh | 0 | 2.0022 | 2.6716 | 2.9973 | 3.4999 | 2.422 | 2.4201 | 3.1411 | 2.9768 | 2.7762 | 2.5495 | 2.4171 | 2.3736 | 2.7739 | 2.0409 | 2.0582 | 2.0153 | 2.064 | 2.1297 | 2.1645
9 | Humber & Lancashire | 0 | 2.0022 | 2.6716 | 2.9973 | 3.4999 | 2.422 | 2.4201 | 3.1411 | 2.9768 | 2.7762 | 2.5495 | 2.4171 | 2.3736 | 2.7739 | 2.0409 | 2.0582 | 2.0153 | 2.064 | 2.1297 | 2.1645
10 | North East England | 0 | 2.0022 | 2.6716 | 2.9973 | 3.4999 | 2.422 | 2.4201 | 3.1411 | 2.9768 | 2.7762 | 2.5495 | 2.4171 | 2.3736 | 2.7739 | 2.0409 | 2.0582 | 2.0153 | 2.064 | 2.1297 | 2.1645
11 | Anglesey | 0 | 2.0022 | 2.6716 | 2.9973 | 3.4999 | 2.422 | 2.4201 | 3.1411 | 2.9768 | 2.7762 | 2.5495 | 2.4171 | 2.3736 | 2.7739 | 2.0409 | 2.0582 | 2.0153 | 2.064 | 2.1297 | 2.1645
12 | Dinorwig | 0 | 2.0022 | 2.6716 | 2.9973 | 3.4999 | 2.422 | 2.4201 | 3.1411 | 2.9768 | 2.7762 | 2.5495 | 2.4171 | 2.3736 | 2.7739 | 2.0409 | 2.0582 | 2.0153 | 2.064 | 2.1297 | 2.1645
13 | South Yorks & North Wales | 0 | 2.0022 | 2.6716 | 2.9973 | 3.4999 | 2.422 | 2.4201 | 3.1411 | 2.9768 | 2.7762 | 2.5495 | 2.4171 | 2.3736 | 2.7739 | 2.0409 | 2.0582 | 2.0153 | 2.064 | 2.1297 | 2.1645
14 | Midlands | 0 | 2.0022 | 2.6716 | 2.9973 | 3.4999 | 2.422 | 2.4201 | 3.1411 | 2.9768 | 2.7762 | 2.5495 | 2.4171 | 2.3736 | 2.7739 | 2.0409 | 2.0582 | 2.0153 | 2.064 | 2.1297 | 2.1645
15 | South Wales & Gloucester | 0 | 2.0022 | 2.6716 | 2.9973 | 3.4999 | 2.422 | 2.4201 | 3.1411 | 2.9768 | 2.7762 | 2.5495 | 2.4171 | 2.3736 | 2.7739 | 2.0409 | 2.0582 | 2.0153 | 2.064 | 2.1297 | 2.1645
16 | Central London | 0 | 2.0022 | 2.6716 | 2.9973 | 3.4999 | 2.422 | 2.4201 | 3.1411 | 2.9768 | 2.7762 | 2.5495 | 2.4171 | 2.3736 | 2.7739 | 2.0409 | 2.0582 | 2.0153 | 2.064 | 2.1297 | 2.1645
17 | South East | 0 | 2.0022 | 2.6716 | 2.9973 | 3.4999 | 2.422 | 2.4201 | 3.1411 | 2.9768 | 2.7762 | 2.5495 | 2.4171 | 2.3736 | 2.7739 | 2.0409 | 2.0582 | 2.0153 | 2.064 | 2.1297 | 2.1645
18 | Oxon & South Coast | 0 | 2.0022 | 2.6716 | 2.9973 | 3.4999 | 2.422 | 2.4201 | 3.1411 | 2.9768 | 2.7762 | 2.5495 | 2.4171 | 2.3736 | 2.7739 | 2.0409 | 2.0582 | 2.0153 | 2.064 | 2.1297 | 2.1645
19 | Wessex | 0 | 2.0022 | 2.6716 | 2.9973 | 3.4999 | 2.422 | 2.4201 | 3.1411 | 2.9768 | 2.7762 | 2.5495 | 2.4171 | 2.3736 | 2.7739 | 2.0409 | 2.0582 | 2.0153 | 2.064 | 2.1297 | 2.1645
20 | Peninsula | 0 | 2.0022 | 2.6716 | 2.9973 | 3.4999 | 2.422 | 2.4201 | 3.1411 | 2.9768 | 2.7762 | 2.5495 | 2.4171 | 2.3736 | 2.7739 | 2.0409 | 2.0582 | 2.0153 | 2.064 | 2.1297 | 2.1645
Generator Residual Zonal Tariff (£/kW)
Generation - Wider Tariffs in Y+5
Zone No. | Zone Name | 2011 | 2012 | 2013 | 2014 | 2015 | 2016 | 2017 | 2018 | 2019 | 2020 | 2021 | 2022 | 2023 | 2024 | 2025 | 2026 | 2027 | 2028 | 2029 | 2030
1 | North Scotland | 0 | 1.9852 | 3.047 | 1.9478 | 3.4109 | 2.3052 | 1.4528 | 0.9917 | 2.868 | 2.1421 | 2.3013 | 1.9676 | 2.466 | 2.1749 | 2.3469 | 2.2583 | 2.0153 | 2.064 | 2.1297 | 2.1645
2 | Peterhead | 0 | 1.9852 | 3.047 | 1.9478 | 3.4109 | 2.3052 | 1.4528 | 0.9917 | 2.868 | 2.1421 | 2.3013 | 1.9676 | 2.466 | 2.1749 | 2.3469 | 2.2583 | 2.0153 | 2.064 | 2.1297 | 2.1645
3 | Western Highland & Skye | 0 | 1.9852 | 3.047 | 1.9478 | 3.4109 | 2.3052 | 1.4528 | 0.9917 | 2.868 | 2.1421 | 2.3013 | 1.9676 | 2.466 | 2.1749 | 2.3469 | 2.2583 | 2.0153 | 2.064 | 2.1297 | 2.1645
4 | Central Highlands | 0 | 1.9852 | 3.047 | 1.9478 | 3.4109 | 2.3052 | 1.4528 | 0.9917 | 2.868 | 2.1421 | 2.3013 | 1.9676 | 2.466 | 2.1749 | 2.3469 | 2.2583 | 2.0153 | 2.064 | 2.1297 | 2.1645
5 | Argyll | 0 | 1.9852 | 3.047 | 1.9478 | 3.4109 | 2.3052 | 1.4528 | 0.9917 | 2.868 | 2.1421 | 2.3013 | 1.9676 | 2.466 | 2.1749 | 2.3469 | 2.2583 | 2.0153 | 2.064 | 2.1297 | 2.1645
6 | Stirlingshire | 0 | 1.9852 | 3.047 | 1.9478 | 3.4109 | 2.3052 | 1.4528 | 0.9917 | 2.868 | 2.1421 | 2.3013 | 1.9676 | 2.466 | 2.1749 | 2.3469 | 2.2583 | 2.0153 | 2.064 | 2.1297 | 2.1645
7 | South Scotland | 0 | 1.9852 | 3.047 | 1.9478 | 3.4109 | 2.3052 | 1.4528 | 0.9917 | 2.868 | 2.1421 | 2.3013 | 1.9676 | 2.466 | 2.1749 | 2.3469 | 2.2583 | 2.0153 | 2.064 | 2.1297 | 2.1645
8 | Auchencrosh | 0 | 1.9852 | 3.047 | 1.9478 | 3.4109 | 2.3052 | 1.4528 | 0.9917 | 2.868 | 2.1421 | 2.3013 | 1.9676 | 2.466 | 2.1749 | 2.3469 | 2.2583 | 2.0153 | 2.064 | 2.1297 | 2.1645
9 | Humber & Lancashire | 0 | 1.9852 | 3.047 | 1.9478 | 3.4109 | 2.3052 | 1.4528 | 0.9917 | 2.868 | 2.1421 | 2.3013 | 1.9676 | 2.466 | 2.1749 | 2.3469 | 2.2583 | 2.0153 | 2.064 | 2.1297 | 2.1645
10 | North East England | 0 | 1.9852 | 3.047 | 1.9478 | 3.4109 | 2.3052 | 1.4528 | 0.9917 | 2.868 | 2.1421 | 2.3013 | 1.9676 | 2.466 | 2.1749 | 2.3469 | 2.2583 | 2.0153 | 2.064 | 2.1297 | 2.1645
11 | Anglesey | 0 | 1.9852 | 3.047 | 1.9478 | 3.4109 | 2.3052 | 1.4528 | 0.9917 | 2.868 | 2.1421 | 2.3013 | 1.9676 | 2.466 | 2.1749 | 2.3469 | 2.2583 | 2.0153 | 2.064 | 2.1297 | 2.1645
12 | Dinorwig | 0 | 1.9852 | 3.047 | 1.9478 | 3.4109 | 2.3052 | 1.4528 | 0.9917 | 2.868 | 2.1421 | 2.3013 | 1.9676 | 2.466 | 2.1749 | 2.3469 | 2.2583 | 2.0153 | 2.064 | 2.1297 | 2.1645
13 | South Yorks & North Wales | 0 | 1.9852 | 3.047 | 1.9478 | 3.4109 | 2.3052 | 1.4528 | 0.9917 | 2.868 | 2.1421 | 2.3013 | 1.9676 | 2.466 | 2.1749 | 2.3469 | 2.2583 | 2.0153 | 2.064 | 2.1297 | 2.1645
14 | Midlands | 0 | 1.9852 | 3.047 | 1.9478 | 3.4109 | 2.3052 | 1.4528 | 0.9917 | 2.868 | 2.1421 | 2.3013 | 1.9676 | 2.466 | 2.1749 | 2.3469 | 2.2583 | 2.0153 | 2.064 | 2.1297 | 2.1645
15 | South Wales & Gloucester | 0 | 1.9852 | 3.047 | 1.9478 | 3.4109 | 2.3052 | 1.4528 | 0.9917 | 2.868 | 2.1421 | 2.3013 | 1.9676 | 2.466 | 2.1749 | 2.3469 | 2.2583 | 2.0153 | 2.064 | 2.1297 | 2.1645
16 | Central London | 0 | 1.9852 | 3.047 | 1.9478 | 3.4109 | 2.3052 | 1.4528 | 0.9917 | 2.868 | 2.1421 | 2.3013 | 1.9676 | 2.466 | 2.1749 | 2.3469 | 2.2583 | 2.0153 | 2.064 | 2.1297 | 2.1645
17 | South East | 0 | 1.9852 | 3.047 | 1.9478 | 3.4109 | 2.3052 | 1.4528 | 0.9917 | 2.868 | 2.1421 | 2.3013 | 1.9676 | 2.466 | 2.1749 | 2.3469 | 2.2583 | 2.0153 | 2.064 | 2.1297 | 2.1645
18 | Oxon & South Coast | 0 | 1.9852 | 3.047 | 1.9478 | 3.4109 | 2.3052 | 1.4528 | 0.9917 | 2.868 | 2.1421 | 2.3013 | 1.9676 | 2.466 | 2.1749 | 2.3469 | 2.2583 | 2.0153 | 2.064 | 2.1297 | 2.1645
19 | Wessex | 0 | 1.9852 | 3.047 | 1.9478 | 3.4109 | 2.3052 | 1.4528 | 0.9917 | 2.868 | 2.1421 | 2.3013 | 1.9676 | 2.466 | 2.1749 | 2.3469 | 2.2583 | 2.0153 | 2.064 | 2.1297 | 2.1645
20 | Peninsula | 0 | 1.9852 | 3.047 | 1.9478 | 3.4109 | 2.3052 | 1.4528 | 0.9917 | 2.868 | 2.1421 | 2.3013 | 1.9676 | 2.466 | 2.1749 | 2.3469 | 2.2583 | 2.0153 | 2.064 | 2.1297 | 2.1645
Generator YRNS Zonal Tariff (£/kW)
Generation - Wider Tariffs in Y+1
Zone No. | Zone Name | 2011 | 2012 | 2013 | 2014 | 2015 | 2016 | 2017 | 2018 | 2019 | 2020 | 2021 | 2022 | 2023 | 2024 | 2025 | 2026 | 2027 | 2028 | 2029 | 2030
1 | North Scotland | 0 | 0 | 0 | 0 | 0 | 0 | 0 | 0 | 0 | 0 | 0 | 0 | 0 | 0 | 0 | 0 | 0 | 0 | 0 | 0
2 | Peterhead | 0 | 0 | 0 | 0 | 0 | 0 | 0 | 0 | 0 | 0 | 0 | 0 | 0 | 0 | 0 | 0 | 0 | 0 | 0 | 0
3 | Western Highland & Skye | 0 | 0 | 0 | 0 | 0 | 0 | 0 | 0 | 0 | 0 | 0 | 0 | 0 | 0 | 0 | 0 | 0 | 0 | 0 | 0
4 | Central Highlands | 0 | 0 | 0 | 0 | 0 | 0 | 0 | 0 | 0 | 0 | 0 | 0 | 0 | 0 | 0 | 0 | 0 | 0 | 0 | 0
5 | Argyll | 0 | 0 | 0 | 0 | 0 | 0 | 0 | 0 | 0 | 0 | 0 | 0 | 0 | 0 | 0 | 0 | 0 | 0 | 0 | 0
6 | Stirlingshire | 0 | 0 | 0 | 0 | 0 | 0 | 0 | 0 | 0 | 0 | 0 | 0 | 0 | 0 | 0 | 0 | 0 | 0 | 0 | 0
7 | South Scotland | 0 | 0 | 0 | 0 | 0 | 0 | 0 | 0 | 0 | 0 | 0 | 0 | 0 | 0 | 0 | 0 | 0 | 0 | 0 | 0
8 | Auchencrosh | 0 | 0 | 0 | 0 | 0 | 0 | 0 | 0 | 0 | 0 | 0 | 0 | 0 | 0 | 0 | 0 | 0 | 0 | 0 | 0
9 | Humber & Lancashire | 0 | 0 | 0 | 0 | 0 | 0 | 0 | 0 | 0 | 0 | 0 | 0 | 0 | 0 | 0 | 0 | 0 | 0 | 0 | 0
10 | North East England | 0 | 0 | 0 | 0 | 0 | 0 | 0 | 0 | 0 | 0 | 0 | 0 | 0 | 0 | 0 | 0 | 0 | 0 | 0 | 0
11 | Anglesey | 0 | 0 | 0 | 0 | 0 | 0 | 0 | 0 | 0 | 0 | 0 | 0 | 0 | 0 | 0 | 0 | 0 | 0 | 0 | 0
12 | Dinorwig | 0 | 0 | 0 | 0 | 0 | 0 | 0 | 0 | 0 | 0 | 0 | 0 | 0 | 0 | 0 | 0 | 0 | 0 | 0 | 0
13 | South Yorks & North Wales | 0 | 0 | 0 | 0 | 0 | 0 | 0 | 0 | 0 | 0 | 0 | 0 | 0 | 0 | 0 | 0 | 0 | 0 | 0 | 0
14 | Midlands | 0 | 0 | 0 | 0 | 0 | 0 | 0 | 0 | 0 | 0 | 0 | 0 | 0 | 0 | 0 | 0 | 0 | 0 | 0 | 0
15 | South Wales & Gloucester | 0 | 0 | 0 | 0 | 0 | 0 | 0 | 0 | 0 | 0 | 0 | 0 | 0 | 0 | 0 | 0 | 0 | 0 | 0 | 0
16 | Central London | 0 | 0 | 0 | 0 | 0 | 0 | 0 | 0 | 0 | 0 | 0 | 0 | 0 | 0 | 0 | 0 | 0 | 0 | 0 | 0
17 | South East | 0 | 0 | 0 | 0 | 0 | 0 | 0 | 0 | 0 | 0 | 0 | 0 | 0 | 0 | 0 | 0 | 0 | 0 | 0 | 0
18 | Oxon & South Coast | 0 | 0 | 0 | 0 | 0 | 0 | 0 | 0 | 0 | 0 | 0 | 0 | 0 | 0 | 0 | 0 | 0 | 0 | 0 | 0
19 | Wessex | 0 | 0 | 0 | 0 | 0 | 0 | 0 | 0 | 0 | 0 | 0 | 0 | 0 | 0 | 0 | 0 | 0 | 0 | 0 | 0
20 | Peninsula | 0 | 0 | 0 | 0 | 0 | 0 | 0 | 0 | 0 | 0 | 0 | 0 | 0 | 0 | 0 | 0 | 0 | 0 | 0 | 0
Generator YRNS Zonal Tariff (£/kW)
Generation - Wider Tariffs in Y+5
Zone No. | Zone Name | 2011 | 2012 | 2013 | 2014 | 2015 | 2016 | 2017 | 2018 | 2019 | 2020 | 2021 | 2022 | 2023 | 2024 | 2025 | 2026 | 2027 | 2028 | 2029 | 2030
1 | North Scotland | 0 | 0 | 0 | 0 | 0 | 0 | 0 | 0 | 0 | 0 | 0 | 0 | 0 | 0 | 0 | 0 | 0 | 0 | 0 | 0
2 | Peterhead | 0 | 0 | 0 | 0 | 0 | 0 | 0 | 0 | 0 | 0 | 0 | 0 | 0 | 0 | 0 | 0 | 0 | 0 | 0 | 0
3 | Western Highland & Skye | 0 | 0 | 0 | 0 | 0 | 0 | 0 | 0 | 0 | 0 | 0 | 0 | 0 | 0 | 0 | 0 | 0 | 0 | 0 | 0
4 | Central Highlands | 0 | 0 | 0 | 0 | 0 | 0 | 0 | 0 | 0 | 0 | 0 | 0 | 0 | 0 | 0 | 0 | 0 | 0 | 0 | 0
5 | Argyll | 0 | 0 | 0 | 0 | 0 | 0 | 0 | 0 | 0 | 0 | 0 | 0 | 0 | 0 | 0 | 0 | 0 | 0 | 0 | 0
6 | Stirlingshire | 0 | 0 | 0 | 0 | 0 | 0 | 0 | 0 | 0 | 0 | 0 | 0 | 0 | 0 | 0 | 0 | 0 | 0 | 0 | 0
7 | South Scotland | 0 | 0 | 0 | 0 | 0 | 0 | 0 | 0 | 0 | 0 | 0 | 0 | 0 | 0 | 0 | 0 | 0 | 0 | 0 | 0
8 | Auchencrosh | 0 | 0 | 0 | 0 | 0 | 0 | 0 | 0 | 0 | 0 | 0 | 0 | 0 | 0 | 0 | 0 | 0 | 0 | 0 | 0
9 | Humber & Lancashire | 0 | 0 | 0 | 0 | 0 | 0 | 0 | 0 | 0 | 0 | 0 | 0 | 0 | 0 | 0 | 0 | 0 | 0 | 0 | 0
10 | North East England | 0 | 0 | 0 | 0 | 0 | 0 | 0 | 0 | 0 | 0 | 0 | 0 | 0 | 0 | 0 | 0 | 0 | 0 | 0 | 0
11 | Anglesey | 0 | 0 | 0 | 0 | 0 | 0 | 0 | 0 | 0 | 0 | 0 | 0 | 0 | 0 | 0 | 0 | 0 | 0 | 0 | 0
12 | Dinorwig | 0 | 0 | 0 | 0 | 0 | 0 | 0 | 0 | 0 | 0 | 0 | 0 | 0 | 0 | 0 | 0 | 0 | 0 | 0 | 0
13 | South Yorks & North Wales | 0 | 0 | 0 | 0 | 0 | 0 | 0 | 0 | 0 | 0 | 0 | 0 | 0 | 0 | 0 | 0 | 0 | 0 | 0 | 0
14 | Midlands | 0 | 0 | 0 | 0 | 0 | 0 | 0 | 0 | 0 | 0 | 0 | 0 | 0 | 0 | 0 | 0 | 0 | 0 | 0 | 0
15 | South Wales & Gloucester | 0 | 0 | 0 | 0 | 0 | 0 | 0 | 0 | 0 | 0 | 0 | 0 | 0 | 0 | 0 | 0 | 0 | 0 | 0 | 0
16 | Central London | 0 | 0 | 0 | 0 | 0 | 0 | 0 | 0 | 0 | 0 | 0 | 0 | 0 | 0 | 0 | 0 | 0 | 0 | 0 | 0
17 | South East | 0 | 0 | 0 | 0 | 0 | 0 | 0 | 0 | 0 | 0 | 0 | 0 | 0 | 0 | 0 | 0 | 0 | 0 | 0 | 0
18 | Oxon & South Coast | 0 | 0 | 0 | 0 | 0 | 0 | 0 | 0 | 0 | 0 | 0 | 0 | 0 | 0 | 0 | 0 | 0 | 0 | 0 | 0
19 | Wessex | 0 | 0 | 0 | 0 | 0 | 0 | 0 | 0 | 0 | 0 | 0 | 0 | 0 | 0 | 0 | 0 | 0 | 0 | 0 | 0
20 | Peninsula | 0 | 0 | 0 | 0 | 0 | 0 | 0 | 0 | 0 | 0 | 0 | 0 | 0 | 0 | 0 | 0 | 0 | 0 | 0 | 0

## Diversity 3 50%
Planning and build
| 2011 | 2012 | 2013 | 2014 | 2015 | 2016 | 2017 | 2018 | 2019 | 2020 | 2021 | 2022 | 2023 | 2024 | 2025 | 2026 | 2027 | 2028 | 2029 | 2030 | 2031
Planning | 4414.9 | 6909.5 | 13032.2738 | 12599.2157 | 32830.1708 | 33124.4869 | 31782.8372 | 35755.8372 | 39105.8372 | 37618.8372 | 8070.7966 | 2115.8372 | 2115.8372 | 20.7966 | 1.5e-05 | 1.7e-05 | 1.9e-05 | 30800 | 30900 | 31200 | 30900
Under construction | 0 | 3852.7 | 6865.9 | 5942.0879 | 10305.8114 | 9585.4915 | 7293.4052 | 7525.8372 | 11595.8372 | 17125.8372 | 19738.8372 | 16208.8372 | 14443.7966 | 10868.8372 | 2965.8372 | 20.7966 | 0 | 0 | 300 | 300 | 300
Operational | 0 | 4488.5689 | 5654.2423 | 12442.801 | 15489.4741 | 20851.9125 | 26117.4822 | 28011.7891 | 31009.9467 | 33182.5111 | 40246.8557 | 44254.1637 | 46528.291 | 50697.7639 | 59136.0765 | 62597.5974 | 63322.3317 | 63967.7822 | 64792.2358 | 65406.9378 | 66188.3274
(includes new embedded of) | 0 | 305.9721 | 621.6691 | 953.0429 | 1316.8835 | 1700.2794 | 2118.2272 | 2531.29 | 2973.6704 | 3436.1868 | 3888.8054 | 4336.6587 | 4794.732 | 5264.5437 | 5745.2733 | 6226.1101 | 6707.0553 | 7188.11 | 7669.2752 | 8150.552 | 8631.9416
| 2011 | 2012 | 2013 | 2014 | 2015 | 2016 | 2017 | 2018 | 2019 | 2020 | 2021 | 2022 | 2023 | 2024 | 2025 | 2026 | 2027 | 2028 | 2029 | 2030 | 2031
Cumulative new build | 0 | 4488.5689 | 5654.2423 | 12442.801 | 15489.4741 | 20851.9125 | 26117.4822 | 28011.7891 | 31009.9467 | 33182.5111 | 40246.8557 | 44254.1637 | 46528.291 | 50697.7639 | 59136.0765 | 62597.5974 | 63322.3317 | 63967.7822 | 64792.2358 | 65406.9378 | 66188.3274
Cumulative retirements | 0 | -551 | -9022 | -11191.0001 | -14036.0001 | -17069.5 | -23424 | -23939 | -25685 | -28995 | -30565 | -35467 | -37934 | -44053 | -46276 | -47895 | -49725 | -49725 | -49725 | -49725 | -53355
Cumulative net | 3937.2689 | -3368.0577 | 1251.501 | 1453.1742 | 3782.1125 | 2693.1822 | 4072.4891 | 5324.6468 | 4187.2111 | 9681.5558 | 8786.8637 | 8593.9911 | 6644.464 | 12859.7766 | 14702.2974 | 13597.0317 | 14242.4823 | 15066.9358 | 15681.6379 | 12833.0275 | 12833.0275
Capacity margins (note: includes interconnectors, but excludes embedded)
| 2011 | 2012 | 2013 | 2014 | 2015 | 2016 | 2017 | 2018 | 2019 | 2020 | 2021 | 2022 | 2023 | 2024 | 2025 | 2026 | 2027 | 2028 | 2029 | 2030 | 2031
Peak demand (GW) | 56.308 | 57.7 | 57.7068 | 57.673 | 57.5908 | 57.4171 | 57.4831 | 57.3399 | 57.4462 | 57.6321 | 57.6888 | 58.0065 | 58.1962 | 58.4079 | 58.5113 | 58.8065 | 59.1518 | 59.6997 | 60.1122 | 60.6868 | 60.7965
Total capacity (GW) | 84.825 | 88.9563 | 81.3353 | 85.6235 | 85.4613 | 87.4068 | 86.9 | 88.8662 | 89.676 | 89.076 | 94.1178 | 93.7752 | 93.1243 | 90.7049 | 97.4395 | 98.8012 | 97.215 | 97.3794 | 97.7227 | 97.8561 | 94.5261
De-rated capacity (GW) | 70.4418 | 72.227 | 64.7306 | 66.7111 | 65.3067 | 65.0361 | 60.8114 | 60.5701 | 61.1821 | 59.7121 | 64.1434 | 62.913 | 62.2176 | 60.0179 | 65.1381 | 66.2656 | 64.6552 | 64.6799 | 64.7313 | 64.7514 | 61.7544
Capacity margin | 50.64% | 54.17% | 40.95% | 48.46% | 48.39% | 52.23% | 51.17% | 54.98% | 56.1% | 54.56% | 63.15% | 61.66% | 60.02% | 55.3% | 66.53% | 68.01% | 64.35% | 63.12% | 62.57% | 61.25% | 55.48%
De-rated capacity margin | 25.1% | 25.18% | 12.17% | 15.67% | 13.4% | 13.27% | 5.79% | 5.634% | 6.503% | 3.609% | 11.19% | 8.458% | 6.91% | 2.757% | 11.33% | 12.68% | 9.304% | 8.342% | 7.684% | 6.698% | 1.576%
De-rated capacity (inc planning) | 70.4418 | 72.227 | 64.7306 | 66.7111 | 65.3067 | 65.0361 | 60.8114 | 60.5701 | 61.1821 | 59.7121 | 64.1434 | 62.913 | 62.2176 | 60.0179 | 65.1381 | 66.2656 | 64.6552 | 64.6799 | 64.7313 | 64.7514 | 61.6189
De-rated capacity margin (inc planning) | 25.1% | 25.18% | 12.17% | 15.67% | 13.4% | 13.27% | 5.79% | 5.634% | 6.503% | 3.609% | 11.19% | 8.458% | 6.91% | 2.757% | 11.33% | 12.68% | 9.304% | 8.342% | 7.684% | 6.698% | 1.353%
Annual demand (TWh) | 306.1776 | 313.7467 | 313.7835 | 313.5998 | 313.1527 | 312.2085 | 312.5671 | 311.7885 | 312.3668 | 313.3775 | 313.6857 | 315.4135 | 316.445 | 317.5958 | 318.158 | 319.7634 | 321.6411 | 324.6202 | 326.8629 | 329.9875 | 330.5841
Annual supply | 515.9905 | 536.4125 | 498.08 | 522.6978 | 522.6532 | 448.6083 | 448.9125 | 452.5962 | 460.9337 | 442.8171 | 484.6607 | 484.4991 | 485.0345 | 485.9233 | 529.8268 | 538.9103 | 526.6812 | 527.0598 | 527.8503 | 528.1575 | 504.8209
Energy margin | 68.53% | 70.97% | 58.73% | 66.68% | 66.9% | 43.69% | 43.62% | 45.16% | 47.56% | 41.3% | 54.51% | 53.61% | 53.28% | 53% | 66.53% | 68.53% | 63.75% | 62.36% | 61.49% | 60.05% | 52.71%
Capacity margins - alternative basis (including embedded generation)
| 2011 | 2012 | 2013 | 2014 | 2015 | 2016 | 2017 | 2018 | 2019 | 2020 | 2021 | 2022 | 2023 | 2024 | 2025 | 2026 | 2027 | 2028 | 2029 | 2030 | 2031
Peak demand (GW) | 62.8149 | 64.4683 | 64.7512 | 65.0016 | 65.2229 | 65.3666 | 65.7729 | 65.9661 | 66.4236 | 66.9697 | 67.3837 | 68.0621 | 68.6155 | 69.1945 | 69.6685 | 70.3345 | 71.0507 | 71.9695 | 72.753 | 73.6988 | 74.1798
Total capacity (GW) | 93.4835 | 97.9208 | 90.6155 | 95.235 | 95.4367 | 97.7656 | 97.6767 | 100.056 | 101.3082 | 101.1707 | 106.6651 | 106.7704 | 106.5775 | 104.628 | 111.8433 | 113.6858 | 112.5805 | 113.226 | 114.0505 | 114.6652 | 111.8165
De-rated capacity (GW) | 76.9487 | 78.9953 | 71.775 | 74.0397 | 72.9389 | 72.9856 | 69.1013 | 69.1964 | 70.1594 | 69.0497 | 73.8383 | 72.9685 | 72.6369 | 70.8045 | 76.2954 | 77.7936 | 76.5541 | 76.9497 | 77.3722 | 77.7634 | 75.1376
Capacity margin | 48.82% | 51.89% | 39.94% | 46.51% | 46.32% | 49.57% | 48.51% | 51.68% | 52.52% | 51.07% | 58.29% | 56.87% | 55.33% | 51.21% | 60.54% | 61.64% | 58.45% | 57.32% | 56.76% | 55.59% | 50.74%
De-rated capacity margin | 22.5% | 22.53% | 10.85% | 13.9% | 11.83% | 11.66% | 5.06% | 4.897% | 5.624% | 3.106% | 9.579% | 7.209% | 5.861% | 2.327% | 9.512% | 10.61% | 7.746% | 6.92% | 6.349% | 5.515% | 1.291%
De-rated capacity (inc planning) | 76.9487 | 78.9953 | 71.775 | 74.0397 | 72.9389 | 72.9856 | 69.1013 | 69.1964 | 70.1594 | 69.0497 | 73.8383 | 72.9685 | 72.6369 | 70.8045 | 76.2954 | 77.7936 | 76.5541 | 76.9497 | 77.3722 | 77.7634 | 75.0022
De-rated capacity margin (inc planning) | 22.5% | 22.53% | 10.85% | 13.9% | 11.83% | 11.66% | 5.06% | 4.897% | 5.624% | 3.106% | 9.579% | 7.209% | 5.861% | 2.327% | 9.512% | 10.61% | 7.746% | 6.92% | 6.349% | 5.515% | 1.109%
Annual demand (TWh) | 344.9089 | 354.0067 | 355.6754 | 357.1985 | 358.628 | 359.6752 | 362.1642 | 363.5403 | 366.4108 | 369.8026 | 372.4574 | 376.5223 | 379.9271 | 383.4927 | 386.5083 | 390.5679 | 394.9006 | 400.3354 | 405.0347 | 410.6166 | 413.6712
Chart mappings
Plant type | Chart mapping
CHP | Gas
AGT | OCGT
Oil | Oil
Hydro | Other renewable
PS | PS
Nuclear | Nuclear
CCGT | Gas
OCGT | OCGT
Coal | Coal
Coal + CCS | CCS
CCGT + CCS | CCS
Onshore wind (unclassified) | Onshore wind
Offshore wind (unclassified) | Offshore wind
Onshore wind | Onshore wind
Onshore wind (Medium) | Onshore wind
Onshore wind (Low) | Onshore wind
Offshore wind | Offshore wind
Offshore wind (Low) | Offshore wind
Wave | Other renewable
Tidal Stream | Other renewable
Tidal Range | Other renewable
Sewage gas | Other renewable
Solar | Other renewable
Biomass regular | Other renewable
Biomass energy crop | Other renewable
Biowaste | Other renewable
Biogas | Other renewable
Biodiesel | Other renewable
Biomass ACT | Other renewable
Biomass AD | Other renewable
Biomass regular (CHP) | Other renewable
Biomass energy crop (CHP) | Other renewable
Biowaste (CHP) | Other renewable
Biogas (CHP) | Other renewable
Biodiesel (CHP) | Other renewable
Biomass ACT (CHP) | Other renewable
Biomass AD (CHP) | Other renewable
Landfill gas | Other renewable
Hydro (small scale) | Other renewable
Geopressure | Other renewable
Standard gasification or pyrolysis | Other renewable
Other unspecified | Other renewable
Geothermal | Other renewable
Microgeneration | Other renewable
Other ROC | Other renewable
Non-ROC | Other renewable
Embedded CHP | Gas
Embedded Gas | Gas
Embedded offshore wind | Offshore wind
Embedded onshore wind | Onshore wind
Embedded biomass | Other renewable
Embedded tidal and wave | Other renewable
Embedded hydro | Other renewable
Capacity mix by plant type
| 2011 | 2012 | 2013 | 2014 | 2015 | 2016 | 2017 | 2018 | 2019 | 2020 | 2021 | 2022 | 2023 | 2024 | 2025 | 2026 | 2027 | 2028 | 2029 | 2030 | 2031
CHP | 2101 | 2101 | 1673 | 1673 | 1673 | 2163 | 2163 | 2163 | 2163 | 2163 | 2163 | 2163 | 2163 | 2163 | 2163 | 2163 | 2163 | 2163 | 2163 | 2163 | 2163
AGT | 0 | 0 | 0 | 0 | 0 | 0 | 0 | 0 | 0 | 0 | 0 | 0 | 0 | 0 | 0 | 0 | 0 | 0 | 0 | 0 | 0
Oil | 3263 | 3263 | 875 | 875 | 875 | 3e-06 | 3e-06 | 3e-06 | 3e-06 | 3e-06 | 3e-06 | 3e-06 | 3e-06 | 3e-06 | 3e-06 | 3e-06 | 3e-06 | 3e-06 | 3e-06 | 3e-06 | 3e-06
Hydro | 1072 | 1072 | 1072 | 1072 | 1072 | 1190 | 1190 | 1190 | 1190 | 1190 | 1190 | 1190 | 1190 | 1190 | 1190 | 1190 | 1190 | 1190 | 1190 | 1190 | 1190
PS | 2744 | 2744 | 2744 | 2744 | 2744 | 2744 | 2744 | 2744 | 2744 | 2744 | 2744 | 2744 | 2744 | 2744 | 2744 | 2744 | 2744 | 2744 | 2744 | 2744 | 2744
Nuclear | 10561 | 10561 | 9946 | 9946 | 9456 | 9456 | 9456 | 9456 | 8375 | 7635 | 9305 | 9305 | 10975 | 10310 | 11980 | 14830 | 14830 | 14830 | 14830 | 14830 | 11200
CCGT | 28984 | 31189 | 30385 | 33557 | 34027 | 33627 | 33577 | 33062 | 34797 | 33897 | 37928 | 41458 | 39562 | 37937 | 35714 | 34095 | 32265 | 32265 | 32265 | 32265 | 32265
OCGT | 1198 | 1198 | 1198 | 1130 | 1096 | 802 | 802 | 802 | 802 | 802 | 802 | 802 | 802 | 643 | 643 | 643 | 643 | 643 | 643 | 643 | 943
Coal | 27543 | 26992 | 22756 | 21435 | 19114 | 17649.5 | 12105 | 12105 | 12105 | 12105 | 11304 | 6402 | 5831 | 3831 | 3831 | 3831 | 3831 | 3831 | 3831 | 3831 | 3831
Coal + CCS | 5e-06 | 5e-06 | 5e-06 | 5e-06 | 300 | 1100 | 1100 | 1100 | 1100 | 1100 | 1100 | 1100 | 1100 | 2100 | 5040 | 5040 | 5040 | 5040 | 5040 | 5040 | 5040
CCGT + CCS | 4e-06 | 4e-06 | 4e-06 | 4e-06 | 4e-06 | 4e-06 | 4e-06 | 4e-06 | 4e-06 | 4e-06 | 4e-06 | 4e-06 | 4e-06 | 1000 | 4293 | 4293 | 4293 | 4293 | 4293 | 4293 | 4293
Onshore wind (unclassified) | 0 | 0 | 0 | 0 | 0 | 0 | 0 | 0 | 0 | 0 | 0 | 0 | 0 | 0 | 0 | 0 | 0 | 0 | 0 | 0 | 0
Offshore wind (unclassified) | 0 | 0 | 0 | 0 | 0 | 0 | 0 | 0 | 0 | 0 | 0 | 0 | 0 | 0 | 0 | 0 | 0 | 0 | 0 | 0 | 0
Onshore wind | 2423 | 2602.9968 | 3452.9732 | 4096.1581 | 4941.9907 | 5808.0331 | 8058.655 | 8135.8991 | 8291.6764 | 8331.7243 | 8473.4504 | 8502.9051 | 8648.9591 | 8678.6203 | 8733.2033 | 8863.8873 | 9107.6764 | 9272.0724 | 9615.3607 | 9748.7859 | 9748.7859
Onshore wind (Medium) | 0 | 0 | 0 | 0 | 0 | 0 | 0 | 0 | 0 | 0 | 0 | 0 | 0 | 0 | 0 | 0 | 0 | 0 | 0 | 0 | 0
Onshore wind (Low) | 0 | 0 | 0 | 0 | 0 | 0 | 0 | 0 | 0 | 0 | 0 | 0 | 0 | 0 | 0 | 0 | 0 | 0 | 0 | 0 | 0
Offshore wind | 1391 | 3188.3 | 3188.3 | 5050.3 | 5882.3 | 7680.3 | 9254.3 | 10658.3 | 10658.3 | 10658.3 | 10658.3 | 10658.3 | 10658.3 | 10658.3 | 10658.3 | 10658.3 | 10658.3 | 10658.3 | 10658.3 | 10658.3 | 10658.3
Offshore wind (Low) | 0 | 0 | 0 | 0 | 0 | 0 | 0 | 0 | 0 | 0 | 0 | 0 | 0 | 0 | 0 | 0 | 0 | 0 | 0 | 0 | 0
Wave | 2e-06 | 2e-06 | 2e-06 | 2e-06 | 2e-06 | 2e-06 | 2e-06 | 2e-06 | 2e-06 | 2e-06 | 2e-06 | 2e-06 | 2e-06 | 2e-06 | 2e-06 | 2e-06 | 2e-06 | 2e-06 | 2e-06 | 2e-06 | 2e-06
Tidal Stream | 10 | 10 | 10 | 10 | 10 | 10 | 10 | 10 | 10 | 10 | 10 | 10 | 10 | 10 | 10 | 10 | 10 | 10 | 10 | 10 | 10
Tidal Range | 0 | 0 | 0 | 0 | 0 | 0 | 0 | 0 | 0 | 0 | 0 | 0 | 0 | 0 | 0 | 0 | 0 | 0 | 0 | 0 | 0
Sewage gas | 0 | 0 | 0 | 0 | 0 | 0 | 0 | 0 | 0 | 0 | 0 | 0 | 0 | 0 | 0 | 0 | 0 | 0 | 0 | 0 | 0
Solar | 0 | 0 | 0 | 0 | 0 | 0 | 0 | 0 | 0 | 0 | 0 | 0 | 0 | 0 | 0 | 0 | 0 | 0 | 0 | 0 | 0
Biomass regular | 97 | 97 | 97 | 97 | 332 | 1239 | 1502 | 1502 | 1502 | 1502 | 1502 | 1502 | 1502 | 1502 | 1502 | 1502 | 1502 | 1502 | 1502 | 1502 | 1502
Biomass energy crop | 0 | 0 | 0 | 0 | 0 | 0 | 0 | 0 | 0 | 0 | 0 | 0 | 0 | 0 | 0 | 0 | 0 | 0 | 0 | 0 | 0
Biowaste | 0 | 0 | 0 | 0 | 0 | 0 | 0 | 0 | 0 | 0 | 0 | 0 | 0 | 0 | 0 | 0 | 0 | 0 | 0 | 0 | 0
Biogas | 0 | 0 | 0 | 0 | 0 | 0 | 0 | 0 | 0 | 0 | 0 | 0 | 0 | 0 | 0 | 0 | 0 | 0 | 0 | 0 | 0
Biodiesel | 0 | 0 | 0 | 0 | 0 | 0 | 0 | 0 | 0 | 0 | 0 | 0 | 0 | 0 | 0 | 0 | 0 | 0 | 0 | 0 | 0
Biomass ACT | 0 | 0 | 0 | 0 | 0 | 0 | 0 | 0 | 0 | 0 | 0 | 0 | 0 | 0 | 0 | 0 | 0 | 0 | 0 | 0 | 0
Biomass AD | 0 | 0 | 0 | 0 | 0 | 0 | 0 | 0 | 0 | 0 | 0 | 0 | 0 | 0 | 0 | 0 | 0 | 0 | 0 | 0 | 0
Biomass regular (CHP) | 0 | 0 | 0 | 0 | 0 | 0 | 0 | 0 | 0 | 0 | 0 | 0 | 0 | 0 | 0 | 0 | 0 | 0 | 0 | 0 | 0
Biomass energy crop (CHP) | 0 | 0 | 0 | 0 | 0 | 0 | 0 | 0 | 0 | 0 | 0 | 0 | 0 | 0 | 0 | 0 | 0 | 0 | 0 | 0 | 0
Biowaste (CHP) | 0 | 0 | 0 | 0 | 0 | 0 | 0 | 0 | 0 | 0 | 0 | 0 | 0 | 0 | 0 | 0 | 0 | 0 | 0 | 0 | 0
Biogas (CHP) | 0 | 0 | 0 | 0 | 0 | 0 | 0 | 0 | 0 | 0 | 0 | 0 | 0 | 0 | 0 | 0 | 0 | 0 | 0 | 0 | 0
Biodiesel (CHP) | 0 | 0 | 0 | 0 | 0 | 0 | 0 | 0 | 0 | 0 | 0 | 0 | 0 | 0 | 0 | 0 | 0 | 0 | 0 | 0 | 0
Biomass ACT (CHP) | 0 | 0 | 0 | 0 | 0 | 0 | 0 | 0 | 0 | 0 | 0 | 0 | 0 | 0 | 0 | 0 | 0 | 0 | 0 | 0 | 0
Biomass AD (CHP) | 0 | 0 | 0 | 0 | 0 | 0 | 0 | 0 | 0 | 0 | 0 | 0 | 0 | 0 | 0 | 0 | 0 | 0 | 0 | 0 | 0
Landfill gas | 0 | 0 | 0 | 0 | 0 | 0 | 0 | 0 | 0 | 0 | 0 | 0 | 0 | 0 | 0 | 0 | 0 | 0 | 0 | 0 | 0
Hydro (small scale) | 0 | 0 | 0 | 0 | 0 | 0 | 0 | 0 | 0 | 0 | 0 | 0 | 0 | 0 | 0 | 0 | 0 | 0 | 0 | 0 | 0
Geopressure | 0 | 0 | 0 | 0 | 0 | 0 | 0 | 0 | 0 | 0 | 0 | 0 | 0 | 0 | 0 | 0 | 0 | 0 | 0 | 0 | 0
Standard gasification or pyrolysis | 0 | 0 | 0 | 0 | 0 | 0 | 0 | 0 | 0 | 0 | 0 | 0 | 0 | 0 | 0 | 0 | 0 | 0 | 0 | 0 | 0
Other unspecified | 0 | 0 | 0 | 0 | 0 | 0 | 0 | 0 | 0 | 0 | 0 | 0 | 0 | 0 | 0 | 0 | 0 | 0 | 0 | 0 | 0
Geothermal | 0 | 0 | 0 | 0 | 0 | 0 | 0 | 0 | 0 | 0 | 0 | 0 | 0 | 0 | 0 | 0 | 0 | 0 | 0 | 0 | 0
Microgeneration | 0 | 0 | 0 | 0 | 0 | 0 | 0 | 0 | 0 | 0 | 0 | 0 | 0 | 0 | 0 | 0 | 0 | 0 | 0 | 0 | 0
Other ROC | 0 | 0 | 0 | 0 | 0 | 0 | 0 | 0 | 0 | 0 | 0 | 0 | 0 | 0 | 0 | 0 | 0 | 0 | 0 | 0 | 0
Non-ROC | 0 | 0 | 0 | 0 | 0 | 0 | 0 | 0 | 0 | 0 | 0 | 0 | 0 | 0 | 0 | 0 | 0 | 0 | 0 | 0 | 0
Embedded CHP | 4639.9231 | 4832.2308 | 5024.5385 | 5216.8462 | 5409.1538 | 5601.4615 | 5793.7692 | 5986.0769 | 6178.3846 | 6370.6923 | 6563 | 6763 | 6963 | 7163 | 7363 | 7563 | 7763 | 7963 | 8163 | 8363 | 8563
Embedded Gas | 300 | 300 | 300 | 300 | 300 | 300 | 300 | 300 | 300 | 300 | 300 | 300 | 300 | 300 | 300 | 300 | 300 | 300 | 300 | 300 | 300
Embedded offshore wind | 0 | 0 | 0 | 0 | 0 | 0 | 0 | 0 | 0 | 0 | 0 | 0 | 0 | 0 | 0 | 0 | 0 | 0 | 0 | 0 | 0
Embedded onshore wind | 1569.6523 | 1569.6523 | 1569.6523 | 1569.6523 | 1569.6523 | 1569.6523 | 1569.6523 | 1569.6523 | 1569.6523 | 1569.6523 | 1569.6523 | 1569.6523 | 1569.6523 | 1569.6523 | 1569.6523 | 1569.6523 | 1569.6523 | 1569.6523 | 1569.6523 | 1569.6523 | 1569.6523
Embedded biomass | 1607.2399 | 1690.9043 | 1794.2936 | 1903.3597 | 2028.3926 | 2166.5808 | 2313.221 | 2468.3611 | 2633.3535 | 2803.5623 | 2973.8731 | 3144.2871 | 3314.8052 | 3485.4285 | 3656.1581 | 3826.9949 | 3997.9401 | 4168.9947 | 4340.1599 | 4511.4368 | 4682.8264
Embedded tidal and wave | 0.5 | 20.5 | 30.5 | 50.5 | 87 | 129.9 | 179.9 | 235.515 | 310.5953 | 400.5953 | 480.5953 | 548.0345 | 625.5897 | 714.7782 | 814.7782 | 914.7782 | 1014.7782 | 1114.7782 | 1214.7782 | 1314.7782 | 1414.7782
Embedded hydro | 541.202 | 551.202 | 561.202 | 571.202 | 581.202 | 591.202 | 620.202 | 630.202 | 640.202 | 650.202 | 660.202 | 670.202 | 680.202 | 690.202 | 700.202 | 710.202 | 720.202 | 730.202 | 740.202 | 750.202 | 760.202
Total | 90045.5173 | 93982.7862 | 86677.4596 | 91297.0183 | 91498.6915 | 93827.6298 | 92738.6995 | 94118.0065 | 95370.1641 | 94232.7285 | 99727.0731 | 98832.3811 | 98639.5084 | 96689.9813 | 102905.2939 | 104747.8148 | 103642.5491 | 104287.9996 | 105112.4532 | 105727.1552 | 102878.5448
Biomass co-firing | 1646.1 | 1646.1 | 1393.1 | 1393.1 | 583.1 | 1642.75 | 1157.75 | 1157.75 | 1157.75 | 1157.75 | 2115.5 | 2115.5 | 2115.5 | 1915.5 | 1915.5 | 1915.5 | 1915.5 | 1915.5 | 1915.5 | 1915.5 | 1915.5
Capacity mix by charting type
| 2011 | 2012 | 2013 | 2014 | 2015 | 2016 | 2017 | 2018 | 2019 | 2020 | 2021 | 2022 | 2023 | 2024 | 2025 | 2026 | 2027 | 2028 | 2029 | 2030 | 2031
Gas | 36024.9231 | 38422.2308 | 37382.5385 | 40746.8462 | 41409.1539 | 41691.4616 | 41833.7692 | 41511.077 | 43438.3846 | 42730.6923 | 46954 | 50684 | 48988 | 47563 | 45540 | 44121 | 42491 | 42691 | 42891 | 43091 | 43291
Coal | 27543 | 26992 | 22756 | 21435 | 19114 | 17649.5 | 12105 | 12105 | 12105 | 12105 | 11304 | 6402 | 5831 | 3831 | 3831 | 3831 | 3831 | 3831 | 3831 | 3831 | 3831
Oil | 3263 | 3263 | 875 | 875 | 875 | 3e-06 | 3e-06 | 3e-06 | 3e-06 | 3e-06 | 3e-06 | 3e-06 | 3e-06 | 3e-06 | 3e-06 | 3e-06 | 3e-06 | 3e-06 | 3e-06 | 3e-06 | 3e-06
OCGT | 1198 | 1198 | 1198 | 1130 | 1096 | 802 | 802 | 802 | 802 | 802 | 802 | 802 | 802 | 643 | 643 | 643 | 643 | 643 | 643 | 643 | 943
PS | 2744 | 2744 | 2744 | 2744 | 2744 | 2744 | 2744 | 2744 | 2744 | 2744 | 2744 | 2744 | 2744 | 2744 | 2744 | 2744 | 2744 | 2744 | 2744 | 2744 | 2744
Nuclear | 10561 | 10561 | 9946 | 9946 | 9456 | 9456 | 9456 | 9456 | 8375 | 7635 | 9305 | 9305 | 10975 | 10310 | 11980 | 14830 | 14830 | 14830 | 14830 | 14830 | 11200
CCS | 9e-06 | 9e-06 | 9e-06 | 9e-06 | 300 | 1100 | 1100 | 1100 | 1100 | 1100 | 1100 | 1100 | 1100 | 3100 | 9333 | 9333 | 9333 | 9333 | 9333 | 9333 | 9333
Onshore wind | 3992.6523 | 4172.649 | 5022.6255 | 5665.8103 | 6511.643 | 7377.6854 | 9628.3072 | 9705.5513 | 9861.3287 | 9901.3765 | 10043.1026 | 10072.5573 | 10218.6114 | 10248.2725 | 10302.8556 | 10433.5396 | 10677.3287 | 10841.7246 | 11185.0129 | 11318.4381 | 11318.4381
Offshore wind | 1391 | 3188.3 | 3188.3 | 5050.3 | 5882.3 | 7680.3 | 9254.3 | 10658.3 | 10658.3 | 10658.3 | 10658.3 | 10658.3 | 10658.3 | 10658.3 | 10658.3 | 10658.3 | 10658.3 | 10658.3 | 10658.3 | 10658.3 | 10658.3
Other renewable | 3327.9419 | 3441.6063 | 3564.9956 | 3704.0617 | 4110.5946 | 5326.6829 | 5815.323 | 6036.0781 | 6286.1507 | 6556.3595 | 6816.6704 | 7064.5237 | 7322.597 | 7592.4087 | 7873.1383 | 8153.9751 | 8434.9203 | 8715.9749 | 8997.1401 | 9278.417 | 9559.8066
Total | 90045.5173 | 93982.7862 | 86677.4596 | 91297.0183 | 91498.6915 | 93827.6298 | 92738.6995 | 94118.0065 | 95370.1641 | 94232.7285 | 99727.0731 | 98832.3811 | 98639.5084 | 96689.9813 | 102905.2939 | 104747.8148 | 103642.5491 | 104287.9996 | 105112.4532 | 105727.1552 | 102878.5448
Cumulative new build by plant type
| 2011 | 2012 | 2013 | 2014 | 2015 | 2016 | 2017 | 2018 | 2019 | 2020 | 2021 | 2022 | 2023 | 2024 | 2025 | 2026 | 2027 | 2028 | 2029 | 2030 | 2031
CHP | 0 | 0 | 0 | 0 | 0 | 490 | 490 | 490 | 490 | 490 | 490 | 490 | 490 | 490 | 490 | 490 | 490 | 490 | 490 | 490 | 490
AGT | 0 | 0 | 0 | 0 | 0 | 0 | 0 | 0 | 0 | 0 | 0 | 0 | 0 | 0 | 0 | 0 | 0 | 0 | 0 | 0 | 0
Oil | 0 | 0 | 0 | 0 | 0 | 0 | 0 | 0 | 0 | 0 | 0 | 0 | 0 | 0 | 0 | 0 | 0 | 0 | 0 | 0 | 0
Hydro | 0 | 0 | 0 | 0 | 0 | 118 | 118 | 118 | 118 | 118 | 118 | 118 | 118 | 118 | 118 | 118 | 118 | 118 | 118 | 118 | 118
PS | 0 | 0 | 0 | 0 | 0 | 0 | 0 | 0 | 0 | 0 | 0 | 0 | 0 | 0 | 0 | 0 | 0 | 0 | 0 | 0 | 0
Nuclear | 0 | 0 | 0 | 0 | 0 | 0 | 0 | 0 | 0 | 1670 | 3340 | 3340 | 5010 | 6680 | 8350 | 11200 | 11200 | 11200 | 11200 | 11200 | 11200
CCGT | 0 | 2205 | 2205 | 6157 | 6627 | 6627 | 7387 | 7387 | 9787 | 9787 | 14587 | 18117 | 18117 | 18117 | 18117 | 18117 | 18117 | 18117 | 18117 | 18117 | 18117
OCGT | 0 | 0 | 0 | 0 | 0 | 0 | 0 | 0 | 0 | 0 | 0 | 0 | 0 | 0 | 0 | 0 | 0 | 0 | 0 | 0 | 300
Coal | 0 | 0 | 0 | 0 | 0 | 0 | 0 | 0 | 0 | 0 | 0 | 0 | 0 | 0 | 0 | 0 | 0 | 0 | 0 | 0 | 0
Coal + CCS | 0 | 0 | 0 | 0 | 300 | 1100 | 1100 | 1100 | 1100 | 1100 | 1100 | 1100 | 1100 | 2100 | 5040 | 5040 | 5040 | 5040 | 5040 | 5040 | 5040
CCGT + CCS | 0 | 0 | 0 | 0 | 0 | 0 | 0 | 0 | 0 | 0 | 0 | 0 | 0 | 1000 | 4293 | 4293 | 4293 | 4293 | 4293 | 4293 | 4293
Onshore wind (unclassified) | 0 | 0 | 0 | 0 | 0 | 0 | 0 | 0 | 0 | 0 | 0 | 0 | 0 | 0 | 0 | 0 | 0 | 0 | 0 | 0 | 0
Offshore wind (unclassified) | 0 | 0 | 0 | 0 | 0 | 0 | 0 | 0 | 0 | 0 | 0 | 0 | 0 | 0 | 0 | 0 | 0 | 0 | 0 | 0 | 0
Onshore wind | 0 | 180.2968 | 1030.2732 | 1673.4581 | 2519.2907 | 3385.3331 | 5635.955 | 5713.1991 | 5868.9764 | 5909.0243 | 6050.7503 | 6080.205 | 6226.2591 | 6255.9202 | 6310.5033 | 6441.1873 | 6684.9764 | 6849.3723 | 7192.6607 | 7326.0859 | 7326.0859
Onshore wind (Medium) | 0 | 0 | 0 | 0 | 0 | 0 | 0 | 0 | 0 | 0 | 0 | 0 | 0 | 0 | 0 | 0 | 0 | 0 | 0 | 0 | 0
Onshore wind (Low) | 0 | 0 | 0 | 0 | 0 | 0 | 0 | 0 | 0 | 0 | 0 | 0 | 0 | 0 | 0 | 0 | 0 | 0 | 0 | 0 | 0
Offshore wind | 0 | 1797.3 | 1797.3 | 3659.3 | 4491.3 | 6289.3 | 7863.3 | 9267.3 | 9267.3 | 9267.3 | 9267.3 | 9267.3 | 9267.3 | 9267.3 | 9267.3 | 9267.3 | 9267.3 | 9267.3 | 9267.3 | 9267.3 | 9267.3
Offshore wind (Low) | 0 | 0 | 0 | 0 | 0 | 0 | 0 | 0 | 0 | 0 | 0 | 0 | 0 | 0 | 0 | 0 | 0 | 0 | 0 | 0 | 0
Wave | 0 | 0 | 0 | 0 | 0 | 0 | 0 | 0 | 0 | 0 | 0 | 0 | 0 | 0 | 0 | 0 | 0 | 0 | 0 | 0 | 0
Tidal Stream | 0 | 0 | 0 | 0 | 0 | 0 | 0 | 0 | 0 | 0 | 0 | 0 | 0 | 0 | 0 | 0 | 0 | 0 | 0 | 0 | 0
Tidal Range | 0 | 0 | 0 | 0 | 0 | 0 | 0 | 0 | 0 | 0 | 0 | 0 | 0 | 0 | 0 | 0 | 0 | 0 | 0 | 0 | 0
Sewage gas | 0 | 0 | 0 | 0 | 0 | 0 | 0 | 0 | 0 | 0 | 0 | 0 | 0 | 0 | 0 | 0 | 0 | 0 | 0 | 0 | 0
Solar | 0 | 0 | 0 | 0 | 0 | 0 | 0 | 0 | 0 | 0 | 0 | 0 | 0 | 0 | 0 | 0 | 0 | 0 | 0 | 0 | 0
Biomass regular | 0 | 0 | 0 | 0 | 235 | 1142 | 1405 | 1405 | 1405 | 1405 | 1405 | 1405 | 1405 | 1405 | 1405 | 1405 | 1405 | 1405 | 1405 | 1405 | 1405
Biomass energy crop | 0 | 0 | 0 | 0 | 0 | 0 | 0 | 0 | 0 | 0 | 0 | 0 | 0 | 0 | 0 | 0 | 0 | 0 | 0 | 0 | 0
Biowaste | 0 | 0 | 0 | 0 | 0 | 0 | 0 | 0 | 0 | 0 | 0 | 0 | 0 | 0 | 0 | 0 | 0 | 0 | 0 | 0 | 0
Biogas | 0 | 0 | 0 | 0 | 0 | 0 | 0 | 0 | 0 | 0 | 0 | 0 | 0 | 0 | 0 | 0 | 0 | 0 | 0 | 0 | 0
Biodiesel | 0 | 0 | 0 | 0 | 0 | 0 | 0 | 0 | 0 | 0 | 0 | 0 | 0 | 0 | 0 | 0 | 0 | 0 | 0 | 0 | 0
Biomass ACT | 0 | 0 | 0 | 0 | 0 | 0 | 0 | 0 | 0 | 0 | 0 | 0 | 0 | 0 | 0 | 0 | 0 | 0 | 0 | 0 | 0
Biomass AD | 0 | 0 | 0 | 0 | 0 | 0 | 0 | 0 | 0 | 0 | 0 | 0 | 0 | 0 | 0 | 0 | 0 | 0 | 0 | 0 | 0
Biomass regular (CHP) | 0 | 0 | 0 | 0 | 0 | 0 | 0 | 0 | 0 | 0 | 0 | 0 | 0 | 0 | 0 | 0 | 0 | 0 | 0 | 0 | 0
Biomass energy crop (CHP) | 0 | 0 | 0 | 0 | 0 | 0 | 0 | 0 | 0 | 0 | 0 | 0 | 0 | 0 | 0 | 0 | 0 | 0 | 0 | 0 | 0
Biowaste (CHP) | 0 | 0 | 0 | 0 | 0 | 0 | 0 | 0 | 0 | 0 | 0 | 0 | 0 | 0 | 0 | 0 | 0 | 0 | 0 | 0 | 0
Biogas (CHP) | 0 | 0 | 0 | 0 | 0 | 0 | 0 | 0 | 0 | 0 | 0 | 0 | 0 | 0 | 0 | 0 | 0 | 0 | 0 | 0 | 0
Biodiesel (CHP) | 0 | 0 | 0 | 0 | 0 | 0 | 0 | 0 | 0 | 0 | 0 | 0 | 0 | 0 | 0 | 0 | 0 | 0 | 0 | 0 | 0
Biomass ACT (CHP) | 0 | 0 | 0 | 0 | 0 | 0 | 0 | 0 | 0 | 0 | 0 | 0 | 0 | 0 | 0 | 0 | 0 | 0 | 0 | 0 | 0
Biomass AD (CHP) | 0 | 0 | 0 | 0 | 0 | 0 | 0 | 0 | 0 | 0 | 0 | 0 | 0 | 0 | 0 | 0 | 0 | 0 | 0 | 0 | 0
Landfill gas | 0 | 0 | 0 | 0 | 0 | 0 | 0 | 0 | 0 | 0 | 0 | 0 | 0 | 0 | 0 | 0 | 0 | 0 | 0 | 0 | 0
Hydro (small scale) | 0 | 0 | 0 | 0 | 0 | 0 | 0 | 0 | 0 | 0 | 0 | 0 | 0 | 0 | 0 | 0 | 0 | 0 | 0 | 0 | 0
Geopressure | 0 | 0 | 0 | 0 | 0 | 0 | 0 | 0 | 0 | 0 | 0 | 0 | 0 | 0 | 0 | 0 | 0 | 0 | 0 | 0 | 0
Standard gasification or pyrolysis | 0 | 0 | 0 | 0 | 0 | 0 | 0 | 0 | 0 | 0 | 0 | 0 | 0 | 0 | 0 | 0 | 0 | 0 | 0 | 0 | 0
Other unspecified | 0 | 0 | 0 | 0 | 0 | 0 | 0 | 0 | 0 | 0 | 0 | 0 | 0 | 0 | 0 | 0 | 0 | 0 | 0 | 0 | 0
Geothermal | 0 | 0 | 0 | 0 | 0 | 0 | 0 | 0 | 0 | 0 | 0 | 0 | 0 | 0 | 0 | 0 | 0 | 0 | 0 | 0 | 0
Microgeneration | 0 | 0 | 0 | 0 | 0 | 0 | 0 | 0 | 0 | 0 | 0 | 0 | 0 | 0 | 0 | 0 | 0 | 0 | 0 | 0 | 0
Other ROC | 0 | 0 | 0 | 0 | 0 | 0 | 0 | 0 | 0 | 0 | 0 | 0 | 0 | 0 | 0 | 0 | 0 | 0 | 0 | 0 | 0
Non-ROC | 0 | 0 | 0 | 0 | 0 | 0 | 0 | 0 | 0 | 0 | 0 | 0 | 0 | 0 | 0 | 0 | 0 | 0 | 0 | 0 | 0
Embedded CHP | 0 | 192.3077 | 384.6154 | 576.9231 | 769.2308 | 961.5385 | 1153.8462 | 1346.1538 | 1538.4615 | 1730.7692 | 1923.0769 | 2123.0769 | 2323.0769 | 2523.0769 | 2723.0769 | 2923.0769 | 3123.0769 | 3323.0769 | 3523.0769 | 3723.0769 | 3923.0769
Embedded Gas | 0 | 0 | 0 | 0 | 0 | 0 | 0 | 0 | 0 | 0 | 0 | 0 | 0 | 0 | 0 | 0 | 0 | 0 | 0 | 0 | 0
Embedded offshore wind | 0 | 0 | 0 | 0 | 0 | 0 | 0 | 0 | 0 | 0 | 0 | 0 | 0 | 0 | 0 | 0 | 0 | 0 | 0 | 0 | 0
Embedded onshore wind | 0 | 0 | 0 | 0 | 0 | 0 | 0 | 0 | 0 | 0 | 0 | 0 | 0 | 0 | 0 | 0 | 0 | 0 | 0 | 0 | 0
Embedded biomass | 0 | 83.6644 | 187.0537 | 296.1199 | 421.1527 | 559.341 | 705.9811 | 861.1212 | 1026.1136 | 1196.3224 | 1366.6332 | 1537.0472 | 1707.5653 | 1878.1886 | 2048.9182 | 2219.755 | 2390.7002 | 2561.7549 | 2732.9201 | 2904.1969 | 3075.5865
Embedded tidal and wave | 0 | 20 | 30 | 50 | 86.5 | 129.4 | 179.4 | 235.015 | 310.0953 | 400.0953 | 480.0953 | 547.5345 | 625.0897 | 714.2782 | 814.2782 | 914.2782 | 1014.2782 | 1114.2782 | 1214.2782 | 1314.2782 | 1414.2782
Embedded hydro | 0 | 10 | 20 | 30 | 40 | 50 | 79 | 89 | 99 | 109 | 119 | 129 | 139 | 149 | 159 | 169 | 179 | 189 | 199 | 209 | 219
Total | 0 | 4488.5689 | 5654.2423 | 12442.801 | 15489.4741 | 20851.9125 | 26117.4822 | 28011.7891 | 31009.9467 | 33182.5111 | 40246.8557 | 44254.1637 | 46528.291 | 50697.7639 | 59136.0765 | 62597.5974 | 63322.3317 | 63967.7822 | 64792.2358 | 65406.9378 | 66188.3274
Cumulative new build by chart type
| 2011 | 2012 | 2013 | 2014 | 2015 | 2016 | 2017 | 2018 | 2019 | 2020 | 2021 | 2022 | 2023 | 2024 | 2025 | 2026 | 2027 | 2028 | 2029 | 2030 | 2031
Gas | 0 | 2397.3077 | 2589.6154 | 6733.9231 | 7396.2308 | 8078.5385 | 9030.8461 | 9223.1538 | 11815.4615 | 12007.7692 | 17000.0769 | 20730.0769 | 20930.0769 | 21130.0769 | 21330.0769 | 21530.0769 | 21730.0769 | 21930.0769 | 22130.0769 | 22330.0769 | 22530.0769
Coal | 0 | 0 | 0 | 0 | 0 | 0 | 0 | 0 | 0 | 0 | 0 | 0 | 0 | 0 | 0 | 0 | 0 | 0 | 0 | 0 | 0
Oil | 0 | 0 | 0 | 0 | 0 | 0 | 0 | 0 | 0 | 0 | 0 | 0 | 0 | 0 | 0 | 0 | 0 | 0 | 0 | 0 | 0
OCGT | 0 | 0 | 0 | 0 | 0 | 0 | 0 | 0 | 0 | 0 | 0 | 0 | 0 | 0 | 0 | 0 | 0 | 0 | 0 | 0 | 300
PS | 0 | 0 | 0 | 0 | 0 | 0 | 0 | 0 | 0 | 0 | 0 | 0 | 0 | 0 | 0 | 0 | 0 | 0 | 0 | 0 | 0
Nuclear | 0 | 0 | 0 | 0 | 0 | 0 | 0 | 0 | 0 | 1670 | 3340 | 3340 | 5010 | 6680 | 8350 | 11200 | 11200 | 11200 | 11200 | 11200 | 11200
CCS | 0 | 0 | 0 | 0 | 300 | 1100 | 1100 | 1100 | 1100 | 1100 | 1100 | 1100 | 1100 | 3100 | 9333 | 9333 | 9333 | 9333 | 9333 | 9333 | 9333
Onshore wind | 0 | 180.2968 | 1030.2732 | 1673.4581 | 2519.2907 | 3385.3331 | 5635.955 | 5713.1991 | 5868.9764 | 5909.0243 | 6050.7503 | 6080.205 | 6226.2591 | 6255.9202 | 6310.5033 | 6441.1873 | 6684.9764 | 6849.3723 | 7192.6607 | 7326.0859 | 7326.0859
Offshore wind | 0 | 1797.3 | 1797.3 | 3659.3 | 4491.3 | 6289.3 | 7863.3 | 9267.3 | 9267.3 | 9267.3 | 9267.3 | 9267.3 | 9267.3 | 9267.3 | 9267.3 | 9267.3 | 9267.3 | 9267.3 | 9267.3 | 9267.3 | 9267.3
Other renewable | 0 | 113.6644 | 237.0537 | 376.1199 | 782.6527 | 1998.741 | 2487.3811 | 2708.1362 | 2958.2088 | 3228.4176 | 3488.7285 | 3736.5818 | 3994.6551 | 4264.4668 | 4545.1964 | 4826.0332 | 5106.9784 | 5388.033 | 5669.1982 | 5950.4751 | 6231.8647
Total | 0 | 4488.5689 | 5654.2423 | 12442.801 | 15489.4741 | 20851.9125 | 26117.4822 | 28011.7891 | 31009.9467 | 33182.5111 | 40246.8557 | 44254.1637 | 46528.291 | 50697.7639 | 59136.0765 | 62597.5974 | 63322.3317 | 63967.7822 | 64792.2358 | 65406.9378 | 66188.3274
Generation by plant type (TWh)
| 2011 | 2012 | 2013 | 2014 | 2015 | 2016 | 2017 | 2018 | 2019 | 2020 | 2021 | 2022 | 2023 | 2024 | 2025 | 2026 | 2027 | 2028 | 2029 | 2030 | 2031
CHP | 9.1101 | 6.2528 | 7.0439 | 5.4329 | 5.4039 | 9.5603 | 9.2568 | 9.489 | 9.5768 | 9.7212 | 8.2128 | 7.421 | 6.8298 | 5.7552 | 3.8878 | 3.7811 | 3.7828 | 3.7828 | 3.8024 | 3.8379 | 0
AGT | 0 | 0 | 0 | 0 | 0 | 0 | 0 | 0 | 0 | 0 | 0 | 0 | 0 | 0 | 0 | 0 | 0 | 0 | 0 | 0 | 0
Oil | 0 | 0 | 0 | 0 | 0 | 0 | 0 | 0 | 0 | 0 | 0 | 0 | 0 | 0 | 0 | 0 | 0 | 0 | 0 | 0 | 0
Hydro | 3.0864 | 2.9165 | 2.9165 | 2.9165 | 2.9165 | 3.4262 | 3.4262 | 3.4262 | 3.4262 | 3.4262 | 3.4262 | 3.4262 | 3.4262 | 3.4262 | 3.4259 | 3.4259 | 3.4262 | 3.4262 | 3.4262 | 3.4262 | 0
PS | 0 | 0 | 0 | 0 | 0 | 0 | 0.00052067 | 0.00010802 | 0 | 0 | 0 | 0 | 0 | 0 | 0 | 0 | 0 | 0 | 0 | 0 | 0
Nuclear | 74.2143 | 74.2143 | 69.8925 | 69.8925 | 66.4492 | 66.4492 | 66.4492 | 66.4486 | 58.8525 | 53.6527 | 65.3879 | 65.3881 | 77.1232 | 72.4499 | 84.1845 | 104.212 | 104.212 | 104.212 | 104.212 | 104.2124 | 0
CCGT | 87.0668 | 49.868 | 59.3664 | 60.9908 | 64.9587 | 78.8588 | 79.4881 | 78.2001 | 91.8507 | 95.7173 | 103.1662 | 115.094 | 108.9487 | 104.7223 | 64.7678 | 51.7436 | 52.7474 | 54.6969 | 55.8334 | 57.8475 | 0
OCGT | 0 | 0 | 0 | 0 | 0 | 0 | 1.027e-11 | 1.027e-11 | 0 | 0 | 0 | 0 | 0 | 0 | 0 | 0 | 0 | 0 | 0 | 0 | 0
Coal | 99.7993 | 147.9033 | 138.8526 | 134.7392 | 126.9665 | 79.6444 | 67.4404 | 55.9486 | 49.6358 | 47.6917 | 27.4606 | 19.4429 | 16.6512 | 13.3681 | 13.2789 | 12.792 | 12.7933 | 12.8287 | 12.8238 | 12.8665 | 0
Coal + CCS | 4.493e-11 | 1.6417e-08 | 3.1258e-08 | 3.3878e-08 | 2.0991 | 7.6968 | 7.6968 | 7.6973 | 7.6973 | 7.6973 | 7.6973 | 7.6973 | 7.6973 | 14.6948 | 35.2674 | 35.2663 | 35.2659 | 35.2659 | 35.2658 | 35.2654 | 0
CCGT + CCS | 0 | 0 | 0 | 0 | 0 | 1.7116e-12 | 3.5944e-11 | 2.7988e-08 | 2.7988e-08 | 2.799e-08 | 2.7988e-08 | 2.799e-08 | 2.7988e-08 | 6.9971 | 30.0386 | 29.9602 | 29.9444 | 29.9734 | 29.9705 | 30.0052 | 0
Onshore wind (unclassified) | 0 | 0 | 0 | 0 | 0 | 0 | 0 | 0 | 0 | 0 | 0 | 0 | 0 | 0 | 0 | 0 | 0 | 0 | 0 | 0 | 0
Offshore wind (unclassified) | 0 | 0 | 0 | 0 | 0 | 0 | 0 | 0 | 0 | 0 | 0 | 0 | 0 | 0 | 0 | 0 | 0 | 0 | 0 | 0 | 0
Onshore wind | 5.9962 | 6.4249 | 8.5577 | 10.1524 | 12.272 | 14.5787 | 20.3539 | 20.5405 | 21.0917 | 21.1843 | 21.703 | 21.7711 | 22.2998 | 22.3684 | 22.529 | 22.9878 | 23.5862 | 23.9666 | 24.7609 | 25.0696 | 0
Onshore wind (Medium) | 0 | 0 | 0 | 0 | 0 | 0 | 0 | 0 | 0 | 0 | 0 | 0 | 0 | 0 | 0 | 0 | 0 | 0 | 0 | 0 | 0
Onshore wind (Low) | 0 | 0 | 0 | 0 | 0 | 0 | 0 | 0 | 0 | 0 | 0 | 0 | 0 | 0 | 0 | 0 | 0 | 0 | 0 | 0 | 0
Offshore wind | 4.5922 | 10.5201 | 10.5201 | 16.4101 | 19.1586 | 25.3617 | 30.5548 | 35.1903 | 35.1903 | 35.1903 | 35.1903 | 35.1903 | 35.1903 | 35.1903 | 35.1903 | 35.1903 | 35.1903 | 35.1903 | 35.1903 | 35.1903 | 0
Offshore wind (Low) | 0 | 0 | 0 | 0 | 0 | 0 | 0 | 0 | 0 | 0 | 0 | 0 | 0 | 0 | 0 | 0 | 0 | 0 | 0 | 0 | 0
Wave | 5.2697e-09 | 5.2697e-09 | 5.2697e-09 | 5.2697e-09 | 5.2697e-09 | 5.2697e-09 | 5.2697e-09 | 5.2697e-09 | 5.2697e-09 | 5.2697e-09 | 5.2697e-09 | 5.2697e-09 | 5.2697e-09 | 5.2697e-09 | 5.2697e-09 | 5.2697e-09 | 5.2697e-09 | 5.2697e-09 | 5.2697e-09 | 5.2697e-09 | 0
Tidal Stream | 0.070272 | 0.070272 | 0.070272 | 0.070272 | 0.070272 | 0.070272 | 0.070272 | 0.070272 | 0.070272 | 0.070272 | 0.070272 | 0.070272 | 0.070272 | 0.070272 | 0.070272 | 0.070272 | 0.070272 | 0.070272 | 0.070272 | 0.070272 | 0
Tidal Range | 0 | 0 | 0 | 0 | 0 | 0 | 0 | 0 | 0 | 0 | 0 | 0 | 0 | 0 | 0 | 0 | 0 | 0 | 0 | 0 | 0
Sewage gas | 0 | 0 | 0 | 0 | 0 | 0 | 0 | 0 | 0 | 0 | 0 | 0 | 0 | 0 | 0 | 0 | 0 | 0 | 0 | 0 | 0
Solar | 0 | 0 | 0 | 0 | 0 | 0 | 0 | 0 | 0 | 0 | 0 | 0 | 0 | 0 | 0 | 0 | 0 | 0 | 0 | 0 | 0
Biomass regular | 7.0111 | 7.0663 | 6.5153 | 6.5153 | 6.4027 | 17.7127 | 18.6347 | 18.6347 | 18.3841 | 18.3716 | 24.6636 | 24.5808 | 24.2877 | 23.9229 | 23.8338 | 23.3294 | 23.3481 | 23.3835 | 23.3786 | 23.4213 | 0
Biomass energy crop | 0 | 0 | 0 | 0 | 0 | 0 | 0 | 0 | 0 | 0 | 0 | 0 | 0 | 0 | 0 | 0 | 0 | 0 | 0 | 0 | 0
Biowaste | 0 | 0 | 0 | 0 | 0 | 0 | 0 | 0 | 0 | 0 | 0 | 0 | 0 | 0 | 0 | 0 | 0 | 0 | 0 | 0 | 0
Biogas | 0 | 0 | 0 | 0 | 0 | 0 | 0 | 0 | 0 | 0 | 0 | 0 | 0 | 0 | 0 | 0 | 0 | 0 | 0 | 0 | 0
Biodiesel | 0 | 0 | 0 | 0 | 0 | 0 | 0 | 0 | 0 | 0 | 0 | 0 | 0 | 0 | 0 | 0 | 0 | 0 | 0 | 0 | 0
Biomass ACT | 0 | 0 | 0 | 0 | 0 | 0 | 0 | 0 | 0 | 0 | 0 | 0 | 0 | 0 | 0 | 0 | 0 | 0 | 0 | 0 | 0
Biomass AD | 0 | 0 | 0 | 0 | 0 | 0 | 0 | 0 | 0 | 0 | 0 | 0 | 0 | 0 | 0 | 0 | 0 | 0 | 0 | 0 | 0
Biomass regular (CHP) | 0 | 0 | 0 | 0 | 0 | 0 | 0 | 0 | 0 | 0 | 0 | 0 | 0 | 0 | 0 | 0 | 0 | 0 | 0 | 0 | 0
Biomass energy crop (CHP) | 0 | 0 | 0 | 0 | 0 | 0 | 0 | 0 | 0 | 0 | 0 | 0 | 0 | 0 | 0 | 0 | 0 | 0 | 0 | 0 | 0
Biowaste (CHP) | 0 | 0 | 0 | 0 | 0 | 0 | 0 | 0 | 0 | 0 | 0 | 0 | 0 | 0 | 0 | 0 | 0 | 0 | 0 | 0 | 0
Biogas (CHP) | 0 | 0 | 0 | 0 | 0 | 0 | 0 | 0 | 0 | 0 | 0 | 0 | 0 | 0 | 0 | 0 | 0 | 0 | 0 | 0 | 0
Biodiesel (CHP) | 0 | 0 | 0 | 0 | 0 | 0 | 0 | 0 | 0 | 0 | 0 | 0 | 0 | 0 | 0 | 0 | 0 | 0 | 0 | 0 | 0
Biomass ACT (CHP) | 0 | 0 | 0 | 0 | 0 | 0 | 0 | 0 | 0 | 0 | 0 | 0 | 0 | 0 | 0 | 0 | 0 | 0 | 0 | 0 | 0
Biomass AD (CHP) | 0 | 0 | 0 | 0 | 0 | 0 | 0 | 0 | 0 | 0 | 0 | 0 | 0 | 0 | 0 | 0 | 0 | 0 | 0 | 0 | 0
Landfill gas | 0 | 0 | 0 | 0 | 0 | 0 | 0 | 0 | 0 | 0 | 0 | 0 | 0 | 0 | 0 | 0 | 0 | 0 | 0 | 0 | 0
Hydro (small scale) | 0 | 0 | 0 | 0 | 0 | 0 | 0 | 0 | 0 | 0 | 0 | 0 | 0 | 0 | 0 | 0 | 0 | 0 | 0 | 0 | 0
Geopressure | 0 | 0 | 0 | 0 | 0 | 0 | 0 | 0 | 0 | 0 | 0 | 0 | 0 | 0 | 0 | 0 | 0 | 0 | 0 | 0 | 0
Standard gasification or pyrolysis | 0 | 0 | 0 | 0 | 0 | 0 | 0 | 0 | 0 | 0 | 0 | 0 | 0 | 0 | 0 | 0 | 0 | 0 | 0 | 0 | 0
Other unspecified | 0 | 0 | 0 | 0 | 0 | 0 | 0 | 0 | 0 | 0 | 0 | 0 | 0 | 0 | 0 | 0 | 0 | 0 | 0 | 0 | 0
Geothermal | 0 | 0 | 0 | 0 | 0 | 0 | 0 | 0 | 0 | 0 | 0 | 0 | 0 | 0 | 0 | 0 | 0 | 0 | 0 | 0 | 0
Microgeneration | 0 | 0 | 0 | 0 | 0 | 0 | 0 | 0 | 0 | 0 | 0 | 0 | 0 | 0 | 0 | 0 | 0 | 0 | 0 | 0 | 0
Other ROC | 0 | 0 | 0 | 0 | 0 | 0 | 0 | 0 | 0 | 0 | 0 | 0 | 0 | 0 | 0 | 0 | 0 | 0 | 0 | 0 | 0
Non-ROC | 0 | 0 | 0 | 0 | 0 | 0 | 0 | 0 | 0 | 0 | 0 | 0 | 0 | 0 | 0 | 0 | 0 | 0 | 0 | 0 | 0
Embedded CHP | 20.3368 | 21.1797 | 22.0226 | 22.8654 | 23.7083 | 24.5512 | 25.3941 | 26.237 | 27.0799 | 27.9227 | 28.7656 | 29.6422 | 30.5188 | 31.3954 | 32.272 | 33.1486 | 34.0252 | 34.9018 | 35.7784 | 36.655 | 37.5316
Embedded Gas | 1.8409 | 1.8409 | 1.8409 | 1.8409 | 1.8409 | 1.8409 | 1.8409 | 1.8409 | 1.8409 | 1.8409 | 1.8409 | 1.8409 | 1.8409 | 1.8409 | 1.8409 | 1.8409 | 1.8409 | 1.8409 | 1.8409 | 1.8409 | 1.8409
Embedded offshore wind | 0 | 0 | 0 | 0 | 0 | 0 | 0 | 0 | 0 | 0 | 0 | 0 | 0 | 0 | 0 | 0 | 0 | 0 | 0 | 0 | 0
Embedded onshore wind | 3.7151 | 3.7151 | 3.7151 | 3.7151 | 3.7151 | 3.7151 | 3.7151 | 3.7151 | 3.7151 | 3.7151 | 3.7151 | 3.7151 | 3.7151 | 3.7151 | 3.7151 | 3.7151 | 3.7151 | 3.7151 | 3.7151 | 3.7151 | 3.7151
Embedded biomass | 11.2713 | 11.858 | 12.583 | 13.3479 | 14.2247 | 15.1938 | 16.2222 | 17.3101 | 18.4672 | 19.6608 | 20.8552 | 22.0503 | 23.2461 | 24.4426 | 25.6399 | 26.8379 | 28.0368 | 29.2363 | 30.4367 | 31.6378 | 32.8397
Embedded tidal and wave | 0.0017532 | 0.071881 | 0.10695 | 0.17707 | 0.30506 | 0.45548 | 0.6308 | 0.82581 | 1.0891 | 1.4046 | 1.6852 | 1.9216 | 2.1936 | 2.5063 | 2.8569 | 3.2076 | 3.5582 | 3.9089 | 4.2595 | 4.6101 | 4.9608
Embedded hydro | 1.5656 | 1.5945 | 1.6234 | 1.6524 | 1.6813 | 1.7102 | 1.7941 | 1.823 | 1.852 | 1.8809 | 1.9098 | 1.9387 | 1.9677 | 1.9966 | 2.0255 | 2.0545 | 2.0834 | 2.1123 | 2.1412 | 2.1702 | 2.1991
Total | 329.6781 | 345.4964 | 345.6274 | 350.7188 | 352.1729 | 350.8257 | 352.9688 | 347.3973 | 349.8196 | 349.1478 | 355.7498 | 361.1906 | 366.0064 | 368.8624 | 384.8245 | 393.5635 | 397.6263 | 402.5117 | 406.9057 | 411.8417 | 83.0872
Generation by chart type
| 2011 | 2012 | 2013 | 2014 | 2015 | 2016 | 2017 | 2018 | 2019 | 2020 | 2021 | 2022 | 2023 | 2024 | 2025 | 2026 | 2027 | 2028 | 2029 | 2030 | 2031
Gas | 118.3546 | 79.1413 | 90.2738 | 91.13 | 95.9118 | 114.8111 | 115.9799 | 115.7669 | 130.3482 | 135.2021 | 141.9855 | 153.9981 | 148.1382 | 143.7138 | 102.7685 | 90.5142 | 92.3963 | 95.2224 | 97.255 | 100.1813 | 39.3725
Coal | 99.7993 | 147.9033 | 138.8526 | 134.7392 | 126.9665 | 79.6444 | 67.4404 | 55.9486 | 49.6358 | 47.6917 | 27.4606 | 19.4429 | 16.6512 | 13.3681 | 13.2789 | 12.792 | 12.7933 | 12.8287 | 12.8238 | 12.8665 | 0
Oil | 0 | 0 | 0 | 0 | 0 | 0 | 0 | 0 | 0 | 0 | 0 | 0 | 0 | 0 | 0 | 0 | 0 | 0 | 0 | 0 | 0
OCGT | 0 | 0 | 0 | 0 | 0 | 0 | 1.027e-11 | 1.027e-11 | 0 | 0 | 0 | 0 | 0 | 0 | 0 | 0 | 0 | 0 | 0 | 0 | 0
PS | 0 | 0 | 0 | 0 | 0 | 0 | 0.00052067 | 0.00010802 | 0 | 0 | 0 | 0 | 0 | 0 | 0 | 0 | 0 | 0 | 0 | 0 | 0
Nuclear | 74.2143 | 74.2143 | 69.8925 | 69.8925 | 66.4492 | 66.4492 | 66.4492 | 66.4486 | 58.8525 | 53.6527 | 65.3879 | 65.3881 | 77.1232 | 72.4499 | 84.1845 | 104.212 | 104.212 | 104.212 | 104.212 | 104.2124 | 0
CCS | 4.493e-11 | 1.6417e-08 | 3.1258e-08 | 3.3878e-08 | 2.0991 | 7.6968 | 7.6968 | 7.6973 | 7.6973 | 7.6973 | 7.6973 | 7.6973 | 7.6973 | 21.6919 | 65.306 | 65.2265 | 65.2103 | 65.2393 | 65.2362 | 65.2706 | 0
Onshore wind | 9.7113 | 10.14 | 12.2728 | 13.8675 | 15.9871 | 18.2938 | 24.0689 | 24.2556 | 24.8067 | 24.8994 | 25.4181 | 25.4862 | 26.0149 | 26.0835 | 26.2441 | 26.7029 | 27.3013 | 27.6817 | 28.476 | 28.7847 | 3.7151
Offshore wind | 4.5922 | 10.5201 | 10.5201 | 16.4101 | 19.1586 | 25.3617 | 30.5548 | 35.1903 | 35.1903 | 35.1903 | 35.1903 | 35.1903 | 35.1903 | 35.1903 | 35.1903 | 35.1903 | 35.1903 | 35.1903 | 35.1903 | 35.1903 | 0
Other renewable | 23.0064 | 23.5775 | 23.8156 | 24.6795 | 25.6006 | 38.5687 | 40.7781 | 42.09 | 43.2887 | 44.8144 | 52.6102 | 53.9878 | 55.1914 | 56.3649 | 57.8523 | 58.9256 | 60.5229 | 62.1374 | 63.7125 | 65.3359 | 39.9996
Total | 329.6781 | 345.4964 | 345.6274 | 350.7188 | 352.1729 | 350.8257 | 352.9688 | 347.3973 | 349.8196 | 349.1478 | 355.7498 | 361.1906 | 366.0064 | 368.8624 | 384.8245 | 393.5635 | 397.6263 | 402.5117 | 406.9057 | 411.8417 | 83.0872
Inc total embedded of: | 38.7313 | 40.26 | 41.8919 | 43.5987 | 45.4753 | 47.4666 | 49.5971 | 51.7519 | 54.044 | 56.425 | 58.7717 | 61.1088 | 63.4821 | 65.8969 | 68.3503 | 70.8046 | 73.2595 | 75.7153 | 78.1718 | 80.6291 | 83.0872
Capacity by SYS Zone
| 2011 | 2012 | 2013 | 2014 | 2015 | 2016 | 2017 | 2018 | 2019 | 2020 | 2021 | 2022 | 2023 | 2024 | 2025 | 2026 | 2027 | 2028 | 2029 | 2030 | 2031
A | 3512 | 3512 | 3122 | 3122 | 3122 | 2217 | 2217 | 2217 | 2217 | 2217 | 2217 | 2217 | 2217 | 2217 | 1094 | 1094 | 144 | 144 | 144 | 144 | 144
B | 2659 | 2661.1137 | 1734.6354 | 1735.1933 | 2067.8859 | 2292.3999 | 2293.2691 | 2294.2253 | 3095.0997 | 3095.9765 | 3096.5433 | 3097.1882 | 3097.8497 | 3098.4991 | 3099.2388 | 3100.0191 | 3104.9012 | 3108.5004 | 3116.0162 | 3118.9373 | 3118.9373
C | 9554 | 10060.1138 | 6754.6354 | 7527.1933 | 6683.8859 | 6794.3999 | 7925.2691 | 7926.2253 | 7646.0997 | 7646.9765 | 7647.5433 | 8448.1882 | 10118.8497 | 10119.4991 | 12413.2388 | 13264.0192 | 13268.9012 | 13272.5004 | 13280.0162 | 13282.9373 | 13282.9373
D | 3108 | 3108 | 1650 | 1650 | 1650 | 1550 | 1550 | 1550 | 1550 | 1550 | 1550 | 3150 | 3150 | 3150 | 3150 | 3150 | 3150 | 3150 | 3150 | 3150 | 3150
E | 1261 | 1263.7093 | 1264.378 | 1265.0931 | 1265.9808 | 1267.9215 | 1669.0355 | 2070.2612 | 2871.382 | 4542.5058 | 4543.2323 | 4544.0589 | 4544.9069 | 4954.7392 | 4955.6873 | 4956.6876 | 4962.9453 | 4967.5587 | 4977.1922 | 4980.9364 | 4980.9364
F | 1045 | 1047.7093 | 1048.378 | 1049.0931 | 1049.9808 | 1353.9215 | 1759.0355 | 2164.2612 | 2165.382 | 2166.5058 | 2167.2323 | 2168.0589 | 2168.9069 | 2169.7392 | 2170.6873 | 2171.6876 | 2177.9453 | 2182.5587 | 2192.1922 | 2195.9364 | 2195.9364
G | 1449 | 1449.4328 | 1234.5396 | 1234.6539 | 1399.7957 | 1400.1057 | 1400.2837 | 1400.4795 | 1400.6585 | 1400.8381 | 1400.9541 | 1401.0862 | 1401.2217 | 1401.3546 | 1401.5061 | 1401.6659 | 1402.6656 | 1403.4026 | 1404.9415 | 1405.5397 | 1405.5397
H | 4470 | 5739.4447 | 5620.7755 | 5278.2686 | 5751.363 | 6598.1281 | 5033.0116 | 5037.2842 | 5041.1913 | 5045.109 | 6647.6416 | 7780.523 | 7783.4789 | 7735.3805 | 7738.6857 | 7742.1725 | 7763.9867 | 7780.0688 | 7813.6509 | 7826.7033 | 7826.7033
I | 5610 | 5142.35 | 4909.4 | 5795.6 | 6122.8 | 6339.5528 | 7310.7056 | 7310.7056 | 7310.7056 | 7310.7056 | 7310.7056 | 7310.7056 | 7310.7056 | 6236.7056 | 6236.7056 | 6236.7056 | 6236.7056 | 6236.7056 | 6236.7056 | 6236.7056 | 5021.7056
J | 2630 | 2711.4897 | 2297.0913 | 2298.8043 | 2800.9306 | 3305.579 | 3308.2475 | 3311.1833 | 3313.868 | 3316.5599 | 3318.3001 | 3320.28 | 3322.3111 | 1953.3049 | 1955.576 | 1138.9718 | 1153.961 | 1165.0113 | 1188.0865 | 1197.0551 | 1297.0551
K | 7425 | 8303.4408 | 8305.5239 | 9147.752 | 9150.5176 | 9156.5636 | 9560.0343 | 9763.8528 | 9767.3446 | 9770.8459 | 9773.1093 | 7828.6845 | 7831.3262 | 6793.9194 | 7796.8733 | 7799.9895 | 6939.4852 | 6953.8579 | 6983.8707 | 6995.5357 | 7095.5357
L | 4221 | 4221 | 4003 | 5323 | 4359 | 4505.2019 | 4651.4038 | 4651.4038 | 4651.4038 | 4651.4038 | 4651.4038 | 1696.4038 | 1696.4038 | 1696.4038 | 1696.4038 | 1696.4038 | 1696.4038 | 1696.4038 | 1696.4038 | 1696.4038 | 1696.4038
M | 2465 | 2474.1621 | 2266.4232 | 2268.8417 | 2271.8436 | 2278.4062 | 2282.1735 | 1771.3183 | 1775.1086 | 1778.909 | 1781.3658 | 1784.161 | 407.0286 | 409.8434 | 413.0496 | 416.4321 | 437.5937 | 453.1946 | 485.7721 | 498.4339 | 498.4339
N | 2797 | 2809.2415 | 2812.2625 | 3725.4939 | 3729.5047 | 2761.773 | 980.3065 | 985.8444 | 990.9085 | 995.9863 | 999.2689 | 1003.0035 | 1006.8348 | 976.5957 | 980.8796 | 985.3989 | 1013.6729 | 1034.5173 | 1078.044 | 1094.9615 | 1094.9615
O | 2776 | 2776 | 2752 | 2752 | 2505 | 2555.6855 | 2031.3711 | 2431.3711 | 2431.3711 | 2431.3711 | 1860.3711 | 1860.3711 | 1289.3711 | 1289.3711 | 1289.3711 | 1289.3711 | 1289.3711 | 1289.3711 | 1289.3711 | 1289.3711 | 1289.3711
P | 13995 | 14000.6498 | 13897.0442 | 13627.5355 | 13699.3866 | 14263.4335 | 12099.7566 | 12102.3125 | 11439.6498 | 10541.9934 | 11374.5084 | 11376.232 | 10862.0003 | 11674.736 | 13516.7132 | 13518.799 | 13531.8484 | 13541.4687 | 13561.5577 | 13569.3656 | 13669.3656
Q | 1720 | 1732.2415 | 1735.2626 | 1780.4939 | 1784.5047 | 2092.273 | 2097.3065 | 2102.8444 | 2107.9085 | 905.9863 | 679.2689 | 683.0035 | 686.8348 | 690.5957 | 694.8796 | 699.3989 | 727.6729 | 748.5173 | 792.044 | 808.9615 | 808.9615
R | 3161 | 3401.1458 | 3272.9093 | 3444.7955 | 3447.1368 | 3452.2552 | 3455.1934 | 3458.426 | 3461.3821 | 2261.3462 | 2263.2624 | 2265.4424 | 2267.6789 | 2170.8742 | 2173.3749 | 2176.013 | 2192.5175 | 2204.6851 | 2230.0932 | 2239.9685 | 1036.9685
S | 0 | 0 | 0 | 0 | 0 | 0 | 0 | 0 | 0 | 0 | 0 | 0 | 0 | 0 | 0 | 0 | 0 | 0 | 0 | 0 | 0
T | 0 | 0 | 0 | 0 | 0 | 0 | 0 | 0 | 0 | 0 | 0 | 0 | 0 | 0 | 0 | 0 | 0 | 0 | 0 | 0 | 0
U | 2032 | 3061.7897 | 3063.3913 | 3065.1043 | 3067.2306 | 3571.879 | 3574.5475 | 3577.4833 | 3580.168 | 3582.8599 | 6854.6001 | 6856.58 | 6858.6111 | 6860.6049 | 8532.8759 | 8535.2718 | 8550.2609 | 8561.3113 | 8584.3865 | 8593.3551 | 7381.3551
V | 2534 | 2580.1621 | 2182.4232 | 2721.8417 | 2234.8436 | 2241.4062 | 2245.1735 | 2249.3183 | 2253.1086 | 2256.909 | 2259.3658 | 2262.161 | 2265.0286 | 2267.8434 | 2271.0496 | 3474.4321 | 3495.5937 | 3511.1946 | 3543.7721 | 3556.4339 | 3556.4339
W | 300 | 299.7 | 342.2 | 342.2 | 365.2 | 462.6213 | 557.0425 | 557.0425 | 557.0425 | 557.0425 | 557.0425 | 557.0425 | 557.0425 | 557.0425 | 557.0425 | 557.0425 | 557.0425 | 557.0425 | 557.0425 | 557.0425 | 557.0425
X | 321 | 321 | 509.6 | 559.5 | 559.5 | 630.7542 | 716.9085 | 716.9085 | 716.9085 | 716.9085 | 716.9085 | 716.9085 | 716.9085 | 716.9085 | 716.9085 | 716.9085 | 716.9085 | 716.9085 | 716.9085 | 716.9085 | 716.9085
Y | 1190 | 1190 | 1190 | 410 | 487 | 247.0635 | 484.127 | 484.127 | 579.1676 | 579.1676 | 674.2082 | 674.2082 | 769.2488 | 769.2488 | 769.2488 | 864.2894 | 864.2894 | 864.2894 | 864.2894 | 864.2894 | 864.2894
Z | 1152 | 1152.4 | 1429.4 | 1561 | 1948 | 2130.5086 | 2760.7529 | 2794.3209 | 2815.1176 | 2815.1176 | 2835.9142 | 2835.9142 | 2856.7108 | 2856.7108 | 2877.5074 | 2877.5074 | 2898.3041 | 2898.3041 | 2898.3041 | 2898.3041 | 2898.3041
Total | 81387.0001 | 85018.2969 | 77397.2734 | 81685.4582 | 81523.2908 | 83468.8332 | 81961.9551 | 82928.1992 | 83737.9765 | 82138.0244 | 87179.7505 | 85837.2052 | 85186.2592 | 82766.9204 | 88501.5034 | 89863.1874 | 88276.9765 | 88441.3725 | 88784.6608 | 88918.086 | 85588.086
Embedded | 8658.5172 | 8964.4894 | 9280.1863 | 9611.5601 | 9975.4007 | 10358.7966 | 10776.7444 | 11189.8073 | 11632.1876 | 12094.7041 | 12547.3226 | 12995.1759 | 13453.2492 | 13923.061 | 14403.7905 | 14884.6273 | 15365.5725 | 15846.6272 | 16327.7924 | 16809.0692 | 17290.4588
Carbon emissions by plant type (kt of CO2)
| 2011 | 2012 | 2013 | 2014 | 2015 | 2016 | 2017 | 2018 | 2019 | 2020 | 2021 | 2022 | 2023 | 2024 | 2025 | 2026 | 2027 | 2028 | 2029 | 2030 | 2031
CHP | 3270.0033 | 2234.3061 | 2517.1299 | 1940.6343 | 1930.2624 | 2185.4021 | 2077.0576 | 2160.3398 | 2191.8658 | 2244.6513 | 1704.0892 | 1421.1429 | 1209.9803 | 825.8651 | 158.8228 | 120.7116 | 121.2553 | 121.2553 | 128.2262 | 140.9145 | 0
AGT | 0 | 0 | 0 | 0 | 0 | 0 | 0 | 0 | 0 | 0 | 0 | 0 | 0 | 0 | 0 | 0 | 0 | 0 | 0 | 0 | 0
Oil | 0 | 0 | 0 | 0 | 0 | 0 | 0 | 0 | 0 | 0 | 0 | 0 | 0 | 0 | 0 | 0 | 0 | 0 | 0 | 0 | 0
Hydro | 0 | 0 | 0 | 0 | 0 | 0 | 0 | 0 | 0 | 0 | 0 | 0 | 0 | 0 | 0 | 0 | 0 | 0 | 0 | 0 | 0
PS | 0 | 0 | 0 | 0 | 0 | 0 | 0 | 0 | 0 | 0 | 0 | 0 | 0 | 0 | 0 | 0 | 0 | 0 | 0 | 0 | 0
Nuclear | 0 | 0 | 0 | 0 | 0 | 0 | 0 | 0 | 0 | 0 | 0 | 0 | 0 | 0 | 0 | 0 | 0 | 0 | 0 | 0 | 0
CCGT | 31526.1244 | 17853.8426 | 21298.2528 | 21773.9064 | 23192.0386 | 28215.9983 | 28420.807 | 27962.3135 | 32818.9696 | 34223.2326 | 36761.367 | 40978.7736 | 38777.3435 | 37264.9262 | 23030.4465 | 18388.2997 | 18744.9008 | 19428.5254 | 19832.6179 | 20548.5624 | 0
OCGT | 0 | 0 | 0 | 0 | 0 | 0 | 4.9998e-09 | 4.9998e-09 | 0 | 0 | 0 | 0 | 0 | 0 | 0 | 0 | 0 | 0 | 0 | 0 | 0
Coal | 90291.3587 | 135876.8867 | 127264.1693 | 122987.6266 | 115802.5363 | 71424.8436 | 60030.6781 | 49677.9074 | 44006.221 | 42247.9975 | 24259.5134 | 17058.8443 | 14547.805 | 11594.7935 | 11517.4481 | 11095.1131 | 11096.1918 | 11126.8995 | 11122.6866 | 11159.7495 | 0
Coal + CCS | 4.7738e-09 | 1.7443e-06 | 3.3212e-06 | 3.5995e-06 | 223.0326 | 817.7861 | 817.7861 | 817.8383 | 817.8383 | 817.8383 | 817.8383 | 817.8383 | 817.8383 | 1561.3276 | 3747.1642 | 3747.0477 | 3746.9968 | 3746.9982 | 3746.9877 | 3746.9472 | 0
CCGT + CCS | 0 | 0 | 0 | 0 | 0 | 7.0367e-11 | 1.4777e-09 | 1.1506e-06 | 1.1506e-06 | 1.1507e-06 | 1.1506e-06 | 1.1507e-06 | 1.1506e-06 | 287.6586 | 1234.9182 | 1231.697 | 1231.0494 | 1232.2397 | 1232.1186 | 1233.5478 | 0
Onshore wind (unclassified) | 0 | 0 | 0 | 0 | 0 | 0 | 0 | 0 | 0 | 0 | 0 | 0 | 0 | 0 | 0 | 0 | 0 | 0 | 0 | 0 | 0
Offshore wind (unclassified) | 0 | 0 | 0 | 0 | 0 | 0 | 0 | 0 | 0 | 0 | 0 | 0 | 0 | 0 | 0 | 0 | 0 | 0 | 0 | 0 | 0
Onshore wind | 0 | 0 | 0 | 0 | 0 | 0 | 0 | 0 | 0 | 0 | 0 | 0 | 0 | 0 | 0 | 0 | 0 | 0 | 0 | 0 | 0
Onshore wind (Medium) | 0 | 0 | 0 | 0 | 0 | 0 | 0 | 0 | 0 | 0 | 0 | 0 | 0 | 0 | 0 | 0 | 0 | 0 | 0 | 0 | 0
Onshore wind (Low) | 0 | 0 | 0 | 0 | 0 | 0 | 0 | 0 | 0 | 0 | 0 | 0 | 0 | 0 | 0 | 0 | 0 | 0 | 0 | 0 | 0
Offshore wind | 0 | 0 | 0 | 0 | 0 | 0 | 0 | 0 | 0 | 0 | 0 | 0 | 0 | 0 | 0 | 0 | 0 | 0 | 0 | 0 | 0
Offshore wind (Low) | 0 | 0 | 0 | 0 | 0 | 0 | 0 | 0 | 0 | 0 | 0 | 0 | 0 | 0 | 0 | 0 | 0 | 0 | 0 | 0 | 0
Wave | 0 | 0 | 0 | 0 | 0 | 0 | 0 | 0 | 0 | 0 | 0 | 0 | 0 | 0 | 0 | 0 | 0 | 0 | 0 | 0 | 0
Tidal Stream | 0 | 0 | 0 | 0 | 0 | 0 | 0 | 0 | 0 | 0 | 0 | 0 | 0 | 0 | 0 | 0 | 0 | 0 | 0 | 0 | 0
Tidal Range | 0 | 0 | 0 | 0 | 0 | 0 | 0 | 0 | 0 | 0 | 0 | 0 | 0 | 0 | 0 | 0 | 0 | 0 | 0 | 0 | 0
Sewage gas | 0 | 0 | 0 | 0 | 0 | 0 | 0 | 0 | 0 | 0 | 0 | 0 | 0 | 0 | 0 | 0 | 0 | 0 | 0 | 0 | 0
Solar | 0 | 0 | 0 | 0 | 0 | 0 | 0 | 0 | 0 | 0 | 0 | 0 | 0 | 0 | 0 | 0 | 0 | 0 | 0 | 0 | 0
Biomass regular | 0 | 0 | 0 | 0 | 0 | 0 | 0 | 0 | 0 | 0 | 0 | 0 | 0 | 0 | 0 | 0 | 0 | 0 | 0 | 0 | 0
Biomass energy crop | 0 | 0 | 0 | 0 | 0 | 0 | 0 | 0 | 0 | 0 | 0 | 0 | 0 | 0 | 0 | 0 | 0 | 0 | 0 | 0 | 0
Biowaste | 0 | 0 | 0 | 0 | 0 | 0 | 0 | 0 | 0 | 0 | 0 | 0 | 0 | 0 | 0 | 0 | 0 | 0 | 0 | 0 | 0
Biogas | 0 | 0 | 0 | 0 | 0 | 0 | 0 | 0 | 0 | 0 | 0 | 0 | 0 | 0 | 0 | 0 | 0 | 0 | 0 | 0 | 0
Biodiesel | 0 | 0 | 0 | 0 | 0 | 0 | 0 | 0 | 0 | 0 | 0 | 0 | 0 | 0 | 0 | 0 | 0 | 0 | 0 | 0 | 0
Biomass ACT | 0 | 0 | 0 | 0 | 0 | 0 | 0 | 0 | 0 | 0 | 0 | 0 | 0 | 0 | 0 | 0 | 0 | 0 | 0 | 0 | 0
Biomass AD | 0 | 0 | 0 | 0 | 0 | 0 | 0 | 0 | 0 | 0 | 0 | 0 | 0 | 0 | 0 | 0 | 0 | 0 | 0 | 0 | 0
Biomass regular (CHP) | 0 | 0 | 0 | 0 | 0 | 0 | 0 | 0 | 0 | 0 | 0 | 0 | 0 | 0 | 0 | 0 | 0 | 0 | 0 | 0 | 0
Biomass energy crop (CHP) | 0 | 0 | 0 | 0 | 0 | 0 | 0 | 0 | 0 | 0 | 0 | 0 | 0 | 0 | 0 | 0 | 0 | 0 | 0 | 0 | 0
Biowaste (CHP) | 0 | 0 | 0 | 0 | 0 | 0 | 0 | 0 | 0 | 0 | 0 | 0 | 0 | 0 | 0 | 0 | 0 | 0 | 0 | 0 | 0
Biogas (CHP) | 0 | 0 | 0 | 0 | 0 | 0 | 0 | 0 | 0 | 0 | 0 | 0 | 0 | 0 | 0 | 0 | 0 | 0 | 0 | 0 | 0
Biodiesel (CHP) | 0 | 0 | 0 | 0 | 0 | 0 | 0 | 0 | 0 | 0 | 0 | 0 | 0 | 0 | 0 | 0 | 0 | 0 | 0 | 0 | 0
Biomass ACT (CHP) | 0 | 0 | 0 | 0 | 0 | 0 | 0 | 0 | 0 | 0 | 0 | 0 | 0 | 0 | 0 | 0 | 0 | 0 | 0 | 0 | 0
Biomass AD (CHP) | 0 | 0 | 0 | 0 | 0 | 0 | 0 | 0 | 0 | 0 | 0 | 0 | 0 | 0 | 0 | 0 | 0 | 0 | 0 | 0 | 0
Landfill gas | 0 | 0 | 0 | 0 | 0 | 0 | 0 | 0 | 0 | 0 | 0 | 0 | 0 | 0 | 0 | 0 | 0 | 0 | 0 | 0 | 0
Hydro (small scale) | 0 | 0 | 0 | 0 | 0 | 0 | 0 | 0 | 0 | 0 | 0 | 0 | 0 | 0 | 0 | 0 | 0 | 0 | 0 | 0 | 0
Geopressure | 0 | 0 | 0 | 0 | 0 | 0 | 0 | 0 | 0 | 0 | 0 | 0 | 0 | 0 | 0 | 0 | 0 | 0 | 0 | 0 | 0
Standard gasification or pyrolysis | 0 | 0 | 0 | 0 | 0 | 0 | 0 | 0 | 0 | 0 | 0 | 0 | 0 | 0 | 0 | 0 | 0 | 0 | 0 | 0 | 0
Other unspecified | 0 | 0 | 0 | 0 | 0 | 0 | 0 | 0 | 0 | 0 | 0 | 0 | 0 | 0 | 0 | 0 | 0 | 0 | 0 | 0 | 0
Geothermal | 0 | 0 | 0 | 0 | 0 | 0 | 0 | 0 | 0 | 0 | 0 | 0 | 0 | 0 | 0 | 0 | 0 | 0 | 0 | 0 | 0
Microgeneration | 0 | 0 | 0 | 0 | 0 | 0 | 0 | 0 | 0 | 0 | 0 | 0 | 0 | 0 | 0 | 0 | 0 | 0 | 0 | 0 | 0
Other ROC | 0 | 0 | 0 | 0 | 0 | 0 | 0 | 0 | 0 | 0 | 0 | 0 | 0 | 0 | 0 | 0 | 0 | 0 | 0 | 0 | 0
Non-ROC | 0 | 0 | 0 | 0 | 0 | 0 | 0 | 0 | 0 | 0 | 0 | 0 | 0 | 0 | 0 | 0 | 0 | 0 | 0 | 0 | 0
Embedded CHP | 7833.2393 | 8157.8981 | 8482.557 | 8807.2159 | 9131.8747 | 9456.5336 | 9781.1925 | 10105.8514 | 10430.5102 | 10755.1691 | 11079.828 | 11417.4732 | 11755.1184 | 12092.7636 | 12430.4088 | 12768.0541 | 13105.6993 | 13443.3445 | 13780.9897 | 14118.6349 | 14456.2802
Embedded Gas | 689.3244 | 689.3244 | 689.3244 | 689.3244 | 689.3244 | 689.3244 | 689.3244 | 689.3244 | 689.3244 | 689.3244 | 689.3244 | 689.3244 | 689.3244 | 689.3244 | 689.3244 | 689.3244 | 689.3244 | 689.3244 | 689.3244 | 689.3244 | 689.3244
Embedded offshore wind | 0 | 0 | 0 | 0 | 0 | 0 | 0 | 0 | 0 | 0 | 0 | 0 | 0 | 0 | 0 | 0 | 0 | 0 | 0 | 0 | 0
Embedded onshore wind | 0 | 0 | 0 | 0 | 0 | 0 | 0 | 0 | 0 | 0 | 0 | 0 | 0 | 0 | 0 | 0 | 0 | 0 | 0 | 0 | 0
Embedded biomass | 0 | 0 | 0 | 0 | 0 | 0 | 0 | 0 | 0 | 0 | 0 | 0 | 0 | 0 | 0 | 0 | 0 | 0 | 0 | 0 | 0
Embedded tidal and wave | 0 | 0 | 0 | 0 | 0 | 0 | 0 | 0 | 0 | 0 | 0 | 0 | 0 | 0 | 0 | 0 | 0 | 0 | 0 | 0 | 0
Embedded hydro | 0 | 0 | 0 | 0 | 0 | 0 | 0 | 0 | 0 | 0 | 0 | 0 | 0 | 0 | 0 | 0 | 0 | 0 | 0 | 0 | 0
Total | 133610.0501 | 164812.258 | 160251.4334 | 156198.7076 | 150969.0691 | 112789.8881 | 101816.8458 | 91413.5748 | 90954.7294 | 90978.2132 | 75311.9603 | 72383.3966 | 67797.4099 | 64316.659 | 52808.5332 | 48040.2477 | 48735.4178 | 49788.5871 | 50532.9512 | 51637.6807 | 15145.6046
Carbon emissions by chart type
| 2011 | 2012 | 2013 | 2014 | 2015 | 2016 | 2017 | 2018 | 2019 | 2020 | 2021 | 2022 | 2023 | 2024 | 2025 | 2026 | 2027 | 2028 | 2029 | 2030 | 2031
Gas | 43318.6914 | 28935.3713 | 32987.2641 | 33211.081 | 34943.5003 | 40547.2585 | 40968.3816 | 40917.8291 | 46130.6701 | 47912.3774 | 50234.6086 | 54506.7141 | 52431.7666 | 50872.8793 | 36309.0026 | 31966.3899 | 32661.1798 | 33682.4496 | 34431.1583 | 35497.4362 | 15145.6046
Coal | 90291.3587 | 135876.8867 | 127264.1693 | 122987.6266 | 115802.5363 | 71424.8436 | 60030.6781 | 49677.9074 | 44006.221 | 42247.9975 | 24259.5134 | 17058.8443 | 14547.805 | 11594.7935 | 11517.4481 | 11095.1131 | 11096.1918 | 11126.8995 | 11122.6866 | 11159.7495 | 0
Oil | 0 | 0 | 0 | 0 | 0 | 0 | 0 | 0 | 0 | 0 | 0 | 0 | 0 | 0 | 0 | 0 | 0 | 0 | 0 | 0 | 0
OCGT | 0 | 0 | 0 | 0 | 0 | 0 | 4.9998e-09 | 4.9998e-09 | 0 | 0 | 0 | 0 | 0 | 0 | 0 | 0 | 0 | 0 | 0 | 0 | 0
PS | 0 | 0 | 0 | 0 | 0 | 0 | 0 | 0 | 0 | 0 | 0 | 0 | 0 | 0 | 0 | 0 | 0 | 0 | 0 | 0 | 0
Nuclear | 0 | 0 | 0 | 0 | 0 | 0 | 0 | 0 | 0 | 0 | 0 | 0 | 0 | 0 | 0 | 0 | 0 | 0 | 0 | 0 | 0
CCS | 4.7738e-09 | 1.7443e-06 | 3.3212e-06 | 3.5995e-06 | 223.0326 | 817.7861 | 817.7861 | 817.8383 | 817.8383 | 817.8383 | 817.8383 | 817.8383 | 817.8383 | 1848.9862 | 4982.0825 | 4978.7447 | 4978.0462 | 4979.2379 | 4979.1063 | 4980.4949 | 0
Onshore wind | 0 | 0 | 0 | 0 | 0 | 0 | 0 | 0 | 0 | 0 | 0 | 0 | 0 | 0 | 0 | 0 | 0 | 0 | 0 | 0 | 0
Offshore wind | 0 | 0 | 0 | 0 | 0 | 0 | 0 | 0 | 0 | 0 | 0 | 0 | 0 | 0 | 0 | 0 | 0 | 0 | 0 | 0 | 0
Other renewable | 0 | 0 | 0 | 0 | 0 | 0 | 0 | 0 | 0 | 0 | 0 | 0 | 0 | 0 | 0 | 0 | 0 | 0 | 0 | 0 | 0
Total | 133610.0501 | 164812.258 | 160251.4334 | 156198.7076 | 150969.0691 | 112789.8881 | 101816.8458 | 91413.5748 | 90954.7294 | 90978.2132 | 75311.9603 | 72383.3966 | 67797.4099 | 64316.659 | 52808.5332 | 48040.2477 | 48735.4178 | 49788.5871 | 50532.9512 | 51637.6807 | 15145.6046
Inc total embedded of: | 8522.5637 | 8847.2226 | 9171.8815 | 9496.5403 | 9821.1992 | 10145.8581 | 10470.5169 | 10795.1758 | 11119.8347 | 11444.4935 | 11769.1524 | 12106.7976 | 12444.4428 | 12782.0881 | 13119.7333 | 13457.3785 | 13795.0237 | 14132.6689 | 14470.3142 | 14807.9594 | 15145.6046
Total carbon intensity (g/kWhr) | 405.2743 | 477.0303 | 463.6537 | 445.3674 | 428.6788 | 321.4983 | 288.4585 | 263.1384 | 260.0047 | 260.5722 | 211.6992 | 200.4022 | 185.2356 | 174.3649 | 137.2276 | 122.0648 | 122.5659 | 123.6948 | 124.1883 | 125.3823 | 182.2857
Carbon intensity (g/kWhr) - excl embed CHP | 406.5956 | 483.0289 | 468.9944 | 449.5653 | 431.8188 | 316.7068 | 280.9608 | 253.1686 | 249.502 | 249.7409 | 196.4381 | 183.8824 | 167.0473 | 154.7526 | 114.5308 | 97.8655 | 97.9912 | 98.8691 | 99.0279 | 100.001 | 15.1315
Renewable share
Data to calculate on EU basis:
| 2011 | 2012 | 2013 | 2014 | 2015 | 2016 | 2017 | 2018 | 2019 | 2020 | 2021 | 2022 | 2023 | 2024 | 2025 | 2026 | 2027 | 2028 | 2029 | 2030 | 2031
Consumption E in ESI (own use) | 15.851 | 15.626 | 15.542 | 15.13 | 15.485 | 15.236 | 14.84 | 13.382 | 13.214 | 12.513 | 11.293 | 11.144 | 11.339 | 11.473 | 10.585 | 10.835 | 11.16 | 11.57 | 12.076 | 12.533 | 12.736
Energy Industy excl own use and P/S | 8.6273 | 8.6273 | 8.6273 | 8.6273 | 8.6273 | 8.6273 | 8.6273 | 8.6273 | 8.6273 | 8.6273 | 8.6273 | 8.6273 | 8.6273 | 8.6273 | 8.6273 | 8.6273 | 8.6273 | 8.6273 | 8.6273 | 8.6273 | 8.6273
Consumption E in Rail Transport | 4.4826 | 4.4826 | 4.4826 | 4.4826 | 4.4826 | 4.4826 | 4.4826 | 4.4826 | 4.4826 | 4.4826 | 4.4826 | 4.4826 | 4.4826 | 4.4826 | 4.4826 | 4.4826 | 4.4826 | 4.4826 | 4.4826 | 4.4826 | 4.4826
Renewable generation | 37.3099 | 44.2375 | 46.6085 | 54.9571 | 60.7464 | 82.2242 | 95.4019 | 101.5359 | 103.2857 | 104.9041 | 113.2185 | 114.6643 | 116.3966 | 117.6386 | 119.2866 | 120.8188 | 123.0144 | 125.0093 | 127.3787 | 129.3109 | 43.7147
EU-consistent demand | 332.4192 | 348.0125 | 348.0595 | 352.7389 | 354.548 | 352.9518 | 354.6988 | 347.6694 | 349.9237 | 348.5509 | 353.9329 | 359.2247 | 364.2355 | 367.2255 | 382.2996 | 391.2886 | 395.6764 | 400.9717 | 405.8718 | 411.2648 | 82.7133
Renewable share | 11.22% | 12.71% | 13.39% | 15.58% | 17.13% | 23.3% | 26.9% | 29.2% | 29.52% | 30.1% | 31.99% | 31.92% | 31.96% | 32.03% | 31.2% | 30.88% | 31.09% | 31.18% | 31.38% | 31.44% | 52.85%
Capacity by aggregated zones
| 2011 | 2012 | 2013 | 2014 | 2015 | 2016 | 2017 | 2018 | 2019 | 2020 | 2021 | 2022 | 2023 | 2024 | 2025 | 2026 | 2027 | 2028 | 2029 | 2030 | 2031
S England & S Wales | 30894 | 32261.5031 | 25436.5244 | 25872.104 | 25673.7533 | 25368.0346 | 24572.3993 | 24587.1031 | 25919.5492 | 27603.0315 | 32481.7472 | 36021.6633 | 37701.836 | 36698.8216 | 39550.196 | 39593.1955 | 38718.2673 | 38773.6121 | 38889.1822 | 38934.1006 | 37822.1006
Midlands & N Wales | 16645 | 17541.7651 | 16720.3704 | 18887.4354 | 17442.2047 | 17607.5779 | 17764.7851 | 17261.8931 | 17272.9655 | 17284.0677 | 17291.2448 | 12397.4103 | 11025.7871 | 9994.0099 | 11003.3763 | 12213.2575 | 11395.0764 | 11440.6509 | 11535.8186 | 11572.8073 | 11672.8073
N England | 21118 | 21155.2787 | 20929.4785 | 20915.3188 | 20997.5327 | 20906.7347 | 16969.563 | 16986.4273 | 16336.8489 | 13042.3122 | 13653.3085 | 13664.6815 | 13160.3488 | 13849.8016 | 15702.8472 | 15716.6099 | 15802.7118 | 15866.1883 | 15998.7389 | 16050.257 | 14947.257
S Scotland | 8386 | 7918.35 | 7661.4 | 8097.6 | 8177.8 | 8445.2383 | 8892.0767 | 8892.0767 | 8892.0767 | 8892.0767 | 8321.0767 | 8321.0767 | 7750.0767 | 6676.0767 | 6676.0767 | 6676.0767 | 6676.0767 | 6676.0767 | 6676.0767 | 6676.0767 | 5461.0767
N Scotland | 2943 | 2943.1 | 3451.2 | 2852.7 | 3339.7 | 3450.9477 | 4498.831 | 4532.399 | 4648.2362 | 4648.2362 | 4764.0734 | 4764.0734 | 4879.9106 | 4879.9106 | 4900.7072 | 4995.7478 | 5016.5444 | 5016.5444 | 5016.5444 | 5016.5444 | 5016.5444
Offshore South | 826 | 2353.3 | 2353.3 | 2353.3 | 2685.3 | 3983.3 | 5157.3 | 5961.3 | 5961.3 | 5961.3 | 5961.3 | 5961.3 | 5961.3 | 5961.3 | 5961.3 | 5961.3 | 5961.3 | 5961.3 | 5961.3 | 5961.3 | 5961.3
Offshore Irish Sea | 555 | 825 | 825 | 1532 | 1532 | 1532 | 1532 | 1532 | 1532 | 1532 | 1532 | 1532 | 1532 | 1532 | 1532 | 1532 | 1532 | 1532 | 1532 | 1532 | 1532
Offshore E England | 8e-06 | 8e-06 | 8e-06 | 705 | 1205 | 1705 | 2105 | 2305 | 2305 | 2305 | 2305 | 2305 | 2305 | 2305 | 2305 | 2305 | 2305 | 2305 | 2305 | 2305 | 2305
Offshore Scotland | 20 | 20 | 20 | 470 | 470 | 470 | 470 | 470 | 470 | 470 | 470 | 470 | 470 | 470 | 470 | 470 | 470 | 470 | 470 | 470 | 470
Total | 81387.0001 | 85018.2969 | 77397.2733 | 81685.4582 | 81523.2908 | 83468.8332 | 81961.9551 | 82528.1992 | 83337.9765 | 81738.0244 | 86779.7505 | 85437.2052 | 84786.2592 | 82366.9204 | 88101.5034 | 89463.1874 | 87876.9765 | 88041.3725 | 88384.6608 | 88518.086 | 85188.086
TNUoS charges by zone
Generator DS Zonal Tariff (£/kW)
Generation - Wider Tariffs in Y+1
Zone No. | Zone Name | 2011 | 2012 | 2013 | 2014 | 2015 | 2016 | 2017 | 2018 | 2019 | 2020 | 2021 | 2022 | 2023 | 2024 | 2025 | 2026 | 2027 | 2028 | 2029 | 2030
1 | North Scotland | 0 | 15.3352 | 17.5004 | 18.179 | 20.3062 | 24.1657 | 24.5907 | 24.5078 | 27.6103 | 27.3295 | 26.7164 | 26.5044 | 26.5483 | 26.8402 | 27.8772 | 28.1037 | 28.4312 | 28.6982 | 28.7839 | 28.8742
2 | Peterhead | 0 | 14.9428 | 16.0737 | 14.6633 | 14.7551 | 18.6965 | 19.8551 | 19.7222 | 22.9371 | 22.6424 | 22.1166 | 21.747 | 21.8254 | 22.1764 | 23.3397 | 23.6567 | 23.9592 | 24.2243 | 24.311 | 24.4017
3 | Western Highland & Skye | 0 | 19.0689 | 18.5938 | 20.9212 | 23.1821 | 27.9927 | 27.0663 | 27.0433 | 30.2061 | 29.9189 | 29.4426 | 27.6078 | 27.7526 | 27.9247 | 28.9338 | 29.301 | 29.5881 | 29.8375 | 29.93 | 30.0229
4 | Central Highlands | 0 | 12.9986 | 14.6772 | 15.4368 | 17.3442 | 21.5643 | 20.7403 | 20.8196 | 23.8659 | 23.6841 | 23.1548 | 22.6354 | 22.9144 | 22.9575 | 23.3898 | 23.7508 | 24.0392 | 24.2998 | 24.3867 | 24.4774
5 | Argyll | 0 | 11.2589 | 12.6245 | 12.6236 | 13.3596 | 17.4033 | 15.885 | 17.0823 | 19.9793 | 20.0273 | 19.4541 | 19.3638 | 19.7386 | 19.5206 | 19.8804 | 20.2154 | 20.4747 | 20.7368 | 20.8228 | 20.9131
6 | Stirlingshire | 0 | 10.9321 | 12.1199 | 11.5847 | 12.2535 | 15.9992 | 15.089 | 14.8076 | 17.6812 | 17.4068 | 16.7981 | 15.8948 | 15.4751 | 15.764 | 16.3391 | 16.661 | 16.9382 | 17.2013 | 17.2844 | 17.3737
7 | South Scotland | 0 | 9.32 | 10.8205 | 10.747 | 11.5087 | 14.9456 | 13.8668 | 13.7538 | 16.9904 | 16.8669 | 16.3183 | 16.0483 | 16.3898 | 15.3808 | 17.0025 | 17.1903 | 17.4152 | 17.6856 | 17.7722 | 17.8629
8 | Auchencrosh | 0 | 12.3128 | 13.0845 | 13.6929 | 14.4471 | 19.7238 | 18.3371 | 18.2813 | 20.6721 | 20.6125 | 20.0374 | 19.8138 | 20.1279 | 20.5077 | 20.2981 | 20.7714 | 21.0193 | 21.2671 | 21.3537 | 21.4444
9 | Humber & Lancashire | 0 | 5.474 | 6.1982 | 5.6603 | 5.7743 | 4.6242 | 4.0108 | 4.2754 | 4.2715 | 4.1393 | 3.8 | 3.613 | 3.4248 | 3.5812 | 3.8196 | 3.9495 | 4.1571 | 4.2168 | 4.293 | 4.3796
10 | North East England | 0 | 7.6385 | 8.8446 | 7.8527 | 7.9474 | 7.8629 | 7.2366 | 6.7827 | 6.1201 | 4.8623 | 4.3853 | 3.8196 | 3.6878 | 3.2157 | 7.6677 | 7.8097 | 8.0494 | 8.3198 | 8.4402 | 8.5405
11 | Anglesey | 0 | 7.0412 | 7.8289 | 7.4477 | 5.8922 | 2.8335 | 2.2033 | 1.6523 | 1.8304 | 4.127 | 3.8774 | 3.5057 | 2.9303 | 2.4438 | 1.9132 | 2.74 | 2.9351 | 3.1606 | 3.2417 | 3.3302
12 | Dinorwig | 0 | 6.2981 | 7.0853 | 6.7041 | 6.6358 | 3.5771 | 2.947 | 2.3959 | 2.5741 | 3.3833 | 3.1337 | 2.762 | 2.1866 | 1.7001 | 1.1696 | 1.9963 | 2.1915 | 2.417 | 2.4981 | 2.5866
13 | South Yorks & North Wales | 0 | 3.9035 | 4.6947 | 4.2818 | 4.417 | 2.8601 | 2.0257 | 2.0375 | 1.9072 | 2.1571 | 1.8946 | 2.0344 | 1.8896 | 2.3109 | 2.5009 | 2.4509 | 2.634 | 2.5813 | 2.6643 | 2.7535
14 | Midlands | 0 | 2.1644 | 2.9234 | 2.8121 | 3.0551 | 1.6794 | 0.90818 | 0.94631 | 0.86203 | 1.1199 | 1.8128 | 2.3542 | 2.9244 | 3.3942 | 3.8408 | 3.9187 | 4.0097 | 3.9357 | 4.0239 | 4.1152
15 | South Wales & Gloucester | 0 | 2.8207 | 4.24 | 3.9836 | 4.5302 | 3.3477 | 2.5339 | 1.1726 | 0.92371 | 3.8757 | 4.8061 | 4.4625 | 4.8571 | 5.6246 | 2.6391 | 2.3206 | 2.4028 | 3.1974 | 3.2606 | 3.3422
16 | Central London | 0 | -9.0709 | -6.8432 | -7.6951 | -7.4506 | -8.9351 | -8.8929 | -9.3139 | -9.7497 | -9.7739 | -9.8995 | -8.6631 | 3.141 | 3.5977 | 3.5849 | 3.5796 | 3.5892 | 3.3554 | 3.4363 | 3.5248
17 | South East | 0 | 1.5926 | 1.3818 | 0.18263 | 0.37918 | -0.84063 | -1.0712 | 0.87003 | 0.39351 | 0.76467 | 0.71211 | 1.5662 | 1.9717 | 2.6329 | 2.8617 | 2.8542 | 2.8343 | 2.8658 | 2.9485 | 3.0376
18 | Oxon & South Coast | 0 | -1.5274 | -1.0753 | -1.0421 | -0.82278 | -2.1802 | -2.609 | -1.0521 | -1.7058 | -0.35411 | -0.62538 | 0.36834 | 0.75626 | 1.6473 | 0.99983 | 0.94114 | 1.0152 | 1.0313 | 1.1174 | 1.2079
19 | Wessex | 0 | -3.0234 | -2.1638 | -2.0761 | -1.7984 | -2.9765 | -3.3071 | -0.94815 | -1.0165 | 1.159 | 1.2215 | 2.0327 | 2.4203 | 3.3404 | 2.3084 | 2.2446 | 2.3248 | 2.6722 | 2.761 | 2.8525
20 | Peninsula | 0 | -5.8029 | -3.9 | -3.8173 | -3.5386 | -3.5497 | -2.849 | -0.45707 | -0.68887 | 1.6528 | 1.8645 | 2.5002 | 2.8865 | 3.7809 | 2.9186 | 2.8636 | 2.9436 | 3.297 | 3.3907 | 3.4841
Generator DS Zonal Tariff (£/kW)
Generation - Wider Tariffs in Y+5
Zone No. | Zone Name | 2011 | 2012 | 2013 | 2014 | 2015 | 2016 | 2017 | 2018 | 2019 | 2020 | 2021 | 2022 | 2023 | 2024 | 2025 | 2026 | 2027 | 2028 | 2029 | 2030
1 | North Scotland | 0 | 0 | 0 | 0 | 0 | 23.6691 | 22.6977 | 23.4401 | 26.005 | 23.5076 | 23.2328 | 24.0839 | 27.9895 | 24.6042 | 27.0798 | 28.4091 | 28.2036 | 28.0808 | 28.413 | 28.7584
2 | Peterhead | 0 | 0 | 0 | 0 | 0 | 20.074 | 19.1233 | 19.5911 | 21.9272 | 19.4606 | 19.7563 | 20.3111 | 22.7935 | 20.338 | 22.0989 | 23.8809 | 23.7027 | 23.6158 | 23.9589 | 24.2895
3 | Western Highland & Skye | 0 | 0 | 0 | 0 | 0 | 27.0595 | 26.0937 | 23.6512 | 28.3689 | 24.3994 | 24.8158 | 25.5346 | 28.6014 | 25.223 | 27.8672 | 29.752 | 29.3785 | 29.2716 | 29.633 | 29.946
4 | Central Highlands | 0 | 0 | 0 | 0 | 0 | 21.0956 | 20.0889 | 19.4018 | 22.2882 | 18.9563 | 19.4283 | 19.988 | 23.7136 | 19.6387 | 22.3625 | 24.1988 | 23.7011 | 23.5866 | 24.0512 | 24.3773
5 | Argyll | 0 | 0 | 0 | 0 | 0 | 17.8615 | 16.7906 | 15.9265 | 17.8566 | 15.6618 | 16.2557 | 17.4557 | 20.617 | 16.9688 | 18.6021 | 20.5635 | 20.1625 | 20.0337 | 20.5103 | 20.837
6 | Stirlingshire | 0 | 0 | 0 | 0 | 0 | 16.5818 | 15.6156 | 14.7819 | 16.8503 | 14.2703 | 13.6886 | 14.856 | 16.284 | 15.1129 | 16.0086 | 17.3805 | 16.8301 | 16.7459 | 16.9393 | 17.2682
7 | South Scotland | 0 | 0 | 0 | 0 | 0 | 15.9758 | 15.0843 | 14.2225 | 15.6667 | 12.9786 | 12.3892 | 13.9228 | 17.2061 | 13.3867 | 14.8118 | 16.9243 | 17.5021 | 17.4295 | 17.4959 | 17.8313
8 | Auchencrosh | 0 | 0 | 0 | 0 | 0 | 19.0762 | 18.0831 | 17.3897 | 20.4139 | 17.6545 | 17.0369 | 17.6364 | 21.0818 | 18.414 | 20.1167 | 22.2189 | 20.8965 | 20.7061 | 21.0623 | 21.3745
9 | Humber & Lancashire | 0 | 0 | 0 | 0 | 0 | 5.7076 | 5.1258 | 4.1548 | 5.2846 | 3.722 | 2.4445 | 2.5585 | 3.7732 | 3.8842 | 3.99 | 4.2626 | 4.0522 | 4.1517 | 4.1968 | 4.4015
10 | North East England | 0 | 0 | 0 | 0 | 0 | 9.637 | 8.9209 | 7.1994 | 8.2053 | 5.9423 | 4.3423 | 3.1639 | 4.1425 | 4.3514 | 6.7893 | 7.7873 | 8.1113 | 8.1649 | 8.2254 | 8.5665
11 | Anglesey | 0 | 0 | 0 | 0 | 0 | 3.3942 | 2.7836 | 2.1985 | 3.4824 | 3.9689 | 3.0053 | 2.7414 | 3.5485 | 3.2512 | 2.9176 | 2.9499 | 2.6514 | 2.8245 | 3.0042 | 3.1575
12 | Dinorwig | 0 | 0 | 0 | 0 | 0 | 4.1379 | 3.5273 | 2.9421 | 4.2261 | 3.2252 | 2.2617 | 1.9977 | 2.8048 | 2.5076 | 2.174 | 2.2063 | 1.9077 | 2.0809 | 2.2606 | 2.4139
13 | South Yorks & North Wales | 0 | 0 | 0 | 0 | 0 | 3.7503 | 3.2937 | 2.3204 | 3.2817 | 2.0477 | 0.69211 | 0.6303 | 2.0752 | 1.7599 | 1.8732 | 2.2933 | 2.5166 | 2.7374 | 2.7721 | 2.9022
14 | Midlands | 0 | 0 | 0 | 0 | 0 | 2.5475 | 2.0904 | 1.091 | 2.0457 | 0.97736 | 0.6211 | 0.75848 | 2.3562 | 2.3591 | 2.4729 | 3.057 | 4.0221 | 4.2043 | 4.1223 | 4.2665
15 | South Wales & Gloucester | 0 | 0 | 0 | 0 | 0 | 3.7126 | 2.5098 | 1.8766 | 4.433 | 2.8696 | 2.7455 | 0.51397 | 3.144 | 2.9682 | 2.121 | 0.43203 | 0.45466 | 0.60048 | 1.6191 | 1.7927
16 | Central London | 0 | 0 | 0 | 0 | 0 | -8.1107 | -7.5516 | -8.5295 | -8.6862 | -9.5522 | -10.2933 | 0.53995 | 2.6711 | 2.3719 | 2.6158 | 3.215 | 3.9613 | 4.0932 | 3.7236 | 3.8448
17 | South East | 0 | 0 | 0 | 0 | 0 | 0.0051024 | 0.0036943 | -0.71272 | -0.71565 | -1.4447 | -2.1245 | -1.3909 | 1.612 | 1.1661 | 1.1713 | 2.5646 | 3.253 | 3.3753 | 3.1131 | 3.1572
18 | Oxon & South Coast | 0 | 0 | 0 | 0 | 0 | -1.43 | -1.904 | -2.8968 | -2.2104 | -2.2707 | -2.878 | -1.7075 | 0.68057 | 0.12118 | -0.10485 | 0.51252 | 1.5138 | 1.6477 | 1.1356 | 1.2627
19 | Wessex | 0 | 0 | 0 | 0 | 0 | -2.4399 | -3.2249 | -3.9626 | -2.2691 | -0.54423 | -0.27585 | 0.39502 | 2.8987 | 2.12 | 1.7206 | 1.5156 | 1.9961 | 2.1346 | 2.4509 | 2.635
20 | Peninsula | 0 | 0 | 0 | 0 | 0 | -4.2182 | -5.949 | -6.4632 | -3.0327 | -0.091783 | 0.61145 | 1.8394 | 3.4598 | 2.8157 | 2.3522 | 2.2189 | 2.4679 | 2.6028 | 3.0926 | 3.2681
Generator CBA Zonal Tariff (£/kW)
Generation - Wider Year Round Shared Tariffs in Y+1
Zone No. | Zone Name | 2011 | 2012 | 2013 | 2014 | 2015 | 2016 | 2017 | 2018 | 2019 | 2020 | 2021 | 2022 | 2023 | 2024 | 2025 | 2026 | 2027 | 2028 | 2029 | 2030
1 | North Scotland | 0 | 0 | 0 | 0 | 0 | 0 | 0 | 0 | 0 | 0 | 0 | 0 | 0 | 0 | 0 | 0 | 0 | 0 | 0 | 0
2 | Peterhead | 0 | 0 | 0 | 0 | 0 | 0 | 0 | 0 | 0 | 0 | 0 | 0 | 0 | 0 | 0 | 0 | 0 | 0 | 0 | 0
3 | Western Highland & Skye | 0 | 0 | 0 | 0 | 0 | 0 | 0 | 0 | 0 | 0 | 0 | 0 | 0 | 0 | 0 | 0 | 0 | 0 | 0 | 0
4 | Central Highlands | 0 | 0 | 0 | 0 | 0 | 0 | 0 | 0 | 0 | 0 | 0 | 0 | 0 | 0 | 0 | 0 | 0 | 0 | 0 | 0
5 | Argyll | 0 | 0 | 0 | 0 | 0 | 0 | 0 | 0 | 0 | 0 | 0 | 0 | 0 | 0 | 0 | 0 | 0 | 0 | 0 | 0
6 | Stirlingshire | 0 | 0 | 0 | 0 | 0 | 0 | 0 | 0 | 0 | 0 | 0 | 0 | 0 | 0 | 0 | 0 | 0 | 0 | 0 | 0
7 | South Scotland | 0 | 0 | 0 | 0 | 0 | 0 | 0 | 0 | 0 | 0 | 0 | 0 | 0 | 0 | 0 | 0 | 0 | 0 | 0 | 0
8 | Auchencrosh | 0 | 0 | 0 | 0 | 0 | 0 | 0 | 0 | 0 | 0 | 0 | 0 | 0 | 0 | 0 | 0 | 0 | 0 | 0 | 0
9 | Humber & Lancashire | 0 | 0 | 0 | 0 | 0 | 0 | 0 | 0 | 0 | 0 | 0 | 0 | 0 | 0 | 0 | 0 | 0 | 0 | 0 | 0
10 | North East England | 0 | 0 | 0 | 0 | 0 | 0 | 0 | 0 | 0 | 0 | 0 | 0 | 0 | 0 | 0 | 0 | 0 | 0 | 0 | 0
11 | Anglesey | 0 | 0 | 0 | 0 | 0 | 0 | 0 | 0 | 0 | 0 | 0 | 0 | 0 | 0 | 0 | 0 | 0 | 0 | 0 | 0
12 | Dinorwig | 0 | 0 | 0 | 0 | 0 | 0 | 0 | 0 | 0 | 0 | 0 | 0 | 0 | 0 | 0 | 0 | 0 | 0 | 0 | 0
13 | South Yorks & North Wales | 0 | 0 | 0 | 0 | 0 | 0 | 0 | 0 | 0 | 0 | 0 | 0 | 0 | 0 | 0 | 0 | 0 | 0 | 0 | 0
14 | Midlands | 0 | 0 | 0 | 0 | 0 | 0 | 0 | 0 | 0 | 0 | 0 | 0 | 0 | 0 | 0 | 0 | 0 | 0 | 0 | 0
15 | South Wales & Gloucester | 0 | 0 | 0 | 0 | 0 | 0 | 0 | 0 | 0 | 0 | 0 | 0 | 0 | 0 | 0 | 0 | 0 | 0 | 0 | 0
16 | Central London | 0 | 0 | 0 | 0 | 0 | 0 | 0 | 0 | 0 | 0 | 0 | 0 | 0 | 0 | 0 | 0 | 0 | 0 | 0 | 0
17 | South East | 0 | 0 | 0 | 0 | 0 | 0 | 0 | 0 | 0 | 0 | 0 | 0 | 0 | 0 | 0 | 0 | 0 | 0 | 0 | 0
18 | Oxon & South Coast | 0 | 0 | 0 | 0 | 0 | 0 | 0 | 0 | 0 | 0 | 0 | 0 | 0 | 0 | 0 | 0 | 0 | 0 | 0 | 0
19 | Wessex | 0 | 0 | 0 | 0 | 0 | 0 | 0 | 0 | 0 | 0 | 0 | 0 | 0 | 0 | 0 | 0 | 0 | 0 | 0 | 0
20 | Peninsula | 0 | 0 | 0 | 0 | 0 | 0 | 0 | 0 | 0 | 0 | 0 | 0 | 0 | 0 | 0 | 0 | 0 | 0 | 0 | 0
Generator CBA Zonal Tariff (£/kW)
Generation - Wider Year Round Shared Tariffs in Y+5
Zone No. | Zone Name | 2011 | 2012 | 2013 | 2014 | 2015 | 2016 | 2017 | 2018 | 2019 | 2020 | 2021 | 2022 | 2023 | 2024 | 2025 | 2026 | 2027 | 2028 | 2029 | 2030
1 | North Scotland | 0 | 0 | 0 | 0 | 0 | 0 | 0 | 0 | 0 | 0 | 0 | 0 | 0 | 0 | 0 | 0 | 0 | 0 | 0 | 0
2 | Peterhead | 0 | 0 | 0 | 0 | 0 | 0 | 0 | 0 | 0 | 0 | 0 | 0 | 0 | 0 | 0 | 0 | 0 | 0 | 0 | 0
3 | Western Highland & Skye | 0 | 0 | 0 | 0 | 0 | 0 | 0 | 0 | 0 | 0 | 0 | 0 | 0 | 0 | 0 | 0 | 0 | 0 | 0 | 0
4 | Central Highlands | 0 | 0 | 0 | 0 | 0 | 0 | 0 | 0 | 0 | 0 | 0 | 0 | 0 | 0 | 0 | 0 | 0 | 0 | 0 | 0
5 | Argyll | 0 | 0 | 0 | 0 | 0 | 0 | 0 | 0 | 0 | 0 | 0 | 0 | 0 | 0 | 0 | 0 | 0 | 0 | 0 | 0
6 | Stirlingshire | 0 | 0 | 0 | 0 | 0 | 0 | 0 | 0 | 0 | 0 | 0 | 0 | 0 | 0 | 0 | 0 | 0 | 0 | 0 | 0
7 | South Scotland | 0 | 0 | 0 | 0 | 0 | 0 | 0 | 0 | 0 | 0 | 0 | 0 | 0 | 0 | 0 | 0 | 0 | 0 | 0 | 0
8 | Auchencrosh | 0 | 0 | 0 | 0 | 0 | 0 | 0 | 0 | 0 | 0 | 0 | 0 | 0 | 0 | 0 | 0 | 0 | 0 | 0 | 0
9 | Humber & Lancashire | 0 | 0 | 0 | 0 | 0 | 0 | 0 | 0 | 0 | 0 | 0 | 0 | 0 | 0 | 0 | 0 | 0 | 0 | 0 | 0
10 | North East England | 0 | 0 | 0 | 0 | 0 | 0 | 0 | 0 | 0 | 0 | 0 | 0 | 0 | 0 | 0 | 0 | 0 | 0 | 0 | 0
11 | Anglesey | 0 | 0 | 0 | 0 | 0 | 0 | 0 | 0 | 0 | 0 | 0 | 0 | 0 | 0 | 0 | 0 | 0 | 0 | 0 | 0
12 | Dinorwig | 0 | 0 | 0 | 0 | 0 | 0 | 0 | 0 | 0 | 0 | 0 | 0 | 0 | 0 | 0 | 0 | 0 | 0 | 0 | 0
13 | South Yorks & North Wales | 0 | 0 | 0 | 0 | 0 | 0 | 0 | 0 | 0 | 0 | 0 | 0 | 0 | 0 | 0 | 0 | 0 | 0 | 0 | 0
14 | Midlands | 0 | 0 | 0 | 0 | 0 | 0 | 0 | 0 | 0 | 0 | 0 | 0 | 0 | 0 | 0 | 0 | 0 | 0 | 0 | 0
15 | South Wales & Gloucester | 0 | 0 | 0 | 0 | 0 | 0 | 0 | 0 | 0 | 0 | 0 | 0 | 0 | 0 | 0 | 0 | 0 | 0 | 0 | 0
16 | Central London | 0 | 0 | 0 | 0 | 0 | 0 | 0 | 0 | 0 | 0 | 0 | 0 | 0 | 0 | 0 | 0 | 0 | 0 | 0 | 0
17 | South East | 0 | 0 | 0 | 0 | 0 | 0 | 0 | 0 | 0 | 0 | 0 | 0 | 0 | 0 | 0 | 0 | 0 | 0 | 0 | 0
18 | Oxon & South Coast | 0 | 0 | 0 | 0 | 0 | 0 | 0 | 0 | 0 | 0 | 0 | 0 | 0 | 0 | 0 | 0 | 0 | 0 | 0 | 0
19 | Wessex | 0 | 0 | 0 | 0 | 0 | 0 | 0 | 0 | 0 | 0 | 0 | 0 | 0 | 0 | 0 | 0 | 0 | 0 | 0 | 0
20 | Peninsula | 0 | 0 | 0 | 0 | 0 | 0 | 0 | 0 | 0 | 0 | 0 | 0 | 0 | 0 | 0 | 0 | 0 | 0 | 0 | 0
Demand HH Zonal Tariff (£/kW)
Demand in Y+1
Zone No. | Zone Name. | 2011 | 2012 | 2013 | 2014 | 2015 | 2016 | 2017 | 2018 | 2019 | 2020 | 2021 | 2022 | 2023 | 2024 | 2025 | 2026 | 2027 | 2028 | 2029 | 2030
1 | Northern Scotland | 0 | 9.5424 | 10.0741 | 15.5689 | 18.6192 | 16.3758 | 18.8375 | 22.8154 | 21.1718 | 23.7074 | 25.4057 | 27.7826 | 29.11 | 29.8473 | 29.2939 | 29.6409 | 29.907 | 30.19 | 30.6072 | 31.0139
2 | Southern Scotland | 0 | 13.936 | 14.9546 | 19.776 | 22.7934 | 20.3834 | 24.0284 | 27.9174 | 26.5011 | 28.875 | 30.5767 | 32.7002 | 33.9344 | 34.8458 | 34.694 | 34.9995 | 35.2827 | 35.5704 | 35.9875 | 36.3943
3 | Northern | 0 | 19.4246 | 20.6901 | 25.6789 | 28.5886 | 31.2309 | 34.1746 | 37.8145 | 39.8685 | 42.2878 | 43.9344 | 46.0034 | 47.0249 | 48.7789 | 46.7999 | 47.4156 | 47.7559 | 47.9542 | 48.3714 | 48.7781
4 | North West | 0 | 22.7548 | 24.4804 | 29.0124 | 32.1052 | 36.3336 | 39.3951 | 42.9768 | 44.6232 | 47.1242 | 48.4754 | 49.9078 | 50.9993 | 52.1557 | 52.4216 | 52.8087 | 53.1644 | 53.5926 | 54.0098 | 54.4165
5 | Yorkshire | 0 | 23.5633 | 24.986 | 29.8002 | 32.5968 | 36.8726 | 39.9948 | 43.1511 | 45.453 | 47.7527 | 49.3551 | 50.6141 | 51.6645 | 52.5277 | 52.2512 | 53.0256 | 53.3627 | 53.8956 | 54.3128 | 54.7195
6 | N Wales & Mersey | 0 | 23.461 | 25.3143 | 29.8287 | 33.062 | 39.0468 | 42.0588 | 45.737 | 47.5149 | 49.2284 | 50.4328 | 51.6396 | 52.9597 | 54.3445 | 55.1315 | 55.1012 | 55.4761 | 55.8513 | 56.2685 | 56.6752
7 | East Midlands | 0 | 26.3023 | 27.8901 | 32.3362 | 35.309 | 39.904 | 43.1108 | 45.9936 | 48.2006 | 50.1497 | 51.2951 | 52.0152 | 52.7222 | 53.3864 | 53.9603 | 54.9402 | 55.2147 | 55.7828 | 56.2 | 56.6067
8 | Midlands | 0 | 27.2362 | 29.0447 | 33.3308 | 36.3818 | 41.3309 | 44.5499 | 48.2992 | 50.4215 | 51.8315 | 52.4959 | 53.7217 | 54.6563 | 55.1628 | 56.5058 | 57.1523 | 57.5818 | 57.8689 | 58.2861 | 58.6929
9 | Eastern | 0 | 27.2086 | 29.3897 | 34.0062 | 36.9626 | 41.4367 | 44.5096 | 46.8809 | 48.8857 | 50.61 | 50.9097 | 50.4918 | 50.7333 | 51.1136 | 51.5411 | 52.1567 | 52.8418 | 53.6311 | 54.0483 | 54.455
10 | South Wales | 0 | 25.5499 | 26.9139 | 31.5312 | 34.0753 | 38.7682 | 42.1318 | 47.1939 | 49.5363 | 48.3305 | 47.9532 | 48.6466 | 48.875 | 48.854 | 52.7355 | 53.735 | 54.269 | 53.9448 | 54.362 | 54.7687
11 | South East | 0 | 29.7934 | 33.3472 | 37.9678 | 40.9464 | 45.4747 | 48.0852 | 47.7092 | 50.3352 | 51.4376 | 52.2901 | 52.3562 | 52.6069 | 52.7161 | 52.7477 | 53.3661 | 53.9295 | 54.3989 | 54.8161 | 55.2228
12 | London | 0 | 32.1858 | 35.9321 | 42.6058 | 45.576 | 50.1296 | 52.5345 | 53.091 | 55.3919 | 57.229 | 58.2721 | 57.882 | 58.1441 | 58.3689 | 58.3812 | 58.9776 | 59.6481 | 60.3413 | 60.7585 | 61.1652
13 | Southern | 0 | 32.3789 | 34.1342 | 38.0829 | 41.0754 | 45.6856 | 48.8851 | 50.5049 | 52.6563 | 52.7021 | 53.5327 | 52.8262 | 53.0587 | 52.9869 | 54.7764 | 55.4525 | 56.0348 | 56.4119 | 56.8291 | 57.2358
14 | South Western | 0 | 32.6449 | 33.6262 | 38.0465 | 40.8237 | 45.0067 | 47.5098 | 48.1559 | 50.0641 | 48.7632 | 49.0593 | 49.1596 | 49.3904 | 49.3402 | 51.5226 | 52.1866 | 52.7284 | 52.664 | 53.0812 | 53.4879
Demand HH Zonal Tariff (£/kW)
Demand in Y+5
Zone No. | Zone Name. | 2011 | 2012 | 2013 | 2014 | 2015 | 2016 | 2017 | 2018 | 2019 | 2020 | 2021 | 2022 | 2023 | 2024 | 2025 | 2026 | 2027 | 2028 | 2029 | 2030
1 | Northern Scotland | 0 | 0 | 0 | 0 | 0 | 19.8959 | 18.1475 | 20.7388 | 19.111 | 23.3577 | 27.7467 | 27.378 | 27.6773 | 26.7848 | 27.2777 | 28.3946 | 29.8685 | 30.7157 | 30.7757 | 31.0624
2 | Southern Scotland | 0 | 0 | 0 | 0 | 0 | 24.5085 | 22.7398 | 25.6164 | 23.9375 | 28.6502 | 33.0382 | 32.836 | 32.5457 | 32.2819 | 32.5308 | 33.4482 | 35.1949 | 36.0697 | 36.137 | 36.4283
3 | Northern | 0 | 0 | 0 | 0 | 0 | 34.792 | 32.634 | 35.4525 | 34.7514 | 39.3565 | 43.621 | 46.2738 | 46.0307 | 45.6467 | 45.7734 | 46.5813 | 47.4529 | 48.1228 | 48.5185 | 48.7157
4 | North West | 0 | 0 | 0 | 0 | 0 | 40.6111 | 38.3858 | 40.995 | 40.0618 | 44.1125 | 48.0643 | 50.463 | 50.2125 | 50.1173 | 50.4867 | 51.7463 | 53.0506 | 53.6255 | 53.9878 | 54.3962
5 | Yorkshire | 0 | 0 | 0 | 0 | 0 | 41.0107 | 38.7328 | 41.6006 | 40.8137 | 45.3682 | 49.238 | 51.9865 | 50.8177 | 51.4851 | 51.8 | 52.4179 | 53.2101 | 53.788 | 54.1602 | 54.6265
6 | N Wales & Mersey | 0 | 0 | 0 | 0 | 0 | 43.4462 | 41.0942 | 43.72 | 42.7392 | 46.4611 | 50.3737 | 52.8494 | 52.1977 | 52.7021 | 53.2264 | 54.2151 | 55.5608 | 56.0441 | 56.3301 | 56.7347
7 | East Midlands | 0 | 0 | 0 | 0 | 0 | 44.3471 | 41.8743 | 44.875 | 44.2225 | 47.8119 | 51.5777 | 54.0645 | 52.6127 | 53.6144 | 53.9023 | 54.3357 | 55.1947 | 55.7496 | 56.0631 | 56.4841
8 | Midlands | 0 | 0 | 0 | 0 | 0 | 45.8505 | 43.5971 | 46.4987 | 45.4105 | 49.0629 | 52.6276 | 55.7072 | 54.3299 | 55.138 | 55.7017 | 56.6166 | 57.7689 | 58.3011 | 58.5183 | 58.9235
9 | Eastern | 0 | 0 | 0 | 0 | 0 | 45.8968 | 43.1156 | 46.1888 | 45.911 | 48.6414 | 51.7899 | 53.5583 | 51.0966 | 51.8799 | 52.1058 | 52.042 | 52.1421 | 52.7055 | 53.5628 | 54.0044
10 | South Wales | 0 | 0 | 0 | 0 | 0 | 43.2968 | 41.6105 | 44.619 | 42.4936 | 46.8768 | 50.1046 | 54.4199 | 51.2492 | 51.6404 | 53.0118 | 55.2137 | 55.7382 | 56.2782 | 55.8485 | 56.2237
11 | South East | 0 | 0 | 0 | 0 | 0 | 49.9874 | 47.0418 | 49.6024 | 49.5841 | 52.0571 | 55.6033 | 56.1708 | 52.8887 | 53.8051 | 54.0584 | 53.3091 | 53.0582 | 53.6153 | 54.7201 | 55.2087
12 | London | 0 | 0 | 0 | 0 | 0 | 54.5807 | 51.1574 | 54.1651 | 54.4234 | 57.5349 | 60.9981 | 61.8769 | 58.4363 | 59.3171 | 60.2333 | 58.7848 | 58.6526 | 59.2118 | 60.2307 | 60.848
13 | Southern | 0 | 0 | 0 | 0 | 0 | 50.1781 | 47.785 | 50.5552 | 49.7114 | 51.7955 | 55.0634 | 55.7354 | 53.0679 | 53.8713 | 54.6827 | 55.8354 | 55.5035 | 56.0571 | 56.8783 | 57.2455
14 | South Western | 0 | 0 | 0 | 0 | 0 | 49.9922 | 48.832 | 51.696 | 48.7579 | 48.4149 | 50.7998 | 50.8216 | 48.6166 | 49.3535 | 50.6104 | 52.659 | 53.8759 | 54.4253 | 53.7943 | 54.1421
Demand NHH Zonal Tariff (p/kWh)
Zone No. | Zone Name. | 2011 | 2012 | 2013 | 2014 | 2015 | 2016 | 2017 | 2018 | 2019 | 2020 | 2021 | 2022 | 2023 | 2024 | 2025 | 2026 | 2027 | 2028 | 2029 | 2030
1 | Northern Scotland | 0 | 1.3159 | 1.3892 | 2.147 | 2.5676 | 2.2583 | 2.5977 | 3.1463 | 2.9197 | 3.2693 | 3.5035 | 3.8313 | 4.0143 | 4.116 | 4.0397 | 4.0876 | 4.1243 | 4.1633 | 4.2208 | 4.2769
2 | Southern Scotland | 0 | 1.9692 | 2.1132 | 2.7945 | 3.2208 | 2.8803 | 3.3954 | 3.9449 | 3.7448 | 4.0802 | 4.3207 | 4.6207 | 4.7951 | 4.9239 | 4.9025 | 4.9456 | 4.9856 | 5.0263 | 5.0852 | 5.1427
3 | Northern | 0 | 2.6877 | 2.8628 | 3.5531 | 3.9557 | 4.3213 | 4.7286 | 5.2322 | 5.5164 | 5.8512 | 6.079 | 6.3653 | 6.5067 | 6.7494 | 6.4755 | 6.5607 | 6.6078 | 6.6352 | 6.693 | 6.7492
4 | North West | 0 | 3.2992 | 3.5494 | 4.2065 | 4.6549 | 5.268 | 5.7119 | 6.2312 | 6.4699 | 6.8325 | 7.0284 | 7.2361 | 7.3943 | 7.562 | 7.6006 | 7.6567 | 7.7083 | 7.7704 | 7.8308 | 7.8898
5 | Yorkshire | 0 | 3.2692 | 3.4665 | 4.1345 | 4.5225 | 5.1157 | 5.5488 | 5.9867 | 6.3061 | 6.6252 | 6.8475 | 7.0222 | 7.1679 | 7.2876 | 7.2493 | 7.3567 | 7.4035 | 7.4774 | 7.5353 | 7.5917
6 | N Wales & Mersey | 0 | 3.3673 | 3.6333 | 4.2813 | 4.7453 | 5.6043 | 6.0366 | 6.5646 | 6.8197 | 7.0657 | 7.2385 | 7.4118 | 7.6012 | 7.8 | 7.9129 | 7.9086 | 7.9624 | 8.0163 | 8.0761 | 8.1345
7 | East Midlands | 0 | 3.7232 | 3.948 | 4.5773 | 4.9981 | 5.6486 | 6.1025 | 6.5106 | 6.823 | 7.0989 | 7.2611 | 7.363 | 7.4631 | 7.5571 | 7.6383 | 7.777 | 7.8159 | 7.8963 | 7.9554 | 8.0129
8 | Midlands | 0 | 3.9193 | 4.1796 | 4.7964 | 5.2354 | 5.9476 | 6.4108 | 6.9503 | 7.2557 | 7.4586 | 7.5543 | 7.7307 | 7.8651 | 7.938 | 8.1313 | 8.2243 | 8.2861 | 8.3274 | 8.3875 | 8.446
9 | Eastern | 0 | 3.8092 | 4.1146 | 4.7609 | 5.1748 | 5.8011 | 6.2314 | 6.5633 | 6.844 | 7.0854 | 7.1274 | 7.0689 | 7.1027 | 7.1559 | 7.2158 | 7.3019 | 7.3979 | 7.5084 | 7.5668 | 7.6237
10 | South Wales | 0 | 3.4059 | 3.5877 | 4.2032 | 4.5423 | 5.1679 | 5.6163 | 6.2911 | 6.6033 | 6.4426 | 6.3923 | 6.4847 | 6.5152 | 6.5124 | 7.0298 | 7.163 | 7.2342 | 7.191 | 7.2466 | 7.3008
11 | South East | 0 | 4.2056 | 4.7072 | 5.3595 | 5.7799 | 6.4191 | 6.7876 | 6.7345 | 7.1052 | 7.2608 | 7.3812 | 7.3905 | 7.4259 | 7.4413 | 7.4458 | 7.5331 | 7.6126 | 7.6788 | 7.7377 | 7.7951
12 | London | 0 | 4.3039 | 4.8048 | 5.6973 | 6.0944 | 6.7033 | 7.0249 | 7.0993 | 7.407 | 7.6527 | 7.7921 | 7.74 | 7.775 | 7.8051 | 7.8067 | 7.8865 | 7.9762 | 8.0688 | 8.1246 | 8.179
13 | Southern | 0 | 4.5944 | 4.8435 | 5.4038 | 5.8284 | 6.4826 | 6.9366 | 7.1665 | 7.4717 | 7.4782 | 7.5961 | 7.4958 | 7.5288 | 7.5186 | 7.7726 | 7.8685 | 7.9511 | 8.0046 | 8.0638 | 8.1215
14 | South Western | 0 | 4.4413 | 4.5748 | 5.1762 | 5.554 | 6.1231 | 6.4636 | 6.5515 | 6.8111 | 6.6341 | 6.6744 | 6.6881 | 6.7195 | 6.7126 | 7.0096 | 7.0999 | 7.1736 | 7.1648 | 7.2216 | 7.2769
Demand NHH Zonal Tariff (p/kWh)
Demand in Y+5
Zone No. | Zone Name. | 2011 | 2012 | 2013 | 2014 | 2015 | 2016 | 2017 | 2018 | 2019 | 2020 | 2021 | 2022 | 2023 | 2024 | 2025 | 2026 | 2027 | 2028 | 2029 | 2030
1 | Northern Scotland | 0 | 0 | 0 | 0 | 0 | 2.7437 | 2.5026 | 2.8599 | 2.6355 | 3.2211 | 3.8263 | 3.7755 | 3.8168 | 3.6937 | 3.7617 | 3.9157 | 4.1189 | 4.2358 | 4.2441 | 4.2836
2 | Southern Scotland | 0 | 0 | 0 | 0 | 0 | 3.4632 | 3.2133 | 3.6197 | 3.3825 | 4.0484 | 4.6685 | 4.6399 | 4.5989 | 4.5616 | 4.5968 | 4.7264 | 4.9732 | 5.0968 | 5.1064 | 5.1475
3 | Northern | 0 | 0 | 0 | 0 | 0 | 4.814 | 4.5154 | 4.9054 | 4.8084 | 5.4456 | 6.0357 | 6.4027 | 6.3691 | 6.316 | 6.3335 | 6.4453 | 6.5659 | 6.6586 | 6.7133 | 6.7406
4 | North West | 0 | 0 | 0 | 0 | 0 | 5.8882 | 5.5655 | 5.9438 | 5.8085 | 6.3958 | 6.9688 | 7.3166 | 7.2803 | 7.2665 | 7.32 | 7.5026 | 7.6918 | 7.7751 | 7.8276 | 7.8869
5 | Yorkshire | 0 | 0 | 0 | 0 | 0 | 5.6898 | 5.3738 | 5.7716 | 5.6625 | 6.2943 | 6.8312 | 7.2126 | 7.0504 | 7.143 | 7.1867 | 7.2724 | 7.3823 | 7.4625 | 7.5141 | 7.5788
6 | N Wales & Mersey | 0 | 0 | 0 | 0 | 0 | 6.2358 | 5.8982 | 6.2751 | 6.1343 | 6.6685 | 7.2301 | 7.5854 | 7.4919 | 7.5643 | 7.6395 | 7.7814 | 7.9746 | 8.0439 | 8.085 | 8.1431
7 | East Midlands | 0 | 0 | 0 | 0 | 0 | 6.2775 | 5.9275 | 6.3523 | 6.2599 | 6.768 | 7.301 | 7.6531 | 7.4476 | 7.5894 | 7.6301 | 7.6915 | 7.8131 | 7.8916 | 7.936 | 7.9956
8 | Midlands | 0 | 0 | 0 | 0 | 0 | 6.598 | 6.2737 | 6.6912 | 6.5347 | 7.0602 | 7.5732 | 8.0164 | 7.8182 | 7.9345 | 8.0156 | 8.1472 | 8.313 | 8.3896 | 8.4209 | 8.4792
9 | Eastern | 0 | 0 | 0 | 0 | 0 | 6.4256 | 6.0362 | 6.4664 | 6.4275 | 6.8098 | 7.2506 | 7.4982 | 7.1535 | 7.2632 | 7.2948 | 7.2859 | 7.2999 | 7.3788 | 7.4988 | 7.5606
10 | South Wales | 0 | 0 | 0 | 0 | 0 | 5.7716 | 5.5468 | 5.9478 | 5.6645 | 6.2488 | 6.6791 | 7.2543 | 6.8317 | 6.8838 | 7.0666 | 7.3601 | 7.4301 | 7.502 | 7.4448 | 7.4948
11 | South East | 0 | 0 | 0 | 0 | 0 | 7.0561 | 6.6403 | 7.0018 | 6.9992 | 7.3483 | 7.8489 | 7.929 | 7.4657 | 7.595 | 7.6308 | 7.525 | 7.4896 | 7.5682 | 7.7242 | 7.7932
12 | London | 0 | 0 | 0 | 0 | 0 | 7.2985 | 6.8408 | 7.243 | 7.2775 | 7.6936 | 8.1567 | 8.2742 | 7.8141 | 7.9319 | 8.0544 | 7.8607 | 7.843 | 7.9178 | 8.054 | 8.1366
13 | Southern | 0 | 0 | 0 | 0 | 0 | 7.1201 | 6.7805 | 7.1736 | 7.0539 | 7.3496 | 7.8133 | 7.9086 | 7.5301 | 7.6441 | 7.7593 | 7.9228 | 7.8757 | 7.9543 | 8.0708 | 8.1229
14 | South Western | 0 | 0 | 0 | 0 | 0 | 6.8014 | 6.6435 | 7.0332 | 6.6334 | 6.5868 | 6.9112 | 6.9142 | 6.6142 | 6.7145 | 6.8855 | 7.1642 | 7.3297 | 7.4045 | 7.3186 | 7.3659
Aggregate TNUoS | 2011 | 2012 | 2013 | 2014 | 2015 | 2016 | 2017 | 2018 | 2019 | 2020 | 2021 | 2022 | 2023 | 2024 | 2025 | 2026 | 2027 | 2028 | 2029 | 2030 | 2031
Total generators | 431.6953 | 544.3839 | 593.0034 | 660.8019 | 757.3226 | 789.0054 | 807.5928 | 883.2385 | 919.4474 | 945.915 | 956.7903 | 970.0928 | 986.2204 | 996.7843 | 1006.1309 | 1021.2513 | 1029.212 | 1042.7958 | 1050.7396 | 1058.4983 | 0
Total demand | 1296.4854 | 1462.5409 | 1571.3336 | 1836.5937 | 2002.6566 | 2221.0535 | 2390.0772 | 2530.587 | 2632.181 | 2713.5477 | 2767.8778 | 2801.5293 | 2838.1004 | 2869.292 | 2901.7301 | 2935.8791 | 2962.2546 | 2986.2047 | 3009.5676 | 3032.3433 | 2827.1059
Transmission rent | 19.3788 | 59.7858 | 94.2331 | 148.1308 | 90.3478 | 3.6006 | 117.8291 | 201.2962 | 16.0828 | 0.15863 | 0.87855 | 0.78123 | 1.7963 | 0.017424 | 1.1001 | 0.0021808 | 0.0072665 | 0.064296 | 0.054939 | 0.18243 | 0
MAR | 1776.0074 | 2003.4807 | 2152.5118 | 2515.8818 | 2743.3652 | 3042.539 | 3274.0784 | 3466.5576 | 3605.7274 | 3717.1887 | 3791.6134 | 3837.7114 | 3887.8087 | 3930.5369 | 3974.9728 | 4021.7522 | 4057.883 | 4090.6914 | 4122.6954 | 4153.895 | 3872.7478
Wholesale power price data | 2011 | 2012 | 2013 | 2014 | 2015 | 2016 | 2017 | 2018 | 2019 | 2020 | 2021 | 2022 | 2023 | 2024 | 2025 | 2026 | 2027 | 2028 | 2029 | 2030 | 2031
Demand weighted price (£/kW) | 53.4439 | 50.8437 | 64.3948 | 66.9812 | 70.2865 | 79.2182 | 83.7547 | 82.2086 | 80.3827 | 90.9606 | 75.9001 | 80.6127 | 83.2819 | 93.6353 | 75.8322 | 73.9693 | 78.2492 | 80.9449 | 83.102 | 85.9286 | 101.082
ELSI - DSMP (£/kW) | 46.3424 | 45.2454 | 52.1299 | 58.3646 | 60.6689 | 62.6089 | 61.514 | 60.4892 | 61.1093 | 62.1561 | 63.0261 | 64.38 | 65.7107 | 67.1555 | 67.7363 | 68.4021 | 69.9553 | 71.5339 | 73.1222 | 74.6874 | 0
ELSI - uplift | 7.0923 | 6.2077 | 11.3631 | 8.8095 | 9.5132 | 14.783 | 17.2912 | 16.9297 | 15.4842 | 20.2046 | 11.3979 | 13.3419 | 13.8083 | 16.965 | 9.1823 | 8.2913 | 10.0777 | 10.5209 | 10.825 | 11.3483 | 0
BSUOS | 2011 | 2012 | 2013 | 2014 | 2015 | 2016 | 2017 | 2018 | 2019 | 2020 | 2021 | 2022 | 2023 | 2024 | 2025 | 2026 | 2027 | 2028 | 2029 | 2030 | 2031
Annual charge (£/MWhr) | 1.0586 | 1.138 | 1.2233 | 1.5236 | 1.2275 | 1.0156 | 1.0879 | 1.1134 | 1.0045 | 1.0001 | 1.0077 | 1.0043 | 1.0116 | 1 | 1.0215 | 1.0191 | 1.0196 | 1.0202 | 1.0212 | 1.0224 | 1
All consumer aggregate (£M) | 323.6384 | 356.5067 | 383.2819 | 477.0941 | 383.8242 | 316.5985 | 339.5389 | 346.6201 | 313.3048 | 312.9312 | 315.6236 | 316.292 | 319.6385 | 317.1184 | 324.5243 | 325.3936 | 327.4547 | 330.6743 | 333.2867 | 336.8854 | 0
Power sector costs (£m) | 2011 | 2012 | 2013 | 2014 | 2015 | 2016 | 2017 | 2018 | 2019 | 2020 | 2021 | 2022 | 2023 | 2024 | 2025 | 2026 | 2027 | 2028 | 2029 | 2030 | 2031
Generation costs
Annuitised capital cost | 8.8398e-08 | 245.7041 | 396.1458 | 1423.5792 | 1954.6283 | 3429.4405 | 4479.4127 | 4951.556 | 5139.1898 | 6074.8752 | 7337.8212 | 7579.7462 | 8502.3846 | 10121.7311 | 13194.774 | 14714.9682 | 14754.7552 | 14781.444 | 14836.8807 | 15308.9389 | 43.3151
Fixed operating cost | 2891.963 | 3067.7219 | 2818.7573 | 3007.2965 | 3041.1379 | 3279.4853 | 3284.879 | 3391.2485 | 3382.5156 | 3343.6771 | 3513.3866 | 3393.0874 | 3435.2098 | 3411.7863 | 3758.6019 | 3917.4408 | 3875.135 | 3880.9952 | 3893.2321 | 3897.9883 | 3725.6576
Variable operating cost | 563.3646 | 687.4827 | 686.7236 | 693.9338 | 731.8164 | 772.8382 | 808.3703 | 797.2549 | 776.7666 | 805.3023 | 772.3556 | 738.1622 | 762.8606 | 922.3967 | 1387.3855 | 1447.1454 | 1452.2611 | 1458.1276 | 1464.8628 | 1468.4256 | 0
Fuel cost | 7397.3856 | 6652.0065 | 7386.429 | 7772.9658 | 7847.7196 | 8014.9904 | 7578.7857 | 7061.3785 | 7487.8963 | 7604.5345 | 7645.942 | 7936.737 | 7585.9283 | 7813.105 | 7838.5778 | 7283.3873 | 7330.8575 | 7425.6867 | 7479.7032 | 7581.3389 | 0
Net interconnector imports | 868.4271 | 511.7862 | 661.9717 | 493.3036 | 505.1502 | 688.075 | 718.2393 | 1194.5461 | 1233.1842 | 1555.0234 | 1300.2582 | 1236.1817 | 1159.0019 | 1229.7805 | 235.1182 | -140.5445 | -121.0123 | -77.3765 | -52.703 | 2.7339 | 0
Transmission costs
Annuitised capital cost | 1776.0074 | 2003.4807 | 2152.5118 | 2515.8818 | 2743.3652 | 3042.539 | 3274.0784 | 3466.5576 | 3605.7274 | 3717.1887 | 3791.6134 | 3837.7114 | 3887.8087 | 3930.5369 | 3974.9728 | 4021.7522 | 4057.883 | 4090.6914 | 4122.6954 | 4153.895 | 3872.7478
Annual operating cost
Transmission losses | 320.294 | 376.0385 | 450.0036 | 547.8962 | 534.621 | 444.249 | 446.5903 | 419.6748 | 394.4383 | 338.7936 | 337.1174 | 341.5571 | 348.7874 | 347.2432 | 349.5005 | 355.1621 | 364.5345 | 373.8974 | 383.6234 | 393.4888 | 0
Constraint costs | 35.8989 | 86.5965 | 140.1541 | 328.4292 | 142.502 | 9.736 | 54.9687 | 70.7098 | 2.8221 | 0.052229 | 4.8289 | 2.7119 | 7.3521 | 0.0027916 | 13.7125 | 12.243 | 12.6159 | 13.1067 | 13.854 | 14.813 | 0
Carbon costs | 1468.4101 | 898.3586 | 1448.8529 | 2087.5718 | 2804.6082 | 2421.3727 | 2356.7353 | 2258.1214 | 2412.6105 | 2578.4832 | 2335.1982 | 2475.5599 | 2512.4712 | 2562.2989 | 2144.7827 | 2018.2562 | 2190.4133 | 2389.3031 | 2572.3479 | 2786.1684 | 0
Total | 15321.7506 | 14529.1757 | 16141.5498 | 18870.8579 | 20305.5487 | 22102.7261 | 23002.0596 | 23611.0476 | 24435.1509 | 26017.9303 | 27038.5216 | 27541.4548 | 28201.8046 | 30338.8815 | 32897.4259 | 33629.8106 | 33917.4432 | 34335.8755 | 34714.4966 | 35607.7907 | 7641.7205
Consumer bills (£m) | 2011 | 2012 | 2013 | 2014 | 2015 | 2016 | 2017 | 2018 | 2019 | 2020 | 2021 | 2022 | 2023 | 2024 | 2025 | 2026 | 2027 | 2028 | 2029 | 2030 | 2031
Wholesale costs | 16335.8511 | 16118.8994 | 19893.0087 | 21034.037 | 21944.573 | 24125.9636 | 24594.7825 | 24101.9336 | 23889.2108 | 25771.0805 | 23310.5596 | 24477.6137 | 25125.4579 | 26676.054 | 24435.3605 | 24486.793 | 25703.101 | 26596.4827 | 27397.8527 | 28347.8956 | 0
BSUoS | 323.6384 | 356.5067 | 383.2819 | 477.0941 | 383.8242 | 316.5985 | 339.5389 | 346.6201 | 313.3048 | 312.9312 | 315.6236 | 316.292 | 319.6385 | 317.1184 | 324.5243 | 325.3936 | 327.4547 | 330.6743 | 333.2867 | 336.8854 | 0
Demand TNUoS charges | 1296.4854 | 1462.5409 | 1571.3336 | 1836.5937 | 2002.6566 | 2221.0535 | 2390.0772 | 2530.587 | 2632.181 | 2713.5477 | 2767.8778 | 2801.5293 | 2838.1004 | 2869.292 | 2901.7301 | 2935.8791 | 2962.2546 | 2986.2047 | 3009.5676 | 3032.3433 | 2827.1059
ROC subsidies | 892.7743 | 1389.7624 | 1443.2045 | 1990.3579 | 2295.0413 | 3395.6787 | 4151.2914 | 4148.5846 | 4143.4592 | 4143.2041 | 4271.9045 | 4270.2094 | 4264.2151 | 4256.7536 | 4254.9296 | 4243.9009 | 4244.9952 | 4245.7194 | 4245.62 | 4246.4941 | 0
CFD subsidies | 0 | 0 | 0 | 0 | 0 | 0 | 0 | 369.4715 | 388.131 | 621.1084 | 1080.9496 | 991.3471 | 1166.6928 | 1684.0101 | 4197.0791 | 4599.6919 | 4152.0319 | 3873.4389 | 3610.7482 | 3320.3613 | 0
LEC subsidies | 80.5745 | 109.8119 | 117.0252 | 151.1557 | 172.8407 | 263.2188 | 317.4382 | 352.387 | 351.2444 | 351.1875 | 379.8792 | 379.5013 | 378.1649 | 376.5015 | 376.0949 | 373.7928 | 373.8779 | 374.0394 | 374.019 | 374.2121 | 0
Capacity payments | 0 | 0 | 0 | 0 | 0 | 0 | 0 | 1546.4756 | 1607.1522 | 1550.0613 | 1415.5046 | 1557.371 | 1434.7357 | 1314.1079 | 949.3774 | 848.0772 | 895.3938 | 950.5392 | 952.283 | 2147.5083 | 3465.6679
Transmission losses | 320.294 | 376.0385 | 450.0036 | 547.8962 | 534.621 | 444.249 | 446.5903 | 419.6748 | 394.4383 | 338.7936 | 337.1174 | 341.5571 | 348.7874 | 347.2432 | 349.5005 | 355.1621 | 364.5345 | 373.8974 | 383.6234 | 393.4888 | 0
Check on total demand/supply balance
Generation (TWh) | 290.9468 | 305.2365 | 303.7355 | 307.1201 | 306.6976 | 303.3591 | 303.3717 | 295.6454 | 295.7756 | 292.7228 | 296.9781 | 300.0818 | 302.5243 | 302.9656 | 316.4742 | 322.759 | 324.3667 | 326.7964 | 328.734 | 331.2126 | 0
Embedded generation (TWh) | 38.7313 | 40.26 | 41.8919 | 43.5987 | 45.4753 | 47.4666 | 49.5971 | 51.7519 | 54.044 | 56.425 | 58.7717 | 61.1088 | 63.4821 | 65.8969 | 68.3503 | 70.8046 | 73.2595 | 75.7153 | 78.1718 | 80.6291 | 83.0872
Net interconnector imports (TWh) | 14.7693 | 8.0373 | 9.575 | 6.0069 | 5.983 | 8.3788 | 8.7251 | 15.674 | 16.1213 | 20.1828 | 16.2357 | 14.8569 | 13.4446 | 14.1524 | 1.2052 | -3.4767 | -3.2095 | -2.6646 | -2.3628 | -1.7216 | 0
Total supply | 344.4474 | 353.5337 | 355.2024 | 356.7257 | 358.1559 | 359.2045 | 361.6939 | 363.0713 | 365.9409 | 369.3306 | 371.9855 | 376.0475 | 379.451 | 383.0149 | 386.0297 | 390.0869 | 394.4167 | 399.847 | 404.5429 | 410.1201 | 83.0872
Final demand | 305.7161 | 313.2737 | 313.3105 | 313.127 | 312.6806 | 311.7379 | 312.096 | 311.3184 | 311.8959 | 312.9051 | 313.2128 | 314.938 | 315.968 | 317.117 | 317.6784 | 319.2813 | 321.1562 | 324.1308 | 326.3702 | 329.49 | 0
Embedded generation (TWh) | 38.7313 | 40.26 | 41.8919 | 43.5987 | 45.4753 | 47.4666 | 49.5971 | 51.7519 | 54.044 | 56.425 | 58.7717 | 61.1088 | 63.4821 | 65.8969 | 68.3503 | 70.8046 | 73.2595 | 75.7153 | 78.1718 | 80.6291 | 83.0872
Total demand | 344.4474 | 353.5337 | 355.2024 | 356.7257 | 358.1559 | 359.2045 | 361.6931 | 363.0703 | 365.9399 | 369.3302 | 371.9846 | 376.0468 | 379.45 | 383.0139 | 386.0287 | 390.0859 | 394.4158 | 399.8461 | 404.542 | 410.1191 | 83.0872
Cumulative new build by plant type and location
|  | 2011 | 2012 | 2013 | 2014 | 2015 | 2016 | 2017 | 2018 | 2019 | 2020 | 2021 | 2022 | 2023 | 2024 | 2025 | 2026 | 2027 | 2028 | 2029 | 2030 | 2031
Nuclear | S England & S Wales | 0 | 0 | 0 | 0 | 0 | 0 | 0 | 0 | 0 | 1670 | 3340 | 3340 | 5010 | 6680 | 8350 | 10000 | 10000 | 10000 | 10000 | 10000 | 10000
Nuclear | Midlands & N Wales | 0 | 0 | 0 | 0 | 0 | 0 | 0 | 0 | 0 | 0 | 0 | 0 | 0 | 0 | 0 | 1200 | 1200 | 1200 | 1200 | 1200 | 1200
Nuclear | N England | 0 | 0 | 0 | 0 | 0 | 0 | 0 | 0 | 0 | 0 | 0 | 0 | 0 | 0 | 0 | 0 | 0 | 0 | 0 | 0 | 0
Nuclear | S Scotland | 0 | 0 | 0 | 0 | 0 | 0 | 0 | 0 | 0 | 0 | 0 | 0 | 0 | 0 | 0 | 0 | 0 | 0 | 0 | 0 | 0
Nuclear | N Scotland | 0 | 0 | 0 | 0 | 0 | 0 | 0 | 0 | 0 | 0 | 0 | 0 | 0 | 0 | 0 | 0 | 0 | 0 | 0 | 0 | 0
CCGT | S England & S Wales | 0 | 1335 | 1335 | 2175 | 2645 | 2645 | 3405 | 3405 | 5805 | 5805 | 9005 | 12535 | 12535 | 12535 | 12535 | 12535 | 12535 | 12535 | 12535 | 12535 | 12535
CCGT | Midlands & N Wales | 0 | 870 | 870 | 3030 | 3030 | 3030 | 3030 | 3030 | 3030 | 3030 | 3030 | 3030 | 3030 | 3030 | 3030 | 3030 | 3030 | 3030 | 3030 | 3030 | 3030
CCGT | N England | 0 | 0 | 0 | 952 | 952 | 952 | 952 | 952 | 952 | 952 | 2552 | 2552 | 2552 | 2552 | 2552 | 2552 | 2552 | 2552 | 2552 | 2552 | 2552
CCGT | S Scotland | 0 | 0 | 0 | 0 | 0 | 0 | 0 | 0 | 0 | 0 | 0 | 0 | 0 | 0 | 0 | 0 | 0 | 0 | 0 | 0 | 0
CCGT | N Scotland | 0 | 0 | 0 | 0 | 0 | 0 | 0 | 0 | 0 | 0 | 0 | 0 | 0 | 0 | 0 | 0 | 0 | 0 | 0 | 0 | 0
Coal + CCS | S England & S Wales | 0 | 0 | 0 | 0 | 0 | 0 | 0 | 0 | 0 | 0 | 0 | 0 | 0 | 0 | 0 | 0 | 0 | 0 | 0 | 0 | 0
Coal + CCS | Midlands & N Wales | 0 | 0 | 0 | 0 | 0 | 0 | 0 | 0 | 0 | 0 | 0 | 0 | 0 | 1000 | 2000 | 2000 | 2000 | 2000 | 2000 | 2000 | 2000
Coal + CCS | N England | 0 | 0 | 0 | 0 | 0 | 800 | 800 | 800 | 800 | 800 | 800 | 800 | 800 | 800 | 2740 | 2740 | 2740 | 2740 | 2740 | 2740 | 2740
Coal + CCS | S Scotland | 0 | 0 | 0 | 0 | 300 | 300 | 300 | 300 | 300 | 300 | 300 | 300 | 300 | 300 | 300 | 300 | 300 | 300 | 300 | 300 | 300
Coal + CCS | N Scotland | 0 | 0 | 0 | 0 | 0 | 0 | 0 | 0 | 0 | 0 | 0 | 0 | 0 | 0 | 0 | 0 | 0 | 0 | 0 | 0 | 0
CCGT + CCS | S England & S Wales | 0 | 0 | 0 | 0 | 0 | 0 | 0 | 0 | 0 | 0 | 0 | 0 | 0 | 0 | 2293 | 2293 | 2293 | 2293 | 2293 | 2293 | 2293
CCGT + CCS | Midlands & N Wales | 0 | 0 | 0 | 0 | 0 | 0 | 0 | 0 | 0 | 0 | 0 | 0 | 0 | 0 | 0 | 0 | 0 | 0 | 0 | 0 | 0
CCGT + CCS | N England | 0 | 0 | 0 | 0 | 0 | 0 | 0 | 0 | 0 | 0 | 0 | 0 | 0 | 1000 | 2000 | 2000 | 2000 | 2000 | 2000 | 2000 | 2000
CCGT + CCS | S Scotland | 0 | 0 | 0 | 0 | 0 | 0 | 0 | 0 | 0 | 0 | 0 | 0 | 0 | 0 | 0 | 0 | 0 | 0 | 0 | 0 | 0
CCGT + CCS | N Scotland | 0 | 0 | 0 | 0 | 0 | 0 | 0 | 0 | 0 | 0 | 0 | 0 | 0 | 0 | 0 | 0 | 0 | 0 | 0 | 0 | 0
Onshore wind | S England & S Wales | 0 | 32.503 | 40.5244 | 49.104 | 59.7533 | 83.0346 | 96.3993 | 111.1031 | 124.5491 | 138.0315 | 146.7471 | 156.6632 | 166.8359 | 176.8215 | 188.1959 | 200.1955 | 275.2672 | 330.6121 | 446.1821 | 491.1005 | 491.1005
Onshore wind | Midlands & N Wales | 0 | 26.7651 | 33.3703 | 40.4354 | 49.2047 | 214.5778 | 371.7851 | 383.8931 | 394.9655 | 406.0677 | 413.2447 | 421.4103 | 429.7871 | 438.0099 | 447.3763 | 457.2575 | 519.0764 | 564.6509 | 659.8186 | 696.8073 | 696.8073
Onshore wind | N England | 0 | 37.2786 | 46.4785 | 56.3187 | 68.5327 | 95.2347 | 110.563 | 127.4272 | 142.8489 | 158.3122 | 168.3084 | 179.6815 | 191.3488 | 202.8016 | 215.8472 | 229.6098 | 315.7117 | 379.1883 | 511.7388 | 563.257 | 563.257
Onshore wind | S Scotland | 0 | 83.35 | 401.4 | 837.6 | 1164.8 | 1418.2383 | 2435.0767 | 2435.0767 | 2435.0767 | 2435.0767 | 2435.0767 | 2435.0767 | 2435.0767 | 2435.0767 | 2435.0767 | 2435.0767 | 2435.0767 | 2435.0767 | 2435.0767 | 2435.0767 | 2435.0767
Onshore wind | N Scotland | 0 | 0.4 | 508.5 | 690 | 1177 | 1574.2476 | 2622.131 | 2655.6989 | 2771.5361 | 2771.5361 | 2887.3734 | 2887.3734 | 3003.2106 | 3003.2106 | 3024.0072 | 3119.0478 | 3139.8444 | 3139.8444 | 3139.8444 | 3139.8444 | 3139.8444
Offshore wind | Offshore South | 0 | 1527.3 | 1527.3 | 1527.3 | 1859.3 | 3157.3 | 4331.3 | 5135.3 | 5135.3 | 5135.3 | 5135.3 | 5135.3 | 5135.3 | 5135.3 | 5135.3 | 5135.3 | 5135.3 | 5135.3 | 5135.3 | 5135.3 | 5135.3
Offshore wind | Offshore Irish Sea | 0 | 270 | 270 | 977 | 977 | 977 | 977 | 977 | 977 | 977 | 977 | 977 | 977 | 977 | 977 | 977 | 977 | 977 | 977 | 977 | 977
Offshore wind | Offshore E England | 0 | 0 | 0 | 705 | 1205 | 1705 | 2105 | 2305 | 2305 | 2305 | 2305 | 2305 | 2305 | 2305 | 2305 | 2305 | 2305 | 2305 | 2305 | 2305 | 2305
Offshore wind | Offshore Scotland | 0 | 0 | 0 | 450 | 450 | 450 | 450 | 450 | 450 | 450 | 450 | 450 | 450 | 450 | 450 | 450 | 450 | 450 | 450 | 450 | 450
Onshore wind (North Scotland) includes:
Island Wind - Zone S Orkney |  | 1e-06 | 1e-06 | 1e-06 | 1e-06 | 1e-06 | 20.7966 | 41.5933 | 41.5933 | 62.3899 | 62.3899 | 83.1865 | 83.1865 | 103.9831 | 103.9831 | 124.7798 | 124.7798 | 145.5764 | 145.5764 | 145.5764 | 145.5764 | 145.5764
Island Wind - Zone S Shetland |  | 1e-06 | 1e-06 | 1e-06 | 1e-06 | 1e-06 | 95.0406 | 190.0812 | 190.0812 | 285.1217 | 285.1217 | 380.1623 | 380.1623 | 475.2029 | 475.2029 | 475.2029 | 570.2435 | 570.2435 | 570.2435 | 570.2435 | 570.2435 | 570.2435
Island Wind - Zone S Western Isles |  | 1e-06 | 1e-06 | 1e-06 | 1e-06 | 1e-06 | 1e-06 | 1e-06 | 1e-06 | 1e-06 | 1e-06 | 1e-06 | 1e-06 | 1e-06 | 1e-06 | 1e-06 | 1e-06 | 1e-06 | 1e-06 | 1e-06 | 1e-06 | 1e-06
Cumulative retirements by plant type
| 2011 | 2012 | 2013 | 2014 | 2015 | 2016 | 2017 | 2018 | 2019 | 2020 | 2021 | 2022 | 2023 | 2024 | 2025 | 2026 | 2027 | 2028 | 2029 | 2030 | 2031
CHP | 0 | 0 | -428 | -428 | -428 | -428 | -428 | -428 | -428 | -428 | -428 | -428 | -428 | -428 | -428 | -428 | -428 | -428 | -428 | -428 | -428
AGT | 0 | 0 | 0 | 0 | 0 | 0 | 0 | 0 | 0 | 0 | 0 | 0 | 0 | 0 | 0 | 0 | 0 | 0 | 0 | 0 | 0
Oil | 0 | 0 | -2388 | -2388 | -2388 | -3263 | -3263 | -3263 | -3263 | -3263 | -3263 | -3263 | -3263 | -3263 | -3263 | -3263 | -3263 | -3263 | -3263 | -3263 | -3263
Hydro | 0 | 0 | 0 | 0 | 0 | 0 | 0 | 0 | 0 | 0 | 0 | 0 | 0 | 0 | 0 | 0 | 0 | 0 | 0 | 0 | 0
PS | 0 | 0 | 0 | 0 | 0 | 0 | 0 | 0 | 0 | 0 | 0 | 0 | 0 | 0 | 0 | 0 | 0 | 0 | 0 | 0 | 0
Nuclear | 0 | 0 | -615 | -615 | -1105 | -1105 | -1105 | -1105 | -2186 | -4596 | -4596 | -4596 | -4596 | -6931 | -6931 | -6931 | -6931 | -6931 | -6931 | -6931 | -10561
CCGT | 0 | 0 | -804 | -1584 | -1584 | -1984 | -2794 | -3309 | -3974 | -4874 | -5643 | -5643 | -7539 | -9164 | -11387 | -13006 | -14836 | -14836 | -14836 | -14836 | -14836
OCGT | 0 | 0 | 0 | -68 | -102 | -396 | -396 | -396 | -396 | -396 | -396 | -396 | -396 | -555 | -555 | -555 | -555 | -555 | -555 | -555 | -555
Coal | 0 | -551 | -4787 | -6108 | -8429 | -9893.5 | -15438 | -15438 | -15438 | -15438 | -16239 | -21141 | -21712 | -23712 | -23712 | -23712 | -23712 | -23712 | -23712 | -23712 | -23712
Coal + CCS | 0 | 0 | 0 | 0 | 0 | 0 | 0 | 0 | 0 | 0 | 0 | 0 | 0 | 0 | 0 | 0 | 0 | 0 | 0 | 0 | 0
CCGT + CCS | 0 | 0 | 0 | 0 | 0 | 0 | 0 | 0 | 0 | 0 | 0 | 0 | 0 | 0 | 0 | 0 | 0 | 0 | 0 | 0 | 0
Onshore wind (unclassified) | 0 | 0 | 0 | 0 | 0 | 0 | 0 | 0 | 0 | 0 | 0 | 0 | 0 | 0 | 0 | 0 | 0 | 0 | 0 | 0 | 0
Offshore wind (unclassified) | 0 | 0 | 0 | 0 | 0 | 0 | 0 | 0 | 0 | 0 | 0 | 0 | 0 | 0 | 0 | 0 | 0 | 0 | 0 | 0 | 0
Onshore wind | 0 | -0.3 | -0.3 | -0.3 | -0.3 | -0.3 | -0.3 | -0.3 | -0.3 | -0.3 | -0.3 | -0.3 | -0.3 | -0.3 | -0.3 | -0.3 | -0.3 | -0.3 | -0.3 | -0.3 | -0.3
Onshore wind (Medium) | 0 | 0 | 0 | 0 | 0 | 0 | 0 | 0 | 0 | 0 | 0 | 0 | 0 | 0 | 0 | 0 | 0 | 0 | 0 | 0 | 0
Onshore wind (Low) | 0 | 0 | 0 | 0 | 0 | 0 | 0 | 0 | 0 | 0 | 0 | 0 | 0 | 0 | 0 | 0 | 0 | 0 | 0 | 0 | 0
Offshore wind | 0 | 0 | 0 | 0 | 0 | 0 | 0 | 0 | 0 | 0 | 0 | 0 | 0 | 0 | 0 | 0 | 0 | 0 | 0 | 0 | 0
Offshore wind (Low) | 0 | 0 | 0 | 0 | 0 | 0 | 0 | 0 | 0 | 0 | 0 | 0 | 0 | 0 | 0 | 0 | 0 | 0 | 0 | 0 | 0
Wave | 0 | 0 | 0 | 0 | 0 | 0 | 0 | 0 | 0 | 0 | 0 | 0 | 0 | 0 | 0 | 0 | 0 | 0 | 0 | 0 | 0
Tidal Stream | 0 | 0 | 0 | 0 | 0 | 0 | 0 | 0 | 0 | 0 | 0 | 0 | 0 | 0 | 0 | 0 | 0 | 0 | 0 | 0 | 0
Tidal Range | 0 | 0 | 0 | 0 | 0 | 0 | 0 | 0 | 0 | 0 | 0 | 0 | 0 | 0 | 0 | 0 | 0 | 0 | 0 | 0 | 0
Sewage gas | 0 | 0 | 0 | 0 | 0 | 0 | 0 | 0 | 0 | 0 | 0 | 0 | 0 | 0 | 0 | 0 | 0 | 0 | 0 | 0 | 0
Solar | 0 | 0 | 0 | 0 | 0 | 0 | 0 | 0 | 0 | 0 | 0 | 0 | 0 | 0 | 0 | 0 | 0 | 0 | 0 | 0 | 0
Biomass regular | 0 | 0 | 0 | 0 | 0 | 0 | 0 | 0 | 0 | 0 | 0 | 0 | 0 | 0 | 0 | 0 | 0 | 0 | 0 | 0 | 0
Biomass energy crop | 0 | 0 | 0 | 0 | 0 | 0 | 0 | 0 | 0 | 0 | 0 | 0 | 0 | 0 | 0 | 0 | 0 | 0 | 0 | 0 | 0
Biowaste | 0 | 0 | 0 | 0 | 0 | 0 | 0 | 0 | 0 | 0 | 0 | 0 | 0 | 0 | 0 | 0 | 0 | 0 | 0 | 0 | 0
Biogas | 0 | 0 | 0 | 0 | 0 | 0 | 0 | 0 | 0 | 0 | 0 | 0 | 0 | 0 | 0 | 0 | 0 | 0 | 0 | 0 | 0
Biodiesel | 0 | 0 | 0 | 0 | 0 | 0 | 0 | 0 | 0 | 0 | 0 | 0 | 0 | 0 | 0 | 0 | 0 | 0 | 0 | 0 | 0
Biomass ACT | 0 | 0 | 0 | 0 | 0 | 0 | 0 | 0 | 0 | 0 | 0 | 0 | 0 | 0 | 0 | 0 | 0 | 0 | 0 | 0 | 0
Biomass AD | 0 | 0 | 0 | 0 | 0 | 0 | 0 | 0 | 0 | 0 | 0 | 0 | 0 | 0 | 0 | 0 | 0 | 0 | 0 | 0 | 0
Biomass regular (CHP) | 0 | 0 | 0 | 0 | 0 | 0 | 0 | 0 | 0 | 0 | 0 | 0 | 0 | 0 | 0 | 0 | 0 | 0 | 0 | 0 | 0
Biomass energy crop (CHP) | 0 | 0 | 0 | 0 | 0 | 0 | 0 | 0 | 0 | 0 | 0 | 0 | 0 | 0 | 0 | 0 | 0 | 0 | 0 | 0 | 0
Biowaste (CHP) | 0 | 0 | 0 | 0 | 0 | 0 | 0 | 0 | 0 | 0 | 0 | 0 | 0 | 0 | 0 | 0 | 0 | 0 | 0 | 0 | 0
Biogas (CHP) | 0 | 0 | 0 | 0 | 0 | 0 | 0 | 0 | 0 | 0 | 0 | 0 | 0 | 0 | 0 | 0 | 0 | 0 | 0 | 0 | 0
Biodiesel (CHP) | 0 | 0 | 0 | 0 | 0 | 0 | 0 | 0 | 0 | 0 | 0 | 0 | 0 | 0 | 0 | 0 | 0 | 0 | 0 | 0 | 0
Biomass ACT (CHP) | 0 | 0 | 0 | 0 | 0 | 0 | 0 | 0 | 0 | 0 | 0 | 0 | 0 | 0 | 0 | 0 | 0 | 0 | 0 | 0 | 0
Biomass AD (CHP) | 0 | 0 | 0 | 0 | 0 | 0 | 0 | 0 | 0 | 0 | 0 | 0 | 0 | 0 | 0 | 0 | 0 | 0 | 0 | 0 | 0
Landfill gas | 0 | 0 | 0 | 0 | 0 | 0 | 0 | 0 | 0 | 0 | 0 | 0 | 0 | 0 | 0 | 0 | 0 | 0 | 0 | 0 | 0
Hydro (small scale) | 0 | 0 | 0 | 0 | 0 | 0 | 0 | 0 | 0 | 0 | 0 | 0 | 0 | 0 | 0 | 0 | 0 | 0 | 0 | 0 | 0
Geopressure | 0 | 0 | 0 | 0 | 0 | 0 | 0 | 0 | 0 | 0 | 0 | 0 | 0 | 0 | 0 | 0 | 0 | 0 | 0 | 0 | 0
Standard gasification or pyrolysis | 0 | 0 | 0 | 0 | 0 | 0 | 0 | 0 | 0 | 0 | 0 | 0 | 0 | 0 | 0 | 0 | 0 | 0 | 0 | 0 | 0
Other unspecified | 0 | 0 | 0 | 0 | 0 | 0 | 0 | 0 | 0 | 0 | 0 | 0 | 0 | 0 | 0 | 0 | 0 | 0 | 0 | 0 | 0
Geothermal | 0 | 0 | 0 | 0 | 0 | 0 | 0 | 0 | 0 | 0 | 0 | 0 | 0 | 0 | 0 | 0 | 0 | 0 | 0 | 0 | 0
Microgeneration | 0 | 0 | 0 | 0 | 0 | 0 | 0 | 0 | 0 | 0 | 0 | 0 | 0 | 0 | 0 | 0 | 0 | 0 | 0 | 0 | 0
Other ROC | 0 | 0 | 0 | 0 | 0 | 0 | 0 | 0 | 0 | 0 | 0 | 0 | 0 | 0 | 0 | 0 | 0 | 0 | 0 | 0 | 0
Non-ROC | 0 | 0 | 0 | 0 | 0 | 0 | 0 | 0 | 0 | 0 | 0 | 0 | 0 | 0 | 0 | 0 | 0 | 0 | 0 | 0 | 0
Embedded CHP | 0 | 0 | 0 | 0 | 0 | 0 | 0 | 0 | 0 | 0 | 0 | 0 | 0 | 0 | 0 | 0 | 0 | 0 | 0 | 0 | 0
Embedded Gas | 0 | 0 | 0 | 0 | 0 | 0 | 0 | 0 | 0 | 0 | 0 | 0 | 0 | 0 | 0 | 0 | 0 | 0 | 0 | 0 | 0
Embedded offshore wind | 0 | 0 | 0 | 0 | 0 | 0 | 0 | 0 | 0 | 0 | 0 | 0 | 0 | 0 | 0 | 0 | 0 | 0 | 0 | 0 | 0
Embedded onshore wind | 0 | 0 | 0 | 0 | 0 | 0 | 0 | 0 | 0 | 0 | 0 | 0 | 0 | 0 | 0 | 0 | 0 | 0 | 0 | 0 | 0
Embedded biomass | 0 | 0 | 0 | 0 | 0 | 0 | 0 | 0 | 0 | 0 | 0 | 0 | 0 | 0 | 0 | 0 | 0 | 0 | 0 | 0 | 0
Embedded tidal and wave | 0 | 0 | 0 | 0 | 0 | 0 | 0 | 0 | 0 | 0 | 0 | 0 | 0 | 0 | 0 | 0 | 0 | 0 | 0 | 0 | 0
Embedded hydro | 0 | 0 | 0 | 0 | 0 | 0 | 0 | 0 | 0 | 0 | 0 | 0 | 0 | 0 | 0 | 0 | 0 | 0 | 0 | 0 | 0
Total | 0 | -551.3 | -9022.3 | -11191.3 | -14036.3 | -17069.8 | -23424.3 | -23939.3 | -25685.3 | -28995.3 | -30565.3 | -35467.3 | -37934.3 | -44053.3 | -46276.3 | -47895.2999 | -49725.2999 | -49725.2999 | -49725.2999 | -49725.2999 | -53355.2999
Cumulative retirements by chart type
| 2011 | 2012 | 2013 | 2014 | 2015 | 2016 | 2017 | 2018 | 2019 | 2020 | 2021 | 2022 | 2023 | 2024 | 2025 | 2026 | 2027 | 2028 | 2029 | 2030 | 2031
Gas | 0 | 0 | -1232 | -2012 | -2012 | -2412 | -3222 | -3737 | -4402 | -5302 | -6071 | -6071 | -7967 | -9592 | -11815 | -13434 | -15264 | -15264 | -15264 | -15264 | -15264
Coal | 0 | -551 | -4787 | -6108 | -8429 | -9893.5 | -15438 | -15438 | -15438 | -15438 | -16239 | -21141 | -21712 | -23712 | -23712 | -23712 | -23712 | -23712 | -23712 | -23712 | -23712
Oil | 0 | 0 | -2388 | -2388 | -2388 | -3263 | -3263 | -3263 | -3263 | -3263 | -3263 | -3263 | -3263 | -3263 | -3263 | -3263 | -3263 | -3263 | -3263 | -3263 | -3263
OCGT | 0 | 0 | 0 | -68 | -102 | -396 | -396 | -396 | -396 | -396 | -396 | -396 | -396 | -555 | -555 | -555 | -555 | -555 | -555 | -555 | -555
PS | 0 | 0 | 0 | 0 | 0 | 0 | 0 | 0 | 0 | 0 | 0 | 0 | 0 | 0 | 0 | 0 | 0 | 0 | 0 | 0 | 0
Nuclear | 0 | 0 | -615 | -615 | -1105 | -1105 | -1105 | -1105 | -2186 | -4596 | -4596 | -4596 | -4596 | -6931 | -6931 | -6931 | -6931 | -6931 | -6931 | -6931 | -10561
CCS | 0 | 0 | 0 | 0 | 0 | 0 | 0 | 0 | 0 | 0 | 0 | 0 | 0 | 0 | 0 | 0 | 0 | 0 | 0 | 0 | 0
Onshore wind | 0 | -0.3 | -0.3 | -0.3 | -0.3 | -0.3 | -0.3 | -0.3 | -0.3 | -0.3 | -0.3 | -0.3 | -0.3 | -0.3 | -0.3 | -0.3 | -0.3 | -0.3 | -0.3 | -0.3 | -0.3
Offshore wind | 0 | 0 | 0 | 0 | 0 | 0 | 0 | 0 | 0 | 0 | 0 | 0 | 0 | 0 | 0 | 0 | 0 | 0 | 0 | 0 | 0
Other renewable | 0 | 0 | 0 | 0 | 0 | 0 | 0 | 0 | 0 | 0 | 0 | 0 | 0 | 0 | 0 | 0 | 0 | 0 | 0 | 0 | 0
Total | 0 | -551.3 | -9022.3 | -11191.3 | -14036.3 | -17069.8 | -23424.3 | -23939.3 | -25685.3 | -28995.3 | -30565.3 | -35467.3 | -37934.3 | -44053.3 | -46276.3 | -47895.2999 | -49725.2999 | -49725.2999 | -49725.2999 | -49725.2999 | -53355.2999
Cumulative retirements by plant type and location
|  | 2011 | 2012 | 2013 | 2014 | 2015 | 2016 | 2017 | 2018 | 2019 | 2020 | 2021 | 2022 | 2023 | 2024 | 2025 | 2026 | 2027 | 2028 | 2029 | 2030 | 2031
Coal | S England & S Wales | 0 | 0 | -3661 | -4006 | -4816 | -4816 | -6385 | -6385 | -6385 | -6385 | -6385 | -6385 | -6385 | -6385 | -6385 | -6385 | -6385 | -6385 | -6385 | -6385 | -6385
Coal | Midlands & N Wales | 0 | 0 | 0 | 0 | -964 | -964 | -964 | -964 | -964 | -964 | -964 | -5866 | -5866 | -7866 | -7866 | -7866 | -7866 | -7866 | -7866 | -7866 | -7866
Coal | N England | 0 | 0 | 0 | -976 | -976 | -2440.5 | -5845 | -5845 | -5845 | -5845 | -6075 | -6075 | -6075 | -6075 | -6075 | -6075 | -6075 | -6075 | -6075 | -6075 | -6075
Coal | S Scotland | 0 | -551 | -1126 | -1126 | -1673 | -1673 | -2244 | -2244 | -2244 | -2244 | -2815 | -2815 | -3386 | -3386 | -3386 | -3386 | -3386 | -3386 | -3386 | -3386 | -3386
Coal | N Scotland | 0 | 0 | 0 | 0 | 0 | 0 | 0 | 0 | 0 | 0 | 0 | 0 | 0 | 0 | 0 | 0 | 0 | 0 | 0 | 0 | 0
CCGT | S England & S Wales | 0 | 0 | -569 | -569 | -569 | -569 | -569 | -569 | -569 | -569 | -569 | -569 | -569 | -1940 | -3063 | -4682 | -5632 | -5632 | -5632 | -5632 | -5632
CCGT | Midlands & N Wales | 0 | 0 | 0 | 0 | 0 | 0 | 0 | -515 | -515 | -515 | -515 | -515 | -1895 | -1895 | -1895 | -1895 | -2775 | -2775 | -2775 | -2775 | -2775
CCGT | N England | 0 | 0 | -235 | -235 | -235 | -235 | -1045 | -1045 | -1710 | -2610 | -3379 | -3379 | -3895 | -4149 | -5249 | -5249 | -5249 | -5249 | -5249 | -5249 | -5249
CCGT | S Scotland | 0 | 0 | 0 | 0 | 0 | 0 | 0 | 0 | 0 | 0 | 0 | 0 | 0 | 0 | 0 | 0 | 0 | 0 | 0 | 0 | 0
CCGT | N Scotland | 0 | 0 | 0 | -780 | -780 | -1180 | -1180 | -1180 | -1180 | -1180 | -1180 | -1180 | -1180 | -1180 | -1180 | -1180 | -1180 | -1180 | -1180 | -1180 | -1180
Nuclear | S England & S Wales | 0 | 0 | -215 | -215 | -215 | -215 | -215 | -215 | -1296 | -1296 | -1296 | -1296 | -1296 | -2557 | -2557 | -2557 | -2557 | -2557 | -2557 | -2557 | -3769
Nuclear | Midlands & N Wales | 0 | 0 | -400 | -400 | -890 | -890 | -890 | -890 | -890 | -890 | -890 | -890 | -890 | -890 | -890 | -890 | -890 | -890 | -890 | -890 | -890
Nuclear | N England | 0 | 0 | 0 | 0 | 0 | 0 | 0 | 0 | 0 | -2410 | -2410 | -2410 | -2410 | -2410 | -2410 | -2410 | -2410 | -2410 | -2410 | -2410 | -3613
Nuclear | S Scotland | 0 | 0 | 0 | 0 | 0 | 0 | 0 | 0 | 0 | 0 | 0 | 0 | 0 | -1074 | -1074 | -1074 | -1074 | -1074 | -1074 | -1074 | -2289
Nuclear | N Scotland | 0 | 0 | 0 | 0 | 0 | 0 | 0 | 0 | 0 | 0 | 0 | 0 | 0 | 0 | 0 | 0 | 0 | 0 | 0 | 0 | 0
Transmission
Reinf package | 2010 | 2011 | 2012 | 2013 | 2014 | 2015 | 2016 | 2017 | 2018 | 2019 | 2020 | 2021 | 2022 | 2023 | 2024 | 2025 | 2026 | 2027 | 2028 | 2029 | 2030
Beauly-Denny overhead line | 2015 | 2015 | 2015 | 2015 | 2015 | 2015 | 2015 | 2015 | 2015 | 2015 | 2015 | 2015 | 2015 | 2015 | 2015 | 2015 | 2015 | 2015 | 2015 | 2015 | 2015
Dummy | 2040 | 2040 | 2040 | 2040 | 2040 | 2040 | 2040 | 2040 | 2040 | 2040 | 2040 | 2040 | 2040 | 2040 | 2040 | 2040 | 2040 | 2040 | 2040 | 2040 | 2040
East Coast (Kincardine - Harburn) 400kV | 2040 | 2040 | 2040 | 2040 | 2040 | 2040 | 2040 | 2020 | 2020 | 2020 | 2020 | 2020 | 2020 | 2020 | 2020 | 2020 | 2020 | 2020 | 2020 | 2020 | 2020
Western HVDC Link | 2016 | 2016 | 2016 | 2016 | 2016 | 2016 | 2016 | 2016 | 2016 | 2016 | 2016 | 2016 | 2016 | 2016 | 2016 | 2016 | 2016 | 2016 | 2016 | 2016 | 2016
Anglo-Scottish Series & Shunt Compensation | 2015 | 2015 | 2015 | 2015 | 2015 | 2015 | 2015 | 2015 | 2015 | 2015 | 2015 | 2015 | 2015 | 2015 | 2015 | 2015 | 2015 | 2015 | 2015 | 2015 | 2015
Eastern HVDC Link | 2040 | 2040 | 2040 | 2040 | 2040 | 2040 | 2040 | 2040 | 2040 | 2040 | 2040 | 2040 | 2040 | 2040 | 2040 | 2040 | 2040 | 2040 | 2040 | 2040 | 2040
Penwortham QBs | 2014 | 2014 | 2014 | 2014 | 2014 | 2014 | 2014 | 2014 | 2014 | 2014 | 2014 | 2014 | 2014 | 2014 | 2014 | 2014 | 2014 | 2014 | 2014 | 2014 | 2014
New Hinckley Point - Seabank OHL and assoc works | 2040 | 2040 | 2040 | 2040 | 2040 | 2018 | 2018 | 2018 | 2018 | 2018 | 2018 | 2018 | 2018 | 2018 | 2018 | 2018 | 2018 | 2018 | 2018 | 2018 | 2018
Reconductoring circuits in East Anglia | 2040 | 2040 | 2040 | 2040 | 2040 | 2040 | 2019 | 2019 | 2019 | 2019 | 2019 | 2019 | 2019 | 2019 | 2019 | 2019 | 2019 | 2019 | 2019 | 2019 | 2019
New OHL & reconductoring work in East Anglia | 2040 | 2040 | 2040 | 2040 | 2040 | 2040 | 2040 | 2040 | 2040 | 2040 | 2040 | 2040 | 2040 | 2040 | 2040 | 2040 | 2040 | 2040 | 2040 | 2040 | 2040
QBs in East Anglia | 2040 | 2040 | 2040 | 2040 | 2040 | 2040 | 2040 | 2040 | 2040 | 2040 | 2023 | 2023 | 2023 | 2023 | 2023 | 2023 | 2023 | 2023 | 2023 | 2023 | 2023
Establish 2nd Pentir-Traw 400kv circuit | 2040 | 2040 | 2040 | 2040 | 2040 | 2040 | 2040 | 2040 | 2040 | 2040 | 2040 | 2040 | 2040 | 2040 | 2040 | 2040 | 2040 | 2040 | 2040 | 2040 | 2040
Series compensation and reconductoring work in North Wales | 2040 | 2040 | 2040 | 2040 | 2040 | 2018 | 2018 | 2018 | 2018 | 2018 | 2018 | 2018 | 2018 | 2018 | 2018 | 2018 | 2018 | 2018 | 2018 | 2018 | 2018
Wylfa-Pembroke 2GW HVDC link | 2040 | 2040 | 2040 | 2040 | 2040 | 2040 | 2040 | 2040 | 2040 | 2040 | 2040 | 2040 | 2040 | 2040 | 2040 | 2040 | 2040 | 2040 | 2040 | 2040 | 2040
Daines 225MVAR MSC DNs | 2014 | 2014 | 2014 | 2014 | 2014 | 2014 | 2014 | 2014 | 2014 | 2014 | 2014 | 2014 | 2014 | 2014 | 2014 | 2014 | 2014 | 2014 | 2014 | 2014 | 2014
Sundon and Ratcliffe 225MVAR MSCs | 2015 | 2015 | 2015 | 2015 | 2015 | 2015 | 2015 | 2015 | 2015 | 2015 | 2015 | 2015 | 2015 | 2015 | 2015 | 2015 | 2015 | 2015 | 2015 | 2015 | 2015
North London Reinforcements & St John's Wood - Hackney cable | 2016 | 2016 | 2016 | 2016 | 2016 | 2016 | 2016 | 2016 | 2016 | 2016 | 2016 | 2016 | 2016 | 2016 | 2016 | 2016 | 2016 | 2016 | 2016 | 2016 | 2016
Turn in Sundon - Cowley circuit at East Claydon | 2040 | 2040 | 2017 | 2017 | 2017 | 2017 | 2017 | 2017 | 2017 | 2017 | 2017 | 2017 | 2017 | 2017 | 2017 | 2017 | 2017 | 2017 | 2017 | 2017 | 2017
North East London uprate to 400kV | 2040 | 2040 | 2040 | 2040 | 2040 | 2040 | 2040 | 2040 | 2040 | 2040 | 2040 | 2040 | 2025 | 2025 | 2025 | 2025 | 2025 | 2025 | 2025 | 2025 | 2025
East London reinforcements | 2014 | 2014 | 2014 | 2014 | 2014 | 2014 | 2014 | 2014 | 2014 | 2014 | 2014 | 2014 | 2014 | 2014 | 2014 | 2014 | 2014 | 2014 | 2014 | 2014 | 2014
East London reconductoring | 2040 | 2040 | 2040 | 2040 | 2040 | 2040 | 2040 | 2040 | 2040 | 2040 | 2040 | 2040 | 2040 | 2040 | 2040 | 2040 | 2040 | 2040 | 2040 | 2040 | 2040
Kingsnorth-Cobham reconductoring | 2040 | 2040 | 2040 | 2016 | 2016 | 2016 | 2016 | 2016 | 2016 | 2016 | 2016 | 2016 | 2016 | 2016 | 2016 | 2016 | 2016 | 2016 | 2016 | 2016 | 2016
South London reconductoring | 2040 | 2040 | 2040 | 2040 | 2040 | 2040 | 2040 | 2040 | 2040 | 2040 | 2040 | 2024 | 2024 | 2024 | 2024 | 2024 | 2024 | 2024 | 2024 | 2024 | 2024
Essex reconductoring | 2040 | 2040 | 2040 | 2040 | 2040 | 2040 | 2040 | 2040 | 2040 | 2040 | 2040 | 2040 | 2025 | 2025 | 2025 | 2025 | 2025 | 2025 | 2025 | 2025 | 2025
Tees Crossing refurbishment | 2040 | 2040 | 2040 | 2040 | 2040 | 2040 | 2040 | 2040 | 2040 | 2040 | 2040 | 2040 | 2040 | 2040 | 2040 | 2040 | 2040 | 2040 | 2040 | 2040 | 2040
QBs in Sundon-Wymondley circuits | 2015 | 2015 | 2015 | 2015 | 2015 | 2015 | 2015 | 2015 | 2015 | 2015 | 2015 | 2015 | 2015 | 2015 | 2015 | 2015 | 2015 | 2015 | 2015 | 2015 | 2015
London MSCs, East End reconductoring | 2015 | 2015 | 2015 | 2015 | 2015 | 2015 | 2015 | 2015 | 2015 | 2015 | 2015 | 2015 | 2015 | 2015 | 2015 | 2015 | 2015 | 2015 | 2015 | 2015 | 2015
New reactor at Rayleigh | 2040 | 2040 | 2040 | 2040 | 2040 | 2040 | 2040 | 2040 | 2023 | 2023 | 2023 | 2023 | 2023 | 2023 | 2023 | 2023 | 2023 | 2023 | 2023 | 2023 | 2023
Kemsley QBs | 2040 | 2040 | 2040 | 2040 | 2040 | 2040 | 2040 | 2040 | 2040 | 2040 | 2040 | 2040 | 2040 | 2040 | 2040 | 2040 | 2040 | 2040 | 2040 | 2040 | 2040
Rowdown, Canterbury, Sellinge and Dungeness reinforcemnts | 2040 | 2040 | 2040 | 2040 | 2040 | 2040 | 2040 | 2040 | 2040 | 2040 | 2040 | 2026 | 2026 | 2026 | 2026 | 2026 | 2026 | 2026 | 2026 | 2026 | 2026
Iver, East Claydon, Grendon & Elstree new MSCs | 2015 | 2015 | 2015 | 2015 | 2015 | 2015 | 2015 | 2015 | 2015 | 2015 | 2015 | 2015 | 2015 | 2015 | 2015 | 2015 | 2015 | 2015 | 2015 | 2015 | 2015
Cottam - West Burton reconductoring | 2014 | 2014 | 2014 | 2014 | 2014 | 2014 | 2014 | 2014 | 2014 | 2014 | 2014 | 2014 | 2014 | 2014 | 2014 | 2014 | 2014 | 2014 | 2014 | 2014 | 2014
West Weybridge 275kV additional MSC | 2040 | 2040 | 2017 | 2017 | 2017 | 2017 | 2017 | 2017 | 2017 | 2017 | 2017 | 2017 | 2017 | 2017 | 2017 | 2017 | 2017 | 2017 | 2017 | 2017 | 2017
Knocknagael | 2040 | 2040 | 2040 | 2040 | 2040 | 2040 | 2040 | 2040 | 2040 | 2040 | 2040 | 2040 | 2040 | 2040 | 2040 | 2040 | 2040 | 2040 | 2040 | 2040 | 2040
Beauly-Blackhillock-Kintore | 2014 | 2014 | 2014 | 2014 | 2014 | 2014 | 2014 | 2014 | 2014 | 2014 | 2014 | 2014 | 2014 | 2014 | 2014 | 2014 | 2014 | 2014 | 2014 | 2014 | 2014
Beauly-Dounreay | 2040 | 2040 | 2040 | 2040 | 2040 | 2040 | 2040 | 2040 | 2040 | 2040 | 2040 | 2040 | 2040 | 2040 | 2040 | 2040 | 2040 | 2040 | 2040 | 2040 | 2040
Hunterston-Kintyre link | 2015 | 2015 | 2015 | 2015 | 2015 | 2015 | 2015 | 2015 | 2015 | 2015 | 2015 | 2015 | 2015 | 2015 | 2015 | 2015 | 2015 | 2015 | 2015 | 2015 | 2015
East Coast Upgrade | 2040 | 2040 | 2040 | 2040 | 2040 | 2040 | 2021 | 2021 | 2021 | 2021 | 2021 | 2021 | 2021 | 2021 | 2021 | 2021 | 2021 | 2021 | 2021 | 2021 | 2021
Humber - Walpole HVDC | 2040 | 2040 | 2040 | 2040 | 2040 | 2040 | 2040 | 2040 | 2040 | 2040 | 2040 | 2040 | 2040 | 2040 | 2040 | 2040 | 2040 | 2040 | 2040 | 2040 | 2040
Caithness - Moray HVDC | 2040 | 2040 | 2040 | 2040 | 2040 | 2040 | 2040 | 2040 | 2040 | 2040 | 2040 | 2040 | 2040 | 2040 | 2040 | 2040 | 2040 | 2040 | 2040 | 2040 | 2040
Beauly - Mossford 132kV upgrade | 2040 | 2040 | 2040 | 2040 | 2040 | 2040 | 2040 | 2040 | 2040 | 2040 | 2040 | 2040 | 2040 | 2040 | 2040 | 2040 | 2040 | 2040 | 2040 | 2040 | 2040
Eastern HVDC Link #2 | 2040 | 2040 | 2040 | 2040 | 2040 | 2040 | 2019 | 2019 | 2019 | 2019 | 2019 | 2019 | 2019 | 2019 | 2019 | 2019 | 2019 | 2019 | 2019 | 2019 | 2019
Beauly - Blackhillock - Keith 400kV upgrade | 2040 | 2040 | 2040 | 2040 | 2040 | 2040 | 2040 | 2040 | 2040 | 2040 | 2040 | 2040 | 2040 | 2040 | 2040 | 2040 | 2040 | 2040 | 2040 | 2040 | 2040
Western HVDC Link #2 | 2040 | 2040 | 2040 | 2040 | 2040 | 2040 | 2040 | 2040 | 2040 | 2040 | 2040 | 2040 | 2040 | 2040 | 2040 | 2040 | 2040 | 2040 | 2040 | 2040 | 2040
Elstree London | 2040 | 2040 | 2040 | 2040 | 2040 | 2040 | 2040 | 2040 | 2040 | 2040 | 2040 | 2040 | 2040 | 2040 | 2040 | 2040 | 2040 | 2040 | 2040 | 2040 | 2040
West Midlands MSC | 2022 | 2022 | 2022 | 2022 | 2022 | 2022 | 2022 | 2022 | 2022 | 2022 | 2022 | 2022 | 2022 | 2022 | 2022 | 2022 | 2022 | 2022 | 2022 | 2022 | 2022
B1 | 2040 | 2040 | 2040 | 2040 | 2040 | 2040 | 2040 | 2040 | 2040 | 2040 | 2040 | 2040 | 2040 | 2040 | 2040 | 2040 | 2040 | 2040 | 2040 | 2040 | 2040
B2 | 2040 | 2040 | 2040 | 2040 | 2040 | 2040 | 2040 | 2040 | 2040 | 2040 | 2040 | 2040 | 2040 | 2040 | 2040 | 2040 | 2040 | 2040 | 2040 | 2040 | 2040
B3 | 2040 | 2040 | 2040 | 2040 | 2040 | 2040 | 2040 | 2040 | 2040 | 2040 | 2040 | 2040 | 2040 | 2040 | 2040 | 2040 | 2040 | 2040 | 2040 | 2040 | 2040
B4 | 2040 | 2040 | 2040 | 2040 | 2040 | 2040 | 2040 | 2040 | 2040 | 2040 | 2040 | 2040 | 2040 | 2040 | 2040 | 2040 | 2040 | 2040 | 2040 | 2040 | 2040
B5 | 2040 | 2040 | 2040 | 2040 | 2040 | 2040 | 2040 | 2040 | 2040 | 2040 | 2040 | 2040 | 2040 | 2040 | 2040 | 2040 | 2040 | 2040 | 2040 | 2040 | 2040
B6 | 2040 | 2040 | 2040 | 2040 | 2040 | 2040 | 2040 | 2040 | 2040 | 2040 | 2040 | 2040 | 2040 | 2040 | 2040 | 2040 | 2040 | 2040 | 2040 | 2040 | 2040
B7a | 2040 | 2040 | 2040 | 2040 | 2040 | 2040 | 2040 | 2040 | 2040 | 2040 | 2040 | 2040 | 2040 | 2040 | 2040 | 2040 | 2040 | 2040 | 2040 | 2040 | 2040
B8 | 2040 | 2040 | 2040 | 2040 | 2040 | 2040 | 2040 | 2040 | 2040 | 2040 | 2040 | 2040 | 2040 | 2040 | 2040 | 2040 | 2040 | 2040 | 2040 | 2040 | 2040
B9 | 2040 | 2040 | 2040 | 2040 | 2040 | 2040 | 2040 | 2040 | 2040 | 2040 | 2040 | 2040 | 2040 | 2040 | 2040 | 2040 | 2040 | 2040 | 2040 | 2040 | 2040
B10 | 2040 | 2040 | 2040 | 2040 | 2040 | 2040 | 2040 | 2040 | 2040 | 2040 | 2040 | 2040 | 2040 | 2040 | 2040 | 2040 | 2040 | 2040 | 2040 | 2040 | 2040
B11 | 2040 | 2040 | 2040 | 2040 | 2040 | 2040 | 2040 | 2040 | 2040 | 2040 | 2040 | 2040 | 2040 | 2040 | 2040 | 2040 | 2040 | 2040 | 2040 | 2040 | 2040
B12 | 2040 | 2040 | 2040 | 2040 | 2040 | 2040 | 2040 | 2040 | 2040 | 2040 | 2040 | 2040 | 2040 | 2040 | 2040 | 2040 | 2040 | 2040 | 2040 | 2040 | 2040
B13 | 2040 | 2040 | 2040 | 2040 | 2040 | 2040 | 2040 | 2040 | 2040 | 2040 | 2040 | 2040 | 2040 | 2040 | 2040 | 2040 | 2040 | 2040 | 2040 | 2040 | 2040
B14 | 2040 | 2040 | 2040 | 2040 | 2040 | 2040 | 2040 | 2040 | 2040 | 2040 | 2040 | 2040 | 2040 | 2040 | 2040 | 2040 | 2040 | 2040 | 2040 | 2040 | 2040
B15 | 2040 | 2040 | 2040 | 2040 | 2040 | 2040 | 2040 | 2040 | 2040 | 2040 | 2040 | 2040 | 2040 | 2040 | 2040 | 2040 | 2040 | 2040 | 2040 | 2040 | 2040
B16 | 2040 | 2040 | 2040 | 2040 | 2040 | 2040 | 2040 | 2040 | 2040 | 2040 | 2040 | 2040 | 2040 | 2040 | 2040 | 2040 | 2040 | 2040 | 2040 | 2040 | 2040
B17 | 2040 | 2040 | 2040 | 2040 | 2040 | 2040 | 2040 | 2040 | 2040 | 2040 | 2040 | 2040 | 2040 | 2040 | 2040 | 2040 | 2040 | 2040 | 2040 | 2040 | 2040
B201 | 2040 | 2040 | 2040 | 2040 | 2040 | 2040 | 2040 | 2040 | 2040 | 2040 | 2040 | 2040 | 2040 | 2040 | 2040 | 2040 | 2040 | 2040 | 2040 | 2040 | 2040
B202 | 2040 | 2040 | 2040 | 2040 | 2040 | 2040 | 2040 | 2040 | 2040 | 2040 | 2040 | 2040 | 2040 | 2040 | 2040 | 2040 | 2040 | 2040 | 2040 | 2040 | 2040
EC5 | 2040 | 2040 | 2040 | 2040 | 2040 | 2040 | 2040 | 2040 | 2040 | 2040 | 2040 | 2040 | 2040 | 2040 | 2040 | 2040 | 2040 | 2040 | 2040 | 2040 | 2040
NW2 | 2040 | 2040 | 2040 | 2040 | 2040 | 2040 | 2040 | 2040 | 2040 | 2040 | 2040 | 2040 | 2040 | 2040 | 2040 | 2040 | 2040 | 2040 | 2040 | 2040 | 2040
| 2011 | 2012 | 2013 | 2014 | 2015 | 2016 | 2017 | 2018 | 2019 | 2020 | 2021 | 2022 | 2023 | 2024 | 2025 | 2026 | 2027 | 2028 | 2029 | 2030 | 2031
Transmission Capex in current year | 0 | 0 | 0 | 164.903 | 1344.406 | 1591.453 | 58.3495 | 753.239 | 864.891 | 129.1611 | 402.2122 | 50 | 79.5675 | 79.5675 | 127.308 | 122.0035 | 0 | 0 | 0 | 0 | 0
£m | 2011 | 2012 | 2013 | 2014 | 2015 | 2016 | 2017 | 2018 | 2019 | 2020 | 2021 | 2022 | 2023 | 2024 | 2025 | 2026 | 2027 | 2028 | 2029 | 2030 | 2031
Levelised Cost in Current Year | 0 | 0 | 0 | 10.0082 | 91.6017 | 188.1888 | 191.7301 | 237.445 | 289.9362 | 297.7751 | 322.1859 | 325.2204 | 330.0495 | 334.8785 | 342.605 | 350.0095 | 350.0095 | 350.0095 | 350.0095 | 350.0095 | 350.0095
MAR disaggregation
| 2011 | 2012 | 2013 | 2014 | 2015 | 2016 | 2017 | 2018 | 2019 | 2020 | 2021 | 2022 | 2023 | 2024 | 2025 | 2026 | 2027 | 2028 | 2029 | 2030 | 2031
Modelled onshore reinforcement | 0 | 0 | 3.6663 | 39.0157 | 120.6116 | 188.357 | 222.0031 | 263.6363 | 299.7506 | 317.9765 | 328.9108 | 331.5425 | 331.0961 | 331.967 | 334.2198 | 333.9988 | 329.5554 | 323.7243 | 317.8931 | 312.062 | 306.2309
OFTO and island links | -1613.0442 | 217.8418 | 217.8418 | 334.2404 | 377.2016 | 507.6418 | 606.4852 | 660.2194 | 668.1014 | 668.1014 | 675.9835 | 675.9835 | 683.8655 | 683.8655 | 684.9957 | 691.7476 | 692.8777 | 692.8777 | 692.8777 | 692.8777 | 381.3354
Underlying MAR | 1613.0442 | 1785.6389 | 1931.0037 | 2142.6256 | 2245.552 | 2346.5402 | 2445.5901 | 2542.7019 | 2637.8754 | 2731.1108 | 2786.7191 | 2830.1853 | 2872.8471 | 2914.7045 | 2955.7574 | 2996.0058 | 3035.4498 | 3074.0894 | 3111.9246 | 3148.9552 | 3185.1815
Generator profit by plant type
| 2011 | 2012 | 2013 | 2014 | 2015 | 2016 | 2017 | 2018 | 2019 | 2020 | 2021 | 2022 | 2023 | 2024 | 2025 | 2026 | 2027 | 2028 | 2029 | 2030
CHP | 0.83386 | -25.6575 | 32.413 | 0.70769 | 4.9283 | 255.341 | 268.5478 | 260.7398 | 246.7486 | 304.3186 | 197.2272 | 212.4415 | 211.6143 | 235.5619 | 150.6243 | 147.5239 | 159.6066 | 166.6459 | 173.4069 | 181.1994
AGT | 0 | 0 | 0 | 0 | 0 | 0 | 0 | 0 | 0 | 0 | 0 | 0 | 0 | 0 | 0 | 0 | 0 | 0 | 0 | 0
Oil | -76.5946 | -77.7669 | -22.741 | -21.7883 | -21.9663 | -6.587e-08 | -6.5078e-08 | 2.9606e-08 | 3.0772e-08 | 2.6139e-08 | 1.5338e-08 | 2.1459e-08 | 1.6284e-08 | 1.3822e-08 | 1.4096e-08 | 1.3406e-08 | 1.7178e-08 | 1.971e-08 | 1.9637e-08 | 9.5904e-08
Hydro | 130.1391 | 120.4124 | 153.392 | 163.7095 | 172.1533 | 225.1488 | 229.982 | 225.7194 | 220.632 | 240.1015 | 215.9382 | 227.7449 | 233.5319 | 248.2242 | 224.7366 | 223.4734 | 234.3039 | 240.9384 | 247.3568 | 254.3735
PS | -90.4112 | -86.9292 | -89.7513 | -89.1792 | -90.0777 | -87.426 | -85.4905 | -85.1367 | -87.6006 | -88.9579 | -88.0169 | -87.3528 | -86.5328 | -85.8764 | -85.5419 | -87.0985 | -87.6975 | -88.2448 | -88.4715 | -88.716
Nuclear | 2819.3871 | 2667.0391 | 3300.4575 | 3546.9824 | 3581.3414 | 4076.745 | 4136.0929 | 4038.1655 | 3529.5295 | 2785.9692 | 2549.1131 | 2697.5179 | 2784.4293 | 1877.4738 | 1754.4882 | 1742.6142 | 1858.2775 | 1940.2485 | 2017.0309 | 2095.8605
CCGT | -204.1766 | -542.1315 | -56.5188 | -463.784 | -389.5231 | 312.5362 | 578.4034 | 1608.2776 | 1546.2195 | 2126.9019 | 701.5212 | 1062.9641 | 947.491 | 1284.1586 | -422.2948 | -671.3063 | -446.1755 | -343.6264 | -301.3673 | 844.8153
OCGT | -19.2079 | -18.9425 | -20.0009 | -18.44 | -18.1981 | -13.586 | -13.3696 | 13.0632 | 13.2434 | 11.8868 | 8.8995 | 10.8246 | 7.9079 | 5.6247 | 5.8621 | 5.7094 | 6.4723 | 7.0159 | 6.9999 | 23.3464
Coal | -64.0881 | 1463.0855 | 2347.5919 | 2061.1355 | 1607.3237 | 1475.238 | 1389.4352 | 1430.2814 | 1180.3341 | 1364.2526 | 813.3514 | 794.5356 | 777.2787 | 798.2064 | 570.1768 | 514.2974 | 553.2721 | 559.6827 | 559.2814 | 661.0129
Coal + CCS | -3.3091e-06 | -2.8105e-06 | -2.4644e-06 | -2.4044e-06 | -140.6804 | -455.6759 | -451.421 | 35.9375 | 22.2535 | 61.8156 | -2.256 | 13.9775 | 7.6543 | 38.1718 | 9.7115 | -23.2374 | -27.9274 | -40.8315 | -44.0156 | -56.9318
CCGT + CCS | -1.1285e-06 | -1.1293e-06 | -1.1286e-06 | -1.1246e-06 | -1.1252e-06 | -1.1169e-06 | -1.1065e-06 | -1.658e-09 | 1.4469e-08 | -1.5469e-09 | 5.6073e-09 | 1.0409e-08 | -1.5643e-09 | 1.9217 | 10.3667 | 11.7874 | 12.6536 | 13.8691 | 12.2283 | 10.9855
Onshore wind (unclassified) | 0 | 0 | 0 | 0 | 0 | 0 | 0 | 0 | 0 | 0 | 0 | 0 | 0 | 0 | 0 | 0 | 0 | 0 | 0 | 0
Offshore wind (unclassified) | 0 | 0 | 0 | 0 | 0 | 0 | 0 | 0 | 0 | 0 | 0 | 0 | 0 | 0 | 0 | 0 | 0 | 0 | 0 | 0
Onshore wind | -22.4638 | -265.9871 | -213.5532 | -164.7309 | -105.1189 | 8.5519 | 128.414 | 109.9388 | 97.1834 | 184.3389 | 93.7493 | 151.1254 | 179.1444 | 246.5964 | 137.3254 | 110.5613 | 159.6695 | 190.494 | 215.0713 | -32676.6268
Onshore wind (Medium) | 0 | 0 | 0 | 0 | 0 | 0 | 0 | 0 | 0 | 0 | 0 | 0 | 0 | 0 | 0 | 0 | 0 | 0 | 0 | 0
Onshore wind (Low) | 0 | 0 | 0 | 0 | 0 | 0 | 0 | 0 | 0 | 0 | 0 | 0 | 0 | 0 | 0 | 0 | 0 | 0 | 0 | 0
Offshore wind | 437.2514 | 640.2087 | 769.2861 | 691.9906 | 945.9156 | 1290.7846 | 1441.9466 | 1510.055 | 1604.6767 | 1827.3172 | 1717.1349 | 1847.6314 | 1943.2267 | 2101.6249 | 1983.6994 | 1984.245 | 2102.1341 | 2189.1712 | 2272.1146 | 2360.3147
Offshore wind (Low) | 0 | 0 | 0 | 0 | 0 | 0 | 0 | 0 | 0 | 0 | 0 | 0 | 0 | 0 | 0 | 0 | 0 | 0 | 0 | 0
Wave | -2.0113e-06 | -1.8914e-06 | -1.8429e-06 | -1.7278e-06 | -1.4668e-06 | -1.2395e-06 | -1.1301e-06 | 6.2266e-08 | 2.0923e-07 | -2.1881e-07 | -1.1788e-07 | 2.3162e-08 | -1.8074e-07 | -1.4206e-07 | -6.6243e-08 | -1.5905e-07 | -1.1993e-07 | -1.0029e-07 | -1.4632e-07 | -1.1543e-07
Tidal Stream | 8.6368 | 8.4756 | 9.2749 | 9.5184 | 9.7415 | 10.2757 | 10.3254 | 10.2277 | 10.1866 | 10.5683 | 10.0642 | 10.2853 | 10.3989 | 10.6807 | 10.2331 | 10.2085 | 10.4294 | 10.5672 | 10.6967 | 10.8382
Tidal Range | 0 | 0 | 0 | 0 | 0 | 0 | 0 | 0 | 0 | 0 | 0 | 0 | 0 | 0 | 0 | 0 | 0 | 0 | 0 | 0
Sewage gas | 0 | 0 | 0 | 0 | 0 | 0 | 0 | 0 | 0 | 0 | 0 | 0 | 0 | 0 | 0 | 0 | 0 | 0 | 0 | 0
Solar | 0 | 0 | 0 | 0 | 0 | 0 | 0 | 0 | 0 | 0 | 0 | 0 | 0 | 0 | 0 | 0 | 0 | 0 | 0 | 0
Biomass regular | -3.669 | -4.6377 | 3.2361 | 5.8284 | 29.4898 | 134.1952 | 183.976 | 171.8574 | 167.6232 | 225.3171 | 150.5569 | 185.0503 | 203.3545 | 246.768 | 181.3636 | 178.689 | 212.7755 | 234.0601 | 254.5072 | 276.7225
Biomass energy crop | 0 | 0 | 0 | 0 | 0 | 0 | 0 | 0 | 0 | 0 | 0 | 0 | 0 | 0 | 0 | 0 | 0 | 0 | 0 | 0
Biowaste | 0 | 0 | 0 | 0 | 0 | 0 | 0 | 0 | 0 | 0 | 0 | 0 | 0 | 0 | 0 | 0 | 0 | 0 | 0 | 0
Biogas | 0 | 0 | 0 | 0 | 0 | 0 | 0 | 0 | 0 | 0 | 0 | 0 | 0 | 0 | 0 | 0 | 0 | 0 | 0 | 0
Biodiesel | 0 | 0 | 0 | 0 | 0 | 0 | 0 | 0 | 0 | 0 | 0 | 0 | 0 | 0 | 0 | 0 | 0 | 0 | 0 | 0
Biomass ACT | 0 | 0 | 0 | 0 | 0 | 0 | 0 | 0 | 0 | 0 | 0 | 0 | 0 | 0 | 0 | 0 | 0 | 0 | 0 | 0
Biomass AD | 0 | 0 | 0 | 0 | 0 | 0 | 0 | 0 | 0 | 0 | 0 | 0 | 0 | 0 | 0 | 0 | 0 | 0 | 0 | 0
Biomass regular (CHP) | 0 | 0 | 0 | 0 | 0 | 0 | 0 | 0 | 0 | 0 | 0 | 0 | 0 | 0 | 0 | 0 | 0 | 0 | 0 | 0
Biomass energy crop (CHP) | 0 | 0 | 0 | 0 | 0 | 0 | 0 | 0 | 0 | 0 | 0 | 0 | 0 | 0 | 0 | 0 | 0 | 0 | 0 | 0
Biowaste (CHP) | 0 | 0 | 0 | 0 | 0 | 0 | 0 | 0 | 0 | 0 | 0 | 0 | 0 | 0 | 0 | 0 | 0 | 0 | 0 | 0
Biogas (CHP) | 0 | 0 | 0 | 0 | 0 | 0 | 0 | 0 | 0 | 0 | 0 | 0 | 0 | 0 | 0 | 0 | 0 | 0 | 0 | 0
Biodiesel (CHP) | 0 | 0 | 0 | 0 | 0 | 0 | 0 | 0 | 0 | 0 | 0 | 0 | 0 | 0 | 0 | 0 | 0 | 0 | 0 | 0
Biomass ACT (CHP) | 0 | 0 | 0 | 0 | 0 | 0 | 0 | 0 | 0 | 0 | 0 | 0 | 0 | 0 | 0 | 0 | 0 | 0 | 0 | 0
Biomass AD (CHP) | 0 | 0 | 0 | 0 | 0 | 0 | 0 | 0 | 0 | 0 | 0 | 0 | 0 | 0 | 0 | 0 | 0 | 0 | 0 | 0
Landfill gas | 0 | 0 | 0 | 0 | 0 | 0 | 0 | 0 | 0 | 0 | 0 | 0 | 0 | 0 | 0 | 0 | 0 | 0 | 0 | 0
Hydro (small scale) | 0 | 0 | 0 | 0 | 0 | 0 | 0 | 0 | 0 | 0 | 0 | 0 | 0 | 0 | 0 | 0 | 0 | 0 | 0 | 0
Geopressure | 0 | 0 | 0 | 0 | 0 | 0 | 0 | 0 | 0 | 0 | 0 | 0 | 0 | 0 | 0 | 0 | 0 | 0 | 0 | 0
Standard gasification or pyrolysis | 0 | 0 | 0 | 0 | 0 | 0 | 0 | 0 | 0 | 0 | 0 | 0 | 0 | 0 | 0 | 0 | 0 | 0 | 0 | 0
Other unspecified | 0 | 0 | 0 | 0 | 0 | 0 | 0 | 0 | 0 | 0 | 0 | 0 | 0 | 0 | 0 | 0 | 0 | 0 | 0 | 0
Geothermal | 0 | 0 | 0 | 0 | 0 | 0 | 0 | 0 | 0 | 0 | 0 | 0 | 0 | 0 | 0 | 0 | 0 | 0 | 0 | 0
Microgeneration | 0 | 0 | 0 | 0 | 0 | 0 | 0 | 0 | 0 | 0 | 0 | 0 | 0 | 0 | 0 | 0 | 0 | 0 | 0 | 0
Other ROC | 0 | 0 | 0 | 0 | 0 | 0 | 0 | 0 | 0 | 0 | 0 | 0 | 0 | 0 | 0 | 0 | 0 | 0 | 0 | 0
Non-ROC | 0 | 0 | 0 | 0 | 0 | 0 | 0 | 0 | 0 | 0 | 0 | 0 | 0 | 0 | 0 | 0 | 0 | 0 | 0 | 0
Embedded CHP | 0 | 0 | 0 | 0 | 0 | 0 | 0 | 0 | 0 | 0 | 0 | 0 | 0 | 0 | 0 | 0 | 0 | 0 | 0 | 0
Embedded Gas | 0 | 0 | 0 | 0 | 0 | 0 | 0 | 0 | 0 | 0 | 0 | 0 | 0 | 0 | 0 | 0 | 0 | 0 | 0 | 0
Embedded offshore wind | 0 | 0 | 0 | 0 | 0 | 0 | 0 | 0 | 0 | 0 | 0 | 0 | 0 | 0 | 0 | 0 | 0 | 0 | 0 | 0
Embedded onshore wind | 0 | 0 | 0 | 0 | 0 | 0 | 0 | 0 | 0 | 0 | 0 | 0 | 0 | 0 | 0 | 0 | 0 | 0 | 0 | 0
Embedded biomass | 0 | 0 | 0 | 0 | 0 | 0 | 0 | 0 | 0 | 0 | 0 | 0 | 0 | 0 | 0 | 0 | 0 | 0 | 0 | 0
Embedded tidal and wave | 0 | 0 | 0 | 0 | 0 | 0 | 0 | 0 | 0 | 0 | 0 | 0 | 0 | 0 | 0 | 0 | 0 | 0 | 0 | 0
Embedded hydro | 0 | 0 | 0 | 0 | 0 | 0 | 0 | 0 | 0 | 0 | 0 | 0 | 0 | 0 | 0 | 0 | 0 | 0 | 0 | 0
Total | 2915.6372 | 3877.1689 | 6213.0863 | 5721.9501 | 5585.3291 | 7232.1285 | 7816.8422 | 9329.1268 | 8551.0298 | 9053.8296 | 6367.283 | 7126.7457 | 7219.4992 | 7009.1368 | 4530.7511 | 4147.4673 | 4747.794 | 5079.9903 | 5334.8399 | -26102.8056
| 2011 | 2012 | 2013 | 2014 | 2015 | 2016 | 2017 | 2018 | 2019 | 2020 | 2021 | 2022 | 2023 | 2024 | 2025 | 2026 | 2027 | 2028 | 2029 | 2030
Gas | -203.3427 | -567.789 | -24.1058 | -463.0764 | -384.5948 | 567.8772 | 846.9512 | 1869.0175 | 1792.9681 | 2431.2205 | 898.7484 | 1275.4056 | 1159.1053 | 1519.7205 | -271.6705 | -523.7824 | -286.569 | -176.9806 | -127.9604 | 1026.0147
Coal | -64.0881 | 1463.0855 | 2347.5919 | 2061.1355 | 1607.3237 | 1475.238 | 1389.4352 | 1430.2814 | 1180.3341 | 1364.2526 | 813.3514 | 794.5356 | 777.2787 | 798.2064 | 570.1768 | 514.2974 | 553.2721 | 559.6827 | 559.2814 | 661.0129
Oil | -76.5946 | -77.7669 | -22.741 | -21.7883 | -21.9663 | -6.587e-08 | -6.5078e-08 | 2.9606e-08 | 3.0772e-08 | 2.6139e-08 | 1.5338e-08 | 2.1459e-08 | 1.6284e-08 | 1.3822e-08 | 1.4096e-08 | 1.3406e-08 | 1.7178e-08 | 1.971e-08 | 1.9637e-08 | 9.5904e-08
OCGT | -19.2079 | -18.9425 | -20.0009 | -18.44 | -18.1981 | -13.586 | -13.3696 | 13.0632 | 13.2434 | 11.8868 | 8.8995 | 10.8246 | 7.9079 | 5.6247 | 5.8621 | 5.7094 | 6.4723 | 7.0159 | 6.9999 | 23.3464
PS | -90.4112 | -86.9292 | -89.7513 | -89.1792 | -90.0777 | -87.426 | -85.4905 | -85.1367 | -87.6006 | -88.9579 | -88.0169 | -87.3528 | -86.5328 | -85.8764 | -85.5419 | -87.0985 | -87.6975 | -88.2448 | -88.4715 | -88.716
Nuclear | 2819.3871 | 2667.0391 | 3300.4575 | 3546.9824 | 3581.3414 | 4076.745 | 4136.0929 | 4038.1655 | 3529.5295 | 2785.9692 | 2549.1131 | 2697.5179 | 2784.4293 | 1877.4738 | 1754.4882 | 1742.6142 | 1858.2775 | 1940.2485 | 2017.0309 | 2095.8605
CCS | -4.4376e-06 | -3.9398e-06 | -3.593e-06 | -3.5289e-06 | -140.6804 | -455.6759 | -451.4211 | 35.9375 | 22.2535 | 61.8156 | -2.256 | 13.9775 | 7.6543 | 40.0935 | 20.0782 | -11.4501 | -15.2738 | -26.9624 | -31.7873 | -45.9463
Onshore wind | -22.4638 | -265.9871 | -213.5532 | -164.7309 | -105.1189 | 8.5519 | 128.414 | 109.9388 | 97.1834 | 184.3389 | 93.7493 | 151.1254 | 179.1444 | 246.5964 | 137.3254 | 110.5613 | 159.6695 | 190.494 | 215.0713 | -32676.6268
Offshore wind | 437.2514 | 640.2087 | 769.2861 | 691.9906 | 945.9156 | 1290.7846 | 1441.9466 | 1510.055 | 1604.6767 | 1827.3172 | 1717.1349 | 1847.6314 | 1943.2267 | 2101.6249 | 1983.6994 | 1984.245 | 2102.1341 | 2189.1712 | 2272.1146 | 2360.3147
Other renewable | 135.1069 | 124.2503 | 165.903 | 179.0563 | 211.3846 | 369.6198 | 424.2834 | 407.8044 | 398.4418 | 475.9868 | 376.5594 | 423.0806 | 447.2854 | 505.6729 | 416.3333 | 412.3709 | 457.5088 | 485.5657 | 512.5608 | 541.9341
Total | 2915.6372 | 3877.1689 | 6213.0863 | 5721.9501 | 5585.3291 | 7232.1285 | 7816.8422 | 9329.1268 | 8551.0298 | 9053.8296 | 6367.283 | 7126.7457 | 7219.4992 | 7009.1368 | 4530.7511 | 4147.4673 | 4747.794 | 5079.9903 | 5334.8399 | -26102.8056
Generator profit by location
| 2011 | 2012 | 2013 | 2014 | 2015 | 2016 | 2017 | 2018 | 2019 | 2020 | 2021 | 2022 | 2023 | 2024 | 2025 | 2026 | 2027 | 2028 | 2029 | 2030
S England & S Wales | 953.6051 | 898.5951 | 1564.1749 | 1375.8131 | 1371.1269 | 2116.9601 | 2285.4407 | 2832.1384 | 2363.6863 | 2898.6026 | 1869.261 | 2235.7221 | 2220.8435 | 1985.4517 | 688.5044 | 506.0395 | 772.6897 | 916.5087 | 1001.2732 | 237.6867
Midlands & N Wales | 202.0396 | 566.4097 | 962.11 | 718.8086 | 487.8588 | 919.0473 | 941.2258 | 1166.7591 | 930.1581 | 1174.5192 | 265.736 | 257.2225 | 194.7973 | 228.7729 | -64.9948 | -125.0393 | -102.7689 | -95.6635 | -93.9638 | -2252.8038
N England | 757.1133 | 1281.9972 | 2058.779 | 1947.6772 | 1930.0675 | 1908.0746 | 2011.3807 | 2568.9282 | 2455.4187 | 1745.6465 | 1389.4032 | 1539.2477 | 1528.1489 | 1704.8397 | 1139.1518 | 1032.5048 | 1133.6252 | 1171.2363 | 1199.2799 | -453.2246
S Scotland | 512.1635 | 457.2597 | 805.7789 | 865.7757 | 695.6531 | 720.7458 | 794.4246 | 920.7761 | 875.4073 | 1034.2827 | 815.9116 | 907.2463 | 979.0937 | 599.7293 | 466.2086 | 447.1342 | 512.2567 | 553.6186 | 596.368 | -14410.0032
N Scotland | 44.8275 | 24.2229 | 43.6826 | 112.3664 | 144.9657 | 266.2404 | 332.0984 | 320.2423 | 311.496 | 362.8932 | 299.772 | 329.3904 | 342.9902 | 378.0376 | 307.9486 | 292.3746 | 319.4279 | 334.5519 | 349.0713 | -11595.6138
Offshore | 445.8881 | 648.6843 | 778.561 | 701.509 | 955.6571 | 1301.0603 | 1452.272 | 1512.8654 | 1602.8024 | 1820.1794 | 1706.294 | 1833.991 | 1926.8796 | 2082.477 | 1961.2965 | 1959.9771 | 2076.2202 | 2161.5296 | 2242.6671 | 2329.0753
Total | 2915.6372 | 3877.1689 | 6213.0863 | 5721.9501 | 5585.3291 | 7232.1285 | 7816.8422 | 9321.7095 | 8538.9688 | 9036.1235 | 6346.3778 | 7102.8199 | 7192.7532 | 6979.3083 | 4498.115 | 4112.9909 | 4711.4508 | 5041.7815 | 5294.6956 | -26144.8832
Offshore South | 240.4739 | 401.9721 | 499.8055 | 499.0354 | 543.9696 | 767.8227 | 852.5086 | 885.0494 | 937.773 | 1057.6577 | 992.5799 | 1061.2279 | 1111.2201 | 1195.715 | 1129.4082 | 1127.9277 | 1192.13 | 1238.7033 | 1283.1578 | 1330.4612
Offshore Irish Sea | 198.2961 | 239.6031 | 270.3128 | 255.2583 | 284.0083 | 325.2543 | 337.5361 | 340.0198 | 349.4333 | 381.0726 | 361.1744 | 381.1455 | 395.2062 | 419.3751 | 397.5005 | 396.4254 | 414.6734 | 428.0154 | 440.6253 | 454.0874
Offshore E England | -5.4532e-07 | -6.6341e-07 | -2.425e-07 | -35.55 | 132.0502 | 198.2455 | 245.149 | 266.876 | 290.0321 | 343.6591 | 319.3478 | 350.431 | 373.6658 | 410.781 | 383.6846 | 384.2727 | 411.2644 | 431.5229 | 450.694 | 471.0427
Offshore Scotland | 7.118 | 7.1091 | 8.4427 | -17.2347 | -4.3709 | 9.7379 | 17.0783 | 20.9202 | 25.564 | 37.79 | 33.1918 | 41.1866 | 46.7876 | 56.6059 | 50.7032 | 51.3513 | 58.1523 | 63.2879 | 68.19 | 73.484
Existing | 2955.1173 | 4266.0159 | 6503.9758 | 6094.6003 | 5926.5729 | 7156.887 | 7340.6677 | 8191.0401 | 7256.3123 | 7141.2406 | 5027.3526 | 5304.4094 | 5273.8206 | 4485.8247 | 3407.1482 | 3281.7867 | 3546.2816 | 3695.5317 | 3774.7331 | 4454.4144
New | -39.4801 | -388.847 | -290.8895 | -372.6503 | -341.2438 | 75.2415 | 476.1746 | 1138.0867 | 1294.7175 | 1912.589 | 1339.9304 | 1822.3363 | 1945.6786 | 2523.3121 | 1123.6029 | 865.6806 | 1201.5124 | 1384.4586 | 1560.1068 | -30557.2201
| 2011 | 2012 | 2013 | 2014 | 2015 | 2016 | 2017 | 2018 | 2019 | 2020 | 2021 | 2022 | 2023 | 2024 | 2025 | 2026 | 2027 | 2028 | 2029 | 2030
Demand-weighted Uplift | 7.0923 | 6.2077 | 11.3631 | 8.8095 | 9.5132 | 14.783 | 17.2912 | 16.9297 | 15.4842 | 20.2046 | 11.3979 | 13.3419 | 13.8083 | 16.965 | 9.1823 | 8.2913 | 10.0777 | 10.5209 | 10.825 | 11.3483
Demand-weighted SMP | 46.3424 | 45.2454 | 52.1299 | 58.3646 | 60.6689 | 62.6089 | 61.514 | 60.4892 | 61.1093 | 62.1561 | 63.0261 | 64.38 | 65.7107 | 67.1555 | 67.7363 | 68.4021 | 69.9553 | 71.5339 | 73.1222 | 74.6874
DZPZ | 46.2203 | 44.8336 | 50.8513 | 55.9865 | 59.1315 | 62.5768 | 59.9129 | 57.641 | 60.9377 | 62.1549 | 63.0281 | 64.3788 | 65.7105 | 67.1553 | 67.7363 | 68.4021 | 69.9552 | 71.5349 | 73.1229 | 74.6894
DZPY | 46.2203 | 44.8336 | 51.0076 | 55.9865 | 59.1315 | 62.5768 | 59.9129 | 57.641 | 60.9377 | 62.1552 | 63.0284 | 64.3791 | 65.7107 | 67.1555 | 67.7363 | 68.4021 | 69.9553 | 71.5351 | 73.1231 | 74.6896
DZPX | 46.2203 | 44.8336 | 51.0076 | 55.9865 | 59.1315 | 62.5768 | 59.9129 | 57.641 | 60.9377 | 62.1552 | 63.0284 | 64.3791 | 65.7107 | 67.1555 | 67.7363 | 68.4021 | 69.9553 | 71.5351 | 73.1231 | 74.6896
DZPW | 46.2203 | 44.8336 | 51.0076 | 55.9865 | 59.1315 | 62.5768 | 59.9129 | 57.641 | 60.9377 | 62.1552 | 63.0284 | 64.3791 | 65.7107 | 67.1555 | 67.7363 | 68.4021 | 69.9553 | 71.5351 | 73.1231 | 74.6896
DZPO | 46.2203 | 44.8336 | 51.0076 | 55.9865 | 59.1315 | 62.5768 | 59.9129 | 57.641 | 60.9377 | 62.1552 | 63.0284 | 64.3791 | 65.7107 | 67.1555 | 67.7363 | 68.4021 | 69.9553 | 71.5351 | 73.1231 | 74.6896
DZPI | 46.2203 | 44.8336 | 51.0076 | 55.9865 | 59.1315 | 62.5768 | 59.9129 | 57.641 | 60.9379 | 62.1552 | 63.0284 | 64.3791 | 65.7107 | 67.1555 | 67.7363 | 68.4021 | 69.9553 | 71.5351 | 73.1231 | 74.6896
DZPV | 46.3444 | 45.2353 | 52.0968 | 58.2325 | 60.6707 | 62.6165 | 61.5241 | 60.5125 | 61.1107 | 62.1566 | 63.0293 | 64.3803 | 65.7118 | 67.1555 | 67.7363 | 68.4021 | 69.9553 | 71.5351 | 73.1231 | 74.6896
DZPU | 46.3444 | 45.282 | 52.2445 | 58.5438 | 60.7479 | 62.6211 | 61.5241 | 60.5125 | 61.1107 | 62.1566 | 63.0082 | 64.3623 | 65.7118 | 67.1555 | 67.7216 | 68.4021 | 69.9553 | 71.5339 | 73.1222 | 74.689
DZPR | 46.3351 | 44.8981 | 51.589 | 58.0467 | 59.173 | 62.5844 | 59.9235 | 57.6436 | 60.9379 | 62.1566 | 63.0293 | 64.3803 | 65.7118 | 67.1555 | 67.7363 | 68.4021 | 69.9553 | 71.5351 | 73.1231 | 74.6896
DZPQ | 46.3351 | 44.8981 | 51.5858 | 58.0467 | 59.173 | 62.5768 | 59.9131 | 57.6412 | 60.9379 | 62.1566 | 63.0293 | 64.3803 | 65.7118 | 67.1555 | 67.7363 | 68.4021 | 69.9553 | 71.5351 | 73.1231 | 74.6896
DZPP | 46.3444 | 45.2353 | 52.0936 | 58.2325 | 60.6707 | 62.6089 | 61.5137 | 60.5101 | 61.1107 | 62.1566 | 63.0293 | 64.3803 | 65.7118 | 67.1555 | 67.7363 | 68.4021 | 69.9553 | 71.5351 | 73.1231 | 74.6896
DZPN | 46.3444 | 45.2353 | 52.0968 | 58.2325 | 60.6707 | 62.6165 | 61.5241 | 60.5125 | 61.1107 | 62.1566 | 63.0293 | 64.3803 | 65.7118 | 67.1555 | 67.7363 | 68.4021 | 69.9553 | 71.5351 | 73.1231 | 74.6896
DZPM | 46.3444 | 45.2353 | 52.0968 | 58.2325 | 60.6707 | 62.6165 | 61.5241 | 60.5125 | 61.1107 | 62.1566 | 63.0293 | 64.3803 | 65.7118 | 67.1555 | 67.7363 | 68.4021 | 69.9553 | 71.5351 | 73.1231 | 74.6896
DZPL | 46.3444 | 45.2353 | 52.0968 | 58.2325 | 60.6707 | 62.6165 | 61.5241 | 60.5125 | 61.1107 | 62.1566 | 63.0301 | 64.3803 | 65.7118 | 67.1555 | 67.7363 | 68.4021 | 69.9553 | 71.5351 | 73.1231 | 74.6896
DZPK | 46.3444 | 45.2353 | 52.0936 | 58.2325 | 60.6707 | 62.6089 | 61.5137 | 60.5101 | 61.1107 | 62.1566 | 63.0293 | 64.3803 | 65.7118 | 67.1555 | 67.7363 | 68.4021 | 69.9553 | 71.5351 | 73.1231 | 74.6896
DZPJ | 46.3444 | 45.282 | 52.2445 | 58.5438 | 60.7479 | 62.6211 | 61.5241 | 60.5125 | 61.1107 | 62.1566 | 63.0293 | 64.3803 | 65.7118 | 67.1555 | 67.7363 | 68.4021 | 69.9553 | 71.5351 | 73.1231 | 74.6896
DZPH | 46.3444 | 45.282 | 52.2445 | 58.5674 | 60.7886 | 62.6211 | 61.5241 | 60.5125 | 61.1107 | 62.1566 | 63.0293 | 64.3803 | 65.7118 | 67.1555 | 67.7363 | 68.4021 | 69.9553 | 71.5351 | 73.1231 | 74.6896
DZPG | 46.3444 | 45.282 | 52.2445 | 58.5674 | 60.7886 | 62.6211 | 61.5241 | 60.5125 | 61.1107 | 62.1566 | 63.0293 | 64.3803 | 65.7118 | 67.1555 | 67.7363 | 68.4021 | 69.9553 | 71.5351 | 73.1231 | 74.6896
DZPF | 46.3444 | 45.282 | 52.2445 | 58.5674 | 60.7886 | 62.6211 | 61.5241 | 60.5125 | 61.1107 | 62.1566 | 63.0293 | 64.3803 | 65.7118 | 67.1553 | 67.7363 | 68.4021 | 69.9552 | 71.5349 | 73.1229 | 74.6895
DZPE | 46.3444 | 45.282 | 52.2445 | 58.5674 | 60.7886 | 62.6211 | 61.5241 | 60.5125 | 61.1107 | 62.1566 | 63.0293 | 64.3803 | 65.7118 | 67.1553 | 67.7363 | 68.4021 | 69.9552 | 71.5349 | 73.1229 | 74.6895
DZPD | 46.3444 | 45.282 | 52.2445 | 58.5674 | 60.7886 | 62.6211 | 61.5241 | 60.5125 | 61.1107 | 62.1566 | 63.0293 | 64.3803 | 65.7118 | 67.1555 | 67.7363 | 68.4021 | 69.9553 | 71.5351 | 73.1231 | 74.6896
DZPC | 46.3444 | 45.282 | 52.2445 | 58.5438 | 60.7479 | 62.6211 | 61.5241 | 60.5125 | 61.1107 | 62.1566 | 63.0293 | 64.3803 | 65.681 | 67.1555 | 67.7286 | 68.4021 | 69.9553 | 71.5351 | 73.1231 | 74.6874
DZPB | 46.3444 | 45.282 | 52.2445 | 58.5674 | 60.7886 | 62.6211 | 61.5241 | 60.5125 | 61.1107 | 62.1566 | 63.0293 | 64.3803 | 65.7118 | 67.1555 | 67.7363 | 68.4021 | 69.9553 | 71.5351 | 73.1231 | 74.6896
DZPA | 46.6623 | 45.9788 | 52.9794 | 59.5615 | 60.8379 | 62.6211 | 61.5241 | 60.5125 | 61.1107 | 62.1566 | 63.0293 | 64.3803 | 65.7118 | 67.1555 | 67.7363 | 68.4021 | 69.9553 | 71.5351 | 73.1231 | 74.6896
Demand (TWh) | 305.7161 | 313.2737 | 313.3105 | 313.127 | 312.6806 | 311.7379 | 312.096 | 311.3184 | 311.8959 | 312.9051 | 313.2128 | 314.938 | 315.968 | 317.117 | 317.6784 | 319.2813 | 321.1562 | 324.1308 | 326.3702 | 329.49
DZPZ | 2.4945 | 2.5562 | 2.5565 | 2.555 | 2.5513 | 2.5436 | 2.5466 | 2.5402 | 2.5449 | 2.5532 | 2.5557 | 2.5698 | 2.5782 | 2.5875 | 2.5921 | 2.6052 | 2.6205 | 2.6448 | 2.663 | 2.6885
DZPY | 2.7837 | 2.8525 | 2.8528 | 2.8511 | 2.8471 | 2.8385 | 2.8418 | 2.8347 | 2.8399 | 2.8491 | 2.8519 | 2.8676 | 2.877 | 2.8875 | 2.8926 | 2.9072 | 2.9243 | 2.9513 | 2.9717 | 3.0001
DZPX | 2.2233 | 2.2783 | 2.2786 | 2.2772 | 2.274 | 2.2671 | 2.2697 | 2.2641 | 2.2683 | 2.2756 | 2.2778 | 2.2904 | 2.2979 | 2.3062 | 2.3103 | 2.322 | 2.3356 | 2.3572 | 2.3735 | 2.3962
DZPW | 0.64083 | 0.65667 | 0.65675 | 0.65636 | 0.65543 | 0.65345 | 0.6542 | 0.65257 | 0.65378 | 0.6559 | 0.65654 | 0.66016 | 0.66232 | 0.66473 | 0.66591 | 0.66927 | 0.6732 | 0.67943 | 0.68412 | 0.69066
DZPO | 5.5383 | 5.6752 | 5.6759 | 5.6726 | 5.6645 | 5.6474 | 5.6539 | 5.6398 | 5.6503 | 5.6685 | 5.6741 | 5.7054 | 5.724 | 5.7448 | 5.755 | 5.7841 | 5.818 | 5.8719 | 5.9125 | 5.969
DZPI | 13.4506 | 13.7831 | 13.7847 | 13.7766 | 13.757 | 13.7155 | 13.7313 | 13.6971 | 13.7225 | 13.7669 | 13.7804 | 13.8563 | 13.9016 | 13.9522 | 13.9769 | 14.0474 | 14.1299 | 14.2608 | 14.3593 | 14.4966
DZPV | 2.435 | 2.4952 | 2.4955 | 2.4941 | 2.4905 | 2.483 | 2.4859 | 2.4797 | 2.4843 | 2.4923 | 2.4948 | 2.5085 | 2.5167 | 2.5258 | 2.5303 | 2.5431 | 2.558 | 2.5817 | 2.5996 | 2.6244
DZPU | 3.1918 | 3.2707 | 3.271 | 3.2691 | 3.2645 | 3.2546 | 3.2584 | 3.2503 | 3.2563 | 3.2668 | 3.27 | 3.288 | 3.2988 | 3.3108 | 3.3167 | 3.3334 | 3.353 | 3.384 | 3.4074 | 3.44
DZPR | 4.2044 | 4.3083 | 4.3088 | 4.3063 | 4.3002 | 4.2872 | 4.2921 | 4.2814 | 4.2894 | 4.3032 | 4.3075 | 4.3312 | 4.3454 | 4.3612 | 4.3689 | 4.3909 | 4.4167 | 4.4576 | 4.4884 | 4.5313
DZPQ | 14.4639 | 14.8214 | 14.8232 | 14.8145 | 14.7934 | 14.7488 | 14.7657 | 14.7289 | 14.7562 | 14.804 | 14.8185 | 14.9002 | 14.9489 | 15.0032 | 15.0298 | 15.1056 | 15.1943 | 15.3351 | 15.441 | 15.5886
DZPP | 24.8684 | 25.4832 | 25.4861 | 25.4712 | 25.4349 | 25.3582 | 25.3874 | 25.3241 | 25.3711 | 25.4532 | 25.4782 | 25.6185 | 25.7023 | 25.7958 | 25.8415 | 25.9718 | 26.1244 | 26.3663 | 26.5485 | 26.8023
DZPN | 27.4326 | 28.1107 | 28.114 | 28.0976 | 28.0575 | 27.9729 | 28.005 | 27.9353 | 27.9871 | 28.0776 | 28.1053 | 28.2601 | 28.3525 | 28.4556 | 28.506 | 28.6498 | 28.818 | 29.085 | 29.2859 | 29.5658
DZPM | 3.6359 | 3.7258 | 3.7262 | 3.724 | 3.7187 | 3.7075 | 3.7118 | 3.7025 | 3.7094 | 3.7214 | 3.725 | 3.7456 | 3.7578 | 3.7715 | 3.7781 | 3.7972 | 3.8195 | 3.8549 | 3.8815 | 3.9186
DZPL | 36.1852 | 37.0798 | 37.0841 | 37.0624 | 37.0096 | 36.898 | 36.9404 | 36.8483 | 36.9167 | 37.0361 | 37.0725 | 37.2768 | 37.3987 | 37.5347 | 37.6011 | 37.7908 | 38.0127 | 38.3648 | 38.6299 | 38.9992
DZPK | 3.2251 | 3.3048 | 3.3052 | 3.3033 | 3.2986 | 3.2886 | 3.2924 | 3.2842 | 3.2903 | 3.301 | 3.3042 | 3.3224 | 3.3333 | 3.3454 | 3.3513 | 3.3682 | 3.388 | 3.4194 | 3.443 | 3.4759
DZPJ | 23.8826 | 24.473 | 24.4758 | 24.4615 | 24.4266 | 24.353 | 24.381 | 24.3202 | 24.3653 | 24.4442 | 24.4682 | 24.603 | 24.6834 | 24.7732 | 24.8171 | 24.9423 | 25.0888 | 25.3211 | 25.4961 | 25.7398
DZPH | 10.7464 | 11.0121 | 11.0134 | 11.0069 | 10.9913 | 10.9581 | 10.9707 | 10.9434 | 10.9637 | 10.9991 | 11.01 | 11.0706 | 11.1068 | 11.1472 | 11.1669 | 11.2233 | 11.2892 | 11.3937 | 11.4725 | 11.5821
DZPG | 14.7534 | 15.1182 | 15.1199 | 15.1111 | 15.0895 | 15.044 | 15.0613 | 15.0238 | 15.0517 | 15.1004 | 15.1152 | 15.1985 | 15.2482 | 15.3036 | 15.3307 | 15.4081 | 15.4986 | 15.6421 | 15.7502 | 15.9007
DZPF | 5.4133 | 5.5471 | 5.5478 | 5.5445 | 5.5366 | 5.5199 | 5.5263 | 5.5125 | 5.5227 | 5.5406 | 5.5461 | 5.5766 | 5.5948 | 5.6152 | 5.6251 | 5.6535 | 5.6867 | 5.7394 | 5.779 | 5.8343
DZPE | 8.392 | 8.5995 | 8.6005 | 8.5955 | 8.5832 | 8.5573 | 8.5672 | 8.5458 | 8.5617 | 8.5894 | 8.5978 | 8.6452 | 8.6734 | 8.705 | 8.7204 | 8.7644 | 8.8159 | 8.8975 | 8.959 | 9.0446
DZPD | 3.6716 | 3.7623 | 3.7628 | 3.7606 | 3.7552 | 3.7439 | 3.7482 | 3.7389 | 3.7458 | 3.7579 | 3.7616 | 3.7823 | 3.7947 | 3.8085 | 3.8152 | 3.8345 | 3.857 | 3.8927 | 3.9196 | 3.9571
DZPC | 13.8282 | 14.1701 | 14.1718 | 14.1635 | 14.1433 | 14.1006 | 14.1168 | 14.0817 | 14.1078 | 14.1534 | 14.1673 | 14.2454 | 14.292 | 14.3439 | 14.3693 | 14.4418 | 14.5266 | 14.6612 | 14.7625 | 14.9036
DZPB | 22.5686 | 23.1265 | 23.1292 | 23.1157 | 23.0827 | 23.0131 | 23.0396 | 22.9822 | 23.0248 | 23.0993 | 23.122 | 23.2494 | 23.3254 | 23.4102 | 23.4517 | 23.57 | 23.7084 | 23.928 | 24.0933 | 24.3236
DZPA | 55.6865 | 57.0631 | 57.0698 | 57.0364 | 56.9551 | 56.7834 | 56.8486 | 56.707 | 56.8122 | 56.996 | 57.052 | 57.3663 | 57.5539 | 57.7632 | 57.8655 | 58.1574 | 58.4989 | 59.0408 | 59.4487 | 60.017
DZPZ | 132.9889 | 130.4706 | 159.0496 | 165.5527 | 175.1359 | 196.7758 | 196.6052 | 189.4262 | 194.4887 | 210.2779 | 190.2092 | 199.7236 | 205.0122 | 217.6644 | 199.382 | 199.8015 | 209.7259 | 217.0184 | 223.5564 | 231.312
DZPY | 148.4045 | 145.5943 | 177.932 | 184.743 | 195.437 | 219.5853 | 219.395 | 211.3839 | 217.0332 | 234.6532 | 212.2582 | 222.8755 | 228.7772 | 242.896 | 222.4937 | 222.9619 | 234.0369 | 242.1749 | 249.471 | 258.1255
DZPX | 118.5311 | 116.2865 | 142.1147 | 147.5547 | 156.096 | 175.3833 | 175.2313 | 168.8328 | 173.3449 | 187.4181 | 169.5311 | 178.0112 | 182.7249 | 194.0016 | 177.7062 | 178.0802 | 186.9258 | 193.4257 | 199.2531 | 206.1654
DZPW | 34.1643 | 33.5174 | 40.9619 | 42.5299 | 44.9917 | 50.5509 | 50.5071 | 48.6629 | 49.9634 | 54.0197 | 48.8642 | 51.3084 | 52.667 | 55.9173 | 51.2205 | 51.3283 | 53.8778 | 55.7513 | 57.4309 | 59.4233
DZPO | 295.2619 | 289.6707 | 354.0091 | 367.56 | 388.8366 | 436.8815 | 436.5028 | 420.564 | 431.8038 | 466.86 | 422.3036 | 443.4274 | 455.1693 | 483.2597 | 442.6678 | 443.5994 | 465.6338 | 481.8251 | 496.3412 | 513.5599
DZPI | 717.0854 | 703.5063 | 859.7611 | 892.6715 | 944.3446 | 1061.0285 | 1060.1089 | 1021.3992 | 1048.6996 | 1133.8357 | 1025.6239 | 1076.9262 | 1105.4431 | 1173.6646 | 1075.0815 | 1077.3438 | 1130.8576 | 1170.1805 | 1205.4348 | 1247.2529
DZPV | 130.1205 | 128.3624 | 158.3661 | 167.2073 | 174.7937 | 192.1831 | 195.9233 | 192.0307 | 190.2819 | 205.2689 | 185.6775 | 194.9658 | 200.1278 | 212.4758 | 194.6287 | 195.0382 | 204.7262 | 211.845 | 218.2273 | 225.7979
DZPU | 170.5572 | 168.4055 | 208.0636 | 220.187 | 229.3653 | 251.9216 | 256.8091 | 251.7067 | 249.4145 | 269.0589 | 243.3102 | 255.4949 | 262.3201 | 278.5054 | 255.0633 | 255.6489 | 268.3475 | 277.6747 | 286.0413 | 295.9655
DZPR | 224.629 | 220.1797 | 271.2492 | 287.9025 | 295.3613 | 331.6884 | 331.4141 | 319.2797 | 327.8022 | 354.4202 | 320.5934 | 336.6308 | 345.5435 | 366.8637 | 336.0487 | 336.7558 | 353.4832 | 365.7747 | 376.7945 | 389.8659
DZPQ | 772.7665 | 757.4602 | 933.1005 | 990.4393 | 1016.0991 | 1140.9597 | 1139.9742 | 1098.3483 | 1127.7021 | 1219.273 | 1102.9023 | 1158.074 | 1188.7356 | 1262.0811 | 1156.0714 | 1158.5041 | 1216.0494 | 1258.3345 | 1296.2447 | 1341.2131
DZPP | 1328.8846 | 1310.9298 | 1617.2651 | 1707.6417 | 1785.1193 | 1962.5205 | 2000.6462 | 1961.0956 | 1943.2958 | 2096.3535 | 1896.2719 | 1991.1312 | 2043.8491 | 2169.9556 | 1987.688 | 1991.8708 | 2090.811 | 2163.5138 | 2228.6947 | 2306.0108
DZPN | 1465.9059 | 1446.0997 | 1784.113 | 1883.7166 | 1969.1829 | 2165.0876 | 2207.2236 | 2163.3701 | 2143.669 | 2312.5085 | 2091.7964 | 2196.4367 | 2254.5903 | 2393.6996 | 2192.6384 | 2197.2525 | 2306.3944 | 2386.5937 | 2458.4953 | 2543.7836
DZPM | 194.2896 | 191.6645 | 236.4644 | 249.6657 | 260.9934 | 286.9584 | 292.543 | 286.7307 | 284.1196 | 306.4974 | 277.2444 | 291.1133 | 298.8209 | 317.2583 | 290.6099 | 291.2215 | 305.687 | 316.3165 | 325.8463 | 337.1503
DZPL | 1933.6192 | 1907.4936 | 2353.3538 | 2484.737 | 2597.4723 | 2855.8825 | 2911.4624 | 2853.617 | 2827.63 | 3050.3396 | 2759.2342 | 2897.2338 | 2973.942 | 3157.4356 | 2892.2237 | 2898.31 | 3042.2748 | 3148.0625 | 3242.9051 | 3355.4055
DZPK | 172.3397 | 170.0112 | 209.739 | 221.4597 | 231.5076 | 254.5143 | 259.4587 | 254.3295 | 252.0211 | 271.8708 | 245.9227 | 258.2248 | 265.0616 | 281.416 | 257.7782 | 258.3207 | 271.152 | 280.5806 | 289.0338 | 299.0607
DZPJ | 1276.2059 | 1260.1055 | 1556.8497 | 1647.5644 | 1716.2412 | 1885.0203 | 1921.5912 | 1883.4127 | 1866.2611 | 2013.2514 | 1821.1012 | 1912.2002 | 1962.8283 | 2083.9357 | 1908.8935 | 1912.9105 | 2007.9285 | 2077.7494 | 2140.3463 | 2214.5976
DZPH | 574.2543 | 567.0095 | 700.5355 | 741.6138 | 772.7042 | 848.2024 | 864.6582 | 847.479 | 839.7613 | 905.9025 | 819.4408 | 860.4325 | 883.2137 | 937.7084 | 858.9446 | 860.7521 | 903.5074 | 934.9247 | 963.0915 | 996.5023
DZPG | 788.3751 | 778.4291 | 961.7426 | 1018.1376 | 1060.8206 | 1164.4697 | 1187.0613 | 1163.4766 | 1152.8812 | 1243.6843 | 1124.9837 | 1181.26 | 1212.5355 | 1287.3495 | 1179.2173 | 1181.6988 | 1240.3961 | 1283.5279 | 1322.1971 | 1368.0658
DZPF | 289.2699 | 285.6205 | 352.8818 | 373.5742 | 389.2354 | 427.2662 | 435.5555 | 426.9018 | 423.0142 | 456.3316 | 412.7781 | 433.4269 | 444.9025 | 472.3519 | 432.6774 | 433.5878 | 455.1246 | 470.9501 | 485.1383 | 501.9689
DZPE | 448.4422 | 442.7847 | 547.0568 | 579.1353 | 603.4142 | 662.3717 | 675.2222 | 661.8068 | 655.7799 | 707.4304 | 639.9114 | 671.9224 | 689.7124 | 732.2661 | 670.7604 | 672.1717 | 705.5593 | 730.0928 | 752.0883 | 778.1799
DZPD | 196.1968 | 193.7216 | 239.3414 | 253.376 | 263.9982 | 289.7926 | 295.4148 | 289.5454 | 286.9086 | 309.5061 | 279.966 | 293.971 | 301.7543 | 320.3727 | 293.4627 | 294.0802 | 308.6878 | 319.4217 | 329.045 | 340.4599
DZPC | 738.9359 | 729.6136 | 901.4315 | 953.9562 | 993.7207 | 1091.4455 | 1112.6204 | 1090.5147 | 1080.5837 | 1165.6926 | 1054.4357 | 1107.1829 | 1136.0579 | 1206.6195 | 1105.1571 | 1107.5942 | 1162.6106 | 1203.0376 | 1239.2818 | 1282.2408
DZPB | 1205.9907 | 1190.7761 | 1471.1938 | 1557.4623 | 1622.7553 | 1781.309 | 1815.8677 | 1779.7898 | 1763.5818 | 1902.4849 | 1720.9066 | 1806.9934 | 1854.836 | 1969.2803 | 1803.8686 | 1807.6646 | 1897.4549 | 1963.4343 | 2022.5873 | 2092.7533
DZPA | 2993.4084 | 2977.9289 | 3672.0167 | 3899.638 | 4006.8535 | 4395.2643 | 4480.5358 | 4391.5158 | 4351.5236 | 4694.2581 | 4246.2254 | 4458.639 | 4576.6875 | 4859.0713 | 4450.9288 | 4460.2951 | 4681.8469 | 4844.6467 | 4990.6028 | 5163.733
Total | 16350.6277 | 16145.642 | 19908.5927 | 21038.0264 | 21894.4802 | 24127.0633 | 24522.3322 | 23975.22 | 23881.5654 | 25771.1972 | 23311.492 | 24477.6057 | 25125.3127 | 26676.0503 | 24435.2124 | 24486.7925 | 25703.0994 | 26596.8571 | 27398.149 | 28348.5938
Unconstrained total | 16335.8511 | 16118.8994 | 19893.0087 | 21034.037 | 21944.573 | 24125.9636 | 24594.7825 | 24101.9336 | 23889.2108 | 25771.0805 | 23310.5596 | 24477.6137 | 25125.4579 | 26676.054 | 24435.3605 | 24486.793 | 25703.101 | 26596.4827 | 27397.8527 | 28347.8956
Difference | 14.7766 | 26.7425 | 15.584 | 3.9894 | -50.0928 | 1.0997 | -72.4503 | -126.7136 | -7.6454 | 0.11671 | 0.93236 | -0.0079806 | -0.14518 | -0.0037384 | -0.14816 | -0.00046442 | -0.001572 | 0.37444 | 0.29631 | 0.69816
Generator Residual Zonal Tariff (£/kW)
Generation - Wider Tariffs in Y+1
Zone No. | Zone Name | 2011 | 2012 | 2013 | 2014 | 2015 | 2016 | 2017 | 2018 | 2019 | 2020 | 2021 | 2022 | 2023 | 2024 | 2025 | 2026 | 2027 | 2028 | 2029 | 2030
1 | North Scotland | 0 | 2.0022 | 2.6716 | 2.9973 | 3.4999 | 2.422 | 2.4201 | 3.1411 | 2.9768 | 2.7762 | 2.5495 | 2.4171 | 2.3736 | 2.7739 | 2.0409 | 2.0582 | 2.0153 | 2.064 | 2.1297 | 2.1645
2 | Peterhead | 0 | 2.0022 | 2.6716 | 2.9973 | 3.4999 | 2.422 | 2.4201 | 3.1411 | 2.9768 | 2.7762 | 2.5495 | 2.4171 | 2.3736 | 2.7739 | 2.0409 | 2.0582 | 2.0153 | 2.064 | 2.1297 | 2.1645
3 | Western Highland & Skye | 0 | 2.0022 | 2.6716 | 2.9973 | 3.4999 | 2.422 | 2.4201 | 3.1411 | 2.9768 | 2.7762 | 2.5495 | 2.4171 | 2.3736 | 2.7739 | 2.0409 | 2.0582 | 2.0153 | 2.064 | 2.1297 | 2.1645
4 | Central Highlands | 0 | 2.0022 | 2.6716 | 2.9973 | 3.4999 | 2.422 | 2.4201 | 3.1411 | 2.9768 | 2.7762 | 2.5495 | 2.4171 | 2.3736 | 2.7739 | 2.0409 | 2.0582 | 2.0153 | 2.064 | 2.1297 | 2.1645
5 | Argyll | 0 | 2.0022 | 2.6716 | 2.9973 | 3.4999 | 2.422 | 2.4201 | 3.1411 | 2.9768 | 2.7762 | 2.5495 | 2.4171 | 2.3736 | 2.7739 | 2.0409 | 2.0582 | 2.0153 | 2.064 | 2.1297 | 2.1645
6 | Stirlingshire | 0 | 2.0022 | 2.6716 | 2.9973 | 3.4999 | 2.422 | 2.4201 | 3.1411 | 2.9768 | 2.7762 | 2.5495 | 2.4171 | 2.3736 | 2.7739 | 2.0409 | 2.0582 | 2.0153 | 2.064 | 2.1297 | 2.1645
7 | South Scotland | 0 | 2.0022 | 2.6716 | 2.9973 | 3.4999 | 2.422 | 2.4201 | 3.1411 | 2.9768 | 2.7762 | 2.5495 | 2.4171 | 2.3736 | 2.7739 | 2.0409 | 2.0582 | 2.0153 | 2.064 | 2.1297 | 2.1645
8 | Auchencrosh | 0 | 2.0022 | 2.6716 | 2.9973 | 3.4999 | 2.422 | 2.4201 | 3.1411 | 2.9768 | 2.7762 | 2.5495 | 2.4171 | 2.3736 | 2.7739 | 2.0409 | 2.0582 | 2.0153 | 2.064 | 2.1297 | 2.1645
9 | Humber & Lancashire | 0 | 2.0022 | 2.6716 | 2.9973 | 3.4999 | 2.422 | 2.4201 | 3.1411 | 2.9768 | 2.7762 | 2.5495 | 2.4171 | 2.3736 | 2.7739 | 2.0409 | 2.0582 | 2.0153 | 2.064 | 2.1297 | 2.1645
10 | North East England | 0 | 2.0022 | 2.6716 | 2.9973 | 3.4999 | 2.422 | 2.4201 | 3.1411 | 2.9768 | 2.7762 | 2.5495 | 2.4171 | 2.3736 | 2.7739 | 2.0409 | 2.0582 | 2.0153 | 2.064 | 2.1297 | 2.1645
11 | Anglesey | 0 | 2.0022 | 2.6716 | 2.9973 | 3.4999 | 2.422 | 2.4201 | 3.1411 | 2.9768 | 2.7762 | 2.5495 | 2.4171 | 2.3736 | 2.7739 | 2.0409 | 2.0582 | 2.0153 | 2.064 | 2.1297 | 2.1645
12 | Dinorwig | 0 | 2.0022 | 2.6716 | 2.9973 | 3.4999 | 2.422 | 2.4201 | 3.1411 | 2.9768 | 2.7762 | 2.5495 | 2.4171 | 2.3736 | 2.7739 | 2.0409 | 2.0582 | 2.0153 | 2.064 | 2.1297 | 2.1645
13 | South Yorks & North Wales | 0 | 2.0022 | 2.6716 | 2.9973 | 3.4999 | 2.422 | 2.4201 | 3.1411 | 2.9768 | 2.7762 | 2.5495 | 2.4171 | 2.3736 | 2.7739 | 2.0409 | 2.0582 | 2.0153 | 2.064 | 2.1297 | 2.1645
14 | Midlands | 0 | 2.0022 | 2.6716 | 2.9973 | 3.4999 | 2.422 | 2.4201 | 3.1411 | 2.9768 | 2.7762 | 2.5495 | 2.4171 | 2.3736 | 2.7739 | 2.0409 | 2.0582 | 2.0153 | 2.064 | 2.1297 | 2.1645
15 | South Wales & Gloucester | 0 | 2.0022 | 2.6716 | 2.9973 | 3.4999 | 2.422 | 2.4201 | 3.1411 | 2.9768 | 2.7762 | 2.5495 | 2.4171 | 2.3736 | 2.7739 | 2.0409 | 2.0582 | 2.0153 | 2.064 | 2.1297 | 2.1645
16 | Central London | 0 | 2.0022 | 2.6716 | 2.9973 | 3.4999 | 2.422 | 2.4201 | 3.1411 | 2.9768 | 2.7762 | 2.5495 | 2.4171 | 2.3736 | 2.7739 | 2.0409 | 2.0582 | 2.0153 | 2.064 | 2.1297 | 2.1645
17 | South East | 0 | 2.0022 | 2.6716 | 2.9973 | 3.4999 | 2.422 | 2.4201 | 3.1411 | 2.9768 | 2.7762 | 2.5495 | 2.4171 | 2.3736 | 2.7739 | 2.0409 | 2.0582 | 2.0153 | 2.064 | 2.1297 | 2.1645
18 | Oxon & South Coast | 0 | 2.0022 | 2.6716 | 2.9973 | 3.4999 | 2.422 | 2.4201 | 3.1411 | 2.9768 | 2.7762 | 2.5495 | 2.4171 | 2.3736 | 2.7739 | 2.0409 | 2.0582 | 2.0153 | 2.064 | 2.1297 | 2.1645
19 | Wessex | 0 | 2.0022 | 2.6716 | 2.9973 | 3.4999 | 2.422 | 2.4201 | 3.1411 | 2.9768 | 2.7762 | 2.5495 | 2.4171 | 2.3736 | 2.7739 | 2.0409 | 2.0582 | 2.0153 | 2.064 | 2.1297 | 2.1645
20 | Peninsula | 0 | 2.0022 | 2.6716 | 2.9973 | 3.4999 | 2.422 | 2.4201 | 3.1411 | 2.9768 | 2.7762 | 2.5495 | 2.4171 | 2.3736 | 2.7739 | 2.0409 | 2.0582 | 2.0153 | 2.064 | 2.1297 | 2.1645
Generator Residual Zonal Tariff (£/kW)
Generation - Wider Tariffs in Y+5
Zone No. | Zone Name | 2011 | 2012 | 2013 | 2014 | 2015 | 2016 | 2017 | 2018 | 2019 | 2020 | 2021 | 2022 | 2023 | 2024 | 2025 | 2026 | 2027 | 2028 | 2029 | 2030
1 | North Scotland | 0 | 1.9852 | 3.047 | 1.9478 | 3.4109 | 2.3052 | 1.4528 | 0.9917 | 2.868 | 2.1421 | 2.3013 | 1.9676 | 2.466 | 2.1749 | 2.3469 | 2.2583 | 2.0153 | 2.064 | 2.1297 | 2.1645
2 | Peterhead | 0 | 1.9852 | 3.047 | 1.9478 | 3.4109 | 2.3052 | 1.4528 | 0.9917 | 2.868 | 2.1421 | 2.3013 | 1.9676 | 2.466 | 2.1749 | 2.3469 | 2.2583 | 2.0153 | 2.064 | 2.1297 | 2.1645
3 | Western Highland & Skye | 0 | 1.9852 | 3.047 | 1.9478 | 3.4109 | 2.3052 | 1.4528 | 0.9917 | 2.868 | 2.1421 | 2.3013 | 1.9676 | 2.466 | 2.1749 | 2.3469 | 2.2583 | 2.0153 | 2.064 | 2.1297 | 2.1645
4 | Central Highlands | 0 | 1.9852 | 3.047 | 1.9478 | 3.4109 | 2.3052 | 1.4528 | 0.9917 | 2.868 | 2.1421 | 2.3013 | 1.9676 | 2.466 | 2.1749 | 2.3469 | 2.2583 | 2.0153 | 2.064 | 2.1297 | 2.1645
5 | Argyll | 0 | 1.9852 | 3.047 | 1.9478 | 3.4109 | 2.3052 | 1.4528 | 0.9917 | 2.868 | 2.1421 | 2.3013 | 1.9676 | 2.466 | 2.1749 | 2.3469 | 2.2583 | 2.0153 | 2.064 | 2.1297 | 2.1645
6 | Stirlingshire | 0 | 1.9852 | 3.047 | 1.9478 | 3.4109 | 2.3052 | 1.4528 | 0.9917 | 2.868 | 2.1421 | 2.3013 | 1.9676 | 2.466 | 2.1749 | 2.3469 | 2.2583 | 2.0153 | 2.064 | 2.1297 | 2.1645
7 | South Scotland | 0 | 1.9852 | 3.047 | 1.9478 | 3.4109 | 2.3052 | 1.4528 | 0.9917 | 2.868 | 2.1421 | 2.3013 | 1.9676 | 2.466 | 2.1749 | 2.3469 | 2.2583 | 2.0153 | 2.064 | 2.1297 | 2.1645
8 | Auchencrosh | 0 | 1.9852 | 3.047 | 1.9478 | 3.4109 | 2.3052 | 1.4528 | 0.9917 | 2.868 | 2.1421 | 2.3013 | 1.9676 | 2.466 | 2.1749 | 2.3469 | 2.2583 | 2.0153 | 2.064 | 2.1297 | 2.1645
9 | Humber & Lancashire | 0 | 1.9852 | 3.047 | 1.9478 | 3.4109 | 2.3052 | 1.4528 | 0.9917 | 2.868 | 2.1421 | 2.3013 | 1.9676 | 2.466 | 2.1749 | 2.3469 | 2.2583 | 2.0153 | 2.064 | 2.1297 | 2.1645
10 | North East England | 0 | 1.9852 | 3.047 | 1.9478 | 3.4109 | 2.3052 | 1.4528 | 0.9917 | 2.868 | 2.1421 | 2.3013 | 1.9676 | 2.466 | 2.1749 | 2.3469 | 2.2583 | 2.0153 | 2.064 | 2.1297 | 2.1645
11 | Anglesey | 0 | 1.9852 | 3.047 | 1.9478 | 3.4109 | 2.3052 | 1.4528 | 0.9917 | 2.868 | 2.1421 | 2.3013 | 1.9676 | 2.466 | 2.1749 | 2.3469 | 2.2583 | 2.0153 | 2.064 | 2.1297 | 2.1645
12 | Dinorwig | 0 | 1.9852 | 3.047 | 1.9478 | 3.4109 | 2.3052 | 1.4528 | 0.9917 | 2.868 | 2.1421 | 2.3013 | 1.9676 | 2.466 | 2.1749 | 2.3469 | 2.2583 | 2.0153 | 2.064 | 2.1297 | 2.1645
13 | South Yorks & North Wales | 0 | 1.9852 | 3.047 | 1.9478 | 3.4109 | 2.3052 | 1.4528 | 0.9917 | 2.868 | 2.1421 | 2.3013 | 1.9676 | 2.466 | 2.1749 | 2.3469 | 2.2583 | 2.0153 | 2.064 | 2.1297 | 2.1645
14 | Midlands | 0 | 1.9852 | 3.047 | 1.9478 | 3.4109 | 2.3052 | 1.4528 | 0.9917 | 2.868 | 2.1421 | 2.3013 | 1.9676 | 2.466 | 2.1749 | 2.3469 | 2.2583 | 2.0153 | 2.064 | 2.1297 | 2.1645
15 | South Wales & Gloucester | 0 | 1.9852 | 3.047 | 1.9478 | 3.4109 | 2.3052 | 1.4528 | 0.9917 | 2.868 | 2.1421 | 2.3013 | 1.9676 | 2.466 | 2.1749 | 2.3469 | 2.2583 | 2.0153 | 2.064 | 2.1297 | 2.1645
16 | Central London | 0 | 1.9852 | 3.047 | 1.9478 | 3.4109 | 2.3052 | 1.4528 | 0.9917 | 2.868 | 2.1421 | 2.3013 | 1.9676 | 2.466 | 2.1749 | 2.3469 | 2.2583 | 2.0153 | 2.064 | 2.1297 | 2.1645
17 | South East | 0 | 1.9852 | 3.047 | 1.9478 | 3.4109 | 2.3052 | 1.4528 | 0.9917 | 2.868 | 2.1421 | 2.3013 | 1.9676 | 2.466 | 2.1749 | 2.3469 | 2.2583 | 2.0153 | 2.064 | 2.1297 | 2.1645
18 | Oxon & South Coast | 0 | 1.9852 | 3.047 | 1.9478 | 3.4109 | 2.3052 | 1.4528 | 0.9917 | 2.868 | 2.1421 | 2.3013 | 1.9676 | 2.466 | 2.1749 | 2.3469 | 2.2583 | 2.0153 | 2.064 | 2.1297 | 2.1645
19 | Wessex | 0 | 1.9852 | 3.047 | 1.9478 | 3.4109 | 2.3052 | 1.4528 | 0.9917 | 2.868 | 2.1421 | 2.3013 | 1.9676 | 2.466 | 2.1749 | 2.3469 | 2.2583 | 2.0153 | 2.064 | 2.1297 | 2.1645
20 | Peninsula | 0 | 1.9852 | 3.047 | 1.9478 | 3.4109 | 2.3052 | 1.4528 | 0.9917 | 2.868 | 2.1421 | 2.3013 | 1.9676 | 2.466 | 2.1749 | 2.3469 | 2.2583 | 2.0153 | 2.064 | 2.1297 | 2.1645
Generator YRNS Zonal Tariff (£/kW)
Generation - Wider Tariffs in Y+1
Zone No. | Zone Name | 2011 | 2012 | 2013 | 2014 | 2015 | 2016 | 2017 | 2018 | 2019 | 2020 | 2021 | 2022 | 2023 | 2024 | 2025 | 2026 | 2027 | 2028 | 2029 | 2030
1 | North Scotland | 0 | 0 | 0 | 0 | 0 | 0 | 0 | 0 | 0 | 0 | 0 | 0 | 0 | 0 | 0 | 0 | 0 | 0 | 0 | 0
2 | Peterhead | 0 | 0 | 0 | 0 | 0 | 0 | 0 | 0 | 0 | 0 | 0 | 0 | 0 | 0 | 0 | 0 | 0 | 0 | 0 | 0
3 | Western Highland & Skye | 0 | 0 | 0 | 0 | 0 | 0 | 0 | 0 | 0 | 0 | 0 | 0 | 0 | 0 | 0 | 0 | 0 | 0 | 0 | 0
4 | Central Highlands | 0 | 0 | 0 | 0 | 0 | 0 | 0 | 0 | 0 | 0 | 0 | 0 | 0 | 0 | 0 | 0 | 0 | 0 | 0 | 0
5 | Argyll | 0 | 0 | 0 | 0 | 0 | 0 | 0 | 0 | 0 | 0 | 0 | 0 | 0 | 0 | 0 | 0 | 0 | 0 | 0 | 0
6 | Stirlingshire | 0 | 0 | 0 | 0 | 0 | 0 | 0 | 0 | 0 | 0 | 0 | 0 | 0 | 0 | 0 | 0 | 0 | 0 | 0 | 0
7 | South Scotland | 0 | 0 | 0 | 0 | 0 | 0 | 0 | 0 | 0 | 0 | 0 | 0 | 0 | 0 | 0 | 0 | 0 | 0 | 0 | 0
8 | Auchencrosh | 0 | 0 | 0 | 0 | 0 | 0 | 0 | 0 | 0 | 0 | 0 | 0 | 0 | 0 | 0 | 0 | 0 | 0 | 0 | 0
9 | Humber & Lancashire | 0 | 0 | 0 | 0 | 0 | 0 | 0 | 0 | 0 | 0 | 0 | 0 | 0 | 0 | 0 | 0 | 0 | 0 | 0 | 0
10 | North East England | 0 | 0 | 0 | 0 | 0 | 0 | 0 | 0 | 0 | 0 | 0 | 0 | 0 | 0 | 0 | 0 | 0 | 0 | 0 | 0
11 | Anglesey | 0 | 0 | 0 | 0 | 0 | 0 | 0 | 0 | 0 | 0 | 0 | 0 | 0 | 0 | 0 | 0 | 0 | 0 | 0 | 0
12 | Dinorwig | 0 | 0 | 0 | 0 | 0 | 0 | 0 | 0 | 0 | 0 | 0 | 0 | 0 | 0 | 0 | 0 | 0 | 0 | 0 | 0
13 | South Yorks & North Wales | 0 | 0 | 0 | 0 | 0 | 0 | 0 | 0 | 0 | 0 | 0 | 0 | 0 | 0 | 0 | 0 | 0 | 0 | 0 | 0
14 | Midlands | 0 | 0 | 0 | 0 | 0 | 0 | 0 | 0 | 0 | 0 | 0 | 0 | 0 | 0 | 0 | 0 | 0 | 0 | 0 | 0
15 | South Wales & Gloucester | 0 | 0 | 0 | 0 | 0 | 0 | 0 | 0 | 0 | 0 | 0 | 0 | 0 | 0 | 0 | 0 | 0 | 0 | 0 | 0
16 | Central London | 0 | 0 | 0 | 0 | 0 | 0 | 0 | 0 | 0 | 0 | 0 | 0 | 0 | 0 | 0 | 0 | 0 | 0 | 0 | 0
17 | South East | 0 | 0 | 0 | 0 | 0 | 0 | 0 | 0 | 0 | 0 | 0 | 0 | 0 | 0 | 0 | 0 | 0 | 0 | 0 | 0
18 | Oxon & South Coast | 0 | 0 | 0 | 0 | 0 | 0 | 0 | 0 | 0 | 0 | 0 | 0 | 0 | 0 | 0 | 0 | 0 | 0 | 0 | 0
19 | Wessex | 0 | 0 | 0 | 0 | 0 | 0 | 0 | 0 | 0 | 0 | 0 | 0 | 0 | 0 | 0 | 0 | 0 | 0 | 0 | 0
20 | Peninsula | 0 | 0 | 0 | 0 | 0 | 0 | 0 | 0 | 0 | 0 | 0 | 0 | 0 | 0 | 0 | 0 | 0 | 0 | 0 | 0
Generator YRNS Zonal Tariff (£/kW)
Generation - Wider Tariffs in Y+5
Zone No. | Zone Name | 2011 | 2012 | 2013 | 2014 | 2015 | 2016 | 2017 | 2018 | 2019 | 2020 | 2021 | 2022 | 2023 | 2024 | 2025 | 2026 | 2027 | 2028 | 2029 | 2030
1 | North Scotland | 0 | 0 | 0 | 0 | 0 | 0 | 0 | 0 | 0 | 0 | 0 | 0 | 0 | 0 | 0 | 0 | 0 | 0 | 0 | 0
2 | Peterhead | 0 | 0 | 0 | 0 | 0 | 0 | 0 | 0 | 0 | 0 | 0 | 0 | 0 | 0 | 0 | 0 | 0 | 0 | 0 | 0
3 | Western Highland & Skye | 0 | 0 | 0 | 0 | 0 | 0 | 0 | 0 | 0 | 0 | 0 | 0 | 0 | 0 | 0 | 0 | 0 | 0 | 0 | 0
4 | Central Highlands | 0 | 0 | 0 | 0 | 0 | 0 | 0 | 0 | 0 | 0 | 0 | 0 | 0 | 0 | 0 | 0 | 0 | 0 | 0 | 0
5 | Argyll | 0 | 0 | 0 | 0 | 0 | 0 | 0 | 0 | 0 | 0 | 0 | 0 | 0 | 0 | 0 | 0 | 0 | 0 | 0 | 0
6 | Stirlingshire | 0 | 0 | 0 | 0 | 0 | 0 | 0 | 0 | 0 | 0 | 0 | 0 | 0 | 0 | 0 | 0 | 0 | 0 | 0 | 0
7 | South Scotland | 0 | 0 | 0 | 0 | 0 | 0 | 0 | 0 | 0 | 0 | 0 | 0 | 0 | 0 | 0 | 0 | 0 | 0 | 0 | 0
8 | Auchencrosh | 0 | 0 | 0 | 0 | 0 | 0 | 0 | 0 | 0 | 0 | 0 | 0 | 0 | 0 | 0 | 0 | 0 | 0 | 0 | 0
9 | Humber & Lancashire | 0 | 0 | 0 | 0 | 0 | 0 | 0 | 0 | 0 | 0 | 0 | 0 | 0 | 0 | 0 | 0 | 0 | 0 | 0 | 0
10 | North East England | 0 | 0 | 0 | 0 | 0 | 0 | 0 | 0 | 0 | 0 | 0 | 0 | 0 | 0 | 0 | 0 | 0 | 0 | 0 | 0
11 | Anglesey | 0 | 0 | 0 | 0 | 0 | 0 | 0 | 0 | 0 | 0 | 0 | 0 | 0 | 0 | 0 | 0 | 0 | 0 | 0 | 0
12 | Dinorwig | 0 | 0 | 0 | 0 | 0 | 0 | 0 | 0 | 0 | 0 | 0 | 0 | 0 | 0 | 0 | 0 | 0 | 0 | 0 | 0
13 | South Yorks & North Wales | 0 | 0 | 0 | 0 | 0 | 0 | 0 | 0 | 0 | 0 | 0 | 0 | 0 | 0 | 0 | 0 | 0 | 0 | 0 | 0
14 | Midlands | 0 | 0 | 0 | 0 | 0 | 0 | 0 | 0 | 0 | 0 | 0 | 0 | 0 | 0 | 0 | 0 | 0 | 0 | 0 | 0
15 | South Wales & Gloucester | 0 | 0 | 0 | 0 | 0 | 0 | 0 | 0 | 0 | 0 | 0 | 0 | 0 | 0 | 0 | 0 | 0 | 0 | 0 | 0
16 | Central London | 0 | 0 | 0 | 0 | 0 | 0 | 0 | 0 | 0 | 0 | 0 | 0 | 0 | 0 | 0 | 0 | 0 | 0 | 0 | 0
17 | South East | 0 | 0 | 0 | 0 | 0 | 0 | 0 | 0 | 0 | 0 | 0 | 0 | 0 | 0 | 0 | 0 | 0 | 0 | 0 | 0
18 | Oxon & South Coast | 0 | 0 | 0 | 0 | 0 | 0 | 0 | 0 | 0 | 0 | 0 | 0 | 0 | 0 | 0 | 0 | 0 | 0 | 0 | 0
19 | Wessex | 0 | 0 | 0 | 0 | 0 | 0 | 0 | 0 | 0 | 0 | 0 | 0 | 0 | 0 | 0 | 0 | 0 | 0 | 0 | 0
20 | Peninsula | 0 | 0 | 0 | 0 | 0 | 0 | 0 | 0 | 0 | 0 | 0 | 0 | 0 | 0 | 0 | 0 | 0 | 0 | 0 | 0