## Notes
This spreadsheet has been published alongside the Ofgem document: Decision on the process to follow for closing out the losses incentive mechanism for the fourth distribution price control (DPCR4) (July 2013)
All DNOs should fill in the relevant cells in the close out, fully-reconciled and annual incentive sheets
All DNOs should fill in the clear cells
DNOs applying for restatement should also fill in the yellow cells
DNOs applying for restatement should fill in the yellow cells on the Approach C and statistical analysis sheets
The Statistical analysis sheet may be edited for analysis

## Close out - all DNOs
Fully-reconciled 2009-10 data for close out
| All DNOs | Restatement application
| Un-restated | Approach C
Reconciliation run | DF | DF
Units entering (GWh) | 37224.4787 | 37224.4787
Units exiting (GWh) | 34861.1491 | 35437.1595
Annual losses on fully-reconciled basis (%)
Reconciliation run | DF
2005-06 | 4.753%
2006-07 | 5.164%
2007-08 | 6.57%
2008-09 | 7.412%
2009-10 | 6.779%
Date stamp | 2013-08-07
All DNOs should fill in the clear cells
DNOs applying for restatement should also complete the yellow cells

## Revised fully-reconciled - all
Monthly Units (NHH) | [60 empty] | 05/06 | 06/07 | 07/08 | 08/09 | 09/10 | time axis 2005-04-01 to 2010-03-01
SF | 1781.9426 | 1668.7091 | 1459.1246 | 1506.0661 | 1506.444 | 1534.8603 | 1867.0951 | 2313.3003 | 2560.2802 | 2521.0658 | 2267.0575 | 2371.2108 | 1807.0639 | 1580.365 | 1479.9939 | 1495.5945 | 1521.9992 | 1535.9815 | 1870.8418 | 2161.8025 | 2381.5652 | 2307.9436 | 2059.4468 | 2085.7791 | 1728.2525 | 1594.5804 | 1422.8902 | 1471.7512 | 1458.0963 | 1535.4936 | 1817.2254 | 2221.7064 | 2400.473 | 2340.3961 | 2128.5433 | 2236.1849 | 1835.4403 | 1543.7364 | 1417.3954 | 1466.585 | 1453.986 | 1554.2985 | 1881.0833 | 2216.1532 | 2498.8561 | 2532.6313 | 2139.3596 | 2064.1114 | 1662.1339 | 1531.745 | 1405.3927 | 1437.0557 | 1427.2938 | 1488.6598 | 1788.9316 | 2025.6253 | 2399.6944 | 2495.5116 | 2153.9353 | 2074.6944 | 23357.1563 | 22288.377 | 22355.5933 | 22603.6365 | 21890.6735
R1 | 1784.7916 | 1676.5626 | 1470.6842 | 1519.9781 | 1518.1353 | 1552.492 | 1868.8139 | 2299.5451 | 2541.6216 | 2501.0687 | 2255.7054 | 2363.7997 | 1803.2601 | 1587.2548 | 1490.4457 | 1504.4721 | 1525.5691 | 1536.9387 | 1862.1441 | 2147.2688 | 2364.2255 | 2295.1124 | 2055.5587 | 2080.3245 | 1722.3976 | 1598.9052 | 1432.5471 | 1486.8434 | 1473.8205 | 1546.4898 | 1827.6603 | 2223.4724 | 2391.4916 | 2330.5127 | 2122.459 | 2224.0556 | 1829.4795 | 1549.1018 | 1429.8094 | 1483.1525 | 1468.9047 | 1562.9663 | 1890.6912 | 2203.1565 | 2470.5583 | 2497.744 | 2112.7285 | 2046.2237 | 1656.4381 | 1529.0225 | 1411.427 | 1446.8507 | 1437.5447 | 1498.2537 | 1790.6291 | 2013.9281 | 2378.1961 | 2478.5947 | 2138.9931 | 2067.8128 | 23353.1982 | 22252.5745 | 22380.6553 | 22544.5164 | 21847.6905
R2 | 1796.6665 | 1695.5089 | 1487.042 | 1543.8747 | 1539.0862 | 1554.0822 | 1847.136 | 2260.3294 | 2500.2287 | 2473.1467 | 2238.9219 | 2355.7057 | 1813.6439 | 1601.0615 | 1501.2654 | 1510.406 | 1524.7625 | 1524.55 | 1838.6342 | 2120.0931 | 2347.5803 | 2288.2453 | 2044.5583 | 2072.2503 | 1725.4403 | 1619.244 | 1460.5009 | 1513.6052 | 1493.0977 | 1557.55 | 1823.8043 | 2204.3981 | 2368.1531 | 2307.4912 | 2100.8167 | 2210.1378 | 1837.2641 | 1572.0886 | 1453.6388 | 1503.772 | 1480.118 | 1559.186 | 1869.9412 | 2151.4958 | 2403.2578 | 2438.5291 | 2082.9751 | 2029.4617 | 1651.8161 | 1539.9744 | 1425.9433 | 1465.4692 | 1452.6066 | 1492.7745 | 1769.6115 | 1984.187 | 2341.6404 | 2444.5259 | 2115.0399 | 2044.5887 | 23291.7289 | 22187.0507 | 22384.2391 | 22381.7282 | 21728.1775
R3 | 1807.9319 | 1705.1107 | 1496.1756 | 1542.1195 | 1532.0671 | 1546.0992 | 1834.2415 | 2242.8607 | 2482.43 | 2459.6737 | 2230.2465 | 2353.7733 | 1814.5103 | 1602.8887 | 1501.0242 | 1506.9637 | 1518.8016 | 1519.1459 | 1831.6817 | 2112.4763 | 2340.9536 | 2284.6635 | 2047.219 | 2074.8167 | 1729.2775 | 1625.663 | 1464.1784 | 1516.2337 | 1491.2238 | 1552.2179 | 1815.4594 | 2191.3546 | 2356.8874 | 2303.528 | 2102.4354 | 2216.5574 | 1843.8562 | 1576.3742 | 1456.7239 | 1504.7645 | 1478.3763 | 1545.9357 | 1847.507 | 2117.6882 | 2373.4096 | 2413.7512 | 2062.8151 | 2015.6501 | 1646.5528 | 1538.1521 | 1424.8368 | 1458.046 | 1439.0813 | 1483.7824 | 1755.1027 | 1955.5445 | 2308.7999 | 2414.6522 | 2097.8556 | 2041.5976 | 23232.7295 | 22155.1453 | 22365.0165 | 22236.852 | 21564.0039
RF | 1807.1262 | 1703.815 | 1494.6223 | 1539.8546 | 1531.7434 | 1546.2734 | 1833.9162 | 2241.8188 | 2481.5714 | 2459.2818 | 2233.1231 | 2355.3687 | 1818.09 | 1606.5438 | 1504.6064 | 1510.9997 | 1524.7647 | 1522.4495 | 1832.9493 | 2114.4171 | 2340.5322 | 2284.7113 | 2046.2913 | 2072.3251 | 1727.1274 | 1624.0478 | 1465.1149 | 1517.5158 | 1490.8894 | 1541.1354 | 1789.9887 | 2156.0213 | 2328.185 | 2286.8672 | 2089.3731 | 2188.5077 | 1808.657 | 1534.8068 | 1409.798 | 1454.718 | 1432.1554 | 1508.7665 | 1809.8328 | 2085.3976 | 2330.95 | 2368.8048 | 2031.8861 | 1988.8443 | 1622.3108 | 1519.9144 | 1409.1911 | 1439.1179 | 1420.3671 | 1463.8749 | 1733.0496 | 1934.2542 | 2291.2966 | 2396.7123 | 2081.7192 | 2027.726 | 23228.5148 | 22178.6804 | 22204.7737 | 21764.6173 | 21339.5342
DF | 1796.8449 | 1695.8787 | 1489.7023 | 1536.0096 | 1526.7187 | 1540.84 | 1827.5687 | 2235.1534 | 2475.2443 | 2453.1143 | 2225.7911 | 2347.0562 | 1811.4972 | 1601.9521 | 1500.5892 | 1504.736 | 1524.7647 | 1522.4495 | 1832.9493 | 2095.4023 | 2322.0608 | 2263.8568 | 2024.3576 | 2046.3457 | 1701.2298 | 1595.9161 | 1434.4022 | 1477.7102 | 1455.003 | 1541.1354 | 1754.3074 | 2113.4983 | 2283.5219 | 2242.6583 | 2057.254 | 2163.9586 | 1788.2402 | 1522.0697 | 1388.0279 | 1430.9516 | 1419.0536 | 1492.0209 | 1781.6189 | 2060.2633 | 2313.732 | 2354.6865 | 2016.0488 | 1973.052 | 1612.1841 | 1512.8969 | 1403.2838 | 1433.3315 | 1416.1199 | 1460.3683 | 1727.5051 | 1928.5092 | 2284.6103 | 2390.7183 | 2078.6473 | 2024.4462 | 23149.922 | 22050.9612 | 21820.5951 | 21539.7654 | 21272.6207
Latest | 1796.8449 | 1695.8787 | 1489.7023 | 1536.0096 | 1526.7187 | 1540.84 | 1827.5687 | 2235.1534 | 2475.2443 | 2453.1143 | 2225.7911 | 2347.0562 | 1811.4972 | 1601.9521 | 1500.5892 | 1504.736 | 1524.7647 | 1522.4495 | 1832.9493 | 2095.4023 | 2322.0608 | 2263.8568 | 2024.3576 | 2046.3457 | 1701.2298 | 1595.9161 | 1434.4022 | 1477.7102 | 1455.003 | 1541.1354 | 1754.3074 | 2113.4983 | 2283.5219 | 2242.6583 | 2057.254 | 2163.9586 | 1788.2402 | 1522.0697 | 1388.0279 | 1430.9516 | 1419.0536 | 1492.0209 | 1781.6189 | 2060.2633 | 2313.732 | 2354.6865 | 2016.0488 | 1973.052 | 1612.1841 | 1512.8969 | 1403.2838 | 1433.3315 | 1416.1199 | 1460.3683 | 1727.5051 | 1928.5092 | 2284.6103 | 2390.7183 | 2078.6473 | 2024.4462 | 23149.922 | 22050.9612 | 21820.5951 | 21539.7654 | 21272.6207
 | time axis 2005-04-01 to 2010-03-01
Monthly Total Sales | 2955.0809 | 2868.8944 | 2655.8006 | 2707.8363 | 2693.067 | 2714.6096 | 3027.3462 | 3457.7781 | 3652.7335 | 3698.3518 | 3365.0668 | 3611.3049 | 2923.1292 | 2766.1319 | 2651.9893 | 2721.656 | 2688.0583 | 2692.9853 | 3035.501 | 3306.4366 | 3481.4774 | 3488.1646 | 3145.7206 | 3266.1249 | 2809.896 | 2751.1999 | 2567.846 | 2639.5074 | 2622.2553 | 2694.9014 | 2979.3381 | 3319.1272 | 3443.6351 | 3482.4228 | 3219.0603 | 3354.6278 | 2951.2721 | 2671.8763 | 2507.7078 | 2620.5712 | 2548.7032 | 2631.1193 | 2967.9389 | 3227.8747 | 3464.5597 | 3546.1194 | 3094.1917 | 3123.9034 | 2671.3657 | 2587.84 | 2496.0349 | 2560.8798 | 2529.715 | 2573.021 | 2883.5399 | 3074.817 | 3439.7422 | 3610.7346 | 3198.4624 | 3234.9966 | 37407.87 | 36167.3752 | 35883.8173 | 35355.8378 | 34861.1491
Monthly Purchases | 3122.3092 | 2990.5631 | 2810.0892 | 2846.5921 | 2835.5814 | 2883.086 | 3134.1623 | 3540.4493 | 3813.7258 | 3916.894 | 3520.458 | 3772.0495 | 3076.0505 | 2951.372 | 2762.15 | 2890.43 | 2821.317 | 2845.633 | 3114.2549 | 3434.975 | 3645.7231 | 3714.5337 | 3335.1077 | 3443.5834 | 2880.4394 | 2943.6508 | 2764.0415 | 2826.9681 | 2829.3456 | 2849.3087 | 3246.4437 | 3490.0555 | 3710.8026 | 3740.1277 | 3437.6862 | 3522.3568 | 3169.183 | 2890.849 | 2735.9555 | 2856.5911 | 2777.38 | 2851.5551 | 3206.1697 | 3402.1834 | 3670.3576 | 3790.0457 | 3316.7139 | 3309.5604 | 2845.3899 | 2767.9833 | 2678.8483 | 2742.2057 | 2721.9651 | 2748.8283 | 3057.9744 | 3242.1911 | 3653.8646 | 3879.3553 | 3431.7698 | 3454.1029 | 39185.9599 | 38035.1303 | 38241.2266 | 37976.5445 | 37224.4787
Monthly Sales (HH) | 1158.236 | 1173.0157 | 1166.0983 | 1171.8267 | 1166.3483 | 1173.7696 | 1199.7775 | 1222.6247 | 1177.4892 | 1245.2374 | 1139.2757 | 1264.2487 | 1111.6321 | 1164.1798 | 1151.4001 | 1216.92 | 1163.2935 | 1170.5358 | 1202.5517 | 1211.0344 | 1159.4166 | 1224.3079 | 1121.363 | 1219.7792 | 1108.6662 | 1155.2839 | 1133.4438 | 1161.7972 | 1167.2523 | 1153.766 | 1225.0308 | 1205.6289 | 1160.1132 | 1239.7645 | 1161.8063 | 1190.6692 | 1163.0319 | 1149.8066 | 1119.68 | 1189.6197 | 1129.6496 | 1139.0985 | 1186.32 | 1167.6114 | 1150.8276 | 1191.4329 | 1078.1429 | 1150.8514 | 1059.1815 | 1074.9431 | 1092.7512 | 1127.5483 | 1113.5951 | 1112.6528 | 1156.0349 | 1146.3078 | 1155.1319 | 1220.0163 | 1119.8151 | 1210.5504 | 14257.948 | 14116.414 | 14063.2221 | 13816.0724 | 13588.5284
Fully-reconciled data in response to July 2013 data request
All DNOs should fill in the clear cells (for 2009-10)
DNOs applying for restatement should also complete the yellow cells

## Orig. fully-reconciled - all
Monthly Units (NHH) | [60 empty] | 05/06 | 06/07 | 07/08 | 08/09 | 09/10 | time axis 2005-04-01 to 2010-03-01
SF | 1781.9426 | 1668.7091 | 1459.1246 | 1506.0661 | 1506.444 | 1534.8603 | 1867.0951 | 2313.3003 | 2560.2802 | 2521.0658 | 2267.0575 | 2371.2108 | 1807.0639 | 1580.365 | 1479.9939 | 1495.5945 | 1521.9992 | 1535.9815 | 1870.8418 | 2161.8025 | 2381.5652 | 2307.9436 | 2059.4468 | 2085.7791 | 1728.2525 | 1594.5804 | 1422.8902 | 1471.7512 | 1458.0963 | 1535.4936 | 1817.2254 | 2221.7064 | 2400.473 | 2340.3961 | 2128.5433 | 2236.1849 | 1835.4403 | 1543.7364 | 1417.3954 | 1466.585 | 1453.986 | 1554.2985 | 1881.0833 | 2216.1532 | 2498.8561 | 2532.6313 | 2139.3596 | 2064.1114 | 1662.1339 | 1531.745 | 1405.3927 | 1437.0557 | 1427.2938 | 1488.6598 | 1788.9316 | 2025.6253 | 2399.6944 | 2495.5116 | 2153.9353 | 2074.6944 | 23357.1563 | 22288.377 | 22355.5933 | 22603.6365 | 21890.6735
R1 | 1784.7916 | 1676.5626 | 1470.6842 | 1519.9781 | 1518.1353 | 1552.492 | 1868.8139 | 2299.5451 | 2541.6216 | 2501.0687 | 2255.7054 | 2363.7997 | 1803.2601 | 1587.2548 | 1490.4457 | 1504.4721 | 1525.5691 | 1536.9387 | 1862.1441 | 2147.2688 | 2364.2255 | 2295.1124 | 2055.5587 | 2080.3245 | 1722.3976 | 1598.9052 | 1432.5471 | 1486.8434 | 1473.8205 | 1546.4898 | 1827.6603 | 2223.4724 | 2391.4916 | 2330.5127 | 2122.459 | 2224.0556 | 1829.4795 | 1549.1018 | 1429.8094 | 1483.1525 | 1468.9047 | 1562.9663 | 1890.6912 | 2203.1565 | 2470.5583 | 2497.744 | 2112.7285 | 2046.2237 | 1656.4381 | 1529.0225 | 1411.427 | 1446.8507 | 1437.5447 | 1498.2537 | 1790.6291 | 2013.9281 | 2378.1961 | 2478.5947 | 2138.9931 | 2067.8128 | 23353.1982 | 22252.5745 | 22380.6553 | 22544.5164 | 21847.6905
R2 | 1796.6665 | 1695.5089 | 1487.042 | 1543.8747 | 1539.0862 | 1554.0822 | 1847.136 | 2260.3294 | 2500.2287 | 2473.1467 | 2238.9219 | 2355.7057 | 1813.6439 | 1601.0615 | 1501.2654 | 1510.406 | 1524.7625 | 1524.55 | 1838.6342 | 2120.0931 | 2347.5803 | 2288.2453 | 2044.5583 | 2072.2503 | 1725.4403 | 1619.244 | 1460.5009 | 1513.6052 | 1493.0977 | 1557.55 | 1823.8043 | 2204.3981 | 2368.1531 | 2307.4912 | 2100.8167 | 2210.1378 | 1837.2641 | 1572.0886 | 1453.6388 | 1503.772 | 1480.118 | 1559.186 | 1869.9412 | 2151.4958 | 2403.2578 | 2438.5291 | 2082.9751 | 2029.4617 | 1651.8161 | 1539.9744 | 1425.9433 | 1465.4692 | 1452.6066 | 1492.7745 | 1769.6115 | 1984.187 | 2341.6404 | 2444.5259 | 2115.0399 | 2044.5887 | 23291.7289 | 22187.0507 | 22384.2391 | 22381.7282 | 21728.1775
R3 | 1807.9319 | 1705.1107 | 1496.1756 | 1542.1195 | 1532.0671 | 1546.0992 | 1834.2415 | 2242.8607 | 2482.43 | 2459.6737 | 2230.2465 | 2353.7733 | 1814.5103 | 1602.8887 | 1501.0242 | 1506.9637 | 1518.8016 | 1519.1459 | 1831.6817 | 2112.4763 | 2340.9536 | 2284.6635 | 2047.219 | 2074.8167 | 1729.2775 | 1625.663 | 1464.1784 | 1516.2337 | 1491.2238 | 1552.2179 | 1815.4594 | 2191.3546 | 2356.8874 | 2303.528 | 2102.4354 | 2216.5574 | 1843.8562 | 1576.3742 | 1456.7239 | 1504.7645 | 1478.3763 | 1545.9357 | 1847.507 | 2117.6882 | 2373.4096 | 2413.7512 | 2062.8151 | 2015.6501 | 1646.5528 | 1538.1521 | 1424.8368 | 1458.046 | 1439.0813 | 1483.7824 | 1755.1027 | 1955.5445 | 2308.7999 | 2414.6522 | 2097.8556 | 2041.5976 | 23232.7295 | 22155.1453 | 22365.0165 | 22236.852 | 21564.0039
RF | 1807.1262 | 1703.815 | 1494.6223 | 1539.8546 | 1531.7434 | 1546.2734 | 1833.9162 | 2241.8188 | 2481.5714 | 2459.2818 | 2233.1231 | 2355.3687 | 1818.09 | 1606.5438 | 1504.6064 | 1510.9997 | 1524.7647 | 1522.4495 | 1832.9493 | 2114.4171 | 2340.5322 | 2284.7113 | 2046.2913 | 2072.3251 | 1727.1274 | 1624.0478 | 1465.1149 | 1517.5158 | 1490.8894 | 1541.1354 | 1789.9887 | 2156.0213 | 2328.185 | 2286.8672 | 2089.3731 | 2188.5077 | 1808.657 | 1534.8068 | 1409.798 | 1454.718 | 1432.1554 | 1508.7665 | 1809.8328 | 2085.3976 | 2330.95 | 2368.8048 | 2031.8861 | 1988.8443 | 1622.3108 | 1519.9144 | 1409.1911 | 1439.1179 | 1420.3671 | 1463.8749 | 1733.0496 | 1934.2542 | 2291.2966 | 2396.7123 | 2081.7192 | 2027.726 | 23228.5148 | 22178.6804 | 22204.7737 | 21764.6173 | 21339.5342
DF | 1796.8449 | 1695.8787 | 1489.7023 | 1536.0096 | 1526.7187 | 1540.84 | 1827.5687 | 2235.1534 | 2475.2443 | 2453.1143 | 2225.7911 | 2347.0562 | 1811.4972 | 1601.9521 | 1500.5892 | 1504.736 | 1524.7647 | 1522.4495 | 1832.9493 | 2095.4023 | 2322.0608 | 2263.8568 | 2024.3576 | 2046.3457 | 1701.2298 | 1595.9161 | 1434.4022 | 1477.7102 | 1455.003 | 1541.1354 | 1754.3074 | 2113.4983 | 2283.5219 | 2242.6583 | 2057.254 | 2163.9586 | 1788.2402 | 1522.0697 | 1388.0279 | 1430.9516 | 1419.0536 | 1492.0209 | 1781.6189 | 2060.2633 | 2313.732 | 2354.6865 | 2016.0488 | 1973.052 | 1612.1841 | 1512.8969 | 1403.2838 | 1433.3315 | 1416.1199 | 1460.3683 | 1727.5051 | 1928.5092 | 2284.6103 | 2390.7183 | 2078.6473 | 2024.4462 | 23149.922 | 22050.9612 | 21820.5951 | 21539.7654 | 21272.6207
Latest | 1796.8449 | 1695.8787 | 1489.7023 | 1536.0096 | 1526.7187 | 1540.84 | 1827.5687 | 2235.1534 | 2475.2443 | 2453.1143 | 2225.7911 | 2347.0562 | 1811.4972 | 1601.9521 | 1500.5892 | 1504.736 | 1524.7647 | 1522.4495 | 1832.9493 | 2095.4023 | 2322.0608 | 2263.8568 | 2024.3576 | 2046.3457 | 1701.2298 | 1595.9161 | 1434.4022 | 1477.7102 | 1455.003 | 1541.1354 | 1754.3074 | 2113.4983 | 2283.5219 | 2242.6583 | 2057.254 | 2163.9586 | 1788.2402 | 1522.0697 | 1388.0279 | 1430.9516 | 1419.0536 | 1492.0209 | 1781.6189 | 2060.2633 | 2313.732 | 2354.6865 | 2016.0488 | 1973.052 | 1612.1841 | 1512.8969 | 1403.2838 | 1433.3315 | 1416.1199 | 1460.3683 | 1727.5051 | 1928.5092 | 2284.6103 | 2390.7183 | 2078.6473 | 2024.4462 | 23149.922 | 22050.9612 | 21820.5951 | 21539.7654 | 21272.6207
 | time axis 2005-04-01 to 2010-03-01
Monthly Total Sales | 2974.5448 | 2866.3199 | 2653.2261 | 2705.2618 | 2690.4925 | 2712.0351 | 3024.7717 | 3462.1652 | 3650.159 | 3695.7772 | 3362.4924 | 3608.7304 | 2963.268 | 2766.3963 | 2648.962 | 2718.6287 | 2685.031 | 2689.9581 | 3032.4737 | 3303.4093 | 3478.4501 | 3485.1374 | 3142.6933 | 3263.0976 | 2805.4654 | 2746.7694 | 2563.4155 | 2635.0769 | 2617.8248 | 2690.4714 | 2976.4284 | 3324.032 | 3445.1429 | 3477.9922 | 3218.8088 | 3350.1973 | 2946.3216 | 2673.9258 | 2509.7573 | 2615.6207 | 2543.7527 | 2626.1688 | 2983.1884 | 3223.624 | 3459.6092 | 3541.1689 | 3089.2412 | 3118.9528 | 2665.7273 | 2582.2016 | 2494.5966 | 2559.2414 | 2529.7767 | 2572.5844 | 2878.0688 | 3069.6714 | 3434.3041 | 3626.2498 | 3227.9742 | 3238.627 | 37405.976 | 36177.5054 | 35851.625 | 35331.3313 | 34879.0234
Monthly Purchases | 3122.3092 | 2990.5631 | 2810.0892 | 2846.5921 | 2835.5814 | 2883.086 | 3134.1623 | 3540.4493 | 3813.7258 | 3916.894 | 3520.458 | 3772.0495 | 3076.0505 | 2951.372 | 2762.15 | 2890.43 | 2821.317 | 2845.633 | 3114.2549 | 3434.975 | 3645.7231 | 3714.5337 | 3335.1077 | 3443.5834 | 2880.4394 | 2943.6508 | 2764.0415 | 2826.9681 | 2829.3456 | 2849.3087 | 3246.4437 | 3490.0555 | 3710.8026 | 3740.1277 | 3437.6862 | 3522.3568 | 3169.183 | 2890.849 | 2735.9555 | 2856.5911 | 2777.38 | 2851.5551 | 3206.1697 | 3402.1834 | 3670.3576 | 3790.0457 | 3316.7139 | 3309.5604 | 2845.3899 | 2767.9833 | 2678.8483 | 2742.2057 | 2721.9651 | 2748.8283 | 3057.9744 | 3242.1911 | 3653.8646 | 3879.3553 | 3431.7698 | 3454.1029 | 39185.9599 | 38035.1303 | 38241.2266 | 37976.5445 | 37224.4787
Monthly Sales (HH) | 1177.6999 | 1170.4412 | 1163.5238 | 1169.2522 | 1163.7738 | 1171.1951 | 1197.203 | 1227.0118 | 1174.9147 | 1242.6629 | 1136.7012 | 1261.6742 | 1151.7708 | 1164.4441 | 1148.3728 | 1213.8927 | 1160.2662 | 1167.5085 | 1199.5244 | 1208.0071 | 1156.3893 | 1221.2806 | 1118.3357 | 1216.7519 | 1104.2357 | 1150.8533 | 1129.0133 | 1157.3667 | 1162.8217 | 1149.3361 | 1222.121 | 1210.5337 | 1161.6209 | 1235.3339 | 1161.5549 | 1186.2386 | 1158.0814 | 1151.8561 | 1121.7295 | 1184.6692 | 1124.6991 | 1134.148 | 1201.5695 | 1163.3607 | 1145.8771 | 1186.4824 | 1073.1924 | 1145.9008 | 1053.5432 | 1069.3048 | 1091.3128 | 1125.9099 | 1113.6567 | 1112.2162 | 1150.5638 | 1141.1622 | 1149.6938 | 1235.5315 | 1149.3269 | 1214.1809 | 14256.054 | 14126.5442 | 14031.0299 | 13791.566 | 13606.4027
Fully-reconciled data used in November 2013 consultation
All DNOs should fill in the clear cells (for 2009-10)
DNOs applying for restatement should also complete the yellow cells

## Fully-reconciled delta
Monthly Units (NHH) | time axis 2005-04-01 to 2013-07-01
|  | SF | 0 | 0 | 0 | 0 | 0 | 0 | 0 | 0 | 0 | 0 | 0 | 0 | 0 | 0 | 0 | 0 | 0 | 0 | 0 | 0 | 0 | 0 | 0 | 0 | 0 | 0 | 0 | 0 | 0 | 0 | 0 | 0 | 0 | 0 | 0 | 0 | 0 | 0 | 0 | 0 | 0 | 0 | 0 | 0 | 0 | 0 | 0 | 0 | 0 | 0 | 0 | 0 | 0 | 0 | 0 | 0 | 0 | 0 | 0 | 0 | #REF! | #REF! | #REF! | #REF! | #REF! | #REF! | #REF! | #REF! | #REF! | #REF! | #REF! | #REF! | #REF! | #REF! | #REF! | #REF! | #REF! | #REF! | #REF! | #REF! | #REF! | #REF! | #REF! | #REF! | #REF! | #REF! | #REF! | #REF! | #REF! | #REF! | #REF! | #REF! | #REF! | #REF! | #REF! | #REF! | #REF! | #REF! | #REF! | #REF!
|  | R1 | 0 | 0 | 0 | 0 | 0 | 0 | 0 | 0 | 0 | 0 | 0 | 0 | 0 | 0 | 0 | 0 | 0 | 0 | 0 | 0 | 0 | 0 | 0 | 0 | 0 | 0 | 0 | 0 | 0 | 0 | 0 | 0 | 0 | 0 | 0 | 0 | 0 | 0 | 0 | 0 | 0 | 0 | 0 | 0 | 0 | 0 | 0 | 0 | 0 | 0 | 0 | 0 | 0 | 0 | 0 | 0 | 0 | 0 | 0 | 0 | #REF! | #REF! | #REF! | #REF! | #REF! | #REF! | #REF! | #REF! | #REF! | #REF! | #REF! | #REF! | #REF! | #REF! | #REF! | #REF! | #REF! | #REF! | #REF! | #REF! | #REF! | #REF! | #REF! | #REF! | #REF! | #REF! | #REF! | #REF! | #REF! | #REF! | #REF! | #REF! | #REF! | #REF! | #REF! | #REF! | #REF! | #REF! | #REF! | #REF!
|  | R2 | 0 | 0 | 0 | 0 | 0 | 0 | 0 | 0 | 0 | 0 | 0 | 0 | 0 | 0 | 0 | 0 | 0 | 0 | 0 | 0 | 0 | 0 | 0 | 0 | 0 | 0 | 0 | 0 | 0 | 0 | 0 | 0 | 0 | 0 | 0 | 0 | 0 | 0 | 0 | 0 | 0 | 0 | 0 | 0 | 0 | 0 | 0 | 0 | 0 | 0 | 0 | 0 | 0 | 0 | 0 | 0 | 0 | 0 | 0 | 0 | #REF! | #REF! | #REF! | #REF! | #REF! | #REF! | #REF! | #REF! | #REF! | #REF! | #REF! | #REF! | #REF! | #REF! | #REF! | #REF! | #REF! | #REF! | #REF! | #REF! | #REF! | #REF! | #REF! | #REF! | #REF! | #REF! | #REF! | #REF! | #REF! | #REF! | #REF! | #REF! | #REF! | #REF! | #REF! | #REF! | #REF! | #REF! | #REF! | #REF!
|  | R3 | 0 | 0 | 0 | 0 | 0 | 0 | 0 | 0 | 0 | 0 | 0 | 0 | 0 | 0 | 0 | 0 | 0 | 0 | 0 | 0 | 0 | 0 | 0 | 0 | 0 | 0 | 0 | 0 | 0 | 0 | 0 | 0 | 0 | 0 | 0 | 0 | 0 | 0 | 0 | 0 | 0 | 0 | 0 | 0 | 0 | 0 | 0 | 0 | 0 | 0 | 0 | 0 | 0 | 0 | 0 | 0 | 0 | 0 | 0 | 0 | #REF! | #REF! | #REF! | #REF! | #REF! | #REF! | #REF! | #REF! | #REF! | #REF! | #REF! | #REF! | #REF! | #REF! | #REF! | #REF! | #REF! | #REF! | #REF! | #REF! | #REF! | #REF! | #REF! | #REF! | #REF! | #REF! | #REF! | #REF! | #REF! | #REF! | #REF! | #REF! | #REF! | #REF! | #REF! | #REF! | #REF! | #REF! | #REF! | #REF!
|  | RF | 0 | 0 | 0 | 0 | 0 | 0 | 0 | 0 | 0 | 0 | 0 | 0 | 0 | 0 | 0 | 0 | 0 | 0 | 0 | 0 | 0 | 0 | 0 | 0 | 0 | 0 | 0 | 0 | 0 | 0 | 0 | 0 | 0 | 0 | 0 | 0 | 0 | 0 | 0 | 0 | 0 | 0 | 0 | 0 | 0 | 0 | 0 | 0 | 0 | 0 | 0 | 0 | 0 | 0 | 0 | 0 | 0 | 0 | 0 | 0 | #REF! | #REF! | #REF! | #REF! | #REF! | #REF! | #REF! | #REF! | #REF! | #REF! | #REF! | #REF! | #REF! | #REF! | #REF! | #REF! | #REF! | #REF! | #REF! | #REF! | #REF! | #REF! | #REF! | #REF! | #REF! | #REF! | #REF! | #REF! | #REF! | #REF! | #REF! | #REF! | #REF! | #REF! | #REF! | #REF! | #REF! | #REF! | #REF! | #REF!
|  | DF | 0 | 0 | 0 | 0 | 0 | 0 | 0 | 0 | 0 | 0 | 0 | 0 | 0 | 0 | 0 | 0 | 0 | 0 | 0 | 0 | 0 | 0 | 0 | 0 | 0 | 0 | 0 | 0 | 0 | 0 | 0 | 0 | 0 | 0 | 0 | 0 | 0 | 0 | 0 | 0 | 0 | 0 | 0 | 0 | 0 | 0 | 0 | 0 | 0 | 0 | 0 | 0 | 0 | 0 | 0 | 0 | 0 | 0 | 0 | 0 | #REF! | #REF! | #REF! | #REF! | #REF! | #REF! | #REF! | #REF! | #REF! | #REF! | #REF! | #REF! | #REF! | #REF! | #REF! | #REF! | #REF! | #REF! | #REF! | #REF! | #REF! | #REF! | #REF! | #REF! | #REF! | #REF! | #REF! | #REF! | #REF! | #REF! | #REF! | #REF! | #REF! | #REF! | #REF! | #REF! | #REF! | #REF! | #REF! | #REF!
|  | Latest | 0 | 0 | 0 | 0 | 0 | 0 | 0 | 0 | 0 | 0 | 0 | 0 | 0 | 0 | 0 | 0 | 0 | 0 | 0 | 0 | 0 | 0 | 0 | 0 | 0 | 0 | 0 | 0 | 0 | 0 | 0 | 0 | 0 | 0 | 0 | 0 | 0 | 0 | 0 | 0 | 0 | 0 | 0 | 0 | 0 | 0 | 0 | 0 | 0 | 0 | 0 | 0 | 0 | 0 | 0 | 0 | 0 | 0 | 0 | 0 | #REF! | #REF! | #REF! | #REF! | #REF! | #REF! | #REF! | #REF! | #REF! | #REF! | #REF! | #REF! | #REF! | #REF! | #REF! | #REF! | #REF! | #REF! | #REF! | #REF! | #REF! | #REF! | #REF! | #REF! | #REF! | #REF! | #REF! | #REF! | #REF! | #REF! | #REF! | #REF! | #REF! | #REF! | #REF! | #REF! | #REF! | #REF! | #REF! | #REF!
 | time axis 2005-04-01 to 2013-07-01
|  | Monthly Total Sales | 19.4639 | -2.5745 | -2.5745 | -2.5745 | -2.5745 | -2.5745 | -2.5745 | 4.3871 | -2.5745 | -2.5746 | -2.5745 | -2.5745 | 40.1387 | 0.26439 | -3.0273 | -3.0273 | -3.0273 | -3.0273 | -3.0273 | -3.0273 | -3.0273 | -3.0273 | -3.0273 | -3.0273 | -4.4305 | -4.4305 | -4.4305 | -4.4305 | -4.4305 | -4.4299 | -2.9098 | 4.9048 | 1.5078 | -4.4305 | -0.25147 | -4.4305 | -4.9505 | 2.0495 | 2.0495 | -4.9505 | -4.9505 | -4.9505 | 15.2495 | -4.2507 | -4.9505 | -4.9505 | -4.9505 | -4.9506 | -5.6383 | -5.6383 | -1.4383 | -1.6383 | 0.061651 | -0.43662 | -5.4711 | -5.1456 | -5.4381 | 15.5152 | 29.5117 | 3.6304 | #REF! | #REF! | #REF! | #REF! | #REF! | #REF! | #REF! | #REF! | #REF! | #REF! | #REF! | #REF! | #REF! | #REF! | #REF! | #REF! | #REF! | #REF! | #REF! | #REF! | #REF! | #REF! | #REF! | #REF! | #REF! | #REF! | #REF! | #REF! | #REF! | #REF! | #REF! | #REF! | #REF! | #REF! | #REF! | #REF! | #REF! | #REF! | #REF! | #REF!
|  | Monthly Purchases | 0 | 0 | 0 | 0 | 0 | 0 | 0 | 0 | 0 | 0 | 0 | 0 | 0 | 0 | 0 | 0 | 0 | 0 | 0 | 0 | 0 | 0 | 0 | 0 | 0 | 0 | 0 | 0 | 0 | 0 | 0 | 0 | 0 | 0 | 0 | 0 | 0 | 0 | 0 | 0 | 0 | 0 | 0 | 0 | 0 | 0 | 0 | 0 | 0 | 0 | 0 | 0 | 0 | 0 | 0 | 0 | 0 | 0 | 0 | 0 | #REF! | #REF! | #REF! | #REF! | #REF! | #REF! | #REF! | #REF! | #REF! | #REF! | #REF! | #REF! | #REF! | #REF! | #REF! | #REF! | #REF! | #REF! | #REF! | #REF! | #REF! | #REF! | #REF! | #REF! | #REF! | #REF! | #REF! | #REF! | #REF! | #REF! | #REF! | #REF! | #REF! | #REF! | #REF! | #REF! | #REF! | #REF! | #REF! | #REF!
|  | Monthly Sales (HH) | 19.4639 | -2.5745 | -2.5745 | -2.5745 | -2.5745 | -2.5745 | -2.5745 | 4.3871 | -2.5745 | -2.5746 | -2.5745 | -2.5745 | 40.1387 | 0.26439 | -3.0273 | -3.0273 | -3.0273 | -3.0273 | -3.0273 | -3.0273 | -3.0273 | -3.0273 | -3.0273 | -3.0273 | -4.4305 | -4.4305 | -4.4305 | -4.4305 | -4.4305 | -4.4299 | -2.9098 | 4.9048 | 1.5078 | -4.4305 | -0.25147 | -4.4305 | -4.9505 | 2.0495 | 2.0495 | -4.9505 | -4.9505 | -4.9505 | 15.2495 | -4.2507 | -4.9505 | -4.9505 | -4.9505 | -4.9506 | -5.6383 | -5.6383 | -1.4383 | -1.6383 | 0.061651 | -0.43662 | -5.4711 | -5.1456 | -5.4381 | 15.5152 | 29.5117 | 3.6304 | #REF! | #REF! | #REF! | #REF! | #REF! | #REF! | #REF! | #REF! | #REF! | #REF! | #REF! | #REF! | #REF! | #REF! | #REF! | #REF! | #REF! | #REF! | #REF! | #REF! | #REF! | #REF! | #REF! | #REF! | #REF! | #REF! | #REF! | #REF! | #REF! | #REF! | #REF! | #REF! | #REF! | #REF! | #REF! | #REF! | #REF! | #REF! | #REF! | #REF!
|  | Commentary By Year | 2005-04-01: Deltas (Positive change increases losses); 2005-06-01: DNO Explanation
Start Col | #Cols |  | 2005-04-01: Units Entering; 2005-05-01: Units Exiting
1 | 12 | 2005-06 | 2005-04-01: 0; 2005-05-01: -1.894; 2005-06-01: The variances represent the differences between originally reported Data Management units and the revised values
13 | 12 | 2006-07 | 2005-04-01: 0; 2005-05-01: 10.1302; 2005-06-01: time shifted from a reported to a settlement basis.
25 | 12 | 2007-08 | 2005-04-01: 0; 2005-05-01: -32.1923
37 | 12 | 2008-09 | 2005-04-01: 0; 2005-05-01: -24.5064
49 | 12 | 2009-10 | 2005-04-01: 0; 2005-05-01: 17.8742
This sheet identifies the deltas between the original and revised submission of fully-reconciled data
DNOs should provide an explanation for the deltas

## Annual incentive - all
Data for annual incentive
| Original revenue return |  | Revised revenue return (addressing data issues) |  | Restatement application
| Units entering | Units distributed (un-restated) | Units entering | Units distributed (un-restated) | Units distributed
2009-10
EHV |  | 1401.892 |  | 1401.892 | 1401.892
HV |  | 7436.31 |  | 7436.31 | 7436.31
LV1 |  | 5257.134 |  | 5186.5505 | 5451.0746
LV2 |  | 3159.488 |  | 3117.068 | 3287.2985
LV3 |  | 17463.9 |  | 17293.1456 | 17918.9597
Total | 36925.341 | 34718.724 | 36925.341 | 34434.966 | 35495.5348
2008-09
EHV |  | 1277.432 |  | 1277.432
HV |  | 7657.197 |  | 7657.197
LV1 |  | 5562.746 |  | 5562.746
LV2 |  | 3592.766 |  | 3592.766
LV3 |  | 17945.778 |  | 17945.778
Total | 37932.964 | 36035.919 | 37932.964 | 36035.919
2007-08
EHV |  | 1212.611 |  | 1212.611
HV |  | 8023.047 |  | 8023.047
LV1 |  | 5629.722 |  | 5629.722
LV2 |  | 3628.276 |  | 3628.276
LV3 |  | 18347.256 |  | 18347.256
Total | 38242.14 | 36840.912 | 38242.14 | 36840.912
2006-07
EHV |  | 1205.779 |  | 1205.779
HV |  | 8067.957 |  | 8067.957
LV1 |  | 5623.262 |  | 5623.262
LV2 |  | 3613.412 |  | 3613.412
LV3 |  | 17899.653 |  | 17899.653
Total | 38025.269 | 36410.063 | 38025.269 | 36410.063
2005-06
EHV |  | 1228 |  | 1228
HV |  | 8308 |  | 8308
LV1 |  | 5923 |  | 5923
LV2 |  | 4022 |  | 4022
LV3 |  | 18032 |  | 18032
Total | 39234 | 37513 | 39234 | 37513
All DNOs should fill in the clear cells.
DNOs should fill in the revised data columns where their annual incentive data has changed following the data audit.
The explanation for such changes should be provided in the table below.
DNOs applying for restatement of 2009-10 annual incentive data should fill in the yellow cells.
Commentary By Year | Deltas (Positive change increases losses) |  | DNO Explanation
| Units Entering | Units Exiting
2009-10 | 0 | 283.758
2008-09 | 0 | 0
2007-08 | 0 | 0
2006-07 | 0 | 0
2005-06 | 0 | 0

## Revised App C - restatement
Monthly Units (NHH) | [100 empty] | 05/06 | 06/07 | 07/08 | 08/09 | 09/10 | 10/11 | 11/12 | 12/13 | time axis 2005-04-01 to 2013-07-01
SF | 1781.9426 | 1668.7091 | 1459.1246 | 1506.0661 | 1506.444 | 1534.8603 | 1867.0951 | 2313.3003 | 2560.2802 | 2521.0658 | 2267.0575 | 2371.2108 | 1807.0639 | 1580.365 | 1479.9939 | 1495.5945 | 1521.9992 | 1535.9815 | 1870.8418 | 2161.8025 | 2381.5652 | 2307.9436 | 2059.4468 | 2085.7791 | 1728.2525 | 1594.5804 | 1422.8902 | 1471.7512 | 1458.0963 | 1535.4936 | 1817.2254 | 2221.7064 | 2400.473 | 2340.3961 | 2128.5433 | 2236.1849 | 1835.4403 | 1543.7364 | 1417.3954 | 1466.585 | 1453.986 | 1554.2985 | 1881.0833 | 2216.1532 | 2498.8561 | 2532.6313 | 2139.3596 | 2064.1114 | 1662.1339 | 1531.745 | 1405.3927 | 1437.0557 | 1427.2938 | 1488.6598 | 1788.9316 | 2025.6253 | 2399.6944 | 2495.5116 | 2153.9353 | 2074.6944 | 1705.5884 | 1578.39 | 1375.5543 | 1396.6566 | 1421.1469 | 1490.7118 | 1742.4047 | 2168.0263 | 2557.8625 | 2303.7792 | 1963.4117 | 2052.2798 | 1541.3183 | 1494.737 | 1399.6791 | 1440.0277 | 1430.7556 | 1444.7287 | 1675.3971 | 1870.5626 | 2190.2104 | 2179.1417 | 2122.498 | 1928.1184 | 1664.6984 | 1540.6932 | 1411.2207 | 1430.8337 | 1408.8649 | 1464.5224 | 1764.188 | 2003.5963 | 2225.8902 | 2300.1621 | 2028.5327 | 2172.1626 | 0 | 0 | 0 | 0 | 23357.1563 | 22288.377 | 22355.5933 | 22603.6365 | 21890.6735 | 21755.8123 | 20717.1745 | 21415.3651
R1 | 1789.1375 | 1676.2111 | 1461.3325 | 1510.8855 | 1516.3796 | 1548.4324 | 1879.242 | 2325.7937 | 2575.4249 | 2515.0952 | 2252.8296 | 2349.3671 | 1790.9185 | 1568.7385 | 1474.2305 | 1495.7414 | 1532.6482 | 1546.7548 | 1875.3671 | 2165.752 | 2377.9727 | 2295.8457 | 2046.1521 | 2068.222 | 1718.6328 | 1590.9767 | 1416.3601 | 1470.109 | 1465.1018 | 1546.701 | 1834.8011 | 2233.7237 | 2412.1411 | 2348.0852 | 2125.6481 | 2226.204 | 1827.2093 | 1535.1837 | 1406.2917 | 1465.3959 | 1462.621 | 1569.049 | 1897.2624 | 2228.7553 | 2505.4452 | 2536.1942 | 2121.861 | 2030.1602 | 1631.1822 | 1503.6134 | 1396.6595 | 1432.0067 | 1428.1574 | 1496.5556 | 1799.9407 | 2034.4872 | 2409.4394 | 2488.5377 | 2140.9446 | 2052.5774 | 1688.8363 | 1566.2516 | 1369.0242 | 1389.2178 | 1424.1233 | 1500.9036 | 1756.6804 | 2179.0845 | 2568.1466 | 2309.2381 | 1955.2009 | 2041.1957 | 1528.837 | 1490.3487 | 1391.1012 | 1439.7835 | 1434.0393 | 1448.2069 | 1684.3551 | 1875.1819 | 2194.9201 | 2177.4357 | 2120.4327 | 1914.029 | 1649.5887 | 1523.957 | 1402.2856 | 1436.0806 | 1413.84 | 1468.9206 | 1768.5109 | 2006.5492 | 2225.6485 | 2293.2468 | 2031.0177 | 2140.2073 | 0 | 0 | 0 | 0 | 23400.131 | 22238.3435 | 22388.4846 | 22585.4288 | 21814.1018 | 21747.903 | 20698.6711 | 21359.8528
R2 | 1796.8747 | 1693.5044 | 1470.2035 | 1506.61 | 1516.6007 | 1562.3016 | 1898.1888 | 2342.4022 | 2600.4344 | 2533.5828 | 2250.4851 | 2325.1999 | 1750.2423 | 1528.2566 | 1448.4634 | 1478.4998 | 1528.6463 | 1558.7718 | 1888.5236 | 2175.6266 | 2383.4561 | 2292.489 | 2033.1899 | 2042.9556 | 1692.8154 | 1575.6619 | 1409.4575 | 1458.2906 | 1458.8552 | 1552.5912 | 1857.9983 | 2262.1986 | 2437.5444 | 2366.3319 | 2133.8201 | 2219.799 | 1806.6941 | 1511.272 | 1384.101 | 1443.338 | 1452.183 | 1580.6223 | 1921.718 | 2251.6208 | 2525.2413 | 2544.837 | 2115.4218 | 2005.4002 | 1576.6775 | 1435.3984 | 1342.3793 | 1403.3793 | 1412.9266 | 1495.0725 | 1812.3173 | 2049.3897 | 2429.5596 | 2499.8674 | 2132.6396 | 2030.0806 | 1658.3109 | 1529.4713 | 1336.755 | 1362.2138 | 1404.3632 | 1500.7455 | 1772.341 | 2200.5861 | 2589.3165 | 2324.6068 | 1961.5124 | 2034.2891 | 1500.6733 | 1465.8785 | 1371.1681 | 1417.2584 | 1414.633 | 1444.6795 | 1689.7219 | 1883.2217 | 2203.1029 | 2182.2631 | 2123.2606 | 1903.3527 | 1629.4801 | 1499.6149 | 1371.8712 | 1410.8367 | 1408.0855 | 1473.1285 | 1774.2084 | 2010.2684 | 2229.1745 | 2293.5402 | 2027.5137 | 2128.7254 | 0 | 0 | 0 | 0 | 23496.388 | 22109.1211 | 22425.3641 | 22542.4495 | 21619.6877 | 21674.5116 | 20599.2135 | 21256.4474
R3 | 1794.0147 | 1701.2022 | 1480.2599 | 1509.6787 | 1506.4455 | 1554.4997 | 1892.4492 | 2342.0963 | 2611.9388 | 2543.1559 | 2259.1964 | 2324.6706 | 1743.4827 | 1520.403 | 1436.4836 | 1461.3282 | 1510.5383 | 1545.0352 | 1878.4764 | 2173.5217 | 2384.2388 | 2294.302 | 2033.2157 | 2039.7963 | 1687.1506 | 1570.0556 | 1402.8608 | 1450.4697 | 1452.2203 | 1548.4903 | 1860.3751 | 2264.6965 | 2441.367 | 2372.74 | 2137.4917 | 2222.5141 | 1805.4331 | 1505.7997 | 1376.5152 | 1430.0132 | 1440.67 | 1576.0548 | 1923.1179 | 2257.8497 | 2532.1441 | 2549.0972 | 2118.3943 | 2006.7455 | 1575.3262 | 1423.6966 | 1321.9771 | 1369.2682 | 1381.7395 | 1470.9729 | 1789.5147 | 2036.0482 | 2423.4236 | 2497.9714 | 2131.988 | 2023.6083 | 1644.8382 | 1519.6332 | 1324.6229 | 1333.8233 | 1371.1043 | 1471.4591 | 1752.0315 | 2197.2471 | 2593.4258 | 2332.7547 | 1965.8985 | 2034.4669 | 1497.6536 | 1459.2305 | 1358.7179 | 1400.0089 | 1394.4809 | 1423.0301 | 1679.3589 | 1876.3844 | 2200.5846 | 2179.7725 | 2119.1806 | 1902.2815 | 1624.5611 | 1492.2849 | 1356.8611 | 1391.8705 | 1388.0113 | 1458.4433 | 1761.2719 | 2003.6017 | 2229.2817 | 2296.2519 | 2027.8356 | 2127.1752 | 0 | 0 | 0 | 0 | 23519.6079 | 22020.8218 | 22410.4316 | 22521.8346 | 21445.5345 | 21541.3057 | 20490.6845 | 21157.4503
RF | 1797.5612 | 1710.6313 | 1487.247 | 1514.9766 | 1520.1059 | 1570.5604 | 1905.77 | 2349.4211 | 2623.2329 | 2557.0284 | 2272.3592 | 2337.7577 | 1753.3215 | 1532.4473 | 1440.8235 | 1459.4739 | 1509.6033 | 1542.9756 | 1876.7436 | 2173.7873 | 2384.2063 | 2293.61 | 2032.3704 | 2038.8123 | 1688.0496 | 1572.5734 | 1405.1096 | 1454.3013 | 1455.9059 | 1551.8057 | 1866.0203 | 2269.388 | 2443.6555 | 2374.2605 | 2138.1773 | 2222.4666 | 1805.2346 | 1504.197 | 1373.5984 | 1428.5408 | 1439.6679 | 1578.4892 | 1922.9522 | 2256.2437 | 2510.3041 | 2519.6399 | 2087.0443 | 1982.1447 | 1563.9375 | 1402.2083 | 1292.4031 | 1330.8591 | 1336.5984 | 1422.5284 | 1740.823 | 1992.4644 | 2388.6422 | 2460.9437 | 2098.6505 | 1979.6092 | 1603.2929 | 1489.7879 | 1300.1681 | 1310.9108 | 1353.9907 | 1455.7991 | 1732.1993 | 2179.3639 | 2572.0585 | 2308.7543 | 1948.8972 | 2017.4141 | 1479.5868 | 1442.6168 | 1345.7222 | 1388.7 | 1385.673 | 1416.0231 | 1671.287 | 1868.7152 | 2191.163 | 2170.9013 | 2106.3981 | 1888.4722 | 1613.0087 | 1481.4562 | 1348.0792 | 1385.3434 | 1380.479 | 1450.9482 | 1749.8531 | 1996.2006 | 2221.984 | 2287.7016 | 2019.3654 | 2119.5909 | 0 | 0 | 0 | 0 | 23646.6517 | 22038.1749 | 22441.7138 | 22408.0568 | 21009.6678 | 21272.6369 | 20355.2586 | 21054.0103
DF | 1787.9179 | 1693.4026 | 1475.7152 | 1508.2257 | 1512.3192 | 1562.3374 | 1894.5796 | 2337.3912 | 2611.3639 | 2543.4627 | 2254.8329 | 2321.5317 | 1757.9849 | 1544.6101 | 1450.4952 | 1463.965 | 1508.6189 | 1543.9916 | 1877.2348 | 2173.636 | 2382.4941 | 2292.8197 | 2025.9294 | 2026.6531 | 1675.3129 | 1557.3962 | 1391.5073 | 1438.8934 | 1442.852 | 1541.6247 | 1858.1226 | 2264.6034 | 2439.8178 | 2369.164 | 2132.9418 | 2216.1191 | 1798.5692 | 1497.8698 | 1367.6768 | 1420.3775 | 1431.5188 | 1572.0301 | 1918.3817 | 2252.1928 | 2504.3414 | 2519.6399 | 2087.0443 | 1982.1447 | 1544.9227 | 1383.7369 | 1272.2904 | 1306.3586 | 1310.8111 | 1396.5743 | 1712.5728 | 1961.3781 | 2348.4563 | 2427.619 | 2098.6505 | 1943.9279 | 1560.7699 | 1445.1248 | 1257.4893 | 1276.6705 | 1329.2531 | 1435.6791 | 1719.2694 | 2157.5007 | 2548.6718 | 2295.5072 | 1933.4084 | 1989.3953 | 1454.212 | 1425.1476 | 1332.0823 | 1371.502 | 1369.9244 | 1406.0863 | 1664.3216 | 1862.7938 | 2185.4177 | 2166.6836 | 2103.0055 | 1882.9276 | 1607.2637 | 1474.7699 | 1342.2583 | 1381.8995 | 1377.2683 | 1448.5811 | 1748.062 | 1994.9072 | 2220.5537 | 2286.184 | 2018.2035 | 2118.0618 | 0 | 0 | 0 | 0 | 23503.08 | 22048.4328 | 22328.3552 | 22351.787 | 20707.2987 | 20948.7396 | 20224.1044 | 21018.0131
Latest | 1787.9179 | 1693.4026 | 1475.7152 | 1508.2257 | 1512.3192 | 1562.3374 | 1894.5796 | 2337.3912 | 2611.3639 | 2543.4627 | 2254.8329 | 2321.5317 | 1757.9849 | 1544.6101 | 1450.4952 | 1463.965 | 1508.6189 | 1543.9916 | 1877.2348 | 2173.636 | 2382.4941 | 2292.8197 | 2025.9294 | 2026.6531 | 1675.3129 | 1557.3962 | 1391.5073 | 1438.8934 | 1442.852 | 1541.6247 | 1858.1226 | 2264.6034 | 2439.8178 | 2369.164 | 2132.9418 | 2216.1191 | 1798.5692 | 1497.8698 | 1367.6768 | 1420.3775 | 1431.5188 | 1572.0301 | 1918.3817 | 2252.1928 | 2504.3414 | 2519.6399 | 2087.0443 | 1982.1447 | 1544.9227 | 1383.7369 | 1272.2904 | 1306.3586 | 1310.8111 | 1396.5743 | 1712.5728 | 1961.3781 | 2348.4563 | 2427.619 | 2098.6505 | 1943.9279 | 1560.7699 | 1445.1248 | 1257.4893 | 1276.6705 | 1329.2531 | 1435.6791 | 1719.2694 | 2157.5007 | 2548.6718 | 2295.5072 | 1933.4084 | 1989.3953 | 1454.212 | 1425.1476 | 1332.0823 | 1371.502 | 1369.9244 | 1406.0863 | 1664.3216 | 1862.7938 | 2185.4177 | 2166.6836 | 2103.0055 | 1882.9276 | 1607.2637 | 1474.7699 | 1342.2583 | 1381.8995 | 1377.2683 | 1448.5811 | 1748.062 | 1994.9072 | 2220.5537 | 2286.184 | 2018.2035 | 2118.0618 | 0 | 0 | 0 | 0 | 23503.08 | 22048.4328 | 22328.3552 | 22351.787 | 20707.2987 | 20948.7396 | 20224.1044 | 21018.0131
 | time axis 2005-04-01 to 2013-07-01
Monthly Total Sales | 2943.5794 | 2863.8439 | 2639.239 | 2677.4778 | 2676.093 | 2733.5325 | 3091.7826 | 3557.4414 | 3786.2787 | 3786.1257 | 3391.5341 | 3583.2059 | 2866.5897 | 2705.7623 | 2598.8679 | 2677.8577 | 2668.8851 | 2711.5002 | 3076.7592 | 3381.6431 | 3538.8834 | 3514.1003 | 3144.2652 | 3243.405 | 2779.5486 | 2708.2495 | 2520.5206 | 2596.2601 | 2605.6738 | 2690.9595 | 3078.7228 | 3465.8018 | 3595.5004 | 3604.4979 | 3290.3176 | 3402.3577 | 2956.6505 | 2642.7259 | 2482.4063 | 2605.0467 | 2556.2179 | 2706.178 | 3099.7511 | 3414.8538 | 3650.2185 | 3706.1222 | 3160.2367 | 3128.0457 | 2598.4659 | 2453.0417 | 2359.4032 | 2428.2685 | 2418.7679 | 2503.587 | 2862.9693 | 3102.0476 | 3497.9499 | 3641.9974 | 3212.8273 | 3148.84 | 2646.2254 | 2559.1002 | 2376.938 | 2444.6073 | 2445.1742 | 2564.3818 | 2886.7844 | 3353.4202 | 3748.0016 | 3499.0317 | 3028.9727 | 3187.3679 | 2532.997 | 2542.6699 | 2436.682 | 2494.3965 | 2504.1112 | 2541.0768 | 2825.3591 | 3024.2516 | 3324.621 | 3358.6834 | 3255.9632 | 3072.5261 | 2756.4176 | 2664.2829 | 2469.9142 | 2550.8135 | 2565.2535 | 2592.9188 | 2972.0409 | 3215.2305 | 3427.9036 | 3549.0818 | 3180.4343 | 3366.018 | 0 | 0 | 0 | 0 | 37730.134 | 36128.5191 | 36338.4104 | 36108.4535 | 34228.1656 | 34740.0052 | 33913.3379 | 35310.3095
Monthly Purchases | 3122.3092 | 2990.5631 | 2810.0892 | 2846.5921 | 2835.5814 | 2883.086 | 3134.1623 | 3540.4493 | 3813.7258 | 3916.894 | 3520.458 | 3772.0495 | 3076.0505 | 2951.372 | 2762.15 | 2890.43 | 2821.317 | 2845.633 | 3114.2549 | 3434.975 | 3645.7231 | 3714.5337 | 3335.1077 | 3443.5834 | 2880.4394 | 2943.6508 | 2764.0415 | 2826.9681 | 2829.3456 | 2849.3087 | 3246.4437 | 3490.0555 | 3710.8026 | 3740.1277 | 3437.6862 | 3522.3568 | 3169.183 | 2890.849 | 2735.9555 | 2856.5911 | 2777.38 | 2851.5551 | 3206.1697 | 3402.1834 | 3670.3576 | 3790.0457 | 3316.7139 | 3309.5604 | 2845.3899 | 2767.9833 | 2678.8483 | 2742.2057 | 2721.9651 | 2748.8283 | 3057.9744 | 3242.1911 | 3653.8646 | 3879.3553 | 3431.7698 | 3454.1029 | 2919.4837 | 2887.2017 | 2715.4528 | 2791.9245 | 2749.0997 | 2815.3827 | 3142.844 | 3470.9924 | 3956.3505 | 3732.1948 | 3231.3521 | 3398.831 | 2771.3687 | 2780.4522 | 2694.2463 | 2728.4607 | 2751.3488 | 2770.9348 | 2988.9873 | 3184.8727 | 3506.2635 | 3562.831 | 3435.2321 | 3232.254 | 3002.4088 | 2917.7993 | 2651.738 | 2733.8416 | 2721.5092 | 2715.5144 | 3123.9989 | 3326.5184 | 3574.0853 | 3708.1663 | 3343.2409 | 3600.5628 | 0 | 0 | 0 | 0 | 39185.9599 | 38035.1303 | 38241.2266 | 37976.5445 | 37224.4787 | 37811.1099 | 36407.252 | 37419.384
Monthly Sales (HH) | 1155.6615 | 1170.4412 | 1163.5238 | 1169.2522 | 1163.7738 | 1171.1951 | 1197.203 | 1220.0502 | 1174.9147 | 1242.663 | 1136.7012 | 1261.6742 | 1108.6048 | 1161.1521 | 1148.3728 | 1213.8927 | 1160.2662 | 1167.5085 | 1199.5244 | 1208.0071 | 1156.3893 | 1221.2806 | 1118.3358 | 1216.7519 | 1104.2357 | 1150.8533 | 1129.0133 | 1157.3667 | 1162.8217 | 1149.3348 | 1220.6002 | 1201.1984 | 1155.6826 | 1235.3339 | 1157.3758 | 1186.2386 | 1158.0814 | 1144.8561 | 1114.7295 | 1184.6692 | 1124.6991 | 1134.148 | 1181.3695 | 1162.6611 | 1145.8771 | 1186.4824 | 1073.1924 | 1145.901 | 1053.5432 | 1069.3048 | 1087.1128 | 1121.9099 | 1107.9567 | 1107.0127 | 1150.3965 | 1140.6695 | 1149.4935 | 1214.3784 | 1114.1768 | 1204.9121 | 1085.4555 | 1113.9753 | 1119.4487 | 1167.9368 | 1115.9211 | 1128.7027 | 1167.515 | 1195.9195 | 1199.3298 | 1203.5245 | 1095.5643 | 1197.9726 | 1078.7851 | 1117.5223 | 1104.5997 | 1122.8945 | 1134.1868 | 1134.9905 | 1161.0375 | 1161.4579 | 1139.2033 | 1191.9998 | 1152.9577 | 1189.5984 | 1149.1539 | 1189.513 | 1127.6559 | 1168.9141 | 1187.9852 | 1144.3377 | 1223.9788 | 1220.3233 | 1207.3499 | 1262.8978 | 1162.2307 | 1247.9562 | 0 | 0 | 0 | 0 | 14227.0541 | 14080.0863 | 14010.0552 | 13756.6665 | 13520.8669 | 13791.2657 | 13689.2335 | 14292.2964
Approach C data for restatement in response to July 2013 data request
DNOs applying for restatement should fill in the yellow cells

## Orig. App C - restatement
[13 empty] | x | x | x | x | x | x | x | x | x | x | x | x | x | x | x | x | x | x | x | x | x | x | x | x
Monthly Units (NHH) | [100 empty] | 05/06 | 06/07 | 07/08 | 08/09 | 09/10 | 10/11 | 11/12 | 12/13 | time axis 2005-04-01 to 2013-07-01
SF | 1873.4984 | 1626.275 | 1450.8445 | 1556.2263 | 1520.5238 | 1579.717 | 1888.3927 | 2079.3681 | 2395.5656 | 2294.3252 | 2084.4933 | 2447.8384 | 1964.8062 | 1771.932 | 1443.7304 | 1511.9289 | 1495.0705 | 1671.713 | 1908.5284 | 2203.3075 | 2392.6832 | 2223.9726 | 2027.326 | 1958.6261 | 1750.9322 | 1654.9374 | 1478.5873 | 1644.1338 | 1557.0039 | 1537.135 | 1862.1028 | 2240.5906 | 2436.2261 | 2370.2183 | 2062.1891 | 2216.6088 | 1741.4733 | 1735.8394 | 1432.3883 | 1470.2737 | 1419.0853 | 1525.7669 | 1827.1545 | 2170.3051 | 2395.2775 | 2399.9599 | 2256.4442 | 2157.0516 | 1856.5084 | 1578.5153 | 1385.2818 | 1399.922 | 1382.6954 | 1614.0236 | 1734.4647 | 2128.1389 | 2114.0811 | 2528.0108 | 2347.8017 | 2248.5204 | 1537.7292 | 1552.7742 | 1353.3909 | 1459.6737 | 1366.0652 | 1536.554 | 1873.9499 | 2053.2215 | 2305.1907 | 2355.41 | 2177.267 | 1964.4485 | 1651.209 | 1489.8728 | 1314.9749 | 1431.4831 | 1466.387 | 1546.6249 | 1715.7 | 1986.509 | 2128.7397 | 2135.0255 | 1868.5857 | 2038.699 | 1711.7961 | 1575.9272 | 1341.4218 | 1414.2727 | [12 empty] | 22797.0681 | 22573.6249 | 22810.6653 | 22531.0197 | 22317.9642 | 21535.6748 | 20773.8107 | 6043.4179
R1 | 1880.6933 | 1633.777 | 1453.0524 | 1561.0457 | 1530.4594 | 1593.289 | 1900.5395 | 2091.8615 | 2410.7104 | 2288.3546 | 2070.2654 | 2425.9947 | 1948.6608 | 1760.3056 | 1437.9671 | 1512.0757 | 1505.7194 | 1682.4863 | 1913.0538 | 2207.257 | 2389.0908 | 2211.8746 | 2014.0312 | 1941.069 | 1741.3125 | 1651.3337 | 1472.0572 | 1642.4916 | 1564.0094 | 1548.3424 | 1879.6785 | 2252.608 | 2447.8941 | 2377.9073 | 2059.294 | 2206.628 | 1733.2423 | 1727.2867 | 1421.2846 | 1469.0846 | 1427.7203 | 1540.5175 | 1843.3336 | 2182.9072 | 2401.8666 | 2403.5228 | 2238.9456 | 2123.1003 | 1825.5567 | 1550.3837 | 1376.5486 | 1394.873 | 1383.5589 | 1621.9194 | 1745.4738 | 2137.0008 | 2123.8262 | 2521.0369 | 2334.811 | 2226.4035 | 1520.977 | 1540.6358 | 1346.8608 | 1452.2349 | 1369.0416 | 1546.7458 | 1888.2257 | 2064.2797 | 2315.4747 | 2360.8689 | 2169.0562 | 1953.3644 | 1638.7277 | 1485.4845 | 1306.397 | 1431.239 | 1469.6707 | 1550.1031 | 1724.658 | 1991.1283 | 2133.4494 | 2133.3195 | 1866.5204 | 2024.6096 | 1696.6864 | 1559.1911 | 1332.4867 | 1419.5196 | [12 empty] | 22840.0428 | 22523.5913 | 22843.5566 | 22512.812 | 22241.3924 | 21527.7655 | 20755.3073 | 6007.8838
R2 | 1888.4305 | 1651.0704 | 1461.9234 | 1556.7702 | 1530.6805 | 1607.1582 | 1919.4864 | 2108.4701 | 2435.7198 | 2306.8421 | 2067.9209 | 2401.8275 | 1907.9847 | 1719.8236 | 1412.2 | 1494.8342 | 1501.7176 | 1694.5032 | 1926.2103 | 2217.1317 | 2394.5742 | 2208.5179 | 2001.0691 | 1915.8026 | 1715.495 | 1636.019 | 1465.1546 | 1630.6732 | 1557.7628 | 1554.2326 | 1902.8757 | 2281.0828 | 2473.2974 | 2396.154 | 2067.4659 | 2200.223 | 1712.7271 | 1703.375 | 1399.0939 | 1447.0267 | 1417.2823 | 1552.0908 | 1867.7892 | 2205.7727 | 2421.6627 | 2412.1655 | 2232.5064 | 2098.3404 | 1771.052 | 1482.1688 | 1322.2683 | 1366.2455 | 1368.3282 | 1620.4364 | 1757.8504 | 2151.9032 | 2143.9463 | 2532.3666 | 2326.506 | 2203.9066 | 1490.4516 | 1503.8555 | 1314.5915 | 1425.2308 | 1349.2815 | 1546.5877 | 1903.8862 | 2085.7813 | 2336.6447 | 2376.2376 | 2175.3678 | 1946.4578 | 1610.564 | 1461.0143 | 1286.4639 | 1408.7138 | 1450.2644 | 1546.5757 | 1730.0247 | 1999.1681 | 2141.6322 | 2138.147 | 1869.3483 | 2013.9333 | 1676.5778 | 1534.849 | 1302.0723 | 1394.2757 | [12 empty] | 22936.2998 | 22394.3689 | 22880.4361 | 22469.8327 | 22046.9784 | 21454.3741 | 20655.8497 | 5907.7748
R3 | 1885.5706 | 1658.7681 | 1471.9798 | 1559.8389 | 1520.5253 | 1599.3563 | 1913.7468 | 2108.1641 | 2447.2242 | 2316.4153 | 2076.6321 | 2401.2982 | 1901.2251 | 1711.9701 | 1400.2202 | 1477.6625 | 1483.6095 | 1680.7666 | 1916.163 | 2215.0267 | 2395.3568 | 2210.331 | 2001.0948 | 1912.6432 | 1709.8303 | 1630.4126 | 1458.5579 | 1622.8523 | 1551.1279 | 1550.1316 | 1905.2525 | 2283.5807 | 2477.12 | 2402.5622 | 2071.1376 | 2202.9381 | 1711.4661 | 1697.9027 | 1391.5081 | 1433.7019 | 1405.7693 | 1547.5232 | 1869.1891 | 2212.0016 | 2428.5656 | 2416.4257 | 2235.4789 | 2099.6857 | 1769.7006 | 1470.467 | 1301.8662 | 1332.1344 | 1337.1411 | 1596.3367 | 1735.0478 | 2138.5617 | 2137.8103 | 2530.4706 | 2325.8544 | 2197.4343 | 1476.979 | 1494.0174 | 1302.4595 | 1396.8404 | 1316.0226 | 1517.3013 | 1883.5768 | 2082.4423 | 2340.754 | 2384.3855 | 2179.7538 | 1946.6357 | 1607.5444 | 1454.3663 | 1274.0137 | 1391.4643 | 1430.1123 | 1524.9262 | 1719.6618 | 1992.3308 | 2139.114 | 2135.6564 | 1865.2684 | 2012.8622 | 1671.6588 | 1527.519 | 1287.0623 | 1375.3096 | [12 empty] | 22959.5197 | 22306.0696 | 22865.5036 | 22449.2178 | 21872.8252 | 21321.1682 | 20547.3207 | 5861.5497
RF | 1889.117 | 1668.1972 | 1478.9669 | 1565.1367 | 1534.1857 | 1615.4171 | 1927.0676 | 2115.489 | 2458.5183 | 2330.2878 | 2089.795 | 2414.3853 | 1911.0638 | 1724.0143 | 1404.5601 | 1475.8083 | 1482.6745 | 1678.7071 | 1914.4302 | 2215.2923 | 2395.3243 | 2209.639 | 2000.2495 | 1911.6593 | 1710.7293 | 1632.9305 | 1460.8067 | 1626.6839 | 1554.8135 | 1553.447 | 1910.8977 | 2288.2723 | 2479.4086 | 2404.0826 | 2071.8232 | 2202.8905 | 1711.2676 | 1696.3 | 1388.5913 | 1432.2296 | 1404.7672 | 1549.9577 | 1869.0234 | 2210.3955 | 2406.7256 | 2386.9684 | 2204.1289 | 2075.0849 | 1758.312 | 1448.9787 | 1272.2922 | 1293.7254 | 1292 | 1547.8923 | 1686.3561 | 2094.978 | 2103.0289 | 2493.4429 | 2292.5169 | 2153.4352 | 1435.4337 | 1464.1721 | 1278.0047 | 1373.9279 | 1298.909 | 1501.6413 | 1863.7446 | 2064.5591 | 2319.3867 | 2360.385 | 2162.7526 | 1929.5828 | 1589.4776 | 1437.7526 | 1261.0181 | 1380.1554 | 1421.3044 | 1517.9193 | 1711.5899 | 1984.6616 | 2129.6924 | 2126.7851 | 1852.4858 | 1999.0528 | 1660.1064 | 1516.6902 | 1278.2804 | 1368.7824 | [12 empty] | 23086.5635 | 22323.4227 | 22896.7858 | 22335.44 | 21436.9584 | 21052.4994 | 20411.8948 | 5823.8594
DF | 1879.4737 | 1650.9686 | 1467.4351 | 1558.3859 | 1526.399 | 1607.194 | 1915.8771 | 2103.459 | 2446.6494 | 2316.7221 | 2072.2686 | 2398.1593 | 1915.7273 | 1736.1772 | 1414.2317 | 1480.2994 | 1481.6901 | 1679.7231 | 1914.9214 | 2215.141 | 2393.6121 | 2208.8487 | 1993.8086 | 1899.5001 | 1697.9926 | 1617.7532 | 1447.2044 | 1611.276 | 1541.7596 | 1543.266 | 1903 | 2283.4877 | 2475.5709 | 2398.9862 | 2066.5876 | 2196.543 | 1704.6022 | 1689.9728 | 1382.6698 | 1424.0662 | 1396.6181 | 1543.4985 | 1864.4529 | 2206.3446 | 2400.7629 | 2386.9684 | 2204.1289 | 2075.0849 | 1739.2971 | 1430.5073 | 1252.1794 | 1269.2249 | 1266.2127 | 1521.9381 | 1658.1059 | 2063.8917 | 2062.8431 | 2460.1183 | 2292.5169 | 2117.7539 | 1392.9106 | 1419.509 | 1235.3259 | 1339.6876 | 1274.1714 | 1481.5213 | 1850.8147 | 2042.6959 | 2296 | 2347.138 | 2147.2638 | 1901.564 | 1564.1027 | 1420.2834 | 1247.3781 | 1362.9574 | 1405.5558 | 1507.9825 | 1704.6245 | 1978.7402 | 2123.947 | 2122.5674 | 1849.0932 | 1993.5083 | 1654.3614 | 1510.004 | 1272.4594 | 1365.3385 | [12 empty] | 22942.9918 | 22333.6807 | 22783.4272 | 22279.1702 | 21134.5893 | 20728.602 | 20280.7406 | 5802.1633
Latest | 1879.4737 | 1650.9686 | 1467.4351 | 1558.3859 | 1526.399 | 1607.194 | 1915.8771 | 2103.459 | 2446.6494 | 2316.7221 | 2072.2686 | 2398.1593 | 1915.7273 | 1736.1772 | 1414.2317 | 1480.2994 | 1481.6901 | 1679.7231 | 1914.9214 | 2215.141 | 2393.6121 | 2208.8487 | 1993.8086 | 1899.5001 | 1697.9926 | 1617.7532 | 1447.2044 | 1611.276 | 1541.7596 | 1543.266 | 1903 | 2283.4877 | 2475.5709 | 2398.9862 | 2066.5876 | 2196.543 | 1704.6022 | 1689.9728 | 1382.6698 | 1424.0662 | 1396.6181 | 1543.4985 | 1864.4529 | 2206.3446 | 2400.7629 | 2386.9684 | 2204.1289 | 2075.0849 | 1739.2971 | 1430.5073 | 1252.1794 | 1269.2249 | 1266.2127 | 1521.9381 | 1658.1059 | 2063.8917 | 2062.8431 | 2460.1183 | 2292.5169 | 2117.7539 | 1392.9106 | 1419.509 | 1235.3259 | 1339.6876 | 1274.1714 | 1481.5213 | 1850.8147 | 2042.6959 | 2296 | 2347.138 | 2147.2638 | 1901.564 | 1564.1027 | 1420.2834 | 1247.3781 | 1362.9574 | 1405.5558 | 1507.9825 | 1704.6245 | 1978.7402 | 2123.947 | 2122.5674 | 1849.0932 | 1993.5083 | 1654.3614 | 1510.004 | 1272.4594 | 1365.3385 | [12 empty] | 22942.9918 | 22333.6807 | 22783.4272 | 22279.1702 | 21134.5893 | 20728.602 | 20280.7406 | 5802.1633
 | time axis 2005-04-01 to 2013-07-01
Monthly Total Sales | 3028.2613 | 2780.3148 | 2657.3418 | 2809.759 | 2681.3361 | 2806.7981 | 3119.3456 | 3491.4048 | 3635.8863 | 3578.1741 | 3202.821 | 3722.2553 | 3060.6116 | 2899.2374 | 2531.8306 | 2682.861 | 2617.9146 | 2869.4908 | 3128.8276 | 3414.7105 | 3565.1327 | 3403.8519 | 3150.3835 | 3085.2119 | 2768.1934 | 2820.5922 | 2573.5884 | 2824.2703 | 2674.0339 | 2718.2517 | 3134.5 | 3556.463 | 3608.9313 | 3680.684 | 3032.5401 | 3448.8634 | 2818.2702 | 2830.6267 | 2563.5582 | 2569.8897 | 2578.9383 | 2660.1049 | 3069.4083 | 3375.4976 | 3499.0988 | 3572.7718 | 3280.2957 | 3217.3583 | 2835.5845 | 2473.8051 | 2304.9667 | 2431.4071 | 2423.0734 | 2579.0121 | 2763.8234 | 3226.3916 | 3204.5043 | 3637.0593 | 3492.5586 | 3346.5285 | 2556.9132 | 2463.0485 | 2428.992 | 2455.733 | 2367.6464 | 2603.2272 | 2956.8335 | 3241.8855 | 3530 | 3610.7985 | 3235.3708 | 3072.8861 | 2718.8419 | 2490.4417 | 2385.6539 | 2485.5004 | 2504.5656 | 2649.5826 | 2910.1722 | 3169.9605 | 3236.8289 | 3309.8607 | 2984.0364 | 3247.4109 | 2679.3947 | 2695.0645 | 2282.6866 | 2585.166 | 0 | 0 | 0 | 0 | 0 | 0 | 0 | 0 | 0 | 0 | 0 | 0 | 37513.6982 | 36410.0642 | 36840.9117 | 36035.8186 | 34718.7146 | 34523.3345 | 34092.8558 | 10242.3117
Monthly Purchases | 3144.3484 | 2990.5665 | 2810.0868 | 2866.051 | 2835.5828 | 2883.0823 | 3134.1582 | 3547.4138 | 3813.723 | 3916.894 | 3520.458 | 3772.0495 | 3076.0505 | 2951.372 | 2762.15 | 2890.43 | 2821.317 | 2845.633 | 3114.2549 | 3427.645 | 3645.7231 | 3711.62 | 3331.347 | 3440.3968 | 2887.78 | 2947.948 | 2769.4188 | 2825.22 | 2827.8468 | 2847.8014 | 3245.4503 | 3488.3039 | 3708.86 | 3737.6534 | 3436.0976 | 3519.7602 | 3169.1639 | 2890.8554 | 2723.4576 | 2844.2203 | 2777.3594 | 2851.1271 | 3198.0007 | 3399.1898 | 3670.32 | 3786.84 | 3316.53 | 3305.91 | 2844.38 | 2767.31 | 2678.8216 | 2742.2044 | 2721.9661 | 2741.2109 | 3048.6965 | 3194.0642 | 3653.46 | 3833.8 | 3338.7269 | 3360.7 | 2919.4837 | 2887.2017 | 2715.4528 | 2791.9245 | 2749.0997 | 2815.3827 | 3142.844 | 3470.9924 | 3956.3505 | 3732.1948 | 3231.3521 | 3398.831 | 2771.3687 | 2780.4522 | 2694.2463 | 2728.4607 | 2751.3488 | 2770.9348 | 2988.9873 | 3184.8727 | 3506.2635 | 3562.831 | 3435.2321 | 3232.254 | 3002.4088 | 2917.0502 | 2651.7426 | 2732.2863 | [12 empty] | 39234.4144 | 38017.9393 | 38242.1403 | 37932.9743 | 36925.3407 | 37811.1099 | 36407.252 | 11303.488
Monthly Sales (HH) | 1148.7876 | 1129.3463 | 1189.9067 | 1251.3732 | 1154.9371 | 1199.6041 | 1203.4685 | 1387.9457 | 1189.2369 | 1261.452 | 1130.5523 | 1324.096 | 1144.8844 | 1163.0602 | 1117.5989 | 1202.5616 | 1136.2245 | 1189.7677 | 1213.9062 | 1199.5695 | 1171.5206 | 1195.0033 | 1156.5749 | 1185.7117 | 1070.2008 | 1202.839 | 1126.384 | 1212.9942 | 1132.2743 | 1174.9857 | 1231.5 | 1272.9753 | 1133.3605 | 1281.6979 | 965.9525 | 1252.3203 | 1113.668 | 1140.6539 | 1180.8884 | 1145.8234 | 1182.3202 | 1116.6064 | 1204.9554 | 1169.153 | 1098.3359 | 1185.8034 | 1076.1668 | 1142.2734 | 1096.2874 | 1043.2978 | 1052.7872 | 1162.1822 | 1156.8607 | 1057.0739 | 1105.7175 | 1162.4999 | 1141.6613 | 1176.941 | 1200.0417 | 1228.7746 | 1164.0026 | 1043.5395 | 1193.6661 | 1116.0454 | 1093.475 | 1121.7059 | 1106.0188 | 1199.1896 | 1234 | 1263.6605 | 1088.107 | 1171.3221 | 1154.7392 | 1070.1583 | 1138.2757 | 1122.5429 | 1099.0098 | 1141.6001 | 1205.5478 | 1191.2203 | 1112.8819 | 1187.2932 | 1134.9432 | 1253.9026 | 1025.0332 | 1185.0605 | 1010.2271 | 1219.8276 | [12 empty] | 14570.7065 | 14076.3835 | 14057.4845 | 13756.6484 | 13584.1253 | 13794.7324 | 13812.1152 | 4440.1484
Approach C data for restatement used in November 2013 consultation
DNOs applying for restatement should fill in the yellow cells

## App C delta
Monthly Units (NHH) | time axis 2005-04-01 to 2013-07-01
|  | SF | 91.5558 | -42.4341 | -8.2801 | 50.1602 | 14.0798 | 44.8567 | 21.2975 | -233.9321 | -164.7146 | -226.7406 | -182.5642 | 76.6276 | 157.7423 | 191.567 | -36.2635 | 16.3344 | -26.9288 | 135.7315 | 37.6866 | 41.505 | 11.118 | -83.971 | -32.1208 | -127.153 | 22.6797 | 60.357 | 55.6971 | 172.3826 | 98.9076 | 1.6413 | 44.8774 | 18.8843 | 35.753 | 29.8222 | -66.3541 | -19.576 | -93.967 | 192.103 | 14.9929 | 3.6887 | -34.9007 | -28.5315 | -53.9288 | -45.8482 | -103.5785 | -132.6715 | 117.0846 | 92.9402 | 194.3745 | 46.7703 | -20.1109 | -37.1337 | -44.5984 | 125.3638 | -54.4669 | 102.5136 | -285.6133 | 32.4992 | 193.8664 | 173.826 | -167.8593 | -25.6158 | -22.1634 | 63.0171 | -55.0817 | 45.8422 | 131.5453 | -114.8048 | -252.6718 | 51.6308 | 213.8553 | -87.8313 | 109.8907 | -4.8642 | -84.7042 | -8.5446 | 35.6314 | 101.8962 | 40.3029 | 115.9464 | -61.4707 | -44.1161 | -253.9123 | 110.5806 | 47.0977 | 35.2341 | -69.7989 | -16.561 | -1408.8649 | -1464.5224 | -1764.188 | -2003.5963 | -2225.8902 | -2300.1621 | -2028.5327 | -2172.1626 | 0 | 0 | 0 | 0
|  | R1 | 91.5558 | -42.4341 | -8.2801 | 50.1602 | 14.0798 | 44.8567 | 21.2975 | -233.9321 | -164.7146 | -226.7406 | -182.5642 | 76.6276 | 157.7423 | 191.567 | -36.2635 | 16.3344 | -26.9288 | 135.7315 | 37.6866 | 41.505 | 11.118 | -83.971 | -32.1208 | -127.153 | 22.6797 | 60.357 | 55.6971 | 172.3826 | 98.9076 | 1.6413 | 44.8774 | 18.8843 | 35.753 | 29.8222 | -66.3541 | -19.576 | -93.967 | 192.103 | 14.9929 | 3.6887 | -34.9007 | -28.5315 | -53.9288 | -45.8482 | -103.5785 | -132.6715 | 117.0846 | 92.9402 | 194.3745 | 46.7703 | -20.1109 | -37.1337 | -44.5984 | 125.3638 | -54.4669 | 102.5136 | -285.6133 | 32.4992 | 193.8664 | 173.826 | -167.8593 | -25.6158 | -22.1634 | 63.0171 | -55.0817 | 45.8422 | 131.5453 | -114.8048 | -252.6718 | 51.6308 | 213.8553 | -87.8313 | 109.8907 | -4.8642 | -84.7042 | -8.5446 | 35.6314 | 101.8962 | 40.3029 | 115.9464 | -61.4707 | -44.1161 | -253.9123 | 110.5806 | 47.0977 | 35.2341 | -69.7989 | -16.561 | -1413.84 | -1468.9206 | -1768.5109 | -2006.5492 | -2225.6485 | -2293.2468 | -2031.0177 | -2140.2073 | 0 | 0 | 0 | 0
|  | R2 | 91.5558 | -42.4341 | -8.2801 | 50.1602 | 14.0798 | 44.8567 | 21.2975 | -233.9321 | -164.7146 | -226.7406 | -182.5642 | 76.6276 | 157.7423 | 191.567 | -36.2635 | 16.3344 | -26.9288 | 135.7315 | 37.6866 | 41.505 | 11.118 | -83.971 | -32.1208 | -127.153 | 22.6797 | 60.357 | 55.6971 | 172.3826 | 98.9076 | 1.6413 | 44.8774 | 18.8843 | 35.753 | 29.8222 | -66.3541 | -19.576 | -93.967 | 192.103 | 14.9929 | 3.6887 | -34.9007 | -28.5315 | -53.9288 | -45.8482 | -103.5785 | -132.6715 | 117.0846 | 92.9402 | 194.3745 | 46.7703 | -20.1109 | -37.1337 | -44.5984 | 125.3638 | -54.4669 | 102.5136 | -285.6133 | 32.4992 | 193.8664 | 173.826 | -167.8593 | -25.6158 | -22.1634 | 63.0171 | -55.0817 | 45.8422 | 131.5453 | -114.8048 | -252.6718 | 51.6308 | 213.8553 | -87.8313 | 109.8907 | -4.8642 | -84.7042 | -8.5446 | 35.6314 | 101.8962 | 40.3029 | 115.9464 | -61.4707 | -44.1161 | -253.9123 | 110.5806 | 47.0977 | 35.2341 | -69.7989 | -16.561 | -1408.0855 | -1473.1285 | -1774.2084 | -2010.2684 | -2229.1745 | -2293.5402 | -2027.5137 | -2128.7254 | 0 | 0 | 0 | 0
|  | R3 | 91.5558 | -42.4341 | -8.2801 | 50.1602 | 14.0798 | 44.8567 | 21.2975 | -233.9321 | -164.7146 | -226.7406 | -182.5642 | 76.6276 | 157.7423 | 191.567 | -36.2635 | 16.3344 | -26.9288 | 135.7315 | 37.6866 | 41.505 | 11.118 | -83.971 | -32.1208 | -127.153 | 22.6797 | 60.357 | 55.6971 | 172.3826 | 98.9076 | 1.6413 | 44.8774 | 18.8843 | 35.753 | 29.8222 | -66.3541 | -19.576 | -93.967 | 192.103 | 14.9929 | 3.6887 | -34.9007 | -28.5315 | -53.9288 | -45.8482 | -103.5785 | -132.6715 | 117.0846 | 92.9402 | 194.3745 | 46.7703 | -20.1109 | -37.1337 | -44.5984 | 125.3638 | -54.4669 | 102.5136 | -285.6133 | 32.4992 | 193.8664 | 173.826 | -167.8593 | -25.6158 | -22.1634 | 63.0171 | -55.0817 | 45.8422 | 131.5453 | -114.8048 | -252.6718 | 51.6308 | 213.8553 | -87.8313 | 109.8907 | -4.8642 | -84.7042 | -8.5446 | 35.6314 | 101.8962 | 40.3029 | 115.9464 | -61.4707 | -44.1161 | -253.9123 | 110.5806 | 47.0977 | 35.2341 | -69.7989 | -16.561 | -1388.0113 | -1458.4433 | -1761.2719 | -2003.6017 | -2229.2817 | -2296.2519 | -2027.8356 | -2127.1752 | 0 | 0 | 0 | 0
|  | RF | 91.5558 | -42.4341 | -8.2801 | 50.1602 | 14.0798 | 44.8567 | 21.2975 | -233.9321 | -164.7146 | -226.7406 | -182.5642 | 76.6276 | 157.7423 | 191.567 | -36.2635 | 16.3344 | -26.9288 | 135.7315 | 37.6866 | 41.505 | 11.118 | -83.971 | -32.1208 | -127.153 | 22.6797 | 60.357 | 55.6971 | 172.3826 | 98.9076 | 1.6413 | 44.8774 | 18.8843 | 35.753 | 29.8222 | -66.3541 | -19.576 | -93.967 | 192.103 | 14.9929 | 3.6887 | -34.9007 | -28.5315 | -53.9288 | -45.8482 | -103.5785 | -132.6715 | 117.0846 | 92.9402 | 194.3745 | 46.7703 | -20.1109 | -37.1337 | -44.5984 | 125.3638 | -54.4669 | 102.5136 | -285.6133 | 32.4992 | 193.8664 | 173.826 | -167.8593 | -25.6158 | -22.1634 | 63.0171 | -55.0817 | 45.8422 | 131.5453 | -114.8048 | -252.6718 | 51.6308 | 213.8553 | -87.8313 | 109.8907 | -4.8642 | -84.7042 | -8.5446 | 35.6314 | 101.8962 | 40.3029 | 115.9464 | -61.4707 | -44.1161 | -253.9123 | 110.5806 | 47.0977 | 35.2341 | -69.7989 | -16.561 | -1380.479 | -1450.9482 | -1749.8531 | -1996.2006 | -2221.984 | -2287.7016 | -2019.3654 | -2119.5909 | 0 | 0 | 0 | 0
|  | DF | 91.5558 | -42.4341 | -8.2801 | 50.1602 | 14.0798 | 44.8567 | 21.2975 | -233.9321 | -164.7146 | -226.7406 | -182.5642 | 76.6276 | 157.7423 | 191.567 | -36.2635 | 16.3344 | -26.9288 | 135.7315 | 37.6866 | 41.505 | 11.118 | -83.971 | -32.1208 | -127.153 | 22.6797 | 60.357 | 55.6971 | 172.3826 | 98.9076 | 1.6413 | 44.8774 | 18.8843 | 35.753 | 29.8222 | -66.3541 | -19.576 | -93.967 | 192.103 | 14.9929 | 3.6887 | -34.9007 | -28.5315 | -53.9288 | -45.8482 | -103.5785 | -132.6715 | 117.0846 | 92.9402 | 194.3745 | 46.7703 | -20.1109 | -37.1337 | -44.5984 | 125.3638 | -54.4669 | 102.5136 | -285.6133 | 32.4992 | 193.8664 | 173.826 | -167.8593 | -25.6158 | -22.1634 | 63.0171 | -55.0817 | 45.8422 | 131.5453 | -114.8048 | -252.6718 | 51.6308 | 213.8553 | -87.8313 | 109.8907 | -4.8642 | -84.7042 | -8.5446 | 35.6314 | 101.8962 | 40.3029 | 115.9464 | -61.4707 | -44.1161 | -253.9123 | 110.5806 | 47.0977 | 35.2341 | -69.7989 | -16.561 | -1377.2683 | -1448.5811 | -1748.062 | -1994.9072 | -2220.5537 | -2286.184 | -2018.2035 | -2118.0618 | 0 | 0 | 0 | 0
|  | Latest | 91.5558 | -42.4341 | -8.2801 | 50.1602 | 14.0798 | 44.8567 | 21.2975 | -233.9321 | -164.7146 | -226.7406 | -182.5642 | 76.6276 | 157.7423 | 191.567 | -36.2635 | 16.3344 | -26.9288 | 135.7315 | 37.6866 | 41.505 | 11.118 | -83.971 | -32.1208 | -127.153 | 22.6797 | 60.357 | 55.6971 | 172.3826 | 98.9076 | 1.6413 | 44.8774 | 18.8843 | 35.753 | 29.8222 | -66.3541 | -19.576 | -93.967 | 192.103 | 14.9929 | 3.6887 | -34.9007 | -28.5315 | -53.9288 | -45.8482 | -103.5785 | -132.6715 | 117.0846 | 92.9402 | 194.3745 | 46.7703 | -20.1109 | -37.1337 | -44.5984 | 125.3638 | -54.4669 | 102.5136 | -285.6133 | 32.4992 | 193.8664 | 173.826 | -167.8593 | -25.6158 | -22.1634 | 63.0171 | -55.0817 | 45.8422 | 131.5453 | -114.8048 | -252.6718 | 51.6308 | 213.8553 | -87.8313 | 109.8907 | -4.8642 | -84.7042 | -8.5446 | 35.6314 | 101.8962 | 40.3029 | 115.9464 | -61.4707 | -44.1161 | -253.9123 | 110.5806 | 47.0977 | 35.2341 | -69.7989 | -16.561 | -1377.2683 | -1448.5811 | -1748.062 | -1994.9072 | -2220.5537 | -2286.184 | -2018.2035 | -2118.0618 | 0 | 0 | 0 | 0
 | time axis 2005-04-01 to 2013-07-01
|  | Monthly Total Sales | 84.6819 | -83.5291 | 18.1028 | 132.2812 | 5.243 | 73.2656 | 27.563 | -66.0366 | -150.3924 | -207.9516 | -188.7131 | 139.0494 | 194.0219 | 193.4751 | -67.0373 | 5.0032 | -50.9705 | 157.9907 | 52.0684 | 33.0674 | 26.2493 | -110.2483 | 6.1183 | -158.1932 | -11.3552 | 112.3427 | 53.0678 | 228.0101 | 68.3601 | 27.2922 | 55.7772 | 90.6611 | 13.4309 | 76.1861 | -257.7774 | 46.5057 | -138.3803 | 187.9008 | 81.1519 | -35.157 | 22.7204 | -46.0732 | -30.3429 | -39.3562 | -151.1197 | -133.3504 | 120.059 | 89.3126 | 237.1187 | 20.7634 | -54.4365 | 3.1386 | 4.3055 | 75.4251 | -99.1459 | 124.344 | -293.4455 | -4.9381 | 279.7314 | 197.6886 | -89.3122 | -96.0516 | 52.054 | 11.1257 | -77.5278 | 38.8454 | 70.0491 | -111.5347 | -218.0016 | 111.7669 | 206.3981 | -114.4818 | 185.8449 | -52.2281 | -51.0281 | -8.8962 | 0.45443 | 108.5058 | 84.8131 | 145.7088 | -87.792 | -48.8227 | -271.9268 | 174.8848 | -77.0229 | 30.7816 | -187.2276 | 34.3525 | -2565.2535 | -2592.9188 | -2972.0409 | -3215.2305 | -3427.9036 | -3549.0818 | -3180.4343 | -3366.018 | 0 | 0 | 0 | 0
|  | Monthly Purchases | -22.0391 | -0.0034056 | 0.0023921 | -19.4588 | -0.0014518 | 0.0036466 | 0.0040271 | -6.9645 | 0.0027615 | 0 | 0 | 0 | 0 | 0 | 0 | 0 | 0 | 0 | 0 | 7.33 | 0 | 2.9137 | 3.7607 | 3.1866 | -7.3406 | -4.2972 | -5.3773 | 1.7481 | 1.4988 | 1.5073 | 0.99335 | 1.7516 | 1.9426 | 2.4743 | 1.5886 | 2.5966 | 0.019114 | -0.0064686 | 12.4978 | 12.3708 | 0.020603 | 0.42808 | 8.169 | 2.9937 | 0.037619 | 3.2057 | 0.18389 | 3.6504 | 1.0099 | 0.67329 | 0.026677 | 0.0013378 | -0.0010602 | 7.6174 | 9.2778 | 48.1269 | 0.40463 | 45.5553 | 93.0428 | 93.4029 | 0 | 0 | 0 | 0 | 0 | 0 | 0 | 0 | 0 | 0 | 0 | 0 | 0 | 0 | 0 | 0 | 0 | 0 | 0 | 0 | 0 | 0 | 0 | 0 | 0 | 0.74907 | -0.0045934 | 1.5553 | 2721.5092 | 2715.5144 | 3123.9989 | 3326.5184 | 3574.0853 | 3708.1663 | 3343.2409 | 3600.5628 | 0 | 0 | 0 | 0
|  | Monthly Sales (HH) | -6.8739 | -41.095 | 26.3829 | 82.121 | -8.8368 | 28.409 | 6.2655 | 167.8956 | 14.3222 | 18.789 | -6.1489 | 62.4218 | 36.2796 | 1.908 | -30.7738 | -11.3311 | -24.0418 | 22.2592 | 14.3818 | -8.4376 | 15.1313 | -26.2773 | 38.2391 | -31.0402 | -34.0349 | 51.9856 | -2.6293 | 55.6275 | -30.5475 | 25.6509 | 10.8998 | 71.7769 | -22.3221 | 46.3639 | -191.4233 | 66.0817 | -44.4133 | -4.2022 | 66.159 | -38.8457 | 57.6212 | -17.5416 | 23.5859 | 6.492 | -47.5412 | -0.67894 | 2.9744 | -3.6276 | 42.7442 | -26.007 | -34.3256 | 40.2723 | 48.904 | -49.9388 | -44.679 | 21.8305 | -7.8323 | -37.4374 | 85.865 | 23.8625 | 78.547 | -70.4358 | 74.2174 | -51.8914 | -22.4461 | -6.9968 | -61.4962 | 3.2701 | 34.6702 | 60.1361 | -7.4573 | -26.6505 | 75.9541 | -47.3639 | 33.676 | -0.35158 | -35.177 | 6.6096 | 44.5102 | 29.7624 | -26.3214 | -4.7065 | -18.0145 | 64.3042 | -124.1206 | -4.4525 | -117.4287 | 50.9135 | -1187.9852 | -1144.3377 | -1223.9788 | -1220.3233 | -1207.3499 | -1262.8978 | -1162.2307 | -1247.9562 | 0 | 0 | 0 | 0
|  | Commentary By Year | 2005-04-01: Deltas (Positive change increases losses); 2005-06-01: DNO Explanation
Start Col | #Cols |  | 2005-04-01: Units Enter; 2005-05-01: Units Exit
1 | 12 | 2005-06 | 2005-04-01: -48.4545; 2005-05-01: -216.4358
13 | 12 | 2006-07 | 2005-04-01: 17.1911; 2005-05-01: 281.545; 2005-06-01: Correction of previously reported data per audit report & removal of provisions estimates and adjustments
25 | 12 | 2007-08 | 2005-04-01: -0.9137; 2005-05-01: 502.5013
37 | 12 | 2008-09 | 2005-04-01: 43.5702; 2005-05-01: -72.635
49 | 12 | 2009-10 | 2005-04-01: 299.138; 2005-05-01: 490.549
61 | 12 | 2010-11 | 2005-04-01: 0; 2005-05-01: -216.6708
73 | 12 | 2011-12 | 2005-04-01: 0; 2005-05-01: 179.5179
85 | 12 | 2012-13 | 2005-04-01: 26115.896; 2005-05-01: -25067.9977; 2005-06-01: Data not previously provided
97 | 4 | 2013 Part | 2005-04-01: 0; 2005-05-01: 0
This sheet identifies the deltas between the original and revised submission of data for Approach C restatement
DNOs should provide an explanation for the deltas

## Statistical analysis
INPUT DATA after adjustments for abnormal SF | SF to RF or DF | Apr | May | Jun | Jul | Aug | Sep | Oct | Nov | Dec | Jan | Feb | Mar | Total
| 2005-06 | 5.9753 | 24.6936 | 16.5906 | 2.1596 | 5.8752 | 27.4771 | 27.4845 | 24.0909 | 51.0838 | 22.3969 | -12.2246 | -49.6791 | 145.9237
| 2006-07 | -49.079 | -35.7549 | -29.4988 | -31.6295 | -13.3804 | 8.0101 | 6.393 | 11.8335 | 0.92893 | -15.124 | -33.5174 | -59.126 | -239.9442
| 2007-08 | -52.9396 | -37.1842 | -31.3829 | -32.8578 | -15.2443 | 6.131 | 40.8972 | 42.897 | 39.3448 | 28.7679 | 4.3985 | -20.0658 | -27.2381
| 2008-09 | -36.8712 | -45.8666 | -45.9878 | -42.3523 | -14.2836 | 26.188 | 45.6064 | 46.8989 | 16.5533 | -2.2805 | -41.2474 | -71.0471 | -164.6899
| 2009-10 | -106.6006 | -136.9401 | -127.2682 | -124.3617 | -117.3138 | -93.2841 | -77.2183 | -69.2484 | -56.3166 | -72.8072 | -60.3634 | -135.7586 | -1177.4811
| 2010-11 | -149.7631 | -138.3437 | -122.7287 | -124.9839 | -94.1859 | -57.2033 | -25.4531 | -11.2967 | -9.9875 | -9.0431 | -30.8 | -63.6813 | -837.4704
| 2011-12 | -87.826 | -70.3862 | -67.5968 | -68.5257 | -60.8311 | -38.6424 | -11.0755 | -7.7689 | -4.7927 | -12.4581 | -19.4925 | -45.1907 | -494.5865
| 2012-13 | -57.4347 | -65.9233 | -68.9624 | -48.9342 | -31.5966 | -15.9412 | -16.126 | -8.6892 | -5.3365 | -13.9781 | -10.3291 | -54.1008 | -397.3521
DNOs applying for restatement should fill in the yellow cells
Test of whether the observed 2009-10 mean lies within the interval estimate of the control group mean |  | Apr: Annual average; May: standard deviation; Jun: Sample size; Jul: Scaling factor to calculate 95% confidence interval; Aug: Fixed Lower bound; Sep: Fixed Upper bound; Nov: Hypothesis test results
| 2005-06 | Apr: 12.1603; Aug: -28.4431; Sep: 16.5285; Nov: Is 2009-10 abnormal?; Feb: abnormally negative
| 2006-07 | Apr: -19.9954; Aug: -28.4431; Sep: 16.5285; Nov: Is 2010-11 abnormal?; Feb: abnormally negative
| 2007-08 | Apr: -2.2698; Aug: -28.4431; Sep: 16.5285; Nov: Is 2011-12 abnormal?; Feb: abnormally negative
| 2008-09 | Apr: -13.7242; Aug: -28.4431; Sep: 16.5285; Nov: Is 2012-13 abnormal?; Feb: abnormally negative
| 2009-10 | Apr: -98.1234; Aug: -28.4431; Sep: 16.5285
| 2010-11 | Apr: -69.7892; Aug: -28.4431; Sep: 16.5285
| 2011-12 | Apr: -41.2155; Aug: -28.4431; Sep: 16.5285
| 2012-13 | Apr: -33.1127; Aug: -28.4431; Sep: 16.5285
| Control group (first 4 years) | Apr: -5.9573; May: 14.1331; Jun: 4; Jul: 22.4858; Aug: -28.4431; Sep: 16.5285
CUSUM: can be used by DNOs as additional evidence to support abnormality if they do not identify abnormality in the statistical test above | time axis 2005-04-01 to 2013-03-01
| CUSUM | 5.9753 | 30.6689 | 47.2595 | 49.4191 | 55.2943 | 82.7713 | 110.2558 | 134.3467 | 185.4305 | 207.8274 | 195.6028 | 145.9237 | 96.8447 | 61.0899 | 31.5911 | -0.03836 | -13.4187 | -5.4086 | 0.98432 | 12.8179 | 13.7468 | -1.3772 | -34.8945 | -94.0205 | -146.9601 | -184.1443 | -215.5273 | -248.385 | -263.6293 | -257.4983 | -216.6011 | -173.704 | -134.3592 | -105.5913 | -101.1928 | -121.2586 | -158.1298 | -203.9964 | -249.9841 | -292.3364 | -306.62 | -280.4321 | -234.8257 | -187.9268 | -171.3735 | -173.654 | -214.9014 | -285.9485 | -392.5491 | -529.4892 | -656.7574 | -781.1191 | -898.4329 | -991.717 | -1068.9353 | -1138.1837 | -1194.5003 | -1267.3076 | -1327.6709 | -1463.4296 | -1613.1926 | -1751.5364 | -1874.2651 | -1999.249 | -2093.435 | -2150.6383 | -2176.0914 | -2187.3881 | -2197.3755 | -2206.4186 | -2237.2187 | -2300.9 | -2388.7259 | -2459.1121 | -2526.7088 | -2595.2345 | -2656.0656 | -2694.7081 | -2705.7836 | -2713.5524 | -2718.3452 | -2730.8032 | -2750.2957 | -2795.4864 | -2852.9212 | -2918.8444 | -2987.8068 | -3036.741 | -3068.3376 | -3084.2788 | -3100.4048 | -3109.0939 | -3114.4305 | -3128.4086 | -3138.7377 | -3192.8385
Note on B21: Some months from 2011-12 may be used to ensure a full 12 months' worth of data is included.

## SF mapping
SF Normalisation Mapping (SF adjustments to be made on data to be used for the statistical test)
 | time axis 2005-04-01 to 2013-03-01
| DUMMY DATA (DNO to input its own data) | SF* (Initial SF unadjusted) | 1781.9426 | 1668.7091 | 1459.1246 | 1506.0661 | 1506.444 | 1534.8603 | 1867.0951 | 2313.3003 | 2560.2802 | 2521.0658 | 2267.0575 | 2371.2108 | 1807.0639 | 1580.365 | 1479.9939 | 1495.5945 | 1521.9992 | 1535.9815 | 1870.8418 | 2161.8025 | 2381.5652 | 2307.9436 | 2059.4468 | 2085.7791 | 1728.2525 | 1594.5804 | 1422.8902 | 1471.7512 | 1458.0963 | 1535.4936 | 1817.2254 | 2221.7064 | 2400.473 | 2340.3961 | 2128.5433 | 2236.1849 | 1835.4403 | 1543.7364 | 1417.3954 | 1466.585 | 1453.986 | 1554.2985 | 1881.0833 | 2216.1532 | 2498.8561 | 2532.6313 | 2139.3596 | 2064.1114 | 1662.1339 | 1531.745 | 1405.3927 | 1437.0557 | 1427.2938 | 1488.6598 | 1788.9316 | 2025.6253 | 2399.6944 | 2495.5116 | 2153.9353 | 2074.6944 | 1705.5884 | 1578.39 | 1375.5543 | 1396.6566 | 1421.1469 | 1490.7118 | 1742.4047 | 2168.0263 | 2557.8625 | 2303.7792 | 1963.4117 | 2052.2798 | 1541.3183 | 1494.737 | 1399.6791 | 1440.0277 | 1430.7556 | 1444.7287 | 1675.3971 | 1870.5626 | 2190.2104 | 2179.1417 | 2122.498 | 1928.1184 | 1664.6984 | 1540.6932 | 1411.2207 | 1430.8337 | 1408.8649 | 1464.5224 | 1764.188 | 2003.5963 | 2225.8902 | 2300.1621 | 2028.5327 | 2172.1626
| Reported data | R1 | 1789.1375 | 1676.2111 | 1461.3325 | 1510.8855 | 1516.3796 | 1548.4324 | 1879.242 | 2325.7937 | 2575.4249 | 2515.0952 | 2252.8296 | 2349.3671 | 1790.9185 | 1568.7385 | 1474.2305 | 1495.7414 | 1532.6482 | 1546.7548 | 1875.3671 | 2165.752 | 2377.9727 | 2295.8457 | 2046.1521 | 2068.222 | 1718.6328 | 1590.9767 | 1416.3601 | 1470.109 | 1465.1018 | 1546.701 | 1834.8011 | 2233.7237 | 2412.1411 | 2348.0852 | 2125.6481 | 2226.204 | 1827.2093 | 1535.1837 | 1406.2917 | 1465.3959 | 1462.621 | 1569.049 | 1897.2624 | 2228.7553 | 2505.4452 | 2536.1942 | 2121.861 | 2030.1602 | 1631.1822 | 1503.6134 | 1396.6595 | 1432.0067 | 1428.1574 | 1496.5556 | 1799.9407 | 2034.4872 | 2409.4394 | 2488.5377 | 2140.9446 | 2052.5774 | 1688.8363 | 1566.2516 | 1369.0242 | 1389.2178 | 1424.1233 | 1500.9036 | 1756.6804 | 2179.0845 | 2568.1466 | 2309.2381 | 1955.2009 | 2041.1957 | 1528.837 | 1490.3487 | 1391.1012 | 1439.7835 | 1434.0393 | 1448.2069 | 1684.3551 | 1875.1819 | 2194.9201 | 2177.4357 | 2120.4327 | 1914.029 | 1649.5887 | 1523.957 | 1402.2856 | 1436.0806 | 1413.84 | 1468.9206 | 1768.5109 | 2006.5492 | 2225.6485 | 2293.2468 | 2031.0177 | 2140.2073
|  | R2 | 1796.8747 | 1693.5044 | 1470.2035 | 1506.61 | 1516.6007 | 1562.3016 | 1898.1888 | 2342.4022 | 2600.4344 | 2533.5828 | 2250.4851 | 2325.1999 | 1750.2423 | 1528.2566 | 1448.4634 | 1478.4998 | 1528.6463 | 1558.7718 | 1888.5236 | 2175.6266 | 2383.4561 | 2292.489 | 2033.1899 | 2042.9556 | 1692.8154 | 1575.6619 | 1409.4575 | 1458.2906 | 1458.8552 | 1552.5912 | 1857.9983 | 2262.1986 | 2437.5444 | 2366.3319 | 2133.8201 | 2219.799 | 1806.6941 | 1511.272 | 1384.101 | 1443.338 | 1452.183 | 1580.6223 | 1921.718 | 2251.6208 | 2525.2413 | 2544.837 | 2115.4218 | 2005.4002 | 1576.6775 | 1435.3984 | 1342.3793 | 1403.3793 | 1412.9266 | 1495.0725 | 1812.3173 | 2049.3897 | 2429.5596 | 2499.8674 | 2132.6396 | 2030.0806 | 1658.3109 | 1529.4713 | 1336.755 | 1362.2138 | 1404.3632 | 1500.7455 | 1772.341 | 2200.5861 | 2589.3165 | 2324.6068 | 1961.5124 | 2034.2891 | 1500.6733 | 1465.8785 | 1371.1681 | 1417.2584 | 1414.633 | 1444.6795 | 1689.7219 | 1883.2217 | 2203.1029 | 2182.2631 | 2123.2606 | 1903.3527 | 1629.4801 | 1499.6149 | 1371.8712 | 1410.8367 | 1408.0855 | 1473.1285 | 1774.2084 | 2010.2684 | 2229.1745 | 2293.5402 | 2027.5137 | 2128.7254
|  | R3 | 1794.0147 | 1701.2022 | 1480.2599 | 1509.6787 | 1506.4455 | 1554.4997 | 1892.4492 | 2342.0963 | 2611.9388 | 2543.1559 | 2259.1964 | 2324.6706 | 1743.4827 | 1520.403 | 1436.4836 | 1461.3282 | 1510.5383 | 1545.0352 | 1878.4764 | 2173.5217 | 2384.2388 | 2294.302 | 2033.2157 | 2039.7963 | 1687.1506 | 1570.0556 | 1402.8608 | 1450.4697 | 1452.2203 | 1548.4903 | 1860.3751 | 2264.6965 | 2441.367 | 2372.74 | 2137.4917 | 2222.5141 | 1805.4331 | 1505.7997 | 1376.5152 | 1430.0132 | 1440.67 | 1576.0548 | 1923.1179 | 2257.8497 | 2532.1441 | 2549.0972 | 2118.3943 | 2006.7455 | 1575.3262 | 1423.6966 | 1321.9771 | 1369.2682 | 1381.7395 | 1470.9729 | 1789.5147 | 2036.0482 | 2423.4236 | 2497.9714 | 2131.988 | 2023.6083 | 1644.8382 | 1519.6332 | 1324.6229 | 1333.8233 | 1371.1043 | 1471.4591 | 1752.0315 | 2197.2471 | 2593.4258 | 2332.7547 | 1965.8985 | 2034.4669 | 1497.6536 | 1459.2305 | 1358.7179 | 1400.0089 | 1394.4809 | 1423.0301 | 1679.3589 | 1876.3844 | 2200.5846 | 2179.7725 | 2119.1806 | 1902.2815 | 1624.5611 | 1492.2849 | 1356.8611 | 1391.8705 | 1388.0113 | 1458.4433 | 1761.2719 | 2003.6017 | 2229.2817 | 2296.2519 | 2027.8356 | 2127.1752
|  | RF | 1797.5612 | 1710.6313 | 1487.247 | 1514.9766 | 1520.1059 | 1570.5604 | 1905.77 | 2349.4211 | 2623.2329 | 2557.0284 | 2272.3592 | 2337.7577 | 1753.3215 | 1532.4473 | 1440.8235 | 1459.4739 | 1509.6033 | 1542.9756 | 1876.7436 | 2173.7873 | 2384.2063 | 2293.61 | 2032.3704 | 2038.8123 | 1688.0496 | 1572.5734 | 1405.1096 | 1454.3013 | 1455.9059 | 1551.8057 | 1866.0203 | 2269.388 | 2443.6555 | 2374.2605 | 2138.1773 | 2222.4666 | 1805.2346 | 1504.197 | 1373.5984 | 1428.5408 | 1439.6679 | 1578.4892 | 1922.9522 | 2256.2437 | 2510.3041 | 2519.6399 | 2087.0443 | 1982.1447 | 1563.9375 | 1402.2083 | 1292.4031 | 1330.8591 | 1336.5984 | 1422.5284 | 1740.823 | 1992.4644 | 2388.6422 | 2460.9437 | 2098.6505 | 1979.6092 | 1603.2929 | 1489.7879 | 1300.1681 | 1310.9108 | 1353.9907 | 1455.7991 | 1732.1993 | 2179.3639 | 2572.0585 | 2308.7543 | 1948.8972 | 2017.4141 | 1479.5868 | 1442.6168 | 1345.7222 | 1388.7 | 1385.673 | 1416.0231 | 1671.287 | 1868.7152 | 2191.163 | 2170.9013 | 2106.3981 | 1888.4722 | 1613.0087 | 1481.4562 | 1348.0792 | 1385.3434 | 1380.479 | 1450.9482 | 1749.8531 | 1996.2006 | 2221.984 | 2287.7016 | 2019.3654 | 2119.5909
|  | DF | 1787.9179 | 1693.4026 | 1475.7152 | 1508.2257 | 1512.3192 | 1562.3374 | 1894.5796 | 2337.3912 | 2611.3639 | 2543.4627 | 2254.8329 | 2321.5317 | 1757.9849 | 1544.6101 | 1450.4952 | 1463.965 | 1508.6189 | 1543.9916 | 1877.2348 | 2173.636 | 2382.4941 | 2292.8197 | 2025.9294 | 2026.6531 | 1675.3129 | 1557.3962 | 1391.5073 | 1438.8934 | 1442.852 | 1541.6247 | 1858.1226 | 2264.6034 | 2439.8178 | 2369.164 | 2132.9418 | 2216.1191 | 1798.5692 | 1497.8698 | 1367.6768 | 1420.3775 | 1431.5188 | 1572.0301 | 1918.3817 | 2252.1928 | 2504.3414 | 2519.6399 | 2087.0443 | 1982.1447 | 1544.9227 | 1383.7369 | 1272.2904 | 1306.3586 | 1310.8111 | 1396.5743 | 1712.5728 | 1961.3781 | 2348.4563 | 2427.619 | 2098.6505 | 1943.9279 | 1560.7699 | 1445.1248 | 1257.4893 | 1276.6705 | 1329.2531 | 1435.6791 | 1719.2694 | 2157.5007 | 2548.6718 | 2295.5072 | 1933.4084 | 1989.3953 | 1454.212 | 1425.1476 | 1332.0823 | 1371.502 | 1369.9244 | 1406.0863 | 1664.3216 | 1862.7938 | 2185.4177 | 2166.6836 | 2103.0055 | 1882.9276 | 1607.2637 | 1474.7699 | 1342.2583 | 1381.8995 | 1377.2683 | 1448.5811 | 1748.062 | 1994.9072 | 2220.5537 | 2286.184 | 2018.2035 | 2118.0618
|  | Normalised SF (calculated using SP methodology) | 1781.9426 | 1668.7091 | 1459.1246 | 1506.0661 | 1506.444 | 1534.8603 | 1867.0951 | 2313.3003 | 2560.2802 | 2521.0658 | 2267.0575 | 2371.2108 | 1807.0639 | 1580.365 | 1479.9939 | 1495.5945 | 1521.9992 | 1535.9815 | 1870.8418 | 2161.8025 | 2381.5652 | 2307.9436 | 2059.4468 | 2085.7791 | 1728.2525 | 1594.5804 | 1422.8902 | 1471.7512 | 1458.0963 | 1535.4936 | 1817.2254 | 2221.7064 | 2400.473 | 2340.3961 | 2128.5433 | 2236.1849 | 1900.2569 | 1545.8793 | 1449.9643 | 1482.6651 | 1481.8901 | 1563.8757 | 1897.5218 | 2174.5171 | 2393.5547 | 2425.7678 | 2092.1555 | 2049.1657 | 1692.3269 | 1507.07 | 1424.0484 | 1438.6173 | 1446.6251 | 1493.8151 | 1786.1825 | 2039.5733 | 2374.0336 | 2482.9917 | 2160.9762 | 2129.6967 | 1705.5884 | 1578.39 | 1375.5543 | 1396.6566 | 1421.1469 | 1490.7118 | 1742.4047 | 2168.0263 | 2557.8625 | 2303.7792 | 1963.4117 | 2052.2798 | 1541.3183 | 1494.737 | 1399.6791 | 1440.0277 | 1430.7556 | 1444.7287 | 1675.3971 | 1870.5626 | 2190.2104 | 2179.1417 | 2122.498 | 1928.1184 | 1664.6984 | 1540.6932 | 1411.2207 | 1430.8337 | 1408.8649 | 1403.383 | 1764.188 | 2003.5963 | 2225.8902 | 2300.1621 | 2028.5327 | 2172.1626
Reconciliation Movements
|  |  | 200504 | 200505 | 200506 | 200507 | 200508 | 200509 | 200510 | 200511 | 200512 | 200601 | 200602 | 200603 | 200604 | 200605 | 200606 | 200607 | 200608 | 200609 | 200610 | 200611 | 200612 | 200701 | 200702 | 200703 | 200704 | 200705 | 200706 | 200707 | 200708 | 200709 | 200710 | 200711 | 200712 | 200801 | 200802 | 200803 | 200804 | 200805 | 200806 | 200807 | 200808 | 200809 | 200810 | 200811 | 200812 | 200901 | 200902 | 200903 | 200904 | 200905 | 200906 | 200907 | 200908 | 200909 | 200910 | 200911 | 200912 | 201001 | 201002 | 201003 | 201004 | 201005 | 201006 | 201007 | 201008 | 201009 | 201010 | 201011 | 201012 | 201101 | 201102 | 201103 | 201104 | 201105 | 201106 | 201107 | 201108 | 201109 | 201110 | 201111 | 201112 | 201201 | 201202 | 201203 | 201204 | 201205 | 201206 | 201207 | 201208 | 201209 | 201210 | 201211 | 201212 | 201301 | 201302 | 201303
|  | R1-SF* | 7.1949 | 7.502 | 2.2079 | 4.8194 | 9.9356 | 13.5721 | 12.1469 | 12.4934 | 15.1447 | -5.9706 | -14.2279 | -21.8437 | -16.1454 | -11.6265 | -5.7634 | 0.14687 | 10.6489 | 10.7733 | 4.5253 | 3.9495 | -3.5924 | -12.098 | -13.2947 | -17.5571 | -9.6197 | -3.6037 | -6.5301 | -1.6423 | 7.0055 | 11.2074 | 17.5757 | 12.0174 | 11.6681 | 7.6891 | -2.8951 | -9.9809 | -8.2311 | -8.5528 | -11.1037 | -1.189 | 8.635 | 14.7505 | 16.1791 | 12.6021 | 6.5891 | 3.5629 | -17.4986 | -33.9512 | -30.9517 | -28.1316 | -8.7332 | -5.049 | 0.86356 | 7.8958 | 11.0091 | 8.8619 | 9.745 | -6.9739 | -12.9907 | -22.117 | -16.7521 | -12.1384 | -6.5301 | -7.4388 | 2.9764 | 10.1918 | 14.2758 | 11.0582 | 10.284 | 5.4588 | -8.2108 | -11.0841 | -12.4813 | -4.3883 | -8.5779 | -0.24417 | 3.2837 | 3.4782 | 8.958 | 4.6192 | 4.7097 | -1.706 | -2.0653 | -14.0893 | -15.1097 | -16.7362 | -8.9351 | 5.2469 | 4.9751 | 4.3983 | 4.3229 | 2.9528 | -0.24173 | -6.9153 | 2.485 | -31.9553
|  | R2-R1 | 7.7372 | 17.2934 | 8.871 | -4.2755 | 0.22111 | 13.8692 | 18.9468 | 16.6085 | 25.0094 | 18.4876 | -2.3445 | -24.1672 | -40.6761 | -40.4819 | -25.7671 | -17.2415 | -4.0018 | 12.017 | 13.1565 | 9.8746 | 5.4834 | -3.3567 | -12.9622 | -25.2665 | -25.8174 | -15.3147 | -6.9026 | -11.8184 | -6.2466 | 5.8902 | 23.1972 | 28.4748 | 25.4033 | 18.2467 | 8.172 | -6.405 | -20.5151 | -23.9117 | -22.1907 | -22.0579 | -10.438 | 11.5733 | 24.4555 | 22.8655 | 19.7961 | 8.6427 | -6.4392 | -24.76 | -54.5047 | -68.215 | -54.2802 | -28.6274 | -15.2308 | -1.4831 | 12.3766 | 14.9025 | 20.1202 | 11.3297 | -8.305 | -22.4969 | -30.5255 | -36.7803 | -32.2693 | -27.004 | -19.7601 | -0.15813 | 15.6606 | 21.5016 | 21.17 | 15.3688 | 6.3116 | -6.9066 | -28.1637 | -24.4703 | -19.9331 | -22.5252 | -19.4063 | -3.5274 | 5.3667 | 8.0398 | 8.1828 | 4.8274 | 2.8279 | -10.6764 | -20.1086 | -24.3421 | -30.4144 | -25.2439 | -5.7546 | 4.2078 | 5.6976 | 3.7192 | 3.526 | 0.2934 | -3.504 | -11.4819
|  | R3-R2 | -2.8599 | 7.6977 | 10.0564 | 3.0687 | -10.1552 | -7.8019 | -5.7396 | -0.30593 | 11.5044 | 9.5731 | 8.7113 | -0.5293 | -6.7596 | -7.8536 | -11.9798 | -17.1717 | -18.1081 | -13.7366 | -10.0472 | -2.105 | 0.78266 | 1.8131 | 0.025784 | -3.1593 | -5.6648 | -5.6064 | -6.5968 | -7.8209 | -6.6349 | -4.101 | 2.3768 | 2.4979 | 3.8226 | 6.4081 | 3.6716 | 2.7151 | -1.261 | -5.4723 | -7.5858 | -13.3249 | -11.513 | -4.5676 | 1.3999 | 6.2289 | 6.9029 | 4.2602 | 2.9724 | 1.3453 | -1.3514 | -11.7018 | -20.4021 | -34.1111 | -31.1871 | -24.0997 | -22.8026 | -13.3415 | -6.136 | -1.896 | -0.65162 | -6.4723 | -13.4726 | -9.8381 | -12.1321 | -28.3904 | -33.2588 | -29.2864 | -20.3095 | -3.339 | 4.1093 | 8.1479 | 4.386 | 0.17784 | -3.0196 | -6.648 | -12.4502 | -17.2495 | -20.152 | -21.6494 | -10.363 | -6.8373 | -2.5182 | -2.4906 | -4.08 | -1.0711 | -4.919 | -7.33 | -15.01 | -18.9661 | -20.0742 | -14.6851 | -12.9365 | -6.6667 | 0.10715 | 2.7117 | 0.32189 | -1.5502
|  | RF-R3 | 3.5464 | 9.4291 | 6.9871 | 5.2978 | 13.6605 | 16.0608 | 13.3208 | 7.3248 | 11.2941 | 13.8726 | 13.1628 | 13.0871 | 9.8387 | 12.0442 | 4.3399 | -1.8542 | -0.93495 | -2.0596 | -1.7328 | 0.26562 | -0.032544 | -0.69205 | -0.84531 | -0.98395 | 0.899 | 2.5179 | 2.2488 | 3.8316 | 3.6856 | 3.3154 | 5.6452 | 4.6915 | 2.2885 | 1.5205 | 0.6856 | -0.047529 | -0.1985 | -1.6027 | -2.9168 | -1.4723 | -1.0021 | 2.4344 | -0.16569 | -1.606 | -21.84 | -29.4573 | -31.35 | -24.6008 | -11.3887 | -21.4883 | -29.574 | -38.4091 | -45.1411 | -48.4444 | -48.6918 | -43.5838 | -34.7814 | -37.0277 | -33.3375 | -43.9991 | -41.5453 | -29.8453 | -24.4548 | -22.9125 | -17.1136 | -15.66 | -19.8321 | -17.8832 | -21.3673 | -24.0005 | -17.0012 | -17.0529 | -18.0668 | -16.6137 | -12.9956 | -11.3088 | -8.8079 | -7.007 | -8.0719 | -7.6692 | -9.4216 | -8.8712 | -12.7825 | -13.8094 | -11.5524 | -10.8287 | -8.7819 | -6.5272 | -7.5324 | -7.4951 | -11.4188 | -7.401 | -7.2976 | -8.5503 | -8.4702 | -7.5843
|  | DR-RF | -9.6433 | -17.2286 | -11.5318 | -6.7509 | -7.7867 | -8.2231 | -11.1904 | -12.0299 | -11.8689 | -13.5658 | -17.5263 | -16.226 | 4.6634 | 12.1629 | 9.6716 | 4.4911 | -0.98443 | 1.016 | 0.49116 | -0.15128 | -1.7122 | -0.79032 | -6.4409 | -12.1592 | -12.7367 | -15.1772 | -13.6023 | -15.4079 | -13.0539 | -10.181 | -7.8977 | -4.7846 | -3.8377 | -5.0965 | -5.2356 | -6.3475 | -6.6654 | -6.3272 | -5.9215 | -8.1633 | -8.1491 | -6.4591 | -4.5705 | -4.0509 | -5.9627 | 0 | 0 | 0 | -19.0149 | -18.4714 | -20.1127 | -24.5005 | -25.7873 | -25.9541 | -28.2502 | -31.0863 | -40.1858 | -33.3247 | 0 | -35.6813 | -42.5231 | -44.6631 | -42.6788 | -34.2404 | -24.7376 | -20.12 | -12.9299 | -21.8632 | -23.3867 | -13.2471 | -15.4888 | -28.0188 | -25.3749 | -17.4692 | -13.6399 | -17.198 | -15.7485 | -9.9368 | -6.9654 | -5.9214 | -5.7454 | -4.2177 | -3.3926 | -5.5445 | -5.745 | -6.6863 | -5.8209 | -3.4439 | -3.2106 | -2.367 | -1.791 | -1.2935 | -1.4304 | -1.5176 | -1.1619 | -1.5292
| OV (observed variations) | Total Movement SF*-RF/DF (GWh) | 5.9753 | 24.6936 | 16.5906 | 2.1596 | 5.8752 | 27.4771 | 27.4845 | 24.0909 | 51.0838 | 22.3969 | -12.2246 | -49.6791 | -49.079 | -35.7549 | -29.4988 | -31.6295 | -13.3804 | 8.0101 | 6.393 | 11.8335 | 0.92893 | -15.124 | -33.5174 | -59.126 | -52.9396 | -37.1842 | -31.3829 | -32.8578 | -15.2443 | 6.131 | 40.8972 | 42.897 | 39.3448 | 28.7679 | 4.3985 | -20.0658 | -36.8712 | -45.8666 | -49.7185 | -46.2074 | -22.4672 | 17.7316 | 37.2984 | 36.0396 | 5.4853 | -12.9915 | -52.3153 | -81.9667 | -117.2112 | -148.008 | -133.1023 | -130.6971 | -116.4827 | -92.0855 | -76.3588 | -64.2472 | -51.2381 | -67.8925 | -55.2849 | -130.7665 | -144.8185 | -133.2652 | -118.065 | -119.9861 | -91.8938 | -55.0327 | -23.1353 | -10.5256 | -9.1907 | -8.2721 | -30.0033 | -62.8845 | -87.1063 | -69.5894 | -67.5968 | -68.5257 | -60.8311 | -38.6424 | -11.0755 | -7.7689 | -4.7927 | -12.4581 | -19.4925 | -45.1907 | -57.4347 | -65.9233 | -68.9624 | -48.9342 | -31.5966 | -15.9412 | -16.126 | -8.6892 | -5.3365 | -13.9781 | -10.3291 | -54.1008
 | time axis 2005-04-01 to 2013-03-01
This corresponds to the adjusted SF after application of the SP methodology |  | Normalised SF | 1781.9426 | 1668.7091 | 1459.1246 | 1506.0661 | 1506.444 | 1534.8603 | 1867.0951 | 2313.3003 | 2560.2802 | 2521.0658 | 2267.0575 | 2371.2108 | 1807.0639 | 1580.365 | 1479.9939 | 1495.5945 | 1521.9992 | 1535.9815 | 1870.8418 | 2161.8025 | 2381.5652 | 2307.9436 | 2059.4468 | 2085.7791 | 1728.2525 | 1594.5804 | 1422.8902 | 1471.7512 | 1458.0963 | 1535.4936 | 1817.2254 | 2221.7064 | 2400.473 | 2340.3961 | 2128.5433 | 2236.1849 | 1900.2569 | 1545.8793 | 1449.9643 | 1482.6651 | 1481.8901 | 1563.8757 | 1897.5218 | 2174.5171 | 2393.5547 | 2425.7678 | 2092.1555 | 2049.1657 | 1692.3269 | 1507.07 | 1424.0484 | 1438.6173 | 1446.6251 | 1493.8151 | 1786.1825 | 2039.5733 | 2374.0336 | 2482.9917 | 2160.9762 | 2129.6967 | 1705.5884 | 1578.39 | 1375.5543 | 1396.6566 | 1421.1469 | 1490.7118 | 1742.4047 | 2168.0263 | 2557.8625 | 2303.7792 | 1963.4117 | 2052.2798 | 1541.3183 | 1494.737 | 1399.6791 | 1440.0277 | 1430.7556 | 1444.7287 | 1675.3971 | 1870.5626 | 2190.2104 | 2179.1417 | 2122.498 | 1928.1184 | 1664.6984 | 1540.6932 | 1411.2207 | 1430.8337 | 1408.8649 | 1403.383 | 1764.188 | 2003.5963 | 2225.8902 | 2300.1621 | 2028.5327 | 2172.1626
Subtract the normalised SF from the initial SF |  | SF* - Normalised SF | 0 | 0 | 0 | 0 | 0 | 0 | 0 | 0 | 0 | 0 | 0 | 0 | 0 | 0 | 0 | 0 | 0 | 0 | 0 | 0 | 0 | 0 | 0 | 0 | 0 | 0 | 0 | 0 | 0 | 0 | 0 | 0 | 0 | 0 | 0 | 0 | -64.8166 | -2.1428 | -32.5689 | -16.0801 | -27.9041 | -9.5772 | -16.4385 | 41.6361 | 105.3014 | 106.8636 | 47.2041 | 14.9457 | -30.193 | 24.6749 | -18.6557 | -1.5616 | -19.3313 | -5.1553 | 2.7491 | -13.948 | 25.6608 | 12.5199 | -7.0408 | -55.0022
This corresponds to the number of days in the month |  | DAYS | 30 | 31 | 30 | 31 | 31 | 30 | 31 | 30 | 31 | 31 | 28 | 31 | 30 | 31 | 30 | 31 | 31 | 30 | 31 | 30 | 31 | 31 | 28 | 31 | 30 | 31 | 30 | 31 | 31 | 30 | 31 | 30 | 31 | 31 | 28 | 31 | 30 | 31 | 30 | 31 | 31 | 30 | 31 | 30 | 31 | 31 | 28 | 31 | 30 | 31 | 30 | 31 | 31 | 30 | 31 | 30 | 31 | 31 | 28 | 31
This apportions the difference in initial SF and normalised SF between different months in a year depending upon the number of days in that month |  | Month | 0 | 0 | 0 | 0 | 0 | 0 | 0 | 0 | 0 | 0 | 0 | 0 | 0 | 0 | 0 | 0 | 0 | 0 | 0 | 0 | 0 | 0 | 0 | 0 | 0 | 0 | 0 | 0 | 0 | 0 | 0 | 0 | 0 | 0 | 0 | 0 | 12.0347 | 12.4359 | 12.0347 | 12.4359 | 12.4359 | 12.0347 | 12.4359 | 12.0347 | 12.4359 | 12.4359 | 11.2324 | 12.4359 | -7.0096 | -7.2432 | -7.0096 | -7.2432 | -7.2432 | -7.0096 | -7.2432 | -7.0096 | -7.2432 | -7.2432 | -6.5423 | -7.2432
These rows map the difference across different reconciliation rounds according to the percentage breakdown given in column B | 31% | R1 SF |  |  | 0 | 0 | 0 | 0 | 0 | 0 | 0 | 0 | 0 | 0 | 0 | 0 | 0 | 0 | 0 | 0 | 0 | 0 | 0 | 0 | 0 | 0 | 0 | 0 | 0 | 0 | 0 | 0 | 0 | 0 | 0 | 0 | 0 | 0 | 0 | 0 | 3.7308 | 3.8551 | 3.7308 | 3.8551 | 3.8551 | 3.7308 | 3.8551 | 3.7308 | 3.8551 | 3.8551 | 3.4821 | 3.8551 | -2.173 | -2.2454 | -2.173 | -2.2454 | -2.2454 | -2.173 | -2.2454 | -2.173 | -2.2454 | -2.2454 | -2.0281 | -2.2454 | 0 | 0 | 0 | 0 | 0 | 0 | 0 | 0 | 0 | 0 | 0 | 0 | 0 | 0 | 0 | 0 | 0 | 0 | 0 | 0 | 0 | 0 | 0 | 0 | 0 | 0 | 0 | 0 | 0 | 0 | 0 | 0 | 0 | 0
| 37% | R2 SF |  |  |  |  | 0 | 0 | 0 | 0 | 0 | 0 | 0 | 0 | 0 | 0 | 0 | 0 | 0 | 0 | 0 | 0 | 0 | 0 | 0 | 0 | 0 | 0 | 0 | 0 | 0 | 0 | 0 | 0 | 0 | 0 | 0 | 0 | 0 | 0 | 0 | 0 | 4.4529 | 4.6013 | 4.4529 | 4.6013 | 4.6013 | 4.4529 | 4.6013 | 4.4529 | 4.6013 | 4.6013 | 4.156 | 4.6013 | -2.5935 | -2.68 | -2.5935 | -2.68 | -2.68 | -2.5935 | -2.68 | -2.5935 | -2.68 | -2.68 | -2.4206 | -2.68 | 0 | 0 | 0 | 0 | 0 | 0 | 0 | 0 | 0 | 0 | 0 | 0 | 0 | 0 | 0 | 0 | 0 | 0 | 0 | 0 | 0 | 0 | 0 | 0 | 0 | 0 | 0 | 0 | 0 | 0 | 0 | 0
| 21% | R3 SF | [7 empty] | 0 | 0 | 0 | 0 | 0 | 0 | 0 | 0 | 0 | 0 | 0 | 0 | 0 | 0 | 0 | 0 | 0 | 0 | 0 | 0 | 0 | 0 | 0 | 0 | 0 | 0 | 0 | 0 | 0 | 0 | 0 | 0 | 0 | 0 | 0 | 0 | 2.5273 | 2.6115 | 2.5273 | 2.6115 | 2.6115 | 2.5273 | 2.6115 | 2.5273 | 2.6115 | 2.6115 | 2.3588 | 2.6115 | -1.472 | -1.5211 | -1.472 | -1.5211 | -1.5211 | -1.472 | -1.5211 | -1.472 | -1.5211 | -1.5211 | -1.3739 | -1.5211 | 0 | 0 | 0 | 0 | 0 | 0 | 0 | 0 | 0 | 0 | 0 | 0 | 0 | 0 | 0 | 0 | 0 | 0 | 0 | 0 | 0 | 0 | 0 | 0 | 0 | 0 | 0 | 0 | 0
| 11% | RF SF | [14 empty] | 0 | 0 | 0 | 0 | 0 | 0 | 0 | 0 | 0 | 0 | 0 | 0 | 0 | 0 | 0 | 0 | 0 | 0 | 0 | 0 | 0 | 0 | 0 | 0 | 0 | 0 | 0 | 0 | 0 | 0 | 0 | 0 | 0 | 0 | 0 | 0 | 1.3238 | 1.3679 | 1.3238 | 1.3679 | 1.3679 | 1.3238 | 1.3679 | 1.3238 | 1.3679 | 1.3679 | 1.2356 | 1.3679 | -0.77105 | -0.79676 | -0.77105 | -0.79676 | -0.79676 | -0.77105 | -0.79676 | -0.77105 | -0.79676 | -0.79676 | -0.71965 | -0.79676 | 0 | 0 | 0 | 0 | 0 | 0 | 0 | 0 | 0 | 0 | 0 | 0 | 0 | 0 | 0 | 0 | 0 | 0 | 0 | 0 | 0 | 0
This maps the difference between adjusted SF and initial SF to reported data |  | Total difference (mapping to reported data) | 0 | 0 | 0 | 0 | 0 | 0 | 0 | 0 | 0 | 0 | 0 | 0 | 0 | 0 | 0 | 0 | 0 | 0 | 0 | 0 | 0 | 0 | 0 | 0 | 0 | 0 | 0 | 0 | 0 | 0 | 0 | 0 | 0 | 0 | 0 | 0 | 0 | 0 | 3.7308 | 3.8551 | 8.1836 | 8.4564 | 8.308 | 10.8593 | 11.068 | 10.7109 | 11.068 | 10.9195 | 10.6106 | 11.068 | 5.8341 | 6.3354 | -0.83116 | -1.1986 | -0.85946 | -5.0012 | -5.0785 | -4.9147 | -5.0785 | -4.9921 | -4.9446 | -5.0785 | -4.6637 | -4.9978 | -2.2921 | -2.1706 | -2.3178 | -0.77105 | -0.79676 | -0.77105 | -0.79676 | -0.79676 | -0.71965 | -0.79676 | 0 | 0 | 0 | 0 | 0 | 0 | 0 | 0 | 0 | 0 | 0 | 0 | 0 | 0 | 0 | 0 | 0 | 0 | 0 | 0 | 0 | 0
This is now the normalised SF for reporting date data for all years after April 2008 and simply the initial SF for years before April 2008. This is referred to as Normalised SF2 |  | Normalised SF2 (mapping to reported data) | 1781.9426 | 1668.7091 | 1459.1246 | 1506.0661 | 1506.444 | 1534.8603 | 1867.0951 | 2313.3003 | 2560.2802 | 2521.0658 | 2267.0575 | 2371.2108 | 1807.0639 | 1580.365 | 1479.9939 | 1495.5945 | 1521.9992 | 1535.9815 | 1870.8418 | 2161.8025 | 2381.5652 | 2307.9436 | 2059.4468 | 2085.7791 | 1728.2525 | 1594.5804 | 1422.8902 | 1471.7512 | 1458.0963 | 1535.4936 | 1817.2254 | 2221.7064 | 2400.473 | 2340.3961 | 2128.5433 | 2236.1849 | 1835.4403 | 1543.7364 | 1413.6646 | 1462.7298 | 1445.8024 | 1545.8421 | 1872.7753 | 2205.2939 | 2487.7881 | 2521.9204 | 2128.2916 | 2053.1919 | 1651.5233 | 1520.677 | 1399.5585 | 1430.7204 | 1428.125 | 1489.8584 | 1789.7911 | 2030.6265 | 2404.7729 | 2500.4263 | 2159.0139 | 2079.6865 | 1710.533 | 1583.4686 | 1380.218 | 1401.6544 | 1423.439 | 1492.8825 | 1744.7225 | 2168.7974 | 2558.6593 | 2304.5503 | 1964.2085 | 2053.0765 | 1542.0379 | 1495.5338 | 1399.6791 | 1440.0277 | 1430.7556 | 1444.7287 | 1675.3971 | 1870.5626 | 2190.2104 | 2179.1417 | 2122.498 | 1928.1184 | 1664.6984 | 1540.6932 | 1411.2207 | 1430.8337 | 1408.8649 | 1464.5224 | 1764.188 | 2003.5963 | 2225.8902 | 2300.1621 | 2028.5327 | 2172.1626
This estimates the new total reconciliations for each month corresponding to reporting date data to be used for abnormality testing |  | DF-Normalised SF2 (mapping to reported data) | 5.9753 | 24.6936 | 16.5906 | 2.1596 | 5.8752 | 27.4771 | 27.4845 | 24.0909 | 51.0838 | 22.3969 | -12.2246 | -49.6791 | -49.079 | -35.7549 | -29.4988 | -31.6295 | -13.3804 | 8.0101 | 6.393 | 11.8335 | 0.92893 | -15.124 | -33.5174 | -59.126 | -52.9396 | -37.1842 | -31.3829 | -32.8578 | -15.2443 | 6.131 | 40.8972 | 42.897 | 39.3448 | 28.7679 | 4.3985 | -20.0658 | -36.8712 | -45.8666 | -45.9878 | -42.3523 | -14.2836 | 26.188 | 45.6064 | 46.8989 | 16.5533 | -2.2805 | -41.2474 | -71.0471 | -106.6006 | -136.9401 | -127.2682 | -124.3617 | -117.3138 | -93.2841 | -77.2183 | -69.2484 | -56.3166 | -72.8072 | -60.3634 | -135.7586 | -149.7631 | -138.3437 | -122.7287 | -124.9839 | -94.1859 | -57.2033 | -25.4531 | -11.2967 | -9.9875 | -9.0431 | -30.8 | -63.6813 | -87.826 | -70.3862 | -67.5968 | -68.5257 | -60.8311 | -38.6424 | -11.0755 | -7.7689 | -4.7927 | -12.4581 | -19.4925 | -45.1907 | -57.4347 | -65.9233 | -68.9624 | -48.9342 | -31.5966 | -15.9412 | -16.126 | -8.6892 | -5.3365 | -13.9781 | -10.3291 | -54.1008