## LPN - Total
Total Secondary deliverables RIIO-ED1 - Asset replacement, Refurbishment and HVP | [50 empty] | Criticality weightings C1 to C4 | Criticality Rating Boundaries
LPN | [49 empty] | C1 | 0.7 | Below 75% of average
[50 empty] | C2 | 1 | 75%-125%
[50 empty] | C3 | 1.5 | 125%-200%
[50 empty] | C4 | 2.5 | Over 200% of average
Price base (2012/13)
| ASSET CATEGORIES |  | ASSET REGISTER |  |  | End of DPCR5 (31 March 2015) with investment | [5 empty] | End of DPCR5 (31 March 2015) without investment | [5 empty] | Mid-Period Review (31 March 2019) planned investment | [5 empty] | Mid-Period Review (31 March 2019) without investment | [5 empty] | End of RIIO-ED1 (31 March 2023) planned investment | [5 empty] | End of RIIO-ED1 (31 March 2023) without investment | [8 empty] | Probability of failure | [5 empty] | Criticality/consequence of failure | [5 empty] | Probability of failure x Consequence of failure
Is it your current intention to have a health index for this asset category in the RIIO-ED1 control period.
|  |  | as at 31st March 2015 | as at 31st March 2023 |  | HI 1 | HI 2 | HI 3 | HI 4 | HI 5 |  | HI 1 | HI 2 | HI 3 | HI 4 | HI 5 |  | HI 1 | HI 2 | HI 3 | HI 4 | HI 5 |  | HI 1 | HI 2 | HI 3 | HI 4 | HI 5 |  | HI 1 | HI 2 | HI 3 | HI 4 | HI 5 |  | HI 1 | HI 2 | HI 3 | HI 4 | HI 5 |  |  |  |  | HI 1 | HI 2 | HI 3 | HI 4 | HI 5 |  | HI 1 | HI 2 | HI 3 | HI 4 | HI 5 |  | HI 1 | HI 2 | HI 3 | HI 4 | HI 5 |  | End of DPCR5 (without investment) | [6 empty] | Position at Beginning of RIIO-ED1 | [6 empty] | Mid Period (Without Investment) | [6 empty] | Mid Period (With Investment) | [6 empty] | End of RIIO-ED1 (Without Investment) | [6 empty] | End of RIIO-ED1 (With Investment)
| LV Network | [61 empty] | 1 | 2 | 3 | 4 | 5 | Total |  | 1 | 2 | 3 | 4 | 5 | Total |  | 1 | 2 | 3 | 4 | 5 | Total |  | 1 | 2 | 3 | 4 | 5 | Total |  | 1 | 2 | 3 | 4 | 5 | Total |  | 1 | 2 | 3 | 4 | 5 | Total
| LV Switchgear and Other |  | 0 | 0 | C1 | 0 | 0 | 0 | 0 | 0 | 0 | 0 | 0 | 0 | 0 | 0 | 0 | 0 | 0 | 0 | 0 | 0 | 0 | 0 | 0 | 0 | 0 | 0 | 0 | 0 | 0 | 0 | 0 | 0 | 0 | 0 | 0 | 0 | 0 | 0 | 0 | Yes |  | C1 | 0.0010816 | 0.0024765 | 0.0076638 | 0.012491 | 0.020061 | C1 | 22493.17 | 22493.17 | 22493.17 | 22493.17 | 22493.17 | C1 | 24.3276 | 55.7042 | 172.3825 | 280.9567 | 451.2277 | C1 | 0 | 0 | 0 | 0 | 0 | 0 |  | 0 | 0 | 0 | 0 | 0 | 0 |  | 0 | 0 | 0 | 0 | 0 | 0 |  | 0 | 0 | 0 | 0 | 0 | 0 |  | 0 | 0 | 0 | 0 | 0 | 0 |  | 0 | 0 | 0 | 0 | 0 | 0
|  |  | 19419 | 19419 | C2 | 2824 | 6847 | 9748 | 0 | 0 | 19419 | 2649 | 6496 | 9748 | 157 | 18 | 19068 | 437 | 0 | -165 | -272 | 0 | 0 | 1907 | 7185 | 10055 | 272 | 0 | 19419 | 874 | 0 | -175 | -699 | 0 | 0 | 428 | 7657 | 10635 | 699 | 0 | 19419 | No |  | C2 | 0.0010816 | 0.0024765 | 0.0076638 | 0.012491 | 0.020061 | C2 | 32133.1 | 32133.1 | 32133.1 | 32133.1 | 32133.1 | C2 | 34.7538 | 79.5775 | 246.2607 | 401.3667 | 644.611 | C2 | 92062.7199 | 516935.3439 | 2400549.5855 | 63014.5768 | 11602.9976 | 3084165.2237 |  | 98144.6286 | 544867.0412 | 2400549.5855 | 0 | 0 | 3043561.2552 |  | 66275.4273 | 571764.2312 | 2476151.6292 | 109171.7509 | 0 | 3223363.0386 |  | 81462.822 | 571764.2312 | 2435518.609 | 0 | 0 | 3088745.6622 |  | 14874.6108 | 609324.8042 | 2618982.852 | 280555.345 | 0 | 3523737.6121 |  | 45249.4003 | 609324.8042 | 2575887.2244 | 0 | 0 | 3230461.429
|  |  | 7540 | 7540 | C3 | 1166 | 2349 | 4025 | 0 | 0 | 7540 | 941 | 2349 | 4177 | 66 | 7 | 7540 | 181 | 0 | -74 | -107 | 0 | 0 | 758 | 2681 | 3994 | 107 | 0 | 7540 | 362 | 0 | -84 | -278 | 0 | 0 | 170 | 2868 | 4224 | 278 | 0 | 7540 |  |  | C3 | 0.0010816 | 0.0024765 | 0.0076638 | 0.012491 | 0.020061 | C3 | 48199.65 | 48199.65 | 48199.65 | 48199.65 | 48199.65 | C3 | 52.1306 | 119.3662 | 369.3911 | 602.0501 | 966.9165 | C3 | 49054.9374 | 280391.2691 | 1542946.597 | 39735.3064 | 6768.4153 | 1918896.5252 |  | 60784.3326 | 280391.2691 | 1486799.1508 | 0 | 0 | 1827974.7526 |  | 39515.0293 | 320020.8568 | 1475348.0269 | 64419.3603 | 0 | 1899303.2733 |  | 48950.6761 | 320020.8568 | 1448013.086 | 0 | 0 | 1816984.6189 |  | 8862.2097 | 342342.3414 | 1560307.9784 | 167369.9269 | 0 | 2078882.4564 |  | 27733.5034 | 342342.3414 | 1529279.1266 | 0 | 0 | 1899354.9713
|  |  | 91 | 91 | C4 | 14 | 28 | 49 | 0 | 0 | 91 | 14 | 28 | 49 | 0 | 0 | 91 | 2 | 0 | -1 | -1 | 0 | 0 | 9 | 33 | 48 | 1 | 0 | 91 | 4 | 0 | -1 | -3 | 0 | 0 | 2 | 35 | 51 | 3 | 0 | 91 |  |  | C4 | 0.0010816 | 0.0024765 | 0.0076638 | 0.012491 | 0.020061 | C4 | 80332.75 | 80332.75 | 80332.75 | 80332.75 | 80332.75 | C4 | 86.8844 | 198.9437 | 615.6518 | 1003.4168 | 1611.5274 | C4 | 1216.3817 | 5570.424 | 30166.9393 | 0 | 0 | 36953.745 |  | 1216.3817 | 5570.424 | 30166.9393 | 0 | 0 | 36953.745 |  | 781.9597 | 6565.1425 | 29551.2875 | 1003.4168 | 0 | 37901.8065 |  | 955.7285 | 6565.1425 | 28935.6356 | 0 | 0 | 36456.5067 |  | 173.7688 | 6963.03 | 31398.2429 | 3010.2505 | 0 | 41545.2922 |  | 521.3065 | 6963.03 | 30782.5911 | 0 | 0 | 38266.9275
|  |  | 27050 | 27050 |  | 4004 | 9224 | 13822 | 0 | 0 |  | 3604 | 8873 | 13974 | 223 | 25 |  | 620 | 0 | -240 | -380 | 0 |  | 2674 | 9899 | 14097 | 380 | 0 |  | 1240 | 0 | -260 | -980 | 0 |  | 600 | 10560 | 14910 | 980 | 0 | [22 empty] | 142334.0391 | 802897.037 | 3973663.1218 | 102749.8832 | 18371.4128 | 5040015.4938 |  | 160145.343 | 830828.7343 | 3917515.6756 | 0 | 0 | 4908489.7528 |  | 106572.4163 | 898350.2305 | 3981050.9436 | 174594.528 | 0 | 5160568.1184 |  | 131369.2266 | 898350.2305 | 3912467.3306 | 0 | 0 | 4942186.7878 |  | 23910.5894 | 958630.1755 | 4210689.0733 | 450935.5224 | 0 | 5644165.3607 |  | 73504.2101 | 958630.1755 | 4135948.9421 | 0 | 0 | 5168083.3278
| LV UGB |  | 40 | 40 | C1 | 8 | 3 | 12 | 15 | 2 | 40 | 7 | 3 | 12 | 15 | 2 | 39 | 1 | 0 | 0 | 0 | -1 | 0 | 5 | 2 | 8 | 21 | 3 | 39 | 2 | 0 | 0 | 0 | -2 | 0 | 5 | 1 | 4 | 26 | 4 | 40 |  |  | C1 | 0.0014336 | 0.0021503 | 0.0071678 | 0.015769 | 0.030821 | C1 | 7581.7 | 7581.7 | 7581.7 | 7581.7 | 7581.7 | C1 | 10.8688 | 16.3032 | 54.3439 | 119.5565 | 233.6787 | C1 | 76.0814 | 48.9095 | 652.1266 | 1793.3482 | 467.3574 | 3037.8232 |  | 86.9502 | 48.9095 | 652.1266 | 1793.3482 | 467.3574 | 3048.6919 |  | 54.3439 | 32.6063 | 434.7511 | 2510.6875 | 701.0361 | 3733.4249 |  | 65.2127 | 32.6063 | 434.7511 | 2510.6875 | 467.3574 | 3510.615 |  | 54.3439 | 16.3032 | 217.3755 | 3108.4702 | 934.7148 | 4331.2076 |  | 76.0814 | 16.3032 | 217.3755 | 3108.4702 | 467.3574 | 3885.5878
|  |  | 26498 | 26498 | C2 | 5622 | 2023 | 7775 | 10059 | 1019 | 26498 | 5058 | 2023 | 7775 | 10059 | 1583 | 26498 | 2161 | 0 | 0 | -1312 | -849 | 0 | 3574 | 1437 | 5408 | 14217 | 1862 | 26498 | 2577 | 0 | 0 | -1058 | -1519 | 0 | 3515 | 742 | 2464 | 17271 | 2507 | 26499 |  |  | C2 | 0.0014336 | 0.0021503 | 0.0071678 | 0.015769 | 0.030821 | C2 | 10831 | 10831 | 10831 | 10831 | 10831 | C2 | 15.5268 | 23.2902 | 77.6341 | 170.7951 | 333.8267 | C2 | 78534.6771 | 47116.1482 | 603605.2933 | 1718027.5782 | 528447.7005 | 2975731.3974 |  | 87291.806 | 47116.1482 | 603605.2933 | 1718027.5782 | 340169.4294 | 2796210.2553 |  | 55492.8699 | 33468.0697 | 419845.3282 | 2428193.4665 | 621585.3558 | 3558585.0901 |  | 89046.3372 | 33468.0697 | 419845.3282 | 2204110.3387 | 338166.4691 | 3084636.5428 |  | 54576.7873 | 17281.3554 | 191290.475 | 2949801.6009 | 836903.5914 | 4049853.8099 |  | 94589.4134 | 17281.3554 | 191290.475 | 2769100.4201 | 329820.8011 | 3402082.465
|  |  | 7396 | 7396 | C3 | 1569 | 565 | 2170 | 2808 | 284 | 7396 | 1412 | 565 | 2170 | 2808 | 442 | 7397 | 951 | 0 | 0 | -714 | -237 | 0 | 997 | 401 | 1510 | 3968 | 520 | 7396 | 1902 | 0 | 0 | -1478 | -424 | 0 | 981 | 207 | 688 | 4820 | 700 | 7396 |  |  | C3 | 0.0014336 | 0.0021503 | 0.0071678 | 0.015769 | 0.030821 | C3 | 16246.5 | 16246.5 | 16246.5 | 16246.5 | 16246.5 | C3 | 23.2902 | 34.9354 | 116.4512 | 256.1926 | 500.7401 | C3 | 32885.8138 | 19738.4753 | 252699.0649 | 719388.8219 | 221327.1165 | 1246039.2925 |  | 36542.3809 | 19738.4753 | 252699.0649 | 719388.8219 | 142210.1835 | 1170578.9265 |  | 23220.3657 | 14009.0772 | 175841.2848 | 1016572.2384 | 260384.8429 | 1490027.809 |  | 45369.3805 | 14009.0772 | 175841.2848 | 833650.7217 | 141709.4434 | 1210579.9076 |  | 22847.7219 | 7231.6184 | 80118.4132 | 1234848.3339 | 350518.0578 | 1695564.1452 |  | 67145.7515 | 7231.6184 | 80118.4132 | 856195.6705 | 138204.2628 | 1148895.7165
|  |  | 13524 | 13524 | C4 | 2869 | 1033 | 3968 | 5134 | 520 | 13524 | 2581 | 1033 | 3968 | 5134 | 808 | 13524 | 1739 | 0 | 0 | -1306 | -433 | 0 | 1824 | 733 | 2760 | 7256 | 951 | 13524 | 3478 | 0 | 0 | -2703 | -775 | 0 | 1794 | 379 | 1258 | 8815 | 1279 | 13525 |  |  | C4 | 0.0014336 | 0.0021503 | 0.0071678 | 0.015769 | 0.030821 | C4 | 27077.5 | 27077.5 | 27077.5 | 27077.5 | 27077.5 | C4 | 38.8171 | 58.2256 | 194.0853 | 426.9877 | 834.5668 | C4 | 100186.8336 | 60147.0355 | 770130.4836 | 2192154.684 | 674329.9779 | 3796949.0146 |  | 111366.147 | 60147.0355 | 770130.4836 | 2192154.684 | 433974.7382 | 3567773.0884 |  | 70802.3187 | 42679.3582 | 535675.4372 | 3098222.5141 | 793673.0309 | 4541052.659 |  | 138305.1872 | 42679.3582 | 535675.4372 | 2540576.6206 | 432305.6046 | 3689542.2077 |  | 69637.8068 | 22067.499 | 244159.3116 | 3763896.2874 | 1067410.9427 | 5167171.8475 |  | 204643.5438 | 22067.499 | 244159.3116 | 2609748.6227 | 420621.6694 | 3501240.6464
|  |  | 47458 | 47458 |  | 10068 | 3624 | 13925 | 18016 | 1825 |  | 9058 | 3624 | 13925 | 18016 | 2835 |  | 4852 | 0 | 0 | -3332 | -1520 |  | 6400 | 2573 | 9686 | 25462 | 3336 |  | 7959 | 0 | 0 | -5239 | -2720 |  | 6295 | 1329 | 4414 | 30932 | 4490 | [22 empty] | 211683.406 | 127050.5686 | 1627086.9685 | 4631364.4323 | 1424572.1523 | 8021757.5277 |  | 235287.2842 | 127050.5686 | 1627086.9685 | 4631364.4323 | 916821.7085 | 7537610.9622 |  | 149569.8982 | 90189.1114 | 1131796.8012 | 6545498.9064 | 1676344.2658 | 9593398.983 |  | 272786.1175 | 90189.1114 | 1131796.8012 | 5580848.3684 | 912648.8745 | 7988269.2731 |  | 147116.6599 | 46596.776 | 515785.5753 | 7951654.6924 | 2255767.3067 | 10916921.0103 |  | 366454.7902 | 46596.776 | 515785.5753 | 6238153.1835 | 889114.0906 | 8056104.4156
| LV OHL Support |  | 0 | 0 | C1 | 0 | 0 | 0 | 0 | 0 | 0 | 0 | 0 | 0 | 0 | 0 | 0 | 0 | 0 | 0 | 0 | 0 | 0 | 0 | 0 | 0 | 0 | 0 | 0 | 0 | 0 | 0 | 0 | 0 | 0 | 0 | 0 | 0 | 0 | 0 | 0 |  |  | C1 | 0.0015202 | 0.0015202 | 0.0030542 | 0.0084107 | 0.016676 | C1 | 0 | 0 | 0 | 0 | 0 | C1 | [5 empty] | C1 | [5 empty] | 0 | [6 empty] | 0 | [6 empty] | 0 | [6 empty] | 0 | [6 empty] | 0 | [6 empty] | 0
|  |  | 0 | 0 | C2 | 0 | 0 | 0 | 0 | 0 | 0 | 0 | 0 | 0 | 0 | 0 | 0 | 0 | 0 | 0 | 0 | 0 | 0 | 0 | 0 | 0 | 0 | 0 | 0 | 0 | 0 | 0 | 0 | 0 | 0 | 0 | 0 | 0 | 0 | 0 | 0 |  |  | C2 | 0.0015202 | 0.0015202 | 0.0030542 | 0.0084107 | 0.016676 | C2 | 0 | 0 | 0 | 0 | 0 | C2 | [5 empty] | C2 | [5 empty] | 0 | [6 empty] | 0 | [6 empty] | 0 | [6 empty] | 0 | [6 empty] | 0 | [6 empty] | 0
|  |  | 0 | 0 | C3 | 0 | 0 | 0 | 0 | 0 | 0 | 0 | 0 | 0 | 0 | 0 | 0 | 0 | 0 | 0 | 0 | 0 | 0 | 0 | 0 | 0 | 0 | 0 | 0 | 0 | 0 | 0 | 0 | 0 | 0 | 0 | 0 | 0 | 0 | 0 | 0 |  |  | C3 | 0.0015202 | 0.0015202 | 0.0030542 | 0.0084107 | 0.016676 | C3 | 0 | 0 | 0 | 0 | 0 | C3 | [5 empty] | C3 | [5 empty] | 0 | [6 empty] | 0 | [6 empty] | 0 | [6 empty] | 0 | [6 empty] | 0 | [6 empty] | 0
|  |  | 0 | 0 | C4 | 0 | 0 | 0 | 0 | 0 | 0 | 0 | 0 | 0 | 0 | 0 | 0 | 0 | 0 | 0 | 0 | 0 | 0 | 0 | 0 | 0 | 0 | 0 | 0 | 0 | 0 | 0 | 0 | 0 | 0 | 0 | 0 | 0 | 0 | 0 | 0 |  |  | C4 | 0.0015202 | 0.0015202 | 0.0030542 | 0.0084107 | 0.016676 | C4 | 0 | 0 | 0 | 0 | 0 | C4 | [5 empty] | C4 | [5 empty] | 0 | [6 empty] | 0 | [6 empty] | 0 | [6 empty] | 0 | [6 empty] | 0 | [6 empty] | 0
|  |  | 0 | 0 |  | 0 | 0 | 0 | 0 | 0 |  | 0 | 0 | 0 | 0 | 0 |  | 0 | 0 | 0 | 0 | 0 |  | 0 | 0 | 0 | 0 | 0 |  | 0 | 0 | 0 | 0 | 0 |  | 0 | 0 | 0 | 0 | 0 | [22 empty] | 0 | 0 | 0 | 0 | 0 | 0 |  | 0 | 0 | 0 | 0 | 0 | 0 |  | 0 | 0 | 0 | 0 | 0 | 0 |  | 0 | 0 | 0 | 0 | 0 | 0 |  | 0 | 0 | 0 | 0 | 0 | 0 |  | 0 | 0 | 0 | 0 | 0 | 0
| [Please insert new asset category as required] |  | 0 | 0 | C1 | 0 | 0 | 0 | 0 | 0 | 0 | 0 | 0 | 0 | 0 | 0 | 0 | 0 | 0 | 0 | 0 | 0 | 0 | 0 | 0 | 0 | 0 | 0 | 0 | 0 | 0 | 0 | 0 | 0 | 0 | 0 | 0 | 0 | 0 | 0 | 0 |  |  | C1 | 0 | 0 | 0 | 0 | 0 | C1 | 0 | 0 | 0 | 0 | 0 | C1 | [5 empty] | C1 | [5 empty] | 0 | [6 empty] | 0 | [6 empty] | 0 | [6 empty] | 0 | [6 empty] | 0 | [6 empty] | 0
|  |  | 0 | 0 | C2 | 0 | 0 | 0 | 0 | 0 | 0 | 0 | 0 | 0 | 0 | 0 | 0 | 0 | 0 | 0 | 0 | 0 | 0 | 0 | 0 | 0 | 0 | 0 | 0 | 0 | 0 | 0 | 0 | 0 | 0 | 0 | 0 | 0 | 0 | 0 | 0 |  |  | C2 | 0 | 0 | 0 | 0 | 0 | C2 | 0 | 0 | 0 | 0 | 0 | C2 | [5 empty] | C2 | [5 empty] | 0 | [6 empty] | 0 | [6 empty] | 0 | [6 empty] | 0 | [6 empty] | 0 | [6 empty] | 0
|  |  | 0 | 0 | C3 | 0 | 0 | 0 | 0 | 0 | 0 | 0 | 0 | 0 | 0 | 0 | 0 | 0 | 0 | 0 | 0 | 0 | 0 | 0 | 0 | 0 | 0 | 0 | 0 | 0 | 0 | 0 | 0 | 0 | 0 | 0 | 0 | 0 | 0 | 0 | 0 |  |  | C3 | 0 | 0 | 0 | 0 | 0 | C3 | 0 | 0 | 0 | 0 | 0 | C3 | [5 empty] | C3 | [5 empty] | 0 | [6 empty] | 0 | [6 empty] | 0 | [6 empty] | 0 | [6 empty] | 0 | [6 empty] | 0
|  |  | 0 | 0 | C4 | 0 | 0 | 0 | 0 | 0 | 0 | 0 | 0 | 0 | 0 | 0 | 0 | 0 | 0 | 0 | 0 | 0 | 0 | 0 | 0 | 0 | 0 | 0 | 0 | 0 | 0 | 0 | 0 | 0 | 0 | 0 | 0 | 0 | 0 | 0 | 0 |  |  | C4 | 0 | 0 | 0 | 0 | 0 | C4 | 0 | 0 | 0 | 0 | 0 | C4 | [5 empty] | C4 | [5 empty] | 0 | [6 empty] | 0 | [6 empty] | 0 | [6 empty] | 0 | [6 empty] | 0 | [6 empty] | 0
|  |  | 0 | 0 |  | 0 | 0 | 0 | 0 | 0 |  | 0 | 0 | 0 | 0 | 0 |  | 0 | 0 | 0 | 0 | 0 |  | 0 | 0 | 0 | 0 | 0 |  | 0 | 0 | 0 | 0 | 0 |  | 0 | 0 | 0 | 0 | 0 | [22 empty] | 0 | 0 | 0 | 0 | 0 | 0 |  | 0 | 0 | 0 | 0 | 0 | 0 |  | 0 | 0 | 0 | 0 | 0 | 0 |  | 0 | 0 | 0 | 0 | 0 | 0 |  | 0 | 0 | 0 | 0 | 0 | 0 |  | 0 | 0 | 0 | 0 | 0 | 0
| [Please insert new asset category as required] |  | 0 | 0 | C1 | 0 | 0 | 0 | 0 | 0 | 0 | 0 | 0 | 0 | 0 | 0 | 0 | 0 | 0 | 0 | 0 | 0 | 0 | 0 | 0 | 0 | 0 | 0 | 0 | 0 | 0 | 0 | 0 | 0 | 0 | 0 | 0 | 0 | 0 | 0 | 0 |  |  | C1 | 0 | 0 | 0 | 0 | 0 | C1 | 0 | 0 | 0 | 0 | 0 | C1 | [5 empty] | C1 | [5 empty] | 0 | [6 empty] | 0 | [6 empty] | 0 | [6 empty] | 0 | [6 empty] | 0 | [6 empty] | 0
|  |  | 0 | 0 | C2 | 0 | 0 | 0 | 0 | 0 | 0 | 0 | 0 | 0 | 0 | 0 | 0 | 0 | 0 | 0 | 0 | 0 | 0 | 0 | 0 | 0 | 0 | 0 | 0 | 0 | 0 | 0 | 0 | 0 | 0 | 0 | 0 | 0 | 0 | 0 | 0 |  |  | C2 | 0 | 0 | 0 | 0 | 0 | C2 | 0 | 0 | 0 | 0 | 0 | C2 | [5 empty] | C2 | [5 empty] | 0 | [6 empty] | 0 | [6 empty] | 0 | [6 empty] | 0 | [6 empty] | 0 | [6 empty] | 0
|  |  | 0 | 0 | C3 | 0 | 0 | 0 | 0 | 0 | 0 | 0 | 0 | 0 | 0 | 0 | 0 | 0 | 0 | 0 | 0 | 0 | 0 | 0 | 0 | 0 | 0 | 0 | 0 | 0 | 0 | 0 | 0 | 0 | 0 | 0 | 0 | 0 | 0 | 0 | 0 |  |  | C3 | 0 | 0 | 0 | 0 | 0 | C3 | 0 | 0 | 0 | 0 | 0 | C3 | [5 empty] | C3 | [5 empty] | 0 | [6 empty] | 0 | [6 empty] | 0 | [6 empty] | 0 | [6 empty] | 0 | [6 empty] | 0
|  |  | 0 | 0 | C4 | 0 | 0 | 0 | 0 | 0 | 0 | 0 | 0 | 0 | 0 | 0 | 0 | 0 | 0 | 0 | 0 | 0 | 0 | 0 | 0 | 0 | 0 | 0 | 0 | 0 | 0 | 0 | 0 | 0 | 0 | 0 | 0 | 0 | 0 | 0 | 0 |  |  | C4 | 0 | 0 | 0 | 0 | 0 | C4 | 0 | 0 | 0 | 0 | 0 | C4 | [5 empty] | C4 | [5 empty] | 0 | [6 empty] | 0 | [6 empty] | 0 | [6 empty] | 0 | [6 empty] | 0 | [6 empty] | 0
|  |  | 0 | 0 |  | 0 | 0 | 0 | 0 | 0 |  | 0 | 0 | 0 | 0 | 0 |  | 0 | 0 | 0 | 0 | 0 |  | 0 | 0 | 0 | 0 | 0 |  | 0 | 0 | 0 | 0 | 0 |  | 0 | 0 | 0 | 0 | 0 | [22 empty] | 0 | 0 | 0 | 0 | 0 | 0 |  | 0 | 0 | 0 | 0 | 0 | 0 |  | 0 | 0 | 0 | 0 | 0 | 0 |  | 0 | 0 | 0 | 0 | 0 | 0 |  | 0 | 0 | 0 | 0 | 0 | 0 |  | 0 | 0 | 0 | 0 | 0 | 0
| [Please insert new asset category as required] |  | 0 | 0 | C1 | 0 | 0 | 0 | 0 | 0 | 0 | 0 | 0 | 0 | 0 | 0 | 0 | 0 | 0 | 0 | 0 | 0 | 0 | 0 | 0 | 0 | 0 | 0 | 0 | 0 | 0 | 0 | 0 | 0 | 0 | 0 | 0 | 0 | 0 | 0 | 0 |  |  | C1 | 0 | 0 | 0 | 0 | 0 | C1 | 0 | 0 | 0 | 0 | 0 | C1 | [5 empty] | C1 | [5 empty] | 0 | [6 empty] | 0 | [6 empty] | 0 | [6 empty] | 0 | [6 empty] | 0 | [6 empty] | 0
|  |  | 0 | 0 | C2 | 0 | 0 | 0 | 0 | 0 | 0 | 0 | 0 | 0 | 0 | 0 | 0 | 0 | 0 | 0 | 0 | 0 | 0 | 0 | 0 | 0 | 0 | 0 | 0 | 0 | 0 | 0 | 0 | 0 | 0 | 0 | 0 | 0 | 0 | 0 | 0 |  |  | C2 | 0 | 0 | 0 | 0 | 0 | C2 | 0 | 0 | 0 | 0 | 0 | C2 | [5 empty] | C2 | [5 empty] | 0 | [6 empty] | 0 | [6 empty] | 0 | [6 empty] | 0 | [6 empty] | 0 | [6 empty] | 0
|  |  | 0 | 0 | C3 | 0 | 0 | 0 | 0 | 0 | 0 | 0 | 0 | 0 | 0 | 0 | 0 | 0 | 0 | 0 | 0 | 0 | 0 | 0 | 0 | 0 | 0 | 0 | 0 | 0 | 0 | 0 | 0 | 0 | 0 | 0 | 0 | 0 | 0 | 0 | 0 |  |  | C3 | 0 | 0 | 0 | 0 | 0 | C3 | 0 | 0 | 0 | 0 | 0 | C3 | [5 empty] | C3 | [5 empty] | 0 | [6 empty] | 0 | [6 empty] | 0 | [6 empty] | 0 | [6 empty] | 0 | [6 empty] | 0
|  |  | 0 | 0 | C4 | 0 | 0 | 0 | 0 | 0 | 0 | 0 | 0 | 0 | 0 | 0 | 0 | 0 | 0 | 0 | 0 | 0 | 0 | 0 | 0 | 0 | 0 | 0 | 0 | 0 | 0 | 0 | 0 | 0 | 0 | 0 | 0 | 0 | 0 | 0 | 0 |  |  | C4 | 0 | 0 | 0 | 0 | 0 | C4 | 0 | 0 | 0 | 0 | 0 | C4 | [5 empty] | C4 | [5 empty] | 0 | [6 empty] | 0 | [6 empty] | 0 | [6 empty] | 0 | [6 empty] | 0 | [6 empty] | 0
|  |  | 0 | 0 |  | 0 | 0 | 0 | 0 | 0 |  | 0 | 0 | 0 | 0 | 0 |  | 0 | 0 | 0 | 0 | 0 |  | 0 | 0 | 0 | 0 | 0 |  | 0 | 0 | 0 | 0 | 0 |  | 0 | 0 | 0 | 0 | 0 | [22 empty] | 0 | 0 | 0 | 0 | 0 | 0 |  | 0 | 0 | 0 | 0 | 0 | 0 |  | 0 | 0 | 0 | 0 | 0 | 0 |  | 0 | 0 | 0 | 0 | 0 | 0 |  | 0 | 0 | 0 | 0 | 0 | 0 |  | 0 | 0 | 0 | 0 | 0 | 0
| [Please insert new asset category as required] |  | 0 | 0 | C1 | 0 | 0 | 0 | 0 | 0 | 0 | 0 | 0 | 0 | 0 | 0 | 0 | 0 | 0 | 0 | 0 | 0 | 0 | 0 | 0 | 0 | 0 | 0 | 0 | 0 | 0 | 0 | 0 | 0 | 0 | 0 | 0 | 0 | 0 | 0 | 0 |  |  | C1 | 0 | 0 | 0 | 0 | 0 | C1 | 0 | 0 | 0 | 0 | 0 | C1 | [5 empty] | C1 | [5 empty] | 0 | [6 empty] | 0 | [6 empty] | 0 | [6 empty] | 0 | [6 empty] | 0 | [6 empty] | 0
|  |  | 0 | 0 | C2 | 0 | 0 | 0 | 0 | 0 | 0 | 0 | 0 | 0 | 0 | 0 | 0 | 0 | 0 | 0 | 0 | 0 | 0 | 0 | 0 | 0 | 0 | 0 | 0 | 0 | 0 | 0 | 0 | 0 | 0 | 0 | 0 | 0 | 0 | 0 | 0 |  |  | C2 | 0 | 0 | 0 | 0 | 0 | C2 | 0 | 0 | 0 | 0 | 0 | C2 | [5 empty] | C2 | [5 empty] | 0 | [6 empty] | 0 | [6 empty] | 0 | [6 empty] | 0 | [6 empty] | 0 | [6 empty] | 0
|  |  | 0 | 0 | C3 | 0 | 0 | 0 | 0 | 0 | 0 | 0 | 0 | 0 | 0 | 0 | 0 | 0 | 0 | 0 | 0 | 0 | 0 | 0 | 0 | 0 | 0 | 0 | 0 | 0 | 0 | 0 | 0 | 0 | 0 | 0 | 0 | 0 | 0 | 0 | 0 |  |  | C3 | 0 | 0 | 0 | 0 | 0 | C3 | 0 | 0 | 0 | 0 | 0 | C3 | [5 empty] | C3 | [5 empty] | 0 | [6 empty] | 0 | [6 empty] | 0 | [6 empty] | 0 | [6 empty] | 0 | [6 empty] | 0
|  |  | 0 | 0 | C4 | 0 | 0 | 0 | 0 | 0 | 0 | 0 | 0 | 0 | 0 | 0 | 0 | 0 | 0 | 0 | 0 | 0 | 0 | 0 | 0 | 0 | 0 | 0 | 0 | 0 | 0 | 0 | 0 | 0 | 0 | 0 | 0 | 0 | 0 | 0 | 0 |  |  | C4 | 0 | 0 | 0 | 0 | 0 | C4 | 0 | 0 | 0 | 0 | 0 | C4 | [5 empty] | C4 | [5 empty] | 0 | [6 empty] | 0 | [6 empty] | 0 | [6 empty] | 0 | [6 empty] | 0 | [6 empty] | 0
|  |  | 0 | 0 |  | 0 | 0 | 0 | 0 | 0 |  | 0 | 0 | 0 | 0 | 0 |  | 0 | 0 | 0 | 0 | 0 |  | 0 | 0 | 0 | 0 | 0 |  | 0 | 0 | 0 | 0 | 0 |  | 0 | 0 | 0 | 0 | 0 | [22 empty] | 0 | 0 | 0 | 0 | 0 | 0 |  | 0 | 0 | 0 | 0 | 0 | 0 |  | 0 | 0 | 0 | 0 | 0 | 0 |  | 0 | 0 | 0 | 0 | 0 | 0 |  | 0 | 0 | 0 | 0 | 0 | 0 |  | 0 | 0 | 0 | 0 | 0 | 0
| [Please insert new asset category as required] |  | 0 | 0 | C1 | 0 | 0 | 0 | 0 | 0 | 0 | 0 | 0 | 0 | 0 | 0 | 0 | 0 | 0 | 0 | 0 | 0 | 0 | 0 | 0 | 0 | 0 | 0 | 0 | 0 | 0 | 0 | 0 | 0 | 0 | 0 | 0 | 0 | 0 | 0 | 0 |  |  | C1 | 0 | 0 | 0 | 0 | 0 | C1 | 0 | 0 | 0 | 0 | 0 | C1 | [5 empty] | C1 | [5 empty] | 0 | [6 empty] | 0 | [6 empty] | 0 | [6 empty] | 0 | [6 empty] | 0 | [6 empty] | 0
|  |  | 0 | 0 | C2 | 0 | 0 | 0 | 0 | 0 | 0 | 0 | 0 | 0 | 0 | 0 | 0 | 0 | 0 | 0 | 0 | 0 | 0 | 0 | 0 | 0 | 0 | 0 | 0 | 0 | 0 | 0 | 0 | 0 | 0 | 0 | 0 | 0 | 0 | 0 | 0 |  |  | C2 | 0 | 0 | 0 | 0 | 0 | C2 | 0 | 0 | 0 | 0 | 0 | C2 | [5 empty] | C2 | [5 empty] | 0 | [6 empty] | 0 | [6 empty] | 0 | [6 empty] | 0 | [6 empty] | 0 | [6 empty] | 0
|  |  | 0 | 0 | C3 | 0 | 0 | 0 | 0 | 0 | 0 | 0 | 0 | 0 | 0 | 0 | 0 | 0 | 0 | 0 | 0 | 0 | 0 | 0 | 0 | 0 | 0 | 0 | 0 | 0 | 0 | 0 | 0 | 0 | 0 | 0 | 0 | 0 | 0 | 0 | 0 |  |  | C3 | 0 | 0 | 0 | 0 | 0 | C3 | 0 | 0 | 0 | 0 | 0 | C3 | [5 empty] | C3 | [5 empty] | 0 | [6 empty] | 0 | [6 empty] | 0 | [6 empty] | 0 | [6 empty] | 0 | [6 empty] | 0
|  |  | 0 | 0 | C4 | 0 | 0 | 0 | 0 | 0 | 0 | 0 | 0 | 0 | 0 | 0 | 0 | 0 | 0 | 0 | 0 | 0 | 0 | 0 | 0 | 0 | 0 | 0 | 0 | 0 | 0 | 0 | 0 | 0 | 0 | 0 | 0 | 0 | 0 | 0 | 0 |  |  | C4 | 0 | 0 | 0 | 0 | 0 | C4 | 0 | 0 | 0 | 0 | 0 | C4 | [5 empty] | C4 | [5 empty] | 0 | [6 empty] | 0 | [6 empty] | 0 | [6 empty] | 0 | [6 empty] | 0 | [6 empty] | 0
|  |  | 0 | 0 |  | 0 | 0 | 0 | 0 | 0 |  | 0 | 0 | 0 | 0 | 0 |  | 0 | 0 | 0 | 0 | 0 |  | 0 | 0 | 0 | 0 | 0 |  | 0 | 0 | 0 | 0 | 0 |  | 0 | 0 | 0 | 0 | 0 | [22 empty] | 0 | 0 | 0 | 0 | 0 | 0 |  | 0 | 0 | 0 | 0 | 0 | 0 |  | 0 | 0 | 0 | 0 | 0 | 0 |  | 0 | 0 | 0 | 0 | 0 | 0 |  | 0 | 0 | 0 | 0 | 0 | 0 |  | 0 | 0 | 0 | 0 | 0 | 0
[63 empty] | 354017.445 | 929947.6056 | 5600750.0903 | 4734114.3155 | 1442943.5651 | 13061773.0215 |  | 395432.6272 | 957879.3029 | 5544602.6441 | 4631364.4323 | 916821.7085 | 12446100.715 |  | 256142.3144 | 988539.3419 | 5112847.7449 | 6720093.4345 | 1676344.2658 | 14753967.1015 |  | 404155.3441 | 988539.3419 | 5044264.1319 | 5580848.3684 | 912648.8745 | 12930456.0608 |  | 171027.2493 | 1005226.9515 | 4726474.6486 | 8402590.2148 | 2255767.3067 | 16561086.371 |  | 439959.0004 | 1005226.9515 | 4651734.5174 | 6238153.1835 | 889114.0906 | 13224187.7434
| HV Network | [73 empty] | 0 | [6 empty] | 0 | [6 empty] | 0 | [6 empty] | 0 | [6 empty] | 0
| HV Switchgear (GM) - Primary |  | 0 | 0 | C1 | 0 | 0 | 0 | 0 | 0 | 0 | 0 | 0 | 0 | 0 | 0 | 0 | 0 | 0 | 0 | 0 | 0 | 0 | 0 | 0 | 0 | 0 | 0 | 0 | 0 | 0 | 0 | 0 | 0 | 0 | 0 | 0 | 0 | 0 | 0 | 0 |  |  | C1 | 0.0017512 | 0.0017512 | 0.0065548 | 0.012041 | 0.016575 | C1 | 56144.7979 | 56144.7979 | 56144.7979 | 56144.7979 | 56144.7979 | C1 | 98.3205 | 98.3205 | 368.0193 | 676.0637 | 930.6138 | C1 | 0 | 0 | 0 | 0 | 0 | 0 |  | 0 | 0 | 0 | 0 | 0 | 0 |  | 0 | 0 | 0 | 0 | 0 | 0 |  | 0 | 0 | 0 | 0 | 0 | 0 |  | 0 | 0 | 0 | 0 | 0 | 0 |  | 0 | 0 | 0 | 0 | 0 | 0
|  |  | 1368 | 1411 | C2 | 422 | 805 | 118 | 22 | 1 | 1368 | 412 | 731 | 130 | 32 | 1 | 1306 | 15 | 8 | 0 | -8 | -13 | 2 | 244 | 892 | 191 | 20 | 21 | 1368 | 75 | 41 | 0 | -41 | -32 | 43 | 180 | 724 | 371 | 50 | 43 | 1368 |  |  | C2 | 0.0017512 | 0.0017512 | 0.0065548 | 0.012041 | 0.016575 | C2 | 80206.8542 | 80206.8542 | 80206.8542 | 80206.8542 | 80206.8542 | C2 | 140.4578 | 140.4578 | 525.7419 | 965.8052 | 1329.4483 | C2 | 57868.6309 | 102674.6825 | 68346.4461 | 30905.7671 | 1329.4483 | 261124.9749 |  | 59273.2093 | 113068.5628 | 62037.5434 | 21247.7148 | 1329.4483 | 256956.4787 |  | 34271.7135 | 125288.3951 | 100416.7016 | 19316.1044 | 27918.4134 | 307211.328 |  | 36378.5811 | 126412.0578 | 100416.7016 | 11589.6626 | 10635.5861 | 285432.5892 |  | 25282.4116 | 101691.4776 | 195050.2423 | 48290.261 | 57166.2751 | 427480.6677 |  | 35816.7497 | 107450.2492 | 195050.2423 | 8692.247 | 14623.9308 | 361633.419
|  |  | 2133 | 2166 | C3 | 350 | 1070 | 487 | 190 | 36 | 2133 | 213 | 1035 | 503 | 299 | 83 | 2133 | 142 | 15 | 0 | -15 | -143 | -1 | 255 | 952 | 481 | 196 | 249 | 2133 | 353 | 75 | 0 | -75 | -320 | 33 | 221 | 736 | 573 | 79 | 524 | 2133 |  |  | C3 | 0.0017512 | 0.0017512 | 0.0065548 | 0.012041 | 0.016575 | C3 | 120310.2813 | 120310.2813 | 120310.2813 | 120310.2813 | 120310.2813 | C3 | 210.6868 | 210.6868 | 788.6128 | 1448.7078 | 1994.1724 | C3 | 44876.2805 | 218060.7998 | 396672.2583 | 433163.6413 | 165516.3083 | 1258289.2882 |  | 73740.3671 | 225434.8365 | 384054.4529 | 275254.4878 | 71790.206 | 1030274.3502 |  | 53725.1246 | 200573.7984 | 379322.7759 | 283946.7348 | 496548.9248 | 1414117.3584 |  | 83642.6449 | 203734.0999 | 379322.7759 | 262216.1173 | 211382.2732 | 1140297.9112 |  | 46561.7746 | 155065.4576 | 451875.1571 | 114447.9186 | 1044946.3316 | 1812896.6396 |  | 120934.202 | 170866.9648 | 451875.1571 | 5794.8313 | 406811.1673 | 1156282.3225
|  |  | 64 | 64 | C4 | 0 | 28 | 8 | 23 | 5 | 64 | 0 | 28 | 8 | 23 | 5 | 64 | 0 | 0 | 0 | 0 | 0 | 0 | 0 | 26 | 10 | 6 | 22 | 64 | 0 | 2 | 0 | -2 | 0 | 0 | 0 | 19 | 9 | 8 | 28 | 64 |  |  | C4 | 0.0017512 | 0.0017512 | 0.0065548 | 0.012041 | 0.016575 | C4 | 200517.1355 | 200517.1355 | 200517.1355 | 200517.1355 | 200517.1355 | C4 | 351.1446 | 351.1446 | 1314.3547 | 2414.5131 | 3323.6206 | C4 | 0 | 9832.0489 | 10514.8379 | 55533.8002 | 16618.1032 | 92498.7902 |  | 0 | 9832.0489 | 10514.8379 | 55533.8002 | 16618.1032 | 92498.7902 |  | 0 | 9129.7597 | 13143.5473 | 14487.0783 | 73119.6542 | 109880.0396 |  | 0 | 9129.7597 | 13143.5473 | 14487.0783 | 73119.6542 | 109880.0396 |  | 0 | 6671.7475 | 11829.1926 | 19316.1044 | 93061.3781 | 130878.4226 |  | 0 | 7374.0367 | 11829.1926 | 14487.0783 | 93061.3781 | 126751.6857
|  |  | 3565 | 3641 |  | 772 | 1903 | 613 | 235 | 42 |  | 625 | 1794 | 641 | 354 | 89 |  | 157 | 23 | 0 | -23 | -156 |  | 499 | 1870 | 682 | 222 | 292 |  | 428 | 118 | 0 | -118 | -352 |  | 401 | 1479 | 953 | 137 | 595 | [22 empty] | 102744.9115 | 330567.5312 | 475533.5423 | 519603.2086 | 183463.8597 | 1611913.0533 |  | 133013.5764 | 348335.4483 | 456606.8341 | 352036.0028 | 89737.7575 | 1379729.6191 |  | 87996.838 | 334991.9533 | 492883.0248 | 317749.9175 | 597586.9924 | 1831208.726 |  | 120021.226 | 339275.9174 | 492883.0248 | 288292.8583 | 295137.5135 | 1535610.54 |  | 71844.1862 | 263428.6827 | 658754.592 | 182054.284 | 1195173.9849 | 2371255.7299 |  | 156750.9517 | 285691.2507 | 658754.592 | 28974.1566 | 514496.4763 | 1644667.4273
| HV Switchgear (GM) - Distribution |  | 0 | 0 | C1 | 0 | 0 | 0 | 0 | 0 | 0 | 0 | 0 | 0 | 0 | 0 | 0 | 0 | 0 | 0 | 0 | 0 | 0 | 0 | 0 | 0 | 0 | 0 | 0 | 0 | 0 | 0 | 0 | 0 | 0 | 0 | 0 | 0 | 0 | 0 | 0 |  |  | C1 | 0.00055859 | 0.00055859 | 0.0020997 | 0.0038498 | 0.0065852 | C1 | 34295.5563 | 34295.5563 | 34295.5563 | 34295.5563 | 34295.5563 | C1 | 19.1571 | 19.1571 | 72.0096 | 132.0305 | 225.843 | C1 | 0 | 0 | 0 | 0 | 0 | 0 |  | 0 | 0 | 0 | 0 | 0 | 0 |  | 0 | 0 | 0 | 0 | 0 | 0 |  | 0 | 0 | 0 | 0 | 0 | 0 |  | 0 | 0 | 0 | 0 | 0 | 0 |  | 0 | 0 | 0 | 0 | 0 | 0
|  |  | 6427 | 6437 | C2 | 3425 | 3002 | 0 | 0 | 0 | 6427 | 3406 | 2536 | 0 | 0 | 19 | 5961 | 22 | 0 | -3 | -18 | 0 | 1 | 2124 | 4200 | 38 | 65 | 0 | 6427 | 36 | 0 | -3 | -18 | -5 | 10 | 549 | 5767 | 32 | 48 | 31 | 6427 |  |  | C2 | 0.00055859 | 0.00055859 | 0.0020997 | 0.0038498 | 0.0065852 | C2 | 48993.6519 | 48993.6519 | 48993.6519 | 48993.6519 | 48993.6519 | C2 | 27.3673 | 27.3673 | 102.8709 | 188.6149 | 322.6328 | C2 | 93213.1473 | 69403.5648 | 0 | 0 | 6130.0231 | 168746.7352 |  | 93733.1267 | 82156.7435 | 0 | 0 | 0 | 175889.8702 |  | 58128.2222 | 114942.8123 | 3909.0929 | 12259.9706 | 0 | 189240.0981 |  | 58730.3036 | 114942.8123 | 3600.4803 | 8864.9019 | 0 | 186138.4981 |  | 15024.6676 | 157827.4283 | 3291.8677 | 9053.5168 | 10001.6166 | 195199.0969 |  | 16009.8917 | 157827.4283 | 2983.2551 | 5658.448 | 8388.4526 | 190867.4757
|  |  | 11686 | 11665 | C3 | 4586 | 6177 | 923 | 0 | 0 | 11686 | 4124 | 6177 | 923 | 352 | 137 | 11713 | 591 | 0 | -11 | -594 | 0 | -14 | 2746 | 7244 | 989 | 707 | 0 | 11686 | 1022 | 0 | -11 | -676 | -356 | -21 | 1056 | 8089 | 1371 | 763 | 407 | 11686 |  |  | C3 | 0.00055859 | 0.00055859 | 0.0020997 | 0.0038498 | 0.0065852 | C3 | 73490.4778 | 73490.4778 | 73490.4778 | 73490.4778 | 73490.4778 | C3 | 41.051 | 41.051 | 154.3063 | 282.9224 | 483.9492 | C3 | 169294.3422 | 253572.0542 | 142424.7131 | 99588.6846 | 66301.0389 | 731180.833 |  | 188259.9062 | 253572.0542 | 142424.7131 | 0 | 0 | 584256.6735 |  | 112726.0581 | 297373.4759 | 152608.9287 | 200026.1365 | 0 | 762734.5992 |  | 136987.2017 | 297373.4759 | 150911.5594 | 31970.2311 | 0 | 617242.4682 |  | 43349.8607 | 332061.5746 | 211553.9346 | 215869.7909 | 196967.3201 | 999802.4808 |  | 85303.9872 | 332061.5746 | 209856.5653 | 24614.2488 | 24681.4087 | 676517.7845
|  |  | 2762 | 2749 | C4 | 874 | 1370 | 518 | 0 | 0 | 2762 | 421 | 1370 | 518 | 397 | 64 | 2770 | 101 | 0 | -2 | -98 | 0 | 1 | 651 | 1401 | 589 | 121 | 0 | 2762 | 370 | 0 | -2 | -148 | -233 | -13 | 487 | 1466 | 377 | 187 | 245 | 2762 |  |  | C4 | 0.00055859 | 0.00055859 | 0.0020997 | 0.0038498 | 0.0065852 | C4 | 122484.1297 | 122484.1297 | 122484.1297 | 122484.1297 | 122484.1297 | C4 | 68.4183 | 68.4183 | 257.1772 | 471.5373 | 806.582 | C4 | 28804.1214 | 93733.1267 | 133217.7706 | 187200.321 | 51621.2469 | 494576.5867 |  | 59797.6298 | 93733.1267 | 133217.7706 | 0 | 0 | 286748.5271 |  | 44540.3398 | 95854.0953 | 151477.3492 | 57056.0172 | 0 | 348927.8015 |  | 51450.5922 | 95854.0953 | 150962.9949 | 10845.3586 | 0 | 309113.041 |  | 33319.7319 | 100301.2874 | 96955.7906 | 88177.4812 | 197612.5857 | 516366.8768 |  | 58634.518 | 100301.2874 | 96441.4363 | 18389.956 | 9678.9838 | 283446.1814
|  |  | 20875 | 20851 |  | 8885 | 10549 | 1441 | 0 | 0 |  | 7951 | 10083 | 1441 | 749 | 220 |  | 714 | 0 | -16 | -710 | 0 |  | 5521 | 12845 | 1616 | 893 | 0 |  | 1428 | 0 | -16 | -842 | -594 |  | 2092 | 15322 | 1780 | 998 | 683 | [22 empty] | 291311.6109 | 416708.7457 | 275642.4837 | 286789.0057 | 124052.3089 | 1394504.1549 |  | 341790.6627 | 429461.9244 | 275642.4837 | 0 | 0 | 1046895.0708 |  | 215394.6201 | 508170.3835 | 307995.3708 | 269342.1244 | 0 | 1300902.4988 |  | 247168.0975 | 508170.3835 | 305475.0346 | 51680.4917 | 0 | 1112494.0073 |  | 91694.2602 | 590190.2903 | 311801.5928 | 313100.7888 | 404581.5223 | 1711368.4545 |  | 159948.3968 | 590190.2903 | 309281.2566 | 48662.6527 | 42748.8451 | 1150831.4416
| HV Transformer (GM) |  | 1189 | 1189 | C1 | 234 | 448 | 507 | 0 | 0 | 1189 | 228 | 448 | 507 | 5 | 1 | 1189 | 17 | 0 | -15 | -2 | 0 | 0 | 98 | 561 | 523 | 7 | 0 | 1189 | 34 | 0 | -15 | -19 | 0 | 0 | 6 | 616 | 525 | 38 | 4 | 1189 |  |  | C1 | 0.00088206 | 0.001075 | 0.003032 | 0.0057831 | 0.0097546 | C1 | 51020.2 | 51020.2 | 51020.2 | 51020.2 | 51020.2 | C1 | 45.0028 | 54.8465 | 154.6957 | 295.0538 | 497.684 | C1 | 10260.6322 | 24571.2145 | 78430.7172 | 1475.2692 | 497.684 | 115235.5171 |  | 10530.6489 | 24571.2145 | 78430.7172 | 0 | 0 | 113532.5805 |  | 4410.2718 | 30768.8645 | 80905.8483 | 2065.3769 | 0 | 118150.3615 |  | 5175.3189 | 30768.8645 | 78585.4129 | 1475.2692 | 0 | 116004.8655 |  | 270.0166 | 33785.4199 | 81215.2397 | 11212.0461 | 1990.7361 | 128473.4584 |  | 1800.1109 | 33785.4199 | 78894.8043 | 5606.023 | 1990.7361 | 122077.0942
|  |  | 8968 | 8968 | C2 | 1612 | 3868 | 3488 | 0 | 0 | 8968 | 1577 | 3591 | 3488 | 32 | 3 | 8691 | 193 | 0 | -168 | -25 | 0 | 0 | 696 | 4436 | 3777 | 52 | 7 | 8968 | 386 | 0 | -168 | -218 | 0 | 0 | 35 | 4832 | 3796 | 275 | 30 | 8968 |  |  | C2 | 0.00088206 | 0.001075 | 0.003032 | 0.0057831 | 0.0097546 | C2 | 72886 | 72886 | 72886 | 72886 | 72886 | C2 | 64.2897 | 78.3521 | 220.9938 | 421.5055 | 710.9772 | C2 | 101384.8186 | 281362.3441 | 770826.5472 | 13488.1757 | 2132.9315 | 1169194.8171 |  | 103634.9572 | 303065.8722 | 770826.5472 | 0 | 0 | 1177527.3766 |  | 44745.6143 | 347569.8576 | 834693.7697 | 21918.2856 | 4976.8402 | 1253904.3673 |  | 57153.5217 | 347569.8576 | 797566.803 | 11380.6483 | 4976.8402 | 1218647.6707 |  | 2250.1386 | 378597.284 | 838892.6529 | 115914.0101 | 21329.3151 | 1356983.4008 |  | 27065.9535 | 378597.284 | 801765.6861 | 24025.813 | 21329.3151 | 1252784.0517
|  |  | 1189 | 1189 | C3 | 234 | 448 | 507 | 0 | 0 | 1189 | 228 | 448 | 507 | 5 | 1 | 1189 | 27 | 0 | -25 | -2 | 0 | 0 | 98 | 561 | 523 | 7 | 0 | 1189 | 54 | 0 | -25 | -29 | 0 | 0 | 6 | 616 | 525 | 38 | 4 | 1189 |  |  | C3 | 0.00088206 | 0.001075 | 0.003032 | 0.0057831 | 0.0097546 | C3 | 109329 | 109329 | 109329 | 109329 | 109329 | C3 | 96.4345 | 117.5281 | 331.4908 | 632.2582 | 1066.4658 | C3 | 21987.0691 | 52652.6024 | 168065.8226 | 3161.2912 | 1066.4658 | 246933.251 |  | 22565.6762 | 52652.6024 | 168065.8226 | 0 | 0 | 243284.1012 |  | 9450.5823 | 65933.2811 | 173369.675 | 4425.8077 | 0 | 253179.3461 |  | 12054.3142 | 65933.2811 | 165082.4056 | 3161.2912 | 0 | 246231.2921 |  | 578.6071 | 72397.3283 | 174032.6565 | 24025.813 | 4265.863 | 275300.2679 |  | 5786.0708 | 72397.3283 | 165745.3872 | 5690.3241 | 4265.863 | 253884.9734
|  |  | 4166 | 4166 | C4 | 821 | 1569 | 1776 | 0 | 0 | 4166 | 588 | 1569 | 1990 | 17 | 2 | 4166 | 93 | 0 | -85 | -8 | 0 | 0 | 554 | 1771 | 1814 | 24 | 3 | 4166 | 186 | 0 | -85 | -101 | 0 | 0 | 233 | 1964 | 1822 | 132 | 15 | 4166 |  |  | C4 | 0.00088206 | 0.001075 | 0.003032 | 0.0057831 | 0.0097546 | C4 | 182215 | 182215 | 182215 | 182215 | 182215 | C4 | 160.7242 | 195.8802 | 552.4846 | 1053.7637 | 1777.4429 | C4 | 94505.8233 | 307336.061 | 1099444.4015 | 17913.9834 | 3554.8858 | 1522755.1549 |  | 131954.5594 | 307336.061 | 981212.692 | 0 | 0 | 1420503.3123 |  | 89041.2008 | 346903.8649 | 1002207.1077 | 25290.3295 | 5332.3288 | 1468774.8316 |  | 103988.5504 | 346903.8649 | 955245.9146 | 16860.2197 | 5332.3288 | 1428330.8784 |  | 37448.7361 | 384708.7468 | 1006626.9847 | 139096.8122 | 26661.6439 | 1594542.9236 |  | 67343.4353 | 384708.7468 | 959665.7916 | 32666.6756 | 26661.6439 | 1471046.2932
|  |  | 15512 | 15512 |  | 2901 | 6333 | 6278 | 0 | 0 |  | 2621 | 6056 | 6492 | 59 | 7 |  | 330 | 0 | -293 | -37 | 0 |  | 1446 | 7329 | 6637 | 90 | 10 |  | 660 | 0 | -293 | -367 | 0 |  | 280 | 8028 | 6668 | 483 | 53 | [22 empty] | 228138.3432 | 665922.222 | 2116767.4884 | 36038.7195 | 7251.9671 | 3054118.7402 |  | 268685.8416 | 687625.7501 | 1998535.7789 | 0 | 0 | 2954847.3706 |  | 147647.6692 | 791175.8681 | 2091176.4007 | 53699.7996 | 10309.169 | 3094008.9066 |  | 178371.7052 | 791175.8681 | 1996480.5361 | 32877.4283 | 10309.169 | 3009214.7068 |  | 40547.4985 | 869488.779 | 2100767.5337 | 290248.6814 | 54247.558 | 3355300.0506 |  | 101995.5705 | 869488.779 | 2006071.6692 | 67988.8358 | 54247.558 | 3099792.4125
| HV UG Cable |  | 0 | 0 | C1 | 0 | 0 | 0 | 0 | 0 | 0 | 0 | 0 | 0 | 0 | 0 | 0 | 0 | 0 | 0 | 0 | 0 | 0 | 0 | 0 | 0 | 0 | 0 | 0 | 0 | 0 | 0 | 0 | 0 | 0 | 0 | 0 | 0 | 0 | 0 | 0 |  |  | C1 | 0.00088206 | 0.001075 | 0.003032 | 0.0057831 | 0.0097546 | C1 | 0 | 0 | 0 | 0 | 0 | C1 | [5 empty] | C1 | [5 empty] | 0 | [6 empty] | 0 | [6 empty] | 0 | [6 empty] | 0 | [6 empty] | 0 | [6 empty] | 0
|  |  | 0 | 0 | C2 | 0 | 0 | 0 | 0 | 0 | 0 | 0 | 0 | 0 | 0 | 0 | 0 | 0 | 0 | 0 | 0 | 0 | 0 | 0 | 0 | 0 | 0 | 0 | 0 | 0 | 0 | 0 | 0 | 0 | 0 | 0 | 0 | 0 | 0 | 0 | 0 |  |  | C2 | 0.00088206 | 0.001075 | 0.003032 | 0.0057831 | 0.0097546 | C2 | 0 | 0 | 0 | 0 | 0 | C2 | [5 empty] | C2 | [5 empty] | 0 | [6 empty] | 0 | [6 empty] | 0 | [6 empty] | 0 | [6 empty] | 0 | [6 empty] | 0
|  |  | 0 | 0 | C3 | 0 | 0 | 0 | 0 | 0 | 0 | 0 | 0 | 0 | 0 | 0 | 0 | 0 | 0 | 0 | 0 | 0 | 0 | 0 | 0 | 0 | 0 | 0 | 0 | 0 | 0 | 0 | 0 | 0 | 0 | 0 | 0 | 0 | 0 | 0 | 0 |  |  | C3 | 0.00088206 | 0.001075 | 0.003032 | 0.0057831 | 0.0097546 | C3 | 0 | 0 | 0 | 0 | 0 | C3 | [5 empty] | C3 | [5 empty] | 0 | [6 empty] | 0 | [6 empty] | 0 | [6 empty] | 0 | [6 empty] | 0 | [6 empty] | 0
|  |  | 0 | 0 | C4 | 0 | 0 | 0 | 0 | 0 | 0 | 0 | 0 | 0 | 0 | 0 | 0 | 0 | 0 | 0 | 0 | 0 | 0 | 0 | 0 | 0 | 0 | 0 | 0 | 0 | 0 | 0 | 0 | 0 | 0 | 0 | 0 | 0 | 0 | 0 | 0 |  |  | C4 | 0.00088206 | 0.001075 | 0.003032 | 0.0057831 | 0.0097546 | C4 | 0 | 0 | 0 | 0 | 0 | C4 | [5 empty] | C4 | [5 empty] | 0 | [6 empty] | 0 | [6 empty] | 0 | [6 empty] | 0 | [6 empty] | 0 | [6 empty] | 0
|  |  | 0 | 0 |  | 0 | 0 | 0 | 0 | 0 |  | 0 | 0 | 0 | 0 | 0 |  | 0 | 0 | 0 | 0 | 0 |  | 0 | 0 | 0 | 0 | 0 |  | 0 | 0 | 0 | 0 | 0 |  | 0 | 0 | 0 | 0 | 0 | [22 empty] | 0 | 0 | 0 | 0 | 0 | 0 |  | 0 | 0 | 0 | 0 | 0 | 0 |  | 0 | 0 | 0 | 0 | 0 | 0 |  | 0 | 0 | 0 | 0 | 0 | 0 |  | 0 | 0 | 0 | 0 | 0 | 0 |  | 0 | 0 | 0 | 0 | 0 | 0
| HV OHL Support - Poles |  | 0 | 0 | C1 | 0 | 0 | 0 | 0 | 0 | 0 | 0 | 0 | 0 | 0 | 0 | 0 | 0 | 0 | 0 | 0 | 0 | 0 | 0 | 0 | 0 | 0 | 0 | 0 | 0 | 0 | 0 | 0 | 0 | 0 | 0 | 0 | 0 | 0 | 0 | 0 |  |  | C1 | 0.0010304 | 0.0010304 | 0.0038771 | 0.0081493 | 0.012563 | C1 | 0 | 0 | 0 | 0 | 0 | C1 | [5 empty] | C1 | [5 empty] | 0 | [6 empty] | 0 | [6 empty] | 0 | [6 empty] | 0 | [6 empty] | 0 | [6 empty] | 0
|  |  | 0 | 0 | C2 | 0 | 0 | 0 | 0 | 0 | 0 | 0 | 0 | 0 | 0 | 0 | 0 | 0 | 0 | 0 | 0 | 0 | 0 | 0 | 0 | 0 | 0 | 0 | 0 | 0 | 0 | 0 | 0 | 0 | 0 | 0 | 0 | 0 | 0 | 0 | 0 |  |  | C2 | 0.0010304 | 0.0010304 | 0.0038771 | 0.0081493 | 0.012563 | C2 | 0 | 0 | 0 | 0 | 0 | C2 | [5 empty] | C2 | [5 empty] | 0 | [6 empty] | 0 | [6 empty] | 0 | [6 empty] | 0 | [6 empty] | 0 | [6 empty] | 0
|  |  | 0 | 0 | C3 | 0 | 0 | 0 | 0 | 0 | 0 | 0 | 0 | 0 | 0 | 0 | 0 | 0 | 0 | 0 | 0 | 0 | 0 | 0 | 0 | 0 | 0 | 0 | 0 | 0 | 0 | 0 | 0 | 0 | 0 | 0 | 0 | 0 | 0 | 0 | 0 |  |  | C3 | 0.0010304 | 0.0010304 | 0.0038771 | 0.0081493 | 0.012563 | C3 | 0 | 0 | 0 | 0 | 0 | C3 | [5 empty] | C3 | [5 empty] | 0 | [6 empty] | 0 | [6 empty] | 0 | [6 empty] | 0 | [6 empty] | 0 | [6 empty] | 0
|  |  | 0 | 0 | C4 | 0 | 0 | 0 | 0 | 0 | 0 | 0 | 0 | 0 | 0 | 0 | 0 | 0 | 0 | 0 | 0 | 0 | 0 | 0 | 0 | 0 | 0 | 0 | 0 | 0 | 0 | 0 | 0 | 0 | 0 | 0 | 0 | 0 | 0 | 0 | 0 |  |  | C4 | 0.0010304 | 0.0010304 | 0.0038771 | 0.0081493 | 0.012563 | C4 | 0 | 0 | 0 | 0 | 0 | C4 | [5 empty] | C4 | [5 empty] | 0 | [6 empty] | 0 | [6 empty] | 0 | [6 empty] | 0 | [6 empty] | 0 | [6 empty] | 0
|  |  | 0 | 0 |  | 0 | 0 | 0 | 0 | 0 |  | 0 | 0 | 0 | 0 | 0 |  | 0 | 0 | 0 | 0 | 0 |  | 0 | 0 | 0 | 0 | 0 |  | 0 | 0 | 0 | 0 | 0 |  | 0 | 0 | 0 | 0 | 0 | [22 empty] | 0 | 0 | 0 | 0 | 0 | 0 |  | 0 | 0 | 0 | 0 | 0 | 0 |  | 0 | 0 | 0 | 0 | 0 | 0 |  | 0 | 0 | 0 | 0 | 0 | 0 |  | 0 | 0 | 0 | 0 | 0 | 0 |  | 0 | 0 | 0 | 0 | 0 | 0
| [Please insert new asset category as required] |  | 0 | 0 | C1 | 0 | 0 | 0 | 0 | 0 | 0 | 0 | 0 | 0 | 0 | 0 | 0 | 0 | 0 | 0 | 0 | 0 | 0 | 0 | 0 | 0 | 0 | 0 | 0 | 0 | 0 | 0 | 0 | 0 | 0 | 0 | 0 | 0 | 0 | 0 | 0 |  |  | C1 | 0 | 0 | 0 | 0 | 0 | C1 | 0 | 0 | 0 | 0 | 0 | C1 | [5 empty] | C1 | [5 empty] | 0 | [6 empty] | 0 | [6 empty] | 0 | [6 empty] | 0 | [6 empty] | 0 | [6 empty] | 0
|  |  | 0 | 0 | C2 | 0 | 0 | 0 | 0 | 0 | 0 | 0 | 0 | 0 | 0 | 0 | 0 | 0 | 0 | 0 | 0 | 0 | 0 | 0 | 0 | 0 | 0 | 0 | 0 | 0 | 0 | 0 | 0 | 0 | 0 | 0 | 0 | 0 | 0 | 0 | 0 |  |  | C2 | 0 | 0 | 0 | 0 | 0 | C2 | 0 | 0 | 0 | 0 | 0 | C2 | [5 empty] | C2 | [5 empty] | 0 | [6 empty] | 0 | [6 empty] | 0 | [6 empty] | 0 | [6 empty] | 0 | [6 empty] | 0
|  |  | 0 | 0 | C3 | 0 | 0 | 0 | 0 | 0 | 0 | 0 | 0 | 0 | 0 | 0 | 0 | 0 | 0 | 0 | 0 | 0 | 0 | 0 | 0 | 0 | 0 | 0 | 0 | 0 | 0 | 0 | 0 | 0 | 0 | 0 | 0 | 0 | 0 | 0 | 0 |  |  | C3 | 0 | 0 | 0 | 0 | 0 | C3 | 0 | 0 | 0 | 0 | 0 | C3 | [5 empty] | C3 | [5 empty] | 0 | [6 empty] | 0 | [6 empty] | 0 | [6 empty] | 0 | [6 empty] | 0 | [6 empty] | 0
|  |  | 0 | 0 | C4 | 0 | 0 | 0 | 0 | 0 | 0 | 0 | 0 | 0 | 0 | 0 | 0 | 0 | 0 | 0 | 0 | 0 | 0 | 0 | 0 | 0 | 0 | 0 | 0 | 0 | 0 | 0 | 0 | 0 | 0 | 0 | 0 | 0 | 0 | 0 | 0 |  |  | C4 | 0 | 0 | 0 | 0 | 0 | C4 | 0 | 0 | 0 | 0 | 0 | C4 | [5 empty] | C4 | [5 empty] | 0 | [6 empty] | 0 | [6 empty] | 0 | [6 empty] | 0 | [6 empty] | 0 | [6 empty] | 0
|  |  | 0 | 0 |  | 0 | 0 | 0 | 0 | 0 |  | 0 | 0 | 0 | 0 | 0 |  | 0 | 0 | 0 | 0 | 0 |  | 0 | 0 | 0 | 0 | 0 |  | 0 | 0 | 0 | 0 | 0 |  | 0 | 0 | 0 | 0 | 0 | [22 empty] | 0 | 0 | 0 | 0 | 0 | 0 |  | 0 | 0 | 0 | 0 | 0 | 0 |  | 0 | 0 | 0 | 0 | 0 | 0 |  | 0 | 0 | 0 | 0 | 0 | 0 |  | 0 | 0 | 0 | 0 | 0 | 0 |  | 0 | 0 | 0 | 0 | 0 | 0
| [Please insert new asset category as required] |  | 0 | 0 | C1 | 0 | 0 | 0 | 0 | 0 | 0 | 0 | 0 | 0 | 0 | 0 | 0 | 0 | 0 | 0 | 0 | 0 | 0 | 0 | 0 | 0 | 0 | 0 | 0 | 0 | 0 | 0 | 0 | 0 | 0 | 0 | 0 | 0 | 0 | 0 | 0 |  |  | C1 | 0 | 0 | 0 | 0 | 0 | C1 | 0 | 0 | 0 | 0 | 0 | C1 | [5 empty] | C1 | [5 empty] | 0 | [6 empty] | 0 | [6 empty] | 0 | [6 empty] | 0 | [6 empty] | 0 | [6 empty] | 0
|  |  | 0 | 0 | C2 | 0 | 0 | 0 | 0 | 0 | 0 | 0 | 0 | 0 | 0 | 0 | 0 | 0 | 0 | 0 | 0 | 0 | 0 | 0 | 0 | 0 | 0 | 0 | 0 | 0 | 0 | 0 | 0 | 0 | 0 | 0 | 0 | 0 | 0 | 0 | 0 |  |  | C2 | 0 | 0 | 0 | 0 | 0 | C2 | 0 | 0 | 0 | 0 | 0 | C2 | [5 empty] | C2 | [5 empty] | 0 | [6 empty] | 0 | [6 empty] | 0 | [6 empty] | 0 | [6 empty] | 0 | [6 empty] | 0
|  |  | 0 | 0 | C3 | 0 | 0 | 0 | 0 | 0 | 0 | 0 | 0 | 0 | 0 | 0 | 0 | 0 | 0 | 0 | 0 | 0 | 0 | 0 | 0 | 0 | 0 | 0 | 0 | 0 | 0 | 0 | 0 | 0 | 0 | 0 | 0 | 0 | 0 | 0 | 0 |  |  | C3 | 0 | 0 | 0 | 0 | 0 | C3 | 0 | 0 | 0 | 0 | 0 | C3 | [5 empty] | C3 | [5 empty] | 0 | [6 empty] | 0 | [6 empty] | 0 | [6 empty] | 0 | [6 empty] | 0 | [6 empty] | 0
|  |  | 0 | 0 | C4 | 0 | 0 | 0 | 0 | 0 | 0 | 0 | 0 | 0 | 0 | 0 | 0 | 0 | 0 | 0 | 0 | 0 | 0 | 0 | 0 | 0 | 0 | 0 | 0 | 0 | 0 | 0 | 0 | 0 | 0 | 0 | 0 | 0 | 0 | 0 | 0 |  |  | C4 | 0 | 0 | 0 | 0 | 0 | C4 | 0 | 0 | 0 | 0 | 0 | C4 | [5 empty] | C4 | [5 empty] | 0 | [6 empty] | 0 | [6 empty] | 0 | [6 empty] | 0 | [6 empty] | 0 | [6 empty] | 0
|  |  | 0 | 0 |  | 0 | 0 | 0 | 0 | 0 |  | 0 | 0 | 0 | 0 | 0 |  | 0 | 0 | 0 | 0 | 0 |  | 0 | 0 | 0 | 0 | 0 |  | 0 | 0 | 0 | 0 | 0 |  | 0 | 0 | 0 | 0 | 0 | [22 empty] | 0 | 0 | 0 | 0 | 0 | 0 |  | 0 | 0 | 0 | 0 | 0 | 0 |  | 0 | 0 | 0 | 0 | 0 | 0 |  | 0 | 0 | 0 | 0 | 0 | 0 |  | 0 | 0 | 0 | 0 | 0 | 0 |  | 0 | 0 | 0 | 0 | 0 | 0
| [Please insert new asset category as required] |  | 0 | 0 | C1 | 0 | 0 | 0 | 0 | 0 | 0 | 0 | 0 | 0 | 0 | 0 | 0 | 0 | 0 | 0 | 0 | 0 | 0 | 0 | 0 | 0 | 0 | 0 | 0 | 0 | 0 | 0 | 0 | 0 | 0 | 0 | 0 | 0 | 0 | 0 | 0 |  |  | C1 | 0 | 0 | 0 | 0 | 0 | C1 | 0 | 0 | 0 | 0 | 0 | C1 | [5 empty] | C1 | [5 empty] | 0 | [6 empty] | 0 | [6 empty] | 0 | [6 empty] | 0 | [6 empty] | 0 | [6 empty] | 0
|  |  | 0 | 0 | C2 | 0 | 0 | 0 | 0 | 0 | 0 | 0 | 0 | 0 | 0 | 0 | 0 | 0 | 0 | 0 | 0 | 0 | 0 | 0 | 0 | 0 | 0 | 0 | 0 | 0 | 0 | 0 | 0 | 0 | 0 | 0 | 0 | 0 | 0 | 0 | 0 |  |  | C2 | 0 | 0 | 0 | 0 | 0 | C2 | 0 | 0 | 0 | 0 | 0 | C2 | [5 empty] | C2 | [5 empty] | 0 | [6 empty] | 0 | [6 empty] | 0 | [6 empty] | 0 | [6 empty] | 0 | [6 empty] | 0
|  |  | 0 | 0 | C3 | 0 | 0 | 0 | 0 | 0 | 0 | 0 | 0 | 0 | 0 | 0 | 0 | 0 | 0 | 0 | 0 | 0 | 0 | 0 | 0 | 0 | 0 | 0 | 0 | 0 | 0 | 0 | 0 | 0 | 0 | 0 | 0 | 0 | 0 | 0 | 0 |  |  | C3 | 0 | 0 | 0 | 0 | 0 | C3 | 0 | 0 | 0 | 0 | 0 | C3 | [5 empty] | C3 | [5 empty] | 0 | [6 empty] | 0 | [6 empty] | 0 | [6 empty] | 0 | [6 empty] | 0 | [6 empty] | 0
|  |  | 0 | 0 | C4 | 0 | 0 | 0 | 0 | 0 | 0 | 0 | 0 | 0 | 0 | 0 | 0 | 0 | 0 | 0 | 0 | 0 | 0 | 0 | 0 | 0 | 0 | 0 | 0 | 0 | 0 | 0 | 0 | 0 | 0 | 0 | 0 | 0 | 0 | 0 | 0 |  |  | C4 | 0 | 0 | 0 | 0 | 0 | C4 | 0 | 0 | 0 | 0 | 0 | C4 | [5 empty] | C4 | [5 empty] | 0 | [6 empty] | 0 | [6 empty] | 0 | [6 empty] | 0 | [6 empty] | 0 | [6 empty] | 0
|  |  | 0 | 0 |  | 0 | 0 | 0 | 0 | 0 |  | 0 | 0 | 0 | 0 | 0 |  | 0 | 0 | 0 | 0 | 0 |  | 0 | 0 | 0 | 0 | 0 |  | 0 | 0 | 0 | 0 | 0 |  | 0 | 0 | 0 | 0 | 0 | [22 empty] | 0 | 0 | 0 | 0 | 0 | 0 |  | 0 | 0 | 0 | 0 | 0 | 0 |  | 0 | 0 | 0 | 0 | 0 | 0 |  | 0 | 0 | 0 | 0 | 0 | 0 |  | 0 | 0 | 0 | 0 | 0 | 0 |  | 0 | 0 | 0 | 0 | 0 | 0
| [Please insert new asset category as required] |  | 0 | 0 | C1 | 0 | 0 | 0 | 0 | 0 | 0 | 0 | 0 | 0 | 0 | 0 | 0 | 0 | 0 | 0 | 0 | 0 | 0 | 0 | 0 | 0 | 0 | 0 | 0 | 0 | 0 | 0 | 0 | 0 | 0 | 0 | 0 | 0 | 0 | 0 | 0 |  |  | C1 | 0 | 0 | 0 | 0 | 0 | C1 | 0 | 0 | 0 | 0 | 0 | C1 | [5 empty] | C1 | [5 empty] | 0 | [6 empty] | 0 | [6 empty] | 0 | [6 empty] | 0 | [6 empty] | 0 | [6 empty] | 0
|  |  | 0 | 0 | C2 | 0 | 0 | 0 | 0 | 0 | 0 | 0 | 0 | 0 | 0 | 0 | 0 | 0 | 0 | 0 | 0 | 0 | 0 | 0 | 0 | 0 | 0 | 0 | 0 | 0 | 0 | 0 | 0 | 0 | 0 | 0 | 0 | 0 | 0 | 0 | 0 |  |  | C2 | 0 | 0 | 0 | 0 | 0 | C2 | 0 | 0 | 0 | 0 | 0 | C2 | [5 empty] | C2 | [5 empty] | 0 | [6 empty] | 0 | [6 empty] | 0 | [6 empty] | 0 | [6 empty] | 0 | [6 empty] | 0
|  |  | 0 | 0 | C3 | 0 | 0 | 0 | 0 | 0 | 0 | 0 | 0 | 0 | 0 | 0 | 0 | 0 | 0 | 0 | 0 | 0 | 0 | 0 | 0 | 0 | 0 | 0 | 0 | 0 | 0 | 0 | 0 | 0 | 0 | 0 | 0 | 0 | 0 | 0 | 0 |  |  | C3 | 0 | 0 | 0 | 0 | 0 | C3 | 0 | 0 | 0 | 0 | 0 | C3 | [5 empty] | C3 | [5 empty] | 0 | [6 empty] | 0 | [6 empty] | 0 | [6 empty] | 0 | [6 empty] | 0 | [6 empty] | 0
|  |  | 0 | 0 | C4 | 0 | 0 | 0 | 0 | 0 | 0 | 0 | 0 | 0 | 0 | 0 | 0 | 0 | 0 | 0 | 0 | 0 | 0 | 0 | 0 | 0 | 0 | 0 | 0 | 0 | 0 | 0 | 0 | 0 | 0 | 0 | 0 | 0 | 0 | 0 | 0 |  |  | C4 | 0 | 0 | 0 | 0 | 0 | C4 | 0 | 0 | 0 | 0 | 0 | C4 | [5 empty] | C4 | [5 empty] | 0 | [6 empty] | 0 | [6 empty] | 0 | [6 empty] | 0 | [6 empty] | 0 | [6 empty] | 0
|  |  | 0 | 0 |  | 0 | 0 | 0 | 0 | 0 |  | 0 | 0 | 0 | 0 | 0 |  | 0 | 0 | 0 | 0 | 0 |  | 0 | 0 | 0 | 0 | 0 |  | 0 | 0 | 0 | 0 | 0 |  | 0 | 0 | 0 | 0 | 0 | [22 empty] | 0 | 0 | 0 | 0 | 0 | 0 |  | 0 | 0 | 0 | 0 | 0 | 0 |  | 0 | 0 | 0 | 0 | 0 | 0 |  | 0 | 0 | 0 | 0 | 0 | 0 |  | 0 | 0 | 0 | 0 | 0 | 0 |  | 0 | 0 | 0 | 0 | 0 | 0
| [Please insert new asset category as required] |  | 0 | 0 | C1 | 0 | 0 | 0 | 0 | 0 | 0 | 0 | 0 | 0 | 0 | 0 | 0 | 0 | 0 | 0 | 0 | 0 | 0 | 0 | 0 | 0 | 0 | 0 | 0 | 0 | 0 | 0 | 0 | 0 | 0 | 0 | 0 | 0 | 0 | 0 | 0 |  |  | C1 | 0 | 0 | 0 | 0 | 0 | C1 | 0 | 0 | 0 | 0 | 0 | C1 | [5 empty] | C1 | [5 empty] | 0 | [6 empty] | 0 | [6 empty] | 0 | [6 empty] | 0 | [6 empty] | 0 | [6 empty] | 0
|  |  | 0 | 0 | C2 | 0 | 0 | 0 | 0 | 0 | 0 | 0 | 0 | 0 | 0 | 0 | 0 | 0 | 0 | 0 | 0 | 0 | 0 | 0 | 0 | 0 | 0 | 0 | 0 | 0 | 0 | 0 | 0 | 0 | 0 | 0 | 0 | 0 | 0 | 0 | 0 |  |  | C2 | 0 | 0 | 0 | 0 | 0 | C2 | 0 | 0 | 0 | 0 | 0 | C2 | [5 empty] | C2 | [5 empty] | 0 | [6 empty] | 0 | [6 empty] | 0 | [6 empty] | 0 | [6 empty] | 0 | [6 empty] | 0
|  |  | 0 | 0 | C3 | 0 | 0 | 0 | 0 | 0 | 0 | 0 | 0 | 0 | 0 | 0 | 0 | 0 | 0 | 0 | 0 | 0 | 0 | 0 | 0 | 0 | 0 | 0 | 0 | 0 | 0 | 0 | 0 | 0 | 0 | 0 | 0 | 0 | 0 | 0 | 0 |  |  | C3 | 0 | 0 | 0 | 0 | 0 | C3 | 0 | 0 | 0 | 0 | 0 | C3 | [5 empty] | C3 | [5 empty] | 0 | [6 empty] | 0 | [6 empty] | 0 | [6 empty] | 0 | [6 empty] | 0 | [6 empty] | 0
|  |  | 0 | 0 | C4 | 0 | 0 | 0 | 0 | 0 | 0 | 0 | 0 | 0 | 0 | 0 | 0 | 0 | 0 | 0 | 0 | 0 | 0 | 0 | 0 | 0 | 0 | 0 | 0 | 0 | 0 | 0 | 0 | 0 | 0 | 0 | 0 | 0 | 0 | 0 | 0 |  |  | C4 | 0 | 0 | 0 | 0 | 0 | C4 | 0 | 0 | 0 | 0 | 0 | C4 | [5 empty] | C4 | [5 empty] | 0 | [6 empty] | 0 | [6 empty] | 0 | [6 empty] | 0 | [6 empty] | 0 | [6 empty] | 0
|  |  | 0 | 0 |  | 0 | 0 | 0 | 0 | 0 |  | 0 | 0 | 0 | 0 | 0 |  | 0 | 0 | 0 | 0 | 0 |  | 0 | 0 | 0 | 0 | 0 |  | 0 | 0 | 0 | 0 | 0 |  | 0 | 0 | 0 | 0 | 0 | [22 empty] | 0 | 0 | 0 | 0 | 0 | 0 |  | 0 | 0 | 0 | 0 | 0 | 0 |  | 0 | 0 | 0 | 0 | 0 | 0 |  | 0 | 0 | 0 | 0 | 0 | 0 |  | 0 | 0 | 0 | 0 | 0 | 0 |  | 0 | 0 | 0 | 0 | 0 | 0
[63 empty] | 622194.8655 | 1413198.4989 | 2867943.5144 | 842430.9338 | 314768.1357 | 6060535.9484 |  | 743490.0807 | 1465423.1227 | 2730785.0968 | 352036.0028 | 89737.7575 | 5381472.0605 |  | 451039.1274 | 1634338.2049 | 2892054.7963 | 640791.8415 | 607896.1614 | 6226120.1314 |  | 545561.0288 | 1638622.1691 | 2794838.5955 | 372850.7783 | 305446.6825 | 5657319.2541 |  | 204085.9448 | 1723107.7521 | 3071323.7186 | 785403.7543 | 1654003.0652 | 7437924.235 |  | 418694.919 | 1745370.3201 | 2974107.5179 | 145625.6451 | 611492.8793 | 5895291.2814
| EHV Network | [66 empty] | 0 | [6 empty] | 0 | [6 empty] | 0 | [6 empty] | 0 | [6 empty] | 0 | [6 empty] | 0
| EHV Switchgear (GM) |  | 40 | 40 | C1 | 27 | 3 | 9 | 1 | 0 | 40 | 27 | 3 | 9 | 1 | 0 | 40 | 0 | 0 | 0 | 0 | 0 | 0 | 15 | 15 | 9 | 0 | 1 | 40 | 0 | 0 | 0 | 0 | 0 | 0 | 15 | 14 | 1 | 9 | 1 | 40 |  |  | C1 | 0.0044186 | 0.0044186 | 0.016672 | 0.030516 | 0.05209 | C1 | 99201.3578 | 99201.3578 | 99201.3578 | 99201.3578 | 99201.3578 | C1 | 438.3267 | 438.3267 | 1653.9128 | 3027.2167 | 5167.3878 | C1 | 11834.8197 | 1314.98 | 14885.2153 | 3027.2167 | 0 | 31062.2317 |  | 11834.8197 | 1314.98 | 14885.2153 | 3027.2167 | 0 | 31062.2317 |  | 6574.8998 | 6574.8998 | 14885.2153 | 0 | 5167.3878 | 33202.4028 |  | 6574.8998 | 6574.8998 | 14885.2153 | 0 | 5167.3878 | 33202.4028 |  | 6574.8998 | 6136.5732 | 1653.9128 | 27244.9506 | 5167.3878 | 46777.7242 |  | 6574.8998 | 6136.5732 | 1653.9128 | 27244.9506 | 5167.3878 | 46777.7242
|  |  | 224 | 209 | C2 | 42 | 135 | 21 | 26 | 0 | 224 | 40 | 85 | 21 | 27 | 2 | 175 | 4 | 0 | 0 | 0 | -19 | -15 | 25 | 110 | 55 | 6 | 28 | 224 | 4 | 0 | 0 | 0 | -19 | -15 | 19 | 99 | 71 | 2 | 33 | 224 |  |  | C2 | 0.0044186 | 0.0044186 | 0.016672 | 0.030516 | 0.05209 | C2 | 141716.2255 | 141716.2255 | 141716.2255 | 141716.2255 | 141716.2255 | C2 | 626.1809 | 626.1809 | 2362.7326 | 4324.5953 | 7381.9826 | C2 | 25047.2375 | 53225.3796 | 49617.3844 | 116764.0739 | 14763.9652 | 259418.0407 |  | 26299.5993 | 84534.4265 | 49617.3844 | 112439.4786 | 0 | 272890.8888 |  | 15654.5234 | 68879.903 | 129950.2926 | 25947.572 | 206695.5127 | 447127.8037 |  | 18159.2472 | 68879.903 | 129950.2926 | 25947.572 | 66437.8434 | 309374.8581 |  | 11897.4378 | 61991.9127 | 167754.014 | 8649.1907 | 243605.4257 | 493897.9809 |  | 14402.1615 | 61991.9127 | 167754.014 | 8649.1907 | 103347.7564 | 356145.0353
|  |  | 248 | 248 | C3 | 66 | 127 | 43 | 12 | 0 | 248 | 66 | 119 | 43 | 20 | 0 | 248 | 13 | 0 | 0 | 0 | -13 | 0 | 43 | 109 | 77 | 6 | 13 | 248 | 13 | 0 | 0 | 0 | -13 | 0 | 23 | 85 | 102 | 18 | 20 | 248 |  |  | C3 | 0.0044186 | 0.0044186 | 0.016672 | 0.030516 | 0.05209 | C3 | 212574.3382 | 212574.3382 | 212574.3382 | 212574.3382 | 212574.3382 | C3 | 939.2714 | 939.2714 | 3544.0989 | 6486.893 | 11072.9739 | C3 | 61991.9127 | 111773.2972 | 152396.2522 | 129737.8599 | 0 | 455899.3221 |  | 61991.9127 | 119287.4684 | 152396.2522 | 77842.716 | 0 | 411518.3493 |  | 40388.6704 | 102380.5832 | 272895.6144 | 38921.358 | 143948.6606 | 598534.8866 |  | 52599.1987 | 102380.5832 | 272895.6144 | 38921.358 | 0 | 466796.7542 |  | 21603.2423 | 79838.0694 | 361498.0866 | 116764.0739 | 221459.4779 | 801162.9502 |  | 33813.7706 | 79838.0694 | 361498.0866 | 116764.0739 | 77510.8173 | 669424.8178
|  |  | 67 | 67 | C4 | 9 | 42 | 13 | 3 | 0 | 67 | 6 | 42 | 13 | 3 | 3 | 67 | 3 | 0 | 0 | 0 | -3 | 0 | 7 | 35 | 19 | 3 | 3 | 67 | 3 | 0 | 0 | 0 | -3 | 0 | 6 | 22 | 31 | 5 | 3 | 67 |  |  | C4 | 0.0044186 | 0.0044186 | 0.016672 | 0.030516 | 0.05209 | C4 | 354290.5637 | 354290.5637 | 354290.5637 | 354290.5637 | 354290.5637 | C4 | 1565.4523 | 1565.4523 | 5906.8315 | 10811.4883 | 18454.9565 | C4 | 9392.7141 | 65748.9984 | 76788.8092 | 32434.465 | 55364.8695 | 239729.8561 |  | 14089.0711 | 65748.9984 | 76788.8092 | 32434.465 | 0 | 189061.3437 |  | 10958.1664 | 54790.832 | 112229.7981 | 32434.465 | 55364.8695 | 265778.1309 |  | 15654.5234 | 54790.832 | 112229.7981 | 32434.465 | 0 | 215109.6185 |  | 9392.7141 | 34439.9515 | 183111.7759 | 54057.4416 | 55364.8695 | 336366.7526 |  | 14089.0711 | 34439.9515 | 183111.7759 | 54057.4416 | 0 | 285698.2401
|  |  | 579 | 564 |  | 144 | 307 | 86 | 42 | 0 |  | 139 | 249 | 86 | 51 | 5 |  | 20 | 0 | 0 | 0 | -35 |  | 90 | 269 | 160 | 15 | 45 |  | 20 | 0 | 0 | 0 | -35 |  | 63 | 220 | 205 | 34 | 57 | [22 empty] | 108266.684 | 232062.6551 | 293687.6612 | 281963.6156 | 70128.8347 | 986109.4505 |  | 114215.4029 | 270885.8732 | 293687.6612 | 225743.8763 | 0 | 904532.8135 |  | 73576.2601 | 232626.218 | 529960.9204 | 97303.3949 | 411176.4307 | 1344643.224 |  | 92987.8691 | 232626.218 | 529960.9204 | 97303.3949 | 71605.2312 | 1024483.6336 |  | 49468.294 | 182406.5069 | 714017.7893 | 206715.6568 | 525597.1609 | 1678205.4079 |  | 68879.903 | 182406.5069 | 714017.7893 | 206715.6568 | 186025.9614 | 1358045.8175
| EHV Transformer |  | 0 | 0 | C1 | 0 | 0 | 0 | 0 | 0 | 0 | 0 | 0 | 0 | 0 | 0 | 0 | 0 | 0 | 0 | 0 | 0 | 0 | 0 | 0 | 0 | 0 | 0 | 0 | 0 | 0 | 0 | 0 | 0 | 0 | 0 | 0 | 0 | 0 | 0 | 0 |  |  | C1 | 0.0085067 | 0.0085067 | 0.031863 | 0.066088 | 0.13524 | C1 | 214942.0641 | 214942.0641 | 214942.0641 | 214942.0641 | 214942.0641 | C1 | 1828.4498 | 1828.4498 | 6848.6302 | 14205.0866 | 29069.6931 | C1 | 0 | 0 | 0 | 0 | 0 | 0 |  | 0 | 0 | 0 | 0 | 0 | 0 |  | 0 | 0 | 0 | 0 | 0 | 0 |  | 0 | 0 | 0 | 0 | 0 | 0 |  | 0 | 0 | 0 | 0 | 0 | 0 |  | 0 | 0 | 0 | 0 | 0 | 0
|  |  | 44 | 47 | C2 | 9 | 27 | 7 | 1 | 0 | 44 | 8 | 25 | 7 | 1 | 1 | 42 | 4 | 0 | 0 | -4 | 0 | 0 | 7 | 16 | 15 | 6 | 0 | 44 | 7 | 0 | 0 | -4 | 0 | 3 | 6 | 6 | 26 | 6 | 0 | 44 |  |  | C2 | 0.0085067 | 0.0085067 | 0.031863 | 0.066088 | 0.13524 | C2 | 307060.0915 | 307060.0915 | 307060.0915 | 307060.0915 | 307060.0915 | C2 | 2612.0712 | 2612.0712 | 9783.7574 | 20292.9809 | 41528.133 | C2 | 20896.5692 | 65301.7788 | 68486.3021 | 20292.9809 | 41528.133 | 216505.7639 |  | 23508.6404 | 70525.9211 | 68486.3021 | 20292.9809 | 0 | 182813.8444 |  | 18284.4981 | 41793.1384 | 146756.3616 | 121757.8853 | 0 | 328591.8833 |  | 28732.7827 | 41793.1384 | 146756.3616 | 40585.9618 | 0 | 257868.2444 |  | 15672.4269 | 15672.4269 | 254377.6934 | 121757.8853 | 0 | 407480.4325 |  | 33956.925 | 15672.4269 | 254377.6934 | 40585.9618 | 0 | 344593.007
|  |  | 193 | 185 | C3 | 4 | 144 | 33 | 7 | 5 | 193 | 3 | 143 | 33 | 8 | 6 | 193 | 3 | 0 | 0 | -4 | -3 | -4 | 2 | 115 | 60 | 4 | 12 | 193 | 5 | 0 | 0 | -7 | -6 | -8 | 1 | 80 | 92 | 8 | 12 | 193 |  |  | C3 | 0.0085067 | 0.0085067 | 0.031863 | 0.066088 | 0.13524 | C3 | 460590.1373 | 460590.1373 | 460590.1373 | 460590.1373 | 460590.1373 | C3 | 3918.1067 | 3918.1067 | 14675.6362 | 30439.4713 | 62292.1995 | C3 | 11754.3202 | 560289.262 | 484295.9932 | 243515.7706 | 373753.1968 | 1673608.5427 |  | 15672.4269 | 564207.3687 | 484295.9932 | 213076.2993 | 311460.9973 | 1588713.0853 |  | 7836.2135 | 450582.2736 | 880538.1694 | 121757.8853 | 747506.3935 | 2208220.9353 |  | 19590.5336 | 450582.2736 | 880538.1694 | 0 | 560629.7951 | 1911340.7718 |  | 3918.1067 | 313448.5382 | 1350158.5264 | 243515.7706 | 747506.3935 | 2658547.3354 |  | 23508.6404 | 313448.5382 | 1350158.5264 | 30439.4713 | 373753.1968 | 2091308.373
|  |  | 51 | 47 | C4 | 7 | 32 | 10 | 2 | 0 | 51 | 4 | 32 | 10 | 3 | 2 | 51 | 1 | 0 | 0 | -4 | -1 | -4 | 4 | 25 | 17 | 4 | 1 | 51 | 1 | 1 | 0 | -5 | -1 | -4 | 3 | 18 | 23 | 6 | 1 | 51 |  |  | C4 | 0.0085067 | 0.0085067 | 0.031863 | 0.066088 | 0.13524 | C4 | 767650.2289 | 767650.2289 | 767650.2289 | 767650.2289 | 767650.2289 | C4 | 6530.1779 | 6530.1779 | 24459.3936 | 50732.4522 | 103820.3324 | C4 | 26120.7115 | 208965.6921 | 244593.9359 | 152197.3566 | 207640.6649 | 839518.3611 |  | 45711.2451 | 208965.6921 | 244593.9359 | 101464.9044 | 0 | 600735.7776 |  | 26120.7115 | 163254.447 | 415809.6911 | 202929.8088 | 103820.3324 | 911934.9908 |  | 32650.8894 | 163254.447 | 415809.6911 | 0 | 0 | 611715.0275 |  | 19590.5336 | 117543.2018 | 562566.0527 | 304394.7132 | 103820.3324 | 1107914.8338 |  | 26120.7115 | 124073.3797 | 562566.0527 | 50732.4522 | 0 | 763492.5961
|  |  | 288 | 279 |  | 20 | 203 | 50 | 10 | 5 |  | 15 | 200 | 50 | 12 | 9 |  | 8 | 0 | 0 | -12 | -4 |  | 13 | 156 | 92 | 14 | 13 |  | 13 | 1 | 0 | -16 | -7 |  | 10 | 104 | 141 | 20 | 13 | [22 empty] | 58771.6009 | 834556.7329 | 797376.2312 | 416006.1081 | 622921.9946 | 2729632.6676 |  | 84892.3124 | 843698.9819 | 797376.2312 | 334834.1846 | 311460.9973 | 2372262.7074 |  | 52241.423 | 655629.859 | 1443104.2221 | 446445.5794 | 851326.726 | 3448747.8095 |  | 80974.2057 | 655629.859 | 1443104.2221 | 40585.9618 | 560629.7951 | 2780924.0437 |  | 39181.0673 | 446664.1669 | 2167102.2725 | 669668.3691 | 851326.726 | 4173942.6017 |  | 83586.2768 | 453194.3448 | 2167102.2725 | 121757.8853 | 373753.1968 | 3199393.9761
| EHV UG Cable (Gas) |  | 3 | 3 | C1 | 0 | 0 | 0 | 3 | 0 | 3 | 0 | 0 | 0 | 5 | 0 | 5 | 0 | 0 | 0 | 0 | 0 | 0 | 0 | 0 | 0 | 0 | 3 | 3 | 0 | 0 | 0 | 0 | 0 | 0 | 0 | 0 | 0 | 0 | 3 | 3 |  |  | C1 | 0.0005345 | 0.0005345 | 0.0020035 | 0.004131 | 0.0085 | C1 | 441669.2 | 441669.2 | 441669.2 | 441669.2 | 441669.2 | C1 | 236.0722 | 236.0722 | 884.8842 | 1824.5355 | 3754.1882 | C1 | 0 | 0 | 0 | 9122.6773 | 0 | 9122.6773 |  | 0 | 0 | 0 | 5473.6064 | 0 | 5473.6064 |  | 0 | 0 | 0 | 0 | 11262.5646 | 11262.5646 |  | 0 | 0 | 0 | 0 | 11262.5646 | 11262.5646 |  | 0 | 0 | 0 | 0 | 11262.5646 | 11262.5646 |  | 0 | 0 | 0 | 0 | 11262.5646 | 11262.5646
|  |  | 4 | 4 | C2 | 0 | 0 | 0 | 4 | 0 | 4 | 0 | 0 | 0 | 0 | 0 | 0 | 0 | 0 | 0 | 0 | 0 | 0 | 0 | 0 | 0 | 0 | 4 | 4 | 0 | 0 | 0 | 0 | 0 | 0 | 0 | 0 | 0 | 0 | 4 | 4 |  |  | C2 | 0.0005345 | 0.0005345 | 0.0020035 | 0.004131 | 0.0085 | C2 | 630956 | 630956 | 630956 | 630956 | 630956 | C2 | 337.246 | 337.246 | 1264.1203 | 2606.4792 | 5363.126 | C2 | 0 | 0 | 0 | 0 | 0 | 0 |  | 0 | 0 | 0 | 10425.9169 | 0 | 10425.9169 |  | 0 | 0 | 0 | 0 | 21452.504 | 21452.504 |  | 0 | 0 | 0 | 0 | 21452.504 | 21452.504 |  | 0 | 0 | 0 | 0 | 21452.504 | 21452.504 |  | 0 | 0 | 0 | 0 | 21452.504 | 21452.504
|  |  | 7 | 7 | C3 | 0 | 0 | 0 | 7 | 0 | 7 | 0 | 0 | 0 | 0 | 0 | 0 | 0 | 0 | 0 | 0 | 0 | 0 | 0 | 0 | 0 | 0 | 7 | 7 | 0 | 0 | 0 | 0 | 0 | 0 | 0 | 0 | 0 | 0 | 7 | 7 |  |  | C3 | 0.0005345 | 0.0005345 | 0.0020035 | 0.004131 | 0.0085 | C3 | 946434 | 946434 | 946434 | 946434 | 946434 | C3 | 505.869 | 505.869 | 1896.1805 | 3909.7189 | 8044.689 | C3 | 0 | 0 | 0 | 0 | 0 | 0 |  | 0 | 0 | 0 | 27368.032 | 0 | 27368.032 |  | 0 | 0 | 0 | 0 | 56312.823 | 56312.823 |  | 0 | 0 | 0 | 0 | 56312.823 | 56312.823 |  | 0 | 0 | 0 | 0 | 56312.823 | 56312.823 |  | 0 | 0 | 0 | 0 | 56312.823 | 56312.823
|  |  | 19 | 0.6 | C4 | 0 | 0 | 0 | 19 | 0 | 19 | 0 | 0 | 0 | 28 | 0 | 28 | 0 | 0 | 0 | 0 | -10.9 | -10.9 | 0 | 0 | 0 | 1 | 18 | 19 | 0 | 0 | 0 | 0 | -18.4 | -18.4 | 0 | 0 | 0 | 0 | 19 | 19 |  |  | C4 | 0.0005345 | 0.0005345 | 0.0020035 | 0.004131 | 0.0085 | C4 | 1577390 | 1577390 | 1577390 | 1577390 | 1577390 | C4 | 843.115 | 843.115 | 3160.3009 | 6516.1981 | 13407.815 | C4 | 0 | 0 | 0 | 182453.5465 | 0 | 182453.5465 |  | 0 | 0 | 0 | 123807.7637 | 0 | 123807.7637 |  | 0 | 0 | 0 | 6516.1981 | 241340.67 | 247856.8681 |  | 0 | 0 | 0 | 6516.1981 | 95195.4865 | 101711.6846 |  | 0 | 0 | 0 | 0 | 254748.485 | 254748.485 |  | 0 | 0 | 0 | 0 | 8044.689 | 8044.689
|  |  | 33 | 14.6 |  | 0 | 0 | 0 | 33 | 0 |  | 0 | 0 | 0 | 33 | 0 |  | 0 | 0 | 0 | 0 | -10.9 |  | 0 | 0 | 0 | 1 | 32 |  | 0 | 0 | 0 | 0 | -18.4 |  | 0 | 0 | 0 | 0 | 33 | [22 empty] | 0 | 0 | 0 | 191576.2238 | 0 | 191576.2238 |  | 0 | 0 | 0 | 167075.319 | 0 | 167075.319 |  | 0 | 0 | 0 | 6516.1981 | 330368.5616 | 336884.7597 |  | 0 | 0 | 0 | 6516.1981 | 184223.3781 | 190739.5762 |  | 0 | 0 | 0 | 0 | 343776.3766 | 343776.3766 |  | 0 | 0 | 0 | 0 | 97072.5806 | 97072.5806
| EHV UG Cable (Oil) |  | 62 | 62 | C1 | 0 | 38 | 17 | 1 | 6 | 62 | 0 | 47 | 12 | 1 | 2 | 62 | 0 | 0 | 0 | 0 | 0 | 0 | 0 | 30 | 22 | 3 | 7 | 62 | 0 | 0 | 0 | 0 | 0 | 0 | 0 | 17 | 33 | 4 | 8 | 62 |  |  | C1 | 0.0005345 | 0.0005345 | 0.0020035 | 0.004131 | 0.0085 | C1 | 495225.661 | 495225.661 | 495225.661 | 495225.661 | 495225.661 | C1 | 264.6981 | 264.6981 | 992.1846 | 2045.7772 | 4209.4181 | C1 | 0 | 12440.8114 | 11906.2153 | 2045.7772 | 8418.8362 | 34811.6402 |  | 0 | 10058.5284 | 16867.1384 | 2045.7772 | 25256.5087 | 54227.9527 |  | 0 | 7940.9435 | 21828.0615 | 6137.3316 | 29465.9268 | 65372.2634 |  | 0 | 7940.9435 | 21828.0615 | 6137.3316 | 29465.9268 | 65372.2634 |  | 0 | 4499.868 | 32742.0922 | 8183.1088 | 33675.3449 | 79100.4139 |  | 0 | 4499.868 | 32742.0922 | 8183.1088 | 33675.3449 | 79100.4139
|  |  | 36 | 34.36 | C2 | 0 | 22 | 10 | 0 | 4 | 36 | 0 | 19 | 14 | 2 | 1 | 36 | 0 | 0 | 0 | 0 | -0.5 | -0.5 | 0 | 17 | 13 | 2 | 4 | 36 | 0 | 0 | 0 | 0 | -1.64 | -1.64 | 0 | 11 | 19 | 2 | 4 | 36 |  |  | C2 | 0.0005345 | 0.0005345 | 0.0020035 | 0.004131 | 0.0085 | C2 | 707465.23 | 707465.23 | 707465.23 | 707465.23 | 707465.23 | C2 | 378.1402 | 378.1402 | 1417.4066 | 2922.5389 | 6013.4545 | C2 | 0 | 7184.6631 | 19843.6922 | 5845.0777 | 6013.4545 | 38886.8876 |  | 0 | 8319.0836 | 14174.0659 | 0 | 24053.8178 | 46546.9673 |  | 0 | 6428.3828 | 18426.2856 | 5845.0777 | 24053.8178 | 54753.564 |  | 0 | 6428.3828 | 18426.2856 | 5845.0777 | 21047.0906 | 51746.8368 |  | 0 | 4159.5418 | 26930.7252 | 5845.0777 | 24053.8178 | 60989.1625 |  | 0 | 4159.5418 | 26930.7252 | 5845.0777 | 14191.7525 | 51127.0972
|  |  | 53 | 49 | C3 | 0 | 31 | 15 | 1 | 6 | 53 | 0 | 47 | 4 | 0 | 2 | 53 | 0 | 0 | 0 | 0 | -1.3 | -1.3 | 0 | 26 | 19 | 2 | 6 | 53 | 0 | 0 | 0 | 0 | -4 | -4 | 0 | 15 | 28 | 3 | 7 | 53 |  |  | C3 | 0.0005345 | 0.0005345 | 0.0020035 | 0.004131 | 0.0085 | C3 | 1061197.845 | 1061197.845 | 1061197.845 | 1061197.845 | 1061197.845 | C3 | 567.2102 | 567.2102 | 2126.1099 | 4383.8083 | 9020.1817 | C3 | 0 | 26658.8817 | 8504.4395 | 0 | 18040.3634 | 53203.6846 |  | 0 | 17583.5177 | 31891.6482 | 4383.8083 | 54121.0901 | 107980.0643 |  | 0 | 14747.4665 | 40396.0878 | 8767.6166 | 54121.0901 | 118032.2609 |  | 0 | 14747.4665 | 40396.0878 | 8767.6166 | 42394.8539 | 106306.0247 |  | 0 | 8508.1537 | 59531.0767 | 13151.4249 | 63141.2718 | 144331.9271 |  | 0 | 8508.1537 | 59531.0767 | 13151.4249 | 27060.545 | 108251.2004
|  |  | 444 | 415.04 | C4 | 0 | 267 | 125 | 6 | 46 | 444 | 0 | 339 | 88 | 8 | 9 | 444 | 0 | 0 | 0 | 0 | -11.8 | -11.8 | 0 | 214 | 160 | 19 | 51 | 444 | 0 | 0 | 0 | -0.86 | -28.1 | -28.96 | 0 | 126 | 237 | 27 | 54 | 444 |  |  | C4 | 0.0005345 | 0.0005345 | 0.0020035 | 0.004131 | 0.0085 | C4 | 1768663.075 | 1768663.075 | 1768663.075 | 1768663.075 | 1768663.075 | C4 | 945.3504 | 945.3504 | 3543.5165 | 7306.3472 | 15033.6361 | C4 | 0 | 320473.7902 | 311829.4494 | 58450.7773 | 135302.7252 | 826056.7422 |  | 0 | 252408.5604 | 442939.5588 | 43838.083 | 691547.2623 | 1430733.4646 |  | 0 | 202304.9885 | 566962.6353 | 138820.5961 | 766715.443 | 1674803.6629 |  | 0 | 202304.9885 | 566962.6353 | 138820.5961 | 589318.5366 | 1497406.7565 |  | 0 | 119114.1521 | 839813.4036 | 197271.3734 | 811816.3514 | 1968015.2805 |  | 0 | 119114.1521 | 839813.4036 | 190987.9148 | 389371.176 | 1539286.6465
|  |  | 595 | 560.4 |  | 0 | 358 | 167 | 8 | 62 |  | 0 | 452 | 118 | 11 | 14 |  | 0 | 0 | 0 | 0 | -13.6 |  | 0 | 287 | 214 | 26 | 68 |  | 0 | 0 | 0 | -0.86 | -33.74 |  | 0 | 169 | 317 | 36 | 73 | [22 empty] | 0 | 366758.1465 | 352083.7965 | 66341.6322 | 167775.3793 | 952958.9545 |  | 0 | 288369.6902 | 505872.4114 | 50267.6685 | 794978.679 | 1639488.449 |  | 0 | 231421.7812 | 647613.0702 | 159570.622 | 874356.2778 | 1912961.7512 |  | 0 | 231421.7812 | 647613.0702 | 159570.622 | 682226.4079 | 1720831.8814 |  | 0 | 136281.7156 | 959017.2976 | 224450.9848 | 932686.786 | 2252436.7841 |  | 0 | 136281.7156 | 959017.2976 | 218167.5263 | 464298.8185 | 1777765.358
| EHV UG Cable (Non Pressurised) |  | 0 | 0 | C1 | 0 | 0 | 0 | 0 | 0 | 0 | 0 | 0 | 0 | 0 | 0 | 0 | 0 | 0 | 0 | 0 | 0 | 0 | 0 | 0 | 0 | 0 | 0 | 0 | 0 | 0 | 0 | 0 | 0 | 0 | 0 | 0 | 0 | 0 | 0 | 0 |  |  | C1 | 0 | 0 | 0 | 0 | 0 | C1 | 0 | 0 | 0 | 0 | 0 | C1 | [5 empty] | C1 | [5 empty] | 0 | [6 empty] | 0 | [6 empty] | 0 | [6 empty] | 0 | [6 empty] | 0 | [6 empty] | 0
|  |  | 0 | 0 | C2 | 0 | 0 | 0 | 0 | 0 | 0 | 0 | 0 | 0 | 0 | 0 | 0 | 0 | 0 | 0 | 0 | 0 | 0 | 0 | 0 | 0 | 0 | 0 | 0 | 0 | 0 | 0 | 0 | 0 | 0 | 0 | 0 | 0 | 0 | 0 | 0 |  |  | C2 | 0 | 0 | 0 | 0 | 0 | C2 | 0 | 0 | 0 | 0 | 0 | C2 | [5 empty] | C2 | [5 empty] | 0 | [6 empty] | 0 | [6 empty] | 0 | [6 empty] | 0 | [6 empty] | 0 | [6 empty] | 0
|  |  | 0 | 0 | C3 | 0 | 0 | 0 | 0 | 0 | 0 | 0 | 0 | 0 | 0 | 0 | 0 | 0 | 0 | 0 | 0 | 0 | 0 | 0 | 0 | 0 | 0 | 0 | 0 | 0 | 0 | 0 | 0 | 0 | 0 | 0 | 0 | 0 | 0 | 0 | 0 |  |  | C3 | 0 | 0 | 0 | 0 | 0 | C3 | 0 | 0 | 0 | 0 | 0 | C3 | [5 empty] | C3 | [5 empty] | 0 | [6 empty] | 0 | [6 empty] | 0 | [6 empty] | 0 | [6 empty] | 0 | [6 empty] | 0
|  |  | 0 | 0 | C4 | 0 | 0 | 0 | 0 | 0 | 0 | 0 | 0 | 0 | 0 | 0 | 0 | 0 | 0 | 0 | 0 | 0 | 0 | 0 | 0 | 0 | 0 | 0 | 0 | 0 | 0 | 0 | 0 | 0 | 0 | 0 | 0 | 0 | 0 | 0 | 0 |  |  | C4 | 0 | 0 | 0 | 0 | 0 | C4 | 0 | 0 | 0 | 0 | 0 | C4 | [5 empty] | C4 | [5 empty] | 0 | [6 empty] | 0 | [6 empty] | 0 | [6 empty] | 0 | [6 empty] | 0 | [6 empty] | 0
|  |  | 0 | 0 |  | 0 | 0 | 0 | 0 | 0 |  | 0 | 0 | 0 | 0 | 0 |  | 0 | 0 | 0 | 0 | 0 |  | 0 | 0 | 0 | 0 | 0 |  | 0 | 0 | 0 | 0 | 0 |  | 0 | 0 | 0 | 0 | 0 | [22 empty] | 0 | 0 | 0 | 0 | 0 | 0 |  | 0 | 0 | 0 | 0 | 0 | 0 |  | 0 | 0 | 0 | 0 | 0 | 0 |  | 0 | 0 | 0 | 0 | 0 | 0 |  | 0 | 0 | 0 | 0 | 0 | 0 |  | 0 | 0 | 0 | 0 | 0 | 0
| EHV OHL Support - Towers |  | 1 | 1 | C1 | 0 | 1 | 0 | 0 | 0 | 1 | 0 | 1 | 0 | 0 | 0 | 1 | 0 | 0 | 0 | 0 | 0 | 0 | 0 | 1 | 0 | 0 | 0 | 1 | 0 | 0 | 0 | 0 | 0 | 0 | 0 | 1 | 0 | 0 | 0 | 1 |  |  | C1 | 0 | 0 | 8.0765e-05 | 0.00028033 | 0.00065359 | C1 | 304705.1 | 304705.1 | 304705.1 | 304705.1 | 304705.1 | C1 | 0 | 0 | 24.6095 | 85.4195 | 199.1537 | C1 | 0 | 0 | 0 | 0 | 0 | 0 |  | 0 | 0 | 0 | 0 | 0 | 0 |  | 0 | 0 | 0 | 0 | 0 | 0 |  | 0 | 0 | 0 | 0 | 0 | 0 |  | 0 | 0 | 0 | 0 | 0 | 0 |  | 0 | 0 | 0 | 0 | 0 | 0
|  |  | 20 | 20 | C2 | 0 | 14 | 6 | 0 | 0 | 20 | 0 | 14 | 6 | 0 | 0 | 20 | 0 | 0 | 0 | 0 | 0 | 0 | 0 | 14 | 6 | 0 | 0 | 20 | 0 | 0 | 0 | 0 | 0 | 0 | 0 | 14 | 6 | 0 | 0 | 20 |  |  | C2 | 0 | 0 | 8.0765e-05 | 0.00028033 | 0.00065359 | C2 | 435293 | 435293 | 435293 | 435293 | 435293 | C2 | 0 | 0 | 35.1564 | 122.0279 | 284.5053 | C2 | 0 | 0 | 210.9386 | 0 | 0 | 210.9386 |  | 0 | 0 | 210.9386 | 0 | 0 | 210.9386 |  | 0 | 0 | 210.9386 | 0 | 0 | 210.9386 |  | 0 | 0 | 210.9386 | 0 | 0 | 210.9386 |  | 0 | 0 | 210.9386 | 0 | 0 | 210.9386 |  | 0 | 0 | 210.9386 | 0 | 0 | 210.9386
|  |  | 6 | 6 | C3 | 0 | 4 | 2 | 0 | 0 | 6 | 0 | 4 | 2 | 0 | 0 | 6 | 0 | 0 | 0 | 0 | 0 | 0 | 0 | 4 | 2 | 0 | 0 | 6 | 0 | 0 | 0 | 0 | 0 | 0 | 0 | 4 | 2 | 0 | 0 | 6 |  |  | C3 | 0 | 0 | 8.0765e-05 | 0.00028033 | 0.00065359 | C3 | 652939.5 | 652939.5 | 652939.5 | 652939.5 | 652939.5 | C3 | 0 | 0 | 52.7347 | 183.0418 | 426.758 | C3 | 0 | 0 | 105.4693 | 0 | 0 | 105.4693 |  | 0 | 0 | 105.4693 | 0 | 0 | 105.4693 |  | 0 | 0 | 105.4693 | 0 | 0 | 105.4693 |  | 0 | 0 | 105.4693 | 0 | 0 | 105.4693 |  | 0 | 0 | 105.4693 | 0 | 0 | 105.4693 |  | 0 | 0 | 105.4693 | 0 | 0 | 105.4693
|  |  | 1 | 1 | C4 | 0 | 1 | 0 | 0 | 0 | 1 | 0 | 1 | 0 | 0 | 0 | 1 | 0 | 0 | 0 | 0 | 0 | 0 | 0 | 1 | 0 | 0 | 0 | 1 | 0 | 0 | 0 | 0 | 0 | 0 | 0 | 1 | 0 | 0 | 0 | 1 |  |  | C4 | 0 | 0 | 8.0765e-05 | 0.00028033 | 0.00065359 | C4 | 1088232.5 | 1088232.5 | 1088232.5 | 1088232.5 | 1088232.5 | C4 | 0 | 0 | 87.8911 | 305.0697 | 711.2633 | C4 | 0 | 0 | 0 | 0 | 0 | 0 |  | 0 | 0 | 0 | 0 | 0 | 0 |  | 0 | 0 | 0 | 0 | 0 | 0 |  | 0 | 0 | 0 | 0 | 0 | 0 |  | 0 | 0 | 0 | 0 | 0 | 0 |  | 0 | 0 | 0 | 0 | 0 | 0
|  |  | 28 | 28 |  | 0 | 20 | 8 | 0 | 0 |  | 0 | 20 | 8 | 0 | 0 |  | 0 | 0 | 0 | 0 | 0 |  | 0 | 20 | 8 | 0 | 0 |  | 0 | 0 | 0 | 0 | 0 |  | 0 | 20 | 8 | 0 | 0 | [22 empty] | 0 | 0 | 316.408 | 0 | 0 | 316.408 |  | 0 | 0 | 316.408 | 0 | 0 | 316.408 |  | 0 | 0 | 316.408 | 0 | 0 | 316.408 |  | 0 | 0 | 316.408 | 0 | 0 | 316.408 |  | 0 | 0 | 316.408 | 0 | 0 | 316.408 |  | 0 | 0 | 316.408 | 0 | 0 | 316.408
| EHV OHL Support - Poles |  | 0 | 0 | C1 | 0 | 0 | 0 | 0 | 0 | 0 | 0 | 0 | 0 | 0 | 0 | 0 | 0 | 0 | 0 | 0 | 0 | 0 | 0 | 0 | 0 | 0 | 0 | 0 | 0 | 0 | 0 | 0 | 0 | 0 | 0 | 0 | 0 | 0 | 0 | 0 |  |  | C1 | 0.00034278 | 0.00034278 | 0.0012899 | 0.0027115 | 0.0041802 | C1 | 0 | 0 | 0 | 0 | 0 | C1 | [5 empty] | C1 | [5 empty] | 0 | [6 empty] | 0 | [6 empty] | 0 | [6 empty] | 0 | [6 empty] | 0 | [6 empty] | 0
|  |  | 0 | 0 | C2 | 0 | 0 | 0 | 0 | 0 | 0 | 0 | 0 | 0 | 0 | 0 | 0 | 0 | 0 | 0 | 0 | 0 | 0 | 0 | 0 | 0 | 0 | 0 | 0 | 0 | 0 | 0 | 0 | 0 | 0 | 0 | 0 | 0 | 0 | 0 | 0 |  |  | C2 | 0.00034278 | 0.00034278 | 0.0012899 | 0.0027115 | 0.0041802 | C2 | 0 | 0 | 0 | 0 | 0 | C2 | [5 empty] | C2 | [5 empty] | 0 | [6 empty] | 0 | [6 empty] | 0 | [6 empty] | 0 | [6 empty] | 0 | [6 empty] | 0
|  |  | 0 | 0 | C3 | 0 | 0 | 0 | 0 | 0 | 0 | 0 | 0 | 0 | 0 | 0 | 0 | 0 | 0 | 0 | 0 | 0 | 0 | 0 | 0 | 0 | 0 | 0 | 0 | 0 | 0 | 0 | 0 | 0 | 0 | 0 | 0 | 0 | 0 | 0 | 0 |  |  | C3 | 0.00034278 | 0.00034278 | 0.0012899 | 0.0027115 | 0.0041802 | C3 | 0 | 0 | 0 | 0 | 0 | C3 | [5 empty] | C3 | [5 empty] | 0 | [6 empty] | 0 | [6 empty] | 0 | [6 empty] | 0 | [6 empty] | 0 | [6 empty] | 0
|  |  | 0 | 0 | C4 | 0 | 0 | 0 | 0 | 0 | 0 | 0 | 0 | 0 | 0 | 0 | 0 | 0 | 0 | 0 | 0 | 0 | 0 | 0 | 0 | 0 | 0 | 0 | 0 | 0 | 0 | 0 | 0 | 0 | 0 | 0 | 0 | 0 | 0 | 0 | 0 |  |  | C4 | 0.00034278 | 0.00034278 | 0.0012899 | 0.0027115 | 0.0041802 | C4 | 0 | 0 | 0 | 0 | 0 | C4 | [5 empty] | C4 | [5 empty] | 0 | [6 empty] | 0 | [6 empty] | 0 | [6 empty] | 0 | [6 empty] | 0 | [6 empty] | 0
|  |  | 0 | 0 |  | 0 | 0 | 0 | 0 | 0 |  | 0 | 0 | 0 | 0 | 0 |  | 0 | 0 | 0 | 0 | 0 |  | 0 | 0 | 0 | 0 | 0 |  | 0 | 0 | 0 | 0 | 0 |  | 0 | 0 | 0 | 0 | 0 | [22 empty] | 0 | 0 | 0 | 0 | 0 | 0 |  | 0 | 0 | 0 | 0 | 0 | 0 |  | 0 | 0 | 0 | 0 | 0 | 0 |  | 0 | 0 | 0 | 0 | 0 | 0 |  | 0 | 0 | 0 | 0 | 0 | 0 |  | 0 | 0 | 0 | 0 | 0 | 0
| EHV OHL Fittings and Conductors (Tower Lines) |  | 0 | 0 | C1 | 0 | 0 | 0 | 0 | 0 | 0 | 0 | 0 | 0 | 0 | 0 | 0 | 0 | 0 | 0 | 0 | 0 | 0 | 0 | 0 | 0 | 0 | 0 | 0 | 0 | 0 | 0 | 0 | 0 | 0 | 0 | 0 | 0 | 0 | 0 | 0 |  |  | C1 | 0 | 0 | 8.0765e-05 | 0.00026322 | 0.00051074 | C1 | 304705.1 | 304705.1 | 304705.1 | 304705.1 | 304705.1 | C1 | 0 | 0 | 24.6095 | 80.203 | 155.6266 | C1 | 0 | 0 | 0 | 0 | 0 | 0 |  | 0 | 0 | 0 | 0 | 0 | 0 |  | 0 | 0 | 0 | 0 | 0 | 0 |  | 0 | 0 | 0 | 0 | 0 | 0 |  | 0 | 0 | 0 | 0 | 0 | 0 |  | 0 | 0 | 0 | 0 | 0 | 0
|  |  | 15 | 15 | C2 | 0 | 0 | 0 | 15 | 0 | 15 | 0 | 0 | 0 | 15 | 0 | 15 | 4.7382 | 0 | 0 | -4.7382 | 0 | 0 | 0 | 0 | 0 | 15 | 0 | 15 | 4.7382 | 0 | 0 | -4.7382 | 0 | 0 | 0 | 0 | 0 | 15 | 0 | 15 |  |  | C2 | 0 | 0 | 8.0765e-05 | 0.00026322 | 0.00051074 | C2 | 435293 | 435293 | 435293 | 435293 | 435293 | C2 | 0 | 0 | 35.1564 | 114.5756 | 222.3237 | C2 | 0 | 0 | 0 | 1718.6347 | 0 | 1718.6347 |  | 0 | 0 | 0 | 1718.6347 | 0 | 1718.6347 |  | 0 | 0 | 0 | 1718.6347 | 0 | 1718.6347 |  | 0 | 0 | 0 | 1175.7558 | 0 | 1175.7558 |  | 0 | 0 | 0 | 1718.6347 | 0 | 1718.6347 |  | 0 | 0 | 0 | 1175.7558 | 0 | 1175.7558
|  |  | 0 | 0 | C3 | 0 | 0 | 0 | 0 | 0 | 0 | 0 | 0 | 0 | 0 | 0 | 0 | 0 | 0 | 0 | 0 | 0 | 0 | 0 | 0 | 0 | 0 | 0 | 0 | 0 | 0 | 0 | 0 | 0 | 0 | 0 | 0 | 0 | 0 | 0 | 0 |  |  | C3 | 0 | 0 | 8.0765e-05 | 0.00026322 | 0.00051074 | C3 | 652939.5 | 652939.5 | 652939.5 | 652939.5 | 652939.5 | C3 | 0 | 0 | 52.7347 | 171.8635 | 333.4856 | C3 | 0 | 0 | 0 | 0 | 0 | 0 |  | 0 | 0 | 0 | 0 | 0 | 0 |  | 0 | 0 | 0 | 0 | 0 | 0 |  | 0 | 0 | 0 | 0 | 0 | 0 |  | 0 | 0 | 0 | 0 | 0 | 0 |  | 0 | 0 | 0 | 0 | 0 | 0
|  |  | 0 | 0 | C4 | 0 | 0 | 0 | 0 | 0 | 0 | 0 | 0 | 0 | 0 | 0 | 0 | 0 | 0 | 0 | 0 | 0 | 0 | 0 | 0 | 0 | 0 | 0 | 0 | 0 | 0 | 0 | 0 | 0 | 0 | 0 | 0 | 0 | 0 | 0 | 0 |  |  | C4 | 0 | 0 | 8.0765e-05 | 0.00026322 | 0.00051074 | C4 | 1088232.5 | 1088232.5 | 1088232.5 | 1088232.5 | 1088232.5 | C4 | 0 | 0 | 87.8911 | 286.4391 | 555.8093 | C4 | 0 | 0 | 0 | 0 | 0 | 0 |  | 0 | 0 | 0 | 0 | 0 | 0 |  | 0 | 0 | 0 | 0 | 0 | 0 |  | 0 | 0 | 0 | 0 | 0 | 0 |  | 0 | 0 | 0 | 0 | 0 | 0 |  | 0 | 0 | 0 | 0 | 0 | 0
|  |  | 15 | 15 |  | 0 | 0 | 0 | 15 | 0 |  | 0 | 0 | 0 | 15 | 0 |  | 4.7382 | 0 | 0 | -4.7382 | 0 |  | 0 | 0 | 0 | 15 | 0 |  | 4.7382 | 0 | 0 | -4.7382 | 0 |  | 0 | 0 | 0 | 15 | 0 | [22 empty] | 0 | 0 | 0 | 1718.6347 | 0 | 1718.6347 |  | 0 | 0 | 0 | 1718.6347 | 0 | 1718.6347 |  | 0 | 0 | 0 | 1718.6347 | 0 | 1718.6347 |  | 0 | 0 | 0 | 1175.7558 | 0 | 1175.7558 |  | 0 | 0 | 0 | 1718.6347 | 0 | 1718.6347 |  | 0 | 0 | 0 | 1175.7558 | 0 | 1175.7558
| [Please insert new asset category as required] |  | 0 | 0 | C1 | 0 | 0 | 0 | 0 | 0 | 0 | 0 | 0 | 0 | 0 | 0 | 0 | 0 | 0 | 0 | 0 | 0 | 0 | 0 | 0 | 0 | 0 | 0 | 0 | 0 | 0 | 0 | 0 | 0 | 0 | 0 | 0 | 0 | 0 | 0 | 0 |  |  | C1 | 0 | 0 | 0 | 0 | 0 | C1 | 0 | 0 | 0 | 0 | 0 | C1 | [5 empty] | C1 | [5 empty] | 0 | [6 empty] | 0 | [6 empty] | 0 | [6 empty] | 0 | [6 empty] | 0 | [6 empty] | 0
|  |  | 0 | 0 | C2 | 0 | 0 | 0 | 0 | 0 | 0 | 0 | 0 | 0 | 0 | 0 | 0 | 0 | 0 | 0 | 0 | 0 | 0 | 0 | 0 | 0 | 0 | 0 | 0 | 0 | 0 | 0 | 0 | 0 | 0 | 0 | 0 | 0 | 0 | 0 | 0 |  |  | C2 | 0 | 0 | 0 | 0 | 0 | C2 | 0 | 0 | 0 | 0 | 0 | C2 | [5 empty] | C2 | [5 empty] | 0 | [6 empty] | 0 | [6 empty] | 0 | [6 empty] | 0 | [6 empty] | 0 | [6 empty] | 0
|  |  | 0 | 0 | C3 | 0 | 0 | 0 | 0 | 0 | 0 | 0 | 0 | 0 | 0 | 0 | 0 | 0 | 0 | 0 | 0 | 0 | 0 | 0 | 0 | 0 | 0 | 0 | 0 | 0 | 0 | 0 | 0 | 0 | 0 | 0 | 0 | 0 | 0 | 0 | 0 |  |  | C3 | 0 | 0 | 0 | 0 | 0 | C3 | 0 | 0 | 0 | 0 | 0 | C3 | [5 empty] | C3 | [5 empty] | 0 | [6 empty] | 0 | [6 empty] | 0 | [6 empty] | 0 | [6 empty] | 0 | [6 empty] | 0
|  |  | 0 | 0 | C4 | 0 | 0 | 0 | 0 | 0 | 0 | 0 | 0 | 0 | 0 | 0 | 0 | 0 | 0 | 0 | 0 | 0 | 0 | 0 | 0 | 0 | 0 | 0 | 0 | 0 | 0 | 0 | 0 | 0 | 0 | 0 | 0 | 0 | 0 | 0 | 0 |  |  | C4 | 0 | 0 | 0 | 0 | 0 | C4 | 0 | 0 | 0 | 0 | 0 | C4 | [5 empty] | C4 | [5 empty] | 0 | [6 empty] | 0 | [6 empty] | 0 | [6 empty] | 0 | [6 empty] | 0 | [6 empty] | 0
|  |  | 0 | 0 |  | 0 | 0 | 0 | 0 | 0 |  | 0 | 0 | 0 | 0 | 0 |  | 0 | 0 | 0 | 0 | 0 |  | 0 | 0 | 0 | 0 | 0 |  | 0 | 0 | 0 | 0 | 0 |  | 0 | 0 | 0 | 0 | 0 | [22 empty] | 0 | 0 | 0 | 0 | 0 | 0 |  | 0 | 0 | 0 | 0 | 0 | 0 |  | 0 | 0 | 0 | 0 | 0 | 0 |  | 0 | 0 | 0 | 0 | 0 | 0 |  | 0 | 0 | 0 | 0 | 0 | 0 |  | 0 | 0 | 0 | 0 | 0 | 0
| [Please insert new asset category as required] |  | 0 | 0 | C1 | 0 | 0 | 0 | 0 | 0 | 0 | 0 | 0 | 0 | 0 | 0 | 0 | 0 | 0 | 0 | 0 | 0 | 0 | 0 | 0 | 0 | 0 | 0 | 0 | 0 | 0 | 0 | 0 | 0 | 0 | 0 | 0 | 0 | 0 | 0 | 0 |  |  | C1 | 0 | 0 | 0 | 0 | 0 | C1 | 0 | 0 | 0 | 0 | 0 | C1 | [5 empty] | C1 | [5 empty] | 0 | [6 empty] | 0 | [6 empty] | 0 | [6 empty] | 0 | [6 empty] | 0 | [6 empty] | 0
|  |  | 0 | 0 | C2 | 0 | 0 | 0 | 0 | 0 | 0 | 0 | 0 | 0 | 0 | 0 | 0 | 0 | 0 | 0 | 0 | 0 | 0 | 0 | 0 | 0 | 0 | 0 | 0 | 0 | 0 | 0 | 0 | 0 | 0 | 0 | 0 | 0 | 0 | 0 | 0 |  |  | C2 | 0 | 0 | 0 | 0 | 0 | C2 | 0 | 0 | 0 | 0 | 0 | C2 | [5 empty] | C2 | [5 empty] | 0 | [6 empty] | 0 | [6 empty] | 0 | [6 empty] | 0 | [6 empty] | 0 | [6 empty] | 0
|  |  | 0 | 0 | C3 | 0 | 0 | 0 | 0 | 0 | 0 | 0 | 0 | 0 | 0 | 0 | 0 | 0 | 0 | 0 | 0 | 0 | 0 | 0 | 0 | 0 | 0 | 0 | 0 | 0 | 0 | 0 | 0 | 0 | 0 | 0 | 0 | 0 | 0 | 0 | 0 |  |  | C3 | 0 | 0 | 0 | 0 | 0 | C3 | 0 | 0 | 0 | 0 | 0 | C3 | [5 empty] | C3 | [5 empty] | 0 | [6 empty] | 0 | [6 empty] | 0 | [6 empty] | 0 | [6 empty] | 0 | [6 empty] | 0
|  |  | 0 | 0 | C4 | 0 | 0 | 0 | 0 | 0 | 0 | 0 | 0 | 0 | 0 | 0 | 0 | 0 | 0 | 0 | 0 | 0 | 0 | 0 | 0 | 0 | 0 | 0 | 0 | 0 | 0 | 0 | 0 | 0 | 0 | 0 | 0 | 0 | 0 | 0 | 0 |  |  | C4 | 0 | 0 | 0 | 0 | 0 | C4 | 0 | 0 | 0 | 0 | 0 | C4 | [5 empty] | C4 | [5 empty] | 0 | [6 empty] | 0 | [6 empty] | 0 | [6 empty] | 0 | [6 empty] | 0 | [6 empty] | 0
|  |  | 0 | 0 |  | 0 | 0 | 0 | 0 | 0 |  | 0 | 0 | 0 | 0 | 0 |  | 0 | 0 | 0 | 0 | 0 |  | 0 | 0 | 0 | 0 | 0 |  | 0 | 0 | 0 | 0 | 0 |  | 0 | 0 | 0 | 0 | 0 | [22 empty] | 0 | 0 | 0 | 0 | 0 | 0 |  | 0 | 0 | 0 | 0 | 0 | 0 |  | 0 | 0 | 0 | 0 | 0 | 0 |  | 0 | 0 | 0 | 0 | 0 | 0 |  | 0 | 0 | 0 | 0 | 0 | 0 |  | 0 | 0 | 0 | 0 | 0 | 0
| [Please insert new asset category as required] |  | 0 | 0 | C1 | 0 | 0 | 0 | 0 | 0 | 0 | 0 | 0 | 0 | 0 | 0 | 0 | 0 | 0 | 0 | 0 | 0 | 0 | 0 | 0 | 0 | 0 | 0 | 0 | 0 | 0 | 0 | 0 | 0 | 0 | 0 | 0 | 0 | 0 | 0 | 0 |  |  | C1 | 0 | 0 | 0 | 0 | 0 | C1 | 0 | 0 | 0 | 0 | 0 | C1 | [5 empty] | C1 | [5 empty] | 0 | [6 empty] | 0 | [6 empty] | 0 | [6 empty] | 0 | [6 empty] | 0 | [6 empty] | 0
|  |  | 0 | 0 | C2 | 0 | 0 | 0 | 0 | 0 | 0 | 0 | 0 | 0 | 0 | 0 | 0 | 0 | 0 | 0 | 0 | 0 | 0 | 0 | 0 | 0 | 0 | 0 | 0 | 0 | 0 | 0 | 0 | 0 | 0 | 0 | 0 | 0 | 0 | 0 | 0 |  |  | C2 | 0 | 0 | 0 | 0 | 0 | C2 | 0 | 0 | 0 | 0 | 0 | C2 | [5 empty] | C2 | [5 empty] | 0 | [6 empty] | 0 | [6 empty] | 0 | [6 empty] | 0 | [6 empty] | 0 | [6 empty] | 0
|  |  | 0 | 0 | C3 | 0 | 0 | 0 | 0 | 0 | 0 | 0 | 0 | 0 | 0 | 0 | 0 | 0 | 0 | 0 | 0 | 0 | 0 | 0 | 0 | 0 | 0 | 0 | 0 | 0 | 0 | 0 | 0 | 0 | 0 | 0 | 0 | 0 | 0 | 0 | 0 |  |  | C3 | 0 | 0 | 0 | 0 | 0 | C3 | 0 | 0 | 0 | 0 | 0 | C3 | [5 empty] | C3 | [5 empty] | 0 | [6 empty] | 0 | [6 empty] | 0 | [6 empty] | 0 | [6 empty] | 0 | [6 empty] | 0
|  |  | 0 | 0 | C4 | 0 | 0 | 0 | 0 | 0 | 0 | 0 | 0 | 0 | 0 | 0 | 0 | 0 | 0 | 0 | 0 | 0 | 0 | 0 | 0 | 0 | 0 | 0 | 0 | 0 | 0 | 0 | 0 | 0 | 0 | 0 | 0 | 0 | 0 | 0 | 0 |  |  | C4 | 0 | 0 | 0 | 0 | 0 | C4 | 0 | 0 | 0 | 0 | 0 | C4 | [5 empty] | C4 | [5 empty] | 0 | [6 empty] | 0 | [6 empty] | 0 | [6 empty] | 0 | [6 empty] | 0 | [6 empty] | 0
|  |  | 0 | 0 |  | 0 | 0 | 0 | 0 | 0 |  | 0 | 0 | 0 | 0 | 0 |  | 0 | 0 | 0 | 0 | 0 |  | 0 | 0 | 0 | 0 | 0 |  | 0 | 0 | 0 | 0 | 0 |  | 0 | 0 | 0 | 0 | 0 | [22 empty] | 0 | 0 | 0 | 0 | 0 | 0 |  | 0 | 0 | 0 | 0 | 0 | 0 |  | 0 | 0 | 0 | 0 | 0 | 0 |  | 0 | 0 | 0 | 0 | 0 | 0 |  | 0 | 0 | 0 | 0 | 0 | 0 |  | 0 | 0 | 0 | 0 | 0 | 0
| [Please insert new asset category as required] |  | 0 | 0 | C1 | 0 | 0 | 0 | 0 | 0 | 0 | 0 | 0 | 0 | 0 | 0 | 0 | 0 | 0 | 0 | 0 | 0 | 0 | 0 | 0 | 0 | 0 | 0 | 0 | 0 | 0 | 0 | 0 | 0 | 0 | 0 | 0 | 0 | 0 | 0 | 0 |  |  | C1 | 0 | 0 | 0 | 0 | 0 | C1 | 0 | 0 | 0 | 0 | 0 | C1 | [5 empty] | C1 | [5 empty] | 0 | [6 empty] | 0 | [6 empty] | 0 | [6 empty] | 0 | [6 empty] | 0 | [6 empty] | 0
|  |  | 0 | 0 | C2 | 0 | 0 | 0 | 0 | 0 | 0 | 0 | 0 | 0 | 0 | 0 | 0 | 0 | 0 | 0 | 0 | 0 | 0 | 0 | 0 | 0 | 0 | 0 | 0 | 0 | 0 | 0 | 0 | 0 | 0 | 0 | 0 | 0 | 0 | 0 | 0 |  |  | C2 | 0 | 0 | 0 | 0 | 0 | C2 | 0 | 0 | 0 | 0 | 0 | C2 | [5 empty] | C2 | [5 empty] | 0 | [6 empty] | 0 | [6 empty] | 0 | [6 empty] | 0 | [6 empty] | 0 | [6 empty] | 0
|  |  | 0 | 0 | C3 | 0 | 0 | 0 | 0 | 0 | 0 | 0 | 0 | 0 | 0 | 0 | 0 | 0 | 0 | 0 | 0 | 0 | 0 | 0 | 0 | 0 | 0 | 0 | 0 | 0 | 0 | 0 | 0 | 0 | 0 | 0 | 0 | 0 | 0 | 0 | 0 |  |  | C3 | 0 | 0 | 0 | 0 | 0 | C3 | 0 | 0 | 0 | 0 | 0 | C3 | [5 empty] | C3 | [5 empty] | 0 | [6 empty] | 0 | [6 empty] | 0 | [6 empty] | 0 | [6 empty] | 0 | [6 empty] | 0
|  |  | 0 | 0 | C4 | 0 | 0 | 0 | 0 | 0 | 0 | 0 | 0 | 0 | 0 | 0 | 0 | 0 | 0 | 0 | 0 | 0 | 0 | 0 | 0 | 0 | 0 | 0 | 0 | 0 | 0 | 0 | 0 | 0 | 0 | 0 | 0 | 0 | 0 | 0 | 0 |  |  | C4 | 0 | 0 | 0 | 0 | 0 | C4 | 0 | 0 | 0 | 0 | 0 | C4 | [5 empty] | C4 | [5 empty] | 0 | [6 empty] | 0 | [6 empty] | 0 | [6 empty] | 0 | [6 empty] | 0 | [6 empty] | 0
|  |  | 0 | 0 |  | 0 | 0 | 0 | 0 | 0 |  | 0 | 0 | 0 | 0 | 0 |  | 0 | 0 | 0 | 0 | 0 |  | 0 | 0 | 0 | 0 | 0 |  | 0 | 0 | 0 | 0 | 0 |  | 0 | 0 | 0 | 0 | 0 | [22 empty] | 0 | 0 | 0 | 0 | 0 | 0 |  | 0 | 0 | 0 | 0 | 0 | 0 |  | 0 | 0 | 0 | 0 | 0 | 0 |  | 0 | 0 | 0 | 0 | 0 | 0 |  | 0 | 0 | 0 | 0 | 0 | 0 |  | 0 | 0 | 0 | 0 | 0 | 0
| [Please insert new asset category as required] |  | 0 | 0 | C1 | 0 | 0 | 0 | 0 | 0 | 0 | 0 | 0 | 0 | 0 | 0 | 0 | 0 | 0 | 0 | 0 | 0 | 0 | 0 | 0 | 0 | 0 | 0 | 0 | 0 | 0 | 0 | 0 | 0 | 0 | 0 | 0 | 0 | 0 | 0 | 0 |  |  | C1 | 0 | 0 | 0 | 0 | 0 | C1 | 0 | 0 | 0 | 0 | 0 | C1 | [5 empty] | C1 | [5 empty] | 0 | [6 empty] | 0 | [6 empty] | 0 | [6 empty] | 0 | [6 empty] | 0 | [6 empty] | 0
|  |  | 0 | 0 | C2 | 0 | 0 | 0 | 0 | 0 | 0 | 0 | 0 | 0 | 0 | 0 | 0 | 0 | 0 | 0 | 0 | 0 | 0 | 0 | 0 | 0 | 0 | 0 | 0 | 0 | 0 | 0 | 0 | 0 | 0 | 0 | 0 | 0 | 0 | 0 | 0 |  |  | C2 | 0 | 0 | 0 | 0 | 0 | C2 | 0 | 0 | 0 | 0 | 0 | C2 | [5 empty] | C2 | [5 empty] | 0 | [6 empty] | 0 | [6 empty] | 0 | [6 empty] | 0 | [6 empty] | 0 | [6 empty] | 0
|  |  | 0 | 0 | C3 | 0 | 0 | 0 | 0 | 0 | 0 | 0 | 0 | 0 | 0 | 0 | 0 | 0 | 0 | 0 | 0 | 0 | 0 | 0 | 0 | 0 | 0 | 0 | 0 | 0 | 0 | 0 | 0 | 0 | 0 | 0 | 0 | 0 | 0 | 0 | 0 |  |  | C3 | 0 | 0 | 0 | 0 | 0 | C3 | 0 | 0 | 0 | 0 | 0 | C3 | [5 empty] | C3 | [5 empty] | 0 | [6 empty] | 0 | [6 empty] | 0 | [6 empty] | 0 | [6 empty] | 0 | [6 empty] | 0
|  |  | 0 | 0 | C4 | 0 | 0 | 0 | 0 | 0 | 0 | 0 | 0 | 0 | 0 | 0 | 0 | 0 | 0 | 0 | 0 | 0 | 0 | 0 | 0 | 0 | 0 | 0 | 0 | 0 | 0 | 0 | 0 | 0 | 0 | 0 | 0 | 0 | 0 | 0 | 0 |  |  | C4 | 0 | 0 | 0 | 0 | 0 | C4 | 0 | 0 | 0 | 0 | 0 | C4 | [5 empty] | C4 | [5 empty] | 0 | [6 empty] | 0 | [6 empty] | 0 | [6 empty] | 0 | [6 empty] | 0 | [6 empty] | 0
|  |  | 0 | 0 |  | 0 | 0 | 0 | 0 | 0 |  | 0 | 0 | 0 | 0 | 0 |  | 0 | 0 | 0 | 0 | 0 |  | 0 | 0 | 0 | 0 | 0 |  | 0 | 0 | 0 | 0 | 0 |  | 0 | 0 | 0 | 0 | 0 | [22 empty] | 0 | 0 | 0 | 0 | 0 | 0 |  | 0 | 0 | 0 | 0 | 0 | 0 |  | 0 | 0 | 0 | 0 | 0 | 0 |  | 0 | 0 | 0 | 0 | 0 | 0 |  | 0 | 0 | 0 | 0 | 0 | 0 |  | 0 | 0 | 0 | 0 | 0 | 0
[63 empty] | 167038.2849 | 1433377.5345 | 1443464.0968 | 957606.2145 | 860826.2086 | 4862312.3392 |  | 199107.7153 | 1402954.5453 | 1597252.7117 | 779639.6831 | 1106439.6763 | 5085394.3315 |  | 125817.6831 | 1119677.8582 | 2620994.6206 | 711554.4292 | 2467227.996 | 7045272.5871 |  | 173962.0748 | 1119677.8582 | 2620994.6206 | 305151.9326 | 1498684.8124 | 5718471.2986 |  | 88649.3613 | 765352.3894 | 3840453.7673 | 1102553.6455 | 2653387.0494 | 8450396.2129 |  | 152466.1799 | 771882.5673 | 3840453.7673 | 547816.8242 | 1121150.5573 | 6433769.8959
| 132kV Network | [66 empty] | 0 | [6 empty] | 0 | [6 empty] | 0 | [6 empty] | 0 | [6 empty] | 0 | [6 empty] | 0
| 132kV CBs |  | 14 | 14 | C1 | 4 | 1 | 9 | 0 | 0 | 14 | 4 | 1 | 9 | 0 | 0 | 14 | 3 | 0 | 0 | -3 | 0 | 0 | 0 | 2 | 4 | 6 | 2 | 14 | 10 | 0 | 0 | -3 | -7 | 0 | 0 | 2 | 1 | 4 | 7 | 14 |  |  | C1 | 0.0051718 | 0.0051718 | 0.01974 | 0.034946 | 0.053599 | C1 | 240432.0773 | 240432.0773 | 240432.0773 | 240432.0773 | 240432.0773 | C1 | 1243.4738 | 1243.4738 | 4746.0787 | 8402.0745 | 12886.9261 | C1 | 4973.8953 | 1243.4738 | 42714.7084 | 0 | 0 | 48932.0776 |  | 4973.8953 | 1243.4738 | 42714.7084 | 0 | 0 | 48932.0776 |  | 0 | 2486.9477 | 18984.3149 | 50412.4467 | 25773.8522 | 97657.5615 |  | 3730.4215 | 2486.9477 | 18984.3149 | 25206.2234 | 25773.8522 | 76181.7596 |  | 0 | 2486.9477 | 4746.0787 | 33608.2978 | 90208.4829 | 131049.8071 |  | 12434.7383 | 2486.9477 | 4746.0787 | 8402.0745 | 0 | 28069.8391
|  |  | 73 | 75 | C2 | 20 | 32 | 20 | 1 | 0 | 73 | 20 | 20 | 20 | 1 | 0 | 61 | 12 | 0 | 0 | -12 | 0 | 0 | 14 | 34 | 8 | 16 | 1 | 73 | 16 | 0 | 0 | -12 | -2 | 2 | 13 | 35 | 4 | 15 | 6 | 73 |  |  | C2 | 0.0051718 | 0.0051718 | 0.01974 | 0.034946 | 0.053599 | C2 | 343474.3961 | 343474.3961 | 343474.3961 | 343474.3961 | 343474.3961 | C2 | 1776.3912 | 1776.3912 | 6780.1125 | 12002.9635 | 18409.8945 | C2 | 35527.8237 | 35527.8237 | 135602.249 | 12002.9635 | 0 | 218660.86 |  | 35527.8237 | 56844.518 | 135602.249 | 12002.9635 | 0 | 239977.5542 |  | 24869.4766 | 60397.3003 | 54240.8996 | 192047.4162 | 18409.8945 | 349964.9872 |  | 46186.1708 | 60397.3003 | 54240.8996 | 48011.854 | 18409.8945 | 227246.1193 |  | 23093.0854 | 62173.6915 | 27120.4498 | 180044.4526 | 110459.3668 | 402891.0462 |  | 51515.3444 | 62173.6915 | 27120.4498 | 36008.8905 | 73639.5779 | 250457.9541
|  |  | 87 | 87 | C3 | 51 | 15 | 21 | 0 | 0 | 87 | 50 | 15 | 21 | 1 | 0 | 87 | 2 | 0 | 0 | -2 | 0 | 0 | 42 | 23 | 13 | 9 | 0 | 87 | 2 | 8 | 0 | -10 | 0 | 0 | 27 | 38 | 2 | 11 | 9 | 87 |  |  | C3 | 0.0051718 | 0.0051718 | 0.01974 | 0.034946 | 0.053599 | C3 | 515211.5942 | 515211.5942 | 515211.5942 | 515211.5942 | 515211.5942 | C3 | 2664.5868 | 2664.5868 | 10170.1687 | 18004.4453 | 27614.8417 | C3 | 133229.339 | 39968.8017 | 213573.5422 | 18004.4453 | 0 | 404776.1281 |  | 135893.9257 | 39968.8017 | 213573.5422 | 0 | 0 | 389436.2696 |  | 111912.6447 | 61285.4959 | 132212.1928 | 162040.0074 | 0 | 467450.3408 |  | 117241.8183 | 61285.4959 | 132212.1928 | 126031.1168 | 0 | 436770.6238 |  | 71943.843 | 101254.2976 | 20340.3374 | 198048.8979 | 248533.5752 | 640120.9512 |  | 77273.0166 | 122570.9918 | 20340.3374 | 18004.4453 | 248533.5752 | 486722.3663
|  |  | 50 | 50 | C4 | 23 | 22 | 4 | 1 | 0 | 50 | 23 | 22 | 4 | 1 | 0 | 50 | 0 | 0 | 0 | 0 | 0 | 0 | 23 | 22 | 2 | 3 | 0 | 50 | 0 | 0 | 0 | 0 | 0 | 0 | 19 | 21 | 7 | 0 | 3 | 50 |  |  | C4 | 0.0051718 | 0.0051718 | 0.01974 | 0.034946 | 0.053599 | C4 | 858685.9903 | 858685.9903 | 858685.9903 | 858685.9903 | 858685.9903 | C4 | 4440.978 | 4440.978 | 16950.2811 | 30007.4088 | 46024.7362 | C4 | 102142.4932 | 97701.5152 | 67801.1245 | 30007.4088 | 0 | 297652.5417 |  | 102142.4932 | 97701.5152 | 67801.1245 | 30007.4088 | 0 | 297652.5417 |  | 102142.4932 | 97701.5152 | 33900.5623 | 90022.2263 | 0 | 323766.797 |  | 102142.4932 | 97701.5152 | 33900.5623 | 90022.2263 | 0 | 323766.797 |  | 84378.5813 | 93260.5373 | 118651.9679 | 0 | 138074.2085 | 434365.295 |  | 84378.5813 | 93260.5373 | 118651.9679 | 0 | 138074.2085 | 434365.295
|  |  | 224 | 226 |  | 98 | 70 | 54 | 2 | 0 |  | 97 | 58 | 54 | 3 | 0 |  | 17 | 0 | 0 | -17 | 0 |  | 79 | 81 | 27 | 34 | 3 |  | 28 | 8 | 0 | -25 | -9 |  | 59 | 96 | 14 | 30 | 25 | [22 empty] | 275873.5512 | 174441.6145 | 459691.6241 | 60014.8175 | 0 | 970021.6074 |  | 278538.138 | 195758.3087 | 459691.6241 | 42010.3723 | 0 | 975998.4431 |  | 238924.6145 | 221871.2592 | 239337.9695 | 494522.0966 | 44183.7467 | 1238839.6865 |  | 269300.9038 | 221871.2592 | 239337.9695 | 289271.4206 | 44183.7467 | 1063965.2998 |  | 179415.5098 | 259175.4741 | 170858.8337 | 411701.6484 | 587275.6334 | 1608427.0994 |  | 225601.6806 | 280492.1683 | 170858.8337 | 62415.4102 | 460247.3616 | 1199615.4545
| 132kV Transformer |  | 4 | 4 | C1 | 2 | 2 | 0 | 0 | 0 | 4 | 2 | 2 | 0 | 0 | 0 | 4 | 0 | 0 | 0 | 0 | 0 | 0 | 2 | 2 | 0 | 0 | 0 | 4 | 0 | 0 | 0 | 0 | 0 | 0 | 2 | 0 | 2 | 0 | 0 | 4 |  |  | C1 | 0.0085067 | 0.0085067 | 0.031863 | 0.066088 | 0.13524 | C1 | 441230.3 | 441230.3 | 441230.3 | 441230.3 | 441230.3 | C1 | 3753.4182 | 3753.4182 | 14058.7799 | 29160.0188 | 59673.8914 | C1 | 7506.8364 | 7506.8364 | 0 | 0 | 0 | 15013.6728 |  | 7506.8364 | 7506.8364 | 0 | 0 | 0 | 15013.6728 |  | 7506.8364 | 7506.8364 | 0 | 0 | 0 | 15013.6728 |  | 7506.8364 | 7506.8364 | 0 | 0 | 0 | 15013.6728 |  | 7506.8364 | 0 | 28117.5597 | 0 | 0 | 35624.3961 |  | 7506.8364 | 0 | 28117.5597 | 0 | 0 | 35624.3961
|  |  | 127 | 131 | C2 | 20 | 82 | 14 | 8 | 3 | 127 | 20 | 71 | 14 | 12 | 3 | 120 | 7 | 0 | 0 | -2 | -2 | 3 | 11 | 75 | 30 | 8 | 3 | 127 | 11 | 0 | 0 | -5 | -2 | 4 | 6 | 62 | 46 | 9 | 4 | 127 |  |  | C2 | 0.0085067 | 0.0085067 | 0.031863 | 0.066088 | 0.13524 | C2 | 630329 | 630329 | 630329 | 630329 | 630329 | C2 | 5362.026 | 5362.026 | 20083.9712 | 41657.1697 | 85248.4164 | C2 | 107240.5202 | 380703.8465 | 281175.5971 | 499886.0366 | 255745.2491 | 1524751.2494 |  | 107240.5202 | 439686.1326 | 281175.5971 | 333257.3577 | 255745.2491 | 1417104.8567 |  | 58982.2861 | 402151.9506 | 602519.1367 | 333257.3577 | 255745.2491 | 1652655.9801 |  | 96516.4681 | 402151.9506 | 602519.1367 | 249943.0183 | 85248.4164 | 1436378.99 |  | 32172.156 | 332445.6125 | 923862.6762 | 374914.5274 | 340993.6654 | 2004388.6376 |  | 91154.4421 | 332445.6125 | 923862.6762 | 166628.6789 | 170496.8327 | 1684588.2424
|  |  | 54 | 55 | C3 | 7 | 28 | 15 | 3 | 1 | 54 | 7 | 26 | 15 | 5 | 1 | 54 | 7 | 2 | 0 | -8 | -1 | 0 | 5 | 24 | 16 | 8 | 1 | 54 | 15 | 4 | 0 | -13 | -5 | 1 | 2 | 26 | 7 | 13 | 6 | 54 |  |  | C3 | 0.0085067 | 0.0085067 | 0.031863 | 0.066088 | 0.13524 | C3 | 945493.5 | 945493.5 | 945493.5 | 945493.5 | 945493.5 | C3 | 8043.039 | 8043.039 | 30125.9568 | 62485.7546 | 127872.6245 | C3 | 56301.2731 | 209119.0143 | 451889.3525 | 312428.7729 | 127872.6245 | 1157611.0373 |  | 56301.2731 | 225205.0923 | 451889.3525 | 187457.2637 | 127872.6245 | 1048725.6061 |  | 40215.1951 | 193032.9363 | 482015.3093 | 499886.0366 | 127872.6245 | 1343022.1018 |  | 96516.4681 | 209119.0143 | 482015.3093 | 0 | 0 | 787650.7918 |  | 16086.078 | 209119.0143 | 210881.6978 | 812314.8094 | 767235.7472 | 2015637.3467 |  | 136731.6632 | 241291.1703 | 210881.6978 | 0 | 127872.6245 | 716777.1559
|  |  | 4 | 5 | C4 | 0 | 2 | 2 | 0 | 0 | 4 | 0 | 2 | 2 | 0 | 0 | 4 | 0 | 0 | 0 | 0 | 0 | 0 | 0 | 1 | 2 | 1 | 0 | 4 | 2 | 0 | 0 | -1 | 0 | 1 | 0 | 1 | 1 | 1 | 1 | 4 |  |  | C4 | 0.0085067 | 0.0085067 | 0.031863 | 0.066088 | 0.13524 | C4 | 1575822.5 | 1575822.5 | 1575822.5 | 1575822.5 | 1575822.5 | C4 | 13405.065 | 13405.065 | 50209.9281 | 104142.9243 | 213121.0409 | C4 | 0 | 26810.13 | 100419.8561 | 0 | 0 | 127229.9861 |  | 0 | 26810.13 | 100419.8561 | 0 | 0 | 127229.9861 |  | 0 | 13405.065 | 100419.8561 | 104142.9243 | 0 | 217967.8454 |  | 0 | 13405.065 | 100419.8561 | 104142.9243 | 0 | 217967.8454 |  | 0 | 13405.065 | 50209.9281 | 104142.9243 | 213121.0409 | 380878.9582 |  | 26810.13 | 13405.065 | 50209.9281 | 0 | 213121.0409 | 303546.164
|  |  | 189 | 195 |  | 29 | 114 | 31 | 11 | 4 |  | 29 | 101 | 31 | 17 | 4 |  | 14 | 2 | 0 | -10 | -3 |  | 18 | 102 | 48 | 17 | 4 |  | 28 | 4 | 0 | -19 | -7 |  | 10 | 89 | 56 | 23 | 11 | [22 empty] | 171048.6296 | 624139.8273 | 833484.8057 | 812314.8094 | 383617.8736 | 2824605.9457 |  | 171048.6296 | 699208.1914 | 833484.8057 | 520714.6214 | 383617.8736 | 2608074.1218 |  | 106704.3176 | 616096.7883 | 1184954.3021 | 937286.3186 | 383617.8736 | 3228659.6001 |  | 200539.7727 | 632182.8663 | 1184954.3021 | 354085.9426 | 85248.4164 | 2457011.3 |  | 55765.0705 | 554969.6918 | 1213071.8618 | 1291372.2612 | 1321350.4534 | 4436529.3387 |  | 262203.0718 | 587141.8478 | 1213071.8618 | 166628.6789 | 511490.4981 | 2740535.9584
| 132kV UG Cable (Gas) |  | 0 | 0 | C1 | 0 | 0 | 0 | 0 | 0 | 0 | 0 | 0 | 0 | 0 | 0 | 0 | 0 | 0 | 0 | 0 | 0 | 0 | 0 | 0 | 0 | 0 | 0 | 0 | 0 | 0 | 0 | 0 | 0 | 0 | 0 | 0 | 0 | 0 | 0 | 0 |  |  | C1 | 0.0005345 | 0.0005345 | 0.0020035 | 0.004131 | 0.0085 | C1 | 1145925.9 | 1145925.9 | 1145925.9 | 1145925.9 | 1145925.9 | C1 | 612.4974 | 612.4974 | 2295.8625 | 4733.8199 | 9740.3702 | C1 | 0 | 0 | 0 | 0 | 0 | 0 |  | 0 | 0 | 0 | 0 | 0 | 0 |  | 0 | 0 | 0 | 0 | 0 | 0 |  | 0 | 0 | 0 | 0 | 0 | 0 |  | 0 | 0 | 0 | 0 | 0 | 0 |  | 0 | 0 | 0 | 0 | 0 | 0
|  |  | 0 | 0 | C2 | 0 | 0 | 0 | 0 | 0 | 0 | 0 | 0 | 0 | 0 | 0 | 0 | 0 | 0 | 0 | 0 | 0 | 0 | 0 | 0 | 0 | 0 | 0 | 0 | 0 | 0 | 0 | 0 | 0 | 0 | 0 | 0 | 0 | 0 | 0 | 0 |  |  | C2 | 0.0005345 | 0.0005345 | 0.0020035 | 0.004131 | 0.0085 | C2 | 1637037 | 1637037 | 1637037 | 1637037 | 1637037 | C2 | 874.9963 | 874.9963 | 3279.8036 | 6762.5998 | 13914.8145 | C2 | 0 | 0 | 0 | 0 | 0 | 0 |  | 0 | 0 | 0 | 0 | 0 | 0 |  | 0 | 0 | 0 | 0 | 0 | 0 |  | 0 | 0 | 0 | 0 | 0 | 0 |  | 0 | 0 | 0 | 0 | 0 | 0 |  | 0 | 0 | 0 | 0 | 0 | 0
|  |  | 15 | 9 | C3 | 0 | 0 | 0 | 15 | 0 | 15 | 0 | 0 | 0 | 15 | 0 | 15 | 0 | 0 | 0 | 0 | 0 | 0 | 0 | 0 | 0 | 5 | 10 | 15 | 0 | 0 | 0 | 0 | -6 | -6 | 0 | 0 | 0 | 0 | 15 | 15 |  |  | C3 | 0.0005345 | 0.0005345 | 0.0020035 | 0.004131 | 0.0085 | C3 | 2455555.5 | 2455555.5 | 2455555.5 | 2455555.5 | 2455555.5 | C3 | 1312.4944 | 1312.4944 | 4919.7054 | 10143.8998 | 20872.2218 | C3 | 0 | 0 | 0 | 152158.4966 | 0 | 152158.4966 |  | 0 | 0 | 0 | 152158.4966 | 0 | 152158.4966 |  | 0 | 0 | 0 | 50719.4989 | 208722.2175 | 259441.7164 |  | 0 | 0 | 0 | 50719.4989 | 208722.2175 | 259441.7164 |  | 0 | 0 | 0 | 0 | 313083.3262 | 313083.3262 |  | 0 | 0 | 0 | 0 | 187849.9958 | 187849.9958
|  |  | 44 | 0 | C4 | 0 | 0 | 0 | 34 | 10 | 44 | 0 | 0 | 0 | 41 | 10 | 51 | 0 | 0 | 0 | 0 | -31 | -31 | 0 | 0 | 0 | 7 | 37 | 44 | 0 | 0 | 0 | 0 | -44 | -44 | 0 | 0 | 0 | 0 | 44 | 44 |  |  | C4 | 0.0005345 | 0.0005345 | 0.0020035 | 0.004131 | 0.0085 | C4 | 4092592.5 | 4092592.5 | 4092592.5 | 4092592.5 | 4092592.5 | C4 | 2187.4907 | 2187.4907 | 8199.5091 | 16906.4996 | 34787.0363 | C4 | 0 | 0 | 0 | 693166.4843 | 347870.3625 | 1041036.8468 |  | 0 | 0 | 0 | 574820.987 | 347870.3625 | 922691.3495 |  | 0 | 0 | 0 | 118345.4973 | 1287120.3413 | 1405465.8386 |  | 0 | 0 | 0 | 118345.4973 | 208722.2175 | 327067.7148 |  | 0 | 0 | 0 | 0 | 1530629.595 | 1530629.595 |  | 0 | 0 | 0 | 0 | 0 | 0
|  |  | 59 | 9 |  | 0 | 0 | 0 | 49 | 10 |  | 0 | 0 | 0 | 56 | 10 |  | 0 | 0 | 0 | 0 | -31 |  | 0 | 0 | 0 | 12 | 47 |  | 0 | 0 | 0 | 0 | -50 |  | 0 | 0 | 0 | 0 | 59 | [22 empty] | 0 | 0 | 0 | 845324.9809 | 347870.3625 | 1193195.3434 |  | 0 | 0 | 0 | 726979.4836 | 347870.3625 | 1074849.8461 |  | 0 | 0 | 0 | 169064.9962 | 1495842.5588 | 1664907.5549 |  | 0 | 0 | 0 | 169064.9962 | 417444.435 | 586509.4312 |  | 0 | 0 | 0 | 0 | 1843712.9213 | 1843712.9213 |  | 0 | 0 | 0 | 0 | 187849.9958 | 187849.9958
| 132kV UG Cable (Oil) |  | 49 | 45 | C1 | 0 | 23 | 15 | 0 | 11 | 49 | 0 | 33 | 12 | 1 | 3 | 49 | 0 | 0 | 0 | 0 | 0 | 0 | 0 | 15 | 22 | 0 | 12 | 49 | 0 | 0 | 0 | -4 | 0 | -4 | 0 | 12 | 20 | 4 | 13 | 49 |  |  | C1 | 0.0005345 | 0.0005345 | 0.0020035 | 0.004131 | 0.0085 | C1 | 1197080.815 | 1197080.815 | 1197080.815 | 1197080.815 | 1197080.815 | C1 | 639.8397 | 639.8397 | 2398.3514 | 4945.1408 | 10175.1869 | C1 | 0 | 21114.71 | 28780.217 | 4945.1408 | 30525.5608 | 85365.6285 |  | 0 | 14716.313 | 35975.2712 | 0 | 111927.0562 | 162618.6404 |  | 0 | 9597.5954 | 52763.7311 | 0 | 122102.2431 | 184463.5696 |  | 0 | 9597.5954 | 52763.7311 | 0 | 122102.2431 | 184463.5696 |  | 0 | 7678.0763 | 47967.0283 | 19780.5634 | 132277.4301 | 207703.098 |  | 0 | 7678.0763 | 47967.0283 | 0 | 132277.4301 | 187922.5347
|  |  | 39 | 35.7 | C2 | 0 | 19 | 11 | 1 | 8 | 39 | 0 | 28 | 9 | 1 | 2 | 40 | 0 | 0 | 0 | 0 | 0 | 0 | 0 | 10 | 17 | 1 | 11 | 39 | 0 | 0 | 0 | -3 | -0.3 | -3.3 | 0 | 9 | 16 | 3 | 11 | 39 |  |  | C2 | 0.0005345 | 0.0005345 | 0.0020035 | 0.004131 | 0.0085 | C2 | 1710115.45 | 1710115.45 | 1710115.45 | 1710115.45 | 1710115.45 | C2 | 914.0567 | 914.0567 | 3426.2163 | 7064.4869 | 14535.9813 | C2 | 0 | 25593.5878 | 30835.9467 | 7064.4869 | 29071.9627 | 92565.9841 |  | 0 | 17367.0775 | 37688.3793 | 7064.4869 | 116287.8506 | 178407.7943 |  | 0 | 9140.5671 | 58245.6772 | 7064.4869 | 159895.7946 | 234346.5257 |  | 0 | 9140.5671 | 58245.6772 | 7064.4869 | 159895.7946 | 234346.5257 |  | 0 | 8226.5104 | 54819.4609 | 21193.4608 | 159895.7946 | 244135.2266 |  | 0 | 8226.5104 | 54819.4609 | 0 | 155535.0002 | 218580.9714
|  |  | 69 | 57.3 | C3 | 0 | 33 | 21 | 0 | 15 | 69 | 0 | 47 | 17 | 1 | 11 | 76 | 0 | 0 | 0 | 0 | -3.6 | -3.6 | 0 | 21 | 30 | 1 | 17 | 69 | 0 | 0 | 0 | -4.05 | -7.65 | -11.7 | 0 | 18 | 28 | 5 | 18 | 69 |  |  | C3 | 0.0005345 | 0.0005345 | 0.0020035 | 0.004131 | 0.0085 | C3 | 2565173.175 | 2565173.175 | 2565173.175 | 2565173.175 | 2565173.175 | C3 | 1371.0851 | 1371.0851 | 5139.3245 | 10596.7304 | 21803.972 | C3 | 0 | 64440.9979 | 87368.5158 | 10596.7304 | 239843.6919 | 402249.9359 |  | 0 | 45245.807 | 107925.8136 | 0 | 327059.5798 | 480231.2004 |  | 0 | 28792.7863 | 154179.7337 | 10596.7304 | 370667.5238 | 564236.7742 |  | 0 | 28792.7863 | 154179.7337 | 10596.7304 | 292173.2246 | 485742.475 |  | 0 | 24679.5311 | 143901.0848 | 52983.6519 | 392471.4958 | 614035.7636 |  | 0 | 24679.5311 | 143901.0848 | 10066.8939 | 225671.1101 | 404318.6198
|  |  | 49 | 33.2 | C4 | 0 | 23 | 15 | 0 | 11 | 49 | 0 | 33 | 12 | 1 | 3 | 49 | 0 | 0 | 0 | 0 | -2.7 | -2.7 | 0 | 15 | 22 | 0 | 12 | 49 | 0 | 0 | 0 | -4 | -11.8 | -15.8 | 0 | 12 | 20 | 4 | 13 | 49 |  |  | C4 | 0.0005345 | 0.0005345 | 0.0020035 | 0.004131 | 0.0085 | C4 | 4275288.625 | 4275288.625 | 4275288.625 | 4275288.625 | 4275288.625 | C4 | 2285.1418 | 2285.1418 | 8565.5408 | 17661.2173 | 36339.9533 | C4 | 0 | 75409.6784 | 102786.4891 | 17661.2173 | 109019.8599 | 304877.2448 |  | 0 | 52558.2607 | 128483.1114 | 0 | 399739.4864 | 580780.8586 |  | 0 | 34277.1266 | 188441.8967 | 0 | 436079.4398 | 658798.463 |  | 0 | 34277.1266 | 188441.8967 | 0 | 337961.5658 | 560680.5891 |  | 0 | 27421.7012 | 171310.8152 | 70644.8692 | 472419.3931 | 741796.7787 |  | 0 | 27421.7012 | 171310.8152 | 0 | 43607.944 | 242340.4604
|  |  | 206 | 171.2 |  | 0 | 98 | 62 | 1 | 45 |  | 0 | 141 | 50 | 4 | 19 |  | 0 | 0 | 0 | 0 | -6.3 |  | 0 | 61 | 91 | 2 | 52 |  | 0 | 0 | 0 | -15.05 | -19.75 |  | 0 | 51 | 84 | 16 | 55 | [22 empty] | 0 | 186558.9741 | 249771.1686 | 40267.5755 | 408461.0752 | 885058.7934 |  | 0 | 129887.4582 | 310072.5755 | 7064.4869 | 955013.9731 | 1402038.4937 |  | 0 | 81808.0754 | 453631.0387 | 17661.2173 | 1088745.0012 | 1641845.3326 |  | 0 | 81808.0754 | 453631.0387 | 17661.2173 | 912132.8281 | 1465233.1595 |  | 0 | 68005.8191 | 417998.3891 | 164602.5453 | 1157064.1135 | 1807670.867 |  | 0 | 68005.8191 | 417998.3891 | 10066.8939 | 557091.4843 | 1053162.5863
| 132kV UG Cable (Non Pressurised) |  | 0 | 0 | C1 | 0 | 0 | 0 | 0 | 0 | 0 | 0 | 0 | 0 | 0 | 0 | 0 | 0 | 0 | 0 | 0 | 0 | 0 | 0 | 0 | 0 | 0 | 0 | 0 | 0 | 0 | 0 | 0 | 0 | 0 | 0 | 0 | 0 | 0 | 0 | 0 |  |  | C1 | 0 | 0 | 0 | 0 | 0 | C1 | 0 | 0 | 0 | 0 | 0 | C1 | [5 empty] | C1 | [5 empty] | 0 | [6 empty] | 0 | [6 empty] | 0 | [6 empty] | 0 | [6 empty] | 0 | [6 empty] | 0
|  |  | 0 | 0 | C2 | 0 | 0 | 0 | 0 | 0 | 0 | 0 | 0 | 0 | 0 | 0 | 0 | 0 | 0 | 0 | 0 | 0 | 0 | 0 | 0 | 0 | 0 | 0 | 0 | 0 | 0 | 0 | 0 | 0 | 0 | 0 | 0 | 0 | 0 | 0 | 0 |  |  | C2 | 0 | 0 | 0 | 0 | 0 | C2 | 0 | 0 | 0 | 0 | 0 | C2 | [5 empty] | C2 | [5 empty] | 0 | [6 empty] | 0 | [6 empty] | 0 | [6 empty] | 0 | [6 empty] | 0 | [6 empty] | 0
|  |  | 0 | 0 | C3 | 0 | 0 | 0 | 0 | 0 | 0 | 0 | 0 | 0 | 0 | 0 | 0 | 0 | 0 | 0 | 0 | 0 | 0 | 0 | 0 | 0 | 0 | 0 | 0 | 0 | 0 | 0 | 0 | 0 | 0 | 0 | 0 | 0 | 0 | 0 | 0 |  |  | C3 | 0 | 0 | 0 | 0 | 0 | C3 | 0 | 0 | 0 | 0 | 0 | C3 | [5 empty] | C3 | [5 empty] | 0 | [6 empty] | 0 | [6 empty] | 0 | [6 empty] | 0 | [6 empty] | 0 | [6 empty] | 0
|  |  | 0 | 0 | C4 | 0 | 0 | 0 | 0 | 0 | 0 | 0 | 0 | 0 | 0 | 0 | 0 | 0 | 0 | 0 | 0 | 0 | 0 | 0 | 0 | 0 | 0 | 0 | 0 | 0 | 0 | 0 | 0 | 0 | 0 | 0 | 0 | 0 | 0 | 0 | 0 |  |  | C4 | 0 | 0 | 0 | 0 | 0 | C4 | 0 | 0 | 0 | 0 | 0 | C4 | [5 empty] | C4 | [5 empty] | 0 | [6 empty] | 0 | [6 empty] | 0 | [6 empty] | 0 | [6 empty] | 0 | [6 empty] | 0
|  |  | 0 | 0 |  | 0 | 0 | 0 | 0 | 0 |  | 0 | 0 | 0 | 0 | 0 |  | 0 | 0 | 0 | 0 | 0 |  | 0 | 0 | 0 | 0 | 0 |  | 0 | 0 | 0 | 0 | 0 |  | 0 | 0 | 0 | 0 | 0 | [22 empty] | 0 | 0 | 0 | 0 | 0 | 0 |  | 0 | 0 | 0 | 0 | 0 | 0 |  | 0 | 0 | 0 | 0 | 0 | 0 |  | 0 | 0 | 0 | 0 | 0 | 0 |  | 0 | 0 | 0 | 0 | 0 | 0 |  | 0 | 0 | 0 | 0 | 0 | 0
| 132kV OHL Support - Tower |  | 0 | 0 | C1 | 0 | 0 | 0 | 0 | 0 | 0 | 0 | 0 | 0 | 0 | 0 | 0 | 0 | 0 | 0 | 0 | 0 | 0 | 0 | 0 | 0 | 0 | 0 | 0 | 0 | 0 | 0 | 0 | 0 | 0 | 0 | 0 | 0 | 0 | 0 | 0 |  |  | C1 | 0 | 0 | 8.0765e-05 | 0.00028033 | 0.00065359 | C1 | 211297.8 | 211297.8 | 211297.8 | 211297.8 | 211297.8 | C1 | 0 | 0 | 17.0655 | 59.2342 | 138.1032 | C1 | 0 | 0 | 0 | 0 | 0 | 0 |  | 0 | 0 | 0 | 0 | 0 | 0 |  | 0 | 0 | 0 | 0 | 0 | 0 |  | 0 | 0 | 0 | 0 | 0 | 0 |  | 0 | 0 | 0 | 0 | 0 | 0 |  | 0 | 0 | 0 | 0 | 0 | 0
|  |  | 4 | 4 | C2 | 0 | 3 | 1 | 0 | 0 | 4 | 0 | 3 | 1 | 0 | 0 | 4 | 0 | 0 | 0 | 0 | 0 | 0 | 0 | 3 | 1 | 0 | 0 | 4 | 0 | 0 | 0 | 0 | 0 | 0 | 0 | 2 | 2 | 0 | 0 | 4 |  |  | C2 | 0 | 0 | 8.0765e-05 | 0.00028033 | 0.00065359 | C2 | 301854 | 301854 | 301854 | 301854 | 301854 | C2 | 0 | 0 | 24.3792 | 84.6202 | 197.2903 | C2 | 0 | 0 | 24.3792 | 0 | 0 | 24.3792 |  | 0 | 0 | 24.3792 | 0 | 0 | 24.3792 |  | 0 | 0 | 24.3792 | 0 | 0 | 24.3792 |  | 0 | 0 | 24.3792 | 0 | 0 | 24.3792 |  | 0 | 0 | 48.7585 | 0 | 0 | 48.7585 |  | 0 | 0 | 48.7585 | 0 | 0 | 48.7585
|  |  | 11 | 11 | C3 | 0 | 8 | 1 | 1 | 1 | 11 | 0 | 8 | 1 | 1 | 1 | 11 | 0 | 0 | 0 | 0 | 0 | 0 | 0 | 8 | 1 | 0 | 2 | 11 | 0 | 0 | 0 | 0 | 0 | 0 | 0 | 4 | 5 | 0 | 2 | 11 |  |  | C3 | 0 | 0 | 8.0765e-05 | 0.00028033 | 0.00065359 | C3 | 452781 | 452781 | 452781 | 452781 | 452781 | C3 | 0 | 0 | 36.5689 | 126.9304 | 295.9354 | C3 | 0 | 0 | 36.5689 | 126.9304 | 295.9354 | 459.4346 |  | 0 | 0 | 36.5689 | 126.9304 | 295.9354 | 459.4346 |  | 0 | 0 | 36.5689 | 0 | 591.8708 | 628.4397 |  | 0 | 0 | 36.5689 | 0 | 591.8708 | 628.4397 |  | 0 | 0 | 182.8443 | 0 | 591.8708 | 774.7151 |  | 0 | 0 | 182.8443 | 0 | 591.8708 | 774.7151
|  |  | 0 | 0 | C4 | 0 | 0 | 0 | 0 | 0 | 0 | 0 | 0 | 0 | 0 | 0 | 0 | 0 | 0 | 0 | 0 | 0 | 0 | 0 | 0 | 0 | 0 | 0 | 0 | 0 | 0 | 0 | 0 | 0 | 0 | 0 | 0 | 0 | 0 | 0 | 0 |  |  | C4 | 0 | 0 | 8.0765e-05 | 0.00028033 | 0.00065359 | C4 | 754635 | 754635 | 754635 | 754635 | 754635 | C4 | 0 | 0 | 60.9481 | 211.5506 | 493.2257 | C4 | 0 | 0 | 0 | 0 | 0 | 0 |  | 0 | 0 | 0 | 0 | 0 | 0 |  | 0 | 0 | 0 | 0 | 0 | 0 |  | 0 | 0 | 0 | 0 | 0 | 0 |  | 0 | 0 | 0 | 0 | 0 | 0 |  | 0 | 0 | 0 | 0 | 0 | 0
|  |  | 15 | 15 |  | 0 | 11 | 2 | 1 | 1 |  | 0 | 11 | 2 | 1 | 1 |  | 0 | 0 | 0 | 0 | 0 |  | 0 | 11 | 2 | 0 | 2 |  | 0 | 0 | 0 | 0 | 0 |  | 0 | 6 | 7 | 0 | 2 | [22 empty] | 0 | 0 | 60.9481 | 126.9304 | 295.9354 | 483.8139 |  | 0 | 0 | 60.9481 | 126.9304 | 295.9354 | 483.8139 |  | 0 | 0 | 60.9481 | 0 | 591.8708 | 652.8189 |  | 0 | 0 | 60.9481 | 0 | 591.8708 | 652.8189 |  | 0 | 0 | 231.6028 | 0 | 591.8708 | 823.4736 |  | 0 | 0 | 231.6028 | 0 | 591.8708 | 823.4736
| 132kV OHL Fittings and Conductors (Tower Lines) |  | 0 | 0 | C1 | 0 | 0 | 0 | 0 | 0 | 0 | 0 | 0 | 0 | 0 | 0 | 0 | 0 | 0 | 0 | 0 | 0 | 0 | 0 | 0 | 0 | 0 | 0 | 0 | 0 | 0 | 0 | 0 | 0 | 0 | 0 | 0 | 0 | 0 | 0 | 0 |  | 0 | C1 | 0 | 0 | 8.0765e-05 | 0.00026322 | 0.00051074 | C1 | 211297.8 | 211297.8 | 211297.8 | 211297.8 | 211297.8 | C1 | 0 | 0 | 17.0655 | 55.6168 | 107.9193 | C1 | 0 | 0 | 0 | 0 | 0 | 0 |  | 0 | 0 | 0 | 0 | 0 | 0 |  | 0 | 0 | 0 | 0 | 0 | 0 |  | 0 | 0 | 0 | 0 | 0 | 0 |  | 0 | 0 | 0 | 0 | 0 | 0 |  | 0 | 0 | 0 | 0 | 0 | 0
|  |  | 4 | 4 | C2 | 0 | 3 | 1 | 0 | 0 | 4 | 0 | 3 | 1 | 0 | 0 | 4 | 2 | 0 | -1 | -1 | 0 | 0 | 0 | 2 | 1 | 1 | 0 | 4 | 2 | 0 | -1 | -1 | 0 | 0 | 0 | 2 | 1 | 1 | 0 | 4 |  |  | C2 | 0 | 0 | 8.0765e-05 | 0.00026322 | 0.00051074 | C2 | 301854 | 301854 | 301854 | 301854 | 301854 | C2 | 0 | 0 | 24.3792 | 79.4525 | 154.1704 | C2 | 0 | 0 | 24.3792 | 0 | 0 | 24.3792 |  | 0 | 0 | 24.3792 | 0 | 0 | 24.3792 |  | 0 | 0 | 24.3792 | 79.4525 | 0 | 103.8317 |  | 0 | 0 | 0 | 0 | 0 | 0 |  | 0 | 0 | 24.3792 | 79.4525 | 0 | 103.8317 |  | 0 | 0 | 0 | 0 | 0 | 0
|  |  | 3 | 3 | C3 | 0 | 3 | 0 | 0 | 0 | 3 | 0 | 3 | 0 | 0 | 0 | 3 | 0 | 0 | 0 | 0 | 0 | 0 | 0 | 3 | 0 | 0 | 0 | 3 | 0.79418 | -0.79418 | 0 | 0 | 0 | 0 | 0 | 3 | 0 | 0 | 0 | 3 |  |  | C3 | 0 | 0 | 8.0765e-05 | 0.00026322 | 0.00051074 | C3 | 452781 | 452781 | 452781 | 452781 | 452781 | C3 | 0 | 0 | 36.5689 | 119.1788 | 231.2556 | C3 | 0 | 0 | 0 | 0 | 0 | 0 |  | 0 | 0 | 0 | 0 | 0 | 0 |  | 0 | 0 | 0 | 0 | 0 | 0 |  | 0 | 0 | 0 | 0 | 0 | 0 |  | 0 | 0 | 0 | 0 | 0 | 0 |  | 0 | 0 | 0 | 0 | 0 | 0
|  |  | 0 | 0 | C4 | 0 | 0 | 0 | 0 | 0 | 0 | 0 | 0 | 0 | 0 | 0 | 0 | 0 | 0 | 0 | 0 | 0 | 0 | 0 | 0 | 0 | 0 | 0 | 0 | 0 | 0 | 0 | 0 | 0 | 0 | 0 | 0 | 0 | 0 | 0 | 0 |  |  | C4 | 0 | 0 | 8.0765e-05 | 0.00026322 | 0.00051074 | C4 | 754635 | 754635 | 754635 | 754635 | 754635 | C4 | 0 | 0 | 60.9481 | 198.6313 | 385.4261 | C4 | 0 | 0 | 0 | 0 | 0 | 0 |  | 0 | 0 | 0 | 0 | 0 | 0 |  | 0 | 0 | 0 | 0 | 0 | 0 |  | 0 | 0 | 0 | 0 | 0 | 0 |  | 0 | 0 | 0 | 0 | 0 | 0 |  | 0 | 0 | 0 | 0 | 0 | 0
|  |  | 7 | 7 |  | 0 | 6 | 1 | 0 | 0 |  | 0 | 6 | 1 | 0 | 0 |  | 2 | 0 | -1 | -1 | 0 |  | 0 | 5 | 1 | 1 | 0 |  | 2.7942 | -0.79418 | -1 | -1 | 0 |  | 0 | 5 | 1 | 1 | 0 | [22 empty] | 0 | 0 | 24.3792 | 0 | 0 | 24.3792 |  | 0 | 0 | 24.3792 | 0 | 0 | 24.3792 |  | 0 | 0 | 24.3792 | 79.4525 | 0 | 103.8317 |  | 0 | 0 | 0 | 0 | 0 | 0 |  | 0 | 0 | 24.3792 | 79.4525 | 0 | 103.8317 |  | 0 | 0 | 0 | 0 | 0 | 0
| [Please insert new asset category as required] |  | 0 | 0 | C1 | 0 | 0 | 0 | 0 | 0 | 0 | 0 | 0 | 0 | 0 | 0 | 0 | 0 | 0 | 0 | 0 | 0 | 0 | 0 | 0 | 0 | 0 | 0 | 0 | 0 | 0 | 0 | 0 | 0 | 0 | 0 | 0 | 0 | 0 | 0 | 0 |  |  | C1 | 0 | 0 | 0 | 0 | 0 | C1 | 0 | 0 | 0 | 0 | 0 | C1 | [5 empty] | C1 | [5 empty] | 0 | [6 empty] | 0 | [6 empty] | 0 | [6 empty] | 0 | [6 empty] | 0 | [6 empty] | 0
|  |  | 0 | 0 | C2 | 0 | 0 | 0 | 0 | 0 | 0 | 0 | 0 | 0 | 0 | 0 | 0 | 0 | 0 | 0 | 0 | 0 | 0 | 0 | 0 | 0 | 0 | 0 | 0 | 0 | 0 | 0 | 0 | 0 | 0 | 0 | 0 | 0 | 0 | 0 | 0 |  |  | C2 | 0 | 0 | 0 | 0 | 0 | C2 | 0 | 0 | 0 | 0 | 0 | C2 | [5 empty] | C2 | [5 empty] | 0 | [6 empty] | 0 | [6 empty] | 0 | [6 empty] | 0 | [6 empty] | 0 | [6 empty] | 0
|  |  | 0 | 0 | C3 | 0 | 0 | 0 | 0 | 0 | 0 | 0 | 0 | 0 | 0 | 0 | 0 | 0 | 0 | 0 | 0 | 0 | 0 | 0 | 0 | 0 | 0 | 0 | 0 | 0 | 0 | 0 | 0 | 0 | 0 | 0 | 0 | 0 | 0 | 0 | 0 |  |  | C3 | 0 | 0 | 0 | 0 | 0 | C3 | 0 | 0 | 0 | 0 | 0 | C3 | [5 empty] | C3 | [5 empty] | 0 | [6 empty] | 0 | [6 empty] | 0 | [6 empty] | 0 | [6 empty] | 0 | [6 empty] | 0
|  |  | 0 | 0 | C4 | 0 | 0 | 0 | 0 | 0 | 0 | 0 | 0 | 0 | 0 | 0 | 0 | 0 | 0 | 0 | 0 | 0 | 0 | 0 | 0 | 0 | 0 | 0 | 0 | 0 | 0 | 0 | 0 | 0 | 0 | 0 | 0 | 0 | 0 | 0 | 0 |  |  | C4 | 0 | 0 | 0 | 0 | 0 | C4 | 0 | 0 | 0 | 0 | 0 | C4 | [5 empty] | C4 | [5 empty] | 0 | [6 empty] | 0 | [6 empty] | 0 | [6 empty] | 0 | [6 empty] | 0 | [6 empty] | 0
|  |  | 0 | 0 |  | 0 | 0 | 0 | 0 | 0 |  | 0 | 0 | 0 | 0 | 0 |  | 0 | 0 | 0 | 0 | 0 |  | 0 | 0 | 0 | 0 | 0 |  | 0 | 0 | 0 | 0 | 0 |  | 0 | 0 | 0 | 0 | 0 | [22 empty] | 0 | 0 | 0 | 0 | 0 | 0 |  | 0 | 0 | 0 | 0 | 0 | 0 |  | 0 | 0 | 0 | 0 | 0 | 0 |  | 0 | 0 | 0 | 0 | 0 | 0 |  | 0 | 0 | 0 | 0 | 0 | 0 |  | 0 | 0 | 0 | 0 | 0 | 0
| [Please insert new asset category as required] |  | 0 | 0 | C1 | 0 | 0 | 0 | 0 | 0 | 0 | 0 | 0 | 0 | 0 | 0 | 0 | 0 | 0 | 0 | 0 | 0 | 0 | 0 | 0 | 0 | 0 | 0 | 0 | 0 | 0 | 0 | 0 | 0 | 0 | 0 | 0 | 0 | 0 | 0 | 0 |  |  | C1 | 0 | 0 | 0 | 0 | 0 | C1 | 0 | 0 | 0 | 0 | 0 | C1 | [5 empty] | C1 | [5 empty] | 0 | [6 empty] | 0 | [6 empty] | 0 | [6 empty] | 0 | [6 empty] | 0 | [6 empty] | 0
|  |  | 0 | 0 | C2 | 0 | 0 | 0 | 0 | 0 | 0 | 0 | 0 | 0 | 0 | 0 | 0 | 0 | 0 | 0 | 0 | 0 | 0 | 0 | 0 | 0 | 0 | 0 | 0 | 0 | 0 | 0 | 0 | 0 | 0 | 0 | 0 | 0 | 0 | 0 | 0 |  |  | C2 | 0 | 0 | 0 | 0 | 0 | C2 | 0 | 0 | 0 | 0 | 0 | C2 | [5 empty] | C2 | [5 empty] | 0 | [6 empty] | 0 | [6 empty] | 0 | [6 empty] | 0 | [6 empty] | 0 | [6 empty] | 0
|  |  | 0 | 0 | C3 | 0 | 0 | 0 | 0 | 0 | 0 | 0 | 0 | 0 | 0 | 0 | 0 | 0 | 0 | 0 | 0 | 0 | 0 | 0 | 0 | 0 | 0 | 0 | 0 | 0 | 0 | 0 | 0 | 0 | 0 | 0 | 0 | 0 | 0 | 0 | 0 |  |  | C3 | 0 | 0 | 0 | 0 | 0 | C3 | 0 | 0 | 0 | 0 | 0 | C3 | [5 empty] | C3 | [5 empty] | 0 | [6 empty] | 0 | [6 empty] | 0 | [6 empty] | 0 | [6 empty] | 0 | [6 empty] | 0
|  |  | 0 | 0 | C4 | 0 | 0 | 0 | 0 | 0 | 0 | 0 | 0 | 0 | 0 | 0 | 0 | 0 | 0 | 0 | 0 | 0 | 0 | 0 | 0 | 0 | 0 | 0 | 0 | 0 | 0 | 0 | 0 | 0 | 0 | 0 | 0 | 0 | 0 | 0 | 0 |  |  | C4 | 0 | 0 | 0 | 0 | 0 | C4 | 0 | 0 | 0 | 0 | 0 | C4 | [5 empty] | C4 | [5 empty] | 0 | [6 empty] | 0 | [6 empty] | 0 | [6 empty] | 0 | [6 empty] | 0 | [6 empty] | 0
|  |  | 0 | 0 |  | 0 | 0 | 0 | 0 | 0 |  | 0 | 0 | 0 | 0 | 0 |  | 0 | 0 | 0 | 0 | 0 |  | 0 | 0 | 0 | 0 | 0 |  | 0 | 0 | 0 | 0 | 0 |  | 0 | 0 | 0 | 0 | 0 | [22 empty] | 0 | 0 | 0 | 0 | 0 | 0 |  | 0 | 0 | 0 | 0 | 0 | 0 |  | 0 | 0 | 0 | 0 | 0 | 0 |  | 0 | 0 | 0 | 0 | 0 | 0 |  | 0 | 0 | 0 | 0 | 0 | 0 |  | 0 | 0 | 0 | 0 | 0 | 0
| [Please insert new asset category as required] |  | 0 | 0 | C1 | 0 | 0 | 0 | 0 | 0 | 0 | 0 | 0 | 0 | 0 | 0 | 0 | 0 | 0 | 0 | 0 | 0 | 0 | 0 | 0 | 0 | 0 | 0 | 0 | 0 | 0 | 0 | 0 | 0 | 0 | 0 | 0 | 0 | 0 | 0 | 0 |  |  | C1 | 0 | 0 | 0 | 0 | 0 | C1 | 0 | 0 | 0 | 0 | 0 | C1 | [5 empty] | C1 | [5 empty] | 0 | [6 empty] | 0 | [6 empty] | 0 | [6 empty] | 0 | [6 empty] | 0 | [6 empty] | 0
|  |  | 0 | 0 | C2 | 0 | 0 | 0 | 0 | 0 | 0 | 0 | 0 | 0 | 0 | 0 | 0 | 0 | 0 | 0 | 0 | 0 | 0 | 0 | 0 | 0 | 0 | 0 | 0 | 0 | 0 | 0 | 0 | 0 | 0 | 0 | 0 | 0 | 0 | 0 | 0 |  |  | C2 | 0 | 0 | 0 | 0 | 0 | C2 | 0 | 0 | 0 | 0 | 0 | C2 | [5 empty] | C2 | [5 empty] | 0 | [6 empty] | 0 | [6 empty] | 0 | [6 empty] | 0 | [6 empty] | 0 | [6 empty] | 0
|  |  | 0 | 0 | C3 | 0 | 0 | 0 | 0 | 0 | 0 | 0 | 0 | 0 | 0 | 0 | 0 | 0 | 0 | 0 | 0 | 0 | 0 | 0 | 0 | 0 | 0 | 0 | 0 | 0 | 0 | 0 | 0 | 0 | 0 | 0 | 0 | 0 | 0 | 0 | 0 |  |  | C3 | 0 | 0 | 0 | 0 | 0 | C3 | 0 | 0 | 0 | 0 | 0 | C3 | [5 empty] | C3 | [5 empty] | 0 | [6 empty] | 0 | [6 empty] | 0 | [6 empty] | 0 | [6 empty] | 0 | [6 empty] | 0
|  |  | 0 | 0 | C4 | 0 | 0 | 0 | 0 | 0 | 0 | 0 | 0 | 0 | 0 | 0 | 0 | 0 | 0 | 0 | 0 | 0 | 0 | 0 | 0 | 0 | 0 | 0 | 0 | 0 | 0 | 0 | 0 | 0 | 0 | 0 | 0 | 0 | 0 | 0 | 0 |  |  | C4 | 0 | 0 | 0 | 0 | 0 | C4 | 0 | 0 | 0 | 0 | 0 | C4 | [5 empty] | C4 | [5 empty] | 0 | [6 empty] | 0 | [6 empty] | 0 | [6 empty] | 0 | [6 empty] | 0 | [6 empty] | 0
|  |  | 0 | 0 |  | 0 | 0 | 0 | 0 | 0 |  | 0 | 0 | 0 | 0 | 0 |  | 0 | 0 | 0 | 0 | 0 |  | 0 | 0 | 0 | 0 | 0 |  | 0 | 0 | 0 | 0 | 0 |  | 0 | 0 | 0 | 0 | 0 | [22 empty] | 0 | 0 | 0 | 0 | 0 | 0 |  | 0 | 0 | 0 | 0 | 0 | 0 |  | 0 | 0 | 0 | 0 | 0 | 0 |  | 0 | 0 | 0 | 0 | 0 | 0 |  | 0 | 0 | 0 | 0 | 0 | 0 |  | 0 | 0 | 0 | 0 | 0 | 0
| [Please insert new asset category as required] |  | 0 | 0 | C1 | 0 | 0 | 0 | 0 | 0 | 0 | 0 | 0 | 0 | 0 | 0 | 0 | 0 | 0 | 0 | 0 | 0 | 0 | 0 | 0 | 0 | 0 | 0 | 0 | 0 | 0 | 0 | 0 | 0 | 0 | 0 | 0 | 0 | 0 | 0 | 0 |  |  | C1 | 0 | 0 | 0 | 0 | 0 | C1 | 0 | 0 | 0 | 0 | 0 | C1 | [5 empty] | C1 | [5 empty] | 0 | [6 empty] | 0 | [6 empty] | 0 | [6 empty] | 0 | [6 empty] | 0 | [6 empty] | 0
|  |  | 0 | 0 | C2 | 0 | 0 | 0 | 0 | 0 | 0 | 0 | 0 | 0 | 0 | 0 | 0 | 0 | 0 | 0 | 0 | 0 | 0 | 0 | 0 | 0 | 0 | 0 | 0 | 0 | 0 | 0 | 0 | 0 | 0 | 0 | 0 | 0 | 0 | 0 | 0 |  |  | C2 | 0 | 0 | 0 | 0 | 0 | C2 | 0 | 0 | 0 | 0 | 0 | C2 | [5 empty] | C2 | [5 empty] | 0 | [6 empty] | 0 | [6 empty] | 0 | [6 empty] | 0 | [6 empty] | 0 | [6 empty] | 0
|  |  | 0 | 0 | C3 | 0 | 0 | 0 | 0 | 0 | 0 | 0 | 0 | 0 | 0 | 0 | 0 | 0 | 0 | 0 | 0 | 0 | 0 | 0 | 0 | 0 | 0 | 0 | 0 | 0 | 0 | 0 | 0 | 0 | 0 | 0 | 0 | 0 | 0 | 0 | 0 |  |  | C3 | 0 | 0 | 0 | 0 | 0 | C3 | 0 | 0 | 0 | 0 | 0 | C3 | [5 empty] | C3 | [5 empty] | 0 | [6 empty] | 0 | [6 empty] | 0 | [6 empty] | 0 | [6 empty] | 0 | [6 empty] | 0
|  |  | 0 | 0 | C4 | 0 | 0 | 0 | 0 | 0 | 0 | 0 | 0 | 0 | 0 | 0 | 0 | 0 | 0 | 0 | 0 | 0 | 0 | 0 | 0 | 0 | 0 | 0 | 0 | 0 | 0 | 0 | 0 | 0 | 0 | 0 | 0 | 0 | 0 | 0 | 0 |  |  | C4 | 0 | 0 | 0 | 0 | 0 | C4 | 0 | 0 | 0 | 0 | 0 | C4 | [5 empty] | C4 | [5 empty] | 0 | [6 empty] | 0 | [6 empty] | 0 | [6 empty] | 0 | [6 empty] | 0 | [6 empty] | 0
|  |  | 0 | 0 |  | 0 | 0 | 0 | 0 | 0 |  | 0 | 0 | 0 | 0 | 0 |  | 0 | 0 | 0 | 0 | 0 |  | 0 | 0 | 0 | 0 | 0 |  | 0 | 0 | 0 | 0 | 0 |  | 0 | 0 | 0 | 0 | 0 | [22 empty] | 0 | 0 | 0 | 0 | 0 | 0 |  | 0 | 0 | 0 | 0 | 0 | 0 |  | 0 | 0 | 0 | 0 | 0 | 0 |  | 0 | 0 | 0 | 0 | 0 | 0 |  | 0 | 0 | 0 | 0 | 0 | 0 |  | 0 | 0 | 0 | 0 | 0 | 0
| [Please insert new asset category as required] |  | 0 | 0 | C1 | 0 | 0 | 0 | 0 | 0 | 0 | 0 | 0 | 0 | 0 | 0 | 0 | 0 | 0 | 0 | 0 | 0 | 0 | 0 | 0 | 0 | 0 | 0 | 0 | 0 | 0 | 0 | 0 | 0 | 0 | 0 | 0 | 0 | 0 | 0 | 0 |  |  | C1 | 0 | 0 | 0 | 0 | 0 | C1 | 0 | 0 | 0 | 0 | 0 | C1 | [5 empty] | C1 | [5 empty] | 0 | [6 empty] | 0 | [6 empty] | 0 | [6 empty] | 0 | [6 empty] | 0 | [6 empty] | 0
|  |  | 0 | 0 | C2 | 0 | 0 | 0 | 0 | 0 | 0 | 0 | 0 | 0 | 0 | 0 | 0 | 0 | 0 | 0 | 0 | 0 | 0 | 0 | 0 | 0 | 0 | 0 | 0 | 0 | 0 | 0 | 0 | 0 | 0 | 0 | 0 | 0 | 0 | 0 | 0 |  |  | C2 | 0 | 0 | 0 | 0 | 0 | C2 | 0 | 0 | 0 | 0 | 0 | C2 | [5 empty] | C2 | [5 empty] | 0 | [6 empty] | 0 | [6 empty] | 0 | [6 empty] | 0 | [6 empty] | 0 | [6 empty] | 0
|  |  | 0 | 0 | C3 | 0 | 0 | 0 | 0 | 0 | 0 | 0 | 0 | 0 | 0 | 0 | 0 | 0 | 0 | 0 | 0 | 0 | 0 | 0 | 0 | 0 | 0 | 0 | 0 | 0 | 0 | 0 | 0 | 0 | 0 | 0 | 0 | 0 | 0 | 0 | 0 |  |  | C3 | 0 | 0 | 0 | 0 | 0 | C3 | 0 | 0 | 0 | 0 | 0 | C3 | [5 empty] | C3 | [5 empty] | 0 | [6 empty] | 0 | [6 empty] | 0 | [6 empty] | 0 | [6 empty] | 0 | [6 empty] | 0
|  |  | 0 | 0 | C4 | 0 | 0 | 0 | 0 | 0 | 0 | 0 | 0 | 0 | 0 | 0 | 0 | 0 | 0 | 0 | 0 | 0 | 0 | 0 | 0 | 0 | 0 | 0 | 0 | 0 | 0 | 0 | 0 | 0 | 0 | 0 | 0 | 0 | 0 | 0 | 0 |  |  | C4 | 0 | 0 | 0 | 0 | 0 | C4 | 0 | 0 | 0 | 0 | 0 | C4 | [5 empty] | C4 | [5 empty] | 0 | [6 empty] | 0 | [6 empty] | 0 | [6 empty] | 0 | [6 empty] | 0 | [6 empty] | 0
|  |  | 0 | 0 |  | 0 | 0 | 0 | 0 | 0 |  | 0 | 0 | 0 | 0 | 0 |  | 0 | 0 | 0 | 0 | 0 |  | 0 | 0 | 0 | 0 | 0 |  | 0 | 0 | 0 | 0 | 0 |  | 0 | 0 | 0 | 0 | 0 | [22 empty] | 0 | 0 | 0 | 0 | 0 | 0 |  | 0 | 0 | 0 | 0 | 0 | 0 |  | 0 | 0 | 0 | 0 | 0 | 0 |  | 0 | 0 | 0 | 0 | 0 | 0 |  | 0 | 0 | 0 | 0 | 0 | 0 |  | 0 | 0 | 0 | 0 | 0 | 0
[63 empty] | 446922.1809 | 985140.4159 | 1543032.9257 | 1758049.1137 | 1140245.2467 | 5873389.8829 |  | 449586.7676 | 1024853.9583 | 1603334.3327 | 1296895.8946 | 1686798.1445 | 6061469.0977 |  | 345628.9321 | 919776.1228 | 1878008.6376 | 1618614.0812 | 3012981.0511 | 7775008.8247 |  | 469840.6765 | 935862.2008 | 1877984.2583 | 830083.5766 | 1459601.297 | 5573372.0093 |  | 235180.5803 | 882150.9849 | 1802185.0666 | 1867755.9074 | 4909994.9923 | 9697267.5315 |  | 487804.7524 | 935639.8352 | 1802160.6874 | 239110.983 | 1717271.2105 | 5181987.4685
| Other | [66 empty] | 0 | [6 empty] | 0 | [6 empty] | 0 | [6 empty] | 0 | [6 empty] | 0 | [6 empty] | 0
| Submarine Cables |  | 0 | 0 | C1 | 0 | 0 | 0 | 0 | 0 | 0 | 0 | 0 | 0 | 0 | 0 | 0 | 0 | 0 | 0 | 0 | 0 | 0 | 0 | 0 | 0 | 0 | 0 | 0 | 0 | 0 | 0 | 0 | 0 | 0 | 0 | 0 | 0 | 0 | 0 | 0 |  |  | C1 | 0 | 0 | 0 | 0 | 0 | C1 | 0 | 0 | 0 | 0 | 0 | C1 | [5 empty] | C1 | [5 empty] | 0 | [6 empty] | 0 | [6 empty] | 0 | [6 empty] | 0 | [6 empty] | 0 | [6 empty] | 0
|  |  | 0 | 0 | C2 | 0 | 0 | 0 | 0 | 0 | 0 | 0 | 0 | 0 | 0 | 0 | 0 | 0 | 0 | 0 | 0 | 0 | 0 | 0 | 0 | 0 | 0 | 0 | 0 | 0 | 0 | 0 | 0 | 0 | 0 | 0 | 0 | 0 | 0 | 0 | 0 |  |  | C2 | 0 | 0 | 0 | 0 | 0 | C2 | 0 | 0 | 0 | 0 | 0 | C2 | [5 empty] | C2 | [5 empty] | 0 | [6 empty] | 0 | [6 empty] | 0 | [6 empty] | 0 | [6 empty] | 0 | [6 empty] | 0
|  |  | 0 | 0 | C3 | 0 | 0 | 0 | 0 | 0 | 0 | 0 | 0 | 0 | 0 | 0 | 0 | 0 | 0 | 0 | 0 | 0 | 0 | 0 | 0 | 0 | 0 | 0 | 0 | 0 | 0 | 0 | 0 | 0 | 0 | 0 | 0 | 0 | 0 | 0 | 0 |  |  | C3 | 0 | 0 | 0 | 0 | 0 | C3 | 0 | 0 | 0 | 0 | 0 | C3 | [5 empty] | C3 | [5 empty] | 0 | [6 empty] | 0 | [6 empty] | 0 | [6 empty] | 0 | [6 empty] | 0 | [6 empty] | 0
|  |  | 0 | 0 | C4 | 0 | 0 | 0 | 0 | 0 | 0 | 0 | 0 | 0 | 0 | 0 | 0 | 0 | 0 | 0 | 0 | 0 | 0 | 0 | 0 | 0 | 0 | 0 | 0 | 0 | 0 | 0 | 0 | 0 | 0 | 0 | 0 | 0 | 0 | 0 | 0 |  |  | C4 | 0 | 0 | 0 | 0 | 0 | C4 | 0 | 0 | 0 | 0 | 0 | C4 | [5 empty] | C4 | [5 empty] | 0 | [6 empty] | 0 | [6 empty] | 0 | [6 empty] | 0 | [6 empty] | 0 | [6 empty] | 0
|  |  | 0 | 0 |  | 0 | 0 | 0 | 0 | 0 |  | 0 | 0 | 0 | 0 | 0 |  | 0 | 0 | 0 | 0 | 0 |  | 0 | 0 | 0 | 0 | 0 |  | 0 | 0 | 0 | 0 | 0 |  | 0 | 0 | 0 | 0 | 0 | [22 empty] | 0 | 0 | 0 | 0 | 0 | 0 |  | 0 | 0 | 0 | 0 | 0 | 0 |  | 0 | 0 | 0 | 0 | 0 | 0 |  | 0 | 0 | 0 | 0 | 0 | 0 |  | 0 | 0 | 0 | 0 | 0 | 0 |  | 0 | 0 | 0 | 0 | 0 | 0
| [Please insert new asset category as required] |  | 0 | 0 | C1 | 0 | 0 | 0 | 0 | 0 | 0 | 0 | 0 | 0 | 0 | 0 | 0 | 0 | 0 | 0 | 0 | 0 | 0 | 0 | 0 | 0 | 0 | 0 | 0 | 0 | 0 | 0 | 0 | 0 | 0 | 0 | 0 | 0 | 0 | 0 | 0 |  |  | C1 | 0 | 0 | 0 | 0 | 0 | C1 | 0 | 0 | 0 | 0 | 0 | C1 | [5 empty] | C1 | [5 empty] | 0 | [6 empty] | 0 | [6 empty] | 0 | [6 empty] | 0 | [6 empty] | 0 | [6 empty] | 0
|  |  | 0 | 0 | C2 | 0 | 0 | 0 | 0 | 0 | 0 | 0 | 0 | 0 | 0 | 0 | 0 | 0 | 0 | 0 | 0 | 0 | 0 | 0 | 0 | 0 | 0 | 0 | 0 | 0 | 0 | 0 | 0 | 0 | 0 | 0 | 0 | 0 | 0 | 0 | 0 |  |  | C2 | 0 | 0 | 0 | 0 | 0 | C2 | 0 | 0 | 0 | 0 | 0 | C2 | [5 empty] | C2 | [5 empty] | 0 | [6 empty] | 0 | [6 empty] | 0 | [6 empty] | 0 | [6 empty] | 0 | [6 empty] | 0
|  |  | 0 | 0 | C3 | 0 | 0 | 0 | 0 | 0 | 0 | 0 | 0 | 0 | 0 | 0 | 0 | 0 | 0 | 0 | 0 | 0 | 0 | 0 | 0 | 0 | 0 | 0 | 0 | 0 | 0 | 0 | 0 | 0 | 0 | 0 | 0 | 0 | 0 | 0 | 0 |  |  | C3 | 0 | 0 | 0 | 0 | 0 | C3 | 0 | 0 | 0 | 0 | 0 | C3 | [5 empty] | C3 | [5 empty] | 0 | [6 empty] | 0 | [6 empty] | 0 | [6 empty] | 0 | [6 empty] | 0 | [6 empty] | 0
|  |  | 0 | 0 | C4 | 0 | 0 | 0 | 0 | 0 | 0 | 0 | 0 | 0 | 0 | 0 | 0 | 0 | 0 | 0 | 0 | 0 | 0 | 0 | 0 | 0 | 0 | 0 | 0 | 0 | 0 | 0 | 0 | 0 | 0 | 0 | 0 | 0 | 0 | 0 | 0 |  |  | C4 | 0 | 0 | 0 | 0 | 0 | C4 | 0 | 0 | 0 | 0 | 0 | C4 | [5 empty] | C4 | [5 empty] | 0 | [6 empty] | 0 | [6 empty] | 0 | [6 empty] | 0 | [6 empty] | 0 | [6 empty] | 0
|  |  | 0 | 0 |  | 0 | 0 | 0 | 0 | 0 |  | 0 | 0 | 0 | 0 | 0 |  | 0 | 0 | 0 | 0 | 0 |  | 0 | 0 | 0 | 0 | 0 |  | 0 | 0 | 0 | 0 | 0 |  | 0 | 0 | 0 | 0 | 0 | [22 empty] | 0 | 0 | 0 | 0 | 0 | 0 |  | 0 | 0 | 0 | 0 | 0 | 0 |  | 0 | 0 | 0 | 0 | 0 | 0 |  | 0 | 0 | 0 | 0 | 0 | 0 |  | 0 | 0 | 0 | 0 | 0 | 0 |  | 0 | 0 | 0 | 0 | 0 | 0
| [Please insert new asset category as required] |  | 0 | 0 | C1 | 0 | 0 | 0 | 0 | 0 | 0 | 0 | 0 | 0 | 0 | 0 | 0 | 0 | 0 | 0 | 0 | 0 | 0 | 0 | 0 | 0 | 0 | 0 | 0 | 0 | 0 | 0 | 0 | 0 | 0 | 0 | 0 | 0 | 0 | 0 | 0 |  |  | C1 | 0 | 0 | 0 | 0 | 0 | C1 | 0 | 0 | 0 | 0 | 0 | C1 | [5 empty] | C1 | [5 empty] | 0 | [6 empty] | 0 | [6 empty] | 0 | [6 empty] | 0 | [6 empty] | 0 | [6 empty] | 0
|  |  | 0 | 0 | C2 | 0 | 0 | 0 | 0 | 0 | 0 | 0 | 0 | 0 | 0 | 0 | 0 | 0 | 0 | 0 | 0 | 0 | 0 | 0 | 0 | 0 | 0 | 0 | 0 | 0 | 0 | 0 | 0 | 0 | 0 | 0 | 0 | 0 | 0 | 0 | 0 |  |  | C2 | 0 | 0 | 0 | 0 | 0 | C2 | 0 | 0 | 0 | 0 | 0 | C2 | [5 empty] | C2 | [5 empty] | 0 | [6 empty] | 0 | [6 empty] | 0 | [6 empty] | 0 | [6 empty] | 0 | [6 empty] | 0
|  |  | 0 | 0 | C3 | 0 | 0 | 0 | 0 | 0 | 0 | 0 | 0 | 0 | 0 | 0 | 0 | 0 | 0 | 0 | 0 | 0 | 0 | 0 | 0 | 0 | 0 | 0 | 0 | 0 | 0 | 0 | 0 | 0 | 0 | 0 | 0 | 0 | 0 | 0 | 0 |  |  | C3 | 0 | 0 | 0 | 0 | 0 | C3 | 0 | 0 | 0 | 0 | 0 | C3 | [5 empty] | C3 | [5 empty] | 0 | [6 empty] | 0 | [6 empty] | 0 | [6 empty] | 0 | [6 empty] | 0 | [6 empty] | 0
|  |  | 0 | 0 | C4 | 0 | 0 | 0 | 0 | 0 | 0 | 0 | 0 | 0 | 0 | 0 | 0 | 0 | 0 | 0 | 0 | 0 | 0 | 0 | 0 | 0 | 0 | 0 | 0 | 0 | 0 | 0 | 0 | 0 | 0 | 0 | 0 | 0 | 0 | 0 | 0 |  |  | C4 | 0 | 0 | 0 | 0 | 0 | C4 | 0 | 0 | 0 | 0 | 0 | C4 | [5 empty] | C4 | [5 empty] | 0 | [6 empty] | 0 | [6 empty] | 0 | [6 empty] | 0 | [6 empty] | 0 | [6 empty] | 0
|  |  | 0 | 0 |  | 0 | 0 | 0 | 0 | 0 |  | 0 | 0 | 0 | 0 | 0 |  | 0 | 0 | 0 | 0 | 0 |  | 0 | 0 | 0 | 0 | 0 |  | 0 | 0 | 0 | 0 | 0 |  | 0 | 0 | 0 | 0 | 0 | [22 empty] | 0 | 0 | 0 | 0 | 0 | 0 |  | 0 | 0 | 0 | 0 | 0 | 0 |  | 0 | 0 | 0 | 0 | 0 | 0 |  | 0 | 0 | 0 | 0 | 0 | 0 |  | 0 | 0 | 0 | 0 | 0 | 0 |  | 0 | 0 | 0 | 0 | 0 | 0
| [Please insert new asset category as required] |  | 0 | 0 | C1 | 0 | 0 | 0 | 0 | 0 | 0 | 0 | 0 | 0 | 0 | 0 | 0 | 0 | 0 | 0 | 0 | 0 | 0 | 0 | 0 | 0 | 0 | 0 | 0 | 0 | 0 | 0 | 0 | 0 | 0 | 0 | 0 | 0 | 0 | 0 | 0 |  |  | C1 | 0 | 0 | 0 | 0 | 0 | C1 | 0 | 0 | 0 | 0 | 0 | C1 | [5 empty] | C1 | [5 empty] | 0 | [6 empty] | 0 | [6 empty] | 0 | [6 empty] | 0 | [6 empty] | 0 | [6 empty] | 0
|  |  | 0 | 0 | C2 | 0 | 0 | 0 | 0 | 0 | 0 | 0 | 0 | 0 | 0 | 0 | 0 | 0 | 0 | 0 | 0 | 0 | 0 | 0 | 0 | 0 | 0 | 0 | 0 | 0 | 0 | 0 | 0 | 0 | 0 | 0 | 0 | 0 | 0 | 0 | 0 |  |  | C2 | 0 | 0 | 0 | 0 | 0 | C2 | 0 | 0 | 0 | 0 | 0 | C2 | [5 empty] | C2 | [5 empty] | 0 | [6 empty] | 0 | [6 empty] | 0 | [6 empty] | 0 | [6 empty] | 0 | [6 empty] | 0
|  |  | 0 | 0 | C3 | 0 | 0 | 0 | 0 | 0 | 0 | 0 | 0 | 0 | 0 | 0 | 0 | 0 | 0 | 0 | 0 | 0 | 0 | 0 | 0 | 0 | 0 | 0 | 0 | 0 | 0 | 0 | 0 | 0 | 0 | 0 | 0 | 0 | 0 | 0 | 0 |  |  | C3 | 0 | 0 | 0 | 0 | 0 | C3 | 0 | 0 | 0 | 0 | 0 | C3 | [5 empty] | C3 | [5 empty] | 0 | [6 empty] | 0 | [6 empty] | 0 | [6 empty] | 0 | [6 empty] | 0 | [6 empty] | 0
|  |  | 0 | 0 | C4 | 0 | 0 | 0 | 0 | 0 | 0 | 0 | 0 | 0 | 0 | 0 | 0 | 0 | 0 | 0 | 0 | 0 | 0 | 0 | 0 | 0 | 0 | 0 | 0 | 0 | 0 | 0 | 0 | 0 | 0 | 0 | 0 | 0 | 0 | 0 | 0 |  |  | C4 | 0 | 0 | 0 | 0 | 0 | C4 | 0 | 0 | 0 | 0 | 0 | C4 | [5 empty] | C4 | [5 empty] | 0 | [6 empty] | 0 | [6 empty] | 0 | [6 empty] | 0 | [6 empty] | 0 | [6 empty] | 0
|  |  | 0 | 0 |  | 0 | 0 | 0 | 0 | 0 |  | 0 | 0 | 0 | 0 | 0 |  | 0 | 0 | 0 | 0 | 0 |  | 0 | 0 | 0 | 0 | 0 |  | 0 | 0 | 0 | 0 | 0 |  | 0 | 0 | 0 | 0 | 0 | [22 empty] | 0 | 0 | 0 | 0 | 0 | 0 |  | 0 | 0 | 0 | 0 | 0 | 0 |  | 0 | 0 | 0 | 0 | 0 | 0 |  | 0 | 0 | 0 | 0 | 0 | 0 |  | 0 | 0 | 0 | 0 | 0 | 0 |  | 0 | 0 | 0 | 0 | 0 | 0
| [Please insert new asset category as required] |  | 0 | 0 | C1 | 0 | 0 | 0 | 0 | 0 | 0 | 0 | 0 | 0 | 0 | 0 | 0 | 0 | 0 | 0 | 0 | 0 | 0 | 0 | 0 | 0 | 0 | 0 | 0 | 0 | 0 | 0 | 0 | 0 | 0 | 0 | 0 | 0 | 0 | 0 | 0 |  |  | C1 | 0 | 0 | 0 | 0 | 0 | C1 | 0 | 0 | 0 | 0 | 0 | C1 | [5 empty] | C1 | [5 empty] | 0 | [6 empty] | 0 | [6 empty] | 0 | [6 empty] | 0 | [6 empty] | 0 | [6 empty] | 0
|  |  | 0 | 0 | C2 | 0 | 0 | 0 | 0 | 0 | 0 | 0 | 0 | 0 | 0 | 0 | 0 | 0 | 0 | 0 | 0 | 0 | 0 | 0 | 0 | 0 | 0 | 0 | 0 | 0 | 0 | 0 | 0 | 0 | 0 | 0 | 0 | 0 | 0 | 0 | 0 |  |  | C2 | 0 | 0 | 0 | 0 | 0 | C2 | 0 | 0 | 0 | 0 | 0 | C2 | [5 empty] | C2 | [5 empty] | 0 | [6 empty] | 0 | [6 empty] | 0 | [6 empty] | 0 | [6 empty] | 0 | [6 empty] | 0
|  |  | 0 | 0 | C3 | 0 | 0 | 0 | 0 | 0 | 0 | 0 | 0 | 0 | 0 | 0 | 0 | 0 | 0 | 0 | 0 | 0 | 0 | 0 | 0 | 0 | 0 | 0 | 0 | 0 | 0 | 0 | 0 | 0 | 0 | 0 | 0 | 0 | 0 | 0 | 0 |  |  | C3 | 0 | 0 | 0 | 0 | 0 | C3 | 0 | 0 | 0 | 0 | 0 | C3 | [5 empty] | C3 | [5 empty] | 0 | [6 empty] | 0 | [6 empty] | 0 | [6 empty] | 0 | [6 empty] | 0 | [6 empty] | 0
|  |  | 0 | 0 | C4 | 0 | 0 | 0 | 0 | 0 | 0 | 0 | 0 | 0 | 0 | 0 | 0 | 0 | 0 | 0 | 0 | 0 | 0 | 0 | 0 | 0 | 0 | 0 | 0 | 0 | 0 | 0 | 0 | 0 | 0 | 0 | 0 | 0 | 0 | 0 | 0 |  |  | C4 | 0 | 0 | 0 | 0 | 0 | C4 | 0 | 0 | 0 | 0 | 0 | C4 | [5 empty] | C4 | [5 empty] | 0 | [6 empty] | 0 | [6 empty] | 0 | [6 empty] | 0 | [6 empty] | 0 | [6 empty] | 0
|  |  | 0 | 0 |  | 0 | 0 | 0 | 0 | 0 |  | 0 | 0 | 0 | 0 | 0 |  | 0 | 0 | 0 | 0 | 0 |  | 0 | 0 | 0 | 0 | 0 |  | 0 | 0 | 0 | 0 | 0 |  | 0 | 0 | 0 | 0 | 0 | [22 empty] | 0 | 0 | 0 | 0 | 0 | 0 |  | 0 | 0 | 0 | 0 | 0 | 0 |  | 0 | 0 | 0 | 0 | 0 | 0 |  | 0 | 0 | 0 | 0 | 0 | 0 |  | 0 | 0 | 0 | 0 | 0 | 0 |  | 0 | 0 | 0 | 0 | 0 | 0
| [Please insert new asset category as required] |  | 0 | 0 | C1 | 0 | 0 | 0 | 0 | 0 | 0 | 0 | 0 | 0 | 0 | 0 | 0 | 0 | 0 | 0 | 0 | 0 | 0 | 0 | 0 | 0 | 0 | 0 | 0 | 0 | 0 | 0 | 0 | 0 | 0 | 0 | 0 | 0 | 0 | 0 | 0 |  |  | C1 | 0 | 0 | 0 | 0 | 0 | C1 | 0 | 0 | 0 | 0 | 0 | C1 | [5 empty] | C1 | [5 empty] | 0 | [6 empty] | 0 | [6 empty] | 0 | [6 empty] | 0 | [6 empty] | 0 | [6 empty] | 0
|  |  | 0 | 0 | C2 | 0 | 0 | 0 | 0 | 0 | 0 | 0 | 0 | 0 | 0 | 0 | 0 | 0 | 0 | 0 | 0 | 0 | 0 | 0 | 0 | 0 | 0 | 0 | 0 | 0 | 0 | 0 | 0 | 0 | 0 | 0 | 0 | 0 | 0 | 0 | 0 |  |  | C2 | 0 | 0 | 0 | 0 | 0 | C2 | 0 | 0 | 0 | 0 | 0 | C2 | [5 empty] | C2 | [5 empty] | 0 | [6 empty] | 0 | [6 empty] | 0 | [6 empty] | 0 | [6 empty] | 0 | [6 empty] | 0
|  |  | 0 | 0 | C3 | 0 | 0 | 0 | 0 | 0 | 0 | 0 | 0 | 0 | 0 | 0 | 0 | 0 | 0 | 0 | 0 | 0 | 0 | 0 | 0 | 0 | 0 | 0 | 0 | 0 | 0 | 0 | 0 | 0 | 0 | 0 | 0 | 0 | 0 | 0 | 0 |  |  | C3 | 0 | 0 | 0 | 0 | 0 | C3 | 0 | 0 | 0 | 0 | 0 | C3 | [5 empty] | C3 | [5 empty] | 0 | [6 empty] | 0 | [6 empty] | 0 | [6 empty] | 0 | [6 empty] | 0 | [6 empty] | 0
|  |  | 0 | 0 | C4 | 0 | 0 | 0 | 0 | 0 | 0 | 0 | 0 | 0 | 0 | 0 | 0 | 0 | 0 | 0 | 0 | 0 | 0 | 0 | 0 | 0 | 0 | 0 | 0 | 0 | 0 | 0 | 0 | 0 | 0 | 0 | 0 | 0 | 0 | 0 | 0 |  |  | C4 | 0 | 0 | 0 | 0 | 0 | C4 | 0 | 0 | 0 | 0 | 0 | C4 | [5 empty] | C4 | [5 empty] | 0 | [6 empty] | 0 | [6 empty] | 0 | [6 empty] | 0 | [6 empty] | 0 | [6 empty] | 0
|  |  | 0 | 0 |  | 0 | 0 | 0 | 0 | 0 |  | 0 | 0 | 0 | 0 | 0 |  | 0 | 0 | 0 | 0 | 0 |  | 0 | 0 | 0 | 0 | 0 |  | 0 | 0 | 0 | 0 | 0 |  | 0 | 0 | 0 | 0 | 0 | [22 empty] | 0 | 0 | 0 | 0 | 0 | 0 |  | 0 | 0 | 0 | 0 | 0 | 0 |  | 0 | 0 | 0 | 0 | 0 | 0 |  | 0 | 0 | 0 | 0 | 0 | 0 |  | 0 | 0 | 0 | 0 | 0 | 0 |  | 0 | 0 | 0 | 0 | 0 | 0
[63 empty] | 0 | 0 | 0 | 0 | 0 | 0 |  | 0 | 0 | 0 | 0 | 0 | 0 |  | 0 | 0 | 0 | 0 | 0 | 0 |  | 0 | 0 | 0 | 0 | 0 | 0 |  | 0 | 0 | 0 | 0 | 0 | 0 |  | 0 | 0 | 0 | 0 | 0 | 0
| TOTAL |  | 116698 | 116596.2 |  | 26921 | 32820 | 36540 | 18423 | 1994 |  | 24139 | 31668 | 36873 | 19604 | 3238 |  | 6738.7382 | 25 | -550 | -4526.7382 | -1779.8 |  | 16740 | 35508 | 33361 | 27184 | 3904 |  | 11811.5324 | 130.2058 | -570 | -7627.6482 | -3845.89 |  | 9810 | 37478 | 29558 | 33705 | 6149 |  |  |  |  | 0 | 0 | 0 | 0 | 0 |  | 0 | 0 | 0 | 0 | 0 | [7 empty] | 1590172.7763 | 4761664.0549 | 11455190.6272 | 8292200.5774 | 3758783.1561 | 29858011.1919 |  | 1787617.1908 | 4851110.9292 | 11475974.7852 | 7059936.0128 | 3799797.2868 | 28974436.2048 |  | 1178628.057 | 4662331.5279 | 12503905.7993 | 9691053.7863 | 7764449.4742 | 35800368.6447 |  | 1593519.1242 | 4682701.5701 | 12338081.6063 | 7088934.6559 | 4176381.6663 | 29879618.6228 |  | 698943.1357 | 4375838.0779 | 13440437.2012 | 12158303.522 | 11473152.4137 | 42146674.3505 |  | 1498924.8517 | 4458119.674 | 13268456.49 | 7170706.6357 | 4339028.7378 | 30735236.3893
Health Index Definitions
|  |  | HI1 | New or as new | [57 empty] | LV Network | 354017.445 | 929947.6056 | 5600750.0903 | 4734114.3155 | 1442943.5651 | 13061773.0215 | LV Network | 395432.6272 | 957879.3029 | 5544602.6441 | 4631364.4323 | 916821.7085 | 12446100.715 | LV Network | 256142.3144 | 988539.3419 | 5112847.7449 | 6720093.4345 | 1676344.2658 | 14753967.1015 | LV Network | 404155.3441 | 988539.3419 | 5044264.1319 | 5580848.3684 | 912648.8745 | 12930456.0608 | LV Network | 171027.2493 | 1005226.9515 | 4726474.6486 | 8402590.2148 | 2255767.3067 | 16561086.371 | LV Network | 439959.0004 | 1005226.9515 | 4651734.5174 | 6238153.1835 | 889114.0906 | 13224187.7434
|  |  | HI2 | Good or seviceable condition | [57 empty] | HV Network | 622194.8655 | 1413198.4989 | 2867943.5144 | 842430.9338 | 314768.1357 | 6060535.9484 | HV Network | 743490.0807 | 1465423.1227 | 2730785.0968 | 352036.0028 | 89737.7575 | 5381472.0605 | HV Network | 451039.1274 | 1634338.2049 | 2892054.7963 | 640791.8415 | 607896.1614 | 6226120.1314 | HV Network | 545561.0288 | 1638622.1691 | 2794838.5955 | 372850.7783 | 305446.6825 | 5657319.2541 | HV Network | 204085.9448 | 1723107.7521 | 3071323.7186 | 785403.7543 | 1654003.0652 | 7437924.235 | HV Network | 418694.919 | 1745370.3201 | 2974107.5179 | 145625.6451 | 611492.8793 | 5895291.2814
|  |  | HI3 | Deterioration requires assessment and monitoring | [57 empty] | EHV Network | 167038.2849 | 1433377.5345 | 1443464.0968 | 957606.2145 | 860826.2086 | 4862312.3392 | EHV Network | 199107.7153 | 1402954.5453 | 1597252.7117 | 779639.6831 | 1106439.6763 | 5085394.3315 | EHV Network | 125817.6831 | 1119677.8582 | 2620994.6206 | 711554.4292 | 2467227.996 | 7045272.5871 | EHV Network | 173962.0748 | 1119677.8582 | 2620994.6206 | 305151.9326 | 1498684.8124 | 5718471.2986 | EHV Network | 88649.3613 | 765352.3894 | 3840453.7673 | 1102553.6455 | 2653387.0494 | 8450396.2129 | EHV Network | 152466.1799 | 771882.5673 | 3840453.7673 | 547816.8242 | 1121150.5573 | 6433769.8959
|  |  | HI4 | Material deterioration, intervention requires consideration | [57 empty] | 132kV Network | 446922.1809 | 985140.4159 | 1543032.9257 | 1758049.1137 | 1140245.2467 | 5873389.8829 | 132kV Network | 449586.7676 | 1024853.9583 | 1603334.3327 | 1296895.8946 | 1686798.1445 | 6061469.0977 | 132kV Network | 345628.9321 | 919776.1228 | 1878008.6376 | 1618614.0812 | 3012981.0511 | 7775008.8247 | 132kV Network | 469840.6765 | 935862.2008 | 1877984.2583 | 830083.5766 | 1459601.297 | 5573372.0093 | 132kV Network | 235180.5803 | 882150.9849 | 1802185.0666 | 1867755.9074 | 4909994.9923 | 9697267.5315 | 132kV Network | 487804.7524 | 935639.8352 | 1802160.6874 | 239110.983 | 1717271.2105 | 5181987.4685
|  |  | HI5 | End of serviceable life, intervention required | [57 empty] | Other | 0 | 0 | 0 | 0 | 0 | 0 | Other | 0 | 0 | 0 | 0 | 0 | 0 | Other | 0 | 0 | 0 | 0 | 0 | 0 | Other | 0 | 0 | 0 | 0 | 0 | 0 | Other | 0 | 0 | 0 | 0 | 0 | 0 | Other | 0 | 0 | 0 | 0 | 0 | 0
[62 empty] | Total | 1590172.7763 | 4761664.0549 | 11455190.6272 | 8292200.5774 | 3758783.1561 | 29858011.1919 | Total | 1787617.1908 | 4851110.9292 | 11475974.7852 | 7059936.0128 | 3799797.2868 | 28974436.2048 | Total | 1178628.057 | 4662331.5279 | 12503905.7993 | 9691053.7863 | 7764449.4742 | 35800368.6447 | Total | 1593519.1242 | 4682701.5701 | 12338081.6063 | 7088934.6559 | 4176381.6663 | 29879618.6228 | Total | 698943.1357 | 4375838.0779 | 13440437.2012 | 12158303.522 | 11473152.4137 | 42146674.3505 | Total | 1498924.8517 | 4458119.674 | 13268456.49 | 7170706.6357 | 4339028.7378 | 30735236.3893
Criticality Index Definitions
|  |  | C1 | Low criticality
|  |  | C2 | Average criticality
|  |  | C3 | High criticality
|  |  | C4 | Very high criticality

## LPN - Asset Rep
HI3: Secondary deliverables RIIO-ED1 - Asset replacement | [50 empty] | Criticality weightings C1 to C4 | Criticality Rating Boundaries
LPN | [49 empty] | C1 | 0.7 | Below 75% of average
[50 empty] | C2 | 1 | 75%-125%
[50 empty] | C3 | 1.5 | 125%-200%
[50 empty] | C4 | 2.5 | Over 200% of average
Price base (2012/13)
| ASSET CATEGORIES |  | ASSET REGISTER |  |  | End of DPCR5 (31 March 2015) with investment | [5 empty] | End of DPCR5 (31 March 2015) without investment | [5 empty] | Mid-Period Review (31 March 2019) planned investment | [5 empty] | Mid-Period Review (31 March 2019) without investment | [5 empty] | End of RIIO-ED1 (31 March 2023) planned investment | [5 empty] | End of RIIO-ED1 (31 March 2023) without investment | [8 empty] | Probability of failure | [5 empty] | Criticality/consequence of failure | [5 empty] | Probability of failure x Consequence of failure
Is it your current intention to have a health index for this asset category in the RIIO-ED1 control period.
|  |  | as at 31st March 2015 | as at 31st March 2023 |  | HI 1 | HI 2 | HI 3 | HI 4 | HI 5 |  | HI 1 | HI 2 | HI 3 | HI 4 | HI 5 |  | HI 1 | HI 2 | HI 3 | HI 4 | HI 5 |  | HI 1 | HI 2 | HI 3 | HI 4 | HI 5 |  | HI 1 | HI 2 | HI 3 | HI 4 | HI 5 |  | HI 1 | HI 2 | HI 3 | HI 4 | HI 5 |  |  |  |  | HI 1 | HI 2 | HI 3 | HI 4 | HI 5 |  | HI 1 | HI 2 | HI 3 | HI 4 | HI 5 |  | HI 1 | HI 2 | HI 3 | HI 4 | HI 5 |  | End of DPCR5 (without investment) | [6 empty] | Position at Beginning of RIIO-ED1 | [6 empty] | Mid Period (Without Investment) | [6 empty] | Mid Period (With Investment) | [6 empty] | End of RIIO-ED1 (Without Investment) | [6 empty] | End of RIIO-ED1 (With Investment)
| LV Network | [61 empty] | 1 | 2 | 3 | 4 | 5 | Total |  | 1 | 2 | 3 | 4 | 5 | Total |  | 1 | 2 | 3 | 4 | 5 | Total |  | 1 | 2 | 3 | 4 | 5 | Total |  | 1 | 2 | 3 | 4 | 5 | Total |  | 1 | 2 | 3 | 4 | 5 | Total
| LV Switchgear and Other |  | 0 | 0 | C1 | 0 | 0 | 0 | 0 | 0 | 0 | 0 | 0 | 0 | 0 | 0 | 0 | 0 | 0 | 0 | 0 | 0 | 0 | 0 | 0 | 0 | 0 | 0 | 0 | 0 | 0 | 0 | 0 | 0 | 0 | 0 | 0 | 0 | 0 | 0 | 0 | Yes |  | C1 | 0.0010816 | 0.0024765 | 0.0076638 | 0.012491 | 0.020061 | C1 | 22493.17 | 22493.17 | 22493.17 | 22493.17 | 22493.17 | C1 | 24.3276 | 55.7042 | 172.3825 | 280.9567 | 451.2277 | C1 | 0 | 0 | 0 | 0 | 0 | 0 |  | 0 | 0 | 0 | 0 | 0 | 0 |  | 0 | 0 | 0 | 0 | 0 | 0 |  | 0 | 0 | 0 | 0 | 0 | 0 |  | 0 | 0 | 0 | 0 | 0 | 0 |  | 0 | 0 | 0 | 0 | 0 | 0
|  |  | 19419 | 19419 | C2 | 2824 | 6847 | 9748 | 0 | 0 | 19419 | 2649 | 6496 | 9748 | 157 | 18 | 19068 | 437 | 0 | -165 | -272 | 0 | 0 | 1907 | 7185 | 10055 | 272 | 0 | 19419 | 874 | 0 | -175 | -699 | 0 | 0 | 428 | 7657 | 10635 | 699 | 0 | 19419 | No |  | C2 | 0.0010816 | 0.0024765 | 0.0076638 | 0.012491 | 0.020061 | C2 | 32133.1 | 32133.1 | 32133.1 | 32133.1 | 32133.1 | C2 | 34.7538 | 79.5775 | 246.2607 | 401.3667 | 644.611 | C2 | 92062.7199 | 516935.3439 | 2400549.5855 | 63014.5768 | 11602.9976 | 3084165.2237 |  | 98144.6286 | 544867.0412 | 2400549.5855 | 0 | 0 | 3043561.2552 |  | 66275.4273 | 571764.2312 | 2476151.6292 | 109171.7509 | 0 | 3223363.0386 |  | 81462.822 | 571764.2312 | 2435518.609 | 0 | 0 | 3088745.6622 |  | 14874.6108 | 609324.8042 | 2618982.852 | 280555.345 | 0 | 3523737.6121 |  | 45249.4003 | 609324.8042 | 2575887.2244 | 0 | 0 | 3230461.429
|  |  | 7540 | 7540 | C3 | 1166 | 2349 | 4025 | 0 | 0 | 7540 | 941 | 2349 | 4177 | 66 | 7 | 7540 | 181 | 0 | -74 | -107 | 0 | 0 | 758 | 2681 | 3994 | 107 | 0 | 7540 | 362 | 0 | -84 | -278 | 0 | 0 | 170 | 2868 | 4224 | 278 | 0 | 7540 |  |  | C3 | 0.0010816 | 0.0024765 | 0.0076638 | 0.012491 | 0.020061 | C3 | 48199.65 | 48199.65 | 48199.65 | 48199.65 | 48199.65 | C3 | 52.1306 | 119.3662 | 369.3911 | 602.0501 | 966.9165 | C3 | 49054.9374 | 280391.2691 | 1542946.597 | 39735.3064 | 6768.4153 | 1918896.5252 |  | 60784.3326 | 280391.2691 | 1486799.1508 | 0 | 0 | 1827974.7526 |  | 39515.0293 | 320020.8568 | 1475348.0269 | 64419.3603 | 0 | 1899303.2733 |  | 48950.6761 | 320020.8568 | 1448013.086 | 0 | 0 | 1816984.6189 |  | 8862.2097 | 342342.3414 | 1560307.9784 | 167369.9269 | 0 | 2078882.4564 |  | 27733.5034 | 342342.3414 | 1529279.1266 | 0 | 0 | 1899354.9713
|  |  | 91 | 91 | C4 | 14 | 28 | 49 | 0 | 0 | 91 | 14 | 28 | 49 | 0 | 0 | 91 | 2 | 0 | -1 | -1 | 0 | 0 | 9 | 33 | 48 | 1 | 0 | 91 | 4 | 0 | -1 | -3 | 0 | 0 | 2 | 35 | 51 | 3 | 0 | 91 |  |  | C4 | 0.0010816 | 0.0024765 | 0.0076638 | 0.012491 | 0.020061 | C4 | 80332.75 | 80332.75 | 80332.75 | 80332.75 | 80332.75 | C4 | 86.8844 | 198.9437 | 615.6518 | 1003.4168 | 1611.5274 | C4 | 1216.3817 | 5570.424 | 30166.9393 | 0 | 0 | 36953.745 |  | 1216.3817 | 5570.424 | 30166.9393 | 0 | 0 | 36953.745 |  | 781.9597 | 6565.1425 | 29551.2875 | 1003.4168 | 0 | 37901.8065 |  | 955.7285 | 6565.1425 | 28935.6356 | 0 | 0 | 36456.5067 |  | 173.7688 | 6963.03 | 31398.2429 | 3010.2505 | 0 | 41545.2922 |  | 521.3065 | 6963.03 | 30782.5911 | 0 | 0 | 38266.9275
|  |  | 27050 | 27050 |  | 4004 | 9224 | 13822 | 0 | 0 |  | 3604 | 8873 | 13974 | 223 | 25 |  | 620 | 0 | -240 | -380 | 0 |  | 2674 | 9899 | 14097 | 380 | 0 |  | 1240 | 0 | -260 | -980 | 0 |  | 600 | 10560 | 14910 | 980 | 0 | [22 empty] | 142334.0391 | 802897.037 | 3973663.1218 | 102749.8832 | 18371.4128 | 5040015.4938 |  | 160145.343 | 830828.7343 | 3917515.6756 | 0 | 0 | 4908489.7528 |  | 106572.4163 | 898350.2305 | 3981050.9436 | 174594.528 | 0 | 5160568.1184 |  | 131369.2266 | 898350.2305 | 3912467.3306 | 0 | 0 | 4942186.7878 |  | 23910.5894 | 958630.1755 | 4210689.0733 | 450935.5224 | 0 | 5644165.3607 |  | 73504.2101 | 958630.1755 | 4135948.9421 | 0 | 0 | 5168083.3278
| LV UGB |  | 40 | 40 | C1 | 8 | 3 | 12 | 15 | 2 | 40 | 7 | 3 | 12 | 15 | 2 | 39 | 1 | 0 | 0 | 0 | -1 | 0 | 5 | 2 | 8 | 21 | 3 | 39 | 2 | 0 | 0 | 0 | -2 | 0 | 5 | 1 | 4 | 26 | 4 | 40 |  |  | C1 | 0.0014336 | 0.0021503 | 0.0071678 | 0.015769 | 0.030821 | C1 | 7581.7 | 7581.7 | 7581.7 | 7581.7 | 7581.7 | C1 | 10.8688 | 16.3032 | 54.3439 | 119.5565 | 233.6787 | C1 | 76.0814 | 48.9095 | 652.1266 | 1793.3482 | 467.3574 | 3037.8232 |  | 86.9502 | 48.9095 | 652.1266 | 1793.3482 | 467.3574 | 3048.6919 |  | 54.3439 | 32.6063 | 434.7511 | 2510.6875 | 701.0361 | 3733.4249 |  | 65.2127 | 32.6063 | 434.7511 | 2510.6875 | 467.3574 | 3510.615 |  | 54.3439 | 16.3032 | 217.3755 | 3108.4702 | 934.7148 | 4331.2076 |  | 76.0814 | 16.3032 | 217.3755 | 3108.4702 | 467.3574 | 3885.5878
|  |  | 26498 | 26498 | C2 | 5622 | 2023 | 7775 | 10059 | 1019 | 26498 | 5058 | 2023 | 7775 | 10059 | 1583 | 26498 | 2161 | 0 | 0 | -1312 | -849 | 0 | 3574 | 1437 | 5408 | 14217 | 1862 | 26498 | 2577 | 0 | 0 | -1058 | -1519 | 0 | 3515 | 742 | 2464 | 17271 | 2507 | 26499 |  |  | C2 | 0.0014336 | 0.0021503 | 0.0071678 | 0.015769 | 0.030821 | C2 | 10831 | 10831 | 10831 | 10831 | 10831 | C2 | 15.5268 | 23.2902 | 77.6341 | 170.7951 | 333.8267 | C2 | 78534.6771 | 47116.1482 | 603605.2933 | 1718027.5782 | 528447.7005 | 2975731.3974 |  | 87291.806 | 47116.1482 | 603605.2933 | 1718027.5782 | 340169.4294 | 2796210.2553 |  | 55492.8699 | 33468.0697 | 419845.3282 | 2428193.4665 | 621585.3558 | 3558585.0901 |  | 89046.3372 | 33468.0697 | 419845.3282 | 2204110.3387 | 338166.4691 | 3084636.5428 |  | 54576.7873 | 17281.3554 | 191290.475 | 2949801.6009 | 836903.5914 | 4049853.8099 |  | 94589.4134 | 17281.3554 | 191290.475 | 2769100.4201 | 329820.8011 | 3402082.465
|  |  | 7396 | 7396 | C3 | 1569 | 565 | 2170 | 2808 | 284 | 7396 | 1412 | 565 | 2170 | 2808 | 442 | 7397 | 951 | 0 | 0 | -714 | -237 | 0 | 997 | 401 | 1510 | 3968 | 520 | 7396 | 1902 | 0 | 0 | -1478 | -424 | 0 | 981 | 207 | 688 | 4820 | 700 | 7396 |  |  | C3 | 0.0014336 | 0.0021503 | 0.0071678 | 0.015769 | 0.030821 | C3 | 16246.5 | 16246.5 | 16246.5 | 16246.5 | 16246.5 | C3 | 23.2902 | 34.9354 | 116.4512 | 256.1926 | 500.7401 | C3 | 32885.8138 | 19738.4753 | 252699.0649 | 719388.8219 | 221327.1165 | 1246039.2925 |  | 36542.3809 | 19738.4753 | 252699.0649 | 719388.8219 | 142210.1835 | 1170578.9265 |  | 23220.3657 | 14009.0772 | 175841.2848 | 1016572.2384 | 260384.8429 | 1490027.809 |  | 45369.3805 | 14009.0772 | 175841.2848 | 833650.7217 | 141709.4434 | 1210579.9076 |  | 22847.7219 | 7231.6184 | 80118.4132 | 1234848.3339 | 350518.0578 | 1695564.1452 |  | 67145.7515 | 7231.6184 | 80118.4132 | 856195.6705 | 138204.2628 | 1148895.7165
|  |  | 13524 | 13524 | C4 | 2869 | 1033 | 3968 | 5134 | 520 | 13524 | 2581 | 1033 | 3968 | 5134 | 808 | 13524 | 1739 | 0 | 0 | -1306 | -433 | 0 | 1824 | 733 | 2760 | 7256 | 951 | 13524 | 3478 | 0 | 0 | -2703 | -775 | 0 | 1794 | 379 | 1258 | 8815 | 1279 | 13525 |  |  | C4 | 0.0014336 | 0.0021503 | 0.0071678 | 0.015769 | 0.030821 | C4 | 27077.5 | 27077.5 | 27077.5 | 27077.5 | 27077.5 | C4 | 38.8171 | 58.2256 | 194.0853 | 426.9877 | 834.5668 | C4 | 100186.8336 | 60147.0355 | 770130.4836 | 2192154.684 | 674329.9779 | 3796949.0146 |  | 111366.147 | 60147.0355 | 770130.4836 | 2192154.684 | 433974.7382 | 3567773.0884 |  | 70802.3187 | 42679.3582 | 535675.4372 | 3098222.5141 | 793673.0309 | 4541052.659 |  | 138305.1872 | 42679.3582 | 535675.4372 | 2540576.6206 | 432305.6046 | 3689542.2077 |  | 69637.8068 | 22067.499 | 244159.3116 | 3763896.2874 | 1067410.9427 | 5167171.8475 |  | 204643.5438 | 22067.499 | 244159.3116 | 2609748.6227 | 420621.6694 | 3501240.6464
|  |  | 47458 | 47458 |  | 10068 | 3624 | 13925 | 18016 | 1825 |  | 9058 | 3624 | 13925 | 18016 | 2835 |  | 4852 | 0 | 0 | -3332 | -1520 |  | 6400 | 2573 | 9686 | 25462 | 3336 |  | 7959 | 0 | 0 | -5239 | -2720 |  | 6295 | 1329 | 4414 | 30932 | 4490 | [22 empty] | 211683.406 | 127050.5686 | 1627086.9685 | 4631364.4323 | 1424572.1523 | 8021757.5277 |  | 235287.2842 | 127050.5686 | 1627086.9685 | 4631364.4323 | 916821.7085 | 7537610.9622 |  | 149569.8982 | 90189.1114 | 1131796.8012 | 6545498.9064 | 1676344.2658 | 9593398.983 |  | 272786.1175 | 90189.1114 | 1131796.8012 | 5580848.3684 | 912648.8745 | 7988269.2731 |  | 147116.6599 | 46596.776 | 515785.5753 | 7951654.6924 | 2255767.3067 | 10916921.0103 |  | 366454.7902 | 46596.776 | 515785.5753 | 6238153.1835 | 889114.0906 | 8056104.4156
| LV OHL Support |  | 0 | 0 | C1 | 0 | 0 | 0 | 0 | 0 | 0 | 0 | 0 | 0 | 0 | 0 | 0 | 0 | 0 | 0 | 0 | 0 | 0 | 0 | 0 | 0 | 0 | 0 | 0 | 0 | 0 | 0 | 0 | 0 | 0 | 0 | 0 | 0 | 0 | 0 | 0 |  |  | C1 | 0.0015202 | 0.0015202 | 0.0030542 | 0.0084107 | 0.016676 | C1 | 0 | 0 | 0 | 0 | 0 | C1 | [5 empty] | C1 | [5 empty] | 0 | [6 empty] | 0 | [6 empty] | 0 | [6 empty] | 0 | [6 empty] | 0 | [6 empty] | 0
|  |  | 0 | 0 | C2 | 0 | 0 | 0 | 0 | 0 | 0 | 0 | 0 | 0 | 0 | 0 | 0 | 0 | 0 | 0 | 0 | 0 | 0 | 0 | 0 | 0 | 0 | 0 | 0 | 0 | 0 | 0 | 0 | 0 | 0 | 0 | 0 | 0 | 0 | 0 | 0 |  |  | C2 | 0.0015202 | 0.0015202 | 0.0030542 | 0.0084107 | 0.016676 | C2 | 0 | 0 | 0 | 0 | 0 | C2 | [5 empty] | C2 | [5 empty] | 0 | [6 empty] | 0 | [6 empty] | 0 | [6 empty] | 0 | [6 empty] | 0 | [6 empty] | 0
|  |  | 0 | 0 | C3 | 0 | 0 | 0 | 0 | 0 | 0 | 0 | 0 | 0 | 0 | 0 | 0 | 0 | 0 | 0 | 0 | 0 | 0 | 0 | 0 | 0 | 0 | 0 | 0 | 0 | 0 | 0 | 0 | 0 | 0 | 0 | 0 | 0 | 0 | 0 | 0 |  |  | C3 | 0.0015202 | 0.0015202 | 0.0030542 | 0.0084107 | 0.016676 | C3 | 0 | 0 | 0 | 0 | 0 | C3 | [5 empty] | C3 | [5 empty] | 0 | [6 empty] | 0 | [6 empty] | 0 | [6 empty] | 0 | [6 empty] | 0 | [6 empty] | 0
|  |  | 0 | 0 | C4 | 0 | 0 | 0 | 0 | 0 | 0 | 0 | 0 | 0 | 0 | 0 | 0 | 0 | 0 | 0 | 0 | 0 | 0 | 0 | 0 | 0 | 0 | 0 | 0 | 0 | 0 | 0 | 0 | 0 | 0 | 0 | 0 | 0 | 0 | 0 | 0 |  |  | C4 | 0.0015202 | 0.0015202 | 0.0030542 | 0.0084107 | 0.016676 | C4 | 0 | 0 | 0 | 0 | 0 | C4 | [5 empty] | C4 | [5 empty] | 0 | [6 empty] | 0 | [6 empty] | 0 | [6 empty] | 0 | [6 empty] | 0 | [6 empty] | 0
|  |  | 0 | 0 |  | 0 | 0 | 0 | 0 | 0 |  | 0 | 0 | 0 | 0 | 0 |  | 0 | 0 | 0 | 0 | 0 |  | 0 | 0 | 0 | 0 | 0 |  | 0 | 0 | 0 | 0 | 0 |  | 0 | 0 | 0 | 0 | 0 | [22 empty] | 0 | 0 | 0 | 0 | 0 | 0 |  | 0 | 0 | 0 | 0 | 0 | 0 |  | 0 | 0 | 0 | 0 | 0 | 0 |  | 0 | 0 | 0 | 0 | 0 | 0 |  | 0 | 0 | 0 | 0 | 0 | 0 |  | 0 | 0 | 0 | 0 | 0 | 0
| [Please insert new asset category as required] |  | 0 | 0 | C1 | 0 | 0 | 0 | 0 | 0 | 0 | 0 | 0 | 0 | 0 | 0 | 0 | 0 | 0 | 0 | 0 | 0 | 0 | 0 | 0 | 0 | 0 | 0 | 0 | 0 | 0 | 0 | 0 | 0 | 0 | 0 | 0 | 0 | 0 | 0 | 0 |  |  | C1 | 0 | 0 | 0 | 0 | 0 | C1 | 0 | 0 | 0 | 0 | 0 | C1 | [5 empty] | C1 | [5 empty] | 0 | [6 empty] | 0 | [6 empty] | 0 | [6 empty] | 0 | [6 empty] | 0 | [6 empty] | 0
|  |  | 0 | 0 | C2 | 0 | 0 | 0 | 0 | 0 | 0 | 0 | 0 | 0 | 0 | 0 | 0 | 0 | 0 | 0 | 0 | 0 | 0 | 0 | 0 | 0 | 0 | 0 | 0 | 0 | 0 | 0 | 0 | 0 | 0 | 0 | 0 | 0 | 0 | 0 | 0 |  |  | C2 | 0 | 0 | 0 | 0 | 0 | C2 | 0 | 0 | 0 | 0 | 0 | C2 | [5 empty] | C2 | [5 empty] | 0 | [6 empty] | 0 | [6 empty] | 0 | [6 empty] | 0 | [6 empty] | 0 | [6 empty] | 0
|  |  | 0 | 0 | C3 | 0 | 0 | 0 | 0 | 0 | 0 | 0 | 0 | 0 | 0 | 0 | 0 | 0 | 0 | 0 | 0 | 0 | 0 | 0 | 0 | 0 | 0 | 0 | 0 | 0 | 0 | 0 | 0 | 0 | 0 | 0 | 0 | 0 | 0 | 0 | 0 |  |  | C3 | 0 | 0 | 0 | 0 | 0 | C3 | 0 | 0 | 0 | 0 | 0 | C3 | [5 empty] | C3 | [5 empty] | 0 | [6 empty] | 0 | [6 empty] | 0 | [6 empty] | 0 | [6 empty] | 0 | [6 empty] | 0
|  |  | 0 | 0 | C4 | 0 | 0 | 0 | 0 | 0 | 0 | 0 | 0 | 0 | 0 | 0 | 0 | 0 | 0 | 0 | 0 | 0 | 0 | 0 | 0 | 0 | 0 | 0 | 0 | 0 | 0 | 0 | 0 | 0 | 0 | 0 | 0 | 0 | 0 | 0 | 0 |  |  | C4 | 0 | 0 | 0 | 0 | 0 | C4 | 0 | 0 | 0 | 0 | 0 | C4 | [5 empty] | C4 | [5 empty] | 0 | [6 empty] | 0 | [6 empty] | 0 | [6 empty] | 0 | [6 empty] | 0 | [6 empty] | 0
|  |  | 0 | 0 |  | 0 | 0 | 0 | 0 | 0 |  | 0 | 0 | 0 | 0 | 0 |  | 0 | 0 | 0 | 0 | 0 |  | 0 | 0 | 0 | 0 | 0 |  | 0 | 0 | 0 | 0 | 0 |  | 0 | 0 | 0 | 0 | 0 | [22 empty] | 0 | 0 | 0 | 0 | 0 | 0 |  | 0 | 0 | 0 | 0 | 0 | 0 |  | 0 | 0 | 0 | 0 | 0 | 0 |  | 0 | 0 | 0 | 0 | 0 | 0 |  | 0 | 0 | 0 | 0 | 0 | 0 |  | 0 | 0 | 0 | 0 | 0 | 0
| [Please insert new asset category as required] |  | 0 | 0 | C1 | 0 | 0 | 0 | 0 | 0 | 0 | 0 | 0 | 0 | 0 | 0 | 0 | 0 | 0 | 0 | 0 | 0 | 0 | 0 | 0 | 0 | 0 | 0 | 0 | 0 | 0 | 0 | 0 | 0 | 0 | 0 | 0 | 0 | 0 | 0 | 0 |  |  | C1 | 0 | 0 | 0 | 0 | 0 | C1 | 0 | 0 | 0 | 0 | 0 | C1 | [5 empty] | C1 | [5 empty] | 0 | [6 empty] | 0 | [6 empty] | 0 | [6 empty] | 0 | [6 empty] | 0 | [6 empty] | 0
|  |  | 0 | 0 | C2 | 0 | 0 | 0 | 0 | 0 | 0 | 0 | 0 | 0 | 0 | 0 | 0 | 0 | 0 | 0 | 0 | 0 | 0 | 0 | 0 | 0 | 0 | 0 | 0 | 0 | 0 | 0 | 0 | 0 | 0 | 0 | 0 | 0 | 0 | 0 | 0 |  |  | C2 | 0 | 0 | 0 | 0 | 0 | C2 | 0 | 0 | 0 | 0 | 0 | C2 | [5 empty] | C2 | [5 empty] | 0 | [6 empty] | 0 | [6 empty] | 0 | [6 empty] | 0 | [6 empty] | 0 | [6 empty] | 0
|  |  | 0 | 0 | C3 | 0 | 0 | 0 | 0 | 0 | 0 | 0 | 0 | 0 | 0 | 0 | 0 | 0 | 0 | 0 | 0 | 0 | 0 | 0 | 0 | 0 | 0 | 0 | 0 | 0 | 0 | 0 | 0 | 0 | 0 | 0 | 0 | 0 | 0 | 0 | 0 |  |  | C3 | 0 | 0 | 0 | 0 | 0 | C3 | 0 | 0 | 0 | 0 | 0 | C3 | [5 empty] | C3 | [5 empty] | 0 | [6 empty] | 0 | [6 empty] | 0 | [6 empty] | 0 | [6 empty] | 0 | [6 empty] | 0
|  |  | 0 | 0 | C4 | 0 | 0 | 0 | 0 | 0 | 0 | 0 | 0 | 0 | 0 | 0 | 0 | 0 | 0 | 0 | 0 | 0 | 0 | 0 | 0 | 0 | 0 | 0 | 0 | 0 | 0 | 0 | 0 | 0 | 0 | 0 | 0 | 0 | 0 | 0 | 0 |  |  | C4 | 0 | 0 | 0 | 0 | 0 | C4 | 0 | 0 | 0 | 0 | 0 | C4 | [5 empty] | C4 | [5 empty] | 0 | [6 empty] | 0 | [6 empty] | 0 | [6 empty] | 0 | [6 empty] | 0 | [6 empty] | 0
|  |  | 0 | 0 |  | 0 | 0 | 0 | 0 | 0 |  | 0 | 0 | 0 | 0 | 0 |  | 0 | 0 | 0 | 0 | 0 |  | 0 | 0 | 0 | 0 | 0 |  | 0 | 0 | 0 | 0 | 0 |  | 0 | 0 | 0 | 0 | 0 | [22 empty] | 0 | 0 | 0 | 0 | 0 | 0 |  | 0 | 0 | 0 | 0 | 0 | 0 |  | 0 | 0 | 0 | 0 | 0 | 0 |  | 0 | 0 | 0 | 0 | 0 | 0 |  | 0 | 0 | 0 | 0 | 0 | 0 |  | 0 | 0 | 0 | 0 | 0 | 0
| [Please insert new asset category as required] |  | 0 | 0 | C1 | 0 | 0 | 0 | 0 | 0 | 0 | 0 | 0 | 0 | 0 | 0 | 0 | 0 | 0 | 0 | 0 | 0 | 0 | 0 | 0 | 0 | 0 | 0 | 0 | 0 | 0 | 0 | 0 | 0 | 0 | 0 | 0 | 0 | 0 | 0 | 0 |  |  | C1 | 0 | 0 | 0 | 0 | 0 | C1 | 0 | 0 | 0 | 0 | 0 | C1 | [5 empty] | C1 | [5 empty] | 0 | [6 empty] | 0 | [6 empty] | 0 | [6 empty] | 0 | [6 empty] | 0 | [6 empty] | 0
|  |  | 0 | 0 | C2 | 0 | 0 | 0 | 0 | 0 | 0 | 0 | 0 | 0 | 0 | 0 | 0 | 0 | 0 | 0 | 0 | 0 | 0 | 0 | 0 | 0 | 0 | 0 | 0 | 0 | 0 | 0 | 0 | 0 | 0 | 0 | 0 | 0 | 0 | 0 | 0 |  |  | C2 | 0 | 0 | 0 | 0 | 0 | C2 | 0 | 0 | 0 | 0 | 0 | C2 | [5 empty] | C2 | [5 empty] | 0 | [6 empty] | 0 | [6 empty] | 0 | [6 empty] | 0 | [6 empty] | 0 | [6 empty] | 0
|  |  | 0 | 0 | C3 | 0 | 0 | 0 | 0 | 0 | 0 | 0 | 0 | 0 | 0 | 0 | 0 | 0 | 0 | 0 | 0 | 0 | 0 | 0 | 0 | 0 | 0 | 0 | 0 | 0 | 0 | 0 | 0 | 0 | 0 | 0 | 0 | 0 | 0 | 0 | 0 |  |  | C3 | 0 | 0 | 0 | 0 | 0 | C3 | 0 | 0 | 0 | 0 | 0 | C3 | [5 empty] | C3 | [5 empty] | 0 | [6 empty] | 0 | [6 empty] | 0 | [6 empty] | 0 | [6 empty] | 0 | [6 empty] | 0
|  |  | 0 | 0 | C4 | 0 | 0 | 0 | 0 | 0 | 0 | 0 | 0 | 0 | 0 | 0 | 0 | 0 | 0 | 0 | 0 | 0 | 0 | 0 | 0 | 0 | 0 | 0 | 0 | 0 | 0 | 0 | 0 | 0 | 0 | 0 | 0 | 0 | 0 | 0 | 0 |  |  | C4 | 0 | 0 | 0 | 0 | 0 | C4 | 0 | 0 | 0 | 0 | 0 | C4 | [5 empty] | C4 | [5 empty] | 0 | [6 empty] | 0 | [6 empty] | 0 | [6 empty] | 0 | [6 empty] | 0 | [6 empty] | 0
|  |  | 0 | 0 |  | 0 | 0 | 0 | 0 | 0 |  | 0 | 0 | 0 | 0 | 0 |  | 0 | 0 | 0 | 0 | 0 |  | 0 | 0 | 0 | 0 | 0 |  | 0 | 0 | 0 | 0 | 0 |  | 0 | 0 | 0 | 0 | 0 | [22 empty] | 0 | 0 | 0 | 0 | 0 | 0 |  | 0 | 0 | 0 | 0 | 0 | 0 |  | 0 | 0 | 0 | 0 | 0 | 0 |  | 0 | 0 | 0 | 0 | 0 | 0 |  | 0 | 0 | 0 | 0 | 0 | 0 |  | 0 | 0 | 0 | 0 | 0 | 0
| [Please insert new asset category as required] |  | 0 | 0 | C1 | 0 | 0 | 0 | 0 | 0 | 0 | 0 | 0 | 0 | 0 | 0 | 0 | 0 | 0 | 0 | 0 | 0 | 0 | 0 | 0 | 0 | 0 | 0 | 0 | 0 | 0 | 0 | 0 | 0 | 0 | 0 | 0 | 0 | 0 | 0 | 0 |  |  | C1 | 0 | 0 | 0 | 0 | 0 | C1 | 0 | 0 | 0 | 0 | 0 | C1 | [5 empty] | C1 | [5 empty] | 0 | [6 empty] | 0 | [6 empty] | 0 | [6 empty] | 0 | [6 empty] | 0 | [6 empty] | 0
|  |  | 0 | 0 | C2 | 0 | 0 | 0 | 0 | 0 | 0 | 0 | 0 | 0 | 0 | 0 | 0 | 0 | 0 | 0 | 0 | 0 | 0 | 0 | 0 | 0 | 0 | 0 | 0 | 0 | 0 | 0 | 0 | 0 | 0 | 0 | 0 | 0 | 0 | 0 | 0 |  |  | C2 | 0 | 0 | 0 | 0 | 0 | C2 | 0 | 0 | 0 | 0 | 0 | C2 | [5 empty] | C2 | [5 empty] | 0 | [6 empty] | 0 | [6 empty] | 0 | [6 empty] | 0 | [6 empty] | 0 | [6 empty] | 0
|  |  | 0 | 0 | C3 | 0 | 0 | 0 | 0 | 0 | 0 | 0 | 0 | 0 | 0 | 0 | 0 | 0 | 0 | 0 | 0 | 0 | 0 | 0 | 0 | 0 | 0 | 0 | 0 | 0 | 0 | 0 | 0 | 0 | 0 | 0 | 0 | 0 | 0 | 0 | 0 |  |  | C3 | 0 | 0 | 0 | 0 | 0 | C3 | 0 | 0 | 0 | 0 | 0 | C3 | [5 empty] | C3 | [5 empty] | 0 | [6 empty] | 0 | [6 empty] | 0 | [6 empty] | 0 | [6 empty] | 0 | [6 empty] | 0
|  |  | 0 | 0 | C4 | 0 | 0 | 0 | 0 | 0 | 0 | 0 | 0 | 0 | 0 | 0 | 0 | 0 | 0 | 0 | 0 | 0 | 0 | 0 | 0 | 0 | 0 | 0 | 0 | 0 | 0 | 0 | 0 | 0 | 0 | 0 | 0 | 0 | 0 | 0 | 0 |  |  | C4 | 0 | 0 | 0 | 0 | 0 | C4 | 0 | 0 | 0 | 0 | 0 | C4 | [5 empty] | C4 | [5 empty] | 0 | [6 empty] | 0 | [6 empty] | 0 | [6 empty] | 0 | [6 empty] | 0 | [6 empty] | 0
|  |  | 0 | 0 |  | 0 | 0 | 0 | 0 | 0 |  | 0 | 0 | 0 | 0 | 0 |  | 0 | 0 | 0 | 0 | 0 |  | 0 | 0 | 0 | 0 | 0 |  | 0 | 0 | 0 | 0 | 0 |  | 0 | 0 | 0 | 0 | 0 | [22 empty] | 0 | 0 | 0 | 0 | 0 | 0 |  | 0 | 0 | 0 | 0 | 0 | 0 |  | 0 | 0 | 0 | 0 | 0 | 0 |  | 0 | 0 | 0 | 0 | 0 | 0 |  | 0 | 0 | 0 | 0 | 0 | 0 |  | 0 | 0 | 0 | 0 | 0 | 0
| [Please insert new asset category as required] |  | 0 | 0 | C1 | 0 | 0 | 0 | 0 | 0 | 0 | 0 | 0 | 0 | 0 | 0 | 0 | 0 | 0 | 0 | 0 | 0 | 0 | 0 | 0 | 0 | 0 | 0 | 0 | 0 | 0 | 0 | 0 | 0 | 0 | 0 | 0 | 0 | 0 | 0 | 0 |  |  | C1 | 0 | 0 | 0 | 0 | 0 | C1 | 0 | 0 | 0 | 0 | 0 | C1 | [5 empty] | C1 | [5 empty] | 0 | [6 empty] | 0 | [6 empty] | 0 | [6 empty] | 0 | [6 empty] | 0 | [6 empty] | 0
|  |  | 0 | 0 | C2 | 0 | 0 | 0 | 0 | 0 | 0 | 0 | 0 | 0 | 0 | 0 | 0 | 0 | 0 | 0 | 0 | 0 | 0 | 0 | 0 | 0 | 0 | 0 | 0 | 0 | 0 | 0 | 0 | 0 | 0 | 0 | 0 | 0 | 0 | 0 | 0 |  |  | C2 | 0 | 0 | 0 | 0 | 0 | C2 | 0 | 0 | 0 | 0 | 0 | C2 | [5 empty] | C2 | [5 empty] | 0 | [6 empty] | 0 | [6 empty] | 0 | [6 empty] | 0 | [6 empty] | 0 | [6 empty] | 0
|  |  | 0 | 0 | C3 | 0 | 0 | 0 | 0 | 0 | 0 | 0 | 0 | 0 | 0 | 0 | 0 | 0 | 0 | 0 | 0 | 0 | 0 | 0 | 0 | 0 | 0 | 0 | 0 | 0 | 0 | 0 | 0 | 0 | 0 | 0 | 0 | 0 | 0 | 0 | 0 |  |  | C3 | 0 | 0 | 0 | 0 | 0 | C3 | 0 | 0 | 0 | 0 | 0 | C3 | [5 empty] | C3 | [5 empty] | 0 | [6 empty] | 0 | [6 empty] | 0 | [6 empty] | 0 | [6 empty] | 0 | [6 empty] | 0
|  |  | 0 | 0 | C4 | 0 | 0 | 0 | 0 | 0 | 0 | 0 | 0 | 0 | 0 | 0 | 0 | 0 | 0 | 0 | 0 | 0 | 0 | 0 | 0 | 0 | 0 | 0 | 0 | 0 | 0 | 0 | 0 | 0 | 0 | 0 | 0 | 0 | 0 | 0 | 0 |  |  | C4 | 0 | 0 | 0 | 0 | 0 | C4 | 0 | 0 | 0 | 0 | 0 | C4 | [5 empty] | C4 | [5 empty] | 0 | [6 empty] | 0 | [6 empty] | 0 | [6 empty] | 0 | [6 empty] | 0 | [6 empty] | 0
|  |  | 0 | 0 |  | 0 | 0 | 0 | 0 | 0 |  | 0 | 0 | 0 | 0 | 0 |  | 0 | 0 | 0 | 0 | 0 |  | 0 | 0 | 0 | 0 | 0 |  | 0 | 0 | 0 | 0 | 0 |  | 0 | 0 | 0 | 0 | 0 | [22 empty] | 0 | 0 | 0 | 0 | 0 | 0 |  | 0 | 0 | 0 | 0 | 0 | 0 |  | 0 | 0 | 0 | 0 | 0 | 0 |  | 0 | 0 | 0 | 0 | 0 | 0 |  | 0 | 0 | 0 | 0 | 0 | 0 |  | 0 | 0 | 0 | 0 | 0 | 0
[63 empty] | 354017.445 | 929947.6056 | 5600750.0903 | 4734114.3155 | 1442943.5651 | 13061773.0215 |  | 395432.6272 | 957879.3029 | 5544602.6441 | 4631364.4323 | 916821.7085 | 12446100.715 |  | 256142.3144 | 988539.3419 | 5112847.7449 | 6720093.4345 | 1676344.2658 | 14753967.1015 |  | 404155.3441 | 988539.3419 | 5044264.1319 | 5580848.3684 | 912648.8745 | 12930456.0608 |  | 171027.2493 | 1005226.9515 | 4726474.6486 | 8402590.2148 | 2255767.3067 | 16561086.371 |  | 439959.0004 | 1005226.9515 | 4651734.5174 | 6238153.1835 | 889114.0906 | 13224187.7434
| HV Network | [73 empty] | 0 | [6 empty] | 0 | [6 empty] | 0 | [6 empty] | 0 | [6 empty] | 0
| HV Switchgear (GM) - Primary |  | 0 | 0 | C1 | 0 | 0 | 0 | 0 | 0 | 0 | 0 | 0 | 0 | 0 | 0 | 0 | 0 | 0 | 0 | 0 | 0 | 0 | 0 | 0 | 0 | 0 | 0 | 0 | 0 | 0 | 0 | 0 | 0 | 0 | 0 | 0 | 0 | 0 | 0 | 0 |  |  | C1 | 0.0017512 | 0.0017512 | 0.0065548 | 0.012041 | 0.016575 | C1 | 56144.7979 | 56144.7979 | 56144.7979 | 56144.7979 | 56144.7979 | C1 | 98.3205 | 98.3205 | 368.0193 | 676.0637 | 930.6138 | C1 | 0 | 0 | 0 | 0 | 0 | 0 |  | 0 | 0 | 0 | 0 | 0 | 0 |  | 0 | 0 | 0 | 0 | 0 | 0 |  | 0 | 0 | 0 | 0 | 0 | 0 |  | 0 | 0 | 0 | 0 | 0 | 0 |  | 0 | 0 | 0 | 0 | 0 | 0
|  |  | 1368 | 1367 | C2 | 422 | 805 | 118 | 22 | 1 | 1368 | 412 | 731 | 130 | 32 | 1 | 1306 | 15 | 0 | 0 | 0 | -13 | 2 | 244 | 892 | 191 | 20 | 21 | 1368 | 31 | 0 | 0 | 0 | -32 | -1 | 180 | 724 | 371 | 50 | 43 | 1368 |  |  | C2 | 0.0017512 | 0.0017512 | 0.0065548 | 0.012041 | 0.016575 | C2 | 80206.8542 | 80206.8542 | 80206.8542 | 80206.8542 | 80206.8542 | C2 | 140.4578 | 140.4578 | 525.7419 | 965.8052 | 1329.4483 | C2 | 57868.6309 | 102674.6825 | 68346.4461 | 30905.7671 | 1329.4483 | 261124.9749 |  | 59273.2093 | 113068.5628 | 62037.5434 | 21247.7148 | 1329.4483 | 256956.4787 |  | 34271.7135 | 125288.3951 | 100416.7016 | 19316.1044 | 27918.4134 | 307211.328 |  | 36378.5811 | 125288.3951 | 100416.7016 | 19316.1044 | 10635.5861 | 292035.3682 |  | 25282.4116 | 101691.4776 | 195050.2423 | 48290.261 | 57166.2751 | 427480.6677 |  | 29636.6047 | 101691.4776 | 195050.2423 | 48290.261 | 14623.9308 | 389292.5165
|  |  | 2133 | 2128 | C3 | 350 | 1070 | 487 | 190 | 36 | 2133 | 213 | 1035 | 503 | 299 | 83 | 2133 | 142 | 0 | 0 | 0 | -143 | -1 | 255 | 952 | 481 | 196 | 249 | 2133 | 315 | 0 | 0 | 0 | -320 | -5 | 221 | 736 | 573 | 79 | 524 | 2133 |  |  | C3 | 0.0017512 | 0.0017512 | 0.0065548 | 0.012041 | 0.016575 | C3 | 120310.2813 | 120310.2813 | 120310.2813 | 120310.2813 | 120310.2813 | C3 | 210.6868 | 210.6868 | 788.6128 | 1448.7078 | 1994.1724 | C3 | 44876.2805 | 218060.7998 | 396672.2583 | 433163.6413 | 165516.3083 | 1258289.2882 |  | 73740.3671 | 225434.8365 | 384054.4529 | 275254.4878 | 71790.206 | 1030274.3502 |  | 53725.1246 | 200573.7984 | 379322.7759 | 283946.7348 | 496548.9248 | 1414117.3584 |  | 83642.6449 | 200573.7984 | 379322.7759 | 283946.7348 | 211382.2732 | 1158868.2272 |  | 46561.7746 | 155065.4576 | 451875.1571 | 114447.9186 | 1044946.3316 | 1812896.6396 |  | 112928.105 | 155065.4576 | 451875.1571 | 114447.9186 | 406811.1673 | 1241127.8056
|  |  | 64 | 64 | C4 | 0 | 28 | 8 | 23 | 5 | 64 | 0 | 28 | 8 | 23 | 5 | 64 | 0 | 0 | 0 | 0 | 0 | 0 | 0 | 26 | 10 | 6 | 22 | 64 | 0 | 0 | 0 | 0 | 0 | 0 | 0 | 19 | 9 | 8 | 28 | 64 |  |  | C4 | 0.0017512 | 0.0017512 | 0.0065548 | 0.012041 | 0.016575 | C4 | 200517.1355 | 200517.1355 | 200517.1355 | 200517.1355 | 200517.1355 | C4 | 351.1446 | 351.1446 | 1314.3547 | 2414.5131 | 3323.6206 | C4 | 0 | 9832.0489 | 10514.8379 | 55533.8002 | 16618.1032 | 92498.7902 |  | 0 | 9832.0489 | 10514.8379 | 55533.8002 | 16618.1032 | 92498.7902 |  | 0 | 9129.7597 | 13143.5473 | 14487.0783 | 73119.6542 | 109880.0396 |  | 0 | 9129.7597 | 13143.5473 | 14487.0783 | 73119.6542 | 109880.0396 |  | 0 | 6671.7475 | 11829.1926 | 19316.1044 | 93061.3781 | 130878.4226 |  | 0 | 6671.7475 | 11829.1926 | 19316.1044 | 93061.3781 | 130878.4226
|  |  | 3565 | 3559 |  | 772 | 1903 | 613 | 235 | 42 |  | 625 | 1794 | 641 | 354 | 89 |  | 157 | 0 | 0 | 0 | -156 |  | 499 | 1870 | 682 | 222 | 292 |  | 346 | 0 | 0 | 0 | -352 |  | 401 | 1479 | 953 | 137 | 595 | [22 empty] | 102744.9115 | 330567.5312 | 475533.5423 | 519603.2086 | 183463.8597 | 1611913.0533 |  | 133013.5764 | 348335.4483 | 456606.8341 | 352036.0028 | 89737.7575 | 1379729.6191 |  | 87996.838 | 334991.9533 | 492883.0248 | 317749.9175 | 597586.9924 | 1831208.726 |  | 120021.226 | 334991.9533 | 492883.0248 | 317749.9175 | 295137.5135 | 1560783.6351 |  | 71844.1862 | 263428.6827 | 658754.592 | 182054.284 | 1195173.9849 | 2371255.7299 |  | 142564.7097 | 263428.6827 | 658754.592 | 182054.284 | 514496.4763 | 1761298.7447
| HV Switchgear (GM) - Distribution |  | 0 | 0 | C1 | 0 | 0 | 0 | 0 | 0 | 0 | 0 | 0 | 0 | 0 | 0 | 0 | 0 | 0 | 0 | 0 | 0 | 0 | 0 | 0 | 0 | 0 | 0 | 0 | 0 | 0 | 0 | 0 | 0 | 0 | 0 | 0 | 0 | 0 | 0 | 0 |  |  | C1 | 0.00055859 | 0.00055859 | 0.0020997 | 0.0038498 | 0.0065852 | C1 | 34295.5563 | 34295.5563 | 34295.5563 | 34295.5563 | 34295.5563 | C1 | 19.1571 | 19.1571 | 72.0096 | 132.0305 | 225.843 | C1 | 0 | 0 | 0 | 0 | 0 | 0 |  | 0 | 0 | 0 | 0 | 0 | 0 |  | 0 | 0 | 0 | 0 | 0 | 0 |  | 0 | 0 | 0 | 0 | 0 | 0 |  | 0 | 0 | 0 | 0 | 0 | 0 |  | 0 | 0 | 0 | 0 | 0 | 0
|  |  | 6427 | 6437 | C2 | 3425 | 3002 | 0 | 0 | 0 | 6427 | 3406 | 2536 | 0 | 0 | 19 | 5961 | 22 | 0 | -3 | -18 | 0 | 1 | 2124 | 4200 | 38 | 65 | 0 | 6427 | 36 | 0 | -3 | -18 | -5 | 10 | 549 | 5767 | 32 | 48 | 31 | 6427 |  |  | C2 | 0.00055859 | 0.00055859 | 0.0020997 | 0.0038498 | 0.0065852 | C2 | 48993.6519 | 48993.6519 | 48993.6519 | 48993.6519 | 48993.6519 | C2 | 27.3673 | 27.3673 | 102.8709 | 188.6149 | 322.6328 | C2 | 93213.1473 | 69403.5648 | 0 | 0 | 6130.0231 | 168746.7352 |  | 93733.1267 | 82156.7435 | 0 | 0 | 0 | 175889.8702 |  | 58128.2222 | 114942.8123 | 3909.0929 | 12259.9706 | 0 | 189240.0981 |  | 58730.3036 | 114942.8123 | 3600.4803 | 8864.9019 | 0 | 186138.4981 |  | 15024.6676 | 157827.4283 | 3291.8677 | 9053.5168 | 10001.6166 | 195199.0969 |  | 16009.8917 | 157827.4283 | 2983.2551 | 5658.448 | 8388.4526 | 190867.4757
|  |  | 11686 | 11665 | C3 | 4586 | 6177 | 923 | 0 | 0 | 11686 | 4124 | 6177 | 923 | 352 | 137 | 11713 | 591 | 0 | -11 | -594 | 0 | -14 | 2746 | 7244 | 989 | 707 | 0 | 11686 | 1022 | 0 | -11 | -676 | -356 | -21 | 1056 | 8089 | 1371 | 763 | 407 | 11686 |  |  | C3 | 0.00055859 | 0.00055859 | 0.0020997 | 0.0038498 | 0.0065852 | C3 | 73490.4778 | 73490.4778 | 73490.4778 | 73490.4778 | 73490.4778 | C3 | 41.051 | 41.051 | 154.3063 | 282.9224 | 483.9492 | C3 | 169294.3422 | 253572.0542 | 142424.7131 | 99588.6846 | 66301.0389 | 731180.833 |  | 188259.9062 | 253572.0542 | 142424.7131 | 0 | 0 | 584256.6735 |  | 112726.0581 | 297373.4759 | 152608.9287 | 200026.1365 | 0 | 762734.5992 |  | 136987.2017 | 297373.4759 | 150911.5594 | 31970.2311 | 0 | 617242.4682 |  | 43349.8607 | 332061.5746 | 211553.9346 | 215869.7909 | 196967.3201 | 999802.4808 |  | 85303.9872 | 332061.5746 | 209856.5653 | 24614.2488 | 24681.4087 | 676517.7845
|  |  | 2762 | 2749 | C4 | 874 | 1370 | 518 | 0 | 0 | 2762 | 421 | 1370 | 518 | 397 | 64 | 2770 | 101 | 0 | -2 | -98 | 0 | 1 | 651 | 1401 | 589 | 121 | 0 | 2762 | 370 | 0 | -2 | -148 | -233 | -13 | 487 | 1466 | 377 | 187 | 245 | 2762 |  |  | C4 | 0.00055859 | 0.00055859 | 0.0020997 | 0.0038498 | 0.0065852 | C4 | 122484.1297 | 122484.1297 | 122484.1297 | 122484.1297 | 122484.1297 | C4 | 68.4183 | 68.4183 | 257.1772 | 471.5373 | 806.582 | C4 | 28804.1214 | 93733.1267 | 133217.7706 | 187200.321 | 51621.2469 | 494576.5867 |  | 59797.6298 | 93733.1267 | 133217.7706 | 0 | 0 | 286748.5271 |  | 44540.3398 | 95854.0953 | 151477.3492 | 57056.0172 | 0 | 348927.8015 |  | 51450.5922 | 95854.0953 | 150962.9949 | 10845.3586 | 0 | 309113.041 |  | 33319.7319 | 100301.2874 | 96955.7906 | 88177.4812 | 197612.5857 | 516366.8768 |  | 58634.518 | 100301.2874 | 96441.4363 | 18389.956 | 9678.9838 | 283446.1814
|  |  | 20875 | 20851 |  | 8885 | 10549 | 1441 | 0 | 0 |  | 7951 | 10083 | 1441 | 749 | 220 |  | 714 | 0 | -16 | -710 | 0 |  | 5521 | 12845 | 1616 | 893 | 0 |  | 1428 | 0 | -16 | -842 | -594 |  | 2092 | 15322 | 1780 | 998 | 683 | [22 empty] | 291311.6109 | 416708.7457 | 275642.4837 | 286789.0057 | 124052.3089 | 1394504.1549 |  | 341790.6627 | 429461.9244 | 275642.4837 | 0 | 0 | 1046895.0708 |  | 215394.6201 | 508170.3835 | 307995.3708 | 269342.1244 | 0 | 1300902.4988 |  | 247168.0975 | 508170.3835 | 305475.0346 | 51680.4917 | 0 | 1112494.0073 |  | 91694.2602 | 590190.2903 | 311801.5928 | 313100.7888 | 404581.5223 | 1711368.4545 |  | 159948.3968 | 590190.2903 | 309281.2566 | 48662.6527 | 42748.8451 | 1150831.4416
| HV Transformer (GM) |  | 1189 | 1189 | C1 | 234 | 448 | 507 | 0 | 0 | 1189 | 228 | 448 | 507 | 5 | 1 | 1189 | 17 | 0 | -15 | -2 | 0 | 0 | 98 | 561 | 523 | 7 | 0 | 1189 | 34 | 0 | -15 | -19 | 0 | 0 | 6 | 616 | 525 | 38 | 4 | 1189 |  |  | C1 | 0.00088206 | 0.001075 | 0.003032 | 0.0057831 | 0.0097546 | C1 | 51020.2 | 51020.2 | 51020.2 | 51020.2 | 51020.2 | C1 | 45.0028 | 54.8465 | 154.6957 | 295.0538 | 497.684 | C1 | 10260.6322 | 24571.2145 | 78430.7172 | 1475.2692 | 497.684 | 115235.5171 |  | 10530.6489 | 24571.2145 | 78430.7172 | 0 | 0 | 113532.5805 |  | 4410.2718 | 30768.8645 | 80905.8483 | 2065.3769 | 0 | 118150.3615 |  | 5175.3189 | 30768.8645 | 78585.4129 | 1475.2692 | 0 | 116004.8655 |  | 270.0166 | 33785.4199 | 81215.2397 | 11212.0461 | 1990.7361 | 128473.4584 |  | 1800.1109 | 33785.4199 | 78894.8043 | 5606.023 | 1990.7361 | 122077.0942
|  |  | 8968 | 8968 | C2 | 1612 | 3868 | 3488 | 0 | 0 | 8968 | 1577 | 3591 | 3488 | 32 | 3 | 8691 | 193 | 0 | -168 | -25 | 0 | 0 | 696 | 4436 | 3777 | 52 | 7 | 8968 | 386 | 0 | -168 | -218 | 0 | 0 | 35 | 4832 | 3796 | 275 | 30 | 8968 |  |  | C2 | 0.00088206 | 0.001075 | 0.003032 | 0.0057831 | 0.0097546 | C2 | 72886 | 72886 | 72886 | 72886 | 72886 | C2 | 64.2897 | 78.3521 | 220.9938 | 421.5055 | 710.9772 | C2 | 101384.8186 | 281362.3441 | 770826.5472 | 13488.1757 | 2132.9315 | 1169194.8171 |  | 103634.9572 | 303065.8722 | 770826.5472 | 0 | 0 | 1177527.3766 |  | 44745.6143 | 347569.8576 | 834693.7697 | 21918.2856 | 4976.8402 | 1253904.3673 |  | 57153.5217 | 347569.8576 | 797566.803 | 11380.6483 | 4976.8402 | 1218647.6707 |  | 2250.1386 | 378597.284 | 838892.6529 | 115914.0101 | 21329.3151 | 1356983.4008 |  | 27065.9535 | 378597.284 | 801765.6861 | 24025.813 | 21329.3151 | 1252784.0517
|  |  | 1189 | 1189 | C3 | 234 | 448 | 507 | 0 | 0 | 1189 | 228 | 448 | 507 | 5 | 1 | 1189 | 27 | 0 | -25 | -2 | 0 | 0 | 98 | 561 | 523 | 7 | 0 | 1189 | 54 | 0 | -25 | -29 | 0 | 0 | 6 | 616 | 525 | 38 | 4 | 1189 |  |  | C3 | 0.00088206 | 0.001075 | 0.003032 | 0.0057831 | 0.0097546 | C3 | 109329 | 109329 | 109329 | 109329 | 109329 | C3 | 96.4345 | 117.5281 | 331.4908 | 632.2582 | 1066.4658 | C3 | 21987.0691 | 52652.6024 | 168065.8226 | 3161.2912 | 1066.4658 | 246933.251 |  | 22565.6762 | 52652.6024 | 168065.8226 | 0 | 0 | 243284.1012 |  | 9450.5823 | 65933.2811 | 173369.675 | 4425.8077 | 0 | 253179.3461 |  | 12054.3142 | 65933.2811 | 165082.4056 | 3161.2912 | 0 | 246231.2921 |  | 578.6071 | 72397.3283 | 174032.6565 | 24025.813 | 4265.863 | 275300.2679 |  | 5786.0708 | 72397.3283 | 165745.3872 | 5690.3241 | 4265.863 | 253884.9734
|  |  | 4166 | 4166 | C4 | 821 | 1569 | 1776 | 0 | 0 | 4166 | 588 | 1569 | 1990 | 17 | 2 | 4166 | 93 | 0 | -85 | -8 | 0 | 0 | 554 | 1771 | 1814 | 24 | 3 | 4166 | 186 | 0 | -85 | -101 | 0 | 0 | 233 | 1964 | 1822 | 132 | 15 | 4166 |  |  | C4 | 0.00088206 | 0.001075 | 0.003032 | 0.0057831 | 0.0097546 | C4 | 182215 | 182215 | 182215 | 182215 | 182215 | C4 | 160.7242 | 195.8802 | 552.4846 | 1053.7637 | 1777.4429 | C4 | 94505.8233 | 307336.061 | 1099444.4015 | 17913.9834 | 3554.8858 | 1522755.1549 |  | 131954.5594 | 307336.061 | 981212.692 | 0 | 0 | 1420503.3123 |  | 89041.2008 | 346903.8649 | 1002207.1077 | 25290.3295 | 5332.3288 | 1468774.8316 |  | 103988.5504 | 346903.8649 | 955245.9146 | 16860.2197 | 5332.3288 | 1428330.8784 |  | 37448.7361 | 384708.7468 | 1006626.9847 | 139096.8122 | 26661.6439 | 1594542.9236 |  | 67343.4353 | 384708.7468 | 959665.7916 | 32666.6756 | 26661.6439 | 1471046.2932
|  |  | 15512 | 15512 |  | 2901 | 6333 | 6278 | 0 | 0 |  | 2621 | 6056 | 6492 | 59 | 7 |  | 330 | 0 | -293 | -37 | 0 |  | 1446 | 7329 | 6637 | 90 | 10 |  | 660 | 0 | -293 | -367 | 0 |  | 280 | 8028 | 6668 | 483 | 53 | [22 empty] | 228138.3432 | 665922.222 | 2116767.4884 | 36038.7195 | 7251.9671 | 3054118.7402 |  | 268685.8416 | 687625.7501 | 1998535.7789 | 0 | 0 | 2954847.3706 |  | 147647.6692 | 791175.8681 | 2091176.4007 | 53699.7996 | 10309.169 | 3094008.9066 |  | 178371.7052 | 791175.8681 | 1996480.5361 | 32877.4283 | 10309.169 | 3009214.7068 |  | 40547.4985 | 869488.779 | 2100767.5337 | 290248.6814 | 54247.558 | 3355300.0506 |  | 101995.5705 | 869488.779 | 2006071.6692 | 67988.8358 | 54247.558 | 3099792.4125
| HV UG Cable |  | 0 | 0 | C1 | 0 | 0 | 0 | 0 | 0 | 0 | 0 | 0 | 0 | 0 | 0 | 0 | 0 | 0 | 0 | 0 | 0 | 0 | 0 | 0 | 0 | 0 | 0 | 0 | 0 | 0 | 0 | 0 | 0 | 0 | 0 | 0 | 0 | 0 | 0 | 0 |  |  | C1 | 0.00088206 | 0.001075 | 0.003032 | 0.0057831 | 0.0097546 | C1 | 0 | 0 | 0 | 0 | 0 | C1 | [5 empty] | C1 | [5 empty] | 0 | [6 empty] | 0 | [6 empty] | 0 | [6 empty] | 0 | [6 empty] | 0 | [6 empty] | 0
|  |  | 0 | 0 | C2 | 0 | 0 | 0 | 0 | 0 | 0 | 0 | 0 | 0 | 0 | 0 | 0 | 0 | 0 | 0 | 0 | 0 | 0 | 0 | 0 | 0 | 0 | 0 | 0 | 0 | 0 | 0 | 0 | 0 | 0 | 0 | 0 | 0 | 0 | 0 | 0 |  |  | C2 | 0.00088206 | 0.001075 | 0.003032 | 0.0057831 | 0.0097546 | C2 | 0 | 0 | 0 | 0 | 0 | C2 | [5 empty] | C2 | [5 empty] | 0 | [6 empty] | 0 | [6 empty] | 0 | [6 empty] | 0 | [6 empty] | 0 | [6 empty] | 0
|  |  | 0 | 0 | C3 | 0 | 0 | 0 | 0 | 0 | 0 | 0 | 0 | 0 | 0 | 0 | 0 | 0 | 0 | 0 | 0 | 0 | 0 | 0 | 0 | 0 | 0 | 0 | 0 | 0 | 0 | 0 | 0 | 0 | 0 | 0 | 0 | 0 | 0 | 0 | 0 |  |  | C3 | 0.00088206 | 0.001075 | 0.003032 | 0.0057831 | 0.0097546 | C3 | 0 | 0 | 0 | 0 | 0 | C3 | [5 empty] | C3 | [5 empty] | 0 | [6 empty] | 0 | [6 empty] | 0 | [6 empty] | 0 | [6 empty] | 0 | [6 empty] | 0
|  |  | 0 | 0 | C4 | 0 | 0 | 0 | 0 | 0 | 0 | 0 | 0 | 0 | 0 | 0 | 0 | 0 | 0 | 0 | 0 | 0 | 0 | 0 | 0 | 0 | 0 | 0 | 0 | 0 | 0 | 0 | 0 | 0 | 0 | 0 | 0 | 0 | 0 | 0 | 0 |  |  | C4 | 0.00088206 | 0.001075 | 0.003032 | 0.0057831 | 0.0097546 | C4 | 0 | 0 | 0 | 0 | 0 | C4 | [5 empty] | C4 | [5 empty] | 0 | [6 empty] | 0 | [6 empty] | 0 | [6 empty] | 0 | [6 empty] | 0 | [6 empty] | 0
|  |  | 0 | 0 |  | 0 | 0 | 0 | 0 | 0 |  | 0 | 0 | 0 | 0 | 0 |  | 0 | 0 | 0 | 0 | 0 |  | 0 | 0 | 0 | 0 | 0 |  | 0 | 0 | 0 | 0 | 0 |  | 0 | 0 | 0 | 0 | 0 | [22 empty] | 0 | 0 | 0 | 0 | 0 | 0 |  | 0 | 0 | 0 | 0 | 0 | 0 |  | 0 | 0 | 0 | 0 | 0 | 0 |  | 0 | 0 | 0 | 0 | 0 | 0 |  | 0 | 0 | 0 | 0 | 0 | 0 |  | 0 | 0 | 0 | 0 | 0 | 0
| HV OHL Support - Poles |  | 0 | 0 | C1 | 0 | 0 | 0 | 0 | 0 | 0 | 0 | 0 | 0 | 0 | 0 | 0 | 0 | 0 | 0 | 0 | 0 | 0 | 0 | 0 | 0 | 0 | 0 | 0 | 0 | 0 | 0 | 0 | 0 | 0 | 0 | 0 | 0 | 0 | 0 | 0 |  |  | C1 | 0.0010304 | 0.0010304 | 0.0038771 | 0.0081493 | 0.012563 | C1 | 0 | 0 | 0 | 0 | 0 | C1 | [5 empty] | C1 | [5 empty] | 0 | [6 empty] | 0 | [6 empty] | 0 | [6 empty] | 0 | [6 empty] | 0 | [6 empty] | 0
|  |  | 0 | 0 | C2 | 0 | 0 | 0 | 0 | 0 | 0 | 0 | 0 | 0 | 0 | 0 | 0 | 0 | 0 | 0 | 0 | 0 | 0 | 0 | 0 | 0 | 0 | 0 | 0 | 0 | 0 | 0 | 0 | 0 | 0 | 0 | 0 | 0 | 0 | 0 | 0 |  |  | C2 | 0.0010304 | 0.0010304 | 0.0038771 | 0.0081493 | 0.012563 | C2 | 0 | 0 | 0 | 0 | 0 | C2 | [5 empty] | C2 | [5 empty] | 0 | [6 empty] | 0 | [6 empty] | 0 | [6 empty] | 0 | [6 empty] | 0 | [6 empty] | 0
|  |  | 0 | 0 | C3 | 0 | 0 | 0 | 0 | 0 | 0 | 0 | 0 | 0 | 0 | 0 | 0 | 0 | 0 | 0 | 0 | 0 | 0 | 0 | 0 | 0 | 0 | 0 | 0 | 0 | 0 | 0 | 0 | 0 | 0 | 0 | 0 | 0 | 0 | 0 | 0 |  |  | C3 | 0.0010304 | 0.0010304 | 0.0038771 | 0.0081493 | 0.012563 | C3 | 0 | 0 | 0 | 0 | 0 | C3 | [5 empty] | C3 | [5 empty] | 0 | [6 empty] | 0 | [6 empty] | 0 | [6 empty] | 0 | [6 empty] | 0 | [6 empty] | 0
|  |  | 0 | 0 | C4 | 0 | 0 | 0 | 0 | 0 | 0 | 0 | 0 | 0 | 0 | 0 | 0 | 0 | 0 | 0 | 0 | 0 | 0 | 0 | 0 | 0 | 0 | 0 | 0 | 0 | 0 | 0 | 0 | 0 | 0 | 0 | 0 | 0 | 0 | 0 | 0 |  |  | C4 | 0.0010304 | 0.0010304 | 0.0038771 | 0.0081493 | 0.012563 | C4 | 0 | 0 | 0 | 0 | 0 | C4 | [5 empty] | C4 | [5 empty] | 0 | [6 empty] | 0 | [6 empty] | 0 | [6 empty] | 0 | [6 empty] | 0 | [6 empty] | 0
|  |  | 0 | 0 |  | 0 | 0 | 0 | 0 | 0 |  | 0 | 0 | 0 | 0 | 0 |  | 0 | 0 | 0 | 0 | 0 |  | 0 | 0 | 0 | 0 | 0 |  | 0 | 0 | 0 | 0 | 0 |  | 0 | 0 | 0 | 0 | 0 | [22 empty] | 0 | 0 | 0 | 0 | 0 | 0 |  | 0 | 0 | 0 | 0 | 0 | 0 |  | 0 | 0 | 0 | 0 | 0 | 0 |  | 0 | 0 | 0 | 0 | 0 | 0 |  | 0 | 0 | 0 | 0 | 0 | 0 |  | 0 | 0 | 0 | 0 | 0 | 0
| [Please insert new asset category as required] |  | 0 | 0 | C1 | 0 | 0 | 0 | 0 | 0 | 0 | 0 | 0 | 0 | 0 | 0 | 0 | 0 | 0 | 0 | 0 | 0 | 0 | 0 | 0 | 0 | 0 | 0 | 0 | 0 | 0 | 0 | 0 | 0 | 0 | 0 | 0 | 0 | 0 | 0 | 0 |  |  | C1 | 0 | 0 | 0 | 0 | 0 | C1 | 0 | 0 | 0 | 0 | 0 | C1 | [5 empty] | C1 | [5 empty] | 0 | [6 empty] | 0 | [6 empty] | 0 | [6 empty] | 0 | [6 empty] | 0 | [6 empty] | 0
|  |  | 0 | 0 | C2 | 0 | 0 | 0 | 0 | 0 | 0 | 0 | 0 | 0 | 0 | 0 | 0 | 0 | 0 | 0 | 0 | 0 | 0 | 0 | 0 | 0 | 0 | 0 | 0 | 0 | 0 | 0 | 0 | 0 | 0 | 0 | 0 | 0 | 0 | 0 | 0 |  |  | C2 | 0 | 0 | 0 | 0 | 0 | C2 | 0 | 0 | 0 | 0 | 0 | C2 | [5 empty] | C2 | [5 empty] | 0 | [6 empty] | 0 | [6 empty] | 0 | [6 empty] | 0 | [6 empty] | 0 | [6 empty] | 0
|  |  | 0 | 0 | C3 | 0 | 0 | 0 | 0 | 0 | 0 | 0 | 0 | 0 | 0 | 0 | 0 | 0 | 0 | 0 | 0 | 0 | 0 | 0 | 0 | 0 | 0 | 0 | 0 | 0 | 0 | 0 | 0 | 0 | 0 | 0 | 0 | 0 | 0 | 0 | 0 |  |  | C3 | 0 | 0 | 0 | 0 | 0 | C3 | 0 | 0 | 0 | 0 | 0 | C3 | [5 empty] | C3 | [5 empty] | 0 | [6 empty] | 0 | [6 empty] | 0 | [6 empty] | 0 | [6 empty] | 0 | [6 empty] | 0
|  |  | 0 | 0 | C4 | 0 | 0 | 0 | 0 | 0 | 0 | 0 | 0 | 0 | 0 | 0 | 0 | 0 | 0 | 0 | 0 | 0 | 0 | 0 | 0 | 0 | 0 | 0 | 0 | 0 | 0 | 0 | 0 | 0 | 0 | 0 | 0 | 0 | 0 | 0 | 0 |  |  | C4 | 0 | 0 | 0 | 0 | 0 | C4 | 0 | 0 | 0 | 0 | 0 | C4 | [5 empty] | C4 | [5 empty] | 0 | [6 empty] | 0 | [6 empty] | 0 | [6 empty] | 0 | [6 empty] | 0 | [6 empty] | 0
|  |  | 0 | 0 |  | 0 | 0 | 0 | 0 | 0 |  | 0 | 0 | 0 | 0 | 0 |  | 0 | 0 | 0 | 0 | 0 |  | 0 | 0 | 0 | 0 | 0 |  | 0 | 0 | 0 | 0 | 0 |  | 0 | 0 | 0 | 0 | 0 | [22 empty] | 0 | 0 | 0 | 0 | 0 | 0 |  | 0 | 0 | 0 | 0 | 0 | 0 |  | 0 | 0 | 0 | 0 | 0 | 0 |  | 0 | 0 | 0 | 0 | 0 | 0 |  | 0 | 0 | 0 | 0 | 0 | 0 |  | 0 | 0 | 0 | 0 | 0 | 0
| [Please insert new asset category as required] |  | 0 | 0 | C1 | 0 | 0 | 0 | 0 | 0 | 0 | 0 | 0 | 0 | 0 | 0 | 0 | 0 | 0 | 0 | 0 | 0 | 0 | 0 | 0 | 0 | 0 | 0 | 0 | 0 | 0 | 0 | 0 | 0 | 0 | 0 | 0 | 0 | 0 | 0 | 0 |  |  | C1 | 0 | 0 | 0 | 0 | 0 | C1 | 0 | 0 | 0 | 0 | 0 | C1 | [5 empty] | C1 | [5 empty] | 0 | [6 empty] | 0 | [6 empty] | 0 | [6 empty] | 0 | [6 empty] | 0 | [6 empty] | 0
|  |  | 0 | 0 | C2 | 0 | 0 | 0 | 0 | 0 | 0 | 0 | 0 | 0 | 0 | 0 | 0 | 0 | 0 | 0 | 0 | 0 | 0 | 0 | 0 | 0 | 0 | 0 | 0 | 0 | 0 | 0 | 0 | 0 | 0 | 0 | 0 | 0 | 0 | 0 | 0 |  |  | C2 | 0 | 0 | 0 | 0 | 0 | C2 | 0 | 0 | 0 | 0 | 0 | C2 | [5 empty] | C2 | [5 empty] | 0 | [6 empty] | 0 | [6 empty] | 0 | [6 empty] | 0 | [6 empty] | 0 | [6 empty] | 0
|  |  | 0 | 0 | C3 | 0 | 0 | 0 | 0 | 0 | 0 | 0 | 0 | 0 | 0 | 0 | 0 | 0 | 0 | 0 | 0 | 0 | 0 | 0 | 0 | 0 | 0 | 0 | 0 | 0 | 0 | 0 | 0 | 0 | 0 | 0 | 0 | 0 | 0 | 0 | 0 |  |  | C3 | 0 | 0 | 0 | 0 | 0 | C3 | 0 | 0 | 0 | 0 | 0 | C3 | [5 empty] | C3 | [5 empty] | 0 | [6 empty] | 0 | [6 empty] | 0 | [6 empty] | 0 | [6 empty] | 0 | [6 empty] | 0
|  |  | 0 | 0 | C4 | 0 | 0 | 0 | 0 | 0 | 0 | 0 | 0 | 0 | 0 | 0 | 0 | 0 | 0 | 0 | 0 | 0 | 0 | 0 | 0 | 0 | 0 | 0 | 0 | 0 | 0 | 0 | 0 | 0 | 0 | 0 | 0 | 0 | 0 | 0 | 0 |  |  | C4 | 0 | 0 | 0 | 0 | 0 | C4 | 0 | 0 | 0 | 0 | 0 | C4 | [5 empty] | C4 | [5 empty] | 0 | [6 empty] | 0 | [6 empty] | 0 | [6 empty] | 0 | [6 empty] | 0 | [6 empty] | 0
|  |  | 0 | 0 |  | 0 | 0 | 0 | 0 | 0 |  | 0 | 0 | 0 | 0 | 0 |  | 0 | 0 | 0 | 0 | 0 |  | 0 | 0 | 0 | 0 | 0 |  | 0 | 0 | 0 | 0 | 0 |  | 0 | 0 | 0 | 0 | 0 | [22 empty] | 0 | 0 | 0 | 0 | 0 | 0 |  | 0 | 0 | 0 | 0 | 0 | 0 |  | 0 | 0 | 0 | 0 | 0 | 0 |  | 0 | 0 | 0 | 0 | 0 | 0 |  | 0 | 0 | 0 | 0 | 0 | 0 |  | 0 | 0 | 0 | 0 | 0 | 0
| [Please insert new asset category as required] |  | 0 | 0 | C1 | 0 | 0 | 0 | 0 | 0 | 0 | 0 | 0 | 0 | 0 | 0 | 0 | 0 | 0 | 0 | 0 | 0 | 0 | 0 | 0 | 0 | 0 | 0 | 0 | 0 | 0 | 0 | 0 | 0 | 0 | 0 | 0 | 0 | 0 | 0 | 0 |  |  | C1 | 0 | 0 | 0 | 0 | 0 | C1 | 0 | 0 | 0 | 0 | 0 | C1 | [5 empty] | C1 | [5 empty] | 0 | [6 empty] | 0 | [6 empty] | 0 | [6 empty] | 0 | [6 empty] | 0 | [6 empty] | 0
|  |  | 0 | 0 | C2 | 0 | 0 | 0 | 0 | 0 | 0 | 0 | 0 | 0 | 0 | 0 | 0 | 0 | 0 | 0 | 0 | 0 | 0 | 0 | 0 | 0 | 0 | 0 | 0 | 0 | 0 | 0 | 0 | 0 | 0 | 0 | 0 | 0 | 0 | 0 | 0 |  |  | C2 | 0 | 0 | 0 | 0 | 0 | C2 | 0 | 0 | 0 | 0 | 0 | C2 | [5 empty] | C2 | [5 empty] | 0 | [6 empty] | 0 | [6 empty] | 0 | [6 empty] | 0 | [6 empty] | 0 | [6 empty] | 0
|  |  | 0 | 0 | C3 | 0 | 0 | 0 | 0 | 0 | 0 | 0 | 0 | 0 | 0 | 0 | 0 | 0 | 0 | 0 | 0 | 0 | 0 | 0 | 0 | 0 | 0 | 0 | 0 | 0 | 0 | 0 | 0 | 0 | 0 | 0 | 0 | 0 | 0 | 0 | 0 |  |  | C3 | 0 | 0 | 0 | 0 | 0 | C3 | 0 | 0 | 0 | 0 | 0 | C3 | [5 empty] | C3 | [5 empty] | 0 | [6 empty] | 0 | [6 empty] | 0 | [6 empty] | 0 | [6 empty] | 0 | [6 empty] | 0
|  |  | 0 | 0 | C4 | 0 | 0 | 0 | 0 | 0 | 0 | 0 | 0 | 0 | 0 | 0 | 0 | 0 | 0 | 0 | 0 | 0 | 0 | 0 | 0 | 0 | 0 | 0 | 0 | 0 | 0 | 0 | 0 | 0 | 0 | 0 | 0 | 0 | 0 | 0 | 0 |  |  | C4 | 0 | 0 | 0 | 0 | 0 | C4 | 0 | 0 | 0 | 0 | 0 | C4 | [5 empty] | C4 | [5 empty] | 0 | [6 empty] | 0 | [6 empty] | 0 | [6 empty] | 0 | [6 empty] | 0 | [6 empty] | 0
|  |  | 0 | 0 |  | 0 | 0 | 0 | 0 | 0 |  | 0 | 0 | 0 | 0 | 0 |  | 0 | 0 | 0 | 0 | 0 |  | 0 | 0 | 0 | 0 | 0 |  | 0 | 0 | 0 | 0 | 0 |  | 0 | 0 | 0 | 0 | 0 | [22 empty] | 0 | 0 | 0 | 0 | 0 | 0 |  | 0 | 0 | 0 | 0 | 0 | 0 |  | 0 | 0 | 0 | 0 | 0 | 0 |  | 0 | 0 | 0 | 0 | 0 | 0 |  | 0 | 0 | 0 | 0 | 0 | 0 |  | 0 | 0 | 0 | 0 | 0 | 0
| [Please insert new asset category as required] |  | 0 | 0 | C1 | 0 | 0 | 0 | 0 | 0 | 0 | 0 | 0 | 0 | 0 | 0 | 0 | 0 | 0 | 0 | 0 | 0 | 0 | 0 | 0 | 0 | 0 | 0 | 0 | 0 | 0 | 0 | 0 | 0 | 0 | 0 | 0 | 0 | 0 | 0 | 0 |  |  | C1 | 0 | 0 | 0 | 0 | 0 | C1 | 0 | 0 | 0 | 0 | 0 | C1 | [5 empty] | C1 | [5 empty] | 0 | [6 empty] | 0 | [6 empty] | 0 | [6 empty] | 0 | [6 empty] | 0 | [6 empty] | 0
|  |  | 0 | 0 | C2 | 0 | 0 | 0 | 0 | 0 | 0 | 0 | 0 | 0 | 0 | 0 | 0 | 0 | 0 | 0 | 0 | 0 | 0 | 0 | 0 | 0 | 0 | 0 | 0 | 0 | 0 | 0 | 0 | 0 | 0 | 0 | 0 | 0 | 0 | 0 | 0 |  |  | C2 | 0 | 0 | 0 | 0 | 0 | C2 | 0 | 0 | 0 | 0 | 0 | C2 | [5 empty] | C2 | [5 empty] | 0 | [6 empty] | 0 | [6 empty] | 0 | [6 empty] | 0 | [6 empty] | 0 | [6 empty] | 0
|  |  | 0 | 0 | C3 | 0 | 0 | 0 | 0 | 0 | 0 | 0 | 0 | 0 | 0 | 0 | 0 | 0 | 0 | 0 | 0 | 0 | 0 | 0 | 0 | 0 | 0 | 0 | 0 | 0 | 0 | 0 | 0 | 0 | 0 | 0 | 0 | 0 | 0 | 0 | 0 |  |  | C3 | 0 | 0 | 0 | 0 | 0 | C3 | 0 | 0 | 0 | 0 | 0 | C3 | [5 empty] | C3 | [5 empty] | 0 | [6 empty] | 0 | [6 empty] | 0 | [6 empty] | 0 | [6 empty] | 0 | [6 empty] | 0
|  |  | 0 | 0 | C4 | 0 | 0 | 0 | 0 | 0 | 0 | 0 | 0 | 0 | 0 | 0 | 0 | 0 | 0 | 0 | 0 | 0 | 0 | 0 | 0 | 0 | 0 | 0 | 0 | 0 | 0 | 0 | 0 | 0 | 0 | 0 | 0 | 0 | 0 | 0 | 0 |  |  | C4 | 0 | 0 | 0 | 0 | 0 | C4 | 0 | 0 | 0 | 0 | 0 | C4 | [5 empty] | C4 | [5 empty] | 0 | [6 empty] | 0 | [6 empty] | 0 | [6 empty] | 0 | [6 empty] | 0 | [6 empty] | 0
|  |  | 0 | 0 |  | 0 | 0 | 0 | 0 | 0 |  | 0 | 0 | 0 | 0 | 0 |  | 0 | 0 | 0 | 0 | 0 |  | 0 | 0 | 0 | 0 | 0 |  | 0 | 0 | 0 | 0 | 0 |  | 0 | 0 | 0 | 0 | 0 | [22 empty] | 0 | 0 | 0 | 0 | 0 | 0 |  | 0 | 0 | 0 | 0 | 0 | 0 |  | 0 | 0 | 0 | 0 | 0 | 0 |  | 0 | 0 | 0 | 0 | 0 | 0 |  | 0 | 0 | 0 | 0 | 0 | 0 |  | 0 | 0 | 0 | 0 | 0 | 0
| [Please insert new asset category as required] |  | 0 | 0 | C1 | 0 | 0 | 0 | 0 | 0 | 0 | 0 | 0 | 0 | 0 | 0 | 0 | 0 | 0 | 0 | 0 | 0 | 0 | 0 | 0 | 0 | 0 | 0 | 0 | 0 | 0 | 0 | 0 | 0 | 0 | 0 | 0 | 0 | 0 | 0 | 0 |  |  | C1 | 0 | 0 | 0 | 0 | 0 | C1 | 0 | 0 | 0 | 0 | 0 | C1 | [5 empty] | C1 | [5 empty] | 0 | [6 empty] | 0 | [6 empty] | 0 | [6 empty] | 0 | [6 empty] | 0 | [6 empty] | 0
|  |  | 0 | 0 | C2 | 0 | 0 | 0 | 0 | 0 | 0 | 0 | 0 | 0 | 0 | 0 | 0 | 0 | 0 | 0 | 0 | 0 | 0 | 0 | 0 | 0 | 0 | 0 | 0 | 0 | 0 | 0 | 0 | 0 | 0 | 0 | 0 | 0 | 0 | 0 | 0 |  |  | C2 | 0 | 0 | 0 | 0 | 0 | C2 | 0 | 0 | 0 | 0 | 0 | C2 | [5 empty] | C2 | [5 empty] | 0 | [6 empty] | 0 | [6 empty] | 0 | [6 empty] | 0 | [6 empty] | 0 | [6 empty] | 0
|  |  | 0 | 0 | C3 | 0 | 0 | 0 | 0 | 0 | 0 | 0 | 0 | 0 | 0 | 0 | 0 | 0 | 0 | 0 | 0 | 0 | 0 | 0 | 0 | 0 | 0 | 0 | 0 | 0 | 0 | 0 | 0 | 0 | 0 | 0 | 0 | 0 | 0 | 0 | 0 |  |  | C3 | 0 | 0 | 0 | 0 | 0 | C3 | 0 | 0 | 0 | 0 | 0 | C3 | [5 empty] | C3 | [5 empty] | 0 | [6 empty] | 0 | [6 empty] | 0 | [6 empty] | 0 | [6 empty] | 0 | [6 empty] | 0
|  |  | 0 | 0 | C4 | 0 | 0 | 0 | 0 | 0 | 0 | 0 | 0 | 0 | 0 | 0 | 0 | 0 | 0 | 0 | 0 | 0 | 0 | 0 | 0 | 0 | 0 | 0 | 0 | 0 | 0 | 0 | 0 | 0 | 0 | 0 | 0 | 0 | 0 | 0 | 0 |  |  | C4 | 0 | 0 | 0 | 0 | 0 | C4 | 0 | 0 | 0 | 0 | 0 | C4 | [5 empty] | C4 | [5 empty] | 0 | [6 empty] | 0 | [6 empty] | 0 | [6 empty] | 0 | [6 empty] | 0 | [6 empty] | 0
|  |  | 0 | 0 |  | 0 | 0 | 0 | 0 | 0 |  | 0 | 0 | 0 | 0 | 0 |  | 0 | 0 | 0 | 0 | 0 |  | 0 | 0 | 0 | 0 | 0 |  | 0 | 0 | 0 | 0 | 0 |  | 0 | 0 | 0 | 0 | 0 | [22 empty] | 0 | 0 | 0 | 0 | 0 | 0 |  | 0 | 0 | 0 | 0 | 0 | 0 |  | 0 | 0 | 0 | 0 | 0 | 0 |  | 0 | 0 | 0 | 0 | 0 | 0 |  | 0 | 0 | 0 | 0 | 0 | 0 |  | 0 | 0 | 0 | 0 | 0 | 0
[63 empty] | 622194.8655 | 1413198.4989 | 2867943.5144 | 842430.9338 | 314768.1357 | 6060535.9484 |  | 743490.0807 | 1465423.1227 | 2730785.0968 | 352036.0028 | 89737.7575 | 5381472.0605 |  | 451039.1274 | 1634338.2049 | 2892054.7963 | 640791.8415 | 607896.1614 | 6226120.1314 |  | 545561.0288 | 1634338.2049 | 2794838.5955 | 402307.8375 | 305446.6825 | 5682492.3492 |  | 204085.9448 | 1723107.7521 | 3071323.7186 | 785403.7543 | 1654003.0652 | 7437924.235 |  | 404508.677 | 1723107.7521 | 2974107.5179 | 298705.7725 | 611492.8793 | 6011922.5988
| EHV Network | [66 empty] | 0 | [6 empty] | 0 | [6 empty] | 0 | [6 empty] | 0 | [6 empty] | 0 | [6 empty] | 0
| EHV Switchgear (GM) |  | 40 | 40 | C1 | 27 | 3 | 9 | 1 | 0 | 40 | 27 | 3 | 9 | 1 | 0 | 40 | 0 | 0 | 0 | 0 | 0 | 0 | 15 | 15 | 9 | 0 | 1 | 40 | 0 | 0 | 0 | 0 | 0 | 0 | 15 | 14 | 1 | 9 | 1 | 40 |  |  | C1 | 0.0044186 | 0.0044186 | 0.016672 | 0.030516 | 0.05209 | C1 | 99201.3578 | 99201.3578 | 99201.3578 | 99201.3578 | 99201.3578 | C1 | 438.3267 | 438.3267 | 1653.9128 | 3027.2167 | 5167.3878 | C1 | 11834.8197 | 1314.98 | 14885.2153 | 3027.2167 | 0 | 31062.2317 |  | 11834.8197 | 1314.98 | 14885.2153 | 3027.2167 | 0 | 31062.2317 |  | 6574.8998 | 6574.8998 | 14885.2153 | 0 | 5167.3878 | 33202.4028 |  | 6574.8998 | 6574.8998 | 14885.2153 | 0 | 5167.3878 | 33202.4028 |  | 6574.8998 | 6136.5732 | 1653.9128 | 27244.9506 | 5167.3878 | 46777.7242 |  | 6574.8998 | 6136.5732 | 1653.9128 | 27244.9506 | 5167.3878 | 46777.7242
|  |  | 224 | 209 | C2 | 42 | 135 | 21 | 26 | 0 | 224 | 40 | 85 | 21 | 27 | 2 | 175 | 4 | 0 | 0 | 0 | -19 | -15 | 25 | 110 | 55 | 6 | 28 | 224 | 4 | 0 | 0 | 0 | -19 | -15 | 19 | 99 | 71 | 2 | 33 | 224 |  |  | C2 | 0.0044186 | 0.0044186 | 0.016672 | 0.030516 | 0.05209 | C2 | 141716.2255 | 141716.2255 | 141716.2255 | 141716.2255 | 141716.2255 | C2 | 626.1809 | 626.1809 | 2362.7326 | 4324.5953 | 7381.9826 | C2 | 25047.2375 | 53225.3796 | 49617.3844 | 116764.0739 | 14763.9652 | 259418.0407 |  | 26299.5993 | 84534.4265 | 49617.3844 | 112439.4786 | 0 | 272890.8888 |  | 15654.5234 | 68879.903 | 129950.2926 | 25947.572 | 206695.5127 | 447127.8037 |  | 18159.2472 | 68879.903 | 129950.2926 | 25947.572 | 66437.8434 | 309374.8581 |  | 11897.4378 | 61991.9127 | 167754.014 | 8649.1907 | 243605.4257 | 493897.9809 |  | 14402.1615 | 61991.9127 | 167754.014 | 8649.1907 | 103347.7564 | 356145.0353
|  |  | 248 | 248 | C3 | 66 | 127 | 43 | 12 | 0 | 248 | 66 | 119 | 43 | 20 | 0 | 248 | 13 | 0 | 0 | 0 | -13 | 0 | 43 | 109 | 77 | 6 | 13 | 248 | 13 | 0 | 0 | 0 | -13 | 0 | 23 | 85 | 102 | 18 | 20 | 248 |  |  | C3 | 0.0044186 | 0.0044186 | 0.016672 | 0.030516 | 0.05209 | C3 | 212574.3382 | 212574.3382 | 212574.3382 | 212574.3382 | 212574.3382 | C3 | 939.2714 | 939.2714 | 3544.0989 | 6486.893 | 11072.9739 | C3 | 61991.9127 | 111773.2972 | 152396.2522 | 129737.8599 | 0 | 455899.3221 |  | 61991.9127 | 119287.4684 | 152396.2522 | 77842.716 | 0 | 411518.3493 |  | 40388.6704 | 102380.5832 | 272895.6144 | 38921.358 | 143948.6606 | 598534.8866 |  | 52599.1987 | 102380.5832 | 272895.6144 | 38921.358 | 0 | 466796.7542 |  | 21603.2423 | 79838.0694 | 361498.0866 | 116764.0739 | 221459.4779 | 801162.9502 |  | 33813.7706 | 79838.0694 | 361498.0866 | 116764.0739 | 77510.8173 | 669424.8178
|  |  | 67 | 67 | C4 | 9 | 42 | 13 | 3 | 0 | 67 | 6 | 42 | 13 | 3 | 3 | 67 | 3 | 0 | 0 | 0 | -3 | 0 | 7 | 35 | 19 | 3 | 3 | 67 | 3 | 0 | 0 | 0 | -3 | 0 | 6 | 22 | 31 | 5 | 3 | 67 |  |  | C4 | 0.0044186 | 0.0044186 | 0.016672 | 0.030516 | 0.05209 | C4 | 354290.5637 | 354290.5637 | 354290.5637 | 354290.5637 | 354290.5637 | C4 | 1565.4523 | 1565.4523 | 5906.8315 | 10811.4883 | 18454.9565 | C4 | 9392.7141 | 65748.9984 | 76788.8092 | 32434.465 | 55364.8695 | 239729.8561 |  | 14089.0711 | 65748.9984 | 76788.8092 | 32434.465 | 0 | 189061.3437 |  | 10958.1664 | 54790.832 | 112229.7981 | 32434.465 | 55364.8695 | 265778.1309 |  | 15654.5234 | 54790.832 | 112229.7981 | 32434.465 | 0 | 215109.6185 |  | 9392.7141 | 34439.9515 | 183111.7759 | 54057.4416 | 55364.8695 | 336366.7526 |  | 14089.0711 | 34439.9515 | 183111.7759 | 54057.4416 | 0 | 285698.2401
|  |  | 579 | 564 |  | 144 | 307 | 86 | 42 | 0 |  | 139 | 249 | 86 | 51 | 5 |  | 20 | 0 | 0 | 0 | -35 |  | 90 | 269 | 160 | 15 | 45 |  | 20 | 0 | 0 | 0 | -35 |  | 63 | 220 | 205 | 34 | 57 | [22 empty] | 108266.684 | 232062.6551 | 293687.6612 | 281963.6156 | 70128.8347 | 986109.4505 |  | 114215.4029 | 270885.8732 | 293687.6612 | 225743.8763 | 0 | 904532.8135 |  | 73576.2601 | 232626.218 | 529960.9204 | 97303.3949 | 411176.4307 | 1344643.224 |  | 92987.8691 | 232626.218 | 529960.9204 | 97303.3949 | 71605.2312 | 1024483.6336 |  | 49468.294 | 182406.5069 | 714017.7893 | 206715.6568 | 525597.1609 | 1678205.4079 |  | 68879.903 | 182406.5069 | 714017.7893 | 206715.6568 | 186025.9614 | 1358045.8175
| EHV Transformer |  | 0 | 0 | C1 | 0 | 0 | 0 | 0 | 0 | 0 | 0 | 0 | 0 | 0 | 0 | 0 | 0 | 0 | 0 | 0 | 0 | 0 | 0 | 0 | 0 | 0 | 0 | 0 | 0 | 0 | 0 | 0 | 0 | 0 | 0 | 0 | 0 | 0 | 0 | 0 |  |  | C1 | 0.0085067 | 0.0085067 | 0.031863 | 0.066088 | 0.13524 | C1 | 214942.0641 | 214942.0641 | 214942.0641 | 214942.0641 | 214942.0641 | C1 | 1828.4498 | 1828.4498 | 6848.6302 | 14205.0866 | 29069.6931 | C1 | 0 | 0 | 0 | 0 | 0 | 0 |  | 0 | 0 | 0 | 0 | 0 | 0 |  | 0 | 0 | 0 | 0 | 0 | 0 |  | 0 | 0 | 0 | 0 | 0 | 0 |  | 0 | 0 | 0 | 0 | 0 | 0 |  | 0 | 0 | 0 | 0 | 0 | 0
|  |  | 44 | 44 | C2 | 9 | 27 | 7 | 1 | 0 | 44 | 8 | 25 | 7 | 1 | 1 | 42 | 4 | 0 | 0 | -4 | 0 | 0 | 7 | 16 | 15 | 6 | 0 | 44 | 4 | 0 | 0 | -4 | 0 | 0 | 6 | 6 | 26 | 6 | 0 | 44 |  |  | C2 | 0.0085067 | 0.0085067 | 0.031863 | 0.066088 | 0.13524 | C2 | 307060.0915 | 307060.0915 | 307060.0915 | 307060.0915 | 307060.0915 | C2 | 2612.0712 | 2612.0712 | 9783.7574 | 20292.9809 | 41528.133 | C2 | 20896.5692 | 65301.7788 | 68486.3021 | 20292.9809 | 41528.133 | 216505.7639 |  | 23508.6404 | 70525.9211 | 68486.3021 | 20292.9809 | 0 | 182813.8444 |  | 18284.4981 | 41793.1384 | 146756.3616 | 121757.8853 | 0 | 328591.8833 |  | 28732.7827 | 41793.1384 | 146756.3616 | 40585.9618 | 0 | 257868.2444 |  | 15672.4269 | 15672.4269 | 254377.6934 | 121757.8853 | 0 | 407480.4325 |  | 26120.7115 | 15672.4269 | 254377.6934 | 40585.9618 | 0 | 336756.7936
|  |  | 193 | 185 | C3 | 4 | 144 | 33 | 7 | 5 | 193 | 3 | 143 | 33 | 8 | 6 | 193 | 3 | 0 | 0 | -4 | -3 | -4 | 2 | 115 | 60 | 4 | 12 | 193 | 5 | 0 | 0 | -7 | -6 | -8 | 1 | 80 | 92 | 8 | 12 | 193 |  |  | C3 | 0.0085067 | 0.0085067 | 0.031863 | 0.066088 | 0.13524 | C3 | 460590.1373 | 460590.1373 | 460590.1373 | 460590.1373 | 460590.1373 | C3 | 3918.1067 | 3918.1067 | 14675.6362 | 30439.4713 | 62292.1995 | C3 | 11754.3202 | 560289.262 | 484295.9932 | 243515.7706 | 373753.1968 | 1673608.5427 |  | 15672.4269 | 564207.3687 | 484295.9932 | 213076.2993 | 311460.9973 | 1588713.0853 |  | 7836.2135 | 450582.2736 | 880538.1694 | 121757.8853 | 747506.3935 | 2208220.9353 |  | 19590.5336 | 450582.2736 | 880538.1694 | 0 | 560629.7951 | 1911340.7718 |  | 3918.1067 | 313448.5382 | 1350158.5264 | 243515.7706 | 747506.3935 | 2658547.3354 |  | 23508.6404 | 313448.5382 | 1350158.5264 | 30439.4713 | 373753.1968 | 2091308.373
|  |  | 51 | 47 | C4 | 7 | 32 | 10 | 2 | 0 | 51 | 4 | 32 | 10 | 3 | 2 | 51 | 1 | 0 | 0 | -4 | -1 | -4 | 4 | 25 | 17 | 4 | 1 | 51 | 1 | 0 | 0 | -4 | -1 | -4 | 3 | 18 | 23 | 6 | 1 | 51 |  |  | C4 | 0.0085067 | 0.0085067 | 0.031863 | 0.066088 | 0.13524 | C4 | 767650.2289 | 767650.2289 | 767650.2289 | 767650.2289 | 767650.2289 | C4 | 6530.1779 | 6530.1779 | 24459.3936 | 50732.4522 | 103820.3324 | C4 | 26120.7115 | 208965.6921 | 244593.9359 | 152197.3566 | 207640.6649 | 839518.3611 |  | 45711.2451 | 208965.6921 | 244593.9359 | 101464.9044 | 0 | 600735.7776 |  | 26120.7115 | 163254.447 | 415809.6911 | 202929.8088 | 103820.3324 | 911934.9908 |  | 32650.8894 | 163254.447 | 415809.6911 | 0 | 0 | 611715.0275 |  | 19590.5336 | 117543.2018 | 562566.0527 | 304394.7132 | 103820.3324 | 1107914.8338 |  | 26120.7115 | 117543.2018 | 562566.0527 | 101464.9044 | 0 | 807694.8704
|  |  | 288 | 276 |  | 20 | 203 | 50 | 10 | 5 |  | 15 | 200 | 50 | 12 | 9 |  | 8 | 0 | 0 | -12 | -4 |  | 13 | 156 | 92 | 14 | 13 |  | 10 | 0 | 0 | -15 | -7 |  | 10 | 104 | 141 | 20 | 13 | [22 empty] | 58771.6009 | 834556.7329 | 797376.2312 | 416006.1081 | 622921.9946 | 2729632.6676 |  | 84892.3124 | 843698.9819 | 797376.2312 | 334834.1846 | 311460.9973 | 2372262.7074 |  | 52241.423 | 655629.859 | 1443104.2221 | 446445.5794 | 851326.726 | 3448747.8095 |  | 80974.2057 | 655629.859 | 1443104.2221 | 40585.9618 | 560629.7951 | 2780924.0437 |  | 39181.0673 | 446664.1669 | 2167102.2725 | 669668.3691 | 851326.726 | 4173942.6017 |  | 75750.0634 | 446664.1669 | 2167102.2725 | 172490.3375 | 373753.1968 | 3235760.037
| EHV UG Cable (Gas) |  | 3 | 3 | C1 | 0 | 0 | 0 | 3 | 0 | 3 | 0 | 0 | 0 | 5 | 0 | 5 | 0 | 0 | 0 | 0 | 0 | 0 | 0 | 0 | 0 | 0 | 3 | 3 | 0 | 0 | 0 | 0 | 0 | 0 | 0 | 0 | 0 | 0 | 3 | 3 |  |  | C1 | 0.0005345 | 0.0005345 | 0.0020035 | 0.004131 | 0.0085 | C1 | 441669.2 | 441669.2 | 441669.2 | 441669.2 | 441669.2 | C1 | 236.0722 | 236.0722 | 884.8842 | 1824.5355 | 3754.1882 | C1 | 0 | 0 | 0 | 9122.6773 | 0 | 9122.6773 |  | 0 | 0 | 0 | 5473.6064 | 0 | 5473.6064 |  | 0 | 0 | 0 | 0 | 11262.5646 | 11262.5646 |  | 0 | 0 | 0 | 0 | 11262.5646 | 11262.5646 |  | 0 | 0 | 0 | 0 | 11262.5646 | 11262.5646 |  | 0 | 0 | 0 | 0 | 11262.5646 | 11262.5646
|  |  | 4 | 4 | C2 | 0 | 0 | 0 | 4 | 0 | 4 | 0 | 0 | 0 | 0 | 0 | 0 | 0 | 0 | 0 | 0 | 0 | 0 | 0 | 0 | 0 | 0 | 4 | 4 | 0 | 0 | 0 | 0 | 0 | 0 | 0 | 0 | 0 | 0 | 4 | 4 |  |  | C2 | 0.0005345 | 0.0005345 | 0.0020035 | 0.004131 | 0.0085 | C2 | 630956 | 630956 | 630956 | 630956 | 630956 | C2 | 337.246 | 337.246 | 1264.1203 | 2606.4792 | 5363.126 | C2 | 0 | 0 | 0 | 0 | 0 | 0 |  | 0 | 0 | 0 | 10425.9169 | 0 | 10425.9169 |  | 0 | 0 | 0 | 0 | 21452.504 | 21452.504 |  | 0 | 0 | 0 | 0 | 21452.504 | 21452.504 |  | 0 | 0 | 0 | 0 | 21452.504 | 21452.504 |  | 0 | 0 | 0 | 0 | 21452.504 | 21452.504
|  |  | 7 | 7 | C3 | 0 | 0 | 0 | 7 | 0 | 7 | 0 | 0 | 0 | 0 | 0 | 0 | 0 | 0 | 0 | 0 | 0 | 0 | 0 | 0 | 0 | 0 | 7 | 7 | 0 | 0 | 0 | 0 | 0 | 0 | 0 | 0 | 0 | 0 | 7 | 7 |  |  | C3 | 0.0005345 | 0.0005345 | 0.0020035 | 0.004131 | 0.0085 | C3 | 946434 | 946434 | 946434 | 946434 | 946434 | C3 | 505.869 | 505.869 | 1896.1805 | 3909.7189 | 8044.689 | C3 | 0 | 0 | 0 | 0 | 0 | 0 |  | 0 | 0 | 0 | 27368.032 | 0 | 27368.032 |  | 0 | 0 | 0 | 0 | 56312.823 | 56312.823 |  | 0 | 0 | 0 | 0 | 56312.823 | 56312.823 |  | 0 | 0 | 0 | 0 | 56312.823 | 56312.823 |  | 0 | 0 | 0 | 0 | 56312.823 | 56312.823
|  |  | 19 | 0.6 | C4 | 0 | 0 | 0 | 19 | 0 | 19 | 0 | 0 | 0 | 28 | 0 | 28 | 0 | 0 | 0 | 0 | -10.9 | -10.9 | 0 | 0 | 0 | 1 | 18 | 19 | 0 | 0 | 0 | 0 | -18.4 | -18.4 | 0 | 0 | 0 | 0 | 19 | 19 |  |  | C4 | 0.0005345 | 0.0005345 | 0.0020035 | 0.004131 | 0.0085 | C4 | 1577390 | 1577390 | 1577390 | 1577390 | 1577390 | C4 | 843.115 | 843.115 | 3160.3009 | 6516.1981 | 13407.815 | C4 | 0 | 0 | 0 | 182453.5465 | 0 | 182453.5465 |  | 0 | 0 | 0 | 123807.7637 | 0 | 123807.7637 |  | 0 | 0 | 0 | 6516.1981 | 241340.67 | 247856.8681 |  | 0 | 0 | 0 | 6516.1981 | 95195.4865 | 101711.6846 |  | 0 | 0 | 0 | 0 | 254748.485 | 254748.485 |  | 0 | 0 | 0 | 0 | 8044.689 | 8044.689
|  |  | 33 | 14.6 |  | 0 | 0 | 0 | 33 | 0 |  | 0 | 0 | 0 | 33 | 0 |  | 0 | 0 | 0 | 0 | -10.9 |  | 0 | 0 | 0 | 1 | 32 |  | 0 | 0 | 0 | 0 | -18.4 |  | 0 | 0 | 0 | 0 | 33 | [22 empty] | 0 | 0 | 0 | 191576.2238 | 0 | 191576.2238 |  | 0 | 0 | 0 | 167075.319 | 0 | 167075.319 |  | 0 | 0 | 0 | 6516.1981 | 330368.5616 | 336884.7597 |  | 0 | 0 | 0 | 6516.1981 | 184223.3781 | 190739.5762 |  | 0 | 0 | 0 | 0 | 343776.3766 | 343776.3766 |  | 0 | 0 | 0 | 0 | 97072.5806 | 97072.5806
| EHV UG Cable (Oil) |  | 62 | 62 | C1 | 0 | 38 | 17 | 1 | 6 | 62 | 0 | 47 | 12 | 1 | 2 | 62 | 0 | 0 | 0 | 0 | 0 | 0 | 0 | 30 | 22 | 3 | 7 | 62 | 0 | 0 | 0 | 0 | 0 | 0 | 0 | 17 | 33 | 4 | 8 | 62 |  |  | C1 | 0.0005345 | 0.0005345 | 0.0020035 | 0.004131 | 0.0085 | C1 | 495225.661 | 495225.661 | 495225.661 | 495225.661 | 495225.661 | C1 | 264.6981 | 264.6981 | 992.1846 | 2045.7772 | 4209.4181 | C1 | 0 | 12440.8114 | 11906.2153 | 2045.7772 | 8418.8362 | 34811.6402 |  | 0 | 10058.5284 | 16867.1384 | 2045.7772 | 25256.5087 | 54227.9527 |  | 0 | 7940.9435 | 21828.0615 | 6137.3316 | 29465.9268 | 65372.2634 |  | 0 | 7940.9435 | 21828.0615 | 6137.3316 | 29465.9268 | 65372.2634 |  | 0 | 4499.868 | 32742.0922 | 8183.1088 | 33675.3449 | 79100.4139 |  | 0 | 4499.868 | 32742.0922 | 8183.1088 | 33675.3449 | 79100.4139
|  |  | 36 | 34.36 | C2 | 0 | 22 | 10 | 0 | 4 | 36 | 0 | 19 | 14 | 2 | 1 | 36 | 0 | 0 | 0 | 0 | -0.5 | -0.5 | 0 | 17 | 13 | 2 | 4 | 36 | 0 | 0 | 0 | 0 | -1.64 | -1.64 | 0 | 11 | 19 | 2 | 4 | 36 |  |  | C2 | 0.0005345 | 0.0005345 | 0.0020035 | 0.004131 | 0.0085 | C2 | 707465.23 | 707465.23 | 707465.23 | 707465.23 | 707465.23 | C2 | 378.1402 | 378.1402 | 1417.4066 | 2922.5389 | 6013.4545 | C2 | 0 | 7184.6631 | 19843.6922 | 5845.0777 | 6013.4545 | 38886.8876 |  | 0 | 8319.0836 | 14174.0659 | 0 | 24053.8178 | 46546.9673 |  | 0 | 6428.3828 | 18426.2856 | 5845.0777 | 24053.8178 | 54753.564 |  | 0 | 6428.3828 | 18426.2856 | 5845.0777 | 21047.0906 | 51746.8368 |  | 0 | 4159.5418 | 26930.7252 | 5845.0777 | 24053.8178 | 60989.1625 |  | 0 | 4159.5418 | 26930.7252 | 5845.0777 | 14191.7525 | 51127.0972
|  |  | 53 | 49 | C3 | 0 | 31 | 15 | 1 | 6 | 53 | 0 | 47 | 4 | 0 | 2 | 53 | 0 | 0 | 0 | 0 | -1.3 | -1.3 | 0 | 26 | 19 | 2 | 6 | 53 | 0 | 0 | 0 | 0 | -4 | -4 | 0 | 15 | 28 | 3 | 7 | 53 |  |  | C3 | 0.0005345 | 0.0005345 | 0.0020035 | 0.004131 | 0.0085 | C3 | 1061197.845 | 1061197.845 | 1061197.845 | 1061197.845 | 1061197.845 | C3 | 567.2102 | 567.2102 | 2126.1099 | 4383.8083 | 9020.1817 | C3 | 0 | 26658.8817 | 8504.4395 | 0 | 18040.3634 | 53203.6846 |  | 0 | 17583.5177 | 31891.6482 | 4383.8083 | 54121.0901 | 107980.0643 |  | 0 | 14747.4665 | 40396.0878 | 8767.6166 | 54121.0901 | 118032.2609 |  | 0 | 14747.4665 | 40396.0878 | 8767.6166 | 42394.8539 | 106306.0247 |  | 0 | 8508.1537 | 59531.0767 | 13151.4249 | 63141.2718 | 144331.9271 |  | 0 | 8508.1537 | 59531.0767 | 13151.4249 | 27060.545 | 108251.2004
|  |  | 444 | 415.04 | C4 | 0 | 267 | 125 | 6 | 46 | 444 | 0 | 339 | 88 | 8 | 9 | 444 | 0 | 0 | 0 | 0 | -11.8 | -11.8 | 0 | 214 | 160 | 19 | 51 | 444 | 0 | 0 | 0 | -0.86 | -28.1 | -28.96 | 0 | 126 | 237 | 27 | 54 | 444 |  |  | C4 | 0.0005345 | 0.0005345 | 0.0020035 | 0.004131 | 0.0085 | C4 | 1768663.075 | 1768663.075 | 1768663.075 | 1768663.075 | 1768663.075 | C4 | 945.3504 | 945.3504 | 3543.5165 | 7306.3472 | 15033.6361 | C4 | 0 | 320473.7902 | 311829.4494 | 58450.7773 | 135302.7252 | 826056.7422 |  | 0 | 252408.5604 | 442939.5588 | 43838.083 | 691547.2623 | 1430733.4646 |  | 0 | 202304.9885 | 566962.6353 | 138820.5961 | 766715.443 | 1674803.6629 |  | 0 | 202304.9885 | 566962.6353 | 138820.5961 | 589318.5366 | 1497406.7565 |  | 0 | 119114.1521 | 839813.4036 | 197271.3734 | 811816.3514 | 1968015.2805 |  | 0 | 119114.1521 | 839813.4036 | 190987.9148 | 389371.176 | 1539286.6465
|  |  | 595 | 560.4 |  | 0 | 358 | 167 | 8 | 62 |  | 0 | 452 | 118 | 11 | 14 |  | 0 | 0 | 0 | 0 | -13.6 |  | 0 | 287 | 214 | 26 | 68 |  | 0 | 0 | 0 | -0.86 | -33.74 |  | 0 | 169 | 317 | 36 | 73 | [22 empty] | 0 | 366758.1465 | 352083.7965 | 66341.6322 | 167775.3793 | 952958.9545 |  | 0 | 288369.6902 | 505872.4114 | 50267.6685 | 794978.679 | 1639488.449 |  | 0 | 231421.7812 | 647613.0702 | 159570.622 | 874356.2778 | 1912961.7512 |  | 0 | 231421.7812 | 647613.0702 | 159570.622 | 682226.4079 | 1720831.8814 |  | 0 | 136281.7156 | 959017.2976 | 224450.9848 | 932686.786 | 2252436.7841 |  | 0 | 136281.7156 | 959017.2976 | 218167.5263 | 464298.8185 | 1777765.358
| EHV UG Cable (Non Pressurised) |  | 0 | 0 | C1 | 0 | 0 | 0 | 0 | 0 | 0 | 0 | 0 | 0 | 0 | 0 | 0 | 0 | 0 | 0 | 0 | 0 | 0 | 0 | 0 | 0 | 0 | 0 | 0 | 0 | 0 | 0 | 0 | 0 | 0 | 0 | 0 | 0 | 0 | 0 | 0 |  |  | C1 | 0 | 0 | 0 | 0 | 0 | C1 | 0 | 0 | 0 | 0 | 0 | C1 | [5 empty] | C1 | [5 empty] | 0 | [6 empty] | 0 | [6 empty] | 0 | [6 empty] | 0 | [6 empty] | 0 | [6 empty] | 0
|  |  | 0 | 0 | C2 | 0 | 0 | 0 | 0 | 0 | 0 | 0 | 0 | 0 | 0 | 0 | 0 | 0 | 0 | 0 | 0 | 0 | 0 | 0 | 0 | 0 | 0 | 0 | 0 | 0 | 0 | 0 | 0 | 0 | 0 | 0 | 0 | 0 | 0 | 0 | 0 |  |  | C2 | 0 | 0 | 0 | 0 | 0 | C2 | 0 | 0 | 0 | 0 | 0 | C2 | [5 empty] | C2 | [5 empty] | 0 | [6 empty] | 0 | [6 empty] | 0 | [6 empty] | 0 | [6 empty] | 0 | [6 empty] | 0
|  |  | 0 | 0 | C3 | 0 | 0 | 0 | 0 | 0 | 0 | 0 | 0 | 0 | 0 | 0 | 0 | 0 | 0 | 0 | 0 | 0 | 0 | 0 | 0 | 0 | 0 | 0 | 0 | 0 | 0 | 0 | 0 | 0 | 0 | 0 | 0 | 0 | 0 | 0 | 0 |  |  | C3 | 0 | 0 | 0 | 0 | 0 | C3 | 0 | 0 | 0 | 0 | 0 | C3 | [5 empty] | C3 | [5 empty] | 0 | [6 empty] | 0 | [6 empty] | 0 | [6 empty] | 0 | [6 empty] | 0 | [6 empty] | 0
|  |  | 0 | 0 | C4 | 0 | 0 | 0 | 0 | 0 | 0 | 0 | 0 | 0 | 0 | 0 | 0 | 0 | 0 | 0 | 0 | 0 | 0 | 0 | 0 | 0 | 0 | 0 | 0 | 0 | 0 | 0 | 0 | 0 | 0 | 0 | 0 | 0 | 0 | 0 | 0 |  |  | C4 | 0 | 0 | 0 | 0 | 0 | C4 | 0 | 0 | 0 | 0 | 0 | C4 | [5 empty] | C4 | [5 empty] | 0 | [6 empty] | 0 | [6 empty] | 0 | [6 empty] | 0 | [6 empty] | 0 | [6 empty] | 0
|  |  | 0 | 0 |  | 0 | 0 | 0 | 0 | 0 |  | 0 | 0 | 0 | 0 | 0 |  | 0 | 0 | 0 | 0 | 0 |  | 0 | 0 | 0 | 0 | 0 |  | 0 | 0 | 0 | 0 | 0 |  | 0 | 0 | 0 | 0 | 0 | [22 empty] | 0 | 0 | 0 | 0 | 0 | 0 |  | 0 | 0 | 0 | 0 | 0 | 0 |  | 0 | 0 | 0 | 0 | 0 | 0 |  | 0 | 0 | 0 | 0 | 0 | 0 |  | 0 | 0 | 0 | 0 | 0 | 0 |  | 0 | 0 | 0 | 0 | 0 | 0
| EHV OHL Support - Towers |  | 1 | 1 | C1 | 0 | 1 | 0 | 0 | 0 | 1 | 0 | 1 | 0 | 0 | 0 | 1 | 0 | 0 | 0 | 0 | 0 | 0 | 0 | 1 | 0 | 0 | 0 | 1 | 0 | 0 | 0 | 0 | 0 | 0 | 0 | 1 | 0 | 0 | 0 | 1 |  |  | C1 | 0 | 0 | 8.0765e-05 | 0.00028033 | 0.00065359 | C1 | 304705.1 | 304705.1 | 304705.1 | 304705.1 | 304705.1 | C1 | 0 | 0 | 24.6095 | 85.4195 | 199.1537 | C1 | 0 | 0 | 0 | 0 | 0 | 0 |  | 0 | 0 | 0 | 0 | 0 | 0 |  | 0 | 0 | 0 | 0 | 0 | 0 |  | 0 | 0 | 0 | 0 | 0 | 0 |  | 0 | 0 | 0 | 0 | 0 | 0 |  | 0 | 0 | 0 | 0 | 0 | 0
|  |  | 20 | 20 | C2 | 0 | 14 | 6 | 0 | 0 | 20 | 0 | 14 | 6 | 0 | 0 | 20 | 0 | 0 | 0 | 0 | 0 | 0 | 0 | 14 | 6 | 0 | 0 | 20 | 0 | 0 | 0 | 0 | 0 | 0 | 0 | 14 | 6 | 0 | 0 | 20 |  |  | C2 | 0 | 0 | 8.0765e-05 | 0.00028033 | 0.00065359 | C2 | 435293 | 435293 | 435293 | 435293 | 435293 | C2 | 0 | 0 | 35.1564 | 122.0279 | 284.5053 | C2 | 0 | 0 | 210.9386 | 0 | 0 | 210.9386 |  | 0 | 0 | 210.9386 | 0 | 0 | 210.9386 |  | 0 | 0 | 210.9386 | 0 | 0 | 210.9386 |  | 0 | 0 | 210.9386 | 0 | 0 | 210.9386 |  | 0 | 0 | 210.9386 | 0 | 0 | 210.9386 |  | 0 | 0 | 210.9386 | 0 | 0 | 210.9386
|  |  | 6 | 6 | C3 | 0 | 4 | 2 | 0 | 0 | 6 | 0 | 4 | 2 | 0 | 0 | 6 | 0 | 0 | 0 | 0 | 0 | 0 | 0 | 4 | 2 | 0 | 0 | 6 | 0 | 0 | 0 | 0 | 0 | 0 | 0 | 4 | 2 | 0 | 0 | 6 |  |  | C3 | 0 | 0 | 8.0765e-05 | 0.00028033 | 0.00065359 | C3 | 652939.5 | 652939.5 | 652939.5 | 652939.5 | 652939.5 | C3 | 0 | 0 | 52.7347 | 183.0418 | 426.758 | C3 | 0 | 0 | 105.4693 | 0 | 0 | 105.4693 |  | 0 | 0 | 105.4693 | 0 | 0 | 105.4693 |  | 0 | 0 | 105.4693 | 0 | 0 | 105.4693 |  | 0 | 0 | 105.4693 | 0 | 0 | 105.4693 |  | 0 | 0 | 105.4693 | 0 | 0 | 105.4693 |  | 0 | 0 | 105.4693 | 0 | 0 | 105.4693
|  |  | 1 | 1 | C4 | 0 | 1 | 0 | 0 | 0 | 1 | 0 | 1 | 0 | 0 | 0 | 1 | 0 | 0 | 0 | 0 | 0 | 0 | 0 | 1 | 0 | 0 | 0 | 1 | 0 | 0 | 0 | 0 | 0 | 0 | 0 | 1 | 0 | 0 | 0 | 1 |  |  | C4 | 0 | 0 | 8.0765e-05 | 0.00028033 | 0.00065359 | C4 | 1088232.5 | 1088232.5 | 1088232.5 | 1088232.5 | 1088232.5 | C4 | 0 | 0 | 87.8911 | 305.0697 | 711.2633 | C4 | 0 | 0 | 0 | 0 | 0 | 0 |  | 0 | 0 | 0 | 0 | 0 | 0 |  | 0 | 0 | 0 | 0 | 0 | 0 |  | 0 | 0 | 0 | 0 | 0 | 0 |  | 0 | 0 | 0 | 0 | 0 | 0 |  | 0 | 0 | 0 | 0 | 0 | 0
|  |  | 28 | 28 |  | 0 | 20 | 8 | 0 | 0 |  | 0 | 20 | 8 | 0 | 0 |  | 0 | 0 | 0 | 0 | 0 |  | 0 | 20 | 8 | 0 | 0 |  | 0 | 0 | 0 | 0 | 0 |  | 0 | 20 | 8 | 0 | 0 | [22 empty] | 0 | 0 | 316.408 | 0 | 0 | 316.408 |  | 0 | 0 | 316.408 | 0 | 0 | 316.408 |  | 0 | 0 | 316.408 | 0 | 0 | 316.408 |  | 0 | 0 | 316.408 | 0 | 0 | 316.408 |  | 0 | 0 | 316.408 | 0 | 0 | 316.408 |  | 0 | 0 | 316.408 | 0 | 0 | 316.408
| EHV OHL Support - Poles |  | 0 | 0 | C1 | 0 | 0 | 0 | 0 | 0 | 0 | 0 | 0 | 0 | 0 | 0 | 0 | 0 | 0 | 0 | 0 | 0 | 0 | 0 | 0 | 0 | 0 | 0 | 0 | 0 | 0 | 0 | 0 | 0 | 0 | 0 | 0 | 0 | 0 | 0 | 0 |  |  | C1 | 0.00034278 | 0.00034278 | 0.0012899 | 0.0027115 | 0.0041802 | C1 | 0 | 0 | 0 | 0 | 0 | C1 | [5 empty] | C1 | [5 empty] | 0 | [6 empty] | 0 | [6 empty] | 0 | [6 empty] | 0 | [6 empty] | 0 | [6 empty] | 0
|  |  | 0 | 0 | C2 | 0 | 0 | 0 | 0 | 0 | 0 | 0 | 0 | 0 | 0 | 0 | 0 | 0 | 0 | 0 | 0 | 0 | 0 | 0 | 0 | 0 | 0 | 0 | 0 | 0 | 0 | 0 | 0 | 0 | 0 | 0 | 0 | 0 | 0 | 0 | 0 |  |  | C2 | 0.00034278 | 0.00034278 | 0.0012899 | 0.0027115 | 0.0041802 | C2 | 0 | 0 | 0 | 0 | 0 | C2 | [5 empty] | C2 | [5 empty] | 0 | [6 empty] | 0 | [6 empty] | 0 | [6 empty] | 0 | [6 empty] | 0 | [6 empty] | 0
|  |  | 0 | 0 | C3 | 0 | 0 | 0 | 0 | 0 | 0 | 0 | 0 | 0 | 0 | 0 | 0 | 0 | 0 | 0 | 0 | 0 | 0 | 0 | 0 | 0 | 0 | 0 | 0 | 0 | 0 | 0 | 0 | 0 | 0 | 0 | 0 | 0 | 0 | 0 | 0 |  |  | C3 | 0.00034278 | 0.00034278 | 0.0012899 | 0.0027115 | 0.0041802 | C3 | 0 | 0 | 0 | 0 | 0 | C3 | [5 empty] | C3 | [5 empty] | 0 | [6 empty] | 0 | [6 empty] | 0 | [6 empty] | 0 | [6 empty] | 0 | [6 empty] | 0
|  |  | 0 | 0 | C4 | 0 | 0 | 0 | 0 | 0 | 0 | 0 | 0 | 0 | 0 | 0 | 0 | 0 | 0 | 0 | 0 | 0 | 0 | 0 | 0 | 0 | 0 | 0 | 0 | 0 | 0 | 0 | 0 | 0 | 0 | 0 | 0 | 0 | 0 | 0 | 0 |  |  | C4 | 0.00034278 | 0.00034278 | 0.0012899 | 0.0027115 | 0.0041802 | C4 | 0 | 0 | 0 | 0 | 0 | C4 | [5 empty] | C4 | [5 empty] | 0 | [6 empty] | 0 | [6 empty] | 0 | [6 empty] | 0 | [6 empty] | 0 | [6 empty] | 0
|  |  | 0 | 0 |  | 0 | 0 | 0 | 0 | 0 |  | 0 | 0 | 0 | 0 | 0 |  | 0 | 0 | 0 | 0 | 0 |  | 0 | 0 | 0 | 0 | 0 |  | 0 | 0 | 0 | 0 | 0 |  | 0 | 0 | 0 | 0 | 0 | [22 empty] | 0 | 0 | 0 | 0 | 0 | 0 |  | 0 | 0 | 0 | 0 | 0 | 0 |  | 0 | 0 | 0 | 0 | 0 | 0 |  | 0 | 0 | 0 | 0 | 0 | 0 |  | 0 | 0 | 0 | 0 | 0 | 0 |  | 0 | 0 | 0 | 0 | 0 | 0
| EHV OHL Fittings and Conductors (Tower Lines) |  | 0 | 0 | C1 | 0 | 0 | 0 | 0 | 0 | 0 | 0 | 0 | 0 | 0 | 0 | 0 | 0 | 0 | 0 | 0 | 0 | 0 | 0 | 0 | 0 | 0 | 0 | 0 | 0 | 0 | 0 | 0 | 0 | 0 | 0 | 0 | 0 | 0 | 0 | 0 |  |  | C1 | 0 | 0 | 8.0765e-05 | 0.00026322 | 0.00051074 | C1 | 304705.1 | 304705.1 | 304705.1 | 304705.1 | 304705.1 | C1 | 0 | 0 | 24.6095 | 80.203 | 155.6266 | C1 | 0 | 0 | 0 | 0 | 0 | 0 |  | 0 | 0 | 0 | 0 | 0 | 0 |  | 0 | 0 | 0 | 0 | 0 | 0 |  | 0 | 0 | 0 | 0 | 0 | 0 |  | 0 | 0 | 0 | 0 | 0 | 0 |  | 0 | 0 | 0 | 0 | 0 | 0
|  |  | 15 | 15 | C2 | 0 | 0 | 0 | 15 | 0 | 15 | 0 | 0 | 0 | 15 | 0 | 15 | 4.7382 | 0 | 0 | -4.7382 | 0 | 0 | 0 | 0 | 0 | 15 | 0 | 15 | 4.7382 | 0 | 0 | -4.7382 | 0 | 0 | 0 | 0 | 0 | 15 | 0 | 15 |  |  | C2 | 0 | 0 | 8.0765e-05 | 0.00026322 | 0.00051074 | C2 | 435293 | 435293 | 435293 | 435293 | 435293 | C2 | 0 | 0 | 35.1564 | 114.5756 | 222.3237 | C2 | 0 | 0 | 0 | 1718.6347 | 0 | 1718.6347 |  | 0 | 0 | 0 | 1718.6347 | 0 | 1718.6347 |  | 0 | 0 | 0 | 1718.6347 | 0 | 1718.6347 |  | 0 | 0 | 0 | 1175.7558 | 0 | 1175.7558 |  | 0 | 0 | 0 | 1718.6347 | 0 | 1718.6347 |  | 0 | 0 | 0 | 1175.7558 | 0 | 1175.7558
|  |  | 0 | 0 | C3 | 0 | 0 | 0 | 0 | 0 | 0 | 0 | 0 | 0 | 0 | 0 | 0 | 0 | 0 | 0 | 0 | 0 | 0 | 0 | 0 | 0 | 0 | 0 | 0 | 0 | 0 | 0 | 0 | 0 | 0 | 0 | 0 | 0 | 0 | 0 | 0 |  |  | C3 | 0 | 0 | 8.0765e-05 | 0.00026322 | 0.00051074 | C3 | 652939.5 | 652939.5 | 652939.5 | 652939.5 | 652939.5 | C3 | 0 | 0 | 52.7347 | 171.8635 | 333.4856 | C3 | 0 | 0 | 0 | 0 | 0 | 0 |  | 0 | 0 | 0 | 0 | 0 | 0 |  | 0 | 0 | 0 | 0 | 0 | 0 |  | 0 | 0 | 0 | 0 | 0 | 0 |  | 0 | 0 | 0 | 0 | 0 | 0 |  | 0 | 0 | 0 | 0 | 0 | 0
|  |  | 0 | 0 | C4 | 0 | 0 | 0 | 0 | 0 | 0 | 0 | 0 | 0 | 0 | 0 | 0 | 0 | 0 | 0 | 0 | 0 | 0 | 0 | 0 | 0 | 0 | 0 | 0 | 0 | 0 | 0 | 0 | 0 | 0 | 0 | 0 | 0 | 0 | 0 | 0 |  |  | C4 | 0 | 0 | 8.0765e-05 | 0.00026322 | 0.00051074 | C4 | 1088232.5 | 1088232.5 | 1088232.5 | 1088232.5 | 1088232.5 | C4 | 0 | 0 | 87.8911 | 286.4391 | 555.8093 | C4 | 0 | 0 | 0 | 0 | 0 | 0 |  | 0 | 0 | 0 | 0 | 0 | 0 |  | 0 | 0 | 0 | 0 | 0 | 0 |  | 0 | 0 | 0 | 0 | 0 | 0 |  | 0 | 0 | 0 | 0 | 0 | 0 |  | 0 | 0 | 0 | 0 | 0 | 0
|  |  | 15 | 15 |  | 0 | 0 | 0 | 15 | 0 |  | 0 | 0 | 0 | 15 | 0 |  | 4.7382 | 0 | 0 | -4.7382 | 0 |  | 0 | 0 | 0 | 15 | 0 |  | 4.7382 | 0 | 0 | -4.7382 | 0 |  | 0 | 0 | 0 | 15 | 0 | [22 empty] | 0 | 0 | 0 | 1718.6347 | 0 | 1718.6347 |  | 0 | 0 | 0 | 1718.6347 | 0 | 1718.6347 |  | 0 | 0 | 0 | 1718.6347 | 0 | 1718.6347 |  | 0 | 0 | 0 | 1175.7558 | 0 | 1175.7558 |  | 0 | 0 | 0 | 1718.6347 | 0 | 1718.6347 |  | 0 | 0 | 0 | 1175.7558 | 0 | 1175.7558
| [Please insert new asset category as required] |  | 0 | 0 | C1 | 0 | 0 | 0 | 0 | 0 | 0 | 0 | 0 | 0 | 0 | 0 | 0 | 0 | 0 | 0 | 0 | 0 | 0 | 0 | 0 | 0 | 0 | 0 | 0 | 0 | 0 | 0 | 0 | 0 | 0 | 0 | 0 | 0 | 0 | 0 | 0 |  |  | C1 | 0 | 0 | 0 | 0 | 0 | C1 | 0 | 0 | 0 | 0 | 0 | C1 | [5 empty] | C1 | [5 empty] | 0 | [6 empty] | 0 | [6 empty] | 0 | [6 empty] | 0 | [6 empty] | 0 | [6 empty] | 0
|  |  | 0 | 0 | C2 | 0 | 0 | 0 | 0 | 0 | 0 | 0 | 0 | 0 | 0 | 0 | 0 | 0 | 0 | 0 | 0 | 0 | 0 | 0 | 0 | 0 | 0 | 0 | 0 | 0 | 0 | 0 | 0 | 0 | 0 | 0 | 0 | 0 | 0 | 0 | 0 |  |  | C2 | 0 | 0 | 0 | 0 | 0 | C2 | 0 | 0 | 0 | 0 | 0 | C2 | [5 empty] | C2 | [5 empty] | 0 | [6 empty] | 0 | [6 empty] | 0 | [6 empty] | 0 | [6 empty] | 0 | [6 empty] | 0
|  |  | 0 | 0 | C3 | 0 | 0 | 0 | 0 | 0 | 0 | 0 | 0 | 0 | 0 | 0 | 0 | 0 | 0 | 0 | 0 | 0 | 0 | 0 | 0 | 0 | 0 | 0 | 0 | 0 | 0 | 0 | 0 | 0 | 0 | 0 | 0 | 0 | 0 | 0 | 0 |  |  | C3 | 0 | 0 | 0 | 0 | 0 | C3 | 0 | 0 | 0 | 0 | 0 | C3 | [5 empty] | C3 | [5 empty] | 0 | [6 empty] | 0 | [6 empty] | 0 | [6 empty] | 0 | [6 empty] | 0 | [6 empty] | 0
|  |  | 0 | 0 | C4 | 0 | 0 | 0 | 0 | 0 | 0 | 0 | 0 | 0 | 0 | 0 | 0 | 0 | 0 | 0 | 0 | 0 | 0 | 0 | 0 | 0 | 0 | 0 | 0 | 0 | 0 | 0 | 0 | 0 | 0 | 0 | 0 | 0 | 0 | 0 | 0 |  |  | C4 | 0 | 0 | 0 | 0 | 0 | C4 | 0 | 0 | 0 | 0 | 0 | C4 | [5 empty] | C4 | [5 empty] | 0 | [6 empty] | 0 | [6 empty] | 0 | [6 empty] | 0 | [6 empty] | 0 | [6 empty] | 0
|  |  | 0 | 0 |  | 0 | 0 | 0 | 0 | 0 |  | 0 | 0 | 0 | 0 | 0 |  | 0 | 0 | 0 | 0 | 0 |  | 0 | 0 | 0 | 0 | 0 |  | 0 | 0 | 0 | 0 | 0 |  | 0 | 0 | 0 | 0 | 0 | [22 empty] | 0 | 0 | 0 | 0 | 0 | 0 |  | 0 | 0 | 0 | 0 | 0 | 0 |  | 0 | 0 | 0 | 0 | 0 | 0 |  | 0 | 0 | 0 | 0 | 0 | 0 |  | 0 | 0 | 0 | 0 | 0 | 0 |  | 0 | 0 | 0 | 0 | 0 | 0
| [Please insert new asset category as required] |  | 0 | 0 | C1 | 0 | 0 | 0 | 0 | 0 | 0 | 0 | 0 | 0 | 0 | 0 | 0 | 0 | 0 | 0 | 0 | 0 | 0 | 0 | 0 | 0 | 0 | 0 | 0 | 0 | 0 | 0 | 0 | 0 | 0 | 0 | 0 | 0 | 0 | 0 | 0 |  |  | C1 | 0 | 0 | 0 | 0 | 0 | C1 | 0 | 0 | 0 | 0 | 0 | C1 | [5 empty] | C1 | [5 empty] | 0 | [6 empty] | 0 | [6 empty] | 0 | [6 empty] | 0 | [6 empty] | 0 | [6 empty] | 0
|  |  | 0 | 0 | C2 | 0 | 0 | 0 | 0 | 0 | 0 | 0 | 0 | 0 | 0 | 0 | 0 | 0 | 0 | 0 | 0 | 0 | 0 | 0 | 0 | 0 | 0 | 0 | 0 | 0 | 0 | 0 | 0 | 0 | 0 | 0 | 0 | 0 | 0 | 0 | 0 |  |  | C2 | 0 | 0 | 0 | 0 | 0 | C2 | 0 | 0 | 0 | 0 | 0 | C2 | [5 empty] | C2 | [5 empty] | 0 | [6 empty] | 0 | [6 empty] | 0 | [6 empty] | 0 | [6 empty] | 0 | [6 empty] | 0
|  |  | 0 | 0 | C3 | 0 | 0 | 0 | 0 | 0 | 0 | 0 | 0 | 0 | 0 | 0 | 0 | 0 | 0 | 0 | 0 | 0 | 0 | 0 | 0 | 0 | 0 | 0 | 0 | 0 | 0 | 0 | 0 | 0 | 0 | 0 | 0 | 0 | 0 | 0 | 0 |  |  | C3 | 0 | 0 | 0 | 0 | 0 | C3 | 0 | 0 | 0 | 0 | 0 | C3 | [5 empty] | C3 | [5 empty] | 0 | [6 empty] | 0 | [6 empty] | 0 | [6 empty] | 0 | [6 empty] | 0 | [6 empty] | 0
|  |  | 0 | 0 | C4 | 0 | 0 | 0 | 0 | 0 | 0 | 0 | 0 | 0 | 0 | 0 | 0 | 0 | 0 | 0 | 0 | 0 | 0 | 0 | 0 | 0 | 0 | 0 | 0 | 0 | 0 | 0 | 0 | 0 | 0 | 0 | 0 | 0 | 0 | 0 | 0 |  |  | C4 | 0 | 0 | 0 | 0 | 0 | C4 | 0 | 0 | 0 | 0 | 0 | C4 | [5 empty] | C4 | [5 empty] | 0 | [6 empty] | 0 | [6 empty] | 0 | [6 empty] | 0 | [6 empty] | 0 | [6 empty] | 0
|  |  | 0 | 0 |  | 0 | 0 | 0 | 0 | 0 |  | 0 | 0 | 0 | 0 | 0 |  | 0 | 0 | 0 | 0 | 0 |  | 0 | 0 | 0 | 0 | 0 |  | 0 | 0 | 0 | 0 | 0 |  | 0 | 0 | 0 | 0 | 0 | [22 empty] | 0 | 0 | 0 | 0 | 0 | 0 |  | 0 | 0 | 0 | 0 | 0 | 0 |  | 0 | 0 | 0 | 0 | 0 | 0 |  | 0 | 0 | 0 | 0 | 0 | 0 |  | 0 | 0 | 0 | 0 | 0 | 0 |  | 0 | 0 | 0 | 0 | 0 | 0
| [Please insert new asset category as required] |  | 0 | 0 | C1 | 0 | 0 | 0 | 0 | 0 | 0 | 0 | 0 | 0 | 0 | 0 | 0 | 0 | 0 | 0 | 0 | 0 | 0 | 0 | 0 | 0 | 0 | 0 | 0 | 0 | 0 | 0 | 0 | 0 | 0 | 0 | 0 | 0 | 0 | 0 | 0 |  |  | C1 | 0 | 0 | 0 | 0 | 0 | C1 | 0 | 0 | 0 | 0 | 0 | C1 | [5 empty] | C1 | [5 empty] | 0 | [6 empty] | 0 | [6 empty] | 0 | [6 empty] | 0 | [6 empty] | 0 | [6 empty] | 0
|  |  | 0 | 0 | C2 | 0 | 0 | 0 | 0 | 0 | 0 | 0 | 0 | 0 | 0 | 0 | 0 | 0 | 0 | 0 | 0 | 0 | 0 | 0 | 0 | 0 | 0 | 0 | 0 | 0 | 0 | 0 | 0 | 0 | 0 | 0 | 0 | 0 | 0 | 0 | 0 |  |  | C2 | 0 | 0 | 0 | 0 | 0 | C2 | 0 | 0 | 0 | 0 | 0 | C2 | [5 empty] | C2 | [5 empty] | 0 | [6 empty] | 0 | [6 empty] | 0 | [6 empty] | 0 | [6 empty] | 0 | [6 empty] | 0
|  |  | 0 | 0 | C3 | 0 | 0 | 0 | 0 | 0 | 0 | 0 | 0 | 0 | 0 | 0 | 0 | 0 | 0 | 0 | 0 | 0 | 0 | 0 | 0 | 0 | 0 | 0 | 0 | 0 | 0 | 0 | 0 | 0 | 0 | 0 | 0 | 0 | 0 | 0 | 0 |  |  | C3 | 0 | 0 | 0 | 0 | 0 | C3 | 0 | 0 | 0 | 0 | 0 | C3 | [5 empty] | C3 | [5 empty] | 0 | [6 empty] | 0 | [6 empty] | 0 | [6 empty] | 0 | [6 empty] | 0 | [6 empty] | 0
|  |  | 0 | 0 | C4 | 0 | 0 | 0 | 0 | 0 | 0 | 0 | 0 | 0 | 0 | 0 | 0 | 0 | 0 | 0 | 0 | 0 | 0 | 0 | 0 | 0 | 0 | 0 | 0 | 0 | 0 | 0 | 0 | 0 | 0 | 0 | 0 | 0 | 0 | 0 | 0 |  |  | C4 | 0 | 0 | 0 | 0 | 0 | C4 | 0 | 0 | 0 | 0 | 0 | C4 | [5 empty] | C4 | [5 empty] | 0 | [6 empty] | 0 | [6 empty] | 0 | [6 empty] | 0 | [6 empty] | 0 | [6 empty] | 0
|  |  | 0 | 0 |  | 0 | 0 | 0 | 0 | 0 |  | 0 | 0 | 0 | 0 | 0 |  | 0 | 0 | 0 | 0 | 0 |  | 0 | 0 | 0 | 0 | 0 |  | 0 | 0 | 0 | 0 | 0 |  | 0 | 0 | 0 | 0 | 0 | [22 empty] | 0 | 0 | 0 | 0 | 0 | 0 |  | 0 | 0 | 0 | 0 | 0 | 0 |  | 0 | 0 | 0 | 0 | 0 | 0 |  | 0 | 0 | 0 | 0 | 0 | 0 |  | 0 | 0 | 0 | 0 | 0 | 0 |  | 0 | 0 | 0 | 0 | 0 | 0
| [Please insert new asset category as required] |  | 0 | 0 | C1 | 0 | 0 | 0 | 0 | 0 | 0 | 0 | 0 | 0 | 0 | 0 | 0 | 0 | 0 | 0 | 0 | 0 | 0 | 0 | 0 | 0 | 0 | 0 | 0 | 0 | 0 | 0 | 0 | 0 | 0 | 0 | 0 | 0 | 0 | 0 | 0 |  |  | C1 | 0 | 0 | 0 | 0 | 0 | C1 | 0 | 0 | 0 | 0 | 0 | C1 | [5 empty] | C1 | [5 empty] | 0 | [6 empty] | 0 | [6 empty] | 0 | [6 empty] | 0 | [6 empty] | 0 | [6 empty] | 0
|  |  | 0 | 0 | C2 | 0 | 0 | 0 | 0 | 0 | 0 | 0 | 0 | 0 | 0 | 0 | 0 | 0 | 0 | 0 | 0 | 0 | 0 | 0 | 0 | 0 | 0 | 0 | 0 | 0 | 0 | 0 | 0 | 0 | 0 | 0 | 0 | 0 | 0 | 0 | 0 |  |  | C2 | 0 | 0 | 0 | 0 | 0 | C2 | 0 | 0 | 0 | 0 | 0 | C2 | [5 empty] | C2 | [5 empty] | 0 | [6 empty] | 0 | [6 empty] | 0 | [6 empty] | 0 | [6 empty] | 0 | [6 empty] | 0
|  |  | 0 | 0 | C3 | 0 | 0 | 0 | 0 | 0 | 0 | 0 | 0 | 0 | 0 | 0 | 0 | 0 | 0 | 0 | 0 | 0 | 0 | 0 | 0 | 0 | 0 | 0 | 0 | 0 | 0 | 0 | 0 | 0 | 0 | 0 | 0 | 0 | 0 | 0 | 0 |  |  | C3 | 0 | 0 | 0 | 0 | 0 | C3 | 0 | 0 | 0 | 0 | 0 | C3 | [5 empty] | C3 | [5 empty] | 0 | [6 empty] | 0 | [6 empty] | 0 | [6 empty] | 0 | [6 empty] | 0 | [6 empty] | 0
|  |  | 0 | 0 | C4 | 0 | 0 | 0 | 0 | 0 | 0 | 0 | 0 | 0 | 0 | 0 | 0 | 0 | 0 | 0 | 0 | 0 | 0 | 0 | 0 | 0 | 0 | 0 | 0 | 0 | 0 | 0 | 0 | 0 | 0 | 0 | 0 | 0 | 0 | 0 | 0 |  |  | C4 | 0 | 0 | 0 | 0 | 0 | C4 | 0 | 0 | 0 | 0 | 0 | C4 | [5 empty] | C4 | [5 empty] | 0 | [6 empty] | 0 | [6 empty] | 0 | [6 empty] | 0 | [6 empty] | 0 | [6 empty] | 0
|  |  | 0 | 0 |  | 0 | 0 | 0 | 0 | 0 |  | 0 | 0 | 0 | 0 | 0 |  | 0 | 0 | 0 | 0 | 0 |  | 0 | 0 | 0 | 0 | 0 |  | 0 | 0 | 0 | 0 | 0 |  | 0 | 0 | 0 | 0 | 0 | [22 empty] | 0 | 0 | 0 | 0 | 0 | 0 |  | 0 | 0 | 0 | 0 | 0 | 0 |  | 0 | 0 | 0 | 0 | 0 | 0 |  | 0 | 0 | 0 | 0 | 0 | 0 |  | 0 | 0 | 0 | 0 | 0 | 0 |  | 0 | 0 | 0 | 0 | 0 | 0
| [Please insert new asset category as required] |  | 0 | 0 | C1 | 0 | 0 | 0 | 0 | 0 | 0 | 0 | 0 | 0 | 0 | 0 | 0 | 0 | 0 | 0 | 0 | 0 | 0 | 0 | 0 | 0 | 0 | 0 | 0 | 0 | 0 | 0 | 0 | 0 | 0 | 0 | 0 | 0 | 0 | 0 | 0 |  |  | C1 | 0 | 0 | 0 | 0 | 0 | C1 | 0 | 0 | 0 | 0 | 0 | C1 | [5 empty] | C1 | [5 empty] | 0 | [6 empty] | 0 | [6 empty] | 0 | [6 empty] | 0 | [6 empty] | 0 | [6 empty] | 0
|  |  | 0 | 0 | C2 | 0 | 0 | 0 | 0 | 0 | 0 | 0 | 0 | 0 | 0 | 0 | 0 | 0 | 0 | 0 | 0 | 0 | 0 | 0 | 0 | 0 | 0 | 0 | 0 | 0 | 0 | 0 | 0 | 0 | 0 | 0 | 0 | 0 | 0 | 0 | 0 |  |  | C2 | 0 | 0 | 0 | 0 | 0 | C2 | 0 | 0 | 0 | 0 | 0 | C2 | [5 empty] | C2 | [5 empty] | 0 | [6 empty] | 0 | [6 empty] | 0 | [6 empty] | 0 | [6 empty] | 0 | [6 empty] | 0
|  |  | 0 | 0 | C3 | 0 | 0 | 0 | 0 | 0 | 0 | 0 | 0 | 0 | 0 | 0 | 0 | 0 | 0 | 0 | 0 | 0 | 0 | 0 | 0 | 0 | 0 | 0 | 0 | 0 | 0 | 0 | 0 | 0 | 0 | 0 | 0 | 0 | 0 | 0 | 0 |  |  | C3 | 0 | 0 | 0 | 0 | 0 | C3 | 0 | 0 | 0 | 0 | 0 | C3 | [5 empty] | C3 | [5 empty] | 0 | [6 empty] | 0 | [6 empty] | 0 | [6 empty] | 0 | [6 empty] | 0 | [6 empty] | 0
|  |  | 0 | 0 | C4 | 0 | 0 | 0 | 0 | 0 | 0 | 0 | 0 | 0 | 0 | 0 | 0 | 0 | 0 | 0 | 0 | 0 | 0 | 0 | 0 | 0 | 0 | 0 | 0 | 0 | 0 | 0 | 0 | 0 | 0 | 0 | 0 | 0 | 0 | 0 | 0 |  |  | C4 | 0 | 0 | 0 | 0 | 0 | C4 | 0 | 0 | 0 | 0 | 0 | C4 | [5 empty] | C4 | [5 empty] | 0 | [6 empty] | 0 | [6 empty] | 0 | [6 empty] | 0 | [6 empty] | 0 | [6 empty] | 0
|  |  | 0 | 0 |  | 0 | 0 | 0 | 0 | 0 |  | 0 | 0 | 0 | 0 | 0 |  | 0 | 0 | 0 | 0 | 0 |  | 0 | 0 | 0 | 0 | 0 |  | 0 | 0 | 0 | 0 | 0 |  | 0 | 0 | 0 | 0 | 0 | [22 empty] | 0 | 0 | 0 | 0 | 0 | 0 |  | 0 | 0 | 0 | 0 | 0 | 0 |  | 0 | 0 | 0 | 0 | 0 | 0 |  | 0 | 0 | 0 | 0 | 0 | 0 |  | 0 | 0 | 0 | 0 | 0 | 0 |  | 0 | 0 | 0 | 0 | 0 | 0
[63 empty] | 167038.2849 | 1433377.5345 | 1443464.0968 | 957606.2145 | 860826.2086 | 4862312.3392 |  | 199107.7153 | 1402954.5453 | 1597252.7117 | 779639.6831 | 1106439.6763 | 5085394.3315 |  | 125817.6831 | 1119677.8582 | 2620994.6206 | 711554.4292 | 2467227.996 | 7045272.5871 |  | 173962.0748 | 1119677.8582 | 2620994.6206 | 305151.9326 | 1498684.8124 | 5718471.2986 |  | 88649.3613 | 765352.3894 | 3840453.7673 | 1102553.6455 | 2653387.0494 | 8450396.2129 |  | 144629.9664 | 765352.3894 | 3840453.7673 | 598549.2764 | 1121150.5573 | 6470135.9568
| 132kV Network | [66 empty] | 0 | [6 empty] | 0 | [6 empty] | 0 | [6 empty] | 0 | [6 empty] | 0 | [6 empty] | 0
| 132kV CBs |  | 14 | 14 | C1 | 4 | 1 | 9 | 0 | 0 | 14 | 4 | 1 | 9 | 0 | 0 | 14 | 3 | 0 | 0 | -3 | 0 | 0 | 0 | 2 | 4 | 6 | 2 | 14 | 10 | 0 | 0 | -3 | -7 | 0 | 0 | 2 | 1 | 4 | 7 | 14 |  |  | C1 | 0.0051718 | 0.0051718 | 0.01974 | 0.034946 | 0.053599 | C1 | 240432.0773 | 240432.0773 | 240432.0773 | 240432.0773 | 240432.0773 | C1 | 1243.4738 | 1243.4738 | 4746.0787 | 8402.0745 | 12886.9261 | C1 | 4973.8953 | 1243.4738 | 42714.7084 | 0 | 0 | 48932.0776 |  | 4973.8953 | 1243.4738 | 42714.7084 | 0 | 0 | 48932.0776 |  | 0 | 2486.9477 | 18984.3149 | 50412.4467 | 25773.8522 | 97657.5615 |  | 3730.4215 | 2486.9477 | 18984.3149 | 25206.2234 | 25773.8522 | 76181.7596 |  | 0 | 2486.9477 | 4746.0787 | 33608.2978 | 90208.4829 | 131049.8071 |  | 12434.7383 | 2486.9477 | 4746.0787 | 8402.0745 | 0 | 28069.8391
|  |  | 73 | 73 | C2 | 20 | 32 | 20 | 1 | 0 | 73 | 20 | 20 | 20 | 1 | 0 | 61 | 12 | 0 | 0 | -12 | 0 | 0 | 14 | 34 | 8 | 16 | 1 | 73 | 14 | 0 | 0 | -12 | -2 | 0 | 13 | 35 | 4 | 15 | 6 | 73 |  |  | C2 | 0.0051718 | 0.0051718 | 0.01974 | 0.034946 | 0.053599 | C2 | 343474.3961 | 343474.3961 | 343474.3961 | 343474.3961 | 343474.3961 | C2 | 1776.3912 | 1776.3912 | 6780.1125 | 12002.9635 | 18409.8945 | C2 | 35527.8237 | 35527.8237 | 135602.249 | 12002.9635 | 0 | 218660.86 |  | 35527.8237 | 56844.518 | 135602.249 | 12002.9635 | 0 | 239977.5542 |  | 24869.4766 | 60397.3003 | 54240.8996 | 192047.4162 | 18409.8945 | 349964.9872 |  | 46186.1708 | 60397.3003 | 54240.8996 | 48011.854 | 18409.8945 | 227246.1193 |  | 23093.0854 | 62173.6915 | 27120.4498 | 180044.4526 | 110459.3668 | 402891.0462 |  | 47962.562 | 62173.6915 | 27120.4498 | 36008.8905 | 73639.5779 | 246905.1717
|  |  | 87 | 87 | C3 | 51 | 15 | 21 | 0 | 0 | 87 | 50 | 15 | 21 | 1 | 0 | 87 | 2 | 0 | 0 | -2 | 0 | 0 | 42 | 23 | 13 | 9 | 0 | 87 | 2 | 0 | 0 | -2 | 0 | 0 | 27 | 38 | 2 | 11 | 9 | 87 |  |  | C3 | 0.0051718 | 0.0051718 | 0.01974 | 0.034946 | 0.053599 | C3 | 515211.5942 | 515211.5942 | 515211.5942 | 515211.5942 | 515211.5942 | C3 | 2664.5868 | 2664.5868 | 10170.1687 | 18004.4453 | 27614.8417 | C3 | 133229.339 | 39968.8017 | 213573.5422 | 18004.4453 | 0 | 404776.1281 |  | 135893.9257 | 39968.8017 | 213573.5422 | 0 | 0 | 389436.2696 |  | 111912.6447 | 61285.4959 | 132212.1928 | 162040.0074 | 0 | 467450.3408 |  | 117241.8183 | 61285.4959 | 132212.1928 | 126031.1168 | 0 | 436770.6238 |  | 71943.843 | 101254.2976 | 20340.3374 | 198048.8979 | 248533.5752 | 640120.9512 |  | 77273.0166 | 101254.2976 | 20340.3374 | 162040.0074 | 248533.5752 | 609441.2342
|  |  | 50 | 50 | C4 | 23 | 22 | 4 | 1 | 0 | 50 | 23 | 22 | 4 | 1 | 0 | 50 | 0 | 0 | 0 | 0 | 0 | 0 | 23 | 22 | 2 | 3 | 0 | 50 | 0 | 0 | 0 | 0 | 0 | 0 | 19 | 21 | 7 | 0 | 3 | 50 |  |  | C4 | 0.0051718 | 0.0051718 | 0.01974 | 0.034946 | 0.053599 | C4 | 858685.9903 | 858685.9903 | 858685.9903 | 858685.9903 | 858685.9903 | C4 | 4440.978 | 4440.978 | 16950.2811 | 30007.4088 | 46024.7362 | C4 | 102142.4932 | 97701.5152 | 67801.1245 | 30007.4088 | 0 | 297652.5417 |  | 102142.4932 | 97701.5152 | 67801.1245 | 30007.4088 | 0 | 297652.5417 |  | 102142.4932 | 97701.5152 | 33900.5623 | 90022.2263 | 0 | 323766.797 |  | 102142.4932 | 97701.5152 | 33900.5623 | 90022.2263 | 0 | 323766.797 |  | 84378.5813 | 93260.5373 | 118651.9679 | 0 | 138074.2085 | 434365.295 |  | 84378.5813 | 93260.5373 | 118651.9679 | 0 | 138074.2085 | 434365.295
|  |  | 224 | 224 |  | 98 | 70 | 54 | 2 | 0 |  | 97 | 58 | 54 | 3 | 0 |  | 17 | 0 | 0 | -17 | 0 |  | 79 | 81 | 27 | 34 | 3 |  | 26 | 0 | 0 | -17 | -9 |  | 59 | 96 | 14 | 30 | 25 | [22 empty] | 275873.5512 | 174441.6145 | 459691.6241 | 60014.8175 | 0 | 970021.6074 |  | 278538.138 | 195758.3087 | 459691.6241 | 42010.3723 | 0 | 975998.4431 |  | 238924.6145 | 221871.2592 | 239337.9695 | 494522.0966 | 44183.7467 | 1238839.6865 |  | 269300.9038 | 221871.2592 | 239337.9695 | 289271.4206 | 44183.7467 | 1063965.2998 |  | 179415.5098 | 259175.4741 | 170858.8337 | 411701.6484 | 587275.6334 | 1608427.0994 |  | 222048.8983 | 259175.4741 | 170858.8337 | 206450.9724 | 460247.3616 | 1318781.54
| 132kV Transformer |  | 4 | 4 | C1 | 2 | 2 | 0 | 0 | 0 | 4 | 2 | 2 | 0 | 0 | 0 | 4 | 0 | 0 | 0 | 0 | 0 | 0 | 2 | 2 | 0 | 0 | 0 | 4 | 0 | 0 | 0 | 0 | 0 | 0 | 2 | 0 | 2 | 0 | 0 | 4 |  |  | C1 | 0.0085067 | 0.0085067 | 0.031863 | 0.066088 | 0.13524 | C1 | 441230.3 | 441230.3 | 441230.3 | 441230.3 | 441230.3 | C1 | 3753.4182 | 3753.4182 | 14058.7799 | 29160.0188 | 59673.8914 | C1 | 7506.8364 | 7506.8364 | 0 | 0 | 0 | 15013.6728 |  | 7506.8364 | 7506.8364 | 0 | 0 | 0 | 15013.6728 |  | 7506.8364 | 7506.8364 | 0 | 0 | 0 | 15013.6728 |  | 7506.8364 | 7506.8364 | 0 | 0 | 0 | 15013.6728 |  | 7506.8364 | 0 | 28117.5597 | 0 | 0 | 35624.3961 |  | 7506.8364 | 0 | 28117.5597 | 0 | 0 | 35624.3961
|  |  | 127 | 129 | C2 | 20 | 82 | 14 | 8 | 3 | 127 | 20 | 71 | 14 | 12 | 3 | 120 | 7 | 0 | 0 | -2 | -2 | 3 | 11 | 75 | 30 | 8 | 3 | 127 | 9 | 0 | 0 | -5 | -2 | 2 | 6 | 62 | 46 | 9 | 4 | 127 |  |  | C2 | 0.0085067 | 0.0085067 | 0.031863 | 0.066088 | 0.13524 | C2 | 630329 | 630329 | 630329 | 630329 | 630329 | C2 | 5362.026 | 5362.026 | 20083.9712 | 41657.1697 | 85248.4164 | C2 | 107240.5202 | 380703.8465 | 281175.5971 | 499886.0366 | 255745.2491 | 1524751.2494 |  | 107240.5202 | 439686.1326 | 281175.5971 | 333257.3577 | 255745.2491 | 1417104.8567 |  | 58982.2861 | 402151.9506 | 602519.1367 | 333257.3577 | 255745.2491 | 1652655.9801 |  | 96516.4681 | 402151.9506 | 602519.1367 | 249943.0183 | 85248.4164 | 1436378.99 |  | 32172.156 | 332445.6125 | 923862.6762 | 374914.5274 | 340993.6654 | 2004388.6376 |  | 80430.3901 | 332445.6125 | 923862.6762 | 166628.6789 | 170496.8327 | 1673864.1903
|  |  | 54 | 55 | C3 | 7 | 28 | 15 | 3 | 1 | 54 | 7 | 26 | 15 | 5 | 1 | 54 | 7 | 0 | 0 | -6 | -1 | 0 | 5 | 24 | 16 | 8 | 1 | 54 | 15 | 0 | 0 | -9 | -5 | 1 | 2 | 26 | 7 | 13 | 6 | 54 |  |  | C3 | 0.0085067 | 0.0085067 | 0.031863 | 0.066088 | 0.13524 | C3 | 945493.5 | 945493.5 | 945493.5 | 945493.5 | 945493.5 | C3 | 8043.039 | 8043.039 | 30125.9568 | 62485.7546 | 127872.6245 | C3 | 56301.2731 | 209119.0143 | 451889.3525 | 312428.7729 | 127872.6245 | 1157611.0373 |  | 56301.2731 | 225205.0923 | 451889.3525 | 187457.2637 | 127872.6245 | 1048725.6061 |  | 40215.1951 | 193032.9363 | 482015.3093 | 499886.0366 | 127872.6245 | 1343022.1018 |  | 96516.4681 | 193032.9363 | 482015.3093 | 124971.5091 | 0 | 896536.2229 |  | 16086.078 | 209119.0143 | 210881.6978 | 812314.8094 | 767235.7472 | 2015637.3467 |  | 136731.6632 | 209119.0143 | 210881.6978 | 249943.0183 | 127872.6245 | 934548.0181
|  |  | 4 | 5 | C4 | 0 | 2 | 2 | 0 | 0 | 4 | 0 | 2 | 2 | 0 | 0 | 4 | 0 | 0 | 0 | 0 | 0 | 0 | 0 | 1 | 2 | 1 | 0 | 4 | 2 | 0 | 0 | -1 | 0 | 1 | 0 | 1 | 1 | 1 | 1 | 4 |  |  | C4 | 0.0085067 | 0.0085067 | 0.031863 | 0.066088 | 0.13524 | C4 | 1575822.5 | 1575822.5 | 1575822.5 | 1575822.5 | 1575822.5 | C4 | 13405.065 | 13405.065 | 50209.9281 | 104142.9243 | 213121.0409 | C4 | 0 | 26810.13 | 100419.8561 | 0 | 0 | 127229.9861 |  | 0 | 26810.13 | 100419.8561 | 0 | 0 | 127229.9861 |  | 0 | 13405.065 | 100419.8561 | 104142.9243 | 0 | 217967.8454 |  | 0 | 13405.065 | 100419.8561 | 104142.9243 | 0 | 217967.8454 |  | 0 | 13405.065 | 50209.9281 | 104142.9243 | 213121.0409 | 380878.9582 |  | 26810.13 | 13405.065 | 50209.9281 | 0 | 213121.0409 | 303546.164
|  |  | 189 | 193 |  | 29 | 114 | 31 | 11 | 4 |  | 29 | 101 | 31 | 17 | 4 |  | 14 | 0 | 0 | -8 | -3 |  | 18 | 102 | 48 | 17 | 4 |  | 26 | 0 | 0 | -15 | -7 |  | 10 | 89 | 56 | 23 | 11 | [22 empty] | 171048.6296 | 624139.8273 | 833484.8057 | 812314.8094 | 383617.8736 | 2824605.9457 |  | 171048.6296 | 699208.1914 | 833484.8057 | 520714.6214 | 383617.8736 | 2608074.1218 |  | 106704.3176 | 616096.7883 | 1184954.3021 | 937286.3186 | 383617.8736 | 3228659.6001 |  | 200539.7727 | 616096.7883 | 1184954.3021 | 479057.4517 | 85248.4164 | 2565896.7311 |  | 55765.0705 | 554969.6918 | 1213071.8618 | 1291372.2612 | 1321350.4534 | 4436529.3387 |  | 251479.0198 | 554969.6918 | 1213071.8618 | 416571.6972 | 511490.4981 | 2947582.7686
| 132kV UG Cable (Gas) |  | 0 | 0 | C1 | 0 | 0 | 0 | 0 | 0 | 0 | 0 | 0 | 0 | 0 | 0 | 0 | 0 | 0 | 0 | 0 | 0 | 0 | 0 | 0 | 0 | 0 | 0 | 0 | 0 | 0 | 0 | 0 | 0 | 0 | 0 | 0 | 0 | 0 | 0 | 0 |  |  | C1 | 0.0005345 | 0.0005345 | 0.0020035 | 0.004131 | 0.0085 | C1 | 1145925.9 | 1145925.9 | 1145925.9 | 1145925.9 | 1145925.9 | C1 | 612.4974 | 612.4974 | 2295.8625 | 4733.8199 | 9740.3702 | C1 | 0 | 0 | 0 | 0 | 0 | 0 |  | 0 | 0 | 0 | 0 | 0 | 0 |  | 0 | 0 | 0 | 0 | 0 | 0 |  | 0 | 0 | 0 | 0 | 0 | 0 |  | 0 | 0 | 0 | 0 | 0 | 0 |  | 0 | 0 | 0 | 0 | 0 | 0
|  |  | 0 | 0 | C2 | 0 | 0 | 0 | 0 | 0 | 0 | 0 | 0 | 0 | 0 | 0 | 0 | 0 | 0 | 0 | 0 | 0 | 0 | 0 | 0 | 0 | 0 | 0 | 0 | 0 | 0 | 0 | 0 | 0 | 0 | 0 | 0 | 0 | 0 | 0 | 0 |  |  | C2 | 0.0005345 | 0.0005345 | 0.0020035 | 0.004131 | 0.0085 | C2 | 1637037 | 1637037 | 1637037 | 1637037 | 1637037 | C2 | 874.9963 | 874.9963 | 3279.8036 | 6762.5998 | 13914.8145 | C2 | 0 | 0 | 0 | 0 | 0 | 0 |  | 0 | 0 | 0 | 0 | 0 | 0 |  | 0 | 0 | 0 | 0 | 0 | 0 |  | 0 | 0 | 0 | 0 | 0 | 0 |  | 0 | 0 | 0 | 0 | 0 | 0 |  | 0 | 0 | 0 | 0 | 0 | 0
|  |  | 15 | 15 | C3 | 0 | 0 | 0 | 15 | 0 | 15 | 0 | 0 | 0 | 15 | 0 | 15 | 0 | 0 | 0 | 0 | 0 | 0 | 0 | 0 | 0 | 5 | 10 | 15 | 0 | 0 | 0 | 0 | 0 | 0 | 0 | 0 | 0 | 0 | 15 | 15 |  |  | C3 | 0.0005345 | 0.0005345 | 0.0020035 | 0.004131 | 0.0085 | C3 | 2455555.5 | 2455555.5 | 2455555.5 | 2455555.5 | 2455555.5 | C3 | 1312.4944 | 1312.4944 | 4919.7054 | 10143.8998 | 20872.2218 | C3 | 0 | 0 | 0 | 152158.4966 | 0 | 152158.4966 |  | 0 | 0 | 0 | 152158.4966 | 0 | 152158.4966 |  | 0 | 0 | 0 | 50719.4989 | 208722.2175 | 259441.7164 |  | 0 | 0 | 0 | 50719.4989 | 208722.2175 | 259441.7164 |  | 0 | 0 | 0 | 0 | 313083.3262 | 313083.3262 |  | 0 | 0 | 0 | 0 | 313083.3262 | 313083.3262
|  |  | 44 | 13 | C4 | 0 | 0 | 0 | 34 | 10 | 44 | 0 | 0 | 0 | 41 | 10 | 51 | 0 | 0 | 0 | 0 | -31 | -31 | 0 | 0 | 0 | 7 | 37 | 44 | 0 | 0 | 0 | 0 | -31 | -31 | 0 | 0 | 0 | 0 | 44 | 44 |  |  | C4 | 0.0005345 | 0.0005345 | 0.0020035 | 0.004131 | 0.0085 | C4 | 4092592.5 | 4092592.5 | 4092592.5 | 4092592.5 | 4092592.5 | C4 | 2187.4907 | 2187.4907 | 8199.5091 | 16906.4996 | 34787.0363 | C4 | 0 | 0 | 0 | 693166.4843 | 347870.3625 | 1041036.8468 |  | 0 | 0 | 0 | 574820.987 | 347870.3625 | 922691.3495 |  | 0 | 0 | 0 | 118345.4973 | 1287120.3413 | 1405465.8386 |  | 0 | 0 | 0 | 118345.4973 | 208722.2175 | 327067.7148 |  | 0 | 0 | 0 | 0 | 1530629.595 | 1530629.595 |  | 0 | 0 | 0 | 0 | 452231.4713 | 452231.4713
|  |  | 59 | 28 |  | 0 | 0 | 0 | 49 | 10 |  | 0 | 0 | 0 | 56 | 10 |  | 0 | 0 | 0 | 0 | -31 |  | 0 | 0 | 0 | 12 | 47 |  | 0 | 0 | 0 | 0 | -31 |  | 0 | 0 | 0 | 0 | 59 | [22 empty] | 0 | 0 | 0 | 845324.9809 | 347870.3625 | 1193195.3434 |  | 0 | 0 | 0 | 726979.4836 | 347870.3625 | 1074849.8461 |  | 0 | 0 | 0 | 169064.9962 | 1495842.5588 | 1664907.5549 |  | 0 | 0 | 0 | 169064.9962 | 417444.435 | 586509.4312 |  | 0 | 0 | 0 | 0 | 1843712.9213 | 1843712.9213 |  | 0 | 0 | 0 | 0 | 765314.7975 | 765314.7975
| 132kV UG Cable (Oil) |  | 49 | 45 | C1 | 0 | 23 | 15 | 0 | 11 | 49 | 0 | 33 | 12 | 1 | 3 | 49 | 0 | 0 | 0 | 0 | 0 | 0 | 0 | 15 | 22 | 0 | 12 | 49 | 0 | 0 | 0 | -4 | 0 | -4 | 0 | 12 | 20 | 4 | 13 | 49 |  |  | C1 | 0.0005345 | 0.0005345 | 0.0020035 | 0.004131 | 0.0085 | C1 | 1197080.815 | 1197080.815 | 1197080.815 | 1197080.815 | 1197080.815 | C1 | 639.8397 | 639.8397 | 2398.3514 | 4945.1408 | 10175.1869 | C1 | 0 | 21114.71 | 28780.217 | 4945.1408 | 30525.5608 | 85365.6285 |  | 0 | 14716.313 | 35975.2712 | 0 | 111927.0562 | 162618.6404 |  | 0 | 9597.5954 | 52763.7311 | 0 | 122102.2431 | 184463.5696 |  | 0 | 9597.5954 | 52763.7311 | 0 | 122102.2431 | 184463.5696 |  | 0 | 7678.0763 | 47967.0283 | 19780.5634 | 132277.4301 | 207703.098 |  | 0 | 7678.0763 | 47967.0283 | 0 | 132277.4301 | 187922.5347
|  |  | 39 | 35.7 | C2 | 0 | 19 | 11 | 1 | 8 | 39 | 0 | 28 | 9 | 1 | 2 | 40 | 0 | 0 | 0 | 0 | 0 | 0 | 0 | 10 | 17 | 1 | 11 | 39 | 0 | 0 | 0 | -3 | -0.3 | -3.3 | 0 | 9 | 16 | 3 | 11 | 39 |  |  | C2 | 0.0005345 | 0.0005345 | 0.0020035 | 0.004131 | 0.0085 | C2 | 1710115.45 | 1710115.45 | 1710115.45 | 1710115.45 | 1710115.45 | C2 | 914.0567 | 914.0567 | 3426.2163 | 7064.4869 | 14535.9813 | C2 | 0 | 25593.5878 | 30835.9467 | 7064.4869 | 29071.9627 | 92565.9841 |  | 0 | 17367.0775 | 37688.3793 | 7064.4869 | 116287.8506 | 178407.7943 |  | 0 | 9140.5671 | 58245.6772 | 7064.4869 | 159895.7946 | 234346.5257 |  | 0 | 9140.5671 | 58245.6772 | 7064.4869 | 159895.7946 | 234346.5257 |  | 0 | 8226.5104 | 54819.4609 | 21193.4608 | 159895.7946 | 244135.2266 |  | 0 | 8226.5104 | 54819.4609 | 0 | 155535.0002 | 218580.9714
|  |  | 69 | 57.3 | C3 | 0 | 33 | 21 | 0 | 15 | 69 | 0 | 47 | 17 | 1 | 11 | 76 | 0 | 0 | 0 | 0 | -3.6 | -3.6 | 0 | 21 | 30 | 1 | 17 | 69 | 0 | 0 | 0 | -4.05 | -7.65 | -11.7 | 0 | 18 | 28 | 5 | 18 | 69 |  |  | C3 | 0.0005345 | 0.0005345 | 0.0020035 | 0.004131 | 0.0085 | C3 | 2565173.175 | 2565173.175 | 2565173.175 | 2565173.175 | 2565173.175 | C3 | 1371.0851 | 1371.0851 | 5139.3245 | 10596.7304 | 21803.972 | C3 | 0 | 64440.9979 | 87368.5158 | 10596.7304 | 239843.6919 | 402249.9359 |  | 0 | 45245.807 | 107925.8136 | 0 | 327059.5798 | 480231.2004 |  | 0 | 28792.7863 | 154179.7337 | 10596.7304 | 370667.5238 | 564236.7742 |  | 0 | 28792.7863 | 154179.7337 | 10596.7304 | 292173.2246 | 485742.475 |  | 0 | 24679.5311 | 143901.0848 | 52983.6519 | 392471.4958 | 614035.7636 |  | 0 | 24679.5311 | 143901.0848 | 10066.8939 | 225671.1101 | 404318.6198
|  |  | 49 | 33.2 | C4 | 0 | 23 | 15 | 0 | 11 | 49 | 0 | 33 | 12 | 1 | 3 | 49 | 0 | 0 | 0 | 0 | -2.7 | -2.7 | 0 | 15 | 22 | 0 | 12 | 49 | 0 | 0 | 0 | -4 | -11.8 | -15.8 | 0 | 12 | 20 | 4 | 13 | 49 |  |  | C4 | 0.0005345 | 0.0005345 | 0.0020035 | 0.004131 | 0.0085 | C4 | 4275288.625 | 4275288.625 | 4275288.625 | 4275288.625 | 4275288.625 | C4 | 2285.1418 | 2285.1418 | 8565.5408 | 17661.2173 | 36339.9533 | C4 | 0 | 75409.6784 | 102786.4891 | 17661.2173 | 109019.8599 | 304877.2448 |  | 0 | 52558.2607 | 128483.1114 | 0 | 399739.4864 | 580780.8586 |  | 0 | 34277.1266 | 188441.8967 | 0 | 436079.4398 | 658798.463 |  | 0 | 34277.1266 | 188441.8967 | 0 | 337961.5658 | 560680.5891 |  | 0 | 27421.7012 | 171310.8152 | 70644.8692 | 472419.3931 | 741796.7787 |  | 0 | 27421.7012 | 171310.8152 | 0 | 43607.944 | 242340.4604
|  |  | 206 | 171.2 |  | 0 | 98 | 62 | 1 | 45 |  | 0 | 141 | 50 | 4 | 19 |  | 0 | 0 | 0 | 0 | -6.3 |  | 0 | 61 | 91 | 2 | 52 |  | 0 | 0 | 0 | -15.05 | -19.75 |  | 0 | 51 | 84 | 16 | 55 | [22 empty] | 0 | 186558.9741 | 249771.1686 | 40267.5755 | 408461.0752 | 885058.7934 |  | 0 | 129887.4582 | 310072.5755 | 7064.4869 | 955013.9731 | 1402038.4937 |  | 0 | 81808.0754 | 453631.0387 | 17661.2173 | 1088745.0012 | 1641845.3326 |  | 0 | 81808.0754 | 453631.0387 | 17661.2173 | 912132.8281 | 1465233.1595 |  | 0 | 68005.8191 | 417998.3891 | 164602.5453 | 1157064.1135 | 1807670.867 |  | 0 | 68005.8191 | 417998.3891 | 10066.8939 | 557091.4843 | 1053162.5863
| 132kV UG Cable (Non Pressurised) |  | 0 | 0 | C1 | 0 | 0 | 0 | 0 | 0 | 0 | 0 | 0 | 0 | 0 | 0 | 0 | 0 | 0 | 0 | 0 | 0 | 0 | 0 | 0 | 0 | 0 | 0 | 0 | 0 | 0 | 0 | 0 | 0 | 0 | 0 | 0 | 0 | 0 | 0 | 0 |  |  | C1 | 0 | 0 | 0 | 0 | 0 | C1 | 0 | 0 | 0 | 0 | 0 | C1 | [5 empty] | C1 | [5 empty] | 0 | [6 empty] | 0 | [6 empty] | 0 | [6 empty] | 0 | [6 empty] | 0 | [6 empty] | 0
|  |  | 0 | 0 | C2 | 0 | 0 | 0 | 0 | 0 | 0 | 0 | 0 | 0 | 0 | 0 | 0 | 0 | 0 | 0 | 0 | 0 | 0 | 0 | 0 | 0 | 0 | 0 | 0 | 0 | 0 | 0 | 0 | 0 | 0 | 0 | 0 | 0 | 0 | 0 | 0 |  |  | C2 | 0 | 0 | 0 | 0 | 0 | C2 | 0 | 0 | 0 | 0 | 0 | C2 | [5 empty] | C2 | [5 empty] | 0 | [6 empty] | 0 | [6 empty] | 0 | [6 empty] | 0 | [6 empty] | 0 | [6 empty] | 0
|  |  | 0 | 0 | C3 | 0 | 0 | 0 | 0 | 0 | 0 | 0 | 0 | 0 | 0 | 0 | 0 | 0 | 0 | 0 | 0 | 0 | 0 | 0 | 0 | 0 | 0 | 0 | 0 | 0 | 0 | 0 | 0 | 0 | 0 | 0 | 0 | 0 | 0 | 0 | 0 |  |  | C3 | 0 | 0 | 0 | 0 | 0 | C3 | 0 | 0 | 0 | 0 | 0 | C3 | [5 empty] | C3 | [5 empty] | 0 | [6 empty] | 0 | [6 empty] | 0 | [6 empty] | 0 | [6 empty] | 0 | [6 empty] | 0
|  |  | 0 | 0 | C4 | 0 | 0 | 0 | 0 | 0 | 0 | 0 | 0 | 0 | 0 | 0 | 0 | 0 | 0 | 0 | 0 | 0 | 0 | 0 | 0 | 0 | 0 | 0 | 0 | 0 | 0 | 0 | 0 | 0 | 0 | 0 | 0 | 0 | 0 | 0 | 0 |  |  | C4 | 0 | 0 | 0 | 0 | 0 | C4 | 0 | 0 | 0 | 0 | 0 | C4 | [5 empty] | C4 | [5 empty] | 0 | [6 empty] | 0 | [6 empty] | 0 | [6 empty] | 0 | [6 empty] | 0 | [6 empty] | 0
|  |  | 0 | 0 |  | 0 | 0 | 0 | 0 | 0 |  | 0 | 0 | 0 | 0 | 0 |  | 0 | 0 | 0 | 0 | 0 |  | 0 | 0 | 0 | 0 | 0 |  | 0 | 0 | 0 | 0 | 0 |  | 0 | 0 | 0 | 0 | 0 | [22 empty] | 0 | 0 | 0 | 0 | 0 | 0 |  | 0 | 0 | 0 | 0 | 0 | 0 |  | 0 | 0 | 0 | 0 | 0 | 0 |  | 0 | 0 | 0 | 0 | 0 | 0 |  | 0 | 0 | 0 | 0 | 0 | 0 |  | 0 | 0 | 0 | 0 | 0 | 0
| 132kV OHL Support - Tower |  | 0 | 0 | C1 | 0 | 0 | 0 | 0 | 0 | 0 | 0 | 0 | 0 | 0 | 0 | 0 | 0 | 0 | 0 | 0 | 0 | 0 | 0 | 0 | 0 | 0 | 0 | 0 | 0 | 0 | 0 | 0 | 0 | 0 | 0 | 0 | 0 | 0 | 0 | 0 |  |  | C1 | 0 | 0 | 8.0765e-05 | 0.00028033 | 0.00065359 | C1 | 211297.8 | 211297.8 | 211297.8 | 211297.8 | 211297.8 | C1 | 0 | 0 | 17.0655 | 59.2342 | 138.1032 | C1 | 0 | 0 | 0 | 0 | 0 | 0 |  | 0 | 0 | 0 | 0 | 0 | 0 |  | 0 | 0 | 0 | 0 | 0 | 0 |  | 0 | 0 | 0 | 0 | 0 | 0 |  | 0 | 0 | 0 | 0 | 0 | 0 |  | 0 | 0 | 0 | 0 | 0 | 0
|  |  | 4 | 4 | C2 | 0 | 3 | 1 | 0 | 0 | 4 | 0 | 3 | 1 | 0 | 0 | 4 | 0 | 0 | 0 | 0 | 0 | 0 | 0 | 3 | 1 | 0 | 0 | 4 | 0 | 0 | 0 | 0 | 0 | 0 | 0 | 2 | 2 | 0 | 0 | 4 |  |  | C2 | 0 | 0 | 8.0765e-05 | 0.00028033 | 0.00065359 | C2 | 301854 | 301854 | 301854 | 301854 | 301854 | C2 | 0 | 0 | 24.3792 | 84.6202 | 197.2903 | C2 | 0 | 0 | 24.3792 | 0 | 0 | 24.3792 |  | 0 | 0 | 24.3792 | 0 | 0 | 24.3792 |  | 0 | 0 | 24.3792 | 0 | 0 | 24.3792 |  | 0 | 0 | 24.3792 | 0 | 0 | 24.3792 |  | 0 | 0 | 48.7585 | 0 | 0 | 48.7585 |  | 0 | 0 | 48.7585 | 0 | 0 | 48.7585
|  |  | 11 | 11 | C3 | 0 | 8 | 1 | 1 | 1 | 11 | 0 | 8 | 1 | 1 | 1 | 11 | 0 | 0 | 0 | 0 | 0 | 0 | 0 | 8 | 1 | 0 | 2 | 11 | 0 | 0 | 0 | 0 | 0 | 0 | 0 | 4 | 5 | 0 | 2 | 11 |  |  | C3 | 0 | 0 | 8.0765e-05 | 0.00028033 | 0.00065359 | C3 | 452781 | 452781 | 452781 | 452781 | 452781 | C3 | 0 | 0 | 36.5689 | 126.9304 | 295.9354 | C3 | 0 | 0 | 36.5689 | 126.9304 | 295.9354 | 459.4346 |  | 0 | 0 | 36.5689 | 126.9304 | 295.9354 | 459.4346 |  | 0 | 0 | 36.5689 | 0 | 591.8708 | 628.4397 |  | 0 | 0 | 36.5689 | 0 | 591.8708 | 628.4397 |  | 0 | 0 | 182.8443 | 0 | 591.8708 | 774.7151 |  | 0 | 0 | 182.8443 | 0 | 591.8708 | 774.7151
|  |  | 0 | 0 | C4 | 0 | 0 | 0 | 0 | 0 | 0 | 0 | 0 | 0 | 0 | 0 | 0 | 0 | 0 | 0 | 0 | 0 | 0 | 0 | 0 | 0 | 0 | 0 | 0 | 0 | 0 | 0 | 0 | 0 | 0 | 0 | 0 | 0 | 0 | 0 | 0 |  |  | C4 | 0 | 0 | 8.0765e-05 | 0.00028033 | 0.00065359 | C4 | 754635 | 754635 | 754635 | 754635 | 754635 | C4 | 0 | 0 | 60.9481 | 211.5506 | 493.2257 | C4 | 0 | 0 | 0 | 0 | 0 | 0 |  | 0 | 0 | 0 | 0 | 0 | 0 |  | 0 | 0 | 0 | 0 | 0 | 0 |  | 0 | 0 | 0 | 0 | 0 | 0 |  | 0 | 0 | 0 | 0 | 0 | 0 |  | 0 | 0 | 0 | 0 | 0 | 0
|  |  | 15 | 15 |  | 0 | 11 | 2 | 1 | 1 |  | 0 | 11 | 2 | 1 | 1 |  | 0 | 0 | 0 | 0 | 0 |  | 0 | 11 | 2 | 0 | 2 |  | 0 | 0 | 0 | 0 | 0 |  | 0 | 6 | 7 | 0 | 2 | [22 empty] | 0 | 0 | 60.9481 | 126.9304 | 295.9354 | 483.8139 |  | 0 | 0 | 60.9481 | 126.9304 | 295.9354 | 483.8139 |  | 0 | 0 | 60.9481 | 0 | 591.8708 | 652.8189 |  | 0 | 0 | 60.9481 | 0 | 591.8708 | 652.8189 |  | 0 | 0 | 231.6028 | 0 | 591.8708 | 823.4736 |  | 0 | 0 | 231.6028 | 0 | 591.8708 | 823.4736
| 132kV OHL Fittings and Conductors (Tower Lines) |  | 0 | 0 | C1 | 0 | 0 | 0 | 0 | 0 | 0 | 0 | 0 | 0 | 0 | 0 | 0 | 0 | 0 | 0 | 0 | 0 | 0 | 0 | 0 | 0 | 0 | 0 | 0 | 0 | 0 | 0 | 0 | 0 | 0 | 0 | 0 | 0 | 0 | 0 | 0 |  | 0 | C1 | 0 | 0 | 8.0765e-05 | 0.00026322 | 0.00051074 | C1 | 211297.8 | 211297.8 | 211297.8 | 211297.8 | 211297.8 | C1 | 0 | 0 | 17.0655 | 55.6168 | 107.9193 | C1 | 0 | 0 | 0 | 0 | 0 | 0 |  | 0 | 0 | 0 | 0 | 0 | 0 |  | 0 | 0 | 0 | 0 | 0 | 0 |  | 0 | 0 | 0 | 0 | 0 | 0 |  | 0 | 0 | 0 | 0 | 0 | 0 |  | 0 | 0 | 0 | 0 | 0 | 0
|  |  | 4 | 4 | C2 | 0 | 3 | 1 | 0 | 0 | 4 | 0 | 3 | 1 | 0 | 0 | 4 | 2 | 0 | -1 | -1 | 0 | 0 | 0 | 2 | 1 | 1 | 0 | 4 | 2 | 0 | -1 | -1 | 0 | 0 | 0 | 2 | 1 | 1 | 0 | 4 |  |  | C2 | 0 | 0 | 8.0765e-05 | 0.00026322 | 0.00051074 | C2 | 301854 | 301854 | 301854 | 301854 | 301854 | C2 | 0 | 0 | 24.3792 | 79.4525 | 154.1704 | C2 | 0 | 0 | 24.3792 | 0 | 0 | 24.3792 |  | 0 | 0 | 24.3792 | 0 | 0 | 24.3792 |  | 0 | 0 | 24.3792 | 79.4525 | 0 | 103.8317 |  | 0 | 0 | 0 | 0 | 0 | 0 |  | 0 | 0 | 24.3792 | 79.4525 | 0 | 103.8317 |  | 0 | 0 | 0 | 0 | 0 | 0
|  |  | 3 | 3 | C3 | 0 | 3 | 0 | 0 | 0 | 3 | 0 | 3 | 0 | 0 | 0 | 3 | 0 | 0 | 0 | 0 | 0 | 0 | 0 | 3 | 0 | 0 | 0 | 3 | 0.79418 | -0.79418 | 0 | 0 | 0 | 0 | 0 | 3 | 0 | 0 | 0 | 3 |  |  | C3 | 0 | 0 | 8.0765e-05 | 0.00026322 | 0.00051074 | C3 | 452781 | 452781 | 452781 | 452781 | 452781 | C3 | 0 | 0 | 36.5689 | 119.1788 | 231.2556 | C3 | 0 | 0 | 0 | 0 | 0 | 0 |  | 0 | 0 | 0 | 0 | 0 | 0 |  | 0 | 0 | 0 | 0 | 0 | 0 |  | 0 | 0 | 0 | 0 | 0 | 0 |  | 0 | 0 | 0 | 0 | 0 | 0 |  | 0 | 0 | 0 | 0 | 0 | 0
|  |  | 0 | 0 | C4 | 0 | 0 | 0 | 0 | 0 | 0 | 0 | 0 | 0 | 0 | 0 | 0 | 0 | 0 | 0 | 0 | 0 | 0 | 0 | 0 | 0 | 0 | 0 | 0 | 0 | 0 | 0 | 0 | 0 | 0 | 0 | 0 | 0 | 0 | 0 | 0 |  |  | C4 | 0 | 0 | 8.0765e-05 | 0.00026322 | 0.00051074 | C4 | 754635 | 754635 | 754635 | 754635 | 754635 | C4 | 0 | 0 | 60.9481 | 198.6313 | 385.4261 | C4 | 0 | 0 | 0 | 0 | 0 | 0 |  | 0 | 0 | 0 | 0 | 0 | 0 |  | 0 | 0 | 0 | 0 | 0 | 0 |  | 0 | 0 | 0 | 0 | 0 | 0 |  | 0 | 0 | 0 | 0 | 0 | 0 |  | 0 | 0 | 0 | 0 | 0 | 0
|  |  | 7 | 7 |  | 0 | 6 | 1 | 0 | 0 |  | 0 | 6 | 1 | 0 | 0 |  | 2 | 0 | -1 | -1 | 0 |  | 0 | 5 | 1 | 1 | 0 |  | 2.7942 | -0.79418 | -1 | -1 | 0 |  | 0 | 5 | 1 | 1 | 0 | [22 empty] | 0 | 0 | 24.3792 | 0 | 0 | 24.3792 |  | 0 | 0 | 24.3792 | 0 | 0 | 24.3792 |  | 0 | 0 | 24.3792 | 79.4525 | 0 | 103.8317 |  | 0 | 0 | 0 | 0 | 0 | 0 |  | 0 | 0 | 24.3792 | 79.4525 | 0 | 103.8317 |  | 0 | 0 | 0 | 0 | 0 | 0
| [Please insert new asset category as required] |  | 0 | 0 | C1 | 0 | 0 | 0 | 0 | 0 | 0 | 0 | 0 | 0 | 0 | 0 | 0 | 0 | 0 | 0 | 0 | 0 | 0 | 0 | 0 | 0 | 0 | 0 | 0 | 0 | 0 | 0 | 0 | 0 | 0 | 0 | 0 | 0 | 0 | 0 | 0 |  |  | C1 | 0 | 0 | 0 | 0 | 0 | C1 | 0 | 0 | 0 | 0 | 0 | C1 | [5 empty] | C1 | [5 empty] | 0 | [6 empty] | 0 | [6 empty] | 0 | [6 empty] | 0 | [6 empty] | 0 | [6 empty] | 0
|  |  | 0 | 0 | C2 | 0 | 0 | 0 | 0 | 0 | 0 | 0 | 0 | 0 | 0 | 0 | 0 | 0 | 0 | 0 | 0 | 0 | 0 | 0 | 0 | 0 | 0 | 0 | 0 | 0 | 0 | 0 | 0 | 0 | 0 | 0 | 0 | 0 | 0 | 0 | 0 |  |  | C2 | 0 | 0 | 0 | 0 | 0 | C2 | 0 | 0 | 0 | 0 | 0 | C2 | [5 empty] | C2 | [5 empty] | 0 | [6 empty] | 0 | [6 empty] | 0 | [6 empty] | 0 | [6 empty] | 0 | [6 empty] | 0
|  |  | 0 | 0 | C3 | 0 | 0 | 0 | 0 | 0 | 0 | 0 | 0 | 0 | 0 | 0 | 0 | 0 | 0 | 0 | 0 | 0 | 0 | 0 | 0 | 0 | 0 | 0 | 0 | 0 | 0 | 0 | 0 | 0 | 0 | 0 | 0 | 0 | 0 | 0 | 0 |  |  | C3 | 0 | 0 | 0 | 0 | 0 | C3 | 0 | 0 | 0 | 0 | 0 | C3 | [5 empty] | C3 | [5 empty] | 0 | [6 empty] | 0 | [6 empty] | 0 | [6 empty] | 0 | [6 empty] | 0 | [6 empty] | 0
|  |  | 0 | 0 | C4 | 0 | 0 | 0 | 0 | 0 | 0 | 0 | 0 | 0 | 0 | 0 | 0 | 0 | 0 | 0 | 0 | 0 | 0 | 0 | 0 | 0 | 0 | 0 | 0 | 0 | 0 | 0 | 0 | 0 | 0 | 0 | 0 | 0 | 0 | 0 | 0 |  |  | C4 | 0 | 0 | 0 | 0 | 0 | C4 | 0 | 0 | 0 | 0 | 0 | C4 | [5 empty] | C4 | [5 empty] | 0 | [6 empty] | 0 | [6 empty] | 0 | [6 empty] | 0 | [6 empty] | 0 | [6 empty] | 0
|  |  | 0 | 0 |  | 0 | 0 | 0 | 0 | 0 |  | 0 | 0 | 0 | 0 | 0 |  | 0 | 0 | 0 | 0 | 0 |  | 0 | 0 | 0 | 0 | 0 |  | 0 | 0 | 0 | 0 | 0 |  | 0 | 0 | 0 | 0 | 0 | [22 empty] | 0 | 0 | 0 | 0 | 0 | 0 |  | 0 | 0 | 0 | 0 | 0 | 0 |  | 0 | 0 | 0 | 0 | 0 | 0 |  | 0 | 0 | 0 | 0 | 0 | 0 |  | 0 | 0 | 0 | 0 | 0 | 0 |  | 0 | 0 | 0 | 0 | 0 | 0
| [Please insert new asset category as required] |  | 0 | 0 | C1 | 0 | 0 | 0 | 0 | 0 | 0 | 0 | 0 | 0 | 0 | 0 | 0 | 0 | 0 | 0 | 0 | 0 | 0 | 0 | 0 | 0 | 0 | 0 | 0 | 0 | 0 | 0 | 0 | 0 | 0 | 0 | 0 | 0 | 0 | 0 | 0 |  |  | C1 | 0 | 0 | 0 | 0 | 0 | C1 | 0 | 0 | 0 | 0 | 0 | C1 | [5 empty] | C1 | [5 empty] | 0 | [6 empty] | 0 | [6 empty] | 0 | [6 empty] | 0 | [6 empty] | 0 | [6 empty] | 0
|  |  | 0 | 0 | C2 | 0 | 0 | 0 | 0 | 0 | 0 | 0 | 0 | 0 | 0 | 0 | 0 | 0 | 0 | 0 | 0 | 0 | 0 | 0 | 0 | 0 | 0 | 0 | 0 | 0 | 0 | 0 | 0 | 0 | 0 | 0 | 0 | 0 | 0 | 0 | 0 |  |  | C2 | 0 | 0 | 0 | 0 | 0 | C2 | 0 | 0 | 0 | 0 | 0 | C2 | [5 empty] | C2 | [5 empty] | 0 | [6 empty] | 0 | [6 empty] | 0 | [6 empty] | 0 | [6 empty] | 0 | [6 empty] | 0
|  |  | 0 | 0 | C3 | 0 | 0 | 0 | 0 | 0 | 0 | 0 | 0 | 0 | 0 | 0 | 0 | 0 | 0 | 0 | 0 | 0 | 0 | 0 | 0 | 0 | 0 | 0 | 0 | 0 | 0 | 0 | 0 | 0 | 0 | 0 | 0 | 0 | 0 | 0 | 0 |  |  | C3 | 0 | 0 | 0 | 0 | 0 | C3 | 0 | 0 | 0 | 0 | 0 | C3 | [5 empty] | C3 | [5 empty] | 0 | [6 empty] | 0 | [6 empty] | 0 | [6 empty] | 0 | [6 empty] | 0 | [6 empty] | 0
|  |  | 0 | 0 | C4 | 0 | 0 | 0 | 0 | 0 | 0 | 0 | 0 | 0 | 0 | 0 | 0 | 0 | 0 | 0 | 0 | 0 | 0 | 0 | 0 | 0 | 0 | 0 | 0 | 0 | 0 | 0 | 0 | 0 | 0 | 0 | 0 | 0 | 0 | 0 | 0 |  |  | C4 | 0 | 0 | 0 | 0 | 0 | C4 | 0 | 0 | 0 | 0 | 0 | C4 | [5 empty] | C4 | [5 empty] | 0 | [6 empty] | 0 | [6 empty] | 0 | [6 empty] | 0 | [6 empty] | 0 | [6 empty] | 0
|  |  | 0 | 0 |  | 0 | 0 | 0 | 0 | 0 |  | 0 | 0 | 0 | 0 | 0 |  | 0 | 0 | 0 | 0 | 0 |  | 0 | 0 | 0 | 0 | 0 |  | 0 | 0 | 0 | 0 | 0 |  | 0 | 0 | 0 | 0 | 0 | [22 empty] | 0 | 0 | 0 | 0 | 0 | 0 |  | 0 | 0 | 0 | 0 | 0 | 0 |  | 0 | 0 | 0 | 0 | 0 | 0 |  | 0 | 0 | 0 | 0 | 0 | 0 |  | 0 | 0 | 0 | 0 | 0 | 0 |  | 0 | 0 | 0 | 0 | 0 | 0
| [Please insert new asset category as required] |  | 0 | 0 | C1 | 0 | 0 | 0 | 0 | 0 | 0 | 0 | 0 | 0 | 0 | 0 | 0 | 0 | 0 | 0 | 0 | 0 | 0 | 0 | 0 | 0 | 0 | 0 | 0 | 0 | 0 | 0 | 0 | 0 | 0 | 0 | 0 | 0 | 0 | 0 | 0 |  |  | C1 | 0 | 0 | 0 | 0 | 0 | C1 | 0 | 0 | 0 | 0 | 0 | C1 | [5 empty] | C1 | [5 empty] | 0 | [6 empty] | 0 | [6 empty] | 0 | [6 empty] | 0 | [6 empty] | 0 | [6 empty] | 0
|  |  | 0 | 0 | C2 | 0 | 0 | 0 | 0 | 0 | 0 | 0 | 0 | 0 | 0 | 0 | 0 | 0 | 0 | 0 | 0 | 0 | 0 | 0 | 0 | 0 | 0 | 0 | 0 | 0 | 0 | 0 | 0 | 0 | 0 | 0 | 0 | 0 | 0 | 0 | 0 |  |  | C2 | 0 | 0 | 0 | 0 | 0 | C2 | 0 | 0 | 0 | 0 | 0 | C2 | [5 empty] | C2 | [5 empty] | 0 | [6 empty] | 0 | [6 empty] | 0 | [6 empty] | 0 | [6 empty] | 0 | [6 empty] | 0
|  |  | 0 | 0 | C3 | 0 | 0 | 0 | 0 | 0 | 0 | 0 | 0 | 0 | 0 | 0 | 0 | 0 | 0 | 0 | 0 | 0 | 0 | 0 | 0 | 0 | 0 | 0 | 0 | 0 | 0 | 0 | 0 | 0 | 0 | 0 | 0 | 0 | 0 | 0 | 0 |  |  | C3 | 0 | 0 | 0 | 0 | 0 | C3 | 0 | 0 | 0 | 0 | 0 | C3 | [5 empty] | C3 | [5 empty] | 0 | [6 empty] | 0 | [6 empty] | 0 | [6 empty] | 0 | [6 empty] | 0 | [6 empty] | 0
|  |  | 0 | 0 | C4 | 0 | 0 | 0 | 0 | 0 | 0 | 0 | 0 | 0 | 0 | 0 | 0 | 0 | 0 | 0 | 0 | 0 | 0 | 0 | 0 | 0 | 0 | 0 | 0 | 0 | 0 | 0 | 0 | 0 | 0 | 0 | 0 | 0 | 0 | 0 | 0 |  |  | C4 | 0 | 0 | 0 | 0 | 0 | C4 | 0 | 0 | 0 | 0 | 0 | C4 | [5 empty] | C4 | [5 empty] | 0 | [6 empty] | 0 | [6 empty] | 0 | [6 empty] | 0 | [6 empty] | 0 | [6 empty] | 0
|  |  | 0 | 0 |  | 0 | 0 | 0 | 0 | 0 |  | 0 | 0 | 0 | 0 | 0 |  | 0 | 0 | 0 | 0 | 0 |  | 0 | 0 | 0 | 0 | 0 |  | 0 | 0 | 0 | 0 | 0 |  | 0 | 0 | 0 | 0 | 0 | [22 empty] | 0 | 0 | 0 | 0 | 0 | 0 |  | 0 | 0 | 0 | 0 | 0 | 0 |  | 0 | 0 | 0 | 0 | 0 | 0 |  | 0 | 0 | 0 | 0 | 0 | 0 |  | 0 | 0 | 0 | 0 | 0 | 0 |  | 0 | 0 | 0 | 0 | 0 | 0
| [Please insert new asset category as required] |  | 0 | 0 | C1 | 0 | 0 | 0 | 0 | 0 | 0 | 0 | 0 | 0 | 0 | 0 | 0 | 0 | 0 | 0 | 0 | 0 | 0 | 0 | 0 | 0 | 0 | 0 | 0 | 0 | 0 | 0 | 0 | 0 | 0 | 0 | 0 | 0 | 0 | 0 | 0 |  |  | C1 | 0 | 0 | 0 | 0 | 0 | C1 | 0 | 0 | 0 | 0 | 0 | C1 | [5 empty] | C1 | [5 empty] | 0 | [6 empty] | 0 | [6 empty] | 0 | [6 empty] | 0 | [6 empty] | 0 | [6 empty] | 0
|  |  | 0 | 0 | C2 | 0 | 0 | 0 | 0 | 0 | 0 | 0 | 0 | 0 | 0 | 0 | 0 | 0 | 0 | 0 | 0 | 0 | 0 | 0 | 0 | 0 | 0 | 0 | 0 | 0 | 0 | 0 | 0 | 0 | 0 | 0 | 0 | 0 | 0 | 0 | 0 |  |  | C2 | 0 | 0 | 0 | 0 | 0 | C2 | 0 | 0 | 0 | 0 | 0 | C2 | [5 empty] | C2 | [5 empty] | 0 | [6 empty] | 0 | [6 empty] | 0 | [6 empty] | 0 | [6 empty] | 0 | [6 empty] | 0
|  |  | 0 | 0 | C3 | 0 | 0 | 0 | 0 | 0 | 0 | 0 | 0 | 0 | 0 | 0 | 0 | 0 | 0 | 0 | 0 | 0 | 0 | 0 | 0 | 0 | 0 | 0 | 0 | 0 | 0 | 0 | 0 | 0 | 0 | 0 | 0 | 0 | 0 | 0 | 0 |  |  | C3 | 0 | 0 | 0 | 0 | 0 | C3 | 0 | 0 | 0 | 0 | 0 | C3 | [5 empty] | C3 | [5 empty] | 0 | [6 empty] | 0 | [6 empty] | 0 | [6 empty] | 0 | [6 empty] | 0 | [6 empty] | 0
|  |  | 0 | 0 | C4 | 0 | 0 | 0 | 0 | 0 | 0 | 0 | 0 | 0 | 0 | 0 | 0 | 0 | 0 | 0 | 0 | 0 | 0 | 0 | 0 | 0 | 0 | 0 | 0 | 0 | 0 | 0 | 0 | 0 | 0 | 0 | 0 | 0 | 0 | 0 | 0 |  |  | C4 | 0 | 0 | 0 | 0 | 0 | C4 | 0 | 0 | 0 | 0 | 0 | C4 | [5 empty] | C4 | [5 empty] | 0 | [6 empty] | 0 | [6 empty] | 0 | [6 empty] | 0 | [6 empty] | 0 | [6 empty] | 0
|  |  | 0 | 0 |  | 0 | 0 | 0 | 0 | 0 |  | 0 | 0 | 0 | 0 | 0 |  | 0 | 0 | 0 | 0 | 0 |  | 0 | 0 | 0 | 0 | 0 |  | 0 | 0 | 0 | 0 | 0 |  | 0 | 0 | 0 | 0 | 0 | [22 empty] | 0 | 0 | 0 | 0 | 0 | 0 |  | 0 | 0 | 0 | 0 | 0 | 0 |  | 0 | 0 | 0 | 0 | 0 | 0 |  | 0 | 0 | 0 | 0 | 0 | 0 |  | 0 | 0 | 0 | 0 | 0 | 0 |  | 0 | 0 | 0 | 0 | 0 | 0
| [Please insert new asset category as required] |  | 0 | 0 | C1 | 0 | 0 | 0 | 0 | 0 | 0 | 0 | 0 | 0 | 0 | 0 | 0 | 0 | 0 | 0 | 0 | 0 | 0 | 0 | 0 | 0 | 0 | 0 | 0 | 0 | 0 | 0 | 0 | 0 | 0 | 0 | 0 | 0 | 0 | 0 | 0 |  |  | C1 | 0 | 0 | 0 | 0 | 0 | C1 | 0 | 0 | 0 | 0 | 0 | C1 | [5 empty] | C1 | [5 empty] | 0 | [6 empty] | 0 | [6 empty] | 0 | [6 empty] | 0 | [6 empty] | 0 | [6 empty] | 0
|  |  | 0 | 0 | C2 | 0 | 0 | 0 | 0 | 0 | 0 | 0 | 0 | 0 | 0 | 0 | 0 | 0 | 0 | 0 | 0 | 0 | 0 | 0 | 0 | 0 | 0 | 0 | 0 | 0 | 0 | 0 | 0 | 0 | 0 | 0 | 0 | 0 | 0 | 0 | 0 |  |  | C2 | 0 | 0 | 0 | 0 | 0 | C2 | 0 | 0 | 0 | 0 | 0 | C2 | [5 empty] | C2 | [5 empty] | 0 | [6 empty] | 0 | [6 empty] | 0 | [6 empty] | 0 | [6 empty] | 0 | [6 empty] | 0
|  |  | 0 | 0 | C3 | 0 | 0 | 0 | 0 | 0 | 0 | 0 | 0 | 0 | 0 | 0 | 0 | 0 | 0 | 0 | 0 | 0 | 0 | 0 | 0 | 0 | 0 | 0 | 0 | 0 | 0 | 0 | 0 | 0 | 0 | 0 | 0 | 0 | 0 | 0 | 0 |  |  | C3 | 0 | 0 | 0 | 0 | 0 | C3 | 0 | 0 | 0 | 0 | 0 | C3 | [5 empty] | C3 | [5 empty] | 0 | [6 empty] | 0 | [6 empty] | 0 | [6 empty] | 0 | [6 empty] | 0 | [6 empty] | 0
|  |  | 0 | 0 | C4 | 0 | 0 | 0 | 0 | 0 | 0 | 0 | 0 | 0 | 0 | 0 | 0 | 0 | 0 | 0 | 0 | 0 | 0 | 0 | 0 | 0 | 0 | 0 | 0 | 0 | 0 | 0 | 0 | 0 | 0 | 0 | 0 | 0 | 0 | 0 | 0 |  |  | C4 | 0 | 0 | 0 | 0 | 0 | C4 | 0 | 0 | 0 | 0 | 0 | C4 | [5 empty] | C4 | [5 empty] | 0 | [6 empty] | 0 | [6 empty] | 0 | [6 empty] | 0 | [6 empty] | 0 | [6 empty] | 0
|  |  | 0 | 0 |  | 0 | 0 | 0 | 0 | 0 |  | 0 | 0 | 0 | 0 | 0 |  | 0 | 0 | 0 | 0 | 0 |  | 0 | 0 | 0 | 0 | 0 |  | 0 | 0 | 0 | 0 | 0 |  | 0 | 0 | 0 | 0 | 0 | [22 empty] | 0 | 0 | 0 | 0 | 0 | 0 |  | 0 | 0 | 0 | 0 | 0 | 0 |  | 0 | 0 | 0 | 0 | 0 | 0 |  | 0 | 0 | 0 | 0 | 0 | 0 |  | 0 | 0 | 0 | 0 | 0 | 0 |  | 0 | 0 | 0 | 0 | 0 | 0
[63 empty] | 446922.1809 | 985140.4159 | 1543032.9257 | 1758049.1137 | 1140245.2467 | 5873389.8829 |  | 449586.7676 | 1024853.9583 | 1603334.3327 | 1296895.8946 | 1686798.1445 | 6061469.0977 |  | 345628.9321 | 919776.1228 | 1878008.6376 | 1618614.0812 | 3012981.0511 | 7775008.8247 |  | 469840.6765 | 919776.1228 | 1877984.2583 | 955055.0858 | 1459601.297 | 5682257.4404 |  | 235180.5803 | 882150.9849 | 1802185.0666 | 1867755.9074 | 4909994.9923 | 9697267.5315 |  | 473527.918 | 882150.9849 | 1802160.6874 | 633089.5634 | 2294736.0123 | 6085665.166
| Other | [66 empty] | 0 | [6 empty] | 0 | [6 empty] | 0 | [6 empty] | 0 | [6 empty] | 0 | [6 empty] | 0
| Submarine Cables |  | 0 | 0 | C1 | 0 | 0 | 0 | 0 | 0 | 0 | 0 | 0 | 0 | 0 | 0 | 0 | 0 | 0 | 0 | 0 | 0 | 0 | 0 | 0 | 0 | 0 | 0 | 0 | 0 | 0 | 0 | 0 | 0 | 0 | 0 | 0 | 0 | 0 | 0 | 0 |  |  | C1 | 0 | 0 | 0 | 0 | 0 | C1 | 0 | 0 | 0 | 0 | 0 | C1 | [5 empty] | C1 | [5 empty] | 0 | [6 empty] | 0 | [6 empty] | 0 | [6 empty] | 0 | [6 empty] | 0 | [6 empty] | 0
|  |  | 0 | 0 | C2 | 0 | 0 | 0 | 0 | 0 | 0 | 0 | 0 | 0 | 0 | 0 | 0 | 0 | 0 | 0 | 0 | 0 | 0 | 0 | 0 | 0 | 0 | 0 | 0 | 0 | 0 | 0 | 0 | 0 | 0 | 0 | 0 | 0 | 0 | 0 | 0 |  |  | C2 | 0 | 0 | 0 | 0 | 0 | C2 | 0 | 0 | 0 | 0 | 0 | C2 | [5 empty] | C2 | [5 empty] | 0 | [6 empty] | 0 | [6 empty] | 0 | [6 empty] | 0 | [6 empty] | 0 | [6 empty] | 0
|  |  | 0 | 0 | C3 | 0 | 0 | 0 | 0 | 0 | 0 | 0 | 0 | 0 | 0 | 0 | 0 | 0 | 0 | 0 | 0 | 0 | 0 | 0 | 0 | 0 | 0 | 0 | 0 | 0 | 0 | 0 | 0 | 0 | 0 | 0 | 0 | 0 | 0 | 0 | 0 |  |  | C3 | 0 | 0 | 0 | 0 | 0 | C3 | 0 | 0 | 0 | 0 | 0 | C3 | [5 empty] | C3 | [5 empty] | 0 | [6 empty] | 0 | [6 empty] | 0 | [6 empty] | 0 | [6 empty] | 0 | [6 empty] | 0
|  |  | 0 | 0 | C4 | 0 | 0 | 0 | 0 | 0 | 0 | 0 | 0 | 0 | 0 | 0 | 0 | 0 | 0 | 0 | 0 | 0 | 0 | 0 | 0 | 0 | 0 | 0 | 0 | 0 | 0 | 0 | 0 | 0 | 0 | 0 | 0 | 0 | 0 | 0 | 0 |  |  | C4 | 0 | 0 | 0 | 0 | 0 | C4 | 0 | 0 | 0 | 0 | 0 | C4 | [5 empty] | C4 | [5 empty] | 0 | [6 empty] | 0 | [6 empty] | 0 | [6 empty] | 0 | [6 empty] | 0 | [6 empty] | 0
|  |  | 0 | 0 |  | 0 | 0 | 0 | 0 | 0 |  | 0 | 0 | 0 | 0 | 0 |  | 0 | 0 | 0 | 0 | 0 |  | 0 | 0 | 0 | 0 | 0 |  | 0 | 0 | 0 | 0 | 0 |  | 0 | 0 | 0 | 0 | 0 | [22 empty] | 0 | 0 | 0 | 0 | 0 | 0 |  | 0 | 0 | 0 | 0 | 0 | 0 |  | 0 | 0 | 0 | 0 | 0 | 0 |  | 0 | 0 | 0 | 0 | 0 | 0 |  | 0 | 0 | 0 | 0 | 0 | 0 |  | 0 | 0 | 0 | 0 | 0 | 0
| [Please insert new asset category as required] |  | 0 | 0 | C1 | 0 | 0 | 0 | 0 | 0 | 0 | 0 | 0 | 0 | 0 | 0 | 0 | 0 | 0 | 0 | 0 | 0 | 0 | 0 | 0 | 0 | 0 | 0 | 0 | 0 | 0 | 0 | 0 | 0 | 0 | 0 | 0 | 0 | 0 | 0 | 0 |  |  | C1 | 0 | 0 | 0 | 0 | 0 | C1 | 0 | 0 | 0 | 0 | 0 | C1 | [5 empty] | C1 | [5 empty] | 0 | [6 empty] | 0 | [6 empty] | 0 | [6 empty] | 0 | [6 empty] | 0 | [6 empty] | 0
|  |  | 0 | 0 | C2 | 0 | 0 | 0 | 0 | 0 | 0 | 0 | 0 | 0 | 0 | 0 | 0 | 0 | 0 | 0 | 0 | 0 | 0 | 0 | 0 | 0 | 0 | 0 | 0 | 0 | 0 | 0 | 0 | 0 | 0 | 0 | 0 | 0 | 0 | 0 | 0 |  |  | C2 | 0 | 0 | 0 | 0 | 0 | C2 | 0 | 0 | 0 | 0 | 0 | C2 | [5 empty] | C2 | [5 empty] | 0 | [6 empty] | 0 | [6 empty] | 0 | [6 empty] | 0 | [6 empty] | 0 | [6 empty] | 0
|  |  | 0 | 0 | C3 | 0 | 0 | 0 | 0 | 0 | 0 | 0 | 0 | 0 | 0 | 0 | 0 | 0 | 0 | 0 | 0 | 0 | 0 | 0 | 0 | 0 | 0 | 0 | 0 | 0 | 0 | 0 | 0 | 0 | 0 | 0 | 0 | 0 | 0 | 0 | 0 |  |  | C3 | 0 | 0 | 0 | 0 | 0 | C3 | 0 | 0 | 0 | 0 | 0 | C3 | [5 empty] | C3 | [5 empty] | 0 | [6 empty] | 0 | [6 empty] | 0 | [6 empty] | 0 | [6 empty] | 0 | [6 empty] | 0
|  |  | 0 | 0 | C4 | 0 | 0 | 0 | 0 | 0 | 0 | 0 | 0 | 0 | 0 | 0 | 0 | 0 | 0 | 0 | 0 | 0 | 0 | 0 | 0 | 0 | 0 | 0 | 0 | 0 | 0 | 0 | 0 | 0 | 0 | 0 | 0 | 0 | 0 | 0 | 0 |  |  | C4 | 0 | 0 | 0 | 0 | 0 | C4 | 0 | 0 | 0 | 0 | 0 | C4 | [5 empty] | C4 | [5 empty] | 0 | [6 empty] | 0 | [6 empty] | 0 | [6 empty] | 0 | [6 empty] | 0 | [6 empty] | 0
|  |  | 0 | 0 |  | 0 | 0 | 0 | 0 | 0 |  | 0 | 0 | 0 | 0 | 0 |  | 0 | 0 | 0 | 0 | 0 |  | 0 | 0 | 0 | 0 | 0 |  | 0 | 0 | 0 | 0 | 0 |  | 0 | 0 | 0 | 0 | 0 | [22 empty] | 0 | 0 | 0 | 0 | 0 | 0 |  | 0 | 0 | 0 | 0 | 0 | 0 |  | 0 | 0 | 0 | 0 | 0 | 0 |  | 0 | 0 | 0 | 0 | 0 | 0 |  | 0 | 0 | 0 | 0 | 0 | 0 |  | 0 | 0 | 0 | 0 | 0 | 0
| [Please insert new asset category as required] |  | 0 | 0 | C1 | 0 | 0 | 0 | 0 | 0 | 0 | 0 | 0 | 0 | 0 | 0 | 0 | 0 | 0 | 0 | 0 | 0 | 0 | 0 | 0 | 0 | 0 | 0 | 0 | 0 | 0 | 0 | 0 | 0 | 0 | 0 | 0 | 0 | 0 | 0 | 0 |  |  | C1 | 0 | 0 | 0 | 0 | 0 | C1 | 0 | 0 | 0 | 0 | 0 | C1 | [5 empty] | C1 | [5 empty] | 0 | [6 empty] | 0 | [6 empty] | 0 | [6 empty] | 0 | [6 empty] | 0 | [6 empty] | 0
|  |  | 0 | 0 | C2 | 0 | 0 | 0 | 0 | 0 | 0 | 0 | 0 | 0 | 0 | 0 | 0 | 0 | 0 | 0 | 0 | 0 | 0 | 0 | 0 | 0 | 0 | 0 | 0 | 0 | 0 | 0 | 0 | 0 | 0 | 0 | 0 | 0 | 0 | 0 | 0 |  |  | C2 | 0 | 0 | 0 | 0 | 0 | C2 | 0 | 0 | 0 | 0 | 0 | C2 | [5 empty] | C2 | [5 empty] | 0 | [6 empty] | 0 | [6 empty] | 0 | [6 empty] | 0 | [6 empty] | 0 | [6 empty] | 0
|  |  | 0 | 0 | C3 | 0 | 0 | 0 | 0 | 0 | 0 | 0 | 0 | 0 | 0 | 0 | 0 | 0 | 0 | 0 | 0 | 0 | 0 | 0 | 0 | 0 | 0 | 0 | 0 | 0 | 0 | 0 | 0 | 0 | 0 | 0 | 0 | 0 | 0 | 0 | 0 |  |  | C3 | 0 | 0 | 0 | 0 | 0 | C3 | 0 | 0 | 0 | 0 | 0 | C3 | [5 empty] | C3 | [5 empty] | 0 | [6 empty] | 0 | [6 empty] | 0 | [6 empty] | 0 | [6 empty] | 0 | [6 empty] | 0
|  |  | 0 | 0 | C4 | 0 | 0 | 0 | 0 | 0 | 0 | 0 | 0 | 0 | 0 | 0 | 0 | 0 | 0 | 0 | 0 | 0 | 0 | 0 | 0 | 0 | 0 | 0 | 0 | 0 | 0 | 0 | 0 | 0 | 0 | 0 | 0 | 0 | 0 | 0 | 0 |  |  | C4 | 0 | 0 | 0 | 0 | 0 | C4 | 0 | 0 | 0 | 0 | 0 | C4 | [5 empty] | C4 | [5 empty] | 0 | [6 empty] | 0 | [6 empty] | 0 | [6 empty] | 0 | [6 empty] | 0 | [6 empty] | 0
|  |  | 0 | 0 |  | 0 | 0 | 0 | 0 | 0 |  | 0 | 0 | 0 | 0 | 0 |  | 0 | 0 | 0 | 0 | 0 |  | 0 | 0 | 0 | 0 | 0 |  | 0 | 0 | 0 | 0 | 0 |  | 0 | 0 | 0 | 0 | 0 | [22 empty] | 0 | 0 | 0 | 0 | 0 | 0 |  | 0 | 0 | 0 | 0 | 0 | 0 |  | 0 | 0 | 0 | 0 | 0 | 0 |  | 0 | 0 | 0 | 0 | 0 | 0 |  | 0 | 0 | 0 | 0 | 0 | 0 |  | 0 | 0 | 0 | 0 | 0 | 0
| [Please insert new asset category as required] |  | 0 | 0 | C1 | 0 | 0 | 0 | 0 | 0 | 0 | 0 | 0 | 0 | 0 | 0 | 0 | 0 | 0 | 0 | 0 | 0 | 0 | 0 | 0 | 0 | 0 | 0 | 0 | 0 | 0 | 0 | 0 | 0 | 0 | 0 | 0 | 0 | 0 | 0 | 0 |  |  | C1 | 0 | 0 | 0 | 0 | 0 | C1 | 0 | 0 | 0 | 0 | 0 | C1 | [5 empty] | C1 | [5 empty] | 0 | [6 empty] | 0 | [6 empty] | 0 | [6 empty] | 0 | [6 empty] | 0 | [6 empty] | 0
|  |  | 0 | 0 | C2 | 0 | 0 | 0 | 0 | 0 | 0 | 0 | 0 | 0 | 0 | 0 | 0 | 0 | 0 | 0 | 0 | 0 | 0 | 0 | 0 | 0 | 0 | 0 | 0 | 0 | 0 | 0 | 0 | 0 | 0 | 0 | 0 | 0 | 0 | 0 | 0 |  |  | C2 | 0 | 0 | 0 | 0 | 0 | C2 | 0 | 0 | 0 | 0 | 0 | C2 | [5 empty] | C2 | [5 empty] | 0 | [6 empty] | 0 | [6 empty] | 0 | [6 empty] | 0 | [6 empty] | 0 | [6 empty] | 0
|  |  | 0 | 0 | C3 | 0 | 0 | 0 | 0 | 0 | 0 | 0 | 0 | 0 | 0 | 0 | 0 | 0 | 0 | 0 | 0 | 0 | 0 | 0 | 0 | 0 | 0 | 0 | 0 | 0 | 0 | 0 | 0 | 0 | 0 | 0 | 0 | 0 | 0 | 0 | 0 |  |  | C3 | 0 | 0 | 0 | 0 | 0 | C3 | 0 | 0 | 0 | 0 | 0 | C3 | [5 empty] | C3 | [5 empty] | 0 | [6 empty] | 0 | [6 empty] | 0 | [6 empty] | 0 | [6 empty] | 0 | [6 empty] | 0
|  |  | 0 | 0 | C4 | 0 | 0 | 0 | 0 | 0 | 0 | 0 | 0 | 0 | 0 | 0 | 0 | 0 | 0 | 0 | 0 | 0 | 0 | 0 | 0 | 0 | 0 | 0 | 0 | 0 | 0 | 0 | 0 | 0 | 0 | 0 | 0 | 0 | 0 | 0 | 0 |  |  | C4 | 0 | 0 | 0 | 0 | 0 | C4 | 0 | 0 | 0 | 0 | 0 | C4 | [5 empty] | C4 | [5 empty] | 0 | [6 empty] | 0 | [6 empty] | 0 | [6 empty] | 0 | [6 empty] | 0 | [6 empty] | 0
|  |  | 0 | 0 |  | 0 | 0 | 0 | 0 | 0 |  | 0 | 0 | 0 | 0 | 0 |  | 0 | 0 | 0 | 0 | 0 |  | 0 | 0 | 0 | 0 | 0 |  | 0 | 0 | 0 | 0 | 0 |  | 0 | 0 | 0 | 0 | 0 | [22 empty] | 0 | 0 | 0 | 0 | 0 | 0 |  | 0 | 0 | 0 | 0 | 0 | 0 |  | 0 | 0 | 0 | 0 | 0 | 0 |  | 0 | 0 | 0 | 0 | 0 | 0 |  | 0 | 0 | 0 | 0 | 0 | 0 |  | 0 | 0 | 0 | 0 | 0 | 0
| [Please insert new asset category as required] |  | 0 | 0 | C1 | 0 | 0 | 0 | 0 | 0 | 0 | 0 | 0 | 0 | 0 | 0 | 0 | 0 | 0 | 0 | 0 | 0 | 0 | 0 | 0 | 0 | 0 | 0 | 0 | 0 | 0 | 0 | 0 | 0 | 0 | 0 | 0 | 0 | 0 | 0 | 0 |  |  | C1 | 0 | 0 | 0 | 0 | 0 | C1 | 0 | 0 | 0 | 0 | 0 | C1 | [5 empty] | C1 | [5 empty] | 0 | [6 empty] | 0 | [6 empty] | 0 | [6 empty] | 0 | [6 empty] | 0 | [6 empty] | 0
|  |  | 0 | 0 | C2 | 0 | 0 | 0 | 0 | 0 | 0 | 0 | 0 | 0 | 0 | 0 | 0 | 0 | 0 | 0 | 0 | 0 | 0 | 0 | 0 | 0 | 0 | 0 | 0 | 0 | 0 | 0 | 0 | 0 | 0 | 0 | 0 | 0 | 0 | 0 | 0 |  |  | C2 | 0 | 0 | 0 | 0 | 0 | C2 | 0 | 0 | 0 | 0 | 0 | C2 | [5 empty] | C2 | [5 empty] | 0 | [6 empty] | 0 | [6 empty] | 0 | [6 empty] | 0 | [6 empty] | 0 | [6 empty] | 0
|  |  | 0 | 0 | C3 | 0 | 0 | 0 | 0 | 0 | 0 | 0 | 0 | 0 | 0 | 0 | 0 | 0 | 0 | 0 | 0 | 0 | 0 | 0 | 0 | 0 | 0 | 0 | 0 | 0 | 0 | 0 | 0 | 0 | 0 | 0 | 0 | 0 | 0 | 0 | 0 |  |  | C3 | 0 | 0 | 0 | 0 | 0 | C3 | 0 | 0 | 0 | 0 | 0 | C3 | [5 empty] | C3 | [5 empty] | 0 | [6 empty] | 0 | [6 empty] | 0 | [6 empty] | 0 | [6 empty] | 0 | [6 empty] | 0
|  |  | 0 | 0 | C4 | 0 | 0 | 0 | 0 | 0 | 0 | 0 | 0 | 0 | 0 | 0 | 0 | 0 | 0 | 0 | 0 | 0 | 0 | 0 | 0 | 0 | 0 | 0 | 0 | 0 | 0 | 0 | 0 | 0 | 0 | 0 | 0 | 0 | 0 | 0 | 0 |  |  | C4 | 0 | 0 | 0 | 0 | 0 | C4 | 0 | 0 | 0 | 0 | 0 | C4 | [5 empty] | C4 | [5 empty] | 0 | [6 empty] | 0 | [6 empty] | 0 | [6 empty] | 0 | [6 empty] | 0 | [6 empty] | 0
|  |  | 0 | 0 |  | 0 | 0 | 0 | 0 | 0 |  | 0 | 0 | 0 | 0 | 0 |  | 0 | 0 | 0 | 0 | 0 |  | 0 | 0 | 0 | 0 | 0 |  | 0 | 0 | 0 | 0 | 0 |  | 0 | 0 | 0 | 0 | 0 | [22 empty] | 0 | 0 | 0 | 0 | 0 | 0 |  | 0 | 0 | 0 | 0 | 0 | 0 |  | 0 | 0 | 0 | 0 | 0 | 0 |  | 0 | 0 | 0 | 0 | 0 | 0 |  | 0 | 0 | 0 | 0 | 0 | 0 |  | 0 | 0 | 0 | 0 | 0 | 0
| [Please insert new asset category as required] |  | 0 | 0 | C1 | 0 | 0 | 0 | 0 | 0 | 0 | 0 | 0 | 0 | 0 | 0 | 0 | 0 | 0 | 0 | 0 | 0 | 0 | 0 | 0 | 0 | 0 | 0 | 0 | 0 | 0 | 0 | 0 | 0 | 0 | 0 | 0 | 0 | 0 | 0 | 0 |  |  | C1 | 0 | 0 | 0 | 0 | 0 | C1 | 0 | 0 | 0 | 0 | 0 | C1 | [5 empty] | C1 | [5 empty] | 0 | [6 empty] | 0 | [6 empty] | 0 | [6 empty] | 0 | [6 empty] | 0 | [6 empty] | 0
|  |  | 0 | 0 | C2 | 0 | 0 | 0 | 0 | 0 | 0 | 0 | 0 | 0 | 0 | 0 | 0 | 0 | 0 | 0 | 0 | 0 | 0 | 0 | 0 | 0 | 0 | 0 | 0 | 0 | 0 | 0 | 0 | 0 | 0 | 0 | 0 | 0 | 0 | 0 | 0 |  |  | C2 | 0 | 0 | 0 | 0 | 0 | C2 | 0 | 0 | 0 | 0 | 0 | C2 | [5 empty] | C2 | [5 empty] | 0 | [6 empty] | 0 | [6 empty] | 0 | [6 empty] | 0 | [6 empty] | 0 | [6 empty] | 0
|  |  | 0 | 0 | C3 | 0 | 0 | 0 | 0 | 0 | 0 | 0 | 0 | 0 | 0 | 0 | 0 | 0 | 0 | 0 | 0 | 0 | 0 | 0 | 0 | 0 | 0 | 0 | 0 | 0 | 0 | 0 | 0 | 0 | 0 | 0 | 0 | 0 | 0 | 0 | 0 |  |  | C3 | 0 | 0 | 0 | 0 | 0 | C3 | 0 | 0 | 0 | 0 | 0 | C3 | [5 empty] | C3 | [5 empty] | 0 | [6 empty] | 0 | [6 empty] | 0 | [6 empty] | 0 | [6 empty] | 0 | [6 empty] | 0
|  |  | 0 | 0 | C4 | 0 | 0 | 0 | 0 | 0 | 0 | 0 | 0 | 0 | 0 | 0 | 0 | 0 | 0 | 0 | 0 | 0 | 0 | 0 | 0 | 0 | 0 | 0 | 0 | 0 | 0 | 0 | 0 | 0 | 0 | 0 | 0 | 0 | 0 | 0 | 0 |  |  | C4 | 0 | 0 | 0 | 0 | 0 | C4 | 0 | 0 | 0 | 0 | 0 | C4 | [5 empty] | C4 | [5 empty] | 0 | [6 empty] | 0 | [6 empty] | 0 | [6 empty] | 0 | [6 empty] | 0 | [6 empty] | 0
|  |  | 0 | 0 |  | 0 | 0 | 0 | 0 | 0 |  | 0 | 0 | 0 | 0 | 0 |  | 0 | 0 | 0 | 0 | 0 |  | 0 | 0 | 0 | 0 | 0 |  | 0 | 0 | 0 | 0 | 0 |  | 0 | 0 | 0 | 0 | 0 | [22 empty] | 0 | 0 | 0 | 0 | 0 | 0 |  | 0 | 0 | 0 | 0 | 0 | 0 |  | 0 | 0 | 0 | 0 | 0 | 0 |  | 0 | 0 | 0 | 0 | 0 | 0 |  | 0 | 0 | 0 | 0 | 0 | 0 |  | 0 | 0 | 0 | 0 | 0 | 0
[63 empty] | 0 | 0 | 0 | 0 | 0 | 0 |  | 0 | 0 | 0 | 0 | 0 | 0 |  | 0 | 0 | 0 | 0 | 0 | 0 |  | 0 | 0 | 0 | 0 | 0 | 0 |  | 0 | 0 | 0 | 0 | 0 | 0 |  | 0 | 0 | 0 | 0 | 0 | 0
| TOTAL |  | 116698 | 116526.2 |  | 26921 | 32820 | 36540 | 18423 | 1994 |  | 24139 | 31668 | 36873 | 19604 | 3238 |  | 6738.7382 | 0 | -550 | -4501.7382 | -1779.8 |  | 16740 | 35508 | 33361 | 27184 | 3904 |  | 11722.5324 | -0.79418 | -570 | -7496.6482 | -3826.89 |  | 9810 | 37478 | 29558 | 33705 | 6149 |  |  |  |  | 0 | 0 | 0 | 0 | 0 |  | 0 | 0 | 0 | 0 | 0 | [7 empty] | 1590172.7763 | 4761664.0549 | 11455190.6272 | 8292200.5774 | 3758783.1561 | 29858011.1919 |  | 1787617.1908 | 4851110.9292 | 11475974.7852 | 7059936.0128 | 3799797.2868 | 28974436.2048 |  | 1178628.057 | 4662331.5279 | 12503905.7993 | 9691053.7863 | 7764449.4742 | 35800368.6447 |  | 1593519.1242 | 4662331.5279 | 12338081.6063 | 7243363.2243 | 4176381.6663 | 30013677.149 |  | 698943.1357 | 4375838.0779 | 13440437.2012 | 12158303.522 | 11473152.4137 | 42146674.3505 |  | 1462625.5618 | 4375838.0779 | 13268456.49 | 7768497.7958 | 4916493.5395 | 31791911.465
Health Index Definitions
|  |  | HI1 | New or as new | [57 empty] | LV Network | 354017.445 | 929947.6056 | 5600750.0903 | 4734114.3155 | 1442943.5651 | 13061773.0215 | LV Network | 395432.6272 | 957879.3029 | 5544602.6441 | 4631364.4323 | 916821.7085 | 12446100.715 | LV Network | 256142.3144 | 988539.3419 | 5112847.7449 | 6720093.4345 | 1676344.2658 | 14753967.1015 | LV Network | 404155.3441 | 988539.3419 | 5044264.1319 | 5580848.3684 | 912648.8745 | 12930456.0608 | LV Network | 171027.2493 | 1005226.9515 | 4726474.6486 | 8402590.2148 | 2255767.3067 | 16561086.371 | LV Network | 439959.0004 | 1005226.9515 | 4651734.5174 | 6238153.1835 | 889114.0906 | 13224187.7434
|  |  | HI2 | Good or seviceable condition | [57 empty] | HV Network | 622194.8655 | 1413198.4989 | 2867943.5144 | 842430.9338 | 314768.1357 | 6060535.9484 | HV Network | 743490.0807 | 1465423.1227 | 2730785.0968 | 352036.0028 | 89737.7575 | 5381472.0605 | HV Network | 451039.1274 | 1634338.2049 | 2892054.7963 | 640791.8415 | 607896.1614 | 6226120.1314 | HV Network | 545561.0288 | 1634338.2049 | 2794838.5955 | 402307.8375 | 305446.6825 | 5682492.3492 | HV Network | 204085.9448 | 1723107.7521 | 3071323.7186 | 785403.7543 | 1654003.0652 | 7437924.235 | HV Network | 404508.677 | 1723107.7521 | 2974107.5179 | 298705.7725 | 611492.8793 | 6011922.5988
|  |  | HI3 | Deterioration requires assessment and monitoring | [57 empty] | EHV Network | 167038.2849 | 1433377.5345 | 1443464.0968 | 957606.2145 | 860826.2086 | 4862312.3392 | EHV Network | 199107.7153 | 1402954.5453 | 1597252.7117 | 779639.6831 | 1106439.6763 | 5085394.3315 | EHV Network | 125817.6831 | 1119677.8582 | 2620994.6206 | 711554.4292 | 2467227.996 | 7045272.5871 | EHV Network | 173962.0748 | 1119677.8582 | 2620994.6206 | 305151.9326 | 1498684.8124 | 5718471.2986 | EHV Network | 88649.3613 | 765352.3894 | 3840453.7673 | 1102553.6455 | 2653387.0494 | 8450396.2129 | EHV Network | 144629.9664 | 765352.3894 | 3840453.7673 | 598549.2764 | 1121150.5573 | 6470135.9568
|  |  | HI4 | Material deterioration, intervention requires consideration | [57 empty] | 132kV Network | 446922.1809 | 985140.4159 | 1543032.9257 | 1758049.1137 | 1140245.2467 | 5873389.8829 | 132kV Network | 449586.7676 | 1024853.9583 | 1603334.3327 | 1296895.8946 | 1686798.1445 | 6061469.0977 | 132kV Network | 345628.9321 | 919776.1228 | 1878008.6376 | 1618614.0812 | 3012981.0511 | 7775008.8247 | 132kV Network | 469840.6765 | 919776.1228 | 1877984.2583 | 955055.0858 | 1459601.297 | 5682257.4404 | 132kV Network | 235180.5803 | 882150.9849 | 1802185.0666 | 1867755.9074 | 4909994.9923 | 9697267.5315 | 132kV Network | 473527.918 | 882150.9849 | 1802160.6874 | 633089.5634 | 2294736.0123 | 6085665.166
|  |  | HI5 | End of serviceable life, intervention required | [57 empty] | Other | 0 | 0 | 0 | 0 | 0 | 0 | Other | 0 | 0 | 0 | 0 | 0 | 0 | Other | 0 | 0 | 0 | 0 | 0 | 0 | Other | 0 | 0 | 0 | 0 | 0 | 0 | Other | 0 | 0 | 0 | 0 | 0 | 0 | Other | 0 | 0 | 0 | 0 | 0 | 0
[62 empty] | Total | 1590172.7763 | 4761664.0549 | 11455190.6272 | 8292200.5774 | 3758783.1561 | 29858011.1919 | Total | 1787617.1908 | 4851110.9292 | 11475974.7852 | 7059936.0128 | 3799797.2868 | 28974436.2048 | Total | 1178628.057 | 4662331.5279 | 12503905.7993 | 9691053.7863 | 7764449.4742 | 35800368.6447 | Total | 1593519.1242 | 4662331.5279 | 12338081.6063 | 7243363.2243 | 4176381.6663 | 30013677.149 | Total | 698943.1357 | 4375838.0779 | 13440437.2012 | 12158303.522 | 11473152.4137 | 42146674.3505 | Total | 1462625.5618 | 4375838.0779 | 13268456.49 | 7768497.7958 | 4916493.5395 | 31791911.465
Criticality Index Definitions
|  |  | C1 | Low criticality
|  |  | C2 | Average criticality
|  |  | C3 | High criticality
|  |  | C4 | Very high criticality

## LPN - Refurb
HI4: Secondary deliverables RIIO-ED1 - refurbishment | [50 empty] | Criticality weightings C1 to C4 | Criticality Rating Boundaries
LPN | [49 empty] | C1 | 0.7 | Below 75% of average
[50 empty] | C2 | 1 | 75%-125%
[50 empty] | C3 | 1.5 | 125%-200%
[50 empty] | C4 | 2.5 | Over 200% of average
Price base (2012/13)
| ASSET CATEGORIES |  | ASSET REGISTER |  |  | End of DPCR5 (31 March 2015) with investment | [5 empty] | End of DPCR5 (31 March 2015) without investment | [5 empty] | Mid-Period Review (31 March 2019) planned investment | [5 empty] | Mid-Period Review (31 March 2019) without investment | [5 empty] | End of RIIO-ED1 (31 March 2023) planned investment | [5 empty] | End of RIIO-ED1 (31 March 2023) without investment | [8 empty] | Probability of failure | [5 empty] | Criticality/consequence of failure | [5 empty] | Probability of failure x Consequence of failure
Is it your current intention to have a health index for this asset category in the RIIO-ED1 control period.
|  |  | as at 31st March 2015 | as at 31st March 2023 |  | HI 1 | HI 2 | HI 3 | HI 4 | HI 5 |  | HI 1 | HI 2 | HI 3 | HI 4 | HI 5 |  | HI 1 | HI 2 | HI 3 | HI 4 | HI 5 |  | HI 1 | HI 2 | HI 3 | HI 4 | HI 5 |  | HI 1 | HI 2 | HI 3 | HI 4 | HI 5 |  | HI 1 | HI 2 | HI 3 | HI 4 | HI 5 |  |  |  |  | HI 1 | HI 2 | HI 3 | HI 4 | HI 5 |  | HI 1 | HI 2 | HI 3 | HI 4 | HI 5 |  | HI 1 | HI 2 | HI 3 | HI 4 | HI 5 |  | End of DPCR5 (without investment) | [6 empty] | Position at Beginning of RIIO-ED1 | [6 empty] | Mid Period (Without Investment) | [6 empty] | Mid Period (With Investment) | [6 empty] | End of RIIO-ED1 (Without Investment) | [6 empty] | End of RIIO-ED1 (With Investment)
| LV Network | [61 empty] | 1 | 2 | 3 | 4 | 5 | Total |  | 1 | 2 | 3 | 4 | 5 | Total |  | 1 | 2 | 3 | 4 | 5 | Total |  | 1 | 2 | 3 | 4 | 5 | Total |  | 1 | 2 | 3 | 4 | 5 | Total |  | 1 | 2 | 3 | 4 | 5 | Total
| LV Switchgear and Other |  | 0 | 0 | C1 | 0 | 0 | 0 | 0 | 0 | 0 | 0 | 0 | 0 | 0 | 0 | 0 | 0 | 0 | 0 | 0 | 0 | 0 | 0 | 0 | 0 | 0 | 0 | 0 | 0 | 0 | 0 | 0 | 0 | 0 | 0 | 0 | 0 | 0 | 0 | 0 | Yes |  | C1 | 0.0010816 | 0.0024765 | 0.0076638 | 0.012491 | 0.020061 | C1 | 22493.17 | 22493.17 | 22493.17 | 22493.17 | 22493.17 | C1 | 24.3276 | 55.7042 | 172.3825 | 280.9567 | 451.2277 | C1 | 0 | 0 | 0 | 0 | 0 | 0 |  | 0 | 0 | 0 | 0 | 0 | 0 |  | 0 | 0 | 0 | 0 | 0 | 0 |  | 0 | 0 | 0 | 0 | 0 | 0 |  | 0 | 0 | 0 | 0 | 0 | 0 |  | 0 | 0 | 0 | 0 | 0 | 0
|  |  | 19419 | 19419 | C2 | 2824 | 6847 | 9748 | 0 | 0 | 19419 | 2649 | 6496 | 9748 | 157 | 18 | 19068 | 0 | 0 | 0 | 0 | 0 | 0 | 1907 | 7185 | 10055 | 272 | 0 | 19419 | 0 | 0 | 0 | 0 | 0 | 0 | 428 | 7657 | 10635 | 699 | 0 | 19419 | No |  | C2 | 0.0010816 | 0.0024765 | 0.0076638 | 0.012491 | 0.020061 | C2 | 32133.1 | 32133.1 | 32133.1 | 32133.1 | 32133.1 | C2 | 34.7538 | 79.5775 | 246.2607 | 401.3667 | 644.611 | C2 | 92062.7199 | 516935.3439 | 2400549.5855 | 63014.5768 | 11602.9976 | 3084165.2237 |  | 98144.6286 | 544867.0412 | 2400549.5855 | 0 | 0 | 3043561.2552 |  | 66275.4273 | 571764.2312 | 2476151.6292 | 109171.7509 | 0 | 3223363.0386 |  | 66275.4273 | 571764.2312 | 2476151.6292 | 109171.7509 | 0 | 3223363.0386 |  | 14874.6108 | 609324.8042 | 2618982.852 | 280555.345 | 0 | 3523737.6121 |  | 14874.6108 | 609324.8042 | 2618982.852 | 280555.345 | 0 | 3523737.6121
|  |  | 7540 | 7540 | C3 | 1166 | 2349 | 4025 | 0 | 0 | 7540 | 941 | 2349 | 4177 | 66 | 7 | 7540 | 0 | 0 | 0 | 0 | 0 | 0 | 758 | 2681 | 3994 | 107 | 0 | 7540 | 0 | 0 | 0 | 0 | 0 | 0 | 170 | 2868 | 4224 | 278 | 0 | 7540 |  |  | C3 | 0.0010816 | 0.0024765 | 0.0076638 | 0.012491 | 0.020061 | C3 | 48199.65 | 48199.65 | 48199.65 | 48199.65 | 48199.65 | C3 | 52.1306 | 119.3662 | 369.3911 | 602.0501 | 966.9165 | C3 | 49054.9374 | 280391.2691 | 1542946.597 | 39735.3064 | 6768.4153 | 1918896.5252 |  | 60784.3326 | 280391.2691 | 1486799.1508 | 0 | 0 | 1827974.7526 |  | 39515.0293 | 320020.8568 | 1475348.0269 | 64419.3603 | 0 | 1899303.2733 |  | 39515.0293 | 320020.8568 | 1475348.0269 | 64419.3603 | 0 | 1899303.2733 |  | 8862.2097 | 342342.3414 | 1560307.9784 | 167369.9269 | 0 | 2078882.4564 |  | 8862.2097 | 342342.3414 | 1560307.9784 | 167369.9269 | 0 | 2078882.4564
|  |  | 91 | 91 | C4 | 14 | 28 | 49 | 0 | 0 | 91 | 14 | 28 | 49 | 0 | 0 | 91 | 0 | 0 | 0 | 0 | 0 | 0 | 9 | 33 | 48 | 1 | 0 | 91 | 0 | 0 | 0 | 0 | 0 | 0 | 2 | 35 | 51 | 3 | 0 | 91 |  |  | C4 | 0.0010816 | 0.0024765 | 0.0076638 | 0.012491 | 0.020061 | C4 | 80332.75 | 80332.75 | 80332.75 | 80332.75 | 80332.75 | C4 | 86.8844 | 198.9437 | 615.6518 | 1003.4168 | 1611.5274 | C4 | 1216.3817 | 5570.424 | 30166.9393 | 0 | 0 | 36953.745 |  | 1216.3817 | 5570.424 | 30166.9393 | 0 | 0 | 36953.745 |  | 781.9597 | 6565.1425 | 29551.2875 | 1003.4168 | 0 | 37901.8065 |  | 781.9597 | 6565.1425 | 29551.2875 | 1003.4168 | 0 | 37901.8065 |  | 173.7688 | 6963.03 | 31398.2429 | 3010.2505 | 0 | 41545.2922 |  | 173.7688 | 6963.03 | 31398.2429 | 3010.2505 | 0 | 41545.2922
|  |  | 27050 | 27050 |  | 4004 | 9224 | 13822 | 0 | 0 |  | 3604 | 8873 | 13974 | 223 | 25 |  | 0 | 0 | 0 | 0 | 0 |  | 2674 | 9899 | 14097 | 380 | 0 |  | 0 | 0 | 0 | 0 | 0 |  | 600 | 10560 | 14910 | 980 | 0 | [22 empty] | 142334.0391 | 802897.037 | 3973663.1218 | 102749.8832 | 18371.4128 | 5040015.4938 |  | 160145.343 | 830828.7343 | 3917515.6756 | 0 | 0 | 4908489.7528 |  | 106572.4163 | 898350.2305 | 3981050.9436 | 174594.528 | 0 | 5160568.1184 |  | 106572.4163 | 898350.2305 | 3981050.9436 | 174594.528 | 0 | 5160568.1184 |  | 23910.5894 | 958630.1755 | 4210689.0733 | 450935.5224 | 0 | 5644165.3607 |  | 23910.5894 | 958630.1755 | 4210689.0733 | 450935.5224 | 0 | 5644165.3607
| LV UGB |  | 40 | 40 | C1 | 8 | 3 | 12 | 15 | 2 | 40 | 7 | 3 | 12 | 15 | 2 | 39 | 0 | 0 | 0 | 0 | 0 | 0 | 5 | 2 | 8 | 21 | 3 | 39 | 0 | 0 | 0 | 0 | 0 | 0 | 5 | 1 | 4 | 26 | 4 | 40 |  |  | C1 | 0.0014336 | 0.0021503 | 0.0071678 | 0.015769 | 0.030821 | C1 | 7581.7 | 7581.7 | 7581.7 | 7581.7 | 7581.7 | C1 | 10.8688 | 16.3032 | 54.3439 | 119.5565 | 233.6787 | C1 | 76.0814 | 48.9095 | 652.1266 | 1793.3482 | 467.3574 | 3037.8232 |  | 86.9502 | 48.9095 | 652.1266 | 1793.3482 | 467.3574 | 3048.6919 |  | 54.3439 | 32.6063 | 434.7511 | 2510.6875 | 701.0361 | 3733.4249 |  | 54.3439 | 32.6063 | 434.7511 | 2510.6875 | 701.0361 | 3733.4249 |  | 54.3439 | 16.3032 | 217.3755 | 3108.4702 | 934.7148 | 4331.2076 |  | 54.3439 | 16.3032 | 217.3755 | 3108.4702 | 934.7148 | 4331.2076
|  |  | 26498 | 26498 | C2 | 5622 | 2023 | 7775 | 10059 | 1019 | 26498 | 5058 | 2023 | 7775 | 10059 | 1583 | 26498 | 0 | 0 | 0 | 0 | 0 | 0 | 3574 | 1437 | 5408 | 14217 | 1862 | 26498 | 0 | 0 | 0 | 0 | 0 | 0 | 3515 | 742 | 2464 | 17271 | 2507 | 26499 |  |  | C2 | 0.0014336 | 0.0021503 | 0.0071678 | 0.015769 | 0.030821 | C2 | 10831 | 10831 | 10831 | 10831 | 10831 | C2 | 15.5268 | 23.2902 | 77.6341 | 170.7951 | 333.8267 | C2 | 78534.6771 | 47116.1482 | 603605.2933 | 1718027.5782 | 528447.7005 | 2975731.3974 |  | 87291.806 | 47116.1482 | 603605.2933 | 1718027.5782 | 340169.4294 | 2796210.2553 |  | 55492.8699 | 33468.0697 | 419845.3282 | 2428193.4665 | 621585.3558 | 3558585.0901 |  | 55492.8699 | 33468.0697 | 419845.3282 | 2428193.4665 | 621585.3558 | 3558585.0901 |  | 54576.7873 | 17281.3554 | 191290.475 | 2949801.6009 | 836903.5914 | 4049853.8099 |  | 54576.7873 | 17281.3554 | 191290.475 | 2949801.6009 | 836903.5914 | 4049853.8099
|  |  | 7396 | 7396 | C3 | 1569 | 565 | 2170 | 2808 | 284 | 7396 | 1412 | 565 | 2170 | 2808 | 442 | 7397 | 0 | 0 | 0 | 0 | 0 | 0 | 997 | 401 | 1510 | 3968 | 520 | 7396 | 0 | 0 | 0 | 0 | 0 | 0 | 981 | 207 | 688 | 4820 | 700 | 7396 |  |  | C3 | 0.0014336 | 0.0021503 | 0.0071678 | 0.015769 | 0.030821 | C3 | 16246.5 | 16246.5 | 16246.5 | 16246.5 | 16246.5 | C3 | 23.2902 | 34.9354 | 116.4512 | 256.1926 | 500.7401 | C3 | 32885.8138 | 19738.4753 | 252699.0649 | 719388.8219 | 221327.1165 | 1246039.2925 |  | 36542.3809 | 19738.4753 | 252699.0649 | 719388.8219 | 142210.1835 | 1170578.9265 |  | 23220.3657 | 14009.0772 | 175841.2848 | 1016572.2384 | 260384.8429 | 1490027.809 |  | 23220.3657 | 14009.0772 | 175841.2848 | 1016572.2384 | 260384.8429 | 1490027.809 |  | 22847.7219 | 7231.6184 | 80118.4132 | 1234848.3339 | 350518.0578 | 1695564.1452 |  | 22847.7219 | 7231.6184 | 80118.4132 | 1234848.3339 | 350518.0578 | 1695564.1452
|  |  | 13524 | 13524 | C4 | 2869 | 1033 | 3968 | 5134 | 520 | 13524 | 2581 | 1033 | 3968 | 5134 | 808 | 13524 | 0 | 0 | 0 | 0 | 0 | 0 | 1824 | 733 | 2760 | 7256 | 951 | 13524 | 0 | 0 | 0 | 0 | 0 | 0 | 1794 | 379 | 1258 | 8815 | 1279 | 13525 |  |  | C4 | 0.0014336 | 0.0021503 | 0.0071678 | 0.015769 | 0.030821 | C4 | 27077.5 | 27077.5 | 27077.5 | 27077.5 | 27077.5 | C4 | 38.8171 | 58.2256 | 194.0853 | 426.9877 | 834.5668 | C4 | 100186.8336 | 60147.0355 | 770130.4836 | 2192154.684 | 674329.9779 | 3796949.0146 |  | 111366.147 | 60147.0355 | 770130.4836 | 2192154.684 | 433974.7382 | 3567773.0884 |  | 70802.3187 | 42679.3582 | 535675.4372 | 3098222.5141 | 793673.0309 | 4541052.659 |  | 70802.3187 | 42679.3582 | 535675.4372 | 3098222.5141 | 793673.0309 | 4541052.659 |  | 69637.8068 | 22067.499 | 244159.3116 | 3763896.2874 | 1067410.9427 | 5167171.8475 |  | 69637.8068 | 22067.499 | 244159.3116 | 3763896.2874 | 1067410.9427 | 5167171.8475
|  |  | 47458 | 47458 |  | 10068 | 3624 | 13925 | 18016 | 1825 |  | 9058 | 3624 | 13925 | 18016 | 2835 |  | 0 | 0 | 0 | 0 | 0 |  | 6400 | 2573 | 9686 | 25462 | 3336 |  | 0 | 0 | 0 | 0 | 0 |  | 6295 | 1329 | 4414 | 30932 | 4490 | [22 empty] | 211683.406 | 127050.5686 | 1627086.9685 | 4631364.4323 | 1424572.1523 | 8021757.5277 |  | 235287.2842 | 127050.5686 | 1627086.9685 | 4631364.4323 | 916821.7085 | 7537610.9622 |  | 149569.8982 | 90189.1114 | 1131796.8012 | 6545498.9064 | 1676344.2658 | 9593398.983 |  | 149569.8982 | 90189.1114 | 1131796.8012 | 6545498.9064 | 1676344.2658 | 9593398.983 |  | 147116.6599 | 46596.776 | 515785.5753 | 7951654.6924 | 2255767.3067 | 10916921.0103 |  | 147116.6599 | 46596.776 | 515785.5753 | 7951654.6924 | 2255767.3067 | 10916921.0103
| LV OHL Support |  | 0 | 0 | C1 | 0 | 0 | 0 | 0 | 0 | 0 | 0 | 0 | 0 | 0 | 0 | 0 | 0 | 0 | 0 | 0 | 0 | 0 | 0 | 0 | 0 | 0 | 0 | 0 | 0 | 0 | 0 | 0 | 0 | 0 | 0 | 0 | 0 | 0 | 0 | 0 |  |  | C1 | 0.0015202 | 0.0015202 | 0.0030542 | 0.0084107 | 0.016676 | C1 | 0 | 0 | 0 | 0 | 0 | C1 | [5 empty] | C1 | [5 empty] | 0 | [6 empty] | 0 | [6 empty] | 0 | [6 empty] | 0 | [6 empty] | 0 | [6 empty] | 0
|  |  | 0 | 0 | C2 | 0 | 0 | 0 | 0 | 0 | 0 | 0 | 0 | 0 | 0 | 0 | 0 | 0 | 0 | 0 | 0 | 0 | 0 | 0 | 0 | 0 | 0 | 0 | 0 | 0 | 0 | 0 | 0 | 0 | 0 | 0 | 0 | 0 | 0 | 0 | 0 |  |  | C2 | 0.0015202 | 0.0015202 | 0.0030542 | 0.0084107 | 0.016676 | C2 | 0 | 0 | 0 | 0 | 0 | C2 | [5 empty] | C2 | [5 empty] | 0 | [6 empty] | 0 | [6 empty] | 0 | [6 empty] | 0 | [6 empty] | 0 | [6 empty] | 0
|  |  | 0 | 0 | C3 | 0 | 0 | 0 | 0 | 0 | 0 | 0 | 0 | 0 | 0 | 0 | 0 | 0 | 0 | 0 | 0 | 0 | 0 | 0 | 0 | 0 | 0 | 0 | 0 | 0 | 0 | 0 | 0 | 0 | 0 | 0 | 0 | 0 | 0 | 0 | 0 |  |  | C3 | 0.0015202 | 0.0015202 | 0.0030542 | 0.0084107 | 0.016676 | C3 | 0 | 0 | 0 | 0 | 0 | C3 | [5 empty] | C3 | [5 empty] | 0 | [6 empty] | 0 | [6 empty] | 0 | [6 empty] | 0 | [6 empty] | 0 | [6 empty] | 0
|  |  | 0 | 0 | C4 | 0 | 0 | 0 | 0 | 0 | 0 | 0 | 0 | 0 | 0 | 0 | 0 | 0 | 0 | 0 | 0 | 0 | 0 | 0 | 0 | 0 | 0 | 0 | 0 | 0 | 0 | 0 | 0 | 0 | 0 | 0 | 0 | 0 | 0 | 0 | 0 |  |  | C4 | 0.0015202 | 0.0015202 | 0.0030542 | 0.0084107 | 0.016676 | C4 | 0 | 0 | 0 | 0 | 0 | C4 | [5 empty] | C4 | [5 empty] | 0 | [6 empty] | 0 | [6 empty] | 0 | [6 empty] | 0 | [6 empty] | 0 | [6 empty] | 0
|  |  | 0 | 0 |  | 0 | 0 | 0 | 0 | 0 |  | 0 | 0 | 0 | 0 | 0 |  | 0 | 0 | 0 | 0 | 0 |  | 0 | 0 | 0 | 0 | 0 |  | 0 | 0 | 0 | 0 | 0 |  | 0 | 0 | 0 | 0 | 0 | [22 empty] | 0 | 0 | 0 | 0 | 0 | 0 |  | 0 | 0 | 0 | 0 | 0 | 0 |  | 0 | 0 | 0 | 0 | 0 | 0 |  | 0 | 0 | 0 | 0 | 0 | 0 |  | 0 | 0 | 0 | 0 | 0 | 0 |  | 0 | 0 | 0 | 0 | 0 | 0
| [Please insert new asset category as required] |  | 0 | 0 | C1 | 0 | 0 | 0 | 0 | 0 | 0 | 0 | 0 | 0 | 0 | 0 | 0 | 0 | 0 | 0 | 0 | 0 | 0 | 0 | 0 | 0 | 0 | 0 | 0 | 0 | 0 | 0 | 0 | 0 | 0 | 0 | 0 | 0 | 0 | 0 | 0 |  |  | C1 | 0 | 0 | 0 | 0 | 0 | C1 | 0 | 0 | 0 | 0 | 0 | C1 | [5 empty] | C1 | [5 empty] | 0 | [6 empty] | 0 | [6 empty] | 0 | [6 empty] | 0 | [6 empty] | 0 | [6 empty] | 0
|  |  | 0 | 0 | C2 | 0 | 0 | 0 | 0 | 0 | 0 | 0 | 0 | 0 | 0 | 0 | 0 | 0 | 0 | 0 | 0 | 0 | 0 | 0 | 0 | 0 | 0 | 0 | 0 | 0 | 0 | 0 | 0 | 0 | 0 | 0 | 0 | 0 | 0 | 0 | 0 |  |  | C2 | 0 | 0 | 0 | 0 | 0 | C2 | 0 | 0 | 0 | 0 | 0 | C2 | [5 empty] | C2 | [5 empty] | 0 | [6 empty] | 0 | [6 empty] | 0 | [6 empty] | 0 | [6 empty] | 0 | [6 empty] | 0
|  |  | 0 | 0 | C3 | 0 | 0 | 0 | 0 | 0 | 0 | 0 | 0 | 0 | 0 | 0 | 0 | 0 | 0 | 0 | 0 | 0 | 0 | 0 | 0 | 0 | 0 | 0 | 0 | 0 | 0 | 0 | 0 | 0 | 0 | 0 | 0 | 0 | 0 | 0 | 0 |  |  | C3 | 0 | 0 | 0 | 0 | 0 | C3 | 0 | 0 | 0 | 0 | 0 | C3 | [5 empty] | C3 | [5 empty] | 0 | [6 empty] | 0 | [6 empty] | 0 | [6 empty] | 0 | [6 empty] | 0 | [6 empty] | 0
|  |  | 0 | 0 | C4 | 0 | 0 | 0 | 0 | 0 | 0 | 0 | 0 | 0 | 0 | 0 | 0 | 0 | 0 | 0 | 0 | 0 | 0 | 0 | 0 | 0 | 0 | 0 | 0 | 0 | 0 | 0 | 0 | 0 | 0 | 0 | 0 | 0 | 0 | 0 | 0 |  |  | C4 | 0 | 0 | 0 | 0 | 0 | C4 | 0 | 0 | 0 | 0 | 0 | C4 | [5 empty] | C4 | [5 empty] | 0 | [6 empty] | 0 | [6 empty] | 0 | [6 empty] | 0 | [6 empty] | 0 | [6 empty] | 0
|  |  | 0 | 0 |  | 0 | 0 | 0 | 0 | 0 |  | 0 | 0 | 0 | 0 | 0 |  | 0 | 0 | 0 | 0 | 0 |  | 0 | 0 | 0 | 0 | 0 |  | 0 | 0 | 0 | 0 | 0 |  | 0 | 0 | 0 | 0 | 0 | [22 empty] | 0 | 0 | 0 | 0 | 0 | 0 |  | 0 | 0 | 0 | 0 | 0 | 0 |  | 0 | 0 | 0 | 0 | 0 | 0 |  | 0 | 0 | 0 | 0 | 0 | 0 |  | 0 | 0 | 0 | 0 | 0 | 0 |  | 0 | 0 | 0 | 0 | 0 | 0
| [Please insert new asset category as required] |  | 0 | 0 | C1 | 0 | 0 | 0 | 0 | 0 | 0 | 0 | 0 | 0 | 0 | 0 | 0 | 0 | 0 | 0 | 0 | 0 | 0 | 0 | 0 | 0 | 0 | 0 | 0 | 0 | 0 | 0 | 0 | 0 | 0 | 0 | 0 | 0 | 0 | 0 | 0 |  |  | C1 | 0 | 0 | 0 | 0 | 0 | C1 | 0 | 0 | 0 | 0 | 0 | C1 | [5 empty] | C1 | [5 empty] | 0 | [6 empty] | 0 | [6 empty] | 0 | [6 empty] | 0 | [6 empty] | 0 | [6 empty] | 0
|  |  | 0 | 0 | C2 | 0 | 0 | 0 | 0 | 0 | 0 | 0 | 0 | 0 | 0 | 0 | 0 | 0 | 0 | 0 | 0 | 0 | 0 | 0 | 0 | 0 | 0 | 0 | 0 | 0 | 0 | 0 | 0 | 0 | 0 | 0 | 0 | 0 | 0 | 0 | 0 |  |  | C2 | 0 | 0 | 0 | 0 | 0 | C2 | 0 | 0 | 0 | 0 | 0 | C2 | [5 empty] | C2 | [5 empty] | 0 | [6 empty] | 0 | [6 empty] | 0 | [6 empty] | 0 | [6 empty] | 0 | [6 empty] | 0
|  |  | 0 | 0 | C3 | 0 | 0 | 0 | 0 | 0 | 0 | 0 | 0 | 0 | 0 | 0 | 0 | 0 | 0 | 0 | 0 | 0 | 0 | 0 | 0 | 0 | 0 | 0 | 0 | 0 | 0 | 0 | 0 | 0 | 0 | 0 | 0 | 0 | 0 | 0 | 0 |  |  | C3 | 0 | 0 | 0 | 0 | 0 | C3 | 0 | 0 | 0 | 0 | 0 | C3 | [5 empty] | C3 | [5 empty] | 0 | [6 empty] | 0 | [6 empty] | 0 | [6 empty] | 0 | [6 empty] | 0 | [6 empty] | 0
|  |  | 0 | 0 | C4 | 0 | 0 | 0 | 0 | 0 | 0 | 0 | 0 | 0 | 0 | 0 | 0 | 0 | 0 | 0 | 0 | 0 | 0 | 0 | 0 | 0 | 0 | 0 | 0 | 0 | 0 | 0 | 0 | 0 | 0 | 0 | 0 | 0 | 0 | 0 | 0 |  |  | C4 | 0 | 0 | 0 | 0 | 0 | C4 | 0 | 0 | 0 | 0 | 0 | C4 | [5 empty] | C4 | [5 empty] | 0 | [6 empty] | 0 | [6 empty] | 0 | [6 empty] | 0 | [6 empty] | 0 | [6 empty] | 0
|  |  | 0 | 0 |  | 0 | 0 | 0 | 0 | 0 |  | 0 | 0 | 0 | 0 | 0 |  | 0 | 0 | 0 | 0 | 0 |  | 0 | 0 | 0 | 0 | 0 |  | 0 | 0 | 0 | 0 | 0 |  | 0 | 0 | 0 | 0 | 0 | [22 empty] | 0 | 0 | 0 | 0 | 0 | 0 |  | 0 | 0 | 0 | 0 | 0 | 0 |  | 0 | 0 | 0 | 0 | 0 | 0 |  | 0 | 0 | 0 | 0 | 0 | 0 |  | 0 | 0 | 0 | 0 | 0 | 0 |  | 0 | 0 | 0 | 0 | 0 | 0
| [Please insert new asset category as required] |  | 0 | 0 | C1 | 0 | 0 | 0 | 0 | 0 | 0 | 0 | 0 | 0 | 0 | 0 | 0 | 0 | 0 | 0 | 0 | 0 | 0 | 0 | 0 | 0 | 0 | 0 | 0 | 0 | 0 | 0 | 0 | 0 | 0 | 0 | 0 | 0 | 0 | 0 | 0 |  |  | C1 | 0 | 0 | 0 | 0 | 0 | C1 | 0 | 0 | 0 | 0 | 0 | C1 | [5 empty] | C1 | [5 empty] | 0 | [6 empty] | 0 | [6 empty] | 0 | [6 empty] | 0 | [6 empty] | 0 | [6 empty] | 0
|  |  | 0 | 0 | C2 | 0 | 0 | 0 | 0 | 0 | 0 | 0 | 0 | 0 | 0 | 0 | 0 | 0 | 0 | 0 | 0 | 0 | 0 | 0 | 0 | 0 | 0 | 0 | 0 | 0 | 0 | 0 | 0 | 0 | 0 | 0 | 0 | 0 | 0 | 0 | 0 |  |  | C2 | 0 | 0 | 0 | 0 | 0 | C2 | 0 | 0 | 0 | 0 | 0 | C2 | [5 empty] | C2 | [5 empty] | 0 | [6 empty] | 0 | [6 empty] | 0 | [6 empty] | 0 | [6 empty] | 0 | [6 empty] | 0
|  |  | 0 | 0 | C3 | 0 | 0 | 0 | 0 | 0 | 0 | 0 | 0 | 0 | 0 | 0 | 0 | 0 | 0 | 0 | 0 | 0 | 0 | 0 | 0 | 0 | 0 | 0 | 0 | 0 | 0 | 0 | 0 | 0 | 0 | 0 | 0 | 0 | 0 | 0 | 0 |  |  | C3 | 0 | 0 | 0 | 0 | 0 | C3 | 0 | 0 | 0 | 0 | 0 | C3 | [5 empty] | C3 | [5 empty] | 0 | [6 empty] | 0 | [6 empty] | 0 | [6 empty] | 0 | [6 empty] | 0 | [6 empty] | 0
|  |  | 0 | 0 | C4 | 0 | 0 | 0 | 0 | 0 | 0 | 0 | 0 | 0 | 0 | 0 | 0 | 0 | 0 | 0 | 0 | 0 | 0 | 0 | 0 | 0 | 0 | 0 | 0 | 0 | 0 | 0 | 0 | 0 | 0 | 0 | 0 | 0 | 0 | 0 | 0 |  |  | C4 | 0 | 0 | 0 | 0 | 0 | C4 | 0 | 0 | 0 | 0 | 0 | C4 | [5 empty] | C4 | [5 empty] | 0 | [6 empty] | 0 | [6 empty] | 0 | [6 empty] | 0 | [6 empty] | 0 | [6 empty] | 0
|  |  | 0 | 0 |  | 0 | 0 | 0 | 0 | 0 |  | 0 | 0 | 0 | 0 | 0 |  | 0 | 0 | 0 | 0 | 0 |  | 0 | 0 | 0 | 0 | 0 |  | 0 | 0 | 0 | 0 | 0 |  | 0 | 0 | 0 | 0 | 0 | [22 empty] | 0 | 0 | 0 | 0 | 0 | 0 |  | 0 | 0 | 0 | 0 | 0 | 0 |  | 0 | 0 | 0 | 0 | 0 | 0 |  | 0 | 0 | 0 | 0 | 0 | 0 |  | 0 | 0 | 0 | 0 | 0 | 0 |  | 0 | 0 | 0 | 0 | 0 | 0
| [Please insert new asset category as required] |  | 0 | 0 | C1 | 0 | 0 | 0 | 0 | 0 | 0 | 0 | 0 | 0 | 0 | 0 | 0 | 0 | 0 | 0 | 0 | 0 | 0 | 0 | 0 | 0 | 0 | 0 | 0 | 0 | 0 | 0 | 0 | 0 | 0 | 0 | 0 | 0 | 0 | 0 | 0 |  |  | C1 | 0 | 0 | 0 | 0 | 0 | C1 | 0 | 0 | 0 | 0 | 0 | C1 | [5 empty] | C1 | [5 empty] | 0 | [6 empty] | 0 | [6 empty] | 0 | [6 empty] | 0 | [6 empty] | 0 | [6 empty] | 0
|  |  | 0 | 0 | C2 | 0 | 0 | 0 | 0 | 0 | 0 | 0 | 0 | 0 | 0 | 0 | 0 | 0 | 0 | 0 | 0 | 0 | 0 | 0 | 0 | 0 | 0 | 0 | 0 | 0 | 0 | 0 | 0 | 0 | 0 | 0 | 0 | 0 | 0 | 0 | 0 |  |  | C2 | 0 | 0 | 0 | 0 | 0 | C2 | 0 | 0 | 0 | 0 | 0 | C2 | [5 empty] | C2 | [5 empty] | 0 | [6 empty] | 0 | [6 empty] | 0 | [6 empty] | 0 | [6 empty] | 0 | [6 empty] | 0
|  |  | 0 | 0 | C3 | 0 | 0 | 0 | 0 | 0 | 0 | 0 | 0 | 0 | 0 | 0 | 0 | 0 | 0 | 0 | 0 | 0 | 0 | 0 | 0 | 0 | 0 | 0 | 0 | 0 | 0 | 0 | 0 | 0 | 0 | 0 | 0 | 0 | 0 | 0 | 0 |  |  | C3 | 0 | 0 | 0 | 0 | 0 | C3 | 0 | 0 | 0 | 0 | 0 | C3 | [5 empty] | C3 | [5 empty] | 0 | [6 empty] | 0 | [6 empty] | 0 | [6 empty] | 0 | [6 empty] | 0 | [6 empty] | 0
|  |  | 0 | 0 | C4 | 0 | 0 | 0 | 0 | 0 | 0 | 0 | 0 | 0 | 0 | 0 | 0 | 0 | 0 | 0 | 0 | 0 | 0 | 0 | 0 | 0 | 0 | 0 | 0 | 0 | 0 | 0 | 0 | 0 | 0 | 0 | 0 | 0 | 0 | 0 | 0 |  |  | C4 | 0 | 0 | 0 | 0 | 0 | C4 | 0 | 0 | 0 | 0 | 0 | C4 | [5 empty] | C4 | [5 empty] | 0 | [6 empty] | 0 | [6 empty] | 0 | [6 empty] | 0 | [6 empty] | 0 | [6 empty] | 0
|  |  | 0 | 0 |  | 0 | 0 | 0 | 0 | 0 |  | 0 | 0 | 0 | 0 | 0 |  | 0 | 0 | 0 | 0 | 0 |  | 0 | 0 | 0 | 0 | 0 |  | 0 | 0 | 0 | 0 | 0 |  | 0 | 0 | 0 | 0 | 0 | [22 empty] | 0 | 0 | 0 | 0 | 0 | 0 |  | 0 | 0 | 0 | 0 | 0 | 0 |  | 0 | 0 | 0 | 0 | 0 | 0 |  | 0 | 0 | 0 | 0 | 0 | 0 |  | 0 | 0 | 0 | 0 | 0 | 0 |  | 0 | 0 | 0 | 0 | 0 | 0
| [Please insert new asset category as required] |  | 0 | 0 | C1 | 0 | 0 | 0 | 0 | 0 | 0 | 0 | 0 | 0 | 0 | 0 | 0 | 0 | 0 | 0 | 0 | 0 | 0 | 0 | 0 | 0 | 0 | 0 | 0 | 0 | 0 | 0 | 0 | 0 | 0 | 0 | 0 | 0 | 0 | 0 | 0 |  |  | C1 | 0 | 0 | 0 | 0 | 0 | C1 | 0 | 0 | 0 | 0 | 0 | C1 | [5 empty] | C1 | [5 empty] | 0 | [6 empty] | 0 | [6 empty] | 0 | [6 empty] | 0 | [6 empty] | 0 | [6 empty] | 0
|  |  | 0 | 0 | C2 | 0 | 0 | 0 | 0 | 0 | 0 | 0 | 0 | 0 | 0 | 0 | 0 | 0 | 0 | 0 | 0 | 0 | 0 | 0 | 0 | 0 | 0 | 0 | 0 | 0 | 0 | 0 | 0 | 0 | 0 | 0 | 0 | 0 | 0 | 0 | 0 |  |  | C2 | 0 | 0 | 0 | 0 | 0 | C2 | 0 | 0 | 0 | 0 | 0 | C2 | [5 empty] | C2 | [5 empty] | 0 | [6 empty] | 0 | [6 empty] | 0 | [6 empty] | 0 | [6 empty] | 0 | [6 empty] | 0
|  |  | 0 | 0 | C3 | 0 | 0 | 0 | 0 | 0 | 0 | 0 | 0 | 0 | 0 | 0 | 0 | 0 | 0 | 0 | 0 | 0 | 0 | 0 | 0 | 0 | 0 | 0 | 0 | 0 | 0 | 0 | 0 | 0 | 0 | 0 | 0 | 0 | 0 | 0 | 0 |  |  | C3 | 0 | 0 | 0 | 0 | 0 | C3 | 0 | 0 | 0 | 0 | 0 | C3 | [5 empty] | C3 | [5 empty] | 0 | [6 empty] | 0 | [6 empty] | 0 | [6 empty] | 0 | [6 empty] | 0 | [6 empty] | 0
|  |  | 0 | 0 | C4 | 0 | 0 | 0 | 0 | 0 | 0 | 0 | 0 | 0 | 0 | 0 | 0 | 0 | 0 | 0 | 0 | 0 | 0 | 0 | 0 | 0 | 0 | 0 | 0 | 0 | 0 | 0 | 0 | 0 | 0 | 0 | 0 | 0 | 0 | 0 | 0 |  |  | C4 | 0 | 0 | 0 | 0 | 0 | C4 | 0 | 0 | 0 | 0 | 0 | C4 | [5 empty] | C4 | [5 empty] | 0 | [6 empty] | 0 | [6 empty] | 0 | [6 empty] | 0 | [6 empty] | 0 | [6 empty] | 0
|  |  | 0 | 0 |  | 0 | 0 | 0 | 0 | 0 |  | 0 | 0 | 0 | 0 | 0 |  | 0 | 0 | 0 | 0 | 0 |  | 0 | 0 | 0 | 0 | 0 |  | 0 | 0 | 0 | 0 | 0 |  | 0 | 0 | 0 | 0 | 0 | [22 empty] | 0 | 0 | 0 | 0 | 0 | 0 |  | 0 | 0 | 0 | 0 | 0 | 0 |  | 0 | 0 | 0 | 0 | 0 | 0 |  | 0 | 0 | 0 | 0 | 0 | 0 |  | 0 | 0 | 0 | 0 | 0 | 0 |  | 0 | 0 | 0 | 0 | 0 | 0
[63 empty] | 354017.445 | 929947.6056 | 5600750.0903 | 4734114.3155 | 1442943.5651 | 13061773.0215 |  | 395432.6272 | 957879.3029 | 5544602.6441 | 4631364.4323 | 916821.7085 | 12446100.715 |  | 256142.3144 | 988539.3419 | 5112847.7449 | 6720093.4345 | 1676344.2658 | 14753967.1015 |  | 256142.3144 | 988539.3419 | 5112847.7449 | 6720093.4345 | 1676344.2658 | 14753967.1015 |  | 171027.2493 | 1005226.9515 | 4726474.6486 | 8402590.2148 | 2255767.3067 | 16561086.371 |  | 171027.2493 | 1005226.9515 | 4726474.6486 | 8402590.2148 | 2255767.3067 | 16561086.371
| HV Network | [73 empty] | 0 | [6 empty] | 0 | [6 empty] | 0 | [6 empty] | 0 | [6 empty] | 0
| HV Switchgear (GM) - Primary |  | 0 | 0 | C1 | 0 | 0 | 0 | 0 | 0 | 0 | 0 | 0 | 0 | 0 | 0 | 0 | 0 | 0 | 0 | 0 | 0 | 0 | 0 | 0 | 0 | 0 | 0 | 0 | 0 | 0 | 0 | 0 | 0 | 0 | 0 | 0 | 0 | 0 | 0 | 0 |  |  | C1 | 0.0017512 | 0.0017512 | 0.0065548 | 0.012041 | 0.016575 | C1 | 56144.7979 | 56144.7979 | 56144.7979 | 56144.7979 | 56144.7979 | C1 | 98.3205 | 98.3205 | 368.0193 | 676.0637 | 930.6138 | C1 | 0 | 0 | 0 | 0 | 0 | 0 |  | 0 | 0 | 0 | 0 | 0 | 0 |  | 0 | 0 | 0 | 0 | 0 | 0 |  | 0 | 0 | 0 | 0 | 0 | 0 |  | 0 | 0 | 0 | 0 | 0 | 0 |  | 0 | 0 | 0 | 0 | 0 | 0
|  |  | 1368 | 1368 | C2 | 422 | 805 | 118 | 22 | 1 | 1368 | 412 | 731 | 130 | 32 | 1 | 1306 | 0 | 8 | 0 | -8 | 0 | 0 | 244 | 892 | 191 | 20 | 21 | 1368 | 0 | 41 | 0 | -41 | 0 | 0 | 180 | 724 | 371 | 50 | 43 | 1368 |  |  | C2 | 0.0017512 | 0.0017512 | 0.0065548 | 0.012041 | 0.016575 | C2 | 80206.8542 | 80206.8542 | 80206.8542 | 80206.8542 | 80206.8542 | C2 | 140.4578 | 140.4578 | 525.7419 | 965.8052 | 1329.4483 | C2 | 57868.6309 | 102674.6825 | 68346.4461 | 30905.7671 | 1329.4483 | 261124.9749 |  | 59273.2093 | 113068.5628 | 62037.5434 | 21247.7148 | 1329.4483 | 256956.4787 |  | 34271.7135 | 125288.3951 | 100416.7016 | 19316.1044 | 27918.4134 | 307211.328 |  | 34271.7135 | 126412.0578 | 100416.7016 | 11589.6626 | 27918.4134 | 300608.549 |  | 25282.4116 | 101691.4776 | 195050.2423 | 48290.261 | 57166.2751 | 427480.6677 |  | 25282.4116 | 107450.2492 | 195050.2423 | 8692.247 | 57166.2751 | 393641.4252
|  |  | 2133 | 2133 | C3 | 350 | 1070 | 487 | 190 | 36 | 2133 | 213 | 1035 | 503 | 299 | 83 | 2133 | 0 | 15 | 0 | -15 | 0 | 0 | 255 | 952 | 481 | 196 | 249 | 2133 | 0 | 75 | 0 | -75 | 0 | 0 | 221 | 736 | 573 | 79 | 524 | 2133 |  |  | C3 | 0.0017512 | 0.0017512 | 0.0065548 | 0.012041 | 0.016575 | C3 | 120310.2813 | 120310.2813 | 120310.2813 | 120310.2813 | 120310.2813 | C3 | 210.6868 | 210.6868 | 788.6128 | 1448.7078 | 1994.1724 | C3 | 44876.2805 | 218060.7998 | 396672.2583 | 433163.6413 | 165516.3083 | 1258289.2882 |  | 73740.3671 | 225434.8365 | 384054.4529 | 275254.4878 | 71790.206 | 1030274.3502 |  | 53725.1246 | 200573.7984 | 379322.7759 | 283946.7348 | 496548.9248 | 1414117.3584 |  | 53725.1246 | 203734.0999 | 379322.7759 | 262216.1173 | 496548.9248 | 1395547.0424 |  | 46561.7746 | 155065.4576 | 451875.1571 | 114447.9186 | 1044946.3316 | 1812896.6396 |  | 46561.7746 | 170866.9648 | 451875.1571 | 5794.8313 | 1044946.3316 | 1720045.0595
|  |  | 64 | 64 | C4 | 0 | 28 | 8 | 23 | 5 | 64 | 0 | 28 | 8 | 23 | 5 | 64 | 0 | 0 | 0 | 0 | 0 | 0 | 0 | 26 | 10 | 6 | 22 | 64 | 0 | 2 | 0 | -2 | 0 | 0 | 0 | 19 | 9 | 8 | 28 | 64 |  |  | C4 | 0.0017512 | 0.0017512 | 0.0065548 | 0.012041 | 0.016575 | C4 | 200517.1355 | 200517.1355 | 200517.1355 | 200517.1355 | 200517.1355 | C4 | 351.1446 | 351.1446 | 1314.3547 | 2414.5131 | 3323.6206 | C4 | 0 | 9832.0489 | 10514.8379 | 55533.8002 | 16618.1032 | 92498.7902 |  | 0 | 9832.0489 | 10514.8379 | 55533.8002 | 16618.1032 | 92498.7902 |  | 0 | 9129.7597 | 13143.5473 | 14487.0783 | 73119.6542 | 109880.0396 |  | 0 | 9129.7597 | 13143.5473 | 14487.0783 | 73119.6542 | 109880.0396 |  | 0 | 6671.7475 | 11829.1926 | 19316.1044 | 93061.3781 | 130878.4226 |  | 0 | 7374.0367 | 11829.1926 | 14487.0783 | 93061.3781 | 126751.6857
|  |  | 3565 | 3565 |  | 772 | 1903 | 613 | 235 | 42 |  | 625 | 1794 | 641 | 354 | 89 |  | 0 | 23 | 0 | -23 | 0 |  | 499 | 1870 | 682 | 222 | 292 |  | 0 | 118 | 0 | -118 | 0 |  | 401 | 1479 | 953 | 137 | 595 | [22 empty] | 102744.9115 | 330567.5312 | 475533.5423 | 519603.2086 | 183463.8597 | 1611913.0533 |  | 133013.5764 | 348335.4483 | 456606.8341 | 352036.0028 | 89737.7575 | 1379729.6191 |  | 87996.838 | 334991.9533 | 492883.0248 | 317749.9175 | 597586.9924 | 1831208.726 |  | 87996.838 | 339275.9174 | 492883.0248 | 288292.8583 | 597586.9924 | 1806035.631 |  | 71844.1862 | 263428.6827 | 658754.592 | 182054.284 | 1195173.9849 | 2371255.7299 |  | 71844.1862 | 285691.2507 | 658754.592 | 28974.1566 | 1195173.9849 | 2240438.1704
| HV Switchgear (GM) - Distribution |  | 0 | 0 | C1 | 0 | 0 | 0 | 0 | 0 | 0 | 0 | 0 | 0 | 0 | 0 | 0 | 0 | 0 | 0 | 0 | 0 | 0 | 0 | 0 | 0 | 0 | 0 | 0 | 0 | 0 | 0 | 0 | 0 | 0 | 0 | 0 | 0 | 0 | 0 | 0 |  |  | C1 | 0.00055859 | 0.00055859 | 0.0020997 | 0.0038498 | 0.0065852 | C1 | 34295.5563 | 34295.5563 | 34295.5563 | 34295.5563 | 34295.5563 | C1 | 19.1571 | 19.1571 | 72.0096 | 132.0305 | 225.843 | C1 | 0 | 0 | 0 | 0 | 0 | 0 |  | 0 | 0 | 0 | 0 | 0 | 0 |  | 0 | 0 | 0 | 0 | 0 | 0 |  | 0 | 0 | 0 | 0 | 0 | 0 |  | 0 | 0 | 0 | 0 | 0 | 0 |  | 0 | 0 | 0 | 0 | 0 | 0
|  |  | 6427 | 6427 | C2 | 3425 | 3002 | 0 | 0 | 0 | 6427 | 3406 | 2536 | 0 | 0 | 19 | 5961 | 0 | 0 | 0 | 0 | 0 | 0 | 2124 | 4200 | 38 | 65 | 0 | 6427 | 0 | 0 | 0 | 0 | 0 | 0 | 549 | 5767 | 32 | 48 | 31 | 6427 |  |  | C2 | 0.00055859 | 0.00055859 | 0.0020997 | 0.0038498 | 0.0065852 | C2 | 48993.6519 | 48993.6519 | 48993.6519 | 48993.6519 | 48993.6519 | C2 | 27.3673 | 27.3673 | 102.8709 | 188.6149 | 322.6328 | C2 | 93213.1473 | 69403.5648 | 0 | 0 | 6130.0231 | 168746.7352 |  | 93733.1267 | 82156.7435 | 0 | 0 | 0 | 175889.8702 |  | 58128.2222 | 114942.8123 | 3909.0929 | 12259.9706 | 0 | 189240.0981 |  | 58128.2222 | 114942.8123 | 3909.0929 | 12259.9706 | 0 | 189240.0981 |  | 15024.6676 | 157827.4283 | 3291.8677 | 9053.5168 | 10001.6166 | 195199.0969 |  | 15024.6676 | 157827.4283 | 3291.8677 | 9053.5168 | 10001.6166 | 195199.0969
|  |  | 11686 | 11686 | C3 | 4586 | 6177 | 923 | 0 | 0 | 11686 | 4124 | 6177 | 923 | 352 | 137 | 11713 | 0 | 0 | 0 | 0 | 0 | 0 | 2746 | 7244 | 989 | 707 | 0 | 11686 | 0 | 0 | 0 | 0 | 0 | 0 | 1056 | 8089 | 1371 | 763 | 407 | 11686 |  |  | C3 | 0.00055859 | 0.00055859 | 0.0020997 | 0.0038498 | 0.0065852 | C3 | 73490.4778 | 73490.4778 | 73490.4778 | 73490.4778 | 73490.4778 | C3 | 41.051 | 41.051 | 154.3063 | 282.9224 | 483.9492 | C3 | 169294.3422 | 253572.0542 | 142424.7131 | 99588.6846 | 66301.0389 | 731180.833 |  | 188259.9062 | 253572.0542 | 142424.7131 | 0 | 0 | 584256.6735 |  | 112726.0581 | 297373.4759 | 152608.9287 | 200026.1365 | 0 | 762734.5992 |  | 112726.0581 | 297373.4759 | 152608.9287 | 200026.1365 | 0 | 762734.5992 |  | 43349.8607 | 332061.5746 | 211553.9346 | 215869.7909 | 196967.3201 | 999802.4808 |  | 43349.8607 | 332061.5746 | 211553.9346 | 215869.7909 | 196967.3201 | 999802.4808
|  |  | 2762 | 2762 | C4 | 874 | 1370 | 518 | 0 | 0 | 2762 | 421 | 1370 | 518 | 397 | 64 | 2770 | 0 | 0 | 0 | 0 | 0 | 0 | 651 | 1401 | 589 | 121 | 0 | 2762 | 0 | 0 | 0 | 0 | 0 | 0 | 487 | 1466 | 377 | 187 | 245 | 2762 |  |  | C4 | 0.00055859 | 0.00055859 | 0.0020997 | 0.0038498 | 0.0065852 | C4 | 122484.1297 | 122484.1297 | 122484.1297 | 122484.1297 | 122484.1297 | C4 | 68.4183 | 68.4183 | 257.1772 | 471.5373 | 806.582 | C4 | 28804.1214 | 93733.1267 | 133217.7706 | 187200.321 | 51621.2469 | 494576.5867 |  | 59797.6298 | 93733.1267 | 133217.7706 | 0 | 0 | 286748.5271 |  | 44540.3398 | 95854.0953 | 151477.3492 | 57056.0172 | 0 | 348927.8015 |  | 44540.3398 | 95854.0953 | 151477.3492 | 57056.0172 | 0 | 348927.8015 |  | 33319.7319 | 100301.2874 | 96955.7906 | 88177.4812 | 197612.5857 | 516366.8768 |  | 33319.7319 | 100301.2874 | 96955.7906 | 88177.4812 | 197612.5857 | 516366.8768
|  |  | 20875 | 20875 |  | 8885 | 10549 | 1441 | 0 | 0 |  | 7951 | 10083 | 1441 | 749 | 220 |  | 0 | 0 | 0 | 0 | 0 |  | 5521 | 12845 | 1616 | 893 | 0 |  | 0 | 0 | 0 | 0 | 0 |  | 2092 | 15322 | 1780 | 998 | 683 | [22 empty] | 291311.6109 | 416708.7457 | 275642.4837 | 286789.0057 | 124052.3089 | 1394504.1549 |  | 341790.6627 | 429461.9244 | 275642.4837 | 0 | 0 | 1046895.0708 |  | 215394.6201 | 508170.3835 | 307995.3708 | 269342.1244 | 0 | 1300902.4988 |  | 215394.6201 | 508170.3835 | 307995.3708 | 269342.1244 | 0 | 1300902.4988 |  | 91694.2602 | 590190.2903 | 311801.5928 | 313100.7888 | 404581.5223 | 1711368.4545 |  | 91694.2602 | 590190.2903 | 311801.5928 | 313100.7888 | 404581.5223 | 1711368.4545
| HV Transformer (GM) |  | 1189 | 1189 | C1 | 234 | 448 | 507 | 0 | 0 | 1189 | 228 | 448 | 507 | 5 | 1 | 1189 | 0 | 0 | 0 | 0 | 0 | 0 | 98 | 561 | 523 | 7 | 0 | 1189 | 0 | 0 | 0 | 0 | 0 | 0 | 6 | 616 | 525 | 38 | 4 | 1189 |  |  | C1 | 0.00088206 | 0.001075 | 0.003032 | 0.0057831 | 0.0097546 | C1 | 51020.2 | 51020.2 | 51020.2 | 51020.2 | 51020.2 | C1 | 45.0028 | 54.8465 | 154.6957 | 295.0538 | 497.684 | C1 | 10260.6322 | 24571.2145 | 78430.7172 | 1475.2692 | 497.684 | 115235.5171 |  | 10530.6489 | 24571.2145 | 78430.7172 | 0 | 0 | 113532.5805 |  | 4410.2718 | 30768.8645 | 80905.8483 | 2065.3769 | 0 | 118150.3615 |  | 4410.2718 | 30768.8645 | 80905.8483 | 2065.3769 | 0 | 118150.3615 |  | 270.0166 | 33785.4199 | 81215.2397 | 11212.0461 | 1990.7361 | 128473.4584 |  | 270.0166 | 33785.4199 | 81215.2397 | 11212.0461 | 1990.7361 | 128473.4584
|  |  | 8968 | 8968 | C2 | 1612 | 3868 | 3488 | 0 | 0 | 8968 | 1577 | 3591 | 3488 | 32 | 3 | 8691 | 0 | 0 | 0 | 0 | 0 | 0 | 696 | 4436 | 3777 | 52 | 7 | 8968 | 0 | 0 | 0 | 0 | 0 | 0 | 35 | 4832 | 3796 | 275 | 30 | 8968 |  |  | C2 | 0.00088206 | 0.001075 | 0.003032 | 0.0057831 | 0.0097546 | C2 | 72886 | 72886 | 72886 | 72886 | 72886 | C2 | 64.2897 | 78.3521 | 220.9938 | 421.5055 | 710.9772 | C2 | 101384.8186 | 281362.3441 | 770826.5472 | 13488.1757 | 2132.9315 | 1169194.8171 |  | 103634.9572 | 303065.8722 | 770826.5472 | 0 | 0 | 1177527.3766 |  | 44745.6143 | 347569.8576 | 834693.7697 | 21918.2856 | 4976.8402 | 1253904.3673 |  | 44745.6143 | 347569.8576 | 834693.7697 | 21918.2856 | 4976.8402 | 1253904.3673 |  | 2250.1386 | 378597.284 | 838892.6529 | 115914.0101 | 21329.3151 | 1356983.4008 |  | 2250.1386 | 378597.284 | 838892.6529 | 115914.0101 | 21329.3151 | 1356983.4008
|  |  | 1189 | 1189 | C3 | 234 | 448 | 507 | 0 | 0 | 1189 | 228 | 448 | 507 | 5 | 1 | 1189 | 0 | 0 | 0 | 0 | 0 | 0 | 98 | 561 | 523 | 7 | 0 | 1189 | 0 | 0 | 0 | 0 | 0 | 0 | 6 | 616 | 525 | 38 | 4 | 1189 |  |  | C3 | 0.00088206 | 0.001075 | 0.003032 | 0.0057831 | 0.0097546 | C3 | 109329 | 109329 | 109329 | 109329 | 109329 | C3 | 96.4345 | 117.5281 | 331.4908 | 632.2582 | 1066.4658 | C3 | 21987.0691 | 52652.6024 | 168065.8226 | 3161.2912 | 1066.4658 | 246933.251 |  | 22565.6762 | 52652.6024 | 168065.8226 | 0 | 0 | 243284.1012 |  | 9450.5823 | 65933.2811 | 173369.675 | 4425.8077 | 0 | 253179.3461 |  | 9450.5823 | 65933.2811 | 173369.675 | 4425.8077 | 0 | 253179.3461 |  | 578.6071 | 72397.3283 | 174032.6565 | 24025.813 | 4265.863 | 275300.2679 |  | 578.6071 | 72397.3283 | 174032.6565 | 24025.813 | 4265.863 | 275300.2679
|  |  | 4166 | 4166 | C4 | 821 | 1569 | 1776 | 0 | 0 | 4166 | 588 | 1569 | 1990 | 17 | 2 | 4166 | 0 | 0 | 0 | 0 | 0 | 0 | 554 | 1771 | 1814 | 24 | 3 | 4166 | 0 | 0 | 0 | 0 | 0 | 0 | 233 | 1964 | 1822 | 132 | 15 | 4166 |  |  | C4 | 0.00088206 | 0.001075 | 0.003032 | 0.0057831 | 0.0097546 | C4 | 182215 | 182215 | 182215 | 182215 | 182215 | C4 | 160.7242 | 195.8802 | 552.4846 | 1053.7637 | 1777.4429 | C4 | 94505.8233 | 307336.061 | 1099444.4015 | 17913.9834 | 3554.8858 | 1522755.1549 |  | 131954.5594 | 307336.061 | 981212.692 | 0 | 0 | 1420503.3123 |  | 89041.2008 | 346903.8649 | 1002207.1077 | 25290.3295 | 5332.3288 | 1468774.8316 |  | 89041.2008 | 346903.8649 | 1002207.1077 | 25290.3295 | 5332.3288 | 1468774.8316 |  | 37448.7361 | 384708.7468 | 1006626.9847 | 139096.8122 | 26661.6439 | 1594542.9236 |  | 37448.7361 | 384708.7468 | 1006626.9847 | 139096.8122 | 26661.6439 | 1594542.9236
|  |  | 15512 | 15512 |  | 2901 | 6333 | 6278 | 0 | 0 |  | 2621 | 6056 | 6492 | 59 | 7 |  | 0 | 0 | 0 | 0 | 0 |  | 1446 | 7329 | 6637 | 90 | 10 |  | 0 | 0 | 0 | 0 | 0 |  | 280 | 8028 | 6668 | 483 | 53 | [22 empty] | 228138.3432 | 665922.222 | 2116767.4884 | 36038.7195 | 7251.9671 | 3054118.7402 |  | 268685.8416 | 687625.7501 | 1998535.7789 | 0 | 0 | 2954847.3706 |  | 147647.6692 | 791175.8681 | 2091176.4007 | 53699.7996 | 10309.169 | 3094008.9066 |  | 147647.6692 | 791175.8681 | 2091176.4007 | 53699.7996 | 10309.169 | 3094008.9066 |  | 40547.4985 | 869488.779 | 2100767.5337 | 290248.6814 | 54247.558 | 3355300.0506 |  | 40547.4985 | 869488.779 | 2100767.5337 | 290248.6814 | 54247.558 | 3355300.0506
| HV UG Cable |  | 0 | 0 | C1 | 0 | 0 | 0 | 0 | 0 | 0 | 0 | 0 | 0 | 0 | 0 | 0 | 0 | 0 | 0 | 0 | 0 | 0 | 0 | 0 | 0 | 0 | 0 | 0 | 0 | 0 | 0 | 0 | 0 | 0 | 0 | 0 | 0 | 0 | 0 | 0 |  |  | C1 | 0.00088206 | 0.001075 | 0.003032 | 0.0057831 | 0.0097546 | C1 | 0 | 0 | 0 | 0 | 0 | C1 | [5 empty] | C1 | [5 empty] | 0 | [6 empty] | 0 | [6 empty] | 0 | [6 empty] | 0 | [6 empty] | 0 | [6 empty] | 0
|  |  | 0 | 0 | C2 | 0 | 0 | 0 | 0 | 0 | 0 | 0 | 0 | 0 | 0 | 0 | 0 | 0 | 0 | 0 | 0 | 0 | 0 | 0 | 0 | 0 | 0 | 0 | 0 | 0 | 0 | 0 | 0 | 0 | 0 | 0 | 0 | 0 | 0 | 0 | 0 |  |  | C2 | 0.00088206 | 0.001075 | 0.003032 | 0.0057831 | 0.0097546 | C2 | 0 | 0 | 0 | 0 | 0 | C2 | [5 empty] | C2 | [5 empty] | 0 | [6 empty] | 0 | [6 empty] | 0 | [6 empty] | 0 | [6 empty] | 0 | [6 empty] | 0
|  |  | 0 | 0 | C3 | 0 | 0 | 0 | 0 | 0 | 0 | 0 | 0 | 0 | 0 | 0 | 0 | 0 | 0 | 0 | 0 | 0 | 0 | 0 | 0 | 0 | 0 | 0 | 0 | 0 | 0 | 0 | 0 | 0 | 0 | 0 | 0 | 0 | 0 | 0 | 0 |  |  | C3 | 0.00088206 | 0.001075 | 0.003032 | 0.0057831 | 0.0097546 | C3 | 0 | 0 | 0 | 0 | 0 | C3 | [5 empty] | C3 | [5 empty] | 0 | [6 empty] | 0 | [6 empty] | 0 | [6 empty] | 0 | [6 empty] | 0 | [6 empty] | 0
|  |  | 0 | 0 | C4 | 0 | 0 | 0 | 0 | 0 | 0 | 0 | 0 | 0 | 0 | 0 | 0 | 0 | 0 | 0 | 0 | 0 | 0 | 0 | 0 | 0 | 0 | 0 | 0 | 0 | 0 | 0 | 0 | 0 | 0 | 0 | 0 | 0 | 0 | 0 | 0 |  |  | C4 | 0.00088206 | 0.001075 | 0.003032 | 0.0057831 | 0.0097546 | C4 | 0 | 0 | 0 | 0 | 0 | C4 | [5 empty] | C4 | [5 empty] | 0 | [6 empty] | 0 | [6 empty] | 0 | [6 empty] | 0 | [6 empty] | 0 | [6 empty] | 0
|  |  | 0 | 0 |  | 0 | 0 | 0 | 0 | 0 |  | 0 | 0 | 0 | 0 | 0 |  | 0 | 0 | 0 | 0 | 0 |  | 0 | 0 | 0 | 0 | 0 |  | 0 | 0 | 0 | 0 | 0 |  | 0 | 0 | 0 | 0 | 0 | [22 empty] | 0 | 0 | 0 | 0 | 0 | 0 |  | 0 | 0 | 0 | 0 | 0 | 0 |  | 0 | 0 | 0 | 0 | 0 | 0 |  | 0 | 0 | 0 | 0 | 0 | 0 |  | 0 | 0 | 0 | 0 | 0 | 0 |  | 0 | 0 | 0 | 0 | 0 | 0
| HV OHL Support - Poles |  | 0 | 0 | C1 | 0 | 0 | 0 | 0 | 0 | 0 | 0 | 0 | 0 | 0 | 0 | 0 | 0 | 0 | 0 | 0 | 0 | 0 | 0 | 0 | 0 | 0 | 0 | 0 | 0 | 0 | 0 | 0 | 0 | 0 | 0 | 0 | 0 | 0 | 0 | 0 |  |  | C1 | 0.0010304 | 0.0010304 | 0.0038771 | 0.0081493 | 0.012563 | C1 | 0 | 0 | 0 | 0 | 0 | C1 | [5 empty] | C1 | [5 empty] | 0 | [6 empty] | 0 | [6 empty] | 0 | [6 empty] | 0 | [6 empty] | 0 | [6 empty] | 0
|  |  | 0 | 0 | C2 | 0 | 0 | 0 | 0 | 0 | 0 | 0 | 0 | 0 | 0 | 0 | 0 | 0 | 0 | 0 | 0 | 0 | 0 | 0 | 0 | 0 | 0 | 0 | 0 | 0 | 0 | 0 | 0 | 0 | 0 | 0 | 0 | 0 | 0 | 0 | 0 |  |  | C2 | 0.0010304 | 0.0010304 | 0.0038771 | 0.0081493 | 0.012563 | C2 | 0 | 0 | 0 | 0 | 0 | C2 | [5 empty] | C2 | [5 empty] | 0 | [6 empty] | 0 | [6 empty] | 0 | [6 empty] | 0 | [6 empty] | 0 | [6 empty] | 0
|  |  | 0 | 0 | C3 | 0 | 0 | 0 | 0 | 0 | 0 | 0 | 0 | 0 | 0 | 0 | 0 | 0 | 0 | 0 | 0 | 0 | 0 | 0 | 0 | 0 | 0 | 0 | 0 | 0 | 0 | 0 | 0 | 0 | 0 | 0 | 0 | 0 | 0 | 0 | 0 |  |  | C3 | 0.0010304 | 0.0010304 | 0.0038771 | 0.0081493 | 0.012563 | C3 | 0 | 0 | 0 | 0 | 0 | C3 | [5 empty] | C3 | [5 empty] | 0 | [6 empty] | 0 | [6 empty] | 0 | [6 empty] | 0 | [6 empty] | 0 | [6 empty] | 0
|  |  | 0 | 0 | C4 | 0 | 0 | 0 | 0 | 0 | 0 | 0 | 0 | 0 | 0 | 0 | 0 | 0 | 0 | 0 | 0 | 0 | 0 | 0 | 0 | 0 | 0 | 0 | 0 | 0 | 0 | 0 | 0 | 0 | 0 | 0 | 0 | 0 | 0 | 0 | 0 |  |  | C4 | 0.0010304 | 0.0010304 | 0.0038771 | 0.0081493 | 0.012563 | C4 | 0 | 0 | 0 | 0 | 0 | C4 | [5 empty] | C4 | [5 empty] | 0 | [6 empty] | 0 | [6 empty] | 0 | [6 empty] | 0 | [6 empty] | 0 | [6 empty] | 0
|  |  | 0 | 0 |  | 0 | 0 | 0 | 0 | 0 |  | 0 | 0 | 0 | 0 | 0 |  | 0 | 0 | 0 | 0 | 0 |  | 0 | 0 | 0 | 0 | 0 |  | 0 | 0 | 0 | 0 | 0 |  | 0 | 0 | 0 | 0 | 0 | [22 empty] | 0 | 0 | 0 | 0 | 0 | 0 |  | 0 | 0 | 0 | 0 | 0 | 0 |  | 0 | 0 | 0 | 0 | 0 | 0 |  | 0 | 0 | 0 | 0 | 0 | 0 |  | 0 | 0 | 0 | 0 | 0 | 0 |  | 0 | 0 | 0 | 0 | 0 | 0
| [Please insert new asset category as required] |  | 0 | 0 | C1 | 0 | 0 | 0 | 0 | 0 | 0 | 0 | 0 | 0 | 0 | 0 | 0 | 0 | 0 | 0 | 0 | 0 | 0 | 0 | 0 | 0 | 0 | 0 | 0 | 0 | 0 | 0 | 0 | 0 | 0 | 0 | 0 | 0 | 0 | 0 | 0 |  |  | C1 | 0 | 0 | 0 | 0 | 0 | C1 | 0 | 0 | 0 | 0 | 0 | C1 | [5 empty] | C1 | [5 empty] | 0 | [6 empty] | 0 | [6 empty] | 0 | [6 empty] | 0 | [6 empty] | 0 | [6 empty] | 0
|  |  | 0 | 0 | C2 | 0 | 0 | 0 | 0 | 0 | 0 | 0 | 0 | 0 | 0 | 0 | 0 | 0 | 0 | 0 | 0 | 0 | 0 | 0 | 0 | 0 | 0 | 0 | 0 | 0 | 0 | 0 | 0 | 0 | 0 | 0 | 0 | 0 | 0 | 0 | 0 |  |  | C2 | 0 | 0 | 0 | 0 | 0 | C2 | 0 | 0 | 0 | 0 | 0 | C2 | [5 empty] | C2 | [5 empty] | 0 | [6 empty] | 0 | [6 empty] | 0 | [6 empty] | 0 | [6 empty] | 0 | [6 empty] | 0
|  |  | 0 | 0 | C3 | 0 | 0 | 0 | 0 | 0 | 0 | 0 | 0 | 0 | 0 | 0 | 0 | 0 | 0 | 0 | 0 | 0 | 0 | 0 | 0 | 0 | 0 | 0 | 0 | 0 | 0 | 0 | 0 | 0 | 0 | 0 | 0 | 0 | 0 | 0 | 0 |  |  | C3 | 0 | 0 | 0 | 0 | 0 | C3 | 0 | 0 | 0 | 0 | 0 | C3 | [5 empty] | C3 | [5 empty] | 0 | [6 empty] | 0 | [6 empty] | 0 | [6 empty] | 0 | [6 empty] | 0 | [6 empty] | 0
|  |  | 0 | 0 | C4 | 0 | 0 | 0 | 0 | 0 | 0 | 0 | 0 | 0 | 0 | 0 | 0 | 0 | 0 | 0 | 0 | 0 | 0 | 0 | 0 | 0 | 0 | 0 | 0 | 0 | 0 | 0 | 0 | 0 | 0 | 0 | 0 | 0 | 0 | 0 | 0 |  |  | C4 | 0 | 0 | 0 | 0 | 0 | C4 | 0 | 0 | 0 | 0 | 0 | C4 | [5 empty] | C4 | [5 empty] | 0 | [6 empty] | 0 | [6 empty] | 0 | [6 empty] | 0 | [6 empty] | 0 | [6 empty] | 0
|  |  | 0 | 0 |  | 0 | 0 | 0 | 0 | 0 |  | 0 | 0 | 0 | 0 | 0 |  | 0 | 0 | 0 | 0 | 0 |  | 0 | 0 | 0 | 0 | 0 |  | 0 | 0 | 0 | 0 | 0 |  | 0 | 0 | 0 | 0 | 0 | [22 empty] | 0 | 0 | 0 | 0 | 0 | 0 |  | 0 | 0 | 0 | 0 | 0 | 0 |  | 0 | 0 | 0 | 0 | 0 | 0 |  | 0 | 0 | 0 | 0 | 0 | 0 |  | 0 | 0 | 0 | 0 | 0 | 0 |  | 0 | 0 | 0 | 0 | 0 | 0
| [Please insert new asset category as required] |  | 0 | 0 | C1 | 0 | 0 | 0 | 0 | 0 | 0 | 0 | 0 | 0 | 0 | 0 | 0 | 0 | 0 | 0 | 0 | 0 | 0 | 0 | 0 | 0 | 0 | 0 | 0 | 0 | 0 | 0 | 0 | 0 | 0 | 0 | 0 | 0 | 0 | 0 | 0 |  |  | C1 | 0 | 0 | 0 | 0 | 0 | C1 | 0 | 0 | 0 | 0 | 0 | C1 | [5 empty] | C1 | [5 empty] | 0 | [6 empty] | 0 | [6 empty] | 0 | [6 empty] | 0 | [6 empty] | 0 | [6 empty] | 0
|  |  | 0 | 0 | C2 | 0 | 0 | 0 | 0 | 0 | 0 | 0 | 0 | 0 | 0 | 0 | 0 | 0 | 0 | 0 | 0 | 0 | 0 | 0 | 0 | 0 | 0 | 0 | 0 | 0 | 0 | 0 | 0 | 0 | 0 | 0 | 0 | 0 | 0 | 0 | 0 |  |  | C2 | 0 | 0 | 0 | 0 | 0 | C2 | 0 | 0 | 0 | 0 | 0 | C2 | [5 empty] | C2 | [5 empty] | 0 | [6 empty] | 0 | [6 empty] | 0 | [6 empty] | 0 | [6 empty] | 0 | [6 empty] | 0
|  |  | 0 | 0 | C3 | 0 | 0 | 0 | 0 | 0 | 0 | 0 | 0 | 0 | 0 | 0 | 0 | 0 | 0 | 0 | 0 | 0 | 0 | 0 | 0 | 0 | 0 | 0 | 0 | 0 | 0 | 0 | 0 | 0 | 0 | 0 | 0 | 0 | 0 | 0 | 0 |  |  | C3 | 0 | 0 | 0 | 0 | 0 | C3 | 0 | 0 | 0 | 0 | 0 | C3 | [5 empty] | C3 | [5 empty] | 0 | [6 empty] | 0 | [6 empty] | 0 | [6 empty] | 0 | [6 empty] | 0 | [6 empty] | 0
|  |  | 0 | 0 | C4 | 0 | 0 | 0 | 0 | 0 | 0 | 0 | 0 | 0 | 0 | 0 | 0 | 0 | 0 | 0 | 0 | 0 | 0 | 0 | 0 | 0 | 0 | 0 | 0 | 0 | 0 | 0 | 0 | 0 | 0 | 0 | 0 | 0 | 0 | 0 | 0 |  |  | C4 | 0 | 0 | 0 | 0 | 0 | C4 | 0 | 0 | 0 | 0 | 0 | C4 | [5 empty] | C4 | [5 empty] | 0 | [6 empty] | 0 | [6 empty] | 0 | [6 empty] | 0 | [6 empty] | 0 | [6 empty] | 0
|  |  | 0 | 0 |  | 0 | 0 | 0 | 0 | 0 |  | 0 | 0 | 0 | 0 | 0 |  | 0 | 0 | 0 | 0 | 0 |  | 0 | 0 | 0 | 0 | 0 |  | 0 | 0 | 0 | 0 | 0 |  | 0 | 0 | 0 | 0 | 0 | [22 empty] | 0 | 0 | 0 | 0 | 0 | 0 |  | 0 | 0 | 0 | 0 | 0 | 0 |  | 0 | 0 | 0 | 0 | 0 | 0 |  | 0 | 0 | 0 | 0 | 0 | 0 |  | 0 | 0 | 0 | 0 | 0 | 0 |  | 0 | 0 | 0 | 0 | 0 | 0
| [Please insert new asset category as required] |  | 0 | 0 | C1 | 0 | 0 | 0 | 0 | 0 | 0 | 0 | 0 | 0 | 0 | 0 | 0 | 0 | 0 | 0 | 0 | 0 | 0 | 0 | 0 | 0 | 0 | 0 | 0 | 0 | 0 | 0 | 0 | 0 | 0 | 0 | 0 | 0 | 0 | 0 | 0 |  |  | C1 | 0 | 0 | 0 | 0 | 0 | C1 | 0 | 0 | 0 | 0 | 0 | C1 | [5 empty] | C1 | [5 empty] | 0 | [6 empty] | 0 | [6 empty] | 0 | [6 empty] | 0 | [6 empty] | 0 | [6 empty] | 0
|  |  | 0 | 0 | C2 | 0 | 0 | 0 | 0 | 0 | 0 | 0 | 0 | 0 | 0 | 0 | 0 | 0 | 0 | 0 | 0 | 0 | 0 | 0 | 0 | 0 | 0 | 0 | 0 | 0 | 0 | 0 | 0 | 0 | 0 | 0 | 0 | 0 | 0 | 0 | 0 |  |  | C2 | 0 | 0 | 0 | 0 | 0 | C2 | 0 | 0 | 0 | 0 | 0 | C2 | [5 empty] | C2 | [5 empty] | 0 | [6 empty] | 0 | [6 empty] | 0 | [6 empty] | 0 | [6 empty] | 0 | [6 empty] | 0
|  |  | 0 | 0 | C3 | 0 | 0 | 0 | 0 | 0 | 0 | 0 | 0 | 0 | 0 | 0 | 0 | 0 | 0 | 0 | 0 | 0 | 0 | 0 | 0 | 0 | 0 | 0 | 0 | 0 | 0 | 0 | 0 | 0 | 0 | 0 | 0 | 0 | 0 | 0 | 0 |  |  | C3 | 0 | 0 | 0 | 0 | 0 | C3 | 0 | 0 | 0 | 0 | 0 | C3 | [5 empty] | C3 | [5 empty] | 0 | [6 empty] | 0 | [6 empty] | 0 | [6 empty] | 0 | [6 empty] | 0 | [6 empty] | 0
|  |  | 0 | 0 | C4 | 0 | 0 | 0 | 0 | 0 | 0 | 0 | 0 | 0 | 0 | 0 | 0 | 0 | 0 | 0 | 0 | 0 | 0 | 0 | 0 | 0 | 0 | 0 | 0 | 0 | 0 | 0 | 0 | 0 | 0 | 0 | 0 | 0 | 0 | 0 | 0 |  |  | C4 | 0 | 0 | 0 | 0 | 0 | C4 | 0 | 0 | 0 | 0 | 0 | C4 | [5 empty] | C4 | [5 empty] | 0 | [6 empty] | 0 | [6 empty] | 0 | [6 empty] | 0 | [6 empty] | 0 | [6 empty] | 0
|  |  | 0 | 0 |  | 0 | 0 | 0 | 0 | 0 |  | 0 | 0 | 0 | 0 | 0 |  | 0 | 0 | 0 | 0 | 0 |  | 0 | 0 | 0 | 0 | 0 |  | 0 | 0 | 0 | 0 | 0 |  | 0 | 0 | 0 | 0 | 0 | [22 empty] | 0 | 0 | 0 | 0 | 0 | 0 |  | 0 | 0 | 0 | 0 | 0 | 0 |  | 0 | 0 | 0 | 0 | 0 | 0 |  | 0 | 0 | 0 | 0 | 0 | 0 |  | 0 | 0 | 0 | 0 | 0 | 0 |  | 0 | 0 | 0 | 0 | 0 | 0
| [Please insert new asset category as required] |  | 0 | 0 | C1 | 0 | 0 | 0 | 0 | 0 | 0 | 0 | 0 | 0 | 0 | 0 | 0 | 0 | 0 | 0 | 0 | 0 | 0 | 0 | 0 | 0 | 0 | 0 | 0 | 0 | 0 | 0 | 0 | 0 | 0 | 0 | 0 | 0 | 0 | 0 | 0 |  |  | C1 | 0 | 0 | 0 | 0 | 0 | C1 | 0 | 0 | 0 | 0 | 0 | C1 | [5 empty] | C1 | [5 empty] | 0 | [6 empty] | 0 | [6 empty] | 0 | [6 empty] | 0 | [6 empty] | 0 | [6 empty] | 0
|  |  | 0 | 0 | C2 | 0 | 0 | 0 | 0 | 0 | 0 | 0 | 0 | 0 | 0 | 0 | 0 | 0 | 0 | 0 | 0 | 0 | 0 | 0 | 0 | 0 | 0 | 0 | 0 | 0 | 0 | 0 | 0 | 0 | 0 | 0 | 0 | 0 | 0 | 0 | 0 |  |  | C2 | 0 | 0 | 0 | 0 | 0 | C2 | 0 | 0 | 0 | 0 | 0 | C2 | [5 empty] | C2 | [5 empty] | 0 | [6 empty] | 0 | [6 empty] | 0 | [6 empty] | 0 | [6 empty] | 0 | [6 empty] | 0
|  |  | 0 | 0 | C3 | 0 | 0 | 0 | 0 | 0 | 0 | 0 | 0 | 0 | 0 | 0 | 0 | 0 | 0 | 0 | 0 | 0 | 0 | 0 | 0 | 0 | 0 | 0 | 0 | 0 | 0 | 0 | 0 | 0 | 0 | 0 | 0 | 0 | 0 | 0 | 0 |  |  | C3 | 0 | 0 | 0 | 0 | 0 | C3 | 0 | 0 | 0 | 0 | 0 | C3 | [5 empty] | C3 | [5 empty] | 0 | [6 empty] | 0 | [6 empty] | 0 | [6 empty] | 0 | [6 empty] | 0 | [6 empty] | 0
|  |  | 0 | 0 | C4 | 0 | 0 | 0 | 0 | 0 | 0 | 0 | 0 | 0 | 0 | 0 | 0 | 0 | 0 | 0 | 0 | 0 | 0 | 0 | 0 | 0 | 0 | 0 | 0 | 0 | 0 | 0 | 0 | 0 | 0 | 0 | 0 | 0 | 0 | 0 | 0 |  |  | C4 | 0 | 0 | 0 | 0 | 0 | C4 | 0 | 0 | 0 | 0 | 0 | C4 | [5 empty] | C4 | [5 empty] | 0 | [6 empty] | 0 | [6 empty] | 0 | [6 empty] | 0 | [6 empty] | 0 | [6 empty] | 0
|  |  | 0 | 0 |  | 0 | 0 | 0 | 0 | 0 |  | 0 | 0 | 0 | 0 | 0 |  | 0 | 0 | 0 | 0 | 0 |  | 0 | 0 | 0 | 0 | 0 |  | 0 | 0 | 0 | 0 | 0 |  | 0 | 0 | 0 | 0 | 0 | [22 empty] | 0 | 0 | 0 | 0 | 0 | 0 |  | 0 | 0 | 0 | 0 | 0 | 0 |  | 0 | 0 | 0 | 0 | 0 | 0 |  | 0 | 0 | 0 | 0 | 0 | 0 |  | 0 | 0 | 0 | 0 | 0 | 0 |  | 0 | 0 | 0 | 0 | 0 | 0
| [Please insert new asset category as required] |  | 0 | 0 | C1 | 0 | 0 | 0 | 0 | 0 | 0 | 0 | 0 | 0 | 0 | 0 | 0 | 0 | 0 | 0 | 0 | 0 | 0 | 0 | 0 | 0 | 0 | 0 | 0 | 0 | 0 | 0 | 0 | 0 | 0 | 0 | 0 | 0 | 0 | 0 | 0 |  |  | C1 | 0 | 0 | 0 | 0 | 0 | C1 | 0 | 0 | 0 | 0 | 0 | C1 | [5 empty] | C1 | [5 empty] | 0 | [6 empty] | 0 | [6 empty] | 0 | [6 empty] | 0 | [6 empty] | 0 | [6 empty] | 0
|  |  | 0 | 0 | C2 | 0 | 0 | 0 | 0 | 0 | 0 | 0 | 0 | 0 | 0 | 0 | 0 | 0 | 0 | 0 | 0 | 0 | 0 | 0 | 0 | 0 | 0 | 0 | 0 | 0 | 0 | 0 | 0 | 0 | 0 | 0 | 0 | 0 | 0 | 0 | 0 |  |  | C2 | 0 | 0 | 0 | 0 | 0 | C2 | 0 | 0 | 0 | 0 | 0 | C2 | [5 empty] | C2 | [5 empty] | 0 | [6 empty] | 0 | [6 empty] | 0 | [6 empty] | 0 | [6 empty] | 0 | [6 empty] | 0
|  |  | 0 | 0 | C3 | 0 | 0 | 0 | 0 | 0 | 0 | 0 | 0 | 0 | 0 | 0 | 0 | 0 | 0 | 0 | 0 | 0 | 0 | 0 | 0 | 0 | 0 | 0 | 0 | 0 | 0 | 0 | 0 | 0 | 0 | 0 | 0 | 0 | 0 | 0 | 0 |  |  | C3 | 0 | 0 | 0 | 0 | 0 | C3 | 0 | 0 | 0 | 0 | 0 | C3 | [5 empty] | C3 | [5 empty] | 0 | [6 empty] | 0 | [6 empty] | 0 | [6 empty] | 0 | [6 empty] | 0 | [6 empty] | 0
|  |  | 0 | 0 | C4 | 0 | 0 | 0 | 0 | 0 | 0 | 0 | 0 | 0 | 0 | 0 | 0 | 0 | 0 | 0 | 0 | 0 | 0 | 0 | 0 | 0 | 0 | 0 | 0 | 0 | 0 | 0 | 0 | 0 | 0 | 0 | 0 | 0 | 0 | 0 | 0 |  |  | C4 | 0 | 0 | 0 | 0 | 0 | C4 | 0 | 0 | 0 | 0 | 0 | C4 | [5 empty] | C4 | [5 empty] | 0 | [6 empty] | 0 | [6 empty] | 0 | [6 empty] | 0 | [6 empty] | 0 | [6 empty] | 0
|  |  | 0 | 0 |  | 0 | 0 | 0 | 0 | 0 |  | 0 | 0 | 0 | 0 | 0 |  | 0 | 0 | 0 | 0 | 0 |  | 0 | 0 | 0 | 0 | 0 |  | 0 | 0 | 0 | 0 | 0 |  | 0 | 0 | 0 | 0 | 0 | [22 empty] | 0 | 0 | 0 | 0 | 0 | 0 |  | 0 | 0 | 0 | 0 | 0 | 0 |  | 0 | 0 | 0 | 0 | 0 | 0 |  | 0 | 0 | 0 | 0 | 0 | 0 |  | 0 | 0 | 0 | 0 | 0 | 0 |  | 0 | 0 | 0 | 0 | 0 | 0
[63 empty] | 622194.8655 | 1413198.4989 | 2867943.5144 | 842430.9338 | 314768.1357 | 6060535.9484 |  | 743490.0807 | 1465423.1227 | 2730785.0968 | 352036.0028 | 89737.7575 | 5381472.0605 |  | 451039.1274 | 1634338.2049 | 2892054.7963 | 640791.8415 | 607896.1614 | 6226120.1314 |  | 451039.1274 | 1638622.1691 | 2892054.7963 | 611334.7823 | 607896.1614 | 6200947.0364 |  | 204085.9448 | 1723107.7521 | 3071323.7186 | 785403.7543 | 1654003.0652 | 7437924.235 |  | 204085.9448 | 1745370.3201 | 3071323.7186 | 632323.6268 | 1654003.0652 | 7307106.6756
| EHV Network | [66 empty] | 0 | [6 empty] | 0 | [6 empty] | 0 | [6 empty] | 0 | [6 empty] | 0 | [6 empty] | 0
| EHV Switchgear (GM) |  | 40 | 40 | C1 | 27 | 3 | 9 | 1 | 0 | 40 | 27 | 3 | 9 | 1 | 0 | 40 | 0 | 0 | 0 | 0 | 0 | 0 | 15 | 15 | 9 | 0 | 1 | 40 | 0 | 0 | 0 | 0 | 0 | 0 | 15 | 14 | 1 | 9 | 1 | 40 |  |  | C1 | 0.0044186 | 0.0044186 | 0.016672 | 0.030516 | 0.05209 | C1 | 99201.3578 | 99201.3578 | 99201.3578 | 99201.3578 | 99201.3578 | C1 | 438.3267 | 438.3267 | 1653.9128 | 3027.2167 | 5167.3878 | C1 | 11834.8197 | 1314.98 | 14885.2153 | 3027.2167 | 0 | 31062.2317 |  | 11834.8197 | 1314.98 | 14885.2153 | 3027.2167 | 0 | 31062.2317 |  | 6574.8998 | 6574.8998 | 14885.2153 | 0 | 5167.3878 | 33202.4028 |  | 6574.8998 | 6574.8998 | 14885.2153 | 0 | 5167.3878 | 33202.4028 |  | 6574.8998 | 6136.5732 | 1653.9128 | 27244.9506 | 5167.3878 | 46777.7242 |  | 6574.8998 | 6136.5732 | 1653.9128 | 27244.9506 | 5167.3878 | 46777.7242
|  |  | 224 | 224 | C2 | 42 | 135 | 21 | 26 | 0 | 224 | 40 | 85 | 21 | 27 | 2 | 175 | 0 | 0 | 0 | 0 | 0 | 0 | 25 | 110 | 55 | 6 | 28 | 224 | 0 | 0 | 0 | 0 | 0 | 0 | 19 | 99 | 71 | 2 | 33 | 224 |  |  | C2 | 0.0044186 | 0.0044186 | 0.016672 | 0.030516 | 0.05209 | C2 | 141716.2255 | 141716.2255 | 141716.2255 | 141716.2255 | 141716.2255 | C2 | 626.1809 | 626.1809 | 2362.7326 | 4324.5953 | 7381.9826 | C2 | 25047.2375 | 53225.3796 | 49617.3844 | 116764.0739 | 14763.9652 | 259418.0407 |  | 26299.5993 | 84534.4265 | 49617.3844 | 112439.4786 | 0 | 272890.8888 |  | 15654.5234 | 68879.903 | 129950.2926 | 25947.572 | 206695.5127 | 447127.8037 |  | 15654.5234 | 68879.903 | 129950.2926 | 25947.572 | 206695.5127 | 447127.8037 |  | 11897.4378 | 61991.9127 | 167754.014 | 8649.1907 | 243605.4257 | 493897.9809 |  | 11897.4378 | 61991.9127 | 167754.014 | 8649.1907 | 243605.4257 | 493897.9809
|  |  | 248 | 248 | C3 | 66 | 127 | 43 | 12 | 0 | 248 | 66 | 119 | 43 | 20 | 0 | 248 | 0 | 0 | 0 | 0 | 0 | 0 | 43 | 109 | 77 | 6 | 13 | 248 | 0 | 0 | 0 | 0 | 0 | 0 | 23 | 85 | 102 | 18 | 20 | 248 |  |  | C3 | 0.0044186 | 0.0044186 | 0.016672 | 0.030516 | 0.05209 | C3 | 212574.3382 | 212574.3382 | 212574.3382 | 212574.3382 | 212574.3382 | C3 | 939.2714 | 939.2714 | 3544.0989 | 6486.893 | 11072.9739 | C3 | 61991.9127 | 111773.2972 | 152396.2522 | 129737.8599 | 0 | 455899.3221 |  | 61991.9127 | 119287.4684 | 152396.2522 | 77842.716 | 0 | 411518.3493 |  | 40388.6704 | 102380.5832 | 272895.6144 | 38921.358 | 143948.6606 | 598534.8866 |  | 40388.6704 | 102380.5832 | 272895.6144 | 38921.358 | 143948.6606 | 598534.8866 |  | 21603.2423 | 79838.0694 | 361498.0866 | 116764.0739 | 221459.4779 | 801162.9502 |  | 21603.2423 | 79838.0694 | 361498.0866 | 116764.0739 | 221459.4779 | 801162.9502
|  |  | 67 | 67 | C4 | 9 | 42 | 13 | 3 | 0 | 67 | 6 | 42 | 13 | 3 | 3 | 67 | 0 | 0 | 0 | 0 | 0 | 0 | 7 | 35 | 19 | 3 | 3 | 67 | 0 | 0 | 0 | 0 | 0 | 0 | 6 | 22 | 31 | 5 | 3 | 67 |  |  | C4 | 0.0044186 | 0.0044186 | 0.016672 | 0.030516 | 0.05209 | C4 | 354290.5637 | 354290.5637 | 354290.5637 | 354290.5637 | 354290.5637 | C4 | 1565.4523 | 1565.4523 | 5906.8315 | 10811.4883 | 18454.9565 | C4 | 9392.7141 | 65748.9984 | 76788.8092 | 32434.465 | 55364.8695 | 239729.8561 |  | 14089.0711 | 65748.9984 | 76788.8092 | 32434.465 | 0 | 189061.3437 |  | 10958.1664 | 54790.832 | 112229.7981 | 32434.465 | 55364.8695 | 265778.1309 |  | 10958.1664 | 54790.832 | 112229.7981 | 32434.465 | 55364.8695 | 265778.1309 |  | 9392.7141 | 34439.9515 | 183111.7759 | 54057.4416 | 55364.8695 | 336366.7526 |  | 9392.7141 | 34439.9515 | 183111.7759 | 54057.4416 | 55364.8695 | 336366.7526
|  |  | 579 | 579 |  | 144 | 307 | 86 | 42 | 0 |  | 139 | 249 | 86 | 51 | 5 |  | 0 | 0 | 0 | 0 | 0 |  | 90 | 269 | 160 | 15 | 45 |  | 0 | 0 | 0 | 0 | 0 |  | 63 | 220 | 205 | 34 | 57 | [22 empty] | 108266.684 | 232062.6551 | 293687.6612 | 281963.6156 | 70128.8347 | 986109.4505 |  | 114215.4029 | 270885.8732 | 293687.6612 | 225743.8763 | 0 | 904532.8135 |  | 73576.2601 | 232626.218 | 529960.9204 | 97303.3949 | 411176.4307 | 1344643.224 |  | 73576.2601 | 232626.218 | 529960.9204 | 97303.3949 | 411176.4307 | 1344643.224 |  | 49468.294 | 182406.5069 | 714017.7893 | 206715.6568 | 525597.1609 | 1678205.4079 |  | 49468.294 | 182406.5069 | 714017.7893 | 206715.6568 | 525597.1609 | 1678205.4079
| EHV Transformer |  | 0 | 0 | C1 | 0 | 0 | 0 | 0 | 0 | 0 | 0 | 0 | 0 | 0 | 0 | 0 | 0 | 0 | 0 | 0 | 0 | 0 | 0 | 0 | 0 | 0 | 0 | 0 | 0 | 0 | 0 | 0 | 0 | 0 | 0 | 0 | 0 | 0 | 0 | 0 |  |  | C1 | 0.0085067 | 0.0085067 | 0.031863 | 0.066088 | 0.13524 | C1 | 214942.0641 | 214942.0641 | 214942.0641 | 214942.0641 | 214942.0641 | C1 | 1828.4498 | 1828.4498 | 6848.6302 | 14205.0866 | 29069.6931 | C1 | 0 | 0 | 0 | 0 | 0 | 0 |  | 0 | 0 | 0 | 0 | 0 | 0 |  | 0 | 0 | 0 | 0 | 0 | 0 |  | 0 | 0 | 0 | 0 | 0 | 0 |  | 0 | 0 | 0 | 0 | 0 | 0 |  | 0 | 0 | 0 | 0 | 0 | 0
|  |  | 44 | 44 | C2 | 9 | 27 | 7 | 1 | 0 | 44 | 8 | 25 | 7 | 1 | 1 | 42 | 0 | 0 | 0 | 0 | 0 | 0 | 7 | 16 | 15 | 6 | 0 | 44 | 0 | 0 | 0 | 0 | 0 | 0 | 6 | 6 | 26 | 6 | 0 | 44 |  |  | C2 | 0.0085067 | 0.0085067 | 0.031863 | 0.066088 | 0.13524 | C2 | 307060.0915 | 307060.0915 | 307060.0915 | 307060.0915 | 307060.0915 | C2 | 2612.0712 | 2612.0712 | 9783.7574 | 20292.9809 | 41528.133 | C2 | 20896.5692 | 65301.7788 | 68486.3021 | 20292.9809 | 41528.133 | 216505.7639 |  | 23508.6404 | 70525.9211 | 68486.3021 | 20292.9809 | 0 | 182813.8444 |  | 18284.4981 | 41793.1384 | 146756.3616 | 121757.8853 | 0 | 328591.8833 |  | 18284.4981 | 41793.1384 | 146756.3616 | 121757.8853 | 0 | 328591.8833 |  | 15672.4269 | 15672.4269 | 254377.6934 | 121757.8853 | 0 | 407480.4325 |  | 15672.4269 | 15672.4269 | 254377.6934 | 121757.8853 | 0 | 407480.4325
|  |  | 193 | 193 | C3 | 4 | 144 | 33 | 7 | 5 | 193 | 3 | 143 | 33 | 8 | 6 | 193 | 0 | 0 | 0 | 0 | 0 | 0 | 2 | 115 | 60 | 4 | 12 | 193 | 0 | 0 | 0 | 0 | 0 | 0 | 1 | 80 | 92 | 8 | 12 | 193 |  |  | C3 | 0.0085067 | 0.0085067 | 0.031863 | 0.066088 | 0.13524 | C3 | 460590.1373 | 460590.1373 | 460590.1373 | 460590.1373 | 460590.1373 | C3 | 3918.1067 | 3918.1067 | 14675.6362 | 30439.4713 | 62292.1995 | C3 | 11754.3202 | 560289.262 | 484295.9932 | 243515.7706 | 373753.1968 | 1673608.5427 |  | 15672.4269 | 564207.3687 | 484295.9932 | 213076.2993 | 311460.9973 | 1588713.0853 |  | 7836.2135 | 450582.2736 | 880538.1694 | 121757.8853 | 747506.3935 | 2208220.9353 |  | 7836.2135 | 450582.2736 | 880538.1694 | 121757.8853 | 747506.3935 | 2208220.9353 |  | 3918.1067 | 313448.5382 | 1350158.5264 | 243515.7706 | 747506.3935 | 2658547.3354 |  | 3918.1067 | 313448.5382 | 1350158.5264 | 243515.7706 | 747506.3935 | 2658547.3354
|  |  | 51 | 51 | C4 | 7 | 32 | 10 | 2 | 0 | 51 | 4 | 32 | 10 | 3 | 2 | 51 | 0 | 0 | 0 | 0 | 0 | 0 | 4 | 25 | 17 | 4 | 1 | 51 | 0 | 1 | 0 | -1 | 0 | 0 | 3 | 18 | 23 | 6 | 1 | 51 |  |  | C4 | 0.0085067 | 0.0085067 | 0.031863 | 0.066088 | 0.13524 | C4 | 767650.2289 | 767650.2289 | 767650.2289 | 767650.2289 | 767650.2289 | C4 | 6530.1779 | 6530.1779 | 24459.3936 | 50732.4522 | 103820.3324 | C4 | 26120.7115 | 208965.6921 | 244593.9359 | 152197.3566 | 207640.6649 | 839518.3611 |  | 45711.2451 | 208965.6921 | 244593.9359 | 101464.9044 | 0 | 600735.7776 |  | 26120.7115 | 163254.447 | 415809.6911 | 202929.8088 | 103820.3324 | 911934.9908 |  | 26120.7115 | 163254.447 | 415809.6911 | 202929.8088 | 103820.3324 | 911934.9908 |  | 19590.5336 | 117543.2018 | 562566.0527 | 304394.7132 | 103820.3324 | 1107914.8338 |  | 19590.5336 | 124073.3797 | 562566.0527 | 253662.261 | 103820.3324 | 1063712.5595
|  |  | 288 | 288 |  | 20 | 203 | 50 | 10 | 5 |  | 15 | 200 | 50 | 12 | 9 |  | 0 | 0 | 0 | 0 | 0 |  | 13 | 156 | 92 | 14 | 13 |  | 0 | 1 | 0 | -1 | 0 |  | 10 | 104 | 141 | 20 | 13 | [22 empty] | 58771.6009 | 834556.7329 | 797376.2312 | 416006.1081 | 622921.9946 | 2729632.6676 |  | 84892.3124 | 843698.9819 | 797376.2312 | 334834.1846 | 311460.9973 | 2372262.7074 |  | 52241.423 | 655629.859 | 1443104.2221 | 446445.5794 | 851326.726 | 3448747.8095 |  | 52241.423 | 655629.859 | 1443104.2221 | 446445.5794 | 851326.726 | 3448747.8095 |  | 39181.0673 | 446664.1669 | 2167102.2725 | 669668.3691 | 851326.726 | 4173942.6017 |  | 39181.0673 | 453194.3448 | 2167102.2725 | 618935.9169 | 851326.726 | 4129740.3274
| EHV UG Cable (Gas) |  | 3 | 3 | C1 | 0 | 0 | 0 | 3 | 0 | 3 | 0 | 0 | 0 | 5 | 0 | 5 | 0 | 0 | 0 | 0 | 0 | 0 | 0 | 0 | 0 | 0 | 3 | 3 | 0 | 0 | 0 | 0 | 0 | 0 | 0 | 0 | 0 | 0 | 3 | 3 |  |  | C1 | 0.0005345 | 0.0005345 | 0.0020035 | 0.004131 | 0.0085 | C1 | 441669.2 | 441669.2 | 441669.2 | 441669.2 | 441669.2 | C1 | 236.0722 | 236.0722 | 884.8842 | 1824.5355 | 3754.1882 | C1 | 0 | 0 | 0 | 9122.6773 | 0 | 9122.6773 |  | 0 | 0 | 0 | 5473.6064 | 0 | 5473.6064 |  | 0 | 0 | 0 | 0 | 11262.5646 | 11262.5646 |  | 0 | 0 | 0 | 0 | 11262.5646 | 11262.5646 |  | 0 | 0 | 0 | 0 | 11262.5646 | 11262.5646 |  | 0 | 0 | 0 | 0 | 11262.5646 | 11262.5646
|  |  | 4 | 4 | C2 | 0 | 0 | 0 | 4 | 0 | 4 | 0 | 0 | 0 | 0 | 0 | 0 | 0 | 0 | 0 | 0 | 0 | 0 | 0 | 0 | 0 | 0 | 4 | 4 | 0 | 0 | 0 | 0 | 0 | 0 | 0 | 0 | 0 | 0 | 4 | 4 |  |  | C2 | 0.0005345 | 0.0005345 | 0.0020035 | 0.004131 | 0.0085 | C2 | 630956 | 630956 | 630956 | 630956 | 630956 | C2 | 337.246 | 337.246 | 1264.1203 | 2606.4792 | 5363.126 | C2 | 0 | 0 | 0 | 0 | 0 | 0 |  | 0 | 0 | 0 | 10425.9169 | 0 | 10425.9169 |  | 0 | 0 | 0 | 0 | 21452.504 | 21452.504 |  | 0 | 0 | 0 | 0 | 21452.504 | 21452.504 |  | 0 | 0 | 0 | 0 | 21452.504 | 21452.504 |  | 0 | 0 | 0 | 0 | 21452.504 | 21452.504
|  |  | 7 | 7 | C3 | 0 | 0 | 0 | 7 | 0 | 7 | 0 | 0 | 0 | 0 | 0 | 0 | 0 | 0 | 0 | 0 | 0 | 0 | 0 | 0 | 0 | 0 | 7 | 7 | 0 | 0 | 0 | 0 | 0 | 0 | 0 | 0 | 0 | 0 | 7 | 7 |  |  | C3 | 0.0005345 | 0.0005345 | 0.0020035 | 0.004131 | 0.0085 | C3 | 946434 | 946434 | 946434 | 946434 | 946434 | C3 | 505.869 | 505.869 | 1896.1805 | 3909.7189 | 8044.689 | C3 | 0 | 0 | 0 | 0 | 0 | 0 |  | 0 | 0 | 0 | 27368.032 | 0 | 27368.032 |  | 0 | 0 | 0 | 0 | 56312.823 | 56312.823 |  | 0 | 0 | 0 | 0 | 56312.823 | 56312.823 |  | 0 | 0 | 0 | 0 | 56312.823 | 56312.823 |  | 0 | 0 | 0 | 0 | 56312.823 | 56312.823
|  |  | 19 | 19 | C4 | 0 | 0 | 0 | 19 | 0 | 19 | 0 | 0 | 0 | 28 | 0 | 28 | 0 | 0 | 0 | 0 | 0 | 0 | 0 | 0 | 0 | 1 | 18 | 19 | 0 | 0 | 0 | 0 | 0 | 0 | 0 | 0 | 0 | 0 | 19 | 19 |  |  | C4 | 0.0005345 | 0.0005345 | 0.0020035 | 0.004131 | 0.0085 | C4 | 1577390 | 1577390 | 1577390 | 1577390 | 1577390 | C4 | 843.115 | 843.115 | 3160.3009 | 6516.1981 | 13407.815 | C4 | 0 | 0 | 0 | 182453.5465 | 0 | 182453.5465 |  | 0 | 0 | 0 | 123807.7637 | 0 | 123807.7637 |  | 0 | 0 | 0 | 6516.1981 | 241340.67 | 247856.8681 |  | 0 | 0 | 0 | 6516.1981 | 241340.67 | 247856.8681 |  | 0 | 0 | 0 | 0 | 254748.485 | 254748.485 |  | 0 | 0 | 0 | 0 | 254748.485 | 254748.485
|  |  | 33 | 33 |  | 0 | 0 | 0 | 33 | 0 |  | 0 | 0 | 0 | 33 | 0 |  | 0 | 0 | 0 | 0 | 0 |  | 0 | 0 | 0 | 1 | 32 |  | 0 | 0 | 0 | 0 | 0 |  | 0 | 0 | 0 | 0 | 33 | [22 empty] | 0 | 0 | 0 | 191576.2238 | 0 | 191576.2238 |  | 0 | 0 | 0 | 167075.319 | 0 | 167075.319 |  | 0 | 0 | 0 | 6516.1981 | 330368.5616 | 336884.7597 |  | 0 | 0 | 0 | 6516.1981 | 330368.5616 | 336884.7597 |  | 0 | 0 | 0 | 0 | 343776.3766 | 343776.3766 |  | 0 | 0 | 0 | 0 | 343776.3766 | 343776.3766
| EHV UG Cable (Oil) |  | 62 | 62 | C1 | 0 | 38 | 17 | 1 | 6 | 62 | 0 | 47 | 12 | 1 | 2 | 62 | 0 | 0 | 0 | 0 | 0 | 0 | 0 | 30 | 22 | 3 | 7 | 62 | 0 | 0 | 0 | 0 | 0 | 0 | 0 | 17 | 33 | 4 | 8 | 62 |  |  | C1 | 0.0005345 | 0.0005345 | 0.0020035 | 0.004131 | 0.0085 | C1 | 495225.661 | 495225.661 | 495225.661 | 495225.661 | 495225.661 | C1 | 264.6981 | 264.6981 | 992.1846 | 2045.7772 | 4209.4181 | C1 | 0 | 12440.8114 | 11906.2153 | 2045.7772 | 8418.8362 | 34811.6402 |  | 0 | 10058.5284 | 16867.1384 | 2045.7772 | 25256.5087 | 54227.9527 |  | 0 | 7940.9435 | 21828.0615 | 6137.3316 | 29465.9268 | 65372.2634 |  | 0 | 7940.9435 | 21828.0615 | 6137.3316 | 29465.9268 | 65372.2634 |  | 0 | 4499.868 | 32742.0922 | 8183.1088 | 33675.3449 | 79100.4139 |  | 0 | 4499.868 | 32742.0922 | 8183.1088 | 33675.3449 | 79100.4139
|  |  | 36 | 36 | C2 | 0 | 22 | 10 | 0 | 4 | 36 | 0 | 19 | 14 | 2 | 1 | 36 | 0 | 0 | 0 | 0 | 0 | 0 | 0 | 17 | 13 | 2 | 4 | 36 | 0 | 0 | 0 | 0 | 0 | 0 | 0 | 11 | 19 | 2 | 4 | 36 |  |  | C2 | 0.0005345 | 0.0005345 | 0.0020035 | 0.004131 | 0.0085 | C2 | 707465.23 | 707465.23 | 707465.23 | 707465.23 | 707465.23 | C2 | 378.1402 | 378.1402 | 1417.4066 | 2922.5389 | 6013.4545 | C2 | 0 | 7184.6631 | 19843.6922 | 5845.0777 | 6013.4545 | 38886.8876 |  | 0 | 8319.0836 | 14174.0659 | 0 | 24053.8178 | 46546.9673 |  | 0 | 6428.3828 | 18426.2856 | 5845.0777 | 24053.8178 | 54753.564 |  | 0 | 6428.3828 | 18426.2856 | 5845.0777 | 24053.8178 | 54753.564 |  | 0 | 4159.5418 | 26930.7252 | 5845.0777 | 24053.8178 | 60989.1625 |  | 0 | 4159.5418 | 26930.7252 | 5845.0777 | 24053.8178 | 60989.1625
|  |  | 53 | 53 | C3 | 0 | 31 | 15 | 1 | 6 | 53 | 0 | 47 | 4 | 0 | 2 | 53 | 0 | 0 | 0 | 0 | 0 | 0 | 0 | 26 | 19 | 2 | 6 | 53 | 0 | 0 | 0 | 0 | 0 | 0 | 0 | 15 | 28 | 3 | 7 | 53 |  |  | C3 | 0.0005345 | 0.0005345 | 0.0020035 | 0.004131 | 0.0085 | C3 | 1061197.845 | 1061197.845 | 1061197.845 | 1061197.845 | 1061197.845 | C3 | 567.2102 | 567.2102 | 2126.1099 | 4383.8083 | 9020.1817 | C3 | 0 | 26658.8817 | 8504.4395 | 0 | 18040.3634 | 53203.6846 |  | 0 | 17583.5177 | 31891.6482 | 4383.8083 | 54121.0901 | 107980.0643 |  | 0 | 14747.4665 | 40396.0878 | 8767.6166 | 54121.0901 | 118032.2609 |  | 0 | 14747.4665 | 40396.0878 | 8767.6166 | 54121.0901 | 118032.2609 |  | 0 | 8508.1537 | 59531.0767 | 13151.4249 | 63141.2718 | 144331.9271 |  | 0 | 8508.1537 | 59531.0767 | 13151.4249 | 63141.2718 | 144331.9271
|  |  | 444 | 444 | C4 | 0 | 267 | 125 | 6 | 46 | 444 | 0 | 339 | 88 | 8 | 9 | 444 | 0 | 0 | 0 | 0 | 0 | 0 | 0 | 214 | 160 | 19 | 51 | 444 | 0 | 0 | 0 | 0 | 0 | 0 | 0 | 126 | 237 | 27 | 54 | 444 |  |  | C4 | 0.0005345 | 0.0005345 | 0.0020035 | 0.004131 | 0.0085 | C4 | 1768663.075 | 1768663.075 | 1768663.075 | 1768663.075 | 1768663.075 | C4 | 945.3504 | 945.3504 | 3543.5165 | 7306.3472 | 15033.6361 | C4 | 0 | 320473.7902 | 311829.4494 | 58450.7773 | 135302.7252 | 826056.7422 |  | 0 | 252408.5604 | 442939.5588 | 43838.083 | 691547.2623 | 1430733.4646 |  | 0 | 202304.9885 | 566962.6353 | 138820.5961 | 766715.443 | 1674803.6629 |  | 0 | 202304.9885 | 566962.6353 | 138820.5961 | 766715.443 | 1674803.6629 |  | 0 | 119114.1521 | 839813.4036 | 197271.3734 | 811816.3514 | 1968015.2805 |  | 0 | 119114.1521 | 839813.4036 | 197271.3734 | 811816.3514 | 1968015.2805
|  |  | 595 | 595 |  | 0 | 358 | 167 | 8 | 62 |  | 0 | 452 | 118 | 11 | 14 |  | 0 | 0 | 0 | 0 | 0 |  | 0 | 287 | 214 | 26 | 68 |  | 0 | 0 | 0 | 0 | 0 |  | 0 | 169 | 317 | 36 | 73 | [22 empty] | 0 | 366758.1465 | 352083.7965 | 66341.6322 | 167775.3793 | 952958.9545 |  | 0 | 288369.6902 | 505872.4114 | 50267.6685 | 794978.679 | 1639488.449 |  | 0 | 231421.7812 | 647613.0702 | 159570.622 | 874356.2778 | 1912961.7512 |  | 0 | 231421.7812 | 647613.0702 | 159570.622 | 874356.2778 | 1912961.7512 |  | 0 | 136281.7156 | 959017.2976 | 224450.9848 | 932686.786 | 2252436.7841 |  | 0 | 136281.7156 | 959017.2976 | 224450.9848 | 932686.786 | 2252436.7841
| EHV UG Cable (Non Pressurised) |  | 0 | 0 | C1 | 0 | 0 | 0 | 0 | 0 | 0 | 0 | 0 | 0 | 0 | 0 | 0 | 0 | 0 | 0 | 0 | 0 | 0 | 0 | 0 | 0 | 0 | 0 | 0 | 0 | 0 | 0 | 0 | 0 | 0 | 0 | 0 | 0 | 0 | 0 | 0 |  |  | C1 | 0 | 0 | 0 | 0 | 0 | C1 | 0 | 0 | 0 | 0 | 0 | C1 | [5 empty] | C1 | [5 empty] | 0 | [6 empty] | 0 | [6 empty] | 0 | [6 empty] | 0 | [6 empty] | 0 | [6 empty] | 0
|  |  | 0 | 0 | C2 | 0 | 0 | 0 | 0 | 0 | 0 | 0 | 0 | 0 | 0 | 0 | 0 | 0 | 0 | 0 | 0 | 0 | 0 | 0 | 0 | 0 | 0 | 0 | 0 | 0 | 0 | 0 | 0 | 0 | 0 | 0 | 0 | 0 | 0 | 0 | 0 |  |  | C2 | 0 | 0 | 0 | 0 | 0 | C2 | 0 | 0 | 0 | 0 | 0 | C2 | [5 empty] | C2 | [5 empty] | 0 | [6 empty] | 0 | [6 empty] | 0 | [6 empty] | 0 | [6 empty] | 0 | [6 empty] | 0
|  |  | 0 | 0 | C3 | 0 | 0 | 0 | 0 | 0 | 0 | 0 | 0 | 0 | 0 | 0 | 0 | 0 | 0 | 0 | 0 | 0 | 0 | 0 | 0 | 0 | 0 | 0 | 0 | 0 | 0 | 0 | 0 | 0 | 0 | 0 | 0 | 0 | 0 | 0 | 0 |  |  | C3 | 0 | 0 | 0 | 0 | 0 | C3 | 0 | 0 | 0 | 0 | 0 | C3 | [5 empty] | C3 | [5 empty] | 0 | [6 empty] | 0 | [6 empty] | 0 | [6 empty] | 0 | [6 empty] | 0 | [6 empty] | 0
|  |  | 0 | 0 | C4 | 0 | 0 | 0 | 0 | 0 | 0 | 0 | 0 | 0 | 0 | 0 | 0 | 0 | 0 | 0 | 0 | 0 | 0 | 0 | 0 | 0 | 0 | 0 | 0 | 0 | 0 | 0 | 0 | 0 | 0 | 0 | 0 | 0 | 0 | 0 | 0 |  |  | C4 | 0 | 0 | 0 | 0 | 0 | C4 | 0 | 0 | 0 | 0 | 0 | C4 | [5 empty] | C4 | [5 empty] | 0 | [6 empty] | 0 | [6 empty] | 0 | [6 empty] | 0 | [6 empty] | 0 | [6 empty] | 0
|  |  | 0 | 0 |  | 0 | 0 | 0 | 0 | 0 |  | 0 | 0 | 0 | 0 | 0 |  | 0 | 0 | 0 | 0 | 0 |  | 0 | 0 | 0 | 0 | 0 |  | 0 | 0 | 0 | 0 | 0 |  | 0 | 0 | 0 | 0 | 0 | [22 empty] | 0 | 0 | 0 | 0 | 0 | 0 |  | 0 | 0 | 0 | 0 | 0 | 0 |  | 0 | 0 | 0 | 0 | 0 | 0 |  | 0 | 0 | 0 | 0 | 0 | 0 |  | 0 | 0 | 0 | 0 | 0 | 0 |  | 0 | 0 | 0 | 0 | 0 | 0
| EHV OHL Support - Towers |  | 1 | 1 | C1 | 0 | 1 | 0 | 0 | 0 | 1 | 0 | 1 | 0 | 0 | 0 | 1 | 0 | 0 | 0 | 0 | 0 | 0 | 0 | 1 | 0 | 0 | 0 | 1 | 0 | 0 | 0 | 0 | 0 | 0 | 0 | 1 | 0 | 0 | 0 | 1 |  |  | C1 | 0 | 0 | 8.0765e-05 | 0.00028033 | 0.00065359 | C1 | 304705.1 | 304705.1 | 304705.1 | 304705.1 | 304705.1 | C1 | 0 | 0 | 24.6095 | 85.4195 | 199.1537 | C1 | 0 | 0 | 0 | 0 | 0 | 0 |  | 0 | 0 | 0 | 0 | 0 | 0 |  | 0 | 0 | 0 | 0 | 0 | 0 |  | 0 | 0 | 0 | 0 | 0 | 0 |  | 0 | 0 | 0 | 0 | 0 | 0 |  | 0 | 0 | 0 | 0 | 0 | 0
|  |  | 20 | 20 | C2 | 0 | 14 | 6 | 0 | 0 | 20 | 0 | 14 | 6 | 0 | 0 | 20 | 0 | 0 | 0 | 0 | 0 | 0 | 0 | 14 | 6 | 0 | 0 | 20 | 0 | 0 | 0 | 0 | 0 | 0 | 0 | 14 | 6 | 0 | 0 | 20 |  |  | C2 | 0 | 0 | 8.0765e-05 | 0.00028033 | 0.00065359 | C2 | 435293 | 435293 | 435293 | 435293 | 435293 | C2 | 0 | 0 | 35.1564 | 122.0279 | 284.5053 | C2 | 0 | 0 | 210.9386 | 0 | 0 | 210.9386 |  | 0 | 0 | 210.9386 | 0 | 0 | 210.9386 |  | 0 | 0 | 210.9386 | 0 | 0 | 210.9386 |  | 0 | 0 | 210.9386 | 0 | 0 | 210.9386 |  | 0 | 0 | 210.9386 | 0 | 0 | 210.9386 |  | 0 | 0 | 210.9386 | 0 | 0 | 210.9386
|  |  | 6 | 6 | C3 | 0 | 4 | 2 | 0 | 0 | 6 | 0 | 4 | 2 | 0 | 0 | 6 | 0 | 0 | 0 | 0 | 0 | 0 | 0 | 4 | 2 | 0 | 0 | 6 | 0 | 0 | 0 | 0 | 0 | 0 | 0 | 4 | 2 | 0 | 0 | 6 |  |  | C3 | 0 | 0 | 8.0765e-05 | 0.00028033 | 0.00065359 | C3 | 652939.5 | 652939.5 | 652939.5 | 652939.5 | 652939.5 | C3 | 0 | 0 | 52.7347 | 183.0418 | 426.758 | C3 | 0 | 0 | 105.4693 | 0 | 0 | 105.4693 |  | 0 | 0 | 105.4693 | 0 | 0 | 105.4693 |  | 0 | 0 | 105.4693 | 0 | 0 | 105.4693 |  | 0 | 0 | 105.4693 | 0 | 0 | 105.4693 |  | 0 | 0 | 105.4693 | 0 | 0 | 105.4693 |  | 0 | 0 | 105.4693 | 0 | 0 | 105.4693
|  |  | 1 | 1 | C4 | 0 | 1 | 0 | 0 | 0 | 1 | 0 | 1 | 0 | 0 | 0 | 1 | 0 | 0 | 0 | 0 | 0 | 0 | 0 | 1 | 0 | 0 | 0 | 1 | 0 | 0 | 0 | 0 | 0 | 0 | 0 | 1 | 0 | 0 | 0 | 1 |  |  | C4 | 0 | 0 | 8.0765e-05 | 0.00028033 | 0.00065359 | C4 | 1088232.5 | 1088232.5 | 1088232.5 | 1088232.5 | 1088232.5 | C4 | 0 | 0 | 87.8911 | 305.0697 | 711.2633 | C4 | 0 | 0 | 0 | 0 | 0 | 0 |  | 0 | 0 | 0 | 0 | 0 | 0 |  | 0 | 0 | 0 | 0 | 0 | 0 |  | 0 | 0 | 0 | 0 | 0 | 0 |  | 0 | 0 | 0 | 0 | 0 | 0 |  | 0 | 0 | 0 | 0 | 0 | 0
|  |  | 28 | 28 |  | 0 | 20 | 8 | 0 | 0 |  | 0 | 20 | 8 | 0 | 0 |  | 0 | 0 | 0 | 0 | 0 |  | 0 | 20 | 8 | 0 | 0 |  | 0 | 0 | 0 | 0 | 0 |  | 0 | 20 | 8 | 0 | 0 | [22 empty] | 0 | 0 | 316.408 | 0 | 0 | 316.408 |  | 0 | 0 | 316.408 | 0 | 0 | 316.408 |  | 0 | 0 | 316.408 | 0 | 0 | 316.408 |  | 0 | 0 | 316.408 | 0 | 0 | 316.408 |  | 0 | 0 | 316.408 | 0 | 0 | 316.408 |  | 0 | 0 | 316.408 | 0 | 0 | 316.408
| EHV OHL Support - Poles |  | 0 | 0 | C1 | 0 | 0 | 0 | 0 | 0 | 0 | 0 | 0 | 0 | 0 | 0 | 0 | 0 | 0 | 0 | 0 | 0 | 0 | 0 | 0 | 0 | 0 | 0 | 0 | 0 | 0 | 0 | 0 | 0 | 0 | 0 | 0 | 0 | 0 | 0 | 0 |  |  | C1 | 0.00034278 | 0.00034278 | 0.0012899 | 0.0027115 | 0.0041802 | C1 | 0 | 0 | 0 | 0 | 0 | C1 | [5 empty] | C1 | [5 empty] | 0 | [6 empty] | 0 | [6 empty] | 0 | [6 empty] | 0 | [6 empty] | 0 | [6 empty] | 0
|  |  | 0 | 0 | C2 | 0 | 0 | 0 | 0 | 0 | 0 | 0 | 0 | 0 | 0 | 0 | 0 | 0 | 0 | 0 | 0 | 0 | 0 | 0 | 0 | 0 | 0 | 0 | 0 | 0 | 0 | 0 | 0 | 0 | 0 | 0 | 0 | 0 | 0 | 0 | 0 |  |  | C2 | 0.00034278 | 0.00034278 | 0.0012899 | 0.0027115 | 0.0041802 | C2 | 0 | 0 | 0 | 0 | 0 | C2 | [5 empty] | C2 | [5 empty] | 0 | [6 empty] | 0 | [6 empty] | 0 | [6 empty] | 0 | [6 empty] | 0 | [6 empty] | 0
|  |  | 0 | 0 | C3 | 0 | 0 | 0 | 0 | 0 | 0 | 0 | 0 | 0 | 0 | 0 | 0 | 0 | 0 | 0 | 0 | 0 | 0 | 0 | 0 | 0 | 0 | 0 | 0 | 0 | 0 | 0 | 0 | 0 | 0 | 0 | 0 | 0 | 0 | 0 | 0 |  |  | C3 | 0.00034278 | 0.00034278 | 0.0012899 | 0.0027115 | 0.0041802 | C3 | 0 | 0 | 0 | 0 | 0 | C3 | [5 empty] | C3 | [5 empty] | 0 | [6 empty] | 0 | [6 empty] | 0 | [6 empty] | 0 | [6 empty] | 0 | [6 empty] | 0
|  |  | 0 | 0 | C4 | 0 | 0 | 0 | 0 | 0 | 0 | 0 | 0 | 0 | 0 | 0 | 0 | 0 | 0 | 0 | 0 | 0 | 0 | 0 | 0 | 0 | 0 | 0 | 0 | 0 | 0 | 0 | 0 | 0 | 0 | 0 | 0 | 0 | 0 | 0 | 0 |  |  | C4 | 0.00034278 | 0.00034278 | 0.0012899 | 0.0027115 | 0.0041802 | C4 | 0 | 0 | 0 | 0 | 0 | C4 | [5 empty] | C4 | [5 empty] | 0 | [6 empty] | 0 | [6 empty] | 0 | [6 empty] | 0 | [6 empty] | 0 | [6 empty] | 0
|  |  | 0 | 0 |  | 0 | 0 | 0 | 0 | 0 |  | 0 | 0 | 0 | 0 | 0 |  | 0 | 0 | 0 | 0 | 0 |  | 0 | 0 | 0 | 0 | 0 |  | 0 | 0 | 0 | 0 | 0 |  | 0 | 0 | 0 | 0 | 0 | [22 empty] | 0 | 0 | 0 | 0 | 0 | 0 |  | 0 | 0 | 0 | 0 | 0 | 0 |  | 0 | 0 | 0 | 0 | 0 | 0 |  | 0 | 0 | 0 | 0 | 0 | 0 |  | 0 | 0 | 0 | 0 | 0 | 0 |  | 0 | 0 | 0 | 0 | 0 | 0
| EHV OHL Fittings and Conductors (Tower Lines) |  | 0 | 0 | C1 | 0 | 0 | 0 | 0 | 0 | 0 | 0 | 0 | 0 | 0 | 0 | 0 | 0 | 0 | 0 | 0 | 0 | 0 | 0 | 0 | 0 | 0 | 0 | 0 | 0 | 0 | 0 | 0 | 0 | 0 | 0 | 0 | 0 | 0 | 0 | 0 |  |  | C1 | 0 | 0 | 8.0765e-05 | 0.00026322 | 0.00051074 | C1 | 304705.1 | 304705.1 | 304705.1 | 304705.1 | 304705.1 | C1 | 0 | 0 | 24.6095 | 80.203 | 155.6266 | C1 | 0 | 0 | 0 | 0 | 0 | 0 |  | 0 | 0 | 0 | 0 | 0 | 0 |  | 0 | 0 | 0 | 0 | 0 | 0 |  | 0 | 0 | 0 | 0 | 0 | 0 |  | 0 | 0 | 0 | 0 | 0 | 0 |  | 0 | 0 | 0 | 0 | 0 | 0
|  |  | 15 | 15 | C2 | 0 | 0 | 0 | 15 | 0 | 15 | 0 | 0 | 0 | 15 | 0 | 15 | 0 | 0 | 0 | 0 | 0 | 0 | 0 | 0 | 0 | 15 | 0 | 15 | 0 | 0 | 0 | 0 | 0 | 0 | 0 | 0 | 0 | 15 | 0 | 15 |  |  | C2 | 0 | 0 | 8.0765e-05 | 0.00026322 | 0.00051074 | C2 | 435293 | 435293 | 435293 | 435293 | 435293 | C2 | 0 | 0 | 35.1564 | 114.5756 | 222.3237 | C2 | 0 | 0 | 0 | 1718.6347 | 0 | 1718.6347 |  | 0 | 0 | 0 | 1718.6347 | 0 | 1718.6347 |  | 0 | 0 | 0 | 1718.6347 | 0 | 1718.6347 |  | 0 | 0 | 0 | 1718.6347 | 0 | 1718.6347 |  | 0 | 0 | 0 | 1718.6347 | 0 | 1718.6347 |  | 0 | 0 | 0 | 1718.6347 | 0 | 1718.6347
|  |  | 0 | 0 | C3 | 0 | 0 | 0 | 0 | 0 | 0 | 0 | 0 | 0 | 0 | 0 | 0 | 0 | 0 | 0 | 0 | 0 | 0 | 0 | 0 | 0 | 0 | 0 | 0 | 0 | 0 | 0 | 0 | 0 | 0 | 0 | 0 | 0 | 0 | 0 | 0 |  |  | C3 | 0 | 0 | 8.0765e-05 | 0.00026322 | 0.00051074 | C3 | 652939.5 | 652939.5 | 652939.5 | 652939.5 | 652939.5 | C3 | 0 | 0 | 52.7347 | 171.8635 | 333.4856 | C3 | 0 | 0 | 0 | 0 | 0 | 0 |  | 0 | 0 | 0 | 0 | 0 | 0 |  | 0 | 0 | 0 | 0 | 0 | 0 |  | 0 | 0 | 0 | 0 | 0 | 0 |  | 0 | 0 | 0 | 0 | 0 | 0 |  | 0 | 0 | 0 | 0 | 0 | 0
|  |  | 0 | 0 | C4 | 0 | 0 | 0 | 0 | 0 | 0 | 0 | 0 | 0 | 0 | 0 | 0 | 0 | 0 | 0 | 0 | 0 | 0 | 0 | 0 | 0 | 0 | 0 | 0 | 0 | 0 | 0 | 0 | 0 | 0 | 0 | 0 | 0 | 0 | 0 | 0 |  |  | C4 | 0 | 0 | 8.0765e-05 | 0.00026322 | 0.00051074 | C4 | 1088232.5 | 1088232.5 | 1088232.5 | 1088232.5 | 1088232.5 | C4 | 0 | 0 | 87.8911 | 286.4391 | 555.8093 | C4 | 0 | 0 | 0 | 0 | 0 | 0 |  | 0 | 0 | 0 | 0 | 0 | 0 |  | 0 | 0 | 0 | 0 | 0 | 0 |  | 0 | 0 | 0 | 0 | 0 | 0 |  | 0 | 0 | 0 | 0 | 0 | 0 |  | 0 | 0 | 0 | 0 | 0 | 0
|  |  | 15 | 15 |  | 0 | 0 | 0 | 15 | 0 |  | 0 | 0 | 0 | 15 | 0 |  | 0 | 0 | 0 | 0 | 0 |  | 0 | 0 | 0 | 15 | 0 |  | 0 | 0 | 0 | 0 | 0 |  | 0 | 0 | 0 | 15 | 0 | [22 empty] | 0 | 0 | 0 | 1718.6347 | 0 | 1718.6347 |  | 0 | 0 | 0 | 1718.6347 | 0 | 1718.6347 |  | 0 | 0 | 0 | 1718.6347 | 0 | 1718.6347 |  | 0 | 0 | 0 | 1718.6347 | 0 | 1718.6347 |  | 0 | 0 | 0 | 1718.6347 | 0 | 1718.6347 |  | 0 | 0 | 0 | 1718.6347 | 0 | 1718.6347
| [Please insert new asset category as required] |  | 0 | 0 | C1 | 0 | 0 | 0 | 0 | 0 | 0 | 0 | 0 | 0 | 0 | 0 | 0 | 0 | 0 | 0 | 0 | 0 | 0 | 0 | 0 | 0 | 0 | 0 | 0 | 0 | 0 | 0 | 0 | 0 | 0 | 0 | 0 | 0 | 0 | 0 | 0 |  |  | C1 | 0 | 0 | 0 | 0 | 0 | C1 | 0 | 0 | 0 | 0 | 0 | C1 | [5 empty] | C1 | [5 empty] | 0 | [6 empty] | 0 | [6 empty] | 0 | [6 empty] | 0 | [6 empty] | 0 | [6 empty] | 0
|  |  | 0 | 0 | C2 | 0 | 0 | 0 | 0 | 0 | 0 | 0 | 0 | 0 | 0 | 0 | 0 | 0 | 0 | 0 | 0 | 0 | 0 | 0 | 0 | 0 | 0 | 0 | 0 | 0 | 0 | 0 | 0 | 0 | 0 | 0 | 0 | 0 | 0 | 0 | 0 |  |  | C2 | 0 | 0 | 0 | 0 | 0 | C2 | 0 | 0 | 0 | 0 | 0 | C2 | [5 empty] | C2 | [5 empty] | 0 | [6 empty] | 0 | [6 empty] | 0 | [6 empty] | 0 | [6 empty] | 0 | [6 empty] | 0
|  |  | 0 | 0 | C3 | 0 | 0 | 0 | 0 | 0 | 0 | 0 | 0 | 0 | 0 | 0 | 0 | 0 | 0 | 0 | 0 | 0 | 0 | 0 | 0 | 0 | 0 | 0 | 0 | 0 | 0 | 0 | 0 | 0 | 0 | 0 | 0 | 0 | 0 | 0 | 0 |  |  | C3 | 0 | 0 | 0 | 0 | 0 | C3 | 0 | 0 | 0 | 0 | 0 | C3 | [5 empty] | C3 | [5 empty] | 0 | [6 empty] | 0 | [6 empty] | 0 | [6 empty] | 0 | [6 empty] | 0 | [6 empty] | 0
|  |  | 0 | 0 | C4 | 0 | 0 | 0 | 0 | 0 | 0 | 0 | 0 | 0 | 0 | 0 | 0 | 0 | 0 | 0 | 0 | 0 | 0 | 0 | 0 | 0 | 0 | 0 | 0 | 0 | 0 | 0 | 0 | 0 | 0 | 0 | 0 | 0 | 0 | 0 | 0 |  |  | C4 | 0 | 0 | 0 | 0 | 0 | C4 | 0 | 0 | 0 | 0 | 0 | C4 | [5 empty] | C4 | [5 empty] | 0 | [6 empty] | 0 | [6 empty] | 0 | [6 empty] | 0 | [6 empty] | 0 | [6 empty] | 0
|  |  | 0 | 0 |  | 0 | 0 | 0 | 0 | 0 |  | 0 | 0 | 0 | 0 | 0 |  | 0 | 0 | 0 | 0 | 0 |  | 0 | 0 | 0 | 0 | 0 |  | 0 | 0 | 0 | 0 | 0 |  | 0 | 0 | 0 | 0 | 0 | [22 empty] | 0 | 0 | 0 | 0 | 0 | 0 |  | 0 | 0 | 0 | 0 | 0 | 0 |  | 0 | 0 | 0 | 0 | 0 | 0 |  | 0 | 0 | 0 | 0 | 0 | 0 |  | 0 | 0 | 0 | 0 | 0 | 0 |  | 0 | 0 | 0 | 0 | 0 | 0
| [Please insert new asset category as required] |  | 0 | 0 | C1 | 0 | 0 | 0 | 0 | 0 | 0 | 0 | 0 | 0 | 0 | 0 | 0 | 0 | 0 | 0 | 0 | 0 | 0 | 0 | 0 | 0 | 0 | 0 | 0 | 0 | 0 | 0 | 0 | 0 | 0 | 0 | 0 | 0 | 0 | 0 | 0 |  |  | C1 | 0 | 0 | 0 | 0 | 0 | C1 | 0 | 0 | 0 | 0 | 0 | C1 | [5 empty] | C1 | [5 empty] | 0 | [6 empty] | 0 | [6 empty] | 0 | [6 empty] | 0 | [6 empty] | 0 | [6 empty] | 0
|  |  | 0 | 0 | C2 | 0 | 0 | 0 | 0 | 0 | 0 | 0 | 0 | 0 | 0 | 0 | 0 | 0 | 0 | 0 | 0 | 0 | 0 | 0 | 0 | 0 | 0 | 0 | 0 | 0 | 0 | 0 | 0 | 0 | 0 | 0 | 0 | 0 | 0 | 0 | 0 |  |  | C2 | 0 | 0 | 0 | 0 | 0 | C2 | 0 | 0 | 0 | 0 | 0 | C2 | [5 empty] | C2 | [5 empty] | 0 | [6 empty] | 0 | [6 empty] | 0 | [6 empty] | 0 | [6 empty] | 0 | [6 empty] | 0
|  |  | 0 | 0 | C3 | 0 | 0 | 0 | 0 | 0 | 0 | 0 | 0 | 0 | 0 | 0 | 0 | 0 | 0 | 0 | 0 | 0 | 0 | 0 | 0 | 0 | 0 | 0 | 0 | 0 | 0 | 0 | 0 | 0 | 0 | 0 | 0 | 0 | 0 | 0 | 0 |  |  | C3 | 0 | 0 | 0 | 0 | 0 | C3 | 0 | 0 | 0 | 0 | 0 | C3 | [5 empty] | C3 | [5 empty] | 0 | [6 empty] | 0 | [6 empty] | 0 | [6 empty] | 0 | [6 empty] | 0 | [6 empty] | 0
|  |  | 0 | 0 | C4 | 0 | 0 | 0 | 0 | 0 | 0 | 0 | 0 | 0 | 0 | 0 | 0 | 0 | 0 | 0 | 0 | 0 | 0 | 0 | 0 | 0 | 0 | 0 | 0 | 0 | 0 | 0 | 0 | 0 | 0 | 0 | 0 | 0 | 0 | 0 | 0 |  |  | C4 | 0 | 0 | 0 | 0 | 0 | C4 | 0 | 0 | 0 | 0 | 0 | C4 | [5 empty] | C4 | [5 empty] | 0 | [6 empty] | 0 | [6 empty] | 0 | [6 empty] | 0 | [6 empty] | 0 | [6 empty] | 0
|  |  | 0 | 0 |  | 0 | 0 | 0 | 0 | 0 |  | 0 | 0 | 0 | 0 | 0 |  | 0 | 0 | 0 | 0 | 0 |  | 0 | 0 | 0 | 0 | 0 |  | 0 | 0 | 0 | 0 | 0 |  | 0 | 0 | 0 | 0 | 0 | [22 empty] | 0 | 0 | 0 | 0 | 0 | 0 |  | 0 | 0 | 0 | 0 | 0 | 0 |  | 0 | 0 | 0 | 0 | 0 | 0 |  | 0 | 0 | 0 | 0 | 0 | 0 |  | 0 | 0 | 0 | 0 | 0 | 0 |  | 0 | 0 | 0 | 0 | 0 | 0
| [Please insert new asset category as required] |  | 0 | 0 | C1 | 0 | 0 | 0 | 0 | 0 | 0 | 0 | 0 | 0 | 0 | 0 | 0 | 0 | 0 | 0 | 0 | 0 | 0 | 0 | 0 | 0 | 0 | 0 | 0 | 0 | 0 | 0 | 0 | 0 | 0 | 0 | 0 | 0 | 0 | 0 | 0 |  |  | C1 | 0 | 0 | 0 | 0 | 0 | C1 | 0 | 0 | 0 | 0 | 0 | C1 | [5 empty] | C1 | [5 empty] | 0 | [6 empty] | 0 | [6 empty] | 0 | [6 empty] | 0 | [6 empty] | 0 | [6 empty] | 0
|  |  | 0 | 0 | C2 | 0 | 0 | 0 | 0 | 0 | 0 | 0 | 0 | 0 | 0 | 0 | 0 | 0 | 0 | 0 | 0 | 0 | 0 | 0 | 0 | 0 | 0 | 0 | 0 | 0 | 0 | 0 | 0 | 0 | 0 | 0 | 0 | 0 | 0 | 0 | 0 |  |  | C2 | 0 | 0 | 0 | 0 | 0 | C2 | 0 | 0 | 0 | 0 | 0 | C2 | [5 empty] | C2 | [5 empty] | 0 | [6 empty] | 0 | [6 empty] | 0 | [6 empty] | 0 | [6 empty] | 0 | [6 empty] | 0
|  |  | 0 | 0 | C3 | 0 | 0 | 0 | 0 | 0 | 0 | 0 | 0 | 0 | 0 | 0 | 0 | 0 | 0 | 0 | 0 | 0 | 0 | 0 | 0 | 0 | 0 | 0 | 0 | 0 | 0 | 0 | 0 | 0 | 0 | 0 | 0 | 0 | 0 | 0 | 0 |  |  | C3 | 0 | 0 | 0 | 0 | 0 | C3 | 0 | 0 | 0 | 0 | 0 | C3 | [5 empty] | C3 | [5 empty] | 0 | [6 empty] | 0 | [6 empty] | 0 | [6 empty] | 0 | [6 empty] | 0 | [6 empty] | 0
|  |  | 0 | 0 | C4 | 0 | 0 | 0 | 0 | 0 | 0 | 0 | 0 | 0 | 0 | 0 | 0 | 0 | 0 | 0 | 0 | 0 | 0 | 0 | 0 | 0 | 0 | 0 | 0 | 0 | 0 | 0 | 0 | 0 | 0 | 0 | 0 | 0 | 0 | 0 | 0 |  |  | C4 | 0 | 0 | 0 | 0 | 0 | C4 | 0 | 0 | 0 | 0 | 0 | C4 | [5 empty] | C4 | [5 empty] | 0 | [6 empty] | 0 | [6 empty] | 0 | [6 empty] | 0 | [6 empty] | 0 | [6 empty] | 0
|  |  | 0 | 0 |  | 0 | 0 | 0 | 0 | 0 |  | 0 | 0 | 0 | 0 | 0 |  | 0 | 0 | 0 | 0 | 0 |  | 0 | 0 | 0 | 0 | 0 |  | 0 | 0 | 0 | 0 | 0 |  | 0 | 0 | 0 | 0 | 0 | [22 empty] | 0 | 0 | 0 | 0 | 0 | 0 |  | 0 | 0 | 0 | 0 | 0 | 0 |  | 0 | 0 | 0 | 0 | 0 | 0 |  | 0 | 0 | 0 | 0 | 0 | 0 |  | 0 | 0 | 0 | 0 | 0 | 0 |  | 0 | 0 | 0 | 0 | 0 | 0
| [Please insert new asset category as required] |  | 0 | 0 | C1 | 0 | 0 | 0 | 0 | 0 | 0 | 0 | 0 | 0 | 0 | 0 | 0 | 0 | 0 | 0 | 0 | 0 | 0 | 0 | 0 | 0 | 0 | 0 | 0 | 0 | 0 | 0 | 0 | 0 | 0 | 0 | 0 | 0 | 0 | 0 | 0 |  |  | C1 | 0 | 0 | 0 | 0 | 0 | C1 | 0 | 0 | 0 | 0 | 0 | C1 | [5 empty] | C1 | [5 empty] | 0 | [6 empty] | 0 | [6 empty] | 0 | [6 empty] | 0 | [6 empty] | 0 | [6 empty] | 0
|  |  | 0 | 0 | C2 | 0 | 0 | 0 | 0 | 0 | 0 | 0 | 0 | 0 | 0 | 0 | 0 | 0 | 0 | 0 | 0 | 0 | 0 | 0 | 0 | 0 | 0 | 0 | 0 | 0 | 0 | 0 | 0 | 0 | 0 | 0 | 0 | 0 | 0 | 0 | 0 |  |  | C2 | 0 | 0 | 0 | 0 | 0 | C2 | 0 | 0 | 0 | 0 | 0 | C2 | [5 empty] | C2 | [5 empty] | 0 | [6 empty] | 0 | [6 empty] | 0 | [6 empty] | 0 | [6 empty] | 0 | [6 empty] | 0
|  |  | 0 | 0 | C3 | 0 | 0 | 0 | 0 | 0 | 0 | 0 | 0 | 0 | 0 | 0 | 0 | 0 | 0 | 0 | 0 | 0 | 0 | 0 | 0 | 0 | 0 | 0 | 0 | 0 | 0 | 0 | 0 | 0 | 0 | 0 | 0 | 0 | 0 | 0 | 0 |  |  | C3 | 0 | 0 | 0 | 0 | 0 | C3 | 0 | 0 | 0 | 0 | 0 | C3 | [5 empty] | C3 | [5 empty] | 0 | [6 empty] | 0 | [6 empty] | 0 | [6 empty] | 0 | [6 empty] | 0 | [6 empty] | 0
|  |  | 0 | 0 | C4 | 0 | 0 | 0 | 0 | 0 | 0 | 0 | 0 | 0 | 0 | 0 | 0 | 0 | 0 | 0 | 0 | 0 | 0 | 0 | 0 | 0 | 0 | 0 | 0 | 0 | 0 | 0 | 0 | 0 | 0 | 0 | 0 | 0 | 0 | 0 | 0 |  |  | C4 | 0 | 0 | 0 | 0 | 0 | C4 | 0 | 0 | 0 | 0 | 0 | C4 | [5 empty] | C4 | [5 empty] | 0 | [6 empty] | 0 | [6 empty] | 0 | [6 empty] | 0 | [6 empty] | 0 | [6 empty] | 0
|  |  | 0 | 0 |  | 0 | 0 | 0 | 0 | 0 |  | 0 | 0 | 0 | 0 | 0 |  | 0 | 0 | 0 | 0 | 0 |  | 0 | 0 | 0 | 0 | 0 |  | 0 | 0 | 0 | 0 | 0 |  | 0 | 0 | 0 | 0 | 0 | [22 empty] | 0 | 0 | 0 | 0 | 0 | 0 |  | 0 | 0 | 0 | 0 | 0 | 0 |  | 0 | 0 | 0 | 0 | 0 | 0 |  | 0 | 0 | 0 | 0 | 0 | 0 |  | 0 | 0 | 0 | 0 | 0 | 0 |  | 0 | 0 | 0 | 0 | 0 | 0
| [Please insert new asset category as required] |  | 0 | 0 | C1 | 0 | 0 | 0 | 0 | 0 | 0 | 0 | 0 | 0 | 0 | 0 | 0 | 0 | 0 | 0 | 0 | 0 | 0 | 0 | 0 | 0 | 0 | 0 | 0 | 0 | 0 | 0 | 0 | 0 | 0 | 0 | 0 | 0 | 0 | 0 | 0 |  |  | C1 | 0 | 0 | 0 | 0 | 0 | C1 | 0 | 0 | 0 | 0 | 0 | C1 | [5 empty] | C1 | [5 empty] | 0 | [6 empty] | 0 | [6 empty] | 0 | [6 empty] | 0 | [6 empty] | 0 | [6 empty] | 0
|  |  | 0 | 0 | C2 | 0 | 0 | 0 | 0 | 0 | 0 | 0 | 0 | 0 | 0 | 0 | 0 | 0 | 0 | 0 | 0 | 0 | 0 | 0 | 0 | 0 | 0 | 0 | 0 | 0 | 0 | 0 | 0 | 0 | 0 | 0 | 0 | 0 | 0 | 0 | 0 |  |  | C2 | 0 | 0 | 0 | 0 | 0 | C2 | 0 | 0 | 0 | 0 | 0 | C2 | [5 empty] | C2 | [5 empty] | 0 | [6 empty] | 0 | [6 empty] | 0 | [6 empty] | 0 | [6 empty] | 0 | [6 empty] | 0
|  |  | 0 | 0 | C3 | 0 | 0 | 0 | 0 | 0 | 0 | 0 | 0 | 0 | 0 | 0 | 0 | 0 | 0 | 0 | 0 | 0 | 0 | 0 | 0 | 0 | 0 | 0 | 0 | 0 | 0 | 0 | 0 | 0 | 0 | 0 | 0 | 0 | 0 | 0 | 0 |  |  | C3 | 0 | 0 | 0 | 0 | 0 | C3 | 0 | 0 | 0 | 0 | 0 | C3 | [5 empty] | C3 | [5 empty] | 0 | [6 empty] | 0 | [6 empty] | 0 | [6 empty] | 0 | [6 empty] | 0 | [6 empty] | 0
|  |  | 0 | 0 | C4 | 0 | 0 | 0 | 0 | 0 | 0 | 0 | 0 | 0 | 0 | 0 | 0 | 0 | 0 | 0 | 0 | 0 | 0 | 0 | 0 | 0 | 0 | 0 | 0 | 0 | 0 | 0 | 0 | 0 | 0 | 0 | 0 | 0 | 0 | 0 | 0 |  |  | C4 | 0 | 0 | 0 | 0 | 0 | C4 | 0 | 0 | 0 | 0 | 0 | C4 | [5 empty] | C4 | [5 empty] | 0 | [6 empty] | 0 | [6 empty] | 0 | [6 empty] | 0 | [6 empty] | 0 | [6 empty] | 0
|  |  | 0 | 0 |  | 0 | 0 | 0 | 0 | 0 |  | 0 | 0 | 0 | 0 | 0 |  | 0 | 0 | 0 | 0 | 0 |  | 0 | 0 | 0 | 0 | 0 |  | 0 | 0 | 0 | 0 | 0 |  | 0 | 0 | 0 | 0 | 0 | [22 empty] | 0 | 0 | 0 | 0 | 0 | 0 |  | 0 | 0 | 0 | 0 | 0 | 0 |  | 0 | 0 | 0 | 0 | 0 | 0 |  | 0 | 0 | 0 | 0 | 0 | 0 |  | 0 | 0 | 0 | 0 | 0 | 0 |  | 0 | 0 | 0 | 0 | 0 | 0
[63 empty] | 167038.2849 | 1433377.5345 | 1443464.0968 | 957606.2145 | 860826.2086 | 4862312.3392 |  | 199107.7153 | 1402954.5453 | 1597252.7117 | 779639.6831 | 1106439.6763 | 5085394.3315 |  | 125817.6831 | 1119677.8582 | 2620994.6206 | 711554.4292 | 2467227.996 | 7045272.5871 |  | 125817.6831 | 1119677.8582 | 2620994.6206 | 711554.4292 | 2467227.996 | 7045272.5871 |  | 88649.3613 | 765352.3894 | 3840453.7673 | 1102553.6455 | 2653387.0494 | 8450396.2129 |  | 88649.3613 | 771882.5673 | 3840453.7673 | 1051821.1933 | 2653387.0494 | 8406193.9386
| 132kV Network | [66 empty] | 0 | [6 empty] | 0 | [6 empty] | 0 | [6 empty] | 0 | [6 empty] | 0 | [6 empty] | 0
| 132kV CBs |  | 14 | 14 | C1 | 4 | 1 | 9 | 0 | 0 | 14 | 4 | 1 | 9 | 0 | 0 | 14 | 0 | 0 | 0 | 0 | 0 | 0 | 0 | 2 | 4 | 6 | 2 | 14 | 0 | 0 | 0 | 0 | 0 | 0 | 0 | 2 | 1 | 4 | 7 | 14 |  |  | C1 | 0.0051718 | 0.0051718 | 0.01974 | 0.034946 | 0.053599 | C1 | 240432.0773 | 240432.0773 | 240432.0773 | 240432.0773 | 240432.0773 | C1 | 1243.4738 | 1243.4738 | 4746.0787 | 8402.0745 | 12886.9261 | C1 | 4973.8953 | 1243.4738 | 42714.7084 | 0 | 0 | 48932.0776 |  | 4973.8953 | 1243.4738 | 42714.7084 | 0 | 0 | 48932.0776 |  | 0 | 2486.9477 | 18984.3149 | 50412.4467 | 25773.8522 | 97657.5615 |  | 0 | 2486.9477 | 18984.3149 | 50412.4467 | 25773.8522 | 97657.5615 |  | 0 | 2486.9477 | 4746.0787 | 33608.2978 | 90208.4829 | 131049.8071 |  | 0 | 2486.9477 | 4746.0787 | 33608.2978 | 90208.4829 | 131049.8071
|  |  | 73 | 73 | C2 | 20 | 32 | 20 | 1 | 0 | 73 | 20 | 20 | 20 | 1 | 0 | 61 | 0 | 0 | 0 | 0 | 0 | 0 | 14 | 34 | 8 | 16 | 1 | 73 | 0 | 0 | 0 | 0 | 0 | 0 | 13 | 35 | 4 | 15 | 6 | 73 |  |  | C2 | 0.0051718 | 0.0051718 | 0.01974 | 0.034946 | 0.053599 | C2 | 343474.3961 | 343474.3961 | 343474.3961 | 343474.3961 | 343474.3961 | C2 | 1776.3912 | 1776.3912 | 6780.1125 | 12002.9635 | 18409.8945 | C2 | 35527.8237 | 35527.8237 | 135602.249 | 12002.9635 | 0 | 218660.86 |  | 35527.8237 | 56844.518 | 135602.249 | 12002.9635 | 0 | 239977.5542 |  | 24869.4766 | 60397.3003 | 54240.8996 | 192047.4162 | 18409.8945 | 349964.9872 |  | 24869.4766 | 60397.3003 | 54240.8996 | 192047.4162 | 18409.8945 | 349964.9872 |  | 23093.0854 | 62173.6915 | 27120.4498 | 180044.4526 | 110459.3668 | 402891.0462 |  | 23093.0854 | 62173.6915 | 27120.4498 | 180044.4526 | 110459.3668 | 402891.0462
|  |  | 87 | 87 | C3 | 51 | 15 | 21 | 0 | 0 | 87 | 50 | 15 | 21 | 1 | 0 | 87 | 0 | 0 | 0 | 0 | 0 | 0 | 42 | 23 | 13 | 9 | 0 | 87 | 0 | 8 | 0 | -8 | 0 | 0 | 27 | 38 | 2 | 11 | 9 | 87 |  |  | C3 | 0.0051718 | 0.0051718 | 0.01974 | 0.034946 | 0.053599 | C3 | 515211.5942 | 515211.5942 | 515211.5942 | 515211.5942 | 515211.5942 | C3 | 2664.5868 | 2664.5868 | 10170.1687 | 18004.4453 | 27614.8417 | C3 | 133229.339 | 39968.8017 | 213573.5422 | 18004.4453 | 0 | 404776.1281 |  | 135893.9257 | 39968.8017 | 213573.5422 | 0 | 0 | 389436.2696 |  | 111912.6447 | 61285.4959 | 132212.1928 | 162040.0074 | 0 | 467450.3408 |  | 111912.6447 | 61285.4959 | 132212.1928 | 162040.0074 | 0 | 467450.3408 |  | 71943.843 | 101254.2976 | 20340.3374 | 198048.8979 | 248533.5752 | 640120.9512 |  | 71943.843 | 122570.9918 | 20340.3374 | 54013.3358 | 248533.5752 | 517402.0833
|  |  | 50 | 50 | C4 | 23 | 22 | 4 | 1 | 0 | 50 | 23 | 22 | 4 | 1 | 0 | 50 | 0 | 0 | 0 | 0 | 0 | 0 | 23 | 22 | 2 | 3 | 0 | 50 | 0 | 0 | 0 | 0 | 0 | 0 | 19 | 21 | 7 | 0 | 3 | 50 |  |  | C4 | 0.0051718 | 0.0051718 | 0.01974 | 0.034946 | 0.053599 | C4 | 858685.9903 | 858685.9903 | 858685.9903 | 858685.9903 | 858685.9903 | C4 | 4440.978 | 4440.978 | 16950.2811 | 30007.4088 | 46024.7362 | C4 | 102142.4932 | 97701.5152 | 67801.1245 | 30007.4088 | 0 | 297652.5417 |  | 102142.4932 | 97701.5152 | 67801.1245 | 30007.4088 | 0 | 297652.5417 |  | 102142.4932 | 97701.5152 | 33900.5623 | 90022.2263 | 0 | 323766.797 |  | 102142.4932 | 97701.5152 | 33900.5623 | 90022.2263 | 0 | 323766.797 |  | 84378.5813 | 93260.5373 | 118651.9679 | 0 | 138074.2085 | 434365.295 |  | 84378.5813 | 93260.5373 | 118651.9679 | 0 | 138074.2085 | 434365.295
|  |  | 224 | 224 |  | 98 | 70 | 54 | 2 | 0 |  | 97 | 58 | 54 | 3 | 0 |  | 0 | 0 | 0 | 0 | 0 |  | 79 | 81 | 27 | 34 | 3 |  | 0 | 8 | 0 | -8 | 0 |  | 59 | 96 | 14 | 30 | 25 | [22 empty] | 275873.5512 | 174441.6145 | 459691.6241 | 60014.8175 | 0 | 970021.6074 |  | 278538.138 | 195758.3087 | 459691.6241 | 42010.3723 | 0 | 975998.4431 |  | 238924.6145 | 221871.2592 | 239337.9695 | 494522.0966 | 44183.7467 | 1238839.6865 |  | 238924.6145 | 221871.2592 | 239337.9695 | 494522.0966 | 44183.7467 | 1238839.6865 |  | 179415.5098 | 259175.4741 | 170858.8337 | 411701.6484 | 587275.6334 | 1608427.0994 |  | 179415.5098 | 280492.1683 | 170858.8337 | 267666.0863 | 587275.6334 | 1485708.2315
| 132kV Transformer |  | 4 | 4 | C1 | 2 | 2 | 0 | 0 | 0 | 4 | 2 | 2 | 0 | 0 | 0 | 4 | 0 | 0 | 0 | 0 | 0 | 0 | 2 | 2 | 0 | 0 | 0 | 4 | 0 | 0 | 0 | 0 | 0 | 0 | 2 | 0 | 2 | 0 | 0 | 4 |  |  | C1 | 0.0085067 | 0.0085067 | 0.031863 | 0.066088 | 0.13524 | C1 | 441230.3 | 441230.3 | 441230.3 | 441230.3 | 441230.3 | C1 | 3753.4182 | 3753.4182 | 14058.7799 | 29160.0188 | 59673.8914 | C1 | 7506.8364 | 7506.8364 | 0 | 0 | 0 | 15013.6728 |  | 7506.8364 | 7506.8364 | 0 | 0 | 0 | 15013.6728 |  | 7506.8364 | 7506.8364 | 0 | 0 | 0 | 15013.6728 |  | 7506.8364 | 7506.8364 | 0 | 0 | 0 | 15013.6728 |  | 7506.8364 | 0 | 28117.5597 | 0 | 0 | 35624.3961 |  | 7506.8364 | 0 | 28117.5597 | 0 | 0 | 35624.3961
|  |  | 127 | 127 | C2 | 20 | 82 | 14 | 8 | 3 | 127 | 20 | 71 | 14 | 12 | 3 | 120 | 0 | 0 | 0 | 0 | 0 | 0 | 11 | 75 | 30 | 8 | 3 | 127 | 0 | 0 | 0 | 0 | 0 | 0 | 6 | 62 | 46 | 9 | 4 | 127 |  |  | C2 | 0.0085067 | 0.0085067 | 0.031863 | 0.066088 | 0.13524 | C2 | 630329 | 630329 | 630329 | 630329 | 630329 | C2 | 5362.026 | 5362.026 | 20083.9712 | 41657.1697 | 85248.4164 | C2 | 107240.5202 | 380703.8465 | 281175.5971 | 499886.0366 | 255745.2491 | 1524751.2494 |  | 107240.5202 | 439686.1326 | 281175.5971 | 333257.3577 | 255745.2491 | 1417104.8567 |  | 58982.2861 | 402151.9506 | 602519.1367 | 333257.3577 | 255745.2491 | 1652655.9801 |  | 58982.2861 | 402151.9506 | 602519.1367 | 333257.3577 | 255745.2491 | 1652655.9801 |  | 32172.156 | 332445.6125 | 923862.6762 | 374914.5274 | 340993.6654 | 2004388.6376 |  | 32172.156 | 332445.6125 | 923862.6762 | 374914.5274 | 340993.6654 | 2004388.6376
|  |  | 54 | 54 | C3 | 7 | 28 | 15 | 3 | 1 | 54 | 7 | 26 | 15 | 5 | 1 | 54 | 0 | 2 | 0 | -2 | 0 | 0 | 5 | 24 | 16 | 8 | 1 | 54 | 0 | 4 | 0 | -4 | 0 | 0 | 2 | 26 | 7 | 13 | 6 | 54 |  |  | C3 | 0.0085067 | 0.0085067 | 0.031863 | 0.066088 | 0.13524 | C3 | 945493.5 | 945493.5 | 945493.5 | 945493.5 | 945493.5 | C3 | 8043.039 | 8043.039 | 30125.9568 | 62485.7546 | 127872.6245 | C3 | 56301.2731 | 209119.0143 | 451889.3525 | 312428.7729 | 127872.6245 | 1157611.0373 |  | 56301.2731 | 225205.0923 | 451889.3525 | 187457.2637 | 127872.6245 | 1048725.6061 |  | 40215.1951 | 193032.9363 | 482015.3093 | 499886.0366 | 127872.6245 | 1343022.1018 |  | 40215.1951 | 209119.0143 | 482015.3093 | 374914.5274 | 127872.6245 | 1234136.6706 |  | 16086.078 | 209119.0143 | 210881.6978 | 812314.8094 | 767235.7472 | 2015637.3467 |  | 16086.078 | 241291.1703 | 210881.6978 | 562371.7912 | 767235.7472 | 1797866.4845
|  |  | 4 | 4 | C4 | 0 | 2 | 2 | 0 | 0 | 4 | 0 | 2 | 2 | 0 | 0 | 4 | 0 | 0 | 0 | 0 | 0 | 0 | 0 | 1 | 2 | 1 | 0 | 4 | 0 | 0 | 0 | 0 | 0 | 0 | 0 | 1 | 1 | 1 | 1 | 4 |  |  | C4 | 0.0085067 | 0.0085067 | 0.031863 | 0.066088 | 0.13524 | C4 | 1575822.5 | 1575822.5 | 1575822.5 | 1575822.5 | 1575822.5 | C4 | 13405.065 | 13405.065 | 50209.9281 | 104142.9243 | 213121.0409 | C4 | 0 | 26810.13 | 100419.8561 | 0 | 0 | 127229.9861 |  | 0 | 26810.13 | 100419.8561 | 0 | 0 | 127229.9861 |  | 0 | 13405.065 | 100419.8561 | 104142.9243 | 0 | 217967.8454 |  | 0 | 13405.065 | 100419.8561 | 104142.9243 | 0 | 217967.8454 |  | 0 | 13405.065 | 50209.9281 | 104142.9243 | 213121.0409 | 380878.9582 |  | 0 | 13405.065 | 50209.9281 | 104142.9243 | 213121.0409 | 380878.9582
|  |  | 189 | 189 |  | 29 | 114 | 31 | 11 | 4 |  | 29 | 101 | 31 | 17 | 4 |  | 0 | 2 | 0 | -2 | 0 |  | 18 | 102 | 48 | 17 | 4 |  | 0 | 4 | 0 | -4 | 0 |  | 10 | 89 | 56 | 23 | 11 | [22 empty] | 171048.6296 | 624139.8273 | 833484.8057 | 812314.8094 | 383617.8736 | 2824605.9457 |  | 171048.6296 | 699208.1914 | 833484.8057 | 520714.6214 | 383617.8736 | 2608074.1218 |  | 106704.3176 | 616096.7883 | 1184954.3021 | 937286.3186 | 383617.8736 | 3228659.6001 |  | 106704.3176 | 632182.8663 | 1184954.3021 | 812314.8094 | 383617.8736 | 3119774.169 |  | 55765.0705 | 554969.6918 | 1213071.8618 | 1291372.2612 | 1321350.4534 | 4436529.3387 |  | 55765.0705 | 587141.8478 | 1213071.8618 | 1041429.2429 | 1321350.4534 | 4218758.4764
| 132kV UG Cable (Gas) |  | 0 | 0 | C1 | 0 | 0 | 0 | 0 | 0 | 0 | 0 | 0 | 0 | 0 | 0 | 0 | 0 | 0 | 0 | 0 | 0 | 0 | 0 | 0 | 0 | 0 | 0 | 0 | 0 | 0 | 0 | 0 | 0 | 0 | 0 | 0 | 0 | 0 | 0 | 0 |  |  | C1 | 0.0005345 | 0.0005345 | 0.0020035 | 0.004131 | 0.0085 | C1 | 1145925.9 | 1145925.9 | 1145925.9 | 1145925.9 | 1145925.9 | C1 | 612.4974 | 612.4974 | 2295.8625 | 4733.8199 | 9740.3702 | C1 | 0 | 0 | 0 | 0 | 0 | 0 |  | 0 | 0 | 0 | 0 | 0 | 0 |  | 0 | 0 | 0 | 0 | 0 | 0 |  | 0 | 0 | 0 | 0 | 0 | 0 |  | 0 | 0 | 0 | 0 | 0 | 0 |  | 0 | 0 | 0 | 0 | 0 | 0
|  |  | 0 | 0 | C2 | 0 | 0 | 0 | 0 | 0 | 0 | 0 | 0 | 0 | 0 | 0 | 0 | 0 | 0 | 0 | 0 | 0 | 0 | 0 | 0 | 0 | 0 | 0 | 0 | 0 | 0 | 0 | 0 | 0 | 0 | 0 | 0 | 0 | 0 | 0 | 0 |  |  | C2 | 0.0005345 | 0.0005345 | 0.0020035 | 0.004131 | 0.0085 | C2 | 1637037 | 1637037 | 1637037 | 1637037 | 1637037 | C2 | 874.9963 | 874.9963 | 3279.8036 | 6762.5998 | 13914.8145 | C2 | 0 | 0 | 0 | 0 | 0 | 0 |  | 0 | 0 | 0 | 0 | 0 | 0 |  | 0 | 0 | 0 | 0 | 0 | 0 |  | 0 | 0 | 0 | 0 | 0 | 0 |  | 0 | 0 | 0 | 0 | 0 | 0 |  | 0 | 0 | 0 | 0 | 0 | 0
|  |  | 15 | 15 | C3 | 0 | 0 | 0 | 15 | 0 | 15 | 0 | 0 | 0 | 15 | 0 | 15 | 0 | 0 | 0 | 0 | 0 | 0 | 0 | 0 | 0 | 5 | 10 | 15 | 0 | 0 | 0 | 0 | 0 | 0 | 0 | 0 | 0 | 0 | 15 | 15 |  |  | C3 | 0.0005345 | 0.0005345 | 0.0020035 | 0.004131 | 0.0085 | C3 | 2455555.5 | 2455555.5 | 2455555.5 | 2455555.5 | 2455555.5 | C3 | 1312.4944 | 1312.4944 | 4919.7054 | 10143.8998 | 20872.2218 | C3 | 0 | 0 | 0 | 152158.4966 | 0 | 152158.4966 |  | 0 | 0 | 0 | 152158.4966 | 0 | 152158.4966 |  | 0 | 0 | 0 | 50719.4989 | 208722.2175 | 259441.7164 |  | 0 | 0 | 0 | 50719.4989 | 208722.2175 | 259441.7164 |  | 0 | 0 | 0 | 0 | 313083.3262 | 313083.3262 |  | 0 | 0 | 0 | 0 | 313083.3262 | 313083.3262
|  |  | 44 | 44 | C4 | 0 | 0 | 0 | 34 | 10 | 44 | 0 | 0 | 0 | 41 | 10 | 51 | 0 | 0 | 0 | 0 | 0 | 0 | 0 | 0 | 0 | 7 | 37 | 44 | 0 | 0 | 0 | 0 | 0 | 0 | 0 | 0 | 0 | 0 | 44 | 44 |  |  | C4 | 0.0005345 | 0.0005345 | 0.0020035 | 0.004131 | 0.0085 | C4 | 4092592.5 | 4092592.5 | 4092592.5 | 4092592.5 | 4092592.5 | C4 | 2187.4907 | 2187.4907 | 8199.5091 | 16906.4996 | 34787.0363 | C4 | 0 | 0 | 0 | 693166.4843 | 347870.3625 | 1041036.8468 |  | 0 | 0 | 0 | 574820.987 | 347870.3625 | 922691.3495 |  | 0 | 0 | 0 | 118345.4973 | 1287120.3413 | 1405465.8386 |  | 0 | 0 | 0 | 118345.4973 | 1287120.3413 | 1405465.8386 |  | 0 | 0 | 0 | 0 | 1530629.595 | 1530629.595 |  | 0 | 0 | 0 | 0 | 1530629.595 | 1530629.595
|  |  | 59 | 59 |  | 0 | 0 | 0 | 49 | 10 |  | 0 | 0 | 0 | 56 | 10 |  | 0 | 0 | 0 | 0 | 0 |  | 0 | 0 | 0 | 12 | 47 |  | 0 | 0 | 0 | 0 | 0 |  | 0 | 0 | 0 | 0 | 59 | [22 empty] | 0 | 0 | 0 | 845324.9809 | 347870.3625 | 1193195.3434 |  | 0 | 0 | 0 | 726979.4836 | 347870.3625 | 1074849.8461 |  | 0 | 0 | 0 | 169064.9962 | 1495842.5588 | 1664907.5549 |  | 0 | 0 | 0 | 169064.9962 | 1495842.5588 | 1664907.5549 |  | 0 | 0 | 0 | 0 | 1843712.9213 | 1843712.9213 |  | 0 | 0 | 0 | 0 | 1843712.9213 | 1843712.9213
| 132kV UG Cable (Oil) |  | 49 | 49 | C1 | 0 | 23 | 15 | 0 | 11 | 49 | 0 | 33 | 12 | 1 | 3 | 49 | 0 | 0 | 0 | 0 | 0 | 0 | 0 | 15 | 22 | 0 | 12 | 49 | 0 | 0 | 0 | 0 | 0 | 0 | 0 | 12 | 20 | 4 | 13 | 49 |  |  | C1 | 0.0005345 | 0.0005345 | 0.0020035 | 0.004131 | 0.0085 | C1 | 1197080.815 | 1197080.815 | 1197080.815 | 1197080.815 | 1197080.815 | C1 | 639.8397 | 639.8397 | 2398.3514 | 4945.1408 | 10175.1869 | C1 | 0 | 21114.71 | 28780.217 | 4945.1408 | 30525.5608 | 85365.6285 |  | 0 | 14716.313 | 35975.2712 | 0 | 111927.0562 | 162618.6404 |  | 0 | 9597.5954 | 52763.7311 | 0 | 122102.2431 | 184463.5696 |  | 0 | 9597.5954 | 52763.7311 | 0 | 122102.2431 | 184463.5696 |  | 0 | 7678.0763 | 47967.0283 | 19780.5634 | 132277.4301 | 207703.098 |  | 0 | 7678.0763 | 47967.0283 | 19780.5634 | 132277.4301 | 207703.098
|  |  | 39 | 39 | C2 | 0 | 19 | 11 | 1 | 8 | 39 | 0 | 28 | 9 | 1 | 2 | 40 | 0 | 0 | 0 | 0 | 0 | 0 | 0 | 10 | 17 | 1 | 11 | 39 | 0 | 0 | 0 | 0 | 0 | 0 | 0 | 9 | 16 | 3 | 11 | 39 |  |  | C2 | 0.0005345 | 0.0005345 | 0.0020035 | 0.004131 | 0.0085 | C2 | 1710115.45 | 1710115.45 | 1710115.45 | 1710115.45 | 1710115.45 | C2 | 914.0567 | 914.0567 | 3426.2163 | 7064.4869 | 14535.9813 | C2 | 0 | 25593.5878 | 30835.9467 | 7064.4869 | 29071.9627 | 92565.9841 |  | 0 | 17367.0775 | 37688.3793 | 7064.4869 | 116287.8506 | 178407.7943 |  | 0 | 9140.5671 | 58245.6772 | 7064.4869 | 159895.7946 | 234346.5257 |  | 0 | 9140.5671 | 58245.6772 | 7064.4869 | 159895.7946 | 234346.5257 |  | 0 | 8226.5104 | 54819.4609 | 21193.4608 | 159895.7946 | 244135.2266 |  | 0 | 8226.5104 | 54819.4609 | 21193.4608 | 159895.7946 | 244135.2266
|  |  | 69 | 69 | C3 | 0 | 33 | 21 | 0 | 15 | 69 | 0 | 47 | 17 | 1 | 11 | 76 | 0 | 0 | 0 | 0 | 0 | 0 | 0 | 21 | 30 | 1 | 17 | 69 | 0 | 0 | 0 | 0 | 0 | 0 | 0 | 18 | 28 | 5 | 18 | 69 |  |  | C3 | 0.0005345 | 0.0005345 | 0.0020035 | 0.004131 | 0.0085 | C3 | 2565173.175 | 2565173.175 | 2565173.175 | 2565173.175 | 2565173.175 | C3 | 1371.0851 | 1371.0851 | 5139.3245 | 10596.7304 | 21803.972 | C3 | 0 | 64440.9979 | 87368.5158 | 10596.7304 | 239843.6919 | 402249.9359 |  | 0 | 45245.807 | 107925.8136 | 0 | 327059.5798 | 480231.2004 |  | 0 | 28792.7863 | 154179.7337 | 10596.7304 | 370667.5238 | 564236.7742 |  | 0 | 28792.7863 | 154179.7337 | 10596.7304 | 370667.5238 | 564236.7742 |  | 0 | 24679.5311 | 143901.0848 | 52983.6519 | 392471.4958 | 614035.7636 |  | 0 | 24679.5311 | 143901.0848 | 52983.6519 | 392471.4958 | 614035.7636
|  |  | 49 | 49 | C4 | 0 | 23 | 15 | 0 | 11 | 49 | 0 | 33 | 12 | 1 | 3 | 49 | 0 | 0 | 0 | 0 | 0 | 0 | 0 | 15 | 22 | 0 | 12 | 49 | 0 | 0 | 0 | 0 | 0 | 0 | 0 | 12 | 20 | 4 | 13 | 49 |  |  | C4 | 0.0005345 | 0.0005345 | 0.0020035 | 0.004131 | 0.0085 | C4 | 4275288.625 | 4275288.625 | 4275288.625 | 4275288.625 | 4275288.625 | C4 | 2285.1418 | 2285.1418 | 8565.5408 | 17661.2173 | 36339.9533 | C4 | 0 | 75409.6784 | 102786.4891 | 17661.2173 | 109019.8599 | 304877.2448 |  | 0 | 52558.2607 | 128483.1114 | 0 | 399739.4864 | 580780.8586 |  | 0 | 34277.1266 | 188441.8967 | 0 | 436079.4398 | 658798.463 |  | 0 | 34277.1266 | 188441.8967 | 0 | 436079.4398 | 658798.463 |  | 0 | 27421.7012 | 171310.8152 | 70644.8692 | 472419.3931 | 741796.7787 |  | 0 | 27421.7012 | 171310.8152 | 70644.8692 | 472419.3931 | 741796.7787
|  |  | 206 | 206 |  | 0 | 98 | 62 | 1 | 45 |  | 0 | 141 | 50 | 4 | 19 |  | 0 | 0 | 0 | 0 | 0 |  | 0 | 61 | 91 | 2 | 52 |  | 0 | 0 | 0 | 0 | 0 |  | 0 | 51 | 84 | 16 | 55 | [22 empty] | 0 | 186558.9741 | 249771.1686 | 40267.5755 | 408461.0752 | 885058.7934 |  | 0 | 129887.4582 | 310072.5755 | 7064.4869 | 955013.9731 | 1402038.4937 |  | 0 | 81808.0754 | 453631.0387 | 17661.2173 | 1088745.0012 | 1641845.3326 |  | 0 | 81808.0754 | 453631.0387 | 17661.2173 | 1088745.0012 | 1641845.3326 |  | 0 | 68005.8191 | 417998.3891 | 164602.5453 | 1157064.1135 | 1807670.867 |  | 0 | 68005.8191 | 417998.3891 | 164602.5453 | 1157064.1135 | 1807670.867
| 132kV UG Cable (Non Pressurised) |  | 0 | 0 | C1 | 0 | 0 | 0 | 0 | 0 | 0 | 0 | 0 | 0 | 0 | 0 | 0 | 0 | 0 | 0 | 0 | 0 | 0 | 0 | 0 | 0 | 0 | 0 | 0 | 0 | 0 | 0 | 0 | 0 | 0 | 0 | 0 | 0 | 0 | 0 | 0 |  |  | C1 | 0 | 0 | 0 | 0 | 0 | C1 | 0 | 0 | 0 | 0 | 0 | C1 | [5 empty] | C1 | [5 empty] | 0 | [6 empty] | 0 | [6 empty] | 0 | [6 empty] | 0 | [6 empty] | 0 | [6 empty] | 0
|  |  | 0 | 0 | C2 | 0 | 0 | 0 | 0 | 0 | 0 | 0 | 0 | 0 | 0 | 0 | 0 | 0 | 0 | 0 | 0 | 0 | 0 | 0 | 0 | 0 | 0 | 0 | 0 | 0 | 0 | 0 | 0 | 0 | 0 | 0 | 0 | 0 | 0 | 0 | 0 |  |  | C2 | 0 | 0 | 0 | 0 | 0 | C2 | 0 | 0 | 0 | 0 | 0 | C2 | [5 empty] | C2 | [5 empty] | 0 | [6 empty] | 0 | [6 empty] | 0 | [6 empty] | 0 | [6 empty] | 0 | [6 empty] | 0
|  |  | 0 | 0 | C3 | 0 | 0 | 0 | 0 | 0 | 0 | 0 | 0 | 0 | 0 | 0 | 0 | 0 | 0 | 0 | 0 | 0 | 0 | 0 | 0 | 0 | 0 | 0 | 0 | 0 | 0 | 0 | 0 | 0 | 0 | 0 | 0 | 0 | 0 | 0 | 0 |  |  | C3 | 0 | 0 | 0 | 0 | 0 | C3 | 0 | 0 | 0 | 0 | 0 | C3 | [5 empty] | C3 | [5 empty] | 0 | [6 empty] | 0 | [6 empty] | 0 | [6 empty] | 0 | [6 empty] | 0 | [6 empty] | 0
|  |  | 0 | 0 | C4 | 0 | 0 | 0 | 0 | 0 | 0 | 0 | 0 | 0 | 0 | 0 | 0 | 0 | 0 | 0 | 0 | 0 | 0 | 0 | 0 | 0 | 0 | 0 | 0 | 0 | 0 | 0 | 0 | 0 | 0 | 0 | 0 | 0 | 0 | 0 | 0 |  |  | C4 | 0 | 0 | 0 | 0 | 0 | C4 | 0 | 0 | 0 | 0 | 0 | C4 | [5 empty] | C4 | [5 empty] | 0 | [6 empty] | 0 | [6 empty] | 0 | [6 empty] | 0 | [6 empty] | 0 | [6 empty] | 0
|  |  | 0 | 0 |  | 0 | 0 | 0 | 0 | 0 |  | 0 | 0 | 0 | 0 | 0 |  | 0 | 0 | 0 | 0 | 0 |  | 0 | 0 | 0 | 0 | 0 |  | 0 | 0 | 0 | 0 | 0 |  | 0 | 0 | 0 | 0 | 0 | [22 empty] | 0 | 0 | 0 | 0 | 0 | 0 |  | 0 | 0 | 0 | 0 | 0 | 0 |  | 0 | 0 | 0 | 0 | 0 | 0 |  | 0 | 0 | 0 | 0 | 0 | 0 |  | 0 | 0 | 0 | 0 | 0 | 0 |  | 0 | 0 | 0 | 0 | 0 | 0
| 132kV OHL Support - Tower |  | 0 | 0 | C1 | 0 | 0 | 0 | 0 | 0 | 0 | 0 | 0 | 0 | 0 | 0 | 0 | 0 | 0 | 0 | 0 | 0 | 0 | 0 | 0 | 0 | 0 | 0 | 0 | 0 | 0 | 0 | 0 | 0 | 0 | 0 | 0 | 0 | 0 | 0 | 0 |  |  | C1 | 0 | 0 | 8.0765e-05 | 0.00028033 | 0.00065359 | C1 | 211297.8 | 211297.8 | 211297.8 | 211297.8 | 211297.8 | C1 | 0 | 0 | 17.0655 | 59.2342 | 138.1032 | C1 | 0 | 0 | 0 | 0 | 0 | 0 |  | 0 | 0 | 0 | 0 | 0 | 0 |  | 0 | 0 | 0 | 0 | 0 | 0 |  | 0 | 0 | 0 | 0 | 0 | 0 |  | 0 | 0 | 0 | 0 | 0 | 0 |  | 0 | 0 | 0 | 0 | 0 | 0
|  |  | 4 | 4 | C2 | 0 | 3 | 1 | 0 | 0 | 4 | 0 | 3 | 1 | 0 | 0 | 4 | 0 | 0 | 0 | 0 | 0 | 0 | 0 | 3 | 1 | 0 | 0 | 4 | 0 | 0 | 0 | 0 | 0 | 0 | 0 | 2 | 2 | 0 | 0 | 4 |  |  | C2 | 0 | 0 | 8.0765e-05 | 0.00028033 | 0.00065359 | C2 | 301854 | 301854 | 301854 | 301854 | 301854 | C2 | 0 | 0 | 24.3792 | 84.6202 | 197.2903 | C2 | 0 | 0 | 24.3792 | 0 | 0 | 24.3792 |  | 0 | 0 | 24.3792 | 0 | 0 | 24.3792 |  | 0 | 0 | 24.3792 | 0 | 0 | 24.3792 |  | 0 | 0 | 24.3792 | 0 | 0 | 24.3792 |  | 0 | 0 | 48.7585 | 0 | 0 | 48.7585 |  | 0 | 0 | 48.7585 | 0 | 0 | 48.7585
|  |  | 11 | 11 | C3 | 0 | 8 | 1 | 1 | 1 | 11 | 0 | 8 | 1 | 1 | 1 | 11 | 0 | 0 | 0 | 0 | 0 | 0 | 0 | 8 | 1 | 0 | 2 | 11 | 0 | 0 | 0 | 0 | 0 | 0 | 0 | 4 | 5 | 0 | 2 | 11 |  |  | C3 | 0 | 0 | 8.0765e-05 | 0.00028033 | 0.00065359 | C3 | 452781 | 452781 | 452781 | 452781 | 452781 | C3 | 0 | 0 | 36.5689 | 126.9304 | 295.9354 | C3 | 0 | 0 | 36.5689 | 126.9304 | 295.9354 | 459.4346 |  | 0 | 0 | 36.5689 | 126.9304 | 295.9354 | 459.4346 |  | 0 | 0 | 36.5689 | 0 | 591.8708 | 628.4397 |  | 0 | 0 | 36.5689 | 0 | 591.8708 | 628.4397 |  | 0 | 0 | 182.8443 | 0 | 591.8708 | 774.7151 |  | 0 | 0 | 182.8443 | 0 | 591.8708 | 774.7151
|  |  | 0 | 0 | C4 | 0 | 0 | 0 | 0 | 0 | 0 | 0 | 0 | 0 | 0 | 0 | 0 | 0 | 0 | 0 | 0 | 0 | 0 | 0 | 0 | 0 | 0 | 0 | 0 | 0 | 0 | 0 | 0 | 0 | 0 | 0 | 0 | 0 | 0 | 0 | 0 |  |  | C4 | 0 | 0 | 8.0765e-05 | 0.00028033 | 0.00065359 | C4 | 754635 | 754635 | 754635 | 754635 | 754635 | C4 | 0 | 0 | 60.9481 | 211.5506 | 493.2257 | C4 | 0 | 0 | 0 | 0 | 0 | 0 |  | 0 | 0 | 0 | 0 | 0 | 0 |  | 0 | 0 | 0 | 0 | 0 | 0 |  | 0 | 0 | 0 | 0 | 0 | 0 |  | 0 | 0 | 0 | 0 | 0 | 0 |  | 0 | 0 | 0 | 0 | 0 | 0
|  |  | 15 | 15 |  | 0 | 11 | 2 | 1 | 1 |  | 0 | 11 | 2 | 1 | 1 |  | 0 | 0 | 0 | 0 | 0 |  | 0 | 11 | 2 | 0 | 2 |  | 0 | 0 | 0 | 0 | 0 |  | 0 | 6 | 7 | 0 | 2 | [22 empty] | 0 | 0 | 60.9481 | 126.9304 | 295.9354 | 483.8139 |  | 0 | 0 | 60.9481 | 126.9304 | 295.9354 | 483.8139 |  | 0 | 0 | 60.9481 | 0 | 591.8708 | 652.8189 |  | 0 | 0 | 60.9481 | 0 | 591.8708 | 652.8189 |  | 0 | 0 | 231.6028 | 0 | 591.8708 | 823.4736 |  | 0 | 0 | 231.6028 | 0 | 591.8708 | 823.4736
| 132kV OHL Fittings and Conductors (Tower Lines) |  | 0 | 0 | C1 | 0 | 0 | 0 | 0 | 0 | 0 | 0 | 0 | 0 | 0 | 0 | 0 | 0 | 0 | 0 | 0 | 0 | 0 | 0 | 0 | 0 | 0 | 0 | 0 | 0 | 0 | 0 | 0 | 0 | 0 | 0 | 0 | 0 | 0 | 0 | 0 |  | 0 | C1 | 0 | 0 | 8.0765e-05 | 0.00026322 | 0.00051074 | C1 | 211297.8 | 211297.8 | 211297.8 | 211297.8 | 211297.8 | C1 | 0 | 0 | 17.0655 | 55.6168 | 107.9193 | C1 | 0 | 0 | 0 | 0 | 0 | 0 |  | 0 | 0 | 0 | 0 | 0 | 0 |  | 0 | 0 | 0 | 0 | 0 | 0 |  | 0 | 0 | 0 | 0 | 0 | 0 |  | 0 | 0 | 0 | 0 | 0 | 0 |  | 0 | 0 | 0 | 0 | 0 | 0
|  |  | 4 | 4 | C2 | 0 | 3 | 1 | 0 | 0 | 4 | 0 | 3 | 1 | 0 | 0 | 4 | 0 | 0 | 0 | 0 | 0 | 0 | 0 | 2 | 1 | 1 | 0 | 4 | 0 | 0 | 0 | 0 | 0 | 0 | 0 | 2 | 1 | 1 | 0 | 4 |  |  | C2 | 0 | 0 | 8.0765e-05 | 0.00026322 | 0.00051074 | C2 | 301854 | 301854 | 301854 | 301854 | 301854 | C2 | 0 | 0 | 24.3792 | 79.4525 | 154.1704 | C2 | 0 | 0 | 24.3792 | 0 | 0 | 24.3792 |  | 0 | 0 | 24.3792 | 0 | 0 | 24.3792 |  | 0 | 0 | 24.3792 | 79.4525 | 0 | 103.8317 |  | 0 | 0 | 24.3792 | 79.4525 | 0 | 103.8317 |  | 0 | 0 | 24.3792 | 79.4525 | 0 | 103.8317 |  | 0 | 0 | 24.3792 | 79.4525 | 0 | 103.8317
|  |  | 3 | 3 | C3 | 0 | 3 | 0 | 0 | 0 | 3 | 0 | 3 | 0 | 0 | 0 | 3 | 0 | 0 | 0 | 0 | 0 | 0 | 0 | 3 | 0 | 0 | 0 | 3 | 0 | 0 | 0 | 0 | 0 | 0 | 0 | 3 | 0 | 0 | 0 | 3 |  |  | C3 | 0 | 0 | 8.0765e-05 | 0.00026322 | 0.00051074 | C3 | 452781 | 452781 | 452781 | 452781 | 452781 | C3 | 0 | 0 | 36.5689 | 119.1788 | 231.2556 | C3 | 0 | 0 | 0 | 0 | 0 | 0 |  | 0 | 0 | 0 | 0 | 0 | 0 |  | 0 | 0 | 0 | 0 | 0 | 0 |  | 0 | 0 | 0 | 0 | 0 | 0 |  | 0 | 0 | 0 | 0 | 0 | 0 |  | 0 | 0 | 0 | 0 | 0 | 0
|  |  | 0 | 0 | C4 | 0 | 0 | 0 | 0 | 0 | 0 | 0 | 0 | 0 | 0 | 0 | 0 | 0 | 0 | 0 | 0 | 0 | 0 | 0 | 0 | 0 | 0 | 0 | 0 | 0 | 0 | 0 | 0 | 0 | 0 | 0 | 0 | 0 | 0 | 0 | 0 |  |  | C4 | 0 | 0 | 8.0765e-05 | 0.00026322 | 0.00051074 | C4 | 754635 | 754635 | 754635 | 754635 | 754635 | C4 | 0 | 0 | 60.9481 | 198.6313 | 385.4261 | C4 | 0 | 0 | 0 | 0 | 0 | 0 |  | 0 | 0 | 0 | 0 | 0 | 0 |  | 0 | 0 | 0 | 0 | 0 | 0 |  | 0 | 0 | 0 | 0 | 0 | 0 |  | 0 | 0 | 0 | 0 | 0 | 0 |  | 0 | 0 | 0 | 0 | 0 | 0
|  |  | 7 | 7 |  | 0 | 6 | 1 | 0 | 0 |  | 0 | 6 | 1 | 0 | 0 |  | 0 | 0 | 0 | 0 | 0 |  | 0 | 5 | 1 | 1 | 0 |  | 0 | 0 | 0 | 0 | 0 |  | 0 | 5 | 1 | 1 | 0 | [22 empty] | 0 | 0 | 24.3792 | 0 | 0 | 24.3792 |  | 0 | 0 | 24.3792 | 0 | 0 | 24.3792 |  | 0 | 0 | 24.3792 | 79.4525 | 0 | 103.8317 |  | 0 | 0 | 24.3792 | 79.4525 | 0 | 103.8317 |  | 0 | 0 | 24.3792 | 79.4525 | 0 | 103.8317 |  | 0 | 0 | 24.3792 | 79.4525 | 0 | 103.8317
| [Please insert new asset category as required] |  | 0 | 0 | C1 | 0 | 0 | 0 | 0 | 0 | 0 | 0 | 0 | 0 | 0 | 0 | 0 | 0 | 0 | 0 | 0 | 0 | 0 | 0 | 0 | 0 | 0 | 0 | 0 | 0 | 0 | 0 | 0 | 0 | 0 | 0 | 0 | 0 | 0 | 0 | 0 |  |  | C1 | 0 | 0 | 0 | 0 | 0 | C1 | 0 | 0 | 0 | 0 | 0 | C1 | [5 empty] | C1 | [5 empty] | 0 | [6 empty] | 0 | [6 empty] | 0 | [6 empty] | 0 | [6 empty] | 0 | [6 empty] | 0
|  |  | 0 | 0 | C2 | 0 | 0 | 0 | 0 | 0 | 0 | 0 | 0 | 0 | 0 | 0 | 0 | 0 | 0 | 0 | 0 | 0 | 0 | 0 | 0 | 0 | 0 | 0 | 0 | 0 | 0 | 0 | 0 | 0 | 0 | 0 | 0 | 0 | 0 | 0 | 0 |  |  | C2 | 0 | 0 | 0 | 0 | 0 | C2 | 0 | 0 | 0 | 0 | 0 | C2 | [5 empty] | C2 | [5 empty] | 0 | [6 empty] | 0 | [6 empty] | 0 | [6 empty] | 0 | [6 empty] | 0 | [6 empty] | 0
|  |  | 0 | 0 | C3 | 0 | 0 | 0 | 0 | 0 | 0 | 0 | 0 | 0 | 0 | 0 | 0 | 0 | 0 | 0 | 0 | 0 | 0 | 0 | 0 | 0 | 0 | 0 | 0 | 0 | 0 | 0 | 0 | 0 | 0 | 0 | 0 | 0 | 0 | 0 | 0 |  |  | C3 | 0 | 0 | 0 | 0 | 0 | C3 | 0 | 0 | 0 | 0 | 0 | C3 | [5 empty] | C3 | [5 empty] | 0 | [6 empty] | 0 | [6 empty] | 0 | [6 empty] | 0 | [6 empty] | 0 | [6 empty] | 0
|  |  | 0 | 0 | C4 | 0 | 0 | 0 | 0 | 0 | 0 | 0 | 0 | 0 | 0 | 0 | 0 | 0 | 0 | 0 | 0 | 0 | 0 | 0 | 0 | 0 | 0 | 0 | 0 | 0 | 0 | 0 | 0 | 0 | 0 | 0 | 0 | 0 | 0 | 0 | 0 |  |  | C4 | 0 | 0 | 0 | 0 | 0 | C4 | 0 | 0 | 0 | 0 | 0 | C4 | [5 empty] | C4 | [5 empty] | 0 | [6 empty] | 0 | [6 empty] | 0 | [6 empty] | 0 | [6 empty] | 0 | [6 empty] | 0
|  |  | 0 | 0 |  | 0 | 0 | 0 | 0 | 0 |  | 0 | 0 | 0 | 0 | 0 |  | 0 | 0 | 0 | 0 | 0 |  | 0 | 0 | 0 | 0 | 0 |  | 0 | 0 | 0 | 0 | 0 |  | 0 | 0 | 0 | 0 | 0 | [22 empty] | 0 | 0 | 0 | 0 | 0 | 0 |  | 0 | 0 | 0 | 0 | 0 | 0 |  | 0 | 0 | 0 | 0 | 0 | 0 |  | 0 | 0 | 0 | 0 | 0 | 0 |  | 0 | 0 | 0 | 0 | 0 | 0 |  | 0 | 0 | 0 | 0 | 0 | 0
| [Please insert new asset category as required] |  | 0 | 0 | C1 | 0 | 0 | 0 | 0 | 0 | 0 | 0 | 0 | 0 | 0 | 0 | 0 | 0 | 0 | 0 | 0 | 0 | 0 | 0 | 0 | 0 | 0 | 0 | 0 | 0 | 0 | 0 | 0 | 0 | 0 | 0 | 0 | 0 | 0 | 0 | 0 |  |  | C1 | 0 | 0 | 0 | 0 | 0 | C1 | 0 | 0 | 0 | 0 | 0 | C1 | [5 empty] | C1 | [5 empty] | 0 | [6 empty] | 0 | [6 empty] | 0 | [6 empty] | 0 | [6 empty] | 0 | [6 empty] | 0
|  |  | 0 | 0 | C2 | 0 | 0 | 0 | 0 | 0 | 0 | 0 | 0 | 0 | 0 | 0 | 0 | 0 | 0 | 0 | 0 | 0 | 0 | 0 | 0 | 0 | 0 | 0 | 0 | 0 | 0 | 0 | 0 | 0 | 0 | 0 | 0 | 0 | 0 | 0 | 0 |  |  | C2 | 0 | 0 | 0 | 0 | 0 | C2 | 0 | 0 | 0 | 0 | 0 | C2 | [5 empty] | C2 | [5 empty] | 0 | [6 empty] | 0 | [6 empty] | 0 | [6 empty] | 0 | [6 empty] | 0 | [6 empty] | 0
|  |  | 0 | 0 | C3 | 0 | 0 | 0 | 0 | 0 | 0 | 0 | 0 | 0 | 0 | 0 | 0 | 0 | 0 | 0 | 0 | 0 | 0 | 0 | 0 | 0 | 0 | 0 | 0 | 0 | 0 | 0 | 0 | 0 | 0 | 0 | 0 | 0 | 0 | 0 | 0 |  |  | C3 | 0 | 0 | 0 | 0 | 0 | C3 | 0 | 0 | 0 | 0 | 0 | C3 | [5 empty] | C3 | [5 empty] | 0 | [6 empty] | 0 | [6 empty] | 0 | [6 empty] | 0 | [6 empty] | 0 | [6 empty] | 0
|  |  | 0 | 0 | C4 | 0 | 0 | 0 | 0 | 0 | 0 | 0 | 0 | 0 | 0 | 0 | 0 | 0 | 0 | 0 | 0 | 0 | 0 | 0 | 0 | 0 | 0 | 0 | 0 | 0 | 0 | 0 | 0 | 0 | 0 | 0 | 0 | 0 | 0 | 0 | 0 |  |  | C4 | 0 | 0 | 0 | 0 | 0 | C4 | 0 | 0 | 0 | 0 | 0 | C4 | [5 empty] | C4 | [5 empty] | 0 | [6 empty] | 0 | [6 empty] | 0 | [6 empty] | 0 | [6 empty] | 0 | [6 empty] | 0
|  |  | 0 | 0 |  | 0 | 0 | 0 | 0 | 0 |  | 0 | 0 | 0 | 0 | 0 |  | 0 | 0 | 0 | 0 | 0 |  | 0 | 0 | 0 | 0 | 0 |  | 0 | 0 | 0 | 0 | 0 |  | 0 | 0 | 0 | 0 | 0 | [22 empty] | 0 | 0 | 0 | 0 | 0 | 0 |  | 0 | 0 | 0 | 0 | 0 | 0 |  | 0 | 0 | 0 | 0 | 0 | 0 |  | 0 | 0 | 0 | 0 | 0 | 0 |  | 0 | 0 | 0 | 0 | 0 | 0 |  | 0 | 0 | 0 | 0 | 0 | 0
| [Please insert new asset category as required] |  | 0 | 0 | C1 | 0 | 0 | 0 | 0 | 0 | 0 | 0 | 0 | 0 | 0 | 0 | 0 | 0 | 0 | 0 | 0 | 0 | 0 | 0 | 0 | 0 | 0 | 0 | 0 | 0 | 0 | 0 | 0 | 0 | 0 | 0 | 0 | 0 | 0 | 0 | 0 |  |  | C1 | 0 | 0 | 0 | 0 | 0 | C1 | 0 | 0 | 0 | 0 | 0 | C1 | [5 empty] | C1 | [5 empty] | 0 | [6 empty] | 0 | [6 empty] | 0 | [6 empty] | 0 | [6 empty] | 0 | [6 empty] | 0
|  |  | 0 | 0 | C2 | 0 | 0 | 0 | 0 | 0 | 0 | 0 | 0 | 0 | 0 | 0 | 0 | 0 | 0 | 0 | 0 | 0 | 0 | 0 | 0 | 0 | 0 | 0 | 0 | 0 | 0 | 0 | 0 | 0 | 0 | 0 | 0 | 0 | 0 | 0 | 0 |  |  | C2 | 0 | 0 | 0 | 0 | 0 | C2 | 0 | 0 | 0 | 0 | 0 | C2 | [5 empty] | C2 | [5 empty] | 0 | [6 empty] | 0 | [6 empty] | 0 | [6 empty] | 0 | [6 empty] | 0 | [6 empty] | 0
|  |  | 0 | 0 | C3 | 0 | 0 | 0 | 0 | 0 | 0 | 0 | 0 | 0 | 0 | 0 | 0 | 0 | 0 | 0 | 0 | 0 | 0 | 0 | 0 | 0 | 0 | 0 | 0 | 0 | 0 | 0 | 0 | 0 | 0 | 0 | 0 | 0 | 0 | 0 | 0 |  |  | C3 | 0 | 0 | 0 | 0 | 0 | C3 | 0 | 0 | 0 | 0 | 0 | C3 | [5 empty] | C3 | [5 empty] | 0 | [6 empty] | 0 | [6 empty] | 0 | [6 empty] | 0 | [6 empty] | 0 | [6 empty] | 0
|  |  | 0 | 0 | C4 | 0 | 0 | 0 | 0 | 0 | 0 | 0 | 0 | 0 | 0 | 0 | 0 | 0 | 0 | 0 | 0 | 0 | 0 | 0 | 0 | 0 | 0 | 0 | 0 | 0 | 0 | 0 | 0 | 0 | 0 | 0 | 0 | 0 | 0 | 0 | 0 |  |  | C4 | 0 | 0 | 0 | 0 | 0 | C4 | 0 | 0 | 0 | 0 | 0 | C4 | [5 empty] | C4 | [5 empty] | 0 | [6 empty] | 0 | [6 empty] | 0 | [6 empty] | 0 | [6 empty] | 0 | [6 empty] | 0
|  |  | 0 | 0 |  | 0 | 0 | 0 | 0 | 0 |  | 0 | 0 | 0 | 0 | 0 |  | 0 | 0 | 0 | 0 | 0 |  | 0 | 0 | 0 | 0 | 0 |  | 0 | 0 | 0 | 0 | 0 |  | 0 | 0 | 0 | 0 | 0 | [22 empty] | 0 | 0 | 0 | 0 | 0 | 0 |  | 0 | 0 | 0 | 0 | 0 | 0 |  | 0 | 0 | 0 | 0 | 0 | 0 |  | 0 | 0 | 0 | 0 | 0 | 0 |  | 0 | 0 | 0 | 0 | 0 | 0 |  | 0 | 0 | 0 | 0 | 0 | 0
| [Please insert new asset category as required] |  | 0 | 0 | C1 | 0 | 0 | 0 | 0 | 0 | 0 | 0 | 0 | 0 | 0 | 0 | 0 | 0 | 0 | 0 | 0 | 0 | 0 | 0 | 0 | 0 | 0 | 0 | 0 | 0 | 0 | 0 | 0 | 0 | 0 | 0 | 0 | 0 | 0 | 0 | 0 |  |  | C1 | 0 | 0 | 0 | 0 | 0 | C1 | 0 | 0 | 0 | 0 | 0 | C1 | [5 empty] | C1 | [5 empty] | 0 | [6 empty] | 0 | [6 empty] | 0 | [6 empty] | 0 | [6 empty] | 0 | [6 empty] | 0
|  |  | 0 | 0 | C2 | 0 | 0 | 0 | 0 | 0 | 0 | 0 | 0 | 0 | 0 | 0 | 0 | 0 | 0 | 0 | 0 | 0 | 0 | 0 | 0 | 0 | 0 | 0 | 0 | 0 | 0 | 0 | 0 | 0 | 0 | 0 | 0 | 0 | 0 | 0 | 0 |  |  | C2 | 0 | 0 | 0 | 0 | 0 | C2 | 0 | 0 | 0 | 0 | 0 | C2 | [5 empty] | C2 | [5 empty] | 0 | [6 empty] | 0 | [6 empty] | 0 | [6 empty] | 0 | [6 empty] | 0 | [6 empty] | 0
|  |  | 0 | 0 | C3 | 0 | 0 | 0 | 0 | 0 | 0 | 0 | 0 | 0 | 0 | 0 | 0 | 0 | 0 | 0 | 0 | 0 | 0 | 0 | 0 | 0 | 0 | 0 | 0 | 0 | 0 | 0 | 0 | 0 | 0 | 0 | 0 | 0 | 0 | 0 | 0 |  |  | C3 | 0 | 0 | 0 | 0 | 0 | C3 | 0 | 0 | 0 | 0 | 0 | C3 | [5 empty] | C3 | [5 empty] | 0 | [6 empty] | 0 | [6 empty] | 0 | [6 empty] | 0 | [6 empty] | 0 | [6 empty] | 0
|  |  | 0 | 0 | C4 | 0 | 0 | 0 | 0 | 0 | 0 | 0 | 0 | 0 | 0 | 0 | 0 | 0 | 0 | 0 | 0 | 0 | 0 | 0 | 0 | 0 | 0 | 0 | 0 | 0 | 0 | 0 | 0 | 0 | 0 | 0 | 0 | 0 | 0 | 0 | 0 |  |  | C4 | 0 | 0 | 0 | 0 | 0 | C4 | 0 | 0 | 0 | 0 | 0 | C4 | [5 empty] | C4 | [5 empty] | 0 | [6 empty] | 0 | [6 empty] | 0 | [6 empty] | 0 | [6 empty] | 0 | [6 empty] | 0
|  |  | 0 | 0 |  | 0 | 0 | 0 | 0 | 0 |  | 0 | 0 | 0 | 0 | 0 |  | 0 | 0 | 0 | 0 | 0 |  | 0 | 0 | 0 | 0 | 0 |  | 0 | 0 | 0 | 0 | 0 |  | 0 | 0 | 0 | 0 | 0 | [22 empty] | 0 | 0 | 0 | 0 | 0 | 0 |  | 0 | 0 | 0 | 0 | 0 | 0 |  | 0 | 0 | 0 | 0 | 0 | 0 |  | 0 | 0 | 0 | 0 | 0 | 0 |  | 0 | 0 | 0 | 0 | 0 | 0 |  | 0 | 0 | 0 | 0 | 0 | 0
| [Please insert new asset category as required] |  | 0 | 0 | C1 | 0 | 0 | 0 | 0 | 0 | 0 | 0 | 0 | 0 | 0 | 0 | 0 | 0 | 0 | 0 | 0 | 0 | 0 | 0 | 0 | 0 | 0 | 0 | 0 | 0 | 0 | 0 | 0 | 0 | 0 | 0 | 0 | 0 | 0 | 0 | 0 |  |  | C1 | 0 | 0 | 0 | 0 | 0 | C1 | 0 | 0 | 0 | 0 | 0 | C1 | [5 empty] | C1 | [5 empty] | 0 | [6 empty] | 0 | [6 empty] | 0 | [6 empty] | 0 | [6 empty] | 0 | [6 empty] | 0
|  |  | 0 | 0 | C2 | 0 | 0 | 0 | 0 | 0 | 0 | 0 | 0 | 0 | 0 | 0 | 0 | 0 | 0 | 0 | 0 | 0 | 0 | 0 | 0 | 0 | 0 | 0 | 0 | 0 | 0 | 0 | 0 | 0 | 0 | 0 | 0 | 0 | 0 | 0 | 0 |  |  | C2 | 0 | 0 | 0 | 0 | 0 | C2 | 0 | 0 | 0 | 0 | 0 | C2 | [5 empty] | C2 | [5 empty] | 0 | [6 empty] | 0 | [6 empty] | 0 | [6 empty] | 0 | [6 empty] | 0 | [6 empty] | 0
|  |  | 0 | 0 | C3 | 0 | 0 | 0 | 0 | 0 | 0 | 0 | 0 | 0 | 0 | 0 | 0 | 0 | 0 | 0 | 0 | 0 | 0 | 0 | 0 | 0 | 0 | 0 | 0 | 0 | 0 | 0 | 0 | 0 | 0 | 0 | 0 | 0 | 0 | 0 | 0 |  |  | C3 | 0 | 0 | 0 | 0 | 0 | C3 | 0 | 0 | 0 | 0 | 0 | C3 | [5 empty] | C3 | [5 empty] | 0 | [6 empty] | 0 | [6 empty] | 0 | [6 empty] | 0 | [6 empty] | 0 | [6 empty] | 0
|  |  | 0 | 0 | C4 | 0 | 0 | 0 | 0 | 0 | 0 | 0 | 0 | 0 | 0 | 0 | 0 | 0 | 0 | 0 | 0 | 0 | 0 | 0 | 0 | 0 | 0 | 0 | 0 | 0 | 0 | 0 | 0 | 0 | 0 | 0 | 0 | 0 | 0 | 0 | 0 |  |  | C4 | 0 | 0 | 0 | 0 | 0 | C4 | 0 | 0 | 0 | 0 | 0 | C4 | [5 empty] | C4 | [5 empty] | 0 | [6 empty] | 0 | [6 empty] | 0 | [6 empty] | 0 | [6 empty] | 0 | [6 empty] | 0
|  |  | 0 | 0 |  | 0 | 0 | 0 | 0 | 0 |  | 0 | 0 | 0 | 0 | 0 |  | 0 | 0 | 0 | 0 | 0 |  | 0 | 0 | 0 | 0 | 0 |  | 0 | 0 | 0 | 0 | 0 |  | 0 | 0 | 0 | 0 | 0 | [22 empty] | 0 | 0 | 0 | 0 | 0 | 0 |  | 0 | 0 | 0 | 0 | 0 | 0 |  | 0 | 0 | 0 | 0 | 0 | 0 |  | 0 | 0 | 0 | 0 | 0 | 0 |  | 0 | 0 | 0 | 0 | 0 | 0 |  | 0 | 0 | 0 | 0 | 0 | 0
[63 empty] | 446922.1809 | 985140.4159 | 1543032.9257 | 1758049.1137 | 1140245.2467 | 5873389.8829 |  | 449586.7676 | 1024853.9583 | 1603334.3327 | 1296895.8946 | 1686798.1445 | 6061469.0977 |  | 345628.9321 | 919776.1228 | 1878008.6376 | 1618614.0812 | 3012981.0511 | 7775008.8247 |  | 345628.9321 | 935862.2008 | 1878008.6376 | 1493642.572 | 3012981.0511 | 7666123.3936 |  | 235180.5803 | 882150.9849 | 1802185.0666 | 1867755.9074 | 4909994.9923 | 9697267.5315 |  | 235180.5803 | 935639.8352 | 1802185.0666 | 1473777.327 | 4909994.9923 | 9356777.8014
| Other | [66 empty] | 0 | [6 empty] | 0 | [6 empty] | 0 | [6 empty] | 0 | [6 empty] | 0 | [6 empty] | 0
| Submarine Cables |  | 0 | 0 | C1 | 0 | 0 | 0 | 0 | 0 | 0 | 0 | 0 | 0 | 0 | 0 | 0 | 0 | 0 | 0 | 0 | 0 | 0 | 0 | 0 | 0 | 0 | 0 | 0 | 0 | 0 | 0 | 0 | 0 | 0 | 0 | 0 | 0 | 0 | 0 | 0 |  |  | C1 | 0 | 0 | 0 | 0 | 0 | C1 | 0 | 0 | 0 | 0 | 0 | C1 | [5 empty] | C1 | [5 empty] | 0 | [6 empty] | 0 | [6 empty] | 0 | [6 empty] | 0 | [6 empty] | 0 | [6 empty] | 0
|  |  | 0 | 0 | C2 | 0 | 0 | 0 | 0 | 0 | 0 | 0 | 0 | 0 | 0 | 0 | 0 | 0 | 0 | 0 | 0 | 0 | 0 | 0 | 0 | 0 | 0 | 0 | 0 | 0 | 0 | 0 | 0 | 0 | 0 | 0 | 0 | 0 | 0 | 0 | 0 |  |  | C2 | 0 | 0 | 0 | 0 | 0 | C2 | 0 | 0 | 0 | 0 | 0 | C2 | [5 empty] | C2 | [5 empty] | 0 | [6 empty] | 0 | [6 empty] | 0 | [6 empty] | 0 | [6 empty] | 0 | [6 empty] | 0
|  |  | 0 | 0 | C3 | 0 | 0 | 0 | 0 | 0 | 0 | 0 | 0 | 0 | 0 | 0 | 0 | 0 | 0 | 0 | 0 | 0 | 0 | 0 | 0 | 0 | 0 | 0 | 0 | 0 | 0 | 0 | 0 | 0 | 0 | 0 | 0 | 0 | 0 | 0 | 0 |  |  | C3 | 0 | 0 | 0 | 0 | 0 | C3 | 0 | 0 | 0 | 0 | 0 | C3 | [5 empty] | C3 | [5 empty] | 0 | [6 empty] | 0 | [6 empty] | 0 | [6 empty] | 0 | [6 empty] | 0 | [6 empty] | 0
|  |  | 0 | 0 | C4 | 0 | 0 | 0 | 0 | 0 | 0 | 0 | 0 | 0 | 0 | 0 | 0 | 0 | 0 | 0 | 0 | 0 | 0 | 0 | 0 | 0 | 0 | 0 | 0 | 0 | 0 | 0 | 0 | 0 | 0 | 0 | 0 | 0 | 0 | 0 | 0 |  |  | C4 | 0 | 0 | 0 | 0 | 0 | C4 | 0 | 0 | 0 | 0 | 0 | C4 | [5 empty] | C4 | [5 empty] | 0 | [6 empty] | 0 | [6 empty] | 0 | [6 empty] | 0 | [6 empty] | 0 | [6 empty] | 0
|  |  | 0 | 0 |  | 0 | 0 | 0 | 0 | 0 |  | 0 | 0 | 0 | 0 | 0 |  | 0 | 0 | 0 | 0 | 0 |  | 0 | 0 | 0 | 0 | 0 |  | 0 | 0 | 0 | 0 | 0 |  | 0 | 0 | 0 | 0 | 0 | [22 empty] | 0 | 0 | 0 | 0 | 0 | 0 |  | 0 | 0 | 0 | 0 | 0 | 0 |  | 0 | 0 | 0 | 0 | 0 | 0 |  | 0 | 0 | 0 | 0 | 0 | 0 |  | 0 | 0 | 0 | 0 | 0 | 0 |  | 0 | 0 | 0 | 0 | 0 | 0
| [Please insert new asset category as required] |  | 0 | 0 | C1 | 0 | 0 | 0 | 0 | 0 | 0 | 0 | 0 | 0 | 0 | 0 | 0 | 0 | 0 | 0 | 0 | 0 | 0 | 0 | 0 | 0 | 0 | 0 | 0 | 0 | 0 | 0 | 0 | 0 | 0 | 0 | 0 | 0 | 0 | 0 | 0 |  |  | C1 | 0 | 0 | 0 | 0 | 0 | C1 | 0 | 0 | 0 | 0 | 0 | C1 | [5 empty] | C1 | [5 empty] | 0 | [6 empty] | 0 | [6 empty] | 0 | [6 empty] | 0 | [6 empty] | 0 | [6 empty] | 0
|  |  | 0 | 0 | C2 | 0 | 0 | 0 | 0 | 0 | 0 | 0 | 0 | 0 | 0 | 0 | 0 | 0 | 0 | 0 | 0 | 0 | 0 | 0 | 0 | 0 | 0 | 0 | 0 | 0 | 0 | 0 | 0 | 0 | 0 | 0 | 0 | 0 | 0 | 0 | 0 |  |  | C2 | 0 | 0 | 0 | 0 | 0 | C2 | 0 | 0 | 0 | 0 | 0 | C2 | [5 empty] | C2 | [5 empty] | 0 | [6 empty] | 0 | [6 empty] | 0 | [6 empty] | 0 | [6 empty] | 0 | [6 empty] | 0
|  |  | 0 | 0 | C3 | 0 | 0 | 0 | 0 | 0 | 0 | 0 | 0 | 0 | 0 | 0 | 0 | 0 | 0 | 0 | 0 | 0 | 0 | 0 | 0 | 0 | 0 | 0 | 0 | 0 | 0 | 0 | 0 | 0 | 0 | 0 | 0 | 0 | 0 | 0 | 0 |  |  | C3 | 0 | 0 | 0 | 0 | 0 | C3 | 0 | 0 | 0 | 0 | 0 | C3 | [5 empty] | C3 | [5 empty] | 0 | [6 empty] | 0 | [6 empty] | 0 | [6 empty] | 0 | [6 empty] | 0 | [6 empty] | 0
|  |  | 0 | 0 | C4 | 0 | 0 | 0 | 0 | 0 | 0 | 0 | 0 | 0 | 0 | 0 | 0 | 0 | 0 | 0 | 0 | 0 | 0 | 0 | 0 | 0 | 0 | 0 | 0 | 0 | 0 | 0 | 0 | 0 | 0 | 0 | 0 | 0 | 0 | 0 | 0 |  |  | C4 | 0 | 0 | 0 | 0 | 0 | C4 | 0 | 0 | 0 | 0 | 0 | C4 | [5 empty] | C4 | [5 empty] | 0 | [6 empty] | 0 | [6 empty] | 0 | [6 empty] | 0 | [6 empty] | 0 | [6 empty] | 0
|  |  | 0 | 0 |  | 0 | 0 | 0 | 0 | 0 |  | 0 | 0 | 0 | 0 | 0 |  | 0 | 0 | 0 | 0 | 0 |  | 0 | 0 | 0 | 0 | 0 |  | 0 | 0 | 0 | 0 | 0 |  | 0 | 0 | 0 | 0 | 0 | [22 empty] | 0 | 0 | 0 | 0 | 0 | 0 |  | 0 | 0 | 0 | 0 | 0 | 0 |  | 0 | 0 | 0 | 0 | 0 | 0 |  | 0 | 0 | 0 | 0 | 0 | 0 |  | 0 | 0 | 0 | 0 | 0 | 0 |  | 0 | 0 | 0 | 0 | 0 | 0
| [Please insert new asset category as required] |  | 0 | 0 | C1 | 0 | 0 | 0 | 0 | 0 | 0 | 0 | 0 | 0 | 0 | 0 | 0 | 0 | 0 | 0 | 0 | 0 | 0 | 0 | 0 | 0 | 0 | 0 | 0 | 0 | 0 | 0 | 0 | 0 | 0 | 0 | 0 | 0 | 0 | 0 | 0 |  |  | C1 | 0 | 0 | 0 | 0 | 0 | C1 | 0 | 0 | 0 | 0 | 0 | C1 | [5 empty] | C1 | [5 empty] | 0 | [6 empty] | 0 | [6 empty] | 0 | [6 empty] | 0 | [6 empty] | 0 | [6 empty] | 0
|  |  | 0 | 0 | C2 | 0 | 0 | 0 | 0 | 0 | 0 | 0 | 0 | 0 | 0 | 0 | 0 | 0 | 0 | 0 | 0 | 0 | 0 | 0 | 0 | 0 | 0 | 0 | 0 | 0 | 0 | 0 | 0 | 0 | 0 | 0 | 0 | 0 | 0 | 0 | 0 |  |  | C2 | 0 | 0 | 0 | 0 | 0 | C2 | 0 | 0 | 0 | 0 | 0 | C2 | [5 empty] | C2 | [5 empty] | 0 | [6 empty] | 0 | [6 empty] | 0 | [6 empty] | 0 | [6 empty] | 0 | [6 empty] | 0
|  |  | 0 | 0 | C3 | 0 | 0 | 0 | 0 | 0 | 0 | 0 | 0 | 0 | 0 | 0 | 0 | 0 | 0 | 0 | 0 | 0 | 0 | 0 | 0 | 0 | 0 | 0 | 0 | 0 | 0 | 0 | 0 | 0 | 0 | 0 | 0 | 0 | 0 | 0 | 0 |  |  | C3 | 0 | 0 | 0 | 0 | 0 | C3 | 0 | 0 | 0 | 0 | 0 | C3 | [5 empty] | C3 | [5 empty] | 0 | [6 empty] | 0 | [6 empty] | 0 | [6 empty] | 0 | [6 empty] | 0 | [6 empty] | 0
|  |  | 0 | 0 | C4 | 0 | 0 | 0 | 0 | 0 | 0 | 0 | 0 | 0 | 0 | 0 | 0 | 0 | 0 | 0 | 0 | 0 | 0 | 0 | 0 | 0 | 0 | 0 | 0 | 0 | 0 | 0 | 0 | 0 | 0 | 0 | 0 | 0 | 0 | 0 | 0 |  |  | C4 | 0 | 0 | 0 | 0 | 0 | C4 | 0 | 0 | 0 | 0 | 0 | C4 | [5 empty] | C4 | [5 empty] | 0 | [6 empty] | 0 | [6 empty] | 0 | [6 empty] | 0 | [6 empty] | 0 | [6 empty] | 0
|  |  | 0 | 0 |  | 0 | 0 | 0 | 0 | 0 |  | 0 | 0 | 0 | 0 | 0 |  | 0 | 0 | 0 | 0 | 0 |  | 0 | 0 | 0 | 0 | 0 |  | 0 | 0 | 0 | 0 | 0 |  | 0 | 0 | 0 | 0 | 0 | [22 empty] | 0 | 0 | 0 | 0 | 0 | 0 |  | 0 | 0 | 0 | 0 | 0 | 0 |  | 0 | 0 | 0 | 0 | 0 | 0 |  | 0 | 0 | 0 | 0 | 0 | 0 |  | 0 | 0 | 0 | 0 | 0 | 0 |  | 0 | 0 | 0 | 0 | 0 | 0
| [Please insert new asset category as required] |  | 0 | 0 | C1 | 0 | 0 | 0 | 0 | 0 | 0 | 0 | 0 | 0 | 0 | 0 | 0 | 0 | 0 | 0 | 0 | 0 | 0 | 0 | 0 | 0 | 0 | 0 | 0 | 0 | 0 | 0 | 0 | 0 | 0 | 0 | 0 | 0 | 0 | 0 | 0 |  |  | C1 | 0 | 0 | 0 | 0 | 0 | C1 | 0 | 0 | 0 | 0 | 0 | C1 | [5 empty] | C1 | [5 empty] | 0 | [6 empty] | 0 | [6 empty] | 0 | [6 empty] | 0 | [6 empty] | 0 | [6 empty] | 0
|  |  | 0 | 0 | C2 | 0 | 0 | 0 | 0 | 0 | 0 | 0 | 0 | 0 | 0 | 0 | 0 | 0 | 0 | 0 | 0 | 0 | 0 | 0 | 0 | 0 | 0 | 0 | 0 | 0 | 0 | 0 | 0 | 0 | 0 | 0 | 0 | 0 | 0 | 0 | 0 |  |  | C2 | 0 | 0 | 0 | 0 | 0 | C2 | 0 | 0 | 0 | 0 | 0 | C2 | [5 empty] | C2 | [5 empty] | 0 | [6 empty] | 0 | [6 empty] | 0 | [6 empty] | 0 | [6 empty] | 0 | [6 empty] | 0
|  |  | 0 | 0 | C3 | 0 | 0 | 0 | 0 | 0 | 0 | 0 | 0 | 0 | 0 | 0 | 0 | 0 | 0 | 0 | 0 | 0 | 0 | 0 | 0 | 0 | 0 | 0 | 0 | 0 | 0 | 0 | 0 | 0 | 0 | 0 | 0 | 0 | 0 | 0 | 0 |  |  | C3 | 0 | 0 | 0 | 0 | 0 | C3 | 0 | 0 | 0 | 0 | 0 | C3 | [5 empty] | C3 | [5 empty] | 0 | [6 empty] | 0 | [6 empty] | 0 | [6 empty] | 0 | [6 empty] | 0 | [6 empty] | 0
|  |  | 0 | 0 | C4 | 0 | 0 | 0 | 0 | 0 | 0 | 0 | 0 | 0 | 0 | 0 | 0 | 0 | 0 | 0 | 0 | 0 | 0 | 0 | 0 | 0 | 0 | 0 | 0 | 0 | 0 | 0 | 0 | 0 | 0 | 0 | 0 | 0 | 0 | 0 | 0 |  |  | C4 | 0 | 0 | 0 | 0 | 0 | C4 | 0 | 0 | 0 | 0 | 0 | C4 | [5 empty] | C4 | [5 empty] | 0 | [6 empty] | 0 | [6 empty] | 0 | [6 empty] | 0 | [6 empty] | 0 | [6 empty] | 0
|  |  | 0 | 0 |  | 0 | 0 | 0 | 0 | 0 |  | 0 | 0 | 0 | 0 | 0 |  | 0 | 0 | 0 | 0 | 0 |  | 0 | 0 | 0 | 0 | 0 |  | 0 | 0 | 0 | 0 | 0 |  | 0 | 0 | 0 | 0 | 0 | [22 empty] | 0 | 0 | 0 | 0 | 0 | 0 |  | 0 | 0 | 0 | 0 | 0 | 0 |  | 0 | 0 | 0 | 0 | 0 | 0 |  | 0 | 0 | 0 | 0 | 0 | 0 |  | 0 | 0 | 0 | 0 | 0 | 0 |  | 0 | 0 | 0 | 0 | 0 | 0
| [Please insert new asset category as required] |  | 0 | 0 | C1 | 0 | 0 | 0 | 0 | 0 | 0 | 0 | 0 | 0 | 0 | 0 | 0 | 0 | 0 | 0 | 0 | 0 | 0 | 0 | 0 | 0 | 0 | 0 | 0 | 0 | 0 | 0 | 0 | 0 | 0 | 0 | 0 | 0 | 0 | 0 | 0 |  |  | C1 | 0 | 0 | 0 | 0 | 0 | C1 | 0 | 0 | 0 | 0 | 0 | C1 | [5 empty] | C1 | [5 empty] | 0 | [6 empty] | 0 | [6 empty] | 0 | [6 empty] | 0 | [6 empty] | 0 | [6 empty] | 0
|  |  | 0 | 0 | C2 | 0 | 0 | 0 | 0 | 0 | 0 | 0 | 0 | 0 | 0 | 0 | 0 | 0 | 0 | 0 | 0 | 0 | 0 | 0 | 0 | 0 | 0 | 0 | 0 | 0 | 0 | 0 | 0 | 0 | 0 | 0 | 0 | 0 | 0 | 0 | 0 |  |  | C2 | 0 | 0 | 0 | 0 | 0 | C2 | 0 | 0 | 0 | 0 | 0 | C2 | [5 empty] | C2 | [5 empty] | 0 | [6 empty] | 0 | [6 empty] | 0 | [6 empty] | 0 | [6 empty] | 0 | [6 empty] | 0
|  |  | 0 | 0 | C3 | 0 | 0 | 0 | 0 | 0 | 0 | 0 | 0 | 0 | 0 | 0 | 0 | 0 | 0 | 0 | 0 | 0 | 0 | 0 | 0 | 0 | 0 | 0 | 0 | 0 | 0 | 0 | 0 | 0 | 0 | 0 | 0 | 0 | 0 | 0 | 0 |  |  | C3 | 0 | 0 | 0 | 0 | 0 | C3 | 0 | 0 | 0 | 0 | 0 | C3 | [5 empty] | C3 | [5 empty] | 0 | [6 empty] | 0 | [6 empty] | 0 | [6 empty] | 0 | [6 empty] | 0 | [6 empty] | 0
|  |  | 0 | 0 | C4 | 0 | 0 | 0 | 0 | 0 | 0 | 0 | 0 | 0 | 0 | 0 | 0 | 0 | 0 | 0 | 0 | 0 | 0 | 0 | 0 | 0 | 0 | 0 | 0 | 0 | 0 | 0 | 0 | 0 | 0 | 0 | 0 | 0 | 0 | 0 | 0 |  |  | C4 | 0 | 0 | 0 | 0 | 0 | C4 | 0 | 0 | 0 | 0 | 0 | C4 | [5 empty] | C4 | [5 empty] | 0 | [6 empty] | 0 | [6 empty] | 0 | [6 empty] | 0 | [6 empty] | 0 | [6 empty] | 0
|  |  | 0 | 0 |  | 0 | 0 | 0 | 0 | 0 |  | 0 | 0 | 0 | 0 | 0 |  | 0 | 0 | 0 | 0 | 0 |  | 0 | 0 | 0 | 0 | 0 |  | 0 | 0 | 0 | 0 | 0 |  | 0 | 0 | 0 | 0 | 0 | [22 empty] | 0 | 0 | 0 | 0 | 0 | 0 |  | 0 | 0 | 0 | 0 | 0 | 0 |  | 0 | 0 | 0 | 0 | 0 | 0 |  | 0 | 0 | 0 | 0 | 0 | 0 |  | 0 | 0 | 0 | 0 | 0 | 0 |  | 0 | 0 | 0 | 0 | 0 | 0
| [Please insert new asset category as required] |  | 0 | 0 | C1 | 0 | 0 | 0 | 0 | 0 | 0 | 0 | 0 | 0 | 0 | 0 | 0 | 0 | 0 | 0 | 0 | 0 | 0 | 0 | 0 | 0 | 0 | 0 | 0 | 0 | 0 | 0 | 0 | 0 | 0 | 0 | 0 | 0 | 0 | 0 | 0 |  |  | C1 | 0 | 0 | 0 | 0 | 0 | C1 | 0 | 0 | 0 | 0 | 0 | C1 | [5 empty] | C1 | [5 empty] | 0 | [6 empty] | 0 | [6 empty] | 0 | [6 empty] | 0 | [6 empty] | 0 | [6 empty] | 0
|  |  | 0 | 0 | C2 | 0 | 0 | 0 | 0 | 0 | 0 | 0 | 0 | 0 | 0 | 0 | 0 | 0 | 0 | 0 | 0 | 0 | 0 | 0 | 0 | 0 | 0 | 0 | 0 | 0 | 0 | 0 | 0 | 0 | 0 | 0 | 0 | 0 | 0 | 0 | 0 |  |  | C2 | 0 | 0 | 0 | 0 | 0 | C2 | 0 | 0 | 0 | 0 | 0 | C2 | [5 empty] | C2 | [5 empty] | 0 | [6 empty] | 0 | [6 empty] | 0 | [6 empty] | 0 | [6 empty] | 0 | [6 empty] | 0
|  |  | 0 | 0 | C3 | 0 | 0 | 0 | 0 | 0 | 0 | 0 | 0 | 0 | 0 | 0 | 0 | 0 | 0 | 0 | 0 | 0 | 0 | 0 | 0 | 0 | 0 | 0 | 0 | 0 | 0 | 0 | 0 | 0 | 0 | 0 | 0 | 0 | 0 | 0 | 0 |  |  | C3 | 0 | 0 | 0 | 0 | 0 | C3 | 0 | 0 | 0 | 0 | 0 | C3 | [5 empty] | C3 | [5 empty] | 0 | [6 empty] | 0 | [6 empty] | 0 | [6 empty] | 0 | [6 empty] | 0 | [6 empty] | 0
|  |  | 0 | 0 | C4 | 0 | 0 | 0 | 0 | 0 | 0 | 0 | 0 | 0 | 0 | 0 | 0 | 0 | 0 | 0 | 0 | 0 | 0 | 0 | 0 | 0 | 0 | 0 | 0 | 0 | 0 | 0 | 0 | 0 | 0 | 0 | 0 | 0 | 0 | 0 | 0 |  |  | C4 | 0 | 0 | 0 | 0 | 0 | C4 | 0 | 0 | 0 | 0 | 0 | C4 | [5 empty] | C4 | [5 empty] | 0 | [6 empty] | 0 | [6 empty] | 0 | [6 empty] | 0 | [6 empty] | 0 | [6 empty] | 0
|  |  | 0 | 0 |  | 0 | 0 | 0 | 0 | 0 |  | 0 | 0 | 0 | 0 | 0 |  | 0 | 0 | 0 | 0 | 0 |  | 0 | 0 | 0 | 0 | 0 |  | 0 | 0 | 0 | 0 | 0 |  | 0 | 0 | 0 | 0 | 0 | [22 empty] | 0 | 0 | 0 | 0 | 0 | 0 |  | 0 | 0 | 0 | 0 | 0 | 0 |  | 0 | 0 | 0 | 0 | 0 | 0 |  | 0 | 0 | 0 | 0 | 0 | 0 |  | 0 | 0 | 0 | 0 | 0 | 0 |  | 0 | 0 | 0 | 0 | 0 | 0
[63 empty] | 0 | 0 | 0 | 0 | 0 | 0 |  | 0 | 0 | 0 | 0 | 0 | 0 |  | 0 | 0 | 0 | 0 | 0 | 0 |  | 0 | 0 | 0 | 0 | 0 | 0 |  | 0 | 0 | 0 | 0 | 0 | 0 |  | 0 | 0 | 0 | 0 | 0 | 0
| TOTAL |  | 116698 | 116698 |  | 26921 | 32820 | 36540 | 18423 | 1994 |  | 24139 | 31668 | 36873 | 19604 | 3238 |  | 0 | 25 | 0 | -25 | 0 |  | 16740 | 35508 | 33361 | 27184 | 3904 |  | 0 | 131 | 0 | -131 | 0 |  | 9810 | 37478 | 29558 | 33705 | 6149 |  |  |  |  | 0 | 0 | 0 | 0 | 0 |  | 0 | 0 | 0 | 0 | 0 | [7 empty] | 1590172.7763 | 4761664.0549 | 11455190.6272 | 8292200.5774 | 3758783.1561 | 29858011.1919 |  | 1787617.1908 | 4851110.9292 | 11475974.7852 | 7059936.0128 | 3799797.2868 | 28974436.2048 |  | 1178628.057 | 4662331.5279 | 12503905.7993 | 9691053.7863 | 7764449.4742 | 35800368.6447 |  | 1178628.057 | 4682701.5701 | 12503905.7993 | 9536625.2179 | 7764449.4742 | 35666310.1185 |  | 698943.1357 | 4375838.0779 | 13440437.2012 | 12158303.522 | 11473152.4137 | 42146674.3505 |  | 698943.1357 | 4458119.674 | 13440437.2012 | 11560512.3619 | 11473152.4137 | 41631164.7866
Health Index Definitions
|  |  | HI1 | New or as new | [57 empty] | LV Network | 354017.445 | 929947.6056 | 5600750.0903 | 4734114.3155 | 1442943.5651 | 13061773.0215 | LV Network | 395432.6272 | 957879.3029 | 5544602.6441 | 4631364.4323 | 916821.7085 | 12446100.715 | LV Network | 256142.3144 | 988539.3419 | 5112847.7449 | 6720093.4345 | 1676344.2658 | 14753967.1015 | LV Network | 256142.3144 | 988539.3419 | 5112847.7449 | 6720093.4345 | 1676344.2658 | 14753967.1015 | LV Network | 171027.2493 | 1005226.9515 | 4726474.6486 | 8402590.2148 | 2255767.3067 | 16561086.371 | LV Network | 171027.2493 | 1005226.9515 | 4726474.6486 | 8402590.2148 | 2255767.3067 | 16561086.371
|  |  | HI2 | Good or seviceable condition | [57 empty] | HV Network | 622194.8655 | 1413198.4989 | 2867943.5144 | 842430.9338 | 314768.1357 | 6060535.9484 | HV Network | 743490.0807 | 1465423.1227 | 2730785.0968 | 352036.0028 | 89737.7575 | 5381472.0605 | HV Network | 451039.1274 | 1634338.2049 | 2892054.7963 | 640791.8415 | 607896.1614 | 6226120.1314 | HV Network | 451039.1274 | 1638622.1691 | 2892054.7963 | 611334.7823 | 607896.1614 | 6200947.0364 | HV Network | 204085.9448 | 1723107.7521 | 3071323.7186 | 785403.7543 | 1654003.0652 | 7437924.235 | HV Network | 204085.9448 | 1745370.3201 | 3071323.7186 | 632323.6268 | 1654003.0652 | 7307106.6756
|  |  | HI3 | Deterioration requires assessment and monitoring | [57 empty] | EHV Network | 167038.2849 | 1433377.5345 | 1443464.0968 | 957606.2145 | 860826.2086 | 4862312.3392 | EHV Network | 199107.7153 | 1402954.5453 | 1597252.7117 | 779639.6831 | 1106439.6763 | 5085394.3315 | EHV Network | 125817.6831 | 1119677.8582 | 2620994.6206 | 711554.4292 | 2467227.996 | 7045272.5871 | EHV Network | 125817.6831 | 1119677.8582 | 2620994.6206 | 711554.4292 | 2467227.996 | 7045272.5871 | EHV Network | 88649.3613 | 765352.3894 | 3840453.7673 | 1102553.6455 | 2653387.0494 | 8450396.2129 | EHV Network | 88649.3613 | 771882.5673 | 3840453.7673 | 1051821.1933 | 2653387.0494 | 8406193.9386
|  |  | HI4 | Material deterioration, intervention requires consideration | [57 empty] | 132kV Network | 446922.1809 | 985140.4159 | 1543032.9257 | 1758049.1137 | 1140245.2467 | 5873389.8829 | 132kV Network | 449586.7676 | 1024853.9583 | 1603334.3327 | 1296895.8946 | 1686798.1445 | 6061469.0977 | 132kV Network | 345628.9321 | 919776.1228 | 1878008.6376 | 1618614.0812 | 3012981.0511 | 7775008.8247 | 132kV Network | 345628.9321 | 935862.2008 | 1878008.6376 | 1493642.572 | 3012981.0511 | 7666123.3936 | 132kV Network | 235180.5803 | 882150.9849 | 1802185.0666 | 1867755.9074 | 4909994.9923 | 9697267.5315 | 132kV Network | 235180.5803 | 935639.8352 | 1802185.0666 | 1473777.327 | 4909994.9923 | 9356777.8014
|  |  | HI5 | End of serviceable life, intervention required | [57 empty] | Other | 0 | 0 | 0 | 0 | 0 | 0 | Other | 0 | 0 | 0 | 0 | 0 | 0 | Other | 0 | 0 | 0 | 0 | 0 | 0 | Other | 0 | 0 | 0 | 0 | 0 | 0 | Other | 0 | 0 | 0 | 0 | 0 | 0 | Other | 0 | 0 | 0 | 0 | 0 | 0
[62 empty] | Total | 1590172.7763 | 4761664.0549 | 11455190.6272 | 8292200.5774 | 3758783.1561 | 29858011.1919 | Total | 1787617.1908 | 4851110.9292 | 11475974.7852 | 7059936.0128 | 3799797.2868 | 28974436.2048 | Total | 1178628.057 | 4662331.5279 | 12503905.7993 | 9691053.7863 | 7764449.4742 | 35800368.6447 | Total | 1178628.057 | 4682701.5701 | 12503905.7993 | 9536625.2179 | 7764449.4742 | 35666310.1185 | Total | 698943.1357 | 4375838.0779 | 13440437.2012 | 12158303.522 | 11473152.4137 | 42146674.3505 | Total | 698943.1357 | 4458119.674 | 13440437.2012 | 11560512.3619 | 11473152.4137 | 41631164.7866
Criticality Index Definitions
|  |  | C1 | Low criticality
|  |  | C2 | Average criticality
|  |  | C3 | High criticality
|  |  | C4 | Very high criticality

## LPN - HVP
HI7: Secondary deliverables RIIO-ED1 - HVP | [50 empty] | Criticality weightings C1 to C4 | Criticality Rating Boundaries
LPN | [49 empty] | C1 | 0.7 | Below 75% of average
[50 empty] | C2 | 1 | 75%-125%
[50 empty] | C3 | 1.5 | 125%-200%
[50 empty] | C4 | 2.5 | Over 200% of average
Price base (2012/13)
| ASSET CATEGORIES |  | ASSET REGISTER |  |  | End of DPCR5 (31 March 2015) with investment | [5 empty] | End of DPCR5 (31 March 2015) without investment | [5 empty] | Mid-Period Review (31 March 2019) planned investment | [5 empty] | Mid-Period Review (31 March 2019) without investment | [5 empty] | End of RIIO-ED1 (31 March 2023) planned investment | [5 empty] | End of RIIO-ED1 (31 March 2023) without investment | [8 empty] | Probability of failure | [5 empty] | Criticality/consequence of failure | [5 empty] | Probability of failure x Consequence of failure
Is it your current intention to have a health index for this asset category in the RIIO-ED1 control period.
|  |  | as at 31st March 2015 | as at 31st March 2023 |  | HI 1 | HI 2 | HI 3 | HI 4 | HI 5 |  | HI 1 | HI 2 | HI 3 | HI 4 | HI 5 |  | HI 1 | HI 2 | HI 3 | HI 4 | HI 5 |  | HI 1 | HI 2 | HI 3 | HI 4 | HI 5 |  | HI 1 | HI 2 | HI 3 | HI 4 | HI 5 |  | HI 1 | HI 2 | HI 3 | HI 4 | HI 5 |  |  |  |  | HI 1 | HI 2 | HI 3 | HI 4 | HI 5 |  | HI 1 | HI 2 | HI 3 | HI 4 | HI 5 |  | HI 1 | HI 2 | HI 3 | HI 4 | HI 5 |  | End of DPCR5 (without investment) | [6 empty] | Position at Beginning of RIIO-ED1 | [6 empty] | Mid Period (Without Investment) | [6 empty] | Mid Period (With Investment) | [6 empty] | End of RIIO-ED1 (Without Investment) | [6 empty] | End of RIIO-ED1 (With Investment)
| LV Network | [61 empty] | 1 | 2 | 3 | 4 | 5 | Total |  | 1 | 2 | 3 | 4 | 5 | Total |  | 1 | 2 | 3 | 4 | 5 | Total |  | 1 | 2 | 3 | 4 | 5 | Total |  | 1 | 2 | 3 | 4 | 5 | Total |  | 1 | 2 | 3 | 4 | 5 | Total
| LV Switchgear and Other |  | 0 | 0 | C1 | 0 | 0 | 0 | 0 | 0 | 0 | 0 | 0 | 0 | 0 | 0 | 0 | 0 | 0 | 0 | 0 | 0 | 0 | 0 | 0 | 0 | 0 | 0 | 0 | 0 | 0 | 0 | 0 | 0 | 0 | 0 | 0 | 0 | 0 | 0 | 0 | Yes |  | C1 | 0.0010816 | 0.0024765 | 0.0076638 | 0.012491 | 0.020061 | C1 | 22493.17 | 22493.17 | 22493.17 | 22493.17 | 22493.17 | C1 | 24.3276 | 55.7042 | 172.3825 | 280.9567 | 451.2277 | C1 | 0 | 0 | 0 | 0 | 0 | 0 |  | 0 | 0 | 0 | 0 | 0 | 0 |  | 0 | 0 | 0 | 0 | 0 | 0 |  | 0 | 0 | 0 | 0 | 0 | 0 |  | 0 | 0 | 0 | 0 | 0 | 0 |  | 0 | 0 | 0 | 0 | 0 | 0
|  |  | 19419 | 19419 | C2 | 2824 | 6847 | 9748 | 0 | 0 | 19419 | 2649 | 6496 | 9748 | 157 | 18 | 19068 | 0 | 0 | 0 | 0 | 0 | 0 | 1907 | 7185 | 10055 | 272 | 0 | 19419 | 0 | 0 | 0 | 0 | 0 | 0 | 428 | 7657 | 10635 | 699 | 0 | 19419 | No |  | C2 | 0.0010816 | 0.0024765 | 0.0076638 | 0.012491 | 0.020061 | C2 | 32133.1 | 32133.1 | 32133.1 | 32133.1 | 32133.1 | C2 | 34.7538 | 79.5775 | 246.2607 | 401.3667 | 644.611 | C2 | 92062.7199 | 516935.3439 | 2400549.5855 | 63014.5768 | 11602.9976 | 3084165.2237 |  | 98144.6286 | 544867.0412 | 2400549.5855 | 0 | 0 | 3043561.2552 |  | 66275.4273 | 571764.2312 | 2476151.6292 | 109171.7509 | 0 | 3223363.0386 |  | 66275.4273 | 571764.2312 | 2476151.6292 | 109171.7509 | 0 | 3223363.0386 |  | 14874.6108 | 609324.8042 | 2618982.852 | 280555.345 | 0 | 3523737.6121 |  | 14874.6108 | 609324.8042 | 2618982.852 | 280555.345 | 0 | 3523737.6121
|  |  | 7540 | 7540 | C3 | 1166 | 2349 | 4025 | 0 | 0 | 7540 | 941 | 2349 | 4177 | 66 | 7 | 7540 | 0 | 0 | 0 | 0 | 0 | 0 | 758 | 2681 | 3994 | 107 | 0 | 7540 | 0 | 0 | 0 | 0 | 0 | 0 | 170 | 2868 | 4224 | 278 | 0 | 7540 |  |  | C3 | 0.0010816 | 0.0024765 | 0.0076638 | 0.012491 | 0.020061 | C3 | 48199.65 | 48199.65 | 48199.65 | 48199.65 | 48199.65 | C3 | 52.1306 | 119.3662 | 369.3911 | 602.0501 | 966.9165 | C3 | 49054.9374 | 280391.2691 | 1542946.597 | 39735.3064 | 6768.4153 | 1918896.5252 |  | 60784.3326 | 280391.2691 | 1486799.1508 | 0 | 0 | 1827974.7526 |  | 39515.0293 | 320020.8568 | 1475348.0269 | 64419.3603 | 0 | 1899303.2733 |  | 39515.0293 | 320020.8568 | 1475348.0269 | 64419.3603 | 0 | 1899303.2733 |  | 8862.2097 | 342342.3414 | 1560307.9784 | 167369.9269 | 0 | 2078882.4564 |  | 8862.2097 | 342342.3414 | 1560307.9784 | 167369.9269 | 0 | 2078882.4564
|  |  | 91 | 91 | C4 | 14 | 28 | 49 | 0 | 0 | 91 | 14 | 28 | 49 | 0 | 0 | 91 | 0 | 0 | 0 | 0 | 0 | 0 | 9 | 33 | 48 | 1 | 0 | 91 | 0 | 0 | 0 | 0 | 0 | 0 | 2 | 35 | 51 | 3 | 0 | 91 |  |  | C4 | 0.0010816 | 0.0024765 | 0.0076638 | 0.012491 | 0.020061 | C4 | 80332.75 | 80332.75 | 80332.75 | 80332.75 | 80332.75 | C4 | 86.8844 | 198.9437 | 615.6518 | 1003.4168 | 1611.5274 | C4 | 1216.3817 | 5570.424 | 30166.9393 | 0 | 0 | 36953.745 |  | 1216.3817 | 5570.424 | 30166.9393 | 0 | 0 | 36953.745 |  | 781.9597 | 6565.1425 | 29551.2875 | 1003.4168 | 0 | 37901.8065 |  | 781.9597 | 6565.1425 | 29551.2875 | 1003.4168 | 0 | 37901.8065 |  | 173.7688 | 6963.03 | 31398.2429 | 3010.2505 | 0 | 41545.2922 |  | 173.7688 | 6963.03 | 31398.2429 | 3010.2505 | 0 | 41545.2922
|  |  | 27050 | 27050 |  | 4004 | 9224 | 13822 | 0 | 0 |  | 3604 | 8873 | 13974 | 223 | 25 |  | 0 | 0 | 0 | 0 | 0 |  | 2674 | 9899 | 14097 | 380 | 0 |  | 0 | 0 | 0 | 0 | 0 |  | 600 | 10560 | 14910 | 980 | 0 | [22 empty] | 142334.0391 | 802897.037 | 3973663.1218 | 102749.8832 | 18371.4128 | 5040015.4938 |  | 160145.343 | 830828.7343 | 3917515.6756 | 0 | 0 | 4908489.7528 |  | 106572.4163 | 898350.2305 | 3981050.9436 | 174594.528 | 0 | 5160568.1184 |  | 106572.4163 | 898350.2305 | 3981050.9436 | 174594.528 | 0 | 5160568.1184 |  | 23910.5894 | 958630.1755 | 4210689.0733 | 450935.5224 | 0 | 5644165.3607 |  | 23910.5894 | 958630.1755 | 4210689.0733 | 450935.5224 | 0 | 5644165.3607
| LV UGB |  | 40 | 40 | C1 | 8 | 3 | 12 | 15 | 2 | 40 | 7 | 3 | 12 | 15 | 2 | 39 | 0 | 0 | 0 | 0 | 0 | 0 | 5 | 2 | 8 | 21 | 3 | 39 | 0 | 0 | 0 | 0 | 0 | 0 | 5 | 1 | 4 | 26 | 4 | 40 |  |  | C1 | 0.0014336 | 0.0021503 | 0.0071678 | 0.015769 | 0.030821 | C1 | 7581.7 | 7581.7 | 7581.7 | 7581.7 | 7581.7 | C1 | 10.8688 | 16.3032 | 54.3439 | 119.5565 | 233.6787 | C1 | 76.0814 | 48.9095 | 652.1266 | 1793.3482 | 467.3574 | 3037.8232 |  | 86.9502 | 48.9095 | 652.1266 | 1793.3482 | 467.3574 | 3048.6919 |  | 54.3439 | 32.6063 | 434.7511 | 2510.6875 | 701.0361 | 3733.4249 |  | 54.3439 | 32.6063 | 434.7511 | 2510.6875 | 701.0361 | 3733.4249 |  | 54.3439 | 16.3032 | 217.3755 | 3108.4702 | 934.7148 | 4331.2076 |  | 54.3439 | 16.3032 | 217.3755 | 3108.4702 | 934.7148 | 4331.2076
|  |  | 26498 | 26498 | C2 | 5622 | 2023 | 7775 | 10059 | 1019 | 26498 | 5058 | 2023 | 7775 | 10059 | 1583 | 26498 | 0 | 0 | 0 | 0 | 0 | 0 | 3574 | 1437 | 5408 | 14217 | 1862 | 26498 | 0 | 0 | 0 | 0 | 0 | 0 | 3515 | 742 | 2464 | 17271 | 2507 | 26499 |  |  | C2 | 0.0014336 | 0.0021503 | 0.0071678 | 0.015769 | 0.030821 | C2 | 10831 | 10831 | 10831 | 10831 | 10831 | C2 | 15.5268 | 23.2902 | 77.6341 | 170.7951 | 333.8267 | C2 | 78534.6771 | 47116.1482 | 603605.2933 | 1718027.5782 | 528447.7005 | 2975731.3974 |  | 87291.806 | 47116.1482 | 603605.2933 | 1718027.5782 | 340169.4294 | 2796210.2553 |  | 55492.8699 | 33468.0697 | 419845.3282 | 2428193.4665 | 621585.3558 | 3558585.0901 |  | 55492.8699 | 33468.0697 | 419845.3282 | 2428193.4665 | 621585.3558 | 3558585.0901 |  | 54576.7873 | 17281.3554 | 191290.475 | 2949801.6009 | 836903.5914 | 4049853.8099 |  | 54576.7873 | 17281.3554 | 191290.475 | 2949801.6009 | 836903.5914 | 4049853.8099
|  |  | 7396 | 7396 | C3 | 1569 | 565 | 2170 | 2808 | 284 | 7396 | 1412 | 565 | 2170 | 2808 | 442 | 7397 | 0 | 0 | 0 | 0 | 0 | 0 | 997 | 401 | 1510 | 3968 | 520 | 7396 | 0 | 0 | 0 | 0 | 0 | 0 | 981 | 207 | 688 | 4820 | 700 | 7396 |  |  | C3 | 0.0014336 | 0.0021503 | 0.0071678 | 0.015769 | 0.030821 | C3 | 16246.5 | 16246.5 | 16246.5 | 16246.5 | 16246.5 | C3 | 23.2902 | 34.9354 | 116.4512 | 256.1926 | 500.7401 | C3 | 32885.8138 | 19738.4753 | 252699.0649 | 719388.8219 | 221327.1165 | 1246039.2925 |  | 36542.3809 | 19738.4753 | 252699.0649 | 719388.8219 | 142210.1835 | 1170578.9265 |  | 23220.3657 | 14009.0772 | 175841.2848 | 1016572.2384 | 260384.8429 | 1490027.809 |  | 23220.3657 | 14009.0772 | 175841.2848 | 1016572.2384 | 260384.8429 | 1490027.809 |  | 22847.7219 | 7231.6184 | 80118.4132 | 1234848.3339 | 350518.0578 | 1695564.1452 |  | 22847.7219 | 7231.6184 | 80118.4132 | 1234848.3339 | 350518.0578 | 1695564.1452
|  |  | 13524 | 13524 | C4 | 2869 | 1033 | 3968 | 5134 | 520 | 13524 | 2581 | 1033 | 3968 | 5134 | 808 | 13524 | 0 | 0 | 0 | 0 | 0 | 0 | 1824 | 733 | 2760 | 7256 | 951 | 13524 | 0 | 0 | 0 | 0 | 0 | 0 | 1794 | 379 | 1258 | 8815 | 1279 | 13525 |  |  | C4 | 0.0014336 | 0.0021503 | 0.0071678 | 0.015769 | 0.030821 | C4 | 27077.5 | 27077.5 | 27077.5 | 27077.5 | 27077.5 | C4 | 38.8171 | 58.2256 | 194.0853 | 426.9877 | 834.5668 | C4 | 100186.8336 | 60147.0355 | 770130.4836 | 2192154.684 | 674329.9779 | 3796949.0146 |  | 111366.147 | 60147.0355 | 770130.4836 | 2192154.684 | 433974.7382 | 3567773.0884 |  | 70802.3187 | 42679.3582 | 535675.4372 | 3098222.5141 | 793673.0309 | 4541052.659 |  | 70802.3187 | 42679.3582 | 535675.4372 | 3098222.5141 | 793673.0309 | 4541052.659 |  | 69637.8068 | 22067.499 | 244159.3116 | 3763896.2874 | 1067410.9427 | 5167171.8475 |  | 69637.8068 | 22067.499 | 244159.3116 | 3763896.2874 | 1067410.9427 | 5167171.8475
|  |  | 47458 | 47458 |  | 10068 | 3624 | 13925 | 18016 | 1825 |  | 9058 | 3624 | 13925 | 18016 | 2835 |  | 0 | 0 | 0 | 0 | 0 |  | 6400 | 2573 | 9686 | 25462 | 3336 |  | 0 | 0 | 0 | 0 | 0 |  | 6295 | 1329 | 4414 | 30932 | 4490 | [22 empty] | 211683.406 | 127050.5686 | 1627086.9685 | 4631364.4323 | 1424572.1523 | 8021757.5277 |  | 235287.2842 | 127050.5686 | 1627086.9685 | 4631364.4323 | 916821.7085 | 7537610.9622 |  | 149569.8982 | 90189.1114 | 1131796.8012 | 6545498.9064 | 1676344.2658 | 9593398.983 |  | 149569.8982 | 90189.1114 | 1131796.8012 | 6545498.9064 | 1676344.2658 | 9593398.983 |  | 147116.6599 | 46596.776 | 515785.5753 | 7951654.6924 | 2255767.3067 | 10916921.0103 |  | 147116.6599 | 46596.776 | 515785.5753 | 7951654.6924 | 2255767.3067 | 10916921.0103
| LV OHL Support |  | 0 | 0 | C1 | 0 | 0 | 0 | 0 | 0 | 0 | 0 | 0 | 0 | 0 | 0 | 0 | 0 | 0 | 0 | 0 | 0 | 0 | 0 | 0 | 0 | 0 | 0 | 0 | 0 | 0 | 0 | 0 | 0 | 0 | 0 | 0 | 0 | 0 | 0 | 0 |  |  | C1 | 0.0015202 | 0.0015202 | 0.0030542 | 0.0084107 | 0.016676 | C1 | 0 | 0 | 0 | 0 | 0 | C1 | [5 empty] | C1 | [5 empty] | 0 | [6 empty] | 0 | [6 empty] | 0 | [6 empty] | 0 | [6 empty] | 0 | [6 empty] | 0
|  |  | 0 | 0 | C2 | 0 | 0 | 0 | 0 | 0 | 0 | 0 | 0 | 0 | 0 | 0 | 0 | 0 | 0 | 0 | 0 | 0 | 0 | 0 | 0 | 0 | 0 | 0 | 0 | 0 | 0 | 0 | 0 | 0 | 0 | 0 | 0 | 0 | 0 | 0 | 0 |  |  | C2 | 0.0015202 | 0.0015202 | 0.0030542 | 0.0084107 | 0.016676 | C2 | 0 | 0 | 0 | 0 | 0 | C2 | [5 empty] | C2 | [5 empty] | 0 | [6 empty] | 0 | [6 empty] | 0 | [6 empty] | 0 | [6 empty] | 0 | [6 empty] | 0
|  |  | 0 | 0 | C3 | 0 | 0 | 0 | 0 | 0 | 0 | 0 | 0 | 0 | 0 | 0 | 0 | 0 | 0 | 0 | 0 | 0 | 0 | 0 | 0 | 0 | 0 | 0 | 0 | 0 | 0 | 0 | 0 | 0 | 0 | 0 | 0 | 0 | 0 | 0 | 0 |  |  | C3 | 0.0015202 | 0.0015202 | 0.0030542 | 0.0084107 | 0.016676 | C3 | 0 | 0 | 0 | 0 | 0 | C3 | [5 empty] | C3 | [5 empty] | 0 | [6 empty] | 0 | [6 empty] | 0 | [6 empty] | 0 | [6 empty] | 0 | [6 empty] | 0
|  |  | 0 | 0 | C4 | 0 | 0 | 0 | 0 | 0 | 0 | 0 | 0 | 0 | 0 | 0 | 0 | 0 | 0 | 0 | 0 | 0 | 0 | 0 | 0 | 0 | 0 | 0 | 0 | 0 | 0 | 0 | 0 | 0 | 0 | 0 | 0 | 0 | 0 | 0 | 0 |  |  | C4 | 0.0015202 | 0.0015202 | 0.0030542 | 0.0084107 | 0.016676 | C4 | 0 | 0 | 0 | 0 | 0 | C4 | [5 empty] | C4 | [5 empty] | 0 | [6 empty] | 0 | [6 empty] | 0 | [6 empty] | 0 | [6 empty] | 0 | [6 empty] | 0
|  |  | 0 | 0 |  | 0 | 0 | 0 | 0 | 0 |  | 0 | 0 | 0 | 0 | 0 |  | 0 | 0 | 0 | 0 | 0 |  | 0 | 0 | 0 | 0 | 0 |  | 0 | 0 | 0 | 0 | 0 |  | 0 | 0 | 0 | 0 | 0 | [22 empty] | 0 | 0 | 0 | 0 | 0 | 0 |  | 0 | 0 | 0 | 0 | 0 | 0 |  | 0 | 0 | 0 | 0 | 0 | 0 |  | 0 | 0 | 0 | 0 | 0 | 0 |  | 0 | 0 | 0 | 0 | 0 | 0 |  | 0 | 0 | 0 | 0 | 0 | 0
| [Please insert new asset category as required] |  | 0 | 0 | C1 | 0 | 0 | 0 | 0 | 0 | 0 | 0 | 0 | 0 | 0 | 0 | 0 | 0 | 0 | 0 | 0 | 0 | 0 | 0 | 0 | 0 | 0 | 0 | 0 | 0 | 0 | 0 | 0 | 0 | 0 | 0 | 0 | 0 | 0 | 0 | 0 |  |  | C1 | 0 | 0 | 0 | 0 | 0 | C1 | 0 | 0 | 0 | 0 | 0 | C1 | [5 empty] | C1 | [5 empty] | 0 | [6 empty] | 0 | [6 empty] | 0 | [6 empty] | 0 | [6 empty] | 0 | [6 empty] | 0
|  |  | 0 | 0 | C2 | 0 | 0 | 0 | 0 | 0 | 0 | 0 | 0 | 0 | 0 | 0 | 0 | 0 | 0 | 0 | 0 | 0 | 0 | 0 | 0 | 0 | 0 | 0 | 0 | 0 | 0 | 0 | 0 | 0 | 0 | 0 | 0 | 0 | 0 | 0 | 0 |  |  | C2 | 0 | 0 | 0 | 0 | 0 | C2 | 0 | 0 | 0 | 0 | 0 | C2 | [5 empty] | C2 | [5 empty] | 0 | [6 empty] | 0 | [6 empty] | 0 | [6 empty] | 0 | [6 empty] | 0 | [6 empty] | 0
|  |  | 0 | 0 | C3 | 0 | 0 | 0 | 0 | 0 | 0 | 0 | 0 | 0 | 0 | 0 | 0 | 0 | 0 | 0 | 0 | 0 | 0 | 0 | 0 | 0 | 0 | 0 | 0 | 0 | 0 | 0 | 0 | 0 | 0 | 0 | 0 | 0 | 0 | 0 | 0 |  |  | C3 | 0 | 0 | 0 | 0 | 0 | C3 | 0 | 0 | 0 | 0 | 0 | C3 | [5 empty] | C3 | [5 empty] | 0 | [6 empty] | 0 | [6 empty] | 0 | [6 empty] | 0 | [6 empty] | 0 | [6 empty] | 0
|  |  | 0 | 0 | C4 | 0 | 0 | 0 | 0 | 0 | 0 | 0 | 0 | 0 | 0 | 0 | 0 | 0 | 0 | 0 | 0 | 0 | 0 | 0 | 0 | 0 | 0 | 0 | 0 | 0 | 0 | 0 | 0 | 0 | 0 | 0 | 0 | 0 | 0 | 0 | 0 |  |  | C4 | 0 | 0 | 0 | 0 | 0 | C4 | 0 | 0 | 0 | 0 | 0 | C4 | [5 empty] | C4 | [5 empty] | 0 | [6 empty] | 0 | [6 empty] | 0 | [6 empty] | 0 | [6 empty] | 0 | [6 empty] | 0
|  |  | 0 | 0 |  | 0 | 0 | 0 | 0 | 0 |  | 0 | 0 | 0 | 0 | 0 |  | 0 | 0 | 0 | 0 | 0 |  | 0 | 0 | 0 | 0 | 0 |  | 0 | 0 | 0 | 0 | 0 |  | 0 | 0 | 0 | 0 | 0 | [22 empty] | 0 | 0 | 0 | 0 | 0 | 0 |  | 0 | 0 | 0 | 0 | 0 | 0 |  | 0 | 0 | 0 | 0 | 0 | 0 |  | 0 | 0 | 0 | 0 | 0 | 0 |  | 0 | 0 | 0 | 0 | 0 | 0 |  | 0 | 0 | 0 | 0 | 0 | 0
| [Please insert new asset category as required] |  | 0 | 0 | C1 | 0 | 0 | 0 | 0 | 0 | 0 | 0 | 0 | 0 | 0 | 0 | 0 | 0 | 0 | 0 | 0 | 0 | 0 | 0 | 0 | 0 | 0 | 0 | 0 | 0 | 0 | 0 | 0 | 0 | 0 | 0 | 0 | 0 | 0 | 0 | 0 |  |  | C1 | 0 | 0 | 0 | 0 | 0 | C1 | 0 | 0 | 0 | 0 | 0 | C1 | [5 empty] | C1 | [5 empty] | 0 | [6 empty] | 0 | [6 empty] | 0 | [6 empty] | 0 | [6 empty] | 0 | [6 empty] | 0
|  |  | 0 | 0 | C2 | 0 | 0 | 0 | 0 | 0 | 0 | 0 | 0 | 0 | 0 | 0 | 0 | 0 | 0 | 0 | 0 | 0 | 0 | 0 | 0 | 0 | 0 | 0 | 0 | 0 | 0 | 0 | 0 | 0 | 0 | 0 | 0 | 0 | 0 | 0 | 0 |  |  | C2 | 0 | 0 | 0 | 0 | 0 | C2 | 0 | 0 | 0 | 0 | 0 | C2 | [5 empty] | C2 | [5 empty] | 0 | [6 empty] | 0 | [6 empty] | 0 | [6 empty] | 0 | [6 empty] | 0 | [6 empty] | 0
|  |  | 0 | 0 | C3 | 0 | 0 | 0 | 0 | 0 | 0 | 0 | 0 | 0 | 0 | 0 | 0 | 0 | 0 | 0 | 0 | 0 | 0 | 0 | 0 | 0 | 0 | 0 | 0 | 0 | 0 | 0 | 0 | 0 | 0 | 0 | 0 | 0 | 0 | 0 | 0 |  |  | C3 | 0 | 0 | 0 | 0 | 0 | C3 | 0 | 0 | 0 | 0 | 0 | C3 | [5 empty] | C3 | [5 empty] | 0 | [6 empty] | 0 | [6 empty] | 0 | [6 empty] | 0 | [6 empty] | 0 | [6 empty] | 0
|  |  | 0 | 0 | C4 | 0 | 0 | 0 | 0 | 0 | 0 | 0 | 0 | 0 | 0 | 0 | 0 | 0 | 0 | 0 | 0 | 0 | 0 | 0 | 0 | 0 | 0 | 0 | 0 | 0 | 0 | 0 | 0 | 0 | 0 | 0 | 0 | 0 | 0 | 0 | 0 |  |  | C4 | 0 | 0 | 0 | 0 | 0 | C4 | 0 | 0 | 0 | 0 | 0 | C4 | [5 empty] | C4 | [5 empty] | 0 | [6 empty] | 0 | [6 empty] | 0 | [6 empty] | 0 | [6 empty] | 0 | [6 empty] | 0
|  |  | 0 | 0 |  | 0 | 0 | 0 | 0 | 0 |  | 0 | 0 | 0 | 0 | 0 |  | 0 | 0 | 0 | 0 | 0 |  | 0 | 0 | 0 | 0 | 0 |  | 0 | 0 | 0 | 0 | 0 |  | 0 | 0 | 0 | 0 | 0 | [22 empty] | 0 | 0 | 0 | 0 | 0 | 0 |  | 0 | 0 | 0 | 0 | 0 | 0 |  | 0 | 0 | 0 | 0 | 0 | 0 |  | 0 | 0 | 0 | 0 | 0 | 0 |  | 0 | 0 | 0 | 0 | 0 | 0 |  | 0 | 0 | 0 | 0 | 0 | 0
| [Please insert new asset category as required] |  | 0 | 0 | C1 | 0 | 0 | 0 | 0 | 0 | 0 | 0 | 0 | 0 | 0 | 0 | 0 | 0 | 0 | 0 | 0 | 0 | 0 | 0 | 0 | 0 | 0 | 0 | 0 | 0 | 0 | 0 | 0 | 0 | 0 | 0 | 0 | 0 | 0 | 0 | 0 |  |  | C1 | 0 | 0 | 0 | 0 | 0 | C1 | 0 | 0 | 0 | 0 | 0 | C1 | [5 empty] | C1 | [5 empty] | 0 | [6 empty] | 0 | [6 empty] | 0 | [6 empty] | 0 | [6 empty] | 0 | [6 empty] | 0
|  |  | 0 | 0 | C2 | 0 | 0 | 0 | 0 | 0 | 0 | 0 | 0 | 0 | 0 | 0 | 0 | 0 | 0 | 0 | 0 | 0 | 0 | 0 | 0 | 0 | 0 | 0 | 0 | 0 | 0 | 0 | 0 | 0 | 0 | 0 | 0 | 0 | 0 | 0 | 0 |  |  | C2 | 0 | 0 | 0 | 0 | 0 | C2 | 0 | 0 | 0 | 0 | 0 | C2 | [5 empty] | C2 | [5 empty] | 0 | [6 empty] | 0 | [6 empty] | 0 | [6 empty] | 0 | [6 empty] | 0 | [6 empty] | 0
|  |  | 0 | 0 | C3 | 0 | 0 | 0 | 0 | 0 | 0 | 0 | 0 | 0 | 0 | 0 | 0 | 0 | 0 | 0 | 0 | 0 | 0 | 0 | 0 | 0 | 0 | 0 | 0 | 0 | 0 | 0 | 0 | 0 | 0 | 0 | 0 | 0 | 0 | 0 | 0 |  |  | C3 | 0 | 0 | 0 | 0 | 0 | C3 | 0 | 0 | 0 | 0 | 0 | C3 | [5 empty] | C3 | [5 empty] | 0 | [6 empty] | 0 | [6 empty] | 0 | [6 empty] | 0 | [6 empty] | 0 | [6 empty] | 0
|  |  | 0 | 0 | C4 | 0 | 0 | 0 | 0 | 0 | 0 | 0 | 0 | 0 | 0 | 0 | 0 | 0 | 0 | 0 | 0 | 0 | 0 | 0 | 0 | 0 | 0 | 0 | 0 | 0 | 0 | 0 | 0 | 0 | 0 | 0 | 0 | 0 | 0 | 0 | 0 |  |  | C4 | 0 | 0 | 0 | 0 | 0 | C4 | 0 | 0 | 0 | 0 | 0 | C4 | [5 empty] | C4 | [5 empty] | 0 | [6 empty] | 0 | [6 empty] | 0 | [6 empty] | 0 | [6 empty] | 0 | [6 empty] | 0
|  |  | 0 | 0 |  | 0 | 0 | 0 | 0 | 0 |  | 0 | 0 | 0 | 0 | 0 |  | 0 | 0 | 0 | 0 | 0 |  | 0 | 0 | 0 | 0 | 0 |  | 0 | 0 | 0 | 0 | 0 |  | 0 | 0 | 0 | 0 | 0 | [22 empty] | 0 | 0 | 0 | 0 | 0 | 0 |  | 0 | 0 | 0 | 0 | 0 | 0 |  | 0 | 0 | 0 | 0 | 0 | 0 |  | 0 | 0 | 0 | 0 | 0 | 0 |  | 0 | 0 | 0 | 0 | 0 | 0 |  | 0 | 0 | 0 | 0 | 0 | 0
| [Please insert new asset category as required] |  | 0 | 0 | C1 | 0 | 0 | 0 | 0 | 0 | 0 | 0 | 0 | 0 | 0 | 0 | 0 | 0 | 0 | 0 | 0 | 0 | 0 | 0 | 0 | 0 | 0 | 0 | 0 | 0 | 0 | 0 | 0 | 0 | 0 | 0 | 0 | 0 | 0 | 0 | 0 |  |  | C1 | 0 | 0 | 0 | 0 | 0 | C1 | 0 | 0 | 0 | 0 | 0 | C1 | [5 empty] | C1 | [5 empty] | 0 | [6 empty] | 0 | [6 empty] | 0 | [6 empty] | 0 | [6 empty] | 0 | [6 empty] | 0
|  |  | 0 | 0 | C2 | 0 | 0 | 0 | 0 | 0 | 0 | 0 | 0 | 0 | 0 | 0 | 0 | 0 | 0 | 0 | 0 | 0 | 0 | 0 | 0 | 0 | 0 | 0 | 0 | 0 | 0 | 0 | 0 | 0 | 0 | 0 | 0 | 0 | 0 | 0 | 0 |  |  | C2 | 0 | 0 | 0 | 0 | 0 | C2 | 0 | 0 | 0 | 0 | 0 | C2 | [5 empty] | C2 | [5 empty] | 0 | [6 empty] | 0 | [6 empty] | 0 | [6 empty] | 0 | [6 empty] | 0 | [6 empty] | 0
|  |  | 0 | 0 | C3 | 0 | 0 | 0 | 0 | 0 | 0 | 0 | 0 | 0 | 0 | 0 | 0 | 0 | 0 | 0 | 0 | 0 | 0 | 0 | 0 | 0 | 0 | 0 | 0 | 0 | 0 | 0 | 0 | 0 | 0 | 0 | 0 | 0 | 0 | 0 | 0 |  |  | C3 | 0 | 0 | 0 | 0 | 0 | C3 | 0 | 0 | 0 | 0 | 0 | C3 | [5 empty] | C3 | [5 empty] | 0 | [6 empty] | 0 | [6 empty] | 0 | [6 empty] | 0 | [6 empty] | 0 | [6 empty] | 0
|  |  | 0 | 0 | C4 | 0 | 0 | 0 | 0 | 0 | 0 | 0 | 0 | 0 | 0 | 0 | 0 | 0 | 0 | 0 | 0 | 0 | 0 | 0 | 0 | 0 | 0 | 0 | 0 | 0 | 0 | 0 | 0 | 0 | 0 | 0 | 0 | 0 | 0 | 0 | 0 |  |  | C4 | 0 | 0 | 0 | 0 | 0 | C4 | 0 | 0 | 0 | 0 | 0 | C4 | [5 empty] | C4 | [5 empty] | 0 | [6 empty] | 0 | [6 empty] | 0 | [6 empty] | 0 | [6 empty] | 0 | [6 empty] | 0
|  |  | 0 | 0 |  | 0 | 0 | 0 | 0 | 0 |  | 0 | 0 | 0 | 0 | 0 |  | 0 | 0 | 0 | 0 | 0 |  | 0 | 0 | 0 | 0 | 0 |  | 0 | 0 | 0 | 0 | 0 |  | 0 | 0 | 0 | 0 | 0 | [22 empty] | 0 | 0 | 0 | 0 | 0 | 0 |  | 0 | 0 | 0 | 0 | 0 | 0 |  | 0 | 0 | 0 | 0 | 0 | 0 |  | 0 | 0 | 0 | 0 | 0 | 0 |  | 0 | 0 | 0 | 0 | 0 | 0 |  | 0 | 0 | 0 | 0 | 0 | 0
| [Please insert new asset category as required] |  | 0 | 0 | C1 | 0 | 0 | 0 | 0 | 0 | 0 | 0 | 0 | 0 | 0 | 0 | 0 | 0 | 0 | 0 | 0 | 0 | 0 | 0 | 0 | 0 | 0 | 0 | 0 | 0 | 0 | 0 | 0 | 0 | 0 | 0 | 0 | 0 | 0 | 0 | 0 |  |  | C1 | 0 | 0 | 0 | 0 | 0 | C1 | 0 | 0 | 0 | 0 | 0 | C1 | [5 empty] | C1 | [5 empty] | 0 | [6 empty] | 0 | [6 empty] | 0 | [6 empty] | 0 | [6 empty] | 0 | [6 empty] | 0
|  |  | 0 | 0 | C2 | 0 | 0 | 0 | 0 | 0 | 0 | 0 | 0 | 0 | 0 | 0 | 0 | 0 | 0 | 0 | 0 | 0 | 0 | 0 | 0 | 0 | 0 | 0 | 0 | 0 | 0 | 0 | 0 | 0 | 0 | 0 | 0 | 0 | 0 | 0 | 0 |  |  | C2 | 0 | 0 | 0 | 0 | 0 | C2 | 0 | 0 | 0 | 0 | 0 | C2 | [5 empty] | C2 | [5 empty] | 0 | [6 empty] | 0 | [6 empty] | 0 | [6 empty] | 0 | [6 empty] | 0 | [6 empty] | 0
|  |  | 0 | 0 | C3 | 0 | 0 | 0 | 0 | 0 | 0 | 0 | 0 | 0 | 0 | 0 | 0 | 0 | 0 | 0 | 0 | 0 | 0 | 0 | 0 | 0 | 0 | 0 | 0 | 0 | 0 | 0 | 0 | 0 | 0 | 0 | 0 | 0 | 0 | 0 | 0 |  |  | C3 | 0 | 0 | 0 | 0 | 0 | C3 | 0 | 0 | 0 | 0 | 0 | C3 | [5 empty] | C3 | [5 empty] | 0 | [6 empty] | 0 | [6 empty] | 0 | [6 empty] | 0 | [6 empty] | 0 | [6 empty] | 0
|  |  | 0 | 0 | C4 | 0 | 0 | 0 | 0 | 0 | 0 | 0 | 0 | 0 | 0 | 0 | 0 | 0 | 0 | 0 | 0 | 0 | 0 | 0 | 0 | 0 | 0 | 0 | 0 | 0 | 0 | 0 | 0 | 0 | 0 | 0 | 0 | 0 | 0 | 0 | 0 |  |  | C4 | 0 | 0 | 0 | 0 | 0 | C4 | 0 | 0 | 0 | 0 | 0 | C4 | [5 empty] | C4 | [5 empty] | 0 | [6 empty] | 0 | [6 empty] | 0 | [6 empty] | 0 | [6 empty] | 0 | [6 empty] | 0
|  |  | 0 | 0 |  | 0 | 0 | 0 | 0 | 0 |  | 0 | 0 | 0 | 0 | 0 |  | 0 | 0 | 0 | 0 | 0 |  | 0 | 0 | 0 | 0 | 0 |  | 0 | 0 | 0 | 0 | 0 |  | 0 | 0 | 0 | 0 | 0 | [22 empty] | 0 | 0 | 0 | 0 | 0 | 0 |  | 0 | 0 | 0 | 0 | 0 | 0 |  | 0 | 0 | 0 | 0 | 0 | 0 |  | 0 | 0 | 0 | 0 | 0 | 0 |  | 0 | 0 | 0 | 0 | 0 | 0 |  | 0 | 0 | 0 | 0 | 0 | 0
[63 empty] | 354017.445 | 929947.6056 | 5600750.0903 | 4734114.3155 | 1442943.5651 | 13061773.0215 |  | 395432.6272 | 957879.3029 | 5544602.6441 | 4631364.4323 | 916821.7085 | 12446100.715 |  | 256142.3144 | 988539.3419 | 5112847.7449 | 6720093.4345 | 1676344.2658 | 14753967.1015 |  | 256142.3144 | 988539.3419 | 5112847.7449 | 6720093.4345 | 1676344.2658 | 14753967.1015 |  | 171027.2493 | 1005226.9515 | 4726474.6486 | 8402590.2148 | 2255767.3067 | 16561086.371 |  | 171027.2493 | 1005226.9515 | 4726474.6486 | 8402590.2148 | 2255767.3067 | 16561086.371
| HV Network | [73 empty] | 0 | [6 empty] | 0 | [6 empty] | 0 | [6 empty] | 0 | [6 empty] | 0
| HV Switchgear (GM) - Primary |  | 0 | 0 | C1 | 0 | 0 | 0 | 0 | 0 | 0 | 0 | 0 | 0 | 0 | 0 | 0 | 0 | 0 | 0 | 0 | 0 | 0 | 0 | 0 | 0 | 0 | 0 | 0 | 0 | 0 | 0 | 0 | 0 | 0 | 0 | 0 | 0 | 0 | 0 | 0 |  |  | C1 | 0.0017512 | 0.0017512 | 0.0065548 | 0.012041 | 0.016575 | C1 | 56144.7979 | 56144.7979 | 56144.7979 | 56144.7979 | 56144.7979 | C1 | 98.3205 | 98.3205 | 368.0193 | 676.0637 | 930.6138 | C1 | 0 | 0 | 0 | 0 | 0 | 0 |  | 0 | 0 | 0 | 0 | 0 | 0 |  | 0 | 0 | 0 | 0 | 0 | 0 |  | 0 | 0 | 0 | 0 | 0 | 0 |  | 0 | 0 | 0 | 0 | 0 | 0 |  | 0 | 0 | 0 | 0 | 0 | 0
|  |  | 1368 | 1412 | C2 | 422 | 805 | 118 | 22 | 1 | 1368 | 412 | 731 | 130 | 32 | 1 | 1306 | 0 | 0 | 0 | 0 | 0 | 0 | 244 | 892 | 191 | 20 | 21 | 1368 | 44 | 0 | 0 | 0 | 0 | 44 | 180 | 724 | 371 | 50 | 43 | 1368 |  |  | C2 | 0.0017512 | 0.0017512 | 0.0065548 | 0.012041 | 0.016575 | C2 | 80206.8542 | 80206.8542 | 80206.8542 | 80206.8542 | 80206.8542 | C2 | 140.4578 | 140.4578 | 525.7419 | 965.8052 | 1329.4483 | C2 | 57868.6309 | 102674.6825 | 68346.4461 | 30905.7671 | 1329.4483 | 261124.9749 |  | 59273.2093 | 113068.5628 | 62037.5434 | 21247.7148 | 1329.4483 | 256956.4787 |  | 34271.7135 | 125288.3951 | 100416.7016 | 19316.1044 | 27918.4134 | 307211.328 |  | 34271.7135 | 125288.3951 | 100416.7016 | 19316.1044 | 27918.4134 | 307211.328 |  | 25282.4116 | 101691.4776 | 195050.2423 | 48290.261 | 57166.2751 | 427480.6677 |  | 31462.5566 | 101691.4776 | 195050.2423 | 48290.261 | 57166.2751 | 433660.8127
|  |  | 2133 | 2171 | C3 | 350 | 1070 | 487 | 190 | 36 | 2133 | 213 | 1035 | 503 | 299 | 83 | 2133 | 0 | 0 | 0 | 0 | 0 | 0 | 255 | 952 | 481 | 196 | 249 | 2133 | 38 | 0 | 0 | 0 | 0 | 38 | 221 | 736 | 573 | 79 | 524 | 2133 |  |  | C3 | 0.0017512 | 0.0017512 | 0.0065548 | 0.012041 | 0.016575 | C3 | 120310.2813 | 120310.2813 | 120310.2813 | 120310.2813 | 120310.2813 | C3 | 210.6868 | 210.6868 | 788.6128 | 1448.7078 | 1994.1724 | C3 | 44876.2805 | 218060.7998 | 396672.2583 | 433163.6413 | 165516.3083 | 1258289.2882 |  | 73740.3671 | 225434.8365 | 384054.4529 | 275254.4878 | 71790.206 | 1030274.3502 |  | 53725.1246 | 200573.7984 | 379322.7759 | 283946.7348 | 496548.9248 | 1414117.3584 |  | 53725.1246 | 200573.7984 | 379322.7759 | 283946.7348 | 496548.9248 | 1414117.3584 |  | 46561.7746 | 155065.4576 | 451875.1571 | 114447.9186 | 1044946.3316 | 1812896.6396 |  | 54567.8716 | 155065.4576 | 451875.1571 | 114447.9186 | 1044946.3316 | 1820902.7366
|  |  | 64 | 64 | C4 | 0 | 28 | 8 | 23 | 5 | 64 | 0 | 28 | 8 | 23 | 5 | 64 | 0 | 0 | 0 | 0 | 0 | 0 | 0 | 26 | 10 | 6 | 22 | 64 | 0 | 0 | 0 | 0 | 0 | 0 | 0 | 19 | 9 | 8 | 28 | 64 |  |  | C4 | 0.0017512 | 0.0017512 | 0.0065548 | 0.012041 | 0.016575 | C4 | 200517.1355 | 200517.1355 | 200517.1355 | 200517.1355 | 200517.1355 | C4 | 351.1446 | 351.1446 | 1314.3547 | 2414.5131 | 3323.6206 | C4 | 0 | 9832.0489 | 10514.8379 | 55533.8002 | 16618.1032 | 92498.7902 |  | 0 | 9832.0489 | 10514.8379 | 55533.8002 | 16618.1032 | 92498.7902 |  | 0 | 9129.7597 | 13143.5473 | 14487.0783 | 73119.6542 | 109880.0396 |  | 0 | 9129.7597 | 13143.5473 | 14487.0783 | 73119.6542 | 109880.0396 |  | 0 | 6671.7475 | 11829.1926 | 19316.1044 | 93061.3781 | 130878.4226 |  | 0 | 6671.7475 | 11829.1926 | 19316.1044 | 93061.3781 | 130878.4226
|  |  | 3565 | 3647 |  | 772 | 1903 | 613 | 235 | 42 |  | 625 | 1794 | 641 | 354 | 89 |  | 0 | 0 | 0 | 0 | 0 |  | 499 | 1870 | 682 | 222 | 292 |  | 82 | 0 | 0 | 0 | 0 |  | 401 | 1479 | 953 | 137 | 595 | [22 empty] | 102744.9115 | 330567.5312 | 475533.5423 | 519603.2086 | 183463.8597 | 1611913.0533 |  | 133013.5764 | 348335.4483 | 456606.8341 | 352036.0028 | 89737.7575 | 1379729.6191 |  | 87996.838 | 334991.9533 | 492883.0248 | 317749.9175 | 597586.9924 | 1831208.726 |  | 87996.838 | 334991.9533 | 492883.0248 | 317749.9175 | 597586.9924 | 1831208.726 |  | 71844.1862 | 263428.6827 | 658754.592 | 182054.284 | 1195173.9849 | 2371255.7299 |  | 86030.4282 | 263428.6827 | 658754.592 | 182054.284 | 1195173.9849 | 2385441.9719
| HV Switchgear (GM) - Distribution |  | 0 | 0 | C1 | 0 | 0 | 0 | 0 | 0 | 0 | 0 | 0 | 0 | 0 | 0 | 0 | 0 | 0 | 0 | 0 | 0 | 0 | 0 | 0 | 0 | 0 | 0 | 0 | 0 | 0 | 0 | 0 | 0 | 0 | 0 | 0 | 0 | 0 | 0 | 0 |  |  | C1 | 0.00055859 | 0.00055859 | 0.0020997 | 0.0038498 | 0.0065852 | C1 | 34295.5563 | 34295.5563 | 34295.5563 | 34295.5563 | 34295.5563 | C1 | 19.1571 | 19.1571 | 72.0096 | 132.0305 | 225.843 | C1 | 0 | 0 | 0 | 0 | 0 | 0 |  | 0 | 0 | 0 | 0 | 0 | 0 |  | 0 | 0 | 0 | 0 | 0 | 0 |  | 0 | 0 | 0 | 0 | 0 | 0 |  | 0 | 0 | 0 | 0 | 0 | 0 |  | 0 | 0 | 0 | 0 | 0 | 0
|  |  | 6427 | 6427 | C2 | 3425 | 3002 | 0 | 0 | 0 | 6427 | 3406 | 2536 | 0 | 0 | 19 | 5961 | 0 | 0 | 0 | 0 | 0 | 0 | 2124 | 4200 | 38 | 65 | 0 | 6427 | 0 | 0 | 0 | 0 | 0 | 0 | 549 | 5767 | 32 | 48 | 31 | 6427 |  |  | C2 | 0.00055859 | 0.00055859 | 0.0020997 | 0.0038498 | 0.0065852 | C2 | 48993.6519 | 48993.6519 | 48993.6519 | 48993.6519 | 48993.6519 | C2 | 27.3673 | 27.3673 | 102.8709 | 188.6149 | 322.6328 | C2 | 93213.1473 | 69403.5648 | 0 | 0 | 6130.0231 | 168746.7352 |  | 93733.1267 | 82156.7435 | 0 | 0 | 0 | 175889.8702 |  | 58128.2222 | 114942.8123 | 3909.0929 | 12259.9706 | 0 | 189240.0981 |  | 58128.2222 | 114942.8123 | 3909.0929 | 12259.9706 | 0 | 189240.0981 |  | 15024.6676 | 157827.4283 | 3291.8677 | 9053.5168 | 10001.6166 | 195199.0969 |  | 15024.6676 | 157827.4283 | 3291.8677 | 9053.5168 | 10001.6166 | 195199.0969
|  |  | 11686 | 11686 | C3 | 4586 | 6177 | 923 | 0 | 0 | 11686 | 4124 | 6177 | 923 | 352 | 137 | 11713 | 0 | 0 | 0 | 0 | 0 | 0 | 2746 | 7244 | 989 | 707 | 0 | 11686 | 0 | 0 | 0 | 0 | 0 | 0 | 1056 | 8089 | 1371 | 763 | 407 | 11686 |  |  | C3 | 0.00055859 | 0.00055859 | 0.0020997 | 0.0038498 | 0.0065852 | C3 | 73490.4778 | 73490.4778 | 73490.4778 | 73490.4778 | 73490.4778 | C3 | 41.051 | 41.051 | 154.3063 | 282.9224 | 483.9492 | C3 | 169294.3422 | 253572.0542 | 142424.7131 | 99588.6846 | 66301.0389 | 731180.833 |  | 188259.9062 | 253572.0542 | 142424.7131 | 0 | 0 | 584256.6735 |  | 112726.0581 | 297373.4759 | 152608.9287 | 200026.1365 | 0 | 762734.5992 |  | 112726.0581 | 297373.4759 | 152608.9287 | 200026.1365 | 0 | 762734.5992 |  | 43349.8607 | 332061.5746 | 211553.9346 | 215869.7909 | 196967.3201 | 999802.4808 |  | 43349.8607 | 332061.5746 | 211553.9346 | 215869.7909 | 196967.3201 | 999802.4808
|  |  | 2762 | 2762 | C4 | 874 | 1370 | 518 | 0 | 0 | 2762 | 421 | 1370 | 518 | 397 | 64 | 2770 | 0 | 0 | 0 | 0 | 0 | 0 | 651 | 1401 | 589 | 121 | 0 | 2762 | 0 | 0 | 0 | 0 | 0 | 0 | 487 | 1466 | 377 | 187 | 245 | 2762 |  |  | C4 | 0.00055859 | 0.00055859 | 0.0020997 | 0.0038498 | 0.0065852 | C4 | 122484.1297 | 122484.1297 | 122484.1297 | 122484.1297 | 122484.1297 | C4 | 68.4183 | 68.4183 | 257.1772 | 471.5373 | 806.582 | C4 | 28804.1214 | 93733.1267 | 133217.7706 | 187200.321 | 51621.2469 | 494576.5867 |  | 59797.6298 | 93733.1267 | 133217.7706 | 0 | 0 | 286748.5271 |  | 44540.3398 | 95854.0953 | 151477.3492 | 57056.0172 | 0 | 348927.8015 |  | 44540.3398 | 95854.0953 | 151477.3492 | 57056.0172 | 0 | 348927.8015 |  | 33319.7319 | 100301.2874 | 96955.7906 | 88177.4812 | 197612.5857 | 516366.8768 |  | 33319.7319 | 100301.2874 | 96955.7906 | 88177.4812 | 197612.5857 | 516366.8768
|  |  | 20875 | 20875 |  | 8885 | 10549 | 1441 | 0 | 0 |  | 7951 | 10083 | 1441 | 749 | 220 |  | 0 | 0 | 0 | 0 | 0 |  | 5521 | 12845 | 1616 | 893 | 0 |  | 0 | 0 | 0 | 0 | 0 |  | 2092 | 15322 | 1780 | 998 | 683 | [22 empty] | 291311.6109 | 416708.7457 | 275642.4837 | 286789.0057 | 124052.3089 | 1394504.1549 |  | 341790.6627 | 429461.9244 | 275642.4837 | 0 | 0 | 1046895.0708 |  | 215394.6201 | 508170.3835 | 307995.3708 | 269342.1244 | 0 | 1300902.4988 |  | 215394.6201 | 508170.3835 | 307995.3708 | 269342.1244 | 0 | 1300902.4988 |  | 91694.2602 | 590190.2903 | 311801.5928 | 313100.7888 | 404581.5223 | 1711368.4545 |  | 91694.2602 | 590190.2903 | 311801.5928 | 313100.7888 | 404581.5223 | 1711368.4545
| HV Transformer (GM) |  | 1189 | 1189 | C1 | 234 | 448 | 507 | 0 | 0 | 1189 | 228 | 448 | 507 | 5 | 1 | 1189 | 0 | 0 | 0 | 0 | 0 | 0 | 98 | 561 | 523 | 7 | 0 | 1189 | 0 | 0 | 0 | 0 | 0 | 0 | 6 | 616 | 525 | 38 | 4 | 1189 |  |  | C1 | 0.00088206 | 0.001075 | 0.003032 | 0.0057831 | 0.0097546 | C1 | 51020.2 | 51020.2 | 51020.2 | 51020.2 | 51020.2 | C1 | 45.0028 | 54.8465 | 154.6957 | 295.0538 | 497.684 | C1 | 10260.6322 | 24571.2145 | 78430.7172 | 1475.2692 | 497.684 | 115235.5171 |  | 10530.6489 | 24571.2145 | 78430.7172 | 0 | 0 | 113532.5805 |  | 4410.2718 | 30768.8645 | 80905.8483 | 2065.3769 | 0 | 118150.3615 |  | 4410.2718 | 30768.8645 | 80905.8483 | 2065.3769 | 0 | 118150.3615 |  | 270.0166 | 33785.4199 | 81215.2397 | 11212.0461 | 1990.7361 | 128473.4584 |  | 270.0166 | 33785.4199 | 81215.2397 | 11212.0461 | 1990.7361 | 128473.4584
|  |  | 8968 | 8968 | C2 | 1612 | 3868 | 3488 | 0 | 0 | 8968 | 1577 | 3591 | 3488 | 32 | 3 | 8691 | 0 | 0 | 0 | 0 | 0 | 0 | 696 | 4436 | 3777 | 52 | 7 | 8968 | 0 | 0 | 0 | 0 | 0 | 0 | 35 | 4832 | 3796 | 275 | 30 | 8968 |  |  | C2 | 0.00088206 | 0.001075 | 0.003032 | 0.0057831 | 0.0097546 | C2 | 72886 | 72886 | 72886 | 72886 | 72886 | C2 | 64.2897 | 78.3521 | 220.9938 | 421.5055 | 710.9772 | C2 | 101384.8186 | 281362.3441 | 770826.5472 | 13488.1757 | 2132.9315 | 1169194.8171 |  | 103634.9572 | 303065.8722 | 770826.5472 | 0 | 0 | 1177527.3766 |  | 44745.6143 | 347569.8576 | 834693.7697 | 21918.2856 | 4976.8402 | 1253904.3673 |  | 44745.6143 | 347569.8576 | 834693.7697 | 21918.2856 | 4976.8402 | 1253904.3673 |  | 2250.1386 | 378597.284 | 838892.6529 | 115914.0101 | 21329.3151 | 1356983.4008 |  | 2250.1386 | 378597.284 | 838892.6529 | 115914.0101 | 21329.3151 | 1356983.4008
|  |  | 1189 | 1189 | C3 | 234 | 448 | 507 | 0 | 0 | 1189 | 228 | 448 | 507 | 5 | 1 | 1189 | 0 | 0 | 0 | 0 | 0 | 0 | 98 | 561 | 523 | 7 | 0 | 1189 | 0 | 0 | 0 | 0 | 0 | 0 | 6 | 616 | 525 | 38 | 4 | 1189 |  |  | C3 | 0.00088206 | 0.001075 | 0.003032 | 0.0057831 | 0.0097546 | C3 | 109329 | 109329 | 109329 | 109329 | 109329 | C3 | 96.4345 | 117.5281 | 331.4908 | 632.2582 | 1066.4658 | C3 | 21987.0691 | 52652.6024 | 168065.8226 | 3161.2912 | 1066.4658 | 246933.251 |  | 22565.6762 | 52652.6024 | 168065.8226 | 0 | 0 | 243284.1012 |  | 9450.5823 | 65933.2811 | 173369.675 | 4425.8077 | 0 | 253179.3461 |  | 9450.5823 | 65933.2811 | 173369.675 | 4425.8077 | 0 | 253179.3461 |  | 578.6071 | 72397.3283 | 174032.6565 | 24025.813 | 4265.863 | 275300.2679 |  | 578.6071 | 72397.3283 | 174032.6565 | 24025.813 | 4265.863 | 275300.2679
|  |  | 4166 | 4166 | C4 | 821 | 1569 | 1776 | 0 | 0 | 4166 | 588 | 1569 | 1990 | 17 | 2 | 4166 | 0 | 0 | 0 | 0 | 0 | 0 | 554 | 1771 | 1814 | 24 | 3 | 4166 | 0 | 0 | 0 | 0 | 0 | 0 | 233 | 1964 | 1822 | 132 | 15 | 4166 |  |  | C4 | 0.00088206 | 0.001075 | 0.003032 | 0.0057831 | 0.0097546 | C4 | 182215 | 182215 | 182215 | 182215 | 182215 | C4 | 160.7242 | 195.8802 | 552.4846 | 1053.7637 | 1777.4429 | C4 | 94505.8233 | 307336.061 | 1099444.4015 | 17913.9834 | 3554.8858 | 1522755.1549 |  | 131954.5594 | 307336.061 | 981212.692 | 0 | 0 | 1420503.3123 |  | 89041.2008 | 346903.8649 | 1002207.1077 | 25290.3295 | 5332.3288 | 1468774.8316 |  | 89041.2008 | 346903.8649 | 1002207.1077 | 25290.3295 | 5332.3288 | 1468774.8316 |  | 37448.7361 | 384708.7468 | 1006626.9847 | 139096.8122 | 26661.6439 | 1594542.9236 |  | 37448.7361 | 384708.7468 | 1006626.9847 | 139096.8122 | 26661.6439 | 1594542.9236
|  |  | 15512 | 15512 |  | 2901 | 6333 | 6278 | 0 | 0 |  | 2621 | 6056 | 6492 | 59 | 7 |  | 0 | 0 | 0 | 0 | 0 |  | 1446 | 7329 | 6637 | 90 | 10 |  | 0 | 0 | 0 | 0 | 0 |  | 280 | 8028 | 6668 | 483 | 53 | [22 empty] | 228138.3432 | 665922.222 | 2116767.4884 | 36038.7195 | 7251.9671 | 3054118.7402 |  | 268685.8416 | 687625.7501 | 1998535.7789 | 0 | 0 | 2954847.3706 |  | 147647.6692 | 791175.8681 | 2091176.4007 | 53699.7996 | 10309.169 | 3094008.9066 |  | 147647.6692 | 791175.8681 | 2091176.4007 | 53699.7996 | 10309.169 | 3094008.9066 |  | 40547.4985 | 869488.779 | 2100767.5337 | 290248.6814 | 54247.558 | 3355300.0506 |  | 40547.4985 | 869488.779 | 2100767.5337 | 290248.6814 | 54247.558 | 3355300.0506
| HV UG Cable |  | 0 | 0 | C1 | 0 | 0 | 0 | 0 | 0 | 0 | 0 | 0 | 0 | 0 | 0 | 0 | 0 | 0 | 0 | 0 | 0 | 0 | 0 | 0 | 0 | 0 | 0 | 0 | 0 | 0 | 0 | 0 | 0 | 0 | 0 | 0 | 0 | 0 | 0 | 0 |  |  | C1 | 0.00088206 | 0.001075 | 0.003032 | 0.0057831 | 0.0097546 | C1 | 0 | 0 | 0 | 0 | 0 | C1 | [5 empty] | C1 | [5 empty] | 0 | [6 empty] | 0 | [6 empty] | 0 | [6 empty] | 0 | [6 empty] | 0 | [6 empty] | 0
|  |  | 0 | 0 | C2 | 0 | 0 | 0 | 0 | 0 | 0 | 0 | 0 | 0 | 0 | 0 | 0 | 0 | 0 | 0 | 0 | 0 | 0 | 0 | 0 | 0 | 0 | 0 | 0 | 0 | 0 | 0 | 0 | 0 | 0 | 0 | 0 | 0 | 0 | 0 | 0 |  |  | C2 | 0.00088206 | 0.001075 | 0.003032 | 0.0057831 | 0.0097546 | C2 | 0 | 0 | 0 | 0 | 0 | C2 | [5 empty] | C2 | [5 empty] | 0 | [6 empty] | 0 | [6 empty] | 0 | [6 empty] | 0 | [6 empty] | 0 | [6 empty] | 0
|  |  | 0 | 0 | C3 | 0 | 0 | 0 | 0 | 0 | 0 | 0 | 0 | 0 | 0 | 0 | 0 | 0 | 0 | 0 | 0 | 0 | 0 | 0 | 0 | 0 | 0 | 0 | 0 | 0 | 0 | 0 | 0 | 0 | 0 | 0 | 0 | 0 | 0 | 0 | 0 |  |  | C3 | 0.00088206 | 0.001075 | 0.003032 | 0.0057831 | 0.0097546 | C3 | 0 | 0 | 0 | 0 | 0 | C3 | [5 empty] | C3 | [5 empty] | 0 | [6 empty] | 0 | [6 empty] | 0 | [6 empty] | 0 | [6 empty] | 0 | [6 empty] | 0
|  |  | 0 | 0 | C4 | 0 | 0 | 0 | 0 | 0 | 0 | 0 | 0 | 0 | 0 | 0 | 0 | 0 | 0 | 0 | 0 | 0 | 0 | 0 | 0 | 0 | 0 | 0 | 0 | 0 | 0 | 0 | 0 | 0 | 0 | 0 | 0 | 0 | 0 | 0 | 0 |  |  | C4 | 0.00088206 | 0.001075 | 0.003032 | 0.0057831 | 0.0097546 | C4 | 0 | 0 | 0 | 0 | 0 | C4 | [5 empty] | C4 | [5 empty] | 0 | [6 empty] | 0 | [6 empty] | 0 | [6 empty] | 0 | [6 empty] | 0 | [6 empty] | 0
|  |  | 0 | 0 |  | 0 | 0 | 0 | 0 | 0 |  | 0 | 0 | 0 | 0 | 0 |  | 0 | 0 | 0 | 0 | 0 |  | 0 | 0 | 0 | 0 | 0 |  | 0 | 0 | 0 | 0 | 0 |  | 0 | 0 | 0 | 0 | 0 | [22 empty] | 0 | 0 | 0 | 0 | 0 | 0 |  | 0 | 0 | 0 | 0 | 0 | 0 |  | 0 | 0 | 0 | 0 | 0 | 0 |  | 0 | 0 | 0 | 0 | 0 | 0 |  | 0 | 0 | 0 | 0 | 0 | 0 |  | 0 | 0 | 0 | 0 | 0 | 0
| HV OHL Support - Poles |  | 0 | 0 | C1 | 0 | 0 | 0 | 0 | 0 | 0 | 0 | 0 | 0 | 0 | 0 | 0 | 0 | 0 | 0 | 0 | 0 | 0 | 0 | 0 | 0 | 0 | 0 | 0 | 0 | 0 | 0 | 0 | 0 | 0 | 0 | 0 | 0 | 0 | 0 | 0 |  |  | C1 | 0.0010304 | 0.0010304 | 0.0038771 | 0.0081493 | 0.012563 | C1 | 0 | 0 | 0 | 0 | 0 | C1 | [5 empty] | C1 | [5 empty] | 0 | [6 empty] | 0 | [6 empty] | 0 | [6 empty] | 0 | [6 empty] | 0 | [6 empty] | 0
|  |  | 0 | 0 | C2 | 0 | 0 | 0 | 0 | 0 | 0 | 0 | 0 | 0 | 0 | 0 | 0 | 0 | 0 | 0 | 0 | 0 | 0 | 0 | 0 | 0 | 0 | 0 | 0 | 0 | 0 | 0 | 0 | 0 | 0 | 0 | 0 | 0 | 0 | 0 | 0 |  |  | C2 | 0.0010304 | 0.0010304 | 0.0038771 | 0.0081493 | 0.012563 | C2 | 0 | 0 | 0 | 0 | 0 | C2 | [5 empty] | C2 | [5 empty] | 0 | [6 empty] | 0 | [6 empty] | 0 | [6 empty] | 0 | [6 empty] | 0 | [6 empty] | 0
|  |  | 0 | 0 | C3 | 0 | 0 | 0 | 0 | 0 | 0 | 0 | 0 | 0 | 0 | 0 | 0 | 0 | 0 | 0 | 0 | 0 | 0 | 0 | 0 | 0 | 0 | 0 | 0 | 0 | 0 | 0 | 0 | 0 | 0 | 0 | 0 | 0 | 0 | 0 | 0 |  |  | C3 | 0.0010304 | 0.0010304 | 0.0038771 | 0.0081493 | 0.012563 | C3 | 0 | 0 | 0 | 0 | 0 | C3 | [5 empty] | C3 | [5 empty] | 0 | [6 empty] | 0 | [6 empty] | 0 | [6 empty] | 0 | [6 empty] | 0 | [6 empty] | 0
|  |  | 0 | 0 | C4 | 0 | 0 | 0 | 0 | 0 | 0 | 0 | 0 | 0 | 0 | 0 | 0 | 0 | 0 | 0 | 0 | 0 | 0 | 0 | 0 | 0 | 0 | 0 | 0 | 0 | 0 | 0 | 0 | 0 | 0 | 0 | 0 | 0 | 0 | 0 | 0 |  |  | C4 | 0.0010304 | 0.0010304 | 0.0038771 | 0.0081493 | 0.012563 | C4 | 0 | 0 | 0 | 0 | 0 | C4 | [5 empty] | C4 | [5 empty] | 0 | [6 empty] | 0 | [6 empty] | 0 | [6 empty] | 0 | [6 empty] | 0 | [6 empty] | 0
|  |  | 0 | 0 |  | 0 | 0 | 0 | 0 | 0 |  | 0 | 0 | 0 | 0 | 0 |  | 0 | 0 | 0 | 0 | 0 |  | 0 | 0 | 0 | 0 | 0 |  | 0 | 0 | 0 | 0 | 0 |  | 0 | 0 | 0 | 0 | 0 | [22 empty] | 0 | 0 | 0 | 0 | 0 | 0 |  | 0 | 0 | 0 | 0 | 0 | 0 |  | 0 | 0 | 0 | 0 | 0 | 0 |  | 0 | 0 | 0 | 0 | 0 | 0 |  | 0 | 0 | 0 | 0 | 0 | 0 |  | 0 | 0 | 0 | 0 | 0 | 0
| [Please insert new asset category as required] |  | 0 | 0 | C1 | 0 | 0 | 0 | 0 | 0 | 0 | 0 | 0 | 0 | 0 | 0 | 0 | 0 | 0 | 0 | 0 | 0 | 0 | 0 | 0 | 0 | 0 | 0 | 0 | 0 | 0 | 0 | 0 | 0 | 0 | 0 | 0 | 0 | 0 | 0 | 0 |  |  | C1 | 0 | 0 | 0 | 0 | 0 | C1 | 0 | 0 | 0 | 0 | 0 | C1 | [5 empty] | C1 | [5 empty] | 0 | [6 empty] | 0 | [6 empty] | 0 | [6 empty] | 0 | [6 empty] | 0 | [6 empty] | 0
|  |  | 0 | 0 | C2 | 0 | 0 | 0 | 0 | 0 | 0 | 0 | 0 | 0 | 0 | 0 | 0 | 0 | 0 | 0 | 0 | 0 | 0 | 0 | 0 | 0 | 0 | 0 | 0 | 0 | 0 | 0 | 0 | 0 | 0 | 0 | 0 | 0 | 0 | 0 | 0 |  |  | C2 | 0 | 0 | 0 | 0 | 0 | C2 | 0 | 0 | 0 | 0 | 0 | C2 | [5 empty] | C2 | [5 empty] | 0 | [6 empty] | 0 | [6 empty] | 0 | [6 empty] | 0 | [6 empty] | 0 | [6 empty] | 0
|  |  | 0 | 0 | C3 | 0 | 0 | 0 | 0 | 0 | 0 | 0 | 0 | 0 | 0 | 0 | 0 | 0 | 0 | 0 | 0 | 0 | 0 | 0 | 0 | 0 | 0 | 0 | 0 | 0 | 0 | 0 | 0 | 0 | 0 | 0 | 0 | 0 | 0 | 0 | 0 |  |  | C3 | 0 | 0 | 0 | 0 | 0 | C3 | 0 | 0 | 0 | 0 | 0 | C3 | [5 empty] | C3 | [5 empty] | 0 | [6 empty] | 0 | [6 empty] | 0 | [6 empty] | 0 | [6 empty] | 0 | [6 empty] | 0
|  |  | 0 | 0 | C4 | 0 | 0 | 0 | 0 | 0 | 0 | 0 | 0 | 0 | 0 | 0 | 0 | 0 | 0 | 0 | 0 | 0 | 0 | 0 | 0 | 0 | 0 | 0 | 0 | 0 | 0 | 0 | 0 | 0 | 0 | 0 | 0 | 0 | 0 | 0 | 0 |  |  | C4 | 0 | 0 | 0 | 0 | 0 | C4 | 0 | 0 | 0 | 0 | 0 | C4 | [5 empty] | C4 | [5 empty] | 0 | [6 empty] | 0 | [6 empty] | 0 | [6 empty] | 0 | [6 empty] | 0 | [6 empty] | 0
|  |  | 0 | 0 |  | 0 | 0 | 0 | 0 | 0 |  | 0 | 0 | 0 | 0 | 0 |  | 0 | 0 | 0 | 0 | 0 |  | 0 | 0 | 0 | 0 | 0 |  | 0 | 0 | 0 | 0 | 0 |  | 0 | 0 | 0 | 0 | 0 | [22 empty] | 0 | 0 | 0 | 0 | 0 | 0 |  | 0 | 0 | 0 | 0 | 0 | 0 |  | 0 | 0 | 0 | 0 | 0 | 0 |  | 0 | 0 | 0 | 0 | 0 | 0 |  | 0 | 0 | 0 | 0 | 0 | 0 |  | 0 | 0 | 0 | 0 | 0 | 0
| [Please insert new asset category as required] |  | 0 | 0 | C1 | 0 | 0 | 0 | 0 | 0 | 0 | 0 | 0 | 0 | 0 | 0 | 0 | 0 | 0 | 0 | 0 | 0 | 0 | 0 | 0 | 0 | 0 | 0 | 0 | 0 | 0 | 0 | 0 | 0 | 0 | 0 | 0 | 0 | 0 | 0 | 0 |  |  | C1 | 0 | 0 | 0 | 0 | 0 | C1 | 0 | 0 | 0 | 0 | 0 | C1 | [5 empty] | C1 | [5 empty] | 0 | [6 empty] | 0 | [6 empty] | 0 | [6 empty] | 0 | [6 empty] | 0 | [6 empty] | 0
|  |  | 0 | 0 | C2 | 0 | 0 | 0 | 0 | 0 | 0 | 0 | 0 | 0 | 0 | 0 | 0 | 0 | 0 | 0 | 0 | 0 | 0 | 0 | 0 | 0 | 0 | 0 | 0 | 0 | 0 | 0 | 0 | 0 | 0 | 0 | 0 | 0 | 0 | 0 | 0 |  |  | C2 | 0 | 0 | 0 | 0 | 0 | C2 | 0 | 0 | 0 | 0 | 0 | C2 | [5 empty] | C2 | [5 empty] | 0 | [6 empty] | 0 | [6 empty] | 0 | [6 empty] | 0 | [6 empty] | 0 | [6 empty] | 0
|  |  | 0 | 0 | C3 | 0 | 0 | 0 | 0 | 0 | 0 | 0 | 0 | 0 | 0 | 0 | 0 | 0 | 0 | 0 | 0 | 0 | 0 | 0 | 0 | 0 | 0 | 0 | 0 | 0 | 0 | 0 | 0 | 0 | 0 | 0 | 0 | 0 | 0 | 0 | 0 |  |  | C3 | 0 | 0 | 0 | 0 | 0 | C3 | 0 | 0 | 0 | 0 | 0 | C3 | [5 empty] | C3 | [5 empty] | 0 | [6 empty] | 0 | [6 empty] | 0 | [6 empty] | 0 | [6 empty] | 0 | [6 empty] | 0
|  |  | 0 | 0 | C4 | 0 | 0 | 0 | 0 | 0 | 0 | 0 | 0 | 0 | 0 | 0 | 0 | 0 | 0 | 0 | 0 | 0 | 0 | 0 | 0 | 0 | 0 | 0 | 0 | 0 | 0 | 0 | 0 | 0 | 0 | 0 | 0 | 0 | 0 | 0 | 0 |  |  | C4 | 0 | 0 | 0 | 0 | 0 | C4 | 0 | 0 | 0 | 0 | 0 | C4 | [5 empty] | C4 | [5 empty] | 0 | [6 empty] | 0 | [6 empty] | 0 | [6 empty] | 0 | [6 empty] | 0 | [6 empty] | 0
|  |  | 0 | 0 |  | 0 | 0 | 0 | 0 | 0 |  | 0 | 0 | 0 | 0 | 0 |  | 0 | 0 | 0 | 0 | 0 |  | 0 | 0 | 0 | 0 | 0 |  | 0 | 0 | 0 | 0 | 0 |  | 0 | 0 | 0 | 0 | 0 | [22 empty] | 0 | 0 | 0 | 0 | 0 | 0 |  | 0 | 0 | 0 | 0 | 0 | 0 |  | 0 | 0 | 0 | 0 | 0 | 0 |  | 0 | 0 | 0 | 0 | 0 | 0 |  | 0 | 0 | 0 | 0 | 0 | 0 |  | 0 | 0 | 0 | 0 | 0 | 0
| [Please insert new asset category as required] |  | 0 | 0 | C1 | 0 | 0 | 0 | 0 | 0 | 0 | 0 | 0 | 0 | 0 | 0 | 0 | 0 | 0 | 0 | 0 | 0 | 0 | 0 | 0 | 0 | 0 | 0 | 0 | 0 | 0 | 0 | 0 | 0 | 0 | 0 | 0 | 0 | 0 | 0 | 0 |  |  | C1 | 0 | 0 | 0 | 0 | 0 | C1 | 0 | 0 | 0 | 0 | 0 | C1 | [5 empty] | C1 | [5 empty] | 0 | [6 empty] | 0 | [6 empty] | 0 | [6 empty] | 0 | [6 empty] | 0 | [6 empty] | 0
|  |  | 0 | 0 | C2 | 0 | 0 | 0 | 0 | 0 | 0 | 0 | 0 | 0 | 0 | 0 | 0 | 0 | 0 | 0 | 0 | 0 | 0 | 0 | 0 | 0 | 0 | 0 | 0 | 0 | 0 | 0 | 0 | 0 | 0 | 0 | 0 | 0 | 0 | 0 | 0 |  |  | C2 | 0 | 0 | 0 | 0 | 0 | C2 | 0 | 0 | 0 | 0 | 0 | C2 | [5 empty] | C2 | [5 empty] | 0 | [6 empty] | 0 | [6 empty] | 0 | [6 empty] | 0 | [6 empty] | 0 | [6 empty] | 0
|  |  | 0 | 0 | C3 | 0 | 0 | 0 | 0 | 0 | 0 | 0 | 0 | 0 | 0 | 0 | 0 | 0 | 0 | 0 | 0 | 0 | 0 | 0 | 0 | 0 | 0 | 0 | 0 | 0 | 0 | 0 | 0 | 0 | 0 | 0 | 0 | 0 | 0 | 0 | 0 |  |  | C3 | 0 | 0 | 0 | 0 | 0 | C3 | 0 | 0 | 0 | 0 | 0 | C3 | [5 empty] | C3 | [5 empty] | 0 | [6 empty] | 0 | [6 empty] | 0 | [6 empty] | 0 | [6 empty] | 0 | [6 empty] | 0
|  |  | 0 | 0 | C4 | 0 | 0 | 0 | 0 | 0 | 0 | 0 | 0 | 0 | 0 | 0 | 0 | 0 | 0 | 0 | 0 | 0 | 0 | 0 | 0 | 0 | 0 | 0 | 0 | 0 | 0 | 0 | 0 | 0 | 0 | 0 | 0 | 0 | 0 | 0 | 0 |  |  | C4 | 0 | 0 | 0 | 0 | 0 | C4 | 0 | 0 | 0 | 0 | 0 | C4 | [5 empty] | C4 | [5 empty] | 0 | [6 empty] | 0 | [6 empty] | 0 | [6 empty] | 0 | [6 empty] | 0 | [6 empty] | 0
|  |  | 0 | 0 |  | 0 | 0 | 0 | 0 | 0 |  | 0 | 0 | 0 | 0 | 0 |  | 0 | 0 | 0 | 0 | 0 |  | 0 | 0 | 0 | 0 | 0 |  | 0 | 0 | 0 | 0 | 0 |  | 0 | 0 | 0 | 0 | 0 | [22 empty] | 0 | 0 | 0 | 0 | 0 | 0 |  | 0 | 0 | 0 | 0 | 0 | 0 |  | 0 | 0 | 0 | 0 | 0 | 0 |  | 0 | 0 | 0 | 0 | 0 | 0 |  | 0 | 0 | 0 | 0 | 0 | 0 |  | 0 | 0 | 0 | 0 | 0 | 0
| [Please insert new asset category as required] |  | 0 | 0 | C1 | 0 | 0 | 0 | 0 | 0 | 0 | 0 | 0 | 0 | 0 | 0 | 0 | 0 | 0 | 0 | 0 | 0 | 0 | 0 | 0 | 0 | 0 | 0 | 0 | 0 | 0 | 0 | 0 | 0 | 0 | 0 | 0 | 0 | 0 | 0 | 0 |  |  | C1 | 0 | 0 | 0 | 0 | 0 | C1 | 0 | 0 | 0 | 0 | 0 | C1 | [5 empty] | C1 | [5 empty] | 0 | [6 empty] | 0 | [6 empty] | 0 | [6 empty] | 0 | [6 empty] | 0 | [6 empty] | 0
|  |  | 0 | 0 | C2 | 0 | 0 | 0 | 0 | 0 | 0 | 0 | 0 | 0 | 0 | 0 | 0 | 0 | 0 | 0 | 0 | 0 | 0 | 0 | 0 | 0 | 0 | 0 | 0 | 0 | 0 | 0 | 0 | 0 | 0 | 0 | 0 | 0 | 0 | 0 | 0 |  |  | C2 | 0 | 0 | 0 | 0 | 0 | C2 | 0 | 0 | 0 | 0 | 0 | C2 | [5 empty] | C2 | [5 empty] | 0 | [6 empty] | 0 | [6 empty] | 0 | [6 empty] | 0 | [6 empty] | 0 | [6 empty] | 0
|  |  | 0 | 0 | C3 | 0 | 0 | 0 | 0 | 0 | 0 | 0 | 0 | 0 | 0 | 0 | 0 | 0 | 0 | 0 | 0 | 0 | 0 | 0 | 0 | 0 | 0 | 0 | 0 | 0 | 0 | 0 | 0 | 0 | 0 | 0 | 0 | 0 | 0 | 0 | 0 |  |  | C3 | 0 | 0 | 0 | 0 | 0 | C3 | 0 | 0 | 0 | 0 | 0 | C3 | [5 empty] | C3 | [5 empty] | 0 | [6 empty] | 0 | [6 empty] | 0 | [6 empty] | 0 | [6 empty] | 0 | [6 empty] | 0
|  |  | 0 | 0 | C4 | 0 | 0 | 0 | 0 | 0 | 0 | 0 | 0 | 0 | 0 | 0 | 0 | 0 | 0 | 0 | 0 | 0 | 0 | 0 | 0 | 0 | 0 | 0 | 0 | 0 | 0 | 0 | 0 | 0 | 0 | 0 | 0 | 0 | 0 | 0 | 0 |  |  | C4 | 0 | 0 | 0 | 0 | 0 | C4 | 0 | 0 | 0 | 0 | 0 | C4 | [5 empty] | C4 | [5 empty] | 0 | [6 empty] | 0 | [6 empty] | 0 | [6 empty] | 0 | [6 empty] | 0 | [6 empty] | 0
|  |  | 0 | 0 |  | 0 | 0 | 0 | 0 | 0 |  | 0 | 0 | 0 | 0 | 0 |  | 0 | 0 | 0 | 0 | 0 |  | 0 | 0 | 0 | 0 | 0 |  | 0 | 0 | 0 | 0 | 0 |  | 0 | 0 | 0 | 0 | 0 | [22 empty] | 0 | 0 | 0 | 0 | 0 | 0 |  | 0 | 0 | 0 | 0 | 0 | 0 |  | 0 | 0 | 0 | 0 | 0 | 0 |  | 0 | 0 | 0 | 0 | 0 | 0 |  | 0 | 0 | 0 | 0 | 0 | 0 |  | 0 | 0 | 0 | 0 | 0 | 0
| [Please insert new asset category as required] |  | 0 | 0 | C1 | 0 | 0 | 0 | 0 | 0 | 0 | 0 | 0 | 0 | 0 | 0 | 0 | 0 | 0 | 0 | 0 | 0 | 0 | 0 | 0 | 0 | 0 | 0 | 0 | 0 | 0 | 0 | 0 | 0 | 0 | 0 | 0 | 0 | 0 | 0 | 0 |  |  | C1 | 0 | 0 | 0 | 0 | 0 | C1 | 0 | 0 | 0 | 0 | 0 | C1 | [5 empty] | C1 | [5 empty] | 0 | [6 empty] | 0 | [6 empty] | 0 | [6 empty] | 0 | [6 empty] | 0 | [6 empty] | 0
|  |  | 0 | 0 | C2 | 0 | 0 | 0 | 0 | 0 | 0 | 0 | 0 | 0 | 0 | 0 | 0 | 0 | 0 | 0 | 0 | 0 | 0 | 0 | 0 | 0 | 0 | 0 | 0 | 0 | 0 | 0 | 0 | 0 | 0 | 0 | 0 | 0 | 0 | 0 | 0 |  |  | C2 | 0 | 0 | 0 | 0 | 0 | C2 | 0 | 0 | 0 | 0 | 0 | C2 | [5 empty] | C2 | [5 empty] | 0 | [6 empty] | 0 | [6 empty] | 0 | [6 empty] | 0 | [6 empty] | 0 | [6 empty] | 0
|  |  | 0 | 0 | C3 | 0 | 0 | 0 | 0 | 0 | 0 | 0 | 0 | 0 | 0 | 0 | 0 | 0 | 0 | 0 | 0 | 0 | 0 | 0 | 0 | 0 | 0 | 0 | 0 | 0 | 0 | 0 | 0 | 0 | 0 | 0 | 0 | 0 | 0 | 0 | 0 |  |  | C3 | 0 | 0 | 0 | 0 | 0 | C3 | 0 | 0 | 0 | 0 | 0 | C3 | [5 empty] | C3 | [5 empty] | 0 | [6 empty] | 0 | [6 empty] | 0 | [6 empty] | 0 | [6 empty] | 0 | [6 empty] | 0
|  |  | 0 | 0 | C4 | 0 | 0 | 0 | 0 | 0 | 0 | 0 | 0 | 0 | 0 | 0 | 0 | 0 | 0 | 0 | 0 | 0 | 0 | 0 | 0 | 0 | 0 | 0 | 0 | 0 | 0 | 0 | 0 | 0 | 0 | 0 | 0 | 0 | 0 | 0 | 0 |  |  | C4 | 0 | 0 | 0 | 0 | 0 | C4 | 0 | 0 | 0 | 0 | 0 | C4 | [5 empty] | C4 | [5 empty] | 0 | [6 empty] | 0 | [6 empty] | 0 | [6 empty] | 0 | [6 empty] | 0 | [6 empty] | 0
|  |  | 0 | 0 |  | 0 | 0 | 0 | 0 | 0 |  | 0 | 0 | 0 | 0 | 0 |  | 0 | 0 | 0 | 0 | 0 |  | 0 | 0 | 0 | 0 | 0 |  | 0 | 0 | 0 | 0 | 0 |  | 0 | 0 | 0 | 0 | 0 | [22 empty] | 0 | 0 | 0 | 0 | 0 | 0 |  | 0 | 0 | 0 | 0 | 0 | 0 |  | 0 | 0 | 0 | 0 | 0 | 0 |  | 0 | 0 | 0 | 0 | 0 | 0 |  | 0 | 0 | 0 | 0 | 0 | 0 |  | 0 | 0 | 0 | 0 | 0 | 0
[63 empty] | 622194.8655 | 1413198.4989 | 2867943.5144 | 842430.9338 | 314768.1357 | 6060535.9484 |  | 743490.0807 | 1465423.1227 | 2730785.0968 | 352036.0028 | 89737.7575 | 5381472.0605 |  | 451039.1274 | 1634338.2049 | 2892054.7963 | 640791.8415 | 607896.1614 | 6226120.1314 |  | 451039.1274 | 1634338.2049 | 2892054.7963 | 640791.8415 | 607896.1614 | 6226120.1314 |  | 204085.9448 | 1723107.7521 | 3071323.7186 | 785403.7543 | 1654003.0652 | 7437924.235 |  | 218272.1869 | 1723107.7521 | 3071323.7186 | 785403.7543 | 1654003.0652 | 7452110.4771
| EHV Network | [66 empty] | 0 | [6 empty] | 0 | [6 empty] | 0 | [6 empty] | 0 | [6 empty] | 0 | [6 empty] | 0
| EHV Switchgear (GM) |  | 40 | 40 | C1 | 27 | 3 | 9 | 1 | 0 | 40 | 27 | 3 | 9 | 1 | 0 | 40 | 0 | 0 | 0 | 0 | 0 | 0 | 15 | 15 | 9 | 0 | 1 | 40 | 0 | 0 | 0 | 0 | 0 | 0 | 15 | 14 | 1 | 9 | 1 | 40 |  |  | C1 | 0.0044186 | 0.0044186 | 0.016672 | 0.030516 | 0.05209 | C1 | 99201.3578 | 99201.3578 | 99201.3578 | 99201.3578 | 99201.3578 | C1 | 438.3267 | 438.3267 | 1653.9128 | 3027.2167 | 5167.3878 | C1 | 11834.8197 | 1314.98 | 14885.2153 | 3027.2167 | 0 | 31062.2317 |  | 11834.8197 | 1314.98 | 14885.2153 | 3027.2167 | 0 | 31062.2317 |  | 6574.8998 | 6574.8998 | 14885.2153 | 0 | 5167.3878 | 33202.4028 |  | 6574.8998 | 6574.8998 | 14885.2153 | 0 | 5167.3878 | 33202.4028 |  | 6574.8998 | 6136.5732 | 1653.9128 | 27244.9506 | 5167.3878 | 46777.7242 |  | 6574.8998 | 6136.5732 | 1653.9128 | 27244.9506 | 5167.3878 | 46777.7242
|  |  | 224 | 224 | C2 | 42 | 135 | 21 | 26 | 0 | 224 | 40 | 85 | 21 | 27 | 2 | 175 | 0 | 0 | 0 | 0 | 0 | 0 | 25 | 110 | 55 | 6 | 28 | 224 | 0 | 0 | 0 | 0 | 0 | 0 | 19 | 99 | 71 | 2 | 33 | 224 |  |  | C2 | 0.0044186 | 0.0044186 | 0.016672 | 0.030516 | 0.05209 | C2 | 141716.2255 | 141716.2255 | 141716.2255 | 141716.2255 | 141716.2255 | C2 | 626.1809 | 626.1809 | 2362.7326 | 4324.5953 | 7381.9826 | C2 | 25047.2375 | 53225.3796 | 49617.3844 | 116764.0739 | 14763.9652 | 259418.0407 |  | 26299.5993 | 84534.4265 | 49617.3844 | 112439.4786 | 0 | 272890.8888 |  | 15654.5234 | 68879.903 | 129950.2926 | 25947.572 | 206695.5127 | 447127.8037 |  | 15654.5234 | 68879.903 | 129950.2926 | 25947.572 | 206695.5127 | 447127.8037 |  | 11897.4378 | 61991.9127 | 167754.014 | 8649.1907 | 243605.4257 | 493897.9809 |  | 11897.4378 | 61991.9127 | 167754.014 | 8649.1907 | 243605.4257 | 493897.9809
|  |  | 248 | 248 | C3 | 66 | 127 | 43 | 12 | 0 | 248 | 66 | 119 | 43 | 20 | 0 | 248 | 0 | 0 | 0 | 0 | 0 | 0 | 43 | 109 | 77 | 6 | 13 | 248 | 0 | 0 | 0 | 0 | 0 | 0 | 23 | 85 | 102 | 18 | 20 | 248 |  |  | C3 | 0.0044186 | 0.0044186 | 0.016672 | 0.030516 | 0.05209 | C3 | 212574.3382 | 212574.3382 | 212574.3382 | 212574.3382 | 212574.3382 | C3 | 939.2714 | 939.2714 | 3544.0989 | 6486.893 | 11072.9739 | C3 | 61991.9127 | 111773.2972 | 152396.2522 | 129737.8599 | 0 | 455899.3221 |  | 61991.9127 | 119287.4684 | 152396.2522 | 77842.716 | 0 | 411518.3493 |  | 40388.6704 | 102380.5832 | 272895.6144 | 38921.358 | 143948.6606 | 598534.8866 |  | 40388.6704 | 102380.5832 | 272895.6144 | 38921.358 | 143948.6606 | 598534.8866 |  | 21603.2423 | 79838.0694 | 361498.0866 | 116764.0739 | 221459.4779 | 801162.9502 |  | 21603.2423 | 79838.0694 | 361498.0866 | 116764.0739 | 221459.4779 | 801162.9502
|  |  | 67 | 67 | C4 | 9 | 42 | 13 | 3 | 0 | 67 | 6 | 42 | 13 | 3 | 3 | 67 | 0 | 0 | 0 | 0 | 0 | 0 | 7 | 35 | 19 | 3 | 3 | 67 | 0 | 0 | 0 | 0 | 0 | 0 | 6 | 22 | 31 | 5 | 3 | 67 |  |  | C4 | 0.0044186 | 0.0044186 | 0.016672 | 0.030516 | 0.05209 | C4 | 354290.5637 | 354290.5637 | 354290.5637 | 354290.5637 | 354290.5637 | C4 | 1565.4523 | 1565.4523 | 5906.8315 | 10811.4883 | 18454.9565 | C4 | 9392.7141 | 65748.9984 | 76788.8092 | 32434.465 | 55364.8695 | 239729.8561 |  | 14089.0711 | 65748.9984 | 76788.8092 | 32434.465 | 0 | 189061.3437 |  | 10958.1664 | 54790.832 | 112229.7981 | 32434.465 | 55364.8695 | 265778.1309 |  | 10958.1664 | 54790.832 | 112229.7981 | 32434.465 | 55364.8695 | 265778.1309 |  | 9392.7141 | 34439.9515 | 183111.7759 | 54057.4416 | 55364.8695 | 336366.7526 |  | 9392.7141 | 34439.9515 | 183111.7759 | 54057.4416 | 55364.8695 | 336366.7526
|  |  | 579 | 579 |  | 144 | 307 | 86 | 42 | 0 |  | 139 | 249 | 86 | 51 | 5 |  | 0 | 0 | 0 | 0 | 0 |  | 90 | 269 | 160 | 15 | 45 |  | 0 | 0 | 0 | 0 | 0 |  | 63 | 220 | 205 | 34 | 57 | [22 empty] | 108266.684 | 232062.6551 | 293687.6612 | 281963.6156 | 70128.8347 | 986109.4505 |  | 114215.4029 | 270885.8732 | 293687.6612 | 225743.8763 | 0 | 904532.8135 |  | 73576.2601 | 232626.218 | 529960.9204 | 97303.3949 | 411176.4307 | 1344643.224 |  | 73576.2601 | 232626.218 | 529960.9204 | 97303.3949 | 411176.4307 | 1344643.224 |  | 49468.294 | 182406.5069 | 714017.7893 | 206715.6568 | 525597.1609 | 1678205.4079 |  | 49468.294 | 182406.5069 | 714017.7893 | 206715.6568 | 525597.1609 | 1678205.4079
| EHV Transformer |  | 0 | 0 | C1 | 0 | 0 | 0 | 0 | 0 | 0 | 0 | 0 | 0 | 0 | 0 | 0 | 0 | 0 | 0 | 0 | 0 | 0 | 0 | 0 | 0 | 0 | 0 | 0 | 0 | 0 | 0 | 0 | 0 | 0 | 0 | 0 | 0 | 0 | 0 | 0 |  |  | C1 | 0.0085067 | 0.0085067 | 0.031863 | 0.066088 | 0.13524 | C1 | 214942.0641 | 214942.0641 | 214942.0641 | 214942.0641 | 214942.0641 | C1 | 1828.4498 | 1828.4498 | 6848.6302 | 14205.0866 | 29069.6931 | C1 | 0 | 0 | 0 | 0 | 0 | 0 |  | 0 | 0 | 0 | 0 | 0 | 0 |  | 0 | 0 | 0 | 0 | 0 | 0 |  | 0 | 0 | 0 | 0 | 0 | 0 |  | 0 | 0 | 0 | 0 | 0 | 0 |  | 0 | 0 | 0 | 0 | 0 | 0
|  |  | 44 | 47 | C2 | 9 | 27 | 7 | 1 | 0 | 44 | 8 | 25 | 7 | 1 | 1 | 42 | 0 | 0 | 0 | 0 | 0 | 0 | 7 | 16 | 15 | 6 | 0 | 44 | 3 | 0 | 0 | 0 | 0 | 3 | 6 | 6 | 26 | 6 | 0 | 44 |  |  | C2 | 0.0085067 | 0.0085067 | 0.031863 | 0.066088 | 0.13524 | C2 | 307060.0915 | 307060.0915 | 307060.0915 | 307060.0915 | 307060.0915 | C2 | 2612.0712 | 2612.0712 | 9783.7574 | 20292.9809 | 41528.133 | C2 | 20896.5692 | 65301.7788 | 68486.3021 | 20292.9809 | 41528.133 | 216505.7639 |  | 23508.6404 | 70525.9211 | 68486.3021 | 20292.9809 | 0 | 182813.8444 |  | 18284.4981 | 41793.1384 | 146756.3616 | 121757.8853 | 0 | 328591.8833 |  | 18284.4981 | 41793.1384 | 146756.3616 | 121757.8853 | 0 | 328591.8833 |  | 15672.4269 | 15672.4269 | 254377.6934 | 121757.8853 | 0 | 407480.4325 |  | 23508.6404 | 15672.4269 | 254377.6934 | 121757.8853 | 0 | 415316.6459
|  |  | 193 | 193 | C3 | 4 | 144 | 33 | 7 | 5 | 193 | 3 | 143 | 33 | 8 | 6 | 193 | 0 | 0 | 0 | 0 | 0 | 0 | 2 | 115 | 60 | 4 | 12 | 193 | 0 | 0 | 0 | 0 | 0 | 0 | 1 | 80 | 92 | 8 | 12 | 193 |  |  | C3 | 0.0085067 | 0.0085067 | 0.031863 | 0.066088 | 0.13524 | C3 | 460590.1373 | 460590.1373 | 460590.1373 | 460590.1373 | 460590.1373 | C3 | 3918.1067 | 3918.1067 | 14675.6362 | 30439.4713 | 62292.1995 | C3 | 11754.3202 | 560289.262 | 484295.9932 | 243515.7706 | 373753.1968 | 1673608.5427 |  | 15672.4269 | 564207.3687 | 484295.9932 | 213076.2993 | 311460.9973 | 1588713.0853 |  | 7836.2135 | 450582.2736 | 880538.1694 | 121757.8853 | 747506.3935 | 2208220.9353 |  | 7836.2135 | 450582.2736 | 880538.1694 | 121757.8853 | 747506.3935 | 2208220.9353 |  | 3918.1067 | 313448.5382 | 1350158.5264 | 243515.7706 | 747506.3935 | 2658547.3354 |  | 3918.1067 | 313448.5382 | 1350158.5264 | 243515.7706 | 747506.3935 | 2658547.3354
|  |  | 51 | 51 | C4 | 7 | 32 | 10 | 2 | 0 | 51 | 4 | 32 | 10 | 3 | 2 | 51 | 0 | 0 | 0 | 0 | 0 | 0 | 4 | 25 | 17 | 4 | 1 | 51 | 0 | 0 | 0 | 0 | 0 | 0 | 3 | 18 | 23 | 6 | 1 | 51 |  |  | C4 | 0.0085067 | 0.0085067 | 0.031863 | 0.066088 | 0.13524 | C4 | 767650.2289 | 767650.2289 | 767650.2289 | 767650.2289 | 767650.2289 | C4 | 6530.1779 | 6530.1779 | 24459.3936 | 50732.4522 | 103820.3324 | C4 | 26120.7115 | 208965.6921 | 244593.9359 | 152197.3566 | 207640.6649 | 839518.3611 |  | 45711.2451 | 208965.6921 | 244593.9359 | 101464.9044 | 0 | 600735.7776 |  | 26120.7115 | 163254.447 | 415809.6911 | 202929.8088 | 103820.3324 | 911934.9908 |  | 26120.7115 | 163254.447 | 415809.6911 | 202929.8088 | 103820.3324 | 911934.9908 |  | 19590.5336 | 117543.2018 | 562566.0527 | 304394.7132 | 103820.3324 | 1107914.8338 |  | 19590.5336 | 117543.2018 | 562566.0527 | 304394.7132 | 103820.3324 | 1107914.8338
|  |  | 288 | 291 |  | 20 | 203 | 50 | 10 | 5 |  | 15 | 200 | 50 | 12 | 9 |  | 0 | 0 | 0 | 0 | 0 |  | 13 | 156 | 92 | 14 | 13 |  | 3 | 0 | 0 | 0 | 0 |  | 10 | 104 | 141 | 20 | 13 | [22 empty] | 58771.6009 | 834556.7329 | 797376.2312 | 416006.1081 | 622921.9946 | 2729632.6676 |  | 84892.3124 | 843698.9819 | 797376.2312 | 334834.1846 | 311460.9973 | 2372262.7074 |  | 52241.423 | 655629.859 | 1443104.2221 | 446445.5794 | 851326.726 | 3448747.8095 |  | 52241.423 | 655629.859 | 1443104.2221 | 446445.5794 | 851326.726 | 3448747.8095 |  | 39181.0673 | 446664.1669 | 2167102.2725 | 669668.3691 | 851326.726 | 4173942.6017 |  | 47017.2807 | 446664.1669 | 2167102.2725 | 669668.3691 | 851326.726 | 4181778.8152
| EHV UG Cable (Gas) |  | 3 | 3 | C1 | 0 | 0 | 0 | 3 | 0 | 3 | 0 | 0 | 0 | 5 | 0 | 5 | 0 | 0 | 0 | 0 | 0 | 0 | 0 | 0 | 0 | 0 | 3 | 3 | 0 | 0 | 0 | 0 | 0 | 0 | 0 | 0 | 0 | 0 | 3 | 3 |  |  | C1 | 0.0005345 | 0.0005345 | 0.0020035 | 0.004131 | 0.0085 | C1 | 441669.2 | 441669.2 | 441669.2 | 441669.2 | 441669.2 | C1 | 236.0722 | 236.0722 | 884.8842 | 1824.5355 | 3754.1882 | C1 | 0 | 0 | 0 | 9122.6773 | 0 | 9122.6773 |  | 0 | 0 | 0 | 5473.6064 | 0 | 5473.6064 |  | 0 | 0 | 0 | 0 | 11262.5646 | 11262.5646 |  | 0 | 0 | 0 | 0 | 11262.5646 | 11262.5646 |  | 0 | 0 | 0 | 0 | 11262.5646 | 11262.5646 |  | 0 | 0 | 0 | 0 | 11262.5646 | 11262.5646
|  |  | 4 | 4 | C2 | 0 | 0 | 0 | 4 | 0 | 4 | 0 | 0 | 0 | 0 | 0 | 0 | 0 | 0 | 0 | 0 | 0 | 0 | 0 | 0 | 0 | 0 | 4 | 4 | 0 | 0 | 0 | 0 | 0 | 0 | 0 | 0 | 0 | 0 | 4 | 4 |  |  | C2 | 0.0005345 | 0.0005345 | 0.0020035 | 0.004131 | 0.0085 | C2 | 630956 | 630956 | 630956 | 630956 | 630956 | C2 | 337.246 | 337.246 | 1264.1203 | 2606.4792 | 5363.126 | C2 | 0 | 0 | 0 | 0 | 0 | 0 |  | 0 | 0 | 0 | 10425.9169 | 0 | 10425.9169 |  | 0 | 0 | 0 | 0 | 21452.504 | 21452.504 |  | 0 | 0 | 0 | 0 | 21452.504 | 21452.504 |  | 0 | 0 | 0 | 0 | 21452.504 | 21452.504 |  | 0 | 0 | 0 | 0 | 21452.504 | 21452.504
|  |  | 7 | 7 | C3 | 0 | 0 | 0 | 7 | 0 | 7 | 0 | 0 | 0 | 0 | 0 | 0 | 0 | 0 | 0 | 0 | 0 | 0 | 0 | 0 | 0 | 0 | 7 | 7 | 0 | 0 | 0 | 0 | 0 | 0 | 0 | 0 | 0 | 0 | 7 | 7 |  |  | C3 | 0.0005345 | 0.0005345 | 0.0020035 | 0.004131 | 0.0085 | C3 | 946434 | 946434 | 946434 | 946434 | 946434 | C3 | 505.869 | 505.869 | 1896.1805 | 3909.7189 | 8044.689 | C3 | 0 | 0 | 0 | 0 | 0 | 0 |  | 0 | 0 | 0 | 27368.032 | 0 | 27368.032 |  | 0 | 0 | 0 | 0 | 56312.823 | 56312.823 |  | 0 | 0 | 0 | 0 | 56312.823 | 56312.823 |  | 0 | 0 | 0 | 0 | 56312.823 | 56312.823 |  | 0 | 0 | 0 | 0 | 56312.823 | 56312.823
|  |  | 19 | 19 | C4 | 0 | 0 | 0 | 19 | 0 | 19 | 0 | 0 | 0 | 28 | 0 | 28 | 0 | 0 | 0 | 0 | 0 | 0 | 0 | 0 | 0 | 1 | 18 | 19 | 0 | 0 | 0 | 0 | 0 | 0 | 0 | 0 | 0 | 0 | 19 | 19 |  |  | C4 | 0.0005345 | 0.0005345 | 0.0020035 | 0.004131 | 0.0085 | C4 | 1577390 | 1577390 | 1577390 | 1577390 | 1577390 | C4 | 843.115 | 843.115 | 3160.3009 | 6516.1981 | 13407.815 | C4 | 0 | 0 | 0 | 182453.5465 | 0 | 182453.5465 |  | 0 | 0 | 0 | 123807.7637 | 0 | 123807.7637 |  | 0 | 0 | 0 | 6516.1981 | 241340.67 | 247856.8681 |  | 0 | 0 | 0 | 6516.1981 | 241340.67 | 247856.8681 |  | 0 | 0 | 0 | 0 | 254748.485 | 254748.485 |  | 0 | 0 | 0 | 0 | 254748.485 | 254748.485
|  |  | 33 | 33 |  | 0 | 0 | 0 | 33 | 0 |  | 0 | 0 | 0 | 33 | 0 |  | 0 | 0 | 0 | 0 | 0 |  | 0 | 0 | 0 | 1 | 32 |  | 0 | 0 | 0 | 0 | 0 |  | 0 | 0 | 0 | 0 | 33 | [22 empty] | 0 | 0 | 0 | 191576.2238 | 0 | 191576.2238 |  | 0 | 0 | 0 | 167075.319 | 0 | 167075.319 |  | 0 | 0 | 0 | 6516.1981 | 330368.5616 | 336884.7597 |  | 0 | 0 | 0 | 6516.1981 | 330368.5616 | 336884.7597 |  | 0 | 0 | 0 | 0 | 343776.3766 | 343776.3766 |  | 0 | 0 | 0 | 0 | 343776.3766 | 343776.3766
| EHV UG Cable (Oil) |  | 62 | 62 | C1 | 0 | 38 | 17 | 1 | 6 | 62 | 0 | 47 | 12 | 1 | 2 | 62 | 0 | 0 | 0 | 0 | 0 | 0 | 0 | 30 | 22 | 3 | 7 | 62 | 0 | 0 | 0 | 0 | 0 | 0 | 0 | 17 | 33 | 4 | 8 | 62 |  |  | C1 | 0.0005345 | 0.0005345 | 0.0020035 | 0.004131 | 0.0085 | C1 | 495225.661 | 495225.661 | 495225.661 | 495225.661 | 495225.661 | C1 | 264.6981 | 264.6981 | 992.1846 | 2045.7772 | 4209.4181 | C1 | 0 | 12440.8114 | 11906.2153 | 2045.7772 | 8418.8362 | 34811.6402 |  | 0 | 10058.5284 | 16867.1384 | 2045.7772 | 25256.5087 | 54227.9527 |  | 0 | 7940.9435 | 21828.0615 | 6137.3316 | 29465.9268 | 65372.2634 |  | 0 | 7940.9435 | 21828.0615 | 6137.3316 | 29465.9268 | 65372.2634 |  | 0 | 4499.868 | 32742.0922 | 8183.1088 | 33675.3449 | 79100.4139 |  | 0 | 4499.868 | 32742.0922 | 8183.1088 | 33675.3449 | 79100.4139
|  |  | 36 | 36 | C2 | 0 | 22 | 10 | 0 | 4 | 36 | 0 | 19 | 14 | 2 | 1 | 36 | 0 | 0 | 0 | 0 | 0 | 0 | 0 | 17 | 13 | 2 | 4 | 36 | 0 | 0 | 0 | 0 | 0 | 0 | 0 | 11 | 19 | 2 | 4 | 36 |  |  | C2 | 0.0005345 | 0.0005345 | 0.0020035 | 0.004131 | 0.0085 | C2 | 707465.23 | 707465.23 | 707465.23 | 707465.23 | 707465.23 | C2 | 378.1402 | 378.1402 | 1417.4066 | 2922.5389 | 6013.4545 | C2 | 0 | 7184.6631 | 19843.6922 | 5845.0777 | 6013.4545 | 38886.8876 |  | 0 | 8319.0836 | 14174.0659 | 0 | 24053.8178 | 46546.9673 |  | 0 | 6428.3828 | 18426.2856 | 5845.0777 | 24053.8178 | 54753.564 |  | 0 | 6428.3828 | 18426.2856 | 5845.0777 | 24053.8178 | 54753.564 |  | 0 | 4159.5418 | 26930.7252 | 5845.0777 | 24053.8178 | 60989.1625 |  | 0 | 4159.5418 | 26930.7252 | 5845.0777 | 24053.8178 | 60989.1625
|  |  | 53 | 53 | C3 | 0 | 31 | 15 | 1 | 6 | 53 | 0 | 47 | 4 | 0 | 2 | 53 | 0 | 0 | 0 | 0 | 0 | 0 | 0 | 26 | 19 | 2 | 6 | 53 | 0 | 0 | 0 | 0 | 0 | 0 | 0 | 15 | 28 | 3 | 7 | 53 |  |  | C3 | 0.0005345 | 0.0005345 | 0.0020035 | 0.004131 | 0.0085 | C3 | 1061197.845 | 1061197.845 | 1061197.845 | 1061197.845 | 1061197.845 | C3 | 567.2102 | 567.2102 | 2126.1099 | 4383.8083 | 9020.1817 | C3 | 0 | 26658.8817 | 8504.4395 | 0 | 18040.3634 | 53203.6846 |  | 0 | 17583.5177 | 31891.6482 | 4383.8083 | 54121.0901 | 107980.0643 |  | 0 | 14747.4665 | 40396.0878 | 8767.6166 | 54121.0901 | 118032.2609 |  | 0 | 14747.4665 | 40396.0878 | 8767.6166 | 54121.0901 | 118032.2609 |  | 0 | 8508.1537 | 59531.0767 | 13151.4249 | 63141.2718 | 144331.9271 |  | 0 | 8508.1537 | 59531.0767 | 13151.4249 | 63141.2718 | 144331.9271
|  |  | 444 | 444 | C4 | 0 | 267 | 125 | 6 | 46 | 444 | 0 | 339 | 88 | 8 | 9 | 444 | 0 | 0 | 0 | 0 | 0 | 0 | 0 | 214 | 160 | 19 | 51 | 444 | 0 | 0 | 0 | 0 | 0 | 0 | 0 | 126 | 237 | 27 | 54 | 444 |  |  | C4 | 0.0005345 | 0.0005345 | 0.0020035 | 0.004131 | 0.0085 | C4 | 1768663.075 | 1768663.075 | 1768663.075 | 1768663.075 | 1768663.075 | C4 | 945.3504 | 945.3504 | 3543.5165 | 7306.3472 | 15033.6361 | C4 | 0 | 320473.7902 | 311829.4494 | 58450.7773 | 135302.7252 | 826056.7422 |  | 0 | 252408.5604 | 442939.5588 | 43838.083 | 691547.2623 | 1430733.4646 |  | 0 | 202304.9885 | 566962.6353 | 138820.5961 | 766715.443 | 1674803.6629 |  | 0 | 202304.9885 | 566962.6353 | 138820.5961 | 766715.443 | 1674803.6629 |  | 0 | 119114.1521 | 839813.4036 | 197271.3734 | 811816.3514 | 1968015.2805 |  | 0 | 119114.1521 | 839813.4036 | 197271.3734 | 811816.3514 | 1968015.2805
|  |  | 595 | 595 |  | 0 | 358 | 167 | 8 | 62 |  | 0 | 452 | 118 | 11 | 14 |  | 0 | 0 | 0 | 0 | 0 |  | 0 | 287 | 214 | 26 | 68 |  | 0 | 0 | 0 | 0 | 0 |  | 0 | 169 | 317 | 36 | 73 | [22 empty] | 0 | 366758.1465 | 352083.7965 | 66341.6322 | 167775.3793 | 952958.9545 |  | 0 | 288369.6902 | 505872.4114 | 50267.6685 | 794978.679 | 1639488.449 |  | 0 | 231421.7812 | 647613.0702 | 159570.622 | 874356.2778 | 1912961.7512 |  | 0 | 231421.7812 | 647613.0702 | 159570.622 | 874356.2778 | 1912961.7512 |  | 0 | 136281.7156 | 959017.2976 | 224450.9848 | 932686.786 | 2252436.7841 |  | 0 | 136281.7156 | 959017.2976 | 224450.9848 | 932686.786 | 2252436.7841
| EHV UG Cable (Non Pressurised) |  | 0 | 0 | C1 | 0 | 0 | 0 | 0 | 0 | 0 | 0 | 0 | 0 | 0 | 0 | 0 | 0 | 0 | 0 | 0 | 0 | 0 | 0 | 0 | 0 | 0 | 0 | 0 | 0 | 0 | 0 | 0 | 0 | 0 | 0 | 0 | 0 | 0 | 0 | 0 |  |  | C1 | 0 | 0 | 0 | 0 | 0 | C1 | 0 | 0 | 0 | 0 | 0 | C1 | [5 empty] | C1 | [5 empty] | 0 | [6 empty] | 0 | [6 empty] | 0 | [6 empty] | 0 | [6 empty] | 0 | [6 empty] | 0
|  |  | 0 | 0 | C2 | 0 | 0 | 0 | 0 | 0 | 0 | 0 | 0 | 0 | 0 | 0 | 0 | 0 | 0 | 0 | 0 | 0 | 0 | 0 | 0 | 0 | 0 | 0 | 0 | 0 | 0 | 0 | 0 | 0 | 0 | 0 | 0 | 0 | 0 | 0 | 0 |  |  | C2 | 0 | 0 | 0 | 0 | 0 | C2 | 0 | 0 | 0 | 0 | 0 | C2 | [5 empty] | C2 | [5 empty] | 0 | [6 empty] | 0 | [6 empty] | 0 | [6 empty] | 0 | [6 empty] | 0 | [6 empty] | 0
|  |  | 0 | 0 | C3 | 0 | 0 | 0 | 0 | 0 | 0 | 0 | 0 | 0 | 0 | 0 | 0 | 0 | 0 | 0 | 0 | 0 | 0 | 0 | 0 | 0 | 0 | 0 | 0 | 0 | 0 | 0 | 0 | 0 | 0 | 0 | 0 | 0 | 0 | 0 | 0 |  |  | C3 | 0 | 0 | 0 | 0 | 0 | C3 | 0 | 0 | 0 | 0 | 0 | C3 | [5 empty] | C3 | [5 empty] | 0 | [6 empty] | 0 | [6 empty] | 0 | [6 empty] | 0 | [6 empty] | 0 | [6 empty] | 0
|  |  | 0 | 0 | C4 | 0 | 0 | 0 | 0 | 0 | 0 | 0 | 0 | 0 | 0 | 0 | 0 | 0 | 0 | 0 | 0 | 0 | 0 | 0 | 0 | 0 | 0 | 0 | 0 | 0 | 0 | 0 | 0 | 0 | 0 | 0 | 0 | 0 | 0 | 0 | 0 |  |  | C4 | 0 | 0 | 0 | 0 | 0 | C4 | 0 | 0 | 0 | 0 | 0 | C4 | [5 empty] | C4 | [5 empty] | 0 | [6 empty] | 0 | [6 empty] | 0 | [6 empty] | 0 | [6 empty] | 0 | [6 empty] | 0
|  |  | 0 | 0 |  | 0 | 0 | 0 | 0 | 0 |  | 0 | 0 | 0 | 0 | 0 |  | 0 | 0 | 0 | 0 | 0 |  | 0 | 0 | 0 | 0 | 0 |  | 0 | 0 | 0 | 0 | 0 |  | 0 | 0 | 0 | 0 | 0 | [22 empty] | 0 | 0 | 0 | 0 | 0 | 0 |  | 0 | 0 | 0 | 0 | 0 | 0 |  | 0 | 0 | 0 | 0 | 0 | 0 |  | 0 | 0 | 0 | 0 | 0 | 0 |  | 0 | 0 | 0 | 0 | 0 | 0 |  | 0 | 0 | 0 | 0 | 0 | 0
| EHV OHL Support - Towers |  | 1 | 1 | C1 | 0 | 1 | 0 | 0 | 0 | 1 | 0 | 1 | 0 | 0 | 0 | 1 | 0 | 0 | 0 | 0 | 0 | 0 | 0 | 1 | 0 | 0 | 0 | 1 | 0 | 0 | 0 | 0 | 0 | 0 | 0 | 1 | 0 | 0 | 0 | 1 |  |  | C1 | 0 | 0 | 8.0765e-05 | 0.00028033 | 0.00065359 | C1 | 304705.1 | 304705.1 | 304705.1 | 304705.1 | 304705.1 | C1 | 0 | 0 | 24.6095 | 85.4195 | 199.1537 | C1 | 0 | 0 | 0 | 0 | 0 | 0 |  | 0 | 0 | 0 | 0 | 0 | 0 |  | 0 | 0 | 0 | 0 | 0 | 0 |  | 0 | 0 | 0 | 0 | 0 | 0 |  | 0 | 0 | 0 | 0 | 0 | 0 |  | 0 | 0 | 0 | 0 | 0 | 0
|  |  | 20 | 20 | C2 | 0 | 14 | 6 | 0 | 0 | 20 | 0 | 14 | 6 | 0 | 0 | 20 | 0 | 0 | 0 | 0 | 0 | 0 | 0 | 14 | 6 | 0 | 0 | 20 | 0 | 0 | 0 | 0 | 0 | 0 | 0 | 14 | 6 | 0 | 0 | 20 |  |  | C2 | 0 | 0 | 8.0765e-05 | 0.00028033 | 0.00065359 | C2 | 435293 | 435293 | 435293 | 435293 | 435293 | C2 | 0 | 0 | 35.1564 | 122.0279 | 284.5053 | C2 | 0 | 0 | 210.9386 | 0 | 0 | 210.9386 |  | 0 | 0 | 210.9386 | 0 | 0 | 210.9386 |  | 0 | 0 | 210.9386 | 0 | 0 | 210.9386 |  | 0 | 0 | 210.9386 | 0 | 0 | 210.9386 |  | 0 | 0 | 210.9386 | 0 | 0 | 210.9386 |  | 0 | 0 | 210.9386 | 0 | 0 | 210.9386
|  |  | 6 | 6 | C3 | 0 | 4 | 2 | 0 | 0 | 6 | 0 | 4 | 2 | 0 | 0 | 6 | 0 | 0 | 0 | 0 | 0 | 0 | 0 | 4 | 2 | 0 | 0 | 6 | 0 | 0 | 0 | 0 | 0 | 0 | 0 | 4 | 2 | 0 | 0 | 6 |  |  | C3 | 0 | 0 | 8.0765e-05 | 0.00028033 | 0.00065359 | C3 | 652939.5 | 652939.5 | 652939.5 | 652939.5 | 652939.5 | C3 | 0 | 0 | 52.7347 | 183.0418 | 426.758 | C3 | 0 | 0 | 105.4693 | 0 | 0 | 105.4693 |  | 0 | 0 | 105.4693 | 0 | 0 | 105.4693 |  | 0 | 0 | 105.4693 | 0 | 0 | 105.4693 |  | 0 | 0 | 105.4693 | 0 | 0 | 105.4693 |  | 0 | 0 | 105.4693 | 0 | 0 | 105.4693 |  | 0 | 0 | 105.4693 | 0 | 0 | 105.4693
|  |  | 1 | 1 | C4 | 0 | 1 | 0 | 0 | 0 | 1 | 0 | 1 | 0 | 0 | 0 | 1 | 0 | 0 | 0 | 0 | 0 | 0 | 0 | 1 | 0 | 0 | 0 | 1 | 0 | 0 | 0 | 0 | 0 | 0 | 0 | 1 | 0 | 0 | 0 | 1 |  |  | C4 | 0 | 0 | 8.0765e-05 | 0.00028033 | 0.00065359 | C4 | 1088232.5 | 1088232.5 | 1088232.5 | 1088232.5 | 1088232.5 | C4 | 0 | 0 | 87.8911 | 305.0697 | 711.2633 | C4 | 0 | 0 | 0 | 0 | 0 | 0 |  | 0 | 0 | 0 | 0 | 0 | 0 |  | 0 | 0 | 0 | 0 | 0 | 0 |  | 0 | 0 | 0 | 0 | 0 | 0 |  | 0 | 0 | 0 | 0 | 0 | 0 |  | 0 | 0 | 0 | 0 | 0 | 0
|  |  | 28 | 28 |  | 0 | 20 | 8 | 0 | 0 |  | 0 | 20 | 8 | 0 | 0 |  | 0 | 0 | 0 | 0 | 0 |  | 0 | 20 | 8 | 0 | 0 |  | 0 | 0 | 0 | 0 | 0 |  | 0 | 20 | 8 | 0 | 0 | [22 empty] | 0 | 0 | 316.408 | 0 | 0 | 316.408 |  | 0 | 0 | 316.408 | 0 | 0 | 316.408 |  | 0 | 0 | 316.408 | 0 | 0 | 316.408 |  | 0 | 0 | 316.408 | 0 | 0 | 316.408 |  | 0 | 0 | 316.408 | 0 | 0 | 316.408 |  | 0 | 0 | 316.408 | 0 | 0 | 316.408
| EHV OHL Support - Poles |  | 0 | 0 | C1 | 0 | 0 | 0 | 0 | 0 | 0 | 0 | 0 | 0 | 0 | 0 | 0 | 0 | 0 | 0 | 0 | 0 | 0 | 0 | 0 | 0 | 0 | 0 | 0 | 0 | 0 | 0 | 0 | 0 | 0 | 0 | 0 | 0 | 0 | 0 | 0 |  |  | C1 | 0.00034278 | 0.00034278 | 0.0012899 | 0.0027115 | 0.0041802 | C1 | 0 | 0 | 0 | 0 | 0 | C1 | [5 empty] | C1 | [5 empty] | 0 | [6 empty] | 0 | [6 empty] | 0 | [6 empty] | 0 | [6 empty] | 0 | [6 empty] | 0
|  |  | 0 | 0 | C2 | 0 | 0 | 0 | 0 | 0 | 0 | 0 | 0 | 0 | 0 | 0 | 0 | 0 | 0 | 0 | 0 | 0 | 0 | 0 | 0 | 0 | 0 | 0 | 0 | 0 | 0 | 0 | 0 | 0 | 0 | 0 | 0 | 0 | 0 | 0 | 0 |  |  | C2 | 0.00034278 | 0.00034278 | 0.0012899 | 0.0027115 | 0.0041802 | C2 | 0 | 0 | 0 | 0 | 0 | C2 | [5 empty] | C2 | [5 empty] | 0 | [6 empty] | 0 | [6 empty] | 0 | [6 empty] | 0 | [6 empty] | 0 | [6 empty] | 0
|  |  | 0 | 0 | C3 | 0 | 0 | 0 | 0 | 0 | 0 | 0 | 0 | 0 | 0 | 0 | 0 | 0 | 0 | 0 | 0 | 0 | 0 | 0 | 0 | 0 | 0 | 0 | 0 | 0 | 0 | 0 | 0 | 0 | 0 | 0 | 0 | 0 | 0 | 0 | 0 |  |  | C3 | 0.00034278 | 0.00034278 | 0.0012899 | 0.0027115 | 0.0041802 | C3 | 0 | 0 | 0 | 0 | 0 | C3 | [5 empty] | C3 | [5 empty] | 0 | [6 empty] | 0 | [6 empty] | 0 | [6 empty] | 0 | [6 empty] | 0 | [6 empty] | 0
|  |  | 0 | 0 | C4 | 0 | 0 | 0 | 0 | 0 | 0 | 0 | 0 | 0 | 0 | 0 | 0 | 0 | 0 | 0 | 0 | 0 | 0 | 0 | 0 | 0 | 0 | 0 | 0 | 0 | 0 | 0 | 0 | 0 | 0 | 0 | 0 | 0 | 0 | 0 | 0 |  |  | C4 | 0.00034278 | 0.00034278 | 0.0012899 | 0.0027115 | 0.0041802 | C4 | 0 | 0 | 0 | 0 | 0 | C4 | [5 empty] | C4 | [5 empty] | 0 | [6 empty] | 0 | [6 empty] | 0 | [6 empty] | 0 | [6 empty] | 0 | [6 empty] | 0
|  |  | 0 | 0 |  | 0 | 0 | 0 | 0 | 0 |  | 0 | 0 | 0 | 0 | 0 |  | 0 | 0 | 0 | 0 | 0 |  | 0 | 0 | 0 | 0 | 0 |  | 0 | 0 | 0 | 0 | 0 |  | 0 | 0 | 0 | 0 | 0 | [22 empty] | 0 | 0 | 0 | 0 | 0 | 0 |  | 0 | 0 | 0 | 0 | 0 | 0 |  | 0 | 0 | 0 | 0 | 0 | 0 |  | 0 | 0 | 0 | 0 | 0 | 0 |  | 0 | 0 | 0 | 0 | 0 | 0 |  | 0 | 0 | 0 | 0 | 0 | 0
| EHV OHL Fittings and Conductors (Tower Lines) |  | 0 | 0 | C1 | 0 | 0 | 0 | 0 | 0 | 0 | 0 | 0 | 0 | 0 | 0 | 0 | 0 | 0 | 0 | 0 | 0 | 0 | 0 | 0 | 0 | 0 | 0 | 0 | 0 | 0 | 0 | 0 | 0 | 0 | 0 | 0 | 0 | 0 | 0 | 0 |  |  | C1 | 0 | 0 | 8.0765e-05 | 0.00026322 | 0.00051074 | C1 | 304705.1 | 304705.1 | 304705.1 | 304705.1 | 304705.1 | C1 | 0 | 0 | 24.6095 | 80.203 | 155.6266 | C1 | 0 | 0 | 0 | 0 | 0 | 0 |  | 0 | 0 | 0 | 0 | 0 | 0 |  | 0 | 0 | 0 | 0 | 0 | 0 |  | 0 | 0 | 0 | 0 | 0 | 0 |  | 0 | 0 | 0 | 0 | 0 | 0 |  | 0 | 0 | 0 | 0 | 0 | 0
|  |  | 15 | 15 | C2 | 0 | 0 | 0 | 15 | 0 | 15 | 0 | 0 | 0 | 15 | 0 | 15 | 0 | 0 | 0 | 0 | 0 | 0 | 0 | 0 | 0 | 15 | 0 | 15 | 0 | 0 | 0 | 0 | 0 | 0 | 0 | 0 | 0 | 15 | 0 | 15 |  |  | C2 | 0 | 0 | 8.0765e-05 | 0.00026322 | 0.00051074 | C2 | 435293 | 435293 | 435293 | 435293 | 435293 | C2 | 0 | 0 | 35.1564 | 114.5756 | 222.3237 | C2 | 0 | 0 | 0 | 1718.6347 | 0 | 1718.6347 |  | 0 | 0 | 0 | 1718.6347 | 0 | 1718.6347 |  | 0 | 0 | 0 | 1718.6347 | 0 | 1718.6347 |  | 0 | 0 | 0 | 1718.6347 | 0 | 1718.6347 |  | 0 | 0 | 0 | 1718.6347 | 0 | 1718.6347 |  | 0 | 0 | 0 | 1718.6347 | 0 | 1718.6347
|  |  | 0 | 0 | C3 | 0 | 0 | 0 | 0 | 0 | 0 | 0 | 0 | 0 | 0 | 0 | 0 | 0 | 0 | 0 | 0 | 0 | 0 | 0 | 0 | 0 | 0 | 0 | 0 | 0 | 0 | 0 | 0 | 0 | 0 | 0 | 0 | 0 | 0 | 0 | 0 |  |  | C3 | 0 | 0 | 8.0765e-05 | 0.00026322 | 0.00051074 | C3 | 652939.5 | 652939.5 | 652939.5 | 652939.5 | 652939.5 | C3 | 0 | 0 | 52.7347 | 171.8635 | 333.4856 | C3 | 0 | 0 | 0 | 0 | 0 | 0 |  | 0 | 0 | 0 | 0 | 0 | 0 |  | 0 | 0 | 0 | 0 | 0 | 0 |  | 0 | 0 | 0 | 0 | 0 | 0 |  | 0 | 0 | 0 | 0 | 0 | 0 |  | 0 | 0 | 0 | 0 | 0 | 0
|  |  | 0 | 0 | C4 | 0 | 0 | 0 | 0 | 0 | 0 | 0 | 0 | 0 | 0 | 0 | 0 | 0 | 0 | 0 | 0 | 0 | 0 | 0 | 0 | 0 | 0 | 0 | 0 | 0 | 0 | 0 | 0 | 0 | 0 | 0 | 0 | 0 | 0 | 0 | 0 |  |  | C4 | 0 | 0 | 8.0765e-05 | 0.00026322 | 0.00051074 | C4 | 1088232.5 | 1088232.5 | 1088232.5 | 1088232.5 | 1088232.5 | C4 | 0 | 0 | 87.8911 | 286.4391 | 555.8093 | C4 | 0 | 0 | 0 | 0 | 0 | 0 |  | 0 | 0 | 0 | 0 | 0 | 0 |  | 0 | 0 | 0 | 0 | 0 | 0 |  | 0 | 0 | 0 | 0 | 0 | 0 |  | 0 | 0 | 0 | 0 | 0 | 0 |  | 0 | 0 | 0 | 0 | 0 | 0
|  |  | 15 | 15 |  | 0 | 0 | 0 | 15 | 0 |  | 0 | 0 | 0 | 15 | 0 |  | 0 | 0 | 0 | 0 | 0 |  | 0 | 0 | 0 | 15 | 0 |  | 0 | 0 | 0 | 0 | 0 |  | 0 | 0 | 0 | 15 | 0 | [22 empty] | 0 | 0 | 0 | 1718.6347 | 0 | 1718.6347 |  | 0 | 0 | 0 | 1718.6347 | 0 | 1718.6347 |  | 0 | 0 | 0 | 1718.6347 | 0 | 1718.6347 |  | 0 | 0 | 0 | 1718.6347 | 0 | 1718.6347 |  | 0 | 0 | 0 | 1718.6347 | 0 | 1718.6347 |  | 0 | 0 | 0 | 1718.6347 | 0 | 1718.6347
| [Please insert new asset category as required] |  | 0 | 0 | C1 | 0 | 0 | 0 | 0 | 0 | 0 | 0 | 0 | 0 | 0 | 0 | 0 | 0 | 0 | 0 | 0 | 0 | 0 | 0 | 0 | 0 | 0 | 0 | 0 | 0 | 0 | 0 | 0 | 0 | 0 | 0 | 0 | 0 | 0 | 0 | 0 |  |  | C1 | 0 | 0 | 0 | 0 | 0 | C1 | 0 | 0 | 0 | 0 | 0 | C1 | [5 empty] | C1 | [5 empty] | 0 | [6 empty] | 0 | [6 empty] | 0 | [6 empty] | 0 | [6 empty] | 0 | [6 empty] | 0
|  |  | 0 | 0 | C2 | 0 | 0 | 0 | 0 | 0 | 0 | 0 | 0 | 0 | 0 | 0 | 0 | 0 | 0 | 0 | 0 | 0 | 0 | 0 | 0 | 0 | 0 | 0 | 0 | 0 | 0 | 0 | 0 | 0 | 0 | 0 | 0 | 0 | 0 | 0 | 0 |  |  | C2 | 0 | 0 | 0 | 0 | 0 | C2 | 0 | 0 | 0 | 0 | 0 | C2 | [5 empty] | C2 | [5 empty] | 0 | [6 empty] | 0 | [6 empty] | 0 | [6 empty] | 0 | [6 empty] | 0 | [6 empty] | 0
|  |  | 0 | 0 | C3 | 0 | 0 | 0 | 0 | 0 | 0 | 0 | 0 | 0 | 0 | 0 | 0 | 0 | 0 | 0 | 0 | 0 | 0 | 0 | 0 | 0 | 0 | 0 | 0 | 0 | 0 | 0 | 0 | 0 | 0 | 0 | 0 | 0 | 0 | 0 | 0 |  |  | C3 | 0 | 0 | 0 | 0 | 0 | C3 | 0 | 0 | 0 | 0 | 0 | C3 | [5 empty] | C3 | [5 empty] | 0 | [6 empty] | 0 | [6 empty] | 0 | [6 empty] | 0 | [6 empty] | 0 | [6 empty] | 0
|  |  | 0 | 0 | C4 | 0 | 0 | 0 | 0 | 0 | 0 | 0 | 0 | 0 | 0 | 0 | 0 | 0 | 0 | 0 | 0 | 0 | 0 | 0 | 0 | 0 | 0 | 0 | 0 | 0 | 0 | 0 | 0 | 0 | 0 | 0 | 0 | 0 | 0 | 0 | 0 |  |  | C4 | 0 | 0 | 0 | 0 | 0 | C4 | 0 | 0 | 0 | 0 | 0 | C4 | [5 empty] | C4 | [5 empty] | 0 | [6 empty] | 0 | [6 empty] | 0 | [6 empty] | 0 | [6 empty] | 0 | [6 empty] | 0
|  |  | 0 | 0 |  | 0 | 0 | 0 | 0 | 0 |  | 0 | 0 | 0 | 0 | 0 |  | 0 | 0 | 0 | 0 | 0 |  | 0 | 0 | 0 | 0 | 0 |  | 0 | 0 | 0 | 0 | 0 |  | 0 | 0 | 0 | 0 | 0 | [22 empty] | 0 | 0 | 0 | 0 | 0 | 0 |  | 0 | 0 | 0 | 0 | 0 | 0 |  | 0 | 0 | 0 | 0 | 0 | 0 |  | 0 | 0 | 0 | 0 | 0 | 0 |  | 0 | 0 | 0 | 0 | 0 | 0 |  | 0 | 0 | 0 | 0 | 0 | 0
| [Please insert new asset category as required] |  | 0 | 0 | C1 | 0 | 0 | 0 | 0 | 0 | 0 | 0 | 0 | 0 | 0 | 0 | 0 | 0 | 0 | 0 | 0 | 0 | 0 | 0 | 0 | 0 | 0 | 0 | 0 | 0 | 0 | 0 | 0 | 0 | 0 | 0 | 0 | 0 | 0 | 0 | 0 |  |  | C1 | 0 | 0 | 0 | 0 | 0 | C1 | 0 | 0 | 0 | 0 | 0 | C1 | [5 empty] | C1 | [5 empty] | 0 | [6 empty] | 0 | [6 empty] | 0 | [6 empty] | 0 | [6 empty] | 0 | [6 empty] | 0
|  |  | 0 | 0 | C2 | 0 | 0 | 0 | 0 | 0 | 0 | 0 | 0 | 0 | 0 | 0 | 0 | 0 | 0 | 0 | 0 | 0 | 0 | 0 | 0 | 0 | 0 | 0 | 0 | 0 | 0 | 0 | 0 | 0 | 0 | 0 | 0 | 0 | 0 | 0 | 0 |  |  | C2 | 0 | 0 | 0 | 0 | 0 | C2 | 0 | 0 | 0 | 0 | 0 | C2 | [5 empty] | C2 | [5 empty] | 0 | [6 empty] | 0 | [6 empty] | 0 | [6 empty] | 0 | [6 empty] | 0 | [6 empty] | 0
|  |  | 0 | 0 | C3 | 0 | 0 | 0 | 0 | 0 | 0 | 0 | 0 | 0 | 0 | 0 | 0 | 0 | 0 | 0 | 0 | 0 | 0 | 0 | 0 | 0 | 0 | 0 | 0 | 0 | 0 | 0 | 0 | 0 | 0 | 0 | 0 | 0 | 0 | 0 | 0 |  |  | C3 | 0 | 0 | 0 | 0 | 0 | C3 | 0 | 0 | 0 | 0 | 0 | C3 | [5 empty] | C3 | [5 empty] | 0 | [6 empty] | 0 | [6 empty] | 0 | [6 empty] | 0 | [6 empty] | 0 | [6 empty] | 0
|  |  | 0 | 0 | C4 | 0 | 0 | 0 | 0 | 0 | 0 | 0 | 0 | 0 | 0 | 0 | 0 | 0 | 0 | 0 | 0 | 0 | 0 | 0 | 0 | 0 | 0 | 0 | 0 | 0 | 0 | 0 | 0 | 0 | 0 | 0 | 0 | 0 | 0 | 0 | 0 |  |  | C4 | 0 | 0 | 0 | 0 | 0 | C4 | 0 | 0 | 0 | 0 | 0 | C4 | [5 empty] | C4 | [5 empty] | 0 | [6 empty] | 0 | [6 empty] | 0 | [6 empty] | 0 | [6 empty] | 0 | [6 empty] | 0
|  |  | 0 | 0 |  | 0 | 0 | 0 | 0 | 0 |  | 0 | 0 | 0 | 0 | 0 |  | 0 | 0 | 0 | 0 | 0 |  | 0 | 0 | 0 | 0 | 0 |  | 0 | 0 | 0 | 0 | 0 |  | 0 | 0 | 0 | 0 | 0 | [22 empty] | 0 | 0 | 0 | 0 | 0 | 0 |  | 0 | 0 | 0 | 0 | 0 | 0 |  | 0 | 0 | 0 | 0 | 0 | 0 |  | 0 | 0 | 0 | 0 | 0 | 0 |  | 0 | 0 | 0 | 0 | 0 | 0 |  | 0 | 0 | 0 | 0 | 0 | 0
| [Please insert new asset category as required] |  | 0 | 0 | C1 | 0 | 0 | 0 | 0 | 0 | 0 | 0 | 0 | 0 | 0 | 0 | 0 | 0 | 0 | 0 | 0 | 0 | 0 | 0 | 0 | 0 | 0 | 0 | 0 | 0 | 0 | 0 | 0 | 0 | 0 | 0 | 0 | 0 | 0 | 0 | 0 |  |  | C1 | 0 | 0 | 0 | 0 | 0 | C1 | 0 | 0 | 0 | 0 | 0 | C1 | [5 empty] | C1 | [5 empty] | 0 | [6 empty] | 0 | [6 empty] | 0 | [6 empty] | 0 | [6 empty] | 0 | [6 empty] | 0
|  |  | 0 | 0 | C2 | 0 | 0 | 0 | 0 | 0 | 0 | 0 | 0 | 0 | 0 | 0 | 0 | 0 | 0 | 0 | 0 | 0 | 0 | 0 | 0 | 0 | 0 | 0 | 0 | 0 | 0 | 0 | 0 | 0 | 0 | 0 | 0 | 0 | 0 | 0 | 0 |  |  | C2 | 0 | 0 | 0 | 0 | 0 | C2 | 0 | 0 | 0 | 0 | 0 | C2 | [5 empty] | C2 | [5 empty] | 0 | [6 empty] | 0 | [6 empty] | 0 | [6 empty] | 0 | [6 empty] | 0 | [6 empty] | 0
|  |  | 0 | 0 | C3 | 0 | 0 | 0 | 0 | 0 | 0 | 0 | 0 | 0 | 0 | 0 | 0 | 0 | 0 | 0 | 0 | 0 | 0 | 0 | 0 | 0 | 0 | 0 | 0 | 0 | 0 | 0 | 0 | 0 | 0 | 0 | 0 | 0 | 0 | 0 | 0 |  |  | C3 | 0 | 0 | 0 | 0 | 0 | C3 | 0 | 0 | 0 | 0 | 0 | C3 | [5 empty] | C3 | [5 empty] | 0 | [6 empty] | 0 | [6 empty] | 0 | [6 empty] | 0 | [6 empty] | 0 | [6 empty] | 0
|  |  | 0 | 0 | C4 | 0 | 0 | 0 | 0 | 0 | 0 | 0 | 0 | 0 | 0 | 0 | 0 | 0 | 0 | 0 | 0 | 0 | 0 | 0 | 0 | 0 | 0 | 0 | 0 | 0 | 0 | 0 | 0 | 0 | 0 | 0 | 0 | 0 | 0 | 0 | 0 |  |  | C4 | 0 | 0 | 0 | 0 | 0 | C4 | 0 | 0 | 0 | 0 | 0 | C4 | [5 empty] | C4 | [5 empty] | 0 | [6 empty] | 0 | [6 empty] | 0 | [6 empty] | 0 | [6 empty] | 0 | [6 empty] | 0
|  |  | 0 | 0 |  | 0 | 0 | 0 | 0 | 0 |  | 0 | 0 | 0 | 0 | 0 |  | 0 | 0 | 0 | 0 | 0 |  | 0 | 0 | 0 | 0 | 0 |  | 0 | 0 | 0 | 0 | 0 |  | 0 | 0 | 0 | 0 | 0 | [22 empty] | 0 | 0 | 0 | 0 | 0 | 0 |  | 0 | 0 | 0 | 0 | 0 | 0 |  | 0 | 0 | 0 | 0 | 0 | 0 |  | 0 | 0 | 0 | 0 | 0 | 0 |  | 0 | 0 | 0 | 0 | 0 | 0 |  | 0 | 0 | 0 | 0 | 0 | 0
| [Please insert new asset category as required] |  | 0 | 0 | C1 | 0 | 0 | 0 | 0 | 0 | 0 | 0 | 0 | 0 | 0 | 0 | 0 | 0 | 0 | 0 | 0 | 0 | 0 | 0 | 0 | 0 | 0 | 0 | 0 | 0 | 0 | 0 | 0 | 0 | 0 | 0 | 0 | 0 | 0 | 0 | 0 |  |  | C1 | 0 | 0 | 0 | 0 | 0 | C1 | 0 | 0 | 0 | 0 | 0 | C1 | [5 empty] | C1 | [5 empty] | 0 | [6 empty] | 0 | [6 empty] | 0 | [6 empty] | 0 | [6 empty] | 0 | [6 empty] | 0
|  |  | 0 | 0 | C2 | 0 | 0 | 0 | 0 | 0 | 0 | 0 | 0 | 0 | 0 | 0 | 0 | 0 | 0 | 0 | 0 | 0 | 0 | 0 | 0 | 0 | 0 | 0 | 0 | 0 | 0 | 0 | 0 | 0 | 0 | 0 | 0 | 0 | 0 | 0 | 0 |  |  | C2 | 0 | 0 | 0 | 0 | 0 | C2 | 0 | 0 | 0 | 0 | 0 | C2 | [5 empty] | C2 | [5 empty] | 0 | [6 empty] | 0 | [6 empty] | 0 | [6 empty] | 0 | [6 empty] | 0 | [6 empty] | 0
|  |  | 0 | 0 | C3 | 0 | 0 | 0 | 0 | 0 | 0 | 0 | 0 | 0 | 0 | 0 | 0 | 0 | 0 | 0 | 0 | 0 | 0 | 0 | 0 | 0 | 0 | 0 | 0 | 0 | 0 | 0 | 0 | 0 | 0 | 0 | 0 | 0 | 0 | 0 | 0 |  |  | C3 | 0 | 0 | 0 | 0 | 0 | C3 | 0 | 0 | 0 | 0 | 0 | C3 | [5 empty] | C3 | [5 empty] | 0 | [6 empty] | 0 | [6 empty] | 0 | [6 empty] | 0 | [6 empty] | 0 | [6 empty] | 0
|  |  | 0 | 0 | C4 | 0 | 0 | 0 | 0 | 0 | 0 | 0 | 0 | 0 | 0 | 0 | 0 | 0 | 0 | 0 | 0 | 0 | 0 | 0 | 0 | 0 | 0 | 0 | 0 | 0 | 0 | 0 | 0 | 0 | 0 | 0 | 0 | 0 | 0 | 0 | 0 |  |  | C4 | 0 | 0 | 0 | 0 | 0 | C4 | 0 | 0 | 0 | 0 | 0 | C4 | [5 empty] | C4 | [5 empty] | 0 | [6 empty] | 0 | [6 empty] | 0 | [6 empty] | 0 | [6 empty] | 0 | [6 empty] | 0
|  |  | 0 | 0 |  | 0 | 0 | 0 | 0 | 0 |  | 0 | 0 | 0 | 0 | 0 |  | 0 | 0 | 0 | 0 | 0 |  | 0 | 0 | 0 | 0 | 0 |  | 0 | 0 | 0 | 0 | 0 |  | 0 | 0 | 0 | 0 | 0 | [22 empty] | 0 | 0 | 0 | 0 | 0 | 0 |  | 0 | 0 | 0 | 0 | 0 | 0 |  | 0 | 0 | 0 | 0 | 0 | 0 |  | 0 | 0 | 0 | 0 | 0 | 0 |  | 0 | 0 | 0 | 0 | 0 | 0 |  | 0 | 0 | 0 | 0 | 0 | 0
| [Please insert new asset category as required] |  | 0 | 0 | C1 | 0 | 0 | 0 | 0 | 0 | 0 | 0 | 0 | 0 | 0 | 0 | 0 | 0 | 0 | 0 | 0 | 0 | 0 | 0 | 0 | 0 | 0 | 0 | 0 | 0 | 0 | 0 | 0 | 0 | 0 | 0 | 0 | 0 | 0 | 0 | 0 |  |  | C1 | 0 | 0 | 0 | 0 | 0 | C1 | 0 | 0 | 0 | 0 | 0 | C1 | [5 empty] | C1 | [5 empty] | 0 | [6 empty] | 0 | [6 empty] | 0 | [6 empty] | 0 | [6 empty] | 0 | [6 empty] | 0
|  |  | 0 | 0 | C2 | 0 | 0 | 0 | 0 | 0 | 0 | 0 | 0 | 0 | 0 | 0 | 0 | 0 | 0 | 0 | 0 | 0 | 0 | 0 | 0 | 0 | 0 | 0 | 0 | 0 | 0 | 0 | 0 | 0 | 0 | 0 | 0 | 0 | 0 | 0 | 0 |  |  | C2 | 0 | 0 | 0 | 0 | 0 | C2 | 0 | 0 | 0 | 0 | 0 | C2 | [5 empty] | C2 | [5 empty] | 0 | [6 empty] | 0 | [6 empty] | 0 | [6 empty] | 0 | [6 empty] | 0 | [6 empty] | 0
|  |  | 0 | 0 | C3 | 0 | 0 | 0 | 0 | 0 | 0 | 0 | 0 | 0 | 0 | 0 | 0 | 0 | 0 | 0 | 0 | 0 | 0 | 0 | 0 | 0 | 0 | 0 | 0 | 0 | 0 | 0 | 0 | 0 | 0 | 0 | 0 | 0 | 0 | 0 | 0 |  |  | C3 | 0 | 0 | 0 | 0 | 0 | C3 | 0 | 0 | 0 | 0 | 0 | C3 | [5 empty] | C3 | [5 empty] | 0 | [6 empty] | 0 | [6 empty] | 0 | [6 empty] | 0 | [6 empty] | 0 | [6 empty] | 0
|  |  | 0 | 0 | C4 | 0 | 0 | 0 | 0 | 0 | 0 | 0 | 0 | 0 | 0 | 0 | 0 | 0 | 0 | 0 | 0 | 0 | 0 | 0 | 0 | 0 | 0 | 0 | 0 | 0 | 0 | 0 | 0 | 0 | 0 | 0 | 0 | 0 | 0 | 0 | 0 |  |  | C4 | 0 | 0 | 0 | 0 | 0 | C4 | 0 | 0 | 0 | 0 | 0 | C4 | [5 empty] | C4 | [5 empty] | 0 | [6 empty] | 0 | [6 empty] | 0 | [6 empty] | 0 | [6 empty] | 0 | [6 empty] | 0
|  |  | 0 | 0 |  | 0 | 0 | 0 | 0 | 0 |  | 0 | 0 | 0 | 0 | 0 |  | 0 | 0 | 0 | 0 | 0 |  | 0 | 0 | 0 | 0 | 0 |  | 0 | 0 | 0 | 0 | 0 |  | 0 | 0 | 0 | 0 | 0 | [22 empty] | 0 | 0 | 0 | 0 | 0 | 0 |  | 0 | 0 | 0 | 0 | 0 | 0 |  | 0 | 0 | 0 | 0 | 0 | 0 |  | 0 | 0 | 0 | 0 | 0 | 0 |  | 0 | 0 | 0 | 0 | 0 | 0 |  | 0 | 0 | 0 | 0 | 0 | 0
[63 empty] | 167038.2849 | 1433377.5345 | 1443464.0968 | 957606.2145 | 860826.2086 | 4862312.3392 |  | 199107.7153 | 1402954.5453 | 1597252.7117 | 779639.6831 | 1106439.6763 | 5085394.3315 |  | 125817.6831 | 1119677.8582 | 2620994.6206 | 711554.4292 | 2467227.996 | 7045272.5871 |  | 125817.6831 | 1119677.8582 | 2620994.6206 | 711554.4292 | 2467227.996 | 7045272.5871 |  | 88649.3613 | 765352.3894 | 3840453.7673 | 1102553.6455 | 2653387.0494 | 8450396.2129 |  | 96485.5747 | 765352.3894 | 3840453.7673 | 1102553.6455 | 2653387.0494 | 8458232.4264
| 132kV Network | [66 empty] | 0 | [6 empty] | 0 | [6 empty] | 0 | [6 empty] | 0 | [6 empty] | 0 | [6 empty] | 0
| 132kV CBs |  | 14 | 14 | C1 | 4 | 1 | 9 | 0 | 0 | 14 | 4 | 1 | 9 | 0 | 0 | 14 | 0 | 0 | 0 | 0 | 0 | 0 | 0 | 2 | 4 | 6 | 2 | 14 | 0 | 0 | 0 | 0 | 0 | 0 | 0 | 2 | 1 | 4 | 7 | 14 |  |  | C1 | 0.0051718 | 0.0051718 | 0.01974 | 0.034946 | 0.053599 | C1 | 240432.0773 | 240432.0773 | 240432.0773 | 240432.0773 | 240432.0773 | C1 | 1243.4738 | 1243.4738 | 4746.0787 | 8402.0745 | 12886.9261 | C1 | 4973.8953 | 1243.4738 | 42714.7084 | 0 | 0 | 48932.0776 |  | 4973.8953 | 1243.4738 | 42714.7084 | 0 | 0 | 48932.0776 |  | 0 | 2486.9477 | 18984.3149 | 50412.4467 | 25773.8522 | 97657.5615 |  | 0 | 2486.9477 | 18984.3149 | 50412.4467 | 25773.8522 | 97657.5615 |  | 0 | 2486.9477 | 4746.0787 | 33608.2978 | 90208.4829 | 131049.8071 |  | 0 | 2486.9477 | 4746.0787 | 33608.2978 | 90208.4829 | 131049.8071
|  |  | 73 | 75 | C2 | 20 | 32 | 20 | 1 | 0 | 73 | 20 | 20 | 20 | 1 | 0 | 61 | 0 | 0 | 0 | 0 | 0 | 0 | 14 | 34 | 8 | 16 | 1 | 73 | 2 | 0 | 0 | 0 | 0 | 2 | 13 | 35 | 4 | 15 | 6 | 73 |  |  | C2 | 0.0051718 | 0.0051718 | 0.01974 | 0.034946 | 0.053599 | C2 | 343474.3961 | 343474.3961 | 343474.3961 | 343474.3961 | 343474.3961 | C2 | 1776.3912 | 1776.3912 | 6780.1125 | 12002.9635 | 18409.8945 | C2 | 35527.8237 | 35527.8237 | 135602.249 | 12002.9635 | 0 | 218660.86 |  | 35527.8237 | 56844.518 | 135602.249 | 12002.9635 | 0 | 239977.5542 |  | 24869.4766 | 60397.3003 | 54240.8996 | 192047.4162 | 18409.8945 | 349964.9872 |  | 24869.4766 | 60397.3003 | 54240.8996 | 192047.4162 | 18409.8945 | 349964.9872 |  | 23093.0854 | 62173.6915 | 27120.4498 | 180044.4526 | 110459.3668 | 402891.0462 |  | 26645.8678 | 62173.6915 | 27120.4498 | 180044.4526 | 110459.3668 | 406443.8285
|  |  | 87 | 87 | C3 | 51 | 15 | 21 | 0 | 0 | 87 | 50 | 15 | 21 | 1 | 0 | 87 | 0 | 0 | 0 | 0 | 0 | 0 | 42 | 23 | 13 | 9 | 0 | 87 | 0 | 0 | 0 | 0 | 0 | 0 | 27 | 38 | 2 | 11 | 9 | 87 |  |  | C3 | 0.0051718 | 0.0051718 | 0.01974 | 0.034946 | 0.053599 | C3 | 515211.5942 | 515211.5942 | 515211.5942 | 515211.5942 | 515211.5942 | C3 | 2664.5868 | 2664.5868 | 10170.1687 | 18004.4453 | 27614.8417 | C3 | 133229.339 | 39968.8017 | 213573.5422 | 18004.4453 | 0 | 404776.1281 |  | 135893.9257 | 39968.8017 | 213573.5422 | 0 | 0 | 389436.2696 |  | 111912.6447 | 61285.4959 | 132212.1928 | 162040.0074 | 0 | 467450.3408 |  | 111912.6447 | 61285.4959 | 132212.1928 | 162040.0074 | 0 | 467450.3408 |  | 71943.843 | 101254.2976 | 20340.3374 | 198048.8979 | 248533.5752 | 640120.9512 |  | 71943.843 | 101254.2976 | 20340.3374 | 198048.8979 | 248533.5752 | 640120.9512
|  |  | 50 | 50 | C4 | 23 | 22 | 4 | 1 | 0 | 50 | 23 | 22 | 4 | 1 | 0 | 50 | 0 | 0 | 0 | 0 | 0 | 0 | 23 | 22 | 2 | 3 | 0 | 50 | 0 | 0 | 0 | 0 | 0 | 0 | 19 | 21 | 7 | 0 | 3 | 50 |  |  | C4 | 0.0051718 | 0.0051718 | 0.01974 | 0.034946 | 0.053599 | C4 | 858685.9903 | 858685.9903 | 858685.9903 | 858685.9903 | 858685.9903 | C4 | 4440.978 | 4440.978 | 16950.2811 | 30007.4088 | 46024.7362 | C4 | 102142.4932 | 97701.5152 | 67801.1245 | 30007.4088 | 0 | 297652.5417 |  | 102142.4932 | 97701.5152 | 67801.1245 | 30007.4088 | 0 | 297652.5417 |  | 102142.4932 | 97701.5152 | 33900.5623 | 90022.2263 | 0 | 323766.797 |  | 102142.4932 | 97701.5152 | 33900.5623 | 90022.2263 | 0 | 323766.797 |  | 84378.5813 | 93260.5373 | 118651.9679 | 0 | 138074.2085 | 434365.295 |  | 84378.5813 | 93260.5373 | 118651.9679 | 0 | 138074.2085 | 434365.295
|  |  | 224 | 226 |  | 98 | 70 | 54 | 2 | 0 |  | 97 | 58 | 54 | 3 | 0 |  | 0 | 0 | 0 | 0 | 0 |  | 79 | 81 | 27 | 34 | 3 |  | 2 | 0 | 0 | 0 | 0 |  | 59 | 96 | 14 | 30 | 25 | [22 empty] | 275873.5512 | 174441.6145 | 459691.6241 | 60014.8175 | 0 | 970021.6074 |  | 278538.138 | 195758.3087 | 459691.6241 | 42010.3723 | 0 | 975998.4431 |  | 238924.6145 | 221871.2592 | 239337.9695 | 494522.0966 | 44183.7467 | 1238839.6865 |  | 238924.6145 | 221871.2592 | 239337.9695 | 494522.0966 | 44183.7467 | 1238839.6865 |  | 179415.5098 | 259175.4741 | 170858.8337 | 411701.6484 | 587275.6334 | 1608427.0994 |  | 182968.2922 | 259175.4741 | 170858.8337 | 411701.6484 | 587275.6334 | 1611979.8817
| 132kV Transformer |  | 4 | 4 | C1 | 2 | 2 | 0 | 0 | 0 | 4 | 2 | 2 | 0 | 0 | 0 | 4 | 0 | 0 | 0 | 0 | 0 | 0 | 2 | 2 | 0 | 0 | 0 | 4 | 0 | 0 | 0 | 0 | 0 | 0 | 2 | 0 | 2 | 0 | 0 | 4 |  |  | C1 | 0.0085067 | 0.0085067 | 0.031863 | 0.066088 | 0.13524 | C1 | 441230.3 | 441230.3 | 441230.3 | 441230.3 | 441230.3 | C1 | 3753.4182 | 3753.4182 | 14058.7799 | 29160.0188 | 59673.8914 | C1 | 7506.8364 | 7506.8364 | 0 | 0 | 0 | 15013.6728 |  | 7506.8364 | 7506.8364 | 0 | 0 | 0 | 15013.6728 |  | 7506.8364 | 7506.8364 | 0 | 0 | 0 | 15013.6728 |  | 7506.8364 | 7506.8364 | 0 | 0 | 0 | 15013.6728 |  | 7506.8364 | 0 | 28117.5597 | 0 | 0 | 35624.3961 |  | 7506.8364 | 0 | 28117.5597 | 0 | 0 | 35624.3961
|  |  | 127 | 129 | C2 | 20 | 82 | 14 | 8 | 3 | 127 | 20 | 71 | 14 | 12 | 3 | 120 | 0 | 0 | 0 | 0 | 0 | 0 | 11 | 75 | 30 | 8 | 3 | 127 | 2 | 0 | 0 | 0 | 0 | 2 | 6 | 62 | 46 | 9 | 4 | 127 |  |  | C2 | 0.0085067 | 0.0085067 | 0.031863 | 0.066088 | 0.13524 | C2 | 630329 | 630329 | 630329 | 630329 | 630329 | C2 | 5362.026 | 5362.026 | 20083.9712 | 41657.1697 | 85248.4164 | C2 | 107240.5202 | 380703.8465 | 281175.5971 | 499886.0366 | 255745.2491 | 1524751.2494 |  | 107240.5202 | 439686.1326 | 281175.5971 | 333257.3577 | 255745.2491 | 1417104.8567 |  | 58982.2861 | 402151.9506 | 602519.1367 | 333257.3577 | 255745.2491 | 1652655.9801 |  | 58982.2861 | 402151.9506 | 602519.1367 | 333257.3577 | 255745.2491 | 1652655.9801 |  | 32172.156 | 332445.6125 | 923862.6762 | 374914.5274 | 340993.6654 | 2004388.6376 |  | 42896.2081 | 332445.6125 | 923862.6762 | 374914.5274 | 340993.6654 | 2015112.6896
|  |  | 54 | 54 | C3 | 7 | 28 | 15 | 3 | 1 | 54 | 7 | 26 | 15 | 5 | 1 | 54 | 0 | 0 | 0 | 0 | 0 | 0 | 5 | 24 | 16 | 8 | 1 | 54 | 0 | 0 | 0 | 0 | 0 | 0 | 2 | 26 | 7 | 13 | 6 | 54 |  |  | C3 | 0.0085067 | 0.0085067 | 0.031863 | 0.066088 | 0.13524 | C3 | 945493.5 | 945493.5 | 945493.5 | 945493.5 | 945493.5 | C3 | 8043.039 | 8043.039 | 30125.9568 | 62485.7546 | 127872.6245 | C3 | 56301.2731 | 209119.0143 | 451889.3525 | 312428.7729 | 127872.6245 | 1157611.0373 |  | 56301.2731 | 225205.0923 | 451889.3525 | 187457.2637 | 127872.6245 | 1048725.6061 |  | 40215.1951 | 193032.9363 | 482015.3093 | 499886.0366 | 127872.6245 | 1343022.1018 |  | 40215.1951 | 193032.9363 | 482015.3093 | 499886.0366 | 127872.6245 | 1343022.1018 |  | 16086.078 | 209119.0143 | 210881.6978 | 812314.8094 | 767235.7472 | 2015637.3467 |  | 16086.078 | 209119.0143 | 210881.6978 | 812314.8094 | 767235.7472 | 2015637.3467
|  |  | 4 | 4 | C4 | 0 | 2 | 2 | 0 | 0 | 4 | 0 | 2 | 2 | 0 | 0 | 4 | 0 | 0 | 0 | 0 | 0 | 0 | 0 | 1 | 2 | 1 | 0 | 4 | 0 | 0 | 0 | 0 | 0 | 0 | 0 | 1 | 1 | 1 | 1 | 4 |  |  | C4 | 0.0085067 | 0.0085067 | 0.031863 | 0.066088 | 0.13524 | C4 | 1575822.5 | 1575822.5 | 1575822.5 | 1575822.5 | 1575822.5 | C4 | 13405.065 | 13405.065 | 50209.9281 | 104142.9243 | 213121.0409 | C4 | 0 | 26810.13 | 100419.8561 | 0 | 0 | 127229.9861 |  | 0 | 26810.13 | 100419.8561 | 0 | 0 | 127229.9861 |  | 0 | 13405.065 | 100419.8561 | 104142.9243 | 0 | 217967.8454 |  | 0 | 13405.065 | 100419.8561 | 104142.9243 | 0 | 217967.8454 |  | 0 | 13405.065 | 50209.9281 | 104142.9243 | 213121.0409 | 380878.9582 |  | 0 | 13405.065 | 50209.9281 | 104142.9243 | 213121.0409 | 380878.9582
|  |  | 189 | 191 |  | 29 | 114 | 31 | 11 | 4 |  | 29 | 101 | 31 | 17 | 4 |  | 0 | 0 | 0 | 0 | 0 |  | 18 | 102 | 48 | 17 | 4 |  | 2 | 0 | 0 | 0 | 0 |  | 10 | 89 | 56 | 23 | 11 | [22 empty] | 171048.6296 | 624139.8273 | 833484.8057 | 812314.8094 | 383617.8736 | 2824605.9457 |  | 171048.6296 | 699208.1914 | 833484.8057 | 520714.6214 | 383617.8736 | 2608074.1218 |  | 106704.3176 | 616096.7883 | 1184954.3021 | 937286.3186 | 383617.8736 | 3228659.6001 |  | 106704.3176 | 616096.7883 | 1184954.3021 | 937286.3186 | 383617.8736 | 3228659.6001 |  | 55765.0705 | 554969.6918 | 1213071.8618 | 1291372.2612 | 1321350.4534 | 4436529.3387 |  | 66489.1225 | 554969.6918 | 1213071.8618 | 1291372.2612 | 1321350.4534 | 4447253.3907
| 132kV UG Cable (Gas) |  | 0 | 0 | C1 | 0 | 0 | 0 | 0 | 0 | 0 | 0 | 0 | 0 | 0 | 0 | 0 | 0 | 0 | 0 | 0 | 0 | 0 | 0 | 0 | 0 | 0 | 0 | 0 | 0 | 0 | 0 | 0 | 0 | 0 | 0 | 0 | 0 | 0 | 0 | 0 |  |  | C1 | 0.0005345 | 0.0005345 | 0.0020035 | 0.004131 | 0.0085 | C1 | 1145925.9 | 1145925.9 | 1145925.9 | 1145925.9 | 1145925.9 | C1 | 612.4974 | 612.4974 | 2295.8625 | 4733.8199 | 9740.3702 | C1 | 0 | 0 | 0 | 0 | 0 | 0 |  | 0 | 0 | 0 | 0 | 0 | 0 |  | 0 | 0 | 0 | 0 | 0 | 0 |  | 0 | 0 | 0 | 0 | 0 | 0 |  | 0 | 0 | 0 | 0 | 0 | 0 |  | 0 | 0 | 0 | 0 | 0 | 0
|  |  | 0 | 0 | C2 | 0 | 0 | 0 | 0 | 0 | 0 | 0 | 0 | 0 | 0 | 0 | 0 | 0 | 0 | 0 | 0 | 0 | 0 | 0 | 0 | 0 | 0 | 0 | 0 | 0 | 0 | 0 | 0 | 0 | 0 | 0 | 0 | 0 | 0 | 0 | 0 |  |  | C2 | 0.0005345 | 0.0005345 | 0.0020035 | 0.004131 | 0.0085 | C2 | 1637037 | 1637037 | 1637037 | 1637037 | 1637037 | C2 | 874.9963 | 874.9963 | 3279.8036 | 6762.5998 | 13914.8145 | C2 | 0 | 0 | 0 | 0 | 0 | 0 |  | 0 | 0 | 0 | 0 | 0 | 0 |  | 0 | 0 | 0 | 0 | 0 | 0 |  | 0 | 0 | 0 | 0 | 0 | 0 |  | 0 | 0 | 0 | 0 | 0 | 0 |  | 0 | 0 | 0 | 0 | 0 | 0
|  |  | 15 | 9 | C3 | 0 | 0 | 0 | 15 | 0 | 15 | 0 | 0 | 0 | 15 | 0 | 15 | 0 | 0 | 0 | 0 | 0 | 0 | 0 | 0 | 0 | 5 | 10 | 15 | 0 | 0 | 0 | 0 | -6 | -6 | 0 | 0 | 0 | 0 | 15 | 15 |  |  | C3 | 0.0005345 | 0.0005345 | 0.0020035 | 0.004131 | 0.0085 | C3 | 2455555.5 | 2455555.5 | 2455555.5 | 2455555.5 | 2455555.5 | C3 | 1312.4944 | 1312.4944 | 4919.7054 | 10143.8998 | 20872.2218 | C3 | 0 | 0 | 0 | 152158.4966 | 0 | 152158.4966 |  | 0 | 0 | 0 | 152158.4966 | 0 | 152158.4966 |  | 0 | 0 | 0 | 50719.4989 | 208722.2175 | 259441.7164 |  | 0 | 0 | 0 | 50719.4989 | 208722.2175 | 259441.7164 |  | 0 | 0 | 0 | 0 | 313083.3262 | 313083.3262 |  | 0 | 0 | 0 | 0 | 187849.9958 | 187849.9958
|  |  | 44 | 31 | C4 | 0 | 0 | 0 | 34 | 10 | 44 | 0 | 0 | 0 | 41 | 10 | 51 | 0 | 0 | 0 | 0 | 0 | 0 | 0 | 0 | 0 | 7 | 37 | 44 | 0 | 0 | 0 | 0 | -13 | -13 | 0 | 0 | 0 | 0 | 44 | 44 |  |  | C4 | 0.0005345 | 0.0005345 | 0.0020035 | 0.004131 | 0.0085 | C4 | 4092592.5 | 4092592.5 | 4092592.5 | 4092592.5 | 4092592.5 | C4 | 2187.4907 | 2187.4907 | 8199.5091 | 16906.4996 | 34787.0363 | C4 | 0 | 0 | 0 | 693166.4843 | 347870.3625 | 1041036.8468 |  | 0 | 0 | 0 | 574820.987 | 347870.3625 | 922691.3495 |  | 0 | 0 | 0 | 118345.4973 | 1287120.3413 | 1405465.8386 |  | 0 | 0 | 0 | 118345.4973 | 1287120.3413 | 1405465.8386 |  | 0 | 0 | 0 | 0 | 1530629.595 | 1530629.595 |  | 0 | 0 | 0 | 0 | 1078398.1238 | 1078398.1238
|  |  | 59 | 40 |  | 0 | 0 | 0 | 49 | 10 |  | 0 | 0 | 0 | 56 | 10 |  | 0 | 0 | 0 | 0 | 0 |  | 0 | 0 | 0 | 12 | 47 |  | 0 | 0 | 0 | 0 | -19 |  | 0 | 0 | 0 | 0 | 59 | [22 empty] | 0 | 0 | 0 | 845324.9809 | 347870.3625 | 1193195.3434 |  | 0 | 0 | 0 | 726979.4836 | 347870.3625 | 1074849.8461 |  | 0 | 0 | 0 | 169064.9962 | 1495842.5588 | 1664907.5549 |  | 0 | 0 | 0 | 169064.9962 | 1495842.5588 | 1664907.5549 |  | 0 | 0 | 0 | 0 | 1843712.9213 | 1843712.9213 |  | 0 | 0 | 0 | 0 | 1266248.1195 | 1266248.1195
| 132kV UG Cable (Oil) |  | 49 | 49 | C1 | 0 | 23 | 15 | 0 | 11 | 49 | 0 | 33 | 12 | 1 | 3 | 49 | 0 | 0 | 0 | 0 | 0 | 0 | 0 | 15 | 22 | 0 | 12 | 49 | 0 | 0 | 0 | 0 | 0 | 0 | 0 | 12 | 20 | 4 | 13 | 49 |  |  | C1 | 0.0005345 | 0.0005345 | 0.0020035 | 0.004131 | 0.0085 | C1 | 1197080.815 | 1197080.815 | 1197080.815 | 1197080.815 | 1197080.815 | C1 | 639.8397 | 639.8397 | 2398.3514 | 4945.1408 | 10175.1869 | C1 | 0 | 21114.71 | 28780.217 | 4945.1408 | 30525.5608 | 85365.6285 |  | 0 | 14716.313 | 35975.2712 | 0 | 111927.0562 | 162618.6404 |  | 0 | 9597.5954 | 52763.7311 | 0 | 122102.2431 | 184463.5696 |  | 0 | 9597.5954 | 52763.7311 | 0 | 122102.2431 | 184463.5696 |  | 0 | 7678.0763 | 47967.0283 | 19780.5634 | 132277.4301 | 207703.098 |  | 0 | 7678.0763 | 47967.0283 | 19780.5634 | 132277.4301 | 207703.098
|  |  | 39 | 39 | C2 | 0 | 19 | 11 | 1 | 8 | 39 | 0 | 28 | 9 | 1 | 2 | 40 | 0 | 0 | 0 | 0 | 0 | 0 | 0 | 10 | 17 | 1 | 11 | 39 | 0 | 0 | 0 | 0 | 0 | 0 | 0 | 9 | 16 | 3 | 11 | 39 |  |  | C2 | 0.0005345 | 0.0005345 | 0.0020035 | 0.004131 | 0.0085 | C2 | 1710115.45 | 1710115.45 | 1710115.45 | 1710115.45 | 1710115.45 | C2 | 914.0567 | 914.0567 | 3426.2163 | 7064.4869 | 14535.9813 | C2 | 0 | 25593.5878 | 30835.9467 | 7064.4869 | 29071.9627 | 92565.9841 |  | 0 | 17367.0775 | 37688.3793 | 7064.4869 | 116287.8506 | 178407.7943 |  | 0 | 9140.5671 | 58245.6772 | 7064.4869 | 159895.7946 | 234346.5257 |  | 0 | 9140.5671 | 58245.6772 | 7064.4869 | 159895.7946 | 234346.5257 |  | 0 | 8226.5104 | 54819.4609 | 21193.4608 | 159895.7946 | 244135.2266 |  | 0 | 8226.5104 | 54819.4609 | 21193.4608 | 159895.7946 | 244135.2266
|  |  | 69 | 69 | C3 | 0 | 33 | 21 | 0 | 15 | 69 | 0 | 47 | 17 | 1 | 11 | 76 | 0 | 0 | 0 | 0 | 0 | 0 | 0 | 21 | 30 | 1 | 17 | 69 | 0 | 0 | 0 | 0 | 0 | 0 | 0 | 18 | 28 | 5 | 18 | 69 |  |  | C3 | 0.0005345 | 0.0005345 | 0.0020035 | 0.004131 | 0.0085 | C3 | 2565173.175 | 2565173.175 | 2565173.175 | 2565173.175 | 2565173.175 | C3 | 1371.0851 | 1371.0851 | 5139.3245 | 10596.7304 | 21803.972 | C3 | 0 | 64440.9979 | 87368.5158 | 10596.7304 | 239843.6919 | 402249.9359 |  | 0 | 45245.807 | 107925.8136 | 0 | 327059.5798 | 480231.2004 |  | 0 | 28792.7863 | 154179.7337 | 10596.7304 | 370667.5238 | 564236.7742 |  | 0 | 28792.7863 | 154179.7337 | 10596.7304 | 370667.5238 | 564236.7742 |  | 0 | 24679.5311 | 143901.0848 | 52983.6519 | 392471.4958 | 614035.7636 |  | 0 | 24679.5311 | 143901.0848 | 52983.6519 | 392471.4958 | 614035.7636
|  |  | 49 | 49 | C4 | 0 | 23 | 15 | 0 | 11 | 49 | 0 | 33 | 12 | 1 | 3 | 49 | 0 | 0 | 0 | 0 | 0 | 0 | 0 | 15 | 22 | 0 | 12 | 49 | 0 | 0 | 0 | 0 | 0 | 0 | 0 | 12 | 20 | 4 | 13 | 49 |  |  | C4 | 0.0005345 | 0.0005345 | 0.0020035 | 0.004131 | 0.0085 | C4 | 4275288.625 | 4275288.625 | 4275288.625 | 4275288.625 | 4275288.625 | C4 | 2285.1418 | 2285.1418 | 8565.5408 | 17661.2173 | 36339.9533 | C4 | 0 | 75409.6784 | 102786.4891 | 17661.2173 | 109019.8599 | 304877.2448 |  | 0 | 52558.2607 | 128483.1114 | 0 | 399739.4864 | 580780.8586 |  | 0 | 34277.1266 | 188441.8967 | 0 | 436079.4398 | 658798.463 |  | 0 | 34277.1266 | 188441.8967 | 0 | 436079.4398 | 658798.463 |  | 0 | 27421.7012 | 171310.8152 | 70644.8692 | 472419.3931 | 741796.7787 |  | 0 | 27421.7012 | 171310.8152 | 70644.8692 | 472419.3931 | 741796.7787
|  |  | 206 | 206 |  | 0 | 98 | 62 | 1 | 45 |  | 0 | 141 | 50 | 4 | 19 |  | 0 | 0 | 0 | 0 | 0 |  | 0 | 61 | 91 | 2 | 52 |  | 0 | 0 | 0 | 0 | 0 |  | 0 | 51 | 84 | 16 | 55 | [22 empty] | 0 | 186558.9741 | 249771.1686 | 40267.5755 | 408461.0752 | 885058.7934 |  | 0 | 129887.4582 | 310072.5755 | 7064.4869 | 955013.9731 | 1402038.4937 |  | 0 | 81808.0754 | 453631.0387 | 17661.2173 | 1088745.0012 | 1641845.3326 |  | 0 | 81808.0754 | 453631.0387 | 17661.2173 | 1088745.0012 | 1641845.3326 |  | 0 | 68005.8191 | 417998.3891 | 164602.5453 | 1157064.1135 | 1807670.867 |  | 0 | 68005.8191 | 417998.3891 | 164602.5453 | 1157064.1135 | 1807670.867
| 132kV UG Cable (Non Pressurised) |  | 0 | 0 | C1 | 0 | 0 | 0 | 0 | 0 | 0 | 0 | 0 | 0 | 0 | 0 | 0 | 0 | 0 | 0 | 0 | 0 | 0 | 0 | 0 | 0 | 0 | 0 | 0 | 0 | 0 | 0 | 0 | 0 | 0 | 0 | 0 | 0 | 0 | 0 | 0 |  |  | C1 | 0 | 0 | 0 | 0 | 0 | C1 | 0 | 0 | 0 | 0 | 0 | C1 | [5 empty] | C1 | [5 empty] | 0 | [6 empty] | 0 | [6 empty] | 0 | [6 empty] | 0 | [6 empty] | 0 | [6 empty] | 0
|  |  | 0 | 0 | C2 | 0 | 0 | 0 | 0 | 0 | 0 | 0 | 0 | 0 | 0 | 0 | 0 | 0 | 0 | 0 | 0 | 0 | 0 | 0 | 0 | 0 | 0 | 0 | 0 | 0 | 0 | 0 | 0 | 0 | 0 | 0 | 0 | 0 | 0 | 0 | 0 |  |  | C2 | 0 | 0 | 0 | 0 | 0 | C2 | 0 | 0 | 0 | 0 | 0 | C2 | [5 empty] | C2 | [5 empty] | 0 | [6 empty] | 0 | [6 empty] | 0 | [6 empty] | 0 | [6 empty] | 0 | [6 empty] | 0
|  |  | 0 | 0 | C3 | 0 | 0 | 0 | 0 | 0 | 0 | 0 | 0 | 0 | 0 | 0 | 0 | 0 | 0 | 0 | 0 | 0 | 0 | 0 | 0 | 0 | 0 | 0 | 0 | 0 | 0 | 0 | 0 | 0 | 0 | 0 | 0 | 0 | 0 | 0 | 0 |  |  | C3 | 0 | 0 | 0 | 0 | 0 | C3 | 0 | 0 | 0 | 0 | 0 | C3 | [5 empty] | C3 | [5 empty] | 0 | [6 empty] | 0 | [6 empty] | 0 | [6 empty] | 0 | [6 empty] | 0 | [6 empty] | 0
|  |  | 0 | 0 | C4 | 0 | 0 | 0 | 0 | 0 | 0 | 0 | 0 | 0 | 0 | 0 | 0 | 0 | 0 | 0 | 0 | 0 | 0 | 0 | 0 | 0 | 0 | 0 | 0 | 0 | 0 | 0 | 0 | 0 | 0 | 0 | 0 | 0 | 0 | 0 | 0 |  |  | C4 | 0 | 0 | 0 | 0 | 0 | C4 | 0 | 0 | 0 | 0 | 0 | C4 | [5 empty] | C4 | [5 empty] | 0 | [6 empty] | 0 | [6 empty] | 0 | [6 empty] | 0 | [6 empty] | 0 | [6 empty] | 0
|  |  | 0 | 0 |  | 0 | 0 | 0 | 0 | 0 |  | 0 | 0 | 0 | 0 | 0 |  | 0 | 0 | 0 | 0 | 0 |  | 0 | 0 | 0 | 0 | 0 |  | 0 | 0 | 0 | 0 | 0 |  | 0 | 0 | 0 | 0 | 0 | [22 empty] | 0 | 0 | 0 | 0 | 0 | 0 |  | 0 | 0 | 0 | 0 | 0 | 0 |  | 0 | 0 | 0 | 0 | 0 | 0 |  | 0 | 0 | 0 | 0 | 0 | 0 |  | 0 | 0 | 0 | 0 | 0 | 0 |  | 0 | 0 | 0 | 0 | 0 | 0
| 132kV OHL Support - Tower |  | 0 | 0 | C1 | 0 | 0 | 0 | 0 | 0 | 0 | 0 | 0 | 0 | 0 | 0 | 0 | 0 | 0 | 0 | 0 | 0 | 0 | 0 | 0 | 0 | 0 | 0 | 0 | 0 | 0 | 0 | 0 | 0 | 0 | 0 | 0 | 0 | 0 | 0 | 0 |  |  | C1 | 0 | 0 | 8.0765e-05 | 0.00028033 | 0.00065359 | C1 | 211297.8 | 211297.8 | 211297.8 | 211297.8 | 211297.8 | C1 | 0 | 0 | 17.0655 | 59.2342 | 138.1032 | C1 | 0 | 0 | 0 | 0 | 0 | 0 |  | 0 | 0 | 0 | 0 | 0 | 0 |  | 0 | 0 | 0 | 0 | 0 | 0 |  | 0 | 0 | 0 | 0 | 0 | 0 |  | 0 | 0 | 0 | 0 | 0 | 0 |  | 0 | 0 | 0 | 0 | 0 | 0
|  |  | 4 | 4 | C2 | 0 | 3 | 1 | 0 | 0 | 4 | 0 | 3 | 1 | 0 | 0 | 4 | 0 | 0 | 0 | 0 | 0 | 0 | 0 | 3 | 1 | 0 | 0 | 4 | 0 | 0 | 0 | 0 | 0 | 0 | 0 | 2 | 2 | 0 | 0 | 4 |  |  | C2 | 0 | 0 | 8.0765e-05 | 0.00028033 | 0.00065359 | C2 | 301854 | 301854 | 301854 | 301854 | 301854 | C2 | 0 | 0 | 24.3792 | 84.6202 | 197.2903 | C2 | 0 | 0 | 24.3792 | 0 | 0 | 24.3792 |  | 0 | 0 | 24.3792 | 0 | 0 | 24.3792 |  | 0 | 0 | 24.3792 | 0 | 0 | 24.3792 |  | 0 | 0 | 24.3792 | 0 | 0 | 24.3792 |  | 0 | 0 | 48.7585 | 0 | 0 | 48.7585 |  | 0 | 0 | 48.7585 | 0 | 0 | 48.7585
|  |  | 11 | 11 | C3 | 0 | 8 | 1 | 1 | 1 | 11 | 0 | 8 | 1 | 1 | 1 | 11 | 0 | 0 | 0 | 0 | 0 | 0 | 0 | 8 | 1 | 0 | 2 | 11 | 0 | 0 | 0 | 0 | 0 | 0 | 0 | 4 | 5 | 0 | 2 | 11 |  |  | C3 | 0 | 0 | 8.0765e-05 | 0.00028033 | 0.00065359 | C3 | 452781 | 452781 | 452781 | 452781 | 452781 | C3 | 0 | 0 | 36.5689 | 126.9304 | 295.9354 | C3 | 0 | 0 | 36.5689 | 126.9304 | 295.9354 | 459.4346 |  | 0 | 0 | 36.5689 | 126.9304 | 295.9354 | 459.4346 |  | 0 | 0 | 36.5689 | 0 | 591.8708 | 628.4397 |  | 0 | 0 | 36.5689 | 0 | 591.8708 | 628.4397 |  | 0 | 0 | 182.8443 | 0 | 591.8708 | 774.7151 |  | 0 | 0 | 182.8443 | 0 | 591.8708 | 774.7151
|  |  | 0 | 0 | C4 | 0 | 0 | 0 | 0 | 0 | 0 | 0 | 0 | 0 | 0 | 0 | 0 | 0 | 0 | 0 | 0 | 0 | 0 | 0 | 0 | 0 | 0 | 0 | 0 | 0 | 0 | 0 | 0 | 0 | 0 | 0 | 0 | 0 | 0 | 0 | 0 |  |  | C4 | 0 | 0 | 8.0765e-05 | 0.00028033 | 0.00065359 | C4 | 754635 | 754635 | 754635 | 754635 | 754635 | C4 | 0 | 0 | 60.9481 | 211.5506 | 493.2257 | C4 | 0 | 0 | 0 | 0 | 0 | 0 |  | 0 | 0 | 0 | 0 | 0 | 0 |  | 0 | 0 | 0 | 0 | 0 | 0 |  | 0 | 0 | 0 | 0 | 0 | 0 |  | 0 | 0 | 0 | 0 | 0 | 0 |  | 0 | 0 | 0 | 0 | 0 | 0
|  |  | 15 | 15 |  | 0 | 11 | 2 | 1 | 1 |  | 0 | 11 | 2 | 1 | 1 |  | 0 | 0 | 0 | 0 | 0 |  | 0 | 11 | 2 | 0 | 2 |  | 0 | 0 | 0 | 0 | 0 |  | 0 | 6 | 7 | 0 | 2 | [22 empty] | 0 | 0 | 60.9481 | 126.9304 | 295.9354 | 483.8139 |  | 0 | 0 | 60.9481 | 126.9304 | 295.9354 | 483.8139 |  | 0 | 0 | 60.9481 | 0 | 591.8708 | 652.8189 |  | 0 | 0 | 60.9481 | 0 | 591.8708 | 652.8189 |  | 0 | 0 | 231.6028 | 0 | 591.8708 | 823.4736 |  | 0 | 0 | 231.6028 | 0 | 591.8708 | 823.4736
| 132kV OHL Fittings and Conductors (Tower Lines) |  | 0 | 0 | C1 | 0 | 0 | 0 | 0 | 0 | 0 | 0 | 0 | 0 | 0 | 0 | 0 | 0 | 0 | 0 | 0 | 0 | 0 | 0 | 0 | 0 | 0 | 0 | 0 | 0 | 0 | 0 | 0 | 0 | 0 | 0 | 0 | 0 | 0 | 0 | 0 |  | 0 | C1 | 0 | 0 | 8.0765e-05 | 0.00026322 | 0.00051074 | C1 | 211297.8 | 211297.8 | 211297.8 | 211297.8 | 211297.8 | C1 | 0 | 0 | 17.0655 | 55.6168 | 107.9193 | C1 | 0 | 0 | 0 | 0 | 0 | 0 |  | 0 | 0 | 0 | 0 | 0 | 0 |  | 0 | 0 | 0 | 0 | 0 | 0 |  | 0 | 0 | 0 | 0 | 0 | 0 |  | 0 | 0 | 0 | 0 | 0 | 0 |  | 0 | 0 | 0 | 0 | 0 | 0
|  |  | 4 | 4 | C2 | 0 | 3 | 1 | 0 | 0 | 4 | 0 | 3 | 1 | 0 | 0 | 4 | 0 | 0 | 0 | 0 | 0 | 0 | 0 | 2 | 1 | 1 | 0 | 4 | 0 | 0 | 0 | 0 | 0 | 0 | 0 | 2 | 1 | 1 | 0 | 4 |  |  | C2 | 0 | 0 | 8.0765e-05 | 0.00026322 | 0.00051074 | C2 | 301854 | 301854 | 301854 | 301854 | 301854 | C2 | 0 | 0 | 24.3792 | 79.4525 | 154.1704 | C2 | 0 | 0 | 24.3792 | 0 | 0 | 24.3792 |  | 0 | 0 | 24.3792 | 0 | 0 | 24.3792 |  | 0 | 0 | 24.3792 | 79.4525 | 0 | 103.8317 |  | 0 | 0 | 24.3792 | 79.4525 | 0 | 103.8317 |  | 0 | 0 | 24.3792 | 79.4525 | 0 | 103.8317 |  | 0 | 0 | 24.3792 | 79.4525 | 0 | 103.8317
|  |  | 3 | 3 | C3 | 0 | 3 | 0 | 0 | 0 | 3 | 0 | 3 | 0 | 0 | 0 | 3 | 0 | 0 | 0 | 0 | 0 | 0 | 0 | 3 | 0 | 0 | 0 | 3 | 0 | 0 | 0 | 0 | 0 | 0 | 0 | 3 | 0 | 0 | 0 | 3 |  |  | C3 | 0 | 0 | 8.0765e-05 | 0.00026322 | 0.00051074 | C3 | 452781 | 452781 | 452781 | 452781 | 452781 | C3 | 0 | 0 | 36.5689 | 119.1788 | 231.2556 | C3 | 0 | 0 | 0 | 0 | 0 | 0 |  | 0 | 0 | 0 | 0 | 0 | 0 |  | 0 | 0 | 0 | 0 | 0 | 0 |  | 0 | 0 | 0 | 0 | 0 | 0 |  | 0 | 0 | 0 | 0 | 0 | 0 |  | 0 | 0 | 0 | 0 | 0 | 0
|  |  | 0 | 0 | C4 | 0 | 0 | 0 | 0 | 0 | 0 | 0 | 0 | 0 | 0 | 0 | 0 | 0 | 0 | 0 | 0 | 0 | 0 | 0 | 0 | 0 | 0 | 0 | 0 | 0 | 0 | 0 | 0 | 0 | 0 | 0 | 0 | 0 | 0 | 0 | 0 |  |  | C4 | 0 | 0 | 8.0765e-05 | 0.00026322 | 0.00051074 | C4 | 754635 | 754635 | 754635 | 754635 | 754635 | C4 | 0 | 0 | 60.9481 | 198.6313 | 385.4261 | C4 | 0 | 0 | 0 | 0 | 0 | 0 |  | 0 | 0 | 0 | 0 | 0 | 0 |  | 0 | 0 | 0 | 0 | 0 | 0 |  | 0 | 0 | 0 | 0 | 0 | 0 |  | 0 | 0 | 0 | 0 | 0 | 0 |  | 0 | 0 | 0 | 0 | 0 | 0
|  |  | 7 | 7 |  | 0 | 6 | 1 | 0 | 0 |  | 0 | 6 | 1 | 0 | 0 |  | 0 | 0 | 0 | 0 | 0 |  | 0 | 5 | 1 | 1 | 0 |  | 0 | 0 | 0 | 0 | 0 |  | 0 | 5 | 1 | 1 | 0 | [22 empty] | 0 | 0 | 24.3792 | 0 | 0 | 24.3792 |  | 0 | 0 | 24.3792 | 0 | 0 | 24.3792 |  | 0 | 0 | 24.3792 | 79.4525 | 0 | 103.8317 |  | 0 | 0 | 24.3792 | 79.4525 | 0 | 103.8317 |  | 0 | 0 | 24.3792 | 79.4525 | 0 | 103.8317 |  | 0 | 0 | 24.3792 | 79.4525 | 0 | 103.8317
| [Please insert new asset category as required] |  | 0 | 0 | C1 | 0 | 0 | 0 | 0 | 0 | 0 | 0 | 0 | 0 | 0 | 0 | 0 | 0 | 0 | 0 | 0 | 0 | 0 | 0 | 0 | 0 | 0 | 0 | 0 | 0 | 0 | 0 | 0 | 0 | 0 | 0 | 0 | 0 | 0 | 0 | 0 |  |  | C1 | 0 | 0 | 0 | 0 | 0 | C1 | 0 | 0 | 0 | 0 | 0 | C1 | [5 empty] | C1 | [5 empty] | 0 | [6 empty] | 0 | [6 empty] | 0 | [6 empty] | 0 | [6 empty] | 0 | [6 empty] | 0
|  |  | 0 | 0 | C2 | 0 | 0 | 0 | 0 | 0 | 0 | 0 | 0 | 0 | 0 | 0 | 0 | 0 | 0 | 0 | 0 | 0 | 0 | 0 | 0 | 0 | 0 | 0 | 0 | 0 | 0 | 0 | 0 | 0 | 0 | 0 | 0 | 0 | 0 | 0 | 0 |  |  | C2 | 0 | 0 | 0 | 0 | 0 | C2 | 0 | 0 | 0 | 0 | 0 | C2 | [5 empty] | C2 | [5 empty] | 0 | [6 empty] | 0 | [6 empty] | 0 | [6 empty] | 0 | [6 empty] | 0 | [6 empty] | 0
|  |  | 0 | 0 | C3 | 0 | 0 | 0 | 0 | 0 | 0 | 0 | 0 | 0 | 0 | 0 | 0 | 0 | 0 | 0 | 0 | 0 | 0 | 0 | 0 | 0 | 0 | 0 | 0 | 0 | 0 | 0 | 0 | 0 | 0 | 0 | 0 | 0 | 0 | 0 | 0 |  |  | C3 | 0 | 0 | 0 | 0 | 0 | C3 | 0 | 0 | 0 | 0 | 0 | C3 | [5 empty] | C3 | [5 empty] | 0 | [6 empty] | 0 | [6 empty] | 0 | [6 empty] | 0 | [6 empty] | 0 | [6 empty] | 0
|  |  | 0 | 0 | C4 | 0 | 0 | 0 | 0 | 0 | 0 | 0 | 0 | 0 | 0 | 0 | 0 | 0 | 0 | 0 | 0 | 0 | 0 | 0 | 0 | 0 | 0 | 0 | 0 | 0 | 0 | 0 | 0 | 0 | 0 | 0 | 0 | 0 | 0 | 0 | 0 |  |  | C4 | 0 | 0 | 0 | 0 | 0 | C4 | 0 | 0 | 0 | 0 | 0 | C4 | [5 empty] | C4 | [5 empty] | 0 | [6 empty] | 0 | [6 empty] | 0 | [6 empty] | 0 | [6 empty] | 0 | [6 empty] | 0
|  |  | 0 | 0 |  | 0 | 0 | 0 | 0 | 0 |  | 0 | 0 | 0 | 0 | 0 |  | 0 | 0 | 0 | 0 | 0 |  | 0 | 0 | 0 | 0 | 0 |  | 0 | 0 | 0 | 0 | 0 |  | 0 | 0 | 0 | 0 | 0 | [22 empty] | 0 | 0 | 0 | 0 | 0 | 0 |  | 0 | 0 | 0 | 0 | 0 | 0 |  | 0 | 0 | 0 | 0 | 0 | 0 |  | 0 | 0 | 0 | 0 | 0 | 0 |  | 0 | 0 | 0 | 0 | 0 | 0 |  | 0 | 0 | 0 | 0 | 0 | 0
| [Please insert new asset category as required] |  | 0 | 0 | C1 | 0 | 0 | 0 | 0 | 0 | 0 | 0 | 0 | 0 | 0 | 0 | 0 | 0 | 0 | 0 | 0 | 0 | 0 | 0 | 0 | 0 | 0 | 0 | 0 | 0 | 0 | 0 | 0 | 0 | 0 | 0 | 0 | 0 | 0 | 0 | 0 |  |  | C1 | 0 | 0 | 0 | 0 | 0 | C1 | 0 | 0 | 0 | 0 | 0 | C1 | [5 empty] | C1 | [5 empty] | 0 | [6 empty] | 0 | [6 empty] | 0 | [6 empty] | 0 | [6 empty] | 0 | [6 empty] | 0
|  |  | 0 | 0 | C2 | 0 | 0 | 0 | 0 | 0 | 0 | 0 | 0 | 0 | 0 | 0 | 0 | 0 | 0 | 0 | 0 | 0 | 0 | 0 | 0 | 0 | 0 | 0 | 0 | 0 | 0 | 0 | 0 | 0 | 0 | 0 | 0 | 0 | 0 | 0 | 0 |  |  | C2 | 0 | 0 | 0 | 0 | 0 | C2 | 0 | 0 | 0 | 0 | 0 | C2 | [5 empty] | C2 | [5 empty] | 0 | [6 empty] | 0 | [6 empty] | 0 | [6 empty] | 0 | [6 empty] | 0 | [6 empty] | 0
|  |  | 0 | 0 | C3 | 0 | 0 | 0 | 0 | 0 | 0 | 0 | 0 | 0 | 0 | 0 | 0 | 0 | 0 | 0 | 0 | 0 | 0 | 0 | 0 | 0 | 0 | 0 | 0 | 0 | 0 | 0 | 0 | 0 | 0 | 0 | 0 | 0 | 0 | 0 | 0 |  |  | C3 | 0 | 0 | 0 | 0 | 0 | C3 | 0 | 0 | 0 | 0 | 0 | C3 | [5 empty] | C3 | [5 empty] | 0 | [6 empty] | 0 | [6 empty] | 0 | [6 empty] | 0 | [6 empty] | 0 | [6 empty] | 0
|  |  | 0 | 0 | C4 | 0 | 0 | 0 | 0 | 0 | 0 | 0 | 0 | 0 | 0 | 0 | 0 | 0 | 0 | 0 | 0 | 0 | 0 | 0 | 0 | 0 | 0 | 0 | 0 | 0 | 0 | 0 | 0 | 0 | 0 | 0 | 0 | 0 | 0 | 0 | 0 |  |  | C4 | 0 | 0 | 0 | 0 | 0 | C4 | 0 | 0 | 0 | 0 | 0 | C4 | [5 empty] | C4 | [5 empty] | 0 | [6 empty] | 0 | [6 empty] | 0 | [6 empty] | 0 | [6 empty] | 0 | [6 empty] | 0
|  |  | 0 | 0 |  | 0 | 0 | 0 | 0 | 0 |  | 0 | 0 | 0 | 0 | 0 |  | 0 | 0 | 0 | 0 | 0 |  | 0 | 0 | 0 | 0 | 0 |  | 0 | 0 | 0 | 0 | 0 |  | 0 | 0 | 0 | 0 | 0 | [22 empty] | 0 | 0 | 0 | 0 | 0 | 0 |  | 0 | 0 | 0 | 0 | 0 | 0 |  | 0 | 0 | 0 | 0 | 0 | 0 |  | 0 | 0 | 0 | 0 | 0 | 0 |  | 0 | 0 | 0 | 0 | 0 | 0 |  | 0 | 0 | 0 | 0 | 0 | 0
| [Please insert new asset category as required] |  | 0 | 0 | C1 | 0 | 0 | 0 | 0 | 0 | 0 | 0 | 0 | 0 | 0 | 0 | 0 | 0 | 0 | 0 | 0 | 0 | 0 | 0 | 0 | 0 | 0 | 0 | 0 | 0 | 0 | 0 | 0 | 0 | 0 | 0 | 0 | 0 | 0 | 0 | 0 |  |  | C1 | 0 | 0 | 0 | 0 | 0 | C1 | 0 | 0 | 0 | 0 | 0 | C1 | [5 empty] | C1 | [5 empty] | 0 | [6 empty] | 0 | [6 empty] | 0 | [6 empty] | 0 | [6 empty] | 0 | [6 empty] | 0
|  |  | 0 | 0 | C2 | 0 | 0 | 0 | 0 | 0 | 0 | 0 | 0 | 0 | 0 | 0 | 0 | 0 | 0 | 0 | 0 | 0 | 0 | 0 | 0 | 0 | 0 | 0 | 0 | 0 | 0 | 0 | 0 | 0 | 0 | 0 | 0 | 0 | 0 | 0 | 0 |  |  | C2 | 0 | 0 | 0 | 0 | 0 | C2 | 0 | 0 | 0 | 0 | 0 | C2 | [5 empty] | C2 | [5 empty] | 0 | [6 empty] | 0 | [6 empty] | 0 | [6 empty] | 0 | [6 empty] | 0 | [6 empty] | 0
|  |  | 0 | 0 | C3 | 0 | 0 | 0 | 0 | 0 | 0 | 0 | 0 | 0 | 0 | 0 | 0 | 0 | 0 | 0 | 0 | 0 | 0 | 0 | 0 | 0 | 0 | 0 | 0 | 0 | 0 | 0 | 0 | 0 | 0 | 0 | 0 | 0 | 0 | 0 | 0 |  |  | C3 | 0 | 0 | 0 | 0 | 0 | C3 | 0 | 0 | 0 | 0 | 0 | C3 | [5 empty] | C3 | [5 empty] | 0 | [6 empty] | 0 | [6 empty] | 0 | [6 empty] | 0 | [6 empty] | 0 | [6 empty] | 0
|  |  | 0 | 0 | C4 | 0 | 0 | 0 | 0 | 0 | 0 | 0 | 0 | 0 | 0 | 0 | 0 | 0 | 0 | 0 | 0 | 0 | 0 | 0 | 0 | 0 | 0 | 0 | 0 | 0 | 0 | 0 | 0 | 0 | 0 | 0 | 0 | 0 | 0 | 0 | 0 |  |  | C4 | 0 | 0 | 0 | 0 | 0 | C4 | 0 | 0 | 0 | 0 | 0 | C4 | [5 empty] | C4 | [5 empty] | 0 | [6 empty] | 0 | [6 empty] | 0 | [6 empty] | 0 | [6 empty] | 0 | [6 empty] | 0
|  |  | 0 | 0 |  | 0 | 0 | 0 | 0 | 0 |  | 0 | 0 | 0 | 0 | 0 |  | 0 | 0 | 0 | 0 | 0 |  | 0 | 0 | 0 | 0 | 0 |  | 0 | 0 | 0 | 0 | 0 |  | 0 | 0 | 0 | 0 | 0 | [22 empty] | 0 | 0 | 0 | 0 | 0 | 0 |  | 0 | 0 | 0 | 0 | 0 | 0 |  | 0 | 0 | 0 | 0 | 0 | 0 |  | 0 | 0 | 0 | 0 | 0 | 0 |  | 0 | 0 | 0 | 0 | 0 | 0 |  | 0 | 0 | 0 | 0 | 0 | 0
| [Please insert new asset category as required] |  | 0 | 0 | C1 | 0 | 0 | 0 | 0 | 0 | 0 | 0 | 0 | 0 | 0 | 0 | 0 | 0 | 0 | 0 | 0 | 0 | 0 | 0 | 0 | 0 | 0 | 0 | 0 | 0 | 0 | 0 | 0 | 0 | 0 | 0 | 0 | 0 | 0 | 0 | 0 |  |  | C1 | 0 | 0 | 0 | 0 | 0 | C1 | 0 | 0 | 0 | 0 | 0 | C1 | [5 empty] | C1 | [5 empty] | 0 | [6 empty] | 0 | [6 empty] | 0 | [6 empty] | 0 | [6 empty] | 0 | [6 empty] | 0
|  |  | 0 | 0 | C2 | 0 | 0 | 0 | 0 | 0 | 0 | 0 | 0 | 0 | 0 | 0 | 0 | 0 | 0 | 0 | 0 | 0 | 0 | 0 | 0 | 0 | 0 | 0 | 0 | 0 | 0 | 0 | 0 | 0 | 0 | 0 | 0 | 0 | 0 | 0 | 0 |  |  | C2 | 0 | 0 | 0 | 0 | 0 | C2 | 0 | 0 | 0 | 0 | 0 | C2 | [5 empty] | C2 | [5 empty] | 0 | [6 empty] | 0 | [6 empty] | 0 | [6 empty] | 0 | [6 empty] | 0 | [6 empty] | 0
|  |  | 0 | 0 | C3 | 0 | 0 | 0 | 0 | 0 | 0 | 0 | 0 | 0 | 0 | 0 | 0 | 0 | 0 | 0 | 0 | 0 | 0 | 0 | 0 | 0 | 0 | 0 | 0 | 0 | 0 | 0 | 0 | 0 | 0 | 0 | 0 | 0 | 0 | 0 | 0 |  |  | C3 | 0 | 0 | 0 | 0 | 0 | C3 | 0 | 0 | 0 | 0 | 0 | C3 | [5 empty] | C3 | [5 empty] | 0 | [6 empty] | 0 | [6 empty] | 0 | [6 empty] | 0 | [6 empty] | 0 | [6 empty] | 0
|  |  | 0 | 0 | C4 | 0 | 0 | 0 | 0 | 0 | 0 | 0 | 0 | 0 | 0 | 0 | 0 | 0 | 0 | 0 | 0 | 0 | 0 | 0 | 0 | 0 | 0 | 0 | 0 | 0 | 0 | 0 | 0 | 0 | 0 | 0 | 0 | 0 | 0 | 0 | 0 |  |  | C4 | 0 | 0 | 0 | 0 | 0 | C4 | 0 | 0 | 0 | 0 | 0 | C4 | [5 empty] | C4 | [5 empty] | 0 | [6 empty] | 0 | [6 empty] | 0 | [6 empty] | 0 | [6 empty] | 0 | [6 empty] | 0
|  |  | 0 | 0 |  | 0 | 0 | 0 | 0 | 0 |  | 0 | 0 | 0 | 0 | 0 |  | 0 | 0 | 0 | 0 | 0 |  | 0 | 0 | 0 | 0 | 0 |  | 0 | 0 | 0 | 0 | 0 |  | 0 | 0 | 0 | 0 | 0 | [22 empty] | 0 | 0 | 0 | 0 | 0 | 0 |  | 0 | 0 | 0 | 0 | 0 | 0 |  | 0 | 0 | 0 | 0 | 0 | 0 |  | 0 | 0 | 0 | 0 | 0 | 0 |  | 0 | 0 | 0 | 0 | 0 | 0 |  | 0 | 0 | 0 | 0 | 0 | 0
| [Please insert new asset category as required] |  | 0 | 0 | C1 | 0 | 0 | 0 | 0 | 0 | 0 | 0 | 0 | 0 | 0 | 0 | 0 | 0 | 0 | 0 | 0 | 0 | 0 | 0 | 0 | 0 | 0 | 0 | 0 | 0 | 0 | 0 | 0 | 0 | 0 | 0 | 0 | 0 | 0 | 0 | 0 |  |  | C1 | 0 | 0 | 0 | 0 | 0 | C1 | 0 | 0 | 0 | 0 | 0 | C1 | [5 empty] | C1 | [5 empty] | 0 | [6 empty] | 0 | [6 empty] | 0 | [6 empty] | 0 | [6 empty] | 0 | [6 empty] | 0
|  |  | 0 | 0 | C2 | 0 | 0 | 0 | 0 | 0 | 0 | 0 | 0 | 0 | 0 | 0 | 0 | 0 | 0 | 0 | 0 | 0 | 0 | 0 | 0 | 0 | 0 | 0 | 0 | 0 | 0 | 0 | 0 | 0 | 0 | 0 | 0 | 0 | 0 | 0 | 0 |  |  | C2 | 0 | 0 | 0 | 0 | 0 | C2 | 0 | 0 | 0 | 0 | 0 | C2 | [5 empty] | C2 | [5 empty] | 0 | [6 empty] | 0 | [6 empty] | 0 | [6 empty] | 0 | [6 empty] | 0 | [6 empty] | 0
|  |  | 0 | 0 | C3 | 0 | 0 | 0 | 0 | 0 | 0 | 0 | 0 | 0 | 0 | 0 | 0 | 0 | 0 | 0 | 0 | 0 | 0 | 0 | 0 | 0 | 0 | 0 | 0 | 0 | 0 | 0 | 0 | 0 | 0 | 0 | 0 | 0 | 0 | 0 | 0 |  |  | C3 | 0 | 0 | 0 | 0 | 0 | C3 | 0 | 0 | 0 | 0 | 0 | C3 | [5 empty] | C3 | [5 empty] | 0 | [6 empty] | 0 | [6 empty] | 0 | [6 empty] | 0 | [6 empty] | 0 | [6 empty] | 0
|  |  | 0 | 0 | C4 | 0 | 0 | 0 | 0 | 0 | 0 | 0 | 0 | 0 | 0 | 0 | 0 | 0 | 0 | 0 | 0 | 0 | 0 | 0 | 0 | 0 | 0 | 0 | 0 | 0 | 0 | 0 | 0 | 0 | 0 | 0 | 0 | 0 | 0 | 0 | 0 |  |  | C4 | 0 | 0 | 0 | 0 | 0 | C4 | 0 | 0 | 0 | 0 | 0 | C4 | [5 empty] | C4 | [5 empty] | 0 | [6 empty] | 0 | [6 empty] | 0 | [6 empty] | 0 | [6 empty] | 0 | [6 empty] | 0
|  |  | 0 | 0 |  | 0 | 0 | 0 | 0 | 0 |  | 0 | 0 | 0 | 0 | 0 |  | 0 | 0 | 0 | 0 | 0 |  | 0 | 0 | 0 | 0 | 0 |  | 0 | 0 | 0 | 0 | 0 |  | 0 | 0 | 0 | 0 | 0 | [22 empty] | 0 | 0 | 0 | 0 | 0 | 0 |  | 0 | 0 | 0 | 0 | 0 | 0 |  | 0 | 0 | 0 | 0 | 0 | 0 |  | 0 | 0 | 0 | 0 | 0 | 0 |  | 0 | 0 | 0 | 0 | 0 | 0 |  | 0 | 0 | 0 | 0 | 0 | 0
[63 empty] | 446922.1809 | 985140.4159 | 1543032.9257 | 1758049.1137 | 1140245.2467 | 5873389.8829 |  | 449586.7676 | 1024853.9583 | 1603334.3327 | 1296895.8946 | 1686798.1445 | 6061469.0977 |  | 345628.9321 | 919776.1228 | 1878008.6376 | 1618614.0812 | 3012981.0511 | 7775008.8247 |  | 345628.9321 | 919776.1228 | 1878008.6376 | 1618614.0812 | 3012981.0511 | 7775008.8247 |  | 235180.5803 | 882150.9849 | 1802185.0666 | 1867755.9074 | 4909994.9923 | 9697267.5315 |  | 249457.4147 | 882150.9849 | 1802185.0666 | 1867755.9074 | 4332530.1906 | 9134079.5642
| Other | [66 empty] | 0 | [6 empty] | 0 | [6 empty] | 0 | [6 empty] | 0 | [6 empty] | 0 | [6 empty] | 0
| Submarine Cables |  | 0 | 0 | C1 | 0 | 0 | 0 | 0 | 0 | 0 | 0 | 0 | 0 | 0 | 0 | 0 | 0 | 0 | 0 | 0 | 0 | 0 | 0 | 0 | 0 | 0 | 0 | 0 | 0 | 0 | 0 | 0 | 0 | 0 | 0 | 0 | 0 | 0 | 0 | 0 |  |  | C1 | 0 | 0 | 0 | 0 | 0 | C1 | 0 | 0 | 0 | 0 | 0 | C1 | [5 empty] | C1 | [5 empty] | 0 | [6 empty] | 0 | [6 empty] | 0 | [6 empty] | 0 | [6 empty] | 0 | [6 empty] | 0
|  |  | 0 | 0 | C2 | 0 | 0 | 0 | 0 | 0 | 0 | 0 | 0 | 0 | 0 | 0 | 0 | 0 | 0 | 0 | 0 | 0 | 0 | 0 | 0 | 0 | 0 | 0 | 0 | 0 | 0 | 0 | 0 | 0 | 0 | 0 | 0 | 0 | 0 | 0 | 0 |  |  | C2 | 0 | 0 | 0 | 0 | 0 | C2 | 0 | 0 | 0 | 0 | 0 | C2 | [5 empty] | C2 | [5 empty] | 0 | [6 empty] | 0 | [6 empty] | 0 | [6 empty] | 0 | [6 empty] | 0 | [6 empty] | 0
|  |  | 0 | 0 | C3 | 0 | 0 | 0 | 0 | 0 | 0 | 0 | 0 | 0 | 0 | 0 | 0 | 0 | 0 | 0 | 0 | 0 | 0 | 0 | 0 | 0 | 0 | 0 | 0 | 0 | 0 | 0 | 0 | 0 | 0 | 0 | 0 | 0 | 0 | 0 | 0 |  |  | C3 | 0 | 0 | 0 | 0 | 0 | C3 | 0 | 0 | 0 | 0 | 0 | C3 | [5 empty] | C3 | [5 empty] | 0 | [6 empty] | 0 | [6 empty] | 0 | [6 empty] | 0 | [6 empty] | 0 | [6 empty] | 0
|  |  | 0 | 0 | C4 | 0 | 0 | 0 | 0 | 0 | 0 | 0 | 0 | 0 | 0 | 0 | 0 | 0 | 0 | 0 | 0 | 0 | 0 | 0 | 0 | 0 | 0 | 0 | 0 | 0 | 0 | 0 | 0 | 0 | 0 | 0 | 0 | 0 | 0 | 0 | 0 |  |  | C4 | 0 | 0 | 0 | 0 | 0 | C4 | 0 | 0 | 0 | 0 | 0 | C4 | [5 empty] | C4 | [5 empty] | 0 | [6 empty] | 0 | [6 empty] | 0 | [6 empty] | 0 | [6 empty] | 0 | [6 empty] | 0
|  |  | 0 | 0 |  | 0 | 0 | 0 | 0 | 0 |  | 0 | 0 | 0 | 0 | 0 |  | 0 | 0 | 0 | 0 | 0 |  | 0 | 0 | 0 | 0 | 0 |  | 0 | 0 | 0 | 0 | 0 |  | 0 | 0 | 0 | 0 | 0 | [22 empty] | 0 | 0 | 0 | 0 | 0 | 0 |  | 0 | 0 | 0 | 0 | 0 | 0 |  | 0 | 0 | 0 | 0 | 0 | 0 |  | 0 | 0 | 0 | 0 | 0 | 0 |  | 0 | 0 | 0 | 0 | 0 | 0 |  | 0 | 0 | 0 | 0 | 0 | 0
| [Please insert new asset category as required] |  | 0 | 0 | C1 | 0 | 0 | 0 | 0 | 0 | 0 | 0 | 0 | 0 | 0 | 0 | 0 | 0 | 0 | 0 | 0 | 0 | 0 | 0 | 0 | 0 | 0 | 0 | 0 | 0 | 0 | 0 | 0 | 0 | 0 | 0 | 0 | 0 | 0 | 0 | 0 |  |  | C1 | 0 | 0 | 0 | 0 | 0 | C1 | 0 | 0 | 0 | 0 | 0 | C1 | [5 empty] | C1 | [5 empty] | 0 | [6 empty] | 0 | [6 empty] | 0 | [6 empty] | 0 | [6 empty] | 0 | [6 empty] | 0
|  |  | 0 | 0 | C2 | 0 | 0 | 0 | 0 | 0 | 0 | 0 | 0 | 0 | 0 | 0 | 0 | 0 | 0 | 0 | 0 | 0 | 0 | 0 | 0 | 0 | 0 | 0 | 0 | 0 | 0 | 0 | 0 | 0 | 0 | 0 | 0 | 0 | 0 | 0 | 0 |  |  | C2 | 0 | 0 | 0 | 0 | 0 | C2 | 0 | 0 | 0 | 0 | 0 | C2 | [5 empty] | C2 | [5 empty] | 0 | [6 empty] | 0 | [6 empty] | 0 | [6 empty] | 0 | [6 empty] | 0 | [6 empty] | 0
|  |  | 0 | 0 | C3 | 0 | 0 | 0 | 0 | 0 | 0 | 0 | 0 | 0 | 0 | 0 | 0 | 0 | 0 | 0 | 0 | 0 | 0 | 0 | 0 | 0 | 0 | 0 | 0 | 0 | 0 | 0 | 0 | 0 | 0 | 0 | 0 | 0 | 0 | 0 | 0 |  |  | C3 | 0 | 0 | 0 | 0 | 0 | C3 | 0 | 0 | 0 | 0 | 0 | C3 | [5 empty] | C3 | [5 empty] | 0 | [6 empty] | 0 | [6 empty] | 0 | [6 empty] | 0 | [6 empty] | 0 | [6 empty] | 0
|  |  | 0 | 0 | C4 | 0 | 0 | 0 | 0 | 0 | 0 | 0 | 0 | 0 | 0 | 0 | 0 | 0 | 0 | 0 | 0 | 0 | 0 | 0 | 0 | 0 | 0 | 0 | 0 | 0 | 0 | 0 | 0 | 0 | 0 | 0 | 0 | 0 | 0 | 0 | 0 |  |  | C4 | 0 | 0 | 0 | 0 | 0 | C4 | 0 | 0 | 0 | 0 | 0 | C4 | [5 empty] | C4 | [5 empty] | 0 | [6 empty] | 0 | [6 empty] | 0 | [6 empty] | 0 | [6 empty] | 0 | [6 empty] | 0
|  |  | 0 | 0 |  | 0 | 0 | 0 | 0 | 0 |  | 0 | 0 | 0 | 0 | 0 |  | 0 | 0 | 0 | 0 | 0 |  | 0 | 0 | 0 | 0 | 0 |  | 0 | 0 | 0 | 0 | 0 |  | 0 | 0 | 0 | 0 | 0 | [22 empty] | 0 | 0 | 0 | 0 | 0 | 0 |  | 0 | 0 | 0 | 0 | 0 | 0 |  | 0 | 0 | 0 | 0 | 0 | 0 |  | 0 | 0 | 0 | 0 | 0 | 0 |  | 0 | 0 | 0 | 0 | 0 | 0 |  | 0 | 0 | 0 | 0 | 0 | 0
| [Please insert new asset category as required] |  | 0 | 0 | C1 | 0 | 0 | 0 | 0 | 0 | 0 | 0 | 0 | 0 | 0 | 0 | 0 | 0 | 0 | 0 | 0 | 0 | 0 | 0 | 0 | 0 | 0 | 0 | 0 | 0 | 0 | 0 | 0 | 0 | 0 | 0 | 0 | 0 | 0 | 0 | 0 |  |  | C1 | 0 | 0 | 0 | 0 | 0 | C1 | 0 | 0 | 0 | 0 | 0 | C1 | [5 empty] | C1 | [5 empty] | 0 | [6 empty] | 0 | [6 empty] | 0 | [6 empty] | 0 | [6 empty] | 0 | [6 empty] | 0
|  |  | 0 | 0 | C2 | 0 | 0 | 0 | 0 | 0 | 0 | 0 | 0 | 0 | 0 | 0 | 0 | 0 | 0 | 0 | 0 | 0 | 0 | 0 | 0 | 0 | 0 | 0 | 0 | 0 | 0 | 0 | 0 | 0 | 0 | 0 | 0 | 0 | 0 | 0 | 0 |  |  | C2 | 0 | 0 | 0 | 0 | 0 | C2 | 0 | 0 | 0 | 0 | 0 | C2 | [5 empty] | C2 | [5 empty] | 0 | [6 empty] | 0 | [6 empty] | 0 | [6 empty] | 0 | [6 empty] | 0 | [6 empty] | 0
|  |  | 0 | 0 | C3 | 0 | 0 | 0 | 0 | 0 | 0 | 0 | 0 | 0 | 0 | 0 | 0 | 0 | 0 | 0 | 0 | 0 | 0 | 0 | 0 | 0 | 0 | 0 | 0 | 0 | 0 | 0 | 0 | 0 | 0 | 0 | 0 | 0 | 0 | 0 | 0 |  |  | C3 | 0 | 0 | 0 | 0 | 0 | C3 | 0 | 0 | 0 | 0 | 0 | C3 | [5 empty] | C3 | [5 empty] | 0 | [6 empty] | 0 | [6 empty] | 0 | [6 empty] | 0 | [6 empty] | 0 | [6 empty] | 0
|  |  | 0 | 0 | C4 | 0 | 0 | 0 | 0 | 0 | 0 | 0 | 0 | 0 | 0 | 0 | 0 | 0 | 0 | 0 | 0 | 0 | 0 | 0 | 0 | 0 | 0 | 0 | 0 | 0 | 0 | 0 | 0 | 0 | 0 | 0 | 0 | 0 | 0 | 0 | 0 |  |  | C4 | 0 | 0 | 0 | 0 | 0 | C4 | 0 | 0 | 0 | 0 | 0 | C4 | [5 empty] | C4 | [5 empty] | 0 | [6 empty] | 0 | [6 empty] | 0 | [6 empty] | 0 | [6 empty] | 0 | [6 empty] | 0
|  |  | 0 | 0 |  | 0 | 0 | 0 | 0 | 0 |  | 0 | 0 | 0 | 0 | 0 |  | 0 | 0 | 0 | 0 | 0 |  | 0 | 0 | 0 | 0 | 0 |  | 0 | 0 | 0 | 0 | 0 |  | 0 | 0 | 0 | 0 | 0 | [22 empty] | 0 | 0 | 0 | 0 | 0 | 0 |  | 0 | 0 | 0 | 0 | 0 | 0 |  | 0 | 0 | 0 | 0 | 0 | 0 |  | 0 | 0 | 0 | 0 | 0 | 0 |  | 0 | 0 | 0 | 0 | 0 | 0 |  | 0 | 0 | 0 | 0 | 0 | 0
| [Please insert new asset category as required] |  | 0 | 0 | C1 | 0 | 0 | 0 | 0 | 0 | 0 | 0 | 0 | 0 | 0 | 0 | 0 | 0 | 0 | 0 | 0 | 0 | 0 | 0 | 0 | 0 | 0 | 0 | 0 | 0 | 0 | 0 | 0 | 0 | 0 | 0 | 0 | 0 | 0 | 0 | 0 |  |  | C1 | 0 | 0 | 0 | 0 | 0 | C1 | 0 | 0 | 0 | 0 | 0 | C1 | [5 empty] | C1 | [5 empty] | 0 | [6 empty] | 0 | [6 empty] | 0 | [6 empty] | 0 | [6 empty] | 0 | [6 empty] | 0
|  |  | 0 | 0 | C2 | 0 | 0 | 0 | 0 | 0 | 0 | 0 | 0 | 0 | 0 | 0 | 0 | 0 | 0 | 0 | 0 | 0 | 0 | 0 | 0 | 0 | 0 | 0 | 0 | 0 | 0 | 0 | 0 | 0 | 0 | 0 | 0 | 0 | 0 | 0 | 0 |  |  | C2 | 0 | 0 | 0 | 0 | 0 | C2 | 0 | 0 | 0 | 0 | 0 | C2 | [5 empty] | C2 | [5 empty] | 0 | [6 empty] | 0 | [6 empty] | 0 | [6 empty] | 0 | [6 empty] | 0 | [6 empty] | 0
|  |  | 0 | 0 | C3 | 0 | 0 | 0 | 0 | 0 | 0 | 0 | 0 | 0 | 0 | 0 | 0 | 0 | 0 | 0 | 0 | 0 | 0 | 0 | 0 | 0 | 0 | 0 | 0 | 0 | 0 | 0 | 0 | 0 | 0 | 0 | 0 | 0 | 0 | 0 | 0 |  |  | C3 | 0 | 0 | 0 | 0 | 0 | C3 | 0 | 0 | 0 | 0 | 0 | C3 | [5 empty] | C3 | [5 empty] | 0 | [6 empty] | 0 | [6 empty] | 0 | [6 empty] | 0 | [6 empty] | 0 | [6 empty] | 0
|  |  | 0 | 0 | C4 | 0 | 0 | 0 | 0 | 0 | 0 | 0 | 0 | 0 | 0 | 0 | 0 | 0 | 0 | 0 | 0 | 0 | 0 | 0 | 0 | 0 | 0 | 0 | 0 | 0 | 0 | 0 | 0 | 0 | 0 | 0 | 0 | 0 | 0 | 0 | 0 |  |  | C4 | 0 | 0 | 0 | 0 | 0 | C4 | 0 | 0 | 0 | 0 | 0 | C4 | [5 empty] | C4 | [5 empty] | 0 | [6 empty] | 0 | [6 empty] | 0 | [6 empty] | 0 | [6 empty] | 0 | [6 empty] | 0
|  |  | 0 | 0 |  | 0 | 0 | 0 | 0 | 0 |  | 0 | 0 | 0 | 0 | 0 |  | 0 | 0 | 0 | 0 | 0 |  | 0 | 0 | 0 | 0 | 0 |  | 0 | 0 | 0 | 0 | 0 |  | 0 | 0 | 0 | 0 | 0 | [22 empty] | 0 | 0 | 0 | 0 | 0 | 0 |  | 0 | 0 | 0 | 0 | 0 | 0 |  | 0 | 0 | 0 | 0 | 0 | 0 |  | 0 | 0 | 0 | 0 | 0 | 0 |  | 0 | 0 | 0 | 0 | 0 | 0 |  | 0 | 0 | 0 | 0 | 0 | 0
| [Please insert new asset category as required] |  | 0 | 0 | C1 | 0 | 0 | 0 | 0 | 0 | 0 | 0 | 0 | 0 | 0 | 0 | 0 | 0 | 0 | 0 | 0 | 0 | 0 | 0 | 0 | 0 | 0 | 0 | 0 | 0 | 0 | 0 | 0 | 0 | 0 | 0 | 0 | 0 | 0 | 0 | 0 |  |  | C1 | 0 | 0 | 0 | 0 | 0 | C1 | 0 | 0 | 0 | 0 | 0 | C1 | [5 empty] | C1 | [5 empty] | 0 | [6 empty] | 0 | [6 empty] | 0 | [6 empty] | 0 | [6 empty] | 0 | [6 empty] | 0
|  |  | 0 | 0 | C2 | 0 | 0 | 0 | 0 | 0 | 0 | 0 | 0 | 0 | 0 | 0 | 0 | 0 | 0 | 0 | 0 | 0 | 0 | 0 | 0 | 0 | 0 | 0 | 0 | 0 | 0 | 0 | 0 | 0 | 0 | 0 | 0 | 0 | 0 | 0 | 0 |  |  | C2 | 0 | 0 | 0 | 0 | 0 | C2 | 0 | 0 | 0 | 0 | 0 | C2 | [5 empty] | C2 | [5 empty] | 0 | [6 empty] | 0 | [6 empty] | 0 | [6 empty] | 0 | [6 empty] | 0 | [6 empty] | 0
|  |  | 0 | 0 | C3 | 0 | 0 | 0 | 0 | 0 | 0 | 0 | 0 | 0 | 0 | 0 | 0 | 0 | 0 | 0 | 0 | 0 | 0 | 0 | 0 | 0 | 0 | 0 | 0 | 0 | 0 | 0 | 0 | 0 | 0 | 0 | 0 | 0 | 0 | 0 | 0 |  |  | C3 | 0 | 0 | 0 | 0 | 0 | C3 | 0 | 0 | 0 | 0 | 0 | C3 | [5 empty] | C3 | [5 empty] | 0 | [6 empty] | 0 | [6 empty] | 0 | [6 empty] | 0 | [6 empty] | 0 | [6 empty] | 0
|  |  | 0 | 0 | C4 | 0 | 0 | 0 | 0 | 0 | 0 | 0 | 0 | 0 | 0 | 0 | 0 | 0 | 0 | 0 | 0 | 0 | 0 | 0 | 0 | 0 | 0 | 0 | 0 | 0 | 0 | 0 | 0 | 0 | 0 | 0 | 0 | 0 | 0 | 0 | 0 |  |  | C4 | 0 | 0 | 0 | 0 | 0 | C4 | 0 | 0 | 0 | 0 | 0 | C4 | [5 empty] | C4 | [5 empty] | 0 | [6 empty] | 0 | [6 empty] | 0 | [6 empty] | 0 | [6 empty] | 0 | [6 empty] | 0
|  |  | 0 | 0 |  | 0 | 0 | 0 | 0 | 0 |  | 0 | 0 | 0 | 0 | 0 |  | 0 | 0 | 0 | 0 | 0 |  | 0 | 0 | 0 | 0 | 0 |  | 0 | 0 | 0 | 0 | 0 |  | 0 | 0 | 0 | 0 | 0 | [22 empty] | 0 | 0 | 0 | 0 | 0 | 0 |  | 0 | 0 | 0 | 0 | 0 | 0 |  | 0 | 0 | 0 | 0 | 0 | 0 |  | 0 | 0 | 0 | 0 | 0 | 0 |  | 0 | 0 | 0 | 0 | 0 | 0 |  | 0 | 0 | 0 | 0 | 0 | 0
| [Please insert new asset category as required] |  | 0 | 0 | C1 | 0 | 0 | 0 | 0 | 0 | 0 | 0 | 0 | 0 | 0 | 0 | 0 | 0 | 0 | 0 | 0 | 0 | 0 | 0 | 0 | 0 | 0 | 0 | 0 | 0 | 0 | 0 | 0 | 0 | 0 | 0 | 0 | 0 | 0 | 0 | 0 |  |  | C1 | 0 | 0 | 0 | 0 | 0 | C1 | 0 | 0 | 0 | 0 | 0 | C1 | [5 empty] | C1 | [5 empty] | 0 | [6 empty] | 0 | [6 empty] | 0 | [6 empty] | 0 | [6 empty] | 0 | [6 empty] | 0
|  |  | 0 | 0 | C2 | 0 | 0 | 0 | 0 | 0 | 0 | 0 | 0 | 0 | 0 | 0 | 0 | 0 | 0 | 0 | 0 | 0 | 0 | 0 | 0 | 0 | 0 | 0 | 0 | 0 | 0 | 0 | 0 | 0 | 0 | 0 | 0 | 0 | 0 | 0 | 0 |  |  | C2 | 0 | 0 | 0 | 0 | 0 | C2 | 0 | 0 | 0 | 0 | 0 | C2 | [5 empty] | C2 | [5 empty] | 0 | [6 empty] | 0 | [6 empty] | 0 | [6 empty] | 0 | [6 empty] | 0 | [6 empty] | 0
|  |  | 0 | 0 | C3 | 0 | 0 | 0 | 0 | 0 | 0 | 0 | 0 | 0 | 0 | 0 | 0 | 0 | 0 | 0 | 0 | 0 | 0 | 0 | 0 | 0 | 0 | 0 | 0 | 0 | 0 | 0 | 0 | 0 | 0 | 0 | 0 | 0 | 0 | 0 | 0 |  |  | C3 | 0 | 0 | 0 | 0 | 0 | C3 | 0 | 0 | 0 | 0 | 0 | C3 | [5 empty] | C3 | [5 empty] | 0 | [6 empty] | 0 | [6 empty] | 0 | [6 empty] | 0 | [6 empty] | 0 | [6 empty] | 0
|  |  | 0 | 0 | C4 | 0 | 0 | 0 | 0 | 0 | 0 | 0 | 0 | 0 | 0 | 0 | 0 | 0 | 0 | 0 | 0 | 0 | 0 | 0 | 0 | 0 | 0 | 0 | 0 | 0 | 0 | 0 | 0 | 0 | 0 | 0 | 0 | 0 | 0 | 0 | 0 |  |  | C4 | 0 | 0 | 0 | 0 | 0 | C4 | 0 | 0 | 0 | 0 | 0 | C4 | [5 empty] | C4 | [5 empty] | 0 | [6 empty] | 0 | [6 empty] | 0 | [6 empty] | 0 | [6 empty] | 0 | [6 empty] | 0
|  |  | 0 | 0 |  | 0 | 0 | 0 | 0 | 0 |  | 0 | 0 | 0 | 0 | 0 |  | 0 | 0 | 0 | 0 | 0 |  | 0 | 0 | 0 | 0 | 0 |  | 0 | 0 | 0 | 0 | 0 |  | 0 | 0 | 0 | 0 | 0 | [22 empty] | 0 | 0 | 0 | 0 | 0 | 0 |  | 0 | 0 | 0 | 0 | 0 | 0 |  | 0 | 0 | 0 | 0 | 0 | 0 |  | 0 | 0 | 0 | 0 | 0 | 0 |  | 0 | 0 | 0 | 0 | 0 | 0 |  | 0 | 0 | 0 | 0 | 0 | 0
[63 empty] | 0 | 0 | 0 | 0 | 0 | 0 |  | 0 | 0 | 0 | 0 | 0 | 0 |  | 0 | 0 | 0 | 0 | 0 | 0 |  | 0 | 0 | 0 | 0 | 0 | 0 |  | 0 | 0 | 0 | 0 | 0 | 0 |  | 0 | 0 | 0 | 0 | 0 | 0
| TOTAL |  | 116698 | 116768 |  | 26921 | 32820 | 36540 | 18423 | 1994 |  | 24139 | 31668 | 36873 | 19604 | 3238 |  | 0 | 0 | 0 | 0 | 0 |  | 16740 | 35508 | 33361 | 27184 | 3904 |  | 89 | 0 | 0 | 0 | -19 |  | 9810 | 37478 | 29558 | 33705 | 6149 |  |  |  |  | 0 | 0 | 0 | 0 | 0 |  | 0 | 0 | 0 | 0 | 0 | [7 empty] | 1590172.7763 | 4761664.0549 | 11455190.6272 | 8292200.5774 | 3758783.1561 | 29858011.1919 |  | 1787617.1908 | 4851110.9292 | 11475974.7852 | 7059936.0128 | 3799797.2868 | 28974436.2048 |  | 1178628.057 | 4662331.5279 | 12503905.7993 | 9691053.7863 | 7764449.4742 | 35800368.6447 |  | 1178628.057 | 4662331.5279 | 12503905.7993 | 9691053.7863 | 7764449.4742 | 35800368.6447 |  | 698943.1357 | 4375838.0779 | 13440437.2012 | 12158303.522 | 11473152.4137 | 42146674.3505 |  | 735242.4256 | 4375838.0779 | 13440437.2012 | 12158303.522 | 10895687.6119 | 41605508.8386
Health Index Definitions
|  |  | HI1 | New or as new | [57 empty] | LV Network | 354017.445 | 929947.6056 | 5600750.0903 | 4734114.3155 | 1442943.5651 | 13061773.0215 | LV Network | 395432.6272 | 957879.3029 | 5544602.6441 | 4631364.4323 | 916821.7085 | 12446100.715 | LV Network | 256142.3144 | 988539.3419 | 5112847.7449 | 6720093.4345 | 1676344.2658 | 14753967.1015 | LV Network | 256142.3144 | 988539.3419 | 5112847.7449 | 6720093.4345 | 1676344.2658 | 14753967.1015 | LV Network | 171027.2493 | 1005226.9515 | 4726474.6486 | 8402590.2148 | 2255767.3067 | 16561086.371 | LV Network | 171027.2493 | 1005226.9515 | 4726474.6486 | 8402590.2148 | 2255767.3067 | 16561086.371
|  |  | HI2 | Good or seviceable condition | [57 empty] | HV Network | 622194.8655 | 1413198.4989 | 2867943.5144 | 842430.9338 | 314768.1357 | 6060535.9484 | HV Network | 743490.0807 | 1465423.1227 | 2730785.0968 | 352036.0028 | 89737.7575 | 5381472.0605 | HV Network | 451039.1274 | 1634338.2049 | 2892054.7963 | 640791.8415 | 607896.1614 | 6226120.1314 | HV Network | 451039.1274 | 1634338.2049 | 2892054.7963 | 640791.8415 | 607896.1614 | 6226120.1314 | HV Network | 204085.9448 | 1723107.7521 | 3071323.7186 | 785403.7543 | 1654003.0652 | 7437924.235 | HV Network | 218272.1869 | 1723107.7521 | 3071323.7186 | 785403.7543 | 1654003.0652 | 7452110.4771
|  |  | HI3 | Deterioration requires assessment and monitoring | [57 empty] | EHV Network | 167038.2849 | 1433377.5345 | 1443464.0968 | 957606.2145 | 860826.2086 | 4862312.3392 | EHV Network | 199107.7153 | 1402954.5453 | 1597252.7117 | 779639.6831 | 1106439.6763 | 5085394.3315 | EHV Network | 125817.6831 | 1119677.8582 | 2620994.6206 | 711554.4292 | 2467227.996 | 7045272.5871 | EHV Network | 125817.6831 | 1119677.8582 | 2620994.6206 | 711554.4292 | 2467227.996 | 7045272.5871 | EHV Network | 88649.3613 | 765352.3894 | 3840453.7673 | 1102553.6455 | 2653387.0494 | 8450396.2129 | EHV Network | 96485.5747 | 765352.3894 | 3840453.7673 | 1102553.6455 | 2653387.0494 | 8458232.4264
|  |  | HI4 | Material deterioration, intervention requires consideration | [57 empty] | 132kV Network | 446922.1809 | 985140.4159 | 1543032.9257 | 1758049.1137 | 1140245.2467 | 5873389.8829 | 132kV Network | 449586.7676 | 1024853.9583 | 1603334.3327 | 1296895.8946 | 1686798.1445 | 6061469.0977 | 132kV Network | 345628.9321 | 919776.1228 | 1878008.6376 | 1618614.0812 | 3012981.0511 | 7775008.8247 | 132kV Network | 345628.9321 | 919776.1228 | 1878008.6376 | 1618614.0812 | 3012981.0511 | 7775008.8247 | 132kV Network | 235180.5803 | 882150.9849 | 1802185.0666 | 1867755.9074 | 4909994.9923 | 9697267.5315 | 132kV Network | 249457.4147 | 882150.9849 | 1802185.0666 | 1867755.9074 | 4332530.1906 | 9134079.5642
|  |  | HI5 | End of serviceable life, intervention required | [57 empty] | Other | 0 | 0 | 0 | 0 | 0 | 0 | Other | 0 | 0 | 0 | 0 | 0 | 0 | Other | 0 | 0 | 0 | 0 | 0 | 0 | Other | 0 | 0 | 0 | 0 | 0 | 0 | Other | 0 | 0 | 0 | 0 | 0 | 0 | Other | 0 | 0 | 0 | 0 | 0 | 0
[62 empty] | Total | 1590172.7763 | 4761664.0549 | 11455190.6272 | 8292200.5774 | 3758783.1561 | 29858011.1919 | Total | 1787617.1908 | 4851110.9292 | 11475974.7852 | 7059936.0128 | 3799797.2868 | 28974436.2048 | Total | 1178628.057 | 4662331.5279 | 12503905.7993 | 9691053.7863 | 7764449.4742 | 35800368.6447 | Total | 1178628.057 | 4662331.5279 | 12503905.7993 | 9691053.7863 | 7764449.4742 | 35800368.6447 | Total | 698943.1357 | 4375838.0779 | 13440437.2012 | 12158303.522 | 11473152.4137 | 42146674.3505 | Total | 735242.4256 | 4375838.0779 | 13440437.2012 | 12158303.522 | 10895687.6119 | 41605508.8386
Criticality Index Definitions
|  |  | C1 | Low criticality
|  |  | C2 | Average criticality
|  |  | C3 | High criticality
|  |  | C4 | Very high criticality

## LPN - Ave Crit
HI8: Secondary deliverables RIIO-ED1 - Average Criticality | [6 empty] | HI8: Secondary deliverables RIIO-ED1
LPN | [6 empty] | LPN
Price base (2012/13) | [6 empty] | Price base (2012/13)
| ASSET CATEGORIES | RIIO-ED1 period | [5 empty] | ASSET CATEGORIES | RIIO-ED1 period
|  | Network Performance | Safety | Environmental | Financial consequence of repair/ replacement | Average Overall Consequence Of Failure |  |  | Network Performance | Safety | Environmental | Financial consequence of repair/ replacement | Average Overall Consequence Of Failure
| LV Network | [6 empty] | LV Network
| LV Switchgear and Other | 661 | 7082 | 1500 | 22890.1 | 32133.1 |  | LV Switchgear and Other | 661 | 7082 | 1500 | 22890.1 | 32133.1
| LV UGB | 266 | 8504 | 1500 | 561 | 10831 |  | LV UGB | 266 | 8504 | 1500 | 561 | 10831
| LV OHL Support | N/A | N/A | N/A | N/A | N/A |  | LV OHL Support | N/A | N/A | N/A | N/A | 0
| [Please insert new asset category as required] | 0 | 0 | 0 | 0 | 0 |  | [Please insert new asset category as required]
| [Please insert new asset category as required] | 0 | 0 | 0 | 0 | 0 |  | [Please insert new asset category as required]
| [Please insert new asset category as required] | 0 | 0 | 0 | 0 | 0 |  | [Please insert new asset category as required]
| [Please insert new asset category as required] | 0 | 0 | 0 | 0 | 0 |  | [Please insert new asset category as required]
| [Please insert new asset category as required] | 0 | 0 | 0 | 0 | 0 |  | [Please insert new asset category as required]
|  | 0 | 0 | 0 | 0 | 0
| HV Network | 0 | 0 | 0 | 0 | 0 |  | HV Network
| HV Switchgear (GM) - Primary | 59672 | 6332 | 3639 | 10563.8542 | 80206.8542 |  | HV Switchgear (GM) - Primary | 59672 | 6332 | 3639 | 10563.8542 | 80206.8542
| HV Switchgear (GM) - Distribution | 35113.1206 | 5162 | 3148 | 5570.5313 | 48993.6519 |  | HV Switchgear (GM) - Distribution | 35113.1206 | 5162 | 3148 | 5570.5313 | 48993.6519
| HV Transformer (GM) | 35979 | 5745 | 7260 | 23902 | 72886 |  | HV Transformer (GM) | 35979 | 5745 | 7260 | 23902 | 72886
| HV UG Cable | N/A | N/A | N/A | N/A | N/A |  | HV UG Cable | N/A | N/A | N/A | N/A | 0
| HV OHL Support - Poles | N/A | N/A | N/A | N/A | N/A |  | HV OHL Support - Poles | N/A | N/A | N/A | N/A | 0
| [Please insert new asset category as required] | 0 | 0 | 0 | 0 | 0 |  | [Please insert new asset category as required]
| [Please insert new asset category as required] | 0 | 0 | 0 | 0 | 0 |  | [Please insert new asset category as required]
| [Please insert new asset category as required] | 0 | 0 | 0 | 0 | 0 |  | [Please insert new asset category as required]
| [Please insert new asset category as required] | 0 | 0 | 0 | 0 | 0 |  | [Please insert new asset category as required]
| [Please insert new asset category as required] | 0 | 0 | 0 | 0 | 0 |  | [Please insert new asset category as required]
|  | 0 | 0 | 0 | 0 | 0
| EHV Network | 0 | 0 | 0 | 0 | 0 |  | EHV Network
| EHV Switchgear (GM) | 102637 | 3811 | 12552 | 22716.2255 | 141716.2255 |  | EHV Switchgear (GM) | 102637 | 3811 | 12552 | 22716.2255 | 141716.2255
| EHV Transformer | 215060 | 592.0915 | 39217 | 52191 | 307060.0915 |  | EHV Transformer | 215060 | 592.0915 | 39217 | 52191 | 307060.0915
| EHV UG Cable (Gas) | 437803 | 362 | 1500 | 191291 | 630956 |  | EHV UG Cable (Gas) | 437803 | 362 | 1500 | 191291 | 630956
| EHV UG Cable (Oil) | 437803 | 362.23 | 78009 | 191291 | 707465.23 |  | EHV UG Cable (Oil) | 437803 | 362.23 | 78009 | 191291 | 707465.23
| EHV UG Cable (Non Pressurised) | N/A | N/A | N/A | N/A | N/A |  | EHV UG Cable (Non Pressurised) | N/A | N/A | N/A | N/A | 0
| EHV OHL Support - Towers | 370359 | 18500 | 14770 | 31664 | 435293 |  | EHV OHL Support - Towers | 370359 | 18500 | 14770 | 31664 | 435293
| EHV OHL Support - Poles | N/A | N/A | N/A | N/A | N/A |  | EHV OHL Support - Poles | N/A | N/A | N/A | N/A | 0
| EHV OHL Fittings and Conductors (Tower Lines) | 370359 | 18500 | 14770 | 31664 | 435293 |  | EHV OHL Fittings and Conductors (Tower Lines) | 370359 | 18500 | 14770 | 31664 | 435293
| [Please insert new asset category as required] | 0 | 0 | 0 | 0 | 0 |  | [Please insert new asset category as required]
| [Please insert new asset category as required] | 0 | 0 | 0 | 0 | 0 |  | [Please insert new asset category as required]
| [Please insert new asset category as required] | 0 | 0 | 0 | 0 | 0 |  | [Please insert new asset category as required]
| [Please insert new asset category as required] | 0 | 0 | 0 | 0 | 0 |  | [Please insert new asset category as required]
| [Please insert new asset category as required] | 0 | 0 | 0 | 0 | 0 |  | [Please insert new asset category as required]
|  | 0 | 0 | 0 | 0 | 0
| 132kV Network | 0 | 0 | 0 | 0 | 0 |  | 132kV Network
| 132kV CBs | 260135 | 3833 | 32166 | 47340.3961 | 343474.3961 |  | 132kV CBs | 260135 | 3833 | 32166 | 47340.3961 | 343474.3961
| 132kV Transformer | 330283 | 576 | 101000 | 198470 | 630329 |  | 132kV Transformer | 330283 | 576 | 101000 | 198470 | 630329
| 132kV UG Cable (Gas) | 1442060 | 362 | 1500 | 193115 | 1637037 |  | 132kV UG Cable (Gas) | 1442060 | 362 | 1500 | 193115 | 1637037
| 132kV UG Cable (Oil) | 1442060 | 362.45 | 74578 | 193115 | 1710115.45 |  | 132kV UG Cable (Oil) | 1442060 | 362.45 | 74578 | 193115 | 1710115.45
| 132kV UG Cable (Non Pressurised) | N/A | N/A | N/A | N/A | N/A |  | 132kV UG Cable (Non Pressurised) | N/A | N/A | N/A | N/A | 0
| 132kV OHL Support - Tower | 218512 | 26353 | 14770 | 42219 | 301854 |  | 132kV OHL Support - Tower | 218512 | 26353 | 14770 | 42219 | 301854
| 132kV OHL Fittings and Conductors (Tower Lines) | 218512 | 26353 | 14770 | 42219 | 301854 |  | 132kV OHL Fittings and Conductors (Tower Lines) | 218512 | 26353 | 14770 | 42219 | 301854
| [Please insert new asset category as required] | 0 | 0 | 0 | 0 | 0 |  | [Please insert new asset category as required]
| [Please insert new asset category as required] | 0 | 0 | 0 | 0 | 0 |  | [Please insert new asset category as required]
| [Please insert new asset category as required] | 0 | 0 | 0 | 0 | 0 |  | [Please insert new asset category as required]
| [Please insert new asset category as required] | 0 | 0 | 0 | 0 | 0 |  | [Please insert new asset category as required]
| [Please insert new asset category as required] | 0 | 0 | 0 | 0 | 0 |  | [Please insert new asset category as required]
|  | 0 | 0 | 0 | 0 | 0
| Other | 0 | 0 | 0 | 0 | 0 |  | Other
| Submarine Cables | N/A | N/A | N/A | N/A | N/A |  | Submarine Cables | N/A | N/A | N/A | N/A | 0
| [Please insert new asset category as required] | 0 | 0 | 0 | 0 | 0 |  | [Please insert new asset category as required]
| [Please insert new asset category as required] | 0 | 0 | 0 | 0 | 0 |  | [Please insert new asset category as required]
| [Please insert new asset category as required] | 0 | 0 | 0 | 0 | 0 |  | [Please insert new asset category as required]
| [Please insert new asset category as required] | 0 | 0 | 0 | 0 | 0 |  | [Please insert new asset category as required]
| [Please insert new asset category as required] | 0 | 0 | 0 | 0 | 0 |  | [Please insert new asset category as required]

## LPN - HI Probs. of Failure
CM105: HI Ratings Probabilities of Failure
LPN
Price base (2012/13)
Average Probabilities of Failure
| ASSET CATEGORIES | HI Rating | [9 empty] | ASSET CATEGORIES | HI1 | HI2 | HI3 | HI4 | HI5
|  | HI 1 |  | HI 2 |  | HI 3 |  | HI 4 |  | HI 5
|  | Low boundary | High boundary | Low boundary | High boundary | Low boundary | High boundary | Low boundary | High boundary | Low boundary | High boundary
| LV Network | [10 empty] | LV Network
| LV Switchgear and Other | 0 | 0.0021631 | 0 | 0.004953 | 0.004953 | 0.010375 | 0.010375 | 0.014607 | 0.014607 | 0.025514 | LV Switchgear and Other | 0.0010816 | 0.0024765 | 0.0076638 | 0.012491 | 0.020061
| LV UGB | 0 | 0.0028671 | 0 | 0.0043007 | 0.0043007 | 0.010035 | 0.010035 | 0.021503 | 0.021503 | 0.04014 | LV UGB | 0.0014336 | 0.0021503 | 0.0071678 | 0.015769 | 0.030821
| LV OHL Support | 0 | 0.0030404 | 0 | 0.0030404 | 0.0030404 | 0.0030679 | 0.0030679 | 0.013754 | 0.013754 | 0.019599 | LV OHL Support | 0.0015202 | 0.0015202 | 0.0030542 | 0.0084107 | 0.016676
| [Please insert new asset category as required] | 0 | 0 | 0 | 0 | 0 | 0 | 0 | 0 | 0 | 0 | LV Switchgear (at s/s) | 0 | 0 | 0 | 0 | 0
| [Please insert new asset category as required] | 0 | 0 | 0 | 0 | 0 | 0 | 0 | 0 | 0 | 0 | LV UGB and LV Pillar OD (not at s/s) | 0 | 0 | 0 | 0 | 0
| [Please insert new asset category as required] | 0 | 0 | 0 | 0 | 0 | 0 | 0 | 0 | 0 | 0 |  | 0 | 0 | 0 | 0 | 0
| [Please insert new asset category as required] | 0 | 0 | 0 | 0 | 0 | 0 | 0 | 0 | 0 | 0 |  | 0 | 0 | 0 | 0 | 0
| [Please insert new asset category as required] | 0 | 0 | 0 | 0 | 0 | 0 | 0 | 0 | 0 | 0 |  | 0 | 0 | 0 | 0 | 0
|  | 0 | 0 | 0 | 0 | 0 | 0 | 0 | 0 | 0 | 0
| HV Network | 0 | 0 | 0 | 0 | 0 | 0 | 0 | 0 | 0 | 0 | HV Network
| HV Switchgear (GM) - Primary | 0 | 0.0035024 | 0 | 0.0035024 | 0.0035024 | 0.0096073 | 0.0096073 | 0.014476 | 0.014476 | 0.018675 | HV Switchgear (GM) - Primary | 0.0017512 | 0.0017512 | 0.0065548 | 0.012041 | 0.016575
| HV Switchgear (GM) - Distribution | 0 | 0.0011172 | 0 | 0.0011172 | 0.0011172 | 0.0030822 | 0.0030822 | 0.0046174 | 0.0046174 | 0.008553 | HV Switchgear (GM) - Distribution | 0.00055859 | 0.00055859 | 0.0020997 | 0.0038498 | 0.0065852
| HV Transformer (GM) | 0 | 0.0017641 | 0 | 0.00215 | 0.00215 | 0.0039141 | 0.0039141 | 0.0076521 | 0.0076521 | 0.011857 | HV Transformer (GM) | 0.00088206 | 0.001075 | 0.003032 | 0.0057831 | 0.0097546
| HV UG Cable | 0 | 0.0017641 | 0 | 0.00215 | 0.00215 | 0.0039141 | 0.0039141 | 0.0076521 | 0.0076521 | 0.011857 | HV UG Cable | 0.00088206 | 0.001075 | 0.003032 | 0.0057831 | 0.0097546
| HV OHL Support - Poles | 0 | 0.0020607 | 0 | 0.0020607 | 0.0020607 | 0.0056934 | 0.0056934 | 0.010605 | 0.010605 | 0.014521 | HV OHL Support - Poles | 0.0010304 | 0.0010304 | 0.0038771 | 0.0081493 | 0.012563
| [Please insert new asset category as required] | 0 | 0 | 0 | 0 | 0 | 0 | 0 | 0 | 0 | 0 |  | 0 | 0 | 0 | 0 | 0
| [Please insert new asset category as required] | 0 | 0 | 0 | 0 | 0 | 0 | 0 | 0 | 0 | 0 |  | 0 | 0 | 0 | 0 | 0
| [Please insert new asset category as required] | 0 | 0 | 0 | 0 | 0 | 0 | 0 | 0 | 0 | 0 |  | 0 | 0 | 0 | 0 | 0
| [Please insert new asset category as required] | 0 | 0 | 0 | 0 | 0 | 0 | 0 | 0 | 0 | 0 |  | 0 | 0 | 0 | 0 | 0
| [Please insert new asset category as required] | 0 | 0 | 0 | 0 | 0 | 0 | 0 | 0 | 0 | 0 |  | 0 | 0 | 0 | 0 | 0
|  | 0 | 0 | 0 | 0 | 0 | 0 | 0 | 0 | 0 | 0
| EHV Network | 0 | 0 | 0 | 0 | 0 | 0 | 0 | 0 | 0 | 0 | EHV Network
| EHV Switchgear (GM) | 0 | 0.0088371 | 0 | 0.0088371 | 0.0088371 | 0.024507 | 0.024507 | 0.036524 | 0.036524 | 0.067655 | EHV Switchgear (GM) | 0.0044186 | 0.0044186 | 0.016672 | 0.030516 | 0.05209
| EHV Transformer | 0 | 0.017013 | 0 | 0.017013 | 0.017013 | 0.046712 | 0.046712 | 0.085464 | 0.085464 | 0.18502 | EHV Transformer | 0.0085067 | 0.0085067 | 0.031863 | 0.066088 | 0.13524
| EHV UG Cable (Gas) | 0 | 0.001069 | 0 | 0.001069 | 0.001069 | 0.002938 | 0.002938 | 0.005324 | 0.005324 | 0.011676 | EHV UG Cable (Gas) | 0.0005345 | 0.0005345 | 0.0020035 | 0.004131 | 0.0085
| EHV UG Cable (Oil) | 0 | 0.001069 | 0 | 0.001069 | 0.001069 | 0.002938 | 0.002938 | 0.005324 | 0.005324 | 0.011676 | EHV UG Cable (Oil) | 0.0005345 | 0.0005345 | 0.0020035 | 0.004131 | 0.0085
| EHV UG Cable (Non Pressurised) | 0 | 0 | 0 | 0 | 0 | 0 | 0 | 0 | 0 | 0 | EHV UG Cable (Non Pressurised) | 0 | 0 | 0 | 0 | 0
| EHV OHL Support - Towers | 0 | 0 | 0 | 0 | 0 | 0.00016153 | 0.00016153 | 0.00039914 | 0.00039914 | 0.00090805 | EHV OHL Support - Towers | 0 | 0 | 8.0765e-05 | 0.00028033 | 0.00065359
| EHV OHL Support - Poles | 0 | 0.00068556 | 0 | 0.00068556 | 0.00068556 | 0.0018943 | 0.0018943 | 0.0035287 | 0.0035287 | 0.0048318 | EHV OHL Support - Poles | 0.00034278 | 0.00034278 | 0.0012899 | 0.0027115 | 0.0041802
| EHV OHL Fittings and Conductors (Tower Lines) | 0 | 0 | 0 | 0 | 0 | 0.00016153 | 0.00016153 | 0.0003649 | 0.0003649 | 0.00065659 | EHV OHL Fittings and Conductors (Tower Lines) | 0 | 0 | 8.0765e-05 | 0.00026322 | 0.00051074
| [Please insert new asset category as required] | 0 | 0 | 0 | 0 | 0 | 0 | 0 | 0 | 0 | 0 | EHV OHL Fittings | 0 | 0 | 0 | 0 | 0
| [Please insert new asset category as required] | 0 | 0 | 0 | 0 | 0 | 0 | 0 | 0 | 0 | 0 | EHV OHL Conductor (Tower Lines) | 0 | 0 | 0 | 0 | 0
| [Please insert new asset category as required] | 0 | 0 | 0 | 0 | 0 | 0 | 0 | 0 | 0 | 0 |  | 0 | 0 | 0 | 0 | 0
| [Please insert new asset category as required] | 0 | 0 | 0 | 0 | 0 | 0 | 0 | 0 | 0 | 0 |  | 0 | 0 | 0 | 0 | 0
| [Please insert new asset category as required] | 0 | 0 | 0 | 0 | 0 | 0 | 0 | 0 | 0 | 0 |  | 0 | 0 | 0 | 0 | 0
|  | 0 | 0 | 0 | 0 | 0 | 0 | 0 | 0 | 0 | 0
| 132kV Network | 0 | 0 | 0 | 0 | 0 | 0 | 0 | 0 | 0 | 0 | 132kV Network
| 132kV CBs | 0 | 0.010344 | 0 | 0.010344 | 0.010344 | 0.029136 | 0.029136 | 0.040756 | 0.040756 | 0.066443 | 132kV CBs | 0.0051718 | 0.0051718 | 0.01974 | 0.034946 | 0.053599
| 132kV Transformer | 0 | 0.017013 | 0 | 0.017013 | 0.017013 | 0.046712 | 0.046712 | 0.085464 | 0.085464 | 0.18502 | 132kV Transformer | 0.0085067 | 0.0085067 | 0.031863 | 0.066088 | 0.13524
| 132kV UG Cable (Gas) | 0 | 0.001069 | 0 | 0.001069 | 0.001069 | 0.002938 | 0.002938 | 0.005324 | 0.005324 | 0.011676 | 132kV UG Cable (Gas) | 0.0005345 | 0.0005345 | 0.0020035 | 0.004131 | 0.0085
| 132kV UG Cable (Oil) | 0 | 0.001069 | 0 | 0.001069 | 0.001069 | 0.002938 | 0.002938 | 0.005324 | 0.005324 | 0.011676 | 132kV UG Cable (Oil) | 0.0005345 | 0.0005345 | 0.0020035 | 0.004131 | 0.0085
| 132kV UG Cable (Non Pressurised) | 0 | 0 | 0 | 0 | 0 | 0 | 0 | 0 | 0 | 0 | 132kV UG Cable (Non Pressurised) | 0 | 0 | 0 | 0 | 0
| 132kV OHL Support - Tower | 0 | 0 | 0 | 0 | 0 | 0.00016153 | 0.00016153 | 0.00039914 | 0.00039914 | 0.00090805 | 132kV OHL Support - Tower | 0 | 0 | 8.0765e-05 | 0.00028033 | 0.00065359
| 132kV OHL Fittings and Conductors (Tower Lines) | 0 | 0 | 0 | 0 | 0 | 0.00016153 | 0.00016153 | 0.0003649 | 0.0003649 | 0.00065659 | 132kV OHL Fittings and Conductors (Tower Lines) | 0 | 0 | 8.0765e-05 | 0.00026322 | 0.00051074
| [Please insert new asset category as required] | 0 | 0 | 0 | 0 | 0 | 0 | 0 | 0 | 0 | 0 | 132kV OHL Fittings | 0 | 0 | 0 | 0 | 0
| [Please insert new asset category as required] | 0 | 0 | 0 | 0 | 0 | 0 | 0 | 0 | 0 | 0 | 132kV OHL Conductor (Tower Lines) | 0 | 0 | 0 | 0 | 0
| [Please insert new asset category as required] | 0 | 0 | 0 | 0 | 0 | 0 | 0 | 0 | 0 | 0 |  | 0 | 0 | 0 | 0 | 0
| [Please insert new asset category as required] | 0 | 0 | 0 | 0 | 0 | 0 | 0 | 0 | 0 | 0 |  | 0 | 0 | 0 | 0 | 0
| [Please insert new asset category as required] | 0 | 0 | 0 | 0 | 0 | 0 | 0 | 0 | 0 | 0 |  | 0 | 0 | 0 | 0 | 0
|  | 0 | 0 | 0 | 0 | 0 | 0 | 0 | 0 | 0 | 0
| Other | 0 | 0 | 0 | 0 | 0 | 0 | 0 | 0 | 0 | 0 | Other
| Submarine Cables | 0 | 0 | 0 | 0 | 0 | 0 | 0 | 0 | 0 | 0 | Submarine Cables | 0 | 0 | 0 | 0 | 0
| [Please insert new asset category as required] | 0 | 0 | 0 | 0 | 0 | 0 | 0 | 0 | 0 | 0
| [Please insert new asset category as required] | 0 | 0 | 0 | 0 | 0 | 0 | 0 | 0 | 0 | 0
| [Please insert new asset category as required] | 0 | 0 | 0 | 0 | 0 | 0 | 0 | 0 | 0 | 0
| [Please insert new asset category as required] | 0 | 0 | 0 | 0 | 0 | 0 | 0 | 0 | 0 | 0
| [Please insert new asset category as required] | 0 | 0 | 0 | 0 | 0 | 0 | 0 | 0 | 0 | 0
|  | 0 | 0 | 0 | 0 | 0 | 0 | 0 | 0 | 0 | 0
|  | 0 | 0 | 0 | 0 | 0 | 0 | 0 | 0 | 0 | 0
|  | 0 | 0 | 0 | 0 | 0 | 0 | 0 | 0 | 0 | 0
|  | 0 | 0 | 0 | 0 | 0 | 0 | 0 | 0 | 0 | 0
|  | 0 | 0 | 0 | 0 | 0 | 0 | 0 | 0 | 0 | 0
|  | 0 | 0 | 0 | 0 | 0 | 0 | 0 | 0 | 0 | 0

## RIIO-ED1 Monetised Risk Profile
| Start ED1 | Mid ED1 |  | End ED1
| Position at Beginning of RIIO-ED1 | Mid Period (Without Investment) | Mid Period (With Investment) | End of RIIO-ED1 (Without Investment) | End of RIIO-ED1 (With Investment)
LV Network | 12446100.715 | 14753967.1015 | 12930456.0608 | 16561086.371 | 13224187.7434
HV Network | 5381472.0605 | 6226120.1314 | 5657319.2541 | 7437924.235 | 5895291.2814
EHV Network | 5085394.3315 | 7045272.5871 | 5718471.2986 | 8450396.2129 | 6433769.8959
132kV Network | 6061469.0977 | 7775008.8247 | 5573372.0093 | 9697267.5315 | 5181987.4685
Other | 0 | 0 | 0 | 0 | 0
Total | 28974436.2048 | 35800368.6447 | 29879618.6228 | 42146674.3505 | 30735236.3893
|  | Increase in risk since start of RIIO-ED1 | Reduction in risk compared to mid-point without investment | Increase in risk since start of RIIO-ED1 | Reduction in risk compared to end-point without investment (Secondary Deliverables target)
LV Network |  | 2307866.3865 | -1823511.0406 | 4114985.656 | -3336898.6276
HV Network |  | 844648.0709 | -568800.8773 | 2056452.1745 | -1542632.9536
EHV Network |  | 1959878.2555 | -1326801.2885 | 3365001.8814 | -2016626.317
132kV Network |  | 1713539.727 | -2201636.8154 | 3635798.4338 | -4515280.063
Other |  | 0 | 0 | 0 | 0
|  | 0 | 0 | 0 | 0
Total |  | 6825932.4399 | -5920750.0218 | 13172238.1457 | -11411437.9612