## SPMW - Total
Total Secondary deliverables RIIO-ED1 - Asset replacement, Refurbishment and HVP | [50 empty] | Criticality weightings C1 to C4 | Criticality Rating Boundaries
SPMW | [49 empty] | C1 | 0.7 | Below 75% of average
[50 empty] | C2 | 1 | 75%-125%
[50 empty] | C3 | 1.5 | 125%-200%
[50 empty] | C4 | 2.5 | Over 200% of average
Price base (2012/13)
| ASSET CATEGORIES |  | ASSET REGISTER |  |  | End of DPCR5 (31 March 2015) with investment | [5 empty] | End of DPCR5 (31 March 2015) without investment | [5 empty] | Mid-Period Review (31 March 2019) planned investment | [5 empty] | Mid-Period Review (31 March 2019) without investment | [5 empty] | End of RIIO-ED1 (31 March 2023) planned investment | [5 empty] | End of RIIO-ED1 (31 March 2023) without investment | [8 empty] | Probability of failure | [5 empty] | Criticality/consequence of failure | [5 empty] | Probability of failure x Consequence of failure
Is it your current intention to have a health index for this asset category in the RIIO-ED1 control period.
|  |  | as at 31st March 2015 | as at 31st March 2023 |  | HI 1 | HI 2 | HI 3 | HI 4 | HI 5 |  | HI 1 | HI 2 | HI 3 | HI 4 | HI 5 |  | HI 1 | HI 2 | HI 3 | HI 4 | HI 5 |  | HI 1 | HI 2 | HI 3 | HI 4 | HI 5 |  | HI 1 | HI 2 | HI 3 | HI 4 | HI 5 |  | HI 1 | HI 2 | HI 3 | HI 4 | HI 5 |  |  |  |  | HI 1 | HI 2 | HI 3 | HI 4 | HI 5 |  | HI 1 | HI 2 | HI 3 | HI 4 | HI 5 |  | HI 1 | HI 2 | HI 3 | HI 4 | HI 5 |  | End of DPCR5 (without investment) | [6 empty] | Position at Beginning of RIIO-ED1 | [6 empty] | Mid Period (Without Investment) | [6 empty] | Mid Period (With Investment) | [6 empty] | End of RIIO-ED1 (Without Investment) | [6 empty] | End of RIIO-ED1 (With Investment)
| LV Network | [61 empty] | 1 | 2 | 3 | 4 | 5 | Total |  | 1 | 2 | 3 | 4 | 5 | Total |  | 1 | 2 | 3 | 4 | 5 | Total |  | 1 | 2 | 3 | 4 | 5 | Total |  | 1 | 2 | 3 | 4 | 5 | Total |  | 1 | 2 | 3 | 4 | 5 | Total
| LV Switchgear and Other |  | 0 | 0 | C1 | 0 | 0 | 0 | 0 | 0 | 0 | 0 | 0 | 0 | 0 | 0 | 0 | 0 | 0 | 0 | 0 | 0 | 0 | 0 | 0 | 0 | 0 | 0 | 0 | 0 | 0 | 0 | 0 | 0 | 0 | 0 | 0 | 0 | 0 | 0 | 0 | Yes |  | C1 | 0.0001663 | 0.00035233 | 0.0004974 | 0.0010363 | 0.0020725 | C1 | 0 | 0 | 0 | 0 | 0 | C1 | [5 empty] | C1 | [5 empty] | 0 | [6 empty] | 0 | [6 empty] | 0 | [6 empty] | 0 | [6 empty] | 0 | [6 empty] | 0
|  |  | 0 | 0 | C2 | 0 | 0 | 0 | 0 | 0 | 0 | 0 | 0 | 0 | 0 | 0 | 0 | 0 | 0 | 0 | 0 | 0 | 0 | 0 | 0 | 0 | 0 | 0 | 0 | 0 | 0 | 0 | 0 | 0 | 0 | 0 | 0 | 0 | 0 | 0 | 0 | No |  | C2 | 0.0001663 | 0.00035233 | 0.0004974 | 0.0010363 | 0.0020725 | C2 | 0 | 0 | 0 | 0 | 0 | C2 | [5 empty] | C2 | [5 empty] | 0 | [6 empty] | 0 | [6 empty] | 0 | [6 empty] | 0 | [6 empty] | 0 | [6 empty] | 0
|  |  | 0 | 0 | C3 | 0 | 0 | 0 | 0 | 0 | 0 | 0 | 0 | 0 | 0 | 0 | 0 | 0 | 0 | 0 | 0 | 0 | 0 | 0 | 0 | 0 | 0 | 0 | 0 | 0 | 0 | 0 | 0 | 0 | 0 | 0 | 0 | 0 | 0 | 0 | 0 |  |  | C3 | 0.0001663 | 0.00035233 | 0.0004974 | 0.0010363 | 0.0020725 | C3 | 0 | 0 | 0 | 0 | 0 | C3 | [5 empty] | C3 | [5 empty] | 0 | [6 empty] | 0 | [6 empty] | 0 | [6 empty] | 0 | [6 empty] | 0 | [6 empty] | 0
|  |  | 0 | 0 | C4 | 0 | 0 | 0 | 0 | 0 | 0 | 0 | 0 | 0 | 0 | 0 | 0 | 0 | 0 | 0 | 0 | 0 | 0 | 0 | 0 | 0 | 0 | 0 | 0 | 0 | 0 | 0 | 0 | 0 | 0 | 0 | 0 | 0 | 0 | 0 | 0 |  |  | C4 | 0.0001663 | 0.00035233 | 0.0004974 | 0.0010363 | 0.0020725 | C4 | 0 | 0 | 0 | 0 | 0 | C4 | [5 empty] | C4 | [5 empty] | 0 | [6 empty] | 0 | [6 empty] | 0 | [6 empty] | 0 | [6 empty] | 0 | [6 empty] | 0
|  |  | 0 | 0 |  | 0 | 0 | 0 | 0 | 0 |  | 0 | 0 | 0 | 0 | 0 |  | 0 | 0 | 0 | 0 | 0 |  | 0 | 0 | 0 | 0 | 0 |  | 0 | 0 | 0 | 0 | 0 |  | 0 | 0 | 0 | 0 | 0 | [22 empty] | 0 | 0 | 0 | 0 | 0 | 0 |  | 0 | 0 | 0 | 0 | 0 | 0 |  | 0 | 0 | 0 | 0 | 0 | 0 |  | 0 | 0 | 0 | 0 | 0 | 0 |  | 0 | 0 | 0 | 0 | 0 | 0 |  | 0 | 0 | 0 | 0 | 0 | 0
| LV UGB |  | 0 | 0 | C1 | 0 | 0 | 0 | 0 | 0 | 0 | 0 | 0 | 0 | 0 | 0 | 0 | 0 | 0 | 0 | 0 | 0 | 0 | 0 | 0 | 0 | 0 | 0 | 0 | 0 | 0 | 0 | 0 | 0 | 0 | 0 | 0 | 0 | 0 | 0 | 0 |  |  | C1 | 0.0010805 | 0.002295 | 0.00324 | 0.00675 | 0.0135 | C1 | 0 | 0 | 0 | 0 | 0 | C1 | [5 empty] | C1 | [5 empty] | 0 | [6 empty] | 0 | [6 empty] | 0 | [6 empty] | 0 | [6 empty] | 0 | [6 empty] | 0
|  |  | 0 | 0 | C2 | 0 | 0 | 0 | 0 | 0 | 0 | 0 | 0 | 0 | 0 | 0 | 0 | 0 | 0 | 0 | 0 | 0 | 0 | 0 | 0 | 0 | 0 | 0 | 0 | 0 | 0 | 0 | 0 | 0 | 0 | 0 | 0 | 0 | 0 | 0 | 0 |  |  | C2 | 0.0010805 | 0.002295 | 0.00324 | 0.00675 | 0.0135 | C2 | 0 | 0 | 0 | 0 | 0 | C2 | [5 empty] | C2 | [5 empty] | 0 | [6 empty] | 0 | [6 empty] | 0 | [6 empty] | 0 | [6 empty] | 0 | [6 empty] | 0
|  |  | 0 | 0 | C3 | 0 | 0 | 0 | 0 | 0 | 0 | 0 | 0 | 0 | 0 | 0 | 0 | 0 | 0 | 0 | 0 | 0 | 0 | 0 | 0 | 0 | 0 | 0 | 0 | 0 | 0 | 0 | 0 | 0 | 0 | 0 | 0 | 0 | 0 | 0 | 0 |  |  | C3 | 0.0010805 | 0.002295 | 0.00324 | 0.00675 | 0.0135 | C3 | 0 | 0 | 0 | 0 | 0 | C3 | [5 empty] | C3 | [5 empty] | 0 | [6 empty] | 0 | [6 empty] | 0 | [6 empty] | 0 | [6 empty] | 0 | [6 empty] | 0
|  |  | 0 | 0 | C4 | 0 | 0 | 0 | 0 | 0 | 0 | 0 | 0 | 0 | 0 | 0 | 0 | 0 | 0 | 0 | 0 | 0 | 0 | 0 | 0 | 0 | 0 | 0 | 0 | 0 | 0 | 0 | 0 | 0 | 0 | 0 | 0 | 0 | 0 | 0 | 0 |  |  | C4 | 0.0010805 | 0.002295 | 0.00324 | 0.00675 | 0.0135 | C4 | 0 | 0 | 0 | 0 | 0 | C4 | [5 empty] | C4 | [5 empty] | 0 | [6 empty] | 0 | [6 empty] | 0 | [6 empty] | 0 | [6 empty] | 0 | [6 empty] | 0
|  |  | 0 | 0 |  | 0 | 0 | 0 | 0 | 0 |  | 0 | 0 | 0 | 0 | 0 |  | 0 | 0 | 0 | 0 | 0 |  | 0 | 0 | 0 | 0 | 0 |  | 0 | 0 | 0 | 0 | 0 |  | 0 | 0 | 0 | 0 | 0 | [22 empty] | 0 | 0 | 0 | 0 | 0 | 0 |  | 0 | 0 | 0 | 0 | 0 | 0 |  | 0 | 0 | 0 | 0 | 0 | 0 |  | 0 | 0 | 0 | 0 | 0 | 0 |  | 0 | 0 | 0 | 0 | 0 | 0 |  | 0 | 0 | 0 | 0 | 0 | 0
| LV OHL Support |  | 59303 | 59466 | C1 | 13020 | 7491 | 7587 | 6288 | 24917 | 59303 | 9200 | 7565 | 7638 | 6406 | 28483 | 59292 | 8477 | 0 | -1217 | -1229 | -5959 | 72 | 12484 | 6860 | 7666 | 5418 | 26875 | 59303 | 14369 | 0 | -2420 | -2224 | -9562 | 163 | 11601 | 5785 | 7722 | 4086 | 30109 | 59303 |  |  | C1 | 0.0009005 | 0.0019125 | 0.0027 | 0.005625 | 0.01125 | C1 | 6118.3073 | 6118.3073 | 6118.3073 | 6118.3073 | 6118.3073 | C1 | 5.5095 | 11.7013 | 16.5194 | 34.4155 | 68.831 | C1 | 50687.7289 | 88520.0528 | 126175.4047 | 220465.5566 | 1960512.1603 | 2446360.9033 |  | 71734.1554 | 87654.1594 | 125332.9138 | 216404.5301 | 1715060.9661 | 2216186.7248 |  | 68781.0443 | 80270.6625 | 126637.9487 | 186463.0637 | 1849831.9808 | 2311984.7 |  | 115485.3788 | 80270.6625 | 106533.8027 | 144166.4403 | 1439668.3055 | 1886124.5898 |  | 63916.1242 | 67691.8051 | 127563.0368 | 140621.646 | 2072431.2971 | 2472223.9092 |  | 143082.6434 | 67691.8051 | 87586.0167 | 64081.6214 | 1414269.6822 | 1776711.7687
|  |  | 47582 | 47727 | C2 | 10920 | 6430 | 6452 | 3905 | 19875 | 47582 | 7888 | 6494 | 6495 | 3977 | 22720 | 47574 | 7206 | -596 | -1034 | -847 | -4647 | 82 | 10515 | 5858 | 6517 | 3736 | 20956 | 47582 | 12508 | -1187 | -2077 | -1826 | -7273 | 145 | 9834 | 4858 | 6629 | 3357 | 22904 | 47582 |  |  | C2 | 0.0009005 | 0.0019125 | 0.0027 | 0.005625 | 0.01125 | C2 | 8740.439 | 8740.439 | 8740.439 | 8740.439 | 8740.439 | C2 | 7.8708 | 16.7161 | 23.5992 | 49.165 | 98.3299 | C2 | 62084.5971 | 108554.2863 | 153276.7092 | 195529.0841 | 2234056.2181 | 2753500.8947 |  | 85948.7577 | 107484.4565 | 152261.9442 | 191989.2062 | 1954307.5411 | 2491991.9058 |  | 82761.0977 | 97922.8532 | 153795.8913 | 183680.3264 | 2060602.2054 | 2578762.374 |  | 139477.8328 | 87960.0638 | 129394.3336 | 142037.5971 | 1603662.978 | 2102532.8054 |  | 77401.1065 | 81206.7636 | 156439 | 165046.8029 | 2252148.9269 | 2732242.5999 |  | 175848.6395 | 61364.7651 | 107423.492 | 75271.5684 | 1536995.2793 | 1956903.7443
|  |  | 11511 | 11341 | C3 | 2737 | 1422 | 1454 | 735 | 5163 | 11511 | 1958 | 1436 | 1464 | 749 | 5902 | 11509 | 1735 | -228 | -237 | -162 | -1194 | -86 | 2630 | 1289 | 1491 | 715 | 5386 | 11511 | 2970 | -465 | -469 | -384 | -1822 | -170 | 2471 | 1102 | 1496 | 705 | 5737 | 11511 |  |  | C3 | 0.0009005 | 0.0019125 | 0.0027 | 0.005625 | 0.01125 | C3 | 13110.6586 | 13110.6586 | 13110.6586 | 13110.6586 | 13110.6586 | C3 | 11.8061 | 25.0741 | 35.3988 | 73.7475 | 147.4949 | C3 | 23116.4378 | 36006.4571 | 51823.8111 | 55236.8433 | 870514.9515 | 1036698.501 |  | 32313.4272 | 35655.4192 | 51469.8234 | 54204.379 | 761516.214 | 935159.2627 |  | 31050.1693 | 32320.5594 | 52779.5782 | 52729.4299 | 794407.5786 | 963287.3153 |  | 51533.8362 | 26603.6567 | 44390.0677 | 40782.3423 | 618298.6575 | 781608.5604 |  | 29172.9918 | 27631.6962 | 52956.572 | 51991.9553 | 846178.2916 | 1007931.507 |  | 64237.2514 | 15972.2237 | 36354.5451 | 23672.9329 | 577442.5678 | 717679.5209
|  |  | 9161 | 9023 | C4 | 2073 | 1256 | 1155 | 628 | 4049 | 9161 | 1459 | 1268 | 1163 | 640 | 4629 | 9159 | 1396 | -201 | -187 | -139 | -938 | -69 | 2001 | 1137 | 1179 | 614 | 4230 | 9161 | 2405 | -397 | -384 | -321 | -1441 | -138 | 1868 | 941 | 1225 | 589 | 4538 | 9161 |  |  | C4 | 0.0009005 | 0.0019125 | 0.0027 | 0.005625 | 0.01125 | C4 | 21851.0976 | 21851.0976 | 21851.0976 | 21851.0976 | 21851.0976 | C4 | 19.6769 | 41.7902 | 58.998 | 122.9124 | 245.8248 | C4 | 28708.6166 | 52990.0042 | 68614.6316 | 78663.9513 | 1137923.2211 | 1366900.4249 |  | 40790.2414 | 52488.5215 | 68142.6478 | 77189.0023 | 995344.8093 | 1233955.2224 |  | 39373.5037 | 47515.4849 | 69558.599 | 75468.2283 | 1039839.1068 | 1271754.9226 |  | 66842.4748 | 39115.6498 | 58525.9798 | 58383.4014 | 809255.3994 | 1032122.9052 |  | 36756.4742 | 39324.6009 | 72272.5053 | 72395.4177 | 1115553.16 | 1336302.1581 |  | 84079.4509 | 22733.8819 | 49617.2873 | 32940.5296 | 761319.5541 | 950690.7038
|  |  | 127557 | 127557 |  | 28750 | 16599 | 16648 | 11556 | 54004 |  | 20505 | 16763 | 16760 | 11772 | 61734 |  | 18814 | -1025 | -2675 | -2377 | -12738 |  | 27630 | 15144 | 16853 | 10483 | 57447 |  | 32252 | -2049 | -5350 | -4755 | -20098 |  | 25774 | 12686 | 17072 | 8737 | 63288 | [22 empty] | 164597.3805 | 286070.8004 | 399890.5566 | 549895.4354 | 6203006.5511 | 7603460.7238 |  | 230786.5817 | 283282.5566 | 397207.3292 | 539787.1176 | 5426229.5305 | 6877293.1157 |  | 221965.815 | 258029.56 | 402772.0171 | 498341.0482 | 5744680.8716 | 7125789.3119 |  | 373339.5226 | 233950.0328 | 338844.1838 | 385369.7811 | 4470885.3405 | 5802388.8608 |  | 207246.6967 | 215854.8658 | 409231.1141 | 430055.822 | 6286311.6755 | 7548700.1741 |  | 467247.9852 | 167762.6758 | 280981.3411 | 195966.6523 | 4290027.0834 | 5401985.7378
| [Please insert new asset category as required] |  | 0 | 0 | C1 | 0 | 0 | 0 | 0 | 0 | 0 | 0 | 0 | 0 | 0 | 0 | 0 | 0 | 0 | 0 | 0 | 0 | 0 | 0 | 0 | 0 | 0 | 0 | 0 | 0 | 0 | 0 | 0 | 0 | 0 | 0 | 0 | 0 | 0 | 0 | 0 |  |  | C1 | 0.0001605 | 0.00034 | 0.00048 | 0.001 | 0.002 | C1 | 0 | 0 | 0 | 0 | 0 | C1 | [5 empty] | C1 | [5 empty] | 0 | [6 empty] | 0 | [6 empty] | 0 | [6 empty] | 0 | [6 empty] | 0 | [6 empty] | 0
|  |  | 0 | 0 | C2 | 0 | 0 | 0 | 0 | 0 | 0 | 0 | 0 | 0 | 0 | 0 | 0 | 0 | 0 | 0 | 0 | 0 | 0 | 0 | 0 | 0 | 0 | 0 | 0 | 0 | 0 | 0 | 0 | 0 | 0 | 0 | 0 | 0 | 0 | 0 | 0 |  |  | C2 | 0.0001605 | 0.00034 | 0.00048 | 0.001 | 0.002 | C2 | 0 | 0 | 0 | 0 | 0 | C2 | [5 empty] | C2 | [5 empty] | 0 | [6 empty] | 0 | [6 empty] | 0 | [6 empty] | 0 | [6 empty] | 0 | [6 empty] | 0
|  |  | 0 | 0 | C3 | 0 | 0 | 0 | 0 | 0 | 0 | 0 | 0 | 0 | 0 | 0 | 0 | 0 | 0 | 0 | 0 | 0 | 0 | 0 | 0 | 0 | 0 | 0 | 0 | 0 | 0 | 0 | 0 | 0 | 0 | 0 | 0 | 0 | 0 | 0 | 0 |  |  | C3 | 0.0001605 | 0.00034 | 0.00048 | 0.001 | 0.002 | C3 | 0 | 0 | 0 | 0 | 0 | C3 | [5 empty] | C3 | [5 empty] | 0 | [6 empty] | 0 | [6 empty] | 0 | [6 empty] | 0 | [6 empty] | 0 | [6 empty] | 0
|  |  | 0 | 0 | C4 | 0 | 0 | 0 | 0 | 0 | 0 | 0 | 0 | 0 | 0 | 0 | 0 | 0 | 0 | 0 | 0 | 0 | 0 | 0 | 0 | 0 | 0 | 0 | 0 | 0 | 0 | 0 | 0 | 0 | 0 | 0 | 0 | 0 | 0 | 0 | 0 |  |  | C4 | 0.0001605 | 0.00034 | 0.00048 | 0.001 | 0.002 | C4 | 0 | 0 | 0 | 0 | 0 | C4 | [5 empty] | C4 | [5 empty] | 0 | [6 empty] | 0 | [6 empty] | 0 | [6 empty] | 0 | [6 empty] | 0 | [6 empty] | 0
|  |  | 0 | 0 |  | 0 | 0 | 0 | 0 | 0 |  | 0 | 0 | 0 | 0 | 0 |  | 0 | 0 | 0 | 0 | 0 |  | 0 | 0 | 0 | 0 | 0 |  | 0 | 0 | 0 | 0 | 0 |  | 0 | 0 | 0 | 0 | 0 | [22 empty] | 0 | 0 | 0 | 0 | 0 | 0 |  | 0 | 0 | 0 | 0 | 0 | 0 |  | 0 | 0 | 0 | 0 | 0 | 0 |  | 0 | 0 | 0 | 0 | 0 | 0 |  | 0 | 0 | 0 | 0 | 0 | 0 |  | 0 | 0 | 0 | 0 | 0 | 0
| [Please insert new asset category as required] |  | 0 | 0 | C1 | 0 | 0 | 0 | 0 | 0 | 0 | 0 | 0 | 0 | 0 | 0 | 0 | 0 | 0 | 0 | 0 | 0 | 0 | 0 | 0 | 0 | 0 | 0 | 0 | 0 | 0 | 0 | 0 | 0 | 0 | 0 | 0 | 0 | 0 | 0 | 0 |  |  | C1 | 0.0005885 | 0.0012495 | 0.001764 | 0.003675 | 0.00735 | C1 | 0 | 0 | 0 | 0 | 0 | C1 | [5 empty] | C1 | [5 empty] | 0 | [6 empty] | 0 | [6 empty] | 0 | [6 empty] | 0 | [6 empty] | 0 | [6 empty] | 0
|  |  | 0 | 0 | C2 | 0 | 0 | 0 | 0 | 0 | 0 | 0 | 0 | 0 | 0 | 0 | 0 | 0 | 0 | 0 | 0 | 0 | 0 | 0 | 0 | 0 | 0 | 0 | 0 | 0 | 0 | 0 | 0 | 0 | 0 | 0 | 0 | 0 | 0 | 0 | 0 |  |  | C2 | 0.0005885 | 0.0012495 | 0.001764 | 0.003675 | 0.00735 | C2 | 0 | 0 | 0 | 0 | 0 | C2 | [5 empty] | C2 | [5 empty] | 0 | [6 empty] | 0 | [6 empty] | 0 | [6 empty] | 0 | [6 empty] | 0 | [6 empty] | 0
|  |  | 0 | 0 | C3 | 0 | 0 | 0 | 0 | 0 | 0 | 0 | 0 | 0 | 0 | 0 | 0 | 0 | 0 | 0 | 0 | 0 | 0 | 0 | 0 | 0 | 0 | 0 | 0 | 0 | 0 | 0 | 0 | 0 | 0 | 0 | 0 | 0 | 0 | 0 | 0 |  |  | C3 | 0.0005885 | 0.0012495 | 0.001764 | 0.003675 | 0.00735 | C3 | 0 | 0 | 0 | 0 | 0 | C3 | [5 empty] | C3 | [5 empty] | 0 | [6 empty] | 0 | [6 empty] | 0 | [6 empty] | 0 | [6 empty] | 0 | [6 empty] | 0
|  |  | 0 | 0 | C4 | 0 | 0 | 0 | 0 | 0 | 0 | 0 | 0 | 0 | 0 | 0 | 0 | 0 | 0 | 0 | 0 | 0 | 0 | 0 | 0 | 0 | 0 | 0 | 0 | 0 | 0 | 0 | 0 | 0 | 0 | 0 | 0 | 0 | 0 | 0 | 0 |  |  | C4 | 0.0005885 | 0.0012495 | 0.001764 | 0.003675 | 0.00735 | C4 | 0 | 0 | 0 | 0 | 0 | C4 | [5 empty] | C4 | [5 empty] | 0 | [6 empty] | 0 | [6 empty] | 0 | [6 empty] | 0 | [6 empty] | 0 | [6 empty] | 0
|  |  | 0 | 0 |  | 0 | 0 | 0 | 0 | 0 |  | 0 | 0 | 0 | 0 | 0 |  | 0 | 0 | 0 | 0 | 0 |  | 0 | 0 | 0 | 0 | 0 |  | 0 | 0 | 0 | 0 | 0 |  | 0 | 0 | 0 | 0 | 0 | [22 empty] | 0 | 0 | 0 | 0 | 0 | 0 |  | 0 | 0 | 0 | 0 | 0 | 0 |  | 0 | 0 | 0 | 0 | 0 | 0 |  | 0 | 0 | 0 | 0 | 0 | 0 |  | 0 | 0 | 0 | 0 | 0 | 0 |  | 0 | 0 | 0 | 0 | 0 | 0
| [Please insert new asset category as required] |  | 0 | 0 | C1 | 0 | 0 | 0 | 0 | 0 | 0 | 0 | 0 | 0 | 0 | 0 | 0 | 0 | 0 | 0 | 0 | 0 | 0 | 0 | 0 | 0 | 0 | 0 | 0 | 0 | 0 | 0 | 0 | 0 | 0 | 0 | 0 | 0 | 0 | 0 | 0 |  |  | C1 | 0 | 0 | 0 | 0 | 0 | C1 | 0 | 0 | 0 | 0 | 0 | C1 | [5 empty] | C1 | [5 empty] | 0 | [6 empty] | 0 | [6 empty] | 0 | [6 empty] | 0 | [6 empty] | 0 | [6 empty] | 0
|  |  | 0 | 0 | C2 | 0 | 0 | 0 | 0 | 0 | 0 | 0 | 0 | 0 | 0 | 0 | 0 | 0 | 0 | 0 | 0 | 0 | 0 | 0 | 0 | 0 | 0 | 0 | 0 | 0 | 0 | 0 | 0 | 0 | 0 | 0 | 0 | 0 | 0 | 0 | 0 |  |  | C2 | 0 | 0 | 0 | 0 | 0 | C2 | 0 | 0 | 0 | 0 | 0 | C2 | [5 empty] | C2 | [5 empty] | 0 | [6 empty] | 0 | [6 empty] | 0 | [6 empty] | 0 | [6 empty] | 0 | [6 empty] | 0
|  |  | 0 | 0 | C3 | 0 | 0 | 0 | 0 | 0 | 0 | 0 | 0 | 0 | 0 | 0 | 0 | 0 | 0 | 0 | 0 | 0 | 0 | 0 | 0 | 0 | 0 | 0 | 0 | 0 | 0 | 0 | 0 | 0 | 0 | 0 | 0 | 0 | 0 | 0 | 0 |  |  | C3 | 0 | 0 | 0 | 0 | 0 | C3 | 0 | 0 | 0 | 0 | 0 | C3 | [5 empty] | C3 | [5 empty] | 0 | [6 empty] | 0 | [6 empty] | 0 | [6 empty] | 0 | [6 empty] | 0 | [6 empty] | 0
|  |  | 0 | 0 | C4 | 0 | 0 | 0 | 0 | 0 | 0 | 0 | 0 | 0 | 0 | 0 | 0 | 0 | 0 | 0 | 0 | 0 | 0 | 0 | 0 | 0 | 0 | 0 | 0 | 0 | 0 | 0 | 0 | 0 | 0 | 0 | 0 | 0 | 0 | 0 | 0 |  |  | C4 | 0 | 0 | 0 | 0 | 0 | C4 | 0 | 0 | 0 | 0 | 0 | C4 | [5 empty] | C4 | [5 empty] | 0 | [6 empty] | 0 | [6 empty] | 0 | [6 empty] | 0 | [6 empty] | 0 | [6 empty] | 0
|  |  | 0 | 0 |  | 0 | 0 | 0 | 0 | 0 |  | 0 | 0 | 0 | 0 | 0 |  | 0 | 0 | 0 | 0 | 0 |  | 0 | 0 | 0 | 0 | 0 |  | 0 | 0 | 0 | 0 | 0 |  | 0 | 0 | 0 | 0 | 0 | [22 empty] | 0 | 0 | 0 | 0 | 0 | 0 |  | 0 | 0 | 0 | 0 | 0 | 0 |  | 0 | 0 | 0 | 0 | 0 | 0 |  | 0 | 0 | 0 | 0 | 0 | 0 |  | 0 | 0 | 0 | 0 | 0 | 0 |  | 0 | 0 | 0 | 0 | 0 | 0
| [Please insert new asset category as required] |  | 0 | 0 | C1 | 0 | 0 | 0 | 0 | 0 | 0 | 0 | 0 | 0 | 0 | 0 | 0 | 0 | 0 | 0 | 0 | 0 | 0 | 0 | 0 | 0 | 0 | 0 | 0 | 0 | 0 | 0 | 0 | 0 | 0 | 0 | 0 | 0 | 0 | 0 | 0 |  |  | C1 | 0 | 0 | 0 | 0 | 0 | C1 | 0 | 0 | 0 | 0 | 0 | C1 | [5 empty] | C1 | [5 empty] | 0 | [6 empty] | 0 | [6 empty] | 0 | [6 empty] | 0 | [6 empty] | 0 | [6 empty] | 0
|  |  | 0 | 0 | C2 | 0 | 0 | 0 | 0 | 0 | 0 | 0 | 0 | 0 | 0 | 0 | 0 | 0 | 0 | 0 | 0 | 0 | 0 | 0 | 0 | 0 | 0 | 0 | 0 | 0 | 0 | 0 | 0 | 0 | 0 | 0 | 0 | 0 | 0 | 0 | 0 |  |  | C2 | 0 | 0 | 0 | 0 | 0 | C2 | 0 | 0 | 0 | 0 | 0 | C2 | [5 empty] | C2 | [5 empty] | 0 | [6 empty] | 0 | [6 empty] | 0 | [6 empty] | 0 | [6 empty] | 0 | [6 empty] | 0
|  |  | 0 | 0 | C3 | 0 | 0 | 0 | 0 | 0 | 0 | 0 | 0 | 0 | 0 | 0 | 0 | 0 | 0 | 0 | 0 | 0 | 0 | 0 | 0 | 0 | 0 | 0 | 0 | 0 | 0 | 0 | 0 | 0 | 0 | 0 | 0 | 0 | 0 | 0 | 0 |  |  | C3 | 0 | 0 | 0 | 0 | 0 | C3 | 0 | 0 | 0 | 0 | 0 | C3 | [5 empty] | C3 | [5 empty] | 0 | [6 empty] | 0 | [6 empty] | 0 | [6 empty] | 0 | [6 empty] | 0 | [6 empty] | 0
|  |  | 0 | 0 | C4 | 0 | 0 | 0 | 0 | 0 | 0 | 0 | 0 | 0 | 0 | 0 | 0 | 0 | 0 | 0 | 0 | 0 | 0 | 0 | 0 | 0 | 0 | 0 | 0 | 0 | 0 | 0 | 0 | 0 | 0 | 0 | 0 | 0 | 0 | 0 | 0 |  |  | C4 | 0 | 0 | 0 | 0 | 0 | C4 | 0 | 0 | 0 | 0 | 0 | C4 | [5 empty] | C4 | [5 empty] | 0 | [6 empty] | 0 | [6 empty] | 0 | [6 empty] | 0 | [6 empty] | 0 | [6 empty] | 0
|  |  | 0 | 0 |  | 0 | 0 | 0 | 0 | 0 |  | 0 | 0 | 0 | 0 | 0 |  | 0 | 0 | 0 | 0 | 0 |  | 0 | 0 | 0 | 0 | 0 |  | 0 | 0 | 0 | 0 | 0 |  | 0 | 0 | 0 | 0 | 0 | [22 empty] | 0 | 0 | 0 | 0 | 0 | 0 |  | 0 | 0 | 0 | 0 | 0 | 0 |  | 0 | 0 | 0 | 0 | 0 | 0 |  | 0 | 0 | 0 | 0 | 0 | 0 |  | 0 | 0 | 0 | 0 | 0 | 0 |  | 0 | 0 | 0 | 0 | 0 | 0
| [Please insert new asset category as required] |  | 0 | 0 | C1 | 0 | 0 | 0 | 0 | 0 | 0 | 0 | 0 | 0 | 0 | 0 | 0 | 0 | 0 | 0 | 0 | 0 | 0 | 0 | 0 | 0 | 0 | 0 | 0 | 0 | 0 | 0 | 0 | 0 | 0 | 0 | 0 | 0 | 0 | 0 | 0 |  |  | C1 | 0 | 0 | 0 | 0 | 0 | C1 | 0 | 0 | 0 | 0 | 0 | C1 | [5 empty] | C1 | [5 empty] | 0 | [6 empty] | 0 | [6 empty] | 0 | [6 empty] | 0 | [6 empty] | 0 | [6 empty] | 0
|  |  | 0 | 0 | C2 | 0 | 0 | 0 | 0 | 0 | 0 | 0 | 0 | 0 | 0 | 0 | 0 | 0 | 0 | 0 | 0 | 0 | 0 | 0 | 0 | 0 | 0 | 0 | 0 | 0 | 0 | 0 | 0 | 0 | 0 | 0 | 0 | 0 | 0 | 0 | 0 |  |  | C2 | 0 | 0 | 0 | 0 | 0 | C2 | 0 | 0 | 0 | 0 | 0 | C2 | [5 empty] | C2 | [5 empty] | 0 | [6 empty] | 0 | [6 empty] | 0 | [6 empty] | 0 | [6 empty] | 0 | [6 empty] | 0
|  |  | 0 | 0 | C3 | 0 | 0 | 0 | 0 | 0 | 0 | 0 | 0 | 0 | 0 | 0 | 0 | 0 | 0 | 0 | 0 | 0 | 0 | 0 | 0 | 0 | 0 | 0 | 0 | 0 | 0 | 0 | 0 | 0 | 0 | 0 | 0 | 0 | 0 | 0 | 0 |  |  | C3 | 0 | 0 | 0 | 0 | 0 | C3 | 0 | 0 | 0 | 0 | 0 | C3 | [5 empty] | C3 | [5 empty] | 0 | [6 empty] | 0 | [6 empty] | 0 | [6 empty] | 0 | [6 empty] | 0 | [6 empty] | 0
|  |  | 0 | 0 | C4 | 0 | 0 | 0 | 0 | 0 | 0 | 0 | 0 | 0 | 0 | 0 | 0 | 0 | 0 | 0 | 0 | 0 | 0 | 0 | 0 | 0 | 0 | 0 | 0 | 0 | 0 | 0 | 0 | 0 | 0 | 0 | 0 | 0 | 0 | 0 | 0 |  |  | C4 | 0 | 0 | 0 | 0 | 0 | C4 | 0 | 0 | 0 | 0 | 0 | C4 | [5 empty] | C4 | [5 empty] | 0 | [6 empty] | 0 | [6 empty] | 0 | [6 empty] | 0 | [6 empty] | 0 | [6 empty] | 0
|  |  | 0 | 0 |  | 0 | 0 | 0 | 0 | 0 |  | 0 | 0 | 0 | 0 | 0 |  | 0 | 0 | 0 | 0 | 0 |  | 0 | 0 | 0 | 0 | 0 |  | 0 | 0 | 0 | 0 | 0 |  | 0 | 0 | 0 | 0 | 0 | [22 empty] | 0 | 0 | 0 | 0 | 0 | 0 |  | 0 | 0 | 0 | 0 | 0 | 0 |  | 0 | 0 | 0 | 0 | 0 | 0 |  | 0 | 0 | 0 | 0 | 0 | 0 |  | 0 | 0 | 0 | 0 | 0 | 0 |  | 0 | 0 | 0 | 0 | 0 | 0
[63 empty] | 164597.3805 | 286070.8004 | 399890.5566 | 549895.4354 | 6203006.5511 | 7603460.7238 |  | 230786.5817 | 283282.5566 | 397207.3292 | 539787.1176 | 5426229.5305 | 6877293.1157 |  | 221965.815 | 258029.56 | 402772.0171 | 498341.0482 | 5744680.8716 | 7125789.3119 |  | 373339.5226 | 233950.0328 | 338844.1838 | 385369.7811 | 4470885.3405 | 5802388.8608 |  | 207246.6967 | 215854.8658 | 409231.1141 | 430055.822 | 6286311.6755 | 7548700.1741 |  | 467247.9852 | 167762.6758 | 280981.3411 | 195966.6523 | 4290027.0834 | 5401985.7378
| HV Network | [73 empty] | 0 | [6 empty] | 0 | [6 empty] | 0 | [6 empty] | 0 | [6 empty] | 0
| HV Switchgear (GM) - Primary |  | 2581 | 2581 | C1 | 574 | 1085 | 626 | 225 | 71 | 2581 | 506 | 1085 | 626 | 225 | 136 | 2578 | 46 | 35 | 44 | -79 | -46 | 0 | 572 | 917 | 616 | 350 | 126 | 2581 | 116 | 73 | 90 | -163 | -116 | 0 | 558 | 653 | 597 | 420 | 353 | 2581 |  |  | C1 | 0.00037033 | 0.00078589 | 0.0011095 | 0.0023114 | 0.0046229 | C1 | 21906.597 | 21906.597 | 21906.597 | 21906.597 | 21906.597 | C1 | 8.1127 | 17.2161 | 24.3052 | 50.6357 | 101.2715 | C1 | 4105.0111 | 18679.5208 | 15215.0241 | 11393.0392 | 13772.9185 | 63165.5137 |  | 4656.6726 | 18679.5208 | 15215.0241 | 11393.0392 | 7190.2736 | 57134.5304 |  | 4640.4473 | 15787.2079 | 14971.9726 | 17722.5055 | 12760.2039 | 65882.3371 |  | 5013.6301 | 16389.773 | 16041.3992 | 13722.2828 | 8101.7168 | 59268.802 |  | 4526.8699 | 11242.1447 | 14510.1748 | 21267.0065 | 35748.8253 | 87295.0212 |  | 5467.9396 | 12498.9236 | 16697.6383 | 13013.3826 | 24001.336 | 71679.22
|  |  | 1623 | 1623 | C2 | 439 | 701 | 326 | 85 | 72 | 1623 | 370 | 700 | 326 | 85 | 137 | 1618 | 43 | 16 | 29 | -45 | -43 | 0 | 438 | 604 | 329 | 163 | 89 | 1623 | 80 | 33 | 57 | -90 | -80 | 0 | 437 | 434 | 373 | 191 | 188 | 1623 |  |  | C2 | 0.00037033 | 0.00078589 | 0.0011095 | 0.0023114 | 0.0046229 | C2 | 31295.1386 | 31295.1386 | 31295.1386 | 31295.1386 | 31295.1386 | C2 | 11.5895 | 24.5945 | 34.7216 | 72.3368 | 144.6735 | C2 | 4288.1256 | 17216.1482 | 11319.2557 | 6148.6243 | 19820.2714 | 58792.4253 |  | 5087.8031 | 17240.7427 | 11319.2557 | 6148.6243 | 10416.493 | 50212.9188 |  | 5076.2136 | 14855.0764 | 11423.4207 | 11790.8914 | 12875.9427 | 56021.5448 |  | 5574.5633 | 15248.5884 | 12430.3483 | 8535.7373 | 6654.9816 | 48444.2189 |  | 5064.624 | 10674.0119 | 12951.173 | 13816.3206 | 27198.6206 | 69704.7501 |  | 5991.7863 | 11485.6303 | 14930.3066 | 7306.0125 | 15624.7395 | 55338.4752
|  |  | 746 | 746 | C3 | 112 | 354 | 165 | 70 | 45 | 746 | 69 | 354 | 165 | 70 | 86 | 744 | 34 | 8 | 13 | -21 | -34 | 0 | 112 | 295 | 192 | 76 | 71 | 746 | 53 | 17 | 29 | -46 | -53 | 0 | 111 | 215 | 195 | 98 | 127 | 746 |  |  | C3 | 0.00037033 | 0.00078589 | 0.0011095 | 0.0023114 | 0.0046229 | C3 | 46942.7079 | 46942.7079 | 46942.7079 | 46942.7079 | 46942.7079 | C3 | 17.3843 | 36.8917 | 52.0825 | 108.5051 | 217.0103 | C3 | 1199.5162 | 13059.6781 | 8593.6067 | 7595.3595 | 18662.8833 | 49111.0438 |  | 1947.0408 | 13059.6781 | 8593.6067 | 7595.3595 | 9765.4622 | 40961.1473 |  | 1947.0408 | 10883.0651 | 9999.8333 | 8246.3903 | 15407.7292 | 46484.0587 |  | 2538.1068 | 11178.1991 | 10676.9053 | 5967.7824 | 8029.38 | 38390.3736 |  | 1929.6565 | 7931.7254 | 10156.0807 | 10633.5033 | 27560.3044 | 58211.2703 |  | 2851.0241 | 8558.8851 | 11666.4722 | 5642.267 | 16058.76 | 44777.4084
|  |  | 521 | 521 | C4 | 105 | 221 | 110 | 41 | 44 | 521 | 63 | 221 | 110 | 41 | 84 | 519 | 24 | 7 | 12 | -19 | -24 | 0 | 105 | 183 | 116 | 67 | 50 | 521 | 42 | 11 | 20 | -31 | -42 | 0 | 104 | 123 | 129 | 65 | 100 | 521 |  |  | C4 | 0.00037033 | 0.00078589 | 0.0011095 | 0.0023114 | 0.0046229 | C4 | 78237.8465 | 78237.8465 | 78237.8465 | 78237.8465 | 78237.8465 | C4 | 28.9738 | 61.4862 | 86.8041 | 180.8419 | 361.6838 | C4 | 1825.3508 | 13588.4598 | 9548.4519 | 7414.5176 | 30381.4379 | 62758.218 |  | 3042.2513 | 13588.4598 | 9548.4519 | 7414.5176 | 15914.0865 | 49507.7671 |  | 3042.2513 | 11251.9825 | 10069.2766 | 12116.4068 | 18084.1892 | 54564.1064 |  | 3737.623 | 11682.3862 | 11110.9259 | 8680.4108 | 9403.7784 | 44615.1244 |  | 3013.2775 | 7562.8079 | 11197.73 | 11754.723 | 36168.3785 | 69696.9169 |  | 4230.178 | 8239.1566 | 12933.8121 | 6148.6243 | 20977.6595 | 52529.4306
|  |  | 5471 | 5471 |  | 1230 | 2361 | 1227 | 421 | 232 |  | 1008 | 2360 | 1227 | 421 | 443 |  | 147 | 66 | 98 | -164 | -147 |  | 1227 | 1999 | 1253 | 656 | 336 |  | 291 | 134 | 196 | -330 | -291 |  | 1210 | 1425 | 1294 | 774 | 768 | [22 empty] | 11418.0037 | 62543.8068 | 44676.3385 | 32551.5406 | 82637.5112 | 233827.2007 |  | 14733.7678 | 62568.4013 | 44676.3385 | 32551.5406 | 43286.3154 | 197816.3636 |  | 14705.9529 | 52777.3319 | 46464.5031 | 49876.1939 | 59128.0651 | 222952.047 |  | 16863.9232 | 54498.9467 | 50259.5787 | 36906.2134 | 32189.8568 | 190718.5189 |  | 14534.4279 | 37410.6899 | 48815.1584 | 57471.5534 | 126676.1288 | 284907.9585 |  | 18540.928 | 40782.5955 | 56228.2292 | 32110.2864 | 76662.495 | 224324.5342
| HV Switchgear (GM) - Distribution |  | 5172 | 5172 | C1 | 2832 | 391 | 622 | 578 | 749 | 5172 | 2579 | 391 | 624 | 580 | 1000 | 5174 | 333 | 0 | 13 | -13 | -333 | 0 | 2537 | 612 | 464 | 331 | 1228 | 5172 | 676 | 0 | 27 | -27 | -676 | 0 | 1858 | 1173 | 200 | 332 | 1609 | 5172 |  |  | C1 | 0.0005024 | 0.0010665 | 0.0015057 | 0.0031369 | 0.0062738 | C1 | 11278.1102 | 11278.1102 | 11278.1102 | 11278.1102 | 11278.1102 | C1 | 5.6661 | 12.0285 | 16.9815 | 35.378 | 70.756 | C1 | 14612.9301 | 4703.1542 | 10596.4251 | 20519.2527 | 70756.0439 | 121187.806 |  | 16046.4591 | 4703.1542 | 10562.4622 | 20448.4967 | 52996.2769 | 104756.8491 |  | 14374.9529 | 7361.4588 | 7879.393 | 11710.1253 | 86888.4219 | 128214.3519 |  | 16261.7718 | 7361.4588 | 8100.1519 | 11250.211 | 63326.6593 | 106300.2527 |  | 10527.6557 | 14109.4627 | 3396.2901 | 11745.5033 | 113846.4746 | 153625.3864 |  | 14357.9546 | 14109.4627 | 3854.7893 | 10790.2967 | 66015.3889 | 109127.8922
|  |  | 4985 | 4985 | C2 | 2638 | 545 | 620 | 508 | 674 | 4985 | 2407 | 546 | 623 | 510 | 901 | 4987 | 400 | 0 | 17 | -17 | -400 | 0 | 2515 | 592 | 488 | 306 | 1084 | 4985 | 810 | 0 | 35 | -35 | -810 | 0 | 2094 | 864 | 284 | 323 | 1420 | 4985 |  |  | C2 | 0.0005024 | 0.0010665 | 0.0015057 | 0.0031369 | 0.0062738 | C2 | 16111.586 | 16111.586 | 16111.586 | 16111.586 | 16111.586 | C2 | 8.0945 | 17.1836 | 24.2592 | 50.54 | 101.0801 | C2 | 19483.3672 | 9382.2514 | 15113.491 | 25775.416 | 91073.1365 | 160827.662 |  | 21353.1876 | 9365.0678 | 15040.7133 | 25674.3359 | 68127.9622 | 139561.2669 |  | 20357.5689 | 10172.6975 | 11838.4969 | 15465.2496 | 109570.7879 | 167404.8009 |  | 23595.3532 | 10172.6975 | 12250.9036 | 14606.0691 | 69138.7629 | 129763.7863 |  | 16949.8009 | 14846.6396 | 6889.6171 | 16324.4301 | 143533.689 | 198544.1767 |  | 23506.3142 | 14846.6396 | 7738.6896 | 14555.529 | 61658.8382 | 122306.0106
|  |  | 3017 | 3017 | C3 | 1332 | 466 | 410 | 314 | 495 | 3017 | 1162 | 467 | 412 | 315 | 662 | 3018 | 270 | 0 | 11 | -11 | -270 | 0 | 1271 | 460 | 352 | 201 | 733 | 3017 | 537 | 0 | 23 | -23 | -537 | 0 | 1089 | 518 | 265 | 204 | 941 | 3017 |  |  | C3 | 0.0005024 | 0.0010665 | 0.0015057 | 0.0031369 | 0.0062738 | C3 | 24167.379 | 24167.379 | 24167.379 | 24167.379 | 24167.379 | C3 | 12.1417 | 25.7754 | 36.3888 | 75.81 | 151.6201 | C3 | 14108.6452 | 12037.1193 | 14992.1949 | 23880.1648 | 100372.5022 | 165390.6264 |  | 16172.7327 | 12011.3438 | 14919.4172 | 23804.3548 | 75051.9465 | 141959.7951 |  | 15432.0895 | 11856.6913 | 12808.8655 | 15237.8194 | 111137.5289 | 166472.9948 |  | 18710.3462 | 11856.6913 | 13209.1426 | 14403.9089 | 70200.1035 | 128380.1925 |  | 13222.3017 | 13351.6655 | 9643.038 | 15465.2496 | 142674.5084 | 194356.7632 |  | 19742.3899 | 13351.6655 | 10479.9809 | 13721.6185 | 61254.518 | 118550.1728
|  |  | 834 | 834 | C4 | 386 | 58 | 91 | 89 | 210 | 834 | 316 | 58 | 91 | 89 | 281 | 835 | 100 | 0 | 4 | -4 | -100 | 0 | 356 | 79 | 60 | 66 | 273 | 834 | 190 | 0 | 5 | -5 | -190 | 0 | 278 | 145 | 32 | 46 | 333 | 834 |  |  | C4 | 0.0005024 | 0.0010665 | 0.0015057 | 0.0031369 | 0.0062738 | C4 | 40278.965 | 40278.965 | 40278.965 | 40278.965 | 40278.965 | C4 | 20.2362 | 42.959 | 60.648 | 126.3501 | 252.7002 | C4 | 6394.624 | 2491.6235 | 5518.9714 | 11245.157 | 71008.744 | 96659.12 |  | 7811.1547 | 2491.6235 | 5518.9714 | 11245.157 | 53067.0329 | 80133.9395 |  | 7204.0701 | 3393.7631 | 3638.8823 | 8339.1052 | 68987.1428 | 91562.9634 |  | 9227.6853 | 3393.7631 | 3881.4744 | 7833.7049 | 43717.1271 | 68053.7548 |  | 5625.6503 | 6229.0589 | 1940.7372 | 5812.1036 | 84149.1522 | 103756.7021 |  | 9470.5191 | 6229.0589 | 2243.9774 | 5180.3532 | 36136.1224 | 59260.031
|  |  | 14008 | 14008 |  | 7188 | 1460 | 1743 | 1489 | 2128 |  | 6464 | 1462 | 1750 | 1494 | 2844 |  | 1103 | 0 | 45 | -45 | -1103 |  | 6679 | 1743 | 1364 | 904 | 3318 |  | 2213 | 0 | 90 | -90 | -2213 |  | 5319 | 2700 | 781 | 905 | 4303 | [22 empty] | 54599.5665 | 28614.1485 | 46221.0824 | 81419.9905 | 333210.4265 | 544065.2144 |  | 61383.5341 | 28571.1894 | 46041.5642 | 81172.3443 | 249243.2185 | 466411.8505 |  | 57368.6815 | 32784.6108 | 36165.6378 | 50752.2995 | 376583.8814 | 553655.1109 |  | 67795.1565 | 32784.6108 | 37441.6725 | 48093.8938 | 246382.6527 | 432497.9863 |  | 46325.4086 | 48536.8266 | 21869.6824 | 49347.2866 | 484203.8241 | 650283.0284 |  | 67077.1778 | 48536.8266 | 24317.4372 | 44247.7974 | 225064.8675 | 409244.1065
| HV Transformer (GM) |  | 4945 | 4945 | C1 | 1773 | 1130 | 749 | 1192 | 101 | 4945 | 1662 | 1084 | 777 | 1214 | 211 | 4948 | 136 | 0 | 0 | 0 | -136 | 0 | 1456 | 1246 | 822 | 1090 | 331 | 4945 | 275 | 0 | 0 | 0 | -275 | 0 | 883 | 1485 | 949 | 906 | 722 | 4945 |  |  | C1 | 0.00033383 | 0.00070833 | 0.001 | 0.0020833 | 0.0041667 | C1 | 9219.2536 | 9219.2536 | 9219.2536 | 9219.2536 | 9219.2536 | C1 | 3.0777 | 6.5303 | 9.2193 | 19.2068 | 38.4136 | C1 | 5115.1277 | 7078.8502 | 7163.36 | 23317.0289 | 8105.2605 | 50779.6273 |  | 5456.7517 | 7379.2442 | 6905.2209 | 22894.4798 | 3879.7692 | 46515.4659 |  | 4481.1227 | 8136.7596 | 7578.2265 | 20935.3884 | 12714.8873 | 53846.3843 |  | 4899.6891 | 8136.7596 | 7578.2265 | 20935.3884 | 7490.6435 | 49040.707 |  | 2717.6039 | 9697.5024 | 8749.0717 | 17401.3412 | 27734.5879 | 66300.107 |  | 3563.9698 | 9697.5024 | 8749.0717 | 17401.3412 | 17170.8598 | 56582.7449
|  |  | 3352 | 3352 | C2 | 877 | 617 | 537 | 1209 | 112 | 3352 | 750 | 579 | 557 | 1231 | 237 | 3354 | 151 | 0 | 0 | 0 | -151 | 0 | 764 | 622 | 551 | 1048 | 367 | 3352 | 291 | 0 | 0 | 0 | -291 | 0 | 531 | 677 | 567 | 813 | 764 | 3352 |  |  | C2 | 0.00033383 | 0.00070833 | 0.001 | 0.0020833 | 0.0041667 | C2 | 13170.3623 | 13170.3623 | 13170.3623 | 13170.3623 | 13170.3623 | C2 | 4.3967 | 9.329 | 13.1704 | 27.4383 | 54.8765 | C2 | 3297.5295 | 5401.4948 | 7335.8918 | 33776.4916 | 13005.7328 | 62817.1404 |  | 3855.9111 | 5755.9971 | 7072.4845 | 33172.85 | 6146.1691 | 56003.4118 |  | 3359.0833 | 5802.6421 | 7256.8696 | 28755.291 | 20139.679 | 65313.565 |  | 4022.9859 | 5802.6421 | 7256.8696 | 28755.291 | 11853.3261 | 57691.1147 |  | 2334.6509 | 6315.7375 | 7467.5954 | 22307.3011 | 41925.6533 | 80350.9381 |  | 3614.0923 | 6315.7375 | 7467.5954 | 22307.3011 | 25956.589 | 65661.3153
|  |  | 2041 | 2041 | C3 | 497 | 336 | 374 | 770 | 64 | 2041 | 426 | 310 | 388 | 784 | 135 | 2043 | 85 | 0 | 0 | 0 | -85 | 0 | 415 | 351 | 371 | 696 | 208 | 2041 | 185 | 0 | 0 | 0 | -185 | 0 | 302 | 352 | 371 | 530 | 486 | 2041 |  |  | C3 | 0.00033383 | 0.00070833 | 0.001 | 0.0020833 | 0.0041667 | C3 | 19755.5434 | 19755.5434 | 19755.5434 | 19755.5434 | 19755.5434 | C3 | 6.5951 | 13.9935 | 19.7555 | 41.1574 | 82.3148 | C3 | 2809.4951 | 4337.9881 | 7665.1508 | 32267.3876 | 11112.4932 | 58192.5148 |  | 3277.7443 | 4701.8193 | 7388.5732 | 31691.1842 | 5268.1449 | 52327.466 |  | 2736.9494 | 4911.722 | 7329.3066 | 28645.538 | 17121.471 | 60744.987 |  | 3297.5295 | 4911.722 | 7329.3066 | 28645.538 | 10124.716 | 54308.812 |  | 1991.7078 | 4925.7155 | 7329.3066 | 21813.4125 | 40004.9754 | 76065.1178 |  | 3211.7937 | 4925.7155 | 7329.3066 | 21813.4125 | 24776.744 | 62056.9724
|  |  | 933 | 933 | C4 | 256 | 142 | 135 | 372 | 28 | 933 | 225 | 131 | 140 | 379 | 59 | 934 | 45 | 0 | 0 | 0 | -45 | 0 | 209 | 165 | 137 | 312 | 110 | 933 | 93 | 0 | 0 | 0 | -93 | 0 | 126 | 204 | 143 | 217 | 243 | 933 |  |  | C4 | 0.00033383 | 0.00070833 | 0.001 | 0.0020833 | 0.0041667 | C4 | 32925.9057 | 32925.9057 | 32925.9057 | 32925.9057 | 32925.9057 | C4 | 10.9918 | 23.3225 | 32.9259 | 68.5956 | 137.1913 | C4 | 2473.1471 | 3055.2497 | 4609.6268 | 25997.7464 | 8094.2852 | 44230.0551 |  | 2813.8918 | 3311.7973 | 4444.9973 | 25517.5769 | 3841.3557 | 39929.619 |  | 2297.2789 | 3848.2152 | 4510.8491 | 21401.8387 | 15091.0401 | 47149.222 |  | 2791.9083 | 3848.2152 | 4510.8491 | 21401.8387 | 8917.4328 | 41470.2441 |  | 1384.9624 | 4757.7934 | 4708.4045 | 14885.2532 | 33337.4795 | 59073.893 |  | 2407.1965 | 4757.7934 | 4708.4045 | 14885.2532 | 20578.6911 | 47337.3387
|  |  | 11271 | 11271 |  | 3403 | 2225 | 1795 | 3543 | 305 |  | 3063 | 2104 | 1862 | 3608 | 642 |  | 417 | 0 | 0 | 0 | -417 |  | 2844 | 2384 | 1881 | 3146 | 1016 |  | 844 | 0 | 0 | 0 | -844 |  | 1842 | 2718 | 2030 | 2466 | 2215 | [22 empty] | 13695.2993 | 19873.5828 | 26774.0295 | 115358.6544 | 40317.7715 | 216019.3376 |  | 15404.2989 | 21148.858 | 25811.276 | 113276.0909 | 19135.4389 | 194775.9627 |  | 12874.4343 | 22699.3389 | 26675.2518 | 99738.056 | 65067.0773 | 227054.1583 |  | 15012.1128 | 22699.3389 | 26675.2518 | 99738.056 | 38386.1184 | 202510.8778 |  | 8428.925 | 25696.7487 | 28254.3782 | 76407.308 | 143002.6961 | 281790.056 |  | 12797.0523 | 25696.7487 | 28254.3782 | 76407.308 | 88482.8839 | 231638.3712
| HV UG Cable |  | 0 | 0 | C1 | 0 | 0 | 0 | 0 | 0 | 0 | 0 | 0 | 0 | 0 | 0 | 0 | 0 | 0 | 0 | 0 | 0 | 0 | 0 | 0 | 0 | 0 | 0 | 0 | 0 | 0 | 0 | 0 | 0 | 0 | 0 | 0 | 0 | 0 | 0 | 0 |  |  | C1 | 0 | 0 | 0 | 0 | 0 | C1 | 0 | 0 | 0 | 0 | 0 | C1 | [5 empty] | C1 | [5 empty] | 0 | [6 empty] | 0 | [6 empty] | 0 | [6 empty] | 0 | [6 empty] | 0 | [6 empty] | 0
|  |  | 0 | 0 | C2 | 0 | 0 | 0 | 0 | 0 | 0 | 0 | 0 | 0 | 0 | 0 | 0 | 0 | 0 | 0 | 0 | 0 | 0 | 0 | 0 | 0 | 0 | 0 | 0 | 0 | 0 | 0 | 0 | 0 | 0 | 0 | 0 | 0 | 0 | 0 | 0 |  |  | C2 | 0 | 0 | 0 | 0 | 0 | C2 | 0 | 0 | 0 | 0 | 0 | C2 | [5 empty] | C2 | [5 empty] | 0 | [6 empty] | 0 | [6 empty] | 0 | [6 empty] | 0 | [6 empty] | 0 | [6 empty] | 0
|  |  | 0 | 0 | C3 | 0 | 0 | 0 | 0 | 0 | 0 | 0 | 0 | 0 | 0 | 0 | 0 | 0 | 0 | 0 | 0 | 0 | 0 | 0 | 0 | 0 | 0 | 0 | 0 | 0 | 0 | 0 | 0 | 0 | 0 | 0 | 0 | 0 | 0 | 0 | 0 |  |  | C3 | 0 | 0 | 0 | 0 | 0 | C3 | 0 | 0 | 0 | 0 | 0 | C3 | [5 empty] | C3 | [5 empty] | 0 | [6 empty] | 0 | [6 empty] | 0 | [6 empty] | 0 | [6 empty] | 0 | [6 empty] | 0
|  |  | 0 | 0 | C4 | 0 | 0 | 0 | 0 | 0 | 0 | 0 | 0 | 0 | 0 | 0 | 0 | 0 | 0 | 0 | 0 | 0 | 0 | 0 | 0 | 0 | 0 | 0 | 0 | 0 | 0 | 0 | 0 | 0 | 0 | 0 | 0 | 0 | 0 | 0 | 0 |  |  | C4 | 0 | 0 | 0 | 0 | 0 | C4 | 0 | 0 | 0 | 0 | 0 | C4 | [5 empty] | C4 | [5 empty] | 0 | [6 empty] | 0 | [6 empty] | 0 | [6 empty] | 0 | [6 empty] | 0 | [6 empty] | 0
|  |  | 0 | 0 |  | 0 | 0 | 0 | 0 | 0 |  | 0 | 0 | 0 | 0 | 0 |  | 0 | 0 | 0 | 0 | 0 |  | 0 | 0 | 0 | 0 | 0 |  | 0 | 0 | 0 | 0 | 0 |  | 0 | 0 | 0 | 0 | 0 | [22 empty] | 0 | 0 | 0 | 0 | 0 | 0 |  | 0 | 0 | 0 | 0 | 0 | 0 |  | 0 | 0 | 0 | 0 | 0 | 0 |  | 0 | 0 | 0 | 0 | 0 | 0 |  | 0 | 0 | 0 | 0 | 0 | 0 |  | 0 | 0 | 0 | 0 | 0 | 0
| HV OHL Support - Poles |  | 0 | 0 | C1 | 0 | 0 | 0 | 0 | 0 | 0 | 0 | 0 | 0 | 0 | 0 | 0 | 0 | 0 | 0 | 0 | 0 | 0 | 0 | 0 | 0 | 0 | 0 | 0 | 0 | 0 | 0 | 0 | 0 | 0 | 0 | 0 | 0 | 0 | 0 | 0 |  |  | C1 | 0.000998 | 0.0021197 | 0.0029925 | 0.0062344 | 0.012469 | C1 | 4858.9982 | 4858.9982 | 4858.9982 | 4858.9982 | 4858.9982 | C1 | 4.8493 | 10.2996 | 14.5406 | 30.2928 | 60.5856 | C1 | 0 | 0 | 0 | 0 | 0 | 0 |  | 0 | 0 | 0 | 0 | 0 | 0 |  | 0 | 0 | 0 | 0 | 0 | 0 |  | 0 | 0 | 0 | 0 | 0 | 0 |  | 0 | 0 | 0 | 0 | 0 | 0 |  | 0 | 0 | 0 | 0 | 0 | 0
|  |  | 154898 | 154898 | C2 | 25924 | 37298 | 56317 | 18963 | 16396 | 154898 | 17913 | 38338 | 56301 | 21256 | 21102 | 154910 | 13560 | -2639 | -3678 | -3434 | -3809 | 0 | 24854 | 32359 | 49393 | 25537 | 22755 | 154898 | 25830 | -5256 | -7355 | -6863 | -6356 | 0 | 22722 | 24524 | 37338 | 28485 | 41829 | 154898 |  |  | C2 | 0.000998 | 0.0021197 | 0.0029925 | 0.0062344 | 0.012469 | C2 | 6941.426 | 6941.426 | 6941.426 | 6941.426 | 6941.426 | C2 | 6.9275 | 14.7137 | 20.7722 | 43.2755 | 86.5509 | C2 | 124093.0806 | 564092.0652 | 1169496.6087 | 919863.0247 | 1826397.21 | 4603941.9892 |  | 179589.6289 | 548789.8651 | 1169828.9641 | 820632.4114 | 1419088.6482 | 4137929.5178 |  | 172177.1577 | 476119.1282 | 1026002.1313 | 1105125.2381 | 1969465.8569 | 4748889.5123 |  | 266114.643 | 437289.7954 | 949601.9159 | 956517.3332 | 1639793.4575 | 4249317.145 |  | 157407.6357 | 360837.6495 | 775593.0512 | 1232701.273 | 3620337.8303 | 6146877.4397 |  | 336346.0755 | 283502.6843 | 622813.3926 | 935701.8404 | 3070220.2743 | 5248584.2673
|  |  | 10416 | 10416 | C3 | 1980 | 2466 | 3507 | 1186 | 1277 | 10416 | 1404 | 2535 | 3506 | 1329 | 1643 | 10417 | 973 | -242 | -231 | -214 | -286 | 0 | 1886 | 2130 | 3097 | 1593 | 1710 | 10416 | 1839 | -504 | -468 | -430 | -437 | 0 | 1688 | 1690 | 2378 | 1785 | 2875 | 10416 |  |  | C3 | 0.000998 | 0.0021197 | 0.0029925 | 0.0062344 | 0.012469 | C3 | 10412.139 | 10412.139 | 10412.139 | 10412.139 | 10412.139 | C3 | 10.3913 | 22.0705 | 31.1583 | 64.9132 | 129.8264 | C3 | 14589.4059 | 55948.6692 | 109241.091 | 86269.6152 | 213304.7068 | 479353.4881 |  | 20574.8032 | 54425.806 | 109272.2493 | 76987.0305 | 165788.2597 | 427048.1487 |  | 19598.0196 | 47010.1244 | 96497.3357 | 103406.6945 | 222003.0729 | 488515.247 |  | 29708.7688 | 41669.068 | 89299.7624 | 89515.2741 | 184872.7344 | 435065.6077 |  | 17540.5393 | 37299.1128 | 74094.4993 | 115870.0249 | 373250.7804 | 618054.9566 |  | 36650.1671 | 26175.5904 | 59512.4027 | 87957.3578 | 316516.6618 | 526812.1798
|  |  | 478 | 478 | C4 | 103 | 73 | 181 | 62 | 59 | 478 | 77 | 75 | 181 | 69 | 76 | 478 | 43 | -8 | -11 | -11 | -13 | 0 | 102 | 67 | 150 | 79 | 80 | 478 | 83 | -20 | -17 | -25 | -21 | 0 | 83 | 67 | 88 | 104 | 136 | 478 |  |  | C4 | 0.000998 | 0.0021197 | 0.0029925 | 0.0062344 | 0.012469 | C4 | 17353.565 | 17353.565 | 17353.565 | 17353.565 | 17353.565 | C4 | 17.3189 | 36.7841 | 51.9305 | 108.1886 | 216.3773 | C4 | 1333.5521 | 2758.8101 | 9399.4283 | 7465.0156 | 16444.6721 | 37401.4782 |  | 1783.8424 | 2685.2418 | 9399.4283 | 6707.6952 | 12766.2586 | 33342.4663 |  | 1766.5235 | 2464.537 | 7789.5815 | 8546.9019 | 17310.1811 | 37877.7251 |  | 2511.2344 | 2170.264 | 7218.3455 | 7356.827 | 14497.2767 | 33753.9475 |  | 1437.4652 | 2464.537 | 4569.8878 | 11251.6177 | 29427.3079 | 49150.8157 |  | 2874.9304 | 1728.8543 | 3687.0686 | 8546.9019 | 24883.3854 | 41721.1406
|  |  | 165792 | 165792 |  | 28007 | 39837 | 60005 | 20211 | 17732 |  | 19394 | 40948 | 59988 | 22654 | 22821 |  | 14576 | -2889 | -3920 | -3659 | -4108 |  | 26842 | 34556 | 52640 | 27209 | 24545 |  | 27752 | -5780 | -7840 | -7318 | -6814 |  | 24493 | 26281 | 39804 | 30374 | 44840 | [22 empty] | 140016.0386 | 622799.5445 | 1288137.128 | 1013597.6555 | 2056146.5889 | 5120696.9554 |  | 201948.2745 | 605900.9129 | 1288500.6418 | 904327.1372 | 1597643.1665 | 4598320.1328 |  | 193541.7008 | 525593.7896 | 1130289.0484 | 1217078.8345 | 2208779.1109 | 5275282.4843 |  | 298334.6462 | 481129.1274 | 1046120.0238 | 1053389.4343 | 1839163.4685 | 4718136.7002 |  | 176385.6402 | 400601.2993 | 854257.4383 | 1359822.9156 | 4023015.9186 | 6814083.212 |  | 375871.1731 | 311407.1291 | 686012.8639 | 1032206.1002 | 3411620.3215 | 5817117.5876
| [Please insert new asset category as required] |  | 0 | 0 | C1 | 0 | 0 | 0 | 0 | 0 | 0 | 0 | 0 | 0 | 0 | 0 | 0 | 0 | 0 | 0 | 0 | 0 | 0 | 0 | 0 | 0 | 0 | 0 | 0 | 0 | 0 | 0 | 0 | 0 | 0 | 0 | 0 | 0 | 0 | 0 | 0 |  |  | C1 | 0 | 0 | 0 | 0 | 0 | C1 | 0 | 0 | 0 | 0 | 0 | C1 | [5 empty] | C1 | [5 empty] | 0 | [6 empty] | 0 | [6 empty] | 0 | [6 empty] | 0 | [6 empty] | 0 | [6 empty] | 0
|  |  | 0 | 0 | C2 | 0 | 0 | 0 | 0 | 0 | 0 | 0 | 0 | 0 | 0 | 0 | 0 | 0 | 0 | 0 | 0 | 0 | 0 | 0 | 0 | 0 | 0 | 0 | 0 | 0 | 0 | 0 | 0 | 0 | 0 | 0 | 0 | 0 | 0 | 0 | 0 |  |  | C2 | 0 | 0 | 0 | 0 | 0 | C2 | 0 | 0 | 0 | 0 | 0 | C2 | [5 empty] | C2 | [5 empty] | 0 | [6 empty] | 0 | [6 empty] | 0 | [6 empty] | 0 | [6 empty] | 0 | [6 empty] | 0
|  |  | 0 | 0 | C3 | 0 | 0 | 0 | 0 | 0 | 0 | 0 | 0 | 0 | 0 | 0 | 0 | 0 | 0 | 0 | 0 | 0 | 0 | 0 | 0 | 0 | 0 | 0 | 0 | 0 | 0 | 0 | 0 | 0 | 0 | 0 | 0 | 0 | 0 | 0 | 0 |  |  | C3 | 0 | 0 | 0 | 0 | 0 | C3 | 0 | 0 | 0 | 0 | 0 | C3 | [5 empty] | C3 | [5 empty] | 0 | [6 empty] | 0 | [6 empty] | 0 | [6 empty] | 0 | [6 empty] | 0 | [6 empty] | 0
|  |  | 0 | 0 | C4 | 0 | 0 | 0 | 0 | 0 | 0 | 0 | 0 | 0 | 0 | 0 | 0 | 0 | 0 | 0 | 0 | 0 | 0 | 0 | 0 | 0 | 0 | 0 | 0 | 0 | 0 | 0 | 0 | 0 | 0 | 0 | 0 | 0 | 0 | 0 | 0 |  |  | C4 | 0 | 0 | 0 | 0 | 0 | C4 | 0 | 0 | 0 | 0 | 0 | C4 | [5 empty] | C4 | [5 empty] | 0 | [6 empty] | 0 | [6 empty] | 0 | [6 empty] | 0 | [6 empty] | 0 | [6 empty] | 0
|  |  | 0 | 0 |  | 0 | 0 | 0 | 0 | 0 |  | 0 | 0 | 0 | 0 | 0 |  | 0 | 0 | 0 | 0 | 0 |  | 0 | 0 | 0 | 0 | 0 |  | 0 | 0 | 0 | 0 | 0 |  | 0 | 0 | 0 | 0 | 0 | [22 empty] | 0 | 0 | 0 | 0 | 0 | 0 |  | 0 | 0 | 0 | 0 | 0 | 0 |  | 0 | 0 | 0 | 0 | 0 | 0 |  | 0 | 0 | 0 | 0 | 0 | 0 |  | 0 | 0 | 0 | 0 | 0 | 0 |  | 0 | 0 | 0 | 0 | 0 | 0
| [Please insert new asset category as required] |  | 0 | 0 | C1 | 0 | 0 | 0 | 0 | 0 | 0 | 0 | 0 | 0 | 0 | 0 | 0 | 0 | 0 | 0 | 0 | 0 | 0 | 0 | 0 | 0 | 0 | 0 | 0 | 0 | 0 | 0 | 0 | 0 | 0 | 0 | 0 | 0 | 0 | 0 | 0 |  |  | C1 | 0 | 0 | 0 | 0 | 0 | C1 | 0 | 0 | 0 | 0 | 0 | C1 | [5 empty] | C1 | [5 empty] | 0 | [6 empty] | 0 | [6 empty] | 0 | [6 empty] | 0 | [6 empty] | 0 | [6 empty] | 0
|  |  | 0 | 0 | C2 | 0 | 0 | 0 | 0 | 0 | 0 | 0 | 0 | 0 | 0 | 0 | 0 | 0 | 0 | 0 | 0 | 0 | 0 | 0 | 0 | 0 | 0 | 0 | 0 | 0 | 0 | 0 | 0 | 0 | 0 | 0 | 0 | 0 | 0 | 0 | 0 |  |  | C2 | 0 | 0 | 0 | 0 | 0 | C2 | 0 | 0 | 0 | 0 | 0 | C2 | [5 empty] | C2 | [5 empty] | 0 | [6 empty] | 0 | [6 empty] | 0 | [6 empty] | 0 | [6 empty] | 0 | [6 empty] | 0
|  |  | 0 | 0 | C3 | 0 | 0 | 0 | 0 | 0 | 0 | 0 | 0 | 0 | 0 | 0 | 0 | 0 | 0 | 0 | 0 | 0 | 0 | 0 | 0 | 0 | 0 | 0 | 0 | 0 | 0 | 0 | 0 | 0 | 0 | 0 | 0 | 0 | 0 | 0 | 0 |  |  | C3 | 0 | 0 | 0 | 0 | 0 | C3 | 0 | 0 | 0 | 0 | 0 | C3 | [5 empty] | C3 | [5 empty] | 0 | [6 empty] | 0 | [6 empty] | 0 | [6 empty] | 0 | [6 empty] | 0 | [6 empty] | 0
|  |  | 0 | 0 | C4 | 0 | 0 | 0 | 0 | 0 | 0 | 0 | 0 | 0 | 0 | 0 | 0 | 0 | 0 | 0 | 0 | 0 | 0 | 0 | 0 | 0 | 0 | 0 | 0 | 0 | 0 | 0 | 0 | 0 | 0 | 0 | 0 | 0 | 0 | 0 | 0 |  |  | C4 | 0 | 0 | 0 | 0 | 0 | C4 | 0 | 0 | 0 | 0 | 0 | C4 | [5 empty] | C4 | [5 empty] | 0 | [6 empty] | 0 | [6 empty] | 0 | [6 empty] | 0 | [6 empty] | 0 | [6 empty] | 0
|  |  | 0 | 0 |  | 0 | 0 | 0 | 0 | 0 |  | 0 | 0 | 0 | 0 | 0 |  | 0 | 0 | 0 | 0 | 0 |  | 0 | 0 | 0 | 0 | 0 |  | 0 | 0 | 0 | 0 | 0 |  | 0 | 0 | 0 | 0 | 0 | [22 empty] | 0 | 0 | 0 | 0 | 0 | 0 |  | 0 | 0 | 0 | 0 | 0 | 0 |  | 0 | 0 | 0 | 0 | 0 | 0 |  | 0 | 0 | 0 | 0 | 0 | 0 |  | 0 | 0 | 0 | 0 | 0 | 0 |  | 0 | 0 | 0 | 0 | 0 | 0
| [Please insert new asset category as required] |  | 0 | 0 | C1 | 0 | 0 | 0 | 0 | 0 | 0 | 0 | 0 | 0 | 0 | 0 | 0 | 0 | 0 | 0 | 0 | 0 | 0 | 0 | 0 | 0 | 0 | 0 | 0 | 0 | 0 | 0 | 0 | 0 | 0 | 0 | 0 | 0 | 0 | 0 | 0 |  |  | C1 | 0 | 0 | 0 | 0 | 0 | C1 | 0 | 0 | 0 | 0 | 0 | C1 | [5 empty] | C1 | [5 empty] | 0 | [6 empty] | 0 | [6 empty] | 0 | [6 empty] | 0 | [6 empty] | 0 | [6 empty] | 0
|  |  | 0 | 0 | C2 | 0 | 0 | 0 | 0 | 0 | 0 | 0 | 0 | 0 | 0 | 0 | 0 | 0 | 0 | 0 | 0 | 0 | 0 | 0 | 0 | 0 | 0 | 0 | 0 | 0 | 0 | 0 | 0 | 0 | 0 | 0 | 0 | 0 | 0 | 0 | 0 |  |  | C2 | 0 | 0 | 0 | 0 | 0 | C2 | 0 | 0 | 0 | 0 | 0 | C2 | [5 empty] | C2 | [5 empty] | 0 | [6 empty] | 0 | [6 empty] | 0 | [6 empty] | 0 | [6 empty] | 0 | [6 empty] | 0
|  |  | 0 | 0 | C3 | 0 | 0 | 0 | 0 | 0 | 0 | 0 | 0 | 0 | 0 | 0 | 0 | 0 | 0 | 0 | 0 | 0 | 0 | 0 | 0 | 0 | 0 | 0 | 0 | 0 | 0 | 0 | 0 | 0 | 0 | 0 | 0 | 0 | 0 | 0 | 0 |  |  | C3 | 0 | 0 | 0 | 0 | 0 | C3 | 0 | 0 | 0 | 0 | 0 | C3 | [5 empty] | C3 | [5 empty] | 0 | [6 empty] | 0 | [6 empty] | 0 | [6 empty] | 0 | [6 empty] | 0 | [6 empty] | 0
|  |  | 0 | 0 | C4 | 0 | 0 | 0 | 0 | 0 | 0 | 0 | 0 | 0 | 0 | 0 | 0 | 0 | 0 | 0 | 0 | 0 | 0 | 0 | 0 | 0 | 0 | 0 | 0 | 0 | 0 | 0 | 0 | 0 | 0 | 0 | 0 | 0 | 0 | 0 | 0 |  |  | C4 | 0 | 0 | 0 | 0 | 0 | C4 | 0 | 0 | 0 | 0 | 0 | C4 | [5 empty] | C4 | [5 empty] | 0 | [6 empty] | 0 | [6 empty] | 0 | [6 empty] | 0 | [6 empty] | 0 | [6 empty] | 0
|  |  | 0 | 0 |  | 0 | 0 | 0 | 0 | 0 |  | 0 | 0 | 0 | 0 | 0 |  | 0 | 0 | 0 | 0 | 0 |  | 0 | 0 | 0 | 0 | 0 |  | 0 | 0 | 0 | 0 | 0 |  | 0 | 0 | 0 | 0 | 0 | [22 empty] | 0 | 0 | 0 | 0 | 0 | 0 |  | 0 | 0 | 0 | 0 | 0 | 0 |  | 0 | 0 | 0 | 0 | 0 | 0 |  | 0 | 0 | 0 | 0 | 0 | 0 |  | 0 | 0 | 0 | 0 | 0 | 0 |  | 0 | 0 | 0 | 0 | 0 | 0
| [Please insert new asset category as required] |  | 0 | 0 | C1 | 0 | 0 | 0 | 0 | 0 | 0 | 0 | 0 | 0 | 0 | 0 | 0 | 0 | 0 | 0 | 0 | 0 | 0 | 0 | 0 | 0 | 0 | 0 | 0 | 0 | 0 | 0 | 0 | 0 | 0 | 0 | 0 | 0 | 0 | 0 | 0 |  |  | C1 | 0 | 0 | 0 | 0 | 0 | C1 | 0 | 0 | 0 | 0 | 0 | C1 | [5 empty] | C1 | [5 empty] | 0 | [6 empty] | 0 | [6 empty] | 0 | [6 empty] | 0 | [6 empty] | 0 | [6 empty] | 0
|  |  | 0 | 0 | C2 | 0 | 0 | 0 | 0 | 0 | 0 | 0 | 0 | 0 | 0 | 0 | 0 | 0 | 0 | 0 | 0 | 0 | 0 | 0 | 0 | 0 | 0 | 0 | 0 | 0 | 0 | 0 | 0 | 0 | 0 | 0 | 0 | 0 | 0 | 0 | 0 |  |  | C2 | 0 | 0 | 0 | 0 | 0 | C2 | 0 | 0 | 0 | 0 | 0 | C2 | [5 empty] | C2 | [5 empty] | 0 | [6 empty] | 0 | [6 empty] | 0 | [6 empty] | 0 | [6 empty] | 0 | [6 empty] | 0
|  |  | 0 | 0 | C3 | 0 | 0 | 0 | 0 | 0 | 0 | 0 | 0 | 0 | 0 | 0 | 0 | 0 | 0 | 0 | 0 | 0 | 0 | 0 | 0 | 0 | 0 | 0 | 0 | 0 | 0 | 0 | 0 | 0 | 0 | 0 | 0 | 0 | 0 | 0 | 0 |  |  | C3 | 0 | 0 | 0 | 0 | 0 | C3 | 0 | 0 | 0 | 0 | 0 | C3 | [5 empty] | C3 | [5 empty] | 0 | [6 empty] | 0 | [6 empty] | 0 | [6 empty] | 0 | [6 empty] | 0 | [6 empty] | 0
|  |  | 0 | 0 | C4 | 0 | 0 | 0 | 0 | 0 | 0 | 0 | 0 | 0 | 0 | 0 | 0 | 0 | 0 | 0 | 0 | 0 | 0 | 0 | 0 | 0 | 0 | 0 | 0 | 0 | 0 | 0 | 0 | 0 | 0 | 0 | 0 | 0 | 0 | 0 | 0 |  |  | C4 | 0 | 0 | 0 | 0 | 0 | C4 | 0 | 0 | 0 | 0 | 0 | C4 | [5 empty] | C4 | [5 empty] | 0 | [6 empty] | 0 | [6 empty] | 0 | [6 empty] | 0 | [6 empty] | 0 | [6 empty] | 0
|  |  | 0 | 0 |  | 0 | 0 | 0 | 0 | 0 |  | 0 | 0 | 0 | 0 | 0 |  | 0 | 0 | 0 | 0 | 0 |  | 0 | 0 | 0 | 0 | 0 |  | 0 | 0 | 0 | 0 | 0 |  | 0 | 0 | 0 | 0 | 0 | [22 empty] | 0 | 0 | 0 | 0 | 0 | 0 |  | 0 | 0 | 0 | 0 | 0 | 0 |  | 0 | 0 | 0 | 0 | 0 | 0 |  | 0 | 0 | 0 | 0 | 0 | 0 |  | 0 | 0 | 0 | 0 | 0 | 0 |  | 0 | 0 | 0 | 0 | 0 | 0
| [Please insert new asset category as required] |  | 0 | 0 | C1 | 0 | 0 | 0 | 0 | 0 | 0 | 0 | 0 | 0 | 0 | 0 | 0 | 0 | 0 | 0 | 0 | 0 | 0 | 0 | 0 | 0 | 0 | 0 | 0 | 0 | 0 | 0 | 0 | 0 | 0 | 0 | 0 | 0 | 0 | 0 | 0 |  |  | C1 | 0 | 0 | 0 | 0 | 0 | C1 | 0 | 0 | 0 | 0 | 0 | C1 | [5 empty] | C1 | [5 empty] | 0 | [6 empty] | 0 | [6 empty] | 0 | [6 empty] | 0 | [6 empty] | 0 | [6 empty] | 0
|  |  | 0 | 0 | C2 | 0 | 0 | 0 | 0 | 0 | 0 | 0 | 0 | 0 | 0 | 0 | 0 | 0 | 0 | 0 | 0 | 0 | 0 | 0 | 0 | 0 | 0 | 0 | 0 | 0 | 0 | 0 | 0 | 0 | 0 | 0 | 0 | 0 | 0 | 0 | 0 |  |  | C2 | 0 | 0 | 0 | 0 | 0 | C2 | 0 | 0 | 0 | 0 | 0 | C2 | [5 empty] | C2 | [5 empty] | 0 | [6 empty] | 0 | [6 empty] | 0 | [6 empty] | 0 | [6 empty] | 0 | [6 empty] | 0
|  |  | 0 | 0 | C3 | 0 | 0 | 0 | 0 | 0 | 0 | 0 | 0 | 0 | 0 | 0 | 0 | 0 | 0 | 0 | 0 | 0 | 0 | 0 | 0 | 0 | 0 | 0 | 0 | 0 | 0 | 0 | 0 | 0 | 0 | 0 | 0 | 0 | 0 | 0 | 0 |  |  | C3 | 0 | 0 | 0 | 0 | 0 | C3 | 0 | 0 | 0 | 0 | 0 | C3 | [5 empty] | C3 | [5 empty] | 0 | [6 empty] | 0 | [6 empty] | 0 | [6 empty] | 0 | [6 empty] | 0 | [6 empty] | 0
|  |  | 0 | 0 | C4 | 0 | 0 | 0 | 0 | 0 | 0 | 0 | 0 | 0 | 0 | 0 | 0 | 0 | 0 | 0 | 0 | 0 | 0 | 0 | 0 | 0 | 0 | 0 | 0 | 0 | 0 | 0 | 0 | 0 | 0 | 0 | 0 | 0 | 0 | 0 | 0 |  |  | C4 | 0 | 0 | 0 | 0 | 0 | C4 | 0 | 0 | 0 | 0 | 0 | C4 | [5 empty] | C4 | [5 empty] | 0 | [6 empty] | 0 | [6 empty] | 0 | [6 empty] | 0 | [6 empty] | 0 | [6 empty] | 0
|  |  | 0 | 0 |  | 0 | 0 | 0 | 0 | 0 |  | 0 | 0 | 0 | 0 | 0 |  | 0 | 0 | 0 | 0 | 0 |  | 0 | 0 | 0 | 0 | 0 |  | 0 | 0 | 0 | 0 | 0 |  | 0 | 0 | 0 | 0 | 0 | [22 empty] | 0 | 0 | 0 | 0 | 0 | 0 |  | 0 | 0 | 0 | 0 | 0 | 0 |  | 0 | 0 | 0 | 0 | 0 | 0 |  | 0 | 0 | 0 | 0 | 0 | 0 |  | 0 | 0 | 0 | 0 | 0 | 0 |  | 0 | 0 | 0 | 0 | 0 | 0
[63 empty] | 219728.9081 | 733831.0825 | 1405808.5784 | 1242927.841 | 2512312.2981 | 6114608.7081 |  | 293469.8753 | 718189.3616 | 1405029.8205 | 1131327.113 | 1909308.1392 | 5457324.3097 |  | 278490.7696 | 633855.0712 | 1239594.4411 | 1417445.3839 | 2709558.1348 | 6278943.8006 |  | 398005.8387 | 591112.0238 | 1160496.5267 | 1238127.5976 | 2156122.0965 | 5543864.0832 |  | 245674.4017 | 512245.5646 | 953196.6572 | 1543049.0636 | 4776898.5677 | 8031064.2548 |  | 474286.3312 | 426423.3 | 794812.9085 | 1184971.492 | 3801830.5679 | 6682324.5995
| EHV Network | [66 empty] | 0 | [6 empty] | 0 | [6 empty] | 0 | [6 empty] | 0 | [6 empty] | 0 | [6 empty] | 0
| EHV Switchgear (GM) |  | 1408 | 1449 | C1 | 203 | 384 | 179 | 499 | 143 | 1408 | 184 | 383 | 179 | 503 | 174 | 1423 | 87 | -2 | -1 | -17 | -48 | 19 | 203 | 320 | 180 | 322 | 383 | 1408 | 191 | -2 | -1 | -20 | -127 | 41 | 188 | 238 | 161 | 259 | 562 | 1408 |  |  | C1 | 0.0005005 | 0.0010625 | 0.0015 | 0.003125 | 0.00625 | C1 | 44239.4925 | 44239.4925 | 44239.4925 | 44239.4925 | 44239.4925 | C1 | 22.1419 | 47.0045 | 66.3592 | 138.2484 | 276.4968 | C1 | 4074.1033 | 18002.7085 | 11878.3037 | 69538.9523 | 48110.4481 | 151604.5159 |  | 4494.7988 | 18049.7129 | 11878.3037 | 68985.9586 | 39539.0464 | 142947.8205 |  | 4494.7988 | 15041.4275 | 11944.663 | 44515.9893 | 105898.2852 | 181895.1637 |  | 6421.1411 | 14947.4185 | 11878.3037 | 42165.7663 | 92626.4374 | 168039.0671 |  | 4162.6708 | 11187.0617 | 10683.8374 | 35806.3392 | 155391.2174 | 217231.1266 |  | 8391.7672 | 11093.0527 | 10617.4782 | 33041.371 | 120276.1202 | 183419.7894
|  |  | 202 | 202 | C2 | 12 | 94 | 28 | 53 | 15 | 202 | 10 | 94 | 28 | 53 | 18 | 203 | 10 | 0 | 0 | -6 | -4 | 0 | 12 | 75 | 42 | 44 | 29 | 202 | 12 | 0 | 0 | -3 | -9 | 0 | 12 | 41 | 53 | 41 | 55 | 202 |  |  | C2 | 0.0005005 | 0.0010625 | 0.0015 | 0.003125 | 0.00625 | C2 | 63199.275 | 63199.275 | 63199.275 | 63199.275 | 63199.275 | C2 | 31.6312 | 67.1492 | 94.7989 | 197.4977 | 394.9955 | C2 | 316.3124 | 6312.0276 | 2654.3696 | 10467.3799 | 7109.9184 | 26860.0079 |  | 379.5748 | 6312.0276 | 2654.3696 | 10467.3799 | 5924.932 | 25738.2839 |  | 379.5748 | 5036.1922 | 3981.5543 | 8689.9003 | 11454.8686 | 29542.0903 |  | 695.8872 | 5036.1922 | 3981.5543 | 7504.9139 | 9874.8867 | 27093.4344 |  | 379.5748 | 2753.1184 | 5024.3424 | 8097.4071 | 21724.7508 | 37979.1935 |  | 759.1497 | 2753.1184 | 5024.3424 | 7504.9139 | 18169.7916 | 34211.3159
|  |  | 66 | 66 | C3 | 3 | 38 | 10 | 10 | 5 | 66 | 2 | 38 | 10 | 10 | 6 | 66 | 8 | 0 | 0 | -3 | -5 | 0 | 3 | 28 | 19 | 7 | 9 | 66 | 8 | 0 | 0 | -1 | -7 | 0 | 3 | 19 | 19 | 12 | 13 | 66 |  |  | C3 | 0.0005005 | 0.0010625 | 0.0015 | 0.003125 | 0.00625 | C3 | 94798.9125 | 94798.9125 | 94798.9125 | 94798.9125 | 94798.9125 | C3 | 47.4469 | 100.7238 | 142.1984 | 296.2466 | 592.4932 | C3 | 94.8937 | 3827.5061 | 1421.9837 | 2962.466 | 3554.9592 | 11861.8087 |  | 142.3406 | 3827.5061 | 1421.9837 | 2962.466 | 2962.466 | 11316.7624 |  | 142.3406 | 2820.2676 | 2701.769 | 2073.7262 | 5332.4388 | 13070.5423 |  | 521.9154 | 2820.2676 | 2701.769 | 1184.9864 | 2369.9728 | 9598.9113 |  | 142.3406 | 1913.753 | 2701.769 | 3554.9592 | 7702.4116 | 16015.2335 |  | 521.9154 | 1913.753 | 2701.769 | 3258.7126 | 3554.9592 | 11951.1093
|  |  | 490 | 490 | C4 | 21 | 204 | 33 | 193 | 39 | 490 | 15 | 204 | 33 | 195 | 47 | 494 | 9 | 0 | 0 | 0 | -9 | 0 | 21 | 167 | 65 | 128 | 109 | 490 | 15 | 0 | 0 | 0 | -15 | 0 | 21 | 111 | 93 | 65 | 200 | 490 |  |  | C4 | 0.0005005 | 0.0010625 | 0.0015 | 0.003125 | 0.00625 | C4 | 157998.1875 | 157998.1875 | 157998.1875 | 157998.1875 | 157998.1875 | C4 | 79.0781 | 167.8731 | 236.9973 | 493.7443 | 987.4887 | C4 | 1186.1714 | 34246.1071 | 7820.9103 | 96280.1455 | 46411.9676 | 185945.3019 |  | 1660.6399 | 34246.1071 | 7820.9103 | 95292.6568 | 38512.0582 | 177532.3724 |  | 1660.6399 | 28034.8034 | 15404.8233 | 63199.275 | 107636.2652 | 215935.8069 |  | 2372.3428 | 28034.8034 | 15404.8233 | 63199.275 | 98748.8672 | 207760.1117 |  | 1660.6399 | 18633.9112 | 22040.7472 | 32093.3818 | 197497.7344 | 271926.4146 |  | 2846.8113 | 18633.9112 | 22040.7472 | 32093.3818 | 182685.4043 | 258300.2559
|  |  | 2166 | 2207 |  | 239 | 720 | 250 | 755 | 202 |  | 211 | 719 | 250 | 761 | 245 |  | 114 | -2 | -1 | -26 | -66 |  | 239 | 590 | 306 | 501 | 530 |  | 226 | -2 | -1 | -24 | -158 |  | 224 | 409 | 326 | 377 | 830 | [22 empty] | 5671.4808 | 62388.3493 | 23775.5673 | 179248.9437 | 105187.2933 | 376271.6345 |  | 6677.3542 | 62435.3538 | 23775.5673 | 177708.4614 | 86938.5027 | 357535.2393 |  | 6677.3542 | 50932.6907 | 34032.8096 | 118478.8909 | 230321.8578 | 440443.6032 |  | 10011.2866 | 50838.6818 | 33966.4504 | 114054.9416 | 203620.1642 | 412491.5245 |  | 6345.2262 | 34487.8444 | 40450.696 | 79552.0874 | 382316.1142 | 543151.9682 |  | 12519.6437 | 34393.8354 | 40384.3367 | 75898.3793 | 324686.2753 | 487882.4705
| EHV Transformer |  | 330 | 336 | C1 | 58 | 100 | 77 | 64 | 31 | 330 | 49 | 100 | 77 | 64 | 42 | 332 | 18 | 9 | 0 | -10 | -17 | 0 | 52 | 87 | 76 | 51 | 64 | 330 | 30 | 19 | 0 | -20 | -23 | 6 | 45 | 73 | 72 | 42 | 98 | 330 |  |  | C1 | 0.0045605 | 0.00969 | 0.01368 | 0.0285 | 0.057 | C1 | 80797.2002 | 80797.2002 | 80797.2002 | 80797.2002 | 80797.2002 | C1 | 368.4756 | 782.9249 | 1105.3057 | 2302.7202 | 4605.4404 | C1 | 18055.3059 | 78292.487 | 85108.5388 | 147374.0932 | 193428.4973 | 522258.9223 |  | 21371.5866 | 78292.487 | 85108.5388 | 147374.0932 | 142768.6528 | 474915.3584 |  | 19160.7328 | 68114.4637 | 84003.2331 | 117438.7305 | 294748.1864 | 583465.3465 |  | 25793.2942 | 75160.7875 | 84003.2331 | 94411.5284 | 216455.6994 | 495824.5427 |  | 16581.4034 | 57153.5155 | 79582.0103 | 96714.2487 | 451333.1604 | 701364.3383 |  | 27635.6724 | 72029.088 | 79582.0103 | 50659.8445 | 345408.0309 | 575314.6462
|  |  | 316 | 316 | C2 | 57 | 112 | 82 | 42 | 23 | 316 | 49 | 112 | 82 | 42 | 32 | 317 | 10 | 9 | 0 | -13 | -6 | 0 | 54 | 100 | 82 | 42 | 38 | 316 | 29 | 19 | 0 | -19 | -29 | 0 | 41 | 82 | 83 | 35 | 75 | 316 |  |  | C2 | 0.0045605 | 0.00969 | 0.01368 | 0.0285 | 0.057 | C2 | 115424.5717 | 115424.5717 | 115424.5717 | 115424.5717 | 115424.5717 | C2 | 526.3938 | 1118.4641 | 1579.0081 | 3289.6003 | 6579.2006 | C2 | 25793.2942 | 125267.9792 | 129478.6676 | 138163.2124 | 210534.4188 | 629237.5722 |  | 30004.4443 | 125267.9792 | 129478.6676 | 138163.2124 | 151321.6135 | 574235.917 |  | 28425.263 | 111846.41 | 129478.6676 | 138163.2124 | 250009.6224 | 657923.1753 |  | 33689.2006 | 121912.5869 | 129478.6676 | 95398.4085 | 210534.4188 | 591013.2825 |  | 21582.1441 | 91714.0562 | 131057.6757 | 115136.0103 | 493440.0442 | 852929.9305 |  | 36847.5632 | 112964.8741 | 131057.6757 | 52633.6047 | 302643.2271 | 636146.9448
|  |  | 166 | 166 | C3 | 30 | 67 | 35 | 19 | 15 | 166 | 24 | 67 | 35 | 19 | 21 | 166 | 10 | 4 | 0 | -6 | -8 | 0 | 29 | 57 | 39 | 19 | 22 | 166 | 15 | 6 | 0 | -6 | -15 | 0 | 24 | 45 | 46 | 12 | 39 | 166 |  |  | C3 | 0.0045605 | 0.00969 | 0.01368 | 0.0285 | 0.057 | C3 | 173136.8576 | 173136.8576 | 173136.8576 | 173136.8576 | 173136.8576 | C3 | 789.5906 | 1677.6962 | 2368.5122 | 4934.4004 | 9868.8009 | C3 | 18950.1753 | 112405.6421 | 82897.9274 | 93753.6084 | 207244.8185 | 515252.1717 |  | 23687.7192 | 112405.6421 | 82897.9274 | 93753.6084 | 148032.0132 | 460776.9103 |  | 22898.1285 | 95628.6806 | 92371.9763 | 93753.6084 | 217113.6194 | 521766.0132 |  | 30794.0349 | 102339.4652 | 92371.9763 | 64147.2057 | 138163.2124 | 427815.8944 |  | 18950.1753 | 75496.3268 | 108951.5617 | 59212.8053 | 384883.2344 | 647494.1036 |  | 30794.0349 | 85562.5037 | 108951.5617 | 29606.4026 | 236851.2212 | 491765.7242
|  |  | 0 | 0 | C4 | 0 | 0 | 0 | 0 | 0 | 0 | 0 | 0 | 0 | 0 | 0 | 0 | 0 | 0 | 0 | 0 | 0 | 0 | 0 | 0 | 0 | 0 | 0 | 0 | 0 | 0 | 0 | 0 | 0 | 0 | 0 | 0 | 0 | 0 | 0 | 0 |  |  | C4 | 0.0045605 | 0.00969 | 0.01368 | 0.0285 | 0.057 | C4 | 288561.4293 | 288561.4293 | 288561.4293 | 288561.4293 | 288561.4293 | C4 | 1315.9844 | 2796.1603 | 3947.5204 | 8224.0007 | 16448.0015 | C4 | 0 | 0 | 0 | 0 | 0 | 0 |  | 0 | 0 | 0 | 0 | 0 | 0 |  | 0 | 0 | 0 | 0 | 0 | 0 |  | 0 | 0 | 0 | 0 | 0 | 0 |  | 0 | 0 | 0 | 0 | 0 | 0 |  | 0 | 0 | 0 | 0 | 0 | 0
|  |  | 812 | 818 |  | 145 | 279 | 194 | 125 | 69 |  | 122 | 279 | 194 | 125 | 95 |  | 38 | 22 | 0 | -29 | -31 |  | 135 | 244 | 197 | 112 | 124 |  | 74 | 44 | 0 | -45 | -67 |  | 110 | 200 | 201 | 89 | 212 | [22 empty] | 62798.7755 | 315966.1083 | 297485.1338 | 379290.9139 | 611207.7347 | 1666748.6662 |  | 75063.7501 | 315966.1083 | 297485.1338 | 379290.9139 | 442122.2796 | 1509928.1857 |  | 70484.1244 | 275589.5543 | 305853.877 | 349355.5513 | 761871.4282 | 1763154.535 |  | 90276.5297 | 299412.8396 | 305853.877 | 253957.1427 | 565153.3306 | 1514653.7196 |  | 57113.7229 | 224363.8985 | 319591.2478 | 271063.0643 | 1329656.439 | 2201788.3724 |  | 95277.2704 | 270556.4658 | 319591.2478 | 132899.8519 | 884902.4792 | 1703227.3151
| EHV UG Cable (Gas) |  | 0 | 0 | C1 | 0 | 0 | 0 | 0 | 0 | 0 | 0 | 0 | 0 | 0 | 0 | 0 | 0 | 0 | 0 | 0 | 0 | 0 | 0 | 0 | 0 | 0 | 0 | 0 | 0 | 0 | 0 | 0 | 0 | 0 | 0 | 0 | 0 | 0 | 0 | 0 |  |  | C1 | 0 | 0 | 0 | 0 | 0 | C1 | 0 | 0 | 0 | 0 | 0 | C1 | [5 empty] | C1 | [5 empty] | 0 | [6 empty] | 0 | [6 empty] | 0 | [6 empty] | 0 | [6 empty] | 0 | [6 empty] | 0
|  |  | 0 | 0 | C2 | 0 | 0 | 0 | 0 | 0 | 0 | 0 | 0 | 0 | 0 | 0 | 0 | 0 | 0 | 0 | 0 | 0 | 0 | 0 | 0 | 0 | 0 | 0 | 0 | 0 | 0 | 0 | 0 | 0 | 0 | 0 | 0 | 0 | 0 | 0 | 0 |  |  | C2 | 0 | 0 | 0 | 0 | 0 | C2 | 0 | 0 | 0 | 0 | 0 | C2 | [5 empty] | C2 | [5 empty] | 0 | [6 empty] | 0 | [6 empty] | 0 | [6 empty] | 0 | [6 empty] | 0 | [6 empty] | 0
|  |  | 0 | 0 | C3 | 0 | 0 | 0 | 0 | 0 | 0 | 0 | 0 | 0 | 0 | 0 | 0 | 0 | 0 | 0 | 0 | 0 | 0 | 0 | 0 | 0 | 0 | 0 | 0 | 0 | 0 | 0 | 0 | 0 | 0 | 0 | 0 | 0 | 0 | 0 | 0 |  |  | C3 | 0 | 0 | 0 | 0 | 0 | C3 | 0 | 0 | 0 | 0 | 0 | C3 | [5 empty] | C3 | [5 empty] | 0 | [6 empty] | 0 | [6 empty] | 0 | [6 empty] | 0 | [6 empty] | 0 | [6 empty] | 0
|  |  | 0 | 0 | C4 | 0 | 0 | 0 | 0 | 0 | 0 | 0 | 0 | 0 | 0 | 0 | 0 | 0 | 0 | 0 | 0 | 0 | 0 | 0 | 0 | 0 | 0 | 0 | 0 | 0 | 0 | 0 | 0 | 0 | 0 | 0 | 0 | 0 | 0 | 0 | 0 |  |  | C4 | 0 | 0 | 0 | 0 | 0 | C4 | 0 | 0 | 0 | 0 | 0 | C4 | [5 empty] | C4 | [5 empty] | 0 | [6 empty] | 0 | [6 empty] | 0 | [6 empty] | 0 | [6 empty] | 0 | [6 empty] | 0
|  |  | 0 | 0 |  | 0 | 0 | 0 | 0 | 0 |  | 0 | 0 | 0 | 0 | 0 |  | 0 | 0 | 0 | 0 | 0 |  | 0 | 0 | 0 | 0 | 0 |  | 0 | 0 | 0 | 0 | 0 |  | 0 | 0 | 0 | 0 | 0 | [22 empty] | 0 | 0 | 0 | 0 | 0 | 0 |  | 0 | 0 | 0 | 0 | 0 | 0 |  | 0 | 0 | 0 | 0 | 0 | 0 |  | 0 | 0 | 0 | 0 | 0 | 0 |  | 0 | 0 | 0 | 0 | 0 | 0 |  | 0 | 0 | 0 | 0 | 0 | 0
| EHV UG Cable (Oil) |  | 0 | 0 | C1 | 0 | 0 | 0 | 0 | 0 | 0 | 0 | 0 | 0 | 0 | 0 | 0 | 0 | 0 | 0 | 0 | 0 | 0 | 0 | 0 | 0 | 0 | 0 | 0 | 0 | 0 | 0 | 0 | 0 | 0 | 0 | 0 | 0 | 0 | 0 | 0 |  |  | C1 | 5.05e-05 | 0.00010625 | 0.00015 | 0.0003125 | 0.000625 | C1 | 13514.8117 | 13514.8117 | 13514.8117 | 13514.8117 | 13514.8117 | C1 | 0.6825 | 1.4359 | 2.0272 | 4.2234 | 8.4468 | C1 | 0 | 0 | 0 | 0 | 0 | 0 |  | 0 | 0 | 0 | 0 | 0 | 0 |  | 0 | 0 | 0 | 0 | 0 | 0 |  | 0 | 0 | 0 | 0 | 0 | 0 |  | 0 | 0 | 0 | 0 | 0 | 0 |  | 0 | 0 | 0 | 0 | 0 | 0
|  |  | 0.45163 | 0.45163 | C2 | 0 | 0 | 0.23701 | 0.21463 | 0 | 0.45163 | 0 | 0 | 0.23701 | 0.21463 | 0 | 0.45163 | 0 | 0 | 0 | 0 | 0 | 0 | 0 | 0 | 0.23701 | 0.12264 | 0.091987 | 0.45163 | 0 | 0 | 0 | 0 | 0 | 0 | 0 | 0 | 0.23701 | 0 | 0.21463 | 0.45163 |  |  | C2 | 5.05e-05 | 0.00010625 | 0.00015 | 0.0003125 | 0.000625 | C2 | 19306.8739 | 19306.8739 | 19306.8739 | 19306.8739 | 19306.8739 | C2 | 0.975 | 2.0514 | 2.896 | 6.0334 | 12.0668 | C2 | 0 | 0 | 0.68638 | 1.2949 | 0 | 1.9813 |  | 0 | 0 | 0.68638 | 1.2949 | 0 | 1.9813 |  | 0 | 0 | 0.68638 | 0.73993 | 1.11 | 2.5363 |  | 0 | 0 | 0.68638 | 0.73993 | 1.11 | 2.5363 |  | 0 | 0 | 0.68638 | 0 | 2.5898 | 3.2762 |  | 0 | 0 | 0.68638 | 0 | 2.5898 | 3.2762
|  |  | 0 | 0 | C3 | 0 | 0 | 0 | 0 | 0 | 0 | 0 | 0 | 0 | 0 | 0 | 0 | 0 | 0 | 0 | 0 | 0 | 0 | 0 | 0 | 0 | 0 | 0 | 0 | 0 | 0 | 0 | 0 | 0 | 0 | 0 | 0 | 0 | 0 | 0 | 0 |  |  | C3 | 5.05e-05 | 0.00010625 | 0.00015 | 0.0003125 | 0.000625 | C3 | 28960.3108 | 28960.3108 | 28960.3108 | 28960.3108 | 28960.3108 | C3 | 1.4625 | 3.077 | 4.344 | 9.0501 | 18.1002 | C3 | 0 | 0 | 0 | 0 | 0 | 0 |  | 0 | 0 | 0 | 0 | 0 | 0 |  | 0 | 0 | 0 | 0 | 0 | 0 |  | 0 | 0 | 0 | 0 | 0 | 0 |  | 0 | 0 | 0 | 0 | 0 | 0 |  | 0 | 0 | 0 | 0 | 0 | 0
|  |  | 0 | 0 | C4 | 0 | 0 | 0 | 0 | 0 | 0 | 0 | 0 | 0 | 0 | 0 | 0 | 0 | 0 | 0 | 0 | 0 | 0 | 0 | 0 | 0 | 0 | 0 | 0 | 0 | 0 | 0 | 0 | 0 | 0 | 0 | 0 | 0 | 0 | 0 | 0 |  |  | C4 | 5.05e-05 | 0.00010625 | 0.00015 | 0.0003125 | 0.000625 | C4 | 48267.1846 | 48267.1846 | 48267.1846 | 48267.1846 | 48267.1846 | C4 | 2.4375 | 5.1284 | 7.2401 | 15.0835 | 30.167 | C4 | 0 | 0 | 0 | 0 | 0 | 0 |  | 0 | 0 | 0 | 0 | 0 | 0 |  | 0 | 0 | 0 | 0 | 0 | 0 |  | 0 | 0 | 0 | 0 | 0 | 0 |  | 0 | 0 | 0 | 0 | 0 | 0 |  | 0 | 0 | 0 | 0 | 0 | 0
|  |  | 0.45163 | 0.45163 |  | 0 | 0 | 0.23701 | 0.21463 | 0 |  | 0 | 0 | 0.23701 | 0.21463 | 0 |  | 0 | 0 | 0 | 0 | 0 |  | 0 | 0 | 0.23701 | 0.12264 | 0.091987 |  | 0 | 0 | 0 | 0 | 0 |  | 0 | 0 | 0.23701 | 0 | 0.21463 | [22 empty] | 0 | 0 | 0.68638 | 1.2949 | 0 | 1.9813 |  | 0 | 0 | 0.68638 | 1.2949 | 0 | 1.9813 |  | 0 | 0 | 0.68638 | 0.73993 | 1.11 | 2.5363 |  | 0 | 0 | 0.68638 | 0.73993 | 1.11 | 2.5363 |  | 0 | 0 | 0.68638 | 0 | 2.5898 | 3.2762 |  | 0 | 0 | 0.68638 | 0 | 2.5898 | 3.2762
| EHV UG Cable (Non Pressurised) |  | 0 | 0 | C1 | 0 | 0 | 0 | 0 | 0 | 0 | 0 | 0 | 0 | 0 | 0 | 0 | 0 | 0 | 0 | 0 | 0 | 0 | 0 | 0 | 0 | 0 | 0 | 0 | 0 | 0 | 0 | 0 | 0 | 0 | 0 | 0 | 0 | 0 | 0 | 0 |  |  | C1 | 0 | 0 | 0 | 0 | 0 | C1 | 0 | 0 | 0 | 0 | 0 | C1 | [5 empty] | C1 | [5 empty] | 0 | [6 empty] | 0 | [6 empty] | 0 | [6 empty] | 0 | [6 empty] | 0 | [6 empty] | 0
|  |  | 0 | 0 | C2 | 0 | 0 | 0 | 0 | 0 | 0 | 0 | 0 | 0 | 0 | 0 | 0 | 0 | 0 | 0 | 0 | 0 | 0 | 0 | 0 | 0 | 0 | 0 | 0 | 0 | 0 | 0 | 0 | 0 | 0 | 0 | 0 | 0 | 0 | 0 | 0 |  |  | C2 | 0 | 0 | 0 | 0 | 0 | C2 | 0 | 0 | 0 | 0 | 0 | C2 | [5 empty] | C2 | [5 empty] | 0 | [6 empty] | 0 | [6 empty] | 0 | [6 empty] | 0 | [6 empty] | 0 | [6 empty] | 0
|  |  | 0 | 0 | C3 | 0 | 0 | 0 | 0 | 0 | 0 | 0 | 0 | 0 | 0 | 0 | 0 | 0 | 0 | 0 | 0 | 0 | 0 | 0 | 0 | 0 | 0 | 0 | 0 | 0 | 0 | 0 | 0 | 0 | 0 | 0 | 0 | 0 | 0 | 0 | 0 |  |  | C3 | 0 | 0 | 0 | 0 | 0 | C3 | 0 | 0 | 0 | 0 | 0 | C3 | [5 empty] | C3 | [5 empty] | 0 | [6 empty] | 0 | [6 empty] | 0 | [6 empty] | 0 | [6 empty] | 0 | [6 empty] | 0
|  |  | 0 | 0 | C4 | 0 | 0 | 0 | 0 | 0 | 0 | 0 | 0 | 0 | 0 | 0 | 0 | 0 | 0 | 0 | 0 | 0 | 0 | 0 | 0 | 0 | 0 | 0 | 0 | 0 | 0 | 0 | 0 | 0 | 0 | 0 | 0 | 0 | 0 | 0 | 0 |  |  | C4 | 0 | 0 | 0 | 0 | 0 | C4 | 0 | 0 | 0 | 0 | 0 | C4 | [5 empty] | C4 | [5 empty] | 0 | [6 empty] | 0 | [6 empty] | 0 | [6 empty] | 0 | [6 empty] | 0 | [6 empty] | 0
|  |  | 0 | 0 |  | 0 | 0 | 0 | 0 | 0 |  | 0 | 0 | 0 | 0 | 0 |  | 0 | 0 | 0 | 0 | 0 |  | 0 | 0 | 0 | 0 | 0 |  | 0 | 0 | 0 | 0 | 0 |  | 0 | 0 | 0 | 0 | 0 | [22 empty] | 0 | 0 | 0 | 0 | 0 | 0 |  | 0 | 0 | 0 | 0 | 0 | 0 |  | 0 | 0 | 0 | 0 | 0 | 0 |  | 0 | 0 | 0 | 0 | 0 | 0 |  | 0 | 0 | 0 | 0 | 0 | 0 |  | 0 | 0 | 0 | 0 | 0 | 0
| EHV OHL Support - Towers |  | 0 | 0 | C1 | 0 | 0 | 0 | 0 | 0 | 0 | 0 | 0 | 0 | 0 | 0 | 0 | 0 | 0 | 0 | 0 | 0 | 0 | 0 | 0 | 0 | 0 | 0 | 0 | 0 | 0 | 0 | 0 | 0 | 0 | 0 | 0 | 0 | 0 | 0 | 0 |  |  | C1 | 0 | 0 | 0 | 0 | 0 | C1 | 0 | 0 | 0 | 0 | 0 | C1 | [5 empty] | C1 | [5 empty] | 0 | [6 empty] | 0 | [6 empty] | 0 | [6 empty] | 0 | [6 empty] | 0 | [6 empty] | 0
|  |  | 0 | 0 | C2 | 0 | 0 | 0 | 0 | 0 | 0 | 0 | 0 | 0 | 0 | 0 | 0 | 0 | 136 | 0 | 0 | -136 | 0 | 0 | 0 | 0 | 0 | 0 | 0 | 0 | 263 | 0 | 0 | -263 | 0 | 0 | 0 | 0 | 0 | 0 | 0 |  |  | C2 | 0 | 0 | 0 | 0 | 0 | C2 | 0 | 0 | 0 | 0 | 0 | C2 | [5 empty] | C2 | [5 empty] | 0 | [6 empty] | 0 | [6 empty] | 0 | [6 empty] | 0 | [6 empty] | 0 | [6 empty] | 0
|  |  | 0 | 0 | C3 | 0 | 0 | 0 | 0 | 0 | 0 | 0 | 0 | 0 | 0 | 0 | 0 | 0 | 1 | 0 | 0 | -1 | 0 | 0 | 0 | 0 | 0 | 0 | 0 | 0 | 11 | 0 | 0 | -11 | 0 | 0 | 0 | 0 | 0 | 0 | 0 |  |  | C3 | 0 | 0 | 0 | 0 | 0 | C3 | 0 | 0 | 0 | 0 | 0 | C3 | [5 empty] | C3 | [5 empty] | 0 | [6 empty] | 0 | [6 empty] | 0 | [6 empty] | 0 | [6 empty] | 0 | [6 empty] | 0
|  |  | 0 | 0 | C4 | 0 | 0 | 0 | 0 | 0 | 0 | 0 | 0 | 0 | 0 | 0 | 0 | 0 | 0 | 0 | 0 | 0 | 0 | 0 | 0 | 0 | 0 | 0 | 0 | 0 | 0 | 0 | 0 | 0 | 0 | 0 | 0 | 0 | 0 | 0 | 0 |  |  | C4 | 0 | 0 | 0 | 0 | 0 | C4 | 0 | 0 | 0 | 0 | 0 | C4 | [5 empty] | C4 | [5 empty] | 0 | [6 empty] | 0 | [6 empty] | 0 | [6 empty] | 0 | [6 empty] | 0 | [6 empty] | 0
|  |  | 0 | 0 |  | 0 | 0 | 0 | 0 | 0 |  | 0 | 0 | 0 | 0 | 0 |  | 0 | 137 | 0 | 0 | -137 |  | 0 | 0 | 0 | 0 | 0 |  | 0 | 274 | 0 | 0 | -274 |  | 0 | 0 | 0 | 0 | 0 | [22 empty] | 0 | 0 | 0 | 0 | 0 | 0 |  | 0 | 0 | 0 | 0 | 0 | 0 |  | 0 | 0 | 0 | 0 | 0 | 0 |  | 0 | 0 | 0 | 0 | 0 | 0 |  | 0 | 0 | 0 | 0 | 0 | 0 |  | 0 | 0 | 0 | 0 | 0 | 0
| EHV OHL Support - Poles |  | 4184 | 4184 | C1 | 541 | 1312 | 1489 | 335 | 507 | 4184 | 425 | 1334 | 1511 | 363 | 550 | 4183 | 242 | 0 | -106 | -98 | -38 | 0 | 529 | 1080 | 1470 | 492 | 613 | 4184 | 487 | 0 | -194 | -220 | -73 | 0 | 496 | 719 | 1388 | 606 | 975 | 4184 |  |  | C1 | 0.00042155 | 0.00089474 | 0.0012632 | 0.0026316 | 0.0052632 | C1 | 10070.5781 | 10070.5781 | 10070.5781 | 10070.5781 | 10070.5781 | C1 | 4.2453 | 9.0105 | 12.7207 | 26.5015 | 53.003 | C1 | 1804.2434 | 12020.03 | 19221.0234 | 9620.0522 | 29151.6735 | 71817.0225 |  | 2296.6958 | 11821.7986 | 18941.1673 | 8878.0096 | 26872.5426 | 68810.214 |  | 2245.7524 | 9731.3586 | 18699.4734 | 13038.7485 | 32490.8651 | 76206.1981 |  | 3273.1099 | 9731.3586 | 17351.076 | 10441.5994 | 30476.7495 | 71273.8935 |  | 2105.6582 | 6478.5619 | 17656.3736 | 16059.9219 | 51677.9666 | 93978.4822 |  | 4173.109 | 6478.5619 | 15188.5519 | 10229.5872 | 47808.7445 | 83878.5545
|  |  | 12786 | 12786 | C2 | 1278 | 4615 | 4287 | 1185 | 1421 | 12786 | 917 | 4690 | 4350 | 1283 | 1542 | 12782 | 1001 | -262 | -321 | -307 | -111 | 0 | 1224 | 3793 | 4448 | 1534 | 1787 | 12786 | 1977 | -517 | -650 | -588 | -222 | 0 | 1117 | 2440 | 4650 | 1622 | 2957 | 12786 |  |  | C2 | 0.00042155 | 0.00089474 | 0.0012632 | 0.0026316 | 0.0052632 | C2 | 14386.5401 | 14386.5401 | 14386.5401 | 14386.5401 | 14386.5401 | C2 | 6.0647 | 12.8722 | 18.1725 | 37.8593 | 75.7186 | C2 | 5561.3151 | 60370.4656 | 79050.2522 | 48573.5027 | 116758.1311 | 310313.6666 |  | 7750.666 | 59405.053 | 77905.3865 | 44863.2897 | 107596.1766 | 297520.5717 |  | 7423.173 | 48824.1313 | 80831.1544 | 58076.191 | 135309.196 | 330463.8458 |  | 13493.9216 | 45451.6234 | 74997.791 | 46453.3809 | 126904.4278 | 307301.1448 |  | 6774.2519 | 31408.0887 | 84501.9937 | 61407.8108 | 223899.9959 | 407992.141 |  | 18764.1319 | 24753.1781 | 72689.8871 | 39146.5329 | 207090.4595 | 362444.1894
|  |  | 3751 | 3751 | C3 | 957 | 1329 | 978 | 234 | 253 | 3751 | 879 | 1351 | 992 | 253 | 275 | 3750 | 255 | -93 | -78 | -64 | -20 | 0 | 939 | 1086 | 1080 | 323 | 323 | 3751 | 532 | -188 | -172 | -130 | -42 | 0 | 891 | 716 | 1228 | 358 | 558 | 3751 |  |  | C3 | 0.00042155 | 0.00089474 | 0.0012632 | 0.0026316 | 0.0052632 | C3 | 21579.8102 | 21579.8102 | 21579.8102 | 21579.8102 | 21579.8102 | C3 | 9.097 | 19.3083 | 27.2587 | 56.789 | 113.5779 | C3 | 7996.2857 | 26085.4474 | 27040.638 | 14367.6105 | 31233.9358 | 106723.9174 |  | 8705.8537 | 25660.6659 | 26659.0161 | 13288.62 | 28735.221 | 103049.3766 |  | 8542.1072 | 20968.7609 | 29439.4043 | 18342.8387 | 36685.6774 | 113978.7884 |  | 10861.8488 | 19173.0935 | 27313.2251 | 14708.3443 | 34414.1184 | 106470.6301 |  | 8105.45 | 13824.7079 | 33473.693 | 20330.4528 | 63376.4953 | 139110.7989 |  | 12945.0677 | 10194.7567 | 28785.1953 | 12947.8861 | 58606.2214 | 123479.1272
|  |  | 101 | 101 | C4 | 7 | 4 | 67 | 15 | 8 | 101 | 4 | 4 | 68 | 16 | 9 | 101 | 11 | 0 | -4 | -6 | -1 | 0 | 7 | 4 | 49 | 30 | 11 | 101 | 21 | -1 | -4 | -14 | -2 | 0 | 6 | 2 | 28 | 38 | 27 | 101 |  |  | C4 | 0.00042155 | 0.00089474 | 0.0012632 | 0.0026316 | 0.0052632 | C4 | 35966.3504 | 35966.3504 | 35966.3504 | 35966.3504 | 35966.3504 | C4 | 15.1617 | 32.1804 | 45.4312 | 94.6483 | 189.2966 | C4 | 60.6468 | 128.7217 | 3089.3202 | 1514.3726 | 1703.6692 | 6496.7306 |  | 106.132 | 128.7217 | 3043.889 | 1419.7244 | 1514.3726 | 6212.8397 |  | 106.132 | 128.7217 | 2226.1278 | 2839.4487 | 2082.2624 | 7382.6925 |  | 272.9108 | 128.7217 | 2044.4031 | 2271.559 | 1892.9658 | 6610.5603 |  | 90.9703 | 64.3608 | 1272.073 | 3596.635 | 5111.0077 | 10135.0468 |  | 409.3662 | 32.1804 | 1090.3483 | 2271.559 | 4732.4145 | 8535.8684
|  |  | 20822 | 20822 |  | 2783 | 7260 | 6821 | 1769 | 2189 |  | 2225 | 7379 | 6921 | 1915 | 2376 |  | 1509 | -355 | -509 | -475 | -170 |  | 2699 | 5963 | 7047 | 2379 | 2734 |  | 3017 | -706 | -1020 | -952 | -339 |  | 2510 | 3877 | 7294 | 2624 | 4517 | [22 empty] | 15422.4911 | 98604.6647 | 128401.2337 | 74075.538 | 178847.4096 | 495351.3371 |  | 18859.3474 | 97016.2392 | 126549.4589 | 68449.6436 | 164718.3128 | 475593.0019 |  | 18317.1647 | 79652.9725 | 131196.1599 | 92297.2269 | 206568.0009 | 528031.5249 |  | 27901.791 | 74484.7972 | 121706.4951 | 73874.8837 | 193688.2615 | 491656.2286 |  | 17076.3303 | 51775.7193 | 136904.1333 | 101394.8206 | 344065.4654 | 651216.4689 |  | 36291.6747 | 41458.6771 | 117753.9825 | 64595.5653 | 318237.8399 | 578337.7394
| EHV OHL Fittings and Conductors (Tower Lines) |  | 0 | 0 | C1 | 0 | 0 | 0 | 0 | 0 | 0 | 0 | 0 | 0 | 0 | 0 | 0 | 0 | 0 | 0 | 0 | 0 | 0 | 0 | 0 | 0 | 0 | 0 | 0 | 0 | 0 | 0 | 0 | 0 | 0 | 0 | 0 | 0 | 0 | 0 | 0 |  |  | C1 | 0 | 0 | 0 | 0 | 0 | C1 | 0 | 0 | 0 | 0 | 0 | C1 | [5 empty] | C1 | [5 empty] | 0 | [6 empty] | 0 | [6 empty] | 0 | [6 empty] | 0 | [6 empty] | 0 | [6 empty] | 0
|  |  | 0 | 0 | C2 | 0 | 0 | 0 | 0 | 0 | 0 | 0 | 0 | 0 | 0 | 0 | 0 | 0 | 0 | 0 | 0 | 0 | 0 | 0 | 0 | 0 | 0 | 0 | 0 | 0 | 0 | 0 | 0 | 0 | 0 | 0 | 0 | 0 | 0 | 0 | 0 |  |  | C2 | 0 | 0 | 0 | 0 | 0 | C2 | 0 | 0 | 0 | 0 | 0 | C2 | [5 empty] | C2 | [5 empty] | 0 | [6 empty] | 0 | [6 empty] | 0 | [6 empty] | 0 | [6 empty] | 0 | [6 empty] | 0
|  |  | 0 | 0 | C3 | 0 | 0 | 0 | 0 | 0 | 0 | 0 | 0 | 0 | 0 | 0 | 0 | 0 | 0 | 0 | 0 | 0 | 0 | 0 | 0 | 0 | 0 | 0 | 0 | 0 | 0 | 0 | 0 | 0 | 0 | 0 | 0 | 0 | 0 | 0 | 0 |  |  | C3 | 0 | 0 | 0 | 0 | 0 | C3 | 0 | 0 | 0 | 0 | 0 | C3 | [5 empty] | C3 | [5 empty] | 0 | [6 empty] | 0 | [6 empty] | 0 | [6 empty] | 0 | [6 empty] | 0 | [6 empty] | 0
|  |  | 0 | 0 | C4 | 0 | 0 | 0 | 0 | 0 | 0 | 0 | 0 | 0 | 0 | 0 | 0 | 0 | 0 | 0 | 0 | 0 | 0 | 0 | 0 | 0 | 0 | 0 | 0 | 0 | 0 | 0 | 0 | 0 | 0 | 0 | 0 | 0 | 0 | 0 | 0 |  |  | C4 | 0 | 0 | 0 | 0 | 0 | C4 | 0 | 0 | 0 | 0 | 0 | C4 | [5 empty] | C4 | [5 empty] | 0 | [6 empty] | 0 | [6 empty] | 0 | [6 empty] | 0 | [6 empty] | 0 | [6 empty] | 0
|  |  | 0 | 0 |  | 0 | 0 | 0 | 0 | 0 |  | 0 | 0 | 0 | 0 | 0 |  | 0 | 0 | 0 | 0 | 0 |  | 0 | 0 | 0 | 0 | 0 |  | 0 | 0 | 0 | 0 | 0 |  | 0 | 0 | 0 | 0 | 0 | [22 empty] | 0 | 0 | 0 | 0 | 0 | 0 |  | 0 | 0 | 0 | 0 | 0 | 0 |  | 0 | 0 | 0 | 0 | 0 | 0 |  | 0 | 0 | 0 | 0 | 0 | 0 |  | 0 | 0 | 0 | 0 | 0 | 0 |  | 0 | 0 | 0 | 0 | 0 | 0
| [Please insert new asset category as required] |  | 0 | 0 | C1 | 0 | 0 | 0 | 0 | 0 | 0 | 0 | 0 | 0 | 0 | 0 | 0 | 0 | 0 | 0 | 0 | 0 | 0 | 0 | 0 | 0 | 0 | 0 | 0 | 0 | 0 | 0 | 0 | 0 | 0 | 0 | 0 | 0 | 0 | 0 | 0 |  |  | C1 | 0 | 0 | 0 | 0 | 0 | C1 | 0 | 0 | 0 | 0 | 0 | C1 | [5 empty] | C1 | [5 empty] | 0 | [6 empty] | 0 | [6 empty] | 0 | [6 empty] | 0 | [6 empty] | 0 | [6 empty] | 0
|  |  | 821.8636 | 821.8636 | C2 | 9.6873 | 187.0106 | 338.3882 | 276.5262 | 10.2513 | 821.8636 | 3.8162 | 177.6514 | 304.5155 | 319.4516 | 16.4289 | 821.8636 | 15 | 53 | 40 | -93 | -15 | 0 | 7 | 165 | 330 | 306 | 15 | 823 | 19 | 117 | -12 | -105 | -19 | 0 | 5 | 142 | 321 | 335 | 19 | 822 |  |  | C2 | 0 | 0 | 0 | 0 | 0 | C2 | 0 | 0 | 0 | 0 | 0 | C2 | [5 empty] | C2 | [5 empty] | 0 | [6 empty] | 0 | [6 empty] | 0 | [6 empty] | 0 | [6 empty] | 0 | [6 empty] | 0
|  |  | 0 | 0 | C3 | 0 | 0 | 0 | 0 | 0 | 0 | 0 | 0 | 0 | 0 | 0 | 0 | 0 | 0 | 0 | 0 | 0 | 0 | 0 | 0 | 0 | 0 | 0 | 0 | 0 | 0 | 0 | 0 | 0 | 0 | 0 | 0 | 0 | 0 | 0 | 0 |  |  | C3 | 0 | 0 | 0 | 0 | 0 | C3 | 0 | 0 | 0 | 0 | 0 | C3 | [5 empty] | C3 | [5 empty] | 0 | [6 empty] | 0 | [6 empty] | 0 | [6 empty] | 0 | [6 empty] | 0 | [6 empty] | 0
|  |  | 0 | 0 | C4 | 0 | 0 | 0 | 0 | 0 | 0 | 0 | 0 | 0 | 0 | 0 | 0 | 0 | 0 | 0 | 0 | 0 | 0 | 0 | 0 | 0 | 0 | 0 | 0 | 0 | 0 | 0 | 0 | 0 | 0 | 0 | 0 | 0 | 0 | 0 | 0 |  |  | C4 | 0 | 0 | 0 | 0 | 0 | C4 | 0 | 0 | 0 | 0 | 0 | C4 | [5 empty] | C4 | [5 empty] | 0 | [6 empty] | 0 | [6 empty] | 0 | [6 empty] | 0 | [6 empty] | 0 | [6 empty] | 0
|  |  | 821.8636 | 821.8636 |  | 9.6873 | 187.0106 | 338.3882 | 276.5262 | 10.2513 |  | 3.8162 | 177.6514 | 304.5155 | 319.4516 | 16.4289 |  | 15 | 53 | 40 | -93 | -15 |  | 7 | 165 | 330 | 306 | 15 |  | 19 | 117 | -12 | -105 | -19 |  | 5 | 142 | 321 | 335 | 19 | [22 empty] | 0 | 0 | 0 | 0 | 0 | 0 |  | 0 | 0 | 0 | 0 | 0 | 0 |  | 0 | 0 | 0 | 0 | 0 | 0 |  | 0 | 0 | 0 | 0 | 0 | 0 |  | 0 | 0 | 0 | 0 | 0 | 0 |  | 0 | 0 | 0 | 0 | 0 | 0
| [Please insert new asset category as required] |  | 0 | 0 | C1 | 0 | 0 | 0 | 0 | 0 | 0 | 0 | 0 | 0 | 0 | 0 | 0 | 0 | 0 | 0 | 0 | 0 | 0 | 0 | 0 | 0 | 0 | 0 | 0 | 0 | 0 | 0 | 0 | 0 | 0 | 0 | 0 | 0 | 0 | 0 | 0 |  |  | C1 | 0 | 0 | 0 | 0 | 0 | C1 | 0 | 0 | 0 | 0 | 0 | C1 | [5 empty] | C1 | [5 empty] | 0 | [6 empty] | 0 | [6 empty] | 0 | [6 empty] | 0 | [6 empty] | 0 | [6 empty] | 0
|  |  | 821.8636 | 821.8636 | C2 | 12.422 | 52.4221 | 374.9446 | 321.6027 | 60.4723 | 821.8636 | 4.2162 | 19.8813 | 300.0755 | 415.5372 | 82.1534 | 821.8636 | 15 | 63 | 53 | -53 | -78 | 0 | 10 | 36 | 301 | 396 | 78 | 821 | 19 | 120 | 93 | -137 | -95 | 0 | 8 | 20 | 228 | 470 | 95 | 821 |  |  | C2 | 0 | 0 | 0 | 0 | 0 | C2 | 0 | 0 | 0 | 0 | 0 | C2 | [5 empty] | C2 | [5 empty] | 0 | [6 empty] | 0 | [6 empty] | 0 | [6 empty] | 0 | [6 empty] | 0 | [6 empty] | 0
|  |  | 0 | 0 | C3 | 0 | 0 | 0 | 0 | 0 | 0 | 0 | 0 | 0 | 0 | 0 | 0 | 0 | 0 | 0 | 0 | 0 | 0 | 0 | 0 | 0 | 0 | 0 | 0 | 0 | 0 | 0 | 0 | 0 | 0 | 0 | 0 | 0 | 0 | 0 | 0 |  |  | C3 | 0 | 0 | 0 | 0 | 0 | C3 | 0 | 0 | 0 | 0 | 0 | C3 | [5 empty] | C3 | [5 empty] | 0 | [6 empty] | 0 | [6 empty] | 0 | [6 empty] | 0 | [6 empty] | 0 | [6 empty] | 0
|  |  | 0 | 0 | C4 | 0 | 0 | 0 | 0 | 0 | 0 | 0 | 0 | 0 | 0 | 0 | 0 | 0 | 0 | 0 | 0 | 0 | 0 | 0 | 0 | 0 | 0 | 0 | 0 | 0 | 0 | 0 | 0 | 0 | 0 | 0 | 0 | 0 | 0 | 0 | 0 |  |  | C4 | 0 | 0 | 0 | 0 | 0 | C4 | 0 | 0 | 0 | 0 | 0 | C4 | [5 empty] | C4 | [5 empty] | 0 | [6 empty] | 0 | [6 empty] | 0 | [6 empty] | 0 | [6 empty] | 0 | [6 empty] | 0
|  |  | 821.8636 | 821.8636 |  | 12.422 | 52.4221 | 374.9446 | 321.6027 | 60.4723 |  | 4.2162 | 19.8813 | 300.0755 | 415.5372 | 82.1534 |  | 15 | 63 | 53 | -53 | -78 |  | 10 | 36 | 301 | 396 | 78 |  | 19 | 120 | 93 | -137 | -95 |  | 8 | 20 | 228 | 470 | 95 | [22 empty] | 0 | 0 | 0 | 0 | 0 | 0 |  | 0 | 0 | 0 | 0 | 0 | 0 |  | 0 | 0 | 0 | 0 | 0 | 0 |  | 0 | 0 | 0 | 0 | 0 | 0 |  | 0 | 0 | 0 | 0 | 0 | 0 |  | 0 | 0 | 0 | 0 | 0 | 0
| [Please insert new asset category as required] |  | 0 | 0 | C1 | 0 | 0 | 0 | 0 | 0 | 0 | 0 | 0 | 0 | 0 | 0 | 0 | 0 | 0 | 0 | 0 | 0 | 0 | 0 | 0 | 0 | 0 | 0 | 0 | 0 | 0 | 0 | 0 | 0 | 0 | 0 | 0 | 0 | 0 | 0 | 0 |  |  | C1 | 0 | 0 | 0 | 0 | 0 | C1 | 0 | 0 | 0 | 0 | 0 | C1 | [5 empty] | C1 | [5 empty] | 0 | [6 empty] | 0 | [6 empty] | 0 | [6 empty] | 0 | [6 empty] | 0 | [6 empty] | 0
|  |  | 0 | 0 | C2 | 0 | 0 | 0 | 0 | 0 | 0 | 0 | 0 | 0 | 0 | 0 | 0 | 0 | 0 | 0 | 0 | 0 | 0 | 0 | 0 | 0 | 0 | 0 | 0 | 0 | 0 | 0 | 0 | 0 | 0 | 0 | 0 | 0 | 0 | 0 | 0 |  |  | C2 | 0 | 0 | 0 | 0 | 0 | C2 | 0 | 0 | 0 | 0 | 0 | C2 | [5 empty] | C2 | [5 empty] | 0 | [6 empty] | 0 | [6 empty] | 0 | [6 empty] | 0 | [6 empty] | 0 | [6 empty] | 0
|  |  | 0 | 0 | C3 | 0 | 0 | 0 | 0 | 0 | 0 | 0 | 0 | 0 | 0 | 0 | 0 | 0 | 0 | 0 | 0 | 0 | 0 | 0 | 0 | 0 | 0 | 0 | 0 | 0 | 0 | 0 | 0 | 0 | 0 | 0 | 0 | 0 | 0 | 0 | 0 |  |  | C3 | 0 | 0 | 0 | 0 | 0 | C3 | 0 | 0 | 0 | 0 | 0 | C3 | [5 empty] | C3 | [5 empty] | 0 | [6 empty] | 0 | [6 empty] | 0 | [6 empty] | 0 | [6 empty] | 0 | [6 empty] | 0
|  |  | 0 | 0 | C4 | 0 | 0 | 0 | 0 | 0 | 0 | 0 | 0 | 0 | 0 | 0 | 0 | 0 | 0 | 0 | 0 | 0 | 0 | 0 | 0 | 0 | 0 | 0 | 0 | 0 | 0 | 0 | 0 | 0 | 0 | 0 | 0 | 0 | 0 | 0 | 0 |  |  | C4 | 0 | 0 | 0 | 0 | 0 | C4 | 0 | 0 | 0 | 0 | 0 | C4 | [5 empty] | C4 | [5 empty] | 0 | [6 empty] | 0 | [6 empty] | 0 | [6 empty] | 0 | [6 empty] | 0 | [6 empty] | 0
|  |  | 0 | 0 |  | 0 | 0 | 0 | 0 | 0 |  | 0 | 0 | 0 | 0 | 0 |  | 0 | 0 | 0 | 0 | 0 |  | 0 | 0 | 0 | 0 | 0 |  | 0 | 0 | 0 | 0 | 0 |  | 0 | 0 | 0 | 0 | 0 | [22 empty] | 0 | 0 | 0 | 0 | 0 | 0 |  | 0 | 0 | 0 | 0 | 0 | 0 |  | 0 | 0 | 0 | 0 | 0 | 0 |  | 0 | 0 | 0 | 0 | 0 | 0 |  | 0 | 0 | 0 | 0 | 0 | 0 |  | 0 | 0 | 0 | 0 | 0 | 0
| [Please insert new asset category as required] |  | 0 | 0 | C1 | 0 | 0 | 0 | 0 | 0 | 0 | 0 | 0 | 0 | 0 | 0 | 0 | 0 | 0 | 0 | 0 | 0 | 0 | 0 | 0 | 0 | 0 | 0 | 0 | 0 | 0 | 0 | 0 | 0 | 0 | 0 | 0 | 0 | 0 | 0 | 0 |  |  | C1 | 0 | 0 | 0 | 0 | 0 | C1 | 0 | 0 | 0 | 0 | 0 | C1 | [5 empty] | C1 | [5 empty] | 0 | [6 empty] | 0 | [6 empty] | 0 | [6 empty] | 0 | [6 empty] | 0 | [6 empty] | 0
|  |  | 0 | 0 | C2 | 0 | 0 | 0 | 0 | 0 | 0 | 0 | 0 | 0 | 0 | 0 | 0 | 0 | 0 | 0 | 0 | 0 | 0 | 0 | 0 | 0 | 0 | 0 | 0 | 0 | 0 | 0 | 0 | 0 | 0 | 0 | 0 | 0 | 0 | 0 | 0 |  |  | C2 | 0 | 0 | 0 | 0 | 0 | C2 | 0 | 0 | 0 | 0 | 0 | C2 | [5 empty] | C2 | [5 empty] | 0 | [6 empty] | 0 | [6 empty] | 0 | [6 empty] | 0 | [6 empty] | 0 | [6 empty] | 0
|  |  | 0 | 0 | C3 | 0 | 0 | 0 | 0 | 0 | 0 | 0 | 0 | 0 | 0 | 0 | 0 | 0 | 0 | 0 | 0 | 0 | 0 | 0 | 0 | 0 | 0 | 0 | 0 | 0 | 0 | 0 | 0 | 0 | 0 | 0 | 0 | 0 | 0 | 0 | 0 |  |  | C3 | 0 | 0 | 0 | 0 | 0 | C3 | 0 | 0 | 0 | 0 | 0 | C3 | [5 empty] | C3 | [5 empty] | 0 | [6 empty] | 0 | [6 empty] | 0 | [6 empty] | 0 | [6 empty] | 0 | [6 empty] | 0
|  |  | 0 | 0 | C4 | 0 | 0 | 0 | 0 | 0 | 0 | 0 | 0 | 0 | 0 | 0 | 0 | 0 | 0 | 0 | 0 | 0 | 0 | 0 | 0 | 0 | 0 | 0 | 0 | 0 | 0 | 0 | 0 | 0 | 0 | 0 | 0 | 0 | 0 | 0 | 0 |  |  | C4 | 0 | 0 | 0 | 0 | 0 | C4 | 0 | 0 | 0 | 0 | 0 | C4 | [5 empty] | C4 | [5 empty] | 0 | [6 empty] | 0 | [6 empty] | 0 | [6 empty] | 0 | [6 empty] | 0 | [6 empty] | 0
|  |  | 0 | 0 |  | 0 | 0 | 0 | 0 | 0 |  | 0 | 0 | 0 | 0 | 0 |  | 0 | 0 | 0 | 0 | 0 |  | 0 | 0 | 0 | 0 | 0 |  | 0 | 0 | 0 | 0 | 0 |  | 0 | 0 | 0 | 0 | 0 | [22 empty] | 0 | 0 | 0 | 0 | 0 | 0 |  | 0 | 0 | 0 | 0 | 0 | 0 |  | 0 | 0 | 0 | 0 | 0 | 0 |  | 0 | 0 | 0 | 0 | 0 | 0 |  | 0 | 0 | 0 | 0 | 0 | 0 |  | 0 | 0 | 0 | 0 | 0 | 0
| [Please insert new asset category as required] |  | 0 | 0 | C1 | 0 | 0 | 0 | 0 | 0 | 0 | 0 | 0 | 0 | 0 | 0 | 0 | 0 | 0 | 0 | 0 | 0 | 0 | 0 | 0 | 0 | 0 | 0 | 0 | 0 | 0 | 0 | 0 | 0 | 0 | 0 | 0 | 0 | 0 | 0 | 0 |  |  | C1 | 0 | 0 | 0 | 0 | 0 | C1 | 0 | 0 | 0 | 0 | 0 | C1 | [5 empty] | C1 | [5 empty] | 0 | [6 empty] | 0 | [6 empty] | 0 | [6 empty] | 0 | [6 empty] | 0 | [6 empty] | 0
|  |  | 0 | 0 | C2 | 0 | 0 | 0 | 0 | 0 | 0 | 0 | 0 | 0 | 0 | 0 | 0 | 0 | 0 | 0 | 0 | 0 | 0 | 0 | 0 | 0 | 0 | 0 | 0 | 0 | 0 | 0 | 0 | 0 | 0 | 0 | 0 | 0 | 0 | 0 | 0 |  |  | C2 | 0 | 0 | 0 | 0 | 0 | C2 | 0 | 0 | 0 | 0 | 0 | C2 | [5 empty] | C2 | [5 empty] | 0 | [6 empty] | 0 | [6 empty] | 0 | [6 empty] | 0 | [6 empty] | 0 | [6 empty] | 0
|  |  | 0 | 0 | C3 | 0 | 0 | 0 | 0 | 0 | 0 | 0 | 0 | 0 | 0 | 0 | 0 | 0 | 0 | 0 | 0 | 0 | 0 | 0 | 0 | 0 | 0 | 0 | 0 | 0 | 0 | 0 | 0 | 0 | 0 | 0 | 0 | 0 | 0 | 0 | 0 |  |  | C3 | 0 | 0 | 0 | 0 | 0 | C3 | 0 | 0 | 0 | 0 | 0 | C3 | [5 empty] | C3 | [5 empty] | 0 | [6 empty] | 0 | [6 empty] | 0 | [6 empty] | 0 | [6 empty] | 0 | [6 empty] | 0
|  |  | 0 | 0 | C4 | 0 | 0 | 0 | 0 | 0 | 0 | 0 | 0 | 0 | 0 | 0 | 0 | 0 | 0 | 0 | 0 | 0 | 0 | 0 | 0 | 0 | 0 | 0 | 0 | 0 | 0 | 0 | 0 | 0 | 0 | 0 | 0 | 0 | 0 | 0 | 0 |  |  | C4 | 0 | 0 | 0 | 0 | 0 | C4 | 0 | 0 | 0 | 0 | 0 | C4 | [5 empty] | C4 | [5 empty] | 0 | [6 empty] | 0 | [6 empty] | 0 | [6 empty] | 0 | [6 empty] | 0 | [6 empty] | 0
|  |  | 0 | 0 |  | 0 | 0 | 0 | 0 | 0 |  | 0 | 0 | 0 | 0 | 0 |  | 0 | 0 | 0 | 0 | 0 |  | 0 | 0 | 0 | 0 | 0 |  | 0 | 0 | 0 | 0 | 0 |  | 0 | 0 | 0 | 0 | 0 | [22 empty] | 0 | 0 | 0 | 0 | 0 | 0 |  | 0 | 0 | 0 | 0 | 0 | 0 |  | 0 | 0 | 0 | 0 | 0 | 0 |  | 0 | 0 | 0 | 0 | 0 | 0 |  | 0 | 0 | 0 | 0 | 0 | 0 |  | 0 | 0 | 0 | 0 | 0 | 0
[63 empty] | 83892.7474 | 476959.1223 | 449662.6212 | 632616.6906 | 895242.4376 | 2538373.6191 |  | 100600.4516 | 475417.7013 | 447810.8463 | 625450.3139 | 693779.095 | 2343058.4082 |  | 95478.6432 | 406175.2175 | 471083.5328 | 560132.409 | 1198762.3969 | 2731632.1994 |  | 128189.6073 | 424736.3186 | 461527.5088 | 441887.7079 | 962462.8663 | 2418804.009 |  | 80535.2794 | 310627.4622 | 496946.7634 | 452009.9722 | 2056040.6084 | 3396160.0857 |  | 144088.5888 | 346408.9783 | 477730.2534 | 273393.7965 | 1527829.1843 | 2769450.8013
| 132kV Network | [66 empty] | 0 | [6 empty] | 0 | [6 empty] | 0 | [6 empty] | 0 | [6 empty] | 0 | [6 empty] | 0
| 132kV CBs |  | 81 | 81 | C1 | 26 | 24 | 3 | 13 | 15 | 81 | 21 | 24 | 3 | 13 | 20 | 81 | 0 | 0 | 0 | 0 | 0 | 0 | 18 | 32 | 3 | 4 | 24 | 81 | 12 | 0 | 0 | 0 | -12 | 0 | 17 | 25 | 8 | 3 | 28 | 81 |  |  | C1 | 0.0035205 | 0.00748 | 0.01056 | 0.022 | 0.044 | C1 | 41468.9312 | 41468.9312 | 41468.9312 | 41468.9312 | 41468.9312 | C1 | 145.9914 | 310.1876 | 437.9119 | 912.3165 | 1824.633 | C1 | 3065.8188 | 7444.5025 | 1313.7357 | 11860.1143 | 36492.6595 | 60176.8309 |  | 3795.7757 | 7444.5025 | 1313.7357 | 11860.1143 | 27369.4946 | 51783.6229 |  | 2627.8447 | 9926.0034 | 1313.7357 | 3649.2659 | 43791.1914 | 61308.0412 |  | 2627.8447 | 9926.0034 | 1313.7357 | 3649.2659 | 43791.1914 | 61308.0412 |  | 2481.8533 | 7754.6901 | 3503.2953 | 2736.9495 | 51089.7233 | 67566.5115 |  | 4233.7498 | 7754.6901 | 3503.2953 | 2736.9495 | 29194.1276 | 47422.8123
|  |  | 73 | 73 | C2 | 44 | 6 | 1 | 1 | 21 | 73 | 37 | 6 | 1 | 1 | 29 | 74 | 11 | 0 | 0 | 0 | -11 | 0 | 42 | 8 | 0 | 2 | 21 | 73 | 23 | 0 | 0 | 0 | -23 | 0 | 27 | 23 | 0 | 0 | 23 | 73 |  |  | C2 | 0.0035205 | 0.00748 | 0.01056 | 0.022 | 0.044 | C2 | 59241.3303 | 59241.3303 | 59241.3303 | 59241.3303 | 59241.3303 | C2 | 208.5591 | 443.1252 | 625.5884 | 1303.3093 | 2606.6185 | C2 | 7716.6868 | 2658.7509 | 625.5884 | 1303.3093 | 75591.9375 | 87896.273 |  | 9176.6006 | 2658.7509 | 625.5884 | 1303.3093 | 54738.9892 | 68503.2384 |  | 8759.4823 | 3545.0012 | 0 | 2606.6185 | 54738.9892 | 69650.0913 |  | 11053.6325 | 3545.0012 | 0 | 2606.6185 | 26066.1853 | 43271.4376 |  | 5631.0958 | 10191.8785 | 0 | 0 | 59952.2263 | 75775.2006 |  | 10427.9552 | 10191.8785 | 0 | 0 | 0 | 20619.8336
|  |  | 59 | 59 | C3 | 18 | 9 | 2 | 0 | 30 | 59 | 9 | 9 | 2 | 0 | 41 | 61 | 0 | 0 | 0 | 0 | 0 | 0 | 18 | 8 | 3 | 0 | 30 | 59 | 15 | -2 | 0 | 0 | -13 | 0 | 13 | 11 | 3 | 2 | 30 | 59 |  |  | C3 | 0.0035205 | 0.00748 | 0.01056 | 0.022 | 0.044 | C3 | 88861.9955 | 88861.9955 | 88861.9955 | 88861.9955 | 88861.9955 | C3 | 312.8387 | 664.6877 | 938.3827 | 1954.9639 | 3909.9278 | C3 | 2815.5479 | 5982.1895 | 1876.7653 | 0 | 160307.0399 | 170981.5427 |  | 5631.0958 | 5982.1895 | 1876.7653 | 0 | 117297.8341 | 130787.8847 |  | 5631.0958 | 5317.5018 | 2815.148 | 0 | 117297.8341 | 131061.5797 |  | 5631.0958 | 5317.5018 | 2815.148 | 0 | 117297.8341 | 131061.5797 |  | 4066.9025 | 7311.565 | 2815.148 | 3909.9278 | 117297.8341 | 135401.3774 |  | 8759.4823 | 5982.1895 | 2815.148 | 3909.9278 | 66468.7726 | 87935.5203
|  |  | 5 | 5 | C4 | 1 | 0 | 0 | 0 | 4 | 5 | 0 | 0 | 0 | 0 | 5 | 5 | 0 | 0 | 0 | 0 | 0 | 0 | 1 | 0 | 0 | 0 | 4 | 5 | 0 | 0 | 0 | 0 | 0 | 0 | 1 | 0 | 0 | 0 | 4 | 5 |  |  | C4 | 0.0035205 | 0.00748 | 0.01056 | 0.022 | 0.044 | C4 | 148103.3258 | 148103.3258 | 148103.3258 | 148103.3258 | 148103.3258 | C4 | 521.3978 | 1107.8129 | 1563.9711 | 3258.2732 | 6516.5463 | C4 | 0 | 0 | 0 | 0 | 32582.7317 | 32582.7317 |  | 521.3978 | 0 | 0 | 0 | 26066.1853 | 26587.5831 |  | 521.3978 | 0 | 0 | 0 | 26066.1853 | 26587.5831 |  | 521.3978 | 0 | 0 | 0 | 26066.1853 | 26587.5831 |  | 521.3978 | 0 | 0 | 0 | 26066.1853 | 26587.5831 |  | 521.3978 | 0 | 0 | 0 | 26066.1853 | 26587.5831
|  |  | 218 | 218 |  | 89 | 39 | 6 | 14 | 70 |  | 67 | 39 | 6 | 14 | 95 |  | 11 | 0 | 0 | 0 | -11 |  | 79 | 48 | 6 | 6 | 79 |  | 50 | -2 | 0 | 0 | -48 |  | 58 | 59 | 11 | 5 | 85 | [22 empty] | 13598.0535 | 16085.443 | 3816.0895 | 13163.4236 | 304974.3686 | 351637.3782 |  | 19124.8698 | 16085.443 | 3816.0895 | 13163.4236 | 225472.5033 | 277662.3292 |  | 17539.8206 | 18788.5064 | 4128.8838 | 6255.8845 | 241894.2 | 288607.2953 |  | 19833.9707 | 18788.5064 | 4128.8838 | 6255.8845 | 213221.3962 | 262228.6415 |  | 12701.2494 | 25258.1336 | 6318.4433 | 6646.8773 | 254405.969 | 305330.6726 |  | 23942.5851 | 23928.7582 | 6318.4433 | 6646.8773 | 121729.0856 | 182565.7494
| 132kV Transformer |  | 56 | 56 | C1 | 7 | 19 | 12 | 6 | 12 | 56 | 5 | 19 | 12 | 7 | 14 | 57 | 4 | 2 | 0 | -2 | -4 | 0 | 7 | 16 | 12 | 5 | 16 | 56 | 5 | 3 | 0 | -3 | -5 | 0 | 6 | 9 | 14 | 6 | 21 | 56 |  |  | C1 | 0.0068005 | 0.01445 | 0.0204 | 0.0425 | 0.085 | C1 | 67760.8733 | 67760.8733 | 67760.8733 | 67760.8733 | 67760.8733 | C1 | 460.8078 | 979.1446 | 1382.3218 | 2879.8371 | 5759.6742 | C1 | 2304.0391 | 18603.7478 | 16587.8618 | 20158.8598 | 80635.4393 | 138289.9478 |  | 3225.6547 | 18603.7478 | 16587.8618 | 17279.0227 | 69116.0908 | 124812.3778 |  | 3225.6547 | 15666.3139 | 16587.8618 | 14399.1856 | 92154.7877 | 142033.8038 |  | 5068.886 | 17624.6032 | 16587.8618 | 8639.5114 | 69116.0908 | 117036.9531 |  | 2764.8469 | 8812.3016 | 19352.5054 | 17279.0227 | 120953.1589 | 169161.8355 |  | 5068.886 | 11749.7354 | 19352.5054 | 8639.5114 | 92154.7877 | 136965.426
|  |  | 61 | 61 | C2 | 9 | 21 | 16 | 3 | 12 | 61 | 6 | 22 | 16 | 4 | 14 | 62 | 2 | 3 | 0 | -3 | -2 | 0 | 7 | 19 | 13 | 6 | 16 | 61 | 6 | 6 | 0 | -6 | -6 | 0 | 7 | 13 | 15 | 7 | 19 | 61 |  |  | C2 | 0.0068005 | 0.01445 | 0.0204 | 0.0425 | 0.085 | C2 | 96801.2476 | 96801.2476 | 96801.2476 | 96801.2476 | 96801.2476 | C2 | 658.2969 | 1398.778 | 1974.7455 | 4114.053 | 8228.106 | C2 | 3949.7813 | 30773.1166 | 31595.9272 | 16456.2121 | 115193.4847 | 197968.5219 |  | 5924.672 | 29374.3386 | 31595.9272 | 12342.1591 | 98737.2726 | 177974.3694 |  | 4608.0782 | 26576.7825 | 25671.6909 | 24684.3181 | 131649.6968 | 213190.5665 |  | 5924.672 | 30773.1166 | 25671.6909 | 12342.1591 | 115193.4847 | 189905.1232 |  | 4608.0782 | 18184.1144 | 29621.1818 | 28798.3712 | 156334.0149 | 237545.7604 |  | 8557.8595 | 26576.7825 | 29621.1818 | 4114.053 | 106965.3786 | 175835.2555
|  |  | 15 | 15 | C3 | 3 | 4 | 2 | 4 | 2 | 15 | 1 | 4 | 2 | 5 | 3 | 15 | 3 | 1 | 0 | -2 | -2 | 0 | 3 | 3 | 3 | 2 | 4 | 15 | 6 | 2 | 0 | -3 | -5 | 0 | 3 | 2 | 2 | 2 | 6 | 15 |  |  | C3 | 0.0068005 | 0.01445 | 0.0204 | 0.0425 | 0.085 | C3 | 145201.8714 | 145201.8714 | 145201.8714 | 145201.8714 | 145201.8714 | C3 | 987.4453 | 2098.167 | 2962.1182 | 6171.0795 | 12342.1591 | C3 | 987.4453 | 8392.6682 | 5924.2364 | 30855.3977 | 37026.4772 | 83186.2247 |  | 2962.336 | 8392.6682 | 5924.2364 | 24684.3181 | 24684.3181 | 66647.8768 |  | 2962.336 | 6294.5011 | 8886.3545 | 12342.1591 | 49368.6363 | 79853.987 |  | 5924.672 | 8392.6682 | 8886.3545 | 0 | 24684.3181 | 47888.0128 |  | 2962.336 | 4196.3341 | 5924.2364 | 12342.1591 | 74052.9544 | 99478.0199 |  | 8887.0079 | 8392.6682 | 5924.2364 | -6171.0795 | 12342.1591 | 29374.992
|  |  | 11 | 11 | C4 | 1 | 3 | 4 | 1 | 2 | 11 | 1 | 3 | 4 | 1 | 2 | 11 | 0 | 1 | 0 | -1 | 0 | 0 | 1 | 3 | 3 | 2 | 2 | 11 | 0 | 3 | 0 | -3 | 0 | 0 | 1 | 2 | 1 | 4 | 3 | 11 |  |  | C4 | 0.0068005 | 0.01445 | 0.0204 | 0.0425 | 0.085 | C4 | 242003.1191 | 242003.1191 | 242003.1191 | 242003.1191 | 242003.1191 | C4 | 1645.7422 | 3496.9451 | 4936.8636 | 10285.1326 | 20570.2651 | C4 | 1645.7422 | 10490.8352 | 19747.4545 | 10285.1326 | 41140.5302 | 83309.6947 |  | 1645.7422 | 10490.8352 | 19747.4545 | 10285.1326 | 41140.5302 | 83309.6947 |  | 1645.7422 | 10490.8352 | 14810.5909 | 20570.2651 | 41140.5302 | 88657.9637 |  | 1645.7422 | 13987.7803 | 14810.5909 | 10285.1326 | 41140.5302 | 81869.7762 |  | 1645.7422 | 6993.8901 | 4936.8636 | 41140.5302 | 61710.7954 | 116427.8216 |  | 1645.7422 | 17484.7254 | 4936.8636 | 10285.1326 | 61710.7954 | 96063.2591
|  |  | 143 | 143 |  | 20 | 47 | 34 | 14 | 28 |  | 13 | 48 | 34 | 17 | 33 |  | 9 | 7 | 0 | -8 | -8 |  | 18 | 41 | 31 | 15 | 38 |  | 17 | 14 | 0 | -15 | -16 |  | 17 | 26 | 32 | 19 | 49 | [22 empty] | 8887.0079 | 68260.3678 | 73855.4799 | 77755.6022 | 273995.9314 | 502754.3892 |  | 13758.4049 | 66861.5897 | 73855.4799 | 64590.6325 | 233678.2118 | 452744.3188 |  | 12441.8111 | 59028.4328 | 65956.4981 | 71995.9279 | 314313.651 | 523736.321 |  | 18563.9721 | 70778.1682 | 65956.4981 | 31266.803 | 250134.4239 | 436699.8653 |  | 11981.0033 | 38186.6402 | 59834.7872 | 99560.0832 | 413050.9236 | 622613.4375 |  | 24159.4957 | 64203.9115 | 59834.7872 | 16867.6174 | 273173.1208 | 438238.9325
| 132kV UG Cable (Gas) |  | 0 | 0 | C1 | 0 | 0 | 0 | 0 | 0 | 0 | 0 | 0 | 0 | 0 | 0 | 0 | 0 | 0 | 0 | 0 | 0 | 0 | 0 | 0 | 0 | 0 | 0 | 0 | 0 | 0 | 0 | 0 | 0 | 0 | 0 | 0 | 0 | 0 | 0 | 0 |  |  | C1 | 8.05e-05 | 0.00017 | 0.00024 | 0.0005 | 0.001 | C1 | 77898.3371 | 77898.3371 | 77898.3371 | 77898.3371 | 77898.3371 | C1 | 6.2708 | 13.2427 | 18.6956 | 38.9492 | 77.8983 | C1 | 0 | 0 | 0 | 0 | 0 | 0 |  | 0 | 0 | 0 | 0 | 0 | 0 |  | 0 | 0 | 0 | 0 | 0 | 0 |  | 0 | 0 | 0 | 0 | 0 | 0 |  | 0 | 0 | 0 | 0 | 0 | 0 |  | 0 | 0 | 0 | 0 | 0 | 0
|  |  | 21.182 | 16.182 | C2 | 1.6303 | 9.3445 | 1.4186 | 0.96448 | 7.8241 | 21.182 | 1.6303 | 9.3445 | 1.4186 | 0.96448 | 20.0241 | 33.382 | 0 | 0 | 0 | 0 | -5 | -5 | 1.5788 | 8.7381 | 1.8842 | 1.1047 | 7.8763 | 21.182 | 0 | 0 | 0 | 0 | -5 | -5 | 1.376 | 6.2416 | 4.0006 | 1.3322 | 8.2316 | 21.182 |  |  | C2 | 8.05e-05 | 0.00017 | 0.00024 | 0.0005 | 0.001 | C2 | 111283.3388 | 111283.3388 | 111283.3388 | 111283.3388 | 111283.3388 | C2 | 8.9583 | 18.9182 | 26.708 | 55.6417 | 111.2833 | C2 | 14.6045 | 176.7806 | 37.8874 | 53.6656 | 2228.3518 | 2511.2899 |  | 14.6045 | 176.7806 | 37.8874 | 53.6656 | 870.6951 | 1153.6331 |  | 14.1429 | 165.3083 | 50.3219 | 61.4675 | 876.4979 | 1167.7387 |  | 14.1429 | 165.3083 | 50.3219 | 61.4675 | 320.0812 | 611.322 |  | 12.3263 | 118.0795 | 106.8475 | 74.1271 | 916.0393 | 1227.4197 |  | 12.3263 | 118.0795 | 106.8475 | 74.1271 | 359.6226 | 671.003
|  |  | 0 | 0 | C3 | 0 | 0 | 0 | 0 | 0 | 0 | 0 | 0 | 0 | 0 | 0 | 0 | 0 | 0 | 0 | 0 | 0 | 0 | 0 | 0 | 0 | 0 | 0 | 0 | 0 | 0 | 0 | 0 | 0 | 0 | 0 | 0 | 0 | 0 | 0 | 0 |  |  | C3 | 8.05e-05 | 0.00017 | 0.00024 | 0.0005 | 0.001 | C3 | 166925.0082 | 166925.0082 | 166925.0082 | 166925.0082 | 166925.0082 | C3 | 13.4375 | 28.3773 | 40.062 | 83.4625 | 166.925 | C3 | 0 | 0 | 0 | 0 | 0 | 0 |  | 0 | 0 | 0 | 0 | 0 | 0 |  | 0 | 0 | 0 | 0 | 0 | 0 |  | 0 | 0 | 0 | 0 | 0 | 0 |  | 0 | 0 | 0 | 0 | 0 | 0 |  | 0 | 0 | 0 | 0 | 0 | 0
|  |  | 0 | 0 | C4 | 0 | 0 | 0 | 0 | 0 | 0 | 0 | 0 | 0 | 0 | 0 | 0 | 0 | 0 | 0 | 0 | 0 | 0 | 0 | 0 | 0 | 0 | 0 | 0 | 0 | 0 | 0 | 0 | 0 | 0 | 0 | 0 | 0 | 0 | 0 | 0 |  |  | C4 | 8.05e-05 | 0.00017 | 0.00024 | 0.0005 | 0.001 | C4 | 278208.3469 | 278208.3469 | 278208.3469 | 278208.3469 | 278208.3469 | C4 | 22.3958 | 47.2954 | 66.77 | 139.1042 | 278.2083 | C4 | 0 | 0 | 0 | 0 | 0 | 0 |  | 0 | 0 | 0 | 0 | 0 | 0 |  | 0 | 0 | 0 | 0 | 0 | 0 |  | 0 | 0 | 0 | 0 | 0 | 0 |  | 0 | 0 | 0 | 0 | 0 | 0 |  | 0 | 0 | 0 | 0 | 0 | 0
|  |  | 21.182 | 16.182 |  | 1.6303 | 9.3445 | 1.4186 | 0.96448 | 7.8241 |  | 1.6303 | 9.3445 | 1.4186 | 0.96448 | 20.0241 |  | 0 | 0 | 0 | 0 | -5 |  | 1.5788 | 8.7381 | 1.8842 | 1.1047 | 7.8763 |  | 0 | 0 | 0 | 0 | -5 |  | 1.376 | 6.2416 | 4.0006 | 1.3322 | 8.2316 | [22 empty] | 14.6045 | 176.7806 | 37.8874 | 53.6656 | 2228.3518 | 2511.2899 |  | 14.6045 | 176.7806 | 37.8874 | 53.6656 | 870.6951 | 1153.6331 |  | 14.1429 | 165.3083 | 50.3219 | 61.4675 | 876.4979 | 1167.7387 |  | 14.1429 | 165.3083 | 50.3219 | 61.4675 | 320.0812 | 611.322 |  | 12.3263 | 118.0795 | 106.8475 | 74.1271 | 916.0393 | 1227.4197 |  | 12.3263 | 118.0795 | 106.8475 | 74.1271 | 359.6226 | 671.003
| 132kV UG Cable (Oil) |  | 0 | 0 | C1 | 0 | 0 | 0 | 0 | 0 | 0 | 0 | 0 | 0 | 0 | 0 | 0 | 0 | 0 | 0 | 0 | 0 | 0 | 0 | 0 | 0 | 0 | 0 | 0 | 0 | 0 | 0 | 0 | 0 | 0 | 0 | 0 | 0 | 0 | 0 | 0 |  |  | C1 | 5.05e-05 | 0.00010625 | 0.00015 | 0.0003125 | 0.000625 | C1 | 63693.3572 | 63693.3572 | 63693.3572 | 63693.3572 | 63693.3572 | C1 | 3.2165 | 6.7674 | 9.554 | 19.9042 | 39.8083 | C1 | 0 | 0 | 0 | 0 | 0 | 0 |  | 0 | 0 | 0 | 0 | 0 | 0 |  | 0 | 0 | 0 | 0 | 0 | 0 |  | 0 | 0 | 0 | 0 | 0 | 0 |  | 0 | 0 | 0 | 0 | 0 | 0 |  | 0 | 0 | 0 | 0 | 0 | 0
|  |  | 147.0017 | 138.7234 | C2 | 23.524 | 44.3455 | 44.8999 | 16.7546 | 17.4777 | 147.0017 | 23.524 | 47.1872 | 47.4668 | 16.7546 | 23.4777 | 158.4102 | 0 | 0 | 0 | 0 | -8.2783 | -8.2783 | 20.4738 | 41.0239 | 32.6987 | 32.6972 | 20.1081 | 147.0017 | 0 | 0 | 0 | 0 | -8.2783 | -8.2783 | 11.9991 | 37.2846 | 25.8189 | 48.4041 | 23.495 | 147.0017 |  |  | C2 | 5.05e-05 | 0.00010625 | 0.00015 | 0.0003125 | 0.000625 | C2 | 90990.5103 | 90990.5103 | 90990.5103 | 90990.5103 | 90990.5103 | C2 | 4.595 | 9.6677 | 13.6486 | 28.4345 | 56.8691 | C2 | 108.0932 | 456.1934 | 647.8537 | 476.4082 | 1335.1564 | 3023.7048 |  | 108.0932 | 428.7208 | 612.8203 | 476.4082 | 993.942 | 2619.9845 |  | 94.0775 | 396.6082 | 446.2914 | 929.7311 | 1143.5272 | 3010.2352 |  | 94.0775 | 396.6082 | 446.2914 | 929.7311 | 672.7473 | 2539.4553 |  | 55.1362 | 360.4581 | 352.3909 | 1376.3488 | 1336.1367 | 3480.4708 |  | 55.1362 | 360.4581 | 352.3909 | 1376.3488 | 865.3568 | 3009.6909
|  |  | 9.0413 | 9.0413 | C3 | 0 | 4.6555 | 4.079 | 0.30674 | 0 | 9.0413 | 0 | 4.9539 | 4.3122 | 0.30674 | 0 | 9.5728 | 0 | 0 | 0 | 0 | 0 | 0 | 0 | 4.6387 | 4.0958 | 0.30674 | 0 | 9.0413 | 0 | 0 | 0 | 0 | 0 | 0 | 0 | 3.598 | 2.3195 | 3.1238 | 0 | 9.0413 |  |  | C3 | 5.05e-05 | 0.00010625 | 0.00015 | 0.0003125 | 0.000625 | C3 | 136485.7655 | 136485.7655 | 136485.7655 | 136485.7655 | 136485.7655 | C3 | 6.8925 | 14.5016 | 20.4729 | 42.6518 | 85.3036 | C3 | 0 | 71.8389 | 88.2831 | 13.0832 | 0 | 173.2051 |  | 0 | 67.5126 | 83.5091 | 13.0832 | 0 | 164.1049 |  | 0 | 67.2691 | 83.853 | 13.0832 | 0 | 164.2052 |  | 0 | 67.2691 | 83.853 | 13.0832 | 0 | 164.2052 |  | 0 | 52.1763 | 47.4877 | 133.2345 | 0 | 232.8986 |  | 0 | 52.1763 | 47.4877 | 133.2345 | 0 | 232.8986
|  |  | 2.6217 | 0 | C4 | 0 | 0 | 0 | 0 | 2.6217 | 2.6217 | 0 | 0 | 0 | 0 | 2.6217 | 2.6217 | 0 | 0 | 0 | 0 | -2.6217 | -2.6217 | 0 | 0 | 0 | 0 | 2.6217 | 2.6217 | 0 | 0 | 0 | 0 | -2.6217 | -2.6217 | 0 | 0 | 0 | 0 | 2.6217 | 2.6217 |  |  | C4 | 5.05e-05 | 0.00010625 | 0.00015 | 0.0003125 | 0.000625 | C4 | 227476.2758 | 227476.2758 | 227476.2758 | 227476.2758 | 227476.2758 | C4 | 11.4876 | 24.1694 | 34.1214 | 71.0863 | 142.1727 | C4 | 0 | 0 | 0 | 0 | 372.7324 | 372.7324 |  | 0 | 0 | 0 | 0 | 372.7324 | 372.7324 |  | 0 | 0 | 0 | 0 | 372.7324 | 372.7324 |  | 0 | 0 | 0 | 0 | 6.3137e-14 | 6.3137e-14 |  | 0 | 0 | 0 | 0 | 372.7324 | 372.7324 |  | 0 | 0 | 0 | 0 | 6.3137e-14 | 6.3137e-14
|  |  | 158.6647 | 147.7647 |  | 23.524 | 49.001 | 48.979 | 17.0613 | 20.0994 |  | 23.524 | 52.141 | 51.779 | 17.0613 | 26.0994 |  | 0 | 0 | 0 | 0 | -10.9 |  | 20.4738 | 45.6626 | 36.7946 | 33.004 | 22.7298 |  | 0 | 0 | 0 | 0 | -10.9 |  | 11.9991 | 40.8826 | 28.1384 | 51.5279 | 26.1167 | [22 empty] | 108.0932 | 528.0323 | 736.1367 | 489.4914 | 1707.8888 | 3569.6424 |  | 108.0932 | 496.2335 | 696.3294 | 489.4914 | 1366.6744 | 3156.8219 |  | 94.0775 | 463.8772 | 530.1443 | 942.8142 | 1516.2596 | 3547.1728 |  | 94.0775 | 463.8772 | 530.1443 | 942.8142 | 672.7473 | 2703.6605 |  | 55.1362 | 412.6344 | 399.8786 | 1509.5834 | 1708.8692 | 4086.1018 |  | 55.1362 | 412.6344 | 399.8786 | 1509.5834 | 865.3568 | 3242.5895
| 132kV UG Cable (Non Pressurised) |  | 0 | 0 | C1 | 0 | 0 | 0 | 0 | 0 | 0 | 0 | 0 | 0 | 0 | 0 | 0 | 0 | 0 | 0 | 0 | 0 | 0 | 0 | 0 | 0 | 0 | 0 | 0 | 0 | 0 | 0 | 0 | 0 | 0 | 0 | 0 | 0 | 0 | 0 | 0 |  |  | C1 | 5.05e-05 | 0.00010625 | 0.00015 | 0.0003125 | 0.000625 | C1 | 0 | 0 | 0 | 0 | 0 | C1 | [5 empty] | C1 | [5 empty] | 0 | [6 empty] | 0 | [6 empty] | 0 | [6 empty] | 0 | [6 empty] | 0 | [6 empty] | 0
|  |  | 0 | 0 | C2 | 0 | 0 | 0 | 0 | 0 | 0 | 0 | 0 | 0 | 0 | 0 | 0 | 0 | 0 | 0 | 0 | 0 | 0 | 0 | 0 | 0 | 0 | 0 | 0 | 0 | 0 | 0 | 0 | 0 | 0 | 0 | 0 | 0 | 0 | 0 | 0 |  |  | C2 | 5.05e-05 | 0.00010625 | 0.00015 | 0.0003125 | 0.000625 | C2 | 0 | 0 | 0 | 0 | 0 | C2 | [5 empty] | C2 | [5 empty] | 0 | [6 empty] | 0 | [6 empty] | 0 | [6 empty] | 0 | [6 empty] | 0 | [6 empty] | 0
|  |  | 0 | 0 | C3 | 0 | 0 | 0 | 0 | 0 | 0 | 0 | 0 | 0 | 0 | 0 | 0 | 0 | 0 | 0 | 0 | 0 | 0 | 0 | 0 | 0 | 0 | 0 | 0 | 0 | 0 | 0 | 0 | 0 | 0 | 0 | 0 | 0 | 0 | 0 | 0 |  |  | C3 | 5.05e-05 | 0.00010625 | 0.00015 | 0.0003125 | 0.000625 | C3 | 0 | 0 | 0 | 0 | 0 | C3 | [5 empty] | C3 | [5 empty] | 0 | [6 empty] | 0 | [6 empty] | 0 | [6 empty] | 0 | [6 empty] | 0 | [6 empty] | 0
|  |  | 0 | 0 | C4 | 0 | 0 | 0 | 0 | 0 | 0 | 0 | 0 | 0 | 0 | 0 | 0 | 0 | 0 | 0 | 0 | 0 | 0 | 0 | 0 | 0 | 0 | 0 | 0 | 0 | 0 | 0 | 0 | 0 | 0 | 0 | 0 | 0 | 0 | 0 | 0 |  |  | C4 | 5.05e-05 | 0.00010625 | 0.00015 | 0.0003125 | 0.000625 | C4 | 0 | 0 | 0 | 0 | 0 | C4 | [5 empty] | C4 | [5 empty] | 0 | [6 empty] | 0 | [6 empty] | 0 | [6 empty] | 0 | [6 empty] | 0 | [6 empty] | 0
|  |  | 0 | 0 |  | 0 | 0 | 0 | 0 | 0 |  | 0 | 0 | 0 | 0 | 0 |  | 0 | 0 | 0 | 0 | 0 |  | 0 | 0 | 0 | 0 | 0 |  | 0 | 0 | 0 | 0 | 0 |  | 0 | 0 | 0 | 0 | 0 | [22 empty] | 0 | 0 | 0 | 0 | 0 | 0 |  | 0 | 0 | 0 | 0 | 0 | 0 |  | 0 | 0 | 0 | 0 | 0 | 0 |  | 0 | 0 | 0 | 0 | 0 | 0 |  | 0 | 0 | 0 | 0 | 0 | 0 |  | 0 | 0 | 0 | 0 | 0 | 0
| 132kV OHL Support - Tower |  | 189 | 171 | C1 | 21 | 32 | 34 | 61 | 41 | 189 | 2 | 32 | 39 | 73 | 41 | 187 | 0 | 11 | 0 | 0 | -11 | 0 | 16 | 18 | 24 | 41 | 90 | 189 | 0 | 14 | 0 | 0 | -32 | -18 | 15 | 4 | 11 | 32 | 127 | 189 |  |  | C1 | 2.9833e-05 | 6.2333e-05 | 8.8e-05 | 0.00018333 | 0.00036667 | C1 | 42103.806 | 42103.806 | 42103.806 | 42103.806 | 42103.806 | C1 | 1.2561 | 2.6245 | 3.7051 | 7.719 | 15.4381 | C1 | 2.5122 | 83.9831 | 144.5003 | 563.4893 | 632.9606 | 1427.4453 |  | 26.378 | 83.9831 | 125.9746 | 470.8609 | 632.9606 | 1340.1571 |  | 20.0976 | 47.2405 | 88.9232 | 316.4803 | 1389.4256 | 1862.1671 |  | 20.0976 | 76.1096 | 88.9232 | 316.4803 | 1219.6069 | 1721.2176 |  | 18.8415 | 10.4979 | 40.7565 | 247.009 | 1960.6339 | 2277.7387 |  | 18.8415 | 47.2405 | 40.7565 | 247.009 | 1466.6159 | 1820.4633
|  |  | 2389 | 2168 | C2 | 202 | 492 | 400 | 625 | 670 | 2389 | 1 | 462 | 495 | 755 | 670 | 2383 | 0 | 166 | 0 | -21 | -145 | 0 | 159 | 118 | 489 | 448 | 1175 | 2389 | 0 | 286 | 0 | -109 | -398 | -221 | 158 | 4 | 115 | 533 | 1579 | 2389 |  |  | C2 | 2.9833e-05 | 6.2333e-05 | 8.8e-05 | 0.00018333 | 0.00036667 | C2 | 60148.2943 | 60148.2943 | 60148.2943 | 60148.2943 | 60148.2943 | C2 | 1.7944 | 3.7492 | 5.293 | 11.0272 | 22.0544 | C2 | 1.7944 | 1732.1506 | 2620.0597 | 8325.5264 | 14776.431 | 27455.9621 |  | 362.4737 | 1844.6279 | 2117.22 | 6891.9921 | 14776.431 | 25992.7446 |  | 285.3134 | 442.4108 | 2588.3014 | 4940.1799 | 25913.8901 | 34170.0956 |  | 285.3134 | 1064.7852 | 2588.3014 | 4708.609 | 22716.0058 | 31363.0148 |  | 283.519 | 14.997 | 608.7007 | 5877.4908 | 34823.8575 | 41608.565 |  | 283.519 | 1087.2807 | 608.7007 | 4675.5274 | 26046.2164 | 32701.2442
|  |  | 140 | 135 | C3 | 11 | 78 | 32 | 17 | 2 | 140 | 9 | 67 | 47 | 24 | 2 | 149 | 0 | 6 | 0 | -4 | -2 | 0 | 11 | 16 | 76 | 24 | 13 | 140 | 0 | 50 | 0 | -46 | -9 | -5 | 11 | 0 | 21 | 75 | 33 | 140 |  |  | C3 | 2.9833e-05 | 6.2333e-05 | 8.8e-05 | 0.00018333 | 0.00036667 | C3 | 90222.4415 | 90222.4415 | 90222.4415 | 90222.4415 | 90222.4415 | C3 | 2.6916 | 5.6239 | 7.9396 | 16.5408 | 33.0816 | C3 | 24.2247 | 376.799 | 373.16 | 396.9787 | 66.1631 | 1237.3256 |  | 29.608 | 438.6615 | 254.0664 | 281.1933 | 66.1631 | 1069.6923 |  | 29.608 | 89.9818 | 603.4077 | 396.9787 | 430.0603 | 1550.0366 |  | 29.608 | 123.725 | 603.4077 | 330.8156 | 363.8972 | 1451.4535 |  | 29.608 | 0 | 166.7311 | 1240.5586 | 1091.6915 | 2528.5892 |  | 29.608 | 281.1933 | 166.7311 | 479.6826 | 793.9575 | 1751.1725
|  |  | 0 | 0 | C4 | 0 | 0 | 0 | 0 | 0 | 0 | 0 | 0 | 0 | 0 | 0 | 0 | 0 | 0 | 0 | 0 | 0 | 0 | 0 | 0 | 0 | 0 | 0 | 0 | 0 | 0 | 0 | 0 | 0 | 0 | 0 | 0 | 0 | 0 | 0 | 0 |  |  | C4 | 2.9833e-05 | 6.2333e-05 | 8.8e-05 | 0.00018333 | 0.00036667 | C4 | 150370.7358 | 150370.7358 | 150370.7358 | 150370.7358 | 150370.7358 | C4 | 4.4861 | 9.3731 | 13.2326 | 27.568 | 55.1359 | C4 | 0 | 0 | 0 | 0 | 0 | 0 |  | 0 | 0 | 0 | 0 | 0 | 0 |  | 0 | 0 | 0 | 0 | 0 | 0 |  | 0 | 0 | 0 | 0 | 0 | 0 |  | 0 | 0 | 0 | 0 | 0 | 0 |  | 0 | 0 | 0 | 0 | 0 | 0
|  |  | 2718 | 2474 |  | 234 | 602 | 466 | 703 | 713 |  | 12 | 561 | 581 | 852 | 713 |  | 0 | 183 | 0 | -25 | -158 |  | 186 | 152 | 589 | 513 | 1278 |  | 0 | 350 | 0 | -155 | -439 |  | 184 | 8 | 147 | 640 | 1739 | [22 empty] | 28.5313 | 2192.9326 | 3137.72 | 9285.9944 | 15475.5546 | 30120.733 |  | 418.4597 | 2367.2725 | 2497.2609 | 7644.0462 | 15475.5546 | 28402.594 |  | 335.019 | 579.6331 | 3280.6323 | 5653.6389 | 27733.376 | 37582.2994 |  | 335.019 | 1264.6199 | 3280.6323 | 5355.9049 | 24299.5099 | 34535.686 |  | 331.9685 | 25.4949 | 816.1883 | 7365.0584 | 37876.1829 | 46414.8929 |  | 331.9685 | 1415.7144 | 816.1883 | 5402.2191 | 28306.7898 | 36272.88
| 132kV OHL Fittings and Conductors (Tower Lines) |  | 25.2307 | 25.2307 | C1 | 3 | 5.842 | 5.7051 | 2.7745 | 7.9091 | 25.2307 | 0 | 5.842 | 5.7051 | 2.7745 | 11.9091 | 26.2307 | 0 | 0 | 0 | 0 | 0 | 0 | 3 | 2.086 | 6.6899 | 4.2856 | 9.1692 | 25.2307 | 0 | 0 | 0 | 0 | 0 | 0 | 3 | 0 | 2.086 | 6.6899 | 13.4548 | 25.2307 |  | 2.086 | C1 | 0.0001337 | 0.00028305 | 0.0003996 | 0.0008325 | 0.001665 | C1 | 42386.1218 | 42386.1218 | 42386.1218 | 42386.1218 | 42386.1218 | C1 | 5.667 | 11.9974 | 16.9375 | 35.2864 | 70.5729 | C1 | 0 | 70.0886 | 96.6305 | 97.903 | 840.4566 | 1105.0786 |  | 17.0011 | 70.0886 | 96.6305 | 97.903 | 558.165 | 839.7881 |  | 17.0011 | 25.0263 | 113.3098 | 151.2252 | 647.0953 | 953.6578 |  | 17.0011 | 25.0263 | 113.3098 | 151.2252 | 647.0953 | 953.6578 |  | 17.0011 | 0 | 35.3313 | 236.0621 | 949.5458 | 1237.9403 |  | 17.0011 | 0 | 35.3313 | 236.0621 | 949.5458 | 1237.9403
|  |  | 985.7803 | 985.7803 | C2 | 278.3771 | 161.9942 | 99.8997 | 212.018 | 233.4913 | 985.7803 | 169.3771 | 161.9942 | 99.8997 | 212.018 | 340.4913 | 983.7803 | 137.5024 | 0 | 0 | 0 | -137.5024 | 0 | 118.2666 | 271.8161 | 94.1757 | 125.2788 | 376.2431 | 985.7803 | 297.4422 | 0 | 0 | 0 | -297.4422 | 0 | 72 | 46.2666 | 271.8161 | 94.1757 | 501.5219 | 985.7803 |  |  | C2 | 0.0001337 | 0.00028305 | 0.0003996 | 0.0008325 | 0.001665 | C2 | 60551.6025 | 60551.6025 | 60551.6025 | 60551.6025 | 60551.6025 | C2 | 8.0957 | 17.1391 | 24.1964 | 50.4092 | 100.8184 | C2 | 1371.2342 | 2776.4399 | 2417.2155 | 10687.6596 | 34327.7913 | 51580.3405 |  | 2253.6709 | 2776.4399 | 2417.2155 | 10687.6596 | 23540.2206 | 41675.2065 |  | 957.457 | 4658.6914 | 2278.7137 | 6315.2056 | 37932.2319 | 52142.2996 |  | 2070.6422 | 4658.6914 | 2278.7137 | 6315.2056 | 24069.4548 | 39392.7077 |  | 582.8939 | 792.97 | 6576.976 | 4747.3201 | 50562.6432 | 63262.8032 |  | 2990.9115 | 792.97 | 6576.976 | 4747.3201 | 20574.9895 | 35683.1671
|  |  | 99.1143 | 99.1143 | C3 | 28.6615 | 20.9632 | 4.6103 | 6.7327 | 38.1467 | 99.1143 | 10.6615 | 20.9632 | 4.6103 | 6.7327 | 56.1467 | 99.1143 | 17 | 0 | 0 | 0 | -17 | 0 | 16.3995 | 27.2641 | 9.5431 | 2.8768 | 43.0309 | 99.1143 | 34 | 0 | 0 | 0 | -34 | 0 | 12 | 4.3995 | 27.2641 | 9.5431 | 45.9077 | 99.1143 |  |  | C3 | 0.0001337 | 0.00028305 | 0.0003996 | 0.0008325 | 0.001665 | C3 | 90827.4038 | 90827.4038 | 90827.4038 | 90827.4038 | 90827.4038 | C3 | 12.1436 | 25.7087 | 36.2946 | 75.6138 | 151.2276 | C3 | 129.4697 | 538.937 | 167.3277 | 509.0828 | 8490.925 | 9835.7422 |  | 348.055 | 538.937 | 167.3277 | 509.0828 | 5768.8277 | 7332.2301 |  | 199.149 | 700.9236 | 346.362 | 217.5288 | 6507.4608 | 7971.4242 |  | 405.5906 | 700.9236 | 346.362 | 217.5288 | 3936.5911 | 5606.9962 |  | 145.7235 | 113.1046 | 989.5392 | 721.5876 | 6942.5184 | 8912.4733 |  | 558.6067 | 113.1046 | 989.5392 | 721.5876 | 1800.7791 | 4183.6172
|  |  | 0 | 0 | C4 | 0 | 0 | 0 | 0 | 0 | 0 | 0 | 0 | 0 | 0 | 0 | 0 | 0 | 0 | 0 | 0 | 0 | 0 | 0 | 0 | 0 | 0 | 0 | 0 | 0 | 0 | 0 | 0 | 0 | 0 | 0 | 0 | 0 | 0 | 0 | 0 |  |  | C4 | 0.0001337 | 0.00028305 | 0.0003996 | 0.0008325 | 0.001665 | C4 | 151379.0063 | 151379.0063 | 151379.0063 | 151379.0063 | 151379.0063 | C4 | 20.2394 | 42.8478 | 60.4911 | 126.023 | 252.046 | C4 | 0 | 0 | 0 | 0 | 0 | 0 |  | 0 | 0 | 0 | 0 | 0 | 0 |  | 0 | 0 | 0 | 0 | 0 | 0 |  | 0 | 0 | 0 | 0 | 0 | 0 |  | 0 | 0 | 0 | 0 | 0 | 0 |  | 0 | 0 | 0 | 0 | 0 | 0
|  |  | 1110.1253 | 1110.1253 |  | 310.0386 | 188.7994 | 110.2151 | 221.5252 | 279.547 |  | 180.0386 | 188.7994 | 110.2151 | 221.5252 | 408.547 |  | 154.5024 | 0 | 0 | 0 | -154.5024 |  | 137.6661 | 301.1661 | 110.4086 | 132.4413 | 428.4432 |  | 331.4422 | 0 | 0 | 0 | -331.4422 |  | 87 | 50.6661 | 301.1661 | 110.4086 | 560.8844 | [22 empty] | 1500.704 | 3385.4654 | 2681.1737 | 11294.6453 | 43659.1729 | 62521.1613 |  | 2618.727 | 3385.4654 | 2681.1737 | 11294.6453 | 29867.2133 | 49847.2247 |  | 1173.6071 | 5384.6413 | 2738.3855 | 6683.9597 | 45086.788 | 61067.3816 |  | 2493.2339 | 5384.6413 | 2738.3855 | 6683.9597 | 28653.1413 | 45953.3616 |  | 745.6185 | 906.0746 | 7601.8465 | 5704.9698 | 58454.7074 | 73413.2168 |  | 3566.5193 | 906.0746 | 7601.8465 | 5704.9698 | 23325.3144 | 41104.7246
| [Please insert new asset category as required] |  | 0 | 0 | C1 | 0 | 0 | 0 | 0 | 0 | 0 | 0 | 0 | 0 | 0 | 0 | 0 | 0 | 0 | 0 | 0 | 0 | 0 | 0 | 0 | 0 | 0 | 0 | 0 | 0 | 0 | 0 | 0 | 0 | 0 | 0 | 0 | 0 | 0 | 0 | 0 |  |  | C1 | 0 | 0 | 0 | 0 | 0 | C1 | 0 | 0 | 0 | 0 | 0 | C1 | [5 empty] | C1 | [5 empty] | 0 | [6 empty] | 0 | [6 empty] | 0 | [6 empty] | 0 | [6 empty] | 0 | [6 empty] | 0
|  |  | 108 | 108 | C2 | 4 | 27 | 46 | 30 | 1 | 108 | 3 | 24 | 47 | 33 | 1 | 108 | 1 | 0 | 0 | 0 | -1 | 0 | 6 | 24 | 43 | 33 | 2 | 108 | 2 | 0 | 0 | 0 | -2 | 0 | 8 | 23 | 40 | 35 | 2 | 108 |  |  | C2 | 0 | 0 | 0 | 0 | 0 | C2 | 0 | 0 | 0 | 0 | 0 | C2 | [5 empty] | C2 | [5 empty] | 0 | [6 empty] | 0 | [6 empty] | 0 | [6 empty] | 0 | [6 empty] | 0 | [6 empty] | 0
|  |  | 0 | 0 | C3 | 0 | 0 | 0 | 0 | 0 | 0 | 0 | 0 | 0 | 0 | 0 | 0 | 0 | 0 | 0 | 0 | 0 | 0 | 0 | 0 | 0 | 0 | 0 | 0 | 0 | 0 | 0 | 0 | 0 | 0 | 0 | 0 | 0 | 0 | 0 | 0 |  |  | C3 | 0 | 0 | 0 | 0 | 0 | C3 | 0 | 0 | 0 | 0 | 0 | C3 | [5 empty] | C3 | [5 empty] | 0 | [6 empty] | 0 | [6 empty] | 0 | [6 empty] | 0 | [6 empty] | 0 | [6 empty] | 0
|  |  | 0 | 0 | C4 | 0 | 0 | 0 | 0 | 0 | 0 | 0 | 0 | 0 | 0 | 0 | 0 | 0 | 0 | 0 | 0 | 0 | 0 | 0 | 0 | 0 | 0 | 0 | 0 | 0 | 0 | 0 | 0 | 0 | 0 | 0 | 0 | 0 | 0 | 0 | 0 |  |  | C4 | 0 | 0 | 0 | 0 | 0 | C4 | 0 | 0 | 0 | 0 | 0 | C4 | [5 empty] | C4 | [5 empty] | 0 | [6 empty] | 0 | [6 empty] | 0 | [6 empty] | 0 | [6 empty] | 0 | [6 empty] | 0
|  |  | 108 | 108 |  | 4 | 27 | 46 | 30 | 1 |  | 3 | 24 | 47 | 33 | 1 |  | 1 | 0 | 0 | 0 | -1 |  | 6 | 24 | 43 | 33 | 2 |  | 2 | 0 | 0 | 0 | -2 |  | 8 | 23 | 40 | 35 | 2 | [22 empty] | 0 | 0 | 0 | 0 | 0 | 0 |  | 0 | 0 | 0 | 0 | 0 | 0 |  | 0 | 0 | 0 | 0 | 0 | 0 |  | 0 | 0 | 0 | 0 | 0 | 0 |  | 0 | 0 | 0 | 0 | 0 | 0 |  | 0 | 0 | 0 | 0 | 0 | 0
| [Please insert new asset category as required] |  | 0 | 0 | C1 | 0 | 0 | 0 | 0 | 0 | 0 | 0 | 0 | 0 | 0 | 0 | 0 | 0 | 0 | 0 | 0 | 0 | 0 | 0 | 0 | 0 | 0 | 0 | 0 | 0 | 0 | 0 | 0 | 0 | 0 | 0 | 0 | 0 | 0 | 0 | 0 |  |  | C1 | 0 | 0 | 0 | 0 | 0 | C1 | 0 | 0 | 0 | 0 | 0 | C1 | [5 empty] | C1 | [5 empty] | 0 | [6 empty] | 0 | [6 empty] | 0 | [6 empty] | 0 | [6 empty] | 0 | [6 empty] | 0
|  |  | 108 | 110 | C2 | 2 | 9 | 46 | 42 | 9 | 108 | 0 | 5 | 31 | 58 | 14 | 108 | 1 | 5 | 0 | 0 | -5 | 1 | 2 | 7 | 37 | 51 | 11 | 108 | 2 | 5 | 4 | 0 | -9 | 2 | 2 | 5 | 28 | 60 | 13 | 108 |  |  | C2 | 0 | 0 | 0 | 0 | 0 | C2 | 0 | 0 | 0 | 0 | 0 | C2 | [5 empty] | C2 | [5 empty] | 0 | [6 empty] | 0 | [6 empty] | 0 | [6 empty] | 0 | [6 empty] | 0 | [6 empty] | 0
|  |  | 0 | 0 | C3 | 0 | 0 | 0 | 0 | 0 | 0 | 0 | 0 | 0 | 0 | 0 | 0 | 0 | 0 | 0 | 0 | 0 | 0 | 0 | 0 | 0 | 0 | 0 | 0 | 0 | 0 | 0 | 0 | 0 | 0 | 0 | 0 | 0 | 0 | 0 | 0 |  |  | C3 | 0 | 0 | 0 | 0 | 0 | C3 | 0 | 0 | 0 | 0 | 0 | C3 | [5 empty] | C3 | [5 empty] | 0 | [6 empty] | 0 | [6 empty] | 0 | [6 empty] | 0 | [6 empty] | 0 | [6 empty] | 0
|  |  | 0 | 0 | C4 | 0 | 0 | 0 | 0 | 0 | 0 | 0 | 0 | 0 | 0 | 0 | 0 | 0 | 0 | 0 | 0 | 0 | 0 | 0 | 0 | 0 | 0 | 0 | 0 | 0 | 0 | 0 | 0 | 0 | 0 | 0 | 0 | 0 | 0 | 0 | 0 |  |  | C4 | 0 | 0 | 0 | 0 | 0 | C4 | 0 | 0 | 0 | 0 | 0 | C4 | [5 empty] | C4 | [5 empty] | 0 | [6 empty] | 0 | [6 empty] | 0 | [6 empty] | 0 | [6 empty] | 0 | [6 empty] | 0
|  |  | 108 | 110 |  | 2 | 9 | 46 | 42 | 9 |  | 0 | 5 | 31 | 58 | 14 |  | 1 | 5 | 0 | 0 | -5 |  | 2 | 7 | 37 | 51 | 11 |  | 2 | 5 | 4 | 0 | -9 |  | 2 | 5 | 28 | 60 | 13 | [22 empty] | 0 | 0 | 0 | 0 | 0 | 0 |  | 0 | 0 | 0 | 0 | 0 | 0 |  | 0 | 0 | 0 | 0 | 0 | 0 |  | 0 | 0 | 0 | 0 | 0 | 0 |  | 0 | 0 | 0 | 0 | 0 | 0 |  | 0 | 0 | 0 | 0 | 0 | 0
| [Please insert new asset category as required] |  | 0 | 0 | C1 | 0 | 0 | 0 | 0 | 0 | 0 | 0 | 0 | 0 | 0 | 0 | 0 | 0 | 0 | 0 | 0 | 0 | 0 | 0 | 0 | 0 | 0 | 0 | 0 | 0 | 0 | 0 | 0 | 0 | 0 | 0 | 0 | 0 | 0 | 0 | 0 |  |  | C1 | 0 | 0 | 0 | 0 | 0 | C1 | 0 | 0 | 0 | 0 | 0 | C1 | [5 empty] | C1 | [5 empty] | 0 | [6 empty] | 0 | [6 empty] | 0 | [6 empty] | 0 | [6 empty] | 0 | [6 empty] | 0
|  |  | 0 | 0 | C2 | 0 | 0 | 0 | 0 | 0 | 0 | 0 | 0 | 0 | 0 | 0 | 0 | 0 | 0 | 0 | 0 | 0 | 0 | 0 | 0 | 0 | 0 | 0 | 0 | 0 | 0 | 0 | 0 | 0 | 0 | 0 | 0 | 0 | 0 | 0 | 0 |  |  | C2 | 0 | 0 | 0 | 0 | 0 | C2 | 0 | 0 | 0 | 0 | 0 | C2 | [5 empty] | C2 | [5 empty] | 0 | [6 empty] | 0 | [6 empty] | 0 | [6 empty] | 0 | [6 empty] | 0 | [6 empty] | 0
|  |  | 0 | 0 | C3 | 0 | 0 | 0 | 0 | 0 | 0 | 0 | 0 | 0 | 0 | 0 | 0 | 0 | 0 | 0 | 0 | 0 | 0 | 0 | 0 | 0 | 0 | 0 | 0 | 0 | 0 | 0 | 0 | 0 | 0 | 0 | 0 | 0 | 0 | 0 | 0 |  |  | C3 | 0 | 0 | 0 | 0 | 0 | C3 | 0 | 0 | 0 | 0 | 0 | C3 | [5 empty] | C3 | [5 empty] | 0 | [6 empty] | 0 | [6 empty] | 0 | [6 empty] | 0 | [6 empty] | 0 | [6 empty] | 0
|  |  | 0 | 0 | C4 | 0 | 0 | 0 | 0 | 0 | 0 | 0 | 0 | 0 | 0 | 0 | 0 | 0 | 0 | 0 | 0 | 0 | 0 | 0 | 0 | 0 | 0 | 0 | 0 | 0 | 0 | 0 | 0 | 0 | 0 | 0 | 0 | 0 | 0 | 0 | 0 |  |  | C4 | 0 | 0 | 0 | 0 | 0 | C4 | 0 | 0 | 0 | 0 | 0 | C4 | [5 empty] | C4 | [5 empty] | 0 | [6 empty] | 0 | [6 empty] | 0 | [6 empty] | 0 | [6 empty] | 0 | [6 empty] | 0
|  |  | 0 | 0 |  | 0 | 0 | 0 | 0 | 0 |  | 0 | 0 | 0 | 0 | 0 |  | 0 | 0 | 0 | 0 | 0 |  | 0 | 0 | 0 | 0 | 0 |  | 0 | 0 | 0 | 0 | 0 |  | 0 | 0 | 0 | 0 | 0 | [22 empty] | 0 | 0 | 0 | 0 | 0 | 0 |  | 0 | 0 | 0 | 0 | 0 | 0 |  | 0 | 0 | 0 | 0 | 0 | 0 |  | 0 | 0 | 0 | 0 | 0 | 0 |  | 0 | 0 | 0 | 0 | 0 | 0 |  | 0 | 0 | 0 | 0 | 0 | 0
| [Please insert new asset category as required] |  | 0 | 0 | C1 | 0 | 0 | 0 | 0 | 0 | 0 | 0 | 0 | 0 | 0 | 0 | 0 | 0 | 0 | 0 | 0 | 0 | 0 | 0 | 0 | 0 | 0 | 0 | 0 | 0 | 0 | 0 | 0 | 0 | 0 | 0 | 0 | 0 | 0 | 0 | 0 |  |  | C1 | 0 | 0 | 0 | 0 | 0 | C1 | 0 | 0 | 0 | 0 | 0 | C1 | [5 empty] | C1 | [5 empty] | 0 | [6 empty] | 0 | [6 empty] | 0 | [6 empty] | 0 | [6 empty] | 0 | [6 empty] | 0
|  |  | 0 | 0 | C2 | 0 | 0 | 0 | 0 | 0 | 0 | 0 | 0 | 0 | 0 | 0 | 0 | 0 | 0 | 0 | 0 | 0 | 0 | 0 | 0 | 0 | 0 | 0 | 0 | 0 | 0 | 0 | 0 | 0 | 0 | 0 | 0 | 0 | 0 | 0 | 0 |  |  | C2 | 0 | 0 | 0 | 0 | 0 | C2 | 0 | 0 | 0 | 0 | 0 | C2 | [5 empty] | C2 | [5 empty] | 0 | [6 empty] | 0 | [6 empty] | 0 | [6 empty] | 0 | [6 empty] | 0 | [6 empty] | 0
|  |  | 0 | 0 | C3 | 0 | 0 | 0 | 0 | 0 | 0 | 0 | 0 | 0 | 0 | 0 | 0 | 0 | 0 | 0 | 0 | 0 | 0 | 0 | 0 | 0 | 0 | 0 | 0 | 0 | 0 | 0 | 0 | 0 | 0 | 0 | 0 | 0 | 0 | 0 | 0 |  |  | C3 | 0 | 0 | 0 | 0 | 0 | C3 | 0 | 0 | 0 | 0 | 0 | C3 | [5 empty] | C3 | [5 empty] | 0 | [6 empty] | 0 | [6 empty] | 0 | [6 empty] | 0 | [6 empty] | 0 | [6 empty] | 0
|  |  | 0 | 0 | C4 | 0 | 0 | 0 | 0 | 0 | 0 | 0 | 0 | 0 | 0 | 0 | 0 | 0 | 0 | 0 | 0 | 0 | 0 | 0 | 0 | 0 | 0 | 0 | 0 | 0 | 0 | 0 | 0 | 0 | 0 | 0 | 0 | 0 | 0 | 0 | 0 |  |  | C4 | 0 | 0 | 0 | 0 | 0 | C4 | 0 | 0 | 0 | 0 | 0 | C4 | [5 empty] | C4 | [5 empty] | 0 | [6 empty] | 0 | [6 empty] | 0 | [6 empty] | 0 | [6 empty] | 0 | [6 empty] | 0
|  |  | 0 | 0 |  | 0 | 0 | 0 | 0 | 0 |  | 0 | 0 | 0 | 0 | 0 |  | 0 | 0 | 0 | 0 | 0 |  | 0 | 0 | 0 | 0 | 0 |  | 0 | 0 | 0 | 0 | 0 |  | 0 | 0 | 0 | 0 | 0 | [22 empty] | 0 | 0 | 0 | 0 | 0 | 0 |  | 0 | 0 | 0 | 0 | 0 | 0 |  | 0 | 0 | 0 | 0 | 0 | 0 |  | 0 | 0 | 0 | 0 | 0 | 0 |  | 0 | 0 | 0 | 0 | 0 | 0 |  | 0 | 0 | 0 | 0 | 0 | 0
| [Please insert new asset category as required] |  | 0 | 0 | C1 | 0 | 0 | 0 | 0 | 0 | 0 | 0 | 0 | 0 | 0 | 0 | 0 | 0 | 0 | 0 | 0 | 0 | 0 | 0 | 0 | 0 | 0 | 0 | 0 | 0 | 0 | 0 | 0 | 0 | 0 | 0 | 0 | 0 | 0 | 0 | 0 |  |  | C1 | 0 | 0 | 0 | 0 | 0 | C1 | 0 | 0 | 0 | 0 | 0 | C1 | [5 empty] | C1 | [5 empty] | 0 | [6 empty] | 0 | [6 empty] | 0 | [6 empty] | 0 | [6 empty] | 0 | [6 empty] | 0
|  |  | 0 | 0 | C2 | 0 | 0 | 0 | 0 | 0 | 0 | 0 | 0 | 0 | 0 | 0 | 0 | 0 | 0 | 0 | 0 | 0 | 0 | 0 | 0 | 0 | 0 | 0 | 0 | 0 | 0 | 0 | 0 | 0 | 0 | 0 | 0 | 0 | 0 | 0 | 0 |  |  | C2 | 0 | 0 | 0 | 0 | 0 | C2 | 0 | 0 | 0 | 0 | 0 | C2 | [5 empty] | C2 | [5 empty] | 0 | [6 empty] | 0 | [6 empty] | 0 | [6 empty] | 0 | [6 empty] | 0 | [6 empty] | 0
|  |  | 0 | 0 | C3 | 0 | 0 | 0 | 0 | 0 | 0 | 0 | 0 | 0 | 0 | 0 | 0 | 0 | 0 | 0 | 0 | 0 | 0 | 0 | 0 | 0 | 0 | 0 | 0 | 0 | 0 | 0 | 0 | 0 | 0 | 0 | 0 | 0 | 0 | 0 | 0 |  |  | C3 | 0 | 0 | 0 | 0 | 0 | C3 | 0 | 0 | 0 | 0 | 0 | C3 | [5 empty] | C3 | [5 empty] | 0 | [6 empty] | 0 | [6 empty] | 0 | [6 empty] | 0 | [6 empty] | 0 | [6 empty] | 0
|  |  | 0 | 0 | C4 | 0 | 0 | 0 | 0 | 0 | 0 | 0 | 0 | 0 | 0 | 0 | 0 | 0 | 0 | 0 | 0 | 0 | 0 | 0 | 0 | 0 | 0 | 0 | 0 | 0 | 0 | 0 | 0 | 0 | 0 | 0 | 0 | 0 | 0 | 0 | 0 |  |  | C4 | 0 | 0 | 0 | 0 | 0 | C4 | 0 | 0 | 0 | 0 | 0 | C4 | [5 empty] | C4 | [5 empty] | 0 | [6 empty] | 0 | [6 empty] | 0 | [6 empty] | 0 | [6 empty] | 0 | [6 empty] | 0
|  |  | 0 | 0 |  | 0 | 0 | 0 | 0 | 0 |  | 0 | 0 | 0 | 0 | 0 |  | 0 | 0 | 0 | 0 | 0 |  | 0 | 0 | 0 | 0 | 0 |  | 0 | 0 | 0 | 0 | 0 |  | 0 | 0 | 0 | 0 | 0 | [22 empty] | 0 | 0 | 0 | 0 | 0 | 0 |  | 0 | 0 | 0 | 0 | 0 | 0 |  | 0 | 0 | 0 | 0 | 0 | 0 |  | 0 | 0 | 0 | 0 | 0 | 0 |  | 0 | 0 | 0 | 0 | 0 | 0 |  | 0 | 0 | 0 | 0 | 0 | 0
[63 empty] | 24136.9945 | 90629.0217 | 84264.4872 | 112042.8225 | 642041.2682 | 953114.594 |  | 36043.159 | 89372.7847 | 83584.2208 | 97235.9046 | 506730.8525 | 812966.9216 |  | 31598.4782 | 84410.3991 | 76684.8659 | 91593.6928 | 631420.7727 | 915708.2087 |  | 41334.4161 | 96845.1213 | 76684.8659 | 50566.8338 | 517301.2998 | 782732.537 |  | 25827.3022 | 64907.0571 | 75077.9914 | 120860.6991 | 766412.6914 | 1053085.7413 |  | 52068.0311 | 90985.1725 | 75077.9914 | 36205.394 | 447759.29 | 702095.879
| Other | [66 empty] | 0 | [6 empty] | 0 | [6 empty] | 0 | [6 empty] | 0 | [6 empty] | 0 | [6 empty] | 0
| Submarine Cables |  | 0 | 0 | C1 | 0 | 0 | 0 | 0 | 0 | 0 | 0 | 0 | 0 | 0 | 0 | 0 | 0 | 0 | 0 | 0 | 0 | 0 | 0 | 0 | 0 | 0 | 0 | 0 | 0 | 0 | 0 | 0 | 0 | 0 | 0 | 0 | 0 | 0 | 0 | 0 |  |  | C1 | 0 | 0 | 0 | 0 | 0 | C1 | 0 | 0 | 0 | 0 | 0 | C1 | [5 empty] | C1 | [5 empty] | 0 | [6 empty] | 0 | [6 empty] | 0 | [6 empty] | 0 | [6 empty] | 0 | [6 empty] | 0
|  |  | 0 | 0 | C2 | 0 | 0 | 0 | 0 | 0 | 0 | 0 | 0 | 0 | 0 | 0 | 0 | 0 | 0 | 0 | 0 | 0 | 0 | 0 | 0 | 0 | 0 | 0 | 0 | 0 | 0 | 0 | 0 | 0 | 0 | 0 | 0 | 0 | 0 | 0 | 0 |  |  | C2 | 0 | 0 | 0 | 0 | 0 | C2 | 0 | 0 | 0 | 0 | 0 | C2 | [5 empty] | C2 | [5 empty] | 0 | [6 empty] | 0 | [6 empty] | 0 | [6 empty] | 0 | [6 empty] | 0 | [6 empty] | 0
|  |  | 0 | 0 | C3 | 0 | 0 | 0 | 0 | 0 | 0 | 0 | 0 | 0 | 0 | 0 | 0 | 0 | 0 | 0 | 0 | 0 | 0 | 0 | 0 | 0 | 0 | 0 | 0 | 0 | 0 | 0 | 0 | 0 | 0 | 0 | 0 | 0 | 0 | 0 | 0 |  |  | C3 | 0 | 0 | 0 | 0 | 0 | C3 | 0 | 0 | 0 | 0 | 0 | C3 | [5 empty] | C3 | [5 empty] | 0 | [6 empty] | 0 | [6 empty] | 0 | [6 empty] | 0 | [6 empty] | 0 | [6 empty] | 0
|  |  | 0 | 0 | C4 | 0 | 0 | 0 | 0 | 0 | 0 | 0 | 0 | 0 | 0 | 0 | 0 | 0 | 0 | 0 | 0 | 0 | 0 | 0 | 0 | 0 | 0 | 0 | 0 | 0 | 0 | 0 | 0 | 0 | 0 | 0 | 0 | 0 | 0 | 0 | 0 |  |  | C4 | 0 | 0 | 0 | 0 | 0 | C4 | 0 | 0 | 0 | 0 | 0 | C4 | [5 empty] | C4 | [5 empty] | 0 | [6 empty] | 0 | [6 empty] | 0 | [6 empty] | 0 | [6 empty] | 0 | [6 empty] | 0
|  |  | 0 | 0 |  | 0 | 0 | 0 | 0 | 0 |  | 0 | 0 | 0 | 0 | 0 |  | 0 | 0 | 0 | 0 | 0 |  | 0 | 0 | 0 | 0 | 0 |  | 0 | 0 | 0 | 0 | 0 |  | 0 | 0 | 0 | 0 | 0 | [22 empty] | 0 | 0 | 0 | 0 | 0 | 0 |  | 0 | 0 | 0 | 0 | 0 | 0 |  | 0 | 0 | 0 | 0 | 0 | 0 |  | 0 | 0 | 0 | 0 | 0 | 0 |  | 0 | 0 | 0 | 0 | 0 | 0 |  | 0 | 0 | 0 | 0 | 0 | 0
| [Please insert new asset category as required] |  | 0 | 0 | C1 | 0 | 0 | 0 | 0 | 0 | 0 | 0 | 0 | 0 | 0 | 0 | 0 | 0 | 0 | 0 | 0 | 0 | 0 | 0 | 0 | 0 | 0 | 0 | 0 | 0 | 0 | 0 | 0 | 0 | 0 | 0 | 0 | 0 | 0 | 0 | 0 |  |  | C1 | 0 | 0 | 0 | 0 | 0 | C1 | 0 | 0 | 0 | 0 | 0 | C1 | [5 empty] | C1 | [5 empty] | 0 | [6 empty] | 0 | [6 empty] | 0 | [6 empty] | 0 | [6 empty] | 0 | [6 empty] | 0
|  |  | 0 | 0 | C2 | 0 | 0 | 0 | 0 | 0 | 0 | 0 | 0 | 0 | 0 | 0 | 0 | 0 | 0 | 0 | 0 | 0 | 0 | 0 | 0 | 0 | 0 | 0 | 0 | 0 | 0 | 0 | 0 | 0 | 0 | 0 | 0 | 0 | 0 | 0 | 0 |  |  | C2 | 0 | 0 | 0 | 0 | 0 | C2 | 0 | 0 | 0 | 0 | 0 | C2 | [5 empty] | C2 | [5 empty] | 0 | [6 empty] | 0 | [6 empty] | 0 | [6 empty] | 0 | [6 empty] | 0 | [6 empty] | 0
|  |  | 0 | 0 | C3 | 0 | 0 | 0 | 0 | 0 | 0 | 0 | 0 | 0 | 0 | 0 | 0 | 0 | 0 | 0 | 0 | 0 | 0 | 0 | 0 | 0 | 0 | 0 | 0 | 0 | 0 | 0 | 0 | 0 | 0 | 0 | 0 | 0 | 0 | 0 | 0 |  |  | C3 | 0 | 0 | 0 | 0 | 0 | C3 | 0 | 0 | 0 | 0 | 0 | C3 | [5 empty] | C3 | [5 empty] | 0 | [6 empty] | 0 | [6 empty] | 0 | [6 empty] | 0 | [6 empty] | 0 | [6 empty] | 0
|  |  | 0 | 0 | C4 | 0 | 0 | 0 | 0 | 0 | 0 | 0 | 0 | 0 | 0 | 0 | 0 | 0 | 0 | 0 | 0 | 0 | 0 | 0 | 0 | 0 | 0 | 0 | 0 | 0 | 0 | 0 | 0 | 0 | 0 | 0 | 0 | 0 | 0 | 0 | 0 |  |  | C4 | 0 | 0 | 0 | 0 | 0 | C4 | 0 | 0 | 0 | 0 | 0 | C4 | [5 empty] | C4 | [5 empty] | 0 | [6 empty] | 0 | [6 empty] | 0 | [6 empty] | 0 | [6 empty] | 0 | [6 empty] | 0
|  |  | 0 | 0 |  | 0 | 0 | 0 | 0 | 0 |  | 0 | 0 | 0 | 0 | 0 |  | 0 | 0 | 0 | 0 | 0 |  | 0 | 0 | 0 | 0 | 0 |  | 0 | 0 | 0 | 0 | 0 |  | 0 | 0 | 0 | 0 | 0 | [22 empty] | 0 | 0 | 0 | 0 | 0 | 0 |  | 0 | 0 | 0 | 0 | 0 | 0 |  | 0 | 0 | 0 | 0 | 0 | 0 |  | 0 | 0 | 0 | 0 | 0 | 0 |  | 0 | 0 | 0 | 0 | 0 | 0 |  | 0 | 0 | 0 | 0 | 0 | 0
| [Please insert new asset category as required] |  | 0 | 0 | C1 | 0 | 0 | 0 | 0 | 0 | 0 | 0 | 0 | 0 | 0 | 0 | 0 | 0 | 0 | 0 | 0 | 0 | 0 | 0 | 0 | 0 | 0 | 0 | 0 | 0 | 0 | 0 | 0 | 0 | 0 | 0 | 0 | 0 | 0 | 0 | 0 |  |  | C1 | 0 | 0 | 0 | 0 | 0 | C1 | 0 | 0 | 0 | 0 | 0 | C1 | [5 empty] | C1 | [5 empty] | 0 | [6 empty] | 0 | [6 empty] | 0 | [6 empty] | 0 | [6 empty] | 0 | [6 empty] | 0
|  |  | 0 | 0 | C2 | 0 | 0 | 0 | 0 | 0 | 0 | 0 | 0 | 0 | 0 | 0 | 0 | 0 | 0 | 0 | 0 | 0 | 0 | 0 | 0 | 0 | 0 | 0 | 0 | 0 | 0 | 0 | 0 | 0 | 0 | 0 | 0 | 0 | 0 | 0 | 0 |  |  | C2 | 0 | 0 | 0 | 0 | 0 | C2 | 0 | 0 | 0 | 0 | 0 | C2 | [5 empty] | C2 | [5 empty] | 0 | [6 empty] | 0 | [6 empty] | 0 | [6 empty] | 0 | [6 empty] | 0 | [6 empty] | 0
|  |  | 0 | 0 | C3 | 0 | 0 | 0 | 0 | 0 | 0 | 0 | 0 | 0 | 0 | 0 | 0 | 0 | 0 | 0 | 0 | 0 | 0 | 0 | 0 | 0 | 0 | 0 | 0 | 0 | 0 | 0 | 0 | 0 | 0 | 0 | 0 | 0 | 0 | 0 | 0 |  |  | C3 | 0 | 0 | 0 | 0 | 0 | C3 | 0 | 0 | 0 | 0 | 0 | C3 | [5 empty] | C3 | [5 empty] | 0 | [6 empty] | 0 | [6 empty] | 0 | [6 empty] | 0 | [6 empty] | 0 | [6 empty] | 0
|  |  | 0 | 0 | C4 | 0 | 0 | 0 | 0 | 0 | 0 | 0 | 0 | 0 | 0 | 0 | 0 | 0 | 0 | 0 | 0 | 0 | 0 | 0 | 0 | 0 | 0 | 0 | 0 | 0 | 0 | 0 | 0 | 0 | 0 | 0 | 0 | 0 | 0 | 0 | 0 |  |  | C4 | 0 | 0 | 0 | 0 | 0 | C4 | 0 | 0 | 0 | 0 | 0 | C4 | [5 empty] | C4 | [5 empty] | 0 | [6 empty] | 0 | [6 empty] | 0 | [6 empty] | 0 | [6 empty] | 0 | [6 empty] | 0
|  |  | 0 | 0 |  | 0 | 0 | 0 | 0 | 0 |  | 0 | 0 | 0 | 0 | 0 |  | 0 | 0 | 0 | 0 | 0 |  | 0 | 0 | 0 | 0 | 0 |  | 0 | 0 | 0 | 0 | 0 |  | 0 | 0 | 0 | 0 | 0 | [22 empty] | 0 | 0 | 0 | 0 | 0 | 0 |  | 0 | 0 | 0 | 0 | 0 | 0 |  | 0 | 0 | 0 | 0 | 0 | 0 |  | 0 | 0 | 0 | 0 | 0 | 0 |  | 0 | 0 | 0 | 0 | 0 | 0 |  | 0 | 0 | 0 | 0 | 0 | 0
| [Please insert new asset category as required] |  | 0 | 0 | C1 | 0 | 0 | 0 | 0 | 0 | 0 | 0 | 0 | 0 | 0 | 0 | 0 | 0 | 0 | 0 | 0 | 0 | 0 | 0 | 0 | 0 | 0 | 0 | 0 | 0 | 0 | 0 | 0 | 0 | 0 | 0 | 0 | 0 | 0 | 0 | 0 |  |  | C1 | 0 | 0 | 0 | 0 | 0 | C1 | 0 | 0 | 0 | 0 | 0 | C1 | [5 empty] | C1 | [5 empty] | 0 | [6 empty] | 0 | [6 empty] | 0 | [6 empty] | 0 | [6 empty] | 0 | [6 empty] | 0
|  |  | 0 | 0 | C2 | 0 | 0 | 0 | 0 | 0 | 0 | 0 | 0 | 0 | 0 | 0 | 0 | 0 | 0 | 0 | 0 | 0 | 0 | 0 | 0 | 0 | 0 | 0 | 0 | 0 | 0 | 0 | 0 | 0 | 0 | 0 | 0 | 0 | 0 | 0 | 0 |  |  | C2 | 0 | 0 | 0 | 0 | 0 | C2 | 0 | 0 | 0 | 0 | 0 | C2 | [5 empty] | C2 | [5 empty] | 0 | [6 empty] | 0 | [6 empty] | 0 | [6 empty] | 0 | [6 empty] | 0 | [6 empty] | 0
|  |  | 0 | 0 | C3 | 0 | 0 | 0 | 0 | 0 | 0 | 0 | 0 | 0 | 0 | 0 | 0 | 0 | 0 | 0 | 0 | 0 | 0 | 0 | 0 | 0 | 0 | 0 | 0 | 0 | 0 | 0 | 0 | 0 | 0 | 0 | 0 | 0 | 0 | 0 | 0 |  |  | C3 | 0 | 0 | 0 | 0 | 0 | C3 | 0 | 0 | 0 | 0 | 0 | C3 | [5 empty] | C3 | [5 empty] | 0 | [6 empty] | 0 | [6 empty] | 0 | [6 empty] | 0 | [6 empty] | 0 | [6 empty] | 0
|  |  | 0 | 0 | C4 | 0 | 0 | 0 | 0 | 0 | 0 | 0 | 0 | 0 | 0 | 0 | 0 | 0 | 0 | 0 | 0 | 0 | 0 | 0 | 0 | 0 | 0 | 0 | 0 | 0 | 0 | 0 | 0 | 0 | 0 | 0 | 0 | 0 | 0 | 0 | 0 |  |  | C4 | 0 | 0 | 0 | 0 | 0 | C4 | 0 | 0 | 0 | 0 | 0 | C4 | [5 empty] | C4 | [5 empty] | 0 | [6 empty] | 0 | [6 empty] | 0 | [6 empty] | 0 | [6 empty] | 0 | [6 empty] | 0
|  |  | 0 | 0 |  | 0 | 0 | 0 | 0 | 0 |  | 0 | 0 | 0 | 0 | 0 |  | 0 | 0 | 0 | 0 | 0 |  | 0 | 0 | 0 | 0 | 0 |  | 0 | 0 | 0 | 0 | 0 |  | 0 | 0 | 0 | 0 | 0 | [22 empty] | 0 | 0 | 0 | 0 | 0 | 0 |  | 0 | 0 | 0 | 0 | 0 | 0 |  | 0 | 0 | 0 | 0 | 0 | 0 |  | 0 | 0 | 0 | 0 | 0 | 0 |  | 0 | 0 | 0 | 0 | 0 | 0 |  | 0 | 0 | 0 | 0 | 0 | 0
| [Please insert new asset category as required] |  | 0 | 0 | C1 | 0 | 0 | 0 | 0 | 0 | 0 | 0 | 0 | 0 | 0 | 0 | 0 | 0 | 0 | 0 | 0 | 0 | 0 | 0 | 0 | 0 | 0 | 0 | 0 | 0 | 0 | 0 | 0 | 0 | 0 | 0 | 0 | 0 | 0 | 0 | 0 |  |  | C1 | 0 | 0 | 0 | 0 | 0 | C1 | 0 | 0 | 0 | 0 | 0 | C1 | [5 empty] | C1 | [5 empty] | 0 | [6 empty] | 0 | [6 empty] | 0 | [6 empty] | 0 | [6 empty] | 0 | [6 empty] | 0
|  |  | 0 | 0 | C2 | 0 | 0 | 0 | 0 | 0 | 0 | 0 | 0 | 0 | 0 | 0 | 0 | 0 | 0 | 0 | 0 | 0 | 0 | 0 | 0 | 0 | 0 | 0 | 0 | 0 | 0 | 0 | 0 | 0 | 0 | 0 | 0 | 0 | 0 | 0 | 0 |  |  | C2 | 0 | 0 | 0 | 0 | 0 | C2 | 0 | 0 | 0 | 0 | 0 | C2 | [5 empty] | C2 | [5 empty] | 0 | [6 empty] | 0 | [6 empty] | 0 | [6 empty] | 0 | [6 empty] | 0 | [6 empty] | 0
|  |  | 0 | 0 | C3 | 0 | 0 | 0 | 0 | 0 | 0 | 0 | 0 | 0 | 0 | 0 | 0 | 0 | 0 | 0 | 0 | 0 | 0 | 0 | 0 | 0 | 0 | 0 | 0 | 0 | 0 | 0 | 0 | 0 | 0 | 0 | 0 | 0 | 0 | 0 | 0 |  |  | C3 | 0 | 0 | 0 | 0 | 0 | C3 | 0 | 0 | 0 | 0 | 0 | C3 | [5 empty] | C3 | [5 empty] | 0 | [6 empty] | 0 | [6 empty] | 0 | [6 empty] | 0 | [6 empty] | 0 | [6 empty] | 0
|  |  | 0 | 0 | C4 | 0 | 0 | 0 | 0 | 0 | 0 | 0 | 0 | 0 | 0 | 0 | 0 | 0 | 0 | 0 | 0 | 0 | 0 | 0 | 0 | 0 | 0 | 0 | 0 | 0 | 0 | 0 | 0 | 0 | 0 | 0 | 0 | 0 | 0 | 0 | 0 |  |  | C4 | 0 | 0 | 0 | 0 | 0 | C4 | 0 | 0 | 0 | 0 | 0 | C4 | [5 empty] | C4 | [5 empty] | 0 | [6 empty] | 0 | [6 empty] | 0 | [6 empty] | 0 | [6 empty] | 0 | [6 empty] | 0
|  |  | 0 | 0 |  | 0 | 0 | 0 | 0 | 0 |  | 0 | 0 | 0 | 0 | 0 |  | 0 | 0 | 0 | 0 | 0 |  | 0 | 0 | 0 | 0 | 0 |  | 0 | 0 | 0 | 0 | 0 |  | 0 | 0 | 0 | 0 | 0 | [22 empty] | 0 | 0 | 0 | 0 | 0 | 0 |  | 0 | 0 | 0 | 0 | 0 | 0 |  | 0 | 0 | 0 | 0 | 0 | 0 |  | 0 | 0 | 0 | 0 | 0 | 0 |  | 0 | 0 | 0 | 0 | 0 | 0 |  | 0 | 0 | 0 | 0 | 0 | 0
| [Please insert new asset category as required] |  | 0 | 0 | C1 | 0 | 0 | 0 | 0 | 0 | 0 | 0 | 0 | 0 | 0 | 0 | 0 | 0 | 0 | 0 | 0 | 0 | 0 | 0 | 0 | 0 | 0 | 0 | 0 | 0 | 0 | 0 | 0 | 0 | 0 | 0 | 0 | 0 | 0 | 0 | 0 |  |  | C1 | 0 | 0 | 0 | 0 | 0 | C1 | 0 | 0 | 0 | 0 | 0 | C1 | [5 empty] | C1 | [5 empty] | 0 | [6 empty] | 0 | [6 empty] | 0 | [6 empty] | 0 | [6 empty] | 0 | [6 empty] | 0
|  |  | 0 | 0 | C2 | 0 | 0 | 0 | 0 | 0 | 0 | 0 | 0 | 0 | 0 | 0 | 0 | 0 | 0 | 0 | 0 | 0 | 0 | 0 | 0 | 0 | 0 | 0 | 0 | 0 | 0 | 0 | 0 | 0 | 0 | 0 | 0 | 0 | 0 | 0 | 0 |  |  | C2 | 0 | 0 | 0 | 0 | 0 | C2 | 0 | 0 | 0 | 0 | 0 | C2 | [5 empty] | C2 | [5 empty] | 0 | [6 empty] | 0 | [6 empty] | 0 | [6 empty] | 0 | [6 empty] | 0 | [6 empty] | 0
|  |  | 0 | 0 | C3 | 0 | 0 | 0 | 0 | 0 | 0 | 0 | 0 | 0 | 0 | 0 | 0 | 0 | 0 | 0 | 0 | 0 | 0 | 0 | 0 | 0 | 0 | 0 | 0 | 0 | 0 | 0 | 0 | 0 | 0 | 0 | 0 | 0 | 0 | 0 | 0 |  |  | C3 | 0 | 0 | 0 | 0 | 0 | C3 | 0 | 0 | 0 | 0 | 0 | C3 | [5 empty] | C3 | [5 empty] | 0 | [6 empty] | 0 | [6 empty] | 0 | [6 empty] | 0 | [6 empty] | 0 | [6 empty] | 0
|  |  | 0 | 0 | C4 | 0 | 0 | 0 | 0 | 0 | 0 | 0 | 0 | 0 | 0 | 0 | 0 | 0 | 0 | 0 | 0 | 0 | 0 | 0 | 0 | 0 | 0 | 0 | 0 | 0 | 0 | 0 | 0 | 0 | 0 | 0 | 0 | 0 | 0 | 0 | 0 |  |  | C4 | 0 | 0 | 0 | 0 | 0 | C4 | 0 | 0 | 0 | 0 | 0 | C4 | [5 empty] | C4 | [5 empty] | 0 | [6 empty] | 0 | [6 empty] | 0 | [6 empty] | 0 | [6 empty] | 0 | [6 empty] | 0
|  |  | 0 | 0 |  | 0 | 0 | 0 | 0 | 0 |  | 0 | 0 | 0 | 0 | 0 |  | 0 | 0 | 0 | 0 | 0 |  | 0 | 0 | 0 | 0 | 0 |  | 0 | 0 | 0 | 0 | 0 |  | 0 | 0 | 0 | 0 | 0 | [22 empty] | 0 | 0 | 0 | 0 | 0 | 0 |  | 0 | 0 | 0 | 0 | 0 | 0 |  | 0 | 0 | 0 | 0 | 0 | 0 |  | 0 | 0 | 0 | 0 | 0 | 0 |  | 0 | 0 | 0 | 0 | 0 | 0 |  | 0 | 0 | 0 | 0 | 0 | 0
[63 empty] | 0 | 0 | 0 | 0 | 0 | 0 |  | 0 | 0 | 0 | 0 | 0 | 0 |  | 0 | 0 | 0 | 0 | 0 | 0 |  | 0 | 0 | 0 | 0 | 0 | 0 |  | 0 | 0 | 0 | 0 | 0 | 0 |  | 0 | 0 | 0 | 0 | 0 | 0
| TOTAL |  | 354128.1508 | 353917.2508 |  | 72451.3022 | 71951.5776 | 90155.1824 | 41509.8945 | 78060.1941 |  | 53300.2253 | 73138.8176 | 90419.2406 | 44698.7545 | 92609.2528 |  | 36924.5024 | -3735 | -6869 | -6954 | -19363.4024 |  | 68762.7186 | 63451.5668 | 83027.3243 | 46876.6726 | 92010.1412 |  | 67109.4422 | -7481 | -13840 | -13926 | -32073.3422 |  | 61864.3751 | 50676.7903 | 69942.5421 | 48073.2687 | 123570.4473 |  |  |  |  | 0 | 0 | 0 | 0 | 0 |  | 0 | 0 | 0 | 0 | 0 | [7 empty] | 492356.0304 | 1587490.0269 | 2339626.2433 | 2537482.7895 | 10252602.555 | 17209557.6451 |  | 660900.0676 | 1566262.4043 | 2333632.2168 | 2393800.4491 | 8536047.6173 | 15490642.7551 |  | 627533.706 | 1382470.2477 | 2190134.857 | 2567512.5339 | 10284422.176 | 17052073.5206 |  | 940869.3847 | 1346643.4966 | 2037553.0853 | 2115951.9204 | 8106771.603 | 14547789.4899 |  | 559283.68 | 1103634.9497 | 1934452.5262 | 2545975.557 | 13885663.5431 | 20029010.2559 |  | 1137690.9362 | 1031580.1267 | 1628602.4944 | 1690537.3348 | 10067446.1255 | 15555857.0176
Health Index Definitions
|  |  | HI1 | New or as new | [57 empty] | LV Network | 164597.3805 | 286070.8004 | 399890.5566 | 549895.4354 | 6203006.5511 | 7603460.7238 | LV Network | 230786.5817 | 283282.5566 | 397207.3292 | 539787.1176 | 5426229.5305 | 6877293.1157 | LV Network | 221965.815 | 258029.56 | 402772.0171 | 498341.0482 | 5744680.8716 | 7125789.3119 | LV Network | 373339.5226 | 233950.0328 | 338844.1838 | 385369.7811 | 4470885.3405 | 5802388.8608 | LV Network | 207246.6967 | 215854.8658 | 409231.1141 | 430055.822 | 6286311.6755 | 7548700.1741 | LV Network | 467247.9852 | 167762.6758 | 280981.3411 | 195966.6523 | 4290027.0834 | 5401985.7378
|  |  | HI2 | Good or seviceable condition | [57 empty] | HV Network | 219728.9081 | 733831.0825 | 1405808.5784 | 1242927.841 | 2512312.2981 | 6114608.7081 | HV Network | 293469.8753 | 718189.3616 | 1405029.8205 | 1131327.113 | 1909308.1392 | 5457324.3097 | HV Network | 278490.7696 | 633855.0712 | 1239594.4411 | 1417445.3839 | 2709558.1348 | 6278943.8006 | HV Network | 398005.8387 | 591112.0238 | 1160496.5267 | 1238127.5976 | 2156122.0965 | 5543864.0832 | HV Network | 245674.4017 | 512245.5646 | 953196.6572 | 1543049.0636 | 4776898.5677 | 8031064.2548 | HV Network | 474286.3312 | 426423.3 | 794812.9085 | 1184971.492 | 3801830.5679 | 6682324.5995
|  |  | HI3 | Deterioration requires assessment and monitoring | [57 empty] | EHV Network | 83892.7474 | 476959.1223 | 449662.6212 | 632616.6906 | 895242.4376 | 2538373.6191 | EHV Network | 100600.4516 | 475417.7013 | 447810.8463 | 625450.3139 | 693779.095 | 2343058.4082 | EHV Network | 95478.6432 | 406175.2175 | 471083.5328 | 560132.409 | 1198762.3969 | 2731632.1994 | EHV Network | 128189.6073 | 424736.3186 | 461527.5088 | 441887.7079 | 962462.8663 | 2418804.009 | EHV Network | 80535.2794 | 310627.4622 | 496946.7634 | 452009.9722 | 2056040.6084 | 3396160.0857 | EHV Network | 144088.5888 | 346408.9783 | 477730.2534 | 273393.7965 | 1527829.1843 | 2769450.8013
|  |  | HI4 | Material deterioration, intervention requires consideration | [57 empty] | 132kV Network | 24136.9945 | 90629.0217 | 84264.4872 | 112042.8225 | 642041.2682 | 953114.594 | 132kV Network | 36043.159 | 89372.7847 | 83584.2208 | 97235.9046 | 506730.8525 | 812966.9216 | 132kV Network | 31598.4782 | 84410.3991 | 76684.8659 | 91593.6928 | 631420.7727 | 915708.2087 | 132kV Network | 41334.4161 | 96845.1213 | 76684.8659 | 50566.8338 | 517301.2998 | 782732.537 | 132kV Network | 25827.3022 | 64907.0571 | 75077.9914 | 120860.6991 | 766412.6914 | 1053085.7413 | 132kV Network | 52068.0311 | 90985.1725 | 75077.9914 | 36205.394 | 447759.29 | 702095.879
|  |  | HI5 | End of serviceable life, intervention required | [57 empty] | Other | 0 | 0 | 0 | 0 | 0 | 0 | Other | 0 | 0 | 0 | 0 | 0 | 0 | Other | 0 | 0 | 0 | 0 | 0 | 0 | Other | 0 | 0 | 0 | 0 | 0 | 0 | Other | 0 | 0 | 0 | 0 | 0 | 0 | Other | 0 | 0 | 0 | 0 | 0 | 0
[62 empty] | Total | 492356.0304 | 1587490.0269 | 2339626.2433 | 2537482.7895 | 10252602.555 | 17209557.6451 | Total | 660900.0676 | 1566262.4043 | 2333632.2168 | 2393800.4491 | 8536047.6173 | 15490642.7551 | Total | 627533.706 | 1382470.2477 | 2190134.857 | 2567512.5339 | 10284422.176 | 17052073.5206 | Total | 940869.3847 | 1346643.4966 | 2037553.0853 | 2115951.9204 | 8106771.603 | 14547789.4899 | Total | 559283.68 | 1103634.9497 | 1934452.5262 | 2545975.557 | 13885663.5431 | 20029010.2559 | Total | 1137690.9362 | 1031580.1267 | 1628602.4944 | 1690537.3348 | 10067446.1255 | 15555857.0176
Criticality Index Definitions
|  |  | C1 | Low criticality
|  |  | C2 | Average criticality
|  |  | C3 | High criticality
|  |  | C4 | Very high criticality

## SPMW - Asset Rep
HI3: Secondary deliverables RIIO-ED1 - Asset replacement | [50 empty] | Criticality weightings C1 to C4 | Criticality Rating Boundaries
SPMW | [49 empty] | C1 | 0.7 | Below 75% of average
[50 empty] | C2 | 1 | 75%-125%
[50 empty] | C3 | 1.5 | 125%-200%
[50 empty] | C4 | 2.5 | Over 200% of average
Price base (2012/13)
| ASSET CATEGORIES |  | ASSET REGISTER |  |  | End of DPCR5 (31 March 2015) with investment | [5 empty] | End of DPCR5 (31 March 2015) without investment | [5 empty] | Mid-Period Review (31 March 2019) planned investment | [5 empty] | Mid-Period Review (31 March 2019) without investment | [5 empty] | End of RIIO-ED1 (31 March 2023) planned investment | [5 empty] | End of RIIO-ED1 (31 March 2023) without investment | [8 empty] | Probability of failure | [5 empty] | Criticality/consequence of failure | [5 empty] | Probability of failure x Consequence of failure
Is it your current intention to have a health index for this asset category in the RIIO-ED1 control period.
|  |  | as at 31st March 2015 | as at 31st March 2023 |  | HI 1 | HI 2 | HI 3 | HI 4 | HI 5 |  | HI 1 | HI 2 | HI 3 | HI 4 | HI 5 |  | HI 1 | HI 2 | HI 3 | HI 4 | HI 5 |  | HI 1 | HI 2 | HI 3 | HI 4 | HI 5 |  | HI 1 | HI 2 | HI 3 | HI 4 | HI 5 |  | HI 1 | HI 2 | HI 3 | HI 4 | HI 5 |  |  |  |  | HI 1 | HI 2 | HI 3 | HI 4 | HI 5 |  | HI 1 | HI 2 | HI 3 | HI 4 | HI 5 |  | HI 1 | HI 2 | HI 3 | HI 4 | HI 5 |  | End of DPCR5 (without investment) | [6 empty] | Position at Beginning of RIIO-ED1 | [6 empty] | Mid Period (Without Investment) | [6 empty] | Mid Period (With Investment) | [6 empty] | End of RIIO-ED1 (Without Investment) | [6 empty] | End of RIIO-ED1 (With Investment)
| LV Network | [61 empty] | 1 | 2 | 3 | 4 | 5 | Total |  | 1 | 2 | 3 | 4 | 5 | Total |  | 1 | 2 | 3 | 4 | 5 | Total |  | 1 | 2 | 3 | 4 | 5 | Total |  | 1 | 2 | 3 | 4 | 5 | Total |  | 1 | 2 | 3 | 4 | 5 | Total
| LV Switchgear and Other |  | 0 | 0 | C1 | 0 | 0 | 0 | 0 | 0 | 0 | 0 | 0 | 0 | 0 | 0 | 0 | 0 | 0 | 0 | 0 | 0 | 0 | 0 | 0 | 0 | 0 | 0 | 0 | 0 | 0 | 0 | 0 | 0 | 0 | 0 | 0 | 0 | 0 | 0 | 0 | Yes |  | C1 | 0.0001663 | 0.00035233 | 0.0004974 | 0.0010363 | 0.0020725 | C1 | 0 | 0 | 0 | 0 | 0 | C1 | [5 empty] | C1 | [5 empty] | 0 | [6 empty] | 0 | [6 empty] | 0 | [6 empty] | 0 | [6 empty] | 0 | [6 empty] | 0
|  |  | 0 | 0 | C2 | 0 | 0 | 0 | 0 | 0 | 0 | 0 | 0 | 0 | 0 | 0 | 0 | 0 | 0 | 0 | 0 | 0 | 0 | 0 | 0 | 0 | 0 | 0 | 0 | 0 | 0 | 0 | 0 | 0 | 0 | 0 | 0 | 0 | 0 | 0 | 0 | No |  | C2 | 0.0001663 | 0.00035233 | 0.0004974 | 0.0010363 | 0.0020725 | C2 | 0 | 0 | 0 | 0 | 0 | C2 | [5 empty] | C2 | [5 empty] | 0 | [6 empty] | 0 | [6 empty] | 0 | [6 empty] | 0 | [6 empty] | 0 | [6 empty] | 0
|  |  | 0 | 0 | C3 | 0 | 0 | 0 | 0 | 0 | 0 | 0 | 0 | 0 | 0 | 0 | 0 | 0 | 0 | 0 | 0 | 0 | 0 | 0 | 0 | 0 | 0 | 0 | 0 | 0 | 0 | 0 | 0 | 0 | 0 | 0 | 0 | 0 | 0 | 0 | 0 |  |  | C3 | 0.0001663 | 0.00035233 | 0.0004974 | 0.0010363 | 0.0020725 | C3 | 0 | 0 | 0 | 0 | 0 | C3 | [5 empty] | C3 | [5 empty] | 0 | [6 empty] | 0 | [6 empty] | 0 | [6 empty] | 0 | [6 empty] | 0 | [6 empty] | 0
|  |  | 0 | 0 | C4 | 0 | 0 | 0 | 0 | 0 | 0 | 0 | 0 | 0 | 0 | 0 | 0 | 0 | 0 | 0 | 0 | 0 | 0 | 0 | 0 | 0 | 0 | 0 | 0 | 0 | 0 | 0 | 0 | 0 | 0 | 0 | 0 | 0 | 0 | 0 | 0 |  |  | C4 | 0.0001663 | 0.00035233 | 0.0004974 | 0.0010363 | 0.0020725 | C4 | 0 | 0 | 0 | 0 | 0 | C4 | [5 empty] | C4 | [5 empty] | 0 | [6 empty] | 0 | [6 empty] | 0 | [6 empty] | 0 | [6 empty] | 0 | [6 empty] | 0
|  |  | 0 | 0 |  | 0 | 0 | 0 | 0 | 0 |  | 0 | 0 | 0 | 0 | 0 |  | 0 | 0 | 0 | 0 | 0 |  | 0 | 0 | 0 | 0 | 0 |  | 0 | 0 | 0 | 0 | 0 |  | 0 | 0 | 0 | 0 | 0 | [22 empty] | 0 | 0 | 0 | 0 | 0 | 0 |  | 0 | 0 | 0 | 0 | 0 | 0 |  | 0 | 0 | 0 | 0 | 0 | 0 |  | 0 | 0 | 0 | 0 | 0 | 0 |  | 0 | 0 | 0 | 0 | 0 | 0 |  | 0 | 0 | 0 | 0 | 0 | 0
| LV UGB |  | 0 | 0 | C1 | 0 | 0 | 0 | 0 | 0 | 0 | 0 | 0 | 0 | 0 | 0 | 0 | 0 | 0 | 0 | 0 | 0 | 0 | 0 | 0 | 0 | 0 | 0 | 0 | 0 | 0 | 0 | 0 | 0 | 0 | 0 | 0 | 0 | 0 | 0 | 0 |  |  | C1 | 0.0010805 | 0.002295 | 0.00324 | 0.00675 | 0.0135 | C1 | 0 | 0 | 0 | 0 | 0 | C1 | [5 empty] | C1 | [5 empty] | 0 | [6 empty] | 0 | [6 empty] | 0 | [6 empty] | 0 | [6 empty] | 0 | [6 empty] | 0
|  |  | 0 | 0 | C2 | 0 | 0 | 0 | 0 | 0 | 0 | 0 | 0 | 0 | 0 | 0 | 0 | 0 | 0 | 0 | 0 | 0 | 0 | 0 | 0 | 0 | 0 | 0 | 0 | 0 | 0 | 0 | 0 | 0 | 0 | 0 | 0 | 0 | 0 | 0 | 0 |  |  | C2 | 0.0010805 | 0.002295 | 0.00324 | 0.00675 | 0.0135 | C2 | 0 | 0 | 0 | 0 | 0 | C2 | [5 empty] | C2 | [5 empty] | 0 | [6 empty] | 0 | [6 empty] | 0 | [6 empty] | 0 | [6 empty] | 0 | [6 empty] | 0
|  |  | 0 | 0 | C3 | 0 | 0 | 0 | 0 | 0 | 0 | 0 | 0 | 0 | 0 | 0 | 0 | 0 | 0 | 0 | 0 | 0 | 0 | 0 | 0 | 0 | 0 | 0 | 0 | 0 | 0 | 0 | 0 | 0 | 0 | 0 | 0 | 0 | 0 | 0 | 0 |  |  | C3 | 0.0010805 | 0.002295 | 0.00324 | 0.00675 | 0.0135 | C3 | 0 | 0 | 0 | 0 | 0 | C3 | [5 empty] | C3 | [5 empty] | 0 | [6 empty] | 0 | [6 empty] | 0 | [6 empty] | 0 | [6 empty] | 0 | [6 empty] | 0
|  |  | 0 | 0 | C4 | 0 | 0 | 0 | 0 | 0 | 0 | 0 | 0 | 0 | 0 | 0 | 0 | 0 | 0 | 0 | 0 | 0 | 0 | 0 | 0 | 0 | 0 | 0 | 0 | 0 | 0 | 0 | 0 | 0 | 0 | 0 | 0 | 0 | 0 | 0 | 0 |  |  | C4 | 0.0010805 | 0.002295 | 0.00324 | 0.00675 | 0.0135 | C4 | 0 | 0 | 0 | 0 | 0 | C4 | [5 empty] | C4 | [5 empty] | 0 | [6 empty] | 0 | [6 empty] | 0 | [6 empty] | 0 | [6 empty] | 0 | [6 empty] | 0
|  |  | 0 | 0 |  | 0 | 0 | 0 | 0 | 0 |  | 0 | 0 | 0 | 0 | 0 |  | 0 | 0 | 0 | 0 | 0 |  | 0 | 0 | 0 | 0 | 0 |  | 0 | 0 | 0 | 0 | 0 |  | 0 | 0 | 0 | 0 | 0 | [22 empty] | 0 | 0 | 0 | 0 | 0 | 0 |  | 0 | 0 | 0 | 0 | 0 | 0 |  | 0 | 0 | 0 | 0 | 0 | 0 |  | 0 | 0 | 0 | 0 | 0 | 0 |  | 0 | 0 | 0 | 0 | 0 | 0 |  | 0 | 0 | 0 | 0 | 0 | 0
| LV OHL Support |  | 59303 | 59466 | C1 | 13020 | 7491 | 7587 | 6288 | 24917 | 59303 | 9200 | 7565 | 7638 | 6406 | 28483 | 59292 | 8477 | 0 | -1217 | -1229 | -5959 | 72 | 12484 | 6860 | 7666 | 5418 | 26875 | 59303 | 14369 | 0 | -2420 | -2224 | -9562 | 163 | 11601 | 5785 | 7722 | 4086 | 30109 | 59303 |  |  | C1 | 0.0009005 | 0.0019125 | 0.0027 | 0.005625 | 0.01125 | C1 | 6118.3073 | 6118.3073 | 6118.3073 | 6118.3073 | 6118.3073 | C1 | 5.5095 | 11.7013 | 16.5194 | 34.4155 | 68.831 | C1 | 50687.7289 | 88520.0528 | 126175.4047 | 220465.5566 | 1960512.1603 | 2446360.9033 |  | 71734.1554 | 87654.1594 | 125332.9138 | 216404.5301 | 1715060.9661 | 2216186.7248 |  | 68781.0443 | 80270.6625 | 126637.9487 | 186463.0637 | 1849831.9808 | 2311984.7 |  | 115485.3788 | 80270.6625 | 106533.8027 | 144166.4403 | 1439668.3055 | 1886124.5898 |  | 63916.1242 | 67691.8051 | 127563.0368 | 140621.646 | 2072431.2971 | 2472223.9092 |  | 143082.6434 | 67691.8051 | 87586.0167 | 64081.6214 | 1414269.6822 | 1776711.7687
|  |  | 47582 | 47727 | C2 | 10920 | 6430 | 6452 | 3905 | 19875 | 47582 | 7888 | 6494 | 6495 | 3977 | 22720 | 47574 | 7206 | -596 | -1034 | -847 | -4647 | 82 | 10515 | 5858 | 6517 | 3736 | 20956 | 47582 | 12508 | -1187 | -2077 | -1826 | -7273 | 145 | 9834 | 4858 | 6629 | 3357 | 22904 | 47582 |  |  | C2 | 0.0009005 | 0.0019125 | 0.0027 | 0.005625 | 0.01125 | C2 | 8740.439 | 8740.439 | 8740.439 | 8740.439 | 8740.439 | C2 | 7.8708 | 16.7161 | 23.5992 | 49.165 | 98.3299 | C2 | 62084.5971 | 108554.2863 | 153276.7092 | 195529.0841 | 2234056.2181 | 2753500.8947 |  | 85948.7577 | 107484.4565 | 152261.9442 | 191989.2062 | 1954307.5411 | 2491991.9058 |  | 82761.0977 | 97922.8532 | 153795.8913 | 183680.3264 | 2060602.2054 | 2578762.374 |  | 139477.8328 | 87960.0638 | 129394.3336 | 142037.5971 | 1603662.978 | 2102532.8054 |  | 77401.1065 | 81206.7636 | 156439 | 165046.8029 | 2252148.9269 | 2732242.5999 |  | 175848.6395 | 61364.7651 | 107423.492 | 75271.5684 | 1536995.2793 | 1956903.7443
|  |  | 11511 | 11341 | C3 | 2737 | 1422 | 1454 | 735 | 5163 | 11511 | 1958 | 1436 | 1464 | 749 | 5902 | 11509 | 1735 | -228 | -237 | -162 | -1194 | -86 | 2630 | 1289 | 1491 | 715 | 5386 | 11511 | 2970 | -465 | -469 | -384 | -1822 | -170 | 2471 | 1102 | 1496 | 705 | 5737 | 11511 |  |  | C3 | 0.0009005 | 0.0019125 | 0.0027 | 0.005625 | 0.01125 | C3 | 13110.6586 | 13110.6586 | 13110.6586 | 13110.6586 | 13110.6586 | C3 | 11.8061 | 25.0741 | 35.3988 | 73.7475 | 147.4949 | C3 | 23116.4378 | 36006.4571 | 51823.8111 | 55236.8433 | 870514.9515 | 1036698.501 |  | 32313.4272 | 35655.4192 | 51469.8234 | 54204.379 | 761516.214 | 935159.2627 |  | 31050.1693 | 32320.5594 | 52779.5782 | 52729.4299 | 794407.5786 | 963287.3153 |  | 51533.8362 | 26603.6567 | 44390.0677 | 40782.3423 | 618298.6575 | 781608.5604 |  | 29172.9918 | 27631.6962 | 52956.572 | 51991.9553 | 846178.2916 | 1007931.507 |  | 64237.2514 | 15972.2237 | 36354.5451 | 23672.9329 | 577442.5678 | 717679.5209
|  |  | 9161 | 9023 | C4 | 2073 | 1256 | 1155 | 628 | 4049 | 9161 | 1459 | 1268 | 1163 | 640 | 4629 | 9159 | 1396 | -201 | -187 | -139 | -938 | -69 | 2001 | 1137 | 1179 | 614 | 4230 | 9161 | 2405 | -397 | -384 | -321 | -1441 | -138 | 1868 | 941 | 1225 | 589 | 4538 | 9161 |  |  | C4 | 0.0009005 | 0.0019125 | 0.0027 | 0.005625 | 0.01125 | C4 | 21851.0976 | 21851.0976 | 21851.0976 | 21851.0976 | 21851.0976 | C4 | 19.6769 | 41.7902 | 58.998 | 122.9124 | 245.8248 | C4 | 28708.6166 | 52990.0042 | 68614.6316 | 78663.9513 | 1137923.2211 | 1366900.4249 |  | 40790.2414 | 52488.5215 | 68142.6478 | 77189.0023 | 995344.8093 | 1233955.2224 |  | 39373.5037 | 47515.4849 | 69558.599 | 75468.2283 | 1039839.1068 | 1271754.9226 |  | 66842.4748 | 39115.6498 | 58525.9798 | 58383.4014 | 809255.3994 | 1032122.9052 |  | 36756.4742 | 39324.6009 | 72272.5053 | 72395.4177 | 1115553.16 | 1336302.1581 |  | 84079.4509 | 22733.8819 | 49617.2873 | 32940.5296 | 761319.5541 | 950690.7038
|  |  | 127557 | 127557 |  | 28750 | 16599 | 16648 | 11556 | 54004 |  | 20505 | 16763 | 16760 | 11772 | 61734 |  | 18814 | -1025 | -2675 | -2377 | -12738 |  | 27630 | 15144 | 16853 | 10483 | 57447 |  | 32252 | -2049 | -5350 | -4755 | -20098 |  | 25774 | 12686 | 17072 | 8737 | 63288 | [22 empty] | 164597.3805 | 286070.8004 | 399890.5566 | 549895.4354 | 6203006.5511 | 7603460.7238 |  | 230786.5817 | 283282.5566 | 397207.3292 | 539787.1176 | 5426229.5305 | 6877293.1157 |  | 221965.815 | 258029.56 | 402772.0171 | 498341.0482 | 5744680.8716 | 7125789.3119 |  | 373339.5226 | 233950.0328 | 338844.1838 | 385369.7811 | 4470885.3405 | 5802388.8608 |  | 207246.6967 | 215854.8658 | 409231.1141 | 430055.822 | 6286311.6755 | 7548700.1741 |  | 467247.9852 | 167762.6758 | 280981.3411 | 195966.6523 | 4290027.0834 | 5401985.7378
| [Please insert new asset category as required] |  | 0 | 0 | C1 | 0 | 0 | 0 | 0 | 0 | 0 | 0 | 0 | 0 | 0 | 0 | 0 | 0 | 0 | 0 | 0 | 0 | 0 | 0 | 0 | 0 | 0 | 0 | 0 | 0 | 0 | 0 | 0 | 0 | 0 | 0 | 0 | 0 | 0 | 0 | 0 |  |  | C1 | 0.0001605 | 0.00034 | 0.00048 | 0.001 | 0.002 | C1 | 0 | 0 | 0 | 0 | 0 | C1 | [5 empty] | C1 | [5 empty] | 0 | [6 empty] | 0 | [6 empty] | 0 | [6 empty] | 0 | [6 empty] | 0 | [6 empty] | 0
|  |  | 0 | 0 | C2 | 0 | 0 | 0 | 0 | 0 | 0 | 0 | 0 | 0 | 0 | 0 | 0 | 0 | 0 | 0 | 0 | 0 | 0 | 0 | 0 | 0 | 0 | 0 | 0 | 0 | 0 | 0 | 0 | 0 | 0 | 0 | 0 | 0 | 0 | 0 | 0 |  |  | C2 | 0.0001605 | 0.00034 | 0.00048 | 0.001 | 0.002 | C2 | 0 | 0 | 0 | 0 | 0 | C2 | [5 empty] | C2 | [5 empty] | 0 | [6 empty] | 0 | [6 empty] | 0 | [6 empty] | 0 | [6 empty] | 0 | [6 empty] | 0
|  |  | 0 | 0 | C3 | 0 | 0 | 0 | 0 | 0 | 0 | 0 | 0 | 0 | 0 | 0 | 0 | 0 | 0 | 0 | 0 | 0 | 0 | 0 | 0 | 0 | 0 | 0 | 0 | 0 | 0 | 0 | 0 | 0 | 0 | 0 | 0 | 0 | 0 | 0 | 0 |  |  | C3 | 0.0001605 | 0.00034 | 0.00048 | 0.001 | 0.002 | C3 | 0 | 0 | 0 | 0 | 0 | C3 | [5 empty] | C3 | [5 empty] | 0 | [6 empty] | 0 | [6 empty] | 0 | [6 empty] | 0 | [6 empty] | 0 | [6 empty] | 0
|  |  | 0 | 0 | C4 | 0 | 0 | 0 | 0 | 0 | 0 | 0 | 0 | 0 | 0 | 0 | 0 | 0 | 0 | 0 | 0 | 0 | 0 | 0 | 0 | 0 | 0 | 0 | 0 | 0 | 0 | 0 | 0 | 0 | 0 | 0 | 0 | 0 | 0 | 0 | 0 |  |  | C4 | 0.0001605 | 0.00034 | 0.00048 | 0.001 | 0.002 | C4 | 0 | 0 | 0 | 0 | 0 | C4 | [5 empty] | C4 | [5 empty] | 0 | [6 empty] | 0 | [6 empty] | 0 | [6 empty] | 0 | [6 empty] | 0 | [6 empty] | 0
|  |  | 0 | 0 |  | 0 | 0 | 0 | 0 | 0 |  | 0 | 0 | 0 | 0 | 0 |  | 0 | 0 | 0 | 0 | 0 |  | 0 | 0 | 0 | 0 | 0 |  | 0 | 0 | 0 | 0 | 0 |  | 0 | 0 | 0 | 0 | 0 | [22 empty] | 0 | 0 | 0 | 0 | 0 | 0 |  | 0 | 0 | 0 | 0 | 0 | 0 |  | 0 | 0 | 0 | 0 | 0 | 0 |  | 0 | 0 | 0 | 0 | 0 | 0 |  | 0 | 0 | 0 | 0 | 0 | 0 |  | 0 | 0 | 0 | 0 | 0 | 0
| [Please insert new asset category as required] |  | 0 | 0 | C1 | 0 | 0 | 0 | 0 | 0 | 0 | 0 | 0 | 0 | 0 | 0 | 0 | 0 | 0 | 0 | 0 | 0 | 0 | 0 | 0 | 0 | 0 | 0 | 0 | 0 | 0 | 0 | 0 | 0 | 0 | 0 | 0 | 0 | 0 | 0 | 0 |  |  | C1 | 0.0005885 | 0.0012495 | 0.001764 | 0.003675 | 0.00735 | C1 | 0 | 0 | 0 | 0 | 0 | C1 | [5 empty] | C1 | [5 empty] | 0 | [6 empty] | 0 | [6 empty] | 0 | [6 empty] | 0 | [6 empty] | 0 | [6 empty] | 0
|  |  | 0 | 0 | C2 | 0 | 0 | 0 | 0 | 0 | 0 | 0 | 0 | 0 | 0 | 0 | 0 | 0 | 0 | 0 | 0 | 0 | 0 | 0 | 0 | 0 | 0 | 0 | 0 | 0 | 0 | 0 | 0 | 0 | 0 | 0 | 0 | 0 | 0 | 0 | 0 |  |  | C2 | 0.0005885 | 0.0012495 | 0.001764 | 0.003675 | 0.00735 | C2 | 0 | 0 | 0 | 0 | 0 | C2 | [5 empty] | C2 | [5 empty] | 0 | [6 empty] | 0 | [6 empty] | 0 | [6 empty] | 0 | [6 empty] | 0 | [6 empty] | 0
|  |  | 0 | 0 | C3 | 0 | 0 | 0 | 0 | 0 | 0 | 0 | 0 | 0 | 0 | 0 | 0 | 0 | 0 | 0 | 0 | 0 | 0 | 0 | 0 | 0 | 0 | 0 | 0 | 0 | 0 | 0 | 0 | 0 | 0 | 0 | 0 | 0 | 0 | 0 | 0 |  |  | C3 | 0.0005885 | 0.0012495 | 0.001764 | 0.003675 | 0.00735 | C3 | 0 | 0 | 0 | 0 | 0 | C3 | [5 empty] | C3 | [5 empty] | 0 | [6 empty] | 0 | [6 empty] | 0 | [6 empty] | 0 | [6 empty] | 0 | [6 empty] | 0
|  |  | 0 | 0 | C4 | 0 | 0 | 0 | 0 | 0 | 0 | 0 | 0 | 0 | 0 | 0 | 0 | 0 | 0 | 0 | 0 | 0 | 0 | 0 | 0 | 0 | 0 | 0 | 0 | 0 | 0 | 0 | 0 | 0 | 0 | 0 | 0 | 0 | 0 | 0 | 0 |  |  | C4 | 0.0005885 | 0.0012495 | 0.001764 | 0.003675 | 0.00735 | C4 | 0 | 0 | 0 | 0 | 0 | C4 | [5 empty] | C4 | [5 empty] | 0 | [6 empty] | 0 | [6 empty] | 0 | [6 empty] | 0 | [6 empty] | 0 | [6 empty] | 0
|  |  | 0 | 0 |  | 0 | 0 | 0 | 0 | 0 |  | 0 | 0 | 0 | 0 | 0 |  | 0 | 0 | 0 | 0 | 0 |  | 0 | 0 | 0 | 0 | 0 |  | 0 | 0 | 0 | 0 | 0 |  | 0 | 0 | 0 | 0 | 0 | [22 empty] | 0 | 0 | 0 | 0 | 0 | 0 |  | 0 | 0 | 0 | 0 | 0 | 0 |  | 0 | 0 | 0 | 0 | 0 | 0 |  | 0 | 0 | 0 | 0 | 0 | 0 |  | 0 | 0 | 0 | 0 | 0 | 0 |  | 0 | 0 | 0 | 0 | 0 | 0
| [Please insert new asset category as required] |  | 0 | 0 | C1 | 0 | 0 | 0 | 0 | 0 | 0 | 0 | 0 | 0 | 0 | 0 | 0 | 0 | 0 | 0 | 0 | 0 | 0 | 0 | 0 | 0 | 0 | 0 | 0 | 0 | 0 | 0 | 0 | 0 | 0 | 0 | 0 | 0 | 0 | 0 | 0 |  |  | C1 | 0 | 0 | 0 | 0 | 0 | C1 | 0 | 0 | 0 | 0 | 0 | C1 | [5 empty] | C1 | [5 empty] | 0 | [6 empty] | 0 | [6 empty] | 0 | [6 empty] | 0 | [6 empty] | 0 | [6 empty] | 0
|  |  | 0 | 0 | C2 | 0 | 0 | 0 | 0 | 0 | 0 | 0 | 0 | 0 | 0 | 0 | 0 | 0 | 0 | 0 | 0 | 0 | 0 | 0 | 0 | 0 | 0 | 0 | 0 | 0 | 0 | 0 | 0 | 0 | 0 | 0 | 0 | 0 | 0 | 0 | 0 |  |  | C2 | 0 | 0 | 0 | 0 | 0 | C2 | 0 | 0 | 0 | 0 | 0 | C2 | [5 empty] | C2 | [5 empty] | 0 | [6 empty] | 0 | [6 empty] | 0 | [6 empty] | 0 | [6 empty] | 0 | [6 empty] | 0
|  |  | 0 | 0 | C3 | 0 | 0 | 0 | 0 | 0 | 0 | 0 | 0 | 0 | 0 | 0 | 0 | 0 | 0 | 0 | 0 | 0 | 0 | 0 | 0 | 0 | 0 | 0 | 0 | 0 | 0 | 0 | 0 | 0 | 0 | 0 | 0 | 0 | 0 | 0 | 0 |  |  | C3 | 0 | 0 | 0 | 0 | 0 | C3 | 0 | 0 | 0 | 0 | 0 | C3 | [5 empty] | C3 | [5 empty] | 0 | [6 empty] | 0 | [6 empty] | 0 | [6 empty] | 0 | [6 empty] | 0 | [6 empty] | 0
|  |  | 0 | 0 | C4 | 0 | 0 | 0 | 0 | 0 | 0 | 0 | 0 | 0 | 0 | 0 | 0 | 0 | 0 | 0 | 0 | 0 | 0 | 0 | 0 | 0 | 0 | 0 | 0 | 0 | 0 | 0 | 0 | 0 | 0 | 0 | 0 | 0 | 0 | 0 | 0 |  |  | C4 | 0 | 0 | 0 | 0 | 0 | C4 | 0 | 0 | 0 | 0 | 0 | C4 | [5 empty] | C4 | [5 empty] | 0 | [6 empty] | 0 | [6 empty] | 0 | [6 empty] | 0 | [6 empty] | 0 | [6 empty] | 0
|  |  | 0 | 0 |  | 0 | 0 | 0 | 0 | 0 |  | 0 | 0 | 0 | 0 | 0 |  | 0 | 0 | 0 | 0 | 0 |  | 0 | 0 | 0 | 0 | 0 |  | 0 | 0 | 0 | 0 | 0 |  | 0 | 0 | 0 | 0 | 0 | [22 empty] | 0 | 0 | 0 | 0 | 0 | 0 |  | 0 | 0 | 0 | 0 | 0 | 0 |  | 0 | 0 | 0 | 0 | 0 | 0 |  | 0 | 0 | 0 | 0 | 0 | 0 |  | 0 | 0 | 0 | 0 | 0 | 0 |  | 0 | 0 | 0 | 0 | 0 | 0
| [Please insert new asset category as required] |  | 0 | 0 | C1 | 0 | 0 | 0 | 0 | 0 | 0 | 0 | 0 | 0 | 0 | 0 | 0 | 0 | 0 | 0 | 0 | 0 | 0 | 0 | 0 | 0 | 0 | 0 | 0 | 0 | 0 | 0 | 0 | 0 | 0 | 0 | 0 | 0 | 0 | 0 | 0 |  |  | C1 | 0 | 0 | 0 | 0 | 0 | C1 | 0 | 0 | 0 | 0 | 0 | C1 | [5 empty] | C1 | [5 empty] | 0 | [6 empty] | 0 | [6 empty] | 0 | [6 empty] | 0 | [6 empty] | 0 | [6 empty] | 0
|  |  | 0 | 0 | C2 | 0 | 0 | 0 | 0 | 0 | 0 | 0 | 0 | 0 | 0 | 0 | 0 | 0 | 0 | 0 | 0 | 0 | 0 | 0 | 0 | 0 | 0 | 0 | 0 | 0 | 0 | 0 | 0 | 0 | 0 | 0 | 0 | 0 | 0 | 0 | 0 |  |  | C2 | 0 | 0 | 0 | 0 | 0 | C2 | 0 | 0 | 0 | 0 | 0 | C2 | [5 empty] | C2 | [5 empty] | 0 | [6 empty] | 0 | [6 empty] | 0 | [6 empty] | 0 | [6 empty] | 0 | [6 empty] | 0
|  |  | 0 | 0 | C3 | 0 | 0 | 0 | 0 | 0 | 0 | 0 | 0 | 0 | 0 | 0 | 0 | 0 | 0 | 0 | 0 | 0 | 0 | 0 | 0 | 0 | 0 | 0 | 0 | 0 | 0 | 0 | 0 | 0 | 0 | 0 | 0 | 0 | 0 | 0 | 0 |  |  | C3 | 0 | 0 | 0 | 0 | 0 | C3 | 0 | 0 | 0 | 0 | 0 | C3 | [5 empty] | C3 | [5 empty] | 0 | [6 empty] | 0 | [6 empty] | 0 | [6 empty] | 0 | [6 empty] | 0 | [6 empty] | 0
|  |  | 0 | 0 | C4 | 0 | 0 | 0 | 0 | 0 | 0 | 0 | 0 | 0 | 0 | 0 | 0 | 0 | 0 | 0 | 0 | 0 | 0 | 0 | 0 | 0 | 0 | 0 | 0 | 0 | 0 | 0 | 0 | 0 | 0 | 0 | 0 | 0 | 0 | 0 | 0 |  |  | C4 | 0 | 0 | 0 | 0 | 0 | C4 | 0 | 0 | 0 | 0 | 0 | C4 | [5 empty] | C4 | [5 empty] | 0 | [6 empty] | 0 | [6 empty] | 0 | [6 empty] | 0 | [6 empty] | 0 | [6 empty] | 0
|  |  | 0 | 0 |  | 0 | 0 | 0 | 0 | 0 |  | 0 | 0 | 0 | 0 | 0 |  | 0 | 0 | 0 | 0 | 0 |  | 0 | 0 | 0 | 0 | 0 |  | 0 | 0 | 0 | 0 | 0 |  | 0 | 0 | 0 | 0 | 0 | [22 empty] | 0 | 0 | 0 | 0 | 0 | 0 |  | 0 | 0 | 0 | 0 | 0 | 0 |  | 0 | 0 | 0 | 0 | 0 | 0 |  | 0 | 0 | 0 | 0 | 0 | 0 |  | 0 | 0 | 0 | 0 | 0 | 0 |  | 0 | 0 | 0 | 0 | 0 | 0
| [Please insert new asset category as required] |  | 0 | 0 | C1 | 0 | 0 | 0 | 0 | 0 | 0 | 0 | 0 | 0 | 0 | 0 | 0 | 0 | 0 | 0 | 0 | 0 | 0 | 0 | 0 | 0 | 0 | 0 | 0 | 0 | 0 | 0 | 0 | 0 | 0 | 0 | 0 | 0 | 0 | 0 | 0 |  |  | C1 | 0 | 0 | 0 | 0 | 0 | C1 | 0 | 0 | 0 | 0 | 0 | C1 | [5 empty] | C1 | [5 empty] | 0 | [6 empty] | 0 | [6 empty] | 0 | [6 empty] | 0 | [6 empty] | 0 | [6 empty] | 0
|  |  | 0 | 0 | C2 | 0 | 0 | 0 | 0 | 0 | 0 | 0 | 0 | 0 | 0 | 0 | 0 | 0 | 0 | 0 | 0 | 0 | 0 | 0 | 0 | 0 | 0 | 0 | 0 | 0 | 0 | 0 | 0 | 0 | 0 | 0 | 0 | 0 | 0 | 0 | 0 |  |  | C2 | 0 | 0 | 0 | 0 | 0 | C2 | 0 | 0 | 0 | 0 | 0 | C2 | [5 empty] | C2 | [5 empty] | 0 | [6 empty] | 0 | [6 empty] | 0 | [6 empty] | 0 | [6 empty] | 0 | [6 empty] | 0
|  |  | 0 | 0 | C3 | 0 | 0 | 0 | 0 | 0 | 0 | 0 | 0 | 0 | 0 | 0 | 0 | 0 | 0 | 0 | 0 | 0 | 0 | 0 | 0 | 0 | 0 | 0 | 0 | 0 | 0 | 0 | 0 | 0 | 0 | 0 | 0 | 0 | 0 | 0 | 0 |  |  | C3 | 0 | 0 | 0 | 0 | 0 | C3 | 0 | 0 | 0 | 0 | 0 | C3 | [5 empty] | C3 | [5 empty] | 0 | [6 empty] | 0 | [6 empty] | 0 | [6 empty] | 0 | [6 empty] | 0 | [6 empty] | 0
|  |  | 0 | 0 | C4 | 0 | 0 | 0 | 0 | 0 | 0 | 0 | 0 | 0 | 0 | 0 | 0 | 0 | 0 | 0 | 0 | 0 | 0 | 0 | 0 | 0 | 0 | 0 | 0 | 0 | 0 | 0 | 0 | 0 | 0 | 0 | 0 | 0 | 0 | 0 | 0 |  |  | C4 | 0 | 0 | 0 | 0 | 0 | C4 | 0 | 0 | 0 | 0 | 0 | C4 | [5 empty] | C4 | [5 empty] | 0 | [6 empty] | 0 | [6 empty] | 0 | [6 empty] | 0 | [6 empty] | 0 | [6 empty] | 0
|  |  | 0 | 0 |  | 0 | 0 | 0 | 0 | 0 |  | 0 | 0 | 0 | 0 | 0 |  | 0 | 0 | 0 | 0 | 0 |  | 0 | 0 | 0 | 0 | 0 |  | 0 | 0 | 0 | 0 | 0 |  | 0 | 0 | 0 | 0 | 0 | [22 empty] | 0 | 0 | 0 | 0 | 0 | 0 |  | 0 | 0 | 0 | 0 | 0 | 0 |  | 0 | 0 | 0 | 0 | 0 | 0 |  | 0 | 0 | 0 | 0 | 0 | 0 |  | 0 | 0 | 0 | 0 | 0 | 0 |  | 0 | 0 | 0 | 0 | 0 | 0
[63 empty] | 164597.3805 | 286070.8004 | 399890.5566 | 549895.4354 | 6203006.5511 | 7603460.7238 |  | 230786.5817 | 283282.5566 | 397207.3292 | 539787.1176 | 5426229.5305 | 6877293.1157 |  | 221965.815 | 258029.56 | 402772.0171 | 498341.0482 | 5744680.8716 | 7125789.3119 |  | 373339.5226 | 233950.0328 | 338844.1838 | 385369.7811 | 4470885.3405 | 5802388.8608 |  | 207246.6967 | 215854.8658 | 409231.1141 | 430055.822 | 6286311.6755 | 7548700.1741 |  | 467247.9852 | 167762.6758 | 280981.3411 | 195966.6523 | 4290027.0834 | 5401985.7378
| HV Network | [73 empty] | 0 | [6 empty] | 0 | [6 empty] | 0 | [6 empty] | 0 | [6 empty] | 0
| HV Switchgear (GM) - Primary |  | 2581 | 2581 | C1 | 574 | 1085 | 626 | 225 | 71 | 2581 | 506 | 1085 | 626 | 225 | 136 | 2578 | 46 | 0 | 0 | 0 | -46 | 0 | 572 | 917 | 616 | 350 | 126 | 2581 | 116 | 0 | 0 | 0 | -116 | 0 | 558 | 653 | 597 | 420 | 353 | 2581 |  |  | C1 | 0.00037033 | 0.00078589 | 0.0011095 | 0.0023114 | 0.0046229 | C1 | 21906.597 | 21906.597 | 21906.597 | 21906.597 | 21906.597 | C1 | 8.1127 | 17.2161 | 24.3052 | 50.6357 | 101.2715 | C1 | 4105.0111 | 18679.5208 | 15215.0241 | 11393.0392 | 13772.9185 | 63165.5137 |  | 4656.6726 | 18679.5208 | 15215.0241 | 11393.0392 | 7190.2736 | 57134.5304 |  | 4640.4473 | 15787.2079 | 14971.9726 | 17722.5055 | 12760.2039 | 65882.3371 |  | 5013.6301 | 15787.2079 | 14971.9726 | 17722.5055 | 8101.7168 | 61597.0328 |  | 4526.8699 | 11242.1447 | 14510.1748 | 21267.0065 | 35748.8253 | 87295.0212 |  | 5467.9396 | 11242.1447 | 14510.1748 | 21267.0065 | 24001.336 | 76488.6016
|  |  | 1623 | 1623 | C2 | 439 | 701 | 326 | 85 | 72 | 1623 | 370 | 700 | 326 | 85 | 137 | 1618 | 43 | 0 | 0 | 0 | -43 | 0 | 438 | 604 | 329 | 163 | 89 | 1623 | 80 | 0 | 0 | 0 | -80 | 0 | 437 | 434 | 373 | 191 | 188 | 1623 |  |  | C2 | 0.00037033 | 0.00078589 | 0.0011095 | 0.0023114 | 0.0046229 | C2 | 31295.1386 | 31295.1386 | 31295.1386 | 31295.1386 | 31295.1386 | C2 | 11.5895 | 24.5945 | 34.7216 | 72.3368 | 144.6735 | C2 | 4288.1256 | 17216.1482 | 11319.2557 | 6148.6243 | 19820.2714 | 58792.4253 |  | 5087.8031 | 17240.7427 | 11319.2557 | 6148.6243 | 10416.493 | 50212.9188 |  | 5076.2136 | 14855.0764 | 11423.4207 | 11790.8914 | 12875.9427 | 56021.5448 |  | 5574.5633 | 14855.0764 | 11423.4207 | 11790.8914 | 6654.9816 | 50298.9334 |  | 5064.624 | 10674.0119 | 12951.173 | 13816.3206 | 27198.6206 | 69704.7501 |  | 5991.7863 | 10674.0119 | 12951.173 | 13816.3206 | 15624.7395 | 59058.0312
|  |  | 746 | 746 | C3 | 112 | 354 | 165 | 70 | 45 | 746 | 69 | 354 | 165 | 70 | 86 | 744 | 34 | 0 | 0 | 0 | -34 | 0 | 112 | 295 | 192 | 76 | 71 | 746 | 53 | 0 | 0 | 0 | -53 | 0 | 111 | 215 | 195 | 98 | 127 | 746 |  |  | C3 | 0.00037033 | 0.00078589 | 0.0011095 | 0.0023114 | 0.0046229 | C3 | 46942.7079 | 46942.7079 | 46942.7079 | 46942.7079 | 46942.7079 | C3 | 17.3843 | 36.8917 | 52.0825 | 108.5051 | 217.0103 | C3 | 1199.5162 | 13059.6781 | 8593.6067 | 7595.3595 | 18662.8833 | 49111.0438 |  | 1947.0408 | 13059.6781 | 8593.6067 | 7595.3595 | 9765.4622 | 40961.1473 |  | 1947.0408 | 10883.0651 | 9999.8333 | 8246.3903 | 15407.7292 | 46484.0587 |  | 2538.1068 | 10883.0651 | 9999.8333 | 8246.3903 | 8029.38 | 39696.7755 |  | 1929.6565 | 7931.7254 | 10156.0807 | 10633.5033 | 27560.3044 | 58211.2703 |  | 2851.0241 | 7931.7254 | 10156.0807 | 10633.5033 | 16058.76 | 47631.0935
|  |  | 521 | 521 | C4 | 105 | 221 | 110 | 41 | 44 | 521 | 63 | 221 | 110 | 41 | 84 | 519 | 24 | 0 | 0 | 0 | -24 | 0 | 105 | 183 | 116 | 67 | 50 | 521 | 42 | 0 | 0 | 0 | -42 | 0 | 104 | 123 | 129 | 65 | 100 | 521 |  |  | C4 | 0.00037033 | 0.00078589 | 0.0011095 | 0.0023114 | 0.0046229 | C4 | 78237.8465 | 78237.8465 | 78237.8465 | 78237.8465 | 78237.8465 | C4 | 28.9738 | 61.4862 | 86.8041 | 180.8419 | 361.6838 | C4 | 1825.3508 | 13588.4598 | 9548.4519 | 7414.5176 | 30381.4379 | 62758.218 |  | 3042.2513 | 13588.4598 | 9548.4519 | 7414.5176 | 15914.0865 | 49507.7671 |  | 3042.2513 | 11251.9825 | 10069.2766 | 12116.4068 | 18084.1892 | 54564.1064 |  | 3737.623 | 11251.9825 | 10069.2766 | 12116.4068 | 9403.7784 | 46579.0673 |  | 3013.2775 | 7562.8079 | 11197.73 | 11754.723 | 36168.3785 | 69696.9169 |  | 4230.178 | 7562.8079 | 11197.73 | 11754.723 | 20977.6595 | 55723.0984
|  |  | 5471 | 5471 |  | 1230 | 2361 | 1227 | 421 | 232 |  | 1008 | 2360 | 1227 | 421 | 443 |  | 147 | 0 | 0 | 0 | -147 |  | 1227 | 1999 | 1253 | 656 | 336 |  | 291 | 0 | 0 | 0 | -291 |  | 1210 | 1425 | 1294 | 774 | 768 | [22 empty] | 11418.0037 | 62543.8068 | 44676.3385 | 32551.5406 | 82637.5112 | 233827.2007 |  | 14733.7678 | 62568.4013 | 44676.3385 | 32551.5406 | 43286.3154 | 197816.3636 |  | 14705.9529 | 52777.3319 | 46464.5031 | 49876.1939 | 59128.0651 | 222952.047 |  | 16863.9232 | 52777.3319 | 46464.5031 | 49876.1939 | 32189.8568 | 198171.809 |  | 14534.4279 | 37410.6899 | 48815.1584 | 57471.5534 | 126676.1288 | 284907.9585 |  | 18540.928 | 37410.6899 | 48815.1584 | 57471.5534 | 76662.495 | 238900.8248
| HV Switchgear (GM) - Distribution |  | 5172 | 5172 | C1 | 2832 | 391 | 622 | 578 | 749 | 5172 | 2579 | 391 | 624 | 580 | 1000 | 5174 | 333 | 0 | 0 | 0 | -333 | 0 | 2537 | 612 | 464 | 331 | 1228 | 5172 | 676 | 0 | 0 | 0 | -676 | 0 | 1858 | 1173 | 200 | 332 | 1609 | 5172 |  |  | C1 | 0.0005024 | 0.0010665 | 0.0015057 | 0.0031369 | 0.0062738 | C1 | 11278.1102 | 11278.1102 | 11278.1102 | 11278.1102 | 11278.1102 | C1 | 5.6661 | 12.0285 | 16.9815 | 35.378 | 70.756 | C1 | 14612.9301 | 4703.1542 | 10596.4251 | 20519.2527 | 70756.0439 | 121187.806 |  | 16046.4591 | 4703.1542 | 10562.4622 | 20448.4967 | 52996.2769 | 104756.8491 |  | 14374.9529 | 7361.4588 | 7879.393 | 11710.1253 | 86888.4219 | 128214.3519 |  | 16261.7718 | 7361.4588 | 7879.393 | 11710.1253 | 63326.6593 | 106539.4081 |  | 10527.6557 | 14109.4627 | 3396.2901 | 11745.5033 | 113846.4746 | 153625.3864 |  | 14357.9546 | 14109.4627 | 3396.2901 | 11745.5033 | 66015.3889 | 109624.5996
|  |  | 4985 | 4985 | C2 | 2638 | 545 | 620 | 508 | 674 | 4985 | 2407 | 546 | 623 | 510 | 901 | 4987 | 400 | 0 | 0 | 0 | -400 | 0 | 2515 | 592 | 488 | 306 | 1084 | 4985 | 810 | 0 | 0 | 0 | -810 | 0 | 2094 | 864 | 284 | 323 | 1420 | 4985 |  |  | C2 | 0.0005024 | 0.0010665 | 0.0015057 | 0.0031369 | 0.0062738 | C2 | 16111.586 | 16111.586 | 16111.586 | 16111.586 | 16111.586 | C2 | 8.0945 | 17.1836 | 24.2592 | 50.54 | 101.0801 | C2 | 19483.3672 | 9382.2514 | 15113.491 | 25775.416 | 91073.1365 | 160827.662 |  | 21353.1876 | 9365.0678 | 15040.7133 | 25674.3359 | 68127.9622 | 139561.2669 |  | 20357.5689 | 10172.6975 | 11838.4969 | 15465.2496 | 109570.7879 | 167404.8009 |  | 23595.3532 | 10172.6975 | 11838.4969 | 15465.2496 | 69138.7629 | 130210.5601 |  | 16949.8009 | 14846.6396 | 6889.6171 | 16324.4301 | 143533.689 | 198544.1767 |  | 23506.3142 | 14846.6396 | 6889.6171 | 16324.4301 | 61658.8382 | 123225.8392
|  |  | 3017 | 3017 | C3 | 1332 | 466 | 410 | 314 | 495 | 3017 | 1162 | 467 | 412 | 315 | 662 | 3018 | 270 | 0 | 0 | 0 | -270 | 0 | 1271 | 460 | 352 | 201 | 733 | 3017 | 537 | 0 | 0 | 0 | -537 | 0 | 1089 | 518 | 265 | 204 | 941 | 3017 |  |  | C3 | 0.0005024 | 0.0010665 | 0.0015057 | 0.0031369 | 0.0062738 | C3 | 24167.379 | 24167.379 | 24167.379 | 24167.379 | 24167.379 | C3 | 12.1417 | 25.7754 | 36.3888 | 75.81 | 151.6201 | C3 | 14108.6452 | 12037.1193 | 14992.1949 | 23880.1648 | 100372.5022 | 165390.6264 |  | 16172.7327 | 12011.3438 | 14919.4172 | 23804.3548 | 75051.9465 | 141959.7951 |  | 15432.0895 | 11856.6913 | 12808.8655 | 15237.8194 | 111137.5289 | 166472.9948 |  | 18710.3462 | 11856.6913 | 12808.8655 | 15237.8194 | 70200.1035 | 128813.826 |  | 13222.3017 | 13351.6655 | 9643.038 | 15465.2496 | 142674.5084 | 194356.7632 |  | 19742.3899 | 13351.6655 | 9643.038 | 15465.2496 | 61254.518 | 119456.8609
|  |  | 834 | 834 | C4 | 386 | 58 | 91 | 89 | 210 | 834 | 316 | 58 | 91 | 89 | 281 | 835 | 100 | 0 | 0 | 0 | -100 | 0 | 356 | 79 | 60 | 66 | 273 | 834 | 190 | 0 | 0 | 0 | -190 | 0 | 278 | 145 | 32 | 46 | 333 | 834 |  |  | C4 | 0.0005024 | 0.0010665 | 0.0015057 | 0.0031369 | 0.0062738 | C4 | 40278.965 | 40278.965 | 40278.965 | 40278.965 | 40278.965 | C4 | 20.2362 | 42.959 | 60.648 | 126.3501 | 252.7002 | C4 | 6394.624 | 2491.6235 | 5518.9714 | 11245.157 | 71008.744 | 96659.12 |  | 7811.1547 | 2491.6235 | 5518.9714 | 11245.157 | 53067.0329 | 80133.9395 |  | 7204.0701 | 3393.7631 | 3638.8823 | 8339.1052 | 68987.1428 | 91562.9634 |  | 9227.6853 | 3393.7631 | 3638.8823 | 8339.1052 | 43717.1271 | 68316.5629 |  | 5625.6503 | 6229.0589 | 1940.7372 | 5812.1036 | 84149.1522 | 103756.7021 |  | 9470.5191 | 6229.0589 | 1940.7372 | 5812.1036 | 36136.1224 | 59588.5412
|  |  | 14008 | 14008 |  | 7188 | 1460 | 1743 | 1489 | 2128 |  | 6464 | 1462 | 1750 | 1494 | 2844 |  | 1103 | 0 | 0 | 0 | -1103 |  | 6679 | 1743 | 1364 | 904 | 3318 |  | 2213 | 0 | 0 | 0 | -2213 |  | 5319 | 2700 | 781 | 905 | 4303 | [22 empty] | 54599.5665 | 28614.1485 | 46221.0824 | 81419.9905 | 333210.4265 | 544065.2144 |  | 61383.5341 | 28571.1894 | 46041.5642 | 81172.3443 | 249243.2185 | 466411.8505 |  | 57368.6815 | 32784.6108 | 36165.6378 | 50752.2995 | 376583.8814 | 553655.1109 |  | 67795.1565 | 32784.6108 | 36165.6378 | 50752.2995 | 246382.6527 | 433880.3572 |  | 46325.4086 | 48536.8266 | 21869.6824 | 49347.2866 | 484203.8241 | 650283.0284 |  | 67077.1778 | 48536.8266 | 21869.6824 | 49347.2866 | 225064.8675 | 411895.8409
| HV Transformer (GM) |  | 4945 | 4945 | C1 | 1773 | 1130 | 749 | 1192 | 101 | 4945 | 1662 | 1084 | 777 | 1214 | 211 | 4948 | 136 | 0 | 0 | 0 | -136 | 0 | 1456 | 1246 | 822 | 1090 | 331 | 4945 | 275 | 0 | 0 | 0 | -275 | 0 | 883 | 1485 | 949 | 906 | 722 | 4945 |  |  | C1 | 0.00033383 | 0.00070833 | 0.001 | 0.0020833 | 0.0041667 | C1 | 9219.2536 | 9219.2536 | 9219.2536 | 9219.2536 | 9219.2536 | C1 | 3.0777 | 6.5303 | 9.2193 | 19.2068 | 38.4136 | C1 | 5115.1277 | 7078.8502 | 7163.36 | 23317.0289 | 8105.2605 | 50779.6273 |  | 5456.7517 | 7379.2442 | 6905.2209 | 22894.4798 | 3879.7692 | 46515.4659 |  | 4481.1227 | 8136.7596 | 7578.2265 | 20935.3884 | 12714.8873 | 53846.3843 |  | 4899.6891 | 8136.7596 | 7578.2265 | 20935.3884 | 7490.6435 | 49040.707 |  | 2717.6039 | 9697.5024 | 8749.0717 | 17401.3412 | 27734.5879 | 66300.107 |  | 3563.9698 | 9697.5024 | 8749.0717 | 17401.3412 | 17170.8598 | 56582.7449
|  |  | 3352 | 3352 | C2 | 877 | 617 | 537 | 1209 | 112 | 3352 | 750 | 579 | 557 | 1231 | 237 | 3354 | 151 | 0 | 0 | 0 | -151 | 0 | 764 | 622 | 551 | 1048 | 367 | 3352 | 291 | 0 | 0 | 0 | -291 | 0 | 531 | 677 | 567 | 813 | 764 | 3352 |  |  | C2 | 0.00033383 | 0.00070833 | 0.001 | 0.0020833 | 0.0041667 | C2 | 13170.3623 | 13170.3623 | 13170.3623 | 13170.3623 | 13170.3623 | C2 | 4.3967 | 9.329 | 13.1704 | 27.4383 | 54.8765 | C2 | 3297.5295 | 5401.4948 | 7335.8918 | 33776.4916 | 13005.7328 | 62817.1404 |  | 3855.9111 | 5755.9971 | 7072.4845 | 33172.85 | 6146.1691 | 56003.4118 |  | 3359.0833 | 5802.6421 | 7256.8696 | 28755.291 | 20139.679 | 65313.565 |  | 4022.9859 | 5802.6421 | 7256.8696 | 28755.291 | 11853.3261 | 57691.1147 |  | 2334.6509 | 6315.7375 | 7467.5954 | 22307.3011 | 41925.6533 | 80350.9381 |  | 3614.0923 | 6315.7375 | 7467.5954 | 22307.3011 | 25956.589 | 65661.3153
|  |  | 2041 | 2041 | C3 | 497 | 336 | 374 | 770 | 64 | 2041 | 426 | 310 | 388 | 784 | 135 | 2043 | 85 | 0 | 0 | 0 | -85 | 0 | 415 | 351 | 371 | 696 | 208 | 2041 | 185 | 0 | 0 | 0 | -185 | 0 | 302 | 352 | 371 | 530 | 486 | 2041 |  |  | C3 | 0.00033383 | 0.00070833 | 0.001 | 0.0020833 | 0.0041667 | C3 | 19755.5434 | 19755.5434 | 19755.5434 | 19755.5434 | 19755.5434 | C3 | 6.5951 | 13.9935 | 19.7555 | 41.1574 | 82.3148 | C3 | 2809.4951 | 4337.9881 | 7665.1508 | 32267.3876 | 11112.4932 | 58192.5148 |  | 3277.7443 | 4701.8193 | 7388.5732 | 31691.1842 | 5268.1449 | 52327.466 |  | 2736.9494 | 4911.722 | 7329.3066 | 28645.538 | 17121.471 | 60744.987 |  | 3297.5295 | 4911.722 | 7329.3066 | 28645.538 | 10124.716 | 54308.812 |  | 1991.7078 | 4925.7155 | 7329.3066 | 21813.4125 | 40004.9754 | 76065.1178 |  | 3211.7937 | 4925.7155 | 7329.3066 | 21813.4125 | 24776.744 | 62056.9724
|  |  | 933 | 933 | C4 | 256 | 142 | 135 | 372 | 28 | 933 | 225 | 131 | 140 | 379 | 59 | 934 | 45 | 0 | 0 | 0 | -45 | 0 | 209 | 165 | 137 | 312 | 110 | 933 | 93 | 0 | 0 | 0 | -93 | 0 | 126 | 204 | 143 | 217 | 243 | 933 |  |  | C4 | 0.00033383 | 0.00070833 | 0.001 | 0.0020833 | 0.0041667 | C4 | 32925.9057 | 32925.9057 | 32925.9057 | 32925.9057 | 32925.9057 | C4 | 10.9918 | 23.3225 | 32.9259 | 68.5956 | 137.1913 | C4 | 2473.1471 | 3055.2497 | 4609.6268 | 25997.7464 | 8094.2852 | 44230.0551 |  | 2813.8918 | 3311.7973 | 4444.9973 | 25517.5769 | 3841.3557 | 39929.619 |  | 2297.2789 | 3848.2152 | 4510.8491 | 21401.8387 | 15091.0401 | 47149.222 |  | 2791.9083 | 3848.2152 | 4510.8491 | 21401.8387 | 8917.4328 | 41470.2441 |  | 1384.9624 | 4757.7934 | 4708.4045 | 14885.2532 | 33337.4795 | 59073.893 |  | 2407.1965 | 4757.7934 | 4708.4045 | 14885.2532 | 20578.6911 | 47337.3387
|  |  | 11271 | 11271 |  | 3403 | 2225 | 1795 | 3543 | 305 |  | 3063 | 2104 | 1862 | 3608 | 642 |  | 417 | 0 | 0 | 0 | -417 |  | 2844 | 2384 | 1881 | 3146 | 1016 |  | 844 | 0 | 0 | 0 | -844 |  | 1842 | 2718 | 2030 | 2466 | 2215 | [22 empty] | 13695.2993 | 19873.5828 | 26774.0295 | 115358.6544 | 40317.7715 | 216019.3376 |  | 15404.2989 | 21148.858 | 25811.276 | 113276.0909 | 19135.4389 | 194775.9627 |  | 12874.4343 | 22699.3389 | 26675.2518 | 99738.056 | 65067.0773 | 227054.1583 |  | 15012.1128 | 22699.3389 | 26675.2518 | 99738.056 | 38386.1184 | 202510.8778 |  | 8428.925 | 25696.7487 | 28254.3782 | 76407.308 | 143002.6961 | 281790.056 |  | 12797.0523 | 25696.7487 | 28254.3782 | 76407.308 | 88482.8839 | 231638.3712
| HV UG Cable |  | 0 | 0 | C1 | 0 | 0 | 0 | 0 | 0 | 0 | 0 | 0 | 0 | 0 | 0 | 0 | 0 | 0 | 0 | 0 | 0 | 0 | 0 | 0 | 0 | 0 | 0 | 0 | 0 | 0 | 0 | 0 | 0 | 0 | 0 | 0 | 0 | 0 | 0 | 0 |  |  | C1 | 0 | 0 | 0 | 0 | 0 | C1 | 0 | 0 | 0 | 0 | 0 | C1 | [5 empty] | C1 | [5 empty] | 0 | [6 empty] | 0 | [6 empty] | 0 | [6 empty] | 0 | [6 empty] | 0 | [6 empty] | 0
|  |  | 0 | 0 | C2 | 0 | 0 | 0 | 0 | 0 | 0 | 0 | 0 | 0 | 0 | 0 | 0 | 0 | 0 | 0 | 0 | 0 | 0 | 0 | 0 | 0 | 0 | 0 | 0 | 0 | 0 | 0 | 0 | 0 | 0 | 0 | 0 | 0 | 0 | 0 | 0 |  |  | C2 | 0 | 0 | 0 | 0 | 0 | C2 | 0 | 0 | 0 | 0 | 0 | C2 | [5 empty] | C2 | [5 empty] | 0 | [6 empty] | 0 | [6 empty] | 0 | [6 empty] | 0 | [6 empty] | 0 | [6 empty] | 0
|  |  | 0 | 0 | C3 | 0 | 0 | 0 | 0 | 0 | 0 | 0 | 0 | 0 | 0 | 0 | 0 | 0 | 0 | 0 | 0 | 0 | 0 | 0 | 0 | 0 | 0 | 0 | 0 | 0 | 0 | 0 | 0 | 0 | 0 | 0 | 0 | 0 | 0 | 0 | 0 |  |  | C3 | 0 | 0 | 0 | 0 | 0 | C3 | 0 | 0 | 0 | 0 | 0 | C3 | [5 empty] | C3 | [5 empty] | 0 | [6 empty] | 0 | [6 empty] | 0 | [6 empty] | 0 | [6 empty] | 0 | [6 empty] | 0
|  |  | 0 | 0 | C4 | 0 | 0 | 0 | 0 | 0 | 0 | 0 | 0 | 0 | 0 | 0 | 0 | 0 | 0 | 0 | 0 | 0 | 0 | 0 | 0 | 0 | 0 | 0 | 0 | 0 | 0 | 0 | 0 | 0 | 0 | 0 | 0 | 0 | 0 | 0 | 0 |  |  | C4 | 0 | 0 | 0 | 0 | 0 | C4 | 0 | 0 | 0 | 0 | 0 | C4 | [5 empty] | C4 | [5 empty] | 0 | [6 empty] | 0 | [6 empty] | 0 | [6 empty] | 0 | [6 empty] | 0 | [6 empty] | 0
|  |  | 0 | 0 |  | 0 | 0 | 0 | 0 | 0 |  | 0 | 0 | 0 | 0 | 0 |  | 0 | 0 | 0 | 0 | 0 |  | 0 | 0 | 0 | 0 | 0 |  | 0 | 0 | 0 | 0 | 0 |  | 0 | 0 | 0 | 0 | 0 | [22 empty] | 0 | 0 | 0 | 0 | 0 | 0 |  | 0 | 0 | 0 | 0 | 0 | 0 |  | 0 | 0 | 0 | 0 | 0 | 0 |  | 0 | 0 | 0 | 0 | 0 | 0 |  | 0 | 0 | 0 | 0 | 0 | 0 |  | 0 | 0 | 0 | 0 | 0 | 0
| HV OHL Support - Poles |  | 0 | 0 | C1 | 0 | 0 | 0 | 0 | 0 | 0 | 0 | 0 | 0 | 0 | 0 | 0 | 0 | 0 | 0 | 0 | 0 | 0 | 0 | 0 | 0 | 0 | 0 | 0 | 0 | 0 | 0 | 0 | 0 | 0 | 0 | 0 | 0 | 0 | 0 | 0 |  |  | C1 | 0.000998 | 0.0021197 | 0.0029925 | 0.0062344 | 0.012469 | C1 | 4858.9982 | 4858.9982 | 4858.9982 | 4858.9982 | 4858.9982 | C1 | 4.8493 | 10.2996 | 14.5406 | 30.2928 | 60.5856 | C1 | 0 | 0 | 0 | 0 | 0 | 0 |  | 0 | 0 | 0 | 0 | 0 | 0 |  | 0 | 0 | 0 | 0 | 0 | 0 |  | 0 | 0 | 0 | 0 | 0 | 0 |  | 0 | 0 | 0 | 0 | 0 | 0 |  | 0 | 0 | 0 | 0 | 0 | 0
|  |  | 154898 | 154898 | C2 | 25924 | 37298 | 56317 | 18963 | 16396 | 154898 | 17913 | 38338 | 56301 | 21256 | 21102 | 154910 | 13560 | -2639 | -3678 | -3434 | -3809 | 0 | 24854 | 32359 | 49393 | 25537 | 22755 | 154898 | 25830 | -5256 | -7355 | -6863 | -6356 | 0 | 22722 | 24524 | 37338 | 28485 | 41829 | 154898 |  |  | C2 | 0.000998 | 0.0021197 | 0.0029925 | 0.0062344 | 0.012469 | C2 | 6941.426 | 6941.426 | 6941.426 | 6941.426 | 6941.426 | C2 | 6.9275 | 14.7137 | 20.7722 | 43.2755 | 86.5509 | C2 | 124093.0806 | 564092.0652 | 1169496.6087 | 919863.0247 | 1826397.21 | 4603941.9892 |  | 179589.6289 | 548789.8651 | 1169828.9641 | 820632.4114 | 1419088.6482 | 4137929.5178 |  | 172177.1577 | 476119.1282 | 1026002.1313 | 1105125.2381 | 1969465.8569 | 4748889.5123 |  | 266114.643 | 437289.7954 | 949601.9159 | 956517.3332 | 1639793.4575 | 4249317.145 |  | 157407.6357 | 360837.6495 | 775593.0512 | 1232701.273 | 3620337.8303 | 6146877.4397 |  | 336346.0755 | 283502.6843 | 622813.3926 | 935701.8404 | 3070220.2743 | 5248584.2673
|  |  | 10416 | 10416 | C3 | 1980 | 2466 | 3507 | 1186 | 1277 | 10416 | 1404 | 2535 | 3506 | 1329 | 1643 | 10417 | 973 | -242 | -231 | -214 | -286 | 0 | 1886 | 2130 | 3097 | 1593 | 1710 | 10416 | 1839 | -504 | -468 | -430 | -437 | 0 | 1688 | 1690 | 2378 | 1785 | 2875 | 10416 |  |  | C3 | 0.000998 | 0.0021197 | 0.0029925 | 0.0062344 | 0.012469 | C3 | 10412.139 | 10412.139 | 10412.139 | 10412.139 | 10412.139 | C3 | 10.3913 | 22.0705 | 31.1583 | 64.9132 | 129.8264 | C3 | 14589.4059 | 55948.6692 | 109241.091 | 86269.6152 | 213304.7068 | 479353.4881 |  | 20574.8032 | 54425.806 | 109272.2493 | 76987.0305 | 165788.2597 | 427048.1487 |  | 19598.0196 | 47010.1244 | 96497.3357 | 103406.6945 | 222003.0729 | 488515.247 |  | 29708.7688 | 41669.068 | 89299.7624 | 89515.2741 | 184872.7344 | 435065.6077 |  | 17540.5393 | 37299.1128 | 74094.4993 | 115870.0249 | 373250.7804 | 618054.9566 |  | 36650.1671 | 26175.5904 | 59512.4027 | 87957.3578 | 316516.6618 | 526812.1798
|  |  | 478 | 478 | C4 | 103 | 73 | 181 | 62 | 59 | 478 | 77 | 75 | 181 | 69 | 76 | 478 | 43 | -8 | -11 | -11 | -13 | 0 | 102 | 67 | 150 | 79 | 80 | 478 | 83 | -20 | -17 | -25 | -21 | 0 | 83 | 67 | 88 | 104 | 136 | 478 |  |  | C4 | 0.000998 | 0.0021197 | 0.0029925 | 0.0062344 | 0.012469 | C4 | 17353.565 | 17353.565 | 17353.565 | 17353.565 | 17353.565 | C4 | 17.3189 | 36.7841 | 51.9305 | 108.1886 | 216.3773 | C4 | 1333.5521 | 2758.8101 | 9399.4283 | 7465.0156 | 16444.6721 | 37401.4782 |  | 1783.8424 | 2685.2418 | 9399.4283 | 6707.6952 | 12766.2586 | 33342.4663 |  | 1766.5235 | 2464.537 | 7789.5815 | 8546.9019 | 17310.1811 | 37877.7251 |  | 2511.2344 | 2170.264 | 7218.3455 | 7356.827 | 14497.2767 | 33753.9475 |  | 1437.4652 | 2464.537 | 4569.8878 | 11251.6177 | 29427.3079 | 49150.8157 |  | 2874.9304 | 1728.8543 | 3687.0686 | 8546.9019 | 24883.3854 | 41721.1406
|  |  | 165792 | 165792 |  | 28007 | 39837 | 60005 | 20211 | 17732 |  | 19394 | 40948 | 59988 | 22654 | 22821 |  | 14576 | -2889 | -3920 | -3659 | -4108 |  | 26842 | 34556 | 52640 | 27209 | 24545 |  | 27752 | -5780 | -7840 | -7318 | -6814 |  | 24493 | 26281 | 39804 | 30374 | 44840 | [22 empty] | 140016.0386 | 622799.5445 | 1288137.128 | 1013597.6555 | 2056146.5889 | 5120696.9554 |  | 201948.2745 | 605900.9129 | 1288500.6418 | 904327.1372 | 1597643.1665 | 4598320.1328 |  | 193541.7008 | 525593.7896 | 1130289.0484 | 1217078.8345 | 2208779.1109 | 5275282.4843 |  | 298334.6462 | 481129.1274 | 1046120.0238 | 1053389.4343 | 1839163.4685 | 4718136.7002 |  | 176385.6402 | 400601.2993 | 854257.4383 | 1359822.9156 | 4023015.9186 | 6814083.212 |  | 375871.1731 | 311407.1291 | 686012.8639 | 1032206.1002 | 3411620.3215 | 5817117.5876
| [Please insert new asset category as required] |  | 0 | 0 | C1 | 0 | 0 | 0 | 0 | 0 | 0 | 0 | 0 | 0 | 0 | 0 | 0 | 0 | 0 | 0 | 0 | 0 | 0 | 0 | 0 | 0 | 0 | 0 | 0 | 0 | 0 | 0 | 0 | 0 | 0 | 0 | 0 | 0 | 0 | 0 | 0 |  |  | C1 | 0 | 0 | 0 | 0 | 0 | C1 | 0 | 0 | 0 | 0 | 0 | C1 | [5 empty] | C1 | [5 empty] | 0 | [6 empty] | 0 | [6 empty] | 0 | [6 empty] | 0 | [6 empty] | 0 | [6 empty] | 0
|  |  | 0 | 0 | C2 | 0 | 0 | 0 | 0 | 0 | 0 | 0 | 0 | 0 | 0 | 0 | 0 | 0 | 0 | 0 | 0 | 0 | 0 | 0 | 0 | 0 | 0 | 0 | 0 | 0 | 0 | 0 | 0 | 0 | 0 | 0 | 0 | 0 | 0 | 0 | 0 |  |  | C2 | 0 | 0 | 0 | 0 | 0 | C2 | 0 | 0 | 0 | 0 | 0 | C2 | [5 empty] | C2 | [5 empty] | 0 | [6 empty] | 0 | [6 empty] | 0 | [6 empty] | 0 | [6 empty] | 0 | [6 empty] | 0
|  |  | 0 | 0 | C3 | 0 | 0 | 0 | 0 | 0 | 0 | 0 | 0 | 0 | 0 | 0 | 0 | 0 | 0 | 0 | 0 | 0 | 0 | 0 | 0 | 0 | 0 | 0 | 0 | 0 | 0 | 0 | 0 | 0 | 0 | 0 | 0 | 0 | 0 | 0 | 0 |  |  | C3 | 0 | 0 | 0 | 0 | 0 | C3 | 0 | 0 | 0 | 0 | 0 | C3 | [5 empty] | C3 | [5 empty] | 0 | [6 empty] | 0 | [6 empty] | 0 | [6 empty] | 0 | [6 empty] | 0 | [6 empty] | 0
|  |  | 0 | 0 | C4 | 0 | 0 | 0 | 0 | 0 | 0 | 0 | 0 | 0 | 0 | 0 | 0 | 0 | 0 | 0 | 0 | 0 | 0 | 0 | 0 | 0 | 0 | 0 | 0 | 0 | 0 | 0 | 0 | 0 | 0 | 0 | 0 | 0 | 0 | 0 | 0 |  |  | C4 | 0 | 0 | 0 | 0 | 0 | C4 | 0 | 0 | 0 | 0 | 0 | C4 | [5 empty] | C4 | [5 empty] | 0 | [6 empty] | 0 | [6 empty] | 0 | [6 empty] | 0 | [6 empty] | 0 | [6 empty] | 0
|  |  | 0 | 0 |  | 0 | 0 | 0 | 0 | 0 |  | 0 | 0 | 0 | 0 | 0 |  | 0 | 0 | 0 | 0 | 0 |  | 0 | 0 | 0 | 0 | 0 |  | 0 | 0 | 0 | 0 | 0 |  | 0 | 0 | 0 | 0 | 0 | [22 empty] | 0 | 0 | 0 | 0 | 0 | 0 |  | 0 | 0 | 0 | 0 | 0 | 0 |  | 0 | 0 | 0 | 0 | 0 | 0 |  | 0 | 0 | 0 | 0 | 0 | 0 |  | 0 | 0 | 0 | 0 | 0 | 0 |  | 0 | 0 | 0 | 0 | 0 | 0
| [Please insert new asset category as required] |  | 0 | 0 | C1 | 0 | 0 | 0 | 0 | 0 | 0 | 0 | 0 | 0 | 0 | 0 | 0 | 0 | 0 | 0 | 0 | 0 | 0 | 0 | 0 | 0 | 0 | 0 | 0 | 0 | 0 | 0 | 0 | 0 | 0 | 0 | 0 | 0 | 0 | 0 | 0 |  |  | C1 | 0 | 0 | 0 | 0 | 0 | C1 | 0 | 0 | 0 | 0 | 0 | C1 | [5 empty] | C1 | [5 empty] | 0 | [6 empty] | 0 | [6 empty] | 0 | [6 empty] | 0 | [6 empty] | 0 | [6 empty] | 0
|  |  | 0 | 0 | C2 | 0 | 0 | 0 | 0 | 0 | 0 | 0 | 0 | 0 | 0 | 0 | 0 | 0 | 0 | 0 | 0 | 0 | 0 | 0 | 0 | 0 | 0 | 0 | 0 | 0 | 0 | 0 | 0 | 0 | 0 | 0 | 0 | 0 | 0 | 0 | 0 |  |  | C2 | 0 | 0 | 0 | 0 | 0 | C2 | 0 | 0 | 0 | 0 | 0 | C2 | [5 empty] | C2 | [5 empty] | 0 | [6 empty] | 0 | [6 empty] | 0 | [6 empty] | 0 | [6 empty] | 0 | [6 empty] | 0
|  |  | 0 | 0 | C3 | 0 | 0 | 0 | 0 | 0 | 0 | 0 | 0 | 0 | 0 | 0 | 0 | 0 | 0 | 0 | 0 | 0 | 0 | 0 | 0 | 0 | 0 | 0 | 0 | 0 | 0 | 0 | 0 | 0 | 0 | 0 | 0 | 0 | 0 | 0 | 0 |  |  | C3 | 0 | 0 | 0 | 0 | 0 | C3 | 0 | 0 | 0 | 0 | 0 | C3 | [5 empty] | C3 | [5 empty] | 0 | [6 empty] | 0 | [6 empty] | 0 | [6 empty] | 0 | [6 empty] | 0 | [6 empty] | 0
|  |  | 0 | 0 | C4 | 0 | 0 | 0 | 0 | 0 | 0 | 0 | 0 | 0 | 0 | 0 | 0 | 0 | 0 | 0 | 0 | 0 | 0 | 0 | 0 | 0 | 0 | 0 | 0 | 0 | 0 | 0 | 0 | 0 | 0 | 0 | 0 | 0 | 0 | 0 | 0 |  |  | C4 | 0 | 0 | 0 | 0 | 0 | C4 | 0 | 0 | 0 | 0 | 0 | C4 | [5 empty] | C4 | [5 empty] | 0 | [6 empty] | 0 | [6 empty] | 0 | [6 empty] | 0 | [6 empty] | 0 | [6 empty] | 0
|  |  | 0 | 0 |  | 0 | 0 | 0 | 0 | 0 |  | 0 | 0 | 0 | 0 | 0 |  | 0 | 0 | 0 | 0 | 0 |  | 0 | 0 | 0 | 0 | 0 |  | 0 | 0 | 0 | 0 | 0 |  | 0 | 0 | 0 | 0 | 0 | [22 empty] | 0 | 0 | 0 | 0 | 0 | 0 |  | 0 | 0 | 0 | 0 | 0 | 0 |  | 0 | 0 | 0 | 0 | 0 | 0 |  | 0 | 0 | 0 | 0 | 0 | 0 |  | 0 | 0 | 0 | 0 | 0 | 0 |  | 0 | 0 | 0 | 0 | 0 | 0
| [Please insert new asset category as required] |  | 0 | 0 | C1 | 0 | 0 | 0 | 0 | 0 | 0 | 0 | 0 | 0 | 0 | 0 | 0 | 0 | 0 | 0 | 0 | 0 | 0 | 0 | 0 | 0 | 0 | 0 | 0 | 0 | 0 | 0 | 0 | 0 | 0 | 0 | 0 | 0 | 0 | 0 | 0 |  |  | C1 | 0 | 0 | 0 | 0 | 0 | C1 | 0 | 0 | 0 | 0 | 0 | C1 | [5 empty] | C1 | [5 empty] | 0 | [6 empty] | 0 | [6 empty] | 0 | [6 empty] | 0 | [6 empty] | 0 | [6 empty] | 0
|  |  | 0 | 0 | C2 | 0 | 0 | 0 | 0 | 0 | 0 | 0 | 0 | 0 | 0 | 0 | 0 | 0 | 0 | 0 | 0 | 0 | 0 | 0 | 0 | 0 | 0 | 0 | 0 | 0 | 0 | 0 | 0 | 0 | 0 | 0 | 0 | 0 | 0 | 0 | 0 |  |  | C2 | 0 | 0 | 0 | 0 | 0 | C2 | 0 | 0 | 0 | 0 | 0 | C2 | [5 empty] | C2 | [5 empty] | 0 | [6 empty] | 0 | [6 empty] | 0 | [6 empty] | 0 | [6 empty] | 0 | [6 empty] | 0
|  |  | 0 | 0 | C3 | 0 | 0 | 0 | 0 | 0 | 0 | 0 | 0 | 0 | 0 | 0 | 0 | 0 | 0 | 0 | 0 | 0 | 0 | 0 | 0 | 0 | 0 | 0 | 0 | 0 | 0 | 0 | 0 | 0 | 0 | 0 | 0 | 0 | 0 | 0 | 0 |  |  | C3 | 0 | 0 | 0 | 0 | 0 | C3 | 0 | 0 | 0 | 0 | 0 | C3 | [5 empty] | C3 | [5 empty] | 0 | [6 empty] | 0 | [6 empty] | 0 | [6 empty] | 0 | [6 empty] | 0 | [6 empty] | 0
|  |  | 0 | 0 | C4 | 0 | 0 | 0 | 0 | 0 | 0 | 0 | 0 | 0 | 0 | 0 | 0 | 0 | 0 | 0 | 0 | 0 | 0 | 0 | 0 | 0 | 0 | 0 | 0 | 0 | 0 | 0 | 0 | 0 | 0 | 0 | 0 | 0 | 0 | 0 | 0 |  |  | C4 | 0 | 0 | 0 | 0 | 0 | C4 | 0 | 0 | 0 | 0 | 0 | C4 | [5 empty] | C4 | [5 empty] | 0 | [6 empty] | 0 | [6 empty] | 0 | [6 empty] | 0 | [6 empty] | 0 | [6 empty] | 0
|  |  | 0 | 0 |  | 0 | 0 | 0 | 0 | 0 |  | 0 | 0 | 0 | 0 | 0 |  | 0 | 0 | 0 | 0 | 0 |  | 0 | 0 | 0 | 0 | 0 |  | 0 | 0 | 0 | 0 | 0 |  | 0 | 0 | 0 | 0 | 0 | [22 empty] | 0 | 0 | 0 | 0 | 0 | 0 |  | 0 | 0 | 0 | 0 | 0 | 0 |  | 0 | 0 | 0 | 0 | 0 | 0 |  | 0 | 0 | 0 | 0 | 0 | 0 |  | 0 | 0 | 0 | 0 | 0 | 0 |  | 0 | 0 | 0 | 0 | 0 | 0
| [Please insert new asset category as required] |  | 0 | 0 | C1 | 0 | 0 | 0 | 0 | 0 | 0 | 0 | 0 | 0 | 0 | 0 | 0 | 0 | 0 | 0 | 0 | 0 | 0 | 0 | 0 | 0 | 0 | 0 | 0 | 0 | 0 | 0 | 0 | 0 | 0 | 0 | 0 | 0 | 0 | 0 | 0 |  |  | C1 | 0 | 0 | 0 | 0 | 0 | C1 | 0 | 0 | 0 | 0 | 0 | C1 | [5 empty] | C1 | [5 empty] | 0 | [6 empty] | 0 | [6 empty] | 0 | [6 empty] | 0 | [6 empty] | 0 | [6 empty] | 0
|  |  | 0 | 0 | C2 | 0 | 0 | 0 | 0 | 0 | 0 | 0 | 0 | 0 | 0 | 0 | 0 | 0 | 0 | 0 | 0 | 0 | 0 | 0 | 0 | 0 | 0 | 0 | 0 | 0 | 0 | 0 | 0 | 0 | 0 | 0 | 0 | 0 | 0 | 0 | 0 |  |  | C2 | 0 | 0 | 0 | 0 | 0 | C2 | 0 | 0 | 0 | 0 | 0 | C2 | [5 empty] | C2 | [5 empty] | 0 | [6 empty] | 0 | [6 empty] | 0 | [6 empty] | 0 | [6 empty] | 0 | [6 empty] | 0
|  |  | 0 | 0 | C3 | 0 | 0 | 0 | 0 | 0 | 0 | 0 | 0 | 0 | 0 | 0 | 0 | 0 | 0 | 0 | 0 | 0 | 0 | 0 | 0 | 0 | 0 | 0 | 0 | 0 | 0 | 0 | 0 | 0 | 0 | 0 | 0 | 0 | 0 | 0 | 0 |  |  | C3 | 0 | 0 | 0 | 0 | 0 | C3 | 0 | 0 | 0 | 0 | 0 | C3 | [5 empty] | C3 | [5 empty] | 0 | [6 empty] | 0 | [6 empty] | 0 | [6 empty] | 0 | [6 empty] | 0 | [6 empty] | 0
|  |  | 0 | 0 | C4 | 0 | 0 | 0 | 0 | 0 | 0 | 0 | 0 | 0 | 0 | 0 | 0 | 0 | 0 | 0 | 0 | 0 | 0 | 0 | 0 | 0 | 0 | 0 | 0 | 0 | 0 | 0 | 0 | 0 | 0 | 0 | 0 | 0 | 0 | 0 | 0 |  |  | C4 | 0 | 0 | 0 | 0 | 0 | C4 | 0 | 0 | 0 | 0 | 0 | C4 | [5 empty] | C4 | [5 empty] | 0 | [6 empty] | 0 | [6 empty] | 0 | [6 empty] | 0 | [6 empty] | 0 | [6 empty] | 0
|  |  | 0 | 0 |  | 0 | 0 | 0 | 0 | 0 |  | 0 | 0 | 0 | 0 | 0 |  | 0 | 0 | 0 | 0 | 0 |  | 0 | 0 | 0 | 0 | 0 |  | 0 | 0 | 0 | 0 | 0 |  | 0 | 0 | 0 | 0 | 0 | [22 empty] | 0 | 0 | 0 | 0 | 0 | 0 |  | 0 | 0 | 0 | 0 | 0 | 0 |  | 0 | 0 | 0 | 0 | 0 | 0 |  | 0 | 0 | 0 | 0 | 0 | 0 |  | 0 | 0 | 0 | 0 | 0 | 0 |  | 0 | 0 | 0 | 0 | 0 | 0
| [Please insert new asset category as required] |  | 0 | 0 | C1 | 0 | 0 | 0 | 0 | 0 | 0 | 0 | 0 | 0 | 0 | 0 | 0 | 0 | 0 | 0 | 0 | 0 | 0 | 0 | 0 | 0 | 0 | 0 | 0 | 0 | 0 | 0 | 0 | 0 | 0 | 0 | 0 | 0 | 0 | 0 | 0 |  |  | C1 | 0 | 0 | 0 | 0 | 0 | C1 | 0 | 0 | 0 | 0 | 0 | C1 | [5 empty] | C1 | [5 empty] | 0 | [6 empty] | 0 | [6 empty] | 0 | [6 empty] | 0 | [6 empty] | 0 | [6 empty] | 0
|  |  | 0 | 0 | C2 | 0 | 0 | 0 | 0 | 0 | 0 | 0 | 0 | 0 | 0 | 0 | 0 | 0 | 0 | 0 | 0 | 0 | 0 | 0 | 0 | 0 | 0 | 0 | 0 | 0 | 0 | 0 | 0 | 0 | 0 | 0 | 0 | 0 | 0 | 0 | 0 |  |  | C2 | 0 | 0 | 0 | 0 | 0 | C2 | 0 | 0 | 0 | 0 | 0 | C2 | [5 empty] | C2 | [5 empty] | 0 | [6 empty] | 0 | [6 empty] | 0 | [6 empty] | 0 | [6 empty] | 0 | [6 empty] | 0
|  |  | 0 | 0 | C3 | 0 | 0 | 0 | 0 | 0 | 0 | 0 | 0 | 0 | 0 | 0 | 0 | 0 | 0 | 0 | 0 | 0 | 0 | 0 | 0 | 0 | 0 | 0 | 0 | 0 | 0 | 0 | 0 | 0 | 0 | 0 | 0 | 0 | 0 | 0 | 0 |  |  | C3 | 0 | 0 | 0 | 0 | 0 | C3 | 0 | 0 | 0 | 0 | 0 | C3 | [5 empty] | C3 | [5 empty] | 0 | [6 empty] | 0 | [6 empty] | 0 | [6 empty] | 0 | [6 empty] | 0 | [6 empty] | 0
|  |  | 0 | 0 | C4 | 0 | 0 | 0 | 0 | 0 | 0 | 0 | 0 | 0 | 0 | 0 | 0 | 0 | 0 | 0 | 0 | 0 | 0 | 0 | 0 | 0 | 0 | 0 | 0 | 0 | 0 | 0 | 0 | 0 | 0 | 0 | 0 | 0 | 0 | 0 | 0 |  |  | C4 | 0 | 0 | 0 | 0 | 0 | C4 | 0 | 0 | 0 | 0 | 0 | C4 | [5 empty] | C4 | [5 empty] | 0 | [6 empty] | 0 | [6 empty] | 0 | [6 empty] | 0 | [6 empty] | 0 | [6 empty] | 0
|  |  | 0 | 0 |  | 0 | 0 | 0 | 0 | 0 |  | 0 | 0 | 0 | 0 | 0 |  | 0 | 0 | 0 | 0 | 0 |  | 0 | 0 | 0 | 0 | 0 |  | 0 | 0 | 0 | 0 | 0 |  | 0 | 0 | 0 | 0 | 0 | [22 empty] | 0 | 0 | 0 | 0 | 0 | 0 |  | 0 | 0 | 0 | 0 | 0 | 0 |  | 0 | 0 | 0 | 0 | 0 | 0 |  | 0 | 0 | 0 | 0 | 0 | 0 |  | 0 | 0 | 0 | 0 | 0 | 0 |  | 0 | 0 | 0 | 0 | 0 | 0
[63 empty] | 219728.9081 | 733831.0825 | 1405808.5784 | 1242927.841 | 2512312.2981 | 6114608.7081 |  | 293469.8753 | 718189.3616 | 1405029.8205 | 1131327.113 | 1909308.1392 | 5457324.3097 |  | 278490.7696 | 633855.0712 | 1239594.4411 | 1417445.3839 | 2709558.1348 | 6278943.8006 |  | 398005.8387 | 589390.409 | 1155425.4164 | 1253755.9837 | 2156122.0965 | 5552699.7443 |  | 245674.4017 | 512245.5646 | 953196.6572 | 1543049.0636 | 4776898.5677 | 8031064.2548 |  | 474286.3312 | 423051.3944 | 784952.0828 | 1215432.2482 | 3801830.5679 | 6699552.6244
| EHV Network | [66 empty] | 0 | [6 empty] | 0 | [6 empty] | 0 | [6 empty] | 0 | [6 empty] | 0 | [6 empty] | 0
| EHV Switchgear (GM) |  | 1408 | 1449 | C1 | 203 | 384 | 179 | 499 | 143 | 1408 | 184 | 383 | 179 | 503 | 174 | 1423 | 87 | -2 | -1 | -17 | -48 | 19 | 203 | 320 | 180 | 322 | 383 | 1408 | 191 | -2 | -1 | -20 | -127 | 41 | 188 | 238 | 161 | 259 | 562 | 1408 |  |  | C1 | 0.0005005 | 0.0010625 | 0.0015 | 0.003125 | 0.00625 | C1 | 44239.4925 | 44239.4925 | 44239.4925 | 44239.4925 | 44239.4925 | C1 | 22.1419 | 47.0045 | 66.3592 | 138.2484 | 276.4968 | C1 | 4074.1033 | 18002.7085 | 11878.3037 | 69538.9523 | 48110.4481 | 151604.5159 |  | 4494.7988 | 18049.7129 | 11878.3037 | 68985.9586 | 39539.0464 | 142947.8205 |  | 4494.7988 | 15041.4275 | 11944.663 | 44515.9893 | 105898.2852 | 181895.1637 |  | 6421.1411 | 14947.4185 | 11878.3037 | 42165.7663 | 92626.4374 | 168039.0671 |  | 4162.6708 | 11187.0617 | 10683.8374 | 35806.3392 | 155391.2174 | 217231.1266 |  | 8391.7672 | 11093.0527 | 10617.4782 | 33041.371 | 120276.1202 | 183419.7894
|  |  | 202 | 202 | C2 | 12 | 94 | 28 | 53 | 15 | 202 | 10 | 94 | 28 | 53 | 18 | 203 | 10 | 0 | 0 | -6 | -4 | 0 | 12 | 75 | 42 | 44 | 29 | 202 | 12 | 0 | 0 | -3 | -9 | 0 | 12 | 41 | 53 | 41 | 55 | 202 |  |  | C2 | 0.0005005 | 0.0010625 | 0.0015 | 0.003125 | 0.00625 | C2 | 63199.275 | 63199.275 | 63199.275 | 63199.275 | 63199.275 | C2 | 31.6312 | 67.1492 | 94.7989 | 197.4977 | 394.9955 | C2 | 316.3124 | 6312.0276 | 2654.3696 | 10467.3799 | 7109.9184 | 26860.0079 |  | 379.5748 | 6312.0276 | 2654.3696 | 10467.3799 | 5924.932 | 25738.2839 |  | 379.5748 | 5036.1922 | 3981.5543 | 8689.9003 | 11454.8686 | 29542.0903 |  | 695.8872 | 5036.1922 | 3981.5543 | 7504.9139 | 9874.8867 | 27093.4344 |  | 379.5748 | 2753.1184 | 5024.3424 | 8097.4071 | 21724.7508 | 37979.1935 |  | 759.1497 | 2753.1184 | 5024.3424 | 7504.9139 | 18169.7916 | 34211.3159
|  |  | 66 | 66 | C3 | 3 | 38 | 10 | 10 | 5 | 66 | 2 | 38 | 10 | 10 | 6 | 66 | 8 | 0 | 0 | -3 | -5 | 0 | 3 | 28 | 19 | 7 | 9 | 66 | 8 | 0 | 0 | -1 | -7 | 0 | 3 | 19 | 19 | 12 | 13 | 66 |  |  | C3 | 0.0005005 | 0.0010625 | 0.0015 | 0.003125 | 0.00625 | C3 | 94798.9125 | 94798.9125 | 94798.9125 | 94798.9125 | 94798.9125 | C3 | 47.4469 | 100.7238 | 142.1984 | 296.2466 | 592.4932 | C3 | 94.8937 | 3827.5061 | 1421.9837 | 2962.466 | 3554.9592 | 11861.8087 |  | 142.3406 | 3827.5061 | 1421.9837 | 2962.466 | 2962.466 | 11316.7624 |  | 142.3406 | 2820.2676 | 2701.769 | 2073.7262 | 5332.4388 | 13070.5423 |  | 521.9154 | 2820.2676 | 2701.769 | 1184.9864 | 2369.9728 | 9598.9113 |  | 142.3406 | 1913.753 | 2701.769 | 3554.9592 | 7702.4116 | 16015.2335 |  | 521.9154 | 1913.753 | 2701.769 | 3258.7126 | 3554.9592 | 11951.1093
|  |  | 490 | 490 | C4 | 21 | 204 | 33 | 193 | 39 | 490 | 15 | 204 | 33 | 195 | 47 | 494 | 9 | 0 | 0 | 0 | -9 | 0 | 21 | 167 | 65 | 128 | 109 | 490 | 15 | 0 | 0 | 0 | -15 | 0 | 21 | 111 | 93 | 65 | 200 | 490 |  |  | C4 | 0.0005005 | 0.0010625 | 0.0015 | 0.003125 | 0.00625 | C4 | 157998.1875 | 157998.1875 | 157998.1875 | 157998.1875 | 157998.1875 | C4 | 79.0781 | 167.8731 | 236.9973 | 493.7443 | 987.4887 | C4 | 1186.1714 | 34246.1071 | 7820.9103 | 96280.1455 | 46411.9676 | 185945.3019 |  | 1660.6399 | 34246.1071 | 7820.9103 | 95292.6568 | 38512.0582 | 177532.3724 |  | 1660.6399 | 28034.8034 | 15404.8233 | 63199.275 | 107636.2652 | 215935.8069 |  | 2372.3428 | 28034.8034 | 15404.8233 | 63199.275 | 98748.8672 | 207760.1117 |  | 1660.6399 | 18633.9112 | 22040.7472 | 32093.3818 | 197497.7344 | 271926.4146 |  | 2846.8113 | 18633.9112 | 22040.7472 | 32093.3818 | 182685.4043 | 258300.2559
|  |  | 2166 | 2207 |  | 239 | 720 | 250 | 755 | 202 |  | 211 | 719 | 250 | 761 | 245 |  | 114 | -2 | -1 | -26 | -66 |  | 239 | 590 | 306 | 501 | 530 |  | 226 | -2 | -1 | -24 | -158 |  | 224 | 409 | 326 | 377 | 830 | [22 empty] | 5671.4808 | 62388.3493 | 23775.5673 | 179248.9437 | 105187.2933 | 376271.6345 |  | 6677.3542 | 62435.3538 | 23775.5673 | 177708.4614 | 86938.5027 | 357535.2393 |  | 6677.3542 | 50932.6907 | 34032.8096 | 118478.8909 | 230321.8578 | 440443.6032 |  | 10011.2866 | 50838.6818 | 33966.4504 | 114054.9416 | 203620.1642 | 412491.5245 |  | 6345.2262 | 34487.8444 | 40450.696 | 79552.0874 | 382316.1142 | 543151.9682 |  | 12519.6437 | 34393.8354 | 40384.3367 | 75898.3793 | 324686.2753 | 487882.4705
| EHV Transformer |  | 330 | 336 | C1 | 58 | 100 | 77 | 64 | 31 | 330 | 49 | 100 | 77 | 64 | 42 | 332 | 18 | 0 | 0 | -1 | -17 | 0 | 52 | 87 | 76 | 51 | 64 | 330 | 30 | 0 | 0 | -1 | -23 | 6 | 45 | 73 | 72 | 42 | 98 | 330 |  |  | C1 | 0.0045605 | 0.00969 | 0.01368 | 0.0285 | 0.057 | C1 | 80797.2002 | 80797.2002 | 80797.2002 | 80797.2002 | 80797.2002 | C1 | 368.4756 | 782.9249 | 1105.3057 | 2302.7202 | 4605.4404 | C1 | 18055.3059 | 78292.487 | 85108.5388 | 147374.0932 | 193428.4973 | 522258.9223 |  | 21371.5866 | 78292.487 | 85108.5388 | 147374.0932 | 142768.6528 | 474915.3584 |  | 19160.7328 | 68114.4637 | 84003.2331 | 117438.7305 | 294748.1864 | 583465.3465 |  | 25793.2942 | 68114.4637 | 84003.2331 | 115136.0103 | 216455.6994 | 509502.7007 |  | 16581.4034 | 57153.5155 | 79582.0103 | 96714.2487 | 451333.1604 | 701364.3383 |  | 27635.6724 | 57153.5155 | 79582.0103 | 94411.5284 | 345408.0309 | 604190.7576
|  |  | 316 | 316 | C2 | 57 | 112 | 82 | 42 | 23 | 316 | 49 | 112 | 82 | 42 | 32 | 317 | 10 | 0 | 0 | -4 | -6 | 0 | 54 | 100 | 82 | 42 | 38 | 316 | 29 | 0 | 0 | 0 | -29 | 0 | 41 | 82 | 83 | 35 | 75 | 316 |  |  | C2 | 0.0045605 | 0.00969 | 0.01368 | 0.0285 | 0.057 | C2 | 115424.5717 | 115424.5717 | 115424.5717 | 115424.5717 | 115424.5717 | C2 | 526.3938 | 1118.4641 | 1579.0081 | 3289.6003 | 6579.2006 | C2 | 25793.2942 | 125267.9792 | 129478.6676 | 138163.2124 | 210534.4188 | 629237.5722 |  | 30004.4443 | 125267.9792 | 129478.6676 | 138163.2124 | 151321.6135 | 574235.917 |  | 28425.263 | 111846.41 | 129478.6676 | 138163.2124 | 250009.6224 | 657923.1753 |  | 33689.2006 | 111846.41 | 129478.6676 | 125004.8112 | 210534.4188 | 610553.5082 |  | 21582.1441 | 91714.0562 | 131057.6757 | 115136.0103 | 493440.0442 | 852929.9305 |  | 36847.5632 | 91714.0562 | 131057.6757 | 115136.0103 | 302643.2271 | 677398.5325
|  |  | 166 | 166 | C3 | 30 | 67 | 35 | 19 | 15 | 166 | 24 | 67 | 35 | 19 | 21 | 166 | 10 | 0 | 0 | -2 | -8 | 0 | 29 | 57 | 39 | 19 | 22 | 166 | 15 | 0 | 0 | 0 | -15 | 0 | 24 | 45 | 46 | 12 | 39 | 166 |  |  | C3 | 0.0045605 | 0.00969 | 0.01368 | 0.0285 | 0.057 | C3 | 173136.8576 | 173136.8576 | 173136.8576 | 173136.8576 | 173136.8576 | C3 | 789.5906 | 1677.6962 | 2368.5122 | 4934.4004 | 9868.8009 | C3 | 18950.1753 | 112405.6421 | 82897.9274 | 93753.6084 | 207244.8185 | 515252.1717 |  | 23687.7192 | 112405.6421 | 82897.9274 | 93753.6084 | 148032.0132 | 460776.9103 |  | 22898.1285 | 95628.6806 | 92371.9763 | 93753.6084 | 217113.6194 | 521766.0132 |  | 30794.0349 | 95628.6806 | 92371.9763 | 83884.8075 | 138163.2124 | 440842.7116 |  | 18950.1753 | 75496.3268 | 108951.5617 | 59212.8053 | 384883.2344 | 647494.1036 |  | 30794.0349 | 75496.3268 | 108951.5617 | 59212.8053 | 236851.2212 | 511305.9499
|  |  | 0 | 0 | C4 | 0 | 0 | 0 | 0 | 0 | 0 | 0 | 0 | 0 | 0 | 0 | 0 | 0 | 0 | 0 | 0 | 0 | 0 | 0 | 0 | 0 | 0 | 0 | 0 | 0 | 0 | 0 | 0 | 0 | 0 | 0 | 0 | 0 | 0 | 0 | 0 |  |  | C4 | 0.0045605 | 0.00969 | 0.01368 | 0.0285 | 0.057 | C4 | 288561.4293 | 288561.4293 | 288561.4293 | 288561.4293 | 288561.4293 | C4 | 1315.9844 | 2796.1603 | 3947.5204 | 8224.0007 | 16448.0015 | C4 | 0 | 0 | 0 | 0 | 0 | 0 |  | 0 | 0 | 0 | 0 | 0 | 0 |  | 0 | 0 | 0 | 0 | 0 | 0 |  | 0 | 0 | 0 | 0 | 0 | 0 |  | 0 | 0 | 0 | 0 | 0 | 0 |  | 0 | 0 | 0 | 0 | 0 | 0
|  |  | 812 | 818 |  | 145 | 279 | 194 | 125 | 69 |  | 122 | 279 | 194 | 125 | 95 |  | 38 | 0 | 0 | -7 | -31 |  | 135 | 244 | 197 | 112 | 124 |  | 74 | 0 | 0 | -1 | -67 |  | 110 | 200 | 201 | 89 | 212 | [22 empty] | 62798.7755 | 315966.1083 | 297485.1338 | 379290.9139 | 611207.7347 | 1666748.6662 |  | 75063.7501 | 315966.1083 | 297485.1338 | 379290.9139 | 442122.2796 | 1509928.1857 |  | 70484.1244 | 275589.5543 | 305853.877 | 349355.5513 | 761871.4282 | 1763154.535 |  | 90276.5297 | 275589.5543 | 305853.877 | 324025.629 | 565153.3306 | 1560898.9205 |  | 57113.7229 | 224363.8985 | 319591.2478 | 271063.0643 | 1329656.439 | 2201788.3724 |  | 95277.2704 | 224363.8985 | 319591.2478 | 268760.344 | 884902.4792 | 1792895.2399
| EHV UG Cable (Gas) |  | 0 | 0 | C1 | 0 | 0 | 0 | 0 | 0 | 0 | 0 | 0 | 0 | 0 | 0 | 0 | 0 | 0 | 0 | 0 | 0 | 0 | 0 | 0 | 0 | 0 | 0 | 0 | 0 | 0 | 0 | 0 | 0 | 0 | 0 | 0 | 0 | 0 | 0 | 0 |  |  | C1 | 0 | 0 | 0 | 0 | 0 | C1 | 0 | 0 | 0 | 0 | 0 | C1 | [5 empty] | C1 | [5 empty] | 0 | [6 empty] | 0 | [6 empty] | 0 | [6 empty] | 0 | [6 empty] | 0 | [6 empty] | 0
|  |  | 0 | 0 | C2 | 0 | 0 | 0 | 0 | 0 | 0 | 0 | 0 | 0 | 0 | 0 | 0 | 0 | 0 | 0 | 0 | 0 | 0 | 0 | 0 | 0 | 0 | 0 | 0 | 0 | 0 | 0 | 0 | 0 | 0 | 0 | 0 | 0 | 0 | 0 | 0 |  |  | C2 | 0 | 0 | 0 | 0 | 0 | C2 | 0 | 0 | 0 | 0 | 0 | C2 | [5 empty] | C2 | [5 empty] | 0 | [6 empty] | 0 | [6 empty] | 0 | [6 empty] | 0 | [6 empty] | 0 | [6 empty] | 0
|  |  | 0 | 0 | C3 | 0 | 0 | 0 | 0 | 0 | 0 | 0 | 0 | 0 | 0 | 0 | 0 | 0 | 0 | 0 | 0 | 0 | 0 | 0 | 0 | 0 | 0 | 0 | 0 | 0 | 0 | 0 | 0 | 0 | 0 | 0 | 0 | 0 | 0 | 0 | 0 |  |  | C3 | 0 | 0 | 0 | 0 | 0 | C3 | 0 | 0 | 0 | 0 | 0 | C3 | [5 empty] | C3 | [5 empty] | 0 | [6 empty] | 0 | [6 empty] | 0 | [6 empty] | 0 | [6 empty] | 0 | [6 empty] | 0
|  |  | 0 | 0 | C4 | 0 | 0 | 0 | 0 | 0 | 0 | 0 | 0 | 0 | 0 | 0 | 0 | 0 | 0 | 0 | 0 | 0 | 0 | 0 | 0 | 0 | 0 | 0 | 0 | 0 | 0 | 0 | 0 | 0 | 0 | 0 | 0 | 0 | 0 | 0 | 0 |  |  | C4 | 0 | 0 | 0 | 0 | 0 | C4 | 0 | 0 | 0 | 0 | 0 | C4 | [5 empty] | C4 | [5 empty] | 0 | [6 empty] | 0 | [6 empty] | 0 | [6 empty] | 0 | [6 empty] | 0 | [6 empty] | 0
|  |  | 0 | 0 |  | 0 | 0 | 0 | 0 | 0 |  | 0 | 0 | 0 | 0 | 0 |  | 0 | 0 | 0 | 0 | 0 |  | 0 | 0 | 0 | 0 | 0 |  | 0 | 0 | 0 | 0 | 0 |  | 0 | 0 | 0 | 0 | 0 | [22 empty] | 0 | 0 | 0 | 0 | 0 | 0 |  | 0 | 0 | 0 | 0 | 0 | 0 |  | 0 | 0 | 0 | 0 | 0 | 0 |  | 0 | 0 | 0 | 0 | 0 | 0 |  | 0 | 0 | 0 | 0 | 0 | 0 |  | 0 | 0 | 0 | 0 | 0 | 0
| EHV UG Cable (Oil) |  | 0 | 0 | C1 | 0 | 0 | 0 | 0 | 0 | 0 | 0 | 0 | 0 | 0 | 0 | 0 | 0 | 0 | 0 | 0 | 0 | 0 | 0 | 0 | 0 | 0 | 0 | 0 | 0 | 0 | 0 | 0 | 0 | 0 | 0 | 0 | 0 | 0 | 0 | 0 |  |  | C1 | 5.05e-05 | 0.00010625 | 0.00015 | 0.0003125 | 0.000625 | C1 | 13514.8117 | 13514.8117 | 13514.8117 | 13514.8117 | 13514.8117 | C1 | 0.6825 | 1.4359 | 2.0272 | 4.2234 | 8.4468 | C1 | 0 | 0 | 0 | 0 | 0 | 0 |  | 0 | 0 | 0 | 0 | 0 | 0 |  | 0 | 0 | 0 | 0 | 0 | 0 |  | 0 | 0 | 0 | 0 | 0 | 0 |  | 0 | 0 | 0 | 0 | 0 | 0 |  | 0 | 0 | 0 | 0 | 0 | 0
|  |  | 0.45163 | 0.45163 | C2 | 0 | 0 | 0.23701 | 0.21463 | 0 | 0.45163 | 0 | 0 | 0.23701 | 0.21463 | 0 | 0.45163 | 0 | 0 | 0 | 0 | 0 | 0 | 0 | 0 | 0.23701 | 0.12264 | 0.091987 | 0.45163 | 0 | 0 | 0 | 0 | 0 | 0 | 0 | 0 | 0.23701 | 0 | 0.21463 | 0.45163 |  |  | C2 | 5.05e-05 | 0.00010625 | 0.00015 | 0.0003125 | 0.000625 | C2 | 19306.8739 | 19306.8739 | 19306.8739 | 19306.8739 | 19306.8739 | C2 | 0.975 | 2.0514 | 2.896 | 6.0334 | 12.0668 | C2 | 0 | 0 | 0.68638 | 1.2949 | 0 | 1.9813 |  | 0 | 0 | 0.68638 | 1.2949 | 0 | 1.9813 |  | 0 | 0 | 0.68638 | 0.73993 | 1.11 | 2.5363 |  | 0 | 0 | 0.68638 | 0.73993 | 1.11 | 2.5363 |  | 0 | 0 | 0.68638 | 0 | 2.5898 | 3.2762 |  | 0 | 0 | 0.68638 | 0 | 2.5898 | 3.2762
|  |  | 0 | 0 | C3 | 0 | 0 | 0 | 0 | 0 | 0 | 0 | 0 | 0 | 0 | 0 | 0 | 0 | 0 | 0 | 0 | 0 | 0 | 0 | 0 | 0 | 0 | 0 | 0 | 0 | 0 | 0 | 0 | 0 | 0 | 0 | 0 | 0 | 0 | 0 | 0 |  |  | C3 | 5.05e-05 | 0.00010625 | 0.00015 | 0.0003125 | 0.000625 | C3 | 28960.3108 | 28960.3108 | 28960.3108 | 28960.3108 | 28960.3108 | C3 | 1.4625 | 3.077 | 4.344 | 9.0501 | 18.1002 | C3 | 0 | 0 | 0 | 0 | 0 | 0 |  | 0 | 0 | 0 | 0 | 0 | 0 |  | 0 | 0 | 0 | 0 | 0 | 0 |  | 0 | 0 | 0 | 0 | 0 | 0 |  | 0 | 0 | 0 | 0 | 0 | 0 |  | 0 | 0 | 0 | 0 | 0 | 0
|  |  | 0 | 0 | C4 | 0 | 0 | 0 | 0 | 0 | 0 | 0 | 0 | 0 | 0 | 0 | 0 | 0 | 0 | 0 | 0 | 0 | 0 | 0 | 0 | 0 | 0 | 0 | 0 | 0 | 0 | 0 | 0 | 0 | 0 | 0 | 0 | 0 | 0 | 0 | 0 |  |  | C4 | 5.05e-05 | 0.00010625 | 0.00015 | 0.0003125 | 0.000625 | C4 | 48267.1846 | 48267.1846 | 48267.1846 | 48267.1846 | 48267.1846 | C4 | 2.4375 | 5.1284 | 7.2401 | 15.0835 | 30.167 | C4 | 0 | 0 | 0 | 0 | 0 | 0 |  | 0 | 0 | 0 | 0 | 0 | 0 |  | 0 | 0 | 0 | 0 | 0 | 0 |  | 0 | 0 | 0 | 0 | 0 | 0 |  | 0 | 0 | 0 | 0 | 0 | 0 |  | 0 | 0 | 0 | 0 | 0 | 0
|  |  | 0.45163 | 0.45163 |  | 0 | 0 | 0.23701 | 0.21463 | 0 |  | 0 | 0 | 0.23701 | 0.21463 | 0 |  | 0 | 0 | 0 | 0 | 0 |  | 0 | 0 | 0.23701 | 0.12264 | 0.091987 |  | 0 | 0 | 0 | 0 | 0 |  | 0 | 0 | 0.23701 | 0 | 0.21463 | [22 empty] | 0 | 0 | 0.68638 | 1.2949 | 0 | 1.9813 |  | 0 | 0 | 0.68638 | 1.2949 | 0 | 1.9813 |  | 0 | 0 | 0.68638 | 0.73993 | 1.11 | 2.5363 |  | 0 | 0 | 0.68638 | 0.73993 | 1.11 | 2.5363 |  | 0 | 0 | 0.68638 | 0 | 2.5898 | 3.2762 |  | 0 | 0 | 0.68638 | 0 | 2.5898 | 3.2762
| EHV UG Cable (Non Pressurised) |  | 0 | 0 | C1 | 0 | 0 | 0 | 0 | 0 | 0 | 0 | 0 | 0 | 0 | 0 | 0 | 0 | 0 | 0 | 0 | 0 | 0 | 0 | 0 | 0 | 0 | 0 | 0 | 0 | 0 | 0 | 0 | 0 | 0 | 0 | 0 | 0 | 0 | 0 | 0 |  |  | C1 | 0 | 0 | 0 | 0 | 0 | C1 | 0 | 0 | 0 | 0 | 0 | C1 | [5 empty] | C1 | [5 empty] | 0 | [6 empty] | 0 | [6 empty] | 0 | [6 empty] | 0 | [6 empty] | 0 | [6 empty] | 0
|  |  | 0 | 0 | C2 | 0 | 0 | 0 | 0 | 0 | 0 | 0 | 0 | 0 | 0 | 0 | 0 | 0 | 0 | 0 | 0 | 0 | 0 | 0 | 0 | 0 | 0 | 0 | 0 | 0 | 0 | 0 | 0 | 0 | 0 | 0 | 0 | 0 | 0 | 0 | 0 |  |  | C2 | 0 | 0 | 0 | 0 | 0 | C2 | 0 | 0 | 0 | 0 | 0 | C2 | [5 empty] | C2 | [5 empty] | 0 | [6 empty] | 0 | [6 empty] | 0 | [6 empty] | 0 | [6 empty] | 0 | [6 empty] | 0
|  |  | 0 | 0 | C3 | 0 | 0 | 0 | 0 | 0 | 0 | 0 | 0 | 0 | 0 | 0 | 0 | 0 | 0 | 0 | 0 | 0 | 0 | 0 | 0 | 0 | 0 | 0 | 0 | 0 | 0 | 0 | 0 | 0 | 0 | 0 | 0 | 0 | 0 | 0 | 0 |  |  | C3 | 0 | 0 | 0 | 0 | 0 | C3 | 0 | 0 | 0 | 0 | 0 | C3 | [5 empty] | C3 | [5 empty] | 0 | [6 empty] | 0 | [6 empty] | 0 | [6 empty] | 0 | [6 empty] | 0 | [6 empty] | 0
|  |  | 0 | 0 | C4 | 0 | 0 | 0 | 0 | 0 | 0 | 0 | 0 | 0 | 0 | 0 | 0 | 0 | 0 | 0 | 0 | 0 | 0 | 0 | 0 | 0 | 0 | 0 | 0 | 0 | 0 | 0 | 0 | 0 | 0 | 0 | 0 | 0 | 0 | 0 | 0 |  |  | C4 | 0 | 0 | 0 | 0 | 0 | C4 | 0 | 0 | 0 | 0 | 0 | C4 | [5 empty] | C4 | [5 empty] | 0 | [6 empty] | 0 | [6 empty] | 0 | [6 empty] | 0 | [6 empty] | 0 | [6 empty] | 0
|  |  | 0 | 0 |  | 0 | 0 | 0 | 0 | 0 |  | 0 | 0 | 0 | 0 | 0 |  | 0 | 0 | 0 | 0 | 0 |  | 0 | 0 | 0 | 0 | 0 |  | 0 | 0 | 0 | 0 | 0 |  | 0 | 0 | 0 | 0 | 0 | [22 empty] | 0 | 0 | 0 | 0 | 0 | 0 |  | 0 | 0 | 0 | 0 | 0 | 0 |  | 0 | 0 | 0 | 0 | 0 | 0 |  | 0 | 0 | 0 | 0 | 0 | 0 |  | 0 | 0 | 0 | 0 | 0 | 0 |  | 0 | 0 | 0 | 0 | 0 | 0
| EHV OHL Support - Towers |  | 0 | 0 | C1 | 0 | 0 | 0 | 0 | 0 | 0 | 0 | 0 | 0 | 0 | 0 | 0 | 0 | 0 | 0 | 0 | 0 | 0 | 0 | 0 | 0 | 0 | 0 | 0 | 0 | 0 | 0 | 0 | 0 | 0 | 0 | 0 | 0 | 0 | 0 | 0 |  |  | C1 | 0 | 0 | 0 | 0 | 0 | C1 | 0 | 0 | 0 | 0 | 0 | C1 | [5 empty] | C1 | [5 empty] | 0 | [6 empty] | 0 | [6 empty] | 0 | [6 empty] | 0 | [6 empty] | 0 | [6 empty] | 0
|  |  | 0 | 0 | C2 | 0 | 0 | 0 | 0 | 0 | 0 | 0 | 0 | 0 | 0 | 0 | 0 | 0 | 0 | 0 | 0 | 0 | 0 | 0 | 0 | 0 | 0 | 0 | 0 | 0 | 0 | 0 | 0 | 0 | 0 | 0 | 0 | 0 | 0 | 0 | 0 |  |  | C2 | 0 | 0 | 0 | 0 | 0 | C2 | 0 | 0 | 0 | 0 | 0 | C2 | [5 empty] | C2 | [5 empty] | 0 | [6 empty] | 0 | [6 empty] | 0 | [6 empty] | 0 | [6 empty] | 0 | [6 empty] | 0
|  |  | 0 | 0 | C3 | 0 | 0 | 0 | 0 | 0 | 0 | 0 | 0 | 0 | 0 | 0 | 0 | 0 | 0 | 0 | 0 | 0 | 0 | 0 | 0 | 0 | 0 | 0 | 0 | 0 | 0 | 0 | 0 | 0 | 0 | 0 | 0 | 0 | 0 | 0 | 0 |  |  | C3 | 0 | 0 | 0 | 0 | 0 | C3 | 0 | 0 | 0 | 0 | 0 | C3 | [5 empty] | C3 | [5 empty] | 0 | [6 empty] | 0 | [6 empty] | 0 | [6 empty] | 0 | [6 empty] | 0 | [6 empty] | 0
|  |  | 0 | 0 | C4 | 0 | 0 | 0 | 0 | 0 | 0 | 0 | 0 | 0 | 0 | 0 | 0 | 0 | 0 | 0 | 0 | 0 | 0 | 0 | 0 | 0 | 0 | 0 | 0 | 0 | 0 | 0 | 0 | 0 | 0 | 0 | 0 | 0 | 0 | 0 | 0 |  |  | C4 | 0 | 0 | 0 | 0 | 0 | C4 | 0 | 0 | 0 | 0 | 0 | C4 | [5 empty] | C4 | [5 empty] | 0 | [6 empty] | 0 | [6 empty] | 0 | [6 empty] | 0 | [6 empty] | 0 | [6 empty] | 0
|  |  | 0 | 0 |  | 0 | 0 | 0 | 0 | 0 |  | 0 | 0 | 0 | 0 | 0 |  | 0 | 0 | 0 | 0 | 0 |  | 0 | 0 | 0 | 0 | 0 |  | 0 | 0 | 0 | 0 | 0 |  | 0 | 0 | 0 | 0 | 0 | [22 empty] | 0 | 0 | 0 | 0 | 0 | 0 |  | 0 | 0 | 0 | 0 | 0 | 0 |  | 0 | 0 | 0 | 0 | 0 | 0 |  | 0 | 0 | 0 | 0 | 0 | 0 |  | 0 | 0 | 0 | 0 | 0 | 0 |  | 0 | 0 | 0 | 0 | 0 | 0
| EHV OHL Support - Poles |  | 4184 | 4184 | C1 | 541 | 1312 | 1489 | 335 | 507 | 4184 | 425 | 1334 | 1511 | 363 | 550 | 4183 | 242 | 0 | -106 | -98 | -38 | 0 | 529 | 1080 | 1470 | 492 | 613 | 4184 | 487 | 0 | -194 | -220 | -73 | 0 | 496 | 719 | 1388 | 606 | 975 | 4184 |  |  | C1 | 0.00042155 | 0.00089474 | 0.0012632 | 0.0026316 | 0.0052632 | C1 | 10070.5781 | 10070.5781 | 10070.5781 | 10070.5781 | 10070.5781 | C1 | 4.2453 | 9.0105 | 12.7207 | 26.5015 | 53.003 | C1 | 1804.2434 | 12020.03 | 19221.0234 | 9620.0522 | 29151.6735 | 71817.0225 |  | 2296.6958 | 11821.7986 | 18941.1673 | 8878.0096 | 26872.5426 | 68810.214 |  | 2245.7524 | 9731.3586 | 18699.4734 | 13038.7485 | 32490.8651 | 76206.1981 |  | 3273.1099 | 9731.3586 | 17351.076 | 10441.5994 | 30476.7495 | 71273.8935 |  | 2105.6582 | 6478.5619 | 17656.3736 | 16059.9219 | 51677.9666 | 93978.4822 |  | 4173.109 | 6478.5619 | 15188.5519 | 10229.5872 | 47808.7445 | 83878.5545
|  |  | 12786 | 12786 | C2 | 1278 | 4615 | 4287 | 1185 | 1421 | 12786 | 917 | 4690 | 4350 | 1283 | 1542 | 12782 | 1001 | -262 | -321 | -307 | -111 | 0 | 1224 | 3793 | 4448 | 1534 | 1787 | 12786 | 1977 | -517 | -650 | -588 | -222 | 0 | 1117 | 2440 | 4650 | 1622 | 2957 | 12786 |  |  | C2 | 0.00042155 | 0.00089474 | 0.0012632 | 0.0026316 | 0.0052632 | C2 | 14386.5401 | 14386.5401 | 14386.5401 | 14386.5401 | 14386.5401 | C2 | 6.0647 | 12.8722 | 18.1725 | 37.8593 | 75.7186 | C2 | 5561.3151 | 60370.4656 | 79050.2522 | 48573.5027 | 116758.1311 | 310313.6666 |  | 7750.666 | 59405.053 | 77905.3865 | 44863.2897 | 107596.1766 | 297520.5717 |  | 7423.173 | 48824.1313 | 80831.1544 | 58076.191 | 135309.196 | 330463.8458 |  | 13493.9216 | 45451.6234 | 74997.791 | 46453.3809 | 126904.4278 | 307301.1448 |  | 6774.2519 | 31408.0887 | 84501.9937 | 61407.8108 | 223899.9959 | 407992.141 |  | 18764.1319 | 24753.1781 | 72689.8871 | 39146.5329 | 207090.4595 | 362444.1894
|  |  | 3751 | 3751 | C3 | 957 | 1329 | 978 | 234 | 253 | 3751 | 879 | 1351 | 992 | 253 | 275 | 3750 | 255 | -93 | -78 | -64 | -20 | 0 | 939 | 1086 | 1080 | 323 | 323 | 3751 | 532 | -188 | -172 | -130 | -42 | 0 | 891 | 716 | 1228 | 358 | 558 | 3751 |  |  | C3 | 0.00042155 | 0.00089474 | 0.0012632 | 0.0026316 | 0.0052632 | C3 | 21579.8102 | 21579.8102 | 21579.8102 | 21579.8102 | 21579.8102 | C3 | 9.097 | 19.3083 | 27.2587 | 56.789 | 113.5779 | C3 | 7996.2857 | 26085.4474 | 27040.638 | 14367.6105 | 31233.9358 | 106723.9174 |  | 8705.8537 | 25660.6659 | 26659.0161 | 13288.62 | 28735.221 | 103049.3766 |  | 8542.1072 | 20968.7609 | 29439.4043 | 18342.8387 | 36685.6774 | 113978.7884 |  | 10861.8488 | 19173.0935 | 27313.2251 | 14708.3443 | 34414.1184 | 106470.6301 |  | 8105.45 | 13824.7079 | 33473.693 | 20330.4528 | 63376.4953 | 139110.7989 |  | 12945.0677 | 10194.7567 | 28785.1953 | 12947.8861 | 58606.2214 | 123479.1272
|  |  | 101 | 101 | C4 | 7 | 4 | 67 | 15 | 8 | 101 | 4 | 4 | 68 | 16 | 9 | 101 | 11 | 0 | -4 | -6 | -1 | 0 | 7 | 4 | 49 | 30 | 11 | 101 | 21 | -1 | -4 | -14 | -2 | 0 | 6 | 2 | 28 | 38 | 27 | 101 |  |  | C4 | 0.00042155 | 0.00089474 | 0.0012632 | 0.0026316 | 0.0052632 | C4 | 35966.3504 | 35966.3504 | 35966.3504 | 35966.3504 | 35966.3504 | C4 | 15.1617 | 32.1804 | 45.4312 | 94.6483 | 189.2966 | C4 | 60.6468 | 128.7217 | 3089.3202 | 1514.3726 | 1703.6692 | 6496.7306 |  | 106.132 | 128.7217 | 3043.889 | 1419.7244 | 1514.3726 | 6212.8397 |  | 106.132 | 128.7217 | 2226.1278 | 2839.4487 | 2082.2624 | 7382.6925 |  | 272.9108 | 128.7217 | 2044.4031 | 2271.559 | 1892.9658 | 6610.5603 |  | 90.9703 | 64.3608 | 1272.073 | 3596.635 | 5111.0077 | 10135.0468 |  | 409.3662 | 32.1804 | 1090.3483 | 2271.559 | 4732.4145 | 8535.8684
|  |  | 20822 | 20822 |  | 2783 | 7260 | 6821 | 1769 | 2189 |  | 2225 | 7379 | 6921 | 1915 | 2376 |  | 1509 | -355 | -509 | -475 | -170 |  | 2699 | 5963 | 7047 | 2379 | 2734 |  | 3017 | -706 | -1020 | -952 | -339 |  | 2510 | 3877 | 7294 | 2624 | 4517 | [22 empty] | 15422.4911 | 98604.6647 | 128401.2337 | 74075.538 | 178847.4096 | 495351.3371 |  | 18859.3474 | 97016.2392 | 126549.4589 | 68449.6436 | 164718.3128 | 475593.0019 |  | 18317.1647 | 79652.9725 | 131196.1599 | 92297.2269 | 206568.0009 | 528031.5249 |  | 27901.791 | 74484.7972 | 121706.4951 | 73874.8837 | 193688.2615 | 491656.2286 |  | 17076.3303 | 51775.7193 | 136904.1333 | 101394.8206 | 344065.4654 | 651216.4689 |  | 36291.6747 | 41458.6771 | 117753.9825 | 64595.5653 | 318237.8399 | 578337.7394
| EHV OHL Fittings and Conductors (Tower Lines) |  | 0 | 0 | C1 | 0 | 0 | 0 | 0 | 0 | 0 | 0 | 0 | 0 | 0 | 0 | 0 | 0 | 0 | 0 | 0 | 0 | 0 | 0 | 0 | 0 | 0 | 0 | 0 | 0 | 0 | 0 | 0 | 0 | 0 | 0 | 0 | 0 | 0 | 0 | 0 |  |  | C1 | 0 | 0 | 0 | 0 | 0 | C1 | 0 | 0 | 0 | 0 | 0 | C1 | [5 empty] | C1 | [5 empty] | 0 | [6 empty] | 0 | [6 empty] | 0 | [6 empty] | 0 | [6 empty] | 0 | [6 empty] | 0
|  |  | 0 | 0 | C2 | 0 | 0 | 0 | 0 | 0 | 0 | 0 | 0 | 0 | 0 | 0 | 0 | 0 | 0 | 0 | 0 | 0 | 0 | 0 | 0 | 0 | 0 | 0 | 0 | 0 | 0 | 0 | 0 | 0 | 0 | 0 | 0 | 0 | 0 | 0 | 0 |  |  | C2 | 0 | 0 | 0 | 0 | 0 | C2 | 0 | 0 | 0 | 0 | 0 | C2 | [5 empty] | C2 | [5 empty] | 0 | [6 empty] | 0 | [6 empty] | 0 | [6 empty] | 0 | [6 empty] | 0 | [6 empty] | 0
|  |  | 0 | 0 | C3 | 0 | 0 | 0 | 0 | 0 | 0 | 0 | 0 | 0 | 0 | 0 | 0 | 0 | 0 | 0 | 0 | 0 | 0 | 0 | 0 | 0 | 0 | 0 | 0 | 0 | 0 | 0 | 0 | 0 | 0 | 0 | 0 | 0 | 0 | 0 | 0 |  |  | C3 | 0 | 0 | 0 | 0 | 0 | C3 | 0 | 0 | 0 | 0 | 0 | C3 | [5 empty] | C3 | [5 empty] | 0 | [6 empty] | 0 | [6 empty] | 0 | [6 empty] | 0 | [6 empty] | 0 | [6 empty] | 0
|  |  | 0 | 0 | C4 | 0 | 0 | 0 | 0 | 0 | 0 | 0 | 0 | 0 | 0 | 0 | 0 | 0 | 0 | 0 | 0 | 0 | 0 | 0 | 0 | 0 | 0 | 0 | 0 | 0 | 0 | 0 | 0 | 0 | 0 | 0 | 0 | 0 | 0 | 0 | 0 |  |  | C4 | 0 | 0 | 0 | 0 | 0 | C4 | 0 | 0 | 0 | 0 | 0 | C4 | [5 empty] | C4 | [5 empty] | 0 | [6 empty] | 0 | [6 empty] | 0 | [6 empty] | 0 | [6 empty] | 0 | [6 empty] | 0
|  |  | 0 | 0 |  | 0 | 0 | 0 | 0 | 0 |  | 0 | 0 | 0 | 0 | 0 |  | 0 | 0 | 0 | 0 | 0 |  | 0 | 0 | 0 | 0 | 0 |  | 0 | 0 | 0 | 0 | 0 |  | 0 | 0 | 0 | 0 | 0 | [22 empty] | 0 | 0 | 0 | 0 | 0 | 0 |  | 0 | 0 | 0 | 0 | 0 | 0 |  | 0 | 0 | 0 | 0 | 0 | 0 |  | 0 | 0 | 0 | 0 | 0 | 0 |  | 0 | 0 | 0 | 0 | 0 | 0 |  | 0 | 0 | 0 | 0 | 0 | 0
| [Please insert new asset category as required] |  | 0 | 0 | C1 | 0 | 0 | 0 | 0 | 0 | 0 | 0 | 0 | 0 | 0 | 0 | 0 | 0 | 0 | 0 | 0 | 0 | 0 | 0 | 0 | 0 | 0 | 0 | 0 | 0 | 0 | 0 | 0 | 0 | 0 | 0 | 0 | 0 | 0 | 0 | 0 |  |  | C1 | 0 | 0 | 0 | 0 | 0 | C1 | 0 | 0 | 0 | 0 | 0 | C1 | [5 empty] | C1 | [5 empty] | 0 | [6 empty] | 0 | [6 empty] | 0 | [6 empty] | 0 | [6 empty] | 0 | [6 empty] | 0
|  |  | 821.8636 | 821.8636 | C2 | 9.6873 | 187.0106 | 338.3882 | 276.5262 | 10.2513 | 821.8636 | 3.8162 | 177.6514 | 304.5155 | 319.4516 | 16.4289 | 821.8636 | 15 | 53 | 40 | -93 | -15 | 0 | 7 | 165 | 330 | 306 | 15 | 823 | 19 | 117 | -12 | -105 | -19 | 0 | 5 | 142 | 321 | 335 | 19 | 822 |  |  | C2 | 0 | 0 | 0 | 0 | 0 | C2 | 0 | 0 | 0 | 0 | 0 | C2 | [5 empty] | C2 | [5 empty] | 0 | [6 empty] | 0 | [6 empty] | 0 | [6 empty] | 0 | [6 empty] | 0 | [6 empty] | 0
|  |  | 0 | 0 | C3 | 0 | 0 | 0 | 0 | 0 | 0 | 0 | 0 | 0 | 0 | 0 | 0 | 0 | 0 | 0 | 0 | 0 | 0 | 0 | 0 | 0 | 0 | 0 | 0 | 0 | 0 | 0 | 0 | 0 | 0 | 0 | 0 | 0 | 0 | 0 | 0 |  |  | C3 | 0 | 0 | 0 | 0 | 0 | C3 | 0 | 0 | 0 | 0 | 0 | C3 | [5 empty] | C3 | [5 empty] | 0 | [6 empty] | 0 | [6 empty] | 0 | [6 empty] | 0 | [6 empty] | 0 | [6 empty] | 0
|  |  | 0 | 0 | C4 | 0 | 0 | 0 | 0 | 0 | 0 | 0 | 0 | 0 | 0 | 0 | 0 | 0 | 0 | 0 | 0 | 0 | 0 | 0 | 0 | 0 | 0 | 0 | 0 | 0 | 0 | 0 | 0 | 0 | 0 | 0 | 0 | 0 | 0 | 0 | 0 |  |  | C4 | 0 | 0 | 0 | 0 | 0 | C4 | 0 | 0 | 0 | 0 | 0 | C4 | [5 empty] | C4 | [5 empty] | 0 | [6 empty] | 0 | [6 empty] | 0 | [6 empty] | 0 | [6 empty] | 0 | [6 empty] | 0
|  |  | 821.8636 | 821.8636 |  | 9.6873 | 187.0106 | 338.3882 | 276.5262 | 10.2513 |  | 3.8162 | 177.6514 | 304.5155 | 319.4516 | 16.4289 |  | 15 | 53 | 40 | -93 | -15 |  | 7 | 165 | 330 | 306 | 15 |  | 19 | 117 | -12 | -105 | -19 |  | 5 | 142 | 321 | 335 | 19 | [22 empty] | 0 | 0 | 0 | 0 | 0 | 0 |  | 0 | 0 | 0 | 0 | 0 | 0 |  | 0 | 0 | 0 | 0 | 0 | 0 |  | 0 | 0 | 0 | 0 | 0 | 0 |  | 0 | 0 | 0 | 0 | 0 | 0 |  | 0 | 0 | 0 | 0 | 0 | 0
| [Please insert new asset category as required] |  | 0 | 0 | C1 | 0 | 0 | 0 | 0 | 0 | 0 | 0 | 0 | 0 | 0 | 0 | 0 | 0 | 0 | 0 | 0 | 0 | 0 | 0 | 0 | 0 | 0 | 0 | 0 | 0 | 0 | 0 | 0 | 0 | 0 | 0 | 0 | 0 | 0 | 0 | 0 |  |  | C1 | 0 | 0 | 0 | 0 | 0 | C1 | 0 | 0 | 0 | 0 | 0 | C1 | [5 empty] | C1 | [5 empty] | 0 | [6 empty] | 0 | [6 empty] | 0 | [6 empty] | 0 | [6 empty] | 0 | [6 empty] | 0
|  |  | 821.8636 | 821.8636 | C2 | 12.422 | 52.4221 | 374.9446 | 321.6027 | 60.4723 | 821.8636 | 4.2162 | 19.8813 | 300.0755 | 415.5372 | 82.1534 | 821.8636 | 15 | 63 | 53 | -53 | -78 | 0 | 10 | 36 | 301 | 396 | 78 | 821 | 19 | 120 | 93 | -137 | -95 | 0 | 8 | 20 | 228 | 470 | 95 | 821 |  |  | C2 | 0 | 0 | 0 | 0 | 0 | C2 | 0 | 0 | 0 | 0 | 0 | C2 | [5 empty] | C2 | [5 empty] | 0 | [6 empty] | 0 | [6 empty] | 0 | [6 empty] | 0 | [6 empty] | 0 | [6 empty] | 0
|  |  | 0 | 0 | C3 | 0 | 0 | 0 | 0 | 0 | 0 | 0 | 0 | 0 | 0 | 0 | 0 | 0 | 0 | 0 | 0 | 0 | 0 | 0 | 0 | 0 | 0 | 0 | 0 | 0 | 0 | 0 | 0 | 0 | 0 | 0 | 0 | 0 | 0 | 0 | 0 |  |  | C3 | 0 | 0 | 0 | 0 | 0 | C3 | 0 | 0 | 0 | 0 | 0 | C3 | [5 empty] | C3 | [5 empty] | 0 | [6 empty] | 0 | [6 empty] | 0 | [6 empty] | 0 | [6 empty] | 0 | [6 empty] | 0
|  |  | 0 | 0 | C4 | 0 | 0 | 0 | 0 | 0 | 0 | 0 | 0 | 0 | 0 | 0 | 0 | 0 | 0 | 0 | 0 | 0 | 0 | 0 | 0 | 0 | 0 | 0 | 0 | 0 | 0 | 0 | 0 | 0 | 0 | 0 | 0 | 0 | 0 | 0 | 0 |  |  | C4 | 0 | 0 | 0 | 0 | 0 | C4 | 0 | 0 | 0 | 0 | 0 | C4 | [5 empty] | C4 | [5 empty] | 0 | [6 empty] | 0 | [6 empty] | 0 | [6 empty] | 0 | [6 empty] | 0 | [6 empty] | 0
|  |  | 821.8636 | 821.8636 |  | 12.422 | 52.4221 | 374.9446 | 321.6027 | 60.4723 |  | 4.2162 | 19.8813 | 300.0755 | 415.5372 | 82.1534 |  | 15 | 63 | 53 | -53 | -78 |  | 10 | 36 | 301 | 396 | 78 |  | 19 | 120 | 93 | -137 | -95 |  | 8 | 20 | 228 | 470 | 95 | [22 empty] | 0 | 0 | 0 | 0 | 0 | 0 |  | 0 | 0 | 0 | 0 | 0 | 0 |  | 0 | 0 | 0 | 0 | 0 | 0 |  | 0 | 0 | 0 | 0 | 0 | 0 |  | 0 | 0 | 0 | 0 | 0 | 0 |  | 0 | 0 | 0 | 0 | 0 | 0
| [Please insert new asset category as required] |  | 0 | 0 | C1 | 0 | 0 | 0 | 0 | 0 | 0 | 0 | 0 | 0 | 0 | 0 | 0 | 0 | 0 | 0 | 0 | 0 | 0 | 0 | 0 | 0 | 0 | 0 | 0 | 0 | 0 | 0 | 0 | 0 | 0 | 0 | 0 | 0 | 0 | 0 | 0 |  |  | C1 | 0 | 0 | 0 | 0 | 0 | C1 | 0 | 0 | 0 | 0 | 0 | C1 | [5 empty] | C1 | [5 empty] | 0 | [6 empty] | 0 | [6 empty] | 0 | [6 empty] | 0 | [6 empty] | 0 | [6 empty] | 0
|  |  | 0 | 0 | C2 | 0 | 0 | 0 | 0 | 0 | 0 | 0 | 0 | 0 | 0 | 0 | 0 | 0 | 0 | 0 | 0 | 0 | 0 | 0 | 0 | 0 | 0 | 0 | 0 | 0 | 0 | 0 | 0 | 0 | 0 | 0 | 0 | 0 | 0 | 0 | 0 |  |  | C2 | 0 | 0 | 0 | 0 | 0 | C2 | 0 | 0 | 0 | 0 | 0 | C2 | [5 empty] | C2 | [5 empty] | 0 | [6 empty] | 0 | [6 empty] | 0 | [6 empty] | 0 | [6 empty] | 0 | [6 empty] | 0
|  |  | 0 | 0 | C3 | 0 | 0 | 0 | 0 | 0 | 0 | 0 | 0 | 0 | 0 | 0 | 0 | 0 | 0 | 0 | 0 | 0 | 0 | 0 | 0 | 0 | 0 | 0 | 0 | 0 | 0 | 0 | 0 | 0 | 0 | 0 | 0 | 0 | 0 | 0 | 0 |  |  | C3 | 0 | 0 | 0 | 0 | 0 | C3 | 0 | 0 | 0 | 0 | 0 | C3 | [5 empty] | C3 | [5 empty] | 0 | [6 empty] | 0 | [6 empty] | 0 | [6 empty] | 0 | [6 empty] | 0 | [6 empty] | 0
|  |  | 0 | 0 | C4 | 0 | 0 | 0 | 0 | 0 | 0 | 0 | 0 | 0 | 0 | 0 | 0 | 0 | 0 | 0 | 0 | 0 | 0 | 0 | 0 | 0 | 0 | 0 | 0 | 0 | 0 | 0 | 0 | 0 | 0 | 0 | 0 | 0 | 0 | 0 | 0 |  |  | C4 | 0 | 0 | 0 | 0 | 0 | C4 | 0 | 0 | 0 | 0 | 0 | C4 | [5 empty] | C4 | [5 empty] | 0 | [6 empty] | 0 | [6 empty] | 0 | [6 empty] | 0 | [6 empty] | 0 | [6 empty] | 0
|  |  | 0 | 0 |  | 0 | 0 | 0 | 0 | 0 |  | 0 | 0 | 0 | 0 | 0 |  | 0 | 0 | 0 | 0 | 0 |  | 0 | 0 | 0 | 0 | 0 |  | 0 | 0 | 0 | 0 | 0 |  | 0 | 0 | 0 | 0 | 0 | [22 empty] | 0 | 0 | 0 | 0 | 0 | 0 |  | 0 | 0 | 0 | 0 | 0 | 0 |  | 0 | 0 | 0 | 0 | 0 | 0 |  | 0 | 0 | 0 | 0 | 0 | 0 |  | 0 | 0 | 0 | 0 | 0 | 0 |  | 0 | 0 | 0 | 0 | 0 | 0
| [Please insert new asset category as required] |  | 0 | 0 | C1 | 0 | 0 | 0 | 0 | 0 | 0 | 0 | 0 | 0 | 0 | 0 | 0 | 0 | 0 | 0 | 0 | 0 | 0 | 0 | 0 | 0 | 0 | 0 | 0 | 0 | 0 | 0 | 0 | 0 | 0 | 0 | 0 | 0 | 0 | 0 | 0 |  |  | C1 | 0 | 0 | 0 | 0 | 0 | C1 | 0 | 0 | 0 | 0 | 0 | C1 | [5 empty] | C1 | [5 empty] | 0 | [6 empty] | 0 | [6 empty] | 0 | [6 empty] | 0 | [6 empty] | 0 | [6 empty] | 0
|  |  | 0 | 0 | C2 | 0 | 0 | 0 | 0 | 0 | 0 | 0 | 0 | 0 | 0 | 0 | 0 | 0 | 0 | 0 | 0 | 0 | 0 | 0 | 0 | 0 | 0 | 0 | 0 | 0 | 0 | 0 | 0 | 0 | 0 | 0 | 0 | 0 | 0 | 0 | 0 |  |  | C2 | 0 | 0 | 0 | 0 | 0 | C2 | 0 | 0 | 0 | 0 | 0 | C2 | [5 empty] | C2 | [5 empty] | 0 | [6 empty] | 0 | [6 empty] | 0 | [6 empty] | 0 | [6 empty] | 0 | [6 empty] | 0
|  |  | 0 | 0 | C3 | 0 | 0 | 0 | 0 | 0 | 0 | 0 | 0 | 0 | 0 | 0 | 0 | 0 | 0 | 0 | 0 | 0 | 0 | 0 | 0 | 0 | 0 | 0 | 0 | 0 | 0 | 0 | 0 | 0 | 0 | 0 | 0 | 0 | 0 | 0 | 0 |  |  | C3 | 0 | 0 | 0 | 0 | 0 | C3 | 0 | 0 | 0 | 0 | 0 | C3 | [5 empty] | C3 | [5 empty] | 0 | [6 empty] | 0 | [6 empty] | 0 | [6 empty] | 0 | [6 empty] | 0 | [6 empty] | 0
|  |  | 0 | 0 | C4 | 0 | 0 | 0 | 0 | 0 | 0 | 0 | 0 | 0 | 0 | 0 | 0 | 0 | 0 | 0 | 0 | 0 | 0 | 0 | 0 | 0 | 0 | 0 | 0 | 0 | 0 | 0 | 0 | 0 | 0 | 0 | 0 | 0 | 0 | 0 | 0 |  |  | C4 | 0 | 0 | 0 | 0 | 0 | C4 | 0 | 0 | 0 | 0 | 0 | C4 | [5 empty] | C4 | [5 empty] | 0 | [6 empty] | 0 | [6 empty] | 0 | [6 empty] | 0 | [6 empty] | 0 | [6 empty] | 0
|  |  | 0 | 0 |  | 0 | 0 | 0 | 0 | 0 |  | 0 | 0 | 0 | 0 | 0 |  | 0 | 0 | 0 | 0 | 0 |  | 0 | 0 | 0 | 0 | 0 |  | 0 | 0 | 0 | 0 | 0 |  | 0 | 0 | 0 | 0 | 0 | [22 empty] | 0 | 0 | 0 | 0 | 0 | 0 |  | 0 | 0 | 0 | 0 | 0 | 0 |  | 0 | 0 | 0 | 0 | 0 | 0 |  | 0 | 0 | 0 | 0 | 0 | 0 |  | 0 | 0 | 0 | 0 | 0 | 0 |  | 0 | 0 | 0 | 0 | 0 | 0
| [Please insert new asset category as required] |  | 0 | 0 | C1 | 0 | 0 | 0 | 0 | 0 | 0 | 0 | 0 | 0 | 0 | 0 | 0 | 0 | 0 | 0 | 0 | 0 | 0 | 0 | 0 | 0 | 0 | 0 | 0 | 0 | 0 | 0 | 0 | 0 | 0 | 0 | 0 | 0 | 0 | 0 | 0 |  |  | C1 | 0 | 0 | 0 | 0 | 0 | C1 | 0 | 0 | 0 | 0 | 0 | C1 | [5 empty] | C1 | [5 empty] | 0 | [6 empty] | 0 | [6 empty] | 0 | [6 empty] | 0 | [6 empty] | 0 | [6 empty] | 0
|  |  | 0 | 0 | C2 | 0 | 0 | 0 | 0 | 0 | 0 | 0 | 0 | 0 | 0 | 0 | 0 | 0 | 0 | 0 | 0 | 0 | 0 | 0 | 0 | 0 | 0 | 0 | 0 | 0 | 0 | 0 | 0 | 0 | 0 | 0 | 0 | 0 | 0 | 0 | 0 |  |  | C2 | 0 | 0 | 0 | 0 | 0 | C2 | 0 | 0 | 0 | 0 | 0 | C2 | [5 empty] | C2 | [5 empty] | 0 | [6 empty] | 0 | [6 empty] | 0 | [6 empty] | 0 | [6 empty] | 0 | [6 empty] | 0
|  |  | 0 | 0 | C3 | 0 | 0 | 0 | 0 | 0 | 0 | 0 | 0 | 0 | 0 | 0 | 0 | 0 | 0 | 0 | 0 | 0 | 0 | 0 | 0 | 0 | 0 | 0 | 0 | 0 | 0 | 0 | 0 | 0 | 0 | 0 | 0 | 0 | 0 | 0 | 0 |  |  | C3 | 0 | 0 | 0 | 0 | 0 | C3 | 0 | 0 | 0 | 0 | 0 | C3 | [5 empty] | C3 | [5 empty] | 0 | [6 empty] | 0 | [6 empty] | 0 | [6 empty] | 0 | [6 empty] | 0 | [6 empty] | 0
|  |  | 0 | 0 | C4 | 0 | 0 | 0 | 0 | 0 | 0 | 0 | 0 | 0 | 0 | 0 | 0 | 0 | 0 | 0 | 0 | 0 | 0 | 0 | 0 | 0 | 0 | 0 | 0 | 0 | 0 | 0 | 0 | 0 | 0 | 0 | 0 | 0 | 0 | 0 | 0 |  |  | C4 | 0 | 0 | 0 | 0 | 0 | C4 | 0 | 0 | 0 | 0 | 0 | C4 | [5 empty] | C4 | [5 empty] | 0 | [6 empty] | 0 | [6 empty] | 0 | [6 empty] | 0 | [6 empty] | 0 | [6 empty] | 0
|  |  | 0 | 0 |  | 0 | 0 | 0 | 0 | 0 |  | 0 | 0 | 0 | 0 | 0 |  | 0 | 0 | 0 | 0 | 0 |  | 0 | 0 | 0 | 0 | 0 |  | 0 | 0 | 0 | 0 | 0 |  | 0 | 0 | 0 | 0 | 0 | [22 empty] | 0 | 0 | 0 | 0 | 0 | 0 |  | 0 | 0 | 0 | 0 | 0 | 0 |  | 0 | 0 | 0 | 0 | 0 | 0 |  | 0 | 0 | 0 | 0 | 0 | 0 |  | 0 | 0 | 0 | 0 | 0 | 0 |  | 0 | 0 | 0 | 0 | 0 | 0
[63 empty] | 83892.7474 | 476959.1223 | 449662.6212 | 632616.6906 | 895242.4376 | 2538373.6191 |  | 100600.4516 | 475417.7013 | 447810.8463 | 625450.3139 | 693779.095 | 2343058.4082 |  | 95478.6432 | 406175.2175 | 471083.5328 | 560132.409 | 1198762.3969 | 2731632.1994 |  | 128189.6073 | 400913.0333 | 461527.5088 | 511956.1942 | 962462.8663 | 2465049.2099 |  | 80535.2794 | 310627.4622 | 496946.7634 | 452009.9722 | 2056040.6084 | 3396160.0857 |  | 144088.5888 | 300216.411 | 477730.2534 | 409254.2886 | 1527829.1843 | 2859118.7261
| 132kV Network | [66 empty] | 0 | [6 empty] | 0 | [6 empty] | 0 | [6 empty] | 0 | [6 empty] | 0 | [6 empty] | 0
| 132kV CBs |  | 81 | 81 | C1 | 26 | 24 | 3 | 13 | 15 | 81 | 21 | 24 | 3 | 13 | 20 | 81 | 0 | 0 | 0 | 0 | 0 | 0 | 18 | 32 | 3 | 4 | 24 | 81 | 12 | 0 | 0 | 0 | -12 | 0 | 17 | 25 | 8 | 3 | 28 | 81 |  |  | C1 | 0.0035205 | 0.00748 | 0.01056 | 0.022 | 0.044 | C1 | 41468.9312 | 41468.9312 | 41468.9312 | 41468.9312 | 41468.9312 | C1 | 145.9914 | 310.1876 | 437.9119 | 912.3165 | 1824.633 | C1 | 3065.8188 | 7444.5025 | 1313.7357 | 11860.1143 | 36492.6595 | 60176.8309 |  | 3795.7757 | 7444.5025 | 1313.7357 | 11860.1143 | 27369.4946 | 51783.6229 |  | 2627.8447 | 9926.0034 | 1313.7357 | 3649.2659 | 43791.1914 | 61308.0412 |  | 2627.8447 | 9926.0034 | 1313.7357 | 3649.2659 | 43791.1914 | 61308.0412 |  | 2481.8533 | 7754.6901 | 3503.2953 | 2736.9495 | 51089.7233 | 67566.5115 |  | 4233.7498 | 7754.6901 | 3503.2953 | 2736.9495 | 29194.1276 | 47422.8123
|  |  | 73 | 73 | C2 | 44 | 6 | 1 | 1 | 21 | 73 | 37 | 6 | 1 | 1 | 29 | 74 | 11 | 0 | 0 | 0 | -11 | 0 | 42 | 8 | 0 | 2 | 21 | 73 | 23 | 0 | 0 | 0 | -23 | 0 | 27 | 23 | 0 | 0 | 23 | 73 |  |  | C2 | 0.0035205 | 0.00748 | 0.01056 | 0.022 | 0.044 | C2 | 59241.3303 | 59241.3303 | 59241.3303 | 59241.3303 | 59241.3303 | C2 | 208.5591 | 443.1252 | 625.5884 | 1303.3093 | 2606.6185 | C2 | 7716.6868 | 2658.7509 | 625.5884 | 1303.3093 | 75591.9375 | 87896.273 |  | 9176.6006 | 2658.7509 | 625.5884 | 1303.3093 | 54738.9892 | 68503.2384 |  | 8759.4823 | 3545.0012 | 0 | 2606.6185 | 54738.9892 | 69650.0913 |  | 11053.6325 | 3545.0012 | 0 | 2606.6185 | 26066.1853 | 43271.4376 |  | 5631.0958 | 10191.8785 | 0 | 0 | 59952.2263 | 75775.2006 |  | 10427.9552 | 10191.8785 | 0 | 0 | 0 | 20619.8336
|  |  | 59 | 59 | C3 | 18 | 9 | 2 | 0 | 30 | 59 | 9 | 9 | 2 | 0 | 41 | 61 | 0 | 0 | 0 | 0 | 0 | 0 | 18 | 8 | 3 | 0 | 30 | 59 | 15 | -2 | 0 | 0 | -13 | 0 | 13 | 11 | 3 | 2 | 30 | 59 |  |  | C3 | 0.0035205 | 0.00748 | 0.01056 | 0.022 | 0.044 | C3 | 88861.9955 | 88861.9955 | 88861.9955 | 88861.9955 | 88861.9955 | C3 | 312.8387 | 664.6877 | 938.3827 | 1954.9639 | 3909.9278 | C3 | 2815.5479 | 5982.1895 | 1876.7653 | 0 | 160307.0399 | 170981.5427 |  | 5631.0958 | 5982.1895 | 1876.7653 | 0 | 117297.8341 | 130787.8847 |  | 5631.0958 | 5317.5018 | 2815.148 | 0 | 117297.8341 | 131061.5797 |  | 5631.0958 | 5317.5018 | 2815.148 | 0 | 117297.8341 | 131061.5797 |  | 4066.9025 | 7311.565 | 2815.148 | 3909.9278 | 117297.8341 | 135401.3774 |  | 8759.4823 | 5982.1895 | 2815.148 | 3909.9278 | 66468.7726 | 87935.5203
|  |  | 5 | 5 | C4 | 1 | 0 | 0 | 0 | 4 | 5 | 0 | 0 | 0 | 0 | 5 | 5 | 0 | 0 | 0 | 0 | 0 | 0 | 1 | 0 | 0 | 0 | 4 | 5 | 0 | 0 | 0 | 0 | 0 | 0 | 1 | 0 | 0 | 0 | 4 | 5 |  |  | C4 | 0.0035205 | 0.00748 | 0.01056 | 0.022 | 0.044 | C4 | 148103.3258 | 148103.3258 | 148103.3258 | 148103.3258 | 148103.3258 | C4 | 521.3978 | 1107.8129 | 1563.9711 | 3258.2732 | 6516.5463 | C4 | 0 | 0 | 0 | 0 | 32582.7317 | 32582.7317 |  | 521.3978 | 0 | 0 | 0 | 26066.1853 | 26587.5831 |  | 521.3978 | 0 | 0 | 0 | 26066.1853 | 26587.5831 |  | 521.3978 | 0 | 0 | 0 | 26066.1853 | 26587.5831 |  | 521.3978 | 0 | 0 | 0 | 26066.1853 | 26587.5831 |  | 521.3978 | 0 | 0 | 0 | 26066.1853 | 26587.5831
|  |  | 218 | 218 |  | 89 | 39 | 6 | 14 | 70 |  | 67 | 39 | 6 | 14 | 95 |  | 11 | 0 | 0 | 0 | -11 |  | 79 | 48 | 6 | 6 | 79 |  | 50 | -2 | 0 | 0 | -48 |  | 58 | 59 | 11 | 5 | 85 | [22 empty] | 13598.0535 | 16085.443 | 3816.0895 | 13163.4236 | 304974.3686 | 351637.3782 |  | 19124.8698 | 16085.443 | 3816.0895 | 13163.4236 | 225472.5033 | 277662.3292 |  | 17539.8206 | 18788.5064 | 4128.8838 | 6255.8845 | 241894.2 | 288607.2953 |  | 19833.9707 | 18788.5064 | 4128.8838 | 6255.8845 | 213221.3962 | 262228.6415 |  | 12701.2494 | 25258.1336 | 6318.4433 | 6646.8773 | 254405.969 | 305330.6726 |  | 23942.5851 | 23928.7582 | 6318.4433 | 6646.8773 | 121729.0856 | 182565.7494
| 132kV Transformer |  | 56 | 56 | C1 | 7 | 19 | 12 | 6 | 12 | 56 | 5 | 19 | 12 | 7 | 14 | 57 | 4 | 0 | 0 | 0 | -4 | 0 | 7 | 16 | 12 | 5 | 16 | 56 | 5 | 0 | 0 | 0 | -5 | 0 | 6 | 9 | 14 | 6 | 21 | 56 |  |  | C1 | 0.0068005 | 0.01445 | 0.0204 | 0.0425 | 0.085 | C1 | 67760.8733 | 67760.8733 | 67760.8733 | 67760.8733 | 67760.8733 | C1 | 460.8078 | 979.1446 | 1382.3218 | 2879.8371 | 5759.6742 | C1 | 2304.0391 | 18603.7478 | 16587.8618 | 20158.8598 | 80635.4393 | 138289.9478 |  | 3225.6547 | 18603.7478 | 16587.8618 | 17279.0227 | 69116.0908 | 124812.3778 |  | 3225.6547 | 15666.3139 | 16587.8618 | 14399.1856 | 92154.7877 | 142033.8038 |  | 5068.886 | 15666.3139 | 16587.8618 | 14399.1856 | 69116.0908 | 120838.3381 |  | 2764.8469 | 8812.3016 | 19352.5054 | 17279.0227 | 120953.1589 | 169161.8355 |  | 5068.886 | 8812.3016 | 19352.5054 | 17279.0227 | 92154.7877 | 142667.5035
|  |  | 61 | 61 | C2 | 9 | 21 | 16 | 3 | 12 | 61 | 6 | 22 | 16 | 4 | 14 | 62 | 2 | 0 | 0 | 0 | -2 | 0 | 7 | 19 | 13 | 6 | 16 | 61 | 6 | 0 | 0 | 0 | -6 | 0 | 7 | 13 | 15 | 7 | 19 | 61 |  |  | C2 | 0.0068005 | 0.01445 | 0.0204 | 0.0425 | 0.085 | C2 | 96801.2476 | 96801.2476 | 96801.2476 | 96801.2476 | 96801.2476 | C2 | 658.2969 | 1398.778 | 1974.7455 | 4114.053 | 8228.106 | C2 | 3949.7813 | 30773.1166 | 31595.9272 | 16456.2121 | 115193.4847 | 197968.5219 |  | 5924.672 | 29374.3386 | 31595.9272 | 12342.1591 | 98737.2726 | 177974.3694 |  | 4608.0782 | 26576.7825 | 25671.6909 | 24684.3181 | 131649.6968 | 213190.5665 |  | 5924.672 | 26576.7825 | 25671.6909 | 24684.3181 | 115193.4847 | 198050.9482 |  | 4608.0782 | 18184.1144 | 29621.1818 | 28798.3712 | 156334.0149 | 237545.7604 |  | 8557.8595 | 18184.1144 | 29621.1818 | 28798.3712 | 106965.3786 | 192126.9054
|  |  | 15 | 15 | C3 | 3 | 4 | 2 | 4 | 2 | 15 | 1 | 4 | 2 | 5 | 3 | 15 | 3 | 0 | 0 | -1 | -2 | 0 | 3 | 3 | 3 | 2 | 4 | 15 | 6 | 0 | 0 | -1 | -5 | 0 | 3 | 2 | 2 | 2 | 6 | 15 |  |  | C3 | 0.0068005 | 0.01445 | 0.0204 | 0.0425 | 0.085 | C3 | 145201.8714 | 145201.8714 | 145201.8714 | 145201.8714 | 145201.8714 | C3 | 987.4453 | 2098.167 | 2962.1182 | 6171.0795 | 12342.1591 | C3 | 987.4453 | 8392.6682 | 5924.2364 | 30855.3977 | 37026.4772 | 83186.2247 |  | 2962.336 | 8392.6682 | 5924.2364 | 24684.3181 | 24684.3181 | 66647.8768 |  | 2962.336 | 6294.5011 | 8886.3545 | 12342.1591 | 49368.6363 | 79853.987 |  | 5924.672 | 6294.5011 | 8886.3545 | 6171.0795 | 24684.3181 | 51960.9253 |  | 2962.336 | 4196.3341 | 5924.2364 | 12342.1591 | 74052.9544 | 99478.0199 |  | 8887.0079 | 4196.3341 | 5924.2364 | 6171.0795 | 12342.1591 | 37520.817
|  |  | 11 | 11 | C4 | 1 | 3 | 4 | 1 | 2 | 11 | 1 | 3 | 4 | 1 | 2 | 11 | 0 | 0 | 0 | 0 | 0 | 0 | 1 | 3 | 3 | 2 | 2 | 11 | 0 | 0 | 0 | 0 | 0 | 0 | 1 | 2 | 1 | 4 | 3 | 11 |  |  | C4 | 0.0068005 | 0.01445 | 0.0204 | 0.0425 | 0.085 | C4 | 242003.1191 | 242003.1191 | 242003.1191 | 242003.1191 | 242003.1191 | C4 | 1645.7422 | 3496.9451 | 4936.8636 | 10285.1326 | 20570.2651 | C4 | 1645.7422 | 10490.8352 | 19747.4545 | 10285.1326 | 41140.5302 | 83309.6947 |  | 1645.7422 | 10490.8352 | 19747.4545 | 10285.1326 | 41140.5302 | 83309.6947 |  | 1645.7422 | 10490.8352 | 14810.5909 | 20570.2651 | 41140.5302 | 88657.9637 |  | 1645.7422 | 10490.8352 | 14810.5909 | 20570.2651 | 41140.5302 | 88657.9637 |  | 1645.7422 | 6993.8901 | 4936.8636 | 41140.5302 | 61710.7954 | 116427.8216 |  | 1645.7422 | 6993.8901 | 4936.8636 | 41140.5302 | 61710.7954 | 116427.8216
|  |  | 143 | 143 |  | 20 | 47 | 34 | 14 | 28 |  | 13 | 48 | 34 | 17 | 33 |  | 9 | 0 | 0 | -1 | -8 |  | 18 | 41 | 31 | 15 | 38 |  | 17 | 0 | 0 | -1 | -16 |  | 17 | 26 | 32 | 19 | 49 | [22 empty] | 8887.0079 | 68260.3678 | 73855.4799 | 77755.6022 | 273995.9314 | 502754.3892 |  | 13758.4049 | 66861.5897 | 73855.4799 | 64590.6325 | 233678.2118 | 452744.3188 |  | 12441.8111 | 59028.4328 | 65956.4981 | 71995.9279 | 314313.651 | 523736.321 |  | 18563.9721 | 59028.4328 | 65956.4981 | 65824.8484 | 250134.4239 | 459508.1753 |  | 11981.0033 | 38186.6402 | 59834.7872 | 99560.0832 | 413050.9236 | 622613.4375 |  | 24159.4957 | 38186.6402 | 59834.7872 | 93389.0036 | 273173.1208 | 488743.0475
| 132kV UG Cable (Gas) |  | 0 | 0 | C1 | 0 | 0 | 0 | 0 | 0 | 0 | 0 | 0 | 0 | 0 | 0 | 0 | 0 | 0 | 0 | 0 | 0 | 0 | 0 | 0 | 0 | 0 | 0 | 0 | 0 | 0 | 0 | 0 | 0 | 0 | 0 | 0 | 0 | 0 | 0 | 0 |  |  | C1 | 8.05e-05 | 0.00017 | 0.00024 | 0.0005 | 0.001 | C1 | 77898.3371 | 77898.3371 | 77898.3371 | 77898.3371 | 77898.3371 | C1 | 6.2708 | 13.2427 | 18.6956 | 38.9492 | 77.8983 | C1 | 0 | 0 | 0 | 0 | 0 | 0 |  | 0 | 0 | 0 | 0 | 0 | 0 |  | 0 | 0 | 0 | 0 | 0 | 0 |  | 0 | 0 | 0 | 0 | 0 | 0 |  | 0 | 0 | 0 | 0 | 0 | 0 |  | 0 | 0 | 0 | 0 | 0 | 0
|  |  | 21.182 | 16.182 | C2 | 1.6303 | 9.3445 | 1.4186 | 0.96448 | 7.8241 | 21.182 | 1.6303 | 9.3445 | 1.4186 | 0.96448 | 20.0241 | 33.382 | 0 | 0 | 0 | 0 | -5 | -5 | 1.5788 | 8.7381 | 1.8842 | 1.1047 | 7.8763 | 21.182 | 0 | 0 | 0 | 0 | -5 | -5 | 1.376 | 6.2416 | 4.0006 | 1.3322 | 8.2316 | 21.182 |  |  | C2 | 8.05e-05 | 0.00017 | 0.00024 | 0.0005 | 0.001 | C2 | 111283.3388 | 111283.3388 | 111283.3388 | 111283.3388 | 111283.3388 | C2 | 8.9583 | 18.9182 | 26.708 | 55.6417 | 111.2833 | C2 | 14.6045 | 176.7806 | 37.8874 | 53.6656 | 2228.3518 | 2511.2899 |  | 14.6045 | 176.7806 | 37.8874 | 53.6656 | 870.6951 | 1153.6331 |  | 14.1429 | 165.3083 | 50.3219 | 61.4675 | 876.4979 | 1167.7387 |  | 14.1429 | 165.3083 | 50.3219 | 61.4675 | 320.0812 | 611.322 |  | 12.3263 | 118.0795 | 106.8475 | 74.1271 | 916.0393 | 1227.4197 |  | 12.3263 | 118.0795 | 106.8475 | 74.1271 | 359.6226 | 671.003
|  |  | 0 | 0 | C3 | 0 | 0 | 0 | 0 | 0 | 0 | 0 | 0 | 0 | 0 | 0 | 0 | 0 | 0 | 0 | 0 | 0 | 0 | 0 | 0 | 0 | 0 | 0 | 0 | 0 | 0 | 0 | 0 | 0 | 0 | 0 | 0 | 0 | 0 | 0 | 0 |  |  | C3 | 8.05e-05 | 0.00017 | 0.00024 | 0.0005 | 0.001 | C3 | 166925.0082 | 166925.0082 | 166925.0082 | 166925.0082 | 166925.0082 | C3 | 13.4375 | 28.3773 | 40.062 | 83.4625 | 166.925 | C3 | 0 | 0 | 0 | 0 | 0 | 0 |  | 0 | 0 | 0 | 0 | 0 | 0 |  | 0 | 0 | 0 | 0 | 0 | 0 |  | 0 | 0 | 0 | 0 | 0 | 0 |  | 0 | 0 | 0 | 0 | 0 | 0 |  | 0 | 0 | 0 | 0 | 0 | 0
|  |  | 0 | 0 | C4 | 0 | 0 | 0 | 0 | 0 | 0 | 0 | 0 | 0 | 0 | 0 | 0 | 0 | 0 | 0 | 0 | 0 | 0 | 0 | 0 | 0 | 0 | 0 | 0 | 0 | 0 | 0 | 0 | 0 | 0 | 0 | 0 | 0 | 0 | 0 | 0 |  |  | C4 | 8.05e-05 | 0.00017 | 0.00024 | 0.0005 | 0.001 | C4 | 278208.3469 | 278208.3469 | 278208.3469 | 278208.3469 | 278208.3469 | C4 | 22.3958 | 47.2954 | 66.77 | 139.1042 | 278.2083 | C4 | 0 | 0 | 0 | 0 | 0 | 0 |  | 0 | 0 | 0 | 0 | 0 | 0 |  | 0 | 0 | 0 | 0 | 0 | 0 |  | 0 | 0 | 0 | 0 | 0 | 0 |  | 0 | 0 | 0 | 0 | 0 | 0 |  | 0 | 0 | 0 | 0 | 0 | 0
|  |  | 21.182 | 16.182 |  | 1.6303 | 9.3445 | 1.4186 | 0.96448 | 7.8241 |  | 1.6303 | 9.3445 | 1.4186 | 0.96448 | 20.0241 |  | 0 | 0 | 0 | 0 | -5 |  | 1.5788 | 8.7381 | 1.8842 | 1.1047 | 7.8763 |  | 0 | 0 | 0 | 0 | -5 |  | 1.376 | 6.2416 | 4.0006 | 1.3322 | 8.2316 | [22 empty] | 14.6045 | 176.7806 | 37.8874 | 53.6656 | 2228.3518 | 2511.2899 |  | 14.6045 | 176.7806 | 37.8874 | 53.6656 | 870.6951 | 1153.6331 |  | 14.1429 | 165.3083 | 50.3219 | 61.4675 | 876.4979 | 1167.7387 |  | 14.1429 | 165.3083 | 50.3219 | 61.4675 | 320.0812 | 611.322 |  | 12.3263 | 118.0795 | 106.8475 | 74.1271 | 916.0393 | 1227.4197 |  | 12.3263 | 118.0795 | 106.8475 | 74.1271 | 359.6226 | 671.003
| 132kV UG Cable (Oil) |  | 0 | 0 | C1 | 0 | 0 | 0 | 0 | 0 | 0 | 0 | 0 | 0 | 0 | 0 | 0 | 0 | 0 | 0 | 0 | 0 | 0 | 0 | 0 | 0 | 0 | 0 | 0 | 0 | 0 | 0 | 0 | 0 | 0 | 0 | 0 | 0 | 0 | 0 | 0 |  |  | C1 | 5.05e-05 | 0.00010625 | 0.00015 | 0.0003125 | 0.000625 | C1 | 63693.3572 | 63693.3572 | 63693.3572 | 63693.3572 | 63693.3572 | C1 | 3.2165 | 6.7674 | 9.554 | 19.9042 | 39.8083 | C1 | 0 | 0 | 0 | 0 | 0 | 0 |  | 0 | 0 | 0 | 0 | 0 | 0 |  | 0 | 0 | 0 | 0 | 0 | 0 |  | 0 | 0 | 0 | 0 | 0 | 0 |  | 0 | 0 | 0 | 0 | 0 | 0 |  | 0 | 0 | 0 | 0 | 0 | 0
|  |  | 147.0017 | 138.7234 | C2 | 23.524 | 44.3455 | 44.8999 | 16.7546 | 17.4777 | 147.0017 | 23.524 | 47.1872 | 47.4668 | 16.7546 | 23.4777 | 158.4102 | 0 | 0 | 0 | 0 | -8.2783 | -8.2783 | 20.4738 | 41.0239 | 32.6987 | 32.6972 | 20.1081 | 147.0017 | 0 | 0 | 0 | 0 | -8.2783 | -8.2783 | 11.9991 | 37.2846 | 25.8189 | 48.4041 | 23.495 | 147.0017 |  |  | C2 | 5.05e-05 | 0.00010625 | 0.00015 | 0.0003125 | 0.000625 | C2 | 90990.5103 | 90990.5103 | 90990.5103 | 90990.5103 | 90990.5103 | C2 | 4.595 | 9.6677 | 13.6486 | 28.4345 | 56.8691 | C2 | 108.0932 | 456.1934 | 647.8537 | 476.4082 | 1335.1564 | 3023.7048 |  | 108.0932 | 428.7208 | 612.8203 | 476.4082 | 993.942 | 2619.9845 |  | 94.0775 | 396.6082 | 446.2914 | 929.7311 | 1143.5272 | 3010.2352 |  | 94.0775 | 396.6082 | 446.2914 | 929.7311 | 672.7473 | 2539.4553 |  | 55.1362 | 360.4581 | 352.3909 | 1376.3488 | 1336.1367 | 3480.4708 |  | 55.1362 | 360.4581 | 352.3909 | 1376.3488 | 865.3568 | 3009.6909
|  |  | 9.0413 | 9.0413 | C3 | 0 | 4.6555 | 4.079 | 0.30674 | 0 | 9.0413 | 0 | 4.9539 | 4.3122 | 0.30674 | 0 | 9.5728 | 0 | 0 | 0 | 0 | 0 | 0 | 0 | 4.6387 | 4.0958 | 0.30674 | 0 | 9.0413 | 0 | 0 | 0 | 0 | 0 | 0 | 0 | 3.598 | 2.3195 | 3.1238 | 0 | 9.0413 |  |  | C3 | 5.05e-05 | 0.00010625 | 0.00015 | 0.0003125 | 0.000625 | C3 | 136485.7655 | 136485.7655 | 136485.7655 | 136485.7655 | 136485.7655 | C3 | 6.8925 | 14.5016 | 20.4729 | 42.6518 | 85.3036 | C3 | 0 | 71.8389 | 88.2831 | 13.0832 | 0 | 173.2051 |  | 0 | 67.5126 | 83.5091 | 13.0832 | 0 | 164.1049 |  | 0 | 67.2691 | 83.853 | 13.0832 | 0 | 164.2052 |  | 0 | 67.2691 | 83.853 | 13.0832 | 0 | 164.2052 |  | 0 | 52.1763 | 47.4877 | 133.2345 | 0 | 232.8986 |  | 0 | 52.1763 | 47.4877 | 133.2345 | 0 | 232.8986
|  |  | 2.6217 | 0 | C4 | 0 | 0 | 0 | 0 | 2.6217 | 2.6217 | 0 | 0 | 0 | 0 | 2.6217 | 2.6217 | 0 | 0 | 0 | 0 | -2.6217 | -2.6217 | 0 | 0 | 0 | 0 | 2.6217 | 2.6217 | 0 | 0 | 0 | 0 | -2.6217 | -2.6217 | 0 | 0 | 0 | 0 | 2.6217 | 2.6217 |  |  | C4 | 5.05e-05 | 0.00010625 | 0.00015 | 0.0003125 | 0.000625 | C4 | 227476.2758 | 227476.2758 | 227476.2758 | 227476.2758 | 227476.2758 | C4 | 11.4876 | 24.1694 | 34.1214 | 71.0863 | 142.1727 | C4 | 0 | 0 | 0 | 0 | 372.7324 | 372.7324 |  | 0 | 0 | 0 | 0 | 372.7324 | 372.7324 |  | 0 | 0 | 0 | 0 | 372.7324 | 372.7324 |  | 0 | 0 | 0 | 0 | 6.3137e-14 | 6.3137e-14 |  | 0 | 0 | 0 | 0 | 372.7324 | 372.7324 |  | 0 | 0 | 0 | 0 | 6.3137e-14 | 6.3137e-14
|  |  | 158.6647 | 147.7647 |  | 23.524 | 49.001 | 48.979 | 17.0613 | 20.0994 |  | 23.524 | 52.141 | 51.779 | 17.0613 | 26.0994 |  | 0 | 0 | 0 | 0 | -10.9 |  | 20.4738 | 45.6626 | 36.7946 | 33.004 | 22.7298 |  | 0 | 0 | 0 | 0 | -10.9 |  | 11.9991 | 40.8826 | 28.1384 | 51.5279 | 26.1167 | [22 empty] | 108.0932 | 528.0323 | 736.1367 | 489.4914 | 1707.8888 | 3569.6424 |  | 108.0932 | 496.2335 | 696.3294 | 489.4914 | 1366.6744 | 3156.8219 |  | 94.0775 | 463.8772 | 530.1443 | 942.8142 | 1516.2596 | 3547.1728 |  | 94.0775 | 463.8772 | 530.1443 | 942.8142 | 672.7473 | 2703.6605 |  | 55.1362 | 412.6344 | 399.8786 | 1509.5834 | 1708.8692 | 4086.1018 |  | 55.1362 | 412.6344 | 399.8786 | 1509.5834 | 865.3568 | 3242.5895
| 132kV UG Cable (Non Pressurised) |  | 0 | 0 | C1 | 0 | 0 | 0 | 0 | 0 | 0 | 0 | 0 | 0 | 0 | 0 | 0 | 0 | 0 | 0 | 0 | 0 | 0 | 0 | 0 | 0 | 0 | 0 | 0 | 0 | 0 | 0 | 0 | 0 | 0 | 0 | 0 | 0 | 0 | 0 | 0 |  |  | C1 | 5.05e-05 | 0.00010625 | 0.00015 | 0.0003125 | 0.000625 | C1 | 0 | 0 | 0 | 0 | 0 | C1 | [5 empty] | C1 | [5 empty] | 0 | [6 empty] | 0 | [6 empty] | 0 | [6 empty] | 0 | [6 empty] | 0 | [6 empty] | 0
|  |  | 0 | 0 | C2 | 0 | 0 | 0 | 0 | 0 | 0 | 0 | 0 | 0 | 0 | 0 | 0 | 0 | 0 | 0 | 0 | 0 | 0 | 0 | 0 | 0 | 0 | 0 | 0 | 0 | 0 | 0 | 0 | 0 | 0 | 0 | 0 | 0 | 0 | 0 | 0 |  |  | C2 | 5.05e-05 | 0.00010625 | 0.00015 | 0.0003125 | 0.000625 | C2 | 0 | 0 | 0 | 0 | 0 | C2 | [5 empty] | C2 | [5 empty] | 0 | [6 empty] | 0 | [6 empty] | 0 | [6 empty] | 0 | [6 empty] | 0 | [6 empty] | 0
|  |  | 0 | 0 | C3 | 0 | 0 | 0 | 0 | 0 | 0 | 0 | 0 | 0 | 0 | 0 | 0 | 0 | 0 | 0 | 0 | 0 | 0 | 0 | 0 | 0 | 0 | 0 | 0 | 0 | 0 | 0 | 0 | 0 | 0 | 0 | 0 | 0 | 0 | 0 | 0 |  |  | C3 | 5.05e-05 | 0.00010625 | 0.00015 | 0.0003125 | 0.000625 | C3 | 0 | 0 | 0 | 0 | 0 | C3 | [5 empty] | C3 | [5 empty] | 0 | [6 empty] | 0 | [6 empty] | 0 | [6 empty] | 0 | [6 empty] | 0 | [6 empty] | 0
|  |  | 0 | 0 | C4 | 0 | 0 | 0 | 0 | 0 | 0 | 0 | 0 | 0 | 0 | 0 | 0 | 0 | 0 | 0 | 0 | 0 | 0 | 0 | 0 | 0 | 0 | 0 | 0 | 0 | 0 | 0 | 0 | 0 | 0 | 0 | 0 | 0 | 0 | 0 | 0 |  |  | C4 | 5.05e-05 | 0.00010625 | 0.00015 | 0.0003125 | 0.000625 | C4 | 0 | 0 | 0 | 0 | 0 | C4 | [5 empty] | C4 | [5 empty] | 0 | [6 empty] | 0 | [6 empty] | 0 | [6 empty] | 0 | [6 empty] | 0 | [6 empty] | 0
|  |  | 0 | 0 |  | 0 | 0 | 0 | 0 | 0 |  | 0 | 0 | 0 | 0 | 0 |  | 0 | 0 | 0 | 0 | 0 |  | 0 | 0 | 0 | 0 | 0 |  | 0 | 0 | 0 | 0 | 0 |  | 0 | 0 | 0 | 0 | 0 | [22 empty] | 0 | 0 | 0 | 0 | 0 | 0 |  | 0 | 0 | 0 | 0 | 0 | 0 |  | 0 | 0 | 0 | 0 | 0 | 0 |  | 0 | 0 | 0 | 0 | 0 | 0 |  | 0 | 0 | 0 | 0 | 0 | 0 |  | 0 | 0 | 0 | 0 | 0 | 0
| 132kV OHL Support - Tower |  | 189 | 171 | C1 | 21 | 32 | 34 | 61 | 41 | 189 | 2 | 32 | 39 | 73 | 41 | 187 | 0 | 0 | 0 | 0 | 0 | 0 | 16 | 18 | 24 | 41 | 90 | 189 | 0 | 0 | 0 | 0 | -18 | -18 | 15 | 4 | 11 | 32 | 127 | 189 |  |  | C1 | 2.9833e-05 | 6.2333e-05 | 8.8e-05 | 0.00018333 | 0.00036667 | C1 | 42103.806 | 42103.806 | 42103.806 | 42103.806 | 42103.806 | C1 | 1.2561 | 2.6245 | 3.7051 | 7.719 | 15.4381 | C1 | 2.5122 | 83.9831 | 144.5003 | 563.4893 | 632.9606 | 1427.4453 |  | 26.378 | 83.9831 | 125.9746 | 470.8609 | 632.9606 | 1340.1571 |  | 20.0976 | 47.2405 | 88.9232 | 316.4803 | 1389.4256 | 1862.1671 |  | 20.0976 | 47.2405 | 88.9232 | 316.4803 | 1389.4256 | 1862.1671 |  | 18.8415 | 10.4979 | 40.7565 | 247.009 | 1960.6339 | 2277.7387 |  | 18.8415 | 10.4979 | 40.7565 | 247.009 | 1682.7488 | 1999.8536
|  |  | 2389 | 2168 | C2 | 202 | 492 | 400 | 625 | 670 | 2389 | 1 | 462 | 495 | 755 | 670 | 2383 | 0 | 0 | 0 | 0 | 0 | 0 | 159 | 118 | 489 | 448 | 1175 | 2389 | 0 | 0 | 0 | 0 | -221 | -221 | 158 | 4 | 115 | 533 | 1579 | 2389 |  |  | C2 | 2.9833e-05 | 6.2333e-05 | 8.8e-05 | 0.00018333 | 0.00036667 | C2 | 60148.2943 | 60148.2943 | 60148.2943 | 60148.2943 | 60148.2943 | C2 | 1.7944 | 3.7492 | 5.293 | 11.0272 | 22.0544 | C2 | 1.7944 | 1732.1506 | 2620.0597 | 8325.5264 | 14776.431 | 27455.9621 |  | 362.4737 | 1844.6279 | 2117.22 | 6891.9921 | 14776.431 | 25992.7446 |  | 285.3134 | 442.4108 | 2588.3014 | 4940.1799 | 25913.8901 | 34170.0956 |  | 285.3134 | 442.4108 | 2588.3014 | 4940.1799 | 25913.8901 | 34170.0956 |  | 283.519 | 14.997 | 608.7007 | 5877.4908 | 34823.8575 | 41608.565 |  | 283.519 | 14.997 | 608.7007 | 5877.4908 | 29949.8407 | 36734.5482
|  |  | 140 | 135 | C3 | 11 | 78 | 32 | 17 | 2 | 140 | 9 | 67 | 47 | 24 | 2 | 149 | 0 | 0 | 0 | 0 | 0 | 0 | 11 | 16 | 76 | 24 | 13 | 140 | 0 | 0 | 0 | 0 | -5 | -5 | 11 | 0 | 21 | 75 | 33 | 140 |  |  | C3 | 2.9833e-05 | 6.2333e-05 | 8.8e-05 | 0.00018333 | 0.00036667 | C3 | 90222.4415 | 90222.4415 | 90222.4415 | 90222.4415 | 90222.4415 | C3 | 2.6916 | 5.6239 | 7.9396 | 16.5408 | 33.0816 | C3 | 24.2247 | 376.799 | 373.16 | 396.9787 | 66.1631 | 1237.3256 |  | 29.608 | 438.6615 | 254.0664 | 281.1933 | 66.1631 | 1069.6923 |  | 29.608 | 89.9818 | 603.4077 | 396.9787 | 430.0603 | 1550.0366 |  | 29.608 | 89.9818 | 603.4077 | 396.9787 | 430.0603 | 1550.0366 |  | 29.608 | 0 | 166.7311 | 1240.5586 | 1091.6915 | 2528.5892 |  | 29.608 | 0 | 166.7311 | 1240.5586 | 926.2837 | 2363.1814
|  |  | 0 | 0 | C4 | 0 | 0 | 0 | 0 | 0 | 0 | 0 | 0 | 0 | 0 | 0 | 0 | 0 | 0 | 0 | 0 | 0 | 0 | 0 | 0 | 0 | 0 | 0 | 0 | 0 | 0 | 0 | 0 | 0 | 0 | 0 | 0 | 0 | 0 | 0 | 0 |  |  | C4 | 2.9833e-05 | 6.2333e-05 | 8.8e-05 | 0.00018333 | 0.00036667 | C4 | 150370.7358 | 150370.7358 | 150370.7358 | 150370.7358 | 150370.7358 | C4 | 4.4861 | 9.3731 | 13.2326 | 27.568 | 55.1359 | C4 | 0 | 0 | 0 | 0 | 0 | 0 |  | 0 | 0 | 0 | 0 | 0 | 0 |  | 0 | 0 | 0 | 0 | 0 | 0 |  | 0 | 0 | 0 | 0 | 0 | 0 |  | 0 | 0 | 0 | 0 | 0 | 0 |  | 0 | 0 | 0 | 0 | 0 | 0
|  |  | 2718 | 2474 |  | 234 | 602 | 466 | 703 | 713 |  | 12 | 561 | 581 | 852 | 713 |  | 0 | 0 | 0 | 0 | 0 |  | 186 | 152 | 589 | 513 | 1278 |  | 0 | 0 | 0 | 0 | -244 |  | 184 | 8 | 147 | 640 | 1739 | [22 empty] | 28.5313 | 2192.9326 | 3137.72 | 9285.9944 | 15475.5546 | 30120.733 |  | 418.4597 | 2367.2725 | 2497.2609 | 7644.0462 | 15475.5546 | 28402.594 |  | 335.019 | 579.6331 | 3280.6323 | 5653.6389 | 27733.376 | 37582.2994 |  | 335.019 | 579.6331 | 3280.6323 | 5653.6389 | 27733.376 | 37582.2994 |  | 331.9685 | 25.4949 | 816.1883 | 7365.0584 | 37876.1829 | 46414.8929 |  | 331.9685 | 25.4949 | 816.1883 | 7365.0584 | 32558.8732 | 41097.5832
| 132kV OHL Fittings and Conductors (Tower Lines) |  | 25.2307 | 25.2307 | C1 | 3 | 5.842 | 5.7051 | 2.7745 | 7.9091 | 25.2307 | 0 | 5.842 | 5.7051 | 2.7745 | 11.9091 | 26.2307 | 0 | 0 | 0 | 0 | 0 | 0 | 3 | 2.086 | 6.6899 | 4.2856 | 9.1692 | 25.2307 | 0 | 0 | 0 | 0 | 0 | 0 | 3 | 0 | 2.086 | 6.6899 | 13.4548 | 25.2307 |  | 2.086 | C1 | 0.0001337 | 0.00028305 | 0.0003996 | 0.0008325 | 0.001665 | C1 | 42386.1218 | 42386.1218 | 42386.1218 | 42386.1218 | 42386.1218 | C1 | 5.667 | 11.9974 | 16.9375 | 35.2864 | 70.5729 | C1 | 0 | 70.0886 | 96.6305 | 97.903 | 840.4566 | 1105.0786 |  | 17.0011 | 70.0886 | 96.6305 | 97.903 | 558.165 | 839.7881 |  | 17.0011 | 25.0263 | 113.3098 | 151.2252 | 647.0953 | 953.6578 |  | 17.0011 | 25.0263 | 113.3098 | 151.2252 | 647.0953 | 953.6578 |  | 17.0011 | 0 | 35.3313 | 236.0621 | 949.5458 | 1237.9403 |  | 17.0011 | 0 | 35.3313 | 236.0621 | 949.5458 | 1237.9403
|  |  | 985.7803 | 985.7803 | C2 | 278.3771 | 161.9942 | 99.8997 | 212.018 | 233.4913 | 985.7803 | 169.3771 | 161.9942 | 99.8997 | 212.018 | 340.4913 | 983.7803 | 137.5024 | 0 | 0 | 0 | -137.5024 | 0 | 118.2666 | 271.8161 | 94.1757 | 125.2788 | 376.2431 | 985.7803 | 297.4422 | 0 | 0 | 0 | -297.4422 | 0 | 72 | 46.2666 | 271.8161 | 94.1757 | 501.5219 | 985.7803 |  |  | C2 | 0.0001337 | 0.00028305 | 0.0003996 | 0.0008325 | 0.001665 | C2 | 60551.6025 | 60551.6025 | 60551.6025 | 60551.6025 | 60551.6025 | C2 | 8.0957 | 17.1391 | 24.1964 | 50.4092 | 100.8184 | C2 | 1371.2342 | 2776.4399 | 2417.2155 | 10687.6596 | 34327.7913 | 51580.3405 |  | 2253.6709 | 2776.4399 | 2417.2155 | 10687.6596 | 23540.2206 | 41675.2065 |  | 957.457 | 4658.6914 | 2278.7137 | 6315.2056 | 37932.2319 | 52142.2996 |  | 2070.6422 | 4658.6914 | 2278.7137 | 6315.2056 | 24069.4548 | 39392.7077 |  | 582.8939 | 792.97 | 6576.976 | 4747.3201 | 50562.6432 | 63262.8032 |  | 2990.9115 | 792.97 | 6576.976 | 4747.3201 | 20574.9895 | 35683.1671
|  |  | 99.1143 | 99.1143 | C3 | 28.6615 | 20.9632 | 4.6103 | 6.7327 | 38.1467 | 99.1143 | 10.6615 | 20.9632 | 4.6103 | 6.7327 | 56.1467 | 99.1143 | 17 | 0 | 0 | 0 | -17 | 0 | 16.3995 | 27.2641 | 9.5431 | 2.8768 | 43.0309 | 99.1143 | 34 | 0 | 0 | 0 | -34 | 0 | 12 | 4.3995 | 27.2641 | 9.5431 | 45.9077 | 99.1143 |  |  | C3 | 0.0001337 | 0.00028305 | 0.0003996 | 0.0008325 | 0.001665 | C3 | 90827.4038 | 90827.4038 | 90827.4038 | 90827.4038 | 90827.4038 | C3 | 12.1436 | 25.7087 | 36.2946 | 75.6138 | 151.2276 | C3 | 129.4697 | 538.937 | 167.3277 | 509.0828 | 8490.925 | 9835.7422 |  | 348.055 | 538.937 | 167.3277 | 509.0828 | 5768.8277 | 7332.2301 |  | 199.149 | 700.9236 | 346.362 | 217.5288 | 6507.4608 | 7971.4242 |  | 405.5906 | 700.9236 | 346.362 | 217.5288 | 3936.5911 | 5606.9962 |  | 145.7235 | 113.1046 | 989.5392 | 721.5876 | 6942.5184 | 8912.4733 |  | 558.6067 | 113.1046 | 989.5392 | 721.5876 | 1800.7791 | 4183.6172
|  |  | 0 | 0 | C4 | 0 | 0 | 0 | 0 | 0 | 0 | 0 | 0 | 0 | 0 | 0 | 0 | 0 | 0 | 0 | 0 | 0 | 0 | 0 | 0 | 0 | 0 | 0 | 0 | 0 | 0 | 0 | 0 | 0 | 0 | 0 | 0 | 0 | 0 | 0 | 0 |  |  | C4 | 0.0001337 | 0.00028305 | 0.0003996 | 0.0008325 | 0.001665 | C4 | 151379.0063 | 151379.0063 | 151379.0063 | 151379.0063 | 151379.0063 | C4 | 20.2394 | 42.8478 | 60.4911 | 126.023 | 252.046 | C4 | 0 | 0 | 0 | 0 | 0 | 0 |  | 0 | 0 | 0 | 0 | 0 | 0 |  | 0 | 0 | 0 | 0 | 0 | 0 |  | 0 | 0 | 0 | 0 | 0 | 0 |  | 0 | 0 | 0 | 0 | 0 | 0 |  | 0 | 0 | 0 | 0 | 0 | 0
|  |  | 1110.1253 | 1110.1253 |  | 310.0386 | 188.7994 | 110.2151 | 221.5252 | 279.547 |  | 180.0386 | 188.7994 | 110.2151 | 221.5252 | 408.547 |  | 154.5024 | 0 | 0 | 0 | -154.5024 |  | 137.6661 | 301.1661 | 110.4086 | 132.4413 | 428.4432 |  | 331.4422 | 0 | 0 | 0 | -331.4422 |  | 87 | 50.6661 | 301.1661 | 110.4086 | 560.8844 | [22 empty] | 1500.704 | 3385.4654 | 2681.1737 | 11294.6453 | 43659.1729 | 62521.1613 |  | 2618.727 | 3385.4654 | 2681.1737 | 11294.6453 | 29867.2133 | 49847.2247 |  | 1173.6071 | 5384.6413 | 2738.3855 | 6683.9597 | 45086.788 | 61067.3816 |  | 2493.2339 | 5384.6413 | 2738.3855 | 6683.9597 | 28653.1413 | 45953.3616 |  | 745.6185 | 906.0746 | 7601.8465 | 5704.9698 | 58454.7074 | 73413.2168 |  | 3566.5193 | 906.0746 | 7601.8465 | 5704.9698 | 23325.3144 | 41104.7246
| [Please insert new asset category as required] |  | 0 | 0 | C1 | 0 | 0 | 0 | 0 | 0 | 0 | 0 | 0 | 0 | 0 | 0 | 0 | 0 | 0 | 0 | 0 | 0 | 0 | 0 | 0 | 0 | 0 | 0 | 0 | 0 | 0 | 0 | 0 | 0 | 0 | 0 | 0 | 0 | 0 | 0 | 0 |  |  | C1 | 0 | 0 | 0 | 0 | 0 | C1 | 0 | 0 | 0 | 0 | 0 | C1 | [5 empty] | C1 | [5 empty] | 0 | [6 empty] | 0 | [6 empty] | 0 | [6 empty] | 0 | [6 empty] | 0 | [6 empty] | 0
|  |  | 108 | 108 | C2 | 4 | 27 | 46 | 30 | 1 | 108 | 3 | 24 | 47 | 33 | 1 | 108 | 1 | 0 | 0 | 0 | -1 | 0 | 6 | 24 | 43 | 33 | 2 | 108 | 2 | 0 | 0 | 0 | -2 | 0 | 8 | 23 | 40 | 35 | 2 | 108 |  |  | C2 | 0 | 0 | 0 | 0 | 0 | C2 | 0 | 0 | 0 | 0 | 0 | C2 | [5 empty] | C2 | [5 empty] | 0 | [6 empty] | 0 | [6 empty] | 0 | [6 empty] | 0 | [6 empty] | 0 | [6 empty] | 0
|  |  | 0 | 0 | C3 | 0 | 0 | 0 | 0 | 0 | 0 | 0 | 0 | 0 | 0 | 0 | 0 | 0 | 0 | 0 | 0 | 0 | 0 | 0 | 0 | 0 | 0 | 0 | 0 | 0 | 0 | 0 | 0 | 0 | 0 | 0 | 0 | 0 | 0 | 0 | 0 |  |  | C3 | 0 | 0 | 0 | 0 | 0 | C3 | 0 | 0 | 0 | 0 | 0 | C3 | [5 empty] | C3 | [5 empty] | 0 | [6 empty] | 0 | [6 empty] | 0 | [6 empty] | 0 | [6 empty] | 0 | [6 empty] | 0
|  |  | 0 | 0 | C4 | 0 | 0 | 0 | 0 | 0 | 0 | 0 | 0 | 0 | 0 | 0 | 0 | 0 | 0 | 0 | 0 | 0 | 0 | 0 | 0 | 0 | 0 | 0 | 0 | 0 | 0 | 0 | 0 | 0 | 0 | 0 | 0 | 0 | 0 | 0 | 0 |  |  | C4 | 0 | 0 | 0 | 0 | 0 | C4 | 0 | 0 | 0 | 0 | 0 | C4 | [5 empty] | C4 | [5 empty] | 0 | [6 empty] | 0 | [6 empty] | 0 | [6 empty] | 0 | [6 empty] | 0 | [6 empty] | 0
|  |  | 108 | 108 |  | 4 | 27 | 46 | 30 | 1 |  | 3 | 24 | 47 | 33 | 1 |  | 1 | 0 | 0 | 0 | -1 |  | 6 | 24 | 43 | 33 | 2 |  | 2 | 0 | 0 | 0 | -2 |  | 8 | 23 | 40 | 35 | 2 | [22 empty] | 0 | 0 | 0 | 0 | 0 | 0 |  | 0 | 0 | 0 | 0 | 0 | 0 |  | 0 | 0 | 0 | 0 | 0 | 0 |  | 0 | 0 | 0 | 0 | 0 | 0 |  | 0 | 0 | 0 | 0 | 0 | 0 |  | 0 | 0 | 0 | 0 | 0 | 0
| [Please insert new asset category as required] |  | 0 | 0 | C1 | 0 | 0 | 0 | 0 | 0 | 0 | 0 | 0 | 0 | 0 | 0 | 0 | 0 | 0 | 0 | 0 | 0 | 0 | 0 | 0 | 0 | 0 | 0 | 0 | 0 | 0 | 0 | 0 | 0 | 0 | 0 | 0 | 0 | 0 | 0 | 0 |  |  | C1 | 0 | 0 | 0 | 0 | 0 | C1 | 0 | 0 | 0 | 0 | 0 | C1 | [5 empty] | C1 | [5 empty] | 0 | [6 empty] | 0 | [6 empty] | 0 | [6 empty] | 0 | [6 empty] | 0 | [6 empty] | 0
|  |  | 108 | 110 | C2 | 2 | 9 | 46 | 42 | 9 | 108 | 0 | 5 | 31 | 58 | 14 | 108 | 1 | 5 | 0 | 0 | -5 | 1 | 2 | 7 | 37 | 51 | 11 | 108 | 2 | 5 | 4 | 0 | -9 | 2 | 2 | 5 | 28 | 60 | 13 | 108 |  |  | C2 | 0 | 0 | 0 | 0 | 0 | C2 | 0 | 0 | 0 | 0 | 0 | C2 | [5 empty] | C2 | [5 empty] | 0 | [6 empty] | 0 | [6 empty] | 0 | [6 empty] | 0 | [6 empty] | 0 | [6 empty] | 0
|  |  | 0 | 0 | C3 | 0 | 0 | 0 | 0 | 0 | 0 | 0 | 0 | 0 | 0 | 0 | 0 | 0 | 0 | 0 | 0 | 0 | 0 | 0 | 0 | 0 | 0 | 0 | 0 | 0 | 0 | 0 | 0 | 0 | 0 | 0 | 0 | 0 | 0 | 0 | 0 |  |  | C3 | 0 | 0 | 0 | 0 | 0 | C3 | 0 | 0 | 0 | 0 | 0 | C3 | [5 empty] | C3 | [5 empty] | 0 | [6 empty] | 0 | [6 empty] | 0 | [6 empty] | 0 | [6 empty] | 0 | [6 empty] | 0
|  |  | 0 | 0 | C4 | 0 | 0 | 0 | 0 | 0 | 0 | 0 | 0 | 0 | 0 | 0 | 0 | 0 | 0 | 0 | 0 | 0 | 0 | 0 | 0 | 0 | 0 | 0 | 0 | 0 | 0 | 0 | 0 | 0 | 0 | 0 | 0 | 0 | 0 | 0 | 0 |  |  | C4 | 0 | 0 | 0 | 0 | 0 | C4 | 0 | 0 | 0 | 0 | 0 | C4 | [5 empty] | C4 | [5 empty] | 0 | [6 empty] | 0 | [6 empty] | 0 | [6 empty] | 0 | [6 empty] | 0 | [6 empty] | 0
|  |  | 108 | 110 |  | 2 | 9 | 46 | 42 | 9 |  | 0 | 5 | 31 | 58 | 14 |  | 1 | 5 | 0 | 0 | -5 |  | 2 | 7 | 37 | 51 | 11 |  | 2 | 5 | 4 | 0 | -9 |  | 2 | 5 | 28 | 60 | 13 | [22 empty] | 0 | 0 | 0 | 0 | 0 | 0 |  | 0 | 0 | 0 | 0 | 0 | 0 |  | 0 | 0 | 0 | 0 | 0 | 0 |  | 0 | 0 | 0 | 0 | 0 | 0 |  | 0 | 0 | 0 | 0 | 0 | 0 |  | 0 | 0 | 0 | 0 | 0 | 0
| [Please insert new asset category as required] |  | 0 | 0 | C1 | 0 | 0 | 0 | 0 | 0 | 0 | 0 | 0 | 0 | 0 | 0 | 0 | 0 | 0 | 0 | 0 | 0 | 0 | 0 | 0 | 0 | 0 | 0 | 0 | 0 | 0 | 0 | 0 | 0 | 0 | 0 | 0 | 0 | 0 | 0 | 0 |  |  | C1 | 0 | 0 | 0 | 0 | 0 | C1 | 0 | 0 | 0 | 0 | 0 | C1 | [5 empty] | C1 | [5 empty] | 0 | [6 empty] | 0 | [6 empty] | 0 | [6 empty] | 0 | [6 empty] | 0 | [6 empty] | 0
|  |  | 0 | 0 | C2 | 0 | 0 | 0 | 0 | 0 | 0 | 0 | 0 | 0 | 0 | 0 | 0 | 0 | 0 | 0 | 0 | 0 | 0 | 0 | 0 | 0 | 0 | 0 | 0 | 0 | 0 | 0 | 0 | 0 | 0 | 0 | 0 | 0 | 0 | 0 | 0 |  |  | C2 | 0 | 0 | 0 | 0 | 0 | C2 | 0 | 0 | 0 | 0 | 0 | C2 | [5 empty] | C2 | [5 empty] | 0 | [6 empty] | 0 | [6 empty] | 0 | [6 empty] | 0 | [6 empty] | 0 | [6 empty] | 0
|  |  | 0 | 0 | C3 | 0 | 0 | 0 | 0 | 0 | 0 | 0 | 0 | 0 | 0 | 0 | 0 | 0 | 0 | 0 | 0 | 0 | 0 | 0 | 0 | 0 | 0 | 0 | 0 | 0 | 0 | 0 | 0 | 0 | 0 | 0 | 0 | 0 | 0 | 0 | 0 |  |  | C3 | 0 | 0 | 0 | 0 | 0 | C3 | 0 | 0 | 0 | 0 | 0 | C3 | [5 empty] | C3 | [5 empty] | 0 | [6 empty] | 0 | [6 empty] | 0 | [6 empty] | 0 | [6 empty] | 0 | [6 empty] | 0
|  |  | 0 | 0 | C4 | 0 | 0 | 0 | 0 | 0 | 0 | 0 | 0 | 0 | 0 | 0 | 0 | 0 | 0 | 0 | 0 | 0 | 0 | 0 | 0 | 0 | 0 | 0 | 0 | 0 | 0 | 0 | 0 | 0 | 0 | 0 | 0 | 0 | 0 | 0 | 0 |  |  | C4 | 0 | 0 | 0 | 0 | 0 | C4 | 0 | 0 | 0 | 0 | 0 | C4 | [5 empty] | C4 | [5 empty] | 0 | [6 empty] | 0 | [6 empty] | 0 | [6 empty] | 0 | [6 empty] | 0 | [6 empty] | 0
|  |  | 0 | 0 |  | 0 | 0 | 0 | 0 | 0 |  | 0 | 0 | 0 | 0 | 0 |  | 0 | 0 | 0 | 0 | 0 |  | 0 | 0 | 0 | 0 | 0 |  | 0 | 0 | 0 | 0 | 0 |  | 0 | 0 | 0 | 0 | 0 | [22 empty] | 0 | 0 | 0 | 0 | 0 | 0 |  | 0 | 0 | 0 | 0 | 0 | 0 |  | 0 | 0 | 0 | 0 | 0 | 0 |  | 0 | 0 | 0 | 0 | 0 | 0 |  | 0 | 0 | 0 | 0 | 0 | 0 |  | 0 | 0 | 0 | 0 | 0 | 0
| [Please insert new asset category as required] |  | 0 | 0 | C1 | 0 | 0 | 0 | 0 | 0 | 0 | 0 | 0 | 0 | 0 | 0 | 0 | 0 | 0 | 0 | 0 | 0 | 0 | 0 | 0 | 0 | 0 | 0 | 0 | 0 | 0 | 0 | 0 | 0 | 0 | 0 | 0 | 0 | 0 | 0 | 0 |  |  | C1 | 0 | 0 | 0 | 0 | 0 | C1 | 0 | 0 | 0 | 0 | 0 | C1 | [5 empty] | C1 | [5 empty] | 0 | [6 empty] | 0 | [6 empty] | 0 | [6 empty] | 0 | [6 empty] | 0 | [6 empty] | 0
|  |  | 0 | 0 | C2 | 0 | 0 | 0 | 0 | 0 | 0 | 0 | 0 | 0 | 0 | 0 | 0 | 0 | 0 | 0 | 0 | 0 | 0 | 0 | 0 | 0 | 0 | 0 | 0 | 0 | 0 | 0 | 0 | 0 | 0 | 0 | 0 | 0 | 0 | 0 | 0 |  |  | C2 | 0 | 0 | 0 | 0 | 0 | C2 | 0 | 0 | 0 | 0 | 0 | C2 | [5 empty] | C2 | [5 empty] | 0 | [6 empty] | 0 | [6 empty] | 0 | [6 empty] | 0 | [6 empty] | 0 | [6 empty] | 0
|  |  | 0 | 0 | C3 | 0 | 0 | 0 | 0 | 0 | 0 | 0 | 0 | 0 | 0 | 0 | 0 | 0 | 0 | 0 | 0 | 0 | 0 | 0 | 0 | 0 | 0 | 0 | 0 | 0 | 0 | 0 | 0 | 0 | 0 | 0 | 0 | 0 | 0 | 0 | 0 |  |  | C3 | 0 | 0 | 0 | 0 | 0 | C3 | 0 | 0 | 0 | 0 | 0 | C3 | [5 empty] | C3 | [5 empty] | 0 | [6 empty] | 0 | [6 empty] | 0 | [6 empty] | 0 | [6 empty] | 0 | [6 empty] | 0
|  |  | 0 | 0 | C4 | 0 | 0 | 0 | 0 | 0 | 0 | 0 | 0 | 0 | 0 | 0 | 0 | 0 | 0 | 0 | 0 | 0 | 0 | 0 | 0 | 0 | 0 | 0 | 0 | 0 | 0 | 0 | 0 | 0 | 0 | 0 | 0 | 0 | 0 | 0 | 0 |  |  | C4 | 0 | 0 | 0 | 0 | 0 | C4 | 0 | 0 | 0 | 0 | 0 | C4 | [5 empty] | C4 | [5 empty] | 0 | [6 empty] | 0 | [6 empty] | 0 | [6 empty] | 0 | [6 empty] | 0 | [6 empty] | 0
|  |  | 0 | 0 |  | 0 | 0 | 0 | 0 | 0 |  | 0 | 0 | 0 | 0 | 0 |  | 0 | 0 | 0 | 0 | 0 |  | 0 | 0 | 0 | 0 | 0 |  | 0 | 0 | 0 | 0 | 0 |  | 0 | 0 | 0 | 0 | 0 | [22 empty] | 0 | 0 | 0 | 0 | 0 | 0 |  | 0 | 0 | 0 | 0 | 0 | 0 |  | 0 | 0 | 0 | 0 | 0 | 0 |  | 0 | 0 | 0 | 0 | 0 | 0 |  | 0 | 0 | 0 | 0 | 0 | 0 |  | 0 | 0 | 0 | 0 | 0 | 0
| [Please insert new asset category as required] |  | 0 | 0 | C1 | 0 | 0 | 0 | 0 | 0 | 0 | 0 | 0 | 0 | 0 | 0 | 0 | 0 | 0 | 0 | 0 | 0 | 0 | 0 | 0 | 0 | 0 | 0 | 0 | 0 | 0 | 0 | 0 | 0 | 0 | 0 | 0 | 0 | 0 | 0 | 0 |  |  | C1 | 0 | 0 | 0 | 0 | 0 | C1 | 0 | 0 | 0 | 0 | 0 | C1 | [5 empty] | C1 | [5 empty] | 0 | [6 empty] | 0 | [6 empty] | 0 | [6 empty] | 0 | [6 empty] | 0 | [6 empty] | 0
|  |  | 0 | 0 | C2 | 0 | 0 | 0 | 0 | 0 | 0 | 0 | 0 | 0 | 0 | 0 | 0 | 0 | 0 | 0 | 0 | 0 | 0 | 0 | 0 | 0 | 0 | 0 | 0 | 0 | 0 | 0 | 0 | 0 | 0 | 0 | 0 | 0 | 0 | 0 | 0 |  |  | C2 | 0 | 0 | 0 | 0 | 0 | C2 | 0 | 0 | 0 | 0 | 0 | C2 | [5 empty] | C2 | [5 empty] | 0 | [6 empty] | 0 | [6 empty] | 0 | [6 empty] | 0 | [6 empty] | 0 | [6 empty] | 0
|  |  | 0 | 0 | C3 | 0 | 0 | 0 | 0 | 0 | 0 | 0 | 0 | 0 | 0 | 0 | 0 | 0 | 0 | 0 | 0 | 0 | 0 | 0 | 0 | 0 | 0 | 0 | 0 | 0 | 0 | 0 | 0 | 0 | 0 | 0 | 0 | 0 | 0 | 0 | 0 |  |  | C3 | 0 | 0 | 0 | 0 | 0 | C3 | 0 | 0 | 0 | 0 | 0 | C3 | [5 empty] | C3 | [5 empty] | 0 | [6 empty] | 0 | [6 empty] | 0 | [6 empty] | 0 | [6 empty] | 0 | [6 empty] | 0
|  |  | 0 | 0 | C4 | 0 | 0 | 0 | 0 | 0 | 0 | 0 | 0 | 0 | 0 | 0 | 0 | 0 | 0 | 0 | 0 | 0 | 0 | 0 | 0 | 0 | 0 | 0 | 0 | 0 | 0 | 0 | 0 | 0 | 0 | 0 | 0 | 0 | 0 | 0 | 0 |  |  | C4 | 0 | 0 | 0 | 0 | 0 | C4 | 0 | 0 | 0 | 0 | 0 | C4 | [5 empty] | C4 | [5 empty] | 0 | [6 empty] | 0 | [6 empty] | 0 | [6 empty] | 0 | [6 empty] | 0 | [6 empty] | 0
|  |  | 0 | 0 |  | 0 | 0 | 0 | 0 | 0 |  | 0 | 0 | 0 | 0 | 0 |  | 0 | 0 | 0 | 0 | 0 |  | 0 | 0 | 0 | 0 | 0 |  | 0 | 0 | 0 | 0 | 0 |  | 0 | 0 | 0 | 0 | 0 | [22 empty] | 0 | 0 | 0 | 0 | 0 | 0 |  | 0 | 0 | 0 | 0 | 0 | 0 |  | 0 | 0 | 0 | 0 | 0 | 0 |  | 0 | 0 | 0 | 0 | 0 | 0 |  | 0 | 0 | 0 | 0 | 0 | 0 |  | 0 | 0 | 0 | 0 | 0 | 0
[63 empty] | 24136.9945 | 90629.0217 | 84264.4872 | 112042.8225 | 642041.2682 | 953114.594 |  | 36043.159 | 89372.7847 | 83584.2208 | 97235.9046 | 506730.8525 | 812966.9216 |  | 31598.4782 | 84410.3991 | 76684.8659 | 91593.6928 | 631420.7727 | 915708.2087 |  | 41334.4161 | 84410.3991 | 76684.8659 | 85422.6132 | 520735.1659 | 808587.4603 |  | 25827.3022 | 64907.0571 | 75077.9914 | 120860.6991 | 766412.6914 | 1053085.7413 |  | 52068.0311 | 63577.6816 | 75077.9914 | 114689.6196 | 452011.3734 | 757424.6972
| Other | [66 empty] | 0 | [6 empty] | 0 | [6 empty] | 0 | [6 empty] | 0 | [6 empty] | 0 | [6 empty] | 0
| Submarine Cables |  | 0 | 0 | C1 | 0 | 0 | 0 | 0 | 0 | 0 | 0 | 0 | 0 | 0 | 0 | 0 | 0 | 0 | 0 | 0 | 0 | 0 | 0 | 0 | 0 | 0 | 0 | 0 | 0 | 0 | 0 | 0 | 0 | 0 | 0 | 0 | 0 | 0 | 0 | 0 |  |  | C1 | 0 | 0 | 0 | 0 | 0 | C1 | 0 | 0 | 0 | 0 | 0 | C1 | [5 empty] | C1 | [5 empty] | 0 | [6 empty] | 0 | [6 empty] | 0 | [6 empty] | 0 | [6 empty] | 0 | [6 empty] | 0
|  |  | 0 | 0 | C2 | 0 | 0 | 0 | 0 | 0 | 0 | 0 | 0 | 0 | 0 | 0 | 0 | 0 | 0 | 0 | 0 | 0 | 0 | 0 | 0 | 0 | 0 | 0 | 0 | 0 | 0 | 0 | 0 | 0 | 0 | 0 | 0 | 0 | 0 | 0 | 0 |  |  | C2 | 0 | 0 | 0 | 0 | 0 | C2 | 0 | 0 | 0 | 0 | 0 | C2 | [5 empty] | C2 | [5 empty] | 0 | [6 empty] | 0 | [6 empty] | 0 | [6 empty] | 0 | [6 empty] | 0 | [6 empty] | 0
|  |  | 0 | 0 | C3 | 0 | 0 | 0 | 0 | 0 | 0 | 0 | 0 | 0 | 0 | 0 | 0 | 0 | 0 | 0 | 0 | 0 | 0 | 0 | 0 | 0 | 0 | 0 | 0 | 0 | 0 | 0 | 0 | 0 | 0 | 0 | 0 | 0 | 0 | 0 | 0 |  |  | C3 | 0 | 0 | 0 | 0 | 0 | C3 | 0 | 0 | 0 | 0 | 0 | C3 | [5 empty] | C3 | [5 empty] | 0 | [6 empty] | 0 | [6 empty] | 0 | [6 empty] | 0 | [6 empty] | 0 | [6 empty] | 0
|  |  | 0 | 0 | C4 | 0 | 0 | 0 | 0 | 0 | 0 | 0 | 0 | 0 | 0 | 0 | 0 | 0 | 0 | 0 | 0 | 0 | 0 | 0 | 0 | 0 | 0 | 0 | 0 | 0 | 0 | 0 | 0 | 0 | 0 | 0 | 0 | 0 | 0 | 0 | 0 |  |  | C4 | 0 | 0 | 0 | 0 | 0 | C4 | 0 | 0 | 0 | 0 | 0 | C4 | [5 empty] | C4 | [5 empty] | 0 | [6 empty] | 0 | [6 empty] | 0 | [6 empty] | 0 | [6 empty] | 0 | [6 empty] | 0
|  |  | 0 | 0 |  | 0 | 0 | 0 | 0 | 0 |  | 0 | 0 | 0 | 0 | 0 |  | 0 | 0 | 0 | 0 | 0 |  | 0 | 0 | 0 | 0 | 0 |  | 0 | 0 | 0 | 0 | 0 |  | 0 | 0 | 0 | 0 | 0 | [22 empty] | 0 | 0 | 0 | 0 | 0 | 0 |  | 0 | 0 | 0 | 0 | 0 | 0 |  | 0 | 0 | 0 | 0 | 0 | 0 |  | 0 | 0 | 0 | 0 | 0 | 0 |  | 0 | 0 | 0 | 0 | 0 | 0 |  | 0 | 0 | 0 | 0 | 0 | 0
| [Please insert new asset category as required] |  | 0 | 0 | C1 | 0 | 0 | 0 | 0 | 0 | 0 | 0 | 0 | 0 | 0 | 0 | 0 | 0 | 0 | 0 | 0 | 0 | 0 | 0 | 0 | 0 | 0 | 0 | 0 | 0 | 0 | 0 | 0 | 0 | 0 | 0 | 0 | 0 | 0 | 0 | 0 |  |  | C1 | 0 | 0 | 0 | 0 | 0 | C1 | 0 | 0 | 0 | 0 | 0 | C1 | [5 empty] | C1 | [5 empty] | 0 | [6 empty] | 0 | [6 empty] | 0 | [6 empty] | 0 | [6 empty] | 0 | [6 empty] | 0
|  |  | 0 | 0 | C2 | 0 | 0 | 0 | 0 | 0 | 0 | 0 | 0 | 0 | 0 | 0 | 0 | 0 | 0 | 0 | 0 | 0 | 0 | 0 | 0 | 0 | 0 | 0 | 0 | 0 | 0 | 0 | 0 | 0 | 0 | 0 | 0 | 0 | 0 | 0 | 0 |  |  | C2 | 0 | 0 | 0 | 0 | 0 | C2 | 0 | 0 | 0 | 0 | 0 | C2 | [5 empty] | C2 | [5 empty] | 0 | [6 empty] | 0 | [6 empty] | 0 | [6 empty] | 0 | [6 empty] | 0 | [6 empty] | 0
|  |  | 0 | 0 | C3 | 0 | 0 | 0 | 0 | 0 | 0 | 0 | 0 | 0 | 0 | 0 | 0 | 0 | 0 | 0 | 0 | 0 | 0 | 0 | 0 | 0 | 0 | 0 | 0 | 0 | 0 | 0 | 0 | 0 | 0 | 0 | 0 | 0 | 0 | 0 | 0 |  |  | C3 | 0 | 0 | 0 | 0 | 0 | C3 | 0 | 0 | 0 | 0 | 0 | C3 | [5 empty] | C3 | [5 empty] | 0 | [6 empty] | 0 | [6 empty] | 0 | [6 empty] | 0 | [6 empty] | 0 | [6 empty] | 0
|  |  | 0 | 0 | C4 | 0 | 0 | 0 | 0 | 0 | 0 | 0 | 0 | 0 | 0 | 0 | 0 | 0 | 0 | 0 | 0 | 0 | 0 | 0 | 0 | 0 | 0 | 0 | 0 | 0 | 0 | 0 | 0 | 0 | 0 | 0 | 0 | 0 | 0 | 0 | 0 |  |  | C4 | 0 | 0 | 0 | 0 | 0 | C4 | 0 | 0 | 0 | 0 | 0 | C4 | [5 empty] | C4 | [5 empty] | 0 | [6 empty] | 0 | [6 empty] | 0 | [6 empty] | 0 | [6 empty] | 0 | [6 empty] | 0
|  |  | 0 | 0 |  | 0 | 0 | 0 | 0 | 0 |  | 0 | 0 | 0 | 0 | 0 |  | 0 | 0 | 0 | 0 | 0 |  | 0 | 0 | 0 | 0 | 0 |  | 0 | 0 | 0 | 0 | 0 |  | 0 | 0 | 0 | 0 | 0 | [22 empty] | 0 | 0 | 0 | 0 | 0 | 0 |  | 0 | 0 | 0 | 0 | 0 | 0 |  | 0 | 0 | 0 | 0 | 0 | 0 |  | 0 | 0 | 0 | 0 | 0 | 0 |  | 0 | 0 | 0 | 0 | 0 | 0 |  | 0 | 0 | 0 | 0 | 0 | 0
| [Please insert new asset category as required] |  | 0 | 0 | C1 | 0 | 0 | 0 | 0 | 0 | 0 | 0 | 0 | 0 | 0 | 0 | 0 | 0 | 0 | 0 | 0 | 0 | 0 | 0 | 0 | 0 | 0 | 0 | 0 | 0 | 0 | 0 | 0 | 0 | 0 | 0 | 0 | 0 | 0 | 0 | 0 |  |  | C1 | 0 | 0 | 0 | 0 | 0 | C1 | 0 | 0 | 0 | 0 | 0 | C1 | [5 empty] | C1 | [5 empty] | 0 | [6 empty] | 0 | [6 empty] | 0 | [6 empty] | 0 | [6 empty] | 0 | [6 empty] | 0
|  |  | 0 | 0 | C2 | 0 | 0 | 0 | 0 | 0 | 0 | 0 | 0 | 0 | 0 | 0 | 0 | 0 | 0 | 0 | 0 | 0 | 0 | 0 | 0 | 0 | 0 | 0 | 0 | 0 | 0 | 0 | 0 | 0 | 0 | 0 | 0 | 0 | 0 | 0 | 0 |  |  | C2 | 0 | 0 | 0 | 0 | 0 | C2 | 0 | 0 | 0 | 0 | 0 | C2 | [5 empty] | C2 | [5 empty] | 0 | [6 empty] | 0 | [6 empty] | 0 | [6 empty] | 0 | [6 empty] | 0 | [6 empty] | 0
|  |  | 0 | 0 | C3 | 0 | 0 | 0 | 0 | 0 | 0 | 0 | 0 | 0 | 0 | 0 | 0 | 0 | 0 | 0 | 0 | 0 | 0 | 0 | 0 | 0 | 0 | 0 | 0 | 0 | 0 | 0 | 0 | 0 | 0 | 0 | 0 | 0 | 0 | 0 | 0 |  |  | C3 | 0 | 0 | 0 | 0 | 0 | C3 | 0 | 0 | 0 | 0 | 0 | C3 | [5 empty] | C3 | [5 empty] | 0 | [6 empty] | 0 | [6 empty] | 0 | [6 empty] | 0 | [6 empty] | 0 | [6 empty] | 0
|  |  | 0 | 0 | C4 | 0 | 0 | 0 | 0 | 0 | 0 | 0 | 0 | 0 | 0 | 0 | 0 | 0 | 0 | 0 | 0 | 0 | 0 | 0 | 0 | 0 | 0 | 0 | 0 | 0 | 0 | 0 | 0 | 0 | 0 | 0 | 0 | 0 | 0 | 0 | 0 |  |  | C4 | 0 | 0 | 0 | 0 | 0 | C4 | 0 | 0 | 0 | 0 | 0 | C4 | [5 empty] | C4 | [5 empty] | 0 | [6 empty] | 0 | [6 empty] | 0 | [6 empty] | 0 | [6 empty] | 0 | [6 empty] | 0
|  |  | 0 | 0 |  | 0 | 0 | 0 | 0 | 0 |  | 0 | 0 | 0 | 0 | 0 |  | 0 | 0 | 0 | 0 | 0 |  | 0 | 0 | 0 | 0 | 0 |  | 0 | 0 | 0 | 0 | 0 |  | 0 | 0 | 0 | 0 | 0 | [22 empty] | 0 | 0 | 0 | 0 | 0 | 0 |  | 0 | 0 | 0 | 0 | 0 | 0 |  | 0 | 0 | 0 | 0 | 0 | 0 |  | 0 | 0 | 0 | 0 | 0 | 0 |  | 0 | 0 | 0 | 0 | 0 | 0 |  | 0 | 0 | 0 | 0 | 0 | 0
| [Please insert new asset category as required] |  | 0 | 0 | C1 | 0 | 0 | 0 | 0 | 0 | 0 | 0 | 0 | 0 | 0 | 0 | 0 | 0 | 0 | 0 | 0 | 0 | 0 | 0 | 0 | 0 | 0 | 0 | 0 | 0 | 0 | 0 | 0 | 0 | 0 | 0 | 0 | 0 | 0 | 0 | 0 |  |  | C1 | 0 | 0 | 0 | 0 | 0 | C1 | 0 | 0 | 0 | 0 | 0 | C1 | [5 empty] | C1 | [5 empty] | 0 | [6 empty] | 0 | [6 empty] | 0 | [6 empty] | 0 | [6 empty] | 0 | [6 empty] | 0
|  |  | 0 | 0 | C2 | 0 | 0 | 0 | 0 | 0 | 0 | 0 | 0 | 0 | 0 | 0 | 0 | 0 | 0 | 0 | 0 | 0 | 0 | 0 | 0 | 0 | 0 | 0 | 0 | 0 | 0 | 0 | 0 | 0 | 0 | 0 | 0 | 0 | 0 | 0 | 0 |  |  | C2 | 0 | 0 | 0 | 0 | 0 | C2 | 0 | 0 | 0 | 0 | 0 | C2 | [5 empty] | C2 | [5 empty] | 0 | [6 empty] | 0 | [6 empty] | 0 | [6 empty] | 0 | [6 empty] | 0 | [6 empty] | 0
|  |  | 0 | 0 | C3 | 0 | 0 | 0 | 0 | 0 | 0 | 0 | 0 | 0 | 0 | 0 | 0 | 0 | 0 | 0 | 0 | 0 | 0 | 0 | 0 | 0 | 0 | 0 | 0 | 0 | 0 | 0 | 0 | 0 | 0 | 0 | 0 | 0 | 0 | 0 | 0 |  |  | C3 | 0 | 0 | 0 | 0 | 0 | C3 | 0 | 0 | 0 | 0 | 0 | C3 | [5 empty] | C3 | [5 empty] | 0 | [6 empty] | 0 | [6 empty] | 0 | [6 empty] | 0 | [6 empty] | 0 | [6 empty] | 0
|  |  | 0 | 0 | C4 | 0 | 0 | 0 | 0 | 0 | 0 | 0 | 0 | 0 | 0 | 0 | 0 | 0 | 0 | 0 | 0 | 0 | 0 | 0 | 0 | 0 | 0 | 0 | 0 | 0 | 0 | 0 | 0 | 0 | 0 | 0 | 0 | 0 | 0 | 0 | 0 |  |  | C4 | 0 | 0 | 0 | 0 | 0 | C4 | 0 | 0 | 0 | 0 | 0 | C4 | [5 empty] | C4 | [5 empty] | 0 | [6 empty] | 0 | [6 empty] | 0 | [6 empty] | 0 | [6 empty] | 0 | [6 empty] | 0
|  |  | 0 | 0 |  | 0 | 0 | 0 | 0 | 0 |  | 0 | 0 | 0 | 0 | 0 |  | 0 | 0 | 0 | 0 | 0 |  | 0 | 0 | 0 | 0 | 0 |  | 0 | 0 | 0 | 0 | 0 |  | 0 | 0 | 0 | 0 | 0 | [22 empty] | 0 | 0 | 0 | 0 | 0 | 0 |  | 0 | 0 | 0 | 0 | 0 | 0 |  | 0 | 0 | 0 | 0 | 0 | 0 |  | 0 | 0 | 0 | 0 | 0 | 0 |  | 0 | 0 | 0 | 0 | 0 | 0 |  | 0 | 0 | 0 | 0 | 0 | 0
| [Please insert new asset category as required] |  | 0 | 0 | C1 | 0 | 0 | 0 | 0 | 0 | 0 | 0 | 0 | 0 | 0 | 0 | 0 | 0 | 0 | 0 | 0 | 0 | 0 | 0 | 0 | 0 | 0 | 0 | 0 | 0 | 0 | 0 | 0 | 0 | 0 | 0 | 0 | 0 | 0 | 0 | 0 |  |  | C1 | 0 | 0 | 0 | 0 | 0 | C1 | 0 | 0 | 0 | 0 | 0 | C1 | [5 empty] | C1 | [5 empty] | 0 | [6 empty] | 0 | [6 empty] | 0 | [6 empty] | 0 | [6 empty] | 0 | [6 empty] | 0
|  |  | 0 | 0 | C2 | 0 | 0 | 0 | 0 | 0 | 0 | 0 | 0 | 0 | 0 | 0 | 0 | 0 | 0 | 0 | 0 | 0 | 0 | 0 | 0 | 0 | 0 | 0 | 0 | 0 | 0 | 0 | 0 | 0 | 0 | 0 | 0 | 0 | 0 | 0 | 0 |  |  | C2 | 0 | 0 | 0 | 0 | 0 | C2 | 0 | 0 | 0 | 0 | 0 | C2 | [5 empty] | C2 | [5 empty] | 0 | [6 empty] | 0 | [6 empty] | 0 | [6 empty] | 0 | [6 empty] | 0 | [6 empty] | 0
|  |  | 0 | 0 | C3 | 0 | 0 | 0 | 0 | 0 | 0 | 0 | 0 | 0 | 0 | 0 | 0 | 0 | 0 | 0 | 0 | 0 | 0 | 0 | 0 | 0 | 0 | 0 | 0 | 0 | 0 | 0 | 0 | 0 | 0 | 0 | 0 | 0 | 0 | 0 | 0 |  |  | C3 | 0 | 0 | 0 | 0 | 0 | C3 | 0 | 0 | 0 | 0 | 0 | C3 | [5 empty] | C3 | [5 empty] | 0 | [6 empty] | 0 | [6 empty] | 0 | [6 empty] | 0 | [6 empty] | 0 | [6 empty] | 0
|  |  | 0 | 0 | C4 | 0 | 0 | 0 | 0 | 0 | 0 | 0 | 0 | 0 | 0 | 0 | 0 | 0 | 0 | 0 | 0 | 0 | 0 | 0 | 0 | 0 | 0 | 0 | 0 | 0 | 0 | 0 | 0 | 0 | 0 | 0 | 0 | 0 | 0 | 0 | 0 |  |  | C4 | 0 | 0 | 0 | 0 | 0 | C4 | 0 | 0 | 0 | 0 | 0 | C4 | [5 empty] | C4 | [5 empty] | 0 | [6 empty] | 0 | [6 empty] | 0 | [6 empty] | 0 | [6 empty] | 0 | [6 empty] | 0
|  |  | 0 | 0 |  | 0 | 0 | 0 | 0 | 0 |  | 0 | 0 | 0 | 0 | 0 |  | 0 | 0 | 0 | 0 | 0 |  | 0 | 0 | 0 | 0 | 0 |  | 0 | 0 | 0 | 0 | 0 |  | 0 | 0 | 0 | 0 | 0 | [22 empty] | 0 | 0 | 0 | 0 | 0 | 0 |  | 0 | 0 | 0 | 0 | 0 | 0 |  | 0 | 0 | 0 | 0 | 0 | 0 |  | 0 | 0 | 0 | 0 | 0 | 0 |  | 0 | 0 | 0 | 0 | 0 | 0 |  | 0 | 0 | 0 | 0 | 0 | 0
| [Please insert new asset category as required] |  | 0 | 0 | C1 | 0 | 0 | 0 | 0 | 0 | 0 | 0 | 0 | 0 | 0 | 0 | 0 | 0 | 0 | 0 | 0 | 0 | 0 | 0 | 0 | 0 | 0 | 0 | 0 | 0 | 0 | 0 | 0 | 0 | 0 | 0 | 0 | 0 | 0 | 0 | 0 |  |  | C1 | 0 | 0 | 0 | 0 | 0 | C1 | 0 | 0 | 0 | 0 | 0 | C1 | [5 empty] | C1 | [5 empty] | 0 | [6 empty] | 0 | [6 empty] | 0 | [6 empty] | 0 | [6 empty] | 0 | [6 empty] | 0
|  |  | 0 | 0 | C2 | 0 | 0 | 0 | 0 | 0 | 0 | 0 | 0 | 0 | 0 | 0 | 0 | 0 | 0 | 0 | 0 | 0 | 0 | 0 | 0 | 0 | 0 | 0 | 0 | 0 | 0 | 0 | 0 | 0 | 0 | 0 | 0 | 0 | 0 | 0 | 0 |  |  | C2 | 0 | 0 | 0 | 0 | 0 | C2 | 0 | 0 | 0 | 0 | 0 | C2 | [5 empty] | C2 | [5 empty] | 0 | [6 empty] | 0 | [6 empty] | 0 | [6 empty] | 0 | [6 empty] | 0 | [6 empty] | 0
|  |  | 0 | 0 | C3 | 0 | 0 | 0 | 0 | 0 | 0 | 0 | 0 | 0 | 0 | 0 | 0 | 0 | 0 | 0 | 0 | 0 | 0 | 0 | 0 | 0 | 0 | 0 | 0 | 0 | 0 | 0 | 0 | 0 | 0 | 0 | 0 | 0 | 0 | 0 | 0 |  |  | C3 | 0 | 0 | 0 | 0 | 0 | C3 | 0 | 0 | 0 | 0 | 0 | C3 | [5 empty] | C3 | [5 empty] | 0 | [6 empty] | 0 | [6 empty] | 0 | [6 empty] | 0 | [6 empty] | 0 | [6 empty] | 0
|  |  | 0 | 0 | C4 | 0 | 0 | 0 | 0 | 0 | 0 | 0 | 0 | 0 | 0 | 0 | 0 | 0 | 0 | 0 | 0 | 0 | 0 | 0 | 0 | 0 | 0 | 0 | 0 | 0 | 0 | 0 | 0 | 0 | 0 | 0 | 0 | 0 | 0 | 0 | 0 |  |  | C4 | 0 | 0 | 0 | 0 | 0 | C4 | 0 | 0 | 0 | 0 | 0 | C4 | [5 empty] | C4 | [5 empty] | 0 | [6 empty] | 0 | [6 empty] | 0 | [6 empty] | 0 | [6 empty] | 0 | [6 empty] | 0
|  |  | 0 | 0 |  | 0 | 0 | 0 | 0 | 0 |  | 0 | 0 | 0 | 0 | 0 |  | 0 | 0 | 0 | 0 | 0 |  | 0 | 0 | 0 | 0 | 0 |  | 0 | 0 | 0 | 0 | 0 |  | 0 | 0 | 0 | 0 | 0 | [22 empty] | 0 | 0 | 0 | 0 | 0 | 0 |  | 0 | 0 | 0 | 0 | 0 | 0 |  | 0 | 0 | 0 | 0 | 0 | 0 |  | 0 | 0 | 0 | 0 | 0 | 0 |  | 0 | 0 | 0 | 0 | 0 | 0 |  | 0 | 0 | 0 | 0 | 0 | 0
[63 empty] | 0 | 0 | 0 | 0 | 0 | 0 |  | 0 | 0 | 0 | 0 | 0 | 0 |  | 0 | 0 | 0 | 0 | 0 | 0 |  | 0 | 0 | 0 | 0 | 0 | 0 |  | 0 | 0 | 0 | 0 | 0 | 0 |  | 0 | 0 | 0 | 0 | 0 | 0
| TOTAL |  | 354128.1508 | 353917.2508 |  | 72451.3022 | 71951.5776 | 90155.1824 | 41509.8945 | 78060.1941 |  | 53300.2253 | 73138.8176 | 90419.2406 | 44698.7545 | 92609.2528 |  | 36924.5024 | -4150 | -7012 | -6691 | -19068.4024 |  | 68762.7186 | 63451.5668 | 83027.3243 | 46876.6726 | 92010.1412 |  | 67109.4422 | -8297 | -14126 | -13293 | -31604.3422 |  | 61864.3751 | 50676.7903 | 69942.5421 | 48073.2687 | 123570.4473 |  |  |  |  | 0 | 0 | 0 | 0 | 0 |  | 0 | 0 | 0 | 0 | 0 | [7 empty] | 492356.0304 | 1587490.0269 | 2339626.2433 | 2537482.7895 | 10252602.555 | 17209557.6451 |  | 660900.0676 | 1566262.4043 | 2333632.2168 | 2393800.4491 | 8536047.6173 | 15490642.7551 |  | 627533.706 | 1382470.2477 | 2190134.857 | 2567512.5339 | 10284422.176 | 17052073.5206 |  | 940869.3847 | 1308663.8742 | 2032481.975 | 2236504.5723 | 8110205.4691 | 14628725.2752 |  | 559283.68 | 1103634.9497 | 1934452.5262 | 2545975.557 | 13885663.5431 | 20029010.2559 |  | 1137690.9362 | 954608.1629 | 1618741.6688 | 1935342.8087 | 10071698.209 | 15718081.7855
Health Index Definitions
|  |  | HI1 | New or as new | [57 empty] | LV Network | 164597.3805 | 286070.8004 | 399890.5566 | 549895.4354 | 6203006.5511 | 7603460.7238 | LV Network | 230786.5817 | 283282.5566 | 397207.3292 | 539787.1176 | 5426229.5305 | 6877293.1157 | LV Network | 221965.815 | 258029.56 | 402772.0171 | 498341.0482 | 5744680.8716 | 7125789.3119 | LV Network | 373339.5226 | 233950.0328 | 338844.1838 | 385369.7811 | 4470885.3405 | 5802388.8608 | LV Network | 207246.6967 | 215854.8658 | 409231.1141 | 430055.822 | 6286311.6755 | 7548700.1741 | LV Network | 467247.9852 | 167762.6758 | 280981.3411 | 195966.6523 | 4290027.0834 | 5401985.7378
|  |  | HI2 | Good or seviceable condition | [57 empty] | HV Network | 219728.9081 | 733831.0825 | 1405808.5784 | 1242927.841 | 2512312.2981 | 6114608.7081 | HV Network | 293469.8753 | 718189.3616 | 1405029.8205 | 1131327.113 | 1909308.1392 | 5457324.3097 | HV Network | 278490.7696 | 633855.0712 | 1239594.4411 | 1417445.3839 | 2709558.1348 | 6278943.8006 | HV Network | 398005.8387 | 589390.409 | 1155425.4164 | 1253755.9837 | 2156122.0965 | 5552699.7443 | HV Network | 245674.4017 | 512245.5646 | 953196.6572 | 1543049.0636 | 4776898.5677 | 8031064.2548 | HV Network | 474286.3312 | 423051.3944 | 784952.0828 | 1215432.2482 | 3801830.5679 | 6699552.6244
|  |  | HI3 | Deterioration requires assessment and monitoring | [57 empty] | EHV Network | 83892.7474 | 476959.1223 | 449662.6212 | 632616.6906 | 895242.4376 | 2538373.6191 | EHV Network | 100600.4516 | 475417.7013 | 447810.8463 | 625450.3139 | 693779.095 | 2343058.4082 | EHV Network | 95478.6432 | 406175.2175 | 471083.5328 | 560132.409 | 1198762.3969 | 2731632.1994 | EHV Network | 128189.6073 | 400913.0333 | 461527.5088 | 511956.1942 | 962462.8663 | 2465049.2099 | EHV Network | 80535.2794 | 310627.4622 | 496946.7634 | 452009.9722 | 2056040.6084 | 3396160.0857 | EHV Network | 144088.5888 | 300216.411 | 477730.2534 | 409254.2886 | 1527829.1843 | 2859118.7261
|  |  | HI4 | Material deterioration, intervention requires consideration | [57 empty] | 132kV Network | 24136.9945 | 90629.0217 | 84264.4872 | 112042.8225 | 642041.2682 | 953114.594 | 132kV Network | 36043.159 | 89372.7847 | 83584.2208 | 97235.9046 | 506730.8525 | 812966.9216 | 132kV Network | 31598.4782 | 84410.3991 | 76684.8659 | 91593.6928 | 631420.7727 | 915708.2087 | 132kV Network | 41334.4161 | 84410.3991 | 76684.8659 | 85422.6132 | 520735.1659 | 808587.4603 | 132kV Network | 25827.3022 | 64907.0571 | 75077.9914 | 120860.6991 | 766412.6914 | 1053085.7413 | 132kV Network | 52068.0311 | 63577.6816 | 75077.9914 | 114689.6196 | 452011.3734 | 757424.6972
|  |  | HI5 | End of serviceable life, intervention required | [57 empty] | Other | 0 | 0 | 0 | 0 | 0 | 0 | Other | 0 | 0 | 0 | 0 | 0 | 0 | Other | 0 | 0 | 0 | 0 | 0 | 0 | Other | 0 | 0 | 0 | 0 | 0 | 0 | Other | 0 | 0 | 0 | 0 | 0 | 0 | Other | 0 | 0 | 0 | 0 | 0 | 0
[62 empty] | Total | 492356.0304 | 1587490.0269 | 2339626.2433 | 2537482.7895 | 10252602.555 | 17209557.6451 | Total | 660900.0676 | 1566262.4043 | 2333632.2168 | 2393800.4491 | 8536047.6173 | 15490642.7551 | Total | 627533.706 | 1382470.2477 | 2190134.857 | 2567512.5339 | 10284422.176 | 17052073.5206 | Total | 940869.3847 | 1308663.8742 | 2032481.975 | 2236504.5723 | 8110205.4691 | 14628725.2752 | Total | 559283.68 | 1103634.9497 | 1934452.5262 | 2545975.557 | 13885663.5431 | 20029010.2559 | Total | 1137690.9362 | 954608.1629 | 1618741.6688 | 1935342.8087 | 10071698.209 | 15718081.7855
Criticality Index Definitions
|  |  | C1 | Low criticality
|  |  | C2 | Average criticality
|  |  | C3 | High criticality
|  |  | C4 | Very high criticality

## SPMW - Refurb
HI4: Secondary deliverables RIIO-ED1 - refurbishment | [50 empty] | Criticality weightings C1 to C4 | Criticality Rating Boundaries
SPMW | [49 empty] | C1 | 0.7 | Below 75% of average
[50 empty] | C2 | 1 | 75%-125%
[50 empty] | C3 | 1.5 | 125%-200%
[50 empty] | C4 | 2.5 | Over 200% of average
Price base (2012/13)
| ASSET CATEGORIES |  | ASSET REGISTER |  |  | End of DPCR5 (31 March 2015) with investment | [5 empty] | End of DPCR5 (31 March 2015) without investment | [5 empty] | Mid-Period Review (31 March 2019) planned investment | [5 empty] | Mid-Period Review (31 March 2019) without investment | [5 empty] | End of RIIO-ED1 (31 March 2023) planned investment | [5 empty] | End of RIIO-ED1 (31 March 2023) without investment | [8 empty] | Probability of failure | [5 empty] | Criticality/consequence of failure | [5 empty] | Probability of failure x Consequence of failure
Is it your current intention to have a health index for this asset category in the RIIO-ED1 control period.
|  |  | as at 31st March 2015 | as at 31st March 2023 |  | HI 1 | HI 2 | HI 3 | HI 4 | HI 5 |  | HI 1 | HI 2 | HI 3 | HI 4 | HI 5 |  | HI 1 | HI 2 | HI 3 | HI 4 | HI 5 |  | HI 1 | HI 2 | HI 3 | HI 4 | HI 5 |  | HI 1 | HI 2 | HI 3 | HI 4 | HI 5 |  | HI 1 | HI 2 | HI 3 | HI 4 | HI 5 |  |  |  |  | HI 1 | HI 2 | HI 3 | HI 4 | HI 5 |  | HI 1 | HI 2 | HI 3 | HI 4 | HI 5 |  | HI 1 | HI 2 | HI 3 | HI 4 | HI 5 |  | End of DPCR5 (without investment) | [6 empty] | Position at Beginning of RIIO-ED1 | [6 empty] | Mid Period (Without Investment) | [6 empty] | Mid Period (With Investment) | [6 empty] | End of RIIO-ED1 (Without Investment) | [6 empty] | End of RIIO-ED1 (With Investment)
| LV Network | [61 empty] | 1 | 2 | 3 | 4 | 5 | Total |  | 1 | 2 | 3 | 4 | 5 | Total |  | 1 | 2 | 3 | 4 | 5 | Total |  | 1 | 2 | 3 | 4 | 5 | Total |  | 1 | 2 | 3 | 4 | 5 | Total |  | 1 | 2 | 3 | 4 | 5 | Total
| LV Switchgear and Other |  | 0 | 0 | C1 | 0 | 0 | 0 | 0 | 0 | 0 | 0 | 0 | 0 | 0 | 0 | 0 | 0 | 0 | 0 | 0 | 0 | 0 | 0 | 0 | 0 | 0 | 0 | 0 | 0 | 0 | 0 | 0 | 0 | 0 | 0 | 0 | 0 | 0 | 0 | 0 | Yes |  | C1 | 0.0001663 | 0.00035233 | 0.0004974 | 0.0010363 | 0.0020725 | C1 | 0 | 0 | 0 | 0 | 0 | C1 | [5 empty] | C1 | [5 empty] | 0 | [6 empty] | 0 | [6 empty] | 0 | [6 empty] | 0 | [6 empty] | 0 | [6 empty] | 0
|  |  | 0 | 0 | C2 | 0 | 0 | 0 | 0 | 0 | 0 | 0 | 0 | 0 | 0 | 0 | 0 | 0 | 0 | 0 | 0 | 0 | 0 | 0 | 0 | 0 | 0 | 0 | 0 | 0 | 0 | 0 | 0 | 0 | 0 | 0 | 0 | 0 | 0 | 0 | 0 | No |  | C2 | 0.0001663 | 0.00035233 | 0.0004974 | 0.0010363 | 0.0020725 | C2 | 0 | 0 | 0 | 0 | 0 | C2 | [5 empty] | C2 | [5 empty] | 0 | [6 empty] | 0 | [6 empty] | 0 | [6 empty] | 0 | [6 empty] | 0 | [6 empty] | 0
|  |  | 0 | 0 | C3 | 0 | 0 | 0 | 0 | 0 | 0 | 0 | 0 | 0 | 0 | 0 | 0 | 0 | 0 | 0 | 0 | 0 | 0 | 0 | 0 | 0 | 0 | 0 | 0 | 0 | 0 | 0 | 0 | 0 | 0 | 0 | 0 | 0 | 0 | 0 | 0 |  |  | C3 | 0.0001663 | 0.00035233 | 0.0004974 | 0.0010363 | 0.0020725 | C3 | 0 | 0 | 0 | 0 | 0 | C3 | [5 empty] | C3 | [5 empty] | 0 | [6 empty] | 0 | [6 empty] | 0 | [6 empty] | 0 | [6 empty] | 0 | [6 empty] | 0
|  |  | 0 | 0 | C4 | 0 | 0 | 0 | 0 | 0 | 0 | 0 | 0 | 0 | 0 | 0 | 0 | 0 | 0 | 0 | 0 | 0 | 0 | 0 | 0 | 0 | 0 | 0 | 0 | 0 | 0 | 0 | 0 | 0 | 0 | 0 | 0 | 0 | 0 | 0 | 0 |  |  | C4 | 0.0001663 | 0.00035233 | 0.0004974 | 0.0010363 | 0.0020725 | C4 | 0 | 0 | 0 | 0 | 0 | C4 | [5 empty] | C4 | [5 empty] | 0 | [6 empty] | 0 | [6 empty] | 0 | [6 empty] | 0 | [6 empty] | 0 | [6 empty] | 0
|  |  | 0 | 0 |  | 0 | 0 | 0 | 0 | 0 |  | 0 | 0 | 0 | 0 | 0 |  | 0 | 0 | 0 | 0 | 0 |  | 0 | 0 | 0 | 0 | 0 |  | 0 | 0 | 0 | 0 | 0 |  | 0 | 0 | 0 | 0 | 0 | [22 empty] | 0 | 0 | 0 | 0 | 0 | 0 |  | 0 | 0 | 0 | 0 | 0 | 0 |  | 0 | 0 | 0 | 0 | 0 | 0 |  | 0 | 0 | 0 | 0 | 0 | 0 |  | 0 | 0 | 0 | 0 | 0 | 0 |  | 0 | 0 | 0 | 0 | 0 | 0
| LV UGB |  | 0 | 0 | C1 | 0 | 0 | 0 | 0 | 0 | 0 | 0 | 0 | 0 | 0 | 0 | 0 | 0 | 0 | 0 | 0 | 0 | 0 | 0 | 0 | 0 | 0 | 0 | 0 | 0 | 0 | 0 | 0 | 0 | 0 | 0 | 0 | 0 | 0 | 0 | 0 |  |  | C1 | 0.0010805 | 0.002295 | 0.00324 | 0.00675 | 0.0135 | C1 | 0 | 0 | 0 | 0 | 0 | C1 | [5 empty] | C1 | [5 empty] | 0 | [6 empty] | 0 | [6 empty] | 0 | [6 empty] | 0 | [6 empty] | 0 | [6 empty] | 0
|  |  | 0 | 0 | C2 | 0 | 0 | 0 | 0 | 0 | 0 | 0 | 0 | 0 | 0 | 0 | 0 | 0 | 0 | 0 | 0 | 0 | 0 | 0 | 0 | 0 | 0 | 0 | 0 | 0 | 0 | 0 | 0 | 0 | 0 | 0 | 0 | 0 | 0 | 0 | 0 |  |  | C2 | 0.0010805 | 0.002295 | 0.00324 | 0.00675 | 0.0135 | C2 | 0 | 0 | 0 | 0 | 0 | C2 | [5 empty] | C2 | [5 empty] | 0 | [6 empty] | 0 | [6 empty] | 0 | [6 empty] | 0 | [6 empty] | 0 | [6 empty] | 0
|  |  | 0 | 0 | C3 | 0 | 0 | 0 | 0 | 0 | 0 | 0 | 0 | 0 | 0 | 0 | 0 | 0 | 0 | 0 | 0 | 0 | 0 | 0 | 0 | 0 | 0 | 0 | 0 | 0 | 0 | 0 | 0 | 0 | 0 | 0 | 0 | 0 | 0 | 0 | 0 |  |  | C3 | 0.0010805 | 0.002295 | 0.00324 | 0.00675 | 0.0135 | C3 | 0 | 0 | 0 | 0 | 0 | C3 | [5 empty] | C3 | [5 empty] | 0 | [6 empty] | 0 | [6 empty] | 0 | [6 empty] | 0 | [6 empty] | 0 | [6 empty] | 0
|  |  | 0 | 0 | C4 | 0 | 0 | 0 | 0 | 0 | 0 | 0 | 0 | 0 | 0 | 0 | 0 | 0 | 0 | 0 | 0 | 0 | 0 | 0 | 0 | 0 | 0 | 0 | 0 | 0 | 0 | 0 | 0 | 0 | 0 | 0 | 0 | 0 | 0 | 0 | 0 |  |  | C4 | 0.0010805 | 0.002295 | 0.00324 | 0.00675 | 0.0135 | C4 | 0 | 0 | 0 | 0 | 0 | C4 | [5 empty] | C4 | [5 empty] | 0 | [6 empty] | 0 | [6 empty] | 0 | [6 empty] | 0 | [6 empty] | 0 | [6 empty] | 0
|  |  | 0 | 0 |  | 0 | 0 | 0 | 0 | 0 |  | 0 | 0 | 0 | 0 | 0 |  | 0 | 0 | 0 | 0 | 0 |  | 0 | 0 | 0 | 0 | 0 |  | 0 | 0 | 0 | 0 | 0 |  | 0 | 0 | 0 | 0 | 0 | [22 empty] | 0 | 0 | 0 | 0 | 0 | 0 |  | 0 | 0 | 0 | 0 | 0 | 0 |  | 0 | 0 | 0 | 0 | 0 | 0 |  | 0 | 0 | 0 | 0 | 0 | 0 |  | 0 | 0 | 0 | 0 | 0 | 0 |  | 0 | 0 | 0 | 0 | 0 | 0
| LV OHL Support |  | 59303 | 59303 | C1 | 13020 | 7491 | 7587 | 6288 | 24917 | 59303 | 9200 | 7565 | 7638 | 6406 | 28483 | 59292 | 0 | 0 | 0 | 0 | 0 | 0 | 12484 | 6860 | 7666 | 5418 | 26875 | 59303 | 0 | 0 | 0 | 0 | 0 | 0 | 11601 | 5785 | 7722 | 4086 | 30109 | 59303 |  |  | C1 | 0.0009005 | 0.0019125 | 0.0027 | 0.005625 | 0.01125 | C1 | 6118.3073 | 6118.3073 | 6118.3073 | 6118.3073 | 6118.3073 | C1 | 5.5095 | 11.7013 | 16.5194 | 34.4155 | 68.831 | C1 | 50687.7289 | 88520.0528 | 126175.4047 | 220465.5566 | 1960512.1603 | 2446360.9033 |  | 71734.1554 | 87654.1594 | 125332.9138 | 216404.5301 | 1715060.9661 | 2216186.7248 |  | 68781.0443 | 80270.6625 | 126637.9487 | 186463.0637 | 1849831.9808 | 2311984.7 |  | 68781.0443 | 80270.6625 | 126637.9487 | 186463.0637 | 1849831.9808 | 2311984.7 |  | 63916.1242 | 67691.8051 | 127563.0368 | 140621.646 | 2072431.2971 | 2472223.9092 |  | 63916.1242 | 67691.8051 | 127563.0368 | 140621.646 | 2072431.2971 | 2472223.9092
|  |  | 47582 | 47582 | C2 | 10920 | 6430 | 6452 | 3905 | 19875 | 47582 | 7888 | 6494 | 6495 | 3977 | 22720 | 47574 | 0 | 0 | 0 | 0 | 0 | 0 | 10515 | 5858 | 6517 | 3736 | 20956 | 47582 | 0 | 0 | 0 | 0 | 0 | 0 | 9834 | 4858 | 6629 | 3357 | 22904 | 47582 |  |  | C2 | 0.0009005 | 0.0019125 | 0.0027 | 0.005625 | 0.01125 | C2 | 8740.439 | 8740.439 | 8740.439 | 8740.439 | 8740.439 | C2 | 7.8708 | 16.7161 | 23.5992 | 49.165 | 98.3299 | C2 | 62084.5971 | 108554.2863 | 153276.7092 | 195529.0841 | 2234056.2181 | 2753500.8947 |  | 85948.7577 | 107484.4565 | 152261.9442 | 191989.2062 | 1954307.5411 | 2491991.9058 |  | 82761.0977 | 97922.8532 | 153795.8913 | 183680.3264 | 2060602.2054 | 2578762.374 |  | 82761.0977 | 97922.8532 | 153795.8913 | 183680.3264 | 2060602.2054 | 2578762.374 |  | 77401.1065 | 81206.7636 | 156439 | 165046.8029 | 2252148.9269 | 2732242.5999 |  | 77401.1065 | 81206.7636 | 156439 | 165046.8029 | 2252148.9269 | 2732242.5999
|  |  | 11511 | 11511 | C3 | 2737 | 1422 | 1454 | 735 | 5163 | 11511 | 1958 | 1436 | 1464 | 749 | 5902 | 11509 | 0 | 0 | 0 | 0 | 0 | 0 | 2630 | 1289 | 1491 | 715 | 5386 | 11511 | 0 | 0 | 0 | 0 | 0 | 0 | 2471 | 1102 | 1496 | 705 | 5737 | 11511 |  |  | C3 | 0.0009005 | 0.0019125 | 0.0027 | 0.005625 | 0.01125 | C3 | 13110.6586 | 13110.6586 | 13110.6586 | 13110.6586 | 13110.6586 | C3 | 11.8061 | 25.0741 | 35.3988 | 73.7475 | 147.4949 | C3 | 23116.4378 | 36006.4571 | 51823.8111 | 55236.8433 | 870514.9515 | 1036698.501 |  | 32313.4272 | 35655.4192 | 51469.8234 | 54204.379 | 761516.214 | 935159.2627 |  | 31050.1693 | 32320.5594 | 52779.5782 | 52729.4299 | 794407.5786 | 963287.3153 |  | 31050.1693 | 32320.5594 | 52779.5782 | 52729.4299 | 794407.5786 | 963287.3153 |  | 29172.9918 | 27631.6962 | 52956.572 | 51991.9553 | 846178.2916 | 1007931.507 |  | 29172.9918 | 27631.6962 | 52956.572 | 51991.9553 | 846178.2916 | 1007931.507
|  |  | 9161 | 9161 | C4 | 2073 | 1256 | 1155 | 628 | 4049 | 9161 | 1459 | 1268 | 1163 | 640 | 4629 | 9159 | 0 | 0 | 0 | 0 | 0 | 0 | 2001 | 1137 | 1179 | 614 | 4230 | 9161 | 0 | 0 | 0 | 0 | 0 | 0 | 1868 | 941 | 1225 | 589 | 4538 | 9161 |  |  | C4 | 0.0009005 | 0.0019125 | 0.0027 | 0.005625 | 0.01125 | C4 | 21851.0976 | 21851.0976 | 21851.0976 | 21851.0976 | 21851.0976 | C4 | 19.6769 | 41.7902 | 58.998 | 122.9124 | 245.8248 | C4 | 28708.6166 | 52990.0042 | 68614.6316 | 78663.9513 | 1137923.2211 | 1366900.4249 |  | 40790.2414 | 52488.5215 | 68142.6478 | 77189.0023 | 995344.8093 | 1233955.2224 |  | 39373.5037 | 47515.4849 | 69558.599 | 75468.2283 | 1039839.1068 | 1271754.9226 |  | 39373.5037 | 47515.4849 | 69558.599 | 75468.2283 | 1039839.1068 | 1271754.9226 |  | 36756.4742 | 39324.6009 | 72272.5053 | 72395.4177 | 1115553.16 | 1336302.1581 |  | 36756.4742 | 39324.6009 | 72272.5053 | 72395.4177 | 1115553.16 | 1336302.1581
|  |  | 127557 | 127557 |  | 28750 | 16599 | 16648 | 11556 | 54004 |  | 20505 | 16763 | 16760 | 11772 | 61734 |  | 0 | 0 | 0 | 0 | 0 |  | 27630 | 15144 | 16853 | 10483 | 57447 |  | 0 | 0 | 0 | 0 | 0 |  | 25774 | 12686 | 17072 | 8737 | 63288 | [22 empty] | 164597.3805 | 286070.8004 | 399890.5566 | 549895.4354 | 6203006.5511 | 7603460.7238 |  | 230786.5817 | 283282.5566 | 397207.3292 | 539787.1176 | 5426229.5305 | 6877293.1157 |  | 221965.815 | 258029.56 | 402772.0171 | 498341.0482 | 5744680.8716 | 7125789.3119 |  | 221965.815 | 258029.56 | 402772.0171 | 498341.0482 | 5744680.8716 | 7125789.3119 |  | 207246.6967 | 215854.8658 | 409231.1141 | 430055.822 | 6286311.6755 | 7548700.1741 |  | 207246.6967 | 215854.8658 | 409231.1141 | 430055.822 | 6286311.6755 | 7548700.1741
| [Please insert new asset category as required] |  | 0 | 0 | C1 | 0 | 0 | 0 | 0 | 0 | 0 | 0 | 0 | 0 | 0 | 0 | 0 | 0 | 0 | 0 | 0 | 0 | 0 | 0 | 0 | 0 | 0 | 0 | 0 | 0 | 0 | 0 | 0 | 0 | 0 | 0 | 0 | 0 | 0 | 0 | 0 |  |  | C1 | 0.0001605 | 0.00034 | 0.00048 | 0.001 | 0.002 | C1 | 0 | 0 | 0 | 0 | 0 | C1 | [5 empty] | C1 | [5 empty] | 0 | [6 empty] | 0 | [6 empty] | 0 | [6 empty] | 0 | [6 empty] | 0 | [6 empty] | 0
|  |  | 0 | 0 | C2 | 0 | 0 | 0 | 0 | 0 | 0 | 0 | 0 | 0 | 0 | 0 | 0 | 0 | 0 | 0 | 0 | 0 | 0 | 0 | 0 | 0 | 0 | 0 | 0 | 0 | 0 | 0 | 0 | 0 | 0 | 0 | 0 | 0 | 0 | 0 | 0 |  |  | C2 | 0.0001605 | 0.00034 | 0.00048 | 0.001 | 0.002 | C2 | 0 | 0 | 0 | 0 | 0 | C2 | [5 empty] | C2 | [5 empty] | 0 | [6 empty] | 0 | [6 empty] | 0 | [6 empty] | 0 | [6 empty] | 0 | [6 empty] | 0
|  |  | 0 | 0 | C3 | 0 | 0 | 0 | 0 | 0 | 0 | 0 | 0 | 0 | 0 | 0 | 0 | 0 | 0 | 0 | 0 | 0 | 0 | 0 | 0 | 0 | 0 | 0 | 0 | 0 | 0 | 0 | 0 | 0 | 0 | 0 | 0 | 0 | 0 | 0 | 0 |  |  | C3 | 0.0001605 | 0.00034 | 0.00048 | 0.001 | 0.002 | C3 | 0 | 0 | 0 | 0 | 0 | C3 | [5 empty] | C3 | [5 empty] | 0 | [6 empty] | 0 | [6 empty] | 0 | [6 empty] | 0 | [6 empty] | 0 | [6 empty] | 0
|  |  | 0 | 0 | C4 | 0 | 0 | 0 | 0 | 0 | 0 | 0 | 0 | 0 | 0 | 0 | 0 | 0 | 0 | 0 | 0 | 0 | 0 | 0 | 0 | 0 | 0 | 0 | 0 | 0 | 0 | 0 | 0 | 0 | 0 | 0 | 0 | 0 | 0 | 0 | 0 |  |  | C4 | 0.0001605 | 0.00034 | 0.00048 | 0.001 | 0.002 | C4 | 0 | 0 | 0 | 0 | 0 | C4 | [5 empty] | C4 | [5 empty] | 0 | [6 empty] | 0 | [6 empty] | 0 | [6 empty] | 0 | [6 empty] | 0 | [6 empty] | 0
|  |  | 0 | 0 |  | 0 | 0 | 0 | 0 | 0 |  | 0 | 0 | 0 | 0 | 0 |  | 0 | 0 | 0 | 0 | 0 |  | 0 | 0 | 0 | 0 | 0 |  | 0 | 0 | 0 | 0 | 0 |  | 0 | 0 | 0 | 0 | 0 | [22 empty] | 0 | 0 | 0 | 0 | 0 | 0 |  | 0 | 0 | 0 | 0 | 0 | 0 |  | 0 | 0 | 0 | 0 | 0 | 0 |  | 0 | 0 | 0 | 0 | 0 | 0 |  | 0 | 0 | 0 | 0 | 0 | 0 |  | 0 | 0 | 0 | 0 | 0 | 0
| [Please insert new asset category as required] |  | 0 | 0 | C1 | 0 | 0 | 0 | 0 | 0 | 0 | 0 | 0 | 0 | 0 | 0 | 0 | 0 | 0 | 0 | 0 | 0 | 0 | 0 | 0 | 0 | 0 | 0 | 0 | 0 | 0 | 0 | 0 | 0 | 0 | 0 | 0 | 0 | 0 | 0 | 0 |  |  | C1 | 0.0005885 | 0.0012495 | 0.001764 | 0.003675 | 0.00735 | C1 | 0 | 0 | 0 | 0 | 0 | C1 | [5 empty] | C1 | [5 empty] | 0 | [6 empty] | 0 | [6 empty] | 0 | [6 empty] | 0 | [6 empty] | 0 | [6 empty] | 0
|  |  | 0 | 0 | C2 | 0 | 0 | 0 | 0 | 0 | 0 | 0 | 0 | 0 | 0 | 0 | 0 | 0 | 0 | 0 | 0 | 0 | 0 | 0 | 0 | 0 | 0 | 0 | 0 | 0 | 0 | 0 | 0 | 0 | 0 | 0 | 0 | 0 | 0 | 0 | 0 |  |  | C2 | 0.0005885 | 0.0012495 | 0.001764 | 0.003675 | 0.00735 | C2 | 0 | 0 | 0 | 0 | 0 | C2 | [5 empty] | C2 | [5 empty] | 0 | [6 empty] | 0 | [6 empty] | 0 | [6 empty] | 0 | [6 empty] | 0 | [6 empty] | 0
|  |  | 0 | 0 | C3 | 0 | 0 | 0 | 0 | 0 | 0 | 0 | 0 | 0 | 0 | 0 | 0 | 0 | 0 | 0 | 0 | 0 | 0 | 0 | 0 | 0 | 0 | 0 | 0 | 0 | 0 | 0 | 0 | 0 | 0 | 0 | 0 | 0 | 0 | 0 | 0 |  |  | C3 | 0.0005885 | 0.0012495 | 0.001764 | 0.003675 | 0.00735 | C3 | 0 | 0 | 0 | 0 | 0 | C3 | [5 empty] | C3 | [5 empty] | 0 | [6 empty] | 0 | [6 empty] | 0 | [6 empty] | 0 | [6 empty] | 0 | [6 empty] | 0
|  |  | 0 | 0 | C4 | 0 | 0 | 0 | 0 | 0 | 0 | 0 | 0 | 0 | 0 | 0 | 0 | 0 | 0 | 0 | 0 | 0 | 0 | 0 | 0 | 0 | 0 | 0 | 0 | 0 | 0 | 0 | 0 | 0 | 0 | 0 | 0 | 0 | 0 | 0 | 0 |  |  | C4 | 0.0005885 | 0.0012495 | 0.001764 | 0.003675 | 0.00735 | C4 | 0 | 0 | 0 | 0 | 0 | C4 | [5 empty] | C4 | [5 empty] | 0 | [6 empty] | 0 | [6 empty] | 0 | [6 empty] | 0 | [6 empty] | 0 | [6 empty] | 0
|  |  | 0 | 0 |  | 0 | 0 | 0 | 0 | 0 |  | 0 | 0 | 0 | 0 | 0 |  | 0 | 0 | 0 | 0 | 0 |  | 0 | 0 | 0 | 0 | 0 |  | 0 | 0 | 0 | 0 | 0 |  | 0 | 0 | 0 | 0 | 0 | [22 empty] | 0 | 0 | 0 | 0 | 0 | 0 |  | 0 | 0 | 0 | 0 | 0 | 0 |  | 0 | 0 | 0 | 0 | 0 | 0 |  | 0 | 0 | 0 | 0 | 0 | 0 |  | 0 | 0 | 0 | 0 | 0 | 0 |  | 0 | 0 | 0 | 0 | 0 | 0
| [Please insert new asset category as required] |  | 0 | 0 | C1 | 0 | 0 | 0 | 0 | 0 | 0 | 0 | 0 | 0 | 0 | 0 | 0 | 0 | 0 | 0 | 0 | 0 | 0 | 0 | 0 | 0 | 0 | 0 | 0 | 0 | 0 | 0 | 0 | 0 | 0 | 0 | 0 | 0 | 0 | 0 | 0 |  |  | C1 | 0 | 0 | 0 | 0 | 0 | C1 | 0 | 0 | 0 | 0 | 0 | C1 | [5 empty] | C1 | [5 empty] | 0 | [6 empty] | 0 | [6 empty] | 0 | [6 empty] | 0 | [6 empty] | 0 | [6 empty] | 0
|  |  | 0 | 0 | C2 | 0 | 0 | 0 | 0 | 0 | 0 | 0 | 0 | 0 | 0 | 0 | 0 | 0 | 0 | 0 | 0 | 0 | 0 | 0 | 0 | 0 | 0 | 0 | 0 | 0 | 0 | 0 | 0 | 0 | 0 | 0 | 0 | 0 | 0 | 0 | 0 |  |  | C2 | 0 | 0 | 0 | 0 | 0 | C2 | 0 | 0 | 0 | 0 | 0 | C2 | [5 empty] | C2 | [5 empty] | 0 | [6 empty] | 0 | [6 empty] | 0 | [6 empty] | 0 | [6 empty] | 0 | [6 empty] | 0
|  |  | 0 | 0 | C3 | 0 | 0 | 0 | 0 | 0 | 0 | 0 | 0 | 0 | 0 | 0 | 0 | 0 | 0 | 0 | 0 | 0 | 0 | 0 | 0 | 0 | 0 | 0 | 0 | 0 | 0 | 0 | 0 | 0 | 0 | 0 | 0 | 0 | 0 | 0 | 0 |  |  | C3 | 0 | 0 | 0 | 0 | 0 | C3 | 0 | 0 | 0 | 0 | 0 | C3 | [5 empty] | C3 | [5 empty] | 0 | [6 empty] | 0 | [6 empty] | 0 | [6 empty] | 0 | [6 empty] | 0 | [6 empty] | 0
|  |  | 0 | 0 | C4 | 0 | 0 | 0 | 0 | 0 | 0 | 0 | 0 | 0 | 0 | 0 | 0 | 0 | 0 | 0 | 0 | 0 | 0 | 0 | 0 | 0 | 0 | 0 | 0 | 0 | 0 | 0 | 0 | 0 | 0 | 0 | 0 | 0 | 0 | 0 | 0 |  |  | C4 | 0 | 0 | 0 | 0 | 0 | C4 | 0 | 0 | 0 | 0 | 0 | C4 | [5 empty] | C4 | [5 empty] | 0 | [6 empty] | 0 | [6 empty] | 0 | [6 empty] | 0 | [6 empty] | 0 | [6 empty] | 0
|  |  | 0 | 0 |  | 0 | 0 | 0 | 0 | 0 |  | 0 | 0 | 0 | 0 | 0 |  | 0 | 0 | 0 | 0 | 0 |  | 0 | 0 | 0 | 0 | 0 |  | 0 | 0 | 0 | 0 | 0 |  | 0 | 0 | 0 | 0 | 0 | [22 empty] | 0 | 0 | 0 | 0 | 0 | 0 |  | 0 | 0 | 0 | 0 | 0 | 0 |  | 0 | 0 | 0 | 0 | 0 | 0 |  | 0 | 0 | 0 | 0 | 0 | 0 |  | 0 | 0 | 0 | 0 | 0 | 0 |  | 0 | 0 | 0 | 0 | 0 | 0
| [Please insert new asset category as required] |  | 0 | 0 | C1 | 0 | 0 | 0 | 0 | 0 | 0 | 0 | 0 | 0 | 0 | 0 | 0 | 0 | 0 | 0 | 0 | 0 | 0 | 0 | 0 | 0 | 0 | 0 | 0 | 0 | 0 | 0 | 0 | 0 | 0 | 0 | 0 | 0 | 0 | 0 | 0 |  |  | C1 | 0 | 0 | 0 | 0 | 0 | C1 | 0 | 0 | 0 | 0 | 0 | C1 | [5 empty] | C1 | [5 empty] | 0 | [6 empty] | 0 | [6 empty] | 0 | [6 empty] | 0 | [6 empty] | 0 | [6 empty] | 0
|  |  | 0 | 0 | C2 | 0 | 0 | 0 | 0 | 0 | 0 | 0 | 0 | 0 | 0 | 0 | 0 | 0 | 0 | 0 | 0 | 0 | 0 | 0 | 0 | 0 | 0 | 0 | 0 | 0 | 0 | 0 | 0 | 0 | 0 | 0 | 0 | 0 | 0 | 0 | 0 |  |  | C2 | 0 | 0 | 0 | 0 | 0 | C2 | 0 | 0 | 0 | 0 | 0 | C2 | [5 empty] | C2 | [5 empty] | 0 | [6 empty] | 0 | [6 empty] | 0 | [6 empty] | 0 | [6 empty] | 0 | [6 empty] | 0
|  |  | 0 | 0 | C3 | 0 | 0 | 0 | 0 | 0 | 0 | 0 | 0 | 0 | 0 | 0 | 0 | 0 | 0 | 0 | 0 | 0 | 0 | 0 | 0 | 0 | 0 | 0 | 0 | 0 | 0 | 0 | 0 | 0 | 0 | 0 | 0 | 0 | 0 | 0 | 0 |  |  | C3 | 0 | 0 | 0 | 0 | 0 | C3 | 0 | 0 | 0 | 0 | 0 | C3 | [5 empty] | C3 | [5 empty] | 0 | [6 empty] | 0 | [6 empty] | 0 | [6 empty] | 0 | [6 empty] | 0 | [6 empty] | 0
|  |  | 0 | 0 | C4 | 0 | 0 | 0 | 0 | 0 | 0 | 0 | 0 | 0 | 0 | 0 | 0 | 0 | 0 | 0 | 0 | 0 | 0 | 0 | 0 | 0 | 0 | 0 | 0 | 0 | 0 | 0 | 0 | 0 | 0 | 0 | 0 | 0 | 0 | 0 | 0 |  |  | C4 | 0 | 0 | 0 | 0 | 0 | C4 | 0 | 0 | 0 | 0 | 0 | C4 | [5 empty] | C4 | [5 empty] | 0 | [6 empty] | 0 | [6 empty] | 0 | [6 empty] | 0 | [6 empty] | 0 | [6 empty] | 0
|  |  | 0 | 0 |  | 0 | 0 | 0 | 0 | 0 |  | 0 | 0 | 0 | 0 | 0 |  | 0 | 0 | 0 | 0 | 0 |  | 0 | 0 | 0 | 0 | 0 |  | 0 | 0 | 0 | 0 | 0 |  | 0 | 0 | 0 | 0 | 0 | [22 empty] | 0 | 0 | 0 | 0 | 0 | 0 |  | 0 | 0 | 0 | 0 | 0 | 0 |  | 0 | 0 | 0 | 0 | 0 | 0 |  | 0 | 0 | 0 | 0 | 0 | 0 |  | 0 | 0 | 0 | 0 | 0 | 0 |  | 0 | 0 | 0 | 0 | 0 | 0
| [Please insert new asset category as required] |  | 0 | 0 | C1 | 0 | 0 | 0 | 0 | 0 | 0 | 0 | 0 | 0 | 0 | 0 | 0 | 0 | 0 | 0 | 0 | 0 | 0 | 0 | 0 | 0 | 0 | 0 | 0 | 0 | 0 | 0 | 0 | 0 | 0 | 0 | 0 | 0 | 0 | 0 | 0 |  |  | C1 | 0 | 0 | 0 | 0 | 0 | C1 | 0 | 0 | 0 | 0 | 0 | C1 | [5 empty] | C1 | [5 empty] | 0 | [6 empty] | 0 | [6 empty] | 0 | [6 empty] | 0 | [6 empty] | 0 | [6 empty] | 0
|  |  | 0 | 0 | C2 | 0 | 0 | 0 | 0 | 0 | 0 | 0 | 0 | 0 | 0 | 0 | 0 | 0 | 0 | 0 | 0 | 0 | 0 | 0 | 0 | 0 | 0 | 0 | 0 | 0 | 0 | 0 | 0 | 0 | 0 | 0 | 0 | 0 | 0 | 0 | 0 |  |  | C2 | 0 | 0 | 0 | 0 | 0 | C2 | 0 | 0 | 0 | 0 | 0 | C2 | [5 empty] | C2 | [5 empty] | 0 | [6 empty] | 0 | [6 empty] | 0 | [6 empty] | 0 | [6 empty] | 0 | [6 empty] | 0
|  |  | 0 | 0 | C3 | 0 | 0 | 0 | 0 | 0 | 0 | 0 | 0 | 0 | 0 | 0 | 0 | 0 | 0 | 0 | 0 | 0 | 0 | 0 | 0 | 0 | 0 | 0 | 0 | 0 | 0 | 0 | 0 | 0 | 0 | 0 | 0 | 0 | 0 | 0 | 0 |  |  | C3 | 0 | 0 | 0 | 0 | 0 | C3 | 0 | 0 | 0 | 0 | 0 | C3 | [5 empty] | C3 | [5 empty] | 0 | [6 empty] | 0 | [6 empty] | 0 | [6 empty] | 0 | [6 empty] | 0 | [6 empty] | 0
|  |  | 0 | 0 | C4 | 0 | 0 | 0 | 0 | 0 | 0 | 0 | 0 | 0 | 0 | 0 | 0 | 0 | 0 | 0 | 0 | 0 | 0 | 0 | 0 | 0 | 0 | 0 | 0 | 0 | 0 | 0 | 0 | 0 | 0 | 0 | 0 | 0 | 0 | 0 | 0 |  |  | C4 | 0 | 0 | 0 | 0 | 0 | C4 | 0 | 0 | 0 | 0 | 0 | C4 | [5 empty] | C4 | [5 empty] | 0 | [6 empty] | 0 | [6 empty] | 0 | [6 empty] | 0 | [6 empty] | 0 | [6 empty] | 0
|  |  | 0 | 0 |  | 0 | 0 | 0 | 0 | 0 |  | 0 | 0 | 0 | 0 | 0 |  | 0 | 0 | 0 | 0 | 0 |  | 0 | 0 | 0 | 0 | 0 |  | 0 | 0 | 0 | 0 | 0 |  | 0 | 0 | 0 | 0 | 0 | [22 empty] | 0 | 0 | 0 | 0 | 0 | 0 |  | 0 | 0 | 0 | 0 | 0 | 0 |  | 0 | 0 | 0 | 0 | 0 | 0 |  | 0 | 0 | 0 | 0 | 0 | 0 |  | 0 | 0 | 0 | 0 | 0 | 0 |  | 0 | 0 | 0 | 0 | 0 | 0
[63 empty] | 164597.3805 | 286070.8004 | 399890.5566 | 549895.4354 | 6203006.5511 | 7603460.7238 |  | 230786.5817 | 283282.5566 | 397207.3292 | 539787.1176 | 5426229.5305 | 6877293.1157 |  | 221965.815 | 258029.56 | 402772.0171 | 498341.0482 | 5744680.8716 | 7125789.3119 |  | 221965.815 | 258029.56 | 402772.0171 | 498341.0482 | 5744680.8716 | 7125789.3119 |  | 207246.6967 | 215854.8658 | 409231.1141 | 430055.822 | 6286311.6755 | 7548700.1741 |  | 207246.6967 | 215854.8658 | 409231.1141 | 430055.822 | 6286311.6755 | 7548700.1741
| HV Network | [73 empty] | 0 | [6 empty] | 0 | [6 empty] | 0 | [6 empty] | 0 | [6 empty] | 0
| HV Switchgear (GM) - Primary |  | 2581 | 2581 | C1 | 574 | 1085 | 626 | 225 | 71 | 2581 | 506 | 1085 | 626 | 225 | 136 | 2578 | 0 | 35 | 44 | -79 | 0 | 0 | 572 | 917 | 616 | 350 | 126 | 2581 | 0 | 73 | 90 | -163 | 0 | 0 | 558 | 653 | 597 | 420 | 353 | 2581 |  |  | C1 | 0.00037033 | 0.00078589 | 0.0011095 | 0.0023114 | 0.0046229 | C1 | 21906.597 | 21906.597 | 21906.597 | 21906.597 | 21906.597 | C1 | 8.1127 | 17.2161 | 24.3052 | 50.6357 | 101.2715 | C1 | 4105.0111 | 18679.5208 | 15215.0241 | 11393.0392 | 13772.9185 | 63165.5137 |  | 4656.6726 | 18679.5208 | 15215.0241 | 11393.0392 | 7190.2736 | 57134.5304 |  | 4640.4473 | 15787.2079 | 14971.9726 | 17722.5055 | 12760.2039 | 65882.3371 |  | 4640.4473 | 16389.773 | 16041.3992 | 13722.2828 | 12760.2039 | 63554.1063 |  | 4526.8699 | 11242.1447 | 14510.1748 | 21267.0065 | 35748.8253 | 87295.0212 |  | 4526.8699 | 12498.9236 | 16697.6383 | 13013.3826 | 35748.8253 | 82485.6396
|  |  | 1623 | 1623 | C2 | 439 | 701 | 326 | 85 | 72 | 1623 | 370 | 700 | 326 | 85 | 137 | 1618 | 0 | 16 | 29 | -45 | 0 | 0 | 438 | 604 | 329 | 163 | 89 | 1623 | 0 | 33 | 57 | -90 | 0 | 0 | 437 | 434 | 373 | 191 | 188 | 1623 |  |  | C2 | 0.00037033 | 0.00078589 | 0.0011095 | 0.0023114 | 0.0046229 | C2 | 31295.1386 | 31295.1386 | 31295.1386 | 31295.1386 | 31295.1386 | C2 | 11.5895 | 24.5945 | 34.7216 | 72.3368 | 144.6735 | C2 | 4288.1256 | 17216.1482 | 11319.2557 | 6148.6243 | 19820.2714 | 58792.4253 |  | 5087.8031 | 17240.7427 | 11319.2557 | 6148.6243 | 10416.493 | 50212.9188 |  | 5076.2136 | 14855.0764 | 11423.4207 | 11790.8914 | 12875.9427 | 56021.5448 |  | 5076.2136 | 15248.5884 | 12430.3483 | 8535.7373 | 12875.9427 | 54166.8303 |  | 5064.624 | 10674.0119 | 12951.173 | 13816.3206 | 27198.6206 | 69704.7501 |  | 5064.624 | 11485.6303 | 14930.3066 | 7306.0125 | 27198.6206 | 65985.194
|  |  | 746 | 746 | C3 | 112 | 354 | 165 | 70 | 45 | 746 | 69 | 354 | 165 | 70 | 86 | 744 | 0 | 8 | 13 | -21 | 0 | 0 | 112 | 295 | 192 | 76 | 71 | 746 | 0 | 17 | 29 | -46 | 0 | 0 | 111 | 215 | 195 | 98 | 127 | 746 |  |  | C3 | 0.00037033 | 0.00078589 | 0.0011095 | 0.0023114 | 0.0046229 | C3 | 46942.7079 | 46942.7079 | 46942.7079 | 46942.7079 | 46942.7079 | C3 | 17.3843 | 36.8917 | 52.0825 | 108.5051 | 217.0103 | C3 | 1199.5162 | 13059.6781 | 8593.6067 | 7595.3595 | 18662.8833 | 49111.0438 |  | 1947.0408 | 13059.6781 | 8593.6067 | 7595.3595 | 9765.4622 | 40961.1473 |  | 1947.0408 | 10883.0651 | 9999.8333 | 8246.3903 | 15407.7292 | 46484.0587 |  | 1947.0408 | 11178.1991 | 10676.9053 | 5967.7824 | 15407.7292 | 45177.6569 |  | 1929.6565 | 7931.7254 | 10156.0807 | 10633.5033 | 27560.3044 | 58211.2703 |  | 1929.6565 | 8558.8851 | 11666.4722 | 5642.267 | 27560.3044 | 55357.5852
|  |  | 521 | 521 | C4 | 105 | 221 | 110 | 41 | 44 | 521 | 63 | 221 | 110 | 41 | 84 | 519 | 0 | 7 | 12 | -19 | 0 | 0 | 105 | 183 | 116 | 67 | 50 | 521 | 0 | 11 | 20 | -31 | 0 | 0 | 104 | 123 | 129 | 65 | 100 | 521 |  |  | C4 | 0.00037033 | 0.00078589 | 0.0011095 | 0.0023114 | 0.0046229 | C4 | 78237.8465 | 78237.8465 | 78237.8465 | 78237.8465 | 78237.8465 | C4 | 28.9738 | 61.4862 | 86.8041 | 180.8419 | 361.6838 | C4 | 1825.3508 | 13588.4598 | 9548.4519 | 7414.5176 | 30381.4379 | 62758.218 |  | 3042.2513 | 13588.4598 | 9548.4519 | 7414.5176 | 15914.0865 | 49507.7671 |  | 3042.2513 | 11251.9825 | 10069.2766 | 12116.4068 | 18084.1892 | 54564.1064 |  | 3042.2513 | 11682.3862 | 11110.9259 | 8680.4108 | 18084.1892 | 52600.1635 |  | 3013.2775 | 7562.8079 | 11197.73 | 11754.723 | 36168.3785 | 69696.9169 |  | 3013.2775 | 8239.1566 | 12933.8121 | 6148.6243 | 36168.3785 | 66503.249
|  |  | 5471 | 5471 |  | 1230 | 2361 | 1227 | 421 | 232 |  | 1008 | 2360 | 1227 | 421 | 443 |  | 0 | 66 | 98 | -164 | 0 |  | 1227 | 1999 | 1253 | 656 | 336 |  | 0 | 134 | 196 | -330 | 0 |  | 1210 | 1425 | 1294 | 774 | 768 | [22 empty] | 11418.0037 | 62543.8068 | 44676.3385 | 32551.5406 | 82637.5112 | 233827.2007 |  | 14733.7678 | 62568.4013 | 44676.3385 | 32551.5406 | 43286.3154 | 197816.3636 |  | 14705.9529 | 52777.3319 | 46464.5031 | 49876.1939 | 59128.0651 | 222952.047 |  | 14705.9529 | 54498.9467 | 50259.5787 | 36906.2134 | 59128.0651 | 215498.757 |  | 14534.4279 | 37410.6899 | 48815.1584 | 57471.5534 | 126676.1288 | 284907.9585 |  | 14534.4279 | 40782.5955 | 56228.2292 | 32110.2864 | 126676.1288 | 270331.6679
| HV Switchgear (GM) - Distribution |  | 5172 | 5172 | C1 | 2832 | 391 | 622 | 578 | 749 | 5172 | 2579 | 391 | 624 | 580 | 1000 | 5174 | 0 | 0 | 13 | -13 | 0 | 0 | 2537 | 612 | 464 | 331 | 1228 | 5172 | 0 | 0 | 27 | -27 | 0 | 0 | 1858 | 1173 | 200 | 332 | 1609 | 5172 |  |  | C1 | 0.0005024 | 0.0010665 | 0.0015057 | 0.0031369 | 0.0062738 | C1 | 11278.1102 | 11278.1102 | 11278.1102 | 11278.1102 | 11278.1102 | C1 | 5.6661 | 12.0285 | 16.9815 | 35.378 | 70.756 | C1 | 14612.9301 | 4703.1542 | 10596.4251 | 20519.2527 | 70756.0439 | 121187.806 |  | 16046.4591 | 4703.1542 | 10562.4622 | 20448.4967 | 52996.2769 | 104756.8491 |  | 14374.9529 | 7361.4588 | 7879.393 | 11710.1253 | 86888.4219 | 128214.3519 |  | 14374.9529 | 7361.4588 | 8100.1519 | 11250.211 | 86888.4219 | 127975.1965 |  | 10527.6557 | 14109.4627 | 3396.2901 | 11745.5033 | 113846.4746 | 153625.3864 |  | 10527.6557 | 14109.4627 | 3854.7893 | 10790.2967 | 113846.4746 | 153128.679
|  |  | 4985 | 4985 | C2 | 2638 | 545 | 620 | 508 | 674 | 4985 | 2407 | 546 | 623 | 510 | 901 | 4987 | 0 | 0 | 17 | -17 | 0 | 0 | 2515 | 592 | 488 | 306 | 1084 | 4985 | 0 | 0 | 35 | -35 | 0 | 0 | 2094 | 864 | 284 | 323 | 1420 | 4985 |  |  | C2 | 0.0005024 | 0.0010665 | 0.0015057 | 0.0031369 | 0.0062738 | C2 | 16111.586 | 16111.586 | 16111.586 | 16111.586 | 16111.586 | C2 | 8.0945 | 17.1836 | 24.2592 | 50.54 | 101.0801 | C2 | 19483.3672 | 9382.2514 | 15113.491 | 25775.416 | 91073.1365 | 160827.662 |  | 21353.1876 | 9365.0678 | 15040.7133 | 25674.3359 | 68127.9622 | 139561.2669 |  | 20357.5689 | 10172.6975 | 11838.4969 | 15465.2496 | 109570.7879 | 167404.8009 |  | 20357.5689 | 10172.6975 | 12250.9036 | 14606.0691 | 109570.7879 | 166958.027 |  | 16949.8009 | 14846.6396 | 6889.6171 | 16324.4301 | 143533.689 | 198544.1767 |  | 16949.8009 | 14846.6396 | 7738.6896 | 14555.529 | 143533.689 | 197624.3481
|  |  | 3017 | 3017 | C3 | 1332 | 466 | 410 | 314 | 495 | 3017 | 1162 | 467 | 412 | 315 | 662 | 3018 | 0 | 0 | 11 | -11 | 0 | 0 | 1271 | 460 | 352 | 201 | 733 | 3017 | 0 | 0 | 23 | -23 | 0 | 0 | 1089 | 518 | 265 | 204 | 941 | 3017 |  |  | C3 | 0.0005024 | 0.0010665 | 0.0015057 | 0.0031369 | 0.0062738 | C3 | 24167.379 | 24167.379 | 24167.379 | 24167.379 | 24167.379 | C3 | 12.1417 | 25.7754 | 36.3888 | 75.81 | 151.6201 | C3 | 14108.6452 | 12037.1193 | 14992.1949 | 23880.1648 | 100372.5022 | 165390.6264 |  | 16172.7327 | 12011.3438 | 14919.4172 | 23804.3548 | 75051.9465 | 141959.7951 |  | 15432.0895 | 11856.6913 | 12808.8655 | 15237.8194 | 111137.5289 | 166472.9948 |  | 15432.0895 | 11856.6913 | 13209.1426 | 14403.9089 | 111137.5289 | 166039.3613 |  | 13222.3017 | 13351.6655 | 9643.038 | 15465.2496 | 142674.5084 | 194356.7632 |  | 13222.3017 | 13351.6655 | 10479.9809 | 13721.6185 | 142674.5084 | 193450.075
|  |  | 834 | 834 | C4 | 386 | 58 | 91 | 89 | 210 | 834 | 316 | 58 | 91 | 89 | 281 | 835 | 0 | 0 | 4 | -4 | 0 | 0 | 356 | 79 | 60 | 66 | 273 | 834 | 0 | 0 | 5 | -5 | 0 | 0 | 278 | 145 | 32 | 46 | 333 | 834 |  |  | C4 | 0.0005024 | 0.0010665 | 0.0015057 | 0.0031369 | 0.0062738 | C4 | 40278.965 | 40278.965 | 40278.965 | 40278.965 | 40278.965 | C4 | 20.2362 | 42.959 | 60.648 | 126.3501 | 252.7002 | C4 | 6394.624 | 2491.6235 | 5518.9714 | 11245.157 | 71008.744 | 96659.12 |  | 7811.1547 | 2491.6235 | 5518.9714 | 11245.157 | 53067.0329 | 80133.9395 |  | 7204.0701 | 3393.7631 | 3638.8823 | 8339.1052 | 68987.1428 | 91562.9634 |  | 7204.0701 | 3393.7631 | 3881.4744 | 7833.7049 | 68987.1428 | 91300.1552 |  | 5625.6503 | 6229.0589 | 1940.7372 | 5812.1036 | 84149.1522 | 103756.7021 |  | 5625.6503 | 6229.0589 | 2243.9774 | 5180.3532 | 84149.1522 | 103428.1919
|  |  | 14008 | 14008 |  | 7188 | 1460 | 1743 | 1489 | 2128 |  | 6464 | 1462 | 1750 | 1494 | 2844 |  | 0 | 0 | 45 | -45 | 0 |  | 6679 | 1743 | 1364 | 904 | 3318 |  | 0 | 0 | 90 | -90 | 0 |  | 5319 | 2700 | 781 | 905 | 4303 | [22 empty] | 54599.5665 | 28614.1485 | 46221.0824 | 81419.9905 | 333210.4265 | 544065.2144 |  | 61383.5341 | 28571.1894 | 46041.5642 | 81172.3443 | 249243.2185 | 466411.8505 |  | 57368.6815 | 32784.6108 | 36165.6378 | 50752.2995 | 376583.8814 | 553655.1109 |  | 57368.6815 | 32784.6108 | 37441.6725 | 48093.8938 | 376583.8814 | 552272.74 |  | 46325.4086 | 48536.8266 | 21869.6824 | 49347.2866 | 484203.8241 | 650283.0284 |  | 46325.4086 | 48536.8266 | 24317.4372 | 44247.7974 | 484203.8241 | 647631.294
| HV Transformer (GM) |  | 4945 | 4945 | C1 | 1773 | 1130 | 749 | 1192 | 101 | 4945 | 1662 | 1084 | 777 | 1214 | 211 | 4948 | 0 | 0 | 0 | 0 | 0 | 0 | 1456 | 1246 | 822 | 1090 | 331 | 4945 | 0 | 0 | 0 | 0 | 0 | 0 | 883 | 1485 | 949 | 906 | 722 | 4945 |  |  | C1 | 0.00033383 | 0.00070833 | 0.001 | 0.0020833 | 0.0041667 | C1 | 9219.2536 | 9219.2536 | 9219.2536 | 9219.2536 | 9219.2536 | C1 | 3.0777 | 6.5303 | 9.2193 | 19.2068 | 38.4136 | C1 | 5115.1277 | 7078.8502 | 7163.36 | 23317.0289 | 8105.2605 | 50779.6273 |  | 5456.7517 | 7379.2442 | 6905.2209 | 22894.4798 | 3879.7692 | 46515.4659 |  | 4481.1227 | 8136.7596 | 7578.2265 | 20935.3884 | 12714.8873 | 53846.3843 |  | 4481.1227 | 8136.7596 | 7578.2265 | 20935.3884 | 12714.8873 | 53846.3843 |  | 2717.6039 | 9697.5024 | 8749.0717 | 17401.3412 | 27734.5879 | 66300.107 |  | 2717.6039 | 9697.5024 | 8749.0717 | 17401.3412 | 27734.5879 | 66300.107
|  |  | 3352 | 3352 | C2 | 877 | 617 | 537 | 1209 | 112 | 3352 | 750 | 579 | 557 | 1231 | 237 | 3354 | 0 | 0 | 0 | 0 | 0 | 0 | 764 | 622 | 551 | 1048 | 367 | 3352 | 0 | 0 | 0 | 0 | 0 | 0 | 531 | 677 | 567 | 813 | 764 | 3352 |  |  | C2 | 0.00033383 | 0.00070833 | 0.001 | 0.0020833 | 0.0041667 | C2 | 13170.3623 | 13170.3623 | 13170.3623 | 13170.3623 | 13170.3623 | C2 | 4.3967 | 9.329 | 13.1704 | 27.4383 | 54.8765 | C2 | 3297.5295 | 5401.4948 | 7335.8918 | 33776.4916 | 13005.7328 | 62817.1404 |  | 3855.9111 | 5755.9971 | 7072.4845 | 33172.85 | 6146.1691 | 56003.4118 |  | 3359.0833 | 5802.6421 | 7256.8696 | 28755.291 | 20139.679 | 65313.565 |  | 3359.0833 | 5802.6421 | 7256.8696 | 28755.291 | 20139.679 | 65313.565 |  | 2334.6509 | 6315.7375 | 7467.5954 | 22307.3011 | 41925.6533 | 80350.9381 |  | 2334.6509 | 6315.7375 | 7467.5954 | 22307.3011 | 41925.6533 | 80350.9381
|  |  | 2041 | 2041 | C3 | 497 | 336 | 374 | 770 | 64 | 2041 | 426 | 310 | 388 | 784 | 135 | 2043 | 0 | 0 | 0 | 0 | 0 | 0 | 415 | 351 | 371 | 696 | 208 | 2041 | 0 | 0 | 0 | 0 | 0 | 0 | 302 | 352 | 371 | 530 | 486 | 2041 |  |  | C3 | 0.00033383 | 0.00070833 | 0.001 | 0.0020833 | 0.0041667 | C3 | 19755.5434 | 19755.5434 | 19755.5434 | 19755.5434 | 19755.5434 | C3 | 6.5951 | 13.9935 | 19.7555 | 41.1574 | 82.3148 | C3 | 2809.4951 | 4337.9881 | 7665.1508 | 32267.3876 | 11112.4932 | 58192.5148 |  | 3277.7443 | 4701.8193 | 7388.5732 | 31691.1842 | 5268.1449 | 52327.466 |  | 2736.9494 | 4911.722 | 7329.3066 | 28645.538 | 17121.471 | 60744.987 |  | 2736.9494 | 4911.722 | 7329.3066 | 28645.538 | 17121.471 | 60744.987 |  | 1991.7078 | 4925.7155 | 7329.3066 | 21813.4125 | 40004.9754 | 76065.1178 |  | 1991.7078 | 4925.7155 | 7329.3066 | 21813.4125 | 40004.9754 | 76065.1178
|  |  | 933 | 933 | C4 | 256 | 142 | 135 | 372 | 28 | 933 | 225 | 131 | 140 | 379 | 59 | 934 | 0 | 0 | 0 | 0 | 0 | 0 | 209 | 165 | 137 | 312 | 110 | 933 | 0 | 0 | 0 | 0 | 0 | 0 | 126 | 204 | 143 | 217 | 243 | 933 |  |  | C4 | 0.00033383 | 0.00070833 | 0.001 | 0.0020833 | 0.0041667 | C4 | 32925.9057 | 32925.9057 | 32925.9057 | 32925.9057 | 32925.9057 | C4 | 10.9918 | 23.3225 | 32.9259 | 68.5956 | 137.1913 | C4 | 2473.1471 | 3055.2497 | 4609.6268 | 25997.7464 | 8094.2852 | 44230.0551 |  | 2813.8918 | 3311.7973 | 4444.9973 | 25517.5769 | 3841.3557 | 39929.619 |  | 2297.2789 | 3848.2152 | 4510.8491 | 21401.8387 | 15091.0401 | 47149.222 |  | 2297.2789 | 3848.2152 | 4510.8491 | 21401.8387 | 15091.0401 | 47149.222 |  | 1384.9624 | 4757.7934 | 4708.4045 | 14885.2532 | 33337.4795 | 59073.893 |  | 1384.9624 | 4757.7934 | 4708.4045 | 14885.2532 | 33337.4795 | 59073.893
|  |  | 11271 | 11271 |  | 3403 | 2225 | 1795 | 3543 | 305 |  | 3063 | 2104 | 1862 | 3608 | 642 |  | 0 | 0 | 0 | 0 | 0 |  | 2844 | 2384 | 1881 | 3146 | 1016 |  | 0 | 0 | 0 | 0 | 0 |  | 1842 | 2718 | 2030 | 2466 | 2215 | [22 empty] | 13695.2993 | 19873.5828 | 26774.0295 | 115358.6544 | 40317.7715 | 216019.3376 |  | 15404.2989 | 21148.858 | 25811.276 | 113276.0909 | 19135.4389 | 194775.9627 |  | 12874.4343 | 22699.3389 | 26675.2518 | 99738.056 | 65067.0773 | 227054.1583 |  | 12874.4343 | 22699.3389 | 26675.2518 | 99738.056 | 65067.0773 | 227054.1583 |  | 8428.925 | 25696.7487 | 28254.3782 | 76407.308 | 143002.6961 | 281790.056 |  | 8428.925 | 25696.7487 | 28254.3782 | 76407.308 | 143002.6961 | 281790.056
| HV UG Cable |  | 0 | 0 | C1 | 0 | 0 | 0 | 0 | 0 | 0 | 0 | 0 | 0 | 0 | 0 | 0 | 0 | 0 | 0 | 0 | 0 | 0 | 0 | 0 | 0 | 0 | 0 | 0 | 0 | 0 | 0 | 0 | 0 | 0 | 0 | 0 | 0 | 0 | 0 | 0 |  |  | C1 | 0 | 0 | 0 | 0 | 0 | C1 | 0 | 0 | 0 | 0 | 0 | C1 | [5 empty] | C1 | [5 empty] | 0 | [6 empty] | 0 | [6 empty] | 0 | [6 empty] | 0 | [6 empty] | 0 | [6 empty] | 0
|  |  | 0 | 0 | C2 | 0 | 0 | 0 | 0 | 0 | 0 | 0 | 0 | 0 | 0 | 0 | 0 | 0 | 0 | 0 | 0 | 0 | 0 | 0 | 0 | 0 | 0 | 0 | 0 | 0 | 0 | 0 | 0 | 0 | 0 | 0 | 0 | 0 | 0 | 0 | 0 |  |  | C2 | 0 | 0 | 0 | 0 | 0 | C2 | 0 | 0 | 0 | 0 | 0 | C2 | [5 empty] | C2 | [5 empty] | 0 | [6 empty] | 0 | [6 empty] | 0 | [6 empty] | 0 | [6 empty] | 0 | [6 empty] | 0
|  |  | 0 | 0 | C3 | 0 | 0 | 0 | 0 | 0 | 0 | 0 | 0 | 0 | 0 | 0 | 0 | 0 | 0 | 0 | 0 | 0 | 0 | 0 | 0 | 0 | 0 | 0 | 0 | 0 | 0 | 0 | 0 | 0 | 0 | 0 | 0 | 0 | 0 | 0 | 0 |  |  | C3 | 0 | 0 | 0 | 0 | 0 | C3 | 0 | 0 | 0 | 0 | 0 | C3 | [5 empty] | C3 | [5 empty] | 0 | [6 empty] | 0 | [6 empty] | 0 | [6 empty] | 0 | [6 empty] | 0 | [6 empty] | 0
|  |  | 0 | 0 | C4 | 0 | 0 | 0 | 0 | 0 | 0 | 0 | 0 | 0 | 0 | 0 | 0 | 0 | 0 | 0 | 0 | 0 | 0 | 0 | 0 | 0 | 0 | 0 | 0 | 0 | 0 | 0 | 0 | 0 | 0 | 0 | 0 | 0 | 0 | 0 | 0 |  |  | C4 | 0 | 0 | 0 | 0 | 0 | C4 | 0 | 0 | 0 | 0 | 0 | C4 | [5 empty] | C4 | [5 empty] | 0 | [6 empty] | 0 | [6 empty] | 0 | [6 empty] | 0 | [6 empty] | 0 | [6 empty] | 0
|  |  | 0 | 0 |  | 0 | 0 | 0 | 0 | 0 |  | 0 | 0 | 0 | 0 | 0 |  | 0 | 0 | 0 | 0 | 0 |  | 0 | 0 | 0 | 0 | 0 |  | 0 | 0 | 0 | 0 | 0 |  | 0 | 0 | 0 | 0 | 0 | [22 empty] | 0 | 0 | 0 | 0 | 0 | 0 |  | 0 | 0 | 0 | 0 | 0 | 0 |  | 0 | 0 | 0 | 0 | 0 | 0 |  | 0 | 0 | 0 | 0 | 0 | 0 |  | 0 | 0 | 0 | 0 | 0 | 0 |  | 0 | 0 | 0 | 0 | 0 | 0
| HV OHL Support - Poles |  | 0 | 0 | C1 | 0 | 0 | 0 | 0 | 0 | 0 | 0 | 0 | 0 | 0 | 0 | 0 | 0 | 0 | 0 | 0 | 0 | 0 | 0 | 0 | 0 | 0 | 0 | 0 | 0 | 0 | 0 | 0 | 0 | 0 | 0 | 0 | 0 | 0 | 0 | 0 |  |  | C1 | 0.000998 | 0.0021197 | 0.0029925 | 0.0062344 | 0.012469 | C1 | 4858.9982 | 4858.9982 | 4858.9982 | 4858.9982 | 4858.9982 | C1 | 4.8493 | 10.2996 | 14.5406 | 30.2928 | 60.5856 | C1 | 0 | 0 | 0 | 0 | 0 | 0 |  | 0 | 0 | 0 | 0 | 0 | 0 |  | 0 | 0 | 0 | 0 | 0 | 0 |  | 0 | 0 | 0 | 0 | 0 | 0 |  | 0 | 0 | 0 | 0 | 0 | 0 |  | 0 | 0 | 0 | 0 | 0 | 0
|  |  | 154898 | 154898 | C2 | 25924 | 37298 | 56317 | 18963 | 16396 | 154898 | 17913 | 38338 | 56301 | 21256 | 21102 | 154910 | 0 | 0 | 0 | 0 | 0 | 0 | 24854 | 32359 | 49393 | 25537 | 22755 | 154898 | 0 | 0 | 0 | 0 | 0 | 0 | 22722 | 24524 | 37338 | 28485 | 41829 | 154898 |  |  | C2 | 0.000998 | 0.0021197 | 0.0029925 | 0.0062344 | 0.012469 | C2 | 6941.426 | 6941.426 | 6941.426 | 6941.426 | 6941.426 | C2 | 6.9275 | 14.7137 | 20.7722 | 43.2755 | 86.5509 | C2 | 124093.0806 | 564092.0652 | 1169496.6087 | 919863.0247 | 1826397.21 | 4603941.9892 |  | 179589.6289 | 548789.8651 | 1169828.9641 | 820632.4114 | 1419088.6482 | 4137929.5178 |  | 172177.1577 | 476119.1282 | 1026002.1313 | 1105125.2381 | 1969465.8569 | 4748889.5123 |  | 172177.1577 | 476119.1282 | 1026002.1313 | 1105125.2381 | 1969465.8569 | 4748889.5123 |  | 157407.6357 | 360837.6495 | 775593.0512 | 1232701.273 | 3620337.8303 | 6146877.4397 |  | 157407.6357 | 360837.6495 | 775593.0512 | 1232701.273 | 3620337.8303 | 6146877.4397
|  |  | 10416 | 10416 | C3 | 1980 | 2466 | 3507 | 1186 | 1277 | 10416 | 1404 | 2535 | 3506 | 1329 | 1643 | 10417 | 0 | 0 | 0 | 0 | 0 | 0 | 1886 | 2130 | 3097 | 1593 | 1710 | 10416 | 0 | 0 | 0 | 0 | 0 | 0 | 1688 | 1690 | 2378 | 1785 | 2875 | 10416 |  |  | C3 | 0.000998 | 0.0021197 | 0.0029925 | 0.0062344 | 0.012469 | C3 | 10412.139 | 10412.139 | 10412.139 | 10412.139 | 10412.139 | C3 | 10.3913 | 22.0705 | 31.1583 | 64.9132 | 129.8264 | C3 | 14589.4059 | 55948.6692 | 109241.091 | 86269.6152 | 213304.7068 | 479353.4881 |  | 20574.8032 | 54425.806 | 109272.2493 | 76987.0305 | 165788.2597 | 427048.1487 |  | 19598.0196 | 47010.1244 | 96497.3357 | 103406.6945 | 222003.0729 | 488515.247 |  | 19598.0196 | 47010.1244 | 96497.3357 | 103406.6945 | 222003.0729 | 488515.247 |  | 17540.5393 | 37299.1128 | 74094.4993 | 115870.0249 | 373250.7804 | 618054.9566 |  | 17540.5393 | 37299.1128 | 74094.4993 | 115870.0249 | 373250.7804 | 618054.9566
|  |  | 478 | 478 | C4 | 103 | 73 | 181 | 62 | 59 | 478 | 77 | 75 | 181 | 69 | 76 | 478 | 0 | 0 | 0 | 0 | 0 | 0 | 102 | 67 | 150 | 79 | 80 | 478 | 0 | 0 | 0 | 0 | 0 | 0 | 83 | 67 | 88 | 104 | 136 | 478 |  |  | C4 | 0.000998 | 0.0021197 | 0.0029925 | 0.0062344 | 0.012469 | C4 | 17353.565 | 17353.565 | 17353.565 | 17353.565 | 17353.565 | C4 | 17.3189 | 36.7841 | 51.9305 | 108.1886 | 216.3773 | C4 | 1333.5521 | 2758.8101 | 9399.4283 | 7465.0156 | 16444.6721 | 37401.4782 |  | 1783.8424 | 2685.2418 | 9399.4283 | 6707.6952 | 12766.2586 | 33342.4663 |  | 1766.5235 | 2464.537 | 7789.5815 | 8546.9019 | 17310.1811 | 37877.7251 |  | 1766.5235 | 2464.537 | 7789.5815 | 8546.9019 | 17310.1811 | 37877.7251 |  | 1437.4652 | 2464.537 | 4569.8878 | 11251.6177 | 29427.3079 | 49150.8157 |  | 1437.4652 | 2464.537 | 4569.8878 | 11251.6177 | 29427.3079 | 49150.8157
|  |  | 165792 | 165792 |  | 28007 | 39837 | 60005 | 20211 | 17732 |  | 19394 | 40948 | 59988 | 22654 | 22821 |  | 0 | 0 | 0 | 0 | 0 |  | 26842 | 34556 | 52640 | 27209 | 24545 |  | 0 | 0 | 0 | 0 | 0 |  | 24493 | 26281 | 39804 | 30374 | 44840 | [22 empty] | 140016.0386 | 622799.5445 | 1288137.128 | 1013597.6555 | 2056146.5889 | 5120696.9554 |  | 201948.2745 | 605900.9129 | 1288500.6418 | 904327.1372 | 1597643.1665 | 4598320.1328 |  | 193541.7008 | 525593.7896 | 1130289.0484 | 1217078.8345 | 2208779.1109 | 5275282.4843 |  | 193541.7008 | 525593.7896 | 1130289.0484 | 1217078.8345 | 2208779.1109 | 5275282.4843 |  | 176385.6402 | 400601.2993 | 854257.4383 | 1359822.9156 | 4023015.9186 | 6814083.212 |  | 176385.6402 | 400601.2993 | 854257.4383 | 1359822.9156 | 4023015.9186 | 6814083.212
| [Please insert new asset category as required] |  | 0 | 0 | C1 | 0 | 0 | 0 | 0 | 0 | 0 | 0 | 0 | 0 | 0 | 0 | 0 | 0 | 0 | 0 | 0 | 0 | 0 | 0 | 0 | 0 | 0 | 0 | 0 | 0 | 0 | 0 | 0 | 0 | 0 | 0 | 0 | 0 | 0 | 0 | 0 |  |  | C1 | 0 | 0 | 0 | 0 | 0 | C1 | 0 | 0 | 0 | 0 | 0 | C1 | [5 empty] | C1 | [5 empty] | 0 | [6 empty] | 0 | [6 empty] | 0 | [6 empty] | 0 | [6 empty] | 0 | [6 empty] | 0
|  |  | 0 | 0 | C2 | 0 | 0 | 0 | 0 | 0 | 0 | 0 | 0 | 0 | 0 | 0 | 0 | 0 | 0 | 0 | 0 | 0 | 0 | 0 | 0 | 0 | 0 | 0 | 0 | 0 | 0 | 0 | 0 | 0 | 0 | 0 | 0 | 0 | 0 | 0 | 0 |  |  | C2 | 0 | 0 | 0 | 0 | 0 | C2 | 0 | 0 | 0 | 0 | 0 | C2 | [5 empty] | C2 | [5 empty] | 0 | [6 empty] | 0 | [6 empty] | 0 | [6 empty] | 0 | [6 empty] | 0 | [6 empty] | 0
|  |  | 0 | 0 | C3 | 0 | 0 | 0 | 0 | 0 | 0 | 0 | 0 | 0 | 0 | 0 | 0 | 0 | 0 | 0 | 0 | 0 | 0 | 0 | 0 | 0 | 0 | 0 | 0 | 0 | 0 | 0 | 0 | 0 | 0 | 0 | 0 | 0 | 0 | 0 | 0 |  |  | C3 | 0 | 0 | 0 | 0 | 0 | C3 | 0 | 0 | 0 | 0 | 0 | C3 | [5 empty] | C3 | [5 empty] | 0 | [6 empty] | 0 | [6 empty] | 0 | [6 empty] | 0 | [6 empty] | 0 | [6 empty] | 0
|  |  | 0 | 0 | C4 | 0 | 0 | 0 | 0 | 0 | 0 | 0 | 0 | 0 | 0 | 0 | 0 | 0 | 0 | 0 | 0 | 0 | 0 | 0 | 0 | 0 | 0 | 0 | 0 | 0 | 0 | 0 | 0 | 0 | 0 | 0 | 0 | 0 | 0 | 0 | 0 |  |  | C4 | 0 | 0 | 0 | 0 | 0 | C4 | 0 | 0 | 0 | 0 | 0 | C4 | [5 empty] | C4 | [5 empty] | 0 | [6 empty] | 0 | [6 empty] | 0 | [6 empty] | 0 | [6 empty] | 0 | [6 empty] | 0
|  |  | 0 | 0 |  | 0 | 0 | 0 | 0 | 0 |  | 0 | 0 | 0 | 0 | 0 |  | 0 | 0 | 0 | 0 | 0 |  | 0 | 0 | 0 | 0 | 0 |  | 0 | 0 | 0 | 0 | 0 |  | 0 | 0 | 0 | 0 | 0 | [22 empty] | 0 | 0 | 0 | 0 | 0 | 0 |  | 0 | 0 | 0 | 0 | 0 | 0 |  | 0 | 0 | 0 | 0 | 0 | 0 |  | 0 | 0 | 0 | 0 | 0 | 0 |  | 0 | 0 | 0 | 0 | 0 | 0 |  | 0 | 0 | 0 | 0 | 0 | 0
| [Please insert new asset category as required] |  | 0 | 0 | C1 | 0 | 0 | 0 | 0 | 0 | 0 | 0 | 0 | 0 | 0 | 0 | 0 | 0 | 0 | 0 | 0 | 0 | 0 | 0 | 0 | 0 | 0 | 0 | 0 | 0 | 0 | 0 | 0 | 0 | 0 | 0 | 0 | 0 | 0 | 0 | 0 |  |  | C1 | 0 | 0 | 0 | 0 | 0 | C1 | 0 | 0 | 0 | 0 | 0 | C1 | [5 empty] | C1 | [5 empty] | 0 | [6 empty] | 0 | [6 empty] | 0 | [6 empty] | 0 | [6 empty] | 0 | [6 empty] | 0
|  |  | 0 | 0 | C2 | 0 | 0 | 0 | 0 | 0 | 0 | 0 | 0 | 0 | 0 | 0 | 0 | 0 | 0 | 0 | 0 | 0 | 0 | 0 | 0 | 0 | 0 | 0 | 0 | 0 | 0 | 0 | 0 | 0 | 0 | 0 | 0 | 0 | 0 | 0 | 0 |  |  | C2 | 0 | 0 | 0 | 0 | 0 | C2 | 0 | 0 | 0 | 0 | 0 | C2 | [5 empty] | C2 | [5 empty] | 0 | [6 empty] | 0 | [6 empty] | 0 | [6 empty] | 0 | [6 empty] | 0 | [6 empty] | 0
|  |  | 0 | 0 | C3 | 0 | 0 | 0 | 0 | 0 | 0 | 0 | 0 | 0 | 0 | 0 | 0 | 0 | 0 | 0 | 0 | 0 | 0 | 0 | 0 | 0 | 0 | 0 | 0 | 0 | 0 | 0 | 0 | 0 | 0 | 0 | 0 | 0 | 0 | 0 | 0 |  |  | C3 | 0 | 0 | 0 | 0 | 0 | C3 | 0 | 0 | 0 | 0 | 0 | C3 | [5 empty] | C3 | [5 empty] | 0 | [6 empty] | 0 | [6 empty] | 0 | [6 empty] | 0 | [6 empty] | 0 | [6 empty] | 0
|  |  | 0 | 0 | C4 | 0 | 0 | 0 | 0 | 0 | 0 | 0 | 0 | 0 | 0 | 0 | 0 | 0 | 0 | 0 | 0 | 0 | 0 | 0 | 0 | 0 | 0 | 0 | 0 | 0 | 0 | 0 | 0 | 0 | 0 | 0 | 0 | 0 | 0 | 0 | 0 |  |  | C4 | 0 | 0 | 0 | 0 | 0 | C4 | 0 | 0 | 0 | 0 | 0 | C4 | [5 empty] | C4 | [5 empty] | 0 | [6 empty] | 0 | [6 empty] | 0 | [6 empty] | 0 | [6 empty] | 0 | [6 empty] | 0
|  |  | 0 | 0 |  | 0 | 0 | 0 | 0 | 0 |  | 0 | 0 | 0 | 0 | 0 |  | 0 | 0 | 0 | 0 | 0 |  | 0 | 0 | 0 | 0 | 0 |  | 0 | 0 | 0 | 0 | 0 |  | 0 | 0 | 0 | 0 | 0 | [22 empty] | 0 | 0 | 0 | 0 | 0 | 0 |  | 0 | 0 | 0 | 0 | 0 | 0 |  | 0 | 0 | 0 | 0 | 0 | 0 |  | 0 | 0 | 0 | 0 | 0 | 0 |  | 0 | 0 | 0 | 0 | 0 | 0 |  | 0 | 0 | 0 | 0 | 0 | 0
| [Please insert new asset category as required] |  | 0 | 0 | C1 | 0 | 0 | 0 | 0 | 0 | 0 | 0 | 0 | 0 | 0 | 0 | 0 | 0 | 0 | 0 | 0 | 0 | 0 | 0 | 0 | 0 | 0 | 0 | 0 | 0 | 0 | 0 | 0 | 0 | 0 | 0 | 0 | 0 | 0 | 0 | 0 |  |  | C1 | 0 | 0 | 0 | 0 | 0 | C1 | 0 | 0 | 0 | 0 | 0 | C1 | [5 empty] | C1 | [5 empty] | 0 | [6 empty] | 0 | [6 empty] | 0 | [6 empty] | 0 | [6 empty] | 0 | [6 empty] | 0
|  |  | 0 | 0 | C2 | 0 | 0 | 0 | 0 | 0 | 0 | 0 | 0 | 0 | 0 | 0 | 0 | 0 | 0 | 0 | 0 | 0 | 0 | 0 | 0 | 0 | 0 | 0 | 0 | 0 | 0 | 0 | 0 | 0 | 0 | 0 | 0 | 0 | 0 | 0 | 0 |  |  | C2 | 0 | 0 | 0 | 0 | 0 | C2 | 0 | 0 | 0 | 0 | 0 | C2 | [5 empty] | C2 | [5 empty] | 0 | [6 empty] | 0 | [6 empty] | 0 | [6 empty] | 0 | [6 empty] | 0 | [6 empty] | 0
|  |  | 0 | 0 | C3 | 0 | 0 | 0 | 0 | 0 | 0 | 0 | 0 | 0 | 0 | 0 | 0 | 0 | 0 | 0 | 0 | 0 | 0 | 0 | 0 | 0 | 0 | 0 | 0 | 0 | 0 | 0 | 0 | 0 | 0 | 0 | 0 | 0 | 0 | 0 | 0 |  |  | C3 | 0 | 0 | 0 | 0 | 0 | C3 | 0 | 0 | 0 | 0 | 0 | C3 | [5 empty] | C3 | [5 empty] | 0 | [6 empty] | 0 | [6 empty] | 0 | [6 empty] | 0 | [6 empty] | 0 | [6 empty] | 0
|  |  | 0 | 0 | C4 | 0 | 0 | 0 | 0 | 0 | 0 | 0 | 0 | 0 | 0 | 0 | 0 | 0 | 0 | 0 | 0 | 0 | 0 | 0 | 0 | 0 | 0 | 0 | 0 | 0 | 0 | 0 | 0 | 0 | 0 | 0 | 0 | 0 | 0 | 0 | 0 |  |  | C4 | 0 | 0 | 0 | 0 | 0 | C4 | 0 | 0 | 0 | 0 | 0 | C4 | [5 empty] | C4 | [5 empty] | 0 | [6 empty] | 0 | [6 empty] | 0 | [6 empty] | 0 | [6 empty] | 0 | [6 empty] | 0
|  |  | 0 | 0 |  | 0 | 0 | 0 | 0 | 0 |  | 0 | 0 | 0 | 0 | 0 |  | 0 | 0 | 0 | 0 | 0 |  | 0 | 0 | 0 | 0 | 0 |  | 0 | 0 | 0 | 0 | 0 |  | 0 | 0 | 0 | 0 | 0 | [22 empty] | 0 | 0 | 0 | 0 | 0 | 0 |  | 0 | 0 | 0 | 0 | 0 | 0 |  | 0 | 0 | 0 | 0 | 0 | 0 |  | 0 | 0 | 0 | 0 | 0 | 0 |  | 0 | 0 | 0 | 0 | 0 | 0 |  | 0 | 0 | 0 | 0 | 0 | 0
| [Please insert new asset category as required] |  | 0 | 0 | C1 | 0 | 0 | 0 | 0 | 0 | 0 | 0 | 0 | 0 | 0 | 0 | 0 | 0 | 0 | 0 | 0 | 0 | 0 | 0 | 0 | 0 | 0 | 0 | 0 | 0 | 0 | 0 | 0 | 0 | 0 | 0 | 0 | 0 | 0 | 0 | 0 |  |  | C1 | 0 | 0 | 0 | 0 | 0 | C1 | 0 | 0 | 0 | 0 | 0 | C1 | [5 empty] | C1 | [5 empty] | 0 | [6 empty] | 0 | [6 empty] | 0 | [6 empty] | 0 | [6 empty] | 0 | [6 empty] | 0
|  |  | 0 | 0 | C2 | 0 | 0 | 0 | 0 | 0 | 0 | 0 | 0 | 0 | 0 | 0 | 0 | 0 | 0 | 0 | 0 | 0 | 0 | 0 | 0 | 0 | 0 | 0 | 0 | 0 | 0 | 0 | 0 | 0 | 0 | 0 | 0 | 0 | 0 | 0 | 0 |  |  | C2 | 0 | 0 | 0 | 0 | 0 | C2 | 0 | 0 | 0 | 0 | 0 | C2 | [5 empty] | C2 | [5 empty] | 0 | [6 empty] | 0 | [6 empty] | 0 | [6 empty] | 0 | [6 empty] | 0 | [6 empty] | 0
|  |  | 0 | 0 | C3 | 0 | 0 | 0 | 0 | 0 | 0 | 0 | 0 | 0 | 0 | 0 | 0 | 0 | 0 | 0 | 0 | 0 | 0 | 0 | 0 | 0 | 0 | 0 | 0 | 0 | 0 | 0 | 0 | 0 | 0 | 0 | 0 | 0 | 0 | 0 | 0 |  |  | C3 | 0 | 0 | 0 | 0 | 0 | C3 | 0 | 0 | 0 | 0 | 0 | C3 | [5 empty] | C3 | [5 empty] | 0 | [6 empty] | 0 | [6 empty] | 0 | [6 empty] | 0 | [6 empty] | 0 | [6 empty] | 0
|  |  | 0 | 0 | C4 | 0 | 0 | 0 | 0 | 0 | 0 | 0 | 0 | 0 | 0 | 0 | 0 | 0 | 0 | 0 | 0 | 0 | 0 | 0 | 0 | 0 | 0 | 0 | 0 | 0 | 0 | 0 | 0 | 0 | 0 | 0 | 0 | 0 | 0 | 0 | 0 |  |  | C4 | 0 | 0 | 0 | 0 | 0 | C4 | 0 | 0 | 0 | 0 | 0 | C4 | [5 empty] | C4 | [5 empty] | 0 | [6 empty] | 0 | [6 empty] | 0 | [6 empty] | 0 | [6 empty] | 0 | [6 empty] | 0
|  |  | 0 | 0 |  | 0 | 0 | 0 | 0 | 0 |  | 0 | 0 | 0 | 0 | 0 |  | 0 | 0 | 0 | 0 | 0 |  | 0 | 0 | 0 | 0 | 0 |  | 0 | 0 | 0 | 0 | 0 |  | 0 | 0 | 0 | 0 | 0 | [22 empty] | 0 | 0 | 0 | 0 | 0 | 0 |  | 0 | 0 | 0 | 0 | 0 | 0 |  | 0 | 0 | 0 | 0 | 0 | 0 |  | 0 | 0 | 0 | 0 | 0 | 0 |  | 0 | 0 | 0 | 0 | 0 | 0 |  | 0 | 0 | 0 | 0 | 0 | 0
| [Please insert new asset category as required] |  | 0 | 0 | C1 | 0 | 0 | 0 | 0 | 0 | 0 | 0 | 0 | 0 | 0 | 0 | 0 | 0 | 0 | 0 | 0 | 0 | 0 | 0 | 0 | 0 | 0 | 0 | 0 | 0 | 0 | 0 | 0 | 0 | 0 | 0 | 0 | 0 | 0 | 0 | 0 |  |  | C1 | 0 | 0 | 0 | 0 | 0 | C1 | 0 | 0 | 0 | 0 | 0 | C1 | [5 empty] | C1 | [5 empty] | 0 | [6 empty] | 0 | [6 empty] | 0 | [6 empty] | 0 | [6 empty] | 0 | [6 empty] | 0
|  |  | 0 | 0 | C2 | 0 | 0 | 0 | 0 | 0 | 0 | 0 | 0 | 0 | 0 | 0 | 0 | 0 | 0 | 0 | 0 | 0 | 0 | 0 | 0 | 0 | 0 | 0 | 0 | 0 | 0 | 0 | 0 | 0 | 0 | 0 | 0 | 0 | 0 | 0 | 0 |  |  | C2 | 0 | 0 | 0 | 0 | 0 | C2 | 0 | 0 | 0 | 0 | 0 | C2 | [5 empty] | C2 | [5 empty] | 0 | [6 empty] | 0 | [6 empty] | 0 | [6 empty] | 0 | [6 empty] | 0 | [6 empty] | 0
|  |  | 0 | 0 | C3 | 0 | 0 | 0 | 0 | 0 | 0 | 0 | 0 | 0 | 0 | 0 | 0 | 0 | 0 | 0 | 0 | 0 | 0 | 0 | 0 | 0 | 0 | 0 | 0 | 0 | 0 | 0 | 0 | 0 | 0 | 0 | 0 | 0 | 0 | 0 | 0 |  |  | C3 | 0 | 0 | 0 | 0 | 0 | C3 | 0 | 0 | 0 | 0 | 0 | C3 | [5 empty] | C3 | [5 empty] | 0 | [6 empty] | 0 | [6 empty] | 0 | [6 empty] | 0 | [6 empty] | 0 | [6 empty] | 0
|  |  | 0 | 0 | C4 | 0 | 0 | 0 | 0 | 0 | 0 | 0 | 0 | 0 | 0 | 0 | 0 | 0 | 0 | 0 | 0 | 0 | 0 | 0 | 0 | 0 | 0 | 0 | 0 | 0 | 0 | 0 | 0 | 0 | 0 | 0 | 0 | 0 | 0 | 0 | 0 |  |  | C4 | 0 | 0 | 0 | 0 | 0 | C4 | 0 | 0 | 0 | 0 | 0 | C4 | [5 empty] | C4 | [5 empty] | 0 | [6 empty] | 0 | [6 empty] | 0 | [6 empty] | 0 | [6 empty] | 0 | [6 empty] | 0
|  |  | 0 | 0 |  | 0 | 0 | 0 | 0 | 0 |  | 0 | 0 | 0 | 0 | 0 |  | 0 | 0 | 0 | 0 | 0 |  | 0 | 0 | 0 | 0 | 0 |  | 0 | 0 | 0 | 0 | 0 |  | 0 | 0 | 0 | 0 | 0 | [22 empty] | 0 | 0 | 0 | 0 | 0 | 0 |  | 0 | 0 | 0 | 0 | 0 | 0 |  | 0 | 0 | 0 | 0 | 0 | 0 |  | 0 | 0 | 0 | 0 | 0 | 0 |  | 0 | 0 | 0 | 0 | 0 | 0 |  | 0 | 0 | 0 | 0 | 0 | 0
[63 empty] | 219728.9081 | 733831.0825 | 1405808.5784 | 1242927.841 | 2512312.2981 | 6114608.7081 |  | 293469.8753 | 718189.3616 | 1405029.8205 | 1131327.113 | 1909308.1392 | 5457324.3097 |  | 278490.7696 | 633855.0712 | 1239594.4411 | 1417445.3839 | 2709558.1348 | 6278943.8006 |  | 278490.7696 | 635576.686 | 1244665.5514 | 1401816.9978 | 2709558.1348 | 6270108.1396 |  | 245674.4017 | 512245.5646 | 953196.6572 | 1543049.0636 | 4776898.5677 | 8031064.2548 |  | 245674.4017 | 515617.4702 | 963057.4828 | 1512588.3074 | 4776898.5677 | 8013836.2299
| EHV Network | [66 empty] | 0 | [6 empty] | 0 | [6 empty] | 0 | [6 empty] | 0 | [6 empty] | 0 | [6 empty] | 0
| EHV Switchgear (GM) |  | 1408 | 1408 | C1 | 203 | 384 | 179 | 499 | 143 | 1408 | 184 | 383 | 179 | 503 | 174 | 1423 | 0 | 0 | 0 | 0 | 0 | 0 | 203 | 320 | 180 | 322 | 383 | 1408 | 0 | 0 | 0 | 0 | 0 | 0 | 188 | 238 | 161 | 259 | 562 | 1408 |  |  | C1 | 0.0005005 | 0.0010625 | 0.0015 | 0.003125 | 0.00625 | C1 | 44239.4925 | 44239.4925 | 44239.4925 | 44239.4925 | 44239.4925 | C1 | 22.1419 | 47.0045 | 66.3592 | 138.2484 | 276.4968 | C1 | 4074.1033 | 18002.7085 | 11878.3037 | 69538.9523 | 48110.4481 | 151604.5159 |  | 4494.7988 | 18049.7129 | 11878.3037 | 68985.9586 | 39539.0464 | 142947.8205 |  | 4494.7988 | 15041.4275 | 11944.663 | 44515.9893 | 105898.2852 | 181895.1637 |  | 4494.7988 | 15041.4275 | 11944.663 | 44515.9893 | 105898.2852 | 181895.1637 |  | 4162.6708 | 11187.0617 | 10683.8374 | 35806.3392 | 155391.2174 | 217231.1266 |  | 4162.6708 | 11187.0617 | 10683.8374 | 35806.3392 | 155391.2174 | 217231.1266
|  |  | 202 | 202 | C2 | 12 | 94 | 28 | 53 | 15 | 202 | 10 | 94 | 28 | 53 | 18 | 203 | 0 | 0 | 0 | 0 | 0 | 0 | 12 | 75 | 42 | 44 | 29 | 202 | 0 | 0 | 0 | 0 | 0 | 0 | 12 | 41 | 53 | 41 | 55 | 202 |  |  | C2 | 0.0005005 | 0.0010625 | 0.0015 | 0.003125 | 0.00625 | C2 | 63199.275 | 63199.275 | 63199.275 | 63199.275 | 63199.275 | C2 | 31.6312 | 67.1492 | 94.7989 | 197.4977 | 394.9955 | C2 | 316.3124 | 6312.0276 | 2654.3696 | 10467.3799 | 7109.9184 | 26860.0079 |  | 379.5748 | 6312.0276 | 2654.3696 | 10467.3799 | 5924.932 | 25738.2839 |  | 379.5748 | 5036.1922 | 3981.5543 | 8689.9003 | 11454.8686 | 29542.0903 |  | 379.5748 | 5036.1922 | 3981.5543 | 8689.9003 | 11454.8686 | 29542.0903 |  | 379.5748 | 2753.1184 | 5024.3424 | 8097.4071 | 21724.7508 | 37979.1935 |  | 379.5748 | 2753.1184 | 5024.3424 | 8097.4071 | 21724.7508 | 37979.1935
|  |  | 66 | 66 | C3 | 3 | 38 | 10 | 10 | 5 | 66 | 2 | 38 | 10 | 10 | 6 | 66 | 0 | 0 | 0 | 0 | 0 | 0 | 3 | 28 | 19 | 7 | 9 | 66 | 0 | 0 | 0 | 0 | 0 | 0 | 3 | 19 | 19 | 12 | 13 | 66 |  |  | C3 | 0.0005005 | 0.0010625 | 0.0015 | 0.003125 | 0.00625 | C3 | 94798.9125 | 94798.9125 | 94798.9125 | 94798.9125 | 94798.9125 | C3 | 47.4469 | 100.7238 | 142.1984 | 296.2466 | 592.4932 | C3 | 94.8937 | 3827.5061 | 1421.9837 | 2962.466 | 3554.9592 | 11861.8087 |  | 142.3406 | 3827.5061 | 1421.9837 | 2962.466 | 2962.466 | 11316.7624 |  | 142.3406 | 2820.2676 | 2701.769 | 2073.7262 | 5332.4388 | 13070.5423 |  | 142.3406 | 2820.2676 | 2701.769 | 2073.7262 | 5332.4388 | 13070.5423 |  | 142.3406 | 1913.753 | 2701.769 | 3554.9592 | 7702.4116 | 16015.2335 |  | 142.3406 | 1913.753 | 2701.769 | 3554.9592 | 7702.4116 | 16015.2335
|  |  | 490 | 490 | C4 | 21 | 204 | 33 | 193 | 39 | 490 | 15 | 204 | 33 | 195 | 47 | 494 | 0 | 0 | 0 | 0 | 0 | 0 | 21 | 167 | 65 | 128 | 109 | 490 | 0 | 0 | 0 | 0 | 0 | 0 | 21 | 111 | 93 | 65 | 200 | 490 |  |  | C4 | 0.0005005 | 0.0010625 | 0.0015 | 0.003125 | 0.00625 | C4 | 157998.1875 | 157998.1875 | 157998.1875 | 157998.1875 | 157998.1875 | C4 | 79.0781 | 167.8731 | 236.9973 | 493.7443 | 987.4887 | C4 | 1186.1714 | 34246.1071 | 7820.9103 | 96280.1455 | 46411.9676 | 185945.3019 |  | 1660.6399 | 34246.1071 | 7820.9103 | 95292.6568 | 38512.0582 | 177532.3724 |  | 1660.6399 | 28034.8034 | 15404.8233 | 63199.275 | 107636.2652 | 215935.8069 |  | 1660.6399 | 28034.8034 | 15404.8233 | 63199.275 | 107636.2652 | 215935.8069 |  | 1660.6399 | 18633.9112 | 22040.7472 | 32093.3818 | 197497.7344 | 271926.4146 |  | 1660.6399 | 18633.9112 | 22040.7472 | 32093.3818 | 197497.7344 | 271926.4146
|  |  | 2166 | 2166 |  | 239 | 720 | 250 | 755 | 202 |  | 211 | 719 | 250 | 761 | 245 |  | 0 | 0 | 0 | 0 | 0 |  | 239 | 590 | 306 | 501 | 530 |  | 0 | 0 | 0 | 0 | 0 |  | 224 | 409 | 326 | 377 | 830 | [22 empty] | 5671.4808 | 62388.3493 | 23775.5673 | 179248.9437 | 105187.2933 | 376271.6345 |  | 6677.3542 | 62435.3538 | 23775.5673 | 177708.4614 | 86938.5027 | 357535.2393 |  | 6677.3542 | 50932.6907 | 34032.8096 | 118478.8909 | 230321.8578 | 440443.6032 |  | 6677.3542 | 50932.6907 | 34032.8096 | 118478.8909 | 230321.8578 | 440443.6032 |  | 6345.2262 | 34487.8444 | 40450.696 | 79552.0874 | 382316.1142 | 543151.9682 |  | 6345.2262 | 34487.8444 | 40450.696 | 79552.0874 | 382316.1142 | 543151.9682
| EHV Transformer |  | 330 | 330 | C1 | 58 | 100 | 77 | 64 | 31 | 330 | 49 | 100 | 77 | 64 | 42 | 332 | 0 | 9 | 0 | -9 | 0 | 0 | 52 | 87 | 76 | 51 | 64 | 330 | 0 | 19 | 0 | -19 | 0 | 0 | 45 | 73 | 72 | 42 | 98 | 330 |  |  | C1 | 0.0045605 | 0.00969 | 0.01368 | 0.0285 | 0.057 | C1 | 80797.2002 | 80797.2002 | 80797.2002 | 80797.2002 | 80797.2002 | C1 | 368.4756 | 782.9249 | 1105.3057 | 2302.7202 | 4605.4404 | C1 | 18055.3059 | 78292.487 | 85108.5388 | 147374.0932 | 193428.4973 | 522258.9223 |  | 21371.5866 | 78292.487 | 85108.5388 | 147374.0932 | 142768.6528 | 474915.3584 |  | 19160.7328 | 68114.4637 | 84003.2331 | 117438.7305 | 294748.1864 | 583465.3465 |  | 19160.7328 | 75160.7875 | 84003.2331 | 96714.2487 | 294748.1864 | 569787.1885 |  | 16581.4034 | 57153.5155 | 79582.0103 | 96714.2487 | 451333.1604 | 701364.3383 |  | 16581.4034 | 72029.088 | 79582.0103 | 52962.5647 | 451333.1604 | 672488.2269
|  |  | 316 | 316 | C2 | 57 | 112 | 82 | 42 | 23 | 316 | 49 | 112 | 82 | 42 | 32 | 317 | 0 | 9 | 0 | -9 | 0 | 0 | 54 | 100 | 82 | 42 | 38 | 316 | 0 | 19 | 0 | -19 | 0 | 0 | 41 | 82 | 83 | 35 | 75 | 316 |  |  | C2 | 0.0045605 | 0.00969 | 0.01368 | 0.0285 | 0.057 | C2 | 115424.5717 | 115424.5717 | 115424.5717 | 115424.5717 | 115424.5717 | C2 | 526.3938 | 1118.4641 | 1579.0081 | 3289.6003 | 6579.2006 | C2 | 25793.2942 | 125267.9792 | 129478.6676 | 138163.2124 | 210534.4188 | 629237.5722 |  | 30004.4443 | 125267.9792 | 129478.6676 | 138163.2124 | 151321.6135 | 574235.917 |  | 28425.263 | 111846.41 | 129478.6676 | 138163.2124 | 250009.6224 | 657923.1753 |  | 28425.263 | 121912.5869 | 129478.6676 | 108556.8097 | 250009.6224 | 638382.9496 |  | 21582.1441 | 91714.0562 | 131057.6757 | 115136.0103 | 493440.0442 | 852929.9305 |  | 21582.1441 | 112964.8741 | 131057.6757 | 52633.6047 | 493440.0442 | 811678.3428
|  |  | 166 | 166 | C3 | 30 | 67 | 35 | 19 | 15 | 166 | 24 | 67 | 35 | 19 | 21 | 166 | 0 | 4 | 0 | -4 | 0 | 0 | 29 | 57 | 39 | 19 | 22 | 166 | 0 | 6 | 0 | -6 | 0 | 0 | 24 | 45 | 46 | 12 | 39 | 166 |  |  | C3 | 0.0045605 | 0.00969 | 0.01368 | 0.0285 | 0.057 | C3 | 173136.8576 | 173136.8576 | 173136.8576 | 173136.8576 | 173136.8576 | C3 | 789.5906 | 1677.6962 | 2368.5122 | 4934.4004 | 9868.8009 | C3 | 18950.1753 | 112405.6421 | 82897.9274 | 93753.6084 | 207244.8185 | 515252.1717 |  | 23687.7192 | 112405.6421 | 82897.9274 | 93753.6084 | 148032.0132 | 460776.9103 |  | 22898.1285 | 95628.6806 | 92371.9763 | 93753.6084 | 217113.6194 | 521766.0132 |  | 22898.1285 | 102339.4652 | 92371.9763 | 74016.0066 | 217113.6194 | 508739.196 |  | 18950.1753 | 75496.3268 | 108951.5617 | 59212.8053 | 384883.2344 | 647494.1036 |  | 18950.1753 | 85562.5037 | 108951.5617 | 29606.4026 | 384883.2344 | 627953.8778
|  |  | 0 | 0 | C4 | 0 | 0 | 0 | 0 | 0 | 0 | 0 | 0 | 0 | 0 | 0 | 0 | 0 | 0 | 0 | 0 | 0 | 0 | 0 | 0 | 0 | 0 | 0 | 0 | 0 | 0 | 0 | 0 | 0 | 0 | 0 | 0 | 0 | 0 | 0 | 0 |  |  | C4 | 0.0045605 | 0.00969 | 0.01368 | 0.0285 | 0.057 | C4 | 288561.4293 | 288561.4293 | 288561.4293 | 288561.4293 | 288561.4293 | C4 | 1315.9844 | 2796.1603 | 3947.5204 | 8224.0007 | 16448.0015 | C4 | 0 | 0 | 0 | 0 | 0 | 0 |  | 0 | 0 | 0 | 0 | 0 | 0 |  | 0 | 0 | 0 | 0 | 0 | 0 |  | 0 | 0 | 0 | 0 | 0 | 0 |  | 0 | 0 | 0 | 0 | 0 | 0 |  | 0 | 0 | 0 | 0 | 0 | 0
|  |  | 812 | 812 |  | 145 | 279 | 194 | 125 | 69 |  | 122 | 279 | 194 | 125 | 95 |  | 0 | 22 | 0 | -22 | 0 |  | 135 | 244 | 197 | 112 | 124 |  | 0 | 44 | 0 | -44 | 0 |  | 110 | 200 | 201 | 89 | 212 | [22 empty] | 62798.7755 | 315966.1083 | 297485.1338 | 379290.9139 | 611207.7347 | 1666748.6662 |  | 75063.7501 | 315966.1083 | 297485.1338 | 379290.9139 | 442122.2796 | 1509928.1857 |  | 70484.1244 | 275589.5543 | 305853.877 | 349355.5513 | 761871.4282 | 1763154.535 |  | 70484.1244 | 299412.8396 | 305853.877 | 279287.065 | 761871.4282 | 1716909.3341 |  | 57113.7229 | 224363.8985 | 319591.2478 | 271063.0643 | 1329656.439 | 2201788.3724 |  | 57113.7229 | 270556.4658 | 319591.2478 | 135202.5721 | 1329656.439 | 2112120.4476
| EHV UG Cable (Gas) |  | 0 | 0 | C1 | 0 | 0 | 0 | 0 | 0 | 0 | 0 | 0 | 0 | 0 | 0 | 0 | 0 | 0 | 0 | 0 | 0 | 0 | 0 | 0 | 0 | 0 | 0 | 0 | 0 | 0 | 0 | 0 | 0 | 0 | 0 | 0 | 0 | 0 | 0 | 0 |  |  | C1 | 0 | 0 | 0 | 0 | 0 | C1 | 0 | 0 | 0 | 0 | 0 | C1 | [5 empty] | C1 | [5 empty] | 0 | [6 empty] | 0 | [6 empty] | 0 | [6 empty] | 0 | [6 empty] | 0 | [6 empty] | 0
|  |  | 0 | 0 | C2 | 0 | 0 | 0 | 0 | 0 | 0 | 0 | 0 | 0 | 0 | 0 | 0 | 0 | 0 | 0 | 0 | 0 | 0 | 0 | 0 | 0 | 0 | 0 | 0 | 0 | 0 | 0 | 0 | 0 | 0 | 0 | 0 | 0 | 0 | 0 | 0 |  |  | C2 | 0 | 0 | 0 | 0 | 0 | C2 | 0 | 0 | 0 | 0 | 0 | C2 | [5 empty] | C2 | [5 empty] | 0 | [6 empty] | 0 | [6 empty] | 0 | [6 empty] | 0 | [6 empty] | 0 | [6 empty] | 0
|  |  | 0 | 0 | C3 | 0 | 0 | 0 | 0 | 0 | 0 | 0 | 0 | 0 | 0 | 0 | 0 | 0 | 0 | 0 | 0 | 0 | 0 | 0 | 0 | 0 | 0 | 0 | 0 | 0 | 0 | 0 | 0 | 0 | 0 | 0 | 0 | 0 | 0 | 0 | 0 |  |  | C3 | 0 | 0 | 0 | 0 | 0 | C3 | 0 | 0 | 0 | 0 | 0 | C3 | [5 empty] | C3 | [5 empty] | 0 | [6 empty] | 0 | [6 empty] | 0 | [6 empty] | 0 | [6 empty] | 0 | [6 empty] | 0
|  |  | 0 | 0 | C4 | 0 | 0 | 0 | 0 | 0 | 0 | 0 | 0 | 0 | 0 | 0 | 0 | 0 | 0 | 0 | 0 | 0 | 0 | 0 | 0 | 0 | 0 | 0 | 0 | 0 | 0 | 0 | 0 | 0 | 0 | 0 | 0 | 0 | 0 | 0 | 0 |  |  | C4 | 0 | 0 | 0 | 0 | 0 | C4 | 0 | 0 | 0 | 0 | 0 | C4 | [5 empty] | C4 | [5 empty] | 0 | [6 empty] | 0 | [6 empty] | 0 | [6 empty] | 0 | [6 empty] | 0 | [6 empty] | 0
|  |  | 0 | 0 |  | 0 | 0 | 0 | 0 | 0 |  | 0 | 0 | 0 | 0 | 0 |  | 0 | 0 | 0 | 0 | 0 |  | 0 | 0 | 0 | 0 | 0 |  | 0 | 0 | 0 | 0 | 0 |  | 0 | 0 | 0 | 0 | 0 | [22 empty] | 0 | 0 | 0 | 0 | 0 | 0 |  | 0 | 0 | 0 | 0 | 0 | 0 |  | 0 | 0 | 0 | 0 | 0 | 0 |  | 0 | 0 | 0 | 0 | 0 | 0 |  | 0 | 0 | 0 | 0 | 0 | 0 |  | 0 | 0 | 0 | 0 | 0 | 0
| EHV UG Cable (Oil) |  | 0 | 0 | C1 | 0 | 0 | 0 | 0 | 0 | 0 | 0 | 0 | 0 | 0 | 0 | 0 | 0 | 0 | 0 | 0 | 0 | 0 | 0 | 0 | 0 | 0 | 0 | 0 | 0 | 0 | 0 | 0 | 0 | 0 | 0 | 0 | 0 | 0 | 0 | 0 |  |  | C1 | 5.05e-05 | 0.00010625 | 0.00015 | 0.0003125 | 0.000625 | C1 | 13514.8117 | 13514.8117 | 13514.8117 | 13514.8117 | 13514.8117 | C1 | 0.6825 | 1.4359 | 2.0272 | 4.2234 | 8.4468 | C1 | 0 | 0 | 0 | 0 | 0 | 0 |  | 0 | 0 | 0 | 0 | 0 | 0 |  | 0 | 0 | 0 | 0 | 0 | 0 |  | 0 | 0 | 0 | 0 | 0 | 0 |  | 0 | 0 | 0 | 0 | 0 | 0 |  | 0 | 0 | 0 | 0 | 0 | 0
|  |  | 0.45163 | 0.45163 | C2 | 0 | 0 | 0.23701 | 0.21463 | 0 | 0.45163 | 0 | 0 | 0.23701 | 0.21463 | 0 | 0.45163 | 0 | 0 | 0 | 0 | 0 | 0 | 0 | 0 | 0.23701 | 0.12264 | 0.091987 | 0.45163 | 0 | 0 | 0 | 0 | 0 | 0 | 0 | 0 | 0.23701 | 0 | 0.21463 | 0.45163 |  |  | C2 | 5.05e-05 | 0.00010625 | 0.00015 | 0.0003125 | 0.000625 | C2 | 19306.8739 | 19306.8739 | 19306.8739 | 19306.8739 | 19306.8739 | C2 | 0.975 | 2.0514 | 2.896 | 6.0334 | 12.0668 | C2 | 0 | 0 | 0.68638 | 1.2949 | 0 | 1.9813 |  | 0 | 0 | 0.68638 | 1.2949 | 0 | 1.9813 |  | 0 | 0 | 0.68638 | 0.73993 | 1.11 | 2.5363 |  | 0 | 0 | 0.68638 | 0.73993 | 1.11 | 2.5363 |  | 0 | 0 | 0.68638 | 0 | 2.5898 | 3.2762 |  | 0 | 0 | 0.68638 | 0 | 2.5898 | 3.2762
|  |  | 0 | 0 | C3 | 0 | 0 | 0 | 0 | 0 | 0 | 0 | 0 | 0 | 0 | 0 | 0 | 0 | 0 | 0 | 0 | 0 | 0 | 0 | 0 | 0 | 0 | 0 | 0 | 0 | 0 | 0 | 0 | 0 | 0 | 0 | 0 | 0 | 0 | 0 | 0 |  |  | C3 | 5.05e-05 | 0.00010625 | 0.00015 | 0.0003125 | 0.000625 | C3 | 28960.3108 | 28960.3108 | 28960.3108 | 28960.3108 | 28960.3108 | C3 | 1.4625 | 3.077 | 4.344 | 9.0501 | 18.1002 | C3 | 0 | 0 | 0 | 0 | 0 | 0 |  | 0 | 0 | 0 | 0 | 0 | 0 |  | 0 | 0 | 0 | 0 | 0 | 0 |  | 0 | 0 | 0 | 0 | 0 | 0 |  | 0 | 0 | 0 | 0 | 0 | 0 |  | 0 | 0 | 0 | 0 | 0 | 0
|  |  | 0 | 0 | C4 | 0 | 0 | 0 | 0 | 0 | 0 | 0 | 0 | 0 | 0 | 0 | 0 | 0 | 0 | 0 | 0 | 0 | 0 | 0 | 0 | 0 | 0 | 0 | 0 | 0 | 0 | 0 | 0 | 0 | 0 | 0 | 0 | 0 | 0 | 0 | 0 |  |  | C4 | 5.05e-05 | 0.00010625 | 0.00015 | 0.0003125 | 0.000625 | C4 | 48267.1846 | 48267.1846 | 48267.1846 | 48267.1846 | 48267.1846 | C4 | 2.4375 | 5.1284 | 7.2401 | 15.0835 | 30.167 | C4 | 0 | 0 | 0 | 0 | 0 | 0 |  | 0 | 0 | 0 | 0 | 0 | 0 |  | 0 | 0 | 0 | 0 | 0 | 0 |  | 0 | 0 | 0 | 0 | 0 | 0 |  | 0 | 0 | 0 | 0 | 0 | 0 |  | 0 | 0 | 0 | 0 | 0 | 0
|  |  | 0.45163 | 0.45163 |  | 0 | 0 | 0.23701 | 0.21463 | 0 |  | 0 | 0 | 0.23701 | 0.21463 | 0 |  | 0 | 0 | 0 | 0 | 0 |  | 0 | 0 | 0.23701 | 0.12264 | 0.091987 |  | 0 | 0 | 0 | 0 | 0 |  | 0 | 0 | 0.23701 | 0 | 0.21463 | [22 empty] | 0 | 0 | 0.68638 | 1.2949 | 0 | 1.9813 |  | 0 | 0 | 0.68638 | 1.2949 | 0 | 1.9813 |  | 0 | 0 | 0.68638 | 0.73993 | 1.11 | 2.5363 |  | 0 | 0 | 0.68638 | 0.73993 | 1.11 | 2.5363 |  | 0 | 0 | 0.68638 | 0 | 2.5898 | 3.2762 |  | 0 | 0 | 0.68638 | 0 | 2.5898 | 3.2762
| EHV UG Cable (Non Pressurised) |  | 0 | 0 | C1 | 0 | 0 | 0 | 0 | 0 | 0 | 0 | 0 | 0 | 0 | 0 | 0 | 0 | 0 | 0 | 0 | 0 | 0 | 0 | 0 | 0 | 0 | 0 | 0 | 0 | 0 | 0 | 0 | 0 | 0 | 0 | 0 | 0 | 0 | 0 | 0 |  |  | C1 | 0 | 0 | 0 | 0 | 0 | C1 | 0 | 0 | 0 | 0 | 0 | C1 | [5 empty] | C1 | [5 empty] | 0 | [6 empty] | 0 | [6 empty] | 0 | [6 empty] | 0 | [6 empty] | 0 | [6 empty] | 0
|  |  | 0 | 0 | C2 | 0 | 0 | 0 | 0 | 0 | 0 | 0 | 0 | 0 | 0 | 0 | 0 | 0 | 0 | 0 | 0 | 0 | 0 | 0 | 0 | 0 | 0 | 0 | 0 | 0 | 0 | 0 | 0 | 0 | 0 | 0 | 0 | 0 | 0 | 0 | 0 |  |  | C2 | 0 | 0 | 0 | 0 | 0 | C2 | 0 | 0 | 0 | 0 | 0 | C2 | [5 empty] | C2 | [5 empty] | 0 | [6 empty] | 0 | [6 empty] | 0 | [6 empty] | 0 | [6 empty] | 0 | [6 empty] | 0
|  |  | 0 | 0 | C3 | 0 | 0 | 0 | 0 | 0 | 0 | 0 | 0 | 0 | 0 | 0 | 0 | 0 | 0 | 0 | 0 | 0 | 0 | 0 | 0 | 0 | 0 | 0 | 0 | 0 | 0 | 0 | 0 | 0 | 0 | 0 | 0 | 0 | 0 | 0 | 0 |  |  | C3 | 0 | 0 | 0 | 0 | 0 | C3 | 0 | 0 | 0 | 0 | 0 | C3 | [5 empty] | C3 | [5 empty] | 0 | [6 empty] | 0 | [6 empty] | 0 | [6 empty] | 0 | [6 empty] | 0 | [6 empty] | 0
|  |  | 0 | 0 | C4 | 0 | 0 | 0 | 0 | 0 | 0 | 0 | 0 | 0 | 0 | 0 | 0 | 0 | 0 | 0 | 0 | 0 | 0 | 0 | 0 | 0 | 0 | 0 | 0 | 0 | 0 | 0 | 0 | 0 | 0 | 0 | 0 | 0 | 0 | 0 | 0 |  |  | C4 | 0 | 0 | 0 | 0 | 0 | C4 | 0 | 0 | 0 | 0 | 0 | C4 | [5 empty] | C4 | [5 empty] | 0 | [6 empty] | 0 | [6 empty] | 0 | [6 empty] | 0 | [6 empty] | 0 | [6 empty] | 0
|  |  | 0 | 0 |  | 0 | 0 | 0 | 0 | 0 |  | 0 | 0 | 0 | 0 | 0 |  | 0 | 0 | 0 | 0 | 0 |  | 0 | 0 | 0 | 0 | 0 |  | 0 | 0 | 0 | 0 | 0 |  | 0 | 0 | 0 | 0 | 0 | [22 empty] | 0 | 0 | 0 | 0 | 0 | 0 |  | 0 | 0 | 0 | 0 | 0 | 0 |  | 0 | 0 | 0 | 0 | 0 | 0 |  | 0 | 0 | 0 | 0 | 0 | 0 |  | 0 | 0 | 0 | 0 | 0 | 0 |  | 0 | 0 | 0 | 0 | 0 | 0
| EHV OHL Support - Towers |  | 0 | 0 | C1 | 0 | 0 | 0 | 0 | 0 | 0 | 0 | 0 | 0 | 0 | 0 | 0 | 0 | 0 | 0 | 0 | 0 | 0 | 0 | 0 | 0 | 0 | 0 | 0 | 0 | 0 | 0 | 0 | 0 | 0 | 0 | 0 | 0 | 0 | 0 | 0 |  |  | C1 | 0 | 0 | 0 | 0 | 0 | C1 | 0 | 0 | 0 | 0 | 0 | C1 | [5 empty] | C1 | [5 empty] | 0 | [6 empty] | 0 | [6 empty] | 0 | [6 empty] | 0 | [6 empty] | 0 | [6 empty] | 0
|  |  | 0 | 0 | C2 | 0 | 0 | 0 | 0 | 0 | 0 | 0 | 0 | 0 | 0 | 0 | 0 | 0 | 136 | 0 | 0 | -136 | 0 | 0 | 0 | 0 | 0 | 0 | 0 | 0 | 263 | 0 | 0 | -263 | 0 | 0 | 0 | 0 | 0 | 0 | 0 |  |  | C2 | 0 | 0 | 0 | 0 | 0 | C2 | 0 | 0 | 0 | 0 | 0 | C2 | [5 empty] | C2 | [5 empty] | 0 | [6 empty] | 0 | [6 empty] | 0 | [6 empty] | 0 | [6 empty] | 0 | [6 empty] | 0
|  |  | 0 | 0 | C3 | 0 | 0 | 0 | 0 | 0 | 0 | 0 | 0 | 0 | 0 | 0 | 0 | 0 | 1 | 0 | 0 | -1 | 0 | 0 | 0 | 0 | 0 | 0 | 0 | 0 | 11 | 0 | 0 | -11 | 0 | 0 | 0 | 0 | 0 | 0 | 0 |  |  | C3 | 0 | 0 | 0 | 0 | 0 | C3 | 0 | 0 | 0 | 0 | 0 | C3 | [5 empty] | C3 | [5 empty] | 0 | [6 empty] | 0 | [6 empty] | 0 | [6 empty] | 0 | [6 empty] | 0 | [6 empty] | 0
|  |  | 0 | 0 | C4 | 0 | 0 | 0 | 0 | 0 | 0 | 0 | 0 | 0 | 0 | 0 | 0 | 0 | 0 | 0 | 0 | 0 | 0 | 0 | 0 | 0 | 0 | 0 | 0 | 0 | 0 | 0 | 0 | 0 | 0 | 0 | 0 | 0 | 0 | 0 | 0 |  |  | C4 | 0 | 0 | 0 | 0 | 0 | C4 | 0 | 0 | 0 | 0 | 0 | C4 | [5 empty] | C4 | [5 empty] | 0 | [6 empty] | 0 | [6 empty] | 0 | [6 empty] | 0 | [6 empty] | 0 | [6 empty] | 0
|  |  | 0 | 0 |  | 0 | 0 | 0 | 0 | 0 |  | 0 | 0 | 0 | 0 | 0 |  | 0 | 137 | 0 | 0 | -137 |  | 0 | 0 | 0 | 0 | 0 |  | 0 | 274 | 0 | 0 | -274 |  | 0 | 0 | 0 | 0 | 0 | [22 empty] | 0 | 0 | 0 | 0 | 0 | 0 |  | 0 | 0 | 0 | 0 | 0 | 0 |  | 0 | 0 | 0 | 0 | 0 | 0 |  | 0 | 0 | 0 | 0 | 0 | 0 |  | 0 | 0 | 0 | 0 | 0 | 0 |  | 0 | 0 | 0 | 0 | 0 | 0
| EHV OHL Support - Poles |  | 4184 | 4184 | C1 | 541 | 1312 | 1489 | 335 | 507 | 4184 | 425 | 1334 | 1511 | 363 | 550 | 4183 | 0 | 0 | 0 | 0 | 0 | 0 | 529 | 1080 | 1470 | 492 | 613 | 4184 | 0 | 0 | 0 | 0 | 0 | 0 | 496 | 719 | 1388 | 606 | 975 | 4184 |  |  | C1 | 0.00042155 | 0.00089474 | 0.0012632 | 0.0026316 | 0.0052632 | C1 | 10070.5781 | 10070.5781 | 10070.5781 | 10070.5781 | 10070.5781 | C1 | 4.2453 | 9.0105 | 12.7207 | 26.5015 | 53.003 | C1 | 1804.2434 | 12020.03 | 19221.0234 | 9620.0522 | 29151.6735 | 71817.0225 |  | 2296.6958 | 11821.7986 | 18941.1673 | 8878.0096 | 26872.5426 | 68810.214 |  | 2245.7524 | 9731.3586 | 18699.4734 | 13038.7485 | 32490.8651 | 76206.1981 |  | 2245.7524 | 9731.3586 | 18699.4734 | 13038.7485 | 32490.8651 | 76206.1981 |  | 2105.6582 | 6478.5619 | 17656.3736 | 16059.9219 | 51677.9666 | 93978.4822 |  | 2105.6582 | 6478.5619 | 17656.3736 | 16059.9219 | 51677.9666 | 93978.4822
|  |  | 12786 | 12786 | C2 | 1278 | 4615 | 4287 | 1185 | 1421 | 12786 | 917 | 4690 | 4350 | 1283 | 1542 | 12782 | 0 | 0 | 0 | 0 | 0 | 0 | 1224 | 3793 | 4448 | 1534 | 1787 | 12786 | 0 | 0 | 0 | 0 | 0 | 0 | 1117 | 2440 | 4650 | 1622 | 2957 | 12786 |  |  | C2 | 0.00042155 | 0.00089474 | 0.0012632 | 0.0026316 | 0.0052632 | C2 | 14386.5401 | 14386.5401 | 14386.5401 | 14386.5401 | 14386.5401 | C2 | 6.0647 | 12.8722 | 18.1725 | 37.8593 | 75.7186 | C2 | 5561.3151 | 60370.4656 | 79050.2522 | 48573.5027 | 116758.1311 | 310313.6666 |  | 7750.666 | 59405.053 | 77905.3865 | 44863.2897 | 107596.1766 | 297520.5717 |  | 7423.173 | 48824.1313 | 80831.1544 | 58076.191 | 135309.196 | 330463.8458 |  | 7423.173 | 48824.1313 | 80831.1544 | 58076.191 | 135309.196 | 330463.8458 |  | 6774.2519 | 31408.0887 | 84501.9937 | 61407.8108 | 223899.9959 | 407992.141 |  | 6774.2519 | 31408.0887 | 84501.9937 | 61407.8108 | 223899.9959 | 407992.141
|  |  | 3751 | 3751 | C3 | 957 | 1329 | 978 | 234 | 253 | 3751 | 879 | 1351 | 992 | 253 | 275 | 3750 | 0 | 0 | 0 | 0 | 0 | 0 | 939 | 1086 | 1080 | 323 | 323 | 3751 | 0 | 0 | 0 | 0 | 0 | 0 | 891 | 716 | 1228 | 358 | 558 | 3751 |  |  | C3 | 0.00042155 | 0.00089474 | 0.0012632 | 0.0026316 | 0.0052632 | C3 | 21579.8102 | 21579.8102 | 21579.8102 | 21579.8102 | 21579.8102 | C3 | 9.097 | 19.3083 | 27.2587 | 56.789 | 113.5779 | C3 | 7996.2857 | 26085.4474 | 27040.638 | 14367.6105 | 31233.9358 | 106723.9174 |  | 8705.8537 | 25660.6659 | 26659.0161 | 13288.62 | 28735.221 | 103049.3766 |  | 8542.1072 | 20968.7609 | 29439.4043 | 18342.8387 | 36685.6774 | 113978.7884 |  | 8542.1072 | 20968.7609 | 29439.4043 | 18342.8387 | 36685.6774 | 113978.7884 |  | 8105.45 | 13824.7079 | 33473.693 | 20330.4528 | 63376.4953 | 139110.7989 |  | 8105.45 | 13824.7079 | 33473.693 | 20330.4528 | 63376.4953 | 139110.7989
|  |  | 101 | 101 | C4 | 7 | 4 | 67 | 15 | 8 | 101 | 4 | 4 | 68 | 16 | 9 | 101 | 0 | 0 | 0 | 0 | 0 | 0 | 7 | 4 | 49 | 30 | 11 | 101 | 0 | 0 | 0 | 0 | 0 | 0 | 6 | 2 | 28 | 38 | 27 | 101 |  |  | C4 | 0.00042155 | 0.00089474 | 0.0012632 | 0.0026316 | 0.0052632 | C4 | 35966.3504 | 35966.3504 | 35966.3504 | 35966.3504 | 35966.3504 | C4 | 15.1617 | 32.1804 | 45.4312 | 94.6483 | 189.2966 | C4 | 60.6468 | 128.7217 | 3089.3202 | 1514.3726 | 1703.6692 | 6496.7306 |  | 106.132 | 128.7217 | 3043.889 | 1419.7244 | 1514.3726 | 6212.8397 |  | 106.132 | 128.7217 | 2226.1278 | 2839.4487 | 2082.2624 | 7382.6925 |  | 106.132 | 128.7217 | 2226.1278 | 2839.4487 | 2082.2624 | 7382.6925 |  | 90.9703 | 64.3608 | 1272.073 | 3596.635 | 5111.0077 | 10135.0468 |  | 90.9703 | 64.3608 | 1272.073 | 3596.635 | 5111.0077 | 10135.0468
|  |  | 20822 | 20822 |  | 2783 | 7260 | 6821 | 1769 | 2189 |  | 2225 | 7379 | 6921 | 1915 | 2376 |  | 0 | 0 | 0 | 0 | 0 |  | 2699 | 5963 | 7047 | 2379 | 2734 |  | 0 | 0 | 0 | 0 | 0 |  | 2510 | 3877 | 7294 | 2624 | 4517 | [22 empty] | 15422.4911 | 98604.6647 | 128401.2337 | 74075.538 | 178847.4096 | 495351.3371 |  | 18859.3474 | 97016.2392 | 126549.4589 | 68449.6436 | 164718.3128 | 475593.0019 |  | 18317.1647 | 79652.9725 | 131196.1599 | 92297.2269 | 206568.0009 | 528031.5249 |  | 18317.1647 | 79652.9725 | 131196.1599 | 92297.2269 | 206568.0009 | 528031.5249 |  | 17076.3303 | 51775.7193 | 136904.1333 | 101394.8206 | 344065.4654 | 651216.4689 |  | 17076.3303 | 51775.7193 | 136904.1333 | 101394.8206 | 344065.4654 | 651216.4689
| EHV OHL Fittings and Conductors (Tower Lines) |  | 0 | 0 | C1 | 0 | 0 | 0 | 0 | 0 | 0 | 0 | 0 | 0 | 0 | 0 | 0 | 0 | 0 | 0 | 0 | 0 | 0 | 0 | 0 | 0 | 0 | 0 | 0 | 0 | 0 | 0 | 0 | 0 | 0 | 0 | 0 | 0 | 0 | 0 | 0 |  |  | C1 | 0 | 0 | 0 | 0 | 0 | C1 | 0 | 0 | 0 | 0 | 0 | C1 | [5 empty] | C1 | [5 empty] | 0 | [6 empty] | 0 | [6 empty] | 0 | [6 empty] | 0 | [6 empty] | 0 | [6 empty] | 0
|  |  | 0 | 0 | C2 | 0 | 0 | 0 | 0 | 0 | 0 | 0 | 0 | 0 | 0 | 0 | 0 | 0 | 0 | 0 | 0 | 0 | 0 | 0 | 0 | 0 | 0 | 0 | 0 | 0 | 0 | 0 | 0 | 0 | 0 | 0 | 0 | 0 | 0 | 0 | 0 |  |  | C2 | 0 | 0 | 0 | 0 | 0 | C2 | 0 | 0 | 0 | 0 | 0 | C2 | [5 empty] | C2 | [5 empty] | 0 | [6 empty] | 0 | [6 empty] | 0 | [6 empty] | 0 | [6 empty] | 0 | [6 empty] | 0
|  |  | 0 | 0 | C3 | 0 | 0 | 0 | 0 | 0 | 0 | 0 | 0 | 0 | 0 | 0 | 0 | 0 | 0 | 0 | 0 | 0 | 0 | 0 | 0 | 0 | 0 | 0 | 0 | 0 | 0 | 0 | 0 | 0 | 0 | 0 | 0 | 0 | 0 | 0 | 0 |  |  | C3 | 0 | 0 | 0 | 0 | 0 | C3 | 0 | 0 | 0 | 0 | 0 | C3 | [5 empty] | C3 | [5 empty] | 0 | [6 empty] | 0 | [6 empty] | 0 | [6 empty] | 0 | [6 empty] | 0 | [6 empty] | 0
|  |  | 0 | 0 | C4 | 0 | 0 | 0 | 0 | 0 | 0 | 0 | 0 | 0 | 0 | 0 | 0 | 0 | 0 | 0 | 0 | 0 | 0 | 0 | 0 | 0 | 0 | 0 | 0 | 0 | 0 | 0 | 0 | 0 | 0 | 0 | 0 | 0 | 0 | 0 | 0 |  |  | C4 | 0 | 0 | 0 | 0 | 0 | C4 | 0 | 0 | 0 | 0 | 0 | C4 | [5 empty] | C4 | [5 empty] | 0 | [6 empty] | 0 | [6 empty] | 0 | [6 empty] | 0 | [6 empty] | 0 | [6 empty] | 0
|  |  | 0 | 0 |  | 0 | 0 | 0 | 0 | 0 |  | 0 | 0 | 0 | 0 | 0 |  | 0 | 0 | 0 | 0 | 0 |  | 0 | 0 | 0 | 0 | 0 |  | 0 | 0 | 0 | 0 | 0 |  | 0 | 0 | 0 | 0 | 0 | [22 empty] | 0 | 0 | 0 | 0 | 0 | 0 |  | 0 | 0 | 0 | 0 | 0 | 0 |  | 0 | 0 | 0 | 0 | 0 | 0 |  | 0 | 0 | 0 | 0 | 0 | 0 |  | 0 | 0 | 0 | 0 | 0 | 0 |  | 0 | 0 | 0 | 0 | 0 | 0
| [Please insert new asset category as required] |  | 0 | 0 | C1 | 0 | 0 | 0 | 0 | 0 | 0 | 0 | 0 | 0 | 0 | 0 | 0 | 0 | 0 | 0 | 0 | 0 | 0 | 0 | 0 | 0 | 0 | 0 | 0 | 0 | 0 | 0 | 0 | 0 | 0 | 0 | 0 | 0 | 0 | 0 | 0 |  |  | C1 | 0 | 0 | 0 | 0 | 0 | C1 | 0 | 0 | 0 | 0 | 0 | C1 | [5 empty] | C1 | [5 empty] | 0 | [6 empty] | 0 | [6 empty] | 0 | [6 empty] | 0 | [6 empty] | 0 | [6 empty] | 0
|  |  | 821.8636 | 821.8636 | C2 | 9.6873 | 187.0106 | 338.3882 | 276.5262 | 10.2513 | 821.8636 | 3.8162 | 177.6514 | 304.5155 | 319.4516 | 16.4289 | 821.8636 | 0 | 0 | 0 | 0 | 0 | 0 | 7 | 165 | 330 | 306 | 15 | 823 | 0 | 0 | 0 | 0 | 0 | 0 | 5 | 142 | 321 | 335 | 19 | 822 |  |  | C2 | 0 | 0 | 0 | 0 | 0 | C2 | 0 | 0 | 0 | 0 | 0 | C2 | [5 empty] | C2 | [5 empty] | 0 | [6 empty] | 0 | [6 empty] | 0 | [6 empty] | 0 | [6 empty] | 0 | [6 empty] | 0
|  |  | 0 | 0 | C3 | 0 | 0 | 0 | 0 | 0 | 0 | 0 | 0 | 0 | 0 | 0 | 0 | 0 | 0 | 0 | 0 | 0 | 0 | 0 | 0 | 0 | 0 | 0 | 0 | 0 | 0 | 0 | 0 | 0 | 0 | 0 | 0 | 0 | 0 | 0 | 0 |  |  | C3 | 0 | 0 | 0 | 0 | 0 | C3 | 0 | 0 | 0 | 0 | 0 | C3 | [5 empty] | C3 | [5 empty] | 0 | [6 empty] | 0 | [6 empty] | 0 | [6 empty] | 0 | [6 empty] | 0 | [6 empty] | 0
|  |  | 0 | 0 | C4 | 0 | 0 | 0 | 0 | 0 | 0 | 0 | 0 | 0 | 0 | 0 | 0 | 0 | 0 | 0 | 0 | 0 | 0 | 0 | 0 | 0 | 0 | 0 | 0 | 0 | 0 | 0 | 0 | 0 | 0 | 0 | 0 | 0 | 0 | 0 | 0 |  |  | C4 | 0 | 0 | 0 | 0 | 0 | C4 | 0 | 0 | 0 | 0 | 0 | C4 | [5 empty] | C4 | [5 empty] | 0 | [6 empty] | 0 | [6 empty] | 0 | [6 empty] | 0 | [6 empty] | 0 | [6 empty] | 0
|  |  | 821.8636 | 821.8636 |  | 9.6873 | 187.0106 | 338.3882 | 276.5262 | 10.2513 |  | 3.8162 | 177.6514 | 304.5155 | 319.4516 | 16.4289 |  | 0 | 0 | 0 | 0 | 0 |  | 7 | 165 | 330 | 306 | 15 |  | 0 | 0 | 0 | 0 | 0 |  | 5 | 142 | 321 | 335 | 19 | [22 empty] | 0 | 0 | 0 | 0 | 0 | 0 |  | 0 | 0 | 0 | 0 | 0 | 0 |  | 0 | 0 | 0 | 0 | 0 | 0 |  | 0 | 0 | 0 | 0 | 0 | 0 |  | 0 | 0 | 0 | 0 | 0 | 0 |  | 0 | 0 | 0 | 0 | 0 | 0
| [Please insert new asset category as required] |  | 0 | 0 | C1 | 0 | 0 | 0 | 0 | 0 | 0 | 0 | 0 | 0 | 0 | 0 | 0 | 0 | 0 | 0 | 0 | 0 | 0 | 0 | 0 | 0 | 0 | 0 | 0 | 0 | 0 | 0 | 0 | 0 | 0 | 0 | 0 | 0 | 0 | 0 | 0 |  |  | C1 | 0 | 0 | 0 | 0 | 0 | C1 | 0 | 0 | 0 | 0 | 0 | C1 | [5 empty] | C1 | [5 empty] | 0 | [6 empty] | 0 | [6 empty] | 0 | [6 empty] | 0 | [6 empty] | 0 | [6 empty] | 0
|  |  | 821.8636 | 821.8636 | C2 | 12.422 | 52.4221 | 374.9446 | 321.6027 | 60.4723 | 821.8636 | 4.2162 | 19.8813 | 300.0755 | 415.5372 | 82.1534 | 821.8636 | 0 | 0 | 0 | 0 | 0 | 0 | 10 | 36 | 301 | 396 | 78 | 821 | 0 | 0 | 0 | 0 | 0 | 0 | 8 | 20 | 228 | 470 | 95 | 821 |  |  | C2 | 0 | 0 | 0 | 0 | 0 | C2 | 0 | 0 | 0 | 0 | 0 | C2 | [5 empty] | C2 | [5 empty] | 0 | [6 empty] | 0 | [6 empty] | 0 | [6 empty] | 0 | [6 empty] | 0 | [6 empty] | 0
|  |  | 0 | 0 | C3 | 0 | 0 | 0 | 0 | 0 | 0 | 0 | 0 | 0 | 0 | 0 | 0 | 0 | 0 | 0 | 0 | 0 | 0 | 0 | 0 | 0 | 0 | 0 | 0 | 0 | 0 | 0 | 0 | 0 | 0 | 0 | 0 | 0 | 0 | 0 | 0 |  |  | C3 | 0 | 0 | 0 | 0 | 0 | C3 | 0 | 0 | 0 | 0 | 0 | C3 | [5 empty] | C3 | [5 empty] | 0 | [6 empty] | 0 | [6 empty] | 0 | [6 empty] | 0 | [6 empty] | 0 | [6 empty] | 0
|  |  | 0 | 0 | C4 | 0 | 0 | 0 | 0 | 0 | 0 | 0 | 0 | 0 | 0 | 0 | 0 | 0 | 0 | 0 | 0 | 0 | 0 | 0 | 0 | 0 | 0 | 0 | 0 | 0 | 0 | 0 | 0 | 0 | 0 | 0 | 0 | 0 | 0 | 0 | 0 |  |  | C4 | 0 | 0 | 0 | 0 | 0 | C4 | 0 | 0 | 0 | 0 | 0 | C4 | [5 empty] | C4 | [5 empty] | 0 | [6 empty] | 0 | [6 empty] | 0 | [6 empty] | 0 | [6 empty] | 0 | [6 empty] | 0
|  |  | 821.8636 | 821.8636 |  | 12.422 | 52.4221 | 374.9446 | 321.6027 | 60.4723 |  | 4.2162 | 19.8813 | 300.0755 | 415.5372 | 82.1534 |  | 0 | 0 | 0 | 0 | 0 |  | 10 | 36 | 301 | 396 | 78 |  | 0 | 0 | 0 | 0 | 0 |  | 8 | 20 | 228 | 470 | 95 | [22 empty] | 0 | 0 | 0 | 0 | 0 | 0 |  | 0 | 0 | 0 | 0 | 0 | 0 |  | 0 | 0 | 0 | 0 | 0 | 0 |  | 0 | 0 | 0 | 0 | 0 | 0 |  | 0 | 0 | 0 | 0 | 0 | 0 |  | 0 | 0 | 0 | 0 | 0 | 0
| [Please insert new asset category as required] |  | 0 | 0 | C1 | 0 | 0 | 0 | 0 | 0 | 0 | 0 | 0 | 0 | 0 | 0 | 0 | 0 | 0 | 0 | 0 | 0 | 0 | 0 | 0 | 0 | 0 | 0 | 0 | 0 | 0 | 0 | 0 | 0 | 0 | 0 | 0 | 0 | 0 | 0 | 0 |  |  | C1 | 0 | 0 | 0 | 0 | 0 | C1 | 0 | 0 | 0 | 0 | 0 | C1 | [5 empty] | C1 | [5 empty] | 0 | [6 empty] | 0 | [6 empty] | 0 | [6 empty] | 0 | [6 empty] | 0 | [6 empty] | 0
|  |  | 0 | 0 | C2 | 0 | 0 | 0 | 0 | 0 | 0 | 0 | 0 | 0 | 0 | 0 | 0 | 0 | 0 | 0 | 0 | 0 | 0 | 0 | 0 | 0 | 0 | 0 | 0 | 0 | 0 | 0 | 0 | 0 | 0 | 0 | 0 | 0 | 0 | 0 | 0 |  |  | C2 | 0 | 0 | 0 | 0 | 0 | C2 | 0 | 0 | 0 | 0 | 0 | C2 | [5 empty] | C2 | [5 empty] | 0 | [6 empty] | 0 | [6 empty] | 0 | [6 empty] | 0 | [6 empty] | 0 | [6 empty] | 0
|  |  | 0 | 0 | C3 | 0 | 0 | 0 | 0 | 0 | 0 | 0 | 0 | 0 | 0 | 0 | 0 | 0 | 0 | 0 | 0 | 0 | 0 | 0 | 0 | 0 | 0 | 0 | 0 | 0 | 0 | 0 | 0 | 0 | 0 | 0 | 0 | 0 | 0 | 0 | 0 |  |  | C3 | 0 | 0 | 0 | 0 | 0 | C3 | 0 | 0 | 0 | 0 | 0 | C3 | [5 empty] | C3 | [5 empty] | 0 | [6 empty] | 0 | [6 empty] | 0 | [6 empty] | 0 | [6 empty] | 0 | [6 empty] | 0
|  |  | 0 | 0 | C4 | 0 | 0 | 0 | 0 | 0 | 0 | 0 | 0 | 0 | 0 | 0 | 0 | 0 | 0 | 0 | 0 | 0 | 0 | 0 | 0 | 0 | 0 | 0 | 0 | 0 | 0 | 0 | 0 | 0 | 0 | 0 | 0 | 0 | 0 | 0 | 0 |  |  | C4 | 0 | 0 | 0 | 0 | 0 | C4 | 0 | 0 | 0 | 0 | 0 | C4 | [5 empty] | C4 | [5 empty] | 0 | [6 empty] | 0 | [6 empty] | 0 | [6 empty] | 0 | [6 empty] | 0 | [6 empty] | 0
|  |  | 0 | 0 |  | 0 | 0 | 0 | 0 | 0 |  | 0 | 0 | 0 | 0 | 0 |  | 0 | 0 | 0 | 0 | 0 |  | 0 | 0 | 0 | 0 | 0 |  | 0 | 0 | 0 | 0 | 0 |  | 0 | 0 | 0 | 0 | 0 | [22 empty] | 0 | 0 | 0 | 0 | 0 | 0 |  | 0 | 0 | 0 | 0 | 0 | 0 |  | 0 | 0 | 0 | 0 | 0 | 0 |  | 0 | 0 | 0 | 0 | 0 | 0 |  | 0 | 0 | 0 | 0 | 0 | 0 |  | 0 | 0 | 0 | 0 | 0 | 0
| [Please insert new asset category as required] |  | 0 | 0 | C1 | 0 | 0 | 0 | 0 | 0 | 0 | 0 | 0 | 0 | 0 | 0 | 0 | 0 | 0 | 0 | 0 | 0 | 0 | 0 | 0 | 0 | 0 | 0 | 0 | 0 | 0 | 0 | 0 | 0 | 0 | 0 | 0 | 0 | 0 | 0 | 0 |  |  | C1 | 0 | 0 | 0 | 0 | 0 | C1 | 0 | 0 | 0 | 0 | 0 | C1 | [5 empty] | C1 | [5 empty] | 0 | [6 empty] | 0 | [6 empty] | 0 | [6 empty] | 0 | [6 empty] | 0 | [6 empty] | 0
|  |  | 0 | 0 | C2 | 0 | 0 | 0 | 0 | 0 | 0 | 0 | 0 | 0 | 0 | 0 | 0 | 0 | 0 | 0 | 0 | 0 | 0 | 0 | 0 | 0 | 0 | 0 | 0 | 0 | 0 | 0 | 0 | 0 | 0 | 0 | 0 | 0 | 0 | 0 | 0 |  |  | C2 | 0 | 0 | 0 | 0 | 0 | C2 | 0 | 0 | 0 | 0 | 0 | C2 | [5 empty] | C2 | [5 empty] | 0 | [6 empty] | 0 | [6 empty] | 0 | [6 empty] | 0 | [6 empty] | 0 | [6 empty] | 0
|  |  | 0 | 0 | C3 | 0 | 0 | 0 | 0 | 0 | 0 | 0 | 0 | 0 | 0 | 0 | 0 | 0 | 0 | 0 | 0 | 0 | 0 | 0 | 0 | 0 | 0 | 0 | 0 | 0 | 0 | 0 | 0 | 0 | 0 | 0 | 0 | 0 | 0 | 0 | 0 |  |  | C3 | 0 | 0 | 0 | 0 | 0 | C3 | 0 | 0 | 0 | 0 | 0 | C3 | [5 empty] | C3 | [5 empty] | 0 | [6 empty] | 0 | [6 empty] | 0 | [6 empty] | 0 | [6 empty] | 0 | [6 empty] | 0
|  |  | 0 | 0 | C4 | 0 | 0 | 0 | 0 | 0 | 0 | 0 | 0 | 0 | 0 | 0 | 0 | 0 | 0 | 0 | 0 | 0 | 0 | 0 | 0 | 0 | 0 | 0 | 0 | 0 | 0 | 0 | 0 | 0 | 0 | 0 | 0 | 0 | 0 | 0 | 0 |  |  | C4 | 0 | 0 | 0 | 0 | 0 | C4 | 0 | 0 | 0 | 0 | 0 | C4 | [5 empty] | C4 | [5 empty] | 0 | [6 empty] | 0 | [6 empty] | 0 | [6 empty] | 0 | [6 empty] | 0 | [6 empty] | 0
|  |  | 0 | 0 |  | 0 | 0 | 0 | 0 | 0 |  | 0 | 0 | 0 | 0 | 0 |  | 0 | 0 | 0 | 0 | 0 |  | 0 | 0 | 0 | 0 | 0 |  | 0 | 0 | 0 | 0 | 0 |  | 0 | 0 | 0 | 0 | 0 | [22 empty] | 0 | 0 | 0 | 0 | 0 | 0 |  | 0 | 0 | 0 | 0 | 0 | 0 |  | 0 | 0 | 0 | 0 | 0 | 0 |  | 0 | 0 | 0 | 0 | 0 | 0 |  | 0 | 0 | 0 | 0 | 0 | 0 |  | 0 | 0 | 0 | 0 | 0 | 0
| [Please insert new asset category as required] |  | 0 | 0 | C1 | 0 | 0 | 0 | 0 | 0 | 0 | 0 | 0 | 0 | 0 | 0 | 0 | 0 | 0 | 0 | 0 | 0 | 0 | 0 | 0 | 0 | 0 | 0 | 0 | 0 | 0 | 0 | 0 | 0 | 0 | 0 | 0 | 0 | 0 | 0 | 0 |  |  | C1 | 0 | 0 | 0 | 0 | 0 | C1 | 0 | 0 | 0 | 0 | 0 | C1 | [5 empty] | C1 | [5 empty] | 0 | [6 empty] | 0 | [6 empty] | 0 | [6 empty] | 0 | [6 empty] | 0 | [6 empty] | 0
|  |  | 0 | 0 | C2 | 0 | 0 | 0 | 0 | 0 | 0 | 0 | 0 | 0 | 0 | 0 | 0 | 0 | 0 | 0 | 0 | 0 | 0 | 0 | 0 | 0 | 0 | 0 | 0 | 0 | 0 | 0 | 0 | 0 | 0 | 0 | 0 | 0 | 0 | 0 | 0 |  |  | C2 | 0 | 0 | 0 | 0 | 0 | C2 | 0 | 0 | 0 | 0 | 0 | C2 | [5 empty] | C2 | [5 empty] | 0 | [6 empty] | 0 | [6 empty] | 0 | [6 empty] | 0 | [6 empty] | 0 | [6 empty] | 0
|  |  | 0 | 0 | C3 | 0 | 0 | 0 | 0 | 0 | 0 | 0 | 0 | 0 | 0 | 0 | 0 | 0 | 0 | 0 | 0 | 0 | 0 | 0 | 0 | 0 | 0 | 0 | 0 | 0 | 0 | 0 | 0 | 0 | 0 | 0 | 0 | 0 | 0 | 0 | 0 |  |  | C3 | 0 | 0 | 0 | 0 | 0 | C3 | 0 | 0 | 0 | 0 | 0 | C3 | [5 empty] | C3 | [5 empty] | 0 | [6 empty] | 0 | [6 empty] | 0 | [6 empty] | 0 | [6 empty] | 0 | [6 empty] | 0
|  |  | 0 | 0 | C4 | 0 | 0 | 0 | 0 | 0 | 0 | 0 | 0 | 0 | 0 | 0 | 0 | 0 | 0 | 0 | 0 | 0 | 0 | 0 | 0 | 0 | 0 | 0 | 0 | 0 | 0 | 0 | 0 | 0 | 0 | 0 | 0 | 0 | 0 | 0 | 0 |  |  | C4 | 0 | 0 | 0 | 0 | 0 | C4 | 0 | 0 | 0 | 0 | 0 | C4 | [5 empty] | C4 | [5 empty] | 0 | [6 empty] | 0 | [6 empty] | 0 | [6 empty] | 0 | [6 empty] | 0 | [6 empty] | 0
|  |  | 0 | 0 |  | 0 | 0 | 0 | 0 | 0 |  | 0 | 0 | 0 | 0 | 0 |  | 0 | 0 | 0 | 0 | 0 |  | 0 | 0 | 0 | 0 | 0 |  | 0 | 0 | 0 | 0 | 0 |  | 0 | 0 | 0 | 0 | 0 | [22 empty] | 0 | 0 | 0 | 0 | 0 | 0 |  | 0 | 0 | 0 | 0 | 0 | 0 |  | 0 | 0 | 0 | 0 | 0 | 0 |  | 0 | 0 | 0 | 0 | 0 | 0 |  | 0 | 0 | 0 | 0 | 0 | 0 |  | 0 | 0 | 0 | 0 | 0 | 0
[63 empty] | 83892.7474 | 476959.1223 | 449662.6212 | 632616.6906 | 895242.4376 | 2538373.6191 |  | 100600.4516 | 475417.7013 | 447810.8463 | 625450.3139 | 693779.095 | 2343058.4082 |  | 95478.6432 | 406175.2175 | 471083.5328 | 560132.409 | 1198762.3969 | 2731632.1994 |  | 95478.6432 | 429998.5028 | 471083.5328 | 490063.9227 | 1198762.3969 | 2685386.9984 |  | 80535.2794 | 310627.4622 | 496946.7634 | 452009.9722 | 2056040.6084 | 3396160.0857 |  | 80535.2794 | 356820.0295 | 496946.7634 | 316149.4801 | 2056040.6084 | 3306492.1609
| 132kV Network | [66 empty] | 0 | [6 empty] | 0 | [6 empty] | 0 | [6 empty] | 0 | [6 empty] | 0 | [6 empty] | 0
| 132kV CBs |  | 81 | 81 | C1 | 26 | 24 | 3 | 13 | 15 | 81 | 21 | 24 | 3 | 13 | 20 | 81 | 0 | 0 | 0 | 0 | 0 | 0 | 18 | 32 | 3 | 4 | 24 | 81 | 0 | 0 | 0 | 0 | 0 | 0 | 17 | 25 | 8 | 3 | 28 | 81 |  |  | C1 | 0.0035205 | 0.00748 | 0.01056 | 0.022 | 0.044 | C1 | 41468.9312 | 41468.9312 | 41468.9312 | 41468.9312 | 41468.9312 | C1 | 145.9914 | 310.1876 | 437.9119 | 912.3165 | 1824.633 | C1 | 3065.8188 | 7444.5025 | 1313.7357 | 11860.1143 | 36492.6595 | 60176.8309 |  | 3795.7757 | 7444.5025 | 1313.7357 | 11860.1143 | 27369.4946 | 51783.6229 |  | 2627.8447 | 9926.0034 | 1313.7357 | 3649.2659 | 43791.1914 | 61308.0412 |  | 2627.8447 | 9926.0034 | 1313.7357 | 3649.2659 | 43791.1914 | 61308.0412 |  | 2481.8533 | 7754.6901 | 3503.2953 | 2736.9495 | 51089.7233 | 67566.5115 |  | 2481.8533 | 7754.6901 | 3503.2953 | 2736.9495 | 51089.7233 | 67566.5115
|  |  | 73 | 73 | C2 | 44 | 6 | 1 | 1 | 21 | 73 | 37 | 6 | 1 | 1 | 29 | 74 | 0 | 0 | 0 | 0 | 0 | 0 | 42 | 8 | 0 | 2 | 21 | 73 | 0 | 0 | 0 | 0 | 0 | 0 | 27 | 23 | 0 | 0 | 23 | 73 |  |  | C2 | 0.0035205 | 0.00748 | 0.01056 | 0.022 | 0.044 | C2 | 59241.3303 | 59241.3303 | 59241.3303 | 59241.3303 | 59241.3303 | C2 | 208.5591 | 443.1252 | 625.5884 | 1303.3093 | 2606.6185 | C2 | 7716.6868 | 2658.7509 | 625.5884 | 1303.3093 | 75591.9375 | 87896.273 |  | 9176.6006 | 2658.7509 | 625.5884 | 1303.3093 | 54738.9892 | 68503.2384 |  | 8759.4823 | 3545.0012 | 0 | 2606.6185 | 54738.9892 | 69650.0913 |  | 8759.4823 | 3545.0012 | 0 | 2606.6185 | 54738.9892 | 69650.0913 |  | 5631.0958 | 10191.8785 | 0 | 0 | 59952.2263 | 75775.2006 |  | 5631.0958 | 10191.8785 | 0 | 0 | 59952.2263 | 75775.2006
|  |  | 59 | 59 | C3 | 18 | 9 | 2 | 0 | 30 | 59 | 9 | 9 | 2 | 0 | 41 | 61 | 0 | 0 | 0 | 0 | 0 | 0 | 18 | 8 | 3 | 0 | 30 | 59 | 0 | 0 | 0 | 0 | 0 | 0 | 13 | 11 | 3 | 2 | 30 | 59 |  |  | C3 | 0.0035205 | 0.00748 | 0.01056 | 0.022 | 0.044 | C3 | 88861.9955 | 88861.9955 | 88861.9955 | 88861.9955 | 88861.9955 | C3 | 312.8387 | 664.6877 | 938.3827 | 1954.9639 | 3909.9278 | C3 | 2815.5479 | 5982.1895 | 1876.7653 | 0 | 160307.0399 | 170981.5427 |  | 5631.0958 | 5982.1895 | 1876.7653 | 0 | 117297.8341 | 130787.8847 |  | 5631.0958 | 5317.5018 | 2815.148 | 0 | 117297.8341 | 131061.5797 |  | 5631.0958 | 5317.5018 | 2815.148 | 0 | 117297.8341 | 131061.5797 |  | 4066.9025 | 7311.565 | 2815.148 | 3909.9278 | 117297.8341 | 135401.3774 |  | 4066.9025 | 7311.565 | 2815.148 | 3909.9278 | 117297.8341 | 135401.3774
|  |  | 5 | 5 | C4 | 1 | 0 | 0 | 0 | 4 | 5 | 0 | 0 | 0 | 0 | 5 | 5 | 0 | 0 | 0 | 0 | 0 | 0 | 1 | 0 | 0 | 0 | 4 | 5 | 0 | 0 | 0 | 0 | 0 | 0 | 1 | 0 | 0 | 0 | 4 | 5 |  |  | C4 | 0.0035205 | 0.00748 | 0.01056 | 0.022 | 0.044 | C4 | 148103.3258 | 148103.3258 | 148103.3258 | 148103.3258 | 148103.3258 | C4 | 521.3978 | 1107.8129 | 1563.9711 | 3258.2732 | 6516.5463 | C4 | 0 | 0 | 0 | 0 | 32582.7317 | 32582.7317 |  | 521.3978 | 0 | 0 | 0 | 26066.1853 | 26587.5831 |  | 521.3978 | 0 | 0 | 0 | 26066.1853 | 26587.5831 |  | 521.3978 | 0 | 0 | 0 | 26066.1853 | 26587.5831 |  | 521.3978 | 0 | 0 | 0 | 26066.1853 | 26587.5831 |  | 521.3978 | 0 | 0 | 0 | 26066.1853 | 26587.5831
|  |  | 218 | 218 |  | 89 | 39 | 6 | 14 | 70 |  | 67 | 39 | 6 | 14 | 95 |  | 0 | 0 | 0 | 0 | 0 |  | 79 | 48 | 6 | 6 | 79 |  | 0 | 0 | 0 | 0 | 0 |  | 58 | 59 | 11 | 5 | 85 | [22 empty] | 13598.0535 | 16085.443 | 3816.0895 | 13163.4236 | 304974.3686 | 351637.3782 |  | 19124.8698 | 16085.443 | 3816.0895 | 13163.4236 | 225472.5033 | 277662.3292 |  | 17539.8206 | 18788.5064 | 4128.8838 | 6255.8845 | 241894.2 | 288607.2953 |  | 17539.8206 | 18788.5064 | 4128.8838 | 6255.8845 | 241894.2 | 288607.2953 |  | 12701.2494 | 25258.1336 | 6318.4433 | 6646.8773 | 254405.969 | 305330.6726 |  | 12701.2494 | 25258.1336 | 6318.4433 | 6646.8773 | 254405.969 | 305330.6726
| 132kV Transformer |  | 56 | 56 | C1 | 7 | 19 | 12 | 6 | 12 | 56 | 5 | 19 | 12 | 7 | 14 | 57 | 0 | 2 | 0 | -2 | 0 | 0 | 7 | 16 | 12 | 5 | 16 | 56 | 0 | 3 | 0 | -3 | 0 | 0 | 6 | 9 | 14 | 6 | 21 | 56 |  |  | C1 | 0.0068005 | 0.01445 | 0.0204 | 0.0425 | 0.085 | C1 | 67760.8733 | 67760.8733 | 67760.8733 | 67760.8733 | 67760.8733 | C1 | 460.8078 | 979.1446 | 1382.3218 | 2879.8371 | 5759.6742 | C1 | 2304.0391 | 18603.7478 | 16587.8618 | 20158.8598 | 80635.4393 | 138289.9478 |  | 3225.6547 | 18603.7478 | 16587.8618 | 17279.0227 | 69116.0908 | 124812.3778 |  | 3225.6547 | 15666.3139 | 16587.8618 | 14399.1856 | 92154.7877 | 142033.8038 |  | 3225.6547 | 17624.6032 | 16587.8618 | 8639.5114 | 92154.7877 | 138232.4188 |  | 2764.8469 | 8812.3016 | 19352.5054 | 17279.0227 | 120953.1589 | 169161.8355 |  | 2764.8469 | 11749.7354 | 19352.5054 | 8639.5114 | 120953.1589 | 163459.758
|  |  | 61 | 61 | C2 | 9 | 21 | 16 | 3 | 12 | 61 | 6 | 22 | 16 | 4 | 14 | 62 | 0 | 3 | 0 | -3 | 0 | 0 | 7 | 19 | 13 | 6 | 16 | 61 | 0 | 6 | 0 | -6 | 0 | 0 | 7 | 13 | 15 | 7 | 19 | 61 |  |  | C2 | 0.0068005 | 0.01445 | 0.0204 | 0.0425 | 0.085 | C2 | 96801.2476 | 96801.2476 | 96801.2476 | 96801.2476 | 96801.2476 | C2 | 658.2969 | 1398.778 | 1974.7455 | 4114.053 | 8228.106 | C2 | 3949.7813 | 30773.1166 | 31595.9272 | 16456.2121 | 115193.4847 | 197968.5219 |  | 5924.672 | 29374.3386 | 31595.9272 | 12342.1591 | 98737.2726 | 177974.3694 |  | 4608.0782 | 26576.7825 | 25671.6909 | 24684.3181 | 131649.6968 | 213190.5665 |  | 4608.0782 | 30773.1166 | 25671.6909 | 12342.1591 | 131649.6968 | 205044.7415 |  | 4608.0782 | 18184.1144 | 29621.1818 | 28798.3712 | 156334.0149 | 237545.7604 |  | 4608.0782 | 26576.7825 | 29621.1818 | 4114.053 | 156334.0149 | 221254.1104
|  |  | 15 | 15 | C3 | 3 | 4 | 2 | 4 | 2 | 15 | 1 | 4 | 2 | 5 | 3 | 15 | 0 | 1 | 0 | -1 | 0 | 0 | 3 | 3 | 3 | 2 | 4 | 15 | 0 | 2 | 0 | -2 | 0 | 0 | 3 | 2 | 2 | 2 | 6 | 15 |  |  | C3 | 0.0068005 | 0.01445 | 0.0204 | 0.0425 | 0.085 | C3 | 145201.8714 | 145201.8714 | 145201.8714 | 145201.8714 | 145201.8714 | C3 | 987.4453 | 2098.167 | 2962.1182 | 6171.0795 | 12342.1591 | C3 | 987.4453 | 8392.6682 | 5924.2364 | 30855.3977 | 37026.4772 | 83186.2247 |  | 2962.336 | 8392.6682 | 5924.2364 | 24684.3181 | 24684.3181 | 66647.8768 |  | 2962.336 | 6294.5011 | 8886.3545 | 12342.1591 | 49368.6363 | 79853.987 |  | 2962.336 | 8392.6682 | 8886.3545 | 6171.0795 | 49368.6363 | 75781.0745 |  | 2962.336 | 4196.3341 | 5924.2364 | 12342.1591 | 74052.9544 | 99478.0199 |  | 2962.336 | 8392.6682 | 5924.2364 | 0 | 74052.9544 | 91332.1949
|  |  | 11 | 11 | C4 | 1 | 3 | 4 | 1 | 2 | 11 | 1 | 3 | 4 | 1 | 2 | 11 | 0 | 1 | 0 | -1 | 0 | 0 | 1 | 3 | 3 | 2 | 2 | 11 | 0 | 3 | 0 | -3 | 0 | 0 | 1 | 2 | 1 | 4 | 3 | 11 |  |  | C4 | 0.0068005 | 0.01445 | 0.0204 | 0.0425 | 0.085 | C4 | 242003.1191 | 242003.1191 | 242003.1191 | 242003.1191 | 242003.1191 | C4 | 1645.7422 | 3496.9451 | 4936.8636 | 10285.1326 | 20570.2651 | C4 | 1645.7422 | 10490.8352 | 19747.4545 | 10285.1326 | 41140.5302 | 83309.6947 |  | 1645.7422 | 10490.8352 | 19747.4545 | 10285.1326 | 41140.5302 | 83309.6947 |  | 1645.7422 | 10490.8352 | 14810.5909 | 20570.2651 | 41140.5302 | 88657.9637 |  | 1645.7422 | 13987.7803 | 14810.5909 | 10285.1326 | 41140.5302 | 81869.7762 |  | 1645.7422 | 6993.8901 | 4936.8636 | 41140.5302 | 61710.7954 | 116427.8216 |  | 1645.7422 | 17484.7254 | 4936.8636 | 10285.1326 | 61710.7954 | 96063.2591
|  |  | 143 | 143 |  | 20 | 47 | 34 | 14 | 28 |  | 13 | 48 | 34 | 17 | 33 |  | 0 | 7 | 0 | -7 | 0 |  | 18 | 41 | 31 | 15 | 38 |  | 0 | 14 | 0 | -14 | 0 |  | 17 | 26 | 32 | 19 | 49 | [22 empty] | 8887.0079 | 68260.3678 | 73855.4799 | 77755.6022 | 273995.9314 | 502754.3892 |  | 13758.4049 | 66861.5897 | 73855.4799 | 64590.6325 | 233678.2118 | 452744.3188 |  | 12441.8111 | 59028.4328 | 65956.4981 | 71995.9279 | 314313.651 | 523736.321 |  | 12441.8111 | 70778.1682 | 65956.4981 | 37437.8825 | 314313.651 | 500928.011 |  | 11981.0033 | 38186.6402 | 59834.7872 | 99560.0832 | 413050.9236 | 622613.4375 |  | 11981.0033 | 64203.9115 | 59834.7872 | 23038.6969 | 413050.9236 | 572109.3225
| 132kV UG Cable (Gas) |  | 0 | 0 | C1 | 0 | 0 | 0 | 0 | 0 | 0 | 0 | 0 | 0 | 0 | 0 | 0 | 0 | 0 | 0 | 0 | 0 | 0 | 0 | 0 | 0 | 0 | 0 | 0 | 0 | 0 | 0 | 0 | 0 | 0 | 0 | 0 | 0 | 0 | 0 | 0 |  |  | C1 | 8.05e-05 | 0.00017 | 0.00024 | 0.0005 | 0.001 | C1 | 77898.3371 | 77898.3371 | 77898.3371 | 77898.3371 | 77898.3371 | C1 | 6.2708 | 13.2427 | 18.6956 | 38.9492 | 77.8983 | C1 | 0 | 0 | 0 | 0 | 0 | 0 |  | 0 | 0 | 0 | 0 | 0 | 0 |  | 0 | 0 | 0 | 0 | 0 | 0 |  | 0 | 0 | 0 | 0 | 0 | 0 |  | 0 | 0 | 0 | 0 | 0 | 0 |  | 0 | 0 | 0 | 0 | 0 | 0
|  |  | 21.182 | 21.182 | C2 | 1.6303 | 9.3445 | 1.4186 | 0.96448 | 7.8241 | 21.182 | 1.6303 | 9.3445 | 1.4186 | 0.96448 | 20.0241 | 33.382 | 0 | 0 | 0 | 0 | 0 | 0 | 1.5788 | 8.7381 | 1.8842 | 1.1047 | 7.8763 | 21.182 | 0 | 0 | 0 | 0 | 0 | 0 | 1.376 | 6.2416 | 4.0006 | 1.3322 | 8.2316 | 21.182 |  |  | C2 | 8.05e-05 | 0.00017 | 0.00024 | 0.0005 | 0.001 | C2 | 111283.3388 | 111283.3388 | 111283.3388 | 111283.3388 | 111283.3388 | C2 | 8.9583 | 18.9182 | 26.708 | 55.6417 | 111.2833 | C2 | 14.6045 | 176.7806 | 37.8874 | 53.6656 | 2228.3518 | 2511.2899 |  | 14.6045 | 176.7806 | 37.8874 | 53.6656 | 870.6951 | 1153.6331 |  | 14.1429 | 165.3083 | 50.3219 | 61.4675 | 876.4979 | 1167.7387 |  | 14.1429 | 165.3083 | 50.3219 | 61.4675 | 876.4979 | 1167.7387 |  | 12.3263 | 118.0795 | 106.8475 | 74.1271 | 916.0393 | 1227.4197 |  | 12.3263 | 118.0795 | 106.8475 | 74.1271 | 916.0393 | 1227.4197
|  |  | 0 | 0 | C3 | 0 | 0 | 0 | 0 | 0 | 0 | 0 | 0 | 0 | 0 | 0 | 0 | 0 | 0 | 0 | 0 | 0 | 0 | 0 | 0 | 0 | 0 | 0 | 0 | 0 | 0 | 0 | 0 | 0 | 0 | 0 | 0 | 0 | 0 | 0 | 0 |  |  | C3 | 8.05e-05 | 0.00017 | 0.00024 | 0.0005 | 0.001 | C3 | 166925.0082 | 166925.0082 | 166925.0082 | 166925.0082 | 166925.0082 | C3 | 13.4375 | 28.3773 | 40.062 | 83.4625 | 166.925 | C3 | 0 | 0 | 0 | 0 | 0 | 0 |  | 0 | 0 | 0 | 0 | 0 | 0 |  | 0 | 0 | 0 | 0 | 0 | 0 |  | 0 | 0 | 0 | 0 | 0 | 0 |  | 0 | 0 | 0 | 0 | 0 | 0 |  | 0 | 0 | 0 | 0 | 0 | 0
|  |  | 0 | 0 | C4 | 0 | 0 | 0 | 0 | 0 | 0 | 0 | 0 | 0 | 0 | 0 | 0 | 0 | 0 | 0 | 0 | 0 | 0 | 0 | 0 | 0 | 0 | 0 | 0 | 0 | 0 | 0 | 0 | 0 | 0 | 0 | 0 | 0 | 0 | 0 | 0 |  |  | C4 | 8.05e-05 | 0.00017 | 0.00024 | 0.0005 | 0.001 | C4 | 278208.3469 | 278208.3469 | 278208.3469 | 278208.3469 | 278208.3469 | C4 | 22.3958 | 47.2954 | 66.77 | 139.1042 | 278.2083 | C4 | 0 | 0 | 0 | 0 | 0 | 0 |  | 0 | 0 | 0 | 0 | 0 | 0 |  | 0 | 0 | 0 | 0 | 0 | 0 |  | 0 | 0 | 0 | 0 | 0 | 0 |  | 0 | 0 | 0 | 0 | 0 | 0 |  | 0 | 0 | 0 | 0 | 0 | 0
|  |  | 21.182 | 21.182 |  | 1.6303 | 9.3445 | 1.4186 | 0.96448 | 7.8241 |  | 1.6303 | 9.3445 | 1.4186 | 0.96448 | 20.0241 |  | 0 | 0 | 0 | 0 | 0 |  | 1.5788 | 8.7381 | 1.8842 | 1.1047 | 7.8763 |  | 0 | 0 | 0 | 0 | 0 |  | 1.376 | 6.2416 | 4.0006 | 1.3322 | 8.2316 | [22 empty] | 14.6045 | 176.7806 | 37.8874 | 53.6656 | 2228.3518 | 2511.2899 |  | 14.6045 | 176.7806 | 37.8874 | 53.6656 | 870.6951 | 1153.6331 |  | 14.1429 | 165.3083 | 50.3219 | 61.4675 | 876.4979 | 1167.7387 |  | 14.1429 | 165.3083 | 50.3219 | 61.4675 | 876.4979 | 1167.7387 |  | 12.3263 | 118.0795 | 106.8475 | 74.1271 | 916.0393 | 1227.4197 |  | 12.3263 | 118.0795 | 106.8475 | 74.1271 | 916.0393 | 1227.4197
| 132kV UG Cable (Oil) |  | 0 | 0 | C1 | 0 | 0 | 0 | 0 | 0 | 0 | 0 | 0 | 0 | 0 | 0 | 0 | 0 | 0 | 0 | 0 | 0 | 0 | 0 | 0 | 0 | 0 | 0 | 0 | 0 | 0 | 0 | 0 | 0 | 0 | 0 | 0 | 0 | 0 | 0 | 0 |  |  | C1 | 5.05e-05 | 0.00010625 | 0.00015 | 0.0003125 | 0.000625 | C1 | 63693.3572 | 63693.3572 | 63693.3572 | 63693.3572 | 63693.3572 | C1 | 3.2165 | 6.7674 | 9.554 | 19.9042 | 39.8083 | C1 | 0 | 0 | 0 | 0 | 0 | 0 |  | 0 | 0 | 0 | 0 | 0 | 0 |  | 0 | 0 | 0 | 0 | 0 | 0 |  | 0 | 0 | 0 | 0 | 0 | 0 |  | 0 | 0 | 0 | 0 | 0 | 0 |  | 0 | 0 | 0 | 0 | 0 | 0
|  |  | 147.0017 | 147.0017 | C2 | 23.524 | 44.3455 | 44.8999 | 16.7546 | 17.4777 | 147.0017 | 23.524 | 47.1872 | 47.4668 | 16.7546 | 23.4777 | 158.4102 | 0 | 0 | 0 | 0 | 0 | 0 | 20.4738 | 41.0239 | 32.6987 | 32.6972 | 20.1081 | 147.0017 | 0 | 0 | 0 | 0 | 0 | 0 | 11.9991 | 37.2846 | 25.8189 | 48.4041 | 23.495 | 147.0017 |  |  | C2 | 5.05e-05 | 0.00010625 | 0.00015 | 0.0003125 | 0.000625 | C2 | 90990.5103 | 90990.5103 | 90990.5103 | 90990.5103 | 90990.5103 | C2 | 4.595 | 9.6677 | 13.6486 | 28.4345 | 56.8691 | C2 | 108.0932 | 456.1934 | 647.8537 | 476.4082 | 1335.1564 | 3023.7048 |  | 108.0932 | 428.7208 | 612.8203 | 476.4082 | 993.942 | 2619.9845 |  | 94.0775 | 396.6082 | 446.2914 | 929.7311 | 1143.5272 | 3010.2352 |  | 94.0775 | 396.6082 | 446.2914 | 929.7311 | 1143.5272 | 3010.2352 |  | 55.1362 | 360.4581 | 352.3909 | 1376.3488 | 1336.1367 | 3480.4708 |  | 55.1362 | 360.4581 | 352.3909 | 1376.3488 | 1336.1367 | 3480.4708
|  |  | 9.0413 | 9.0413 | C3 | 0 | 4.6555 | 4.079 | 0.30674 | 0 | 9.0413 | 0 | 4.9539 | 4.3122 | 0.30674 | 0 | 9.5728 | 0 | 0 | 0 | 0 | 0 | 0 | 0 | 4.6387 | 4.0958 | 0.30674 | 0 | 9.0413 | 0 | 0 | 0 | 0 | 0 | 0 | 0 | 3.598 | 2.3195 | 3.1238 | 0 | 9.0413 |  |  | C3 | 5.05e-05 | 0.00010625 | 0.00015 | 0.0003125 | 0.000625 | C3 | 136485.7655 | 136485.7655 | 136485.7655 | 136485.7655 | 136485.7655 | C3 | 6.8925 | 14.5016 | 20.4729 | 42.6518 | 85.3036 | C3 | 0 | 71.8389 | 88.2831 | 13.0832 | 0 | 173.2051 |  | 0 | 67.5126 | 83.5091 | 13.0832 | 0 | 164.1049 |  | 0 | 67.2691 | 83.853 | 13.0832 | 0 | 164.2052 |  | 0 | 67.2691 | 83.853 | 13.0832 | 0 | 164.2052 |  | 0 | 52.1763 | 47.4877 | 133.2345 | 0 | 232.8986 |  | 0 | 52.1763 | 47.4877 | 133.2345 | 0 | 232.8986
|  |  | 2.6217 | 2.6217 | C4 | 0 | 0 | 0 | 0 | 2.6217 | 2.6217 | 0 | 0 | 0 | 0 | 2.6217 | 2.6217 | 0 | 0 | 0 | 0 | 0 | 0 | 0 | 0 | 0 | 0 | 2.6217 | 2.6217 | 0 | 0 | 0 | 0 | 0 | 0 | 0 | 0 | 0 | 0 | 2.6217 | 2.6217 |  |  | C4 | 5.05e-05 | 0.00010625 | 0.00015 | 0.0003125 | 0.000625 | C4 | 227476.2758 | 227476.2758 | 227476.2758 | 227476.2758 | 227476.2758 | C4 | 11.4876 | 24.1694 | 34.1214 | 71.0863 | 142.1727 | C4 | 0 | 0 | 0 | 0 | 372.7324 | 372.7324 |  | 0 | 0 | 0 | 0 | 372.7324 | 372.7324 |  | 0 | 0 | 0 | 0 | 372.7324 | 372.7324 |  | 0 | 0 | 0 | 0 | 372.7324 | 372.7324 |  | 0 | 0 | 0 | 0 | 372.7324 | 372.7324 |  | 0 | 0 | 0 | 0 | 372.7324 | 372.7324
|  |  | 158.6647 | 158.6647 |  | 23.524 | 49.001 | 48.979 | 17.0613 | 20.0994 |  | 23.524 | 52.141 | 51.779 | 17.0613 | 26.0994 |  | 0 | 0 | 0 | 0 | 0 |  | 20.4738 | 45.6626 | 36.7946 | 33.004 | 22.7298 |  | 0 | 0 | 0 | 0 | 0 |  | 11.9991 | 40.8826 | 28.1384 | 51.5279 | 26.1167 | [22 empty] | 108.0932 | 528.0323 | 736.1367 | 489.4914 | 1707.8888 | 3569.6424 |  | 108.0932 | 496.2335 | 696.3294 | 489.4914 | 1366.6744 | 3156.8219 |  | 94.0775 | 463.8772 | 530.1443 | 942.8142 | 1516.2596 | 3547.1728 |  | 94.0775 | 463.8772 | 530.1443 | 942.8142 | 1516.2596 | 3547.1728 |  | 55.1362 | 412.6344 | 399.8786 | 1509.5834 | 1708.8692 | 4086.1018 |  | 55.1362 | 412.6344 | 399.8786 | 1509.5834 | 1708.8692 | 4086.1018
| 132kV UG Cable (Non Pressurised) |  | 0 | 0 | C1 | 0 | 0 | 0 | 0 | 0 | 0 | 0 | 0 | 0 | 0 | 0 | 0 | 0 | 0 | 0 | 0 | 0 | 0 | 0 | 0 | 0 | 0 | 0 | 0 | 0 | 0 | 0 | 0 | 0 | 0 | 0 | 0 | 0 | 0 | 0 | 0 |  |  | C1 | 5.05e-05 | 0.00010625 | 0.00015 | 0.0003125 | 0.000625 | C1 | 0 | 0 | 0 | 0 | 0 | C1 | [5 empty] | C1 | [5 empty] | 0 | [6 empty] | 0 | [6 empty] | 0 | [6 empty] | 0 | [6 empty] | 0 | [6 empty] | 0
|  |  | 0 | 0 | C2 | 0 | 0 | 0 | 0 | 0 | 0 | 0 | 0 | 0 | 0 | 0 | 0 | 0 | 0 | 0 | 0 | 0 | 0 | 0 | 0 | 0 | 0 | 0 | 0 | 0 | 0 | 0 | 0 | 0 | 0 | 0 | 0 | 0 | 0 | 0 | 0 |  |  | C2 | 5.05e-05 | 0.00010625 | 0.00015 | 0.0003125 | 0.000625 | C2 | 0 | 0 | 0 | 0 | 0 | C2 | [5 empty] | C2 | [5 empty] | 0 | [6 empty] | 0 | [6 empty] | 0 | [6 empty] | 0 | [6 empty] | 0 | [6 empty] | 0
|  |  | 0 | 0 | C3 | 0 | 0 | 0 | 0 | 0 | 0 | 0 | 0 | 0 | 0 | 0 | 0 | 0 | 0 | 0 | 0 | 0 | 0 | 0 | 0 | 0 | 0 | 0 | 0 | 0 | 0 | 0 | 0 | 0 | 0 | 0 | 0 | 0 | 0 | 0 | 0 |  |  | C3 | 5.05e-05 | 0.00010625 | 0.00015 | 0.0003125 | 0.000625 | C3 | 0 | 0 | 0 | 0 | 0 | C3 | [5 empty] | C3 | [5 empty] | 0 | [6 empty] | 0 | [6 empty] | 0 | [6 empty] | 0 | [6 empty] | 0 | [6 empty] | 0
|  |  | 0 | 0 | C4 | 0 | 0 | 0 | 0 | 0 | 0 | 0 | 0 | 0 | 0 | 0 | 0 | 0 | 0 | 0 | 0 | 0 | 0 | 0 | 0 | 0 | 0 | 0 | 0 | 0 | 0 | 0 | 0 | 0 | 0 | 0 | 0 | 0 | 0 | 0 | 0 |  |  | C4 | 5.05e-05 | 0.00010625 | 0.00015 | 0.0003125 | 0.000625 | C4 | 0 | 0 | 0 | 0 | 0 | C4 | [5 empty] | C4 | [5 empty] | 0 | [6 empty] | 0 | [6 empty] | 0 | [6 empty] | 0 | [6 empty] | 0 | [6 empty] | 0
|  |  | 0 | 0 |  | 0 | 0 | 0 | 0 | 0 |  | 0 | 0 | 0 | 0 | 0 |  | 0 | 0 | 0 | 0 | 0 |  | 0 | 0 | 0 | 0 | 0 |  | 0 | 0 | 0 | 0 | 0 |  | 0 | 0 | 0 | 0 | 0 | [22 empty] | 0 | 0 | 0 | 0 | 0 | 0 |  | 0 | 0 | 0 | 0 | 0 | 0 |  | 0 | 0 | 0 | 0 | 0 | 0 |  | 0 | 0 | 0 | 0 | 0 | 0 |  | 0 | 0 | 0 | 0 | 0 | 0 |  | 0 | 0 | 0 | 0 | 0 | 0
| 132kV OHL Support - Tower |  | 189 | 189 | C1 | 21 | 32 | 34 | 61 | 41 | 189 | 2 | 32 | 39 | 73 | 41 | 187 | 0 | 11 | 0 | 0 | -11 | 0 | 16 | 18 | 24 | 41 | 90 | 189 | 0 | 14 | 0 | 0 | -14 | 0 | 15 | 4 | 11 | 32 | 127 | 189 |  |  | C1 | 2.9833e-05 | 6.2333e-05 | 8.8e-05 | 0.00018333 | 0.00036667 | C1 | 42103.806 | 42103.806 | 42103.806 | 42103.806 | 42103.806 | C1 | 1.2561 | 2.6245 | 3.7051 | 7.719 | 15.4381 | C1 | 2.5122 | 83.9831 | 144.5003 | 563.4893 | 632.9606 | 1427.4453 |  | 26.378 | 83.9831 | 125.9746 | 470.8609 | 632.9606 | 1340.1571 |  | 20.0976 | 47.2405 | 88.9232 | 316.4803 | 1389.4256 | 1862.1671 |  | 20.0976 | 76.1096 | 88.9232 | 316.4803 | 1219.6069 | 1721.2176 |  | 18.8415 | 10.4979 | 40.7565 | 247.009 | 1960.6339 | 2277.7387 |  | 18.8415 | 47.2405 | 40.7565 | 247.009 | 1744.501 | 2098.3484
|  |  | 2389 | 2389 | C2 | 202 | 492 | 400 | 625 | 670 | 2389 | 1 | 462 | 495 | 755 | 670 | 2383 | 0 | 166 | 0 | -21 | -145 | 0 | 159 | 118 | 489 | 448 | 1175 | 2389 | 0 | 286 | 0 | -109 | -177 | 0 | 158 | 4 | 115 | 533 | 1579 | 2389 |  |  | C2 | 2.9833e-05 | 6.2333e-05 | 8.8e-05 | 0.00018333 | 0.00036667 | C2 | 60148.2943 | 60148.2943 | 60148.2943 | 60148.2943 | 60148.2943 | C2 | 1.7944 | 3.7492 | 5.293 | 11.0272 | 22.0544 | C2 | 1.7944 | 1732.1506 | 2620.0597 | 8325.5264 | 14776.431 | 27455.9621 |  | 362.4737 | 1844.6279 | 2117.22 | 6891.9921 | 14776.431 | 25992.7446 |  | 285.3134 | 442.4108 | 2588.3014 | 4940.1799 | 25913.8901 | 34170.0956 |  | 285.3134 | 1064.7852 | 2588.3014 | 4708.609 | 22716.0058 | 31363.0148 |  | 283.519 | 14.997 | 608.7007 | 5877.4908 | 34823.8575 | 41608.565 |  | 283.519 | 1087.2807 | 608.7007 | 4675.5274 | 30920.2332 | 37575.261
|  |  | 140 | 140 | C3 | 11 | 78 | 32 | 17 | 2 | 140 | 9 | 67 | 47 | 24 | 2 | 149 | 0 | 6 | 0 | -4 | -2 | 0 | 11 | 16 | 76 | 24 | 13 | 140 | 0 | 50 | 0 | -46 | -4 | 0 | 11 | 0 | 21 | 75 | 33 | 140 |  |  | C3 | 2.9833e-05 | 6.2333e-05 | 8.8e-05 | 0.00018333 | 0.00036667 | C3 | 90222.4415 | 90222.4415 | 90222.4415 | 90222.4415 | 90222.4415 | C3 | 2.6916 | 5.6239 | 7.9396 | 16.5408 | 33.0816 | C3 | 24.2247 | 376.799 | 373.16 | 396.9787 | 66.1631 | 1237.3256 |  | 29.608 | 438.6615 | 254.0664 | 281.1933 | 66.1631 | 1069.6923 |  | 29.608 | 89.9818 | 603.4077 | 396.9787 | 430.0603 | 1550.0366 |  | 29.608 | 123.725 | 603.4077 | 330.8156 | 363.8972 | 1451.4535 |  | 29.608 | 0 | 166.7311 | 1240.5586 | 1091.6915 | 2528.5892 |  | 29.608 | 281.1933 | 166.7311 | 479.6826 | 959.3653 | 1916.5803
|  |  | 0 | 0 | C4 | 0 | 0 | 0 | 0 | 0 | 0 | 0 | 0 | 0 | 0 | 0 | 0 | 0 | 0 | 0 | 0 | 0 | 0 | 0 | 0 | 0 | 0 | 0 | 0 | 0 | 0 | 0 | 0 | 0 | 0 | 0 | 0 | 0 | 0 | 0 | 0 |  |  | C4 | 2.9833e-05 | 6.2333e-05 | 8.8e-05 | 0.00018333 | 0.00036667 | C4 | 150370.7358 | 150370.7358 | 150370.7358 | 150370.7358 | 150370.7358 | C4 | 4.4861 | 9.3731 | 13.2326 | 27.568 | 55.1359 | C4 | 0 | 0 | 0 | 0 | 0 | 0 |  | 0 | 0 | 0 | 0 | 0 | 0 |  | 0 | 0 | 0 | 0 | 0 | 0 |  | 0 | 0 | 0 | 0 | 0 | 0 |  | 0 | 0 | 0 | 0 | 0 | 0 |  | 0 | 0 | 0 | 0 | 0 | 0
|  |  | 2718 | 2718 |  | 234 | 602 | 466 | 703 | 713 |  | 12 | 561 | 581 | 852 | 713 |  | 0 | 183 | 0 | -25 | -158 |  | 186 | 152 | 589 | 513 | 1278 |  | 0 | 350 | 0 | -155 | -195 |  | 184 | 8 | 147 | 640 | 1739 | [22 empty] | 28.5313 | 2192.9326 | 3137.72 | 9285.9944 | 15475.5546 | 30120.733 |  | 418.4597 | 2367.2725 | 2497.2609 | 7644.0462 | 15475.5546 | 28402.594 |  | 335.019 | 579.6331 | 3280.6323 | 5653.6389 | 27733.376 | 37582.2994 |  | 335.019 | 1264.6199 | 3280.6323 | 5355.9049 | 24299.5099 | 34535.686 |  | 331.9685 | 25.4949 | 816.1883 | 7365.0584 | 37876.1829 | 46414.8929 |  | 331.9685 | 1415.7144 | 816.1883 | 5402.2191 | 33624.0995 | 41590.1897
| 132kV OHL Fittings and Conductors (Tower Lines) |  | 25.2307 | 25.2307 | C1 | 3 | 5.842 | 5.7051 | 2.7745 | 7.9091 | 25.2307 | 0 | 5.842 | 5.7051 | 2.7745 | 11.9091 | 26.2307 | 0 | 0 | 0 | 0 | 0 | 0 | 3 | 2.086 | 6.6899 | 4.2856 | 9.1692 | 25.2307 | 0 | 0 | 0 | 0 | 0 | 0 | 3 | 0 | 2.086 | 6.6899 | 13.4548 | 25.2307 |  | 2.086 | C1 | 0.0001337 | 0.00028305 | 0.0003996 | 0.0008325 | 0.001665 | C1 | 42386.1218 | 42386.1218 | 42386.1218 | 42386.1218 | 42386.1218 | C1 | 5.667 | 11.9974 | 16.9375 | 35.2864 | 70.5729 | C1 | 0 | 70.0886 | 96.6305 | 97.903 | 840.4566 | 1105.0786 |  | 17.0011 | 70.0886 | 96.6305 | 97.903 | 558.165 | 839.7881 |  | 17.0011 | 25.0263 | 113.3098 | 151.2252 | 647.0953 | 953.6578 |  | 17.0011 | 25.0263 | 113.3098 | 151.2252 | 647.0953 | 953.6578 |  | 17.0011 | 0 | 35.3313 | 236.0621 | 949.5458 | 1237.9403 |  | 17.0011 | 0 | 35.3313 | 236.0621 | 949.5458 | 1237.9403
|  |  | 985.7803 | 985.7803 | C2 | 278.3771 | 161.9942 | 99.8997 | 212.018 | 233.4913 | 985.7803 | 169.3771 | 161.9942 | 99.8997 | 212.018 | 340.4913 | 983.7803 | 0 | 0 | 0 | 0 | 0 | 0 | 118.2666 | 271.8161 | 94.1757 | 125.2788 | 376.2431 | 985.7803 | 0 | 0 | 0 | 0 | 0 | 0 | 72 | 46.2666 | 271.8161 | 94.1757 | 501.5219 | 985.7803 |  |  | C2 | 0.0001337 | 0.00028305 | 0.0003996 | 0.0008325 | 0.001665 | C2 | 60551.6025 | 60551.6025 | 60551.6025 | 60551.6025 | 60551.6025 | C2 | 8.0957 | 17.1391 | 24.1964 | 50.4092 | 100.8184 | C2 | 1371.2342 | 2776.4399 | 2417.2155 | 10687.6596 | 34327.7913 | 51580.3405 |  | 2253.6709 | 2776.4399 | 2417.2155 | 10687.6596 | 23540.2206 | 41675.2065 |  | 957.457 | 4658.6914 | 2278.7137 | 6315.2056 | 37932.2319 | 52142.2996 |  | 957.457 | 4658.6914 | 2278.7137 | 6315.2056 | 37932.2319 | 52142.2996 |  | 582.8939 | 792.97 | 6576.976 | 4747.3201 | 50562.6432 | 63262.8032 |  | 582.8939 | 792.97 | 6576.976 | 4747.3201 | 50562.6432 | 63262.8032
|  |  | 99.1143 | 99.1143 | C3 | 28.6615 | 20.9632 | 4.6103 | 6.7327 | 38.1467 | 99.1143 | 10.6615 | 20.9632 | 4.6103 | 6.7327 | 56.1467 | 99.1143 | 0 | 0 | 0 | 0 | 0 | 0 | 16.3995 | 27.2641 | 9.5431 | 2.8768 | 43.0309 | 99.1143 | 0 | 0 | 0 | 0 | 0 | 0 | 12 | 4.3995 | 27.2641 | 9.5431 | 45.9077 | 99.1143 |  |  | C3 | 0.0001337 | 0.00028305 | 0.0003996 | 0.0008325 | 0.001665 | C3 | 90827.4038 | 90827.4038 | 90827.4038 | 90827.4038 | 90827.4038 | C3 | 12.1436 | 25.7087 | 36.2946 | 75.6138 | 151.2276 | C3 | 129.4697 | 538.937 | 167.3277 | 509.0828 | 8490.925 | 9835.7422 |  | 348.055 | 538.937 | 167.3277 | 509.0828 | 5768.8277 | 7332.2301 |  | 199.149 | 700.9236 | 346.362 | 217.5288 | 6507.4608 | 7971.4242 |  | 199.149 | 700.9236 | 346.362 | 217.5288 | 6507.4608 | 7971.4242 |  | 145.7235 | 113.1046 | 989.5392 | 721.5876 | 6942.5184 | 8912.4733 |  | 145.7235 | 113.1046 | 989.5392 | 721.5876 | 6942.5184 | 8912.4733
|  |  | 0 | 0 | C4 | 0 | 0 | 0 | 0 | 0 | 0 | 0 | 0 | 0 | 0 | 0 | 0 | 0 | 0 | 0 | 0 | 0 | 0 | 0 | 0 | 0 | 0 | 0 | 0 | 0 | 0 | 0 | 0 | 0 | 0 | 0 | 0 | 0 | 0 | 0 | 0 |  |  | C4 | 0.0001337 | 0.00028305 | 0.0003996 | 0.0008325 | 0.001665 | C4 | 151379.0063 | 151379.0063 | 151379.0063 | 151379.0063 | 151379.0063 | C4 | 20.2394 | 42.8478 | 60.4911 | 126.023 | 252.046 | C4 | 0 | 0 | 0 | 0 | 0 | 0 |  | 0 | 0 | 0 | 0 | 0 | 0 |  | 0 | 0 | 0 | 0 | 0 | 0 |  | 0 | 0 | 0 | 0 | 0 | 0 |  | 0 | 0 | 0 | 0 | 0 | 0 |  | 0 | 0 | 0 | 0 | 0 | 0
|  |  | 1110.1253 | 1110.1253 |  | 310.0386 | 188.7994 | 110.2151 | 221.5252 | 279.547 |  | 180.0386 | 188.7994 | 110.2151 | 221.5252 | 408.547 |  | 0 | 0 | 0 | 0 | 0 |  | 137.6661 | 301.1661 | 110.4086 | 132.4413 | 428.4432 |  | 0 | 0 | 0 | 0 | 0 |  | 87 | 50.6661 | 301.1661 | 110.4086 | 560.8844 | [22 empty] | 1500.704 | 3385.4654 | 2681.1737 | 11294.6453 | 43659.1729 | 62521.1613 |  | 2618.727 | 3385.4654 | 2681.1737 | 11294.6453 | 29867.2133 | 49847.2247 |  | 1173.6071 | 5384.6413 | 2738.3855 | 6683.9597 | 45086.788 | 61067.3816 |  | 1173.6071 | 5384.6413 | 2738.3855 | 6683.9597 | 45086.788 | 61067.3816 |  | 745.6185 | 906.0746 | 7601.8465 | 5704.9698 | 58454.7074 | 73413.2168 |  | 745.6185 | 906.0746 | 7601.8465 | 5704.9698 | 58454.7074 | 73413.2168
| [Please insert new asset category as required] |  | 0 | 0 | C1 | 0 | 0 | 0 | 0 | 0 | 0 | 0 | 0 | 0 | 0 | 0 | 0 | 0 | 0 | 0 | 0 | 0 | 0 | 0 | 0 | 0 | 0 | 0 | 0 | 0 | 0 | 0 | 0 | 0 | 0 | 0 | 0 | 0 | 0 | 0 | 0 |  |  | C1 | 0 | 0 | 0 | 0 | 0 | C1 | 0 | 0 | 0 | 0 | 0 | C1 | [5 empty] | C1 | [5 empty] | 0 | [6 empty] | 0 | [6 empty] | 0 | [6 empty] | 0 | [6 empty] | 0 | [6 empty] | 0
|  |  | 108 | 108 | C2 | 4 | 27 | 46 | 30 | 1 | 108 | 3 | 24 | 47 | 33 | 1 | 108 | 0 | 0 | 0 | 0 | 0 | 0 | 6 | 24 | 43 | 33 | 2 | 108 | 0 | 0 | 0 | 0 | 0 | 0 | 8 | 23 | 40 | 35 | 2 | 108 |  |  | C2 | 0 | 0 | 0 | 0 | 0 | C2 | 0 | 0 | 0 | 0 | 0 | C2 | [5 empty] | C2 | [5 empty] | 0 | [6 empty] | 0 | [6 empty] | 0 | [6 empty] | 0 | [6 empty] | 0 | [6 empty] | 0
|  |  | 0 | 0 | C3 | 0 | 0 | 0 | 0 | 0 | 0 | 0 | 0 | 0 | 0 | 0 | 0 | 0 | 0 | 0 | 0 | 0 | 0 | 0 | 0 | 0 | 0 | 0 | 0 | 0 | 0 | 0 | 0 | 0 | 0 | 0 | 0 | 0 | 0 | 0 | 0 |  |  | C3 | 0 | 0 | 0 | 0 | 0 | C3 | 0 | 0 | 0 | 0 | 0 | C3 | [5 empty] | C3 | [5 empty] | 0 | [6 empty] | 0 | [6 empty] | 0 | [6 empty] | 0 | [6 empty] | 0 | [6 empty] | 0
|  |  | 0 | 0 | C4 | 0 | 0 | 0 | 0 | 0 | 0 | 0 | 0 | 0 | 0 | 0 | 0 | 0 | 0 | 0 | 0 | 0 | 0 | 0 | 0 | 0 | 0 | 0 | 0 | 0 | 0 | 0 | 0 | 0 | 0 | 0 | 0 | 0 | 0 | 0 | 0 |  |  | C4 | 0 | 0 | 0 | 0 | 0 | C4 | 0 | 0 | 0 | 0 | 0 | C4 | [5 empty] | C4 | [5 empty] | 0 | [6 empty] | 0 | [6 empty] | 0 | [6 empty] | 0 | [6 empty] | 0 | [6 empty] | 0
|  |  | 108 | 108 |  | 4 | 27 | 46 | 30 | 1 |  | 3 | 24 | 47 | 33 | 1 |  | 0 | 0 | 0 | 0 | 0 |  | 6 | 24 | 43 | 33 | 2 |  | 0 | 0 | 0 | 0 | 0 |  | 8 | 23 | 40 | 35 | 2 | [22 empty] | 0 | 0 | 0 | 0 | 0 | 0 |  | 0 | 0 | 0 | 0 | 0 | 0 |  | 0 | 0 | 0 | 0 | 0 | 0 |  | 0 | 0 | 0 | 0 | 0 | 0 |  | 0 | 0 | 0 | 0 | 0 | 0 |  | 0 | 0 | 0 | 0 | 0 | 0
| [Please insert new asset category as required] |  | 0 | 0 | C1 | 0 | 0 | 0 | 0 | 0 | 0 | 0 | 0 | 0 | 0 | 0 | 0 | 0 | 0 | 0 | 0 | 0 | 0 | 0 | 0 | 0 | 0 | 0 | 0 | 0 | 0 | 0 | 0 | 0 | 0 | 0 | 0 | 0 | 0 | 0 | 0 |  |  | C1 | 0 | 0 | 0 | 0 | 0 | C1 | 0 | 0 | 0 | 0 | 0 | C1 | [5 empty] | C1 | [5 empty] | 0 | [6 empty] | 0 | [6 empty] | 0 | [6 empty] | 0 | [6 empty] | 0 | [6 empty] | 0
|  |  | 108 | 108 | C2 | 2 | 9 | 46 | 42 | 9 | 108 | 0 | 5 | 31 | 58 | 14 | 108 | 0 | 0 | 0 | 0 | 0 | 0 | 2 | 7 | 37 | 51 | 11 | 108 | 0 | 0 | 0 | 0 | 0 | 0 | 2 | 5 | 28 | 60 | 13 | 108 |  |  | C2 | 0 | 0 | 0 | 0 | 0 | C2 | 0 | 0 | 0 | 0 | 0 | C2 | [5 empty] | C2 | [5 empty] | 0 | [6 empty] | 0 | [6 empty] | 0 | [6 empty] | 0 | [6 empty] | 0 | [6 empty] | 0
|  |  | 0 | 0 | C3 | 0 | 0 | 0 | 0 | 0 | 0 | 0 | 0 | 0 | 0 | 0 | 0 | 0 | 0 | 0 | 0 | 0 | 0 | 0 | 0 | 0 | 0 | 0 | 0 | 0 | 0 | 0 | 0 | 0 | 0 | 0 | 0 | 0 | 0 | 0 | 0 |  |  | C3 | 0 | 0 | 0 | 0 | 0 | C3 | 0 | 0 | 0 | 0 | 0 | C3 | [5 empty] | C3 | [5 empty] | 0 | [6 empty] | 0 | [6 empty] | 0 | [6 empty] | 0 | [6 empty] | 0 | [6 empty] | 0
|  |  | 0 | 0 | C4 | 0 | 0 | 0 | 0 | 0 | 0 | 0 | 0 | 0 | 0 | 0 | 0 | 0 | 0 | 0 | 0 | 0 | 0 | 0 | 0 | 0 | 0 | 0 | 0 | 0 | 0 | 0 | 0 | 0 | 0 | 0 | 0 | 0 | 0 | 0 | 0 |  |  | C4 | 0 | 0 | 0 | 0 | 0 | C4 | 0 | 0 | 0 | 0 | 0 | C4 | [5 empty] | C4 | [5 empty] | 0 | [6 empty] | 0 | [6 empty] | 0 | [6 empty] | 0 | [6 empty] | 0 | [6 empty] | 0
|  |  | 108 | 108 |  | 2 | 9 | 46 | 42 | 9 |  | 0 | 5 | 31 | 58 | 14 |  | 0 | 0 | 0 | 0 | 0 |  | 2 | 7 | 37 | 51 | 11 |  | 0 | 0 | 0 | 0 | 0 |  | 2 | 5 | 28 | 60 | 13 | [22 empty] | 0 | 0 | 0 | 0 | 0 | 0 |  | 0 | 0 | 0 | 0 | 0 | 0 |  | 0 | 0 | 0 | 0 | 0 | 0 |  | 0 | 0 | 0 | 0 | 0 | 0 |  | 0 | 0 | 0 | 0 | 0 | 0 |  | 0 | 0 | 0 | 0 | 0 | 0
| [Please insert new asset category as required] |  | 0 | 0 | C1 | 0 | 0 | 0 | 0 | 0 | 0 | 0 | 0 | 0 | 0 | 0 | 0 | 0 | 0 | 0 | 0 | 0 | 0 | 0 | 0 | 0 | 0 | 0 | 0 | 0 | 0 | 0 | 0 | 0 | 0 | 0 | 0 | 0 | 0 | 0 | 0 |  |  | C1 | 0 | 0 | 0 | 0 | 0 | C1 | 0 | 0 | 0 | 0 | 0 | C1 | [5 empty] | C1 | [5 empty] | 0 | [6 empty] | 0 | [6 empty] | 0 | [6 empty] | 0 | [6 empty] | 0 | [6 empty] | 0
|  |  | 0 | 0 | C2 | 0 | 0 | 0 | 0 | 0 | 0 | 0 | 0 | 0 | 0 | 0 | 0 | 0 | 0 | 0 | 0 | 0 | 0 | 0 | 0 | 0 | 0 | 0 | 0 | 0 | 0 | 0 | 0 | 0 | 0 | 0 | 0 | 0 | 0 | 0 | 0 |  |  | C2 | 0 | 0 | 0 | 0 | 0 | C2 | 0 | 0 | 0 | 0 | 0 | C2 | [5 empty] | C2 | [5 empty] | 0 | [6 empty] | 0 | [6 empty] | 0 | [6 empty] | 0 | [6 empty] | 0 | [6 empty] | 0
|  |  | 0 | 0 | C3 | 0 | 0 | 0 | 0 | 0 | 0 | 0 | 0 | 0 | 0 | 0 | 0 | 0 | 0 | 0 | 0 | 0 | 0 | 0 | 0 | 0 | 0 | 0 | 0 | 0 | 0 | 0 | 0 | 0 | 0 | 0 | 0 | 0 | 0 | 0 | 0 |  |  | C3 | 0 | 0 | 0 | 0 | 0 | C3 | 0 | 0 | 0 | 0 | 0 | C3 | [5 empty] | C3 | [5 empty] | 0 | [6 empty] | 0 | [6 empty] | 0 | [6 empty] | 0 | [6 empty] | 0 | [6 empty] | 0
|  |  | 0 | 0 | C4 | 0 | 0 | 0 | 0 | 0 | 0 | 0 | 0 | 0 | 0 | 0 | 0 | 0 | 0 | 0 | 0 | 0 | 0 | 0 | 0 | 0 | 0 | 0 | 0 | 0 | 0 | 0 | 0 | 0 | 0 | 0 | 0 | 0 | 0 | 0 | 0 |  |  | C4 | 0 | 0 | 0 | 0 | 0 | C4 | 0 | 0 | 0 | 0 | 0 | C4 | [5 empty] | C4 | [5 empty] | 0 | [6 empty] | 0 | [6 empty] | 0 | [6 empty] | 0 | [6 empty] | 0 | [6 empty] | 0
|  |  | 0 | 0 |  | 0 | 0 | 0 | 0 | 0 |  | 0 | 0 | 0 | 0 | 0 |  | 0 | 0 | 0 | 0 | 0 |  | 0 | 0 | 0 | 0 | 0 |  | 0 | 0 | 0 | 0 | 0 |  | 0 | 0 | 0 | 0 | 0 | [22 empty] | 0 | 0 | 0 | 0 | 0 | 0 |  | 0 | 0 | 0 | 0 | 0 | 0 |  | 0 | 0 | 0 | 0 | 0 | 0 |  | 0 | 0 | 0 | 0 | 0 | 0 |  | 0 | 0 | 0 | 0 | 0 | 0 |  | 0 | 0 | 0 | 0 | 0 | 0
| [Please insert new asset category as required] |  | 0 | 0 | C1 | 0 | 0 | 0 | 0 | 0 | 0 | 0 | 0 | 0 | 0 | 0 | 0 | 0 | 0 | 0 | 0 | 0 | 0 | 0 | 0 | 0 | 0 | 0 | 0 | 0 | 0 | 0 | 0 | 0 | 0 | 0 | 0 | 0 | 0 | 0 | 0 |  |  | C1 | 0 | 0 | 0 | 0 | 0 | C1 | 0 | 0 | 0 | 0 | 0 | C1 | [5 empty] | C1 | [5 empty] | 0 | [6 empty] | 0 | [6 empty] | 0 | [6 empty] | 0 | [6 empty] | 0 | [6 empty] | 0
|  |  | 0 | 0 | C2 | 0 | 0 | 0 | 0 | 0 | 0 | 0 | 0 | 0 | 0 | 0 | 0 | 0 | 0 | 0 | 0 | 0 | 0 | 0 | 0 | 0 | 0 | 0 | 0 | 0 | 0 | 0 | 0 | 0 | 0 | 0 | 0 | 0 | 0 | 0 | 0 |  |  | C2 | 0 | 0 | 0 | 0 | 0 | C2 | 0 | 0 | 0 | 0 | 0 | C2 | [5 empty] | C2 | [5 empty] | 0 | [6 empty] | 0 | [6 empty] | 0 | [6 empty] | 0 | [6 empty] | 0 | [6 empty] | 0
|  |  | 0 | 0 | C3 | 0 | 0 | 0 | 0 | 0 | 0 | 0 | 0 | 0 | 0 | 0 | 0 | 0 | 0 | 0 | 0 | 0 | 0 | 0 | 0 | 0 | 0 | 0 | 0 | 0 | 0 | 0 | 0 | 0 | 0 | 0 | 0 | 0 | 0 | 0 | 0 |  |  | C3 | 0 | 0 | 0 | 0 | 0 | C3 | 0 | 0 | 0 | 0 | 0 | C3 | [5 empty] | C3 | [5 empty] | 0 | [6 empty] | 0 | [6 empty] | 0 | [6 empty] | 0 | [6 empty] | 0 | [6 empty] | 0
|  |  | 0 | 0 | C4 | 0 | 0 | 0 | 0 | 0 | 0 | 0 | 0 | 0 | 0 | 0 | 0 | 0 | 0 | 0 | 0 | 0 | 0 | 0 | 0 | 0 | 0 | 0 | 0 | 0 | 0 | 0 | 0 | 0 | 0 | 0 | 0 | 0 | 0 | 0 | 0 |  |  | C4 | 0 | 0 | 0 | 0 | 0 | C4 | 0 | 0 | 0 | 0 | 0 | C4 | [5 empty] | C4 | [5 empty] | 0 | [6 empty] | 0 | [6 empty] | 0 | [6 empty] | 0 | [6 empty] | 0 | [6 empty] | 0
|  |  | 0 | 0 |  | 0 | 0 | 0 | 0 | 0 |  | 0 | 0 | 0 | 0 | 0 |  | 0 | 0 | 0 | 0 | 0 |  | 0 | 0 | 0 | 0 | 0 |  | 0 | 0 | 0 | 0 | 0 |  | 0 | 0 | 0 | 0 | 0 | [22 empty] | 0 | 0 | 0 | 0 | 0 | 0 |  | 0 | 0 | 0 | 0 | 0 | 0 |  | 0 | 0 | 0 | 0 | 0 | 0 |  | 0 | 0 | 0 | 0 | 0 | 0 |  | 0 | 0 | 0 | 0 | 0 | 0 |  | 0 | 0 | 0 | 0 | 0 | 0
| [Please insert new asset category as required] |  | 0 | 0 | C1 | 0 | 0 | 0 | 0 | 0 | 0 | 0 | 0 | 0 | 0 | 0 | 0 | 0 | 0 | 0 | 0 | 0 | 0 | 0 | 0 | 0 | 0 | 0 | 0 | 0 | 0 | 0 | 0 | 0 | 0 | 0 | 0 | 0 | 0 | 0 | 0 |  |  | C1 | 0 | 0 | 0 | 0 | 0 | C1 | 0 | 0 | 0 | 0 | 0 | C1 | [5 empty] | C1 | [5 empty] | 0 | [6 empty] | 0 | [6 empty] | 0 | [6 empty] | 0 | [6 empty] | 0 | [6 empty] | 0
|  |  | 0 | 0 | C2 | 0 | 0 | 0 | 0 | 0 | 0 | 0 | 0 | 0 | 0 | 0 | 0 | 0 | 0 | 0 | 0 | 0 | 0 | 0 | 0 | 0 | 0 | 0 | 0 | 0 | 0 | 0 | 0 | 0 | 0 | 0 | 0 | 0 | 0 | 0 | 0 |  |  | C2 | 0 | 0 | 0 | 0 | 0 | C2 | 0 | 0 | 0 | 0 | 0 | C2 | [5 empty] | C2 | [5 empty] | 0 | [6 empty] | 0 | [6 empty] | 0 | [6 empty] | 0 | [6 empty] | 0 | [6 empty] | 0
|  |  | 0 | 0 | C3 | 0 | 0 | 0 | 0 | 0 | 0 | 0 | 0 | 0 | 0 | 0 | 0 | 0 | 0 | 0 | 0 | 0 | 0 | 0 | 0 | 0 | 0 | 0 | 0 | 0 | 0 | 0 | 0 | 0 | 0 | 0 | 0 | 0 | 0 | 0 | 0 |  |  | C3 | 0 | 0 | 0 | 0 | 0 | C3 | 0 | 0 | 0 | 0 | 0 | C3 | [5 empty] | C3 | [5 empty] | 0 | [6 empty] | 0 | [6 empty] | 0 | [6 empty] | 0 | [6 empty] | 0 | [6 empty] | 0
|  |  | 0 | 0 | C4 | 0 | 0 | 0 | 0 | 0 | 0 | 0 | 0 | 0 | 0 | 0 | 0 | 0 | 0 | 0 | 0 | 0 | 0 | 0 | 0 | 0 | 0 | 0 | 0 | 0 | 0 | 0 | 0 | 0 | 0 | 0 | 0 | 0 | 0 | 0 | 0 |  |  | C4 | 0 | 0 | 0 | 0 | 0 | C4 | 0 | 0 | 0 | 0 | 0 | C4 | [5 empty] | C4 | [5 empty] | 0 | [6 empty] | 0 | [6 empty] | 0 | [6 empty] | 0 | [6 empty] | 0 | [6 empty] | 0
|  |  | 0 | 0 |  | 0 | 0 | 0 | 0 | 0 |  | 0 | 0 | 0 | 0 | 0 |  | 0 | 0 | 0 | 0 | 0 |  | 0 | 0 | 0 | 0 | 0 |  | 0 | 0 | 0 | 0 | 0 |  | 0 | 0 | 0 | 0 | 0 | [22 empty] | 0 | 0 | 0 | 0 | 0 | 0 |  | 0 | 0 | 0 | 0 | 0 | 0 |  | 0 | 0 | 0 | 0 | 0 | 0 |  | 0 | 0 | 0 | 0 | 0 | 0 |  | 0 | 0 | 0 | 0 | 0 | 0 |  | 0 | 0 | 0 | 0 | 0 | 0
[63 empty] | 24136.9945 | 90629.0217 | 84264.4872 | 112042.8225 | 642041.2682 | 953114.594 |  | 36043.159 | 89372.7847 | 83584.2208 | 97235.9046 | 506730.8525 | 812966.9216 |  | 31598.4782 | 84410.3991 | 76684.8659 | 91593.6928 | 631420.7727 | 915708.2087 |  | 31598.4782 | 96845.1213 | 76684.8659 | 56737.9133 | 627986.9066 | 889853.2854 |  | 25827.3022 | 64907.0571 | 75077.9914 | 120860.6991 | 766412.6914 | 1053085.7413 |  | 25827.3022 | 92314.548 | 75077.9914 | 42376.4736 | 762160.608 | 997756.9232
| Other | [66 empty] | 0 | [6 empty] | 0 | [6 empty] | 0 | [6 empty] | 0 | [6 empty] | 0 | [6 empty] | 0
| Submarine Cables |  | 0 | 0 | C1 | 0 | 0 | 0 | 0 | 0 | 0 | 0 | 0 | 0 | 0 | 0 | 0 | 0 | 0 | 0 | 0 | 0 | 0 | 0 | 0 | 0 | 0 | 0 | 0 | 0 | 0 | 0 | 0 | 0 | 0 | 0 | 0 | 0 | 0 | 0 | 0 |  |  | C1 | 0 | 0 | 0 | 0 | 0 | C1 | 0 | 0 | 0 | 0 | 0 | C1 | [5 empty] | C1 | [5 empty] | 0 | [6 empty] | 0 | [6 empty] | 0 | [6 empty] | 0 | [6 empty] | 0 | [6 empty] | 0
|  |  | 0 | 0 | C2 | 0 | 0 | 0 | 0 | 0 | 0 | 0 | 0 | 0 | 0 | 0 | 0 | 0 | 0 | 0 | 0 | 0 | 0 | 0 | 0 | 0 | 0 | 0 | 0 | 0 | 0 | 0 | 0 | 0 | 0 | 0 | 0 | 0 | 0 | 0 | 0 |  |  | C2 | 0 | 0 | 0 | 0 | 0 | C2 | 0 | 0 | 0 | 0 | 0 | C2 | [5 empty] | C2 | [5 empty] | 0 | [6 empty] | 0 | [6 empty] | 0 | [6 empty] | 0 | [6 empty] | 0 | [6 empty] | 0
|  |  | 0 | 0 | C3 | 0 | 0 | 0 | 0 | 0 | 0 | 0 | 0 | 0 | 0 | 0 | 0 | 0 | 0 | 0 | 0 | 0 | 0 | 0 | 0 | 0 | 0 | 0 | 0 | 0 | 0 | 0 | 0 | 0 | 0 | 0 | 0 | 0 | 0 | 0 | 0 |  |  | C3 | 0 | 0 | 0 | 0 | 0 | C3 | 0 | 0 | 0 | 0 | 0 | C3 | [5 empty] | C3 | [5 empty] | 0 | [6 empty] | 0 | [6 empty] | 0 | [6 empty] | 0 | [6 empty] | 0 | [6 empty] | 0
|  |  | 0 | 0 | C4 | 0 | 0 | 0 | 0 | 0 | 0 | 0 | 0 | 0 | 0 | 0 | 0 | 0 | 0 | 0 | 0 | 0 | 0 | 0 | 0 | 0 | 0 | 0 | 0 | 0 | 0 | 0 | 0 | 0 | 0 | 0 | 0 | 0 | 0 | 0 | 0 |  |  | C4 | 0 | 0 | 0 | 0 | 0 | C4 | 0 | 0 | 0 | 0 | 0 | C4 | [5 empty] | C4 | [5 empty] | 0 | [6 empty] | 0 | [6 empty] | 0 | [6 empty] | 0 | [6 empty] | 0 | [6 empty] | 0
|  |  | 0 | 0 |  | 0 | 0 | 0 | 0 | 0 |  | 0 | 0 | 0 | 0 | 0 |  | 0 | 0 | 0 | 0 | 0 |  | 0 | 0 | 0 | 0 | 0 |  | 0 | 0 | 0 | 0 | 0 |  | 0 | 0 | 0 | 0 | 0 | [22 empty] | 0 | 0 | 0 | 0 | 0 | 0 |  | 0 | 0 | 0 | 0 | 0 | 0 |  | 0 | 0 | 0 | 0 | 0 | 0 |  | 0 | 0 | 0 | 0 | 0 | 0 |  | 0 | 0 | 0 | 0 | 0 | 0 |  | 0 | 0 | 0 | 0 | 0 | 0
| [Please insert new asset category as required] |  | 0 | 0 | C1 | 0 | 0 | 0 | 0 | 0 | 0 | 0 | 0 | 0 | 0 | 0 | 0 | 0 | 0 | 0 | 0 | 0 | 0 | 0 | 0 | 0 | 0 | 0 | 0 | 0 | 0 | 0 | 0 | 0 | 0 | 0 | 0 | 0 | 0 | 0 | 0 |  |  | C1 | 0 | 0 | 0 | 0 | 0 | C1 | 0 | 0 | 0 | 0 | 0 | C1 | [5 empty] | C1 | [5 empty] | 0 | [6 empty] | 0 | [6 empty] | 0 | [6 empty] | 0 | [6 empty] | 0 | [6 empty] | 0
|  |  | 0 | 0 | C2 | 0 | 0 | 0 | 0 | 0 | 0 | 0 | 0 | 0 | 0 | 0 | 0 | 0 | 0 | 0 | 0 | 0 | 0 | 0 | 0 | 0 | 0 | 0 | 0 | 0 | 0 | 0 | 0 | 0 | 0 | 0 | 0 | 0 | 0 | 0 | 0 |  |  | C2 | 0 | 0 | 0 | 0 | 0 | C2 | 0 | 0 | 0 | 0 | 0 | C2 | [5 empty] | C2 | [5 empty] | 0 | [6 empty] | 0 | [6 empty] | 0 | [6 empty] | 0 | [6 empty] | 0 | [6 empty] | 0
|  |  | 0 | 0 | C3 | 0 | 0 | 0 | 0 | 0 | 0 | 0 | 0 | 0 | 0 | 0 | 0 | 0 | 0 | 0 | 0 | 0 | 0 | 0 | 0 | 0 | 0 | 0 | 0 | 0 | 0 | 0 | 0 | 0 | 0 | 0 | 0 | 0 | 0 | 0 | 0 |  |  | C3 | 0 | 0 | 0 | 0 | 0 | C3 | 0 | 0 | 0 | 0 | 0 | C3 | [5 empty] | C3 | [5 empty] | 0 | [6 empty] | 0 | [6 empty] | 0 | [6 empty] | 0 | [6 empty] | 0 | [6 empty] | 0
|  |  | 0 | 0 | C4 | 0 | 0 | 0 | 0 | 0 | 0 | 0 | 0 | 0 | 0 | 0 | 0 | 0 | 0 | 0 | 0 | 0 | 0 | 0 | 0 | 0 | 0 | 0 | 0 | 0 | 0 | 0 | 0 | 0 | 0 | 0 | 0 | 0 | 0 | 0 | 0 |  |  | C4 | 0 | 0 | 0 | 0 | 0 | C4 | 0 | 0 | 0 | 0 | 0 | C4 | [5 empty] | C4 | [5 empty] | 0 | [6 empty] | 0 | [6 empty] | 0 | [6 empty] | 0 | [6 empty] | 0 | [6 empty] | 0
|  |  | 0 | 0 |  | 0 | 0 | 0 | 0 | 0 |  | 0 | 0 | 0 | 0 | 0 |  | 0 | 0 | 0 | 0 | 0 |  | 0 | 0 | 0 | 0 | 0 |  | 0 | 0 | 0 | 0 | 0 |  | 0 | 0 | 0 | 0 | 0 | [22 empty] | 0 | 0 | 0 | 0 | 0 | 0 |  | 0 | 0 | 0 | 0 | 0 | 0 |  | 0 | 0 | 0 | 0 | 0 | 0 |  | 0 | 0 | 0 | 0 | 0 | 0 |  | 0 | 0 | 0 | 0 | 0 | 0 |  | 0 | 0 | 0 | 0 | 0 | 0
| [Please insert new asset category as required] |  | 0 | 0 | C1 | 0 | 0 | 0 | 0 | 0 | 0 | 0 | 0 | 0 | 0 | 0 | 0 | 0 | 0 | 0 | 0 | 0 | 0 | 0 | 0 | 0 | 0 | 0 | 0 | 0 | 0 | 0 | 0 | 0 | 0 | 0 | 0 | 0 | 0 | 0 | 0 |  |  | C1 | 0 | 0 | 0 | 0 | 0 | C1 | 0 | 0 | 0 | 0 | 0 | C1 | [5 empty] | C1 | [5 empty] | 0 | [6 empty] | 0 | [6 empty] | 0 | [6 empty] | 0 | [6 empty] | 0 | [6 empty] | 0
|  |  | 0 | 0 | C2 | 0 | 0 | 0 | 0 | 0 | 0 | 0 | 0 | 0 | 0 | 0 | 0 | 0 | 0 | 0 | 0 | 0 | 0 | 0 | 0 | 0 | 0 | 0 | 0 | 0 | 0 | 0 | 0 | 0 | 0 | 0 | 0 | 0 | 0 | 0 | 0 |  |  | C2 | 0 | 0 | 0 | 0 | 0 | C2 | 0 | 0 | 0 | 0 | 0 | C2 | [5 empty] | C2 | [5 empty] | 0 | [6 empty] | 0 | [6 empty] | 0 | [6 empty] | 0 | [6 empty] | 0 | [6 empty] | 0
|  |  | 0 | 0 | C3 | 0 | 0 | 0 | 0 | 0 | 0 | 0 | 0 | 0 | 0 | 0 | 0 | 0 | 0 | 0 | 0 | 0 | 0 | 0 | 0 | 0 | 0 | 0 | 0 | 0 | 0 | 0 | 0 | 0 | 0 | 0 | 0 | 0 | 0 | 0 | 0 |  |  | C3 | 0 | 0 | 0 | 0 | 0 | C3 | 0 | 0 | 0 | 0 | 0 | C3 | [5 empty] | C3 | [5 empty] | 0 | [6 empty] | 0 | [6 empty] | 0 | [6 empty] | 0 | [6 empty] | 0 | [6 empty] | 0
|  |  | 0 | 0 | C4 | 0 | 0 | 0 | 0 | 0 | 0 | 0 | 0 | 0 | 0 | 0 | 0 | 0 | 0 | 0 | 0 | 0 | 0 | 0 | 0 | 0 | 0 | 0 | 0 | 0 | 0 | 0 | 0 | 0 | 0 | 0 | 0 | 0 | 0 | 0 | 0 |  |  | C4 | 0 | 0 | 0 | 0 | 0 | C4 | 0 | 0 | 0 | 0 | 0 | C4 | [5 empty] | C4 | [5 empty] | 0 | [6 empty] | 0 | [6 empty] | 0 | [6 empty] | 0 | [6 empty] | 0 | [6 empty] | 0
|  |  | 0 | 0 |  | 0 | 0 | 0 | 0 | 0 |  | 0 | 0 | 0 | 0 | 0 |  | 0 | 0 | 0 | 0 | 0 |  | 0 | 0 | 0 | 0 | 0 |  | 0 | 0 | 0 | 0 | 0 |  | 0 | 0 | 0 | 0 | 0 | [22 empty] | 0 | 0 | 0 | 0 | 0 | 0 |  | 0 | 0 | 0 | 0 | 0 | 0 |  | 0 | 0 | 0 | 0 | 0 | 0 |  | 0 | 0 | 0 | 0 | 0 | 0 |  | 0 | 0 | 0 | 0 | 0 | 0 |  | 0 | 0 | 0 | 0 | 0 | 0
| [Please insert new asset category as required] |  | 0 | 0 | C1 | 0 | 0 | 0 | 0 | 0 | 0 | 0 | 0 | 0 | 0 | 0 | 0 | 0 | 0 | 0 | 0 | 0 | 0 | 0 | 0 | 0 | 0 | 0 | 0 | 0 | 0 | 0 | 0 | 0 | 0 | 0 | 0 | 0 | 0 | 0 | 0 |  |  | C1 | 0 | 0 | 0 | 0 | 0 | C1 | 0 | 0 | 0 | 0 | 0 | C1 | [5 empty] | C1 | [5 empty] | 0 | [6 empty] | 0 | [6 empty] | 0 | [6 empty] | 0 | [6 empty] | 0 | [6 empty] | 0
|  |  | 0 | 0 | C2 | 0 | 0 | 0 | 0 | 0 | 0 | 0 | 0 | 0 | 0 | 0 | 0 | 0 | 0 | 0 | 0 | 0 | 0 | 0 | 0 | 0 | 0 | 0 | 0 | 0 | 0 | 0 | 0 | 0 | 0 | 0 | 0 | 0 | 0 | 0 | 0 |  |  | C2 | 0 | 0 | 0 | 0 | 0 | C2 | 0 | 0 | 0 | 0 | 0 | C2 | [5 empty] | C2 | [5 empty] | 0 | [6 empty] | 0 | [6 empty] | 0 | [6 empty] | 0 | [6 empty] | 0 | [6 empty] | 0
|  |  | 0 | 0 | C3 | 0 | 0 | 0 | 0 | 0 | 0 | 0 | 0 | 0 | 0 | 0 | 0 | 0 | 0 | 0 | 0 | 0 | 0 | 0 | 0 | 0 | 0 | 0 | 0 | 0 | 0 | 0 | 0 | 0 | 0 | 0 | 0 | 0 | 0 | 0 | 0 |  |  | C3 | 0 | 0 | 0 | 0 | 0 | C3 | 0 | 0 | 0 | 0 | 0 | C3 | [5 empty] | C3 | [5 empty] | 0 | [6 empty] | 0 | [6 empty] | 0 | [6 empty] | 0 | [6 empty] | 0 | [6 empty] | 0
|  |  | 0 | 0 | C4 | 0 | 0 | 0 | 0 | 0 | 0 | 0 | 0 | 0 | 0 | 0 | 0 | 0 | 0 | 0 | 0 | 0 | 0 | 0 | 0 | 0 | 0 | 0 | 0 | 0 | 0 | 0 | 0 | 0 | 0 | 0 | 0 | 0 | 0 | 0 | 0 |  |  | C4 | 0 | 0 | 0 | 0 | 0 | C4 | 0 | 0 | 0 | 0 | 0 | C4 | [5 empty] | C4 | [5 empty] | 0 | [6 empty] | 0 | [6 empty] | 0 | [6 empty] | 0 | [6 empty] | 0 | [6 empty] | 0
|  |  | 0 | 0 |  | 0 | 0 | 0 | 0 | 0 |  | 0 | 0 | 0 | 0 | 0 |  | 0 | 0 | 0 | 0 | 0 |  | 0 | 0 | 0 | 0 | 0 |  | 0 | 0 | 0 | 0 | 0 |  | 0 | 0 | 0 | 0 | 0 | [22 empty] | 0 | 0 | 0 | 0 | 0 | 0 |  | 0 | 0 | 0 | 0 | 0 | 0 |  | 0 | 0 | 0 | 0 | 0 | 0 |  | 0 | 0 | 0 | 0 | 0 | 0 |  | 0 | 0 | 0 | 0 | 0 | 0 |  | 0 | 0 | 0 | 0 | 0 | 0
| [Please insert new asset category as required] |  | 0 | 0 | C1 | 0 | 0 | 0 | 0 | 0 | 0 | 0 | 0 | 0 | 0 | 0 | 0 | 0 | 0 | 0 | 0 | 0 | 0 | 0 | 0 | 0 | 0 | 0 | 0 | 0 | 0 | 0 | 0 | 0 | 0 | 0 | 0 | 0 | 0 | 0 | 0 |  |  | C1 | 0 | 0 | 0 | 0 | 0 | C1 | 0 | 0 | 0 | 0 | 0 | C1 | [5 empty] | C1 | [5 empty] | 0 | [6 empty] | 0 | [6 empty] | 0 | [6 empty] | 0 | [6 empty] | 0 | [6 empty] | 0
|  |  | 0 | 0 | C2 | 0 | 0 | 0 | 0 | 0 | 0 | 0 | 0 | 0 | 0 | 0 | 0 | 0 | 0 | 0 | 0 | 0 | 0 | 0 | 0 | 0 | 0 | 0 | 0 | 0 | 0 | 0 | 0 | 0 | 0 | 0 | 0 | 0 | 0 | 0 | 0 |  |  | C2 | 0 | 0 | 0 | 0 | 0 | C2 | 0 | 0 | 0 | 0 | 0 | C2 | [5 empty] | C2 | [5 empty] | 0 | [6 empty] | 0 | [6 empty] | 0 | [6 empty] | 0 | [6 empty] | 0 | [6 empty] | 0
|  |  | 0 | 0 | C3 | 0 | 0 | 0 | 0 | 0 | 0 | 0 | 0 | 0 | 0 | 0 | 0 | 0 | 0 | 0 | 0 | 0 | 0 | 0 | 0 | 0 | 0 | 0 | 0 | 0 | 0 | 0 | 0 | 0 | 0 | 0 | 0 | 0 | 0 | 0 | 0 |  |  | C3 | 0 | 0 | 0 | 0 | 0 | C3 | 0 | 0 | 0 | 0 | 0 | C3 | [5 empty] | C3 | [5 empty] | 0 | [6 empty] | 0 | [6 empty] | 0 | [6 empty] | 0 | [6 empty] | 0 | [6 empty] | 0
|  |  | 0 | 0 | C4 | 0 | 0 | 0 | 0 | 0 | 0 | 0 | 0 | 0 | 0 | 0 | 0 | 0 | 0 | 0 | 0 | 0 | 0 | 0 | 0 | 0 | 0 | 0 | 0 | 0 | 0 | 0 | 0 | 0 | 0 | 0 | 0 | 0 | 0 | 0 | 0 |  |  | C4 | 0 | 0 | 0 | 0 | 0 | C4 | 0 | 0 | 0 | 0 | 0 | C4 | [5 empty] | C4 | [5 empty] | 0 | [6 empty] | 0 | [6 empty] | 0 | [6 empty] | 0 | [6 empty] | 0 | [6 empty] | 0
|  |  | 0 | 0 |  | 0 | 0 | 0 | 0 | 0 |  | 0 | 0 | 0 | 0 | 0 |  | 0 | 0 | 0 | 0 | 0 |  | 0 | 0 | 0 | 0 | 0 |  | 0 | 0 | 0 | 0 | 0 |  | 0 | 0 | 0 | 0 | 0 | [22 empty] | 0 | 0 | 0 | 0 | 0 | 0 |  | 0 | 0 | 0 | 0 | 0 | 0 |  | 0 | 0 | 0 | 0 | 0 | 0 |  | 0 | 0 | 0 | 0 | 0 | 0 |  | 0 | 0 | 0 | 0 | 0 | 0 |  | 0 | 0 | 0 | 0 | 0 | 0
| [Please insert new asset category as required] |  | 0 | 0 | C1 | 0 | 0 | 0 | 0 | 0 | 0 | 0 | 0 | 0 | 0 | 0 | 0 | 0 | 0 | 0 | 0 | 0 | 0 | 0 | 0 | 0 | 0 | 0 | 0 | 0 | 0 | 0 | 0 | 0 | 0 | 0 | 0 | 0 | 0 | 0 | 0 |  |  | C1 | 0 | 0 | 0 | 0 | 0 | C1 | 0 | 0 | 0 | 0 | 0 | C1 | [5 empty] | C1 | [5 empty] | 0 | [6 empty] | 0 | [6 empty] | 0 | [6 empty] | 0 | [6 empty] | 0 | [6 empty] | 0
|  |  | 0 | 0 | C2 | 0 | 0 | 0 | 0 | 0 | 0 | 0 | 0 | 0 | 0 | 0 | 0 | 0 | 0 | 0 | 0 | 0 | 0 | 0 | 0 | 0 | 0 | 0 | 0 | 0 | 0 | 0 | 0 | 0 | 0 | 0 | 0 | 0 | 0 | 0 | 0 |  |  | C2 | 0 | 0 | 0 | 0 | 0 | C2 | 0 | 0 | 0 | 0 | 0 | C2 | [5 empty] | C2 | [5 empty] | 0 | [6 empty] | 0 | [6 empty] | 0 | [6 empty] | 0 | [6 empty] | 0 | [6 empty] | 0
|  |  | 0 | 0 | C3 | 0 | 0 | 0 | 0 | 0 | 0 | 0 | 0 | 0 | 0 | 0 | 0 | 0 | 0 | 0 | 0 | 0 | 0 | 0 | 0 | 0 | 0 | 0 | 0 | 0 | 0 | 0 | 0 | 0 | 0 | 0 | 0 | 0 | 0 | 0 | 0 |  |  | C3 | 0 | 0 | 0 | 0 | 0 | C3 | 0 | 0 | 0 | 0 | 0 | C3 | [5 empty] | C3 | [5 empty] | 0 | [6 empty] | 0 | [6 empty] | 0 | [6 empty] | 0 | [6 empty] | 0 | [6 empty] | 0
|  |  | 0 | 0 | C4 | 0 | 0 | 0 | 0 | 0 | 0 | 0 | 0 | 0 | 0 | 0 | 0 | 0 | 0 | 0 | 0 | 0 | 0 | 0 | 0 | 0 | 0 | 0 | 0 | 0 | 0 | 0 | 0 | 0 | 0 | 0 | 0 | 0 | 0 | 0 | 0 |  |  | C4 | 0 | 0 | 0 | 0 | 0 | C4 | 0 | 0 | 0 | 0 | 0 | C4 | [5 empty] | C4 | [5 empty] | 0 | [6 empty] | 0 | [6 empty] | 0 | [6 empty] | 0 | [6 empty] | 0 | [6 empty] | 0
|  |  | 0 | 0 |  | 0 | 0 | 0 | 0 | 0 |  | 0 | 0 | 0 | 0 | 0 |  | 0 | 0 | 0 | 0 | 0 |  | 0 | 0 | 0 | 0 | 0 |  | 0 | 0 | 0 | 0 | 0 |  | 0 | 0 | 0 | 0 | 0 | [22 empty] | 0 | 0 | 0 | 0 | 0 | 0 |  | 0 | 0 | 0 | 0 | 0 | 0 |  | 0 | 0 | 0 | 0 | 0 | 0 |  | 0 | 0 | 0 | 0 | 0 | 0 |  | 0 | 0 | 0 | 0 | 0 | 0 |  | 0 | 0 | 0 | 0 | 0 | 0
[63 empty] | 0 | 0 | 0 | 0 | 0 | 0 |  | 0 | 0 | 0 | 0 | 0 | 0 |  | 0 | 0 | 0 | 0 | 0 | 0 |  | 0 | 0 | 0 | 0 | 0 | 0 |  | 0 | 0 | 0 | 0 | 0 | 0 |  | 0 | 0 | 0 | 0 | 0 | 0
| TOTAL |  | 354128.1508 | 354128.1508 |  | 72451.3022 | 71951.5776 | 90155.1824 | 41509.8945 | 78060.1941 |  | 53300.2253 | 73138.8176 | 90419.2406 | 44698.7545 | 92609.2528 |  | 0 | 415 | 143 | -263 | -295 |  | 68762.7186 | 63451.5668 | 83027.3243 | 46876.6726 | 92010.1412 |  | 0 | 816 | 286 | -633 | -469 |  | 61864.3751 | 50676.7903 | 69942.5421 | 48073.2687 | 123570.4473 |  |  |  |  | 0 | 0 | 0 | 0 | 0 |  | 0 | 0 | 0 | 0 | 0 | [7 empty] | 492356.0304 | 1587490.0269 | 2339626.2433 | 2537482.7895 | 10252602.555 | 17209557.6451 |  | 660900.0676 | 1566262.4043 | 2333632.2168 | 2393800.4491 | 8536047.6173 | 15490642.7551 |  | 627533.706 | 1382470.2477 | 2190134.857 | 2567512.5339 | 10284422.176 | 17052073.5206 |  | 627533.706 | 1420449.8702 | 2195205.9673 | 2446959.882 | 10280988.3098 | 16971137.7353 |  | 559283.68 | 1103634.9497 | 1934452.5262 | 2545975.557 | 13885663.5431 | 20029010.2559 |  | 559283.68 | 1180606.9135 | 1944313.3518 | 2301170.0831 | 13881411.4596 | 19866785.488
Health Index Definitions
|  |  | HI1 | New or as new | [57 empty] | LV Network | 164597.3805 | 286070.8004 | 399890.5566 | 549895.4354 | 6203006.5511 | 7603460.7238 | LV Network | 230786.5817 | 283282.5566 | 397207.3292 | 539787.1176 | 5426229.5305 | 6877293.1157 | LV Network | 221965.815 | 258029.56 | 402772.0171 | 498341.0482 | 5744680.8716 | 7125789.3119 | LV Network | 221965.815 | 258029.56 | 402772.0171 | 498341.0482 | 5744680.8716 | 7125789.3119 | LV Network | 207246.6967 | 215854.8658 | 409231.1141 | 430055.822 | 6286311.6755 | 7548700.1741 | LV Network | 207246.6967 | 215854.8658 | 409231.1141 | 430055.822 | 6286311.6755 | 7548700.1741
|  |  | HI2 | Good or seviceable condition | [57 empty] | HV Network | 219728.9081 | 733831.0825 | 1405808.5784 | 1242927.841 | 2512312.2981 | 6114608.7081 | HV Network | 293469.8753 | 718189.3616 | 1405029.8205 | 1131327.113 | 1909308.1392 | 5457324.3097 | HV Network | 278490.7696 | 633855.0712 | 1239594.4411 | 1417445.3839 | 2709558.1348 | 6278943.8006 | HV Network | 278490.7696 | 635576.686 | 1244665.5514 | 1401816.9978 | 2709558.1348 | 6270108.1396 | HV Network | 245674.4017 | 512245.5646 | 953196.6572 | 1543049.0636 | 4776898.5677 | 8031064.2548 | HV Network | 245674.4017 | 515617.4702 | 963057.4828 | 1512588.3074 | 4776898.5677 | 8013836.2299
|  |  | HI3 | Deterioration requires assessment and monitoring | [57 empty] | EHV Network | 83892.7474 | 476959.1223 | 449662.6212 | 632616.6906 | 895242.4376 | 2538373.6191 | EHV Network | 100600.4516 | 475417.7013 | 447810.8463 | 625450.3139 | 693779.095 | 2343058.4082 | EHV Network | 95478.6432 | 406175.2175 | 471083.5328 | 560132.409 | 1198762.3969 | 2731632.1994 | EHV Network | 95478.6432 | 429998.5028 | 471083.5328 | 490063.9227 | 1198762.3969 | 2685386.9984 | EHV Network | 80535.2794 | 310627.4622 | 496946.7634 | 452009.9722 | 2056040.6084 | 3396160.0857 | EHV Network | 80535.2794 | 356820.0295 | 496946.7634 | 316149.4801 | 2056040.6084 | 3306492.1609
|  |  | HI4 | Material deterioration, intervention requires consideration | [57 empty] | 132kV Network | 24136.9945 | 90629.0217 | 84264.4872 | 112042.8225 | 642041.2682 | 953114.594 | 132kV Network | 36043.159 | 89372.7847 | 83584.2208 | 97235.9046 | 506730.8525 | 812966.9216 | 132kV Network | 31598.4782 | 84410.3991 | 76684.8659 | 91593.6928 | 631420.7727 | 915708.2087 | 132kV Network | 31598.4782 | 96845.1213 | 76684.8659 | 56737.9133 | 627986.9066 | 889853.2854 | 132kV Network | 25827.3022 | 64907.0571 | 75077.9914 | 120860.6991 | 766412.6914 | 1053085.7413 | 132kV Network | 25827.3022 | 92314.548 | 75077.9914 | 42376.4736 | 762160.608 | 997756.9232
|  |  | HI5 | End of serviceable life, intervention required | [57 empty] | Other | 0 | 0 | 0 | 0 | 0 | 0 | Other | 0 | 0 | 0 | 0 | 0 | 0 | Other | 0 | 0 | 0 | 0 | 0 | 0 | Other | 0 | 0 | 0 | 0 | 0 | 0 | Other | 0 | 0 | 0 | 0 | 0 | 0 | Other | 0 | 0 | 0 | 0 | 0 | 0
[62 empty] | Total | 492356.0304 | 1587490.0269 | 2339626.2433 | 2537482.7895 | 10252602.555 | 17209557.6451 | Total | 660900.0676 | 1566262.4043 | 2333632.2168 | 2393800.4491 | 8536047.6173 | 15490642.7551 | Total | 627533.706 | 1382470.2477 | 2190134.857 | 2567512.5339 | 10284422.176 | 17052073.5206 | Total | 627533.706 | 1420449.8702 | 2195205.9673 | 2446959.882 | 10280988.3098 | 16971137.7353 | Total | 559283.68 | 1103634.9497 | 1934452.5262 | 2545975.557 | 13885663.5431 | 20029010.2559 | Total | 559283.68 | 1180606.9135 | 1944313.3518 | 2301170.0831 | 13881411.4596 | 19866785.488
Criticality Index Definitions
|  |  | C1 | Low criticality
|  |  | C2 | Average criticality
|  |  | C3 | High criticality
|  |  | C4 | Very high criticality

## SPMW - HVP
HI7: Secondary deliverables RIIO-ED1 - HVP | [50 empty] | Criticality weightings C1 to C4 | Criticality Rating Boundaries
SPMW | [49 empty] | C1 | 0.7 | Below 75% of average
[50 empty] | C2 | 1 | 75%-125%
[50 empty] | C3 | 1.5 | 125%-200%
[50 empty] | C4 | 2.5 | Over 200% of average
Price base (2012/13)
| ASSET CATEGORIES |  | ASSET REGISTER |  |  | End of DPCR5 (31 March 2015) with investment | [5 empty] | End of DPCR5 (31 March 2015) without investment | [5 empty] | Mid-Period Review (31 March 2019) planned investment | [5 empty] | Mid-Period Review (31 March 2019) without investment | [5 empty] | End of RIIO-ED1 (31 March 2023) planned investment | [5 empty] | End of RIIO-ED1 (31 March 2023) without investment | [8 empty] | Probability of failure | [5 empty] | Criticality/consequence of failure | [5 empty] | Probability of failure x Consequence of failure
Is it your current intention to have a health index for this asset category in the RIIO-ED1 control period.
|  |  | as at 31st March 2015 | as at 31st March 2023 |  | HI 1 | HI 2 | HI 3 | HI 4 | HI 5 |  | HI 1 | HI 2 | HI 3 | HI 4 | HI 5 |  | HI 1 | HI 2 | HI 3 | HI 4 | HI 5 |  | HI 1 | HI 2 | HI 3 | HI 4 | HI 5 |  | HI 1 | HI 2 | HI 3 | HI 4 | HI 5 |  | HI 1 | HI 2 | HI 3 | HI 4 | HI 5 |  |  |  |  | HI 1 | HI 2 | HI 3 | HI 4 | HI 5 |  | HI 1 | HI 2 | HI 3 | HI 4 | HI 5 |  | HI 1 | HI 2 | HI 3 | HI 4 | HI 5 |  | End of DPCR5 (without investment) | [6 empty] | Position at Beginning of RIIO-ED1 | [6 empty] | Mid Period (Without Investment) | [6 empty] | Mid Period (With Investment) | [6 empty] | End of RIIO-ED1 (Without Investment) | [6 empty] | End of RIIO-ED1 (With Investment)
| LV Network | [61 empty] | 1 | 2 | 3 | 4 | 5 | Total |  | 1 | 2 | 3 | 4 | 5 | Total |  | 1 | 2 | 3 | 4 | 5 | Total |  | 1 | 2 | 3 | 4 | 5 | Total |  | 1 | 2 | 3 | 4 | 5 | Total |  | 1 | 2 | 3 | 4 | 5 | Total
| LV Switchgear and Other |  | 0 | 0 | C1 | 0 | 0 | 0 | 0 | 0 | 0 | 0 | 0 | 0 | 0 | 0 | 0 | 0 | 0 | 0 | 0 | 0 | 0 | 0 | 0 | 0 | 0 | 0 | 0 | 0 | 0 | 0 | 0 | 0 | 0 | 0 | 0 | 0 | 0 | 0 | 0 | Yes |  | C1 | 0.0001663 | 0.00035233 | 0.0004974 | 0.0010363 | 0.0020725 | C1 | 0 | 0 | 0 | 0 | 0 | C1 | [5 empty] | C1 | [5 empty] | 0 | [6 empty] | 0 | [6 empty] | 0 | [6 empty] | 0 | [6 empty] | 0 | [6 empty] | 0
|  |  | 0 | 0 | C2 | 0 | 0 | 0 | 0 | 0 | 0 | 0 | 0 | 0 | 0 | 0 | 0 | 0 | 0 | 0 | 0 | 0 | 0 | 0 | 0 | 0 | 0 | 0 | 0 | 0 | 0 | 0 | 0 | 0 | 0 | 0 | 0 | 0 | 0 | 0 | 0 | No |  | C2 | 0.0001663 | 0.00035233 | 0.0004974 | 0.0010363 | 0.0020725 | C2 | 0 | 0 | 0 | 0 | 0 | C2 | [5 empty] | C2 | [5 empty] | 0 | [6 empty] | 0 | [6 empty] | 0 | [6 empty] | 0 | [6 empty] | 0 | [6 empty] | 0
|  |  | 0 | 0 | C3 | 0 | 0 | 0 | 0 | 0 | 0 | 0 | 0 | 0 | 0 | 0 | 0 | 0 | 0 | 0 | 0 | 0 | 0 | 0 | 0 | 0 | 0 | 0 | 0 | 0 | 0 | 0 | 0 | 0 | 0 | 0 | 0 | 0 | 0 | 0 | 0 |  |  | C3 | 0.0001663 | 0.00035233 | 0.0004974 | 0.0010363 | 0.0020725 | C3 | 0 | 0 | 0 | 0 | 0 | C3 | [5 empty] | C3 | [5 empty] | 0 | [6 empty] | 0 | [6 empty] | 0 | [6 empty] | 0 | [6 empty] | 0 | [6 empty] | 0
|  |  | 0 | 0 | C4 | 0 | 0 | 0 | 0 | 0 | 0 | 0 | 0 | 0 | 0 | 0 | 0 | 0 | 0 | 0 | 0 | 0 | 0 | 0 | 0 | 0 | 0 | 0 | 0 | 0 | 0 | 0 | 0 | 0 | 0 | 0 | 0 | 0 | 0 | 0 | 0 |  |  | C4 | 0.0001663 | 0.00035233 | 0.0004974 | 0.0010363 | 0.0020725 | C4 | 0 | 0 | 0 | 0 | 0 | C4 | [5 empty] | C4 | [5 empty] | 0 | [6 empty] | 0 | [6 empty] | 0 | [6 empty] | 0 | [6 empty] | 0 | [6 empty] | 0
|  |  | 0 | 0 |  | 0 | 0 | 0 | 0 | 0 |  | 0 | 0 | 0 | 0 | 0 |  | 0 | 0 | 0 | 0 | 0 |  | 0 | 0 | 0 | 0 | 0 |  | 0 | 0 | 0 | 0 | 0 |  | 0 | 0 | 0 | 0 | 0 | [22 empty] | 0 | 0 | 0 | 0 | 0 | 0 |  | 0 | 0 | 0 | 0 | 0 | 0 |  | 0 | 0 | 0 | 0 | 0 | 0 |  | 0 | 0 | 0 | 0 | 0 | 0 |  | 0 | 0 | 0 | 0 | 0 | 0 |  | 0 | 0 | 0 | 0 | 0 | 0
| LV UGB |  | 0 | 0 | C1 | 0 | 0 | 0 | 0 | 0 | 0 | 0 | 0 | 0 | 0 | 0 | 0 | 0 | 0 | 0 | 0 | 0 | 0 | 0 | 0 | 0 | 0 | 0 | 0 | 0 | 0 | 0 | 0 | 0 | 0 | 0 | 0 | 0 | 0 | 0 | 0 |  |  | C1 | 0.0010805 | 0.002295 | 0.00324 | 0.00675 | 0.0135 | C1 | 0 | 0 | 0 | 0 | 0 | C1 | [5 empty] | C1 | [5 empty] | 0 | [6 empty] | 0 | [6 empty] | 0 | [6 empty] | 0 | [6 empty] | 0 | [6 empty] | 0
|  |  | 0 | 0 | C2 | 0 | 0 | 0 | 0 | 0 | 0 | 0 | 0 | 0 | 0 | 0 | 0 | 0 | 0 | 0 | 0 | 0 | 0 | 0 | 0 | 0 | 0 | 0 | 0 | 0 | 0 | 0 | 0 | 0 | 0 | 0 | 0 | 0 | 0 | 0 | 0 |  |  | C2 | 0.0010805 | 0.002295 | 0.00324 | 0.00675 | 0.0135 | C2 | 0 | 0 | 0 | 0 | 0 | C2 | [5 empty] | C2 | [5 empty] | 0 | [6 empty] | 0 | [6 empty] | 0 | [6 empty] | 0 | [6 empty] | 0 | [6 empty] | 0
|  |  | 0 | 0 | C3 | 0 | 0 | 0 | 0 | 0 | 0 | 0 | 0 | 0 | 0 | 0 | 0 | 0 | 0 | 0 | 0 | 0 | 0 | 0 | 0 | 0 | 0 | 0 | 0 | 0 | 0 | 0 | 0 | 0 | 0 | 0 | 0 | 0 | 0 | 0 | 0 |  |  | C3 | 0.0010805 | 0.002295 | 0.00324 | 0.00675 | 0.0135 | C3 | 0 | 0 | 0 | 0 | 0 | C3 | [5 empty] | C3 | [5 empty] | 0 | [6 empty] | 0 | [6 empty] | 0 | [6 empty] | 0 | [6 empty] | 0 | [6 empty] | 0
|  |  | 0 | 0 | C4 | 0 | 0 | 0 | 0 | 0 | 0 | 0 | 0 | 0 | 0 | 0 | 0 | 0 | 0 | 0 | 0 | 0 | 0 | 0 | 0 | 0 | 0 | 0 | 0 | 0 | 0 | 0 | 0 | 0 | 0 | 0 | 0 | 0 | 0 | 0 | 0 |  |  | C4 | 0.0010805 | 0.002295 | 0.00324 | 0.00675 | 0.0135 | C4 | 0 | 0 | 0 | 0 | 0 | C4 | [5 empty] | C4 | [5 empty] | 0 | [6 empty] | 0 | [6 empty] | 0 | [6 empty] | 0 | [6 empty] | 0 | [6 empty] | 0
|  |  | 0 | 0 |  | 0 | 0 | 0 | 0 | 0 |  | 0 | 0 | 0 | 0 | 0 |  | 0 | 0 | 0 | 0 | 0 |  | 0 | 0 | 0 | 0 | 0 |  | 0 | 0 | 0 | 0 | 0 |  | 0 | 0 | 0 | 0 | 0 | [22 empty] | 0 | 0 | 0 | 0 | 0 | 0 |  | 0 | 0 | 0 | 0 | 0 | 0 |  | 0 | 0 | 0 | 0 | 0 | 0 |  | 0 | 0 | 0 | 0 | 0 | 0 |  | 0 | 0 | 0 | 0 | 0 | 0 |  | 0 | 0 | 0 | 0 | 0 | 0
| LV OHL Support |  | 59303 | 59303 | C1 | 13020 | 7491 | 7587 | 6288 | 24917 | 59303 | 9200 | 7565 | 7638 | 6406 | 28483 | 59292 | 0 | 0 | 0 | 0 | 0 | 0 | 12484 | 6860 | 7666 | 5418 | 26875 | 59303 | 0 | 0 | 0 | 0 | 0 | 0 | 11601 | 5785 | 7722 | 4086 | 30109 | 59303 |  |  | C1 | 0.0009005 | 0.0019125 | 0.0027 | 0.005625 | 0.01125 | C1 | 6118.3073 | 6118.3073 | 6118.3073 | 6118.3073 | 6118.3073 | C1 | 5.5095 | 11.7013 | 16.5194 | 34.4155 | 68.831 | C1 | 50687.7289 | 88520.0528 | 126175.4047 | 220465.5566 | 1960512.1603 | 2446360.9033 |  | 71734.1554 | 87654.1594 | 125332.9138 | 216404.5301 | 1715060.9661 | 2216186.7248 |  | 68781.0443 | 80270.6625 | 126637.9487 | 186463.0637 | 1849831.9808 | 2311984.7 |  | 68781.0443 | 80270.6625 | 126637.9487 | 186463.0637 | 1849831.9808 | 2311984.7 |  | 63916.1242 | 67691.8051 | 127563.0368 | 140621.646 | 2072431.2971 | 2472223.9092 |  | 63916.1242 | 67691.8051 | 127563.0368 | 140621.646 | 2072431.2971 | 2472223.9092
|  |  | 47582 | 47582 | C2 | 10920 | 6430 | 6452 | 3905 | 19875 | 47582 | 7888 | 6494 | 6495 | 3977 | 22720 | 47574 | 0 | 0 | 0 | 0 | 0 | 0 | 10515 | 5858 | 6517 | 3736 | 20956 | 47582 | 0 | 0 | 0 | 0 | 0 | 0 | 9834 | 4858 | 6629 | 3357 | 22904 | 47582 |  |  | C2 | 0.0009005 | 0.0019125 | 0.0027 | 0.005625 | 0.01125 | C2 | 8740.439 | 8740.439 | 8740.439 | 8740.439 | 8740.439 | C2 | 7.8708 | 16.7161 | 23.5992 | 49.165 | 98.3299 | C2 | 62084.5971 | 108554.2863 | 153276.7092 | 195529.0841 | 2234056.2181 | 2753500.8947 |  | 85948.7577 | 107484.4565 | 152261.9442 | 191989.2062 | 1954307.5411 | 2491991.9058 |  | 82761.0977 | 97922.8532 | 153795.8913 | 183680.3264 | 2060602.2054 | 2578762.374 |  | 82761.0977 | 97922.8532 | 153795.8913 | 183680.3264 | 2060602.2054 | 2578762.374 |  | 77401.1065 | 81206.7636 | 156439 | 165046.8029 | 2252148.9269 | 2732242.5999 |  | 77401.1065 | 81206.7636 | 156439 | 165046.8029 | 2252148.9269 | 2732242.5999
|  |  | 11511 | 11511 | C3 | 2737 | 1422 | 1454 | 735 | 5163 | 11511 | 1958 | 1436 | 1464 | 749 | 5902 | 11509 | 0 | 0 | 0 | 0 | 0 | 0 | 2630 | 1289 | 1491 | 715 | 5386 | 11511 | 0 | 0 | 0 | 0 | 0 | 0 | 2471 | 1102 | 1496 | 705 | 5737 | 11511 |  |  | C3 | 0.0009005 | 0.0019125 | 0.0027 | 0.005625 | 0.01125 | C3 | 13110.6586 | 13110.6586 | 13110.6586 | 13110.6586 | 13110.6586 | C3 | 11.8061 | 25.0741 | 35.3988 | 73.7475 | 147.4949 | C3 | 23116.4378 | 36006.4571 | 51823.8111 | 55236.8433 | 870514.9515 | 1036698.501 |  | 32313.4272 | 35655.4192 | 51469.8234 | 54204.379 | 761516.214 | 935159.2627 |  | 31050.1693 | 32320.5594 | 52779.5782 | 52729.4299 | 794407.5786 | 963287.3153 |  | 31050.1693 | 32320.5594 | 52779.5782 | 52729.4299 | 794407.5786 | 963287.3153 |  | 29172.9918 | 27631.6962 | 52956.572 | 51991.9553 | 846178.2916 | 1007931.507 |  | 29172.9918 | 27631.6962 | 52956.572 | 51991.9553 | 846178.2916 | 1007931.507
|  |  | 9161 | 9161 | C4 | 2073 | 1256 | 1155 | 628 | 4049 | 9161 | 1459 | 1268 | 1163 | 640 | 4629 | 9159 | 0 | 0 | 0 | 0 | 0 | 0 | 2001 | 1137 | 1179 | 614 | 4230 | 9161 | 0 | 0 | 0 | 0 | 0 | 0 | 1868 | 941 | 1225 | 589 | 4538 | 9161 |  |  | C4 | 0.0009005 | 0.0019125 | 0.0027 | 0.005625 | 0.01125 | C4 | 21851.0976 | 21851.0976 | 21851.0976 | 21851.0976 | 21851.0976 | C4 | 19.6769 | 41.7902 | 58.998 | 122.9124 | 245.8248 | C4 | 28708.6166 | 52990.0042 | 68614.6316 | 78663.9513 | 1137923.2211 | 1366900.4249 |  | 40790.2414 | 52488.5215 | 68142.6478 | 77189.0023 | 995344.8093 | 1233955.2224 |  | 39373.5037 | 47515.4849 | 69558.599 | 75468.2283 | 1039839.1068 | 1271754.9226 |  | 39373.5037 | 47515.4849 | 69558.599 | 75468.2283 | 1039839.1068 | 1271754.9226 |  | 36756.4742 | 39324.6009 | 72272.5053 | 72395.4177 | 1115553.16 | 1336302.1581 |  | 36756.4742 | 39324.6009 | 72272.5053 | 72395.4177 | 1115553.16 | 1336302.1581
|  |  | 127557 | 127557 |  | 28750 | 16599 | 16648 | 11556 | 54004 |  | 20505 | 16763 | 16760 | 11772 | 61734 |  | 0 | 0 | 0 | 0 | 0 |  | 27630 | 15144 | 16853 | 10483 | 57447 |  | 0 | 0 | 0 | 0 | 0 |  | 25774 | 12686 | 17072 | 8737 | 63288 | [22 empty] | 164597.3805 | 286070.8004 | 399890.5566 | 549895.4354 | 6203006.5511 | 7603460.7238 |  | 230786.5817 | 283282.5566 | 397207.3292 | 539787.1176 | 5426229.5305 | 6877293.1157 |  | 221965.815 | 258029.56 | 402772.0171 | 498341.0482 | 5744680.8716 | 7125789.3119 |  | 221965.815 | 258029.56 | 402772.0171 | 498341.0482 | 5744680.8716 | 7125789.3119 |  | 207246.6967 | 215854.8658 | 409231.1141 | 430055.822 | 6286311.6755 | 7548700.1741 |  | 207246.6967 | 215854.8658 | 409231.1141 | 430055.822 | 6286311.6755 | 7548700.1741
| [Please insert new asset category as required] |  | 0 | 0 | C1 | 0 | 0 | 0 | 0 | 0 | 0 | 0 | 0 | 0 | 0 | 0 | 0 | 0 | 0 | 0 | 0 | 0 | 0 | 0 | 0 | 0 | 0 | 0 | 0 | 0 | 0 | 0 | 0 | 0 | 0 | 0 | 0 | 0 | 0 | 0 | 0 |  |  | C1 | 0.0001605 | 0.00034 | 0.00048 | 0.001 | 0.002 | C1 | 0 | 0 | 0 | 0 | 0 | C1 | [5 empty] | C1 | [5 empty] | 0 | [6 empty] | 0 | [6 empty] | 0 | [6 empty] | 0 | [6 empty] | 0 | [6 empty] | 0
|  |  | 0 | 0 | C2 | 0 | 0 | 0 | 0 | 0 | 0 | 0 | 0 | 0 | 0 | 0 | 0 | 0 | 0 | 0 | 0 | 0 | 0 | 0 | 0 | 0 | 0 | 0 | 0 | 0 | 0 | 0 | 0 | 0 | 0 | 0 | 0 | 0 | 0 | 0 | 0 |  |  | C2 | 0.0001605 | 0.00034 | 0.00048 | 0.001 | 0.002 | C2 | 0 | 0 | 0 | 0 | 0 | C2 | [5 empty] | C2 | [5 empty] | 0 | [6 empty] | 0 | [6 empty] | 0 | [6 empty] | 0 | [6 empty] | 0 | [6 empty] | 0
|  |  | 0 | 0 | C3 | 0 | 0 | 0 | 0 | 0 | 0 | 0 | 0 | 0 | 0 | 0 | 0 | 0 | 0 | 0 | 0 | 0 | 0 | 0 | 0 | 0 | 0 | 0 | 0 | 0 | 0 | 0 | 0 | 0 | 0 | 0 | 0 | 0 | 0 | 0 | 0 |  |  | C3 | 0.0001605 | 0.00034 | 0.00048 | 0.001 | 0.002 | C3 | 0 | 0 | 0 | 0 | 0 | C3 | [5 empty] | C3 | [5 empty] | 0 | [6 empty] | 0 | [6 empty] | 0 | [6 empty] | 0 | [6 empty] | 0 | [6 empty] | 0
|  |  | 0 | 0 | C4 | 0 | 0 | 0 | 0 | 0 | 0 | 0 | 0 | 0 | 0 | 0 | 0 | 0 | 0 | 0 | 0 | 0 | 0 | 0 | 0 | 0 | 0 | 0 | 0 | 0 | 0 | 0 | 0 | 0 | 0 | 0 | 0 | 0 | 0 | 0 | 0 |  |  | C4 | 0.0001605 | 0.00034 | 0.00048 | 0.001 | 0.002 | C4 | 0 | 0 | 0 | 0 | 0 | C4 | [5 empty] | C4 | [5 empty] | 0 | [6 empty] | 0 | [6 empty] | 0 | [6 empty] | 0 | [6 empty] | 0 | [6 empty] | 0
|  |  | 0 | 0 |  | 0 | 0 | 0 | 0 | 0 |  | 0 | 0 | 0 | 0 | 0 |  | 0 | 0 | 0 | 0 | 0 |  | 0 | 0 | 0 | 0 | 0 |  | 0 | 0 | 0 | 0 | 0 |  | 0 | 0 | 0 | 0 | 0 | [22 empty] | 0 | 0 | 0 | 0 | 0 | 0 |  | 0 | 0 | 0 | 0 | 0 | 0 |  | 0 | 0 | 0 | 0 | 0 | 0 |  | 0 | 0 | 0 | 0 | 0 | 0 |  | 0 | 0 | 0 | 0 | 0 | 0 |  | 0 | 0 | 0 | 0 | 0 | 0
| [Please insert new asset category as required] |  | 0 | 0 | C1 | 0 | 0 | 0 | 0 | 0 | 0 | 0 | 0 | 0 | 0 | 0 | 0 | 0 | 0 | 0 | 0 | 0 | 0 | 0 | 0 | 0 | 0 | 0 | 0 | 0 | 0 | 0 | 0 | 0 | 0 | 0 | 0 | 0 | 0 | 0 | 0 |  |  | C1 | 0.0005885 | 0.0012495 | 0.001764 | 0.003675 | 0.00735 | C1 | 0 | 0 | 0 | 0 | 0 | C1 | [5 empty] | C1 | [5 empty] | 0 | [6 empty] | 0 | [6 empty] | 0 | [6 empty] | 0 | [6 empty] | 0 | [6 empty] | 0
|  |  | 0 | 0 | C2 | 0 | 0 | 0 | 0 | 0 | 0 | 0 | 0 | 0 | 0 | 0 | 0 | 0 | 0 | 0 | 0 | 0 | 0 | 0 | 0 | 0 | 0 | 0 | 0 | 0 | 0 | 0 | 0 | 0 | 0 | 0 | 0 | 0 | 0 | 0 | 0 |  |  | C2 | 0.0005885 | 0.0012495 | 0.001764 | 0.003675 | 0.00735 | C2 | 0 | 0 | 0 | 0 | 0 | C2 | [5 empty] | C2 | [5 empty] | 0 | [6 empty] | 0 | [6 empty] | 0 | [6 empty] | 0 | [6 empty] | 0 | [6 empty] | 0
|  |  | 0 | 0 | C3 | 0 | 0 | 0 | 0 | 0 | 0 | 0 | 0 | 0 | 0 | 0 | 0 | 0 | 0 | 0 | 0 | 0 | 0 | 0 | 0 | 0 | 0 | 0 | 0 | 0 | 0 | 0 | 0 | 0 | 0 | 0 | 0 | 0 | 0 | 0 | 0 |  |  | C3 | 0.0005885 | 0.0012495 | 0.001764 | 0.003675 | 0.00735 | C3 | 0 | 0 | 0 | 0 | 0 | C3 | [5 empty] | C3 | [5 empty] | 0 | [6 empty] | 0 | [6 empty] | 0 | [6 empty] | 0 | [6 empty] | 0 | [6 empty] | 0
|  |  | 0 | 0 | C4 | 0 | 0 | 0 | 0 | 0 | 0 | 0 | 0 | 0 | 0 | 0 | 0 | 0 | 0 | 0 | 0 | 0 | 0 | 0 | 0 | 0 | 0 | 0 | 0 | 0 | 0 | 0 | 0 | 0 | 0 | 0 | 0 | 0 | 0 | 0 | 0 |  |  | C4 | 0.0005885 | 0.0012495 | 0.001764 | 0.003675 | 0.00735 | C4 | 0 | 0 | 0 | 0 | 0 | C4 | [5 empty] | C4 | [5 empty] | 0 | [6 empty] | 0 | [6 empty] | 0 | [6 empty] | 0 | [6 empty] | 0 | [6 empty] | 0
|  |  | 0 | 0 |  | 0 | 0 | 0 | 0 | 0 |  | 0 | 0 | 0 | 0 | 0 |  | 0 | 0 | 0 | 0 | 0 |  | 0 | 0 | 0 | 0 | 0 |  | 0 | 0 | 0 | 0 | 0 |  | 0 | 0 | 0 | 0 | 0 | [22 empty] | 0 | 0 | 0 | 0 | 0 | 0 |  | 0 | 0 | 0 | 0 | 0 | 0 |  | 0 | 0 | 0 | 0 | 0 | 0 |  | 0 | 0 | 0 | 0 | 0 | 0 |  | 0 | 0 | 0 | 0 | 0 | 0 |  | 0 | 0 | 0 | 0 | 0 | 0
| [Please insert new asset category as required] |  | 0 | 0 | C1 | 0 | 0 | 0 | 0 | 0 | 0 | 0 | 0 | 0 | 0 | 0 | 0 | 0 | 0 | 0 | 0 | 0 | 0 | 0 | 0 | 0 | 0 | 0 | 0 | 0 | 0 | 0 | 0 | 0 | 0 | 0 | 0 | 0 | 0 | 0 | 0 |  |  | C1 | 0 | 0 | 0 | 0 | 0 | C1 | 0 | 0 | 0 | 0 | 0 | C1 | [5 empty] | C1 | [5 empty] | 0 | [6 empty] | 0 | [6 empty] | 0 | [6 empty] | 0 | [6 empty] | 0 | [6 empty] | 0
|  |  | 0 | 0 | C2 | 0 | 0 | 0 | 0 | 0 | 0 | 0 | 0 | 0 | 0 | 0 | 0 | 0 | 0 | 0 | 0 | 0 | 0 | 0 | 0 | 0 | 0 | 0 | 0 | 0 | 0 | 0 | 0 | 0 | 0 | 0 | 0 | 0 | 0 | 0 | 0 |  |  | C2 | 0 | 0 | 0 | 0 | 0 | C2 | 0 | 0 | 0 | 0 | 0 | C2 | [5 empty] | C2 | [5 empty] | 0 | [6 empty] | 0 | [6 empty] | 0 | [6 empty] | 0 | [6 empty] | 0 | [6 empty] | 0
|  |  | 0 | 0 | C3 | 0 | 0 | 0 | 0 | 0 | 0 | 0 | 0 | 0 | 0 | 0 | 0 | 0 | 0 | 0 | 0 | 0 | 0 | 0 | 0 | 0 | 0 | 0 | 0 | 0 | 0 | 0 | 0 | 0 | 0 | 0 | 0 | 0 | 0 | 0 | 0 |  |  | C3 | 0 | 0 | 0 | 0 | 0 | C3 | 0 | 0 | 0 | 0 | 0 | C3 | [5 empty] | C3 | [5 empty] | 0 | [6 empty] | 0 | [6 empty] | 0 | [6 empty] | 0 | [6 empty] | 0 | [6 empty] | 0
|  |  | 0 | 0 | C4 | 0 | 0 | 0 | 0 | 0 | 0 | 0 | 0 | 0 | 0 | 0 | 0 | 0 | 0 | 0 | 0 | 0 | 0 | 0 | 0 | 0 | 0 | 0 | 0 | 0 | 0 | 0 | 0 | 0 | 0 | 0 | 0 | 0 | 0 | 0 | 0 |  |  | C4 | 0 | 0 | 0 | 0 | 0 | C4 | 0 | 0 | 0 | 0 | 0 | C4 | [5 empty] | C4 | [5 empty] | 0 | [6 empty] | 0 | [6 empty] | 0 | [6 empty] | 0 | [6 empty] | 0 | [6 empty] | 0
|  |  | 0 | 0 |  | 0 | 0 | 0 | 0 | 0 |  | 0 | 0 | 0 | 0 | 0 |  | 0 | 0 | 0 | 0 | 0 |  | 0 | 0 | 0 | 0 | 0 |  | 0 | 0 | 0 | 0 | 0 |  | 0 | 0 | 0 | 0 | 0 | [22 empty] | 0 | 0 | 0 | 0 | 0 | 0 |  | 0 | 0 | 0 | 0 | 0 | 0 |  | 0 | 0 | 0 | 0 | 0 | 0 |  | 0 | 0 | 0 | 0 | 0 | 0 |  | 0 | 0 | 0 | 0 | 0 | 0 |  | 0 | 0 | 0 | 0 | 0 | 0
| [Please insert new asset category as required] |  | 0 | 0 | C1 | 0 | 0 | 0 | 0 | 0 | 0 | 0 | 0 | 0 | 0 | 0 | 0 | 0 | 0 | 0 | 0 | 0 | 0 | 0 | 0 | 0 | 0 | 0 | 0 | 0 | 0 | 0 | 0 | 0 | 0 | 0 | 0 | 0 | 0 | 0 | 0 |  |  | C1 | 0 | 0 | 0 | 0 | 0 | C1 | 0 | 0 | 0 | 0 | 0 | C1 | [5 empty] | C1 | [5 empty] | 0 | [6 empty] | 0 | [6 empty] | 0 | [6 empty] | 0 | [6 empty] | 0 | [6 empty] | 0
|  |  | 0 | 0 | C2 | 0 | 0 | 0 | 0 | 0 | 0 | 0 | 0 | 0 | 0 | 0 | 0 | 0 | 0 | 0 | 0 | 0 | 0 | 0 | 0 | 0 | 0 | 0 | 0 | 0 | 0 | 0 | 0 | 0 | 0 | 0 | 0 | 0 | 0 | 0 | 0 |  |  | C2 | 0 | 0 | 0 | 0 | 0 | C2 | 0 | 0 | 0 | 0 | 0 | C2 | [5 empty] | C2 | [5 empty] | 0 | [6 empty] | 0 | [6 empty] | 0 | [6 empty] | 0 | [6 empty] | 0 | [6 empty] | 0
|  |  | 0 | 0 | C3 | 0 | 0 | 0 | 0 | 0 | 0 | 0 | 0 | 0 | 0 | 0 | 0 | 0 | 0 | 0 | 0 | 0 | 0 | 0 | 0 | 0 | 0 | 0 | 0 | 0 | 0 | 0 | 0 | 0 | 0 | 0 | 0 | 0 | 0 | 0 | 0 |  |  | C3 | 0 | 0 | 0 | 0 | 0 | C3 | 0 | 0 | 0 | 0 | 0 | C3 | [5 empty] | C3 | [5 empty] | 0 | [6 empty] | 0 | [6 empty] | 0 | [6 empty] | 0 | [6 empty] | 0 | [6 empty] | 0
|  |  | 0 | 0 | C4 | 0 | 0 | 0 | 0 | 0 | 0 | 0 | 0 | 0 | 0 | 0 | 0 | 0 | 0 | 0 | 0 | 0 | 0 | 0 | 0 | 0 | 0 | 0 | 0 | 0 | 0 | 0 | 0 | 0 | 0 | 0 | 0 | 0 | 0 | 0 | 0 |  |  | C4 | 0 | 0 | 0 | 0 | 0 | C4 | 0 | 0 | 0 | 0 | 0 | C4 | [5 empty] | C4 | [5 empty] | 0 | [6 empty] | 0 | [6 empty] | 0 | [6 empty] | 0 | [6 empty] | 0 | [6 empty] | 0
|  |  | 0 | 0 |  | 0 | 0 | 0 | 0 | 0 |  | 0 | 0 | 0 | 0 | 0 |  | 0 | 0 | 0 | 0 | 0 |  | 0 | 0 | 0 | 0 | 0 |  | 0 | 0 | 0 | 0 | 0 |  | 0 | 0 | 0 | 0 | 0 | [22 empty] | 0 | 0 | 0 | 0 | 0 | 0 |  | 0 | 0 | 0 | 0 | 0 | 0 |  | 0 | 0 | 0 | 0 | 0 | 0 |  | 0 | 0 | 0 | 0 | 0 | 0 |  | 0 | 0 | 0 | 0 | 0 | 0 |  | 0 | 0 | 0 | 0 | 0 | 0
| [Please insert new asset category as required] |  | 0 | 0 | C1 | 0 | 0 | 0 | 0 | 0 | 0 | 0 | 0 | 0 | 0 | 0 | 0 | 0 | 0 | 0 | 0 | 0 | 0 | 0 | 0 | 0 | 0 | 0 | 0 | 0 | 0 | 0 | 0 | 0 | 0 | 0 | 0 | 0 | 0 | 0 | 0 |  |  | C1 | 0 | 0 | 0 | 0 | 0 | C1 | 0 | 0 | 0 | 0 | 0 | C1 | [5 empty] | C1 | [5 empty] | 0 | [6 empty] | 0 | [6 empty] | 0 | [6 empty] | 0 | [6 empty] | 0 | [6 empty] | 0
|  |  | 0 | 0 | C2 | 0 | 0 | 0 | 0 | 0 | 0 | 0 | 0 | 0 | 0 | 0 | 0 | 0 | 0 | 0 | 0 | 0 | 0 | 0 | 0 | 0 | 0 | 0 | 0 | 0 | 0 | 0 | 0 | 0 | 0 | 0 | 0 | 0 | 0 | 0 | 0 |  |  | C2 | 0 | 0 | 0 | 0 | 0 | C2 | 0 | 0 | 0 | 0 | 0 | C2 | [5 empty] | C2 | [5 empty] | 0 | [6 empty] | 0 | [6 empty] | 0 | [6 empty] | 0 | [6 empty] | 0 | [6 empty] | 0
|  |  | 0 | 0 | C3 | 0 | 0 | 0 | 0 | 0 | 0 | 0 | 0 | 0 | 0 | 0 | 0 | 0 | 0 | 0 | 0 | 0 | 0 | 0 | 0 | 0 | 0 | 0 | 0 | 0 | 0 | 0 | 0 | 0 | 0 | 0 | 0 | 0 | 0 | 0 | 0 |  |  | C3 | 0 | 0 | 0 | 0 | 0 | C3 | 0 | 0 | 0 | 0 | 0 | C3 | [5 empty] | C3 | [5 empty] | 0 | [6 empty] | 0 | [6 empty] | 0 | [6 empty] | 0 | [6 empty] | 0 | [6 empty] | 0
|  |  | 0 | 0 | C4 | 0 | 0 | 0 | 0 | 0 | 0 | 0 | 0 | 0 | 0 | 0 | 0 | 0 | 0 | 0 | 0 | 0 | 0 | 0 | 0 | 0 | 0 | 0 | 0 | 0 | 0 | 0 | 0 | 0 | 0 | 0 | 0 | 0 | 0 | 0 | 0 |  |  | C4 | 0 | 0 | 0 | 0 | 0 | C4 | 0 | 0 | 0 | 0 | 0 | C4 | [5 empty] | C4 | [5 empty] | 0 | [6 empty] | 0 | [6 empty] | 0 | [6 empty] | 0 | [6 empty] | 0 | [6 empty] | 0
|  |  | 0 | 0 |  | 0 | 0 | 0 | 0 | 0 |  | 0 | 0 | 0 | 0 | 0 |  | 0 | 0 | 0 | 0 | 0 |  | 0 | 0 | 0 | 0 | 0 |  | 0 | 0 | 0 | 0 | 0 |  | 0 | 0 | 0 | 0 | 0 | [22 empty] | 0 | 0 | 0 | 0 | 0 | 0 |  | 0 | 0 | 0 | 0 | 0 | 0 |  | 0 | 0 | 0 | 0 | 0 | 0 |  | 0 | 0 | 0 | 0 | 0 | 0 |  | 0 | 0 | 0 | 0 | 0 | 0 |  | 0 | 0 | 0 | 0 | 0 | 0
[63 empty] | 164597.3805 | 286070.8004 | 399890.5566 | 549895.4354 | 6203006.5511 | 7603460.7238 |  | 230786.5817 | 283282.5566 | 397207.3292 | 539787.1176 | 5426229.5305 | 6877293.1157 |  | 221965.815 | 258029.56 | 402772.0171 | 498341.0482 | 5744680.8716 | 7125789.3119 |  | 221965.815 | 258029.56 | 402772.0171 | 498341.0482 | 5744680.8716 | 7125789.3119 |  | 207246.6967 | 215854.8658 | 409231.1141 | 430055.822 | 6286311.6755 | 7548700.1741 |  | 207246.6967 | 215854.8658 | 409231.1141 | 430055.822 | 6286311.6755 | 7548700.1741
| HV Network | [73 empty] | 0 | [6 empty] | 0 | [6 empty] | 0 | [6 empty] | 0 | [6 empty] | 0
| HV Switchgear (GM) - Primary |  | 2581 | 2581 | C1 | 574 | 1085 | 626 | 225 | 71 | 2581 | 506 | 1085 | 626 | 225 | 136 | 2578 | 0 | 0 | 0 | 0 | 0 | 0 | 572 | 917 | 616 | 350 | 126 | 2581 | 0 | 0 | 0 | 0 | 0 | 0 | 558 | 653 | 597 | 420 | 353 | 2581 |  |  | C1 | 0.00037033 | 0.00078589 | 0.0011095 | 0.0023114 | 0.0046229 | C1 | 21906.597 | 21906.597 | 21906.597 | 21906.597 | 21906.597 | C1 | 8.1127 | 17.2161 | 24.3052 | 50.6357 | 101.2715 | C1 | 4105.0111 | 18679.5208 | 15215.0241 | 11393.0392 | 13772.9185 | 63165.5137 |  | 4656.6726 | 18679.5208 | 15215.0241 | 11393.0392 | 7190.2736 | 57134.5304 |  | 4640.4473 | 15787.2079 | 14971.9726 | 17722.5055 | 12760.2039 | 65882.3371 |  | 4640.4473 | 15787.2079 | 14971.9726 | 17722.5055 | 12760.2039 | 65882.3371 |  | 4526.8699 | 11242.1447 | 14510.1748 | 21267.0065 | 35748.8253 | 87295.0212 |  | 4526.8699 | 11242.1447 | 14510.1748 | 21267.0065 | 35748.8253 | 87295.0212
|  |  | 1623 | 1623 | C2 | 439 | 701 | 326 | 85 | 72 | 1623 | 370 | 700 | 326 | 85 | 137 | 1618 | 0 | 0 | 0 | 0 | 0 | 0 | 438 | 604 | 329 | 163 | 89 | 1623 | 0 | 0 | 0 | 0 | 0 | 0 | 437 | 434 | 373 | 191 | 188 | 1623 |  |  | C2 | 0.00037033 | 0.00078589 | 0.0011095 | 0.0023114 | 0.0046229 | C2 | 31295.1386 | 31295.1386 | 31295.1386 | 31295.1386 | 31295.1386 | C2 | 11.5895 | 24.5945 | 34.7216 | 72.3368 | 144.6735 | C2 | 4288.1256 | 17216.1482 | 11319.2557 | 6148.6243 | 19820.2714 | 58792.4253 |  | 5087.8031 | 17240.7427 | 11319.2557 | 6148.6243 | 10416.493 | 50212.9188 |  | 5076.2136 | 14855.0764 | 11423.4207 | 11790.8914 | 12875.9427 | 56021.5448 |  | 5076.2136 | 14855.0764 | 11423.4207 | 11790.8914 | 12875.9427 | 56021.5448 |  | 5064.624 | 10674.0119 | 12951.173 | 13816.3206 | 27198.6206 | 69704.7501 |  | 5064.624 | 10674.0119 | 12951.173 | 13816.3206 | 27198.6206 | 69704.7501
|  |  | 746 | 746 | C3 | 112 | 354 | 165 | 70 | 45 | 746 | 69 | 354 | 165 | 70 | 86 | 744 | 0 | 0 | 0 | 0 | 0 | 0 | 112 | 295 | 192 | 76 | 71 | 746 | 0 | 0 | 0 | 0 | 0 | 0 | 111 | 215 | 195 | 98 | 127 | 746 |  |  | C3 | 0.00037033 | 0.00078589 | 0.0011095 | 0.0023114 | 0.0046229 | C3 | 46942.7079 | 46942.7079 | 46942.7079 | 46942.7079 | 46942.7079 | C3 | 17.3843 | 36.8917 | 52.0825 | 108.5051 | 217.0103 | C3 | 1199.5162 | 13059.6781 | 8593.6067 | 7595.3595 | 18662.8833 | 49111.0438 |  | 1947.0408 | 13059.6781 | 8593.6067 | 7595.3595 | 9765.4622 | 40961.1473 |  | 1947.0408 | 10883.0651 | 9999.8333 | 8246.3903 | 15407.7292 | 46484.0587 |  | 1947.0408 | 10883.0651 | 9999.8333 | 8246.3903 | 15407.7292 | 46484.0587 |  | 1929.6565 | 7931.7254 | 10156.0807 | 10633.5033 | 27560.3044 | 58211.2703 |  | 1929.6565 | 7931.7254 | 10156.0807 | 10633.5033 | 27560.3044 | 58211.2703
|  |  | 521 | 521 | C4 | 105 | 221 | 110 | 41 | 44 | 521 | 63 | 221 | 110 | 41 | 84 | 519 | 0 | 0 | 0 | 0 | 0 | 0 | 105 | 183 | 116 | 67 | 50 | 521 | 0 | 0 | 0 | 0 | 0 | 0 | 104 | 123 | 129 | 65 | 100 | 521 |  |  | C4 | 0.00037033 | 0.00078589 | 0.0011095 | 0.0023114 | 0.0046229 | C4 | 78237.8465 | 78237.8465 | 78237.8465 | 78237.8465 | 78237.8465 | C4 | 28.9738 | 61.4862 | 86.8041 | 180.8419 | 361.6838 | C4 | 1825.3508 | 13588.4598 | 9548.4519 | 7414.5176 | 30381.4379 | 62758.218 |  | 3042.2513 | 13588.4598 | 9548.4519 | 7414.5176 | 15914.0865 | 49507.7671 |  | 3042.2513 | 11251.9825 | 10069.2766 | 12116.4068 | 18084.1892 | 54564.1064 |  | 3042.2513 | 11251.9825 | 10069.2766 | 12116.4068 | 18084.1892 | 54564.1064 |  | 3013.2775 | 7562.8079 | 11197.73 | 11754.723 | 36168.3785 | 69696.9169 |  | 3013.2775 | 7562.8079 | 11197.73 | 11754.723 | 36168.3785 | 69696.9169
|  |  | 5471 | 5471 |  | 1230 | 2361 | 1227 | 421 | 232 |  | 1008 | 2360 | 1227 | 421 | 443 |  | 0 | 0 | 0 | 0 | 0 |  | 1227 | 1999 | 1253 | 656 | 336 |  | 0 | 0 | 0 | 0 | 0 |  | 1210 | 1425 | 1294 | 774 | 768 | [22 empty] | 11418.0037 | 62543.8068 | 44676.3385 | 32551.5406 | 82637.5112 | 233827.2007 |  | 14733.7678 | 62568.4013 | 44676.3385 | 32551.5406 | 43286.3154 | 197816.3636 |  | 14705.9529 | 52777.3319 | 46464.5031 | 49876.1939 | 59128.0651 | 222952.047 |  | 14705.9529 | 52777.3319 | 46464.5031 | 49876.1939 | 59128.0651 | 222952.047 |  | 14534.4279 | 37410.6899 | 48815.1584 | 57471.5534 | 126676.1288 | 284907.9585 |  | 14534.4279 | 37410.6899 | 48815.1584 | 57471.5534 | 126676.1288 | 284907.9585
| HV Switchgear (GM) - Distribution |  | 5172 | 5172 | C1 | 2832 | 391 | 622 | 578 | 749 | 5172 | 2579 | 391 | 624 | 580 | 1000 | 5174 | 0 | 0 | 0 | 0 | 0 | 0 | 2537 | 612 | 464 | 331 | 1228 | 5172 | 0 | 0 | 0 | 0 | 0 | 0 | 1858 | 1173 | 200 | 332 | 1609 | 5172 |  |  | C1 | 0.0005024 | 0.0010665 | 0.0015057 | 0.0031369 | 0.0062738 | C1 | 11278.1102 | 11278.1102 | 11278.1102 | 11278.1102 | 11278.1102 | C1 | 5.6661 | 12.0285 | 16.9815 | 35.378 | 70.756 | C1 | 14612.9301 | 4703.1542 | 10596.4251 | 20519.2527 | 70756.0439 | 121187.806 |  | 16046.4591 | 4703.1542 | 10562.4622 | 20448.4967 | 52996.2769 | 104756.8491 |  | 14374.9529 | 7361.4588 | 7879.393 | 11710.1253 | 86888.4219 | 128214.3519 |  | 14374.9529 | 7361.4588 | 7879.393 | 11710.1253 | 86888.4219 | 128214.3519 |  | 10527.6557 | 14109.4627 | 3396.2901 | 11745.5033 | 113846.4746 | 153625.3864 |  | 10527.6557 | 14109.4627 | 3396.2901 | 11745.5033 | 113846.4746 | 153625.3864
|  |  | 4985 | 4985 | C2 | 2638 | 545 | 620 | 508 | 674 | 4985 | 2407 | 546 | 623 | 510 | 901 | 4987 | 0 | 0 | 0 | 0 | 0 | 0 | 2515 | 592 | 488 | 306 | 1084 | 4985 | 0 | 0 | 0 | 0 | 0 | 0 | 2094 | 864 | 284 | 323 | 1420 | 4985 |  |  | C2 | 0.0005024 | 0.0010665 | 0.0015057 | 0.0031369 | 0.0062738 | C2 | 16111.586 | 16111.586 | 16111.586 | 16111.586 | 16111.586 | C2 | 8.0945 | 17.1836 | 24.2592 | 50.54 | 101.0801 | C2 | 19483.3672 | 9382.2514 | 15113.491 | 25775.416 | 91073.1365 | 160827.662 |  | 21353.1876 | 9365.0678 | 15040.7133 | 25674.3359 | 68127.9622 | 139561.2669 |  | 20357.5689 | 10172.6975 | 11838.4969 | 15465.2496 | 109570.7879 | 167404.8009 |  | 20357.5689 | 10172.6975 | 11838.4969 | 15465.2496 | 109570.7879 | 167404.8009 |  | 16949.8009 | 14846.6396 | 6889.6171 | 16324.4301 | 143533.689 | 198544.1767 |  | 16949.8009 | 14846.6396 | 6889.6171 | 16324.4301 | 143533.689 | 198544.1767
|  |  | 3017 | 3017 | C3 | 1332 | 466 | 410 | 314 | 495 | 3017 | 1162 | 467 | 412 | 315 | 662 | 3018 | 0 | 0 | 0 | 0 | 0 | 0 | 1271 | 460 | 352 | 201 | 733 | 3017 | 0 | 0 | 0 | 0 | 0 | 0 | 1089 | 518 | 265 | 204 | 941 | 3017 |  |  | C3 | 0.0005024 | 0.0010665 | 0.0015057 | 0.0031369 | 0.0062738 | C3 | 24167.379 | 24167.379 | 24167.379 | 24167.379 | 24167.379 | C3 | 12.1417 | 25.7754 | 36.3888 | 75.81 | 151.6201 | C3 | 14108.6452 | 12037.1193 | 14992.1949 | 23880.1648 | 100372.5022 | 165390.6264 |  | 16172.7327 | 12011.3438 | 14919.4172 | 23804.3548 | 75051.9465 | 141959.7951 |  | 15432.0895 | 11856.6913 | 12808.8655 | 15237.8194 | 111137.5289 | 166472.9948 |  | 15432.0895 | 11856.6913 | 12808.8655 | 15237.8194 | 111137.5289 | 166472.9948 |  | 13222.3017 | 13351.6655 | 9643.038 | 15465.2496 | 142674.5084 | 194356.7632 |  | 13222.3017 | 13351.6655 | 9643.038 | 15465.2496 | 142674.5084 | 194356.7632
|  |  | 834 | 834 | C4 | 386 | 58 | 91 | 89 | 210 | 834 | 316 | 58 | 91 | 89 | 281 | 835 | 0 | 0 | 0 | 0 | 0 | 0 | 356 | 79 | 60 | 66 | 273 | 834 | 0 | 0 | 0 | 0 | 0 | 0 | 278 | 145 | 32 | 46 | 333 | 834 |  |  | C4 | 0.0005024 | 0.0010665 | 0.0015057 | 0.0031369 | 0.0062738 | C4 | 40278.965 | 40278.965 | 40278.965 | 40278.965 | 40278.965 | C4 | 20.2362 | 42.959 | 60.648 | 126.3501 | 252.7002 | C4 | 6394.624 | 2491.6235 | 5518.9714 | 11245.157 | 71008.744 | 96659.12 |  | 7811.1547 | 2491.6235 | 5518.9714 | 11245.157 | 53067.0329 | 80133.9395 |  | 7204.0701 | 3393.7631 | 3638.8823 | 8339.1052 | 68987.1428 | 91562.9634 |  | 7204.0701 | 3393.7631 | 3638.8823 | 8339.1052 | 68987.1428 | 91562.9634 |  | 5625.6503 | 6229.0589 | 1940.7372 | 5812.1036 | 84149.1522 | 103756.7021 |  | 5625.6503 | 6229.0589 | 1940.7372 | 5812.1036 | 84149.1522 | 103756.7021
|  |  | 14008 | 14008 |  | 7188 | 1460 | 1743 | 1489 | 2128 |  | 6464 | 1462 | 1750 | 1494 | 2844 |  | 0 | 0 | 0 | 0 | 0 |  | 6679 | 1743 | 1364 | 904 | 3318 |  | 0 | 0 | 0 | 0 | 0 |  | 5319 | 2700 | 781 | 905 | 4303 | [22 empty] | 54599.5665 | 28614.1485 | 46221.0824 | 81419.9905 | 333210.4265 | 544065.2144 |  | 61383.5341 | 28571.1894 | 46041.5642 | 81172.3443 | 249243.2185 | 466411.8505 |  | 57368.6815 | 32784.6108 | 36165.6378 | 50752.2995 | 376583.8814 | 553655.1109 |  | 57368.6815 | 32784.6108 | 36165.6378 | 50752.2995 | 376583.8814 | 553655.1109 |  | 46325.4086 | 48536.8266 | 21869.6824 | 49347.2866 | 484203.8241 | 650283.0284 |  | 46325.4086 | 48536.8266 | 21869.6824 | 49347.2866 | 484203.8241 | 650283.0284
| HV Transformer (GM) |  | 4945 | 4945 | C1 | 1773 | 1130 | 749 | 1192 | 101 | 4945 | 1662 | 1084 | 777 | 1214 | 211 | 4948 | 0 | 0 | 0 | 0 | 0 | 0 | 1456 | 1246 | 822 | 1090 | 331 | 4945 | 0 | 0 | 0 | 0 | 0 | 0 | 883 | 1485 | 949 | 906 | 722 | 4945 |  |  | C1 | 0.00033383 | 0.00070833 | 0.001 | 0.0020833 | 0.0041667 | C1 | 9219.2536 | 9219.2536 | 9219.2536 | 9219.2536 | 9219.2536 | C1 | 3.0777 | 6.5303 | 9.2193 | 19.2068 | 38.4136 | C1 | 5115.1277 | 7078.8502 | 7163.36 | 23317.0289 | 8105.2605 | 50779.6273 |  | 5456.7517 | 7379.2442 | 6905.2209 | 22894.4798 | 3879.7692 | 46515.4659 |  | 4481.1227 | 8136.7596 | 7578.2265 | 20935.3884 | 12714.8873 | 53846.3843 |  | 4481.1227 | 8136.7596 | 7578.2265 | 20935.3884 | 12714.8873 | 53846.3843 |  | 2717.6039 | 9697.5024 | 8749.0717 | 17401.3412 | 27734.5879 | 66300.107 |  | 2717.6039 | 9697.5024 | 8749.0717 | 17401.3412 | 27734.5879 | 66300.107
|  |  | 3352 | 3352 | C2 | 877 | 617 | 537 | 1209 | 112 | 3352 | 750 | 579 | 557 | 1231 | 237 | 3354 | 0 | 0 | 0 | 0 | 0 | 0 | 764 | 622 | 551 | 1048 | 367 | 3352 | 0 | 0 | 0 | 0 | 0 | 0 | 531 | 677 | 567 | 813 | 764 | 3352 |  |  | C2 | 0.00033383 | 0.00070833 | 0.001 | 0.0020833 | 0.0041667 | C2 | 13170.3623 | 13170.3623 | 13170.3623 | 13170.3623 | 13170.3623 | C2 | 4.3967 | 9.329 | 13.1704 | 27.4383 | 54.8765 | C2 | 3297.5295 | 5401.4948 | 7335.8918 | 33776.4916 | 13005.7328 | 62817.1404 |  | 3855.9111 | 5755.9971 | 7072.4845 | 33172.85 | 6146.1691 | 56003.4118 |  | 3359.0833 | 5802.6421 | 7256.8696 | 28755.291 | 20139.679 | 65313.565 |  | 3359.0833 | 5802.6421 | 7256.8696 | 28755.291 | 20139.679 | 65313.565 |  | 2334.6509 | 6315.7375 | 7467.5954 | 22307.3011 | 41925.6533 | 80350.9381 |  | 2334.6509 | 6315.7375 | 7467.5954 | 22307.3011 | 41925.6533 | 80350.9381
|  |  | 2041 | 2041 | C3 | 497 | 336 | 374 | 770 | 64 | 2041 | 426 | 310 | 388 | 784 | 135 | 2043 | 0 | 0 | 0 | 0 | 0 | 0 | 415 | 351 | 371 | 696 | 208 | 2041 | 0 | 0 | 0 | 0 | 0 | 0 | 302 | 352 | 371 | 530 | 486 | 2041 |  |  | C3 | 0.00033383 | 0.00070833 | 0.001 | 0.0020833 | 0.0041667 | C3 | 19755.5434 | 19755.5434 | 19755.5434 | 19755.5434 | 19755.5434 | C3 | 6.5951 | 13.9935 | 19.7555 | 41.1574 | 82.3148 | C3 | 2809.4951 | 4337.9881 | 7665.1508 | 32267.3876 | 11112.4932 | 58192.5148 |  | 3277.7443 | 4701.8193 | 7388.5732 | 31691.1842 | 5268.1449 | 52327.466 |  | 2736.9494 | 4911.722 | 7329.3066 | 28645.538 | 17121.471 | 60744.987 |  | 2736.9494 | 4911.722 | 7329.3066 | 28645.538 | 17121.471 | 60744.987 |  | 1991.7078 | 4925.7155 | 7329.3066 | 21813.4125 | 40004.9754 | 76065.1178 |  | 1991.7078 | 4925.7155 | 7329.3066 | 21813.4125 | 40004.9754 | 76065.1178
|  |  | 933 | 933 | C4 | 256 | 142 | 135 | 372 | 28 | 933 | 225 | 131 | 140 | 379 | 59 | 934 | 0 | 0 | 0 | 0 | 0 | 0 | 209 | 165 | 137 | 312 | 110 | 933 | 0 | 0 | 0 | 0 | 0 | 0 | 126 | 204 | 143 | 217 | 243 | 933 |  |  | C4 | 0.00033383 | 0.00070833 | 0.001 | 0.0020833 | 0.0041667 | C4 | 32925.9057 | 32925.9057 | 32925.9057 | 32925.9057 | 32925.9057 | C4 | 10.9918 | 23.3225 | 32.9259 | 68.5956 | 137.1913 | C4 | 2473.1471 | 3055.2497 | 4609.6268 | 25997.7464 | 8094.2852 | 44230.0551 |  | 2813.8918 | 3311.7973 | 4444.9973 | 25517.5769 | 3841.3557 | 39929.619 |  | 2297.2789 | 3848.2152 | 4510.8491 | 21401.8387 | 15091.0401 | 47149.222 |  | 2297.2789 | 3848.2152 | 4510.8491 | 21401.8387 | 15091.0401 | 47149.222 |  | 1384.9624 | 4757.7934 | 4708.4045 | 14885.2532 | 33337.4795 | 59073.893 |  | 1384.9624 | 4757.7934 | 4708.4045 | 14885.2532 | 33337.4795 | 59073.893
|  |  | 11271 | 11271 |  | 3403 | 2225 | 1795 | 3543 | 305 |  | 3063 | 2104 | 1862 | 3608 | 642 |  | 0 | 0 | 0 | 0 | 0 |  | 2844 | 2384 | 1881 | 3146 | 1016 |  | 0 | 0 | 0 | 0 | 0 |  | 1842 | 2718 | 2030 | 2466 | 2215 | [22 empty] | 13695.2993 | 19873.5828 | 26774.0295 | 115358.6544 | 40317.7715 | 216019.3376 |  | 15404.2989 | 21148.858 | 25811.276 | 113276.0909 | 19135.4389 | 194775.9627 |  | 12874.4343 | 22699.3389 | 26675.2518 | 99738.056 | 65067.0773 | 227054.1583 |  | 12874.4343 | 22699.3389 | 26675.2518 | 99738.056 | 65067.0773 | 227054.1583 |  | 8428.925 | 25696.7487 | 28254.3782 | 76407.308 | 143002.6961 | 281790.056 |  | 8428.925 | 25696.7487 | 28254.3782 | 76407.308 | 143002.6961 | 281790.056
| HV UG Cable |  | 0 | 0 | C1 | 0 | 0 | 0 | 0 | 0 | 0 | 0 | 0 | 0 | 0 | 0 | 0 | 0 | 0 | 0 | 0 | 0 | 0 | 0 | 0 | 0 | 0 | 0 | 0 | 0 | 0 | 0 | 0 | 0 | 0 | 0 | 0 | 0 | 0 | 0 | 0 |  |  | C1 | 0 | 0 | 0 | 0 | 0 | C1 | 0 | 0 | 0 | 0 | 0 | C1 | [5 empty] | C1 | [5 empty] | 0 | [6 empty] | 0 | [6 empty] | 0 | [6 empty] | 0 | [6 empty] | 0 | [6 empty] | 0
|  |  | 0 | 0 | C2 | 0 | 0 | 0 | 0 | 0 | 0 | 0 | 0 | 0 | 0 | 0 | 0 | 0 | 0 | 0 | 0 | 0 | 0 | 0 | 0 | 0 | 0 | 0 | 0 | 0 | 0 | 0 | 0 | 0 | 0 | 0 | 0 | 0 | 0 | 0 | 0 |  |  | C2 | 0 | 0 | 0 | 0 | 0 | C2 | 0 | 0 | 0 | 0 | 0 | C2 | [5 empty] | C2 | [5 empty] | 0 | [6 empty] | 0 | [6 empty] | 0 | [6 empty] | 0 | [6 empty] | 0 | [6 empty] | 0
|  |  | 0 | 0 | C3 | 0 | 0 | 0 | 0 | 0 | 0 | 0 | 0 | 0 | 0 | 0 | 0 | 0 | 0 | 0 | 0 | 0 | 0 | 0 | 0 | 0 | 0 | 0 | 0 | 0 | 0 | 0 | 0 | 0 | 0 | 0 | 0 | 0 | 0 | 0 | 0 |  |  | C3 | 0 | 0 | 0 | 0 | 0 | C3 | 0 | 0 | 0 | 0 | 0 | C3 | [5 empty] | C3 | [5 empty] | 0 | [6 empty] | 0 | [6 empty] | 0 | [6 empty] | 0 | [6 empty] | 0 | [6 empty] | 0
|  |  | 0 | 0 | C4 | 0 | 0 | 0 | 0 | 0 | 0 | 0 | 0 | 0 | 0 | 0 | 0 | 0 | 0 | 0 | 0 | 0 | 0 | 0 | 0 | 0 | 0 | 0 | 0 | 0 | 0 | 0 | 0 | 0 | 0 | 0 | 0 | 0 | 0 | 0 | 0 |  |  | C4 | 0 | 0 | 0 | 0 | 0 | C4 | 0 | 0 | 0 | 0 | 0 | C4 | [5 empty] | C4 | [5 empty] | 0 | [6 empty] | 0 | [6 empty] | 0 | [6 empty] | 0 | [6 empty] | 0 | [6 empty] | 0
|  |  | 0 | 0 |  | 0 | 0 | 0 | 0 | 0 |  | 0 | 0 | 0 | 0 | 0 |  | 0 | 0 | 0 | 0 | 0 |  | 0 | 0 | 0 | 0 | 0 |  | 0 | 0 | 0 | 0 | 0 |  | 0 | 0 | 0 | 0 | 0 | [22 empty] | 0 | 0 | 0 | 0 | 0 | 0 |  | 0 | 0 | 0 | 0 | 0 | 0 |  | 0 | 0 | 0 | 0 | 0 | 0 |  | 0 | 0 | 0 | 0 | 0 | 0 |  | 0 | 0 | 0 | 0 | 0 | 0 |  | 0 | 0 | 0 | 0 | 0 | 0
| HV OHL Support - Poles |  | 0 | 0 | C1 | 0 | 0 | 0 | 0 | 0 | 0 | 0 | 0 | 0 | 0 | 0 | 0 | 0 | 0 | 0 | 0 | 0 | 0 | 0 | 0 | 0 | 0 | 0 | 0 | 0 | 0 | 0 | 0 | 0 | 0 | 0 | 0 | 0 | 0 | 0 | 0 |  |  | C1 | 0.000998 | 0.0021197 | 0.0029925 | 0.0062344 | 0.012469 | C1 | 4858.9982 | 4858.9982 | 4858.9982 | 4858.9982 | 4858.9982 | C1 | 4.8493 | 10.2996 | 14.5406 | 30.2928 | 60.5856 | C1 | 0 | 0 | 0 | 0 | 0 | 0 |  | 0 | 0 | 0 | 0 | 0 | 0 |  | 0 | 0 | 0 | 0 | 0 | 0 |  | 0 | 0 | 0 | 0 | 0 | 0 |  | 0 | 0 | 0 | 0 | 0 | 0 |  | 0 | 0 | 0 | 0 | 0 | 0
|  |  | 154898 | 154898 | C2 | 25924 | 37298 | 56317 | 18963 | 16396 | 154898 | 17913 | 38338 | 56301 | 21256 | 21102 | 154910 | 0 | 0 | 0 | 0 | 0 | 0 | 24854 | 32359 | 49393 | 25537 | 22755 | 154898 | 0 | 0 | 0 | 0 | 0 | 0 | 22722 | 24524 | 37338 | 28485 | 41829 | 154898 |  |  | C2 | 0.000998 | 0.0021197 | 0.0029925 | 0.0062344 | 0.012469 | C2 | 6941.426 | 6941.426 | 6941.426 | 6941.426 | 6941.426 | C2 | 6.9275 | 14.7137 | 20.7722 | 43.2755 | 86.5509 | C2 | 124093.0806 | 564092.0652 | 1169496.6087 | 919863.0247 | 1826397.21 | 4603941.9892 |  | 179589.6289 | 548789.8651 | 1169828.9641 | 820632.4114 | 1419088.6482 | 4137929.5178 |  | 172177.1577 | 476119.1282 | 1026002.1313 | 1105125.2381 | 1969465.8569 | 4748889.5123 |  | 172177.1577 | 476119.1282 | 1026002.1313 | 1105125.2381 | 1969465.8569 | 4748889.5123 |  | 157407.6357 | 360837.6495 | 775593.0512 | 1232701.273 | 3620337.8303 | 6146877.4397 |  | 157407.6357 | 360837.6495 | 775593.0512 | 1232701.273 | 3620337.8303 | 6146877.4397
|  |  | 10416 | 10416 | C3 | 1980 | 2466 | 3507 | 1186 | 1277 | 10416 | 1404 | 2535 | 3506 | 1329 | 1643 | 10417 | 0 | 0 | 0 | 0 | 0 | 0 | 1886 | 2130 | 3097 | 1593 | 1710 | 10416 | 0 | 0 | 0 | 0 | 0 | 0 | 1688 | 1690 | 2378 | 1785 | 2875 | 10416 |  |  | C3 | 0.000998 | 0.0021197 | 0.0029925 | 0.0062344 | 0.012469 | C3 | 10412.139 | 10412.139 | 10412.139 | 10412.139 | 10412.139 | C3 | 10.3913 | 22.0705 | 31.1583 | 64.9132 | 129.8264 | C3 | 14589.4059 | 55948.6692 | 109241.091 | 86269.6152 | 213304.7068 | 479353.4881 |  | 20574.8032 | 54425.806 | 109272.2493 | 76987.0305 | 165788.2597 | 427048.1487 |  | 19598.0196 | 47010.1244 | 96497.3357 | 103406.6945 | 222003.0729 | 488515.247 |  | 19598.0196 | 47010.1244 | 96497.3357 | 103406.6945 | 222003.0729 | 488515.247 |  | 17540.5393 | 37299.1128 | 74094.4993 | 115870.0249 | 373250.7804 | 618054.9566 |  | 17540.5393 | 37299.1128 | 74094.4993 | 115870.0249 | 373250.7804 | 618054.9566
|  |  | 478 | 478 | C4 | 103 | 73 | 181 | 62 | 59 | 478 | 77 | 75 | 181 | 69 | 76 | 478 | 0 | 0 | 0 | 0 | 0 | 0 | 102 | 67 | 150 | 79 | 80 | 478 | 0 | 0 | 0 | 0 | 0 | 0 | 83 | 67 | 88 | 104 | 136 | 478 |  |  | C4 | 0.000998 | 0.0021197 | 0.0029925 | 0.0062344 | 0.012469 | C4 | 17353.565 | 17353.565 | 17353.565 | 17353.565 | 17353.565 | C4 | 17.3189 | 36.7841 | 51.9305 | 108.1886 | 216.3773 | C4 | 1333.5521 | 2758.8101 | 9399.4283 | 7465.0156 | 16444.6721 | 37401.4782 |  | 1783.8424 | 2685.2418 | 9399.4283 | 6707.6952 | 12766.2586 | 33342.4663 |  | 1766.5235 | 2464.537 | 7789.5815 | 8546.9019 | 17310.1811 | 37877.7251 |  | 1766.5235 | 2464.537 | 7789.5815 | 8546.9019 | 17310.1811 | 37877.7251 |  | 1437.4652 | 2464.537 | 4569.8878 | 11251.6177 | 29427.3079 | 49150.8157 |  | 1437.4652 | 2464.537 | 4569.8878 | 11251.6177 | 29427.3079 | 49150.8157
|  |  | 165792 | 165792 |  | 28007 | 39837 | 60005 | 20211 | 17732 |  | 19394 | 40948 | 59988 | 22654 | 22821 |  | 0 | 0 | 0 | 0 | 0 |  | 26842 | 34556 | 52640 | 27209 | 24545 |  | 0 | 0 | 0 | 0 | 0 |  | 24493 | 26281 | 39804 | 30374 | 44840 | [22 empty] | 140016.0386 | 622799.5445 | 1288137.128 | 1013597.6555 | 2056146.5889 | 5120696.9554 |  | 201948.2745 | 605900.9129 | 1288500.6418 | 904327.1372 | 1597643.1665 | 4598320.1328 |  | 193541.7008 | 525593.7896 | 1130289.0484 | 1217078.8345 | 2208779.1109 | 5275282.4843 |  | 193541.7008 | 525593.7896 | 1130289.0484 | 1217078.8345 | 2208779.1109 | 5275282.4843 |  | 176385.6402 | 400601.2993 | 854257.4383 | 1359822.9156 | 4023015.9186 | 6814083.212 |  | 176385.6402 | 400601.2993 | 854257.4383 | 1359822.9156 | 4023015.9186 | 6814083.212
| [Please insert new asset category as required] |  | 0 | 0 | C1 | 0 | 0 | 0 | 0 | 0 | 0 | 0 | 0 | 0 | 0 | 0 | 0 | 0 | 0 | 0 | 0 | 0 | 0 | 0 | 0 | 0 | 0 | 0 | 0 | 0 | 0 | 0 | 0 | 0 | 0 | 0 | 0 | 0 | 0 | 0 | 0 |  |  | C1 | 0 | 0 | 0 | 0 | 0 | C1 | 0 | 0 | 0 | 0 | 0 | C1 | [5 empty] | C1 | [5 empty] | 0 | [6 empty] | 0 | [6 empty] | 0 | [6 empty] | 0 | [6 empty] | 0 | [6 empty] | 0
|  |  | 0 | 0 | C2 | 0 | 0 | 0 | 0 | 0 | 0 | 0 | 0 | 0 | 0 | 0 | 0 | 0 | 0 | 0 | 0 | 0 | 0 | 0 | 0 | 0 | 0 | 0 | 0 | 0 | 0 | 0 | 0 | 0 | 0 | 0 | 0 | 0 | 0 | 0 | 0 |  |  | C2 | 0 | 0 | 0 | 0 | 0 | C2 | 0 | 0 | 0 | 0 | 0 | C2 | [5 empty] | C2 | [5 empty] | 0 | [6 empty] | 0 | [6 empty] | 0 | [6 empty] | 0 | [6 empty] | 0 | [6 empty] | 0
|  |  | 0 | 0 | C3 | 0 | 0 | 0 | 0 | 0 | 0 | 0 | 0 | 0 | 0 | 0 | 0 | 0 | 0 | 0 | 0 | 0 | 0 | 0 | 0 | 0 | 0 | 0 | 0 | 0 | 0 | 0 | 0 | 0 | 0 | 0 | 0 | 0 | 0 | 0 | 0 |  |  | C3 | 0 | 0 | 0 | 0 | 0 | C3 | 0 | 0 | 0 | 0 | 0 | C3 | [5 empty] | C3 | [5 empty] | 0 | [6 empty] | 0 | [6 empty] | 0 | [6 empty] | 0 | [6 empty] | 0 | [6 empty] | 0
|  |  | 0 | 0 | C4 | 0 | 0 | 0 | 0 | 0 | 0 | 0 | 0 | 0 | 0 | 0 | 0 | 0 | 0 | 0 | 0 | 0 | 0 | 0 | 0 | 0 | 0 | 0 | 0 | 0 | 0 | 0 | 0 | 0 | 0 | 0 | 0 | 0 | 0 | 0 | 0 |  |  | C4 | 0 | 0 | 0 | 0 | 0 | C4 | 0 | 0 | 0 | 0 | 0 | C4 | [5 empty] | C4 | [5 empty] | 0 | [6 empty] | 0 | [6 empty] | 0 | [6 empty] | 0 | [6 empty] | 0 | [6 empty] | 0
|  |  | 0 | 0 |  | 0 | 0 | 0 | 0 | 0 |  | 0 | 0 | 0 | 0 | 0 |  | 0 | 0 | 0 | 0 | 0 |  | 0 | 0 | 0 | 0 | 0 |  | 0 | 0 | 0 | 0 | 0 |  | 0 | 0 | 0 | 0 | 0 | [22 empty] | 0 | 0 | 0 | 0 | 0 | 0 |  | 0 | 0 | 0 | 0 | 0 | 0 |  | 0 | 0 | 0 | 0 | 0 | 0 |  | 0 | 0 | 0 | 0 | 0 | 0 |  | 0 | 0 | 0 | 0 | 0 | 0 |  | 0 | 0 | 0 | 0 | 0 | 0
| [Please insert new asset category as required] |  | 0 | 0 | C1 | 0 | 0 | 0 | 0 | 0 | 0 | 0 | 0 | 0 | 0 | 0 | 0 | 0 | 0 | 0 | 0 | 0 | 0 | 0 | 0 | 0 | 0 | 0 | 0 | 0 | 0 | 0 | 0 | 0 | 0 | 0 | 0 | 0 | 0 | 0 | 0 |  |  | C1 | 0 | 0 | 0 | 0 | 0 | C1 | 0 | 0 | 0 | 0 | 0 | C1 | [5 empty] | C1 | [5 empty] | 0 | [6 empty] | 0 | [6 empty] | 0 | [6 empty] | 0 | [6 empty] | 0 | [6 empty] | 0
|  |  | 0 | 0 | C2 | 0 | 0 | 0 | 0 | 0 | 0 | 0 | 0 | 0 | 0 | 0 | 0 | 0 | 0 | 0 | 0 | 0 | 0 | 0 | 0 | 0 | 0 | 0 | 0 | 0 | 0 | 0 | 0 | 0 | 0 | 0 | 0 | 0 | 0 | 0 | 0 |  |  | C2 | 0 | 0 | 0 | 0 | 0 | C2 | 0 | 0 | 0 | 0 | 0 | C2 | [5 empty] | C2 | [5 empty] | 0 | [6 empty] | 0 | [6 empty] | 0 | [6 empty] | 0 | [6 empty] | 0 | [6 empty] | 0
|  |  | 0 | 0 | C3 | 0 | 0 | 0 | 0 | 0 | 0 | 0 | 0 | 0 | 0 | 0 | 0 | 0 | 0 | 0 | 0 | 0 | 0 | 0 | 0 | 0 | 0 | 0 | 0 | 0 | 0 | 0 | 0 | 0 | 0 | 0 | 0 | 0 | 0 | 0 | 0 |  |  | C3 | 0 | 0 | 0 | 0 | 0 | C3 | 0 | 0 | 0 | 0 | 0 | C3 | [5 empty] | C3 | [5 empty] | 0 | [6 empty] | 0 | [6 empty] | 0 | [6 empty] | 0 | [6 empty] | 0 | [6 empty] | 0
|  |  | 0 | 0 | C4 | 0 | 0 | 0 | 0 | 0 | 0 | 0 | 0 | 0 | 0 | 0 | 0 | 0 | 0 | 0 | 0 | 0 | 0 | 0 | 0 | 0 | 0 | 0 | 0 | 0 | 0 | 0 | 0 | 0 | 0 | 0 | 0 | 0 | 0 | 0 | 0 |  |  | C4 | 0 | 0 | 0 | 0 | 0 | C4 | 0 | 0 | 0 | 0 | 0 | C4 | [5 empty] | C4 | [5 empty] | 0 | [6 empty] | 0 | [6 empty] | 0 | [6 empty] | 0 | [6 empty] | 0 | [6 empty] | 0
|  |  | 0 | 0 |  | 0 | 0 | 0 | 0 | 0 |  | 0 | 0 | 0 | 0 | 0 |  | 0 | 0 | 0 | 0 | 0 |  | 0 | 0 | 0 | 0 | 0 |  | 0 | 0 | 0 | 0 | 0 |  | 0 | 0 | 0 | 0 | 0 | [22 empty] | 0 | 0 | 0 | 0 | 0 | 0 |  | 0 | 0 | 0 | 0 | 0 | 0 |  | 0 | 0 | 0 | 0 | 0 | 0 |  | 0 | 0 | 0 | 0 | 0 | 0 |  | 0 | 0 | 0 | 0 | 0 | 0 |  | 0 | 0 | 0 | 0 | 0 | 0
| [Please insert new asset category as required] |  | 0 | 0 | C1 | 0 | 0 | 0 | 0 | 0 | 0 | 0 | 0 | 0 | 0 | 0 | 0 | 0 | 0 | 0 | 0 | 0 | 0 | 0 | 0 | 0 | 0 | 0 | 0 | 0 | 0 | 0 | 0 | 0 | 0 | 0 | 0 | 0 | 0 | 0 | 0 |  |  | C1 | 0 | 0 | 0 | 0 | 0 | C1 | 0 | 0 | 0 | 0 | 0 | C1 | [5 empty] | C1 | [5 empty] | 0 | [6 empty] | 0 | [6 empty] | 0 | [6 empty] | 0 | [6 empty] | 0 | [6 empty] | 0
|  |  | 0 | 0 | C2 | 0 | 0 | 0 | 0 | 0 | 0 | 0 | 0 | 0 | 0 | 0 | 0 | 0 | 0 | 0 | 0 | 0 | 0 | 0 | 0 | 0 | 0 | 0 | 0 | 0 | 0 | 0 | 0 | 0 | 0 | 0 | 0 | 0 | 0 | 0 | 0 |  |  | C2 | 0 | 0 | 0 | 0 | 0 | C2 | 0 | 0 | 0 | 0 | 0 | C2 | [5 empty] | C2 | [5 empty] | 0 | [6 empty] | 0 | [6 empty] | 0 | [6 empty] | 0 | [6 empty] | 0 | [6 empty] | 0
|  |  | 0 | 0 | C3 | 0 | 0 | 0 | 0 | 0 | 0 | 0 | 0 | 0 | 0 | 0 | 0 | 0 | 0 | 0 | 0 | 0 | 0 | 0 | 0 | 0 | 0 | 0 | 0 | 0 | 0 | 0 | 0 | 0 | 0 | 0 | 0 | 0 | 0 | 0 | 0 |  |  | C3 | 0 | 0 | 0 | 0 | 0 | C3 | 0 | 0 | 0 | 0 | 0 | C3 | [5 empty] | C3 | [5 empty] | 0 | [6 empty] | 0 | [6 empty] | 0 | [6 empty] | 0 | [6 empty] | 0 | [6 empty] | 0
|  |  | 0 | 0 | C4 | 0 | 0 | 0 | 0 | 0 | 0 | 0 | 0 | 0 | 0 | 0 | 0 | 0 | 0 | 0 | 0 | 0 | 0 | 0 | 0 | 0 | 0 | 0 | 0 | 0 | 0 | 0 | 0 | 0 | 0 | 0 | 0 | 0 | 0 | 0 | 0 |  |  | C4 | 0 | 0 | 0 | 0 | 0 | C4 | 0 | 0 | 0 | 0 | 0 | C4 | [5 empty] | C4 | [5 empty] | 0 | [6 empty] | 0 | [6 empty] | 0 | [6 empty] | 0 | [6 empty] | 0 | [6 empty] | 0
|  |  | 0 | 0 |  | 0 | 0 | 0 | 0 | 0 |  | 0 | 0 | 0 | 0 | 0 |  | 0 | 0 | 0 | 0 | 0 |  | 0 | 0 | 0 | 0 | 0 |  | 0 | 0 | 0 | 0 | 0 |  | 0 | 0 | 0 | 0 | 0 | [22 empty] | 0 | 0 | 0 | 0 | 0 | 0 |  | 0 | 0 | 0 | 0 | 0 | 0 |  | 0 | 0 | 0 | 0 | 0 | 0 |  | 0 | 0 | 0 | 0 | 0 | 0 |  | 0 | 0 | 0 | 0 | 0 | 0 |  | 0 | 0 | 0 | 0 | 0 | 0
| [Please insert new asset category as required] |  | 0 | 0 | C1 | 0 | 0 | 0 | 0 | 0 | 0 | 0 | 0 | 0 | 0 | 0 | 0 | 0 | 0 | 0 | 0 | 0 | 0 | 0 | 0 | 0 | 0 | 0 | 0 | 0 | 0 | 0 | 0 | 0 | 0 | 0 | 0 | 0 | 0 | 0 | 0 |  |  | C1 | 0 | 0 | 0 | 0 | 0 | C1 | 0 | 0 | 0 | 0 | 0 | C1 | [5 empty] | C1 | [5 empty] | 0 | [6 empty] | 0 | [6 empty] | 0 | [6 empty] | 0 | [6 empty] | 0 | [6 empty] | 0
|  |  | 0 | 0 | C2 | 0 | 0 | 0 | 0 | 0 | 0 | 0 | 0 | 0 | 0 | 0 | 0 | 0 | 0 | 0 | 0 | 0 | 0 | 0 | 0 | 0 | 0 | 0 | 0 | 0 | 0 | 0 | 0 | 0 | 0 | 0 | 0 | 0 | 0 | 0 | 0 |  |  | C2 | 0 | 0 | 0 | 0 | 0 | C2 | 0 | 0 | 0 | 0 | 0 | C2 | [5 empty] | C2 | [5 empty] | 0 | [6 empty] | 0 | [6 empty] | 0 | [6 empty] | 0 | [6 empty] | 0 | [6 empty] | 0
|  |  | 0 | 0 | C3 | 0 | 0 | 0 | 0 | 0 | 0 | 0 | 0 | 0 | 0 | 0 | 0 | 0 | 0 | 0 | 0 | 0 | 0 | 0 | 0 | 0 | 0 | 0 | 0 | 0 | 0 | 0 | 0 | 0 | 0 | 0 | 0 | 0 | 0 | 0 | 0 |  |  | C3 | 0 | 0 | 0 | 0 | 0 | C3 | 0 | 0 | 0 | 0 | 0 | C3 | [5 empty] | C3 | [5 empty] | 0 | [6 empty] | 0 | [6 empty] | 0 | [6 empty] | 0 | [6 empty] | 0 | [6 empty] | 0
|  |  | 0 | 0 | C4 | 0 | 0 | 0 | 0 | 0 | 0 | 0 | 0 | 0 | 0 | 0 | 0 | 0 | 0 | 0 | 0 | 0 | 0 | 0 | 0 | 0 | 0 | 0 | 0 | 0 | 0 | 0 | 0 | 0 | 0 | 0 | 0 | 0 | 0 | 0 | 0 |  |  | C4 | 0 | 0 | 0 | 0 | 0 | C4 | 0 | 0 | 0 | 0 | 0 | C4 | [5 empty] | C4 | [5 empty] | 0 | [6 empty] | 0 | [6 empty] | 0 | [6 empty] | 0 | [6 empty] | 0 | [6 empty] | 0
|  |  | 0 | 0 |  | 0 | 0 | 0 | 0 | 0 |  | 0 | 0 | 0 | 0 | 0 |  | 0 | 0 | 0 | 0 | 0 |  | 0 | 0 | 0 | 0 | 0 |  | 0 | 0 | 0 | 0 | 0 |  | 0 | 0 | 0 | 0 | 0 | [22 empty] | 0 | 0 | 0 | 0 | 0 | 0 |  | 0 | 0 | 0 | 0 | 0 | 0 |  | 0 | 0 | 0 | 0 | 0 | 0 |  | 0 | 0 | 0 | 0 | 0 | 0 |  | 0 | 0 | 0 | 0 | 0 | 0 |  | 0 | 0 | 0 | 0 | 0 | 0
| [Please insert new asset category as required] |  | 0 | 0 | C1 | 0 | 0 | 0 | 0 | 0 | 0 | 0 | 0 | 0 | 0 | 0 | 0 | 0 | 0 | 0 | 0 | 0 | 0 | 0 | 0 | 0 | 0 | 0 | 0 | 0 | 0 | 0 | 0 | 0 | 0 | 0 | 0 | 0 | 0 | 0 | 0 |  |  | C1 | 0 | 0 | 0 | 0 | 0 | C1 | 0 | 0 | 0 | 0 | 0 | C1 | [5 empty] | C1 | [5 empty] | 0 | [6 empty] | 0 | [6 empty] | 0 | [6 empty] | 0 | [6 empty] | 0 | [6 empty] | 0
|  |  | 0 | 0 | C2 | 0 | 0 | 0 | 0 | 0 | 0 | 0 | 0 | 0 | 0 | 0 | 0 | 0 | 0 | 0 | 0 | 0 | 0 | 0 | 0 | 0 | 0 | 0 | 0 | 0 | 0 | 0 | 0 | 0 | 0 | 0 | 0 | 0 | 0 | 0 | 0 |  |  | C2 | 0 | 0 | 0 | 0 | 0 | C2 | 0 | 0 | 0 | 0 | 0 | C2 | [5 empty] | C2 | [5 empty] | 0 | [6 empty] | 0 | [6 empty] | 0 | [6 empty] | 0 | [6 empty] | 0 | [6 empty] | 0
|  |  | 0 | 0 | C3 | 0 | 0 | 0 | 0 | 0 | 0 | 0 | 0 | 0 | 0 | 0 | 0 | 0 | 0 | 0 | 0 | 0 | 0 | 0 | 0 | 0 | 0 | 0 | 0 | 0 | 0 | 0 | 0 | 0 | 0 | 0 | 0 | 0 | 0 | 0 | 0 |  |  | C3 | 0 | 0 | 0 | 0 | 0 | C3 | 0 | 0 | 0 | 0 | 0 | C3 | [5 empty] | C3 | [5 empty] | 0 | [6 empty] | 0 | [6 empty] | 0 | [6 empty] | 0 | [6 empty] | 0 | [6 empty] | 0
|  |  | 0 | 0 | C4 | 0 | 0 | 0 | 0 | 0 | 0 | 0 | 0 | 0 | 0 | 0 | 0 | 0 | 0 | 0 | 0 | 0 | 0 | 0 | 0 | 0 | 0 | 0 | 0 | 0 | 0 | 0 | 0 | 0 | 0 | 0 | 0 | 0 | 0 | 0 | 0 |  |  | C4 | 0 | 0 | 0 | 0 | 0 | C4 | 0 | 0 | 0 | 0 | 0 | C4 | [5 empty] | C4 | [5 empty] | 0 | [6 empty] | 0 | [6 empty] | 0 | [6 empty] | 0 | [6 empty] | 0 | [6 empty] | 0
|  |  | 0 | 0 |  | 0 | 0 | 0 | 0 | 0 |  | 0 | 0 | 0 | 0 | 0 |  | 0 | 0 | 0 | 0 | 0 |  | 0 | 0 | 0 | 0 | 0 |  | 0 | 0 | 0 | 0 | 0 |  | 0 | 0 | 0 | 0 | 0 | [22 empty] | 0 | 0 | 0 | 0 | 0 | 0 |  | 0 | 0 | 0 | 0 | 0 | 0 |  | 0 | 0 | 0 | 0 | 0 | 0 |  | 0 | 0 | 0 | 0 | 0 | 0 |  | 0 | 0 | 0 | 0 | 0 | 0 |  | 0 | 0 | 0 | 0 | 0 | 0
[63 empty] | 219728.9081 | 733831.0825 | 1405808.5784 | 1242927.841 | 2512312.2981 | 6114608.7081 |  | 293469.8753 | 718189.3616 | 1405029.8205 | 1131327.113 | 1909308.1392 | 5457324.3097 |  | 278490.7696 | 633855.0712 | 1239594.4411 | 1417445.3839 | 2709558.1348 | 6278943.8006 |  | 278490.7696 | 633855.0712 | 1239594.4411 | 1417445.3839 | 2709558.1348 | 6278943.8006 |  | 245674.4017 | 512245.5646 | 953196.6572 | 1543049.0636 | 4776898.5677 | 8031064.2548 |  | 245674.4017 | 512245.5646 | 953196.6572 | 1543049.0636 | 4776898.5677 | 8031064.2548
| EHV Network | [66 empty] | 0 | [6 empty] | 0 | [6 empty] | 0 | [6 empty] | 0 | [6 empty] | 0 | [6 empty] | 0
| EHV Switchgear (GM) |  | 1408 | 1408 | C1 | 203 | 384 | 179 | 499 | 143 | 1408 | 184 | 383 | 179 | 503 | 174 | 1423 | 0 | 0 | 0 | 0 | 0 | 0 | 203 | 320 | 180 | 322 | 383 | 1408 | 0 | 0 | 0 | 0 | 0 | 0 | 188 | 238 | 161 | 259 | 562 | 1408 |  |  | C1 | 0.0005005 | 0.0010625 | 0.0015 | 0.003125 | 0.00625 | C1 | 44239.4925 | 44239.4925 | 44239.4925 | 44239.4925 | 44239.4925 | C1 | 22.1419 | 47.0045 | 66.3592 | 138.2484 | 276.4968 | C1 | 4074.1033 | 18002.7085 | 11878.3037 | 69538.9523 | 48110.4481 | 151604.5159 |  | 4494.7988 | 18049.7129 | 11878.3037 | 68985.9586 | 39539.0464 | 142947.8205 |  | 4494.7988 | 15041.4275 | 11944.663 | 44515.9893 | 105898.2852 | 181895.1637 |  | 4494.7988 | 15041.4275 | 11944.663 | 44515.9893 | 105898.2852 | 181895.1637 |  | 4162.6708 | 11187.0617 | 10683.8374 | 35806.3392 | 155391.2174 | 217231.1266 |  | 4162.6708 | 11187.0617 | 10683.8374 | 35806.3392 | 155391.2174 | 217231.1266
|  |  | 202 | 202 | C2 | 12 | 94 | 28 | 53 | 15 | 202 | 10 | 94 | 28 | 53 | 18 | 203 | 0 | 0 | 0 | 0 | 0 | 0 | 12 | 75 | 42 | 44 | 29 | 202 | 0 | 0 | 0 | 0 | 0 | 0 | 12 | 41 | 53 | 41 | 55 | 202 |  |  | C2 | 0.0005005 | 0.0010625 | 0.0015 | 0.003125 | 0.00625 | C2 | 63199.275 | 63199.275 | 63199.275 | 63199.275 | 63199.275 | C2 | 31.6312 | 67.1492 | 94.7989 | 197.4977 | 394.9955 | C2 | 316.3124 | 6312.0276 | 2654.3696 | 10467.3799 | 7109.9184 | 26860.0079 |  | 379.5748 | 6312.0276 | 2654.3696 | 10467.3799 | 5924.932 | 25738.2839 |  | 379.5748 | 5036.1922 | 3981.5543 | 8689.9003 | 11454.8686 | 29542.0903 |  | 379.5748 | 5036.1922 | 3981.5543 | 8689.9003 | 11454.8686 | 29542.0903 |  | 379.5748 | 2753.1184 | 5024.3424 | 8097.4071 | 21724.7508 | 37979.1935 |  | 379.5748 | 2753.1184 | 5024.3424 | 8097.4071 | 21724.7508 | 37979.1935
|  |  | 66 | 66 | C3 | 3 | 38 | 10 | 10 | 5 | 66 | 2 | 38 | 10 | 10 | 6 | 66 | 0 | 0 | 0 | 0 | 0 | 0 | 3 | 28 | 19 | 7 | 9 | 66 | 0 | 0 | 0 | 0 | 0 | 0 | 3 | 19 | 19 | 12 | 13 | 66 |  |  | C3 | 0.0005005 | 0.0010625 | 0.0015 | 0.003125 | 0.00625 | C3 | 94798.9125 | 94798.9125 | 94798.9125 | 94798.9125 | 94798.9125 | C3 | 47.4469 | 100.7238 | 142.1984 | 296.2466 | 592.4932 | C3 | 94.8937 | 3827.5061 | 1421.9837 | 2962.466 | 3554.9592 | 11861.8087 |  | 142.3406 | 3827.5061 | 1421.9837 | 2962.466 | 2962.466 | 11316.7624 |  | 142.3406 | 2820.2676 | 2701.769 | 2073.7262 | 5332.4388 | 13070.5423 |  | 142.3406 | 2820.2676 | 2701.769 | 2073.7262 | 5332.4388 | 13070.5423 |  | 142.3406 | 1913.753 | 2701.769 | 3554.9592 | 7702.4116 | 16015.2335 |  | 142.3406 | 1913.753 | 2701.769 | 3554.9592 | 7702.4116 | 16015.2335
|  |  | 490 | 490 | C4 | 21 | 204 | 33 | 193 | 39 | 490 | 15 | 204 | 33 | 195 | 47 | 494 | 0 | 0 | 0 | 0 | 0 | 0 | 21 | 167 | 65 | 128 | 109 | 490 | 0 | 0 | 0 | 0 | 0 | 0 | 21 | 111 | 93 | 65 | 200 | 490 |  |  | C4 | 0.0005005 | 0.0010625 | 0.0015 | 0.003125 | 0.00625 | C4 | 157998.1875 | 157998.1875 | 157998.1875 | 157998.1875 | 157998.1875 | C4 | 79.0781 | 167.8731 | 236.9973 | 493.7443 | 987.4887 | C4 | 1186.1714 | 34246.1071 | 7820.9103 | 96280.1455 | 46411.9676 | 185945.3019 |  | 1660.6399 | 34246.1071 | 7820.9103 | 95292.6568 | 38512.0582 | 177532.3724 |  | 1660.6399 | 28034.8034 | 15404.8233 | 63199.275 | 107636.2652 | 215935.8069 |  | 1660.6399 | 28034.8034 | 15404.8233 | 63199.275 | 107636.2652 | 215935.8069 |  | 1660.6399 | 18633.9112 | 22040.7472 | 32093.3818 | 197497.7344 | 271926.4146 |  | 1660.6399 | 18633.9112 | 22040.7472 | 32093.3818 | 197497.7344 | 271926.4146
|  |  | 2166 | 2166 |  | 239 | 720 | 250 | 755 | 202 |  | 211 | 719 | 250 | 761 | 245 |  | 0 | 0 | 0 | 0 | 0 |  | 239 | 590 | 306 | 501 | 530 |  | 0 | 0 | 0 | 0 | 0 |  | 224 | 409 | 326 | 377 | 830 | [22 empty] | 5671.4808 | 62388.3493 | 23775.5673 | 179248.9437 | 105187.2933 | 376271.6345 |  | 6677.3542 | 62435.3538 | 23775.5673 | 177708.4614 | 86938.5027 | 357535.2393 |  | 6677.3542 | 50932.6907 | 34032.8096 | 118478.8909 | 230321.8578 | 440443.6032 |  | 6677.3542 | 50932.6907 | 34032.8096 | 118478.8909 | 230321.8578 | 440443.6032 |  | 6345.2262 | 34487.8444 | 40450.696 | 79552.0874 | 382316.1142 | 543151.9682 |  | 6345.2262 | 34487.8444 | 40450.696 | 79552.0874 | 382316.1142 | 543151.9682
| EHV Transformer |  | 330 | 330 | C1 | 58 | 100 | 77 | 64 | 31 | 330 | 49 | 100 | 77 | 64 | 42 | 332 | 0 | 0 | 0 | 0 | 0 | 0 | 52 | 87 | 76 | 51 | 64 | 330 | 0 | 0 | 0 | 0 | 0 | 0 | 45 | 73 | 72 | 42 | 98 | 330 |  |  | C1 | 0.0045605 | 0.00969 | 0.01368 | 0.0285 | 0.057 | C1 | 80797.2002 | 80797.2002 | 80797.2002 | 80797.2002 | 80797.2002 | C1 | 368.4756 | 782.9249 | 1105.3057 | 2302.7202 | 4605.4404 | C1 | 18055.3059 | 78292.487 | 85108.5388 | 147374.0932 | 193428.4973 | 522258.9223 |  | 21371.5866 | 78292.487 | 85108.5388 | 147374.0932 | 142768.6528 | 474915.3584 |  | 19160.7328 | 68114.4637 | 84003.2331 | 117438.7305 | 294748.1864 | 583465.3465 |  | 19160.7328 | 68114.4637 | 84003.2331 | 117438.7305 | 294748.1864 | 583465.3465 |  | 16581.4034 | 57153.5155 | 79582.0103 | 96714.2487 | 451333.1604 | 701364.3383 |  | 16581.4034 | 57153.5155 | 79582.0103 | 96714.2487 | 451333.1604 | 701364.3383
|  |  | 316 | 316 | C2 | 57 | 112 | 82 | 42 | 23 | 316 | 49 | 112 | 82 | 42 | 32 | 317 | 0 | 0 | 0 | 0 | 0 | 0 | 54 | 100 | 82 | 42 | 38 | 316 | 0 | 0 | 0 | 0 | 0 | 0 | 41 | 82 | 83 | 35 | 75 | 316 |  |  | C2 | 0.0045605 | 0.00969 | 0.01368 | 0.0285 | 0.057 | C2 | 115424.5717 | 115424.5717 | 115424.5717 | 115424.5717 | 115424.5717 | C2 | 526.3938 | 1118.4641 | 1579.0081 | 3289.6003 | 6579.2006 | C2 | 25793.2942 | 125267.9792 | 129478.6676 | 138163.2124 | 210534.4188 | 629237.5722 |  | 30004.4443 | 125267.9792 | 129478.6676 | 138163.2124 | 151321.6135 | 574235.917 |  | 28425.263 | 111846.41 | 129478.6676 | 138163.2124 | 250009.6224 | 657923.1753 |  | 28425.263 | 111846.41 | 129478.6676 | 138163.2124 | 250009.6224 | 657923.1753 |  | 21582.1441 | 91714.0562 | 131057.6757 | 115136.0103 | 493440.0442 | 852929.9305 |  | 21582.1441 | 91714.0562 | 131057.6757 | 115136.0103 | 493440.0442 | 852929.9305
|  |  | 166 | 166 | C3 | 30 | 67 | 35 | 19 | 15 | 166 | 24 | 67 | 35 | 19 | 21 | 166 | 0 | 0 | 0 | 0 | 0 | 0 | 29 | 57 | 39 | 19 | 22 | 166 | 0 | 0 | 0 | 0 | 0 | 0 | 24 | 45 | 46 | 12 | 39 | 166 |  |  | C3 | 0.0045605 | 0.00969 | 0.01368 | 0.0285 | 0.057 | C3 | 173136.8576 | 173136.8576 | 173136.8576 | 173136.8576 | 173136.8576 | C3 | 789.5906 | 1677.6962 | 2368.5122 | 4934.4004 | 9868.8009 | C3 | 18950.1753 | 112405.6421 | 82897.9274 | 93753.6084 | 207244.8185 | 515252.1717 |  | 23687.7192 | 112405.6421 | 82897.9274 | 93753.6084 | 148032.0132 | 460776.9103 |  | 22898.1285 | 95628.6806 | 92371.9763 | 93753.6084 | 217113.6194 | 521766.0132 |  | 22898.1285 | 95628.6806 | 92371.9763 | 93753.6084 | 217113.6194 | 521766.0132 |  | 18950.1753 | 75496.3268 | 108951.5617 | 59212.8053 | 384883.2344 | 647494.1036 |  | 18950.1753 | 75496.3268 | 108951.5617 | 59212.8053 | 384883.2344 | 647494.1036
|  |  | 0 | 0 | C4 | 0 | 0 | 0 | 0 | 0 | 0 | 0 | 0 | 0 | 0 | 0 | 0 | 0 | 0 | 0 | 0 | 0 | 0 | 0 | 0 | 0 | 0 | 0 | 0 | 0 | 0 | 0 | 0 | 0 | 0 | 0 | 0 | 0 | 0 | 0 | 0 |  |  | C4 | 0.0045605 | 0.00969 | 0.01368 | 0.0285 | 0.057 | C4 | 288561.4293 | 288561.4293 | 288561.4293 | 288561.4293 | 288561.4293 | C4 | 1315.9844 | 2796.1603 | 3947.5204 | 8224.0007 | 16448.0015 | C4 | 0 | 0 | 0 | 0 | 0 | 0 |  | 0 | 0 | 0 | 0 | 0 | 0 |  | 0 | 0 | 0 | 0 | 0 | 0 |  | 0 | 0 | 0 | 0 | 0 | 0 |  | 0 | 0 | 0 | 0 | 0 | 0 |  | 0 | 0 | 0 | 0 | 0 | 0
|  |  | 812 | 812 |  | 145 | 279 | 194 | 125 | 69 |  | 122 | 279 | 194 | 125 | 95 |  | 0 | 0 | 0 | 0 | 0 |  | 135 | 244 | 197 | 112 | 124 |  | 0 | 0 | 0 | 0 | 0 |  | 110 | 200 | 201 | 89 | 212 | [22 empty] | 62798.7755 | 315966.1083 | 297485.1338 | 379290.9139 | 611207.7347 | 1666748.6662 |  | 75063.7501 | 315966.1083 | 297485.1338 | 379290.9139 | 442122.2796 | 1509928.1857 |  | 70484.1244 | 275589.5543 | 305853.877 | 349355.5513 | 761871.4282 | 1763154.535 |  | 70484.1244 | 275589.5543 | 305853.877 | 349355.5513 | 761871.4282 | 1763154.535 |  | 57113.7229 | 224363.8985 | 319591.2478 | 271063.0643 | 1329656.439 | 2201788.3724 |  | 57113.7229 | 224363.8985 | 319591.2478 | 271063.0643 | 1329656.439 | 2201788.3724
| EHV UG Cable (Gas) |  | 0 | 0 | C1 | 0 | 0 | 0 | 0 | 0 | 0 | 0 | 0 | 0 | 0 | 0 | 0 | 0 | 0 | 0 | 0 | 0 | 0 | 0 | 0 | 0 | 0 | 0 | 0 | 0 | 0 | 0 | 0 | 0 | 0 | 0 | 0 | 0 | 0 | 0 | 0 |  |  | C1 | 0 | 0 | 0 | 0 | 0 | C1 | 0 | 0 | 0 | 0 | 0 | C1 | [5 empty] | C1 | [5 empty] | 0 | [6 empty] | 0 | [6 empty] | 0 | [6 empty] | 0 | [6 empty] | 0 | [6 empty] | 0
|  |  | 0 | 0 | C2 | 0 | 0 | 0 | 0 | 0 | 0 | 0 | 0 | 0 | 0 | 0 | 0 | 0 | 0 | 0 | 0 | 0 | 0 | 0 | 0 | 0 | 0 | 0 | 0 | 0 | 0 | 0 | 0 | 0 | 0 | 0 | 0 | 0 | 0 | 0 | 0 |  |  | C2 | 0 | 0 | 0 | 0 | 0 | C2 | 0 | 0 | 0 | 0 | 0 | C2 | [5 empty] | C2 | [5 empty] | 0 | [6 empty] | 0 | [6 empty] | 0 | [6 empty] | 0 | [6 empty] | 0 | [6 empty] | 0
|  |  | 0 | 0 | C3 | 0 | 0 | 0 | 0 | 0 | 0 | 0 | 0 | 0 | 0 | 0 | 0 | 0 | 0 | 0 | 0 | 0 | 0 | 0 | 0 | 0 | 0 | 0 | 0 | 0 | 0 | 0 | 0 | 0 | 0 | 0 | 0 | 0 | 0 | 0 | 0 |  |  | C3 | 0 | 0 | 0 | 0 | 0 | C3 | 0 | 0 | 0 | 0 | 0 | C3 | [5 empty] | C3 | [5 empty] | 0 | [6 empty] | 0 | [6 empty] | 0 | [6 empty] | 0 | [6 empty] | 0 | [6 empty] | 0
|  |  | 0 | 0 | C4 | 0 | 0 | 0 | 0 | 0 | 0 | 0 | 0 | 0 | 0 | 0 | 0 | 0 | 0 | 0 | 0 | 0 | 0 | 0 | 0 | 0 | 0 | 0 | 0 | 0 | 0 | 0 | 0 | 0 | 0 | 0 | 0 | 0 | 0 | 0 | 0 |  |  | C4 | 0 | 0 | 0 | 0 | 0 | C4 | 0 | 0 | 0 | 0 | 0 | C4 | [5 empty] | C4 | [5 empty] | 0 | [6 empty] | 0 | [6 empty] | 0 | [6 empty] | 0 | [6 empty] | 0 | [6 empty] | 0
|  |  | 0 | 0 |  | 0 | 0 | 0 | 0 | 0 |  | 0 | 0 | 0 | 0 | 0 |  | 0 | 0 | 0 | 0 | 0 |  | 0 | 0 | 0 | 0 | 0 |  | 0 | 0 | 0 | 0 | 0 |  | 0 | 0 | 0 | 0 | 0 | [22 empty] | 0 | 0 | 0 | 0 | 0 | 0 |  | 0 | 0 | 0 | 0 | 0 | 0 |  | 0 | 0 | 0 | 0 | 0 | 0 |  | 0 | 0 | 0 | 0 | 0 | 0 |  | 0 | 0 | 0 | 0 | 0 | 0 |  | 0 | 0 | 0 | 0 | 0 | 0
| EHV UG Cable (Oil) |  | 0 | 0 | C1 | 0 | 0 | 0 | 0 | 0 | 0 | 0 | 0 | 0 | 0 | 0 | 0 | 0 | 0 | 0 | 0 | 0 | 0 | 0 | 0 | 0 | 0 | 0 | 0 | 0 | 0 | 0 | 0 | 0 | 0 | 0 | 0 | 0 | 0 | 0 | 0 |  |  | C1 | 5.05e-05 | 0.00010625 | 0.00015 | 0.0003125 | 0.000625 | C1 | 13514.8117 | 13514.8117 | 13514.8117 | 13514.8117 | 13514.8117 | C1 | 0.6825 | 1.4359 | 2.0272 | 4.2234 | 8.4468 | C1 | 0 | 0 | 0 | 0 | 0 | 0 |  | 0 | 0 | 0 | 0 | 0 | 0 |  | 0 | 0 | 0 | 0 | 0 | 0 |  | 0 | 0 | 0 | 0 | 0 | 0 |  | 0 | 0 | 0 | 0 | 0 | 0 |  | 0 | 0 | 0 | 0 | 0 | 0
|  |  | 0.45163 | 0.45163 | C2 | 0 | 0 | 0.23701 | 0.21463 | 0 | 0.45163 | 0 | 0 | 0.23701 | 0.21463 | 0 | 0.45163 | 0 | 0 | 0 | 0 | 0 | 0 | 0 | 0 | 0.23701 | 0.12264 | 0.091987 | 0.45163 | 0 | 0 | 0 | 0 | 0 | 0 | 0 | 0 | 0.23701 | 0 | 0.21463 | 0.45163 |  |  | C2 | 5.05e-05 | 0.00010625 | 0.00015 | 0.0003125 | 0.000625 | C2 | 19306.8739 | 19306.8739 | 19306.8739 | 19306.8739 | 19306.8739 | C2 | 0.975 | 2.0514 | 2.896 | 6.0334 | 12.0668 | C2 | 0 | 0 | 0.68638 | 1.2949 | 0 | 1.9813 |  | 0 | 0 | 0.68638 | 1.2949 | 0 | 1.9813 |  | 0 | 0 | 0.68638 | 0.73993 | 1.11 | 2.5363 |  | 0 | 0 | 0.68638 | 0.73993 | 1.11 | 2.5363 |  | 0 | 0 | 0.68638 | 0 | 2.5898 | 3.2762 |  | 0 | 0 | 0.68638 | 0 | 2.5898 | 3.2762
|  |  | 0 | 0 | C3 | 0 | 0 | 0 | 0 | 0 | 0 | 0 | 0 | 0 | 0 | 0 | 0 | 0 | 0 | 0 | 0 | 0 | 0 | 0 | 0 | 0 | 0 | 0 | 0 | 0 | 0 | 0 | 0 | 0 | 0 | 0 | 0 | 0 | 0 | 0 | 0 |  |  | C3 | 5.05e-05 | 0.00010625 | 0.00015 | 0.0003125 | 0.000625 | C3 | 28960.3108 | 28960.3108 | 28960.3108 | 28960.3108 | 28960.3108 | C3 | 1.4625 | 3.077 | 4.344 | 9.0501 | 18.1002 | C3 | 0 | 0 | 0 | 0 | 0 | 0 |  | 0 | 0 | 0 | 0 | 0 | 0 |  | 0 | 0 | 0 | 0 | 0 | 0 |  | 0 | 0 | 0 | 0 | 0 | 0 |  | 0 | 0 | 0 | 0 | 0 | 0 |  | 0 | 0 | 0 | 0 | 0 | 0
|  |  | 0 | 0 | C4 | 0 | 0 | 0 | 0 | 0 | 0 | 0 | 0 | 0 | 0 | 0 | 0 | 0 | 0 | 0 | 0 | 0 | 0 | 0 | 0 | 0 | 0 | 0 | 0 | 0 | 0 | 0 | 0 | 0 | 0 | 0 | 0 | 0 | 0 | 0 | 0 |  |  | C4 | 5.05e-05 | 0.00010625 | 0.00015 | 0.0003125 | 0.000625 | C4 | 48267.1846 | 48267.1846 | 48267.1846 | 48267.1846 | 48267.1846 | C4 | 2.4375 | 5.1284 | 7.2401 | 15.0835 | 30.167 | C4 | 0 | 0 | 0 | 0 | 0 | 0 |  | 0 | 0 | 0 | 0 | 0 | 0 |  | 0 | 0 | 0 | 0 | 0 | 0 |  | 0 | 0 | 0 | 0 | 0 | 0 |  | 0 | 0 | 0 | 0 | 0 | 0 |  | 0 | 0 | 0 | 0 | 0 | 0
|  |  | 0.45163 | 0.45163 |  | 0 | 0 | 0.23701 | 0.21463 | 0 |  | 0 | 0 | 0.23701 | 0.21463 | 0 |  | 0 | 0 | 0 | 0 | 0 |  | 0 | 0 | 0.23701 | 0.12264 | 0.091987 |  | 0 | 0 | 0 | 0 | 0 |  | 0 | 0 | 0.23701 | 0 | 0.21463 | [22 empty] | 0 | 0 | 0.68638 | 1.2949 | 0 | 1.9813 |  | 0 | 0 | 0.68638 | 1.2949 | 0 | 1.9813 |  | 0 | 0 | 0.68638 | 0.73993 | 1.11 | 2.5363 |  | 0 | 0 | 0.68638 | 0.73993 | 1.11 | 2.5363 |  | 0 | 0 | 0.68638 | 0 | 2.5898 | 3.2762 |  | 0 | 0 | 0.68638 | 0 | 2.5898 | 3.2762
| EHV UG Cable (Non Pressurised) |  | 0 | 0 | C1 | 0 | 0 | 0 | 0 | 0 | 0 | 0 | 0 | 0 | 0 | 0 | 0 | 0 | 0 | 0 | 0 | 0 | 0 | 0 | 0 | 0 | 0 | 0 | 0 | 0 | 0 | 0 | 0 | 0 | 0 | 0 | 0 | 0 | 0 | 0 | 0 |  |  | C1 | 0 | 0 | 0 | 0 | 0 | C1 | 0 | 0 | 0 | 0 | 0 | C1 | [5 empty] | C1 | [5 empty] | 0 | [6 empty] | 0 | [6 empty] | 0 | [6 empty] | 0 | [6 empty] | 0 | [6 empty] | 0
|  |  | 0 | 0 | C2 | 0 | 0 | 0 | 0 | 0 | 0 | 0 | 0 | 0 | 0 | 0 | 0 | 0 | 0 | 0 | 0 | 0 | 0 | 0 | 0 | 0 | 0 | 0 | 0 | 0 | 0 | 0 | 0 | 0 | 0 | 0 | 0 | 0 | 0 | 0 | 0 |  |  | C2 | 0 | 0 | 0 | 0 | 0 | C2 | 0 | 0 | 0 | 0 | 0 | C2 | [5 empty] | C2 | [5 empty] | 0 | [6 empty] | 0 | [6 empty] | 0 | [6 empty] | 0 | [6 empty] | 0 | [6 empty] | 0
|  |  | 0 | 0 | C3 | 0 | 0 | 0 | 0 | 0 | 0 | 0 | 0 | 0 | 0 | 0 | 0 | 0 | 0 | 0 | 0 | 0 | 0 | 0 | 0 | 0 | 0 | 0 | 0 | 0 | 0 | 0 | 0 | 0 | 0 | 0 | 0 | 0 | 0 | 0 | 0 |  |  | C3 | 0 | 0 | 0 | 0 | 0 | C3 | 0 | 0 | 0 | 0 | 0 | C3 | [5 empty] | C3 | [5 empty] | 0 | [6 empty] | 0 | [6 empty] | 0 | [6 empty] | 0 | [6 empty] | 0 | [6 empty] | 0
|  |  | 0 | 0 | C4 | 0 | 0 | 0 | 0 | 0 | 0 | 0 | 0 | 0 | 0 | 0 | 0 | 0 | 0 | 0 | 0 | 0 | 0 | 0 | 0 | 0 | 0 | 0 | 0 | 0 | 0 | 0 | 0 | 0 | 0 | 0 | 0 | 0 | 0 | 0 | 0 |  |  | C4 | 0 | 0 | 0 | 0 | 0 | C4 | 0 | 0 | 0 | 0 | 0 | C4 | [5 empty] | C4 | [5 empty] | 0 | [6 empty] | 0 | [6 empty] | 0 | [6 empty] | 0 | [6 empty] | 0 | [6 empty] | 0
|  |  | 0 | 0 |  | 0 | 0 | 0 | 0 | 0 |  | 0 | 0 | 0 | 0 | 0 |  | 0 | 0 | 0 | 0 | 0 |  | 0 | 0 | 0 | 0 | 0 |  | 0 | 0 | 0 | 0 | 0 |  | 0 | 0 | 0 | 0 | 0 | [22 empty] | 0 | 0 | 0 | 0 | 0 | 0 |  | 0 | 0 | 0 | 0 | 0 | 0 |  | 0 | 0 | 0 | 0 | 0 | 0 |  | 0 | 0 | 0 | 0 | 0 | 0 |  | 0 | 0 | 0 | 0 | 0 | 0 |  | 0 | 0 | 0 | 0 | 0 | 0
| EHV OHL Support - Towers |  | 0 | 0 | C1 | 0 | 0 | 0 | 0 | 0 | 0 | 0 | 0 | 0 | 0 | 0 | 0 | 0 | 0 | 0 | 0 | 0 | 0 | 0 | 0 | 0 | 0 | 0 | 0 | 0 | 0 | 0 | 0 | 0 | 0 | 0 | 0 | 0 | 0 | 0 | 0 |  |  | C1 | 0 | 0 | 0 | 0 | 0 | C1 | 0 | 0 | 0 | 0 | 0 | C1 | [5 empty] | C1 | [5 empty] | 0 | [6 empty] | 0 | [6 empty] | 0 | [6 empty] | 0 | [6 empty] | 0 | [6 empty] | 0
|  |  | 0 | 0 | C2 | 0 | 0 | 0 | 0 | 0 | 0 | 0 | 0 | 0 | 0 | 0 | 0 | 0 | 0 | 0 | 0 | 0 | 0 | 0 | 0 | 0 | 0 | 0 | 0 | 0 | 0 | 0 | 0 | 0 | 0 | 0 | 0 | 0 | 0 | 0 | 0 |  |  | C2 | 0 | 0 | 0 | 0 | 0 | C2 | 0 | 0 | 0 | 0 | 0 | C2 | [5 empty] | C2 | [5 empty] | 0 | [6 empty] | 0 | [6 empty] | 0 | [6 empty] | 0 | [6 empty] | 0 | [6 empty] | 0
|  |  | 0 | 0 | C3 | 0 | 0 | 0 | 0 | 0 | 0 | 0 | 0 | 0 | 0 | 0 | 0 | 0 | 0 | 0 | 0 | 0 | 0 | 0 | 0 | 0 | 0 | 0 | 0 | 0 | 0 | 0 | 0 | 0 | 0 | 0 | 0 | 0 | 0 | 0 | 0 |  |  | C3 | 0 | 0 | 0 | 0 | 0 | C3 | 0 | 0 | 0 | 0 | 0 | C3 | [5 empty] | C3 | [5 empty] | 0 | [6 empty] | 0 | [6 empty] | 0 | [6 empty] | 0 | [6 empty] | 0 | [6 empty] | 0
|  |  | 0 | 0 | C4 | 0 | 0 | 0 | 0 | 0 | 0 | 0 | 0 | 0 | 0 | 0 | 0 | 0 | 0 | 0 | 0 | 0 | 0 | 0 | 0 | 0 | 0 | 0 | 0 | 0 | 0 | 0 | 0 | 0 | 0 | 0 | 0 | 0 | 0 | 0 | 0 |  |  | C4 | 0 | 0 | 0 | 0 | 0 | C4 | 0 | 0 | 0 | 0 | 0 | C4 | [5 empty] | C4 | [5 empty] | 0 | [6 empty] | 0 | [6 empty] | 0 | [6 empty] | 0 | [6 empty] | 0 | [6 empty] | 0
|  |  | 0 | 0 |  | 0 | 0 | 0 | 0 | 0 |  | 0 | 0 | 0 | 0 | 0 |  | 0 | 0 | 0 | 0 | 0 |  | 0 | 0 | 0 | 0 | 0 |  | 0 | 0 | 0 | 0 | 0 |  | 0 | 0 | 0 | 0 | 0 | [22 empty] | 0 | 0 | 0 | 0 | 0 | 0 |  | 0 | 0 | 0 | 0 | 0 | 0 |  | 0 | 0 | 0 | 0 | 0 | 0 |  | 0 | 0 | 0 | 0 | 0 | 0 |  | 0 | 0 | 0 | 0 | 0 | 0 |  | 0 | 0 | 0 | 0 | 0 | 0
| EHV OHL Support - Poles |  | 4184 | 4184 | C1 | 541 | 1312 | 1489 | 335 | 507 | 4184 | 425 | 1334 | 1511 | 363 | 550 | 4183 | 0 | 0 | 0 | 0 | 0 | 0 | 529 | 1080 | 1470 | 492 | 613 | 4184 | 0 | 0 | 0 | 0 | 0 | 0 | 496 | 719 | 1388 | 606 | 975 | 4184 |  |  | C1 | 0.00042155 | 0.00089474 | 0.0012632 | 0.0026316 | 0.0052632 | C1 | 10070.5781 | 10070.5781 | 10070.5781 | 10070.5781 | 10070.5781 | C1 | 4.2453 | 9.0105 | 12.7207 | 26.5015 | 53.003 | C1 | 1804.2434 | 12020.03 | 19221.0234 | 9620.0522 | 29151.6735 | 71817.0225 |  | 2296.6958 | 11821.7986 | 18941.1673 | 8878.0096 | 26872.5426 | 68810.214 |  | 2245.7524 | 9731.3586 | 18699.4734 | 13038.7485 | 32490.8651 | 76206.1981 |  | 2245.7524 | 9731.3586 | 18699.4734 | 13038.7485 | 32490.8651 | 76206.1981 |  | 2105.6582 | 6478.5619 | 17656.3736 | 16059.9219 | 51677.9666 | 93978.4822 |  | 2105.6582 | 6478.5619 | 17656.3736 | 16059.9219 | 51677.9666 | 93978.4822
|  |  | 12786 | 12786 | C2 | 1278 | 4615 | 4287 | 1185 | 1421 | 12786 | 917 | 4690 | 4350 | 1283 | 1542 | 12782 | 0 | 0 | 0 | 0 | 0 | 0 | 1224 | 3793 | 4448 | 1534 | 1787 | 12786 | 0 | 0 | 0 | 0 | 0 | 0 | 1117 | 2440 | 4650 | 1622 | 2957 | 12786 |  |  | C2 | 0.00042155 | 0.00089474 | 0.0012632 | 0.0026316 | 0.0052632 | C2 | 14386.5401 | 14386.5401 | 14386.5401 | 14386.5401 | 14386.5401 | C2 | 6.0647 | 12.8722 | 18.1725 | 37.8593 | 75.7186 | C2 | 5561.3151 | 60370.4656 | 79050.2522 | 48573.5027 | 116758.1311 | 310313.6666 |  | 7750.666 | 59405.053 | 77905.3865 | 44863.2897 | 107596.1766 | 297520.5717 |  | 7423.173 | 48824.1313 | 80831.1544 | 58076.191 | 135309.196 | 330463.8458 |  | 7423.173 | 48824.1313 | 80831.1544 | 58076.191 | 135309.196 | 330463.8458 |  | 6774.2519 | 31408.0887 | 84501.9937 | 61407.8108 | 223899.9959 | 407992.141 |  | 6774.2519 | 31408.0887 | 84501.9937 | 61407.8108 | 223899.9959 | 407992.141
|  |  | 3751 | 3751 | C3 | 957 | 1329 | 978 | 234 | 253 | 3751 | 879 | 1351 | 992 | 253 | 275 | 3750 | 0 | 0 | 0 | 0 | 0 | 0 | 939 | 1086 | 1080 | 323 | 323 | 3751 | 0 | 0 | 0 | 0 | 0 | 0 | 891 | 716 | 1228 | 358 | 558 | 3751 |  |  | C3 | 0.00042155 | 0.00089474 | 0.0012632 | 0.0026316 | 0.0052632 | C3 | 21579.8102 | 21579.8102 | 21579.8102 | 21579.8102 | 21579.8102 | C3 | 9.097 | 19.3083 | 27.2587 | 56.789 | 113.5779 | C3 | 7996.2857 | 26085.4474 | 27040.638 | 14367.6105 | 31233.9358 | 106723.9174 |  | 8705.8537 | 25660.6659 | 26659.0161 | 13288.62 | 28735.221 | 103049.3766 |  | 8542.1072 | 20968.7609 | 29439.4043 | 18342.8387 | 36685.6774 | 113978.7884 |  | 8542.1072 | 20968.7609 | 29439.4043 | 18342.8387 | 36685.6774 | 113978.7884 |  | 8105.45 | 13824.7079 | 33473.693 | 20330.4528 | 63376.4953 | 139110.7989 |  | 8105.45 | 13824.7079 | 33473.693 | 20330.4528 | 63376.4953 | 139110.7989
|  |  | 101 | 101 | C4 | 7 | 4 | 67 | 15 | 8 | 101 | 4 | 4 | 68 | 16 | 9 | 101 | 0 | 0 | 0 | 0 | 0 | 0 | 7 | 4 | 49 | 30 | 11 | 101 | 0 | 0 | 0 | 0 | 0 | 0 | 6 | 2 | 28 | 38 | 27 | 101 |  |  | C4 | 0.00042155 | 0.00089474 | 0.0012632 | 0.0026316 | 0.0052632 | C4 | 35966.3504 | 35966.3504 | 35966.3504 | 35966.3504 | 35966.3504 | C4 | 15.1617 | 32.1804 | 45.4312 | 94.6483 | 189.2966 | C4 | 60.6468 | 128.7217 | 3089.3202 | 1514.3726 | 1703.6692 | 6496.7306 |  | 106.132 | 128.7217 | 3043.889 | 1419.7244 | 1514.3726 | 6212.8397 |  | 106.132 | 128.7217 | 2226.1278 | 2839.4487 | 2082.2624 | 7382.6925 |  | 106.132 | 128.7217 | 2226.1278 | 2839.4487 | 2082.2624 | 7382.6925 |  | 90.9703 | 64.3608 | 1272.073 | 3596.635 | 5111.0077 | 10135.0468 |  | 90.9703 | 64.3608 | 1272.073 | 3596.635 | 5111.0077 | 10135.0468
|  |  | 20822 | 20822 |  | 2783 | 7260 | 6821 | 1769 | 2189 |  | 2225 | 7379 | 6921 | 1915 | 2376 |  | 0 | 0 | 0 | 0 | 0 |  | 2699 | 5963 | 7047 | 2379 | 2734 |  | 0 | 0 | 0 | 0 | 0 |  | 2510 | 3877 | 7294 | 2624 | 4517 | [22 empty] | 15422.4911 | 98604.6647 | 128401.2337 | 74075.538 | 178847.4096 | 495351.3371 |  | 18859.3474 | 97016.2392 | 126549.4589 | 68449.6436 | 164718.3128 | 475593.0019 |  | 18317.1647 | 79652.9725 | 131196.1599 | 92297.2269 | 206568.0009 | 528031.5249 |  | 18317.1647 | 79652.9725 | 131196.1599 | 92297.2269 | 206568.0009 | 528031.5249 |  | 17076.3303 | 51775.7193 | 136904.1333 | 101394.8206 | 344065.4654 | 651216.4689 |  | 17076.3303 | 51775.7193 | 136904.1333 | 101394.8206 | 344065.4654 | 651216.4689
| EHV OHL Fittings and Conductors (Tower Lines) |  | 0 | 0 | C1 | 0 | 0 | 0 | 0 | 0 | 0 | 0 | 0 | 0 | 0 | 0 | 0 | 0 | 0 | 0 | 0 | 0 | 0 | 0 | 0 | 0 | 0 | 0 | 0 | 0 | 0 | 0 | 0 | 0 | 0 | 0 | 0 | 0 | 0 | 0 | 0 |  |  | C1 | 0 | 0 | 0 | 0 | 0 | C1 | 0 | 0 | 0 | 0 | 0 | C1 | [5 empty] | C1 | [5 empty] | 0 | [6 empty] | 0 | [6 empty] | 0 | [6 empty] | 0 | [6 empty] | 0 | [6 empty] | 0
|  |  | 0 | 0 | C2 | 0 | 0 | 0 | 0 | 0 | 0 | 0 | 0 | 0 | 0 | 0 | 0 | 0 | 0 | 0 | 0 | 0 | 0 | 0 | 0 | 0 | 0 | 0 | 0 | 0 | 0 | 0 | 0 | 0 | 0 | 0 | 0 | 0 | 0 | 0 | 0 |  |  | C2 | 0 | 0 | 0 | 0 | 0 | C2 | 0 | 0 | 0 | 0 | 0 | C2 | [5 empty] | C2 | [5 empty] | 0 | [6 empty] | 0 | [6 empty] | 0 | [6 empty] | 0 | [6 empty] | 0 | [6 empty] | 0
|  |  | 0 | 0 | C3 | 0 | 0 | 0 | 0 | 0 | 0 | 0 | 0 | 0 | 0 | 0 | 0 | 0 | 0 | 0 | 0 | 0 | 0 | 0 | 0 | 0 | 0 | 0 | 0 | 0 | 0 | 0 | 0 | 0 | 0 | 0 | 0 | 0 | 0 | 0 | 0 |  |  | C3 | 0 | 0 | 0 | 0 | 0 | C3 | 0 | 0 | 0 | 0 | 0 | C3 | [5 empty] | C3 | [5 empty] | 0 | [6 empty] | 0 | [6 empty] | 0 | [6 empty] | 0 | [6 empty] | 0 | [6 empty] | 0
|  |  | 0 | 0 | C4 | 0 | 0 | 0 | 0 | 0 | 0 | 0 | 0 | 0 | 0 | 0 | 0 | 0 | 0 | 0 | 0 | 0 | 0 | 0 | 0 | 0 | 0 | 0 | 0 | 0 | 0 | 0 | 0 | 0 | 0 | 0 | 0 | 0 | 0 | 0 | 0 |  |  | C4 | 0 | 0 | 0 | 0 | 0 | C4 | 0 | 0 | 0 | 0 | 0 | C4 | [5 empty] | C4 | [5 empty] | 0 | [6 empty] | 0 | [6 empty] | 0 | [6 empty] | 0 | [6 empty] | 0 | [6 empty] | 0
|  |  | 0 | 0 |  | 0 | 0 | 0 | 0 | 0 |  | 0 | 0 | 0 | 0 | 0 |  | 0 | 0 | 0 | 0 | 0 |  | 0 | 0 | 0 | 0 | 0 |  | 0 | 0 | 0 | 0 | 0 |  | 0 | 0 | 0 | 0 | 0 | [22 empty] | 0 | 0 | 0 | 0 | 0 | 0 |  | 0 | 0 | 0 | 0 | 0 | 0 |  | 0 | 0 | 0 | 0 | 0 | 0 |  | 0 | 0 | 0 | 0 | 0 | 0 |  | 0 | 0 | 0 | 0 | 0 | 0 |  | 0 | 0 | 0 | 0 | 0 | 0
| [Please insert new asset category as required] |  | 0 | 0 | C1 | 0 | 0 | 0 | 0 | 0 | 0 | 0 | 0 | 0 | 0 | 0 | 0 | 0 | 0 | 0 | 0 | 0 | 0 | 0 | 0 | 0 | 0 | 0 | 0 | 0 | 0 | 0 | 0 | 0 | 0 | 0 | 0 | 0 | 0 | 0 | 0 |  |  | C1 | 0 | 0 | 0 | 0 | 0 | C1 | 0 | 0 | 0 | 0 | 0 | C1 | [5 empty] | C1 | [5 empty] | 0 | [6 empty] | 0 | [6 empty] | 0 | [6 empty] | 0 | [6 empty] | 0 | [6 empty] | 0
|  |  | 821.8636 | 821.8636 | C2 | 9.6873 | 187.0106 | 338.3882 | 276.5262 | 10.2513 | 821.8636 | 3.8162 | 177.6514 | 304.5155 | 319.4516 | 16.4289 | 821.8636 | 0 | 0 | 0 | 0 | 0 | 0 | 7 | 165 | 330 | 306 | 15 | 823 | 0 | 0 | 0 | 0 | 0 | 0 | 5 | 142 | 321 | 335 | 19 | 822 |  |  | C2 | 0 | 0 | 0 | 0 | 0 | C2 | 0 | 0 | 0 | 0 | 0 | C2 | [5 empty] | C2 | [5 empty] | 0 | [6 empty] | 0 | [6 empty] | 0 | [6 empty] | 0 | [6 empty] | 0 | [6 empty] | 0
|  |  | 0 | 0 | C3 | 0 | 0 | 0 | 0 | 0 | 0 | 0 | 0 | 0 | 0 | 0 | 0 | 0 | 0 | 0 | 0 | 0 | 0 | 0 | 0 | 0 | 0 | 0 | 0 | 0 | 0 | 0 | 0 | 0 | 0 | 0 | 0 | 0 | 0 | 0 | 0 |  |  | C3 | 0 | 0 | 0 | 0 | 0 | C3 | 0 | 0 | 0 | 0 | 0 | C3 | [5 empty] | C3 | [5 empty] | 0 | [6 empty] | 0 | [6 empty] | 0 | [6 empty] | 0 | [6 empty] | 0 | [6 empty] | 0
|  |  | 0 | 0 | C4 | 0 | 0 | 0 | 0 | 0 | 0 | 0 | 0 | 0 | 0 | 0 | 0 | 0 | 0 | 0 | 0 | 0 | 0 | 0 | 0 | 0 | 0 | 0 | 0 | 0 | 0 | 0 | 0 | 0 | 0 | 0 | 0 | 0 | 0 | 0 | 0 |  |  | C4 | 0 | 0 | 0 | 0 | 0 | C4 | 0 | 0 | 0 | 0 | 0 | C4 | [5 empty] | C4 | [5 empty] | 0 | [6 empty] | 0 | [6 empty] | 0 | [6 empty] | 0 | [6 empty] | 0 | [6 empty] | 0
|  |  | 821.8636 | 821.8636 |  | 9.6873 | 187.0106 | 338.3882 | 276.5262 | 10.2513 |  | 3.8162 | 177.6514 | 304.5155 | 319.4516 | 16.4289 |  | 0 | 0 | 0 | 0 | 0 |  | 7 | 165 | 330 | 306 | 15 |  | 0 | 0 | 0 | 0 | 0 |  | 5 | 142 | 321 | 335 | 19 | [22 empty] | 0 | 0 | 0 | 0 | 0 | 0 |  | 0 | 0 | 0 | 0 | 0 | 0 |  | 0 | 0 | 0 | 0 | 0 | 0 |  | 0 | 0 | 0 | 0 | 0 | 0 |  | 0 | 0 | 0 | 0 | 0 | 0 |  | 0 | 0 | 0 | 0 | 0 | 0
| [Please insert new asset category as required] |  | 0 | 0 | C1 | 0 | 0 | 0 | 0 | 0 | 0 | 0 | 0 | 0 | 0 | 0 | 0 | 0 | 0 | 0 | 0 | 0 | 0 | 0 | 0 | 0 | 0 | 0 | 0 | 0 | 0 | 0 | 0 | 0 | 0 | 0 | 0 | 0 | 0 | 0 | 0 |  |  | C1 | 0 | 0 | 0 | 0 | 0 | C1 | 0 | 0 | 0 | 0 | 0 | C1 | [5 empty] | C1 | [5 empty] | 0 | [6 empty] | 0 | [6 empty] | 0 | [6 empty] | 0 | [6 empty] | 0 | [6 empty] | 0
|  |  | 821.8636 | 821.8636 | C2 | 12.422 | 52.4221 | 374.9446 | 321.6027 | 60.4723 | 821.8636 | 4.2162 | 19.8813 | 300.0755 | 415.5372 | 82.1534 | 821.8636 | 0 | 0 | 0 | 0 | 0 | 0 | 10 | 36 | 301 | 396 | 78 | 821 | 0 | 0 | 0 | 0 | 0 | 0 | 8 | 20 | 228 | 470 | 95 | 821 |  |  | C2 | 0 | 0 | 0 | 0 | 0 | C2 | 0 | 0 | 0 | 0 | 0 | C2 | [5 empty] | C2 | [5 empty] | 0 | [6 empty] | 0 | [6 empty] | 0 | [6 empty] | 0 | [6 empty] | 0 | [6 empty] | 0
|  |  | 0 | 0 | C3 | 0 | 0 | 0 | 0 | 0 | 0 | 0 | 0 | 0 | 0 | 0 | 0 | 0 | 0 | 0 | 0 | 0 | 0 | 0 | 0 | 0 | 0 | 0 | 0 | 0 | 0 | 0 | 0 | 0 | 0 | 0 | 0 | 0 | 0 | 0 | 0 |  |  | C3 | 0 | 0 | 0 | 0 | 0 | C3 | 0 | 0 | 0 | 0 | 0 | C3 | [5 empty] | C3 | [5 empty] | 0 | [6 empty] | 0 | [6 empty] | 0 | [6 empty] | 0 | [6 empty] | 0 | [6 empty] | 0
|  |  | 0 | 0 | C4 | 0 | 0 | 0 | 0 | 0 | 0 | 0 | 0 | 0 | 0 | 0 | 0 | 0 | 0 | 0 | 0 | 0 | 0 | 0 | 0 | 0 | 0 | 0 | 0 | 0 | 0 | 0 | 0 | 0 | 0 | 0 | 0 | 0 | 0 | 0 | 0 |  |  | C4 | 0 | 0 | 0 | 0 | 0 | C4 | 0 | 0 | 0 | 0 | 0 | C4 | [5 empty] | C4 | [5 empty] | 0 | [6 empty] | 0 | [6 empty] | 0 | [6 empty] | 0 | [6 empty] | 0 | [6 empty] | 0
|  |  | 821.8636 | 821.8636 |  | 12.422 | 52.4221 | 374.9446 | 321.6027 | 60.4723 |  | 4.2162 | 19.8813 | 300.0755 | 415.5372 | 82.1534 |  | 0 | 0 | 0 | 0 | 0 |  | 10 | 36 | 301 | 396 | 78 |  | 0 | 0 | 0 | 0 | 0 |  | 8 | 20 | 228 | 470 | 95 | [22 empty] | 0 | 0 | 0 | 0 | 0 | 0 |  | 0 | 0 | 0 | 0 | 0 | 0 |  | 0 | 0 | 0 | 0 | 0 | 0 |  | 0 | 0 | 0 | 0 | 0 | 0 |  | 0 | 0 | 0 | 0 | 0 | 0 |  | 0 | 0 | 0 | 0 | 0 | 0
| [Please insert new asset category as required] |  | 0 | 0 | C1 | 0 | 0 | 0 | 0 | 0 | 0 | 0 | 0 | 0 | 0 | 0 | 0 | 0 | 0 | 0 | 0 | 0 | 0 | 0 | 0 | 0 | 0 | 0 | 0 | 0 | 0 | 0 | 0 | 0 | 0 | 0 | 0 | 0 | 0 | 0 | 0 |  |  | C1 | 0 | 0 | 0 | 0 | 0 | C1 | 0 | 0 | 0 | 0 | 0 | C1 | [5 empty] | C1 | [5 empty] | 0 | [6 empty] | 0 | [6 empty] | 0 | [6 empty] | 0 | [6 empty] | 0 | [6 empty] | 0
|  |  | 0 | 0 | C2 | 0 | 0 | 0 | 0 | 0 | 0 | 0 | 0 | 0 | 0 | 0 | 0 | 0 | 0 | 0 | 0 | 0 | 0 | 0 | 0 | 0 | 0 | 0 | 0 | 0 | 0 | 0 | 0 | 0 | 0 | 0 | 0 | 0 | 0 | 0 | 0 |  |  | C2 | 0 | 0 | 0 | 0 | 0 | C2 | 0 | 0 | 0 | 0 | 0 | C2 | [5 empty] | C2 | [5 empty] | 0 | [6 empty] | 0 | [6 empty] | 0 | [6 empty] | 0 | [6 empty] | 0 | [6 empty] | 0
|  |  | 0 | 0 | C3 | 0 | 0 | 0 | 0 | 0 | 0 | 0 | 0 | 0 | 0 | 0 | 0 | 0 | 0 | 0 | 0 | 0 | 0 | 0 | 0 | 0 | 0 | 0 | 0 | 0 | 0 | 0 | 0 | 0 | 0 | 0 | 0 | 0 | 0 | 0 | 0 |  |  | C3 | 0 | 0 | 0 | 0 | 0 | C3 | 0 | 0 | 0 | 0 | 0 | C3 | [5 empty] | C3 | [5 empty] | 0 | [6 empty] | 0 | [6 empty] | 0 | [6 empty] | 0 | [6 empty] | 0 | [6 empty] | 0
|  |  | 0 | 0 | C4 | 0 | 0 | 0 | 0 | 0 | 0 | 0 | 0 | 0 | 0 | 0 | 0 | 0 | 0 | 0 | 0 | 0 | 0 | 0 | 0 | 0 | 0 | 0 | 0 | 0 | 0 | 0 | 0 | 0 | 0 | 0 | 0 | 0 | 0 | 0 | 0 |  |  | C4 | 0 | 0 | 0 | 0 | 0 | C4 | 0 | 0 | 0 | 0 | 0 | C4 | [5 empty] | C4 | [5 empty] | 0 | [6 empty] | 0 | [6 empty] | 0 | [6 empty] | 0 | [6 empty] | 0 | [6 empty] | 0
|  |  | 0 | 0 |  | 0 | 0 | 0 | 0 | 0 |  | 0 | 0 | 0 | 0 | 0 |  | 0 | 0 | 0 | 0 | 0 |  | 0 | 0 | 0 | 0 | 0 |  | 0 | 0 | 0 | 0 | 0 |  | 0 | 0 | 0 | 0 | 0 | [22 empty] | 0 | 0 | 0 | 0 | 0 | 0 |  | 0 | 0 | 0 | 0 | 0 | 0 |  | 0 | 0 | 0 | 0 | 0 | 0 |  | 0 | 0 | 0 | 0 | 0 | 0 |  | 0 | 0 | 0 | 0 | 0 | 0 |  | 0 | 0 | 0 | 0 | 0 | 0
| [Please insert new asset category as required] |  | 0 | 0 | C1 | 0 | 0 | 0 | 0 | 0 | 0 | 0 | 0 | 0 | 0 | 0 | 0 | 0 | 0 | 0 | 0 | 0 | 0 | 0 | 0 | 0 | 0 | 0 | 0 | 0 | 0 | 0 | 0 | 0 | 0 | 0 | 0 | 0 | 0 | 0 | 0 |  |  | C1 | 0 | 0 | 0 | 0 | 0 | C1 | 0 | 0 | 0 | 0 | 0 | C1 | [5 empty] | C1 | [5 empty] | 0 | [6 empty] | 0 | [6 empty] | 0 | [6 empty] | 0 | [6 empty] | 0 | [6 empty] | 0
|  |  | 0 | 0 | C2 | 0 | 0 | 0 | 0 | 0 | 0 | 0 | 0 | 0 | 0 | 0 | 0 | 0 | 0 | 0 | 0 | 0 | 0 | 0 | 0 | 0 | 0 | 0 | 0 | 0 | 0 | 0 | 0 | 0 | 0 | 0 | 0 | 0 | 0 | 0 | 0 |  |  | C2 | 0 | 0 | 0 | 0 | 0 | C2 | 0 | 0 | 0 | 0 | 0 | C2 | [5 empty] | C2 | [5 empty] | 0 | [6 empty] | 0 | [6 empty] | 0 | [6 empty] | 0 | [6 empty] | 0 | [6 empty] | 0
|  |  | 0 | 0 | C3 | 0 | 0 | 0 | 0 | 0 | 0 | 0 | 0 | 0 | 0 | 0 | 0 | 0 | 0 | 0 | 0 | 0 | 0 | 0 | 0 | 0 | 0 | 0 | 0 | 0 | 0 | 0 | 0 | 0 | 0 | 0 | 0 | 0 | 0 | 0 | 0 |  |  | C3 | 0 | 0 | 0 | 0 | 0 | C3 | 0 | 0 | 0 | 0 | 0 | C3 | [5 empty] | C3 | [5 empty] | 0 | [6 empty] | 0 | [6 empty] | 0 | [6 empty] | 0 | [6 empty] | 0 | [6 empty] | 0
|  |  | 0 | 0 | C4 | 0 | 0 | 0 | 0 | 0 | 0 | 0 | 0 | 0 | 0 | 0 | 0 | 0 | 0 | 0 | 0 | 0 | 0 | 0 | 0 | 0 | 0 | 0 | 0 | 0 | 0 | 0 | 0 | 0 | 0 | 0 | 0 | 0 | 0 | 0 | 0 |  |  | C4 | 0 | 0 | 0 | 0 | 0 | C4 | 0 | 0 | 0 | 0 | 0 | C4 | [5 empty] | C4 | [5 empty] | 0 | [6 empty] | 0 | [6 empty] | 0 | [6 empty] | 0 | [6 empty] | 0 | [6 empty] | 0
|  |  | 0 | 0 |  | 0 | 0 | 0 | 0 | 0 |  | 0 | 0 | 0 | 0 | 0 |  | 0 | 0 | 0 | 0 | 0 |  | 0 | 0 | 0 | 0 | 0 |  | 0 | 0 | 0 | 0 | 0 |  | 0 | 0 | 0 | 0 | 0 | [22 empty] | 0 | 0 | 0 | 0 | 0 | 0 |  | 0 | 0 | 0 | 0 | 0 | 0 |  | 0 | 0 | 0 | 0 | 0 | 0 |  | 0 | 0 | 0 | 0 | 0 | 0 |  | 0 | 0 | 0 | 0 | 0 | 0 |  | 0 | 0 | 0 | 0 | 0 | 0
| [Please insert new asset category as required] |  | 0 | 0 | C1 | 0 | 0 | 0 | 0 | 0 | 0 | 0 | 0 | 0 | 0 | 0 | 0 | 0 | 0 | 0 | 0 | 0 | 0 | 0 | 0 | 0 | 0 | 0 | 0 | 0 | 0 | 0 | 0 | 0 | 0 | 0 | 0 | 0 | 0 | 0 | 0 |  |  | C1 | 0 | 0 | 0 | 0 | 0 | C1 | 0 | 0 | 0 | 0 | 0 | C1 | [5 empty] | C1 | [5 empty] | 0 | [6 empty] | 0 | [6 empty] | 0 | [6 empty] | 0 | [6 empty] | 0 | [6 empty] | 0
|  |  | 0 | 0 | C2 | 0 | 0 | 0 | 0 | 0 | 0 | 0 | 0 | 0 | 0 | 0 | 0 | 0 | 0 | 0 | 0 | 0 | 0 | 0 | 0 | 0 | 0 | 0 | 0 | 0 | 0 | 0 | 0 | 0 | 0 | 0 | 0 | 0 | 0 | 0 | 0 |  |  | C2 | 0 | 0 | 0 | 0 | 0 | C2 | 0 | 0 | 0 | 0 | 0 | C2 | [5 empty] | C2 | [5 empty] | 0 | [6 empty] | 0 | [6 empty] | 0 | [6 empty] | 0 | [6 empty] | 0 | [6 empty] | 0
|  |  | 0 | 0 | C3 | 0 | 0 | 0 | 0 | 0 | 0 | 0 | 0 | 0 | 0 | 0 | 0 | 0 | 0 | 0 | 0 | 0 | 0 | 0 | 0 | 0 | 0 | 0 | 0 | 0 | 0 | 0 | 0 | 0 | 0 | 0 | 0 | 0 | 0 | 0 | 0 |  |  | C3 | 0 | 0 | 0 | 0 | 0 | C3 | 0 | 0 | 0 | 0 | 0 | C3 | [5 empty] | C3 | [5 empty] | 0 | [6 empty] | 0 | [6 empty] | 0 | [6 empty] | 0 | [6 empty] | 0 | [6 empty] | 0
|  |  | 0 | 0 | C4 | 0 | 0 | 0 | 0 | 0 | 0 | 0 | 0 | 0 | 0 | 0 | 0 | 0 | 0 | 0 | 0 | 0 | 0 | 0 | 0 | 0 | 0 | 0 | 0 | 0 | 0 | 0 | 0 | 0 | 0 | 0 | 0 | 0 | 0 | 0 | 0 |  |  | C4 | 0 | 0 | 0 | 0 | 0 | C4 | 0 | 0 | 0 | 0 | 0 | C4 | [5 empty] | C4 | [5 empty] | 0 | [6 empty] | 0 | [6 empty] | 0 | [6 empty] | 0 | [6 empty] | 0 | [6 empty] | 0
|  |  | 0 | 0 |  | 0 | 0 | 0 | 0 | 0 |  | 0 | 0 | 0 | 0 | 0 |  | 0 | 0 | 0 | 0 | 0 |  | 0 | 0 | 0 | 0 | 0 |  | 0 | 0 | 0 | 0 | 0 |  | 0 | 0 | 0 | 0 | 0 | [22 empty] | 0 | 0 | 0 | 0 | 0 | 0 |  | 0 | 0 | 0 | 0 | 0 | 0 |  | 0 | 0 | 0 | 0 | 0 | 0 |  | 0 | 0 | 0 | 0 | 0 | 0 |  | 0 | 0 | 0 | 0 | 0 | 0 |  | 0 | 0 | 0 | 0 | 0 | 0
[63 empty] | 83892.7474 | 476959.1223 | 449662.6212 | 632616.6906 | 895242.4376 | 2538373.6191 |  | 100600.4516 | 475417.7013 | 447810.8463 | 625450.3139 | 693779.095 | 2343058.4082 |  | 95478.6432 | 406175.2175 | 471083.5328 | 560132.409 | 1198762.3969 | 2731632.1994 |  | 95478.6432 | 406175.2175 | 471083.5328 | 560132.409 | 1198762.3969 | 2731632.1994 |  | 80535.2794 | 310627.4622 | 496946.7634 | 452009.9722 | 2056040.6084 | 3396160.0857 |  | 80535.2794 | 310627.4622 | 496946.7634 | 452009.9722 | 2056040.6084 | 3396160.0857
| 132kV Network | [66 empty] | 0 | [6 empty] | 0 | [6 empty] | 0 | [6 empty] | 0 | [6 empty] | 0 | [6 empty] | 0
| 132kV CBs |  | 81 | 81 | C1 | 26 | 24 | 3 | 13 | 15 | 81 | 21 | 24 | 3 | 13 | 20 | 81 | 0 | 0 | 0 | 0 | 0 | 0 | 18 | 32 | 3 | 4 | 24 | 81 | 0 | 0 | 0 | 0 | 0 | 0 | 17 | 25 | 8 | 3 | 28 | 81 |  |  | C1 | 0.0035205 | 0.00748 | 0.01056 | 0.022 | 0.044 | C1 | 41468.9312 | 41468.9312 | 41468.9312 | 41468.9312 | 41468.9312 | C1 | 145.9914 | 310.1876 | 437.9119 | 912.3165 | 1824.633 | C1 | 3065.8188 | 7444.5025 | 1313.7357 | 11860.1143 | 36492.6595 | 60176.8309 |  | 3795.7757 | 7444.5025 | 1313.7357 | 11860.1143 | 27369.4946 | 51783.6229 |  | 2627.8447 | 9926.0034 | 1313.7357 | 3649.2659 | 43791.1914 | 61308.0412 |  | 2627.8447 | 9926.0034 | 1313.7357 | 3649.2659 | 43791.1914 | 61308.0412 |  | 2481.8533 | 7754.6901 | 3503.2953 | 2736.9495 | 51089.7233 | 67566.5115 |  | 2481.8533 | 7754.6901 | 3503.2953 | 2736.9495 | 51089.7233 | 67566.5115
|  |  | 73 | 73 | C2 | 44 | 6 | 1 | 1 | 21 | 73 | 37 | 6 | 1 | 1 | 29 | 74 | 0 | 0 | 0 | 0 | 0 | 0 | 42 | 8 | 0 | 2 | 21 | 73 | 0 | 0 | 0 | 0 | 0 | 0 | 27 | 23 | 0 | 0 | 23 | 73 |  |  | C2 | 0.0035205 | 0.00748 | 0.01056 | 0.022 | 0.044 | C2 | 59241.3303 | 59241.3303 | 59241.3303 | 59241.3303 | 59241.3303 | C2 | 208.5591 | 443.1252 | 625.5884 | 1303.3093 | 2606.6185 | C2 | 7716.6868 | 2658.7509 | 625.5884 | 1303.3093 | 75591.9375 | 87896.273 |  | 9176.6006 | 2658.7509 | 625.5884 | 1303.3093 | 54738.9892 | 68503.2384 |  | 8759.4823 | 3545.0012 | 0 | 2606.6185 | 54738.9892 | 69650.0913 |  | 8759.4823 | 3545.0012 | 0 | 2606.6185 | 54738.9892 | 69650.0913 |  | 5631.0958 | 10191.8785 | 0 | 0 | 59952.2263 | 75775.2006 |  | 5631.0958 | 10191.8785 | 0 | 0 | 59952.2263 | 75775.2006
|  |  | 59 | 59 | C3 | 18 | 9 | 2 | 0 | 30 | 59 | 9 | 9 | 2 | 0 | 41 | 61 | 0 | 0 | 0 | 0 | 0 | 0 | 18 | 8 | 3 | 0 | 30 | 59 | 0 | 0 | 0 | 0 | 0 | 0 | 13 | 11 | 3 | 2 | 30 | 59 |  |  | C3 | 0.0035205 | 0.00748 | 0.01056 | 0.022 | 0.044 | C3 | 88861.9955 | 88861.9955 | 88861.9955 | 88861.9955 | 88861.9955 | C3 | 312.8387 | 664.6877 | 938.3827 | 1954.9639 | 3909.9278 | C3 | 2815.5479 | 5982.1895 | 1876.7653 | 0 | 160307.0399 | 170981.5427 |  | 5631.0958 | 5982.1895 | 1876.7653 | 0 | 117297.8341 | 130787.8847 |  | 5631.0958 | 5317.5018 | 2815.148 | 0 | 117297.8341 | 131061.5797 |  | 5631.0958 | 5317.5018 | 2815.148 | 0 | 117297.8341 | 131061.5797 |  | 4066.9025 | 7311.565 | 2815.148 | 3909.9278 | 117297.8341 | 135401.3774 |  | 4066.9025 | 7311.565 | 2815.148 | 3909.9278 | 117297.8341 | 135401.3774
|  |  | 5 | 5 | C4 | 1 | 0 | 0 | 0 | 4 | 5 | 0 | 0 | 0 | 0 | 5 | 5 | 0 | 0 | 0 | 0 | 0 | 0 | 1 | 0 | 0 | 0 | 4 | 5 | 0 | 0 | 0 | 0 | 0 | 0 | 1 | 0 | 0 | 0 | 4 | 5 |  |  | C4 | 0.0035205 | 0.00748 | 0.01056 | 0.022 | 0.044 | C4 | 148103.3258 | 148103.3258 | 148103.3258 | 148103.3258 | 148103.3258 | C4 | 521.3978 | 1107.8129 | 1563.9711 | 3258.2732 | 6516.5463 | C4 | 0 | 0 | 0 | 0 | 32582.7317 | 32582.7317 |  | 521.3978 | 0 | 0 | 0 | 26066.1853 | 26587.5831 |  | 521.3978 | 0 | 0 | 0 | 26066.1853 | 26587.5831 |  | 521.3978 | 0 | 0 | 0 | 26066.1853 | 26587.5831 |  | 521.3978 | 0 | 0 | 0 | 26066.1853 | 26587.5831 |  | 521.3978 | 0 | 0 | 0 | 26066.1853 | 26587.5831
|  |  | 218 | 218 |  | 89 | 39 | 6 | 14 | 70 |  | 67 | 39 | 6 | 14 | 95 |  | 0 | 0 | 0 | 0 | 0 |  | 79 | 48 | 6 | 6 | 79 |  | 0 | 0 | 0 | 0 | 0 |  | 58 | 59 | 11 | 5 | 85 | [22 empty] | 13598.0535 | 16085.443 | 3816.0895 | 13163.4236 | 304974.3686 | 351637.3782 |  | 19124.8698 | 16085.443 | 3816.0895 | 13163.4236 | 225472.5033 | 277662.3292 |  | 17539.8206 | 18788.5064 | 4128.8838 | 6255.8845 | 241894.2 | 288607.2953 |  | 17539.8206 | 18788.5064 | 4128.8838 | 6255.8845 | 241894.2 | 288607.2953 |  | 12701.2494 | 25258.1336 | 6318.4433 | 6646.8773 | 254405.969 | 305330.6726 |  | 12701.2494 | 25258.1336 | 6318.4433 | 6646.8773 | 254405.969 | 305330.6726
| 132kV Transformer |  | 56 | 56 | C1 | 7 | 19 | 12 | 6 | 12 | 56 | 5 | 19 | 12 | 7 | 14 | 57 | 0 | 0 | 0 | 0 | 0 | 0 | 7 | 16 | 12 | 5 | 16 | 56 | 0 | 0 | 0 | 0 | 0 | 0 | 6 | 9 | 14 | 6 | 21 | 56 |  |  | C1 | 0.0068005 | 0.01445 | 0.0204 | 0.0425 | 0.085 | C1 | 67760.8733 | 67760.8733 | 67760.8733 | 67760.8733 | 67760.8733 | C1 | 460.8078 | 979.1446 | 1382.3218 | 2879.8371 | 5759.6742 | C1 | 2304.0391 | 18603.7478 | 16587.8618 | 20158.8598 | 80635.4393 | 138289.9478 |  | 3225.6547 | 18603.7478 | 16587.8618 | 17279.0227 | 69116.0908 | 124812.3778 |  | 3225.6547 | 15666.3139 | 16587.8618 | 14399.1856 | 92154.7877 | 142033.8038 |  | 3225.6547 | 15666.3139 | 16587.8618 | 14399.1856 | 92154.7877 | 142033.8038 |  | 2764.8469 | 8812.3016 | 19352.5054 | 17279.0227 | 120953.1589 | 169161.8355 |  | 2764.8469 | 8812.3016 | 19352.5054 | 17279.0227 | 120953.1589 | 169161.8355
|  |  | 61 | 61 | C2 | 9 | 21 | 16 | 3 | 12 | 61 | 6 | 22 | 16 | 4 | 14 | 62 | 0 | 0 | 0 | 0 | 0 | 0 | 7 | 19 | 13 | 6 | 16 | 61 | 0 | 0 | 0 | 0 | 0 | 0 | 7 | 13 | 15 | 7 | 19 | 61 |  |  | C2 | 0.0068005 | 0.01445 | 0.0204 | 0.0425 | 0.085 | C2 | 96801.2476 | 96801.2476 | 96801.2476 | 96801.2476 | 96801.2476 | C2 | 658.2969 | 1398.778 | 1974.7455 | 4114.053 | 8228.106 | C2 | 3949.7813 | 30773.1166 | 31595.9272 | 16456.2121 | 115193.4847 | 197968.5219 |  | 5924.672 | 29374.3386 | 31595.9272 | 12342.1591 | 98737.2726 | 177974.3694 |  | 4608.0782 | 26576.7825 | 25671.6909 | 24684.3181 | 131649.6968 | 213190.5665 |  | 4608.0782 | 26576.7825 | 25671.6909 | 24684.3181 | 131649.6968 | 213190.5665 |  | 4608.0782 | 18184.1144 | 29621.1818 | 28798.3712 | 156334.0149 | 237545.7604 |  | 4608.0782 | 18184.1144 | 29621.1818 | 28798.3712 | 156334.0149 | 237545.7604
|  |  | 15 | 15 | C3 | 3 | 4 | 2 | 4 | 2 | 15 | 1 | 4 | 2 | 5 | 3 | 15 | 0 | 0 | 0 | 0 | 0 | 0 | 3 | 3 | 3 | 2 | 4 | 15 | 0 | 0 | 0 | 0 | 0 | 0 | 3 | 2 | 2 | 2 | 6 | 15 |  |  | C3 | 0.0068005 | 0.01445 | 0.0204 | 0.0425 | 0.085 | C3 | 145201.8714 | 145201.8714 | 145201.8714 | 145201.8714 | 145201.8714 | C3 | 987.4453 | 2098.167 | 2962.1182 | 6171.0795 | 12342.1591 | C3 | 987.4453 | 8392.6682 | 5924.2364 | 30855.3977 | 37026.4772 | 83186.2247 |  | 2962.336 | 8392.6682 | 5924.2364 | 24684.3181 | 24684.3181 | 66647.8768 |  | 2962.336 | 6294.5011 | 8886.3545 | 12342.1591 | 49368.6363 | 79853.987 |  | 2962.336 | 6294.5011 | 8886.3545 | 12342.1591 | 49368.6363 | 79853.987 |  | 2962.336 | 4196.3341 | 5924.2364 | 12342.1591 | 74052.9544 | 99478.0199 |  | 2962.336 | 4196.3341 | 5924.2364 | 12342.1591 | 74052.9544 | 99478.0199
|  |  | 11 | 11 | C4 | 1 | 3 | 4 | 1 | 2 | 11 | 1 | 3 | 4 | 1 | 2 | 11 | 0 | 0 | 0 | 0 | 0 | 0 | 1 | 3 | 3 | 2 | 2 | 11 | 0 | 0 | 0 | 0 | 0 | 0 | 1 | 2 | 1 | 4 | 3 | 11 |  |  | C4 | 0.0068005 | 0.01445 | 0.0204 | 0.0425 | 0.085 | C4 | 242003.1191 | 242003.1191 | 242003.1191 | 242003.1191 | 242003.1191 | C4 | 1645.7422 | 3496.9451 | 4936.8636 | 10285.1326 | 20570.2651 | C4 | 1645.7422 | 10490.8352 | 19747.4545 | 10285.1326 | 41140.5302 | 83309.6947 |  | 1645.7422 | 10490.8352 | 19747.4545 | 10285.1326 | 41140.5302 | 83309.6947 |  | 1645.7422 | 10490.8352 | 14810.5909 | 20570.2651 | 41140.5302 | 88657.9637 |  | 1645.7422 | 10490.8352 | 14810.5909 | 20570.2651 | 41140.5302 | 88657.9637 |  | 1645.7422 | 6993.8901 | 4936.8636 | 41140.5302 | 61710.7954 | 116427.8216 |  | 1645.7422 | 6993.8901 | 4936.8636 | 41140.5302 | 61710.7954 | 116427.8216
|  |  | 143 | 143 |  | 20 | 47 | 34 | 14 | 28 |  | 13 | 48 | 34 | 17 | 33 |  | 0 | 0 | 0 | 0 | 0 |  | 18 | 41 | 31 | 15 | 38 |  | 0 | 0 | 0 | 0 | 0 |  | 17 | 26 | 32 | 19 | 49 | [22 empty] | 8887.0079 | 68260.3678 | 73855.4799 | 77755.6022 | 273995.9314 | 502754.3892 |  | 13758.4049 | 66861.5897 | 73855.4799 | 64590.6325 | 233678.2118 | 452744.3188 |  | 12441.8111 | 59028.4328 | 65956.4981 | 71995.9279 | 314313.651 | 523736.321 |  | 12441.8111 | 59028.4328 | 65956.4981 | 71995.9279 | 314313.651 | 523736.321 |  | 11981.0033 | 38186.6402 | 59834.7872 | 99560.0832 | 413050.9236 | 622613.4375 |  | 11981.0033 | 38186.6402 | 59834.7872 | 99560.0832 | 413050.9236 | 622613.4375
| 132kV UG Cable (Gas) |  | 0 | 0 | C1 | 0 | 0 | 0 | 0 | 0 | 0 | 0 | 0 | 0 | 0 | 0 | 0 | 0 | 0 | 0 | 0 | 0 | 0 | 0 | 0 | 0 | 0 | 0 | 0 | 0 | 0 | 0 | 0 | 0 | 0 | 0 | 0 | 0 | 0 | 0 | 0 |  |  | C1 | 8.05e-05 | 0.00017 | 0.00024 | 0.0005 | 0.001 | C1 | 77898.3371 | 77898.3371 | 77898.3371 | 77898.3371 | 77898.3371 | C1 | 6.2708 | 13.2427 | 18.6956 | 38.9492 | 77.8983 | C1 | 0 | 0 | 0 | 0 | 0 | 0 |  | 0 | 0 | 0 | 0 | 0 | 0 |  | 0 | 0 | 0 | 0 | 0 | 0 |  | 0 | 0 | 0 | 0 | 0 | 0 |  | 0 | 0 | 0 | 0 | 0 | 0 |  | 0 | 0 | 0 | 0 | 0 | 0
|  |  | 21.182 | 21.182 | C2 | 1.6303 | 9.3445 | 1.4186 | 0.96448 | 7.8241 | 21.182 | 1.6303 | 9.3445 | 1.4186 | 0.96448 | 20.0241 | 33.382 | 0 | 0 | 0 | 0 | 0 | 0 | 1.5788 | 8.7381 | 1.8842 | 1.1047 | 7.8763 | 21.182 | 0 | 0 | 0 | 0 | 0 | 0 | 1.376 | 6.2416 | 4.0006 | 1.3322 | 8.2316 | 21.182 |  |  | C2 | 8.05e-05 | 0.00017 | 0.00024 | 0.0005 | 0.001 | C2 | 111283.3388 | 111283.3388 | 111283.3388 | 111283.3388 | 111283.3388 | C2 | 8.9583 | 18.9182 | 26.708 | 55.6417 | 111.2833 | C2 | 14.6045 | 176.7806 | 37.8874 | 53.6656 | 2228.3518 | 2511.2899 |  | 14.6045 | 176.7806 | 37.8874 | 53.6656 | 870.6951 | 1153.6331 |  | 14.1429 | 165.3083 | 50.3219 | 61.4675 | 876.4979 | 1167.7387 |  | 14.1429 | 165.3083 | 50.3219 | 61.4675 | 876.4979 | 1167.7387 |  | 12.3263 | 118.0795 | 106.8475 | 74.1271 | 916.0393 | 1227.4197 |  | 12.3263 | 118.0795 | 106.8475 | 74.1271 | 916.0393 | 1227.4197
|  |  | 0 | 0 | C3 | 0 | 0 | 0 | 0 | 0 | 0 | 0 | 0 | 0 | 0 | 0 | 0 | 0 | 0 | 0 | 0 | 0 | 0 | 0 | 0 | 0 | 0 | 0 | 0 | 0 | 0 | 0 | 0 | 0 | 0 | 0 | 0 | 0 | 0 | 0 | 0 |  |  | C3 | 8.05e-05 | 0.00017 | 0.00024 | 0.0005 | 0.001 | C3 | 166925.0082 | 166925.0082 | 166925.0082 | 166925.0082 | 166925.0082 | C3 | 13.4375 | 28.3773 | 40.062 | 83.4625 | 166.925 | C3 | 0 | 0 | 0 | 0 | 0 | 0 |  | 0 | 0 | 0 | 0 | 0 | 0 |  | 0 | 0 | 0 | 0 | 0 | 0 |  | 0 | 0 | 0 | 0 | 0 | 0 |  | 0 | 0 | 0 | 0 | 0 | 0 |  | 0 | 0 | 0 | 0 | 0 | 0
|  |  | 0 | 0 | C4 | 0 | 0 | 0 | 0 | 0 | 0 | 0 | 0 | 0 | 0 | 0 | 0 | 0 | 0 | 0 | 0 | 0 | 0 | 0 | 0 | 0 | 0 | 0 | 0 | 0 | 0 | 0 | 0 | 0 | 0 | 0 | 0 | 0 | 0 | 0 | 0 |  |  | C4 | 8.05e-05 | 0.00017 | 0.00024 | 0.0005 | 0.001 | C4 | 278208.3469 | 278208.3469 | 278208.3469 | 278208.3469 | 278208.3469 | C4 | 22.3958 | 47.2954 | 66.77 | 139.1042 | 278.2083 | C4 | 0 | 0 | 0 | 0 | 0 | 0 |  | 0 | 0 | 0 | 0 | 0 | 0 |  | 0 | 0 | 0 | 0 | 0 | 0 |  | 0 | 0 | 0 | 0 | 0 | 0 |  | 0 | 0 | 0 | 0 | 0 | 0 |  | 0 | 0 | 0 | 0 | 0 | 0
|  |  | 21.182 | 21.182 |  | 1.6303 | 9.3445 | 1.4186 | 0.96448 | 7.8241 |  | 1.6303 | 9.3445 | 1.4186 | 0.96448 | 20.0241 |  | 0 | 0 | 0 | 0 | 0 |  | 1.5788 | 8.7381 | 1.8842 | 1.1047 | 7.8763 |  | 0 | 0 | 0 | 0 | 0 |  | 1.376 | 6.2416 | 4.0006 | 1.3322 | 8.2316 | [22 empty] | 14.6045 | 176.7806 | 37.8874 | 53.6656 | 2228.3518 | 2511.2899 |  | 14.6045 | 176.7806 | 37.8874 | 53.6656 | 870.6951 | 1153.6331 |  | 14.1429 | 165.3083 | 50.3219 | 61.4675 | 876.4979 | 1167.7387 |  | 14.1429 | 165.3083 | 50.3219 | 61.4675 | 876.4979 | 1167.7387 |  | 12.3263 | 118.0795 | 106.8475 | 74.1271 | 916.0393 | 1227.4197 |  | 12.3263 | 118.0795 | 106.8475 | 74.1271 | 916.0393 | 1227.4197
| 132kV UG Cable (Oil) |  | 0 | 0 | C1 | 0 | 0 | 0 | 0 | 0 | 0 | 0 | 0 | 0 | 0 | 0 | 0 | 0 | 0 | 0 | 0 | 0 | 0 | 0 | 0 | 0 | 0 | 0 | 0 | 0 | 0 | 0 | 0 | 0 | 0 | 0 | 0 | 0 | 0 | 0 | 0 |  |  | C1 | 5.05e-05 | 0.00010625 | 0.00015 | 0.0003125 | 0.000625 | C1 | 63693.3572 | 63693.3572 | 63693.3572 | 63693.3572 | 63693.3572 | C1 | 3.2165 | 6.7674 | 9.554 | 19.9042 | 39.8083 | C1 | 0 | 0 | 0 | 0 | 0 | 0 |  | 0 | 0 | 0 | 0 | 0 | 0 |  | 0 | 0 | 0 | 0 | 0 | 0 |  | 0 | 0 | 0 | 0 | 0 | 0 |  | 0 | 0 | 0 | 0 | 0 | 0 |  | 0 | 0 | 0 | 0 | 0 | 0
|  |  | 147.0017 | 147.0017 | C2 | 23.524 | 44.3455 | 44.8999 | 16.7546 | 17.4777 | 147.0017 | 23.524 | 47.1872 | 47.4668 | 16.7546 | 23.4777 | 158.4102 | 0 | 0 | 0 | 0 | 0 | 0 | 20.4738 | 41.0239 | 32.6987 | 32.6972 | 20.1081 | 147.0017 | 0 | 0 | 0 | 0 | 0 | 0 | 11.9991 | 37.2846 | 25.8189 | 48.4041 | 23.495 | 147.0017 |  |  | C2 | 5.05e-05 | 0.00010625 | 0.00015 | 0.0003125 | 0.000625 | C2 | 90990.5103 | 90990.5103 | 90990.5103 | 90990.5103 | 90990.5103 | C2 | 4.595 | 9.6677 | 13.6486 | 28.4345 | 56.8691 | C2 | 108.0932 | 456.1934 | 647.8537 | 476.4082 | 1335.1564 | 3023.7048 |  | 108.0932 | 428.7208 | 612.8203 | 476.4082 | 993.942 | 2619.9845 |  | 94.0775 | 396.6082 | 446.2914 | 929.7311 | 1143.5272 | 3010.2352 |  | 94.0775 | 396.6082 | 446.2914 | 929.7311 | 1143.5272 | 3010.2352 |  | 55.1362 | 360.4581 | 352.3909 | 1376.3488 | 1336.1367 | 3480.4708 |  | 55.1362 | 360.4581 | 352.3909 | 1376.3488 | 1336.1367 | 3480.4708
|  |  | 9.0413 | 9.0413 | C3 | 0 | 4.6555 | 4.079 | 0.30674 | 0 | 9.0413 | 0 | 4.9539 | 4.3122 | 0.30674 | 0 | 9.5728 | 0 | 0 | 0 | 0 | 0 | 0 | 0 | 4.6387 | 4.0958 | 0.30674 | 0 | 9.0413 | 0 | 0 | 0 | 0 | 0 | 0 | 0 | 3.598 | 2.3195 | 3.1238 | 0 | 9.0413 |  |  | C3 | 5.05e-05 | 0.00010625 | 0.00015 | 0.0003125 | 0.000625 | C3 | 136485.7655 | 136485.7655 | 136485.7655 | 136485.7655 | 136485.7655 | C3 | 6.8925 | 14.5016 | 20.4729 | 42.6518 | 85.3036 | C3 | 0 | 71.8389 | 88.2831 | 13.0832 | 0 | 173.2051 |  | 0 | 67.5126 | 83.5091 | 13.0832 | 0 | 164.1049 |  | 0 | 67.2691 | 83.853 | 13.0832 | 0 | 164.2052 |  | 0 | 67.2691 | 83.853 | 13.0832 | 0 | 164.2052 |  | 0 | 52.1763 | 47.4877 | 133.2345 | 0 | 232.8986 |  | 0 | 52.1763 | 47.4877 | 133.2345 | 0 | 232.8986
|  |  | 2.6217 | 2.6217 | C4 | 0 | 0 | 0 | 0 | 2.6217 | 2.6217 | 0 | 0 | 0 | 0 | 2.6217 | 2.6217 | 0 | 0 | 0 | 0 | 0 | 0 | 0 | 0 | 0 | 0 | 2.6217 | 2.6217 | 0 | 0 | 0 | 0 | 0 | 0 | 0 | 0 | 0 | 0 | 2.6217 | 2.6217 |  |  | C4 | 5.05e-05 | 0.00010625 | 0.00015 | 0.0003125 | 0.000625 | C4 | 227476.2758 | 227476.2758 | 227476.2758 | 227476.2758 | 227476.2758 | C4 | 11.4876 | 24.1694 | 34.1214 | 71.0863 | 142.1727 | C4 | 0 | 0 | 0 | 0 | 372.7324 | 372.7324 |  | 0 | 0 | 0 | 0 | 372.7324 | 372.7324 |  | 0 | 0 | 0 | 0 | 372.7324 | 372.7324 |  | 0 | 0 | 0 | 0 | 372.7324 | 372.7324 |  | 0 | 0 | 0 | 0 | 372.7324 | 372.7324 |  | 0 | 0 | 0 | 0 | 372.7324 | 372.7324
|  |  | 158.6647 | 158.6647 |  | 23.524 | 49.001 | 48.979 | 17.0613 | 20.0994 |  | 23.524 | 52.141 | 51.779 | 17.0613 | 26.0994 |  | 0 | 0 | 0 | 0 | 0 |  | 20.4738 | 45.6626 | 36.7946 | 33.004 | 22.7298 |  | 0 | 0 | 0 | 0 | 0 |  | 11.9991 | 40.8826 | 28.1384 | 51.5279 | 26.1167 | [22 empty] | 108.0932 | 528.0323 | 736.1367 | 489.4914 | 1707.8888 | 3569.6424 |  | 108.0932 | 496.2335 | 696.3294 | 489.4914 | 1366.6744 | 3156.8219 |  | 94.0775 | 463.8772 | 530.1443 | 942.8142 | 1516.2596 | 3547.1728 |  | 94.0775 | 463.8772 | 530.1443 | 942.8142 | 1516.2596 | 3547.1728 |  | 55.1362 | 412.6344 | 399.8786 | 1509.5834 | 1708.8692 | 4086.1018 |  | 55.1362 | 412.6344 | 399.8786 | 1509.5834 | 1708.8692 | 4086.1018
| 132kV UG Cable (Non Pressurised) |  | 0 | 0 | C1 | 0 | 0 | 0 | 0 | 0 | 0 | 0 | 0 | 0 | 0 | 0 | 0 | 0 | 0 | 0 | 0 | 0 | 0 | 0 | 0 | 0 | 0 | 0 | 0 | 0 | 0 | 0 | 0 | 0 | 0 | 0 | 0 | 0 | 0 | 0 | 0 |  |  | C1 | 5.05e-05 | 0.00010625 | 0.00015 | 0.0003125 | 0.000625 | C1 | 0 | 0 | 0 | 0 | 0 | C1 | [5 empty] | C1 | [5 empty] | 0 | [6 empty] | 0 | [6 empty] | 0 | [6 empty] | 0 | [6 empty] | 0 | [6 empty] | 0
|  |  | 0 | 0 | C2 | 0 | 0 | 0 | 0 | 0 | 0 | 0 | 0 | 0 | 0 | 0 | 0 | 0 | 0 | 0 | 0 | 0 | 0 | 0 | 0 | 0 | 0 | 0 | 0 | 0 | 0 | 0 | 0 | 0 | 0 | 0 | 0 | 0 | 0 | 0 | 0 |  |  | C2 | 5.05e-05 | 0.00010625 | 0.00015 | 0.0003125 | 0.000625 | C2 | 0 | 0 | 0 | 0 | 0 | C2 | [5 empty] | C2 | [5 empty] | 0 | [6 empty] | 0 | [6 empty] | 0 | [6 empty] | 0 | [6 empty] | 0 | [6 empty] | 0
|  |  | 0 | 0 | C3 | 0 | 0 | 0 | 0 | 0 | 0 | 0 | 0 | 0 | 0 | 0 | 0 | 0 | 0 | 0 | 0 | 0 | 0 | 0 | 0 | 0 | 0 | 0 | 0 | 0 | 0 | 0 | 0 | 0 | 0 | 0 | 0 | 0 | 0 | 0 | 0 |  |  | C3 | 5.05e-05 | 0.00010625 | 0.00015 | 0.0003125 | 0.000625 | C3 | 0 | 0 | 0 | 0 | 0 | C3 | [5 empty] | C3 | [5 empty] | 0 | [6 empty] | 0 | [6 empty] | 0 | [6 empty] | 0 | [6 empty] | 0 | [6 empty] | 0
|  |  | 0 | 0 | C4 | 0 | 0 | 0 | 0 | 0 | 0 | 0 | 0 | 0 | 0 | 0 | 0 | 0 | 0 | 0 | 0 | 0 | 0 | 0 | 0 | 0 | 0 | 0 | 0 | 0 | 0 | 0 | 0 | 0 | 0 | 0 | 0 | 0 | 0 | 0 | 0 |  |  | C4 | 5.05e-05 | 0.00010625 | 0.00015 | 0.0003125 | 0.000625 | C4 | 0 | 0 | 0 | 0 | 0 | C4 | [5 empty] | C4 | [5 empty] | 0 | [6 empty] | 0 | [6 empty] | 0 | [6 empty] | 0 | [6 empty] | 0 | [6 empty] | 0
|  |  | 0 | 0 |  | 0 | 0 | 0 | 0 | 0 |  | 0 | 0 | 0 | 0 | 0 |  | 0 | 0 | 0 | 0 | 0 |  | 0 | 0 | 0 | 0 | 0 |  | 0 | 0 | 0 | 0 | 0 |  | 0 | 0 | 0 | 0 | 0 | [22 empty] | 0 | 0 | 0 | 0 | 0 | 0 |  | 0 | 0 | 0 | 0 | 0 | 0 |  | 0 | 0 | 0 | 0 | 0 | 0 |  | 0 | 0 | 0 | 0 | 0 | 0 |  | 0 | 0 | 0 | 0 | 0 | 0 |  | 0 | 0 | 0 | 0 | 0 | 0
| 132kV OHL Support - Tower |  | 189 | 189 | C1 | 21 | 32 | 34 | 61 | 41 | 189 | 2 | 32 | 39 | 73 | 41 | 187 | 0 | 0 | 0 | 0 | 0 | 0 | 16 | 18 | 24 | 41 | 90 | 189 | 0 | 0 | 0 | 0 | 0 | 0 | 15 | 4 | 11 | 32 | 127 | 189 |  |  | C1 | 2.9833e-05 | 6.2333e-05 | 8.8e-05 | 0.00018333 | 0.00036667 | C1 | 42103.806 | 42103.806 | 42103.806 | 42103.806 | 42103.806 | C1 | 1.2561 | 2.6245 | 3.7051 | 7.719 | 15.4381 | C1 | 2.5122 | 83.9831 | 144.5003 | 563.4893 | 632.9606 | 1427.4453 |  | 26.378 | 83.9831 | 125.9746 | 470.8609 | 632.9606 | 1340.1571 |  | 20.0976 | 47.2405 | 88.9232 | 316.4803 | 1389.4256 | 1862.1671 |  | 20.0976 | 47.2405 | 88.9232 | 316.4803 | 1389.4256 | 1862.1671 |  | 18.8415 | 10.4979 | 40.7565 | 247.009 | 1960.6339 | 2277.7387 |  | 18.8415 | 10.4979 | 40.7565 | 247.009 | 1960.6339 | 2277.7387
|  |  | 2389 | 2389 | C2 | 202 | 492 | 400 | 625 | 670 | 2389 | 1 | 462 | 495 | 755 | 670 | 2383 | 0 | 0 | 0 | 0 | 0 | 0 | 159 | 118 | 489 | 448 | 1175 | 2389 | 0 | 0 | 0 | 0 | 0 | 0 | 158 | 4 | 115 | 533 | 1579 | 2389 |  |  | C2 | 2.9833e-05 | 6.2333e-05 | 8.8e-05 | 0.00018333 | 0.00036667 | C2 | 60148.2943 | 60148.2943 | 60148.2943 | 60148.2943 | 60148.2943 | C2 | 1.7944 | 3.7492 | 5.293 | 11.0272 | 22.0544 | C2 | 1.7944 | 1732.1506 | 2620.0597 | 8325.5264 | 14776.431 | 27455.9621 |  | 362.4737 | 1844.6279 | 2117.22 | 6891.9921 | 14776.431 | 25992.7446 |  | 285.3134 | 442.4108 | 2588.3014 | 4940.1799 | 25913.8901 | 34170.0956 |  | 285.3134 | 442.4108 | 2588.3014 | 4940.1799 | 25913.8901 | 34170.0956 |  | 283.519 | 14.997 | 608.7007 | 5877.4908 | 34823.8575 | 41608.565 |  | 283.519 | 14.997 | 608.7007 | 5877.4908 | 34823.8575 | 41608.565
|  |  | 140 | 140 | C3 | 11 | 78 | 32 | 17 | 2 | 140 | 9 | 67 | 47 | 24 | 2 | 149 | 0 | 0 | 0 | 0 | 0 | 0 | 11 | 16 | 76 | 24 | 13 | 140 | 0 | 0 | 0 | 0 | 0 | 0 | 11 | 0 | 21 | 75 | 33 | 140 |  |  | C3 | 2.9833e-05 | 6.2333e-05 | 8.8e-05 | 0.00018333 | 0.00036667 | C3 | 90222.4415 | 90222.4415 | 90222.4415 | 90222.4415 | 90222.4415 | C3 | 2.6916 | 5.6239 | 7.9396 | 16.5408 | 33.0816 | C3 | 24.2247 | 376.799 | 373.16 | 396.9787 | 66.1631 | 1237.3256 |  | 29.608 | 438.6615 | 254.0664 | 281.1933 | 66.1631 | 1069.6923 |  | 29.608 | 89.9818 | 603.4077 | 396.9787 | 430.0603 | 1550.0366 |  | 29.608 | 89.9818 | 603.4077 | 396.9787 | 430.0603 | 1550.0366 |  | 29.608 | 0 | 166.7311 | 1240.5586 | 1091.6915 | 2528.5892 |  | 29.608 | 0 | 166.7311 | 1240.5586 | 1091.6915 | 2528.5892
|  |  | 0 | 0 | C4 | 0 | 0 | 0 | 0 | 0 | 0 | 0 | 0 | 0 | 0 | 0 | 0 | 0 | 0 | 0 | 0 | 0 | 0 | 0 | 0 | 0 | 0 | 0 | 0 | 0 | 0 | 0 | 0 | 0 | 0 | 0 | 0 | 0 | 0 | 0 | 0 |  |  | C4 | 2.9833e-05 | 6.2333e-05 | 8.8e-05 | 0.00018333 | 0.00036667 | C4 | 150370.7358 | 150370.7358 | 150370.7358 | 150370.7358 | 150370.7358 | C4 | 4.4861 | 9.3731 | 13.2326 | 27.568 | 55.1359 | C4 | 0 | 0 | 0 | 0 | 0 | 0 |  | 0 | 0 | 0 | 0 | 0 | 0 |  | 0 | 0 | 0 | 0 | 0 | 0 |  | 0 | 0 | 0 | 0 | 0 | 0 |  | 0 | 0 | 0 | 0 | 0 | 0 |  | 0 | 0 | 0 | 0 | 0 | 0
|  |  | 2718 | 2718 |  | 234 | 602 | 466 | 703 | 713 |  | 12 | 561 | 581 | 852 | 713 |  | 0 | 0 | 0 | 0 | 0 |  | 186 | 152 | 589 | 513 | 1278 |  | 0 | 0 | 0 | 0 | 0 |  | 184 | 8 | 147 | 640 | 1739 | [22 empty] | 28.5313 | 2192.9326 | 3137.72 | 9285.9944 | 15475.5546 | 30120.733 |  | 418.4597 | 2367.2725 | 2497.2609 | 7644.0462 | 15475.5546 | 28402.594 |  | 335.019 | 579.6331 | 3280.6323 | 5653.6389 | 27733.376 | 37582.2994 |  | 335.019 | 579.6331 | 3280.6323 | 5653.6389 | 27733.376 | 37582.2994 |  | 331.9685 | 25.4949 | 816.1883 | 7365.0584 | 37876.1829 | 46414.8929 |  | 331.9685 | 25.4949 | 816.1883 | 7365.0584 | 37876.1829 | 46414.8929
| 132kV OHL Fittings and Conductors (Tower Lines) |  | 25.2307 | 25.2307 | C1 | 3 | 5.842 | 5.7051 | 2.7745 | 7.9091 | 25.2307 | 0 | 5.842 | 5.7051 | 2.7745 | 11.9091 | 26.2307 | 0 | 0 | 0 | 0 | 0 | 0 | 3 | 2.086 | 6.6899 | 4.2856 | 9.1692 | 25.2307 | 0 | 0 | 0 | 0 | 0 | 0 | 3 | 0 | 2.086 | 6.6899 | 13.4548 | 25.2307 |  | 2.086 | C1 | 0.0001337 | 0.00028305 | 0.0003996 | 0.0008325 | 0.001665 | C1 | 42386.1218 | 42386.1218 | 42386.1218 | 42386.1218 | 42386.1218 | C1 | 5.667 | 11.9974 | 16.9375 | 35.2864 | 70.5729 | C1 | 0 | 70.0886 | 96.6305 | 97.903 | 840.4566 | 1105.0786 |  | 17.0011 | 70.0886 | 96.6305 | 97.903 | 558.165 | 839.7881 |  | 17.0011 | 25.0263 | 113.3098 | 151.2252 | 647.0953 | 953.6578 |  | 17.0011 | 25.0263 | 113.3098 | 151.2252 | 647.0953 | 953.6578 |  | 17.0011 | 0 | 35.3313 | 236.0621 | 949.5458 | 1237.9403 |  | 17.0011 | 0 | 35.3313 | 236.0621 | 949.5458 | 1237.9403
|  |  | 985.7803 | 985.7803 | C2 | 278.3771 | 161.9942 | 99.8997 | 212.018 | 233.4913 | 985.7803 | 169.3771 | 161.9942 | 99.8997 | 212.018 | 340.4913 | 983.7803 | 0 | 0 | 0 | 0 | 0 | 0 | 118.2666 | 271.8161 | 94.1757 | 125.2788 | 376.2431 | 985.7803 | 0 | 0 | 0 | 0 | 0 | 0 | 72 | 46.2666 | 271.8161 | 94.1757 | 501.5219 | 985.7803 |  |  | C2 | 0.0001337 | 0.00028305 | 0.0003996 | 0.0008325 | 0.001665 | C2 | 60551.6025 | 60551.6025 | 60551.6025 | 60551.6025 | 60551.6025 | C2 | 8.0957 | 17.1391 | 24.1964 | 50.4092 | 100.8184 | C2 | 1371.2342 | 2776.4399 | 2417.2155 | 10687.6596 | 34327.7913 | 51580.3405 |  | 2253.6709 | 2776.4399 | 2417.2155 | 10687.6596 | 23540.2206 | 41675.2065 |  | 957.457 | 4658.6914 | 2278.7137 | 6315.2056 | 37932.2319 | 52142.2996 |  | 957.457 | 4658.6914 | 2278.7137 | 6315.2056 | 37932.2319 | 52142.2996 |  | 582.8939 | 792.97 | 6576.976 | 4747.3201 | 50562.6432 | 63262.8032 |  | 582.8939 | 792.97 | 6576.976 | 4747.3201 | 50562.6432 | 63262.8032
|  |  | 99.1143 | 99.1143 | C3 | 28.6615 | 20.9632 | 4.6103 | 6.7327 | 38.1467 | 99.1143 | 10.6615 | 20.9632 | 4.6103 | 6.7327 | 56.1467 | 99.1143 | 0 | 0 | 0 | 0 | 0 | 0 | 16.3995 | 27.2641 | 9.5431 | 2.8768 | 43.0309 | 99.1143 | 0 | 0 | 0 | 0 | 0 | 0 | 12 | 4.3995 | 27.2641 | 9.5431 | 45.9077 | 99.1143 |  |  | C3 | 0.0001337 | 0.00028305 | 0.0003996 | 0.0008325 | 0.001665 | C3 | 90827.4038 | 90827.4038 | 90827.4038 | 90827.4038 | 90827.4038 | C3 | 12.1436 | 25.7087 | 36.2946 | 75.6138 | 151.2276 | C3 | 129.4697 | 538.937 | 167.3277 | 509.0828 | 8490.925 | 9835.7422 |  | 348.055 | 538.937 | 167.3277 | 509.0828 | 5768.8277 | 7332.2301 |  | 199.149 | 700.9236 | 346.362 | 217.5288 | 6507.4608 | 7971.4242 |  | 199.149 | 700.9236 | 346.362 | 217.5288 | 6507.4608 | 7971.4242 |  | 145.7235 | 113.1046 | 989.5392 | 721.5876 | 6942.5184 | 8912.4733 |  | 145.7235 | 113.1046 | 989.5392 | 721.5876 | 6942.5184 | 8912.4733
|  |  | 0 | 0 | C4 | 0 | 0 | 0 | 0 | 0 | 0 | 0 | 0 | 0 | 0 | 0 | 0 | 0 | 0 | 0 | 0 | 0 | 0 | 0 | 0 | 0 | 0 | 0 | 0 | 0 | 0 | 0 | 0 | 0 | 0 | 0 | 0 | 0 | 0 | 0 | 0 |  |  | C4 | 0.0001337 | 0.00028305 | 0.0003996 | 0.0008325 | 0.001665 | C4 | 151379.0063 | 151379.0063 | 151379.0063 | 151379.0063 | 151379.0063 | C4 | 20.2394 | 42.8478 | 60.4911 | 126.023 | 252.046 | C4 | 0 | 0 | 0 | 0 | 0 | 0 |  | 0 | 0 | 0 | 0 | 0 | 0 |  | 0 | 0 | 0 | 0 | 0 | 0 |  | 0 | 0 | 0 | 0 | 0 | 0 |  | 0 | 0 | 0 | 0 | 0 | 0 |  | 0 | 0 | 0 | 0 | 0 | 0
|  |  | 1110.1253 | 1110.1253 |  | 310.0386 | 188.7994 | 110.2151 | 221.5252 | 279.547 |  | 180.0386 | 188.7994 | 110.2151 | 221.5252 | 408.547 |  | 0 | 0 | 0 | 0 | 0 |  | 137.6661 | 301.1661 | 110.4086 | 132.4413 | 428.4432 |  | 0 | 0 | 0 | 0 | 0 |  | 87 | 50.6661 | 301.1661 | 110.4086 | 560.8844 | [22 empty] | 1500.704 | 3385.4654 | 2681.1737 | 11294.6453 | 43659.1729 | 62521.1613 |  | 2618.727 | 3385.4654 | 2681.1737 | 11294.6453 | 29867.2133 | 49847.2247 |  | 1173.6071 | 5384.6413 | 2738.3855 | 6683.9597 | 45086.788 | 61067.3816 |  | 1173.6071 | 5384.6413 | 2738.3855 | 6683.9597 | 45086.788 | 61067.3816 |  | 745.6185 | 906.0746 | 7601.8465 | 5704.9698 | 58454.7074 | 73413.2168 |  | 745.6185 | 906.0746 | 7601.8465 | 5704.9698 | 58454.7074 | 73413.2168
| [Please insert new asset category as required] |  | 0 | 0 | C1 | 0 | 0 | 0 | 0 | 0 | 0 | 0 | 0 | 0 | 0 | 0 | 0 | 0 | 0 | 0 | 0 | 0 | 0 | 0 | 0 | 0 | 0 | 0 | 0 | 0 | 0 | 0 | 0 | 0 | 0 | 0 | 0 | 0 | 0 | 0 | 0 |  |  | C1 | 0 | 0 | 0 | 0 | 0 | C1 | 0 | 0 | 0 | 0 | 0 | C1 | [5 empty] | C1 | [5 empty] | 0 | [6 empty] | 0 | [6 empty] | 0 | [6 empty] | 0 | [6 empty] | 0 | [6 empty] | 0
|  |  | 108 | 108 | C2 | 4 | 27 | 46 | 30 | 1 | 108 | 3 | 24 | 47 | 33 | 1 | 108 | 0 | 0 | 0 | 0 | 0 | 0 | 6 | 24 | 43 | 33 | 2 | 108 | 0 | 0 | 0 | 0 | 0 | 0 | 8 | 23 | 40 | 35 | 2 | 108 |  |  | C2 | 0 | 0 | 0 | 0 | 0 | C2 | 0 | 0 | 0 | 0 | 0 | C2 | [5 empty] | C2 | [5 empty] | 0 | [6 empty] | 0 | [6 empty] | 0 | [6 empty] | 0 | [6 empty] | 0 | [6 empty] | 0
|  |  | 0 | 0 | C3 | 0 | 0 | 0 | 0 | 0 | 0 | 0 | 0 | 0 | 0 | 0 | 0 | 0 | 0 | 0 | 0 | 0 | 0 | 0 | 0 | 0 | 0 | 0 | 0 | 0 | 0 | 0 | 0 | 0 | 0 | 0 | 0 | 0 | 0 | 0 | 0 |  |  | C3 | 0 | 0 | 0 | 0 | 0 | C3 | 0 | 0 | 0 | 0 | 0 | C3 | [5 empty] | C3 | [5 empty] | 0 | [6 empty] | 0 | [6 empty] | 0 | [6 empty] | 0 | [6 empty] | 0 | [6 empty] | 0
|  |  | 0 | 0 | C4 | 0 | 0 | 0 | 0 | 0 | 0 | 0 | 0 | 0 | 0 | 0 | 0 | 0 | 0 | 0 | 0 | 0 | 0 | 0 | 0 | 0 | 0 | 0 | 0 | 0 | 0 | 0 | 0 | 0 | 0 | 0 | 0 | 0 | 0 | 0 | 0 |  |  | C4 | 0 | 0 | 0 | 0 | 0 | C4 | 0 | 0 | 0 | 0 | 0 | C4 | [5 empty] | C4 | [5 empty] | 0 | [6 empty] | 0 | [6 empty] | 0 | [6 empty] | 0 | [6 empty] | 0 | [6 empty] | 0
|  |  | 108 | 108 |  | 4 | 27 | 46 | 30 | 1 |  | 3 | 24 | 47 | 33 | 1 |  | 0 | 0 | 0 | 0 | 0 |  | 6 | 24 | 43 | 33 | 2 |  | 0 | 0 | 0 | 0 | 0 |  | 8 | 23 | 40 | 35 | 2 | [22 empty] | 0 | 0 | 0 | 0 | 0 | 0 |  | 0 | 0 | 0 | 0 | 0 | 0 |  | 0 | 0 | 0 | 0 | 0 | 0 |  | 0 | 0 | 0 | 0 | 0 | 0 |  | 0 | 0 | 0 | 0 | 0 | 0 |  | 0 | 0 | 0 | 0 | 0 | 0
| [Please insert new asset category as required] |  | 0 | 0 | C1 | 0 | 0 | 0 | 0 | 0 | 0 | 0 | 0 | 0 | 0 | 0 | 0 | 0 | 0 | 0 | 0 | 0 | 0 | 0 | 0 | 0 | 0 | 0 | 0 | 0 | 0 | 0 | 0 | 0 | 0 | 0 | 0 | 0 | 0 | 0 | 0 |  |  | C1 | 0 | 0 | 0 | 0 | 0 | C1 | 0 | 0 | 0 | 0 | 0 | C1 | [5 empty] | C1 | [5 empty] | 0 | [6 empty] | 0 | [6 empty] | 0 | [6 empty] | 0 | [6 empty] | 0 | [6 empty] | 0
|  |  | 108 | 108 | C2 | 2 | 9 | 46 | 42 | 9 | 108 | 0 | 5 | 31 | 58 | 14 | 108 | 0 | 0 | 0 | 0 | 0 | 0 | 2 | 7 | 37 | 51 | 11 | 108 | 0 | 0 | 0 | 0 | 0 | 0 | 2 | 5 | 28 | 60 | 13 | 108 |  |  | C2 | 0 | 0 | 0 | 0 | 0 | C2 | 0 | 0 | 0 | 0 | 0 | C2 | [5 empty] | C2 | [5 empty] | 0 | [6 empty] | 0 | [6 empty] | 0 | [6 empty] | 0 | [6 empty] | 0 | [6 empty] | 0
|  |  | 0 | 0 | C3 | 0 | 0 | 0 | 0 | 0 | 0 | 0 | 0 | 0 | 0 | 0 | 0 | 0 | 0 | 0 | 0 | 0 | 0 | 0 | 0 | 0 | 0 | 0 | 0 | 0 | 0 | 0 | 0 | 0 | 0 | 0 | 0 | 0 | 0 | 0 | 0 |  |  | C3 | 0 | 0 | 0 | 0 | 0 | C3 | 0 | 0 | 0 | 0 | 0 | C3 | [5 empty] | C3 | [5 empty] | 0 | [6 empty] | 0 | [6 empty] | 0 | [6 empty] | 0 | [6 empty] | 0 | [6 empty] | 0
|  |  | 0 | 0 | C4 | 0 | 0 | 0 | 0 | 0 | 0 | 0 | 0 | 0 | 0 | 0 | 0 | 0 | 0 | 0 | 0 | 0 | 0 | 0 | 0 | 0 | 0 | 0 | 0 | 0 | 0 | 0 | 0 | 0 | 0 | 0 | 0 | 0 | 0 | 0 | 0 |  |  | C4 | 0 | 0 | 0 | 0 | 0 | C4 | 0 | 0 | 0 | 0 | 0 | C4 | [5 empty] | C4 | [5 empty] | 0 | [6 empty] | 0 | [6 empty] | 0 | [6 empty] | 0 | [6 empty] | 0 | [6 empty] | 0
|  |  | 108 | 108 |  | 2 | 9 | 46 | 42 | 9 |  | 0 | 5 | 31 | 58 | 14 |  | 0 | 0 | 0 | 0 | 0 |  | 2 | 7 | 37 | 51 | 11 |  | 0 | 0 | 0 | 0 | 0 |  | 2 | 5 | 28 | 60 | 13 | [22 empty] | 0 | 0 | 0 | 0 | 0 | 0 |  | 0 | 0 | 0 | 0 | 0 | 0 |  | 0 | 0 | 0 | 0 | 0 | 0 |  | 0 | 0 | 0 | 0 | 0 | 0 |  | 0 | 0 | 0 | 0 | 0 | 0 |  | 0 | 0 | 0 | 0 | 0 | 0
| [Please insert new asset category as required] |  | 0 | 0 | C1 | 0 | 0 | 0 | 0 | 0 | 0 | 0 | 0 | 0 | 0 | 0 | 0 | 0 | 0 | 0 | 0 | 0 | 0 | 0 | 0 | 0 | 0 | 0 | 0 | 0 | 0 | 0 | 0 | 0 | 0 | 0 | 0 | 0 | 0 | 0 | 0 |  |  | C1 | 0 | 0 | 0 | 0 | 0 | C1 | 0 | 0 | 0 | 0 | 0 | C1 | [5 empty] | C1 | [5 empty] | 0 | [6 empty] | 0 | [6 empty] | 0 | [6 empty] | 0 | [6 empty] | 0 | [6 empty] | 0
|  |  | 0 | 0 | C2 | 0 | 0 | 0 | 0 | 0 | 0 | 0 | 0 | 0 | 0 | 0 | 0 | 0 | 0 | 0 | 0 | 0 | 0 | 0 | 0 | 0 | 0 | 0 | 0 | 0 | 0 | 0 | 0 | 0 | 0 | 0 | 0 | 0 | 0 | 0 | 0 |  |  | C2 | 0 | 0 | 0 | 0 | 0 | C2 | 0 | 0 | 0 | 0 | 0 | C2 | [5 empty] | C2 | [5 empty] | 0 | [6 empty] | 0 | [6 empty] | 0 | [6 empty] | 0 | [6 empty] | 0 | [6 empty] | 0
|  |  | 0 | 0 | C3 | 0 | 0 | 0 | 0 | 0 | 0 | 0 | 0 | 0 | 0 | 0 | 0 | 0 | 0 | 0 | 0 | 0 | 0 | 0 | 0 | 0 | 0 | 0 | 0 | 0 | 0 | 0 | 0 | 0 | 0 | 0 | 0 | 0 | 0 | 0 | 0 |  |  | C3 | 0 | 0 | 0 | 0 | 0 | C3 | 0 | 0 | 0 | 0 | 0 | C3 | [5 empty] | C3 | [5 empty] | 0 | [6 empty] | 0 | [6 empty] | 0 | [6 empty] | 0 | [6 empty] | 0 | [6 empty] | 0
|  |  | 0 | 0 | C4 | 0 | 0 | 0 | 0 | 0 | 0 | 0 | 0 | 0 | 0 | 0 | 0 | 0 | 0 | 0 | 0 | 0 | 0 | 0 | 0 | 0 | 0 | 0 | 0 | 0 | 0 | 0 | 0 | 0 | 0 | 0 | 0 | 0 | 0 | 0 | 0 |  |  | C4 | 0 | 0 | 0 | 0 | 0 | C4 | 0 | 0 | 0 | 0 | 0 | C4 | [5 empty] | C4 | [5 empty] | 0 | [6 empty] | 0 | [6 empty] | 0 | [6 empty] | 0 | [6 empty] | 0 | [6 empty] | 0
|  |  | 0 | 0 |  | 0 | 0 | 0 | 0 | 0 |  | 0 | 0 | 0 | 0 | 0 |  | 0 | 0 | 0 | 0 | 0 |  | 0 | 0 | 0 | 0 | 0 |  | 0 | 0 | 0 | 0 | 0 |  | 0 | 0 | 0 | 0 | 0 | [22 empty] | 0 | 0 | 0 | 0 | 0 | 0 |  | 0 | 0 | 0 | 0 | 0 | 0 |  | 0 | 0 | 0 | 0 | 0 | 0 |  | 0 | 0 | 0 | 0 | 0 | 0 |  | 0 | 0 | 0 | 0 | 0 | 0 |  | 0 | 0 | 0 | 0 | 0 | 0
| [Please insert new asset category as required] |  | 0 | 0 | C1 | 0 | 0 | 0 | 0 | 0 | 0 | 0 | 0 | 0 | 0 | 0 | 0 | 0 | 0 | 0 | 0 | 0 | 0 | 0 | 0 | 0 | 0 | 0 | 0 | 0 | 0 | 0 | 0 | 0 | 0 | 0 | 0 | 0 | 0 | 0 | 0 |  |  | C1 | 0 | 0 | 0 | 0 | 0 | C1 | 0 | 0 | 0 | 0 | 0 | C1 | [5 empty] | C1 | [5 empty] | 0 | [6 empty] | 0 | [6 empty] | 0 | [6 empty] | 0 | [6 empty] | 0 | [6 empty] | 0
|  |  | 0 | 0 | C2 | 0 | 0 | 0 | 0 | 0 | 0 | 0 | 0 | 0 | 0 | 0 | 0 | 0 | 0 | 0 | 0 | 0 | 0 | 0 | 0 | 0 | 0 | 0 | 0 | 0 | 0 | 0 | 0 | 0 | 0 | 0 | 0 | 0 | 0 | 0 | 0 |  |  | C2 | 0 | 0 | 0 | 0 | 0 | C2 | 0 | 0 | 0 | 0 | 0 | C2 | [5 empty] | C2 | [5 empty] | 0 | [6 empty] | 0 | [6 empty] | 0 | [6 empty] | 0 | [6 empty] | 0 | [6 empty] | 0
|  |  | 0 | 0 | C3 | 0 | 0 | 0 | 0 | 0 | 0 | 0 | 0 | 0 | 0 | 0 | 0 | 0 | 0 | 0 | 0 | 0 | 0 | 0 | 0 | 0 | 0 | 0 | 0 | 0 | 0 | 0 | 0 | 0 | 0 | 0 | 0 | 0 | 0 | 0 | 0 |  |  | C3 | 0 | 0 | 0 | 0 | 0 | C3 | 0 | 0 | 0 | 0 | 0 | C3 | [5 empty] | C3 | [5 empty] | 0 | [6 empty] | 0 | [6 empty] | 0 | [6 empty] | 0 | [6 empty] | 0 | [6 empty] | 0
|  |  | 0 | 0 | C4 | 0 | 0 | 0 | 0 | 0 | 0 | 0 | 0 | 0 | 0 | 0 | 0 | 0 | 0 | 0 | 0 | 0 | 0 | 0 | 0 | 0 | 0 | 0 | 0 | 0 | 0 | 0 | 0 | 0 | 0 | 0 | 0 | 0 | 0 | 0 | 0 |  |  | C4 | 0 | 0 | 0 | 0 | 0 | C4 | 0 | 0 | 0 | 0 | 0 | C4 | [5 empty] | C4 | [5 empty] | 0 | [6 empty] | 0 | [6 empty] | 0 | [6 empty] | 0 | [6 empty] | 0 | [6 empty] | 0
|  |  | 0 | 0 |  | 0 | 0 | 0 | 0 | 0 |  | 0 | 0 | 0 | 0 | 0 |  | 0 | 0 | 0 | 0 | 0 |  | 0 | 0 | 0 | 0 | 0 |  | 0 | 0 | 0 | 0 | 0 |  | 0 | 0 | 0 | 0 | 0 | [22 empty] | 0 | 0 | 0 | 0 | 0 | 0 |  | 0 | 0 | 0 | 0 | 0 | 0 |  | 0 | 0 | 0 | 0 | 0 | 0 |  | 0 | 0 | 0 | 0 | 0 | 0 |  | 0 | 0 | 0 | 0 | 0 | 0 |  | 0 | 0 | 0 | 0 | 0 | 0
| [Please insert new asset category as required] |  | 0 | 0 | C1 | 0 | 0 | 0 | 0 | 0 | 0 | 0 | 0 | 0 | 0 | 0 | 0 | 0 | 0 | 0 | 0 | 0 | 0 | 0 | 0 | 0 | 0 | 0 | 0 | 0 | 0 | 0 | 0 | 0 | 0 | 0 | 0 | 0 | 0 | 0 | 0 |  |  | C1 | 0 | 0 | 0 | 0 | 0 | C1 | 0 | 0 | 0 | 0 | 0 | C1 | [5 empty] | C1 | [5 empty] | 0 | [6 empty] | 0 | [6 empty] | 0 | [6 empty] | 0 | [6 empty] | 0 | [6 empty] | 0
|  |  | 0 | 0 | C2 | 0 | 0 | 0 | 0 | 0 | 0 | 0 | 0 | 0 | 0 | 0 | 0 | 0 | 0 | 0 | 0 | 0 | 0 | 0 | 0 | 0 | 0 | 0 | 0 | 0 | 0 | 0 | 0 | 0 | 0 | 0 | 0 | 0 | 0 | 0 | 0 |  |  | C2 | 0 | 0 | 0 | 0 | 0 | C2 | 0 | 0 | 0 | 0 | 0 | C2 | [5 empty] | C2 | [5 empty] | 0 | [6 empty] | 0 | [6 empty] | 0 | [6 empty] | 0 | [6 empty] | 0 | [6 empty] | 0
|  |  | 0 | 0 | C3 | 0 | 0 | 0 | 0 | 0 | 0 | 0 | 0 | 0 | 0 | 0 | 0 | 0 | 0 | 0 | 0 | 0 | 0 | 0 | 0 | 0 | 0 | 0 | 0 | 0 | 0 | 0 | 0 | 0 | 0 | 0 | 0 | 0 | 0 | 0 | 0 |  |  | C3 | 0 | 0 | 0 | 0 | 0 | C3 | 0 | 0 | 0 | 0 | 0 | C3 | [5 empty] | C3 | [5 empty] | 0 | [6 empty] | 0 | [6 empty] | 0 | [6 empty] | 0 | [6 empty] | 0 | [6 empty] | 0
|  |  | 0 | 0 | C4 | 0 | 0 | 0 | 0 | 0 | 0 | 0 | 0 | 0 | 0 | 0 | 0 | 0 | 0 | 0 | 0 | 0 | 0 | 0 | 0 | 0 | 0 | 0 | 0 | 0 | 0 | 0 | 0 | 0 | 0 | 0 | 0 | 0 | 0 | 0 | 0 |  |  | C4 | 0 | 0 | 0 | 0 | 0 | C4 | 0 | 0 | 0 | 0 | 0 | C4 | [5 empty] | C4 | [5 empty] | 0 | [6 empty] | 0 | [6 empty] | 0 | [6 empty] | 0 | [6 empty] | 0 | [6 empty] | 0
|  |  | 0 | 0 |  | 0 | 0 | 0 | 0 | 0 |  | 0 | 0 | 0 | 0 | 0 |  | 0 | 0 | 0 | 0 | 0 |  | 0 | 0 | 0 | 0 | 0 |  | 0 | 0 | 0 | 0 | 0 |  | 0 | 0 | 0 | 0 | 0 | [22 empty] | 0 | 0 | 0 | 0 | 0 | 0 |  | 0 | 0 | 0 | 0 | 0 | 0 |  | 0 | 0 | 0 | 0 | 0 | 0 |  | 0 | 0 | 0 | 0 | 0 | 0 |  | 0 | 0 | 0 | 0 | 0 | 0 |  | 0 | 0 | 0 | 0 | 0 | 0
[63 empty] | 24136.9945 | 90629.0217 | 84264.4872 | 112042.8225 | 642041.2682 | 953114.594 |  | 36043.159 | 89372.7847 | 83584.2208 | 97235.9046 | 506730.8525 | 812966.9216 |  | 31598.4782 | 84410.3991 | 76684.8659 | 91593.6928 | 631420.7727 | 915708.2087 |  | 31598.4782 | 84410.3991 | 76684.8659 | 91593.6928 | 631420.7727 | 915708.2087 |  | 25827.3022 | 64907.0571 | 75077.9914 | 120860.6991 | 766412.6914 | 1053085.7413 |  | 25827.3022 | 64907.0571 | 75077.9914 | 120860.6991 | 766412.6914 | 1053085.7413
| Other | [66 empty] | 0 | [6 empty] | 0 | [6 empty] | 0 | [6 empty] | 0 | [6 empty] | 0 | [6 empty] | 0
| Submarine Cables |  | 0 | 0 | C1 | 0 | 0 | 0 | 0 | 0 | 0 | 0 | 0 | 0 | 0 | 0 | 0 | 0 | 0 | 0 | 0 | 0 | 0 | 0 | 0 | 0 | 0 | 0 | 0 | 0 | 0 | 0 | 0 | 0 | 0 | 0 | 0 | 0 | 0 | 0 | 0 |  |  | C1 | 0 | 0 | 0 | 0 | 0 | C1 | 0 | 0 | 0 | 0 | 0 | C1 | [5 empty] | C1 | [5 empty] | 0 | [6 empty] | 0 | [6 empty] | 0 | [6 empty] | 0 | [6 empty] | 0 | [6 empty] | 0
|  |  | 0 | 0 | C2 | 0 | 0 | 0 | 0 | 0 | 0 | 0 | 0 | 0 | 0 | 0 | 0 | 0 | 0 | 0 | 0 | 0 | 0 | 0 | 0 | 0 | 0 | 0 | 0 | 0 | 0 | 0 | 0 | 0 | 0 | 0 | 0 | 0 | 0 | 0 | 0 |  |  | C2 | 0 | 0 | 0 | 0 | 0 | C2 | 0 | 0 | 0 | 0 | 0 | C2 | [5 empty] | C2 | [5 empty] | 0 | [6 empty] | 0 | [6 empty] | 0 | [6 empty] | 0 | [6 empty] | 0 | [6 empty] | 0
|  |  | 0 | 0 | C3 | 0 | 0 | 0 | 0 | 0 | 0 | 0 | 0 | 0 | 0 | 0 | 0 | 0 | 0 | 0 | 0 | 0 | 0 | 0 | 0 | 0 | 0 | 0 | 0 | 0 | 0 | 0 | 0 | 0 | 0 | 0 | 0 | 0 | 0 | 0 | 0 |  |  | C3 | 0 | 0 | 0 | 0 | 0 | C3 | 0 | 0 | 0 | 0 | 0 | C3 | [5 empty] | C3 | [5 empty] | 0 | [6 empty] | 0 | [6 empty] | 0 | [6 empty] | 0 | [6 empty] | 0 | [6 empty] | 0
|  |  | 0 | 0 | C4 | 0 | 0 | 0 | 0 | 0 | 0 | 0 | 0 | 0 | 0 | 0 | 0 | 0 | 0 | 0 | 0 | 0 | 0 | 0 | 0 | 0 | 0 | 0 | 0 | 0 | 0 | 0 | 0 | 0 | 0 | 0 | 0 | 0 | 0 | 0 | 0 |  |  | C4 | 0 | 0 | 0 | 0 | 0 | C4 | 0 | 0 | 0 | 0 | 0 | C4 | [5 empty] | C4 | [5 empty] | 0 | [6 empty] | 0 | [6 empty] | 0 | [6 empty] | 0 | [6 empty] | 0 | [6 empty] | 0
|  |  | 0 | 0 |  | 0 | 0 | 0 | 0 | 0 |  | 0 | 0 | 0 | 0 | 0 |  | 0 | 0 | 0 | 0 | 0 |  | 0 | 0 | 0 | 0 | 0 |  | 0 | 0 | 0 | 0 | 0 |  | 0 | 0 | 0 | 0 | 0 | [22 empty] | 0 | 0 | 0 | 0 | 0 | 0 |  | 0 | 0 | 0 | 0 | 0 | 0 |  | 0 | 0 | 0 | 0 | 0 | 0 |  | 0 | 0 | 0 | 0 | 0 | 0 |  | 0 | 0 | 0 | 0 | 0 | 0 |  | 0 | 0 | 0 | 0 | 0 | 0
| [Please insert new asset category as required] |  | 0 | 0 | C1 | 0 | 0 | 0 | 0 | 0 | 0 | 0 | 0 | 0 | 0 | 0 | 0 | 0 | 0 | 0 | 0 | 0 | 0 | 0 | 0 | 0 | 0 | 0 | 0 | 0 | 0 | 0 | 0 | 0 | 0 | 0 | 0 | 0 | 0 | 0 | 0 |  |  | C1 | 0 | 0 | 0 | 0 | 0 | C1 | 0 | 0 | 0 | 0 | 0 | C1 | [5 empty] | C1 | [5 empty] | 0 | [6 empty] | 0 | [6 empty] | 0 | [6 empty] | 0 | [6 empty] | 0 | [6 empty] | 0
|  |  | 0 | 0 | C2 | 0 | 0 | 0 | 0 | 0 | 0 | 0 | 0 | 0 | 0 | 0 | 0 | 0 | 0 | 0 | 0 | 0 | 0 | 0 | 0 | 0 | 0 | 0 | 0 | 0 | 0 | 0 | 0 | 0 | 0 | 0 | 0 | 0 | 0 | 0 | 0 |  |  | C2 | 0 | 0 | 0 | 0 | 0 | C2 | 0 | 0 | 0 | 0 | 0 | C2 | [5 empty] | C2 | [5 empty] | 0 | [6 empty] | 0 | [6 empty] | 0 | [6 empty] | 0 | [6 empty] | 0 | [6 empty] | 0
|  |  | 0 | 0 | C3 | 0 | 0 | 0 | 0 | 0 | 0 | 0 | 0 | 0 | 0 | 0 | 0 | 0 | 0 | 0 | 0 | 0 | 0 | 0 | 0 | 0 | 0 | 0 | 0 | 0 | 0 | 0 | 0 | 0 | 0 | 0 | 0 | 0 | 0 | 0 | 0 |  |  | C3 | 0 | 0 | 0 | 0 | 0 | C3 | 0 | 0 | 0 | 0 | 0 | C3 | [5 empty] | C3 | [5 empty] | 0 | [6 empty] | 0 | [6 empty] | 0 | [6 empty] | 0 | [6 empty] | 0 | [6 empty] | 0
|  |  | 0 | 0 | C4 | 0 | 0 | 0 | 0 | 0 | 0 | 0 | 0 | 0 | 0 | 0 | 0 | 0 | 0 | 0 | 0 | 0 | 0 | 0 | 0 | 0 | 0 | 0 | 0 | 0 | 0 | 0 | 0 | 0 | 0 | 0 | 0 | 0 | 0 | 0 | 0 |  |  | C4 | 0 | 0 | 0 | 0 | 0 | C4 | 0 | 0 | 0 | 0 | 0 | C4 | [5 empty] | C4 | [5 empty] | 0 | [6 empty] | 0 | [6 empty] | 0 | [6 empty] | 0 | [6 empty] | 0 | [6 empty] | 0
|  |  | 0 | 0 |  | 0 | 0 | 0 | 0 | 0 |  | 0 | 0 | 0 | 0 | 0 |  | 0 | 0 | 0 | 0 | 0 |  | 0 | 0 | 0 | 0 | 0 |  | 0 | 0 | 0 | 0 | 0 |  | 0 | 0 | 0 | 0 | 0 | [22 empty] | 0 | 0 | 0 | 0 | 0 | 0 |  | 0 | 0 | 0 | 0 | 0 | 0 |  | 0 | 0 | 0 | 0 | 0 | 0 |  | 0 | 0 | 0 | 0 | 0 | 0 |  | 0 | 0 | 0 | 0 | 0 | 0 |  | 0 | 0 | 0 | 0 | 0 | 0
| [Please insert new asset category as required] |  | 0 | 0 | C1 | 0 | 0 | 0 | 0 | 0 | 0 | 0 | 0 | 0 | 0 | 0 | 0 | 0 | 0 | 0 | 0 | 0 | 0 | 0 | 0 | 0 | 0 | 0 | 0 | 0 | 0 | 0 | 0 | 0 | 0 | 0 | 0 | 0 | 0 | 0 | 0 |  |  | C1 | 0 | 0 | 0 | 0 | 0 | C1 | 0 | 0 | 0 | 0 | 0 | C1 | [5 empty] | C1 | [5 empty] | 0 | [6 empty] | 0 | [6 empty] | 0 | [6 empty] | 0 | [6 empty] | 0 | [6 empty] | 0
|  |  | 0 | 0 | C2 | 0 | 0 | 0 | 0 | 0 | 0 | 0 | 0 | 0 | 0 | 0 | 0 | 0 | 0 | 0 | 0 | 0 | 0 | 0 | 0 | 0 | 0 | 0 | 0 | 0 | 0 | 0 | 0 | 0 | 0 | 0 | 0 | 0 | 0 | 0 | 0 |  |  | C2 | 0 | 0 | 0 | 0 | 0 | C2 | 0 | 0 | 0 | 0 | 0 | C2 | [5 empty] | C2 | [5 empty] | 0 | [6 empty] | 0 | [6 empty] | 0 | [6 empty] | 0 | [6 empty] | 0 | [6 empty] | 0
|  |  | 0 | 0 | C3 | 0 | 0 | 0 | 0 | 0 | 0 | 0 | 0 | 0 | 0 | 0 | 0 | 0 | 0 | 0 | 0 | 0 | 0 | 0 | 0 | 0 | 0 | 0 | 0 | 0 | 0 | 0 | 0 | 0 | 0 | 0 | 0 | 0 | 0 | 0 | 0 |  |  | C3 | 0 | 0 | 0 | 0 | 0 | C3 | 0 | 0 | 0 | 0 | 0 | C3 | [5 empty] | C3 | [5 empty] | 0 | [6 empty] | 0 | [6 empty] | 0 | [6 empty] | 0 | [6 empty] | 0 | [6 empty] | 0
|  |  | 0 | 0 | C4 | 0 | 0 | 0 | 0 | 0 | 0 | 0 | 0 | 0 | 0 | 0 | 0 | 0 | 0 | 0 | 0 | 0 | 0 | 0 | 0 | 0 | 0 | 0 | 0 | 0 | 0 | 0 | 0 | 0 | 0 | 0 | 0 | 0 | 0 | 0 | 0 |  |  | C4 | 0 | 0 | 0 | 0 | 0 | C4 | 0 | 0 | 0 | 0 | 0 | C4 | [5 empty] | C4 | [5 empty] | 0 | [6 empty] | 0 | [6 empty] | 0 | [6 empty] | 0 | [6 empty] | 0 | [6 empty] | 0
|  |  | 0 | 0 |  | 0 | 0 | 0 | 0 | 0 |  | 0 | 0 | 0 | 0 | 0 |  | 0 | 0 | 0 | 0 | 0 |  | 0 | 0 | 0 | 0 | 0 |  | 0 | 0 | 0 | 0 | 0 |  | 0 | 0 | 0 | 0 | 0 | [22 empty] | 0 | 0 | 0 | 0 | 0 | 0 |  | 0 | 0 | 0 | 0 | 0 | 0 |  | 0 | 0 | 0 | 0 | 0 | 0 |  | 0 | 0 | 0 | 0 | 0 | 0 |  | 0 | 0 | 0 | 0 | 0 | 0 |  | 0 | 0 | 0 | 0 | 0 | 0
| [Please insert new asset category as required] |  | 0 | 0 | C1 | 0 | 0 | 0 | 0 | 0 | 0 | 0 | 0 | 0 | 0 | 0 | 0 | 0 | 0 | 0 | 0 | 0 | 0 | 0 | 0 | 0 | 0 | 0 | 0 | 0 | 0 | 0 | 0 | 0 | 0 | 0 | 0 | 0 | 0 | 0 | 0 |  |  | C1 | 0 | 0 | 0 | 0 | 0 | C1 | 0 | 0 | 0 | 0 | 0 | C1 | [5 empty] | C1 | [5 empty] | 0 | [6 empty] | 0 | [6 empty] | 0 | [6 empty] | 0 | [6 empty] | 0 | [6 empty] | 0
|  |  | 0 | 0 | C2 | 0 | 0 | 0 | 0 | 0 | 0 | 0 | 0 | 0 | 0 | 0 | 0 | 0 | 0 | 0 | 0 | 0 | 0 | 0 | 0 | 0 | 0 | 0 | 0 | 0 | 0 | 0 | 0 | 0 | 0 | 0 | 0 | 0 | 0 | 0 | 0 |  |  | C2 | 0 | 0 | 0 | 0 | 0 | C2 | 0 | 0 | 0 | 0 | 0 | C2 | [5 empty] | C2 | [5 empty] | 0 | [6 empty] | 0 | [6 empty] | 0 | [6 empty] | 0 | [6 empty] | 0 | [6 empty] | 0
|  |  | 0 | 0 | C3 | 0 | 0 | 0 | 0 | 0 | 0 | 0 | 0 | 0 | 0 | 0 | 0 | 0 | 0 | 0 | 0 | 0 | 0 | 0 | 0 | 0 | 0 | 0 | 0 | 0 | 0 | 0 | 0 | 0 | 0 | 0 | 0 | 0 | 0 | 0 | 0 |  |  | C3 | 0 | 0 | 0 | 0 | 0 | C3 | 0 | 0 | 0 | 0 | 0 | C3 | [5 empty] | C3 | [5 empty] | 0 | [6 empty] | 0 | [6 empty] | 0 | [6 empty] | 0 | [6 empty] | 0 | [6 empty] | 0
|  |  | 0 | 0 | C4 | 0 | 0 | 0 | 0 | 0 | 0 | 0 | 0 | 0 | 0 | 0 | 0 | 0 | 0 | 0 | 0 | 0 | 0 | 0 | 0 | 0 | 0 | 0 | 0 | 0 | 0 | 0 | 0 | 0 | 0 | 0 | 0 | 0 | 0 | 0 | 0 |  |  | C4 | 0 | 0 | 0 | 0 | 0 | C4 | 0 | 0 | 0 | 0 | 0 | C4 | [5 empty] | C4 | [5 empty] | 0 | [6 empty] | 0 | [6 empty] | 0 | [6 empty] | 0 | [6 empty] | 0 | [6 empty] | 0
|  |  | 0 | 0 |  | 0 | 0 | 0 | 0 | 0 |  | 0 | 0 | 0 | 0 | 0 |  | 0 | 0 | 0 | 0 | 0 |  | 0 | 0 | 0 | 0 | 0 |  | 0 | 0 | 0 | 0 | 0 |  | 0 | 0 | 0 | 0 | 0 | [22 empty] | 0 | 0 | 0 | 0 | 0 | 0 |  | 0 | 0 | 0 | 0 | 0 | 0 |  | 0 | 0 | 0 | 0 | 0 | 0 |  | 0 | 0 | 0 | 0 | 0 | 0 |  | 0 | 0 | 0 | 0 | 0 | 0 |  | 0 | 0 | 0 | 0 | 0 | 0
| [Please insert new asset category as required] |  | 0 | 0 | C1 | 0 | 0 | 0 | 0 | 0 | 0 | 0 | 0 | 0 | 0 | 0 | 0 | 0 | 0 | 0 | 0 | 0 | 0 | 0 | 0 | 0 | 0 | 0 | 0 | 0 | 0 | 0 | 0 | 0 | 0 | 0 | 0 | 0 | 0 | 0 | 0 |  |  | C1 | 0 | 0 | 0 | 0 | 0 | C1 | 0 | 0 | 0 | 0 | 0 | C1 | [5 empty] | C1 | [5 empty] | 0 | [6 empty] | 0 | [6 empty] | 0 | [6 empty] | 0 | [6 empty] | 0 | [6 empty] | 0
|  |  | 0 | 0 | C2 | 0 | 0 | 0 | 0 | 0 | 0 | 0 | 0 | 0 | 0 | 0 | 0 | 0 | 0 | 0 | 0 | 0 | 0 | 0 | 0 | 0 | 0 | 0 | 0 | 0 | 0 | 0 | 0 | 0 | 0 | 0 | 0 | 0 | 0 | 0 | 0 |  |  | C2 | 0 | 0 | 0 | 0 | 0 | C2 | 0 | 0 | 0 | 0 | 0 | C2 | [5 empty] | C2 | [5 empty] | 0 | [6 empty] | 0 | [6 empty] | 0 | [6 empty] | 0 | [6 empty] | 0 | [6 empty] | 0
|  |  | 0 | 0 | C3 | 0 | 0 | 0 | 0 | 0 | 0 | 0 | 0 | 0 | 0 | 0 | 0 | 0 | 0 | 0 | 0 | 0 | 0 | 0 | 0 | 0 | 0 | 0 | 0 | 0 | 0 | 0 | 0 | 0 | 0 | 0 | 0 | 0 | 0 | 0 | 0 |  |  | C3 | 0 | 0 | 0 | 0 | 0 | C3 | 0 | 0 | 0 | 0 | 0 | C3 | [5 empty] | C3 | [5 empty] | 0 | [6 empty] | 0 | [6 empty] | 0 | [6 empty] | 0 | [6 empty] | 0 | [6 empty] | 0
|  |  | 0 | 0 | C4 | 0 | 0 | 0 | 0 | 0 | 0 | 0 | 0 | 0 | 0 | 0 | 0 | 0 | 0 | 0 | 0 | 0 | 0 | 0 | 0 | 0 | 0 | 0 | 0 | 0 | 0 | 0 | 0 | 0 | 0 | 0 | 0 | 0 | 0 | 0 | 0 |  |  | C4 | 0 | 0 | 0 | 0 | 0 | C4 | 0 | 0 | 0 | 0 | 0 | C4 | [5 empty] | C4 | [5 empty] | 0 | [6 empty] | 0 | [6 empty] | 0 | [6 empty] | 0 | [6 empty] | 0 | [6 empty] | 0
|  |  | 0 | 0 |  | 0 | 0 | 0 | 0 | 0 |  | 0 | 0 | 0 | 0 | 0 |  | 0 | 0 | 0 | 0 | 0 |  | 0 | 0 | 0 | 0 | 0 |  | 0 | 0 | 0 | 0 | 0 |  | 0 | 0 | 0 | 0 | 0 | [22 empty] | 0 | 0 | 0 | 0 | 0 | 0 |  | 0 | 0 | 0 | 0 | 0 | 0 |  | 0 | 0 | 0 | 0 | 0 | 0 |  | 0 | 0 | 0 | 0 | 0 | 0 |  | 0 | 0 | 0 | 0 | 0 | 0 |  | 0 | 0 | 0 | 0 | 0 | 0
| [Please insert new asset category as required] |  | 0 | 0 | C1 | 0 | 0 | 0 | 0 | 0 | 0 | 0 | 0 | 0 | 0 | 0 | 0 | 0 | 0 | 0 | 0 | 0 | 0 | 0 | 0 | 0 | 0 | 0 | 0 | 0 | 0 | 0 | 0 | 0 | 0 | 0 | 0 | 0 | 0 | 0 | 0 |  |  | C1 | 0 | 0 | 0 | 0 | 0 | C1 | 0 | 0 | 0 | 0 | 0 | C1 | [5 empty] | C1 | [5 empty] | 0 | [6 empty] | 0 | [6 empty] | 0 | [6 empty] | 0 | [6 empty] | 0 | [6 empty] | 0
|  |  | 0 | 0 | C2 | 0 | 0 | 0 | 0 | 0 | 0 | 0 | 0 | 0 | 0 | 0 | 0 | 0 | 0 | 0 | 0 | 0 | 0 | 0 | 0 | 0 | 0 | 0 | 0 | 0 | 0 | 0 | 0 | 0 | 0 | 0 | 0 | 0 | 0 | 0 | 0 |  |  | C2 | 0 | 0 | 0 | 0 | 0 | C2 | 0 | 0 | 0 | 0 | 0 | C2 | [5 empty] | C2 | [5 empty] | 0 | [6 empty] | 0 | [6 empty] | 0 | [6 empty] | 0 | [6 empty] | 0 | [6 empty] | 0
|  |  | 0 | 0 | C3 | 0 | 0 | 0 | 0 | 0 | 0 | 0 | 0 | 0 | 0 | 0 | 0 | 0 | 0 | 0 | 0 | 0 | 0 | 0 | 0 | 0 | 0 | 0 | 0 | 0 | 0 | 0 | 0 | 0 | 0 | 0 | 0 | 0 | 0 | 0 | 0 |  |  | C3 | 0 | 0 | 0 | 0 | 0 | C3 | 0 | 0 | 0 | 0 | 0 | C3 | [5 empty] | C3 | [5 empty] | 0 | [6 empty] | 0 | [6 empty] | 0 | [6 empty] | 0 | [6 empty] | 0 | [6 empty] | 0
|  |  | 0 | 0 | C4 | 0 | 0 | 0 | 0 | 0 | 0 | 0 | 0 | 0 | 0 | 0 | 0 | 0 | 0 | 0 | 0 | 0 | 0 | 0 | 0 | 0 | 0 | 0 | 0 | 0 | 0 | 0 | 0 | 0 | 0 | 0 | 0 | 0 | 0 | 0 | 0 |  |  | C4 | 0 | 0 | 0 | 0 | 0 | C4 | 0 | 0 | 0 | 0 | 0 | C4 | [5 empty] | C4 | [5 empty] | 0 | [6 empty] | 0 | [6 empty] | 0 | [6 empty] | 0 | [6 empty] | 0 | [6 empty] | 0
|  |  | 0 | 0 |  | 0 | 0 | 0 | 0 | 0 |  | 0 | 0 | 0 | 0 | 0 |  | 0 | 0 | 0 | 0 | 0 |  | 0 | 0 | 0 | 0 | 0 |  | 0 | 0 | 0 | 0 | 0 |  | 0 | 0 | 0 | 0 | 0 | [22 empty] | 0 | 0 | 0 | 0 | 0 | 0 |  | 0 | 0 | 0 | 0 | 0 | 0 |  | 0 | 0 | 0 | 0 | 0 | 0 |  | 0 | 0 | 0 | 0 | 0 | 0 |  | 0 | 0 | 0 | 0 | 0 | 0 |  | 0 | 0 | 0 | 0 | 0 | 0
[63 empty] | 0 | 0 | 0 | 0 | 0 | 0 |  | 0 | 0 | 0 | 0 | 0 | 0 |  | 0 | 0 | 0 | 0 | 0 | 0 |  | 0 | 0 | 0 | 0 | 0 | 0 |  | 0 | 0 | 0 | 0 | 0 | 0 |  | 0 | 0 | 0 | 0 | 0 | 0
| TOTAL |  | 354128.1508 | 354128.1508 |  | 72451.3022 | 71951.5776 | 90155.1824 | 41509.8945 | 78060.1941 |  | 53300.2253 | 73138.8176 | 90419.2406 | 44698.7545 | 92609.2528 |  | 0 | 0 | 0 | 0 | 0 |  | 68762.7186 | 63451.5668 | 83027.3243 | 46876.6726 | 92010.1412 |  | 0 | 0 | 0 | 0 | 0 |  | 61864.3751 | 50676.7903 | 69942.5421 | 48073.2687 | 123570.4473 |  |  |  |  | 0 | 0 | 0 | 0 | 0 |  | 0 | 0 | 0 | 0 | 0 | [7 empty] | 492356.0304 | 1587490.0269 | 2339626.2433 | 2537482.7895 | 10252602.555 | 17209557.6451 |  | 660900.0676 | 1566262.4043 | 2333632.2168 | 2393800.4491 | 8536047.6173 | 15490642.7551 |  | 627533.706 | 1382470.2477 | 2190134.857 | 2567512.5339 | 10284422.176 | 17052073.5206 |  | 627533.706 | 1382470.2477 | 2190134.857 | 2567512.5339 | 10284422.176 | 17052073.5206 |  | 559283.68 | 1103634.9497 | 1934452.5262 | 2545975.557 | 13885663.5431 | 20029010.2559 |  | 559283.68 | 1103634.9497 | 1934452.5262 | 2545975.557 | 13885663.5431 | 20029010.2559
Health Index Definitions
|  |  | HI1 | New or as new | [57 empty] | LV Network | 164597.3805 | 286070.8004 | 399890.5566 | 549895.4354 | 6203006.5511 | 7603460.7238 | LV Network | 230786.5817 | 283282.5566 | 397207.3292 | 539787.1176 | 5426229.5305 | 6877293.1157 | LV Network | 221965.815 | 258029.56 | 402772.0171 | 498341.0482 | 5744680.8716 | 7125789.3119 | LV Network | 221965.815 | 258029.56 | 402772.0171 | 498341.0482 | 5744680.8716 | 7125789.3119 | LV Network | 207246.6967 | 215854.8658 | 409231.1141 | 430055.822 | 6286311.6755 | 7548700.1741 | LV Network | 207246.6967 | 215854.8658 | 409231.1141 | 430055.822 | 6286311.6755 | 7548700.1741
|  |  | HI2 | Good or seviceable condition | [57 empty] | HV Network | 219728.9081 | 733831.0825 | 1405808.5784 | 1242927.841 | 2512312.2981 | 6114608.7081 | HV Network | 293469.8753 | 718189.3616 | 1405029.8205 | 1131327.113 | 1909308.1392 | 5457324.3097 | HV Network | 278490.7696 | 633855.0712 | 1239594.4411 | 1417445.3839 | 2709558.1348 | 6278943.8006 | HV Network | 278490.7696 | 633855.0712 | 1239594.4411 | 1417445.3839 | 2709558.1348 | 6278943.8006 | HV Network | 245674.4017 | 512245.5646 | 953196.6572 | 1543049.0636 | 4776898.5677 | 8031064.2548 | HV Network | 245674.4017 | 512245.5646 | 953196.6572 | 1543049.0636 | 4776898.5677 | 8031064.2548
|  |  | HI3 | Deterioration requires assessment and monitoring | [57 empty] | EHV Network | 83892.7474 | 476959.1223 | 449662.6212 | 632616.6906 | 895242.4376 | 2538373.6191 | EHV Network | 100600.4516 | 475417.7013 | 447810.8463 | 625450.3139 | 693779.095 | 2343058.4082 | EHV Network | 95478.6432 | 406175.2175 | 471083.5328 | 560132.409 | 1198762.3969 | 2731632.1994 | EHV Network | 95478.6432 | 406175.2175 | 471083.5328 | 560132.409 | 1198762.3969 | 2731632.1994 | EHV Network | 80535.2794 | 310627.4622 | 496946.7634 | 452009.9722 | 2056040.6084 | 3396160.0857 | EHV Network | 80535.2794 | 310627.4622 | 496946.7634 | 452009.9722 | 2056040.6084 | 3396160.0857
|  |  | HI4 | Material deterioration, intervention requires consideration | [57 empty] | 132kV Network | 24136.9945 | 90629.0217 | 84264.4872 | 112042.8225 | 642041.2682 | 953114.594 | 132kV Network | 36043.159 | 89372.7847 | 83584.2208 | 97235.9046 | 506730.8525 | 812966.9216 | 132kV Network | 31598.4782 | 84410.3991 | 76684.8659 | 91593.6928 | 631420.7727 | 915708.2087 | 132kV Network | 31598.4782 | 84410.3991 | 76684.8659 | 91593.6928 | 631420.7727 | 915708.2087 | 132kV Network | 25827.3022 | 64907.0571 | 75077.9914 | 120860.6991 | 766412.6914 | 1053085.7413 | 132kV Network | 25827.3022 | 64907.0571 | 75077.9914 | 120860.6991 | 766412.6914 | 1053085.7413
|  |  | HI5 | End of serviceable life, intervention required | [57 empty] | Other | 0 | 0 | 0 | 0 | 0 | 0 | Other | 0 | 0 | 0 | 0 | 0 | 0 | Other | 0 | 0 | 0 | 0 | 0 | 0 | Other | 0 | 0 | 0 | 0 | 0 | 0 | Other | 0 | 0 | 0 | 0 | 0 | 0 | Other | 0 | 0 | 0 | 0 | 0 | 0
[62 empty] | Total | 492356.0304 | 1587490.0269 | 2339626.2433 | 2537482.7895 | 10252602.555 | 17209557.6451 | Total | 660900.0676 | 1566262.4043 | 2333632.2168 | 2393800.4491 | 8536047.6173 | 15490642.7551 | Total | 627533.706 | 1382470.2477 | 2190134.857 | 2567512.5339 | 10284422.176 | 17052073.5206 | Total | 627533.706 | 1382470.2477 | 2190134.857 | 2567512.5339 | 10284422.176 | 17052073.5206 | Total | 559283.68 | 1103634.9497 | 1934452.5262 | 2545975.557 | 13885663.5431 | 20029010.2559 | Total | 559283.68 | 1103634.9497 | 1934452.5262 | 2545975.557 | 13885663.5431 | 20029010.2559
Criticality Index Definitions
|  |  | C1 | Low criticality
|  |  | C2 | Average criticality
|  |  | C3 | High criticality
|  |  | C4 | Very high criticality

## SPMW - Ave Crit
HI8: Secondary deliverables RIIO-ED1 - Average Criticality | [6 empty] | HI8: Secondary deliverables RIIO-ED1
SPMW | [6 empty] | SPMW
Price base (2012/13) | [6 empty] | Price base (2012/13)
| ASSET CATEGORIES | RIIO-ED1 period | [5 empty] | ASSET CATEGORIES | RIIO-ED1 period
|  | Network Performance | Safety | Environmental | Financial consequence of repair/ replacement | Average Overall Consequence Of Failure |  |  | Network Performance | Safety | Environmental | Financial consequence of repair/ replacement | Average Overall Consequence Of Failure
| LV Network | [6 empty] | LV Network
| LV Switchgear and Other | 0 | 0 | 0 | 0 | 0 |  | LV Switchgear and Other |  |  |  |  | 0
| LV UGB | 0 | 0 | 0 | 0 | 0 |  | LV UGB |  |  |  |  | 0
| LV OHL Support | 370 | 2862.7685 | 5507.6705 | 0 | 8740.439 |  | LV OHL Support | 370 | 2862.7685 | 5507.6705 |  | 8740.439
| [Please insert new asset category as required] | 0 | 0 | 0 | 0 | 0 |  | [Please insert new asset category as required]
| [Please insert new asset category as required] | 0 | 0 | 0 | 0 | 0 |  | [Please insert new asset category as required]
| [Please insert new asset category as required] | 0 | 0 | 0 | 0 | 0 |  | [Please insert new asset category as required]
| [Please insert new asset category as required] | 0 | 0 | 0 | 0 | 0 |  | [Please insert new asset category as required]
| [Please insert new asset category as required] | 0 | 0 | 0 | 0 | 0 |  | [Please insert new asset category as required]
|  | 0 | 0 | 0 | 0 | 0
| HV Network | 0 | 0 | 0 | 0 | 0 |  | HV Network
| HV Switchgear (GM) - Primary | 6150 | 17297.5719 | 7671.7236 | 175.8431 | 31295.1386 |  | HV Switchgear (GM) - Primary | 6150 | 17297.5719 | 7671.7236 | 175.8431 | 31295.1386
| HV Switchgear (GM) - Distribution | 1230 | 8033.2637 | 6692.3758 | 155.9466 | 16111.586 |  | HV Switchgear (GM) - Distribution | 1230 | 8033.2637 | 6692.3758 | 155.9466 | 16111.586
| HV Transformer (GM) | 1230 | 7034.2586 | 3537.3259 | 1368.7778 | 13170.3623 |  | HV Transformer (GM) | 1230 | 7034.2586 | 3537.3259 | 1368.7778 | 13170.3623
| HV UG Cable | 0 | 0 | 0 | 0 | 0 |  | HV UG Cable |  |  |  |  | 0
| HV OHL Support - Poles | 1750 | 572.4465 | 4618.9795 | 0 | 6941.426 |  | HV OHL Support - Poles | 1750 | 572.4465 | 4618.9795 |  | 6941.426
| [Please insert new asset category as required] | 0 | 0 | 0 | 0 | 0 |  | [Please insert new asset category as required]
| [Please insert new asset category as required] | 0 | 0 | 0 | 0 | 0 |  | [Please insert new asset category as required]
| [Please insert new asset category as required] | 0 | 0 | 0 | 0 | 0 |  | [Please insert new asset category as required]
| [Please insert new asset category as required] | 0 | 0 | 0 | 0 | 0 |  | [Please insert new asset category as required]
| [Please insert new asset category as required] | 0 | 0 | 0 | 0 | 0 |  | [Please insert new asset category as required]
|  | 0 | 0 | 0 | 0 | 0
| EHV Network | 0 | 0 | 0 | 0 | 0 |  | EHV Network
| EHV Switchgear (GM) | 18480 | 37621.3047 | 6436.3804 | 661.5899 | 63199.275 |  | EHV Switchgear (GM) | 18480 | 37621.3047 | 6436.3804 | 661.5899 | 63199.275
| EHV Transformer | 18480 | 92563.5926 | 2800 | 1580.9791 | 115424.5717 |  | EHV Transformer | 18480 | 92563.5926 | 2800 | 1580.9791 | 115424.5717
| EHV UG Cable (Gas) | 0 | 0 | 0 | 0 | 0 |  | EHV UG Cable (Gas) |  |  |  |  | 0
| EHV UG Cable (Oil) | 8310 | 5110.9049 | 5600 | 285.9689 | 19306.8739 |  | EHV UG Cable (Oil) | 8310 | 5110.9049 | 5600 | 285.9689 | 19306.8739
| EHV UG Cable (Non Pressurised) | 0 | 0 | 0 | 0 | 0 |  | EHV UG Cable (Non Pressurised) |  |  |  |  | 0
| EHV OHL Support - Towers | 0 | 0 | 0 | 0 | 0 |  | EHV OHL Support - Towers |  |  |  |  | 0
| EHV OHL Support - Poles | 2190 | 7659.591 | 4536.9492 | 0 | 14386.5401 |  | EHV OHL Support - Poles | 2190 | 7659.591 | 4536.9492 |  | 14386.5401
| EHV OHL Fittings and Conductors (Tower Lines) | 0 | 0 | 0 | 0 | 0 |  | EHV OHL Fittings and Conductors (Tower Lines) |  |  |  |  | 0
| [Please insert new asset category as required] | 0 | 0 | 0 | 0 | 0 |  | [Please insert new asset category as required]
| [Please insert new asset category as required] | 0 | 0 | 0 | 0 | 0 |  | [Please insert new asset category as required]
| [Please insert new asset category as required] | 0 | 0 | 0 | 0 | 0 |  | [Please insert new asset category as required]
| [Please insert new asset category as required] | 0 | 0 | 0 | 0 | 0 |  | [Please insert new asset category as required]
| [Please insert new asset category as required] | 0 | 0 | 0 | 0 | 0 |  | [Please insert new asset category as required]
|  | 0 | 0 | 0 | 0 | 0
| 132kV Network | 0 | 0 | 0 | 0 | 0 |  | 132kV Network
| 132kV CBs | 21540 | 21572.0404 | 4277.0642 | 11852.2258 | 59241.3303 |  | 132kV CBs | 21540 | 21572.0404 | 4277.0642 | 11852.2258 | 59241.3303
| 132kV Transformer | 21540 | 31449.1467 | 3400 | 40412.1009 | 96801.2476 |  | 132kV Transformer | 21540 | 31449.1467 | 3400 | 40412.1009 | 96801.2476
| 132kV UG Cable (Gas) | 77340 | 28343.3388 | 5600 | 0 | 111283.3388 |  | 132kV UG Cable (Gas) | 77340 | 28343.3388 | 5600 |  | 111283.3388
| 132kV UG Cable (Oil) | 77340 | 6291.0607 | 5600 | 1759.4496 | 90990.5103 |  | 132kV UG Cable (Oil) | 77340 | 6291.0607 | 5600 | 1759.4496 | 90990.5103
| 132kV UG Cable (Non Pressurised) | 0 | 0 | 0 | 0 | 0 |  | 132kV UG Cable (Non Pressurised) |  |  |  |  | 0
| 132kV OHL Support - Tower | 12140 | 20008.2943 | 28000 | 0 | 60148.2943 |  | 132kV OHL Support - Tower | 12140 | 20008.2943 | 28000 |  | 60148.2943
| 132kV OHL Fittings and Conductors (Tower Lines) | 12140 | 20411.6025 | 28000 | 0 | 60551.6025 |  | 132kV OHL Fittings and Conductors (Tower Lines) | 12140 | 20411.6025 | 28000 |  | 60551.6025
| [Please insert new asset category as required] | 0 | 0 | 0 | 0 | 0 |  | [Please insert new asset category as required]
| [Please insert new asset category as required] | 0 | 0 | 0 | 0 | 0 |  | [Please insert new asset category as required]
| [Please insert new asset category as required] | 0 | 0 | 0 | 0 | 0 |  | [Please insert new asset category as required]
| [Please insert new asset category as required] | 0 | 0 | 0 | 0 | 0 |  | [Please insert new asset category as required]
| [Please insert new asset category as required] | 0 | 0 | 0 | 0 | 0 |  | [Please insert new asset category as required]
|  | 0 | 0 | 0 | 0 | 0
| Other | 0 | 0 | 0 | 0 | 0 |  | Other
| Submarine Cables | 0 | 0 | 0 | 0 | 0 |  | Submarine Cables |  |  |  |  | 0
| [Please insert new asset category as required] | 0 | 0 | 0 | 0 | 0 |  | [Please insert new asset category as required]
| [Please insert new asset category as required] | 0 | 0 | 0 | 0 | 0 |  | [Please insert new asset category as required]
| [Please insert new asset category as required] | 0 | 0 | 0 | 0 | 0 |  | [Please insert new asset category as required]
| [Please insert new asset category as required] | 0 | 0 | 0 | 0 | 0 |  | [Please insert new asset category as required]
| [Please insert new asset category as required] | 0 | 0 | 0 | 0 | 0 |  | [Please insert new asset category as required]

## SPMW - HI Probs. of Failure
CM105: HI Ratings Probabilities of Failure
SPMW
Price base (2012/13)
Average Probabilities of Failure
| ASSET CATEGORIES | HI Rating | [9 empty] | ASSET CATEGORIES | HI1 | HI2 | HI3 | HI4 | HI5
|  | HI 1 |  | HI 2 |  | HI 3 |  | HI 4 |  | HI 5
|  | Low boundary | High boundary | Low boundary | High boundary | Low boundary | High boundary | Low boundary | High boundary | Low boundary | High boundary
| LV Network | [10 empty] | LV Network
| LV Switchgear and Other | 1e-06 | 0.0003316 | 0.0003316 | 0.00037305 | 0.00037305 | 0.00062175 | 0.00062175 | 0.0014507 | 0.0014507 | 0.0026943 | LV Switchgear and Other | 0.0001663 | 0.00035233 | 0.0004974 | 0.0010363 | 0.0020725
| LV UGB | 1e-06 | 0.00216 | 0.00216 | 0.00243 | 0.00243 | 0.00405 | 0.00405 | 0.00945 | 0.00945 | 0.01755 | LV UGB | 0.0010805 | 0.002295 | 0.00324 | 0.00675 | 0.0135
| LV OHL Support | 1e-06 | 0.0018 | 0.0018 | 0.002025 | 0.002025 | 0.003375 | 0.003375 | 0.007875 | 0.007875 | 0.014625 | LV OHL Support | 0.0009005 | 0.0019125 | 0.0027 | 0.005625 | 0.01125
| [Please insert new asset category as required] | 1e-06 | 0.00032 | 0.00032 | 0.00036 | 0.00036 | 0.0006 | 0.0006 | 0.0014 | 0.0014 | 0.0026 | LV Switchgear (at s/s) | 0.0001605 | 0.00034 | 0.00048 | 0.001 | 0.002
| [Please insert new asset category as required] | 1e-06 | 0.001176 | 0.001176 | 0.001323 | 0.001323 | 0.002205 | 0.002205 | 0.005145 | 0.005145 | 0.009555 | LV UGB and LV Pillar OD (not at s/s) | 0.0005885 | 0.0012495 | 0.001764 | 0.003675 | 0.00735
| [Please insert new asset category as required] | 0 | 0 | 0 | 0 | 0 | 0 | 0 | 0 | 0 | 0 |  | 0 | 0 | 0 | 0 | 0
| [Please insert new asset category as required] | 0 | 0 | 0 | 0 | 0 | 0 | 0 | 0 | 0 | 0 |  | 0 | 0 | 0 | 0 | 0
| [Please insert new asset category as required] | 0 | 0 | 0 | 0 | 0 | 0 | 0 | 0 | 0 | 0 |  | 0 | 0 | 0 | 0 | 0
|  | 0 | 0 | 0 | 0 | 0 | 0 | 0 | 0 | 0 | 0
| HV Network | 0 | 0 | 0 | 0 | 0 | 0 | 0 | 0 | 0 | 0 | HV Network
| HV Switchgear (GM) - Primary | 1e-06 | 0.00073966 | 0.00073966 | 0.00083212 | 0.00083212 | 0.0013869 | 0.0013869 | 0.003236 | 0.003236 | 0.0060097 | HV Switchgear (GM) - Primary | 0.00037033 | 0.00078589 | 0.0011095 | 0.0023114 | 0.0046229
| HV Switchgear (GM) - Distribution | 1e-06 | 0.0010038 | 0.0010038 | 0.0011293 | 0.0011293 | 0.0018821 | 0.0018821 | 0.0043916 | 0.0043916 | 0.0081559 | HV Switchgear (GM) - Distribution | 0.0005024 | 0.0010665 | 0.0015057 | 0.0031369 | 0.0062738
| HV Transformer (GM) | 1e-06 | 0.00066667 | 0.00066667 | 0.00075 | 0.00075 | 0.00125 | 0.00125 | 0.0029167 | 0.0029167 | 0.0054167 | HV Transformer (GM) | 0.00033383 | 0.00070833 | 0.001 | 0.0020833 | 0.0041667
| HV UG Cable | 0 | 0 | 0 | 0 | 0 | 0 | 0 | 0 | 0 | 0 | HV UG Cable | 0 | 0 | 0 | 0 | 0
| HV OHL Support - Poles | 1e-06 | 0.001995 | 0.001995 | 0.0022444 | 0.0022444 | 0.0037406 | 0.0037406 | 0.0087281 | 0.0087281 | 0.016209 | HV OHL Support - Poles | 0.000998 | 0.0021197 | 0.0029925 | 0.0062344 | 0.012469
| [Please insert new asset category as required] | 0 | 0 | 0 | 0 | 0 | 0 | 0 | 0 | 0 | 0 |  | 0 | 0 | 0 | 0 | 0
| [Please insert new asset category as required] | 0 | 0 | 0 | 0 | 0 | 0 | 0 | 0 | 0 | 0 |  | 0 | 0 | 0 | 0 | 0
| [Please insert new asset category as required] | 0 | 0 | 0 | 0 | 0 | 0 | 0 | 0 | 0 | 0 |  | 0 | 0 | 0 | 0 | 0
| [Please insert new asset category as required] | 0 | 0 | 0 | 0 | 0 | 0 | 0 | 0 | 0 | 0 |  | 0 | 0 | 0 | 0 | 0
| [Please insert new asset category as required] | 0 | 0 | 0 | 0 | 0 | 0 | 0 | 0 | 0 | 0 |  | 0 | 0 | 0 | 0 | 0
|  | 0 | 0 | 0 | 0 | 0 | 0 | 0 | 0 | 0 | 0
| EHV Network | 0 | 0 | 0 | 0 | 0 | 0 | 0 | 0 | 0 | 0 | EHV Network
| EHV Switchgear (GM) | 1e-06 | 0.001 | 0.001 | 0.001125 | 0.001125 | 0.001875 | 0.001875 | 0.004375 | 0.004375 | 0.008125 | EHV Switchgear (GM) | 0.0005005 | 0.0010625 | 0.0015 | 0.003125 | 0.00625
| EHV Transformer | 1e-06 | 0.00912 | 0.00912 | 0.01026 | 0.01026 | 0.0171 | 0.0171 | 0.0399 | 0.0399 | 0.0741 | EHV Transformer | 0.0045605 | 0.00969 | 0.01368 | 0.0285 | 0.057
| EHV UG Cable (Gas) | 0 | 0 | 0 | 0 | 0 | 0 | 0 | 0 | 0 | 0 | EHV UG Cable (Gas) | 0 | 0 | 0 | 0 | 0
| EHV UG Cable (Oil) | 1e-06 | 0.0001 | 0.0001 | 0.0001125 | 0.0001125 | 0.0001875 | 0.0001875 | 0.0004375 | 0.0004375 | 0.0008125 | EHV UG Cable (Oil) | 5.05e-05 | 0.00010625 | 0.00015 | 0.0003125 | 0.000625
| EHV UG Cable (Non Pressurised) | 0 | 0 | 0 | 0 | 0 | 0 | 0 | 0 | 0 | 0 | EHV UG Cable (Non Pressurised) | 0 | 0 | 0 | 0 | 0
| EHV OHL Support - Towers | 0 | 0 | 0 | 0 | 0 | 0 | 0 | 0 | 0 | 0 | EHV OHL Support - Towers | 0 | 0 | 0 | 0 | 0
| EHV OHL Support - Poles | 1e-06 | 0.00084211 | 0.00084211 | 0.00094737 | 0.00094737 | 0.0015789 | 0.0015789 | 0.0036842 | 0.0036842 | 0.0068421 | EHV OHL Support - Poles | 0.00042155 | 0.00089474 | 0.0012632 | 0.0026316 | 0.0052632
| EHV OHL Fittings and Conductors (Tower Lines) | 0 | 0 | 0 | 0 | 0 | 0 | 0 | 0 | 0 | 0 | EHV OHL Fittings and Conductors (Tower Lines) | 0 | 0 | 0 | 0 | 0
| [Please insert new asset category as required] | 0 | 0 | 0 | 0 | 0 | 0 | 0 | 0 | 0 | 0 | EHV OHL Fittings | 0 | 0 | 0 | 0 | 0
| [Please insert new asset category as required] | 0 | 0 | 0 | 0 | 0 | 0 | 0 | 0 | 0 | 0 | EHV OHL Conductor (Tower Lines) | 0 | 0 | 0 | 0 | 0
| [Please insert new asset category as required] | 0 | 0 | 0 | 0 | 0 | 0 | 0 | 0 | 0 | 0 |  | 0 | 0 | 0 | 0 | 0
| [Please insert new asset category as required] | 0 | 0 | 0 | 0 | 0 | 0 | 0 | 0 | 0 | 0 |  | 0 | 0 | 0 | 0 | 0
| [Please insert new asset category as required] | 0 | 0 | 0 | 0 | 0 | 0 | 0 | 0 | 0 | 0 |  | 0 | 0 | 0 | 0 | 0
|  | 0 | 0 | 0 | 0 | 0 | 0 | 0 | 0 | 0 | 0
| 132kV Network | 0 | 0 | 0 | 0 | 0 | 0 | 0 | 0 | 0 | 0 | 132kV Network
| 132kV CBs | 1e-06 | 0.00704 | 0.00704 | 0.00792 | 0.00792 | 0.0132 | 0.0132 | 0.0308 | 0.0308 | 0.0572 | 132kV CBs | 0.0035205 | 0.00748 | 0.01056 | 0.022 | 0.044
| 132kV Transformer | 1e-06 | 0.0136 | 0.0136 | 0.0153 | 0.0153 | 0.0255 | 0.0255 | 0.0595 | 0.0595 | 0.1105 | 132kV Transformer | 0.0068005 | 0.01445 | 0.0204 | 0.0425 | 0.085
| 132kV UG Cable (Gas) | 1e-06 | 0.00016 | 0.00016 | 0.00018 | 0.00018 | 0.0003 | 0.0003 | 0.0007 | 0.0007 | 0.0013 | 132kV UG Cable (Gas) | 8.05e-05 | 0.00017 | 0.00024 | 0.0005 | 0.001
| 132kV UG Cable (Oil) | 1e-06 | 0.0001 | 0.0001 | 0.0001125 | 0.0001125 | 0.0001875 | 0.0001875 | 0.0004375 | 0.0004375 | 0.0008125 | 132kV UG Cable (Oil) | 5.05e-05 | 0.00010625 | 0.00015 | 0.0003125 | 0.000625
| 132kV UG Cable (Non Pressurised) | 1e-06 | 0.0001 | 0.0001 | 0.0001125 | 0.0001125 | 0.0001875 | 0.0001875 | 0.0004375 | 0.0004375 | 0.0008125 | 132kV UG Cable (Non Pressurised) | 5.05e-05 | 0.00010625 | 0.00015 | 0.0003125 | 0.000625
| 132kV OHL Support - Tower | 1e-06 | 5.8667e-05 | 5.8667e-05 | 6.6e-05 | 6.6e-05 | 0.00011 | 0.00011 | 0.00025667 | 0.00025667 | 0.00047667 | 132kV OHL Support - Tower | 2.9833e-05 | 6.2333e-05 | 8.8e-05 | 0.00018333 | 0.00036667
| 132kV OHL Fittings and Conductors (Tower Lines) | 1e-06 | 0.0002664 | 0.0002664 | 0.0002997 | 0.0002997 | 0.0004995 | 0.0004995 | 0.0011655 | 0.0011655 | 0.0021645 | 132kV OHL Fittings and Conductors (Tower Lines) | 0.0001337 | 0.00028305 | 0.0003996 | 0.0008325 | 0.001665
| [Please insert new asset category as required] | 0 | 0 | 0 | 0 | 0 | 0 | 0 | 0 | 0 | 0 | 132kV OHL Fittings | 0 | 0 | 0 | 0 | 0
| [Please insert new asset category as required] | 0 | 0 | 0 | 0 | 0 | 0 | 0 | 0 | 0 | 0 | 132kV OHL Conductor (Tower Lines) | 0 | 0 | 0 | 0 | 0
| [Please insert new asset category as required] | 0 | 0 | 0 | 0 | 0 | 0 | 0 | 0 | 0 | 0 |  | 0 | 0 | 0 | 0 | 0
| [Please insert new asset category as required] | 0 | 0 | 0 | 0 | 0 | 0 | 0 | 0 | 0 | 0 |  | 0 | 0 | 0 | 0 | 0
| [Please insert new asset category as required] | 0 | 0 | 0 | 0 | 0 | 0 | 0 | 0 | 0 | 0 |  | 0 | 0 | 0 | 0 | 0
|  | 0 | 0 | 0 | 0 | 0 | 0 | 0 | 0 | 0 | 0
| Other | 0 | 0 | 0 | 0 | 0 | 0 | 0 | 0 | 0 | 0 | Other
| Submarine Cables | 0 | 0 | 0 | 0 | 0 | 0 | 0 | 0 | 0 | 0 | Submarine Cables | 0 | 0 | 0 | 0 | 0
| [Please insert new asset category as required] | 0 | 0 | 0 | 0 | 0 | 0 | 0 | 0 | 0 | 0
| [Please insert new asset category as required] | 0 | 0 | 0 | 0 | 0 | 0 | 0 | 0 | 0 | 0
| [Please insert new asset category as required] | 0 | 0 | 0 | 0 | 0 | 0 | 0 | 0 | 0 | 0
| [Please insert new asset category as required] | 0 | 0 | 0 | 0 | 0 | 0 | 0 | 0 | 0 | 0
| [Please insert new asset category as required] | 0 | 0 | 0 | 0 | 0 | 0 | 0 | 0 | 0 | 0
|  | 0 | 0 | 0 | 0 | 0 | 0 | 0 | 0 | 0 | 0
|  | 0 | 0 | 0 | 0 | 0 | 0 | 0 | 0 | 0 | 0
|  | 0 | 0 | 0 | 0 | 0 | 0 | 0 | 0 | 0 | 0
|  | 0 | 0 | 0 | 0 | 0 | 0 | 0 | 0 | 0 | 0
|  | 0 | 0 | 0 | 0 | 0 | 0 | 0 | 0 | 0 | 0
|  | 0 | 0 | 0 | 0 | 0 | 0 | 0 | 0 | 0 | 0

## RIIO-ED1 Monetised Risk Profile
| Start ED1 | Mid ED1 |  | End ED1
| Position at Beginning of RIIO-ED1 | Mid Period (Without Investment) | Mid Period (With Investment) | End of RIIO-ED1 (Without Investment) | End of RIIO-ED1 (With Investment)
LV Network | 6877293.1157 | 7125789.3119 | 5802388.8608 | 7548700.1741 | 5401985.7378
HV Network | 5457324.3097 | 6278943.8006 | 5543864.0832 | 8031064.2548 | 6682324.5995
EHV Network | 2343058.4082 | 2731632.1994 | 2418804.009 | 3396160.0857 | 2769450.8013
132kV Network | 812966.9216 | 915708.2087 | 782732.537 | 1053085.7413 | 702095.879
Other | 0 | 0 | 0 | 0 | 0
Total | 15490642.7551 | 17052073.5206 | 14547789.4899 | 20029010.2559 | 15555857.0176
|  | Increase in risk since start of RIIO-ED1 | Reduction in risk compared to mid-point without investment | Increase in risk since start of RIIO-ED1 | Reduction in risk compared to end-point without investment (Secondary Deliverables Target)
LV Network |  | 248496.1962 | -1323400.4511 | 671407.0584 | -2146714.4364
HV Network |  | 821619.491 | -735079.7174 | 2573739.9451 | -1348739.6553
EHV Network |  | 388573.7912 | -312828.1904 | 1053101.6775 | -626709.2844
132kV Network |  | 102741.2871 | -132975.6717 | 240118.8197 | -350989.8623
Other |  | 0 | 0 | 0 | 0
|  | 0 | 0 | 0 | 0
Total |  | 1561430.7655 | -2504284.0307 | 4538367.5008 | -4473153.2383