## SSEH - Total
Total Secondary deliverables RIIO-ED1 - Asset replacement, Refurbishment and HVP | [50 empty] | Criticality weightings C1 to C4 | Criticality Rating Boundaries
SSEH | [49 empty] | C1 | 0.7 | Below 75% of average
[50 empty] | C2 | 1 | 75%-125%
[50 empty] | C3 | 1.5 | 125%-200%
[50 empty] | C4 | 2.5 | Over 200% of average
Price base (2012/13)
| ASSET CATEGORIES |  | ASSET REGISTER |  |  | End of DPCR5 (31 March 2015) with investment | [5 empty] | End of DPCR5 (31 March 2015) without investment | [5 empty] | Mid-Period Review (31 March 2019) planned investment | [5 empty] | Mid-Period Review (31 March 2019) without investment | [5 empty] | End of RIIO-ED1 (31 March 2023) planned investment | [5 empty] | End of RIIO-ED1 (31 March 2023) without investment | [8 empty] | Probability of failure | [5 empty] | Criticality/consequence of failure | [5 empty] | Probability of failure x Consequence of failure
Is it your current intention to have a health index for this asset category in the RIIO-ED1 control period.
|  |  | as at 31st March 2015 | as at 31st March 2023 |  | HI 1 | HI 2 | HI 3 | HI 4 | HI 5 |  | HI 1 | HI 2 | HI 3 | HI 4 | HI 5 |  | HI 1 | HI 2 | HI 3 | HI 4 | HI 5 |  | HI 1 | HI 2 | HI 3 | HI 4 | HI 5 |  | HI 1 | HI 2 | HI 3 | HI 4 | HI 5 |  | HI 1 | HI 2 | HI 3 | HI 4 | HI 5 |  |  |  |  | HI 1 | HI 2 | HI 3 | HI 4 | HI 5 |  | HI 1 | HI 2 | HI 3 | HI 4 | HI 5 |  | HI 1 | HI 2 | HI 3 | HI 4 | HI 5 |  | End of DPCR5 (without investment) | [6 empty] | Position at Beginning of RIIO-ED1 | [6 empty] | Mid Period (Without Investment) | [6 empty] | Mid Period (With Investment) | [6 empty] | End of RIIO-ED1 (Without Investment) | [6 empty] | End of RIIO-ED1 (With Investment)
| LV Network | [61 empty] | 1 | 2 | 3 | 4 | 5 | Total |  | 1 | 2 | 3 | 4 | 5 | Total |  | 1 | 2 | 3 | 4 | 5 | Total |  | 1 | 2 | 3 | 4 | 5 | Total |  | 1 | 2 | 3 | 4 | 5 | Total |  | 1 | 2 | 3 | 4 | 5 | Total
| LV Switchgear and Other |  | 1085 | 1085 | C1 | 337 | 307 | 387 | 48 | 6 | 1085 | 309 | 309 | 389 | 61 | 11 | 1079 | 11 | 0 | 0 | -5 | -6 | 0 | 270 | 313 | 371 | 116 | 15 | 1085 | 21 | 0 | 0 | -7 | -14 | 0 | 202 | 319 | 355 | 183 | 26 | 1085 | Yes |  | C1 | 0.025 | 0.075 | 0.175 | 0.375 | 0.75 | C1 | 2122.7074 | 2122.7074 | 2122.7074 | 2122.7074 | 2122.7074 | C1 | 53.0677 | 159.2031 | 371.4738 | 796.0153 | 1592.0305 | C1 | 16397.9145 | 49193.7434 | 144503.3045 | 48556.9312 | 17512.3358 | 276164.2294 |  | 17883.8096 | 48875.3373 | 143760.357 | 38208.7327 | 9552.1832 | 258280.4198 |  | 14328.2748 | 49830.5556 | 137816.7763 | 92337.7708 | 23880.458 | 318193.8355 |  | 14912.0193 | 49830.5556 | 137816.7763 | 88357.6945 | 14328.2748 | 305245.3205 |  | 10719.6722 | 50785.7739 | 131873.1957 | 145670.7936 | 41392.7938 | 380442.2292 |  | 11834.0936 | 50785.7739 | 131873.1957 | 140098.6867 | 19104.3664 | 353696.1163
|  |  | 1936 | 1936 | C2 | 602 | 548 | 691 | 85 | 10 | 1936 | 551 | 552 | 695 | 109 | 17 | 1924 | 44 | 0 | 0 | -34 | -10 | 0 | 481 | 559 | 663 | 206 | 27 | 1936 | 89 | 0 | 0 | -64 | -25 | 0 | 361 | 569 | 634 | 328 | 44 | 1936 | No |  | C2 | 0.025 | 0.075 | 0.175 | 0.375 | 0.75 | C2 | 3032.4391 | 3032.4391 | 3032.4391 | 3032.4391 | 3032.4391 | C2 | 75.811 | 227.4329 | 530.6768 | 1137.1647 | 2274.3293 | C2 | 41771.8487 | 125542.979 | 368820.4064 | 123950.9485 | 38663.5986 | 698749.7812 |  | 45638.2086 | 124633.2473 | 366697.699 | 96658.9965 | 22743.2933 | 656371.4446 |  | 36465.0803 | 127135.0095 | 351838.7474 | 234255.921 | 61406.8919 | 811101.6501 |  | 39800.7633 | 127135.0095 | 351838.7474 | 195592.3224 | 38663.5986 | 753030.4412 |  | 27367.7629 | 129409.3389 | 336449.1189 | 372990.0101 | 100070.4905 | 966286.7213 |  | 34114.94 | 129409.3389 | 336449.1189 | 300211.4716 | 43212.2573 | 843397.1265
|  |  | 1936 | 1936 | C3 | 602 | 547 | 692 | 85 | 10 | 1936 | 552 | 551 | 696 | 108 | 18 | 1925 | 44 | 0 | 0 | -34 | -10 | 0 | 481 | 558 | 663 | 206 | 28 | 1936 | 88 | 0 | 0 | -64 | -24 | 0 | 361 | 569 | 634 | 328 | 44 | 1936 |  |  | C3 | 0.025 | 0.075 | 0.175 | 0.375 | 0.75 | C3 | 4548.6587 | 4548.6587 | 4548.6587 | 4548.6587 | 4548.6587 | C3 | 113.7165 | 341.1494 | 796.0153 | 1705.747 | 3411.494 | C3 | 62771.4895 | 187973.3191 | 554026.6248 | 184220.6757 | 61406.8919 | 1050399.0011 |  | 68457.3128 | 186608.7215 | 550842.5637 | 144988.4948 | 34114.94 | 985012.0328 |  | 54697.6204 | 190361.3649 | 527758.121 | 351383.8815 | 95521.8319 | 1219722.8197 |  | 59701.1449 | 190361.3649 | 527758.121 | 293388.4836 | 61406.8919 | 1132616.0064 |  | 41051.6444 | 194114.0083 | 504673.6783 | 559485.0152 | 150105.7358 | 1449430.082 |  | 51058.6935 | 194114.0083 | 504673.6783 | 450317.2073 | 68229.8799 | 1268393.4674
|  |  | 1704 | 1704 | C4 | 529 | 482 | 609 | 75 | 9 | 1704 | 485 | 485 | 612 | 95 | 16 | 1693 | 39 | 0 | 0 | -30 | -9 | 0 | 424 | 491 | 583 | 182 | 24 | 1704 | 78 | 0 | 0 | -56 | -22 | 0 | 318 | 501 | 558 | 288 | 39 | 1704 |  |  | C4 | 0.025 | 0.075 | 0.175 | 0.375 | 0.75 | C4 | 7581.0978 | 7581.0978 | 7581.0978 | 7581.0978 | 7581.0978 | C4 | 189.5274 | 568.5823 | 1326.6921 | 2842.9117 | 5685.8233 | C4 | 91920.8104 | 275762.4313 | 811935.5708 | 270076.6079 | 90973.1732 | 1540668.5936 |  | 100260.018 | 274056.6843 | 807955.4945 | 213218.3747 | 51172.4099 | 1446662.9813 |  | 80359.6363 | 279173.9253 | 773461.4997 | 517409.9226 | 136459.7598 | 1786864.7436 |  | 87751.2067 | 279173.9253 | 773461.4997 | 432122.5727 | 85287.3499 | 1657796.5541 |  | 60269.7272 | 284859.7486 | 740294.1969 | 818758.5588 | 221747.1097 | 2125929.3412 |  | 75052.8679 | 284859.7486 | 740294.1969 | 659555.5057 | 96658.9965 | 1856421.3156
|  |  | 6661 | 6661 |  | 2070 | 1884 | 2379 | 293 | 35 |  | 1897 | 1897 | 2392 | 373 | 62 |  | 138 | 0 | 0 | -103 | -35 |  | 1656 | 1921 | 2280 | 710 | 94 |  | 276 | 0 | 0 | -191 | -85 |  | 1242 | 1958 | 2181 | 1127 | 153 | [22 empty] | 212862.0631 | 638472.4728 | 1879285.9065 | 626805.1634 | 208555.9996 | 3565981.6053 |  | 232239.349 | 634173.9904 | 1869256.1141 | 493074.5987 | 117582.8264 | 3346326.8786 |  | 185850.6118 | 646500.8554 | 1790875.1443 | 1195387.4959 | 317268.9415 | 4135883.0488 |  | 202165.1341 | 646500.8554 | 1790875.1443 | 1009461.0731 | 199686.1152 | 3848688.3221 |  | 139408.8068 | 659168.8697 | 1713290.1898 | 1896904.3777 | 513316.1298 | 4922088.3738 |  | 172060.5949 | 659168.8697 | 1713290.1898 | 1550182.8713 | 227205.5001 | 4321908.0258
| LV UGB |  | 0 | 0 | C1 | 0 | 0 | 0 | 0 | 0 | 0 | 0 | 0 | 0 | 0 | 0 | 0 | 0 | 0 | 0 | 0 | 0 | 0 | 0 | 0 | 0 | 0 | 0 | 0 | 0 | 0 | 0 | 0 | 0 | 0 | 0 | 0 | 0 | 0 | 0 | 0 |  |  | C1 | 0.025 | 0.075 | 0.175 | 0.375 | 0.75 | C1 | 0 | 0 | 0 | 0 | 0 | C1 | [5 empty] | C1 | [5 empty] | 0 | [6 empty] | 0 | [6 empty] | 0 | [6 empty] | 0 | [6 empty] | 0 | [6 empty] | 0
|  |  | 0 | 0 | C2 | 0 | 0 | 0 | 0 | 0 | 0 | 0 | 0 | 0 | 0 | 0 | 0 | 0 | 0 | 0 | 0 | 0 | 0 | 0 | 0 | 0 | 0 | 0 | 0 | 0 | 0 | 0 | 0 | 0 | 0 | 0 | 0 | 0 | 0 | 0 | 0 |  |  | C2 | 0.025 | 0.075 | 0.175 | 0.375 | 0.75 | C2 | 0 | 0 | 0 | 0 | 0 | C2 | [5 empty] | C2 | [5 empty] | 0 | [6 empty] | 0 | [6 empty] | 0 | [6 empty] | 0 | [6 empty] | 0 | [6 empty] | 0
|  |  | 0 | 0 | C3 | 0 | 0 | 0 | 0 | 0 | 0 | 0 | 0 | 0 | 0 | 0 | 0 | 0 | 0 | 0 | 0 | 0 | 0 | 0 | 0 | 0 | 0 | 0 | 0 | 0 | 0 | 0 | 0 | 0 | 0 | 0 | 0 | 0 | 0 | 0 | 0 |  |  | C3 | 0.025 | 0.075 | 0.175 | 0.375 | 0.75 | C3 | 0 | 0 | 0 | 0 | 0 | C3 | [5 empty] | C3 | [5 empty] | 0 | [6 empty] | 0 | [6 empty] | 0 | [6 empty] | 0 | [6 empty] | 0 | [6 empty] | 0
|  |  | 0 | 0 | C4 | 0 | 0 | 0 | 0 | 0 | 0 | 0 | 0 | 0 | 0 | 0 | 0 | 0 | 0 | 0 | 0 | 0 | 0 | 0 | 0 | 0 | 0 | 0 | 0 | 0 | 0 | 0 | 0 | 0 | 0 | 0 | 0 | 0 | 0 | 0 | 0 |  |  | C4 | 0.025 | 0.075 | 0.175 | 0.375 | 0.75 | C4 | 0 | 0 | 0 | 0 | 0 | C4 | [5 empty] | C4 | [5 empty] | 0 | [6 empty] | 0 | [6 empty] | 0 | [6 empty] | 0 | [6 empty] | 0 | [6 empty] | 0
|  |  | 0 | 0 |  | 0 | 0 | 0 | 0 | 0 |  | 0 | 0 | 0 | 0 | 0 |  | 0 | 0 | 0 | 0 | 0 |  | 0 | 0 | 0 | 0 | 0 |  | 0 | 0 | 0 | 0 | 0 |  | 0 | 0 | 0 | 0 | 0 | [22 empty] | 0 | 0 | 0 | 0 | 0 | 0 |  | 0 | 0 | 0 | 0 | 0 | 0 |  | 0 | 0 | 0 | 0 | 0 | 0 |  | 0 | 0 | 0 | 0 | 0 | 0 |  | 0 | 0 | 0 | 0 | 0 | 0 |  | 0 | 0 | 0 | 0 | 0 | 0
| LV OHL Support |  | 34 | 34 | C1 | 6 | 4 | 15 | 6 | 3 | 34 | 5 | 4 | 15 | 7 | 3 | 34 | 1 | 1 | 0 | -1 | -1 | 0 | 6 | 4 | 14 | 7 | 3 | 34 | 2 | 2 | 0 | -2 | -2 | 0 | 5 | 4 | 13 | 8 | 4 | 34 |  |  | C1 | 0.025 | 0.075 | 0.175 | 0.375 | 0.75 | C1 | 1596.4584 | 1596.4584 | 1596.4584 | 1596.4584 | 1596.4584 | C1 | 39.9115 | 119.7344 | 279.3802 | 598.6719 | 1197.3438 | C1 | 199.5573 | 478.9375 | 4190.7032 | 4190.7032 | 3592.0313 | 12651.9325 |  | 239.4688 | 478.9375 | 4190.7032 | 3592.0313 | 3592.0313 | 12093.1721 |  | 239.4688 | 478.9375 | 3911.323 | 4190.7032 | 3592.0313 | 12412.4638 |  | 279.3802 | 598.6719 | 3911.323 | 3592.0313 | 2394.6875 | 10776.094 |  | 199.5573 | 478.9375 | 3631.9428 | 4789.3751 | 4789.3751 | 13889.1878 |  | 279.3802 | 718.4063 | 3631.9428 | 3592.0313 | 2394.6875 | 10616.4481
|  |  | 91346 | 91346 | C2 | 16212 | 10236 | 41117 | 15985 | 7796 | 91346 | 13675 | 10498 | 41378 | 17549 | 8317 | 91417 | 3048 | 2408 | 0 | -3140 | -2316 | 0 | 14591 | 10833 | 38031 | 18496 | 9395 | 91346 | 6587 | 4817 | 0 | -6399 | -5005 | 0 | 12969 | 11430 | 34941 | 21012 | 10994 | 91346 |  |  | C2 | 0.025 | 0.075 | 0.175 | 0.375 | 0.75 | C2 | 2280.6548 | 2280.6548 | 2280.6548 | 2280.6548 | 2280.6548 | C2 | 57.0164 | 171.0491 | 399.1146 | 855.2456 | 1710.4911 | C2 | 779698.862 | 1795673.562 | 16514563.5526 | 15008704.2002 | 14226154.5197 | 48324794.6965 |  | 924349.3931 | 1750858.695 | 16410394.6443 | 13671100.1562 | 13334988.654 | 46091691.5427 |  | 831925.8571 | 1852975.014 | 15178727.0161 | 15818621.7384 | 16070063.9308 | 49752313.5563 |  | 1005711.7533 | 2264861.272 | 15178727.0161 | 13133150.7037 | 12108566.5318 | 43691017.2769 |  | 739445.3047 | 1955091.3329 | 13945462.9294 | 17970419.5484 | 18805139.2076 | 53415558.323 |  | 1115012.1349 | 2779034.8982 | 13945462.9294 | 12497703.2582 | 10244131.2274 | 40581344.4481
|  |  | 9938 | 9938 | C3 | 1764 | 1113 | 4474 | 1739 | 848 | 9938 | 1488 | 1141 | 4502 | 1909 | 905 | 9945 | 360 | 262 | 0 | -370 | -252 | 0 | 1588 | 1179 | 4136 | 2013 | 1022 | 9938 | 778 | 524 | 0 | -757 | -545 | 0 | 1412 | 1244 | 3802 | 2284 | 1196 | 9938 |  |  | C3 | 0.025 | 0.075 | 0.175 | 0.375 | 0.75 | C3 | 3420.9822 | 3420.9822 | 3420.9822 | 3420.9822 | 3420.9822 | C3 | 85.5246 | 256.5737 | 598.6719 | 1282.8683 | 2565.7367 | C3 | 127260.5382 | 292750.5526 | 2695220.834 | 2448995.6395 | 2321991.6749 | 7886219.2393 |  | 150865.3155 | 285566.49 | 2678458.0212 | 2230908.0236 | 2175744.6855 | 7521542.5357 |  | 135812.9937 | 302500.3519 | 2476106.9235 | 2582413.9457 | 2622182.8639 | 8119017.0787 |  | 166601.8336 | 369722.6523 | 2476106.9235 | 2107752.6641 | 1975617.2262 | 7095801.2997 |  | 120760.672 | 319177.6402 | 2276150.5133 | 2930071.2627 | 3068621.0422 | 8714781.1305 |  | 187298.776 | 453622.241 | 2276150.5133 | 1958939.9379 | 1670294.564 | 6546306.0322
|  |  | 1389 | 1389 | C4 | 247 | 156 | 626 | 242 | 118 | 1389 | 208 | 160 | 630 | 266 | 126 | 1390 | 50 | 37 | 0 | -52 | -35 | 0 | 221 | 165 | 579 | 282 | 142 | 1389 | 109 | 73 | 0 | -106 | -76 | 0 | 197 | 175 | 531 | 320 | 166 | 1389 |  |  | C4 | 0.025 | 0.075 | 0.175 | 0.375 | 0.75 | C4 | 5701.637 | 5701.637 | 5701.637 | 5701.637 | 5701.637 | C4 | 142.5409 | 427.6228 | 997.7865 | 2138.1139 | 4276.2278 | C4 | 29648.5125 | 68419.6442 | 628605.4811 | 568738.2924 | 538804.6981 | 1834216.6282 |  | 35207.6086 | 66709.1531 | 624614.3352 | 517423.5592 | 504594.876 | 1748549.532 |  | 31501.5445 | 70557.7581 | 577718.3707 | 602948.1145 | 607224.3423 | 1889950.13 |  | 38628.5908 | 86379.8008 | 577718.3707 | 491766.1927 | 457556.3706 | 1652049.3255 |  | 28080.5623 | 74833.9858 | 529824.6198 | 684196.442 | 709853.8085 | 2026789.4184 |  | 43617.5232 | 106050.4485 | 529824.6198 | 457556.3706 | 384860.4986 | 1521909.4606
|  |  | 102707 | 102707 |  | 18229 | 11509 | 46232 | 17972 | 8765 |  | 15376 | 11803 | 46525 | 19731 | 9351 |  | 3459 | 2708 | 0 | -3563 | -2604 |  | 16406 | 12181 | 42760 | 20798 | 10562 |  | 7476 | 5416 | 0 | -7264 | -5628 |  | 14583 | 12853 | 39287 | 23624 | 12360 | [22 empty] | 936807.47 | 2157322.6963 | 19842580.5709 | 18030628.8353 | 17090542.924 | 58057882.4966 |  | 1110661.7859 | 2103613.2756 | 19717657.7039 | 16423023.7703 | 16018920.2468 | 55373876.7825 |  | 999479.8641 | 2226512.0615 | 18236463.6332 | 19008174.5018 | 19303063.1683 | 59773693.2288 |  | 1211221.558 | 2721562.3971 | 18236463.6332 | 15736261.5917 | 14544134.8161 | 52449643.9961 |  | 888486.0963 | 2349581.8965 | 16755070.0053 | 21589476.6282 | 22588403.4335 | 64171018.0597 |  | 1346207.8143 | 3339425.994 | 16755070.0053 | 14917791.598 | 12301680.9776 | 48660176.3891
| [Please insert new asset category as required] |  | 0 | 0 | C1 | 0 | 0 | 0 | 0 | 0 | 0 | 0 | 0 | 0 | 0 | 0 | 0 | 0 | 0 | 0 | 0 | 0 | 0 | 0 | 0 | 0 | 0 | 0 | 0 | 0 | 0 | 0 | 0 | 0 | 0 | 0 | 0 | 0 | 0 | 0 | 0 |  |  | C1 | 0 | 0 | 0 | 0 | 0 | C1 | 0 | 0 | 0 | 0 | 0 | C1 | [5 empty] | C1 | [5 empty] | 0 | [6 empty] | 0 | [6 empty] | 0 | [6 empty] | 0 | [6 empty] | 0 | [6 empty] | 0
|  |  | 0 | 0 | C2 | 0 | 0 | 0 | 0 | 0 | 0 | 0 | 0 | 0 | 0 | 0 | 0 | 0 | 0 | 0 | 0 | 0 | 0 | 0 | 0 | 0 | 0 | 0 | 0 | 0 | 0 | 0 | 0 | 0 | 0 | 0 | 0 | 0 | 0 | 0 | 0 |  |  | C2 | 0 | 0 | 0 | 0 | 0 | C2 | 0 | 0 | 0 | 0 | 0 | C2 | [5 empty] | C2 | [5 empty] | 0 | [6 empty] | 0 | [6 empty] | 0 | [6 empty] | 0 | [6 empty] | 0 | [6 empty] | 0
|  |  | 0 | 0 | C3 | 0 | 0 | 0 | 0 | 0 | 0 | 0 | 0 | 0 | 0 | 0 | 0 | 0 | 0 | 0 | 0 | 0 | 0 | 0 | 0 | 0 | 0 | 0 | 0 | 0 | 0 | 0 | 0 | 0 | 0 | 0 | 0 | 0 | 0 | 0 | 0 |  |  | C3 | 0 | 0 | 0 | 0 | 0 | C3 | 0 | 0 | 0 | 0 | 0 | C3 | [5 empty] | C3 | [5 empty] | 0 | [6 empty] | 0 | [6 empty] | 0 | [6 empty] | 0 | [6 empty] | 0 | [6 empty] | 0
|  |  | 0 | 0 | C4 | 0 | 0 | 0 | 0 | 0 | 0 | 0 | 0 | 0 | 0 | 0 | 0 | 0 | 0 | 0 | 0 | 0 | 0 | 0 | 0 | 0 | 0 | 0 | 0 | 0 | 0 | 0 | 0 | 0 | 0 | 0 | 0 | 0 | 0 | 0 | 0 |  |  | C4 | 0 | 0 | 0 | 0 | 0 | C4 | 0 | 0 | 0 | 0 | 0 | C4 | [5 empty] | C4 | [5 empty] | 0 | [6 empty] | 0 | [6 empty] | 0 | [6 empty] | 0 | [6 empty] | 0 | [6 empty] | 0
|  |  | 0 | 0 |  | 0 | 0 | 0 | 0 | 0 |  | 0 | 0 | 0 | 0 | 0 |  | 0 | 0 | 0 | 0 | 0 |  | 0 | 0 | 0 | 0 | 0 |  | 0 | 0 | 0 | 0 | 0 |  | 0 | 0 | 0 | 0 | 0 | [22 empty] | 0 | 0 | 0 | 0 | 0 | 0 |  | 0 | 0 | 0 | 0 | 0 | 0 |  | 0 | 0 | 0 | 0 | 0 | 0 |  | 0 | 0 | 0 | 0 | 0 | 0 |  | 0 | 0 | 0 | 0 | 0 | 0 |  | 0 | 0 | 0 | 0 | 0 | 0
| [Please insert new asset category as required] |  | 0 | 0 | C1 | 0 | 0 | 0 | 0 | 0 | 0 | 0 | 0 | 0 | 0 | 0 | 0 | 0 | 0 | 0 | 0 | 0 | 0 | 0 | 0 | 0 | 0 | 0 | 0 | 0 | 0 | 0 | 0 | 0 | 0 | 0 | 0 | 0 | 0 | 0 | 0 |  |  | C1 | 0 | 0 | 0 | 0 | 0 | C1 | 0 | 0 | 0 | 0 | 0 | C1 | [5 empty] | C1 | [5 empty] | 0 | [6 empty] | 0 | [6 empty] | 0 | [6 empty] | 0 | [6 empty] | 0 | [6 empty] | 0
|  |  | 0 | 0 | C2 | 0 | 0 | 0 | 0 | 0 | 0 | 0 | 0 | 0 | 0 | 0 | 0 | 0 | 0 | 0 | 0 | 0 | 0 | 0 | 0 | 0 | 0 | 0 | 0 | 0 | 0 | 0 | 0 | 0 | 0 | 0 | 0 | 0 | 0 | 0 | 0 |  |  | C2 | 0 | 0 | 0 | 0 | 0 | C2 | 0 | 0 | 0 | 0 | 0 | C2 | [5 empty] | C2 | [5 empty] | 0 | [6 empty] | 0 | [6 empty] | 0 | [6 empty] | 0 | [6 empty] | 0 | [6 empty] | 0
|  |  | 0 | 0 | C3 | 0 | 0 | 0 | 0 | 0 | 0 | 0 | 0 | 0 | 0 | 0 | 0 | 0 | 0 | 0 | 0 | 0 | 0 | 0 | 0 | 0 | 0 | 0 | 0 | 0 | 0 | 0 | 0 | 0 | 0 | 0 | 0 | 0 | 0 | 0 | 0 |  |  | C3 | 0 | 0 | 0 | 0 | 0 | C3 | 0 | 0 | 0 | 0 | 0 | C3 | [5 empty] | C3 | [5 empty] | 0 | [6 empty] | 0 | [6 empty] | 0 | [6 empty] | 0 | [6 empty] | 0 | [6 empty] | 0
|  |  | 0 | 0 | C4 | 0 | 0 | 0 | 0 | 0 | 0 | 0 | 0 | 0 | 0 | 0 | 0 | 0 | 0 | 0 | 0 | 0 | 0 | 0 | 0 | 0 | 0 | 0 | 0 | 0 | 0 | 0 | 0 | 0 | 0 | 0 | 0 | 0 | 0 | 0 | 0 |  |  | C4 | 0 | 0 | 0 | 0 | 0 | C4 | 0 | 0 | 0 | 0 | 0 | C4 | [5 empty] | C4 | [5 empty] | 0 | [6 empty] | 0 | [6 empty] | 0 | [6 empty] | 0 | [6 empty] | 0 | [6 empty] | 0
|  |  | 0 | 0 |  | 0 | 0 | 0 | 0 | 0 |  | 0 | 0 | 0 | 0 | 0 |  | 0 | 0 | 0 | 0 | 0 |  | 0 | 0 | 0 | 0 | 0 |  | 0 | 0 | 0 | 0 | 0 |  | 0 | 0 | 0 | 0 | 0 | [22 empty] | 0 | 0 | 0 | 0 | 0 | 0 |  | 0 | 0 | 0 | 0 | 0 | 0 |  | 0 | 0 | 0 | 0 | 0 | 0 |  | 0 | 0 | 0 | 0 | 0 | 0 |  | 0 | 0 | 0 | 0 | 0 | 0 |  | 0 | 0 | 0 | 0 | 0 | 0
| [Please insert new asset category as required] |  | 0 | 0 | C1 | 0 | 0 | 0 | 0 | 0 | 0 | 0 | 0 | 0 | 0 | 0 | 0 | 0 | 0 | 0 | 0 | 0 | 0 | 0 | 0 | 0 | 0 | 0 | 0 | 0 | 0 | 0 | 0 | 0 | 0 | 0 | 0 | 0 | 0 | 0 | 0 |  |  | C1 | 0 | 0 | 0 | 0 | 0 | C1 | 0 | 0 | 0 | 0 | 0 | C1 | [5 empty] | C1 | [5 empty] | 0 | [6 empty] | 0 | [6 empty] | 0 | [6 empty] | 0 | [6 empty] | 0 | [6 empty] | 0
|  |  | 0 | 0 | C2 | 0 | 0 | 0 | 0 | 0 | 0 | 0 | 0 | 0 | 0 | 0 | 0 | 0 | 0 | 0 | 0 | 0 | 0 | 0 | 0 | 0 | 0 | 0 | 0 | 0 | 0 | 0 | 0 | 0 | 0 | 0 | 0 | 0 | 0 | 0 | 0 |  |  | C2 | 0 | 0 | 0 | 0 | 0 | C2 | 0 | 0 | 0 | 0 | 0 | C2 | [5 empty] | C2 | [5 empty] | 0 | [6 empty] | 0 | [6 empty] | 0 | [6 empty] | 0 | [6 empty] | 0 | [6 empty] | 0
|  |  | 0 | 0 | C3 | 0 | 0 | 0 | 0 | 0 | 0 | 0 | 0 | 0 | 0 | 0 | 0 | 0 | 0 | 0 | 0 | 0 | 0 | 0 | 0 | 0 | 0 | 0 | 0 | 0 | 0 | 0 | 0 | 0 | 0 | 0 | 0 | 0 | 0 | 0 | 0 |  |  | C3 | 0 | 0 | 0 | 0 | 0 | C3 | 0 | 0 | 0 | 0 | 0 | C3 | [5 empty] | C3 | [5 empty] | 0 | [6 empty] | 0 | [6 empty] | 0 | [6 empty] | 0 | [6 empty] | 0 | [6 empty] | 0
|  |  | 0 | 0 | C4 | 0 | 0 | 0 | 0 | 0 | 0 | 0 | 0 | 0 | 0 | 0 | 0 | 0 | 0 | 0 | 0 | 0 | 0 | 0 | 0 | 0 | 0 | 0 | 0 | 0 | 0 | 0 | 0 | 0 | 0 | 0 | 0 | 0 | 0 | 0 | 0 |  |  | C4 | 0 | 0 | 0 | 0 | 0 | C4 | 0 | 0 | 0 | 0 | 0 | C4 | [5 empty] | C4 | [5 empty] | 0 | [6 empty] | 0 | [6 empty] | 0 | [6 empty] | 0 | [6 empty] | 0 | [6 empty] | 0
|  |  | 0 | 0 |  | 0 | 0 | 0 | 0 | 0 |  | 0 | 0 | 0 | 0 | 0 |  | 0 | 0 | 0 | 0 | 0 |  | 0 | 0 | 0 | 0 | 0 |  | 0 | 0 | 0 | 0 | 0 |  | 0 | 0 | 0 | 0 | 0 | [22 empty] | 0 | 0 | 0 | 0 | 0 | 0 |  | 0 | 0 | 0 | 0 | 0 | 0 |  | 0 | 0 | 0 | 0 | 0 | 0 |  | 0 | 0 | 0 | 0 | 0 | 0 |  | 0 | 0 | 0 | 0 | 0 | 0 |  | 0 | 0 | 0 | 0 | 0 | 0
| [Please insert new asset category as required] |  | 0 | 0 | C1 | 0 | 0 | 0 | 0 | 0 | 0 | 0 | 0 | 0 | 0 | 0 | 0 | 0 | 0 | 0 | 0 | 0 | 0 | 0 | 0 | 0 | 0 | 0 | 0 | 0 | 0 | 0 | 0 | 0 | 0 | 0 | 0 | 0 | 0 | 0 | 0 |  |  | C1 | 0 | 0 | 0 | 0 | 0 | C1 | 0 | 0 | 0 | 0 | 0 | C1 | [5 empty] | C1 | [5 empty] | 0 | [6 empty] | 0 | [6 empty] | 0 | [6 empty] | 0 | [6 empty] | 0 | [6 empty] | 0
|  |  | 0 | 0 | C2 | 0 | 0 | 0 | 0 | 0 | 0 | 0 | 0 | 0 | 0 | 0 | 0 | 0 | 0 | 0 | 0 | 0 | 0 | 0 | 0 | 0 | 0 | 0 | 0 | 0 | 0 | 0 | 0 | 0 | 0 | 0 | 0 | 0 | 0 | 0 | 0 |  |  | C2 | 0 | 0 | 0 | 0 | 0 | C2 | 0 | 0 | 0 | 0 | 0 | C2 | [5 empty] | C2 | [5 empty] | 0 | [6 empty] | 0 | [6 empty] | 0 | [6 empty] | 0 | [6 empty] | 0 | [6 empty] | 0
|  |  | 0 | 0 | C3 | 0 | 0 | 0 | 0 | 0 | 0 | 0 | 0 | 0 | 0 | 0 | 0 | 0 | 0 | 0 | 0 | 0 | 0 | 0 | 0 | 0 | 0 | 0 | 0 | 0 | 0 | 0 | 0 | 0 | 0 | 0 | 0 | 0 | 0 | 0 | 0 |  |  | C3 | 0 | 0 | 0 | 0 | 0 | C3 | 0 | 0 | 0 | 0 | 0 | C3 | [5 empty] | C3 | [5 empty] | 0 | [6 empty] | 0 | [6 empty] | 0 | [6 empty] | 0 | [6 empty] | 0 | [6 empty] | 0
|  |  | 0 | 0 | C4 | 0 | 0 | 0 | 0 | 0 | 0 | 0 | 0 | 0 | 0 | 0 | 0 | 0 | 0 | 0 | 0 | 0 | 0 | 0 | 0 | 0 | 0 | 0 | 0 | 0 | 0 | 0 | 0 | 0 | 0 | 0 | 0 | 0 | 0 | 0 | 0 |  |  | C4 | 0 | 0 | 0 | 0 | 0 | C4 | 0 | 0 | 0 | 0 | 0 | C4 | [5 empty] | C4 | [5 empty] | 0 | [6 empty] | 0 | [6 empty] | 0 | [6 empty] | 0 | [6 empty] | 0 | [6 empty] | 0
|  |  | 0 | 0 |  | 0 | 0 | 0 | 0 | 0 |  | 0 | 0 | 0 | 0 | 0 |  | 0 | 0 | 0 | 0 | 0 |  | 0 | 0 | 0 | 0 | 0 |  | 0 | 0 | 0 | 0 | 0 |  | 0 | 0 | 0 | 0 | 0 | [22 empty] | 0 | 0 | 0 | 0 | 0 | 0 |  | 0 | 0 | 0 | 0 | 0 | 0 |  | 0 | 0 | 0 | 0 | 0 | 0 |  | 0 | 0 | 0 | 0 | 0 | 0 |  | 0 | 0 | 0 | 0 | 0 | 0 |  | 0 | 0 | 0 | 0 | 0 | 0
| [Please insert new asset category as required] |  | 0 | 0 | C1 | 0 | 0 | 0 | 0 | 0 | 0 | 0 | 0 | 0 | 0 | 0 | 0 | 0 | 0 | 0 | 0 | 0 | 0 | 0 | 0 | 0 | 0 | 0 | 0 | 0 | 0 | 0 | 0 | 0 | 0 | 0 | 0 | 0 | 0 | 0 | 0 |  |  | C1 | 0 | 0 | 0 | 0 | 0 | C1 | 0 | 0 | 0 | 0 | 0 | C1 | [5 empty] | C1 | [5 empty] | 0 | [6 empty] | 0 | [6 empty] | 0 | [6 empty] | 0 | [6 empty] | 0 | [6 empty] | 0
|  |  | 0 | 0 | C2 | 0 | 0 | 0 | 0 | 0 | 0 | 0 | 0 | 0 | 0 | 0 | 0 | 0 | 0 | 0 | 0 | 0 | 0 | 0 | 0 | 0 | 0 | 0 | 0 | 0 | 0 | 0 | 0 | 0 | 0 | 0 | 0 | 0 | 0 | 0 | 0 |  |  | C2 | 0 | 0 | 0 | 0 | 0 | C2 | 0 | 0 | 0 | 0 | 0 | C2 | [5 empty] | C2 | [5 empty] | 0 | [6 empty] | 0 | [6 empty] | 0 | [6 empty] | 0 | [6 empty] | 0 | [6 empty] | 0
|  |  | 0 | 0 | C3 | 0 | 0 | 0 | 0 | 0 | 0 | 0 | 0 | 0 | 0 | 0 | 0 | 0 | 0 | 0 | 0 | 0 | 0 | 0 | 0 | 0 | 0 | 0 | 0 | 0 | 0 | 0 | 0 | 0 | 0 | 0 | 0 | 0 | 0 | 0 | 0 |  |  | C3 | 0 | 0 | 0 | 0 | 0 | C3 | 0 | 0 | 0 | 0 | 0 | C3 | [5 empty] | C3 | [5 empty] | 0 | [6 empty] | 0 | [6 empty] | 0 | [6 empty] | 0 | [6 empty] | 0 | [6 empty] | 0
|  |  | 0 | 0 | C4 | 0 | 0 | 0 | 0 | 0 | 0 | 0 | 0 | 0 | 0 | 0 | 0 | 0 | 0 | 0 | 0 | 0 | 0 | 0 | 0 | 0 | 0 | 0 | 0 | 0 | 0 | 0 | 0 | 0 | 0 | 0 | 0 | 0 | 0 | 0 | 0 |  |  | C4 | 0 | 0 | 0 | 0 | 0 | C4 | 0 | 0 | 0 | 0 | 0 | C4 | [5 empty] | C4 | [5 empty] | 0 | [6 empty] | 0 | [6 empty] | 0 | [6 empty] | 0 | [6 empty] | 0 | [6 empty] | 0
|  |  | 0 | 0 |  | 0 | 0 | 0 | 0 | 0 |  | 0 | 0 | 0 | 0 | 0 |  | 0 | 0 | 0 | 0 | 0 |  | 0 | 0 | 0 | 0 | 0 |  | 0 | 0 | 0 | 0 | 0 |  | 0 | 0 | 0 | 0 | 0 | [22 empty] | 0 | 0 | 0 | 0 | 0 | 0 |  | 0 | 0 | 0 | 0 | 0 | 0 |  | 0 | 0 | 0 | 0 | 0 | 0 |  | 0 | 0 | 0 | 0 | 0 | 0 |  | 0 | 0 | 0 | 0 | 0 | 0 |  | 0 | 0 | 0 | 0 | 0 | 0
[63 empty] | 1149669.5331 | 2795795.1691 | 21721866.4774 | 18657433.9987 | 17299098.9236 | 61623864.1019 |  | 1342901.1349 | 2737787.266 | 21586913.8181 | 16916098.3691 | 16136503.0732 | 58720203.6612 |  | 1185330.4758 | 2873012.9168 | 20027338.7776 | 20203561.9976 | 19620332.1098 | 63909576.2777 |  | 1413386.6921 | 3368063.2524 | 20027338.7776 | 16745722.6648 | 14743820.9313 | 56298332.3182 |  | 1027894.9031 | 3008750.7662 | 18468360.1951 | 23486381.0059 | 23101719.5633 | 69093106.4336 |  | 1518268.4092 | 3998594.8637 | 18468360.1951 | 16467974.4693 | 12528886.4776 | 52982084.415
| HV Network | [73 empty] | 0 | [6 empty] | 0 | [6 empty] | 0 | [6 empty] | 0 | [6 empty] | 0
| HV Switchgear (GM) - Primary |  | 13 | 13 | C1 | 2 | 3 | 6 | 1 | 1 | 13 | 2 | 3 | 6 | 1 | 1 | 13 | 1 | 0 | 0 | 0 | -1 | 0 | 2 | 3 | 6 | 1 | 1 | 13 | 0 | 0 | 0 | 0 | 0 | 0 | 2 | 3 | 5 | 2 | 1 | 13 |  |  | C1 | 0.025 | 0.075 | 0.175 | 0.375 | 0.75 | C1 | 17990.8746 | 17990.8746 | 17990.8746 | 17990.8746 | 17990.8746 | C1 | 449.7719 | 1349.3156 | 3148.4031 | 6746.578 | 13493.156 | C1 | 899.5437 | 4047.9468 | 18890.4183 | 6746.578 | 13493.156 | 44077.6428 |  | 899.5437 | 4047.9468 | 18890.4183 | 6746.578 | 13493.156 | 44077.6428 |  | 899.5437 | 4047.9468 | 18890.4183 | 6746.578 | 13493.156 | 44077.6428 |  | 1349.3156 | 4047.9468 | 18890.4183 | 6746.578 | 0 | 31034.2587 |  | 899.5437 | 4047.9468 | 15742.0153 | 13493.156 | 13493.156 | 47675.8177 |  | 899.5437 | 4047.9468 | 15742.0153 | 13493.156 | 13493.156 | 47675.8177
|  |  | 821 | 821 | C2 | 124 | 201 | 385 | 64 | 47 | 821 | 110 | 202 | 387 | 69 | 49 | 817 | 38 | 15 | -5 | -11 | -37 | 0 | 111 | 193 | 367 | 97 | 53 | 821 | 77 | 30 | -10 | -54 | -43 | 0 | 99 | 185 | 348 | 129 | 60 | 821 |  |  | C2 | 0.025 | 0.075 | 0.175 | 0.375 | 0.75 | C2 | 25701.2494 | 25701.2494 | 25701.2494 | 25701.2494 | 25701.2494 | C2 | 642.5312 | 1927.5937 | 4497.7187 | 9637.9685 | 19275.9371 | C2 | 70678.436 | 389373.9291 | 1740617.1188 | 665019.8294 | 944520.9172 | 3810210.2304 |  | 79673.8733 | 387446.3354 | 1731621.6814 | 616829.9867 | 905969.043 | 3721540.9198 |  | 71320.9672 | 372025.5857 | 1650662.7457 | 934882.9486 | 1021624.6655 | 4050516.9127 |  | 95737.1542 | 400939.4914 | 1628174.1524 | 828865.2946 | 308414.9934 | 3262131.086 |  | 63610.5924 | 356604.8361 | 1565206.0913 | 1243297.942 | 1156556.2251 | 4385275.6868 |  | 113085.4976 | 414432.6473 | 1520228.9047 | 722847.6407 | 327690.9304 | 3098285.6208
|  |  | 1503 | 1503 | C3 | 226 | 367 | 706 | 119 | 85 | 1503 | 201 | 369 | 710 | 128 | 89 | 1497 | 86 | 28 | -9 | -37 | -68 | 0 | 204 | 353 | 672 | 177 | 97 | 1503 | 174 | 57 | -19 | -134 | -78 | 0 | 181 | 339 | 639 | 235 | 109 | 1503 |  |  | C3 | 0.025 | 0.075 | 0.175 | 0.375 | 0.75 | C3 | 38551.8742 | 38551.8742 | 38551.8742 | 38551.8742 | 38551.8742 | C3 | 963.7969 | 2891.3906 | 6746.578 | 14456.9528 | 28913.9056 | C3 | 193723.1677 | 1066923.1176 | 4790070.3656 | 1850489.9601 | 2573337.6008 | 10474544.2118 |  | 217818.0891 | 1061140.3365 | 4763084.0536 | 1720377.3848 | 2457681.9783 | 10220101.8423 |  | 196614.5583 | 1020660.8686 | 4533700.4023 | 2558880.648 | 2804648.8458 | 11114505.3231 |  | 279501.0877 | 1101619.8044 | 4472981.2005 | 2023973.3939 | 838503.2632 | 8716578.7497 |  | 174447.2306 | 980181.4008 | 4311063.329 | 3397383.9112 | 3151615.7134 | 12014691.5849 |  | 342147.8833 | 1144990.6628 | 4182878.3474 | 1460152.2342 | 896331.0744 | 8026500.2021
|  |  | 4 | 4 | C4 | 1 | 1 | 2 | 0 | 0 | 4 | 1 | 1 | 2 | 0 | 0 | 4 | 0 | 0 | 0 | 0 | 0 | 0 | 1 | 1 | 1 | 1 | 0 | 4 | 0 | 0 | 0 | 0 | 0 | 0 | 0 | 1 | 2 | 1 | 0 | 4 |  |  | C4 | 0.025 | 0.075 | 0.175 | 0.375 | 0.75 | C4 | 64253.1236 | 64253.1236 | 64253.1236 | 64253.1236 | 64253.1236 | C4 | 1606.3281 | 4818.9843 | 11244.2966 | 24094.9214 | 48189.8427 | C4 | 1606.3281 | 4818.9843 | 22488.5933 | 0 | 0 | 28913.9056 |  | 1606.3281 | 4818.9843 | 22488.5933 | 0 | 0 | 28913.9056 |  | 1606.3281 | 4818.9843 | 11244.2966 | 24094.9214 | 0 | 41764.5304 |  | 1606.3281 | 4818.9843 | 11244.2966 | 24094.9214 | 0 | 41764.5304 |  | 0 | 4818.9843 | 22488.5933 | 24094.9214 | 0 | 51402.4989 |  | 0 | 4818.9843 | 22488.5933 | 24094.9214 | 0 | 51402.4989
|  |  | 2341 | 2341 |  | 353 | 572 | 1099 | 184 | 133 |  | 314 | 575 | 1105 | 198 | 139 |  | 125 | 43 | -14 | -48 | -106 |  | 318 | 550 | 1046 | 276 | 151 |  | 251 | 87 | -29 | -188 | -121 |  | 282 | 528 | 994 | 367 | 170 | [22 empty] | 266907.4755 | 1465163.9778 | 6572066.4959 | 2522256.3675 | 3531351.6739 | 14357745.9907 |  | 299997.8342 | 1457453.603 | 6536084.7467 | 2343953.9495 | 3377144.1772 | 14014634.3106 |  | 270441.3973 | 1401553.3854 | 6214497.863 | 3524605.0959 | 3839766.6673 | 15250864.4089 |  | 378193.8856 | 1511426.2268 | 6131290.0679 | 2883680.1879 | 1146918.2565 | 12051508.6247 |  | 238957.3667 | 1345653.1679 | 5914500.0288 | 4678269.9305 | 4321665.0944 | 16499045.5883 |  | 456132.9245 | 1568290.2412 | 5741337.8607 | 2220587.9522 | 1237515.1608 | 11223864.1394
| HV Switchgear (GM) - Distribution |  | 1579 | 1581 | C1 | 593 | 472 | 271 | 119 | 124 | 1579 | 586 | 474 | 273 | 130 | 101 | 1564 | 19 | 0 | 0 | 0 | -17 | 2 | 533 | 484 | 291 | 134 | 137 | 1579 | 46 | 0 | 0 | 0 | -44 | 2 | 474 | 497 | 311 | 150 | 147 | 1579 |  |  | C1 | 0.025 | 0.075 | 0.175 | 0.375 | 0.75 | C1 | 3760.5128 | 3760.5128 | 3760.5128 | 3760.5128 | 3760.5128 | C1 | 94.0128 | 282.0385 | 658.0897 | 1410.1923 | 2820.3846 | C1 | 55091.5127 | 133686.2305 | 179658.4997 | 183324.9997 | 284858.8457 | 836620.0884 |  | 55749.6025 | 133122.1536 | 178342.3202 | 167812.8843 | 349727.6917 | 884754.6524 |  | 50108.8333 | 136506.6152 | 191504.1151 | 188965.7689 | 386392.6917 | 953478.0241 |  | 51895.0768 | 136506.6152 | 191504.1151 | 188965.7689 | 338446.1533 | 907317.7293 |  | 44562.0768 | 140173.1152 | 204665.9099 | 211528.8458 | 414596.5378 | 1015526.4855 |  | 48886.6666 | 140173.1152 | 204665.9099 | 211528.8458 | 290499.6149 | 895754.1524
|  |  | 2822 | 2821 | C2 | 1059 | 844 | 485 | 213 | 221 | 2822 | 1046 | 847 | 489 | 233 | 180 | 2795 | 62 | 0 | 0 | 0 | -63 | -1 | 953 | 866 | 521 | 240 | 242 | 2822 | 111 | 0 | 0 | 0 | -112 | -1 | 847 | 887 | 557 | 267 | 264 | 2822 |  |  | C2 | 0.025 | 0.075 | 0.175 | 0.375 | 0.75 | C2 | 5372.1612 | 5372.1612 | 5372.1612 | 5372.1612 | 5372.1612 | C2 | 134.304 | 402.9121 | 940.1282 | 2014.5604 | 4029.1209 | C2 | 140482.0144 | 341266.5379 | 459722.6916 | 469392.5816 | 725241.757 | 2136105.5826 |  | 142227.9668 | 340057.8016 | 455962.1787 | 429101.3729 | 890435.7128 | 2257785.0329 |  | 127991.7397 | 348921.8676 | 489806.7941 | 483494.5047 | 975047.2511 | 2425262.1572 |  | 136318.5895 | 348921.8676 | 489806.7941 | 483494.5047 | 721212.6362 | 2179754.392 |  | 113755.5126 | 357383.0214 | 523651.4094 | 537887.6365 | 1063687.9103 | 2596365.4902 |  | 128663.2599 | 357383.0214 | 523651.4094 | 537887.6365 | 612426.3726 | 2160011.6997
|  |  | 2820 | 2819 | C3 | 1058 | 844 | 484 | 213 | 221 | 2820 | 1046 | 847 | 487 | 232 | 180 | 2792 | 62 | 0 | 0 | 0 | -63 | -1 | 953 | 865 | 520 | 240 | 242 | 2820 | 119 | 0 | 0 | -8 | -112 | -1 | 847 | 887 | 556 | 267 | 263 | 2820 |  |  | C3 | 0.025 | 0.075 | 0.175 | 0.375 | 0.75 | C3 | 8058.2417 | 8058.2417 | 8058.2417 | 8058.2417 | 8058.2417 | C3 | 201.456 | 604.3681 | 1410.1923 | 3021.8407 | 6043.6813 | C3 | 210723.0216 | 511899.8068 | 686763.6527 | 701067.0318 | 1087862.6356 | 3198316.1486 |  | 213140.4942 | 510086.7025 | 682533.0758 | 643652.0594 | 1335653.5692 | 3385065.901 |  | 191987.6096 | 522778.4332 | 733299.9988 | 725241.757 | 1462570.8767 | 3635878.6753 |  | 204477.8843 | 522778.4332 | 733299.9988 | 725241.757 | 1081818.9543 | 3267617.0276 |  | 170633.2689 | 536074.5321 | 784066.9218 | 806831.4547 | 1589488.1842 | 3887094.3617 |  | 194606.5381 | 536074.5321 | 784066.9218 | 782656.7295 | 912595.8776 | 3210000.5991
|  |  | 2480 | 2480 | C4 | 931 | 742 | 426 | 187 | 194 | 2480 | 920 | 745 | 429 | 204 | 158 | 2456 | 54 | 0 | 0 | 0 | -54 | 0 | 838 | 761 | 458 | 211 | 212 | 2480 | 118 | 0 | 0 | -19 | -99 | 0 | 745 | 779 | 489 | 235 | 232 | 2480 |  |  | C4 | 0.025 | 0.075 | 0.175 | 0.375 | 0.75 | C4 | 13430.4029 | 13430.4029 | 13430.4029 | 13430.4029 | 13430.4029 | C4 | 335.7601 | 1007.2802 | 2350.3205 | 5036.4011 | 10072.8022 | C4 | 308899.2669 | 750423.7625 | 1008287.4983 | 1027425.8225 | 1591502.7446 | 4686539.0948 |  | 312592.6277 | 747401.9218 | 1001236.5368 | 941807.0039 | 1954123.6232 | 4957161.7134 |  | 281366.9409 | 766540.246 | 1076446.7931 | 1062680.6301 | 2135434.0624 | 5322468.6725 |  | 299497.9849 | 766540.246 | 1076446.7931 | 1062680.6301 | 1591502.7446 | 4796668.3987 |  | 250141.2542 | 784671.2899 | 1149306.7289 | 1183554.2563 | 2336890.106 | 5704563.6353 |  | 289760.9427 | 784671.2899 | 1149306.7289 | 1087862.6356 | 1339682.6901 | 4651284.2872
|  |  | 9701 | 9701 |  | 3641 | 2902 | 1666 | 732 | 760 |  | 3598 | 2913 | 1678 | 799 | 619 |  | 197 | 0 | 0 | 0 | -197 |  | 3277 | 2976 | 1790 | 825 | 833 |  | 394 | 0 | 0 | -27 | -367 |  | 2913 | 3050 | 1913 | 919 | 906 | [22 empty] | 715195.8157 | 1737276.3378 | 2334432.3423 | 2381210.4356 | 3689465.9829 | 10857580.9143 |  | 723710.6911 | 1730668.5796 | 2318074.1116 | 2182373.3206 | 4529940.5969 | 11484767.2998 |  | 651455.1235 | 1774747.1619 | 2491057.701 | 2460382.6608 | 4959444.8819 | 12337087.5291 |  | 692189.5355 | 1774747.1619 | 2491057.701 | 2460382.6608 | 3732980.4884 | 11151357.5476 |  | 579092.1126 | 1818301.9585 | 2661690.97 | 2739802.1933 | 5404662.7383 | 13203549.9727 |  | 661917.4073 | 1818301.9585 | 2661690.97 | 2619935.8473 | 3155204.5552 | 10917050.7384
| HV Transformer (GM) |  | 1206 | 1206 | C1 | 404 | 329 | 407 | 50 | 16 | 1206 | 377 | 331 | 409 | 61 | 20 | 1198 | 19 | 23 | 0 | -26 | -16 | 0 | 323 | 344 | 391 | 122 | 26 | 1206 | 39 | 46 | 0 | -62 | -23 | 0 | 242 | 359 | 376 | 193 | 36 | 1206 |  |  | C1 | 0.025 | 0.075 | 0.175 | 0.375 | 0.75 | C1 | 9921.7992 | 9921.7992 | 9921.7992 | 9921.7992 | 9921.7992 | C1 | 248.045 | 744.1349 | 1736.3149 | 3720.6747 | 7441.3494 | C1 | 93512.9571 | 246308.6642 | 710152.7751 | 226961.1559 | 148826.9874 | 1425762.5397 |  | 100210.1715 | 244820.3943 | 706680.1454 | 186033.7343 | 119061.59 | 1356806.0356 |  | 80118.5282 | 255982.4184 | 678899.1077 | 453922.3117 | 193475.0837 | 1662397.4498 |  | 84831.3828 | 273097.522 | 678899.1077 | 357184.7699 | 74413.4937 | 1468426.2761 |  | 60026.8849 | 267144.4425 | 652854.3849 | 718090.2144 | 267888.5774 | 1966004.5042 |  | 69700.6391 | 301374.6496 | 652854.3849 | 487408.3839 | 96737.5418 | 1608075.5994
|  |  | 2154 | 2154 | C2 | 722 | 588 | 725 | 90 | 29 | 2154 | 675 | 591 | 728 | 110 | 35 | 2139 | 62 | 41 | 0 | -74 | -29 | 0 | 577 | 615 | 698 | 217 | 47 | 2154 | 123 | 81 | 0 | -162 | -42 | 0 | 433 | 642 | 670 | 344 | 65 | 2154 |  |  | C2 | 0.025 | 0.075 | 0.175 | 0.375 | 0.75 | C2 | 14173.9988 | 14173.9988 | 14173.9988 | 14173.9988 | 14173.9988 | C2 | 354.35 | 1063.0499 | 2480.4498 | 5315.2496 | 10630.4991 | C2 | 239186.2298 | 628262.497 | 1805767.4477 | 584677.4507 | 372067.4686 | 3629961.0938 |  | 255840.6784 | 625073.3473 | 1798326.0983 | 478372.4596 | 308284.474 | 3465897.0576 |  | 204459.9328 | 653775.6949 | 1731353.954 | 1153409.1527 | 499633.4579 | 4242632.1921 |  | 226429.6309 | 697360.7412 | 1731353.954 | 760080.6859 | 191348.9839 | 3606573.9958 |  | 153433.5371 | 682478.0424 | 1661901.3598 | 1828445.8458 | 690982.4417 | 5017241.2268 |  | 197018.5834 | 768585.0852 | 1661901.3598 | 967375.4184 | 244501.4794 | 3839381.9261
|  |  | 2154 | 2154 | C3 | 721 | 588 | 725 | 91 | 29 | 2154 | 673 | 591 | 728 | 111 | 36 | 2139 | 62 | 40 | 0 | -73 | -29 | 0 | 577 | 615 | 698 | 217 | 47 | 2154 | 123 | 81 | 0 | -162 | -42 | 0 | 433 | 642 | 670 | 344 | 65 | 2154 |  |  | C3 | 0.025 | 0.075 | 0.175 | 0.375 | 0.75 | C3 | 21260.9982 | 21260.9982 | 21260.9982 | 21260.9982 | 21260.9982 | C3 | 531.525 | 1594.5749 | 3720.6747 | 7972.8743 | 15945.7487 | C3 | 357716.2948 | 942393.7455 | 2708651.1715 | 884989.0504 | 574046.9516 | 5467797.2138 |  | 383229.4927 | 937610.0209 | 2697489.1475 | 725531.5638 | 462426.711 | 5206286.9358 |  | 306689.8991 | 980663.5423 | 2597030.9309 | 1730113.7291 | 749450.1868 | 6363948.2882 |  | 339644.4464 | 1044446.5369 | 2597030.9309 | 1148093.9032 | 287023.4758 | 5416239.2931 |  | 230150.3056 | 1023717.0636 | 2492852.0397 | 2742668.7687 | 1036473.6626 | 7525861.8402 |  | 295527.8751 | 1152877.6278 | 2492852.0397 | 1451063.1276 | 366752.2191 | 5759072.8892
|  |  | 1895 | 1895 | C4 | 635 | 518 | 638 | 79 | 25 | 1895 | 593 | 521 | 641 | 96 | 31 | 1882 | 54 | 36 | 0 | -65 | -25 | 0 | 509 | 541 | 614 | 191 | 40 | 1895 | 109 | 72 | 0 | -144 | -37 | 0 | 381 | 564 | 590 | 303 | 57 | 1895 |  |  | C4 | 0.025 | 0.075 | 0.175 | 0.375 | 0.75 | C4 | 35434.997 | 35434.997 | 35434.997 | 35434.997 | 35434.997 | C4 | 885.8749 | 2657.6248 | 6201.1245 | 13288.1239 | 26576.2478 | C4 | 525323.8307 | 1384622.5082 | 3974920.7897 | 1275659.8924 | 823863.6805 | 7984390.7015 |  | 562530.5776 | 1376649.6339 | 3956317.4163 | 1049761.7865 | 664406.194 | 7609665.6081 |  | 450910.337 | 1437775.0037 | 3807490.4288 | 2538031.6609 | 1063049.9103 | 9297257.3408 |  | 498747.5829 | 1533449.4957 | 3807490.4288 | 1674303.6088 | 398643.7164 | 7912634.8326 |  | 337518.3465 | 1498900.3736 | 3658663.4414 | 4026301.5354 | 1514846.1222 | 11036229.8191 |  | 434078.7134 | 1690249.3574 | 3658663.4414 | 2112811.6968 | 531524.9552 | 8427328.1642
|  |  | 7409 | 7409 |  | 2482 | 2023 | 2495 | 310 | 99 |  | 2318 | 2034 | 2506 | 378 | 122 |  | 197 | 140 | 0 | -238 | -99 |  | 1986 | 2115 | 2401 | 747 | 160 |  | 394 | 280 | 0 | -530 | -144 |  | 1489 | 2207 | 2306 | 1184 | 223 | [22 empty] | 1215739.3125 | 3201587.4149 | 9199492.184 | 2972287.5493 | 1918805.0881 | 18507911.5488 |  | 1301810.9202 | 3184153.3964 | 9158812.8074 | 2439699.5442 | 1554178.9689 | 17638655.6372 |  | 1042178.6971 | 3328196.6593 | 8814774.4215 | 5875476.8544 | 2505608.6387 | 21566235.2709 |  | 1149653.043 | 3548354.2957 | 8814774.4215 | 3939662.9677 | 951429.6697 | 18403874.3976 |  | 781129.0741 | 3472239.9221 | 8466271.2259 | 9315506.3642 | 3510190.8039 | 25545337.3902 |  | 996325.811 | 3913086.7199 | 8466271.2259 | 5018658.6267 | 1239516.1954 | 19633858.5789
| HV UG Cable |  | 27.0472 | 27.0472 | C1 | 9.9354 | 8.4685 | 8.287 | 0.35215 | 0.0041312 | 27.0472 | 9.2319 | 8.5186 | 8.3371 | 0.4189 | 0.0040944 | 26.5106 | 0.0054132 | 0 | 0 | 0 | -0.0054132 | 0 | 8.9426 | 8.6178 | 8.3039 | 1.1476 | 0.03533 | 27.0472 | 0.037892 | 0 | 0 | 0 | -0.037892 | 0 | 7.9466 | 8.764 | 8.3255 | 1.9379 | 0.073223 | 27.0472 |  |  | C1 | 0.025 | 0.075 | 0.175 | 0.375 | 0.75 | C1 | 70193.2548 | 70193.2548 | 70193.2548 | 70193.2548 | 70193.2548 | C1 | 1754.8314 | 5264.4941 | 12283.8196 | 26322.4705 | 52644.9411 | C1 | 16200.4893 | 44845.8616 | 102411.6118 | 11026.5526 | 215.5496 | 174700.0649 |  | 17435.0016 | 44582.2864 | 101796.6029 | 9269.3843 | 217.485 | 173300.7601 |  | 15692.7901 | 45368.5021 | 102003.1356 | 30207.671 | 1859.9585 | 195132.0572 |  | 15702.2894 | 45368.5021 | 102003.1356 | 30207.671 | 1574.9805 | 194856.5784 |  | 13944.9248 | 46137.9428 | 102269.115 | 51011.067 | 3854.8047 | 217217.8544 |  | 14011.4197 | 46137.9428 | 102269.115 | 51011.067 | 1859.9585 | 215289.5031
|  |  | 1750.858 | 1750.3284 | C2 | 643.1534 | 548.1932 | 536.4482 | 22.7957 | 0.26742 | 1750.858 | 597.6139 | 551.4342 | 539.6892 | 27.117 | 0.26504 | 1716.1194 | 10.2783 | 0 | 0 | -9.9279 | -0.35042 | 0 | 578.8856 | 557.8607 | 537.5366 | 74.288 | 2.287 | 1750.858 | 20 | 0 | 0 | -18.0767 | -2.4529 | -0.52957 | 514.4092 | 567.3219 | 538.9383 | 125.4486 | 4.7399 | 1750.858 |  |  | C2 | 0.025 | 0.075 | 0.175 | 0.375 | 0.75 | C2 | 100276.0782 | 100276.0782 | 100276.0782 | 100276.0782 | 100276.0782 | C2 | 2506.902 | 7520.7059 | 17548.3137 | 37603.5293 | 75207.0587 | C2 | 1498159.5386 | 4147174.4398 | 9470635.7191 | 1019693.5802 | 19933.2017 | 16155596.4795 |  | 1612322.5249 | 4122800.0052 | 9413762.0384 | 857197.3494 | 20112.1824 | 16026194.1002 |  | 1451209.445 | 4195506.2406 | 9432861.3927 | 2793490.3361 | 172001.8747 | 18045069.2892 |  | 1476976.1832 | 4195506.2406 | 9432861.3927 | 2420166.1051 | 145648.1923 | 17671158.1139 |  | 1289573.5262 | 4266661.1831 | 9457458.163 | 4717309.1525 | 356477.6516 | 20087479.6764 |  | 1339711.5653 | 4266661.1831 | 9457458.163 | 4037562.6751 | 172001.8747 | 19273395.4613
|  |  | 3207.8026 | 3207.8026 | C3 | 1178.3418 | 1004.3623 | 982.8439 | 41.7647 | 0.48996 | 3207.8026 | 1094.9075 | 1010.3001 | 988.7818 | 49.6819 | 0.4856 | 3144.1569 | 23.1122 | 0 | 0 | -22.4702 | -0.64201 | 0 | 1060.5947 | 1022.0743 | 984.838 | 136.1054 | 4.1902 | 3207.8026 | 46.2245 | 0 | 0 | -41.7304 | -4.494 | 0 | 942.4655 | 1039.4085 | 987.406 | 229.8383 | 8.6842 | 3207.8026 |  |  | C3 | 0.025 | 0.075 | 0.175 | 0.375 | 0.75 | C3 | 150414.1174 | 150414.1174 | 150414.1174 | 150414.1174 | 150414.1174 | C3 | 3760.3529 | 11281.0588 | 26322.4705 | 56405.294 | 112810.588 | C3 | 4117238.6496 | 11397255.3992 | 26027179.6257 | 2802319.5868 | 54780.3797 | 44398773.641 |  | 4430981.1099 | 11330269.6332 | 25870879.505 | 2355747.8135 | 55272.254 | 44043150.3156 |  | 3988210.5088 | 11530080.7447 | 25923368.3075 | 7677063.8124 | 472695.1624 | 49591418.5358 |  | 4075120.6652 | 11530080.7447 | 25923368.3075 | 6409624.0321 | 400270.032 | 48338463.7815 |  | 3544003.043 | 11725628.5965 | 25990965.0957 | 12964098.3247 | 979671.0745 | 55204366.1345 |  | 3717823.3557 | 11725628.5965 | 25990965.0957 | 10610281.5898 | 472695.1624 | 52517393.8001
|  |  | 10.8189 | 10.8189 | C4 | 3.9742 | 3.3874 | 3.3148 | 0.14086 | 0.0016525 | 10.8189 | 3.6928 | 3.4074 | 3.3348 | 0.16756 | 0.0016378 | 10.6042 | 0.07795 | 0 | 0 | -0.075785 | -0.0021653 | -3.4694e-18 | 3.577 | 3.4471 | 3.3215 | 0.45904 | 0.014132 | 10.8189 | 0.1559 | 0 | 0 | -0.14074 | -0.015157 | 1.7347e-17 | 3.1786 | 3.5056 | 3.3302 | 0.77517 | 0.029289 | 10.8189 |  |  | C4 | 0.025 | 0.075 | 0.175 | 0.375 | 0.75 | C4 | 250690.1956 | 250690.1956 | 250690.1956 | 250690.1956 | 250690.1956 | C4 | 6267.2549 | 18801.7647 | 43870.7842 | 94008.8233 | 188017.6467 | C4 | 23143.5562 | 64065.5166 | 146302.3026 | 15752.218 | 307.9279 | 249571.5213 |  | 24907.1451 | 63688.9805 | 145423.7184 | 13241.9776 | 310.6928 | 247572.5144 |  | 22418.2716 | 64812.1458 | 145718.7651 | 43153.8157 | 2657.0835 | 278760.0817 |  | 22906.8053 | 64812.1458 | 145718.7651 | 36029.365 | 2249.9721 | 271717.0533 |  | 19921.3212 | 65911.3468 | 146098.7358 | 72872.9529 | 5506.8638 | 310311.2205 |  | 20898.3887 | 65911.3468 | 146098.7358 | 59641.8302 | 2657.0835 | 295207.385
|  |  | 4996.5267 | 4995.9971 |  | 1835.4048 | 1564.4114 | 1530.894 | 65.0533 | 0.76316 |  | 1705.4461 | 1573.6603 | 1540.143 | 77.3853 | 0.75637 |  | 33.4739 | 0 | 0 | -32.4739 | -1 |  | 1652 | 1592 | 1534 | 212 | 6.5267 |  | 66.4183 | 0 | 0 | -59.9478 | -7 |  | 1468 | 1619 | 1538 | 358 | 13.5267 | [22 empty] | 5654742.2338 | 15653341.2172 | 35746529.2592 | 3848791.9377 | 75237.0589 | 60978641.7067 |  | 6085645.7814 | 15561340.9052 | 35531861.8647 | 3235456.5248 | 75912.6142 | 60490217.6903 |  | 5477531.0155 | 15835767.6332 | 35603951.6008 | 10543915.6352 | 649214.0791 | 68110379.9639 |  | 5590705.9431 | 15835767.6332 | 35603951.6008 | 8896027.1731 | 549743.1769 | 66476195.5271 |  | 4867442.8152 | 16104339.0692 | 35696791.1096 | 17805291.4972 | 1345510.3946 | 75819374.8858 |  | 5092444.7295 | 16104339.0692 | 35696791.1096 | 14758497.1622 | 649214.0791 | 72301286.1495
| HV OHL Support - Poles |  | 75 | 75 | C1 | 18 | 11 | 33 | 11 | 2 | 75 | 17 | 11 | 33 | 12 | 2 | 75 | 1 | 1 | 0 | -1 | -1 | 0 | 17 | 11 | 31 | 13 | 3 | 75 | 2 | 3 | 0 | -3 | -2 | 0 | 15 | 12 | 29 | 15 | 4 | 75 |  |  | C1 | 0.025 | 0.075 | 0.175 | 0.375 | 0.75 | C1 | 19578.6917 | 19578.6917 | 19578.6917 | 19578.6917 | 19578.6917 | C1 | 489.4673 | 1468.4019 | 3426.271 | 7342.0094 | 14684.0188 | C1 | 8320.944 | 16152.4206 | 113066.9445 | 88104.1126 | 29368.0375 | 255012.4593 |  | 8810.4113 | 16152.4206 | 113066.9445 | 80762.1032 | 29368.0375 | 248159.9172 |  | 8320.944 | 16152.4206 | 106214.4024 | 95446.122 | 44052.0563 | 270185.9453 |  | 8810.4113 | 17620.8225 | 106214.4024 | 88104.1126 | 29368.0375 | 250117.7864 |  | 7342.0094 | 17620.8225 | 99361.8603 | 110130.1408 | 58736.0751 | 293190.9081 |  | 8320.944 | 22026.0282 | 99361.8603 | 88104.1126 | 29368.0375 | 247180.9826
|  |  | 209066 | 209066 | C2 | 50993 | 29389 | 92831 | 29837 | 6016 | 209066 | 47193 | 29708 | 93149 | 31750 | 6654 | 208454 | 2619 | 4023 | 0 | -4084 | -2558 | 0 | 45893 | 31550 | 86485 | 36138 | 9000 | 209066 | 8767 | 8046 | 0 | -10062 | -6751 | 0 | 40795 | 33710 | 80142 | 42435 | 11984 | 209066 |  |  | C2 | 0.025 | 0.075 | 0.175 | 0.375 | 0.75 | C2 | 27969.5596 | 27969.5596 | 27969.5596 | 27969.5596 | 27969.5596 | C2 | 699.239 | 2097.717 | 4894.6729 | 10488.5848 | 20977.1697 | C2 | 32999185.6077 | 62318975.6553 | 455933888.1018 | 333012568.5093 | 139582086.9833 | 1023846704.8574 |  | 35656293.7659 | 61649803.9428 | 454377382.1123 | 312947905.72 | 126198652.734 | 990830038.275 |  | 32090174.922 | 66182970.3085 | 423315787.7431 | 379036478.765 | 188794527.0289 | 1089419938.7674 |  | 33921481.8342 | 74622085.6666 | 423315787.7431 | 336201098.2991 | 135134927.0133 | 1003195380.5564 |  | 28525454.5561 | 70714038.9571 | 392268877.3927 | 445083097.4706 | 251390401.3238 | 1187981869.7003 |  | 34655682.7726 | 87592269.6735 | 392268877.3927 | 339546956.8614 | 109773528.8825 | 963837315.5827
|  |  | 22750 | 22750 | C3 | 5549 | 3198 | 10101 | 3247 | 655 | 22750 | 5136 | 3233 | 10136 | 3455 | 724 | 22684 | 309 | 438 | 0 | -469 | -278 | 0 | 4994 | 3433 | 9412 | 3932 | 979 | 22750 | 1035 | 876 | 0 | -1177 | -734 | 0 | 4439 | 3668 | 8721 | 4618 | 1304 | 22750 |  |  | C3 | 0.025 | 0.075 | 0.175 | 0.375 | 0.75 | C3 | 41954.3393 | 41954.3393 | 41954.3393 | 41954.3393 | 41954.3393 | C3 | 1048.8585 | 3146.5755 | 7342.0094 | 15732.8773 | 31465.7545 | C3 | 5386937.1712 | 10172878.4314 | 74418607.1208 | 54357090.9071 | 22781206.2615 | 167116719.892 |  | 5820115.7249 | 10062748.2906 | 74161636.7924 | 51084652.4386 | 20610069.2007 | 161739222.4472 |  | 5237999.2666 | 10802193.5215 | 69102992.3265 | 61861673.3565 | 30804973.6602 | 177809832.1312 |  | 5562096.538 | 12180393.5688 | 69102992.3265 | 54482953.9251 | 22057493.9079 | 163385930.2662 |  | 4655882.8082 | 11541638.7524 | 64029663.8418 | 72654427.1516 | 41031343.8743 | 193912956.4283 |  | 5741451.3386 | 14298038.847 | 64029663.8418 | 54136830.6255 | 17935480.0677 | 156141464.7207
|  |  | 3188 | 3188 | C4 | 777 | 448 | 1415 | 456 | 92 | 3188 | 719 | 453 | 1420 | 485 | 102 | 3179 | 43 | 62 | 0 | -66 | -39 | 0 | 699 | 481 | 1319 | 551 | 138 | 3188 | 145 | 123 | 0 | -165 | -103 | 0 | 621 | 514 | 1221 | 649 | 183 | 3188 |  |  | C4 | 0.025 | 0.075 | 0.175 | 0.375 | 0.75 | C4 | 69923.8989 | 69923.8989 | 69923.8989 | 69923.8989 | 69923.8989 | C4 | 1748.0975 | 5244.2924 | 12236.6823 | 26221.4621 | 52442.9242 | C4 | 1256882.0827 | 2375664.4651 | 17376088.8765 | 12717409.1124 | 5349178.2658 | 39075222.8026 |  | 1358271.7361 | 2349443.003 | 17314905.465 | 11956986.7118 | 4824749.0241 | 37804355.9401 |  | 1221920.1333 | 2522504.6528 | 16140183.9635 | 14448025.6101 | 7237123.5361 | 41569757.8958 |  | 1297088.3246 | 2847650.7827 | 16140183.9635 | 12717409.1124 | 5191849.4933 | 38194181.6764 |  | 1085568.5304 | 2695566.3026 | 14940989.0974 | 17017728.8947 | 9597055.124 | 45336907.949 |  | 1339042.6639 | 3340614.2699 | 14940989.0974 | 12691187.6503 | 4195433.934 | 36507267.6155
|  |  | 235079 | 235079 |  | 57337 | 33046 | 104380 | 33551 | 6765 |  | 53065 | 33405 | 104738 | 35702 | 7482 |  | 2972 | 4524 | 0 | -4620 | -2876 |  | 51603 | 35475 | 97247 | 40634 | 10120 |  | 9949 | 9048 | 0 | -11407 | -7590 |  | 45870 | 37904 | 90113 | 47717 | 13475 | [22 empty] | 39651325.8056 | 74883670.9724 | 547841651.0437 | 400175172.6413 | 167741839.5482 | 1230293660.0112 |  | 42843491.6382 | 74078147.6571 | 545966991.3142 | 376070306.9736 | 151662838.9962 | 1190621776.5794 |  | 38558415.2658 | 79523820.9034 | 508665178.4356 | 455441623.8536 | 226880676.2815 | 1309069714.7398 |  | 40789477.108 | 89667750.8407 | 508665178.4356 | 403489565.4491 | 162413638.452 | 1205025610.2854 |  | 34274247.9041 | 84968864.8346 | 471338892.1923 | 534865383.6576 | 302077536.3971 | 1427524924.9857 |  | 41744497.7192 | 105252948.8186 | 471338892.1923 | 406463079.2498 | 131933810.9217 | 1156733228.9016
| [Please insert new asset category as required] |  | 0 | 0 | C1 | 0 | 0 | 0 | 0 | 0 | 0 | 0 | 0 | 0 | 0 | 0 | 0 | 0 | 0 | 0 | 0 | 0 | 0 | 0 | 0 | 0 | 0 | 0 | 0 | 0 | 0 | 0 | 0 | 0 | 0 | 0 | 0 | 0 | 0 | 0 | 0 |  |  | C1 | 0 | 0 | 0 | 0 | 0 | C1 | 0 | 0 | 0 | 0 | 0 | C1 | [5 empty] | C1 | [5 empty] | 0 | [6 empty] | 0 | [6 empty] | 0 | [6 empty] | 0 | [6 empty] | 0 | [6 empty] | 0
|  |  | 0 | 0 | C2 | 0 | 0 | 0 | 0 | 0 | 0 | 0 | 0 | 0 | 0 | 0 | 0 | 0 | 0 | 0 | 0 | 0 | 0 | 0 | 0 | 0 | 0 | 0 | 0 | 0 | 0 | 0 | 0 | 0 | 0 | 0 | 0 | 0 | 0 | 0 | 0 |  |  | C2 | 0 | 0 | 0 | 0 | 0 | C2 | 0 | 0 | 0 | 0 | 0 | C2 | [5 empty] | C2 | [5 empty] | 0 | [6 empty] | 0 | [6 empty] | 0 | [6 empty] | 0 | [6 empty] | 0 | [6 empty] | 0
|  |  | 0 | 0 | C3 | 0 | 0 | 0 | 0 | 0 | 0 | 0 | 0 | 0 | 0 | 0 | 0 | 0 | 0 | 0 | 0 | 0 | 0 | 0 | 0 | 0 | 0 | 0 | 0 | 0 | 0 | 0 | 0 | 0 | 0 | 0 | 0 | 0 | 0 | 0 | 0 |  |  | C3 | 0 | 0 | 0 | 0 | 0 | C3 | 0 | 0 | 0 | 0 | 0 | C3 | [5 empty] | C3 | [5 empty] | 0 | [6 empty] | 0 | [6 empty] | 0 | [6 empty] | 0 | [6 empty] | 0 | [6 empty] | 0
|  |  | 0 | 0 | C4 | 0 | 0 | 0 | 0 | 0 | 0 | 0 | 0 | 0 | 0 | 0 | 0 | 0 | 0 | 0 | 0 | 0 | 0 | 0 | 0 | 0 | 0 | 0 | 0 | 0 | 0 | 0 | 0 | 0 | 0 | 0 | 0 | 0 | 0 | 0 | 0 |  |  | C4 | 0 | 0 | 0 | 0 | 0 | C4 | 0 | 0 | 0 | 0 | 0 | C4 | [5 empty] | C4 | [5 empty] | 0 | [6 empty] | 0 | [6 empty] | 0 | [6 empty] | 0 | [6 empty] | 0 | [6 empty] | 0
|  |  | 0 | 0 |  | 0 | 0 | 0 | 0 | 0 |  | 0 | 0 | 0 | 0 | 0 |  | 0 | 0 | 0 | 0 | 0 |  | 0 | 0 | 0 | 0 | 0 |  | 0 | 0 | 0 | 0 | 0 |  | 0 | 0 | 0 | 0 | 0 | [22 empty] | 0 | 0 | 0 | 0 | 0 | 0 |  | 0 | 0 | 0 | 0 | 0 | 0 |  | 0 | 0 | 0 | 0 | 0 | 0 |  | 0 | 0 | 0 | 0 | 0 | 0 |  | 0 | 0 | 0 | 0 | 0 | 0 |  | 0 | 0 | 0 | 0 | 0 | 0
| [Please insert new asset category as required] |  | 0 | 0 | C1 | 0 | 0 | 0 | 0 | 0 | 0 | 0 | 0 | 0 | 0 | 0 | 0 | 0 | 0 | 0 | 0 | 0 | 0 | 0 | 0 | 0 | 0 | 0 | 0 | 0 | 0 | 0 | 0 | 0 | 0 | 0 | 0 | 0 | 0 | 0 | 0 |  |  | C1 | 0 | 0 | 0 | 0 | 0 | C1 | 0 | 0 | 0 | 0 | 0 | C1 | [5 empty] | C1 | [5 empty] | 0 | [6 empty] | 0 | [6 empty] | 0 | [6 empty] | 0 | [6 empty] | 0 | [6 empty] | 0
|  |  | 0 | 0 | C2 | 0 | 0 | 0 | 0 | 0 | 0 | 0 | 0 | 0 | 0 | 0 | 0 | 0 | 0 | 0 | 0 | 0 | 0 | 0 | 0 | 0 | 0 | 0 | 0 | 0 | 0 | 0 | 0 | 0 | 0 | 0 | 0 | 0 | 0 | 0 | 0 |  |  | C2 | 0 | 0 | 0 | 0 | 0 | C2 | 0 | 0 | 0 | 0 | 0 | C2 | [5 empty] | C2 | [5 empty] | 0 | [6 empty] | 0 | [6 empty] | 0 | [6 empty] | 0 | [6 empty] | 0 | [6 empty] | 0
|  |  | 0 | 0 | C3 | 0 | 0 | 0 | 0 | 0 | 0 | 0 | 0 | 0 | 0 | 0 | 0 | 0 | 0 | 0 | 0 | 0 | 0 | 0 | 0 | 0 | 0 | 0 | 0 | 0 | 0 | 0 | 0 | 0 | 0 | 0 | 0 | 0 | 0 | 0 | 0 |  |  | C3 | 0 | 0 | 0 | 0 | 0 | C3 | 0 | 0 | 0 | 0 | 0 | C3 | [5 empty] | C3 | [5 empty] | 0 | [6 empty] | 0 | [6 empty] | 0 | [6 empty] | 0 | [6 empty] | 0 | [6 empty] | 0
|  |  | 0 | 0 | C4 | 0 | 0 | 0 | 0 | 0 | 0 | 0 | 0 | 0 | 0 | 0 | 0 | 0 | 0 | 0 | 0 | 0 | 0 | 0 | 0 | 0 | 0 | 0 | 0 | 0 | 0 | 0 | 0 | 0 | 0 | 0 | 0 | 0 | 0 | 0 | 0 |  |  | C4 | 0 | 0 | 0 | 0 | 0 | C4 | 0 | 0 | 0 | 0 | 0 | C4 | [5 empty] | C4 | [5 empty] | 0 | [6 empty] | 0 | [6 empty] | 0 | [6 empty] | 0 | [6 empty] | 0 | [6 empty] | 0
|  |  | 0 | 0 |  | 0 | 0 | 0 | 0 | 0 |  | 0 | 0 | 0 | 0 | 0 |  | 0 | 0 | 0 | 0 | 0 |  | 0 | 0 | 0 | 0 | 0 |  | 0 | 0 | 0 | 0 | 0 |  | 0 | 0 | 0 | 0 | 0 | [22 empty] | 0 | 0 | 0 | 0 | 0 | 0 |  | 0 | 0 | 0 | 0 | 0 | 0 |  | 0 | 0 | 0 | 0 | 0 | 0 |  | 0 | 0 | 0 | 0 | 0 | 0 |  | 0 | 0 | 0 | 0 | 0 | 0 |  | 0 | 0 | 0 | 0 | 0 | 0
| [Please insert new asset category as required] |  | 0 | 0 | C1 | 0 | 0 | 0 | 0 | 0 | 0 | 0 | 0 | 0 | 0 | 0 | 0 | 0 | 0 | 0 | 0 | 0 | 0 | 0 | 0 | 0 | 0 | 0 | 0 | 0 | 0 | 0 | 0 | 0 | 0 | 0 | 0 | 0 | 0 | 0 | 0 |  |  | C1 | 0 | 0 | 0 | 0 | 0 | C1 | 0 | 0 | 0 | 0 | 0 | C1 | [5 empty] | C1 | [5 empty] | 0 | [6 empty] | 0 | [6 empty] | 0 | [6 empty] | 0 | [6 empty] | 0 | [6 empty] | 0
|  |  | 0 | 0 | C2 | 0 | 0 | 0 | 0 | 0 | 0 | 0 | 0 | 0 | 0 | 0 | 0 | 0 | 0 | 0 | 0 | 0 | 0 | 0 | 0 | 0 | 0 | 0 | 0 | 0 | 0 | 0 | 0 | 0 | 0 | 0 | 0 | 0 | 0 | 0 | 0 |  |  | C2 | 0 | 0 | 0 | 0 | 0 | C2 | 0 | 0 | 0 | 0 | 0 | C2 | [5 empty] | C2 | [5 empty] | 0 | [6 empty] | 0 | [6 empty] | 0 | [6 empty] | 0 | [6 empty] | 0 | [6 empty] | 0
|  |  | 0 | 0 | C3 | 0 | 0 | 0 | 0 | 0 | 0 | 0 | 0 | 0 | 0 | 0 | 0 | 0 | 0 | 0 | 0 | 0 | 0 | 0 | 0 | 0 | 0 | 0 | 0 | 0 | 0 | 0 | 0 | 0 | 0 | 0 | 0 | 0 | 0 | 0 | 0 |  |  | C3 | 0 | 0 | 0 | 0 | 0 | C3 | 0 | 0 | 0 | 0 | 0 | C3 | [5 empty] | C3 | [5 empty] | 0 | [6 empty] | 0 | [6 empty] | 0 | [6 empty] | 0 | [6 empty] | 0 | [6 empty] | 0
|  |  | 0 | 0 | C4 | 0 | 0 | 0 | 0 | 0 | 0 | 0 | 0 | 0 | 0 | 0 | 0 | 0 | 0 | 0 | 0 | 0 | 0 | 0 | 0 | 0 | 0 | 0 | 0 | 0 | 0 | 0 | 0 | 0 | 0 | 0 | 0 | 0 | 0 | 0 | 0 |  |  | C4 | 0 | 0 | 0 | 0 | 0 | C4 | 0 | 0 | 0 | 0 | 0 | C4 | [5 empty] | C4 | [5 empty] | 0 | [6 empty] | 0 | [6 empty] | 0 | [6 empty] | 0 | [6 empty] | 0 | [6 empty] | 0
|  |  | 0 | 0 |  | 0 | 0 | 0 | 0 | 0 |  | 0 | 0 | 0 | 0 | 0 |  | 0 | 0 | 0 | 0 | 0 |  | 0 | 0 | 0 | 0 | 0 |  | 0 | 0 | 0 | 0 | 0 |  | 0 | 0 | 0 | 0 | 0 | [22 empty] | 0 | 0 | 0 | 0 | 0 | 0 |  | 0 | 0 | 0 | 0 | 0 | 0 |  | 0 | 0 | 0 | 0 | 0 | 0 |  | 0 | 0 | 0 | 0 | 0 | 0 |  | 0 | 0 | 0 | 0 | 0 | 0 |  | 0 | 0 | 0 | 0 | 0 | 0
| [Please insert new asset category as required] |  | 0 | 0 | C1 | 0 | 0 | 0 | 0 | 0 | 0 | 0 | 0 | 0 | 0 | 0 | 0 | 0 | 0 | 0 | 0 | 0 | 0 | 0 | 0 | 0 | 0 | 0 | 0 | 0 | 0 | 0 | 0 | 0 | 0 | 0 | 0 | 0 | 0 | 0 | 0 |  |  | C1 | 0 | 0 | 0 | 0 | 0 | C1 | 0 | 0 | 0 | 0 | 0 | C1 | [5 empty] | C1 | [5 empty] | 0 | [6 empty] | 0 | [6 empty] | 0 | [6 empty] | 0 | [6 empty] | 0 | [6 empty] | 0
|  |  | 0 | 0 | C2 | 0 | 0 | 0 | 0 | 0 | 0 | 0 | 0 | 0 | 0 | 0 | 0 | 0 | 0 | 0 | 0 | 0 | 0 | 0 | 0 | 0 | 0 | 0 | 0 | 0 | 0 | 0 | 0 | 0 | 0 | 0 | 0 | 0 | 0 | 0 | 0 |  |  | C2 | 0 | 0 | 0 | 0 | 0 | C2 | 0 | 0 | 0 | 0 | 0 | C2 | [5 empty] | C2 | [5 empty] | 0 | [6 empty] | 0 | [6 empty] | 0 | [6 empty] | 0 | [6 empty] | 0 | [6 empty] | 0
|  |  | 0 | 0 | C3 | 0 | 0 | 0 | 0 | 0 | 0 | 0 | 0 | 0 | 0 | 0 | 0 | 0 | 0 | 0 | 0 | 0 | 0 | 0 | 0 | 0 | 0 | 0 | 0 | 0 | 0 | 0 | 0 | 0 | 0 | 0 | 0 | 0 | 0 | 0 | 0 |  |  | C3 | 0 | 0 | 0 | 0 | 0 | C3 | 0 | 0 | 0 | 0 | 0 | C3 | [5 empty] | C3 | [5 empty] | 0 | [6 empty] | 0 | [6 empty] | 0 | [6 empty] | 0 | [6 empty] | 0 | [6 empty] | 0
|  |  | 0 | 0 | C4 | 0 | 0 | 0 | 0 | 0 | 0 | 0 | 0 | 0 | 0 | 0 | 0 | 0 | 0 | 0 | 0 | 0 | 0 | 0 | 0 | 0 | 0 | 0 | 0 | 0 | 0 | 0 | 0 | 0 | 0 | 0 | 0 | 0 | 0 | 0 | 0 |  |  | C4 | 0 | 0 | 0 | 0 | 0 | C4 | 0 | 0 | 0 | 0 | 0 | C4 | [5 empty] | C4 | [5 empty] | 0 | [6 empty] | 0 | [6 empty] | 0 | [6 empty] | 0 | [6 empty] | 0 | [6 empty] | 0
|  |  | 0 | 0 |  | 0 | 0 | 0 | 0 | 0 |  | 0 | 0 | 0 | 0 | 0 |  | 0 | 0 | 0 | 0 | 0 |  | 0 | 0 | 0 | 0 | 0 |  | 0 | 0 | 0 | 0 | 0 |  | 0 | 0 | 0 | 0 | 0 | [22 empty] | 0 | 0 | 0 | 0 | 0 | 0 |  | 0 | 0 | 0 | 0 | 0 | 0 |  | 0 | 0 | 0 | 0 | 0 | 0 |  | 0 | 0 | 0 | 0 | 0 | 0 |  | 0 | 0 | 0 | 0 | 0 | 0 |  | 0 | 0 | 0 | 0 | 0 | 0
| [Please insert new asset category as required] |  | 0 | 0 | C1 | 0 | 0 | 0 | 0 | 0 | 0 | 0 | 0 | 0 | 0 | 0 | 0 | 0 | 0 | 0 | 0 | 0 | 0 | 0 | 0 | 0 | 0 | 0 | 0 | 0 | 0 | 0 | 0 | 0 | 0 | 0 | 0 | 0 | 0 | 0 | 0 |  |  | C1 | 0 | 0 | 0 | 0 | 0 | C1 | 0 | 0 | 0 | 0 | 0 | C1 | [5 empty] | C1 | [5 empty] | 0 | [6 empty] | 0 | [6 empty] | 0 | [6 empty] | 0 | [6 empty] | 0 | [6 empty] | 0
|  |  | 0 | 0 | C2 | 0 | 0 | 0 | 0 | 0 | 0 | 0 | 0 | 0 | 0 | 0 | 0 | 0 | 0 | 0 | 0 | 0 | 0 | 0 | 0 | 0 | 0 | 0 | 0 | 0 | 0 | 0 | 0 | 0 | 0 | 0 | 0 | 0 | 0 | 0 | 0 |  |  | C2 | 0 | 0 | 0 | 0 | 0 | C2 | 0 | 0 | 0 | 0 | 0 | C2 | [5 empty] | C2 | [5 empty] | 0 | [6 empty] | 0 | [6 empty] | 0 | [6 empty] | 0 | [6 empty] | 0 | [6 empty] | 0
|  |  | 0 | 0 | C3 | 0 | 0 | 0 | 0 | 0 | 0 | 0 | 0 | 0 | 0 | 0 | 0 | 0 | 0 | 0 | 0 | 0 | 0 | 0 | 0 | 0 | 0 | 0 | 0 | 0 | 0 | 0 | 0 | 0 | 0 | 0 | 0 | 0 | 0 | 0 | 0 |  |  | C3 | 0 | 0 | 0 | 0 | 0 | C3 | 0 | 0 | 0 | 0 | 0 | C3 | [5 empty] | C3 | [5 empty] | 0 | [6 empty] | 0 | [6 empty] | 0 | [6 empty] | 0 | [6 empty] | 0 | [6 empty] | 0
|  |  | 0 | 0 | C4 | 0 | 0 | 0 | 0 | 0 | 0 | 0 | 0 | 0 | 0 | 0 | 0 | 0 | 0 | 0 | 0 | 0 | 0 | 0 | 0 | 0 | 0 | 0 | 0 | 0 | 0 | 0 | 0 | 0 | 0 | 0 | 0 | 0 | 0 | 0 | 0 |  |  | C4 | 0 | 0 | 0 | 0 | 0 | C4 | 0 | 0 | 0 | 0 | 0 | C4 | [5 empty] | C4 | [5 empty] | 0 | [6 empty] | 0 | [6 empty] | 0 | [6 empty] | 0 | [6 empty] | 0 | [6 empty] | 0
|  |  | 0 | 0 |  | 0 | 0 | 0 | 0 | 0 |  | 0 | 0 | 0 | 0 | 0 |  | 0 | 0 | 0 | 0 | 0 |  | 0 | 0 | 0 | 0 | 0 |  | 0 | 0 | 0 | 0 | 0 |  | 0 | 0 | 0 | 0 | 0 | [22 empty] | 0 | 0 | 0 | 0 | 0 | 0 |  | 0 | 0 | 0 | 0 | 0 | 0 |  | 0 | 0 | 0 | 0 | 0 | 0 |  | 0 | 0 | 0 | 0 | 0 | 0 |  | 0 | 0 | 0 | 0 | 0 | 0 |  | 0 | 0 | 0 | 0 | 0 | 0
[63 empty] | 47503910.643 | 96941039.9201 | 601694171.3251 | 411899718.9315 | 176956699.3521 | 1334995540.1718 |  | 51254656.8651 | 96011764.1413 | 599511824.8446 | 386271790.3127 | 161200015.3535 | 1294250051.5172 |  | 46000021.4992 | 101864085.7432 | 561789460.0219 | 477846004.0999 | 238834710.5484 | 1426334281.9126 |  | 48600219.5152 | 112338046.1583 | 561706252.2268 | 421669318.4386 | 168794710.0435 | 1313108546.3824 |  | 40740869.2728 | 107709398.9524 | 524078145.5265 | 569404253.6428 | 316659565.4284 | 1558592232.8228 |  | 48951318.5915 | 128656966.8075 | 523904983.3584 | 431080758.8382 | 138215260.9123 | 1270809288.5079
| EHV Network | [66 empty] | 0 | [6 empty] | 0 | [6 empty] | 0 | [6 empty] | 0 | [6 empty] | 0 | [6 empty] | 0
| EHV Switchgear (GM) |  | 336 | 336 | C1 | 128 | 81 | 61 | 30 | 36 | 336 | 116 | 82 | 62 | 37 | 38 | 335 | 33 | 1 | -4 | -5 | -25 | 0 | 111 | 87 | 64 | 34 | 40 | 336 | 67 | 3 | -21 | -21 | -28 | 0 | 94 | 94 | 66 | 38 | 44 | 336 |  |  | C1 | 0.025 | 0.075 | 0.175 | 0.375 | 0.75 | C1 | 57373.6323 | 57373.6323 | 57373.6323 | 57373.6323 | 57373.6323 | C1 | 1434.3408 | 4303.0224 | 10040.3857 | 21515.1121 | 43030.2242 | C1 | 166383.5336 | 352847.8386 | 622503.9103 | 796059.148 | 1635148.5203 | 3572942.9509 |  | 183595.6233 | 348544.8162 | 612463.5247 | 645453.3633 | 1549088.0718 | 3339145.3993 |  | 159211.8296 | 374362.9507 | 642584.6817 | 731513.8117 | 1721208.9687 | 3628882.2424 |  | 206545.0762 | 378665.9731 | 602423.139 | 623938.2512 | 645453.3633 | 2457025.8028 |  | 134828.0359 | 404484.1076 | 662665.453 | 817574.2601 | 1893329.8656 | 3912881.7222 |  | 230928.87 | 417393.1749 | 451817.3543 | 365756.9059 | 688483.5875 | 2154379.8925
|  |  | 259 | 259 | C2 | 99 | 62 | 47 | 23 | 28 | 259 | 90 | 63 | 48 | 29 | 29 | 259 | 29 | 1 | -7 | -4 | -19 | 0 | 86 | 67 | 49 | 26 | 31 | 259 | 60 | 2 | -24 | -16 | -22 | 0 | 73 | 71 | 51 | 30 | 34 | 259 |  |  | C2 | 0.025 | 0.075 | 0.175 | 0.375 | 0.75 | C2 | 81962.3318 | 81962.3318 | 81962.3318 | 81962.3318 | 81962.3318 | C2 | 2049.0583 | 6147.1749 | 14343.4081 | 30735.8744 | 61471.7489 | C2 | 184415.2466 | 387272.018 | 688483.5875 | 891340.3588 | 1782680.7176 | 3934191.9285 |  | 202856.7713 | 381124.8431 | 674140.1794 | 706925.1121 | 1721208.9687 | 3686255.8747 |  | 176219.0135 | 411860.7175 | 702826.9956 | 799132.7355 | 1905624.2154 | 3995663.6774 |  | 235641.704 | 418007.8924 | 602423.139 | 676189.2377 | 737660.9866 | 2669922.9598 |  | 149581.2556 | 436449.4171 | 731513.8117 | 922076.2332 | 2090039.462 | 4329660.1796 |  | 272524.7534 | 448743.7668 | 387272.018 | 430302.2422 | 737660.9866 | 2276503.7669
|  |  | 140 | 140 | C3 | 54 | 33 | 26 | 12 | 15 | 140 | 49 | 34 | 27 | 15 | 16 | 141 | 16 | 1 | -3 | -3 | -11 | 0 | 46 | 36 | 27 | 14 | 17 | 140 | 32 | 1 | -13 | -8 | -12 | 0 | 39 | 39 | 27 | 16 | 19 | 140 |  |  | C3 | 0.025 | 0.075 | 0.175 | 0.375 | 0.75 | C3 | 122943.4978 | 122943.4978 | 122943.4978 | 122943.4978 | 122943.4978 | C3 | 3073.5874 | 9220.7623 | 21515.1121 | 46103.8117 | 92207.6233 | C3 | 150605.7848 | 313505.9193 | 580908.0269 | 691557.1749 | 1475321.9732 | 3211898.8791 |  | 165973.722 | 304285.157 | 559392.9148 | 553245.7399 | 1383114.3499 | 2966011.8836 |  | 141385.0224 | 331947.444 | 580908.0269 | 645453.3633 | 1567529.5965 | 3267223.4531 |  | 190562.4215 | 341168.2063 | 516362.6906 | 507141.9283 | 553245.7399 | 2108480.9867 |  | 119869.9103 | 359609.731 | 580908.0269 | 737660.9866 | 1751944.8432 | 3549993.498 |  | 218224.7085 | 368830.4933 | 301211.5695 | 368830.4933 | 645453.3633 | 1902550.6279
|  |  | 11 | 11 | C4 | 4 | 3 | 2 | 1 | 1 | 11 | 4 | 3 | 2 | 1 | 1 | 11 | 1 | 0 | 0 | 0 | -1 | 0 | 4 | 3 | 2 | 1 | 1 | 11 | 2 | 0 | -1 | -1 | 0 | 0 | 3 | 3 | 3 | 1 | 1 | 11 |  |  | C4 | 0.025 | 0.075 | 0.175 | 0.375 | 0.75 | C4 | 204905.8296 | 204905.8296 | 204905.8296 | 204905.8296 | 204905.8296 | C4 | 5122.6457 | 15367.9372 | 35858.5202 | 76839.6861 | 153679.3722 | C4 | 20490.583 | 46103.8117 | 71717.0404 | 76839.6861 | 153679.3722 | 368830.4933 |  | 20490.583 | 46103.8117 | 71717.0404 | 76839.6861 | 153679.3722 | 368830.4933 |  | 20490.583 | 46103.8117 | 71717.0404 | 76839.6861 | 153679.3722 | 368830.4933 |  | 25613.2287 | 46103.8117 | 71717.0404 | 76839.6861 | 0 | 220273.7668 |  | 15367.9372 | 46103.8117 | 107575.5605 | 76839.6861 | 153679.3722 | 399566.3677 |  | 25613.2287 | 46103.8117 | 71717.0404 | 0 | 153679.3722 | 297113.4529
|  |  | 746 | 746 |  | 285 | 179 | 136 | 66 | 80 |  | 259 | 182 | 139 | 82 | 84 |  | 79 | 3 | -14 | -12 | -56 |  | 247 | 193 | 142 | 75 | 89 |  | 161 | 6 | -59 | -46 | -62 |  | 209 | 207 | 147 | 85 | 98 | [22 empty] | 521895.148 | 1099729.5875 | 1963612.5651 | 2455796.3679 | 5046830.5832 | 11087864.2518 |  | 572916.6996 | 1080058.6279 | 1917713.6593 | 1982463.9015 | 4807090.7626 | 10360243.6508 |  | 497306.4485 | 1164274.9238 | 1998036.7445 | 2252939.5965 | 5348042.1528 | 11260599.8661 |  | 658362.4305 | 1183945.8835 | 1792926.0091 | 1884109.1032 | 1936360.0898 | 7455703.5161 |  | 419647.139 | 1246647.0673 | 2082662.8521 | 2554151.1661 | 5888993.5429 | 12192101.7675 |  | 747291.5606 | 1281071.2467 | 1212017.9821 | 1164889.6413 | 2225277.3095 | 6630547.7403
| EHV Transformer |  | 266 | 266 | C1 | 75 | 104 | 79 | 7 | 1 | 266 | 57 | 105 | 80 | 16 | 2 | 260 | 9 | 26 | -26 | -8 | -1 | 0 | 65 | 100 | 82 | 17 | 2 | 266 | 17 | 53 | -53 | -15 | -2 | 0 | 55 | 96 | 85 | 26 | 4 | 266 |  |  | C1 | 0.025 | 0.075 | 0.175 | 0.375 | 0.75 | C1 | 221398.2083 | 221398.2083 | 221398.2083 | 221398.2083 | 221398.2083 | C1 | 5534.9552 | 16604.8656 | 38744.6864 | 83024.3281 | 166048.6562 | C1 | 315492.4468 | 1743510.89 | 3099574.9155 | 1328389.2495 | 332097.3124 | 6819064.8142 |  | 415121.6405 | 1726906.0244 | 3060830.2291 | 581170.2967 | 166048.6562 | 5950076.8468 |  | 359772.0884 | 1660486.5619 | 3177064.2884 | 1411413.5776 | 332097.3124 | 6940833.8287 |  | 409586.6853 | 2092213.068 | 2169702.4409 | 747218.9529 | 166048.6562 | 5584769.8032 |  | 304422.5363 | 1594067.0994 | 3293298.3478 | 2158632.5305 | 664194.6248 | 8014615.1387 |  | 398516.7749 | 2474124.9772 | 1239829.9662 | 913267.609 | 332097.3124 | 5357836.6397
|  |  | 207 | 207 | C2 | 58 | 80 | 62 | 6 | 1 | 207 | 45 | 81 | 63 | 13 | 2 | 204 | 8 | 24 | -24 | -7 | -1 | 0 | 51 | 77 | 64 | 13 | 2 | 207 | 17 | 47 | -47 | -15 | -2 | 0 | 43 | 74 | 66 | 21 | 3 | 207 |  |  | C2 | 0.025 | 0.075 | 0.175 | 0.375 | 0.75 | C2 | 316283.1546 | 316283.1546 | 316283.1546 | 316283.1546 | 316283.1546 | C2 | 7907.0789 | 23721.2366 | 55349.5521 | 118606.183 | 237212.366 | C2 | 355818.549 | 1921420.1645 | 3487021.78 | 1541880.3789 | 474424.732 | 7780565.6043 |  | 458610.5742 | 1897698.9279 | 3431672.2279 | 711637.098 | 237212.366 | 6736831.194 |  | 403261.0222 | 1826535.2181 | 3542371.332 | 1541880.3789 | 474424.732 | 7788472.6832 |  | 466517.6531 | 2395844.8964 | 2213982.0825 | 711637.098 | 237212.366 | 6025194.096 |  | 340004.3912 | 1755371.5083 | 3653070.4362 | 2490729.8428 | 711637.098 | 8950813.2765 |  | 474424.732 | 2870269.6284 | 1051641.4892 | 711637.098 | 237212.366 | 5345185.3135
|  |  | 111 | 111 | C3 | 31 | 43 | 33 | 3 | 1 | 111 | 24 | 44 | 33 | 7 | 2 | 110 | 5 | 13 | -13 | -4 | -1 | 0 | 27 | 42 | 34 | 7 | 1 | 111 | 9 | 25 | -25 | -8 | -1 | 0 | 23 | 40 | 36 | 11 | 1 | 111 |  |  | C3 | 0.025 | 0.075 | 0.175 | 0.375 | 0.75 | C3 | 474424.732 | 474424.732 | 474424.732 | 474424.732 | 474424.732 | C3 | 11860.6183 | 35581.8549 | 83024.3281 | 177909.2745 | 355818.549 | C3 | 284654.8392 | 1565601.6155 | 2739802.8271 | 1245364.9214 | 711637.098 | 6547061.3012 |  | 367679.1673 | 1530019.7606 | 2739802.8271 | 533727.8235 | 355818.549 | 5527048.1275 |  | 320236.6941 | 1494437.9057 | 2822827.1552 | 1245364.9214 | 355818.549 | 6238685.2254 |  | 379539.7856 | 1957002.0194 | 1743510.89 | 533727.8235 | 0 | 4613780.5184 |  | 272794.2209 | 1423274.1959 | 2988875.8114 | 1957002.0194 | 355818.549 | 6997764.7966 |  | 379539.7856 | 2312820.5684 | 913267.609 | 533727.8235 | 0 | 4139355.7864
|  |  | 8 | 8 | C4 | 3 | 3 | 2 | 0 | 0 | 8 | 2 | 3 | 2 | 0 | 0 | 7 | 0 | 1 | -1 | 0 | 0 | 0 | 2 | 3 | 3 | 0 | 0 | 8 | 1 | 2 | -2 | -1 | 0 | 0 | 1 | 3 | 3 | 1 | 0 | 8 |  |  | C4 | 0.025 | 0.075 | 0.175 | 0.375 | 0.75 | C4 | 790707.8866 | 790707.8866 | 790707.8866 | 790707.8866 | 790707.8866 | C4 | 19767.6972 | 59303.0915 | 138373.8802 | 296515.4575 | 593030.915 | C4 | 39535.3943 | 177909.2745 | 276747.7603 | 0 | 0 | 494192.4291 |  | 59303.0915 | 177909.2745 | 276747.7603 | 0 | 0 | 513960.1263 |  | 39535.3943 | 177909.2745 | 415121.6405 | 0 | 0 | 632566.3093 |  | 39535.3943 | 237212.366 | 276747.7603 | 0 | 0 | 553495.5206 |  | 19767.6972 | 177909.2745 | 415121.6405 | 296515.4575 | 0 | 909314.0696 |  | 39535.3943 | 296515.4575 | 138373.8802 | 0 | 0 | 474424.732
|  |  | 592 | 592 |  | 167 | 230 | 176 | 16 | 3 |  | 128 | 233 | 178 | 36 | 6 |  | 22 | 64 | -64 | -19 | -3 |  | 145 | 222 | 183 | 37 | 5 |  | 44 | 127 | -127 | -39 | -5 |  | 122 | 213 | 190 | 59 | 8 | [22 empty] | 995501.2293 | 5408441.9445 | 9603147.283 | 4115634.5498 | 1518159.1423 | 21640884.1488 |  | 1300714.4735 | 5332533.9873 | 9509053.0445 | 1826535.2181 | 759079.5712 | 18727916.2945 |  | 1122805.199 | 5159368.9602 | 9957384.4162 | 4198658.8779 | 1162340.5933 | 21600558.0466 |  | 1295179.5183 | 6682272.3498 | 6403943.1737 | 1992583.8743 | 403261.0222 | 16777239.9382 |  | 936988.8456 | 4950622.0781 | 10350366.2358 | 6902879.8502 | 1731650.2717 | 24872507.2814 |  | 1292016.6867 | 7953730.6315 | 3343112.9446 | 2158632.5305 | 569309.6784 | 15316802.4717
| EHV UG Cable (Gas) |  | 0 | 0 | C1 | 0 | 0 | 0 | 0 | 0 | 0 | 0 | 0 | 0 | 0 | 0 | 0 | 0 | 0 | 0 | 0 | 0 | 0 | 0 | 0 | 0 | 0 | 0 | 0 | 0 | 0 | 0 | 0 | 0 | 0 | 0 | 0 | 0 | 0 | 0 | 0 |  |  | C1 | 0.025 | 0.075 | 0.175 | 0.375 | 0.75 | C1 | 104076.7 | 104076.7 | 104076.7 | 104076.7 | 104076.7 | C1 | 2601.9175 | 7805.7525 | 18213.4225 | 39028.7625 | 78057.525 | C1 | 0 | 0 | 0 | 0 | 0 | 0 |  | 0 | 0 | 0 | 0 | 0 | 0 |  | 0 | 0 | 0 | 0 | 0 | 0 |  | 0 | 0 | 0 | 0 | 0 | 0 |  | 0 | 0 | 0 | 0 | 0 | 0 |  | 0 | 0 | 0 | 0 | 0 | 0
|  |  | 0 | 0 | C2 | 0 | 0 | 0 | 0 | 0 | 0 | 0 | 0 | 0 | 0 | 0 | 0 | 0 | 0 | 0 | 0 | 0 | 0 | 0 | 0 | 0 | 0 | 0 | 0 | 0 | 0 | 0 | 0 | 0 | 0 | 0 | 0 | 0 | 0 | 0 | 0 |  |  | C2 | 0.025 | 0.075 | 0.175 | 0.375 | 0.75 | C2 | 148681 | 148681 | 148681 | 148681 | 148681 | C2 | 3717.025 | 11151.075 | 26019.175 | 55755.375 | 111510.75 | C2 | 0 | 0 | 0 | 0 | 0 | 0 |  | 0 | 0 | 0 | 0 | 0 | 0 |  | 0 | 0 | 0 | 0 | 0 | 0 |  | 0 | 0 | 0 | 0 | 0 | 0 |  | 0 | 0 | 0 | 0 | 0 | 0 |  | 0 | 0 | 0 | 0 | 0 | 0
|  |  | 0 | 0 | C3 | 0 | 0 | 0 | 0 | 0 | 0 | 0 | 0 | 0 | 0 | 0 | 0 | 0 | 0 | 0 | 0 | 0 | 0 | 0 | 0 | 0 | 0 | 0 | 0 | 0 | 0 | 0 | 0 | 0 | 0 | 0 | 0 | 0 | 0 | 0 | 0 |  |  | C3 | 0.025 | 0.075 | 0.175 | 0.375 | 0.75 | C3 | 223021.5 | 223021.5 | 223021.5 | 223021.5 | 223021.5 | C3 | 5575.5375 | 16726.6125 | 39028.7625 | 83633.0625 | 167266.125 | C3 | 0 | 0 | 0 | 0 | 0 | 0 |  | 0 | 0 | 0 | 0 | 0 | 0 |  | 0 | 0 | 0 | 0 | 0 | 0 |  | 0 | 0 | 0 | 0 | 0 | 0 |  | 0 | 0 | 0 | 0 | 0 | 0 |  | 0 | 0 | 0 | 0 | 0 | 0
|  |  | 0 | 0 | C4 | 0 | 0 | 0 | 0 | 0 | 0 | 0 | 0 | 0 | 0 | 0 | 0 | 0 | 0 | 0 | 0 | 0 | 0 | 0 | 0 | 0 | 0 | 0 | 0 | 0 | 0 | 0 | 0 | 0 | 0 | 0 | 0 | 0 | 0 | 0 | 0 |  |  | C4 | 0.025 | 0.075 | 0.175 | 0.375 | 0.75 | C4 | 371702.5 | 371702.5 | 371702.5 | 371702.5 | 371702.5 | C4 | 9292.5625 | 27877.6875 | 65047.9375 | 139388.4375 | 278776.875 | C4 | 0 | 0 | 0 | 0 | 0 | 0 |  | 0 | 0 | 0 | 0 | 0 | 0 |  | 0 | 0 | 0 | 0 | 0 | 0 |  | 0 | 0 | 0 | 0 | 0 | 0 |  | 0 | 0 | 0 | 0 | 0 | 0 |  | 0 | 0 | 0 | 0 | 0 | 0
|  |  | 0 | 0 |  | 0 | 0 | 0 | 0 | 0 |  | 0 | 0 | 0 | 0 | 0 |  | 0 | 0 | 0 | 0 | 0 |  | 0 | 0 | 0 | 0 | 0 |  | 0 | 0 | 0 | 0 | 0 |  | 0 | 0 | 0 | 0 | 0 | [22 empty] | 0 | 0 | 0 | 0 | 0 | 0 |  | 0 | 0 | 0 | 0 | 0 | 0 |  | 0 | 0 | 0 | 0 | 0 | 0 |  | 0 | 0 | 0 | 0 | 0 | 0 |  | 0 | 0 | 0 | 0 | 0 | 0 |  | 0 | 0 | 0 | 0 | 0 | 0
| EHV UG Cable (Oil) |  | 36.034 | 26.5751 | C1 | 11.2048 | 11.0147 | 4.5313 | 2.9449 | 6.3384 | 36.034 | 11.2048 | 11.0147 | 4.5313 | 2.9449 | 6.3384 | 36.034 | 0 | 0 | 0 | -0.45042 | -3.6034 | -4.0538 | 9.0085 | 11.2606 | 5.8555 | 3.153 | 6.7564 | 36.034 | 0 | 0 | 0 | -3.153 | -6.3059 | -9.4589 | 6.7564 | 11.2606 | 7.2068 | 3.6034 | 7.2068 | 36.034 |  |  | C1 | 0.025 | 0.075 | 0.175 | 0.375 | 0.75 | C1 | 104083.7 | 104083.7 | 104083.7 | 104083.7 | 104083.7 | C1 | 2602.0925 | 7806.2775 | 18214.6475 | 39031.3875 | 78062.775 | C1 | 29155.8494 | 85983.7362 | 82535.573 | 114942.6817 | 494791.5008 | 807409.3411 |  | 29155.8494 | 85983.7362 | 82535.573 | 114942.6817 | 494791.5008 | 807409.3411 |  | 23440.9466 | 87903.5498 | 106656.307 | 123064.9697 | 527421.2985 | 868487.0716 |  | 23440.9466 | 87903.5498 | 106656.307 | 105484.2597 | 246129.9393 | 569615.0024 |  | 17580.71 | 87903.5498 | 131269.301 | 140645.6796 | 562582.7184 | 939981.9587 |  | 17580.71 | 87903.5498 | 131269.301 | 17580.71 | 70322.8398 | 324657.1104
|  |  | 27.8754 | 20.5581 | C2 | 8.6678 | 8.5208 | 3.5053 | 2.2781 | 4.9033 | 27.8754 | 8.6678 | 8.5208 | 3.5053 | 2.2781 | 4.9033 | 27.8754 | 0 | 0 | 0 | -0.34844 | -2.7875 | -3.136 | 6.9688 | 8.711 | 4.5297 | 2.4391 | 5.2266 | 27.8754 | 0 | 0 | 0 | -2.4391 | -4.8782 | -7.3173 | 5.2266 | 8.711 | 5.5751 | 2.7875 | 5.5751 | 27.8754 |  |  | C2 | 0.025 | 0.075 | 0.175 | 0.375 | 0.75 | C2 | 148691 | 148691 | 148691 | 148691 | 148691 | C2 | 3717.275 | 11151.825 | 26020.925 | 55759.125 | 111518.25 | C2 | 32220.75 | 95022.4578 | 91211.8192 | 127025.6051 | 546804.6236 | 892285.2557 |  | 32220.75 | 95022.4578 | 91211.8192 | 127025.6051 | 546804.6236 | 892285.2557 |  | 25905.0892 | 97144.0846 | 117868.156 | 136001.7185 | 582864.5078 | 959783.5562 |  | 25905.0892 | 97144.0846 | 117868.156 | 116572.9016 | 272003.437 | 629493.6684 |  | 19428.8169 | 97144.0846 | 145068.4997 | 155430.5354 | 621722.1416 | 1038794.0783 |  | 19428.8169 | 97144.0846 | 145068.4997 | 19428.8169 | 77715.2677 | 358785.4859
|  |  | 14.9575 | 11.0312 | C3 | 4.651 | 4.5721 | 1.8809 | 1.2224 | 2.631 | 14.9575 | 4.651 | 4.5721 | 1.8809 | 1.2224 | 2.631 | 14.9575 | 0 | 0 | 0 | -0.18697 | -1.4958 | -1.6827 | 3.7394 | 4.6742 | 2.4306 | 1.3088 | 2.8045 | 14.9575 | 0 | 0 | 0 | -1.3088 | -2.6176 | -3.9263 | 2.8045 | 4.6742 | 2.9915 | 1.4958 | 2.9915 | 14.9575 |  |  | C3 | 0.025 | 0.075 | 0.175 | 0.375 | 0.75 | C3 | 223036.5 | 223036.5 | 223036.5 | 223036.5 | 223036.5 | C3 | 5575.9125 | 16727.7375 | 39031.3875 | 83638.6875 | 167277.375 | C3 | 25933.7744 | 76481.4904 | 73414.3911 | 102240.1211 | 440111.0385 | 718180.8155 |  | 25933.7744 | 76481.4904 | 73414.3911 | 102240.1211 | 440111.0385 | 718180.8155 |  | 20850.4377 | 78189.1413 | 94869.4914 | 109464.7978 | 469134.8477 | 772508.7159 |  | 20850.4377 | 78189.1413 | 94869.4914 | 93826.9695 | 218929.5956 | 506665.6356 |  | 15637.8283 | 78189.1413 | 116762.451 | 125102.6261 | 500410.5042 | 836102.5508 |  | 15637.8283 | 78189.1413 | 116762.451 | 15637.8283 | 62551.313 | 288778.5618
|  |  | 1.1331 | 0.83569 | C4 | 0.35235 | 0.34637 | 0.14249 | 0.092606 | 0.19932 | 1.1331 | 0.35235 | 0.34637 | 0.14249 | 0.092606 | 0.19932 | 1.1331 | 0 | 0 | 0 | -0.014164 | -0.11331 | -0.12748 | 0.28329 | 0.35411 | 0.18414 | 0.09915 | 0.21246 | 1.1331 | 0 | 0 | 0 | -0.09915 | -0.1983 | -0.29745 | 0.21246 | 0.35411 | 0.22663 | 0.11331 | 0.22663 | 1.1331 |  |  | C4 | 0.025 | 0.075 | 0.175 | 0.375 | 0.75 | C4 | 371727.5 | 371727.5 | 371727.5 | 371727.5 | 371727.5 | C4 | 9293.1875 | 27879.5625 | 65052.3125 | 139397.8125 | 278795.625 | C4 | 3274.4665 | 9656.7538 | 9269.4938 | 12909.1062 | 55569.5756 | 90679.3959 |  | 3274.4665 | 9656.7538 | 9269.4938 | 12909.1062 | 55569.5756 | 90679.3959 |  | 2632.631 | 9872.3663 | 11978.4711 | 13821.3129 | 59234.1979 | 97538.9793 |  | 2632.631 | 9872.3663 | 11978.4711 | 11846.8396 | 27642.6257 | 63972.9338 |  | 1974.4733 | 9872.3663 | 14742.7337 | 15795.7861 | 63183.1445 | 105568.5039 |  | 1974.4733 | 9872.3663 | 14742.7337 | 1974.4733 | 7897.8931 | 36461.9396
|  |  | 80 | 59 |  | 24.876 | 24.454 | 10.06 | 6.538 | 14.072 |  | 24.876 | 24.454 | 10.06 | 6.538 | 14.072 |  | 0 | 0 | 0 | -1 | -8 |  | 20 | 25 | 13 | 7 | 15 |  | 0 | 0 | 0 | -7 | -14 |  | 15 | 25 | 16 | 8 | 16 | [22 empty] | 90584.8402 | 267144.4383 | 256431.2771 | 357117.5141 | 1537276.7385 | 2508554.8082 |  | 90584.8402 | 267144.4383 | 256431.2771 | 357117.5141 | 1537276.7385 | 2508554.8082 |  | 72829.1045 | 273109.142 | 331372.4256 | 382352.7988 | 1638654.852 | 2698318.3229 |  | 72829.1045 | 273109.142 | 331372.4256 | 327730.9704 | 764705.5976 | 1769747.2401 |  | 54621.8284 | 273109.142 | 407842.9854 | 436974.6272 | 1747898.5088 | 2920447.0918 |  | 54621.8284 | 273109.142 | 407842.9854 | 54621.8284 | 218487.3136 | 1008683.0978
| EHV UG Cable (Non Pressurised) |  | 0 | 0 | C1 | 0 | 0 | 0 | 0 | 0 | 0 | 0 | 0 | 0 | 0 | 0 | 0 | 0 | 0 | 0 | 0 | 0 | 0 | 0 | 0 | 0 | 0 | 0 | 0 | 0 | 0 | 0 | 0 | 0 | 0 | 0 | 0 | 0 | 0 | 0 | 0 |  |  | C1 | 0.025 | 0.075 | 0.175 | 0.375 | 0.75 | C1 | 0 | 0 | 0 | 0 | 0 | C1 | [5 empty] | C1 | [5 empty] | 0 | [6 empty] | 0 | [6 empty] | 0 | [6 empty] | 0 | [6 empty] | 0 | [6 empty] | 0
|  |  | 0 | 0 | C2 | 0 | 0 | 0 | 0 | 0 | 0 | 0 | 0 | 0 | 0 | 0 | 0 | 0 | 0 | 0 | 0 | 0 | 0 | 0 | 0 | 0 | 0 | 0 | 0 | 0 | 0 | 0 | 0 | 0 | 0 | 0 | 0 | 0 | 0 | 0 | 0 |  |  | C2 | 0.025 | 0.075 | 0.175 | 0.375 | 0.75 | C2 | 0 | 0 | 0 | 0 | 0 | C2 | [5 empty] | C2 | [5 empty] | 0 | [6 empty] | 0 | [6 empty] | 0 | [6 empty] | 0 | [6 empty] | 0 | [6 empty] | 0
|  |  | 0 | 0 | C3 | 0 | 0 | 0 | 0 | 0 | 0 | 0 | 0 | 0 | 0 | 0 | 0 | 0 | 0 | 0 | 0 | 0 | 0 | 0 | 0 | 0 | 0 | 0 | 0 | 0 | 0 | 0 | 0 | 0 | 0 | 0 | 0 | 0 | 0 | 0 | 0 |  |  | C3 | 0.025 | 0.075 | 0.175 | 0.375 | 0.75 | C3 | 0 | 0 | 0 | 0 | 0 | C3 | [5 empty] | C3 | [5 empty] | 0 | [6 empty] | 0 | [6 empty] | 0 | [6 empty] | 0 | [6 empty] | 0 | [6 empty] | 0
|  |  | 0 | 0 | C4 | 0 | 0 | 0 | 0 | 0 | 0 | 0 | 0 | 0 | 0 | 0 | 0 | 0 | 0 | 0 | 0 | 0 | 0 | 0 | 0 | 0 | 0 | 0 | 0 | 0 | 0 | 0 | 0 | 0 | 0 | 0 | 0 | 0 | 0 | 0 | 0 |  |  | C4 | 0.025 | 0.075 | 0.175 | 0.375 | 0.75 | C4 | 0 | 0 | 0 | 0 | 0 | C4 | [5 empty] | C4 | [5 empty] | 0 | [6 empty] | 0 | [6 empty] | 0 | [6 empty] | 0 | [6 empty] | 0 | [6 empty] | 0
|  |  | 0 | 0 |  | 0 | 0 | 0 | 0 | 0 |  | 0 | 0 | 0 | 0 | 0 |  | 0 | 0 | 0 | 0 | 0 |  | 0 | 0 | 0 | 0 | 0 |  | 0 | 0 | 0 | 0 | 0 |  | 0 | 0 | 0 | 0 | 0 | [22 empty] | 0 | 0 | 0 | 0 | 0 | 0 |  | 0 | 0 | 0 | 0 | 0 | 0 |  | 0 | 0 | 0 | 0 | 0 | 0 |  | 0 | 0 | 0 | 0 | 0 | 0 |  | 0 | 0 | 0 | 0 | 0 | 0 |  | 0 | 0 | 0 | 0 | 0 | 0
| EHV OHL Support - Towers |  | 0 | 0 | C1 | 0 | 0 | 0 | 0 | 0 | 0 | 0 | 0 | 0 | 0 | 0 | 0 | 0 | 0 | 0 | 0 | 0 | 0 | 0 | 0 | 0 | 0 | 0 | 0 | 0 | 0 | 0 | 0 | 0 | 0 | 0 | 0 | 0 | 0 | 0 | 0 |  |  | C1 | 0.025 | 0.075 | 0.175 | 0.375 | 0.75 | C1 | 0 | 0 | 0 | 0 | 0 | C1 | [5 empty] | C1 | [5 empty] | 0 | [6 empty] | 0 | [6 empty] | 0 | [6 empty] | 0 | [6 empty] | 0 | [6 empty] | 0
|  |  | 0 | 0 | C2 | 0 | 0 | 0 | 0 | 0 | 0 | 0 | 0 | 0 | 0 | 0 | 0 | 0 | 0 | 0 | 0 | 0 | 0 | 0 | 0 | 0 | 0 | 0 | 0 | 0 | 0 | 0 | 0 | 0 | 0 | 0 | 0 | 0 | 0 | 0 | 0 |  |  | C2 | 0.025 | 0.075 | 0.175 | 0.375 | 0.75 | C2 | 0 | 0 | 0 | 0 | 0 | C2 | [5 empty] | C2 | [5 empty] | 0 | [6 empty] | 0 | [6 empty] | 0 | [6 empty] | 0 | [6 empty] | 0 | [6 empty] | 0
|  |  | 0 | 0 | C3 | 0 | 0 | 0 | 0 | 0 | 0 | 0 | 0 | 0 | 0 | 0 | 0 | 0 | 0 | 0 | 0 | 0 | 0 | 0 | 0 | 0 | 0 | 0 | 0 | 0 | 0 | 0 | 0 | 0 | 0 | 0 | 0 | 0 | 0 | 0 | 0 |  |  | C3 | 0.025 | 0.075 | 0.175 | 0.375 | 0.75 | C3 | 0 | 0 | 0 | 0 | 0 | C3 | [5 empty] | C3 | [5 empty] | 0 | [6 empty] | 0 | [6 empty] | 0 | [6 empty] | 0 | [6 empty] | 0 | [6 empty] | 0
|  |  | 0 | 0 | C4 | 0 | 0 | 0 | 0 | 0 | 0 | 0 | 0 | 0 | 0 | 0 | 0 | 0 | 0 | 0 | 0 | 0 | 0 | 0 | 0 | 0 | 0 | 0 | 0 | 0 | 0 | 0 | 0 | 0 | 0 | 0 | 0 | 0 | 0 | 0 | 0 |  |  | C4 | 0.025 | 0.075 | 0.175 | 0.375 | 0.75 | C4 | 0 | 0 | 0 | 0 | 0 | C4 | [5 empty] | C4 | [5 empty] | 0 | [6 empty] | 0 | [6 empty] | 0 | [6 empty] | 0 | [6 empty] | 0 | [6 empty] | 0
|  |  | 0 | 0 |  | 0 | 0 | 0 | 0 | 0 |  | 0 | 0 | 0 | 0 | 0 |  | 0 | 0 | 0 | 0 | 0 |  | 0 | 0 | 0 | 0 | 0 |  | 0 | 0 | 0 | 0 | 0 |  | 0 | 0 | 0 | 0 | 0 | [22 empty] | 0 | 0 | 0 | 0 | 0 | 0 |  | 0 | 0 | 0 | 0 | 0 | 0 |  | 0 | 0 | 0 | 0 | 0 | 0 |  | 0 | 0 | 0 | 0 | 0 | 0 |  | 0 | 0 | 0 | 0 | 0 | 0 |  | 0 | 0 | 0 | 0 | 0 | 0
| EHV OHL Support - Poles |  | 14 | 14 | C1 | 4 | 2 | 6 | 2 | 0 | 14 | 4 | 2 | 6 | 2 | 0 | 14 | 0 | 0 | 0 | 0 | 0 | 0 | 4 | 1 | 6 | 2 | 1 | 14 | 1 | 1 | 0 | -1 | -1 | 0 | 3 | 3 | 5 | 2 | 1 | 14 |  |  | C1 | 0.025 | 0.075 | 0.175 | 0.375 | 0.75 | C1 | 43550.5503 | 43550.5503 | 43550.5503 | 43550.5503 | 43550.5503 | C1 | 1088.7638 | 3266.2913 | 7621.3463 | 16331.4564 | 32662.9127 | C1 | 4355.055 | 6532.5825 | 45728.0778 | 32662.9127 | 0 | 89278.6282 |  | 4355.055 | 6532.5825 | 45728.0778 | 32662.9127 | 0 | 89278.6282 |  | 4355.055 | 3266.2913 | 45728.0778 | 32662.9127 | 32662.9127 | 118675.2496 |  | 4355.055 | 3266.2913 | 45728.0778 | 32662.9127 | 32662.9127 | 118675.2496 |  | 3266.2913 | 9798.8738 | 38106.7315 | 32662.9127 | 32662.9127 | 116497.7221 |  | 4355.055 | 13065.1651 | 38106.7315 | 16331.4564 | 0 | 71858.408
|  |  | 43022 | 43022 | C2 | 11793 | 6186 | 17411 | 6257 | 1375 | 43022 | 11062 | 6243 | 17467 | 6598 | 1489 | 42859 | 714 | 1306 | 0 | -1323 | -697 | 0 | 10220 | 6934 | 15914 | 7744 | 2210 | 43022 | 1739 | 2611 | 0 | -2650 | -1700 | 0 | 8648 | 7681 | 14417 | 9232 | 3044 | 43022 |  |  | C2 | 0.025 | 0.075 | 0.175 | 0.375 | 0.75 | C2 | 62215.0719 | 62215.0719 | 62215.0719 | 62215.0719 | 62215.0719 | C2 | 1555.3768 | 4666.1304 | 10887.6376 | 23330.652 | 46661.3039 | C2 | 17205578.1293 | 29130652.0325 | 190174365.6018 | 153935641.6067 | 69478681.5254 | 459924918.8958 |  | 18342558.5679 | 28864682.6002 | 189564657.8974 | 145979889.2897 | 64159292.8794 | 446911081.2346 |  | 15895950.8661 | 32354948.1328 | 173265864.4408 | 180672568.7485 | 103121481.6462 | 505310813.8345 |  | 17006489.8992 | 38448914.4238 | 173265864.4408 | 149806116.2105 | 70598552.8193 | 449125937.7936 |  | 13450898.5411 | 35840547.5351 | 156967070.9842 | 215388578.8593 | 142037009.1091 | 563684105.0288 |  | 16155698.7912 | 48023813.9866 | 156967070.9842 | 153562351.1754 | 62712792.4582 | 437421727.3956
|  |  | 4683 | 4683 | C3 | 1283 | 674 | 1895 | 681 | 150 | 4683 | 1204 | 680 | 1901 | 718 | 162 | 4665 | 84 | 142 | 0 | -150 | -76 | 0 | 1112 | 756 | 1732 | 843 | 240 | 4683 | 205 | 284 | 0 | -305 | -184 | 0 | 941 | 836 | 1569 | 1005 | 332 | 4683 |  |  | C3 | 0.025 | 0.075 | 0.175 | 0.375 | 0.75 | C3 | 93322.6078 | 93322.6078 | 93322.6078 | 93322.6078 | 93322.6078 | C3 | 2333.0652 | 6999.1956 | 16331.4564 | 34995.9779 | 69991.9559 | C3 | 2809010.4955 | 4759452.9991 | 31046098.5581 | 25127112.1568 | 11338696.8507 | 75080371.0601 |  | 2993322.646 | 4717457.8255 | 30948109.8198 | 23832260.9732 | 10498793.3803 | 72989944.6448 |  | 2594368.4975 | 5291391.8637 | 28286082.4316 | 29501609.3986 | 16798069.4084 | 82471521.5998 |  | 2790345.974 | 6285277.637 | 28286082.4316 | 24252212.7084 | 11478680.7624 | 73092599.5135 |  | 2195414.3491 | 5851327.5106 | 25624055.0434 | 35170957.8239 | 23237329.3483 | 92079084.0754 |  | 2673692.7142 | 7839099.0573 | 25624055.0434 | 24497184.554 | 10358809.4685 | 70992840.8374
|  |  | 656 | 656 | C4 | 180 | 94 | 265 | 95 | 22 | 656 | 169 | 95 | 266 | 100 | 24 | 654 | 12 | 20 | 0 | -21 | -11 | 0 | 156 | 106 | 242 | 118 | 34 | 656 | 29 | 40 | 0 | -43 | -26 | 0 | 132 | 117 | 220 | 141 | 46 | 656 |  |  | C4 | 0.025 | 0.075 | 0.175 | 0.375 | 0.75 | C4 | 155537.6797 | 155537.6797 | 155537.6797 | 155537.6797 | 155537.6797 | C4 | 3888.442 | 11665.326 | 27219.0939 | 58326.6299 | 116653.2598 | C4 | 657146.6968 | 1108205.9679 | 7240278.9904 | 5832662.989 | 2799678.2347 | 17637972.8789 |  | 699919.5587 | 1096540.6419 | 7213059.8964 | 5541029.8396 | 2566371.7152 | 17116921.6518 |  | 606596.9509 | 1236524.5537 | 6587020.7356 | 6882542.3271 | 3966210.8325 | 19278895.3998 |  | 653258.2548 | 1469831.0732 | 6587020.7356 | 5657683.0994 | 2683024.975 | 17050818.138 |  | 513274.343 | 1364843.1394 | 5988200.6687 | 8224054.8145 | 5366049.9499 | 21456422.9157 |  | 626039.1608 | 1831456.1786 | 5988200.6687 | 5716009.7293 | 2333065.1956 | 16494770.933
|  |  | 48375 | 48375 |  | 13260 | 6956 | 19577 | 7035 | 1547 |  | 12439 | 7020 | 19640 | 7418 | 1675 |  | 810 | 1468 | 0 | -1494 | -784 |  | 11492 | 7797 | 17894 | 8707 | 2485 |  | 1974 | 2936 | 0 | -2999 | -1911 |  | 9724 | 8637 | 16211 | 10380 | 3423 | [22 empty] | 20676090.3766 | 35004843.582 | 228506471.2281 | 184928079.6653 | 83617056.6109 | 552732541.4629 |  | 22040155.8276 | 34685213.6502 | 227771555.6915 | 175385843.0152 | 77224457.9749 | 537107226.1594 |  | 19101271.3695 | 38886130.8414 | 208184695.6859 | 217089383.3869 | 123918424.7999 | 607179906.0837 |  | 20454449.183 | 46207289.4253 | 208184695.6859 | 179748674.931 | 84792921.4695 | 539388030.6947 |  | 16162853.5245 | 43066517.0589 | 188617433.428 | 258816254.4105 | 170673051.3201 | 677336109.7419 |  | 19459785.7213 | 57707434.3875 | 188617433.428 | 183791876.915 | 75404667.1223 | 524981197.5741
| EHV OHL Fittings and Conductors (Tower Lines) |  | 0 | 0 | C1 | 0 | 0 | 0 | 0 | 0 | 0 | 0 | 0 | 0 | 0 | 0 | 0 | 0 | 0 | 0 | 0 | 0 | 0 | 0 | 0 | 0 | 0 | 0 | 0 | 0 | 0 | 0 | 0 | 0 | 0 | 0 | 0 | 0 | 0 | 0 | 0 |  |  | C1 | 0.025 | 0.075 | 0.175 | 0.375 | 0.75 | C1 | 65671.0824 | 65671.0824 | 65671.0824 | 65671.0824 | 65671.0824 | C1 | 1641.7771 | 4925.3312 | 11492.4394 | 24626.6559 | 49253.3118 | C1 | 0 | 0 | 0 | 0 | 0 | 0 |  | 0 | 0 | 0 | 0 | 0 | 0 |  | 0 | 0 | 0 | 0 | 0 | 0 |  | 0 | 0 | 0 | 0 | 0 | 0 |  | 0 | 0 | 0 | 0 | 0 | 0 |  | 0 | 0 | 0 | 0 | 0 | 0
|  |  | 0 | 0 | C2 | 0 | 0 | 0 | 0 | 0 | 0 | 0 | 0 | 0 | 0 | 0 | 0 | 0 | 0 | 0 | 0 | 0 | 0 | 0 | 0 | 0 | 0 | 0 | 0 | 0 | 0 | 0 | 0 | 0 | 0 | 0 | 0 | 0 | 0 | 0 | 0 |  |  | C2 | 0.025 | 0.075 | 0.175 | 0.375 | 0.75 | C2 | 93815.8321 | 93815.8321 | 93815.8321 | 93815.8321 | 93815.8321 | C2 | 2345.3958 | 7036.1874 | 16417.7706 | 35180.937 | 70361.874 | C2 | 0 | 0 | 0 | 0 | 0 | 0 |  | 0 | 0 | 0 | 0 | 0 | 0 |  | 0 | 0 | 0 | 0 | 0 | 0 |  | 0 | 0 | 0 | 0 | 0 | 0 |  | 0 | 0 | 0 | 0 | 0 | 0 |  | 0 | 0 | 0 | 0 | 0 | 0
|  |  | 0 | 0 | C3 | 0 | 0 | 0 | 0 | 0 | 0 | 0 | 0 | 0 | 0 | 0 | 0 | 0 | 0 | 0 | 0 | 0 | 0 | 0 | 0 | 0 | 0 | 0 | 0 | 0 | 0 | 0 | 0 | 0 | 0 | 0 | 0 | 0 | 0 | 0 | 0 |  |  | C3 | 0.025 | 0.075 | 0.175 | 0.375 | 0.75 | C3 | 140723.7481 | 140723.7481 | 140723.7481 | 140723.7481 | 140723.7481 | C3 | 3518.0937 | 10554.2811 | 24626.6559 | 52771.4055 | 105542.8111 | C3 | 0 | 0 | 0 | 0 | 0 | 0 |  | 0 | 0 | 0 | 0 | 0 | 0 |  | 0 | 0 | 0 | 0 | 0 | 0 |  | 0 | 0 | 0 | 0 | 0 | 0 |  | 0 | 0 | 0 | 0 | 0 | 0 |  | 0 | 0 | 0 | 0 | 0 | 0
|  |  | 0 | 0 | C4 | 0 | 0 | 0 | 0 | 0 | 0 | 0 | 0 | 0 | 0 | 0 | 0 | 0 | 0 | 0 | 0 | 0 | 0 | 0 | 0 | 0 | 0 | 0 | 0 | 0 | 0 | 0 | 0 | 0 | 0 | 0 | 0 | 0 | 0 | 0 | 0 |  |  | C4 | 0.025 | 0.075 | 0.175 | 0.375 | 0.75 | C4 | 234539.5801 | 234539.5801 | 234539.5801 | 234539.5801 | 234539.5801 | C4 | 5863.4895 | 17590.4685 | 41044.4265 | 87952.3426 | 175904.6851 | C4 | 0 | 0 | 0 | 0 | 0 | 0 |  | 0 | 0 | 0 | 0 | 0 | 0 |  | 0 | 0 | 0 | 0 | 0 | 0 |  | 0 | 0 | 0 | 0 | 0 | 0 |  | 0 | 0 | 0 | 0 | 0 | 0 |  | 0 | 0 | 0 | 0 | 0 | 0
|  |  | 0 | 0 |  | 0 | 0 | 0 | 0 | 0 |  | 0 | 0 | 0 | 0 | 0 |  | 0 | 0 | 0 | 0 | 0 |  | 0 | 0 | 0 | 0 | 0 |  | 0 | 0 | 0 | 0 | 0 |  | 0 | 0 | 0 | 0 | 0 | [22 empty] | 0 | 0 | 0 | 0 | 0 | 0 |  | 0 | 0 | 0 | 0 | 0 | 0 |  | 0 | 0 | 0 | 0 | 0 | 0 |  | 0 | 0 | 0 | 0 | 0 | 0 |  | 0 | 0 | 0 | 0 | 0 | 0 |  | 0 | 0 | 0 | 0 | 0 | 0
| [Please insert new asset category as required] |  | 0 | 0 | C1 | 0 | 0 | 0 | 0 | 0 | 0 | 0 | 0 | 0 | 0 | 0 | 0 | 0 | 0 | 0 | 0 | 0 | 0 | 0 | 0 | 0 | 0 | 0 | 0 | 0 | 0 | 0 | 0 | 0 | 0 | 0 | 0 | 0 | 0 | 0 | 0 |  |  | C1 | 0 | 0 | 0 | 0 | 0 | C1 | 0 | 0 | 0 | 0 | 0 | C1 | [5 empty] | C1 | [5 empty] | 0 | [6 empty] | 0 | [6 empty] | 0 | [6 empty] | 0 | [6 empty] | 0 | [6 empty] | 0
|  |  | 0 | 0 | C2 | 0 | 0 | 0 | 0 | 0 | 0 | 0 | 0 | 0 | 0 | 0 | 0 | 0 | 0 | 0 | 0 | 0 | 0 | 0 | 0 | 0 | 0 | 0 | 0 | 0 | 0 | 0 | 0 | 0 | 0 | 0 | 0 | 0 | 0 | 0 | 0 |  |  | C2 | 0 | 0 | 0 | 0 | 0 | C2 | 0 | 0 | 0 | 0 | 0 | C2 | [5 empty] | C2 | [5 empty] | 0 | [6 empty] | 0 | [6 empty] | 0 | [6 empty] | 0 | [6 empty] | 0 | [6 empty] | 0
|  |  | 0 | 0 | C3 | 0 | 0 | 0 | 0 | 0 | 0 | 0 | 0 | 0 | 0 | 0 | 0 | 0 | 0 | 0 | 0 | 0 | 0 | 0 | 0 | 0 | 0 | 0 | 0 | 0 | 0 | 0 | 0 | 0 | 0 | 0 | 0 | 0 | 0 | 0 | 0 |  |  | C3 | 0 | 0 | 0 | 0 | 0 | C3 | 0 | 0 | 0 | 0 | 0 | C3 | [5 empty] | C3 | [5 empty] | 0 | [6 empty] | 0 | [6 empty] | 0 | [6 empty] | 0 | [6 empty] | 0 | [6 empty] | 0
|  |  | 0 | 0 | C4 | 0 | 0 | 0 | 0 | 0 | 0 | 0 | 0 | 0 | 0 | 0 | 0 | 0 | 0 | 0 | 0 | 0 | 0 | 0 | 0 | 0 | 0 | 0 | 0 | 0 | 0 | 0 | 0 | 0 | 0 | 0 | 0 | 0 | 0 | 0 | 0 |  |  | C4 | 0 | 0 | 0 | 0 | 0 | C4 | 0 | 0 | 0 | 0 | 0 | C4 | [5 empty] | C4 | [5 empty] | 0 | [6 empty] | 0 | [6 empty] | 0 | [6 empty] | 0 | [6 empty] | 0 | [6 empty] | 0
|  |  | 0 | 0 |  | 0 | 0 | 0 | 0 | 0 |  | 0 | 0 | 0 | 0 | 0 |  | 0 | 0 | 0 | 0 | 0 |  | 0 | 0 | 0 | 0 | 0 |  | 0 | 0 | 0 | 0 | 0 |  | 0 | 0 | 0 | 0 | 0 | [22 empty] | 0 | 0 | 0 | 0 | 0 | 0 |  | 0 | 0 | 0 | 0 | 0 | 0 |  | 0 | 0 | 0 | 0 | 0 | 0 |  | 0 | 0 | 0 | 0 | 0 | 0 |  | 0 | 0 | 0 | 0 | 0 | 0 |  | 0 | 0 | 0 | 0 | 0 | 0
| [Please insert new asset category as required] |  | 0 | 0 | C1 | 0 | 0 | 0 | 0 | 0 | 0 | 0 | 0 | 0 | 0 | 0 | 0 | 0 | 0 | 0 | 0 | 0 | 0 | 0 | 0 | 0 | 0 | 0 | 0 | 0 | 0 | 0 | 0 | 0 | 0 | 0 | 0 | 0 | 0 | 0 | 0 |  |  | C1 | 0 | 0 | 0 | 0 | 0 | C1 | 0 | 0 | 0 | 0 | 0 | C1 | [5 empty] | C1 | [5 empty] | 0 | [6 empty] | 0 | [6 empty] | 0 | [6 empty] | 0 | [6 empty] | 0 | [6 empty] | 0
|  |  | 0 | 0 | C2 | 0 | 0 | 0 | 0 | 0 | 0 | 0 | 0 | 0 | 0 | 0 | 0 | 0 | 0 | 0 | 0 | 0 | 0 | 0 | 0 | 0 | 0 | 0 | 0 | 0 | 0 | 0 | 0 | 0 | 0 | 0 | 0 | 0 | 0 | 0 | 0 |  |  | C2 | 0 | 0 | 0 | 0 | 0 | C2 | 0 | 0 | 0 | 0 | 0 | C2 | [5 empty] | C2 | [5 empty] | 0 | [6 empty] | 0 | [6 empty] | 0 | [6 empty] | 0 | [6 empty] | 0 | [6 empty] | 0
|  |  | 0 | 0 | C3 | 0 | 0 | 0 | 0 | 0 | 0 | 0 | 0 | 0 | 0 | 0 | 0 | 0 | 0 | 0 | 0 | 0 | 0 | 0 | 0 | 0 | 0 | 0 | 0 | 0 | 0 | 0 | 0 | 0 | 0 | 0 | 0 | 0 | 0 | 0 | 0 |  |  | C3 | 0 | 0 | 0 | 0 | 0 | C3 | 0 | 0 | 0 | 0 | 0 | C3 | [5 empty] | C3 | [5 empty] | 0 | [6 empty] | 0 | [6 empty] | 0 | [6 empty] | 0 | [6 empty] | 0 | [6 empty] | 0
|  |  | 0 | 0 | C4 | 0 | 0 | 0 | 0 | 0 | 0 | 0 | 0 | 0 | 0 | 0 | 0 | 0 | 0 | 0 | 0 | 0 | 0 | 0 | 0 | 0 | 0 | 0 | 0 | 0 | 0 | 0 | 0 | 0 | 0 | 0 | 0 | 0 | 0 | 0 | 0 |  |  | C4 | 0 | 0 | 0 | 0 | 0 | C4 | 0 | 0 | 0 | 0 | 0 | C4 | [5 empty] | C4 | [5 empty] | 0 | [6 empty] | 0 | [6 empty] | 0 | [6 empty] | 0 | [6 empty] | 0 | [6 empty] | 0
|  |  | 0 | 0 |  | 0 | 0 | 0 | 0 | 0 |  | 0 | 0 | 0 | 0 | 0 |  | 0 | 0 | 0 | 0 | 0 |  | 0 | 0 | 0 | 0 | 0 |  | 0 | 0 | 0 | 0 | 0 |  | 0 | 0 | 0 | 0 | 0 | [22 empty] | 0 | 0 | 0 | 0 | 0 | 0 |  | 0 | 0 | 0 | 0 | 0 | 0 |  | 0 | 0 | 0 | 0 | 0 | 0 |  | 0 | 0 | 0 | 0 | 0 | 0 |  | 0 | 0 | 0 | 0 | 0 | 0 |  | 0 | 0 | 0 | 0 | 0 | 0
| [Please insert new asset category as required] |  | 0 | 0 | C1 | 0 | 0 | 0 | 0 | 0 | 0 | 0 | 0 | 0 | 0 | 0 | 0 | 0 | 0 | 0 | 0 | 0 | 0 | 0 | 0 | 0 | 0 | 0 | 0 | 0 | 0 | 0 | 0 | 0 | 0 | 0 | 0 | 0 | 0 | 0 | 0 |  |  | C1 | 0 | 0 | 0 | 0 | 0 | C1 | 0 | 0 | 0 | 0 | 0 | C1 | [5 empty] | C1 | [5 empty] | 0 | [6 empty] | 0 | [6 empty] | 0 | [6 empty] | 0 | [6 empty] | 0 | [6 empty] | 0
|  |  | 0 | 0 | C2 | 0 | 0 | 0 | 0 | 0 | 0 | 0 | 0 | 0 | 0 | 0 | 0 | 0 | 0 | 0 | 0 | 0 | 0 | 0 | 0 | 0 | 0 | 0 | 0 | 0 | 0 | 0 | 0 | 0 | 0 | 0 | 0 | 0 | 0 | 0 | 0 |  |  | C2 | 0 | 0 | 0 | 0 | 0 | C2 | 0 | 0 | 0 | 0 | 0 | C2 | [5 empty] | C2 | [5 empty] | 0 | [6 empty] | 0 | [6 empty] | 0 | [6 empty] | 0 | [6 empty] | 0 | [6 empty] | 0
|  |  | 0 | 0 | C3 | 0 | 0 | 0 | 0 | 0 | 0 | 0 | 0 | 0 | 0 | 0 | 0 | 0 | 0 | 0 | 0 | 0 | 0 | 0 | 0 | 0 | 0 | 0 | 0 | 0 | 0 | 0 | 0 | 0 | 0 | 0 | 0 | 0 | 0 | 0 | 0 |  |  | C3 | 0 | 0 | 0 | 0 | 0 | C3 | 0 | 0 | 0 | 0 | 0 | C3 | [5 empty] | C3 | [5 empty] | 0 | [6 empty] | 0 | [6 empty] | 0 | [6 empty] | 0 | [6 empty] | 0 | [6 empty] | 0
|  |  | 0 | 0 | C4 | 0 | 0 | 0 | 0 | 0 | 0 | 0 | 0 | 0 | 0 | 0 | 0 | 0 | 0 | 0 | 0 | 0 | 0 | 0 | 0 | 0 | 0 | 0 | 0 | 0 | 0 | 0 | 0 | 0 | 0 | 0 | 0 | 0 | 0 | 0 | 0 |  |  | C4 | 0 | 0 | 0 | 0 | 0 | C4 | 0 | 0 | 0 | 0 | 0 | C4 | [5 empty] | C4 | [5 empty] | 0 | [6 empty] | 0 | [6 empty] | 0 | [6 empty] | 0 | [6 empty] | 0 | [6 empty] | 0
|  |  | 0 | 0 |  | 0 | 0 | 0 | 0 | 0 |  | 0 | 0 | 0 | 0 | 0 |  | 0 | 0 | 0 | 0 | 0 |  | 0 | 0 | 0 | 0 | 0 |  | 0 | 0 | 0 | 0 | 0 |  | 0 | 0 | 0 | 0 | 0 | [22 empty] | 0 | 0 | 0 | 0 | 0 | 0 |  | 0 | 0 | 0 | 0 | 0 | 0 |  | 0 | 0 | 0 | 0 | 0 | 0 |  | 0 | 0 | 0 | 0 | 0 | 0 |  | 0 | 0 | 0 | 0 | 0 | 0 |  | 0 | 0 | 0 | 0 | 0 | 0
| [Please insert new asset category as required] |  | 0 | 0 | C1 | 0 | 0 | 0 | 0 | 0 | 0 | 0 | 0 | 0 | 0 | 0 | 0 | 0 | 0 | 0 | 0 | 0 | 0 | 0 | 0 | 0 | 0 | 0 | 0 | 0 | 0 | 0 | 0 | 0 | 0 | 0 | 0 | 0 | 0 | 0 | 0 |  |  | C1 | 0 | 0 | 0 | 0 | 0 | C1 | 0 | 0 | 0 | 0 | 0 | C1 | [5 empty] | C1 | [5 empty] | 0 | [6 empty] | 0 | [6 empty] | 0 | [6 empty] | 0 | [6 empty] | 0 | [6 empty] | 0
|  |  | 0 | 0 | C2 | 0 | 0 | 0 | 0 | 0 | 0 | 0 | 0 | 0 | 0 | 0 | 0 | 0 | 0 | 0 | 0 | 0 | 0 | 0 | 0 | 0 | 0 | 0 | 0 | 0 | 0 | 0 | 0 | 0 | 0 | 0 | 0 | 0 | 0 | 0 | 0 |  |  | C2 | 0 | 0 | 0 | 0 | 0 | C2 | 0 | 0 | 0 | 0 | 0 | C2 | [5 empty] | C2 | [5 empty] | 0 | [6 empty] | 0 | [6 empty] | 0 | [6 empty] | 0 | [6 empty] | 0 | [6 empty] | 0
|  |  | 0 | 0 | C3 | 0 | 0 | 0 | 0 | 0 | 0 | 0 | 0 | 0 | 0 | 0 | 0 | 0 | 0 | 0 | 0 | 0 | 0 | 0 | 0 | 0 | 0 | 0 | 0 | 0 | 0 | 0 | 0 | 0 | 0 | 0 | 0 | 0 | 0 | 0 | 0 |  |  | C3 | 0 | 0 | 0 | 0 | 0 | C3 | 0 | 0 | 0 | 0 | 0 | C3 | [5 empty] | C3 | [5 empty] | 0 | [6 empty] | 0 | [6 empty] | 0 | [6 empty] | 0 | [6 empty] | 0 | [6 empty] | 0
|  |  | 0 | 0 | C4 | 0 | 0 | 0 | 0 | 0 | 0 | 0 | 0 | 0 | 0 | 0 | 0 | 0 | 0 | 0 | 0 | 0 | 0 | 0 | 0 | 0 | 0 | 0 | 0 | 0 | 0 | 0 | 0 | 0 | 0 | 0 | 0 | 0 | 0 | 0 | 0 |  |  | C4 | 0 | 0 | 0 | 0 | 0 | C4 | 0 | 0 | 0 | 0 | 0 | C4 | [5 empty] | C4 | [5 empty] | 0 | [6 empty] | 0 | [6 empty] | 0 | [6 empty] | 0 | [6 empty] | 0 | [6 empty] | 0
|  |  | 0 | 0 |  | 0 | 0 | 0 | 0 | 0 |  | 0 | 0 | 0 | 0 | 0 |  | 0 | 0 | 0 | 0 | 0 |  | 0 | 0 | 0 | 0 | 0 |  | 0 | 0 | 0 | 0 | 0 |  | 0 | 0 | 0 | 0 | 0 | [22 empty] | 0 | 0 | 0 | 0 | 0 | 0 |  | 0 | 0 | 0 | 0 | 0 | 0 |  | 0 | 0 | 0 | 0 | 0 | 0 |  | 0 | 0 | 0 | 0 | 0 | 0 |  | 0 | 0 | 0 | 0 | 0 | 0 |  | 0 | 0 | 0 | 0 | 0 | 0
| [Please insert new asset category as required] |  | 0 | 0 | C1 | 0 | 0 | 0 | 0 | 0 | 0 | 0 | 0 | 0 | 0 | 0 | 0 | 0 | 0 | 0 | 0 | 0 | 0 | 0 | 0 | 0 | 0 | 0 | 0 | 0 | 0 | 0 | 0 | 0 | 0 | 0 | 0 | 0 | 0 | 0 | 0 |  |  | C1 | 0 | 0 | 0 | 0 | 0 | C1 | 0 | 0 | 0 | 0 | 0 | C1 | [5 empty] | C1 | [5 empty] | 0 | [6 empty] | 0 | [6 empty] | 0 | [6 empty] | 0 | [6 empty] | 0 | [6 empty] | 0
|  |  | 0 | 0 | C2 | 0 | 0 | 0 | 0 | 0 | 0 | 0 | 0 | 0 | 0 | 0 | 0 | 0 | 0 | 0 | 0 | 0 | 0 | 0 | 0 | 0 | 0 | 0 | 0 | 0 | 0 | 0 | 0 | 0 | 0 | 0 | 0 | 0 | 0 | 0 | 0 |  |  | C2 | 0 | 0 | 0 | 0 | 0 | C2 | 0 | 0 | 0 | 0 | 0 | C2 | [5 empty] | C2 | [5 empty] | 0 | [6 empty] | 0 | [6 empty] | 0 | [6 empty] | 0 | [6 empty] | 0 | [6 empty] | 0
|  |  | 0 | 0 | C3 | 0 | 0 | 0 | 0 | 0 | 0 | 0 | 0 | 0 | 0 | 0 | 0 | 0 | 0 | 0 | 0 | 0 | 0 | 0 | 0 | 0 | 0 | 0 | 0 | 0 | 0 | 0 | 0 | 0 | 0 | 0 | 0 | 0 | 0 | 0 | 0 |  |  | C3 | 0 | 0 | 0 | 0 | 0 | C3 | 0 | 0 | 0 | 0 | 0 | C3 | [5 empty] | C3 | [5 empty] | 0 | [6 empty] | 0 | [6 empty] | 0 | [6 empty] | 0 | [6 empty] | 0 | [6 empty] | 0
|  |  | 0 | 0 | C4 | 0 | 0 | 0 | 0 | 0 | 0 | 0 | 0 | 0 | 0 | 0 | 0 | 0 | 0 | 0 | 0 | 0 | 0 | 0 | 0 | 0 | 0 | 0 | 0 | 0 | 0 | 0 | 0 | 0 | 0 | 0 | 0 | 0 | 0 | 0 | 0 |  |  | C4 | 0 | 0 | 0 | 0 | 0 | C4 | 0 | 0 | 0 | 0 | 0 | C4 | [5 empty] | C4 | [5 empty] | 0 | [6 empty] | 0 | [6 empty] | 0 | [6 empty] | 0 | [6 empty] | 0 | [6 empty] | 0
|  |  | 0 | 0 |  | 0 | 0 | 0 | 0 | 0 |  | 0 | 0 | 0 | 0 | 0 |  | 0 | 0 | 0 | 0 | 0 |  | 0 | 0 | 0 | 0 | 0 |  | 0 | 0 | 0 | 0 | 0 |  | 0 | 0 | 0 | 0 | 0 | [22 empty] | 0 | 0 | 0 | 0 | 0 | 0 |  | 0 | 0 | 0 | 0 | 0 | 0 |  | 0 | 0 | 0 | 0 | 0 | 0 |  | 0 | 0 | 0 | 0 | 0 | 0 |  | 0 | 0 | 0 | 0 | 0 | 0 |  | 0 | 0 | 0 | 0 | 0 | 0
[63 empty] | 22284071.5941 | 41780159.5523 | 240329662.3533 | 191856628.0971 | 91719323.0749 | 587969844.6716 |  | 24004371.8409 | 41364950.7037 | 239454753.6723 | 179551959.6489 | 84327905.0471 | 568703940.9129 |  | 20794212.1215 | 45482883.8674 | 220471489.2722 | 223923334.6601 | 132067462.398 | 642739382.3193 |  | 22480820.2363 | 54346616.8005 | 216712937.2943 | 183953098.879 | 87897248.179 | 565390721.3892 |  | 17574111.3376 | 49536895.3464 | 201458305.5013 | 268710260.0539 | 180041593.6435 | 717321165.8826 |  | 21553715.797 | 67215345.4077 | 193580407.3401 | 187170020.9152 | 78417741.4238 | 547937230.8838
| 132kV Network | [66 empty] | 0 | [6 empty] | 0 | [6 empty] | 0 | [6 empty] | 0 | [6 empty] | 0 | [6 empty] | 0
| 132kV CBs |  | 0 | 0 | C1 | 0 | 0 | 0 | 0 | 0 | 0 | 0 | 0 | 0 | 0 | 0 | 0 | 0 | 0 | 0 | 0 | 0 | 0 | 0 | 0 | 0 | 0 | 0 | 0 | 0 | 0 | 0 | 0 | 0 | 0 | 0 | 0 | 0 | 0 | 0 | 0 |  |  | C1 | 0 | 0 | 0 | 0 | 0 | C1 | 0 | 0 | 0 | 0 | 0 | C1 | [5 empty] | C1 | [5 empty] | 0 | [6 empty] | 0 | [6 empty] | 0 | [6 empty] | 0 | [6 empty] | 0 | [6 empty] | 0
|  |  | 0 | 0 | C2 | 0 | 0 | 0 | 0 | 0 | 0 | 0 | 0 | 0 | 0 | 0 | 0 | 0 | 0 | 0 | 0 | 0 | 0 | 0 | 0 | 0 | 0 | 0 | 0 | 0 | 0 | 0 | 0 | 0 | 0 | 0 | 0 | 0 | 0 | 0 | 0 |  |  | C2 | 0 | 0 | 0 | 0 | 0 | C2 | 0 | 0 | 0 | 0 | 0 | C2 | [5 empty] | C2 | [5 empty] | 0 | [6 empty] | 0 | [6 empty] | 0 | [6 empty] | 0 | [6 empty] | 0 | [6 empty] | 0
|  |  | 0 | 0 | C3 | 0 | 0 | 0 | 0 | 0 | 0 | 0 | 0 | 0 | 0 | 0 | 0 | 0 | 0 | 0 | 0 | 0 | 0 | 0 | 0 | 0 | 0 | 0 | 0 | 0 | 0 | 0 | 0 | 0 | 0 | 0 | 0 | 0 | 0 | 0 | 0 |  |  | C3 | 0 | 0 | 0 | 0 | 0 | C3 | 0 | 0 | 0 | 0 | 0 | C3 | [5 empty] | C3 | [5 empty] | 0 | [6 empty] | 0 | [6 empty] | 0 | [6 empty] | 0 | [6 empty] | 0 | [6 empty] | 0
|  |  | 0 | 0 | C4 | 0 | 0 | 0 | 0 | 0 | 0 | 0 | 0 | 0 | 0 | 0 | 0 | 0 | 0 | 0 | 0 | 0 | 0 | 0 | 0 | 0 | 0 | 0 | 0 | 0 | 0 | 0 | 0 | 0 | 0 | 0 | 0 | 0 | 0 | 0 | 0 |  |  | C4 | 0 | 0 | 0 | 0 | 0 | C4 | 0 | 0 | 0 | 0 | 0 | C4 | [5 empty] | C4 | [5 empty] | 0 | [6 empty] | 0 | [6 empty] | 0 | [6 empty] | 0 | [6 empty] | 0 | [6 empty] | 0
|  |  | 0 | 0 |  | 0 | 0 | 0 | 0 | 0 |  | 0 | 0 | 0 | 0 | 0 |  | 0 | 0 | 0 | 0 | 0 |  | 0 | 0 | 0 | 0 | 0 |  | 0 | 0 | 0 | 0 | 0 |  | 0 | 0 | 0 | 0 | 0 | [22 empty] | 0 | 0 | 0 | 0 | 0 | 0 |  | 0 | 0 | 0 | 0 | 0 | 0 |  | 0 | 0 | 0 | 0 | 0 | 0 |  | 0 | 0 | 0 | 0 | 0 | 0 |  | 0 | 0 | 0 | 0 | 0 | 0 |  | 0 | 0 | 0 | 0 | 0 | 0
| 132kV Transformer |  | 0 | 0 | C1 | 0 | 0 | 0 | 0 | 0 | 0 | 0 | 0 | 0 | 0 | 0 | 0 | 0 | 0 | 0 | 0 | 0 | 0 | 0 | 0 | 0 | 0 | 0 | 0 | 0 | 0 | 0 | 0 | 0 | 0 | 0 | 0 | 0 | 0 | 0 | 0 |  |  | C1 | 0 | 0 | 0 | 0 | 0 | C1 | 0 | 0 | 0 | 0 | 0 | C1 | [5 empty] | C1 | [5 empty] | 0 | [6 empty] | 0 | [6 empty] | 0 | [6 empty] | 0 | [6 empty] | 0 | [6 empty] | 0
|  |  | 0 | 0 | C2 | 0 | 0 | 0 | 0 | 0 | 0 | 0 | 0 | 0 | 0 | 0 | 0 | 0 | 0 | 0 | 0 | 0 | 0 | 0 | 0 | 0 | 0 | 0 | 0 | 0 | 0 | 0 | 0 | 0 | 0 | 0 | 0 | 0 | 0 | 0 | 0 |  |  | C2 | 0 | 0 | 0 | 0 | 0 | C2 | 0 | 0 | 0 | 0 | 0 | C2 | [5 empty] | C2 | [5 empty] | 0 | [6 empty] | 0 | [6 empty] | 0 | [6 empty] | 0 | [6 empty] | 0 | [6 empty] | 0
|  |  | 0 | 0 | C3 | 0 | 0 | 0 | 0 | 0 | 0 | 0 | 0 | 0 | 0 | 0 | 0 | 0 | 0 | 0 | 0 | 0 | 0 | 0 | 0 | 0 | 0 | 0 | 0 | 0 | 0 | 0 | 0 | 0 | 0 | 0 | 0 | 0 | 0 | 0 | 0 |  |  | C3 | 0 | 0 | 0 | 0 | 0 | C3 | 0 | 0 | 0 | 0 | 0 | C3 | [5 empty] | C3 | [5 empty] | 0 | [6 empty] | 0 | [6 empty] | 0 | [6 empty] | 0 | [6 empty] | 0 | [6 empty] | 0
|  |  | 0 | 0 | C4 | 0 | 0 | 0 | 0 | 0 | 0 | 0 | 0 | 0 | 0 | 0 | 0 | 0 | 0 | 0 | 0 | 0 | 0 | 0 | 0 | 0 | 0 | 0 | 0 | 0 | 0 | 0 | 0 | 0 | 0 | 0 | 0 | 0 | 0 | 0 | 0 |  |  | C4 | 0 | 0 | 0 | 0 | 0 | C4 | 0 | 0 | 0 | 0 | 0 | C4 | [5 empty] | C4 | [5 empty] | 0 | [6 empty] | 0 | [6 empty] | 0 | [6 empty] | 0 | [6 empty] | 0 | [6 empty] | 0
|  |  | 0 | 0 |  | 0 | 0 | 0 | 0 | 0 |  | 0 | 0 | 0 | 0 | 0 |  | 0 | 0 | 0 | 0 | 0 |  | 0 | 0 | 0 | 0 | 0 |  | 0 | 0 | 0 | 0 | 0 |  | 0 | 0 | 0 | 0 | 0 | [22 empty] | 0 | 0 | 0 | 0 | 0 | 0 |  | 0 | 0 | 0 | 0 | 0 | 0 |  | 0 | 0 | 0 | 0 | 0 | 0 |  | 0 | 0 | 0 | 0 | 0 | 0 |  | 0 | 0 | 0 | 0 | 0 | 0 |  | 0 | 0 | 0 | 0 | 0 | 0
| 132kV UG Cable (Gas) |  | 0 | 0 | C1 | 0 | 0 | 0 | 0 | 0 | 0 | 0 | 0 | 0 | 0 | 0 | 0 | 0 | 0 | 0 | 0 | 0 | 0 | 0 | 0 | 0 | 0 | 0 | 0 | 0 | 0 | 0 | 0 | 0 | 0 | 0 | 0 | 0 | 0 | 0 | 0 |  |  | C1 | 0 | 0 | 0 | 0 | 0 | C1 | 0 | 0 | 0 | 0 | 0 | C1 | [5 empty] | C1 | [5 empty] | 0 | [6 empty] | 0 | [6 empty] | 0 | [6 empty] | 0 | [6 empty] | 0 | [6 empty] | 0
|  |  | 0 | 0 | C2 | 0 | 0 | 0 | 0 | 0 | 0 | 0 | 0 | 0 | 0 | 0 | 0 | 0 | 0 | 0 | 0 | 0 | 0 | 0 | 0 | 0 | 0 | 0 | 0 | 0 | 0 | 0 | 0 | 0 | 0 | 0 | 0 | 0 | 0 | 0 | 0 |  |  | C2 | 0 | 0 | 0 | 0 | 0 | C2 | 0 | 0 | 0 | 0 | 0 | C2 | [5 empty] | C2 | [5 empty] | 0 | [6 empty] | 0 | [6 empty] | 0 | [6 empty] | 0 | [6 empty] | 0 | [6 empty] | 0
|  |  | 0 | 0 | C3 | 0 | 0 | 0 | 0 | 0 | 0 | 0 | 0 | 0 | 0 | 0 | 0 | 0 | 0 | 0 | 0 | 0 | 0 | 0 | 0 | 0 | 0 | 0 | 0 | 0 | 0 | 0 | 0 | 0 | 0 | 0 | 0 | 0 | 0 | 0 | 0 |  |  | C3 | 0 | 0 | 0 | 0 | 0 | C3 | 0 | 0 | 0 | 0 | 0 | C3 | [5 empty] | C3 | [5 empty] | 0 | [6 empty] | 0 | [6 empty] | 0 | [6 empty] | 0 | [6 empty] | 0 | [6 empty] | 0
|  |  | 0 | 0 | C4 | 0 | 0 | 0 | 0 | 0 | 0 | 0 | 0 | 0 | 0 | 0 | 0 | 0 | 0 | 0 | 0 | 0 | 0 | 0 | 0 | 0 | 0 | 0 | 0 | 0 | 0 | 0 | 0 | 0 | 0 | 0 | 0 | 0 | 0 | 0 | 0 |  |  | C4 | 0 | 0 | 0 | 0 | 0 | C4 | 0 | 0 | 0 | 0 | 0 | C4 | [5 empty] | C4 | [5 empty] | 0 | [6 empty] | 0 | [6 empty] | 0 | [6 empty] | 0 | [6 empty] | 0 | [6 empty] | 0
|  |  | 0 | 0 |  | 0 | 0 | 0 | 0 | 0 |  | 0 | 0 | 0 | 0 | 0 |  | 0 | 0 | 0 | 0 | 0 |  | 0 | 0 | 0 | 0 | 0 |  | 0 | 0 | 0 | 0 | 0 |  | 0 | 0 | 0 | 0 | 0 | [22 empty] | 0 | 0 | 0 | 0 | 0 | 0 |  | 0 | 0 | 0 | 0 | 0 | 0 |  | 0 | 0 | 0 | 0 | 0 | 0 |  | 0 | 0 | 0 | 0 | 0 | 0 |  | 0 | 0 | 0 | 0 | 0 | 0 |  | 0 | 0 | 0 | 0 | 0 | 0
| 132kV UG Cable (Oil) |  | 0 | 0 | C1 | 0 | 0 | 0 | 0 | 0 | 0 | 0 | 0 | 0 | 0 | 0 | 0 | 0 | 0 | 0 | 0 | 0 | 0 | 0 | 0 | 0 | 0 | 0 | 0 | 0 | 0 | 0 | 0 | 0 | 0 | 0 | 0 | 0 | 0 | 0 | 0 |  |  | C1 | 0 | 0 | 0 | 0 | 0 | C1 | 0 | 0 | 0 | 0 | 0 | C1 | [5 empty] | C1 | [5 empty] | 0 | [6 empty] | 0 | [6 empty] | 0 | [6 empty] | 0 | [6 empty] | 0 | [6 empty] | 0
|  |  | 0 | 0 | C2 | 0 | 0 | 0 | 0 | 0 | 0 | 0 | 0 | 0 | 0 | 0 | 0 | 0 | 0 | 0 | 0 | 0 | 0 | 0 | 0 | 0 | 0 | 0 | 0 | 0 | 0 | 0 | 0 | 0 | 0 | 0 | 0 | 0 | 0 | 0 | 0 |  |  | C2 | 0 | 0 | 0 | 0 | 0 | C2 | 0 | 0 | 0 | 0 | 0 | C2 | [5 empty] | C2 | [5 empty] | 0 | [6 empty] | 0 | [6 empty] | 0 | [6 empty] | 0 | [6 empty] | 0 | [6 empty] | 0
|  |  | 0 | 0 | C3 | 0 | 0 | 0 | 0 | 0 | 0 | 0 | 0 | 0 | 0 | 0 | 0 | 0 | 0 | 0 | 0 | 0 | 0 | 0 | 0 | 0 | 0 | 0 | 0 | 0 | 0 | 0 | 0 | 0 | 0 | 0 | 0 | 0 | 0 | 0 | 0 |  |  | C3 | 0 | 0 | 0 | 0 | 0 | C3 | 0 | 0 | 0 | 0 | 0 | C3 | [5 empty] | C3 | [5 empty] | 0 | [6 empty] | 0 | [6 empty] | 0 | [6 empty] | 0 | [6 empty] | 0 | [6 empty] | 0
|  |  | 0 | 0 | C4 | 0 | 0 | 0 | 0 | 0 | 0 | 0 | 0 | 0 | 0 | 0 | 0 | 0 | 0 | 0 | 0 | 0 | 0 | 0 | 0 | 0 | 0 | 0 | 0 | 0 | 0 | 0 | 0 | 0 | 0 | 0 | 0 | 0 | 0 | 0 | 0 |  |  | C4 | 0 | 0 | 0 | 0 | 0 | C4 | 0 | 0 | 0 | 0 | 0 | C4 | [5 empty] | C4 | [5 empty] | 0 | [6 empty] | 0 | [6 empty] | 0 | [6 empty] | 0 | [6 empty] | 0 | [6 empty] | 0
|  |  | 0 | 0 |  | 0 | 0 | 0 | 0 | 0 |  | 0 | 0 | 0 | 0 | 0 |  | 0 | 0 | 0 | 0 | 0 |  | 0 | 0 | 0 | 0 | 0 |  | 0 | 0 | 0 | 0 | 0 |  | 0 | 0 | 0 | 0 | 0 | [22 empty] | 0 | 0 | 0 | 0 | 0 | 0 |  | 0 | 0 | 0 | 0 | 0 | 0 |  | 0 | 0 | 0 | 0 | 0 | 0 |  | 0 | 0 | 0 | 0 | 0 | 0 |  | 0 | 0 | 0 | 0 | 0 | 0 |  | 0 | 0 | 0 | 0 | 0 | 0
| 132kV UG Cable (Non Pressurised) |  | 0 | 0 | C1 | 0 | 0 | 0 | 0 | 0 | 0 | 0 | 0 | 0 | 0 | 0 | 0 | 0 | 0 | 0 | 0 | 0 | 0 | 0 | 0 | 0 | 0 | 0 | 0 | 0 | 0 | 0 | 0 | 0 | 0 | 0 | 0 | 0 | 0 | 0 | 0 |  |  | C1 | 0 | 0 | 0 | 0 | 0 | C1 | 0 | 0 | 0 | 0 | 0 | C1 | [5 empty] | C1 | [5 empty] | 0 | [6 empty] | 0 | [6 empty] | 0 | [6 empty] | 0 | [6 empty] | 0 | [6 empty] | 0
|  |  | 0 | 0 | C2 | 0 | 0 | 0 | 0 | 0 | 0 | 0 | 0 | 0 | 0 | 0 | 0 | 0 | 0 | 0 | 0 | 0 | 0 | 0 | 0 | 0 | 0 | 0 | 0 | 0 | 0 | 0 | 0 | 0 | 0 | 0 | 0 | 0 | 0 | 0 | 0 |  |  | C2 | 0 | 0 | 0 | 0 | 0 | C2 | 0 | 0 | 0 | 0 | 0 | C2 | [5 empty] | C2 | [5 empty] | 0 | [6 empty] | 0 | [6 empty] | 0 | [6 empty] | 0 | [6 empty] | 0 | [6 empty] | 0
|  |  | 0 | 0 | C3 | 0 | 0 | 0 | 0 | 0 | 0 | 0 | 0 | 0 | 0 | 0 | 0 | 0 | 0 | 0 | 0 | 0 | 0 | 0 | 0 | 0 | 0 | 0 | 0 | 0 | 0 | 0 | 0 | 0 | 0 | 0 | 0 | 0 | 0 | 0 | 0 |  |  | C3 | 0 | 0 | 0 | 0 | 0 | C3 | 0 | 0 | 0 | 0 | 0 | C3 | [5 empty] | C3 | [5 empty] | 0 | [6 empty] | 0 | [6 empty] | 0 | [6 empty] | 0 | [6 empty] | 0 | [6 empty] | 0
|  |  | 0 | 0 | C4 | 0 | 0 | 0 | 0 | 0 | 0 | 0 | 0 | 0 | 0 | 0 | 0 | 0 | 0 | 0 | 0 | 0 | 0 | 0 | 0 | 0 | 0 | 0 | 0 | 0 | 0 | 0 | 0 | 0 | 0 | 0 | 0 | 0 | 0 | 0 | 0 |  |  | C4 | 0 | 0 | 0 | 0 | 0 | C4 | 0 | 0 | 0 | 0 | 0 | C4 | [5 empty] | C4 | [5 empty] | 0 | [6 empty] | 0 | [6 empty] | 0 | [6 empty] | 0 | [6 empty] | 0 | [6 empty] | 0
|  |  | 0 | 0 |  | 0 | 0 | 0 | 0 | 0 |  | 0 | 0 | 0 | 0 | 0 |  | 0 | 0 | 0 | 0 | 0 |  | 0 | 0 | 0 | 0 | 0 |  | 0 | 0 | 0 | 0 | 0 |  | 0 | 0 | 0 | 0 | 0 | [22 empty] | 0 | 0 | 0 | 0 | 0 | 0 |  | 0 | 0 | 0 | 0 | 0 | 0 |  | 0 | 0 | 0 | 0 | 0 | 0 |  | 0 | 0 | 0 | 0 | 0 | 0 |  | 0 | 0 | 0 | 0 | 0 | 0 |  | 0 | 0 | 0 | 0 | 0 | 0
| 132kV OHL Support - Tower |  | 0 | 0 | C1 | 0 | 0 | 0 | 0 | 0 | 0 | 0 | 0 | 0 | 0 | 0 | 0 | 0 | 0 | 0 | 0 | 0 | 0 | 0 | 0 | 0 | 0 | 0 | 0 | 0 | 0 | 0 | 0 | 0 | 0 | 0 | 0 | 0 | 0 | 0 | 0 |  |  | C1 | 0 | 0 | 0 | 0 | 0 | C1 | 0 | 0 | 0 | 0 | 0 | C1 | [5 empty] | C1 | [5 empty] | 0 | [6 empty] | 0 | [6 empty] | 0 | [6 empty] | 0 | [6 empty] | 0 | [6 empty] | 0
|  |  | 0 | 0 | C2 | 0 | 0 | 0 | 0 | 0 | 0 | 0 | 0 | 0 | 0 | 0 | 0 | 0 | 0 | 0 | 0 | 0 | 0 | 0 | 0 | 0 | 0 | 0 | 0 | 0 | 0 | 0 | 0 | 0 | 0 | 0 | 0 | 0 | 0 | 0 | 0 |  |  | C2 | 0 | 0 | 0 | 0 | 0 | C2 | 0 | 0 | 0 | 0 | 0 | C2 | [5 empty] | C2 | [5 empty] | 0 | [6 empty] | 0 | [6 empty] | 0 | [6 empty] | 0 | [6 empty] | 0 | [6 empty] | 0
|  |  | 0 | 0 | C3 | 0 | 0 | 0 | 0 | 0 | 0 | 0 | 0 | 0 | 0 | 0 | 0 | 0 | 0 | 0 | 0 | 0 | 0 | 0 | 0 | 0 | 0 | 0 | 0 | 0 | 0 | 0 | 0 | 0 | 0 | 0 | 0 | 0 | 0 | 0 | 0 |  |  | C3 | 0 | 0 | 0 | 0 | 0 | C3 | 0 | 0 | 0 | 0 | 0 | C3 | [5 empty] | C3 | [5 empty] | 0 | [6 empty] | 0 | [6 empty] | 0 | [6 empty] | 0 | [6 empty] | 0 | [6 empty] | 0
|  |  | 0 | 0 | C4 | 0 | 0 | 0 | 0 | 0 | 0 | 0 | 0 | 0 | 0 | 0 | 0 | 0 | 0 | 0 | 0 | 0 | 0 | 0 | 0 | 0 | 0 | 0 | 0 | 0 | 0 | 0 | 0 | 0 | 0 | 0 | 0 | 0 | 0 | 0 | 0 |  |  | C4 | 0 | 0 | 0 | 0 | 0 | C4 | 0 | 0 | 0 | 0 | 0 | C4 | [5 empty] | C4 | [5 empty] | 0 | [6 empty] | 0 | [6 empty] | 0 | [6 empty] | 0 | [6 empty] | 0 | [6 empty] | 0
|  |  | 0 | 0 |  | 0 | 0 | 0 | 0 | 0 |  | 0 | 0 | 0 | 0 | 0 |  | 0 | 0 | 0 | 0 | 0 |  | 0 | 0 | 0 | 0 | 0 |  | 0 | 0 | 0 | 0 | 0 |  | 0 | 0 | 0 | 0 | 0 | [22 empty] | 0 | 0 | 0 | 0 | 0 | 0 |  | 0 | 0 | 0 | 0 | 0 | 0 |  | 0 | 0 | 0 | 0 | 0 | 0 |  | 0 | 0 | 0 | 0 | 0 | 0 |  | 0 | 0 | 0 | 0 | 0 | 0 |  | 0 | 0 | 0 | 0 | 0 | 0
| 132kV OHL Fittings and Conductors (Tower Lines) |  | 0 | 0 | C1 | 0 | 0 | 0 | 0 | 0 | 0 | 0 | 0 | 0 | 0 | 0 | 0 | 0 | 0 | 0 | 0 | 0 | 0 | 0 | 0 | 0 | 0 | 0 | 0 | 0 | 0 | 0 | 0 | 0 | 0 | 0 | 0 | 0 | 0 | 0 | 0 |  | 0 | C1 | 0 | 0 | 0 | 0 | 0 | C1 | 0 | 0 | 0 | 0 | 0 | C1 | [5 empty] | C1 | [5 empty] | 0 | [6 empty] | 0 | [6 empty] | 0 | [6 empty] | 0 | [6 empty] | 0 | [6 empty] | 0
|  |  | 0 | 0 | C2 | 0 | 0 | 0 | 0 | 0 | 0 | 0 | 0 | 0 | 0 | 0 | 0 | 0 | 0 | 0 | 0 | 0 | 0 | 0 | 0 | 0 | 0 | 0 | 0 | 0 | 0 | 0 | 0 | 0 | 0 | 0 | 0 | 0 | 0 | 0 | 0 |  |  | C2 | 0 | 0 | 0 | 0 | 0 | C2 | 0 | 0 | 0 | 0 | 0 | C2 | [5 empty] | C2 | [5 empty] | 0 | [6 empty] | 0 | [6 empty] | 0 | [6 empty] | 0 | [6 empty] | 0 | [6 empty] | 0
|  |  | 0 | 0 | C3 | 0 | 0 | 0 | 0 | 0 | 0 | 0 | 0 | 0 | 0 | 0 | 0 | 0 | 0 | 0 | 0 | 0 | 0 | 0 | 0 | 0 | 0 | 0 | 0 | 0 | 0 | 0 | 0 | 0 | 0 | 0 | 0 | 0 | 0 | 0 | 0 |  |  | C3 | 0 | 0 | 0 | 0 | 0 | C3 | 0 | 0 | 0 | 0 | 0 | C3 | [5 empty] | C3 | [5 empty] | 0 | [6 empty] | 0 | [6 empty] | 0 | [6 empty] | 0 | [6 empty] | 0 | [6 empty] | 0
|  |  | 0 | 0 | C4 | 0 | 0 | 0 | 0 | 0 | 0 | 0 | 0 | 0 | 0 | 0 | 0 | 0 | 0 | 0 | 0 | 0 | 0 | 0 | 0 | 0 | 0 | 0 | 0 | 0 | 0 | 0 | 0 | 0 | 0 | 0 | 0 | 0 | 0 | 0 | 0 |  |  | C4 | 0 | 0 | 0 | 0 | 0 | C4 | 0 | 0 | 0 | 0 | 0 | C4 | [5 empty] | C4 | [5 empty] | 0 | [6 empty] | 0 | [6 empty] | 0 | [6 empty] | 0 | [6 empty] | 0 | [6 empty] | 0
|  |  | 0 | 0 |  | 0 | 0 | 0 | 0 | 0 |  | 0 | 0 | 0 | 0 | 0 |  | 0 | 0 | 0 | 0 | 0 |  | 0 | 0 | 0 | 0 | 0 |  | 0 | 0 | 0 | 0 | 0 |  | 0 | 0 | 0 | 0 | 0 | [22 empty] | 0 | 0 | 0 | 0 | 0 | 0 |  | 0 | 0 | 0 | 0 | 0 | 0 |  | 0 | 0 | 0 | 0 | 0 | 0 |  | 0 | 0 | 0 | 0 | 0 | 0 |  | 0 | 0 | 0 | 0 | 0 | 0 |  | 0 | 0 | 0 | 0 | 0 | 0
| [Please insert new asset category as required] |  | 0 | 0 | C1 | 0 | 0 | 0 | 0 | 0 | 0 | 0 | 0 | 0 | 0 | 0 | 0 | 0 | 0 | 0 | 0 | 0 | 0 | 0 | 0 | 0 | 0 | 0 | 0 | 0 | 0 | 0 | 0 | 0 | 0 | 0 | 0 | 0 | 0 | 0 | 0 |  |  | C1 | 0 | 0 | 0 | 0 | 0 | C1 | 0 | 0 | 0 | 0 | 0 | C1 | [5 empty] | C1 | [5 empty] | 0 | [6 empty] | 0 | [6 empty] | 0 | [6 empty] | 0 | [6 empty] | 0 | [6 empty] | 0
|  |  | 0 | 0 | C2 | 0 | 0 | 0 | 0 | 0 | 0 | 0 | 0 | 0 | 0 | 0 | 0 | 0 | 0 | 0 | 0 | 0 | 0 | 0 | 0 | 0 | 0 | 0 | 0 | 0 | 0 | 0 | 0 | 0 | 0 | 0 | 0 | 0 | 0 | 0 | 0 |  |  | C2 | 0 | 0 | 0 | 0 | 0 | C2 | 0 | 0 | 0 | 0 | 0 | C2 | [5 empty] | C2 | [5 empty] | 0 | [6 empty] | 0 | [6 empty] | 0 | [6 empty] | 0 | [6 empty] | 0 | [6 empty] | 0
|  |  | 0 | 0 | C3 | 0 | 0 | 0 | 0 | 0 | 0 | 0 | 0 | 0 | 0 | 0 | 0 | 0 | 0 | 0 | 0 | 0 | 0 | 0 | 0 | 0 | 0 | 0 | 0 | 0 | 0 | 0 | 0 | 0 | 0 | 0 | 0 | 0 | 0 | 0 | 0 |  |  | C3 | 0 | 0 | 0 | 0 | 0 | C3 | 0 | 0 | 0 | 0 | 0 | C3 | [5 empty] | C3 | [5 empty] | 0 | [6 empty] | 0 | [6 empty] | 0 | [6 empty] | 0 | [6 empty] | 0 | [6 empty] | 0
|  |  | 0 | 0 | C4 | 0 | 0 | 0 | 0 | 0 | 0 | 0 | 0 | 0 | 0 | 0 | 0 | 0 | 0 | 0 | 0 | 0 | 0 | 0 | 0 | 0 | 0 | 0 | 0 | 0 | 0 | 0 | 0 | 0 | 0 | 0 | 0 | 0 | 0 | 0 | 0 |  |  | C4 | 0 | 0 | 0 | 0 | 0 | C4 | 0 | 0 | 0 | 0 | 0 | C4 | [5 empty] | C4 | [5 empty] | 0 | [6 empty] | 0 | [6 empty] | 0 | [6 empty] | 0 | [6 empty] | 0 | [6 empty] | 0
|  |  | 0 | 0 |  | 0 | 0 | 0 | 0 | 0 |  | 0 | 0 | 0 | 0 | 0 |  | 0 | 0 | 0 | 0 | 0 |  | 0 | 0 | 0 | 0 | 0 |  | 0 | 0 | 0 | 0 | 0 |  | 0 | 0 | 0 | 0 | 0 | [22 empty] | 0 | 0 | 0 | 0 | 0 | 0 |  | 0 | 0 | 0 | 0 | 0 | 0 |  | 0 | 0 | 0 | 0 | 0 | 0 |  | 0 | 0 | 0 | 0 | 0 | 0 |  | 0 | 0 | 0 | 0 | 0 | 0 |  | 0 | 0 | 0 | 0 | 0 | 0
| [Please insert new asset category as required] |  | 0 | 0 | C1 | 0 | 0 | 0 | 0 | 0 | 0 | 0 | 0 | 0 | 0 | 0 | 0 | 0 | 0 | 0 | 0 | 0 | 0 | 0 | 0 | 0 | 0 | 0 | 0 | 0 | 0 | 0 | 0 | 0 | 0 | 0 | 0 | 0 | 0 | 0 | 0 |  |  | C1 | 0 | 0 | 0 | 0 | 0 | C1 | 0 | 0 | 0 | 0 | 0 | C1 | [5 empty] | C1 | [5 empty] | 0 | [6 empty] | 0 | [6 empty] | 0 | [6 empty] | 0 | [6 empty] | 0 | [6 empty] | 0
|  |  | 0 | 0 | C2 | 0 | 0 | 0 | 0 | 0 | 0 | 0 | 0 | 0 | 0 | 0 | 0 | 0 | 0 | 0 | 0 | 0 | 0 | 0 | 0 | 0 | 0 | 0 | 0 | 0 | 0 | 0 | 0 | 0 | 0 | 0 | 0 | 0 | 0 | 0 | 0 |  |  | C2 | 0 | 0 | 0 | 0 | 0 | C2 | 0 | 0 | 0 | 0 | 0 | C2 | [5 empty] | C2 | [5 empty] | 0 | [6 empty] | 0 | [6 empty] | 0 | [6 empty] | 0 | [6 empty] | 0 | [6 empty] | 0
|  |  | 0 | 0 | C3 | 0 | 0 | 0 | 0 | 0 | 0 | 0 | 0 | 0 | 0 | 0 | 0 | 0 | 0 | 0 | 0 | 0 | 0 | 0 | 0 | 0 | 0 | 0 | 0 | 0 | 0 | 0 | 0 | 0 | 0 | 0 | 0 | 0 | 0 | 0 | 0 |  |  | C3 | 0 | 0 | 0 | 0 | 0 | C3 | 0 | 0 | 0 | 0 | 0 | C3 | [5 empty] | C3 | [5 empty] | 0 | [6 empty] | 0 | [6 empty] | 0 | [6 empty] | 0 | [6 empty] | 0 | [6 empty] | 0
|  |  | 0 | 0 | C4 | 0 | 0 | 0 | 0 | 0 | 0 | 0 | 0 | 0 | 0 | 0 | 0 | 0 | 0 | 0 | 0 | 0 | 0 | 0 | 0 | 0 | 0 | 0 | 0 | 0 | 0 | 0 | 0 | 0 | 0 | 0 | 0 | 0 | 0 | 0 | 0 |  |  | C4 | 0 | 0 | 0 | 0 | 0 | C4 | 0 | 0 | 0 | 0 | 0 | C4 | [5 empty] | C4 | [5 empty] | 0 | [6 empty] | 0 | [6 empty] | 0 | [6 empty] | 0 | [6 empty] | 0 | [6 empty] | 0
|  |  | 0 | 0 |  | 0 | 0 | 0 | 0 | 0 |  | 0 | 0 | 0 | 0 | 0 |  | 0 | 0 | 0 | 0 | 0 |  | 0 | 0 | 0 | 0 | 0 |  | 0 | 0 | 0 | 0 | 0 |  | 0 | 0 | 0 | 0 | 0 | [22 empty] | 0 | 0 | 0 | 0 | 0 | 0 |  | 0 | 0 | 0 | 0 | 0 | 0 |  | 0 | 0 | 0 | 0 | 0 | 0 |  | 0 | 0 | 0 | 0 | 0 | 0 |  | 0 | 0 | 0 | 0 | 0 | 0 |  | 0 | 0 | 0 | 0 | 0 | 0
| [Please insert new asset category as required] |  | 0 | 0 | C1 | 0 | 0 | 0 | 0 | 0 | 0 | 0 | 0 | 0 | 0 | 0 | 0 | 0 | 0 | 0 | 0 | 0 | 0 | 0 | 0 | 0 | 0 | 0 | 0 | 0 | 0 | 0 | 0 | 0 | 0 | 0 | 0 | 0 | 0 | 0 | 0 |  |  | C1 | 0 | 0 | 0 | 0 | 0 | C1 | 0 | 0 | 0 | 0 | 0 | C1 | [5 empty] | C1 | [5 empty] | 0 | [6 empty] | 0 | [6 empty] | 0 | [6 empty] | 0 | [6 empty] | 0 | [6 empty] | 0
|  |  | 0 | 0 | C2 | 0 | 0 | 0 | 0 | 0 | 0 | 0 | 0 | 0 | 0 | 0 | 0 | 0 | 0 | 0 | 0 | 0 | 0 | 0 | 0 | 0 | 0 | 0 | 0 | 0 | 0 | 0 | 0 | 0 | 0 | 0 | 0 | 0 | 0 | 0 | 0 |  |  | C2 | 0 | 0 | 0 | 0 | 0 | C2 | 0 | 0 | 0 | 0 | 0 | C2 | [5 empty] | C2 | [5 empty] | 0 | [6 empty] | 0 | [6 empty] | 0 | [6 empty] | 0 | [6 empty] | 0 | [6 empty] | 0
|  |  | 0 | 0 | C3 | 0 | 0 | 0 | 0 | 0 | 0 | 0 | 0 | 0 | 0 | 0 | 0 | 0 | 0 | 0 | 0 | 0 | 0 | 0 | 0 | 0 | 0 | 0 | 0 | 0 | 0 | 0 | 0 | 0 | 0 | 0 | 0 | 0 | 0 | 0 | 0 |  |  | C3 | 0 | 0 | 0 | 0 | 0 | C3 | 0 | 0 | 0 | 0 | 0 | C3 | [5 empty] | C3 | [5 empty] | 0 | [6 empty] | 0 | [6 empty] | 0 | [6 empty] | 0 | [6 empty] | 0 | [6 empty] | 0
|  |  | 0 | 0 | C4 | 0 | 0 | 0 | 0 | 0 | 0 | 0 | 0 | 0 | 0 | 0 | 0 | 0 | 0 | 0 | 0 | 0 | 0 | 0 | 0 | 0 | 0 | 0 | 0 | 0 | 0 | 0 | 0 | 0 | 0 | 0 | 0 | 0 | 0 | 0 | 0 |  |  | C4 | 0 | 0 | 0 | 0 | 0 | C4 | 0 | 0 | 0 | 0 | 0 | C4 | [5 empty] | C4 | [5 empty] | 0 | [6 empty] | 0 | [6 empty] | 0 | [6 empty] | 0 | [6 empty] | 0 | [6 empty] | 0
|  |  | 0 | 0 |  | 0 | 0 | 0 | 0 | 0 |  | 0 | 0 | 0 | 0 | 0 |  | 0 | 0 | 0 | 0 | 0 |  | 0 | 0 | 0 | 0 | 0 |  | 0 | 0 | 0 | 0 | 0 |  | 0 | 0 | 0 | 0 | 0 | [22 empty] | 0 | 0 | 0 | 0 | 0 | 0 |  | 0 | 0 | 0 | 0 | 0 | 0 |  | 0 | 0 | 0 | 0 | 0 | 0 |  | 0 | 0 | 0 | 0 | 0 | 0 |  | 0 | 0 | 0 | 0 | 0 | 0 |  | 0 | 0 | 0 | 0 | 0 | 0
| [Please insert new asset category as required] |  | 0 | 0 | C1 | 0 | 0 | 0 | 0 | 0 | 0 | 0 | 0 | 0 | 0 | 0 | 0 | 0 | 0 | 0 | 0 | 0 | 0 | 0 | 0 | 0 | 0 | 0 | 0 | 0 | 0 | 0 | 0 | 0 | 0 | 0 | 0 | 0 | 0 | 0 | 0 |  |  | C1 | 0 | 0 | 0 | 0 | 0 | C1 | 0 | 0 | 0 | 0 | 0 | C1 | [5 empty] | C1 | [5 empty] | 0 | [6 empty] | 0 | [6 empty] | 0 | [6 empty] | 0 | [6 empty] | 0 | [6 empty] | 0
|  |  | 0 | 0 | C2 | 0 | 0 | 0 | 0 | 0 | 0 | 0 | 0 | 0 | 0 | 0 | 0 | 0 | 0 | 0 | 0 | 0 | 0 | 0 | 0 | 0 | 0 | 0 | 0 | 0 | 0 | 0 | 0 | 0 | 0 | 0 | 0 | 0 | 0 | 0 | 0 |  |  | C2 | 0 | 0 | 0 | 0 | 0 | C2 | 0 | 0 | 0 | 0 | 0 | C2 | [5 empty] | C2 | [5 empty] | 0 | [6 empty] | 0 | [6 empty] | 0 | [6 empty] | 0 | [6 empty] | 0 | [6 empty] | 0
|  |  | 0 | 0 | C3 | 0 | 0 | 0 | 0 | 0 | 0 | 0 | 0 | 0 | 0 | 0 | 0 | 0 | 0 | 0 | 0 | 0 | 0 | 0 | 0 | 0 | 0 | 0 | 0 | 0 | 0 | 0 | 0 | 0 | 0 | 0 | 0 | 0 | 0 | 0 | 0 |  |  | C3 | 0 | 0 | 0 | 0 | 0 | C3 | 0 | 0 | 0 | 0 | 0 | C3 | [5 empty] | C3 | [5 empty] | 0 | [6 empty] | 0 | [6 empty] | 0 | [6 empty] | 0 | [6 empty] | 0 | [6 empty] | 0
|  |  | 0 | 0 | C4 | 0 | 0 | 0 | 0 | 0 | 0 | 0 | 0 | 0 | 0 | 0 | 0 | 0 | 0 | 0 | 0 | 0 | 0 | 0 | 0 | 0 | 0 | 0 | 0 | 0 | 0 | 0 | 0 | 0 | 0 | 0 | 0 | 0 | 0 | 0 | 0 |  |  | C4 | 0 | 0 | 0 | 0 | 0 | C4 | 0 | 0 | 0 | 0 | 0 | C4 | [5 empty] | C4 | [5 empty] | 0 | [6 empty] | 0 | [6 empty] | 0 | [6 empty] | 0 | [6 empty] | 0 | [6 empty] | 0
|  |  | 0 | 0 |  | 0 | 0 | 0 | 0 | 0 |  | 0 | 0 | 0 | 0 | 0 |  | 0 | 0 | 0 | 0 | 0 |  | 0 | 0 | 0 | 0 | 0 |  | 0 | 0 | 0 | 0 | 0 |  | 0 | 0 | 0 | 0 | 0 | [22 empty] | 0 | 0 | 0 | 0 | 0 | 0 |  | 0 | 0 | 0 | 0 | 0 | 0 |  | 0 | 0 | 0 | 0 | 0 | 0 |  | 0 | 0 | 0 | 0 | 0 | 0 |  | 0 | 0 | 0 | 0 | 0 | 0 |  | 0 | 0 | 0 | 0 | 0 | 0
| [Please insert new asset category as required] |  | 0 | 0 | C1 | 0 | 0 | 0 | 0 | 0 | 0 | 0 | 0 | 0 | 0 | 0 | 0 | 0 | 0 | 0 | 0 | 0 | 0 | 0 | 0 | 0 | 0 | 0 | 0 | 0 | 0 | 0 | 0 | 0 | 0 | 0 | 0 | 0 | 0 | 0 | 0 |  |  | C1 | 0 | 0 | 0 | 0 | 0 | C1 | 0 | 0 | 0 | 0 | 0 | C1 | [5 empty] | C1 | [5 empty] | 0 | [6 empty] | 0 | [6 empty] | 0 | [6 empty] | 0 | [6 empty] | 0 | [6 empty] | 0
|  |  | 0 | 0 | C2 | 0 | 0 | 0 | 0 | 0 | 0 | 0 | 0 | 0 | 0 | 0 | 0 | 0 | 0 | 0 | 0 | 0 | 0 | 0 | 0 | 0 | 0 | 0 | 0 | 0 | 0 | 0 | 0 | 0 | 0 | 0 | 0 | 0 | 0 | 0 | 0 |  |  | C2 | 0 | 0 | 0 | 0 | 0 | C2 | 0 | 0 | 0 | 0 | 0 | C2 | [5 empty] | C2 | [5 empty] | 0 | [6 empty] | 0 | [6 empty] | 0 | [6 empty] | 0 | [6 empty] | 0 | [6 empty] | 0
|  |  | 0 | 0 | C3 | 0 | 0 | 0 | 0 | 0 | 0 | 0 | 0 | 0 | 0 | 0 | 0 | 0 | 0 | 0 | 0 | 0 | 0 | 0 | 0 | 0 | 0 | 0 | 0 | 0 | 0 | 0 | 0 | 0 | 0 | 0 | 0 | 0 | 0 | 0 | 0 |  |  | C3 | 0 | 0 | 0 | 0 | 0 | C3 | 0 | 0 | 0 | 0 | 0 | C3 | [5 empty] | C3 | [5 empty] | 0 | [6 empty] | 0 | [6 empty] | 0 | [6 empty] | 0 | [6 empty] | 0 | [6 empty] | 0
|  |  | 0 | 0 | C4 | 0 | 0 | 0 | 0 | 0 | 0 | 0 | 0 | 0 | 0 | 0 | 0 | 0 | 0 | 0 | 0 | 0 | 0 | 0 | 0 | 0 | 0 | 0 | 0 | 0 | 0 | 0 | 0 | 0 | 0 | 0 | 0 | 0 | 0 | 0 | 0 |  |  | C4 | 0 | 0 | 0 | 0 | 0 | C4 | 0 | 0 | 0 | 0 | 0 | C4 | [5 empty] | C4 | [5 empty] | 0 | [6 empty] | 0 | [6 empty] | 0 | [6 empty] | 0 | [6 empty] | 0 | [6 empty] | 0
|  |  | 0 | 0 |  | 0 | 0 | 0 | 0 | 0 |  | 0 | 0 | 0 | 0 | 0 |  | 0 | 0 | 0 | 0 | 0 |  | 0 | 0 | 0 | 0 | 0 |  | 0 | 0 | 0 | 0 | 0 |  | 0 | 0 | 0 | 0 | 0 | [22 empty] | 0 | 0 | 0 | 0 | 0 | 0 |  | 0 | 0 | 0 | 0 | 0 | 0 |  | 0 | 0 | 0 | 0 | 0 | 0 |  | 0 | 0 | 0 | 0 | 0 | 0 |  | 0 | 0 | 0 | 0 | 0 | 0 |  | 0 | 0 | 0 | 0 | 0 | 0
[63 empty] | 0 | 0 | 0 | 0 | 0 | 0 |  | 0 | 0 | 0 | 0 | 0 | 0 |  | 0 | 0 | 0 | 0 | 0 | 0 |  | 0 | 0 | 0 | 0 | 0 | 0 |  | 0 | 0 | 0 | 0 | 0 | 0 |  | 0 | 0 | 0 | 0 | 0 | 0
| Other | [66 empty] | 0 | [6 empty] | 0 | [6 empty] | 0 | [6 empty] | 0 | [6 empty] | 0 | [6 empty] | 0
| Submarine Cables |  | 88.8373 | 88.8373 | C1 | 27.0562 | 15.9398 | 26.551 | 16.544 | 2.7463 | 88.8373 | 23.0106 | 16.3443 | 26.9556 | 18.9714 | 3.5554 | 88.8373 | 10.7371 | 0 | 0 | -8.0528 | -2.6843 | 0 | 23.3916 | 17.4478 | 25.1172 | 17.8313 | 5.0493 | 88.8373 | 21.4743 | 0 | 0 | -16.4892 | -4.9851 | 0 | 19.7486 | 18.9817 | 23.7751 | 19.1734 | 7.1584 | 88.8373 |  |  | C1 | 0 | 0 | 0 | 0 | 0 | C1 | 418959.3771 | 418959.3771 | 418959.3771 | 418959.3771 | 418959.3771 | C1 | 0 | 0 | 0 | 0 | 0 | C1 | 0 | 0 | 0 | 0 | 0 | 0 |  | 0 | 0 | 0 | 0 | 0 | 0 |  | 0 | 0 | 0 | 0 | 0 | 0 |  | 0 | 0 | 0 | 0 | 0 | 0 |  | 0 | 0 | 0 | 0 | 0 | 0 |  | 0 | 0 | 0 | 0 | 0 | 0
|  |  | 167.2986 | 167.2986 | C2 | 50.9523 | 30.0178 | 50.001 | 31.1557 | 5.1718 | 167.2986 | 43.3336 | 30.7797 | 50.7629 | 35.7269 | 6.6955 | 167.2986 | 20.2202 | 0 | 0 | -15.1651 | -5.055 | 0 | 44.0511 | 32.8578 | 47.3008 | 33.58 | 9.5089 | 167.2986 | 40.4404 | 0 | 0 | -31.0524 | -9.3879 | 0 | 37.1907 | 35.7464 | 44.7733 | 36.1075 | 13.4807 | 167.2986 |  |  | C2 | 0 | 0 | 0 | 0 | 0 | C2 | 598513.3958 | 598513.3958 | 598513.3958 | 598513.3958 | 598513.3958 | C2 | 0 | 0 | 0 | 0 | 0 | C2 | 0 | 0 | 0 | 0 | 0 | 0 |  | 0 | 0 | 0 | 0 | 0 | 0 |  | 0 | 0 | 0 | 0 | 0 | 0 |  | 0 | 0 | 0 | 0 | 0 | 0 |  | 0 | 0 | 0 | 0 | 0 | 0 |  | 0 | 0 | 0 | 0 | 0 | 0
|  |  | 81.774 | 81.774 | C3 | 24.905 | 14.6724 | 24.44 | 15.2286 | 2.5279 | 81.774 | 21.1811 | 15.0448 | 24.8124 | 17.463 | 3.2727 | 81.774 | 9.8834 | 0 | 0 | -7.4126 | -2.4709 | 0 | 21.5318 | 16.0606 | 23.1202 | 16.4136 | 4.6479 | 81.774 | 19.7669 | 0 | 0 | -15.1781 | -4.5887 | 0 | 18.1785 | 17.4725 | 21.8848 | 17.649 | 6.5893 | 81.774 |  |  | C3 | 0 | 0 | 0 | 0 | 0 | C3 | 897770.0937 | 897770.0937 | 897770.0937 | 897770.0937 | 897770.0937 | C3 | 0 | 0 | 0 | 0 | 0 | C3 | 0 | 0 | 0 | 0 | 0 | 0 |  | 0 | 0 | 0 | 0 | 0 | 0 |  | 0 | 0 | 0 | 0 | 0 | 0 |  | 0 | 0 | 0 | 0 | 0 | 0 |  | 0 | 0 | 0 | 0 | 0 | 0 |  | 0 | 0 | 0 | 0 | 0 | 0
|  |  | 125.4252 | 125.4252 | C4 | 38.1993 | 22.5046 | 37.4862 | 23.3577 | 3.8773 | 125.4252 | 32.4876 | 23.0758 | 38.0573 | 26.7848 | 5.0197 | 125.4252 | 15.1592 | 0 | 0 | -11.3694 | -3.7898 | 0 | 33.0255 | 24.6338 | 35.4618 | 25.1752 | 7.1289 | 125.4252 | 30.3185 | 0 | 0 | -23.2803 | -7.0382 | 0 | 27.8822 | 26.7994 | 33.5669 | 27.0701 | 10.1066 | 125.4252 |  |  | C4 | 0 | 0 | 0 | 0 | 0 | C4 | 1496283.4895 | 1496283.4895 | 1496283.4895 | 1496283.4895 | 1496283.4895 | C4 | 0 | 0 | 0 | 0 | 0 | C4 | 0 | 0 | 0 | 0 | 0 | 0 |  | 0 | 0 | 0 | 0 | 0 | 0 |  | 0 | 0 | 0 | 0 | 0 | 0 |  | 0 | 0 | 0 | 0 | 0 | 0 |  | 0 | 0 | 0 | 0 | 0 | 0 |  | 0 | 0 | 0 | 0 | 0 | 0
|  |  | 463.335 | 463.335 |  | 141.1128 | 83.1347 | 138.4782 | 86.286 | 14.3233 |  | 120.0128 | 85.2447 | 140.5882 | 98.946 | 18.5433 |  | 56 | 0 | 0 | -42 | -14 |  | 122 | 91 | 131 | 93 | 26.335 |  | 112 | 0 | 0 | -86 | -26 |  | 103 | 99 | 124 | 100 | 37.335 | [22 empty] | 0 | 0 | 0 | 0 | 0 | 0 |  | 0 | 0 | 0 | 0 | 0 | 0 |  | 0 | 0 | 0 | 0 | 0 | 0 |  | 0 | 0 | 0 | 0 | 0 | 0 |  | 0 | 0 | 0 | 0 | 0 | 0 |  | 0 | 0 | 0 | 0 | 0 | 0
| [Please insert new asset category as required] |  | 0 | 0 | C1 | 0 | 0 | 0 | 0 | 0 | 0 | 0 | 0 | 0 | 0 | 0 | 0 | 0 | 0 | 0 | 0 | 0 | 0 | 0 | 0 | 0 | 0 | 0 | 0 | 0 | 0 | 0 | 0 | 0 | 0 | 0 | 0 | 0 | 0 | 0 | 0 |  |  | C1 | 0 | 0 | 0 | 0 | 0 | C1 | 0 | 0 | 0 | 0 | 0 | C1 | [5 empty] | C1 | [5 empty] | 0 | [6 empty] | 0 | [6 empty] | 0 | [6 empty] | 0 | [6 empty] | 0 | [6 empty] | 0
|  |  | 0 | 0 | C2 | 0 | 0 | 0 | 0 | 0 | 0 | 0 | 0 | 0 | 0 | 0 | 0 | 0 | 0 | 0 | 0 | 0 | 0 | 0 | 0 | 0 | 0 | 0 | 0 | 0 | 0 | 0 | 0 | 0 | 0 | 0 | 0 | 0 | 0 | 0 | 0 |  |  | C2 | 0 | 0 | 0 | 0 | 0 | C2 | 0 | 0 | 0 | 0 | 0 | C2 | [5 empty] | C2 | [5 empty] | 0 | [6 empty] | 0 | [6 empty] | 0 | [6 empty] | 0 | [6 empty] | 0 | [6 empty] | 0
|  |  | 0 | 0 | C3 | 0 | 0 | 0 | 0 | 0 | 0 | 0 | 0 | 0 | 0 | 0 | 0 | 0 | 0 | 0 | 0 | 0 | 0 | 0 | 0 | 0 | 0 | 0 | 0 | 0 | 0 | 0 | 0 | 0 | 0 | 0 | 0 | 0 | 0 | 0 | 0 |  |  | C3 | 0 | 0 | 0 | 0 | 0 | C3 | 0 | 0 | 0 | 0 | 0 | C3 | [5 empty] | C3 | [5 empty] | 0 | [6 empty] | 0 | [6 empty] | 0 | [6 empty] | 0 | [6 empty] | 0 | [6 empty] | 0
|  |  | 0 | 0 | C4 | 0 | 0 | 0 | 0 | 0 | 0 | 0 | 0 | 0 | 0 | 0 | 0 | 0 | 0 | 0 | 0 | 0 | 0 | 0 | 0 | 0 | 0 | 0 | 0 | 0 | 0 | 0 | 0 | 0 | 0 | 0 | 0 | 0 | 0 | 0 | 0 |  |  | C4 | 0 | 0 | 0 | 0 | 0 | C4 | 0 | 0 | 0 | 0 | 0 | C4 | [5 empty] | C4 | [5 empty] | 0 | [6 empty] | 0 | [6 empty] | 0 | [6 empty] | 0 | [6 empty] | 0 | [6 empty] | 0
|  |  | 0 | 0 |  | 0 | 0 | 0 | 0 | 0 |  | 0 | 0 | 0 | 0 | 0 |  | 0 | 0 | 0 | 0 | 0 |  | 0 | 0 | 0 | 0 | 0 |  | 0 | 0 | 0 | 0 | 0 |  | 0 | 0 | 0 | 0 | 0 | [22 empty] | 0 | 0 | 0 | 0 | 0 | 0 |  | 0 | 0 | 0 | 0 | 0 | 0 |  | 0 | 0 | 0 | 0 | 0 | 0 |  | 0 | 0 | 0 | 0 | 0 | 0 |  | 0 | 0 | 0 | 0 | 0 | 0 |  | 0 | 0 | 0 | 0 | 0 | 0
| [Please insert new asset category as required] |  | 0 | 0 | C1 | 0 | 0 | 0 | 0 | 0 | 0 | 0 | 0 | 0 | 0 | 0 | 0 | 0 | 0 | 0 | 0 | 0 | 0 | 0 | 0 | 0 | 0 | 0 | 0 | 0 | 0 | 0 | 0 | 0 | 0 | 0 | 0 | 0 | 0 | 0 | 0 |  |  | C1 | 0 | 0 | 0 | 0 | 0 | C1 | 0 | 0 | 0 | 0 | 0 | C1 | [5 empty] | C1 | [5 empty] | 0 | [6 empty] | 0 | [6 empty] | 0 | [6 empty] | 0 | [6 empty] | 0 | [6 empty] | 0
|  |  | 0 | 0 | C2 | 0 | 0 | 0 | 0 | 0 | 0 | 0 | 0 | 0 | 0 | 0 | 0 | 0 | 0 | 0 | 0 | 0 | 0 | 0 | 0 | 0 | 0 | 0 | 0 | 0 | 0 | 0 | 0 | 0 | 0 | 0 | 0 | 0 | 0 | 0 | 0 |  |  | C2 | 0 | 0 | 0 | 0 | 0 | C2 | 0 | 0 | 0 | 0 | 0 | C2 | [5 empty] | C2 | [5 empty] | 0 | [6 empty] | 0 | [6 empty] | 0 | [6 empty] | 0 | [6 empty] | 0 | [6 empty] | 0
|  |  | 0 | 0 | C3 | 0 | 0 | 0 | 0 | 0 | 0 | 0 | 0 | 0 | 0 | 0 | 0 | 0 | 0 | 0 | 0 | 0 | 0 | 0 | 0 | 0 | 0 | 0 | 0 | 0 | 0 | 0 | 0 | 0 | 0 | 0 | 0 | 0 | 0 | 0 | 0 |  |  | C3 | 0 | 0 | 0 | 0 | 0 | C3 | 0 | 0 | 0 | 0 | 0 | C3 | [5 empty] | C3 | [5 empty] | 0 | [6 empty] | 0 | [6 empty] | 0 | [6 empty] | 0 | [6 empty] | 0 | [6 empty] | 0
|  |  | 0 | 0 | C4 | 0 | 0 | 0 | 0 | 0 | 0 | 0 | 0 | 0 | 0 | 0 | 0 | 0 | 0 | 0 | 0 | 0 | 0 | 0 | 0 | 0 | 0 | 0 | 0 | 0 | 0 | 0 | 0 | 0 | 0 | 0 | 0 | 0 | 0 | 0 | 0 |  |  | C4 | 0 | 0 | 0 | 0 | 0 | C4 | 0 | 0 | 0 | 0 | 0 | C4 | [5 empty] | C4 | [5 empty] | 0 | [6 empty] | 0 | [6 empty] | 0 | [6 empty] | 0 | [6 empty] | 0 | [6 empty] | 0
|  |  | 0 | 0 |  | 0 | 0 | 0 | 0 | 0 |  | 0 | 0 | 0 | 0 | 0 |  | 0 | 0 | 0 | 0 | 0 |  | 0 | 0 | 0 | 0 | 0 |  | 0 | 0 | 0 | 0 | 0 |  | 0 | 0 | 0 | 0 | 0 | [22 empty] | 0 | 0 | 0 | 0 | 0 | 0 |  | 0 | 0 | 0 | 0 | 0 | 0 |  | 0 | 0 | 0 | 0 | 0 | 0 |  | 0 | 0 | 0 | 0 | 0 | 0 |  | 0 | 0 | 0 | 0 | 0 | 0 |  | 0 | 0 | 0 | 0 | 0 | 0
| [Please insert new asset category as required] |  | 0 | 0 | C1 | 0 | 0 | 0 | 0 | 0 | 0 | 0 | 0 | 0 | 0 | 0 | 0 | 0 | 0 | 0 | 0 | 0 | 0 | 0 | 0 | 0 | 0 | 0 | 0 | 0 | 0 | 0 | 0 | 0 | 0 | 0 | 0 | 0 | 0 | 0 | 0 |  |  | C1 | 0 | 0 | 0 | 0 | 0 | C1 | 0 | 0 | 0 | 0 | 0 | C1 | [5 empty] | C1 | [5 empty] | 0 | [6 empty] | 0 | [6 empty] | 0 | [6 empty] | 0 | [6 empty] | 0 | [6 empty] | 0
|  |  | 0 | 0 | C2 | 0 | 0 | 0 | 0 | 0 | 0 | 0 | 0 | 0 | 0 | 0 | 0 | 0 | 0 | 0 | 0 | 0 | 0 | 0 | 0 | 0 | 0 | 0 | 0 | 0 | 0 | 0 | 0 | 0 | 0 | 0 | 0 | 0 | 0 | 0 | 0 |  |  | C2 | 0 | 0 | 0 | 0 | 0 | C2 | 0 | 0 | 0 | 0 | 0 | C2 | [5 empty] | C2 | [5 empty] | 0 | [6 empty] | 0 | [6 empty] | 0 | [6 empty] | 0 | [6 empty] | 0 | [6 empty] | 0
|  |  | 0 | 0 | C3 | 0 | 0 | 0 | 0 | 0 | 0 | 0 | 0 | 0 | 0 | 0 | 0 | 0 | 0 | 0 | 0 | 0 | 0 | 0 | 0 | 0 | 0 | 0 | 0 | 0 | 0 | 0 | 0 | 0 | 0 | 0 | 0 | 0 | 0 | 0 | 0 |  |  | C3 | 0 | 0 | 0 | 0 | 0 | C3 | 0 | 0 | 0 | 0 | 0 | C3 | [5 empty] | C3 | [5 empty] | 0 | [6 empty] | 0 | [6 empty] | 0 | [6 empty] | 0 | [6 empty] | 0 | [6 empty] | 0
|  |  | 0 | 0 | C4 | 0 | 0 | 0 | 0 | 0 | 0 | 0 | 0 | 0 | 0 | 0 | 0 | 0 | 0 | 0 | 0 | 0 | 0 | 0 | 0 | 0 | 0 | 0 | 0 | 0 | 0 | 0 | 0 | 0 | 0 | 0 | 0 | 0 | 0 | 0 | 0 |  |  | C4 | 0 | 0 | 0 | 0 | 0 | C4 | 0 | 0 | 0 | 0 | 0 | C4 | [5 empty] | C4 | [5 empty] | 0 | [6 empty] | 0 | [6 empty] | 0 | [6 empty] | 0 | [6 empty] | 0 | [6 empty] | 0
|  |  | 0 | 0 |  | 0 | 0 | 0 | 0 | 0 |  | 0 | 0 | 0 | 0 | 0 |  | 0 | 0 | 0 | 0 | 0 |  | 0 | 0 | 0 | 0 | 0 |  | 0 | 0 | 0 | 0 | 0 |  | 0 | 0 | 0 | 0 | 0 | [22 empty] | 0 | 0 | 0 | 0 | 0 | 0 |  | 0 | 0 | 0 | 0 | 0 | 0 |  | 0 | 0 | 0 | 0 | 0 | 0 |  | 0 | 0 | 0 | 0 | 0 | 0 |  | 0 | 0 | 0 | 0 | 0 | 0 |  | 0 | 0 | 0 | 0 | 0 | 0
| [Please insert new asset category as required] |  | 0 | 0 | C1 | 0 | 0 | 0 | 0 | 0 | 0 | 0 | 0 | 0 | 0 | 0 | 0 | 0 | 0 | 0 | 0 | 0 | 0 | 0 | 0 | 0 | 0 | 0 | 0 | 0 | 0 | 0 | 0 | 0 | 0 | 0 | 0 | 0 | 0 | 0 | 0 |  |  | C1 | 0 | 0 | 0 | 0 | 0 | C1 | 0 | 0 | 0 | 0 | 0 | C1 | [5 empty] | C1 | [5 empty] | 0 | [6 empty] | 0 | [6 empty] | 0 | [6 empty] | 0 | [6 empty] | 0 | [6 empty] | 0
|  |  | 0 | 0 | C2 | 0 | 0 | 0 | 0 | 0 | 0 | 0 | 0 | 0 | 0 | 0 | 0 | 0 | 0 | 0 | 0 | 0 | 0 | 0 | 0 | 0 | 0 | 0 | 0 | 0 | 0 | 0 | 0 | 0 | 0 | 0 | 0 | 0 | 0 | 0 | 0 |  |  | C2 | 0 | 0 | 0 | 0 | 0 | C2 | 0 | 0 | 0 | 0 | 0 | C2 | [5 empty] | C2 | [5 empty] | 0 | [6 empty] | 0 | [6 empty] | 0 | [6 empty] | 0 | [6 empty] | 0 | [6 empty] | 0
|  |  | 0 | 0 | C3 | 0 | 0 | 0 | 0 | 0 | 0 | 0 | 0 | 0 | 0 | 0 | 0 | 0 | 0 | 0 | 0 | 0 | 0 | 0 | 0 | 0 | 0 | 0 | 0 | 0 | 0 | 0 | 0 | 0 | 0 | 0 | 0 | 0 | 0 | 0 | 0 |  |  | C3 | 0 | 0 | 0 | 0 | 0 | C3 | 0 | 0 | 0 | 0 | 0 | C3 | [5 empty] | C3 | [5 empty] | 0 | [6 empty] | 0 | [6 empty] | 0 | [6 empty] | 0 | [6 empty] | 0 | [6 empty] | 0
|  |  | 0 | 0 | C4 | 0 | 0 | 0 | 0 | 0 | 0 | 0 | 0 | 0 | 0 | 0 | 0 | 0 | 0 | 0 | 0 | 0 | 0 | 0 | 0 | 0 | 0 | 0 | 0 | 0 | 0 | 0 | 0 | 0 | 0 | 0 | 0 | 0 | 0 | 0 | 0 |  |  | C4 | 0 | 0 | 0 | 0 | 0 | C4 | 0 | 0 | 0 | 0 | 0 | C4 | [5 empty] | C4 | [5 empty] | 0 | [6 empty] | 0 | [6 empty] | 0 | [6 empty] | 0 | [6 empty] | 0 | [6 empty] | 0
|  |  | 0 | 0 |  | 0 | 0 | 0 | 0 | 0 |  | 0 | 0 | 0 | 0 | 0 |  | 0 | 0 | 0 | 0 | 0 |  | 0 | 0 | 0 | 0 | 0 |  | 0 | 0 | 0 | 0 | 0 |  | 0 | 0 | 0 | 0 | 0 | [22 empty] | 0 | 0 | 0 | 0 | 0 | 0 |  | 0 | 0 | 0 | 0 | 0 | 0 |  | 0 | 0 | 0 | 0 | 0 | 0 |  | 0 | 0 | 0 | 0 | 0 | 0 |  | 0 | 0 | 0 | 0 | 0 | 0 |  | 0 | 0 | 0 | 0 | 0 | 0
| [Please insert new asset category as required] |  | 0 | 0 | C1 | 0 | 0 | 0 | 0 | 0 | 0 | 0 | 0 | 0 | 0 | 0 | 0 | 0 | 0 | 0 | 0 | 0 | 0 | 0 | 0 | 0 | 0 | 0 | 0 | 0 | 0 | 0 | 0 | 0 | 0 | 0 | 0 | 0 | 0 | 0 | 0 |  |  | C1 | 0 | 0 | 0 | 0 | 0 | C1 | 0 | 0 | 0 | 0 | 0 | C1 | [5 empty] | C1 | [5 empty] | 0 | [6 empty] | 0 | [6 empty] | 0 | [6 empty] | 0 | [6 empty] | 0 | [6 empty] | 0
|  |  | 0 | 0 | C2 | 0 | 0 | 0 | 0 | 0 | 0 | 0 | 0 | 0 | 0 | 0 | 0 | 0 | 0 | 0 | 0 | 0 | 0 | 0 | 0 | 0 | 0 | 0 | 0 | 0 | 0 | 0 | 0 | 0 | 0 | 0 | 0 | 0 | 0 | 0 | 0 |  |  | C2 | 0 | 0 | 0 | 0 | 0 | C2 | 0 | 0 | 0 | 0 | 0 | C2 | [5 empty] | C2 | [5 empty] | 0 | [6 empty] | 0 | [6 empty] | 0 | [6 empty] | 0 | [6 empty] | 0 | [6 empty] | 0
|  |  | 0 | 0 | C3 | 0 | 0 | 0 | 0 | 0 | 0 | 0 | 0 | 0 | 0 | 0 | 0 | 0 | 0 | 0 | 0 | 0 | 0 | 0 | 0 | 0 | 0 | 0 | 0 | 0 | 0 | 0 | 0 | 0 | 0 | 0 | 0 | 0 | 0 | 0 | 0 |  |  | C3 | 0 | 0 | 0 | 0 | 0 | C3 | 0 | 0 | 0 | 0 | 0 | C3 | [5 empty] | C3 | [5 empty] | 0 | [6 empty] | 0 | [6 empty] | 0 | [6 empty] | 0 | [6 empty] | 0 | [6 empty] | 0
|  |  | 0 | 0 | C4 | 0 | 0 | 0 | 0 | 0 | 0 | 0 | 0 | 0 | 0 | 0 | 0 | 0 | 0 | 0 | 0 | 0 | 0 | 0 | 0 | 0 | 0 | 0 | 0 | 0 | 0 | 0 | 0 | 0 | 0 | 0 | 0 | 0 | 0 | 0 | 0 |  |  | C4 | 0 | 0 | 0 | 0 | 0 | C4 | 0 | 0 | 0 | 0 | 0 | C4 | [5 empty] | C4 | [5 empty] | 0 | [6 empty] | 0 | [6 empty] | 0 | [6 empty] | 0 | [6 empty] | 0 | [6 empty] | 0
|  |  | 0 | 0 |  | 0 | 0 | 0 | 0 | 0 |  | 0 | 0 | 0 | 0 | 0 |  | 0 | 0 | 0 | 0 | 0 |  | 0 | 0 | 0 | 0 | 0 |  | 0 | 0 | 0 | 0 | 0 |  | 0 | 0 | 0 | 0 | 0 | [22 empty] | 0 | 0 | 0 | 0 | 0 | 0 |  | 0 | 0 | 0 | 0 | 0 | 0 |  | 0 | 0 | 0 | 0 | 0 | 0 |  | 0 | 0 | 0 | 0 | 0 | 0 |  | 0 | 0 | 0 | 0 | 0 | 0 |  | 0 | 0 | 0 | 0 | 0 | 0
[63 empty] | 0 | 0 | 0 | 0 | 0 | 0 |  | 0 | 0 | 0 | 0 | 0 | 0 |  | 0 | 0 | 0 | 0 | 0 | 0 |  | 0 | 0 | 0 | 0 | 0 | 0 |  | 0 | 0 | 0 | 0 | 0 | 0 |  | 0 | 0 | 0 | 0 | 0 | 0
| TOTAL |  | 419150.8617 | 419129.3321 |  | 99825.3936 | 60973 | 179819.4322 | 60316.8774 | 18216.1584 |  | 91244.3349 | 61745.359 | 180591.7912 | 64899.8693 | 19573.3717 |  | 8088.4739 | 8950 | -92 | -10172.4739 | -6783 |  | 88924 | 65138 | 167421 | 73121 | 24546.8617 |  | 21097.4183 | 17900 | -215 | -22843.9478 | -15960 |  | 78020 | 69300 | 155020 | 85928 | 30882.8617 |  |  |  |  | 0 | 0 | 0 | 0 | 0 |  | 0 | 0 | 0 | 0 | 0 | [7 empty] | 70937651.7701 | 141516994.6415 | 863745700.1559 | 622413781.0272 | 285975121.3506 | 1984589248.9453 |  | 76601929.8409 | 140114502.111 | 860553492.335 | 582739848.3307 | 261664423.4738 | 1921674196.0912 |  | 67979564.0965 | 150219982.5275 | 802288288.0717 | 721972900.7576 | 390522505.0563 | 2132983240.5096 |  | 72494426.4436 | 170052726.2112 | 798446528.2987 | 622368139.9824 | 271435779.1539 | 1934797600.0898 |  | 59342875.5135 | 160255045.0649 | 744004811.2229 | 861600894.7026 | 519802878.6352 | 2345006505.139 |  | 72023302.7977 | 199870907.0789 | 735953750.8935 | 634718754.2227 | 229161888.8138 | 1871728603.8066
Health Index Definitions
|  |  | HI1 | New or as new | [57 empty] | LV Network | 1149669.5331 | 2795795.1691 | 21721866.4774 | 18657433.9987 | 17299098.9236 | 61623864.1019 | LV Network | 1342901.1349 | 2737787.266 | 21586913.8181 | 16916098.3691 | 16136503.0732 | 58720203.6612 | LV Network | 1185330.4758 | 2873012.9168 | 20027338.7776 | 20203561.9976 | 19620332.1098 | 63909576.2777 | LV Network | 1413386.6921 | 3368063.2524 | 20027338.7776 | 16745722.6648 | 14743820.9313 | 56298332.3182 | LV Network | 1027894.9031 | 3008750.7662 | 18468360.1951 | 23486381.0059 | 23101719.5633 | 69093106.4336 | LV Network | 1518268.4092 | 3998594.8637 | 18468360.1951 | 16467974.4693 | 12528886.4776 | 52982084.415
|  |  | HI2 | Good or seviceable condition | [57 empty] | HV Network | 47503910.643 | 96941039.9201 | 601694171.3251 | 411899718.9315 | 176956699.3521 | 1334995540.1718 | HV Network | 51254656.8651 | 96011764.1413 | 599511824.8446 | 386271790.3127 | 161200015.3535 | 1294250051.5172 | HV Network | 46000021.4992 | 101864085.7432 | 561789460.0219 | 477846004.0999 | 238834710.5484 | 1426334281.9126 | HV Network | 48600219.5152 | 112338046.1583 | 561706252.2268 | 421669318.4386 | 168794710.0435 | 1313108546.3824 | HV Network | 40740869.2728 | 107709398.9524 | 524078145.5265 | 569404253.6428 | 316659565.4284 | 1558592232.8228 | HV Network | 48951318.5915 | 128656966.8075 | 523904983.3584 | 431080758.8382 | 138215260.9123 | 1270809288.5079
|  |  | HI3 | Deterioration requires assessment and monitoring | [57 empty] | EHV Network | 22284071.5941 | 41780159.5523 | 240329662.3533 | 191856628.0971 | 91719323.0749 | 587969844.6716 | EHV Network | 24004371.8409 | 41364950.7037 | 239454753.6723 | 179551959.6489 | 84327905.0471 | 568703940.9129 | EHV Network | 20794212.1215 | 45482883.8674 | 220471489.2722 | 223923334.6601 | 132067462.398 | 642739382.3193 | EHV Network | 22480820.2363 | 54346616.8005 | 216712937.2943 | 183953098.879 | 87897248.179 | 565390721.3892 | EHV Network | 17574111.3376 | 49536895.3464 | 201458305.5013 | 268710260.0539 | 180041593.6435 | 717321165.8826 | EHV Network | 21553715.797 | 67215345.4077 | 193580407.3401 | 187170020.9152 | 78417741.4238 | 547937230.8838
|  |  | HI4 | Material deterioration, intervention requires consideration | [57 empty] | 132kV Network | 0 | 0 | 0 | 0 | 0 | 0 | 132kV Network | 0 | 0 | 0 | 0 | 0 | 0 | 132kV Network | 0 | 0 | 0 | 0 | 0 | 0 | 132kV Network | 0 | 0 | 0 | 0 | 0 | 0 | 132kV Network | 0 | 0 | 0 | 0 | 0 | 0 | 132kV Network | 0 | 0 | 0 | 0 | 0 | 0
|  |  | HI5 | End of serviceable life, intervention required | [57 empty] | Other | 0 | 0 | 0 | 0 | 0 | 0 | Other | 0 | 0 | 0 | 0 | 0 | 0 | Other | 0 | 0 | 0 | 0 | 0 | 0 | Other | 0 | 0 | 0 | 0 | 0 | 0 | Other | 0 | 0 | 0 | 0 | 0 | 0 | Other | 0 | 0 | 0 | 0 | 0 | 0
[62 empty] | Total | 70937651.7701 | 141516994.6415 | 863745700.1559 | 622413781.0272 | 285975121.3506 | 1984589248.9453 | Total | 76601929.8409 | 140114502.111 | 860553492.335 | 582739848.3307 | 261664423.4738 | 1921674196.0912 | Total | 67979564.0965 | 150219982.5275 | 802288288.0717 | 721972900.7576 | 390522505.0563 | 2132983240.5096 | Total | 72494426.4436 | 170052726.2112 | 798446528.2987 | 622368139.9824 | 271435779.1539 | 1934797600.0898 | Total | 59342875.5135 | 160255045.0649 | 744004811.2229 | 861600894.7026 | 519802878.6352 | 2345006505.139 | Total | 72023302.7977 | 199870907.0789 | 735953750.8935 | 634718754.2227 | 229161888.8138 | 1871728603.8066
Criticality Index Definitions
|  |  | C1 | Low criticality
|  |  | C2 | Average criticality
|  |  | C3 | High criticality
|  |  | C4 | Very high criticality

## SSEH - Asset Rep
HI3: Secondary deliverables RIIO-ED1 - Asset replacement | [50 empty] | Criticality weightings C1 to C4 | Criticality Rating Boundaries
SSEH | [49 empty] | C1 | 0.7 | Below 75% of average
[50 empty] | C2 | 1 | 75%-125%
[50 empty] | C3 | 1.5 | 125%-200%
[50 empty] | C4 | 2.5 | Over 200% of average
Price base (2012/13)
| ASSET CATEGORIES |  | ASSET REGISTER |  |  | End of DPCR5 (31 March 2015) with investment | [5 empty] | End of DPCR5 (31 March 2015) without investment | [5 empty] | Mid-Period Review (31 March 2019) planned investment | [5 empty] | Mid-Period Review (31 March 2019) without investment | [5 empty] | End of RIIO-ED1 (31 March 2023) planned investment | [5 empty] | End of RIIO-ED1 (31 March 2023) without investment | [8 empty] | Probability of failure | [5 empty] | Criticality/consequence of failure | [5 empty] | Probability of failure x Consequence of failure
Is it your current intention to have a health index for this asset category in the RIIO-ED1 control period.
|  |  | as at 31st March 2015 | as at 31st March 2023 |  | HI 1 | HI 2 | HI 3 | HI 4 | HI 5 |  | HI 1 | HI 2 | HI 3 | HI 4 | HI 5 |  | HI 1 | HI 2 | HI 3 | HI 4 | HI 5 |  | HI 1 | HI 2 | HI 3 | HI 4 | HI 5 |  | HI 1 | HI 2 | HI 3 | HI 4 | HI 5 |  | HI 1 | HI 2 | HI 3 | HI 4 | HI 5 |  |  |  |  | HI 1 | HI 2 | HI 3 | HI 4 | HI 5 |  | HI 1 | HI 2 | HI 3 | HI 4 | HI 5 |  | HI 1 | HI 2 | HI 3 | HI 4 | HI 5 |  | End of DPCR5 (without investment) | [6 empty] | Position at Beginning of RIIO-ED1 | [6 empty] | Mid Period (Without Investment) | [6 empty] | Mid Period (With Investment) | [6 empty] | End of RIIO-ED1 (Without Investment) | [6 empty] | End of RIIO-ED1 (With Investment)
| LV Network | [61 empty] | 1 | 2 | 3 | 4 | 5 | Total |  | 1 | 2 | 3 | 4 | 5 | Total |  | 1 | 2 | 3 | 4 | 5 | Total |  | 1 | 2 | 3 | 4 | 5 | Total |  | 1 | 2 | 3 | 4 | 5 | Total |  | 1 | 2 | 3 | 4 | 5 | Total
| LV Switchgear and Other |  | 1085 | 1085 | C1 | 337 | 307 | 387 | 48 | 6 | 1085 | 309 | 309 | 389 | 61 | 11 | 1079 | 11 | 0 | 0 | -5 | -6 | 0 | 270 | 313 | 371 | 116 | 15 | 1085 | 21 | 0 | 0 | -7 | -14 | 0 | 202 | 319 | 355 | 183 | 26 | 1085 | Yes |  | C1 | 0.025 | 0.075 | 0.175 | 0.375 | 0.75 | C1 | 2122.7074 | 2122.7074 | 2122.7074 | 2122.7074 | 2122.7074 | C1 | 53.0677 | 159.2031 | 371.4738 | 796.0153 | 1592.0305 | C1 | 16397.9145 | 49193.7434 | 144503.3045 | 48556.9312 | 17512.3358 | 276164.2294 |  | 17883.8096 | 48875.3373 | 143760.357 | 38208.7327 | 9552.1832 | 258280.4198 |  | 14328.2748 | 49830.5556 | 137816.7763 | 92337.7708 | 23880.458 | 318193.8355 |  | 14912.0193 | 49830.5556 | 137816.7763 | 88357.6945 | 14328.2748 | 305245.3205 |  | 10719.6722 | 50785.7739 | 131873.1957 | 145670.7936 | 41392.7938 | 380442.2292 |  | 11834.0936 | 50785.7739 | 131873.1957 | 140098.6867 | 19104.3664 | 353696.1163
|  |  | 1936 | 1936 | C2 | 602 | 548 | 691 | 85 | 10 | 1936 | 551 | 552 | 695 | 109 | 17 | 1924 | 44 | 0 | 0 | -34 | -10 | 0 | 481 | 559 | 663 | 206 | 27 | 1936 | 89 | 0 | 0 | -64 | -25 | 0 | 361 | 569 | 634 | 328 | 44 | 1936 | No |  | C2 | 0.025 | 0.075 | 0.175 | 0.375 | 0.75 | C2 | 3032.4391 | 3032.4391 | 3032.4391 | 3032.4391 | 3032.4391 | C2 | 75.811 | 227.4329 | 530.6768 | 1137.1647 | 2274.3293 | C2 | 41771.8487 | 125542.979 | 368820.4064 | 123950.9485 | 38663.5986 | 698749.7812 |  | 45638.2086 | 124633.2473 | 366697.699 | 96658.9965 | 22743.2933 | 656371.4446 |  | 36465.0803 | 127135.0095 | 351838.7474 | 234255.921 | 61406.8919 | 811101.6501 |  | 39800.7633 | 127135.0095 | 351838.7474 | 195592.3224 | 38663.5986 | 753030.4412 |  | 27367.7629 | 129409.3389 | 336449.1189 | 372990.0101 | 100070.4905 | 966286.7213 |  | 34114.94 | 129409.3389 | 336449.1189 | 300211.4716 | 43212.2573 | 843397.1265
|  |  | 1936 | 1936 | C3 | 602 | 547 | 692 | 85 | 10 | 1936 | 552 | 551 | 696 | 108 | 18 | 1925 | 44 | 0 | 0 | -34 | -10 | 0 | 481 | 558 | 663 | 206 | 28 | 1936 | 88 | 0 | 0 | -64 | -24 | 0 | 361 | 569 | 634 | 328 | 44 | 1936 |  |  | C3 | 0.025 | 0.075 | 0.175 | 0.375 | 0.75 | C3 | 4548.6587 | 4548.6587 | 4548.6587 | 4548.6587 | 4548.6587 | C3 | 113.7165 | 341.1494 | 796.0153 | 1705.747 | 3411.494 | C3 | 62771.4895 | 187973.3191 | 554026.6248 | 184220.6757 | 61406.8919 | 1050399.0011 |  | 68457.3128 | 186608.7215 | 550842.5637 | 144988.4948 | 34114.94 | 985012.0328 |  | 54697.6204 | 190361.3649 | 527758.121 | 351383.8815 | 95521.8319 | 1219722.8197 |  | 59701.1449 | 190361.3649 | 527758.121 | 293388.4836 | 61406.8919 | 1132616.0064 |  | 41051.6444 | 194114.0083 | 504673.6783 | 559485.0152 | 150105.7358 | 1449430.082 |  | 51058.6935 | 194114.0083 | 504673.6783 | 450317.2073 | 68229.8799 | 1268393.4674
|  |  | 1704 | 1704 | C4 | 529 | 482 | 609 | 75 | 9 | 1704 | 485 | 485 | 612 | 95 | 16 | 1693 | 39 | 0 | 0 | -30 | -9 | 0 | 424 | 491 | 583 | 182 | 24 | 1704 | 78 | 0 | 0 | -56 | -22 | 0 | 318 | 501 | 558 | 288 | 39 | 1704 |  |  | C4 | 0.025 | 0.075 | 0.175 | 0.375 | 0.75 | C4 | 7581.0978 | 7581.0978 | 7581.0978 | 7581.0978 | 7581.0978 | C4 | 189.5274 | 568.5823 | 1326.6921 | 2842.9117 | 5685.8233 | C4 | 91920.8104 | 275762.4313 | 811935.5708 | 270076.6079 | 90973.1732 | 1540668.5936 |  | 100260.018 | 274056.6843 | 807955.4945 | 213218.3747 | 51172.4099 | 1446662.9813 |  | 80359.6363 | 279173.9253 | 773461.4997 | 517409.9226 | 136459.7598 | 1786864.7436 |  | 87751.2067 | 279173.9253 | 773461.4997 | 432122.5727 | 85287.3499 | 1657796.5541 |  | 60269.7272 | 284859.7486 | 740294.1969 | 818758.5588 | 221747.1097 | 2125929.3412 |  | 75052.8679 | 284859.7486 | 740294.1969 | 659555.5057 | 96658.9965 | 1856421.3156
|  |  | 6661 | 6661 |  | 2070 | 1884 | 2379 | 293 | 35 |  | 1897 | 1897 | 2392 | 373 | 62 |  | 138 | 0 | 0 | -103 | -35 |  | 1656 | 1921 | 2280 | 710 | 94 |  | 276 | 0 | 0 | -191 | -85 |  | 1242 | 1958 | 2181 | 1127 | 153 | [22 empty] | 212862.0631 | 638472.4728 | 1879285.9065 | 626805.1634 | 208555.9996 | 3565981.6053 |  | 232239.349 | 634173.9904 | 1869256.1141 | 493074.5987 | 117582.8264 | 3346326.8786 |  | 185850.6118 | 646500.8554 | 1790875.1443 | 1195387.4959 | 317268.9415 | 4135883.0488 |  | 202165.1341 | 646500.8554 | 1790875.1443 | 1009461.0731 | 199686.1152 | 3848688.3221 |  | 139408.8068 | 659168.8697 | 1713290.1898 | 1896904.3777 | 513316.1298 | 4922088.3738 |  | 172060.5949 | 659168.8697 | 1713290.1898 | 1550182.8713 | 227205.5001 | 4321908.0258
| LV UGB |  | 0 | 0 | C1 | 0 | 0 | 0 | 0 | 0 | 0 | 0 | 0 | 0 | 0 | 0 | 0 | 0 | 0 | 0 | 0 | 0 | 0 | 0 | 0 | 0 | 0 | 0 | 0 | 0 | 0 | 0 | 0 | 0 | 0 | 0 | 0 | 0 | 0 | 0 | 0 |  |  | C1 | 0.025 | 0.075 | 0.175 | 0.375 | 0.75 | C1 | 0 | 0 | 0 | 0 | 0 | C1 | [5 empty] | C1 | [5 empty] | 0 | [6 empty] | 0 | [6 empty] | 0 | [6 empty] | 0 | [6 empty] | 0 | [6 empty] | 0
|  |  | 0 | 0 | C2 | 0 | 0 | 0 | 0 | 0 | 0 | 0 | 0 | 0 | 0 | 0 | 0 | 0 | 0 | 0 | 0 | 0 | 0 | 0 | 0 | 0 | 0 | 0 | 0 | 0 | 0 | 0 | 0 | 0 | 0 | 0 | 0 | 0 | 0 | 0 | 0 |  |  | C2 | 0.025 | 0.075 | 0.175 | 0.375 | 0.75 | C2 | 0 | 0 | 0 | 0 | 0 | C2 | [5 empty] | C2 | [5 empty] | 0 | [6 empty] | 0 | [6 empty] | 0 | [6 empty] | 0 | [6 empty] | 0 | [6 empty] | 0
|  |  | 0 | 0 | C3 | 0 | 0 | 0 | 0 | 0 | 0 | 0 | 0 | 0 | 0 | 0 | 0 | 0 | 0 | 0 | 0 | 0 | 0 | 0 | 0 | 0 | 0 | 0 | 0 | 0 | 0 | 0 | 0 | 0 | 0 | 0 | 0 | 0 | 0 | 0 | 0 |  |  | C3 | 0.025 | 0.075 | 0.175 | 0.375 | 0.75 | C3 | 0 | 0 | 0 | 0 | 0 | C3 | [5 empty] | C3 | [5 empty] | 0 | [6 empty] | 0 | [6 empty] | 0 | [6 empty] | 0 | [6 empty] | 0 | [6 empty] | 0
|  |  | 0 | 0 | C4 | 0 | 0 | 0 | 0 | 0 | 0 | 0 | 0 | 0 | 0 | 0 | 0 | 0 | 0 | 0 | 0 | 0 | 0 | 0 | 0 | 0 | 0 | 0 | 0 | 0 | 0 | 0 | 0 | 0 | 0 | 0 | 0 | 0 | 0 | 0 | 0 |  |  | C4 | 0.025 | 0.075 | 0.175 | 0.375 | 0.75 | C4 | 0 | 0 | 0 | 0 | 0 | C4 | [5 empty] | C4 | [5 empty] | 0 | [6 empty] | 0 | [6 empty] | 0 | [6 empty] | 0 | [6 empty] | 0 | [6 empty] | 0
|  |  | 0 | 0 |  | 0 | 0 | 0 | 0 | 0 |  | 0 | 0 | 0 | 0 | 0 |  | 0 | 0 | 0 | 0 | 0 |  | 0 | 0 | 0 | 0 | 0 |  | 0 | 0 | 0 | 0 | 0 |  | 0 | 0 | 0 | 0 | 0 | [22 empty] | 0 | 0 | 0 | 0 | 0 | 0 |  | 0 | 0 | 0 | 0 | 0 | 0 |  | 0 | 0 | 0 | 0 | 0 | 0 |  | 0 | 0 | 0 | 0 | 0 | 0 |  | 0 | 0 | 0 | 0 | 0 | 0 |  | 0 | 0 | 0 | 0 | 0 | 0
| LV OHL Support |  | 34 | 34 | C1 | 6 | 4 | 15 | 6 | 3 | 34 | 5 | 4 | 15 | 7 | 3 | 34 | 1 | 0 | 0 | 0 | -1 | 0 | 6 | 4 | 14 | 7 | 3 | 34 | 2 | 0 | 0 | 0 | -2 | 0 | 5 | 4 | 13 | 8 | 4 | 34 |  |  | C1 | 0.025 | 0.075 | 0.175 | 0.375 | 0.75 | C1 | 1596.4584 | 1596.4584 | 1596.4584 | 1596.4584 | 1596.4584 | C1 | 39.9115 | 119.7344 | 279.3802 | 598.6719 | 1197.3438 | C1 | 199.5573 | 478.9375 | 4190.7032 | 4190.7032 | 3592.0313 | 12651.9325 |  | 239.4688 | 478.9375 | 4190.7032 | 3592.0313 | 3592.0313 | 12093.1721 |  | 239.4688 | 478.9375 | 3911.323 | 4190.7032 | 3592.0313 | 12412.4638 |  | 279.3802 | 478.9375 | 3911.323 | 4190.7032 | 2394.6875 | 11255.0315 |  | 199.5573 | 478.9375 | 3631.9428 | 4789.3751 | 4789.3751 | 13889.1878 |  | 279.3802 | 478.9375 | 3631.9428 | 4789.3751 | 2394.6875 | 11574.3231
|  |  | 91346 | 91346 | C2 | 16212 | 10236 | 41117 | 15985 | 7796 | 91346 | 13675 | 10498 | 41378 | 17549 | 8317 | 91417 | 3048 | 0 | 0 | -732 | -2316 | 0 | 14591 | 10833 | 38031 | 18496 | 9395 | 91346 | 6587 | 0 | 0 | -1582 | -5005 | 0 | 12969 | 11430 | 34941 | 21012 | 10994 | 91346 |  |  | C2 | 0.025 | 0.075 | 0.175 | 0.375 | 0.75 | C2 | 2280.6548 | 2280.6548 | 2280.6548 | 2280.6548 | 2280.6548 | C2 | 57.0164 | 171.0491 | 399.1146 | 855.2456 | 1710.4911 | C2 | 779698.862 | 1795673.562 | 16514563.5526 | 15008704.2002 | 14226154.5197 | 48324794.6965 |  | 924349.3931 | 1750858.695 | 16410394.6443 | 13671100.1562 | 13334988.654 | 46091691.5427 |  | 831925.8571 | 1852975.014 | 15178727.0161 | 15818621.7384 | 16070063.9308 | 49752313.5563 |  | 1005711.7533 | 1852975.014 | 15178727.0161 | 15192581.994 | 12108566.5318 | 45338562.3092 |  | 739445.3047 | 1955091.3329 | 13945462.9294 | 17970419.5484 | 18805139.2076 | 53415558.323 |  | 1115012.1349 | 1955091.3329 | 13945462.9294 | 16617421.0844 | 10244131.2274 | 43877118.7091
|  |  | 9938 | 9938 | C3 | 1764 | 1113 | 4474 | 1739 | 848 | 9938 | 1488 | 1141 | 4502 | 1909 | 905 | 9945 | 360 | 0 | 0 | -108 | -252 | 0 | 1588 | 1179 | 4136 | 2013 | 1022 | 9938 | 778 | 0 | 0 | -233 | -545 | 0 | 1412 | 1244 | 3802 | 2284 | 1196 | 9938 |  |  | C3 | 0.025 | 0.075 | 0.175 | 0.375 | 0.75 | C3 | 3420.9822 | 3420.9822 | 3420.9822 | 3420.9822 | 3420.9822 | C3 | 85.5246 | 256.5737 | 598.6719 | 1282.8683 | 2565.7367 | C3 | 127260.5382 | 292750.5526 | 2695220.834 | 2448995.6395 | 2321991.6749 | 7886219.2393 |  | 150865.3155 | 285566.49 | 2678458.0212 | 2230908.0236 | 2175744.6855 | 7521542.5357 |  | 135812.9937 | 302500.3519 | 2476106.9235 | 2582413.9457 | 2622182.8639 | 8119017.0787 |  | 166601.8336 | 302500.3519 | 2476106.9235 | 2443864.1662 | 1975617.2262 | 7364690.5014 |  | 120760.672 | 319177.6402 | 2276150.5133 | 2930071.2627 | 3068621.0422 | 8714781.1305 |  | 187298.776 | 319177.6402 | 2276150.5133 | 2631162.9422 | 1670294.564 | 7084084.4356
|  |  | 1389 | 1389 | C4 | 247 | 156 | 626 | 242 | 118 | 1389 | 208 | 160 | 630 | 266 | 126 | 1390 | 50 | 0 | 0 | -15 | -35 | 0 | 221 | 165 | 579 | 282 | 142 | 1389 | 109 | 0 | 0 | -33 | -76 | 0 | 197 | 175 | 531 | 320 | 166 | 1389 |  |  | C4 | 0.025 | 0.075 | 0.175 | 0.375 | 0.75 | C4 | 5701.637 | 5701.637 | 5701.637 | 5701.637 | 5701.637 | C4 | 142.5409 | 427.6228 | 997.7865 | 2138.1139 | 4276.2278 | C4 | 29648.5125 | 68419.6442 | 628605.4811 | 568738.2924 | 538804.6981 | 1834216.6282 |  | 35207.6086 | 66709.1531 | 624614.3352 | 517423.5592 | 504594.876 | 1748549.532 |  | 31501.5445 | 70557.7581 | 577718.3707 | 602948.1145 | 607224.3423 | 1889950.13 |  | 38628.5908 | 70557.7581 | 577718.3707 | 570876.4063 | 457556.3706 | 1715337.4964 |  | 28080.5623 | 74833.9858 | 529824.6198 | 684196.442 | 709853.8085 | 2026789.4184 |  | 43617.5232 | 74833.9858 | 529824.6198 | 613638.6839 | 384860.4986 | 1646775.3113
|  |  | 102707 | 102707 |  | 18229 | 11509 | 46232 | 17972 | 8765 |  | 15376 | 11803 | 46525 | 19731 | 9351 |  | 3459 | 0 | 0 | -855 | -2604 |  | 16406 | 12181 | 42760 | 20798 | 10562 |  | 7476 | 0 | 0 | -1848 | -5628 |  | 14583 | 12853 | 39287 | 23624 | 12360 | [22 empty] | 936807.47 | 2157322.6963 | 19842580.5709 | 18030628.8353 | 17090542.924 | 58057882.4966 |  | 1110661.7859 | 2103613.2756 | 19717657.7039 | 16423023.7703 | 16018920.2468 | 55373876.7825 |  | 999479.8641 | 2226512.0615 | 18236463.6332 | 19008174.5018 | 19303063.1683 | 59773693.2288 |  | 1211221.558 | 2226512.0615 | 18236463.6332 | 18211513.2697 | 14544134.8161 | 54429845.3384 |  | 888486.0963 | 2349581.8965 | 16755070.0053 | 21589476.6282 | 22588403.4335 | 64171018.0597 |  | 1346207.8143 | 2349581.8965 | 16755070.0053 | 19867012.0856 | 12301680.9776 | 52619552.7792
| [Please insert new asset category as required] |  | 0 | 0 | C1 | 0 | 0 | 0 | 0 | 0 | 0 | 0 | 0 | 0 | 0 | 0 | 0 | 0 | 0 | 0 | 0 | 0 | 0 | 0 | 0 | 0 | 0 | 0 | 0 | 0 | 0 | 0 | 0 | 0 | 0 | 0 | 0 | 0 | 0 | 0 | 0 |  |  | C1 | 0 | 0 | 0 | 0 | 0 | C1 | 0 | 0 | 0 | 0 | 0 | C1 | [5 empty] | C1 | [5 empty] | 0 | [6 empty] | 0 | [6 empty] | 0 | [6 empty] | 0 | [6 empty] | 0 | [6 empty] | 0
|  |  | 0 | 0 | C2 | 0 | 0 | 0 | 0 | 0 | 0 | 0 | 0 | 0 | 0 | 0 | 0 | 0 | 0 | 0 | 0 | 0 | 0 | 0 | 0 | 0 | 0 | 0 | 0 | 0 | 0 | 0 | 0 | 0 | 0 | 0 | 0 | 0 | 0 | 0 | 0 |  |  | C2 | 0 | 0 | 0 | 0 | 0 | C2 | 0 | 0 | 0 | 0 | 0 | C2 | [5 empty] | C2 | [5 empty] | 0 | [6 empty] | 0 | [6 empty] | 0 | [6 empty] | 0 | [6 empty] | 0 | [6 empty] | 0
|  |  | 0 | 0 | C3 | 0 | 0 | 0 | 0 | 0 | 0 | 0 | 0 | 0 | 0 | 0 | 0 | 0 | 0 | 0 | 0 | 0 | 0 | 0 | 0 | 0 | 0 | 0 | 0 | 0 | 0 | 0 | 0 | 0 | 0 | 0 | 0 | 0 | 0 | 0 | 0 |  |  | C3 | 0 | 0 | 0 | 0 | 0 | C3 | 0 | 0 | 0 | 0 | 0 | C3 | [5 empty] | C3 | [5 empty] | 0 | [6 empty] | 0 | [6 empty] | 0 | [6 empty] | 0 | [6 empty] | 0 | [6 empty] | 0
|  |  | 0 | 0 | C4 | 0 | 0 | 0 | 0 | 0 | 0 | 0 | 0 | 0 | 0 | 0 | 0 | 0 | 0 | 0 | 0 | 0 | 0 | 0 | 0 | 0 | 0 | 0 | 0 | 0 | 0 | 0 | 0 | 0 | 0 | 0 | 0 | 0 | 0 | 0 | 0 |  |  | C4 | 0 | 0 | 0 | 0 | 0 | C4 | 0 | 0 | 0 | 0 | 0 | C4 | [5 empty] | C4 | [5 empty] | 0 | [6 empty] | 0 | [6 empty] | 0 | [6 empty] | 0 | [6 empty] | 0 | [6 empty] | 0
|  |  | 0 | 0 |  | 0 | 0 | 0 | 0 | 0 |  | 0 | 0 | 0 | 0 | 0 |  | 0 | 0 | 0 | 0 | 0 |  | 0 | 0 | 0 | 0 | 0 |  | 0 | 0 | 0 | 0 | 0 |  | 0 | 0 | 0 | 0 | 0 | [22 empty] | 0 | 0 | 0 | 0 | 0 | 0 |  | 0 | 0 | 0 | 0 | 0 | 0 |  | 0 | 0 | 0 | 0 | 0 | 0 |  | 0 | 0 | 0 | 0 | 0 | 0 |  | 0 | 0 | 0 | 0 | 0 | 0 |  | 0 | 0 | 0 | 0 | 0 | 0
| [Please insert new asset category as required] |  | 0 | 0 | C1 | 0 | 0 | 0 | 0 | 0 | 0 | 0 | 0 | 0 | 0 | 0 | 0 | 0 | 0 | 0 | 0 | 0 | 0 | 0 | 0 | 0 | 0 | 0 | 0 | 0 | 0 | 0 | 0 | 0 | 0 | 0 | 0 | 0 | 0 | 0 | 0 |  |  | C1 | 0 | 0 | 0 | 0 | 0 | C1 | 0 | 0 | 0 | 0 | 0 | C1 | [5 empty] | C1 | [5 empty] | 0 | [6 empty] | 0 | [6 empty] | 0 | [6 empty] | 0 | [6 empty] | 0 | [6 empty] | 0
|  |  | 0 | 0 | C2 | 0 | 0 | 0 | 0 | 0 | 0 | 0 | 0 | 0 | 0 | 0 | 0 | 0 | 0 | 0 | 0 | 0 | 0 | 0 | 0 | 0 | 0 | 0 | 0 | 0 | 0 | 0 | 0 | 0 | 0 | 0 | 0 | 0 | 0 | 0 | 0 |  |  | C2 | 0 | 0 | 0 | 0 | 0 | C2 | 0 | 0 | 0 | 0 | 0 | C2 | [5 empty] | C2 | [5 empty] | 0 | [6 empty] | 0 | [6 empty] | 0 | [6 empty] | 0 | [6 empty] | 0 | [6 empty] | 0
|  |  | 0 | 0 | C3 | 0 | 0 | 0 | 0 | 0 | 0 | 0 | 0 | 0 | 0 | 0 | 0 | 0 | 0 | 0 | 0 | 0 | 0 | 0 | 0 | 0 | 0 | 0 | 0 | 0 | 0 | 0 | 0 | 0 | 0 | 0 | 0 | 0 | 0 | 0 | 0 |  |  | C3 | 0 | 0 | 0 | 0 | 0 | C3 | 0 | 0 | 0 | 0 | 0 | C3 | [5 empty] | C3 | [5 empty] | 0 | [6 empty] | 0 | [6 empty] | 0 | [6 empty] | 0 | [6 empty] | 0 | [6 empty] | 0
|  |  | 0 | 0 | C4 | 0 | 0 | 0 | 0 | 0 | 0 | 0 | 0 | 0 | 0 | 0 | 0 | 0 | 0 | 0 | 0 | 0 | 0 | 0 | 0 | 0 | 0 | 0 | 0 | 0 | 0 | 0 | 0 | 0 | 0 | 0 | 0 | 0 | 0 | 0 | 0 |  |  | C4 | 0 | 0 | 0 | 0 | 0 | C4 | 0 | 0 | 0 | 0 | 0 | C4 | [5 empty] | C4 | [5 empty] | 0 | [6 empty] | 0 | [6 empty] | 0 | [6 empty] | 0 | [6 empty] | 0 | [6 empty] | 0
|  |  | 0 | 0 |  | 0 | 0 | 0 | 0 | 0 |  | 0 | 0 | 0 | 0 | 0 |  | 0 | 0 | 0 | 0 | 0 |  | 0 | 0 | 0 | 0 | 0 |  | 0 | 0 | 0 | 0 | 0 |  | 0 | 0 | 0 | 0 | 0 | [22 empty] | 0 | 0 | 0 | 0 | 0 | 0 |  | 0 | 0 | 0 | 0 | 0 | 0 |  | 0 | 0 | 0 | 0 | 0 | 0 |  | 0 | 0 | 0 | 0 | 0 | 0 |  | 0 | 0 | 0 | 0 | 0 | 0 |  | 0 | 0 | 0 | 0 | 0 | 0
| [Please insert new asset category as required] |  | 0 | 0 | C1 | 0 | 0 | 0 | 0 | 0 | 0 | 0 | 0 | 0 | 0 | 0 | 0 | 0 | 0 | 0 | 0 | 0 | 0 | 0 | 0 | 0 | 0 | 0 | 0 | 0 | 0 | 0 | 0 | 0 | 0 | 0 | 0 | 0 | 0 | 0 | 0 |  |  | C1 | 0 | 0 | 0 | 0 | 0 | C1 | 0 | 0 | 0 | 0 | 0 | C1 | [5 empty] | C1 | [5 empty] | 0 | [6 empty] | 0 | [6 empty] | 0 | [6 empty] | 0 | [6 empty] | 0 | [6 empty] | 0
|  |  | 0 | 0 | C2 | 0 | 0 | 0 | 0 | 0 | 0 | 0 | 0 | 0 | 0 | 0 | 0 | 0 | 0 | 0 | 0 | 0 | 0 | 0 | 0 | 0 | 0 | 0 | 0 | 0 | 0 | 0 | 0 | 0 | 0 | 0 | 0 | 0 | 0 | 0 | 0 |  |  | C2 | 0 | 0 | 0 | 0 | 0 | C2 | 0 | 0 | 0 | 0 | 0 | C2 | [5 empty] | C2 | [5 empty] | 0 | [6 empty] | 0 | [6 empty] | 0 | [6 empty] | 0 | [6 empty] | 0 | [6 empty] | 0
|  |  | 0 | 0 | C3 | 0 | 0 | 0 | 0 | 0 | 0 | 0 | 0 | 0 | 0 | 0 | 0 | 0 | 0 | 0 | 0 | 0 | 0 | 0 | 0 | 0 | 0 | 0 | 0 | 0 | 0 | 0 | 0 | 0 | 0 | 0 | 0 | 0 | 0 | 0 | 0 |  |  | C3 | 0 | 0 | 0 | 0 | 0 | C3 | 0 | 0 | 0 | 0 | 0 | C3 | [5 empty] | C3 | [5 empty] | 0 | [6 empty] | 0 | [6 empty] | 0 | [6 empty] | 0 | [6 empty] | 0 | [6 empty] | 0
|  |  | 0 | 0 | C4 | 0 | 0 | 0 | 0 | 0 | 0 | 0 | 0 | 0 | 0 | 0 | 0 | 0 | 0 | 0 | 0 | 0 | 0 | 0 | 0 | 0 | 0 | 0 | 0 | 0 | 0 | 0 | 0 | 0 | 0 | 0 | 0 | 0 | 0 | 0 | 0 |  |  | C4 | 0 | 0 | 0 | 0 | 0 | C4 | 0 | 0 | 0 | 0 | 0 | C4 | [5 empty] | C4 | [5 empty] | 0 | [6 empty] | 0 | [6 empty] | 0 | [6 empty] | 0 | [6 empty] | 0 | [6 empty] | 0
|  |  | 0 | 0 |  | 0 | 0 | 0 | 0 | 0 |  | 0 | 0 | 0 | 0 | 0 |  | 0 | 0 | 0 | 0 | 0 |  | 0 | 0 | 0 | 0 | 0 |  | 0 | 0 | 0 | 0 | 0 |  | 0 | 0 | 0 | 0 | 0 | [22 empty] | 0 | 0 | 0 | 0 | 0 | 0 |  | 0 | 0 | 0 | 0 | 0 | 0 |  | 0 | 0 | 0 | 0 | 0 | 0 |  | 0 | 0 | 0 | 0 | 0 | 0 |  | 0 | 0 | 0 | 0 | 0 | 0 |  | 0 | 0 | 0 | 0 | 0 | 0
| [Please insert new asset category as required] |  | 0 | 0 | C1 | 0 | 0 | 0 | 0 | 0 | 0 | 0 | 0 | 0 | 0 | 0 | 0 | 0 | 0 | 0 | 0 | 0 | 0 | 0 | 0 | 0 | 0 | 0 | 0 | 0 | 0 | 0 | 0 | 0 | 0 | 0 | 0 | 0 | 0 | 0 | 0 |  |  | C1 | 0 | 0 | 0 | 0 | 0 | C1 | 0 | 0 | 0 | 0 | 0 | C1 | [5 empty] | C1 | [5 empty] | 0 | [6 empty] | 0 | [6 empty] | 0 | [6 empty] | 0 | [6 empty] | 0 | [6 empty] | 0
|  |  | 0 | 0 | C2 | 0 | 0 | 0 | 0 | 0 | 0 | 0 | 0 | 0 | 0 | 0 | 0 | 0 | 0 | 0 | 0 | 0 | 0 | 0 | 0 | 0 | 0 | 0 | 0 | 0 | 0 | 0 | 0 | 0 | 0 | 0 | 0 | 0 | 0 | 0 | 0 |  |  | C2 | 0 | 0 | 0 | 0 | 0 | C2 | 0 | 0 | 0 | 0 | 0 | C2 | [5 empty] | C2 | [5 empty] | 0 | [6 empty] | 0 | [6 empty] | 0 | [6 empty] | 0 | [6 empty] | 0 | [6 empty] | 0
|  |  | 0 | 0 | C3 | 0 | 0 | 0 | 0 | 0 | 0 | 0 | 0 | 0 | 0 | 0 | 0 | 0 | 0 | 0 | 0 | 0 | 0 | 0 | 0 | 0 | 0 | 0 | 0 | 0 | 0 | 0 | 0 | 0 | 0 | 0 | 0 | 0 | 0 | 0 | 0 |  |  | C3 | 0 | 0 | 0 | 0 | 0 | C3 | 0 | 0 | 0 | 0 | 0 | C3 | [5 empty] | C3 | [5 empty] | 0 | [6 empty] | 0 | [6 empty] | 0 | [6 empty] | 0 | [6 empty] | 0 | [6 empty] | 0
|  |  | 0 | 0 | C4 | 0 | 0 | 0 | 0 | 0 | 0 | 0 | 0 | 0 | 0 | 0 | 0 | 0 | 0 | 0 | 0 | 0 | 0 | 0 | 0 | 0 | 0 | 0 | 0 | 0 | 0 | 0 | 0 | 0 | 0 | 0 | 0 | 0 | 0 | 0 | 0 |  |  | C4 | 0 | 0 | 0 | 0 | 0 | C4 | 0 | 0 | 0 | 0 | 0 | C4 | [5 empty] | C4 | [5 empty] | 0 | [6 empty] | 0 | [6 empty] | 0 | [6 empty] | 0 | [6 empty] | 0 | [6 empty] | 0
|  |  | 0 | 0 |  | 0 | 0 | 0 | 0 | 0 |  | 0 | 0 | 0 | 0 | 0 |  | 0 | 0 | 0 | 0 | 0 |  | 0 | 0 | 0 | 0 | 0 |  | 0 | 0 | 0 | 0 | 0 |  | 0 | 0 | 0 | 0 | 0 | [22 empty] | 0 | 0 | 0 | 0 | 0 | 0 |  | 0 | 0 | 0 | 0 | 0 | 0 |  | 0 | 0 | 0 | 0 | 0 | 0 |  | 0 | 0 | 0 | 0 | 0 | 0 |  | 0 | 0 | 0 | 0 | 0 | 0 |  | 0 | 0 | 0 | 0 | 0 | 0
| [Please insert new asset category as required] |  | 0 | 0 | C1 | 0 | 0 | 0 | 0 | 0 | 0 | 0 | 0 | 0 | 0 | 0 | 0 | 0 | 0 | 0 | 0 | 0 | 0 | 0 | 0 | 0 | 0 | 0 | 0 | 0 | 0 | 0 | 0 | 0 | 0 | 0 | 0 | 0 | 0 | 0 | 0 |  |  | C1 | 0 | 0 | 0 | 0 | 0 | C1 | 0 | 0 | 0 | 0 | 0 | C1 | [5 empty] | C1 | [5 empty] | 0 | [6 empty] | 0 | [6 empty] | 0 | [6 empty] | 0 | [6 empty] | 0 | [6 empty] | 0
|  |  | 0 | 0 | C2 | 0 | 0 | 0 | 0 | 0 | 0 | 0 | 0 | 0 | 0 | 0 | 0 | 0 | 0 | 0 | 0 | 0 | 0 | 0 | 0 | 0 | 0 | 0 | 0 | 0 | 0 | 0 | 0 | 0 | 0 | 0 | 0 | 0 | 0 | 0 | 0 |  |  | C2 | 0 | 0 | 0 | 0 | 0 | C2 | 0 | 0 | 0 | 0 | 0 | C2 | [5 empty] | C2 | [5 empty] | 0 | [6 empty] | 0 | [6 empty] | 0 | [6 empty] | 0 | [6 empty] | 0 | [6 empty] | 0
|  |  | 0 | 0 | C3 | 0 | 0 | 0 | 0 | 0 | 0 | 0 | 0 | 0 | 0 | 0 | 0 | 0 | 0 | 0 | 0 | 0 | 0 | 0 | 0 | 0 | 0 | 0 | 0 | 0 | 0 | 0 | 0 | 0 | 0 | 0 | 0 | 0 | 0 | 0 | 0 |  |  | C3 | 0 | 0 | 0 | 0 | 0 | C3 | 0 | 0 | 0 | 0 | 0 | C3 | [5 empty] | C3 | [5 empty] | 0 | [6 empty] | 0 | [6 empty] | 0 | [6 empty] | 0 | [6 empty] | 0 | [6 empty] | 0
|  |  | 0 | 0 | C4 | 0 | 0 | 0 | 0 | 0 | 0 | 0 | 0 | 0 | 0 | 0 | 0 | 0 | 0 | 0 | 0 | 0 | 0 | 0 | 0 | 0 | 0 | 0 | 0 | 0 | 0 | 0 | 0 | 0 | 0 | 0 | 0 | 0 | 0 | 0 | 0 |  |  | C4 | 0 | 0 | 0 | 0 | 0 | C4 | 0 | 0 | 0 | 0 | 0 | C4 | [5 empty] | C4 | [5 empty] | 0 | [6 empty] | 0 | [6 empty] | 0 | [6 empty] | 0 | [6 empty] | 0 | [6 empty] | 0
|  |  | 0 | 0 |  | 0 | 0 | 0 | 0 | 0 |  | 0 | 0 | 0 | 0 | 0 |  | 0 | 0 | 0 | 0 | 0 |  | 0 | 0 | 0 | 0 | 0 |  | 0 | 0 | 0 | 0 | 0 |  | 0 | 0 | 0 | 0 | 0 | [22 empty] | 0 | 0 | 0 | 0 | 0 | 0 |  | 0 | 0 | 0 | 0 | 0 | 0 |  | 0 | 0 | 0 | 0 | 0 | 0 |  | 0 | 0 | 0 | 0 | 0 | 0 |  | 0 | 0 | 0 | 0 | 0 | 0 |  | 0 | 0 | 0 | 0 | 0 | 0
[63 empty] | 1149669.5331 | 2795795.1691 | 21721866.4774 | 18657433.9987 | 17299098.9236 | 61623864.1019 |  | 1342901.1349 | 2737787.266 | 21586913.8181 | 16916098.3691 | 16136503.0732 | 58720203.6612 |  | 1185330.4758 | 2873012.9168 | 20027338.7776 | 20203561.9976 | 19620332.1098 | 63909576.2777 |  | 1413386.6921 | 2873012.9168 | 20027338.7776 | 19220974.3428 | 14743820.9313 | 58278533.6606 |  | 1027894.9031 | 3008750.7662 | 18468360.1951 | 23486381.0059 | 23101719.5633 | 69093106.4336 |  | 1518268.4092 | 3008750.7662 | 18468360.1951 | 21417194.9569 | 12528886.4776 | 56941460.805
| HV Network | [73 empty] | 0 | [6 empty] | 0 | [6 empty] | 0 | [6 empty] | 0 | [6 empty] | 0
| HV Switchgear (GM) - Primary |  | 13 | 13 | C1 | 2 | 3 | 6 | 1 | 1 | 13 | 2 | 3 | 6 | 1 | 1 | 13 | 1 | 0 | 0 | 0 | -1 | 0 | 2 | 3 | 6 | 1 | 1 | 13 | 0 | 0 | 0 | 0 | 0 | 0 | 2 | 3 | 5 | 2 | 1 | 13 |  |  | C1 | 0.025 | 0.075 | 0.175 | 0.375 | 0.75 | C1 | 17990.8746 | 17990.8746 | 17990.8746 | 17990.8746 | 17990.8746 | C1 | 449.7719 | 1349.3156 | 3148.4031 | 6746.578 | 13493.156 | C1 | 899.5437 | 4047.9468 | 18890.4183 | 6746.578 | 13493.156 | 44077.6428 |  | 899.5437 | 4047.9468 | 18890.4183 | 6746.578 | 13493.156 | 44077.6428 |  | 899.5437 | 4047.9468 | 18890.4183 | 6746.578 | 13493.156 | 44077.6428 |  | 1349.3156 | 4047.9468 | 18890.4183 | 6746.578 | 0 | 31034.2587 |  | 899.5437 | 4047.9468 | 15742.0153 | 13493.156 | 13493.156 | 47675.8177 |  | 899.5437 | 4047.9468 | 15742.0153 | 13493.156 | 13493.156 | 47675.8177
|  |  | 821 | 821 | C2 | 124 | 201 | 385 | 64 | 47 | 821 | 110 | 202 | 387 | 69 | 49 | 817 | 38 | 0 | 0 | -1 | -37 | 0 | 111 | 193 | 367 | 97 | 53 | 821 | 77 | 0 | 0 | -34 | -43 | 0 | 99 | 185 | 348 | 129 | 60 | 821 |  |  | C2 | 0.025 | 0.075 | 0.175 | 0.375 | 0.75 | C2 | 25701.2494 | 25701.2494 | 25701.2494 | 25701.2494 | 25701.2494 | C2 | 642.5312 | 1927.5937 | 4497.7187 | 9637.9685 | 19275.9371 | C2 | 70678.436 | 389373.9291 | 1740617.1188 | 665019.8294 | 944520.9172 | 3810210.2304 |  | 79673.8733 | 387446.3354 | 1731621.6814 | 616829.9867 | 905969.043 | 3721540.9198 |  | 71320.9672 | 372025.5857 | 1650662.7457 | 934882.9486 | 1021624.6655 | 4050516.9127 |  | 95737.1542 | 372025.5857 | 1650662.7457 | 925244.9801 | 308414.9934 | 3352085.459 |  | 63610.5924 | 356604.8361 | 1565206.0913 | 1243297.942 | 1156556.2251 | 4385275.6868 |  | 113085.4976 | 356604.8361 | 1565206.0913 | 915607.0115 | 327690.9304 | 3278194.3669
|  |  | 1503 | 1503 | C3 | 226 | 367 | 706 | 119 | 85 | 1503 | 201 | 369 | 710 | 128 | 89 | 1497 | 86 | 0 | 0 | -18 | -68 | 0 | 204 | 353 | 672 | 177 | 97 | 1503 | 174 | 0 | 0 | -96 | -78 | 0 | 181 | 339 | 639 | 235 | 109 | 1503 |  |  | C3 | 0.025 | 0.075 | 0.175 | 0.375 | 0.75 | C3 | 38551.8742 | 38551.8742 | 38551.8742 | 38551.8742 | 38551.8742 | C3 | 963.7969 | 2891.3906 | 6746.578 | 14456.9528 | 28913.9056 | C3 | 193723.1677 | 1066923.1176 | 4790070.3656 | 1850489.9601 | 2573337.6008 | 10474544.2118 |  | 217818.0891 | 1061140.3365 | 4763084.0536 | 1720377.3848 | 2457681.9783 | 10220101.8423 |  | 196614.5583 | 1020660.8686 | 4533700.4023 | 2558880.648 | 2804648.8458 | 11114505.3231 |  | 279501.0877 | 1020660.8686 | 4533700.4023 | 2298655.4974 | 838503.2632 | 8971021.1192 |  | 174447.2306 | 980181.4008 | 4311063.329 | 3397383.9112 | 3151615.7134 | 12014691.5849 |  | 342147.8833 | 980181.4008 | 4311063.329 | 2009516.4411 | 896331.0744 | 8539240.1285
|  |  | 4 | 4 | C4 | 1 | 1 | 2 | 0 | 0 | 4 | 1 | 1 | 2 | 0 | 0 | 4 | 0 | 0 | 0 | 0 | 0 | 0 | 1 | 1 | 1 | 1 | 0 | 4 | 0 | 0 | 0 | 0 | 0 | 0 | 0 | 1 | 2 | 1 | 0 | 4 |  |  | C4 | 0.025 | 0.075 | 0.175 | 0.375 | 0.75 | C4 | 64253.1236 | 64253.1236 | 64253.1236 | 64253.1236 | 64253.1236 | C4 | 1606.3281 | 4818.9843 | 11244.2966 | 24094.9214 | 48189.8427 | C4 | 1606.3281 | 4818.9843 | 22488.5933 | 0 | 0 | 28913.9056 |  | 1606.3281 | 4818.9843 | 22488.5933 | 0 | 0 | 28913.9056 |  | 1606.3281 | 4818.9843 | 11244.2966 | 24094.9214 | 0 | 41764.5304 |  | 1606.3281 | 4818.9843 | 11244.2966 | 24094.9214 | 0 | 41764.5304 |  | 0 | 4818.9843 | 22488.5933 | 24094.9214 | 0 | 51402.4989 |  | 0 | 4818.9843 | 22488.5933 | 24094.9214 | 0 | 51402.4989
|  |  | 2341 | 2341 |  | 353 | 572 | 1099 | 184 | 133 |  | 314 | 575 | 1105 | 198 | 139 |  | 125 | 0 | 0 | -19 | -106 |  | 318 | 550 | 1046 | 276 | 151 |  | 251 | 0 | 0 | -130 | -121 |  | 282 | 528 | 994 | 367 | 170 | [22 empty] | 266907.4755 | 1465163.9778 | 6572066.4959 | 2522256.3675 | 3531351.6739 | 14357745.9907 |  | 299997.8342 | 1457453.603 | 6536084.7467 | 2343953.9495 | 3377144.1772 | 14014634.3106 |  | 270441.3973 | 1401553.3854 | 6214497.863 | 3524605.0959 | 3839766.6673 | 15250864.4089 |  | 378193.8856 | 1401553.3854 | 6214497.863 | 3254741.9768 | 1146918.2565 | 12395905.3673 |  | 238957.3667 | 1345653.1679 | 5914500.0288 | 4678269.9305 | 4321665.0944 | 16499045.5883 |  | 456132.9245 | 1345653.1679 | 5914500.0288 | 2962711.5299 | 1237515.1608 | 11916512.812
| HV Switchgear (GM) - Distribution |  | 1579 | 1581 | C1 | 593 | 472 | 271 | 119 | 124 | 1579 | 586 | 474 | 273 | 130 | 101 | 1564 | 19 | 0 | 0 | 0 | -17 | 2 | 533 | 484 | 291 | 134 | 137 | 1579 | 46 | 0 | 0 | 0 | -44 | 2 | 474 | 497 | 311 | 150 | 147 | 1579 |  |  | C1 | 0.025 | 0.075 | 0.175 | 0.375 | 0.75 | C1 | 3760.5128 | 3760.5128 | 3760.5128 | 3760.5128 | 3760.5128 | C1 | 94.0128 | 282.0385 | 658.0897 | 1410.1923 | 2820.3846 | C1 | 55091.5127 | 133686.2305 | 179658.4997 | 183324.9997 | 284858.8457 | 836620.0884 |  | 55749.6025 | 133122.1536 | 178342.3202 | 167812.8843 | 349727.6917 | 884754.6524 |  | 50108.8333 | 136506.6152 | 191504.1151 | 188965.7689 | 386392.6917 | 953478.0241 |  | 51895.0768 | 136506.6152 | 191504.1151 | 188965.7689 | 338446.1533 | 907317.7293 |  | 44562.0768 | 140173.1152 | 204665.9099 | 211528.8458 | 414596.5378 | 1015526.4855 |  | 48886.6666 | 140173.1152 | 204665.9099 | 211528.8458 | 290499.6149 | 895754.1524
|  |  | 2822 | 2821 | C2 | 1059 | 844 | 485 | 213 | 221 | 2822 | 1046 | 847 | 489 | 233 | 180 | 2795 | 62 | 0 | 0 | 0 | -63 | -1 | 953 | 866 | 521 | 240 | 242 | 2822 | 111 | 0 | 0 | 0 | -112 | -1 | 847 | 887 | 557 | 267 | 264 | 2822 |  |  | C2 | 0.025 | 0.075 | 0.175 | 0.375 | 0.75 | C2 | 5372.1612 | 5372.1612 | 5372.1612 | 5372.1612 | 5372.1612 | C2 | 134.304 | 402.9121 | 940.1282 | 2014.5604 | 4029.1209 | C2 | 140482.0144 | 341266.5379 | 459722.6916 | 469392.5816 | 725241.757 | 2136105.5826 |  | 142227.9668 | 340057.8016 | 455962.1787 | 429101.3729 | 890435.7128 | 2257785.0329 |  | 127991.7397 | 348921.8676 | 489806.7941 | 483494.5047 | 975047.2511 | 2425262.1572 |  | 136318.5895 | 348921.8676 | 489806.7941 | 483494.5047 | 721212.6362 | 2179754.392 |  | 113755.5126 | 357383.0214 | 523651.4094 | 537887.6365 | 1063687.9103 | 2596365.4902 |  | 128663.2599 | 357383.0214 | 523651.4094 | 537887.6365 | 612426.3726 | 2160011.6997
|  |  | 2820 | 2819 | C3 | 1058 | 844 | 484 | 213 | 221 | 2820 | 1046 | 847 | 487 | 232 | 180 | 2792 | 62 | 0 | 0 | 0 | -63 | -1 | 953 | 865 | 520 | 240 | 242 | 2820 | 119 | 0 | 0 | -8 | -112 | -1 | 847 | 887 | 556 | 267 | 263 | 2820 |  |  | C3 | 0.025 | 0.075 | 0.175 | 0.375 | 0.75 | C3 | 8058.2417 | 8058.2417 | 8058.2417 | 8058.2417 | 8058.2417 | C3 | 201.456 | 604.3681 | 1410.1923 | 3021.8407 | 6043.6813 | C3 | 210723.0216 | 511899.8068 | 686763.6527 | 701067.0318 | 1087862.6356 | 3198316.1486 |  | 213140.4942 | 510086.7025 | 682533.0758 | 643652.0594 | 1335653.5692 | 3385065.901 |  | 191987.6096 | 522778.4332 | 733299.9988 | 725241.757 | 1462570.8767 | 3635878.6753 |  | 204477.8843 | 522778.4332 | 733299.9988 | 725241.757 | 1081818.9543 | 3267617.0276 |  | 170633.2689 | 536074.5321 | 784066.9218 | 806831.4547 | 1589488.1842 | 3887094.3617 |  | 194606.5381 | 536074.5321 | 784066.9218 | 782656.7295 | 912595.8776 | 3210000.5991
|  |  | 2480 | 2480 | C4 | 931 | 742 | 426 | 187 | 194 | 2480 | 920 | 745 | 429 | 204 | 158 | 2456 | 54 | 0 | 0 | 0 | -54 | 0 | 838 | 761 | 458 | 211 | 212 | 2480 | 118 | 0 | 0 | -19 | -99 | 0 | 745 | 779 | 489 | 235 | 232 | 2480 |  |  | C4 | 0.025 | 0.075 | 0.175 | 0.375 | 0.75 | C4 | 13430.4029 | 13430.4029 | 13430.4029 | 13430.4029 | 13430.4029 | C4 | 335.7601 | 1007.2802 | 2350.3205 | 5036.4011 | 10072.8022 | C4 | 308899.2669 | 750423.7625 | 1008287.4983 | 1027425.8225 | 1591502.7446 | 4686539.0948 |  | 312592.6277 | 747401.9218 | 1001236.5368 | 941807.0039 | 1954123.6232 | 4957161.7134 |  | 281366.9409 | 766540.246 | 1076446.7931 | 1062680.6301 | 2135434.0624 | 5322468.6725 |  | 299497.9849 | 766540.246 | 1076446.7931 | 1062680.6301 | 1591502.7446 | 4796668.3987 |  | 250141.2542 | 784671.2899 | 1149306.7289 | 1183554.2563 | 2336890.106 | 5704563.6353 |  | 289760.9427 | 784671.2899 | 1149306.7289 | 1087862.6356 | 1339682.6901 | 4651284.2872
|  |  | 9701 | 9701 |  | 3641 | 2902 | 1666 | 732 | 760 |  | 3598 | 2913 | 1678 | 799 | 619 |  | 197 | 0 | 0 | 0 | -197 |  | 3277 | 2976 | 1790 | 825 | 833 |  | 394 | 0 | 0 | -27 | -367 |  | 2913 | 3050 | 1913 | 919 | 906 | [22 empty] | 715195.8157 | 1737276.3378 | 2334432.3423 | 2381210.4356 | 3689465.9829 | 10857580.9143 |  | 723710.6911 | 1730668.5796 | 2318074.1116 | 2182373.3206 | 4529940.5969 | 11484767.2998 |  | 651455.1235 | 1774747.1619 | 2491057.701 | 2460382.6608 | 4959444.8819 | 12337087.5291 |  | 692189.5355 | 1774747.1619 | 2491057.701 | 2460382.6608 | 3732980.4884 | 11151357.5476 |  | 579092.1126 | 1818301.9585 | 2661690.97 | 2739802.1933 | 5404662.7383 | 13203549.9727 |  | 661917.4073 | 1818301.9585 | 2661690.97 | 2619935.8473 | 3155204.5552 | 10917050.7384
| HV Transformer (GM) |  | 1206 | 1206 | C1 | 404 | 329 | 407 | 50 | 16 | 1206 | 377 | 331 | 409 | 61 | 20 | 1198 | 19 | 0 | 0 | -3 | -16 | 0 | 323 | 344 | 391 | 122 | 26 | 1206 | 39 | 0 | 0 | -16 | -23 | 0 | 242 | 359 | 376 | 193 | 36 | 1206 |  |  | C1 | 0.025 | 0.075 | 0.175 | 0.375 | 0.75 | C1 | 9921.7992 | 9921.7992 | 9921.7992 | 9921.7992 | 9921.7992 | C1 | 248.045 | 744.1349 | 1736.3149 | 3720.6747 | 7441.3494 | C1 | 93512.9571 | 246308.6642 | 710152.7751 | 226961.1559 | 148826.9874 | 1425762.5397 |  | 100210.1715 | 244820.3943 | 706680.1454 | 186033.7343 | 119061.59 | 1356806.0356 |  | 80118.5282 | 255982.4184 | 678899.1077 | 453922.3117 | 193475.0837 | 1662397.4498 |  | 84831.3828 | 255982.4184 | 678899.1077 | 442760.2877 | 74413.4937 | 1536886.6904 |  | 60026.8849 | 267144.4425 | 652854.3849 | 718090.2144 | 267888.5774 | 1966004.5042 |  | 69700.6391 | 267144.4425 | 652854.3849 | 658559.4195 | 96737.5418 | 1744996.4278
|  |  | 2154 | 2154 | C2 | 722 | 588 | 725 | 90 | 29 | 2154 | 675 | 591 | 728 | 110 | 35 | 2139 | 62 | 0 | 0 | -33 | -29 | 0 | 577 | 615 | 698 | 217 | 47 | 2154 | 123 | 0 | 0 | -81 | -42 | 0 | 433 | 642 | 670 | 344 | 65 | 2154 |  |  | C2 | 0.025 | 0.075 | 0.175 | 0.375 | 0.75 | C2 | 14173.9988 | 14173.9988 | 14173.9988 | 14173.9988 | 14173.9988 | C2 | 354.35 | 1063.0499 | 2480.4498 | 5315.2496 | 10630.4991 | C2 | 239186.2298 | 628262.497 | 1805767.4477 | 584677.4507 | 372067.4686 | 3629961.0938 |  | 255840.6784 | 625073.3473 | 1798326.0983 | 478372.4596 | 308284.474 | 3465897.0576 |  | 204459.9328 | 653775.6949 | 1731353.954 | 1153409.1527 | 499633.4579 | 4242632.1921 |  | 226429.6309 | 653775.6949 | 1731353.954 | 978005.9175 | 191348.9839 | 3780914.1811 |  | 153433.5371 | 682478.0424 | 1661901.3598 | 1828445.8458 | 690982.4417 | 5017241.2268 |  | 197018.5834 | 682478.0424 | 1661901.3598 | 1397910.6321 | 244501.4794 | 4183810.0971
|  |  | 2154 | 2154 | C3 | 721 | 588 | 725 | 91 | 29 | 2154 | 673 | 591 | 728 | 111 | 36 | 2139 | 62 | 0 | 0 | -33 | -29 | 0 | 577 | 615 | 698 | 217 | 47 | 2154 | 123 | 0 | 0 | -81 | -42 | 0 | 433 | 642 | 670 | 344 | 65 | 2154 |  |  | C3 | 0.025 | 0.075 | 0.175 | 0.375 | 0.75 | C3 | 21260.9982 | 21260.9982 | 21260.9982 | 21260.9982 | 21260.9982 | C3 | 531.525 | 1594.5749 | 3720.6747 | 7972.8743 | 15945.7487 | C3 | 357716.2948 | 942393.7455 | 2708651.1715 | 884989.0504 | 574046.9516 | 5467797.2138 |  | 383229.4927 | 937610.0209 | 2697489.1475 | 725531.5638 | 462426.711 | 5206286.9358 |  | 306689.8991 | 980663.5423 | 2597030.9309 | 1730113.7291 | 749450.1868 | 6363948.2882 |  | 339644.4464 | 980663.5423 | 2597030.9309 | 1467008.8763 | 287023.4758 | 5671371.2716 |  | 230150.3056 | 1023717.0636 | 2492852.0397 | 2742668.7687 | 1036473.6626 | 7525861.8402 |  | 295527.8751 | 1023717.0636 | 2492852.0397 | 2096865.9481 | 366752.2191 | 6275715.1456
|  |  | 1895 | 1895 | C4 | 635 | 518 | 638 | 79 | 25 | 1895 | 593 | 521 | 641 | 96 | 31 | 1882 | 54 | 0 | 0 | -29 | -25 | 0 | 509 | 541 | 614 | 191 | 40 | 1895 | 109 | 0 | 0 | -72 | -37 | 0 | 381 | 564 | 590 | 303 | 57 | 1895 |  |  | C4 | 0.025 | 0.075 | 0.175 | 0.375 | 0.75 | C4 | 35434.997 | 35434.997 | 35434.997 | 35434.997 | 35434.997 | C4 | 885.8749 | 2657.6248 | 6201.1245 | 13288.1239 | 26576.2478 | C4 | 525323.8307 | 1384622.5082 | 3974920.7897 | 1275659.8924 | 823863.6805 | 7984390.7015 |  | 562530.5776 | 1376649.6339 | 3956317.4163 | 1049761.7865 | 664406.194 | 7609665.6081 |  | 450910.337 | 1437775.0037 | 3807490.4288 | 2538031.6609 | 1063049.9103 | 9297257.3408 |  | 498747.5829 | 1437775.0037 | 3807490.4288 | 2152676.0684 | 398643.7164 | 8295332.8003 |  | 337518.3465 | 1498900.3736 | 3658663.4414 | 4026301.5354 | 1514846.1222 | 11036229.8191 |  | 434078.7134 | 1498900.3736 | 3658663.4414 | 3069556.6161 | 531524.9552 | 9192724.0996
|  |  | 7409 | 7409 |  | 2482 | 2023 | 2495 | 310 | 99 |  | 2318 | 2034 | 2506 | 378 | 122 |  | 197 | 0 | 0 | -98 | -99 |  | 1986 | 2115 | 2401 | 747 | 160 |  | 394 | 0 | 0 | -250 | -144 |  | 1489 | 2207 | 2306 | 1184 | 223 | [22 empty] | 1215739.3125 | 3201587.4149 | 9199492.184 | 2972287.5493 | 1918805.0881 | 18507911.5488 |  | 1301810.9202 | 3184153.3964 | 9158812.8074 | 2439699.5442 | 1554178.9689 | 17638655.6372 |  | 1042178.6971 | 3328196.6593 | 8814774.4215 | 5875476.8544 | 2505608.6387 | 21566235.2709 |  | 1149653.043 | 3328196.6593 | 8814774.4215 | 5040451.1498 | 951429.6697 | 19284504.9433 |  | 781129.0741 | 3472239.9221 | 8466271.2259 | 9315506.3642 | 3510190.8039 | 25545337.3902 |  | 996325.811 | 3472239.9221 | 8466271.2259 | 7222892.6157 | 1239516.1954 | 21397245.7701
| HV UG Cable |  | 27.0472 | 27.0472 | C1 | 9.9354 | 8.4685 | 8.287 | 0.35215 | 0.0041312 | 27.0472 | 9.2319 | 8.5186 | 8.3371 | 0.4189 | 0.0040944 | 26.5106 | 0.0054132 | 0 | 0 | 0 | -0.0054132 | 0 | 8.9426 | 8.6178 | 8.3039 | 1.1476 | 0.03533 | 27.0472 | 0.037892 | 0 | 0 | 0 | -0.037892 | 0 | 7.9466 | 8.764 | 8.3255 | 1.9379 | 0.073223 | 27.0472 |  |  | C1 | 0.025 | 0.075 | 0.175 | 0.375 | 0.75 | C1 | 70193.2548 | 70193.2548 | 70193.2548 | 70193.2548 | 70193.2548 | C1 | 1754.8314 | 5264.4941 | 12283.8196 | 26322.4705 | 52644.9411 | C1 | 16200.4893 | 44845.8616 | 102411.6118 | 11026.5526 | 215.5496 | 174700.0649 |  | 17435.0016 | 44582.2864 | 101796.6029 | 9269.3843 | 217.485 | 173300.7601 |  | 15692.7901 | 45368.5021 | 102003.1356 | 30207.671 | 1859.9585 | 195132.0572 |  | 15702.2894 | 45368.5021 | 102003.1356 | 30207.671 | 1574.9805 | 194856.5784 |  | 13944.9248 | 46137.9428 | 102269.115 | 51011.067 | 3854.8047 | 217217.8544 |  | 14011.4197 | 46137.9428 | 102269.115 | 51011.067 | 1859.9585 | 215289.5031
|  |  | 1750.858 | 1750.3284 | C2 | 643.1534 | 548.1932 | 536.4482 | 22.7957 | 0.26742 | 1750.858 | 597.6139 | 551.4342 | 539.6892 | 27.117 | 0.26504 | 1716.1194 | 10.2783 | 0 | 0 | -9.9279 | -0.35042 | 0 | 578.8856 | 557.8607 | 537.5366 | 74.288 | 2.287 | 1750.858 | 20 | 0 | 0 | -18.0767 | -2.4529 | -0.52957 | 514.4092 | 567.3219 | 538.9383 | 125.4486 | 4.7399 | 1750.858 |  |  | C2 | 0.025 | 0.075 | 0.175 | 0.375 | 0.75 | C2 | 100276.0782 | 100276.0782 | 100276.0782 | 100276.0782 | 100276.0782 | C2 | 2506.902 | 7520.7059 | 17548.3137 | 37603.5293 | 75207.0587 | C2 | 1498159.5386 | 4147174.4398 | 9470635.7191 | 1019693.5802 | 19933.2017 | 16155596.4795 |  | 1612322.5249 | 4122800.0052 | 9413762.0384 | 857197.3494 | 20112.1824 | 16026194.1002 |  | 1451209.445 | 4195506.2406 | 9432861.3927 | 2793490.3361 | 172001.8747 | 18045069.2892 |  | 1476976.1832 | 4195506.2406 | 9432861.3927 | 2420166.1051 | 145648.1923 | 17671158.1139 |  | 1289573.5262 | 4266661.1831 | 9457458.163 | 4717309.1525 | 356477.6516 | 20087479.6764 |  | 1339711.5653 | 4266661.1831 | 9457458.163 | 4037562.6751 | 172001.8747 | 19273395.4613
|  |  | 3207.8026 | 3207.8026 | C3 | 1178.3418 | 1004.3623 | 982.8439 | 41.7647 | 0.48996 | 3207.8026 | 1094.9075 | 1010.3001 | 988.7818 | 49.6819 | 0.4856 | 3144.1569 | 23.1122 | 0 | 0 | -22.4702 | -0.64201 | 0 | 1060.5947 | 1022.0743 | 984.838 | 136.1054 | 4.1902 | 3207.8026 | 46.2245 | 0 | 0 | -41.7304 | -4.494 | 0 | 942.4655 | 1039.4085 | 987.406 | 229.8383 | 8.6842 | 3207.8026 |  |  | C3 | 0.025 | 0.075 | 0.175 | 0.375 | 0.75 | C3 | 150414.1174 | 150414.1174 | 150414.1174 | 150414.1174 | 150414.1174 | C3 | 3760.3529 | 11281.0588 | 26322.4705 | 56405.294 | 112810.588 | C3 | 4117238.6496 | 11397255.3992 | 26027179.6257 | 2802319.5868 | 54780.3797 | 44398773.641 |  | 4430981.1099 | 11330269.6332 | 25870879.505 | 2355747.8135 | 55272.254 | 44043150.3156 |  | 3988210.5088 | 11530080.7447 | 25923368.3075 | 7677063.8124 | 472695.1624 | 49591418.5358 |  | 4075120.6652 | 11530080.7447 | 25923368.3075 | 6409624.0321 | 400270.032 | 48338463.7815 |  | 3544003.043 | 11725628.5965 | 25990965.0957 | 12964098.3247 | 979671.0745 | 55204366.1345 |  | 3717823.3557 | 11725628.5965 | 25990965.0957 | 10610281.5898 | 472695.1624 | 52517393.8001
|  |  | 10.8189 | 10.8189 | C4 | 3.9742 | 3.3874 | 3.3148 | 0.14086 | 0.0016525 | 10.8189 | 3.6928 | 3.4074 | 3.3348 | 0.16756 | 0.0016378 | 10.6042 | 0.07795 | 0 | 0 | -0.075785 | -0.0021653 | -3.4694e-18 | 3.577 | 3.4471 | 3.3215 | 0.45904 | 0.014132 | 10.8189 | 0.1559 | 0 | 0 | -0.14074 | -0.015157 | 1.7347e-17 | 3.1786 | 3.5056 | 3.3302 | 0.77517 | 0.029289 | 10.8189 |  |  | C4 | 0.025 | 0.075 | 0.175 | 0.375 | 0.75 | C4 | 250690.1956 | 250690.1956 | 250690.1956 | 250690.1956 | 250690.1956 | C4 | 6267.2549 | 18801.7647 | 43870.7842 | 94008.8233 | 188017.6467 | C4 | 23143.5562 | 64065.5166 | 146302.3026 | 15752.218 | 307.9279 | 249571.5213 |  | 24907.1451 | 63688.9805 | 145423.7184 | 13241.9776 | 310.6928 | 247572.5144 |  | 22418.2716 | 64812.1458 | 145718.7651 | 43153.8157 | 2657.0835 | 278760.0817 |  | 22906.8053 | 64812.1458 | 145718.7651 | 36029.365 | 2249.9721 | 271717.0533 |  | 19921.3212 | 65911.3468 | 146098.7358 | 72872.9529 | 5506.8638 | 310311.2205 |  | 20898.3887 | 65911.3468 | 146098.7358 | 59641.8302 | 2657.0835 | 295207.385
|  |  | 4996.5267 | 4995.9971 |  | 1835.4048 | 1564.4114 | 1530.894 | 65.0533 | 0.76316 |  | 1705.4461 | 1573.6603 | 1540.143 | 77.3853 | 0.75637 |  | 33.4739 | 0 | 0 | -32.4739 | -1 |  | 1652 | 1592 | 1534 | 212 | 6.5267 |  | 66.4183 | 0 | 0 | -59.9478 | -7 |  | 1468 | 1619 | 1538 | 358 | 13.5267 | [22 empty] | 5654742.2338 | 15653341.2172 | 35746529.2592 | 3848791.9377 | 75237.0589 | 60978641.7067 |  | 6085645.7814 | 15561340.9052 | 35531861.8647 | 3235456.5248 | 75912.6142 | 60490217.6903 |  | 5477531.0155 | 15835767.6332 | 35603951.6008 | 10543915.6352 | 649214.0791 | 68110379.9639 |  | 5590705.9431 | 15835767.6332 | 35603951.6008 | 8896027.1731 | 549743.1769 | 66476195.5271 |  | 4867442.8152 | 16104339.0692 | 35696791.1096 | 17805291.4972 | 1345510.3946 | 75819374.8858 |  | 5092444.7295 | 16104339.0692 | 35696791.1096 | 14758497.1622 | 649214.0791 | 72301286.1495
| HV OHL Support - Poles |  | 75 | 75 | C1 | 18 | 11 | 33 | 11 | 2 | 75 | 17 | 11 | 33 | 12 | 2 | 75 | 1 | 0 | 0 | 0 | -1 | 0 | 17 | 11 | 31 | 13 | 3 | 75 | 2 | 0 | 0 | 0 | -2 | 0 | 15 | 12 | 29 | 15 | 4 | 75 |  |  | C1 | 0.025 | 0.075 | 0.175 | 0.375 | 0.75 | C1 | 19578.6917 | 19578.6917 | 19578.6917 | 19578.6917 | 19578.6917 | C1 | 489.4673 | 1468.4019 | 3426.271 | 7342.0094 | 14684.0188 | C1 | 8320.944 | 16152.4206 | 113066.9445 | 88104.1126 | 29368.0375 | 255012.4593 |  | 8810.4113 | 16152.4206 | 113066.9445 | 80762.1032 | 29368.0375 | 248159.9172 |  | 8320.944 | 16152.4206 | 106214.4024 | 95446.122 | 44052.0563 | 270185.9453 |  | 8810.4113 | 16152.4206 | 106214.4024 | 95446.122 | 29368.0375 | 255991.3939 |  | 7342.0094 | 17620.8225 | 99361.8603 | 110130.1408 | 58736.0751 | 293190.9081 |  | 8320.944 | 17620.8225 | 99361.8603 | 110130.1408 | 29368.0375 | 264801.8051
|  |  | 209066 | 209066 | C2 | 50993 | 29389 | 92831 | 29837 | 6016 | 209066 | 47193 | 29708 | 93149 | 31750 | 6654 | 208454 | 2619 | 0 | 0 | -61 | -2558 | 0 | 45893 | 31550 | 86485 | 36138 | 9000 | 209066 | 8767 | 0 | 0 | -2016 | -6751 | 0 | 40795 | 33710 | 80142 | 42435 | 11984 | 209066 |  |  | C2 | 0.025 | 0.075 | 0.175 | 0.375 | 0.75 | C2 | 27969.5596 | 27969.5596 | 27969.5596 | 27969.5596 | 27969.5596 | C2 | 699.239 | 2097.717 | 4894.6729 | 10488.5848 | 20977.1697 | C2 | 32999185.6077 | 62318975.6553 | 455933888.1018 | 333012568.5093 | 139582086.9833 | 1023846704.8574 |  | 35656293.7659 | 61649803.9428 | 454377382.1123 | 312947905.72 | 126198652.734 | 990830038.275 |  | 32090174.922 | 66182970.3085 | 423315787.7431 | 379036478.765 | 188794527.0289 | 1089419938.7674 |  | 33921481.8342 | 66182970.3085 | 423315787.7431 | 378396675.09 | 135134927.0133 | 1036951841.9891 |  | 28525454.5561 | 70714038.9571 | 392268877.3927 | 445083097.4706 | 251390401.3238 | 1187981869.7003 |  | 34655682.7726 | 70714038.9571 | 392268877.3927 | 423938110.4433 | 109773528.8825 | 1031350238.4483
|  |  | 22750 | 22750 | C3 | 5549 | 3198 | 10101 | 3247 | 655 | 22750 | 5136 | 3233 | 10136 | 3455 | 724 | 22684 | 309 | 0 | 0 | -31 | -278 | 0 | 4994 | 3433 | 9412 | 3932 | 979 | 22750 | 1035 | 0 | 0 | -301 | -734 | 0 | 4439 | 3668 | 8721 | 4618 | 1304 | 22750 |  |  | C3 | 0.025 | 0.075 | 0.175 | 0.375 | 0.75 | C3 | 41954.3393 | 41954.3393 | 41954.3393 | 41954.3393 | 41954.3393 | C3 | 1048.8585 | 3146.5755 | 7342.0094 | 15732.8773 | 31465.7545 | C3 | 5386937.1712 | 10172878.4314 | 74418607.1208 | 54357090.9071 | 22781206.2615 | 167116719.892 |  | 5820115.7249 | 10062748.2906 | 74161636.7924 | 51084652.4386 | 20610069.2007 | 161739222.4472 |  | 5237999.2666 | 10802193.5215 | 69102992.3265 | 61861673.3565 | 30804973.6602 | 177809832.1312 |  | 5562096.538 | 10802193.5215 | 69102992.3265 | 61373954.1616 | 22057493.9079 | 168898730.4555 |  | 4655882.8082 | 11541638.7524 | 64029663.8418 | 72654427.1516 | 41031343.8743 | 193912956.4283 |  | 5741451.3386 | 11541638.7524 | 64029663.8418 | 67918831.0986 | 17935480.0677 | 167167065.0992
|  |  | 3188 | 3188 | C4 | 777 | 448 | 1415 | 456 | 92 | 3188 | 719 | 453 | 1420 | 485 | 102 | 3179 | 43 | 0 | 0 | -4 | -39 | 0 | 699 | 481 | 1319 | 551 | 138 | 3188 | 145 | 0 | 0 | -42 | -103 | 0 | 621 | 514 | 1221 | 649 | 183 | 3188 |  |  | C4 | 0.025 | 0.075 | 0.175 | 0.375 | 0.75 | C4 | 69923.8989 | 69923.8989 | 69923.8989 | 69923.8989 | 69923.8989 | C4 | 1748.0975 | 5244.2924 | 12236.6823 | 26221.4621 | 52442.9242 | C4 | 1256882.0827 | 2375664.4651 | 17376088.8765 | 12717409.1124 | 5349178.2658 | 39075222.8026 |  | 1358271.7361 | 2349443.003 | 17314905.465 | 11956986.7118 | 4824749.0241 | 37804355.9401 |  | 1221920.1333 | 2522504.6528 | 16140183.9635 | 14448025.6101 | 7237123.5361 | 41569757.8958 |  | 1297088.3246 | 2522504.6528 | 16140183.9635 | 14343139.7618 | 5191849.4933 | 39494766.196 |  | 1085568.5304 | 2695566.3026 | 14940989.0974 | 17017728.8947 | 9597055.124 | 45336907.949 |  | 1339042.6639 | 2695566.3026 | 14940989.0974 | 15916427.487 | 4195433.934 | 39087459.4849
|  |  | 235079 | 235079 |  | 57337 | 33046 | 104380 | 33551 | 6765 |  | 53065 | 33405 | 104738 | 35702 | 7482 |  | 2972 | 0 | 0 | -96 | -2876 |  | 51603 | 35475 | 97247 | 40634 | 10120 |  | 9949 | 0 | 0 | -2359 | -7590 |  | 45870 | 37904 | 90113 | 47717 | 13475 | [22 empty] | 39651325.8056 | 74883670.9724 | 547841651.0437 | 400175172.6413 | 167741839.5482 | 1230293660.0112 |  | 42843491.6382 | 74078147.6571 | 545966991.3142 | 376070306.9736 | 151662838.9962 | 1190621776.5794 |  | 38558415.2658 | 79523820.9034 | 508665178.4356 | 455441623.8536 | 226880676.2815 | 1309069714.7398 |  | 40789477.108 | 79523820.9034 | 508665178.4356 | 454209215.1354 | 162413638.452 | 1245601330.0344 |  | 34274247.9041 | 84968864.8346 | 471338892.1923 | 534865383.6576 | 302077536.3971 | 1427524924.9857 |  | 41744497.7192 | 84968864.8346 | 471338892.1923 | 507883499.1698 | 131933810.9217 | 1237869564.8375
| [Please insert new asset category as required] |  | 0 | 0 | C1 | 0 | 0 | 0 | 0 | 0 | 0 | 0 | 0 | 0 | 0 | 0 | 0 | 0 | 0 | 0 | 0 | 0 | 0 | 0 | 0 | 0 | 0 | 0 | 0 | 0 | 0 | 0 | 0 | 0 | 0 | 0 | 0 | 0 | 0 | 0 | 0 |  |  | C1 | 0 | 0 | 0 | 0 | 0 | C1 | 0 | 0 | 0 | 0 | 0 | C1 | [5 empty] | C1 | [5 empty] | 0 | [6 empty] | 0 | [6 empty] | 0 | [6 empty] | 0 | [6 empty] | 0 | [6 empty] | 0
|  |  | 0 | 0 | C2 | 0 | 0 | 0 | 0 | 0 | 0 | 0 | 0 | 0 | 0 | 0 | 0 | 0 | 0 | 0 | 0 | 0 | 0 | 0 | 0 | 0 | 0 | 0 | 0 | 0 | 0 | 0 | 0 | 0 | 0 | 0 | 0 | 0 | 0 | 0 | 0 |  |  | C2 | 0 | 0 | 0 | 0 | 0 | C2 | 0 | 0 | 0 | 0 | 0 | C2 | [5 empty] | C2 | [5 empty] | 0 | [6 empty] | 0 | [6 empty] | 0 | [6 empty] | 0 | [6 empty] | 0 | [6 empty] | 0
|  |  | 0 | 0 | C3 | 0 | 0 | 0 | 0 | 0 | 0 | 0 | 0 | 0 | 0 | 0 | 0 | 0 | 0 | 0 | 0 | 0 | 0 | 0 | 0 | 0 | 0 | 0 | 0 | 0 | 0 | 0 | 0 | 0 | 0 | 0 | 0 | 0 | 0 | 0 | 0 |  |  | C3 | 0 | 0 | 0 | 0 | 0 | C3 | 0 | 0 | 0 | 0 | 0 | C3 | [5 empty] | C3 | [5 empty] | 0 | [6 empty] | 0 | [6 empty] | 0 | [6 empty] | 0 | [6 empty] | 0 | [6 empty] | 0
|  |  | 0 | 0 | C4 | 0 | 0 | 0 | 0 | 0 | 0 | 0 | 0 | 0 | 0 | 0 | 0 | 0 | 0 | 0 | 0 | 0 | 0 | 0 | 0 | 0 | 0 | 0 | 0 | 0 | 0 | 0 | 0 | 0 | 0 | 0 | 0 | 0 | 0 | 0 | 0 |  |  | C4 | 0 | 0 | 0 | 0 | 0 | C4 | 0 | 0 | 0 | 0 | 0 | C4 | [5 empty] | C4 | [5 empty] | 0 | [6 empty] | 0 | [6 empty] | 0 | [6 empty] | 0 | [6 empty] | 0 | [6 empty] | 0
|  |  | 0 | 0 |  | 0 | 0 | 0 | 0 | 0 |  | 0 | 0 | 0 | 0 | 0 |  | 0 | 0 | 0 | 0 | 0 |  | 0 | 0 | 0 | 0 | 0 |  | 0 | 0 | 0 | 0 | 0 |  | 0 | 0 | 0 | 0 | 0 | [22 empty] | 0 | 0 | 0 | 0 | 0 | 0 |  | 0 | 0 | 0 | 0 | 0 | 0 |  | 0 | 0 | 0 | 0 | 0 | 0 |  | 0 | 0 | 0 | 0 | 0 | 0 |  | 0 | 0 | 0 | 0 | 0 | 0 |  | 0 | 0 | 0 | 0 | 0 | 0
| [Please insert new asset category as required] |  | 0 | 0 | C1 | 0 | 0 | 0 | 0 | 0 | 0 | 0 | 0 | 0 | 0 | 0 | 0 | 0 | 0 | 0 | 0 | 0 | 0 | 0 | 0 | 0 | 0 | 0 | 0 | 0 | 0 | 0 | 0 | 0 | 0 | 0 | 0 | 0 | 0 | 0 | 0 |  |  | C1 | 0 | 0 | 0 | 0 | 0 | C1 | 0 | 0 | 0 | 0 | 0 | C1 | [5 empty] | C1 | [5 empty] | 0 | [6 empty] | 0 | [6 empty] | 0 | [6 empty] | 0 | [6 empty] | 0 | [6 empty] | 0
|  |  | 0 | 0 | C2 | 0 | 0 | 0 | 0 | 0 | 0 | 0 | 0 | 0 | 0 | 0 | 0 | 0 | 0 | 0 | 0 | 0 | 0 | 0 | 0 | 0 | 0 | 0 | 0 | 0 | 0 | 0 | 0 | 0 | 0 | 0 | 0 | 0 | 0 | 0 | 0 |  |  | C2 | 0 | 0 | 0 | 0 | 0 | C2 | 0 | 0 | 0 | 0 | 0 | C2 | [5 empty] | C2 | [5 empty] | 0 | [6 empty] | 0 | [6 empty] | 0 | [6 empty] | 0 | [6 empty] | 0 | [6 empty] | 0
|  |  | 0 | 0 | C3 | 0 | 0 | 0 | 0 | 0 | 0 | 0 | 0 | 0 | 0 | 0 | 0 | 0 | 0 | 0 | 0 | 0 | 0 | 0 | 0 | 0 | 0 | 0 | 0 | 0 | 0 | 0 | 0 | 0 | 0 | 0 | 0 | 0 | 0 | 0 | 0 |  |  | C3 | 0 | 0 | 0 | 0 | 0 | C3 | 0 | 0 | 0 | 0 | 0 | C3 | [5 empty] | C3 | [5 empty] | 0 | [6 empty] | 0 | [6 empty] | 0 | [6 empty] | 0 | [6 empty] | 0 | [6 empty] | 0
|  |  | 0 | 0 | C4 | 0 | 0 | 0 | 0 | 0 | 0 | 0 | 0 | 0 | 0 | 0 | 0 | 0 | 0 | 0 | 0 | 0 | 0 | 0 | 0 | 0 | 0 | 0 | 0 | 0 | 0 | 0 | 0 | 0 | 0 | 0 | 0 | 0 | 0 | 0 | 0 |  |  | C4 | 0 | 0 | 0 | 0 | 0 | C4 | 0 | 0 | 0 | 0 | 0 | C4 | [5 empty] | C4 | [5 empty] | 0 | [6 empty] | 0 | [6 empty] | 0 | [6 empty] | 0 | [6 empty] | 0 | [6 empty] | 0
|  |  | 0 | 0 |  | 0 | 0 | 0 | 0 | 0 |  | 0 | 0 | 0 | 0 | 0 |  | 0 | 0 | 0 | 0 | 0 |  | 0 | 0 | 0 | 0 | 0 |  | 0 | 0 | 0 | 0 | 0 |  | 0 | 0 | 0 | 0 | 0 | [22 empty] | 0 | 0 | 0 | 0 | 0 | 0 |  | 0 | 0 | 0 | 0 | 0 | 0 |  | 0 | 0 | 0 | 0 | 0 | 0 |  | 0 | 0 | 0 | 0 | 0 | 0 |  | 0 | 0 | 0 | 0 | 0 | 0 |  | 0 | 0 | 0 | 0 | 0 | 0
| [Please insert new asset category as required] |  | 0 | 0 | C1 | 0 | 0 | 0 | 0 | 0 | 0 | 0 | 0 | 0 | 0 | 0 | 0 | 0 | 0 | 0 | 0 | 0 | 0 | 0 | 0 | 0 | 0 | 0 | 0 | 0 | 0 | 0 | 0 | 0 | 0 | 0 | 0 | 0 | 0 | 0 | 0 |  |  | C1 | 0 | 0 | 0 | 0 | 0 | C1 | 0 | 0 | 0 | 0 | 0 | C1 | [5 empty] | C1 | [5 empty] | 0 | [6 empty] | 0 | [6 empty] | 0 | [6 empty] | 0 | [6 empty] | 0 | [6 empty] | 0
|  |  | 0 | 0 | C2 | 0 | 0 | 0 | 0 | 0 | 0 | 0 | 0 | 0 | 0 | 0 | 0 | 0 | 0 | 0 | 0 | 0 | 0 | 0 | 0 | 0 | 0 | 0 | 0 | 0 | 0 | 0 | 0 | 0 | 0 | 0 | 0 | 0 | 0 | 0 | 0 |  |  | C2 | 0 | 0 | 0 | 0 | 0 | C2 | 0 | 0 | 0 | 0 | 0 | C2 | [5 empty] | C2 | [5 empty] | 0 | [6 empty] | 0 | [6 empty] | 0 | [6 empty] | 0 | [6 empty] | 0 | [6 empty] | 0
|  |  | 0 | 0 | C3 | 0 | 0 | 0 | 0 | 0 | 0 | 0 | 0 | 0 | 0 | 0 | 0 | 0 | 0 | 0 | 0 | 0 | 0 | 0 | 0 | 0 | 0 | 0 | 0 | 0 | 0 | 0 | 0 | 0 | 0 | 0 | 0 | 0 | 0 | 0 | 0 |  |  | C3 | 0 | 0 | 0 | 0 | 0 | C3 | 0 | 0 | 0 | 0 | 0 | C3 | [5 empty] | C3 | [5 empty] | 0 | [6 empty] | 0 | [6 empty] | 0 | [6 empty] | 0 | [6 empty] | 0 | [6 empty] | 0
|  |  | 0 | 0 | C4 | 0 | 0 | 0 | 0 | 0 | 0 | 0 | 0 | 0 | 0 | 0 | 0 | 0 | 0 | 0 | 0 | 0 | 0 | 0 | 0 | 0 | 0 | 0 | 0 | 0 | 0 | 0 | 0 | 0 | 0 | 0 | 0 | 0 | 0 | 0 | 0 |  |  | C4 | 0 | 0 | 0 | 0 | 0 | C4 | 0 | 0 | 0 | 0 | 0 | C4 | [5 empty] | C4 | [5 empty] | 0 | [6 empty] | 0 | [6 empty] | 0 | [6 empty] | 0 | [6 empty] | 0 | [6 empty] | 0
|  |  | 0 | 0 |  | 0 | 0 | 0 | 0 | 0 |  | 0 | 0 | 0 | 0 | 0 |  | 0 | 0 | 0 | 0 | 0 |  | 0 | 0 | 0 | 0 | 0 |  | 0 | 0 | 0 | 0 | 0 |  | 0 | 0 | 0 | 0 | 0 | [22 empty] | 0 | 0 | 0 | 0 | 0 | 0 |  | 0 | 0 | 0 | 0 | 0 | 0 |  | 0 | 0 | 0 | 0 | 0 | 0 |  | 0 | 0 | 0 | 0 | 0 | 0 |  | 0 | 0 | 0 | 0 | 0 | 0 |  | 0 | 0 | 0 | 0 | 0 | 0
| [Please insert new asset category as required] |  | 0 | 0 | C1 | 0 | 0 | 0 | 0 | 0 | 0 | 0 | 0 | 0 | 0 | 0 | 0 | 0 | 0 | 0 | 0 | 0 | 0 | 0 | 0 | 0 | 0 | 0 | 0 | 0 | 0 | 0 | 0 | 0 | 0 | 0 | 0 | 0 | 0 | 0 | 0 |  |  | C1 | 0 | 0 | 0 | 0 | 0 | C1 | 0 | 0 | 0 | 0 | 0 | C1 | [5 empty] | C1 | [5 empty] | 0 | [6 empty] | 0 | [6 empty] | 0 | [6 empty] | 0 | [6 empty] | 0 | [6 empty] | 0
|  |  | 0 | 0 | C2 | 0 | 0 | 0 | 0 | 0 | 0 | 0 | 0 | 0 | 0 | 0 | 0 | 0 | 0 | 0 | 0 | 0 | 0 | 0 | 0 | 0 | 0 | 0 | 0 | 0 | 0 | 0 | 0 | 0 | 0 | 0 | 0 | 0 | 0 | 0 | 0 |  |  | C2 | 0 | 0 | 0 | 0 | 0 | C2 | 0 | 0 | 0 | 0 | 0 | C2 | [5 empty] | C2 | [5 empty] | 0 | [6 empty] | 0 | [6 empty] | 0 | [6 empty] | 0 | [6 empty] | 0 | [6 empty] | 0
|  |  | 0 | 0 | C3 | 0 | 0 | 0 | 0 | 0 | 0 | 0 | 0 | 0 | 0 | 0 | 0 | 0 | 0 | 0 | 0 | 0 | 0 | 0 | 0 | 0 | 0 | 0 | 0 | 0 | 0 | 0 | 0 | 0 | 0 | 0 | 0 | 0 | 0 | 0 | 0 |  |  | C3 | 0 | 0 | 0 | 0 | 0 | C3 | 0 | 0 | 0 | 0 | 0 | C3 | [5 empty] | C3 | [5 empty] | 0 | [6 empty] | 0 | [6 empty] | 0 | [6 empty] | 0 | [6 empty] | 0 | [6 empty] | 0
|  |  | 0 | 0 | C4 | 0 | 0 | 0 | 0 | 0 | 0 | 0 | 0 | 0 | 0 | 0 | 0 | 0 | 0 | 0 | 0 | 0 | 0 | 0 | 0 | 0 | 0 | 0 | 0 | 0 | 0 | 0 | 0 | 0 | 0 | 0 | 0 | 0 | 0 | 0 | 0 |  |  | C4 | 0 | 0 | 0 | 0 | 0 | C4 | 0 | 0 | 0 | 0 | 0 | C4 | [5 empty] | C4 | [5 empty] | 0 | [6 empty] | 0 | [6 empty] | 0 | [6 empty] | 0 | [6 empty] | 0 | [6 empty] | 0
|  |  | 0 | 0 |  | 0 | 0 | 0 | 0 | 0 |  | 0 | 0 | 0 | 0 | 0 |  | 0 | 0 | 0 | 0 | 0 |  | 0 | 0 | 0 | 0 | 0 |  | 0 | 0 | 0 | 0 | 0 |  | 0 | 0 | 0 | 0 | 0 | [22 empty] | 0 | 0 | 0 | 0 | 0 | 0 |  | 0 | 0 | 0 | 0 | 0 | 0 |  | 0 | 0 | 0 | 0 | 0 | 0 |  | 0 | 0 | 0 | 0 | 0 | 0 |  | 0 | 0 | 0 | 0 | 0 | 0 |  | 0 | 0 | 0 | 0 | 0 | 0
| [Please insert new asset category as required] |  | 0 | 0 | C1 | 0 | 0 | 0 | 0 | 0 | 0 | 0 | 0 | 0 | 0 | 0 | 0 | 0 | 0 | 0 | 0 | 0 | 0 | 0 | 0 | 0 | 0 | 0 | 0 | 0 | 0 | 0 | 0 | 0 | 0 | 0 | 0 | 0 | 0 | 0 | 0 |  |  | C1 | 0 | 0 | 0 | 0 | 0 | C1 | 0 | 0 | 0 | 0 | 0 | C1 | [5 empty] | C1 | [5 empty] | 0 | [6 empty] | 0 | [6 empty] | 0 | [6 empty] | 0 | [6 empty] | 0 | [6 empty] | 0
|  |  | 0 | 0 | C2 | 0 | 0 | 0 | 0 | 0 | 0 | 0 | 0 | 0 | 0 | 0 | 0 | 0 | 0 | 0 | 0 | 0 | 0 | 0 | 0 | 0 | 0 | 0 | 0 | 0 | 0 | 0 | 0 | 0 | 0 | 0 | 0 | 0 | 0 | 0 | 0 |  |  | C2 | 0 | 0 | 0 | 0 | 0 | C2 | 0 | 0 | 0 | 0 | 0 | C2 | [5 empty] | C2 | [5 empty] | 0 | [6 empty] | 0 | [6 empty] | 0 | [6 empty] | 0 | [6 empty] | 0 | [6 empty] | 0
|  |  | 0 | 0 | C3 | 0 | 0 | 0 | 0 | 0 | 0 | 0 | 0 | 0 | 0 | 0 | 0 | 0 | 0 | 0 | 0 | 0 | 0 | 0 | 0 | 0 | 0 | 0 | 0 | 0 | 0 | 0 | 0 | 0 | 0 | 0 | 0 | 0 | 0 | 0 | 0 |  |  | C3 | 0 | 0 | 0 | 0 | 0 | C3 | 0 | 0 | 0 | 0 | 0 | C3 | [5 empty] | C3 | [5 empty] | 0 | [6 empty] | 0 | [6 empty] | 0 | [6 empty] | 0 | [6 empty] | 0 | [6 empty] | 0
|  |  | 0 | 0 | C4 | 0 | 0 | 0 | 0 | 0 | 0 | 0 | 0 | 0 | 0 | 0 | 0 | 0 | 0 | 0 | 0 | 0 | 0 | 0 | 0 | 0 | 0 | 0 | 0 | 0 | 0 | 0 | 0 | 0 | 0 | 0 | 0 | 0 | 0 | 0 | 0 |  |  | C4 | 0 | 0 | 0 | 0 | 0 | C4 | 0 | 0 | 0 | 0 | 0 | C4 | [5 empty] | C4 | [5 empty] | 0 | [6 empty] | 0 | [6 empty] | 0 | [6 empty] | 0 | [6 empty] | 0 | [6 empty] | 0
|  |  | 0 | 0 |  | 0 | 0 | 0 | 0 | 0 |  | 0 | 0 | 0 | 0 | 0 |  | 0 | 0 | 0 | 0 | 0 |  | 0 | 0 | 0 | 0 | 0 |  | 0 | 0 | 0 | 0 | 0 |  | 0 | 0 | 0 | 0 | 0 | [22 empty] | 0 | 0 | 0 | 0 | 0 | 0 |  | 0 | 0 | 0 | 0 | 0 | 0 |  | 0 | 0 | 0 | 0 | 0 | 0 |  | 0 | 0 | 0 | 0 | 0 | 0 |  | 0 | 0 | 0 | 0 | 0 | 0 |  | 0 | 0 | 0 | 0 | 0 | 0
[63 empty] | 47503910.643 | 96941039.9201 | 601694171.3251 | 411899718.9315 | 176956699.3521 | 1334995540.1718 |  | 51254656.8651 | 96011764.1413 | 599511824.8446 | 386271790.3127 | 161200015.3535 | 1294250051.5172 |  | 46000021.4992 | 101864085.7432 | 561789460.0219 | 477846004.0999 | 238834710.5484 | 1426334281.9126 |  | 48600219.5152 | 101864085.7432 | 561789460.0219 | 473860818.0959 | 168794710.0435 | 1354909293.4198 |  | 40740869.2728 | 107709398.9524 | 524078145.5265 | 569404253.6428 | 316659565.4284 | 1558592232.8228 |  | 48951318.5915 | 107709398.9524 | 524078145.5265 | 535447536.3249 | 138215260.9123 | 1354401660.3076
| EHV Network | [66 empty] | 0 | [6 empty] | 0 | [6 empty] | 0 | [6 empty] | 0 | [6 empty] | 0 | [6 empty] | 0
| EHV Switchgear (GM) |  | 336 | 336 | C1 | 128 | 81 | 61 | 30 | 36 | 336 | 116 | 82 | 62 | 37 | 38 | 335 | 33 | 0 | -3 | -5 | -25 | 0 | 111 | 87 | 64 | 34 | 40 | 336 | 67 | 0 | -19 | -20 | -28 | 0 | 94 | 94 | 66 | 38 | 44 | 336 |  |  | C1 | 0.025 | 0.075 | 0.175 | 0.375 | 0.75 | C1 | 57373.6323 | 57373.6323 | 57373.6323 | 57373.6323 | 57373.6323 | C1 | 1434.3408 | 4303.0224 | 10040.3857 | 21515.1121 | 43030.2242 | C1 | 166383.5336 | 352847.8386 | 622503.9103 | 796059.148 | 1635148.5203 | 3572942.9509 |  | 183595.6233 | 348544.8162 | 612463.5247 | 645453.3633 | 1549088.0718 | 3339145.3993 |  | 159211.8296 | 374362.9507 | 642584.6817 | 731513.8117 | 1721208.9687 | 3628882.2424 |  | 206545.0762 | 374362.9507 | 612463.5247 | 623938.2512 | 645453.3633 | 2462763.1661 |  | 134828.0359 | 404484.1076 | 662665.453 | 817574.2601 | 1893329.8656 | 3912881.7222 |  | 230928.87 | 404484.1076 | 471898.1256 | 387272.018 | 688483.5875 | 2183066.7086
|  |  | 259 | 259 | C2 | 99 | 62 | 47 | 23 | 28 | 259 | 90 | 63 | 48 | 29 | 29 | 259 | 29 | 0 | -6 | -4 | -19 | 0 | 86 | 67 | 49 | 26 | 31 | 259 | 60 | 0 | -23 | -15 | -22 | 0 | 73 | 71 | 51 | 30 | 34 | 259 |  |  | C2 | 0.025 | 0.075 | 0.175 | 0.375 | 0.75 | C2 | 81962.3318 | 81962.3318 | 81962.3318 | 81962.3318 | 81962.3318 | C2 | 2049.0583 | 6147.1749 | 14343.4081 | 30735.8744 | 61471.7489 | C2 | 184415.2466 | 387272.018 | 688483.5875 | 891340.3588 | 1782680.7176 | 3934191.9285 |  | 202856.7713 | 381124.8431 | 674140.1794 | 706925.1121 | 1721208.9687 | 3686255.8747 |  | 176219.0135 | 411860.7175 | 702826.9956 | 799132.7355 | 1905624.2154 | 3995663.6774 |  | 235641.704 | 411860.7175 | 616766.5471 | 676189.2377 | 737660.9866 | 2678119.193 |  | 149581.2556 | 436449.4171 | 731513.8117 | 922076.2332 | 2090039.462 | 4329660.1796 |  | 272524.7534 | 436449.4171 | 401615.426 | 461038.1166 | 737660.9866 | 2309288.6997
|  |  | 140 | 140 | C3 | 54 | 33 | 26 | 12 | 15 | 140 | 49 | 34 | 27 | 15 | 16 | 141 | 16 | 0 | -3 | -2 | -11 | 0 | 46 | 36 | 27 | 14 | 17 | 140 | 32 | 0 | -12 | -8 | -12 | 0 | 39 | 39 | 27 | 16 | 19 | 140 |  |  | C3 | 0.025 | 0.075 | 0.175 | 0.375 | 0.75 | C3 | 122943.4978 | 122943.4978 | 122943.4978 | 122943.4978 | 122943.4978 | C3 | 3073.5874 | 9220.7623 | 21515.1121 | 46103.8117 | 92207.6233 | C3 | 150605.7848 | 313505.9193 | 580908.0269 | 691557.1749 | 1475321.9732 | 3211898.8791 |  | 165973.722 | 304285.157 | 559392.9148 | 553245.7399 | 1383114.3499 | 2966011.8836 |  | 141385.0224 | 331947.444 | 580908.0269 | 645453.3633 | 1567529.5965 | 3267223.4531 |  | 190562.4215 | 331947.444 | 516362.6906 | 553245.7399 | 553245.7399 | 2145364.036 |  | 119869.9103 | 359609.731 | 580908.0269 | 737660.9866 | 1751944.8432 | 3549993.498 |  | 218224.7085 | 359609.731 | 322726.6816 | 368830.4933 | 645453.3633 | 1914844.9777
|  |  | 11 | 11 | C4 | 4 | 3 | 2 | 1 | 1 | 11 | 4 | 3 | 2 | 1 | 1 | 11 | 1 | 0 | 0 | 0 | -1 | 0 | 4 | 3 | 2 | 1 | 1 | 11 | 2 | 0 | -1 | -1 | 0 | 0 | 3 | 3 | 3 | 1 | 1 | 11 |  |  | C4 | 0.025 | 0.075 | 0.175 | 0.375 | 0.75 | C4 | 204905.8296 | 204905.8296 | 204905.8296 | 204905.8296 | 204905.8296 | C4 | 5122.6457 | 15367.9372 | 35858.5202 | 76839.6861 | 153679.3722 | C4 | 20490.583 | 46103.8117 | 71717.0404 | 76839.6861 | 153679.3722 | 368830.4933 |  | 20490.583 | 46103.8117 | 71717.0404 | 76839.6861 | 153679.3722 | 368830.4933 |  | 20490.583 | 46103.8117 | 71717.0404 | 76839.6861 | 153679.3722 | 368830.4933 |  | 25613.2287 | 46103.8117 | 71717.0404 | 76839.6861 | 0 | 220273.7668 |  | 15367.9372 | 46103.8117 | 107575.5605 | 76839.6861 | 153679.3722 | 399566.3677 |  | 25613.2287 | 46103.8117 | 71717.0404 | 0 | 153679.3722 | 297113.4529
|  |  | 746 | 746 |  | 285 | 179 | 136 | 66 | 80 |  | 259 | 182 | 139 | 82 | 84 |  | 79 | 0 | -12 | -11 | -56 |  | 247 | 193 | 142 | 75 | 89 |  | 161 | 0 | -55 | -44 | -62 |  | 209 | 207 | 147 | 85 | 98 | [22 empty] | 521895.148 | 1099729.5875 | 1963612.5651 | 2455796.3679 | 5046830.5832 | 11087864.2518 |  | 572916.6996 | 1080058.6279 | 1917713.6593 | 1982463.9015 | 4807090.7626 | 10360243.6508 |  | 497306.4485 | 1164274.9238 | 1998036.7445 | 2252939.5965 | 5348042.1528 | 11260599.8661 |  | 658362.4305 | 1164274.9238 | 1817309.8028 | 1930212.9149 | 1936360.0898 | 7506520.1619 |  | 419647.139 | 1246647.0673 | 2082662.8521 | 2554151.1661 | 5888993.5429 | 12192101.7675 |  | 747291.5606 | 1246647.0673 | 1267957.2736 | 1217140.6279 | 2225277.3095 | 6704313.839
| EHV Transformer |  | 266 | 266 | C1 | 75 | 104 | 79 | 7 | 1 | 266 | 57 | 105 | 80 | 16 | 2 | 260 | 9 | 0 | 0 | -8 | -1 | 0 | 65 | 100 | 82 | 17 | 2 | 266 | 17 | 0 | 0 | -15 | -2 | 0 | 55 | 96 | 85 | 26 | 4 | 266 |  |  | C1 | 0.025 | 0.075 | 0.175 | 0.375 | 0.75 | C1 | 221398.2083 | 221398.2083 | 221398.2083 | 221398.2083 | 221398.2083 | C1 | 5534.9552 | 16604.8656 | 38744.6864 | 83024.3281 | 166048.6562 | C1 | 315492.4468 | 1743510.89 | 3099574.9155 | 1328389.2495 | 332097.3124 | 6819064.8142 |  | 415121.6405 | 1726906.0244 | 3060830.2291 | 581170.2967 | 166048.6562 | 5950076.8468 |  | 359772.0884 | 1660486.5619 | 3177064.2884 | 1411413.5776 | 332097.3124 | 6940833.8287 |  | 409586.6853 | 1660486.5619 | 3177064.2884 | 747218.9529 | 166048.6562 | 6160405.1446 |  | 304422.5363 | 1594067.0994 | 3293298.3478 | 2158632.5305 | 664194.6248 | 8014615.1387 |  | 398516.7749 | 1594067.0994 | 3293298.3478 | 913267.609 | 332097.3124 | 6531247.1435
|  |  | 207 | 207 | C2 | 58 | 80 | 62 | 6 | 1 | 207 | 45 | 81 | 63 | 13 | 2 | 204 | 8 | 0 | 0 | -7 | -1 | 0 | 51 | 77 | 64 | 13 | 2 | 207 | 17 | 0 | 0 | -15 | -2 | 0 | 43 | 74 | 66 | 21 | 3 | 207 |  |  | C2 | 0.025 | 0.075 | 0.175 | 0.375 | 0.75 | C2 | 316283.1546 | 316283.1546 | 316283.1546 | 316283.1546 | 316283.1546 | C2 | 7907.0789 | 23721.2366 | 55349.5521 | 118606.183 | 237212.366 | C2 | 355818.549 | 1921420.1645 | 3487021.78 | 1541880.3789 | 474424.732 | 7780565.6043 |  | 458610.5742 | 1897698.9279 | 3431672.2279 | 711637.098 | 237212.366 | 6736831.194 |  | 403261.0222 | 1826535.2181 | 3542371.332 | 1541880.3789 | 474424.732 | 7788472.6832 |  | 466517.6531 | 1826535.2181 | 3542371.332 | 711637.098 | 237212.366 | 6784273.6672 |  | 340004.3912 | 1755371.5083 | 3653070.4362 | 2490729.8428 | 711637.098 | 8950813.2765 |  | 474424.732 | 1755371.5083 | 3653070.4362 | 711637.098 | 237212.366 | 6831716.1404
|  |  | 111 | 111 | C3 | 31 | 43 | 33 | 3 | 1 | 111 | 24 | 44 | 33 | 7 | 2 | 110 | 5 | 0 | 0 | -4 | -1 | 0 | 27 | 42 | 34 | 7 | 1 | 111 | 9 | 0 | 0 | -8 | -1 | 0 | 23 | 40 | 36 | 11 | 1 | 111 |  |  | C3 | 0.025 | 0.075 | 0.175 | 0.375 | 0.75 | C3 | 474424.732 | 474424.732 | 474424.732 | 474424.732 | 474424.732 | C3 | 11860.6183 | 35581.8549 | 83024.3281 | 177909.2745 | 355818.549 | C3 | 284654.8392 | 1565601.6155 | 2739802.8271 | 1245364.9214 | 711637.098 | 6547061.3012 |  | 367679.1673 | 1530019.7606 | 2739802.8271 | 533727.8235 | 355818.549 | 5527048.1275 |  | 320236.6941 | 1494437.9057 | 2822827.1552 | 1245364.9214 | 355818.549 | 6238685.2254 |  | 379539.7856 | 1494437.9057 | 2822827.1552 | 533727.8235 | 0 | 5230532.67 |  | 272794.2209 | 1423274.1959 | 2988875.8114 | 1957002.0194 | 355818.549 | 6997764.7966 |  | 379539.7856 | 1423274.1959 | 2988875.8114 | 533727.8235 | 0 | 5325417.6164
|  |  | 8 | 8 | C4 | 3 | 3 | 2 | 0 | 0 | 8 | 2 | 3 | 2 | 0 | 0 | 7 | 0 | 0 | 0 | 0 | 0 | 0 | 2 | 3 | 3 | 0 | 0 | 8 | 1 | 0 | 0 | -1 | 0 | 0 | 1 | 3 | 3 | 1 | 0 | 8 |  |  | C4 | 0.025 | 0.075 | 0.175 | 0.375 | 0.75 | C4 | 790707.8866 | 790707.8866 | 790707.8866 | 790707.8866 | 790707.8866 | C4 | 19767.6972 | 59303.0915 | 138373.8802 | 296515.4575 | 593030.915 | C4 | 39535.3943 | 177909.2745 | 276747.7603 | 0 | 0 | 494192.4291 |  | 59303.0915 | 177909.2745 | 276747.7603 | 0 | 0 | 513960.1263 |  | 39535.3943 | 177909.2745 | 415121.6405 | 0 | 0 | 632566.3093 |  | 39535.3943 | 177909.2745 | 415121.6405 | 0 | 0 | 632566.3093 |  | 19767.6972 | 177909.2745 | 415121.6405 | 296515.4575 | 0 | 909314.0696 |  | 39535.3943 | 177909.2745 | 415121.6405 | 0 | 0 | 632566.3093
|  |  | 592 | 592 |  | 167 | 230 | 176 | 16 | 3 |  | 128 | 233 | 178 | 36 | 6 |  | 22 | 0 | 0 | -19 | -3 |  | 145 | 222 | 183 | 37 | 5 |  | 44 | 0 | 0 | -39 | -5 |  | 122 | 213 | 190 | 59 | 8 | [22 empty] | 995501.2293 | 5408441.9445 | 9603147.283 | 4115634.5498 | 1518159.1423 | 21640884.1488 |  | 1300714.4735 | 5332533.9873 | 9509053.0445 | 1826535.2181 | 759079.5712 | 18727916.2945 |  | 1122805.199 | 5159368.9602 | 9957384.4162 | 4198658.8779 | 1162340.5933 | 21600558.0466 |  | 1295179.5183 | 5159368.9602 | 9957384.4162 | 1992583.8743 | 403261.0222 | 18807777.7911 |  | 936988.8456 | 4950622.0781 | 10350366.2358 | 6902879.8502 | 1731650.2717 | 24872507.2814 |  | 1292016.6867 | 4950622.0781 | 10350366.2358 | 2158632.5305 | 569309.6784 | 19320947.2095
| EHV UG Cable (Gas) |  | 0 | 0 | C1 | 0 | 0 | 0 | 0 | 0 | 0 | 0 | 0 | 0 | 0 | 0 | 0 | 0 | 0 | 0 | 0 | 0 | 0 | 0 | 0 | 0 | 0 | 0 | 0 | 0 | 0 | 0 | 0 | 0 | 0 | 0 | 0 | 0 | 0 | 0 | 0 |  |  | C1 | 0.025 | 0.075 | 0.175 | 0.375 | 0.75 | C1 | 104076.7 | 104076.7 | 104076.7 | 104076.7 | 104076.7 | C1 | 2601.9175 | 7805.7525 | 18213.4225 | 39028.7625 | 78057.525 | C1 | 0 | 0 | 0 | 0 | 0 | 0 |  | 0 | 0 | 0 | 0 | 0 | 0 |  | 0 | 0 | 0 | 0 | 0 | 0 |  | 0 | 0 | 0 | 0 | 0 | 0 |  | 0 | 0 | 0 | 0 | 0 | 0 |  | 0 | 0 | 0 | 0 | 0 | 0
|  |  | 0 | 0 | C2 | 0 | 0 | 0 | 0 | 0 | 0 | 0 | 0 | 0 | 0 | 0 | 0 | 0 | 0 | 0 | 0 | 0 | 0 | 0 | 0 | 0 | 0 | 0 | 0 | 0 | 0 | 0 | 0 | 0 | 0 | 0 | 0 | 0 | 0 | 0 | 0 |  |  | C2 | 0.025 | 0.075 | 0.175 | 0.375 | 0.75 | C2 | 148681 | 148681 | 148681 | 148681 | 148681 | C2 | 3717.025 | 11151.075 | 26019.175 | 55755.375 | 111510.75 | C2 | 0 | 0 | 0 | 0 | 0 | 0 |  | 0 | 0 | 0 | 0 | 0 | 0 |  | 0 | 0 | 0 | 0 | 0 | 0 |  | 0 | 0 | 0 | 0 | 0 | 0 |  | 0 | 0 | 0 | 0 | 0 | 0 |  | 0 | 0 | 0 | 0 | 0 | 0
|  |  | 0 | 0 | C3 | 0 | 0 | 0 | 0 | 0 | 0 | 0 | 0 | 0 | 0 | 0 | 0 | 0 | 0 | 0 | 0 | 0 | 0 | 0 | 0 | 0 | 0 | 0 | 0 | 0 | 0 | 0 | 0 | 0 | 0 | 0 | 0 | 0 | 0 | 0 | 0 |  |  | C3 | 0.025 | 0.075 | 0.175 | 0.375 | 0.75 | C3 | 223021.5 | 223021.5 | 223021.5 | 223021.5 | 223021.5 | C3 | 5575.5375 | 16726.6125 | 39028.7625 | 83633.0625 | 167266.125 | C3 | 0 | 0 | 0 | 0 | 0 | 0 |  | 0 | 0 | 0 | 0 | 0 | 0 |  | 0 | 0 | 0 | 0 | 0 | 0 |  | 0 | 0 | 0 | 0 | 0 | 0 |  | 0 | 0 | 0 | 0 | 0 | 0 |  | 0 | 0 | 0 | 0 | 0 | 0
|  |  | 0 | 0 | C4 | 0 | 0 | 0 | 0 | 0 | 0 | 0 | 0 | 0 | 0 | 0 | 0 | 0 | 0 | 0 | 0 | 0 | 0 | 0 | 0 | 0 | 0 | 0 | 0 | 0 | 0 | 0 | 0 | 0 | 0 | 0 | 0 | 0 | 0 | 0 | 0 |  |  | C4 | 0.025 | 0.075 | 0.175 | 0.375 | 0.75 | C4 | 371702.5 | 371702.5 | 371702.5 | 371702.5 | 371702.5 | C4 | 9292.5625 | 27877.6875 | 65047.9375 | 139388.4375 | 278776.875 | C4 | 0 | 0 | 0 | 0 | 0 | 0 |  | 0 | 0 | 0 | 0 | 0 | 0 |  | 0 | 0 | 0 | 0 | 0 | 0 |  | 0 | 0 | 0 | 0 | 0 | 0 |  | 0 | 0 | 0 | 0 | 0 | 0 |  | 0 | 0 | 0 | 0 | 0 | 0
|  |  | 0 | 0 |  | 0 | 0 | 0 | 0 | 0 |  | 0 | 0 | 0 | 0 | 0 |  | 0 | 0 | 0 | 0 | 0 |  | 0 | 0 | 0 | 0 | 0 |  | 0 | 0 | 0 | 0 | 0 |  | 0 | 0 | 0 | 0 | 0 | [22 empty] | 0 | 0 | 0 | 0 | 0 | 0 |  | 0 | 0 | 0 | 0 | 0 | 0 |  | 0 | 0 | 0 | 0 | 0 | 0 |  | 0 | 0 | 0 | 0 | 0 | 0 |  | 0 | 0 | 0 | 0 | 0 | 0 |  | 0 | 0 | 0 | 0 | 0 | 0
| EHV UG Cable (Oil) |  | 36.034 | 26.5751 | C1 | 11.2048 | 11.0147 | 4.5313 | 2.9449 | 6.3384 | 36.034 | 11.2048 | 11.0147 | 4.5313 | 2.9449 | 6.3384 | 36.034 | 0 | 0 | 0 | -0.45042 | -3.6034 | -4.0538 | 9.0085 | 11.2606 | 5.8555 | 3.153 | 6.7564 | 36.034 | 0 | 0 | 0 | -3.153 | -6.3059 | -9.4589 | 6.7564 | 11.2606 | 7.2068 | 3.6034 | 7.2068 | 36.034 |  |  | C1 | 0.025 | 0.075 | 0.175 | 0.375 | 0.75 | C1 | 104083.7 | 104083.7 | 104083.7 | 104083.7 | 104083.7 | C1 | 2602.0925 | 7806.2775 | 18214.6475 | 39031.3875 | 78062.775 | C1 | 29155.8494 | 85983.7362 | 82535.573 | 114942.6817 | 494791.5008 | 807409.3411 |  | 29155.8494 | 85983.7362 | 82535.573 | 114942.6817 | 494791.5008 | 807409.3411 |  | 23440.9466 | 87903.5498 | 106656.307 | 123064.9697 | 527421.2985 | 868487.0716 |  | 23440.9466 | 87903.5498 | 106656.307 | 105484.2597 | 246129.9393 | 569615.0024 |  | 17580.71 | 87903.5498 | 131269.301 | 140645.6796 | 562582.7184 | 939981.9587 |  | 17580.71 | 87903.5498 | 131269.301 | 17580.71 | 70322.8398 | 324657.1104
|  |  | 27.8754 | 20.5581 | C2 | 8.6678 | 8.5208 | 3.5053 | 2.2781 | 4.9033 | 27.8754 | 8.6678 | 8.5208 | 3.5053 | 2.2781 | 4.9033 | 27.8754 | 0 | 0 | 0 | -0.34844 | -2.7875 | -3.136 | 6.9688 | 8.711 | 4.5297 | 2.4391 | 5.2266 | 27.8754 | 0 | 0 | 0 | -2.4391 | -4.8782 | -7.3173 | 5.2266 | 8.711 | 5.5751 | 2.7875 | 5.5751 | 27.8754 |  |  | C2 | 0.025 | 0.075 | 0.175 | 0.375 | 0.75 | C2 | 148691 | 148691 | 148691 | 148691 | 148691 | C2 | 3717.275 | 11151.825 | 26020.925 | 55759.125 | 111518.25 | C2 | 32220.75 | 95022.4578 | 91211.8192 | 127025.6051 | 546804.6236 | 892285.2557 |  | 32220.75 | 95022.4578 | 91211.8192 | 127025.6051 | 546804.6236 | 892285.2557 |  | 25905.0892 | 97144.0846 | 117868.156 | 136001.7185 | 582864.5078 | 959783.5562 |  | 25905.0892 | 97144.0846 | 117868.156 | 116572.9016 | 272003.437 | 629493.6684 |  | 19428.8169 | 97144.0846 | 145068.4997 | 155430.5354 | 621722.1416 | 1038794.0783 |  | 19428.8169 | 97144.0846 | 145068.4997 | 19428.8169 | 77715.2677 | 358785.4859
|  |  | 14.9575 | 11.0312 | C3 | 4.651 | 4.5721 | 1.8809 | 1.2224 | 2.631 | 14.9575 | 4.651 | 4.5721 | 1.8809 | 1.2224 | 2.631 | 14.9575 | 0 | 0 | 0 | -0.18697 | -1.4958 | -1.6827 | 3.7394 | 4.6742 | 2.4306 | 1.3088 | 2.8045 | 14.9575 | 0 | 0 | 0 | -1.3088 | -2.6176 | -3.9263 | 2.8045 | 4.6742 | 2.9915 | 1.4958 | 2.9915 | 14.9575 |  |  | C3 | 0.025 | 0.075 | 0.175 | 0.375 | 0.75 | C3 | 223036.5 | 223036.5 | 223036.5 | 223036.5 | 223036.5 | C3 | 5575.9125 | 16727.7375 | 39031.3875 | 83638.6875 | 167277.375 | C3 | 25933.7744 | 76481.4904 | 73414.3911 | 102240.1211 | 440111.0385 | 718180.8155 |  | 25933.7744 | 76481.4904 | 73414.3911 | 102240.1211 | 440111.0385 | 718180.8155 |  | 20850.4377 | 78189.1413 | 94869.4914 | 109464.7978 | 469134.8477 | 772508.7159 |  | 20850.4377 | 78189.1413 | 94869.4914 | 93826.9695 | 218929.5956 | 506665.6356 |  | 15637.8283 | 78189.1413 | 116762.451 | 125102.6261 | 500410.5042 | 836102.5508 |  | 15637.8283 | 78189.1413 | 116762.451 | 15637.8283 | 62551.313 | 288778.5618
|  |  | 1.1331 | 0.83569 | C4 | 0.35235 | 0.34637 | 0.14249 | 0.092606 | 0.19932 | 1.1331 | 0.35235 | 0.34637 | 0.14249 | 0.092606 | 0.19932 | 1.1331 | 0 | 0 | 0 | -0.014164 | -0.11331 | -0.12748 | 0.28329 | 0.35411 | 0.18414 | 0.09915 | 0.21246 | 1.1331 | 0 | 0 | 0 | -0.09915 | -0.1983 | -0.29745 | 0.21246 | 0.35411 | 0.22663 | 0.11331 | 0.22663 | 1.1331 |  |  | C4 | 0.025 | 0.075 | 0.175 | 0.375 | 0.75 | C4 | 371727.5 | 371727.5 | 371727.5 | 371727.5 | 371727.5 | C4 | 9293.1875 | 27879.5625 | 65052.3125 | 139397.8125 | 278795.625 | C4 | 3274.4665 | 9656.7538 | 9269.4938 | 12909.1062 | 55569.5756 | 90679.3959 |  | 3274.4665 | 9656.7538 | 9269.4938 | 12909.1062 | 55569.5756 | 90679.3959 |  | 2632.631 | 9872.3663 | 11978.4711 | 13821.3129 | 59234.1979 | 97538.9793 |  | 2632.631 | 9872.3663 | 11978.4711 | 11846.8396 | 27642.6257 | 63972.9338 |  | 1974.4733 | 9872.3663 | 14742.7337 | 15795.7861 | 63183.1445 | 105568.5039 |  | 1974.4733 | 9872.3663 | 14742.7337 | 1974.4733 | 7897.8931 | 36461.9396
|  |  | 80 | 59 |  | 24.876 | 24.454 | 10.06 | 6.538 | 14.072 |  | 24.876 | 24.454 | 10.06 | 6.538 | 14.072 |  | 0 | 0 | 0 | -1 | -8 |  | 20 | 25 | 13 | 7 | 15 |  | 0 | 0 | 0 | -7 | -14 |  | 15 | 25 | 16 | 8 | 16 | [22 empty] | 90584.8402 | 267144.4383 | 256431.2771 | 357117.5141 | 1537276.7385 | 2508554.8082 |  | 90584.8402 | 267144.4383 | 256431.2771 | 357117.5141 | 1537276.7385 | 2508554.8082 |  | 72829.1045 | 273109.142 | 331372.4256 | 382352.7988 | 1638654.852 | 2698318.3229 |  | 72829.1045 | 273109.142 | 331372.4256 | 327730.9704 | 764705.5976 | 1769747.2401 |  | 54621.8284 | 273109.142 | 407842.9854 | 436974.6272 | 1747898.5088 | 2920447.0918 |  | 54621.8284 | 273109.142 | 407842.9854 | 54621.8284 | 218487.3136 | 1008683.0978
| EHV UG Cable (Non Pressurised) |  | 0 | 0 | C1 | 0 | 0 | 0 | 0 | 0 | 0 | 0 | 0 | 0 | 0 | 0 | 0 | 0 | 0 | 0 | 0 | 0 | 0 | 0 | 0 | 0 | 0 | 0 | 0 | 0 | 0 | 0 | 0 | 0 | 0 | 0 | 0 | 0 | 0 | 0 | 0 |  |  | C1 | 0.025 | 0.075 | 0.175 | 0.375 | 0.75 | C1 | 0 | 0 | 0 | 0 | 0 | C1 | [5 empty] | C1 | [5 empty] | 0 | [6 empty] | 0 | [6 empty] | 0 | [6 empty] | 0 | [6 empty] | 0 | [6 empty] | 0
|  |  | 0 | 0 | C2 | 0 | 0 | 0 | 0 | 0 | 0 | 0 | 0 | 0 | 0 | 0 | 0 | 0 | 0 | 0 | 0 | 0 | 0 | 0 | 0 | 0 | 0 | 0 | 0 | 0 | 0 | 0 | 0 | 0 | 0 | 0 | 0 | 0 | 0 | 0 | 0 |  |  | C2 | 0.025 | 0.075 | 0.175 | 0.375 | 0.75 | C2 | 0 | 0 | 0 | 0 | 0 | C2 | [5 empty] | C2 | [5 empty] | 0 | [6 empty] | 0 | [6 empty] | 0 | [6 empty] | 0 | [6 empty] | 0 | [6 empty] | 0
|  |  | 0 | 0 | C3 | 0 | 0 | 0 | 0 | 0 | 0 | 0 | 0 | 0 | 0 | 0 | 0 | 0 | 0 | 0 | 0 | 0 | 0 | 0 | 0 | 0 | 0 | 0 | 0 | 0 | 0 | 0 | 0 | 0 | 0 | 0 | 0 | 0 | 0 | 0 | 0 |  |  | C3 | 0.025 | 0.075 | 0.175 | 0.375 | 0.75 | C3 | 0 | 0 | 0 | 0 | 0 | C3 | [5 empty] | C3 | [5 empty] | 0 | [6 empty] | 0 | [6 empty] | 0 | [6 empty] | 0 | [6 empty] | 0 | [6 empty] | 0
|  |  | 0 | 0 | C4 | 0 | 0 | 0 | 0 | 0 | 0 | 0 | 0 | 0 | 0 | 0 | 0 | 0 | 0 | 0 | 0 | 0 | 0 | 0 | 0 | 0 | 0 | 0 | 0 | 0 | 0 | 0 | 0 | 0 | 0 | 0 | 0 | 0 | 0 | 0 | 0 |  |  | C4 | 0.025 | 0.075 | 0.175 | 0.375 | 0.75 | C4 | 0 | 0 | 0 | 0 | 0 | C4 | [5 empty] | C4 | [5 empty] | 0 | [6 empty] | 0 | [6 empty] | 0 | [6 empty] | 0 | [6 empty] | 0 | [6 empty] | 0
|  |  | 0 | 0 |  | 0 | 0 | 0 | 0 | 0 |  | 0 | 0 | 0 | 0 | 0 |  | 0 | 0 | 0 | 0 | 0 |  | 0 | 0 | 0 | 0 | 0 |  | 0 | 0 | 0 | 0 | 0 |  | 0 | 0 | 0 | 0 | 0 | [22 empty] | 0 | 0 | 0 | 0 | 0 | 0 |  | 0 | 0 | 0 | 0 | 0 | 0 |  | 0 | 0 | 0 | 0 | 0 | 0 |  | 0 | 0 | 0 | 0 | 0 | 0 |  | 0 | 0 | 0 | 0 | 0 | 0 |  | 0 | 0 | 0 | 0 | 0 | 0
| EHV OHL Support - Towers |  | 0 | 0 | C1 | 0 | 0 | 0 | 0 | 0 | 0 | 0 | 0 | 0 | 0 | 0 | 0 | 0 | 0 | 0 | 0 | 0 | 0 | 0 | 0 | 0 | 0 | 0 | 0 | 0 | 0 | 0 | 0 | 0 | 0 | 0 | 0 | 0 | 0 | 0 | 0 |  |  | C1 | 0.025 | 0.075 | 0.175 | 0.375 | 0.75 | C1 | 0 | 0 | 0 | 0 | 0 | C1 | [5 empty] | C1 | [5 empty] | 0 | [6 empty] | 0 | [6 empty] | 0 | [6 empty] | 0 | [6 empty] | 0 | [6 empty] | 0
|  |  | 0 | 0 | C2 | 0 | 0 | 0 | 0 | 0 | 0 | 0 | 0 | 0 | 0 | 0 | 0 | 0 | 0 | 0 | 0 | 0 | 0 | 0 | 0 | 0 | 0 | 0 | 0 | 0 | 0 | 0 | 0 | 0 | 0 | 0 | 0 | 0 | 0 | 0 | 0 |  |  | C2 | 0.025 | 0.075 | 0.175 | 0.375 | 0.75 | C2 | 0 | 0 | 0 | 0 | 0 | C2 | [5 empty] | C2 | [5 empty] | 0 | [6 empty] | 0 | [6 empty] | 0 | [6 empty] | 0 | [6 empty] | 0 | [6 empty] | 0
|  |  | 0 | 0 | C3 | 0 | 0 | 0 | 0 | 0 | 0 | 0 | 0 | 0 | 0 | 0 | 0 | 0 | 0 | 0 | 0 | 0 | 0 | 0 | 0 | 0 | 0 | 0 | 0 | 0 | 0 | 0 | 0 | 0 | 0 | 0 | 0 | 0 | 0 | 0 | 0 |  |  | C3 | 0.025 | 0.075 | 0.175 | 0.375 | 0.75 | C3 | 0 | 0 | 0 | 0 | 0 | C3 | [5 empty] | C3 | [5 empty] | 0 | [6 empty] | 0 | [6 empty] | 0 | [6 empty] | 0 | [6 empty] | 0 | [6 empty] | 0
|  |  | 0 | 0 | C4 | 0 | 0 | 0 | 0 | 0 | 0 | 0 | 0 | 0 | 0 | 0 | 0 | 0 | 0 | 0 | 0 | 0 | 0 | 0 | 0 | 0 | 0 | 0 | 0 | 0 | 0 | 0 | 0 | 0 | 0 | 0 | 0 | 0 | 0 | 0 | 0 |  |  | C4 | 0.025 | 0.075 | 0.175 | 0.375 | 0.75 | C4 | 0 | 0 | 0 | 0 | 0 | C4 | [5 empty] | C4 | [5 empty] | 0 | [6 empty] | 0 | [6 empty] | 0 | [6 empty] | 0 | [6 empty] | 0 | [6 empty] | 0
|  |  | 0 | 0 |  | 0 | 0 | 0 | 0 | 0 |  | 0 | 0 | 0 | 0 | 0 |  | 0 | 0 | 0 | 0 | 0 |  | 0 | 0 | 0 | 0 | 0 |  | 0 | 0 | 0 | 0 | 0 |  | 0 | 0 | 0 | 0 | 0 | [22 empty] | 0 | 0 | 0 | 0 | 0 | 0 |  | 0 | 0 | 0 | 0 | 0 | 0 |  | 0 | 0 | 0 | 0 | 0 | 0 |  | 0 | 0 | 0 | 0 | 0 | 0 |  | 0 | 0 | 0 | 0 | 0 | 0 |  | 0 | 0 | 0 | 0 | 0 | 0
| EHV OHL Support - Poles |  | 14 | 14 | C1 | 4 | 2 | 6 | 2 | 0 | 14 | 4 | 2 | 6 | 2 | 0 | 14 | 0 | 0 | 0 | 0 | 0 | 0 | 4 | 1 | 6 | 2 | 1 | 14 | 1 | 0 | 0 | 0 | -1 | 0 | 3 | 3 | 5 | 2 | 1 | 14 |  |  | C1 | 0.025 | 0.075 | 0.175 | 0.375 | 0.75 | C1 | 43550.5503 | 43550.5503 | 43550.5503 | 43550.5503 | 43550.5503 | C1 | 1088.7638 | 3266.2913 | 7621.3463 | 16331.4564 | 32662.9127 | C1 | 4355.055 | 6532.5825 | 45728.0778 | 32662.9127 | 0 | 89278.6282 |  | 4355.055 | 6532.5825 | 45728.0778 | 32662.9127 | 0 | 89278.6282 |  | 4355.055 | 3266.2913 | 45728.0778 | 32662.9127 | 32662.9127 | 118675.2496 |  | 4355.055 | 3266.2913 | 45728.0778 | 32662.9127 | 32662.9127 | 118675.2496 |  | 3266.2913 | 9798.8738 | 38106.7315 | 32662.9127 | 32662.9127 | 116497.7221 |  | 4355.055 | 9798.8738 | 38106.7315 | 32662.9127 | 0 | 84923.5731
|  |  | 43022 | 43022 | C2 | 11793 | 6186 | 17411 | 6257 | 1375 | 43022 | 11062 | 6243 | 17467 | 6598 | 1489 | 42859 | 714 | 0 | 0 | -17 | -697 | 0 | 10220 | 6934 | 15914 | 7744 | 2210 | 43022 | 1739 | 0 | 0 | -39 | -1700 | 0 | 8648 | 7681 | 14417 | 9232 | 3044 | 43022 |  |  | C2 | 0.025 | 0.075 | 0.175 | 0.375 | 0.75 | C2 | 62215.0719 | 62215.0719 | 62215.0719 | 62215.0719 | 62215.0719 | C2 | 1555.3768 | 4666.1304 | 10887.6376 | 23330.652 | 46661.3039 | C2 | 17205578.1293 | 29130652.0325 | 190174365.6018 | 153935641.6067 | 69478681.5254 | 459924918.8958 |  | 18342558.5679 | 28864682.6002 | 189564657.8974 | 145979889.2897 | 64159292.8794 | 446911081.2346 |  | 15895950.8661 | 32354948.1328 | 173265864.4408 | 180672568.7485 | 103121481.6462 | 505310813.8345 |  | 17006489.8992 | 32354948.1328 | 173265864.4408 | 180275947.6652 | 70598552.8193 | 473501802.9574 |  | 13450898.5411 | 35840547.5351 | 156967070.9842 | 215388578.8593 | 142037009.1091 | 563684105.0288 |  | 16155698.7912 | 35840547.5351 | 156967070.9842 | 214478683.433 | 62712792.4582 | 486154793.2017
|  |  | 4683 | 4683 | C3 | 1283 | 674 | 1895 | 681 | 150 | 4683 | 1204 | 680 | 1901 | 718 | 162 | 4665 | 84 | 0 | 0 | -8 | -76 | 0 | 1112 | 756 | 1732 | 843 | 240 | 4683 | 205 | 0 | 0 | -21 | -184 | 0 | 941 | 836 | 1569 | 1005 | 332 | 4683 |  |  | C3 | 0.025 | 0.075 | 0.175 | 0.375 | 0.75 | C3 | 93322.6078 | 93322.6078 | 93322.6078 | 93322.6078 | 93322.6078 | C3 | 2333.0652 | 6999.1956 | 16331.4564 | 34995.9779 | 69991.9559 | C3 | 2809010.4955 | 4759452.9991 | 31046098.5581 | 25127112.1568 | 11338696.8507 | 75080371.0601 |  | 2993322.646 | 4717457.8255 | 30948109.8198 | 23832260.9732 | 10498793.3803 | 72989944.6448 |  | 2594368.4975 | 5291391.8637 | 28286082.4316 | 29501609.3986 | 16798069.4084 | 82471521.5998 |  | 2790345.974 | 5291391.8637 | 28286082.4316 | 29221641.5751 | 11478680.7624 | 77068142.6068 |  | 2195414.3491 | 5851327.5106 | 25624055.0434 | 35170957.8239 | 23237329.3483 | 92079084.0754 |  | 2673692.7142 | 5851327.5106 | 25624055.0434 | 34436042.2873 | 10358809.4685 | 78943927.0241
|  |  | 656 | 656 | C4 | 180 | 94 | 265 | 95 | 22 | 656 | 169 | 95 | 266 | 100 | 24 | 654 | 12 | 0 | 0 | -1 | -11 | 0 | 156 | 106 | 242 | 118 | 34 | 656 | 29 | 0 | 0 | -3 | -26 | 0 | 132 | 117 | 220 | 141 | 46 | 656 |  |  | C4 | 0.025 | 0.075 | 0.175 | 0.375 | 0.75 | C4 | 155537.6797 | 155537.6797 | 155537.6797 | 155537.6797 | 155537.6797 | C4 | 3888.442 | 11665.326 | 27219.0939 | 58326.6299 | 116653.2598 | C4 | 657146.6968 | 1108205.9679 | 7240278.9904 | 5832662.989 | 2799678.2347 | 17637972.8789 |  | 699919.5587 | 1096540.6419 | 7213059.8964 | 5541029.8396 | 2566371.7152 | 17116921.6518 |  | 606596.9509 | 1236524.5537 | 6587020.7356 | 6882542.3271 | 3966210.8325 | 19278895.3998 |  | 653258.2548 | 1236524.5537 | 6587020.7356 | 6824215.6972 | 2683024.975 | 17984044.2162 |  | 513274.343 | 1364843.1394 | 5988200.6687 | 8224054.8145 | 5366049.9499 | 21456422.9157 |  | 626039.1608 | 1364843.1394 | 5988200.6687 | 8049074.9249 | 2333065.1956 | 18361223.0895
|  |  | 48375 | 48375 |  | 13260 | 6956 | 19577 | 7035 | 1547 |  | 12439 | 7020 | 19640 | 7418 | 1675 |  | 810 | 0 | 0 | -26 | -784 |  | 11492 | 7797 | 17894 | 8707 | 2485 |  | 1974 | 0 | 0 | -63 | -1911 |  | 9724 | 8637 | 16211 | 10380 | 3423 | [22 empty] | 20676090.3766 | 35004843.582 | 228506471.2281 | 184928079.6653 | 83617056.6109 | 552732541.4629 |  | 22040155.8276 | 34685213.6502 | 227771555.6915 | 175385843.0152 | 77224457.9749 | 537107226.1594 |  | 19101271.3695 | 38886130.8414 | 208184695.6859 | 217089383.3869 | 123918424.7999 | 607179906.0837 |  | 20454449.183 | 38886130.8414 | 208184695.6859 | 216354467.8502 | 84792921.4695 | 568672665.03 |  | 16162853.5245 | 43066517.0589 | 188617433.428 | 258816254.4105 | 170673051.3201 | 677336109.7419 |  | 19459785.7213 | 43066517.0589 | 188617433.428 | 256996463.5579 | 75404667.1223 | 583544866.8883
| EHV OHL Fittings and Conductors (Tower Lines) |  | 0 | 0 | C1 | 0 | 0 | 0 | 0 | 0 | 0 | 0 | 0 | 0 | 0 | 0 | 0 | 0 | 0 | 0 | 0 | 0 | 0 | 0 | 0 | 0 | 0 | 0 | 0 | 0 | 0 | 0 | 0 | 0 | 0 | 0 | 0 | 0 | 0 | 0 | 0 |  |  | C1 | 0.025 | 0.075 | 0.175 | 0.375 | 0.75 | C1 | 65671.0824 | 65671.0824 | 65671.0824 | 65671.0824 | 65671.0824 | C1 | 1641.7771 | 4925.3312 | 11492.4394 | 24626.6559 | 49253.3118 | C1 | 0 | 0 | 0 | 0 | 0 | 0 |  | 0 | 0 | 0 | 0 | 0 | 0 |  | 0 | 0 | 0 | 0 | 0 | 0 |  | 0 | 0 | 0 | 0 | 0 | 0 |  | 0 | 0 | 0 | 0 | 0 | 0 |  | 0 | 0 | 0 | 0 | 0 | 0
|  |  | 0 | 0 | C2 | 0 | 0 | 0 | 0 | 0 | 0 | 0 | 0 | 0 | 0 | 0 | 0 | 0 | 0 | 0 | 0 | 0 | 0 | 0 | 0 | 0 | 0 | 0 | 0 | 0 | 0 | 0 | 0 | 0 | 0 | 0 | 0 | 0 | 0 | 0 | 0 |  |  | C2 | 0.025 | 0.075 | 0.175 | 0.375 | 0.75 | C2 | 93815.8321 | 93815.8321 | 93815.8321 | 93815.8321 | 93815.8321 | C2 | 2345.3958 | 7036.1874 | 16417.7706 | 35180.937 | 70361.874 | C2 | 0 | 0 | 0 | 0 | 0 | 0 |  | 0 | 0 | 0 | 0 | 0 | 0 |  | 0 | 0 | 0 | 0 | 0 | 0 |  | 0 | 0 | 0 | 0 | 0 | 0 |  | 0 | 0 | 0 | 0 | 0 | 0 |  | 0 | 0 | 0 | 0 | 0 | 0
|  |  | 0 | 0 | C3 | 0 | 0 | 0 | 0 | 0 | 0 | 0 | 0 | 0 | 0 | 0 | 0 | 0 | 0 | 0 | 0 | 0 | 0 | 0 | 0 | 0 | 0 | 0 | 0 | 0 | 0 | 0 | 0 | 0 | 0 | 0 | 0 | 0 | 0 | 0 | 0 |  |  | C3 | 0.025 | 0.075 | 0.175 | 0.375 | 0.75 | C3 | 140723.7481 | 140723.7481 | 140723.7481 | 140723.7481 | 140723.7481 | C3 | 3518.0937 | 10554.2811 | 24626.6559 | 52771.4055 | 105542.8111 | C3 | 0 | 0 | 0 | 0 | 0 | 0 |  | 0 | 0 | 0 | 0 | 0 | 0 |  | 0 | 0 | 0 | 0 | 0 | 0 |  | 0 | 0 | 0 | 0 | 0 | 0 |  | 0 | 0 | 0 | 0 | 0 | 0 |  | 0 | 0 | 0 | 0 | 0 | 0
|  |  | 0 | 0 | C4 | 0 | 0 | 0 | 0 | 0 | 0 | 0 | 0 | 0 | 0 | 0 | 0 | 0 | 0 | 0 | 0 | 0 | 0 | 0 | 0 | 0 | 0 | 0 | 0 | 0 | 0 | 0 | 0 | 0 | 0 | 0 | 0 | 0 | 0 | 0 | 0 |  |  | C4 | 0.025 | 0.075 | 0.175 | 0.375 | 0.75 | C4 | 234539.5801 | 234539.5801 | 234539.5801 | 234539.5801 | 234539.5801 | C4 | 5863.4895 | 17590.4685 | 41044.4265 | 87952.3426 | 175904.6851 | C4 | 0 | 0 | 0 | 0 | 0 | 0 |  | 0 | 0 | 0 | 0 | 0 | 0 |  | 0 | 0 | 0 | 0 | 0 | 0 |  | 0 | 0 | 0 | 0 | 0 | 0 |  | 0 | 0 | 0 | 0 | 0 | 0 |  | 0 | 0 | 0 | 0 | 0 | 0
|  |  | 0 | 0 |  | 0 | 0 | 0 | 0 | 0 |  | 0 | 0 | 0 | 0 | 0 |  | 0 | 0 | 0 | 0 | 0 |  | 0 | 0 | 0 | 0 | 0 |  | 0 | 0 | 0 | 0 | 0 |  | 0 | 0 | 0 | 0 | 0 | [22 empty] | 0 | 0 | 0 | 0 | 0 | 0 |  | 0 | 0 | 0 | 0 | 0 | 0 |  | 0 | 0 | 0 | 0 | 0 | 0 |  | 0 | 0 | 0 | 0 | 0 | 0 |  | 0 | 0 | 0 | 0 | 0 | 0 |  | 0 | 0 | 0 | 0 | 0 | 0
| [Please insert new asset category as required] |  | 0 | 0 | C1 | 0 | 0 | 0 | 0 | 0 | 0 | 0 | 0 | 0 | 0 | 0 | 0 | 0 | 0 | 0 | 0 | 0 | 0 | 0 | 0 | 0 | 0 | 0 | 0 | 0 | 0 | 0 | 0 | 0 | 0 | 0 | 0 | 0 | 0 | 0 | 0 |  |  | C1 | 0 | 0 | 0 | 0 | 0 | C1 | 0 | 0 | 0 | 0 | 0 | C1 | [5 empty] | C1 | [5 empty] | 0 | [6 empty] | 0 | [6 empty] | 0 | [6 empty] | 0 | [6 empty] | 0 | [6 empty] | 0
|  |  | 0 | 0 | C2 | 0 | 0 | 0 | 0 | 0 | 0 | 0 | 0 | 0 | 0 | 0 | 0 | 0 | 0 | 0 | 0 | 0 | 0 | 0 | 0 | 0 | 0 | 0 | 0 | 0 | 0 | 0 | 0 | 0 | 0 | 0 | 0 | 0 | 0 | 0 | 0 |  |  | C2 | 0 | 0 | 0 | 0 | 0 | C2 | 0 | 0 | 0 | 0 | 0 | C2 | [5 empty] | C2 | [5 empty] | 0 | [6 empty] | 0 | [6 empty] | 0 | [6 empty] | 0 | [6 empty] | 0 | [6 empty] | 0
|  |  | 0 | 0 | C3 | 0 | 0 | 0 | 0 | 0 | 0 | 0 | 0 | 0 | 0 | 0 | 0 | 0 | 0 | 0 | 0 | 0 | 0 | 0 | 0 | 0 | 0 | 0 | 0 | 0 | 0 | 0 | 0 | 0 | 0 | 0 | 0 | 0 | 0 | 0 | 0 |  |  | C3 | 0 | 0 | 0 | 0 | 0 | C3 | 0 | 0 | 0 | 0 | 0 | C3 | [5 empty] | C3 | [5 empty] | 0 | [6 empty] | 0 | [6 empty] | 0 | [6 empty] | 0 | [6 empty] | 0 | [6 empty] | 0
|  |  | 0 | 0 | C4 | 0 | 0 | 0 | 0 | 0 | 0 | 0 | 0 | 0 | 0 | 0 | 0 | 0 | 0 | 0 | 0 | 0 | 0 | 0 | 0 | 0 | 0 | 0 | 0 | 0 | 0 | 0 | 0 | 0 | 0 | 0 | 0 | 0 | 0 | 0 | 0 |  |  | C4 | 0 | 0 | 0 | 0 | 0 | C4 | 0 | 0 | 0 | 0 | 0 | C4 | [5 empty] | C4 | [5 empty] | 0 | [6 empty] | 0 | [6 empty] | 0 | [6 empty] | 0 | [6 empty] | 0 | [6 empty] | 0
|  |  | 0 | 0 |  | 0 | 0 | 0 | 0 | 0 |  | 0 | 0 | 0 | 0 | 0 |  | 0 | 0 | 0 | 0 | 0 |  | 0 | 0 | 0 | 0 | 0 |  | 0 | 0 | 0 | 0 | 0 |  | 0 | 0 | 0 | 0 | 0 | [22 empty] | 0 | 0 | 0 | 0 | 0 | 0 |  | 0 | 0 | 0 | 0 | 0 | 0 |  | 0 | 0 | 0 | 0 | 0 | 0 |  | 0 | 0 | 0 | 0 | 0 | 0 |  | 0 | 0 | 0 | 0 | 0 | 0 |  | 0 | 0 | 0 | 0 | 0 | 0
| [Please insert new asset category as required] |  | 0 | 0 | C1 | 0 | 0 | 0 | 0 | 0 | 0 | 0 | 0 | 0 | 0 | 0 | 0 | 0 | 0 | 0 | 0 | 0 | 0 | 0 | 0 | 0 | 0 | 0 | 0 | 0 | 0 | 0 | 0 | 0 | 0 | 0 | 0 | 0 | 0 | 0 | 0 |  |  | C1 | 0 | 0 | 0 | 0 | 0 | C1 | 0 | 0 | 0 | 0 | 0 | C1 | [5 empty] | C1 | [5 empty] | 0 | [6 empty] | 0 | [6 empty] | 0 | [6 empty] | 0 | [6 empty] | 0 | [6 empty] | 0
|  |  | 0 | 0 | C2 | 0 | 0 | 0 | 0 | 0 | 0 | 0 | 0 | 0 | 0 | 0 | 0 | 0 | 0 | 0 | 0 | 0 | 0 | 0 | 0 | 0 | 0 | 0 | 0 | 0 | 0 | 0 | 0 | 0 | 0 | 0 | 0 | 0 | 0 | 0 | 0 |  |  | C2 | 0 | 0 | 0 | 0 | 0 | C2 | 0 | 0 | 0 | 0 | 0 | C2 | [5 empty] | C2 | [5 empty] | 0 | [6 empty] | 0 | [6 empty] | 0 | [6 empty] | 0 | [6 empty] | 0 | [6 empty] | 0
|  |  | 0 | 0 | C3 | 0 | 0 | 0 | 0 | 0 | 0 | 0 | 0 | 0 | 0 | 0 | 0 | 0 | 0 | 0 | 0 | 0 | 0 | 0 | 0 | 0 | 0 | 0 | 0 | 0 | 0 | 0 | 0 | 0 | 0 | 0 | 0 | 0 | 0 | 0 | 0 |  |  | C3 | 0 | 0 | 0 | 0 | 0 | C3 | 0 | 0 | 0 | 0 | 0 | C3 | [5 empty] | C3 | [5 empty] | 0 | [6 empty] | 0 | [6 empty] | 0 | [6 empty] | 0 | [6 empty] | 0 | [6 empty] | 0
|  |  | 0 | 0 | C4 | 0 | 0 | 0 | 0 | 0 | 0 | 0 | 0 | 0 | 0 | 0 | 0 | 0 | 0 | 0 | 0 | 0 | 0 | 0 | 0 | 0 | 0 | 0 | 0 | 0 | 0 | 0 | 0 | 0 | 0 | 0 | 0 | 0 | 0 | 0 | 0 |  |  | C4 | 0 | 0 | 0 | 0 | 0 | C4 | 0 | 0 | 0 | 0 | 0 | C4 | [5 empty] | C4 | [5 empty] | 0 | [6 empty] | 0 | [6 empty] | 0 | [6 empty] | 0 | [6 empty] | 0 | [6 empty] | 0
|  |  | 0 | 0 |  | 0 | 0 | 0 | 0 | 0 |  | 0 | 0 | 0 | 0 | 0 |  | 0 | 0 | 0 | 0 | 0 |  | 0 | 0 | 0 | 0 | 0 |  | 0 | 0 | 0 | 0 | 0 |  | 0 | 0 | 0 | 0 | 0 | [22 empty] | 0 | 0 | 0 | 0 | 0 | 0 |  | 0 | 0 | 0 | 0 | 0 | 0 |  | 0 | 0 | 0 | 0 | 0 | 0 |  | 0 | 0 | 0 | 0 | 0 | 0 |  | 0 | 0 | 0 | 0 | 0 | 0 |  | 0 | 0 | 0 | 0 | 0 | 0
| [Please insert new asset category as required] |  | 0 | 0 | C1 | 0 | 0 | 0 | 0 | 0 | 0 | 0 | 0 | 0 | 0 | 0 | 0 | 0 | 0 | 0 | 0 | 0 | 0 | 0 | 0 | 0 | 0 | 0 | 0 | 0 | 0 | 0 | 0 | 0 | 0 | 0 | 0 | 0 | 0 | 0 | 0 |  |  | C1 | 0 | 0 | 0 | 0 | 0 | C1 | 0 | 0 | 0 | 0 | 0 | C1 | [5 empty] | C1 | [5 empty] | 0 | [6 empty] | 0 | [6 empty] | 0 | [6 empty] | 0 | [6 empty] | 0 | [6 empty] | 0
|  |  | 0 | 0 | C2 | 0 | 0 | 0 | 0 | 0 | 0 | 0 | 0 | 0 | 0 | 0 | 0 | 0 | 0 | 0 | 0 | 0 | 0 | 0 | 0 | 0 | 0 | 0 | 0 | 0 | 0 | 0 | 0 | 0 | 0 | 0 | 0 | 0 | 0 | 0 | 0 |  |  | C2 | 0 | 0 | 0 | 0 | 0 | C2 | 0 | 0 | 0 | 0 | 0 | C2 | [5 empty] | C2 | [5 empty] | 0 | [6 empty] | 0 | [6 empty] | 0 | [6 empty] | 0 | [6 empty] | 0 | [6 empty] | 0
|  |  | 0 | 0 | C3 | 0 | 0 | 0 | 0 | 0 | 0 | 0 | 0 | 0 | 0 | 0 | 0 | 0 | 0 | 0 | 0 | 0 | 0 | 0 | 0 | 0 | 0 | 0 | 0 | 0 | 0 | 0 | 0 | 0 | 0 | 0 | 0 | 0 | 0 | 0 | 0 |  |  | C3 | 0 | 0 | 0 | 0 | 0 | C3 | 0 | 0 | 0 | 0 | 0 | C3 | [5 empty] | C3 | [5 empty] | 0 | [6 empty] | 0 | [6 empty] | 0 | [6 empty] | 0 | [6 empty] | 0 | [6 empty] | 0
|  |  | 0 | 0 | C4 | 0 | 0 | 0 | 0 | 0 | 0 | 0 | 0 | 0 | 0 | 0 | 0 | 0 | 0 | 0 | 0 | 0 | 0 | 0 | 0 | 0 | 0 | 0 | 0 | 0 | 0 | 0 | 0 | 0 | 0 | 0 | 0 | 0 | 0 | 0 | 0 |  |  | C4 | 0 | 0 | 0 | 0 | 0 | C4 | 0 | 0 | 0 | 0 | 0 | C4 | [5 empty] | C4 | [5 empty] | 0 | [6 empty] | 0 | [6 empty] | 0 | [6 empty] | 0 | [6 empty] | 0 | [6 empty] | 0
|  |  | 0 | 0 |  | 0 | 0 | 0 | 0 | 0 |  | 0 | 0 | 0 | 0 | 0 |  | 0 | 0 | 0 | 0 | 0 |  | 0 | 0 | 0 | 0 | 0 |  | 0 | 0 | 0 | 0 | 0 |  | 0 | 0 | 0 | 0 | 0 | [22 empty] | 0 | 0 | 0 | 0 | 0 | 0 |  | 0 | 0 | 0 | 0 | 0 | 0 |  | 0 | 0 | 0 | 0 | 0 | 0 |  | 0 | 0 | 0 | 0 | 0 | 0 |  | 0 | 0 | 0 | 0 | 0 | 0 |  | 0 | 0 | 0 | 0 | 0 | 0
| [Please insert new asset category as required] |  | 0 | 0 | C1 | 0 | 0 | 0 | 0 | 0 | 0 | 0 | 0 | 0 | 0 | 0 | 0 | 0 | 0 | 0 | 0 | 0 | 0 | 0 | 0 | 0 | 0 | 0 | 0 | 0 | 0 | 0 | 0 | 0 | 0 | 0 | 0 | 0 | 0 | 0 | 0 |  |  | C1 | 0 | 0 | 0 | 0 | 0 | C1 | 0 | 0 | 0 | 0 | 0 | C1 | [5 empty] | C1 | [5 empty] | 0 | [6 empty] | 0 | [6 empty] | 0 | [6 empty] | 0 | [6 empty] | 0 | [6 empty] | 0
|  |  | 0 | 0 | C2 | 0 | 0 | 0 | 0 | 0 | 0 | 0 | 0 | 0 | 0 | 0 | 0 | 0 | 0 | 0 | 0 | 0 | 0 | 0 | 0 | 0 | 0 | 0 | 0 | 0 | 0 | 0 | 0 | 0 | 0 | 0 | 0 | 0 | 0 | 0 | 0 |  |  | C2 | 0 | 0 | 0 | 0 | 0 | C2 | 0 | 0 | 0 | 0 | 0 | C2 | [5 empty] | C2 | [5 empty] | 0 | [6 empty] | 0 | [6 empty] | 0 | [6 empty] | 0 | [6 empty] | 0 | [6 empty] | 0
|  |  | 0 | 0 | C3 | 0 | 0 | 0 | 0 | 0 | 0 | 0 | 0 | 0 | 0 | 0 | 0 | 0 | 0 | 0 | 0 | 0 | 0 | 0 | 0 | 0 | 0 | 0 | 0 | 0 | 0 | 0 | 0 | 0 | 0 | 0 | 0 | 0 | 0 | 0 | 0 |  |  | C3 | 0 | 0 | 0 | 0 | 0 | C3 | 0 | 0 | 0 | 0 | 0 | C3 | [5 empty] | C3 | [5 empty] | 0 | [6 empty] | 0 | [6 empty] | 0 | [6 empty] | 0 | [6 empty] | 0 | [6 empty] | 0
|  |  | 0 | 0 | C4 | 0 | 0 | 0 | 0 | 0 | 0 | 0 | 0 | 0 | 0 | 0 | 0 | 0 | 0 | 0 | 0 | 0 | 0 | 0 | 0 | 0 | 0 | 0 | 0 | 0 | 0 | 0 | 0 | 0 | 0 | 0 | 0 | 0 | 0 | 0 | 0 |  |  | C4 | 0 | 0 | 0 | 0 | 0 | C4 | 0 | 0 | 0 | 0 | 0 | C4 | [5 empty] | C4 | [5 empty] | 0 | [6 empty] | 0 | [6 empty] | 0 | [6 empty] | 0 | [6 empty] | 0 | [6 empty] | 0
|  |  | 0 | 0 |  | 0 | 0 | 0 | 0 | 0 |  | 0 | 0 | 0 | 0 | 0 |  | 0 | 0 | 0 | 0 | 0 |  | 0 | 0 | 0 | 0 | 0 |  | 0 | 0 | 0 | 0 | 0 |  | 0 | 0 | 0 | 0 | 0 | [22 empty] | 0 | 0 | 0 | 0 | 0 | 0 |  | 0 | 0 | 0 | 0 | 0 | 0 |  | 0 | 0 | 0 | 0 | 0 | 0 |  | 0 | 0 | 0 | 0 | 0 | 0 |  | 0 | 0 | 0 | 0 | 0 | 0 |  | 0 | 0 | 0 | 0 | 0 | 0
| [Please insert new asset category as required] |  | 0 | 0 | C1 | 0 | 0 | 0 | 0 | 0 | 0 | 0 | 0 | 0 | 0 | 0 | 0 | 0 | 0 | 0 | 0 | 0 | 0 | 0 | 0 | 0 | 0 | 0 | 0 | 0 | 0 | 0 | 0 | 0 | 0 | 0 | 0 | 0 | 0 | 0 | 0 |  |  | C1 | 0 | 0 | 0 | 0 | 0 | C1 | 0 | 0 | 0 | 0 | 0 | C1 | [5 empty] | C1 | [5 empty] | 0 | [6 empty] | 0 | [6 empty] | 0 | [6 empty] | 0 | [6 empty] | 0 | [6 empty] | 0
|  |  | 0 | 0 | C2 | 0 | 0 | 0 | 0 | 0 | 0 | 0 | 0 | 0 | 0 | 0 | 0 | 0 | 0 | 0 | 0 | 0 | 0 | 0 | 0 | 0 | 0 | 0 | 0 | 0 | 0 | 0 | 0 | 0 | 0 | 0 | 0 | 0 | 0 | 0 | 0 |  |  | C2 | 0 | 0 | 0 | 0 | 0 | C2 | 0 | 0 | 0 | 0 | 0 | C2 | [5 empty] | C2 | [5 empty] | 0 | [6 empty] | 0 | [6 empty] | 0 | [6 empty] | 0 | [6 empty] | 0 | [6 empty] | 0
|  |  | 0 | 0 | C3 | 0 | 0 | 0 | 0 | 0 | 0 | 0 | 0 | 0 | 0 | 0 | 0 | 0 | 0 | 0 | 0 | 0 | 0 | 0 | 0 | 0 | 0 | 0 | 0 | 0 | 0 | 0 | 0 | 0 | 0 | 0 | 0 | 0 | 0 | 0 | 0 |  |  | C3 | 0 | 0 | 0 | 0 | 0 | C3 | 0 | 0 | 0 | 0 | 0 | C3 | [5 empty] | C3 | [5 empty] | 0 | [6 empty] | 0 | [6 empty] | 0 | [6 empty] | 0 | [6 empty] | 0 | [6 empty] | 0
|  |  | 0 | 0 | C4 | 0 | 0 | 0 | 0 | 0 | 0 | 0 | 0 | 0 | 0 | 0 | 0 | 0 | 0 | 0 | 0 | 0 | 0 | 0 | 0 | 0 | 0 | 0 | 0 | 0 | 0 | 0 | 0 | 0 | 0 | 0 | 0 | 0 | 0 | 0 | 0 |  |  | C4 | 0 | 0 | 0 | 0 | 0 | C4 | 0 | 0 | 0 | 0 | 0 | C4 | [5 empty] | C4 | [5 empty] | 0 | [6 empty] | 0 | [6 empty] | 0 | [6 empty] | 0 | [6 empty] | 0 | [6 empty] | 0
|  |  | 0 | 0 |  | 0 | 0 | 0 | 0 | 0 |  | 0 | 0 | 0 | 0 | 0 |  | 0 | 0 | 0 | 0 | 0 |  | 0 | 0 | 0 | 0 | 0 |  | 0 | 0 | 0 | 0 | 0 |  | 0 | 0 | 0 | 0 | 0 | [22 empty] | 0 | 0 | 0 | 0 | 0 | 0 |  | 0 | 0 | 0 | 0 | 0 | 0 |  | 0 | 0 | 0 | 0 | 0 | 0 |  | 0 | 0 | 0 | 0 | 0 | 0 |  | 0 | 0 | 0 | 0 | 0 | 0 |  | 0 | 0 | 0 | 0 | 0 | 0
[63 empty] | 22284071.5941 | 41780159.5523 | 240329662.3533 | 191856628.0971 | 91719323.0749 | 587969844.6716 |  | 24004371.8409 | 41364950.7037 | 239454753.6723 | 179551959.6489 | 84327905.0471 | 568703940.9129 |  | 20794212.1215 | 45482883.8674 | 220471489.2722 | 223923334.6601 | 132067462.398 | 642739382.3193 |  | 22480820.2363 | 45482883.8674 | 220290762.3305 | 220604995.6098 | 87897248.179 | 596756710.2231 |  | 17574111.3376 | 49536895.3464 | 201458305.5013 | 268710260.0539 | 180041593.6435 | 717321165.8826 |  | 21553715.797 | 49536895.3464 | 200643599.9228 | 260426858.5446 | 78417741.4238 | 610578811.0345
| 132kV Network | [66 empty] | 0 | [6 empty] | 0 | [6 empty] | 0 | [6 empty] | 0 | [6 empty] | 0 | [6 empty] | 0
| 132kV CBs |  | 0 | 0 | C1 | 0 | 0 | 0 | 0 | 0 | 0 | 0 | 0 | 0 | 0 | 0 | 0 | 0 | 0 | 0 | 0 | 0 | 0 | 0 | 0 | 0 | 0 | 0 | 0 | 0 | 0 | 0 | 0 | 0 | 0 | 0 | 0 | 0 | 0 | 0 | 0 |  |  | C1 | 0 | 0 | 0 | 0 | 0 | C1 | 0 | 0 | 0 | 0 | 0 | C1 | [5 empty] | C1 | [5 empty] | 0 | [6 empty] | 0 | [6 empty] | 0 | [6 empty] | 0 | [6 empty] | 0 | [6 empty] | 0
|  |  | 0 | 0 | C2 | 0 | 0 | 0 | 0 | 0 | 0 | 0 | 0 | 0 | 0 | 0 | 0 | 0 | 0 | 0 | 0 | 0 | 0 | 0 | 0 | 0 | 0 | 0 | 0 | 0 | 0 | 0 | 0 | 0 | 0 | 0 | 0 | 0 | 0 | 0 | 0 |  |  | C2 | 0 | 0 | 0 | 0 | 0 | C2 | 0 | 0 | 0 | 0 | 0 | C2 | [5 empty] | C2 | [5 empty] | 0 | [6 empty] | 0 | [6 empty] | 0 | [6 empty] | 0 | [6 empty] | 0 | [6 empty] | 0
|  |  | 0 | 0 | C3 | 0 | 0 | 0 | 0 | 0 | 0 | 0 | 0 | 0 | 0 | 0 | 0 | 0 | 0 | 0 | 0 | 0 | 0 | 0 | 0 | 0 | 0 | 0 | 0 | 0 | 0 | 0 | 0 | 0 | 0 | 0 | 0 | 0 | 0 | 0 | 0 |  |  | C3 | 0 | 0 | 0 | 0 | 0 | C3 | 0 | 0 | 0 | 0 | 0 | C3 | [5 empty] | C3 | [5 empty] | 0 | [6 empty] | 0 | [6 empty] | 0 | [6 empty] | 0 | [6 empty] | 0 | [6 empty] | 0
|  |  | 0 | 0 | C4 | 0 | 0 | 0 | 0 | 0 | 0 | 0 | 0 | 0 | 0 | 0 | 0 | 0 | 0 | 0 | 0 | 0 | 0 | 0 | 0 | 0 | 0 | 0 | 0 | 0 | 0 | 0 | 0 | 0 | 0 | 0 | 0 | 0 | 0 | 0 | 0 |  |  | C4 | 0 | 0 | 0 | 0 | 0 | C4 | 0 | 0 | 0 | 0 | 0 | C4 | [5 empty] | C4 | [5 empty] | 0 | [6 empty] | 0 | [6 empty] | 0 | [6 empty] | 0 | [6 empty] | 0 | [6 empty] | 0
|  |  | 0 | 0 |  | 0 | 0 | 0 | 0 | 0 |  | 0 | 0 | 0 | 0 | 0 |  | 0 | 0 | 0 | 0 | 0 |  | 0 | 0 | 0 | 0 | 0 |  | 0 | 0 | 0 | 0 | 0 |  | 0 | 0 | 0 | 0 | 0 | [22 empty] | 0 | 0 | 0 | 0 | 0 | 0 |  | 0 | 0 | 0 | 0 | 0 | 0 |  | 0 | 0 | 0 | 0 | 0 | 0 |  | 0 | 0 | 0 | 0 | 0 | 0 |  | 0 | 0 | 0 | 0 | 0 | 0 |  | 0 | 0 | 0 | 0 | 0 | 0
| 132kV Transformer |  | 0 | 0 | C1 | 0 | 0 | 0 | 0 | 0 | 0 | 0 | 0 | 0 | 0 | 0 | 0 | 0 | 0 | 0 | 0 | 0 | 0 | 0 | 0 | 0 | 0 | 0 | 0 | 0 | 0 | 0 | 0 | 0 | 0 | 0 | 0 | 0 | 0 | 0 | 0 |  |  | C1 | 0 | 0 | 0 | 0 | 0 | C1 | 0 | 0 | 0 | 0 | 0 | C1 | [5 empty] | C1 | [5 empty] | 0 | [6 empty] | 0 | [6 empty] | 0 | [6 empty] | 0 | [6 empty] | 0 | [6 empty] | 0
|  |  | 0 | 0 | C2 | 0 | 0 | 0 | 0 | 0 | 0 | 0 | 0 | 0 | 0 | 0 | 0 | 0 | 0 | 0 | 0 | 0 | 0 | 0 | 0 | 0 | 0 | 0 | 0 | 0 | 0 | 0 | 0 | 0 | 0 | 0 | 0 | 0 | 0 | 0 | 0 |  |  | C2 | 0 | 0 | 0 | 0 | 0 | C2 | 0 | 0 | 0 | 0 | 0 | C2 | [5 empty] | C2 | [5 empty] | 0 | [6 empty] | 0 | [6 empty] | 0 | [6 empty] | 0 | [6 empty] | 0 | [6 empty] | 0
|  |  | 0 | 0 | C3 | 0 | 0 | 0 | 0 | 0 | 0 | 0 | 0 | 0 | 0 | 0 | 0 | 0 | 0 | 0 | 0 | 0 | 0 | 0 | 0 | 0 | 0 | 0 | 0 | 0 | 0 | 0 | 0 | 0 | 0 | 0 | 0 | 0 | 0 | 0 | 0 |  |  | C3 | 0 | 0 | 0 | 0 | 0 | C3 | 0 | 0 | 0 | 0 | 0 | C3 | [5 empty] | C3 | [5 empty] | 0 | [6 empty] | 0 | [6 empty] | 0 | [6 empty] | 0 | [6 empty] | 0 | [6 empty] | 0
|  |  | 0 | 0 | C4 | 0 | 0 | 0 | 0 | 0 | 0 | 0 | 0 | 0 | 0 | 0 | 0 | 0 | 0 | 0 | 0 | 0 | 0 | 0 | 0 | 0 | 0 | 0 | 0 | 0 | 0 | 0 | 0 | 0 | 0 | 0 | 0 | 0 | 0 | 0 | 0 |  |  | C4 | 0 | 0 | 0 | 0 | 0 | C4 | 0 | 0 | 0 | 0 | 0 | C4 | [5 empty] | C4 | [5 empty] | 0 | [6 empty] | 0 | [6 empty] | 0 | [6 empty] | 0 | [6 empty] | 0 | [6 empty] | 0
|  |  | 0 | 0 |  | 0 | 0 | 0 | 0 | 0 |  | 0 | 0 | 0 | 0 | 0 |  | 0 | 0 | 0 | 0 | 0 |  | 0 | 0 | 0 | 0 | 0 |  | 0 | 0 | 0 | 0 | 0 |  | 0 | 0 | 0 | 0 | 0 | [22 empty] | 0 | 0 | 0 | 0 | 0 | 0 |  | 0 | 0 | 0 | 0 | 0 | 0 |  | 0 | 0 | 0 | 0 | 0 | 0 |  | 0 | 0 | 0 | 0 | 0 | 0 |  | 0 | 0 | 0 | 0 | 0 | 0 |  | 0 | 0 | 0 | 0 | 0 | 0
| 132kV UG Cable (Gas) |  | 0 | 0 | C1 | 0 | 0 | 0 | 0 | 0 | 0 | 0 | 0 | 0 | 0 | 0 | 0 | 0 | 0 | 0 | 0 | 0 | 0 | 0 | 0 | 0 | 0 | 0 | 0 | 0 | 0 | 0 | 0 | 0 | 0 | 0 | 0 | 0 | 0 | 0 | 0 |  |  | C1 | 0 | 0 | 0 | 0 | 0 | C1 | 0 | 0 | 0 | 0 | 0 | C1 | [5 empty] | C1 | [5 empty] | 0 | [6 empty] | 0 | [6 empty] | 0 | [6 empty] | 0 | [6 empty] | 0 | [6 empty] | 0
|  |  | 0 | 0 | C2 | 0 | 0 | 0 | 0 | 0 | 0 | 0 | 0 | 0 | 0 | 0 | 0 | 0 | 0 | 0 | 0 | 0 | 0 | 0 | 0 | 0 | 0 | 0 | 0 | 0 | 0 | 0 | 0 | 0 | 0 | 0 | 0 | 0 | 0 | 0 | 0 |  |  | C2 | 0 | 0 | 0 | 0 | 0 | C2 | 0 | 0 | 0 | 0 | 0 | C2 | [5 empty] | C2 | [5 empty] | 0 | [6 empty] | 0 | [6 empty] | 0 | [6 empty] | 0 | [6 empty] | 0 | [6 empty] | 0
|  |  | 0 | 0 | C3 | 0 | 0 | 0 | 0 | 0 | 0 | 0 | 0 | 0 | 0 | 0 | 0 | 0 | 0 | 0 | 0 | 0 | 0 | 0 | 0 | 0 | 0 | 0 | 0 | 0 | 0 | 0 | 0 | 0 | 0 | 0 | 0 | 0 | 0 | 0 | 0 |  |  | C3 | 0 | 0 | 0 | 0 | 0 | C3 | 0 | 0 | 0 | 0 | 0 | C3 | [5 empty] | C3 | [5 empty] | 0 | [6 empty] | 0 | [6 empty] | 0 | [6 empty] | 0 | [6 empty] | 0 | [6 empty] | 0
|  |  | 0 | 0 | C4 | 0 | 0 | 0 | 0 | 0 | 0 | 0 | 0 | 0 | 0 | 0 | 0 | 0 | 0 | 0 | 0 | 0 | 0 | 0 | 0 | 0 | 0 | 0 | 0 | 0 | 0 | 0 | 0 | 0 | 0 | 0 | 0 | 0 | 0 | 0 | 0 |  |  | C4 | 0 | 0 | 0 | 0 | 0 | C4 | 0 | 0 | 0 | 0 | 0 | C4 | [5 empty] | C4 | [5 empty] | 0 | [6 empty] | 0 | [6 empty] | 0 | [6 empty] | 0 | [6 empty] | 0 | [6 empty] | 0
|  |  | 0 | 0 |  | 0 | 0 | 0 | 0 | 0 |  | 0 | 0 | 0 | 0 | 0 |  | 0 | 0 | 0 | 0 | 0 |  | 0 | 0 | 0 | 0 | 0 |  | 0 | 0 | 0 | 0 | 0 |  | 0 | 0 | 0 | 0 | 0 | [22 empty] | 0 | 0 | 0 | 0 | 0 | 0 |  | 0 | 0 | 0 | 0 | 0 | 0 |  | 0 | 0 | 0 | 0 | 0 | 0 |  | 0 | 0 | 0 | 0 | 0 | 0 |  | 0 | 0 | 0 | 0 | 0 | 0 |  | 0 | 0 | 0 | 0 | 0 | 0
| 132kV UG Cable (Oil) |  | 0 | 0 | C1 | 0 | 0 | 0 | 0 | 0 | 0 | 0 | 0 | 0 | 0 | 0 | 0 | 0 | 0 | 0 | 0 | 0 | 0 | 0 | 0 | 0 | 0 | 0 | 0 | 0 | 0 | 0 | 0 | 0 | 0 | 0 | 0 | 0 | 0 | 0 | 0 |  |  | C1 | 0 | 0 | 0 | 0 | 0 | C1 | 0 | 0 | 0 | 0 | 0 | C1 | [5 empty] | C1 | [5 empty] | 0 | [6 empty] | 0 | [6 empty] | 0 | [6 empty] | 0 | [6 empty] | 0 | [6 empty] | 0
|  |  | 0 | 0 | C2 | 0 | 0 | 0 | 0 | 0 | 0 | 0 | 0 | 0 | 0 | 0 | 0 | 0 | 0 | 0 | 0 | 0 | 0 | 0 | 0 | 0 | 0 | 0 | 0 | 0 | 0 | 0 | 0 | 0 | 0 | 0 | 0 | 0 | 0 | 0 | 0 |  |  | C2 | 0 | 0 | 0 | 0 | 0 | C2 | 0 | 0 | 0 | 0 | 0 | C2 | [5 empty] | C2 | [5 empty] | 0 | [6 empty] | 0 | [6 empty] | 0 | [6 empty] | 0 | [6 empty] | 0 | [6 empty] | 0
|  |  | 0 | 0 | C3 | 0 | 0 | 0 | 0 | 0 | 0 | 0 | 0 | 0 | 0 | 0 | 0 | 0 | 0 | 0 | 0 | 0 | 0 | 0 | 0 | 0 | 0 | 0 | 0 | 0 | 0 | 0 | 0 | 0 | 0 | 0 | 0 | 0 | 0 | 0 | 0 |  |  | C3 | 0 | 0 | 0 | 0 | 0 | C3 | 0 | 0 | 0 | 0 | 0 | C3 | [5 empty] | C3 | [5 empty] | 0 | [6 empty] | 0 | [6 empty] | 0 | [6 empty] | 0 | [6 empty] | 0 | [6 empty] | 0
|  |  | 0 | 0 | C4 | 0 | 0 | 0 | 0 | 0 | 0 | 0 | 0 | 0 | 0 | 0 | 0 | 0 | 0 | 0 | 0 | 0 | 0 | 0 | 0 | 0 | 0 | 0 | 0 | 0 | 0 | 0 | 0 | 0 | 0 | 0 | 0 | 0 | 0 | 0 | 0 |  |  | C4 | 0 | 0 | 0 | 0 | 0 | C4 | 0 | 0 | 0 | 0 | 0 | C4 | [5 empty] | C4 | [5 empty] | 0 | [6 empty] | 0 | [6 empty] | 0 | [6 empty] | 0 | [6 empty] | 0 | [6 empty] | 0
|  |  | 0 | 0 |  | 0 | 0 | 0 | 0 | 0 |  | 0 | 0 | 0 | 0 | 0 |  | 0 | 0 | 0 | 0 | 0 |  | 0 | 0 | 0 | 0 | 0 |  | 0 | 0 | 0 | 0 | 0 |  | 0 | 0 | 0 | 0 | 0 | [22 empty] | 0 | 0 | 0 | 0 | 0 | 0 |  | 0 | 0 | 0 | 0 | 0 | 0 |  | 0 | 0 | 0 | 0 | 0 | 0 |  | 0 | 0 | 0 | 0 | 0 | 0 |  | 0 | 0 | 0 | 0 | 0 | 0 |  | 0 | 0 | 0 | 0 | 0 | 0
| 132kV UG Cable (Non Pressurised) |  | 0 | 0 | C1 | 0 | 0 | 0 | 0 | 0 | 0 | 0 | 0 | 0 | 0 | 0 | 0 | 0 | 0 | 0 | 0 | 0 | 0 | 0 | 0 | 0 | 0 | 0 | 0 | 0 | 0 | 0 | 0 | 0 | 0 | 0 | 0 | 0 | 0 | 0 | 0 |  |  | C1 | 0 | 0 | 0 | 0 | 0 | C1 | 0 | 0 | 0 | 0 | 0 | C1 | [5 empty] | C1 | [5 empty] | 0 | [6 empty] | 0 | [6 empty] | 0 | [6 empty] | 0 | [6 empty] | 0 | [6 empty] | 0
|  |  | 0 | 0 | C2 | 0 | 0 | 0 | 0 | 0 | 0 | 0 | 0 | 0 | 0 | 0 | 0 | 0 | 0 | 0 | 0 | 0 | 0 | 0 | 0 | 0 | 0 | 0 | 0 | 0 | 0 | 0 | 0 | 0 | 0 | 0 | 0 | 0 | 0 | 0 | 0 |  |  | C2 | 0 | 0 | 0 | 0 | 0 | C2 | 0 | 0 | 0 | 0 | 0 | C2 | [5 empty] | C2 | [5 empty] | 0 | [6 empty] | 0 | [6 empty] | 0 | [6 empty] | 0 | [6 empty] | 0 | [6 empty] | 0
|  |  | 0 | 0 | C3 | 0 | 0 | 0 | 0 | 0 | 0 | 0 | 0 | 0 | 0 | 0 | 0 | 0 | 0 | 0 | 0 | 0 | 0 | 0 | 0 | 0 | 0 | 0 | 0 | 0 | 0 | 0 | 0 | 0 | 0 | 0 | 0 | 0 | 0 | 0 | 0 |  |  | C3 | 0 | 0 | 0 | 0 | 0 | C3 | 0 | 0 | 0 | 0 | 0 | C3 | [5 empty] | C3 | [5 empty] | 0 | [6 empty] | 0 | [6 empty] | 0 | [6 empty] | 0 | [6 empty] | 0 | [6 empty] | 0
|  |  | 0 | 0 | C4 | 0 | 0 | 0 | 0 | 0 | 0 | 0 | 0 | 0 | 0 | 0 | 0 | 0 | 0 | 0 | 0 | 0 | 0 | 0 | 0 | 0 | 0 | 0 | 0 | 0 | 0 | 0 | 0 | 0 | 0 | 0 | 0 | 0 | 0 | 0 | 0 |  |  | C4 | 0 | 0 | 0 | 0 | 0 | C4 | 0 | 0 | 0 | 0 | 0 | C4 | [5 empty] | C4 | [5 empty] | 0 | [6 empty] | 0 | [6 empty] | 0 | [6 empty] | 0 | [6 empty] | 0 | [6 empty] | 0
|  |  | 0 | 0 |  | 0 | 0 | 0 | 0 | 0 |  | 0 | 0 | 0 | 0 | 0 |  | 0 | 0 | 0 | 0 | 0 |  | 0 | 0 | 0 | 0 | 0 |  | 0 | 0 | 0 | 0 | 0 |  | 0 | 0 | 0 | 0 | 0 | [22 empty] | 0 | 0 | 0 | 0 | 0 | 0 |  | 0 | 0 | 0 | 0 | 0 | 0 |  | 0 | 0 | 0 | 0 | 0 | 0 |  | 0 | 0 | 0 | 0 | 0 | 0 |  | 0 | 0 | 0 | 0 | 0 | 0 |  | 0 | 0 | 0 | 0 | 0 | 0
| 132kV OHL Support - Tower |  | 0 | 0 | C1 | 0 | 0 | 0 | 0 | 0 | 0 | 0 | 0 | 0 | 0 | 0 | 0 | 0 | 0 | 0 | 0 | 0 | 0 | 0 | 0 | 0 | 0 | 0 | 0 | 0 | 0 | 0 | 0 | 0 | 0 | 0 | 0 | 0 | 0 | 0 | 0 |  |  | C1 | 0 | 0 | 0 | 0 | 0 | C1 | 0 | 0 | 0 | 0 | 0 | C1 | [5 empty] | C1 | [5 empty] | 0 | [6 empty] | 0 | [6 empty] | 0 | [6 empty] | 0 | [6 empty] | 0 | [6 empty] | 0
|  |  | 0 | 0 | C2 | 0 | 0 | 0 | 0 | 0 | 0 | 0 | 0 | 0 | 0 | 0 | 0 | 0 | 0 | 0 | 0 | 0 | 0 | 0 | 0 | 0 | 0 | 0 | 0 | 0 | 0 | 0 | 0 | 0 | 0 | 0 | 0 | 0 | 0 | 0 | 0 |  |  | C2 | 0 | 0 | 0 | 0 | 0 | C2 | 0 | 0 | 0 | 0 | 0 | C2 | [5 empty] | C2 | [5 empty] | 0 | [6 empty] | 0 | [6 empty] | 0 | [6 empty] | 0 | [6 empty] | 0 | [6 empty] | 0
|  |  | 0 | 0 | C3 | 0 | 0 | 0 | 0 | 0 | 0 | 0 | 0 | 0 | 0 | 0 | 0 | 0 | 0 | 0 | 0 | 0 | 0 | 0 | 0 | 0 | 0 | 0 | 0 | 0 | 0 | 0 | 0 | 0 | 0 | 0 | 0 | 0 | 0 | 0 | 0 |  |  | C3 | 0 | 0 | 0 | 0 | 0 | C3 | 0 | 0 | 0 | 0 | 0 | C3 | [5 empty] | C3 | [5 empty] | 0 | [6 empty] | 0 | [6 empty] | 0 | [6 empty] | 0 | [6 empty] | 0 | [6 empty] | 0
|  |  | 0 | 0 | C4 | 0 | 0 | 0 | 0 | 0 | 0 | 0 | 0 | 0 | 0 | 0 | 0 | 0 | 0 | 0 | 0 | 0 | 0 | 0 | 0 | 0 | 0 | 0 | 0 | 0 | 0 | 0 | 0 | 0 | 0 | 0 | 0 | 0 | 0 | 0 | 0 |  |  | C4 | 0 | 0 | 0 | 0 | 0 | C4 | 0 | 0 | 0 | 0 | 0 | C4 | [5 empty] | C4 | [5 empty] | 0 | [6 empty] | 0 | [6 empty] | 0 | [6 empty] | 0 | [6 empty] | 0 | [6 empty] | 0
|  |  | 0 | 0 |  | 0 | 0 | 0 | 0 | 0 |  | 0 | 0 | 0 | 0 | 0 |  | 0 | 0 | 0 | 0 | 0 |  | 0 | 0 | 0 | 0 | 0 |  | 0 | 0 | 0 | 0 | 0 |  | 0 | 0 | 0 | 0 | 0 | [22 empty] | 0 | 0 | 0 | 0 | 0 | 0 |  | 0 | 0 | 0 | 0 | 0 | 0 |  | 0 | 0 | 0 | 0 | 0 | 0 |  | 0 | 0 | 0 | 0 | 0 | 0 |  | 0 | 0 | 0 | 0 | 0 | 0 |  | 0 | 0 | 0 | 0 | 0 | 0
| 132kV OHL Fittings and Conductors (Tower Lines) |  | 0 | 0 | C1 | 0 | 0 | 0 | 0 | 0 | 0 | 0 | 0 | 0 | 0 | 0 | 0 | 0 | 0 | 0 | 0 | 0 | 0 | 0 | 0 | 0 | 0 | 0 | 0 | 0 | 0 | 0 | 0 | 0 | 0 | 0 | 0 | 0 | 0 | 0 | 0 |  | 0 | C1 | 0 | 0 | 0 | 0 | 0 | C1 | 0 | 0 | 0 | 0 | 0 | C1 | [5 empty] | C1 | [5 empty] | 0 | [6 empty] | 0 | [6 empty] | 0 | [6 empty] | 0 | [6 empty] | 0 | [6 empty] | 0
|  |  | 0 | 0 | C2 | 0 | 0 | 0 | 0 | 0 | 0 | 0 | 0 | 0 | 0 | 0 | 0 | 0 | 0 | 0 | 0 | 0 | 0 | 0 | 0 | 0 | 0 | 0 | 0 | 0 | 0 | 0 | 0 | 0 | 0 | 0 | 0 | 0 | 0 | 0 | 0 |  |  | C2 | 0 | 0 | 0 | 0 | 0 | C2 | 0 | 0 | 0 | 0 | 0 | C2 | [5 empty] | C2 | [5 empty] | 0 | [6 empty] | 0 | [6 empty] | 0 | [6 empty] | 0 | [6 empty] | 0 | [6 empty] | 0
|  |  | 0 | 0 | C3 | 0 | 0 | 0 | 0 | 0 | 0 | 0 | 0 | 0 | 0 | 0 | 0 | 0 | 0 | 0 | 0 | 0 | 0 | 0 | 0 | 0 | 0 | 0 | 0 | 0 | 0 | 0 | 0 | 0 | 0 | 0 | 0 | 0 | 0 | 0 | 0 |  |  | C3 | 0 | 0 | 0 | 0 | 0 | C3 | 0 | 0 | 0 | 0 | 0 | C3 | [5 empty] | C3 | [5 empty] | 0 | [6 empty] | 0 | [6 empty] | 0 | [6 empty] | 0 | [6 empty] | 0 | [6 empty] | 0
|  |  | 0 | 0 | C4 | 0 | 0 | 0 | 0 | 0 | 0 | 0 | 0 | 0 | 0 | 0 | 0 | 0 | 0 | 0 | 0 | 0 | 0 | 0 | 0 | 0 | 0 | 0 | 0 | 0 | 0 | 0 | 0 | 0 | 0 | 0 | 0 | 0 | 0 | 0 | 0 |  |  | C4 | 0 | 0 | 0 | 0 | 0 | C4 | 0 | 0 | 0 | 0 | 0 | C4 | [5 empty] | C4 | [5 empty] | 0 | [6 empty] | 0 | [6 empty] | 0 | [6 empty] | 0 | [6 empty] | 0 | [6 empty] | 0
|  |  | 0 | 0 |  | 0 | 0 | 0 | 0 | 0 |  | 0 | 0 | 0 | 0 | 0 |  | 0 | 0 | 0 | 0 | 0 |  | 0 | 0 | 0 | 0 | 0 |  | 0 | 0 | 0 | 0 | 0 |  | 0 | 0 | 0 | 0 | 0 | [22 empty] | 0 | 0 | 0 | 0 | 0 | 0 |  | 0 | 0 | 0 | 0 | 0 | 0 |  | 0 | 0 | 0 | 0 | 0 | 0 |  | 0 | 0 | 0 | 0 | 0 | 0 |  | 0 | 0 | 0 | 0 | 0 | 0 |  | 0 | 0 | 0 | 0 | 0 | 0
| [Please insert new asset category as required] |  | 0 | 0 | C1 | 0 | 0 | 0 | 0 | 0 | 0 | 0 | 0 | 0 | 0 | 0 | 0 | 0 | 0 | 0 | 0 | 0 | 0 | 0 | 0 | 0 | 0 | 0 | 0 | 0 | 0 | 0 | 0 | 0 | 0 | 0 | 0 | 0 | 0 | 0 | 0 |  |  | C1 | 0 | 0 | 0 | 0 | 0 | C1 | 0 | 0 | 0 | 0 | 0 | C1 | [5 empty] | C1 | [5 empty] | 0 | [6 empty] | 0 | [6 empty] | 0 | [6 empty] | 0 | [6 empty] | 0 | [6 empty] | 0
|  |  | 0 | 0 | C2 | 0 | 0 | 0 | 0 | 0 | 0 | 0 | 0 | 0 | 0 | 0 | 0 | 0 | 0 | 0 | 0 | 0 | 0 | 0 | 0 | 0 | 0 | 0 | 0 | 0 | 0 | 0 | 0 | 0 | 0 | 0 | 0 | 0 | 0 | 0 | 0 |  |  | C2 | 0 | 0 | 0 | 0 | 0 | C2 | 0 | 0 | 0 | 0 | 0 | C2 | [5 empty] | C2 | [5 empty] | 0 | [6 empty] | 0 | [6 empty] | 0 | [6 empty] | 0 | [6 empty] | 0 | [6 empty] | 0
|  |  | 0 | 0 | C3 | 0 | 0 | 0 | 0 | 0 | 0 | 0 | 0 | 0 | 0 | 0 | 0 | 0 | 0 | 0 | 0 | 0 | 0 | 0 | 0 | 0 | 0 | 0 | 0 | 0 | 0 | 0 | 0 | 0 | 0 | 0 | 0 | 0 | 0 | 0 | 0 |  |  | C3 | 0 | 0 | 0 | 0 | 0 | C3 | 0 | 0 | 0 | 0 | 0 | C3 | [5 empty] | C3 | [5 empty] | 0 | [6 empty] | 0 | [6 empty] | 0 | [6 empty] | 0 | [6 empty] | 0 | [6 empty] | 0
|  |  | 0 | 0 | C4 | 0 | 0 | 0 | 0 | 0 | 0 | 0 | 0 | 0 | 0 | 0 | 0 | 0 | 0 | 0 | 0 | 0 | 0 | 0 | 0 | 0 | 0 | 0 | 0 | 0 | 0 | 0 | 0 | 0 | 0 | 0 | 0 | 0 | 0 | 0 | 0 |  |  | C4 | 0 | 0 | 0 | 0 | 0 | C4 | 0 | 0 | 0 | 0 | 0 | C4 | [5 empty] | C4 | [5 empty] | 0 | [6 empty] | 0 | [6 empty] | 0 | [6 empty] | 0 | [6 empty] | 0 | [6 empty] | 0
|  |  | 0 | 0 |  | 0 | 0 | 0 | 0 | 0 |  | 0 | 0 | 0 | 0 | 0 |  | 0 | 0 | 0 | 0 | 0 |  | 0 | 0 | 0 | 0 | 0 |  | 0 | 0 | 0 | 0 | 0 |  | 0 | 0 | 0 | 0 | 0 | [22 empty] | 0 | 0 | 0 | 0 | 0 | 0 |  | 0 | 0 | 0 | 0 | 0 | 0 |  | 0 | 0 | 0 | 0 | 0 | 0 |  | 0 | 0 | 0 | 0 | 0 | 0 |  | 0 | 0 | 0 | 0 | 0 | 0 |  | 0 | 0 | 0 | 0 | 0 | 0
| [Please insert new asset category as required] |  | 0 | 0 | C1 | 0 | 0 | 0 | 0 | 0 | 0 | 0 | 0 | 0 | 0 | 0 | 0 | 0 | 0 | 0 | 0 | 0 | 0 | 0 | 0 | 0 | 0 | 0 | 0 | 0 | 0 | 0 | 0 | 0 | 0 | 0 | 0 | 0 | 0 | 0 | 0 |  |  | C1 | 0 | 0 | 0 | 0 | 0 | C1 | 0 | 0 | 0 | 0 | 0 | C1 | [5 empty] | C1 | [5 empty] | 0 | [6 empty] | 0 | [6 empty] | 0 | [6 empty] | 0 | [6 empty] | 0 | [6 empty] | 0
|  |  | 0 | 0 | C2 | 0 | 0 | 0 | 0 | 0 | 0 | 0 | 0 | 0 | 0 | 0 | 0 | 0 | 0 | 0 | 0 | 0 | 0 | 0 | 0 | 0 | 0 | 0 | 0 | 0 | 0 | 0 | 0 | 0 | 0 | 0 | 0 | 0 | 0 | 0 | 0 |  |  | C2 | 0 | 0 | 0 | 0 | 0 | C2 | 0 | 0 | 0 | 0 | 0 | C2 | [5 empty] | C2 | [5 empty] | 0 | [6 empty] | 0 | [6 empty] | 0 | [6 empty] | 0 | [6 empty] | 0 | [6 empty] | 0
|  |  | 0 | 0 | C3 | 0 | 0 | 0 | 0 | 0 | 0 | 0 | 0 | 0 | 0 | 0 | 0 | 0 | 0 | 0 | 0 | 0 | 0 | 0 | 0 | 0 | 0 | 0 | 0 | 0 | 0 | 0 | 0 | 0 | 0 | 0 | 0 | 0 | 0 | 0 | 0 |  |  | C3 | 0 | 0 | 0 | 0 | 0 | C3 | 0 | 0 | 0 | 0 | 0 | C3 | [5 empty] | C3 | [5 empty] | 0 | [6 empty] | 0 | [6 empty] | 0 | [6 empty] | 0 | [6 empty] | 0 | [6 empty] | 0
|  |  | 0 | 0 | C4 | 0 | 0 | 0 | 0 | 0 | 0 | 0 | 0 | 0 | 0 | 0 | 0 | 0 | 0 | 0 | 0 | 0 | 0 | 0 | 0 | 0 | 0 | 0 | 0 | 0 | 0 | 0 | 0 | 0 | 0 | 0 | 0 | 0 | 0 | 0 | 0 |  |  | C4 | 0 | 0 | 0 | 0 | 0 | C4 | 0 | 0 | 0 | 0 | 0 | C4 | [5 empty] | C4 | [5 empty] | 0 | [6 empty] | 0 | [6 empty] | 0 | [6 empty] | 0 | [6 empty] | 0 | [6 empty] | 0
|  |  | 0 | 0 |  | 0 | 0 | 0 | 0 | 0 |  | 0 | 0 | 0 | 0 | 0 |  | 0 | 0 | 0 | 0 | 0 |  | 0 | 0 | 0 | 0 | 0 |  | 0 | 0 | 0 | 0 | 0 |  | 0 | 0 | 0 | 0 | 0 | [22 empty] | 0 | 0 | 0 | 0 | 0 | 0 |  | 0 | 0 | 0 | 0 | 0 | 0 |  | 0 | 0 | 0 | 0 | 0 | 0 |  | 0 | 0 | 0 | 0 | 0 | 0 |  | 0 | 0 | 0 | 0 | 0 | 0 |  | 0 | 0 | 0 | 0 | 0 | 0
| [Please insert new asset category as required] |  | 0 | 0 | C1 | 0 | 0 | 0 | 0 | 0 | 0 | 0 | 0 | 0 | 0 | 0 | 0 | 0 | 0 | 0 | 0 | 0 | 0 | 0 | 0 | 0 | 0 | 0 | 0 | 0 | 0 | 0 | 0 | 0 | 0 | 0 | 0 | 0 | 0 | 0 | 0 |  |  | C1 | 0 | 0 | 0 | 0 | 0 | C1 | 0 | 0 | 0 | 0 | 0 | C1 | [5 empty] | C1 | [5 empty] | 0 | [6 empty] | 0 | [6 empty] | 0 | [6 empty] | 0 | [6 empty] | 0 | [6 empty] | 0
|  |  | 0 | 0 | C2 | 0 | 0 | 0 | 0 | 0 | 0 | 0 | 0 | 0 | 0 | 0 | 0 | 0 | 0 | 0 | 0 | 0 | 0 | 0 | 0 | 0 | 0 | 0 | 0 | 0 | 0 | 0 | 0 | 0 | 0 | 0 | 0 | 0 | 0 | 0 | 0 |  |  | C2 | 0 | 0 | 0 | 0 | 0 | C2 | 0 | 0 | 0 | 0 | 0 | C2 | [5 empty] | C2 | [5 empty] | 0 | [6 empty] | 0 | [6 empty] | 0 | [6 empty] | 0 | [6 empty] | 0 | [6 empty] | 0
|  |  | 0 | 0 | C3 | 0 | 0 | 0 | 0 | 0 | 0 | 0 | 0 | 0 | 0 | 0 | 0 | 0 | 0 | 0 | 0 | 0 | 0 | 0 | 0 | 0 | 0 | 0 | 0 | 0 | 0 | 0 | 0 | 0 | 0 | 0 | 0 | 0 | 0 | 0 | 0 |  |  | C3 | 0 | 0 | 0 | 0 | 0 | C3 | 0 | 0 | 0 | 0 | 0 | C3 | [5 empty] | C3 | [5 empty] | 0 | [6 empty] | 0 | [6 empty] | 0 | [6 empty] | 0 | [6 empty] | 0 | [6 empty] | 0
|  |  | 0 | 0 | C4 | 0 | 0 | 0 | 0 | 0 | 0 | 0 | 0 | 0 | 0 | 0 | 0 | 0 | 0 | 0 | 0 | 0 | 0 | 0 | 0 | 0 | 0 | 0 | 0 | 0 | 0 | 0 | 0 | 0 | 0 | 0 | 0 | 0 | 0 | 0 | 0 |  |  | C4 | 0 | 0 | 0 | 0 | 0 | C4 | 0 | 0 | 0 | 0 | 0 | C4 | [5 empty] | C4 | [5 empty] | 0 | [6 empty] | 0 | [6 empty] | 0 | [6 empty] | 0 | [6 empty] | 0 | [6 empty] | 0
|  |  | 0 | 0 |  | 0 | 0 | 0 | 0 | 0 |  | 0 | 0 | 0 | 0 | 0 |  | 0 | 0 | 0 | 0 | 0 |  | 0 | 0 | 0 | 0 | 0 |  | 0 | 0 | 0 | 0 | 0 |  | 0 | 0 | 0 | 0 | 0 | [22 empty] | 0 | 0 | 0 | 0 | 0 | 0 |  | 0 | 0 | 0 | 0 | 0 | 0 |  | 0 | 0 | 0 | 0 | 0 | 0 |  | 0 | 0 | 0 | 0 | 0 | 0 |  | 0 | 0 | 0 | 0 | 0 | 0 |  | 0 | 0 | 0 | 0 | 0 | 0
| [Please insert new asset category as required] |  | 0 | 0 | C1 | 0 | 0 | 0 | 0 | 0 | 0 | 0 | 0 | 0 | 0 | 0 | 0 | 0 | 0 | 0 | 0 | 0 | 0 | 0 | 0 | 0 | 0 | 0 | 0 | 0 | 0 | 0 | 0 | 0 | 0 | 0 | 0 | 0 | 0 | 0 | 0 |  |  | C1 | 0 | 0 | 0 | 0 | 0 | C1 | 0 | 0 | 0 | 0 | 0 | C1 | [5 empty] | C1 | [5 empty] | 0 | [6 empty] | 0 | [6 empty] | 0 | [6 empty] | 0 | [6 empty] | 0 | [6 empty] | 0
|  |  | 0 | 0 | C2 | 0 | 0 | 0 | 0 | 0 | 0 | 0 | 0 | 0 | 0 | 0 | 0 | 0 | 0 | 0 | 0 | 0 | 0 | 0 | 0 | 0 | 0 | 0 | 0 | 0 | 0 | 0 | 0 | 0 | 0 | 0 | 0 | 0 | 0 | 0 | 0 |  |  | C2 | 0 | 0 | 0 | 0 | 0 | C2 | 0 | 0 | 0 | 0 | 0 | C2 | [5 empty] | C2 | [5 empty] | 0 | [6 empty] | 0 | [6 empty] | 0 | [6 empty] | 0 | [6 empty] | 0 | [6 empty] | 0
|  |  | 0 | 0 | C3 | 0 | 0 | 0 | 0 | 0 | 0 | 0 | 0 | 0 | 0 | 0 | 0 | 0 | 0 | 0 | 0 | 0 | 0 | 0 | 0 | 0 | 0 | 0 | 0 | 0 | 0 | 0 | 0 | 0 | 0 | 0 | 0 | 0 | 0 | 0 | 0 |  |  | C3 | 0 | 0 | 0 | 0 | 0 | C3 | 0 | 0 | 0 | 0 | 0 | C3 | [5 empty] | C3 | [5 empty] | 0 | [6 empty] | 0 | [6 empty] | 0 | [6 empty] | 0 | [6 empty] | 0 | [6 empty] | 0
|  |  | 0 | 0 | C4 | 0 | 0 | 0 | 0 | 0 | 0 | 0 | 0 | 0 | 0 | 0 | 0 | 0 | 0 | 0 | 0 | 0 | 0 | 0 | 0 | 0 | 0 | 0 | 0 | 0 | 0 | 0 | 0 | 0 | 0 | 0 | 0 | 0 | 0 | 0 | 0 |  |  | C4 | 0 | 0 | 0 | 0 | 0 | C4 | 0 | 0 | 0 | 0 | 0 | C4 | [5 empty] | C4 | [5 empty] | 0 | [6 empty] | 0 | [6 empty] | 0 | [6 empty] | 0 | [6 empty] | 0 | [6 empty] | 0
|  |  | 0 | 0 |  | 0 | 0 | 0 | 0 | 0 |  | 0 | 0 | 0 | 0 | 0 |  | 0 | 0 | 0 | 0 | 0 |  | 0 | 0 | 0 | 0 | 0 |  | 0 | 0 | 0 | 0 | 0 |  | 0 | 0 | 0 | 0 | 0 | [22 empty] | 0 | 0 | 0 | 0 | 0 | 0 |  | 0 | 0 | 0 | 0 | 0 | 0 |  | 0 | 0 | 0 | 0 | 0 | 0 |  | 0 | 0 | 0 | 0 | 0 | 0 |  | 0 | 0 | 0 | 0 | 0 | 0 |  | 0 | 0 | 0 | 0 | 0 | 0
| [Please insert new asset category as required] |  | 0 | 0 | C1 | 0 | 0 | 0 | 0 | 0 | 0 | 0 | 0 | 0 | 0 | 0 | 0 | 0 | 0 | 0 | 0 | 0 | 0 | 0 | 0 | 0 | 0 | 0 | 0 | 0 | 0 | 0 | 0 | 0 | 0 | 0 | 0 | 0 | 0 | 0 | 0 |  |  | C1 | 0 | 0 | 0 | 0 | 0 | C1 | 0 | 0 | 0 | 0 | 0 | C1 | [5 empty] | C1 | [5 empty] | 0 | [6 empty] | 0 | [6 empty] | 0 | [6 empty] | 0 | [6 empty] | 0 | [6 empty] | 0
|  |  | 0 | 0 | C2 | 0 | 0 | 0 | 0 | 0 | 0 | 0 | 0 | 0 | 0 | 0 | 0 | 0 | 0 | 0 | 0 | 0 | 0 | 0 | 0 | 0 | 0 | 0 | 0 | 0 | 0 | 0 | 0 | 0 | 0 | 0 | 0 | 0 | 0 | 0 | 0 |  |  | C2 | 0 | 0 | 0 | 0 | 0 | C2 | 0 | 0 | 0 | 0 | 0 | C2 | [5 empty] | C2 | [5 empty] | 0 | [6 empty] | 0 | [6 empty] | 0 | [6 empty] | 0 | [6 empty] | 0 | [6 empty] | 0
|  |  | 0 | 0 | C3 | 0 | 0 | 0 | 0 | 0 | 0 | 0 | 0 | 0 | 0 | 0 | 0 | 0 | 0 | 0 | 0 | 0 | 0 | 0 | 0 | 0 | 0 | 0 | 0 | 0 | 0 | 0 | 0 | 0 | 0 | 0 | 0 | 0 | 0 | 0 | 0 |  |  | C3 | 0 | 0 | 0 | 0 | 0 | C3 | 0 | 0 | 0 | 0 | 0 | C3 | [5 empty] | C3 | [5 empty] | 0 | [6 empty] | 0 | [6 empty] | 0 | [6 empty] | 0 | [6 empty] | 0 | [6 empty] | 0
|  |  | 0 | 0 | C4 | 0 | 0 | 0 | 0 | 0 | 0 | 0 | 0 | 0 | 0 | 0 | 0 | 0 | 0 | 0 | 0 | 0 | 0 | 0 | 0 | 0 | 0 | 0 | 0 | 0 | 0 | 0 | 0 | 0 | 0 | 0 | 0 | 0 | 0 | 0 | 0 |  |  | C4 | 0 | 0 | 0 | 0 | 0 | C4 | 0 | 0 | 0 | 0 | 0 | C4 | [5 empty] | C4 | [5 empty] | 0 | [6 empty] | 0 | [6 empty] | 0 | [6 empty] | 0 | [6 empty] | 0 | [6 empty] | 0
|  |  | 0 | 0 |  | 0 | 0 | 0 | 0 | 0 |  | 0 | 0 | 0 | 0 | 0 |  | 0 | 0 | 0 | 0 | 0 |  | 0 | 0 | 0 | 0 | 0 |  | 0 | 0 | 0 | 0 | 0 |  | 0 | 0 | 0 | 0 | 0 | [22 empty] | 0 | 0 | 0 | 0 | 0 | 0 |  | 0 | 0 | 0 | 0 | 0 | 0 |  | 0 | 0 | 0 | 0 | 0 | 0 |  | 0 | 0 | 0 | 0 | 0 | 0 |  | 0 | 0 | 0 | 0 | 0 | 0 |  | 0 | 0 | 0 | 0 | 0 | 0
[63 empty] | 0 | 0 | 0 | 0 | 0 | 0 |  | 0 | 0 | 0 | 0 | 0 | 0 |  | 0 | 0 | 0 | 0 | 0 | 0 |  | 0 | 0 | 0 | 0 | 0 | 0 |  | 0 | 0 | 0 | 0 | 0 | 0 |  | 0 | 0 | 0 | 0 | 0 | 0
| Other | [66 empty] | 0 | [6 empty] | 0 | [6 empty] | 0 | [6 empty] | 0 | [6 empty] | 0 | [6 empty] | 0
| Submarine Cables |  | 88.8373 | 88.8373 | C1 | 27.0562 | 15.9398 | 26.551 | 16.544 | 2.7463 | 88.8373 | 23.0106 | 16.3443 | 26.9556 | 18.9714 | 3.5554 | 88.8373 | 10.7371 | 0 | 0 | -8.0528 | -2.6843 | 0 | 23.3916 | 17.4478 | 25.1172 | 17.8313 | 5.0493 | 88.8373 | 21.4743 | 0 | 0 | -16.4892 | -4.9851 | 0 | 19.7486 | 18.9817 | 23.7751 | 19.1734 | 7.1584 | 88.8373 |  |  | C1 | 0 | 0 | 0 | 0 | 0 | C1 | 418959.3771 | 418959.3771 | 418959.3771 | 418959.3771 | 418959.3771 | C1 | 0 | 0 | 0 | 0 | 0 | C1 | 0 | 0 | 0 | 0 | 0 | 0 |  | 0 | 0 | 0 | 0 | 0 | 0 |  | 0 | 0 | 0 | 0 | 0 | 0 |  | 0 | 0 | 0 | 0 | 0 | 0 |  | 0 | 0 | 0 | 0 | 0 | 0 |  | 0 | 0 | 0 | 0 | 0 | 0
|  |  | 167.2986 | 167.2986 | C2 | 50.9523 | 30.0178 | 50.001 | 31.1557 | 5.1718 | 167.2986 | 43.3336 | 30.7797 | 50.7629 | 35.7269 | 6.6955 | 167.2986 | 20.2202 | 0 | 0 | -15.1651 | -5.055 | 0 | 44.0511 | 32.8578 | 47.3008 | 33.58 | 9.5089 | 167.2986 | 40.4404 | 0 | 0 | -31.0524 | -9.3879 | 0 | 37.1907 | 35.7464 | 44.7733 | 36.1075 | 13.4807 | 167.2986 |  |  | C2 | 0 | 0 | 0 | 0 | 0 | C2 | 598513.3958 | 598513.3958 | 598513.3958 | 598513.3958 | 598513.3958 | C2 | 0 | 0 | 0 | 0 | 0 | C2 | 0 | 0 | 0 | 0 | 0 | 0 |  | 0 | 0 | 0 | 0 | 0 | 0 |  | 0 | 0 | 0 | 0 | 0 | 0 |  | 0 | 0 | 0 | 0 | 0 | 0 |  | 0 | 0 | 0 | 0 | 0 | 0 |  | 0 | 0 | 0 | 0 | 0 | 0
|  |  | 81.774 | 81.774 | C3 | 24.905 | 14.6724 | 24.44 | 15.2286 | 2.5279 | 81.774 | 21.1811 | 15.0448 | 24.8124 | 17.463 | 3.2727 | 81.774 | 9.8834 | 0 | 0 | -7.4126 | -2.4709 | 0 | 21.5318 | 16.0606 | 23.1202 | 16.4136 | 4.6479 | 81.774 | 19.7669 | 0 | 0 | -15.1781 | -4.5887 | 0 | 18.1785 | 17.4725 | 21.8848 | 17.649 | 6.5893 | 81.774 |  |  | C3 | 0 | 0 | 0 | 0 | 0 | C3 | 897770.0937 | 897770.0937 | 897770.0937 | 897770.0937 | 897770.0937 | C3 | 0 | 0 | 0 | 0 | 0 | C3 | 0 | 0 | 0 | 0 | 0 | 0 |  | 0 | 0 | 0 | 0 | 0 | 0 |  | 0 | 0 | 0 | 0 | 0 | 0 |  | 0 | 0 | 0 | 0 | 0 | 0 |  | 0 | 0 | 0 | 0 | 0 | 0 |  | 0 | 0 | 0 | 0 | 0 | 0
|  |  | 125.4252 | 125.4252 | C4 | 38.1993 | 22.5046 | 37.4862 | 23.3577 | 3.8773 | 125.4252 | 32.4876 | 23.0758 | 38.0573 | 26.7848 | 5.0197 | 125.4252 | 15.1592 | 0 | 0 | -11.3694 | -3.7898 | 0 | 33.0255 | 24.6338 | 35.4618 | 25.1752 | 7.1289 | 125.4252 | 30.3185 | 0 | 0 | -23.2803 | -7.0382 | 0 | 27.8822 | 26.7994 | 33.5669 | 27.0701 | 10.1066 | 125.4252 |  |  | C4 | 0 | 0 | 0 | 0 | 0 | C4 | 1496283.4895 | 1496283.4895 | 1496283.4895 | 1496283.4895 | 1496283.4895 | C4 | 0 | 0 | 0 | 0 | 0 | C4 | 0 | 0 | 0 | 0 | 0 | 0 |  | 0 | 0 | 0 | 0 | 0 | 0 |  | 0 | 0 | 0 | 0 | 0 | 0 |  | 0 | 0 | 0 | 0 | 0 | 0 |  | 0 | 0 | 0 | 0 | 0 | 0 |  | 0 | 0 | 0 | 0 | 0 | 0
|  |  | 463.335 | 463.335 |  | 141.1128 | 83.1347 | 138.4782 | 86.286 | 14.3233 |  | 120.0128 | 85.2447 | 140.5882 | 98.946 | 18.5433 |  | 56 | 0 | 0 | -42 | -14 |  | 122 | 91 | 131 | 93 | 26.335 |  | 112 | 0 | 0 | -86 | -26 |  | 103 | 99 | 124 | 100 | 37.335 | [22 empty] | 0 | 0 | 0 | 0 | 0 | 0 |  | 0 | 0 | 0 | 0 | 0 | 0 |  | 0 | 0 | 0 | 0 | 0 | 0 |  | 0 | 0 | 0 | 0 | 0 | 0 |  | 0 | 0 | 0 | 0 | 0 | 0 |  | 0 | 0 | 0 | 0 | 0 | 0
| [Please insert new asset category as required] |  | 0 | 0 | C1 | 0 | 0 | 0 | 0 | 0 | 0 | 0 | 0 | 0 | 0 | 0 | 0 | 0 | 0 | 0 | 0 | 0 | 0 | 0 | 0 | 0 | 0 | 0 | 0 | 0 | 0 | 0 | 0 | 0 | 0 | 0 | 0 | 0 | 0 | 0 | 0 |  |  | C1 | 0 | 0 | 0 | 0 | 0 | C1 | 0 | 0 | 0 | 0 | 0 | C1 | [5 empty] | C1 | [5 empty] | 0 | [6 empty] | 0 | [6 empty] | 0 | [6 empty] | 0 | [6 empty] | 0 | [6 empty] | 0
|  |  | 0 | 0 | C2 | 0 | 0 | 0 | 0 | 0 | 0 | 0 | 0 | 0 | 0 | 0 | 0 | 0 | 0 | 0 | 0 | 0 | 0 | 0 | 0 | 0 | 0 | 0 | 0 | 0 | 0 | 0 | 0 | 0 | 0 | 0 | 0 | 0 | 0 | 0 | 0 |  |  | C2 | 0 | 0 | 0 | 0 | 0 | C2 | 0 | 0 | 0 | 0 | 0 | C2 | [5 empty] | C2 | [5 empty] | 0 | [6 empty] | 0 | [6 empty] | 0 | [6 empty] | 0 | [6 empty] | 0 | [6 empty] | 0
|  |  | 0 | 0 | C3 | 0 | 0 | 0 | 0 | 0 | 0 | 0 | 0 | 0 | 0 | 0 | 0 | 0 | 0 | 0 | 0 | 0 | 0 | 0 | 0 | 0 | 0 | 0 | 0 | 0 | 0 | 0 | 0 | 0 | 0 | 0 | 0 | 0 | 0 | 0 | 0 |  |  | C3 | 0 | 0 | 0 | 0 | 0 | C3 | 0 | 0 | 0 | 0 | 0 | C3 | [5 empty] | C3 | [5 empty] | 0 | [6 empty] | 0 | [6 empty] | 0 | [6 empty] | 0 | [6 empty] | 0 | [6 empty] | 0
|  |  | 0 | 0 | C4 | 0 | 0 | 0 | 0 | 0 | 0 | 0 | 0 | 0 | 0 | 0 | 0 | 0 | 0 | 0 | 0 | 0 | 0 | 0 | 0 | 0 | 0 | 0 | 0 | 0 | 0 | 0 | 0 | 0 | 0 | 0 | 0 | 0 | 0 | 0 | 0 |  |  | C4 | 0 | 0 | 0 | 0 | 0 | C4 | 0 | 0 | 0 | 0 | 0 | C4 | [5 empty] | C4 | [5 empty] | 0 | [6 empty] | 0 | [6 empty] | 0 | [6 empty] | 0 | [6 empty] | 0 | [6 empty] | 0
|  |  | 0 | 0 |  | 0 | 0 | 0 | 0 | 0 |  | 0 | 0 | 0 | 0 | 0 |  | 0 | 0 | 0 | 0 | 0 |  | 0 | 0 | 0 | 0 | 0 |  | 0 | 0 | 0 | 0 | 0 |  | 0 | 0 | 0 | 0 | 0 | [22 empty] | 0 | 0 | 0 | 0 | 0 | 0 |  | 0 | 0 | 0 | 0 | 0 | 0 |  | 0 | 0 | 0 | 0 | 0 | 0 |  | 0 | 0 | 0 | 0 | 0 | 0 |  | 0 | 0 | 0 | 0 | 0 | 0 |  | 0 | 0 | 0 | 0 | 0 | 0
| [Please insert new asset category as required] |  | 0 | 0 | C1 | 0 | 0 | 0 | 0 | 0 | 0 | 0 | 0 | 0 | 0 | 0 | 0 | 0 | 0 | 0 | 0 | 0 | 0 | 0 | 0 | 0 | 0 | 0 | 0 | 0 | 0 | 0 | 0 | 0 | 0 | 0 | 0 | 0 | 0 | 0 | 0 |  |  | C1 | 0 | 0 | 0 | 0 | 0 | C1 | 0 | 0 | 0 | 0 | 0 | C1 | [5 empty] | C1 | [5 empty] | 0 | [6 empty] | 0 | [6 empty] | 0 | [6 empty] | 0 | [6 empty] | 0 | [6 empty] | 0
|  |  | 0 | 0 | C2 | 0 | 0 | 0 | 0 | 0 | 0 | 0 | 0 | 0 | 0 | 0 | 0 | 0 | 0 | 0 | 0 | 0 | 0 | 0 | 0 | 0 | 0 | 0 | 0 | 0 | 0 | 0 | 0 | 0 | 0 | 0 | 0 | 0 | 0 | 0 | 0 |  |  | C2 | 0 | 0 | 0 | 0 | 0 | C2 | 0 | 0 | 0 | 0 | 0 | C2 | [5 empty] | C2 | [5 empty] | 0 | [6 empty] | 0 | [6 empty] | 0 | [6 empty] | 0 | [6 empty] | 0 | [6 empty] | 0
|  |  | 0 | 0 | C3 | 0 | 0 | 0 | 0 | 0 | 0 | 0 | 0 | 0 | 0 | 0 | 0 | 0 | 0 | 0 | 0 | 0 | 0 | 0 | 0 | 0 | 0 | 0 | 0 | 0 | 0 | 0 | 0 | 0 | 0 | 0 | 0 | 0 | 0 | 0 | 0 |  |  | C3 | 0 | 0 | 0 | 0 | 0 | C3 | 0 | 0 | 0 | 0 | 0 | C3 | [5 empty] | C3 | [5 empty] | 0 | [6 empty] | 0 | [6 empty] | 0 | [6 empty] | 0 | [6 empty] | 0 | [6 empty] | 0
|  |  | 0 | 0 | C4 | 0 | 0 | 0 | 0 | 0 | 0 | 0 | 0 | 0 | 0 | 0 | 0 | 0 | 0 | 0 | 0 | 0 | 0 | 0 | 0 | 0 | 0 | 0 | 0 | 0 | 0 | 0 | 0 | 0 | 0 | 0 | 0 | 0 | 0 | 0 | 0 |  |  | C4 | 0 | 0 | 0 | 0 | 0 | C4 | 0 | 0 | 0 | 0 | 0 | C4 | [5 empty] | C4 | [5 empty] | 0 | [6 empty] | 0 | [6 empty] | 0 | [6 empty] | 0 | [6 empty] | 0 | [6 empty] | 0
|  |  | 0 | 0 |  | 0 | 0 | 0 | 0 | 0 |  | 0 | 0 | 0 | 0 | 0 |  | 0 | 0 | 0 | 0 | 0 |  | 0 | 0 | 0 | 0 | 0 |  | 0 | 0 | 0 | 0 | 0 |  | 0 | 0 | 0 | 0 | 0 | [22 empty] | 0 | 0 | 0 | 0 | 0 | 0 |  | 0 | 0 | 0 | 0 | 0 | 0 |  | 0 | 0 | 0 | 0 | 0 | 0 |  | 0 | 0 | 0 | 0 | 0 | 0 |  | 0 | 0 | 0 | 0 | 0 | 0 |  | 0 | 0 | 0 | 0 | 0 | 0
| [Please insert new asset category as required] |  | 0 | 0 | C1 | 0 | 0 | 0 | 0 | 0 | 0 | 0 | 0 | 0 | 0 | 0 | 0 | 0 | 0 | 0 | 0 | 0 | 0 | 0 | 0 | 0 | 0 | 0 | 0 | 0 | 0 | 0 | 0 | 0 | 0 | 0 | 0 | 0 | 0 | 0 | 0 |  |  | C1 | 0 | 0 | 0 | 0 | 0 | C1 | 0 | 0 | 0 | 0 | 0 | C1 | [5 empty] | C1 | [5 empty] | 0 | [6 empty] | 0 | [6 empty] | 0 | [6 empty] | 0 | [6 empty] | 0 | [6 empty] | 0
|  |  | 0 | 0 | C2 | 0 | 0 | 0 | 0 | 0 | 0 | 0 | 0 | 0 | 0 | 0 | 0 | 0 | 0 | 0 | 0 | 0 | 0 | 0 | 0 | 0 | 0 | 0 | 0 | 0 | 0 | 0 | 0 | 0 | 0 | 0 | 0 | 0 | 0 | 0 | 0 |  |  | C2 | 0 | 0 | 0 | 0 | 0 | C2 | 0 | 0 | 0 | 0 | 0 | C2 | [5 empty] | C2 | [5 empty] | 0 | [6 empty] | 0 | [6 empty] | 0 | [6 empty] | 0 | [6 empty] | 0 | [6 empty] | 0
|  |  | 0 | 0 | C3 | 0 | 0 | 0 | 0 | 0 | 0 | 0 | 0 | 0 | 0 | 0 | 0 | 0 | 0 | 0 | 0 | 0 | 0 | 0 | 0 | 0 | 0 | 0 | 0 | 0 | 0 | 0 | 0 | 0 | 0 | 0 | 0 | 0 | 0 | 0 | 0 |  |  | C3 | 0 | 0 | 0 | 0 | 0 | C3 | 0 | 0 | 0 | 0 | 0 | C3 | [5 empty] | C3 | [5 empty] | 0 | [6 empty] | 0 | [6 empty] | 0 | [6 empty] | 0 | [6 empty] | 0 | [6 empty] | 0
|  |  | 0 | 0 | C4 | 0 | 0 | 0 | 0 | 0 | 0 | 0 | 0 | 0 | 0 | 0 | 0 | 0 | 0 | 0 | 0 | 0 | 0 | 0 | 0 | 0 | 0 | 0 | 0 | 0 | 0 | 0 | 0 | 0 | 0 | 0 | 0 | 0 | 0 | 0 | 0 |  |  | C4 | 0 | 0 | 0 | 0 | 0 | C4 | 0 | 0 | 0 | 0 | 0 | C4 | [5 empty] | C4 | [5 empty] | 0 | [6 empty] | 0 | [6 empty] | 0 | [6 empty] | 0 | [6 empty] | 0 | [6 empty] | 0
|  |  | 0 | 0 |  | 0 | 0 | 0 | 0 | 0 |  | 0 | 0 | 0 | 0 | 0 |  | 0 | 0 | 0 | 0 | 0 |  | 0 | 0 | 0 | 0 | 0 |  | 0 | 0 | 0 | 0 | 0 |  | 0 | 0 | 0 | 0 | 0 | [22 empty] | 0 | 0 | 0 | 0 | 0 | 0 |  | 0 | 0 | 0 | 0 | 0 | 0 |  | 0 | 0 | 0 | 0 | 0 | 0 |  | 0 | 0 | 0 | 0 | 0 | 0 |  | 0 | 0 | 0 | 0 | 0 | 0 |  | 0 | 0 | 0 | 0 | 0 | 0
| [Please insert new asset category as required] |  | 0 | 0 | C1 | 0 | 0 | 0 | 0 | 0 | 0 | 0 | 0 | 0 | 0 | 0 | 0 | 0 | 0 | 0 | 0 | 0 | 0 | 0 | 0 | 0 | 0 | 0 | 0 | 0 | 0 | 0 | 0 | 0 | 0 | 0 | 0 | 0 | 0 | 0 | 0 |  |  | C1 | 0 | 0 | 0 | 0 | 0 | C1 | 0 | 0 | 0 | 0 | 0 | C1 | [5 empty] | C1 | [5 empty] | 0 | [6 empty] | 0 | [6 empty] | 0 | [6 empty] | 0 | [6 empty] | 0 | [6 empty] | 0
|  |  | 0 | 0 | C2 | 0 | 0 | 0 | 0 | 0 | 0 | 0 | 0 | 0 | 0 | 0 | 0 | 0 | 0 | 0 | 0 | 0 | 0 | 0 | 0 | 0 | 0 | 0 | 0 | 0 | 0 | 0 | 0 | 0 | 0 | 0 | 0 | 0 | 0 | 0 | 0 |  |  | C2 | 0 | 0 | 0 | 0 | 0 | C2 | 0 | 0 | 0 | 0 | 0 | C2 | [5 empty] | C2 | [5 empty] | 0 | [6 empty] | 0 | [6 empty] | 0 | [6 empty] | 0 | [6 empty] | 0 | [6 empty] | 0
|  |  | 0 | 0 | C3 | 0 | 0 | 0 | 0 | 0 | 0 | 0 | 0 | 0 | 0 | 0 | 0 | 0 | 0 | 0 | 0 | 0 | 0 | 0 | 0 | 0 | 0 | 0 | 0 | 0 | 0 | 0 | 0 | 0 | 0 | 0 | 0 | 0 | 0 | 0 | 0 |  |  | C3 | 0 | 0 | 0 | 0 | 0 | C3 | 0 | 0 | 0 | 0 | 0 | C3 | [5 empty] | C3 | [5 empty] | 0 | [6 empty] | 0 | [6 empty] | 0 | [6 empty] | 0 | [6 empty] | 0 | [6 empty] | 0
|  |  | 0 | 0 | C4 | 0 | 0 | 0 | 0 | 0 | 0 | 0 | 0 | 0 | 0 | 0 | 0 | 0 | 0 | 0 | 0 | 0 | 0 | 0 | 0 | 0 | 0 | 0 | 0 | 0 | 0 | 0 | 0 | 0 | 0 | 0 | 0 | 0 | 0 | 0 | 0 |  |  | C4 | 0 | 0 | 0 | 0 | 0 | C4 | 0 | 0 | 0 | 0 | 0 | C4 | [5 empty] | C4 | [5 empty] | 0 | [6 empty] | 0 | [6 empty] | 0 | [6 empty] | 0 | [6 empty] | 0 | [6 empty] | 0
|  |  | 0 | 0 |  | 0 | 0 | 0 | 0 | 0 |  | 0 | 0 | 0 | 0 | 0 |  | 0 | 0 | 0 | 0 | 0 |  | 0 | 0 | 0 | 0 | 0 |  | 0 | 0 | 0 | 0 | 0 |  | 0 | 0 | 0 | 0 | 0 | [22 empty] | 0 | 0 | 0 | 0 | 0 | 0 |  | 0 | 0 | 0 | 0 | 0 | 0 |  | 0 | 0 | 0 | 0 | 0 | 0 |  | 0 | 0 | 0 | 0 | 0 | 0 |  | 0 | 0 | 0 | 0 | 0 | 0 |  | 0 | 0 | 0 | 0 | 0 | 0
| [Please insert new asset category as required] |  | 0 | 0 | C1 | 0 | 0 | 0 | 0 | 0 | 0 | 0 | 0 | 0 | 0 | 0 | 0 | 0 | 0 | 0 | 0 | 0 | 0 | 0 | 0 | 0 | 0 | 0 | 0 | 0 | 0 | 0 | 0 | 0 | 0 | 0 | 0 | 0 | 0 | 0 | 0 |  |  | C1 | 0 | 0 | 0 | 0 | 0 | C1 | 0 | 0 | 0 | 0 | 0 | C1 | [5 empty] | C1 | [5 empty] | 0 | [6 empty] | 0 | [6 empty] | 0 | [6 empty] | 0 | [6 empty] | 0 | [6 empty] | 0
|  |  | 0 | 0 | C2 | 0 | 0 | 0 | 0 | 0 | 0 | 0 | 0 | 0 | 0 | 0 | 0 | 0 | 0 | 0 | 0 | 0 | 0 | 0 | 0 | 0 | 0 | 0 | 0 | 0 | 0 | 0 | 0 | 0 | 0 | 0 | 0 | 0 | 0 | 0 | 0 |  |  | C2 | 0 | 0 | 0 | 0 | 0 | C2 | 0 | 0 | 0 | 0 | 0 | C2 | [5 empty] | C2 | [5 empty] | 0 | [6 empty] | 0 | [6 empty] | 0 | [6 empty] | 0 | [6 empty] | 0 | [6 empty] | 0
|  |  | 0 | 0 | C3 | 0 | 0 | 0 | 0 | 0 | 0 | 0 | 0 | 0 | 0 | 0 | 0 | 0 | 0 | 0 | 0 | 0 | 0 | 0 | 0 | 0 | 0 | 0 | 0 | 0 | 0 | 0 | 0 | 0 | 0 | 0 | 0 | 0 | 0 | 0 | 0 |  |  | C3 | 0 | 0 | 0 | 0 | 0 | C3 | 0 | 0 | 0 | 0 | 0 | C3 | [5 empty] | C3 | [5 empty] | 0 | [6 empty] | 0 | [6 empty] | 0 | [6 empty] | 0 | [6 empty] | 0 | [6 empty] | 0
|  |  | 0 | 0 | C4 | 0 | 0 | 0 | 0 | 0 | 0 | 0 | 0 | 0 | 0 | 0 | 0 | 0 | 0 | 0 | 0 | 0 | 0 | 0 | 0 | 0 | 0 | 0 | 0 | 0 | 0 | 0 | 0 | 0 | 0 | 0 | 0 | 0 | 0 | 0 | 0 |  |  | C4 | 0 | 0 | 0 | 0 | 0 | C4 | 0 | 0 | 0 | 0 | 0 | C4 | [5 empty] | C4 | [5 empty] | 0 | [6 empty] | 0 | [6 empty] | 0 | [6 empty] | 0 | [6 empty] | 0 | [6 empty] | 0
|  |  | 0 | 0 |  | 0 | 0 | 0 | 0 | 0 |  | 0 | 0 | 0 | 0 | 0 |  | 0 | 0 | 0 | 0 | 0 |  | 0 | 0 | 0 | 0 | 0 |  | 0 | 0 | 0 | 0 | 0 |  | 0 | 0 | 0 | 0 | 0 | [22 empty] | 0 | 0 | 0 | 0 | 0 | 0 |  | 0 | 0 | 0 | 0 | 0 | 0 |  | 0 | 0 | 0 | 0 | 0 | 0 |  | 0 | 0 | 0 | 0 | 0 | 0 |  | 0 | 0 | 0 | 0 | 0 | 0 |  | 0 | 0 | 0 | 0 | 0 | 0
[63 empty] | 0 | 0 | 0 | 0 | 0 | 0 |  | 0 | 0 | 0 | 0 | 0 | 0 |  | 0 | 0 | 0 | 0 | 0 | 0 |  | 0 | 0 | 0 | 0 | 0 | 0 |  | 0 | 0 | 0 | 0 | 0 | 0 |  | 0 | 0 | 0 | 0 | 0 | 0
| TOTAL |  | 419150.8617 | 419129.3321 |  | 99825.3936 | 60973 | 179819.4322 | 60316.8774 | 18216.1584 |  | 91244.3349 | 61745.359 | 180591.7912 | 64899.8693 | 19573.3717 |  | 8088.4739 | 0 | -12 | -1302.4739 | -6783 |  | 88924 | 65138 | 167421 | 73121 | 24546.8617 |  | 21097.4183 | 0 | -55 | -5103.9478 | -15960 |  | 78020 | 69300 | 155020 | 85928 | 30882.8617 |  |  |  |  | 0 | 0 | 0 | 0 | 0 |  | 0 | 0 | 0 | 0 | 0 | [7 empty] | 70937651.7701 | 141516994.6415 | 863745700.1559 | 622413781.0272 | 285975121.3506 | 1984589248.9453 |  | 76601929.8409 | 140114502.111 | 860553492.335 | 582739848.3307 | 261664423.4738 | 1921674196.0912 |  | 67979564.0965 | 150219982.5275 | 802288288.0717 | 721972900.7576 | 390522505.0563 | 2132983240.5096 |  | 72494426.4436 | 150219982.5275 | 802107561.13 | 713686788.0485 | 271435779.1539 | 2009944537.3035 |  | 59342875.5135 | 160255045.0649 | 744004811.2229 | 861600894.7026 | 519802878.6352 | 2345006505.139 |  | 72023302.7977 | 160255045.0649 | 743190105.6444 | 817291589.8264 | 229161888.8138 | 2021921932.1472
Health Index Definitions
|  |  | HI1 | New or as new | [57 empty] | LV Network | 1149669.5331 | 2795795.1691 | 21721866.4774 | 18657433.9987 | 17299098.9236 | 61623864.1019 | LV Network | 1342901.1349 | 2737787.266 | 21586913.8181 | 16916098.3691 | 16136503.0732 | 58720203.6612 | LV Network | 1185330.4758 | 2873012.9168 | 20027338.7776 | 20203561.9976 | 19620332.1098 | 63909576.2777 | LV Network | 1413386.6921 | 2873012.9168 | 20027338.7776 | 19220974.3428 | 14743820.9313 | 58278533.6606 | LV Network | 1027894.9031 | 3008750.7662 | 18468360.1951 | 23486381.0059 | 23101719.5633 | 69093106.4336 | LV Network | 1518268.4092 | 3008750.7662 | 18468360.1951 | 21417194.9569 | 12528886.4776 | 56941460.805
|  |  | HI2 | Good or seviceable condition | [57 empty] | HV Network | 47503910.643 | 96941039.9201 | 601694171.3251 | 411899718.9315 | 176956699.3521 | 1334995540.1718 | HV Network | 51254656.8651 | 96011764.1413 | 599511824.8446 | 386271790.3127 | 161200015.3535 | 1294250051.5172 | HV Network | 46000021.4992 | 101864085.7432 | 561789460.0219 | 477846004.0999 | 238834710.5484 | 1426334281.9126 | HV Network | 48600219.5152 | 101864085.7432 | 561789460.0219 | 473860818.0959 | 168794710.0435 | 1354909293.4198 | HV Network | 40740869.2728 | 107709398.9524 | 524078145.5265 | 569404253.6428 | 316659565.4284 | 1558592232.8228 | HV Network | 48951318.5915 | 107709398.9524 | 524078145.5265 | 535447536.3249 | 138215260.9123 | 1354401660.3076
|  |  | HI3 | Deterioration requires assessment and monitoring | [57 empty] | EHV Network | 22284071.5941 | 41780159.5523 | 240329662.3533 | 191856628.0971 | 91719323.0749 | 587969844.6716 | EHV Network | 24004371.8409 | 41364950.7037 | 239454753.6723 | 179551959.6489 | 84327905.0471 | 568703940.9129 | EHV Network | 20794212.1215 | 45482883.8674 | 220471489.2722 | 223923334.6601 | 132067462.398 | 642739382.3193 | EHV Network | 22480820.2363 | 45482883.8674 | 220290762.3305 | 220604995.6098 | 87897248.179 | 596756710.2231 | EHV Network | 17574111.3376 | 49536895.3464 | 201458305.5013 | 268710260.0539 | 180041593.6435 | 717321165.8826 | EHV Network | 21553715.797 | 49536895.3464 | 200643599.9228 | 260426858.5446 | 78417741.4238 | 610578811.0345
|  |  | HI4 | Material deterioration, intervention requires consideration | [57 empty] | 132kV Network | 0 | 0 | 0 | 0 | 0 | 0 | 132kV Network | 0 | 0 | 0 | 0 | 0 | 0 | 132kV Network | 0 | 0 | 0 | 0 | 0 | 0 | 132kV Network | 0 | 0 | 0 | 0 | 0 | 0 | 132kV Network | 0 | 0 | 0 | 0 | 0 | 0 | 132kV Network | 0 | 0 | 0 | 0 | 0 | 0
|  |  | HI5 | End of serviceable life, intervention required | [57 empty] | Other | 0 | 0 | 0 | 0 | 0 | 0 | Other | 0 | 0 | 0 | 0 | 0 | 0 | Other | 0 | 0 | 0 | 0 | 0 | 0 | Other | 0 | 0 | 0 | 0 | 0 | 0 | Other | 0 | 0 | 0 | 0 | 0 | 0 | Other | 0 | 0 | 0 | 0 | 0 | 0
[62 empty] | Total | 70937651.7701 | 141516994.6415 | 863745700.1559 | 622413781.0272 | 285975121.3506 | 1984589248.9453 | Total | 76601929.8409 | 140114502.111 | 860553492.335 | 582739848.3307 | 261664423.4738 | 1921674196.0912 | Total | 67979564.0965 | 150219982.5275 | 802288288.0717 | 721972900.7576 | 390522505.0563 | 2132983240.5096 | Total | 72494426.4436 | 150219982.5275 | 802107561.13 | 713686788.0485 | 271435779.1539 | 2009944537.3035 | Total | 59342875.5135 | 160255045.0649 | 744004811.2229 | 861600894.7026 | 519802878.6352 | 2345006505.139 | Total | 72023302.7977 | 160255045.0649 | 743190105.6444 | 817291589.8264 | 229161888.8138 | 2021921932.1472
Criticality Index Definitions
|  |  | C1 | Low criticality
|  |  | C2 | Average criticality
|  |  | C3 | High criticality
|  |  | C4 | Very high criticality

## SSEH - Refurb
HI4: Secondary deliverables RIIO-ED1 - refurbishment | [50 empty] | Criticality weightings C1 to C4 | Criticality Rating Boundaries
SSEH | [49 empty] | C1 | 0.7 | Below 75% of average
[50 empty] | C2 | 1 | 75%-125%
[50 empty] | C3 | 1.5 | 125%-200%
[50 empty] | C4 | 2.5 | Over 200% of average
Price base (2012/13)
| ASSET CATEGORIES |  | ASSET REGISTER |  |  | End of DPCR5 (31 March 2015) with investment | [5 empty] | End of DPCR5 (31 March 2015) without investment | [5 empty] | Mid-Period Review (31 March 2019) planned investment | [5 empty] | Mid-Period Review (31 March 2019) without investment | [5 empty] | End of RIIO-ED1 (31 March 2023) planned investment | [5 empty] | End of RIIO-ED1 (31 March 2023) without investment | [8 empty] | Probability of failure | [5 empty] | Criticality/consequence of failure | [5 empty] | Probability of failure x Consequence of failure
Is it your current intention to have a health index for this asset category in the RIIO-ED1 control period.
|  |  | as at 31st March 2015 | as at 31st March 2023 |  | HI 1 | HI 2 | HI 3 | HI 4 | HI 5 |  | HI 1 | HI 2 | HI 3 | HI 4 | HI 5 |  | HI 1 | HI 2 | HI 3 | HI 4 | HI 5 |  | HI 1 | HI 2 | HI 3 | HI 4 | HI 5 |  | HI 1 | HI 2 | HI 3 | HI 4 | HI 5 |  | HI 1 | HI 2 | HI 3 | HI 4 | HI 5 |  |  |  |  | HI 1 | HI 2 | HI 3 | HI 4 | HI 5 |  | HI 1 | HI 2 | HI 3 | HI 4 | HI 5 |  | HI 1 | HI 2 | HI 3 | HI 4 | HI 5 |  | End of DPCR5 (without investment) | [6 empty] | Position at Beginning of RIIO-ED1 | [6 empty] | Mid Period (Without Investment) | [6 empty] | Mid Period (With Investment) | [6 empty] | End of RIIO-ED1 (Without Investment) | [6 empty] | End of RIIO-ED1 (With Investment)
| LV Network | [61 empty] | 1 | 2 | 3 | 4 | 5 | Total |  | 1 | 2 | 3 | 4 | 5 | Total |  | 1 | 2 | 3 | 4 | 5 | Total |  | 1 | 2 | 3 | 4 | 5 | Total |  | 1 | 2 | 3 | 4 | 5 | Total |  | 1 | 2 | 3 | 4 | 5 | Total
| LV Switchgear and Other |  | 1085 | 1085 | C1 | 337 | 307 | 387 | 48 | 6 | 1085 | 309 | 309 | 389 | 61 | 11 | 1079 | 0 | 0 | 0 | 0 | 0 | 0 | 270 | 313 | 371 | 116 | 15 | 1085 | 0 | 0 | 0 | 0 | 0 | 0 | 202 | 319 | 355 | 183 | 26 | 1085 | Yes |  | C1 | 0.025 | 0.075 | 0.175 | 0.375 | 0.75 | C1 | 2122.7074 | 2122.7074 | 2122.7074 | 2122.7074 | 2122.7074 | C1 | 53.0677 | 159.2031 | 371.4738 | 796.0153 | 1592.0305 | C1 | 16397.9145 | 49193.7434 | 144503.3045 | 48556.9312 | 17512.3358 | 276164.2294 |  | 17883.8096 | 48875.3373 | 143760.357 | 38208.7327 | 9552.1832 | 258280.4198 |  | 14328.2748 | 49830.5556 | 137816.7763 | 92337.7708 | 23880.458 | 318193.8355 |  | 14328.2748 | 49830.5556 | 137816.7763 | 92337.7708 | 23880.458 | 318193.8355 |  | 10719.6722 | 50785.7739 | 131873.1957 | 145670.7936 | 41392.7938 | 380442.2292 |  | 10719.6722 | 50785.7739 | 131873.1957 | 145670.7936 | 41392.7938 | 380442.2292
|  |  | 1936 | 1936 | C2 | 602 | 548 | 691 | 85 | 10 | 1936 | 551 | 552 | 695 | 109 | 17 | 1924 | 0 | 0 | 0 | 0 | 0 | 0 | 481 | 559 | 663 | 206 | 27 | 1936 | 0 | 0 | 0 | 0 | 0 | 0 | 361 | 569 | 634 | 328 | 44 | 1936 | No |  | C2 | 0.025 | 0.075 | 0.175 | 0.375 | 0.75 | C2 | 3032.4391 | 3032.4391 | 3032.4391 | 3032.4391 | 3032.4391 | C2 | 75.811 | 227.4329 | 530.6768 | 1137.1647 | 2274.3293 | C2 | 41771.8487 | 125542.979 | 368820.4064 | 123950.9485 | 38663.5986 | 698749.7812 |  | 45638.2086 | 124633.2473 | 366697.699 | 96658.9965 | 22743.2933 | 656371.4446 |  | 36465.0803 | 127135.0095 | 351838.7474 | 234255.921 | 61406.8919 | 811101.6501 |  | 36465.0803 | 127135.0095 | 351838.7474 | 234255.921 | 61406.8919 | 811101.6501 |  | 27367.7629 | 129409.3389 | 336449.1189 | 372990.0101 | 100070.4905 | 966286.7213 |  | 27367.7629 | 129409.3389 | 336449.1189 | 372990.0101 | 100070.4905 | 966286.7213
|  |  | 1936 | 1936 | C3 | 602 | 547 | 692 | 85 | 10 | 1936 | 552 | 551 | 696 | 108 | 18 | 1925 | 0 | 0 | 0 | 0 | 0 | 0 | 481 | 558 | 663 | 206 | 28 | 1936 | 0 | 0 | 0 | 0 | 0 | 0 | 361 | 569 | 634 | 328 | 44 | 1936 |  |  | C3 | 0.025 | 0.075 | 0.175 | 0.375 | 0.75 | C3 | 4548.6587 | 4548.6587 | 4548.6587 | 4548.6587 | 4548.6587 | C3 | 113.7165 | 341.1494 | 796.0153 | 1705.747 | 3411.494 | C3 | 62771.4895 | 187973.3191 | 554026.6248 | 184220.6757 | 61406.8919 | 1050399.0011 |  | 68457.3128 | 186608.7215 | 550842.5637 | 144988.4948 | 34114.94 | 985012.0328 |  | 54697.6204 | 190361.3649 | 527758.121 | 351383.8815 | 95521.8319 | 1219722.8197 |  | 54697.6204 | 190361.3649 | 527758.121 | 351383.8815 | 95521.8319 | 1219722.8197 |  | 41051.6444 | 194114.0083 | 504673.6783 | 559485.0152 | 150105.7358 | 1449430.082 |  | 41051.6444 | 194114.0083 | 504673.6783 | 559485.0152 | 150105.7358 | 1449430.082
|  |  | 1704 | 1704 | C4 | 529 | 482 | 609 | 75 | 9 | 1704 | 485 | 485 | 612 | 95 | 16 | 1693 | 0 | 0 | 0 | 0 | 0 | 0 | 424 | 491 | 583 | 182 | 24 | 1704 | 0 | 0 | 0 | 0 | 0 | 0 | 318 | 501 | 558 | 288 | 39 | 1704 |  |  | C4 | 0.025 | 0.075 | 0.175 | 0.375 | 0.75 | C4 | 7581.0978 | 7581.0978 | 7581.0978 | 7581.0978 | 7581.0978 | C4 | 189.5274 | 568.5823 | 1326.6921 | 2842.9117 | 5685.8233 | C4 | 91920.8104 | 275762.4313 | 811935.5708 | 270076.6079 | 90973.1732 | 1540668.5936 |  | 100260.018 | 274056.6843 | 807955.4945 | 213218.3747 | 51172.4099 | 1446662.9813 |  | 80359.6363 | 279173.9253 | 773461.4997 | 517409.9226 | 136459.7598 | 1786864.7436 |  | 80359.6363 | 279173.9253 | 773461.4997 | 517409.9226 | 136459.7598 | 1786864.7436 |  | 60269.7272 | 284859.7486 | 740294.1969 | 818758.5588 | 221747.1097 | 2125929.3412 |  | 60269.7272 | 284859.7486 | 740294.1969 | 818758.5588 | 221747.1097 | 2125929.3412
|  |  | 6661 | 6661 |  | 2070 | 1884 | 2379 | 293 | 35 |  | 1897 | 1897 | 2392 | 373 | 62 |  | 0 | 0 | 0 | 0 | 0 |  | 1656 | 1921 | 2280 | 710 | 94 |  | 0 | 0 | 0 | 0 | 0 |  | 1242 | 1958 | 2181 | 1127 | 153 | [22 empty] | 212862.0631 | 638472.4728 | 1879285.9065 | 626805.1634 | 208555.9996 | 3565981.6053 |  | 232239.349 | 634173.9904 | 1869256.1141 | 493074.5987 | 117582.8264 | 3346326.8786 |  | 185850.6118 | 646500.8554 | 1790875.1443 | 1195387.4959 | 317268.9415 | 4135883.0488 |  | 185850.6118 | 646500.8554 | 1790875.1443 | 1195387.4959 | 317268.9415 | 4135883.0488 |  | 139408.8068 | 659168.8697 | 1713290.1898 | 1896904.3777 | 513316.1298 | 4922088.3738 |  | 139408.8068 | 659168.8697 | 1713290.1898 | 1896904.3777 | 513316.1298 | 4922088.3738
| LV UGB |  | 0 | 0 | C1 | 0 | 0 | 0 | 0 | 0 | 0 | 0 | 0 | 0 | 0 | 0 | 0 | 0 | 0 | 0 | 0 | 0 | 0 | 0 | 0 | 0 | 0 | 0 | 0 | 0 | 0 | 0 | 0 | 0 | 0 | 0 | 0 | 0 | 0 | 0 | 0 |  |  | C1 | 0.025 | 0.075 | 0.175 | 0.375 | 0.75 | C1 | 0 | 0 | 0 | 0 | 0 | C1 | [5 empty] | C1 | [5 empty] | 0 | [6 empty] | 0 | [6 empty] | 0 | [6 empty] | 0 | [6 empty] | 0 | [6 empty] | 0
|  |  | 0 | 0 | C2 | 0 | 0 | 0 | 0 | 0 | 0 | 0 | 0 | 0 | 0 | 0 | 0 | 0 | 0 | 0 | 0 | 0 | 0 | 0 | 0 | 0 | 0 | 0 | 0 | 0 | 0 | 0 | 0 | 0 | 0 | 0 | 0 | 0 | 0 | 0 | 0 |  |  | C2 | 0.025 | 0.075 | 0.175 | 0.375 | 0.75 | C2 | 0 | 0 | 0 | 0 | 0 | C2 | [5 empty] | C2 | [5 empty] | 0 | [6 empty] | 0 | [6 empty] | 0 | [6 empty] | 0 | [6 empty] | 0 | [6 empty] | 0
|  |  | 0 | 0 | C3 | 0 | 0 | 0 | 0 | 0 | 0 | 0 | 0 | 0 | 0 | 0 | 0 | 0 | 0 | 0 | 0 | 0 | 0 | 0 | 0 | 0 | 0 | 0 | 0 | 0 | 0 | 0 | 0 | 0 | 0 | 0 | 0 | 0 | 0 | 0 | 0 |  |  | C3 | 0.025 | 0.075 | 0.175 | 0.375 | 0.75 | C3 | 0 | 0 | 0 | 0 | 0 | C3 | [5 empty] | C3 | [5 empty] | 0 | [6 empty] | 0 | [6 empty] | 0 | [6 empty] | 0 | [6 empty] | 0 | [6 empty] | 0
|  |  | 0 | 0 | C4 | 0 | 0 | 0 | 0 | 0 | 0 | 0 | 0 | 0 | 0 | 0 | 0 | 0 | 0 | 0 | 0 | 0 | 0 | 0 | 0 | 0 | 0 | 0 | 0 | 0 | 0 | 0 | 0 | 0 | 0 | 0 | 0 | 0 | 0 | 0 | 0 |  |  | C4 | 0.025 | 0.075 | 0.175 | 0.375 | 0.75 | C4 | 0 | 0 | 0 | 0 | 0 | C4 | [5 empty] | C4 | [5 empty] | 0 | [6 empty] | 0 | [6 empty] | 0 | [6 empty] | 0 | [6 empty] | 0 | [6 empty] | 0
|  |  | 0 | 0 |  | 0 | 0 | 0 | 0 | 0 |  | 0 | 0 | 0 | 0 | 0 |  | 0 | 0 | 0 | 0 | 0 |  | 0 | 0 | 0 | 0 | 0 |  | 0 | 0 | 0 | 0 | 0 |  | 0 | 0 | 0 | 0 | 0 | [22 empty] | 0 | 0 | 0 | 0 | 0 | 0 |  | 0 | 0 | 0 | 0 | 0 | 0 |  | 0 | 0 | 0 | 0 | 0 | 0 |  | 0 | 0 | 0 | 0 | 0 | 0 |  | 0 | 0 | 0 | 0 | 0 | 0 |  | 0 | 0 | 0 | 0 | 0 | 0
| LV OHL Support |  | 34 | 34 | C1 | 6 | 4 | 15 | 6 | 3 | 34 | 5 | 4 | 15 | 7 | 3 | 34 | 0 | 1 | 0 | -1 | 0 | 0 | 6 | 4 | 14 | 7 | 3 | 34 | 0 | 2 | 0 | -2 | 0 | 0 | 5 | 4 | 13 | 8 | 4 | 34 |  |  | C1 | 0.025 | 0.075 | 0.175 | 0.375 | 0.75 | C1 | 1596.4584 | 1596.4584 | 1596.4584 | 1596.4584 | 1596.4584 | C1 | 39.9115 | 119.7344 | 279.3802 | 598.6719 | 1197.3438 | C1 | 199.5573 | 478.9375 | 4190.7032 | 4190.7032 | 3592.0313 | 12651.9325 |  | 239.4688 | 478.9375 | 4190.7032 | 3592.0313 | 3592.0313 | 12093.1721 |  | 239.4688 | 478.9375 | 3911.323 | 4190.7032 | 3592.0313 | 12412.4638 |  | 239.4688 | 598.6719 | 3911.323 | 3592.0313 | 3592.0313 | 11933.5263 |  | 199.5573 | 478.9375 | 3631.9428 | 4789.3751 | 4789.3751 | 13889.1878 |  | 199.5573 | 718.4063 | 3631.9428 | 3592.0313 | 4789.3751 | 12931.3128
|  |  | 91346 | 91346 | C2 | 16212 | 10236 | 41117 | 15985 | 7796 | 91346 | 13675 | 10498 | 41378 | 17549 | 8317 | 91417 | 0 | 2408 | 0 | -2408 | 0 | 0 | 14591 | 10833 | 38031 | 18496 | 9395 | 91346 | 0 | 4817 | 0 | -4817 | 0 | 0 | 12969 | 11430 | 34941 | 21012 | 10994 | 91346 |  |  | C2 | 0.025 | 0.075 | 0.175 | 0.375 | 0.75 | C2 | 2280.6548 | 2280.6548 | 2280.6548 | 2280.6548 | 2280.6548 | C2 | 57.0164 | 171.0491 | 399.1146 | 855.2456 | 1710.4911 | C2 | 779698.862 | 1795673.562 | 16514563.5526 | 15008704.2002 | 14226154.5197 | 48324794.6965 |  | 924349.3931 | 1750858.695 | 16410394.6443 | 13671100.1562 | 13334988.654 | 46091691.5427 |  | 831925.8571 | 1852975.014 | 15178727.0161 | 15818621.7384 | 16070063.9308 | 49752313.5563 |  | 831925.8571 | 2264861.272 | 15178727.0161 | 13759190.4481 | 16070063.9308 | 48104768.5241 |  | 739445.3047 | 1955091.3329 | 13945462.9294 | 17970419.5484 | 18805139.2076 | 53415558.323 |  | 739445.3047 | 2779034.8982 | 13945462.9294 | 13850701.7222 | 18805139.2076 | 50119784.0621
|  |  | 9938 | 9938 | C3 | 1764 | 1113 | 4474 | 1739 | 848 | 9938 | 1488 | 1141 | 4502 | 1909 | 905 | 9945 | 0 | 262 | 0 | -262 | 0 | 0 | 1588 | 1179 | 4136 | 2013 | 1022 | 9938 | 0 | 524 | 0 | -524 | 0 | 0 | 1412 | 1244 | 3802 | 2284 | 1196 | 9938 |  |  | C3 | 0.025 | 0.075 | 0.175 | 0.375 | 0.75 | C3 | 3420.9822 | 3420.9822 | 3420.9822 | 3420.9822 | 3420.9822 | C3 | 85.5246 | 256.5737 | 598.6719 | 1282.8683 | 2565.7367 | C3 | 127260.5382 | 292750.5526 | 2695220.834 | 2448995.6395 | 2321991.6749 | 7886219.2393 |  | 150865.3155 | 285566.49 | 2678458.0212 | 2230908.0236 | 2175744.6855 | 7521542.5357 |  | 135812.9937 | 302500.3519 | 2476106.9235 | 2582413.9457 | 2622182.8639 | 8119017.0787 |  | 135812.9937 | 369722.6523 | 2476106.9235 | 2246302.4436 | 2622182.8639 | 7850127.877 |  | 120760.672 | 319177.6402 | 2276150.5133 | 2930071.2627 | 3068621.0422 | 8714781.1305 |  | 120760.672 | 453622.241 | 2276150.5133 | 2257848.2585 | 3068621.0422 | 8177002.7271
|  |  | 1389 | 1389 | C4 | 247 | 156 | 626 | 242 | 118 | 1389 | 208 | 160 | 630 | 266 | 126 | 1390 | 0 | 37 | 0 | -37 | 0 | 0 | 221 | 165 | 579 | 282 | 142 | 1389 | 0 | 73 | 0 | -73 | 0 | 0 | 197 | 175 | 531 | 320 | 166 | 1389 |  |  | C4 | 0.025 | 0.075 | 0.175 | 0.375 | 0.75 | C4 | 5701.637 | 5701.637 | 5701.637 | 5701.637 | 5701.637 | C4 | 142.5409 | 427.6228 | 997.7865 | 2138.1139 | 4276.2278 | C4 | 29648.5125 | 68419.6442 | 628605.4811 | 568738.2924 | 538804.6981 | 1834216.6282 |  | 35207.6086 | 66709.1531 | 624614.3352 | 517423.5592 | 504594.876 | 1748549.532 |  | 31501.5445 | 70557.7581 | 577718.3707 | 602948.1145 | 607224.3423 | 1889950.13 |  | 31501.5445 | 86379.8008 | 577718.3707 | 523837.9009 | 607224.3423 | 1826661.9591 |  | 28080.5623 | 74833.9858 | 529824.6198 | 684196.442 | 709853.8085 | 2026789.4184 |  | 28080.5623 | 106050.4485 | 529824.6198 | 528114.1286 | 709853.8085 | 1901923.5678
|  |  | 102707 | 102707 |  | 18229 | 11509 | 46232 | 17972 | 8765 |  | 15376 | 11803 | 46525 | 19731 | 9351 |  | 0 | 2708 | 0 | -2708 | 0 |  | 16406 | 12181 | 42760 | 20798 | 10562 |  | 0 | 5416 | 0 | -5416 | 0 |  | 14583 | 12853 | 39287 | 23624 | 12360 | [22 empty] | 936807.47 | 2157322.6963 | 19842580.5709 | 18030628.8353 | 17090542.924 | 58057882.4966 |  | 1110661.7859 | 2103613.2756 | 19717657.7039 | 16423023.7703 | 16018920.2468 | 55373876.7825 |  | 999479.8641 | 2226512.0615 | 18236463.6332 | 19008174.5018 | 19303063.1683 | 59773693.2288 |  | 999479.8641 | 2721562.3971 | 18236463.6332 | 16532922.8238 | 19303063.1683 | 57793491.8865 |  | 888486.0963 | 2349581.8965 | 16755070.0053 | 21589476.6282 | 22588403.4335 | 64171018.0597 |  | 888486.0963 | 3339425.994 | 16755070.0053 | 16640256.1407 | 22588403.4335 | 60211641.6697
| [Please insert new asset category as required] |  | 0 | 0 | C1 | 0 | 0 | 0 | 0 | 0 | 0 | 0 | 0 | 0 | 0 | 0 | 0 | 0 | 0 | 0 | 0 | 0 | 0 | 0 | 0 | 0 | 0 | 0 | 0 | 0 | 0 | 0 | 0 | 0 | 0 | 0 | 0 | 0 | 0 | 0 | 0 |  |  | C1 | 0 | 0 | 0 | 0 | 0 | C1 | 0 | 0 | 0 | 0 | 0 | C1 | [5 empty] | C1 | [5 empty] | 0 | [6 empty] | 0 | [6 empty] | 0 | [6 empty] | 0 | [6 empty] | 0 | [6 empty] | 0
|  |  | 0 | 0 | C2 | 0 | 0 | 0 | 0 | 0 | 0 | 0 | 0 | 0 | 0 | 0 | 0 | 0 | 0 | 0 | 0 | 0 | 0 | 0 | 0 | 0 | 0 | 0 | 0 | 0 | 0 | 0 | 0 | 0 | 0 | 0 | 0 | 0 | 0 | 0 | 0 |  |  | C2 | 0 | 0 | 0 | 0 | 0 | C2 | 0 | 0 | 0 | 0 | 0 | C2 | [5 empty] | C2 | [5 empty] | 0 | [6 empty] | 0 | [6 empty] | 0 | [6 empty] | 0 | [6 empty] | 0 | [6 empty] | 0
|  |  | 0 | 0 | C3 | 0 | 0 | 0 | 0 | 0 | 0 | 0 | 0 | 0 | 0 | 0 | 0 | 0 | 0 | 0 | 0 | 0 | 0 | 0 | 0 | 0 | 0 | 0 | 0 | 0 | 0 | 0 | 0 | 0 | 0 | 0 | 0 | 0 | 0 | 0 | 0 |  |  | C3 | 0 | 0 | 0 | 0 | 0 | C3 | 0 | 0 | 0 | 0 | 0 | C3 | [5 empty] | C3 | [5 empty] | 0 | [6 empty] | 0 | [6 empty] | 0 | [6 empty] | 0 | [6 empty] | 0 | [6 empty] | 0
|  |  | 0 | 0 | C4 | 0 | 0 | 0 | 0 | 0 | 0 | 0 | 0 | 0 | 0 | 0 | 0 | 0 | 0 | 0 | 0 | 0 | 0 | 0 | 0 | 0 | 0 | 0 | 0 | 0 | 0 | 0 | 0 | 0 | 0 | 0 | 0 | 0 | 0 | 0 | 0 |  |  | C4 | 0 | 0 | 0 | 0 | 0 | C4 | 0 | 0 | 0 | 0 | 0 | C4 | [5 empty] | C4 | [5 empty] | 0 | [6 empty] | 0 | [6 empty] | 0 | [6 empty] | 0 | [6 empty] | 0 | [6 empty] | 0
|  |  | 0 | 0 |  | 0 | 0 | 0 | 0 | 0 |  | 0 | 0 | 0 | 0 | 0 |  | 0 | 0 | 0 | 0 | 0 |  | 0 | 0 | 0 | 0 | 0 |  | 0 | 0 | 0 | 0 | 0 |  | 0 | 0 | 0 | 0 | 0 | [22 empty] | 0 | 0 | 0 | 0 | 0 | 0 |  | 0 | 0 | 0 | 0 | 0 | 0 |  | 0 | 0 | 0 | 0 | 0 | 0 |  | 0 | 0 | 0 | 0 | 0 | 0 |  | 0 | 0 | 0 | 0 | 0 | 0 |  | 0 | 0 | 0 | 0 | 0 | 0
| [Please insert new asset category as required] |  | 0 | 0 | C1 | 0 | 0 | 0 | 0 | 0 | 0 | 0 | 0 | 0 | 0 | 0 | 0 | 0 | 0 | 0 | 0 | 0 | 0 | 0 | 0 | 0 | 0 | 0 | 0 | 0 | 0 | 0 | 0 | 0 | 0 | 0 | 0 | 0 | 0 | 0 | 0 |  |  | C1 | 0 | 0 | 0 | 0 | 0 | C1 | 0 | 0 | 0 | 0 | 0 | C1 | [5 empty] | C1 | [5 empty] | 0 | [6 empty] | 0 | [6 empty] | 0 | [6 empty] | 0 | [6 empty] | 0 | [6 empty] | 0
|  |  | 0 | 0 | C2 | 0 | 0 | 0 | 0 | 0 | 0 | 0 | 0 | 0 | 0 | 0 | 0 | 0 | 0 | 0 | 0 | 0 | 0 | 0 | 0 | 0 | 0 | 0 | 0 | 0 | 0 | 0 | 0 | 0 | 0 | 0 | 0 | 0 | 0 | 0 | 0 |  |  | C2 | 0 | 0 | 0 | 0 | 0 | C2 | 0 | 0 | 0 | 0 | 0 | C2 | [5 empty] | C2 | [5 empty] | 0 | [6 empty] | 0 | [6 empty] | 0 | [6 empty] | 0 | [6 empty] | 0 | [6 empty] | 0
|  |  | 0 | 0 | C3 | 0 | 0 | 0 | 0 | 0 | 0 | 0 | 0 | 0 | 0 | 0 | 0 | 0 | 0 | 0 | 0 | 0 | 0 | 0 | 0 | 0 | 0 | 0 | 0 | 0 | 0 | 0 | 0 | 0 | 0 | 0 | 0 | 0 | 0 | 0 | 0 |  |  | C3 | 0 | 0 | 0 | 0 | 0 | C3 | 0 | 0 | 0 | 0 | 0 | C3 | [5 empty] | C3 | [5 empty] | 0 | [6 empty] | 0 | [6 empty] | 0 | [6 empty] | 0 | [6 empty] | 0 | [6 empty] | 0
|  |  | 0 | 0 | C4 | 0 | 0 | 0 | 0 | 0 | 0 | 0 | 0 | 0 | 0 | 0 | 0 | 0 | 0 | 0 | 0 | 0 | 0 | 0 | 0 | 0 | 0 | 0 | 0 | 0 | 0 | 0 | 0 | 0 | 0 | 0 | 0 | 0 | 0 | 0 | 0 |  |  | C4 | 0 | 0 | 0 | 0 | 0 | C4 | 0 | 0 | 0 | 0 | 0 | C4 | [5 empty] | C4 | [5 empty] | 0 | [6 empty] | 0 | [6 empty] | 0 | [6 empty] | 0 | [6 empty] | 0 | [6 empty] | 0
|  |  | 0 | 0 |  | 0 | 0 | 0 | 0 | 0 |  | 0 | 0 | 0 | 0 | 0 |  | 0 | 0 | 0 | 0 | 0 |  | 0 | 0 | 0 | 0 | 0 |  | 0 | 0 | 0 | 0 | 0 |  | 0 | 0 | 0 | 0 | 0 | [22 empty] | 0 | 0 | 0 | 0 | 0 | 0 |  | 0 | 0 | 0 | 0 | 0 | 0 |  | 0 | 0 | 0 | 0 | 0 | 0 |  | 0 | 0 | 0 | 0 | 0 | 0 |  | 0 | 0 | 0 | 0 | 0 | 0 |  | 0 | 0 | 0 | 0 | 0 | 0
| [Please insert new asset category as required] |  | 0 | 0 | C1 | 0 | 0 | 0 | 0 | 0 | 0 | 0 | 0 | 0 | 0 | 0 | 0 | 0 | 0 | 0 | 0 | 0 | 0 | 0 | 0 | 0 | 0 | 0 | 0 | 0 | 0 | 0 | 0 | 0 | 0 | 0 | 0 | 0 | 0 | 0 | 0 |  |  | C1 | 0 | 0 | 0 | 0 | 0 | C1 | 0 | 0 | 0 | 0 | 0 | C1 | [5 empty] | C1 | [5 empty] | 0 | [6 empty] | 0 | [6 empty] | 0 | [6 empty] | 0 | [6 empty] | 0 | [6 empty] | 0
|  |  | 0 | 0 | C2 | 0 | 0 | 0 | 0 | 0 | 0 | 0 | 0 | 0 | 0 | 0 | 0 | 0 | 0 | 0 | 0 | 0 | 0 | 0 | 0 | 0 | 0 | 0 | 0 | 0 | 0 | 0 | 0 | 0 | 0 | 0 | 0 | 0 | 0 | 0 | 0 |  |  | C2 | 0 | 0 | 0 | 0 | 0 | C2 | 0 | 0 | 0 | 0 | 0 | C2 | [5 empty] | C2 | [5 empty] | 0 | [6 empty] | 0 | [6 empty] | 0 | [6 empty] | 0 | [6 empty] | 0 | [6 empty] | 0
|  |  | 0 | 0 | C3 | 0 | 0 | 0 | 0 | 0 | 0 | 0 | 0 | 0 | 0 | 0 | 0 | 0 | 0 | 0 | 0 | 0 | 0 | 0 | 0 | 0 | 0 | 0 | 0 | 0 | 0 | 0 | 0 | 0 | 0 | 0 | 0 | 0 | 0 | 0 | 0 |  |  | C3 | 0 | 0 | 0 | 0 | 0 | C3 | 0 | 0 | 0 | 0 | 0 | C3 | [5 empty] | C3 | [5 empty] | 0 | [6 empty] | 0 | [6 empty] | 0 | [6 empty] | 0 | [6 empty] | 0 | [6 empty] | 0
|  |  | 0 | 0 | C4 | 0 | 0 | 0 | 0 | 0 | 0 | 0 | 0 | 0 | 0 | 0 | 0 | 0 | 0 | 0 | 0 | 0 | 0 | 0 | 0 | 0 | 0 | 0 | 0 | 0 | 0 | 0 | 0 | 0 | 0 | 0 | 0 | 0 | 0 | 0 | 0 |  |  | C4 | 0 | 0 | 0 | 0 | 0 | C4 | 0 | 0 | 0 | 0 | 0 | C4 | [5 empty] | C4 | [5 empty] | 0 | [6 empty] | 0 | [6 empty] | 0 | [6 empty] | 0 | [6 empty] | 0 | [6 empty] | 0
|  |  | 0 | 0 |  | 0 | 0 | 0 | 0 | 0 |  | 0 | 0 | 0 | 0 | 0 |  | 0 | 0 | 0 | 0 | 0 |  | 0 | 0 | 0 | 0 | 0 |  | 0 | 0 | 0 | 0 | 0 |  | 0 | 0 | 0 | 0 | 0 | [22 empty] | 0 | 0 | 0 | 0 | 0 | 0 |  | 0 | 0 | 0 | 0 | 0 | 0 |  | 0 | 0 | 0 | 0 | 0 | 0 |  | 0 | 0 | 0 | 0 | 0 | 0 |  | 0 | 0 | 0 | 0 | 0 | 0 |  | 0 | 0 | 0 | 0 | 0 | 0
| [Please insert new asset category as required] |  | 0 | 0 | C1 | 0 | 0 | 0 | 0 | 0 | 0 | 0 | 0 | 0 | 0 | 0 | 0 | 0 | 0 | 0 | 0 | 0 | 0 | 0 | 0 | 0 | 0 | 0 | 0 | 0 | 0 | 0 | 0 | 0 | 0 | 0 | 0 | 0 | 0 | 0 | 0 |  |  | C1 | 0 | 0 | 0 | 0 | 0 | C1 | 0 | 0 | 0 | 0 | 0 | C1 | [5 empty] | C1 | [5 empty] | 0 | [6 empty] | 0 | [6 empty] | 0 | [6 empty] | 0 | [6 empty] | 0 | [6 empty] | 0
|  |  | 0 | 0 | C2 | 0 | 0 | 0 | 0 | 0 | 0 | 0 | 0 | 0 | 0 | 0 | 0 | 0 | 0 | 0 | 0 | 0 | 0 | 0 | 0 | 0 | 0 | 0 | 0 | 0 | 0 | 0 | 0 | 0 | 0 | 0 | 0 | 0 | 0 | 0 | 0 |  |  | C2 | 0 | 0 | 0 | 0 | 0 | C2 | 0 | 0 | 0 | 0 | 0 | C2 | [5 empty] | C2 | [5 empty] | 0 | [6 empty] | 0 | [6 empty] | 0 | [6 empty] | 0 | [6 empty] | 0 | [6 empty] | 0
|  |  | 0 | 0 | C3 | 0 | 0 | 0 | 0 | 0 | 0 | 0 | 0 | 0 | 0 | 0 | 0 | 0 | 0 | 0 | 0 | 0 | 0 | 0 | 0 | 0 | 0 | 0 | 0 | 0 | 0 | 0 | 0 | 0 | 0 | 0 | 0 | 0 | 0 | 0 | 0 |  |  | C3 | 0 | 0 | 0 | 0 | 0 | C3 | 0 | 0 | 0 | 0 | 0 | C3 | [5 empty] | C3 | [5 empty] | 0 | [6 empty] | 0 | [6 empty] | 0 | [6 empty] | 0 | [6 empty] | 0 | [6 empty] | 0
|  |  | 0 | 0 | C4 | 0 | 0 | 0 | 0 | 0 | 0 | 0 | 0 | 0 | 0 | 0 | 0 | 0 | 0 | 0 | 0 | 0 | 0 | 0 | 0 | 0 | 0 | 0 | 0 | 0 | 0 | 0 | 0 | 0 | 0 | 0 | 0 | 0 | 0 | 0 | 0 |  |  | C4 | 0 | 0 | 0 | 0 | 0 | C4 | 0 | 0 | 0 | 0 | 0 | C4 | [5 empty] | C4 | [5 empty] | 0 | [6 empty] | 0 | [6 empty] | 0 | [6 empty] | 0 | [6 empty] | 0 | [6 empty] | 0
|  |  | 0 | 0 |  | 0 | 0 | 0 | 0 | 0 |  | 0 | 0 | 0 | 0 | 0 |  | 0 | 0 | 0 | 0 | 0 |  | 0 | 0 | 0 | 0 | 0 |  | 0 | 0 | 0 | 0 | 0 |  | 0 | 0 | 0 | 0 | 0 | [22 empty] | 0 | 0 | 0 | 0 | 0 | 0 |  | 0 | 0 | 0 | 0 | 0 | 0 |  | 0 | 0 | 0 | 0 | 0 | 0 |  | 0 | 0 | 0 | 0 | 0 | 0 |  | 0 | 0 | 0 | 0 | 0 | 0 |  | 0 | 0 | 0 | 0 | 0 | 0
| [Please insert new asset category as required] |  | 0 | 0 | C1 | 0 | 0 | 0 | 0 | 0 | 0 | 0 | 0 | 0 | 0 | 0 | 0 | 0 | 0 | 0 | 0 | 0 | 0 | 0 | 0 | 0 | 0 | 0 | 0 | 0 | 0 | 0 | 0 | 0 | 0 | 0 | 0 | 0 | 0 | 0 | 0 |  |  | C1 | 0 | 0 | 0 | 0 | 0 | C1 | 0 | 0 | 0 | 0 | 0 | C1 | [5 empty] | C1 | [5 empty] | 0 | [6 empty] | 0 | [6 empty] | 0 | [6 empty] | 0 | [6 empty] | 0 | [6 empty] | 0
|  |  | 0 | 0 | C2 | 0 | 0 | 0 | 0 | 0 | 0 | 0 | 0 | 0 | 0 | 0 | 0 | 0 | 0 | 0 | 0 | 0 | 0 | 0 | 0 | 0 | 0 | 0 | 0 | 0 | 0 | 0 | 0 | 0 | 0 | 0 | 0 | 0 | 0 | 0 | 0 |  |  | C2 | 0 | 0 | 0 | 0 | 0 | C2 | 0 | 0 | 0 | 0 | 0 | C2 | [5 empty] | C2 | [5 empty] | 0 | [6 empty] | 0 | [6 empty] | 0 | [6 empty] | 0 | [6 empty] | 0 | [6 empty] | 0
|  |  | 0 | 0 | C3 | 0 | 0 | 0 | 0 | 0 | 0 | 0 | 0 | 0 | 0 | 0 | 0 | 0 | 0 | 0 | 0 | 0 | 0 | 0 | 0 | 0 | 0 | 0 | 0 | 0 | 0 | 0 | 0 | 0 | 0 | 0 | 0 | 0 | 0 | 0 | 0 |  |  | C3 | 0 | 0 | 0 | 0 | 0 | C3 | 0 | 0 | 0 | 0 | 0 | C3 | [5 empty] | C3 | [5 empty] | 0 | [6 empty] | 0 | [6 empty] | 0 | [6 empty] | 0 | [6 empty] | 0 | [6 empty] | 0
|  |  | 0 | 0 | C4 | 0 | 0 | 0 | 0 | 0 | 0 | 0 | 0 | 0 | 0 | 0 | 0 | 0 | 0 | 0 | 0 | 0 | 0 | 0 | 0 | 0 | 0 | 0 | 0 | 0 | 0 | 0 | 0 | 0 | 0 | 0 | 0 | 0 | 0 | 0 | 0 |  |  | C4 | 0 | 0 | 0 | 0 | 0 | C4 | 0 | 0 | 0 | 0 | 0 | C4 | [5 empty] | C4 | [5 empty] | 0 | [6 empty] | 0 | [6 empty] | 0 | [6 empty] | 0 | [6 empty] | 0 | [6 empty] | 0
|  |  | 0 | 0 |  | 0 | 0 | 0 | 0 | 0 |  | 0 | 0 | 0 | 0 | 0 |  | 0 | 0 | 0 | 0 | 0 |  | 0 | 0 | 0 | 0 | 0 |  | 0 | 0 | 0 | 0 | 0 |  | 0 | 0 | 0 | 0 | 0 | [22 empty] | 0 | 0 | 0 | 0 | 0 | 0 |  | 0 | 0 | 0 | 0 | 0 | 0 |  | 0 | 0 | 0 | 0 | 0 | 0 |  | 0 | 0 | 0 | 0 | 0 | 0 |  | 0 | 0 | 0 | 0 | 0 | 0 |  | 0 | 0 | 0 | 0 | 0 | 0
[63 empty] | 1149669.5331 | 2795795.1691 | 21721866.4774 | 18657433.9987 | 17299098.9236 | 61623864.1019 |  | 1342901.1349 | 2737787.266 | 21586913.8181 | 16916098.3691 | 16136503.0732 | 58720203.6612 |  | 1185330.4758 | 2873012.9168 | 20027338.7776 | 20203561.9976 | 19620332.1098 | 63909576.2777 |  | 1185330.4758 | 3368063.2524 | 20027338.7776 | 17728310.3197 | 19620332.1098 | 61929374.9353 |  | 1027894.9031 | 3008750.7662 | 18468360.1951 | 23486381.0059 | 23101719.5633 | 69093106.4336 |  | 1027894.9031 | 3998594.8637 | 18468360.1951 | 18537160.5184 | 23101719.5633 | 65133730.0435
| HV Network | [73 empty] | 0 | [6 empty] | 0 | [6 empty] | 0 | [6 empty] | 0 | [6 empty] | 0
| HV Switchgear (GM) - Primary |  | 13 | 13 | C1 | 2 | 3 | 6 | 1 | 1 | 13 | 2 | 3 | 6 | 1 | 1 | 13 | 0 | 0 | 0 | 0 | 0 | 0 | 2 | 3 | 6 | 1 | 1 | 13 | 0 | 0 | 0 | 0 | 0 | 0 | 2 | 3 | 5 | 2 | 1 | 13 |  |  | C1 | 0.025 | 0.075 | 0.175 | 0.375 | 0.75 | C1 | 17990.8746 | 17990.8746 | 17990.8746 | 17990.8746 | 17990.8746 | C1 | 449.7719 | 1349.3156 | 3148.4031 | 6746.578 | 13493.156 | C1 | 899.5437 | 4047.9468 | 18890.4183 | 6746.578 | 13493.156 | 44077.6428 |  | 899.5437 | 4047.9468 | 18890.4183 | 6746.578 | 13493.156 | 44077.6428 |  | 899.5437 | 4047.9468 | 18890.4183 | 6746.578 | 13493.156 | 44077.6428 |  | 899.5437 | 4047.9468 | 18890.4183 | 6746.578 | 13493.156 | 44077.6428 |  | 899.5437 | 4047.9468 | 15742.0153 | 13493.156 | 13493.156 | 47675.8177 |  | 899.5437 | 4047.9468 | 15742.0153 | 13493.156 | 13493.156 | 47675.8177
|  |  | 821 | 821 | C2 | 124 | 201 | 385 | 64 | 47 | 821 | 110 | 202 | 387 | 69 | 49 | 817 | 0 | 15 | -5 | -10 | 0 | 0 | 111 | 193 | 367 | 97 | 53 | 821 | 0 | 30 | -10 | -20 | 0 | 0 | 99 | 185 | 348 | 129 | 60 | 821 |  |  | C2 | 0.025 | 0.075 | 0.175 | 0.375 | 0.75 | C2 | 25701.2494 | 25701.2494 | 25701.2494 | 25701.2494 | 25701.2494 | C2 | 642.5312 | 1927.5937 | 4497.7187 | 9637.9685 | 19275.9371 | C2 | 70678.436 | 389373.9291 | 1740617.1188 | 665019.8294 | 944520.9172 | 3810210.2304 |  | 79673.8733 | 387446.3354 | 1731621.6814 | 616829.9867 | 905969.043 | 3721540.9198 |  | 71320.9672 | 372025.5857 | 1650662.7457 | 934882.9486 | 1021624.6655 | 4050516.9127 |  | 71320.9672 | 400939.4914 | 1628174.1524 | 838503.2632 | 1021624.6655 | 3960562.5397 |  | 63610.5924 | 356604.8361 | 1565206.0913 | 1243297.942 | 1156556.2251 | 4385275.6868 |  | 63610.5924 | 414432.6473 | 1520228.9047 | 1050538.5711 | 1156556.2251 | 4205366.9407
|  |  | 1503 | 1503 | C3 | 226 | 367 | 706 | 119 | 85 | 1503 | 201 | 369 | 710 | 128 | 89 | 1497 | 0 | 28 | -9 | -19 | 0 | 0 | 204 | 353 | 672 | 177 | 97 | 1503 | 0 | 57 | -19 | -38 | 0 | 0 | 181 | 339 | 639 | 235 | 109 | 1503 |  |  | C3 | 0.025 | 0.075 | 0.175 | 0.375 | 0.75 | C3 | 38551.8742 | 38551.8742 | 38551.8742 | 38551.8742 | 38551.8742 | C3 | 963.7969 | 2891.3906 | 6746.578 | 14456.9528 | 28913.9056 | C3 | 193723.1677 | 1066923.1176 | 4790070.3656 | 1850489.9601 | 2573337.6008 | 10474544.2118 |  | 217818.0891 | 1061140.3365 | 4763084.0536 | 1720377.3848 | 2457681.9783 | 10220101.8423 |  | 196614.5583 | 1020660.8686 | 4533700.4023 | 2558880.648 | 2804648.8458 | 11114505.3231 |  | 196614.5583 | 1101619.8044 | 4472981.2005 | 2284198.5445 | 2804648.8458 | 10860062.9535 |  | 174447.2306 | 980181.4008 | 4311063.329 | 3397383.9112 | 3151615.7134 | 12014691.5849 |  | 174447.2306 | 1144990.6628 | 4182878.3474 | 2848019.7043 | 3151615.7134 | 11501951.6585
|  |  | 4 | 4 | C4 | 1 | 1 | 2 | 0 | 0 | 4 | 1 | 1 | 2 | 0 | 0 | 4 | 0 | 0 | 0 | 0 | 0 | 0 | 1 | 1 | 1 | 1 | 0 | 4 | 0 | 0 | 0 | 0 | 0 | 0 | 0 | 1 | 2 | 1 | 0 | 4 |  |  | C4 | 0.025 | 0.075 | 0.175 | 0.375 | 0.75 | C4 | 64253.1236 | 64253.1236 | 64253.1236 | 64253.1236 | 64253.1236 | C4 | 1606.3281 | 4818.9843 | 11244.2966 | 24094.9214 | 48189.8427 | C4 | 1606.3281 | 4818.9843 | 22488.5933 | 0 | 0 | 28913.9056 |  | 1606.3281 | 4818.9843 | 22488.5933 | 0 | 0 | 28913.9056 |  | 1606.3281 | 4818.9843 | 11244.2966 | 24094.9214 | 0 | 41764.5304 |  | 1606.3281 | 4818.9843 | 11244.2966 | 24094.9214 | 0 | 41764.5304 |  | 0 | 4818.9843 | 22488.5933 | 24094.9214 | 0 | 51402.4989 |  | 0 | 4818.9843 | 22488.5933 | 24094.9214 | 0 | 51402.4989
|  |  | 2341 | 2341 |  | 353 | 572 | 1099 | 184 | 133 |  | 314 | 575 | 1105 | 198 | 139 |  | 0 | 43 | -14 | -29 | 0 |  | 318 | 550 | 1046 | 276 | 151 |  | 0 | 87 | -29 | -58 | 0 |  | 282 | 528 | 994 | 367 | 170 | [22 empty] | 266907.4755 | 1465163.9778 | 6572066.4959 | 2522256.3675 | 3531351.6739 | 14357745.9907 |  | 299997.8342 | 1457453.603 | 6536084.7467 | 2343953.9495 | 3377144.1772 | 14014634.3106 |  | 270441.3973 | 1401553.3854 | 6214497.863 | 3524605.0959 | 3839766.6673 | 15250864.4089 |  | 270441.3973 | 1511426.2268 | 6131290.0679 | 3153543.3071 | 3839766.6673 | 14906467.6664 |  | 238957.3667 | 1345653.1679 | 5914500.0288 | 4678269.9305 | 4321665.0944 | 16499045.5883 |  | 238957.3667 | 1568290.2412 | 5741337.8607 | 3936146.3527 | 4321665.0944 | 15806396.9157
| HV Switchgear (GM) - Distribution |  | 1579 | 1579 | C1 | 593 | 472 | 271 | 119 | 124 | 1579 | 586 | 474 | 273 | 130 | 101 | 1564 | 0 | 0 | 0 | 0 | 0 | 0 | 533 | 484 | 291 | 134 | 137 | 1579 | 0 | 0 | 0 | 0 | 0 | 0 | 474 | 497 | 311 | 150 | 147 | 1579 |  |  | C1 | 0.025 | 0.075 | 0.175 | 0.375 | 0.75 | C1 | 3760.5128 | 3760.5128 | 3760.5128 | 3760.5128 | 3760.5128 | C1 | 94.0128 | 282.0385 | 658.0897 | 1410.1923 | 2820.3846 | C1 | 55091.5127 | 133686.2305 | 179658.4997 | 183324.9997 | 284858.8457 | 836620.0884 |  | 55749.6025 | 133122.1536 | 178342.3202 | 167812.8843 | 349727.6917 | 884754.6524 |  | 50108.8333 | 136506.6152 | 191504.1151 | 188965.7689 | 386392.6917 | 953478.0241 |  | 50108.8333 | 136506.6152 | 191504.1151 | 188965.7689 | 386392.6917 | 953478.0241 |  | 44562.0768 | 140173.1152 | 204665.9099 | 211528.8458 | 414596.5378 | 1015526.4855 |  | 44562.0768 | 140173.1152 | 204665.9099 | 211528.8458 | 414596.5378 | 1015526.4855
|  |  | 2822 | 2822 | C2 | 1059 | 844 | 485 | 213 | 221 | 2822 | 1046 | 847 | 489 | 233 | 180 | 2795 | 0 | 0 | 0 | 0 | 0 | 0 | 953 | 866 | 521 | 240 | 242 | 2822 | 0 | 0 | 0 | 0 | 0 | 0 | 847 | 887 | 557 | 267 | 264 | 2822 |  |  | C2 | 0.025 | 0.075 | 0.175 | 0.375 | 0.75 | C2 | 5372.1612 | 5372.1612 | 5372.1612 | 5372.1612 | 5372.1612 | C2 | 134.304 | 402.9121 | 940.1282 | 2014.5604 | 4029.1209 | C2 | 140482.0144 | 341266.5379 | 459722.6916 | 469392.5816 | 725241.757 | 2136105.5826 |  | 142227.9668 | 340057.8016 | 455962.1787 | 429101.3729 | 890435.7128 | 2257785.0329 |  | 127991.7397 | 348921.8676 | 489806.7941 | 483494.5047 | 975047.2511 | 2425262.1572 |  | 127991.7397 | 348921.8676 | 489806.7941 | 483494.5047 | 975047.2511 | 2425262.1572 |  | 113755.5126 | 357383.0214 | 523651.4094 | 537887.6365 | 1063687.9103 | 2596365.4902 |  | 113755.5126 | 357383.0214 | 523651.4094 | 537887.6365 | 1063687.9103 | 2596365.4902
|  |  | 2820 | 2820 | C3 | 1058 | 844 | 484 | 213 | 221 | 2820 | 1046 | 847 | 487 | 232 | 180 | 2792 | 0 | 0 | 0 | 0 | 0 | 0 | 953 | 865 | 520 | 240 | 242 | 2820 | 0 | 0 | 0 | 0 | 0 | 0 | 847 | 887 | 556 | 267 | 263 | 2820 |  |  | C3 | 0.025 | 0.075 | 0.175 | 0.375 | 0.75 | C3 | 8058.2417 | 8058.2417 | 8058.2417 | 8058.2417 | 8058.2417 | C3 | 201.456 | 604.3681 | 1410.1923 | 3021.8407 | 6043.6813 | C3 | 210723.0216 | 511899.8068 | 686763.6527 | 701067.0318 | 1087862.6356 | 3198316.1486 |  | 213140.4942 | 510086.7025 | 682533.0758 | 643652.0594 | 1335653.5692 | 3385065.901 |  | 191987.6096 | 522778.4332 | 733299.9988 | 725241.757 | 1462570.8767 | 3635878.6753 |  | 191987.6096 | 522778.4332 | 733299.9988 | 725241.757 | 1462570.8767 | 3635878.6753 |  | 170633.2689 | 536074.5321 | 784066.9218 | 806831.4547 | 1589488.1842 | 3887094.3617 |  | 170633.2689 | 536074.5321 | 784066.9218 | 806831.4547 | 1589488.1842 | 3887094.3617
|  |  | 2480 | 2480 | C4 | 931 | 742 | 426 | 187 | 194 | 2480 | 920 | 745 | 429 | 204 | 158 | 2456 | 0 | 0 | 0 | 0 | 0 | 0 | 838 | 761 | 458 | 211 | 212 | 2480 | 0 | 0 | 0 | 0 | 0 | 0 | 745 | 779 | 489 | 235 | 232 | 2480 |  |  | C4 | 0.025 | 0.075 | 0.175 | 0.375 | 0.75 | C4 | 13430.4029 | 13430.4029 | 13430.4029 | 13430.4029 | 13430.4029 | C4 | 335.7601 | 1007.2802 | 2350.3205 | 5036.4011 | 10072.8022 | C4 | 308899.2669 | 750423.7625 | 1008287.4983 | 1027425.8225 | 1591502.7446 | 4686539.0948 |  | 312592.6277 | 747401.9218 | 1001236.5368 | 941807.0039 | 1954123.6232 | 4957161.7134 |  | 281366.9409 | 766540.246 | 1076446.7931 | 1062680.6301 | 2135434.0624 | 5322468.6725 |  | 281366.9409 | 766540.246 | 1076446.7931 | 1062680.6301 | 2135434.0624 | 5322468.6725 |  | 250141.2542 | 784671.2899 | 1149306.7289 | 1183554.2563 | 2336890.106 | 5704563.6353 |  | 250141.2542 | 784671.2899 | 1149306.7289 | 1183554.2563 | 2336890.106 | 5704563.6353
|  |  | 9701 | 9701 |  | 3641 | 2902 | 1666 | 732 | 760 |  | 3598 | 2913 | 1678 | 799 | 619 |  | 0 | 0 | 0 | 0 | 0 |  | 3277 | 2976 | 1790 | 825 | 833 |  | 0 | 0 | 0 | 0 | 0 |  | 2913 | 3050 | 1913 | 919 | 906 | [22 empty] | 715195.8157 | 1737276.3378 | 2334432.3423 | 2381210.4356 | 3689465.9829 | 10857580.9143 |  | 723710.6911 | 1730668.5796 | 2318074.1116 | 2182373.3206 | 4529940.5969 | 11484767.2998 |  | 651455.1235 | 1774747.1619 | 2491057.701 | 2460382.6608 | 4959444.8819 | 12337087.5291 |  | 651455.1235 | 1774747.1619 | 2491057.701 | 2460382.6608 | 4959444.8819 | 12337087.5291 |  | 579092.1126 | 1818301.9585 | 2661690.97 | 2739802.1933 | 5404662.7383 | 13203549.9727 |  | 579092.1126 | 1818301.9585 | 2661690.97 | 2739802.1933 | 5404662.7383 | 13203549.9727
| HV Transformer (GM) |  | 1206 | 1206 | C1 | 404 | 329 | 407 | 50 | 16 | 1206 | 377 | 331 | 409 | 61 | 20 | 1198 | 0 | 23 | 0 | -23 | 0 | 0 | 323 | 344 | 391 | 122 | 26 | 1206 | 0 | 46 | 0 | -46 | 0 | 0 | 242 | 359 | 376 | 193 | 36 | 1206 |  |  | C1 | 0.025 | 0.075 | 0.175 | 0.375 | 0.75 | C1 | 9921.7992 | 9921.7992 | 9921.7992 | 9921.7992 | 9921.7992 | C1 | 248.045 | 744.1349 | 1736.3149 | 3720.6747 | 7441.3494 | C1 | 93512.9571 | 246308.6642 | 710152.7751 | 226961.1559 | 148826.9874 | 1425762.5397 |  | 100210.1715 | 244820.3943 | 706680.1454 | 186033.7343 | 119061.59 | 1356806.0356 |  | 80118.5282 | 255982.4184 | 678899.1077 | 453922.3117 | 193475.0837 | 1662397.4498 |  | 80118.5282 | 273097.522 | 678899.1077 | 368346.7939 | 193475.0837 | 1593937.0356 |  | 60026.8849 | 267144.4425 | 652854.3849 | 718090.2144 | 267888.5774 | 1966004.5042 |  | 60026.8849 | 301374.6496 | 652854.3849 | 546939.1789 | 267888.5774 | 1829083.6757
|  |  | 2154 | 2154 | C2 | 722 | 588 | 725 | 90 | 29 | 2154 | 675 | 591 | 728 | 110 | 35 | 2139 | 0 | 41 | 0 | -41 | 0 | 0 | 577 | 615 | 698 | 217 | 47 | 2154 | 0 | 81 | 0 | -81 | 0 | 0 | 433 | 642 | 670 | 344 | 65 | 2154 |  |  | C2 | 0.025 | 0.075 | 0.175 | 0.375 | 0.75 | C2 | 14173.9988 | 14173.9988 | 14173.9988 | 14173.9988 | 14173.9988 | C2 | 354.35 | 1063.0499 | 2480.4498 | 5315.2496 | 10630.4991 | C2 | 239186.2298 | 628262.497 | 1805767.4477 | 584677.4507 | 372067.4686 | 3629961.0938 |  | 255840.6784 | 625073.3473 | 1798326.0983 | 478372.4596 | 308284.474 | 3465897.0576 |  | 204459.9328 | 653775.6949 | 1731353.954 | 1153409.1527 | 499633.4579 | 4242632.1921 |  | 204459.9328 | 697360.7412 | 1731353.954 | 935483.9211 | 499633.4579 | 4068292.0068 |  | 153433.5371 | 682478.0424 | 1661901.3598 | 1828445.8458 | 690982.4417 | 5017241.2268 |  | 153433.5371 | 768585.0852 | 1661901.3598 | 1397910.6321 | 690982.4417 | 4672813.0558
|  |  | 2154 | 2154 | C3 | 721 | 588 | 725 | 91 | 29 | 2154 | 673 | 591 | 728 | 111 | 36 | 2139 | 0 | 40 | 0 | -40 | 0 | 0 | 577 | 615 | 698 | 217 | 47 | 2154 | 0 | 81 | 0 | -81 | 0 | 0 | 433 | 642 | 670 | 344 | 65 | 2154 |  |  | C3 | 0.025 | 0.075 | 0.175 | 0.375 | 0.75 | C3 | 21260.9982 | 21260.9982 | 21260.9982 | 21260.9982 | 21260.9982 | C3 | 531.525 | 1594.5749 | 3720.6747 | 7972.8743 | 15945.7487 | C3 | 357716.2948 | 942393.7455 | 2708651.1715 | 884989.0504 | 574046.9516 | 5467797.2138 |  | 383229.4927 | 937610.0209 | 2697489.1475 | 725531.5638 | 462426.711 | 5206286.9358 |  | 306689.8991 | 980663.5423 | 2597030.9309 | 1730113.7291 | 749450.1868 | 6363948.2882 |  | 306689.8991 | 1044446.5369 | 2597030.9309 | 1411198.756 | 749450.1868 | 6108816.3097 |  | 230150.3056 | 1023717.0636 | 2492852.0397 | 2742668.7687 | 1036473.6626 | 7525861.8402 |  | 230150.3056 | 1152877.6278 | 2492852.0397 | 2096865.9481 | 1036473.6626 | 7009219.5838
|  |  | 1895 | 1895 | C4 | 635 | 518 | 638 | 79 | 25 | 1895 | 593 | 521 | 641 | 96 | 31 | 1882 | 0 | 36 | 0 | -36 | 0 | 0 | 509 | 541 | 614 | 191 | 40 | 1895 | 0 | 72 | 0 | -72 | 0 | 0 | 381 | 564 | 590 | 303 | 57 | 1895 |  |  | C4 | 0.025 | 0.075 | 0.175 | 0.375 | 0.75 | C4 | 35434.997 | 35434.997 | 35434.997 | 35434.997 | 35434.997 | C4 | 885.8749 | 2657.6248 | 6201.1245 | 13288.1239 | 26576.2478 | C4 | 525323.8307 | 1384622.5082 | 3974920.7897 | 1275659.8924 | 823863.6805 | 7984390.7015 |  | 562530.5776 | 1376649.6339 | 3956317.4163 | 1049761.7865 | 664406.194 | 7609665.6081 |  | 450910.337 | 1437775.0037 | 3807490.4288 | 2538031.6609 | 1063049.9103 | 9297257.3408 |  | 450910.337 | 1533449.4957 | 3807490.4288 | 2059659.2013 | 1063049.9103 | 8914559.3731 |  | 337518.3465 | 1498900.3736 | 3658663.4414 | 4026301.5354 | 1514846.1222 | 11036229.8191 |  | 337518.3465 | 1690249.3574 | 3658663.4414 | 3069556.6161 | 1514846.1222 | 10270833.8837
|  |  | 7409 | 7409 |  | 2482 | 2023 | 2495 | 310 | 99 |  | 2318 | 2034 | 2506 | 378 | 122 |  | 0 | 140 | 0 | -140 | 0 |  | 1986 | 2115 | 2401 | 747 | 160 |  | 0 | 280 | 0 | -280 | 0 |  | 1489 | 2207 | 2306 | 1184 | 223 | [22 empty] | 1215739.3125 | 3201587.4149 | 9199492.184 | 2972287.5493 | 1918805.0881 | 18507911.5488 |  | 1301810.9202 | 3184153.3964 | 9158812.8074 | 2439699.5442 | 1554178.9689 | 17638655.6372 |  | 1042178.6971 | 3328196.6593 | 8814774.4215 | 5875476.8544 | 2505608.6387 | 21566235.2709 |  | 1042178.6971 | 3548354.2957 | 8814774.4215 | 4774688.6723 | 2505608.6387 | 20685604.7252 |  | 781129.0741 | 3472239.9221 | 8466271.2259 | 9315506.3642 | 3510190.8039 | 25545337.3902 |  | 781129.0741 | 3913086.7199 | 8466271.2259 | 7111272.3752 | 3510190.8039 | 23781950.199
| HV UG Cable |  | 27.0472 | 27.0472 | C1 | 9.9354 | 8.4685 | 8.287 | 0.35215 | 0.0041312 | 27.0472 | 9.2319 | 8.5186 | 8.3371 | 0.4189 | 0.0040944 | 26.5106 | 0 | 0 | 0 | 0 | 0 | 0 | 8.9426 | 8.6178 | 8.3039 | 1.1476 | 0.03533 | 27.0472 | 0 | 0 | 0 | 0 | 0 | 0 | 7.9466 | 8.764 | 8.3255 | 1.9379 | 0.073223 | 27.0472 |  |  | C1 | 0.025 | 0.075 | 0.175 | 0.375 | 0.75 | C1 | 70193.2548 | 70193.2548 | 70193.2548 | 70193.2548 | 70193.2548 | C1 | 1754.8314 | 5264.4941 | 12283.8196 | 26322.4705 | 52644.9411 | C1 | 16200.4893 | 44845.8616 | 102411.6118 | 11026.5526 | 215.5496 | 174700.0649 |  | 17435.0016 | 44582.2864 | 101796.6029 | 9269.3843 | 217.485 | 173300.7601 |  | 15692.7901 | 45368.5021 | 102003.1356 | 30207.671 | 1859.9585 | 195132.0572 |  | 15692.7901 | 45368.5021 | 102003.1356 | 30207.671 | 1859.9585 | 195132.0572 |  | 13944.9248 | 46137.9428 | 102269.115 | 51011.067 | 3854.8047 | 217217.8544 |  | 13944.9248 | 46137.9428 | 102269.115 | 51011.067 | 3854.8047 | 217217.8544
|  |  | 1750.858 | 1750.858 | C2 | 643.1534 | 548.1932 | 536.4482 | 22.7957 | 0.26742 | 1750.858 | 597.6139 | 551.4342 | 539.6892 | 27.117 | 0.26504 | 1716.1194 | 0 | 0 | 0 | 0 | 0 | 0 | 578.8856 | 557.8607 | 537.5366 | 74.288 | 2.287 | 1750.858 | 0 | 0 | 0 | 0 | 0 | 0 | 514.4092 | 567.3219 | 538.9383 | 125.4486 | 4.7399 | 1750.858 |  |  | C2 | 0.025 | 0.075 | 0.175 | 0.375 | 0.75 | C2 | 100276.0782 | 100276.0782 | 100276.0782 | 100276.0782 | 100276.0782 | C2 | 2506.902 | 7520.7059 | 17548.3137 | 37603.5293 | 75207.0587 | C2 | 1498159.5386 | 4147174.4398 | 9470635.7191 | 1019693.5802 | 19933.2017 | 16155596.4795 |  | 1612322.5249 | 4122800.0052 | 9413762.0384 | 857197.3494 | 20112.1824 | 16026194.1002 |  | 1451209.445 | 4195506.2406 | 9432861.3927 | 2793490.3361 | 172001.8747 | 18045069.2892 |  | 1451209.445 | 4195506.2406 | 9432861.3927 | 2793490.3361 | 172001.8747 | 18045069.2892 |  | 1289573.5262 | 4266661.1831 | 9457458.163 | 4717309.1525 | 356477.6516 | 20087479.6764 |  | 1289573.5262 | 4266661.1831 | 9457458.163 | 4717309.1525 | 356477.6516 | 20087479.6764
|  |  | 3207.8026 | 3207.8026 | C3 | 1178.3418 | 1004.3623 | 982.8439 | 41.7647 | 0.48996 | 3207.8026 | 1094.9075 | 1010.3001 | 988.7818 | 49.6819 | 0.4856 | 3144.1569 | 0 | 0 | 0 | 0 | 0 | 0 | 1060.5947 | 1022.0743 | 984.838 | 136.1054 | 4.1902 | 3207.8026 | 0 | 0 | 0 | 0 | 0 | 0 | 942.4655 | 1039.4085 | 987.406 | 229.8383 | 8.6842 | 3207.8026 |  |  | C3 | 0.025 | 0.075 | 0.175 | 0.375 | 0.75 | C3 | 150414.1174 | 150414.1174 | 150414.1174 | 150414.1174 | 150414.1174 | C3 | 3760.3529 | 11281.0588 | 26322.4705 | 56405.294 | 112810.588 | C3 | 4117238.6496 | 11397255.3992 | 26027179.6257 | 2802319.5868 | 54780.3797 | 44398773.641 |  | 4430981.1099 | 11330269.6332 | 25870879.505 | 2355747.8135 | 55272.254 | 44043150.3156 |  | 3988210.5088 | 11530080.7447 | 25923368.3075 | 7677063.8124 | 472695.1624 | 49591418.5358 |  | 3988210.5088 | 11530080.7447 | 25923368.3075 | 7677063.8124 | 472695.1624 | 49591418.5358 |  | 3544003.043 | 11725628.5965 | 25990965.0957 | 12964098.3247 | 979671.0745 | 55204366.1345 |  | 3544003.043 | 11725628.5965 | 25990965.0957 | 12964098.3247 | 979671.0745 | 55204366.1345
|  |  | 10.8189 | 10.8189 | C4 | 3.9742 | 3.3874 | 3.3148 | 0.14086 | 0.0016525 | 10.8189 | 3.6928 | 3.4074 | 3.3348 | 0.16756 | 0.0016378 | 10.6042 | 0 | 0 | 0 | 0 | 0 | 0 | 3.577 | 3.4471 | 3.3215 | 0.45904 | 0.014132 | 10.8189 | 0 | 0 | 0 | 0 | 0 | 0 | 3.1786 | 3.5056 | 3.3302 | 0.77517 | 0.029289 | 10.8189 |  |  | C4 | 0.025 | 0.075 | 0.175 | 0.375 | 0.75 | C4 | 250690.1956 | 250690.1956 | 250690.1956 | 250690.1956 | 250690.1956 | C4 | 6267.2549 | 18801.7647 | 43870.7842 | 94008.8233 | 188017.6467 | C4 | 23143.5562 | 64065.5166 | 146302.3026 | 15752.218 | 307.9279 | 249571.5213 |  | 24907.1451 | 63688.9805 | 145423.7184 | 13241.9776 | 310.6928 | 247572.5144 |  | 22418.2716 | 64812.1458 | 145718.7651 | 43153.8157 | 2657.0835 | 278760.0817 |  | 22418.2716 | 64812.1458 | 145718.7651 | 43153.8157 | 2657.0835 | 278760.0817 |  | 19921.3212 | 65911.3468 | 146098.7358 | 72872.9529 | 5506.8638 | 310311.2205 |  | 19921.3212 | 65911.3468 | 146098.7358 | 72872.9529 | 5506.8638 | 310311.2205
|  |  | 4996.5267 | 4996.5267 |  | 1835.4048 | 1564.4114 | 1530.894 | 65.0533 | 0.76316 |  | 1705.4461 | 1573.6603 | 1540.143 | 77.3853 | 0.75637 |  | 0 | 0 | 0 | 0 | 0 |  | 1652 | 1592 | 1534 | 212 | 6.5267 |  | 0 | 0 | 0 | 0 | 0 |  | 1468 | 1619 | 1538 | 358 | 13.5267 | [22 empty] | 5654742.2338 | 15653341.2172 | 35746529.2592 | 3848791.9377 | 75237.0589 | 60978641.7067 |  | 6085645.7814 | 15561340.9052 | 35531861.8647 | 3235456.5248 | 75912.6142 | 60490217.6903 |  | 5477531.0155 | 15835767.6332 | 35603951.6008 | 10543915.6352 | 649214.0791 | 68110379.9639 |  | 5477531.0155 | 15835767.6332 | 35603951.6008 | 10543915.6352 | 649214.0791 | 68110379.9639 |  | 4867442.8152 | 16104339.0692 | 35696791.1096 | 17805291.4972 | 1345510.3946 | 75819374.8858 |  | 4867442.8152 | 16104339.0692 | 35696791.1096 | 17805291.4972 | 1345510.3946 | 75819374.8858
| HV OHL Support - Poles |  | 75 | 75 | C1 | 18 | 11 | 33 | 11 | 2 | 75 | 17 | 11 | 33 | 12 | 2 | 75 | 0 | 1 | 0 | -1 | 0 | 0 | 17 | 11 | 31 | 13 | 3 | 75 | 0 | 3 | 0 | -3 | 0 | 0 | 15 | 12 | 29 | 15 | 4 | 75 |  |  | C1 | 0.025 | 0.075 | 0.175 | 0.375 | 0.75 | C1 | 19578.6917 | 19578.6917 | 19578.6917 | 19578.6917 | 19578.6917 | C1 | 489.4673 | 1468.4019 | 3426.271 | 7342.0094 | 14684.0188 | C1 | 8320.944 | 16152.4206 | 113066.9445 | 88104.1126 | 29368.0375 | 255012.4593 |  | 8810.4113 | 16152.4206 | 113066.9445 | 80762.1032 | 29368.0375 | 248159.9172 |  | 8320.944 | 16152.4206 | 106214.4024 | 95446.122 | 44052.0563 | 270185.9453 |  | 8320.944 | 17620.8225 | 106214.4024 | 88104.1126 | 44052.0563 | 264312.3378 |  | 7342.0094 | 17620.8225 | 99361.8603 | 110130.1408 | 58736.0751 | 293190.9081 |  | 7342.0094 | 22026.0282 | 99361.8603 | 88104.1126 | 58736.0751 | 275570.0856
|  |  | 209066 | 209066 | C2 | 50993 | 29389 | 92831 | 29837 | 6016 | 209066 | 47193 | 29708 | 93149 | 31750 | 6654 | 208454 | 0 | 4023 | 0 | -4023 | 0 | 0 | 45893 | 31550 | 86485 | 36138 | 9000 | 209066 | 0 | 8046 | 0 | -8046 | 0 | 0 | 40795 | 33710 | 80142 | 42435 | 11984 | 209066 |  |  | C2 | 0.025 | 0.075 | 0.175 | 0.375 | 0.75 | C2 | 27969.5596 | 27969.5596 | 27969.5596 | 27969.5596 | 27969.5596 | C2 | 699.239 | 2097.717 | 4894.6729 | 10488.5848 | 20977.1697 | C2 | 32999185.6077 | 62318975.6553 | 455933888.1018 | 333012568.5093 | 139582086.9833 | 1023846704.8574 |  | 35656293.7659 | 61649803.9428 | 454377382.1123 | 312947905.72 | 126198652.734 | 990830038.275 |  | 32090174.922 | 66182970.3085 | 423315787.7431 | 379036478.765 | 188794527.0289 | 1089419938.7674 |  | 32090174.922 | 74622085.6666 | 423315787.7431 | 336840901.974 | 188794527.0289 | 1055663477.3346 |  | 28525454.5561 | 70714038.9571 | 392268877.3927 | 445083097.4706 | 251390401.3238 | 1187981869.7003 |  | 28525454.5561 | 87592269.6735 | 392268877.3927 | 360691943.8887 | 251390401.3238 | 1120468946.8348
|  |  | 22750 | 22750 | C3 | 5549 | 3198 | 10101 | 3247 | 655 | 22750 | 5136 | 3233 | 10136 | 3455 | 724 | 22684 | 0 | 438 | 0 | -438 | 0 | 0 | 4994 | 3433 | 9412 | 3932 | 979 | 22750 | 0 | 876 | 0 | -876 | 0 | 0 | 4439 | 3668 | 8721 | 4618 | 1304 | 22750 |  |  | C3 | 0.025 | 0.075 | 0.175 | 0.375 | 0.75 | C3 | 41954.3393 | 41954.3393 | 41954.3393 | 41954.3393 | 41954.3393 | C3 | 1048.8585 | 3146.5755 | 7342.0094 | 15732.8773 | 31465.7545 | C3 | 5386937.1712 | 10172878.4314 | 74418607.1208 | 54357090.9071 | 22781206.2615 | 167116719.892 |  | 5820115.7249 | 10062748.2906 | 74161636.7924 | 51084652.4386 | 20610069.2007 | 161739222.4472 |  | 5237999.2666 | 10802193.5215 | 69102992.3265 | 61861673.3565 | 30804973.6602 | 177809832.1312 |  | 5237999.2666 | 12180393.5688 | 69102992.3265 | 54970673.1199 | 30804973.6602 | 172297031.942 |  | 4655882.8082 | 11541638.7524 | 64029663.8418 | 72654427.1516 | 41031343.8743 | 193912956.4283 |  | 4655882.8082 | 14298038.847 | 64029663.8418 | 58872426.6785 | 41031343.8743 | 182887356.0498
|  |  | 3188 | 3188 | C4 | 777 | 448 | 1415 | 456 | 92 | 3188 | 719 | 453 | 1420 | 485 | 102 | 3179 | 0 | 62 | 0 | -62 | 0 | 0 | 699 | 481 | 1319 | 551 | 138 | 3188 | 0 | 123 | 0 | -123 | 0 | 0 | 621 | 514 | 1221 | 649 | 183 | 3188 |  |  | C4 | 0.025 | 0.075 | 0.175 | 0.375 | 0.75 | C4 | 69923.8989 | 69923.8989 | 69923.8989 | 69923.8989 | 69923.8989 | C4 | 1748.0975 | 5244.2924 | 12236.6823 | 26221.4621 | 52442.9242 | C4 | 1256882.0827 | 2375664.4651 | 17376088.8765 | 12717409.1124 | 5349178.2658 | 39075222.8026 |  | 1358271.7361 | 2349443.003 | 17314905.465 | 11956986.7118 | 4824749.0241 | 37804355.9401 |  | 1221920.1333 | 2522504.6528 | 16140183.9635 | 14448025.6101 | 7237123.5361 | 41569757.8958 |  | 1221920.1333 | 2847650.7827 | 16140183.9635 | 12822294.9607 | 7237123.5361 | 40269173.3763 |  | 1085568.5304 | 2695566.3026 | 14940989.0974 | 17017728.8947 | 9597055.124 | 45336907.949 |  | 1085568.5304 | 3340614.2699 | 14940989.0974 | 13792489.0579 | 9597055.124 | 42756716.0796
|  |  | 235079 | 235079 |  | 57337 | 33046 | 104380 | 33551 | 6765 |  | 53065 | 33405 | 104738 | 35702 | 7482 |  | 0 | 4524 | 0 | -4524 | 0 |  | 51603 | 35475 | 97247 | 40634 | 10120 |  | 0 | 9048 | 0 | -9048 | 0 |  | 45870 | 37904 | 90113 | 47717 | 13475 | [22 empty] | 39651325.8056 | 74883670.9724 | 547841651.0437 | 400175172.6413 | 167741839.5482 | 1230293660.0112 |  | 42843491.6382 | 74078147.6571 | 545966991.3142 | 376070306.9736 | 151662838.9962 | 1190621776.5794 |  | 38558415.2658 | 79523820.9034 | 508665178.4356 | 455441623.8536 | 226880676.2815 | 1309069714.7398 |  | 38558415.2658 | 89667750.8407 | 508665178.4356 | 404721974.1672 | 226880676.2815 | 1268493994.9908 |  | 34274247.9041 | 84968864.8346 | 471338892.1923 | 534865383.6576 | 302077536.3971 | 1427524924.9857 |  | 34274247.9041 | 105252948.8186 | 471338892.1923 | 433444963.7377 | 302077536.3971 | 1346388589.0498
| [Please insert new asset category as required] |  | 0 | 0 | C1 | 0 | 0 | 0 | 0 | 0 | 0 | 0 | 0 | 0 | 0 | 0 | 0 | 0 | 0 | 0 | 0 | 0 | 0 | 0 | 0 | 0 | 0 | 0 | 0 | 0 | 0 | 0 | 0 | 0 | 0 | 0 | 0 | 0 | 0 | 0 | 0 |  |  | C1 | 0 | 0 | 0 | 0 | 0 | C1 | 0 | 0 | 0 | 0 | 0 | C1 | [5 empty] | C1 | [5 empty] | 0 | [6 empty] | 0 | [6 empty] | 0 | [6 empty] | 0 | [6 empty] | 0 | [6 empty] | 0
|  |  | 0 | 0 | C2 | 0 | 0 | 0 | 0 | 0 | 0 | 0 | 0 | 0 | 0 | 0 | 0 | 0 | 0 | 0 | 0 | 0 | 0 | 0 | 0 | 0 | 0 | 0 | 0 | 0 | 0 | 0 | 0 | 0 | 0 | 0 | 0 | 0 | 0 | 0 | 0 |  |  | C2 | 0 | 0 | 0 | 0 | 0 | C2 | 0 | 0 | 0 | 0 | 0 | C2 | [5 empty] | C2 | [5 empty] | 0 | [6 empty] | 0 | [6 empty] | 0 | [6 empty] | 0 | [6 empty] | 0 | [6 empty] | 0
|  |  | 0 | 0 | C3 | 0 | 0 | 0 | 0 | 0 | 0 | 0 | 0 | 0 | 0 | 0 | 0 | 0 | 0 | 0 | 0 | 0 | 0 | 0 | 0 | 0 | 0 | 0 | 0 | 0 | 0 | 0 | 0 | 0 | 0 | 0 | 0 | 0 | 0 | 0 | 0 |  |  | C3 | 0 | 0 | 0 | 0 | 0 | C3 | 0 | 0 | 0 | 0 | 0 | C3 | [5 empty] | C3 | [5 empty] | 0 | [6 empty] | 0 | [6 empty] | 0 | [6 empty] | 0 | [6 empty] | 0 | [6 empty] | 0
|  |  | 0 | 0 | C4 | 0 | 0 | 0 | 0 | 0 | 0 | 0 | 0 | 0 | 0 | 0 | 0 | 0 | 0 | 0 | 0 | 0 | 0 | 0 | 0 | 0 | 0 | 0 | 0 | 0 | 0 | 0 | 0 | 0 | 0 | 0 | 0 | 0 | 0 | 0 | 0 |  |  | C4 | 0 | 0 | 0 | 0 | 0 | C4 | 0 | 0 | 0 | 0 | 0 | C4 | [5 empty] | C4 | [5 empty] | 0 | [6 empty] | 0 | [6 empty] | 0 | [6 empty] | 0 | [6 empty] | 0 | [6 empty] | 0
|  |  | 0 | 0 |  | 0 | 0 | 0 | 0 | 0 |  | 0 | 0 | 0 | 0 | 0 |  | 0 | 0 | 0 | 0 | 0 |  | 0 | 0 | 0 | 0 | 0 |  | 0 | 0 | 0 | 0 | 0 |  | 0 | 0 | 0 | 0 | 0 | [22 empty] | 0 | 0 | 0 | 0 | 0 | 0 |  | 0 | 0 | 0 | 0 | 0 | 0 |  | 0 | 0 | 0 | 0 | 0 | 0 |  | 0 | 0 | 0 | 0 | 0 | 0 |  | 0 | 0 | 0 | 0 | 0 | 0 |  | 0 | 0 | 0 | 0 | 0 | 0
| [Please insert new asset category as required] |  | 0 | 0 | C1 | 0 | 0 | 0 | 0 | 0 | 0 | 0 | 0 | 0 | 0 | 0 | 0 | 0 | 0 | 0 | 0 | 0 | 0 | 0 | 0 | 0 | 0 | 0 | 0 | 0 | 0 | 0 | 0 | 0 | 0 | 0 | 0 | 0 | 0 | 0 | 0 |  |  | C1 | 0 | 0 | 0 | 0 | 0 | C1 | 0 | 0 | 0 | 0 | 0 | C1 | [5 empty] | C1 | [5 empty] | 0 | [6 empty] | 0 | [6 empty] | 0 | [6 empty] | 0 | [6 empty] | 0 | [6 empty] | 0
|  |  | 0 | 0 | C2 | 0 | 0 | 0 | 0 | 0 | 0 | 0 | 0 | 0 | 0 | 0 | 0 | 0 | 0 | 0 | 0 | 0 | 0 | 0 | 0 | 0 | 0 | 0 | 0 | 0 | 0 | 0 | 0 | 0 | 0 | 0 | 0 | 0 | 0 | 0 | 0 |  |  | C2 | 0 | 0 | 0 | 0 | 0 | C2 | 0 | 0 | 0 | 0 | 0 | C2 | [5 empty] | C2 | [5 empty] | 0 | [6 empty] | 0 | [6 empty] | 0 | [6 empty] | 0 | [6 empty] | 0 | [6 empty] | 0
|  |  | 0 | 0 | C3 | 0 | 0 | 0 | 0 | 0 | 0 | 0 | 0 | 0 | 0 | 0 | 0 | 0 | 0 | 0 | 0 | 0 | 0 | 0 | 0 | 0 | 0 | 0 | 0 | 0 | 0 | 0 | 0 | 0 | 0 | 0 | 0 | 0 | 0 | 0 | 0 |  |  | C3 | 0 | 0 | 0 | 0 | 0 | C3 | 0 | 0 | 0 | 0 | 0 | C3 | [5 empty] | C3 | [5 empty] | 0 | [6 empty] | 0 | [6 empty] | 0 | [6 empty] | 0 | [6 empty] | 0 | [6 empty] | 0
|  |  | 0 | 0 | C4 | 0 | 0 | 0 | 0 | 0 | 0 | 0 | 0 | 0 | 0 | 0 | 0 | 0 | 0 | 0 | 0 | 0 | 0 | 0 | 0 | 0 | 0 | 0 | 0 | 0 | 0 | 0 | 0 | 0 | 0 | 0 | 0 | 0 | 0 | 0 | 0 |  |  | C4 | 0 | 0 | 0 | 0 | 0 | C4 | 0 | 0 | 0 | 0 | 0 | C4 | [5 empty] | C4 | [5 empty] | 0 | [6 empty] | 0 | [6 empty] | 0 | [6 empty] | 0 | [6 empty] | 0 | [6 empty] | 0
|  |  | 0 | 0 |  | 0 | 0 | 0 | 0 | 0 |  | 0 | 0 | 0 | 0 | 0 |  | 0 | 0 | 0 | 0 | 0 |  | 0 | 0 | 0 | 0 | 0 |  | 0 | 0 | 0 | 0 | 0 |  | 0 | 0 | 0 | 0 | 0 | [22 empty] | 0 | 0 | 0 | 0 | 0 | 0 |  | 0 | 0 | 0 | 0 | 0 | 0 |  | 0 | 0 | 0 | 0 | 0 | 0 |  | 0 | 0 | 0 | 0 | 0 | 0 |  | 0 | 0 | 0 | 0 | 0 | 0 |  | 0 | 0 | 0 | 0 | 0 | 0
| [Please insert new asset category as required] |  | 0 | 0 | C1 | 0 | 0 | 0 | 0 | 0 | 0 | 0 | 0 | 0 | 0 | 0 | 0 | 0 | 0 | 0 | 0 | 0 | 0 | 0 | 0 | 0 | 0 | 0 | 0 | 0 | 0 | 0 | 0 | 0 | 0 | 0 | 0 | 0 | 0 | 0 | 0 |  |  | C1 | 0 | 0 | 0 | 0 | 0 | C1 | 0 | 0 | 0 | 0 | 0 | C1 | [5 empty] | C1 | [5 empty] | 0 | [6 empty] | 0 | [6 empty] | 0 | [6 empty] | 0 | [6 empty] | 0 | [6 empty] | 0
|  |  | 0 | 0 | C2 | 0 | 0 | 0 | 0 | 0 | 0 | 0 | 0 | 0 | 0 | 0 | 0 | 0 | 0 | 0 | 0 | 0 | 0 | 0 | 0 | 0 | 0 | 0 | 0 | 0 | 0 | 0 | 0 | 0 | 0 | 0 | 0 | 0 | 0 | 0 | 0 |  |  | C2 | 0 | 0 | 0 | 0 | 0 | C2 | 0 | 0 | 0 | 0 | 0 | C2 | [5 empty] | C2 | [5 empty] | 0 | [6 empty] | 0 | [6 empty] | 0 | [6 empty] | 0 | [6 empty] | 0 | [6 empty] | 0
|  |  | 0 | 0 | C3 | 0 | 0 | 0 | 0 | 0 | 0 | 0 | 0 | 0 | 0 | 0 | 0 | 0 | 0 | 0 | 0 | 0 | 0 | 0 | 0 | 0 | 0 | 0 | 0 | 0 | 0 | 0 | 0 | 0 | 0 | 0 | 0 | 0 | 0 | 0 | 0 |  |  | C3 | 0 | 0 | 0 | 0 | 0 | C3 | 0 | 0 | 0 | 0 | 0 | C3 | [5 empty] | C3 | [5 empty] | 0 | [6 empty] | 0 | [6 empty] | 0 | [6 empty] | 0 | [6 empty] | 0 | [6 empty] | 0
|  |  | 0 | 0 | C4 | 0 | 0 | 0 | 0 | 0 | 0 | 0 | 0 | 0 | 0 | 0 | 0 | 0 | 0 | 0 | 0 | 0 | 0 | 0 | 0 | 0 | 0 | 0 | 0 | 0 | 0 | 0 | 0 | 0 | 0 | 0 | 0 | 0 | 0 | 0 | 0 |  |  | C4 | 0 | 0 | 0 | 0 | 0 | C4 | 0 | 0 | 0 | 0 | 0 | C4 | [5 empty] | C4 | [5 empty] | 0 | [6 empty] | 0 | [6 empty] | 0 | [6 empty] | 0 | [6 empty] | 0 | [6 empty] | 0
|  |  | 0 | 0 |  | 0 | 0 | 0 | 0 | 0 |  | 0 | 0 | 0 | 0 | 0 |  | 0 | 0 | 0 | 0 | 0 |  | 0 | 0 | 0 | 0 | 0 |  | 0 | 0 | 0 | 0 | 0 |  | 0 | 0 | 0 | 0 | 0 | [22 empty] | 0 | 0 | 0 | 0 | 0 | 0 |  | 0 | 0 | 0 | 0 | 0 | 0 |  | 0 | 0 | 0 | 0 | 0 | 0 |  | 0 | 0 | 0 | 0 | 0 | 0 |  | 0 | 0 | 0 | 0 | 0 | 0 |  | 0 | 0 | 0 | 0 | 0 | 0
| [Please insert new asset category as required] |  | 0 | 0 | C1 | 0 | 0 | 0 | 0 | 0 | 0 | 0 | 0 | 0 | 0 | 0 | 0 | 0 | 0 | 0 | 0 | 0 | 0 | 0 | 0 | 0 | 0 | 0 | 0 | 0 | 0 | 0 | 0 | 0 | 0 | 0 | 0 | 0 | 0 | 0 | 0 |  |  | C1 | 0 | 0 | 0 | 0 | 0 | C1 | 0 | 0 | 0 | 0 | 0 | C1 | [5 empty] | C1 | [5 empty] | 0 | [6 empty] | 0 | [6 empty] | 0 | [6 empty] | 0 | [6 empty] | 0 | [6 empty] | 0
|  |  | 0 | 0 | C2 | 0 | 0 | 0 | 0 | 0 | 0 | 0 | 0 | 0 | 0 | 0 | 0 | 0 | 0 | 0 | 0 | 0 | 0 | 0 | 0 | 0 | 0 | 0 | 0 | 0 | 0 | 0 | 0 | 0 | 0 | 0 | 0 | 0 | 0 | 0 | 0 |  |  | C2 | 0 | 0 | 0 | 0 | 0 | C2 | 0 | 0 | 0 | 0 | 0 | C2 | [5 empty] | C2 | [5 empty] | 0 | [6 empty] | 0 | [6 empty] | 0 | [6 empty] | 0 | [6 empty] | 0 | [6 empty] | 0
|  |  | 0 | 0 | C3 | 0 | 0 | 0 | 0 | 0 | 0 | 0 | 0 | 0 | 0 | 0 | 0 | 0 | 0 | 0 | 0 | 0 | 0 | 0 | 0 | 0 | 0 | 0 | 0 | 0 | 0 | 0 | 0 | 0 | 0 | 0 | 0 | 0 | 0 | 0 | 0 |  |  | C3 | 0 | 0 | 0 | 0 | 0 | C3 | 0 | 0 | 0 | 0 | 0 | C3 | [5 empty] | C3 | [5 empty] | 0 | [6 empty] | 0 | [6 empty] | 0 | [6 empty] | 0 | [6 empty] | 0 | [6 empty] | 0
|  |  | 0 | 0 | C4 | 0 | 0 | 0 | 0 | 0 | 0 | 0 | 0 | 0 | 0 | 0 | 0 | 0 | 0 | 0 | 0 | 0 | 0 | 0 | 0 | 0 | 0 | 0 | 0 | 0 | 0 | 0 | 0 | 0 | 0 | 0 | 0 | 0 | 0 | 0 | 0 |  |  | C4 | 0 | 0 | 0 | 0 | 0 | C4 | 0 | 0 | 0 | 0 | 0 | C4 | [5 empty] | C4 | [5 empty] | 0 | [6 empty] | 0 | [6 empty] | 0 | [6 empty] | 0 | [6 empty] | 0 | [6 empty] | 0
|  |  | 0 | 0 |  | 0 | 0 | 0 | 0 | 0 |  | 0 | 0 | 0 | 0 | 0 |  | 0 | 0 | 0 | 0 | 0 |  | 0 | 0 | 0 | 0 | 0 |  | 0 | 0 | 0 | 0 | 0 |  | 0 | 0 | 0 | 0 | 0 | [22 empty] | 0 | 0 | 0 | 0 | 0 | 0 |  | 0 | 0 | 0 | 0 | 0 | 0 |  | 0 | 0 | 0 | 0 | 0 | 0 |  | 0 | 0 | 0 | 0 | 0 | 0 |  | 0 | 0 | 0 | 0 | 0 | 0 |  | 0 | 0 | 0 | 0 | 0 | 0
| [Please insert new asset category as required] |  | 0 | 0 | C1 | 0 | 0 | 0 | 0 | 0 | 0 | 0 | 0 | 0 | 0 | 0 | 0 | 0 | 0 | 0 | 0 | 0 | 0 | 0 | 0 | 0 | 0 | 0 | 0 | 0 | 0 | 0 | 0 | 0 | 0 | 0 | 0 | 0 | 0 | 0 | 0 |  |  | C1 | 0 | 0 | 0 | 0 | 0 | C1 | 0 | 0 | 0 | 0 | 0 | C1 | [5 empty] | C1 | [5 empty] | 0 | [6 empty] | 0 | [6 empty] | 0 | [6 empty] | 0 | [6 empty] | 0 | [6 empty] | 0
|  |  | 0 | 0 | C2 | 0 | 0 | 0 | 0 | 0 | 0 | 0 | 0 | 0 | 0 | 0 | 0 | 0 | 0 | 0 | 0 | 0 | 0 | 0 | 0 | 0 | 0 | 0 | 0 | 0 | 0 | 0 | 0 | 0 | 0 | 0 | 0 | 0 | 0 | 0 | 0 |  |  | C2 | 0 | 0 | 0 | 0 | 0 | C2 | 0 | 0 | 0 | 0 | 0 | C2 | [5 empty] | C2 | [5 empty] | 0 | [6 empty] | 0 | [6 empty] | 0 | [6 empty] | 0 | [6 empty] | 0 | [6 empty] | 0
|  |  | 0 | 0 | C3 | 0 | 0 | 0 | 0 | 0 | 0 | 0 | 0 | 0 | 0 | 0 | 0 | 0 | 0 | 0 | 0 | 0 | 0 | 0 | 0 | 0 | 0 | 0 | 0 | 0 | 0 | 0 | 0 | 0 | 0 | 0 | 0 | 0 | 0 | 0 | 0 |  |  | C3 | 0 | 0 | 0 | 0 | 0 | C3 | 0 | 0 | 0 | 0 | 0 | C3 | [5 empty] | C3 | [5 empty] | 0 | [6 empty] | 0 | [6 empty] | 0 | [6 empty] | 0 | [6 empty] | 0 | [6 empty] | 0
|  |  | 0 | 0 | C4 | 0 | 0 | 0 | 0 | 0 | 0 | 0 | 0 | 0 | 0 | 0 | 0 | 0 | 0 | 0 | 0 | 0 | 0 | 0 | 0 | 0 | 0 | 0 | 0 | 0 | 0 | 0 | 0 | 0 | 0 | 0 | 0 | 0 | 0 | 0 | 0 |  |  | C4 | 0 | 0 | 0 | 0 | 0 | C4 | 0 | 0 | 0 | 0 | 0 | C4 | [5 empty] | C4 | [5 empty] | 0 | [6 empty] | 0 | [6 empty] | 0 | [6 empty] | 0 | [6 empty] | 0 | [6 empty] | 0
|  |  | 0 | 0 |  | 0 | 0 | 0 | 0 | 0 |  | 0 | 0 | 0 | 0 | 0 |  | 0 | 0 | 0 | 0 | 0 |  | 0 | 0 | 0 | 0 | 0 |  | 0 | 0 | 0 | 0 | 0 |  | 0 | 0 | 0 | 0 | 0 | [22 empty] | 0 | 0 | 0 | 0 | 0 | 0 |  | 0 | 0 | 0 | 0 | 0 | 0 |  | 0 | 0 | 0 | 0 | 0 | 0 |  | 0 | 0 | 0 | 0 | 0 | 0 |  | 0 | 0 | 0 | 0 | 0 | 0 |  | 0 | 0 | 0 | 0 | 0 | 0
[63 empty] | 47503910.643 | 96941039.9201 | 601694171.3251 | 411899718.9315 | 176956699.3521 | 1334995540.1718 |  | 51254656.8651 | 96011764.1413 | 599511824.8446 | 386271790.3127 | 161200015.3535 | 1294250051.5172 |  | 46000021.4992 | 101864085.7432 | 561789460.0219 | 477846004.0999 | 238834710.5484 | 1426334281.9126 |  | 46000021.4992 | 112338046.1583 | 561706252.2268 | 425654504.4425 | 238834710.5484 | 1384533534.8753 |  | 40740869.2728 | 107709398.9524 | 524078145.5265 | 569404253.6428 | 316659565.4284 | 1558592232.8228 |  | 40740869.2728 | 128656966.8075 | 523904983.3584 | 465037476.156 | 316659565.4284 | 1474999861.0231
| EHV Network | [66 empty] | 0 | [6 empty] | 0 | [6 empty] | 0 | [6 empty] | 0 | [6 empty] | 0 | [6 empty] | 0
| EHV Switchgear (GM) |  | 336 | 336 | C1 | 128 | 81 | 61 | 30 | 36 | 336 | 116 | 82 | 62 | 37 | 38 | 335 | 0 | 1 | -1 | 0 | 0 | 0 | 111 | 87 | 64 | 34 | 40 | 336 | 0 | 3 | -2 | -1 | 0 | 0 | 94 | 94 | 66 | 38 | 44 | 336 |  |  | C1 | 0.025 | 0.075 | 0.175 | 0.375 | 0.75 | C1 | 57373.6323 | 57373.6323 | 57373.6323 | 57373.6323 | 57373.6323 | C1 | 1434.3408 | 4303.0224 | 10040.3857 | 21515.1121 | 43030.2242 | C1 | 166383.5336 | 352847.8386 | 622503.9103 | 796059.148 | 1635148.5203 | 3572942.9509 |  | 183595.6233 | 348544.8162 | 612463.5247 | 645453.3633 | 1549088.0718 | 3339145.3993 |  | 159211.8296 | 374362.9507 | 642584.6817 | 731513.8117 | 1721208.9687 | 3628882.2424 |  | 159211.8296 | 378665.9731 | 632544.296 | 731513.8117 | 1721208.9687 | 3623144.8791 |  | 134828.0359 | 404484.1076 | 662665.453 | 817574.2601 | 1893329.8656 | 3912881.7222 |  | 134828.0359 | 417393.1749 | 642584.6817 | 796059.148 | 1893329.8656 | 3884194.9061
|  |  | 259 | 259 | C2 | 99 | 62 | 47 | 23 | 28 | 259 | 90 | 63 | 48 | 29 | 29 | 259 | 0 | 1 | -1 | 0 | 0 | 0 | 86 | 67 | 49 | 26 | 31 | 259 | 0 | 2 | -1 | -1 | 0 | 0 | 73 | 71 | 51 | 30 | 34 | 259 |  |  | C2 | 0.025 | 0.075 | 0.175 | 0.375 | 0.75 | C2 | 81962.3318 | 81962.3318 | 81962.3318 | 81962.3318 | 81962.3318 | C2 | 2049.0583 | 6147.1749 | 14343.4081 | 30735.8744 | 61471.7489 | C2 | 184415.2466 | 387272.018 | 688483.5875 | 891340.3588 | 1782680.7176 | 3934191.9285 |  | 202856.7713 | 381124.8431 | 674140.1794 | 706925.1121 | 1721208.9687 | 3686255.8747 |  | 176219.0135 | 411860.7175 | 702826.9956 | 799132.7355 | 1905624.2154 | 3995663.6774 |  | 176219.0135 | 418007.8924 | 688483.5875 | 799132.7355 | 1905624.2154 | 3987467.4442 |  | 149581.2556 | 436449.4171 | 731513.8117 | 922076.2332 | 2090039.462 | 4329660.1796 |  | 149581.2556 | 448743.7668 | 717170.4036 | 891340.3588 | 2090039.462 | 4296875.2469
|  |  | 140 | 140 | C3 | 54 | 33 | 26 | 12 | 15 | 140 | 49 | 34 | 27 | 15 | 16 | 141 | 0 | 1 | 0 | -1 | 0 | 0 | 46 | 36 | 27 | 14 | 17 | 140 | 0 | 1 | -1 | 0 | 0 | 0 | 39 | 39 | 27 | 16 | 19 | 140 |  |  | C3 | 0.025 | 0.075 | 0.175 | 0.375 | 0.75 | C3 | 122943.4978 | 122943.4978 | 122943.4978 | 122943.4978 | 122943.4978 | C3 | 3073.5874 | 9220.7623 | 21515.1121 | 46103.8117 | 92207.6233 | C3 | 150605.7848 | 313505.9193 | 580908.0269 | 691557.1749 | 1475321.9732 | 3211898.8791 |  | 165973.722 | 304285.157 | 559392.9148 | 553245.7399 | 1383114.3499 | 2966011.8836 |  | 141385.0224 | 331947.444 | 580908.0269 | 645453.3633 | 1567529.5965 | 3267223.4531 |  | 141385.0224 | 341168.2063 | 580908.0269 | 599349.5516 | 1567529.5965 | 3230340.4038 |  | 119869.9103 | 359609.731 | 580908.0269 | 737660.9866 | 1751944.8432 | 3549993.498 |  | 119869.9103 | 368830.4933 | 559392.9148 | 737660.9866 | 1751944.8432 | 3537699.1482
|  |  | 11 | 11 | C4 | 4 | 3 | 2 | 1 | 1 | 11 | 4 | 3 | 2 | 1 | 1 | 11 | 0 | 0 | 0 | 0 | 0 | 0 | 4 | 3 | 2 | 1 | 1 | 11 | 0 | 0 | 0 | 0 | 0 | 0 | 3 | 3 | 3 | 1 | 1 | 11 |  |  | C4 | 0.025 | 0.075 | 0.175 | 0.375 | 0.75 | C4 | 204905.8296 | 204905.8296 | 204905.8296 | 204905.8296 | 204905.8296 | C4 | 5122.6457 | 15367.9372 | 35858.5202 | 76839.6861 | 153679.3722 | C4 | 20490.583 | 46103.8117 | 71717.0404 | 76839.6861 | 153679.3722 | 368830.4933 |  | 20490.583 | 46103.8117 | 71717.0404 | 76839.6861 | 153679.3722 | 368830.4933 |  | 20490.583 | 46103.8117 | 71717.0404 | 76839.6861 | 153679.3722 | 368830.4933 |  | 20490.583 | 46103.8117 | 71717.0404 | 76839.6861 | 153679.3722 | 368830.4933 |  | 15367.9372 | 46103.8117 | 107575.5605 | 76839.6861 | 153679.3722 | 399566.3677 |  | 15367.9372 | 46103.8117 | 107575.5605 | 76839.6861 | 153679.3722 | 399566.3677
|  |  | 746 | 746 |  | 285 | 179 | 136 | 66 | 80 |  | 259 | 182 | 139 | 82 | 84 |  | 0 | 3 | -2 | -1 | 0 |  | 247 | 193 | 142 | 75 | 89 |  | 0 | 6 | -4 | -2 | 0 |  | 209 | 207 | 147 | 85 | 98 | [22 empty] | 521895.148 | 1099729.5875 | 1963612.5651 | 2455796.3679 | 5046830.5832 | 11087864.2518 |  | 572916.6996 | 1080058.6279 | 1917713.6593 | 1982463.9015 | 4807090.7626 | 10360243.6508 |  | 497306.4485 | 1164274.9238 | 1998036.7445 | 2252939.5965 | 5348042.1528 | 11260599.8661 |  | 497306.4485 | 1183945.8835 | 1973652.9508 | 2206835.7849 | 5348042.1528 | 11209783.2204 |  | 419647.139 | 1246647.0673 | 2082662.8521 | 2554151.1661 | 5888993.5429 | 12192101.7675 |  | 419647.139 | 1281071.2467 | 2026723.5607 | 2501900.1795 | 5888993.5429 | 12118335.6689
| EHV Transformer |  | 266 | 266 | C1 | 75 | 104 | 79 | 7 | 1 | 266 | 57 | 105 | 80 | 16 | 2 | 260 | 0 | 26 | -26 | 0 | 0 | 0 | 65 | 100 | 82 | 17 | 2 | 266 | 0 | 53 | -53 | 0 | 0 | 0 | 55 | 96 | 85 | 26 | 4 | 266 |  |  | C1 | 0.025 | 0.075 | 0.175 | 0.375 | 0.75 | C1 | 221398.2083 | 221398.2083 | 221398.2083 | 221398.2083 | 221398.2083 | C1 | 5534.9552 | 16604.8656 | 38744.6864 | 83024.3281 | 166048.6562 | C1 | 315492.4468 | 1743510.89 | 3099574.9155 | 1328389.2495 | 332097.3124 | 6819064.8142 |  | 415121.6405 | 1726906.0244 | 3060830.2291 | 581170.2967 | 166048.6562 | 5950076.8468 |  | 359772.0884 | 1660486.5619 | 3177064.2884 | 1411413.5776 | 332097.3124 | 6940833.8287 |  | 359772.0884 | 2092213.068 | 2169702.4409 | 1411413.5776 | 332097.3124 | 6365198.4873 |  | 304422.5363 | 1594067.0994 | 3293298.3478 | 2158632.5305 | 664194.6248 | 8014615.1387 |  | 304422.5363 | 2474124.9772 | 1239829.9662 | 2158632.5305 | 664194.6248 | 6841204.635
|  |  | 207 | 207 | C2 | 58 | 80 | 62 | 6 | 1 | 207 | 45 | 81 | 63 | 13 | 2 | 204 | 0 | 24 | -24 | 0 | 0 | 0 | 51 | 77 | 64 | 13 | 2 | 207 | 0 | 47 | -47 | 0 | 0 | 0 | 43 | 74 | 66 | 21 | 3 | 207 |  |  | C2 | 0.025 | 0.075 | 0.175 | 0.375 | 0.75 | C2 | 316283.1546 | 316283.1546 | 316283.1546 | 316283.1546 | 316283.1546 | C2 | 7907.0789 | 23721.2366 | 55349.5521 | 118606.183 | 237212.366 | C2 | 355818.549 | 1921420.1645 | 3487021.78 | 1541880.3789 | 474424.732 | 7780565.6043 |  | 458610.5742 | 1897698.9279 | 3431672.2279 | 711637.098 | 237212.366 | 6736831.194 |  | 403261.0222 | 1826535.2181 | 3542371.332 | 1541880.3789 | 474424.732 | 7788472.6832 |  | 403261.0222 | 2395844.8964 | 2213982.0825 | 1541880.3789 | 474424.732 | 7029393.112 |  | 340004.3912 | 1755371.5083 | 3653070.4362 | 2490729.8428 | 711637.098 | 8950813.2765 |  | 340004.3912 | 2870269.6284 | 1051641.4892 | 2490729.8428 | 711637.098 | 7464282.4497
|  |  | 111 | 111 | C3 | 31 | 43 | 33 | 3 | 1 | 111 | 24 | 44 | 33 | 7 | 2 | 110 | 0 | 13 | -13 | 0 | 0 | 0 | 27 | 42 | 34 | 7 | 1 | 111 | 0 | 25 | -25 | 0 | 0 | 0 | 23 | 40 | 36 | 11 | 1 | 111 |  |  | C3 | 0.025 | 0.075 | 0.175 | 0.375 | 0.75 | C3 | 474424.732 | 474424.732 | 474424.732 | 474424.732 | 474424.732 | C3 | 11860.6183 | 35581.8549 | 83024.3281 | 177909.2745 | 355818.549 | C3 | 284654.8392 | 1565601.6155 | 2739802.8271 | 1245364.9214 | 711637.098 | 6547061.3012 |  | 367679.1673 | 1530019.7606 | 2739802.8271 | 533727.8235 | 355818.549 | 5527048.1275 |  | 320236.6941 | 1494437.9057 | 2822827.1552 | 1245364.9214 | 355818.549 | 6238685.2254 |  | 320236.6941 | 1957002.0194 | 1743510.89 | 1245364.9214 | 355818.549 | 5621933.0738 |  | 272794.2209 | 1423274.1959 | 2988875.8114 | 1957002.0194 | 355818.549 | 6997764.7966 |  | 272794.2209 | 2312820.5684 | 913267.609 | 1957002.0194 | 355818.549 | 5811702.9666
|  |  | 8 | 8 | C4 | 3 | 3 | 2 | 0 | 0 | 8 | 2 | 3 | 2 | 0 | 0 | 7 | 0 | 1 | -1 | 0 | 0 | 0 | 2 | 3 | 3 | 0 | 0 | 8 | 0 | 2 | -2 | 0 | 0 | 0 | 1 | 3 | 3 | 1 | 0 | 8 |  |  | C4 | 0.025 | 0.075 | 0.175 | 0.375 | 0.75 | C4 | 790707.8866 | 790707.8866 | 790707.8866 | 790707.8866 | 790707.8866 | C4 | 19767.6972 | 59303.0915 | 138373.8802 | 296515.4575 | 593030.915 | C4 | 39535.3943 | 177909.2745 | 276747.7603 | 0 | 0 | 494192.4291 |  | 59303.0915 | 177909.2745 | 276747.7603 | 0 | 0 | 513960.1263 |  | 39535.3943 | 177909.2745 | 415121.6405 | 0 | 0 | 632566.3093 |  | 39535.3943 | 237212.366 | 276747.7603 | 0 | 0 | 553495.5206 |  | 19767.6972 | 177909.2745 | 415121.6405 | 296515.4575 | 0 | 909314.0696 |  | 19767.6972 | 296515.4575 | 138373.8802 | 296515.4575 | 0 | 751172.4923
|  |  | 592 | 592 |  | 167 | 230 | 176 | 16 | 3 |  | 128 | 233 | 178 | 36 | 6 |  | 0 | 64 | -64 | 0 | 0 |  | 145 | 222 | 183 | 37 | 5 |  | 0 | 127 | -127 | 0 | 0 |  | 122 | 213 | 190 | 59 | 8 | [22 empty] | 995501.2293 | 5408441.9445 | 9603147.283 | 4115634.5498 | 1518159.1423 | 21640884.1488 |  | 1300714.4735 | 5332533.9873 | 9509053.0445 | 1826535.2181 | 759079.5712 | 18727916.2945 |  | 1122805.199 | 5159368.9602 | 9957384.4162 | 4198658.8779 | 1162340.5933 | 21600558.0466 |  | 1122805.199 | 6682272.3498 | 6403943.1737 | 4198658.8779 | 1162340.5933 | 19570020.1938 |  | 936988.8456 | 4950622.0781 | 10350366.2358 | 6902879.8502 | 1731650.2717 | 24872507.2814 |  | 936988.8456 | 7953730.6315 | 3343112.9446 | 6902879.8502 | 1731650.2717 | 20868362.5436
| EHV UG Cable (Gas) |  | 0 | 0 | C1 | 0 | 0 | 0 | 0 | 0 | 0 | 0 | 0 | 0 | 0 | 0 | 0 | 0 | 0 | 0 | 0 | 0 | 0 | 0 | 0 | 0 | 0 | 0 | 0 | 0 | 0 | 0 | 0 | 0 | 0 | 0 | 0 | 0 | 0 | 0 | 0 |  |  | C1 | 0.025 | 0.075 | 0.175 | 0.375 | 0.75 | C1 | 104076.7 | 104076.7 | 104076.7 | 104076.7 | 104076.7 | C1 | 2601.9175 | 7805.7525 | 18213.4225 | 39028.7625 | 78057.525 | C1 | 0 | 0 | 0 | 0 | 0 | 0 |  | 0 | 0 | 0 | 0 | 0 | 0 |  | 0 | 0 | 0 | 0 | 0 | 0 |  | 0 | 0 | 0 | 0 | 0 | 0 |  | 0 | 0 | 0 | 0 | 0 | 0 |  | 0 | 0 | 0 | 0 | 0 | 0
|  |  | 0 | 0 | C2 | 0 | 0 | 0 | 0 | 0 | 0 | 0 | 0 | 0 | 0 | 0 | 0 | 0 | 0 | 0 | 0 | 0 | 0 | 0 | 0 | 0 | 0 | 0 | 0 | 0 | 0 | 0 | 0 | 0 | 0 | 0 | 0 | 0 | 0 | 0 | 0 |  |  | C2 | 0.025 | 0.075 | 0.175 | 0.375 | 0.75 | C2 | 148681 | 148681 | 148681 | 148681 | 148681 | C2 | 3717.025 | 11151.075 | 26019.175 | 55755.375 | 111510.75 | C2 | 0 | 0 | 0 | 0 | 0 | 0 |  | 0 | 0 | 0 | 0 | 0 | 0 |  | 0 | 0 | 0 | 0 | 0 | 0 |  | 0 | 0 | 0 | 0 | 0 | 0 |  | 0 | 0 | 0 | 0 | 0 | 0 |  | 0 | 0 | 0 | 0 | 0 | 0
|  |  | 0 | 0 | C3 | 0 | 0 | 0 | 0 | 0 | 0 | 0 | 0 | 0 | 0 | 0 | 0 | 0 | 0 | 0 | 0 | 0 | 0 | 0 | 0 | 0 | 0 | 0 | 0 | 0 | 0 | 0 | 0 | 0 | 0 | 0 | 0 | 0 | 0 | 0 | 0 |  |  | C3 | 0.025 | 0.075 | 0.175 | 0.375 | 0.75 | C3 | 223021.5 | 223021.5 | 223021.5 | 223021.5 | 223021.5 | C3 | 5575.5375 | 16726.6125 | 39028.7625 | 83633.0625 | 167266.125 | C3 | 0 | 0 | 0 | 0 | 0 | 0 |  | 0 | 0 | 0 | 0 | 0 | 0 |  | 0 | 0 | 0 | 0 | 0 | 0 |  | 0 | 0 | 0 | 0 | 0 | 0 |  | 0 | 0 | 0 | 0 | 0 | 0 |  | 0 | 0 | 0 | 0 | 0 | 0
|  |  | 0 | 0 | C4 | 0 | 0 | 0 | 0 | 0 | 0 | 0 | 0 | 0 | 0 | 0 | 0 | 0 | 0 | 0 | 0 | 0 | 0 | 0 | 0 | 0 | 0 | 0 | 0 | 0 | 0 | 0 | 0 | 0 | 0 | 0 | 0 | 0 | 0 | 0 | 0 |  |  | C4 | 0.025 | 0.075 | 0.175 | 0.375 | 0.75 | C4 | 371702.5 | 371702.5 | 371702.5 | 371702.5 | 371702.5 | C4 | 9292.5625 | 27877.6875 | 65047.9375 | 139388.4375 | 278776.875 | C4 | 0 | 0 | 0 | 0 | 0 | 0 |  | 0 | 0 | 0 | 0 | 0 | 0 |  | 0 | 0 | 0 | 0 | 0 | 0 |  | 0 | 0 | 0 | 0 | 0 | 0 |  | 0 | 0 | 0 | 0 | 0 | 0 |  | 0 | 0 | 0 | 0 | 0 | 0
|  |  | 0 | 0 |  | 0 | 0 | 0 | 0 | 0 |  | 0 | 0 | 0 | 0 | 0 |  | 0 | 0 | 0 | 0 | 0 |  | 0 | 0 | 0 | 0 | 0 |  | 0 | 0 | 0 | 0 | 0 |  | 0 | 0 | 0 | 0 | 0 | [22 empty] | 0 | 0 | 0 | 0 | 0 | 0 |  | 0 | 0 | 0 | 0 | 0 | 0 |  | 0 | 0 | 0 | 0 | 0 | 0 |  | 0 | 0 | 0 | 0 | 0 | 0 |  | 0 | 0 | 0 | 0 | 0 | 0 |  | 0 | 0 | 0 | 0 | 0 | 0
| EHV UG Cable (Oil) |  | 36.034 | 36.034 | C1 | 11.2048 | 11.0147 | 4.5313 | 2.9449 | 6.3384 | 36.034 | 11.2048 | 11.0147 | 4.5313 | 2.9449 | 6.3384 | 36.034 | 0 | 0 | 0 | 0 | 0 | 0 | 9.0085 | 11.2606 | 5.8555 | 3.153 | 6.7564 | 36.034 | 0 | 0 | 0 | 0 | 0 | 0 | 6.7564 | 11.2606 | 7.2068 | 3.6034 | 7.2068 | 36.034 |  |  | C1 | 0.025 | 0.075 | 0.175 | 0.375 | 0.75 | C1 | 104083.7 | 104083.7 | 104083.7 | 104083.7 | 104083.7 | C1 | 2602.0925 | 7806.2775 | 18214.6475 | 39031.3875 | 78062.775 | C1 | 29155.8494 | 85983.7362 | 82535.573 | 114942.6817 | 494791.5008 | 807409.3411 |  | 29155.8494 | 85983.7362 | 82535.573 | 114942.6817 | 494791.5008 | 807409.3411 |  | 23440.9466 | 87903.5498 | 106656.307 | 123064.9697 | 527421.2985 | 868487.0716 |  | 23440.9466 | 87903.5498 | 106656.307 | 123064.9697 | 527421.2985 | 868487.0716 |  | 17580.71 | 87903.5498 | 131269.301 | 140645.6796 | 562582.7184 | 939981.9587 |  | 17580.71 | 87903.5498 | 131269.301 | 140645.6796 | 562582.7184 | 939981.9587
|  |  | 27.8754 | 27.8754 | C2 | 8.6678 | 8.5208 | 3.5053 | 2.2781 | 4.9033 | 27.8754 | 8.6678 | 8.5208 | 3.5053 | 2.2781 | 4.9033 | 27.8754 | 0 | 0 | 0 | 0 | 0 | 0 | 6.9688 | 8.711 | 4.5297 | 2.4391 | 5.2266 | 27.8754 | 0 | 0 | 0 | 0 | 0 | 0 | 5.2266 | 8.711 | 5.5751 | 2.7875 | 5.5751 | 27.8754 |  |  | C2 | 0.025 | 0.075 | 0.175 | 0.375 | 0.75 | C2 | 148691 | 148691 | 148691 | 148691 | 148691 | C2 | 3717.275 | 11151.825 | 26020.925 | 55759.125 | 111518.25 | C2 | 32220.75 | 95022.4578 | 91211.8192 | 127025.6051 | 546804.6236 | 892285.2557 |  | 32220.75 | 95022.4578 | 91211.8192 | 127025.6051 | 546804.6236 | 892285.2557 |  | 25905.0892 | 97144.0846 | 117868.156 | 136001.7185 | 582864.5078 | 959783.5562 |  | 25905.0892 | 97144.0846 | 117868.156 | 136001.7185 | 582864.5078 | 959783.5562 |  | 19428.8169 | 97144.0846 | 145068.4997 | 155430.5354 | 621722.1416 | 1038794.0783 |  | 19428.8169 | 97144.0846 | 145068.4997 | 155430.5354 | 621722.1416 | 1038794.0783
|  |  | 14.9575 | 14.9575 | C3 | 4.651 | 4.5721 | 1.8809 | 1.2224 | 2.631 | 14.9575 | 4.651 | 4.5721 | 1.8809 | 1.2224 | 2.631 | 14.9575 | 0 | 0 | 0 | 0 | 0 | 0 | 3.7394 | 4.6742 | 2.4306 | 1.3088 | 2.8045 | 14.9575 | 0 | 0 | 0 | 0 | 0 | 0 | 2.8045 | 4.6742 | 2.9915 | 1.4958 | 2.9915 | 14.9575 |  |  | C3 | 0.025 | 0.075 | 0.175 | 0.375 | 0.75 | C3 | 223036.5 | 223036.5 | 223036.5 | 223036.5 | 223036.5 | C3 | 5575.9125 | 16727.7375 | 39031.3875 | 83638.6875 | 167277.375 | C3 | 25933.7744 | 76481.4904 | 73414.3911 | 102240.1211 | 440111.0385 | 718180.8155 |  | 25933.7744 | 76481.4904 | 73414.3911 | 102240.1211 | 440111.0385 | 718180.8155 |  | 20850.4377 | 78189.1413 | 94869.4914 | 109464.7978 | 469134.8477 | 772508.7159 |  | 20850.4377 | 78189.1413 | 94869.4914 | 109464.7978 | 469134.8477 | 772508.7159 |  | 15637.8283 | 78189.1413 | 116762.451 | 125102.6261 | 500410.5042 | 836102.5508 |  | 15637.8283 | 78189.1413 | 116762.451 | 125102.6261 | 500410.5042 | 836102.5508
|  |  | 1.1331 | 1.1331 | C4 | 0.35235 | 0.34637 | 0.14249 | 0.092606 | 0.19932 | 1.1331 | 0.35235 | 0.34637 | 0.14249 | 0.092606 | 0.19932 | 1.1331 | 0 | 0 | 0 | 0 | 0 | 0 | 0.28329 | 0.35411 | 0.18414 | 0.09915 | 0.21246 | 1.1331 | 0 | 0 | 0 | 0 | 0 | 0 | 0.21246 | 0.35411 | 0.22663 | 0.11331 | 0.22663 | 1.1331 |  |  | C4 | 0.025 | 0.075 | 0.175 | 0.375 | 0.75 | C4 | 371727.5 | 371727.5 | 371727.5 | 371727.5 | 371727.5 | C4 | 9293.1875 | 27879.5625 | 65052.3125 | 139397.8125 | 278795.625 | C4 | 3274.4665 | 9656.7538 | 9269.4938 | 12909.1062 | 55569.5756 | 90679.3959 |  | 3274.4665 | 9656.7538 | 9269.4938 | 12909.1062 | 55569.5756 | 90679.3959 |  | 2632.631 | 9872.3663 | 11978.4711 | 13821.3129 | 59234.1979 | 97538.9793 |  | 2632.631 | 9872.3663 | 11978.4711 | 13821.3129 | 59234.1979 | 97538.9793 |  | 1974.4733 | 9872.3663 | 14742.7337 | 15795.7861 | 63183.1445 | 105568.5039 |  | 1974.4733 | 9872.3663 | 14742.7337 | 15795.7861 | 63183.1445 | 105568.5039
|  |  | 80 | 80 |  | 24.876 | 24.454 | 10.06 | 6.538 | 14.072 |  | 24.876 | 24.454 | 10.06 | 6.538 | 14.072 |  | 0 | 0 | 0 | 0 | 0 |  | 20 | 25 | 13 | 7 | 15 |  | 0 | 0 | 0 | 0 | 0 |  | 15 | 25 | 16 | 8 | 16 | [22 empty] | 90584.8402 | 267144.4383 | 256431.2771 | 357117.5141 | 1537276.7385 | 2508554.8082 |  | 90584.8402 | 267144.4383 | 256431.2771 | 357117.5141 | 1537276.7385 | 2508554.8082 |  | 72829.1045 | 273109.142 | 331372.4256 | 382352.7988 | 1638654.852 | 2698318.3229 |  | 72829.1045 | 273109.142 | 331372.4256 | 382352.7988 | 1638654.852 | 2698318.3229 |  | 54621.8284 | 273109.142 | 407842.9854 | 436974.6272 | 1747898.5088 | 2920447.0918 |  | 54621.8284 | 273109.142 | 407842.9854 | 436974.6272 | 1747898.5088 | 2920447.0918
| EHV UG Cable (Non Pressurised) |  | 0 | 0 | C1 | 0 | 0 | 0 | 0 | 0 | 0 | 0 | 0 | 0 | 0 | 0 | 0 | 0 | 0 | 0 | 0 | 0 | 0 | 0 | 0 | 0 | 0 | 0 | 0 | 0 | 0 | 0 | 0 | 0 | 0 | 0 | 0 | 0 | 0 | 0 | 0 |  |  | C1 | 0.025 | 0.075 | 0.175 | 0.375 | 0.75 | C1 | 0 | 0 | 0 | 0 | 0 | C1 | [5 empty] | C1 | [5 empty] | 0 | [6 empty] | 0 | [6 empty] | 0 | [6 empty] | 0 | [6 empty] | 0 | [6 empty] | 0
|  |  | 0 | 0 | C2 | 0 | 0 | 0 | 0 | 0 | 0 | 0 | 0 | 0 | 0 | 0 | 0 | 0 | 0 | 0 | 0 | 0 | 0 | 0 | 0 | 0 | 0 | 0 | 0 | 0 | 0 | 0 | 0 | 0 | 0 | 0 | 0 | 0 | 0 | 0 | 0 |  |  | C2 | 0.025 | 0.075 | 0.175 | 0.375 | 0.75 | C2 | 0 | 0 | 0 | 0 | 0 | C2 | [5 empty] | C2 | [5 empty] | 0 | [6 empty] | 0 | [6 empty] | 0 | [6 empty] | 0 | [6 empty] | 0 | [6 empty] | 0
|  |  | 0 | 0 | C3 | 0 | 0 | 0 | 0 | 0 | 0 | 0 | 0 | 0 | 0 | 0 | 0 | 0 | 0 | 0 | 0 | 0 | 0 | 0 | 0 | 0 | 0 | 0 | 0 | 0 | 0 | 0 | 0 | 0 | 0 | 0 | 0 | 0 | 0 | 0 | 0 |  |  | C3 | 0.025 | 0.075 | 0.175 | 0.375 | 0.75 | C3 | 0 | 0 | 0 | 0 | 0 | C3 | [5 empty] | C3 | [5 empty] | 0 | [6 empty] | 0 | [6 empty] | 0 | [6 empty] | 0 | [6 empty] | 0 | [6 empty] | 0
|  |  | 0 | 0 | C4 | 0 | 0 | 0 | 0 | 0 | 0 | 0 | 0 | 0 | 0 | 0 | 0 | 0 | 0 | 0 | 0 | 0 | 0 | 0 | 0 | 0 | 0 | 0 | 0 | 0 | 0 | 0 | 0 | 0 | 0 | 0 | 0 | 0 | 0 | 0 | 0 |  |  | C4 | 0.025 | 0.075 | 0.175 | 0.375 | 0.75 | C4 | 0 | 0 | 0 | 0 | 0 | C4 | [5 empty] | C4 | [5 empty] | 0 | [6 empty] | 0 | [6 empty] | 0 | [6 empty] | 0 | [6 empty] | 0 | [6 empty] | 0
|  |  | 0 | 0 |  | 0 | 0 | 0 | 0 | 0 |  | 0 | 0 | 0 | 0 | 0 |  | 0 | 0 | 0 | 0 | 0 |  | 0 | 0 | 0 | 0 | 0 |  | 0 | 0 | 0 | 0 | 0 |  | 0 | 0 | 0 | 0 | 0 | [22 empty] | 0 | 0 | 0 | 0 | 0 | 0 |  | 0 | 0 | 0 | 0 | 0 | 0 |  | 0 | 0 | 0 | 0 | 0 | 0 |  | 0 | 0 | 0 | 0 | 0 | 0 |  | 0 | 0 | 0 | 0 | 0 | 0 |  | 0 | 0 | 0 | 0 | 0 | 0
| EHV OHL Support - Towers |  | 0 | 0 | C1 | 0 | 0 | 0 | 0 | 0 | 0 | 0 | 0 | 0 | 0 | 0 | 0 | 0 | 0 | 0 | 0 | 0 | 0 | 0 | 0 | 0 | 0 | 0 | 0 | 0 | 0 | 0 | 0 | 0 | 0 | 0 | 0 | 0 | 0 | 0 | 0 |  |  | C1 | 0.025 | 0.075 | 0.175 | 0.375 | 0.75 | C1 | 0 | 0 | 0 | 0 | 0 | C1 | [5 empty] | C1 | [5 empty] | 0 | [6 empty] | 0 | [6 empty] | 0 | [6 empty] | 0 | [6 empty] | 0 | [6 empty] | 0
|  |  | 0 | 0 | C2 | 0 | 0 | 0 | 0 | 0 | 0 | 0 | 0 | 0 | 0 | 0 | 0 | 0 | 0 | 0 | 0 | 0 | 0 | 0 | 0 | 0 | 0 | 0 | 0 | 0 | 0 | 0 | 0 | 0 | 0 | 0 | 0 | 0 | 0 | 0 | 0 |  |  | C2 | 0.025 | 0.075 | 0.175 | 0.375 | 0.75 | C2 | 0 | 0 | 0 | 0 | 0 | C2 | [5 empty] | C2 | [5 empty] | 0 | [6 empty] | 0 | [6 empty] | 0 | [6 empty] | 0 | [6 empty] | 0 | [6 empty] | 0
|  |  | 0 | 0 | C3 | 0 | 0 | 0 | 0 | 0 | 0 | 0 | 0 | 0 | 0 | 0 | 0 | 0 | 0 | 0 | 0 | 0 | 0 | 0 | 0 | 0 | 0 | 0 | 0 | 0 | 0 | 0 | 0 | 0 | 0 | 0 | 0 | 0 | 0 | 0 | 0 |  |  | C3 | 0.025 | 0.075 | 0.175 | 0.375 | 0.75 | C3 | 0 | 0 | 0 | 0 | 0 | C3 | [5 empty] | C3 | [5 empty] | 0 | [6 empty] | 0 | [6 empty] | 0 | [6 empty] | 0 | [6 empty] | 0 | [6 empty] | 0
|  |  | 0 | 0 | C4 | 0 | 0 | 0 | 0 | 0 | 0 | 0 | 0 | 0 | 0 | 0 | 0 | 0 | 0 | 0 | 0 | 0 | 0 | 0 | 0 | 0 | 0 | 0 | 0 | 0 | 0 | 0 | 0 | 0 | 0 | 0 | 0 | 0 | 0 | 0 | 0 |  |  | C4 | 0.025 | 0.075 | 0.175 | 0.375 | 0.75 | C4 | 0 | 0 | 0 | 0 | 0 | C4 | [5 empty] | C4 | [5 empty] | 0 | [6 empty] | 0 | [6 empty] | 0 | [6 empty] | 0 | [6 empty] | 0 | [6 empty] | 0
|  |  | 0 | 0 |  | 0 | 0 | 0 | 0 | 0 |  | 0 | 0 | 0 | 0 | 0 |  | 0 | 0 | 0 | 0 | 0 |  | 0 | 0 | 0 | 0 | 0 |  | 0 | 0 | 0 | 0 | 0 |  | 0 | 0 | 0 | 0 | 0 | [22 empty] | 0 | 0 | 0 | 0 | 0 | 0 |  | 0 | 0 | 0 | 0 | 0 | 0 |  | 0 | 0 | 0 | 0 | 0 | 0 |  | 0 | 0 | 0 | 0 | 0 | 0 |  | 0 | 0 | 0 | 0 | 0 | 0 |  | 0 | 0 | 0 | 0 | 0 | 0
| EHV OHL Support - Poles |  | 14 | 14 | C1 | 4 | 2 | 6 | 2 | 0 | 14 | 4 | 2 | 6 | 2 | 0 | 14 | 0 | 0 | 0 | 0 | 0 | 0 | 4 | 1 | 6 | 2 | 1 | 14 | 0 | 1 | 0 | -1 | 0 | 0 | 3 | 3 | 5 | 2 | 1 | 14 |  |  | C1 | 0.025 | 0.075 | 0.175 | 0.375 | 0.75 | C1 | 43550.5503 | 43550.5503 | 43550.5503 | 43550.5503 | 43550.5503 | C1 | 1088.7638 | 3266.2913 | 7621.3463 | 16331.4564 | 32662.9127 | C1 | 4355.055 | 6532.5825 | 45728.0778 | 32662.9127 | 0 | 89278.6282 |  | 4355.055 | 6532.5825 | 45728.0778 | 32662.9127 | 0 | 89278.6282 |  | 4355.055 | 3266.2913 | 45728.0778 | 32662.9127 | 32662.9127 | 118675.2496 |  | 4355.055 | 3266.2913 | 45728.0778 | 32662.9127 | 32662.9127 | 118675.2496 |  | 3266.2913 | 9798.8738 | 38106.7315 | 32662.9127 | 32662.9127 | 116497.7221 |  | 3266.2913 | 13065.1651 | 38106.7315 | 16331.4564 | 32662.9127 | 103432.557
|  |  | 43022 | 43022 | C2 | 11793 | 6186 | 17411 | 6257 | 1375 | 43022 | 11062 | 6243 | 17467 | 6598 | 1489 | 42859 | 0 | 1306 | 0 | -1306 | 0 | 0 | 10220 | 6934 | 15914 | 7744 | 2210 | 43022 | 0 | 2611 | 0 | -2611 | 0 | 0 | 8648 | 7681 | 14417 | 9232 | 3044 | 43022 |  |  | C2 | 0.025 | 0.075 | 0.175 | 0.375 | 0.75 | C2 | 62215.0719 | 62215.0719 | 62215.0719 | 62215.0719 | 62215.0719 | C2 | 1555.3768 | 4666.1304 | 10887.6376 | 23330.652 | 46661.3039 | C2 | 17205578.1293 | 29130652.0325 | 190174365.6018 | 153935641.6067 | 69478681.5254 | 459924918.8958 |  | 18342558.5679 | 28864682.6002 | 189564657.8974 | 145979889.2897 | 64159292.8794 | 446911081.2346 |  | 15895950.8661 | 32354948.1328 | 173265864.4408 | 180672568.7485 | 103121481.6462 | 505310813.8345 |  | 15895950.8661 | 38448914.4238 | 173265864.4408 | 150202737.2938 | 103121481.6462 | 480934948.6707 |  | 13450898.5411 | 35840547.5351 | 156967070.9842 | 215388578.8593 | 142037009.1091 | 563684105.0288 |  | 13450898.5411 | 48023813.9866 | 156967070.9842 | 154472246.6017 | 142037009.1091 | 514951039.2228
|  |  | 4683 | 4683 | C3 | 1283 | 674 | 1895 | 681 | 150 | 4683 | 1204 | 680 | 1901 | 718 | 162 | 4665 | 0 | 142 | 0 | -142 | 0 | 0 | 1112 | 756 | 1732 | 843 | 240 | 4683 | 0 | 284 | 0 | -284 | 0 | 0 | 941 | 836 | 1569 | 1005 | 332 | 4683 |  |  | C3 | 0.025 | 0.075 | 0.175 | 0.375 | 0.75 | C3 | 93322.6078 | 93322.6078 | 93322.6078 | 93322.6078 | 93322.6078 | C3 | 2333.0652 | 6999.1956 | 16331.4564 | 34995.9779 | 69991.9559 | C3 | 2809010.4955 | 4759452.9991 | 31046098.5581 | 25127112.1568 | 11338696.8507 | 75080371.0601 |  | 2993322.646 | 4717457.8255 | 30948109.8198 | 23832260.9732 | 10498793.3803 | 72989944.6448 |  | 2594368.4975 | 5291391.8637 | 28286082.4316 | 29501609.3986 | 16798069.4084 | 82471521.5998 |  | 2594368.4975 | 6285277.637 | 28286082.4316 | 24532180.5319 | 16798069.4084 | 78495978.5065 |  | 2195414.3491 | 5851327.5106 | 25624055.0434 | 35170957.8239 | 23237329.3483 | 92079084.0754 |  | 2195414.3491 | 7839099.0573 | 25624055.0434 | 25232100.0906 | 23237329.3483 | 84127997.8887
|  |  | 656 | 656 | C4 | 180 | 94 | 265 | 95 | 22 | 656 | 169 | 95 | 266 | 100 | 24 | 654 | 0 | 20 | 0 | -20 | 0 | 0 | 156 | 106 | 242 | 118 | 34 | 656 | 0 | 40 | 0 | -40 | 0 | 0 | 132 | 117 | 220 | 141 | 46 | 656 |  |  | C4 | 0.025 | 0.075 | 0.175 | 0.375 | 0.75 | C4 | 155537.6797 | 155537.6797 | 155537.6797 | 155537.6797 | 155537.6797 | C4 | 3888.442 | 11665.326 | 27219.0939 | 58326.6299 | 116653.2598 | C4 | 657146.6968 | 1108205.9679 | 7240278.9904 | 5832662.989 | 2799678.2347 | 17637972.8789 |  | 699919.5587 | 1096540.6419 | 7213059.8964 | 5541029.8396 | 2566371.7152 | 17116921.6518 |  | 606596.9509 | 1236524.5537 | 6587020.7356 | 6882542.3271 | 3966210.8325 | 19278895.3998 |  | 606596.9509 | 1469831.0732 | 6587020.7356 | 5716009.7293 | 3966210.8325 | 18345669.3215 |  | 513274.343 | 1364843.1394 | 5988200.6687 | 8224054.8145 | 5366049.9499 | 21456422.9157 |  | 513274.343 | 1831456.1786 | 5988200.6687 | 5890989.6189 | 5366049.9499 | 19589970.7592
|  |  | 48375 | 48375 |  | 13260 | 6956 | 19577 | 7035 | 1547 |  | 12439 | 7020 | 19640 | 7418 | 1675 |  | 0 | 1468 | 0 | -1468 | 0 |  | 11492 | 7797 | 17894 | 8707 | 2485 |  | 0 | 2936 | 0 | -2936 | 0 |  | 9724 | 8637 | 16211 | 10380 | 3423 | [22 empty] | 20676090.3766 | 35004843.582 | 228506471.2281 | 184928079.6653 | 83617056.6109 | 552732541.4629 |  | 22040155.8276 | 34685213.6502 | 227771555.6915 | 175385843.0152 | 77224457.9749 | 537107226.1594 |  | 19101271.3695 | 38886130.8414 | 208184695.6859 | 217089383.3869 | 123918424.7999 | 607179906.0837 |  | 19101271.3695 | 46207289.4253 | 208184695.6859 | 180483590.4677 | 123918424.7999 | 577895271.7483 |  | 16162853.5245 | 43066517.0589 | 188617433.428 | 258816254.4105 | 170673051.3201 | 677336109.7419 |  | 16162853.5245 | 57707434.3875 | 188617433.428 | 185611667.7676 | 170673051.3201 | 618772440.4277
| EHV OHL Fittings and Conductors (Tower Lines) |  | 0 | 0 | C1 | 0 | 0 | 0 | 0 | 0 | 0 | 0 | 0 | 0 | 0 | 0 | 0 | 0 | 0 | 0 | 0 | 0 | 0 | 0 | 0 | 0 | 0 | 0 | 0 | 0 | 0 | 0 | 0 | 0 | 0 | 0 | 0 | 0 | 0 | 0 | 0 |  |  | C1 | 0.025 | 0.075 | 0.175 | 0.375 | 0.75 | C1 | 65671.0824 | 65671.0824 | 65671.0824 | 65671.0824 | 65671.0824 | C1 | 1641.7771 | 4925.3312 | 11492.4394 | 24626.6559 | 49253.3118 | C1 | 0 | 0 | 0 | 0 | 0 | 0 |  | 0 | 0 | 0 | 0 | 0 | 0 |  | 0 | 0 | 0 | 0 | 0 | 0 |  | 0 | 0 | 0 | 0 | 0 | 0 |  | 0 | 0 | 0 | 0 | 0 | 0 |  | 0 | 0 | 0 | 0 | 0 | 0
|  |  | 0 | 0 | C2 | 0 | 0 | 0 | 0 | 0 | 0 | 0 | 0 | 0 | 0 | 0 | 0 | 0 | 0 | 0 | 0 | 0 | 0 | 0 | 0 | 0 | 0 | 0 | 0 | 0 | 0 | 0 | 0 | 0 | 0 | 0 | 0 | 0 | 0 | 0 | 0 |  |  | C2 | 0.025 | 0.075 | 0.175 | 0.375 | 0.75 | C2 | 93815.8321 | 93815.8321 | 93815.8321 | 93815.8321 | 93815.8321 | C2 | 2345.3958 | 7036.1874 | 16417.7706 | 35180.937 | 70361.874 | C2 | 0 | 0 | 0 | 0 | 0 | 0 |  | 0 | 0 | 0 | 0 | 0 | 0 |  | 0 | 0 | 0 | 0 | 0 | 0 |  | 0 | 0 | 0 | 0 | 0 | 0 |  | 0 | 0 | 0 | 0 | 0 | 0 |  | 0 | 0 | 0 | 0 | 0 | 0
|  |  | 0 | 0 | C3 | 0 | 0 | 0 | 0 | 0 | 0 | 0 | 0 | 0 | 0 | 0 | 0 | 0 | 0 | 0 | 0 | 0 | 0 | 0 | 0 | 0 | 0 | 0 | 0 | 0 | 0 | 0 | 0 | 0 | 0 | 0 | 0 | 0 | 0 | 0 | 0 |  |  | C3 | 0.025 | 0.075 | 0.175 | 0.375 | 0.75 | C3 | 140723.7481 | 140723.7481 | 140723.7481 | 140723.7481 | 140723.7481 | C3 | 3518.0937 | 10554.2811 | 24626.6559 | 52771.4055 | 105542.8111 | C3 | 0 | 0 | 0 | 0 | 0 | 0 |  | 0 | 0 | 0 | 0 | 0 | 0 |  | 0 | 0 | 0 | 0 | 0 | 0 |  | 0 | 0 | 0 | 0 | 0 | 0 |  | 0 | 0 | 0 | 0 | 0 | 0 |  | 0 | 0 | 0 | 0 | 0 | 0
|  |  | 0 | 0 | C4 | 0 | 0 | 0 | 0 | 0 | 0 | 0 | 0 | 0 | 0 | 0 | 0 | 0 | 0 | 0 | 0 | 0 | 0 | 0 | 0 | 0 | 0 | 0 | 0 | 0 | 0 | 0 | 0 | 0 | 0 | 0 | 0 | 0 | 0 | 0 | 0 |  |  | C4 | 0.025 | 0.075 | 0.175 | 0.375 | 0.75 | C4 | 234539.5801 | 234539.5801 | 234539.5801 | 234539.5801 | 234539.5801 | C4 | 5863.4895 | 17590.4685 | 41044.4265 | 87952.3426 | 175904.6851 | C4 | 0 | 0 | 0 | 0 | 0 | 0 |  | 0 | 0 | 0 | 0 | 0 | 0 |  | 0 | 0 | 0 | 0 | 0 | 0 |  | 0 | 0 | 0 | 0 | 0 | 0 |  | 0 | 0 | 0 | 0 | 0 | 0 |  | 0 | 0 | 0 | 0 | 0 | 0
|  |  | 0 | 0 |  | 0 | 0 | 0 | 0 | 0 |  | 0 | 0 | 0 | 0 | 0 |  | 0 | 0 | 0 | 0 | 0 |  | 0 | 0 | 0 | 0 | 0 |  | 0 | 0 | 0 | 0 | 0 |  | 0 | 0 | 0 | 0 | 0 | [22 empty] | 0 | 0 | 0 | 0 | 0 | 0 |  | 0 | 0 | 0 | 0 | 0 | 0 |  | 0 | 0 | 0 | 0 | 0 | 0 |  | 0 | 0 | 0 | 0 | 0 | 0 |  | 0 | 0 | 0 | 0 | 0 | 0 |  | 0 | 0 | 0 | 0 | 0 | 0
| [Please insert new asset category as required] |  | 0 | 0 | C1 | 0 | 0 | 0 | 0 | 0 | 0 | 0 | 0 | 0 | 0 | 0 | 0 | 0 | 0 | 0 | 0 | 0 | 0 | 0 | 0 | 0 | 0 | 0 | 0 | 0 | 0 | 0 | 0 | 0 | 0 | 0 | 0 | 0 | 0 | 0 | 0 |  |  | C1 | 0 | 0 | 0 | 0 | 0 | C1 | 0 | 0 | 0 | 0 | 0 | C1 | [5 empty] | C1 | [5 empty] | 0 | [6 empty] | 0 | [6 empty] | 0 | [6 empty] | 0 | [6 empty] | 0 | [6 empty] | 0
|  |  | 0 | 0 | C2 | 0 | 0 | 0 | 0 | 0 | 0 | 0 | 0 | 0 | 0 | 0 | 0 | 0 | 0 | 0 | 0 | 0 | 0 | 0 | 0 | 0 | 0 | 0 | 0 | 0 | 0 | 0 | 0 | 0 | 0 | 0 | 0 | 0 | 0 | 0 | 0 |  |  | C2 | 0 | 0 | 0 | 0 | 0 | C2 | 0 | 0 | 0 | 0 | 0 | C2 | [5 empty] | C2 | [5 empty] | 0 | [6 empty] | 0 | [6 empty] | 0 | [6 empty] | 0 | [6 empty] | 0 | [6 empty] | 0
|  |  | 0 | 0 | C3 | 0 | 0 | 0 | 0 | 0 | 0 | 0 | 0 | 0 | 0 | 0 | 0 | 0 | 0 | 0 | 0 | 0 | 0 | 0 | 0 | 0 | 0 | 0 | 0 | 0 | 0 | 0 | 0 | 0 | 0 | 0 | 0 | 0 | 0 | 0 | 0 |  |  | C3 | 0 | 0 | 0 | 0 | 0 | C3 | 0 | 0 | 0 | 0 | 0 | C3 | [5 empty] | C3 | [5 empty] | 0 | [6 empty] | 0 | [6 empty] | 0 | [6 empty] | 0 | [6 empty] | 0 | [6 empty] | 0
|  |  | 0 | 0 | C4 | 0 | 0 | 0 | 0 | 0 | 0 | 0 | 0 | 0 | 0 | 0 | 0 | 0 | 0 | 0 | 0 | 0 | 0 | 0 | 0 | 0 | 0 | 0 | 0 | 0 | 0 | 0 | 0 | 0 | 0 | 0 | 0 | 0 | 0 | 0 | 0 |  |  | C4 | 0 | 0 | 0 | 0 | 0 | C4 | 0 | 0 | 0 | 0 | 0 | C4 | [5 empty] | C4 | [5 empty] | 0 | [6 empty] | 0 | [6 empty] | 0 | [6 empty] | 0 | [6 empty] | 0 | [6 empty] | 0
|  |  | 0 | 0 |  | 0 | 0 | 0 | 0 | 0 |  | 0 | 0 | 0 | 0 | 0 |  | 0 | 0 | 0 | 0 | 0 |  | 0 | 0 | 0 | 0 | 0 |  | 0 | 0 | 0 | 0 | 0 |  | 0 | 0 | 0 | 0 | 0 | [22 empty] | 0 | 0 | 0 | 0 | 0 | 0 |  | 0 | 0 | 0 | 0 | 0 | 0 |  | 0 | 0 | 0 | 0 | 0 | 0 |  | 0 | 0 | 0 | 0 | 0 | 0 |  | 0 | 0 | 0 | 0 | 0 | 0 |  | 0 | 0 | 0 | 0 | 0 | 0
| [Please insert new asset category as required] |  | 0 | 0 | C1 | 0 | 0 | 0 | 0 | 0 | 0 | 0 | 0 | 0 | 0 | 0 | 0 | 0 | 0 | 0 | 0 | 0 | 0 | 0 | 0 | 0 | 0 | 0 | 0 | 0 | 0 | 0 | 0 | 0 | 0 | 0 | 0 | 0 | 0 | 0 | 0 |  |  | C1 | 0 | 0 | 0 | 0 | 0 | C1 | 0 | 0 | 0 | 0 | 0 | C1 | [5 empty] | C1 | [5 empty] | 0 | [6 empty] | 0 | [6 empty] | 0 | [6 empty] | 0 | [6 empty] | 0 | [6 empty] | 0
|  |  | 0 | 0 | C2 | 0 | 0 | 0 | 0 | 0 | 0 | 0 | 0 | 0 | 0 | 0 | 0 | 0 | 0 | 0 | 0 | 0 | 0 | 0 | 0 | 0 | 0 | 0 | 0 | 0 | 0 | 0 | 0 | 0 | 0 | 0 | 0 | 0 | 0 | 0 | 0 |  |  | C2 | 0 | 0 | 0 | 0 | 0 | C2 | 0 | 0 | 0 | 0 | 0 | C2 | [5 empty] | C2 | [5 empty] | 0 | [6 empty] | 0 | [6 empty] | 0 | [6 empty] | 0 | [6 empty] | 0 | [6 empty] | 0
|  |  | 0 | 0 | C3 | 0 | 0 | 0 | 0 | 0 | 0 | 0 | 0 | 0 | 0 | 0 | 0 | 0 | 0 | 0 | 0 | 0 | 0 | 0 | 0 | 0 | 0 | 0 | 0 | 0 | 0 | 0 | 0 | 0 | 0 | 0 | 0 | 0 | 0 | 0 | 0 |  |  | C3 | 0 | 0 | 0 | 0 | 0 | C3 | 0 | 0 | 0 | 0 | 0 | C3 | [5 empty] | C3 | [5 empty] | 0 | [6 empty] | 0 | [6 empty] | 0 | [6 empty] | 0 | [6 empty] | 0 | [6 empty] | 0
|  |  | 0 | 0 | C4 | 0 | 0 | 0 | 0 | 0 | 0 | 0 | 0 | 0 | 0 | 0 | 0 | 0 | 0 | 0 | 0 | 0 | 0 | 0 | 0 | 0 | 0 | 0 | 0 | 0 | 0 | 0 | 0 | 0 | 0 | 0 | 0 | 0 | 0 | 0 | 0 |  |  | C4 | 0 | 0 | 0 | 0 | 0 | C4 | 0 | 0 | 0 | 0 | 0 | C4 | [5 empty] | C4 | [5 empty] | 0 | [6 empty] | 0 | [6 empty] | 0 | [6 empty] | 0 | [6 empty] | 0 | [6 empty] | 0
|  |  | 0 | 0 |  | 0 | 0 | 0 | 0 | 0 |  | 0 | 0 | 0 | 0 | 0 |  | 0 | 0 | 0 | 0 | 0 |  | 0 | 0 | 0 | 0 | 0 |  | 0 | 0 | 0 | 0 | 0 |  | 0 | 0 | 0 | 0 | 0 | [22 empty] | 0 | 0 | 0 | 0 | 0 | 0 |  | 0 | 0 | 0 | 0 | 0 | 0 |  | 0 | 0 | 0 | 0 | 0 | 0 |  | 0 | 0 | 0 | 0 | 0 | 0 |  | 0 | 0 | 0 | 0 | 0 | 0 |  | 0 | 0 | 0 | 0 | 0 | 0
| [Please insert new asset category as required] |  | 0 | 0 | C1 | 0 | 0 | 0 | 0 | 0 | 0 | 0 | 0 | 0 | 0 | 0 | 0 | 0 | 0 | 0 | 0 | 0 | 0 | 0 | 0 | 0 | 0 | 0 | 0 | 0 | 0 | 0 | 0 | 0 | 0 | 0 | 0 | 0 | 0 | 0 | 0 |  |  | C1 | 0 | 0 | 0 | 0 | 0 | C1 | 0 | 0 | 0 | 0 | 0 | C1 | [5 empty] | C1 | [5 empty] | 0 | [6 empty] | 0 | [6 empty] | 0 | [6 empty] | 0 | [6 empty] | 0 | [6 empty] | 0
|  |  | 0 | 0 | C2 | 0 | 0 | 0 | 0 | 0 | 0 | 0 | 0 | 0 | 0 | 0 | 0 | 0 | 0 | 0 | 0 | 0 | 0 | 0 | 0 | 0 | 0 | 0 | 0 | 0 | 0 | 0 | 0 | 0 | 0 | 0 | 0 | 0 | 0 | 0 | 0 |  |  | C2 | 0 | 0 | 0 | 0 | 0 | C2 | 0 | 0 | 0 | 0 | 0 | C2 | [5 empty] | C2 | [5 empty] | 0 | [6 empty] | 0 | [6 empty] | 0 | [6 empty] | 0 | [6 empty] | 0 | [6 empty] | 0
|  |  | 0 | 0 | C3 | 0 | 0 | 0 | 0 | 0 | 0 | 0 | 0 | 0 | 0 | 0 | 0 | 0 | 0 | 0 | 0 | 0 | 0 | 0 | 0 | 0 | 0 | 0 | 0 | 0 | 0 | 0 | 0 | 0 | 0 | 0 | 0 | 0 | 0 | 0 | 0 |  |  | C3 | 0 | 0 | 0 | 0 | 0 | C3 | 0 | 0 | 0 | 0 | 0 | C3 | [5 empty] | C3 | [5 empty] | 0 | [6 empty] | 0 | [6 empty] | 0 | [6 empty] | 0 | [6 empty] | 0 | [6 empty] | 0
|  |  | 0 | 0 | C4 | 0 | 0 | 0 | 0 | 0 | 0 | 0 | 0 | 0 | 0 | 0 | 0 | 0 | 0 | 0 | 0 | 0 | 0 | 0 | 0 | 0 | 0 | 0 | 0 | 0 | 0 | 0 | 0 | 0 | 0 | 0 | 0 | 0 | 0 | 0 | 0 |  |  | C4 | 0 | 0 | 0 | 0 | 0 | C4 | 0 | 0 | 0 | 0 | 0 | C4 | [5 empty] | C4 | [5 empty] | 0 | [6 empty] | 0 | [6 empty] | 0 | [6 empty] | 0 | [6 empty] | 0 | [6 empty] | 0
|  |  | 0 | 0 |  | 0 | 0 | 0 | 0 | 0 |  | 0 | 0 | 0 | 0 | 0 |  | 0 | 0 | 0 | 0 | 0 |  | 0 | 0 | 0 | 0 | 0 |  | 0 | 0 | 0 | 0 | 0 |  | 0 | 0 | 0 | 0 | 0 | [22 empty] | 0 | 0 | 0 | 0 | 0 | 0 |  | 0 | 0 | 0 | 0 | 0 | 0 |  | 0 | 0 | 0 | 0 | 0 | 0 |  | 0 | 0 | 0 | 0 | 0 | 0 |  | 0 | 0 | 0 | 0 | 0 | 0 |  | 0 | 0 | 0 | 0 | 0 | 0
| [Please insert new asset category as required] |  | 0 | 0 | C1 | 0 | 0 | 0 | 0 | 0 | 0 | 0 | 0 | 0 | 0 | 0 | 0 | 0 | 0 | 0 | 0 | 0 | 0 | 0 | 0 | 0 | 0 | 0 | 0 | 0 | 0 | 0 | 0 | 0 | 0 | 0 | 0 | 0 | 0 | 0 | 0 |  |  | C1 | 0 | 0 | 0 | 0 | 0 | C1 | 0 | 0 | 0 | 0 | 0 | C1 | [5 empty] | C1 | [5 empty] | 0 | [6 empty] | 0 | [6 empty] | 0 | [6 empty] | 0 | [6 empty] | 0 | [6 empty] | 0
|  |  | 0 | 0 | C2 | 0 | 0 | 0 | 0 | 0 | 0 | 0 | 0 | 0 | 0 | 0 | 0 | 0 | 0 | 0 | 0 | 0 | 0 | 0 | 0 | 0 | 0 | 0 | 0 | 0 | 0 | 0 | 0 | 0 | 0 | 0 | 0 | 0 | 0 | 0 | 0 |  |  | C2 | 0 | 0 | 0 | 0 | 0 | C2 | 0 | 0 | 0 | 0 | 0 | C2 | [5 empty] | C2 | [5 empty] | 0 | [6 empty] | 0 | [6 empty] | 0 | [6 empty] | 0 | [6 empty] | 0 | [6 empty] | 0
|  |  | 0 | 0 | C3 | 0 | 0 | 0 | 0 | 0 | 0 | 0 | 0 | 0 | 0 | 0 | 0 | 0 | 0 | 0 | 0 | 0 | 0 | 0 | 0 | 0 | 0 | 0 | 0 | 0 | 0 | 0 | 0 | 0 | 0 | 0 | 0 | 0 | 0 | 0 | 0 |  |  | C3 | 0 | 0 | 0 | 0 | 0 | C3 | 0 | 0 | 0 | 0 | 0 | C3 | [5 empty] | C3 | [5 empty] | 0 | [6 empty] | 0 | [6 empty] | 0 | [6 empty] | 0 | [6 empty] | 0 | [6 empty] | 0
|  |  | 0 | 0 | C4 | 0 | 0 | 0 | 0 | 0 | 0 | 0 | 0 | 0 | 0 | 0 | 0 | 0 | 0 | 0 | 0 | 0 | 0 | 0 | 0 | 0 | 0 | 0 | 0 | 0 | 0 | 0 | 0 | 0 | 0 | 0 | 0 | 0 | 0 | 0 | 0 |  |  | C4 | 0 | 0 | 0 | 0 | 0 | C4 | 0 | 0 | 0 | 0 | 0 | C4 | [5 empty] | C4 | [5 empty] | 0 | [6 empty] | 0 | [6 empty] | 0 | [6 empty] | 0 | [6 empty] | 0 | [6 empty] | 0
|  |  | 0 | 0 |  | 0 | 0 | 0 | 0 | 0 |  | 0 | 0 | 0 | 0 | 0 |  | 0 | 0 | 0 | 0 | 0 |  | 0 | 0 | 0 | 0 | 0 |  | 0 | 0 | 0 | 0 | 0 |  | 0 | 0 | 0 | 0 | 0 | [22 empty] | 0 | 0 | 0 | 0 | 0 | 0 |  | 0 | 0 | 0 | 0 | 0 | 0 |  | 0 | 0 | 0 | 0 | 0 | 0 |  | 0 | 0 | 0 | 0 | 0 | 0 |  | 0 | 0 | 0 | 0 | 0 | 0 |  | 0 | 0 | 0 | 0 | 0 | 0
| [Please insert new asset category as required] |  | 0 | 0 | C1 | 0 | 0 | 0 | 0 | 0 | 0 | 0 | 0 | 0 | 0 | 0 | 0 | 0 | 0 | 0 | 0 | 0 | 0 | 0 | 0 | 0 | 0 | 0 | 0 | 0 | 0 | 0 | 0 | 0 | 0 | 0 | 0 | 0 | 0 | 0 | 0 |  |  | C1 | 0 | 0 | 0 | 0 | 0 | C1 | 0 | 0 | 0 | 0 | 0 | C1 | [5 empty] | C1 | [5 empty] | 0 | [6 empty] | 0 | [6 empty] | 0 | [6 empty] | 0 | [6 empty] | 0 | [6 empty] | 0
|  |  | 0 | 0 | C2 | 0 | 0 | 0 | 0 | 0 | 0 | 0 | 0 | 0 | 0 | 0 | 0 | 0 | 0 | 0 | 0 | 0 | 0 | 0 | 0 | 0 | 0 | 0 | 0 | 0 | 0 | 0 | 0 | 0 | 0 | 0 | 0 | 0 | 0 | 0 | 0 |  |  | C2 | 0 | 0 | 0 | 0 | 0 | C2 | 0 | 0 | 0 | 0 | 0 | C2 | [5 empty] | C2 | [5 empty] | 0 | [6 empty] | 0 | [6 empty] | 0 | [6 empty] | 0 | [6 empty] | 0 | [6 empty] | 0
|  |  | 0 | 0 | C3 | 0 | 0 | 0 | 0 | 0 | 0 | 0 | 0 | 0 | 0 | 0 | 0 | 0 | 0 | 0 | 0 | 0 | 0 | 0 | 0 | 0 | 0 | 0 | 0 | 0 | 0 | 0 | 0 | 0 | 0 | 0 | 0 | 0 | 0 | 0 | 0 |  |  | C3 | 0 | 0 | 0 | 0 | 0 | C3 | 0 | 0 | 0 | 0 | 0 | C3 | [5 empty] | C3 | [5 empty] | 0 | [6 empty] | 0 | [6 empty] | 0 | [6 empty] | 0 | [6 empty] | 0 | [6 empty] | 0
|  |  | 0 | 0 | C4 | 0 | 0 | 0 | 0 | 0 | 0 | 0 | 0 | 0 | 0 | 0 | 0 | 0 | 0 | 0 | 0 | 0 | 0 | 0 | 0 | 0 | 0 | 0 | 0 | 0 | 0 | 0 | 0 | 0 | 0 | 0 | 0 | 0 | 0 | 0 | 0 |  |  | C4 | 0 | 0 | 0 | 0 | 0 | C4 | 0 | 0 | 0 | 0 | 0 | C4 | [5 empty] | C4 | [5 empty] | 0 | [6 empty] | 0 | [6 empty] | 0 | [6 empty] | 0 | [6 empty] | 0 | [6 empty] | 0
|  |  | 0 | 0 |  | 0 | 0 | 0 | 0 | 0 |  | 0 | 0 | 0 | 0 | 0 |  | 0 | 0 | 0 | 0 | 0 |  | 0 | 0 | 0 | 0 | 0 |  | 0 | 0 | 0 | 0 | 0 |  | 0 | 0 | 0 | 0 | 0 | [22 empty] | 0 | 0 | 0 | 0 | 0 | 0 |  | 0 | 0 | 0 | 0 | 0 | 0 |  | 0 | 0 | 0 | 0 | 0 | 0 |  | 0 | 0 | 0 | 0 | 0 | 0 |  | 0 | 0 | 0 | 0 | 0 | 0 |  | 0 | 0 | 0 | 0 | 0 | 0
[63 empty] | 22284071.5941 | 41780159.5523 | 240329662.3533 | 191856628.0971 | 91719323.0749 | 587969844.6716 |  | 24004371.8409 | 41364950.7037 | 239454753.6723 | 179551959.6489 | 84327905.0471 | 568703940.9129 |  | 20794212.1215 | 45482883.8674 | 220471489.2722 | 223923334.6601 | 132067462.398 | 642739382.3193 |  | 20794212.1215 | 54346616.8005 | 216893664.236 | 187271437.9293 | 132067462.398 | 611373393.4854 |  | 17574111.3376 | 49536895.3464 | 201458305.5013 | 268710260.0539 | 180041593.6435 | 717321165.8826 |  | 17574111.3376 | 67215345.4077 | 194395112.9186 | 195453422.4245 | 180041593.6435 | 654679585.7319
| 132kV Network | [66 empty] | 0 | [6 empty] | 0 | [6 empty] | 0 | [6 empty] | 0 | [6 empty] | 0 | [6 empty] | 0
| 132kV CBs |  | 0 | 0 | C1 | 0 | 0 | 0 | 0 | 0 | 0 | 0 | 0 | 0 | 0 | 0 | 0 | 0 | 0 | 0 | 0 | 0 | 0 | 0 | 0 | 0 | 0 | 0 | 0 | 0 | 0 | 0 | 0 | 0 | 0 | 0 | 0 | 0 | 0 | 0 | 0 |  |  | C1 | 0 | 0 | 0 | 0 | 0 | C1 | 0 | 0 | 0 | 0 | 0 | C1 | [5 empty] | C1 | [5 empty] | 0 | [6 empty] | 0 | [6 empty] | 0 | [6 empty] | 0 | [6 empty] | 0 | [6 empty] | 0
|  |  | 0 | 0 | C2 | 0 | 0 | 0 | 0 | 0 | 0 | 0 | 0 | 0 | 0 | 0 | 0 | 0 | 0 | 0 | 0 | 0 | 0 | 0 | 0 | 0 | 0 | 0 | 0 | 0 | 0 | 0 | 0 | 0 | 0 | 0 | 0 | 0 | 0 | 0 | 0 |  |  | C2 | 0 | 0 | 0 | 0 | 0 | C2 | 0 | 0 | 0 | 0 | 0 | C2 | [5 empty] | C2 | [5 empty] | 0 | [6 empty] | 0 | [6 empty] | 0 | [6 empty] | 0 | [6 empty] | 0 | [6 empty] | 0
|  |  | 0 | 0 | C3 | 0 | 0 | 0 | 0 | 0 | 0 | 0 | 0 | 0 | 0 | 0 | 0 | 0 | 0 | 0 | 0 | 0 | 0 | 0 | 0 | 0 | 0 | 0 | 0 | 0 | 0 | 0 | 0 | 0 | 0 | 0 | 0 | 0 | 0 | 0 | 0 |  |  | C3 | 0 | 0 | 0 | 0 | 0 | C3 | 0 | 0 | 0 | 0 | 0 | C3 | [5 empty] | C3 | [5 empty] | 0 | [6 empty] | 0 | [6 empty] | 0 | [6 empty] | 0 | [6 empty] | 0 | [6 empty] | 0
|  |  | 0 | 0 | C4 | 0 | 0 | 0 | 0 | 0 | 0 | 0 | 0 | 0 | 0 | 0 | 0 | 0 | 0 | 0 | 0 | 0 | 0 | 0 | 0 | 0 | 0 | 0 | 0 | 0 | 0 | 0 | 0 | 0 | 0 | 0 | 0 | 0 | 0 | 0 | 0 |  |  | C4 | 0 | 0 | 0 | 0 | 0 | C4 | 0 | 0 | 0 | 0 | 0 | C4 | [5 empty] | C4 | [5 empty] | 0 | [6 empty] | 0 | [6 empty] | 0 | [6 empty] | 0 | [6 empty] | 0 | [6 empty] | 0
|  |  | 0 | 0 |  | 0 | 0 | 0 | 0 | 0 |  | 0 | 0 | 0 | 0 | 0 |  | 0 | 0 | 0 | 0 | 0 |  | 0 | 0 | 0 | 0 | 0 |  | 0 | 0 | 0 | 0 | 0 |  | 0 | 0 | 0 | 0 | 0 | [22 empty] | 0 | 0 | 0 | 0 | 0 | 0 |  | 0 | 0 | 0 | 0 | 0 | 0 |  | 0 | 0 | 0 | 0 | 0 | 0 |  | 0 | 0 | 0 | 0 | 0 | 0 |  | 0 | 0 | 0 | 0 | 0 | 0 |  | 0 | 0 | 0 | 0 | 0 | 0
| 132kV Transformer |  | 0 | 0 | C1 | 0 | 0 | 0 | 0 | 0 | 0 | 0 | 0 | 0 | 0 | 0 | 0 | 0 | 0 | 0 | 0 | 0 | 0 | 0 | 0 | 0 | 0 | 0 | 0 | 0 | 0 | 0 | 0 | 0 | 0 | 0 | 0 | 0 | 0 | 0 | 0 |  |  | C1 | 0 | 0 | 0 | 0 | 0 | C1 | 0 | 0 | 0 | 0 | 0 | C1 | [5 empty] | C1 | [5 empty] | 0 | [6 empty] | 0 | [6 empty] | 0 | [6 empty] | 0 | [6 empty] | 0 | [6 empty] | 0
|  |  | 0 | 0 | C2 | 0 | 0 | 0 | 0 | 0 | 0 | 0 | 0 | 0 | 0 | 0 | 0 | 0 | 0 | 0 | 0 | 0 | 0 | 0 | 0 | 0 | 0 | 0 | 0 | 0 | 0 | 0 | 0 | 0 | 0 | 0 | 0 | 0 | 0 | 0 | 0 |  |  | C2 | 0 | 0 | 0 | 0 | 0 | C2 | 0 | 0 | 0 | 0 | 0 | C2 | [5 empty] | C2 | [5 empty] | 0 | [6 empty] | 0 | [6 empty] | 0 | [6 empty] | 0 | [6 empty] | 0 | [6 empty] | 0
|  |  | 0 | 0 | C3 | 0 | 0 | 0 | 0 | 0 | 0 | 0 | 0 | 0 | 0 | 0 | 0 | 0 | 0 | 0 | 0 | 0 | 0 | 0 | 0 | 0 | 0 | 0 | 0 | 0 | 0 | 0 | 0 | 0 | 0 | 0 | 0 | 0 | 0 | 0 | 0 |  |  | C3 | 0 | 0 | 0 | 0 | 0 | C3 | 0 | 0 | 0 | 0 | 0 | C3 | [5 empty] | C3 | [5 empty] | 0 | [6 empty] | 0 | [6 empty] | 0 | [6 empty] | 0 | [6 empty] | 0 | [6 empty] | 0
|  |  | 0 | 0 | C4 | 0 | 0 | 0 | 0 | 0 | 0 | 0 | 0 | 0 | 0 | 0 | 0 | 0 | 0 | 0 | 0 | 0 | 0 | 0 | 0 | 0 | 0 | 0 | 0 | 0 | 0 | 0 | 0 | 0 | 0 | 0 | 0 | 0 | 0 | 0 | 0 |  |  | C4 | 0 | 0 | 0 | 0 | 0 | C4 | 0 | 0 | 0 | 0 | 0 | C4 | [5 empty] | C4 | [5 empty] | 0 | [6 empty] | 0 | [6 empty] | 0 | [6 empty] | 0 | [6 empty] | 0 | [6 empty] | 0
|  |  | 0 | 0 |  | 0 | 0 | 0 | 0 | 0 |  | 0 | 0 | 0 | 0 | 0 |  | 0 | 0 | 0 | 0 | 0 |  | 0 | 0 | 0 | 0 | 0 |  | 0 | 0 | 0 | 0 | 0 |  | 0 | 0 | 0 | 0 | 0 | [22 empty] | 0 | 0 | 0 | 0 | 0 | 0 |  | 0 | 0 | 0 | 0 | 0 | 0 |  | 0 | 0 | 0 | 0 | 0 | 0 |  | 0 | 0 | 0 | 0 | 0 | 0 |  | 0 | 0 | 0 | 0 | 0 | 0 |  | 0 | 0 | 0 | 0 | 0 | 0
| 132kV UG Cable (Gas) |  | 0 | 0 | C1 | 0 | 0 | 0 | 0 | 0 | 0 | 0 | 0 | 0 | 0 | 0 | 0 | 0 | 0 | 0 | 0 | 0 | 0 | 0 | 0 | 0 | 0 | 0 | 0 | 0 | 0 | 0 | 0 | 0 | 0 | 0 | 0 | 0 | 0 | 0 | 0 |  |  | C1 | 0 | 0 | 0 | 0 | 0 | C1 | 0 | 0 | 0 | 0 | 0 | C1 | [5 empty] | C1 | [5 empty] | 0 | [6 empty] | 0 | [6 empty] | 0 | [6 empty] | 0 | [6 empty] | 0 | [6 empty] | 0
|  |  | 0 | 0 | C2 | 0 | 0 | 0 | 0 | 0 | 0 | 0 | 0 | 0 | 0 | 0 | 0 | 0 | 0 | 0 | 0 | 0 | 0 | 0 | 0 | 0 | 0 | 0 | 0 | 0 | 0 | 0 | 0 | 0 | 0 | 0 | 0 | 0 | 0 | 0 | 0 |  |  | C2 | 0 | 0 | 0 | 0 | 0 | C2 | 0 | 0 | 0 | 0 | 0 | C2 | [5 empty] | C2 | [5 empty] | 0 | [6 empty] | 0 | [6 empty] | 0 | [6 empty] | 0 | [6 empty] | 0 | [6 empty] | 0
|  |  | 0 | 0 | C3 | 0 | 0 | 0 | 0 | 0 | 0 | 0 | 0 | 0 | 0 | 0 | 0 | 0 | 0 | 0 | 0 | 0 | 0 | 0 | 0 | 0 | 0 | 0 | 0 | 0 | 0 | 0 | 0 | 0 | 0 | 0 | 0 | 0 | 0 | 0 | 0 |  |  | C3 | 0 | 0 | 0 | 0 | 0 | C3 | 0 | 0 | 0 | 0 | 0 | C3 | [5 empty] | C3 | [5 empty] | 0 | [6 empty] | 0 | [6 empty] | 0 | [6 empty] | 0 | [6 empty] | 0 | [6 empty] | 0
|  |  | 0 | 0 | C4 | 0 | 0 | 0 | 0 | 0 | 0 | 0 | 0 | 0 | 0 | 0 | 0 | 0 | 0 | 0 | 0 | 0 | 0 | 0 | 0 | 0 | 0 | 0 | 0 | 0 | 0 | 0 | 0 | 0 | 0 | 0 | 0 | 0 | 0 | 0 | 0 |  |  | C4 | 0 | 0 | 0 | 0 | 0 | C4 | 0 | 0 | 0 | 0 | 0 | C4 | [5 empty] | C4 | [5 empty] | 0 | [6 empty] | 0 | [6 empty] | 0 | [6 empty] | 0 | [6 empty] | 0 | [6 empty] | 0
|  |  | 0 | 0 |  | 0 | 0 | 0 | 0 | 0 |  | 0 | 0 | 0 | 0 | 0 |  | 0 | 0 | 0 | 0 | 0 |  | 0 | 0 | 0 | 0 | 0 |  | 0 | 0 | 0 | 0 | 0 |  | 0 | 0 | 0 | 0 | 0 | [22 empty] | 0 | 0 | 0 | 0 | 0 | 0 |  | 0 | 0 | 0 | 0 | 0 | 0 |  | 0 | 0 | 0 | 0 | 0 | 0 |  | 0 | 0 | 0 | 0 | 0 | 0 |  | 0 | 0 | 0 | 0 | 0 | 0 |  | 0 | 0 | 0 | 0 | 0 | 0
| 132kV UG Cable (Oil) |  | 0 | 0 | C1 | 0 | 0 | 0 | 0 | 0 | 0 | 0 | 0 | 0 | 0 | 0 | 0 | 0 | 0 | 0 | 0 | 0 | 0 | 0 | 0 | 0 | 0 | 0 | 0 | 0 | 0 | 0 | 0 | 0 | 0 | 0 | 0 | 0 | 0 | 0 | 0 |  |  | C1 | 0 | 0 | 0 | 0 | 0 | C1 | 0 | 0 | 0 | 0 | 0 | C1 | [5 empty] | C1 | [5 empty] | 0 | [6 empty] | 0 | [6 empty] | 0 | [6 empty] | 0 | [6 empty] | 0 | [6 empty] | 0
|  |  | 0 | 0 | C2 | 0 | 0 | 0 | 0 | 0 | 0 | 0 | 0 | 0 | 0 | 0 | 0 | 0 | 0 | 0 | 0 | 0 | 0 | 0 | 0 | 0 | 0 | 0 | 0 | 0 | 0 | 0 | 0 | 0 | 0 | 0 | 0 | 0 | 0 | 0 | 0 |  |  | C2 | 0 | 0 | 0 | 0 | 0 | C2 | 0 | 0 | 0 | 0 | 0 | C2 | [5 empty] | C2 | [5 empty] | 0 | [6 empty] | 0 | [6 empty] | 0 | [6 empty] | 0 | [6 empty] | 0 | [6 empty] | 0
|  |  | 0 | 0 | C3 | 0 | 0 | 0 | 0 | 0 | 0 | 0 | 0 | 0 | 0 | 0 | 0 | 0 | 0 | 0 | 0 | 0 | 0 | 0 | 0 | 0 | 0 | 0 | 0 | 0 | 0 | 0 | 0 | 0 | 0 | 0 | 0 | 0 | 0 | 0 | 0 |  |  | C3 | 0 | 0 | 0 | 0 | 0 | C3 | 0 | 0 | 0 | 0 | 0 | C3 | [5 empty] | C3 | [5 empty] | 0 | [6 empty] | 0 | [6 empty] | 0 | [6 empty] | 0 | [6 empty] | 0 | [6 empty] | 0
|  |  | 0 | 0 | C4 | 0 | 0 | 0 | 0 | 0 | 0 | 0 | 0 | 0 | 0 | 0 | 0 | 0 | 0 | 0 | 0 | 0 | 0 | 0 | 0 | 0 | 0 | 0 | 0 | 0 | 0 | 0 | 0 | 0 | 0 | 0 | 0 | 0 | 0 | 0 | 0 |  |  | C4 | 0 | 0 | 0 | 0 | 0 | C4 | 0 | 0 | 0 | 0 | 0 | C4 | [5 empty] | C4 | [5 empty] | 0 | [6 empty] | 0 | [6 empty] | 0 | [6 empty] | 0 | [6 empty] | 0 | [6 empty] | 0
|  |  | 0 | 0 |  | 0 | 0 | 0 | 0 | 0 |  | 0 | 0 | 0 | 0 | 0 |  | 0 | 0 | 0 | 0 | 0 |  | 0 | 0 | 0 | 0 | 0 |  | 0 | 0 | 0 | 0 | 0 |  | 0 | 0 | 0 | 0 | 0 | [22 empty] | 0 | 0 | 0 | 0 | 0 | 0 |  | 0 | 0 | 0 | 0 | 0 | 0 |  | 0 | 0 | 0 | 0 | 0 | 0 |  | 0 | 0 | 0 | 0 | 0 | 0 |  | 0 | 0 | 0 | 0 | 0 | 0 |  | 0 | 0 | 0 | 0 | 0 | 0
| 132kV UG Cable (Non Pressurised) |  | 0 | 0 | C1 | 0 | 0 | 0 | 0 | 0 | 0 | 0 | 0 | 0 | 0 | 0 | 0 | 0 | 0 | 0 | 0 | 0 | 0 | 0 | 0 | 0 | 0 | 0 | 0 | 0 | 0 | 0 | 0 | 0 | 0 | 0 | 0 | 0 | 0 | 0 | 0 |  |  | C1 | 0 | 0 | 0 | 0 | 0 | C1 | 0 | 0 | 0 | 0 | 0 | C1 | [5 empty] | C1 | [5 empty] | 0 | [6 empty] | 0 | [6 empty] | 0 | [6 empty] | 0 | [6 empty] | 0 | [6 empty] | 0
|  |  | 0 | 0 | C2 | 0 | 0 | 0 | 0 | 0 | 0 | 0 | 0 | 0 | 0 | 0 | 0 | 0 | 0 | 0 | 0 | 0 | 0 | 0 | 0 | 0 | 0 | 0 | 0 | 0 | 0 | 0 | 0 | 0 | 0 | 0 | 0 | 0 | 0 | 0 | 0 |  |  | C2 | 0 | 0 | 0 | 0 | 0 | C2 | 0 | 0 | 0 | 0 | 0 | C2 | [5 empty] | C2 | [5 empty] | 0 | [6 empty] | 0 | [6 empty] | 0 | [6 empty] | 0 | [6 empty] | 0 | [6 empty] | 0
|  |  | 0 | 0 | C3 | 0 | 0 | 0 | 0 | 0 | 0 | 0 | 0 | 0 | 0 | 0 | 0 | 0 | 0 | 0 | 0 | 0 | 0 | 0 | 0 | 0 | 0 | 0 | 0 | 0 | 0 | 0 | 0 | 0 | 0 | 0 | 0 | 0 | 0 | 0 | 0 |  |  | C3 | 0 | 0 | 0 | 0 | 0 | C3 | 0 | 0 | 0 | 0 | 0 | C3 | [5 empty] | C3 | [5 empty] | 0 | [6 empty] | 0 | [6 empty] | 0 | [6 empty] | 0 | [6 empty] | 0 | [6 empty] | 0
|  |  | 0 | 0 | C4 | 0 | 0 | 0 | 0 | 0 | 0 | 0 | 0 | 0 | 0 | 0 | 0 | 0 | 0 | 0 | 0 | 0 | 0 | 0 | 0 | 0 | 0 | 0 | 0 | 0 | 0 | 0 | 0 | 0 | 0 | 0 | 0 | 0 | 0 | 0 | 0 |  |  | C4 | 0 | 0 | 0 | 0 | 0 | C4 | 0 | 0 | 0 | 0 | 0 | C4 | [5 empty] | C4 | [5 empty] | 0 | [6 empty] | 0 | [6 empty] | 0 | [6 empty] | 0 | [6 empty] | 0 | [6 empty] | 0
|  |  | 0 | 0 |  | 0 | 0 | 0 | 0 | 0 |  | 0 | 0 | 0 | 0 | 0 |  | 0 | 0 | 0 | 0 | 0 |  | 0 | 0 | 0 | 0 | 0 |  | 0 | 0 | 0 | 0 | 0 |  | 0 | 0 | 0 | 0 | 0 | [22 empty] | 0 | 0 | 0 | 0 | 0 | 0 |  | 0 | 0 | 0 | 0 | 0 | 0 |  | 0 | 0 | 0 | 0 | 0 | 0 |  | 0 | 0 | 0 | 0 | 0 | 0 |  | 0 | 0 | 0 | 0 | 0 | 0 |  | 0 | 0 | 0 | 0 | 0 | 0
| 132kV OHL Support - Tower |  | 0 | 0 | C1 | 0 | 0 | 0 | 0 | 0 | 0 | 0 | 0 | 0 | 0 | 0 | 0 | 0 | 0 | 0 | 0 | 0 | 0 | 0 | 0 | 0 | 0 | 0 | 0 | 0 | 0 | 0 | 0 | 0 | 0 | 0 | 0 | 0 | 0 | 0 | 0 |  |  | C1 | 0 | 0 | 0 | 0 | 0 | C1 | 0 | 0 | 0 | 0 | 0 | C1 | [5 empty] | C1 | [5 empty] | 0 | [6 empty] | 0 | [6 empty] | 0 | [6 empty] | 0 | [6 empty] | 0 | [6 empty] | 0
|  |  | 0 | 0 | C2 | 0 | 0 | 0 | 0 | 0 | 0 | 0 | 0 | 0 | 0 | 0 | 0 | 0 | 0 | 0 | 0 | 0 | 0 | 0 | 0 | 0 | 0 | 0 | 0 | 0 | 0 | 0 | 0 | 0 | 0 | 0 | 0 | 0 | 0 | 0 | 0 |  |  | C2 | 0 | 0 | 0 | 0 | 0 | C2 | 0 | 0 | 0 | 0 | 0 | C2 | [5 empty] | C2 | [5 empty] | 0 | [6 empty] | 0 | [6 empty] | 0 | [6 empty] | 0 | [6 empty] | 0 | [6 empty] | 0
|  |  | 0 | 0 | C3 | 0 | 0 | 0 | 0 | 0 | 0 | 0 | 0 | 0 | 0 | 0 | 0 | 0 | 0 | 0 | 0 | 0 | 0 | 0 | 0 | 0 | 0 | 0 | 0 | 0 | 0 | 0 | 0 | 0 | 0 | 0 | 0 | 0 | 0 | 0 | 0 |  |  | C3 | 0 | 0 | 0 | 0 | 0 | C3 | 0 | 0 | 0 | 0 | 0 | C3 | [5 empty] | C3 | [5 empty] | 0 | [6 empty] | 0 | [6 empty] | 0 | [6 empty] | 0 | [6 empty] | 0 | [6 empty] | 0
|  |  | 0 | 0 | C4 | 0 | 0 | 0 | 0 | 0 | 0 | 0 | 0 | 0 | 0 | 0 | 0 | 0 | 0 | 0 | 0 | 0 | 0 | 0 | 0 | 0 | 0 | 0 | 0 | 0 | 0 | 0 | 0 | 0 | 0 | 0 | 0 | 0 | 0 | 0 | 0 |  |  | C4 | 0 | 0 | 0 | 0 | 0 | C4 | 0 | 0 | 0 | 0 | 0 | C4 | [5 empty] | C4 | [5 empty] | 0 | [6 empty] | 0 | [6 empty] | 0 | [6 empty] | 0 | [6 empty] | 0 | [6 empty] | 0
|  |  | 0 | 0 |  | 0 | 0 | 0 | 0 | 0 |  | 0 | 0 | 0 | 0 | 0 |  | 0 | 0 | 0 | 0 | 0 |  | 0 | 0 | 0 | 0 | 0 |  | 0 | 0 | 0 | 0 | 0 |  | 0 | 0 | 0 | 0 | 0 | [22 empty] | 0 | 0 | 0 | 0 | 0 | 0 |  | 0 | 0 | 0 | 0 | 0 | 0 |  | 0 | 0 | 0 | 0 | 0 | 0 |  | 0 | 0 | 0 | 0 | 0 | 0 |  | 0 | 0 | 0 | 0 | 0 | 0 |  | 0 | 0 | 0 | 0 | 0 | 0
| 132kV OHL Fittings and Conductors (Tower Lines) |  | 0 | 0 | C1 | 0 | 0 | 0 | 0 | 0 | 0 | 0 | 0 | 0 | 0 | 0 | 0 | 0 | 0 | 0 | 0 | 0 | 0 | 0 | 0 | 0 | 0 | 0 | 0 | 0 | 0 | 0 | 0 | 0 | 0 | 0 | 0 | 0 | 0 | 0 | 0 |  | 0 | C1 | 0 | 0 | 0 | 0 | 0 | C1 | 0 | 0 | 0 | 0 | 0 | C1 | [5 empty] | C1 | [5 empty] | 0 | [6 empty] | 0 | [6 empty] | 0 | [6 empty] | 0 | [6 empty] | 0 | [6 empty] | 0
|  |  | 0 | 0 | C2 | 0 | 0 | 0 | 0 | 0 | 0 | 0 | 0 | 0 | 0 | 0 | 0 | 0 | 0 | 0 | 0 | 0 | 0 | 0 | 0 | 0 | 0 | 0 | 0 | 0 | 0 | 0 | 0 | 0 | 0 | 0 | 0 | 0 | 0 | 0 | 0 |  |  | C2 | 0 | 0 | 0 | 0 | 0 | C2 | 0 | 0 | 0 | 0 | 0 | C2 | [5 empty] | C2 | [5 empty] | 0 | [6 empty] | 0 | [6 empty] | 0 | [6 empty] | 0 | [6 empty] | 0 | [6 empty] | 0
|  |  | 0 | 0 | C3 | 0 | 0 | 0 | 0 | 0 | 0 | 0 | 0 | 0 | 0 | 0 | 0 | 0 | 0 | 0 | 0 | 0 | 0 | 0 | 0 | 0 | 0 | 0 | 0 | 0 | 0 | 0 | 0 | 0 | 0 | 0 | 0 | 0 | 0 | 0 | 0 |  |  | C3 | 0 | 0 | 0 | 0 | 0 | C3 | 0 | 0 | 0 | 0 | 0 | C3 | [5 empty] | C3 | [5 empty] | 0 | [6 empty] | 0 | [6 empty] | 0 | [6 empty] | 0 | [6 empty] | 0 | [6 empty] | 0
|  |  | 0 | 0 | C4 | 0 | 0 | 0 | 0 | 0 | 0 | 0 | 0 | 0 | 0 | 0 | 0 | 0 | 0 | 0 | 0 | 0 | 0 | 0 | 0 | 0 | 0 | 0 | 0 | 0 | 0 | 0 | 0 | 0 | 0 | 0 | 0 | 0 | 0 | 0 | 0 |  |  | C4 | 0 | 0 | 0 | 0 | 0 | C4 | 0 | 0 | 0 | 0 | 0 | C4 | [5 empty] | C4 | [5 empty] | 0 | [6 empty] | 0 | [6 empty] | 0 | [6 empty] | 0 | [6 empty] | 0 | [6 empty] | 0
|  |  | 0 | 0 |  | 0 | 0 | 0 | 0 | 0 |  | 0 | 0 | 0 | 0 | 0 |  | 0 | 0 | 0 | 0 | 0 |  | 0 | 0 | 0 | 0 | 0 |  | 0 | 0 | 0 | 0 | 0 |  | 0 | 0 | 0 | 0 | 0 | [22 empty] | 0 | 0 | 0 | 0 | 0 | 0 |  | 0 | 0 | 0 | 0 | 0 | 0 |  | 0 | 0 | 0 | 0 | 0 | 0 |  | 0 | 0 | 0 | 0 | 0 | 0 |  | 0 | 0 | 0 | 0 | 0 | 0 |  | 0 | 0 | 0 | 0 | 0 | 0
| [Please insert new asset category as required] |  | 0 | 0 | C1 | 0 | 0 | 0 | 0 | 0 | 0 | 0 | 0 | 0 | 0 | 0 | 0 | 0 | 0 | 0 | 0 | 0 | 0 | 0 | 0 | 0 | 0 | 0 | 0 | 0 | 0 | 0 | 0 | 0 | 0 | 0 | 0 | 0 | 0 | 0 | 0 |  |  | C1 | 0 | 0 | 0 | 0 | 0 | C1 | 0 | 0 | 0 | 0 | 0 | C1 | [5 empty] | C1 | [5 empty] | 0 | [6 empty] | 0 | [6 empty] | 0 | [6 empty] | 0 | [6 empty] | 0 | [6 empty] | 0
|  |  | 0 | 0 | C2 | 0 | 0 | 0 | 0 | 0 | 0 | 0 | 0 | 0 | 0 | 0 | 0 | 0 | 0 | 0 | 0 | 0 | 0 | 0 | 0 | 0 | 0 | 0 | 0 | 0 | 0 | 0 | 0 | 0 | 0 | 0 | 0 | 0 | 0 | 0 | 0 |  |  | C2 | 0 | 0 | 0 | 0 | 0 | C2 | 0 | 0 | 0 | 0 | 0 | C2 | [5 empty] | C2 | [5 empty] | 0 | [6 empty] | 0 | [6 empty] | 0 | [6 empty] | 0 | [6 empty] | 0 | [6 empty] | 0
|  |  | 0 | 0 | C3 | 0 | 0 | 0 | 0 | 0 | 0 | 0 | 0 | 0 | 0 | 0 | 0 | 0 | 0 | 0 | 0 | 0 | 0 | 0 | 0 | 0 | 0 | 0 | 0 | 0 | 0 | 0 | 0 | 0 | 0 | 0 | 0 | 0 | 0 | 0 | 0 |  |  | C3 | 0 | 0 | 0 | 0 | 0 | C3 | 0 | 0 | 0 | 0 | 0 | C3 | [5 empty] | C3 | [5 empty] | 0 | [6 empty] | 0 | [6 empty] | 0 | [6 empty] | 0 | [6 empty] | 0 | [6 empty] | 0
|  |  | 0 | 0 | C4 | 0 | 0 | 0 | 0 | 0 | 0 | 0 | 0 | 0 | 0 | 0 | 0 | 0 | 0 | 0 | 0 | 0 | 0 | 0 | 0 | 0 | 0 | 0 | 0 | 0 | 0 | 0 | 0 | 0 | 0 | 0 | 0 | 0 | 0 | 0 | 0 |  |  | C4 | 0 | 0 | 0 | 0 | 0 | C4 | 0 | 0 | 0 | 0 | 0 | C4 | [5 empty] | C4 | [5 empty] | 0 | [6 empty] | 0 | [6 empty] | 0 | [6 empty] | 0 | [6 empty] | 0 | [6 empty] | 0
|  |  | 0 | 0 |  | 0 | 0 | 0 | 0 | 0 |  | 0 | 0 | 0 | 0 | 0 |  | 0 | 0 | 0 | 0 | 0 |  | 0 | 0 | 0 | 0 | 0 |  | 0 | 0 | 0 | 0 | 0 |  | 0 | 0 | 0 | 0 | 0 | [22 empty] | 0 | 0 | 0 | 0 | 0 | 0 |  | 0 | 0 | 0 | 0 | 0 | 0 |  | 0 | 0 | 0 | 0 | 0 | 0 |  | 0 | 0 | 0 | 0 | 0 | 0 |  | 0 | 0 | 0 | 0 | 0 | 0 |  | 0 | 0 | 0 | 0 | 0 | 0
| [Please insert new asset category as required] |  | 0 | 0 | C1 | 0 | 0 | 0 | 0 | 0 | 0 | 0 | 0 | 0 | 0 | 0 | 0 | 0 | 0 | 0 | 0 | 0 | 0 | 0 | 0 | 0 | 0 | 0 | 0 | 0 | 0 | 0 | 0 | 0 | 0 | 0 | 0 | 0 | 0 | 0 | 0 |  |  | C1 | 0 | 0 | 0 | 0 | 0 | C1 | 0 | 0 | 0 | 0 | 0 | C1 | [5 empty] | C1 | [5 empty] | 0 | [6 empty] | 0 | [6 empty] | 0 | [6 empty] | 0 | [6 empty] | 0 | [6 empty] | 0
|  |  | 0 | 0 | C2 | 0 | 0 | 0 | 0 | 0 | 0 | 0 | 0 | 0 | 0 | 0 | 0 | 0 | 0 | 0 | 0 | 0 | 0 | 0 | 0 | 0 | 0 | 0 | 0 | 0 | 0 | 0 | 0 | 0 | 0 | 0 | 0 | 0 | 0 | 0 | 0 |  |  | C2 | 0 | 0 | 0 | 0 | 0 | C2 | 0 | 0 | 0 | 0 | 0 | C2 | [5 empty] | C2 | [5 empty] | 0 | [6 empty] | 0 | [6 empty] | 0 | [6 empty] | 0 | [6 empty] | 0 | [6 empty] | 0
|  |  | 0 | 0 | C3 | 0 | 0 | 0 | 0 | 0 | 0 | 0 | 0 | 0 | 0 | 0 | 0 | 0 | 0 | 0 | 0 | 0 | 0 | 0 | 0 | 0 | 0 | 0 | 0 | 0 | 0 | 0 | 0 | 0 | 0 | 0 | 0 | 0 | 0 | 0 | 0 |  |  | C3 | 0 | 0 | 0 | 0 | 0 | C3 | 0 | 0 | 0 | 0 | 0 | C3 | [5 empty] | C3 | [5 empty] | 0 | [6 empty] | 0 | [6 empty] | 0 | [6 empty] | 0 | [6 empty] | 0 | [6 empty] | 0
|  |  | 0 | 0 | C4 | 0 | 0 | 0 | 0 | 0 | 0 | 0 | 0 | 0 | 0 | 0 | 0 | 0 | 0 | 0 | 0 | 0 | 0 | 0 | 0 | 0 | 0 | 0 | 0 | 0 | 0 | 0 | 0 | 0 | 0 | 0 | 0 | 0 | 0 | 0 | 0 |  |  | C4 | 0 | 0 | 0 | 0 | 0 | C4 | 0 | 0 | 0 | 0 | 0 | C4 | [5 empty] | C4 | [5 empty] | 0 | [6 empty] | 0 | [6 empty] | 0 | [6 empty] | 0 | [6 empty] | 0 | [6 empty] | 0
|  |  | 0 | 0 |  | 0 | 0 | 0 | 0 | 0 |  | 0 | 0 | 0 | 0 | 0 |  | 0 | 0 | 0 | 0 | 0 |  | 0 | 0 | 0 | 0 | 0 |  | 0 | 0 | 0 | 0 | 0 |  | 0 | 0 | 0 | 0 | 0 | [22 empty] | 0 | 0 | 0 | 0 | 0 | 0 |  | 0 | 0 | 0 | 0 | 0 | 0 |  | 0 | 0 | 0 | 0 | 0 | 0 |  | 0 | 0 | 0 | 0 | 0 | 0 |  | 0 | 0 | 0 | 0 | 0 | 0 |  | 0 | 0 | 0 | 0 | 0 | 0
| [Please insert new asset category as required] |  | 0 | 0 | C1 | 0 | 0 | 0 | 0 | 0 | 0 | 0 | 0 | 0 | 0 | 0 | 0 | 0 | 0 | 0 | 0 | 0 | 0 | 0 | 0 | 0 | 0 | 0 | 0 | 0 | 0 | 0 | 0 | 0 | 0 | 0 | 0 | 0 | 0 | 0 | 0 |  |  | C1 | 0 | 0 | 0 | 0 | 0 | C1 | 0 | 0 | 0 | 0 | 0 | C1 | [5 empty] | C1 | [5 empty] | 0 | [6 empty] | 0 | [6 empty] | 0 | [6 empty] | 0 | [6 empty] | 0 | [6 empty] | 0
|  |  | 0 | 0 | C2 | 0 | 0 | 0 | 0 | 0 | 0 | 0 | 0 | 0 | 0 | 0 | 0 | 0 | 0 | 0 | 0 | 0 | 0 | 0 | 0 | 0 | 0 | 0 | 0 | 0 | 0 | 0 | 0 | 0 | 0 | 0 | 0 | 0 | 0 | 0 | 0 |  |  | C2 | 0 | 0 | 0 | 0 | 0 | C2 | 0 | 0 | 0 | 0 | 0 | C2 | [5 empty] | C2 | [5 empty] | 0 | [6 empty] | 0 | [6 empty] | 0 | [6 empty] | 0 | [6 empty] | 0 | [6 empty] | 0
|  |  | 0 | 0 | C3 | 0 | 0 | 0 | 0 | 0 | 0 | 0 | 0 | 0 | 0 | 0 | 0 | 0 | 0 | 0 | 0 | 0 | 0 | 0 | 0 | 0 | 0 | 0 | 0 | 0 | 0 | 0 | 0 | 0 | 0 | 0 | 0 | 0 | 0 | 0 | 0 |  |  | C3 | 0 | 0 | 0 | 0 | 0 | C3 | 0 | 0 | 0 | 0 | 0 | C3 | [5 empty] | C3 | [5 empty] | 0 | [6 empty] | 0 | [6 empty] | 0 | [6 empty] | 0 | [6 empty] | 0 | [6 empty] | 0
|  |  | 0 | 0 | C4 | 0 | 0 | 0 | 0 | 0 | 0 | 0 | 0 | 0 | 0 | 0 | 0 | 0 | 0 | 0 | 0 | 0 | 0 | 0 | 0 | 0 | 0 | 0 | 0 | 0 | 0 | 0 | 0 | 0 | 0 | 0 | 0 | 0 | 0 | 0 | 0 |  |  | C4 | 0 | 0 | 0 | 0 | 0 | C4 | 0 | 0 | 0 | 0 | 0 | C4 | [5 empty] | C4 | [5 empty] | 0 | [6 empty] | 0 | [6 empty] | 0 | [6 empty] | 0 | [6 empty] | 0 | [6 empty] | 0
|  |  | 0 | 0 |  | 0 | 0 | 0 | 0 | 0 |  | 0 | 0 | 0 | 0 | 0 |  | 0 | 0 | 0 | 0 | 0 |  | 0 | 0 | 0 | 0 | 0 |  | 0 | 0 | 0 | 0 | 0 |  | 0 | 0 | 0 | 0 | 0 | [22 empty] | 0 | 0 | 0 | 0 | 0 | 0 |  | 0 | 0 | 0 | 0 | 0 | 0 |  | 0 | 0 | 0 | 0 | 0 | 0 |  | 0 | 0 | 0 | 0 | 0 | 0 |  | 0 | 0 | 0 | 0 | 0 | 0 |  | 0 | 0 | 0 | 0 | 0 | 0
| [Please insert new asset category as required] |  | 0 | 0 | C1 | 0 | 0 | 0 | 0 | 0 | 0 | 0 | 0 | 0 | 0 | 0 | 0 | 0 | 0 | 0 | 0 | 0 | 0 | 0 | 0 | 0 | 0 | 0 | 0 | 0 | 0 | 0 | 0 | 0 | 0 | 0 | 0 | 0 | 0 | 0 | 0 |  |  | C1 | 0 | 0 | 0 | 0 | 0 | C1 | 0 | 0 | 0 | 0 | 0 | C1 | [5 empty] | C1 | [5 empty] | 0 | [6 empty] | 0 | [6 empty] | 0 | [6 empty] | 0 | [6 empty] | 0 | [6 empty] | 0
|  |  | 0 | 0 | C2 | 0 | 0 | 0 | 0 | 0 | 0 | 0 | 0 | 0 | 0 | 0 | 0 | 0 | 0 | 0 | 0 | 0 | 0 | 0 | 0 | 0 | 0 | 0 | 0 | 0 | 0 | 0 | 0 | 0 | 0 | 0 | 0 | 0 | 0 | 0 | 0 |  |  | C2 | 0 | 0 | 0 | 0 | 0 | C2 | 0 | 0 | 0 | 0 | 0 | C2 | [5 empty] | C2 | [5 empty] | 0 | [6 empty] | 0 | [6 empty] | 0 | [6 empty] | 0 | [6 empty] | 0 | [6 empty] | 0
|  |  | 0 | 0 | C3 | 0 | 0 | 0 | 0 | 0 | 0 | 0 | 0 | 0 | 0 | 0 | 0 | 0 | 0 | 0 | 0 | 0 | 0 | 0 | 0 | 0 | 0 | 0 | 0 | 0 | 0 | 0 | 0 | 0 | 0 | 0 | 0 | 0 | 0 | 0 | 0 |  |  | C3 | 0 | 0 | 0 | 0 | 0 | C3 | 0 | 0 | 0 | 0 | 0 | C3 | [5 empty] | C3 | [5 empty] | 0 | [6 empty] | 0 | [6 empty] | 0 | [6 empty] | 0 | [6 empty] | 0 | [6 empty] | 0
|  |  | 0 | 0 | C4 | 0 | 0 | 0 | 0 | 0 | 0 | 0 | 0 | 0 | 0 | 0 | 0 | 0 | 0 | 0 | 0 | 0 | 0 | 0 | 0 | 0 | 0 | 0 | 0 | 0 | 0 | 0 | 0 | 0 | 0 | 0 | 0 | 0 | 0 | 0 | 0 |  |  | C4 | 0 | 0 | 0 | 0 | 0 | C4 | 0 | 0 | 0 | 0 | 0 | C4 | [5 empty] | C4 | [5 empty] | 0 | [6 empty] | 0 | [6 empty] | 0 | [6 empty] | 0 | [6 empty] | 0 | [6 empty] | 0
|  |  | 0 | 0 |  | 0 | 0 | 0 | 0 | 0 |  | 0 | 0 | 0 | 0 | 0 |  | 0 | 0 | 0 | 0 | 0 |  | 0 | 0 | 0 | 0 | 0 |  | 0 | 0 | 0 | 0 | 0 |  | 0 | 0 | 0 | 0 | 0 | [22 empty] | 0 | 0 | 0 | 0 | 0 | 0 |  | 0 | 0 | 0 | 0 | 0 | 0 |  | 0 | 0 | 0 | 0 | 0 | 0 |  | 0 | 0 | 0 | 0 | 0 | 0 |  | 0 | 0 | 0 | 0 | 0 | 0 |  | 0 | 0 | 0 | 0 | 0 | 0
| [Please insert new asset category as required] |  | 0 | 0 | C1 | 0 | 0 | 0 | 0 | 0 | 0 | 0 | 0 | 0 | 0 | 0 | 0 | 0 | 0 | 0 | 0 | 0 | 0 | 0 | 0 | 0 | 0 | 0 | 0 | 0 | 0 | 0 | 0 | 0 | 0 | 0 | 0 | 0 | 0 | 0 | 0 |  |  | C1 | 0 | 0 | 0 | 0 | 0 | C1 | 0 | 0 | 0 | 0 | 0 | C1 | [5 empty] | C1 | [5 empty] | 0 | [6 empty] | 0 | [6 empty] | 0 | [6 empty] | 0 | [6 empty] | 0 | [6 empty] | 0
|  |  | 0 | 0 | C2 | 0 | 0 | 0 | 0 | 0 | 0 | 0 | 0 | 0 | 0 | 0 | 0 | 0 | 0 | 0 | 0 | 0 | 0 | 0 | 0 | 0 | 0 | 0 | 0 | 0 | 0 | 0 | 0 | 0 | 0 | 0 | 0 | 0 | 0 | 0 | 0 |  |  | C2 | 0 | 0 | 0 | 0 | 0 | C2 | 0 | 0 | 0 | 0 | 0 | C2 | [5 empty] | C2 | [5 empty] | 0 | [6 empty] | 0 | [6 empty] | 0 | [6 empty] | 0 | [6 empty] | 0 | [6 empty] | 0
|  |  | 0 | 0 | C3 | 0 | 0 | 0 | 0 | 0 | 0 | 0 | 0 | 0 | 0 | 0 | 0 | 0 | 0 | 0 | 0 | 0 | 0 | 0 | 0 | 0 | 0 | 0 | 0 | 0 | 0 | 0 | 0 | 0 | 0 | 0 | 0 | 0 | 0 | 0 | 0 |  |  | C3 | 0 | 0 | 0 | 0 | 0 | C3 | 0 | 0 | 0 | 0 | 0 | C3 | [5 empty] | C3 | [5 empty] | 0 | [6 empty] | 0 | [6 empty] | 0 | [6 empty] | 0 | [6 empty] | 0 | [6 empty] | 0
|  |  | 0 | 0 | C4 | 0 | 0 | 0 | 0 | 0 | 0 | 0 | 0 | 0 | 0 | 0 | 0 | 0 | 0 | 0 | 0 | 0 | 0 | 0 | 0 | 0 | 0 | 0 | 0 | 0 | 0 | 0 | 0 | 0 | 0 | 0 | 0 | 0 | 0 | 0 | 0 |  |  | C4 | 0 | 0 | 0 | 0 | 0 | C4 | 0 | 0 | 0 | 0 | 0 | C4 | [5 empty] | C4 | [5 empty] | 0 | [6 empty] | 0 | [6 empty] | 0 | [6 empty] | 0 | [6 empty] | 0 | [6 empty] | 0
|  |  | 0 | 0 |  | 0 | 0 | 0 | 0 | 0 |  | 0 | 0 | 0 | 0 | 0 |  | 0 | 0 | 0 | 0 | 0 |  | 0 | 0 | 0 | 0 | 0 |  | 0 | 0 | 0 | 0 | 0 |  | 0 | 0 | 0 | 0 | 0 | [22 empty] | 0 | 0 | 0 | 0 | 0 | 0 |  | 0 | 0 | 0 | 0 | 0 | 0 |  | 0 | 0 | 0 | 0 | 0 | 0 |  | 0 | 0 | 0 | 0 | 0 | 0 |  | 0 | 0 | 0 | 0 | 0 | 0 |  | 0 | 0 | 0 | 0 | 0 | 0
[63 empty] | 0 | 0 | 0 | 0 | 0 | 0 |  | 0 | 0 | 0 | 0 | 0 | 0 |  | 0 | 0 | 0 | 0 | 0 | 0 |  | 0 | 0 | 0 | 0 | 0 | 0 |  | 0 | 0 | 0 | 0 | 0 | 0 |  | 0 | 0 | 0 | 0 | 0 | 0
| Other | [66 empty] | 0 | [6 empty] | 0 | [6 empty] | 0 | [6 empty] | 0 | [6 empty] | 0 | [6 empty] | 0
| Submarine Cables |  | 88.8373 | 88.8373 | C1 | 27.0562 | 15.9398 | 26.551 | 16.544 | 2.7463 | 88.8373 | 23.0106 | 16.3443 | 26.9556 | 18.9714 | 3.5554 | 88.8373 | 0 | 0 | 0 | 0 | 0 | 0 | 23.3916 | 17.4478 | 25.1172 | 17.8313 | 5.0493 | 88.8373 | 0 | 0 | 0 | 0 | 0 | 0 | 19.7486 | 18.9817 | 23.7751 | 19.1734 | 7.1584 | 88.8373 |  |  | C1 | 0 | 0 | 0 | 0 | 0 | C1 | 418959.3771 | 418959.3771 | 418959.3771 | 418959.3771 | 418959.3771 | C1 | 0 | 0 | 0 | 0 | 0 | C1 | 0 | 0 | 0 | 0 | 0 | 0 |  | 0 | 0 | 0 | 0 | 0 | 0 |  | 0 | 0 | 0 | 0 | 0 | 0 |  | 0 | 0 | 0 | 0 | 0 | 0 |  | 0 | 0 | 0 | 0 | 0 | 0 |  | 0 | 0 | 0 | 0 | 0 | 0
|  |  | 167.2986 | 167.2986 | C2 | 50.9523 | 30.0178 | 50.001 | 31.1557 | 5.1718 | 167.2986 | 43.3336 | 30.7797 | 50.7629 | 35.7269 | 6.6955 | 167.2986 | 0 | 0 | 0 | 0 | 0 | 0 | 44.0511 | 32.8578 | 47.3008 | 33.58 | 9.5089 | 167.2986 | 0 | 0 | 0 | 0 | 0 | 0 | 37.1907 | 35.7464 | 44.7733 | 36.1075 | 13.4807 | 167.2986 |  |  | C2 | 0 | 0 | 0 | 0 | 0 | C2 | 598513.3958 | 598513.3958 | 598513.3958 | 598513.3958 | 598513.3958 | C2 | 0 | 0 | 0 | 0 | 0 | C2 | 0 | 0 | 0 | 0 | 0 | 0 |  | 0 | 0 | 0 | 0 | 0 | 0 |  | 0 | 0 | 0 | 0 | 0 | 0 |  | 0 | 0 | 0 | 0 | 0 | 0 |  | 0 | 0 | 0 | 0 | 0 | 0 |  | 0 | 0 | 0 | 0 | 0 | 0
|  |  | 81.774 | 81.774 | C3 | 24.905 | 14.6724 | 24.44 | 15.2286 | 2.5279 | 81.774 | 21.1811 | 15.0448 | 24.8124 | 17.463 | 3.2727 | 81.774 | 0 | 0 | 0 | 0 | 0 | 0 | 21.5318 | 16.0606 | 23.1202 | 16.4136 | 4.6479 | 81.774 | 0 | 0 | 0 | 0 | 0 | 0 | 18.1785 | 17.4725 | 21.8848 | 17.649 | 6.5893 | 81.774 |  |  | C3 | 0 | 0 | 0 | 0 | 0 | C3 | 897770.0937 | 897770.0937 | 897770.0937 | 897770.0937 | 897770.0937 | C3 | 0 | 0 | 0 | 0 | 0 | C3 | 0 | 0 | 0 | 0 | 0 | 0 |  | 0 | 0 | 0 | 0 | 0 | 0 |  | 0 | 0 | 0 | 0 | 0 | 0 |  | 0 | 0 | 0 | 0 | 0 | 0 |  | 0 | 0 | 0 | 0 | 0 | 0 |  | 0 | 0 | 0 | 0 | 0 | 0
|  |  | 125.4252 | 125.4252 | C4 | 38.1993 | 22.5046 | 37.4862 | 23.3577 | 3.8773 | 125.4252 | 32.4876 | 23.0758 | 38.0573 | 26.7848 | 5.0197 | 125.4252 | 0 | 0 | 0 | 0 | 0 | 0 | 33.0255 | 24.6338 | 35.4618 | 25.1752 | 7.1289 | 125.4252 | 0 | 0 | 0 | 0 | 0 | 0 | 27.8822 | 26.7994 | 33.5669 | 27.0701 | 10.1066 | 125.4252 |  |  | C4 | 0 | 0 | 0 | 0 | 0 | C4 | 1496283.4895 | 1496283.4895 | 1496283.4895 | 1496283.4895 | 1496283.4895 | C4 | 0 | 0 | 0 | 0 | 0 | C4 | 0 | 0 | 0 | 0 | 0 | 0 |  | 0 | 0 | 0 | 0 | 0 | 0 |  | 0 | 0 | 0 | 0 | 0 | 0 |  | 0 | 0 | 0 | 0 | 0 | 0 |  | 0 | 0 | 0 | 0 | 0 | 0 |  | 0 | 0 | 0 | 0 | 0 | 0
|  |  | 463.335 | 463.335 |  | 141.1128 | 83.1347 | 138.4782 | 86.286 | 14.3233 |  | 120.0128 | 85.2447 | 140.5882 | 98.946 | 18.5433 |  | 0 | 0 | 0 | 0 | 0 |  | 122 | 91 | 131 | 93 | 26.335 |  | 0 | 0 | 0 | 0 | 0 |  | 103 | 99 | 124 | 100 | 37.335 | [22 empty] | 0 | 0 | 0 | 0 | 0 | 0 |  | 0 | 0 | 0 | 0 | 0 | 0 |  | 0 | 0 | 0 | 0 | 0 | 0 |  | 0 | 0 | 0 | 0 | 0 | 0 |  | 0 | 0 | 0 | 0 | 0 | 0 |  | 0 | 0 | 0 | 0 | 0 | 0
| [Please insert new asset category as required] |  | 0 | 0 | C1 | 0 | 0 | 0 | 0 | 0 | 0 | 0 | 0 | 0 | 0 | 0 | 0 | 0 | 0 | 0 | 0 | 0 | 0 | 0 | 0 | 0 | 0 | 0 | 0 | 0 | 0 | 0 | 0 | 0 | 0 | 0 | 0 | 0 | 0 | 0 | 0 |  |  | C1 | 0 | 0 | 0 | 0 | 0 | C1 | 0 | 0 | 0 | 0 | 0 | C1 | [5 empty] | C1 | [5 empty] | 0 | [6 empty] | 0 | [6 empty] | 0 | [6 empty] | 0 | [6 empty] | 0 | [6 empty] | 0
|  |  | 0 | 0 | C2 | 0 | 0 | 0 | 0 | 0 | 0 | 0 | 0 | 0 | 0 | 0 | 0 | 0 | 0 | 0 | 0 | 0 | 0 | 0 | 0 | 0 | 0 | 0 | 0 | 0 | 0 | 0 | 0 | 0 | 0 | 0 | 0 | 0 | 0 | 0 | 0 |  |  | C2 | 0 | 0 | 0 | 0 | 0 | C2 | 0 | 0 | 0 | 0 | 0 | C2 | [5 empty] | C2 | [5 empty] | 0 | [6 empty] | 0 | [6 empty] | 0 | [6 empty] | 0 | [6 empty] | 0 | [6 empty] | 0
|  |  | 0 | 0 | C3 | 0 | 0 | 0 | 0 | 0 | 0 | 0 | 0 | 0 | 0 | 0 | 0 | 0 | 0 | 0 | 0 | 0 | 0 | 0 | 0 | 0 | 0 | 0 | 0 | 0 | 0 | 0 | 0 | 0 | 0 | 0 | 0 | 0 | 0 | 0 | 0 |  |  | C3 | 0 | 0 | 0 | 0 | 0 | C3 | 0 | 0 | 0 | 0 | 0 | C3 | [5 empty] | C3 | [5 empty] | 0 | [6 empty] | 0 | [6 empty] | 0 | [6 empty] | 0 | [6 empty] | 0 | [6 empty] | 0
|  |  | 0 | 0 | C4 | 0 | 0 | 0 | 0 | 0 | 0 | 0 | 0 | 0 | 0 | 0 | 0 | 0 | 0 | 0 | 0 | 0 | 0 | 0 | 0 | 0 | 0 | 0 | 0 | 0 | 0 | 0 | 0 | 0 | 0 | 0 | 0 | 0 | 0 | 0 | 0 |  |  | C4 | 0 | 0 | 0 | 0 | 0 | C4 | 0 | 0 | 0 | 0 | 0 | C4 | [5 empty] | C4 | [5 empty] | 0 | [6 empty] | 0 | [6 empty] | 0 | [6 empty] | 0 | [6 empty] | 0 | [6 empty] | 0
|  |  | 0 | 0 |  | 0 | 0 | 0 | 0 | 0 |  | 0 | 0 | 0 | 0 | 0 |  | 0 | 0 | 0 | 0 | 0 |  | 0 | 0 | 0 | 0 | 0 |  | 0 | 0 | 0 | 0 | 0 |  | 0 | 0 | 0 | 0 | 0 | [22 empty] | 0 | 0 | 0 | 0 | 0 | 0 |  | 0 | 0 | 0 | 0 | 0 | 0 |  | 0 | 0 | 0 | 0 | 0 | 0 |  | 0 | 0 | 0 | 0 | 0 | 0 |  | 0 | 0 | 0 | 0 | 0 | 0 |  | 0 | 0 | 0 | 0 | 0 | 0
| [Please insert new asset category as required] |  | 0 | 0 | C1 | 0 | 0 | 0 | 0 | 0 | 0 | 0 | 0 | 0 | 0 | 0 | 0 | 0 | 0 | 0 | 0 | 0 | 0 | 0 | 0 | 0 | 0 | 0 | 0 | 0 | 0 | 0 | 0 | 0 | 0 | 0 | 0 | 0 | 0 | 0 | 0 |  |  | C1 | 0 | 0 | 0 | 0 | 0 | C1 | 0 | 0 | 0 | 0 | 0 | C1 | [5 empty] | C1 | [5 empty] | 0 | [6 empty] | 0 | [6 empty] | 0 | [6 empty] | 0 | [6 empty] | 0 | [6 empty] | 0
|  |  | 0 | 0 | C2 | 0 | 0 | 0 | 0 | 0 | 0 | 0 | 0 | 0 | 0 | 0 | 0 | 0 | 0 | 0 | 0 | 0 | 0 | 0 | 0 | 0 | 0 | 0 | 0 | 0 | 0 | 0 | 0 | 0 | 0 | 0 | 0 | 0 | 0 | 0 | 0 |  |  | C2 | 0 | 0 | 0 | 0 | 0 | C2 | 0 | 0 | 0 | 0 | 0 | C2 | [5 empty] | C2 | [5 empty] | 0 | [6 empty] | 0 | [6 empty] | 0 | [6 empty] | 0 | [6 empty] | 0 | [6 empty] | 0
|  |  | 0 | 0 | C3 | 0 | 0 | 0 | 0 | 0 | 0 | 0 | 0 | 0 | 0 | 0 | 0 | 0 | 0 | 0 | 0 | 0 | 0 | 0 | 0 | 0 | 0 | 0 | 0 | 0 | 0 | 0 | 0 | 0 | 0 | 0 | 0 | 0 | 0 | 0 | 0 |  |  | C3 | 0 | 0 | 0 | 0 | 0 | C3 | 0 | 0 | 0 | 0 | 0 | C3 | [5 empty] | C3 | [5 empty] | 0 | [6 empty] | 0 | [6 empty] | 0 | [6 empty] | 0 | [6 empty] | 0 | [6 empty] | 0
|  |  | 0 | 0 | C4 | 0 | 0 | 0 | 0 | 0 | 0 | 0 | 0 | 0 | 0 | 0 | 0 | 0 | 0 | 0 | 0 | 0 | 0 | 0 | 0 | 0 | 0 | 0 | 0 | 0 | 0 | 0 | 0 | 0 | 0 | 0 | 0 | 0 | 0 | 0 | 0 |  |  | C4 | 0 | 0 | 0 | 0 | 0 | C4 | 0 | 0 | 0 | 0 | 0 | C4 | [5 empty] | C4 | [5 empty] | 0 | [6 empty] | 0 | [6 empty] | 0 | [6 empty] | 0 | [6 empty] | 0 | [6 empty] | 0
|  |  | 0 | 0 |  | 0 | 0 | 0 | 0 | 0 |  | 0 | 0 | 0 | 0 | 0 |  | 0 | 0 | 0 | 0 | 0 |  | 0 | 0 | 0 | 0 | 0 |  | 0 | 0 | 0 | 0 | 0 |  | 0 | 0 | 0 | 0 | 0 | [22 empty] | 0 | 0 | 0 | 0 | 0 | 0 |  | 0 | 0 | 0 | 0 | 0 | 0 |  | 0 | 0 | 0 | 0 | 0 | 0 |  | 0 | 0 | 0 | 0 | 0 | 0 |  | 0 | 0 | 0 | 0 | 0 | 0 |  | 0 | 0 | 0 | 0 | 0 | 0
| [Please insert new asset category as required] |  | 0 | 0 | C1 | 0 | 0 | 0 | 0 | 0 | 0 | 0 | 0 | 0 | 0 | 0 | 0 | 0 | 0 | 0 | 0 | 0 | 0 | 0 | 0 | 0 | 0 | 0 | 0 | 0 | 0 | 0 | 0 | 0 | 0 | 0 | 0 | 0 | 0 | 0 | 0 |  |  | C1 | 0 | 0 | 0 | 0 | 0 | C1 | 0 | 0 | 0 | 0 | 0 | C1 | [5 empty] | C1 | [5 empty] | 0 | [6 empty] | 0 | [6 empty] | 0 | [6 empty] | 0 | [6 empty] | 0 | [6 empty] | 0
|  |  | 0 | 0 | C2 | 0 | 0 | 0 | 0 | 0 | 0 | 0 | 0 | 0 | 0 | 0 | 0 | 0 | 0 | 0 | 0 | 0 | 0 | 0 | 0 | 0 | 0 | 0 | 0 | 0 | 0 | 0 | 0 | 0 | 0 | 0 | 0 | 0 | 0 | 0 | 0 |  |  | C2 | 0 | 0 | 0 | 0 | 0 | C2 | 0 | 0 | 0 | 0 | 0 | C2 | [5 empty] | C2 | [5 empty] | 0 | [6 empty] | 0 | [6 empty] | 0 | [6 empty] | 0 | [6 empty] | 0 | [6 empty] | 0
|  |  | 0 | 0 | C3 | 0 | 0 | 0 | 0 | 0 | 0 | 0 | 0 | 0 | 0 | 0 | 0 | 0 | 0 | 0 | 0 | 0 | 0 | 0 | 0 | 0 | 0 | 0 | 0 | 0 | 0 | 0 | 0 | 0 | 0 | 0 | 0 | 0 | 0 | 0 | 0 |  |  | C3 | 0 | 0 | 0 | 0 | 0 | C3 | 0 | 0 | 0 | 0 | 0 | C3 | [5 empty] | C3 | [5 empty] | 0 | [6 empty] | 0 | [6 empty] | 0 | [6 empty] | 0 | [6 empty] | 0 | [6 empty] | 0
|  |  | 0 | 0 | C4 | 0 | 0 | 0 | 0 | 0 | 0 | 0 | 0 | 0 | 0 | 0 | 0 | 0 | 0 | 0 | 0 | 0 | 0 | 0 | 0 | 0 | 0 | 0 | 0 | 0 | 0 | 0 | 0 | 0 | 0 | 0 | 0 | 0 | 0 | 0 | 0 |  |  | C4 | 0 | 0 | 0 | 0 | 0 | C4 | 0 | 0 | 0 | 0 | 0 | C4 | [5 empty] | C4 | [5 empty] | 0 | [6 empty] | 0 | [6 empty] | 0 | [6 empty] | 0 | [6 empty] | 0 | [6 empty] | 0
|  |  | 0 | 0 |  | 0 | 0 | 0 | 0 | 0 |  | 0 | 0 | 0 | 0 | 0 |  | 0 | 0 | 0 | 0 | 0 |  | 0 | 0 | 0 | 0 | 0 |  | 0 | 0 | 0 | 0 | 0 |  | 0 | 0 | 0 | 0 | 0 | [22 empty] | 0 | 0 | 0 | 0 | 0 | 0 |  | 0 | 0 | 0 | 0 | 0 | 0 |  | 0 | 0 | 0 | 0 | 0 | 0 |  | 0 | 0 | 0 | 0 | 0 | 0 |  | 0 | 0 | 0 | 0 | 0 | 0 |  | 0 | 0 | 0 | 0 | 0 | 0
| [Please insert new asset category as required] |  | 0 | 0 | C1 | 0 | 0 | 0 | 0 | 0 | 0 | 0 | 0 | 0 | 0 | 0 | 0 | 0 | 0 | 0 | 0 | 0 | 0 | 0 | 0 | 0 | 0 | 0 | 0 | 0 | 0 | 0 | 0 | 0 | 0 | 0 | 0 | 0 | 0 | 0 | 0 |  |  | C1 | 0 | 0 | 0 | 0 | 0 | C1 | 0 | 0 | 0 | 0 | 0 | C1 | [5 empty] | C1 | [5 empty] | 0 | [6 empty] | 0 | [6 empty] | 0 | [6 empty] | 0 | [6 empty] | 0 | [6 empty] | 0
|  |  | 0 | 0 | C2 | 0 | 0 | 0 | 0 | 0 | 0 | 0 | 0 | 0 | 0 | 0 | 0 | 0 | 0 | 0 | 0 | 0 | 0 | 0 | 0 | 0 | 0 | 0 | 0 | 0 | 0 | 0 | 0 | 0 | 0 | 0 | 0 | 0 | 0 | 0 | 0 |  |  | C2 | 0 | 0 | 0 | 0 | 0 | C2 | 0 | 0 | 0 | 0 | 0 | C2 | [5 empty] | C2 | [5 empty] | 0 | [6 empty] | 0 | [6 empty] | 0 | [6 empty] | 0 | [6 empty] | 0 | [6 empty] | 0
|  |  | 0 | 0 | C3 | 0 | 0 | 0 | 0 | 0 | 0 | 0 | 0 | 0 | 0 | 0 | 0 | 0 | 0 | 0 | 0 | 0 | 0 | 0 | 0 | 0 | 0 | 0 | 0 | 0 | 0 | 0 | 0 | 0 | 0 | 0 | 0 | 0 | 0 | 0 | 0 |  |  | C3 | 0 | 0 | 0 | 0 | 0 | C3 | 0 | 0 | 0 | 0 | 0 | C3 | [5 empty] | C3 | [5 empty] | 0 | [6 empty] | 0 | [6 empty] | 0 | [6 empty] | 0 | [6 empty] | 0 | [6 empty] | 0
|  |  | 0 | 0 | C4 | 0 | 0 | 0 | 0 | 0 | 0 | 0 | 0 | 0 | 0 | 0 | 0 | 0 | 0 | 0 | 0 | 0 | 0 | 0 | 0 | 0 | 0 | 0 | 0 | 0 | 0 | 0 | 0 | 0 | 0 | 0 | 0 | 0 | 0 | 0 | 0 |  |  | C4 | 0 | 0 | 0 | 0 | 0 | C4 | 0 | 0 | 0 | 0 | 0 | C4 | [5 empty] | C4 | [5 empty] | 0 | [6 empty] | 0 | [6 empty] | 0 | [6 empty] | 0 | [6 empty] | 0 | [6 empty] | 0
|  |  | 0 | 0 |  | 0 | 0 | 0 | 0 | 0 |  | 0 | 0 | 0 | 0 | 0 |  | 0 | 0 | 0 | 0 | 0 |  | 0 | 0 | 0 | 0 | 0 |  | 0 | 0 | 0 | 0 | 0 |  | 0 | 0 | 0 | 0 | 0 | [22 empty] | 0 | 0 | 0 | 0 | 0 | 0 |  | 0 | 0 | 0 | 0 | 0 | 0 |  | 0 | 0 | 0 | 0 | 0 | 0 |  | 0 | 0 | 0 | 0 | 0 | 0 |  | 0 | 0 | 0 | 0 | 0 | 0 |  | 0 | 0 | 0 | 0 | 0 | 0
| [Please insert new asset category as required] |  | 0 | 0 | C1 | 0 | 0 | 0 | 0 | 0 | 0 | 0 | 0 | 0 | 0 | 0 | 0 | 0 | 0 | 0 | 0 | 0 | 0 | 0 | 0 | 0 | 0 | 0 | 0 | 0 | 0 | 0 | 0 | 0 | 0 | 0 | 0 | 0 | 0 | 0 | 0 |  |  | C1 | 0 | 0 | 0 | 0 | 0 | C1 | 0 | 0 | 0 | 0 | 0 | C1 | [5 empty] | C1 | [5 empty] | 0 | [6 empty] | 0 | [6 empty] | 0 | [6 empty] | 0 | [6 empty] | 0 | [6 empty] | 0
|  |  | 0 | 0 | C2 | 0 | 0 | 0 | 0 | 0 | 0 | 0 | 0 | 0 | 0 | 0 | 0 | 0 | 0 | 0 | 0 | 0 | 0 | 0 | 0 | 0 | 0 | 0 | 0 | 0 | 0 | 0 | 0 | 0 | 0 | 0 | 0 | 0 | 0 | 0 | 0 |  |  | C2 | 0 | 0 | 0 | 0 | 0 | C2 | 0 | 0 | 0 | 0 | 0 | C2 | [5 empty] | C2 | [5 empty] | 0 | [6 empty] | 0 | [6 empty] | 0 | [6 empty] | 0 | [6 empty] | 0 | [6 empty] | 0
|  |  | 0 | 0 | C3 | 0 | 0 | 0 | 0 | 0 | 0 | 0 | 0 | 0 | 0 | 0 | 0 | 0 | 0 | 0 | 0 | 0 | 0 | 0 | 0 | 0 | 0 | 0 | 0 | 0 | 0 | 0 | 0 | 0 | 0 | 0 | 0 | 0 | 0 | 0 | 0 |  |  | C3 | 0 | 0 | 0 | 0 | 0 | C3 | 0 | 0 | 0 | 0 | 0 | C3 | [5 empty] | C3 | [5 empty] | 0 | [6 empty] | 0 | [6 empty] | 0 | [6 empty] | 0 | [6 empty] | 0 | [6 empty] | 0
|  |  | 0 | 0 | C4 | 0 | 0 | 0 | 0 | 0 | 0 | 0 | 0 | 0 | 0 | 0 | 0 | 0 | 0 | 0 | 0 | 0 | 0 | 0 | 0 | 0 | 0 | 0 | 0 | 0 | 0 | 0 | 0 | 0 | 0 | 0 | 0 | 0 | 0 | 0 | 0 |  |  | C4 | 0 | 0 | 0 | 0 | 0 | C4 | 0 | 0 | 0 | 0 | 0 | C4 | [5 empty] | C4 | [5 empty] | 0 | [6 empty] | 0 | [6 empty] | 0 | [6 empty] | 0 | [6 empty] | 0 | [6 empty] | 0
|  |  | 0 | 0 |  | 0 | 0 | 0 | 0 | 0 |  | 0 | 0 | 0 | 0 | 0 |  | 0 | 0 | 0 | 0 | 0 |  | 0 | 0 | 0 | 0 | 0 |  | 0 | 0 | 0 | 0 | 0 |  | 0 | 0 | 0 | 0 | 0 | [22 empty] | 0 | 0 | 0 | 0 | 0 | 0 |  | 0 | 0 | 0 | 0 | 0 | 0 |  | 0 | 0 | 0 | 0 | 0 | 0 |  | 0 | 0 | 0 | 0 | 0 | 0 |  | 0 | 0 | 0 | 0 | 0 | 0 |  | 0 | 0 | 0 | 0 | 0 | 0
[63 empty] | 0 | 0 | 0 | 0 | 0 | 0 |  | 0 | 0 | 0 | 0 | 0 | 0 |  | 0 | 0 | 0 | 0 | 0 | 0 |  | 0 | 0 | 0 | 0 | 0 | 0 |  | 0 | 0 | 0 | 0 | 0 | 0 |  | 0 | 0 | 0 | 0 | 0 | 0
| TOTAL |  | 419150.8617 | 419150.8617 |  | 99825.3936 | 60973 | 179819.4322 | 60316.8774 | 18216.1584 |  | 91244.3349 | 61745.359 | 180591.7912 | 64899.8693 | 19573.3717 |  | 0 | 8950 | -80 | -8870 | 0 |  | 88924 | 65138 | 167421 | 73121 | 24546.8617 |  | 0 | 17900 | -160 | -17740 | 0 |  | 78020 | 69300 | 155020 | 85928 | 30882.8617 |  |  |  |  | 0 | 0 | 0 | 0 | 0 |  | 0 | 0 | 0 | 0 | 0 | [7 empty] | 70937651.7701 | 141516994.6415 | 863745700.1559 | 622413781.0272 | 285975121.3506 | 1984589248.9453 |  | 76601929.8409 | 140114502.111 | 860553492.335 | 582739848.3307 | 261664423.4738 | 1921674196.0912 |  | 67979564.0965 | 150219982.5275 | 802288288.0717 | 721972900.7576 | 390522505.0563 | 2132983240.5096 |  | 67979564.0965 | 170052726.2112 | 798627255.2404 | 630654252.6915 | 390522505.0563 | 2057836303.2959 |  | 59342875.5135 | 160255045.0649 | 744004811.2229 | 861600894.7026 | 519802878.6352 | 2345006505.139 |  | 59342875.5135 | 199870907.0789 | 736768456.4721 | 679028059.0989 | 519802878.6352 | 2194813176.7985
Health Index Definitions
|  |  | HI1 | New or as new | [57 empty] | LV Network | 1149669.5331 | 2795795.1691 | 21721866.4774 | 18657433.9987 | 17299098.9236 | 61623864.1019 | LV Network | 1342901.1349 | 2737787.266 | 21586913.8181 | 16916098.3691 | 16136503.0732 | 58720203.6612 | LV Network | 1185330.4758 | 2873012.9168 | 20027338.7776 | 20203561.9976 | 19620332.1098 | 63909576.2777 | LV Network | 1185330.4758 | 3368063.2524 | 20027338.7776 | 17728310.3197 | 19620332.1098 | 61929374.9353 | LV Network | 1027894.9031 | 3008750.7662 | 18468360.1951 | 23486381.0059 | 23101719.5633 | 69093106.4336 | LV Network | 1027894.9031 | 3998594.8637 | 18468360.1951 | 18537160.5184 | 23101719.5633 | 65133730.0435
|  |  | HI2 | Good or seviceable condition | [57 empty] | HV Network | 47503910.643 | 96941039.9201 | 601694171.3251 | 411899718.9315 | 176956699.3521 | 1334995540.1718 | HV Network | 51254656.8651 | 96011764.1413 | 599511824.8446 | 386271790.3127 | 161200015.3535 | 1294250051.5172 | HV Network | 46000021.4992 | 101864085.7432 | 561789460.0219 | 477846004.0999 | 238834710.5484 | 1426334281.9126 | HV Network | 46000021.4992 | 112338046.1583 | 561706252.2268 | 425654504.4425 | 238834710.5484 | 1384533534.8753 | HV Network | 40740869.2728 | 107709398.9524 | 524078145.5265 | 569404253.6428 | 316659565.4284 | 1558592232.8228 | HV Network | 40740869.2728 | 128656966.8075 | 523904983.3584 | 465037476.156 | 316659565.4284 | 1474999861.0231
|  |  | HI3 | Deterioration requires assessment and monitoring | [57 empty] | EHV Network | 22284071.5941 | 41780159.5523 | 240329662.3533 | 191856628.0971 | 91719323.0749 | 587969844.6716 | EHV Network | 24004371.8409 | 41364950.7037 | 239454753.6723 | 179551959.6489 | 84327905.0471 | 568703940.9129 | EHV Network | 20794212.1215 | 45482883.8674 | 220471489.2722 | 223923334.6601 | 132067462.398 | 642739382.3193 | EHV Network | 20794212.1215 | 54346616.8005 | 216893664.236 | 187271437.9293 | 132067462.398 | 611373393.4854 | EHV Network | 17574111.3376 | 49536895.3464 | 201458305.5013 | 268710260.0539 | 180041593.6435 | 717321165.8826 | EHV Network | 17574111.3376 | 67215345.4077 | 194395112.9186 | 195453422.4245 | 180041593.6435 | 654679585.7319
|  |  | HI4 | Material deterioration, intervention requires consideration | [57 empty] | 132kV Network | 0 | 0 | 0 | 0 | 0 | 0 | 132kV Network | 0 | 0 | 0 | 0 | 0 | 0 | 132kV Network | 0 | 0 | 0 | 0 | 0 | 0 | 132kV Network | 0 | 0 | 0 | 0 | 0 | 0 | 132kV Network | 0 | 0 | 0 | 0 | 0 | 0 | 132kV Network | 0 | 0 | 0 | 0 | 0 | 0
|  |  | HI5 | End of serviceable life, intervention required | [57 empty] | Other | 0 | 0 | 0 | 0 | 0 | 0 | Other | 0 | 0 | 0 | 0 | 0 | 0 | Other | 0 | 0 | 0 | 0 | 0 | 0 | Other | 0 | 0 | 0 | 0 | 0 | 0 | Other | 0 | 0 | 0 | 0 | 0 | 0 | Other | 0 | 0 | 0 | 0 | 0 | 0
[62 empty] | Total | 70937651.7701 | 141516994.6415 | 863745700.1559 | 622413781.0272 | 285975121.3506 | 1984589248.9453 | Total | 76601929.8409 | 140114502.111 | 860553492.335 | 582739848.3307 | 261664423.4738 | 1921674196.0912 | Total | 67979564.0965 | 150219982.5275 | 802288288.0717 | 721972900.7576 | 390522505.0563 | 2132983240.5096 | Total | 67979564.0965 | 170052726.2112 | 798627255.2404 | 630654252.6915 | 390522505.0563 | 2057836303.2959 | Total | 59342875.5135 | 160255045.0649 | 744004811.2229 | 861600894.7026 | 519802878.6352 | 2345006505.139 | Total | 59342875.5135 | 199870907.0789 | 736768456.4721 | 679028059.0989 | 519802878.6352 | 2194813176.7985
Criticality Index Definitions
|  |  | C1 | Low criticality
|  |  | C2 | Average criticality
|  |  | C3 | High criticality
|  |  | C4 | Very high criticality

## SSEH - HVP
HI7: Secondary deliverables RIIO-ED1 - HVP | [50 empty] | Criticality weightings C1 to C4 | Criticality Rating Boundaries
SSEH | [49 empty] | C1 | 0.7 | Below 75% of average
[50 empty] | C2 | 1 | 75%-125%
[50 empty] | C3 | 1.5 | 125%-200%
[50 empty] | C4 | 2.5 | Over 200% of average
Price base (2012/13)
| ASSET CATEGORIES |  | ASSET REGISTER |  |  | End of DPCR5 (31 March 2015) with investment | [5 empty] | End of DPCR5 (31 March 2015) without investment | [5 empty] | Mid-Period Review (31 March 2019) planned investment | [5 empty] | Mid-Period Review (31 March 2019) without investment | [5 empty] | End of RIIO-ED1 (31 March 2023) planned investment | [5 empty] | End of RIIO-ED1 (31 March 2023) without investment | [8 empty] | Probability of failure | [5 empty] | Criticality/consequence of failure | [5 empty] | Probability of failure x Consequence of failure
Is it your current intention to have a health index for this asset category in the RIIO-ED1 control period.
|  |  | as at 31st March 2015 | as at 31st March 2023 |  | HI 1 | HI 2 | HI 3 | HI 4 | HI 5 |  | HI 1 | HI 2 | HI 3 | HI 4 | HI 5 |  | HI 1 | HI 2 | HI 3 | HI 4 | HI 5 |  | HI 1 | HI 2 | HI 3 | HI 4 | HI 5 |  | HI 1 | HI 2 | HI 3 | HI 4 | HI 5 |  | HI 1 | HI 2 | HI 3 | HI 4 | HI 5 |  |  |  |  | HI 1 | HI 2 | HI 3 | HI 4 | HI 5 |  | HI 1 | HI 2 | HI 3 | HI 4 | HI 5 |  | HI 1 | HI 2 | HI 3 | HI 4 | HI 5 |  | End of DPCR5 (without investment) | [6 empty] | Position at Beginning of RIIO-ED1 | [6 empty] | Mid Period (Without Investment) | [6 empty] | Mid Period (With Investment) | [6 empty] | End of RIIO-ED1 (Without Investment) | [6 empty] | End of RIIO-ED1 (With Investment)
| LV Network | [61 empty] | 1 | 2 | 3 | 4 | 5 | Total |  | 1 | 2 | 3 | 4 | 5 | Total |  | 1 | 2 | 3 | 4 | 5 | Total |  | 1 | 2 | 3 | 4 | 5 | Total |  | 1 | 2 | 3 | 4 | 5 | Total |  | 1 | 2 | 3 | 4 | 5 | Total
| LV Switchgear and Other |  | 1085 | 1085 | C1 | 337 | 307 | 387 | 48 | 6 | 1085 | 309 | 309 | 389 | 61 | 11 | 1079 | 0 | 0 | 0 | 0 | 0 | 0 | 270 | 313 | 371 | 116 | 15 | 1085 | 0 | 0 | 0 | 0 | 0 | 0 | 202 | 319 | 355 | 183 | 26 | 1085 | Yes |  | C1 | 0.025 | 0.075 | 0.175 | 0.375 | 0.75 | C1 | 2122.7074 | 2122.7074 | 2122.7074 | 2122.7074 | 2122.7074 | C1 | 53.0677 | 159.2031 | 371.4738 | 796.0153 | 1592.0305 | C1 | 16397.9145 | 49193.7434 | 144503.3045 | 48556.9312 | 17512.3358 | 276164.2294 |  | 17883.8096 | 48875.3373 | 143760.357 | 38208.7327 | 9552.1832 | 258280.4198 |  | 14328.2748 | 49830.5556 | 137816.7763 | 92337.7708 | 23880.458 | 318193.8355 |  | 14328.2748 | 49830.5556 | 137816.7763 | 92337.7708 | 23880.458 | 318193.8355 |  | 10719.6722 | 50785.7739 | 131873.1957 | 145670.7936 | 41392.7938 | 380442.2292 |  | 10719.6722 | 50785.7739 | 131873.1957 | 145670.7936 | 41392.7938 | 380442.2292
|  |  | 1936 | 1936 | C2 | 602 | 548 | 691 | 85 | 10 | 1936 | 551 | 552 | 695 | 109 | 17 | 1924 | 0 | 0 | 0 | 0 | 0 | 0 | 481 | 559 | 663 | 206 | 27 | 1936 | 0 | 0 | 0 | 0 | 0 | 0 | 361 | 569 | 634 | 328 | 44 | 1936 | No |  | C2 | 0.025 | 0.075 | 0.175 | 0.375 | 0.75 | C2 | 3032.4391 | 3032.4391 | 3032.4391 | 3032.4391 | 3032.4391 | C2 | 75.811 | 227.4329 | 530.6768 | 1137.1647 | 2274.3293 | C2 | 41771.8487 | 125542.979 | 368820.4064 | 123950.9485 | 38663.5986 | 698749.7812 |  | 45638.2086 | 124633.2473 | 366697.699 | 96658.9965 | 22743.2933 | 656371.4446 |  | 36465.0803 | 127135.0095 | 351838.7474 | 234255.921 | 61406.8919 | 811101.6501 |  | 36465.0803 | 127135.0095 | 351838.7474 | 234255.921 | 61406.8919 | 811101.6501 |  | 27367.7629 | 129409.3389 | 336449.1189 | 372990.0101 | 100070.4905 | 966286.7213 |  | 27367.7629 | 129409.3389 | 336449.1189 | 372990.0101 | 100070.4905 | 966286.7213
|  |  | 1936 | 1936 | C3 | 602 | 547 | 692 | 85 | 10 | 1936 | 552 | 551 | 696 | 108 | 18 | 1925 | 0 | 0 | 0 | 0 | 0 | 0 | 481 | 558 | 663 | 206 | 28 | 1936 | 0 | 0 | 0 | 0 | 0 | 0 | 361 | 569 | 634 | 328 | 44 | 1936 |  |  | C3 | 0.025 | 0.075 | 0.175 | 0.375 | 0.75 | C3 | 4548.6587 | 4548.6587 | 4548.6587 | 4548.6587 | 4548.6587 | C3 | 113.7165 | 341.1494 | 796.0153 | 1705.747 | 3411.494 | C3 | 62771.4895 | 187973.3191 | 554026.6248 | 184220.6757 | 61406.8919 | 1050399.0011 |  | 68457.3128 | 186608.7215 | 550842.5637 | 144988.4948 | 34114.94 | 985012.0328 |  | 54697.6204 | 190361.3649 | 527758.121 | 351383.8815 | 95521.8319 | 1219722.8197 |  | 54697.6204 | 190361.3649 | 527758.121 | 351383.8815 | 95521.8319 | 1219722.8197 |  | 41051.6444 | 194114.0083 | 504673.6783 | 559485.0152 | 150105.7358 | 1449430.082 |  | 41051.6444 | 194114.0083 | 504673.6783 | 559485.0152 | 150105.7358 | 1449430.082
|  |  | 1704 | 1704 | C4 | 529 | 482 | 609 | 75 | 9 | 1704 | 485 | 485 | 612 | 95 | 16 | 1693 | 0 | 0 | 0 | 0 | 0 | 0 | 424 | 491 | 583 | 182 | 24 | 1704 | 0 | 0 | 0 | 0 | 0 | 0 | 318 | 501 | 558 | 288 | 39 | 1704 |  |  | C4 | 0.025 | 0.075 | 0.175 | 0.375 | 0.75 | C4 | 7581.0978 | 7581.0978 | 7581.0978 | 7581.0978 | 7581.0978 | C4 | 189.5274 | 568.5823 | 1326.6921 | 2842.9117 | 5685.8233 | C4 | 91920.8104 | 275762.4313 | 811935.5708 | 270076.6079 | 90973.1732 | 1540668.5936 |  | 100260.018 | 274056.6843 | 807955.4945 | 213218.3747 | 51172.4099 | 1446662.9813 |  | 80359.6363 | 279173.9253 | 773461.4997 | 517409.9226 | 136459.7598 | 1786864.7436 |  | 80359.6363 | 279173.9253 | 773461.4997 | 517409.9226 | 136459.7598 | 1786864.7436 |  | 60269.7272 | 284859.7486 | 740294.1969 | 818758.5588 | 221747.1097 | 2125929.3412 |  | 60269.7272 | 284859.7486 | 740294.1969 | 818758.5588 | 221747.1097 | 2125929.3412
|  |  | 6661 | 6661 |  | 2070 | 1884 | 2379 | 293 | 35 |  | 1897 | 1897 | 2392 | 373 | 62 |  | 0 | 0 | 0 | 0 | 0 |  | 1656 | 1921 | 2280 | 710 | 94 |  | 0 | 0 | 0 | 0 | 0 |  | 1242 | 1958 | 2181 | 1127 | 153 | [22 empty] | 212862.0631 | 638472.4728 | 1879285.9065 | 626805.1634 | 208555.9996 | 3565981.6053 |  | 232239.349 | 634173.9904 | 1869256.1141 | 493074.5987 | 117582.8264 | 3346326.8786 |  | 185850.6118 | 646500.8554 | 1790875.1443 | 1195387.4959 | 317268.9415 | 4135883.0488 |  | 185850.6118 | 646500.8554 | 1790875.1443 | 1195387.4959 | 317268.9415 | 4135883.0488 |  | 139408.8068 | 659168.8697 | 1713290.1898 | 1896904.3777 | 513316.1298 | 4922088.3738 |  | 139408.8068 | 659168.8697 | 1713290.1898 | 1896904.3777 | 513316.1298 | 4922088.3738
| LV UGB |  | 0 | 0 | C1 | 0 | 0 | 0 | 0 | 0 | 0 | 0 | 0 | 0 | 0 | 0 | 0 | 0 | 0 | 0 | 0 | 0 | 0 | 0 | 0 | 0 | 0 | 0 | 0 | 0 | 0 | 0 | 0 | 0 | 0 | 0 | 0 | 0 | 0 | 0 | 0 |  |  | C1 | 0.025 | 0.075 | 0.175 | 0.375 | 0.75 | C1 | 0 | 0 | 0 | 0 | 0 | C1 | [5 empty] | C1 | [5 empty] | 0 | [6 empty] | 0 | [6 empty] | 0 | [6 empty] | 0 | [6 empty] | 0 | [6 empty] | 0
|  |  | 0 | 0 | C2 | 0 | 0 | 0 | 0 | 0 | 0 | 0 | 0 | 0 | 0 | 0 | 0 | 0 | 0 | 0 | 0 | 0 | 0 | 0 | 0 | 0 | 0 | 0 | 0 | 0 | 0 | 0 | 0 | 0 | 0 | 0 | 0 | 0 | 0 | 0 | 0 |  |  | C2 | 0.025 | 0.075 | 0.175 | 0.375 | 0.75 | C2 | 0 | 0 | 0 | 0 | 0 | C2 | [5 empty] | C2 | [5 empty] | 0 | [6 empty] | 0 | [6 empty] | 0 | [6 empty] | 0 | [6 empty] | 0 | [6 empty] | 0
|  |  | 0 | 0 | C3 | 0 | 0 | 0 | 0 | 0 | 0 | 0 | 0 | 0 | 0 | 0 | 0 | 0 | 0 | 0 | 0 | 0 | 0 | 0 | 0 | 0 | 0 | 0 | 0 | 0 | 0 | 0 | 0 | 0 | 0 | 0 | 0 | 0 | 0 | 0 | 0 |  |  | C3 | 0.025 | 0.075 | 0.175 | 0.375 | 0.75 | C3 | 0 | 0 | 0 | 0 | 0 | C3 | [5 empty] | C3 | [5 empty] | 0 | [6 empty] | 0 | [6 empty] | 0 | [6 empty] | 0 | [6 empty] | 0 | [6 empty] | 0
|  |  | 0 | 0 | C4 | 0 | 0 | 0 | 0 | 0 | 0 | 0 | 0 | 0 | 0 | 0 | 0 | 0 | 0 | 0 | 0 | 0 | 0 | 0 | 0 | 0 | 0 | 0 | 0 | 0 | 0 | 0 | 0 | 0 | 0 | 0 | 0 | 0 | 0 | 0 | 0 |  |  | C4 | 0.025 | 0.075 | 0.175 | 0.375 | 0.75 | C4 | 0 | 0 | 0 | 0 | 0 | C4 | [5 empty] | C4 | [5 empty] | 0 | [6 empty] | 0 | [6 empty] | 0 | [6 empty] | 0 | [6 empty] | 0 | [6 empty] | 0
|  |  | 0 | 0 |  | 0 | 0 | 0 | 0 | 0 |  | 0 | 0 | 0 | 0 | 0 |  | 0 | 0 | 0 | 0 | 0 |  | 0 | 0 | 0 | 0 | 0 |  | 0 | 0 | 0 | 0 | 0 |  | 0 | 0 | 0 | 0 | 0 | [22 empty] | 0 | 0 | 0 | 0 | 0 | 0 |  | 0 | 0 | 0 | 0 | 0 | 0 |  | 0 | 0 | 0 | 0 | 0 | 0 |  | 0 | 0 | 0 | 0 | 0 | 0 |  | 0 | 0 | 0 | 0 | 0 | 0 |  | 0 | 0 | 0 | 0 | 0 | 0
| LV OHL Support |  | 34 | 34 | C1 | 6 | 4 | 15 | 6 | 3 | 34 | 5 | 4 | 15 | 7 | 3 | 34 | 0 | 0 | 0 | 0 | 0 | 0 | 6 | 4 | 14 | 7 | 3 | 34 | 0 | 0 | 0 | 0 | 0 | 0 | 5 | 4 | 13 | 8 | 4 | 34 |  |  | C1 | 0.025 | 0.075 | 0.175 | 0.375 | 0.75 | C1 | 1596.4584 | 1596.4584 | 1596.4584 | 1596.4584 | 1596.4584 | C1 | 39.9115 | 119.7344 | 279.3802 | 598.6719 | 1197.3438 | C1 | 199.5573 | 478.9375 | 4190.7032 | 4190.7032 | 3592.0313 | 12651.9325 |  | 239.4688 | 478.9375 | 4190.7032 | 3592.0313 | 3592.0313 | 12093.1721 |  | 239.4688 | 478.9375 | 3911.323 | 4190.7032 | 3592.0313 | 12412.4638 |  | 239.4688 | 478.9375 | 3911.323 | 4190.7032 | 3592.0313 | 12412.4638 |  | 199.5573 | 478.9375 | 3631.9428 | 4789.3751 | 4789.3751 | 13889.1878 |  | 199.5573 | 478.9375 | 3631.9428 | 4789.3751 | 4789.3751 | 13889.1878
|  |  | 91346 | 91346 | C2 | 16212 | 10236 | 41117 | 15985 | 7796 | 91346 | 13675 | 10498 | 41378 | 17549 | 8317 | 91417 | 0 | 0 | 0 | 0 | 0 | 0 | 14591 | 10833 | 38031 | 18496 | 9395 | 91346 | 0 | 0 | 0 | 0 | 0 | 0 | 12969 | 11430 | 34941 | 21012 | 10994 | 91346 |  |  | C2 | 0.025 | 0.075 | 0.175 | 0.375 | 0.75 | C2 | 2280.6548 | 2280.6548 | 2280.6548 | 2280.6548 | 2280.6548 | C2 | 57.0164 | 171.0491 | 399.1146 | 855.2456 | 1710.4911 | C2 | 779698.862 | 1795673.562 | 16514563.5526 | 15008704.2002 | 14226154.5197 | 48324794.6965 |  | 924349.3931 | 1750858.695 | 16410394.6443 | 13671100.1562 | 13334988.654 | 46091691.5427 |  | 831925.8571 | 1852975.014 | 15178727.0161 | 15818621.7384 | 16070063.9308 | 49752313.5563 |  | 831925.8571 | 1852975.014 | 15178727.0161 | 15818621.7384 | 16070063.9308 | 49752313.5563 |  | 739445.3047 | 1955091.3329 | 13945462.9294 | 17970419.5484 | 18805139.2076 | 53415558.323 |  | 739445.3047 | 1955091.3329 | 13945462.9294 | 17970419.5484 | 18805139.2076 | 53415558.323
|  |  | 9938 | 9938 | C3 | 1764 | 1113 | 4474 | 1739 | 848 | 9938 | 1488 | 1141 | 4502 | 1909 | 905 | 9945 | 0 | 0 | 0 | 0 | 0 | 0 | 1588 | 1179 | 4136 | 2013 | 1022 | 9938 | 0 | 0 | 0 | 0 | 0 | 0 | 1412 | 1244 | 3802 | 2284 | 1196 | 9938 |  |  | C3 | 0.025 | 0.075 | 0.175 | 0.375 | 0.75 | C3 | 3420.9822 | 3420.9822 | 3420.9822 | 3420.9822 | 3420.9822 | C3 | 85.5246 | 256.5737 | 598.6719 | 1282.8683 | 2565.7367 | C3 | 127260.5382 | 292750.5526 | 2695220.834 | 2448995.6395 | 2321991.6749 | 7886219.2393 |  | 150865.3155 | 285566.49 | 2678458.0212 | 2230908.0236 | 2175744.6855 | 7521542.5357 |  | 135812.9937 | 302500.3519 | 2476106.9235 | 2582413.9457 | 2622182.8639 | 8119017.0787 |  | 135812.9937 | 302500.3519 | 2476106.9235 | 2582413.9457 | 2622182.8639 | 8119017.0787 |  | 120760.672 | 319177.6402 | 2276150.5133 | 2930071.2627 | 3068621.0422 | 8714781.1305 |  | 120760.672 | 319177.6402 | 2276150.5133 | 2930071.2627 | 3068621.0422 | 8714781.1305
|  |  | 1389 | 1389 | C4 | 247 | 156 | 626 | 242 | 118 | 1389 | 208 | 160 | 630 | 266 | 126 | 1390 | 0 | 0 | 0 | 0 | 0 | 0 | 221 | 165 | 579 | 282 | 142 | 1389 | 0 | 0 | 0 | 0 | 0 | 0 | 197 | 175 | 531 | 320 | 166 | 1389 |  |  | C4 | 0.025 | 0.075 | 0.175 | 0.375 | 0.75 | C4 | 5701.637 | 5701.637 | 5701.637 | 5701.637 | 5701.637 | C4 | 142.5409 | 427.6228 | 997.7865 | 2138.1139 | 4276.2278 | C4 | 29648.5125 | 68419.6442 | 628605.4811 | 568738.2924 | 538804.6981 | 1834216.6282 |  | 35207.6086 | 66709.1531 | 624614.3352 | 517423.5592 | 504594.876 | 1748549.532 |  | 31501.5445 | 70557.7581 | 577718.3707 | 602948.1145 | 607224.3423 | 1889950.13 |  | 31501.5445 | 70557.7581 | 577718.3707 | 602948.1145 | 607224.3423 | 1889950.13 |  | 28080.5623 | 74833.9858 | 529824.6198 | 684196.442 | 709853.8085 | 2026789.4184 |  | 28080.5623 | 74833.9858 | 529824.6198 | 684196.442 | 709853.8085 | 2026789.4184
|  |  | 102707 | 102707 |  | 18229 | 11509 | 46232 | 17972 | 8765 |  | 15376 | 11803 | 46525 | 19731 | 9351 |  | 0 | 0 | 0 | 0 | 0 |  | 16406 | 12181 | 42760 | 20798 | 10562 |  | 0 | 0 | 0 | 0 | 0 |  | 14583 | 12853 | 39287 | 23624 | 12360 | [22 empty] | 936807.47 | 2157322.6963 | 19842580.5709 | 18030628.8353 | 17090542.924 | 58057882.4966 |  | 1110661.7859 | 2103613.2756 | 19717657.7039 | 16423023.7703 | 16018920.2468 | 55373876.7825 |  | 999479.8641 | 2226512.0615 | 18236463.6332 | 19008174.5018 | 19303063.1683 | 59773693.2288 |  | 999479.8641 | 2226512.0615 | 18236463.6332 | 19008174.5018 | 19303063.1683 | 59773693.2288 |  | 888486.0963 | 2349581.8965 | 16755070.0053 | 21589476.6282 | 22588403.4335 | 64171018.0597 |  | 888486.0963 | 2349581.8965 | 16755070.0053 | 21589476.6282 | 22588403.4335 | 64171018.0597
| [Please insert new asset category as required] |  | 0 | 0 | C1 | 0 | 0 | 0 | 0 | 0 | 0 | 0 | 0 | 0 | 0 | 0 | 0 | 0 | 0 | 0 | 0 | 0 | 0 | 0 | 0 | 0 | 0 | 0 | 0 | 0 | 0 | 0 | 0 | 0 | 0 | 0 | 0 | 0 | 0 | 0 | 0 |  |  | C1 | 0 | 0 | 0 | 0 | 0 | C1 | 0 | 0 | 0 | 0 | 0 | C1 | [5 empty] | C1 | [5 empty] | 0 | [6 empty] | 0 | [6 empty] | 0 | [6 empty] | 0 | [6 empty] | 0 | [6 empty] | 0
|  |  | 0 | 0 | C2 | 0 | 0 | 0 | 0 | 0 | 0 | 0 | 0 | 0 | 0 | 0 | 0 | 0 | 0 | 0 | 0 | 0 | 0 | 0 | 0 | 0 | 0 | 0 | 0 | 0 | 0 | 0 | 0 | 0 | 0 | 0 | 0 | 0 | 0 | 0 | 0 |  |  | C2 | 0 | 0 | 0 | 0 | 0 | C2 | 0 | 0 | 0 | 0 | 0 | C2 | [5 empty] | C2 | [5 empty] | 0 | [6 empty] | 0 | [6 empty] | 0 | [6 empty] | 0 | [6 empty] | 0 | [6 empty] | 0
|  |  | 0 | 0 | C3 | 0 | 0 | 0 | 0 | 0 | 0 | 0 | 0 | 0 | 0 | 0 | 0 | 0 | 0 | 0 | 0 | 0 | 0 | 0 | 0 | 0 | 0 | 0 | 0 | 0 | 0 | 0 | 0 | 0 | 0 | 0 | 0 | 0 | 0 | 0 | 0 |  |  | C3 | 0 | 0 | 0 | 0 | 0 | C3 | 0 | 0 | 0 | 0 | 0 | C3 | [5 empty] | C3 | [5 empty] | 0 | [6 empty] | 0 | [6 empty] | 0 | [6 empty] | 0 | [6 empty] | 0 | [6 empty] | 0
|  |  | 0 | 0 | C4 | 0 | 0 | 0 | 0 | 0 | 0 | 0 | 0 | 0 | 0 | 0 | 0 | 0 | 0 | 0 | 0 | 0 | 0 | 0 | 0 | 0 | 0 | 0 | 0 | 0 | 0 | 0 | 0 | 0 | 0 | 0 | 0 | 0 | 0 | 0 | 0 |  |  | C4 | 0 | 0 | 0 | 0 | 0 | C4 | 0 | 0 | 0 | 0 | 0 | C4 | [5 empty] | C4 | [5 empty] | 0 | [6 empty] | 0 | [6 empty] | 0 | [6 empty] | 0 | [6 empty] | 0 | [6 empty] | 0
|  |  | 0 | 0 |  | 0 | 0 | 0 | 0 | 0 |  | 0 | 0 | 0 | 0 | 0 |  | 0 | 0 | 0 | 0 | 0 |  | 0 | 0 | 0 | 0 | 0 |  | 0 | 0 | 0 | 0 | 0 |  | 0 | 0 | 0 | 0 | 0 | [22 empty] | 0 | 0 | 0 | 0 | 0 | 0 |  | 0 | 0 | 0 | 0 | 0 | 0 |  | 0 | 0 | 0 | 0 | 0 | 0 |  | 0 | 0 | 0 | 0 | 0 | 0 |  | 0 | 0 | 0 | 0 | 0 | 0 |  | 0 | 0 | 0 | 0 | 0 | 0
| [Please insert new asset category as required] |  | 0 | 0 | C1 | 0 | 0 | 0 | 0 | 0 | 0 | 0 | 0 | 0 | 0 | 0 | 0 | 0 | 0 | 0 | 0 | 0 | 0 | 0 | 0 | 0 | 0 | 0 | 0 | 0 | 0 | 0 | 0 | 0 | 0 | 0 | 0 | 0 | 0 | 0 | 0 |  |  | C1 | 0 | 0 | 0 | 0 | 0 | C1 | 0 | 0 | 0 | 0 | 0 | C1 | [5 empty] | C1 | [5 empty] | 0 | [6 empty] | 0 | [6 empty] | 0 | [6 empty] | 0 | [6 empty] | 0 | [6 empty] | 0
|  |  | 0 | 0 | C2 | 0 | 0 | 0 | 0 | 0 | 0 | 0 | 0 | 0 | 0 | 0 | 0 | 0 | 0 | 0 | 0 | 0 | 0 | 0 | 0 | 0 | 0 | 0 | 0 | 0 | 0 | 0 | 0 | 0 | 0 | 0 | 0 | 0 | 0 | 0 | 0 |  |  | C2 | 0 | 0 | 0 | 0 | 0 | C2 | 0 | 0 | 0 | 0 | 0 | C2 | [5 empty] | C2 | [5 empty] | 0 | [6 empty] | 0 | [6 empty] | 0 | [6 empty] | 0 | [6 empty] | 0 | [6 empty] | 0
|  |  | 0 | 0 | C3 | 0 | 0 | 0 | 0 | 0 | 0 | 0 | 0 | 0 | 0 | 0 | 0 | 0 | 0 | 0 | 0 | 0 | 0 | 0 | 0 | 0 | 0 | 0 | 0 | 0 | 0 | 0 | 0 | 0 | 0 | 0 | 0 | 0 | 0 | 0 | 0 |  |  | C3 | 0 | 0 | 0 | 0 | 0 | C3 | 0 | 0 | 0 | 0 | 0 | C3 | [5 empty] | C3 | [5 empty] | 0 | [6 empty] | 0 | [6 empty] | 0 | [6 empty] | 0 | [6 empty] | 0 | [6 empty] | 0
|  |  | 0 | 0 | C4 | 0 | 0 | 0 | 0 | 0 | 0 | 0 | 0 | 0 | 0 | 0 | 0 | 0 | 0 | 0 | 0 | 0 | 0 | 0 | 0 | 0 | 0 | 0 | 0 | 0 | 0 | 0 | 0 | 0 | 0 | 0 | 0 | 0 | 0 | 0 | 0 |  |  | C4 | 0 | 0 | 0 | 0 | 0 | C4 | 0 | 0 | 0 | 0 | 0 | C4 | [5 empty] | C4 | [5 empty] | 0 | [6 empty] | 0 | [6 empty] | 0 | [6 empty] | 0 | [6 empty] | 0 | [6 empty] | 0
|  |  | 0 | 0 |  | 0 | 0 | 0 | 0 | 0 |  | 0 | 0 | 0 | 0 | 0 |  | 0 | 0 | 0 | 0 | 0 |  | 0 | 0 | 0 | 0 | 0 |  | 0 | 0 | 0 | 0 | 0 |  | 0 | 0 | 0 | 0 | 0 | [22 empty] | 0 | 0 | 0 | 0 | 0 | 0 |  | 0 | 0 | 0 | 0 | 0 | 0 |  | 0 | 0 | 0 | 0 | 0 | 0 |  | 0 | 0 | 0 | 0 | 0 | 0 |  | 0 | 0 | 0 | 0 | 0 | 0 |  | 0 | 0 | 0 | 0 | 0 | 0
| [Please insert new asset category as required] |  | 0 | 0 | C1 | 0 | 0 | 0 | 0 | 0 | 0 | 0 | 0 | 0 | 0 | 0 | 0 | 0 | 0 | 0 | 0 | 0 | 0 | 0 | 0 | 0 | 0 | 0 | 0 | 0 | 0 | 0 | 0 | 0 | 0 | 0 | 0 | 0 | 0 | 0 | 0 |  |  | C1 | 0 | 0 | 0 | 0 | 0 | C1 | 0 | 0 | 0 | 0 | 0 | C1 | [5 empty] | C1 | [5 empty] | 0 | [6 empty] | 0 | [6 empty] | 0 | [6 empty] | 0 | [6 empty] | 0 | [6 empty] | 0
|  |  | 0 | 0 | C2 | 0 | 0 | 0 | 0 | 0 | 0 | 0 | 0 | 0 | 0 | 0 | 0 | 0 | 0 | 0 | 0 | 0 | 0 | 0 | 0 | 0 | 0 | 0 | 0 | 0 | 0 | 0 | 0 | 0 | 0 | 0 | 0 | 0 | 0 | 0 | 0 |  |  | C2 | 0 | 0 | 0 | 0 | 0 | C2 | 0 | 0 | 0 | 0 | 0 | C2 | [5 empty] | C2 | [5 empty] | 0 | [6 empty] | 0 | [6 empty] | 0 | [6 empty] | 0 | [6 empty] | 0 | [6 empty] | 0
|  |  | 0 | 0 | C3 | 0 | 0 | 0 | 0 | 0 | 0 | 0 | 0 | 0 | 0 | 0 | 0 | 0 | 0 | 0 | 0 | 0 | 0 | 0 | 0 | 0 | 0 | 0 | 0 | 0 | 0 | 0 | 0 | 0 | 0 | 0 | 0 | 0 | 0 | 0 | 0 |  |  | C3 | 0 | 0 | 0 | 0 | 0 | C3 | 0 | 0 | 0 | 0 | 0 | C3 | [5 empty] | C3 | [5 empty] | 0 | [6 empty] | 0 | [6 empty] | 0 | [6 empty] | 0 | [6 empty] | 0 | [6 empty] | 0
|  |  | 0 | 0 | C4 | 0 | 0 | 0 | 0 | 0 | 0 | 0 | 0 | 0 | 0 | 0 | 0 | 0 | 0 | 0 | 0 | 0 | 0 | 0 | 0 | 0 | 0 | 0 | 0 | 0 | 0 | 0 | 0 | 0 | 0 | 0 | 0 | 0 | 0 | 0 | 0 |  |  | C4 | 0 | 0 | 0 | 0 | 0 | C4 | 0 | 0 | 0 | 0 | 0 | C4 | [5 empty] | C4 | [5 empty] | 0 | [6 empty] | 0 | [6 empty] | 0 | [6 empty] | 0 | [6 empty] | 0 | [6 empty] | 0
|  |  | 0 | 0 |  | 0 | 0 | 0 | 0 | 0 |  | 0 | 0 | 0 | 0 | 0 |  | 0 | 0 | 0 | 0 | 0 |  | 0 | 0 | 0 | 0 | 0 |  | 0 | 0 | 0 | 0 | 0 |  | 0 | 0 | 0 | 0 | 0 | [22 empty] | 0 | 0 | 0 | 0 | 0 | 0 |  | 0 | 0 | 0 | 0 | 0 | 0 |  | 0 | 0 | 0 | 0 | 0 | 0 |  | 0 | 0 | 0 | 0 | 0 | 0 |  | 0 | 0 | 0 | 0 | 0 | 0 |  | 0 | 0 | 0 | 0 | 0 | 0
| [Please insert new asset category as required] |  | 0 | 0 | C1 | 0 | 0 | 0 | 0 | 0 | 0 | 0 | 0 | 0 | 0 | 0 | 0 | 0 | 0 | 0 | 0 | 0 | 0 | 0 | 0 | 0 | 0 | 0 | 0 | 0 | 0 | 0 | 0 | 0 | 0 | 0 | 0 | 0 | 0 | 0 | 0 |  |  | C1 | 0 | 0 | 0 | 0 | 0 | C1 | 0 | 0 | 0 | 0 | 0 | C1 | [5 empty] | C1 | [5 empty] | 0 | [6 empty] | 0 | [6 empty] | 0 | [6 empty] | 0 | [6 empty] | 0 | [6 empty] | 0
|  |  | 0 | 0 | C2 | 0 | 0 | 0 | 0 | 0 | 0 | 0 | 0 | 0 | 0 | 0 | 0 | 0 | 0 | 0 | 0 | 0 | 0 | 0 | 0 | 0 | 0 | 0 | 0 | 0 | 0 | 0 | 0 | 0 | 0 | 0 | 0 | 0 | 0 | 0 | 0 |  |  | C2 | 0 | 0 | 0 | 0 | 0 | C2 | 0 | 0 | 0 | 0 | 0 | C2 | [5 empty] | C2 | [5 empty] | 0 | [6 empty] | 0 | [6 empty] | 0 | [6 empty] | 0 | [6 empty] | 0 | [6 empty] | 0
|  |  | 0 | 0 | C3 | 0 | 0 | 0 | 0 | 0 | 0 | 0 | 0 | 0 | 0 | 0 | 0 | 0 | 0 | 0 | 0 | 0 | 0 | 0 | 0 | 0 | 0 | 0 | 0 | 0 | 0 | 0 | 0 | 0 | 0 | 0 | 0 | 0 | 0 | 0 | 0 |  |  | C3 | 0 | 0 | 0 | 0 | 0 | C3 | 0 | 0 | 0 | 0 | 0 | C3 | [5 empty] | C3 | [5 empty] | 0 | [6 empty] | 0 | [6 empty] | 0 | [6 empty] | 0 | [6 empty] | 0 | [6 empty] | 0
|  |  | 0 | 0 | C4 | 0 | 0 | 0 | 0 | 0 | 0 | 0 | 0 | 0 | 0 | 0 | 0 | 0 | 0 | 0 | 0 | 0 | 0 | 0 | 0 | 0 | 0 | 0 | 0 | 0 | 0 | 0 | 0 | 0 | 0 | 0 | 0 | 0 | 0 | 0 | 0 |  |  | C4 | 0 | 0 | 0 | 0 | 0 | C4 | 0 | 0 | 0 | 0 | 0 | C4 | [5 empty] | C4 | [5 empty] | 0 | [6 empty] | 0 | [6 empty] | 0 | [6 empty] | 0 | [6 empty] | 0 | [6 empty] | 0
|  |  | 0 | 0 |  | 0 | 0 | 0 | 0 | 0 |  | 0 | 0 | 0 | 0 | 0 |  | 0 | 0 | 0 | 0 | 0 |  | 0 | 0 | 0 | 0 | 0 |  | 0 | 0 | 0 | 0 | 0 |  | 0 | 0 | 0 | 0 | 0 | [22 empty] | 0 | 0 | 0 | 0 | 0 | 0 |  | 0 | 0 | 0 | 0 | 0 | 0 |  | 0 | 0 | 0 | 0 | 0 | 0 |  | 0 | 0 | 0 | 0 | 0 | 0 |  | 0 | 0 | 0 | 0 | 0 | 0 |  | 0 | 0 | 0 | 0 | 0 | 0
| [Please insert new asset category as required] |  | 0 | 0 | C1 | 0 | 0 | 0 | 0 | 0 | 0 | 0 | 0 | 0 | 0 | 0 | 0 | 0 | 0 | 0 | 0 | 0 | 0 | 0 | 0 | 0 | 0 | 0 | 0 | 0 | 0 | 0 | 0 | 0 | 0 | 0 | 0 | 0 | 0 | 0 | 0 |  |  | C1 | 0 | 0 | 0 | 0 | 0 | C1 | 0 | 0 | 0 | 0 | 0 | C1 | [5 empty] | C1 | [5 empty] | 0 | [6 empty] | 0 | [6 empty] | 0 | [6 empty] | 0 | [6 empty] | 0 | [6 empty] | 0
|  |  | 0 | 0 | C2 | 0 | 0 | 0 | 0 | 0 | 0 | 0 | 0 | 0 | 0 | 0 | 0 | 0 | 0 | 0 | 0 | 0 | 0 | 0 | 0 | 0 | 0 | 0 | 0 | 0 | 0 | 0 | 0 | 0 | 0 | 0 | 0 | 0 | 0 | 0 | 0 |  |  | C2 | 0 | 0 | 0 | 0 | 0 | C2 | 0 | 0 | 0 | 0 | 0 | C2 | [5 empty] | C2 | [5 empty] | 0 | [6 empty] | 0 | [6 empty] | 0 | [6 empty] | 0 | [6 empty] | 0 | [6 empty] | 0
|  |  | 0 | 0 | C3 | 0 | 0 | 0 | 0 | 0 | 0 | 0 | 0 | 0 | 0 | 0 | 0 | 0 | 0 | 0 | 0 | 0 | 0 | 0 | 0 | 0 | 0 | 0 | 0 | 0 | 0 | 0 | 0 | 0 | 0 | 0 | 0 | 0 | 0 | 0 | 0 |  |  | C3 | 0 | 0 | 0 | 0 | 0 | C3 | 0 | 0 | 0 | 0 | 0 | C3 | [5 empty] | C3 | [5 empty] | 0 | [6 empty] | 0 | [6 empty] | 0 | [6 empty] | 0 | [6 empty] | 0 | [6 empty] | 0
|  |  | 0 | 0 | C4 | 0 | 0 | 0 | 0 | 0 | 0 | 0 | 0 | 0 | 0 | 0 | 0 | 0 | 0 | 0 | 0 | 0 | 0 | 0 | 0 | 0 | 0 | 0 | 0 | 0 | 0 | 0 | 0 | 0 | 0 | 0 | 0 | 0 | 0 | 0 | 0 |  |  | C4 | 0 | 0 | 0 | 0 | 0 | C4 | 0 | 0 | 0 | 0 | 0 | C4 | [5 empty] | C4 | [5 empty] | 0 | [6 empty] | 0 | [6 empty] | 0 | [6 empty] | 0 | [6 empty] | 0 | [6 empty] | 0
|  |  | 0 | 0 |  | 0 | 0 | 0 | 0 | 0 |  | 0 | 0 | 0 | 0 | 0 |  | 0 | 0 | 0 | 0 | 0 |  | 0 | 0 | 0 | 0 | 0 |  | 0 | 0 | 0 | 0 | 0 |  | 0 | 0 | 0 | 0 | 0 | [22 empty] | 0 | 0 | 0 | 0 | 0 | 0 |  | 0 | 0 | 0 | 0 | 0 | 0 |  | 0 | 0 | 0 | 0 | 0 | 0 |  | 0 | 0 | 0 | 0 | 0 | 0 |  | 0 | 0 | 0 | 0 | 0 | 0 |  | 0 | 0 | 0 | 0 | 0 | 0
[63 empty] | 1149669.5331 | 2795795.1691 | 21721866.4774 | 18657433.9987 | 17299098.9236 | 61623864.1019 |  | 1342901.1349 | 2737787.266 | 21586913.8181 | 16916098.3691 | 16136503.0732 | 58720203.6612 |  | 1185330.4758 | 2873012.9168 | 20027338.7776 | 20203561.9976 | 19620332.1098 | 63909576.2777 |  | 1185330.4758 | 2873012.9168 | 20027338.7776 | 20203561.9976 | 19620332.1098 | 63909576.2777 |  | 1027894.9031 | 3008750.7662 | 18468360.1951 | 23486381.0059 | 23101719.5633 | 69093106.4336 |  | 1027894.9031 | 3008750.7662 | 18468360.1951 | 23486381.0059 | 23101719.5633 | 69093106.4336
| HV Network | [73 empty] | 0 | [6 empty] | 0 | [6 empty] | 0 | [6 empty] | 0 | [6 empty] | 0
| HV Switchgear (GM) - Primary |  | 13 | 13 | C1 | 2 | 3 | 6 | 1 | 1 | 13 | 2 | 3 | 6 | 1 | 1 | 13 | 0 | 0 | 0 | 0 | 0 | 0 | 2 | 3 | 6 | 1 | 1 | 13 | 0 | 0 | 0 | 0 | 0 | 0 | 2 | 3 | 5 | 2 | 1 | 13 |  |  | C1 | 0.025 | 0.075 | 0.175 | 0.375 | 0.75 | C1 | 17990.8746 | 17990.8746 | 17990.8746 | 17990.8746 | 17990.8746 | C1 | 449.7719 | 1349.3156 | 3148.4031 | 6746.578 | 13493.156 | C1 | 899.5437 | 4047.9468 | 18890.4183 | 6746.578 | 13493.156 | 44077.6428 |  | 899.5437 | 4047.9468 | 18890.4183 | 6746.578 | 13493.156 | 44077.6428 |  | 899.5437 | 4047.9468 | 18890.4183 | 6746.578 | 13493.156 | 44077.6428 |  | 899.5437 | 4047.9468 | 18890.4183 | 6746.578 | 13493.156 | 44077.6428 |  | 899.5437 | 4047.9468 | 15742.0153 | 13493.156 | 13493.156 | 47675.8177 |  | 899.5437 | 4047.9468 | 15742.0153 | 13493.156 | 13493.156 | 47675.8177
|  |  | 821 | 821 | C2 | 124 | 201 | 385 | 64 | 47 | 821 | 110 | 202 | 387 | 69 | 49 | 817 | 0 | 0 | 0 | 0 | 0 | 0 | 111 | 193 | 367 | 97 | 53 | 821 | 0 | 0 | 0 | 0 | 0 | 0 | 99 | 185 | 348 | 129 | 60 | 821 |  |  | C2 | 0.025 | 0.075 | 0.175 | 0.375 | 0.75 | C2 | 25701.2494 | 25701.2494 | 25701.2494 | 25701.2494 | 25701.2494 | C2 | 642.5312 | 1927.5937 | 4497.7187 | 9637.9685 | 19275.9371 | C2 | 70678.436 | 389373.9291 | 1740617.1188 | 665019.8294 | 944520.9172 | 3810210.2304 |  | 79673.8733 | 387446.3354 | 1731621.6814 | 616829.9867 | 905969.043 | 3721540.9198 |  | 71320.9672 | 372025.5857 | 1650662.7457 | 934882.9486 | 1021624.6655 | 4050516.9127 |  | 71320.9672 | 372025.5857 | 1650662.7457 | 934882.9486 | 1021624.6655 | 4050516.9127 |  | 63610.5924 | 356604.8361 | 1565206.0913 | 1243297.942 | 1156556.2251 | 4385275.6868 |  | 63610.5924 | 356604.8361 | 1565206.0913 | 1243297.942 | 1156556.2251 | 4385275.6868
|  |  | 1503 | 1503 | C3 | 226 | 367 | 706 | 119 | 85 | 1503 | 201 | 369 | 710 | 128 | 89 | 1497 | 0 | 0 | 0 | 0 | 0 | 0 | 204 | 353 | 672 | 177 | 97 | 1503 | 0 | 0 | 0 | 0 | 0 | 0 | 181 | 339 | 639 | 235 | 109 | 1503 |  |  | C3 | 0.025 | 0.075 | 0.175 | 0.375 | 0.75 | C3 | 38551.8742 | 38551.8742 | 38551.8742 | 38551.8742 | 38551.8742 | C3 | 963.7969 | 2891.3906 | 6746.578 | 14456.9528 | 28913.9056 | C3 | 193723.1677 | 1066923.1176 | 4790070.3656 | 1850489.9601 | 2573337.6008 | 10474544.2118 |  | 217818.0891 | 1061140.3365 | 4763084.0536 | 1720377.3848 | 2457681.9783 | 10220101.8423 |  | 196614.5583 | 1020660.8686 | 4533700.4023 | 2558880.648 | 2804648.8458 | 11114505.3231 |  | 196614.5583 | 1020660.8686 | 4533700.4023 | 2558880.648 | 2804648.8458 | 11114505.3231 |  | 174447.2306 | 980181.4008 | 4311063.329 | 3397383.9112 | 3151615.7134 | 12014691.5849 |  | 174447.2306 | 980181.4008 | 4311063.329 | 3397383.9112 | 3151615.7134 | 12014691.5849
|  |  | 4 | 4 | C4 | 1 | 1 | 2 | 0 | 0 | 4 | 1 | 1 | 2 | 0 | 0 | 4 | 0 | 0 | 0 | 0 | 0 | 0 | 1 | 1 | 1 | 1 | 0 | 4 | 0 | 0 | 0 | 0 | 0 | 0 | 0 | 1 | 2 | 1 | 0 | 4 |  |  | C4 | 0.025 | 0.075 | 0.175 | 0.375 | 0.75 | C4 | 64253.1236 | 64253.1236 | 64253.1236 | 64253.1236 | 64253.1236 | C4 | 1606.3281 | 4818.9843 | 11244.2966 | 24094.9214 | 48189.8427 | C4 | 1606.3281 | 4818.9843 | 22488.5933 | 0 | 0 | 28913.9056 |  | 1606.3281 | 4818.9843 | 22488.5933 | 0 | 0 | 28913.9056 |  | 1606.3281 | 4818.9843 | 11244.2966 | 24094.9214 | 0 | 41764.5304 |  | 1606.3281 | 4818.9843 | 11244.2966 | 24094.9214 | 0 | 41764.5304 |  | 0 | 4818.9843 | 22488.5933 | 24094.9214 | 0 | 51402.4989 |  | 0 | 4818.9843 | 22488.5933 | 24094.9214 | 0 | 51402.4989
|  |  | 2341 | 2341 |  | 353 | 572 | 1099 | 184 | 133 |  | 314 | 575 | 1105 | 198 | 139 |  | 0 | 0 | 0 | 0 | 0 |  | 318 | 550 | 1046 | 276 | 151 |  | 0 | 0 | 0 | 0 | 0 |  | 282 | 528 | 994 | 367 | 170 | [22 empty] | 266907.4755 | 1465163.9778 | 6572066.4959 | 2522256.3675 | 3531351.6739 | 14357745.9907 |  | 299997.8342 | 1457453.603 | 6536084.7467 | 2343953.9495 | 3377144.1772 | 14014634.3106 |  | 270441.3973 | 1401553.3854 | 6214497.863 | 3524605.0959 | 3839766.6673 | 15250864.4089 |  | 270441.3973 | 1401553.3854 | 6214497.863 | 3524605.0959 | 3839766.6673 | 15250864.4089 |  | 238957.3667 | 1345653.1679 | 5914500.0288 | 4678269.9305 | 4321665.0944 | 16499045.5883 |  | 238957.3667 | 1345653.1679 | 5914500.0288 | 4678269.9305 | 4321665.0944 | 16499045.5883
| HV Switchgear (GM) - Distribution |  | 1579 | 1579 | C1 | 593 | 472 | 271 | 119 | 124 | 1579 | 586 | 474 | 273 | 130 | 101 | 1564 | 0 | 0 | 0 | 0 | 0 | 0 | 533 | 484 | 291 | 134 | 137 | 1579 | 0 | 0 | 0 | 0 | 0 | 0 | 474 | 497 | 311 | 150 | 147 | 1579 |  |  | C1 | 0.025 | 0.075 | 0.175 | 0.375 | 0.75 | C1 | 3760.5128 | 3760.5128 | 3760.5128 | 3760.5128 | 3760.5128 | C1 | 94.0128 | 282.0385 | 658.0897 | 1410.1923 | 2820.3846 | C1 | 55091.5127 | 133686.2305 | 179658.4997 | 183324.9997 | 284858.8457 | 836620.0884 |  | 55749.6025 | 133122.1536 | 178342.3202 | 167812.8843 | 349727.6917 | 884754.6524 |  | 50108.8333 | 136506.6152 | 191504.1151 | 188965.7689 | 386392.6917 | 953478.0241 |  | 50108.8333 | 136506.6152 | 191504.1151 | 188965.7689 | 386392.6917 | 953478.0241 |  | 44562.0768 | 140173.1152 | 204665.9099 | 211528.8458 | 414596.5378 | 1015526.4855 |  | 44562.0768 | 140173.1152 | 204665.9099 | 211528.8458 | 414596.5378 | 1015526.4855
|  |  | 2822 | 2822 | C2 | 1059 | 844 | 485 | 213 | 221 | 2822 | 1046 | 847 | 489 | 233 | 180 | 2795 | 0 | 0 | 0 | 0 | 0 | 0 | 953 | 866 | 521 | 240 | 242 | 2822 | 0 | 0 | 0 | 0 | 0 | 0 | 847 | 887 | 557 | 267 | 264 | 2822 |  |  | C2 | 0.025 | 0.075 | 0.175 | 0.375 | 0.75 | C2 | 5372.1612 | 5372.1612 | 5372.1612 | 5372.1612 | 5372.1612 | C2 | 134.304 | 402.9121 | 940.1282 | 2014.5604 | 4029.1209 | C2 | 140482.0144 | 341266.5379 | 459722.6916 | 469392.5816 | 725241.757 | 2136105.5826 |  | 142227.9668 | 340057.8016 | 455962.1787 | 429101.3729 | 890435.7128 | 2257785.0329 |  | 127991.7397 | 348921.8676 | 489806.7941 | 483494.5047 | 975047.2511 | 2425262.1572 |  | 127991.7397 | 348921.8676 | 489806.7941 | 483494.5047 | 975047.2511 | 2425262.1572 |  | 113755.5126 | 357383.0214 | 523651.4094 | 537887.6365 | 1063687.9103 | 2596365.4902 |  | 113755.5126 | 357383.0214 | 523651.4094 | 537887.6365 | 1063687.9103 | 2596365.4902
|  |  | 2820 | 2820 | C3 | 1058 | 844 | 484 | 213 | 221 | 2820 | 1046 | 847 | 487 | 232 | 180 | 2792 | 0 | 0 | 0 | 0 | 0 | 0 | 953 | 865 | 520 | 240 | 242 | 2820 | 0 | 0 | 0 | 0 | 0 | 0 | 847 | 887 | 556 | 267 | 263 | 2820 |  |  | C3 | 0.025 | 0.075 | 0.175 | 0.375 | 0.75 | C3 | 8058.2417 | 8058.2417 | 8058.2417 | 8058.2417 | 8058.2417 | C3 | 201.456 | 604.3681 | 1410.1923 | 3021.8407 | 6043.6813 | C3 | 210723.0216 | 511899.8068 | 686763.6527 | 701067.0318 | 1087862.6356 | 3198316.1486 |  | 213140.4942 | 510086.7025 | 682533.0758 | 643652.0594 | 1335653.5692 | 3385065.901 |  | 191987.6096 | 522778.4332 | 733299.9988 | 725241.757 | 1462570.8767 | 3635878.6753 |  | 191987.6096 | 522778.4332 | 733299.9988 | 725241.757 | 1462570.8767 | 3635878.6753 |  | 170633.2689 | 536074.5321 | 784066.9218 | 806831.4547 | 1589488.1842 | 3887094.3617 |  | 170633.2689 | 536074.5321 | 784066.9218 | 806831.4547 | 1589488.1842 | 3887094.3617
|  |  | 2480 | 2480 | C4 | 931 | 742 | 426 | 187 | 194 | 2480 | 920 | 745 | 429 | 204 | 158 | 2456 | 0 | 0 | 0 | 0 | 0 | 0 | 838 | 761 | 458 | 211 | 212 | 2480 | 0 | 0 | 0 | 0 | 0 | 0 | 745 | 779 | 489 | 235 | 232 | 2480 |  |  | C4 | 0.025 | 0.075 | 0.175 | 0.375 | 0.75 | C4 | 13430.4029 | 13430.4029 | 13430.4029 | 13430.4029 | 13430.4029 | C4 | 335.7601 | 1007.2802 | 2350.3205 | 5036.4011 | 10072.8022 | C4 | 308899.2669 | 750423.7625 | 1008287.4983 | 1027425.8225 | 1591502.7446 | 4686539.0948 |  | 312592.6277 | 747401.9218 | 1001236.5368 | 941807.0039 | 1954123.6232 | 4957161.7134 |  | 281366.9409 | 766540.246 | 1076446.7931 | 1062680.6301 | 2135434.0624 | 5322468.6725 |  | 281366.9409 | 766540.246 | 1076446.7931 | 1062680.6301 | 2135434.0624 | 5322468.6725 |  | 250141.2542 | 784671.2899 | 1149306.7289 | 1183554.2563 | 2336890.106 | 5704563.6353 |  | 250141.2542 | 784671.2899 | 1149306.7289 | 1183554.2563 | 2336890.106 | 5704563.6353
|  |  | 9701 | 9701 |  | 3641 | 2902 | 1666 | 732 | 760 |  | 3598 | 2913 | 1678 | 799 | 619 |  | 0 | 0 | 0 | 0 | 0 |  | 3277 | 2976 | 1790 | 825 | 833 |  | 0 | 0 | 0 | 0 | 0 |  | 2913 | 3050 | 1913 | 919 | 906 | [22 empty] | 715195.8157 | 1737276.3378 | 2334432.3423 | 2381210.4356 | 3689465.9829 | 10857580.9143 |  | 723710.6911 | 1730668.5796 | 2318074.1116 | 2182373.3206 | 4529940.5969 | 11484767.2998 |  | 651455.1235 | 1774747.1619 | 2491057.701 | 2460382.6608 | 4959444.8819 | 12337087.5291 |  | 651455.1235 | 1774747.1619 | 2491057.701 | 2460382.6608 | 4959444.8819 | 12337087.5291 |  | 579092.1126 | 1818301.9585 | 2661690.97 | 2739802.1933 | 5404662.7383 | 13203549.9727 |  | 579092.1126 | 1818301.9585 | 2661690.97 | 2739802.1933 | 5404662.7383 | 13203549.9727
| HV Transformer (GM) |  | 1206 | 1206 | C1 | 404 | 329 | 407 | 50 | 16 | 1206 | 377 | 331 | 409 | 61 | 20 | 1198 | 0 | 0 | 0 | 0 | 0 | 0 | 323 | 344 | 391 | 122 | 26 | 1206 | 0 | 0 | 0 | 0 | 0 | 0 | 242 | 359 | 376 | 193 | 36 | 1206 |  |  | C1 | 0.025 | 0.075 | 0.175 | 0.375 | 0.75 | C1 | 9921.7992 | 9921.7992 | 9921.7992 | 9921.7992 | 9921.7992 | C1 | 248.045 | 744.1349 | 1736.3149 | 3720.6747 | 7441.3494 | C1 | 93512.9571 | 246308.6642 | 710152.7751 | 226961.1559 | 148826.9874 | 1425762.5397 |  | 100210.1715 | 244820.3943 | 706680.1454 | 186033.7343 | 119061.59 | 1356806.0356 |  | 80118.5282 | 255982.4184 | 678899.1077 | 453922.3117 | 193475.0837 | 1662397.4498 |  | 80118.5282 | 255982.4184 | 678899.1077 | 453922.3117 | 193475.0837 | 1662397.4498 |  | 60026.8849 | 267144.4425 | 652854.3849 | 718090.2144 | 267888.5774 | 1966004.5042 |  | 60026.8849 | 267144.4425 | 652854.3849 | 718090.2144 | 267888.5774 | 1966004.5042
|  |  | 2154 | 2154 | C2 | 722 | 588 | 725 | 90 | 29 | 2154 | 675 | 591 | 728 | 110 | 35 | 2139 | 0 | 0 | 0 | 0 | 0 | 0 | 577 | 615 | 698 | 217 | 47 | 2154 | 0 | 0 | 0 | 0 | 0 | 0 | 433 | 642 | 670 | 344 | 65 | 2154 |  |  | C2 | 0.025 | 0.075 | 0.175 | 0.375 | 0.75 | C2 | 14173.9988 | 14173.9988 | 14173.9988 | 14173.9988 | 14173.9988 | C2 | 354.35 | 1063.0499 | 2480.4498 | 5315.2496 | 10630.4991 | C2 | 239186.2298 | 628262.497 | 1805767.4477 | 584677.4507 | 372067.4686 | 3629961.0938 |  | 255840.6784 | 625073.3473 | 1798326.0983 | 478372.4596 | 308284.474 | 3465897.0576 |  | 204459.9328 | 653775.6949 | 1731353.954 | 1153409.1527 | 499633.4579 | 4242632.1921 |  | 204459.9328 | 653775.6949 | 1731353.954 | 1153409.1527 | 499633.4579 | 4242632.1921 |  | 153433.5371 | 682478.0424 | 1661901.3598 | 1828445.8458 | 690982.4417 | 5017241.2268 |  | 153433.5371 | 682478.0424 | 1661901.3598 | 1828445.8458 | 690982.4417 | 5017241.2268
|  |  | 2154 | 2154 | C3 | 721 | 588 | 725 | 91 | 29 | 2154 | 673 | 591 | 728 | 111 | 36 | 2139 | 0 | 0 | 0 | 0 | 0 | 0 | 577 | 615 | 698 | 217 | 47 | 2154 | 0 | 0 | 0 | 0 | 0 | 0 | 433 | 642 | 670 | 344 | 65 | 2154 |  |  | C3 | 0.025 | 0.075 | 0.175 | 0.375 | 0.75 | C3 | 21260.9982 | 21260.9982 | 21260.9982 | 21260.9982 | 21260.9982 | C3 | 531.525 | 1594.5749 | 3720.6747 | 7972.8743 | 15945.7487 | C3 | 357716.2948 | 942393.7455 | 2708651.1715 | 884989.0504 | 574046.9516 | 5467797.2138 |  | 383229.4927 | 937610.0209 | 2697489.1475 | 725531.5638 | 462426.711 | 5206286.9358 |  | 306689.8991 | 980663.5423 | 2597030.9309 | 1730113.7291 | 749450.1868 | 6363948.2882 |  | 306689.8991 | 980663.5423 | 2597030.9309 | 1730113.7291 | 749450.1868 | 6363948.2882 |  | 230150.3056 | 1023717.0636 | 2492852.0397 | 2742668.7687 | 1036473.6626 | 7525861.8402 |  | 230150.3056 | 1023717.0636 | 2492852.0397 | 2742668.7687 | 1036473.6626 | 7525861.8402
|  |  | 1895 | 1895 | C4 | 635 | 518 | 638 | 79 | 25 | 1895 | 593 | 521 | 641 | 96 | 31 | 1882 | 0 | 0 | 0 | 0 | 0 | 0 | 509 | 541 | 614 | 191 | 40 | 1895 | 0 | 0 | 0 | 0 | 0 | 0 | 381 | 564 | 590 | 303 | 57 | 1895 |  |  | C4 | 0.025 | 0.075 | 0.175 | 0.375 | 0.75 | C4 | 35434.997 | 35434.997 | 35434.997 | 35434.997 | 35434.997 | C4 | 885.8749 | 2657.6248 | 6201.1245 | 13288.1239 | 26576.2478 | C4 | 525323.8307 | 1384622.5082 | 3974920.7897 | 1275659.8924 | 823863.6805 | 7984390.7015 |  | 562530.5776 | 1376649.6339 | 3956317.4163 | 1049761.7865 | 664406.194 | 7609665.6081 |  | 450910.337 | 1437775.0037 | 3807490.4288 | 2538031.6609 | 1063049.9103 | 9297257.3408 |  | 450910.337 | 1437775.0037 | 3807490.4288 | 2538031.6609 | 1063049.9103 | 9297257.3408 |  | 337518.3465 | 1498900.3736 | 3658663.4414 | 4026301.5354 | 1514846.1222 | 11036229.8191 |  | 337518.3465 | 1498900.3736 | 3658663.4414 | 4026301.5354 | 1514846.1222 | 11036229.8191
|  |  | 7409 | 7409 |  | 2482 | 2023 | 2495 | 310 | 99 |  | 2318 | 2034 | 2506 | 378 | 122 |  | 0 | 0 | 0 | 0 | 0 |  | 1986 | 2115 | 2401 | 747 | 160 |  | 0 | 0 | 0 | 0 | 0 |  | 1489 | 2207 | 2306 | 1184 | 223 | [22 empty] | 1215739.3125 | 3201587.4149 | 9199492.184 | 2972287.5493 | 1918805.0881 | 18507911.5488 |  | 1301810.9202 | 3184153.3964 | 9158812.8074 | 2439699.5442 | 1554178.9689 | 17638655.6372 |  | 1042178.6971 | 3328196.6593 | 8814774.4215 | 5875476.8544 | 2505608.6387 | 21566235.2709 |  | 1042178.6971 | 3328196.6593 | 8814774.4215 | 5875476.8544 | 2505608.6387 | 21566235.2709 |  | 781129.0741 | 3472239.9221 | 8466271.2259 | 9315506.3642 | 3510190.8039 | 25545337.3902 |  | 781129.0741 | 3472239.9221 | 8466271.2259 | 9315506.3642 | 3510190.8039 | 25545337.3902
| HV UG Cable |  | 27.0472 | 27.0472 | C1 | 9.9354 | 8.4685 | 8.287 | 0.35215 | 0.0041312 | 27.0472 | 9.2319 | 8.5186 | 8.3371 | 0.4189 | 0.0040944 | 26.5106 | 0 | 0 | 0 | 0 | 0 | 0 | 8.9426 | 8.6178 | 8.3039 | 1.1476 | 0.03533 | 27.0472 | 0 | 0 | 0 | 0 | 0 | 0 | 7.9466 | 8.764 | 8.3255 | 1.9379 | 0.073223 | 27.0472 |  |  | C1 | 0.025 | 0.075 | 0.175 | 0.375 | 0.75 | C1 | 70193.2548 | 70193.2548 | 70193.2548 | 70193.2548 | 70193.2548 | C1 | 1754.8314 | 5264.4941 | 12283.8196 | 26322.4705 | 52644.9411 | C1 | 16200.4893 | 44845.8616 | 102411.6118 | 11026.5526 | 215.5496 | 174700.0649 |  | 17435.0016 | 44582.2864 | 101796.6029 | 9269.3843 | 217.485 | 173300.7601 |  | 15692.7901 | 45368.5021 | 102003.1356 | 30207.671 | 1859.9585 | 195132.0572 |  | 15692.7901 | 45368.5021 | 102003.1356 | 30207.671 | 1859.9585 | 195132.0572 |  | 13944.9248 | 46137.9428 | 102269.115 | 51011.067 | 3854.8047 | 217217.8544 |  | 13944.9248 | 46137.9428 | 102269.115 | 51011.067 | 3854.8047 | 217217.8544
|  |  | 1750.858 | 1750.858 | C2 | 643.1534 | 548.1932 | 536.4482 | 22.7957 | 0.26742 | 1750.858 | 597.6139 | 551.4342 | 539.6892 | 27.117 | 0.26504 | 1716.1194 | 0 | 0 | 0 | 0 | 0 | 0 | 578.8856 | 557.8607 | 537.5366 | 74.288 | 2.287 | 1750.858 | 0 | 0 | 0 | 0 | 0 | 0 | 514.4092 | 567.3219 | 538.9383 | 125.4486 | 4.7399 | 1750.858 |  |  | C2 | 0.025 | 0.075 | 0.175 | 0.375 | 0.75 | C2 | 100276.0782 | 100276.0782 | 100276.0782 | 100276.0782 | 100276.0782 | C2 | 2506.902 | 7520.7059 | 17548.3137 | 37603.5293 | 75207.0587 | C2 | 1498159.5386 | 4147174.4398 | 9470635.7191 | 1019693.5802 | 19933.2017 | 16155596.4795 |  | 1612322.5249 | 4122800.0052 | 9413762.0384 | 857197.3494 | 20112.1824 | 16026194.1002 |  | 1451209.445 | 4195506.2406 | 9432861.3927 | 2793490.3361 | 172001.8747 | 18045069.2892 |  | 1451209.445 | 4195506.2406 | 9432861.3927 | 2793490.3361 | 172001.8747 | 18045069.2892 |  | 1289573.5262 | 4266661.1831 | 9457458.163 | 4717309.1525 | 356477.6516 | 20087479.6764 |  | 1289573.5262 | 4266661.1831 | 9457458.163 | 4717309.1525 | 356477.6516 | 20087479.6764
|  |  | 3207.8026 | 3207.8026 | C3 | 1178.3418 | 1004.3623 | 982.8439 | 41.7647 | 0.48996 | 3207.8026 | 1094.9075 | 1010.3001 | 988.7818 | 49.6819 | 0.4856 | 3144.1569 | 0 | 0 | 0 | 0 | 0 | 0 | 1060.5947 | 1022.0743 | 984.838 | 136.1054 | 4.1902 | 3207.8026 | 0 | 0 | 0 | 0 | 0 | 0 | 942.4655 | 1039.4085 | 987.406 | 229.8383 | 8.6842 | 3207.8026 |  |  | C3 | 0.025 | 0.075 | 0.175 | 0.375 | 0.75 | C3 | 150414.1174 | 150414.1174 | 150414.1174 | 150414.1174 | 150414.1174 | C3 | 3760.3529 | 11281.0588 | 26322.4705 | 56405.294 | 112810.588 | C3 | 4117238.6496 | 11397255.3992 | 26027179.6257 | 2802319.5868 | 54780.3797 | 44398773.641 |  | 4430981.1099 | 11330269.6332 | 25870879.505 | 2355747.8135 | 55272.254 | 44043150.3156 |  | 3988210.5088 | 11530080.7447 | 25923368.3075 | 7677063.8124 | 472695.1624 | 49591418.5358 |  | 3988210.5088 | 11530080.7447 | 25923368.3075 | 7677063.8124 | 472695.1624 | 49591418.5358 |  | 3544003.043 | 11725628.5965 | 25990965.0957 | 12964098.3247 | 979671.0745 | 55204366.1345 |  | 3544003.043 | 11725628.5965 | 25990965.0957 | 12964098.3247 | 979671.0745 | 55204366.1345
|  |  | 10.8189 | 10.8189 | C4 | 3.9742 | 3.3874 | 3.3148 | 0.14086 | 0.0016525 | 10.8189 | 3.6928 | 3.4074 | 3.3348 | 0.16756 | 0.0016378 | 10.6042 | 0 | 0 | 0 | 0 | 0 | 0 | 3.577 | 3.4471 | 3.3215 | 0.45904 | 0.014132 | 10.8189 | 0 | 0 | 0 | 0 | 0 | 0 | 3.1786 | 3.5056 | 3.3302 | 0.77517 | 0.029289 | 10.8189 |  |  | C4 | 0.025 | 0.075 | 0.175 | 0.375 | 0.75 | C4 | 250690.1956 | 250690.1956 | 250690.1956 | 250690.1956 | 250690.1956 | C4 | 6267.2549 | 18801.7647 | 43870.7842 | 94008.8233 | 188017.6467 | C4 | 23143.5562 | 64065.5166 | 146302.3026 | 15752.218 | 307.9279 | 249571.5213 |  | 24907.1451 | 63688.9805 | 145423.7184 | 13241.9776 | 310.6928 | 247572.5144 |  | 22418.2716 | 64812.1458 | 145718.7651 | 43153.8157 | 2657.0835 | 278760.0817 |  | 22418.2716 | 64812.1458 | 145718.7651 | 43153.8157 | 2657.0835 | 278760.0817 |  | 19921.3212 | 65911.3468 | 146098.7358 | 72872.9529 | 5506.8638 | 310311.2205 |  | 19921.3212 | 65911.3468 | 146098.7358 | 72872.9529 | 5506.8638 | 310311.2205
|  |  | 4996.5267 | 4996.5267 |  | 1835.4048 | 1564.4114 | 1530.894 | 65.0533 | 0.76316 |  | 1705.4461 | 1573.6603 | 1540.143 | 77.3853 | 0.75637 |  | 0 | 0 | 0 | 0 | 0 |  | 1652 | 1592 | 1534 | 212 | 6.5267 |  | 0 | 0 | 0 | 0 | 0 |  | 1468 | 1619 | 1538 | 358 | 13.5267 | [22 empty] | 5654742.2338 | 15653341.2172 | 35746529.2592 | 3848791.9377 | 75237.0589 | 60978641.7067 |  | 6085645.7814 | 15561340.9052 | 35531861.8647 | 3235456.5248 | 75912.6142 | 60490217.6903 |  | 5477531.0155 | 15835767.6332 | 35603951.6008 | 10543915.6352 | 649214.0791 | 68110379.9639 |  | 5477531.0155 | 15835767.6332 | 35603951.6008 | 10543915.6352 | 649214.0791 | 68110379.9639 |  | 4867442.8152 | 16104339.0692 | 35696791.1096 | 17805291.4972 | 1345510.3946 | 75819374.8858 |  | 4867442.8152 | 16104339.0692 | 35696791.1096 | 17805291.4972 | 1345510.3946 | 75819374.8858
| HV OHL Support - Poles |  | 75 | 75 | C1 | 18 | 11 | 33 | 11 | 2 | 75 | 17 | 11 | 33 | 12 | 2 | 75 | 0 | 0 | 0 | 0 | 0 | 0 | 17 | 11 | 31 | 13 | 3 | 75 | 0 | 0 | 0 | 0 | 0 | 0 | 15 | 12 | 29 | 15 | 4 | 75 |  |  | C1 | 0.025 | 0.075 | 0.175 | 0.375 | 0.75 | C1 | 19578.6917 | 19578.6917 | 19578.6917 | 19578.6917 | 19578.6917 | C1 | 489.4673 | 1468.4019 | 3426.271 | 7342.0094 | 14684.0188 | C1 | 8320.944 | 16152.4206 | 113066.9445 | 88104.1126 | 29368.0375 | 255012.4593 |  | 8810.4113 | 16152.4206 | 113066.9445 | 80762.1032 | 29368.0375 | 248159.9172 |  | 8320.944 | 16152.4206 | 106214.4024 | 95446.122 | 44052.0563 | 270185.9453 |  | 8320.944 | 16152.4206 | 106214.4024 | 95446.122 | 44052.0563 | 270185.9453 |  | 7342.0094 | 17620.8225 | 99361.8603 | 110130.1408 | 58736.0751 | 293190.9081 |  | 7342.0094 | 17620.8225 | 99361.8603 | 110130.1408 | 58736.0751 | 293190.9081
|  |  | 209066 | 209066 | C2 | 50993 | 29389 | 92831 | 29837 | 6016 | 209066 | 47193 | 29708 | 93149 | 31750 | 6654 | 208454 | 0 | 0 | 0 | 0 | 0 | 0 | 45893 | 31550 | 86485 | 36138 | 9000 | 209066 | 0 | 0 | 0 | 0 | 0 | 0 | 40795 | 33710 | 80142 | 42435 | 11984 | 209066 |  |  | C2 | 0.025 | 0.075 | 0.175 | 0.375 | 0.75 | C2 | 27969.5596 | 27969.5596 | 27969.5596 | 27969.5596 | 27969.5596 | C2 | 699.239 | 2097.717 | 4894.6729 | 10488.5848 | 20977.1697 | C2 | 32999185.6077 | 62318975.6553 | 455933888.1018 | 333012568.5093 | 139582086.9833 | 1023846704.8574 |  | 35656293.7659 | 61649803.9428 | 454377382.1123 | 312947905.72 | 126198652.734 | 990830038.275 |  | 32090174.922 | 66182970.3085 | 423315787.7431 | 379036478.765 | 188794527.0289 | 1089419938.7674 |  | 32090174.922 | 66182970.3085 | 423315787.7431 | 379036478.765 | 188794527.0289 | 1089419938.7674 |  | 28525454.5561 | 70714038.9571 | 392268877.3927 | 445083097.4706 | 251390401.3238 | 1187981869.7003 |  | 28525454.5561 | 70714038.9571 | 392268877.3927 | 445083097.4706 | 251390401.3238 | 1187981869.7003
|  |  | 22750 | 22750 | C3 | 5549 | 3198 | 10101 | 3247 | 655 | 22750 | 5136 | 3233 | 10136 | 3455 | 724 | 22684 | 0 | 0 | 0 | 0 | 0 | 0 | 4994 | 3433 | 9412 | 3932 | 979 | 22750 | 0 | 0 | 0 | 0 | 0 | 0 | 4439 | 3668 | 8721 | 4618 | 1304 | 22750 |  |  | C3 | 0.025 | 0.075 | 0.175 | 0.375 | 0.75 | C3 | 41954.3393 | 41954.3393 | 41954.3393 | 41954.3393 | 41954.3393 | C3 | 1048.8585 | 3146.5755 | 7342.0094 | 15732.8773 | 31465.7545 | C3 | 5386937.1712 | 10172878.4314 | 74418607.1208 | 54357090.9071 | 22781206.2615 | 167116719.892 |  | 5820115.7249 | 10062748.2906 | 74161636.7924 | 51084652.4386 | 20610069.2007 | 161739222.4472 |  | 5237999.2666 | 10802193.5215 | 69102992.3265 | 61861673.3565 | 30804973.6602 | 177809832.1312 |  | 5237999.2666 | 10802193.5215 | 69102992.3265 | 61861673.3565 | 30804973.6602 | 177809832.1312 |  | 4655882.8082 | 11541638.7524 | 64029663.8418 | 72654427.1516 | 41031343.8743 | 193912956.4283 |  | 4655882.8082 | 11541638.7524 | 64029663.8418 | 72654427.1516 | 41031343.8743 | 193912956.4283
|  |  | 3188 | 3188 | C4 | 777 | 448 | 1415 | 456 | 92 | 3188 | 719 | 453 | 1420 | 485 | 102 | 3179 | 0 | 0 | 0 | 0 | 0 | 0 | 699 | 481 | 1319 | 551 | 138 | 3188 | 0 | 0 | 0 | 0 | 0 | 0 | 621 | 514 | 1221 | 649 | 183 | 3188 |  |  | C4 | 0.025 | 0.075 | 0.175 | 0.375 | 0.75 | C4 | 69923.8989 | 69923.8989 | 69923.8989 | 69923.8989 | 69923.8989 | C4 | 1748.0975 | 5244.2924 | 12236.6823 | 26221.4621 | 52442.9242 | C4 | 1256882.0827 | 2375664.4651 | 17376088.8765 | 12717409.1124 | 5349178.2658 | 39075222.8026 |  | 1358271.7361 | 2349443.003 | 17314905.465 | 11956986.7118 | 4824749.0241 | 37804355.9401 |  | 1221920.1333 | 2522504.6528 | 16140183.9635 | 14448025.6101 | 7237123.5361 | 41569757.8958 |  | 1221920.1333 | 2522504.6528 | 16140183.9635 | 14448025.6101 | 7237123.5361 | 41569757.8958 |  | 1085568.5304 | 2695566.3026 | 14940989.0974 | 17017728.8947 | 9597055.124 | 45336907.949 |  | 1085568.5304 | 2695566.3026 | 14940989.0974 | 17017728.8947 | 9597055.124 | 45336907.949
|  |  | 235079 | 235079 |  | 57337 | 33046 | 104380 | 33551 | 6765 |  | 53065 | 33405 | 104738 | 35702 | 7482 |  | 0 | 0 | 0 | 0 | 0 |  | 51603 | 35475 | 97247 | 40634 | 10120 |  | 0 | 0 | 0 | 0 | 0 |  | 45870 | 37904 | 90113 | 47717 | 13475 | [22 empty] | 39651325.8056 | 74883670.9724 | 547841651.0437 | 400175172.6413 | 167741839.5482 | 1230293660.0112 |  | 42843491.6382 | 74078147.6571 | 545966991.3142 | 376070306.9736 | 151662838.9962 | 1190621776.5794 |  | 38558415.2658 | 79523820.9034 | 508665178.4356 | 455441623.8536 | 226880676.2815 | 1309069714.7398 |  | 38558415.2658 | 79523820.9034 | 508665178.4356 | 455441623.8536 | 226880676.2815 | 1309069714.7398 |  | 34274247.9041 | 84968864.8346 | 471338892.1923 | 534865383.6576 | 302077536.3971 | 1427524924.9857 |  | 34274247.9041 | 84968864.8346 | 471338892.1923 | 534865383.6576 | 302077536.3971 | 1427524924.9857
| [Please insert new asset category as required] |  | 0 | 0 | C1 | 0 | 0 | 0 | 0 | 0 | 0 | 0 | 0 | 0 | 0 | 0 | 0 | 0 | 0 | 0 | 0 | 0 | 0 | 0 | 0 | 0 | 0 | 0 | 0 | 0 | 0 | 0 | 0 | 0 | 0 | 0 | 0 | 0 | 0 | 0 | 0 |  |  | C1 | 0 | 0 | 0 | 0 | 0 | C1 | 0 | 0 | 0 | 0 | 0 | C1 | [5 empty] | C1 | [5 empty] | 0 | [6 empty] | 0 | [6 empty] | 0 | [6 empty] | 0 | [6 empty] | 0 | [6 empty] | 0
|  |  | 0 | 0 | C2 | 0 | 0 | 0 | 0 | 0 | 0 | 0 | 0 | 0 | 0 | 0 | 0 | 0 | 0 | 0 | 0 | 0 | 0 | 0 | 0 | 0 | 0 | 0 | 0 | 0 | 0 | 0 | 0 | 0 | 0 | 0 | 0 | 0 | 0 | 0 | 0 |  |  | C2 | 0 | 0 | 0 | 0 | 0 | C2 | 0 | 0 | 0 | 0 | 0 | C2 | [5 empty] | C2 | [5 empty] | 0 | [6 empty] | 0 | [6 empty] | 0 | [6 empty] | 0 | [6 empty] | 0 | [6 empty] | 0
|  |  | 0 | 0 | C3 | 0 | 0 | 0 | 0 | 0 | 0 | 0 | 0 | 0 | 0 | 0 | 0 | 0 | 0 | 0 | 0 | 0 | 0 | 0 | 0 | 0 | 0 | 0 | 0 | 0 | 0 | 0 | 0 | 0 | 0 | 0 | 0 | 0 | 0 | 0 | 0 |  |  | C3 | 0 | 0 | 0 | 0 | 0 | C3 | 0 | 0 | 0 | 0 | 0 | C3 | [5 empty] | C3 | [5 empty] | 0 | [6 empty] | 0 | [6 empty] | 0 | [6 empty] | 0 | [6 empty] | 0 | [6 empty] | 0
|  |  | 0 | 0 | C4 | 0 | 0 | 0 | 0 | 0 | 0 | 0 | 0 | 0 | 0 | 0 | 0 | 0 | 0 | 0 | 0 | 0 | 0 | 0 | 0 | 0 | 0 | 0 | 0 | 0 | 0 | 0 | 0 | 0 | 0 | 0 | 0 | 0 | 0 | 0 | 0 |  |  | C4 | 0 | 0 | 0 | 0 | 0 | C4 | 0 | 0 | 0 | 0 | 0 | C4 | [5 empty] | C4 | [5 empty] | 0 | [6 empty] | 0 | [6 empty] | 0 | [6 empty] | 0 | [6 empty] | 0 | [6 empty] | 0
|  |  | 0 | 0 |  | 0 | 0 | 0 | 0 | 0 |  | 0 | 0 | 0 | 0 | 0 |  | 0 | 0 | 0 | 0 | 0 |  | 0 | 0 | 0 | 0 | 0 |  | 0 | 0 | 0 | 0 | 0 |  | 0 | 0 | 0 | 0 | 0 | [22 empty] | 0 | 0 | 0 | 0 | 0 | 0 |  | 0 | 0 | 0 | 0 | 0 | 0 |  | 0 | 0 | 0 | 0 | 0 | 0 |  | 0 | 0 | 0 | 0 | 0 | 0 |  | 0 | 0 | 0 | 0 | 0 | 0 |  | 0 | 0 | 0 | 0 | 0 | 0
| [Please insert new asset category as required] |  | 0 | 0 | C1 | 0 | 0 | 0 | 0 | 0 | 0 | 0 | 0 | 0 | 0 | 0 | 0 | 0 | 0 | 0 | 0 | 0 | 0 | 0 | 0 | 0 | 0 | 0 | 0 | 0 | 0 | 0 | 0 | 0 | 0 | 0 | 0 | 0 | 0 | 0 | 0 |  |  | C1 | 0 | 0 | 0 | 0 | 0 | C1 | 0 | 0 | 0 | 0 | 0 | C1 | [5 empty] | C1 | [5 empty] | 0 | [6 empty] | 0 | [6 empty] | 0 | [6 empty] | 0 | [6 empty] | 0 | [6 empty] | 0
|  |  | 0 | 0 | C2 | 0 | 0 | 0 | 0 | 0 | 0 | 0 | 0 | 0 | 0 | 0 | 0 | 0 | 0 | 0 | 0 | 0 | 0 | 0 | 0 | 0 | 0 | 0 | 0 | 0 | 0 | 0 | 0 | 0 | 0 | 0 | 0 | 0 | 0 | 0 | 0 |  |  | C2 | 0 | 0 | 0 | 0 | 0 | C2 | 0 | 0 | 0 | 0 | 0 | C2 | [5 empty] | C2 | [5 empty] | 0 | [6 empty] | 0 | [6 empty] | 0 | [6 empty] | 0 | [6 empty] | 0 | [6 empty] | 0
|  |  | 0 | 0 | C3 | 0 | 0 | 0 | 0 | 0 | 0 | 0 | 0 | 0 | 0 | 0 | 0 | 0 | 0 | 0 | 0 | 0 | 0 | 0 | 0 | 0 | 0 | 0 | 0 | 0 | 0 | 0 | 0 | 0 | 0 | 0 | 0 | 0 | 0 | 0 | 0 |  |  | C3 | 0 | 0 | 0 | 0 | 0 | C3 | 0 | 0 | 0 | 0 | 0 | C3 | [5 empty] | C3 | [5 empty] | 0 | [6 empty] | 0 | [6 empty] | 0 | [6 empty] | 0 | [6 empty] | 0 | [6 empty] | 0
|  |  | 0 | 0 | C4 | 0 | 0 | 0 | 0 | 0 | 0 | 0 | 0 | 0 | 0 | 0 | 0 | 0 | 0 | 0 | 0 | 0 | 0 | 0 | 0 | 0 | 0 | 0 | 0 | 0 | 0 | 0 | 0 | 0 | 0 | 0 | 0 | 0 | 0 | 0 | 0 |  |  | C4 | 0 | 0 | 0 | 0 | 0 | C4 | 0 | 0 | 0 | 0 | 0 | C4 | [5 empty] | C4 | [5 empty] | 0 | [6 empty] | 0 | [6 empty] | 0 | [6 empty] | 0 | [6 empty] | 0 | [6 empty] | 0
|  |  | 0 | 0 |  | 0 | 0 | 0 | 0 | 0 |  | 0 | 0 | 0 | 0 | 0 |  | 0 | 0 | 0 | 0 | 0 |  | 0 | 0 | 0 | 0 | 0 |  | 0 | 0 | 0 | 0 | 0 |  | 0 | 0 | 0 | 0 | 0 | [22 empty] | 0 | 0 | 0 | 0 | 0 | 0 |  | 0 | 0 | 0 | 0 | 0 | 0 |  | 0 | 0 | 0 | 0 | 0 | 0 |  | 0 | 0 | 0 | 0 | 0 | 0 |  | 0 | 0 | 0 | 0 | 0 | 0 |  | 0 | 0 | 0 | 0 | 0 | 0
| [Please insert new asset category as required] |  | 0 | 0 | C1 | 0 | 0 | 0 | 0 | 0 | 0 | 0 | 0 | 0 | 0 | 0 | 0 | 0 | 0 | 0 | 0 | 0 | 0 | 0 | 0 | 0 | 0 | 0 | 0 | 0 | 0 | 0 | 0 | 0 | 0 | 0 | 0 | 0 | 0 | 0 | 0 |  |  | C1 | 0 | 0 | 0 | 0 | 0 | C1 | 0 | 0 | 0 | 0 | 0 | C1 | [5 empty] | C1 | [5 empty] | 0 | [6 empty] | 0 | [6 empty] | 0 | [6 empty] | 0 | [6 empty] | 0 | [6 empty] | 0
|  |  | 0 | 0 | C2 | 0 | 0 | 0 | 0 | 0 | 0 | 0 | 0 | 0 | 0 | 0 | 0 | 0 | 0 | 0 | 0 | 0 | 0 | 0 | 0 | 0 | 0 | 0 | 0 | 0 | 0 | 0 | 0 | 0 | 0 | 0 | 0 | 0 | 0 | 0 | 0 |  |  | C2 | 0 | 0 | 0 | 0 | 0 | C2 | 0 | 0 | 0 | 0 | 0 | C2 | [5 empty] | C2 | [5 empty] | 0 | [6 empty] | 0 | [6 empty] | 0 | [6 empty] | 0 | [6 empty] | 0 | [6 empty] | 0
|  |  | 0 | 0 | C3 | 0 | 0 | 0 | 0 | 0 | 0 | 0 | 0 | 0 | 0 | 0 | 0 | 0 | 0 | 0 | 0 | 0 | 0 | 0 | 0 | 0 | 0 | 0 | 0 | 0 | 0 | 0 | 0 | 0 | 0 | 0 | 0 | 0 | 0 | 0 | 0 |  |  | C3 | 0 | 0 | 0 | 0 | 0 | C3 | 0 | 0 | 0 | 0 | 0 | C3 | [5 empty] | C3 | [5 empty] | 0 | [6 empty] | 0 | [6 empty] | 0 | [6 empty] | 0 | [6 empty] | 0 | [6 empty] | 0
|  |  | 0 | 0 | C4 | 0 | 0 | 0 | 0 | 0 | 0 | 0 | 0 | 0 | 0 | 0 | 0 | 0 | 0 | 0 | 0 | 0 | 0 | 0 | 0 | 0 | 0 | 0 | 0 | 0 | 0 | 0 | 0 | 0 | 0 | 0 | 0 | 0 | 0 | 0 | 0 |  |  | C4 | 0 | 0 | 0 | 0 | 0 | C4 | 0 | 0 | 0 | 0 | 0 | C4 | [5 empty] | C4 | [5 empty] | 0 | [6 empty] | 0 | [6 empty] | 0 | [6 empty] | 0 | [6 empty] | 0 | [6 empty] | 0
|  |  | 0 | 0 |  | 0 | 0 | 0 | 0 | 0 |  | 0 | 0 | 0 | 0 | 0 |  | 0 | 0 | 0 | 0 | 0 |  | 0 | 0 | 0 | 0 | 0 |  | 0 | 0 | 0 | 0 | 0 |  | 0 | 0 | 0 | 0 | 0 | [22 empty] | 0 | 0 | 0 | 0 | 0 | 0 |  | 0 | 0 | 0 | 0 | 0 | 0 |  | 0 | 0 | 0 | 0 | 0 | 0 |  | 0 | 0 | 0 | 0 | 0 | 0 |  | 0 | 0 | 0 | 0 | 0 | 0 |  | 0 | 0 | 0 | 0 | 0 | 0
| [Please insert new asset category as required] |  | 0 | 0 | C1 | 0 | 0 | 0 | 0 | 0 | 0 | 0 | 0 | 0 | 0 | 0 | 0 | 0 | 0 | 0 | 0 | 0 | 0 | 0 | 0 | 0 | 0 | 0 | 0 | 0 | 0 | 0 | 0 | 0 | 0 | 0 | 0 | 0 | 0 | 0 | 0 |  |  | C1 | 0 | 0 | 0 | 0 | 0 | C1 | 0 | 0 | 0 | 0 | 0 | C1 | [5 empty] | C1 | [5 empty] | 0 | [6 empty] | 0 | [6 empty] | 0 | [6 empty] | 0 | [6 empty] | 0 | [6 empty] | 0
|  |  | 0 | 0 | C2 | 0 | 0 | 0 | 0 | 0 | 0 | 0 | 0 | 0 | 0 | 0 | 0 | 0 | 0 | 0 | 0 | 0 | 0 | 0 | 0 | 0 | 0 | 0 | 0 | 0 | 0 | 0 | 0 | 0 | 0 | 0 | 0 | 0 | 0 | 0 | 0 |  |  | C2 | 0 | 0 | 0 | 0 | 0 | C2 | 0 | 0 | 0 | 0 | 0 | C2 | [5 empty] | C2 | [5 empty] | 0 | [6 empty] | 0 | [6 empty] | 0 | [6 empty] | 0 | [6 empty] | 0 | [6 empty] | 0
|  |  | 0 | 0 | C3 | 0 | 0 | 0 | 0 | 0 | 0 | 0 | 0 | 0 | 0 | 0 | 0 | 0 | 0 | 0 | 0 | 0 | 0 | 0 | 0 | 0 | 0 | 0 | 0 | 0 | 0 | 0 | 0 | 0 | 0 | 0 | 0 | 0 | 0 | 0 | 0 |  |  | C3 | 0 | 0 | 0 | 0 | 0 | C3 | 0 | 0 | 0 | 0 | 0 | C3 | [5 empty] | C3 | [5 empty] | 0 | [6 empty] | 0 | [6 empty] | 0 | [6 empty] | 0 | [6 empty] | 0 | [6 empty] | 0
|  |  | 0 | 0 | C4 | 0 | 0 | 0 | 0 | 0 | 0 | 0 | 0 | 0 | 0 | 0 | 0 | 0 | 0 | 0 | 0 | 0 | 0 | 0 | 0 | 0 | 0 | 0 | 0 | 0 | 0 | 0 | 0 | 0 | 0 | 0 | 0 | 0 | 0 | 0 | 0 |  |  | C4 | 0 | 0 | 0 | 0 | 0 | C4 | 0 | 0 | 0 | 0 | 0 | C4 | [5 empty] | C4 | [5 empty] | 0 | [6 empty] | 0 | [6 empty] | 0 | [6 empty] | 0 | [6 empty] | 0 | [6 empty] | 0
|  |  | 0 | 0 |  | 0 | 0 | 0 | 0 | 0 |  | 0 | 0 | 0 | 0 | 0 |  | 0 | 0 | 0 | 0 | 0 |  | 0 | 0 | 0 | 0 | 0 |  | 0 | 0 | 0 | 0 | 0 |  | 0 | 0 | 0 | 0 | 0 | [22 empty] | 0 | 0 | 0 | 0 | 0 | 0 |  | 0 | 0 | 0 | 0 | 0 | 0 |  | 0 | 0 | 0 | 0 | 0 | 0 |  | 0 | 0 | 0 | 0 | 0 | 0 |  | 0 | 0 | 0 | 0 | 0 | 0 |  | 0 | 0 | 0 | 0 | 0 | 0
| [Please insert new asset category as required] |  | 0 | 0 | C1 | 0 | 0 | 0 | 0 | 0 | 0 | 0 | 0 | 0 | 0 | 0 | 0 | 0 | 0 | 0 | 0 | 0 | 0 | 0 | 0 | 0 | 0 | 0 | 0 | 0 | 0 | 0 | 0 | 0 | 0 | 0 | 0 | 0 | 0 | 0 | 0 |  |  | C1 | 0 | 0 | 0 | 0 | 0 | C1 | 0 | 0 | 0 | 0 | 0 | C1 | [5 empty] | C1 | [5 empty] | 0 | [6 empty] | 0 | [6 empty] | 0 | [6 empty] | 0 | [6 empty] | 0 | [6 empty] | 0
|  |  | 0 | 0 | C2 | 0 | 0 | 0 | 0 | 0 | 0 | 0 | 0 | 0 | 0 | 0 | 0 | 0 | 0 | 0 | 0 | 0 | 0 | 0 | 0 | 0 | 0 | 0 | 0 | 0 | 0 | 0 | 0 | 0 | 0 | 0 | 0 | 0 | 0 | 0 | 0 |  |  | C2 | 0 | 0 | 0 | 0 | 0 | C2 | 0 | 0 | 0 | 0 | 0 | C2 | [5 empty] | C2 | [5 empty] | 0 | [6 empty] | 0 | [6 empty] | 0 | [6 empty] | 0 | [6 empty] | 0 | [6 empty] | 0
|  |  | 0 | 0 | C3 | 0 | 0 | 0 | 0 | 0 | 0 | 0 | 0 | 0 | 0 | 0 | 0 | 0 | 0 | 0 | 0 | 0 | 0 | 0 | 0 | 0 | 0 | 0 | 0 | 0 | 0 | 0 | 0 | 0 | 0 | 0 | 0 | 0 | 0 | 0 | 0 |  |  | C3 | 0 | 0 | 0 | 0 | 0 | C3 | 0 | 0 | 0 | 0 | 0 | C3 | [5 empty] | C3 | [5 empty] | 0 | [6 empty] | 0 | [6 empty] | 0 | [6 empty] | 0 | [6 empty] | 0 | [6 empty] | 0
|  |  | 0 | 0 | C4 | 0 | 0 | 0 | 0 | 0 | 0 | 0 | 0 | 0 | 0 | 0 | 0 | 0 | 0 | 0 | 0 | 0 | 0 | 0 | 0 | 0 | 0 | 0 | 0 | 0 | 0 | 0 | 0 | 0 | 0 | 0 | 0 | 0 | 0 | 0 | 0 |  |  | C4 | 0 | 0 | 0 | 0 | 0 | C4 | 0 | 0 | 0 | 0 | 0 | C4 | [5 empty] | C4 | [5 empty] | 0 | [6 empty] | 0 | [6 empty] | 0 | [6 empty] | 0 | [6 empty] | 0 | [6 empty] | 0
|  |  | 0 | 0 |  | 0 | 0 | 0 | 0 | 0 |  | 0 | 0 | 0 | 0 | 0 |  | 0 | 0 | 0 | 0 | 0 |  | 0 | 0 | 0 | 0 | 0 |  | 0 | 0 | 0 | 0 | 0 |  | 0 | 0 | 0 | 0 | 0 | [22 empty] | 0 | 0 | 0 | 0 | 0 | 0 |  | 0 | 0 | 0 | 0 | 0 | 0 |  | 0 | 0 | 0 | 0 | 0 | 0 |  | 0 | 0 | 0 | 0 | 0 | 0 |  | 0 | 0 | 0 | 0 | 0 | 0 |  | 0 | 0 | 0 | 0 | 0 | 0
[63 empty] | 47503910.643 | 96941039.9201 | 601694171.3251 | 411899718.9315 | 176956699.3521 | 1334995540.1718 |  | 51254656.8651 | 96011764.1413 | 599511824.8446 | 386271790.3127 | 161200015.3535 | 1294250051.5172 |  | 46000021.4992 | 101864085.7432 | 561789460.0219 | 477846004.0999 | 238834710.5484 | 1426334281.9126 |  | 46000021.4992 | 101864085.7432 | 561789460.0219 | 477846004.0999 | 238834710.5484 | 1426334281.9126 |  | 40740869.2728 | 107709398.9524 | 524078145.5265 | 569404253.6428 | 316659565.4284 | 1558592232.8228 |  | 40740869.2728 | 107709398.9524 | 524078145.5265 | 569404253.6428 | 316659565.4284 | 1558592232.8228
| EHV Network | [66 empty] | 0 | [6 empty] | 0 | [6 empty] | 0 | [6 empty] | 0 | [6 empty] | 0 | [6 empty] | 0
| EHV Switchgear (GM) |  | 336 | 336 | C1 | 128 | 81 | 61 | 30 | 36 | 336 | 116 | 82 | 62 | 37 | 38 | 335 | 0 | 0 | 0 | 0 | 0 | 0 | 111 | 87 | 64 | 34 | 40 | 336 | 0 | 0 | 0 | 0 | 0 | 0 | 94 | 94 | 66 | 38 | 44 | 336 |  |  | C1 | 0.025 | 0.075 | 0.175 | 0.375 | 0.75 | C1 | 57373.6323 | 57373.6323 | 57373.6323 | 57373.6323 | 57373.6323 | C1 | 1434.3408 | 4303.0224 | 10040.3857 | 21515.1121 | 43030.2242 | C1 | 166383.5336 | 352847.8386 | 622503.9103 | 796059.148 | 1635148.5203 | 3572942.9509 |  | 183595.6233 | 348544.8162 | 612463.5247 | 645453.3633 | 1549088.0718 | 3339145.3993 |  | 159211.8296 | 374362.9507 | 642584.6817 | 731513.8117 | 1721208.9687 | 3628882.2424 |  | 159211.8296 | 374362.9507 | 642584.6817 | 731513.8117 | 1721208.9687 | 3628882.2424 |  | 134828.0359 | 404484.1076 | 662665.453 | 817574.2601 | 1893329.8656 | 3912881.7222 |  | 134828.0359 | 404484.1076 | 662665.453 | 817574.2601 | 1893329.8656 | 3912881.7222
|  |  | 259 | 259 | C2 | 99 | 62 | 47 | 23 | 28 | 259 | 90 | 63 | 48 | 29 | 29 | 259 | 0 | 0 | 0 | 0 | 0 | 0 | 86 | 67 | 49 | 26 | 31 | 259 | 0 | 0 | 0 | 0 | 0 | 0 | 73 | 71 | 51 | 30 | 34 | 259 |  |  | C2 | 0.025 | 0.075 | 0.175 | 0.375 | 0.75 | C2 | 81962.3318 | 81962.3318 | 81962.3318 | 81962.3318 | 81962.3318 | C2 | 2049.0583 | 6147.1749 | 14343.4081 | 30735.8744 | 61471.7489 | C2 | 184415.2466 | 387272.018 | 688483.5875 | 891340.3588 | 1782680.7176 | 3934191.9285 |  | 202856.7713 | 381124.8431 | 674140.1794 | 706925.1121 | 1721208.9687 | 3686255.8747 |  | 176219.0135 | 411860.7175 | 702826.9956 | 799132.7355 | 1905624.2154 | 3995663.6774 |  | 176219.0135 | 411860.7175 | 702826.9956 | 799132.7355 | 1905624.2154 | 3995663.6774 |  | 149581.2556 | 436449.4171 | 731513.8117 | 922076.2332 | 2090039.462 | 4329660.1796 |  | 149581.2556 | 436449.4171 | 731513.8117 | 922076.2332 | 2090039.462 | 4329660.1796
|  |  | 140 | 140 | C3 | 54 | 33 | 26 | 12 | 15 | 140 | 49 | 34 | 27 | 15 | 16 | 141 | 0 | 0 | 0 | 0 | 0 | 0 | 46 | 36 | 27 | 14 | 17 | 140 | 0 | 0 | 0 | 0 | 0 | 0 | 39 | 39 | 27 | 16 | 19 | 140 |  |  | C3 | 0.025 | 0.075 | 0.175 | 0.375 | 0.75 | C3 | 122943.4978 | 122943.4978 | 122943.4978 | 122943.4978 | 122943.4978 | C3 | 3073.5874 | 9220.7623 | 21515.1121 | 46103.8117 | 92207.6233 | C3 | 150605.7848 | 313505.9193 | 580908.0269 | 691557.1749 | 1475321.9732 | 3211898.8791 |  | 165973.722 | 304285.157 | 559392.9148 | 553245.7399 | 1383114.3499 | 2966011.8836 |  | 141385.0224 | 331947.444 | 580908.0269 | 645453.3633 | 1567529.5965 | 3267223.4531 |  | 141385.0224 | 331947.444 | 580908.0269 | 645453.3633 | 1567529.5965 | 3267223.4531 |  | 119869.9103 | 359609.731 | 580908.0269 | 737660.9866 | 1751944.8432 | 3549993.498 |  | 119869.9103 | 359609.731 | 580908.0269 | 737660.9866 | 1751944.8432 | 3549993.498
|  |  | 11 | 11 | C4 | 4 | 3 | 2 | 1 | 1 | 11 | 4 | 3 | 2 | 1 | 1 | 11 | 0 | 0 | 0 | 0 | 0 | 0 | 4 | 3 | 2 | 1 | 1 | 11 | 0 | 0 | 0 | 0 | 0 | 0 | 3 | 3 | 3 | 1 | 1 | 11 |  |  | C4 | 0.025 | 0.075 | 0.175 | 0.375 | 0.75 | C4 | 204905.8296 | 204905.8296 | 204905.8296 | 204905.8296 | 204905.8296 | C4 | 5122.6457 | 15367.9372 | 35858.5202 | 76839.6861 | 153679.3722 | C4 | 20490.583 | 46103.8117 | 71717.0404 | 76839.6861 | 153679.3722 | 368830.4933 |  | 20490.583 | 46103.8117 | 71717.0404 | 76839.6861 | 153679.3722 | 368830.4933 |  | 20490.583 | 46103.8117 | 71717.0404 | 76839.6861 | 153679.3722 | 368830.4933 |  | 20490.583 | 46103.8117 | 71717.0404 | 76839.6861 | 153679.3722 | 368830.4933 |  | 15367.9372 | 46103.8117 | 107575.5605 | 76839.6861 | 153679.3722 | 399566.3677 |  | 15367.9372 | 46103.8117 | 107575.5605 | 76839.6861 | 153679.3722 | 399566.3677
|  |  | 746 | 746 |  | 285 | 179 | 136 | 66 | 80 |  | 259 | 182 | 139 | 82 | 84 |  | 0 | 0 | 0 | 0 | 0 |  | 247 | 193 | 142 | 75 | 89 |  | 0 | 0 | 0 | 0 | 0 |  | 209 | 207 | 147 | 85 | 98 | [22 empty] | 521895.148 | 1099729.5875 | 1963612.5651 | 2455796.3679 | 5046830.5832 | 11087864.2518 |  | 572916.6996 | 1080058.6279 | 1917713.6593 | 1982463.9015 | 4807090.7626 | 10360243.6508 |  | 497306.4485 | 1164274.9238 | 1998036.7445 | 2252939.5965 | 5348042.1528 | 11260599.8661 |  | 497306.4485 | 1164274.9238 | 1998036.7445 | 2252939.5965 | 5348042.1528 | 11260599.8661 |  | 419647.139 | 1246647.0673 | 2082662.8521 | 2554151.1661 | 5888993.5429 | 12192101.7675 |  | 419647.139 | 1246647.0673 | 2082662.8521 | 2554151.1661 | 5888993.5429 | 12192101.7675
| EHV Transformer |  | 266 | 266 | C1 | 75 | 104 | 79 | 7 | 1 | 266 | 57 | 105 | 80 | 16 | 2 | 260 | 0 | 0 | 0 | 0 | 0 | 0 | 65 | 100 | 82 | 17 | 2 | 266 | 0 | 0 | 0 | 0 | 0 | 0 | 55 | 96 | 85 | 26 | 4 | 266 |  |  | C1 | 0.025 | 0.075 | 0.175 | 0.375 | 0.75 | C1 | 221398.2083 | 221398.2083 | 221398.2083 | 221398.2083 | 221398.2083 | C1 | 5534.9552 | 16604.8656 | 38744.6864 | 83024.3281 | 166048.6562 | C1 | 315492.4468 | 1743510.89 | 3099574.9155 | 1328389.2495 | 332097.3124 | 6819064.8142 |  | 415121.6405 | 1726906.0244 | 3060830.2291 | 581170.2967 | 166048.6562 | 5950076.8468 |  | 359772.0884 | 1660486.5619 | 3177064.2884 | 1411413.5776 | 332097.3124 | 6940833.8287 |  | 359772.0884 | 1660486.5619 | 3177064.2884 | 1411413.5776 | 332097.3124 | 6940833.8287 |  | 304422.5363 | 1594067.0994 | 3293298.3478 | 2158632.5305 | 664194.6248 | 8014615.1387 |  | 304422.5363 | 1594067.0994 | 3293298.3478 | 2158632.5305 | 664194.6248 | 8014615.1387
|  |  | 207 | 207 | C2 | 58 | 80 | 62 | 6 | 1 | 207 | 45 | 81 | 63 | 13 | 2 | 204 | 0 | 0 | 0 | 0 | 0 | 0 | 51 | 77 | 64 | 13 | 2 | 207 | 0 | 0 | 0 | 0 | 0 | 0 | 43 | 74 | 66 | 21 | 3 | 207 |  |  | C2 | 0.025 | 0.075 | 0.175 | 0.375 | 0.75 | C2 | 316283.1546 | 316283.1546 | 316283.1546 | 316283.1546 | 316283.1546 | C2 | 7907.0789 | 23721.2366 | 55349.5521 | 118606.183 | 237212.366 | C2 | 355818.549 | 1921420.1645 | 3487021.78 | 1541880.3789 | 474424.732 | 7780565.6043 |  | 458610.5742 | 1897698.9279 | 3431672.2279 | 711637.098 | 237212.366 | 6736831.194 |  | 403261.0222 | 1826535.2181 | 3542371.332 | 1541880.3789 | 474424.732 | 7788472.6832 |  | 403261.0222 | 1826535.2181 | 3542371.332 | 1541880.3789 | 474424.732 | 7788472.6832 |  | 340004.3912 | 1755371.5083 | 3653070.4362 | 2490729.8428 | 711637.098 | 8950813.2765 |  | 340004.3912 | 1755371.5083 | 3653070.4362 | 2490729.8428 | 711637.098 | 8950813.2765
|  |  | 111 | 111 | C3 | 31 | 43 | 33 | 3 | 1 | 111 | 24 | 44 | 33 | 7 | 2 | 110 | 0 | 0 | 0 | 0 | 0 | 0 | 27 | 42 | 34 | 7 | 1 | 111 | 0 | 0 | 0 | 0 | 0 | 0 | 23 | 40 | 36 | 11 | 1 | 111 |  |  | C3 | 0.025 | 0.075 | 0.175 | 0.375 | 0.75 | C3 | 474424.732 | 474424.732 | 474424.732 | 474424.732 | 474424.732 | C3 | 11860.6183 | 35581.8549 | 83024.3281 | 177909.2745 | 355818.549 | C3 | 284654.8392 | 1565601.6155 | 2739802.8271 | 1245364.9214 | 711637.098 | 6547061.3012 |  | 367679.1673 | 1530019.7606 | 2739802.8271 | 533727.8235 | 355818.549 | 5527048.1275 |  | 320236.6941 | 1494437.9057 | 2822827.1552 | 1245364.9214 | 355818.549 | 6238685.2254 |  | 320236.6941 | 1494437.9057 | 2822827.1552 | 1245364.9214 | 355818.549 | 6238685.2254 |  | 272794.2209 | 1423274.1959 | 2988875.8114 | 1957002.0194 | 355818.549 | 6997764.7966 |  | 272794.2209 | 1423274.1959 | 2988875.8114 | 1957002.0194 | 355818.549 | 6997764.7966
|  |  | 8 | 8 | C4 | 3 | 3 | 2 | 0 | 0 | 8 | 2 | 3 | 2 | 0 | 0 | 7 | 0 | 0 | 0 | 0 | 0 | 0 | 2 | 3 | 3 | 0 | 0 | 8 | 0 | 0 | 0 | 0 | 0 | 0 | 1 | 3 | 3 | 1 | 0 | 8 |  |  | C4 | 0.025 | 0.075 | 0.175 | 0.375 | 0.75 | C4 | 790707.8866 | 790707.8866 | 790707.8866 | 790707.8866 | 790707.8866 | C4 | 19767.6972 | 59303.0915 | 138373.8802 | 296515.4575 | 593030.915 | C4 | 39535.3943 | 177909.2745 | 276747.7603 | 0 | 0 | 494192.4291 |  | 59303.0915 | 177909.2745 | 276747.7603 | 0 | 0 | 513960.1263 |  | 39535.3943 | 177909.2745 | 415121.6405 | 0 | 0 | 632566.3093 |  | 39535.3943 | 177909.2745 | 415121.6405 | 0 | 0 | 632566.3093 |  | 19767.6972 | 177909.2745 | 415121.6405 | 296515.4575 | 0 | 909314.0696 |  | 19767.6972 | 177909.2745 | 415121.6405 | 296515.4575 | 0 | 909314.0696
|  |  | 592 | 592 |  | 167 | 230 | 176 | 16 | 3 |  | 128 | 233 | 178 | 36 | 6 |  | 0 | 0 | 0 | 0 | 0 |  | 145 | 222 | 183 | 37 | 5 |  | 0 | 0 | 0 | 0 | 0 |  | 122 | 213 | 190 | 59 | 8 | [22 empty] | 995501.2293 | 5408441.9445 | 9603147.283 | 4115634.5498 | 1518159.1423 | 21640884.1488 |  | 1300714.4735 | 5332533.9873 | 9509053.0445 | 1826535.2181 | 759079.5712 | 18727916.2945 |  | 1122805.199 | 5159368.9602 | 9957384.4162 | 4198658.8779 | 1162340.5933 | 21600558.0466 |  | 1122805.199 | 5159368.9602 | 9957384.4162 | 4198658.8779 | 1162340.5933 | 21600558.0466 |  | 936988.8456 | 4950622.0781 | 10350366.2358 | 6902879.8502 | 1731650.2717 | 24872507.2814 |  | 936988.8456 | 4950622.0781 | 10350366.2358 | 6902879.8502 | 1731650.2717 | 24872507.2814
| EHV UG Cable (Gas) |  | 0 | 0 | C1 | 0 | 0 | 0 | 0 | 0 | 0 | 0 | 0 | 0 | 0 | 0 | 0 | 0 | 0 | 0 | 0 | 0 | 0 | 0 | 0 | 0 | 0 | 0 | 0 | 0 | 0 | 0 | 0 | 0 | 0 | 0 | 0 | 0 | 0 | 0 | 0 |  |  | C1 | 0.025 | 0.075 | 0.175 | 0.375 | 0.75 | C1 | 104076.7 | 104076.7 | 104076.7 | 104076.7 | 104076.7 | C1 | 2601.9175 | 7805.7525 | 18213.4225 | 39028.7625 | 78057.525 | C1 | 0 | 0 | 0 | 0 | 0 | 0 |  | 0 | 0 | 0 | 0 | 0 | 0 |  | 0 | 0 | 0 | 0 | 0 | 0 |  | 0 | 0 | 0 | 0 | 0 | 0 |  | 0 | 0 | 0 | 0 | 0 | 0 |  | 0 | 0 | 0 | 0 | 0 | 0
|  |  | 0 | 0 | C2 | 0 | 0 | 0 | 0 | 0 | 0 | 0 | 0 | 0 | 0 | 0 | 0 | 0 | 0 | 0 | 0 | 0 | 0 | 0 | 0 | 0 | 0 | 0 | 0 | 0 | 0 | 0 | 0 | 0 | 0 | 0 | 0 | 0 | 0 | 0 | 0 |  |  | C2 | 0.025 | 0.075 | 0.175 | 0.375 | 0.75 | C2 | 148681 | 148681 | 148681 | 148681 | 148681 | C2 | 3717.025 | 11151.075 | 26019.175 | 55755.375 | 111510.75 | C2 | 0 | 0 | 0 | 0 | 0 | 0 |  | 0 | 0 | 0 | 0 | 0 | 0 |  | 0 | 0 | 0 | 0 | 0 | 0 |  | 0 | 0 | 0 | 0 | 0 | 0 |  | 0 | 0 | 0 | 0 | 0 | 0 |  | 0 | 0 | 0 | 0 | 0 | 0
|  |  | 0 | 0 | C3 | 0 | 0 | 0 | 0 | 0 | 0 | 0 | 0 | 0 | 0 | 0 | 0 | 0 | 0 | 0 | 0 | 0 | 0 | 0 | 0 | 0 | 0 | 0 | 0 | 0 | 0 | 0 | 0 | 0 | 0 | 0 | 0 | 0 | 0 | 0 | 0 |  |  | C3 | 0.025 | 0.075 | 0.175 | 0.375 | 0.75 | C3 | 223021.5 | 223021.5 | 223021.5 | 223021.5 | 223021.5 | C3 | 5575.5375 | 16726.6125 | 39028.7625 | 83633.0625 | 167266.125 | C3 | 0 | 0 | 0 | 0 | 0 | 0 |  | 0 | 0 | 0 | 0 | 0 | 0 |  | 0 | 0 | 0 | 0 | 0 | 0 |  | 0 | 0 | 0 | 0 | 0 | 0 |  | 0 | 0 | 0 | 0 | 0 | 0 |  | 0 | 0 | 0 | 0 | 0 | 0
|  |  | 0 | 0 | C4 | 0 | 0 | 0 | 0 | 0 | 0 | 0 | 0 | 0 | 0 | 0 | 0 | 0 | 0 | 0 | 0 | 0 | 0 | 0 | 0 | 0 | 0 | 0 | 0 | 0 | 0 | 0 | 0 | 0 | 0 | 0 | 0 | 0 | 0 | 0 | 0 |  |  | C4 | 0.025 | 0.075 | 0.175 | 0.375 | 0.75 | C4 | 371702.5 | 371702.5 | 371702.5 | 371702.5 | 371702.5 | C4 | 9292.5625 | 27877.6875 | 65047.9375 | 139388.4375 | 278776.875 | C4 | 0 | 0 | 0 | 0 | 0 | 0 |  | 0 | 0 | 0 | 0 | 0 | 0 |  | 0 | 0 | 0 | 0 | 0 | 0 |  | 0 | 0 | 0 | 0 | 0 | 0 |  | 0 | 0 | 0 | 0 | 0 | 0 |  | 0 | 0 | 0 | 0 | 0 | 0
|  |  | 0 | 0 |  | 0 | 0 | 0 | 0 | 0 |  | 0 | 0 | 0 | 0 | 0 |  | 0 | 0 | 0 | 0 | 0 |  | 0 | 0 | 0 | 0 | 0 |  | 0 | 0 | 0 | 0 | 0 |  | 0 | 0 | 0 | 0 | 0 | [22 empty] | 0 | 0 | 0 | 0 | 0 | 0 |  | 0 | 0 | 0 | 0 | 0 | 0 |  | 0 | 0 | 0 | 0 | 0 | 0 |  | 0 | 0 | 0 | 0 | 0 | 0 |  | 0 | 0 | 0 | 0 | 0 | 0 |  | 0 | 0 | 0 | 0 | 0 | 0
| EHV UG Cable (Oil) |  | 36.034 | 36.034 | C1 | 11.2048 | 11.0147 | 4.5313 | 2.9449 | 6.3384 | 36.034 | 11.2048 | 11.0147 | 4.5313 | 2.9449 | 6.3384 | 36.034 | 0 | 0 | 0 | 0 | 0 | 0 | 9.0085 | 11.2606 | 5.8555 | 3.153 | 6.7564 | 36.034 | 0 | 0 | 0 | 0 | 0 | 0 | 6.7564 | 11.2606 | 7.2068 | 3.6034 | 7.2068 | 36.034 |  |  | C1 | 0.025 | 0.075 | 0.175 | 0.375 | 0.75 | C1 | 104083.7 | 104083.7 | 104083.7 | 104083.7 | 104083.7 | C1 | 2602.0925 | 7806.2775 | 18214.6475 | 39031.3875 | 78062.775 | C1 | 29155.8494 | 85983.7362 | 82535.573 | 114942.6817 | 494791.5008 | 807409.3411 |  | 29155.8494 | 85983.7362 | 82535.573 | 114942.6817 | 494791.5008 | 807409.3411 |  | 23440.9466 | 87903.5498 | 106656.307 | 123064.9697 | 527421.2985 | 868487.0716 |  | 23440.9466 | 87903.5498 | 106656.307 | 123064.9697 | 527421.2985 | 868487.0716 |  | 17580.71 | 87903.5498 | 131269.301 | 140645.6796 | 562582.7184 | 939981.9587 |  | 17580.71 | 87903.5498 | 131269.301 | 140645.6796 | 562582.7184 | 939981.9587
|  |  | 27.8754 | 27.8754 | C2 | 8.6678 | 8.5208 | 3.5053 | 2.2781 | 4.9033 | 27.8754 | 8.6678 | 8.5208 | 3.5053 | 2.2781 | 4.9033 | 27.8754 | 0 | 0 | 0 | 0 | 0 | 0 | 6.9688 | 8.711 | 4.5297 | 2.4391 | 5.2266 | 27.8754 | 0 | 0 | 0 | 0 | 0 | 0 | 5.2266 | 8.711 | 5.5751 | 2.7875 | 5.5751 | 27.8754 |  |  | C2 | 0.025 | 0.075 | 0.175 | 0.375 | 0.75 | C2 | 148691 | 148691 | 148691 | 148691 | 148691 | C2 | 3717.275 | 11151.825 | 26020.925 | 55759.125 | 111518.25 | C2 | 32220.75 | 95022.4578 | 91211.8192 | 127025.6051 | 546804.6236 | 892285.2557 |  | 32220.75 | 95022.4578 | 91211.8192 | 127025.6051 | 546804.6236 | 892285.2557 |  | 25905.0892 | 97144.0846 | 117868.156 | 136001.7185 | 582864.5078 | 959783.5562 |  | 25905.0892 | 97144.0846 | 117868.156 | 136001.7185 | 582864.5078 | 959783.5562 |  | 19428.8169 | 97144.0846 | 145068.4997 | 155430.5354 | 621722.1416 | 1038794.0783 |  | 19428.8169 | 97144.0846 | 145068.4997 | 155430.5354 | 621722.1416 | 1038794.0783
|  |  | 14.9575 | 14.9575 | C3 | 4.651 | 4.5721 | 1.8809 | 1.2224 | 2.631 | 14.9575 | 4.651 | 4.5721 | 1.8809 | 1.2224 | 2.631 | 14.9575 | 0 | 0 | 0 | 0 | 0 | 0 | 3.7394 | 4.6742 | 2.4306 | 1.3088 | 2.8045 | 14.9575 | 0 | 0 | 0 | 0 | 0 | 0 | 2.8045 | 4.6742 | 2.9915 | 1.4958 | 2.9915 | 14.9575 |  |  | C3 | 0.025 | 0.075 | 0.175 | 0.375 | 0.75 | C3 | 223036.5 | 223036.5 | 223036.5 | 223036.5 | 223036.5 | C3 | 5575.9125 | 16727.7375 | 39031.3875 | 83638.6875 | 167277.375 | C3 | 25933.7744 | 76481.4904 | 73414.3911 | 102240.1211 | 440111.0385 | 718180.8155 |  | 25933.7744 | 76481.4904 | 73414.3911 | 102240.1211 | 440111.0385 | 718180.8155 |  | 20850.4377 | 78189.1413 | 94869.4914 | 109464.7978 | 469134.8477 | 772508.7159 |  | 20850.4377 | 78189.1413 | 94869.4914 | 109464.7978 | 469134.8477 | 772508.7159 |  | 15637.8283 | 78189.1413 | 116762.451 | 125102.6261 | 500410.5042 | 836102.5508 |  | 15637.8283 | 78189.1413 | 116762.451 | 125102.6261 | 500410.5042 | 836102.5508
|  |  | 1.1331 | 1.1331 | C4 | 0.35235 | 0.34637 | 0.14249 | 0.092606 | 0.19932 | 1.1331 | 0.35235 | 0.34637 | 0.14249 | 0.092606 | 0.19932 | 1.1331 | 0 | 0 | 0 | 0 | 0 | 0 | 0.28329 | 0.35411 | 0.18414 | 0.09915 | 0.21246 | 1.1331 | 0 | 0 | 0 | 0 | 0 | 0 | 0.21246 | 0.35411 | 0.22663 | 0.11331 | 0.22663 | 1.1331 |  |  | C4 | 0.025 | 0.075 | 0.175 | 0.375 | 0.75 | C4 | 371727.5 | 371727.5 | 371727.5 | 371727.5 | 371727.5 | C4 | 9293.1875 | 27879.5625 | 65052.3125 | 139397.8125 | 278795.625 | C4 | 3274.4665 | 9656.7538 | 9269.4938 | 12909.1062 | 55569.5756 | 90679.3959 |  | 3274.4665 | 9656.7538 | 9269.4938 | 12909.1062 | 55569.5756 | 90679.3959 |  | 2632.631 | 9872.3663 | 11978.4711 | 13821.3129 | 59234.1979 | 97538.9793 |  | 2632.631 | 9872.3663 | 11978.4711 | 13821.3129 | 59234.1979 | 97538.9793 |  | 1974.4733 | 9872.3663 | 14742.7337 | 15795.7861 | 63183.1445 | 105568.5039 |  | 1974.4733 | 9872.3663 | 14742.7337 | 15795.7861 | 63183.1445 | 105568.5039
|  |  | 80 | 80 |  | 24.876 | 24.454 | 10.06 | 6.538 | 14.072 |  | 24.876 | 24.454 | 10.06 | 6.538 | 14.072 |  | 0 | 0 | 0 | 0 | 0 |  | 20 | 25 | 13 | 7 | 15 |  | 0 | 0 | 0 | 0 | 0 |  | 15 | 25 | 16 | 8 | 16 | [22 empty] | 90584.8402 | 267144.4383 | 256431.2771 | 357117.5141 | 1537276.7385 | 2508554.8082 |  | 90584.8402 | 267144.4383 | 256431.2771 | 357117.5141 | 1537276.7385 | 2508554.8082 |  | 72829.1045 | 273109.142 | 331372.4256 | 382352.7988 | 1638654.852 | 2698318.3229 |  | 72829.1045 | 273109.142 | 331372.4256 | 382352.7988 | 1638654.852 | 2698318.3229 |  | 54621.8284 | 273109.142 | 407842.9854 | 436974.6272 | 1747898.5088 | 2920447.0918 |  | 54621.8284 | 273109.142 | 407842.9854 | 436974.6272 | 1747898.5088 | 2920447.0918
| EHV UG Cable (Non Pressurised) |  | 0 | 0 | C1 | 0 | 0 | 0 | 0 | 0 | 0 | 0 | 0 | 0 | 0 | 0 | 0 | 0 | 0 | 0 | 0 | 0 | 0 | 0 | 0 | 0 | 0 | 0 | 0 | 0 | 0 | 0 | 0 | 0 | 0 | 0 | 0 | 0 | 0 | 0 | 0 |  |  | C1 | 0.025 | 0.075 | 0.175 | 0.375 | 0.75 | C1 | 0 | 0 | 0 | 0 | 0 | C1 | [5 empty] | C1 | [5 empty] | 0 | [6 empty] | 0 | [6 empty] | 0 | [6 empty] | 0 | [6 empty] | 0 | [6 empty] | 0
|  |  | 0 | 0 | C2 | 0 | 0 | 0 | 0 | 0 | 0 | 0 | 0 | 0 | 0 | 0 | 0 | 0 | 0 | 0 | 0 | 0 | 0 | 0 | 0 | 0 | 0 | 0 | 0 | 0 | 0 | 0 | 0 | 0 | 0 | 0 | 0 | 0 | 0 | 0 | 0 |  |  | C2 | 0.025 | 0.075 | 0.175 | 0.375 | 0.75 | C2 | 0 | 0 | 0 | 0 | 0 | C2 | [5 empty] | C2 | [5 empty] | 0 | [6 empty] | 0 | [6 empty] | 0 | [6 empty] | 0 | [6 empty] | 0 | [6 empty] | 0
|  |  | 0 | 0 | C3 | 0 | 0 | 0 | 0 | 0 | 0 | 0 | 0 | 0 | 0 | 0 | 0 | 0 | 0 | 0 | 0 | 0 | 0 | 0 | 0 | 0 | 0 | 0 | 0 | 0 | 0 | 0 | 0 | 0 | 0 | 0 | 0 | 0 | 0 | 0 | 0 |  |  | C3 | 0.025 | 0.075 | 0.175 | 0.375 | 0.75 | C3 | 0 | 0 | 0 | 0 | 0 | C3 | [5 empty] | C3 | [5 empty] | 0 | [6 empty] | 0 | [6 empty] | 0 | [6 empty] | 0 | [6 empty] | 0 | [6 empty] | 0
|  |  | 0 | 0 | C4 | 0 | 0 | 0 | 0 | 0 | 0 | 0 | 0 | 0 | 0 | 0 | 0 | 0 | 0 | 0 | 0 | 0 | 0 | 0 | 0 | 0 | 0 | 0 | 0 | 0 | 0 | 0 | 0 | 0 | 0 | 0 | 0 | 0 | 0 | 0 | 0 |  |  | C4 | 0.025 | 0.075 | 0.175 | 0.375 | 0.75 | C4 | 0 | 0 | 0 | 0 | 0 | C4 | [5 empty] | C4 | [5 empty] | 0 | [6 empty] | 0 | [6 empty] | 0 | [6 empty] | 0 | [6 empty] | 0 | [6 empty] | 0
|  |  | 0 | 0 |  | 0 | 0 | 0 | 0 | 0 |  | 0 | 0 | 0 | 0 | 0 |  | 0 | 0 | 0 | 0 | 0 |  | 0 | 0 | 0 | 0 | 0 |  | 0 | 0 | 0 | 0 | 0 |  | 0 | 0 | 0 | 0 | 0 | [22 empty] | 0 | 0 | 0 | 0 | 0 | 0 |  | 0 | 0 | 0 | 0 | 0 | 0 |  | 0 | 0 | 0 | 0 | 0 | 0 |  | 0 | 0 | 0 | 0 | 0 | 0 |  | 0 | 0 | 0 | 0 | 0 | 0 |  | 0 | 0 | 0 | 0 | 0 | 0
| EHV OHL Support - Towers |  | 0 | 0 | C1 | 0 | 0 | 0 | 0 | 0 | 0 | 0 | 0 | 0 | 0 | 0 | 0 | 0 | 0 | 0 | 0 | 0 | 0 | 0 | 0 | 0 | 0 | 0 | 0 | 0 | 0 | 0 | 0 | 0 | 0 | 0 | 0 | 0 | 0 | 0 | 0 |  |  | C1 | 0.025 | 0.075 | 0.175 | 0.375 | 0.75 | C1 | 0 | 0 | 0 | 0 | 0 | C1 | [5 empty] | C1 | [5 empty] | 0 | [6 empty] | 0 | [6 empty] | 0 | [6 empty] | 0 | [6 empty] | 0 | [6 empty] | 0
|  |  | 0 | 0 | C2 | 0 | 0 | 0 | 0 | 0 | 0 | 0 | 0 | 0 | 0 | 0 | 0 | 0 | 0 | 0 | 0 | 0 | 0 | 0 | 0 | 0 | 0 | 0 | 0 | 0 | 0 | 0 | 0 | 0 | 0 | 0 | 0 | 0 | 0 | 0 | 0 |  |  | C2 | 0.025 | 0.075 | 0.175 | 0.375 | 0.75 | C2 | 0 | 0 | 0 | 0 | 0 | C2 | [5 empty] | C2 | [5 empty] | 0 | [6 empty] | 0 | [6 empty] | 0 | [6 empty] | 0 | [6 empty] | 0 | [6 empty] | 0
|  |  | 0 | 0 | C3 | 0 | 0 | 0 | 0 | 0 | 0 | 0 | 0 | 0 | 0 | 0 | 0 | 0 | 0 | 0 | 0 | 0 | 0 | 0 | 0 | 0 | 0 | 0 | 0 | 0 | 0 | 0 | 0 | 0 | 0 | 0 | 0 | 0 | 0 | 0 | 0 |  |  | C3 | 0.025 | 0.075 | 0.175 | 0.375 | 0.75 | C3 | 0 | 0 | 0 | 0 | 0 | C3 | [5 empty] | C3 | [5 empty] | 0 | [6 empty] | 0 | [6 empty] | 0 | [6 empty] | 0 | [6 empty] | 0 | [6 empty] | 0
|  |  | 0 | 0 | C4 | 0 | 0 | 0 | 0 | 0 | 0 | 0 | 0 | 0 | 0 | 0 | 0 | 0 | 0 | 0 | 0 | 0 | 0 | 0 | 0 | 0 | 0 | 0 | 0 | 0 | 0 | 0 | 0 | 0 | 0 | 0 | 0 | 0 | 0 | 0 | 0 |  |  | C4 | 0.025 | 0.075 | 0.175 | 0.375 | 0.75 | C4 | 0 | 0 | 0 | 0 | 0 | C4 | [5 empty] | C4 | [5 empty] | 0 | [6 empty] | 0 | [6 empty] | 0 | [6 empty] | 0 | [6 empty] | 0 | [6 empty] | 0
|  |  | 0 | 0 |  | 0 | 0 | 0 | 0 | 0 |  | 0 | 0 | 0 | 0 | 0 |  | 0 | 0 | 0 | 0 | 0 |  | 0 | 0 | 0 | 0 | 0 |  | 0 | 0 | 0 | 0 | 0 |  | 0 | 0 | 0 | 0 | 0 | [22 empty] | 0 | 0 | 0 | 0 | 0 | 0 |  | 0 | 0 | 0 | 0 | 0 | 0 |  | 0 | 0 | 0 | 0 | 0 | 0 |  | 0 | 0 | 0 | 0 | 0 | 0 |  | 0 | 0 | 0 | 0 | 0 | 0 |  | 0 | 0 | 0 | 0 | 0 | 0
| EHV OHL Support - Poles |  | 14 | 14 | C1 | 4 | 2 | 6 | 2 | 0 | 14 | 4 | 2 | 6 | 2 | 0 | 14 | 0 | 0 | 0 | 0 | 0 | 0 | 4 | 1 | 6 | 2 | 1 | 14 | 0 | 0 | 0 | 0 | 0 | 0 | 3 | 3 | 5 | 2 | 1 | 14 |  |  | C1 | 0.025 | 0.075 | 0.175 | 0.375 | 0.75 | C1 | 43550.5503 | 43550.5503 | 43550.5503 | 43550.5503 | 43550.5503 | C1 | 1088.7638 | 3266.2913 | 7621.3463 | 16331.4564 | 32662.9127 | C1 | 4355.055 | 6532.5825 | 45728.0778 | 32662.9127 | 0 | 89278.6282 |  | 4355.055 | 6532.5825 | 45728.0778 | 32662.9127 | 0 | 89278.6282 |  | 4355.055 | 3266.2913 | 45728.0778 | 32662.9127 | 32662.9127 | 118675.2496 |  | 4355.055 | 3266.2913 | 45728.0778 | 32662.9127 | 32662.9127 | 118675.2496 |  | 3266.2913 | 9798.8738 | 38106.7315 | 32662.9127 | 32662.9127 | 116497.7221 |  | 3266.2913 | 9798.8738 | 38106.7315 | 32662.9127 | 32662.9127 | 116497.7221
|  |  | 43022 | 43022 | C2 | 11793 | 6186 | 17411 | 6257 | 1375 | 43022 | 11062 | 6243 | 17467 | 6598 | 1489 | 42859 | 0 | 0 | 0 | 0 | 0 | 0 | 10220 | 6934 | 15914 | 7744 | 2210 | 43022 | 0 | 0 | 0 | 0 | 0 | 0 | 8648 | 7681 | 14417 | 9232 | 3044 | 43022 |  |  | C2 | 0.025 | 0.075 | 0.175 | 0.375 | 0.75 | C2 | 62215.0719 | 62215.0719 | 62215.0719 | 62215.0719 | 62215.0719 | C2 | 1555.3768 | 4666.1304 | 10887.6376 | 23330.652 | 46661.3039 | C2 | 17205578.1293 | 29130652.0325 | 190174365.6018 | 153935641.6067 | 69478681.5254 | 459924918.8958 |  | 18342558.5679 | 28864682.6002 | 189564657.8974 | 145979889.2897 | 64159292.8794 | 446911081.2346 |  | 15895950.8661 | 32354948.1328 | 173265864.4408 | 180672568.7485 | 103121481.6462 | 505310813.8345 |  | 15895950.8661 | 32354948.1328 | 173265864.4408 | 180672568.7485 | 103121481.6462 | 505310813.8345 |  | 13450898.5411 | 35840547.5351 | 156967070.9842 | 215388578.8593 | 142037009.1091 | 563684105.0288 |  | 13450898.5411 | 35840547.5351 | 156967070.9842 | 215388578.8593 | 142037009.1091 | 563684105.0288
|  |  | 4683 | 4683 | C3 | 1283 | 674 | 1895 | 681 | 150 | 4683 | 1204 | 680 | 1901 | 718 | 162 | 4665 | 0 | 0 | 0 | 0 | 0 | 0 | 1112 | 756 | 1732 | 843 | 240 | 4683 | 0 | 0 | 0 | 0 | 0 | 0 | 941 | 836 | 1569 | 1005 | 332 | 4683 |  |  | C3 | 0.025 | 0.075 | 0.175 | 0.375 | 0.75 | C3 | 93322.6078 | 93322.6078 | 93322.6078 | 93322.6078 | 93322.6078 | C3 | 2333.0652 | 6999.1956 | 16331.4564 | 34995.9779 | 69991.9559 | C3 | 2809010.4955 | 4759452.9991 | 31046098.5581 | 25127112.1568 | 11338696.8507 | 75080371.0601 |  | 2993322.646 | 4717457.8255 | 30948109.8198 | 23832260.9732 | 10498793.3803 | 72989944.6448 |  | 2594368.4975 | 5291391.8637 | 28286082.4316 | 29501609.3986 | 16798069.4084 | 82471521.5998 |  | 2594368.4975 | 5291391.8637 | 28286082.4316 | 29501609.3986 | 16798069.4084 | 82471521.5998 |  | 2195414.3491 | 5851327.5106 | 25624055.0434 | 35170957.8239 | 23237329.3483 | 92079084.0754 |  | 2195414.3491 | 5851327.5106 | 25624055.0434 | 35170957.8239 | 23237329.3483 | 92079084.0754
|  |  | 656 | 656 | C4 | 180 | 94 | 265 | 95 | 22 | 656 | 169 | 95 | 266 | 100 | 24 | 654 | 0 | 0 | 0 | 0 | 0 | 0 | 156 | 106 | 242 | 118 | 34 | 656 | 0 | 0 | 0 | 0 | 0 | 0 | 132 | 117 | 220 | 141 | 46 | 656 |  |  | C4 | 0.025 | 0.075 | 0.175 | 0.375 | 0.75 | C4 | 155537.6797 | 155537.6797 | 155537.6797 | 155537.6797 | 155537.6797 | C4 | 3888.442 | 11665.326 | 27219.0939 | 58326.6299 | 116653.2598 | C4 | 657146.6968 | 1108205.9679 | 7240278.9904 | 5832662.989 | 2799678.2347 | 17637972.8789 |  | 699919.5587 | 1096540.6419 | 7213059.8964 | 5541029.8396 | 2566371.7152 | 17116921.6518 |  | 606596.9509 | 1236524.5537 | 6587020.7356 | 6882542.3271 | 3966210.8325 | 19278895.3998 |  | 606596.9509 | 1236524.5537 | 6587020.7356 | 6882542.3271 | 3966210.8325 | 19278895.3998 |  | 513274.343 | 1364843.1394 | 5988200.6687 | 8224054.8145 | 5366049.9499 | 21456422.9157 |  | 513274.343 | 1364843.1394 | 5988200.6687 | 8224054.8145 | 5366049.9499 | 21456422.9157
|  |  | 48375 | 48375 |  | 13260 | 6956 | 19577 | 7035 | 1547 |  | 12439 | 7020 | 19640 | 7418 | 1675 |  | 0 | 0 | 0 | 0 | 0 |  | 11492 | 7797 | 17894 | 8707 | 2485 |  | 0 | 0 | 0 | 0 | 0 |  | 9724 | 8637 | 16211 | 10380 | 3423 | [22 empty] | 20676090.3766 | 35004843.582 | 228506471.2281 | 184928079.6653 | 83617056.6109 | 552732541.4629 |  | 22040155.8276 | 34685213.6502 | 227771555.6915 | 175385843.0152 | 77224457.9749 | 537107226.1594 |  | 19101271.3695 | 38886130.8414 | 208184695.6859 | 217089383.3869 | 123918424.7999 | 607179906.0837 |  | 19101271.3695 | 38886130.8414 | 208184695.6859 | 217089383.3869 | 123918424.7999 | 607179906.0837 |  | 16162853.5245 | 43066517.0589 | 188617433.428 | 258816254.4105 | 170673051.3201 | 677336109.7419 |  | 16162853.5245 | 43066517.0589 | 188617433.428 | 258816254.4105 | 170673051.3201 | 677336109.7419
| EHV OHL Fittings and Conductors (Tower Lines) |  | 0 | 0 | C1 | 0 | 0 | 0 | 0 | 0 | 0 | 0 | 0 | 0 | 0 | 0 | 0 | 0 | 0 | 0 | 0 | 0 | 0 | 0 | 0 | 0 | 0 | 0 | 0 | 0 | 0 | 0 | 0 | 0 | 0 | 0 | 0 | 0 | 0 | 0 | 0 |  |  | C1 | 0.025 | 0.075 | 0.175 | 0.375 | 0.75 | C1 | 65671.0824 | 65671.0824 | 65671.0824 | 65671.0824 | 65671.0824 | C1 | 1641.7771 | 4925.3312 | 11492.4394 | 24626.6559 | 49253.3118 | C1 | 0 | 0 | 0 | 0 | 0 | 0 |  | 0 | 0 | 0 | 0 | 0 | 0 |  | 0 | 0 | 0 | 0 | 0 | 0 |  | 0 | 0 | 0 | 0 | 0 | 0 |  | 0 | 0 | 0 | 0 | 0 | 0 |  | 0 | 0 | 0 | 0 | 0 | 0
|  |  | 0 | 0 | C2 | 0 | 0 | 0 | 0 | 0 | 0 | 0 | 0 | 0 | 0 | 0 | 0 | 0 | 0 | 0 | 0 | 0 | 0 | 0 | 0 | 0 | 0 | 0 | 0 | 0 | 0 | 0 | 0 | 0 | 0 | 0 | 0 | 0 | 0 | 0 | 0 |  |  | C2 | 0.025 | 0.075 | 0.175 | 0.375 | 0.75 | C2 | 93815.8321 | 93815.8321 | 93815.8321 | 93815.8321 | 93815.8321 | C2 | 2345.3958 | 7036.1874 | 16417.7706 | 35180.937 | 70361.874 | C2 | 0 | 0 | 0 | 0 | 0 | 0 |  | 0 | 0 | 0 | 0 | 0 | 0 |  | 0 | 0 | 0 | 0 | 0 | 0 |  | 0 | 0 | 0 | 0 | 0 | 0 |  | 0 | 0 | 0 | 0 | 0 | 0 |  | 0 | 0 | 0 | 0 | 0 | 0
|  |  | 0 | 0 | C3 | 0 | 0 | 0 | 0 | 0 | 0 | 0 | 0 | 0 | 0 | 0 | 0 | 0 | 0 | 0 | 0 | 0 | 0 | 0 | 0 | 0 | 0 | 0 | 0 | 0 | 0 | 0 | 0 | 0 | 0 | 0 | 0 | 0 | 0 | 0 | 0 |  |  | C3 | 0.025 | 0.075 | 0.175 | 0.375 | 0.75 | C3 | 140723.7481 | 140723.7481 | 140723.7481 | 140723.7481 | 140723.7481 | C3 | 3518.0937 | 10554.2811 | 24626.6559 | 52771.4055 | 105542.8111 | C3 | 0 | 0 | 0 | 0 | 0 | 0 |  | 0 | 0 | 0 | 0 | 0 | 0 |  | 0 | 0 | 0 | 0 | 0 | 0 |  | 0 | 0 | 0 | 0 | 0 | 0 |  | 0 | 0 | 0 | 0 | 0 | 0 |  | 0 | 0 | 0 | 0 | 0 | 0
|  |  | 0 | 0 | C4 | 0 | 0 | 0 | 0 | 0 | 0 | 0 | 0 | 0 | 0 | 0 | 0 | 0 | 0 | 0 | 0 | 0 | 0 | 0 | 0 | 0 | 0 | 0 | 0 | 0 | 0 | 0 | 0 | 0 | 0 | 0 | 0 | 0 | 0 | 0 | 0 |  |  | C4 | 0.025 | 0.075 | 0.175 | 0.375 | 0.75 | C4 | 234539.5801 | 234539.5801 | 234539.5801 | 234539.5801 | 234539.5801 | C4 | 5863.4895 | 17590.4685 | 41044.4265 | 87952.3426 | 175904.6851 | C4 | 0 | 0 | 0 | 0 | 0 | 0 |  | 0 | 0 | 0 | 0 | 0 | 0 |  | 0 | 0 | 0 | 0 | 0 | 0 |  | 0 | 0 | 0 | 0 | 0 | 0 |  | 0 | 0 | 0 | 0 | 0 | 0 |  | 0 | 0 | 0 | 0 | 0 | 0
|  |  | 0 | 0 |  | 0 | 0 | 0 | 0 | 0 |  | 0 | 0 | 0 | 0 | 0 |  | 0 | 0 | 0 | 0 | 0 |  | 0 | 0 | 0 | 0 | 0 |  | 0 | 0 | 0 | 0 | 0 |  | 0 | 0 | 0 | 0 | 0 | [22 empty] | 0 | 0 | 0 | 0 | 0 | 0 |  | 0 | 0 | 0 | 0 | 0 | 0 |  | 0 | 0 | 0 | 0 | 0 | 0 |  | 0 | 0 | 0 | 0 | 0 | 0 |  | 0 | 0 | 0 | 0 | 0 | 0 |  | 0 | 0 | 0 | 0 | 0 | 0
| [Please insert new asset category as required] |  | 0 | 0 | C1 | 0 | 0 | 0 | 0 | 0 | 0 | 0 | 0 | 0 | 0 | 0 | 0 | 0 | 0 | 0 | 0 | 0 | 0 | 0 | 0 | 0 | 0 | 0 | 0 | 0 | 0 | 0 | 0 | 0 | 0 | 0 | 0 | 0 | 0 | 0 | 0 |  |  | C1 | 0 | 0 | 0 | 0 | 0 | C1 | 0 | 0 | 0 | 0 | 0 | C1 | [5 empty] | C1 | [5 empty] | 0 | [6 empty] | 0 | [6 empty] | 0 | [6 empty] | 0 | [6 empty] | 0 | [6 empty] | 0
|  |  | 0 | 0 | C2 | 0 | 0 | 0 | 0 | 0 | 0 | 0 | 0 | 0 | 0 | 0 | 0 | 0 | 0 | 0 | 0 | 0 | 0 | 0 | 0 | 0 | 0 | 0 | 0 | 0 | 0 | 0 | 0 | 0 | 0 | 0 | 0 | 0 | 0 | 0 | 0 |  |  | C2 | 0 | 0 | 0 | 0 | 0 | C2 | 0 | 0 | 0 | 0 | 0 | C2 | [5 empty] | C2 | [5 empty] | 0 | [6 empty] | 0 | [6 empty] | 0 | [6 empty] | 0 | [6 empty] | 0 | [6 empty] | 0
|  |  | 0 | 0 | C3 | 0 | 0 | 0 | 0 | 0 | 0 | 0 | 0 | 0 | 0 | 0 | 0 | 0 | 0 | 0 | 0 | 0 | 0 | 0 | 0 | 0 | 0 | 0 | 0 | 0 | 0 | 0 | 0 | 0 | 0 | 0 | 0 | 0 | 0 | 0 | 0 |  |  | C3 | 0 | 0 | 0 | 0 | 0 | C3 | 0 | 0 | 0 | 0 | 0 | C3 | [5 empty] | C3 | [5 empty] | 0 | [6 empty] | 0 | [6 empty] | 0 | [6 empty] | 0 | [6 empty] | 0 | [6 empty] | 0
|  |  | 0 | 0 | C4 | 0 | 0 | 0 | 0 | 0 | 0 | 0 | 0 | 0 | 0 | 0 | 0 | 0 | 0 | 0 | 0 | 0 | 0 | 0 | 0 | 0 | 0 | 0 | 0 | 0 | 0 | 0 | 0 | 0 | 0 | 0 | 0 | 0 | 0 | 0 | 0 |  |  | C4 | 0 | 0 | 0 | 0 | 0 | C4 | 0 | 0 | 0 | 0 | 0 | C4 | [5 empty] | C4 | [5 empty] | 0 | [6 empty] | 0 | [6 empty] | 0 | [6 empty] | 0 | [6 empty] | 0 | [6 empty] | 0
|  |  | 0 | 0 |  | 0 | 0 | 0 | 0 | 0 |  | 0 | 0 | 0 | 0 | 0 |  | 0 | 0 | 0 | 0 | 0 |  | 0 | 0 | 0 | 0 | 0 |  | 0 | 0 | 0 | 0 | 0 |  | 0 | 0 | 0 | 0 | 0 | [22 empty] | 0 | 0 | 0 | 0 | 0 | 0 |  | 0 | 0 | 0 | 0 | 0 | 0 |  | 0 | 0 | 0 | 0 | 0 | 0 |  | 0 | 0 | 0 | 0 | 0 | 0 |  | 0 | 0 | 0 | 0 | 0 | 0 |  | 0 | 0 | 0 | 0 | 0 | 0
| [Please insert new asset category as required] |  | 0 | 0 | C1 | 0 | 0 | 0 | 0 | 0 | 0 | 0 | 0 | 0 | 0 | 0 | 0 | 0 | 0 | 0 | 0 | 0 | 0 | 0 | 0 | 0 | 0 | 0 | 0 | 0 | 0 | 0 | 0 | 0 | 0 | 0 | 0 | 0 | 0 | 0 | 0 |  |  | C1 | 0 | 0 | 0 | 0 | 0 | C1 | 0 | 0 | 0 | 0 | 0 | C1 | [5 empty] | C1 | [5 empty] | 0 | [6 empty] | 0 | [6 empty] | 0 | [6 empty] | 0 | [6 empty] | 0 | [6 empty] | 0
|  |  | 0 | 0 | C2 | 0 | 0 | 0 | 0 | 0 | 0 | 0 | 0 | 0 | 0 | 0 | 0 | 0 | 0 | 0 | 0 | 0 | 0 | 0 | 0 | 0 | 0 | 0 | 0 | 0 | 0 | 0 | 0 | 0 | 0 | 0 | 0 | 0 | 0 | 0 | 0 |  |  | C2 | 0 | 0 | 0 | 0 | 0 | C2 | 0 | 0 | 0 | 0 | 0 | C2 | [5 empty] | C2 | [5 empty] | 0 | [6 empty] | 0 | [6 empty] | 0 | [6 empty] | 0 | [6 empty] | 0 | [6 empty] | 0
|  |  | 0 | 0 | C3 | 0 | 0 | 0 | 0 | 0 | 0 | 0 | 0 | 0 | 0 | 0 | 0 | 0 | 0 | 0 | 0 | 0 | 0 | 0 | 0 | 0 | 0 | 0 | 0 | 0 | 0 | 0 | 0 | 0 | 0 | 0 | 0 | 0 | 0 | 0 | 0 |  |  | C3 | 0 | 0 | 0 | 0 | 0 | C3 | 0 | 0 | 0 | 0 | 0 | C3 | [5 empty] | C3 | [5 empty] | 0 | [6 empty] | 0 | [6 empty] | 0 | [6 empty] | 0 | [6 empty] | 0 | [6 empty] | 0
|  |  | 0 | 0 | C4 | 0 | 0 | 0 | 0 | 0 | 0 | 0 | 0 | 0 | 0 | 0 | 0 | 0 | 0 | 0 | 0 | 0 | 0 | 0 | 0 | 0 | 0 | 0 | 0 | 0 | 0 | 0 | 0 | 0 | 0 | 0 | 0 | 0 | 0 | 0 | 0 |  |  | C4 | 0 | 0 | 0 | 0 | 0 | C4 | 0 | 0 | 0 | 0 | 0 | C4 | [5 empty] | C4 | [5 empty] | 0 | [6 empty] | 0 | [6 empty] | 0 | [6 empty] | 0 | [6 empty] | 0 | [6 empty] | 0
|  |  | 0 | 0 |  | 0 | 0 | 0 | 0 | 0 |  | 0 | 0 | 0 | 0 | 0 |  | 0 | 0 | 0 | 0 | 0 |  | 0 | 0 | 0 | 0 | 0 |  | 0 | 0 | 0 | 0 | 0 |  | 0 | 0 | 0 | 0 | 0 | [22 empty] | 0 | 0 | 0 | 0 | 0 | 0 |  | 0 | 0 | 0 | 0 | 0 | 0 |  | 0 | 0 | 0 | 0 | 0 | 0 |  | 0 | 0 | 0 | 0 | 0 | 0 |  | 0 | 0 | 0 | 0 | 0 | 0 |  | 0 | 0 | 0 | 0 | 0 | 0
| [Please insert new asset category as required] |  | 0 | 0 | C1 | 0 | 0 | 0 | 0 | 0 | 0 | 0 | 0 | 0 | 0 | 0 | 0 | 0 | 0 | 0 | 0 | 0 | 0 | 0 | 0 | 0 | 0 | 0 | 0 | 0 | 0 | 0 | 0 | 0 | 0 | 0 | 0 | 0 | 0 | 0 | 0 |  |  | C1 | 0 | 0 | 0 | 0 | 0 | C1 | 0 | 0 | 0 | 0 | 0 | C1 | [5 empty] | C1 | [5 empty] | 0 | [6 empty] | 0 | [6 empty] | 0 | [6 empty] | 0 | [6 empty] | 0 | [6 empty] | 0
|  |  | 0 | 0 | C2 | 0 | 0 | 0 | 0 | 0 | 0 | 0 | 0 | 0 | 0 | 0 | 0 | 0 | 0 | 0 | 0 | 0 | 0 | 0 | 0 | 0 | 0 | 0 | 0 | 0 | 0 | 0 | 0 | 0 | 0 | 0 | 0 | 0 | 0 | 0 | 0 |  |  | C2 | 0 | 0 | 0 | 0 | 0 | C2 | 0 | 0 | 0 | 0 | 0 | C2 | [5 empty] | C2 | [5 empty] | 0 | [6 empty] | 0 | [6 empty] | 0 | [6 empty] | 0 | [6 empty] | 0 | [6 empty] | 0
|  |  | 0 | 0 | C3 | 0 | 0 | 0 | 0 | 0 | 0 | 0 | 0 | 0 | 0 | 0 | 0 | 0 | 0 | 0 | 0 | 0 | 0 | 0 | 0 | 0 | 0 | 0 | 0 | 0 | 0 | 0 | 0 | 0 | 0 | 0 | 0 | 0 | 0 | 0 | 0 |  |  | C3 | 0 | 0 | 0 | 0 | 0 | C3 | 0 | 0 | 0 | 0 | 0 | C3 | [5 empty] | C3 | [5 empty] | 0 | [6 empty] | 0 | [6 empty] | 0 | [6 empty] | 0 | [6 empty] | 0 | [6 empty] | 0
|  |  | 0 | 0 | C4 | 0 | 0 | 0 | 0 | 0 | 0 | 0 | 0 | 0 | 0 | 0 | 0 | 0 | 0 | 0 | 0 | 0 | 0 | 0 | 0 | 0 | 0 | 0 | 0 | 0 | 0 | 0 | 0 | 0 | 0 | 0 | 0 | 0 | 0 | 0 | 0 |  |  | C4 | 0 | 0 | 0 | 0 | 0 | C4 | 0 | 0 | 0 | 0 | 0 | C4 | [5 empty] | C4 | [5 empty] | 0 | [6 empty] | 0 | [6 empty] | 0 | [6 empty] | 0 | [6 empty] | 0 | [6 empty] | 0
|  |  | 0 | 0 |  | 0 | 0 | 0 | 0 | 0 |  | 0 | 0 | 0 | 0 | 0 |  | 0 | 0 | 0 | 0 | 0 |  | 0 | 0 | 0 | 0 | 0 |  | 0 | 0 | 0 | 0 | 0 |  | 0 | 0 | 0 | 0 | 0 | [22 empty] | 0 | 0 | 0 | 0 | 0 | 0 |  | 0 | 0 | 0 | 0 | 0 | 0 |  | 0 | 0 | 0 | 0 | 0 | 0 |  | 0 | 0 | 0 | 0 | 0 | 0 |  | 0 | 0 | 0 | 0 | 0 | 0 |  | 0 | 0 | 0 | 0 | 0 | 0
| [Please insert new asset category as required] |  | 0 | 0 | C1 | 0 | 0 | 0 | 0 | 0 | 0 | 0 | 0 | 0 | 0 | 0 | 0 | 0 | 0 | 0 | 0 | 0 | 0 | 0 | 0 | 0 | 0 | 0 | 0 | 0 | 0 | 0 | 0 | 0 | 0 | 0 | 0 | 0 | 0 | 0 | 0 |  |  | C1 | 0 | 0 | 0 | 0 | 0 | C1 | 0 | 0 | 0 | 0 | 0 | C1 | [5 empty] | C1 | [5 empty] | 0 | [6 empty] | 0 | [6 empty] | 0 | [6 empty] | 0 | [6 empty] | 0 | [6 empty] | 0
|  |  | 0 | 0 | C2 | 0 | 0 | 0 | 0 | 0 | 0 | 0 | 0 | 0 | 0 | 0 | 0 | 0 | 0 | 0 | 0 | 0 | 0 | 0 | 0 | 0 | 0 | 0 | 0 | 0 | 0 | 0 | 0 | 0 | 0 | 0 | 0 | 0 | 0 | 0 | 0 |  |  | C2 | 0 | 0 | 0 | 0 | 0 | C2 | 0 | 0 | 0 | 0 | 0 | C2 | [5 empty] | C2 | [5 empty] | 0 | [6 empty] | 0 | [6 empty] | 0 | [6 empty] | 0 | [6 empty] | 0 | [6 empty] | 0
|  |  | 0 | 0 | C3 | 0 | 0 | 0 | 0 | 0 | 0 | 0 | 0 | 0 | 0 | 0 | 0 | 0 | 0 | 0 | 0 | 0 | 0 | 0 | 0 | 0 | 0 | 0 | 0 | 0 | 0 | 0 | 0 | 0 | 0 | 0 | 0 | 0 | 0 | 0 | 0 |  |  | C3 | 0 | 0 | 0 | 0 | 0 | C3 | 0 | 0 | 0 | 0 | 0 | C3 | [5 empty] | C3 | [5 empty] | 0 | [6 empty] | 0 | [6 empty] | 0 | [6 empty] | 0 | [6 empty] | 0 | [6 empty] | 0
|  |  | 0 | 0 | C4 | 0 | 0 | 0 | 0 | 0 | 0 | 0 | 0 | 0 | 0 | 0 | 0 | 0 | 0 | 0 | 0 | 0 | 0 | 0 | 0 | 0 | 0 | 0 | 0 | 0 | 0 | 0 | 0 | 0 | 0 | 0 | 0 | 0 | 0 | 0 | 0 |  |  | C4 | 0 | 0 | 0 | 0 | 0 | C4 | 0 | 0 | 0 | 0 | 0 | C4 | [5 empty] | C4 | [5 empty] | 0 | [6 empty] | 0 | [6 empty] | 0 | [6 empty] | 0 | [6 empty] | 0 | [6 empty] | 0
|  |  | 0 | 0 |  | 0 | 0 | 0 | 0 | 0 |  | 0 | 0 | 0 | 0 | 0 |  | 0 | 0 | 0 | 0 | 0 |  | 0 | 0 | 0 | 0 | 0 |  | 0 | 0 | 0 | 0 | 0 |  | 0 | 0 | 0 | 0 | 0 | [22 empty] | 0 | 0 | 0 | 0 | 0 | 0 |  | 0 | 0 | 0 | 0 | 0 | 0 |  | 0 | 0 | 0 | 0 | 0 | 0 |  | 0 | 0 | 0 | 0 | 0 | 0 |  | 0 | 0 | 0 | 0 | 0 | 0 |  | 0 | 0 | 0 | 0 | 0 | 0
| [Please insert new asset category as required] |  | 0 | 0 | C1 | 0 | 0 | 0 | 0 | 0 | 0 | 0 | 0 | 0 | 0 | 0 | 0 | 0 | 0 | 0 | 0 | 0 | 0 | 0 | 0 | 0 | 0 | 0 | 0 | 0 | 0 | 0 | 0 | 0 | 0 | 0 | 0 | 0 | 0 | 0 | 0 |  |  | C1 | 0 | 0 | 0 | 0 | 0 | C1 | 0 | 0 | 0 | 0 | 0 | C1 | [5 empty] | C1 | [5 empty] | 0 | [6 empty] | 0 | [6 empty] | 0 | [6 empty] | 0 | [6 empty] | 0 | [6 empty] | 0
|  |  | 0 | 0 | C2 | 0 | 0 | 0 | 0 | 0 | 0 | 0 | 0 | 0 | 0 | 0 | 0 | 0 | 0 | 0 | 0 | 0 | 0 | 0 | 0 | 0 | 0 | 0 | 0 | 0 | 0 | 0 | 0 | 0 | 0 | 0 | 0 | 0 | 0 | 0 | 0 |  |  | C2 | 0 | 0 | 0 | 0 | 0 | C2 | 0 | 0 | 0 | 0 | 0 | C2 | [5 empty] | C2 | [5 empty] | 0 | [6 empty] | 0 | [6 empty] | 0 | [6 empty] | 0 | [6 empty] | 0 | [6 empty] | 0
|  |  | 0 | 0 | C3 | 0 | 0 | 0 | 0 | 0 | 0 | 0 | 0 | 0 | 0 | 0 | 0 | 0 | 0 | 0 | 0 | 0 | 0 | 0 | 0 | 0 | 0 | 0 | 0 | 0 | 0 | 0 | 0 | 0 | 0 | 0 | 0 | 0 | 0 | 0 | 0 |  |  | C3 | 0 | 0 | 0 | 0 | 0 | C3 | 0 | 0 | 0 | 0 | 0 | C3 | [5 empty] | C3 | [5 empty] | 0 | [6 empty] | 0 | [6 empty] | 0 | [6 empty] | 0 | [6 empty] | 0 | [6 empty] | 0
|  |  | 0 | 0 | C4 | 0 | 0 | 0 | 0 | 0 | 0 | 0 | 0 | 0 | 0 | 0 | 0 | 0 | 0 | 0 | 0 | 0 | 0 | 0 | 0 | 0 | 0 | 0 | 0 | 0 | 0 | 0 | 0 | 0 | 0 | 0 | 0 | 0 | 0 | 0 | 0 |  |  | C4 | 0 | 0 | 0 | 0 | 0 | C4 | 0 | 0 | 0 | 0 | 0 | C4 | [5 empty] | C4 | [5 empty] | 0 | [6 empty] | 0 | [6 empty] | 0 | [6 empty] | 0 | [6 empty] | 0 | [6 empty] | 0
|  |  | 0 | 0 |  | 0 | 0 | 0 | 0 | 0 |  | 0 | 0 | 0 | 0 | 0 |  | 0 | 0 | 0 | 0 | 0 |  | 0 | 0 | 0 | 0 | 0 |  | 0 | 0 | 0 | 0 | 0 |  | 0 | 0 | 0 | 0 | 0 | [22 empty] | 0 | 0 | 0 | 0 | 0 | 0 |  | 0 | 0 | 0 | 0 | 0 | 0 |  | 0 | 0 | 0 | 0 | 0 | 0 |  | 0 | 0 | 0 | 0 | 0 | 0 |  | 0 | 0 | 0 | 0 | 0 | 0 |  | 0 | 0 | 0 | 0 | 0 | 0
[63 empty] | 22284071.5941 | 41780159.5523 | 240329662.3533 | 191856628.0971 | 91719323.0749 | 587969844.6716 |  | 24004371.8409 | 41364950.7037 | 239454753.6723 | 179551959.6489 | 84327905.0471 | 568703940.9129 |  | 20794212.1215 | 45482883.8674 | 220471489.2722 | 223923334.6601 | 132067462.398 | 642739382.3193 |  | 20794212.1215 | 45482883.8674 | 220471489.2722 | 223923334.6601 | 132067462.398 | 642739382.3193 |  | 17574111.3376 | 49536895.3464 | 201458305.5013 | 268710260.0539 | 180041593.6435 | 717321165.8826 |  | 17574111.3376 | 49536895.3464 | 201458305.5013 | 268710260.0539 | 180041593.6435 | 717321165.8826
| 132kV Network | [66 empty] | 0 | [6 empty] | 0 | [6 empty] | 0 | [6 empty] | 0 | [6 empty] | 0 | [6 empty] | 0
| 132kV CBs |  | 0 | 0 | C1 | 0 | 0 | 0 | 0 | 0 | 0 | 0 | 0 | 0 | 0 | 0 | 0 | 0 | 0 | 0 | 0 | 0 | 0 | 0 | 0 | 0 | 0 | 0 | 0 | 0 | 0 | 0 | 0 | 0 | 0 | 0 | 0 | 0 | 0 | 0 | 0 |  |  | C1 | 0 | 0 | 0 | 0 | 0 | C1 | 0 | 0 | 0 | 0 | 0 | C1 | [5 empty] | C1 | [5 empty] | 0 | [6 empty] | 0 | [6 empty] | 0 | [6 empty] | 0 | [6 empty] | 0 | [6 empty] | 0
|  |  | 0 | 0 | C2 | 0 | 0 | 0 | 0 | 0 | 0 | 0 | 0 | 0 | 0 | 0 | 0 | 0 | 0 | 0 | 0 | 0 | 0 | 0 | 0 | 0 | 0 | 0 | 0 | 0 | 0 | 0 | 0 | 0 | 0 | 0 | 0 | 0 | 0 | 0 | 0 |  |  | C2 | 0 | 0 | 0 | 0 | 0 | C2 | 0 | 0 | 0 | 0 | 0 | C2 | [5 empty] | C2 | [5 empty] | 0 | [6 empty] | 0 | [6 empty] | 0 | [6 empty] | 0 | [6 empty] | 0 | [6 empty] | 0
|  |  | 0 | 0 | C3 | 0 | 0 | 0 | 0 | 0 | 0 | 0 | 0 | 0 | 0 | 0 | 0 | 0 | 0 | 0 | 0 | 0 | 0 | 0 | 0 | 0 | 0 | 0 | 0 | 0 | 0 | 0 | 0 | 0 | 0 | 0 | 0 | 0 | 0 | 0 | 0 |  |  | C3 | 0 | 0 | 0 | 0 | 0 | C3 | 0 | 0 | 0 | 0 | 0 | C3 | [5 empty] | C3 | [5 empty] | 0 | [6 empty] | 0 | [6 empty] | 0 | [6 empty] | 0 | [6 empty] | 0 | [6 empty] | 0
|  |  | 0 | 0 | C4 | 0 | 0 | 0 | 0 | 0 | 0 | 0 | 0 | 0 | 0 | 0 | 0 | 0 | 0 | 0 | 0 | 0 | 0 | 0 | 0 | 0 | 0 | 0 | 0 | 0 | 0 | 0 | 0 | 0 | 0 | 0 | 0 | 0 | 0 | 0 | 0 |  |  | C4 | 0 | 0 | 0 | 0 | 0 | C4 | 0 | 0 | 0 | 0 | 0 | C4 | [5 empty] | C4 | [5 empty] | 0 | [6 empty] | 0 | [6 empty] | 0 | [6 empty] | 0 | [6 empty] | 0 | [6 empty] | 0
|  |  | 0 | 0 |  | 0 | 0 | 0 | 0 | 0 |  | 0 | 0 | 0 | 0 | 0 |  | 0 | 0 | 0 | 0 | 0 |  | 0 | 0 | 0 | 0 | 0 |  | 0 | 0 | 0 | 0 | 0 |  | 0 | 0 | 0 | 0 | 0 | [22 empty] | 0 | 0 | 0 | 0 | 0 | 0 |  | 0 | 0 | 0 | 0 | 0 | 0 |  | 0 | 0 | 0 | 0 | 0 | 0 |  | 0 | 0 | 0 | 0 | 0 | 0 |  | 0 | 0 | 0 | 0 | 0 | 0 |  | 0 | 0 | 0 | 0 | 0 | 0
| 132kV Transformer |  | 0 | 0 | C1 | 0 | 0 | 0 | 0 | 0 | 0 | 0 | 0 | 0 | 0 | 0 | 0 | 0 | 0 | 0 | 0 | 0 | 0 | 0 | 0 | 0 | 0 | 0 | 0 | 0 | 0 | 0 | 0 | 0 | 0 | 0 | 0 | 0 | 0 | 0 | 0 |  |  | C1 | 0 | 0 | 0 | 0 | 0 | C1 | 0 | 0 | 0 | 0 | 0 | C1 | [5 empty] | C1 | [5 empty] | 0 | [6 empty] | 0 | [6 empty] | 0 | [6 empty] | 0 | [6 empty] | 0 | [6 empty] | 0
|  |  | 0 | 0 | C2 | 0 | 0 | 0 | 0 | 0 | 0 | 0 | 0 | 0 | 0 | 0 | 0 | 0 | 0 | 0 | 0 | 0 | 0 | 0 | 0 | 0 | 0 | 0 | 0 | 0 | 0 | 0 | 0 | 0 | 0 | 0 | 0 | 0 | 0 | 0 | 0 |  |  | C2 | 0 | 0 | 0 | 0 | 0 | C2 | 0 | 0 | 0 | 0 | 0 | C2 | [5 empty] | C2 | [5 empty] | 0 | [6 empty] | 0 | [6 empty] | 0 | [6 empty] | 0 | [6 empty] | 0 | [6 empty] | 0
|  |  | 0 | 0 | C3 | 0 | 0 | 0 | 0 | 0 | 0 | 0 | 0 | 0 | 0 | 0 | 0 | 0 | 0 | 0 | 0 | 0 | 0 | 0 | 0 | 0 | 0 | 0 | 0 | 0 | 0 | 0 | 0 | 0 | 0 | 0 | 0 | 0 | 0 | 0 | 0 |  |  | C3 | 0 | 0 | 0 | 0 | 0 | C3 | 0 | 0 | 0 | 0 | 0 | C3 | [5 empty] | C3 | [5 empty] | 0 | [6 empty] | 0 | [6 empty] | 0 | [6 empty] | 0 | [6 empty] | 0 | [6 empty] | 0
|  |  | 0 | 0 | C4 | 0 | 0 | 0 | 0 | 0 | 0 | 0 | 0 | 0 | 0 | 0 | 0 | 0 | 0 | 0 | 0 | 0 | 0 | 0 | 0 | 0 | 0 | 0 | 0 | 0 | 0 | 0 | 0 | 0 | 0 | 0 | 0 | 0 | 0 | 0 | 0 |  |  | C4 | 0 | 0 | 0 | 0 | 0 | C4 | 0 | 0 | 0 | 0 | 0 | C4 | [5 empty] | C4 | [5 empty] | 0 | [6 empty] | 0 | [6 empty] | 0 | [6 empty] | 0 | [6 empty] | 0 | [6 empty] | 0
|  |  | 0 | 0 |  | 0 | 0 | 0 | 0 | 0 |  | 0 | 0 | 0 | 0 | 0 |  | 0 | 0 | 0 | 0 | 0 |  | 0 | 0 | 0 | 0 | 0 |  | 0 | 0 | 0 | 0 | 0 |  | 0 | 0 | 0 | 0 | 0 | [22 empty] | 0 | 0 | 0 | 0 | 0 | 0 |  | 0 | 0 | 0 | 0 | 0 | 0 |  | 0 | 0 | 0 | 0 | 0 | 0 |  | 0 | 0 | 0 | 0 | 0 | 0 |  | 0 | 0 | 0 | 0 | 0 | 0 |  | 0 | 0 | 0 | 0 | 0 | 0
| 132kV UG Cable (Gas) |  | 0 | 0 | C1 | 0 | 0 | 0 | 0 | 0 | 0 | 0 | 0 | 0 | 0 | 0 | 0 | 0 | 0 | 0 | 0 | 0 | 0 | 0 | 0 | 0 | 0 | 0 | 0 | 0 | 0 | 0 | 0 | 0 | 0 | 0 | 0 | 0 | 0 | 0 | 0 |  |  | C1 | 0 | 0 | 0 | 0 | 0 | C1 | 0 | 0 | 0 | 0 | 0 | C1 | [5 empty] | C1 | [5 empty] | 0 | [6 empty] | 0 | [6 empty] | 0 | [6 empty] | 0 | [6 empty] | 0 | [6 empty] | 0
|  |  | 0 | 0 | C2 | 0 | 0 | 0 | 0 | 0 | 0 | 0 | 0 | 0 | 0 | 0 | 0 | 0 | 0 | 0 | 0 | 0 | 0 | 0 | 0 | 0 | 0 | 0 | 0 | 0 | 0 | 0 | 0 | 0 | 0 | 0 | 0 | 0 | 0 | 0 | 0 |  |  | C2 | 0 | 0 | 0 | 0 | 0 | C2 | 0 | 0 | 0 | 0 | 0 | C2 | [5 empty] | C2 | [5 empty] | 0 | [6 empty] | 0 | [6 empty] | 0 | [6 empty] | 0 | [6 empty] | 0 | [6 empty] | 0
|  |  | 0 | 0 | C3 | 0 | 0 | 0 | 0 | 0 | 0 | 0 | 0 | 0 | 0 | 0 | 0 | 0 | 0 | 0 | 0 | 0 | 0 | 0 | 0 | 0 | 0 | 0 | 0 | 0 | 0 | 0 | 0 | 0 | 0 | 0 | 0 | 0 | 0 | 0 | 0 |  |  | C3 | 0 | 0 | 0 | 0 | 0 | C3 | 0 | 0 | 0 | 0 | 0 | C3 | [5 empty] | C3 | [5 empty] | 0 | [6 empty] | 0 | [6 empty] | 0 | [6 empty] | 0 | [6 empty] | 0 | [6 empty] | 0
|  |  | 0 | 0 | C4 | 0 | 0 | 0 | 0 | 0 | 0 | 0 | 0 | 0 | 0 | 0 | 0 | 0 | 0 | 0 | 0 | 0 | 0 | 0 | 0 | 0 | 0 | 0 | 0 | 0 | 0 | 0 | 0 | 0 | 0 | 0 | 0 | 0 | 0 | 0 | 0 |  |  | C4 | 0 | 0 | 0 | 0 | 0 | C4 | 0 | 0 | 0 | 0 | 0 | C4 | [5 empty] | C4 | [5 empty] | 0 | [6 empty] | 0 | [6 empty] | 0 | [6 empty] | 0 | [6 empty] | 0 | [6 empty] | 0
|  |  | 0 | 0 |  | 0 | 0 | 0 | 0 | 0 |  | 0 | 0 | 0 | 0 | 0 |  | 0 | 0 | 0 | 0 | 0 |  | 0 | 0 | 0 | 0 | 0 |  | 0 | 0 | 0 | 0 | 0 |  | 0 | 0 | 0 | 0 | 0 | [22 empty] | 0 | 0 | 0 | 0 | 0 | 0 |  | 0 | 0 | 0 | 0 | 0 | 0 |  | 0 | 0 | 0 | 0 | 0 | 0 |  | 0 | 0 | 0 | 0 | 0 | 0 |  | 0 | 0 | 0 | 0 | 0 | 0 |  | 0 | 0 | 0 | 0 | 0 | 0
| 132kV UG Cable (Oil) |  | 0 | 0 | C1 | 0 | 0 | 0 | 0 | 0 | 0 | 0 | 0 | 0 | 0 | 0 | 0 | 0 | 0 | 0 | 0 | 0 | 0 | 0 | 0 | 0 | 0 | 0 | 0 | 0 | 0 | 0 | 0 | 0 | 0 | 0 | 0 | 0 | 0 | 0 | 0 |  |  | C1 | 0 | 0 | 0 | 0 | 0 | C1 | 0 | 0 | 0 | 0 | 0 | C1 | [5 empty] | C1 | [5 empty] | 0 | [6 empty] | 0 | [6 empty] | 0 | [6 empty] | 0 | [6 empty] | 0 | [6 empty] | 0
|  |  | 0 | 0 | C2 | 0 | 0 | 0 | 0 | 0 | 0 | 0 | 0 | 0 | 0 | 0 | 0 | 0 | 0 | 0 | 0 | 0 | 0 | 0 | 0 | 0 | 0 | 0 | 0 | 0 | 0 | 0 | 0 | 0 | 0 | 0 | 0 | 0 | 0 | 0 | 0 |  |  | C2 | 0 | 0 | 0 | 0 | 0 | C2 | 0 | 0 | 0 | 0 | 0 | C2 | [5 empty] | C2 | [5 empty] | 0 | [6 empty] | 0 | [6 empty] | 0 | [6 empty] | 0 | [6 empty] | 0 | [6 empty] | 0
|  |  | 0 | 0 | C3 | 0 | 0 | 0 | 0 | 0 | 0 | 0 | 0 | 0 | 0 | 0 | 0 | 0 | 0 | 0 | 0 | 0 | 0 | 0 | 0 | 0 | 0 | 0 | 0 | 0 | 0 | 0 | 0 | 0 | 0 | 0 | 0 | 0 | 0 | 0 | 0 |  |  | C3 | 0 | 0 | 0 | 0 | 0 | C3 | 0 | 0 | 0 | 0 | 0 | C3 | [5 empty] | C3 | [5 empty] | 0 | [6 empty] | 0 | [6 empty] | 0 | [6 empty] | 0 | [6 empty] | 0 | [6 empty] | 0
|  |  | 0 | 0 | C4 | 0 | 0 | 0 | 0 | 0 | 0 | 0 | 0 | 0 | 0 | 0 | 0 | 0 | 0 | 0 | 0 | 0 | 0 | 0 | 0 | 0 | 0 | 0 | 0 | 0 | 0 | 0 | 0 | 0 | 0 | 0 | 0 | 0 | 0 | 0 | 0 |  |  | C4 | 0 | 0 | 0 | 0 | 0 | C4 | 0 | 0 | 0 | 0 | 0 | C4 | [5 empty] | C4 | [5 empty] | 0 | [6 empty] | 0 | [6 empty] | 0 | [6 empty] | 0 | [6 empty] | 0 | [6 empty] | 0
|  |  | 0 | 0 |  | 0 | 0 | 0 | 0 | 0 |  | 0 | 0 | 0 | 0 | 0 |  | 0 | 0 | 0 | 0 | 0 |  | 0 | 0 | 0 | 0 | 0 |  | 0 | 0 | 0 | 0 | 0 |  | 0 | 0 | 0 | 0 | 0 | [22 empty] | 0 | 0 | 0 | 0 | 0 | 0 |  | 0 | 0 | 0 | 0 | 0 | 0 |  | 0 | 0 | 0 | 0 | 0 | 0 |  | 0 | 0 | 0 | 0 | 0 | 0 |  | 0 | 0 | 0 | 0 | 0 | 0 |  | 0 | 0 | 0 | 0 | 0 | 0
| 132kV UG Cable (Non Pressurised) |  | 0 | 0 | C1 | 0 | 0 | 0 | 0 | 0 | 0 | 0 | 0 | 0 | 0 | 0 | 0 | 0 | 0 | 0 | 0 | 0 | 0 | 0 | 0 | 0 | 0 | 0 | 0 | 0 | 0 | 0 | 0 | 0 | 0 | 0 | 0 | 0 | 0 | 0 | 0 |  |  | C1 | 0 | 0 | 0 | 0 | 0 | C1 | 0 | 0 | 0 | 0 | 0 | C1 | [5 empty] | C1 | [5 empty] | 0 | [6 empty] | 0 | [6 empty] | 0 | [6 empty] | 0 | [6 empty] | 0 | [6 empty] | 0
|  |  | 0 | 0 | C2 | 0 | 0 | 0 | 0 | 0 | 0 | 0 | 0 | 0 | 0 | 0 | 0 | 0 | 0 | 0 | 0 | 0 | 0 | 0 | 0 | 0 | 0 | 0 | 0 | 0 | 0 | 0 | 0 | 0 | 0 | 0 | 0 | 0 | 0 | 0 | 0 |  |  | C2 | 0 | 0 | 0 | 0 | 0 | C2 | 0 | 0 | 0 | 0 | 0 | C2 | [5 empty] | C2 | [5 empty] | 0 | [6 empty] | 0 | [6 empty] | 0 | [6 empty] | 0 | [6 empty] | 0 | [6 empty] | 0
|  |  | 0 | 0 | C3 | 0 | 0 | 0 | 0 | 0 | 0 | 0 | 0 | 0 | 0 | 0 | 0 | 0 | 0 | 0 | 0 | 0 | 0 | 0 | 0 | 0 | 0 | 0 | 0 | 0 | 0 | 0 | 0 | 0 | 0 | 0 | 0 | 0 | 0 | 0 | 0 |  |  | C3 | 0 | 0 | 0 | 0 | 0 | C3 | 0 | 0 | 0 | 0 | 0 | C3 | [5 empty] | C3 | [5 empty] | 0 | [6 empty] | 0 | [6 empty] | 0 | [6 empty] | 0 | [6 empty] | 0 | [6 empty] | 0
|  |  | 0 | 0 | C4 | 0 | 0 | 0 | 0 | 0 | 0 | 0 | 0 | 0 | 0 | 0 | 0 | 0 | 0 | 0 | 0 | 0 | 0 | 0 | 0 | 0 | 0 | 0 | 0 | 0 | 0 | 0 | 0 | 0 | 0 | 0 | 0 | 0 | 0 | 0 | 0 |  |  | C4 | 0 | 0 | 0 | 0 | 0 | C4 | 0 | 0 | 0 | 0 | 0 | C4 | [5 empty] | C4 | [5 empty] | 0 | [6 empty] | 0 | [6 empty] | 0 | [6 empty] | 0 | [6 empty] | 0 | [6 empty] | 0
|  |  | 0 | 0 |  | 0 | 0 | 0 | 0 | 0 |  | 0 | 0 | 0 | 0 | 0 |  | 0 | 0 | 0 | 0 | 0 |  | 0 | 0 | 0 | 0 | 0 |  | 0 | 0 | 0 | 0 | 0 |  | 0 | 0 | 0 | 0 | 0 | [22 empty] | 0 | 0 | 0 | 0 | 0 | 0 |  | 0 | 0 | 0 | 0 | 0 | 0 |  | 0 | 0 | 0 | 0 | 0 | 0 |  | 0 | 0 | 0 | 0 | 0 | 0 |  | 0 | 0 | 0 | 0 | 0 | 0 |  | 0 | 0 | 0 | 0 | 0 | 0
| 132kV OHL Support - Tower |  | 0 | 0 | C1 | 0 | 0 | 0 | 0 | 0 | 0 | 0 | 0 | 0 | 0 | 0 | 0 | 0 | 0 | 0 | 0 | 0 | 0 | 0 | 0 | 0 | 0 | 0 | 0 | 0 | 0 | 0 | 0 | 0 | 0 | 0 | 0 | 0 | 0 | 0 | 0 |  |  | C1 | 0 | 0 | 0 | 0 | 0 | C1 | 0 | 0 | 0 | 0 | 0 | C1 | [5 empty] | C1 | [5 empty] | 0 | [6 empty] | 0 | [6 empty] | 0 | [6 empty] | 0 | [6 empty] | 0 | [6 empty] | 0
|  |  | 0 | 0 | C2 | 0 | 0 | 0 | 0 | 0 | 0 | 0 | 0 | 0 | 0 | 0 | 0 | 0 | 0 | 0 | 0 | 0 | 0 | 0 | 0 | 0 | 0 | 0 | 0 | 0 | 0 | 0 | 0 | 0 | 0 | 0 | 0 | 0 | 0 | 0 | 0 |  |  | C2 | 0 | 0 | 0 | 0 | 0 | C2 | 0 | 0 | 0 | 0 | 0 | C2 | [5 empty] | C2 | [5 empty] | 0 | [6 empty] | 0 | [6 empty] | 0 | [6 empty] | 0 | [6 empty] | 0 | [6 empty] | 0
|  |  | 0 | 0 | C3 | 0 | 0 | 0 | 0 | 0 | 0 | 0 | 0 | 0 | 0 | 0 | 0 | 0 | 0 | 0 | 0 | 0 | 0 | 0 | 0 | 0 | 0 | 0 | 0 | 0 | 0 | 0 | 0 | 0 | 0 | 0 | 0 | 0 | 0 | 0 | 0 |  |  | C3 | 0 | 0 | 0 | 0 | 0 | C3 | 0 | 0 | 0 | 0 | 0 | C3 | [5 empty] | C3 | [5 empty] | 0 | [6 empty] | 0 | [6 empty] | 0 | [6 empty] | 0 | [6 empty] | 0 | [6 empty] | 0
|  |  | 0 | 0 | C4 | 0 | 0 | 0 | 0 | 0 | 0 | 0 | 0 | 0 | 0 | 0 | 0 | 0 | 0 | 0 | 0 | 0 | 0 | 0 | 0 | 0 | 0 | 0 | 0 | 0 | 0 | 0 | 0 | 0 | 0 | 0 | 0 | 0 | 0 | 0 | 0 |  |  | C4 | 0 | 0 | 0 | 0 | 0 | C4 | 0 | 0 | 0 | 0 | 0 | C4 | [5 empty] | C4 | [5 empty] | 0 | [6 empty] | 0 | [6 empty] | 0 | [6 empty] | 0 | [6 empty] | 0 | [6 empty] | 0
|  |  | 0 | 0 |  | 0 | 0 | 0 | 0 | 0 |  | 0 | 0 | 0 | 0 | 0 |  | 0 | 0 | 0 | 0 | 0 |  | 0 | 0 | 0 | 0 | 0 |  | 0 | 0 | 0 | 0 | 0 |  | 0 | 0 | 0 | 0 | 0 | [22 empty] | 0 | 0 | 0 | 0 | 0 | 0 |  | 0 | 0 | 0 | 0 | 0 | 0 |  | 0 | 0 | 0 | 0 | 0 | 0 |  | 0 | 0 | 0 | 0 | 0 | 0 |  | 0 | 0 | 0 | 0 | 0 | 0 |  | 0 | 0 | 0 | 0 | 0 | 0
| 132kV OHL Fittings and Conductors (Tower Lines) |  | 0 | 0 | C1 | 0 | 0 | 0 | 0 | 0 | 0 | 0 | 0 | 0 | 0 | 0 | 0 | 0 | 0 | 0 | 0 | 0 | 0 | 0 | 0 | 0 | 0 | 0 | 0 | 0 | 0 | 0 | 0 | 0 | 0 | 0 | 0 | 0 | 0 | 0 | 0 |  | 0 | C1 | 0 | 0 | 0 | 0 | 0 | C1 | 0 | 0 | 0 | 0 | 0 | C1 | [5 empty] | C1 | [5 empty] | 0 | [6 empty] | 0 | [6 empty] | 0 | [6 empty] | 0 | [6 empty] | 0 | [6 empty] | 0
|  |  | 0 | 0 | C2 | 0 | 0 | 0 | 0 | 0 | 0 | 0 | 0 | 0 | 0 | 0 | 0 | 0 | 0 | 0 | 0 | 0 | 0 | 0 | 0 | 0 | 0 | 0 | 0 | 0 | 0 | 0 | 0 | 0 | 0 | 0 | 0 | 0 | 0 | 0 | 0 |  |  | C2 | 0 | 0 | 0 | 0 | 0 | C2 | 0 | 0 | 0 | 0 | 0 | C2 | [5 empty] | C2 | [5 empty] | 0 | [6 empty] | 0 | [6 empty] | 0 | [6 empty] | 0 | [6 empty] | 0 | [6 empty] | 0
|  |  | 0 | 0 | C3 | 0 | 0 | 0 | 0 | 0 | 0 | 0 | 0 | 0 | 0 | 0 | 0 | 0 | 0 | 0 | 0 | 0 | 0 | 0 | 0 | 0 | 0 | 0 | 0 | 0 | 0 | 0 | 0 | 0 | 0 | 0 | 0 | 0 | 0 | 0 | 0 |  |  | C3 | 0 | 0 | 0 | 0 | 0 | C3 | 0 | 0 | 0 | 0 | 0 | C3 | [5 empty] | C3 | [5 empty] | 0 | [6 empty] | 0 | [6 empty] | 0 | [6 empty] | 0 | [6 empty] | 0 | [6 empty] | 0
|  |  | 0 | 0 | C4 | 0 | 0 | 0 | 0 | 0 | 0 | 0 | 0 | 0 | 0 | 0 | 0 | 0 | 0 | 0 | 0 | 0 | 0 | 0 | 0 | 0 | 0 | 0 | 0 | 0 | 0 | 0 | 0 | 0 | 0 | 0 | 0 | 0 | 0 | 0 | 0 |  |  | C4 | 0 | 0 | 0 | 0 | 0 | C4 | 0 | 0 | 0 | 0 | 0 | C4 | [5 empty] | C4 | [5 empty] | 0 | [6 empty] | 0 | [6 empty] | 0 | [6 empty] | 0 | [6 empty] | 0 | [6 empty] | 0
|  |  | 0 | 0 |  | 0 | 0 | 0 | 0 | 0 |  | 0 | 0 | 0 | 0 | 0 |  | 0 | 0 | 0 | 0 | 0 |  | 0 | 0 | 0 | 0 | 0 |  | 0 | 0 | 0 | 0 | 0 |  | 0 | 0 | 0 | 0 | 0 | [22 empty] | 0 | 0 | 0 | 0 | 0 | 0 |  | 0 | 0 | 0 | 0 | 0 | 0 |  | 0 | 0 | 0 | 0 | 0 | 0 |  | 0 | 0 | 0 | 0 | 0 | 0 |  | 0 | 0 | 0 | 0 | 0 | 0 |  | 0 | 0 | 0 | 0 | 0 | 0
| [Please insert new asset category as required] |  | 0 | 0 | C1 | 0 | 0 | 0 | 0 | 0 | 0 | 0 | 0 | 0 | 0 | 0 | 0 | 0 | 0 | 0 | 0 | 0 | 0 | 0 | 0 | 0 | 0 | 0 | 0 | 0 | 0 | 0 | 0 | 0 | 0 | 0 | 0 | 0 | 0 | 0 | 0 |  |  | C1 | 0 | 0 | 0 | 0 | 0 | C1 | 0 | 0 | 0 | 0 | 0 | C1 | [5 empty] | C1 | [5 empty] | 0 | [6 empty] | 0 | [6 empty] | 0 | [6 empty] | 0 | [6 empty] | 0 | [6 empty] | 0
|  |  | 0 | 0 | C2 | 0 | 0 | 0 | 0 | 0 | 0 | 0 | 0 | 0 | 0 | 0 | 0 | 0 | 0 | 0 | 0 | 0 | 0 | 0 | 0 | 0 | 0 | 0 | 0 | 0 | 0 | 0 | 0 | 0 | 0 | 0 | 0 | 0 | 0 | 0 | 0 |  |  | C2 | 0 | 0 | 0 | 0 | 0 | C2 | 0 | 0 | 0 | 0 | 0 | C2 | [5 empty] | C2 | [5 empty] | 0 | [6 empty] | 0 | [6 empty] | 0 | [6 empty] | 0 | [6 empty] | 0 | [6 empty] | 0
|  |  | 0 | 0 | C3 | 0 | 0 | 0 | 0 | 0 | 0 | 0 | 0 | 0 | 0 | 0 | 0 | 0 | 0 | 0 | 0 | 0 | 0 | 0 | 0 | 0 | 0 | 0 | 0 | 0 | 0 | 0 | 0 | 0 | 0 | 0 | 0 | 0 | 0 | 0 | 0 |  |  | C3 | 0 | 0 | 0 | 0 | 0 | C3 | 0 | 0 | 0 | 0 | 0 | C3 | [5 empty] | C3 | [5 empty] | 0 | [6 empty] | 0 | [6 empty] | 0 | [6 empty] | 0 | [6 empty] | 0 | [6 empty] | 0
|  |  | 0 | 0 | C4 | 0 | 0 | 0 | 0 | 0 | 0 | 0 | 0 | 0 | 0 | 0 | 0 | 0 | 0 | 0 | 0 | 0 | 0 | 0 | 0 | 0 | 0 | 0 | 0 | 0 | 0 | 0 | 0 | 0 | 0 | 0 | 0 | 0 | 0 | 0 | 0 |  |  | C4 | 0 | 0 | 0 | 0 | 0 | C4 | 0 | 0 | 0 | 0 | 0 | C4 | [5 empty] | C4 | [5 empty] | 0 | [6 empty] | 0 | [6 empty] | 0 | [6 empty] | 0 | [6 empty] | 0 | [6 empty] | 0
|  |  | 0 | 0 |  | 0 | 0 | 0 | 0 | 0 |  | 0 | 0 | 0 | 0 | 0 |  | 0 | 0 | 0 | 0 | 0 |  | 0 | 0 | 0 | 0 | 0 |  | 0 | 0 | 0 | 0 | 0 |  | 0 | 0 | 0 | 0 | 0 | [22 empty] | 0 | 0 | 0 | 0 | 0 | 0 |  | 0 | 0 | 0 | 0 | 0 | 0 |  | 0 | 0 | 0 | 0 | 0 | 0 |  | 0 | 0 | 0 | 0 | 0 | 0 |  | 0 | 0 | 0 | 0 | 0 | 0 |  | 0 | 0 | 0 | 0 | 0 | 0
| [Please insert new asset category as required] |  | 0 | 0 | C1 | 0 | 0 | 0 | 0 | 0 | 0 | 0 | 0 | 0 | 0 | 0 | 0 | 0 | 0 | 0 | 0 | 0 | 0 | 0 | 0 | 0 | 0 | 0 | 0 | 0 | 0 | 0 | 0 | 0 | 0 | 0 | 0 | 0 | 0 | 0 | 0 |  |  | C1 | 0 | 0 | 0 | 0 | 0 | C1 | 0 | 0 | 0 | 0 | 0 | C1 | [5 empty] | C1 | [5 empty] | 0 | [6 empty] | 0 | [6 empty] | 0 | [6 empty] | 0 | [6 empty] | 0 | [6 empty] | 0
|  |  | 0 | 0 | C2 | 0 | 0 | 0 | 0 | 0 | 0 | 0 | 0 | 0 | 0 | 0 | 0 | 0 | 0 | 0 | 0 | 0 | 0 | 0 | 0 | 0 | 0 | 0 | 0 | 0 | 0 | 0 | 0 | 0 | 0 | 0 | 0 | 0 | 0 | 0 | 0 |  |  | C2 | 0 | 0 | 0 | 0 | 0 | C2 | 0 | 0 | 0 | 0 | 0 | C2 | [5 empty] | C2 | [5 empty] | 0 | [6 empty] | 0 | [6 empty] | 0 | [6 empty] | 0 | [6 empty] | 0 | [6 empty] | 0
|  |  | 0 | 0 | C3 | 0 | 0 | 0 | 0 | 0 | 0 | 0 | 0 | 0 | 0 | 0 | 0 | 0 | 0 | 0 | 0 | 0 | 0 | 0 | 0 | 0 | 0 | 0 | 0 | 0 | 0 | 0 | 0 | 0 | 0 | 0 | 0 | 0 | 0 | 0 | 0 |  |  | C3 | 0 | 0 | 0 | 0 | 0 | C3 | 0 | 0 | 0 | 0 | 0 | C3 | [5 empty] | C3 | [5 empty] | 0 | [6 empty] | 0 | [6 empty] | 0 | [6 empty] | 0 | [6 empty] | 0 | [6 empty] | 0
|  |  | 0 | 0 | C4 | 0 | 0 | 0 | 0 | 0 | 0 | 0 | 0 | 0 | 0 | 0 | 0 | 0 | 0 | 0 | 0 | 0 | 0 | 0 | 0 | 0 | 0 | 0 | 0 | 0 | 0 | 0 | 0 | 0 | 0 | 0 | 0 | 0 | 0 | 0 | 0 |  |  | C4 | 0 | 0 | 0 | 0 | 0 | C4 | 0 | 0 | 0 | 0 | 0 | C4 | [5 empty] | C4 | [5 empty] | 0 | [6 empty] | 0 | [6 empty] | 0 | [6 empty] | 0 | [6 empty] | 0 | [6 empty] | 0
|  |  | 0 | 0 |  | 0 | 0 | 0 | 0 | 0 |  | 0 | 0 | 0 | 0 | 0 |  | 0 | 0 | 0 | 0 | 0 |  | 0 | 0 | 0 | 0 | 0 |  | 0 | 0 | 0 | 0 | 0 |  | 0 | 0 | 0 | 0 | 0 | [22 empty] | 0 | 0 | 0 | 0 | 0 | 0 |  | 0 | 0 | 0 | 0 | 0 | 0 |  | 0 | 0 | 0 | 0 | 0 | 0 |  | 0 | 0 | 0 | 0 | 0 | 0 |  | 0 | 0 | 0 | 0 | 0 | 0 |  | 0 | 0 | 0 | 0 | 0 | 0
| [Please insert new asset category as required] |  | 0 | 0 | C1 | 0 | 0 | 0 | 0 | 0 | 0 | 0 | 0 | 0 | 0 | 0 | 0 | 0 | 0 | 0 | 0 | 0 | 0 | 0 | 0 | 0 | 0 | 0 | 0 | 0 | 0 | 0 | 0 | 0 | 0 | 0 | 0 | 0 | 0 | 0 | 0 |  |  | C1 | 0 | 0 | 0 | 0 | 0 | C1 | 0 | 0 | 0 | 0 | 0 | C1 | [5 empty] | C1 | [5 empty] | 0 | [6 empty] | 0 | [6 empty] | 0 | [6 empty] | 0 | [6 empty] | 0 | [6 empty] | 0
|  |  | 0 | 0 | C2 | 0 | 0 | 0 | 0 | 0 | 0 | 0 | 0 | 0 | 0 | 0 | 0 | 0 | 0 | 0 | 0 | 0 | 0 | 0 | 0 | 0 | 0 | 0 | 0 | 0 | 0 | 0 | 0 | 0 | 0 | 0 | 0 | 0 | 0 | 0 | 0 |  |  | C2 | 0 | 0 | 0 | 0 | 0 | C2 | 0 | 0 | 0 | 0 | 0 | C2 | [5 empty] | C2 | [5 empty] | 0 | [6 empty] | 0 | [6 empty] | 0 | [6 empty] | 0 | [6 empty] | 0 | [6 empty] | 0
|  |  | 0 | 0 | C3 | 0 | 0 | 0 | 0 | 0 | 0 | 0 | 0 | 0 | 0 | 0 | 0 | 0 | 0 | 0 | 0 | 0 | 0 | 0 | 0 | 0 | 0 | 0 | 0 | 0 | 0 | 0 | 0 | 0 | 0 | 0 | 0 | 0 | 0 | 0 | 0 |  |  | C3 | 0 | 0 | 0 | 0 | 0 | C3 | 0 | 0 | 0 | 0 | 0 | C3 | [5 empty] | C3 | [5 empty] | 0 | [6 empty] | 0 | [6 empty] | 0 | [6 empty] | 0 | [6 empty] | 0 | [6 empty] | 0
|  |  | 0 | 0 | C4 | 0 | 0 | 0 | 0 | 0 | 0 | 0 | 0 | 0 | 0 | 0 | 0 | 0 | 0 | 0 | 0 | 0 | 0 | 0 | 0 | 0 | 0 | 0 | 0 | 0 | 0 | 0 | 0 | 0 | 0 | 0 | 0 | 0 | 0 | 0 | 0 |  |  | C4 | 0 | 0 | 0 | 0 | 0 | C4 | 0 | 0 | 0 | 0 | 0 | C4 | [5 empty] | C4 | [5 empty] | 0 | [6 empty] | 0 | [6 empty] | 0 | [6 empty] | 0 | [6 empty] | 0 | [6 empty] | 0
|  |  | 0 | 0 |  | 0 | 0 | 0 | 0 | 0 |  | 0 | 0 | 0 | 0 | 0 |  | 0 | 0 | 0 | 0 | 0 |  | 0 | 0 | 0 | 0 | 0 |  | 0 | 0 | 0 | 0 | 0 |  | 0 | 0 | 0 | 0 | 0 | [22 empty] | 0 | 0 | 0 | 0 | 0 | 0 |  | 0 | 0 | 0 | 0 | 0 | 0 |  | 0 | 0 | 0 | 0 | 0 | 0 |  | 0 | 0 | 0 | 0 | 0 | 0 |  | 0 | 0 | 0 | 0 | 0 | 0 |  | 0 | 0 | 0 | 0 | 0 | 0
| [Please insert new asset category as required] |  | 0 | 0 | C1 | 0 | 0 | 0 | 0 | 0 | 0 | 0 | 0 | 0 | 0 | 0 | 0 | 0 | 0 | 0 | 0 | 0 | 0 | 0 | 0 | 0 | 0 | 0 | 0 | 0 | 0 | 0 | 0 | 0 | 0 | 0 | 0 | 0 | 0 | 0 | 0 |  |  | C1 | 0 | 0 | 0 | 0 | 0 | C1 | 0 | 0 | 0 | 0 | 0 | C1 | [5 empty] | C1 | [5 empty] | 0 | [6 empty] | 0 | [6 empty] | 0 | [6 empty] | 0 | [6 empty] | 0 | [6 empty] | 0
|  |  | 0 | 0 | C2 | 0 | 0 | 0 | 0 | 0 | 0 | 0 | 0 | 0 | 0 | 0 | 0 | 0 | 0 | 0 | 0 | 0 | 0 | 0 | 0 | 0 | 0 | 0 | 0 | 0 | 0 | 0 | 0 | 0 | 0 | 0 | 0 | 0 | 0 | 0 | 0 |  |  | C2 | 0 | 0 | 0 | 0 | 0 | C2 | 0 | 0 | 0 | 0 | 0 | C2 | [5 empty] | C2 | [5 empty] | 0 | [6 empty] | 0 | [6 empty] | 0 | [6 empty] | 0 | [6 empty] | 0 | [6 empty] | 0
|  |  | 0 | 0 | C3 | 0 | 0 | 0 | 0 | 0 | 0 | 0 | 0 | 0 | 0 | 0 | 0 | 0 | 0 | 0 | 0 | 0 | 0 | 0 | 0 | 0 | 0 | 0 | 0 | 0 | 0 | 0 | 0 | 0 | 0 | 0 | 0 | 0 | 0 | 0 | 0 |  |  | C3 | 0 | 0 | 0 | 0 | 0 | C3 | 0 | 0 | 0 | 0 | 0 | C3 | [5 empty] | C3 | [5 empty] | 0 | [6 empty] | 0 | [6 empty] | 0 | [6 empty] | 0 | [6 empty] | 0 | [6 empty] | 0
|  |  | 0 | 0 | C4 | 0 | 0 | 0 | 0 | 0 | 0 | 0 | 0 | 0 | 0 | 0 | 0 | 0 | 0 | 0 | 0 | 0 | 0 | 0 | 0 | 0 | 0 | 0 | 0 | 0 | 0 | 0 | 0 | 0 | 0 | 0 | 0 | 0 | 0 | 0 | 0 |  |  | C4 | 0 | 0 | 0 | 0 | 0 | C4 | 0 | 0 | 0 | 0 | 0 | C4 | [5 empty] | C4 | [5 empty] | 0 | [6 empty] | 0 | [6 empty] | 0 | [6 empty] | 0 | [6 empty] | 0 | [6 empty] | 0
|  |  | 0 | 0 |  | 0 | 0 | 0 | 0 | 0 |  | 0 | 0 | 0 | 0 | 0 |  | 0 | 0 | 0 | 0 | 0 |  | 0 | 0 | 0 | 0 | 0 |  | 0 | 0 | 0 | 0 | 0 |  | 0 | 0 | 0 | 0 | 0 | [22 empty] | 0 | 0 | 0 | 0 | 0 | 0 |  | 0 | 0 | 0 | 0 | 0 | 0 |  | 0 | 0 | 0 | 0 | 0 | 0 |  | 0 | 0 | 0 | 0 | 0 | 0 |  | 0 | 0 | 0 | 0 | 0 | 0 |  | 0 | 0 | 0 | 0 | 0 | 0
| [Please insert new asset category as required] |  | 0 | 0 | C1 | 0 | 0 | 0 | 0 | 0 | 0 | 0 | 0 | 0 | 0 | 0 | 0 | 0 | 0 | 0 | 0 | 0 | 0 | 0 | 0 | 0 | 0 | 0 | 0 | 0 | 0 | 0 | 0 | 0 | 0 | 0 | 0 | 0 | 0 | 0 | 0 |  |  | C1 | 0 | 0 | 0 | 0 | 0 | C1 | 0 | 0 | 0 | 0 | 0 | C1 | [5 empty] | C1 | [5 empty] | 0 | [6 empty] | 0 | [6 empty] | 0 | [6 empty] | 0 | [6 empty] | 0 | [6 empty] | 0
|  |  | 0 | 0 | C2 | 0 | 0 | 0 | 0 | 0 | 0 | 0 | 0 | 0 | 0 | 0 | 0 | 0 | 0 | 0 | 0 | 0 | 0 | 0 | 0 | 0 | 0 | 0 | 0 | 0 | 0 | 0 | 0 | 0 | 0 | 0 | 0 | 0 | 0 | 0 | 0 |  |  | C2 | 0 | 0 | 0 | 0 | 0 | C2 | 0 | 0 | 0 | 0 | 0 | C2 | [5 empty] | C2 | [5 empty] | 0 | [6 empty] | 0 | [6 empty] | 0 | [6 empty] | 0 | [6 empty] | 0 | [6 empty] | 0
|  |  | 0 | 0 | C3 | 0 | 0 | 0 | 0 | 0 | 0 | 0 | 0 | 0 | 0 | 0 | 0 | 0 | 0 | 0 | 0 | 0 | 0 | 0 | 0 | 0 | 0 | 0 | 0 | 0 | 0 | 0 | 0 | 0 | 0 | 0 | 0 | 0 | 0 | 0 | 0 |  |  | C3 | 0 | 0 | 0 | 0 | 0 | C3 | 0 | 0 | 0 | 0 | 0 | C3 | [5 empty] | C3 | [5 empty] | 0 | [6 empty] | 0 | [6 empty] | 0 | [6 empty] | 0 | [6 empty] | 0 | [6 empty] | 0
|  |  | 0 | 0 | C4 | 0 | 0 | 0 | 0 | 0 | 0 | 0 | 0 | 0 | 0 | 0 | 0 | 0 | 0 | 0 | 0 | 0 | 0 | 0 | 0 | 0 | 0 | 0 | 0 | 0 | 0 | 0 | 0 | 0 | 0 | 0 | 0 | 0 | 0 | 0 | 0 |  |  | C4 | 0 | 0 | 0 | 0 | 0 | C4 | 0 | 0 | 0 | 0 | 0 | C4 | [5 empty] | C4 | [5 empty] | 0 | [6 empty] | 0 | [6 empty] | 0 | [6 empty] | 0 | [6 empty] | 0 | [6 empty] | 0
|  |  | 0 | 0 |  | 0 | 0 | 0 | 0 | 0 |  | 0 | 0 | 0 | 0 | 0 |  | 0 | 0 | 0 | 0 | 0 |  | 0 | 0 | 0 | 0 | 0 |  | 0 | 0 | 0 | 0 | 0 |  | 0 | 0 | 0 | 0 | 0 | [22 empty] | 0 | 0 | 0 | 0 | 0 | 0 |  | 0 | 0 | 0 | 0 | 0 | 0 |  | 0 | 0 | 0 | 0 | 0 | 0 |  | 0 | 0 | 0 | 0 | 0 | 0 |  | 0 | 0 | 0 | 0 | 0 | 0 |  | 0 | 0 | 0 | 0 | 0 | 0
[63 empty] | 0 | 0 | 0 | 0 | 0 | 0 |  | 0 | 0 | 0 | 0 | 0 | 0 |  | 0 | 0 | 0 | 0 | 0 | 0 |  | 0 | 0 | 0 | 0 | 0 | 0 |  | 0 | 0 | 0 | 0 | 0 | 0 |  | 0 | 0 | 0 | 0 | 0 | 0
| Other | [66 empty] | 0 | [6 empty] | 0 | [6 empty] | 0 | [6 empty] | 0 | [6 empty] | 0 | [6 empty] | 0
| Submarine Cables |  | 88.8373 | 88.8373 | C1 | 27.0562 | 15.9398 | 26.551 | 16.544 | 2.7463 | 88.8373 | 23.0106 | 16.3443 | 26.9556 | 18.9714 | 3.5554 | 88.8373 | 0 | 0 | 0 | 0 | 0 | 0 | 23.3916 | 17.4478 | 25.1172 | 17.8313 | 5.0493 | 88.8373 | 0 | 0 | 0 | 0 | 0 | 0 | 19.7486 | 18.9817 | 23.7751 | 19.1734 | 7.1584 | 88.8373 |  |  | C1 | 0 | 0 | 0 | 0 | 0 | C1 | 418959.3771 | 418959.3771 | 418959.3771 | 418959.3771 | 418959.3771 | C1 | 0 | 0 | 0 | 0 | 0 | C1 | 0 | 0 | 0 | 0 | 0 | 0 |  | 0 | 0 | 0 | 0 | 0 | 0 |  | 0 | 0 | 0 | 0 | 0 | 0 |  | 0 | 0 | 0 | 0 | 0 | 0 |  | 0 | 0 | 0 | 0 | 0 | 0 |  | 0 | 0 | 0 | 0 | 0 | 0
|  |  | 167.2986 | 167.2986 | C2 | 50.9523 | 30.0178 | 50.001 | 31.1557 | 5.1718 | 167.2986 | 43.3336 | 30.7797 | 50.7629 | 35.7269 | 6.6955 | 167.2986 | 0 | 0 | 0 | 0 | 0 | 0 | 44.0511 | 32.8578 | 47.3008 | 33.58 | 9.5089 | 167.2986 | 0 | 0 | 0 | 0 | 0 | 0 | 37.1907 | 35.7464 | 44.7733 | 36.1075 | 13.4807 | 167.2986 |  |  | C2 | 0 | 0 | 0 | 0 | 0 | C2 | 598513.3958 | 598513.3958 | 598513.3958 | 598513.3958 | 598513.3958 | C2 | 0 | 0 | 0 | 0 | 0 | C2 | 0 | 0 | 0 | 0 | 0 | 0 |  | 0 | 0 | 0 | 0 | 0 | 0 |  | 0 | 0 | 0 | 0 | 0 | 0 |  | 0 | 0 | 0 | 0 | 0 | 0 |  | 0 | 0 | 0 | 0 | 0 | 0 |  | 0 | 0 | 0 | 0 | 0 | 0
|  |  | 81.774 | 81.774 | C3 | 24.905 | 14.6724 | 24.44 | 15.2286 | 2.5279 | 81.774 | 21.1811 | 15.0448 | 24.8124 | 17.463 | 3.2727 | 81.774 | 0 | 0 | 0 | 0 | 0 | 0 | 21.5318 | 16.0606 | 23.1202 | 16.4136 | 4.6479 | 81.774 | 0 | 0 | 0 | 0 | 0 | 0 | 18.1785 | 17.4725 | 21.8848 | 17.649 | 6.5893 | 81.774 |  |  | C3 | 0 | 0 | 0 | 0 | 0 | C3 | 897770.0937 | 897770.0937 | 897770.0937 | 897770.0937 | 897770.0937 | C3 | 0 | 0 | 0 | 0 | 0 | C3 | 0 | 0 | 0 | 0 | 0 | 0 |  | 0 | 0 | 0 | 0 | 0 | 0 |  | 0 | 0 | 0 | 0 | 0 | 0 |  | 0 | 0 | 0 | 0 | 0 | 0 |  | 0 | 0 | 0 | 0 | 0 | 0 |  | 0 | 0 | 0 | 0 | 0 | 0
|  |  | 125.4252 | 125.4252 | C4 | 38.1993 | 22.5046 | 37.4862 | 23.3577 | 3.8773 | 125.4252 | 32.4876 | 23.0758 | 38.0573 | 26.7848 | 5.0197 | 125.4252 | 0 | 0 | 0 | 0 | 0 | 0 | 33.0255 | 24.6338 | 35.4618 | 25.1752 | 7.1289 | 125.4252 | 0 | 0 | 0 | 0 | 0 | 0 | 27.8822 | 26.7994 | 33.5669 | 27.0701 | 10.1066 | 125.4252 |  |  | C4 | 0 | 0 | 0 | 0 | 0 | C4 | 1496283.4895 | 1496283.4895 | 1496283.4895 | 1496283.4895 | 1496283.4895 | C4 | 0 | 0 | 0 | 0 | 0 | C4 | 0 | 0 | 0 | 0 | 0 | 0 |  | 0 | 0 | 0 | 0 | 0 | 0 |  | 0 | 0 | 0 | 0 | 0 | 0 |  | 0 | 0 | 0 | 0 | 0 | 0 |  | 0 | 0 | 0 | 0 | 0 | 0 |  | 0 | 0 | 0 | 0 | 0 | 0
|  |  | 463.335 | 463.335 |  | 141.1128 | 83.1347 | 138.4782 | 86.286 | 14.3233 |  | 120.0128 | 85.2447 | 140.5882 | 98.946 | 18.5433 |  | 0 | 0 | 0 | 0 | 0 |  | 122 | 91 | 131 | 93 | 26.335 |  | 0 | 0 | 0 | 0 | 0 |  | 103 | 99 | 124 | 100 | 37.335 | [22 empty] | 0 | 0 | 0 | 0 | 0 | 0 |  | 0 | 0 | 0 | 0 | 0 | 0 |  | 0 | 0 | 0 | 0 | 0 | 0 |  | 0 | 0 | 0 | 0 | 0 | 0 |  | 0 | 0 | 0 | 0 | 0 | 0 |  | 0 | 0 | 0 | 0 | 0 | 0
| [Please insert new asset category as required] |  | 0 | 0 | C1 | 0 | 0 | 0 | 0 | 0 | 0 | 0 | 0 | 0 | 0 | 0 | 0 | 0 | 0 | 0 | 0 | 0 | 0 | 0 | 0 | 0 | 0 | 0 | 0 | 0 | 0 | 0 | 0 | 0 | 0 | 0 | 0 | 0 | 0 | 0 | 0 |  |  | C1 | 0 | 0 | 0 | 0 | 0 | C1 | 0 | 0 | 0 | 0 | 0 | C1 | [5 empty] | C1 | [5 empty] | 0 | [6 empty] | 0 | [6 empty] | 0 | [6 empty] | 0 | [6 empty] | 0 | [6 empty] | 0
|  |  | 0 | 0 | C2 | 0 | 0 | 0 | 0 | 0 | 0 | 0 | 0 | 0 | 0 | 0 | 0 | 0 | 0 | 0 | 0 | 0 | 0 | 0 | 0 | 0 | 0 | 0 | 0 | 0 | 0 | 0 | 0 | 0 | 0 | 0 | 0 | 0 | 0 | 0 | 0 |  |  | C2 | 0 | 0 | 0 | 0 | 0 | C2 | 0 | 0 | 0 | 0 | 0 | C2 | [5 empty] | C2 | [5 empty] | 0 | [6 empty] | 0 | [6 empty] | 0 | [6 empty] | 0 | [6 empty] | 0 | [6 empty] | 0
|  |  | 0 | 0 | C3 | 0 | 0 | 0 | 0 | 0 | 0 | 0 | 0 | 0 | 0 | 0 | 0 | 0 | 0 | 0 | 0 | 0 | 0 | 0 | 0 | 0 | 0 | 0 | 0 | 0 | 0 | 0 | 0 | 0 | 0 | 0 | 0 | 0 | 0 | 0 | 0 |  |  | C3 | 0 | 0 | 0 | 0 | 0 | C3 | 0 | 0 | 0 | 0 | 0 | C3 | [5 empty] | C3 | [5 empty] | 0 | [6 empty] | 0 | [6 empty] | 0 | [6 empty] | 0 | [6 empty] | 0 | [6 empty] | 0
|  |  | 0 | 0 | C4 | 0 | 0 | 0 | 0 | 0 | 0 | 0 | 0 | 0 | 0 | 0 | 0 | 0 | 0 | 0 | 0 | 0 | 0 | 0 | 0 | 0 | 0 | 0 | 0 | 0 | 0 | 0 | 0 | 0 | 0 | 0 | 0 | 0 | 0 | 0 | 0 |  |  | C4 | 0 | 0 | 0 | 0 | 0 | C4 | 0 | 0 | 0 | 0 | 0 | C4 | [5 empty] | C4 | [5 empty] | 0 | [6 empty] | 0 | [6 empty] | 0 | [6 empty] | 0 | [6 empty] | 0 | [6 empty] | 0
|  |  | 0 | 0 |  | 0 | 0 | 0 | 0 | 0 |  | 0 | 0 | 0 | 0 | 0 |  | 0 | 0 | 0 | 0 | 0 |  | 0 | 0 | 0 | 0 | 0 |  | 0 | 0 | 0 | 0 | 0 |  | 0 | 0 | 0 | 0 | 0 | [22 empty] | 0 | 0 | 0 | 0 | 0 | 0 |  | 0 | 0 | 0 | 0 | 0 | 0 |  | 0 | 0 | 0 | 0 | 0 | 0 |  | 0 | 0 | 0 | 0 | 0 | 0 |  | 0 | 0 | 0 | 0 | 0 | 0 |  | 0 | 0 | 0 | 0 | 0 | 0
| [Please insert new asset category as required] |  | 0 | 0 | C1 | 0 | 0 | 0 | 0 | 0 | 0 | 0 | 0 | 0 | 0 | 0 | 0 | 0 | 0 | 0 | 0 | 0 | 0 | 0 | 0 | 0 | 0 | 0 | 0 | 0 | 0 | 0 | 0 | 0 | 0 | 0 | 0 | 0 | 0 | 0 | 0 |  |  | C1 | 0 | 0 | 0 | 0 | 0 | C1 | 0 | 0 | 0 | 0 | 0 | C1 | [5 empty] | C1 | [5 empty] | 0 | [6 empty] | 0 | [6 empty] | 0 | [6 empty] | 0 | [6 empty] | 0 | [6 empty] | 0
|  |  | 0 | 0 | C2 | 0 | 0 | 0 | 0 | 0 | 0 | 0 | 0 | 0 | 0 | 0 | 0 | 0 | 0 | 0 | 0 | 0 | 0 | 0 | 0 | 0 | 0 | 0 | 0 | 0 | 0 | 0 | 0 | 0 | 0 | 0 | 0 | 0 | 0 | 0 | 0 |  |  | C2 | 0 | 0 | 0 | 0 | 0 | C2 | 0 | 0 | 0 | 0 | 0 | C2 | [5 empty] | C2 | [5 empty] | 0 | [6 empty] | 0 | [6 empty] | 0 | [6 empty] | 0 | [6 empty] | 0 | [6 empty] | 0
|  |  | 0 | 0 | C3 | 0 | 0 | 0 | 0 | 0 | 0 | 0 | 0 | 0 | 0 | 0 | 0 | 0 | 0 | 0 | 0 | 0 | 0 | 0 | 0 | 0 | 0 | 0 | 0 | 0 | 0 | 0 | 0 | 0 | 0 | 0 | 0 | 0 | 0 | 0 | 0 |  |  | C3 | 0 | 0 | 0 | 0 | 0 | C3 | 0 | 0 | 0 | 0 | 0 | C3 | [5 empty] | C3 | [5 empty] | 0 | [6 empty] | 0 | [6 empty] | 0 | [6 empty] | 0 | [6 empty] | 0 | [6 empty] | 0
|  |  | 0 | 0 | C4 | 0 | 0 | 0 | 0 | 0 | 0 | 0 | 0 | 0 | 0 | 0 | 0 | 0 | 0 | 0 | 0 | 0 | 0 | 0 | 0 | 0 | 0 | 0 | 0 | 0 | 0 | 0 | 0 | 0 | 0 | 0 | 0 | 0 | 0 | 0 | 0 |  |  | C4 | 0 | 0 | 0 | 0 | 0 | C4 | 0 | 0 | 0 | 0 | 0 | C4 | [5 empty] | C4 | [5 empty] | 0 | [6 empty] | 0 | [6 empty] | 0 | [6 empty] | 0 | [6 empty] | 0 | [6 empty] | 0
|  |  | 0 | 0 |  | 0 | 0 | 0 | 0 | 0 |  | 0 | 0 | 0 | 0 | 0 |  | 0 | 0 | 0 | 0 | 0 |  | 0 | 0 | 0 | 0 | 0 |  | 0 | 0 | 0 | 0 | 0 |  | 0 | 0 | 0 | 0 | 0 | [22 empty] | 0 | 0 | 0 | 0 | 0 | 0 |  | 0 | 0 | 0 | 0 | 0 | 0 |  | 0 | 0 | 0 | 0 | 0 | 0 |  | 0 | 0 | 0 | 0 | 0 | 0 |  | 0 | 0 | 0 | 0 | 0 | 0 |  | 0 | 0 | 0 | 0 | 0 | 0
| [Please insert new asset category as required] |  | 0 | 0 | C1 | 0 | 0 | 0 | 0 | 0 | 0 | 0 | 0 | 0 | 0 | 0 | 0 | 0 | 0 | 0 | 0 | 0 | 0 | 0 | 0 | 0 | 0 | 0 | 0 | 0 | 0 | 0 | 0 | 0 | 0 | 0 | 0 | 0 | 0 | 0 | 0 |  |  | C1 | 0 | 0 | 0 | 0 | 0 | C1 | 0 | 0 | 0 | 0 | 0 | C1 | [5 empty] | C1 | [5 empty] | 0 | [6 empty] | 0 | [6 empty] | 0 | [6 empty] | 0 | [6 empty] | 0 | [6 empty] | 0
|  |  | 0 | 0 | C2 | 0 | 0 | 0 | 0 | 0 | 0 | 0 | 0 | 0 | 0 | 0 | 0 | 0 | 0 | 0 | 0 | 0 | 0 | 0 | 0 | 0 | 0 | 0 | 0 | 0 | 0 | 0 | 0 | 0 | 0 | 0 | 0 | 0 | 0 | 0 | 0 |  |  | C2 | 0 | 0 | 0 | 0 | 0 | C2 | 0 | 0 | 0 | 0 | 0 | C2 | [5 empty] | C2 | [5 empty] | 0 | [6 empty] | 0 | [6 empty] | 0 | [6 empty] | 0 | [6 empty] | 0 | [6 empty] | 0
|  |  | 0 | 0 | C3 | 0 | 0 | 0 | 0 | 0 | 0 | 0 | 0 | 0 | 0 | 0 | 0 | 0 | 0 | 0 | 0 | 0 | 0 | 0 | 0 | 0 | 0 | 0 | 0 | 0 | 0 | 0 | 0 | 0 | 0 | 0 | 0 | 0 | 0 | 0 | 0 |  |  | C3 | 0 | 0 | 0 | 0 | 0 | C3 | 0 | 0 | 0 | 0 | 0 | C3 | [5 empty] | C3 | [5 empty] | 0 | [6 empty] | 0 | [6 empty] | 0 | [6 empty] | 0 | [6 empty] | 0 | [6 empty] | 0
|  |  | 0 | 0 | C4 | 0 | 0 | 0 | 0 | 0 | 0 | 0 | 0 | 0 | 0 | 0 | 0 | 0 | 0 | 0 | 0 | 0 | 0 | 0 | 0 | 0 | 0 | 0 | 0 | 0 | 0 | 0 | 0 | 0 | 0 | 0 | 0 | 0 | 0 | 0 | 0 |  |  | C4 | 0 | 0 | 0 | 0 | 0 | C4 | 0 | 0 | 0 | 0 | 0 | C4 | [5 empty] | C4 | [5 empty] | 0 | [6 empty] | 0 | [6 empty] | 0 | [6 empty] | 0 | [6 empty] | 0 | [6 empty] | 0
|  |  | 0 | 0 |  | 0 | 0 | 0 | 0 | 0 |  | 0 | 0 | 0 | 0 | 0 |  | 0 | 0 | 0 | 0 | 0 |  | 0 | 0 | 0 | 0 | 0 |  | 0 | 0 | 0 | 0 | 0 |  | 0 | 0 | 0 | 0 | 0 | [22 empty] | 0 | 0 | 0 | 0 | 0 | 0 |  | 0 | 0 | 0 | 0 | 0 | 0 |  | 0 | 0 | 0 | 0 | 0 | 0 |  | 0 | 0 | 0 | 0 | 0 | 0 |  | 0 | 0 | 0 | 0 | 0 | 0 |  | 0 | 0 | 0 | 0 | 0 | 0
| [Please insert new asset category as required] |  | 0 | 0 | C1 | 0 | 0 | 0 | 0 | 0 | 0 | 0 | 0 | 0 | 0 | 0 | 0 | 0 | 0 | 0 | 0 | 0 | 0 | 0 | 0 | 0 | 0 | 0 | 0 | 0 | 0 | 0 | 0 | 0 | 0 | 0 | 0 | 0 | 0 | 0 | 0 |  |  | C1 | 0 | 0 | 0 | 0 | 0 | C1 | 0 | 0 | 0 | 0 | 0 | C1 | [5 empty] | C1 | [5 empty] | 0 | [6 empty] | 0 | [6 empty] | 0 | [6 empty] | 0 | [6 empty] | 0 | [6 empty] | 0
|  |  | 0 | 0 | C2 | 0 | 0 | 0 | 0 | 0 | 0 | 0 | 0 | 0 | 0 | 0 | 0 | 0 | 0 | 0 | 0 | 0 | 0 | 0 | 0 | 0 | 0 | 0 | 0 | 0 | 0 | 0 | 0 | 0 | 0 | 0 | 0 | 0 | 0 | 0 | 0 |  |  | C2 | 0 | 0 | 0 | 0 | 0 | C2 | 0 | 0 | 0 | 0 | 0 | C2 | [5 empty] | C2 | [5 empty] | 0 | [6 empty] | 0 | [6 empty] | 0 | [6 empty] | 0 | [6 empty] | 0 | [6 empty] | 0
|  |  | 0 | 0 | C3 | 0 | 0 | 0 | 0 | 0 | 0 | 0 | 0 | 0 | 0 | 0 | 0 | 0 | 0 | 0 | 0 | 0 | 0 | 0 | 0 | 0 | 0 | 0 | 0 | 0 | 0 | 0 | 0 | 0 | 0 | 0 | 0 | 0 | 0 | 0 | 0 |  |  | C3 | 0 | 0 | 0 | 0 | 0 | C3 | 0 | 0 | 0 | 0 | 0 | C3 | [5 empty] | C3 | [5 empty] | 0 | [6 empty] | 0 | [6 empty] | 0 | [6 empty] | 0 | [6 empty] | 0 | [6 empty] | 0
|  |  | 0 | 0 | C4 | 0 | 0 | 0 | 0 | 0 | 0 | 0 | 0 | 0 | 0 | 0 | 0 | 0 | 0 | 0 | 0 | 0 | 0 | 0 | 0 | 0 | 0 | 0 | 0 | 0 | 0 | 0 | 0 | 0 | 0 | 0 | 0 | 0 | 0 | 0 | 0 |  |  | C4 | 0 | 0 | 0 | 0 | 0 | C4 | 0 | 0 | 0 | 0 | 0 | C4 | [5 empty] | C4 | [5 empty] | 0 | [6 empty] | 0 | [6 empty] | 0 | [6 empty] | 0 | [6 empty] | 0 | [6 empty] | 0
|  |  | 0 | 0 |  | 0 | 0 | 0 | 0 | 0 |  | 0 | 0 | 0 | 0 | 0 |  | 0 | 0 | 0 | 0 | 0 |  | 0 | 0 | 0 | 0 | 0 |  | 0 | 0 | 0 | 0 | 0 |  | 0 | 0 | 0 | 0 | 0 | [22 empty] | 0 | 0 | 0 | 0 | 0 | 0 |  | 0 | 0 | 0 | 0 | 0 | 0 |  | 0 | 0 | 0 | 0 | 0 | 0 |  | 0 | 0 | 0 | 0 | 0 | 0 |  | 0 | 0 | 0 | 0 | 0 | 0 |  | 0 | 0 | 0 | 0 | 0 | 0
| [Please insert new asset category as required] |  | 0 | 0 | C1 | 0 | 0 | 0 | 0 | 0 | 0 | 0 | 0 | 0 | 0 | 0 | 0 | 0 | 0 | 0 | 0 | 0 | 0 | 0 | 0 | 0 | 0 | 0 | 0 | 0 | 0 | 0 | 0 | 0 | 0 | 0 | 0 | 0 | 0 | 0 | 0 |  |  | C1 | 0 | 0 | 0 | 0 | 0 | C1 | 0 | 0 | 0 | 0 | 0 | C1 | [5 empty] | C1 | [5 empty] | 0 | [6 empty] | 0 | [6 empty] | 0 | [6 empty] | 0 | [6 empty] | 0 | [6 empty] | 0
|  |  | 0 | 0 | C2 | 0 | 0 | 0 | 0 | 0 | 0 | 0 | 0 | 0 | 0 | 0 | 0 | 0 | 0 | 0 | 0 | 0 | 0 | 0 | 0 | 0 | 0 | 0 | 0 | 0 | 0 | 0 | 0 | 0 | 0 | 0 | 0 | 0 | 0 | 0 | 0 |  |  | C2 | 0 | 0 | 0 | 0 | 0 | C2 | 0 | 0 | 0 | 0 | 0 | C2 | [5 empty] | C2 | [5 empty] | 0 | [6 empty] | 0 | [6 empty] | 0 | [6 empty] | 0 | [6 empty] | 0 | [6 empty] | 0
|  |  | 0 | 0 | C3 | 0 | 0 | 0 | 0 | 0 | 0 | 0 | 0 | 0 | 0 | 0 | 0 | 0 | 0 | 0 | 0 | 0 | 0 | 0 | 0 | 0 | 0 | 0 | 0 | 0 | 0 | 0 | 0 | 0 | 0 | 0 | 0 | 0 | 0 | 0 | 0 |  |  | C3 | 0 | 0 | 0 | 0 | 0 | C3 | 0 | 0 | 0 | 0 | 0 | C3 | [5 empty] | C3 | [5 empty] | 0 | [6 empty] | 0 | [6 empty] | 0 | [6 empty] | 0 | [6 empty] | 0 | [6 empty] | 0
|  |  | 0 | 0 | C4 | 0 | 0 | 0 | 0 | 0 | 0 | 0 | 0 | 0 | 0 | 0 | 0 | 0 | 0 | 0 | 0 | 0 | 0 | 0 | 0 | 0 | 0 | 0 | 0 | 0 | 0 | 0 | 0 | 0 | 0 | 0 | 0 | 0 | 0 | 0 | 0 |  |  | C4 | 0 | 0 | 0 | 0 | 0 | C4 | 0 | 0 | 0 | 0 | 0 | C4 | [5 empty] | C4 | [5 empty] | 0 | [6 empty] | 0 | [6 empty] | 0 | [6 empty] | 0 | [6 empty] | 0 | [6 empty] | 0
|  |  | 0 | 0 |  | 0 | 0 | 0 | 0 | 0 |  | 0 | 0 | 0 | 0 | 0 |  | 0 | 0 | 0 | 0 | 0 |  | 0 | 0 | 0 | 0 | 0 |  | 0 | 0 | 0 | 0 | 0 |  | 0 | 0 | 0 | 0 | 0 | [22 empty] | 0 | 0 | 0 | 0 | 0 | 0 |  | 0 | 0 | 0 | 0 | 0 | 0 |  | 0 | 0 | 0 | 0 | 0 | 0 |  | 0 | 0 | 0 | 0 | 0 | 0 |  | 0 | 0 | 0 | 0 | 0 | 0 |  | 0 | 0 | 0 | 0 | 0 | 0
[63 empty] | 0 | 0 | 0 | 0 | 0 | 0 |  | 0 | 0 | 0 | 0 | 0 | 0 |  | 0 | 0 | 0 | 0 | 0 | 0 |  | 0 | 0 | 0 | 0 | 0 | 0 |  | 0 | 0 | 0 | 0 | 0 | 0 |  | 0 | 0 | 0 | 0 | 0 | 0
| TOTAL |  | 419150.8617 | 419150.8617 |  | 99825.3936 | 60973 | 179819.4322 | 60316.8774 | 18216.1584 |  | 91244.3349 | 61745.359 | 180591.7912 | 64899.8693 | 19573.3717 |  | 0 | 0 | 0 | 0 | 0 |  | 88924 | 65138 | 167421 | 73121 | 24546.8617 |  | 0 | 0 | 0 | 0 | 0 |  | 78020 | 69300 | 155020 | 85928 | 30882.8617 |  |  |  |  | 0 | 0 | 0 | 0 | 0 |  | 0 | 0 | 0 | 0 | 0 | [7 empty] | 70937651.7701 | 141516994.6415 | 863745700.1559 | 622413781.0272 | 285975121.3506 | 1984589248.9453 |  | 76601929.8409 | 140114502.111 | 860553492.335 | 582739848.3307 | 261664423.4738 | 1921674196.0912 |  | 67979564.0965 | 150219982.5275 | 802288288.0717 | 721972900.7576 | 390522505.0563 | 2132983240.5096 |  | 67979564.0965 | 150219982.5275 | 802288288.0717 | 721972900.7576 | 390522505.0563 | 2132983240.5096 |  | 59342875.5135 | 160255045.0649 | 744004811.2229 | 861600894.7026 | 519802878.6352 | 2345006505.139 |  | 59342875.5135 | 160255045.0649 | 744004811.2229 | 861600894.7026 | 519802878.6352 | 2345006505.139
Health Index Definitions
|  |  | HI1 | New or as new | [57 empty] | LV Network | 1149669.5331 | 2795795.1691 | 21721866.4774 | 18657433.9987 | 17299098.9236 | 61623864.1019 | LV Network | 1342901.1349 | 2737787.266 | 21586913.8181 | 16916098.3691 | 16136503.0732 | 58720203.6612 | LV Network | 1185330.4758 | 2873012.9168 | 20027338.7776 | 20203561.9976 | 19620332.1098 | 63909576.2777 | LV Network | 1185330.4758 | 2873012.9168 | 20027338.7776 | 20203561.9976 | 19620332.1098 | 63909576.2777 | LV Network | 1027894.9031 | 3008750.7662 | 18468360.1951 | 23486381.0059 | 23101719.5633 | 69093106.4336 | LV Network | 1027894.9031 | 3008750.7662 | 18468360.1951 | 23486381.0059 | 23101719.5633 | 69093106.4336
|  |  | HI2 | Good or seviceable condition | [57 empty] | HV Network | 47503910.643 | 96941039.9201 | 601694171.3251 | 411899718.9315 | 176956699.3521 | 1334995540.1718 | HV Network | 51254656.8651 | 96011764.1413 | 599511824.8446 | 386271790.3127 | 161200015.3535 | 1294250051.5172 | HV Network | 46000021.4992 | 101864085.7432 | 561789460.0219 | 477846004.0999 | 238834710.5484 | 1426334281.9126 | HV Network | 46000021.4992 | 101864085.7432 | 561789460.0219 | 477846004.0999 | 238834710.5484 | 1426334281.9126 | HV Network | 40740869.2728 | 107709398.9524 | 524078145.5265 | 569404253.6428 | 316659565.4284 | 1558592232.8228 | HV Network | 40740869.2728 | 107709398.9524 | 524078145.5265 | 569404253.6428 | 316659565.4284 | 1558592232.8228
|  |  | HI3 | Deterioration requires assessment and monitoring | [57 empty] | EHV Network | 22284071.5941 | 41780159.5523 | 240329662.3533 | 191856628.0971 | 91719323.0749 | 587969844.6716 | EHV Network | 24004371.8409 | 41364950.7037 | 239454753.6723 | 179551959.6489 | 84327905.0471 | 568703940.9129 | EHV Network | 20794212.1215 | 45482883.8674 | 220471489.2722 | 223923334.6601 | 132067462.398 | 642739382.3193 | EHV Network | 20794212.1215 | 45482883.8674 | 220471489.2722 | 223923334.6601 | 132067462.398 | 642739382.3193 | EHV Network | 17574111.3376 | 49536895.3464 | 201458305.5013 | 268710260.0539 | 180041593.6435 | 717321165.8826 | EHV Network | 17574111.3376 | 49536895.3464 | 201458305.5013 | 268710260.0539 | 180041593.6435 | 717321165.8826
|  |  | HI4 | Material deterioration, intervention requires consideration | [57 empty] | 132kV Network | 0 | 0 | 0 | 0 | 0 | 0 | 132kV Network | 0 | 0 | 0 | 0 | 0 | 0 | 132kV Network | 0 | 0 | 0 | 0 | 0 | 0 | 132kV Network | 0 | 0 | 0 | 0 | 0 | 0 | 132kV Network | 0 | 0 | 0 | 0 | 0 | 0 | 132kV Network | 0 | 0 | 0 | 0 | 0 | 0
|  |  | HI5 | End of serviceable life, intervention required | [57 empty] | Other | 0 | 0 | 0 | 0 | 0 | 0 | Other | 0 | 0 | 0 | 0 | 0 | 0 | Other | 0 | 0 | 0 | 0 | 0 | 0 | Other | 0 | 0 | 0 | 0 | 0 | 0 | Other | 0 | 0 | 0 | 0 | 0 | 0 | Other | 0 | 0 | 0 | 0 | 0 | 0
[62 empty] | Total | 70937651.7701 | 141516994.6415 | 863745700.1559 | 622413781.0272 | 285975121.3506 | 1984589248.9453 | Total | 76601929.8409 | 140114502.111 | 860553492.335 | 582739848.3307 | 261664423.4738 | 1921674196.0912 | Total | 67979564.0965 | 150219982.5275 | 802288288.0717 | 721972900.7576 | 390522505.0563 | 2132983240.5096 | Total | 67979564.0965 | 150219982.5275 | 802288288.0717 | 721972900.7576 | 390522505.0563 | 2132983240.5096 | Total | 59342875.5135 | 160255045.0649 | 744004811.2229 | 861600894.7026 | 519802878.6352 | 2345006505.139 | Total | 59342875.5135 | 160255045.0649 | 744004811.2229 | 861600894.7026 | 519802878.6352 | 2345006505.139
Criticality Index Definitions
|  |  | C1 | Low criticality
|  |  | C2 | Average criticality
|  |  | C3 | High criticality
|  |  | C4 | Very high criticality

## SSEH - Ave Crit
HI8: Secondary deliverables RIIO-ED1 - Average Criticality | [6 empty] | HI8: Secondary deliverables RIIO-ED1
SSEH | [6 empty] | SSEH
Price base (2012/13) | [6 empty] | Price base (2012/13)
| ASSET CATEGORIES | RIIO-ED1 period | [5 empty] | ASSET CATEGORIES | RIIO-ED1 period
|  | Network Performance | Safety | Environmental | Financial consequence of repair/ replacement | Average Overall Consequence Of Failure |  |  | Network Performance | Safety | Environmental | Financial consequence of repair/ replacement | Average Overall Consequence Of Failure
| LV Network | [6 empty] | LV Network
| LV Switchgear and Other | 373.6232 | 700 | 0 | 1958.8159 | 3032.4391 |  | LV Switchgear and Other | 373.6232 | 700 |  | 1958.8159 | 3032.4391
| LV UGB | 0 | 0 | 0 | 0 | 0 |  | LV UGB |  |  |  |  | 0
| LV OHL Support | 371.7092 | 700 | 0 | 1208.9456 | 2280.6548 |  | LV OHL Support | 371.7092 | 700 |  | 1208.9456 | 2280.6548
| [Please insert new asset category as required] | 0 | 0 | 0 | 0 | 0 |  | [Please insert new asset category as required]
| [Please insert new asset category as required] | 0 | 0 | 0 | 0 | 0 |  | [Please insert new asset category as required]
| [Please insert new asset category as required] | 0 | 0 | 0 | 0 | 0 |  | [Please insert new asset category as required]
| [Please insert new asset category as required] | 0 | 0 | 0 | 0 | 0 |  | [Please insert new asset category as required]
| [Please insert new asset category as required] | 0 | 0 | 0 | 0 | 0 |  | [Please insert new asset category as required]
|  | 0 | 0 | 0 | 0 | 0
| HV Network | 0 | 0 | 0 | 0 | 0 |  | HV Network
| HV Switchgear (GM) - Primary | 2645.7688 | 700 | 851.8306 | 21503.65 | 25701.2494 |  | HV Switchgear (GM) - Primary | 2645.7688 | 700 | 851.8306 | 21503.65 | 25701.2494
| HV Switchgear (GM) - Distribution | 613.7902 | 700 | 212.9576 | 3845.4133 | 5372.1612 |  | HV Switchgear (GM) - Distribution | 613.7902 | 700 | 212.9576 | 3845.4133 | 5372.1612
| HV Transformer (GM) | 4295.0321 | 700 | 0.22013 | 9178.7466 | 14173.9988 |  | HV Transformer (GM) | 4295.0321 | 700 | 0.22013 | 9178.7466 | 14173.9988
| HV UG Cable | 8797.012 | 700 | 0 | 90779.0662 | 100276.0782 |  | HV UG Cable | 8797.012 | 700 |  | 90779.0662 | 100276.0782
| HV OHL Support - Poles | 2256.7155 | 23500 | 0 | 2212.8441 | 27969.5596 |  | HV OHL Support - Poles | 2256.7155 | 23500 |  | 2212.8441 | 27969.5596
| [Please insert new asset category as required] | 0 | 0 | 0 | 0 | 0 |  | [Please insert new asset category as required]
| [Please insert new asset category as required] | 0 | 0 | 0 | 0 | 0 |  | [Please insert new asset category as required]
| [Please insert new asset category as required] | 0 | 0 | 0 | 0 | 0 |  | [Please insert new asset category as required]
| [Please insert new asset category as required] | 0 | 0 | 0 | 0 | 0 |  | [Please insert new asset category as required]
| [Please insert new asset category as required] | 0 | 0 | 0 | 0 | 0 |  | [Please insert new asset category as required]
|  | 0 | 0 | 0 | 0 | 0
| EHV Network | 0 | 0 | 0 | 0 | 0 |  | EHV Network
| EHV Switchgear (GM) | 1790.4665 | 23500 | 5865.2409 | 50806.6244 | 81962.3318 |  | EHV Switchgear (GM) | 1790.4665 | 23500 | 5865.2409 | 50806.6244 | 81962.3318
| EHV Transformer | 2183.326 | 23500 | 50995.1039 | 239604.7247 | 316283.1546 |  | EHV Transformer | 2183.326 | 23500 | 50995.1039 | 239604.7247 | 316283.1546
| EHV UG Cable (Gas) | 4960.3958 | 700 | 0 | 143020 | 148681 |  | EHV UG Cable (Gas) | 4960.3958 | 700 |  | 143020 | 148681
| EHV UG Cable (Oil) | 4960.3958 | 700 | 10.3415 | 143020 | 148691 |  | EHV UG Cable (Oil) | 4960.3958 | 700 | 10.3415 | 143020 | 148691
| EHV UG Cable (Non Pressurised) | 0 | 0 | 0 | 0 | 0 |  | EHV UG Cable (Non Pressurised) |  |  |  |  | 0
| EHV OHL Support - Towers | 0 | 0 | 0 | 0 | 0 |  | EHV OHL Support - Towers |  |  |  |  | 0
| EHV OHL Support - Poles | 34806.1557 | 23500 | 0 | 3908.9162 | 62215.0719 |  | EHV OHL Support - Poles | 34806.1557 | 23500 |  | 3908.9162 | 62215.0719
| EHV OHL Fittings and Conductors (Tower Lines) | 66291.2287 | 23500 | 0 | 4024.6034 | 93815.8321 |  | EHV OHL Fittings and Conductors (Tower Lines) | 66291.2287 | 23500 |  | 4024.6034 | 93815.8321
| [Please insert new asset category as required] | 0 | 0 | 0 | 0 | 0 |  | [Please insert new asset category as required]
| [Please insert new asset category as required] | 0 | 0 | 0 | 0 | 0 |  | [Please insert new asset category as required]
| [Please insert new asset category as required] | 0 | 0 | 0 | 0 | 0 |  | [Please insert new asset category as required]
| [Please insert new asset category as required] | 0 | 0 | 0 | 0 | 0 |  | [Please insert new asset category as required]
| [Please insert new asset category as required] | 0 | 0 | 0 | 0 | 0 |  | [Please insert new asset category as required]
|  | 0 | 0 | 0 | 0 | 0
| 132kV Network | 0 | 0 | 0 | 0 | 0 |  | 132kV Network
| 132kV CBs | 0 | 0 | 0 | 0 | 0 |  | 132kV CBs |  |  |  |  | 0
| 132kV Transformer | 0 | 0 | 0 | 0 | 0 |  | 132kV Transformer |  |  |  |  | 0
| 132kV UG Cable (Gas) | 0 | 0 | 0 | 0 | 0 |  | 132kV UG Cable (Gas) |  |  |  |  | 0
| 132kV UG Cable (Oil) | 0 | 0 | 0 | 0 | 0 |  | 132kV UG Cable (Oil) |  |  |  |  | 0
| 132kV UG Cable (Non Pressurised) | 0 | 0 | 0 | 0 | 0 |  | 132kV UG Cable (Non Pressurised) |  |  |  |  | 0
| 132kV OHL Support - Tower | 0 | 0 | 0 | 0 | 0 |  | 132kV OHL Support - Tower |  |  |  |  | 0
| 132kV OHL Fittings and Conductors (Tower Lines) | 0 | 0 | 0 | 0 | 0 |  | 132kV OHL Fittings and Conductors (Tower Lines) |  |  |  |  | 0
| [Please insert new asset category as required] | 0 | 0 | 0 | 0 | 0 |  | [Please insert new asset category as required]
| [Please insert new asset category as required] | 0 | 0 | 0 | 0 | 0 |  | [Please insert new asset category as required]
| [Please insert new asset category as required] | 0 | 0 | 0 | 0 | 0 |  | [Please insert new asset category as required]
| [Please insert new asset category as required] | 0 | 0 | 0 | 0 | 0 |  | [Please insert new asset category as required]
| [Please insert new asset category as required] | 0 | 0 | 0 | 0 | 0 |  | [Please insert new asset category as required]
|  | 0 | 0 | 0 | 0 | 0
| Other | 0 | 0 | 0 | 0 | 0 |  | Other
| Submarine Cables | 4960.3958 | 700 | 0 | 592853 | 598513.3958 |  | Submarine Cables | 4960.3958 | 700 |  | 592853 | 598513.3958
| [Please insert new asset category as required] | 0 | 0 | 0 | 0 | 0 |  | [Please insert new asset category as required]
| [Please insert new asset category as required] | 0 | 0 | 0 | 0 | 0 |  | [Please insert new asset category as required]
| [Please insert new asset category as required] | 0 | 0 | 0 | 0 | 0 |  | [Please insert new asset category as required]
| [Please insert new asset category as required] | 0 | 0 | 0 | 0 | 0 |  | [Please insert new asset category as required]
| [Please insert new asset category as required] | 0 | 0 | 0 | 0 | 0 |  | [Please insert new asset category as required]

## SSEH - HI Probs. of Failure
CM105: HI Ratings Probabilities of Failure
SSEH
Price base (2012/13)
Average Probabilities of Failure
| ASSET CATEGORIES | HI Rating | [9 empty] | ASSET CATEGORIES | HI1 | HI2 | HI3 | HI4 | HI5
|  | HI 1 |  | HI 2 |  | HI 3 |  | HI 4 |  | HI 5
|  | Low boundary | High boundary | Low boundary | High boundary | Low boundary | High boundary | Low boundary | High boundary | Low boundary | High boundary
| LV Network | [10 empty] | LV Network
| LV Switchgear and Other | 0 | 0.05 | 0.05 | 0.1 | 0.1 | 0.25 | 0.25 | 0.5 | 0.5 | 1 | LV Switchgear and Other | 0.025 | 0.075 | 0.175 | 0.375 | 0.75
| LV UGB | 0 | 0.05 | 0.05 | 0.1 | 0.1 | 0.25 | 0.25 | 0.5 | 0.5 | 1 | LV UGB | 0.025 | 0.075 | 0.175 | 0.375 | 0.75
| LV OHL Support | 0 | 0.05 | 0.05 | 0.1 | 0.1 | 0.25 | 0.25 | 0.5 | 0.5 | 1 | LV OHL Support | 0.025 | 0.075 | 0.175 | 0.375 | 0.75
| [Please insert new asset category as required] | 0 | 0 | 0 | 0 | 0 | 0 | 0 | 0 | 0 | 0 | LV Switchgear (at s/s) | 0 | 0 | 0 | 0 | 0
| [Please insert new asset category as required] | 0 | 0 | 0 | 0 | 0 | 0 | 0 | 0 | 0 | 0 | LV UGB and LV Pillar OD (not at s/s) | 0 | 0 | 0 | 0 | 0
| [Please insert new asset category as required] | 0 | 0 | 0 | 0 | 0 | 0 | 0 | 0 | 0 | 0 |  | 0 | 0 | 0 | 0 | 0
| [Please insert new asset category as required] | 0 | 0 | 0 | 0 | 0 | 0 | 0 | 0 | 0 | 0 |  | 0 | 0 | 0 | 0 | 0
| [Please insert new asset category as required] | 0 | 0 | 0 | 0 | 0 | 0 | 0 | 0 | 0 | 0 |  | 0 | 0 | 0 | 0 | 0
|  | 0 | 0 | 0 | 0 | 0 | 0 | 0 | 0 | 0 | 0
| HV Network | 0 | 0 | 0 | 0 | 0 | 0 | 0 | 0 | 0 | 0 | HV Network
| HV Switchgear (GM) - Primary | 0 | 0.05 | 0.05 | 0.1 | 0.1 | 0.25 | 0.25 | 0.5 | 0.5 | 1 | HV Switchgear (GM) - Primary | 0.025 | 0.075 | 0.175 | 0.375 | 0.75
| HV Switchgear (GM) - Distribution | 0 | 0.05 | 0.05 | 0.1 | 0.1 | 0.25 | 0.25 | 0.5 | 0.5 | 1 | HV Switchgear (GM) - Distribution | 0.025 | 0.075 | 0.175 | 0.375 | 0.75
| HV Transformer (GM) | 0 | 0.05 | 0.05 | 0.1 | 0.1 | 0.25 | 0.25 | 0.5 | 0.5 | 1 | HV Transformer (GM) | 0.025 | 0.075 | 0.175 | 0.375 | 0.75
| HV UG Cable | 0 | 0.05 | 0.05 | 0.1 | 0.1 | 0.25 | 0.25 | 0.5 | 0.5 | 1 | HV UG Cable | 0.025 | 0.075 | 0.175 | 0.375 | 0.75
| HV OHL Support - Poles | 0 | 0.05 | 0.05 | 0.1 | 0.1 | 0.25 | 0.25 | 0.5 | 0.5 | 1 | HV OHL Support - Poles | 0.025 | 0.075 | 0.175 | 0.375 | 0.75
| [Please insert new asset category as required] | 0 | 0 | 0 | 0 | 0 | 0 | 0 | 0 | 0 | 0 |  | 0 | 0 | 0 | 0 | 0
| [Please insert new asset category as required] | 0 | 0 | 0 | 0 | 0 | 0 | 0 | 0 | 0 | 0 |  | 0 | 0 | 0 | 0 | 0
| [Please insert new asset category as required] | 0 | 0 | 0 | 0 | 0 | 0 | 0 | 0 | 0 | 0 |  | 0 | 0 | 0 | 0 | 0
| [Please insert new asset category as required] | 0 | 0 | 0 | 0 | 0 | 0 | 0 | 0 | 0 | 0 |  | 0 | 0 | 0 | 0 | 0
| [Please insert new asset category as required] | 0 | 0 | 0 | 0 | 0 | 0 | 0 | 0 | 0 | 0 |  | 0 | 0 | 0 | 0 | 0
|  | 0 | 0 | 0 | 0 | 0 | 0 | 0 | 0 | 0 | 0
| EHV Network | 0 | 0 | 0 | 0 | 0 | 0 | 0 | 0 | 0 | 0 | EHV Network
| EHV Switchgear (GM) | 0 | 0.05 | 0.05 | 0.1 | 0.1 | 0.25 | 0.25 | 0.5 | 0.5 | 1 | EHV Switchgear (GM) | 0.025 | 0.075 | 0.175 | 0.375 | 0.75
| EHV Transformer | 0 | 0.05 | 0.05 | 0.1 | 0.1 | 0.25 | 0.25 | 0.5 | 0.5 | 1 | EHV Transformer | 0.025 | 0.075 | 0.175 | 0.375 | 0.75
| EHV UG Cable (Gas) | 0 | 0.05 | 0.05 | 0.1 | 0.1 | 0.25 | 0.25 | 0.5 | 0.5 | 1 | EHV UG Cable (Gas) | 0.025 | 0.075 | 0.175 | 0.375 | 0.75
| EHV UG Cable (Oil) | 0 | 0.05 | 0.05 | 0.1 | 0.1 | 0.25 | 0.25 | 0.5 | 0.5 | 1 | EHV UG Cable (Oil) | 0.025 | 0.075 | 0.175 | 0.375 | 0.75
| EHV UG Cable (Non Pressurised) | 0 | 0.05 | 0.05 | 0.1 | 0.1 | 0.25 | 0.25 | 0.5 | 0.5 | 1 | EHV UG Cable (Non Pressurised) | 0.025 | 0.075 | 0.175 | 0.375 | 0.75
| EHV OHL Support - Towers | 0 | 0.05 | 0.05 | 0.1 | 0.1 | 0.25 | 0.25 | 0.5 | 0.5 | 1 | EHV OHL Support - Towers | 0.025 | 0.075 | 0.175 | 0.375 | 0.75
| EHV OHL Support - Poles | 0 | 0.05 | 0.05 | 0.1 | 0.1 | 0.25 | 0.25 | 0.5 | 0.5 | 1 | EHV OHL Support - Poles | 0.025 | 0.075 | 0.175 | 0.375 | 0.75
| EHV OHL Fittings and Conductors (Tower Lines) | 0 | 0.05 | 0.05 | 0.1 | 0.1 | 0.25 | 0.25 | 0.5 | 0.5 | 1 | EHV OHL Fittings and Conductors (Tower Lines) | 0.025 | 0.075 | 0.175 | 0.375 | 0.75
| [Please insert new asset category as required] | 0 | 0 | 0 | 0 | 0 | 0 | 0 | 0 | 0 | 0 | EHV OHL Fittings | 0 | 0 | 0 | 0 | 0
| [Please insert new asset category as required] | 0 | 0 | 0 | 0 | 0 | 0 | 0 | 0 | 0 | 0 | EHV OHL Conductor (Tower Lines) | 0 | 0 | 0 | 0 | 0
| [Please insert new asset category as required] | 0 | 0 | 0 | 0 | 0 | 0 | 0 | 0 | 0 | 0 |  | 0 | 0 | 0 | 0 | 0
| [Please insert new asset category as required] | 0 | 0 | 0 | 0 | 0 | 0 | 0 | 0 | 0 | 0 |  | 0 | 0 | 0 | 0 | 0
| [Please insert new asset category as required] | 0 | 0 | 0 | 0 | 0 | 0 | 0 | 0 | 0 | 0 |  | 0 | 0 | 0 | 0 | 0
|  | 0 | 0 | 0 | 0 | 0 | 0 | 0 | 0 | 0 | 0
| 132kV Network | 0 | 0 | 0 | 0 | 0 | 0 | 0 | 0 | 0 | 0 | 132kV Network
| 132kV CBs | 0 | 0 | 0 | 0 | 0 | 0 | 0 | 0 | 0 | 0 | 132kV CBs | 0 | 0 | 0 | 0 | 0
| 132kV Transformer | 0 | 0 | 0 | 0 | 0 | 0 | 0 | 0 | 0 | 0 | 132kV Transformer | 0 | 0 | 0 | 0 | 0
| 132kV UG Cable (Gas) | 0 | 0 | 0 | 0 | 0 | 0 | 0 | 0 | 0 | 0 | 132kV UG Cable (Gas) | 0 | 0 | 0 | 0 | 0
| 132kV UG Cable (Oil) | 0 | 0 | 0 | 0 | 0 | 0 | 0 | 0 | 0 | 0 | 132kV UG Cable (Oil) | 0 | 0 | 0 | 0 | 0
| 132kV UG Cable (Non Pressurised) | 0 | 0 | 0 | 0 | 0 | 0 | 0 | 0 | 0 | 0 | 132kV UG Cable (Non Pressurised) | 0 | 0 | 0 | 0 | 0
| 132kV OHL Support - Tower | 0 | 0 | 0 | 0 | 0 | 0 | 0 | 0 | 0 | 0 | 132kV OHL Support - Tower | 0 | 0 | 0 | 0 | 0
| 132kV OHL Fittings and Conductors (Tower Lines) | 0 | 0 | 0 | 0 | 0 | 0 | 0 | 0 | 0 | 0 | 132kV OHL Fittings and Conductors (Tower Lines) | 0 | 0 | 0 | 0 | 0
| [Please insert new asset category as required] | 0 | 0 | 0 | 0 | 0 | 0 | 0 | 0 | 0 | 0 | 132kV OHL Fittings | 0 | 0 | 0 | 0 | 0
| [Please insert new asset category as required] | 0 | 0 | 0 | 0 | 0 | 0 | 0 | 0 | 0 | 0 | 132kV OHL Conductor (Tower Lines) | 0 | 0 | 0 | 0 | 0
| [Please insert new asset category as required] | 0 | 0 | 0 | 0 | 0 | 0 | 0 | 0 | 0 | 0 |  | 0 | 0 | 0 | 0 | 0
| [Please insert new asset category as required] | 0 | 0 | 0 | 0 | 0 | 0 | 0 | 0 | 0 | 0 |  | 0 | 0 | 0 | 0 | 0
| [Please insert new asset category as required] | 0 | 0 | 0 | 0 | 0 | 0 | 0 | 0 | 0 | 0 |  | 0 | 0 | 0 | 0 | 0
|  | 0 | 0 | 0 | 0 | 0 | 0 | 0 | 0 | 0 | 0
| Other | 0 | 0 | 0 | 0 | 0 | 0 | 0 | 0 | 0 | 0 | Other
| Submarine Cables | 0 | 0 | 0 | 0 | 0 | 0 | 0 | 0 | 0 | 0 | Submarine Cables | 0 | 0 | 0 | 0 | 0
| [Please insert new asset category as required] | 0 | 0 | 0 | 0 | 0 | 0 | 0 | 0 | 0 | 0
| [Please insert new asset category as required] | 0 | 0 | 0 | 0 | 0 | 0 | 0 | 0 | 0 | 0
| [Please insert new asset category as required] | 0 | 0 | 0 | 0 | 0 | 0 | 0 | 0 | 0 | 0
| [Please insert new asset category as required] | 0 | 0 | 0 | 0 | 0 | 0 | 0 | 0 | 0 | 0
| [Please insert new asset category as required] | 0 | 0 | 0 | 0 | 0 | 0 | 0 | 0 | 0 | 0
|  | 0 | 0 | 0 | 0 | 0 | 0 | 0 | 0 | 0 | 0
|  | 0 | 0 | 0 | 0 | 0 | 0 | 0 | 0 | 0 | 0
|  | 0 | 0 | 0 | 0 | 0 | 0 | 0 | 0 | 0 | 0
|  | 0 | 0 | 0 | 0 | 0 | 0 | 0 | 0 | 0 | 0
|  | 0 | 0 | 0 | 0 | 0 | 0 | 0 | 0 | 0 | 0
|  | 0 | 0 | 0 | 0 | 0 | 0 | 0 | 0 | 0 | 0

## RIIO-ED1 Monetised Risk Profile
| Start ED1 | Mid ED1 |  | End ED1
| Position at Beginning of RIIO-ED1 | Mid Period (Without Investment) | Mid Period (With Investment) | End of RIIO-ED1 (Without Investment) | End of RIIO-ED1 (With Investment)
LV Network | 58720203.6612 | 63909576.2777 | 56298332.3182 | 69093106.4336 | 52982084.415
HV Network | 1294250051.5172 | 1426334281.9126 | 1313108546.3824 | 1558592232.8228 | 1270809288.5079
EHV Network | 568703940.9129 | 642739382.3193 | 565390721.3892 | 717321165.8826 | 547937230.8838
132kV Network | 0 | 0 | 0 | 0 | 0
Other | 0 | 0 | 0 | 0 | 0
Total | 1921674196.0912 | 2132983240.5096 | 1934797600.0898 | 2345006505.139 | 1871728603.8066
|  | Increase in risk since start of RIIO-ED1 | Reduction in risk compared to mid-point without investment | Increase in risk since start of RIIO-ED1 | Reduction in risk compared to end-point without investment (Secondary deliverables target)
LV Network |  | 5189372.6165 | -7611243.9594 | 10372902.7724 | -16111022.0186
HV Network |  | 132084230.3954 | -113225735.5302 | 264342181.3057 | -287782944.315
EHV Network |  | 74035441.4064 | -77348660.9302 | 148617224.9697 | -169383934.9988
132kV Network |  | 0 | 0 | 0 | 0
Other |  | 0 | 0 | 0 | 0
|  | 0 | 0 | 0 | 0
Total |  | 211309044.4183 | -198185640.4198 | 423332309.0478 | -473277901.3324