## Schedule 2
Schedule 2D: Network Assets Workbook
| DNO Name: | ENWL
| Reporting price base: | Price base (2012/13)
Contents
DNO Name |  | NAW1 - ENWL | DPCR5 View of HIs
[DNO] |  | NAW2 - ENWL | Total Secondary Deliverables - RIIO-ED1
WPD |  | NAW3 - ENWL | Asset Replacement Secondary Deliverables - RIIO-ED1
ENWL |  | NAW4 - ENWL | Refurbishment Secondary Deliverables - RIIO-ED1
NPG |  | NAW5 - ENWL | General Reinforcement Secondary Deliverables - RIIO-ED1
SP |  | NAW6 - ENWL | Faults Secondary Deliverables - RIIO-ED1
SSE |  | NAW7 - ENWL | High Value Projects Secondary Deliverables - RIIO-ED1
UKPN |  | NAW8 - ENWL | Average Criticality - RIIO-ED1
|  | ENWL | HI Probabilities of Failure

## NAW1 - DPCR5 View - ENWL
HI1: Network Outputs DPCR5
ENWL
Price base (2012/13)
| ASSET CATEGORIES | ASSET REGISTER |  | HEALTH INDEX - CURRENT (as at 31 March) |  |  |  |  | HEALTH INDEX - 31 March 2015 (with no further DPCR5 intervention) |  |  |  |  | HEALTH INDEX - 31 March 2015 (with DPCR5 actual & forecast intervention) |  |  |  |  | DATA QUALITY - CURRENT (as at 31 March)
[19 empty] | Number of assets included for HI output measure | Primary form of measure | Number of assets actually observed | Average age of data used | Description of the form of measure used to assign a HI, the quality of data used, and any other relevant information | Degradation assumption adopted
|  | Current (as at 31 March) | Forecast (as at 31 March 2015) | HI 1 | HI 2 | HI 3 | HI 4 | HI 5 | HI 1 | HI 2 | HI 3 | HI 4 | HI 5 | HI 1 | HI 2 | HI 3 | HI 4 | HI 5 | Assets | Health Condition Age Other | % | Years | Commentary | Description
LV Network
| LV Switchgear and Other | 16615 | 16772 | 1240.8446 | 6893.1372 | 2854.0911 | 698.2104 | 4928.7167 | 1173.8446 | 5582.1372 | 3077.0911 | 1524.2104 | 5257.7167 | 1884.8446 | 5561.1372 | 2998.0911 | 1522.2104 | 4805.7167 | 16615 | Condition | 0.89849 | 4.64 | Inspection data refreshed to 31 March 2013, model aged with respect to the average asset inspection date. | CBRM Algorithm
| LV UGB | 20062 | 20090 | 10663 | 2879 | 1450 | 1798 | 3272 | 10663 | 2829 | 1117 | 1507 | 3946 | 11231 | 2829 | 1117 | 1507 | 3406 | 20062 | Condition | 0.39876 | 7.39 | Inspection data refreshed to 31 March 2013, model aged with respect to the average asset inspection date. | CBRM Algorithm
| LV OHL Support | 59297 | 59109 | 1519 | 10630 | 28115 | 12967 | 6066 | 1360 | 10120 | 28353 | 11250 | 8214 | 6851 | 9595 | 26954 | 9825 | 5884 | 59297 | Condition | 0.98931 | 4.55 | Inspection data refreshed to 31 March 2013, model aged with respect to the average asset inspection date. | CBRM Algorithm
| [Please insert new asset category as required] | 0 | 0 | 0 | 0 | 0 | 0 | 0 | 0 | 0 | 0 | 0 | 0 | 0 | 0 | 0 | 0 | 0 |  | 0 | 0 | 0 | 0 | 0
| [Please insert new asset category as required] | 0 | 0 | 0 | 0 | 0 | 0 | 0 | 0 | 0 | 0 | 0 | 0 | 0 | 0 | 0 | 0 | 0 |  | 0 | 0 | 0 | 0 | 0
| [Please insert new asset category as required] | 0 | 0 | 0 | 0 | 0 | 0 | 0 | 0 | 0 | 0 | 0 | 0 | 0 | 0 | 0 | 0 | 0 |  | 0 | 0 | 0 | 0 | 0
| [Please insert new asset category as required] | 0 | 0 | 0 | 0 | 0 | 0 | 0 | 0 | 0 | 0 | 0 | 0 | 0 | 0 | 0 | 0 | 0 |  | 0 | 0 | 0 | 0 | 0
| [Please insert new asset category as required] | 0 | 0 | 0 | 0 | 0 | 0 | 0 | 0 | 0 | 0 | 0 | 0 | 0 | 0 | 0 | 0 | 0 |  | 0 | 0 | 0 | 0 | 0
HV Network
| HV Switchgear (GM) - Primary | 4618 | 4697 | 656 | 1198 | 709 | 937 | 1118 | 591 | 1145 | 629 | 576 | 1677 | 772 | 1140 | 626 | 566 | 1593 | 4618 | Condition | 0.98939 | 2.62 | Inspection data refreshed to 31 March 2013, model aged with respect to the average asset inspection date. | CBRM Algorithm
| HV Switchgear (GM) - Distribution | 30456 | 30515 | 1825 | 16723 | 7441 | 1562 | 2905 | 1381 | 16046 | 7387 | 2045 | 3597 | 2780 | 15746 | 7153 | 1870 | 2966 | 30456 | Condition | 0.94113 | 4.68 | Inspection data refreshed to 31 March 2013, model aged with respect to the average asset inspection date. | CBRM Algorithm
| HV Transformer (GM) | 16679 | 16837 | 5227 | 8072 | 2434 | 414 | 532 | 4959 | 7674 | 2976 | 389 | 681 | 5583 | 7531 | 2963 | 387 | 373 | 16679 | Condition | 0.89939 | 4.65 | Inspection data refreshed to 31 March 2013, model aged with respect to the average asset inspection date. | CBRM Algorithm
| HV UG Cable | 0 | 0 | 0 | 0 | 0 | 0 | 0 | 0 | 0 | 0 | 0 | 0 | 0 | 0 | 0 | 0 | 0 |  | 0 | 0 | 0 | 0 | 0
| HV OHL Support - Poles | 98922 | 98970 | 1301.7659 | 50553.0171 | 35382.4542 | 8648.2831 | 3036.4797 | 1189 | 49472 | 36043 | 8722 | 3496 | 5566 | 48834 | 35584 | 7672 | 1314 | 98922 | Condition | 0.95921 | 4.07 | Inspection data refreshed to 31 March 2013, model aged with respect to the average asset inspection date. | CBRM Algorithm
| [Please insert new asset category as required] | 0 | 0 | 0 | 0 | 0 | 0 | 0 | 0 | 0 | 0 | 0 | 0 | 0 | 0 | 0 | 0 | 0 |  | 0 | 0 | 0 | 0 | 0
| [Please insert new asset category as required] | 0 | 0 | 0 | 0 | 0 | 0 | 0 | 0 | 0 | 0 | 0 | 0 | 0 | 0 | 0 | 0 | 0 |  | 0 | 0 | 0 | 0 | 0
| [Please insert new asset category as required] | 0 | 0 | 0 | 0 | 0 | 0 | 0 | 0 | 0 | 0 | 0 | 0 | 0 | 0 | 0 | 0 | 0 |  | 0 | 0 | 0 | 0 | 0
| [Please insert new asset category as required] | 0 | 0 | 0 | 0 | 0 | 0 | 0 | 0 | 0 | 0 | 0 | 0 | 0 | 0 | 0 | 0 | 0 |  | 0 | 0 | 0 | 0 | 0
| [Please insert new asset category as required] | 0 | 0 | 0 | 0 | 0 | 0 | 0 | 0 | 0 | 0 | 0 | 0 | 0 | 0 | 0 | 0 | 0 |  | 0 | 0 | 0 | 0 | 0
EHV Network
| EHV Switchgear (GM) | 1746 | 1781 | 336 | 1000 | 306 | 28 | 76 | 331 | 875 | 408 | 47 | 85 | 410 | 871 | 407 | 43 | 50 | 1746 | Condition | 0.98167 | 2.74 | Inspection data refreshed to 31 March 2013, model aged with respect to the average asset inspection date. | CBRM Algorithm
| EHV Transformer | 718 | 720 | 66 | 223 | 301 | 58 | 70 | 57 | 157 | 338 | 70 | 96 | 73 | 158 | 338 | 70 | 81 | 718 | Condition | 0.97911 | 2.49 | Inspection data refreshed to 31 March 2013, model aged with respect to the average asset inspection date. | CBRM Algorithm
| EHV UG Cable (Gas) | 234.2399 | 227.0678 | 12.6038 | 26.0187 | 47.4472 | 101.8304 | 46.3398 | 2.9321 | 33.932 | 35.1378 | 100.9511 | 61.287 | 2.9791 | 33.92 | 35.102 | 93.8026 | 61.2642 | 234.2399 | Age | 1 | N/A | HI profile updated to align with 31 March 2013 asset age profile. | Incremental asset age
| EHV UG Cable (Oil) | 359.829 | 293.8012 | 40.7184 | 35.3098 | 70.6979 | 151.5048 | 61.5982 | 28.0351 | 44.3692 | 52.5789 | 151.5048 | 83.3409 | 28.1551 | 43.3753 | 49.2994 | 119.3584 | 53.613 | 359.829 | Age | 1 | N/A | HI profile updated to align with 31 March 2013 asset age profile. | Incremental asset age
| EHV UG Cable (Non Pressurised) | 0 | 0 | 0 | 0 | 0 | 0 | 0 | 0 | 0 | 0 | 0 | 0 | 0 | 0 | 0 | 0 | 0 |  | 0 | 0 | 0 | 0 | 0
| EHV OHL Support - Towers | 930 | 930 | 35.5981 | 582.7225 | 106.5526 | 52.8708 | 152.256 | 34 | 530 | 126 | 53 | 187 | 34 | 592 | 92 | 32 | 180 | 930 | Condition | 0.87957 | 1 | Inspection data refreshed to 31 March 2013, model aged with respect to the average asset inspection date. | CBRM Algorithm
| EHV OHL Support - Poles | 12567 | 12534 | 95 | 5782 | 5084 | 984 | 622 | 73 | 5416 | 5238 | 1130 | 710 | 592 | 5326 | 5138 | 1012 | 466 | 12567 | Condition | 0.89709 | 4.41 | Inspection data refreshed to 31 March 2013, model aged with respect to the average asset inspection date. | CBRM Algorithm
| EHV OHL Fittings and Conductors (Tower Lines) | 338.47 | 354.805 | 0 | 329.47 | 6 | 1 | 2 | 0 | 315.47 | 19 | 1 | 3 | 80.64 | 264.5188 | 5.6462 | 1 | 3 | 338.47 | Condition | 0.99861 | 1 | Inspection data refreshed to 31 March 2013, model aged with respect to the average asset inspection date. | CBRM Algorithm
| [Please insert new asset category as required] | 0 | 0 | 0 | 0 | 0 | 0 | 0 | 0 | 0 | 0 | 0 | 0 | 0 | 0 | 0 | 0 | 0 |  | 0 | 0 | 0 | 0 | 0
| [Please insert new asset category as required] | 0 | 0 | 0 | 0 | 0 | 0 | 0 | 0 | 0 | 0 | 0 | 0 | 0 | 0 | 0 | 0 | 0 |  | 0 | 0 | 0 | 0 | 0
| [Please insert new asset category as required] | 0 | 0 | 0 | 0 | 0 | 0 | 0 | 0 | 0 | 0 | 0 | 0 | 0 | 0 | 0 | 0 | 0 |  | 0 | 0 | 0 | 0 | 0
| [Please insert new asset category as required] | 0 | 0 | 0 | 0 | 0 | 0 | 0 | 0 | 0 | 0 | 0 | 0 | 0 | 0 | 0 | 0 | 0 |  | 0 | 0 | 0 | 0 | 0
| [Please insert new asset category as required] | 0 | 0 | 0 | 0 | 0 | 0 | 0 | 0 | 0 | 0 | 0 | 0 | 0 | 0 | 0 | 0 | 0 |  | 0 | 0 | 0 | 0 | 0
132kV Network
| 132kV CBs | 186 | 194 | 100 | 49 | 0 | 0 | 37 | 100 | 40 | 6 | 3 | 37 | 108 | 43 | 6 | 3 | 34 | 186 | Condition | 0.92473 | 3.08 | Inspection data refreshed to 31 March 2013, model aged with respect to the average asset inspection date. | CBRM Algorithm
| 132kV Transformer | 160 | 164 | 15 | 79 | 19 | 22 | 25 | 15 | 50 | 44 | 19 | 32 | 33 | 54 | 44 | 19 | 14 | 160 | Condition | 0.95625 | 2.47 | Inspection data refreshed to 31 March 2013, model aged with respect to the average asset inspection date. | CBRM Algorithm
| 132kV UG Cable (Gas) | 0 | 0 | 0 | 0 | 0 | 0 | 0 | 0 | 0 | 0 | 0 | 0 | 0 | 0 | 0 | 0 | 0 |  | 0 | 0 | 0 | 0 | 0
| 132kV UG Cable (Oil) | 160.88 | 159.88 | 0.99907 | 29.7648 | 73.1262 | 54.979 | 2.0109 | 0.99907 | 25.7429 | 52.0114 | 75.0883 | 7.0382 | 1.0191 | 25.7394 | 52.0011 | 74.0822 | 7.0382 | 160.88 | Age | 1 | N/A | HI profile updated to align with 31 March 2013 asset age profile. | Incremental asset age
| 132kV UG Cable (Non Pressurised) | 0 | 0 | 0 | 0 | 0 | 0 | 0 | 0 | 0 | 0 | 0 | 0 | 0 | 0 | 0 | 0 | 0 |  | 0 | 0 | 0 | 0 | 0
| 132kV OHL Support - Tower | 3123.0024 | 3123.0024 | 52 | 2129 | 305.0024 | 395 | 242 | 52 | 1650 | 563.0024 | 553 | 305 | 124 | 2231 | 171.0024 | 410 | 187 | 3123.0024 | Condition | 0.99593 | 1 | Inspection data refreshed to 31 March 2013, model aged with respect to the average asset inspection date. | CBRM Algorithm
| 132kV OHL Fittings and Conductors (Tower Lines) | 1595 | 1595.3025 | 31.63 | 1471.674 | 82.696 | 7 | 2 | 31.63 | 1428.934 | 87.696 | 42 | 5 | 80.016 | 1419.2653 | 49.0212 | 42 | 5 | 1595 | Condition | 1 | 1 | Inspection data refreshed to 31 March 2013, model aged with respect to the average asset inspection date. | CBRM Algorithm
| [Please insert new asset category as required] | 0 | 0 | 0 | 0 | 0 | 0 | 0 | 0 | 0 | 0 | 0 | 0 | 0 | 0 | 0 | 0 | 0 |  | 0 | 0 | 0 | 0 | 0
| [Please insert new asset category as required] | 0 | 0 | 0 | 0 | 0 | 0 | 0 | 0 | 0 | 0 | 0 | 0 | 0 | 0 | 0 | 0 | 0 |  | 0 | 0 | 0 | 0 | 0
| [Please insert new asset category as required] | 0 | 0 | 0 | 0 | 0 | 0 | 0 | 0 | 0 | 0 | 0 | 0 | 0 | 0 | 0 | 0 | 0 |  | 0 | 0 | 0 | 0 | 0
| [Please insert new asset category as required] | 0 | 0 | 0 | 0 | 0 | 0 | 0 | 0 | 0 | 0 | 0 | 0 | 0 | 0 | 0 | 0 | 0 |  | 0 | 0 | 0 | 0 | 0
| [Please insert new asset category as required] | 0 | 0 | 0 | 0 | 0 | 0 | 0 | 0 | 0 | 0 | 0 | 0 | 0 | 0 | 0 | 0 | 0 |  | 0 | 0 | 0 | 0 | 0
Other
| Submarine Cables | 0 | 0 | 0 | 0 | 0 | 0 | 0 | 0 | 0 | 0 | 0 | 0 | 0 | 0 | 0 | 0 | 0 |  | 0 | 0 | 0 | 0 | 0
| [Please insert new asset category as required] | 0 | 0 | 0 | 0 | 0 | 0 | 0 | 0 | 0 | 0 | 0 | 0 | 0 | 0 | 0 | 0 | 0 |  | 0 | 0 | 0 | 0 | 0
| [Please insert new asset category as required] | 0 | 0 | 0 | 0 | 0 | 0 | 0 | 0 | 0 | 0 | 0 | 0 | 0 | 0 | 0 | 0 | 0 |  | 0 | 0 | 0 | 0 | 0
| [Please insert new asset category as required] | 0 | 0 | 0 | 0 | 0 | 0 | 0 | 0 | 0 | 0 | 0 | 0 | 0 | 0 | 0 | 0 | 0 |  | 0 | 0 | 0 | 0 | 0
| [Please insert new asset category as required] | 0 | 0 | 0 | 0 | 0 | 0 | 0 | 0 | 0 | 0 | 0 | 0 | 0 | 0 | 0 | 0 | 0 |  | 0 | 0 | 0 | 0 | 0
| [Please insert new asset category as required] | 0 | 0 | 0 | 0 | 0 | 0 | 0 | 0 | 0 | 0 | 0 | 0 | 0 | 0 | 0 | 0 | 0 |  | 0 | 0 | 0 | 0 | 0
Health Index Definitions
|  | HI1 | New or as new
|  | HI2 | Good or seviceable condition
|  | HI3 | Deterioration requires assessment and monitoring
|  | HI4 | Material deterioration, intervention requires consideration
|  | HI5 | End of serviceable life, intervention required

## NAW2 - Total - ENWL
HI2: Secondary deliverables RIIO-ED1
ENWL
Price base (2012/13)
| ASSET CATEGORIES |  | ASSET REGISTER |  |  | End of DPCR5 (31 March 2015) with investment | [5 empty] | End of DPCR5 (31 March 2015) without investment | [5 empty] | Mid-Period Review (31 March 2019) with investment | [5 empty] | Mid-Period Review (31 March 2019) without investment | [5 empty] | End of RIIO-ED1 (31 March 2023) with investment | [5 empty] | End of RIIO-ED1 (31 March 2023) without investment
Is it your current intention to have a health index for this asset category in the RIIO-ED1 control period.
|  |  | as at 31st March 2015 | as at 31st March 2023 |  | HI 1 | HI 2 | HI 3 | HI 4 | HI 5 |  | HI 1 | HI 2 | HI 3 | HI 4 | HI 5 |  | HI 1 | HI 2 | HI 3 | HI 4 | HI 5 |  | HI 1 | HI 2 | HI 3 | HI 4 | HI 5 |  | HI 1 | HI 2 | HI 3 | HI 4 | HI 5 |  | HI 1 | HI 2 | HI 3 | HI 4 | HI 5
LV Network
| LV Switchgear and Other |  |  |  | C1 | 365 | 1078 | 581 | 295 | 932 | 3251 | 228 | 1082 | 597 | 295 | 1019 | 3221 | 525.8407 | 1077.7833 | 912.1098 | 211 | 525.2661 | 3252 | 325 | 750 | 949 | 211 | 1017 | 3252 | 592.3487 | 1359.0175 | 920.6311 | 132 | 248.0027 | 3252 | 216 | 696 | 981 | 132 | 1227 | 3252 | Yes
[5 empty] | C2 | 1032 | 3044 | 1640 | 833 | 2630 | 9179 | 642 | 3055 | 1684 | 834 | 2878 | 9093 | 1484.9692 | 3043.3256 | 2573.8598 | 594 | 1481.8454 | 9178 | 918 | 2118 | 2678 | 594 | 2870 | 9178 | 1737.98 | 3816.4037 | 2563.874 | 371 | 686.7423 | 9176 | 610 | 1964 | 2769 | 371 | 3462 | 9176 | No
[5 empty] | C3 | 400 | 1181 | 637 | 323 | 1020 | 3561 | 249 | 1185 | 653 | 324 | 1116 | 3527 | 575.9588 | 1180.9852 | 998.5982 | 231 | 574.4578 | 3561 | 356 | 822 | 1039 | 231 | 1113 | 3561 | 718.2647 | 1467.8094 | 972.3069 | 144 | 259.619 | 3562 | 237 | 762 | 1075 | 144 | 1344 | 3562
[5 empty] | C4 | 88 | 258 | 140 | 71 | 224 | 781 | 55 | 260 | 143 | 71 | 245 | 774 | 126.2313 | 258.7162 | 219.1409 | 51 | 125.9116 | 781 | 78 | 180 | 228 | 51 | 244 | 781 | 138.4066 | 327.39 | 223.6056 | 32 | 60.5978 | 782 | 52 | 167 | 236 | 32 | 295 | 782
|  | Yes | 16772 | 16772 |  | 1885 | 5561 | 2998 | 1522 | 4806 |  | 1174 | 5582 | 3077 | 1524 | 5258 |  | 2713 | 5560.8103 | 4703.7088 | 1087 | 2707.4809 |  | 1677 | 3870 | 4894 | 1087 | 5244 |  | 3187 | 6970.6206 | 4680.4176 | 679 | 1254.9618 |  | 1115 | 3589 | 5061 | 679 | 6328
| LV UGB |  |  |  | C1 | 860 | 217 | 86 | 115 | 261 | 1539 | 817 | 217 | 86 | 115 | 302 | 1537 | 927.6972 | 187.8029 | 110.797 | 34.9227 | 277.7803 | 1539 | 860 | 188 | 111 | 35 | 345 | 1539 | 793.3943 | 378.6057 | 43.594 | 76.8454 | 245.5606 | 1538 | 658 | 379 | 44 | 77 | 380 | 1538
[5 empty] | C2 | 5837 | 1470 | 580 | 784 | 1771 | 10442 | 5541 | 1470 | 580 | 784 | 2051 | 10426 | 6296.3994 | 1271.6622 | 747.6224 | 236.4753 | 1887.8406 | 10440 | 5837 | 1273 | 749 | 237 | 2344 | 10440 | 5383.7989 | 2569.3245 | 296.2449 | 522.9506 | 1667.6812 | 10440 | 4465 | 2572 | 299 | 524 | 2580 | 10440
[5 empty] | C3 | 4534 | 1142 | 451 | 608 | 1374 | 8109 | 4305 | 1142 | 451 | 608 | 1593 | 8099 | 4890.9034 | 988.9607 | 581.9298 | 183.5924 | 1465.6137 | 8111 | 4534 | 990 | 583 | 184 | 1820 | 8111 | 4182.8068 | 1995.9214 | 230.8596 | 406.1847 | 1296.2275 | 8112 | 3469 | 1998 | 233 | 407 | 2005 | 8112
[5 empty] | C4 | 0 | 0 | 0 | 0 | 0 | 0 | 0 | 0 | 0 | 0 | 0 | 0 | 0 | 0 | 0 | 0 | 0 | 0 | 0 | 0 | 0 | 0 | 0 | 0 | 0 | 0 | 0 | 0 | 0 | 0 | 0 | 0 | 0 | 0 | 0 | 0
|  | Yes | 20090 | 20090 |  | 11231 | 2829 | 1117 | 1507 | 3406 |  | 10663 | 2829 | 1117 | 1507 | 3946 |  | 12115 | 2448.4258 | 1440.3492 | 454.9903 | 3631.2346 |  | 11231 | 2451 | 1443 | 456 | 4509 |  | 10360 | 4943.8516 | 570.6985 | 1005.9806 | 3209.4693 |  | 8592 | 4949 | 576 | 1008 | 4965
| LV OHL Support |  |  |  | C1 | 3308 | 4632 | 13014 | 4744 | 2841 | 28539 | 657 | 4886 | 13689 | 5431 | 3966 | 28629 | 4224.7295 | 4107 | 12747 | 3982.5811 | 3476.6893 | 28538 | 3150 | 4107 | 12747 | 4305 | 4229 | 28538 | 5061.4448 | 3425 | 13256 | 3227.1666 | 3569.3886 | 28539 | 3052 | 3425 | 13256 | 3830 | 4976 | 28539
[5 empty] | C2 | 1092 | 1530 | 4297 | 1566 | 938 | 9423 | 216 | 1613 | 4520 | 1794 | 1309 | 9452 | 1394.8824 | 1356 | 4209 | 1315.5353 | 1148.5823 | 9424 | 1040 | 1356 | 4209 | 1422 | 1397 | 9424 | 1671.5312 | 1131 | 4377 | 1064.9406 | 1178.5281 | 9423 | 1008 | 1131 | 4377 | 1264 | 1643 | 9423
[5 empty] | C3 | 2451 | 3433 | 9643 | 3515 | 2105 | 21147 | 487 | 3621 | 10144 | 4025 | 2939 | 21216 | 3130.3881 | 3043 | 9445 | 2952.0836 | 2576.5283 | 21147 | 2334 | 3043 | 9445 | 3191 | 3134 | 21147 | 3751.0239 | 2538 | 9823 | 2390.2928 | 2644.6832 | 21147 | 2262 | 2538 | 9823 | 2837 | 3687 | 21147
[5 empty] | C4 | 0 | 0 | 0 | 0 | 0 | 0 | 0 | 0 | 0 | 0 | 0 | 0 | 0 | 0 | 0 | 0 | 0 | 0 | 0 | 0 | 0 | 0 | 0 | 0 | 0 | 0 | 0 | 0 | 0 | 0 | 0 | 0 | 0 | 0 | 0 | 0
|  | Yes | 59109 | 59109 |  | 6851 | 9595 | 26954 | 9825 | 5884 |  | 1360 | 10120 | 28353 | 11250 | 8214 |  | 8750 | 8506 | 26401 | 8250.2 | 7201.8 |  | 6524 | 8506 | 26401 | 8918 | 8760 |  | 10484 | 7094 | 27456 | 6682.4 | 7392.6 |  | 6322 | 7094 | 27456 | 7931 | 10306
| [Please insert new asset category as required] |  |  |  | C1 | 0 | 0 | 0 | 0 | 0 | 0 | 0 | 0 | 0 | 0 | 0 | 0 | 0 | 0 | 0 | 0 | 0 | 0 | 0 | 0 | 0 | 0 | 0 | 0 | 0 | 0 | 0 | 0 | 0 | 0 | 0 | 0 | 0 | 0 | 0 | 0
[5 empty] | C2 | 0 | 0 | 0 | 0 | 0 | 0 | 0 | 0 | 0 | 0 | 0 | 0 | 0 | 0 | 0 | 0 | 0 | 0 | 0 | 0 | 0 | 0 | 0 | 0 | 0 | 0 | 0 | 0 | 0 | 0 | 0 | 0 | 0 | 0 | 0 | 0
[5 empty] | C3 | 0 | 0 | 0 | 0 | 0 | 0 | 0 | 0 | 0 | 0 | 0 | 0 | 0 | 0 | 0 | 0 | 0 | 0 | 0 | 0 | 0 | 0 | 0 | 0 | 0 | 0 | 0 | 0 | 0 | 0 | 0 | 0 | 0 | 0 | 0 | 0
[5 empty] | C4 | 0 | 0 | 0 | 0 | 0 | 0 | 0 | 0 | 0 | 0 | 0 | 0 | 0 | 0 | 0 | 0 | 0 | 0 | 0 | 0 | 0 | 0 | 0 | 0 | 0 | 0 | 0 | 0 | 0 | 0 | 0 | 0 | 0 | 0 | 0 | 0
|  | 0 | 0 | 0 |  | 0 | 0 | 0 | 0 | 0 |  | 0 | 0 | 0 | 0 | 0 |  | 0 | 0 | 0 | 0 | 0 |  | 0 | 0 | 0 | 0 | 0 |  | 0 | 0 | 0 | 0 | 0 |  | 0 | 0 | 0 | 0 | 0
| [Please insert new asset category as required] |  |  |  | C1 | 0 | 0 | 0 | 0 | 0 | 0 | 0 | 0 | 0 | 0 | 0 | 0 | 0 | 0 | 0 | 0 | 0 | 0 | 0 | 0 | 0 | 0 | 0 | 0 | 0 | 0 | 0 | 0 | 0 | 0 | 0 | 0 | 0 | 0 | 0 | 0
[5 empty] | C2 | 0 | 0 | 0 | 0 | 0 | 0 | 0 | 0 | 0 | 0 | 0 | 0 | 0 | 0 | 0 | 0 | 0 | 0 | 0 | 0 | 0 | 0 | 0 | 0 | 0 | 0 | 0 | 0 | 0 | 0 | 0 | 0 | 0 | 0 | 0 | 0
[5 empty] | C3 | 0 | 0 | 0 | 0 | 0 | 0 | 0 | 0 | 0 | 0 | 0 | 0 | 0 | 0 | 0 | 0 | 0 | 0 | 0 | 0 | 0 | 0 | 0 | 0 | 0 | 0 | 0 | 0 | 0 | 0 | 0 | 0 | 0 | 0 | 0 | 0
[5 empty] | C4 | 0 | 0 | 0 | 0 | 0 | 0 | 0 | 0 | 0 | 0 | 0 | 0 | 0 | 0 | 0 | 0 | 0 | 0 | 0 | 0 | 0 | 0 | 0 | 0 | 0 | 0 | 0 | 0 | 0 | 0 | 0 | 0 | 0 | 0 | 0 | 0
|  | 0 | 0 | 0 |  | 0 | 0 | 0 | 0 | 0 |  | 0 | 0 | 0 | 0 | 0 |  | 0 | 0 | 0 | 0 | 0 |  | 0 | 0 | 0 | 0 | 0 |  | 0 | 0 | 0 | 0 | 0 |  | 0 | 0 | 0 | 0 | 0
| [Please insert new asset category as required] |  |  |  | C1 | 0 | 0 | 0 | 0 | 0 | 0 | 0 | 0 | 0 | 0 | 0 | 0 | 0 | 0 | 0 | 0 | 0 | 0 | 0 | 0 | 0 | 0 | 0 | 0 | 0 | 0 | 0 | 0 | 0 | 0 | 0 | 0 | 0 | 0 | 0 | 0
[5 empty] | C2 | 0 | 0 | 0 | 0 | 0 | 0 | 0 | 0 | 0 | 0 | 0 | 0 | 0 | 0 | 0 | 0 | 0 | 0 | 0 | 0 | 0 | 0 | 0 | 0 | 0 | 0 | 0 | 0 | 0 | 0 | 0 | 0 | 0 | 0 | 0 | 0
[5 empty] | C3 | 0 | 0 | 0 | 0 | 0 | 0 | 0 | 0 | 0 | 0 | 0 | 0 | 0 | 0 | 0 | 0 | 0 | 0 | 0 | 0 | 0 | 0 | 0 | 0 | 0 | 0 | 0 | 0 | 0 | 0 | 0 | 0 | 0 | 0 | 0 | 0
[5 empty] | C4 | 0 | 0 | 0 | 0 | 0 | 0 | 0 | 0 | 0 | 0 | 0 | 0 | 0 | 0 | 0 | 0 | 0 | 0 | 0 | 0 | 0 | 0 | 0 | 0 | 0 | 0 | 0 | 0 | 0 | 0 | 0 | 0 | 0 | 0 | 0 | 0
|  | 0 | 0 | 0 |  | 0 | 0 | 0 | 0 | 0 |  | 0 | 0 | 0 | 0 | 0 |  | 0 | 0 | 0 | 0 | 0 |  | 0 | 0 | 0 | 0 | 0 |  | 0 | 0 | 0 | 0 | 0 |  | 0 | 0 | 0 | 0 | 0
| [Please insert new asset category as required] |  |  |  | C1 | 0 | 0 | 0 | 0 | 0 | 0 | 0 | 0 | 0 | 0 | 0 | 0 | 0 | 0 | 0 | 0 | 0 | 0 | 0 | 0 | 0 | 0 | 0 | 0 | 0 | 0 | 0 | 0 | 0 | 0 | 0 | 0 | 0 | 0 | 0 | 0
[5 empty] | C2 | 0 | 0 | 0 | 0 | 0 | 0 | 0 | 0 | 0 | 0 | 0 | 0 | 0 | 0 | 0 | 0 | 0 | 0 | 0 | 0 | 0 | 0 | 0 | 0 | 0 | 0 | 0 | 0 | 0 | 0 | 0 | 0 | 0 | 0 | 0 | 0
[5 empty] | C3 | 0 | 0 | 0 | 0 | 0 | 0 | 0 | 0 | 0 | 0 | 0 | 0 | 0 | 0 | 0 | 0 | 0 | 0 | 0 | 0 | 0 | 0 | 0 | 0 | 0 | 0 | 0 | 0 | 0 | 0 | 0 | 0 | 0 | 0 | 0 | 0
[5 empty] | C4 | 0 | 0 | 0 | 0 | 0 | 0 | 0 | 0 | 0 | 0 | 0 | 0 | 0 | 0 | 0 | 0 | 0 | 0 | 0 | 0 | 0 | 0 | 0 | 0 | 0 | 0 | 0 | 0 | 0 | 0 | 0 | 0 | 0 | 0 | 0 | 0
|  | 0 | 0 | 0 |  | 0 | 0 | 0 | 0 | 0 |  | 0 | 0 | 0 | 0 | 0 |  | 0 | 0 | 0 | 0 | 0 |  | 0 | 0 | 0 | 0 | 0 |  | 0 | 0 | 0 | 0 | 0 |  | 0 | 0 | 0 | 0 | 0
| [Please insert new asset category as required] |  |  |  | C1 | 0 | 0 | 0 | 0 | 0 | 0 | 0 | 0 | 0 | 0 | 0 | 0 | 0 | 0 | 0 | 0 | 0 | 0 | 0 | 0 | 0 | 0 | 0 | 0 | 0 | 0 | 0 | 0 | 0 | 0 | 0 | 0 | 0 | 0 | 0 | 0
[5 empty] | C2 | 0 | 0 | 0 | 0 | 0 | 0 | 0 | 0 | 0 | 0 | 0 | 0 | 0 | 0 | 0 | 0 | 0 | 0 | 0 | 0 | 0 | 0 | 0 | 0 | 0 | 0 | 0 | 0 | 0 | 0 | 0 | 0 | 0 | 0 | 0 | 0
[5 empty] | C3 | 0 | 0 | 0 | 0 | 0 | 0 | 0 | 0 | 0 | 0 | 0 | 0 | 0 | 0 | 0 | 0 | 0 | 0 | 0 | 0 | 0 | 0 | 0 | 0 | 0 | 0 | 0 | 0 | 0 | 0 | 0 | 0 | 0 | 0 | 0 | 0
[5 empty] | C4 | 0 | 0 | 0 | 0 | 0 | 0 | 0 | 0 | 0 | 0 | 0 | 0 | 0 | 0 | 0 | 0 | 0 | 0 | 0 | 0 | 0 | 0 | 0 | 0 | 0 | 0 | 0 | 0 | 0 | 0 | 0 | 0 | 0 | 0 | 0 | 0
|  | 0 | 0 | 0 |  | 0 | 0 | 0 | 0 | 0 |  | 0 | 0 | 0 | 0 | 0 |  | 0 | 0 | 0 | 0 | 0 |  | 0 | 0 | 0 | 0 | 0 |  | 0 | 0 | 0 | 0 | 0 |  | 0 | 0 | 0 | 0 | 0
HV Network
| HV Switchgear (GM) - Primary |  |  |  | C1 | 312 | 461 | 253 | 229 | 644 | 1899 | 239 | 463 | 254 | 233 | 678 | 1867 | 333.718 | 586.3737 | 179.6779 | 112.869 | 687.3615 | 1900 | 161 | 561 | 185 | 129 | 864 | 1900 | 456.2899 | 628.5097 | 131.2061 | 60.2846 | 623.7097 | 1900 | 106 | 578 | 142 | 93 | 981 | 1900
[5 empty] | C2 | 74 | 110 | 60 | 54 | 153 | 451 | 57 | 110 | 60 | 55 | 161 | 443 | 79.0292 | 146.668 | 42.7357 | 27.1681 | 155.399 | 451 | 38 | 133 | 44 | 31 | 205 | 451 | 108.2114 | 164.2795 | 31.4359 | 14.2285 | 132.8448 | 451 | 25 | 137 | 34 | 22 | 233 | 451
[5 empty] | C3 | 386 | 569 | 313 | 283 | 796 | 2347 | 295 | 572 | 315 | 288 | 838 | 2308 | 413.2528 | 763.0406 | 221.4288 | 140.0832 | 808.1946 | 2346 | 200 | 692 | 228 | 160 | 1066 | 2346 | 564.4987 | 854.7875 | 160.6729 | 75.6067 | 690.4341 | 2346 | 132 | 713 | 174 | 116 | 1211 | 2346
[5 empty] | C4 | 0 | 0 | 0 | 0 | 0 | 0 | 0 | 0 | 0 | 0 | 0 | 0 | 0 | 0 | 0 | 0 | 0 | 0 | 0 | 0 | 0 | 0 | 0 | 0 | 0 | 0 | 0 | 0 | 0 | 0 | 0 | 0 | 0 | 0 | 0 | 0
|  | Yes | 4697 | 4697 |  | 772 | 1140 | 626 | 566 | 1593 |  | 591 | 1145 | 629 | 576 | 1677 |  | 826 | 1496.0823 | 443.8424 | 280.1203 | 1650.9551 |  | 399 | 1386 | 457 | 320 | 2135 |  | 1129 | 1647.5767 | 323.315 | 150.1198 | 1446.9885 |  | 263 | 1428 | 350 | 231 | 2425
| HV Switchgear (GM) - Distribution |  |  |  | C1 | 1 | 6 | 3 | 1 | 1 | 12 | 1 | 6 | 3 | 1 | 1 | 12 | 2.3236 | 4.8857 | 2.7805 | 0.71655 | 0.93989 | 11.6462 | 1 | 5 | 3 | 1 | 2 | 12 | 3.641 | 4.7716 | 1.5618 | 0.43413 | 0.88395 | 11.2924 | 1 | 5 | 2 | 1 | 3 | 12
[5 empty] | C2 | 2639 | 14945 | 6789 | 1775 | 2816 | 28964 | 1310 | 15230 | 7011 | 1941 | 3415 | 28907 | 5736.4715 | 12745.1722 | 5624.3048 | 1952.6973 | 2052.9372 | 28111.5828 | 2555 | 13020 | 6152 | 2634 | 4601 | 28962 | 8784.7569 | 10877.9549 | 4286.685 | 1168.8726 | 2142.8962 | 27261.1656 | 2437 | 11427 | 5340 | 2529 | 7229 | 28962
[5 empty] | C3 | 137 | 777 | 353 | 92 | 146 | 1505 | 68 | 792 | 364 | 101 | 177 | 1502 | 298.3443 | 662.7169 | 292.5751 | 101.592 | 106.5746 | 1461.803 | 133 | 677 | 320 | 137 | 239 | 1506 | 456.8994 | 565.4656 | 223.2582 | 60.3128 | 111.67 | 1417.6059 | 127 | 594 | 278 | 131 | 376 | 1506
[5 empty] | C4 | 3 | 18 | 8 | 2 | 3 | 34 | 2 | 18 | 9 | 2 | 4 | 35 | 6.8606 | 15.6665 | 6.3597 | 2.1733 | 2.908 | 33.968 | 3 | 16 | 7 | 3 | 6 | 35 | 10.7028 | 13.3338 | 4.7218 | 1.3495 | 2.8282 | 32.9361 | 3 | 14 | 6 | 3 | 9 | 35
|  | Yes | 30515 | 28723 |  | 2780 | 15746 | 7153 | 1870 | 2966 |  | 1381 | 16046 | 7387 | 2045 | 3597 |  | 6044 | 13428.4412 | 5926.02 | 2057.1791 | 2163.3596 |  | 2692 | 13718 | 6482 | 2775 | 4848 |  | 9256 | 11461.5258 | 4516.2268 | 1230.9691 | 2258.2784 |  | 2568 | 12040 | 5626 | 2664 | 7617
| HV Transformer (GM) |  |  |  | C1 | 0 | 0 | 0 | 0 | 0 | 0 | 0 | 0 | 0 | 0 | 0 | 0 | 0 | 0 | 0 | 0 | 0 | 0 | 0 | 0 | 0 | 0 | 0 | 0 | 0 | 0 | 0 | 0 | 0 | 0 | 0 | 0 | 0 | 0 | 0 | 0
[5 empty] | C2 | 4823 | 6506 | 2560 | 334 | 322 | 14545 | 4284 | 6630 | 2571 | 336 | 588 | 14409 | 4651.4485 | 5929.2019 | 2974.8085 | 644 | 344.0854 | 14543.5442 | 4178 | 6111 | 3001 | 644 | 613 | 14547 | 4984.2111 | 5062.1131 | 3142.6169 | 1197 | 156.6031 | 14542.5442 | 3436 | 5557 | 3195 | 1197 | 1161 | 14546
[5 empty] | C3 | 760 | 1025 | 403 | 53 | 51 | 2292 | 675 | 1044 | 405 | 53 | 93 | 2270 | 732.5515 | 933.3732 | 468.8758 | 101 | 53.6554 | 2289.4558 | 658 | 962 | 473 | 101 | 96 | 2290 | 784.7889 | 797.0727 | 494.7515 | 189 | 24.8427 | 2290.4558 | 541 | 875 | 503 | 189 | 183 | 2291
[5 empty] | C4 | 0 | 0 | 0 | 0 | 0 | 0 | 0 | 0 | 0 | 0 | 0 | 0 | 0 | 0 | 0 | 0 | 0 | 0 | 0 | 0 | 0 | 0 | 0 | 0 | 0 | 0 | 0 | 0 | 0 | 0 | 0 | 0 | 0 | 0 | 0 | 0
|  | Yes | 16837 | 16833 |  | 5583 | 7531 | 2963 | 387 | 373 |  | 4959 | 7674 | 2976 | 389 | 681 |  | 5384 | 6862.575 | 3443.6842 | 745 | 397.7408 |  | 4836 | 7073 | 3474 | 745 | 709 |  | 5769 | 5859.1858 | 3637.3684 | 1386 | 181.4458 |  | 3977 | 6432 | 3698 | 1386 | 1344
| HV UG Cable |  |  |  | C1 | 0 | 0 | 0 | 0 | 0 | 0 | 0 | 0 | 0 | 0 | 0 | 0 | 0 | 0 | 0 | 0 | 0 | 0 | 0 | 0 | 0 | 0 | 0 | 0 | 0 | 0 | 0 | 0 | 0 | 0 | 0 | 0 | 0 | 0 | 0 | 0
[5 empty] | C2 | 0 | 0 | 0 | 0 | 0 | 0 | 0 | 0 | 0 | 0 | 0 | 0 | 0 | 0 | 0 | 0 | 0 | 0 | 0 | 0 | 0 | 0 | 0 | 0 | 0 | 0 | 0 | 0 | 0 | 0 | 0 | 0 | 0 | 0 | 0 | 0
[5 empty] | C3 | 0 | 0 | 0 | 0 | 0 | 0 | 0 | 0 | 0 | 0 | 0 | 0 | 0 | 0 | 0 | 0 | 0 | 0 | 0 | 0 | 0 | 0 | 0 | 0 | 0 | 0 | 0 | 0 | 0 | 0 | 0 | 0 | 0 | 0 | 0 | 0
[5 empty] | C4 | 0 | 0 | 0 | 0 | 0 | 0 | 0 | 0 | 0 | 0 | 0 | 0 | 0 | 0 | 0 | 0 | 0 | 0 | 0 | 0 | 0 | 0 | 0 | 0 | 0 | 0 | 0 | 0 | 0 | 0 | 0 | 0 | 0 | 0 | 0 | 0
|  | No | 0 | 0 |  | 0 | 0 | 0 | 0 | 0 |  | 0 | 0 | 0 | 0 | 0 |  | 0 | 0 | 0 | 0 | 0 |  | 0 | 0 | 0 | 0 | 0 |  | 0 | 0 | 0 | 0 | 0 |  | 0 | 0 | 0 | 0 | 0
| HV OHL Support - Poles |  |  |  | C1 | 204 | 1790 | 1305 | 281 | 48 | 3628 | 44 | 1814 | 1321 | 320 | 128 | 3627 | 215.3161 | 1677 | 1326 | 309.0052 | 100.6787 | 3628 | 192 | 1677 | 1326 | 316 | 117 | 3628 | 231.6323 | 1663 | 1340 | 290.0103 | 104.3574 | 3629 | 185 | 1663 | 1340 | 304 | 137 | 3629
[5 empty] | C2 | 4224 | 37056 | 27000 | 5822 | 997 | 75099 | 902 | 37540 | 27350 | 6618 | 2653 | 75063 | 4452.6015 | 34721 | 27449 | 6396.2195 | 2081.1789 | 75100 | 3970 | 34721 | 27449 | 6541 | 2419 | 75100 | 4794.2031 | 34431 | 27726 | 5994.4391 | 2154.3579 | 75100 | 3829 | 34431 | 27726 | 6284 | 2830 | 75100
[5 empty] | C3 | 1134 | 9950 | 7251 | 1563 | 268 | 20166 | 242 | 10080 | 7344 | 1777 | 712 | 20155 | 1195.5903 | 9323 | 7371 | 1718.1229 | 558.2868 | 20166 | 1066 | 9323 | 7371 | 1757 | 649 | 20166 | 1287.1805 | 9245 | 7445 | 1609.2458 | 578.5736 | 20165 | 1028 | 9245 | 7445 | 1687 | 760 | 20165
[5 empty] | C4 | 4 | 38 | 28 | 6 | 1 | 77 | 1 | 38 | 28 | 7 | 3 | 77 | 4.4921 | 35 | 28 | 6.8524 | 1.6555 | 76 | 4 | 35 | 28 | 7 | 2 | 76 | 4.9841 | 35 | 28 | 5.7048 | 2.3111 | 76 | 4 | 35 | 28 | 6 | 3 | 76
|  | Yes | 98970 | 98970 |  | 5566 | 48834 | 35584 | 7672 | 1314 |  | 1189 | 49472 | 36043 | 8722 | 3496 |  | 5868 | 45756 | 36174 | 8430.2 | 2741.8 |  | 5232 | 45756 | 36174 | 8621 | 3187 |  | 6318 | 45374 | 36539 | 7899.4 | 2839.6 |  | 5046 | 45374 | 36539 | 8281 | 3730
| [Please insert new asset category as required] |  |  |  | C1 | 0 | 0 | 0 | 0 | 0 | 0 | 0 | 0 | 0 | 0 | 0 | 0 | 0 | 0 | 0 | 0 | 0 | 0 | 0 | 0 | 0 | 0 | 0 | 0 | 0 | 0 | 0 | 0 | 0 | 0 | 0 | 0 | 0 | 0 | 0 | 0
[5 empty] | C2 | 0 | 0 | 0 | 0 | 0 | 0 | 0 | 0 | 0 | 0 | 0 | 0 | 0 | 0 | 0 | 0 | 0 | 0 | 0 | 0 | 0 | 0 | 0 | 0 | 0 | 0 | 0 | 0 | 0 | 0 | 0 | 0 | 0 | 0 | 0 | 0
[5 empty] | C3 | 0 | 0 | 0 | 0 | 0 | 0 | 0 | 0 | 0 | 0 | 0 | 0 | 0 | 0 | 0 | 0 | 0 | 0 | 0 | 0 | 0 | 0 | 0 | 0 | 0 | 0 | 0 | 0 | 0 | 0 | 0 | 0 | 0 | 0 | 0 | 0
[5 empty] | C4 | 0 | 0 | 0 | 0 | 0 | 0 | 0 | 0 | 0 | 0 | 0 | 0 | 0 | 0 | 0 | 0 | 0 | 0 | 0 | 0 | 0 | 0 | 0 | 0 | 0 | 0 | 0 | 0 | 0 | 0 | 0 | 0 | 0 | 0 | 0 | 0
|  | 0 | 0 | 0 |  | 0 | 0 | 0 | 0 | 0 |  | 0 | 0 | 0 | 0 | 0 |  | 0 | 0 | 0 | 0 | 0 |  | 0 | 0 | 0 | 0 | 0 |  | 0 | 0 | 0 | 0 | 0 |  | 0 | 0 | 0 | 0 | 0
| [Please insert new asset category as required] |  |  |  | C1 | 0 | 0 | 0 | 0 | 0 | 0 | 0 | 0 | 0 | 0 | 0 | 0 | 0 | 0 | 0 | 0 | 0 | 0 | 0 | 0 | 0 | 0 | 0 | 0 | 0 | 0 | 0 | 0 | 0 | 0 | 0 | 0 | 0 | 0 | 0 | 0
[5 empty] | C2 | 0 | 0 | 0 | 0 | 0 | 0 | 0 | 0 | 0 | 0 | 0 | 0 | 0 | 0 | 0 | 0 | 0 | 0 | 0 | 0 | 0 | 0 | 0 | 0 | 0 | 0 | 0 | 0 | 0 | 0 | 0 | 0 | 0 | 0 | 0 | 0
[5 empty] | C3 | 0 | 0 | 0 | 0 | 0 | 0 | 0 | 0 | 0 | 0 | 0 | 0 | 0 | 0 | 0 | 0 | 0 | 0 | 0 | 0 | 0 | 0 | 0 | 0 | 0 | 0 | 0 | 0 | 0 | 0 | 0 | 0 | 0 | 0 | 0 | 0
[5 empty] | C4 | 0 | 0 | 0 | 0 | 0 | 0 | 0 | 0 | 0 | 0 | 0 | 0 | 0 | 0 | 0 | 0 | 0 | 0 | 0 | 0 | 0 | 0 | 0 | 0 | 0 | 0 | 0 | 0 | 0 | 0 | 0 | 0 | 0 | 0 | 0 | 0
|  | 0 | 0 | 0 |  | 0 | 0 | 0 | 0 | 0 |  | 0 | 0 | 0 | 0 | 0 |  | 0 | 0 | 0 | 0 | 0 |  | 0 | 0 | 0 | 0 | 0 |  | 0 | 0 | 0 | 0 | 0 |  | 0 | 0 | 0 | 0 | 0
| [Please insert new asset category as required] |  |  |  | C1 | 0 | 0 | 0 | 0 | 0 | 0 | 0 | 0 | 0 | 0 | 0 | 0 | 0 | 0 | 0 | 0 | 0 | 0 | 0 | 0 | 0 | 0 | 0 | 0 | 0 | 0 | 0 | 0 | 0 | 0 | 0 | 0 | 0 | 0 | 0 | 0
[5 empty] | C2 | 0 | 0 | 0 | 0 | 0 | 0 | 0 | 0 | 0 | 0 | 0 | 0 | 0 | 0 | 0 | 0 | 0 | 0 | 0 | 0 | 0 | 0 | 0 | 0 | 0 | 0 | 0 | 0 | 0 | 0 | 0 | 0 | 0 | 0 | 0 | 0
[5 empty] | C3 | 0 | 0 | 0 | 0 | 0 | 0 | 0 | 0 | 0 | 0 | 0 | 0 | 0 | 0 | 0 | 0 | 0 | 0 | 0 | 0 | 0 | 0 | 0 | 0 | 0 | 0 | 0 | 0 | 0 | 0 | 0 | 0 | 0 | 0 | 0 | 0
[5 empty] | C4 | 0 | 0 | 0 | 0 | 0 | 0 | 0 | 0 | 0 | 0 | 0 | 0 | 0 | 0 | 0 | 0 | 0 | 0 | 0 | 0 | 0 | 0 | 0 | 0 | 0 | 0 | 0 | 0 | 0 | 0 | 0 | 0 | 0 | 0 | 0 | 0
|  | 0 | 0 | 0 |  | 0 | 0 | 0 | 0 | 0 |  | 0 | 0 | 0 | 0 | 0 |  | 0 | 0 | 0 | 0 | 0 |  | 0 | 0 | 0 | 0 | 0 |  | 0 | 0 | 0 | 0 | 0 |  | 0 | 0 | 0 | 0 | 0
| [Please insert new asset category as required] |  |  |  | C1 | 0 | 0 | 0 | 0 | 0 | 0 | 0 | 0 | 0 | 0 | 0 | 0 | 0 | 0 | 0 | 0 | 0 | 0 | 0 | 0 | 0 | 0 | 0 | 0 | 0 | 0 | 0 | 0 | 0 | 0 | 0 | 0 | 0 | 0 | 0 | 0
[5 empty] | C2 | 0 | 0 | 0 | 0 | 0 | 0 | 0 | 0 | 0 | 0 | 0 | 0 | 0 | 0 | 0 | 0 | 0 | 0 | 0 | 0 | 0 | 0 | 0 | 0 | 0 | 0 | 0 | 0 | 0 | 0 | 0 | 0 | 0 | 0 | 0 | 0
[5 empty] | C3 | 0 | 0 | 0 | 0 | 0 | 0 | 0 | 0 | 0 | 0 | 0 | 0 | 0 | 0 | 0 | 0 | 0 | 0 | 0 | 0 | 0 | 0 | 0 | 0 | 0 | 0 | 0 | 0 | 0 | 0 | 0 | 0 | 0 | 0 | 0 | 0
[5 empty] | C4 | 0 | 0 | 0 | 0 | 0 | 0 | 0 | 0 | 0 | 0 | 0 | 0 | 0 | 0 | 0 | 0 | 0 | 0 | 0 | 0 | 0 | 0 | 0 | 0 | 0 | 0 | 0 | 0 | 0 | 0 | 0 | 0 | 0 | 0 | 0 | 0
|  | 0 | 0 | 0 |  | 0 | 0 | 0 | 0 | 0 |  | 0 | 0 | 0 | 0 | 0 |  | 0 | 0 | 0 | 0 | 0 |  | 0 | 0 | 0 | 0 | 0 |  | 0 | 0 | 0 | 0 | 0 |  | 0 | 0 | 0 | 0 | 0
| [Please insert new asset category as required] |  |  |  | C1 | 0 | 0 | 0 | 0 | 0 | 0 | 0 | 0 | 0 | 0 | 0 | 0 | 0 | 0 | 0 | 0 | 0 | 0 | 0 | 0 | 0 | 0 | 0 | 0 | 0 | 0 | 0 | 0 | 0 | 0 | 0 | 0 | 0 | 0 | 0 | 0
[5 empty] | C2 | 0 | 0 | 0 | 0 | 0 | 0 | 0 | 0 | 0 | 0 | 0 | 0 | 0 | 0 | 0 | 0 | 0 | 0 | 0 | 0 | 0 | 0 | 0 | 0 | 0 | 0 | 0 | 0 | 0 | 0 | 0 | 0 | 0 | 0 | 0 | 0
[5 empty] | C3 | 0 | 0 | 0 | 0 | 0 | 0 | 0 | 0 | 0 | 0 | 0 | 0 | 0 | 0 | 0 | 0 | 0 | 0 | 0 | 0 | 0 | 0 | 0 | 0 | 0 | 0 | 0 | 0 | 0 | 0 | 0 | 0 | 0 | 0 | 0 | 0
[5 empty] | C4 | 0 | 0 | 0 | 0 | 0 | 0 | 0 | 0 | 0 | 0 | 0 | 0 | 0 | 0 | 0 | 0 | 0 | 0 | 0 | 0 | 0 | 0 | 0 | 0 | 0 | 0 | 0 | 0 | 0 | 0 | 0 | 0 | 0 | 0 | 0 | 0
|  | 0 | 0 | 0 |  | 0 | 0 | 0 | 0 | 0 |  | 0 | 0 | 0 | 0 | 0 |  | 0 | 0 | 0 | 0 | 0 |  | 0 | 0 | 0 | 0 | 0 |  | 0 | 0 | 0 | 0 | 0 |  | 0 | 0 | 0 | 0 | 0
EHV Network
| EHV Switchgear (GM) |  |  |  | C1 | 215 | 458 | 214 | 23 | 27 | 937 | 174 | 460 | 214 | 24 | 45 | 917 | 213.4363 | 334.4419 | 342.9682 | 42.9724 | 2.2838 | 936.1026 | 184 | 319 | 345 | 45 | 41 | 934 | 247.7959 | 249.3426 | 369.6213 | 70.5763 | 3.9204 | 941.2565 | 170 | 231 | 377 | 75 | 83 | 936
[5 empty] | C2 | 77 | 163 | 76 | 8 | 9 | 333 | 62 | 164 | 77 | 9 | 16 | 328 | 76.5019 | 119.5092 | 122.2751 | 16.2766 | 1.1873 | 335.7501 | 66 | 114 | 123 | 17 | 15 | 335 | 87.7551 | 88.5441 | 132.3675 | 25.4218 | 1.7869 | 335.8753 | 60 | 82 | 135 | 27 | 30 | 334
[5 empty] | C3 | 68 | 144 | 67 | 7 | 8 | 294 | 55 | 144 | 67 | 8 | 14 | 288 | 67.2355 | 104.8448 | 107.3625 | 14.3638 | 0.85294 | 294.6597 | 58 | 100 | 108 | 15 | 13 | 294 | 77.4082 | 77.7549 | 116.685 | 22.6121 | 1.1891 | 295.6492 | 53 | 72 | 119 | 24 | 26 | 294
[5 empty] | C4 | 50 | 106 | 50 | 5 | 6 | 217 | 40 | 107 | 50 | 6 | 10 | 213 | 49.8263 | 77.581 | 79.5288 | 10.5298 | 1.0217 | 218.4876 | 43 | 74 | 80 | 11 | 10 | 218 | 57.0408 | 57.2536 | 86.2889 | 16.9741 | 0.66149 | 218.219 | 39 | 53 | 88 | 18 | 19 | 217
|  | Yes | 1781 | 1791 |  | 410 | 871 | 407 | 43 | 50 |  | 331 | 875 | 408 | 47 | 85 |  | 407 | 636.377 | 652.1346 | 84.1426 | 5.3458 |  | 351 | 607 | 656 | 88 | 79 |  | 470 | 472.8953 | 704.9626 | 135.5843 | 7.5578 |  | 322 | 438 | 719 | 144 | 158
| EHV Transformer |  |  |  | C1 | 45 | 96 | 206 | 43 | 49 | 439 | 35 | 95 | 206 | 43 | 59 | 438 | 54.6371 | 90.6902 | 158.6147 | 89.7132 | 49.6177 | 443.2729 | 29 | 75 | 143 | 90 | 102 | 439 | 82.872 | 107.6162 | 76.4841 | 87.4981 | 90.0232 | 444.4937 | 20 | 76 | 45 | 88 | 210 | 439
[5 empty] | C2 | 19 | 42 | 90 | 19 | 22 | 192 | 15 | 42 | 90 | 19 | 25 | 191 | 24.1646 | 39.8328 | 68.7999 | 38.8751 | 22.1883 | 193.8608 | 13 | 33 | 62 | 39 | 45 | 192 | 36.3797 | 46.7683 | 32.7108 | 38.7814 | 39.7521 | 194.3924 | 9 | 33 | 19 | 39 | 92 | 192
[5 empty] | C3 | 5 | 12 | 25 | 5 | 6 | 53 | 4 | 12 | 25 | 5 | 7 | 53 | 7.1308 | 10.9161 | 18.9069 | 10.965 | 6.6031 | 54.5218 | 4 | 9 | 17 | 11 | 13 | 54 | 9.6779 | 12.861 | 8.8448 | 10.9387 | 11.3485 | 53.6709 | 2 | 9 | 5 | 11 | 26 | 53
[5 empty] | C4 | 4 | 8 | 17 | 3 | 4 | 36 | 3 | 8 | 17 | 3 | 5 | 36 | 4.0675 | 7.2653 | 13.2592 | 6.9769 | 3.7756 | 35.3446 | 2 | 6 | 12 | 7 | 8 | 35 | 7.0703 | 8.5497 | 6.539 | 6.9595 | 7.3245 | 36.443 | 2 | 6 | 4 | 7 | 17 | 36
|  | Yes | 720 | 729 |  | 73 | 158 | 338 | 70 | 81 |  | 57 | 157 | 338 | 70 | 96 |  | 90 | 148.7044 | 259.5808 | 146.5301 | 82.1847 |  | 48 | 123 | 234 | 147 | 168 |  | 136 | 175.7952 | 124.5788 | 144.1777 | 148.4482 |  | 33 | 124 | 73 | 145 | 345
| EHV UG Cable (Gas) |  |  |  | C1 | 0 | 0 | 0 | 0 | 0 | 0 | 0 | 0 | 0 | 0 | 0 | 0 | 0 | 0 | 0 | 0 | 0 | 0 | 0 | 0 | 0 | 0 | 0 | 0 | 0 | 0 | 0 | 0 | 0 | 0 | 0 | 0 | 0 | 0 | 0 | 0
[5 empty] | C2 | 2.9791 | 33.92 | 35.102 | 93.8026 | 61.2642 | 227.0678 | 2.9321 | 33.932 | 35.1378 | 100.9511 | 61.287 | 234.2399 | 0.34134 | 26.886 | 37.7396 | 70.8181 | 83.2452 | 219.0303 | 0.34134 | 26.886 | 37.7396 | 78.8553 | 83.2452 | 227.0675 | 0.34134 | 12.8181 | 39.8921 | 9.7067 | 148.3093 | 211.0675 | 0.34134 | 12.8181 | 39.8921 | 25.7067 | 148.3093 | 227.0675
[5 empty] | C3 | 0 | 0 | 0 | 0 | 0 | 0 | 0 | 0 | 0 | 0 | 0 | 0 | 0 | 0 | 0 | 0 | 0 | 0 | 0 | 0 | 0 | 0 | 0 | 0 | 0 | 0 | 0 | 0 | 0 | 0 | 0 | 0 | 0 | 0 | 0 | 0
[5 empty] | C4 | 0 | 0 | 0 | 0 | 0 | 0 | 0 | 0 | 0 | 0 | 0 | 0 | 0 | 0 | 0 | 0 | 0 | 0 | 0 | 0 | 0 | 0 | 0 | 0 | 0 | 0 | 0 | 0 | 0 | 0 | 0 | 0 | 0 | 0 | 0 | 0
|  | Yes | 227.0678 | 211.0675 |  | 2.9791 | 33.92 | 35.102 | 93.8026 | 61.2642 |  | 2.9321 | 33.932 | 35.1378 | 100.9511 | 61.287 |  | 0.34134 | 26.886 | 37.7396 | 70.8181 | 83.2452 |  | 0.34134 | 26.886 | 37.7396 | 78.8553 | 83.2452 |  | 0.34134 | 12.8181 | 39.8921 | 9.7067 | 148.3093 |  | 0.34134 | 12.8181 | 39.8921 | 25.7067 | 148.3093
| EHV UG Cable (Oil) |  |  |  | C1 | 1.6369 | 2.5218 | 2.8663 | 6.9395 | 3.1171 | 17.0815 | 1.63 | 2.5796 | 3.0569 | 8.8085 | 4.8454 | 20.9204 | 0.023045 | 3.5381 | 2.84 | 4.9598 | 4.4062 | 15.7673 | 0.0090919 | 3.5395 | 2.8444 | 5.6227 | 5.0659 | 17.0815 | 0.036999 | 2.2727 | 3.4151 | 0.40936 | 8.331 | 14.4652 | 0.0090919 | 2.2753 | 3.4238 | 1.729 | 9.6443 | 17.0815
[5 empty] | C2 | 23.651 | 36.4363 | 41.4126 | 100.2639 | 45.0362 | 246.8 | 23.5502 | 37.2712 | 44.1675 | 127.2676 | 70.0084 | 302.2649 | 0.33297 | 51.1204 | 41.034 | 71.661 | 63.6627 | 227.811 | 0.13136 | 51.1394 | 41.0967 | 81.2383 | 73.1937 | 246.7995 | 0.53457 | 32.837 | 49.3424 | 5.9146 | 120.3699 | 208.9984 | 0.13136 | 32.875 | 49.4679 | 24.9812 | 139.3439 | 246.7995
[5 empty] | C3 | 2.8672 | 4.4172 | 5.0205 | 12.155 | 5.4598 | 29.9197 | 2.855 | 4.5184 | 5.3544 | 15.4287 | 8.4871 | 36.6437 | 0.040366 | 6.1973 | 4.9746 | 8.6875 | 7.7179 | 27.6176 | 0.015925 | 6.1996 | 4.9822 | 9.8485 | 8.8733 | 29.9196 | 0.064807 | 3.9808 | 5.9818 | 0.71703 | 14.5925 | 25.337 | 0.015925 | 3.9855 | 5.997 | 3.0285 | 16.8927 | 29.9196
[5 empty] | C4 | 0 | 0 | 0 | 0 | 0 | 0 | 0 | 0 | 0 | 0 | 0 | 0 | 0 | 0 | 0 | 0 | 0 | 0 | 0 | 0 | 0 | 0 | 0 | 0 | 0 | 0 | 0 | 0 | 0 | 0 | 0 | 0 | 0 | 0 | 0 | 0
|  | Yes | 293.8012 | 248.8005 |  | 28.1551 | 43.3753 | 49.2994 | 119.3584 | 53.613 |  | 28.0351 | 44.3692 | 52.5789 | 151.5048 | 83.3409 |  | 0.39638 | 60.8559 | 48.8486 | 85.3083 | 75.7868 |  | 0.15638 | 60.8785 | 48.9233 | 96.7095 | 87.1329 |  | 0.63638 | 39.0905 | 58.7393 | 7.041 | 143.2934 |  | 0.15638 | 39.1358 | 58.8887 | 29.7387 | 165.8809
| EHV UG Cable (Non Pressurised) |  |  |  | C1 | 0 | 0 | 0 | 0 | 0 | 0 | 0 | 0 | 0 | 0 | 0 | 0 | 0 | 0 | 0 | 0 | 0 | 0 | 0 | 0 | 0 | 0 | 0 | 0 | 0 | 0 | 0 | 0 | 0 | 0 | 0 | 0 | 0 | 0 | 0 | 0
[5 empty] | C2 | 0 | 0 | 0 | 0 | 0 | 0 | 0 | 0 | 0 | 0 | 0 | 0 | 0 | 0 | 0 | 0 | 0 | 0 | 0 | 0 | 0 | 0 | 0 | 0 | 0 | 0 | 0 | 0 | 0 | 0 | 0 | 0 | 0 | 0 | 0 | 0
[5 empty] | C3 | 0 | 0 | 0 | 0 | 0 | 0 | 0 | 0 | 0 | 0 | 0 | 0 | 0 | 0 | 0 | 0 | 0 | 0 | 0 | 0 | 0 | 0 | 0 | 0 | 0 | 0 | 0 | 0 | 0 | 0 | 0 | 0 | 0 | 0 | 0 | 0
[5 empty] | C4 | 0 | 0 | 0 | 0 | 0 | 0 | 0 | 0 | 0 | 0 | 0 | 0 | 0 | 0 | 0 | 0 | 0 | 0 | 0 | 0 | 0 | 0 | 0 | 0 | 0 | 0 | 0 | 0 | 0 | 0 | 0 | 0 | 0 | 0 | 0 | 0
|  | No | 0 | 0 |  | 0 | 0 | 0 | 0 | 0 |  | 0 | 0 | 0 | 0 | 0 |  | 0 | 0 | 0 | 0 | 0 |  | 0 | 0 | 0 | 0 | 0 |  | 0 | 0 | 0 | 0 | 0 |  | 0 | 0 | 0 | 0 | 0
| EHV OHL Support - Towers |  |  |  | C1 | 26 | 441 | 68 | 24 | 134 | 693 | 26 | 395 | 94 | 40 | 140 | 695 | 76.0081 | 361.7835 | 159.7108 | 11.6306 | 82.867 | 692 | 0 | 261 | 208 | 52 | 171 | 692 | 150.5259 | 359.6005 | 59.4642 | 43.2261 | 53.1021 | 665.9188 | 0 | 170 | 162 | 127 | 233 | 692
[5 empty] | C2 | 0 | 0 | 0 | 0 | 0 | 0 | 0 | 0 | 0 | 0 | 0 | 0 | 0 | 0 | 0 | 0 | 0 | 0 | 0 | 0 | 0 | 0 | 0 | 0 | 0 | 0 | 0 | 0 | 0 | 0 | 0 | 0 | 0 | 0 | 0 | 0
[5 empty] | C3 | 0 | 4 | 1 | 0 | 1 | 6 | 0 | 4 | 1 | 0 | 1 | 6 | 0.72487 | 3.1176 | 1.3831 | 0.61501 | 1.1595 | 7 | 0 | 2 | 2 | 1 | 2 | 7 | 1.4355 | 4.1259 | 0.70437 | 0.20107 | 0.28435 | 6.7513 | 0 | 2 | 2 | 1 | 2 | 7
[5 empty] | C4 | 8 | 147 | 23 | 8 | 45 | 231 | 8 | 131 | 31 | 13 | 46 | 229 | 25.267 | 125.9547 | 47.4957 | 4.5802 | 27.7024 | 231 | 0 | 87 | 69 | 18 | 57 | 231 | 50.0386 | 131.1044 | 8.8381 | 14.1515 | 18.1974 | 222.3299 | 0 | 57 | 54 | 42 | 78 | 231
|  | Yes | 930 | 895 |  | 34 | 592 | 92 | 32 | 180 |  | 34 | 530 | 126 | 53 | 187 |  | 102 | 490.8557 | 208.5896 | 16.8259 | 111.7289 |  | 0 | 350 | 279 | 71 | 230 |  | 202 | 494.8308 | 69.0067 | 57.5786 | 71.5838 |  | 0 | 229 | 218 | 170 | 313
| EHV OHL Support - Poles |  |  |  | C1 | 12 | 112 | 108 | 21 | 10 | 263 | 2 | 114 | 110 | 24 | 15 | 265 | 17.1855 | 94 | 122 | 23.4443 | 8.3701 | 265 | 12 | 94 | 122 | 25 | 12 | 265 | 23.9941 | 82 | 127 | 24.876 | 8.7108 | 266.5809 | 12 | 82 | 127 | 28 | 16 | 265
[5 empty] | C2 | 423 | 3799 | 3664 | 722 | 332 | 8940 | 52 | 3863 | 3736 | 805 | 507 | 8963 | 592.4469 | 3167 | 4116 | 793.3659 | 270.1872 | 8939 | 417 | 3167 | 4116 | 846 | 393 | 8939 | 818.81 | 2761 | 4281 | 853.304 | 278.3759 | 8992.4899 | 413 | 2761 | 4281 | 959 | 525 | 8939
[5 empty] | C3 | 157 | 1412 | 1363 | 268 | 124 | 3324 | 19 | 1436 | 1389 | 300 | 188 | 3332 | 220.2385 | 1178 | 1530 | 295.4284 | 100.333 | 3324 | 155 | 1178 | 1530 | 315 | 146 | 3324 | 304.8972 | 1027 | 1591 | 317.6978 | 103.2948 | 3343.8898 | 154 | 1027 | 1591 | 357 | 195 | 3324
[5 empty] | C4 | 0 | 3 | 3 | 1 | 0 | 7 | 0 | 3 | 3 | 1 | 0 | 7 | 0.1291 | 2 | 3 | 0.96127 | -0.09037 | 6 | 0 | 2 | 3 | 1 | 0 | 6 | 0.29861 | 2 | 3 | 0.92223 | -0.18147 | 6.0394 | 0 | 2 | 3 | 1 | 0 | 6
|  | 0 | 12534 | 12609 |  | 592 | 5326 | 5138 | 1012 | 466 |  | 73 | 5416 | 5238 | 1130 | 710 |  | 830 | 4441 | 5771 | 1113.2 | 378.8 |  | 584 | 4441 | 5771 | 1187 | 551 |  | 1148 | 3872 | 6002 | 1196.8 | 390.2 |  | 579 | 3872 | 6002 | 1345 | 736
| EHV OHL Fittings and Conductors (Tower Lines) |  |  |  | C1 | 60.0911 | 197.1135 | 4.2075 | 0.74518 | 2.2355 | 264.3928 | 0 | 235.0812 | 14.1584 | 0.74518 | 2.2355 | 252.2203 | 62.3267 | 168.3496 | 23.284 | 4.4711 | 5.9614 | 264.3928 | 60.0911 | 168.7967 | 25.0724 | 4.4711 | 5.9614 | 264.3928 | 62.3267 | 136.5441 | 16.3403 | 18.6294 | 20.1198 | 253.9603 | 60.0911 | 147.1866 | 18.3658 | 18.6294 | 20.1198 | 264.3928
[5 empty] | C2 | 0.081868 | 0.26855 | 0.0057322 | 0.0010152 | 0.0030457 | 0.36021 | 0 | 0.32027 | 0.019289 | 0.0010152 | 0.0030457 | 0.34362 | 0.084914 | 0.22936 | 0.031722 | 0.0060914 | 0.0081218 | 0.36021 | 0.081868 | 0.22997 | 0.034159 | 0.0060914 | 0.0081218 | 0.36021 | 0.084914 | 0.18603 | 0.022262 | 0.025381 | 0.027411 | 0.34599 | 0.081868 | 0.20053 | 0.025022 | 0.025381 | 0.027411 | 0.36021
[5 empty] | C3 | 0.49121 | 1.6113 | 0.034393 | 0.0060914 | 0.018274 | 2.1612 | 0 | 1.9216 | 0.11574 | 0.0060914 | 0.018274 | 2.0617 | 0.50948 | 1.3762 | 0.19033 | 0.036548 | 0.048731 | 2.1612 | 0.49121 | 1.3798 | 0.20495 | 0.036548 | 0.048731 | 2.1612 | 0.50948 | 1.1162 | 0.13357 | 0.15228 | 0.16447 | 2.076 | 0.49121 | 1.2032 | 0.15013 | 0.15228 | 0.16447 | 2.1612
[5 empty] | C4 | 19.9758 | 65.5255 | 1.3987 | 0.24772 | 0.74315 | 87.8908 | 0 | 78.1469 | 4.7066 | 0.24772 | 0.74315 | 83.8443 | 20.7189 | 55.9636 | 7.7402 | 1.4863 | 1.9817 | 87.8908 | 19.9758 | 56.1123 | 8.3347 | 1.4863 | 1.9817 | 87.8908 | 20.7189 | 45.3907 | 5.4319 | 6.1929 | 6.6883 | 84.4228 | 19.9758 | 48.9285 | 6.1053 | 6.1929 | 6.6883 | 87.8908
|  | 0 | 354.805 | 340.805 |  | 80.64 | 264.5188 | 5.6462 | 1 | 3 |  | 0 | 315.47 | 19 | 1 | 3 |  | 83.64 | 225.9188 | 31.2462 | 6 | 8 |  | 80.64 | 226.5188 | 33.6462 | 6 | 8 |  | 83.64 | 183.2369 | 21.9281 | 25 | 27 |  | 80.64 | 197.5188 | 24.6462 | 25 | 27
| [Please insert new asset category as required] |  |  |  | C1 | 0 | 0 | 0 | 0 | 0 | 0 | 0 | 0 | 0 | 0 | 0 | 0 | 0 | 0 | 0 | 0 | 0 | 0 | 0 | 0 | 0 | 0 | 0 | 0 | 0 | 0 | 0 | 0 | 0 | 0 | 0 | 0 | 0 | 0 | 0 | 0
[5 empty] | C2 | 0 | 0 | 0 | 0 | 0 | 0 | 0 | 0 | 0 | 0 | 0 | 0 | 0 | 0 | 0 | 0 | 0 | 0 | 0 | 0 | 0 | 0 | 0 | 0 | 0 | 0 | 0 | 0 | 0 | 0 | 0 | 0 | 0 | 0 | 0 | 0
[5 empty] | C3 | 0 | 0 | 0 | 0 | 0 | 0 | 0 | 0 | 0 | 0 | 0 | 0 | 0 | 0 | 0 | 0 | 0 | 0 | 0 | 0 | 0 | 0 | 0 | 0 | 0 | 0 | 0 | 0 | 0 | 0 | 0 | 0 | 0 | 0 | 0 | 0
[5 empty] | C4 | 0 | 0 | 0 | 0 | 0 | 0 | 0 | 0 | 0 | 0 | 0 | 0 | 0 | 0 | 0 | 0 | 0 | 0 | 0 | 0 | 0 | 0 | 0 | 0 | 0 | 0 | 0 | 0 | 0 | 0 | 0 | 0 | 0 | 0 | 0 | 0
|  | 0 | 0 | 0 |  | 0 | 0 | 0 | 0 | 0 |  | 0 | 0 | 0 | 0 | 0 |  | 0 | 0 | 0 | 0 | 0 |  | 0 | 0 | 0 | 0 | 0 |  | 0 | 0 | 0 | 0 | 0 |  | 0 | 0 | 0 | 0 | 0
| [Please insert new asset category as required] |  |  |  | C1 | 0 | 0 | 0 | 0 | 0 | 0 | 0 | 0 | 0 | 0 | 0 | 0 | 0 | 0 | 0 | 0 | 0 | 0 | 0 | 0 | 0 | 0 | 0 | 0 | 0 | 0 | 0 | 0 | 0 | 0 | 0 | 0 | 0 | 0 | 0 | 0
[5 empty] | C2 | 0 | 0 | 0 | 0 | 0 | 0 | 0 | 0 | 0 | 0 | 0 | 0 | 0 | 0 | 0 | 0 | 0 | 0 | 0 | 0 | 0 | 0 | 0 | 0 | 0 | 0 | 0 | 0 | 0 | 0 | 0 | 0 | 0 | 0 | 0 | 0
[5 empty] | C3 | 0 | 0 | 0 | 0 | 0 | 0 | 0 | 0 | 0 | 0 | 0 | 0 | 0 | 0 | 0 | 0 | 0 | 0 | 0 | 0 | 0 | 0 | 0 | 0 | 0 | 0 | 0 | 0 | 0 | 0 | 0 | 0 | 0 | 0 | 0 | 0
[5 empty] | C4 | 0 | 0 | 0 | 0 | 0 | 0 | 0 | 0 | 0 | 0 | 0 | 0 | 0 | 0 | 0 | 0 | 0 | 0 | 0 | 0 | 0 | 0 | 0 | 0 | 0 | 0 | 0 | 0 | 0 | 0 | 0 | 0 | 0 | 0 | 0 | 0
|  | 0 | 0 | 0 |  | 0 | 0 | 0 | 0 | 0 |  | 0 | 0 | 0 | 0 | 0 |  | 0 | 0 | 0 | 0 | 0 |  | 0 | 0 | 0 | 0 | 0 |  | 0 | 0 | 0 | 0 | 0 |  | 0 | 0 | 0 | 0 | 0
| [Please insert new asset category as required] |  |  |  | C1 | 0 | 0 | 0 | 0 | 0 | 0 | 0 | 0 | 0 | 0 | 0 | 0 | 0 | 0 | 0 | 0 | 0 | 0 | 0 | 0 | 0 | 0 | 0 | 0 | 0 | 0 | 0 | 0 | 0 | 0 | 0 | 0 | 0 | 0 | 0 | 0
[5 empty] | C2 | 0 | 0 | 0 | 0 | 0 | 0 | 0 | 0 | 0 | 0 | 0 | 0 | 0 | 0 | 0 | 0 | 0 | 0 | 0 | 0 | 0 | 0 | 0 | 0 | 0 | 0 | 0 | 0 | 0 | 0 | 0 | 0 | 0 | 0 | 0 | 0
[5 empty] | C3 | 0 | 0 | 0 | 0 | 0 | 0 | 0 | 0 | 0 | 0 | 0 | 0 | 0 | 0 | 0 | 0 | 0 | 0 | 0 | 0 | 0 | 0 | 0 | 0 | 0 | 0 | 0 | 0 | 0 | 0 | 0 | 0 | 0 | 0 | 0 | 0
[5 empty] | C4 | 0 | 0 | 0 | 0 | 0 | 0 | 0 | 0 | 0 | 0 | 0 | 0 | 0 | 0 | 0 | 0 | 0 | 0 | 0 | 0 | 0 | 0 | 0 | 0 | 0 | 0 | 0 | 0 | 0 | 0 | 0 | 0 | 0 | 0 | 0 | 0
|  | 0 | 0 | 0 |  | 0 | 0 | 0 | 0 | 0 |  | 0 | 0 | 0 | 0 | 0 |  | 0 | 0 | 0 | 0 | 0 |  | 0 | 0 | 0 | 0 | 0 |  | 0 | 0 | 0 | 0 | 0 |  | 0 | 0 | 0 | 0 | 0
| [Please insert new asset category as required] |  |  |  | C1 | 0 | 0 | 0 | 0 | 0 | 0 | 0 | 0 | 0 | 0 | 0 | 0 | 0 | 0 | 0 | 0 | 0 | 0 | 0 | 0 | 0 | 0 | 0 | 0 | 0 | 0 | 0 | 0 | 0 | 0 | 0 | 0 | 0 | 0 | 0 | 0
[5 empty] | C2 | 0 | 0 | 0 | 0 | 0 | 0 | 0 | 0 | 0 | 0 | 0 | 0 | 0 | 0 | 0 | 0 | 0 | 0 | 0 | 0 | 0 | 0 | 0 | 0 | 0 | 0 | 0 | 0 | 0 | 0 | 0 | 0 | 0 | 0 | 0 | 0
[5 empty] | C3 | 0 | 0 | 0 | 0 | 0 | 0 | 0 | 0 | 0 | 0 | 0 | 0 | 0 | 0 | 0 | 0 | 0 | 0 | 0 | 0 | 0 | 0 | 0 | 0 | 0 | 0 | 0 | 0 | 0 | 0 | 0 | 0 | 0 | 0 | 0 | 0
[5 empty] | C4 | 0 | 0 | 0 | 0 | 0 | 0 | 0 | 0 | 0 | 0 | 0 | 0 | 0 | 0 | 0 | 0 | 0 | 0 | 0 | 0 | 0 | 0 | 0 | 0 | 0 | 0 | 0 | 0 | 0 | 0 | 0 | 0 | 0 | 0 | 0 | 0
|  | 0 | 0 | 0 |  | 0 | 0 | 0 | 0 | 0 |  | 0 | 0 | 0 | 0 | 0 |  | 0 | 0 | 0 | 0 | 0 |  | 0 | 0 | 0 | 0 | 0 |  | 0 | 0 | 0 | 0 | 0 |  | 0 | 0 | 0 | 0 | 0
| [Please insert new asset category as required] |  |  |  | C1 | 0 | 0 | 0 | 0 | 0 | 0 | 0 | 0 | 0 | 0 | 0 | 0 | 0 | 0 | 0 | 0 | 0 | 0 | 0 | 0 | 0 | 0 | 0 | 0 | 0 | 0 | 0 | 0 | 0 | 0 | 0 | 0 | 0 | 0 | 0 | 0
[5 empty] | C2 | 0 | 0 | 0 | 0 | 0 | 0 | 0 | 0 | 0 | 0 | 0 | 0 | 0 | 0 | 0 | 0 | 0 | 0 | 0 | 0 | 0 | 0 | 0 | 0 | 0 | 0 | 0 | 0 | 0 | 0 | 0 | 0 | 0 | 0 | 0 | 0
[5 empty] | C3 | 0 | 0 | 0 | 0 | 0 | 0 | 0 | 0 | 0 | 0 | 0 | 0 | 0 | 0 | 0 | 0 | 0 | 0 | 0 | 0 | 0 | 0 | 0 | 0 | 0 | 0 | 0 | 0 | 0 | 0 | 0 | 0 | 0 | 0 | 0 | 0
[5 empty] | C4 | 0 | 0 | 0 | 0 | 0 | 0 | 0 | 0 | 0 | 0 | 0 | 0 | 0 | 0 | 0 | 0 | 0 | 0 | 0 | 0 | 0 | 0 | 0 | 0 | 0 | 0 | 0 | 0 | 0 | 0 | 0 | 0 | 0 | 0 | 0 | 0
|  | 0 | 0 | 0 |  | 0 | 0 | 0 | 0 | 0 |  | 0 | 0 | 0 | 0 | 0 |  | 0 | 0 | 0 | 0 | 0 |  | 0 | 0 | 0 | 0 | 0 |  | 0 | 0 | 0 | 0 | 0 |  | 0 | 0 | 0 | 0 | 0
132kV Network
| 132kV CBs |  |  |  | C1 | 43 | 16 | 2 | 2 | 14 | 77 | 40 | 16 | 2 | 2 | 15 | 75 | 41.6124 | 21.6021 | 4 | 2.3979 | 7.1886 | 76.801 | 32 | 20 | 4 | 4 | 16 | 76 | 44.2196 | 26.2041 | 4 | 1.7959 | 2.7829 | 79.0026 | 29 | 23 | 4 | 5 | 16 | 77
[5 empty] | C2 | 15 | 6 | 1 | 0 | 5 | 27 | 14 | 6 | 1 | 0 | 5 | 26 | 15.3695 | 7.5616 | 1 | 1.4384 | 2.9113 | 28.2808 | 12 | 7 | 1 | 2 | 6 | 28 | 15.3351 | 9.1232 | 2 | 0.87683 | 1.3669 | 28.702 | 10 | 8 | 2 | 2 | 6 | 28
[5 empty] | C3 | 50 | 21 | 3 | 1 | 15 | 90 | 46 | 18 | 3 | 1 | 17 | 85 | 49.0181 | 24.8363 | 5 | 3.1637 | 8.9001 | 90.9182 | 38 | 23 | 5 | 5 | 19 | 90 | 50.4453 | 30.6727 | 5 | 1.3273 | 3.8501 | 91.2954 | 33 | 27 | 5 | 5 | 19 | 89
[5 empty] | C4 | 0 | 0 | 0 | 0 | 0 | 0 | 0 | 0 | 0 | 0 | 0 | 0 | 0 | 0 | 0 | 0 | 0 | 0 | 0 | 0 | 0 | 0 | 0 | 0 | 0 | 0 | 0 | 0 | 0 | 0 | 0 | 0 | 0 | 0 | 0 | 0
|  | Yes | 194 | 199 |  | 108 | 43 | 6 | 3 | 34 |  | 100 | 40 | 6 | 3 | 37 |  | 106 | 54 | 10 | 7 | 19 |  | 82 | 50 | 10 | 11 | 41 |  | 110 | 66 | 11 | 4 | 8 |  | 72 | 58 | 11 | 12 | 41
| 132kV Transformer |  |  |  | C1 | 12 | 19 | 15 | 7 | 6 | 59 | 5 | 19 | 15 | 7 | 11 | 57 | 13.1923 | 12.5577 | 16 | 16 | 2.25 | 60 | 11 | 10 | 16 | 16 | 7 | 60 | 18.3077 | 14.7579 | 5.7582 | 16.9369 | 5.6047 | 61.3654 | 11 | 10 | 6 | 17 | 17 | 61
[5 empty] | C2 | 10 | 17 | 14 | 6 | 4 | 51 | 5 | 15 | 14 | 6 | 10 | 50 | 11.8462 | 11.1538 | 13 | 13 | 1 | 50 | 10 | 9 | 13 | 13 | 5 | 50 | 15.1538 | 11.0066 | 4.7963 | 13.9469 | 5.404 | 50.3077 | 9 | 7 | 5 | 14 | 15 | 50
[5 empty] | C3 | 10 | 17 | 14 | 6 | 4 | 51 | 5 | 15 | 14 | 6 | 10 | 50 | 11.8462 | 11.1538 | 13 | 13 | 1 | 50 | 10 | 9 | 13 | 13 | 5 | 50 | 15.1538 | 11.0066 | 4.7963 | 13.9469 | 5.404 | 50.3077 | 9 | 7 | 5 | 14 | 15 | 50
[5 empty] | C4 | 1 | 1 | 1 | 0 | 0 | 3 | 0 | 1 | 1 | 0 | 1 | 3 | 1.1154 | 1.1346 | 1 | 1 | -0.25 | 4 | 1 | 1 | 1 | 1 | 0 | 4 | 1.3846 | 0.25042 | -0.012728 | 0.99668 | 0.40025 | 3.0192 | 1 | 0 | 0 | 1 | 1 | 3
|  | Yes | 164 | 165 |  | 33 | 54 | 44 | 19 | 14 |  | 15 | 50 | 44 | 19 | 32 |  | 38 | 36 | 43 | 43 | 4 |  | 32 | 29 | 43 | 43 | 17 |  | 50 | 37.0216 | 15.3381 | 45.8273 | 16.8129 |  | 30 | 24 | 16 | 46 | 48
| 132kV UG Cable (Gas) |  |  |  | C1 | 0 | 0 | 0 | 0 | 0 | 0 | 0 | 0 | 0 | 0 | 0 | 0 | 0 | 0 | 0 | 0 | 0 | 0 | 0 | 0 | 0 | 0 | 0 | 0 | 0 | 0 | 0 | 0 | 0 | 0 | 0 | 0 | 0 | 0 | 0 | 0
[5 empty] | C2 | 0 | 0 | 0 | 0 | 0 | 0 | 0 | 0 | 0 | 0 | 0 | 0 | 0 | 0 | 0 | 0 | 0 | 0 | 0 | 0 | 0 | 0 | 0 | 0 | 0 | 0 | 0 | 0 | 0 | 0 | 0 | 0 | 0 | 0 | 0 | 0
[5 empty] | C3 | 0 | 0 | 0 | 0 | 0 | 0 | 0 | 0 | 0 | 0 | 0 | 0 | 0 | 0 | 0 | 0 | 0 | 0 | 0 | 0 | 0 | 0 | 0 | 0 | 0 | 0 | 0 | 0 | 0 | 0 | 0 | 0 | 0 | 0 | 0 | 0
[5 empty] | C4 | 0 | 0 | 0 | 0 | 0 | 0 | 0 | 0 | 0 | 0 | 0 | 0 | 0 | 0 | 0 | 0 | 0 | 0 | 0 | 0 | 0 | 0 | 0 | 0 | 0 | 0 | 0 | 0 | 0 | 0 | 0 | 0 | 0 | 0 | 0 | 0
|  | No | 0 | 0 |  | 0 | 0 | 0 | 0 | 0 |  | 0 | 0 | 0 | 0 | 0 |  | 0 | 0 | 0 | 0 | 0 |  | 0 | 0 | 0 | 0 | 0 |  | 0 | 0 | 0 | 0 | 0 |  | 0 | 0 | 0 | 0 | 0
| 132kV UG Cable (Oil) |  |  |  | C1 | 0.069593 | 1.7577 | 3.5512 | 5.0591 | 0.48064 | 10.9182 | 0.068227 | 1.758 | 3.5519 | 5.1278 | 0.48064 | 10.9865 | 0.0036611 | 0.86464 | 2.3825 | 5.5428 | 1.717 | 10.5105 | 0.0009295 | 0.86512 | 2.3839 | 5.9513 | 1.717 | 10.9182 | 0.0063927 | 0.034213 | 2.2497 | 3.649 | 4.1888 | 10.1281 | 0.0009295 | 0.035179 | 2.2525 | 4.4407 | 4.1888 | 10.9182
[5 empty] | C2 | 0.74435 | 18.8005 | 37.9824 | 54.1109 | 5.1408 | 116.779 | 0.72974 | 18.8031 | 37.99 | 54.8457 | 5.1408 | 117.5094 | 0.039158 | 9.248 | 25.4824 | 59.2847 | 18.3642 | 112.4184 | 0.0099418 | 9.2532 | 25.4975 | 63.6541 | 18.3642 | 116.779 | 0.068375 | 0.36594 | 24.0625 | 39.0285 | 44.8028 | 108.328 | 0.0099418 | 0.37627 | 24.0928 | 47.4972 | 44.8028 | 116.779
[5 empty] | C3 | 0.2037 | 5.1451 | 10.3946 | 14.8085 | 1.4069 | 31.9588 | 0.19971 | 5.1458 | 10.3967 | 15.0096 | 1.4069 | 32.1587 | 0.010716 | 2.5309 | 6.9737 | 16.2244 | 5.0257 | 30.7654 | 0.0027208 | 2.5323 | 6.9779 | 17.4202 | 5.0257 | 31.9588 | 0.018712 | 0.10015 | 6.5851 | 10.6809 | 12.2611 | 29.646 | 0.0027208 | 0.10297 | 6.5934 | 12.9985 | 12.2611 | 31.9588
[5 empty] | C4 | 0.0014282 | 0.036072 | 0.072876 | 0.10382 | 0.0098637 | 0.22406 | 0.0014001 | 0.036077 | 0.072891 | 0.10523 | 0.0098637 | 0.22546 | 7.5133e-05 | 0.017744 | 0.048893 | 0.11375 | 0.035235 | 0.2157 | 1.9075e-05 | 0.017754 | 0.048922 | 0.12213 | 0.035235 | 0.22406 | 0.00013119 | 0.00070212 | 0.046168 | 0.074883 | 0.085962 | 0.20785 | 1.9075e-05 | 0.00072194 | 0.046226 | 0.091132 | 0.085962 | 0.22406
|  | Yes | 159.88 | 148.31 |  | 1.0191 | 25.7394 | 52.0011 | 74.0822 | 7.0382 |  | 0.99907 | 25.7429 | 52.0114 | 75.0883 | 7.0382 |  | 0.053611 | 12.6613 | 34.8875 | 81.1656 | 25.142 |  | 0.013611 | 12.6684 | 34.9082 | 87.1478 | 25.142 |  | 0.093611 | 0.501 | 32.9435 | 53.4332 | 61.3387 |  | 0.013611 | 0.51514 | 32.985 | 65.0276 | 61.3387
| 132kV UG Cable (Non Pressurised) |  |  |  | C1 | 0 | 0 | 0 | 0 | 0 | 0 | 0 | 0 | 0 | 0 | 0 | 0 | 0 | 0 | 0 | 0 | 0 | 0 | 0 | 0 | 0 | 0 | 0 | 0 | 0 | 0 | 0 | 0 | 0 | 0 | 0 | 0 | 0 | 0 | 0 | 0
[5 empty] | C2 | 0 | 0 | 0 | 0 | 0 | 0 | 0 | 0 | 0 | 0 | 0 | 0 | 0 | 0 | 0 | 0 | 0 | 0 | 0 | 0 | 0 | 0 | 0 | 0 | 0 | 0 | 0 | 0 | 0 | 0 | 0 | 0 | 0 | 0 | 0 | 0
[5 empty] | C3 | 0 | 0 | 0 | 0 | 0 | 0 | 0 | 0 | 0 | 0 | 0 | 0 | 0 | 0 | 0 | 0 | 0 | 0 | 0 | 0 | 0 | 0 | 0 | 0 | 0 | 0 | 0 | 0 | 0 | 0 | 0 | 0 | 0 | 0 | 0 | 0
[5 empty] | C4 | 0 | 0 | 0 | 0 | 0 | 0 | 0 | 0 | 0 | 0 | 0 | 0 | 0 | 0 | 0 | 0 | 0 | 0 | 0 | 0 | 0 | 0 | 0 | 0 | 0 | 0 | 0 | 0 | 0 | 0 | 0 | 0 | 0 | 0 | 0 | 0
|  | No | 0 | 0 |  | 0 | 0 | 0 | 0 | 0 |  | 0 | 0 | 0 | 0 | 0 |  | 0 | 0 | 0 | 0 | 0 |  | 0 | 0 | 0 | 0 | 0 |  | 0 | 0 | 0 | 0 | 0 |  | 0 | 0 | 0 | 0 | 0
| 132kV OHL Support - Tower |  |  |  | C1 | 4 | 74 | 6 | 14 | 6 | 104 | 2 | 55 | 19 | 18 | 10 | 104 | 6.3091 | 40.7465 | 46 | 1.4401 | 9.5043 | 104 | 3 | 32 | 46 | 8 | 15 | 104 | 9.6181 | 30.5301 | 48 | 3.8524 | 10.9993 | 103 | 3 | 13 | 48 | 17 | 22 | 103
[5 empty] | C2 | 102 | 1838 | 141 | 337 | 154 | 2572 | 43 | 1359 | 464 | 456 | 251 | 2573 | 150.3958 | 1324.7394 | 824.0491 | 26.6586 | 247.1571 | 2573 | 68 | 796 | 1135 | 190 | 384 | 2573 | 232.7915 | 1383.9522 | 581.5476 | 98.6251 | 277.0835 | 2574 | 68 | 327 | 1202 | 426 | 551 | 2574
[5 empty] | C3 | 18 | 319 | 24 | 59 | 27 | 447 | 7 | 236 | 80 | 79 | 44 | 446 | 26.2952 | 253.5141 | 119.2709 | 4.6613 | 42.2586 | 446 | 12 | 138 | 197 | 33 | 66 | 446 | 40.5903 | 288.5177 | 52.2124 | 17.2024 | 47.4771 | 446 | 12 | 57 | 208 | 74 | 95 | 446
[5 empty] | C4 | 0 | 0 | 0 | 0 | 0 | 0 | 0 | 0 | 0 | 0 | 0 | 0 | 0 | 0 | 0 | 0 | 0 | 0 | 0 | 0 | 0 | 0 | 0 | 0 | 0 | 0 | 0 | 0 | 0 | 0 | 0 | 0 | 0 | 0 | 0 | 0
|  | Yes | 3123 | 3123 |  | 124 | 2231 | 171 | 410 | 187 |  | 52 | 1650 | 563 | 553 | 305 |  | 183 | 1619 | 989.32 | 32.76 | 298.92 |  | 83 | 966 | 1378 | 231 | 465 |  | 283 | 1703 | 681.76 | 119.68 | 335.56 |  | 83 | 397 | 1458 | 517 | 668
| 132kV OHL Fittings and Conductors (Tower Lines) |  |  |  | C1 | 2.6478 | 46.9644 | 1.6221 | 1.3898 | 0.16545 | 52.7896 | 1 | 47 | 3 | 1 | 0 | 52 | 4.6332 | 40.1809 | 4.7018 | 1.5864 | 1.6873 | 52.7896 | 2.6478 | 40.975 | 5.8908 | 1.5884 | 1.6876 | 52.7896 | 6.1554 | 34.8136 | 2.2928 | 3.7042 | 5.8236 | 52.7896 | 2.6478 | 35.9122 | 4.6996 | 3.7062 | 5.824 | 52.7896
[5 empty] | C2 | 65.9298 | 1169.4145 | 40.3914 | 34.6062 | 4.1198 | 1314.4617 | 26 | 1178 | 70 | 35 | 7 | 1316 | 115.3673 | 1000.5052 | 117.0752 | 39.5004 | 42.0136 | 1314.4617 | 65.9298 | 1020.2782 | 146.6819 | 39.55 | 42.0218 | 1314.4617 | 153.2693 | 866.8593 | 57.0911 | 92.2337 | 145.0083 | 1314.4617 | 65.9298 | 894.2126 | 117.0194 | 92.2833 | 145.0165 | 1314.4617
[5 empty] | C3 | 11.4384 | 202.8864 | 7.0077 | 6.004 | 0.71476 | 228.0512 | 5 | 204 | 12 | 6 | 1 | 228 | 20.0155 | 173.5816 | 20.3118 | 6.8531 | 7.2891 | 228.0512 | 11.4384 | 177.0121 | 25.4484 | 6.8617 | 7.2905 | 228.0512 | 26.5913 | 150.3949 | 9.905 | 16.002 | 25.1581 | 228.0512 | 11.4384 | 155.1405 | 20.3022 | 16.0106 | 25.1595 | 228.0512
[5 empty] | C4 | 0 | 0 | 0 | 0 | 0 | 0 | 0 | 0 | 0 | 0 | 0 | 0 | 0 | 0 | 0 | 0 | 0 | 0 | 0 | 0 | 0 | 0 | 0 | 0 | 0 | 0 | 0 | 0 | 0 | 0 | 0 | 0 | 0 | 0 | 0 | 0
|  | Yes | 1595.3025 | 1595.3025 |  | 80.016 | 1419.2653 | 49.0212 | 42 | 5 |  | 32 | 1429 | 85 | 42 | 8 |  | 140.016 | 1214.2678 | 142.0889 | 47.9398 | 50.99 |  | 80.016 | 1238.2653 | 178.0212 | 48 | 51 |  | 186.016 | 1052.0678 | 69.2889 | 111.9398 | 175.99 |  | 80.016 | 1085.2653 | 142.0212 | 112 | 176
| [Please insert new asset category as required] |  |  |  | C1 | 0 | 0 | 0 | 0 | 0 | 0 | 0 | 0 | 0 | 0 | 0 | 0 | 0 | 0 | 0 | 0 | 0 | 0 | 0 | 0 | 0 | 0 | 0 | 0 | 0 | 0 | 0 | 0 | 0 | 0 | 0 | 0 | 0 | 0 | 0 | 0
[5 empty] | C2 | 0 | 0 | 0 | 0 | 0 | 0 | 0 | 0 | 0 | 0 | 0 | 0 | 0 | 0 | 0 | 0 | 0 | 0 | 0 | 0 | 0 | 0 | 0 | 0 | 0 | 0 | 0 | 0 | 0 | 0 | 0 | 0 | 0 | 0 | 0 | 0
[5 empty] | C3 | 0 | 0 | 0 | 0 | 0 | 0 | 0 | 0 | 0 | 0 | 0 | 0 | 0 | 0 | 0 | 0 | 0 | 0 | 0 | 0 | 0 | 0 | 0 | 0 | 0 | 0 | 0 | 0 | 0 | 0 | 0 | 0 | 0 | 0 | 0 | 0
[5 empty] | C4 | 0 | 0 | 0 | 0 | 0 | 0 | 0 | 0 | 0 | 0 | 0 | 0 | 0 | 0 | 0 | 0 | 0 | 0 | 0 | 0 | 0 | 0 | 0 | 0 | 0 | 0 | 0 | 0 | 0 | 0 | 0 | 0 | 0 | 0 | 0 | 0
|  | 0 | 0 | 0 |  | 0 | 0 | 0 | 0 | 0 |  | 0 | 0 | 0 | 0 | 0 |  | 0 | 0 | 0 | 0 | 0 |  | 0 | 0 | 0 | 0 | 0 |  | 0 | 0 | 0 | 0 | 0 |  | 0 | 0 | 0 | 0 | 0
| [Please insert new asset category as required] |  |  |  | C1 | 0 | 0 | 0 | 0 | 0 | 0 | 0 | 0 | 0 | 0 | 0 | 0 | 0 | 0 | 0 | 0 | 0 | 0 | 0 | 0 | 0 | 0 | 0 | 0 | 0 | 0 | 0 | 0 | 0 | 0 | 0 | 0 | 0 | 0 | 0 | 0
[5 empty] | C2 | 0 | 0 | 0 | 0 | 0 | 0 | 0 | 0 | 0 | 0 | 0 | 0 | 0 | 0 | 0 | 0 | 0 | 0 | 0 | 0 | 0 | 0 | 0 | 0 | 0 | 0 | 0 | 0 | 0 | 0 | 0 | 0 | 0 | 0 | 0 | 0
[5 empty] | C3 | 0 | 0 | 0 | 0 | 0 | 0 | 0 | 0 | 0 | 0 | 0 | 0 | 0 | 0 | 0 | 0 | 0 | 0 | 0 | 0 | 0 | 0 | 0 | 0 | 0 | 0 | 0 | 0 | 0 | 0 | 0 | 0 | 0 | 0 | 0 | 0
[5 empty] | C4 | 0 | 0 | 0 | 0 | 0 | 0 | 0 | 0 | 0 | 0 | 0 | 0 | 0 | 0 | 0 | 0 | 0 | 0 | 0 | 0 | 0 | 0 | 0 | 0 | 0 | 0 | 0 | 0 | 0 | 0 | 0 | 0 | 0 | 0 | 0 | 0
|  | 0 | 0 | 0 |  | 0 | 0 | 0 | 0 | 0 |  | 0 | 0 | 0 | 0 | 0 |  | 0 | 0 | 0 | 0 | 0 |  | 0 | 0 | 0 | 0 | 0 |  | 0 | 0 | 0 | 0 | 0 |  | 0 | 0 | 0 | 0 | 0
| [Please insert new asset category as required] |  |  |  | C1 | 0 | 0 | 0 | 0 | 0 | 0 | 0 | 0 | 0 | 0 | 0 | 0 | 0 | 0 | 0 | 0 | 0 | 0 | 0 | 0 | 0 | 0 | 0 | 0 | 0 | 0 | 0 | 0 | 0 | 0 | 0 | 0 | 0 | 0 | 0 | 0
[5 empty] | C2 | 0 | 0 | 0 | 0 | 0 | 0 | 0 | 0 | 0 | 0 | 0 | 0 | 0 | 0 | 0 | 0 | 0 | 0 | 0 | 0 | 0 | 0 | 0 | 0 | 0 | 0 | 0 | 0 | 0 | 0 | 0 | 0 | 0 | 0 | 0 | 0
[5 empty] | C3 | 0 | 0 | 0 | 0 | 0 | 0 | 0 | 0 | 0 | 0 | 0 | 0 | 0 | 0 | 0 | 0 | 0 | 0 | 0 | 0 | 0 | 0 | 0 | 0 | 0 | 0 | 0 | 0 | 0 | 0 | 0 | 0 | 0 | 0 | 0 | 0
[5 empty] | C4 | 0 | 0 | 0 | 0 | 0 | 0 | 0 | 0 | 0 | 0 | 0 | 0 | 0 | 0 | 0 | 0 | 0 | 0 | 0 | 0 | 0 | 0 | 0 | 0 | 0 | 0 | 0 | 0 | 0 | 0 | 0 | 0 | 0 | 0 | 0 | 0
|  | 0 | 0 | 0 |  | 0 | 0 | 0 | 0 | 0 |  | 0 | 0 | 0 | 0 | 0 |  | 0 | 0 | 0 | 0 | 0 |  | 0 | 0 | 0 | 0 | 0 |  | 0 | 0 | 0 | 0 | 0 |  | 0 | 0 | 0 | 0 | 0
| [Please insert new asset category as required] |  |  |  | C1 | 0 | 0 | 0 | 0 | 0 | 0 | 0 | 0 | 0 | 0 | 0 | 0 | 0 | 0 | 0 | 0 | 0 | 0 | 0 | 0 | 0 | 0 | 0 | 0 | 0 | 0 | 0 | 0 | 0 | 0 | 0 | 0 | 0 | 0 | 0 | 0
[5 empty] | C2 | 0 | 0 | 0 | 0 | 0 | 0 | 0 | 0 | 0 | 0 | 0 | 0 | 0 | 0 | 0 | 0 | 0 | 0 | 0 | 0 | 0 | 0 | 0 | 0 | 0 | 0 | 0 | 0 | 0 | 0 | 0 | 0 | 0 | 0 | 0 | 0
[5 empty] | C3 | 0 | 0 | 0 | 0 | 0 | 0 | 0 | 0 | 0 | 0 | 0 | 0 | 0 | 0 | 0 | 0 | 0 | 0 | 0 | 0 | 0 | 0 | 0 | 0 | 0 | 0 | 0 | 0 | 0 | 0 | 0 | 0 | 0 | 0 | 0 | 0
[5 empty] | C4 | 0 | 0 | 0 | 0 | 0 | 0 | 0 | 0 | 0 | 0 | 0 | 0 | 0 | 0 | 0 | 0 | 0 | 0 | 0 | 0 | 0 | 0 | 0 | 0 | 0 | 0 | 0 | 0 | 0 | 0 | 0 | 0 | 0 | 0 | 0 | 0
|  | 0 | 0 | 0 |  | 0 | 0 | 0 | 0 | 0 |  | 0 | 0 | 0 | 0 | 0 |  | 0 | 0 | 0 | 0 | 0 |  | 0 | 0 | 0 | 0 | 0 |  | 0 | 0 | 0 | 0 | 0 |  | 0 | 0 | 0 | 0 | 0
| [Please insert new asset category as required] |  |  |  | C1 | 0 | 0 | 0 | 0 | 0 | 0 | 0 | 0 | 0 | 0 | 0 | 0 | 0 | 0 | 0 | 0 | 0 | 0 | 0 | 0 | 0 | 0 | 0 | 0 | 0 | 0 | 0 | 0 | 0 | 0 | 0 | 0 | 0 | 0 | 0 | 0
[5 empty] | C2 | 0 | 0 | 0 | 0 | 0 | 0 | 0 | 0 | 0 | 0 | 0 | 0 | 0 | 0 | 0 | 0 | 0 | 0 | 0 | 0 | 0 | 0 | 0 | 0 | 0 | 0 | 0 | 0 | 0 | 0 | 0 | 0 | 0 | 0 | 0 | 0
[5 empty] | C3 | 0 | 0 | 0 | 0 | 0 | 0 | 0 | 0 | 0 | 0 | 0 | 0 | 0 | 0 | 0 | 0 | 0 | 0 | 0 | 0 | 0 | 0 | 0 | 0 | 0 | 0 | 0 | 0 | 0 | 0 | 0 | 0 | 0 | 0 | 0 | 0
[5 empty] | C4 | 0 | 0 | 0 | 0 | 0 | 0 | 0 | 0 | 0 | 0 | 0 | 0 | 0 | 0 | 0 | 0 | 0 | 0 | 0 | 0 | 0 | 0 | 0 | 0 | 0 | 0 | 0 | 0 | 0 | 0 | 0 | 0 | 0 | 0 | 0 | 0
|  | 0 | 0 | 0 |  | 0 | 0 | 0 | 0 | 0 |  | 0 | 0 | 0 | 0 | 0 |  | 0 | 0 | 0 | 0 | 0 |  | 0 | 0 | 0 | 0 | 0 |  | 0 | 0 | 0 | 0 | 0 |  | 0 | 0 | 0 | 0 | 0
Other
| Submarine Cables |  |  |  | C1 | 0 | 0 | 0 | 0 | 0 | 0 | 0 | 0 | 0 | 0 | 0 | 0 | 0 | 0 | 0 | 0 | 0 | 0 | 0 | 0 | 0 | 0 | 0 | 0 | 0 | 0 | 0 | 0 | 0 | 0 | 0 | 0 | 0 | 0 | 0 | 0
[5 empty] | C2 | 0 | 0 | 0 | 0 | 0 | 0 | 0 | 0 | 0 | 0 | 0 | 0 | 0 | 0 | 0 | 0 | 0 | 0 | 0 | 0 | 0 | 0 | 0 | 0 | 0 | 0 | 0 | 0 | 0 | 0 | 0 | 0 | 0 | 0 | 0 | 0
[5 empty] | C3 | 0 | 0 | 0 | 0 | 0 | 0 | 0 | 0 | 0 | 0 | 0 | 0 | 0 | 0 | 0 | 0 | 0 | 0 | 0 | 0 | 0 | 0 | 0 | 0 | 0 | 0 | 0 | 0 | 0 | 0 | 0 | 0 | 0 | 0 | 0 | 0
[5 empty] | C4 | 0 | 0 | 0 | 0 | 0 | 0 | 0 | 0 | 0 | 0 | 0 | 0 | 0 | 0 | 0 | 0 | 0 | 0 | 0 | 0 | 0 | 0 | 0 | 0 | 0 | 0 | 0 | 0 | 0 | 0 | 0 | 0 | 0 | 0 | 0 | 0
|  | No | 0 | 0 |  | 0 | 0 | 0 | 0 | 0 |  | 0 | 0 | 0 | 0 | 0 |  | 0 | 0 | 0 | 0 | 0 |  | 0 | 0 | 0 | 0 | 0 |  | 0 | 0 | 0 | 0 | 0 |  | 0 | 0 | 0 | 0 | 0
| [Please insert new asset category as required] |  |  |  | C1 | 0 | 0 | 0 | 0 | 0 | 0 | 0 | 0 | 0 | 0 | 0 | 0 | 0 | 0 | 0 | 0 | 0 | 0 | 0 | 0 | 0 | 0 | 0 | 0 | 0 | 0 | 0 | 0 | 0 | 0 | 0 | 0 | 0 | 0 | 0 | 0
[5 empty] | C2 | 0 | 0 | 0 | 0 | 0 | 0 | 0 | 0 | 0 | 0 | 0 | 0 | 0 | 0 | 0 | 0 | 0 | 0 | 0 | 0 | 0 | 0 | 0 | 0 | 0 | 0 | 0 | 0 | 0 | 0 | 0 | 0 | 0 | 0 | 0 | 0
[5 empty] | C3 | 0 | 0 | 0 | 0 | 0 | 0 | 0 | 0 | 0 | 0 | 0 | 0 | 0 | 0 | 0 | 0 | 0 | 0 | 0 | 0 | 0 | 0 | 0 | 0 | 0 | 0 | 0 | 0 | 0 | 0 | 0 | 0 | 0 | 0 | 0 | 0
[5 empty] | C4 | 0 | 0 | 0 | 0 | 0 | 0 | 0 | 0 | 0 | 0 | 0 | 0 | 0 | 0 | 0 | 0 | 0 | 0 | 0 | 0 | 0 | 0 | 0 | 0 | 0 | 0 | 0 | 0 | 0 | 0 | 0 | 0 | 0 | 0 | 0 | 0
|  | 0 | 0 | 0 |  | 0 | 0 | 0 | 0 | 0 |  | 0 | 0 | 0 | 0 | 0 |  | 0 | 0 | 0 | 0 | 0 |  | 0 | 0 | 0 | 0 | 0 |  | 0 | 0 | 0 | 0 | 0 |  | 0 | 0 | 0 | 0 | 0
| [Please insert new asset category as required] |  |  |  | C1 | 0 | 0 | 0 | 0 | 0 | 0 | 0 | 0 | 0 | 0 | 0 | 0 | 0 | 0 | 0 | 0 | 0 | 0 | 0 | 0 | 0 | 0 | 0 | 0 | 0 | 0 | 0 | 0 | 0 | 0 | 0 | 0 | 0 | 0 | 0 | 0
[5 empty] | C2 | 0 | 0 | 0 | 0 | 0 | 0 | 0 | 0 | 0 | 0 | 0 | 0 | 0 | 0 | 0 | 0 | 0 | 0 | 0 | 0 | 0 | 0 | 0 | 0 | 0 | 0 | 0 | 0 | 0 | 0 | 0 | 0 | 0 | 0 | 0 | 0
[5 empty] | C3 | 0 | 0 | 0 | 0 | 0 | 0 | 0 | 0 | 0 | 0 | 0 | 0 | 0 | 0 | 0 | 0 | 0 | 0 | 0 | 0 | 0 | 0 | 0 | 0 | 0 | 0 | 0 | 0 | 0 | 0 | 0 | 0 | 0 | 0 | 0 | 0
[5 empty] | C4 | 0 | 0 | 0 | 0 | 0 | 0 | 0 | 0 | 0 | 0 | 0 | 0 | 0 | 0 | 0 | 0 | 0 | 0 | 0 | 0 | 0 | 0 | 0 | 0 | 0 | 0 | 0 | 0 | 0 | 0 | 0 | 0 | 0 | 0 | 0 | 0
|  | 0 | 0 | 0 |  | 0 | 0 | 0 | 0 | 0 |  | 0 | 0 | 0 | 0 | 0 |  | 0 | 0 | 0 | 0 | 0 |  | 0 | 0 | 0 | 0 | 0 |  | 0 | 0 | 0 | 0 | 0 |  | 0 | 0 | 0 | 0 | 0
| [Please insert new asset category as required] |  |  |  | C1 | 0 | 0 | 0 | 0 | 0 | 0 | 0 | 0 | 0 | 0 | 0 | 0 | 0 | 0 | 0 | 0 | 0 | 0 | 0 | 0 | 0 | 0 | 0 | 0 | 0 | 0 | 0 | 0 | 0 | 0 | 0 | 0 | 0 | 0 | 0 | 0
[5 empty] | C2 | 0 | 0 | 0 | 0 | 0 | 0 | 0 | 0 | 0 | 0 | 0 | 0 | 0 | 0 | 0 | 0 | 0 | 0 | 0 | 0 | 0 | 0 | 0 | 0 | 0 | 0 | 0 | 0 | 0 | 0 | 0 | 0 | 0 | 0 | 0 | 0
[5 empty] | C3 | 0 | 0 | 0 | 0 | 0 | 0 | 0 | 0 | 0 | 0 | 0 | 0 | 0 | 0 | 0 | 0 | 0 | 0 | 0 | 0 | 0 | 0 | 0 | 0 | 0 | 0 | 0 | 0 | 0 | 0 | 0 | 0 | 0 | 0 | 0 | 0
[5 empty] | C4 | 0 | 0 | 0 | 0 | 0 | 0 | 0 | 0 | 0 | 0 | 0 | 0 | 0 | 0 | 0 | 0 | 0 | 0 | 0 | 0 | 0 | 0 | 0 | 0 | 0 | 0 | 0 | 0 | 0 | 0 | 0 | 0 | 0 | 0 | 0 | 0
|  | 0 | 0 | 0 |  | 0 | 0 | 0 | 0 | 0 |  | 0 | 0 | 0 | 0 | 0 |  | 0 | 0 | 0 | 0 | 0 |  | 0 | 0 | 0 | 0 | 0 |  | 0 | 0 | 0 | 0 | 0 |  | 0 | 0 | 0 | 0 | 0
| [Please insert new asset category as required] |  |  |  | C1 | 0 | 0 | 0 | 0 | 0 | 0 | 0 | 0 | 0 | 0 | 0 | 0 | 0 | 0 | 0 | 0 | 0 | 0 | 0 | 0 | 0 | 0 | 0 | 0 | 0 | 0 | 0 | 0 | 0 | 0 | 0 | 0 | 0 | 0 | 0 | 0
[5 empty] | C2 | 0 | 0 | 0 | 0 | 0 | 0 | 0 | 0 | 0 | 0 | 0 | 0 | 0 | 0 | 0 | 0 | 0 | 0 | 0 | 0 | 0 | 0 | 0 | 0 | 0 | 0 | 0 | 0 | 0 | 0 | 0 | 0 | 0 | 0 | 0 | 0
[5 empty] | C3 | 0 | 0 | 0 | 0 | 0 | 0 | 0 | 0 | 0 | 0 | 0 | 0 | 0 | 0 | 0 | 0 | 0 | 0 | 0 | 0 | 0 | 0 | 0 | 0 | 0 | 0 | 0 | 0 | 0 | 0 | 0 | 0 | 0 | 0 | 0 | 0
[5 empty] | C4 | 0 | 0 | 0 | 0 | 0 | 0 | 0 | 0 | 0 | 0 | 0 | 0 | 0 | 0 | 0 | 0 | 0 | 0 | 0 | 0 | 0 | 0 | 0 | 0 | 0 | 0 | 0 | 0 | 0 | 0 | 0 | 0 | 0 | 0 | 0 | 0
|  | 0 | 0 | 0 |  | 0 | 0 | 0 | 0 | 0 |  | 0 | 0 | 0 | 0 | 0 |  | 0 | 0 | 0 | 0 | 0 |  | 0 | 0 | 0 | 0 | 0 |  | 0 | 0 | 0 | 0 | 0 |  | 0 | 0 | 0 | 0 | 0
| [Please insert new asset category as required] |  |  |  | C1 | 0 | 0 | 0 | 0 | 0 | 0 | 0 | 0 | 0 | 0 | 0 | 0 | 0 | 0 | 0 | 0 | 0 | 0 | 0 | 0 | 0 | 0 | 0 | 0 | 0 | 0 | 0 | 0 | 0 | 0 | 0 | 0 | 0 | 0 | 0 | 0
[5 empty] | C2 | 0 | 0 | 0 | 0 | 0 | 0 | 0 | 0 | 0 | 0 | 0 | 0 | 0 | 0 | 0 | 0 | 0 | 0 | 0 | 0 | 0 | 0 | 0 | 0 | 0 | 0 | 0 | 0 | 0 | 0 | 0 | 0 | 0 | 0 | 0 | 0
[5 empty] | C3 | 0 | 0 | 0 | 0 | 0 | 0 | 0 | 0 | 0 | 0 | 0 | 0 | 0 | 0 | 0 | 0 | 0 | 0 | 0 | 0 | 0 | 0 | 0 | 0 | 0 | 0 | 0 | 0 | 0 | 0 | 0 | 0 | 0 | 0 | 0 | 0
[5 empty] | C4 | 0 | 0 | 0 | 0 | 0 | 0 | 0 | 0 | 0 | 0 | 0 | 0 | 0 | 0 | 0 | 0 | 0 | 0 | 0 | 0 | 0 | 0 | 0 | 0 | 0 | 0 | 0 | 0 | 0 | 0 | 0 | 0 | 0 | 0 | 0 | 0
|  | 0 | 0 | 0 |  | 0 | 0 | 0 | 0 | 0 |  | 0 | 0 | 0 | 0 | 0 |  | 0 | 0 | 0 | 0 | 0 |  | 0 | 0 | 0 | 0 | 0 |  | 0 | 0 | 0 | 0 | 0 |  | 0 | 0 | 0 | 0 | 0
| TOTAL |  | 269066.8564 | 267249.2855 |  | 36234.8093 | 102297.8188 | 83782.0698 | 25268.2431 | 21483.9155 |  | 22042.9663 | 103434.5141 | 86548.7282 | 28258.5442 | 28483.6662 |  | 43680.4473 | 93024.8615 | 86761.0404 | 23039.38 | 21637.5144 |  | 33932.1673 | 90891.2169 | 88029.2386 | 25016.7125 | 31197.5201 |  | 49172.7273 | 91460.0178 | 85554.4644 | 20944.6381 | 20117.4379 |  | 29163.1673 | 87383.2531 | 88101.4332 | 24816.473 | 39602.5289
Health Index Definitions
|  |  | HI1 | New or as new
|  |  | HI2 | Good or seviceable condition
|  |  | HI3 | Deterioration requires assessment and monitoring
|  |  | HI4 | Material deterioration, intervention requires consideration
|  |  | HI5 | End of serviceable life, intervention required
Criticality Index Definitions
|  |  | C1 | Low criticality
|  |  | C2 | Average criticality
|  |  | C3 | High criticality
|  |  | C4 | Very high criticality

## NAW3 - Asset Repl - ENWL
HI3: Secondary deliverables RIIO-ED1 - Asset replacement
ENWL
Price base (2012/13)
| ASSET CATEGORIES |  | ASSET REGISTER |  |  | End of DPCR5 (31 March 2015) with investment | [5 empty] | End of DPCR5 (31 March 2015) without investment | [5 empty] | Mid-Period Review (31 March 2019) planned investment | [5 empty] | Mid-Period Review (31 March 2019) without investment | [5 empty] | End of RIIO-ED1 (31 March 2023) planned investment | [5 empty] | End of RIIO-ED1 (31 March 2023) without investment
Is it your current intention to have a health index for this asset category in the RIIO-ED1 control period.
|  |  | as at 31st March 2015 | as at 31st March 2023 |  | HI 1 | HI 2 | HI 3 | HI 4 | HI 5 |  | HI 1 | HI 2 | HI 3 | HI 4 | HI 5 |  | HI 1 | HI 2 | HI 3 | HI 4 | HI 5 |  | HI 1 | HI 2 | HI 3 | HI 4 | HI 5 |  | HI 1 | HI 2 | HI 3 | HI 4 | HI 5 |  | HI 1 | HI 2 | HI 3 | HI 4 | HI 5
LV Network
| LV Switchgear and Other |  |  |  | C1 | 365 | 1078 | 581 | 295 | 932 | 3251 | 228 | 1082 | 597 | 295 | 1019 | 3221 | 179.9037 | 0 | -25.8058 | 0 | -154.0978 | 0 | 325 | 750 | 949 | 211 | 1017 | 3252 | 359.8073 | 0 | -51.6117 | 0 | -308.1956 | 0 | 216 | 696 | 981 | 132 | 1227 | 3252 | Yes
[5 empty] | C2 | 1032 | 3044 | 1640 | 833 | 2630 | 9179 | 642 | 3055 | 1684 | 834 | 2878 | 9093 | 507.8643 | 0 | -72.8494 | 0 | -435.0149 | 0 | 918 | 2118 | 2678 | 594 | 2870 | 9178 | 1015.7286 | 0 | -145.6987 | 0 | -870.0298 | 0 | 610 | 1964 | 2769 | 371 | 3462 | 9176 | No
[5 empty] | C3 | 400 | 1181 | 637 | 323 | 1020 | 3561 | 249 | 1185 | 653 | 324 | 1116 | 3527 | 197.0287 | 0 | -28.2623 | 0 | -168.7664 | 0 | 356 | 822 | 1039 | 231 | 1113 | 3561 | 394.0575 | 0 | -56.5246 | 0 | -337.5329 | 0 | 237 | 762 | 1075 | 144 | 1344 | 3562
[5 empty] | C4 | 88 | 258 | 140 | 71 | 224 | 781 | 55 | 260 | 143 | 71 | 245 | 774 | 43.2033 | 0 | -6.1972 | 0 | -37.0061 | 0 | 78 | 180 | 228 | 51 | 244 | 781 | 86.4066 | 0 | -12.3944 | 0 | -74.0122 | 0 | 52 | 167 | 236 | 32 | 295 | 782
|  | Yes | 16772 | 16772 |  | 1885 | 5561 | 2998 | 1522 | 4806 |  | 1174 | 5582 | 3077 | 1524 | 5258 |  | 928 | 0 | -133.1147 | 0 | -794.8853 |  | 1677 | 3870 | 4894 | 1087 | 5244 |  | 1856 | 0 | -266.2295 | 0 | -1589.7705 |  | 1115 | 3589 | 5061 | 679 | 6328
| LV UGB |  |  |  | C1 | 860 | 217 | 86 | 115 | 261 | 1539 | 817 | 217 | 86 | 115 | 302 | 1537 | 67.0845 | 0 | 0 | 0 | -67.0845 | 0 | 860 | 188 | 111 | 35 | 345 | 1539 | 134.169 | 0 | 0 | 0 | -134.169 | 0 | 658 | 379 | 44 | 77 | 380 | 1538
[5 empty] | C2 | 5837 | 1470 | 580 | 784 | 1771 | 10442 | 5541 | 1470 | 580 | 784 | 2051 | 10426 | 455.242 | 0 | 0 | 0 | -455.242 | 0 | 5837 | 1273 | 749 | 237 | 2344 | 10440 | 910.484 | 0 | 0 | 0 | -910.484 | 0 | 4465 | 2572 | 299 | 524 | 2580 | 10440
[5 empty] | C3 | 4534 | 1142 | 451 | 608 | 1374 | 8109 | 4305 | 1142 | 451 | 608 | 1593 | 8099 | 353.6735 | 0 | 0 | 0 | -353.6735 | 0 | 4534 | 990 | 583 | 184 | 1820 | 8111 | 707.347 | 0 | 0 | 0 | -707.347 | 0 | 3469 | 1998 | 233 | 407 | 2005 | 8112
[5 empty] | C4 | 0 | 0 | 0 | 0 | 0 | 0 | 0 | 0 | 0 | 0 | 0 | 0 | 0 | 0 | 0 | 0 | 0 | 0 | 0 | 0 | 0 | 0 | 0 | 0 | 0 | 0 | 0 | 0 | 0 | 0 | 0 | 0 | 0 | 0 | 0 | 0
|  | Yes | 20090 | 20090 |  | 11231 | 2829 | 1117 | 1507 | 3406 |  | 10663 | 2829 | 1117 | 1507 | 3946 |  | 876 | 0 | 0 | 0 | -876 |  | 11231 | 2451 | 1443 | 456 | 4509 |  | 1752 | 0 | 0 | 0 | -1752 |  | 8592 | 4949 | 576 | 1008 | 4965
| LV OHL Support |  |  |  | C1 | 3308 | 4632 | 13014 | 4744 | 2841 | 28539 | 657 | 4886 | 13689 | 5431 | 3966 | 28629 | 1074.7295 | 0 | 0 | -322.4189 | -752.3107 | 0 | 3150 | 4107 | 12747 | 4305 | 4229 | 28538 | 2009.4448 | 0 | 0 | -602.8334 | -1406.6114 | 0 | 3052 | 3425 | 13256 | 3830 | 4976 | 28539
[5 empty] | C2 | 1092 | 1530 | 4297 | 1566 | 938 | 9423 | 216 | 1613 | 4520 | 1794 | 1309 | 9452 | 354.8824 | 0 | 0 | -106.4647 | -248.4177 | 0 | 1040 | 1356 | 4209 | 1422 | 1397 | 9424 | 663.5312 | 0 | 0 | -199.0594 | -464.4719 | 0 | 1008 | 1131 | 4377 | 1264 | 1643 | 9423
[5 empty] | C3 | 2451 | 3433 | 9643 | 3515 | 2105 | 21147 | 487 | 3621 | 10144 | 4025 | 2939 | 21216 | 796.3881 | 0 | 0 | -238.9164 | -557.4717 | 0 | 2334 | 3043 | 9445 | 3191 | 3134 | 21147 | 1489.0239 | 0 | 0 | -446.7072 | -1042.3168 | 0 | 2262 | 2538 | 9823 | 2837 | 3687 | 21147
[5 empty] | C4 | 0 | 0 | 0 | 0 | 0 | 0 | 0 | 0 | 0 | 0 | 0 | 0 | 0 | 0 | 0 | 0 | 0 | 0 | 0 | 0 | 0 | 0 | 0 | 0 | 0 | 0 | 0 | 0 | 0 | 0 | 0 | 0 | 0 | 0 | 0 | 0
|  | Yes | 59109 | 59109 |  | 6851 | 9595 | 26954 | 9825 | 5884 |  | 1360 | 10120 | 28353 | 11250 | 8214 |  | 2226 | 0 | 0 | -667.8 | -1558.2 |  | 6524 | 8506 | 26401 | 8918 | 8760 |  | 4162 | 0 | 0 | -1248.6 | -2913.4 |  | 6322 | 7094 | 27456 | 7931 | 10306
| [Please insert new asset category as required] |  |  |  | C1 | 0 | 0 | 0 | 0 | 0 | 0 | 0 | 0 | 0 | 0 | 0 | 0 | 0 | 0 | 0 | 0 | 0 | 0 | 0 | 0 | 0 | 0 | 0 | 0 | 0 | 0 | 0 | 0 | 0 | 0 | 0 | 0 | 0 | 0 | 0 | 0
[5 empty] | C2 | 0 | 0 | 0 | 0 | 0 | 0 | 0 | 0 | 0 | 0 | 0 | 0 | 0 | 0 | 0 | 0 | 0 | 0 | 0 | 0 | 0 | 0 | 0 | 0 | 0 | 0 | 0 | 0 | 0 | 0 | 0 | 0 | 0 | 0 | 0 | 0
[5 empty] | C3 | 0 | 0 | 0 | 0 | 0 | 0 | 0 | 0 | 0 | 0 | 0 | 0 | 0 | 0 | 0 | 0 | 0 | 0 | 0 | 0 | 0 | 0 | 0 | 0 | 0 | 0 | 0 | 0 | 0 | 0 | 0 | 0 | 0 | 0 | 0 | 0
[5 empty] | C4 | 0 | 0 | 0 | 0 | 0 | 0 | 0 | 0 | 0 | 0 | 0 | 0 | 0 | 0 | 0 | 0 | 0 | 0 | 0 | 0 | 0 | 0 | 0 | 0 | 0 | 0 | 0 | 0 | 0 | 0 | 0 | 0 | 0 | 0 | 0 | 0
|  | 0 | 0 | 0 |  | 0 | 0 | 0 | 0 | 0 |  | 0 | 0 | 0 | 0 | 0 |  | 0 | 0 | 0 | 0 | 0 |  | 0 | 0 | 0 | 0 | 0 |  | 0 | 0 | 0 | 0 | 0 |  | 0 | 0 | 0 | 0 | 0
| [Please insert new asset category as required] |  |  |  | C1 | 0 | 0 | 0 | 0 | 0 | 0 | 0 | 0 | 0 | 0 | 0 | 0 | 0 | 0 | 0 | 0 | 0 | 0 | 0 | 0 | 0 | 0 | 0 | 0 | 0 | 0 | 0 | 0 | 0 | 0 | 0 | 0 | 0 | 0 | 0 | 0
[5 empty] | C2 | 0 | 0 | 0 | 0 | 0 | 0 | 0 | 0 | 0 | 0 | 0 | 0 | 0 | 0 | 0 | 0 | 0 | 0 | 0 | 0 | 0 | 0 | 0 | 0 | 0 | 0 | 0 | 0 | 0 | 0 | 0 | 0 | 0 | 0 | 0 | 0
[5 empty] | C3 | 0 | 0 | 0 | 0 | 0 | 0 | 0 | 0 | 0 | 0 | 0 | 0 | 0 | 0 | 0 | 0 | 0 | 0 | 0 | 0 | 0 | 0 | 0 | 0 | 0 | 0 | 0 | 0 | 0 | 0 | 0 | 0 | 0 | 0 | 0 | 0
[5 empty] | C4 | 0 | 0 | 0 | 0 | 0 | 0 | 0 | 0 | 0 | 0 | 0 | 0 | 0 | 0 | 0 | 0 | 0 | 0 | 0 | 0 | 0 | 0 | 0 | 0 | 0 | 0 | 0 | 0 | 0 | 0 | 0 | 0 | 0 | 0 | 0 | 0
|  | 0 | 0 | 0 |  | 0 | 0 | 0 | 0 | 0 |  | 0 | 0 | 0 | 0 | 0 |  | 0 | 0 | 0 | 0 | 0 |  | 0 | 0 | 0 | 0 | 0 |  | 0 | 0 | 0 | 0 | 0 |  | 0 | 0 | 0 | 0 | 0
| [Please insert new asset category as required] |  |  |  | C1 | 0 | 0 | 0 | 0 | 0 | 0 | 0 | 0 | 0 | 0 | 0 | 0 | 0 | 0 | 0 | 0 | 0 | 0 | 0 | 0 | 0 | 0 | 0 | 0 | 0 | 0 | 0 | 0 | 0 | 0 | 0 | 0 | 0 | 0 | 0 | 0
[5 empty] | C2 | 0 | 0 | 0 | 0 | 0 | 0 | 0 | 0 | 0 | 0 | 0 | 0 | 0 | 0 | 0 | 0 | 0 | 0 | 0 | 0 | 0 | 0 | 0 | 0 | 0 | 0 | 0 | 0 | 0 | 0 | 0 | 0 | 0 | 0 | 0 | 0
[5 empty] | C3 | 0 | 0 | 0 | 0 | 0 | 0 | 0 | 0 | 0 | 0 | 0 | 0 | 0 | 0 | 0 | 0 | 0 | 0 | 0 | 0 | 0 | 0 | 0 | 0 | 0 | 0 | 0 | 0 | 0 | 0 | 0 | 0 | 0 | 0 | 0 | 0
[5 empty] | C4 | 0 | 0 | 0 | 0 | 0 | 0 | 0 | 0 | 0 | 0 | 0 | 0 | 0 | 0 | 0 | 0 | 0 | 0 | 0 | 0 | 0 | 0 | 0 | 0 | 0 | 0 | 0 | 0 | 0 | 0 | 0 | 0 | 0 | 0 | 0 | 0
|  | 0 | 0 | 0 |  | 0 | 0 | 0 | 0 | 0 |  | 0 | 0 | 0 | 0 | 0 |  | 0 | 0 | 0 | 0 | 0 |  | 0 | 0 | 0 | 0 | 0 |  | 0 | 0 | 0 | 0 | 0 |  | 0 | 0 | 0 | 0 | 0
| [Please insert new asset category as required] |  |  |  | C1 | 0 | 0 | 0 | 0 | 0 | 0 | 0 | 0 | 0 | 0 | 0 | 0 | 0 | 0 | 0 | 0 | 0 | 0 | 0 | 0 | 0 | 0 | 0 | 0 | 0 | 0 | 0 | 0 | 0 | 0 | 0 | 0 | 0 | 0 | 0 | 0
[5 empty] | C2 | 0 | 0 | 0 | 0 | 0 | 0 | 0 | 0 | 0 | 0 | 0 | 0 | 0 | 0 | 0 | 0 | 0 | 0 | 0 | 0 | 0 | 0 | 0 | 0 | 0 | 0 | 0 | 0 | 0 | 0 | 0 | 0 | 0 | 0 | 0 | 0
[5 empty] | C3 | 0 | 0 | 0 | 0 | 0 | 0 | 0 | 0 | 0 | 0 | 0 | 0 | 0 | 0 | 0 | 0 | 0 | 0 | 0 | 0 | 0 | 0 | 0 | 0 | 0 | 0 | 0 | 0 | 0 | 0 | 0 | 0 | 0 | 0 | 0 | 0
[5 empty] | C4 | 0 | 0 | 0 | 0 | 0 | 0 | 0 | 0 | 0 | 0 | 0 | 0 | 0 | 0 | 0 | 0 | 0 | 0 | 0 | 0 | 0 | 0 | 0 | 0 | 0 | 0 | 0 | 0 | 0 | 0 | 0 | 0 | 0 | 0 | 0 | 0
|  | 0 | 0 | 0 |  | 0 | 0 | 0 | 0 | 0 |  | 0 | 0 | 0 | 0 | 0 |  | 0 | 0 | 0 | 0 | 0 |  | 0 | 0 | 0 | 0 | 0 |  | 0 | 0 | 0 | 0 | 0 |  | 0 | 0 | 0 | 0 | 0
| [Please insert new asset category as required] |  |  |  | C1 | 0 | 0 | 0 | 0 | 0 | 0 | 0 | 0 | 0 | 0 | 0 | 0 | 0 | 0 | 0 | 0 | 0 | 0 | 0 | 0 | 0 | 0 | 0 | 0 | 0 | 0 | 0 | 0 | 0 | 0 | 0 | 0 | 0 | 0 | 0 | 0
[5 empty] | C2 | 0 | 0 | 0 | 0 | 0 | 0 | 0 | 0 | 0 | 0 | 0 | 0 | 0 | 0 | 0 | 0 | 0 | 0 | 0 | 0 | 0 | 0 | 0 | 0 | 0 | 0 | 0 | 0 | 0 | 0 | 0 | 0 | 0 | 0 | 0 | 0
[5 empty] | C3 | 0 | 0 | 0 | 0 | 0 | 0 | 0 | 0 | 0 | 0 | 0 | 0 | 0 | 0 | 0 | 0 | 0 | 0 | 0 | 0 | 0 | 0 | 0 | 0 | 0 | 0 | 0 | 0 | 0 | 0 | 0 | 0 | 0 | 0 | 0 | 0
[5 empty] | C4 | 0 | 0 | 0 | 0 | 0 | 0 | 0 | 0 | 0 | 0 | 0 | 0 | 0 | 0 | 0 | 0 | 0 | 0 | 0 | 0 | 0 | 0 | 0 | 0 | 0 | 0 | 0 | 0 | 0 | 0 | 0 | 0 | 0 | 0 | 0 | 0
|  | 0 | 0 | 0 |  | 0 | 0 | 0 | 0 | 0 |  | 0 | 0 | 0 | 0 | 0 |  | 0 | 0 | 0 | 0 | 0 |  | 0 | 0 | 0 | 0 | 0 |  | 0 | 0 | 0 | 0 | 0 |  | 0 | 0 | 0 | 0 | 0
HV Network
| HV Switchgear (GM) - Primary |  |  |  | C1 | 312 | 461 | 253 | 229 | 644 | 1899 | 239 | 463 | 254 | 233 | 678 | 1867 | 172.718 | -8.4611 | -5.3221 | -16.131 | -142.8038 | 0 | 161 | 561 | 185 | 129 | 864 | 1900 | 350.2899 | -17.1599 | -10.7939 | -32.7154 | -289.6208 | 0 | 106 | 578 | 142 | 93 | 981 | 1900
[5 empty] | C2 | 74 | 110 | 60 | 54 | 153 | 451 | 57 | 110 | 60 | 55 | 161 | 443 | 41.0292 | -2.0099 | -1.2643 | -3.8319 | -33.923 | 0 | 38 | 133 | 44 | 31 | 205 | 451 | 83.2114 | -4.0763 | -2.5641 | -7.7715 | -68.7994 | 0 | 25 | 137 | 34 | 22 | 233 | 451
[5 empty] | C3 | 386 | 569 | 313 | 283 | 796 | 2347 | 295 | 572 | 315 | 288 | 838 | 2308 | 213.2528 | -10.4468 | -6.5712 | -19.9168 | -176.3181 | 0 | 200 | 692 | 228 | 160 | 1066 | 2346 | 432.4987 | -21.1871 | -13.3271 | -40.3933 | -357.5913 | 0 | 132 | 713 | 174 | 116 | 1211 | 2346
[5 empty] | C4 | 0 | 0 | 0 | 0 | 0 | 0 | 0 | 0 | 0 | 0 | 0 | 0 | 0 | 0 | 0 | 0 | 0 | 0 | 0 | 0 | 0 | 0 | 0 | 0 | 0 | 0 | 0 | 0 | 0 | 0 | 0 | 0 | 0 | 0 | 0 | 0
|  | Yes | 4697 | 4697 |  | 772 | 1140 | 626 | 566 | 1593 |  | 591 | 1145 | 629 | 576 | 1677 |  | 427 | -20.9177 | -13.1576 | -39.8797 | -353.0449 |  | 399 | 1386 | 457 | 320 | 2135 |  | 866 | -42.4233 | -26.685 | -80.8802 | -716.0115 |  | 263 | 1428 | 350 | 231 | 2425
| HV Switchgear (GM) - Distribution |  |  |  | C1 | 1 | 6 | 3 | 1 | 1 | 12 | 1 | 6 | 3 | 1 | 1 | 12 | 1.2526 | -0.064586 | -0.21955 | -0.26213 | -1.0601 | -0.35381 | 1 | 5 | 3 | 1 | 2 | 12 | 2.4988 | -0.12892 | -0.43823 | -0.52323 | -2.1161 | -0.70762 | 1 | 5 | 2 | 1 | 3 | 12
[5 empty] | C2 | 2639 | 14945 | 6789 | 1775 | 2816 | 28964 | 1310 | 15230 | 7011 | 1941 | 3415 | 28907 | 3010.6287 | -155.2379 | -527.6952 | -630.0499 | -2548.0628 | -850.4172 | 2555 | 13020 | 6152 | 2634 | 4601 | 28962 | 6006.0714 | -309.8653 | -1053.315 | -1257.6217 | -5086.1038 | -1700.8344 | 2437 | 11427 | 5340 | 2529 | 7229 | 28962
[5 empty] | C3 | 137 | 777 | 353 | 92 | 146 | 1505 | 68 | 792 | 364 | 101 | 177 | 1502 | 156.4654 | -8.0679 | -27.4249 | -32.7443 | -132.4254 | -44.197 | 133 | 677 | 320 | 137 | 239 | 1506 | 312.1416 | -16.104 | -54.7418 | -65.3599 | -264.33 | -88.3941 | 127 | 594 | 278 | 131 | 376 | 1506
[5 empty] | C4 | 3 | 18 | 8 | 2 | 3 | 34 | 2 | 18 | 9 | 2 | 4 | 35 | 3.6533 | -0.18838 | -0.64034 | -0.76454 | -3.092 | -1.032 | 3 | 16 | 7 | 3 | 6 | 35 | 7.2882 | -0.37601 | -1.2782 | -1.5261 | -6.1718 | -2.0639 | 3 | 14 | 6 | 3 | 9 | 35
|  | Yes | 30515 | 28723 |  | 2780 | 15746 | 7153 | 1870 | 2966 |  | 1381 | 16046 | 7387 | 2045 | 3597 |  | 3172 | -163.5588 | -555.98 | -663.8209 | -2684.6404 |  | 2692 | 13718 | 6482 | 2775 | 4848 |  | 6328 | -326.4742 | -1109.7732 | -1325.0309 | -5358.7216 |  | 2568 | 12040 | 5626 | 2664 | 7617
| HV Transformer (GM) |  |  |  | C1 | 0 | 0 | 0 | 0 | 0 | 0 | 0 | 0 | 0 | 0 | 0 | 0 | 0 | 0 | 0 | 0 | 0 | 0 | 0 | 0 | 0 | 0 | 0 | 0 | 0 | 0 | 0 | 0 | 0 | 0 | 0 | 0 | 0 | 0 | 0 | 0
[5 empty] | C2 | 4823 | 6506 | 2560 | 334 | 322 | 14545 | 4284 | 6630 | 2571 | 336 | 588 | 14409 | 307.5687 | -68.3015 | 0 | 0 | -242.7231 | -3.4558 | 4178 | 6111 | 3001 | 644 | 613 | 14547 | 1216.4515 | -267.8935 | 0 | 0 | -952.0139 | -3.4558 | 3436 | 5557 | 3195 | 1197 | 1161 | 14546
[5 empty] | C3 | 760 | 1025 | 403 | 53 | 51 | 2292 | 675 | 1044 | 405 | 53 | 93 | 2270 | 48.4313 | -10.7551 | 0 | 0 | -38.2204 | -0.54417 | 658 | 962 | 473 | 101 | 96 | 2290 | 191.5485 | -42.1838 | 0 | 0 | -149.9088 | -0.54417 | 541 | 875 | 503 | 189 | 183 | 2291
[5 empty] | C4 | 0 | 0 | 0 | 0 | 0 | 0 | 0 | 0 | 0 | 0 | 0 | 0 | 0 | 0 | 0 | 0 | 0 | 0 | 0 | 0 | 0 | 0 | 0 | 0 | 0 | 0 | 0 | 0 | 0 | 0 | 0 | 0 | 0 | 0 | 0 | 0
|  | Yes | 16837 | 16833 |  | 5583 | 7531 | 2963 | 387 | 373 |  | 4959 | 7674 | 2976 | 389 | 681 |  | 356 | -79.0565 | 0 | 0 | -280.9435 |  | 4836 | 7073 | 3474 | 745 | 709 |  | 1408 | -310.0774 | 0 | 0 | -1101.9226 |  | 3977 | 6432 | 3698 | 1386 | 1344
| HV UG Cable |  |  |  | C1 | 0 | 0 | 0 | 0 | 0 | 0 | 0 | 0 | 0 | 0 | 0 | 0 | 0 | 0 | 0 | 0 | 0 | 0 | 0 | 0 | 0 | 0 | 0 | 0 | 0 | 0 | 0 | 0 | 0 | 0 | 0 | 0 | 0 | 0 | 0 | 0
[5 empty] | C2 | 0 | 0 | 0 | 0 | 0 | 0 | 0 | 0 | 0 | 0 | 0 | 0 | 0 | 0 | 0 | 0 | 0 | 0 | 0 | 0 | 0 | 0 | 0 | 0 | 0 | 0 | 0 | 0 | 0 | 0 | 0 | 0 | 0 | 0 | 0 | 0
[5 empty] | C3 | 0 | 0 | 0 | 0 | 0 | 0 | 0 | 0 | 0 | 0 | 0 | 0 | 0 | 0 | 0 | 0 | 0 | 0 | 0 | 0 | 0 | 0 | 0 | 0 | 0 | 0 | 0 | 0 | 0 | 0 | 0 | 0 | 0 | 0 | 0 | 0
[5 empty] | C4 | 0 | 0 | 0 | 0 | 0 | 0 | 0 | 0 | 0 | 0 | 0 | 0 | 0 | 0 | 0 | 0 | 0 | 0 | 0 | 0 | 0 | 0 | 0 | 0 | 0 | 0 | 0 | 0 | 0 | 0 | 0 | 0 | 0 | 0 | 0 | 0
|  | No | 0 | 0 |  | 0 | 0 | 0 | 0 | 0 |  | 0 | 0 | 0 | 0 | 0 |  | 0 | 0 | 0 | 0 | 0 |  | 0 | 0 | 0 | 0 | 0 |  | 0 | 0 | 0 | 0 | 0 |  | 0 | 0 | 0 | 0 | 0
| HV OHL Support - Poles |  |  |  | C1 | 204 | 1790 | 1305 | 281 | 48 | 3628 | 44 | 1814 | 1321 | 320 | 128 | 3627 | 23.3161 | 0 | 0 | -6.9948 | -16.3213 | 0 | 192 | 1677 | 1326 | 316 | 117 | 3628 | 46.6323 | 0 | 0 | -13.9897 | -32.6426 | 0 | 185 | 1663 | 1340 | 304 | 137 | 3629
[5 empty] | C2 | 4224 | 37056 | 27000 | 5822 | 997 | 75099 | 902 | 37540 | 27350 | 6618 | 2653 | 75063 | 482.6015 | 0 | 0 | -144.7805 | -337.8211 | 0 | 3970 | 34721 | 27449 | 6541 | 2419 | 75100 | 965.2031 | 0 | 0 | -289.5609 | -675.6421 | 0 | 3829 | 34431 | 27726 | 6284 | 2830 | 75100
[5 empty] | C3 | 1134 | 9950 | 7251 | 1563 | 268 | 20166 | 242 | 10080 | 7344 | 1777 | 712 | 20155 | 129.5903 | 0 | 0 | -38.8771 | -90.7132 | 0 | 1066 | 9323 | 7371 | 1757 | 649 | 20166 | 259.1805 | 0 | 0 | -77.7542 | -181.4264 | 0 | 1028 | 9245 | 7445 | 1687 | 760 | 20165
[5 empty] | C4 | 4 | 38 | 28 | 6 | 1 | 77 | 1 | 38 | 28 | 7 | 3 | 77 | 0.49207 | 0 | 0 | -0.14762 | -0.34445 | 0 | 4 | 35 | 28 | 7 | 2 | 76 | 0.98414 | 0 | 0 | -0.29524 | -0.6889 | 0 | 4 | 35 | 28 | 6 | 3 | 76
|  | Yes | 98970 | 98970 |  | 5566 | 48834 | 35584 | 7672 | 1314 |  | 1189 | 49472 | 36043 | 8722 | 3496 |  | 636 | 0 | 0 | -190.8 | -445.2 |  | 5232 | 45756 | 36174 | 8621 | 3187 |  | 1272 | 0 | 0 | -381.6 | -890.4 |  | 5046 | 45374 | 36539 | 8281 | 3730
| [Please insert new asset category as required] |  |  |  | C1 | 0 | 0 | 0 | 0 | 0 | 0 | 0 | 0 | 0 | 0 | 0 | 0 | 0 | 0 | 0 | 0 | 0 | 0 | 0 | 0 | 0 | 0 | 0 | 0 | 0 | 0 | 0 | 0 | 0 | 0 | 0 | 0 | 0 | 0 | 0 | 0
[5 empty] | C2 | 0 | 0 | 0 | 0 | 0 | 0 | 0 | 0 | 0 | 0 | 0 | 0 | 0 | 0 | 0 | 0 | 0 | 0 | 0 | 0 | 0 | 0 | 0 | 0 | 0 | 0 | 0 | 0 | 0 | 0 | 0 | 0 | 0 | 0 | 0 | 0
[5 empty] | C3 | 0 | 0 | 0 | 0 | 0 | 0 | 0 | 0 | 0 | 0 | 0 | 0 | 0 | 0 | 0 | 0 | 0 | 0 | 0 | 0 | 0 | 0 | 0 | 0 | 0 | 0 | 0 | 0 | 0 | 0 | 0 | 0 | 0 | 0 | 0 | 0
[5 empty] | C4 | 0 | 0 | 0 | 0 | 0 | 0 | 0 | 0 | 0 | 0 | 0 | 0 | 0 | 0 | 0 | 0 | 0 | 0 | 0 | 0 | 0 | 0 | 0 | 0 | 0 | 0 | 0 | 0 | 0 | 0 | 0 | 0 | 0 | 0 | 0 | 0
|  | 0 | 0 | 0 |  | 0 | 0 | 0 | 0 | 0 |  | 0 | 0 | 0 | 0 | 0 |  | 0 | 0 | 0 | 0 | 0 |  | 0 | 0 | 0 | 0 | 0 |  | 0 | 0 | 0 | 0 | 0 |  | 0 | 0 | 0 | 0 | 0
| [Please insert new asset category as required] |  |  |  | C1 | 0 | 0 | 0 | 0 | 0 | 0 | 0 | 0 | 0 | 0 | 0 | 0 | 0 | 0 | 0 | 0 | 0 | 0 | 0 | 0 | 0 | 0 | 0 | 0 | 0 | 0 | 0 | 0 | 0 | 0 | 0 | 0 | 0 | 0 | 0 | 0
[5 empty] | C2 | 0 | 0 | 0 | 0 | 0 | 0 | 0 | 0 | 0 | 0 | 0 | 0 | 0 | 0 | 0 | 0 | 0 | 0 | 0 | 0 | 0 | 0 | 0 | 0 | 0 | 0 | 0 | 0 | 0 | 0 | 0 | 0 | 0 | 0 | 0 | 0
[5 empty] | C3 | 0 | 0 | 0 | 0 | 0 | 0 | 0 | 0 | 0 | 0 | 0 | 0 | 0 | 0 | 0 | 0 | 0 | 0 | 0 | 0 | 0 | 0 | 0 | 0 | 0 | 0 | 0 | 0 | 0 | 0 | 0 | 0 | 0 | 0 | 0 | 0
[5 empty] | C4 | 0 | 0 | 0 | 0 | 0 | 0 | 0 | 0 | 0 | 0 | 0 | 0 | 0 | 0 | 0 | 0 | 0 | 0 | 0 | 0 | 0 | 0 | 0 | 0 | 0 | 0 | 0 | 0 | 0 | 0 | 0 | 0 | 0 | 0 | 0 | 0
|  | 0 | 0 | 0 |  | 0 | 0 | 0 | 0 | 0 |  | 0 | 0 | 0 | 0 | 0 |  | 0 | 0 | 0 | 0 | 0 |  | 0 | 0 | 0 | 0 | 0 |  | 0 | 0 | 0 | 0 | 0 |  | 0 | 0 | 0 | 0 | 0
| [Please insert new asset category as required] |  |  |  | C1 | 0 | 0 | 0 | 0 | 0 | 0 | 0 | 0 | 0 | 0 | 0 | 0 | 0 | 0 | 0 | 0 | 0 | 0 | 0 | 0 | 0 | 0 | 0 | 0 | 0 | 0 | 0 | 0 | 0 | 0 | 0 | 0 | 0 | 0 | 0 | 0
[5 empty] | C2 | 0 | 0 | 0 | 0 | 0 | 0 | 0 | 0 | 0 | 0 | 0 | 0 | 0 | 0 | 0 | 0 | 0 | 0 | 0 | 0 | 0 | 0 | 0 | 0 | 0 | 0 | 0 | 0 | 0 | 0 | 0 | 0 | 0 | 0 | 0 | 0
[5 empty] | C3 | 0 | 0 | 0 | 0 | 0 | 0 | 0 | 0 | 0 | 0 | 0 | 0 | 0 | 0 | 0 | 0 | 0 | 0 | 0 | 0 | 0 | 0 | 0 | 0 | 0 | 0 | 0 | 0 | 0 | 0 | 0 | 0 | 0 | 0 | 0 | 0
[5 empty] | C4 | 0 | 0 | 0 | 0 | 0 | 0 | 0 | 0 | 0 | 0 | 0 | 0 | 0 | 0 | 0 | 0 | 0 | 0 | 0 | 0 | 0 | 0 | 0 | 0 | 0 | 0 | 0 | 0 | 0 | 0 | 0 | 0 | 0 | 0 | 0 | 0
|  | 0 | 0 | 0 |  | 0 | 0 | 0 | 0 | 0 |  | 0 | 0 | 0 | 0 | 0 |  | 0 | 0 | 0 | 0 | 0 |  | 0 | 0 | 0 | 0 | 0 |  | 0 | 0 | 0 | 0 | 0 |  | 0 | 0 | 0 | 0 | 0
| [Please insert new asset category as required] |  |  |  | C1 | 0 | 0 | 0 | 0 | 0 | 0 | 0 | 0 | 0 | 0 | 0 | 0 | 0 | 0 | 0 | 0 | 0 | 0 | 0 | 0 | 0 | 0 | 0 | 0 | 0 | 0 | 0 | 0 | 0 | 0 | 0 | 0 | 0 | 0 | 0 | 0
[5 empty] | C2 | 0 | 0 | 0 | 0 | 0 | 0 | 0 | 0 | 0 | 0 | 0 | 0 | 0 | 0 | 0 | 0 | 0 | 0 | 0 | 0 | 0 | 0 | 0 | 0 | 0 | 0 | 0 | 0 | 0 | 0 | 0 | 0 | 0 | 0 | 0 | 0
[5 empty] | C3 | 0 | 0 | 0 | 0 | 0 | 0 | 0 | 0 | 0 | 0 | 0 | 0 | 0 | 0 | 0 | 0 | 0 | 0 | 0 | 0 | 0 | 0 | 0 | 0 | 0 | 0 | 0 | 0 | 0 | 0 | 0 | 0 | 0 | 0 | 0 | 0
[5 empty] | C4 | 0 | 0 | 0 | 0 | 0 | 0 | 0 | 0 | 0 | 0 | 0 | 0 | 0 | 0 | 0 | 0 | 0 | 0 | 0 | 0 | 0 | 0 | 0 | 0 | 0 | 0 | 0 | 0 | 0 | 0 | 0 | 0 | 0 | 0 | 0 | 0
|  | 0 | 0 | 0 |  | 0 | 0 | 0 | 0 | 0 |  | 0 | 0 | 0 | 0 | 0 |  | 0 | 0 | 0 | 0 | 0 |  | 0 | 0 | 0 | 0 | 0 |  | 0 | 0 | 0 | 0 | 0 |  | 0 | 0 | 0 | 0 | 0
| [Please insert new asset category as required] |  |  |  | C1 | 0 | 0 | 0 | 0 | 0 | 0 | 0 | 0 | 0 | 0 | 0 | 0 | 0 | 0 | 0 | 0 | 0 | 0 | 0 | 0 | 0 | 0 | 0 | 0 | 0 | 0 | 0 | 0 | 0 | 0 | 0 | 0 | 0 | 0 | 0 | 0
[5 empty] | C2 | 0 | 0 | 0 | 0 | 0 | 0 | 0 | 0 | 0 | 0 | 0 | 0 | 0 | 0 | 0 | 0 | 0 | 0 | 0 | 0 | 0 | 0 | 0 | 0 | 0 | 0 | 0 | 0 | 0 | 0 | 0 | 0 | 0 | 0 | 0 | 0
[5 empty] | C3 | 0 | 0 | 0 | 0 | 0 | 0 | 0 | 0 | 0 | 0 | 0 | 0 | 0 | 0 | 0 | 0 | 0 | 0 | 0 | 0 | 0 | 0 | 0 | 0 | 0 | 0 | 0 | 0 | 0 | 0 | 0 | 0 | 0 | 0 | 0 | 0
[5 empty] | C4 | 0 | 0 | 0 | 0 | 0 | 0 | 0 | 0 | 0 | 0 | 0 | 0 | 0 | 0 | 0 | 0 | 0 | 0 | 0 | 0 | 0 | 0 | 0 | 0 | 0 | 0 | 0 | 0 | 0 | 0 | 0 | 0 | 0 | 0 | 0 | 0
|  | 0 | 0 | 0 |  | 0 | 0 | 0 | 0 | 0 |  | 0 | 0 | 0 | 0 | 0 |  | 0 | 0 | 0 | 0 | 0 |  | 0 | 0 | 0 | 0 | 0 |  | 0 | 0 | 0 | 0 | 0 |  | 0 | 0 | 0 | 0 | 0
EHV Network
| EHV Switchgear (GM) |  |  |  | C1 | 215 | 458 | 214 | 23 | 27 | 937 | 174 | 460 | 214 | 24 | 45 | 917 | 17.3464 | 0 | 0 | -1.9081 | -15.4383 | 0 | 184 | 319 | 345 | 45 | 41 | 934 | 36.2697 | 0 | 0 | -3.9897 | -32.28 | 0 | 170 | 231 | 377 | 75 | 83 | 936
[5 empty] | C2 | 77 | 163 | 76 | 8 | 9 | 333 | 62 | 164 | 77 | 9 | 16 | 328 | 6.1886 | 0 | 0 | -0.68075 | -5.5079 | 0 | 66 | 114 | 123 | 17 | 15 | 335 | 12.9399 | 0 | 0 | -1.4234 | -11.5165 | 0 | 60 | 82 | 135 | 27 | 30 | 334
[5 empty] | C3 | 68 | 144 | 67 | 7 | 8 | 294 | 55 | 144 | 67 | 8 | 14 | 288 | 5.4424 | 0 | 0 | -0.59866 | -4.8437 | 0 | 58 | 100 | 108 | 15 | 13 | 294 | 11.3795 | 0 | 0 | -1.2517 | -10.1277 | 0 | 53 | 72 | 119 | 24 | 26 | 294
[5 empty] | C4 | 50 | 106 | 50 | 5 | 6 | 217 | 40 | 107 | 50 | 6 | 10 | 213 | 4.0226 | 0 | 0 | -0.44249 | -3.5801 | 0 | 43 | 74 | 80 | 11 | 10 | 218 | 8.4109 | 0 | 0 | -0.9252 | -7.4857 | 0 | 39 | 53 | 88 | 18 | 19 | 217
|  | Yes | 1781 | 1791 |  | 410 | 871 | 407 | 43 | 50 |  | 331 | 875 | 408 | 47 | 85 |  | 33 | 0 | 0 | -3.63 | -29.37 |  | 351 | 607 | 656 | 88 | 79 |  | 69 | 0 | 0 | -7.59 | -61.41 |  | 322 | 438 | 719 | 144 | 158
| EHV Transformer |  |  |  | C1 | 45 | 96 | 206 | 43 | 49 | 439 | 35 | 95 | 206 | 43 | 59 | 438 | 18.9226 | 0 | 0 | 0 | -18.9226 | 0 | 29 | 75 | 143 | 90 | 102 | 439 | 53.1055 | 0 | 0 | 0 | -53.1055 | 0 | 20 | 76 | 45 | 88 | 210 | 439
[5 empty] | C2 | 19 | 42 | 90 | 19 | 22 | 192 | 15 | 42 | 90 | 19 | 25 | 191 | 8.2405 | 0 | 0 | 0 | -8.2405 | 0 | 13 | 33 | 62 | 39 | 45 | 192 | 23.1266 | 0 | 0 | 0 | -23.1266 | 0 | 9 | 33 | 19 | 39 | 92 | 192
[5 empty] | C3 | 5 | 12 | 25 | 5 | 6 | 53 | 4 | 12 | 25 | 5 | 7 | 53 | 2.3108 | 0 | 0 | 0 | -2.3108 | 0 | 4 | 9 | 17 | 11 | 13 | 54 | 6.4852 | 0 | 0 | 0 | -6.4852 | 0 | 2 | 9 | 5 | 11 | 26 | 53
[5 empty] | C4 | 4 | 8 | 17 | 3 | 4 | 36 | 3 | 8 | 17 | 3 | 5 | 36 | 1.526 | 0 | 0 | 0 | -1.526 | 0 | 2 | 6 | 12 | 7 | 8 | 35 | 4.2827 | 0 | 0 | 0 | -4.2827 | 0 | 2 | 6 | 4 | 7 | 17 | 36
|  | Yes | 720 | 729 |  | 73 | 158 | 338 | 70 | 81 |  | 57 | 157 | 338 | 70 | 96 |  | 31 | 0 | 0 | 0 | -31 |  | 48 | 123 | 234 | 147 | 168 |  | 87 | 0 | 0 | 0 | -87 |  | 33 | 124 | 73 | 145 | 345
| EHV UG Cable (Gas) |  |  |  | C1 | 0 | 0 | 0 | 0 | 0 | 0 | 0 | 0 | 0 | 0 | 0 | 0 | 0 | 0 | 0 | 0 | 0 | 0 | 0 | 0 | 0 | 0 | 0 | 0 | 0 | 0 | 0 | 0 | 0 | 0 | 0 | 0 | 0 | 0 | 0 | 0
[5 empty] | C2 | 2.9791 | 33.92 | 35.102 | 93.8026 | 61.2642 | 227.0678 | 2.9321 | 33.932 | 35.1378 | 100.9511 | 61.287 | 234.2399 | 0 | 0 | 0 | -8.0372 | 0 | -8.0372 | 0.34134 | 26.886 | 37.7396 | 78.8553 | 83.2452 | 227.0675 | 0 | 0 | 0 | -16 | 0 | -16 | 0.34134 | 12.8181 | 39.8921 | 25.7067 | 148.3093 | 227.0675
[5 empty] | C3 | 0 | 0 | 0 | 0 | 0 | 0 | 0 | 0 | 0 | 0 | 0 | 0 | 0 | 0 | 0 | 0 | 0 | 0 | 0 | 0 | 0 | 0 | 0 | 0 | 0 | 0 | 0 | 0 | 0 | 0 | 0 | 0 | 0 | 0 | 0 | 0
[5 empty] | C4 | 0 | 0 | 0 | 0 | 0 | 0 | 0 | 0 | 0 | 0 | 0 | 0 | 0 | 0 | 0 | 0 | 0 | 0 | 0 | 0 | 0 | 0 | 0 | 0 | 0 | 0 | 0 | 0 | 0 | 0 | 0 | 0 | 0 | 0 | 0 | 0
|  | Yes | 227.0678 | 211.0675 |  | 2.9791 | 33.92 | 35.102 | 93.8026 | 61.2642 |  | 2.9321 | 33.932 | 35.1378 | 100.9511 | 61.287 |  | 0 | 0 | 0 | -8.0372 | 0 |  | 0.34134 | 26.886 | 37.7396 | 78.8553 | 83.2452 |  | 0 | 0 | 0 | -16 | 0 |  | 0.34134 | 12.8181 | 39.8921 | 25.7067 | 148.3093
| EHV UG Cable (Oil) |  |  |  | C1 | 1.6369 | 2.5218 | 2.8663 | 6.9395 | 3.1171 | 17.0815 | 1.63 | 2.5796 | 3.0569 | 8.8085 | 4.8454 | 20.9204 | 0 | 0 | 0 | -0.65712 | -0.65712 | -1.3142 | 0.0090919 | 3.5395 | 2.8444 | 5.6227 | 5.0659 | 17.0815 | 0 | 0 | 0 | -1.3081 | -1.3081 | -2.6163 | 0.0090919 | 2.2753 | 3.4238 | 1.729 | 9.6443 | 17.0815
[5 empty] | C2 | 23.651 | 36.4363 | 41.4126 | 100.2639 | 45.0362 | 246.8 | 23.5502 | 37.2712 | 44.1675 | 127.2676 | 70.0084 | 302.2649 | 0 | 0 | 0 | -9.4942 | -9.4942 | -18.9884 | 0.13136 | 51.1394 | 41.0967 | 81.2383 | 73.1937 | 246.7995 | 0 | 0 | 0 | -18.9005 | -18.9005 | -37.8011 | 0.13136 | 32.875 | 49.4679 | 24.9812 | 139.3439 | 246.7995
[5 empty] | C3 | 2.8672 | 4.4172 | 5.0205 | 12.155 | 5.4598 | 29.9197 | 2.855 | 4.5184 | 5.3544 | 15.4287 | 8.4871 | 36.6437 | 0 | 0 | 0 | -1.151 | -1.151 | -2.302 | 0.015925 | 6.1996 | 4.9822 | 9.8485 | 8.8733 | 29.9196 | 0 | 0 | 0 | -2.2913 | -2.2913 | -4.5826 | 0.015925 | 3.9855 | 5.997 | 3.0285 | 16.8927 | 29.9196
[5 empty] | C4 | 0 | 0 | 0 | 0 | 0 | 0 | 0 | 0 | 0 | 0 | 0 | 0 | 0 | 0 | 0 | 0 | 0 | 0 | 0 | 0 | 0 | 0 | 0 | 0 | 0 | 0 | 0 | 0 | 0 | 0 | 0 | 0 | 0 | 0 | 0 | 0
|  | Yes | 293.8012 | 248.8005 |  | 28.1551 | 43.3753 | 49.2994 | 119.3584 | 53.613 |  | 28.0351 | 44.3692 | 52.5789 | 151.5048 | 83.3409 |  | 0 | 0 | 0 | -11.3023 | -11.3023 |  | 0.15638 | 60.8785 | 48.9233 | 96.7095 | 87.1329 |  | 0 | 0 | 0 | -22.5 | -22.5 |  | 0.15638 | 39.1358 | 58.8887 | 29.7387 | 165.8809
| EHV UG Cable (Non Pressurised) |  |  |  | C1 | 0 | 0 | 0 | 0 | 0 | 0 | 0 | 0 | 0 | 0 | 0 | 0 | 0 | 0 | 0 | 0 | 0 | 0 | 0 | 0 | 0 | 0 | 0 | 0 | 0 | 0 | 0 | 0 | 0 | 0 | 0 | 0 | 0 | 0 | 0 | 0
[5 empty] | C2 | 0 | 0 | 0 | 0 | 0 | 0 | 0 | 0 | 0 | 0 | 0 | 0 | 0 | 0 | 0 | 0 | 0 | 0 | 0 | 0 | 0 | 0 | 0 | 0 | 0 | 0 | 0 | 0 | 0 | 0 | 0 | 0 | 0 | 0 | 0 | 0
[5 empty] | C3 | 0 | 0 | 0 | 0 | 0 | 0 | 0 | 0 | 0 | 0 | 0 | 0 | 0 | 0 | 0 | 0 | 0 | 0 | 0 | 0 | 0 | 0 | 0 | 0 | 0 | 0 | 0 | 0 | 0 | 0 | 0 | 0 | 0 | 0 | 0 | 0
[5 empty] | C4 | 0 | 0 | 0 | 0 | 0 | 0 | 0 | 0 | 0 | 0 | 0 | 0 | 0 | 0 | 0 | 0 | 0 | 0 | 0 | 0 | 0 | 0 | 0 | 0 | 0 | 0 | 0 | 0 | 0 | 0 | 0 | 0 | 0 | 0 | 0 | 0
|  | No | 0 | 0 |  | 0 | 0 | 0 | 0 | 0 |  | 0 | 0 | 0 | 0 | 0 |  | 0 | 0 | 0 | 0 | 0 |  | 0 | 0 | 0 | 0 | 0 |  | 0 | 0 | 0 | 0 | 0 |  | 0 | 0 | 0 | 0 | 0
| EHV OHL Support - Towers |  |  |  | C1 | 26 | 441 | 68 | 24 | 134 | 693 | 26 | 395 | 94 | 40 | 140 | 695 | 74.5178 | 0 | 0 | 0 | -74.5178 | 0 | 0 | 261 | 208 | 52 | 171 | 692 | 149.0355 | 0 | 0 | 0 | -149.0355 | 0 | 0 | 170 | 162 | 127 | 233 | 692
[5 empty] | C2 | 0 | 0 | 0 | 0 | 0 | 0 | 0 | 0 | 0 | 0 | 0 | 0 | 0 | 0 | 0 | 0 | 0 | 0 | 0 | 0 | 0 | 0 | 0 | 0 | 0 | 0 | 0 | 0 | 0 | 0 | 0 | 0 | 0 | 0 | 0 | 0
[5 empty] | C3 | 0 | 4 | 1 | 0 | 1 | 6 | 0 | 4 | 1 | 0 | 1 | 6 | 0.71066 | 0 | 0 | 0 | -0.71066 | 0 | 0 | 2 | 2 | 1 | 2 | 7 | 1.4213 | 0 | 0 | 0 | -1.4213 | 0 | 0 | 2 | 2 | 1 | 2 | 7
[5 empty] | C4 | 8 | 147 | 23 | 8 | 45 | 231 | 8 | 131 | 31 | 13 | 46 | 229 | 24.7716 | 0 | 0 | 0 | -24.7716 | 0 | 0 | 87 | 69 | 18 | 57 | 231 | 49.5431 | 0 | 0 | 0 | -49.5431 | 0 | 0 | 57 | 54 | 42 | 78 | 231
|  | Yes | 930 | 895 |  | 34 | 592 | 92 | 32 | 180 |  | 34 | 530 | 126 | 53 | 187 |  | 100 | 0 | 0 | 0 | -100 |  | 0 | 350 | 279 | 71 | 230 |  | 200 | 0 | 0 | 0 | -200 |  | 0 | 229 | 218 | 170 | 313
| EHV OHL Support - Poles |  |  |  | C1 | 12 | 112 | 108 | 21 | 10 | 263 | 2 | 114 | 110 | 24 | 15 | 265 | 5.1855 | 0 | 0 | -1.5557 | -3.6299 | 0 | 12 | 94 | 122 | 25 | 12 | 265 | 10.4132 | 0 | 0 | -3.124 | -7.2892 | 0 | 12 | 82 | 127 | 28 | 16 | 265
[5 empty] | C2 | 423 | 3799 | 3664 | 722 | 332 | 8940 | 52 | 3863 | 3736 | 805 | 507 | 8963 | 175.4469 | 0 | 0 | -52.6341 | -122.8128 | 0 | 417 | 3167 | 4116 | 846 | 393 | 8939 | 352.3201 | 0 | 0 | -105.696 | -246.6241 | 0 | 413 | 2761 | 4281 | 959 | 525 | 8939
[5 empty] | C3 | 157 | 1412 | 1363 | 268 | 124 | 3324 | 19 | 1436 | 1389 | 300 | 188 | 3332 | 65.2385 | 0 | 0 | -19.5716 | -45.667 | 0 | 155 | 1178 | 1530 | 315 | 146 | 3324 | 131.0074 | 0 | 0 | -39.3022 | -91.7052 | 0 | 154 | 1027 | 1591 | 357 | 195 | 3324
[5 empty] | C4 | 0 | 3 | 3 | 1 | 0 | 7 | 0 | 3 | 3 | 1 | 0 | 7 | 0.1291 | 0 | 0 | -0.03873 | -0.09037 | 0 | 0 | 2 | 3 | 1 | 0 | 6 | 0.25925 | 0 | 0 | -0.077775 | -0.18147 | 0 | 0 | 2 | 3 | 1 | 0 | 6
|  | Yes | 12534 | 12609 |  | 592 | 5326 | 5138 | 1012 | 466 |  | 73 | 5416 | 5238 | 1130 | 710 |  | 246 | 0 | 0 | -73.8 | -172.2 |  | 584 | 4441 | 5771 | 1187 | 551 |  | 494 | 0 | 0 | -148.2 | -345.8 |  | 579 | 3872 | 6002 | 1345 | 736
| EHV OHL Fittings and Conductors (Tower Lines) |  |  |  | C1 | 60.0911 | 197.1135 | 4.2075 | 0.74518 | 2.2355 | 264.3928 | 0 | 235.0812 | 14.1584 | 0.74518 | 2.2355 | 252.2203 | 2.2355 | -0.44711 | -1.7884 | 0 | 0 | -4.4409e-16 | 60.0911 | 168.7967 | 25.0724 | 4.4711 | 5.9614 | 264.3928 | 2.2355 | -0.44711 | -1.7884 | 0 | 0 | -4.4409e-16 | 60.0911 | 147.1866 | 18.3658 | 18.6294 | 20.1198 | 264.3928
[5 empty] | C2 | 0.081868 | 0.26855 | 0.0057322 | 0.0010152 | 0.0030457 | 0.36021 | 0 | 0.32027 | 0.019289 | 0.0010152 | 0.0030457 | 0.34362 | 0.0030457 | -0.00060914 | -0.0024365 | 0 | 0 | -4.3368e-19 | 0.081868 | 0.22997 | 0.034159 | 0.0060914 | 0.0081218 | 0.36021 | 0.0030457 | -0.00060914 | -0.0024365 | 0 | 0 | -4.3368e-19 | 0.081868 | 0.20053 | 0.025022 | 0.025381 | 0.027411 | 0.36021
[5 empty] | C3 | 0.49121 | 1.6113 | 0.034393 | 0.0060914 | 0.018274 | 2.1612 | 0 | 1.9216 | 0.11574 | 0.0060914 | 0.018274 | 2.0617 | 0.018274 | -0.0036548 | -0.014619 | 0 | 0 | -1.7347e-18 | 0.49121 | 1.3798 | 0.20495 | 0.036548 | 0.048731 | 2.1612 | 0.018274 | -0.0036548 | -0.014619 | 0 | 0 | -1.7347e-18 | 0.49121 | 1.2032 | 0.15013 | 0.15228 | 0.16447 | 2.1612
[5 empty] | C4 | 19.9758 | 65.5255 | 1.3987 | 0.24772 | 0.74315 | 87.8908 | 0 | 78.1469 | 4.7066 | 0.24772 | 0.74315 | 83.8443 | 0.74315 | -0.14863 | -0.59452 | 0 | 0 | 0 | 19.9758 | 56.1123 | 8.3347 | 1.4863 | 1.9817 | 87.8908 | 0.74315 | -0.14863 | -0.59452 | 0 | 0 | 0 | 19.9758 | 48.9285 | 6.1053 | 6.1929 | 6.6883 | 87.8908
|  | Yes | 354.805 | 340.805 |  | 80.64 | 264.5188 | 5.6462 | 1 | 3 |  | 0 | 315.47 | 19 | 1 | 3 |  | 3 | -0.6 | -2.4 | 0 | 0 |  | 80.64 | 226.5188 | 33.6462 | 6 | 8 |  | 3 | -0.6 | -2.4 | 0 | 0 |  | 80.64 | 197.5188 | 24.6462 | 25 | 27
| [Please insert new asset category as required] |  |  |  | C1 | 0 | 0 | 0 | 0 | 0 | 0 | 0 | 0 | 0 | 0 | 0 | 0 | 0 | 0 | 0 | 0 | 0 | 0 | 0 | 0 | 0 | 0 | 0 | 0 | 0 | 0 | 0 | 0 | 0 | 0 | 0 | 0 | 0 | 0 | 0 | 0
[5 empty] | C2 | 0 | 0 | 0 | 0 | 0 | 0 | 0 | 0 | 0 | 0 | 0 | 0 | 0 | 0 | 0 | 0 | 0 | 0 | 0 | 0 | 0 | 0 | 0 | 0 | 0 | 0 | 0 | 0 | 0 | 0 | 0 | 0 | 0 | 0 | 0 | 0
[5 empty] | C3 | 0 | 0 | 0 | 0 | 0 | 0 | 0 | 0 | 0 | 0 | 0 | 0 | 0 | 0 | 0 | 0 | 0 | 0 | 0 | 0 | 0 | 0 | 0 | 0 | 0 | 0 | 0 | 0 | 0 | 0 | 0 | 0 | 0 | 0 | 0 | 0
[5 empty] | C4 | 0 | 0 | 0 | 0 | 0 | 0 | 0 | 0 | 0 | 0 | 0 | 0 | 0 | 0 | 0 | 0 | 0 | 0 | 0 | 0 | 0 | 0 | 0 | 0 | 0 | 0 | 0 | 0 | 0 | 0 | 0 | 0 | 0 | 0 | 0 | 0
|  | 0 | 0 | 0 |  | 0 | 0 | 0 | 0 | 0 |  | 0 | 0 | 0 | 0 | 0 |  | 0 | 0 | 0 | 0 | 0 |  | 0 | 0 | 0 | 0 | 0 |  | 0 | 0 | 0 | 0 | 0 |  | 0 | 0 | 0 | 0 | 0
| [Please insert new asset category as required] |  |  |  | C1 | 0 | 0 | 0 | 0 | 0 | 0 | 0 | 0 | 0 | 0 | 0 | 0 | 0 | 0 | 0 | 0 | 0 | 0 | 0 | 0 | 0 | 0 | 0 | 0 | 0 | 0 | 0 | 0 | 0 | 0 | 0 | 0 | 0 | 0 | 0 | 0
[5 empty] | C2 | 0 | 0 | 0 | 0 | 0 | 0 | 0 | 0 | 0 | 0 | 0 | 0 | 0 | 0 | 0 | 0 | 0 | 0 | 0 | 0 | 0 | 0 | 0 | 0 | 0 | 0 | 0 | 0 | 0 | 0 | 0 | 0 | 0 | 0 | 0 | 0
[5 empty] | C3 | 0 | 0 | 0 | 0 | 0 | 0 | 0 | 0 | 0 | 0 | 0 | 0 | 0 | 0 | 0 | 0 | 0 | 0 | 0 | 0 | 0 | 0 | 0 | 0 | 0 | 0 | 0 | 0 | 0 | 0 | 0 | 0 | 0 | 0 | 0 | 0
[5 empty] | C4 | 0 | 0 | 0 | 0 | 0 | 0 | 0 | 0 | 0 | 0 | 0 | 0 | 0 | 0 | 0 | 0 | 0 | 0 | 0 | 0 | 0 | 0 | 0 | 0 | 0 | 0 | 0 | 0 | 0 | 0 | 0 | 0 | 0 | 0 | 0 | 0
|  | 0 | 0 | 0 |  | 0 | 0 | 0 | 0 | 0 |  | 0 | 0 | 0 | 0 | 0 |  | 0 | 0 | 0 | 0 | 0 |  | 0 | 0 | 0 | 0 | 0 |  | 0 | 0 | 0 | 0 | 0 |  | 0 | 0 | 0 | 0 | 0
| [Please insert new asset category as required] |  |  |  | C1 | 0 | 0 | 0 | 0 | 0 | 0 | 0 | 0 | 0 | 0 | 0 | 0 | 0 | 0 | 0 | 0 | 0 | 0 | 0 | 0 | 0 | 0 | 0 | 0 | 0 | 0 | 0 | 0 | 0 | 0 | 0 | 0 | 0 | 0 | 0 | 0
[5 empty] | C2 | 0 | 0 | 0 | 0 | 0 | 0 | 0 | 0 | 0 | 0 | 0 | 0 | 0 | 0 | 0 | 0 | 0 | 0 | 0 | 0 | 0 | 0 | 0 | 0 | 0 | 0 | 0 | 0 | 0 | 0 | 0 | 0 | 0 | 0 | 0 | 0
[5 empty] | C3 | 0 | 0 | 0 | 0 | 0 | 0 | 0 | 0 | 0 | 0 | 0 | 0 | 0 | 0 | 0 | 0 | 0 | 0 | 0 | 0 | 0 | 0 | 0 | 0 | 0 | 0 | 0 | 0 | 0 | 0 | 0 | 0 | 0 | 0 | 0 | 0
[5 empty] | C4 | 0 | 0 | 0 | 0 | 0 | 0 | 0 | 0 | 0 | 0 | 0 | 0 | 0 | 0 | 0 | 0 | 0 | 0 | 0 | 0 | 0 | 0 | 0 | 0 | 0 | 0 | 0 | 0 | 0 | 0 | 0 | 0 | 0 | 0 | 0 | 0
|  | 0 | 0 | 0 |  | 0 | 0 | 0 | 0 | 0 |  | 0 | 0 | 0 | 0 | 0 |  | 0 | 0 | 0 | 0 | 0 |  | 0 | 0 | 0 | 0 | 0 |  | 0 | 0 | 0 | 0 | 0 |  | 0 | 0 | 0 | 0 | 0
| [Please insert new asset category as required] |  |  |  | C1 | 0 | 0 | 0 | 0 | 0 | 0 | 0 | 0 | 0 | 0 | 0 | 0 | 0 | 0 | 0 | 0 | 0 | 0 | 0 | 0 | 0 | 0 | 0 | 0 | 0 | 0 | 0 | 0 | 0 | 0 | 0 | 0 | 0 | 0 | 0 | 0
[5 empty] | C2 | 0 | 0 | 0 | 0 | 0 | 0 | 0 | 0 | 0 | 0 | 0 | 0 | 0 | 0 | 0 | 0 | 0 | 0 | 0 | 0 | 0 | 0 | 0 | 0 | 0 | 0 | 0 | 0 | 0 | 0 | 0 | 0 | 0 | 0 | 0 | 0
[5 empty] | C3 | 0 | 0 | 0 | 0 | 0 | 0 | 0 | 0 | 0 | 0 | 0 | 0 | 0 | 0 | 0 | 0 | 0 | 0 | 0 | 0 | 0 | 0 | 0 | 0 | 0 | 0 | 0 | 0 | 0 | 0 | 0 | 0 | 0 | 0 | 0 | 0
[5 empty] | C4 | 0 | 0 | 0 | 0 | 0 | 0 | 0 | 0 | 0 | 0 | 0 | 0 | 0 | 0 | 0 | 0 | 0 | 0 | 0 | 0 | 0 | 0 | 0 | 0 | 0 | 0 | 0 | 0 | 0 | 0 | 0 | 0 | 0 | 0 | 0 | 0
|  | 0 | 0 | 0 |  | 0 | 0 | 0 | 0 | 0 |  | 0 | 0 | 0 | 0 | 0 |  | 0 | 0 | 0 | 0 | 0 |  | 0 | 0 | 0 | 0 | 0 |  | 0 | 0 | 0 | 0 | 0 |  | 0 | 0 | 0 | 0 | 0
| [Please insert new asset category as required] |  |  |  | C1 | 0 | 0 | 0 | 0 | 0 | 0 | 0 | 0 | 0 | 0 | 0 | 0 | 0 | 0 | 0 | 0 | 0 | 0 | 0 | 0 | 0 | 0 | 0 | 0 | 0 | 0 | 0 | 0 | 0 | 0 | 0 | 0 | 0 | 0 | 0 | 0
[5 empty] | C2 | 0 | 0 | 0 | 0 | 0 | 0 | 0 | 0 | 0 | 0 | 0 | 0 | 0 | 0 | 0 | 0 | 0 | 0 | 0 | 0 | 0 | 0 | 0 | 0 | 0 | 0 | 0 | 0 | 0 | 0 | 0 | 0 | 0 | 0 | 0 | 0
[5 empty] | C3 | 0 | 0 | 0 | 0 | 0 | 0 | 0 | 0 | 0 | 0 | 0 | 0 | 0 | 0 | 0 | 0 | 0 | 0 | 0 | 0 | 0 | 0 | 0 | 0 | 0 | 0 | 0 | 0 | 0 | 0 | 0 | 0 | 0 | 0 | 0 | 0
[5 empty] | C4 | 0 | 0 | 0 | 0 | 0 | 0 | 0 | 0 | 0 | 0 | 0 | 0 | 0 | 0 | 0 | 0 | 0 | 0 | 0 | 0 | 0 | 0 | 0 | 0 | 0 | 0 | 0 | 0 | 0 | 0 | 0 | 0 | 0 | 0 | 0 | 0
|  | 0 | 0 | 0 |  | 0 | 0 | 0 | 0 | 0 |  | 0 | 0 | 0 | 0 | 0 |  | 0 | 0 | 0 | 0 | 0 |  | 0 | 0 | 0 | 0 | 0 |  | 0 | 0 | 0 | 0 | 0 |  | 0 | 0 | 0 | 0 | 0
132kV Network
| 132kV CBs |  |  |  | C1 | 43 | 16 | 2 | 2 | 14 | 77 | 40 | 16 | 2 | 2 | 15 | 75 | 8.0103 | 0 | 0 | 0 | -8.8114 | -0.80103 | 32 | 20 | 4 | 4 | 16 | 76 | 12.416 | 0 | 0 | 0 | -13.2171 | -0.80103 | 29 | 23 | 4 | 5 | 16 | 77
[5 empty] | C2 | 15 | 6 | 1 | 0 | 5 | 27 | 14 | 6 | 1 | 0 | 5 | 26 | 2.8079 | 0 | 0 | 0 | -3.0887 | -0.28079 | 12 | 7 | 1 | 2 | 6 | 28 | 4.3523 | 0 | 0 | 0 | -4.6331 | -0.28079 | 10 | 8 | 2 | 2 | 6 | 28
[5 empty] | C3 | 50 | 21 | 3 | 1 | 15 | 90 | 46 | 18 | 3 | 1 | 17 | 85 | 9.1817 | 0 | 0 | 0 | -10.0999 | -0.91817 | 38 | 23 | 5 | 5 | 19 | 90 | 14.2317 | 0 | 0 | 0 | -15.1499 | -0.91817 | 33 | 27 | 5 | 5 | 19 | 89
[5 empty] | C4 | 0 | 0 | 0 | 0 | 0 | 0 | 0 | 0 | 0 | 0 | 0 | 0 | 0 | 0 | 0 | 0 | 0 | 0 | 0 | 0 | 0 | 0 | 0 | 0 | 0 | 0 | 0 | 0 | 0 | 0 | 0 | 0 | 0 | 0 | 0 | 0
|  | Yes | 194 | 199 |  | 108 | 43 | 6 | 3 | 34 |  | 100 | 40 | 6 | 3 | 37 |  | 20 | 0 | 0 | 0 | -22 |  | 82 | 50 | 10 | 11 | 41 |  | 31 | 0 | 0 | 0 | -33 |  | 72 | 58 | 11 | 12 | 41
| 132kV Transformer |  |  |  | C1 | 12 | 19 | 15 | 7 | 6 | 59 | 5 | 19 | 15 | 7 | 11 | 57 | 2.1923 | 0 | 0 | 0 | -2.1923 | 0 | 11 | 10 | 16 | 16 | 7 | 60 | 6.2115 | 0 | 0 | 0 | -6.2115 | 0 | 11 | 10 | 6 | 17 | 17 | 61
[5 empty] | C2 | 10 | 17 | 14 | 6 | 4 | 51 | 5 | 15 | 14 | 6 | 10 | 50 | 1.8462 | 0 | 0 | 0 | -1.8462 | 0 | 10 | 9 | 13 | 13 | 5 | 50 | 5.2308 | 0 | 0 | 0 | -5.2308 | 0 | 9 | 7 | 5 | 14 | 15 | 50
[5 empty] | C3 | 10 | 17 | 14 | 6 | 4 | 51 | 5 | 15 | 14 | 6 | 10 | 50 | 1.8462 | 0 | 0 | 0 | -1.8462 | 0 | 10 | 9 | 13 | 13 | 5 | 50 | 5.2308 | 0 | 0 | 0 | -5.2308 | 0 | 9 | 7 | 5 | 14 | 15 | 50
[5 empty] | C4 | 1 | 1 | 1 | 0 | 0 | 3 | 0 | 1 | 1 | 0 | 1 | 3 | 0.11538 | 0 | 0 | 0 | -0.11538 | 0 | 1 | 1 | 1 | 1 | 0 | 4 | 0.32692 | 0 | 0 | 0 | -0.32692 | 0 | 1 | 0 | 0 | 1 | 1 | 3
|  | Yes | 164 | 165 |  | 33 | 54 | 44 | 19 | 14 |  | 15 | 50 | 44 | 19 | 32 |  | 6 | 0 | 0 | 0 | -6 |  | 32 | 29 | 43 | 43 | 17 |  | 17 | 0 | 0 | 0 | -17 |  | 30 | 24 | 16 | 46 | 48
| 132kV UG Cable (Gas) |  |  |  | C1 | 0 | 0 | 0 | 0 | 0 | 0 | 0 | 0 | 0 | 0 | 0 | 0 | 0 | 0 | 0 | 0 | 0 | 0 | 0 | 0 | 0 | 0 | 0 | 0 | 0 | 0 | 0 | 0 | 0 | 0 | 0 | 0 | 0 | 0 | 0 | 0
[5 empty] | C2 | 0 | 0 | 0 | 0 | 0 | 0 | 0 | 0 | 0 | 0 | 0 | 0 | 0 | 0 | 0 | 0 | 0 | 0 | 0 | 0 | 0 | 0 | 0 | 0 | 0 | 0 | 0 | 0 | 0 | 0 | 0 | 0 | 0 | 0 | 0 | 0
[5 empty] | C3 | 0 | 0 | 0 | 0 | 0 | 0 | 0 | 0 | 0 | 0 | 0 | 0 | 0 | 0 | 0 | 0 | 0 | 0 | 0 | 0 | 0 | 0 | 0 | 0 | 0 | 0 | 0 | 0 | 0 | 0 | 0 | 0 | 0 | 0 | 0 | 0
[5 empty] | C4 | 0 | 0 | 0 | 0 | 0 | 0 | 0 | 0 | 0 | 0 | 0 | 0 | 0 | 0 | 0 | 0 | 0 | 0 | 0 | 0 | 0 | 0 | 0 | 0 | 0 | 0 | 0 | 0 | 0 | 0 | 0 | 0 | 0 | 0 | 0 | 0
|  | No | 0 | 0 |  | 0 | 0 | 0 | 0 | 0 |  | 0 | 0 | 0 | 0 | 0 |  | 0 | 0 | 0 | 0 | 0 |  | 0 | 0 | 0 | 0 | 0 |  | 0 | 0 | 0 | 0 | 0 |  | 0 | 0 | 0 | 0 | 0
| 132kV UG Cable (Oil) |  |  |  | C1 | 0.069593 | 1.7577 | 3.5512 | 5.0591 | 0.48064 | 10.9182 | 0.068227 | 1.758 | 3.5519 | 5.1278 | 0.48064 | 10.9865 | 0 | 0 | 0 | -0.40769 | 0 | -0.40769 | 0.0009295 | 0.86512 | 2.3839 | 5.9513 | 1.717 | 10.9182 | 0 | 0 | 0 | -0.79012 | 0 | -0.79012 | 0.0009295 | 0.035179 | 2.2525 | 4.4407 | 4.1888 | 10.9182
[5 empty] | C2 | 0.74435 | 18.8005 | 37.9824 | 54.1109 | 5.1408 | 116.779 | 0.72974 | 18.8031 | 37.99 | 54.8457 | 5.1408 | 117.5094 | 0 | 0 | 0 | -4.3606 | 0 | -4.3606 | 0.0099418 | 9.2532 | 25.4975 | 63.6541 | 18.3642 | 116.779 | 0 | 0 | 0 | -8.4509 | 0 | -8.4509 | 0.0099418 | 0.37627 | 24.0928 | 47.4972 | 44.8028 | 116.779
[5 empty] | C3 | 0.2037 | 5.1451 | 10.3946 | 14.8085 | 1.4069 | 31.9588 | 0.19971 | 5.1458 | 10.3967 | 15.0096 | 1.4069 | 32.1587 | 0 | 0 | 0 | -1.1934 | 0 | -1.1934 | 0.0027208 | 2.5323 | 6.9779 | 17.4202 | 5.0257 | 31.9588 | 0 | 0 | 0 | -2.3128 | 0 | -2.3128 | 0.0027208 | 0.10297 | 6.5934 | 12.9985 | 12.2611 | 31.9588
[5 empty] | C4 | 0.0014282 | 0.036072 | 0.072876 | 0.10382 | 0.0098637 | 0.22406 | 0.0014001 | 0.036077 | 0.072891 | 0.10523 | 0.0098637 | 0.22546 | 0 | 0 | 0 | -0.0083666 | 0 | -0.0083666 | 1.9075e-05 | 0.017754 | 0.048922 | 0.12213 | 0.035235 | 0.22406 | 0 | 0 | 0 | -0.016215 | 0 | -0.016215 | 1.9075e-05 | 0.00072194 | 0.046226 | 0.091132 | 0.085962 | 0.22406
|  | Yes | 159.88 | 148.31 |  | 1.0191 | 25.7394 | 52.0011 | 74.0822 | 7.0382 |  | 0.99907 | 25.7429 | 52.0114 | 75.0883 | 7.0382 |  | 0 | 0 | 0 | -5.97 | 0 |  | 0.013611 | 12.6684 | 34.9082 | 87.1478 | 25.142 |  | 0 | 0 | 0 | -11.57 | 0 |  | 0.013611 | 0.51514 | 32.985 | 65.0276 | 61.3387
| 132kV UG Cable (Non Pressurised) |  |  |  | C1 | 0 | 0 | 0 | 0 | 0 | 0 | 0 | 0 | 0 | 0 | 0 | 0 | 0 | 0 | 0 | 0 | 0 | 0 | 0 | 0 | 0 | 0 | 0 | 0 | 0 | 0 | 0 | 0 | 0 | 0 | 0 | 0 | 0 | 0 | 0 | 0
[5 empty] | C2 | 0 | 0 | 0 | 0 | 0 | 0 | 0 | 0 | 0 | 0 | 0 | 0 | 0 | 0 | 0 | 0 | 0 | 0 | 0 | 0 | 0 | 0 | 0 | 0 | 0 | 0 | 0 | 0 | 0 | 0 | 0 | 0 | 0 | 0 | 0 | 0
[5 empty] | C3 | 0 | 0 | 0 | 0 | 0 | 0 | 0 | 0 | 0 | 0 | 0 | 0 | 0 | 0 | 0 | 0 | 0 | 0 | 0 | 0 | 0 | 0 | 0 | 0 | 0 | 0 | 0 | 0 | 0 | 0 | 0 | 0 | 0 | 0 | 0 | 0
[5 empty] | C4 | 0 | 0 | 0 | 0 | 0 | 0 | 0 | 0 | 0 | 0 | 0 | 0 | 0 | 0 | 0 | 0 | 0 | 0 | 0 | 0 | 0 | 0 | 0 | 0 | 0 | 0 | 0 | 0 | 0 | 0 | 0 | 0 | 0 | 0 | 0 | 0
|  | No | 0 | 0 |  | 0 | 0 | 0 | 0 | 0 |  | 0 | 0 | 0 | 0 | 0 |  | 0 | 0 | 0 | 0 | 0 |  | 0 | 0 | 0 | 0 | 0 |  | 0 | 0 | 0 | 0 | 0 |  | 0 | 0 | 0 | 0 | 0
| 132kV OHL Support - Tower |  |  |  | C1 | 4 | 74 | 6 | 14 | 6 | 104 | 2 | 55 | 19 | 18 | 10 | 104 | 3.3091 | 0 | 0 | 0 | -3.3091 | 0 | 3 | 32 | 46 | 8 | 15 | 104 | 6.6181 | 0 | 0 | 0 | -6.6181 | 0 | 3 | 13 | 48 | 17 | 22 | 103
[5 empty] | C2 | 102 | 1838 | 141 | 337 | 154 | 2572 | 43 | 1359 | 464 | 456 | 251 | 2573 | 82.3958 | 0 | 0 | 0 | -82.3958 | 0 | 68 | 796 | 1135 | 190 | 384 | 2573 | 164.7915 | 0 | 0 | 0 | -164.7915 | 0 | 68 | 327 | 1202 | 426 | 551 | 2574
[5 empty] | C3 | 18 | 319 | 24 | 59 | 27 | 447 | 7 | 236 | 80 | 79 | 44 | 446 | 14.2952 | 0 | 0 | 0 | -14.2952 | 0 | 12 | 138 | 197 | 33 | 66 | 446 | 28.5903 | 0 | 0 | 0 | -28.5903 | 0 | 12 | 57 | 208 | 74 | 95 | 446
[5 empty] | C4 | 0 | 0 | 0 | 0 | 0 | 0 | 0 | 0 | 0 | 0 | 0 | 0 | 0 | 0 | 0 | 0 | 0 | 0 | 0 | 0 | 0 | 0 | 0 | 0 | 0 | 0 | 0 | 0 | 0 | 0 | 0 | 0 | 0 | 0 | 0 | 0
|  | Yes | 3123 | 3123 |  | 124 | 2231 | 171 | 410 | 187 |  | 52 | 1650 | 563 | 553 | 305 |  | 100 | 0 | 0 | 0 | -100 |  | 83 | 966 | 1378 | 231 | 465 |  | 200 | 0 | 0 | 0 | -200 |  | 83 | 397 | 1458 | 517 | 668
| 132kV OHL Fittings and Conductors (Tower Lines) |  |  |  | C1 | 2.6478 | 46.9644 | 1.6221 | 1.3898 | 0.16545 | 52.7896 | 1 | 47 | 3 | 1 | 0 | 52 | 1.456 | -0.2912 | -1.1648 | 0 | 0 | -2.2204e-16 | 2.6478 | 40.975 | 5.8908 | 1.5884 | 1.6876 | 52.7896 | 2.9782 | -0.59563 | -2.3825 | 0 | 0 | 0 | 2.6478 | 35.9122 | 4.6996 | 3.7062 | 5.824 | 52.7896
[5 empty] | C2 | 65.9298 | 1169.4145 | 40.3914 | 34.6062 | 4.1198 | 1314.4617 | 26 | 1178 | 70 | 35 | 7 | 1316 | 36.2541 | -7.2508 | -29.0033 | 0 | 0 | 0 | 65.9298 | 1020.2782 | 146.6819 | 39.55 | 42.0218 | 1314.4617 | 74.1562 | -14.8312 | -59.325 | 0 | 0 | 0 | 65.9298 | 894.2126 | 117.0194 | 92.2833 | 145.0165 | 1314.4617
[5 empty] | C3 | 11.4384 | 202.8864 | 7.0077 | 6.004 | 0.71476 | 228.0512 | 5 | 204 | 12 | 6 | 1 | 228 | 6.2899 | -1.258 | -5.0319 | 0 | 0 | -1.7764e-15 | 11.4384 | 177.0121 | 25.4484 | 6.8617 | 7.2905 | 228.0512 | 12.8657 | -2.5731 | -10.2925 | 0 | 0 | 0 | 11.4384 | 155.1405 | 20.3022 | 16.0106 | 25.1595 | 228.0512
[5 empty] | C4 | 0 | 0 | 0 | 0 | 0 | 0 | 0 | 0 | 0 | 0 | 0 | 0 | 0 | 0 | 0 | 0 | 0 | 0 | 0 | 0 | 0 | 0 | 0 | 0 | 0 | 0 | 0 | 0 | 0 | 0 | 0 | 0 | 0 | 0 | 0 | 0
|  | Yes | 1595.3025 | 1595.3025 |  | 80.016 | 1419.2653 | 49.0212 | 42 | 5 |  | 32 | 1429 | 85 | 42 | 8 |  | 44 | -8.8 | -35.2 | 0 | 0 |  | 80.016 | 1238.2653 | 178.0212 | 48 | 51 |  | 90 | -18 | -72 | 0 | 0 |  | 80.016 | 1085.2653 | 142.0212 | 112 | 176
| [Please insert new asset category as required] |  |  |  | C1 | 0 | 0 | 0 | 0 | 0 | 0 | 0 | 0 | 0 | 0 | 0 | 0 | 0 | 0 | 0 | 0 | 0 | 0 | 0 | 0 | 0 | 0 | 0 | 0 | 0 | 0 | 0 | 0 | 0 | 0 | 0 | 0 | 0 | 0 | 0 | 0
[5 empty] | C2 | 0 | 0 | 0 | 0 | 0 | 0 | 0 | 0 | 0 | 0 | 0 | 0 | 0 | 0 | 0 | 0 | 0 | 0 | 0 | 0 | 0 | 0 | 0 | 0 | 0 | 0 | 0 | 0 | 0 | 0 | 0 | 0 | 0 | 0 | 0 | 0
[5 empty] | C3 | 0 | 0 | 0 | 0 | 0 | 0 | 0 | 0 | 0 | 0 | 0 | 0 | 0 | 0 | 0 | 0 | 0 | 0 | 0 | 0 | 0 | 0 | 0 | 0 | 0 | 0 | 0 | 0 | 0 | 0 | 0 | 0 | 0 | 0 | 0 | 0
[5 empty] | C4 | 0 | 0 | 0 | 0 | 0 | 0 | 0 | 0 | 0 | 0 | 0 | 0 | 0 | 0 | 0 | 0 | 0 | 0 | 0 | 0 | 0 | 0 | 0 | 0 | 0 | 0 | 0 | 0 | 0 | 0 | 0 | 0 | 0 | 0 | 0 | 0
|  | 0 | 0 | 0 |  | 0 | 0 | 0 | 0 | 0 |  | 0 | 0 | 0 | 0 | 0 |  | 0 | 0 | 0 | 0 | 0 |  | 0 | 0 | 0 | 0 | 0 |  | 0 | 0 | 0 | 0 | 0 |  | 0 | 0 | 0 | 0 | 0
| [Please insert new asset category as required] |  |  |  | C1 | 0 | 0 | 0 | 0 | 0 | 0 | 0 | 0 | 0 | 0 | 0 | 0 | 0 | 0 | 0 | 0 | 0 | 0 | 0 | 0 | 0 | 0 | 0 | 0 | 0 | 0 | 0 | 0 | 0 | 0 | 0 | 0 | 0 | 0 | 0 | 0
[5 empty] | C2 | 0 | 0 | 0 | 0 | 0 | 0 | 0 | 0 | 0 | 0 | 0 | 0 | 0 | 0 | 0 | 0 | 0 | 0 | 0 | 0 | 0 | 0 | 0 | 0 | 0 | 0 | 0 | 0 | 0 | 0 | 0 | 0 | 0 | 0 | 0 | 0
[5 empty] | C3 | 0 | 0 | 0 | 0 | 0 | 0 | 0 | 0 | 0 | 0 | 0 | 0 | 0 | 0 | 0 | 0 | 0 | 0 | 0 | 0 | 0 | 0 | 0 | 0 | 0 | 0 | 0 | 0 | 0 | 0 | 0 | 0 | 0 | 0 | 0 | 0
[5 empty] | C4 | 0 | 0 | 0 | 0 | 0 | 0 | 0 | 0 | 0 | 0 | 0 | 0 | 0 | 0 | 0 | 0 | 0 | 0 | 0 | 0 | 0 | 0 | 0 | 0 | 0 | 0 | 0 | 0 | 0 | 0 | 0 | 0 | 0 | 0 | 0 | 0
|  | 0 | 0 | 0 |  | 0 | 0 | 0 | 0 | 0 |  | 0 | 0 | 0 | 0 | 0 |  | 0 | 0 | 0 | 0 | 0 |  | 0 | 0 | 0 | 0 | 0 |  | 0 | 0 | 0 | 0 | 0 |  | 0 | 0 | 0 | 0 | 0
| [Please insert new asset category as required] |  |  |  | C1 | 0 | 0 | 0 | 0 | 0 | 0 | 0 | 0 | 0 | 0 | 0 | 0 | 0 | 0 | 0 | 0 | 0 | 0 | 0 | 0 | 0 | 0 | 0 | 0 | 0 | 0 | 0 | 0 | 0 | 0 | 0 | 0 | 0 | 0 | 0 | 0
[5 empty] | C2 | 0 | 0 | 0 | 0 | 0 | 0 | 0 | 0 | 0 | 0 | 0 | 0 | 0 | 0 | 0 | 0 | 0 | 0 | 0 | 0 | 0 | 0 | 0 | 0 | 0 | 0 | 0 | 0 | 0 | 0 | 0 | 0 | 0 | 0 | 0 | 0
[5 empty] | C3 | 0 | 0 | 0 | 0 | 0 | 0 | 0 | 0 | 0 | 0 | 0 | 0 | 0 | 0 | 0 | 0 | 0 | 0 | 0 | 0 | 0 | 0 | 0 | 0 | 0 | 0 | 0 | 0 | 0 | 0 | 0 | 0 | 0 | 0 | 0 | 0
[5 empty] | C4 | 0 | 0 | 0 | 0 | 0 | 0 | 0 | 0 | 0 | 0 | 0 | 0 | 0 | 0 | 0 | 0 | 0 | 0 | 0 | 0 | 0 | 0 | 0 | 0 | 0 | 0 | 0 | 0 | 0 | 0 | 0 | 0 | 0 | 0 | 0 | 0
|  | 0 | 0 | 0 |  | 0 | 0 | 0 | 0 | 0 |  | 0 | 0 | 0 | 0 | 0 |  | 0 | 0 | 0 | 0 | 0 |  | 0 | 0 | 0 | 0 | 0 |  | 0 | 0 | 0 | 0 | 0 |  | 0 | 0 | 0 | 0 | 0
| [Please insert new asset category as required] |  |  |  | C1 | 0 | 0 | 0 | 0 | 0 | 0 | 0 | 0 | 0 | 0 | 0 | 0 | 0 | 0 | 0 | 0 | 0 | 0 | 0 | 0 | 0 | 0 | 0 | 0 | 0 | 0 | 0 | 0 | 0 | 0 | 0 | 0 | 0 | 0 | 0 | 0
[5 empty] | C2 | 0 | 0 | 0 | 0 | 0 | 0 | 0 | 0 | 0 | 0 | 0 | 0 | 0 | 0 | 0 | 0 | 0 | 0 | 0 | 0 | 0 | 0 | 0 | 0 | 0 | 0 | 0 | 0 | 0 | 0 | 0 | 0 | 0 | 0 | 0 | 0
[5 empty] | C3 | 0 | 0 | 0 | 0 | 0 | 0 | 0 | 0 | 0 | 0 | 0 | 0 | 0 | 0 | 0 | 0 | 0 | 0 | 0 | 0 | 0 | 0 | 0 | 0 | 0 | 0 | 0 | 0 | 0 | 0 | 0 | 0 | 0 | 0 | 0 | 0
[5 empty] | C4 | 0 | 0 | 0 | 0 | 0 | 0 | 0 | 0 | 0 | 0 | 0 | 0 | 0 | 0 | 0 | 0 | 0 | 0 | 0 | 0 | 0 | 0 | 0 | 0 | 0 | 0 | 0 | 0 | 0 | 0 | 0 | 0 | 0 | 0 | 0 | 0
|  | 0 | 0 | 0 |  | 0 | 0 | 0 | 0 | 0 |  | 0 | 0 | 0 | 0 | 0 |  | 0 | 0 | 0 | 0 | 0 |  | 0 | 0 | 0 | 0 | 0 |  | 0 | 0 | 0 | 0 | 0 |  | 0 | 0 | 0 | 0 | 0
| [Please insert new asset category as required] |  |  |  | C1 | 0 | 0 | 0 | 0 | 0 | 0 | 0 | 0 | 0 | 0 | 0 | 0 | 0 | 0 | 0 | 0 | 0 | 0 | 0 | 0 | 0 | 0 | 0 | 0 | 0 | 0 | 0 | 0 | 0 | 0 | 0 | 0 | 0 | 0 | 0 | 0
[5 empty] | C2 | 0 | 0 | 0 | 0 | 0 | 0 | 0 | 0 | 0 | 0 | 0 | 0 | 0 | 0 | 0 | 0 | 0 | 0 | 0 | 0 | 0 | 0 | 0 | 0 | 0 | 0 | 0 | 0 | 0 | 0 | 0 | 0 | 0 | 0 | 0 | 0
[5 empty] | C3 | 0 | 0 | 0 | 0 | 0 | 0 | 0 | 0 | 0 | 0 | 0 | 0 | 0 | 0 | 0 | 0 | 0 | 0 | 0 | 0 | 0 | 0 | 0 | 0 | 0 | 0 | 0 | 0 | 0 | 0 | 0 | 0 | 0 | 0 | 0 | 0
[5 empty] | C4 | 0 | 0 | 0 | 0 | 0 | 0 | 0 | 0 | 0 | 0 | 0 | 0 | 0 | 0 | 0 | 0 | 0 | 0 | 0 | 0 | 0 | 0 | 0 | 0 | 0 | 0 | 0 | 0 | 0 | 0 | 0 | 0 | 0 | 0 | 0 | 0
|  | 0 | 0 | 0 |  | 0 | 0 | 0 | 0 | 0 |  | 0 | 0 | 0 | 0 | 0 |  | 0 | 0 | 0 | 0 | 0 |  | 0 | 0 | 0 | 0 | 0 |  | 0 | 0 | 0 | 0 | 0 |  | 0 | 0 | 0 | 0 | 0
Other
| Submarine Cables |  |  |  | C1 | 0 | 0 | 0 | 0 | 0 | 0 | 0 | 0 | 0 | 0 | 0 | 0 | 0 | 0 | 0 | 0 | 0 | 0 | 0 | 0 | 0 | 0 | 0 | 0 | 0 | 0 | 0 | 0 | 0 | 0 | 0 | 0 | 0 | 0 | 0 | 0
[5 empty] | C2 | 0 | 0 | 0 | 0 | 0 | 0 | 0 | 0 | 0 | 0 | 0 | 0 | 0 | 0 | 0 | 0 | 0 | 0 | 0 | 0 | 0 | 0 | 0 | 0 | 0 | 0 | 0 | 0 | 0 | 0 | 0 | 0 | 0 | 0 | 0 | 0
[5 empty] | C3 | 0 | 0 | 0 | 0 | 0 | 0 | 0 | 0 | 0 | 0 | 0 | 0 | 0 | 0 | 0 | 0 | 0 | 0 | 0 | 0 | 0 | 0 | 0 | 0 | 0 | 0 | 0 | 0 | 0 | 0 | 0 | 0 | 0 | 0 | 0 | 0
[5 empty] | C4 | 0 | 0 | 0 | 0 | 0 | 0 | 0 | 0 | 0 | 0 | 0 | 0 | 0 | 0 | 0 | 0 | 0 | 0 | 0 | 0 | 0 | 0 | 0 | 0 | 0 | 0 | 0 | 0 | 0 | 0 | 0 | 0 | 0 | 0 | 0 | 0
|  | No | 0 | 0 |  | 0 | 0 | 0 | 0 | 0 |  | 0 | 0 | 0 | 0 | 0 |  | 0 | 0 | 0 | 0 | 0 |  | 0 | 0 | 0 | 0 | 0 |  | 0 | 0 | 0 | 0 | 0 |  | 0 | 0 | 0 | 0 | 0
| [Please insert new asset category as required] |  |  |  | C1 | 0 | 0 | 0 | 0 | 0 | 0 | 0 | 0 | 0 | 0 | 0 | 0 | 0 | 0 | 0 | 0 | 0 | 0 | 0 | 0 | 0 | 0 | 0 | 0 | 0 | 0 | 0 | 0 | 0 | 0 | 0 | 0 | 0 | 0 | 0 | 0
[5 empty] | C2 | 0 | 0 | 0 | 0 | 0 | 0 | 0 | 0 | 0 | 0 | 0 | 0 | 0 | 0 | 0 | 0 | 0 | 0 | 0 | 0 | 0 | 0 | 0 | 0 | 0 | 0 | 0 | 0 | 0 | 0 | 0 | 0 | 0 | 0 | 0 | 0
[5 empty] | C3 | 0 | 0 | 0 | 0 | 0 | 0 | 0 | 0 | 0 | 0 | 0 | 0 | 0 | 0 | 0 | 0 | 0 | 0 | 0 | 0 | 0 | 0 | 0 | 0 | 0 | 0 | 0 | 0 | 0 | 0 | 0 | 0 | 0 | 0 | 0 | 0
[5 empty] | C4 | 0 | 0 | 0 | 0 | 0 | 0 | 0 | 0 | 0 | 0 | 0 | 0 | 0 | 0 | 0 | 0 | 0 | 0 | 0 | 0 | 0 | 0 | 0 | 0 | 0 | 0 | 0 | 0 | 0 | 0 | 0 | 0 | 0 | 0 | 0 | 0
|  | 0 | 0 | 0 |  | 0 | 0 | 0 | 0 | 0 |  | 0 | 0 | 0 | 0 | 0 |  | 0 | 0 | 0 | 0 | 0 |  | 0 | 0 | 0 | 0 | 0 |  | 0 | 0 | 0 | 0 | 0 |  | 0 | 0 | 0 | 0 | 0
| [Please insert new asset category as required] |  |  |  | C1 | 0 | 0 | 0 | 0 | 0 | 0 | 0 | 0 | 0 | 0 | 0 | 0 | 0 | 0 | 0 | 0 | 0 | 0 | 0 | 0 | 0 | 0 | 0 | 0 | 0 | 0 | 0 | 0 | 0 | 0 | 0 | 0 | 0 | 0 | 0 | 0
[5 empty] | C2 | 0 | 0 | 0 | 0 | 0 | 0 | 0 | 0 | 0 | 0 | 0 | 0 | 0 | 0 | 0 | 0 | 0 | 0 | 0 | 0 | 0 | 0 | 0 | 0 | 0 | 0 | 0 | 0 | 0 | 0 | 0 | 0 | 0 | 0 | 0 | 0
[5 empty] | C3 | 0 | 0 | 0 | 0 | 0 | 0 | 0 | 0 | 0 | 0 | 0 | 0 | 0 | 0 | 0 | 0 | 0 | 0 | 0 | 0 | 0 | 0 | 0 | 0 | 0 | 0 | 0 | 0 | 0 | 0 | 0 | 0 | 0 | 0 | 0 | 0
[5 empty] | C4 | 0 | 0 | 0 | 0 | 0 | 0 | 0 | 0 | 0 | 0 | 0 | 0 | 0 | 0 | 0 | 0 | 0 | 0 | 0 | 0 | 0 | 0 | 0 | 0 | 0 | 0 | 0 | 0 | 0 | 0 | 0 | 0 | 0 | 0 | 0 | 0
|  | 0 | 0 | 0 |  | 0 | 0 | 0 | 0 | 0 |  | 0 | 0 | 0 | 0 | 0 |  | 0 | 0 | 0 | 0 | 0 |  | 0 | 0 | 0 | 0 | 0 |  | 0 | 0 | 0 | 0 | 0 |  | 0 | 0 | 0 | 0 | 0
| [Please insert new asset category as required] |  |  |  | C1 | 0 | 0 | 0 | 0 | 0 | 0 | 0 | 0 | 0 | 0 | 0 | 0 | 0 | 0 | 0 | 0 | 0 | 0 | 0 | 0 | 0 | 0 | 0 | 0 | 0 | 0 | 0 | 0 | 0 | 0 | 0 | 0 | 0 | 0 | 0 | 0
[5 empty] | C2 | 0 | 0 | 0 | 0 | 0 | 0 | 0 | 0 | 0 | 0 | 0 | 0 | 0 | 0 | 0 | 0 | 0 | 0 | 0 | 0 | 0 | 0 | 0 | 0 | 0 | 0 | 0 | 0 | 0 | 0 | 0 | 0 | 0 | 0 | 0 | 0
[5 empty] | C3 | 0 | 0 | 0 | 0 | 0 | 0 | 0 | 0 | 0 | 0 | 0 | 0 | 0 | 0 | 0 | 0 | 0 | 0 | 0 | 0 | 0 | 0 | 0 | 0 | 0 | 0 | 0 | 0 | 0 | 0 | 0 | 0 | 0 | 0 | 0 | 0
[5 empty] | C4 | 0 | 0 | 0 | 0 | 0 | 0 | 0 | 0 | 0 | 0 | 0 | 0 | 0 | 0 | 0 | 0 | 0 | 0 | 0 | 0 | 0 | 0 | 0 | 0 | 0 | 0 | 0 | 0 | 0 | 0 | 0 | 0 | 0 | 0 | 0 | 0
|  | 0 | 0 | 0 |  | 0 | 0 | 0 | 0 | 0 |  | 0 | 0 | 0 | 0 | 0 |  | 0 | 0 | 0 | 0 | 0 |  | 0 | 0 | 0 | 0 | 0 |  | 0 | 0 | 0 | 0 | 0 |  | 0 | 0 | 0 | 0 | 0
| [Please insert new asset category as required] |  |  |  | C1 | 0 | 0 | 0 | 0 | 0 | 0 | 0 | 0 | 0 | 0 | 0 | 0 | 0 | 0 | 0 | 0 | 0 | 0 | 0 | 0 | 0 | 0 | 0 | 0 | 0 | 0 | 0 | 0 | 0 | 0 | 0 | 0 | 0 | 0 | 0 | 0
[5 empty] | C2 | 0 | 0 | 0 | 0 | 0 | 0 | 0 | 0 | 0 | 0 | 0 | 0 | 0 | 0 | 0 | 0 | 0 | 0 | 0 | 0 | 0 | 0 | 0 | 0 | 0 | 0 | 0 | 0 | 0 | 0 | 0 | 0 | 0 | 0 | 0 | 0
[5 empty] | C3 | 0 | 0 | 0 | 0 | 0 | 0 | 0 | 0 | 0 | 0 | 0 | 0 | 0 | 0 | 0 | 0 | 0 | 0 | 0 | 0 | 0 | 0 | 0 | 0 | 0 | 0 | 0 | 0 | 0 | 0 | 0 | 0 | 0 | 0 | 0 | 0
[5 empty] | C4 | 0 | 0 | 0 | 0 | 0 | 0 | 0 | 0 | 0 | 0 | 0 | 0 | 0 | 0 | 0 | 0 | 0 | 0 | 0 | 0 | 0 | 0 | 0 | 0 | 0 | 0 | 0 | 0 | 0 | 0 | 0 | 0 | 0 | 0 | 0 | 0
|  | 0 | 0 | 0 |  | 0 | 0 | 0 | 0 | 0 |  | 0 | 0 | 0 | 0 | 0 |  | 0 | 0 | 0 | 0 | 0 |  | 0 | 0 | 0 | 0 | 0 |  | 0 | 0 | 0 | 0 | 0 |  | 0 | 0 | 0 | 0 | 0
| [Please insert new asset category as required] |  |  |  | C1 | 0 | 0 | 0 | 0 | 0 | 0 | 0 | 0 | 0 | 0 | 0 | 0 | 0 | 0 | 0 | 0 | 0 | 0 | 0 | 0 | 0 | 0 | 0 | 0 | 0 | 0 | 0 | 0 | 0 | 0 | 0 | 0 | 0 | 0 | 0 | 0
[5 empty] | C2 | 0 | 0 | 0 | 0 | 0 | 0 | 0 | 0 | 0 | 0 | 0 | 0 | 0 | 0 | 0 | 0 | 0 | 0 | 0 | 0 | 0 | 0 | 0 | 0 | 0 | 0 | 0 | 0 | 0 | 0 | 0 | 0 | 0 | 0 | 0 | 0
[5 empty] | C3 | 0 | 0 | 0 | 0 | 0 | 0 | 0 | 0 | 0 | 0 | 0 | 0 | 0 | 0 | 0 | 0 | 0 | 0 | 0 | 0 | 0 | 0 | 0 | 0 | 0 | 0 | 0 | 0 | 0 | 0 | 0 | 0 | 0 | 0 | 0 | 0
[5 empty] | C4 | 0 | 0 | 0 | 0 | 0 | 0 | 0 | 0 | 0 | 0 | 0 | 0 | 0 | 0 | 0 | 0 | 0 | 0 | 0 | 0 | 0 | 0 | 0 | 0 | 0 | 0 | 0 | 0 | 0 | 0 | 0 | 0 | 0 | 0 | 0 | 0
|  | 0 | 0 | 0 |  | 0 | 0 | 0 | 0 | 0 |  | 0 | 0 | 0 | 0 | 0 |  | 0 | 0 | 0 | 0 | 0 |  | 0 | 0 | 0 | 0 | 0 |  | 0 | 0 | 0 | 0 | 0 |  | 0 | 0 | 0 | 0 | 0
| TOTAL |  | 269066.8564 | 267249.2855 |  | 36234.8093 | 102297.8188 | 83782.0698 | 25268.2431 | 21483.9155 |  | 22042.9663 | 103434.5141 | 86548.7282 | 28258.5442 | 28483.6662 |  | 9204 | -272.933 | -739.8523 | -1665.0402 | -7464.7863 |  | 33932.1673 | 90891.2169 | 88029.2386 | 25016.7125 | 31197.5201 |  | 18835 | -697.5749 | -1477.0877 | -3241.9711 | -15288.9363 |  | 29163.1673 | 87383.2531 | 88101.4332 | 24816.473 | 39602.5289
Health Index Definitions
|  |  | HI1 | New or as new
|  |  | HI2 | Good or seviceable condition
|  |  | HI3 | Deterioration requires assessment and monitoring
|  |  | HI4 | Material deterioration, intervention requires consideration
|  |  | HI5 | End of serviceable life, intervention required
Criticality Index Definitions
|  |  | C1 | Low criticality
|  |  | C2 | Average criticality
|  |  | C3 | High criticality
|  |  | C4 | Very high criticality

## NAW4 - Refurb - ENWL
HI4: Secondary deliverables RIIO-ED1 - refurbishment
ENWL
Price base (2012/13)
| ASSET CATEGORIES |  | ASSET REGISTER |  |  | End of DPCR5 (31 March 2015) with investment | [5 empty] | End of DPCR5 (31 March 2015) without investment | [5 empty] | Mid-Period Review (31 March 2019) planned investment | [5 empty] | Mid-Period Review (31 March 2019) without investment | [5 empty] | End of RIIO-ED1 (31 March 2023) planned investment | [5 empty] | End of RIIO-ED1 (31 March 2023) without investment
Is it your current intention to have a health index for this asset category in the RIIO-ED1 control period.
|  |  | as at 31st March 2015 | as at 31st March 2023 |  | HI 1 | HI 2 | HI 3 | HI 4 | HI 5 |  | HI 1 | HI 2 | HI 3 | HI 4 | HI 5 |  | HI 1 | HI 2 | HI 3 | HI 4 | HI 5 |  | HI 1 | HI 2 | HI 3 | HI 4 | HI 5 |  | HI 1 | HI 2 | HI 3 | HI 4 | HI 5 |  | HI 1 | HI 2 | HI 3 | HI 4 | HI 5
LV Network
| LV Switchgear and Other |  |  |  | C1 | 365 | 1078 | 581 | 295 | 932 | 3251 | 228 | 1082 | 597 | 295 | 1019 | 3221 | 0 | 333.9413 | 0 | 0 | -333.9413 | 0 | 325 | 750 | 949 | 211 | 1017 | 3252 | 0 | 667.8826 | 0 | 0 | -667.8826 | 0 | 216 | 696 | 981 | 132 | 1227 | 3252 | Yes
[5 empty] | C2 | 1032 | 3044 | 1640 | 833 | 2630 | 9179 | 642 | 3055 | 1684 | 834 | 2878 | 9093 | 0 | 942.7094 | 0 | 0 | -942.7094 | 0 | 918 | 2118 | 2678 | 594 | 2870 | 9178 | 0 | 1885.4188 | 0 | 0 | -1885.4188 | 0 | 610 | 1964 | 2769 | 371 | 3462 | 9176 | No
[5 empty] | C3 | 400 | 1181 | 637 | 323 | 1020 | 3561 | 249 | 1185 | 653 | 324 | 1116 | 3527 | 0 | 365.7293 | 0 | 0 | -365.7293 | 0 | 356 | 822 | 1039 | 231 | 1113 | 3561 | 0 | 731.4586 | 0 | 0 | -731.4586 | 0 | 237 | 762 | 1075 | 144 | 1344 | 3562
[5 empty] | C4 | 88 | 258 | 140 | 71 | 224 | 781 | 55 | 260 | 143 | 71 | 245 | 774 | 0 | 80.195 | 0 | 0 | -80.195 | 0 | 78 | 180 | 228 | 51 | 244 | 781 | 0 | 160.39 | 0 | 0 | -160.39 | 0 | 52 | 167 | 236 | 32 | 295 | 782
|  | Yes | 16772 | 16772 |  | 1885 | 5561 | 2998 | 1522 | 4806 |  | 1174 | 5582 | 3077 | 1524 | 5258 |  | 0 | 1722.575 | 0 | 0 | -1722.575 |  | 1677 | 3870 | 4894 | 1087 | 5244 |  | 0 | 3445.15 | 0 | 0 | -3445.15 |  | 1115 | 3589 | 5061 | 679 | 6328
| LV UGB |  |  |  | C1 | 860 | 217 | 86 | 115 | 261 | 1539 | 817 | 217 | 86 | 115 | 302 | 1537 | 0 | 0 | 0 | 0 | 0 | 0 | 860 | 188 | 111 | 35 | 345 | 1539 | 0 | 0 | 0 | 0 | 0 | 0 | 658 | 379 | 44 | 77 | 380 | 1538
[5 empty] | C2 | 5837 | 1470 | 580 | 784 | 1771 | 10442 | 5541 | 1470 | 580 | 784 | 2051 | 10426 | 0 | 0 | 0 | 0 | 0 | 0 | 5837 | 1273 | 749 | 237 | 2344 | 10440 | 0 | 0 | 0 | 0 | 0 | 0 | 4465 | 2572 | 299 | 524 | 2580 | 10440
[5 empty] | C3 | 4534 | 1142 | 451 | 608 | 1374 | 8109 | 4305 | 1142 | 451 | 608 | 1593 | 8099 | 0 | 0 | 0 | 0 | 0 | 0 | 4534 | 990 | 583 | 184 | 1820 | 8111 | 0 | 0 | 0 | 0 | 0 | 0 | 3469 | 1998 | 233 | 407 | 2005 | 8112
[5 empty] | C4 | 0 | 0 | 0 | 0 | 0 | 0 | 0 | 0 | 0 | 0 | 0 | 0 | 0 | 0 | 0 | 0 | 0 | 0 | 0 | 0 | 0 | 0 | 0 | 0 | 0 | 0 | 0 | 0 | 0 | 0 | 0 | 0 | 0 | 0 | 0 | 0
|  | Yes | 20090 | 20090 |  | 11231 | 2829 | 1117 | 1507 | 3406 |  | 10663 | 2829 | 1117 | 1507 | 3946 |  | 0 | 0 | 0 | 0 | 0 |  | 11231 | 2451 | 1443 | 456 | 4509 |  | 0 | 0 | 0 | 0 | 0 |  | 8592 | 4949 | 576 | 1008 | 4965
| LV OHL Support |  |  |  | C1 | 3308 | 4632 | 13014 | 4744 | 2841 | 28539 | 657 | 4886 | 13689 | 5431 | 3966 | 28629 | 0 | 0 | 0 | 0 | 0 | 0 | 3150 | 4107 | 12747 | 4305 | 4229 | 28538 | 0 | 0 | 0 | 0 | 0 | 0 | 3052 | 3425 | 13256 | 3830 | 4976 | 28539
[5 empty] | C2 | 1092 | 1530 | 4297 | 1566 | 938 | 9423 | 216 | 1613 | 4520 | 1794 | 1309 | 9452 | 0 | 0 | 0 | 0 | 0 | 0 | 1040 | 1356 | 4209 | 1422 | 1397 | 9424 | 0 | 0 | 0 | 0 | 0 | 0 | 1008 | 1131 | 4377 | 1264 | 1643 | 9423
[5 empty] | C3 | 2451 | 3433 | 9643 | 3515 | 2105 | 21147 | 487 | 3621 | 10144 | 4025 | 2939 | 21216 | 0 | 0 | 0 | 0 | 0 | 0 | 2334 | 3043 | 9445 | 3191 | 3134 | 21147 | 0 | 0 | 0 | 0 | 0 | 0 | 2262 | 2538 | 9823 | 2837 | 3687 | 21147
[5 empty] | C4 | 0 | 0 | 0 | 0 | 0 | 0 | 0 | 0 | 0 | 0 | 0 | 0 | 0 | 0 | 0 | 0 | 0 | 0 | 0 | 0 | 0 | 0 | 0 | 0 | 0 | 0 | 0 | 0 | 0 | 0 | 0 | 0 | 0 | 0 | 0 | 0
|  | Yes | 59109 | 59109 |  | 6851 | 9595 | 26954 | 9825 | 5884 |  | 1360 | 10120 | 28353 | 11250 | 8214 |  | 0 | 0 | 0 | 0 | 0 |  | 6524 | 8506 | 26401 | 8918 | 8760 |  | 0 | 0 | 0 | 0 | 0 |  | 6322 | 7094 | 27456 | 7931 | 10306
| [Please insert new asset category as required] |  |  |  | C1 | 0 | 0 | 0 | 0 | 0 | 0 | 0 | 0 | 0 | 0 | 0 | 0 | 0 | 0 | 0 | 0 | 0 | 0 | 0 | 0 | 0 | 0 | 0 | 0 | 0 | 0 | 0 | 0 | 0 | 0 | 0 | 0 | 0 | 0 | 0 | 0
[5 empty] | C2 | 0 | 0 | 0 | 0 | 0 | 0 | 0 | 0 | 0 | 0 | 0 | 0 | 0 | 0 | 0 | 0 | 0 | 0 | 0 | 0 | 0 | 0 | 0 | 0 | 0 | 0 | 0 | 0 | 0 | 0 | 0 | 0 | 0 | 0 | 0 | 0
[5 empty] | C3 | 0 | 0 | 0 | 0 | 0 | 0 | 0 | 0 | 0 | 0 | 0 | 0 | 0 | 0 | 0 | 0 | 0 | 0 | 0 | 0 | 0 | 0 | 0 | 0 | 0 | 0 | 0 | 0 | 0 | 0 | 0 | 0 | 0 | 0 | 0 | 0
[5 empty] | C4 | 0 | 0 | 0 | 0 | 0 | 0 | 0 | 0 | 0 | 0 | 0 | 0 | 0 | 0 | 0 | 0 | 0 | 0 | 0 | 0 | 0 | 0 | 0 | 0 | 0 | 0 | 0 | 0 | 0 | 0 | 0 | 0 | 0 | 0 | 0 | 0
|  | 0 | 0 | 0 |  | 0 | 0 | 0 | 0 | 0 |  | 0 | 0 | 0 | 0 | 0 |  | 0 | 0 | 0 | 0 | 0 |  | 0 | 0 | 0 | 0 | 0 |  | 0 | 0 | 0 | 0 | 0 |  | 0 | 0 | 0 | 0 | 0
| [Please insert new asset category as required] |  |  |  | C1 | 0 | 0 | 0 | 0 | 0 | 0 | 0 | 0 | 0 | 0 | 0 | 0 | 0 | 0 | 0 | 0 | 0 | 0 | 0 | 0 | 0 | 0 | 0 | 0 | 0 | 0 | 0 | 0 | 0 | 0 | 0 | 0 | 0 | 0 | 0 | 0
[5 empty] | C2 | 0 | 0 | 0 | 0 | 0 | 0 | 0 | 0 | 0 | 0 | 0 | 0 | 0 | 0 | 0 | 0 | 0 | 0 | 0 | 0 | 0 | 0 | 0 | 0 | 0 | 0 | 0 | 0 | 0 | 0 | 0 | 0 | 0 | 0 | 0 | 0
[5 empty] | C3 | 0 | 0 | 0 | 0 | 0 | 0 | 0 | 0 | 0 | 0 | 0 | 0 | 0 | 0 | 0 | 0 | 0 | 0 | 0 | 0 | 0 | 0 | 0 | 0 | 0 | 0 | 0 | 0 | 0 | 0 | 0 | 0 | 0 | 0 | 0 | 0
[5 empty] | C4 | 0 | 0 | 0 | 0 | 0 | 0 | 0 | 0 | 0 | 0 | 0 | 0 | 0 | 0 | 0 | 0 | 0 | 0 | 0 | 0 | 0 | 0 | 0 | 0 | 0 | 0 | 0 | 0 | 0 | 0 | 0 | 0 | 0 | 0 | 0 | 0
|  | 0 | 0 | 0 |  | 0 | 0 | 0 | 0 | 0 |  | 0 | 0 | 0 | 0 | 0 |  | 0 | 0 | 0 | 0 | 0 |  | 0 | 0 | 0 | 0 | 0 |  | 0 | 0 | 0 | 0 | 0 |  | 0 | 0 | 0 | 0 | 0
| [Please insert new asset category as required] |  |  |  | C1 | 0 | 0 | 0 | 0 | 0 | 0 | 0 | 0 | 0 | 0 | 0 | 0 | 0 | 0 | 0 | 0 | 0 | 0 | 0 | 0 | 0 | 0 | 0 | 0 | 0 | 0 | 0 | 0 | 0 | 0 | 0 | 0 | 0 | 0 | 0 | 0
[5 empty] | C2 | 0 | 0 | 0 | 0 | 0 | 0 | 0 | 0 | 0 | 0 | 0 | 0 | 0 | 0 | 0 | 0 | 0 | 0 | 0 | 0 | 0 | 0 | 0 | 0 | 0 | 0 | 0 | 0 | 0 | 0 | 0 | 0 | 0 | 0 | 0 | 0
[5 empty] | C3 | 0 | 0 | 0 | 0 | 0 | 0 | 0 | 0 | 0 | 0 | 0 | 0 | 0 | 0 | 0 | 0 | 0 | 0 | 0 | 0 | 0 | 0 | 0 | 0 | 0 | 0 | 0 | 0 | 0 | 0 | 0 | 0 | 0 | 0 | 0 | 0
[5 empty] | C4 | 0 | 0 | 0 | 0 | 0 | 0 | 0 | 0 | 0 | 0 | 0 | 0 | 0 | 0 | 0 | 0 | 0 | 0 | 0 | 0 | 0 | 0 | 0 | 0 | 0 | 0 | 0 | 0 | 0 | 0 | 0 | 0 | 0 | 0 | 0 | 0
|  | 0 | 0 | 0 |  | 0 | 0 | 0 | 0 | 0 |  | 0 | 0 | 0 | 0 | 0 |  | 0 | 0 | 0 | 0 | 0 |  | 0 | 0 | 0 | 0 | 0 |  | 0 | 0 | 0 | 0 | 0 |  | 0 | 0 | 0 | 0 | 0
| [Please insert new asset category as required] |  |  |  | C1 | 0 | 0 | 0 | 0 | 0 | 0 | 0 | 0 | 0 | 0 | 0 | 0 | 0 | 0 | 0 | 0 | 0 | 0 | 0 | 0 | 0 | 0 | 0 | 0 | 0 | 0 | 0 | 0 | 0 | 0 | 0 | 0 | 0 | 0 | 0 | 0
[5 empty] | C2 | 0 | 0 | 0 | 0 | 0 | 0 | 0 | 0 | 0 | 0 | 0 | 0 | 0 | 0 | 0 | 0 | 0 | 0 | 0 | 0 | 0 | 0 | 0 | 0 | 0 | 0 | 0 | 0 | 0 | 0 | 0 | 0 | 0 | 0 | 0 | 0
[5 empty] | C3 | 0 | 0 | 0 | 0 | 0 | 0 | 0 | 0 | 0 | 0 | 0 | 0 | 0 | 0 | 0 | 0 | 0 | 0 | 0 | 0 | 0 | 0 | 0 | 0 | 0 | 0 | 0 | 0 | 0 | 0 | 0 | 0 | 0 | 0 | 0 | 0
[5 empty] | C4 | 0 | 0 | 0 | 0 | 0 | 0 | 0 | 0 | 0 | 0 | 0 | 0 | 0 | 0 | 0 | 0 | 0 | 0 | 0 | 0 | 0 | 0 | 0 | 0 | 0 | 0 | 0 | 0 | 0 | 0 | 0 | 0 | 0 | 0 | 0 | 0
|  | 0 | 0 | 0 |  | 0 | 0 | 0 | 0 | 0 |  | 0 | 0 | 0 | 0 | 0 |  | 0 | 0 | 0 | 0 | 0 |  | 0 | 0 | 0 | 0 | 0 |  | 0 | 0 | 0 | 0 | 0 |  | 0 | 0 | 0 | 0 | 0
| [Please insert new asset category as required] |  |  |  | C1 | 0 | 0 | 0 | 0 | 0 | 0 | 0 | 0 | 0 | 0 | 0 | 0 | 0 | 0 | 0 | 0 | 0 | 0 | 0 | 0 | 0 | 0 | 0 | 0 | 0 | 0 | 0 | 0 | 0 | 0 | 0 | 0 | 0 | 0 | 0 | 0
[5 empty] | C2 | 0 | 0 | 0 | 0 | 0 | 0 | 0 | 0 | 0 | 0 | 0 | 0 | 0 | 0 | 0 | 0 | 0 | 0 | 0 | 0 | 0 | 0 | 0 | 0 | 0 | 0 | 0 | 0 | 0 | 0 | 0 | 0 | 0 | 0 | 0 | 0
[5 empty] | C3 | 0 | 0 | 0 | 0 | 0 | 0 | 0 | 0 | 0 | 0 | 0 | 0 | 0 | 0 | 0 | 0 | 0 | 0 | 0 | 0 | 0 | 0 | 0 | 0 | 0 | 0 | 0 | 0 | 0 | 0 | 0 | 0 | 0 | 0 | 0 | 0
[5 empty] | C4 | 0 | 0 | 0 | 0 | 0 | 0 | 0 | 0 | 0 | 0 | 0 | 0 | 0 | 0 | 0 | 0 | 0 | 0 | 0 | 0 | 0 | 0 | 0 | 0 | 0 | 0 | 0 | 0 | 0 | 0 | 0 | 0 | 0 | 0 | 0 | 0
|  | 0 | 0 | 0 |  | 0 | 0 | 0 | 0 | 0 |  | 0 | 0 | 0 | 0 | 0 |  | 0 | 0 | 0 | 0 | 0 |  | 0 | 0 | 0 | 0 | 0 |  | 0 | 0 | 0 | 0 | 0 |  | 0 | 0 | 0 | 0 | 0
HV Network
| HV Switchgear (GM) - Primary |  |  |  | C1 | 312 | 461 | 253 | 229 | 644 | 1899 | 239 | 463 | 254 | 233 | 678 | 1867 | 0 | 33.8348 | 0 | 0 | -33.8348 | 0 | 161 | 561 | 185 | 129 | 864 | 1900 | 0 | 67.6695 | 0 | 0 | -67.6695 | 0 | 106 | 578 | 142 | 93 | 981 | 1900
[5 empty] | C2 | 74 | 110 | 60 | 54 | 153 | 451 | 57 | 110 | 60 | 55 | 161 | 443 | 0 | 15.6779 | 0 | 0 | -15.6779 | 0 | 38 | 133 | 44 | 31 | 205 | 451 | 0 | 31.3558 | 0 | 0 | -31.3558 | 0 | 25 | 137 | 34 | 22 | 233 | 451
[5 empty] | C3 | 386 | 569 | 313 | 283 | 796 | 2347 | 295 | 572 | 315 | 288 | 838 | 2308 | 0 | 81.4873 | 0 | 0 | -81.4873 | 0 | 200 | 692 | 228 | 160 | 1066 | 2346 | 0 | 162.9746 | 0 | 0 | -162.9746 | 0 | 132 | 713 | 174 | 116 | 1211 | 2346
[5 empty] | C4 | 0 | 0 | 0 | 0 | 0 | 0 | 0 | 0 | 0 | 0 | 0 | 0 | 0 | 0 | 0 | 0 | 0 | 0 | 0 | 0 | 0 | 0 | 0 | 0 | 0 | 0 | 0 | 0 | 0 | 0 | 0 | 0 | 0 | 0 | 0 | 0
|  | Yes | 4697 | 4697 |  | 772 | 1140 | 626 | 566 | 1593 |  | 591 | 1145 | 629 | 576 | 1677 |  | 0 | 131 | 0 | 0 | -131 |  | 399 | 1386 | 457 | 320 | 2135 |  | 0 | 262 | 0 | 0 | -262 |  | 263 | 1428 | 350 | 231 | 2425
| HV Switchgear (GM) - Distribution |  |  |  | C1 | 1 | 6 | 3 | 1 | 1 | 12 | 1 | 6 | 3 | 1 | 1 | 12 | 0 | 0 | 0 | 0 | 0 | 0 | 1 | 5 | 3 | 1 | 2 | 12 | 0 | 0 | 0 | 0 | 0 | 0 | 1 | 5 | 2 | 1 | 3 | 12
[5 empty] | C2 | 2639 | 14945 | 6789 | 1775 | 2816 | 28964 | 1310 | 15230 | 7011 | 1941 | 3415 | 28907 | 0 | 0 | 0 | 0 | 0 | 0 | 2555 | 13020 | 6152 | 2634 | 4601 | 28962 | 0 | 0 | 0 | 0 | 0 | 0 | 2437 | 11427 | 5340 | 2529 | 7229 | 28962
[5 empty] | C3 | 137 | 777 | 353 | 92 | 146 | 1505 | 68 | 792 | 364 | 101 | 177 | 1502 | 0 | 0 | 0 | 0 | 0 | 0 | 133 | 677 | 320 | 137 | 239 | 1506 | 0 | 0 | 0 | 0 | 0 | 0 | 127 | 594 | 278 | 131 | 376 | 1506
[5 empty] | C4 | 3 | 18 | 8 | 2 | 3 | 34 | 2 | 18 | 9 | 2 | 4 | 35 | 0 | 0 | 0 | 0 | 0 | 0 | 3 | 16 | 7 | 3 | 6 | 35 | 0 | 0 | 0 | 0 | 0 | 0 | 3 | 14 | 6 | 3 | 9 | 35
|  | Yes | 30515 | 28723 |  | 2780 | 15746 | 7153 | 1870 | 2966 |  | 1381 | 16046 | 7387 | 2045 | 3597 |  | 0 | 0 | 0 | 0 | 0 |  | 2692 | 13718 | 6482 | 2775 | 4848 |  | 0 | 0 | 0 | 0 | 0 |  | 2568 | 12040 | 5626 | 2664 | 7617
| HV Transformer (GM) |  |  |  | C1 | 0 | 0 | 0 | 0 | 0 | 0 | 0 | 0 | 0 | 0 | 0 | 0 | 0 | 0 | 0 | 0 | 0 | 0 | 0 | 0 | 0 | 0 | 0 | 0 | 0 | 0 | 0 | 0 | 0 | 0 | 0 | 0 | 0 | 0 | 0 | 0
[5 empty] | C2 | 4823 | 6506 | 2560 | 334 | 322 | 14545 | 4284 | 6630 | 2571 | 336 | 588 | 14409 | 0 | 0 | 0 | 0 | 0 | 0 | 4178 | 6111 | 3001 | 644 | 613 | 14547 | 0 | 0 | 0 | 0 | 0 | 0 | 3436 | 5557 | 3195 | 1197 | 1161 | 14546
[5 empty] | C3 | 760 | 1025 | 403 | 53 | 51 | 2292 | 675 | 1044 | 405 | 53 | 93 | 2270 | 0 | 0 | 0 | 0 | 0 | 0 | 658 | 962 | 473 | 101 | 96 | 2290 | 0 | 0 | 0 | 0 | 0 | 0 | 541 | 875 | 503 | 189 | 183 | 2291
[5 empty] | C4 | 0 | 0 | 0 | 0 | 0 | 0 | 0 | 0 | 0 | 0 | 0 | 0 | 0 | 0 | 0 | 0 | 0 | 0 | 0 | 0 | 0 | 0 | 0 | 0 | 0 | 0 | 0 | 0 | 0 | 0 | 0 | 0 | 0 | 0 | 0 | 0
|  | Yes | 16837 | 16833 |  | 5583 | 7531 | 2963 | 387 | 373 |  | 4959 | 7674 | 2976 | 389 | 681 |  | 0 | 0 | 0 | 0 | 0 |  | 4836 | 7073 | 3474 | 745 | 709 |  | 0 | 0 | 0 | 0 | 0 |  | 3977 | 6432 | 3698 | 1386 | 1344
| HV UG Cable |  |  |  | C1 | 0 | 0 | 0 | 0 | 0 | 0 | 0 | 0 | 0 | 0 | 0 | 0 | 0 | 0 | 0 | 0 | 0 | 0 | 0 | 0 | 0 | 0 | 0 | 0 | 0 | 0 | 0 | 0 | 0 | 0 | 0 | 0 | 0 | 0 | 0 | 0
[5 empty] | C2 | 0 | 0 | 0 | 0 | 0 | 0 | 0 | 0 | 0 | 0 | 0 | 0 | 0 | 0 | 0 | 0 | 0 | 0 | 0 | 0 | 0 | 0 | 0 | 0 | 0 | 0 | 0 | 0 | 0 | 0 | 0 | 0 | 0 | 0 | 0 | 0
[5 empty] | C3 | 0 | 0 | 0 | 0 | 0 | 0 | 0 | 0 | 0 | 0 | 0 | 0 | 0 | 0 | 0 | 0 | 0 | 0 | 0 | 0 | 0 | 0 | 0 | 0 | 0 | 0 | 0 | 0 | 0 | 0 | 0 | 0 | 0 | 0 | 0 | 0
[5 empty] | C4 | 0 | 0 | 0 | 0 | 0 | 0 | 0 | 0 | 0 | 0 | 0 | 0 | 0 | 0 | 0 | 0 | 0 | 0 | 0 | 0 | 0 | 0 | 0 | 0 | 0 | 0 | 0 | 0 | 0 | 0 | 0 | 0 | 0 | 0 | 0 | 0
|  | No | 0 | 0 |  | 0 | 0 | 0 | 0 | 0 |  | 0 | 0 | 0 | 0 | 0 |  | 0 | 0 | 0 | 0 | 0 |  | 0 | 0 | 0 | 0 | 0 |  | 0 | 0 | 0 | 0 | 0 |  | 0 | 0 | 0 | 0 | 0
| HV OHL Support - Poles |  |  |  | C1 | 204 | 1790 | 1305 | 281 | 48 | 3628 | 44 | 1814 | 1321 | 320 | 128 | 3627 | 0 | 0 | 0 | 0 | 0 | 0 | 192 | 1677 | 1326 | 316 | 117 | 3628 | 0 | 0 | 0 | 0 | 0 | 0 | 185 | 1663 | 1340 | 304 | 137 | 3629
[5 empty] | C2 | 4224 | 37056 | 27000 | 5822 | 997 | 75099 | 902 | 37540 | 27350 | 6618 | 2653 | 75063 | 0 | 0 | 0 | 0 | 0 | 0 | 3970 | 34721 | 27449 | 6541 | 2419 | 75100 | 0 | 0 | 0 | 0 | 0 | 0 | 3829 | 34431 | 27726 | 6284 | 2830 | 75100
[5 empty] | C3 | 1134 | 9950 | 7251 | 1563 | 268 | 20166 | 242 | 10080 | 7344 | 1777 | 712 | 20155 | 0 | 0 | 0 | 0 | 0 | 0 | 1066 | 9323 | 7371 | 1757 | 649 | 20166 | 0 | 0 | 0 | 0 | 0 | 0 | 1028 | 9245 | 7445 | 1687 | 760 | 20165
[5 empty] | C4 | 4 | 38 | 28 | 6 | 1 | 77 | 1 | 38 | 28 | 7 | 3 | 77 | 0 | 0 | 0 | 0 | 0 | 0 | 4 | 35 | 28 | 7 | 2 | 76 | 0 | 0 | 0 | 0 | 0 | 0 | 4 | 35 | 28 | 6 | 3 | 76
|  | Yes | 98970 | 98970 |  | 5566 | 48834 | 35584 | 7672 | 1314 |  | 1189 | 49472 | 36043 | 8722 | 3496 |  | 0 | 0 | 0 | 0 | 0 |  | 5232 | 45756 | 36174 | 8621 | 3187 |  | 0 | 0 | 0 | 0 | 0 |  | 5046 | 45374 | 36539 | 8281 | 3730
| [Please insert new asset category as required] |  |  |  | C1 | 0 | 0 | 0 | 0 | 0 | 0 | 0 | 0 | 0 | 0 | 0 | 0 | 0 | 0 | 0 | 0 | 0 | 0 | 0 | 0 | 0 | 0 | 0 | 0 | 0 | 0 | 0 | 0 | 0 | 0 | 0 | 0 | 0 | 0 | 0 | 0
[5 empty] | C2 | 0 | 0 | 0 | 0 | 0 | 0 | 0 | 0 | 0 | 0 | 0 | 0 | 0 | 0 | 0 | 0 | 0 | 0 | 0 | 0 | 0 | 0 | 0 | 0 | 0 | 0 | 0 | 0 | 0 | 0 | 0 | 0 | 0 | 0 | 0 | 0
[5 empty] | C3 | 0 | 0 | 0 | 0 | 0 | 0 | 0 | 0 | 0 | 0 | 0 | 0 | 0 | 0 | 0 | 0 | 0 | 0 | 0 | 0 | 0 | 0 | 0 | 0 | 0 | 0 | 0 | 0 | 0 | 0 | 0 | 0 | 0 | 0 | 0 | 0
[5 empty] | C4 | 0 | 0 | 0 | 0 | 0 | 0 | 0 | 0 | 0 | 0 | 0 | 0 | 0 | 0 | 0 | 0 | 0 | 0 | 0 | 0 | 0 | 0 | 0 | 0 | 0 | 0 | 0 | 0 | 0 | 0 | 0 | 0 | 0 | 0 | 0 | 0
|  | 0 | 0 | 0 |  | 0 | 0 | 0 | 0 | 0 |  | 0 | 0 | 0 | 0 | 0 |  | 0 | 0 | 0 | 0 | 0 |  | 0 | 0 | 0 | 0 | 0 |  | 0 | 0 | 0 | 0 | 0 |  | 0 | 0 | 0 | 0 | 0
| [Please insert new asset category as required] |  |  |  | C1 | 0 | 0 | 0 | 0 | 0 | 0 | 0 | 0 | 0 | 0 | 0 | 0 | 0 | 0 | 0 | 0 | 0 | 0 | 0 | 0 | 0 | 0 | 0 | 0 | 0 | 0 | 0 | 0 | 0 | 0 | 0 | 0 | 0 | 0 | 0 | 0
[5 empty] | C2 | 0 | 0 | 0 | 0 | 0 | 0 | 0 | 0 | 0 | 0 | 0 | 0 | 0 | 0 | 0 | 0 | 0 | 0 | 0 | 0 | 0 | 0 | 0 | 0 | 0 | 0 | 0 | 0 | 0 | 0 | 0 | 0 | 0 | 0 | 0 | 0
[5 empty] | C3 | 0 | 0 | 0 | 0 | 0 | 0 | 0 | 0 | 0 | 0 | 0 | 0 | 0 | 0 | 0 | 0 | 0 | 0 | 0 | 0 | 0 | 0 | 0 | 0 | 0 | 0 | 0 | 0 | 0 | 0 | 0 | 0 | 0 | 0 | 0 | 0
[5 empty] | C4 | 0 | 0 | 0 | 0 | 0 | 0 | 0 | 0 | 0 | 0 | 0 | 0 | 0 | 0 | 0 | 0 | 0 | 0 | 0 | 0 | 0 | 0 | 0 | 0 | 0 | 0 | 0 | 0 | 0 | 0 | 0 | 0 | 0 | 0 | 0 | 0
|  | 0 | 0 | 0 |  | 0 | 0 | 0 | 0 | 0 |  | 0 | 0 | 0 | 0 | 0 |  | 0 | 0 | 0 | 0 | 0 |  | 0 | 0 | 0 | 0 | 0 |  | 0 | 0 | 0 | 0 | 0 |  | 0 | 0 | 0 | 0 | 0
| [Please insert new asset category as required] |  |  |  | C1 | 0 | 0 | 0 | 0 | 0 | 0 | 0 | 0 | 0 | 0 | 0 | 0 | 0 | 0 | 0 | 0 | 0 | 0 | 0 | 0 | 0 | 0 | 0 | 0 | 0 | 0 | 0 | 0 | 0 | 0 | 0 | 0 | 0 | 0 | 0 | 0
[5 empty] | C2 | 0 | 0 | 0 | 0 | 0 | 0 | 0 | 0 | 0 | 0 | 0 | 0 | 0 | 0 | 0 | 0 | 0 | 0 | 0 | 0 | 0 | 0 | 0 | 0 | 0 | 0 | 0 | 0 | 0 | 0 | 0 | 0 | 0 | 0 | 0 | 0
[5 empty] | C3 | 0 | 0 | 0 | 0 | 0 | 0 | 0 | 0 | 0 | 0 | 0 | 0 | 0 | 0 | 0 | 0 | 0 | 0 | 0 | 0 | 0 | 0 | 0 | 0 | 0 | 0 | 0 | 0 | 0 | 0 | 0 | 0 | 0 | 0 | 0 | 0
[5 empty] | C4 | 0 | 0 | 0 | 0 | 0 | 0 | 0 | 0 | 0 | 0 | 0 | 0 | 0 | 0 | 0 | 0 | 0 | 0 | 0 | 0 | 0 | 0 | 0 | 0 | 0 | 0 | 0 | 0 | 0 | 0 | 0 | 0 | 0 | 0 | 0 | 0
|  | 0 | 0 | 0 |  | 0 | 0 | 0 | 0 | 0 |  | 0 | 0 | 0 | 0 | 0 |  | 0 | 0 | 0 | 0 | 0 |  | 0 | 0 | 0 | 0 | 0 |  | 0 | 0 | 0 | 0 | 0 |  | 0 | 0 | 0 | 0 | 0
| [Please insert new asset category as required] |  |  |  | C1 | 0 | 0 | 0 | 0 | 0 | 0 | 0 | 0 | 0 | 0 | 0 | 0 | 0 | 0 | 0 | 0 | 0 | 0 | 0 | 0 | 0 | 0 | 0 | 0 | 0 | 0 | 0 | 0 | 0 | 0 | 0 | 0 | 0 | 0 | 0 | 0
[5 empty] | C2 | 0 | 0 | 0 | 0 | 0 | 0 | 0 | 0 | 0 | 0 | 0 | 0 | 0 | 0 | 0 | 0 | 0 | 0 | 0 | 0 | 0 | 0 | 0 | 0 | 0 | 0 | 0 | 0 | 0 | 0 | 0 | 0 | 0 | 0 | 0 | 0
[5 empty] | C3 | 0 | 0 | 0 | 0 | 0 | 0 | 0 | 0 | 0 | 0 | 0 | 0 | 0 | 0 | 0 | 0 | 0 | 0 | 0 | 0 | 0 | 0 | 0 | 0 | 0 | 0 | 0 | 0 | 0 | 0 | 0 | 0 | 0 | 0 | 0 | 0
[5 empty] | C4 | 0 | 0 | 0 | 0 | 0 | 0 | 0 | 0 | 0 | 0 | 0 | 0 | 0 | 0 | 0 | 0 | 0 | 0 | 0 | 0 | 0 | 0 | 0 | 0 | 0 | 0 | 0 | 0 | 0 | 0 | 0 | 0 | 0 | 0 | 0 | 0
|  | 0 | 0 | 0 |  | 0 | 0 | 0 | 0 | 0 |  | 0 | 0 | 0 | 0 | 0 |  | 0 | 0 | 0 | 0 | 0 |  | 0 | 0 | 0 | 0 | 0 |  | 0 | 0 | 0 | 0 | 0 |  | 0 | 0 | 0 | 0 | 0
| [Please insert new asset category as required] |  |  |  | C1 | 0 | 0 | 0 | 0 | 0 | 0 | 0 | 0 | 0 | 0 | 0 | 0 | 0 | 0 | 0 | 0 | 0 | 0 | 0 | 0 | 0 | 0 | 0 | 0 | 0 | 0 | 0 | 0 | 0 | 0 | 0 | 0 | 0 | 0 | 0 | 0
[5 empty] | C2 | 0 | 0 | 0 | 0 | 0 | 0 | 0 | 0 | 0 | 0 | 0 | 0 | 0 | 0 | 0 | 0 | 0 | 0 | 0 | 0 | 0 | 0 | 0 | 0 | 0 | 0 | 0 | 0 | 0 | 0 | 0 | 0 | 0 | 0 | 0 | 0
[5 empty] | C3 | 0 | 0 | 0 | 0 | 0 | 0 | 0 | 0 | 0 | 0 | 0 | 0 | 0 | 0 | 0 | 0 | 0 | 0 | 0 | 0 | 0 | 0 | 0 | 0 | 0 | 0 | 0 | 0 | 0 | 0 | 0 | 0 | 0 | 0 | 0 | 0
[5 empty] | C4 | 0 | 0 | 0 | 0 | 0 | 0 | 0 | 0 | 0 | 0 | 0 | 0 | 0 | 0 | 0 | 0 | 0 | 0 | 0 | 0 | 0 | 0 | 0 | 0 | 0 | 0 | 0 | 0 | 0 | 0 | 0 | 0 | 0 | 0 | 0 | 0
|  | 0 | 0 | 0 |  | 0 | 0 | 0 | 0 | 0 |  | 0 | 0 | 0 | 0 | 0 |  | 0 | 0 | 0 | 0 | 0 |  | 0 | 0 | 0 | 0 | 0 |  | 0 | 0 | 0 | 0 | 0 |  | 0 | 0 | 0 | 0 | 0
EHV Network
| EHV Switchgear (GM) |  |  |  | C1 | 215 | 458 | 214 | 23 | 27 | 937 | 174 | 460 | 214 | 24 | 45 | 917 | 0 | 23.1285 | 0 | 0 | -23.1285 | 0 | 184 | 319 | 345 | 45 | 41 | 934 | 0 | 46.257 | 0 | 0 | -46.257 | 0 | 170 | 231 | 377 | 75 | 83 | 936
[5 empty] | C2 | 77 | 163 | 76 | 8 | 9 | 333 | 62 | 164 | 77 | 9 | 16 | 328 | 0 | 8.2515 | 0 | 0 | -8.2515 | 0 | 66 | 114 | 123 | 17 | 15 | 335 | 0 | 16.503 | 0 | 0 | -16.503 | 0 | 60 | 82 | 135 | 27 | 30 | 334
[5 empty] | C3 | 68 | 144 | 67 | 7 | 8 | 294 | 55 | 144 | 67 | 8 | 14 | 288 | 0 | 7.2565 | 0 | 0 | -7.2565 | 0 | 58 | 100 | 108 | 15 | 13 | 294 | 0 | 14.513 | 0 | 0 | -14.513 | 0 | 53 | 72 | 119 | 24 | 26 | 294
[5 empty] | C4 | 50 | 106 | 50 | 5 | 6 | 217 | 40 | 107 | 50 | 6 | 10 | 213 | 0 | 5.3635 | 0 | 0 | -5.3635 | 0 | 43 | 74 | 80 | 11 | 10 | 218 | 0 | 10.727 | 0 | 0 | -10.727 | 0 | 39 | 53 | 88 | 18 | 19 | 217
|  | Yes | 1781 | 1791 |  | 410 | 871 | 407 | 43 | 50 |  | 331 | 875 | 408 | 47 | 85 |  | 0 | 44 | 0 | 0 | -44 |  | 351 | 607 | 656 | 88 | 79 |  | 0 | 88 | 0 | 0 | -88 |  | 322 | 438 | 719 | 144 | 158
| EHV Transformer |  |  |  | C1 | 45 | 96 | 206 | 43 | 49 | 439 | 35 | 95 | 206 | 43 | 59 | 438 | 0 | 16.6336 | 16.6336 | 0 | -33.2672 | 0 | 29 | 75 | 143 | 90 | 102 | 439 | 0 | 33.2672 | 33.2672 | 0 | -66.5345 | 0 | 20 | 76 | 45 | 88 | 210 | 439
[5 empty] | C2 | 19 | 42 | 90 | 19 | 22 | 192 | 15 | 42 | 90 | 19 | 25 | 191 | 0 | 7.2437 | 7.2437 | 0 | -14.4873 | 0 | 13 | 33 | 62 | 39 | 45 | 192 | 0 | 14.4873 | 14.4873 | 0 | -28.9747 | 0 | 9 | 33 | 19 | 39 | 92 | 192
[5 empty] | C3 | 5 | 12 | 25 | 5 | 6 | 53 | 4 | 12 | 25 | 5 | 7 | 53 | 0 | 2.0313 | 2.0313 | 0 | -4.0626 | 0 | 4 | 9 | 17 | 11 | 13 | 54 | 0 | 4.0626 | 4.0626 | 0 | -8.1252 | 0 | 2 | 9 | 5 | 11 | 26 | 53
[5 empty] | C4 | 4 | 8 | 17 | 3 | 4 | 36 | 3 | 8 | 17 | 3 | 5 | 36 | 0 | 1.3414 | 1.3414 | 0 | -2.6828 | 0 | 2 | 6 | 12 | 7 | 8 | 35 | 0 | 2.6828 | 2.6828 | 0 | -5.3657 | 0 | 2 | 6 | 4 | 7 | 17 | 36
|  | Yes | 720 | 729 |  | 73 | 158 | 338 | 70 | 81 |  | 57 | 157 | 338 | 70 | 96 |  | 0 | 27.25 | 27.25 | 0 | -54.5 |  | 48 | 123 | 234 | 147 | 168 |  | 0 | 54.5 | 54.5 | 0 | -109 |  | 33 | 124 | 73 | 145 | 345
| EHV UG Cable (Gas) |  |  |  | C1 | 0 | 0 | 0 | 0 | 0 | 0 | 0 | 0 | 0 | 0 | 0 | 0 | 0 | 0 | 0 | 0 | 0 | 0 | 0 | 0 | 0 | 0 | 0 | 0 | 0 | 0 | 0 | 0 | 0 | 0 | 0 | 0 | 0 | 0 | 0 | 0
[5 empty] | C2 | 2.9791 | 33.92 | 35.102 | 93.8026 | 61.2642 | 227.0678 | 2.9321 | 33.932 | 35.1378 | 100.9511 | 61.287 | 234.2399 | 0 | 0 | 0 | 0 | 0 | 0 | 0.34134 | 26.886 | 37.7396 | 78.8553 | 83.2452 | 227.0675 | 0 | 0 | 0 | 0 | 0 | 0 | 0.34134 | 12.8181 | 39.8921 | 25.7067 | 148.3093 | 227.0675
[5 empty] | C3 | 0 | 0 | 0 | 0 | 0 | 0 | 0 | 0 | 0 | 0 | 0 | 0 | 0 | 0 | 0 | 0 | 0 | 0 | 0 | 0 | 0 | 0 | 0 | 0 | 0 | 0 | 0 | 0 | 0 | 0 | 0 | 0 | 0 | 0 | 0 | 0
[5 empty] | C4 | 0 | 0 | 0 | 0 | 0 | 0 | 0 | 0 | 0 | 0 | 0 | 0 | 0 | 0 | 0 | 0 | 0 | 0 | 0 | 0 | 0 | 0 | 0 | 0 | 0 | 0 | 0 | 0 | 0 | 0 | 0 | 0 | 0 | 0 | 0 | 0
|  | Yes | 227.0678 | 211.0675 |  | 2.9791 | 33.92 | 35.102 | 93.8026 | 61.2642 |  | 2.9321 | 33.932 | 35.1378 | 100.9511 | 61.287 |  | 0 | 0 | 0 | 0 | 0 |  | 0.34134 | 26.886 | 37.7396 | 78.8553 | 83.2452 |  | 0 | 0 | 0 | 0 | 0 |  | 0.34134 | 12.8181 | 39.8921 | 25.7067 | 148.3093
| EHV UG Cable (Oil) |  |  |  | C1 | 1.6369 | 2.5218 | 2.8663 | 6.9395 | 3.1171 | 17.0815 | 1.63 | 2.5796 | 3.0569 | 8.8085 | 4.8454 | 20.9204 | 0 | 0 | 0 | 0 | 0 | 0 | 0.0090919 | 3.5395 | 2.8444 | 5.6227 | 5.0659 | 17.0815 | 0 | 0 | 0 | 0 | 0 | 0 | 0.0090919 | 2.2753 | 3.4238 | 1.729 | 9.6443 | 17.0815
[5 empty] | C2 | 23.651 | 36.4363 | 41.4126 | 100.2639 | 45.0362 | 246.8 | 23.5502 | 37.2712 | 44.1675 | 127.2676 | 70.0084 | 302.2649 | 0 | 0 | 0 | 0 | 0 | 0 | 0.13136 | 51.1394 | 41.0967 | 81.2383 | 73.1937 | 246.7995 | 0 | 0 | 0 | 0 | 0 | 0 | 0.13136 | 32.875 | 49.4679 | 24.9812 | 139.3439 | 246.7995
[5 empty] | C3 | 2.8672 | 4.4172 | 5.0205 | 12.155 | 5.4598 | 29.9197 | 2.855 | 4.5184 | 5.3544 | 15.4287 | 8.4871 | 36.6437 | 0 | 0 | 0 | 0 | 0 | 0 | 0.015925 | 6.1996 | 4.9822 | 9.8485 | 8.8733 | 29.9196 | 0 | 0 | 0 | 0 | 0 | 0 | 0.015925 | 3.9855 | 5.997 | 3.0285 | 16.8927 | 29.9196
[5 empty] | C4 | 0 | 0 | 0 | 0 | 0 | 0 | 0 | 0 | 0 | 0 | 0 | 0 | 0 | 0 | 0 | 0 | 0 | 0 | 0 | 0 | 0 | 0 | 0 | 0 | 0 | 0 | 0 | 0 | 0 | 0 | 0 | 0 | 0 | 0 | 0 | 0
|  | Yes | 293.8012 | 248.8005 |  | 28.1551 | 43.3753 | 49.2994 | 119.3584 | 53.613 |  | 28.0351 | 44.3692 | 52.5789 | 151.5048 | 83.3409 |  | 0 | 0 | 0 | 0 | 0 |  | 0.15638 | 60.8785 | 48.9233 | 96.7095 | 87.1329 |  | 0 | 0 | 0 | 0 | 0 |  | 0.15638 | 39.1358 | 58.8887 | 29.7387 | 165.8809
| EHV UG Cable (Non Pressurised) |  |  |  | C1 | 0 | 0 | 0 | 0 | 0 | 0 | 0 | 0 | 0 | 0 | 0 | 0 | 0 | 0 | 0 | 0 | 0 | 0 | 0 | 0 | 0 | 0 | 0 | 0 | 0 | 0 | 0 | 0 | 0 | 0 | 0 | 0 | 0 | 0 | 0 | 0
[5 empty] | C2 | 0 | 0 | 0 | 0 | 0 | 0 | 0 | 0 | 0 | 0 | 0 | 0 | 0 | 0 | 0 | 0 | 0 | 0 | 0 | 0 | 0 | 0 | 0 | 0 | 0 | 0 | 0 | 0 | 0 | 0 | 0 | 0 | 0 | 0 | 0 | 0
[5 empty] | C3 | 0 | 0 | 0 | 0 | 0 | 0 | 0 | 0 | 0 | 0 | 0 | 0 | 0 | 0 | 0 | 0 | 0 | 0 | 0 | 0 | 0 | 0 | 0 | 0 | 0 | 0 | 0 | 0 | 0 | 0 | 0 | 0 | 0 | 0 | 0 | 0
[5 empty] | C4 | 0 | 0 | 0 | 0 | 0 | 0 | 0 | 0 | 0 | 0 | 0 | 0 | 0 | 0 | 0 | 0 | 0 | 0 | 0 | 0 | 0 | 0 | 0 | 0 | 0 | 0 | 0 | 0 | 0 | 0 | 0 | 0 | 0 | 0 | 0 | 0
|  | No | 0 | 0 |  | 0 | 0 | 0 | 0 | 0 |  | 0 | 0 | 0 | 0 | 0 |  | 0 | 0 | 0 | 0 | 0 |  | 0 | 0 | 0 | 0 | 0 |  | 0 | 0 | 0 | 0 | 0 |  | 0 | 0 | 0 | 0 | 0
| EHV OHL Support - Towers |  |  |  | C1 | 26 | 441 | 68 | 24 | 134 | 693 | 26 | 395 | 94 | 40 | 140 | 695 | 0 | 101.6361 | -47.9834 | -40.2396 | -13.4132 | 0 | 0 | 261 | 208 | 52 | 171 | 692 | 0 | 205.3753 | -96.8774 | -81.3734 | -27.1245 | 0 | 0 | 170 | 162 | 127 | 233 | 692
[5 empty] | C2 | 0 | 0 | 0 | 0 | 0 | 0 | 0 | 0 | 0 | 0 | 0 | 0 | 0 | 0 | 0 | 0 | 0 | 0 | 0 | 0 | 0 | 0 | 0 | 0 | 0 | 0 | 0 | 0 | 0 | 0 | 0 | 0 | 0 | 0 | 0 | 0
[5 empty] | C3 | 0 | 4 | 1 | 0 | 1 | 6 | 0 | 4 | 1 | 0 | 1 | 6 | 0 | 1.1257 | -0.61401 | -0.38376 | -0.12792 | 0 | 0 | 2 | 2 | 1 | 2 | 7 | 0 | 2.2764 | -1.2417 | -0.77604 | -0.25868 | 0 | 0 | 2 | 2 | 1 | 2 | 7
[5 empty] | C4 | 8 | 147 | 23 | 8 | 45 | 231 | 8 | 131 | 31 | 13 | 46 | 229 | 0 | 39.2382 | -21.4026 | -13.3766 | -4.4589 | 0 | 0 | 87 | 69 | 18 | 57 | 231 | 0 | 79.3483 | -43.2809 | -27.0506 | -9.0169 | 0 | 0 | 57 | 54 | 42 | 78 | 231
|  | Yes | 930 | 895 |  | 34 | 592 | 92 | 32 | 180 |  | 34 | 530 | 126 | 53 | 187 |  | 0 | 142 | -70 | -54 | -18 |  | 0 | 350 | 279 | 71 | 230 |  | 0 | 287 | -141.4 | -109.2 | -36.4 |  | 0 | 229 | 218 | 170 | 313
| EHV OHL Support - Poles |  |  |  | C1 | 12 | 112 | 108 | 21 | 10 | 263 | 2 | 114 | 110 | 24 | 15 | 265 | 0 | 0 | 0 | 0 | 0 | 0 | 12 | 94 | 122 | 25 | 12 | 265 | 0 | 0 | 0 | 0 | 0 | 0 | 12 | 82 | 127 | 28 | 16 | 265
[5 empty] | C2 | 423 | 3799 | 3664 | 722 | 332 | 8940 | 52 | 3863 | 3736 | 805 | 507 | 8963 | 0 | 0 | 0 | 0 | 0 | 0 | 417 | 3167 | 4116 | 846 | 393 | 8939 | 0 | 0 | 0 | 0 | 0 | 0 | 413 | 2761 | 4281 | 959 | 525 | 8939
[5 empty] | C3 | 157 | 1412 | 1363 | 268 | 124 | 3324 | 19 | 1436 | 1389 | 300 | 188 | 3332 | 0 | 0 | 0 | 0 | 0 | 0 | 155 | 1178 | 1530 | 315 | 146 | 3324 | 0 | 0 | 0 | 0 | 0 | 0 | 154 | 1027 | 1591 | 357 | 195 | 3324
[5 empty] | C4 | 0 | 3 | 3 | 1 | 0 | 7 | 0 | 3 | 3 | 1 | 0 | 7 | 0 | 0 | 0 | 0 | 0 | 0 | 0 | 2 | 3 | 1 | 0 | 6 | 0 | 0 | 0 | 0 | 0 | 0 | 0 | 2 | 3 | 1 | 0 | 6
|  | Yes | 12534 | 12609 |  | 592 | 5326 | 5138 | 1012 | 466 |  | 73 | 5416 | 5238 | 1130 | 710 |  | 0 | 0 | 0 | 0 | 0 |  | 584 | 4441 | 5771 | 1187 | 551 |  | 0 | 0 | 0 | 0 | 0 |  | 579 | 3872 | 6002 | 1345 | 736
| EHV OHL Fittings and Conductors (Tower Lines) |  |  |  | C1 | 60.0911 | 197.1135 | 4.2075 | 0.74518 | 2.2355 | 264.3928 | 0 | 235.0812 | 14.1584 | 0.74518 | 2.2355 | 252.2203 | 0 | 0 | 0 | 0 | 0 | 0 | 60.0911 | 168.7967 | 25.0724 | 4.4711 | 5.9614 | 264.3928 | 0 | 0 | 0 | 0 | 0 | 0 | 60.0911 | 147.1866 | 18.3658 | 18.6294 | 20.1198 | 264.3928
[5 empty] | C2 | 0.081868 | 0.26855 | 0.0057322 | 0.0010152 | 0.0030457 | 0.36021 | 0 | 0.32027 | 0.019289 | 0.0010152 | 0.0030457 | 0.34362 | 0 | 0 | 0 | 0 | 0 | 0 | 0.081868 | 0.22997 | 0.034159 | 0.0060914 | 0.0081218 | 0.36021 | 0 | 0 | 0 | 0 | 0 | 0 | 0.081868 | 0.20053 | 0.025022 | 0.025381 | 0.027411 | 0.36021
[5 empty] | C3 | 0.49121 | 1.6113 | 0.034393 | 0.0060914 | 0.018274 | 2.1612 | 0 | 1.9216 | 0.11574 | 0.0060914 | 0.018274 | 2.0617 | 0 | 0 | 0 | 0 | 0 | 0 | 0.49121 | 1.3798 | 0.20495 | 0.036548 | 0.048731 | 2.1612 | 0 | 0 | 0 | 0 | 0 | 0 | 0.49121 | 1.2032 | 0.15013 | 0.15228 | 0.16447 | 2.1612
[5 empty] | C4 | 19.9758 | 65.5255 | 1.3987 | 0.24772 | 0.74315 | 87.8908 | 0 | 78.1469 | 4.7066 | 0.24772 | 0.74315 | 83.8443 | 0 | 0 | 0 | 0 | 0 | 0 | 19.9758 | 56.1123 | 8.3347 | 1.4863 | 1.9817 | 87.8908 | 0 | 0 | 0 | 0 | 0 | 0 | 19.9758 | 48.9285 | 6.1053 | 6.1929 | 6.6883 | 87.8908
|  | Yes | 354.805 | 340.805 |  | 80.64 | 264.5188 | 5.6462 | 1 | 3 |  | 0 | 315.47 | 19 | 1 | 3 |  | 0 | 0 | 0 | 0 | 0 |  | 80.64 | 226.5188 | 33.6462 | 6 | 8 |  | 0 | 0 | 0 | 0 | 0 |  | 80.64 | 197.5188 | 24.6462 | 25 | 27
| [Please insert new asset category as required] |  |  |  | C1 | 0 | 0 | 0 | 0 | 0 | 0 | 0 | 0 | 0 | 0 | 0 | 0 | 0 | 0 | 0 | 0 | 0 | 0 | 0 | 0 | 0 | 0 | 0 | 0 | 0 | 0 | 0 | 0 | 0 | 0 | 0 | 0 | 0 | 0 | 0 | 0
[5 empty] | C2 | 0 | 0 | 0 | 0 | 0 | 0 | 0 | 0 | 0 | 0 | 0 | 0 | 0 | 0 | 0 | 0 | 0 | 0 | 0 | 0 | 0 | 0 | 0 | 0 | 0 | 0 | 0 | 0 | 0 | 0 | 0 | 0 | 0 | 0 | 0 | 0
[5 empty] | C3 | 0 | 0 | 0 | 0 | 0 | 0 | 0 | 0 | 0 | 0 | 0 | 0 | 0 | 0 | 0 | 0 | 0 | 0 | 0 | 0 | 0 | 0 | 0 | 0 | 0 | 0 | 0 | 0 | 0 | 0 | 0 | 0 | 0 | 0 | 0 | 0
[5 empty] | C4 | 0 | 0 | 0 | 0 | 0 | 0 | 0 | 0 | 0 | 0 | 0 | 0 | 0 | 0 | 0 | 0 | 0 | 0 | 0 | 0 | 0 | 0 | 0 | 0 | 0 | 0 | 0 | 0 | 0 | 0 | 0 | 0 | 0 | 0 | 0 | 0
|  | 0 | 0 | 0 |  | 0 | 0 | 0 | 0 | 0 |  | 0 | 0 | 0 | 0 | 0 |  | 0 | 0 | 0 | 0 | 0 |  | 0 | 0 | 0 | 0 | 0 |  | 0 | 0 | 0 | 0 | 0 |  | 0 | 0 | 0 | 0 | 0
| [Please insert new asset category as required] |  |  |  | C1 | 0 | 0 | 0 | 0 | 0 | 0 | 0 | 0 | 0 | 0 | 0 | 0 | 0 | 0 | 0 | 0 | 0 | 0 | 0 | 0 | 0 | 0 | 0 | 0 | 0 | 0 | 0 | 0 | 0 | 0 | 0 | 0 | 0 | 0 | 0 | 0
[5 empty] | C2 | 0 | 0 | 0 | 0 | 0 | 0 | 0 | 0 | 0 | 0 | 0 | 0 | 0 | 0 | 0 | 0 | 0 | 0 | 0 | 0 | 0 | 0 | 0 | 0 | 0 | 0 | 0 | 0 | 0 | 0 | 0 | 0 | 0 | 0 | 0 | 0
[5 empty] | C3 | 0 | 0 | 0 | 0 | 0 | 0 | 0 | 0 | 0 | 0 | 0 | 0 | 0 | 0 | 0 | 0 | 0 | 0 | 0 | 0 | 0 | 0 | 0 | 0 | 0 | 0 | 0 | 0 | 0 | 0 | 0 | 0 | 0 | 0 | 0 | 0
[5 empty] | C4 | 0 | 0 | 0 | 0 | 0 | 0 | 0 | 0 | 0 | 0 | 0 | 0 | 0 | 0 | 0 | 0 | 0 | 0 | 0 | 0 | 0 | 0 | 0 | 0 | 0 | 0 | 0 | 0 | 0 | 0 | 0 | 0 | 0 | 0 | 0 | 0
|  | 0 | 0 | 0 |  | 0 | 0 | 0 | 0 | 0 |  | 0 | 0 | 0 | 0 | 0 |  | 0 | 0 | 0 | 0 | 0 |  | 0 | 0 | 0 | 0 | 0 |  | 0 | 0 | 0 | 0 | 0 |  | 0 | 0 | 0 | 0 | 0
| [Please insert new asset category as required] |  |  |  | C1 | 0 | 0 | 0 | 0 | 0 | 0 | 0 | 0 | 0 | 0 | 0 | 0 | 0 | 0 | 0 | 0 | 0 | 0 | 0 | 0 | 0 | 0 | 0 | 0 | 0 | 0 | 0 | 0 | 0 | 0 | 0 | 0 | 0 | 0 | 0 | 0
[5 empty] | C2 | 0 | 0 | 0 | 0 | 0 | 0 | 0 | 0 | 0 | 0 | 0 | 0 | 0 | 0 | 0 | 0 | 0 | 0 | 0 | 0 | 0 | 0 | 0 | 0 | 0 | 0 | 0 | 0 | 0 | 0 | 0 | 0 | 0 | 0 | 0 | 0
[5 empty] | C3 | 0 | 0 | 0 | 0 | 0 | 0 | 0 | 0 | 0 | 0 | 0 | 0 | 0 | 0 | 0 | 0 | 0 | 0 | 0 | 0 | 0 | 0 | 0 | 0 | 0 | 0 | 0 | 0 | 0 | 0 | 0 | 0 | 0 | 0 | 0 | 0
[5 empty] | C4 | 0 | 0 | 0 | 0 | 0 | 0 | 0 | 0 | 0 | 0 | 0 | 0 | 0 | 0 | 0 | 0 | 0 | 0 | 0 | 0 | 0 | 0 | 0 | 0 | 0 | 0 | 0 | 0 | 0 | 0 | 0 | 0 | 0 | 0 | 0 | 0
|  | 0 | 0 | 0 |  | 0 | 0 | 0 | 0 | 0 |  | 0 | 0 | 0 | 0 | 0 |  | 0 | 0 | 0 | 0 | 0 |  | 0 | 0 | 0 | 0 | 0 |  | 0 | 0 | 0 | 0 | 0 |  | 0 | 0 | 0 | 0 | 0
| [Please insert new asset category as required] |  |  |  | C1 | 0 | 0 | 0 | 0 | 0 | 0 | 0 | 0 | 0 | 0 | 0 | 0 | 0 | 0 | 0 | 0 | 0 | 0 | 0 | 0 | 0 | 0 | 0 | 0 | 0 | 0 | 0 | 0 | 0 | 0 | 0 | 0 | 0 | 0 | 0 | 0
[5 empty] | C2 | 0 | 0 | 0 | 0 | 0 | 0 | 0 | 0 | 0 | 0 | 0 | 0 | 0 | 0 | 0 | 0 | 0 | 0 | 0 | 0 | 0 | 0 | 0 | 0 | 0 | 0 | 0 | 0 | 0 | 0 | 0 | 0 | 0 | 0 | 0 | 0
[5 empty] | C3 | 0 | 0 | 0 | 0 | 0 | 0 | 0 | 0 | 0 | 0 | 0 | 0 | 0 | 0 | 0 | 0 | 0 | 0 | 0 | 0 | 0 | 0 | 0 | 0 | 0 | 0 | 0 | 0 | 0 | 0 | 0 | 0 | 0 | 0 | 0 | 0
[5 empty] | C4 | 0 | 0 | 0 | 0 | 0 | 0 | 0 | 0 | 0 | 0 | 0 | 0 | 0 | 0 | 0 | 0 | 0 | 0 | 0 | 0 | 0 | 0 | 0 | 0 | 0 | 0 | 0 | 0 | 0 | 0 | 0 | 0 | 0 | 0 | 0 | 0
|  | 0 | 0 | 0 |  | 0 | 0 | 0 | 0 | 0 |  | 0 | 0 | 0 | 0 | 0 |  | 0 | 0 | 0 | 0 | 0 |  | 0 | 0 | 0 | 0 | 0 |  | 0 | 0 | 0 | 0 | 0 |  | 0 | 0 | 0 | 0 | 0
| [Please insert new asset category as required] |  |  |  | C1 | 0 | 0 | 0 | 0 | 0 | 0 | 0 | 0 | 0 | 0 | 0 | 0 | 0 | 0 | 0 | 0 | 0 | 0 | 0 | 0 | 0 | 0 | 0 | 0 | 0 | 0 | 0 | 0 | 0 | 0 | 0 | 0 | 0 | 0 | 0 | 0
[5 empty] | C2 | 0 | 0 | 0 | 0 | 0 | 0 | 0 | 0 | 0 | 0 | 0 | 0 | 0 | 0 | 0 | 0 | 0 | 0 | 0 | 0 | 0 | 0 | 0 | 0 | 0 | 0 | 0 | 0 | 0 | 0 | 0 | 0 | 0 | 0 | 0 | 0
[5 empty] | C3 | 0 | 0 | 0 | 0 | 0 | 0 | 0 | 0 | 0 | 0 | 0 | 0 | 0 | 0 | 0 | 0 | 0 | 0 | 0 | 0 | 0 | 0 | 0 | 0 | 0 | 0 | 0 | 0 | 0 | 0 | 0 | 0 | 0 | 0 | 0 | 0
[5 empty] | C4 | 0 | 0 | 0 | 0 | 0 | 0 | 0 | 0 | 0 | 0 | 0 | 0 | 0 | 0 | 0 | 0 | 0 | 0 | 0 | 0 | 0 | 0 | 0 | 0 | 0 | 0 | 0 | 0 | 0 | 0 | 0 | 0 | 0 | 0 | 0 | 0
|  | 0 | 0 | 0 |  | 0 | 0 | 0 | 0 | 0 |  | 0 | 0 | 0 | 0 | 0 |  | 0 | 0 | 0 | 0 | 0 |  | 0 | 0 | 0 | 0 | 0 |  | 0 | 0 | 0 | 0 | 0 |  | 0 | 0 | 0 | 0 | 0
132kV Network
| 132kV CBs |  |  |  | C1 | 43 | 16 | 2 | 2 | 14 | 77 | 40 | 16 | 2 | 2 | 15 | 75 | 0 | 1.6021 | 0 | -1.6021 | 0 | 0 | 32 | 20 | 4 | 4 | 16 | 76 | 0 | 3.2041 | 0 | -3.2041 | 0 | 0 | 29 | 23 | 4 | 5 | 16 | 77
[5 empty] | C2 | 15 | 6 | 1 | 0 | 5 | 27 | 14 | 6 | 1 | 0 | 5 | 26 | 0 | 0.56158 | 0 | -0.56158 | 0 | 0 | 12 | 7 | 1 | 2 | 6 | 28 | 0 | 1.1232 | 0 | -1.1232 | 0 | 0 | 10 | 8 | 2 | 2 | 6 | 28
[5 empty] | C3 | 50 | 21 | 3 | 1 | 15 | 90 | 46 | 18 | 3 | 1 | 17 | 85 | 0 | 1.8363 | 0 | -1.8363 | 0 | 0 | 38 | 23 | 5 | 5 | 19 | 90 | 0 | 3.6727 | 0 | -3.6727 | 0 | 0 | 33 | 27 | 5 | 5 | 19 | 89
[5 empty] | C4 | 0 | 0 | 0 | 0 | 0 | 0 | 0 | 0 | 0 | 0 | 0 | 0 | 0 | 0 | 0 | 0 | 0 | 0 | 0 | 0 | 0 | 0 | 0 | 0 | 0 | 0 | 0 | 0 | 0 | 0 | 0 | 0 | 0 | 0 | 0 | 0
|  | Yes | 194 | 199 |  | 108 | 43 | 6 | 3 | 34 |  | 100 | 40 | 6 | 3 | 37 |  | 0 | 4 | 0 | -4 | 0 |  | 82 | 50 | 10 | 11 | 41 |  | 0 | 8 | 0 | -8 | 0 |  | 72 | 58 | 11 | 12 | 41
| 132kV Transformer |  |  |  | C1 | 12 | 19 | 15 | 7 | 6 | 59 | 5 | 19 | 15 | 7 | 11 | 57 | 0 | 2.5577 | 0 | 0 | -2.5577 | 0 | 11 | 10 | 16 | 16 | 7 | 60 | 0 | 5.1154 | 0 | 0 | -5.1154 | 0 | 11 | 10 | 6 | 17 | 17 | 61
[5 empty] | C2 | 10 | 17 | 14 | 6 | 4 | 51 | 5 | 15 | 14 | 6 | 10 | 50 | 0 | 2.1538 | 0 | 0 | -2.1538 | 0 | 10 | 9 | 13 | 13 | 5 | 50 | 0 | 4.3077 | 0 | 0 | -4.3077 | 0 | 9 | 7 | 5 | 14 | 15 | 50
[5 empty] | C3 | 10 | 17 | 14 | 6 | 4 | 51 | 5 | 15 | 14 | 6 | 10 | 50 | 0 | 2.1538 | 0 | 0 | -2.1538 | 0 | 10 | 9 | 13 | 13 | 5 | 50 | 0 | 4.3077 | 0 | 0 | -4.3077 | 0 | 9 | 7 | 5 | 14 | 15 | 50
[5 empty] | C4 | 1 | 1 | 1 | 0 | 0 | 3 | 0 | 1 | 1 | 0 | 1 | 3 | 0 | 0.13462 | 0 | 0 | -0.13462 | 0 | 1 | 1 | 1 | 1 | 0 | 4 | 0 | 0.26923 | 0 | 0 | -0.26923 | 0 | 1 | 0 | 0 | 1 | 1 | 3
|  | Yes | 164 | 165 |  | 33 | 54 | 44 | 19 | 14 |  | 15 | 50 | 44 | 19 | 32 |  | 0 | 7 | 0 | 0 | -7 |  | 32 | 29 | 43 | 43 | 17 |  | 0 | 14 | 0 | 0 | -14 |  | 30 | 24 | 16 | 46 | 48
| 132kV UG Cable (Gas) |  |  |  | C1 | 0 | 0 | 0 | 0 | 0 | 0 | 0 | 0 | 0 | 0 | 0 | 0 | 0 | 0 | 0 | 0 | 0 | 0 | 0 | 0 | 0 | 0 | 0 | 0 | 0 | 0 | 0 | 0 | 0 | 0 | 0 | 0 | 0 | 0 | 0 | 0
[5 empty] | C2 | 0 | 0 | 0 | 0 | 0 | 0 | 0 | 0 | 0 | 0 | 0 | 0 | 0 | 0 | 0 | 0 | 0 | 0 | 0 | 0 | 0 | 0 | 0 | 0 | 0 | 0 | 0 | 0 | 0 | 0 | 0 | 0 | 0 | 0 | 0 | 0
[5 empty] | C3 | 0 | 0 | 0 | 0 | 0 | 0 | 0 | 0 | 0 | 0 | 0 | 0 | 0 | 0 | 0 | 0 | 0 | 0 | 0 | 0 | 0 | 0 | 0 | 0 | 0 | 0 | 0 | 0 | 0 | 0 | 0 | 0 | 0 | 0 | 0 | 0
[5 empty] | C4 | 0 | 0 | 0 | 0 | 0 | 0 | 0 | 0 | 0 | 0 | 0 | 0 | 0 | 0 | 0 | 0 | 0 | 0 | 0 | 0 | 0 | 0 | 0 | 0 | 0 | 0 | 0 | 0 | 0 | 0 | 0 | 0 | 0 | 0 | 0 | 0
|  | No | 0 | 0 |  | 0 | 0 | 0 | 0 | 0 |  | 0 | 0 | 0 | 0 | 0 |  | 0 | 0 | 0 | 0 | 0 |  | 0 | 0 | 0 | 0 | 0 |  | 0 | 0 | 0 | 0 | 0 |  | 0 | 0 | 0 | 0 | 0
| 132kV UG Cable (Oil) |  |  |  | C1 | 0.069593 | 1.7577 | 3.5512 | 5.0591 | 0.48064 | 10.9182 | 0.068227 | 1.758 | 3.5519 | 5.1278 | 0.48064 | 10.9865 | 0 | 0 | 0 | 0 | 0 | 0 | 0.0009295 | 0.86512 | 2.3839 | 5.9513 | 1.717 | 10.9182 | 0 | 0 | 0 | 0 | 0 | 0 | 0.0009295 | 0.035179 | 2.2525 | 4.4407 | 4.1888 | 10.9182
[5 empty] | C2 | 0.74435 | 18.8005 | 37.9824 | 54.1109 | 5.1408 | 116.779 | 0.72974 | 18.8031 | 37.99 | 54.8457 | 5.1408 | 117.5094 | 0 | 0 | 0 | 0 | 0 | 0 | 0.0099418 | 9.2532 | 25.4975 | 63.6541 | 18.3642 | 116.779 | 0 | 0 | 0 | 0 | 0 | 0 | 0.0099418 | 0.37627 | 24.0928 | 47.4972 | 44.8028 | 116.779
[5 empty] | C3 | 0.2037 | 5.1451 | 10.3946 | 14.8085 | 1.4069 | 31.9588 | 0.19971 | 5.1458 | 10.3967 | 15.0096 | 1.4069 | 32.1587 | 0 | 0 | 0 | 0 | 0 | 0 | 0.0027208 | 2.5323 | 6.9779 | 17.4202 | 5.0257 | 31.9588 | 0 | 0 | 0 | 0 | 0 | 0 | 0.0027208 | 0.10297 | 6.5934 | 12.9985 | 12.2611 | 31.9588
[5 empty] | C4 | 0.0014282 | 0.036072 | 0.072876 | 0.10382 | 0.0098637 | 0.22406 | 0.0014001 | 0.036077 | 0.072891 | 0.10523 | 0.0098637 | 0.22546 | 0 | 0 | 0 | 0 | 0 | 0 | 1.9075e-05 | 0.017754 | 0.048922 | 0.12213 | 0.035235 | 0.22406 | 0 | 0 | 0 | 0 | 0 | 0 | 1.9075e-05 | 0.00072194 | 0.046226 | 0.091132 | 0.085962 | 0.22406
|  | Yes | 159.88 | 148.31 |  | 1.0191 | 25.7394 | 52.0011 | 74.0822 | 7.0382 |  | 0.99907 | 25.7429 | 52.0114 | 75.0883 | 7.0382 |  | 0 | 0 | 0 | 0 | 0 |  | 0.013611 | 12.6684 | 34.9082 | 87.1478 | 25.142 |  | 0 | 0 | 0 | 0 | 0 |  | 0.013611 | 0.51514 | 32.985 | 65.0276 | 61.3387
| 132kV UG Cable (Non Pressurised) |  |  |  | C1 | 0 | 0 | 0 | 0 | 0 | 0 | 0 | 0 | 0 | 0 | 0 | 0 | 0 | 0 | 0 | 0 | 0 | 0 | 0 | 0 | 0 | 0 | 0 | 0 | 0 | 0 | 0 | 0 | 0 | 0 | 0 | 0 | 0 | 0 | 0 | 0
[5 empty] | C2 | 0 | 0 | 0 | 0 | 0 | 0 | 0 | 0 | 0 | 0 | 0 | 0 | 0 | 0 | 0 | 0 | 0 | 0 | 0 | 0 | 0 | 0 | 0 | 0 | 0 | 0 | 0 | 0 | 0 | 0 | 0 | 0 | 0 | 0 | 0 | 0
[5 empty] | C3 | 0 | 0 | 0 | 0 | 0 | 0 | 0 | 0 | 0 | 0 | 0 | 0 | 0 | 0 | 0 | 0 | 0 | 0 | 0 | 0 | 0 | 0 | 0 | 0 | 0 | 0 | 0 | 0 | 0 | 0 | 0 | 0 | 0 | 0 | 0 | 0
[5 empty] | C4 | 0 | 0 | 0 | 0 | 0 | 0 | 0 | 0 | 0 | 0 | 0 | 0 | 0 | 0 | 0 | 0 | 0 | 0 | 0 | 0 | 0 | 0 | 0 | 0 | 0 | 0 | 0 | 0 | 0 | 0 | 0 | 0 | 0 | 0 | 0 | 0
|  | No | 0 | 0 |  | 0 | 0 | 0 | 0 | 0 |  | 0 | 0 | 0 | 0 | 0 |  | 0 | 0 | 0 | 0 | 0 |  | 0 | 0 | 0 | 0 | 0 |  | 0 | 0 | 0 | 0 | 0 |  | 0 | 0 | 0 | 0 | 0
| 132kV OHL Support - Tower |  |  |  | C1 | 4 | 74 | 6 | 14 | 6 | 104 | 2 | 55 | 19 | 18 | 10 | 104 | 0 | 8.7465 | 0 | -6.5599 | -2.1866 | 0 | 3 | 32 | 46 | 8 | 15 | 104 | 0 | 17.5301 | 0 | -13.1476 | -4.3825 | 0 | 3 | 13 | 48 | 17 | 22 | 103
[5 empty] | C2 | 102 | 1838 | 141 | 337 | 154 | 2572 | 43 | 1359 | 464 | 456 | 251 | 2573 | 0 | 528.7394 | -310.9509 | -163.3414 | -54.4471 | 0 | 68 | 796 | 1135 | 190 | 384 | 2573 | 0 | 1056.9522 | -620.4524 | -327.3749 | -109.125 | 0 | 68 | 327 | 1202 | 426 | 551 | 2574
[5 empty] | C3 | 18 | 319 | 24 | 59 | 27 | 447 | 7 | 236 | 80 | 79 | 44 | 446 | 0 | 115.5141 | -77.7291 | -28.3387 | -9.4462 | 0 | 12 | 138 | 197 | 33 | 66 | 446 | 0 | 231.5177 | -155.7876 | -56.7976 | -18.9325 | 0 | 12 | 57 | 208 | 74 | 95 | 446
[5 empty] | C4 | 0 | 0 | 0 | 0 | 0 | 0 | 0 | 0 | 0 | 0 | 0 | 0 | 0 | 0 | 0 | 0 | 0 | 0 | 0 | 0 | 0 | 0 | 0 | 0 | 0 | 0 | 0 | 0 | 0 | 0 | 0 | 0 | 0 | 0 | 0 | 0
|  | Yes | 3123 | 3123 |  | 124 | 2231 | 171 | 410 | 187 |  | 52 | 1650 | 563 | 553 | 305 |  | 0 | 653 | -388.68 | -198.24 | -66.08 |  | 83 | 966 | 1378 | 231 | 465 |  | 0 | 1306 | -776.24 | -397.32 | -132.44 |  | 83 | 397 | 1458 | 517 | 668
| 132kV OHL Fittings and Conductors (Tower Lines) |  |  |  | C1 | 2.6478 | 46.9644 | 1.6221 | 1.3898 | 0.16545 | 52.7896 | 1 | 47 | 3 | 1 | 0 | 52 | 0 | 0 | 0 | 0 | 0 | 0 | 2.6478 | 40.975 | 5.8908 | 1.5884 | 1.6876 | 52.7896 | 0 | 0 | 0 | 0 | 0 | 0 | 2.6478 | 35.9122 | 4.6996 | 3.7062 | 5.824 | 52.7896
[5 empty] | C2 | 65.9298 | 1169.4145 | 40.3914 | 34.6062 | 4.1198 | 1314.4617 | 26 | 1178 | 70 | 35 | 7 | 1316 | 0 | 0 | 0 | 0 | 0 | 0 | 65.9298 | 1020.2782 | 146.6819 | 39.55 | 42.0218 | 1314.4617 | 0 | 0 | 0 | 0 | 0 | 0 | 65.9298 | 894.2126 | 117.0194 | 92.2833 | 145.0165 | 1314.4617
[5 empty] | C3 | 11.4384 | 202.8864 | 7.0077 | 6.004 | 0.71476 | 228.0512 | 5 | 204 | 12 | 6 | 1 | 228 | 0 | 0 | 0 | 0 | 0 | 0 | 11.4384 | 177.0121 | 25.4484 | 6.8617 | 7.2905 | 228.0512 | 0 | 0 | 0 | 0 | 0 | 0 | 11.4384 | 155.1405 | 20.3022 | 16.0106 | 25.1595 | 228.0512
[5 empty] | C4 | 0 | 0 | 0 | 0 | 0 | 0 | 0 | 0 | 0 | 0 | 0 | 0 | 0 | 0 | 0 | 0 | 0 | 0 | 0 | 0 | 0 | 0 | 0 | 0 | 0 | 0 | 0 | 0 | 0 | 0 | 0 | 0 | 0 | 0 | 0 | 0
|  | Yes | 1595.3025 | 1595.3025 |  | 80.016 | 1419.2653 | 49.0212 | 42 | 5 |  | 32 | 1429 | 85 | 42 | 8 |  | 0 | 0 | 0 | 0 | 0 |  | 80.016 | 1238.2653 | 178.0212 | 48 | 51 |  | 0 | 0 | 0 | 0 | 0 |  | 80.016 | 1085.2653 | 142.0212 | 112 | 176
| [Please insert new asset category as required] |  |  |  | C1 | 0 | 0 | 0 | 0 | 0 | 0 | 0 | 0 | 0 | 0 | 0 | 0 | 0 | 0 | 0 | 0 | 0 | 0 | 0 | 0 | 0 | 0 | 0 | 0 | 0 | 0 | 0 | 0 | 0 | 0 | 0 | 0 | 0 | 0 | 0 | 0
[5 empty] | C2 | 0 | 0 | 0 | 0 | 0 | 0 | 0 | 0 | 0 | 0 | 0 | 0 | 0 | 0 | 0 | 0 | 0 | 0 | 0 | 0 | 0 | 0 | 0 | 0 | 0 | 0 | 0 | 0 | 0 | 0 | 0 | 0 | 0 | 0 | 0 | 0
[5 empty] | C3 | 0 | 0 | 0 | 0 | 0 | 0 | 0 | 0 | 0 | 0 | 0 | 0 | 0 | 0 | 0 | 0 | 0 | 0 | 0 | 0 | 0 | 0 | 0 | 0 | 0 | 0 | 0 | 0 | 0 | 0 | 0 | 0 | 0 | 0 | 0 | 0
[5 empty] | C4 | 0 | 0 | 0 | 0 | 0 | 0 | 0 | 0 | 0 | 0 | 0 | 0 | 0 | 0 | 0 | 0 | 0 | 0 | 0 | 0 | 0 | 0 | 0 | 0 | 0 | 0 | 0 | 0 | 0 | 0 | 0 | 0 | 0 | 0 | 0 | 0
|  | 0 | 0 | 0 |  | 0 | 0 | 0 | 0 | 0 |  | 0 | 0 | 0 | 0 | 0 |  | 0 | 0 | 0 | 0 | 0 |  | 0 | 0 | 0 | 0 | 0 |  | 0 | 0 | 0 | 0 | 0 |  | 0 | 0 | 0 | 0 | 0
| [Please insert new asset category as required] |  |  |  | C1 | 0 | 0 | 0 | 0 | 0 | 0 | 0 | 0 | 0 | 0 | 0 | 0 | 0 | 0 | 0 | 0 | 0 | 0 | 0 | 0 | 0 | 0 | 0 | 0 | 0 | 0 | 0 | 0 | 0 | 0 | 0 | 0 | 0 | 0 | 0 | 0
[5 empty] | C2 | 0 | 0 | 0 | 0 | 0 | 0 | 0 | 0 | 0 | 0 | 0 | 0 | 0 | 0 | 0 | 0 | 0 | 0 | 0 | 0 | 0 | 0 | 0 | 0 | 0 | 0 | 0 | 0 | 0 | 0 | 0 | 0 | 0 | 0 | 0 | 0
[5 empty] | C3 | 0 | 0 | 0 | 0 | 0 | 0 | 0 | 0 | 0 | 0 | 0 | 0 | 0 | 0 | 0 | 0 | 0 | 0 | 0 | 0 | 0 | 0 | 0 | 0 | 0 | 0 | 0 | 0 | 0 | 0 | 0 | 0 | 0 | 0 | 0 | 0
[5 empty] | C4 | 0 | 0 | 0 | 0 | 0 | 0 | 0 | 0 | 0 | 0 | 0 | 0 | 0 | 0 | 0 | 0 | 0 | 0 | 0 | 0 | 0 | 0 | 0 | 0 | 0 | 0 | 0 | 0 | 0 | 0 | 0 | 0 | 0 | 0 | 0 | 0
|  | 0 | 0 | 0 |  | 0 | 0 | 0 | 0 | 0 |  | 0 | 0 | 0 | 0 | 0 |  | 0 | 0 | 0 | 0 | 0 |  | 0 | 0 | 0 | 0 | 0 |  | 0 | 0 | 0 | 0 | 0 |  | 0 | 0 | 0 | 0 | 0
| [Please insert new asset category as required] |  |  |  | C1 | 0 | 0 | 0 | 0 | 0 | 0 | 0 | 0 | 0 | 0 | 0 | 0 | 0 | 0 | 0 | 0 | 0 | 0 | 0 | 0 | 0 | 0 | 0 | 0 | 0 | 0 | 0 | 0 | 0 | 0 | 0 | 0 | 0 | 0 | 0 | 0
[5 empty] | C2 | 0 | 0 | 0 | 0 | 0 | 0 | 0 | 0 | 0 | 0 | 0 | 0 | 0 | 0 | 0 | 0 | 0 | 0 | 0 | 0 | 0 | 0 | 0 | 0 | 0 | 0 | 0 | 0 | 0 | 0 | 0 | 0 | 0 | 0 | 0 | 0
[5 empty] | C3 | 0 | 0 | 0 | 0 | 0 | 0 | 0 | 0 | 0 | 0 | 0 | 0 | 0 | 0 | 0 | 0 | 0 | 0 | 0 | 0 | 0 | 0 | 0 | 0 | 0 | 0 | 0 | 0 | 0 | 0 | 0 | 0 | 0 | 0 | 0 | 0
[5 empty] | C4 | 0 | 0 | 0 | 0 | 0 | 0 | 0 | 0 | 0 | 0 | 0 | 0 | 0 | 0 | 0 | 0 | 0 | 0 | 0 | 0 | 0 | 0 | 0 | 0 | 0 | 0 | 0 | 0 | 0 | 0 | 0 | 0 | 0 | 0 | 0 | 0
|  | 0 | 0 | 0 |  | 0 | 0 | 0 | 0 | 0 |  | 0 | 0 | 0 | 0 | 0 |  | 0 | 0 | 0 | 0 | 0 |  | 0 | 0 | 0 | 0 | 0 |  | 0 | 0 | 0 | 0 | 0 |  | 0 | 0 | 0 | 0 | 0
| [Please insert new asset category as required] |  |  |  | C1 | 0 | 0 | 0 | 0 | 0 | 0 | 0 | 0 | 0 | 0 | 0 | 0 | 0 | 0 | 0 | 0 | 0 | 0 | 0 | 0 | 0 | 0 | 0 | 0 | 0 | 0 | 0 | 0 | 0 | 0 | 0 | 0 | 0 | 0 | 0 | 0
[5 empty] | C2 | 0 | 0 | 0 | 0 | 0 | 0 | 0 | 0 | 0 | 0 | 0 | 0 | 0 | 0 | 0 | 0 | 0 | 0 | 0 | 0 | 0 | 0 | 0 | 0 | 0 | 0 | 0 | 0 | 0 | 0 | 0 | 0 | 0 | 0 | 0 | 0
[5 empty] | C3 | 0 | 0 | 0 | 0 | 0 | 0 | 0 | 0 | 0 | 0 | 0 | 0 | 0 | 0 | 0 | 0 | 0 | 0 | 0 | 0 | 0 | 0 | 0 | 0 | 0 | 0 | 0 | 0 | 0 | 0 | 0 | 0 | 0 | 0 | 0 | 0
[5 empty] | C4 | 0 | 0 | 0 | 0 | 0 | 0 | 0 | 0 | 0 | 0 | 0 | 0 | 0 | 0 | 0 | 0 | 0 | 0 | 0 | 0 | 0 | 0 | 0 | 0 | 0 | 0 | 0 | 0 | 0 | 0 | 0 | 0 | 0 | 0 | 0 | 0
|  | 0 | 0 | 0 |  | 0 | 0 | 0 | 0 | 0 |  | 0 | 0 | 0 | 0 | 0 |  | 0 | 0 | 0 | 0 | 0 |  | 0 | 0 | 0 | 0 | 0 |  | 0 | 0 | 0 | 0 | 0 |  | 0 | 0 | 0 | 0 | 0
| [Please insert new asset category as required] |  |  |  | C1 | 0 | 0 | 0 | 0 | 0 | 0 | 0 | 0 | 0 | 0 | 0 | 0 | 0 | 0 | 0 | 0 | 0 | 0 | 0 | 0 | 0 | 0 | 0 | 0 | 0 | 0 | 0 | 0 | 0 | 0 | 0 | 0 | 0 | 0 | 0 | 0
[5 empty] | C2 | 0 | 0 | 0 | 0 | 0 | 0 | 0 | 0 | 0 | 0 | 0 | 0 | 0 | 0 | 0 | 0 | 0 | 0 | 0 | 0 | 0 | 0 | 0 | 0 | 0 | 0 | 0 | 0 | 0 | 0 | 0 | 0 | 0 | 0 | 0 | 0
[5 empty] | C3 | 0 | 0 | 0 | 0 | 0 | 0 | 0 | 0 | 0 | 0 | 0 | 0 | 0 | 0 | 0 | 0 | 0 | 0 | 0 | 0 | 0 | 0 | 0 | 0 | 0 | 0 | 0 | 0 | 0 | 0 | 0 | 0 | 0 | 0 | 0 | 0
[5 empty] | C4 | 0 | 0 | 0 | 0 | 0 | 0 | 0 | 0 | 0 | 0 | 0 | 0 | 0 | 0 | 0 | 0 | 0 | 0 | 0 | 0 | 0 | 0 | 0 | 0 | 0 | 0 | 0 | 0 | 0 | 0 | 0 | 0 | 0 | 0 | 0 | 0
|  | 0 | 0 | 0 |  | 0 | 0 | 0 | 0 | 0 |  | 0 | 0 | 0 | 0 | 0 |  | 0 | 0 | 0 | 0 | 0 |  | 0 | 0 | 0 | 0 | 0 |  | 0 | 0 | 0 | 0 | 0 |  | 0 | 0 | 0 | 0 | 0
Other
| Submarine Cables |  |  |  | C1 | 0 | 0 | 0 | 0 | 0 | 0 | 0 | 0 | 0 | 0 | 0 | 0 | 0 | 0 | 0 | 0 | 0 | 0 | 0 | 0 | 0 | 0 | 0 | 0 | 0 | 0 | 0 | 0 | 0 | 0 | 0 | 0 | 0 | 0 | 0 | 0
[5 empty] | C2 | 0 | 0 | 0 | 0 | 0 | 0 | 0 | 0 | 0 | 0 | 0 | 0 | 0 | 0 | 0 | 0 | 0 | 0 | 0 | 0 | 0 | 0 | 0 | 0 | 0 | 0 | 0 | 0 | 0 | 0 | 0 | 0 | 0 | 0 | 0 | 0
[5 empty] | C3 | 0 | 0 | 0 | 0 | 0 | 0 | 0 | 0 | 0 | 0 | 0 | 0 | 0 | 0 | 0 | 0 | 0 | 0 | 0 | 0 | 0 | 0 | 0 | 0 | 0 | 0 | 0 | 0 | 0 | 0 | 0 | 0 | 0 | 0 | 0 | 0
[5 empty] | C4 | 0 | 0 | 0 | 0 | 0 | 0 | 0 | 0 | 0 | 0 | 0 | 0 | 0 | 0 | 0 | 0 | 0 | 0 | 0 | 0 | 0 | 0 | 0 | 0 | 0 | 0 | 0 | 0 | 0 | 0 | 0 | 0 | 0 | 0 | 0 | 0
|  | No | 0 | 0 |  | 0 | 0 | 0 | 0 | 0 |  | 0 | 0 | 0 | 0 | 0 |  | 0 | 0 | 0 | 0 | 0 |  | 0 | 0 | 0 | 0 | 0 |  | 0 | 0 | 0 | 0 | 0 |  | 0 | 0 | 0 | 0 | 0
| [Please insert new asset category as required] |  |  |  | C1 | 0 | 0 | 0 | 0 | 0 | 0 | 0 | 0 | 0 | 0 | 0 | 0 | 0 | 0 | 0 | 0 | 0 | 0 | 0 | 0 | 0 | 0 | 0 | 0 | 0 | 0 | 0 | 0 | 0 | 0 | 0 | 0 | 0 | 0 | 0 | 0
[5 empty] | C2 | 0 | 0 | 0 | 0 | 0 | 0 | 0 | 0 | 0 | 0 | 0 | 0 | 0 | 0 | 0 | 0 | 0 | 0 | 0 | 0 | 0 | 0 | 0 | 0 | 0 | 0 | 0 | 0 | 0 | 0 | 0 | 0 | 0 | 0 | 0 | 0
[5 empty] | C3 | 0 | 0 | 0 | 0 | 0 | 0 | 0 | 0 | 0 | 0 | 0 | 0 | 0 | 0 | 0 | 0 | 0 | 0 | 0 | 0 | 0 | 0 | 0 | 0 | 0 | 0 | 0 | 0 | 0 | 0 | 0 | 0 | 0 | 0 | 0 | 0
[5 empty] | C4 | 0 | 0 | 0 | 0 | 0 | 0 | 0 | 0 | 0 | 0 | 0 | 0 | 0 | 0 | 0 | 0 | 0 | 0 | 0 | 0 | 0 | 0 | 0 | 0 | 0 | 0 | 0 | 0 | 0 | 0 | 0 | 0 | 0 | 0 | 0 | 0
|  | 0 | 0 | 0 |  | 0 | 0 | 0 | 0 | 0 |  | 0 | 0 | 0 | 0 | 0 |  | 0 | 0 | 0 | 0 | 0 |  | 0 | 0 | 0 | 0 | 0 |  | 0 | 0 | 0 | 0 | 0 |  | 0 | 0 | 0 | 0 | 0
| [Please insert new asset category as required] |  |  |  | C1 | 0 | 0 | 0 | 0 | 0 | 0 | 0 | 0 | 0 | 0 | 0 | 0 | 0 | 0 | 0 | 0 | 0 | 0 | 0 | 0 | 0 | 0 | 0 | 0 | 0 | 0 | 0 | 0 | 0 | 0 | 0 | 0 | 0 | 0 | 0 | 0
[5 empty] | C2 | 0 | 0 | 0 | 0 | 0 | 0 | 0 | 0 | 0 | 0 | 0 | 0 | 0 | 0 | 0 | 0 | 0 | 0 | 0 | 0 | 0 | 0 | 0 | 0 | 0 | 0 | 0 | 0 | 0 | 0 | 0 | 0 | 0 | 0 | 0 | 0
[5 empty] | C3 | 0 | 0 | 0 | 0 | 0 | 0 | 0 | 0 | 0 | 0 | 0 | 0 | 0 | 0 | 0 | 0 | 0 | 0 | 0 | 0 | 0 | 0 | 0 | 0 | 0 | 0 | 0 | 0 | 0 | 0 | 0 | 0 | 0 | 0 | 0 | 0
[5 empty] | C4 | 0 | 0 | 0 | 0 | 0 | 0 | 0 | 0 | 0 | 0 | 0 | 0 | 0 | 0 | 0 | 0 | 0 | 0 | 0 | 0 | 0 | 0 | 0 | 0 | 0 | 0 | 0 | 0 | 0 | 0 | 0 | 0 | 0 | 0 | 0 | 0
|  | 0 | 0 | 0 |  | 0 | 0 | 0 | 0 | 0 |  | 0 | 0 | 0 | 0 | 0 |  | 0 | 0 | 0 | 0 | 0 |  | 0 | 0 | 0 | 0 | 0 |  | 0 | 0 | 0 | 0 | 0 |  | 0 | 0 | 0 | 0 | 0
| [Please insert new asset category as required] |  |  |  | C1 | 0 | 0 | 0 | 0 | 0 | 0 | 0 | 0 | 0 | 0 | 0 | 0 | 0 | 0 | 0 | 0 | 0 | 0 | 0 | 0 | 0 | 0 | 0 | 0 | 0 | 0 | 0 | 0 | 0 | 0 | 0 | 0 | 0 | 0 | 0 | 0
[5 empty] | C2 | 0 | 0 | 0 | 0 | 0 | 0 | 0 | 0 | 0 | 0 | 0 | 0 | 0 | 0 | 0 | 0 | 0 | 0 | 0 | 0 | 0 | 0 | 0 | 0 | 0 | 0 | 0 | 0 | 0 | 0 | 0 | 0 | 0 | 0 | 0 | 0
[5 empty] | C3 | 0 | 0 | 0 | 0 | 0 | 0 | 0 | 0 | 0 | 0 | 0 | 0 | 0 | 0 | 0 | 0 | 0 | 0 | 0 | 0 | 0 | 0 | 0 | 0 | 0 | 0 | 0 | 0 | 0 | 0 | 0 | 0 | 0 | 0 | 0 | 0
[5 empty] | C4 | 0 | 0 | 0 | 0 | 0 | 0 | 0 | 0 | 0 | 0 | 0 | 0 | 0 | 0 | 0 | 0 | 0 | 0 | 0 | 0 | 0 | 0 | 0 | 0 | 0 | 0 | 0 | 0 | 0 | 0 | 0 | 0 | 0 | 0 | 0 | 0
|  | 0 | 0 | 0 |  | 0 | 0 | 0 | 0 | 0 |  | 0 | 0 | 0 | 0 | 0 |  | 0 | 0 | 0 | 0 | 0 |  | 0 | 0 | 0 | 0 | 0 |  | 0 | 0 | 0 | 0 | 0 |  | 0 | 0 | 0 | 0 | 0
| [Please insert new asset category as required] |  |  |  | C1 | 0 | 0 | 0 | 0 | 0 | 0 | 0 | 0 | 0 | 0 | 0 | 0 | 0 | 0 | 0 | 0 | 0 | 0 | 0 | 0 | 0 | 0 | 0 | 0 | 0 | 0 | 0 | 0 | 0 | 0 | 0 | 0 | 0 | 0 | 0 | 0
[5 empty] | C2 | 0 | 0 | 0 | 0 | 0 | 0 | 0 | 0 | 0 | 0 | 0 | 0 | 0 | 0 | 0 | 0 | 0 | 0 | 0 | 0 | 0 | 0 | 0 | 0 | 0 | 0 | 0 | 0 | 0 | 0 | 0 | 0 | 0 | 0 | 0 | 0
[5 empty] | C3 | 0 | 0 | 0 | 0 | 0 | 0 | 0 | 0 | 0 | 0 | 0 | 0 | 0 | 0 | 0 | 0 | 0 | 0 | 0 | 0 | 0 | 0 | 0 | 0 | 0 | 0 | 0 | 0 | 0 | 0 | 0 | 0 | 0 | 0 | 0 | 0
[5 empty] | C4 | 0 | 0 | 0 | 0 | 0 | 0 | 0 | 0 | 0 | 0 | 0 | 0 | 0 | 0 | 0 | 0 | 0 | 0 | 0 | 0 | 0 | 0 | 0 | 0 | 0 | 0 | 0 | 0 | 0 | 0 | 0 | 0 | 0 | 0 | 0 | 0
|  | 0 | 0 | 0 |  | 0 | 0 | 0 | 0 | 0 |  | 0 | 0 | 0 | 0 | 0 |  | 0 | 0 | 0 | 0 | 0 |  | 0 | 0 | 0 | 0 | 0 |  | 0 | 0 | 0 | 0 | 0 |  | 0 | 0 | 0 | 0 | 0
| [Please insert new asset category as required] |  |  |  | C1 | 0 | 0 | 0 | 0 | 0 | 0 | 0 | 0 | 0 | 0 | 0 | 0 | 0 | 0 | 0 | 0 | 0 | 0 | 0 | 0 | 0 | 0 | 0 | 0 | 0 | 0 | 0 | 0 | 0 | 0 | 0 | 0 | 0 | 0 | 0 | 0
[5 empty] | C2 | 0 | 0 | 0 | 0 | 0 | 0 | 0 | 0 | 0 | 0 | 0 | 0 | 0 | 0 | 0 | 0 | 0 | 0 | 0 | 0 | 0 | 0 | 0 | 0 | 0 | 0 | 0 | 0 | 0 | 0 | 0 | 0 | 0 | 0 | 0 | 0
[5 empty] | C3 | 0 | 0 | 0 | 0 | 0 | 0 | 0 | 0 | 0 | 0 | 0 | 0 | 0 | 0 | 0 | 0 | 0 | 0 | 0 | 0 | 0 | 0 | 0 | 0 | 0 | 0 | 0 | 0 | 0 | 0 | 0 | 0 | 0 | 0 | 0 | 0
[5 empty] | C4 | 0 | 0 | 0 | 0 | 0 | 0 | 0 | 0 | 0 | 0 | 0 | 0 | 0 | 0 | 0 | 0 | 0 | 0 | 0 | 0 | 0 | 0 | 0 | 0 | 0 | 0 | 0 | 0 | 0 | 0 | 0 | 0 | 0 | 0 | 0 | 0
|  | 0 | 0 | 0 |  | 0 | 0 | 0 | 0 | 0 |  | 0 | 0 | 0 | 0 | 0 |  | 0 | 0 | 0 | 0 | 0 |  | 0 | 0 | 0 | 0 | 0 |  | 0 | 0 | 0 | 0 | 0 |  | 0 | 0 | 0 | 0 | 0
| TOTAL |  | 269066.8564 | 267249.2855 |  | 36234.8093 | 102297.8188 | 83782.0698 | 25268.2431 | 21483.9155 |  | 22042.9663 | 103434.5141 | 86548.7282 | 28258.5442 | 28483.6662 |  | 0 | 2730.825 | -431.43 | -256.24 | -2043.155 |  | 33932.1673 | 90891.2169 | 88029.2386 | 25016.7125 | 31197.5201 |  | 0 | 5464.65 | -863.14 | -514.52 | -4086.99 |  | 29163.1673 | 87383.2531 | 88101.4332 | 24816.473 | 39602.5289
Health Index Definitions
|  |  | HI1 | New or as new
|  |  | HI2 | Good or seviceable condition
|  |  | HI3 | Deterioration requires assessment and monitoring
|  |  | HI4 | Material deterioration, intervention requires consideration
|  |  | HI5 | End of serviceable life, intervention required
Criticality Index Definitions
|  |  | C1 | Low criticality
|  |  | C2 | Average criticality
|  |  | C3 | High criticality
|  |  | C4 | Very high criticality

## NAW5 - General Reinfor - ENWL
HI5: Secondary deliverables RIIO-ED1 - General reinforcement
ENWL
Price base (2012/13)
| ASSET CATEGORIES |  | ASSET REGISTER |  |  | End of DPCR5 (31 March 2015) with investment | [5 empty] | End of DPCR5 (31 March 2015) without investment | [5 empty] | Mid-Period Review (31 March 2019) planned investment | [5 empty] | Mid-Period Review (31 March 2019) without investment | [5 empty] | End of RIIO-ED1 (31 March 2023) planned investment | [5 empty] | End of RIIO-ED1 (31 March 2023) without investment
Is it your current intention to have a health index for this asset category in the RIIO-ED1 control period.
|  |  | as at 31st March 2015 | as at 31st March 2023 |  | HI 1 | HI 2 | HI 3 | HI 4 | HI 5 |  | HI 1 | HI 2 | HI 3 | HI 4 | HI 5 |  | HI 1 | HI 2 | HI 3 | HI 4 | HI 5 |  | HI 1 | HI 2 | HI 3 | HI 4 | HI 5 |  | HI 1 | HI 2 | HI 3 | HI 4 | HI 5 |  | HI 1 | HI 2 | HI 3 | HI 4 | HI 5
LV Network
| LV Switchgear and Other |  |  |  | C1 | 365 | 1078 | 581 | 295 | 932 | 3251 | 228 | 1082 | 597 | 295 | 1019 | 3221 | [5 empty] | 0 | 325 | 750 | 949 | 211 | 1017 | 3252 | [5 empty] | 0 | 216 | 696 | 981 | 132 | 1227 | 3252 | Yes
[5 empty] | C2 | 1032 | 3044 | 1640 | 833 | 2630 | 9179 | 642 | 3055 | 1684 | 834 | 2878 | 9093 | [5 empty] | 0 | 918 | 2118 | 2678 | 594 | 2870 | 9178 | [5 empty] | 0 | 610 | 1964 | 2769 | 371 | 3462 | 9176 | No
[5 empty] | C3 | 400 | 1181 | 637 | 323 | 1020 | 3561 | 249 | 1185 | 653 | 324 | 1116 | 3527 | [5 empty] | 0 | 356 | 822 | 1039 | 231 | 1113 | 3561 | [5 empty] | 0 | 237 | 762 | 1075 | 144 | 1344 | 3562
[5 empty] | C4 | 88 | 258 | 140 | 71 | 224 | 781 | 55 | 260 | 143 | 71 | 245 | 774 | [5 empty] | 0 | 78 | 180 | 228 | 51 | 244 | 781 | [5 empty] | 0 | 52 | 167 | 236 | 32 | 295 | 782
|  | Yes | 16772 | 16772 |  | 1885 | 5561 | 2998 | 1522 | 4806 |  | 1174 | 5582 | 3077 | 1524 | 5258 |  | 0 | 0 | 0 | 0 | 0 |  | 1677 | 3870 | 4894 | 1087 | 5244 |  | 0 | 0 | 0 | 0 | 0 |  | 1115 | 3589 | 5061 | 679 | 6328
| LV UGB |  |  |  | C1 | 860 | 217 | 86 | 115 | 261 | 1539 | 817 | 217 | 86 | 115 | 302 | 1537 | [5 empty] | 0 | 860 | 188 | 111 | 35 | 345 | 1539 | [5 empty] | 0 | 658 | 379 | 44 | 77 | 380 | 1538
[5 empty] | C2 | 5837 | 1470 | 580 | 784 | 1771 | 10442 | 5541 | 1470 | 580 | 784 | 2051 | 10426 | [5 empty] | 0 | 5837 | 1273 | 749 | 237 | 2344 | 10440 | [5 empty] | 0 | 4465 | 2572 | 299 | 524 | 2580 | 10440
[5 empty] | C3 | 4534 | 1142 | 451 | 608 | 1374 | 8109 | 4305 | 1142 | 451 | 608 | 1593 | 8099 | [5 empty] | 0 | 4534 | 990 | 583 | 184 | 1820 | 8111 | [5 empty] | 0 | 3469 | 1998 | 233 | 407 | 2005 | 8112
[5 empty] | C4 | 0 | 0 | 0 | 0 | 0 | 0 | 0 | 0 | 0 | 0 | 0 | 0 | [5 empty] | 0 | 0 | 0 | 0 | 0 | 0 | 0 | [5 empty] | 0 | 0 | 0 | 0 | 0 | 0 | 0
|  | Yes | 20090 | 20090 |  | 11231 | 2829 | 1117 | 1507 | 3406 |  | 10663 | 2829 | 1117 | 1507 | 3946 |  | 0 | 0 | 0 | 0 | 0 |  | 11231 | 2451 | 1443 | 456 | 4509 |  | 0 | 0 | 0 | 0 | 0 |  | 8592 | 4949 | 576 | 1008 | 4965
| LV OHL Support |  |  |  | C1 | 3308 | 4632 | 13014 | 4744 | 2841 | 28539 | 657 | 4886 | 13689 | 5431 | 3966 | 28629 | [5 empty] | 0 | 3150 | 4107 | 12747 | 4305 | 4229 | 28538 | [5 empty] | 0 | 3052 | 3425 | 13256 | 3830 | 4976 | 28539
[5 empty] | C2 | 1092 | 1530 | 4297 | 1566 | 938 | 9423 | 216 | 1613 | 4520 | 1794 | 1309 | 9452 | [5 empty] | 0 | 1040 | 1356 | 4209 | 1422 | 1397 | 9424 | [5 empty] | 0 | 1008 | 1131 | 4377 | 1264 | 1643 | 9423
[5 empty] | C3 | 2451 | 3433 | 9643 | 3515 | 2105 | 21147 | 487 | 3621 | 10144 | 4025 | 2939 | 21216 | [5 empty] | 0 | 2334 | 3043 | 9445 | 3191 | 3134 | 21147 | [5 empty] | 0 | 2262 | 2538 | 9823 | 2837 | 3687 | 21147
[5 empty] | C4 | 0 | 0 | 0 | 0 | 0 | 0 | 0 | 0 | 0 | 0 | 0 | 0 | [5 empty] | 0 | 0 | 0 | 0 | 0 | 0 | 0 | [5 empty] | 0 | 0 | 0 | 0 | 0 | 0 | 0
|  | Yes | 59109 | 59109 |  | 6851 | 9595 | 26954 | 9825 | 5884 |  | 1360 | 10120 | 28353 | 11250 | 8214 |  | 0 | 0 | 0 | 0 | 0 |  | 6524 | 8506 | 26401 | 8918 | 8760 |  | 0 | 0 | 0 | 0 | 0 |  | 6322 | 7094 | 27456 | 7931 | 10306
| [Please insert new asset category as required] |  |  |  | C1 | 0 | 0 | 0 | 0 | 0 | 0 | 0 | 0 | 0 | 0 | 0 | 0 | [5 empty] | 0 | 0 | 0 | 0 | 0 | 0 | 0 | [5 empty] | 0 | 0 | 0 | 0 | 0 | 0 | 0
[5 empty] | C2 | 0 | 0 | 0 | 0 | 0 | 0 | 0 | 0 | 0 | 0 | 0 | 0 | [5 empty] | 0 | 0 | 0 | 0 | 0 | 0 | 0 | [5 empty] | 0 | 0 | 0 | 0 | 0 | 0 | 0
[5 empty] | C3 | 0 | 0 | 0 | 0 | 0 | 0 | 0 | 0 | 0 | 0 | 0 | 0 | [5 empty] | 0 | 0 | 0 | 0 | 0 | 0 | 0 | [5 empty] | 0 | 0 | 0 | 0 | 0 | 0 | 0
[5 empty] | C4 | 0 | 0 | 0 | 0 | 0 | 0 | 0 | 0 | 0 | 0 | 0 | 0 | [5 empty] | 0 | 0 | 0 | 0 | 0 | 0 | 0 | [5 empty] | 0 | 0 | 0 | 0 | 0 | 0 | 0
|  | 0 | 0 | 0 |  | 0 | 0 | 0 | 0 | 0 |  | 0 | 0 | 0 | 0 | 0 |  | 0 | 0 | 0 | 0 | 0 |  | 0 | 0 | 0 | 0 | 0 |  | 0 | 0 | 0 | 0 | 0 |  | 0 | 0 | 0 | 0 | 0
| [Please insert new asset category as required] |  |  |  | C1 | 0 | 0 | 0 | 0 | 0 | 0 | 0 | 0 | 0 | 0 | 0 | 0 | [5 empty] | 0 | 0 | 0 | 0 | 0 | 0 | 0 | [5 empty] | 0 | 0 | 0 | 0 | 0 | 0 | 0
[5 empty] | C2 | 0 | 0 | 0 | 0 | 0 | 0 | 0 | 0 | 0 | 0 | 0 | 0 | [5 empty] | 0 | 0 | 0 | 0 | 0 | 0 | 0 | [5 empty] | 0 | 0 | 0 | 0 | 0 | 0 | 0
[5 empty] | C3 | 0 | 0 | 0 | 0 | 0 | 0 | 0 | 0 | 0 | 0 | 0 | 0 | [5 empty] | 0 | 0 | 0 | 0 | 0 | 0 | 0 | [5 empty] | 0 | 0 | 0 | 0 | 0 | 0 | 0
[5 empty] | C4 | 0 | 0 | 0 | 0 | 0 | 0 | 0 | 0 | 0 | 0 | 0 | 0 | [5 empty] | 0 | 0 | 0 | 0 | 0 | 0 | 0 | [5 empty] | 0 | 0 | 0 | 0 | 0 | 0 | 0
|  | 0 | 0 | 0 |  | 0 | 0 | 0 | 0 | 0 |  | 0 | 0 | 0 | 0 | 0 |  | 0 | 0 | 0 | 0 | 0 |  | 0 | 0 | 0 | 0 | 0 |  | 0 | 0 | 0 | 0 | 0 |  | 0 | 0 | 0 | 0 | 0
| [Please insert new asset category as required] |  |  |  | C1 | 0 | 0 | 0 | 0 | 0 | 0 | 0 | 0 | 0 | 0 | 0 | 0 | [5 empty] | 0 | 0 | 0 | 0 | 0 | 0 | 0 | [5 empty] | 0 | 0 | 0 | 0 | 0 | 0 | 0
[5 empty] | C2 | 0 | 0 | 0 | 0 | 0 | 0 | 0 | 0 | 0 | 0 | 0 | 0 | [5 empty] | 0 | 0 | 0 | 0 | 0 | 0 | 0 | [5 empty] | 0 | 0 | 0 | 0 | 0 | 0 | 0
[5 empty] | C3 | 0 | 0 | 0 | 0 | 0 | 0 | 0 | 0 | 0 | 0 | 0 | 0 | [5 empty] | 0 | 0 | 0 | 0 | 0 | 0 | 0 | [5 empty] | 0 | 0 | 0 | 0 | 0 | 0 | 0
[5 empty] | C4 | 0 | 0 | 0 | 0 | 0 | 0 | 0 | 0 | 0 | 0 | 0 | 0 | [5 empty] | 0 | 0 | 0 | 0 | 0 | 0 | 0 | [5 empty] | 0 | 0 | 0 | 0 | 0 | 0 | 0
|  | 0 | 0 | 0 |  | 0 | 0 | 0 | 0 | 0 |  | 0 | 0 | 0 | 0 | 0 |  | 0 | 0 | 0 | 0 | 0 |  | 0 | 0 | 0 | 0 | 0 |  | 0 | 0 | 0 | 0 | 0 |  | 0 | 0 | 0 | 0 | 0
| [Please insert new asset category as required] |  |  |  | C1 | 0 | 0 | 0 | 0 | 0 | 0 | 0 | 0 | 0 | 0 | 0 | 0 | [5 empty] | 0 | 0 | 0 | 0 | 0 | 0 | 0 | [5 empty] | 0 | 0 | 0 | 0 | 0 | 0 | 0
[5 empty] | C2 | 0 | 0 | 0 | 0 | 0 | 0 | 0 | 0 | 0 | 0 | 0 | 0 | [5 empty] | 0 | 0 | 0 | 0 | 0 | 0 | 0 | [5 empty] | 0 | 0 | 0 | 0 | 0 | 0 | 0
[5 empty] | C3 | 0 | 0 | 0 | 0 | 0 | 0 | 0 | 0 | 0 | 0 | 0 | 0 | [5 empty] | 0 | 0 | 0 | 0 | 0 | 0 | 0 | [5 empty] | 0 | 0 | 0 | 0 | 0 | 0 | 0
[5 empty] | C4 | 0 | 0 | 0 | 0 | 0 | 0 | 0 | 0 | 0 | 0 | 0 | 0 | [5 empty] | 0 | 0 | 0 | 0 | 0 | 0 | 0 | [5 empty] | 0 | 0 | 0 | 0 | 0 | 0 | 0
|  | 0 | 0 | 0 |  | 0 | 0 | 0 | 0 | 0 |  | 0 | 0 | 0 | 0 | 0 |  | 0 | 0 | 0 | 0 | 0 |  | 0 | 0 | 0 | 0 | 0 |  | 0 | 0 | 0 | 0 | 0 |  | 0 | 0 | 0 | 0 | 0
| [Please insert new asset category as required] |  |  |  | C1 | 0 | 0 | 0 | 0 | 0 | 0 | 0 | 0 | 0 | 0 | 0 | 0 | [5 empty] | 0 | 0 | 0 | 0 | 0 | 0 | 0 | [5 empty] | 0 | 0 | 0 | 0 | 0 | 0 | 0
[5 empty] | C2 | 0 | 0 | 0 | 0 | 0 | 0 | 0 | 0 | 0 | 0 | 0 | 0 | [5 empty] | 0 | 0 | 0 | 0 | 0 | 0 | 0 | [5 empty] | 0 | 0 | 0 | 0 | 0 | 0 | 0
[5 empty] | C3 | 0 | 0 | 0 | 0 | 0 | 0 | 0 | 0 | 0 | 0 | 0 | 0 | [5 empty] | 0 | 0 | 0 | 0 | 0 | 0 | 0 | [5 empty] | 0 | 0 | 0 | 0 | 0 | 0 | 0
[5 empty] | C4 | 0 | 0 | 0 | 0 | 0 | 0 | 0 | 0 | 0 | 0 | 0 | 0 | [5 empty] | 0 | 0 | 0 | 0 | 0 | 0 | 0 | [5 empty] | 0 | 0 | 0 | 0 | 0 | 0 | 0
|  | 0 | 0 | 0 |  | 0 | 0 | 0 | 0 | 0 |  | 0 | 0 | 0 | 0 | 0 |  | 0 | 0 | 0 | 0 | 0 |  | 0 | 0 | 0 | 0 | 0 |  | 0 | 0 | 0 | 0 | 0 |  | 0 | 0 | 0 | 0 | 0
HV Network
| HV Switchgear (GM) - Primary |  |  |  | C1 | 312 | 461 | 253 | 229 | 644 | 1899 | 239 | 463 | 254 | 233 | 678 | 1867 | [5 empty] | 0 | 161 | 561 | 185 | 129 | 864 | 1900 | [5 empty] | 0 | 106 | 578 | 142 | 93 | 981 | 1900
[5 empty] | C2 | 74 | 110 | 60 | 54 | 153 | 451 | 57 | 110 | 60 | 55 | 161 | 443 | [5 empty] | 0 | 38 | 133 | 44 | 31 | 205 | 451 | [5 empty] | 0 | 25 | 137 | 34 | 22 | 233 | 451
[5 empty] | C3 | 386 | 569 | 313 | 283 | 796 | 2347 | 295 | 572 | 315 | 288 | 838 | 2308 | [5 empty] | 0 | 200 | 692 | 228 | 160 | 1066 | 2346 | [5 empty] | 0 | 132 | 713 | 174 | 116 | 1211 | 2346
[5 empty] | C4 | 0 | 0 | 0 | 0 | 0 | 0 | 0 | 0 | 0 | 0 | 0 | 0 | [5 empty] | 0 | 0 | 0 | 0 | 0 | 0 | 0 | [5 empty] | 0 | 0 | 0 | 0 | 0 | 0 | 0
|  | Yes | 4697 | 4697 |  | 772 | 1140 | 626 | 566 | 1593 |  | 591 | 1145 | 629 | 576 | 1677 |  | 0 | 0 | 0 | 0 | 0 |  | 399 | 1386 | 457 | 320 | 2135 |  | 0 | 0 | 0 | 0 | 0 |  | 263 | 1428 | 350 | 231 | 2425
| HV Switchgear (GM) - Distribution |  |  |  | C1 | 1 | 6 | 3 | 1 | 1 | 12 | 1 | 6 | 3 | 1 | 1 | 12 | [5 empty] | 0 | 1 | 5 | 3 | 1 | 2 | 12 | [5 empty] | 0 | 1 | 5 | 2 | 1 | 3 | 12
[5 empty] | C2 | 2639 | 14945 | 6789 | 1775 | 2816 | 28964 | 1310 | 15230 | 7011 | 1941 | 3415 | 28907 | [5 empty] | 0 | 2555 | 13020 | 6152 | 2634 | 4601 | 28962 | [5 empty] | 0 | 2437 | 11427 | 5340 | 2529 | 7229 | 28962
[5 empty] | C3 | 137 | 777 | 353 | 92 | 146 | 1505 | 68 | 792 | 364 | 101 | 177 | 1502 | [5 empty] | 0 | 133 | 677 | 320 | 137 | 239 | 1506 | [5 empty] | 0 | 127 | 594 | 278 | 131 | 376 | 1506
[5 empty] | C4 | 3 | 18 | 8 | 2 | 3 | 34 | 2 | 18 | 9 | 2 | 4 | 35 | [5 empty] | 0 | 3 | 16 | 7 | 3 | 6 | 35 | [5 empty] | 0 | 3 | 14 | 6 | 3 | 9 | 35
|  | Yes | 30515 | 28723 |  | 2780 | 15746 | 7153 | 1870 | 2966 |  | 1381 | 16046 | 7387 | 2045 | 3597 |  | 0 | 0 | 0 | 0 | 0 |  | 2692 | 13718 | 6482 | 2775 | 4848 |  | 0 | 0 | 0 | 0 | 0 |  | 2568 | 12040 | 5626 | 2664 | 7617
| HV Transformer (GM) |  |  |  | C1 | 0 | 0 | 0 | 0 | 0 | 0 | 0 | 0 | 0 | 0 | 0 | 0 | [5 empty] | 0 | 0 | 0 | 0 | 0 | 0 | 0 | [5 empty] | 0 | 0 | 0 | 0 | 0 | 0 | 0
[5 empty] | C2 | 4823 | 6506 | 2560 | 334 | 322 | 14545 | 4284 | 6630 | 2571 | 336 | 588 | 14409 | [5 empty] | 0 | 4178 | 6111 | 3001 | 644 | 613 | 14547 | [5 empty] | 0 | 3436 | 5557 | 3195 | 1197 | 1161 | 14546
[5 empty] | C3 | 760 | 1025 | 403 | 53 | 51 | 2292 | 675 | 1044 | 405 | 53 | 93 | 2270 | [5 empty] | 0 | 658 | 962 | 473 | 101 | 96 | 2290 | [5 empty] | 0 | 541 | 875 | 503 | 189 | 183 | 2291
[5 empty] | C4 | 0 | 0 | 0 | 0 | 0 | 0 | 0 | 0 | 0 | 0 | 0 | 0 | [5 empty] | 0 | 0 | 0 | 0 | 0 | 0 | 0 | [5 empty] | 0 | 0 | 0 | 0 | 0 | 0 | 0
|  | Yes | 16837 | 16833 |  | 5583 | 7531 | 2963 | 387 | 373 |  | 4959 | 7674 | 2976 | 389 | 681 |  | 0 | 0 | 0 | 0 | 0 |  | 4836 | 7073 | 3474 | 745 | 709 |  | 0 | 0 | 0 | 0 | 0 |  | 3977 | 6432 | 3698 | 1386 | 1344
| HV UG Cable |  |  |  | C1 | 0 | 0 | 0 | 0 | 0 | 0 | 0 | 0 | 0 | 0 | 0 | 0 | [5 empty] | 0 | 0 | 0 | 0 | 0 | 0 | 0 | [5 empty] | 0 | 0 | 0 | 0 | 0 | 0 | 0
[5 empty] | C2 | 0 | 0 | 0 | 0 | 0 | 0 | 0 | 0 | 0 | 0 | 0 | 0 | [5 empty] | 0 | 0 | 0 | 0 | 0 | 0 | 0 | [5 empty] | 0 | 0 | 0 | 0 | 0 | 0 | 0
[5 empty] | C3 | 0 | 0 | 0 | 0 | 0 | 0 | 0 | 0 | 0 | 0 | 0 | 0 | [5 empty] | 0 | 0 | 0 | 0 | 0 | 0 | 0 | [5 empty] | 0 | 0 | 0 | 0 | 0 | 0 | 0
[5 empty] | C4 | 0 | 0 | 0 | 0 | 0 | 0 | 0 | 0 | 0 | 0 | 0 | 0 | [5 empty] | 0 | 0 | 0 | 0 | 0 | 0 | 0 | [5 empty] | 0 | 0 | 0 | 0 | 0 | 0 | 0
|  | No | 0 | 0 |  | 0 | 0 | 0 | 0 | 0 |  | 0 | 0 | 0 | 0 | 0 |  | 0 | 0 | 0 | 0 | 0 |  | 0 | 0 | 0 | 0 | 0 |  | 0 | 0 | 0 | 0 | 0 |  | 0 | 0 | 0 | 0 | 0
| HV OHL Support - Poles |  |  |  | C1 | 204 | 1790 | 1305 | 281 | 48 | 3628 | 44 | 1814 | 1321 | 320 | 128 | 3627 | [5 empty] | 0 | 192 | 1677 | 1326 | 316 | 117 | 3628 | [5 empty] | 0 | 185 | 1663 | 1340 | 304 | 137 | 3629
[5 empty] | C2 | 4224 | 37056 | 27000 | 5822 | 997 | 75099 | 902 | 37540 | 27350 | 6618 | 2653 | 75063 | [5 empty] | 0 | 3970 | 34721 | 27449 | 6541 | 2419 | 75100 | [5 empty] | 0 | 3829 | 34431 | 27726 | 6284 | 2830 | 75100
[5 empty] | C3 | 1134 | 9950 | 7251 | 1563 | 268 | 20166 | 242 | 10080 | 7344 | 1777 | 712 | 20155 | [5 empty] | 0 | 1066 | 9323 | 7371 | 1757 | 649 | 20166 | [5 empty] | 0 | 1028 | 9245 | 7445 | 1687 | 760 | 20165
[5 empty] | C4 | 4 | 38 | 28 | 6 | 1 | 77 | 1 | 38 | 28 | 7 | 3 | 77 | [5 empty] | 0 | 4 | 35 | 28 | 7 | 2 | 76 | [5 empty] | 0 | 4 | 35 | 28 | 6 | 3 | 76
|  | Yes | 98970 | 98970 |  | 5566 | 48834 | 35584 | 7672 | 1314 |  | 1189 | 49472 | 36043 | 8722 | 3496 |  | 0 | 0 | 0 | 0 | 0 |  | 5232 | 45756 | 36174 | 8621 | 3187 |  | 0 | 0 | 0 | 0 | 0 |  | 5046 | 45374 | 36539 | 8281 | 3730
| [Please insert new asset category as required] |  |  |  | C1 | 0 | 0 | 0 | 0 | 0 | 0 | 0 | 0 | 0 | 0 | 0 | 0 | [5 empty] | 0 | 0 | 0 | 0 | 0 | 0 | 0 | [5 empty] | 0 | 0 | 0 | 0 | 0 | 0 | 0
[5 empty] | C2 | 0 | 0 | 0 | 0 | 0 | 0 | 0 | 0 | 0 | 0 | 0 | 0 | [5 empty] | 0 | 0 | 0 | 0 | 0 | 0 | 0 | [5 empty] | 0 | 0 | 0 | 0 | 0 | 0 | 0
[5 empty] | C3 | 0 | 0 | 0 | 0 | 0 | 0 | 0 | 0 | 0 | 0 | 0 | 0 | [5 empty] | 0 | 0 | 0 | 0 | 0 | 0 | 0 | [5 empty] | 0 | 0 | 0 | 0 | 0 | 0 | 0
[5 empty] | C4 | 0 | 0 | 0 | 0 | 0 | 0 | 0 | 0 | 0 | 0 | 0 | 0 | [5 empty] | 0 | 0 | 0 | 0 | 0 | 0 | 0 | [5 empty] | 0 | 0 | 0 | 0 | 0 | 0 | 0
|  | 0 | 0 | 0 |  | 0 | 0 | 0 | 0 | 0 |  | 0 | 0 | 0 | 0 | 0 |  | 0 | 0 | 0 | 0 | 0 |  | 0 | 0 | 0 | 0 | 0 |  | 0 | 0 | 0 | 0 | 0 |  | 0 | 0 | 0 | 0 | 0
| [Please insert new asset category as required] |  |  |  | C1 | 0 | 0 | 0 | 0 | 0 | 0 | 0 | 0 | 0 | 0 | 0 | 0 | [5 empty] | 0 | 0 | 0 | 0 | 0 | 0 | 0 | [5 empty] | 0 | 0 | 0 | 0 | 0 | 0 | 0
[5 empty] | C2 | 0 | 0 | 0 | 0 | 0 | 0 | 0 | 0 | 0 | 0 | 0 | 0 | [5 empty] | 0 | 0 | 0 | 0 | 0 | 0 | 0 | [5 empty] | 0 | 0 | 0 | 0 | 0 | 0 | 0
[5 empty] | C3 | 0 | 0 | 0 | 0 | 0 | 0 | 0 | 0 | 0 | 0 | 0 | 0 | [5 empty] | 0 | 0 | 0 | 0 | 0 | 0 | 0 | [5 empty] | 0 | 0 | 0 | 0 | 0 | 0 | 0
[5 empty] | C4 | 0 | 0 | 0 | 0 | 0 | 0 | 0 | 0 | 0 | 0 | 0 | 0 | [5 empty] | 0 | 0 | 0 | 0 | 0 | 0 | 0 | [5 empty] | 0 | 0 | 0 | 0 | 0 | 0 | 0
|  | 0 | 0 | 0 |  | 0 | 0 | 0 | 0 | 0 |  | 0 | 0 | 0 | 0 | 0 |  | 0 | 0 | 0 | 0 | 0 |  | 0 | 0 | 0 | 0 | 0 |  | 0 | 0 | 0 | 0 | 0 |  | 0 | 0 | 0 | 0 | 0
| [Please insert new asset category as required] |  |  |  | C1 | 0 | 0 | 0 | 0 | 0 | 0 | 0 | 0 | 0 | 0 | 0 | 0 | [5 empty] | 0 | 0 | 0 | 0 | 0 | 0 | 0 | [5 empty] | 0 | 0 | 0 | 0 | 0 | 0 | 0
[5 empty] | C2 | 0 | 0 | 0 | 0 | 0 | 0 | 0 | 0 | 0 | 0 | 0 | 0 | [5 empty] | 0 | 0 | 0 | 0 | 0 | 0 | 0 | [5 empty] | 0 | 0 | 0 | 0 | 0 | 0 | 0
[5 empty] | C3 | 0 | 0 | 0 | 0 | 0 | 0 | 0 | 0 | 0 | 0 | 0 | 0 | [5 empty] | 0 | 0 | 0 | 0 | 0 | 0 | 0 | [5 empty] | 0 | 0 | 0 | 0 | 0 | 0 | 0
[5 empty] | C4 | 0 | 0 | 0 | 0 | 0 | 0 | 0 | 0 | 0 | 0 | 0 | 0 | [5 empty] | 0 | 0 | 0 | 0 | 0 | 0 | 0 | [5 empty] | 0 | 0 | 0 | 0 | 0 | 0 | 0
|  | 0 | 0 | 0 |  | 0 | 0 | 0 | 0 | 0 |  | 0 | 0 | 0 | 0 | 0 |  | 0 | 0 | 0 | 0 | 0 |  | 0 | 0 | 0 | 0 | 0 |  | 0 | 0 | 0 | 0 | 0 |  | 0 | 0 | 0 | 0 | 0
| [Please insert new asset category as required] |  |  |  | C1 | 0 | 0 | 0 | 0 | 0 | 0 | 0 | 0 | 0 | 0 | 0 | 0 | [5 empty] | 0 | 0 | 0 | 0 | 0 | 0 | 0 | [5 empty] | 0 | 0 | 0 | 0 | 0 | 0 | 0
[5 empty] | C2 | 0 | 0 | 0 | 0 | 0 | 0 | 0 | 0 | 0 | 0 | 0 | 0 | [5 empty] | 0 | 0 | 0 | 0 | 0 | 0 | 0 | [5 empty] | 0 | 0 | 0 | 0 | 0 | 0 | 0
[5 empty] | C3 | 0 | 0 | 0 | 0 | 0 | 0 | 0 | 0 | 0 | 0 | 0 | 0 | [5 empty] | 0 | 0 | 0 | 0 | 0 | 0 | 0 | [5 empty] | 0 | 0 | 0 | 0 | 0 | 0 | 0
[5 empty] | C4 | 0 | 0 | 0 | 0 | 0 | 0 | 0 | 0 | 0 | 0 | 0 | 0 | [5 empty] | 0 | 0 | 0 | 0 | 0 | 0 | 0 | [5 empty] | 0 | 0 | 0 | 0 | 0 | 0 | 0
|  | 0 | 0 | 0 |  | 0 | 0 | 0 | 0 | 0 |  | 0 | 0 | 0 | 0 | 0 |  | 0 | 0 | 0 | 0 | 0 |  | 0 | 0 | 0 | 0 | 0 |  | 0 | 0 | 0 | 0 | 0 |  | 0 | 0 | 0 | 0 | 0
| [Please insert new asset category as required] |  |  |  | C1 | 0 | 0 | 0 | 0 | 0 | 0 | 0 | 0 | 0 | 0 | 0 | 0 | [5 empty] | 0 | 0 | 0 | 0 | 0 | 0 | 0 | [5 empty] | 0 | 0 | 0 | 0 | 0 | 0 | 0
[5 empty] | C2 | 0 | 0 | 0 | 0 | 0 | 0 | 0 | 0 | 0 | 0 | 0 | 0 | [5 empty] | 0 | 0 | 0 | 0 | 0 | 0 | 0 | [5 empty] | 0 | 0 | 0 | 0 | 0 | 0 | 0
[5 empty] | C3 | 0 | 0 | 0 | 0 | 0 | 0 | 0 | 0 | 0 | 0 | 0 | 0 | [5 empty] | 0 | 0 | 0 | 0 | 0 | 0 | 0 | [5 empty] | 0 | 0 | 0 | 0 | 0 | 0 | 0
[5 empty] | C4 | 0 | 0 | 0 | 0 | 0 | 0 | 0 | 0 | 0 | 0 | 0 | 0 | [5 empty] | 0 | 0 | 0 | 0 | 0 | 0 | 0 | [5 empty] | 0 | 0 | 0 | 0 | 0 | 0 | 0
|  | 0 | 0 | 0 |  | 0 | 0 | 0 | 0 | 0 |  | 0 | 0 | 0 | 0 | 0 |  | 0 | 0 | 0 | 0 | 0 |  | 0 | 0 | 0 | 0 | 0 |  | 0 | 0 | 0 | 0 | 0 |  | 0 | 0 | 0 | 0 | 0
EHV Network
| EHV Switchgear (GM) |  |  |  | C1 | 215 | 458 | 214 | 23 | 27 | 937 | 174 | 460 | 214 | 24 | 45 | 917 | 12.0899 | -7.6866 | -2.0318 | -0.11952 | -0.1494 | 2.1026 | 184 | 319 | 345 | 45 | 41 | 934 | 41.5262 | -27.9144 | -7.3787 | -0.43404 | -0.54255 | 5.2565 | 170 | 231 | 377 | 75 | 83 | 936
[5 empty] | C2 | 77 | 163 | 76 | 8 | 9 | 333 | 62 | 164 | 77 | 9 | 16 | 328 | 4.3133 | -2.7423 | -0.72489 | -0.042641 | -0.053301 | 0.75014 | 66 | 114 | 123 | 17 | 15 | 335 | 14.8152 | -9.959 | -2.6325 | -0.15485 | -0.19357 | 1.8753 | 60 | 82 | 135 | 27 | 30 | 334
[5 empty] | C3 | 68 | 144 | 67 | 7 | 8 | 294 | 55 | 144 | 67 | 8 | 14 | 288 | 3.7932 | -2.4116 | -0.63748 | -0.037499 | -0.046873 | 0.65968 | 58 | 100 | 108 | 15 | 13 | 294 | 13.0287 | -8.758 | -2.315 | -0.13618 | -0.17022 | 1.6492 | 53 | 72 | 119 | 24 | 26 | 294
[5 empty] | C4 | 50 | 106 | 50 | 5 | 6 | 217 | 40 | 107 | 50 | 6 | 10 | 213 | 2.8036 | -1.7825 | -0.47118 | -0.027716 | -0.034645 | 0.48759 | 43 | 74 | 80 | 11 | 10 | 218 | 9.6299 | -6.4733 | -1.7111 | -0.10065 | -0.12582 | 1.219 | 39 | 53 | 88 | 18 | 19 | 217
|  | Yes | 1781 | 1791 |  | 410 | 871 | 407 | 43 | 50 |  | 331 | 875 | 408 | 47 | 85 |  | 23 | -14.623 | -3.8654 | -0.22737 | -0.28422 |  | 351 | 607 | 656 | 88 | 79 |  | 79 | -53.1047 | -14.0374 | -0.82573 | -1.0322 |  | 322 | 438 | 719 | 144 | 158
| EHV Transformer |  |  |  | C1 | 45 | 96 | 206 | 43 | 49 | 439 | 35 | 95 | 206 | 43 | 59 | 438 | 6.7145 | -0.94344 | -1.0189 | -0.28681 | -0.19246 | 4.2729 | 29 | 75 | 143 | 90 | 102 | 439 | 9.7665 | -1.651 | -1.7831 | -0.50191 | -0.33681 | 5.4937 | 20 | 76 | 45 | 88 | 210 | 439
[5 empty] | C2 | 19 | 42 | 90 | 19 | 22 | 192 | 15 | 42 | 90 | 19 | 25 | 191 | 2.9241 | -0.41085 | -0.44372 | -0.1249 | -0.083814 | 1.8608 | 13 | 33 | 62 | 39 | 45 | 192 | 4.2532 | -0.719 | -0.77651 | -0.21857 | -0.14668 | 2.3924 | 9 | 33 | 19 | 39 | 92 | 192
[5 empty] | C3 | 5 | 12 | 25 | 5 | 6 | 53 | 4 | 12 | 25 | 5 | 7 | 53 | 0.81997 | -0.11521 | -0.12443 | -0.035025 | -0.023503 | 0.5218 | 4 | 9 | 17 | 11 | 13 | 54 | 1.1927 | -0.20162 | -0.21775 | -0.061293 | -0.041131 | 0.67089 | 2 | 9 | 5 | 11 | 26 | 53
[5 empty] | C4 | 4 | 8 | 17 | 3 | 4 | 36 | 3 | 8 | 17 | 3 | 5 | 36 | 0.54149 | -0.076084 | -0.082171 | -0.02313 | -0.015521 | 0.34459 | 2 | 6 | 12 | 7 | 8 | 35 | 0.78762 | -0.13315 | -0.1438 | -0.040477 | -0.027162 | 0.44304 | 2 | 6 | 4 | 7 | 17 | 36
|  | Yes | 720 | 729 |  | 73 | 158 | 338 | 70 | 81 |  | 57 | 157 | 338 | 70 | 96 |  | 11 | -1.5456 | -1.6692 | -0.46986 | -0.3153 |  | 48 | 123 | 234 | 147 | 168 |  | 16 | -2.7048 | -2.9212 | -0.82226 | -0.55178 |  | 33 | 124 | 73 | 145 | 345
| EHV UG Cable (Gas) |  |  |  | C1 | 0 | 0 | 0 | 0 | 0 | 0 | 0 | 0 | 0 | 0 | 0 | 0 | 0 | 0 | 0 | 0 | 0 | 0 | 0 | 0 | 0 | 0 | 0 | 0 | 0 | 0 | 0 | 0 | 0 | 0 | 0 | 0 | 0 | 0 | 0 | 0
[5 empty] | C2 | 2.9791 | 33.92 | 35.102 | 93.8026 | 61.2642 | 227.0678 | 2.9321 | 33.932 | 35.1378 | 100.9511 | 61.287 | 234.2399 | 0 | 0 | 0 | 0 | 0 | 0 | 0.34134 | 26.886 | 37.7396 | 78.8553 | 83.2452 | 227.0675 | 0 | 0 | 0 | 0 | 0 | 0 | 0.34134 | 12.8181 | 39.8921 | 25.7067 | 148.3093 | 227.0675
[5 empty] | C3 | 0 | 0 | 0 | 0 | 0 | 0 | 0 | 0 | 0 | 0 | 0 | 0 | 0 | 0 | 0 | 0 | 0 | 0 | 0 | 0 | 0 | 0 | 0 | 0 | 0 | 0 | 0 | 0 | 0 | 0 | 0 | 0 | 0 | 0 | 0 | 0
[5 empty] | C4 | 0 | 0 | 0 | 0 | 0 | 0 | 0 | 0 | 0 | 0 | 0 | 0 | 0 | 0 | 0 | 0 | 0 | 0 | 0 | 0 | 0 | 0 | 0 | 0 | 0 | 0 | 0 | 0 | 0 | 0 | 0 | 0 | 0 | 0 | 0 | 0
|  | Yes | 227.0678 | 211.0675 |  | 2.9791 | 33.92 | 35.102 | 93.8026 | 61.2642 |  | 2.9321 | 33.932 | 35.1378 | 100.9511 | 61.287 |  | 0 | 0 | 0 | 0 | 0 |  | 0.34134 | 26.886 | 37.7396 | 78.8553 | 83.2452 |  | 0 | 0 | 0 | 0 | 0 |  | 0.34134 | 12.8181 | 39.8921 | 25.7067 | 148.3093
| EHV UG Cable (Oil) |  |  |  | C1 | 1.6369 | 2.5218 | 2.8663 | 6.9395 | 3.1171 | 17.0815 | 1.63 | 2.5796 | 3.0569 | 8.8085 | 4.8454 | 20.9204 | 0 | 0 | 0 | 0 | 0 | 0 | 0.0090919 | 3.5395 | 2.8444 | 5.6227 | 5.0659 | 17.0815 | 0 | 0 | 0 | 0 | 0 | 0 | 0.0090919 | 2.2753 | 3.4238 | 1.729 | 9.6443 | 17.0815
[5 empty] | C2 | 23.651 | 36.4363 | 41.4126 | 100.2639 | 45.0362 | 246.8 | 23.5502 | 37.2712 | 44.1675 | 127.2676 | 70.0084 | 302.2649 | 0 | 0 | 0 | 0 | 0 | 0 | 0.13136 | 51.1394 | 41.0967 | 81.2383 | 73.1937 | 246.7995 | 0 | 0 | 0 | 0 | 0 | 0 | 0.13136 | 32.875 | 49.4679 | 24.9812 | 139.3439 | 246.7995
[5 empty] | C3 | 2.8672 | 4.4172 | 5.0205 | 12.155 | 5.4598 | 29.9197 | 2.855 | 4.5184 | 5.3544 | 15.4287 | 8.4871 | 36.6437 | 0 | 0 | 0 | 0 | 0 | 0 | 0.015925 | 6.1996 | 4.9822 | 9.8485 | 8.8733 | 29.9196 | 0 | 0 | 0 | 0 | 0 | 0 | 0.015925 | 3.9855 | 5.997 | 3.0285 | 16.8927 | 29.9196
[5 empty] | C4 | 0 | 0 | 0 | 0 | 0 | 0 | 0 | 0 | 0 | 0 | 0 | 0 | 0 | 0 | 0 | 0 | 0 | 0 | 0 | 0 | 0 | 0 | 0 | 0 | 0 | 0 | 0 | 0 | 0 | 0 | 0 | 0 | 0 | 0 | 0 | 0
|  | Yes | 293.8012 | 248.8005 |  | 28.1551 | 43.3753 | 49.2994 | 119.3584 | 53.613 |  | 28.0351 | 44.3692 | 52.5789 | 151.5048 | 83.3409 |  | 0 | 0 | 0 | 0 | 0 |  | 0.15638 | 60.8785 | 48.9233 | 96.7095 | 87.1329 |  | 0 | 0 | 0 | 0 | 0 |  | 0.15638 | 39.1358 | 58.8887 | 29.7387 | 165.8809
| EHV UG Cable (Non Pressurised) |  |  |  | C1 | 0 | 0 | 0 | 0 | 0 | 0 | 0 | 0 | 0 | 0 | 0 | 0 | 0 | 0 | 0 | 0 | 0 | 0 | 0 | 0 | 0 | 0 | 0 | 0 | 0 | 0 | 0 | 0 | 0 | 0 | 0 | 0 | 0 | 0 | 0 | 0
[5 empty] | C2 | 0 | 0 | 0 | 0 | 0 | 0 | 0 | 0 | 0 | 0 | 0 | 0 | 0 | 0 | 0 | 0 | 0 | 0 | 0 | 0 | 0 | 0 | 0 | 0 | 0 | 0 | 0 | 0 | 0 | 0 | 0 | 0 | 0 | 0 | 0 | 0
[5 empty] | C3 | 0 | 0 | 0 | 0 | 0 | 0 | 0 | 0 | 0 | 0 | 0 | 0 | 0 | 0 | 0 | 0 | 0 | 0 | 0 | 0 | 0 | 0 | 0 | 0 | 0 | 0 | 0 | 0 | 0 | 0 | 0 | 0 | 0 | 0 | 0 | 0
[5 empty] | C4 | 0 | 0 | 0 | 0 | 0 | 0 | 0 | 0 | 0 | 0 | 0 | 0 | 0 | 0 | 0 | 0 | 0 | 0 | 0 | 0 | 0 | 0 | 0 | 0 | 0 | 0 | 0 | 0 | 0 | 0 | 0 | 0 | 0 | 0 | 0 | 0
|  | No | 0 | 0 |  | 0 | 0 | 0 | 0 | 0 |  | 0 | 0 | 0 | 0 | 0 |  | 0 | 0 | 0 | 0 | 0 |  | 0 | 0 | 0 | 0 | 0 |  | 0 | 0 | 0 | 0 | 0 |  | 0 | 0 | 0 | 0 | 0
| EHV OHL Support - Towers |  |  |  | C1 | 26 | 441 | 68 | 24 | 134 | 693 | 26 | 395 | 94 | 40 | 140 | 695 | 1.4904 | -0.85269 | -0.30586 | -0.12976 | -0.20205 | 0 | 0 | 261 | 208 | 52 | 171 | 692 | 1.4904 | -15.7748 | -5.6583 | -2.4005 | -3.7379 | -26.0812 | 0 | 170 | 162 | 127 | 233 | 692
[5 empty] | C2 | 0 | 0 | 0 | 0 | 0 | 0 | 0 | 0 | 0 | 0 | 0 | 0 | 0 | 0 | 0 | 0 | 0 | 0 | 0 | 0 | 0 | 0 | 0 | 0 | 0 | 0 | 0 | 0 | 0 | 0 | 0 | 0 | 0 | 0 | 0 | 0
[5 empty] | C3 | 0 | 4 | 1 | 0 | 1 | 6 | 0 | 4 | 1 | 0 | 1 | 6 | 0.014213 | -0.0081319 | -0.0029169 | -0.0012375 | -0.0019269 | 0 | 0 | 2 | 2 | 1 | 2 | 7 | 0.014213 | -0.15044 | -0.053962 | -0.022893 | -0.035648 | -0.24873 | 0 | 2 | 2 | 1 | 2 | 7
[5 empty] | C4 | 8 | 147 | 23 | 8 | 45 | 231 | 8 | 131 | 31 | 13 | 46 | 229 | 0.49543 | -0.28346 | -0.10167 | -0.043135 | -0.067167 | 0 | 0 | 87 | 69 | 18 | 57 | 231 | 0.49543 | -5.2439 | -1.881 | -0.79799 | -1.2426 | -8.6701 | 0 | 57 | 54 | 42 | 78 | 231
|  | Yes | 930 | 895 |  | 34 | 592 | 92 | 32 | 180 |  | 34 | 530 | 126 | 53 | 187 |  | 2 | -1.1443 | -0.41045 | -0.17413 | -0.27114 |  | 0 | 350 | 279 | 71 | 230 |  | 2 | -21.1692 | -7.5933 | -3.2214 | -5.0162 |  | 0 | 229 | 218 | 170 | 313
| EHV OHL Support - Poles |  |  |  | C1 | 12 | 112 | 108 | 21 | 10 | 263 | 2 | 114 | 110 | 24 | 15 | 265 | 0 | 0 | 0 | 0 | 0 | 0 | 12 | 94 | 122 | 25 | 12 | 265 | 1.5809 | 0 | 0 | 0 | 0 | 1.5809 | 12 | 82 | 127 | 28 | 16 | 265
[5 empty] | C2 | 423 | 3799 | 3664 | 722 | 332 | 8940 | 52 | 3863 | 3736 | 805 | 507 | 8963 | 0 | 0 | 0 | 0 | 0 | 0 | 417 | 3167 | 4116 | 846 | 393 | 8939 | 53.4899 | 0 | 0 | 0 | 0 | 53.4899 | 413 | 2761 | 4281 | 959 | 525 | 8939
[5 empty] | C3 | 157 | 1412 | 1363 | 268 | 124 | 3324 | 19 | 1436 | 1389 | 300 | 188 | 3332 | 0 | 0 | 0 | 0 | 0 | 0 | 155 | 1178 | 1530 | 315 | 146 | 3324 | 19.8898 | 0 | 0 | 0 | 0 | 19.8898 | 154 | 1027 | 1591 | 357 | 195 | 3324
[5 empty] | C4 | 0 | 3 | 3 | 1 | 0 | 7 | 0 | 3 | 3 | 1 | 0 | 7 | 0 | 0 | 0 | 0 | 0 | 0 | 0 | 2 | 3 | 1 | 0 | 6 | 0.03936 | 0 | 0 | 0 | 0 | 0.03936 | 0 | 2 | 3 | 1 | 0 | 6
|  | Yes | 12534 | 12609 |  | 592 | 5326 | 5138 | 1012 | 466 |  | 73 | 5416 | 5238 | 1130 | 710 |  | 0 | 0 | 0 | 0 | 0 |  | 584 | 4441 | 5771 | 1187 | 551 |  | 75 | 0 | 0 | 0 | 0 |  | 579 | 3872 | 6002 | 1345 | 736
| EHV OHL Fittings and Conductors (Tower Lines) |  |  |  | C1 | 60.0911 | 197.1135 | 4.2075 | 0.74518 | 2.2355 | 264.3928 | 0 | 235.0812 | 14.1584 | 0.74518 | 2.2355 | 252.2203 | 0 | 0 | 0 | 0 | 0 | 0 | 60.0911 | 168.7967 | 25.0724 | 4.4711 | 5.9614 | 264.3928 | 0 | -10.1954 | -0.2371 | 0 | 0 | -10.4325 | 60.0911 | 147.1866 | 18.3658 | 18.6294 | 20.1198 | 264.3928
[5 empty] | C2 | 0.081868 | 0.26855 | 0.0057322 | 0.0010152 | 0.0030457 | 0.36021 | 0 | 0.32027 | 0.019289 | 0.0010152 | 0.0030457 | 0.34362 | 0 | 0 | 0 | 0 | 0 | 0 | 0.081868 | 0.22997 | 0.034159 | 0.0060914 | 0.0081218 | 0.36021 | 0 | -0.01389 | -0.00032303 | 0 | 0 | -0.014213 | 0.081868 | 0.20053 | 0.025022 | 0.025381 | 0.027411 | 0.36021
[5 empty] | C3 | 0.49121 | 1.6113 | 0.034393 | 0.0060914 | 0.018274 | 2.1612 | 0 | 1.9216 | 0.11574 | 0.0060914 | 0.018274 | 2.0617 | 0 | 0 | 0 | 0 | 0 | 0 | 0.49121 | 1.3798 | 0.20495 | 0.036548 | 0.048731 | 2.1612 | 0 | -0.083341 | -0.0019382 | 0 | 0 | -0.085279 | 0.49121 | 1.2032 | 0.15013 | 0.15228 | 0.16447 | 2.1612
[5 empty] | C4 | 19.9758 | 65.5255 | 1.3987 | 0.24772 | 0.74315 | 87.8908 | 0 | 78.1469 | 4.7066 | 0.24772 | 0.74315 | 83.8443 | 0 | 0 | 0 | 0 | 0 | 0 | 19.9758 | 56.1123 | 8.3347 | 1.4863 | 1.9817 | 87.8908 | 0 | -3.3892 | -0.078819 | 0 | 0 | -3.468 | 19.9758 | 48.9285 | 6.1053 | 6.1929 | 6.6883 | 87.8908
|  | Yes | 354.805 | 340.805 |  | 80.64 | 264.5188 | 5.6462 | 1 | 3 |  | 0 | 315.47 | 19 | 1 | 3 |  | 0 | 0 | 0 | 0 | 0 |  | 80.64 | 226.5188 | 33.6462 | 6 | 8 |  | 0 | -13.6818 | -0.31818 | 0 | 0 |  | 80.64 | 197.5188 | 24.6462 | 25 | 27
| [Please insert new asset category as required] |  |  |  | C1 | 0 | 0 | 0 | 0 | 0 | 0 | 0 | 0 | 0 | 0 | 0 | 0 | 0 | 0 | 0 | 0 | 0 | 0 | 0 | 0 | 0 | 0 | 0 | 0 | 0 | 0 | 0 | 0 | 0 | 0 | 0 | 0 | 0 | 0 | 0 | 0
[5 empty] | C2 | 0 | 0 | 0 | 0 | 0 | 0 | 0 | 0 | 0 | 0 | 0 | 0 | 0 | 0 | 0 | 0 | 0 | 0 | 0 | 0 | 0 | 0 | 0 | 0 | 0 | 0 | 0 | 0 | 0 | 0 | 0 | 0 | 0 | 0 | 0 | 0
[5 empty] | C3 | 0 | 0 | 0 | 0 | 0 | 0 | 0 | 0 | 0 | 0 | 0 | 0 | 0 | 0 | 0 | 0 | 0 | 0 | 0 | 0 | 0 | 0 | 0 | 0 | 0 | 0 | 0 | 0 | 0 | 0 | 0 | 0 | 0 | 0 | 0 | 0
[5 empty] | C4 | 0 | 0 | 0 | 0 | 0 | 0 | 0 | 0 | 0 | 0 | 0 | 0 | 0 | 0 | 0 | 0 | 0 | 0 | 0 | 0 | 0 | 0 | 0 | 0 | 0 | 0 | 0 | 0 | 0 | 0 | 0 | 0 | 0 | 0 | 0 | 0
|  | 0 | 0 | 0 |  | 0 | 0 | 0 | 0 | 0 |  | 0 | 0 | 0 | 0 | 0 |  | 0 | 0 | 0 | 0 | 0 |  | 0 | 0 | 0 | 0 | 0 |  | 0 | 0 | 0 | 0 | 0 |  | 0 | 0 | 0 | 0 | 0
| [Please insert new asset category as required] |  |  |  | C1 | 0 | 0 | 0 | 0 | 0 | 0 | 0 | 0 | 0 | 0 | 0 | 0 | 0 | 0 | 0 | 0 | 0 | 0 | 0 | 0 | 0 | 0 | 0 | 0 | 0 | 0 | 0 | 0 | 0 | 0 | 0 | 0 | 0 | 0 | 0 | 0
[5 empty] | C2 | 0 | 0 | 0 | 0 | 0 | 0 | 0 | 0 | 0 | 0 | 0 | 0 | 0 | 0 | 0 | 0 | 0 | 0 | 0 | 0 | 0 | 0 | 0 | 0 | 0 | 0 | 0 | 0 | 0 | 0 | 0 | 0 | 0 | 0 | 0 | 0
[5 empty] | C3 | 0 | 0 | 0 | 0 | 0 | 0 | 0 | 0 | 0 | 0 | 0 | 0 | 0 | 0 | 0 | 0 | 0 | 0 | 0 | 0 | 0 | 0 | 0 | 0 | 0 | 0 | 0 | 0 | 0 | 0 | 0 | 0 | 0 | 0 | 0 | 0
[5 empty] | C4 | 0 | 0 | 0 | 0 | 0 | 0 | 0 | 0 | 0 | 0 | 0 | 0 | 0 | 0 | 0 | 0 | 0 | 0 | 0 | 0 | 0 | 0 | 0 | 0 | 0 | 0 | 0 | 0 | 0 | 0 | 0 | 0 | 0 | 0 | 0 | 0
|  | 0 | 0 | 0 |  | 0 | 0 | 0 | 0 | 0 |  | 0 | 0 | 0 | 0 | 0 |  | 0 | 0 | 0 | 0 | 0 |  | 0 | 0 | 0 | 0 | 0 |  | 0 | 0 | 0 | 0 | 0 |  | 0 | 0 | 0 | 0 | 0
| [Please insert new asset category as required] |  |  |  | C1 | 0 | 0 | 0 | 0 | 0 | 0 | 0 | 0 | 0 | 0 | 0 | 0 | 0 | 0 | 0 | 0 | 0 | 0 | 0 | 0 | 0 | 0 | 0 | 0 | 0 | 0 | 0 | 0 | 0 | 0 | 0 | 0 | 0 | 0 | 0 | 0
[5 empty] | C2 | 0 | 0 | 0 | 0 | 0 | 0 | 0 | 0 | 0 | 0 | 0 | 0 | 0 | 0 | 0 | 0 | 0 | 0 | 0 | 0 | 0 | 0 | 0 | 0 | 0 | 0 | 0 | 0 | 0 | 0 | 0 | 0 | 0 | 0 | 0 | 0
[5 empty] | C3 | 0 | 0 | 0 | 0 | 0 | 0 | 0 | 0 | 0 | 0 | 0 | 0 | 0 | 0 | 0 | 0 | 0 | 0 | 0 | 0 | 0 | 0 | 0 | 0 | 0 | 0 | 0 | 0 | 0 | 0 | 0 | 0 | 0 | 0 | 0 | 0
[5 empty] | C4 | 0 | 0 | 0 | 0 | 0 | 0 | 0 | 0 | 0 | 0 | 0 | 0 | 0 | 0 | 0 | 0 | 0 | 0 | 0 | 0 | 0 | 0 | 0 | 0 | 0 | 0 | 0 | 0 | 0 | 0 | 0 | 0 | 0 | 0 | 0 | 0
|  | 0 | 0 | 0 |  | 0 | 0 | 0 | 0 | 0 |  | 0 | 0 | 0 | 0 | 0 |  | 0 | 0 | 0 | 0 | 0 |  | 0 | 0 | 0 | 0 | 0 |  | 0 | 0 | 0 | 0 | 0 |  | 0 | 0 | 0 | 0 | 0
| [Please insert new asset category as required] |  |  |  | C1 | 0 | 0 | 0 | 0 | 0 | 0 | 0 | 0 | 0 | 0 | 0 | 0 | 0 | 0 | 0 | 0 | 0 | 0 | 0 | 0 | 0 | 0 | 0 | 0 | 0 | 0 | 0 | 0 | 0 | 0 | 0 | 0 | 0 | 0 | 0 | 0
[5 empty] | C2 | 0 | 0 | 0 | 0 | 0 | 0 | 0 | 0 | 0 | 0 | 0 | 0 | 0 | 0 | 0 | 0 | 0 | 0 | 0 | 0 | 0 | 0 | 0 | 0 | 0 | 0 | 0 | 0 | 0 | 0 | 0 | 0 | 0 | 0 | 0 | 0
[5 empty] | C3 | 0 | 0 | 0 | 0 | 0 | 0 | 0 | 0 | 0 | 0 | 0 | 0 | 0 | 0 | 0 | 0 | 0 | 0 | 0 | 0 | 0 | 0 | 0 | 0 | 0 | 0 | 0 | 0 | 0 | 0 | 0 | 0 | 0 | 0 | 0 | 0
[5 empty] | C4 | 0 | 0 | 0 | 0 | 0 | 0 | 0 | 0 | 0 | 0 | 0 | 0 | 0 | 0 | 0 | 0 | 0 | 0 | 0 | 0 | 0 | 0 | 0 | 0 | 0 | 0 | 0 | 0 | 0 | 0 | 0 | 0 | 0 | 0 | 0 | 0
|  | 0 | 0 | 0 |  | 0 | 0 | 0 | 0 | 0 |  | 0 | 0 | 0 | 0 | 0 |  | 0 | 0 | 0 | 0 | 0 |  | 0 | 0 | 0 | 0 | 0 |  | 0 | 0 | 0 | 0 | 0 |  | 0 | 0 | 0 | 0 | 0
| [Please insert new asset category as required] |  |  |  | C1 | 0 | 0 | 0 | 0 | 0 | 0 | 0 | 0 | 0 | 0 | 0 | 0 | 0 | 0 | 0 | 0 | 0 | 0 | 0 | 0 | 0 | 0 | 0 | 0 | 0 | 0 | 0 | 0 | 0 | 0 | 0 | 0 | 0 | 0 | 0 | 0
[5 empty] | C2 | 0 | 0 | 0 | 0 | 0 | 0 | 0 | 0 | 0 | 0 | 0 | 0 | 0 | 0 | 0 | 0 | 0 | 0 | 0 | 0 | 0 | 0 | 0 | 0 | 0 | 0 | 0 | 0 | 0 | 0 | 0 | 0 | 0 | 0 | 0 | 0
[5 empty] | C3 | 0 | 0 | 0 | 0 | 0 | 0 | 0 | 0 | 0 | 0 | 0 | 0 | 0 | 0 | 0 | 0 | 0 | 0 | 0 | 0 | 0 | 0 | 0 | 0 | 0 | 0 | 0 | 0 | 0 | 0 | 0 | 0 | 0 | 0 | 0 | 0
[5 empty] | C4 | 0 | 0 | 0 | 0 | 0 | 0 | 0 | 0 | 0 | 0 | 0 | 0 | 0 | 0 | 0 | 0 | 0 | 0 | 0 | 0 | 0 | 0 | 0 | 0 | 0 | 0 | 0 | 0 | 0 | 0 | 0 | 0 | 0 | 0 | 0 | 0
|  | 0 | 0 | 0 |  | 0 | 0 | 0 | 0 | 0 |  | 0 | 0 | 0 | 0 | 0 |  | 0 | 0 | 0 | 0 | 0 |  | 0 | 0 | 0 | 0 | 0 |  | 0 | 0 | 0 | 0 | 0 |  | 0 | 0 | 0 | 0 | 0
132kV Network
| 132kV CBs |  |  |  | C1 | 43 | 16 | 2 | 2 | 14 | 77 | 40 | 16 | 2 | 2 | 15 | 75 | 1.6021 | 0 | 0 | 0 | 0 | 1.6021 | 32 | 20 | 4 | 4 | 16 | 76 | 2.8036 | 0 | 0 | 0 | 0 | 2.8036 | 29 | 23 | 4 | 5 | 16 | 77
[5 empty] | C2 | 15 | 6 | 1 | 0 | 5 | 27 | 14 | 6 | 1 | 0 | 5 | 26 | 0.56158 | 0 | 0 | 0 | 0 | 0.56158 | 12 | 7 | 1 | 2 | 6 | 28 | 0.98277 | 0 | 0 | 0 | 0 | 0.98277 | 10 | 8 | 2 | 2 | 6 | 28
[5 empty] | C3 | 50 | 21 | 3 | 1 | 15 | 90 | 46 | 18 | 3 | 1 | 17 | 85 | 1.8363 | 0 | 0 | 0 | 0 | 1.8363 | 38 | 23 | 5 | 5 | 19 | 90 | 3.2136 | 0 | 0 | 0 | 0 | 3.2136 | 33 | 27 | 5 | 5 | 19 | 89
[5 empty] | C4 | 0 | 0 | 0 | 0 | 0 | 0 | 0 | 0 | 0 | 0 | 0 | 0 | 0 | 0 | 0 | 0 | 0 | 0 | 0 | 0 | 0 | 0 | 0 | 0 | 0 | 0 | 0 | 0 | 0 | 0 | 0 | 0 | 0 | 0 | 0 | 0
|  | Yes | 194 | 199 |  | 108 | 43 | 6 | 3 | 34 |  | 100 | 40 | 6 | 3 | 37 |  | 4 | 0 | 0 | 0 | 0 |  | 82 | 50 | 10 | 11 | 41 |  | 7 | 0 | 0 | 0 | 0 |  | 72 | 58 | 11 | 12 | 41
| 132kV Transformer |  |  |  | C1 | 12 | 19 | 15 | 7 | 6 | 59 | 5 | 19 | 15 | 7 | 11 | 57 | 0 | 0 | 0 | 0 | 0 | 0 | 11 | 10 | 16 | 16 | 7 | 60 | 1.0962 | -0.3575 | -0.24184 | -0.063088 | -0.068345 | 0.36538 | 11 | 10 | 6 | 17 | 17 | 61
[5 empty] | C2 | 10 | 17 | 14 | 6 | 4 | 51 | 5 | 15 | 14 | 6 | 10 | 50 | 0 | 0 | 0 | 0 | 0 | 0 | 10 | 9 | 13 | 13 | 5 | 50 | 0.92308 | -0.30105 | -0.20365 | -0.053127 | -0.057554 | 0.30769 | 9 | 7 | 5 | 14 | 15 | 50
[5 empty] | C3 | 10 | 17 | 14 | 6 | 4 | 51 | 5 | 15 | 14 | 6 | 10 | 50 | 0 | 0 | 0 | 0 | 0 | 0 | 10 | 9 | 13 | 13 | 5 | 50 | 0.92308 | -0.30105 | -0.20365 | -0.053127 | -0.057554 | 0.30769 | 9 | 7 | 5 | 14 | 15 | 50
[5 empty] | C4 | 1 | 1 | 1 | 0 | 0 | 3 | 0 | 1 | 1 | 0 | 1 | 3 | 0 | 0 | 0 | 0 | 0 | 0 | 1 | 1 | 1 | 1 | 0 | 4 | 0.057692 | -0.018816 | -0.012728 | -0.0033204 | -0.0035971 | 0.019231 | 1 | 0 | 0 | 1 | 1 | 3
|  | Yes | 164 | 165 |  | 33 | 54 | 44 | 19 | 14 |  | 15 | 50 | 44 | 19 | 32 |  | 0 | 0 | 0 | 0 | 0 |  | 32 | 29 | 43 | 43 | 17 |  | 3 | -0.97842 | -0.66187 | -0.17266 | -0.18705 |  | 30 | 24 | 16 | 46 | 48
| 132kV UG Cable (Gas) |  |  |  | C1 | 0 | 0 | 0 | 0 | 0 | 0 | 0 | 0 | 0 | 0 | 0 | 0 | 0 | 0 | 0 | 0 | 0 | 0 | 0 | 0 | 0 | 0 | 0 | 0 | 0 | 0 | 0 | 0 | 0 | 0 | 0 | 0 | 0 | 0 | 0 | 0
[5 empty] | C2 | 0 | 0 | 0 | 0 | 0 | 0 | 0 | 0 | 0 | 0 | 0 | 0 | 0 | 0 | 0 | 0 | 0 | 0 | 0 | 0 | 0 | 0 | 0 | 0 | 0 | 0 | 0 | 0 | 0 | 0 | 0 | 0 | 0 | 0 | 0 | 0
[5 empty] | C3 | 0 | 0 | 0 | 0 | 0 | 0 | 0 | 0 | 0 | 0 | 0 | 0 | 0 | 0 | 0 | 0 | 0 | 0 | 0 | 0 | 0 | 0 | 0 | 0 | 0 | 0 | 0 | 0 | 0 | 0 | 0 | 0 | 0 | 0 | 0 | 0
[5 empty] | C4 | 0 | 0 | 0 | 0 | 0 | 0 | 0 | 0 | 0 | 0 | 0 | 0 | 0 | 0 | 0 | 0 | 0 | 0 | 0 | 0 | 0 | 0 | 0 | 0 | 0 | 0 | 0 | 0 | 0 | 0 | 0 | 0 | 0 | 0 | 0 | 0
|  | No | 0 | 0 |  | 0 | 0 | 0 | 0 | 0 |  | 0 | 0 | 0 | 0 | 0 |  | 0 | 0 | 0 | 0 | 0 |  | 0 | 0 | 0 | 0 | 0 |  | 0 | 0 | 0 | 0 | 0 |  | 0 | 0 | 0 | 0 | 0
| 132kV UG Cable (Oil) |  |  |  | C1 | 0.069593 | 1.7577 | 3.5512 | 5.0591 | 0.48064 | 10.9182 | 0.068227 | 1.758 | 3.5519 | 5.1278 | 0.48064 | 10.9865 | 0 | 0 | 0 | 0 | 0 | 0 | 0.0009295 | 0.86512 | 2.3839 | 5.9513 | 1.717 | 10.9182 | 0 | 0 | 0 | 0 | 0 | 0 | 0.0009295 | 0.035179 | 2.2525 | 4.4407 | 4.1888 | 10.9182
[5 empty] | C2 | 0.74435 | 18.8005 | 37.9824 | 54.1109 | 5.1408 | 116.779 | 0.72974 | 18.8031 | 37.99 | 54.8457 | 5.1408 | 117.5094 | 0 | 0 | 0 | 0 | 0 | 0 | 0.0099418 | 9.2532 | 25.4975 | 63.6541 | 18.3642 | 116.779 | 0 | 0 | 0 | 0 | 0 | 0 | 0.0099418 | 0.37627 | 24.0928 | 47.4972 | 44.8028 | 116.779
[5 empty] | C3 | 0.2037 | 5.1451 | 10.3946 | 14.8085 | 1.4069 | 31.9588 | 0.19971 | 5.1458 | 10.3967 | 15.0096 | 1.4069 | 32.1587 | 0 | 0 | 0 | 0 | 0 | 0 | 0.0027208 | 2.5323 | 6.9779 | 17.4202 | 5.0257 | 31.9588 | 0 | 0 | 0 | 0 | 0 | 0 | 0.0027208 | 0.10297 | 6.5934 | 12.9985 | 12.2611 | 31.9588
[5 empty] | C4 | 0.0014282 | 0.036072 | 0.072876 | 0.10382 | 0.0098637 | 0.22406 | 0.0014001 | 0.036077 | 0.072891 | 0.10523 | 0.0098637 | 0.22546 | 0 | 0 | 0 | 0 | 0 | 0 | 1.9075e-05 | 0.017754 | 0.048922 | 0.12213 | 0.035235 | 0.22406 | 0 | 0 | 0 | 0 | 0 | 0 | 1.9075e-05 | 0.00072194 | 0.046226 | 0.091132 | 0.085962 | 0.22406
|  | Yes | 159.88 | 148.31 |  | 1.0191 | 25.7394 | 52.0011 | 74.0822 | 7.0382 |  | 0.99907 | 25.7429 | 52.0114 | 75.0883 | 7.0382 |  | 0 | 0 | 0 | 0 | 0 |  | 0.013611 | 12.6684 | 34.9082 | 87.1478 | 25.142 |  | 0 | 0 | 0 | 0 | 0 |  | 0.013611 | 0.51514 | 32.985 | 65.0276 | 61.3387
| 132kV UG Cable (Non Pressurised) |  |  |  | C1 | 0 | 0 | 0 | 0 | 0 | 0 | 0 | 0 | 0 | 0 | 0 | 0 | 0 | 0 | 0 | 0 | 0 | 0 | 0 | 0 | 0 | 0 | 0 | 0 | 0 | 0 | 0 | 0 | 0 | 0 | 0 | 0 | 0 | 0 | 0 | 0
[5 empty] | C2 | 0 | 0 | 0 | 0 | 0 | 0 | 0 | 0 | 0 | 0 | 0 | 0 | 0 | 0 | 0 | 0 | 0 | 0 | 0 | 0 | 0 | 0 | 0 | 0 | 0 | 0 | 0 | 0 | 0 | 0 | 0 | 0 | 0 | 0 | 0 | 0
[5 empty] | C3 | 0 | 0 | 0 | 0 | 0 | 0 | 0 | 0 | 0 | 0 | 0 | 0 | 0 | 0 | 0 | 0 | 0 | 0 | 0 | 0 | 0 | 0 | 0 | 0 | 0 | 0 | 0 | 0 | 0 | 0 | 0 | 0 | 0 | 0 | 0 | 0
[5 empty] | C4 | 0 | 0 | 0 | 0 | 0 | 0 | 0 | 0 | 0 | 0 | 0 | 0 | 0 | 0 | 0 | 0 | 0 | 0 | 0 | 0 | 0 | 0 | 0 | 0 | 0 | 0 | 0 | 0 | 0 | 0 | 0 | 0 | 0 | 0 | 0 | 0
|  | No | 0 | 0 |  | 0 | 0 | 0 | 0 | 0 |  | 0 | 0 | 0 | 0 | 0 |  | 0 | 0 | 0 | 0 | 0 |  | 0 | 0 | 0 | 0 | 0 |  | 0 | 0 | 0 | 0 | 0 |  | 0 | 0 | 0 | 0 | 0
| 132kV OHL Support - Tower |  |  |  | C1 | 4 | 74 | 6 | 14 | 6 | 104 | 2 | 55 | 19 | 18 | 10 | 104 | 0 | 0 | 0 | 0 | 0 | 0 | 3 | 32 | 46 | 8 | 15 | 104 | 0 | 0 | 0 | 0 | 0 | 0 | 3 | 13 | 48 | 17 | 22 | 103
[5 empty] | C2 | 102 | 1838 | 141 | 337 | 154 | 2572 | 43 | 1359 | 464 | 456 | 251 | 2573 | 0 | 0 | 0 | 0 | 0 | 0 | 68 | 796 | 1135 | 190 | 384 | 2573 | 0 | 0 | 0 | 0 | 0 | 0 | 68 | 327 | 1202 | 426 | 551 | 2574
[5 empty] | C3 | 18 | 319 | 24 | 59 | 27 | 447 | 7 | 236 | 80 | 79 | 44 | 446 | 0 | 0 | 0 | 0 | 0 | 0 | 12 | 138 | 197 | 33 | 66 | 446 | 0 | 0 | 0 | 0 | 0 | 0 | 12 | 57 | 208 | 74 | 95 | 446
[5 empty] | C4 | 0 | 0 | 0 | 0 | 0 | 0 | 0 | 0 | 0 | 0 | 0 | 0 | 0 | 0 | 0 | 0 | 0 | 0 | 0 | 0 | 0 | 0 | 0 | 0 | 0 | 0 | 0 | 0 | 0 | 0 | 0 | 0 | 0 | 0 | 0 | 0
|  | Yes | 3123 | 3123 |  | 124 | 2231 | 171 | 410 | 187 |  | 52 | 1650 | 563 | 553 | 305 |  | 0 | 0 | 0 | 0 | 0 |  | 83 | 966 | 1378 | 231 | 465 |  | 0 | 0 | 0 | 0 | 0 |  | 83 | 397 | 1458 | 517 | 668
| 132kV OHL Fittings and Conductors (Tower Lines) |  |  |  | C1 | 2.6478 | 46.9644 | 1.6221 | 1.3898 | 0.16545 | 52.7896 | 1 | 47 | 3 | 1 | 0 | 52 | 0.52945 | -0.5029 | -0.024232 | -0.0019917 | -0.00033194 | 7.0853e-17 | 2.6478 | 40.975 | 5.8908 | 1.5884 | 1.6876 | 52.7896 | 0.52945 | -0.5029 | -0.024232 | -0.0019917 | -0.00033194 | 7.0853e-17 | 2.6478 | 35.9122 | 4.6996 | 3.7062 | 5.824 | 52.7896
[5 empty] | C2 | 65.9298 | 1169.4145 | 40.3914 | 34.6062 | 4.1198 | 1314.4617 | 26 | 1178 | 70 | 35 | 7 | 1316 | 13.1833 | -12.5221 | -0.60337 | -0.049592 | -0.0082654 | 1.3843e-15 | 65.9298 | 1020.2782 | 146.6819 | 39.55 | 42.0218 | 1314.4617 | 13.1833 | -12.5221 | -0.60337 | -0.049592 | -0.0082654 | 1.3843e-15 | 65.9298 | 894.2126 | 117.0194 | 92.2833 | 145.0165 | 1314.4617
[5 empty] | C3 | 11.4384 | 202.8864 | 7.0077 | 6.004 | 0.71476 | 228.0512 | 5 | 204 | 12 | 6 | 1 | 228 | 2.2872 | -2.1725 | -0.10468 | -0.008604 | -0.001434 | 3.296e-17 | 11.4384 | 177.0121 | 25.4484 | 6.8617 | 7.2905 | 228.0512 | 2.2872 | -2.1725 | -0.10468 | -0.008604 | -0.001434 | 3.296e-17 | 11.4384 | 155.1405 | 20.3022 | 16.0106 | 25.1595 | 228.0512
[5 empty] | C4 | 0 | 0 | 0 | 0 | 0 | 0 | 0 | 0 | 0 | 0 | 0 | 0 | 0 | 0 | 0 | 0 | 0 | 0 | 0 | 0 | 0 | 0 | 0 | 0 | 0 | 0 | 0 | 0 | 0 | 0 | 0 | 0 | 0 | 0 | 0 | 0
|  | Yes | 1595.3025 | 1595.3025 |  | 80.016 | 1419.2653 | 49.0212 | 42 | 5 |  | 32 | 1429 | 85 | 42 | 8 |  | 16 | -15.1975 | -0.73229 | -0.060188 | -0.010031 |  | 80.016 | 1238.2653 | 178.0212 | 48 | 51 |  | 16 | -15.1975 | -0.73229 | -0.060188 | -0.010031 |  | 80.016 | 1085.2653 | 142.0212 | 112 | 176
| [Please insert new asset category as required] |  |  |  | C1 | 0 | 0 | 0 | 0 | 0 | 0 | 0 | 0 | 0 | 0 | 0 | 0 | 0 | 0 | 0 | 0 | 0 | 0 | 0 | 0 | 0 | 0 | 0 | 0 | 0 | 0 | 0 | 0 | 0 | 0 | 0 | 0 | 0 | 0 | 0 | 0
[5 empty] | C2 | 0 | 0 | 0 | 0 | 0 | 0 | 0 | 0 | 0 | 0 | 0 | 0 | 0 | 0 | 0 | 0 | 0 | 0 | 0 | 0 | 0 | 0 | 0 | 0 | 0 | 0 | 0 | 0 | 0 | 0 | 0 | 0 | 0 | 0 | 0 | 0
[5 empty] | C3 | 0 | 0 | 0 | 0 | 0 | 0 | 0 | 0 | 0 | 0 | 0 | 0 | 0 | 0 | 0 | 0 | 0 | 0 | 0 | 0 | 0 | 0 | 0 | 0 | 0 | 0 | 0 | 0 | 0 | 0 | 0 | 0 | 0 | 0 | 0 | 0
[5 empty] | C4 | 0 | 0 | 0 | 0 | 0 | 0 | 0 | 0 | 0 | 0 | 0 | 0 | 0 | 0 | 0 | 0 | 0 | 0 | 0 | 0 | 0 | 0 | 0 | 0 | 0 | 0 | 0 | 0 | 0 | 0 | 0 | 0 | 0 | 0 | 0 | 0
|  | 0 | 0 | 0 |  | 0 | 0 | 0 | 0 | 0 |  | 0 | 0 | 0 | 0 | 0 |  | 0 | 0 | 0 | 0 | 0 |  | 0 | 0 | 0 | 0 | 0 |  | 0 | 0 | 0 | 0 | 0 |  | 0 | 0 | 0 | 0 | 0
| [Please insert new asset category as required] |  |  |  | C1 | 0 | 0 | 0 | 0 | 0 | 0 | 0 | 0 | 0 | 0 | 0 | 0 | 0 | 0 | 0 | 0 | 0 | 0 | 0 | 0 | 0 | 0 | 0 | 0 | 0 | 0 | 0 | 0 | 0 | 0 | 0 | 0 | 0 | 0 | 0 | 0
[5 empty] | C2 | 0 | 0 | 0 | 0 | 0 | 0 | 0 | 0 | 0 | 0 | 0 | 0 | 0 | 0 | 0 | 0 | 0 | 0 | 0 | 0 | 0 | 0 | 0 | 0 | 0 | 0 | 0 | 0 | 0 | 0 | 0 | 0 | 0 | 0 | 0 | 0
[5 empty] | C3 | 0 | 0 | 0 | 0 | 0 | 0 | 0 | 0 | 0 | 0 | 0 | 0 | 0 | 0 | 0 | 0 | 0 | 0 | 0 | 0 | 0 | 0 | 0 | 0 | 0 | 0 | 0 | 0 | 0 | 0 | 0 | 0 | 0 | 0 | 0 | 0
[5 empty] | C4 | 0 | 0 | 0 | 0 | 0 | 0 | 0 | 0 | 0 | 0 | 0 | 0 | 0 | 0 | 0 | 0 | 0 | 0 | 0 | 0 | 0 | 0 | 0 | 0 | 0 | 0 | 0 | 0 | 0 | 0 | 0 | 0 | 0 | 0 | 0 | 0
|  | 0 | 0 | 0 |  | 0 | 0 | 0 | 0 | 0 |  | 0 | 0 | 0 | 0 | 0 |  | 0 | 0 | 0 | 0 | 0 |  | 0 | 0 | 0 | 0 | 0 |  | 0 | 0 | 0 | 0 | 0 |  | 0 | 0 | 0 | 0 | 0
| [Please insert new asset category as required] |  |  |  | C1 | 0 | 0 | 0 | 0 | 0 | 0 | 0 | 0 | 0 | 0 | 0 | 0 | 0 | 0 | 0 | 0 | 0 | 0 | 0 | 0 | 0 | 0 | 0 | 0 | 0 | 0 | 0 | 0 | 0 | 0 | 0 | 0 | 0 | 0 | 0 | 0
[5 empty] | C2 | 0 | 0 | 0 | 0 | 0 | 0 | 0 | 0 | 0 | 0 | 0 | 0 | 0 | 0 | 0 | 0 | 0 | 0 | 0 | 0 | 0 | 0 | 0 | 0 | 0 | 0 | 0 | 0 | 0 | 0 | 0 | 0 | 0 | 0 | 0 | 0
[5 empty] | C3 | 0 | 0 | 0 | 0 | 0 | 0 | 0 | 0 | 0 | 0 | 0 | 0 | 0 | 0 | 0 | 0 | 0 | 0 | 0 | 0 | 0 | 0 | 0 | 0 | 0 | 0 | 0 | 0 | 0 | 0 | 0 | 0 | 0 | 0 | 0 | 0
[5 empty] | C4 | 0 | 0 | 0 | 0 | 0 | 0 | 0 | 0 | 0 | 0 | 0 | 0 | 0 | 0 | 0 | 0 | 0 | 0 | 0 | 0 | 0 | 0 | 0 | 0 | 0 | 0 | 0 | 0 | 0 | 0 | 0 | 0 | 0 | 0 | 0 | 0
|  | 0 | 0 | 0 |  | 0 | 0 | 0 | 0 | 0 |  | 0 | 0 | 0 | 0 | 0 |  | 0 | 0 | 0 | 0 | 0 |  | 0 | 0 | 0 | 0 | 0 |  | 0 | 0 | 0 | 0 | 0 |  | 0 | 0 | 0 | 0 | 0
| [Please insert new asset category as required] |  |  |  | C1 | 0 | 0 | 0 | 0 | 0 | 0 | 0 | 0 | 0 | 0 | 0 | 0 | 0 | 0 | 0 | 0 | 0 | 0 | 0 | 0 | 0 | 0 | 0 | 0 | 0 | 0 | 0 | 0 | 0 | 0 | 0 | 0 | 0 | 0 | 0 | 0
[5 empty] | C2 | 0 | 0 | 0 | 0 | 0 | 0 | 0 | 0 | 0 | 0 | 0 | 0 | 0 | 0 | 0 | 0 | 0 | 0 | 0 | 0 | 0 | 0 | 0 | 0 | 0 | 0 | 0 | 0 | 0 | 0 | 0 | 0 | 0 | 0 | 0 | 0
[5 empty] | C3 | 0 | 0 | 0 | 0 | 0 | 0 | 0 | 0 | 0 | 0 | 0 | 0 | 0 | 0 | 0 | 0 | 0 | 0 | 0 | 0 | 0 | 0 | 0 | 0 | 0 | 0 | 0 | 0 | 0 | 0 | 0 | 0 | 0 | 0 | 0 | 0
[5 empty] | C4 | 0 | 0 | 0 | 0 | 0 | 0 | 0 | 0 | 0 | 0 | 0 | 0 | 0 | 0 | 0 | 0 | 0 | 0 | 0 | 0 | 0 | 0 | 0 | 0 | 0 | 0 | 0 | 0 | 0 | 0 | 0 | 0 | 0 | 0 | 0 | 0
|  | 0 | 0 | 0 |  | 0 | 0 | 0 | 0 | 0 |  | 0 | 0 | 0 | 0 | 0 |  | 0 | 0 | 0 | 0 | 0 |  | 0 | 0 | 0 | 0 | 0 |  | 0 | 0 | 0 | 0 | 0 |  | 0 | 0 | 0 | 0 | 0
| [Please insert new asset category as required] |  |  |  | C1 | 0 | 0 | 0 | 0 | 0 | 0 | 0 | 0 | 0 | 0 | 0 | 0 | 0 | 0 | 0 | 0 | 0 | 0 | 0 | 0 | 0 | 0 | 0 | 0 | 0 | 0 | 0 | 0 | 0 | 0 | 0 | 0 | 0 | 0 | 0 | 0
[5 empty] | C2 | 0 | 0 | 0 | 0 | 0 | 0 | 0 | 0 | 0 | 0 | 0 | 0 | 0 | 0 | 0 | 0 | 0 | 0 | 0 | 0 | 0 | 0 | 0 | 0 | 0 | 0 | 0 | 0 | 0 | 0 | 0 | 0 | 0 | 0 | 0 | 0
[5 empty] | C3 | 0 | 0 | 0 | 0 | 0 | 0 | 0 | 0 | 0 | 0 | 0 | 0 | 0 | 0 | 0 | 0 | 0 | 0 | 0 | 0 | 0 | 0 | 0 | 0 | 0 | 0 | 0 | 0 | 0 | 0 | 0 | 0 | 0 | 0 | 0 | 0
[5 empty] | C4 | 0 | 0 | 0 | 0 | 0 | 0 | 0 | 0 | 0 | 0 | 0 | 0 | 0 | 0 | 0 | 0 | 0 | 0 | 0 | 0 | 0 | 0 | 0 | 0 | 0 | 0 | 0 | 0 | 0 | 0 | 0 | 0 | 0 | 0 | 0 | 0
|  | 0 | 0 | 0 |  | 0 | 0 | 0 | 0 | 0 |  | 0 | 0 | 0 | 0 | 0 |  | 0 | 0 | 0 | 0 | 0 |  | 0 | 0 | 0 | 0 | 0 |  | 0 | 0 | 0 | 0 | 0 |  | 0 | 0 | 0 | 0 | 0
Other
| Submarine Cables |  |  |  | C1 | 0 | 0 | 0 | 0 | 0 | 0 | 0 | 0 | 0 | 0 | 0 | 0 | 0 | 0 | 0 | 0 | 0 | 0 | 0 | 0 | 0 | 0 | 0 | 0 | 0 | 0 | 0 | 0 | 0 | 0 | 0 | 0 | 0 | 0 | 0 | 0
[5 empty] | C2 | 0 | 0 | 0 | 0 | 0 | 0 | 0 | 0 | 0 | 0 | 0 | 0 | 0 | 0 | 0 | 0 | 0 | 0 | 0 | 0 | 0 | 0 | 0 | 0 | 0 | 0 | 0 | 0 | 0 | 0 | 0 | 0 | 0 | 0 | 0 | 0
[5 empty] | C3 | 0 | 0 | 0 | 0 | 0 | 0 | 0 | 0 | 0 | 0 | 0 | 0 | 0 | 0 | 0 | 0 | 0 | 0 | 0 | 0 | 0 | 0 | 0 | 0 | 0 | 0 | 0 | 0 | 0 | 0 | 0 | 0 | 0 | 0 | 0 | 0
[5 empty] | C4 | 0 | 0 | 0 | 0 | 0 | 0 | 0 | 0 | 0 | 0 | 0 | 0 | 0 | 0 | 0 | 0 | 0 | 0 | 0 | 0 | 0 | 0 | 0 | 0 | 0 | 0 | 0 | 0 | 0 | 0 | 0 | 0 | 0 | 0 | 0 | 0
|  | No | 0 | 0 |  | 0 | 0 | 0 | 0 | 0 |  | 0 | 0 | 0 | 0 | 0 |  | 0 | 0 | 0 | 0 | 0 |  | 0 | 0 | 0 | 0 | 0 |  | 0 | 0 | 0 | 0 | 0 |  | 0 | 0 | 0 | 0 | 0
| [Please insert new asset category as required] |  |  |  | C1 | 0 | 0 | 0 | 0 | 0 | 0 | 0 | 0 | 0 | 0 | 0 | 0 | 0 | 0 | 0 | 0 | 0 | 0 | 0 | 0 | 0 | 0 | 0 | 0 | 0 | 0 | 0 | 0 | 0 | 0 | 0 | 0 | 0 | 0 | 0 | 0
[5 empty] | C2 | 0 | 0 | 0 | 0 | 0 | 0 | 0 | 0 | 0 | 0 | 0 | 0 | 0 | 0 | 0 | 0 | 0 | 0 | 0 | 0 | 0 | 0 | 0 | 0 | 0 | 0 | 0 | 0 | 0 | 0 | 0 | 0 | 0 | 0 | 0 | 0
[5 empty] | C3 | 0 | 0 | 0 | 0 | 0 | 0 | 0 | 0 | 0 | 0 | 0 | 0 | 0 | 0 | 0 | 0 | 0 | 0 | 0 | 0 | 0 | 0 | 0 | 0 | 0 | 0 | 0 | 0 | 0 | 0 | 0 | 0 | 0 | 0 | 0 | 0
[5 empty] | C4 | 0 | 0 | 0 | 0 | 0 | 0 | 0 | 0 | 0 | 0 | 0 | 0 | 0 | 0 | 0 | 0 | 0 | 0 | 0 | 0 | 0 | 0 | 0 | 0 | 0 | 0 | 0 | 0 | 0 | 0 | 0 | 0 | 0 | 0 | 0 | 0
|  | 0 | 0 | 0 |  | 0 | 0 | 0 | 0 | 0 |  | 0 | 0 | 0 | 0 | 0 |  | 0 | 0 | 0 | 0 | 0 |  | 0 | 0 | 0 | 0 | 0 |  | 0 | 0 | 0 | 0 | 0 |  | 0 | 0 | 0 | 0 | 0
| [Please insert new asset category as required] |  |  |  | C1 | 0 | 0 | 0 | 0 | 0 | 0 | 0 | 0 | 0 | 0 | 0 | 0 | 0 | 0 | 0 | 0 | 0 | 0 | 0 | 0 | 0 | 0 | 0 | 0 | 0 | 0 | 0 | 0 | 0 | 0 | 0 | 0 | 0 | 0 | 0 | 0
[5 empty] | C2 | 0 | 0 | 0 | 0 | 0 | 0 | 0 | 0 | 0 | 0 | 0 | 0 | 0 | 0 | 0 | 0 | 0 | 0 | 0 | 0 | 0 | 0 | 0 | 0 | 0 | 0 | 0 | 0 | 0 | 0 | 0 | 0 | 0 | 0 | 0 | 0
[5 empty] | C3 | 0 | 0 | 0 | 0 | 0 | 0 | 0 | 0 | 0 | 0 | 0 | 0 | 0 | 0 | 0 | 0 | 0 | 0 | 0 | 0 | 0 | 0 | 0 | 0 | 0 | 0 | 0 | 0 | 0 | 0 | 0 | 0 | 0 | 0 | 0 | 0
[5 empty] | C4 | 0 | 0 | 0 | 0 | 0 | 0 | 0 | 0 | 0 | 0 | 0 | 0 | 0 | 0 | 0 | 0 | 0 | 0 | 0 | 0 | 0 | 0 | 0 | 0 | 0 | 0 | 0 | 0 | 0 | 0 | 0 | 0 | 0 | 0 | 0 | 0
|  | 0 | 0 | 0 |  | 0 | 0 | 0 | 0 | 0 |  | 0 | 0 | 0 | 0 | 0 |  | 0 | 0 | 0 | 0 | 0 |  | 0 | 0 | 0 | 0 | 0 |  | 0 | 0 | 0 | 0 | 0 |  | 0 | 0 | 0 | 0 | 0
| [Please insert new asset category as required] |  |  |  | C1 | 0 | 0 | 0 | 0 | 0 | 0 | 0 | 0 | 0 | 0 | 0 | 0 | 0 | 0 | 0 | 0 | 0 | 0 | 0 | 0 | 0 | 0 | 0 | 0 | 0 | 0 | 0 | 0 | 0 | 0 | 0 | 0 | 0 | 0 | 0 | 0
[5 empty] | C2 | 0 | 0 | 0 | 0 | 0 | 0 | 0 | 0 | 0 | 0 | 0 | 0 | 0 | 0 | 0 | 0 | 0 | 0 | 0 | 0 | 0 | 0 | 0 | 0 | 0 | 0 | 0 | 0 | 0 | 0 | 0 | 0 | 0 | 0 | 0 | 0
[5 empty] | C3 | 0 | 0 | 0 | 0 | 0 | 0 | 0 | 0 | 0 | 0 | 0 | 0 | 0 | 0 | 0 | 0 | 0 | 0 | 0 | 0 | 0 | 0 | 0 | 0 | 0 | 0 | 0 | 0 | 0 | 0 | 0 | 0 | 0 | 0 | 0 | 0
[5 empty] | C4 | 0 | 0 | 0 | 0 | 0 | 0 | 0 | 0 | 0 | 0 | 0 | 0 | 0 | 0 | 0 | 0 | 0 | 0 | 0 | 0 | 0 | 0 | 0 | 0 | 0 | 0 | 0 | 0 | 0 | 0 | 0 | 0 | 0 | 0 | 0 | 0
|  | 0 | 0 | 0 |  | 0 | 0 | 0 | 0 | 0 |  | 0 | 0 | 0 | 0 | 0 |  | 0 | 0 | 0 | 0 | 0 |  | 0 | 0 | 0 | 0 | 0 |  | 0 | 0 | 0 | 0 | 0 |  | 0 | 0 | 0 | 0 | 0
| [Please insert new asset category as required] |  |  |  | C1 | 0 | 0 | 0 | 0 | 0 | 0 | 0 | 0 | 0 | 0 | 0 | 0 | 0 | 0 | 0 | 0 | 0 | 0 | 0 | 0 | 0 | 0 | 0 | 0 | 0 | 0 | 0 | 0 | 0 | 0 | 0 | 0 | 0 | 0 | 0 | 0
[5 empty] | C2 | 0 | 0 | 0 | 0 | 0 | 0 | 0 | 0 | 0 | 0 | 0 | 0 | 0 | 0 | 0 | 0 | 0 | 0 | 0 | 0 | 0 | 0 | 0 | 0 | 0 | 0 | 0 | 0 | 0 | 0 | 0 | 0 | 0 | 0 | 0 | 0
[5 empty] | C3 | 0 | 0 | 0 | 0 | 0 | 0 | 0 | 0 | 0 | 0 | 0 | 0 | 0 | 0 | 0 | 0 | 0 | 0 | 0 | 0 | 0 | 0 | 0 | 0 | 0 | 0 | 0 | 0 | 0 | 0 | 0 | 0 | 0 | 0 | 0 | 0
[5 empty] | C4 | 0 | 0 | 0 | 0 | 0 | 0 | 0 | 0 | 0 | 0 | 0 | 0 | 0 | 0 | 0 | 0 | 0 | 0 | 0 | 0 | 0 | 0 | 0 | 0 | 0 | 0 | 0 | 0 | 0 | 0 | 0 | 0 | 0 | 0 | 0 | 0
|  | 0 | 0 | 0 |  | 0 | 0 | 0 | 0 | 0 |  | 0 | 0 | 0 | 0 | 0 |  | 0 | 0 | 0 | 0 | 0 |  | 0 | 0 | 0 | 0 | 0 |  | 0 | 0 | 0 | 0 | 0 |  | 0 | 0 | 0 | 0 | 0
| [Please insert new asset category as required] |  |  |  | C1 | 0 | 0 | 0 | 0 | 0 | 0 | 0 | 0 | 0 | 0 | 0 | 0 | 0 | 0 | 0 | 0 | 0 | 0 | 0 | 0 | 0 | 0 | 0 | 0 | 0 | 0 | 0 | 0 | 0 | 0 | 0 | 0 | 0 | 0 | 0 | 0
[5 empty] | C2 | 0 | 0 | 0 | 0 | 0 | 0 | 0 | 0 | 0 | 0 | 0 | 0 | 0 | 0 | 0 | 0 | 0 | 0 | 0 | 0 | 0 | 0 | 0 | 0 | 0 | 0 | 0 | 0 | 0 | 0 | 0 | 0 | 0 | 0 | 0 | 0
[5 empty] | C3 | 0 | 0 | 0 | 0 | 0 | 0 | 0 | 0 | 0 | 0 | 0 | 0 | 0 | 0 | 0 | 0 | 0 | 0 | 0 | 0 | 0 | 0 | 0 | 0 | 0 | 0 | 0 | 0 | 0 | 0 | 0 | 0 | 0 | 0 | 0 | 0
[5 empty] | C4 | 0 | 0 | 0 | 0 | 0 | 0 | 0 | 0 | 0 | 0 | 0 | 0 | 0 | 0 | 0 | 0 | 0 | 0 | 0 | 0 | 0 | 0 | 0 | 0 | 0 | 0 | 0 | 0 | 0 | 0 | 0 | 0 | 0 | 0 | 0 | 0
|  | 0 | 0 | 0 |  | 0 | 0 | 0 | 0 | 0 |  | 0 | 0 | 0 | 0 | 0 |  | 0 | 0 | 0 | 0 | 0 |  | 0 | 0 | 0 | 0 | 0 |  | 0 | 0 | 0 | 0 | 0 |  | 0 | 0 | 0 | 0 | 0
| TOTAL |  | 269066.8564 | 267249.2855 |  | 36234.8093 | 102297.8188 | 83782.0698 | 25268.2431 | 21483.9155 |  | 22042.9663 | 103434.5141 | 86548.7282 | 28258.5442 | 28483.6662 |  | 56 | -32.5104 | -6.6773 | -0.93155 | -0.8807 |  | 33932.1673 | 90891.2169 | 88029.2386 | 25016.7125 | 31197.5201 |  | 198 | -106.8364 | -26.2642 | -5.1022 | -6.7972 |  | 29163.1673 | 87383.2531 | 88101.4332 | 24816.473 | 39602.5289
Health Index Definitions
|  |  | HI1 | New or as new
|  |  | HI2 | Good or seviceable condition
|  |  | HI3 | Deterioration requires assessment and monitoring
|  |  | HI4 | Material deterioration, intervention requires consideration
|  |  | HI5 | End of serviceable life, intervention required
Criticality Index Definitions
|  |  | C1 | Low criticality
|  |  | C2 | Average criticality
|  |  | C3 | High criticality
|  |  | C4 | Very high criticality

## NAW6 - Faults - ENWL
HI6: Secondary deliverables RIIO-ED1 - Faults
ENWL
Price base (2012/13)
| ASSET CATEGORIES |  | ASSET REGISTER |  |  | End of DPCR5 (31 March 2015) with investment | [5 empty] | End of DPCR5 (31 March 2015) without investment | [5 empty] | Mid-Period Review (31 March 2019) planned investment | [5 empty] | Mid-Period Review (31 March 2019) without investment | [5 empty] | End of RIIO-ED1 (31 March 2023) planned investment | [5 empty] | End of RIIO-ED1 (31 March 2023) without investment
Is it your current intention to have a health index for this asset category in the RIIO-ED1 control period.
|  |  | as at 31st March 2015 | as at 31st March 2023 |  | HI 1 | HI 2 | HI 3 | HI 4 | HI 5 |  | HI 1 | HI 2 | HI 3 | HI 4 | HI 5 |  | HI 1 | HI 2 | HI 3 | HI 4 | HI 5 |  | HI 1 | HI 2 | HI 3 | HI 4 | HI 5 |  | HI 1 | HI 2 | HI 3 | HI 4 | HI 5 |  | HI 1 | HI 2 | HI 3 | HI 4 | HI 5
LV Network
| LV Switchgear and Other |  |  |  | C1 | 365 | 1078 | 581 | 295 | 932 | 3251 | 228 | 1082 | 597 | 295 | 1019 | 3221 | 20.9371 | -6.158 | -11.0843 | 0 | -3.6948 | 0 | 325 | 750 | 949 | 211 | 1017 | 3252 | 16.5414 | -4.8651 | -8.7572 | 0 | -2.9191 | 0 | 216 | 696 | 981 | 132 | 1227 | 3252 | Yes
[5 empty] | C2 | 1032 | 3044 | 1640 | 833 | 2630 | 9179 | 642 | 3055 | 1684 | 834 | 2878 | 9093 | 59.1049 | -17.3838 | -31.2908 | 0 | -10.4303 | 0 | 918 | 2118 | 2678 | 594 | 2870 | 9178 | 112.2514 | -33.0151 | -59.4272 | 0 | -19.8091 | 0 | 610 | 1964 | 2769 | 371 | 3462 | 9176 | No
[5 empty] | C3 | 400 | 1181 | 637 | 323 | 1020 | 3561 | 249 | 1185 | 653 | 324 | 1116 | 3527 | 22.9301 | -6.7441 | -12.1394 | 0 | -4.0465 | 0 | 356 | 822 | 1039 | 231 | 1113 | 3561 | 87.2072 | -25.6492 | -46.1685 | 0 | -15.3895 | 0 | 237 | 762 | 1075 | 144 | 1344 | 3562
[5 empty] | C4 | 88 | 258 | 140 | 71 | 224 | 781 | 55 | 260 | 143 | 71 | 245 | 774 | 5.028 | -1.4788 | -2.6619 | 0 | -0.88729 | 0 | 78 | 180 | 228 | 51 | 244 | 781 | 0 | 0 | 0 | 0 | 0 | 0 | 52 | 167 | 236 | 32 | 295 | 782
|  | Yes | 16772 | 16772 |  | 1885 | 5561 | 2998 | 1522 | 4806 |  | 1174 | 5582 | 3077 | 1524 | 5258 |  | 108 | -31.7647 | -57.1765 | 0 | -19.0588 |  | 1677 | 3870 | 4894 | 1087 | 5244 |  | 216 | -63.5294 | -114.3529 | 0 | -38.1176 |  | 1115 | 3589 | 5061 | 679 | 6328
| LV UGB |  |  |  | C1 | 860 | 217 | 86 | 115 | 261 | 1539 | 817 | 217 | 86 | 115 | 302 | 1537 | 0.61264 | -0.19713 | -0.203 | -0.077322 | -0.13519 | 0 | 860 | 188 | 111 | 35 | 345 | 1539 | 1.2253 | -0.39427 | -0.40599 | -0.15464 | -0.27039 | 0 | 658 | 379 | 44 | 77 | 380 | 1538
[5 empty] | C2 | 5837 | 1470 | 580 | 784 | 1771 | 10442 | 5541 | 1470 | 580 | 784 | 2051 | 10426 | 4.1575 | -1.3378 | -1.3776 | -0.52471 | -0.91743 | 0 | 5837 | 1273 | 749 | 237 | 2344 | 10440 | 8.3149 | -2.6755 | -2.7551 | -1.0494 | -1.8349 | 0 | 4465 | 2572 | 299 | 524 | 2580 | 10440
[5 empty] | C3 | 4534 | 1142 | 451 | 608 | 1374 | 8109 | 4305 | 1142 | 451 | 608 | 1593 | 8099 | 3.2299 | -1.0393 | -1.0702 | -0.40765 | -0.71274 | 0 | 4534 | 990 | 583 | 184 | 1820 | 8111 | 6.4598 | -2.0786 | -2.1404 | -0.81529 | -1.4255 | 0 | 3469 | 1998 | 233 | 407 | 2005 | 8112
[5 empty] | C4 | 0 | 0 | 0 | 0 | 0 | 0 | 0 | 0 | 0 | 0 | 0 | 0 | 0 | 0 | 0 | 0 | 0 | 0 | 0 | 0 | 0 | 0 | 0 | 0 | 0 | 0 | 0 | 0 | 0 | 0 | 0 | 0 | 0 | 0 | 0 | 0
|  | Yes | 20090 | 20090 |  | 11231 | 2829 | 1117 | 1507 | 3406 |  | 10663 | 2829 | 1117 | 1507 | 3946 |  | 8 | -2.5742 | -2.6508 | -1.0097 | -1.7654 |  | 11231 | 2451 | 1443 | 456 | 4509 |  | 16 | -5.1484 | -5.3015 | -2.0194 | -3.5307 |  | 8592 | 4949 | 576 | 1008 | 4965
| LV OHL Support |  |  |  | C1 | 3308 | 4632 | 13014 | 4744 | 2841 | 28539 | 657 | 4886 | 13689 | 5431 | 3966 | 28629 | 0 | 0 | 0 | 0 | 0 | 0 | 3150 | 4107 | 12747 | 4305 | 4229 | 28538 | 0 | 0 | 0 | 0 | 0 | 0 | 3052 | 3425 | 13256 | 3830 | 4976 | 28539
[5 empty] | C2 | 1092 | 1530 | 4297 | 1566 | 938 | 9423 | 216 | 1613 | 4520 | 1794 | 1309 | 9452 | 0 | 0 | 0 | 0 | 0 | 0 | 1040 | 1356 | 4209 | 1422 | 1397 | 9424 | 0 | 0 | 0 | 0 | 0 | 0 | 1008 | 1131 | 4377 | 1264 | 1643 | 9423
[5 empty] | C3 | 2451 | 3433 | 9643 | 3515 | 2105 | 21147 | 487 | 3621 | 10144 | 4025 | 2939 | 21216 | 0 | 0 | 0 | 0 | 0 | 0 | 2334 | 3043 | 9445 | 3191 | 3134 | 21147 | 0 | 0 | 0 | 0 | 0 | 0 | 2262 | 2538 | 9823 | 2837 | 3687 | 21147
[5 empty] | C4 | 0 | 0 | 0 | 0 | 0 | 0 | 0 | 0 | 0 | 0 | 0 | 0 | 0 | 0 | 0 | 0 | 0 | 0 | 0 | 0 | 0 | 0 | 0 | 0 | 0 | 0 | 0 | 0 | 0 | 0 | 0 | 0 | 0 | 0 | 0 | 0
|  | Yes | 59109 | 59109 |  | 6851 | 9595 | 26954 | 9825 | 5884 |  | 1360 | 10120 | 28353 | 11250 | 8214 |  | 0 | 0 | 0 | 0 | 0 |  | 6524 | 8506 | 26401 | 8918 | 8760 |  | 0 | 0 | 0 | 0 | 0 |  | 6322 | 7094 | 27456 | 7931 | 10306
| [Please insert new asset category as required] |  |  |  | C1 | 0 | 0 | 0 | 0 | 0 | 0 | 0 | 0 | 0 | 0 | 0 | 0 | 0 | 0 | 0 | 0 | 0 | 0 | 0 | 0 | 0 | 0 | 0 | 0 | 0 | 0 | 0 | 0 | 0 | 0 | 0 | 0 | 0 | 0 | 0 | 0
[5 empty] | C2 | 0 | 0 | 0 | 0 | 0 | 0 | 0 | 0 | 0 | 0 | 0 | 0 | 0 | 0 | 0 | 0 | 0 | 0 | 0 | 0 | 0 | 0 | 0 | 0 | 0 | 0 | 0 | 0 | 0 | 0 | 0 | 0 | 0 | 0 | 0 | 0
[5 empty] | C3 | 0 | 0 | 0 | 0 | 0 | 0 | 0 | 0 | 0 | 0 | 0 | 0 | 0 | 0 | 0 | 0 | 0 | 0 | 0 | 0 | 0 | 0 | 0 | 0 | 0 | 0 | 0 | 0 | 0 | 0 | 0 | 0 | 0 | 0 | 0 | 0
[5 empty] | C4 | 0 | 0 | 0 | 0 | 0 | 0 | 0 | 0 | 0 | 0 | 0 | 0 | 0 | 0 | 0 | 0 | 0 | 0 | 0 | 0 | 0 | 0 | 0 | 0 | 0 | 0 | 0 | 0 | 0 | 0 | 0 | 0 | 0 | 0 | 0 | 0
|  | 0 | 0 | 0 |  | 0 | 0 | 0 | 0 | 0 |  | 0 | 0 | 0 | 0 | 0 |  | 0 | 0 | 0 | 0 | 0 |  | 0 | 0 | 0 | 0 | 0 |  | 0 | 0 | 0 | 0 | 0 |  | 0 | 0 | 0 | 0 | 0
| [Please insert new asset category as required] |  |  |  | C1 | 0 | 0 | 0 | 0 | 0 | 0 | 0 | 0 | 0 | 0 | 0 | 0 | 0 | 0 | 0 | 0 | 0 | 0 | 0 | 0 | 0 | 0 | 0 | 0 | 0 | 0 | 0 | 0 | 0 | 0 | 0 | 0 | 0 | 0 | 0 | 0
[5 empty] | C2 | 0 | 0 | 0 | 0 | 0 | 0 | 0 | 0 | 0 | 0 | 0 | 0 | 0 | 0 | 0 | 0 | 0 | 0 | 0 | 0 | 0 | 0 | 0 | 0 | 0 | 0 | 0 | 0 | 0 | 0 | 0 | 0 | 0 | 0 | 0 | 0
[5 empty] | C3 | 0 | 0 | 0 | 0 | 0 | 0 | 0 | 0 | 0 | 0 | 0 | 0 | 0 | 0 | 0 | 0 | 0 | 0 | 0 | 0 | 0 | 0 | 0 | 0 | 0 | 0 | 0 | 0 | 0 | 0 | 0 | 0 | 0 | 0 | 0 | 0
[5 empty] | C4 | 0 | 0 | 0 | 0 | 0 | 0 | 0 | 0 | 0 | 0 | 0 | 0 | 0 | 0 | 0 | 0 | 0 | 0 | 0 | 0 | 0 | 0 | 0 | 0 | 0 | 0 | 0 | 0 | 0 | 0 | 0 | 0 | 0 | 0 | 0 | 0
|  | 0 | 0 | 0 |  | 0 | 0 | 0 | 0 | 0 |  | 0 | 0 | 0 | 0 | 0 |  | 0 | 0 | 0 | 0 | 0 |  | 0 | 0 | 0 | 0 | 0 |  | 0 | 0 | 0 | 0 | 0 |  | 0 | 0 | 0 | 0 | 0
| [Please insert new asset category as required] |  |  |  | C1 | 0 | 0 | 0 | 0 | 0 | 0 | 0 | 0 | 0 | 0 | 0 | 0 | 0 | 0 | 0 | 0 | 0 | 0 | 0 | 0 | 0 | 0 | 0 | 0 | 0 | 0 | 0 | 0 | 0 | 0 | 0 | 0 | 0 | 0 | 0 | 0
[5 empty] | C2 | 0 | 0 | 0 | 0 | 0 | 0 | 0 | 0 | 0 | 0 | 0 | 0 | 0 | 0 | 0 | 0 | 0 | 0 | 0 | 0 | 0 | 0 | 0 | 0 | 0 | 0 | 0 | 0 | 0 | 0 | 0 | 0 | 0 | 0 | 0 | 0
[5 empty] | C3 | 0 | 0 | 0 | 0 | 0 | 0 | 0 | 0 | 0 | 0 | 0 | 0 | 0 | 0 | 0 | 0 | 0 | 0 | 0 | 0 | 0 | 0 | 0 | 0 | 0 | 0 | 0 | 0 | 0 | 0 | 0 | 0 | 0 | 0 | 0 | 0
[5 empty] | C4 | 0 | 0 | 0 | 0 | 0 | 0 | 0 | 0 | 0 | 0 | 0 | 0 | 0 | 0 | 0 | 0 | 0 | 0 | 0 | 0 | 0 | 0 | 0 | 0 | 0 | 0 | 0 | 0 | 0 | 0 | 0 | 0 | 0 | 0 | 0 | 0
|  | 0 | 0 | 0 |  | 0 | 0 | 0 | 0 | 0 |  | 0 | 0 | 0 | 0 | 0 |  | 0 | 0 | 0 | 0 | 0 |  | 0 | 0 | 0 | 0 | 0 |  | 0 | 0 | 0 | 0 | 0 |  | 0 | 0 | 0 | 0 | 0
| [Please insert new asset category as required] |  |  |  | C1 | 0 | 0 | 0 | 0 | 0 | 0 | 0 | 0 | 0 | 0 | 0 | 0 | 0 | 0 | 0 | 0 | 0 | 0 | 0 | 0 | 0 | 0 | 0 | 0 | 0 | 0 | 0 | 0 | 0 | 0 | 0 | 0 | 0 | 0 | 0 | 0
[5 empty] | C2 | 0 | 0 | 0 | 0 | 0 | 0 | 0 | 0 | 0 | 0 | 0 | 0 | 0 | 0 | 0 | 0 | 0 | 0 | 0 | 0 | 0 | 0 | 0 | 0 | 0 | 0 | 0 | 0 | 0 | 0 | 0 | 0 | 0 | 0 | 0 | 0
[5 empty] | C3 | 0 | 0 | 0 | 0 | 0 | 0 | 0 | 0 | 0 | 0 | 0 | 0 | 0 | 0 | 0 | 0 | 0 | 0 | 0 | 0 | 0 | 0 | 0 | 0 | 0 | 0 | 0 | 0 | 0 | 0 | 0 | 0 | 0 | 0 | 0 | 0
[5 empty] | C4 | 0 | 0 | 0 | 0 | 0 | 0 | 0 | 0 | 0 | 0 | 0 | 0 | 0 | 0 | 0 | 0 | 0 | 0 | 0 | 0 | 0 | 0 | 0 | 0 | 0 | 0 | 0 | 0 | 0 | 0 | 0 | 0 | 0 | 0 | 0 | 0
|  | 0 | 0 | 0 |  | 0 | 0 | 0 | 0 | 0 |  | 0 | 0 | 0 | 0 | 0 |  | 0 | 0 | 0 | 0 | 0 |  | 0 | 0 | 0 | 0 | 0 |  | 0 | 0 | 0 | 0 | 0 |  | 0 | 0 | 0 | 0 | 0
| [Please insert new asset category as required] |  |  |  | C1 | 0 | 0 | 0 | 0 | 0 | 0 | 0 | 0 | 0 | 0 | 0 | 0 | 0 | 0 | 0 | 0 | 0 | 0 | 0 | 0 | 0 | 0 | 0 | 0 | 0 | 0 | 0 | 0 | 0 | 0 | 0 | 0 | 0 | 0 | 0 | 0
[5 empty] | C2 | 0 | 0 | 0 | 0 | 0 | 0 | 0 | 0 | 0 | 0 | 0 | 0 | 0 | 0 | 0 | 0 | 0 | 0 | 0 | 0 | 0 | 0 | 0 | 0 | 0 | 0 | 0 | 0 | 0 | 0 | 0 | 0 | 0 | 0 | 0 | 0
[5 empty] | C3 | 0 | 0 | 0 | 0 | 0 | 0 | 0 | 0 | 0 | 0 | 0 | 0 | 0 | 0 | 0 | 0 | 0 | 0 | 0 | 0 | 0 | 0 | 0 | 0 | 0 | 0 | 0 | 0 | 0 | 0 | 0 | 0 | 0 | 0 | 0 | 0
[5 empty] | C4 | 0 | 0 | 0 | 0 | 0 | 0 | 0 | 0 | 0 | 0 | 0 | 0 | 0 | 0 | 0 | 0 | 0 | 0 | 0 | 0 | 0 | 0 | 0 | 0 | 0 | 0 | 0 | 0 | 0 | 0 | 0 | 0 | 0 | 0 | 0 | 0
|  | 0 | 0 | 0 |  | 0 | 0 | 0 | 0 | 0 |  | 0 | 0 | 0 | 0 | 0 |  | 0 | 0 | 0 | 0 | 0 |  | 0 | 0 | 0 | 0 | 0 |  | 0 | 0 | 0 | 0 | 0 |  | 0 | 0 | 0 | 0 | 0
HV Network
| HV Switchgear (GM) - Primary |  |  |  | C1 | 312 | 461 | 253 | 229 | 644 | 1899 | 239 | 463 | 254 | 233 | 678 | 1867 | 0 | 0 | 0 | 0 | 0 | 0 | 161 | 561 | 185 | 129 | 864 | 1900 | 0 | 0 | 0 | 0 | 0 | 0 | 106 | 578 | 142 | 93 | 981 | 1900
[5 empty] | C2 | 74 | 110 | 60 | 54 | 153 | 451 | 57 | 110 | 60 | 55 | 161 | 443 | 0 | 0 | 0 | 0 | 0 | 0 | 38 | 133 | 44 | 31 | 205 | 451 | 0 | 0 | 0 | 0 | 0 | 0 | 25 | 137 | 34 | 22 | 233 | 451
[5 empty] | C3 | 386 | 569 | 313 | 283 | 796 | 2347 | 295 | 572 | 315 | 288 | 838 | 2308 | 0 | 0 | 0 | 0 | 0 | 0 | 200 | 692 | 228 | 160 | 1066 | 2346 | 0 | 0 | 0 | 0 | 0 | 0 | 132 | 713 | 174 | 116 | 1211 | 2346
[5 empty] | C4 | 0 | 0 | 0 | 0 | 0 | 0 | 0 | 0 | 0 | 0 | 0 | 0 | 0 | 0 | 0 | 0 | 0 | 0 | 0 | 0 | 0 | 0 | 0 | 0 | 0 | 0 | 0 | 0 | 0 | 0 | 0 | 0 | 0 | 0 | 0 | 0
|  | Yes | 4697 | 4697 |  | 772 | 1140 | 626 | 566 | 1593 |  | 591 | 1145 | 629 | 576 | 1677 |  | 0 | 0 | 0 | 0 | 0 |  | 399 | 1386 | 457 | 320 | 2135 |  | 0 | 0 | 0 | 0 | 0 |  | 263 | 1428 | 350 | 231 | 2425
| HV Switchgear (GM) - Distribution |  |  |  | C1 | 1 | 6 | 3 | 1 | 1 | 12 | 1 | 6 | 3 | 1 | 1 | 12 | 0.071078 | -0.049755 | 0 | -0.021324 | 0 | 1.0408e-17 | 1 | 5 | 3 | 1 | 2 | 12 | 0.14216 | -0.09951 | 0 | -0.042647 | 0 | 2.0817e-17 | 1 | 5 | 2 | 1 | 3 | 12
[5 empty] | C2 | 2639 | 14945 | 6789 | 1775 | 2816 | 28964 | 1310 | 15230 | 7011 | 1941 | 3415 | 28907 | 170.8427 | -119.5899 | 0 | -51.2528 | 0 | 1.4211e-14 | 2555 | 13020 | 6152 | 2634 | 4601 | 28962 | 341.6855 | -239.1798 | 0 | -102.5056 | 0 | 2.8422e-14 | 2437 | 11427 | 5340 | 2529 | 7229 | 28962
[5 empty] | C3 | 137 | 777 | 353 | 92 | 146 | 1505 | 68 | 792 | 364 | 101 | 177 | 1502 | 8.8789 | -6.2152 | 0 | -2.6637 | 0 | 1.3323e-15 | 133 | 677 | 320 | 137 | 239 | 1506 | 17.7577 | -12.4304 | 0 | -5.3273 | 0 | 2.6645e-15 | 127 | 594 | 278 | 131 | 376 | 1506
[5 empty] | C4 | 3 | 18 | 8 | 2 | 3 | 34 | 2 | 18 | 9 | 2 | 4 | 35 | 0.20731 | -0.14512 | 0 | -0.062194 | 0 | 1.3878e-17 | 3 | 16 | 7 | 3 | 6 | 35 | 0.41462 | -0.29024 | 0 | -0.12439 | 0 | 2.7756e-17 | 3 | 14 | 6 | 3 | 9 | 35
|  | Yes | 30515 | 28723 |  | 2780 | 15746 | 7153 | 1870 | 2966 |  | 1381 | 16046 | 7387 | 2045 | 3597 |  | 180 | -126 | 0 | -54 | 0 |  | 2692 | 13718 | 6482 | 2775 | 4848 |  | 360 | -252 | 0 | -108 | 0 |  | 2568 | 12040 | 5626 | 2664 | 7617
| HV Transformer (GM) |  |  |  | C1 | 0 | 0 | 0 | 0 | 0 | 0 | 0 | 0 | 0 | 0 | 0 | 0 | 0 | 0 | 0 | 0 | 0 | 0 | 0 | 0 | 0 | 0 | 0 | 0 | 0 | 0 | 0 | 0 | 0 | 0 | 0 | 0 | 0 | 0 | 0 | 0
[5 empty] | C2 | 4823 | 6506 | 2560 | 334 | 322 | 14545 | 4284 | 6630 | 2571 | 336 | 588 | 14409 | 165.8798 | -113.4967 | -26.1915 | 0 | -26.1915 | 0 | 4178 | 6111 | 3001 | 644 | 613 | 14547 | 331.7595 | -226.9934 | -52.3831 | 0 | -52.3831 | 0 | 3436 | 5557 | 3195 | 1197 | 1161 | 14546
[5 empty] | C3 | 760 | 1025 | 403 | 53 | 51 | 2292 | 675 | 1044 | 405 | 53 | 93 | 2270 | 26.1202 | -17.8717 | -4.1242 | 0 | -4.1242 | 0 | 658 | 962 | 473 | 101 | 96 | 2290 | 52.2405 | -35.7435 | -8.2485 | 0 | -8.2485 | 0 | 541 | 875 | 503 | 189 | 183 | 2291
[5 empty] | C4 | 0 | 0 | 0 | 0 | 0 | 0 | 0 | 0 | 0 | 0 | 0 | 0 | 0 | 0 | 0 | 0 | 0 | 0 | 0 | 0 | 0 | 0 | 0 | 0 | 0 | 0 | 0 | 0 | 0 | 0 | 0 | 0 | 0 | 0 | 0 | 0
|  | Yes | 16837 | 16833 |  | 5583 | 7531 | 2963 | 387 | 373 |  | 4959 | 7674 | 2976 | 389 | 681 |  | 192 | -131.3684 | -30.3158 | 0 | -30.3158 |  | 4836 | 7073 | 3474 | 745 | 709 |  | 384 | -262.7368 | -60.6316 | 0 | -60.6316 |  | 3977 | 6432 | 3698 | 1386 | 1344
| HV UG Cable |  |  |  | C1 | 0 | 0 | 0 | 0 | 0 | 0 | 0 | 0 | 0 | 0 | 0 | 0 | 0 | 0 | 0 | 0 | 0 | 0 | 0 | 0 | 0 | 0 | 0 | 0 | 0 | 0 | 0 | 0 | 0 | 0 | 0 | 0 | 0 | 0 | 0 | 0
[5 empty] | C2 | 0 | 0 | 0 | 0 | 0 | 0 | 0 | 0 | 0 | 0 | 0 | 0 | 0 | 0 | 0 | 0 | 0 | 0 | 0 | 0 | 0 | 0 | 0 | 0 | 0 | 0 | 0 | 0 | 0 | 0 | 0 | 0 | 0 | 0 | 0 | 0
[5 empty] | C3 | 0 | 0 | 0 | 0 | 0 | 0 | 0 | 0 | 0 | 0 | 0 | 0 | 0 | 0 | 0 | 0 | 0 | 0 | 0 | 0 | 0 | 0 | 0 | 0 | 0 | 0 | 0 | 0 | 0 | 0 | 0 | 0 | 0 | 0 | 0 | 0
[5 empty] | C4 | 0 | 0 | 0 | 0 | 0 | 0 | 0 | 0 | 0 | 0 | 0 | 0 | 0 | 0 | 0 | 0 | 0 | 0 | 0 | 0 | 0 | 0 | 0 | 0 | 0 | 0 | 0 | 0 | 0 | 0 | 0 | 0 | 0 | 0 | 0 | 0
|  | No | 0 | 0 |  | 0 | 0 | 0 | 0 | 0 |  | 0 | 0 | 0 | 0 | 0 |  | 0 | 0 | 0 | 0 | 0 |  | 0 | 0 | 0 | 0 | 0 |  | 0 | 0 | 0 | 0 | 0 |  | 0 | 0 | 0 | 0 | 0
| HV OHL Support - Poles |  |  |  | C1 | 204 | 1790 | 1305 | 281 | 48 | 3628 | 44 | 1814 | 1321 | 320 | 128 | 3627 | 0 | 0 | 0 | 0 | 0 | 0 | 192 | 1677 | 1326 | 316 | 117 | 3628 | 0 | 0 | 0 | 0 | 0 | 0 | 185 | 1663 | 1340 | 304 | 137 | 3629
[5 empty] | C2 | 4224 | 37056 | 27000 | 5822 | 997 | 75099 | 902 | 37540 | 27350 | 6618 | 2653 | 75063 | 0 | 0 | 0 | 0 | 0 | 0 | 3970 | 34721 | 27449 | 6541 | 2419 | 75100 | 0 | 0 | 0 | 0 | 0 | 0 | 3829 | 34431 | 27726 | 6284 | 2830 | 75100
[5 empty] | C3 | 1134 | 9950 | 7251 | 1563 | 268 | 20166 | 242 | 10080 | 7344 | 1777 | 712 | 20155 | 0 | 0 | 0 | 0 | 0 | 0 | 1066 | 9323 | 7371 | 1757 | 649 | 20166 | 0 | 0 | 0 | 0 | 0 | 0 | 1028 | 9245 | 7445 | 1687 | 760 | 20165
[5 empty] | C4 | 4 | 38 | 28 | 6 | 1 | 77 | 1 | 38 | 28 | 7 | 3 | 77 | 0 | 0 | 0 | 0 | 0 | 0 | 4 | 35 | 28 | 7 | 2 | 76 | 0 | 0 | 0 | 0 | 0 | 0 | 4 | 35 | 28 | 6 | 3 | 76
|  | Yes | 98970 | 98970 |  | 5566 | 48834 | 35584 | 7672 | 1314 |  | 1189 | 49472 | 36043 | 8722 | 3496 |  | 0 | 0 | 0 | 0 | 0 |  | 5232 | 45756 | 36174 | 8621 | 3187 |  | 0 | 0 | 0 | 0 | 0 |  | 5046 | 45374 | 36539 | 8281 | 3730
| [Please insert new asset category as required] |  |  |  | C1 | 0 | 0 | 0 | 0 | 0 | 0 | 0 | 0 | 0 | 0 | 0 | 0 | 0 | 0 | 0 | 0 | 0 | 0 | 0 | 0 | 0 | 0 | 0 | 0 | 0 | 0 | 0 | 0 | 0 | 0 | 0 | 0 | 0 | 0 | 0 | 0
[5 empty] | C2 | 0 | 0 | 0 | 0 | 0 | 0 | 0 | 0 | 0 | 0 | 0 | 0 | 0 | 0 | 0 | 0 | 0 | 0 | 0 | 0 | 0 | 0 | 0 | 0 | 0 | 0 | 0 | 0 | 0 | 0 | 0 | 0 | 0 | 0 | 0 | 0
[5 empty] | C3 | 0 | 0 | 0 | 0 | 0 | 0 | 0 | 0 | 0 | 0 | 0 | 0 | 0 | 0 | 0 | 0 | 0 | 0 | 0 | 0 | 0 | 0 | 0 | 0 | 0 | 0 | 0 | 0 | 0 | 0 | 0 | 0 | 0 | 0 | 0 | 0
[5 empty] | C4 | 0 | 0 | 0 | 0 | 0 | 0 | 0 | 0 | 0 | 0 | 0 | 0 | 0 | 0 | 0 | 0 | 0 | 0 | 0 | 0 | 0 | 0 | 0 | 0 | 0 | 0 | 0 | 0 | 0 | 0 | 0 | 0 | 0 | 0 | 0 | 0
|  | 0 | 0 | 0 |  | 0 | 0 | 0 | 0 | 0 |  | 0 | 0 | 0 | 0 | 0 |  | 0 | 0 | 0 | 0 | 0 |  | 0 | 0 | 0 | 0 | 0 |  | 0 | 0 | 0 | 0 | 0 |  | 0 | 0 | 0 | 0 | 0
| [Please insert new asset category as required] |  |  |  | C1 | 0 | 0 | 0 | 0 | 0 | 0 | 0 | 0 | 0 | 0 | 0 | 0 | 0 | 0 | 0 | 0 | 0 | 0 | 0 | 0 | 0 | 0 | 0 | 0 | 0 | 0 | 0 | 0 | 0 | 0 | 0 | 0 | 0 | 0 | 0 | 0
[5 empty] | C2 | 0 | 0 | 0 | 0 | 0 | 0 | 0 | 0 | 0 | 0 | 0 | 0 | 0 | 0 | 0 | 0 | 0 | 0 | 0 | 0 | 0 | 0 | 0 | 0 | 0 | 0 | 0 | 0 | 0 | 0 | 0 | 0 | 0 | 0 | 0 | 0
[5 empty] | C3 | 0 | 0 | 0 | 0 | 0 | 0 | 0 | 0 | 0 | 0 | 0 | 0 | 0 | 0 | 0 | 0 | 0 | 0 | 0 | 0 | 0 | 0 | 0 | 0 | 0 | 0 | 0 | 0 | 0 | 0 | 0 | 0 | 0 | 0 | 0 | 0
[5 empty] | C4 | 0 | 0 | 0 | 0 | 0 | 0 | 0 | 0 | 0 | 0 | 0 | 0 | 0 | 0 | 0 | 0 | 0 | 0 | 0 | 0 | 0 | 0 | 0 | 0 | 0 | 0 | 0 | 0 | 0 | 0 | 0 | 0 | 0 | 0 | 0 | 0
|  | 0 | 0 | 0 |  | 0 | 0 | 0 | 0 | 0 |  | 0 | 0 | 0 | 0 | 0 |  | 0 | 0 | 0 | 0 | 0 |  | 0 | 0 | 0 | 0 | 0 |  | 0 | 0 | 0 | 0 | 0 |  | 0 | 0 | 0 | 0 | 0
| [Please insert new asset category as required] |  |  |  | C1 | 0 | 0 | 0 | 0 | 0 | 0 | 0 | 0 | 0 | 0 | 0 | 0 | 0 | 0 | 0 | 0 | 0 | 0 | 0 | 0 | 0 | 0 | 0 | 0 | 0 | 0 | 0 | 0 | 0 | 0 | 0 | 0 | 0 | 0 | 0 | 0
[5 empty] | C2 | 0 | 0 | 0 | 0 | 0 | 0 | 0 | 0 | 0 | 0 | 0 | 0 | 0 | 0 | 0 | 0 | 0 | 0 | 0 | 0 | 0 | 0 | 0 | 0 | 0 | 0 | 0 | 0 | 0 | 0 | 0 | 0 | 0 | 0 | 0 | 0
[5 empty] | C3 | 0 | 0 | 0 | 0 | 0 | 0 | 0 | 0 | 0 | 0 | 0 | 0 | 0 | 0 | 0 | 0 | 0 | 0 | 0 | 0 | 0 | 0 | 0 | 0 | 0 | 0 | 0 | 0 | 0 | 0 | 0 | 0 | 0 | 0 | 0 | 0
[5 empty] | C4 | 0 | 0 | 0 | 0 | 0 | 0 | 0 | 0 | 0 | 0 | 0 | 0 | 0 | 0 | 0 | 0 | 0 | 0 | 0 | 0 | 0 | 0 | 0 | 0 | 0 | 0 | 0 | 0 | 0 | 0 | 0 | 0 | 0 | 0 | 0 | 0
|  | 0 | 0 | 0 |  | 0 | 0 | 0 | 0 | 0 |  | 0 | 0 | 0 | 0 | 0 |  | 0 | 0 | 0 | 0 | 0 |  | 0 | 0 | 0 | 0 | 0 |  | 0 | 0 | 0 | 0 | 0 |  | 0 | 0 | 0 | 0 | 0
| [Please insert new asset category as required] |  |  |  | C1 | 0 | 0 | 0 | 0 | 0 | 0 | 0 | 0 | 0 | 0 | 0 | 0 | 0 | 0 | 0 | 0 | 0 | 0 | 0 | 0 | 0 | 0 | 0 | 0 | 0 | 0 | 0 | 0 | 0 | 0 | 0 | 0 | 0 | 0 | 0 | 0
[5 empty] | C2 | 0 | 0 | 0 | 0 | 0 | 0 | 0 | 0 | 0 | 0 | 0 | 0 | 0 | 0 | 0 | 0 | 0 | 0 | 0 | 0 | 0 | 0 | 0 | 0 | 0 | 0 | 0 | 0 | 0 | 0 | 0 | 0 | 0 | 0 | 0 | 0
[5 empty] | C3 | 0 | 0 | 0 | 0 | 0 | 0 | 0 | 0 | 0 | 0 | 0 | 0 | 0 | 0 | 0 | 0 | 0 | 0 | 0 | 0 | 0 | 0 | 0 | 0 | 0 | 0 | 0 | 0 | 0 | 0 | 0 | 0 | 0 | 0 | 0 | 0
[5 empty] | C4 | 0 | 0 | 0 | 0 | 0 | 0 | 0 | 0 | 0 | 0 | 0 | 0 | 0 | 0 | 0 | 0 | 0 | 0 | 0 | 0 | 0 | 0 | 0 | 0 | 0 | 0 | 0 | 0 | 0 | 0 | 0 | 0 | 0 | 0 | 0 | 0
|  | 0 | 0 | 0 |  | 0 | 0 | 0 | 0 | 0 |  | 0 | 0 | 0 | 0 | 0 |  | 0 | 0 | 0 | 0 | 0 |  | 0 | 0 | 0 | 0 | 0 |  | 0 | 0 | 0 | 0 | 0 |  | 0 | 0 | 0 | 0 | 0
| [Please insert new asset category as required] |  |  |  | C1 | 0 | 0 | 0 | 0 | 0 | 0 | 0 | 0 | 0 | 0 | 0 | 0 | 0 | 0 | 0 | 0 | 0 | 0 | 0 | 0 | 0 | 0 | 0 | 0 | 0 | 0 | 0 | 0 | 0 | 0 | 0 | 0 | 0 | 0 | 0 | 0
[5 empty] | C2 | 0 | 0 | 0 | 0 | 0 | 0 | 0 | 0 | 0 | 0 | 0 | 0 | 0 | 0 | 0 | 0 | 0 | 0 | 0 | 0 | 0 | 0 | 0 | 0 | 0 | 0 | 0 | 0 | 0 | 0 | 0 | 0 | 0 | 0 | 0 | 0
[5 empty] | C3 | 0 | 0 | 0 | 0 | 0 | 0 | 0 | 0 | 0 | 0 | 0 | 0 | 0 | 0 | 0 | 0 | 0 | 0 | 0 | 0 | 0 | 0 | 0 | 0 | 0 | 0 | 0 | 0 | 0 | 0 | 0 | 0 | 0 | 0 | 0 | 0
[5 empty] | C4 | 0 | 0 | 0 | 0 | 0 | 0 | 0 | 0 | 0 | 0 | 0 | 0 | 0 | 0 | 0 | 0 | 0 | 0 | 0 | 0 | 0 | 0 | 0 | 0 | 0 | 0 | 0 | 0 | 0 | 0 | 0 | 0 | 0 | 0 | 0 | 0
|  | 0 | 0 | 0 |  | 0 | 0 | 0 | 0 | 0 |  | 0 | 0 | 0 | 0 | 0 |  | 0 | 0 | 0 | 0 | 0 |  | 0 | 0 | 0 | 0 | 0 |  | 0 | 0 | 0 | 0 | 0 |  | 0 | 0 | 0 | 0 | 0
EHV Network
| EHV Switchgear (GM) |  |  |  | C1 | 215 | 458 | 214 | 23 | 27 | 937 | 174 | 460 | 214 | 24 | 45 | 917 | 0 | 0 | 0 | 0 | 0 | 0 | 184 | 319 | 345 | 45 | 41 | 934 | 0 | 0 | 0 | 0 | 0 | 0 | 170 | 231 | 377 | 75 | 83 | 936
[5 empty] | C2 | 77 | 163 | 76 | 8 | 9 | 333 | 62 | 164 | 77 | 9 | 16 | 328 | 0 | 0 | 0 | 0 | 0 | 0 | 66 | 114 | 123 | 17 | 15 | 335 | 0 | 0 | 0 | 0 | 0 | 0 | 60 | 82 | 135 | 27 | 30 | 334
[5 empty] | C3 | 68 | 144 | 67 | 7 | 8 | 294 | 55 | 144 | 67 | 8 | 14 | 288 | 0 | 0 | 0 | 0 | 0 | 0 | 58 | 100 | 108 | 15 | 13 | 294 | 0 | 0 | 0 | 0 | 0 | 0 | 53 | 72 | 119 | 24 | 26 | 294
[5 empty] | C4 | 50 | 106 | 50 | 5 | 6 | 217 | 40 | 107 | 50 | 6 | 10 | 213 | 0 | 0 | 0 | 0 | 0 | 0 | 43 | 74 | 80 | 11 | 10 | 218 | 0 | 0 | 0 | 0 | 0 | 0 | 39 | 53 | 88 | 18 | 19 | 217
|  | Yes | 1781 | 1791 |  | 410 | 871 | 407 | 43 | 50 |  | 331 | 875 | 408 | 47 | 85 |  | 0 | 0 | 0 | 0 | 0 |  | 351 | 607 | 656 | 88 | 79 |  | 0 | 0 | 0 | 0 | 0 |  | 322 | 438 | 719 | 144 | 158
| EHV Transformer |  |  |  | C1 | 45 | 96 | 206 | 43 | 49 | 439 | 35 | 95 | 206 | 43 | 59 | 438 | 0 | 0 | 0 | 0 | 0 | 0 | 29 | 75 | 143 | 90 | 102 | 439 | 0 | 0 | 0 | 0 | 0 | 0 | 20 | 76 | 45 | 88 | 210 | 439
[5 empty] | C2 | 19 | 42 | 90 | 19 | 22 | 192 | 15 | 42 | 90 | 19 | 25 | 191 | 0 | 0 | 0 | 0 | 0 | 0 | 13 | 33 | 62 | 39 | 45 | 192 | 0 | 0 | 0 | 0 | 0 | 0 | 9 | 33 | 19 | 39 | 92 | 192
[5 empty] | C3 | 5 | 12 | 25 | 5 | 6 | 53 | 4 | 12 | 25 | 5 | 7 | 53 | 0 | 0 | 0 | 0 | 0 | 0 | 4 | 9 | 17 | 11 | 13 | 54 | 0 | 0 | 0 | 0 | 0 | 0 | 2 | 9 | 5 | 11 | 26 | 53
[5 empty] | C4 | 4 | 8 | 17 | 3 | 4 | 36 | 3 | 8 | 17 | 3 | 5 | 36 | 0 | 0 | 0 | 0 | 0 | 0 | 2 | 6 | 12 | 7 | 8 | 35 | 0 | 0 | 0 | 0 | 0 | 0 | 2 | 6 | 4 | 7 | 17 | 36
|  | Yes | 720 | 729 |  | 73 | 158 | 338 | 70 | 81 |  | 57 | 157 | 338 | 70 | 96 |  | 0 | 0 | 0 | 0 | 0 |  | 48 | 123 | 234 | 147 | 168 |  | 0 | 0 | 0 | 0 | 0 |  | 33 | 124 | 73 | 145 | 345
| EHV UG Cable (Gas) |  |  |  | C1 | 0 | 0 | 0 | 0 | 0 | 0 | 0 | 0 | 0 | 0 | 0 | 0 | 0 | 0 | 0 | 0 | 0 | 0 | 0 | 0 | 0 | 0 | 0 | 0 | 0 | 0 | 0 | 0 | 0 | 0 | 0 | 0 | 0 | 0 | 0 | 0
[5 empty] | C2 | 2.9791 | 33.92 | 35.102 | 93.8026 | 61.2642 | 227.0678 | 2.9321 | 33.932 | 35.1378 | 100.9511 | 61.287 | 234.2399 | 0 | 0 | 0 | 0 | 0 | 0 | 0.34134 | 26.886 | 37.7396 | 78.8553 | 83.2452 | 227.0675 | 0 | 0 | 0 | 0 | 0 | 0 | 0.34134 | 12.8181 | 39.8921 | 25.7067 | 148.3093 | 227.0675
[5 empty] | C3 | 0 | 0 | 0 | 0 | 0 | 0 | 0 | 0 | 0 | 0 | 0 | 0 | 0 | 0 | 0 | 0 | 0 | 0 | 0 | 0 | 0 | 0 | 0 | 0 | 0 | 0 | 0 | 0 | 0 | 0 | 0 | 0 | 0 | 0 | 0 | 0
[5 empty] | C4 | 0 | 0 | 0 | 0 | 0 | 0 | 0 | 0 | 0 | 0 | 0 | 0 | 0 | 0 | 0 | 0 | 0 | 0 | 0 | 0 | 0 | 0 | 0 | 0 | 0 | 0 | 0 | 0 | 0 | 0 | 0 | 0 | 0 | 0 | 0 | 0
|  | Yes | 227.0678 | 211.0675 |  | 2.9791 | 33.92 | 35.102 | 93.8026 | 61.2642 |  | 2.9321 | 33.932 | 35.1378 | 100.9511 | 61.287 |  | 0 | 0 | 0 | 0 | 0 |  | 0.34134 | 26.886 | 37.7396 | 78.8553 | 83.2452 |  | 0 | 0 | 0 | 0 | 0 |  | 0.34134 | 12.8181 | 39.8921 | 25.7067 | 148.3093
| EHV UG Cable (Oil) |  |  |  | C1 | 1.6369 | 2.5218 | 2.8663 | 6.9395 | 3.1171 | 17.0815 | 1.63 | 2.5796 | 3.0569 | 8.8085 | 4.8454 | 20.9204 | 0.013954 | -0.0013164 | -0.004344 | -0.0057482 | -0.002545 | 0 | 0.0090919 | 3.5395 | 2.8444 | 5.6227 | 5.0659 | 17.0815 | 0.027907 | -0.0026327 | -0.0086881 | -0.011496 | -0.00509 | 0 | 0.0090919 | 2.2753 | 3.4238 | 1.729 | 9.6443 | 17.0815
[5 empty] | C2 | 23.651 | 36.4363 | 41.4126 | 100.2639 | 45.0362 | 246.8 | 23.5502 | 37.2712 | 44.1675 | 127.2676 | 70.0084 | 302.2649 | 0.20161 | -0.019019 | -0.062764 | -0.083051 | -0.036771 | 0 | 0.13136 | 51.1394 | 41.0967 | 81.2383 | 73.1937 | 246.7995 | 0.40321 | -0.038039 | -0.12553 | -0.1661 | -0.073542 | 0 | 0.13136 | 32.875 | 49.4679 | 24.9812 | 139.3439 | 246.7995
[5 empty] | C3 | 2.8672 | 4.4172 | 5.0205 | 12.155 | 5.4598 | 29.9197 | 2.855 | 4.5184 | 5.3544 | 15.4287 | 8.4871 | 36.6437 | 0.024441 | -0.0023057 | -0.0076089 | -0.010068 | -0.0044577 | 0 | 0.015925 | 6.1996 | 4.9822 | 9.8485 | 8.8733 | 29.9196 | 0.048881 | -0.0046115 | -0.015218 | -0.020137 | -0.0089155 | 0 | 0.015925 | 3.9855 | 5.997 | 3.0285 | 16.8927 | 29.9196
[5 empty] | C4 | 0 | 0 | 0 | 0 | 0 | 0 | 0 | 0 | 0 | 0 | 0 | 0 | 0 | 0 | 0 | 0 | 0 | 0 | 0 | 0 | 0 | 0 | 0 | 0 | 0 | 0 | 0 | 0 | 0 | 0 | 0 | 0 | 0 | 0 | 0 | 0
|  | Yes | 293.8012 | 248.8005 |  | 28.1551 | 43.3753 | 49.2994 | 119.3584 | 53.613 |  | 28.0351 | 44.3692 | 52.5789 | 151.5048 | 83.3409 |  | 0.24 | -0.022642 | -0.074717 | -0.098868 | -0.043774 |  | 0.15638 | 60.8785 | 48.9233 | 96.7095 | 87.1329 |  | 0.48 | -0.045283 | -0.14943 | -0.19774 | -0.087547 |  | 0.15638 | 39.1358 | 58.8887 | 29.7387 | 165.8809
| EHV UG Cable (Non Pressurised) |  |  |  | C1 | 0 | 0 | 0 | 0 | 0 | 0 | 0 | 0 | 0 | 0 | 0 | 0 | 0 | 0 | 0 | 0 | 0 | 0 | 0 | 0 | 0 | 0 | 0 | 0 | 0 | 0 | 0 | 0 | 0 | 0 | 0 | 0 | 0 | 0 | 0 | 0
[5 empty] | C2 | 0 | 0 | 0 | 0 | 0 | 0 | 0 | 0 | 0 | 0 | 0 | 0 | 0 | 0 | 0 | 0 | 0 | 0 | 0 | 0 | 0 | 0 | 0 | 0 | 0 | 0 | 0 | 0 | 0 | 0 | 0 | 0 | 0 | 0 | 0 | 0
[5 empty] | C3 | 0 | 0 | 0 | 0 | 0 | 0 | 0 | 0 | 0 | 0 | 0 | 0 | 0 | 0 | 0 | 0 | 0 | 0 | 0 | 0 | 0 | 0 | 0 | 0 | 0 | 0 | 0 | 0 | 0 | 0 | 0 | 0 | 0 | 0 | 0 | 0
[5 empty] | C4 | 0 | 0 | 0 | 0 | 0 | 0 | 0 | 0 | 0 | 0 | 0 | 0 | 0 | 0 | 0 | 0 | 0 | 0 | 0 | 0 | 0 | 0 | 0 | 0 | 0 | 0 | 0 | 0 | 0 | 0 | 0 | 0 | 0 | 0 | 0 | 0
|  | No | 0 | 0 |  | 0 | 0 | 0 | 0 | 0 |  | 0 | 0 | 0 | 0 | 0 |  | 0 | 0 | 0 | 0 | 0 |  | 0 | 0 | 0 | 0 | 0 |  | 0 | 0 | 0 | 0 | 0 |  | 0 | 0 | 0 | 0 | 0
| EHV OHL Support - Towers |  |  |  | C1 | 26 | 441 | 68 | 24 | 134 | 693 | 26 | 395 | 94 | 40 | 140 | 695 | 0 | 0 | 0 | 0 | 0 | 0 | 0 | 261 | 208 | 52 | 171 | 692 | 0 | 0 | 0 | 0 | 0 | 0 | 0 | 170 | 162 | 127 | 233 | 692
[5 empty] | C2 | 0 | 0 | 0 | 0 | 0 | 0 | 0 | 0 | 0 | 0 | 0 | 0 | 0 | 0 | 0 | 0 | 0 | 0 | 0 | 0 | 0 | 0 | 0 | 0 | 0 | 0 | 0 | 0 | 0 | 0 | 0 | 0 | 0 | 0 | 0 | 0
[5 empty] | C3 | 0 | 4 | 1 | 0 | 1 | 6 | 0 | 4 | 1 | 0 | 1 | 6 | 0 | 0 | 0 | 0 | 0 | 0 | 0 | 2 | 2 | 1 | 2 | 7 | 0 | 0 | 0 | 0 | 0 | 0 | 0 | 2 | 2 | 1 | 2 | 7
[5 empty] | C4 | 8 | 147 | 23 | 8 | 45 | 231 | 8 | 131 | 31 | 13 | 46 | 229 | 0 | 0 | 0 | 0 | 0 | 0 | 0 | 87 | 69 | 18 | 57 | 231 | 0 | 0 | 0 | 0 | 0 | 0 | 0 | 57 | 54 | 42 | 78 | 231
|  | Yes | 930 | 895 |  | 34 | 592 | 92 | 32 | 180 |  | 34 | 530 | 126 | 53 | 187 |  | 0 | 0 | 0 | 0 | 0 |  | 0 | 350 | 279 | 71 | 230 |  | 0 | 0 | 0 | 0 | 0 |  | 0 | 229 | 218 | 170 | 313
| EHV OHL Support - Poles |  |  |  | C1 | 12 | 112 | 108 | 21 | 10 | 263 | 2 | 114 | 110 | 24 | 15 | 265 | 0 | 0 | 0 | 0 | 0 | 0 | 12 | 94 | 122 | 25 | 12 | 265 | 0 | 0 | 0 | 0 | 0 | 0 | 12 | 82 | 127 | 28 | 16 | 265
[5 empty] | C2 | 423 | 3799 | 3664 | 722 | 332 | 8940 | 52 | 3863 | 3736 | 805 | 507 | 8963 | 0 | 0 | 0 | 0 | 0 | 0 | 417 | 3167 | 4116 | 846 | 393 | 8939 | 0 | 0 | 0 | 0 | 0 | 0 | 413 | 2761 | 4281 | 959 | 525 | 8939
[5 empty] | C3 | 157 | 1412 | 1363 | 268 | 124 | 3324 | 19 | 1436 | 1389 | 300 | 188 | 3332 | 0 | 0 | 0 | 0 | 0 | 0 | 155 | 1178 | 1530 | 315 | 146 | 3324 | 0 | 0 | 0 | 0 | 0 | 0 | 154 | 1027 | 1591 | 357 | 195 | 3324
[5 empty] | C4 | 0 | 3 | 3 | 1 | 0 | 7 | 0 | 3 | 3 | 1 | 0 | 7 | 0 | 0 | 0 | 0 | 0 | 0 | 0 | 2 | 3 | 1 | 0 | 6 | 0 | 0 | 0 | 0 | 0 | 0 | 0 | 2 | 3 | 1 | 0 | 6
|  | Yes | 12534 | 12609 |  | 592 | 5326 | 5138 | 1012 | 466 |  | 73 | 5416 | 5238 | 1130 | 710 |  | 0 | 0 | 0 | 0 | 0 |  | 584 | 4441 | 5771 | 1187 | 551 |  | 0 | 0 | 0 | 0 | 0 |  | 579 | 3872 | 6002 | 1345 | 736
| EHV OHL Fittings and Conductors (Tower Lines) |  |  |  | C1 | 60.0911 | 197.1135 | 4.2075 | 0.74518 | 2.2355 | 264.3928 | 0 | 235.0812 | 14.1584 | 0.74518 | 2.2355 | 252.2203 | 0 | 0 | 0 | 0 | 0 | 0 | 60.0911 | 168.7967 | 25.0724 | 4.4711 | 5.9614 | 264.3928 | 0 | 0 | 0 | 0 | 0 | 0 | 60.0911 | 147.1866 | 18.3658 | 18.6294 | 20.1198 | 264.3928
[5 empty] | C2 | 0.081868 | 0.26855 | 0.0057322 | 0.0010152 | 0.0030457 | 0.36021 | 0 | 0.32027 | 0.019289 | 0.0010152 | 0.0030457 | 0.34362 | 0 | 0 | 0 | 0 | 0 | 0 | 0.081868 | 0.22997 | 0.034159 | 0.0060914 | 0.0081218 | 0.36021 | 0 | 0 | 0 | 0 | 0 | 0 | 0.081868 | 0.20053 | 0.025022 | 0.025381 | 0.027411 | 0.36021
[5 empty] | C3 | 0.49121 | 1.6113 | 0.034393 | 0.0060914 | 0.018274 | 2.1612 | 0 | 1.9216 | 0.11574 | 0.0060914 | 0.018274 | 2.0617 | 0 | 0 | 0 | 0 | 0 | 0 | 0.49121 | 1.3798 | 0.20495 | 0.036548 | 0.048731 | 2.1612 | 0 | 0 | 0 | 0 | 0 | 0 | 0.49121 | 1.2032 | 0.15013 | 0.15228 | 0.16447 | 2.1612
[5 empty] | C4 | 19.9758 | 65.5255 | 1.3987 | 0.24772 | 0.74315 | 87.8908 | 0 | 78.1469 | 4.7066 | 0.24772 | 0.74315 | 83.8443 | 0 | 0 | 0 | 0 | 0 | 0 | 19.9758 | 56.1123 | 8.3347 | 1.4863 | 1.9817 | 87.8908 | 0 | 0 | 0 | 0 | 0 | 0 | 19.9758 | 48.9285 | 6.1053 | 6.1929 | 6.6883 | 87.8908
|  | Yes | 354.805 | 340.805 |  | 80.64 | 264.5188 | 5.6462 | 1 | 3 |  | 0 | 315.47 | 19 | 1 | 3 |  | 0 | 0 | 0 | 0 | 0 |  | 80.64 | 226.5188 | 33.6462 | 6 | 8 |  | 0 | 0 | 0 | 0 | 0 |  | 80.64 | 197.5188 | 24.6462 | 25 | 27
| [Please insert new asset category as required] |  |  |  | C1 | 0 | 0 | 0 | 0 | 0 | 0 | 0 | 0 | 0 | 0 | 0 | 0 | 0 | 0 | 0 | 0 | 0 | 0 | 0 | 0 | 0 | 0 | 0 | 0 | 0 | 0 | 0 | 0 | 0 | 0 | 0 | 0 | 0 | 0 | 0 | 0
[5 empty] | C2 | 0 | 0 | 0 | 0 | 0 | 0 | 0 | 0 | 0 | 0 | 0 | 0 | 0 | 0 | 0 | 0 | 0 | 0 | 0 | 0 | 0 | 0 | 0 | 0 | 0 | 0 | 0 | 0 | 0 | 0 | 0 | 0 | 0 | 0 | 0 | 0
[5 empty] | C3 | 0 | 0 | 0 | 0 | 0 | 0 | 0 | 0 | 0 | 0 | 0 | 0 | 0 | 0 | 0 | 0 | 0 | 0 | 0 | 0 | 0 | 0 | 0 | 0 | 0 | 0 | 0 | 0 | 0 | 0 | 0 | 0 | 0 | 0 | 0 | 0
[5 empty] | C4 | 0 | 0 | 0 | 0 | 0 | 0 | 0 | 0 | 0 | 0 | 0 | 0 | 0 | 0 | 0 | 0 | 0 | 0 | 0 | 0 | 0 | 0 | 0 | 0 | 0 | 0 | 0 | 0 | 0 | 0 | 0 | 0 | 0 | 0 | 0 | 0
|  | 0 | 0 | 0 |  | 0 | 0 | 0 | 0 | 0 |  | 0 | 0 | 0 | 0 | 0 |  | 0 | 0 | 0 | 0 | 0 |  | 0 | 0 | 0 | 0 | 0 |  | 0 | 0 | 0 | 0 | 0 |  | 0 | 0 | 0 | 0 | 0
| [Please insert new asset category as required] |  |  |  | C1 | 0 | 0 | 0 | 0 | 0 | 0 | 0 | 0 | 0 | 0 | 0 | 0 | 0 | 0 | 0 | 0 | 0 | 0 | 0 | 0 | 0 | 0 | 0 | 0 | 0 | 0 | 0 | 0 | 0 | 0 | 0 | 0 | 0 | 0 | 0 | 0
[5 empty] | C2 | 0 | 0 | 0 | 0 | 0 | 0 | 0 | 0 | 0 | 0 | 0 | 0 | 0 | 0 | 0 | 0 | 0 | 0 | 0 | 0 | 0 | 0 | 0 | 0 | 0 | 0 | 0 | 0 | 0 | 0 | 0 | 0 | 0 | 0 | 0 | 0
[5 empty] | C3 | 0 | 0 | 0 | 0 | 0 | 0 | 0 | 0 | 0 | 0 | 0 | 0 | 0 | 0 | 0 | 0 | 0 | 0 | 0 | 0 | 0 | 0 | 0 | 0 | 0 | 0 | 0 | 0 | 0 | 0 | 0 | 0 | 0 | 0 | 0 | 0
[5 empty] | C4 | 0 | 0 | 0 | 0 | 0 | 0 | 0 | 0 | 0 | 0 | 0 | 0 | 0 | 0 | 0 | 0 | 0 | 0 | 0 | 0 | 0 | 0 | 0 | 0 | 0 | 0 | 0 | 0 | 0 | 0 | 0 | 0 | 0 | 0 | 0 | 0
|  | 0 | 0 | 0 |  | 0 | 0 | 0 | 0 | 0 |  | 0 | 0 | 0 | 0 | 0 |  | 0 | 0 | 0 | 0 | 0 |  | 0 | 0 | 0 | 0 | 0 |  | 0 | 0 | 0 | 0 | 0 |  | 0 | 0 | 0 | 0 | 0
| [Please insert new asset category as required] |  |  |  | C1 | 0 | 0 | 0 | 0 | 0 | 0 | 0 | 0 | 0 | 0 | 0 | 0 | 0 | 0 | 0 | 0 | 0 | 0 | 0 | 0 | 0 | 0 | 0 | 0 | 0 | 0 | 0 | 0 | 0 | 0 | 0 | 0 | 0 | 0 | 0 | 0
[5 empty] | C2 | 0 | 0 | 0 | 0 | 0 | 0 | 0 | 0 | 0 | 0 | 0 | 0 | 0 | 0 | 0 | 0 | 0 | 0 | 0 | 0 | 0 | 0 | 0 | 0 | 0 | 0 | 0 | 0 | 0 | 0 | 0 | 0 | 0 | 0 | 0 | 0
[5 empty] | C3 | 0 | 0 | 0 | 0 | 0 | 0 | 0 | 0 | 0 | 0 | 0 | 0 | 0 | 0 | 0 | 0 | 0 | 0 | 0 | 0 | 0 | 0 | 0 | 0 | 0 | 0 | 0 | 0 | 0 | 0 | 0 | 0 | 0 | 0 | 0 | 0
[5 empty] | C4 | 0 | 0 | 0 | 0 | 0 | 0 | 0 | 0 | 0 | 0 | 0 | 0 | 0 | 0 | 0 | 0 | 0 | 0 | 0 | 0 | 0 | 0 | 0 | 0 | 0 | 0 | 0 | 0 | 0 | 0 | 0 | 0 | 0 | 0 | 0 | 0
|  | 0 | 0 | 0 |  | 0 | 0 | 0 | 0 | 0 |  | 0 | 0 | 0 | 0 | 0 |  | 0 | 0 | 0 | 0 | 0 |  | 0 | 0 | 0 | 0 | 0 |  | 0 | 0 | 0 | 0 | 0 |  | 0 | 0 | 0 | 0 | 0
| [Please insert new asset category as required] |  |  |  | C1 | 0 | 0 | 0 | 0 | 0 | 0 | 0 | 0 | 0 | 0 | 0 | 0 | 0 | 0 | 0 | 0 | 0 | 0 | 0 | 0 | 0 | 0 | 0 | 0 | 0 | 0 | 0 | 0 | 0 | 0 | 0 | 0 | 0 | 0 | 0 | 0
[5 empty] | C2 | 0 | 0 | 0 | 0 | 0 | 0 | 0 | 0 | 0 | 0 | 0 | 0 | 0 | 0 | 0 | 0 | 0 | 0 | 0 | 0 | 0 | 0 | 0 | 0 | 0 | 0 | 0 | 0 | 0 | 0 | 0 | 0 | 0 | 0 | 0 | 0
[5 empty] | C3 | 0 | 0 | 0 | 0 | 0 | 0 | 0 | 0 | 0 | 0 | 0 | 0 | 0 | 0 | 0 | 0 | 0 | 0 | 0 | 0 | 0 | 0 | 0 | 0 | 0 | 0 | 0 | 0 | 0 | 0 | 0 | 0 | 0 | 0 | 0 | 0
[5 empty] | C4 | 0 | 0 | 0 | 0 | 0 | 0 | 0 | 0 | 0 | 0 | 0 | 0 | 0 | 0 | 0 | 0 | 0 | 0 | 0 | 0 | 0 | 0 | 0 | 0 | 0 | 0 | 0 | 0 | 0 | 0 | 0 | 0 | 0 | 0 | 0 | 0
|  | 0 | 0 | 0 |  | 0 | 0 | 0 | 0 | 0 |  | 0 | 0 | 0 | 0 | 0 |  | 0 | 0 | 0 | 0 | 0 |  | 0 | 0 | 0 | 0 | 0 |  | 0 | 0 | 0 | 0 | 0 |  | 0 | 0 | 0 | 0 | 0
| [Please insert new asset category as required] |  |  |  | C1 | 0 | 0 | 0 | 0 | 0 | 0 | 0 | 0 | 0 | 0 | 0 | 0 | 0 | 0 | 0 | 0 | 0 | 0 | 0 | 0 | 0 | 0 | 0 | 0 | 0 | 0 | 0 | 0 | 0 | 0 | 0 | 0 | 0 | 0 | 0 | 0
[5 empty] | C2 | 0 | 0 | 0 | 0 | 0 | 0 | 0 | 0 | 0 | 0 | 0 | 0 | 0 | 0 | 0 | 0 | 0 | 0 | 0 | 0 | 0 | 0 | 0 | 0 | 0 | 0 | 0 | 0 | 0 | 0 | 0 | 0 | 0 | 0 | 0 | 0
[5 empty] | C3 | 0 | 0 | 0 | 0 | 0 | 0 | 0 | 0 | 0 | 0 | 0 | 0 | 0 | 0 | 0 | 0 | 0 | 0 | 0 | 0 | 0 | 0 | 0 | 0 | 0 | 0 | 0 | 0 | 0 | 0 | 0 | 0 | 0 | 0 | 0 | 0
[5 empty] | C4 | 0 | 0 | 0 | 0 | 0 | 0 | 0 | 0 | 0 | 0 | 0 | 0 | 0 | 0 | 0 | 0 | 0 | 0 | 0 | 0 | 0 | 0 | 0 | 0 | 0 | 0 | 0 | 0 | 0 | 0 | 0 | 0 | 0 | 0 | 0 | 0
|  | 0 | 0 | 0 |  | 0 | 0 | 0 | 0 | 0 |  | 0 | 0 | 0 | 0 | 0 |  | 0 | 0 | 0 | 0 | 0 |  | 0 | 0 | 0 | 0 | 0 |  | 0 | 0 | 0 | 0 | 0 |  | 0 | 0 | 0 | 0 | 0
132kV Network
| 132kV CBs |  |  |  | C1 | 43 | 16 | 2 | 2 | 14 | 77 | 40 | 16 | 2 | 2 | 15 | 75 | 0 | 0 | 0 | 0 | 0 | 0 | 32 | 20 | 4 | 4 | 16 | 76 | 0 | 0 | 0 | 0 | 0 | 0 | 29 | 23 | 4 | 5 | 16 | 77
[5 empty] | C2 | 15 | 6 | 1 | 0 | 5 | 27 | 14 | 6 | 1 | 0 | 5 | 26 | 0 | 0 | 0 | 0 | 0 | 0 | 12 | 7 | 1 | 2 | 6 | 28 | 0 | 0 | 0 | 0 | 0 | 0 | 10 | 8 | 2 | 2 | 6 | 28
[5 empty] | C3 | 50 | 21 | 3 | 1 | 15 | 90 | 46 | 18 | 3 | 1 | 17 | 85 | 0 | 0 | 0 | 0 | 0 | 0 | 38 | 23 | 5 | 5 | 19 | 90 | 0 | 0 | 0 | 0 | 0 | 0 | 33 | 27 | 5 | 5 | 19 | 89
[5 empty] | C4 | 0 | 0 | 0 | 0 | 0 | 0 | 0 | 0 | 0 | 0 | 0 | 0 | 0 | 0 | 0 | 0 | 0 | 0 | 0 | 0 | 0 | 0 | 0 | 0 | 0 | 0 | 0 | 0 | 0 | 0 | 0 | 0 | 0 | 0 | 0 | 0
|  | Yes | 194 | 199 |  | 108 | 43 | 6 | 3 | 34 |  | 100 | 40 | 6 | 3 | 37 |  | 0 | 0 | 0 | 0 | 0 |  | 82 | 50 | 10 | 11 | 41 |  | 0 | 0 | 0 | 0 | 0 |  | 72 | 58 | 11 | 12 | 41
| 132kV Transformer |  |  |  | C1 | 12 | 19 | 15 | 7 | 6 | 59 | 5 | 19 | 15 | 7 | 11 | 57 | 0 | 0 | 0 | 0 | 0 | 0 | 11 | 10 | 16 | 16 | 7 | 60 | 0 | 0 | 0 | 0 | 0 | 0 | 11 | 10 | 6 | 17 | 17 | 61
[5 empty] | C2 | 10 | 17 | 14 | 6 | 4 | 51 | 5 | 15 | 14 | 6 | 10 | 50 | 0 | 0 | 0 | 0 | 0 | 0 | 10 | 9 | 13 | 13 | 5 | 50 | 0 | 0 | 0 | 0 | 0 | 0 | 9 | 7 | 5 | 14 | 15 | 50
[5 empty] | C3 | 10 | 17 | 14 | 6 | 4 | 51 | 5 | 15 | 14 | 6 | 10 | 50 | 0 | 0 | 0 | 0 | 0 | 0 | 10 | 9 | 13 | 13 | 5 | 50 | 0 | 0 | 0 | 0 | 0 | 0 | 9 | 7 | 5 | 14 | 15 | 50
[5 empty] | C4 | 1 | 1 | 1 | 0 | 0 | 3 | 0 | 1 | 1 | 0 | 1 | 3 | 0 | 0 | 0 | 0 | 0 | 0 | 1 | 1 | 1 | 1 | 0 | 4 | 0 | 0 | 0 | 0 | 0 | 0 | 1 | 0 | 0 | 1 | 1 | 3
|  | Yes | 164 | 165 |  | 33 | 54 | 44 | 19 | 14 |  | 15 | 50 | 44 | 19 | 32 |  | 0 | 0 | 0 | 0 | 0 |  | 32 | 29 | 43 | 43 | 17 |  | 0 | 0 | 0 | 0 | 0 |  | 30 | 24 | 16 | 46 | 48
| 132kV UG Cable (Gas) |  |  |  | C1 | 0 | 0 | 0 | 0 | 0 | 0 | 0 | 0 | 0 | 0 | 0 | 0 | 0 | 0 | 0 | 0 | 0 | 0 | 0 | 0 | 0 | 0 | 0 | 0 | 0 | 0 | 0 | 0 | 0 | 0 | 0 | 0 | 0 | 0 | 0 | 0
[5 empty] | C2 | 0 | 0 | 0 | 0 | 0 | 0 | 0 | 0 | 0 | 0 | 0 | 0 | 0 | 0 | 0 | 0 | 0 | 0 | 0 | 0 | 0 | 0 | 0 | 0 | 0 | 0 | 0 | 0 | 0 | 0 | 0 | 0 | 0 | 0 | 0 | 0
[5 empty] | C3 | 0 | 0 | 0 | 0 | 0 | 0 | 0 | 0 | 0 | 0 | 0 | 0 | 0 | 0 | 0 | 0 | 0 | 0 | 0 | 0 | 0 | 0 | 0 | 0 | 0 | 0 | 0 | 0 | 0 | 0 | 0 | 0 | 0 | 0 | 0 | 0
[5 empty] | C4 | 0 | 0 | 0 | 0 | 0 | 0 | 0 | 0 | 0 | 0 | 0 | 0 | 0 | 0 | 0 | 0 | 0 | 0 | 0 | 0 | 0 | 0 | 0 | 0 | 0 | 0 | 0 | 0 | 0 | 0 | 0 | 0 | 0 | 0 | 0 | 0
|  | No | 0 | 0 |  | 0 | 0 | 0 | 0 | 0 |  | 0 | 0 | 0 | 0 | 0 |  | 0 | 0 | 0 | 0 | 0 |  | 0 | 0 | 0 | 0 | 0 |  | 0 | 0 | 0 | 0 | 0 |  | 0 | 0 | 0 | 0 | 0
| 132kV UG Cable (Oil) |  |  |  | C1 | 0.069593 | 1.7577 | 3.5512 | 5.0591 | 0.48064 | 10.9182 | 0.068227 | 1.758 | 3.5519 | 5.1278 | 0.48064 | 10.9865 | 0.0027316 | -0.00048303 | -0.0014158 | -0.00083281 | 0 | 4.3368e-19 | 0.0009295 | 0.86512 | 2.3839 | 5.9513 | 1.717 | 10.9182 | 0.0054632 | -0.00096605 | -0.0028315 | -0.0016656 | 0 | 8.6736e-19 | 0.0009295 | 0.035179 | 2.2525 | 4.4407 | 4.1888 | 10.9182
[5 empty] | C2 | 0.74435 | 18.8005 | 37.9824 | 54.1109 | 5.1408 | 116.779 | 0.72974 | 18.8031 | 37.99 | 54.8457 | 5.1408 | 117.5094 | 0.029217 | -0.0051664 | -0.015143 | -0.0089075 | 0 | 3.4694e-18 | 0.0099418 | 9.2532 | 25.4975 | 63.6541 | 18.3642 | 116.779 | 0.058433 | -0.010333 | -0.030286 | -0.017815 | 0 | 6.9389e-18 | 0.0099418 | 0.37627 | 24.0928 | 47.4972 | 44.8028 | 116.779
[5 empty] | C3 | 0.2037 | 5.1451 | 10.3946 | 14.8085 | 1.4069 | 31.9588 | 0.19971 | 5.1458 | 10.3967 | 15.0096 | 1.4069 | 32.1587 | 0.0079957 | -0.0014139 | -0.0041441 | -0.0024377 | 0 | 4.3368e-19 | 0.0027208 | 2.5323 | 6.9779 | 17.4202 | 5.0257 | 31.9588 | 0.015991 | -0.0028277 | -0.0082882 | -0.0048754 | 0 | 8.6736e-19 | 0.0027208 | 0.10297 | 6.5934 | 12.9985 | 12.2611 | 31.9588
[5 empty] | C4 | 0.0014282 | 0.036072 | 0.072876 | 0.10382 | 0.0098637 | 0.22406 | 0.0014001 | 0.036077 | 0.072891 | 0.10523 | 0.0098637 | 0.22546 | 5.6058e-05 | -9.9126e-06 | -2.9054e-05 | -1.7091e-05 | 0 | 6.7763e-21 | 1.9075e-05 | 0.017754 | 0.048922 | 0.12213 | 0.035235 | 0.22406 | 0.00011212 | -1.9825e-05 | -5.8108e-05 | -3.4181e-05 | 0 | 1.3553e-20 | 1.9075e-05 | 0.00072194 | 0.046226 | 0.091132 | 0.085962 | 0.22406
|  | Yes | 159.88 | 148.31 |  | 1.0191 | 25.7394 | 52.0011 | 74.0822 | 7.0382 |  | 0.99907 | 25.7429 | 52.0114 | 75.0883 | 7.0382 |  | 0.04 | -0.0070732 | -0.020732 | -0.012195 | 0 |  | 0.013611 | 12.6684 | 34.9082 | 87.1478 | 25.142 |  | 0.08 | -0.014146 | -0.041463 | -0.02439 | 0 |  | 0.013611 | 0.51514 | 32.985 | 65.0276 | 61.3387
| 132kV UG Cable (Non Pressurised) |  |  |  | C1 | 0 | 0 | 0 | 0 | 0 | 0 | 0 | 0 | 0 | 0 | 0 | 0 | 0 | 0 | 0 | 0 | 0 | 0 | 0 | 0 | 0 | 0 | 0 | 0 | 0 | 0 | 0 | 0 | 0 | 0 | 0 | 0 | 0 | 0 | 0 | 0
[5 empty] | C2 | 0 | 0 | 0 | 0 | 0 | 0 | 0 | 0 | 0 | 0 | 0 | 0 | 0 | 0 | 0 | 0 | 0 | 0 | 0 | 0 | 0 | 0 | 0 | 0 | 0 | 0 | 0 | 0 | 0 | 0 | 0 | 0 | 0 | 0 | 0 | 0
[5 empty] | C3 | 0 | 0 | 0 | 0 | 0 | 0 | 0 | 0 | 0 | 0 | 0 | 0 | 0 | 0 | 0 | 0 | 0 | 0 | 0 | 0 | 0 | 0 | 0 | 0 | 0 | 0 | 0 | 0 | 0 | 0 | 0 | 0 | 0 | 0 | 0 | 0
[5 empty] | C4 | 0 | 0 | 0 | 0 | 0 | 0 | 0 | 0 | 0 | 0 | 0 | 0 | 0 | 0 | 0 | 0 | 0 | 0 | 0 | 0 | 0 | 0 | 0 | 0 | 0 | 0 | 0 | 0 | 0 | 0 | 0 | 0 | 0 | 0 | 0 | 0
|  | No | 0 | 0 |  | 0 | 0 | 0 | 0 | 0 |  | 0 | 0 | 0 | 0 | 0 |  | 0 | 0 | 0 | 0 | 0 |  | 0 | 0 | 0 | 0 | 0 |  | 0 | 0 | 0 | 0 | 0 |  | 0 | 0 | 0 | 0 | 0
| 132kV OHL Support - Tower |  |  |  | C1 | 4 | 74 | 6 | 14 | 6 | 104 | 2 | 55 | 19 | 18 | 10 | 104 | 0 | 0 | 0 | 0 | 0 | 0 | 3 | 32 | 46 | 8 | 15 | 104 | 0 | 0 | 0 | 0 | 0 | 0 | 3 | 13 | 48 | 17 | 22 | 103
[5 empty] | C2 | 102 | 1838 | 141 | 337 | 154 | 2572 | 43 | 1359 | 464 | 456 | 251 | 2573 | 0 | 0 | 0 | 0 | 0 | 0 | 68 | 796 | 1135 | 190 | 384 | 2573 | 0 | 0 | 0 | 0 | 0 | 0 | 68 | 327 | 1202 | 426 | 551 | 2574
[5 empty] | C3 | 18 | 319 | 24 | 59 | 27 | 447 | 7 | 236 | 80 | 79 | 44 | 446 | 0 | 0 | 0 | 0 | 0 | 0 | 12 | 138 | 197 | 33 | 66 | 446 | 0 | 0 | 0 | 0 | 0 | 0 | 12 | 57 | 208 | 74 | 95 | 446
[5 empty] | C4 | 0 | 0 | 0 | 0 | 0 | 0 | 0 | 0 | 0 | 0 | 0 | 0 | 0 | 0 | 0 | 0 | 0 | 0 | 0 | 0 | 0 | 0 | 0 | 0 | 0 | 0 | 0 | 0 | 0 | 0 | 0 | 0 | 0 | 0 | 0 | 0
|  | Yes | 3123 | 3123 |  | 124 | 2231 | 171 | 410 | 187 |  | 52 | 1650 | 563 | 553 | 305 |  | 0 | 0 | 0 | 0 | 0 |  | 83 | 966 | 1378 | 231 | 465 |  | 0 | 0 | 0 | 0 | 0 |  | 83 | 397 | 1458 | 517 | 668
| 132kV OHL Fittings and Conductors (Tower Lines) |  |  |  | C1 | 2.6478 | 46.9644 | 1.6221 | 1.3898 | 0.16545 | 52.7896 | 1 | 47 | 3 | 1 | 0 | 52 | 0 | 0 | 0 | 0 | 0 | 0 | 2.6478 | 40.975 | 5.8908 | 1.5884 | 1.6876 | 52.7896 | 0 | 0 | 0 | 0 | 0 | 0 | 2.6478 | 35.9122 | 4.6996 | 3.7062 | 5.824 | 52.7896
[5 empty] | C2 | 65.9298 | 1169.4145 | 40.3914 | 34.6062 | 4.1198 | 1314.4617 | 26 | 1178 | 70 | 35 | 7 | 1316 | 0 | 0 | 0 | 0 | 0 | 0 | 65.9298 | 1020.2782 | 146.6819 | 39.55 | 42.0218 | 1314.4617 | 0 | 0 | 0 | 0 | 0 | 0 | 65.9298 | 894.2126 | 117.0194 | 92.2833 | 145.0165 | 1314.4617
[5 empty] | C3 | 11.4384 | 202.8864 | 7.0077 | 6.004 | 0.71476 | 228.0512 | 5 | 204 | 12 | 6 | 1 | 228 | 0 | 0 | 0 | 0 | 0 | 0 | 11.4384 | 177.0121 | 25.4484 | 6.8617 | 7.2905 | 228.0512 | 0 | 0 | 0 | 0 | 0 | 0 | 11.4384 | 155.1405 | 20.3022 | 16.0106 | 25.1595 | 228.0512
[5 empty] | C4 | 0 | 0 | 0 | 0 | 0 | 0 | 0 | 0 | 0 | 0 | 0 | 0 | 0 | 0 | 0 | 0 | 0 | 0 | 0 | 0 | 0 | 0 | 0 | 0 | 0 | 0 | 0 | 0 | 0 | 0 | 0 | 0 | 0 | 0 | 0 | 0
|  | Yes | 1595.3025 | 1595.3025 |  | 80.016 | 1419.2653 | 49.0212 | 42 | 5 |  | 32 | 1429 | 85 | 42 | 8 |  | 0 | 0 | 0 | 0 | 0 |  | 80.016 | 1238.2653 | 178.0212 | 48 | 51 |  | 0 | 0 | 0 | 0 | 0 |  | 80.016 | 1085.2653 | 142.0212 | 112 | 176
| [Please insert new asset category as required] |  |  |  | C1 | 0 | 0 | 0 | 0 | 0 | 0 | 0 | 0 | 0 | 0 | 0 | 0 | 0 | 0 | 0 | 0 | 0 | 0 | 0 | 0 | 0 | 0 | 0 | 0 | 0 | 0 | 0 | 0 | 0 | 0 | 0 | 0 | 0 | 0 | 0 | 0
[5 empty] | C2 | 0 | 0 | 0 | 0 | 0 | 0 | 0 | 0 | 0 | 0 | 0 | 0 | 0 | 0 | 0 | 0 | 0 | 0 | 0 | 0 | 0 | 0 | 0 | 0 | 0 | 0 | 0 | 0 | 0 | 0 | 0 | 0 | 0 | 0 | 0 | 0
[5 empty] | C3 | 0 | 0 | 0 | 0 | 0 | 0 | 0 | 0 | 0 | 0 | 0 | 0 | 0 | 0 | 0 | 0 | 0 | 0 | 0 | 0 | 0 | 0 | 0 | 0 | 0 | 0 | 0 | 0 | 0 | 0 | 0 | 0 | 0 | 0 | 0 | 0
[5 empty] | C4 | 0 | 0 | 0 | 0 | 0 | 0 | 0 | 0 | 0 | 0 | 0 | 0 | 0 | 0 | 0 | 0 | 0 | 0 | 0 | 0 | 0 | 0 | 0 | 0 | 0 | 0 | 0 | 0 | 0 | 0 | 0 | 0 | 0 | 0 | 0 | 0
|  | 0 | 0 | 0 |  | 0 | 0 | 0 | 0 | 0 |  | 0 | 0 | 0 | 0 | 0 |  | 0 | 0 | 0 | 0 | 0 |  | 0 | 0 | 0 | 0 | 0 |  | 0 | 0 | 0 | 0 | 0 |  | 0 | 0 | 0 | 0 | 0
| [Please insert new asset category as required] |  |  |  | C1 | 0 | 0 | 0 | 0 | 0 | 0 | 0 | 0 | 0 | 0 | 0 | 0 | 0 | 0 | 0 | 0 | 0 | 0 | 0 | 0 | 0 | 0 | 0 | 0 | 0 | 0 | 0 | 0 | 0 | 0 | 0 | 0 | 0 | 0 | 0 | 0
[5 empty] | C2 | 0 | 0 | 0 | 0 | 0 | 0 | 0 | 0 | 0 | 0 | 0 | 0 | 0 | 0 | 0 | 0 | 0 | 0 | 0 | 0 | 0 | 0 | 0 | 0 | 0 | 0 | 0 | 0 | 0 | 0 | 0 | 0 | 0 | 0 | 0 | 0
[5 empty] | C3 | 0 | 0 | 0 | 0 | 0 | 0 | 0 | 0 | 0 | 0 | 0 | 0 | 0 | 0 | 0 | 0 | 0 | 0 | 0 | 0 | 0 | 0 | 0 | 0 | 0 | 0 | 0 | 0 | 0 | 0 | 0 | 0 | 0 | 0 | 0 | 0
[5 empty] | C4 | 0 | 0 | 0 | 0 | 0 | 0 | 0 | 0 | 0 | 0 | 0 | 0 | 0 | 0 | 0 | 0 | 0 | 0 | 0 | 0 | 0 | 0 | 0 | 0 | 0 | 0 | 0 | 0 | 0 | 0 | 0 | 0 | 0 | 0 | 0 | 0
|  | 0 | 0 | 0 |  | 0 | 0 | 0 | 0 | 0 |  | 0 | 0 | 0 | 0 | 0 |  | 0 | 0 | 0 | 0 | 0 |  | 0 | 0 | 0 | 0 | 0 |  | 0 | 0 | 0 | 0 | 0 |  | 0 | 0 | 0 | 0 | 0
| [Please insert new asset category as required] |  |  |  | C1 | 0 | 0 | 0 | 0 | 0 | 0 | 0 | 0 | 0 | 0 | 0 | 0 | 0 | 0 | 0 | 0 | 0 | 0 | 0 | 0 | 0 | 0 | 0 | 0 | 0 | 0 | 0 | 0 | 0 | 0 | 0 | 0 | 0 | 0 | 0 | 0
[5 empty] | C2 | 0 | 0 | 0 | 0 | 0 | 0 | 0 | 0 | 0 | 0 | 0 | 0 | 0 | 0 | 0 | 0 | 0 | 0 | 0 | 0 | 0 | 0 | 0 | 0 | 0 | 0 | 0 | 0 | 0 | 0 | 0 | 0 | 0 | 0 | 0 | 0
[5 empty] | C3 | 0 | 0 | 0 | 0 | 0 | 0 | 0 | 0 | 0 | 0 | 0 | 0 | 0 | 0 | 0 | 0 | 0 | 0 | 0 | 0 | 0 | 0 | 0 | 0 | 0 | 0 | 0 | 0 | 0 | 0 | 0 | 0 | 0 | 0 | 0 | 0
[5 empty] | C4 | 0 | 0 | 0 | 0 | 0 | 0 | 0 | 0 | 0 | 0 | 0 | 0 | 0 | 0 | 0 | 0 | 0 | 0 | 0 | 0 | 0 | 0 | 0 | 0 | 0 | 0 | 0 | 0 | 0 | 0 | 0 | 0 | 0 | 0 | 0 | 0
|  | 0 | 0 | 0 |  | 0 | 0 | 0 | 0 | 0 |  | 0 | 0 | 0 | 0 | 0 |  | 0 | 0 | 0 | 0 | 0 |  | 0 | 0 | 0 | 0 | 0 |  | 0 | 0 | 0 | 0 | 0 |  | 0 | 0 | 0 | 0 | 0
| [Please insert new asset category as required] |  |  |  | C1 | 0 | 0 | 0 | 0 | 0 | 0 | 0 | 0 | 0 | 0 | 0 | 0 | 0 | 0 | 0 | 0 | 0 | 0 | 0 | 0 | 0 | 0 | 0 | 0 | 0 | 0 | 0 | 0 | 0 | 0 | 0 | 0 | 0 | 0 | 0 | 0
[5 empty] | C2 | 0 | 0 | 0 | 0 | 0 | 0 | 0 | 0 | 0 | 0 | 0 | 0 | 0 | 0 | 0 | 0 | 0 | 0 | 0 | 0 | 0 | 0 | 0 | 0 | 0 | 0 | 0 | 0 | 0 | 0 | 0 | 0 | 0 | 0 | 0 | 0
[5 empty] | C3 | 0 | 0 | 0 | 0 | 0 | 0 | 0 | 0 | 0 | 0 | 0 | 0 | 0 | 0 | 0 | 0 | 0 | 0 | 0 | 0 | 0 | 0 | 0 | 0 | 0 | 0 | 0 | 0 | 0 | 0 | 0 | 0 | 0 | 0 | 0 | 0
[5 empty] | C4 | 0 | 0 | 0 | 0 | 0 | 0 | 0 | 0 | 0 | 0 | 0 | 0 | 0 | 0 | 0 | 0 | 0 | 0 | 0 | 0 | 0 | 0 | 0 | 0 | 0 | 0 | 0 | 0 | 0 | 0 | 0 | 0 | 0 | 0 | 0 | 0
|  | 0 | 0 | 0 |  | 0 | 0 | 0 | 0 | 0 |  | 0 | 0 | 0 | 0 | 0 |  | 0 | 0 | 0 | 0 | 0 |  | 0 | 0 | 0 | 0 | 0 |  | 0 | 0 | 0 | 0 | 0 |  | 0 | 0 | 0 | 0 | 0
| [Please insert new asset category as required] |  |  |  | C1 | 0 | 0 | 0 | 0 | 0 | 0 | 0 | 0 | 0 | 0 | 0 | 0 | 0 | 0 | 0 | 0 | 0 | 0 | 0 | 0 | 0 | 0 | 0 | 0 | 0 | 0 | 0 | 0 | 0 | 0 | 0 | 0 | 0 | 0 | 0 | 0
[5 empty] | C2 | 0 | 0 | 0 | 0 | 0 | 0 | 0 | 0 | 0 | 0 | 0 | 0 | 0 | 0 | 0 | 0 | 0 | 0 | 0 | 0 | 0 | 0 | 0 | 0 | 0 | 0 | 0 | 0 | 0 | 0 | 0 | 0 | 0 | 0 | 0 | 0
[5 empty] | C3 | 0 | 0 | 0 | 0 | 0 | 0 | 0 | 0 | 0 | 0 | 0 | 0 | 0 | 0 | 0 | 0 | 0 | 0 | 0 | 0 | 0 | 0 | 0 | 0 | 0 | 0 | 0 | 0 | 0 | 0 | 0 | 0 | 0 | 0 | 0 | 0
[5 empty] | C4 | 0 | 0 | 0 | 0 | 0 | 0 | 0 | 0 | 0 | 0 | 0 | 0 | 0 | 0 | 0 | 0 | 0 | 0 | 0 | 0 | 0 | 0 | 0 | 0 | 0 | 0 | 0 | 0 | 0 | 0 | 0 | 0 | 0 | 0 | 0 | 0
|  | 0 | 0 | 0 |  | 0 | 0 | 0 | 0 | 0 |  | 0 | 0 | 0 | 0 | 0 |  | 0 | 0 | 0 | 0 | 0 |  | 0 | 0 | 0 | 0 | 0 |  | 0 | 0 | 0 | 0 | 0 |  | 0 | 0 | 0 | 0 | 0
Other
| Submarine Cables |  |  |  | C1 | 0 | 0 | 0 | 0 | 0 | 0 | 0 | 0 | 0 | 0 | 0 | 0 | 0 | 0 | 0 | 0 | 0 | 0 | 0 | 0 | 0 | 0 | 0 | 0 | 0 | 0 | 0 | 0 | 0 | 0 | 0 | 0 | 0 | 0 | 0 | 0
[5 empty] | C2 | 0 | 0 | 0 | 0 | 0 | 0 | 0 | 0 | 0 | 0 | 0 | 0 | 0 | 0 | 0 | 0 | 0 | 0 | 0 | 0 | 0 | 0 | 0 | 0 | 0 | 0 | 0 | 0 | 0 | 0 | 0 | 0 | 0 | 0 | 0 | 0
[5 empty] | C3 | 0 | 0 | 0 | 0 | 0 | 0 | 0 | 0 | 0 | 0 | 0 | 0 | 0 | 0 | 0 | 0 | 0 | 0 | 0 | 0 | 0 | 0 | 0 | 0 | 0 | 0 | 0 | 0 | 0 | 0 | 0 | 0 | 0 | 0 | 0 | 0
[5 empty] | C4 | 0 | 0 | 0 | 0 | 0 | 0 | 0 | 0 | 0 | 0 | 0 | 0 | 0 | 0 | 0 | 0 | 0 | 0 | 0 | 0 | 0 | 0 | 0 | 0 | 0 | 0 | 0 | 0 | 0 | 0 | 0 | 0 | 0 | 0 | 0 | 0
|  | No | 0 | 0 |  | 0 | 0 | 0 | 0 | 0 |  | 0 | 0 | 0 | 0 | 0 |  | 0 | 0 | 0 | 0 | 0 |  | 0 | 0 | 0 | 0 | 0 |  | 0 | 0 | 0 | 0 | 0 |  | 0 | 0 | 0 | 0 | 0
| [Please insert new asset category as required] |  |  |  | C1 | 0 | 0 | 0 | 0 | 0 | 0 | 0 | 0 | 0 | 0 | 0 | 0 | 0 | 0 | 0 | 0 | 0 | 0 | 0 | 0 | 0 | 0 | 0 | 0 | 0 | 0 | 0 | 0 | 0 | 0 | 0 | 0 | 0 | 0 | 0 | 0
[5 empty] | C2 | 0 | 0 | 0 | 0 | 0 | 0 | 0 | 0 | 0 | 0 | 0 | 0 | 0 | 0 | 0 | 0 | 0 | 0 | 0 | 0 | 0 | 0 | 0 | 0 | 0 | 0 | 0 | 0 | 0 | 0 | 0 | 0 | 0 | 0 | 0 | 0
[5 empty] | C3 | 0 | 0 | 0 | 0 | 0 | 0 | 0 | 0 | 0 | 0 | 0 | 0 | 0 | 0 | 0 | 0 | 0 | 0 | 0 | 0 | 0 | 0 | 0 | 0 | 0 | 0 | 0 | 0 | 0 | 0 | 0 | 0 | 0 | 0 | 0 | 0
[5 empty] | C4 | 0 | 0 | 0 | 0 | 0 | 0 | 0 | 0 | 0 | 0 | 0 | 0 | 0 | 0 | 0 | 0 | 0 | 0 | 0 | 0 | 0 | 0 | 0 | 0 | 0 | 0 | 0 | 0 | 0 | 0 | 0 | 0 | 0 | 0 | 0 | 0
|  | 0 | 0 | 0 |  | 0 | 0 | 0 | 0 | 0 |  | 0 | 0 | 0 | 0 | 0 |  | 0 | 0 | 0 | 0 | 0 |  | 0 | 0 | 0 | 0 | 0 |  | 0 | 0 | 0 | 0 | 0 |  | 0 | 0 | 0 | 0 | 0
| [Please insert new asset category as required] |  |  |  | C1 | 0 | 0 | 0 | 0 | 0 | 0 | 0 | 0 | 0 | 0 | 0 | 0 | 0 | 0 | 0 | 0 | 0 | 0 | 0 | 0 | 0 | 0 | 0 | 0 | 0 | 0 | 0 | 0 | 0 | 0 | 0 | 0 | 0 | 0 | 0 | 0
[5 empty] | C2 | 0 | 0 | 0 | 0 | 0 | 0 | 0 | 0 | 0 | 0 | 0 | 0 | 0 | 0 | 0 | 0 | 0 | 0 | 0 | 0 | 0 | 0 | 0 | 0 | 0 | 0 | 0 | 0 | 0 | 0 | 0 | 0 | 0 | 0 | 0 | 0
[5 empty] | C3 | 0 | 0 | 0 | 0 | 0 | 0 | 0 | 0 | 0 | 0 | 0 | 0 | 0 | 0 | 0 | 0 | 0 | 0 | 0 | 0 | 0 | 0 | 0 | 0 | 0 | 0 | 0 | 0 | 0 | 0 | 0 | 0 | 0 | 0 | 0 | 0
[5 empty] | C4 | 0 | 0 | 0 | 0 | 0 | 0 | 0 | 0 | 0 | 0 | 0 | 0 | 0 | 0 | 0 | 0 | 0 | 0 | 0 | 0 | 0 | 0 | 0 | 0 | 0 | 0 | 0 | 0 | 0 | 0 | 0 | 0 | 0 | 0 | 0 | 0
|  | 0 | 0 | 0 |  | 0 | 0 | 0 | 0 | 0 |  | 0 | 0 | 0 | 0 | 0 |  | 0 | 0 | 0 | 0 | 0 |  | 0 | 0 | 0 | 0 | 0 |  | 0 | 0 | 0 | 0 | 0 |  | 0 | 0 | 0 | 0 | 0
| [Please insert new asset category as required] |  |  |  | C1 | 0 | 0 | 0 | 0 | 0 | 0 | 0 | 0 | 0 | 0 | 0 | 0 | 0 | 0 | 0 | 0 | 0 | 0 | 0 | 0 | 0 | 0 | 0 | 0 | 0 | 0 | 0 | 0 | 0 | 0 | 0 | 0 | 0 | 0 | 0 | 0
[5 empty] | C2 | 0 | 0 | 0 | 0 | 0 | 0 | 0 | 0 | 0 | 0 | 0 | 0 | 0 | 0 | 0 | 0 | 0 | 0 | 0 | 0 | 0 | 0 | 0 | 0 | 0 | 0 | 0 | 0 | 0 | 0 | 0 | 0 | 0 | 0 | 0 | 0
[5 empty] | C3 | 0 | 0 | 0 | 0 | 0 | 0 | 0 | 0 | 0 | 0 | 0 | 0 | 0 | 0 | 0 | 0 | 0 | 0 | 0 | 0 | 0 | 0 | 0 | 0 | 0 | 0 | 0 | 0 | 0 | 0 | 0 | 0 | 0 | 0 | 0 | 0
[5 empty] | C4 | 0 | 0 | 0 | 0 | 0 | 0 | 0 | 0 | 0 | 0 | 0 | 0 | 0 | 0 | 0 | 0 | 0 | 0 | 0 | 0 | 0 | 0 | 0 | 0 | 0 | 0 | 0 | 0 | 0 | 0 | 0 | 0 | 0 | 0 | 0 | 0
|  | 0 | 0 | 0 |  | 0 | 0 | 0 | 0 | 0 |  | 0 | 0 | 0 | 0 | 0 |  | 0 | 0 | 0 | 0 | 0 |  | 0 | 0 | 0 | 0 | 0 |  | 0 | 0 | 0 | 0 | 0 |  | 0 | 0 | 0 | 0 | 0
| [Please insert new asset category as required] |  |  |  | C1 | 0 | 0 | 0 | 0 | 0 | 0 | 0 | 0 | 0 | 0 | 0 | 0 | 0 | 0 | 0 | 0 | 0 | 0 | 0 | 0 | 0 | 0 | 0 | 0 | 0 | 0 | 0 | 0 | 0 | 0 | 0 | 0 | 0 | 0 | 0 | 0
[5 empty] | C2 | 0 | 0 | 0 | 0 | 0 | 0 | 0 | 0 | 0 | 0 | 0 | 0 | 0 | 0 | 0 | 0 | 0 | 0 | 0 | 0 | 0 | 0 | 0 | 0 | 0 | 0 | 0 | 0 | 0 | 0 | 0 | 0 | 0 | 0 | 0 | 0
[5 empty] | C3 | 0 | 0 | 0 | 0 | 0 | 0 | 0 | 0 | 0 | 0 | 0 | 0 | 0 | 0 | 0 | 0 | 0 | 0 | 0 | 0 | 0 | 0 | 0 | 0 | 0 | 0 | 0 | 0 | 0 | 0 | 0 | 0 | 0 | 0 | 0 | 0
[5 empty] | C4 | 0 | 0 | 0 | 0 | 0 | 0 | 0 | 0 | 0 | 0 | 0 | 0 | 0 | 0 | 0 | 0 | 0 | 0 | 0 | 0 | 0 | 0 | 0 | 0 | 0 | 0 | 0 | 0 | 0 | 0 | 0 | 0 | 0 | 0 | 0 | 0
|  | 0 | 0 | 0 |  | 0 | 0 | 0 | 0 | 0 |  | 0 | 0 | 0 | 0 | 0 |  | 0 | 0 | 0 | 0 | 0 |  | 0 | 0 | 0 | 0 | 0 |  | 0 | 0 | 0 | 0 | 0 |  | 0 | 0 | 0 | 0 | 0
| [Please insert new asset category as required] |  |  |  | C1 | 0 | 0 | 0 | 0 | 0 | 0 | 0 | 0 | 0 | 0 | 0 | 0 | 0 | 0 | 0 | 0 | 0 | 0 | 0 | 0 | 0 | 0 | 0 | 0 | 0 | 0 | 0 | 0 | 0 | 0 | 0 | 0 | 0 | 0 | 0 | 0
[5 empty] | C2 | 0 | 0 | 0 | 0 | 0 | 0 | 0 | 0 | 0 | 0 | 0 | 0 | 0 | 0 | 0 | 0 | 0 | 0 | 0 | 0 | 0 | 0 | 0 | 0 | 0 | 0 | 0 | 0 | 0 | 0 | 0 | 0 | 0 | 0 | 0 | 0
[5 empty] | C3 | 0 | 0 | 0 | 0 | 0 | 0 | 0 | 0 | 0 | 0 | 0 | 0 | 0 | 0 | 0 | 0 | 0 | 0 | 0 | 0 | 0 | 0 | 0 | 0 | 0 | 0 | 0 | 0 | 0 | 0 | 0 | 0 | 0 | 0 | 0 | 0
[5 empty] | C4 | 0 | 0 | 0 | 0 | 0 | 0 | 0 | 0 | 0 | 0 | 0 | 0 | 0 | 0 | 0 | 0 | 0 | 0 | 0 | 0 | 0 | 0 | 0 | 0 | 0 | 0 | 0 | 0 | 0 | 0 | 0 | 0 | 0 | 0 | 0 | 0
|  | 0 | 0 | 0 |  | 0 | 0 | 0 | 0 | 0 |  | 0 | 0 | 0 | 0 | 0 |  | 0 | 0 | 0 | 0 | 0 |  | 0 | 0 | 0 | 0 | 0 |  | 0 | 0 | 0 | 0 | 0 |  | 0 | 0 | 0 | 0 | 0
| TOTAL |  | 269066.8564 | 267249.2855 |  | 36234.8093 | 102297.8188 | 83782.0698 | 25268.2431 | 21483.9155 |  | 22042.9663 | 103434.5141 | 86548.7282 | 28258.5442 | 28483.6662 |  | 488.28 | -291.737 | -90.2385 | -55.1207 | -51.1838 |  | 33932.1673 | 90891.2169 | 88029.2386 | 25016.7125 | 31197.5201 |  | 976.56 | -583.4741 | -180.4769 | -110.2415 | -102.3675 |  | 29163.1673 | 87383.2531 | 88101.4332 | 24816.473 | 39602.5289
Health Index Definitions
|  |  | HI1 | New or as new
|  |  | HI2 | Good or seviceable condition
|  |  | HI3 | Deterioration requires assessment and monitoring
|  |  | HI4 | Material deterioration, intervention requires consideration
|  |  | HI5 | End of serviceable life, intervention required
Criticality Index Definitions
|  |  | C1 | Low criticality
|  |  | C2 | Average criticality
|  |  | C3 | High criticality
|  |  | C4 | Very high criticality

## NAW7 - HVP - ENWL
HI7: Secondary deliverables RIIO-ED1 - HVP
ENWL
Price base (2012/13)
| ASSET CATEGORIES |  | ASSET REGISTER |  |  | End of DPCR5 (31 March 2015) with investment | [5 empty] | End of DPCR5 (31 March 2015) without investment | [5 empty] | Mid-Period Review (31 March 2019) planned investment | [5 empty] | Mid-Period Review (31 March 2019) without investment | [5 empty] | End of RIIO-ED1 (31 March 2023) planned investment | [5 empty] | End of RIIO-ED1 (31 March 2023) without investment
Is it your current intention to have a health index for this asset category in the RIIO-ED1 control period.
|  |  | as at 31st March 2015 | as at 31st March 2023 |  | HI 1 | HI 2 | HI 3 | HI 4 | HI 5 |  | HI 1 | HI 2 | HI 3 | HI 4 | HI 5 |  | HI 1 | HI 2 | HI 3 | HI 4 | HI 5 |  | HI 1 | HI 2 | HI 3 | HI 4 | HI 5 |  | HI 1 | HI 2 | HI 3 | HI 4 | HI 5 |  | HI 1 | HI 2 | HI 3 | HI 4 | HI 5
LV Network
| LV Switchgear and Other |  |  |  | C1 | 365 | 1078 | 581 | 295 | 932 | 3251 | 228 | 1082 | 597 | 295 | 1019 | 3221 | 0 | 0 | 0 | 0 | 0 | 0 | 325 | 750 | 949 | 211 | 1017 | 3252 | 0 | 0 | 0 | 0 | 0 | 0 | 216 | 696 | 981 | 132 | 1227 | 3252 | Yes
[5 empty] | C2 | 1032 | 3044 | 1640 | 833 | 2630 | 9179 | 642 | 3055 | 1684 | 834 | 2878 | 9093 | 0 | 0 | 0 | 0 | 0 | 0 | 918 | 2118 | 2678 | 594 | 2870 | 9178 | 0 | 0 | 0 | 0 | 0 | 0 | 610 | 1964 | 2769 | 371 | 3462 | 9176 | No
[5 empty] | C3 | 400 | 1181 | 637 | 323 | 1020 | 3561 | 249 | 1185 | 653 | 324 | 1116 | 3527 | 0 | 0 | 0 | 0 | 0 | 0 | 356 | 822 | 1039 | 231 | 1113 | 3561 | 0 | 0 | 0 | 0 | 0 | 0 | 237 | 762 | 1075 | 144 | 1344 | 3562
[5 empty] | C4 | 88 | 258 | 140 | 71 | 224 | 781 | 55 | 260 | 143 | 71 | 245 | 774 | 0 | 0 | 0 | 0 | 0 | 0 | 78 | 180 | 228 | 51 | 244 | 781 | 0 | 0 | 0 | 0 | 0 | 0 | 52 | 167 | 236 | 32 | 295 | 782
|  | 0 | 0 | 0 |  | 1885 | 5561 | 2998 | 1522 | 4806 |  | 1174 | 5582 | 3077 | 1524 | 5258 |  | 0 | 0 | 0 | 0 | 0 |  | 1677 | 3870 | 4894 | 1087 | 5244 |  | 0 | 0 | 0 | 0 | 0 |  | 1115 | 3589 | 5061 | 679 | 6328
| LV UGB |  |  |  | C1 | 860 | 217 | 86 | 115 | 261 | 1539 | 817 | 217 | 86 | 115 | 302 | 1537 | 0 | 0 | 0 | 0 | 0 | 0 | 860 | 188 | 111 | 35 | 345 | 1539 | 0 | 0 | 0 | 0 | 0 | 0 | 658 | 379 | 44 | 77 | 380 | 1538
[5 empty] | C2 | 5837 | 1470 | 580 | 784 | 1771 | 10442 | 5541 | 1470 | 580 | 784 | 2051 | 10426 | 0 | 0 | 0 | 0 | 0 | 0 | 5837 | 1273 | 749 | 237 | 2344 | 10440 | 0 | 0 | 0 | 0 | 0 | 0 | 4465 | 2572 | 299 | 524 | 2580 | 10440
[5 empty] | C3 | 4534 | 1142 | 451 | 608 | 1374 | 8109 | 4305 | 1142 | 451 | 608 | 1593 | 8099 | 0 | 0 | 0 | 0 | 0 | 0 | 4534 | 990 | 583 | 184 | 1820 | 8111 | 0 | 0 | 0 | 0 | 0 | 0 | 3469 | 1998 | 233 | 407 | 2005 | 8112
[5 empty] | C4 | 0 | 0 | 0 | 0 | 0 | 0 | 0 | 0 | 0 | 0 | 0 | 0 | 0 | 0 | 0 | 0 | 0 | 0 | 0 | 0 | 0 | 0 | 0 | 0 | 0 | 0 | 0 | 0 | 0 | 0 | 0 | 0 | 0 | 0 | 0 | 0
|  | 0 | 0 | 0 |  | 11231 | 2829 | 1117 | 1507 | 3406 |  | 10663 | 2829 | 1117 | 1507 | 3946 |  | 0 | 0 | 0 | 0 | 0 |  | 11231 | 2451 | 1443 | 456 | 4509 |  | 0 | 0 | 0 | 0 | 0 |  | 8592 | 4949 | 576 | 1008 | 4965
| LV OHL Support |  |  |  | C1 | 3308 | 4632 | 13014 | 4744 | 2841 | 28539 | 657 | 4886 | 13689 | 5431 | 3966 | 28629 | 0 | 0 | 0 | 0 | 0 | 0 | 3150 | 4107 | 12747 | 4305 | 4229 | 28538 | 0 | 0 | 0 | 0 | 0 | 0 | 3052 | 3425 | 13256 | 3830 | 4976 | 28539
[5 empty] | C2 | 1092 | 1530 | 4297 | 1566 | 938 | 9423 | 216 | 1613 | 4520 | 1794 | 1309 | 9452 | 0 | 0 | 0 | 0 | 0 | 0 | 1040 | 1356 | 4209 | 1422 | 1397 | 9424 | 0 | 0 | 0 | 0 | 0 | 0 | 1008 | 1131 | 4377 | 1264 | 1643 | 9423
[5 empty] | C3 | 2451 | 3433 | 9643 | 3515 | 2105 | 21147 | 487 | 3621 | 10144 | 4025 | 2939 | 21216 | 0 | 0 | 0 | 0 | 0 | 0 | 2334 | 3043 | 9445 | 3191 | 3134 | 21147 | 0 | 0 | 0 | 0 | 0 | 0 | 2262 | 2538 | 9823 | 2837 | 3687 | 21147
[5 empty] | C4 | 0 | 0 | 0 | 0 | 0 | 0 | 0 | 0 | 0 | 0 | 0 | 0 | 0 | 0 | 0 | 0 | 0 | 0 | 0 | 0 | 0 | 0 | 0 | 0 | 0 | 0 | 0 | 0 | 0 | 0 | 0 | 0 | 0 | 0 | 0 | 0
|  | 0 | 0 | 0 |  | 6851 | 9595 | 26954 | 9825 | 5884 |  | 1360 | 10120 | 28353 | 11250 | 8214 |  | 0 | 0 | 0 | 0 | 0 |  | 6524 | 8506 | 26401 | 8918 | 8760 |  | 0 | 0 | 0 | 0 | 0 |  | 6322 | 7094 | 27456 | 7931 | 10306
| [Please insert new asset category as required] |  |  |  | C1 | 0 | 0 | 0 | 0 | 0 | 0 | 0 | 0 | 0 | 0 | 0 | 0 | 0 | 0 | 0 | 0 | 0 | 0 | 0 | 0 | 0 | 0 | 0 | 0 | 0 | 0 | 0 | 0 | 0 | 0 | 0 | 0 | 0 | 0 | 0 | 0
[5 empty] | C2 | 0 | 0 | 0 | 0 | 0 | 0 | 0 | 0 | 0 | 0 | 0 | 0 | 0 | 0 | 0 | 0 | 0 | 0 | 0 | 0 | 0 | 0 | 0 | 0 | 0 | 0 | 0 | 0 | 0 | 0 | 0 | 0 | 0 | 0 | 0 | 0
[5 empty] | C3 | 0 | 0 | 0 | 0 | 0 | 0 | 0 | 0 | 0 | 0 | 0 | 0 | 0 | 0 | 0 | 0 | 0 | 0 | 0 | 0 | 0 | 0 | 0 | 0 | 0 | 0 | 0 | 0 | 0 | 0 | 0 | 0 | 0 | 0 | 0 | 0
[5 empty] | C4 | 0 | 0 | 0 | 0 | 0 | 0 | 0 | 0 | 0 | 0 | 0 | 0 | 0 | 0 | 0 | 0 | 0 | 0 | 0 | 0 | 0 | 0 | 0 | 0 | 0 | 0 | 0 | 0 | 0 | 0 | 0 | 0 | 0 | 0 | 0 | 0
|  | 0 | 0 | 0 |  | 0 | 0 | 0 | 0 | 0 |  | 0 | 0 | 0 | 0 | 0 |  | 0 | 0 | 0 | 0 | 0 |  | 0 | 0 | 0 | 0 | 0 |  | 0 | 0 | 0 | 0 | 0 |  | 0 | 0 | 0 | 0 | 0
| [Please insert new asset category as required] |  |  |  | C1 | 0 | 0 | 0 | 0 | 0 | 0 | 0 | 0 | 0 | 0 | 0 | 0 | 0 | 0 | 0 | 0 | 0 | 0 | 0 | 0 | 0 | 0 | 0 | 0 | 0 | 0 | 0 | 0 | 0 | 0 | 0 | 0 | 0 | 0 | 0 | 0
[5 empty] | C2 | 0 | 0 | 0 | 0 | 0 | 0 | 0 | 0 | 0 | 0 | 0 | 0 | 0 | 0 | 0 | 0 | 0 | 0 | 0 | 0 | 0 | 0 | 0 | 0 | 0 | 0 | 0 | 0 | 0 | 0 | 0 | 0 | 0 | 0 | 0 | 0
[5 empty] | C3 | 0 | 0 | 0 | 0 | 0 | 0 | 0 | 0 | 0 | 0 | 0 | 0 | 0 | 0 | 0 | 0 | 0 | 0 | 0 | 0 | 0 | 0 | 0 | 0 | 0 | 0 | 0 | 0 | 0 | 0 | 0 | 0 | 0 | 0 | 0 | 0
[5 empty] | C4 | 0 | 0 | 0 | 0 | 0 | 0 | 0 | 0 | 0 | 0 | 0 | 0 | 0 | 0 | 0 | 0 | 0 | 0 | 0 | 0 | 0 | 0 | 0 | 0 | 0 | 0 | 0 | 0 | 0 | 0 | 0 | 0 | 0 | 0 | 0 | 0
|  | 0 | 0 | 0 |  | 0 | 0 | 0 | 0 | 0 |  | 0 | 0 | 0 | 0 | 0 |  | 0 | 0 | 0 | 0 | 0 |  | 0 | 0 | 0 | 0 | 0 |  | 0 | 0 | 0 | 0 | 0 |  | 0 | 0 | 0 | 0 | 0
| [Please insert new asset category as required] |  |  |  | C1 | 0 | 0 | 0 | 0 | 0 | 0 | 0 | 0 | 0 | 0 | 0 | 0 | 0 | 0 | 0 | 0 | 0 | 0 | 0 | 0 | 0 | 0 | 0 | 0 | 0 | 0 | 0 | 0 | 0 | 0 | 0 | 0 | 0 | 0 | 0 | 0
[5 empty] | C2 | 0 | 0 | 0 | 0 | 0 | 0 | 0 | 0 | 0 | 0 | 0 | 0 | 0 | 0 | 0 | 0 | 0 | 0 | 0 | 0 | 0 | 0 | 0 | 0 | 0 | 0 | 0 | 0 | 0 | 0 | 0 | 0 | 0 | 0 | 0 | 0
[5 empty] | C3 | 0 | 0 | 0 | 0 | 0 | 0 | 0 | 0 | 0 | 0 | 0 | 0 | 0 | 0 | 0 | 0 | 0 | 0 | 0 | 0 | 0 | 0 | 0 | 0 | 0 | 0 | 0 | 0 | 0 | 0 | 0 | 0 | 0 | 0 | 0 | 0
[5 empty] | C4 | 0 | 0 | 0 | 0 | 0 | 0 | 0 | 0 | 0 | 0 | 0 | 0 | 0 | 0 | 0 | 0 | 0 | 0 | 0 | 0 | 0 | 0 | 0 | 0 | 0 | 0 | 0 | 0 | 0 | 0 | 0 | 0 | 0 | 0 | 0 | 0
|  | 0 | 0 | 0 |  | 0 | 0 | 0 | 0 | 0 |  | 0 | 0 | 0 | 0 | 0 |  | 0 | 0 | 0 | 0 | 0 |  | 0 | 0 | 0 | 0 | 0 |  | 0 | 0 | 0 | 0 | 0 |  | 0 | 0 | 0 | 0 | 0
| [Please insert new asset category as required] |  |  |  | C1 | 0 | 0 | 0 | 0 | 0 | 0 | 0 | 0 | 0 | 0 | 0 | 0 | 0 | 0 | 0 | 0 | 0 | 0 | 0 | 0 | 0 | 0 | 0 | 0 | 0 | 0 | 0 | 0 | 0 | 0 | 0 | 0 | 0 | 0 | 0 | 0
[5 empty] | C2 | 0 | 0 | 0 | 0 | 0 | 0 | 0 | 0 | 0 | 0 | 0 | 0 | 0 | 0 | 0 | 0 | 0 | 0 | 0 | 0 | 0 | 0 | 0 | 0 | 0 | 0 | 0 | 0 | 0 | 0 | 0 | 0 | 0 | 0 | 0 | 0
[5 empty] | C3 | 0 | 0 | 0 | 0 | 0 | 0 | 0 | 0 | 0 | 0 | 0 | 0 | 0 | 0 | 0 | 0 | 0 | 0 | 0 | 0 | 0 | 0 | 0 | 0 | 0 | 0 | 0 | 0 | 0 | 0 | 0 | 0 | 0 | 0 | 0 | 0
[5 empty] | C4 | 0 | 0 | 0 | 0 | 0 | 0 | 0 | 0 | 0 | 0 | 0 | 0 | 0 | 0 | 0 | 0 | 0 | 0 | 0 | 0 | 0 | 0 | 0 | 0 | 0 | 0 | 0 | 0 | 0 | 0 | 0 | 0 | 0 | 0 | 0 | 0
|  | 0 | 0 | 0 |  | 0 | 0 | 0 | 0 | 0 |  | 0 | 0 | 0 | 0 | 0 |  | 0 | 0 | 0 | 0 | 0 |  | 0 | 0 | 0 | 0 | 0 |  | 0 | 0 | 0 | 0 | 0 |  | 0 | 0 | 0 | 0 | 0
| [Please insert new asset category as required] |  |  |  | C1 | 0 | 0 | 0 | 0 | 0 | 0 | 0 | 0 | 0 | 0 | 0 | 0 | 0 | 0 | 0 | 0 | 0 | 0 | 0 | 0 | 0 | 0 | 0 | 0 | 0 | 0 | 0 | 0 | 0 | 0 | 0 | 0 | 0 | 0 | 0 | 0
[5 empty] | C2 | 0 | 0 | 0 | 0 | 0 | 0 | 0 | 0 | 0 | 0 | 0 | 0 | 0 | 0 | 0 | 0 | 0 | 0 | 0 | 0 | 0 | 0 | 0 | 0 | 0 | 0 | 0 | 0 | 0 | 0 | 0 | 0 | 0 | 0 | 0 | 0
[5 empty] | C3 | 0 | 0 | 0 | 0 | 0 | 0 | 0 | 0 | 0 | 0 | 0 | 0 | 0 | 0 | 0 | 0 | 0 | 0 | 0 | 0 | 0 | 0 | 0 | 0 | 0 | 0 | 0 | 0 | 0 | 0 | 0 | 0 | 0 | 0 | 0 | 0
[5 empty] | C4 | 0 | 0 | 0 | 0 | 0 | 0 | 0 | 0 | 0 | 0 | 0 | 0 | 0 | 0 | 0 | 0 | 0 | 0 | 0 | 0 | 0 | 0 | 0 | 0 | 0 | 0 | 0 | 0 | 0 | 0 | 0 | 0 | 0 | 0 | 0 | 0
|  | 0 | 0 | 0 |  | 0 | 0 | 0 | 0 | 0 |  | 0 | 0 | 0 | 0 | 0 |  | 0 | 0 | 0 | 0 | 0 |  | 0 | 0 | 0 | 0 | 0 |  | 0 | 0 | 0 | 0 | 0 |  | 0 | 0 | 0 | 0 | 0
HV Network
| HV Switchgear (GM) - Primary |  |  |  | C1 | 312 | 461 | 253 | 229 | 644 | 1899 | 239 | 463 | 254 | 233 | 678 | 1867 | 0 | 0 | 0 | 0 | 0 | 0 | 161 | 561 | 185 | 129 | 864 | 1900 | 0 | 0 | 0 | 0 | 0 | 0 | 106 | 578 | 142 | 93 | 981 | 1900
[5 empty] | C2 | 74 | 110 | 60 | 54 | 153 | 451 | 57 | 110 | 60 | 55 | 161 | 443 | 0 | 0 | 0 | 0 | 0 | 0 | 38 | 133 | 44 | 31 | 205 | 451 | 0 | 0 | 0 | 0 | 0 | 0 | 25 | 137 | 34 | 22 | 233 | 451
[5 empty] | C3 | 386 | 569 | 313 | 283 | 796 | 2347 | 295 | 572 | 315 | 288 | 838 | 2308 | 0 | 0 | 0 | 0 | 0 | 0 | 200 | 692 | 228 | 160 | 1066 | 2346 | 0 | 0 | 0 | 0 | 0 | 0 | 132 | 713 | 174 | 116 | 1211 | 2346
[5 empty] | C4 | 0 | 0 | 0 | 0 | 0 | 0 | 0 | 0 | 0 | 0 | 0 | 0 | 0 | 0 | 0 | 0 | 0 | 0 | 0 | 0 | 0 | 0 | 0 | 0 | 0 | 0 | 0 | 0 | 0 | 0 | 0 | 0 | 0 | 0 | 0 | 0
|  | 0 | 0 | 0 |  | 772 | 1140 | 626 | 566 | 1593 |  | 591 | 1145 | 629 | 576 | 1677 |  | 0 | 0 | 0 | 0 | 0 |  | 399 | 1386 | 457 | 320 | 2135 |  | 0 | 0 | 0 | 0 | 0 |  | 263 | 1428 | 350 | 231 | 2425
| HV Switchgear (GM) - Distribution |  |  |  | C1 | 1 | 6 | 3 | 1 | 1 | 12 | 1 | 6 | 3 | 1 | 1 | 12 | 0 | 0 | 0 | 0 | 0 | 0 | 1 | 5 | 3 | 1 | 2 | 12 | 0 | 0 | 0 | 0 | 0 | 0 | 1 | 5 | 2 | 1 | 3 | 12
[5 empty] | C2 | 2639 | 14945 | 6789 | 1775 | 2816 | 28964 | 1310 | 15230 | 7011 | 1941 | 3415 | 28907 | 0 | 0 | 0 | 0 | 0 | 0 | 2555 | 13020 | 6152 | 2634 | 4601 | 28962 | 0 | 0 | 0 | 0 | 0 | 0 | 2437 | 11427 | 5340 | 2529 | 7229 | 28962
[5 empty] | C3 | 137 | 777 | 353 | 92 | 146 | 1505 | 68 | 792 | 364 | 101 | 177 | 1502 | 0 | 0 | 0 | 0 | 0 | 0 | 133 | 677 | 320 | 137 | 239 | 1506 | 0 | 0 | 0 | 0 | 0 | 0 | 127 | 594 | 278 | 131 | 376 | 1506
[5 empty] | C4 | 3 | 18 | 8 | 2 | 3 | 34 | 2 | 18 | 9 | 2 | 4 | 35 | 0 | 0 | 0 | 0 | 0 | 0 | 3 | 16 | 7 | 3 | 6 | 35 | 0 | 0 | 0 | 0 | 0 | 0 | 3 | 14 | 6 | 3 | 9 | 35
|  | 0 | 0 | 0 |  | 2780 | 15746 | 7153 | 1870 | 2966 |  | 1381 | 16046 | 7387 | 2045 | 3597 |  | 0 | 0 | 0 | 0 | 0 |  | 2692 | 13718 | 6482 | 2775 | 4848 |  | 0 | 0 | 0 | 0 | 0 |  | 2568 | 12040 | 5626 | 2664 | 7617
| HV Transformer (GM) |  |  |  | C1 | 0 | 0 | 0 | 0 | 0 | 0 | 0 | 0 | 0 | 0 | 0 | 0 | 0 | 0 | 0 | 0 | 0 | 0 | 0 | 0 | 0 | 0 | 0 | 0 | 0 | 0 | 0 | 0 | 0 | 0 | 0 | 0 | 0 | 0 | 0 | 0
[5 empty] | C2 | 4823 | 6506 | 2560 | 334 | 322 | 14545 | 4284 | 6630 | 2571 | 336 | 588 | 14409 | 0 | 0 | 0 | 0 | 0 | 0 | 4178 | 6111 | 3001 | 644 | 613 | 14547 | 0 | 0 | 0 | 0 | 0 | 0 | 3436 | 5557 | 3195 | 1197 | 1161 | 14546
[5 empty] | C3 | 760 | 1025 | 403 | 53 | 51 | 2292 | 675 | 1044 | 405 | 53 | 93 | 2270 | 0 | 0 | 0 | 0 | 0 | 0 | 658 | 962 | 473 | 101 | 96 | 2290 | 0 | 0 | 0 | 0 | 0 | 0 | 541 | 875 | 503 | 189 | 183 | 2291
[5 empty] | C4 | 0 | 0 | 0 | 0 | 0 | 0 | 0 | 0 | 0 | 0 | 0 | 0 | 0 | 0 | 0 | 0 | 0 | 0 | 0 | 0 | 0 | 0 | 0 | 0 | 0 | 0 | 0 | 0 | 0 | 0 | 0 | 0 | 0 | 0 | 0 | 0
|  | 0 | 0 | 0 |  | 5583 | 7531 | 2963 | 387 | 373 |  | 4959 | 7674 | 2976 | 389 | 681 |  | 0 | 0 | 0 | 0 | 0 |  | 4836 | 7073 | 3474 | 745 | 709 |  | 0 | 0 | 0 | 0 | 0 |  | 3977 | 6432 | 3698 | 1386 | 1344
| HV UG Cable |  |  |  | C1 | 0 | 0 | 0 | 0 | 0 | 0 | 0 | 0 | 0 | 0 | 0 | 0 | 0 | 0 | 0 | 0 | 0 | 0 | 0 | 0 | 0 | 0 | 0 | 0 | 0 | 0 | 0 | 0 | 0 | 0 | 0 | 0 | 0 | 0 | 0 | 0
[5 empty] | C2 | 0 | 0 | 0 | 0 | 0 | 0 | 0 | 0 | 0 | 0 | 0 | 0 | 0 | 0 | 0 | 0 | 0 | 0 | 0 | 0 | 0 | 0 | 0 | 0 | 0 | 0 | 0 | 0 | 0 | 0 | 0 | 0 | 0 | 0 | 0 | 0
[5 empty] | C3 | 0 | 0 | 0 | 0 | 0 | 0 | 0 | 0 | 0 | 0 | 0 | 0 | 0 | 0 | 0 | 0 | 0 | 0 | 0 | 0 | 0 | 0 | 0 | 0 | 0 | 0 | 0 | 0 | 0 | 0 | 0 | 0 | 0 | 0 | 0 | 0
[5 empty] | C4 | 0 | 0 | 0 | 0 | 0 | 0 | 0 | 0 | 0 | 0 | 0 | 0 | 0 | 0 | 0 | 0 | 0 | 0 | 0 | 0 | 0 | 0 | 0 | 0 | 0 | 0 | 0 | 0 | 0 | 0 | 0 | 0 | 0 | 0 | 0 | 0
|  | 0 | 0 | 0 |  | 0 | 0 | 0 | 0 | 0 |  | 0 | 0 | 0 | 0 | 0 |  | 0 | 0 | 0 | 0 | 0 |  | 0 | 0 | 0 | 0 | 0 |  | 0 | 0 | 0 | 0 | 0 |  | 0 | 0 | 0 | 0 | 0
| HV OHL Support - Poles |  |  |  | C1 | 204 | 1790 | 1305 | 281 | 48 | 3628 | 44 | 1814 | 1321 | 320 | 128 | 3627 | 0 | 0 | 0 | 0 | 0 | 0 | 192 | 1677 | 1326 | 316 | 117 | 3628 | 0 | 0 | 0 | 0 | 0 | 0 | 185 | 1663 | 1340 | 304 | 137 | 3629
[5 empty] | C2 | 4224 | 37056 | 27000 | 5822 | 997 | 75099 | 902 | 37540 | 27350 | 6618 | 2653 | 75063 | 0 | 0 | 0 | 0 | 0 | 0 | 3970 | 34721 | 27449 | 6541 | 2419 | 75100 | 0 | 0 | 0 | 0 | 0 | 0 | 3829 | 34431 | 27726 | 6284 | 2830 | 75100
[5 empty] | C3 | 1134 | 9950 | 7251 | 1563 | 268 | 20166 | 242 | 10080 | 7344 | 1777 | 712 | 20155 | 0 | 0 | 0 | 0 | 0 | 0 | 1066 | 9323 | 7371 | 1757 | 649 | 20166 | 0 | 0 | 0 | 0 | 0 | 0 | 1028 | 9245 | 7445 | 1687 | 760 | 20165
[5 empty] | C4 | 4 | 38 | 28 | 6 | 1 | 77 | 1 | 38 | 28 | 7 | 3 | 77 | 0 | 0 | 0 | 0 | 0 | 0 | 4 | 35 | 28 | 7 | 2 | 76 | 0 | 0 | 0 | 0 | 0 | 0 | 4 | 35 | 28 | 6 | 3 | 76
|  | 0 | 0 | 0 |  | 5566 | 48834 | 35584 | 7672 | 1314 |  | 1189 | 49472 | 36043 | 8722 | 3496 |  | 0 | 0 | 0 | 0 | 0 |  | 5232 | 45756 | 36174 | 8621 | 3187 |  | 0 | 0 | 0 | 0 | 0 |  | 5046 | 45374 | 36539 | 8281 | 3730
| [Please insert new asset category as required] |  |  |  | C1 | 0 | 0 | 0 | 0 | 0 | 0 | 0 | 0 | 0 | 0 | 0 | 0 | 0 | 0 | 0 | 0 | 0 | 0 | 0 | 0 | 0 | 0 | 0 | 0 | 0 | 0 | 0 | 0 | 0 | 0 | 0 | 0 | 0 | 0 | 0 | 0
[5 empty] | C2 | 0 | 0 | 0 | 0 | 0 | 0 | 0 | 0 | 0 | 0 | 0 | 0 | 0 | 0 | 0 | 0 | 0 | 0 | 0 | 0 | 0 | 0 | 0 | 0 | 0 | 0 | 0 | 0 | 0 | 0 | 0 | 0 | 0 | 0 | 0 | 0
[5 empty] | C3 | 0 | 0 | 0 | 0 | 0 | 0 | 0 | 0 | 0 | 0 | 0 | 0 | 0 | 0 | 0 | 0 | 0 | 0 | 0 | 0 | 0 | 0 | 0 | 0 | 0 | 0 | 0 | 0 | 0 | 0 | 0 | 0 | 0 | 0 | 0 | 0
[5 empty] | C4 | 0 | 0 | 0 | 0 | 0 | 0 | 0 | 0 | 0 | 0 | 0 | 0 | 0 | 0 | 0 | 0 | 0 | 0 | 0 | 0 | 0 | 0 | 0 | 0 | 0 | 0 | 0 | 0 | 0 | 0 | 0 | 0 | 0 | 0 | 0 | 0
|  | 0 | 0 | 0 |  | 0 | 0 | 0 | 0 | 0 |  | 0 | 0 | 0 | 0 | 0 |  | 0 | 0 | 0 | 0 | 0 |  | 0 | 0 | 0 | 0 | 0 |  | 0 | 0 | 0 | 0 | 0 |  | 0 | 0 | 0 | 0 | 0
| [Please insert new asset category as required] |  |  |  | C1 | 0 | 0 | 0 | 0 | 0 | 0 | 0 | 0 | 0 | 0 | 0 | 0 | 0 | 0 | 0 | 0 | 0 | 0 | 0 | 0 | 0 | 0 | 0 | 0 | 0 | 0 | 0 | 0 | 0 | 0 | 0 | 0 | 0 | 0 | 0 | 0
[5 empty] | C2 | 0 | 0 | 0 | 0 | 0 | 0 | 0 | 0 | 0 | 0 | 0 | 0 | 0 | 0 | 0 | 0 | 0 | 0 | 0 | 0 | 0 | 0 | 0 | 0 | 0 | 0 | 0 | 0 | 0 | 0 | 0 | 0 | 0 | 0 | 0 | 0
[5 empty] | C3 | 0 | 0 | 0 | 0 | 0 | 0 | 0 | 0 | 0 | 0 | 0 | 0 | 0 | 0 | 0 | 0 | 0 | 0 | 0 | 0 | 0 | 0 | 0 | 0 | 0 | 0 | 0 | 0 | 0 | 0 | 0 | 0 | 0 | 0 | 0 | 0
[5 empty] | C4 | 0 | 0 | 0 | 0 | 0 | 0 | 0 | 0 | 0 | 0 | 0 | 0 | 0 | 0 | 0 | 0 | 0 | 0 | 0 | 0 | 0 | 0 | 0 | 0 | 0 | 0 | 0 | 0 | 0 | 0 | 0 | 0 | 0 | 0 | 0 | 0
|  | 0 | 0 | 0 |  | 0 | 0 | 0 | 0 | 0 |  | 0 | 0 | 0 | 0 | 0 |  | 0 | 0 | 0 | 0 | 0 |  | 0 | 0 | 0 | 0 | 0 |  | 0 | 0 | 0 | 0 | 0 |  | 0 | 0 | 0 | 0 | 0
| [Please insert new asset category as required] |  |  |  | C1 | 0 | 0 | 0 | 0 | 0 | 0 | 0 | 0 | 0 | 0 | 0 | 0 | 0 | 0 | 0 | 0 | 0 | 0 | 0 | 0 | 0 | 0 | 0 | 0 | 0 | 0 | 0 | 0 | 0 | 0 | 0 | 0 | 0 | 0 | 0 | 0
[5 empty] | C2 | 0 | 0 | 0 | 0 | 0 | 0 | 0 | 0 | 0 | 0 | 0 | 0 | 0 | 0 | 0 | 0 | 0 | 0 | 0 | 0 | 0 | 0 | 0 | 0 | 0 | 0 | 0 | 0 | 0 | 0 | 0 | 0 | 0 | 0 | 0 | 0
[5 empty] | C3 | 0 | 0 | 0 | 0 | 0 | 0 | 0 | 0 | 0 | 0 | 0 | 0 | 0 | 0 | 0 | 0 | 0 | 0 | 0 | 0 | 0 | 0 | 0 | 0 | 0 | 0 | 0 | 0 | 0 | 0 | 0 | 0 | 0 | 0 | 0 | 0
[5 empty] | C4 | 0 | 0 | 0 | 0 | 0 | 0 | 0 | 0 | 0 | 0 | 0 | 0 | 0 | 0 | 0 | 0 | 0 | 0 | 0 | 0 | 0 | 0 | 0 | 0 | 0 | 0 | 0 | 0 | 0 | 0 | 0 | 0 | 0 | 0 | 0 | 0
|  | 0 | 0 | 0 |  | 0 | 0 | 0 | 0 | 0 |  | 0 | 0 | 0 | 0 | 0 |  | 0 | 0 | 0 | 0 | 0 |  | 0 | 0 | 0 | 0 | 0 |  | 0 | 0 | 0 | 0 | 0 |  | 0 | 0 | 0 | 0 | 0
| [Please insert new asset category as required] |  |  |  | C1 | 0 | 0 | 0 | 0 | 0 | 0 | 0 | 0 | 0 | 0 | 0 | 0 | 0 | 0 | 0 | 0 | 0 | 0 | 0 | 0 | 0 | 0 | 0 | 0 | 0 | 0 | 0 | 0 | 0 | 0 | 0 | 0 | 0 | 0 | 0 | 0
[5 empty] | C2 | 0 | 0 | 0 | 0 | 0 | 0 | 0 | 0 | 0 | 0 | 0 | 0 | 0 | 0 | 0 | 0 | 0 | 0 | 0 | 0 | 0 | 0 | 0 | 0 | 0 | 0 | 0 | 0 | 0 | 0 | 0 | 0 | 0 | 0 | 0 | 0
[5 empty] | C3 | 0 | 0 | 0 | 0 | 0 | 0 | 0 | 0 | 0 | 0 | 0 | 0 | 0 | 0 | 0 | 0 | 0 | 0 | 0 | 0 | 0 | 0 | 0 | 0 | 0 | 0 | 0 | 0 | 0 | 0 | 0 | 0 | 0 | 0 | 0 | 0
[5 empty] | C4 | 0 | 0 | 0 | 0 | 0 | 0 | 0 | 0 | 0 | 0 | 0 | 0 | 0 | 0 | 0 | 0 | 0 | 0 | 0 | 0 | 0 | 0 | 0 | 0 | 0 | 0 | 0 | 0 | 0 | 0 | 0 | 0 | 0 | 0 | 0 | 0
|  | 0 | 0 | 0 |  | 0 | 0 | 0 | 0 | 0 |  | 0 | 0 | 0 | 0 | 0 |  | 0 | 0 | 0 | 0 | 0 |  | 0 | 0 | 0 | 0 | 0 |  | 0 | 0 | 0 | 0 | 0 |  | 0 | 0 | 0 | 0 | 0
| [Please insert new asset category as required] |  |  |  | C1 | 0 | 0 | 0 | 0 | 0 | 0 | 0 | 0 | 0 | 0 | 0 | 0 | 0 | 0 | 0 | 0 | 0 | 0 | 0 | 0 | 0 | 0 | 0 | 0 | 0 | 0 | 0 | 0 | 0 | 0 | 0 | 0 | 0 | 0 | 0 | 0
[5 empty] | C2 | 0 | 0 | 0 | 0 | 0 | 0 | 0 | 0 | 0 | 0 | 0 | 0 | 0 | 0 | 0 | 0 | 0 | 0 | 0 | 0 | 0 | 0 | 0 | 0 | 0 | 0 | 0 | 0 | 0 | 0 | 0 | 0 | 0 | 0 | 0 | 0
[5 empty] | C3 | 0 | 0 | 0 | 0 | 0 | 0 | 0 | 0 | 0 | 0 | 0 | 0 | 0 | 0 | 0 | 0 | 0 | 0 | 0 | 0 | 0 | 0 | 0 | 0 | 0 | 0 | 0 | 0 | 0 | 0 | 0 | 0 | 0 | 0 | 0 | 0
[5 empty] | C4 | 0 | 0 | 0 | 0 | 0 | 0 | 0 | 0 | 0 | 0 | 0 | 0 | 0 | 0 | 0 | 0 | 0 | 0 | 0 | 0 | 0 | 0 | 0 | 0 | 0 | 0 | 0 | 0 | 0 | 0 | 0 | 0 | 0 | 0 | 0 | 0
|  | 0 | 0 | 0 |  | 0 | 0 | 0 | 0 | 0 |  | 0 | 0 | 0 | 0 | 0 |  | 0 | 0 | 0 | 0 | 0 |  | 0 | 0 | 0 | 0 | 0 |  | 0 | 0 | 0 | 0 | 0 |  | 0 | 0 | 0 | 0 | 0
EHV Network
| EHV Switchgear (GM) |  |  |  | C1 | 215 | 458 | 214 | 23 | 27 | 937 | 174 | 460 | 214 | 24 | 45 | 917 | 0 | 0 | 0 | 0 | 0 | 0 | 184 | 319 | 345 | 45 | 41 | 934 | 0 | 0 | 0 | 0 | 0 | 0 | 170 | 231 | 377 | 75 | 83 | 936
[5 empty] | C2 | 77 | 163 | 76 | 8 | 9 | 333 | 62 | 164 | 77 | 9 | 16 | 328 | 0 | 0 | 0 | 0 | 0 | 0 | 66 | 114 | 123 | 17 | 15 | 335 | 0 | 0 | 0 | 0 | 0 | 0 | 60 | 82 | 135 | 27 | 30 | 334
[5 empty] | C3 | 68 | 144 | 67 | 7 | 8 | 294 | 55 | 144 | 67 | 8 | 14 | 288 | 0 | 0 | 0 | 0 | 0 | 0 | 58 | 100 | 108 | 15 | 13 | 294 | 0 | 0 | 0 | 0 | 0 | 0 | 53 | 72 | 119 | 24 | 26 | 294
[5 empty] | C4 | 50 | 106 | 50 | 5 | 6 | 217 | 40 | 107 | 50 | 6 | 10 | 213 | 0 | 0 | 0 | 0 | 0 | 0 | 43 | 74 | 80 | 11 | 10 | 218 | 0 | 0 | 0 | 0 | 0 | 0 | 39 | 53 | 88 | 18 | 19 | 217
|  | 0 | 0 | 0 |  | 410 | 871 | 407 | 43 | 50 |  | 331 | 875 | 408 | 47 | 85 |  | 0 | 0 | 0 | 0 | 0 |  | 351 | 607 | 656 | 88 | 79 |  | 0 | 0 | 0 | 0 | 0 |  | 322 | 438 | 719 | 144 | 158
| EHV Transformer |  |  |  | C1 | 45 | 96 | 206 | 43 | 49 | 439 | 35 | 95 | 206 | 43 | 59 | 438 | 0 | 0 | 0 | 0 | 0 | 0 | 29 | 75 | 143 | 90 | 102 | 439 | 0 | 0 | 0 | 0 | 0 | 0 | 20 | 76 | 45 | 88 | 210 | 439
[5 empty] | C2 | 19 | 42 | 90 | 19 | 22 | 192 | 15 | 42 | 90 | 19 | 25 | 191 | 0 | 0 | 0 | 0 | 0 | 0 | 13 | 33 | 62 | 39 | 45 | 192 | 0 | 0 | 0 | 0 | 0 | 0 | 9 | 33 | 19 | 39 | 92 | 192
[5 empty] | C3 | 5 | 12 | 25 | 5 | 6 | 53 | 4 | 12 | 25 | 5 | 7 | 53 | 0 | 0 | 0 | 0 | 0 | 0 | 4 | 9 | 17 | 11 | 13 | 54 | 0 | 0 | 0 | 0 | 0 | 0 | 2 | 9 | 5 | 11 | 26 | 53
[5 empty] | C4 | 4 | 8 | 17 | 3 | 4 | 36 | 3 | 8 | 17 | 3 | 5 | 36 | 0 | 0 | 0 | 0 | 0 | 0 | 2 | 6 | 12 | 7 | 8 | 35 | 0 | 0 | 0 | 0 | 0 | 0 | 2 | 6 | 4 | 7 | 17 | 36
|  | 0 | 0 | 0 |  | 73 | 158 | 338 | 70 | 81 |  | 57 | 157 | 338 | 70 | 96 |  | 0 | 0 | 0 | 0 | 0 |  | 48 | 123 | 234 | 147 | 168 |  | 0 | 0 | 0 | 0 | 0 |  | 33 | 124 | 73 | 145 | 345
| EHV UG Cable (Gas) |  |  |  | C1 | 0 | 0 | 0 | 0 | 0 | 0 | 0 | 0 | 0 | 0 | 0 | 0 | 0 | 0 | 0 | 0 | 0 | 0 | 0 | 0 | 0 | 0 | 0 | 0 | 0 | 0 | 0 | 0 | 0 | 0 | 0 | 0 | 0 | 0 | 0 | 0
[5 empty] | C2 | 2.9791 | 33.92 | 35.102 | 93.8026 | 61.2642 | 227.0678 | 2.9321 | 33.932 | 35.1378 | 100.9511 | 61.287 | 234.2399 | 0 | 0 | 0 | 0 | 0 | 0 | 0.34134 | 26.886 | 37.7396 | 78.8553 | 83.2452 | 227.0675 | 0 | 0 | 0 | 0 | 0 | 0 | 0.34134 | 12.8181 | 39.8921 | 25.7067 | 148.3093 | 227.0675
[5 empty] | C3 | 0 | 0 | 0 | 0 | 0 | 0 | 0 | 0 | 0 | 0 | 0 | 0 | 0 | 0 | 0 | 0 | 0 | 0 | 0 | 0 | 0 | 0 | 0 | 0 | 0 | 0 | 0 | 0 | 0 | 0 | 0 | 0 | 0 | 0 | 0 | 0
[5 empty] | C4 | 0 | 0 | 0 | 0 | 0 | 0 | 0 | 0 | 0 | 0 | 0 | 0 | 0 | 0 | 0 | 0 | 0 | 0 | 0 | 0 | 0 | 0 | 0 | 0 | 0 | 0 | 0 | 0 | 0 | 0 | 0 | 0 | 0 | 0 | 0 | 0
|  | 0 | 0 | 0 |  | 2.9791 | 33.92 | 35.102 | 93.8026 | 61.2642 |  | 2.9321 | 33.932 | 35.1378 | 100.9511 | 61.287 |  | 0 | 0 | 0 | 0 | 0 |  | 0.34134 | 26.886 | 37.7396 | 78.8553 | 83.2452 |  | 0 | 0 | 0 | 0 | 0 |  | 0.34134 | 12.8181 | 39.8921 | 25.7067 | 148.3093
| EHV UG Cable (Oil) |  |  |  | C1 | 1.6369 | 2.5218 | 2.8663 | 6.9395 | 3.1171 | 17.0815 | 1.63 | 2.5796 | 3.0569 | 8.8085 | 4.8454 | 20.9204 | 0 | 0 | 0 | 0 | 0 | 0 | 0.0090919 | 3.5395 | 2.8444 | 5.6227 | 5.0659 | 17.0815 | 0 | 0 | 0 | 0 | 0 | 0 | 0.0090919 | 2.2753 | 3.4238 | 1.729 | 9.6443 | 17.0815
[5 empty] | C2 | 23.651 | 36.4363 | 41.4126 | 100.2639 | 45.0362 | 246.8 | 23.5502 | 37.2712 | 44.1675 | 127.2676 | 70.0084 | 302.2649 | 0 | 0 | 0 | 0 | 0 | 0 | 0.13136 | 51.1394 | 41.0967 | 81.2383 | 73.1937 | 246.7995 | 0 | 0 | 0 | 0 | 0 | 0 | 0.13136 | 32.875 | 49.4679 | 24.9812 | 139.3439 | 246.7995
[5 empty] | C3 | 2.8672 | 4.4172 | 5.0205 | 12.155 | 5.4598 | 29.9197 | 2.855 | 4.5184 | 5.3544 | 15.4287 | 8.4871 | 36.6437 | 0 | 0 | 0 | 0 | 0 | 0 | 0.015925 | 6.1996 | 4.9822 | 9.8485 | 8.8733 | 29.9196 | 0 | 0 | 0 | 0 | 0 | 0 | 0.015925 | 3.9855 | 5.997 | 3.0285 | 16.8927 | 29.9196
[5 empty] | C4 | 0 | 0 | 0 | 0 | 0 | 0 | 0 | 0 | 0 | 0 | 0 | 0 | 0 | 0 | 0 | 0 | 0 | 0 | 0 | 0 | 0 | 0 | 0 | 0 | 0 | 0 | 0 | 0 | 0 | 0 | 0 | 0 | 0 | 0 | 0 | 0
|  | 0 | 0 | 0 |  | 28.1551 | 43.3753 | 49.2994 | 119.3584 | 53.613 |  | 28.0351 | 44.3692 | 52.5789 | 151.5048 | 83.3409 |  | 0 | 0 | 0 | 0 | 0 |  | 0.15638 | 60.8785 | 48.9233 | 96.7095 | 87.1329 |  | 0 | 0 | 0 | 0 | 0 |  | 0.15638 | 39.1358 | 58.8887 | 29.7387 | 165.8809
| EHV UG Cable (Non Pressurised) |  |  |  | C1 | 0 | 0 | 0 | 0 | 0 | 0 | 0 | 0 | 0 | 0 | 0 | 0 | 0 | 0 | 0 | 0 | 0 | 0 | 0 | 0 | 0 | 0 | 0 | 0 | 0 | 0 | 0 | 0 | 0 | 0 | 0 | 0 | 0 | 0 | 0 | 0
[5 empty] | C2 | 0 | 0 | 0 | 0 | 0 | 0 | 0 | 0 | 0 | 0 | 0 | 0 | 0 | 0 | 0 | 0 | 0 | 0 | 0 | 0 | 0 | 0 | 0 | 0 | 0 | 0 | 0 | 0 | 0 | 0 | 0 | 0 | 0 | 0 | 0 | 0
[5 empty] | C3 | 0 | 0 | 0 | 0 | 0 | 0 | 0 | 0 | 0 | 0 | 0 | 0 | 0 | 0 | 0 | 0 | 0 | 0 | 0 | 0 | 0 | 0 | 0 | 0 | 0 | 0 | 0 | 0 | 0 | 0 | 0 | 0 | 0 | 0 | 0 | 0
[5 empty] | C4 | 0 | 0 | 0 | 0 | 0 | 0 | 0 | 0 | 0 | 0 | 0 | 0 | 0 | 0 | 0 | 0 | 0 | 0 | 0 | 0 | 0 | 0 | 0 | 0 | 0 | 0 | 0 | 0 | 0 | 0 | 0 | 0 | 0 | 0 | 0 | 0
|  | 0 | 0 | 0 |  | 0 | 0 | 0 | 0 | 0 |  | 0 | 0 | 0 | 0 | 0 |  | 0 | 0 | 0 | 0 | 0 |  | 0 | 0 | 0 | 0 | 0 |  | 0 | 0 | 0 | 0 | 0 |  | 0 | 0 | 0 | 0 | 0
| EHV OHL Support - Towers |  |  |  | C1 | 26 | 441 | 68 | 24 | 134 | 693 | 26 | 395 | 94 | 40 | 140 | 695 | 0 | 0 | 0 | 0 | 0 | 0 | 0 | 261 | 208 | 52 | 171 | 692 | 0 | 0 | 0 | 0 | 0 | 0 | 0 | 170 | 162 | 127 | 233 | 692
[5 empty] | C2 | 0 | 0 | 0 | 0 | 0 | 0 | 0 | 0 | 0 | 0 | 0 | 0 | 0 | 0 | 0 | 0 | 0 | 0 | 0 | 0 | 0 | 0 | 0 | 0 | 0 | 0 | 0 | 0 | 0 | 0 | 0 | 0 | 0 | 0 | 0 | 0
[5 empty] | C3 | 0 | 4 | 1 | 0 | 1 | 6 | 0 | 4 | 1 | 0 | 1 | 6 | 0 | 0 | 0 | 0 | 0 | 0 | 0 | 2 | 2 | 1 | 2 | 7 | 0 | 0 | 0 | 0 | 0 | 0 | 0 | 2 | 2 | 1 | 2 | 7
[5 empty] | C4 | 8 | 147 | 23 | 8 | 45 | 231 | 8 | 131 | 31 | 13 | 46 | 229 | 0 | 0 | 0 | 0 | 0 | 0 | 0 | 87 | 69 | 18 | 57 | 231 | 0 | 0 | 0 | 0 | 0 | 0 | 0 | 57 | 54 | 42 | 78 | 231
|  | 0 | 0 | 0 |  | 34 | 592 | 92 | 32 | 180 |  | 34 | 530 | 126 | 53 | 187 |  | 0 | 0 | 0 | 0 | 0 |  | 0 | 350 | 279 | 71 | 230 |  | 0 | 0 | 0 | 0 | 0 |  | 0 | 229 | 218 | 170 | 313
| EHV OHL Support - Poles |  |  |  | C1 | 12 | 112 | 108 | 21 | 10 | 263 | 2 | 114 | 110 | 24 | 15 | 265 | 0 | 0 | 0 | 0 | 0 | 0 | 12 | 94 | 122 | 25 | 12 | 265 | 0 | 0 | 0 | 0 | 0 | 0 | 12 | 82 | 127 | 28 | 16 | 265
[5 empty] | C2 | 423 | 3799 | 3664 | 722 | 332 | 8940 | 52 | 3863 | 3736 | 805 | 507 | 8963 | 0 | 0 | 0 | 0 | 0 | 0 | 417 | 3167 | 4116 | 846 | 393 | 8939 | 0 | 0 | 0 | 0 | 0 | 0 | 413 | 2761 | 4281 | 959 | 525 | 8939
[5 empty] | C3 | 157 | 1412 | 1363 | 268 | 124 | 3324 | 19 | 1436 | 1389 | 300 | 188 | 3332 | 0 | 0 | 0 | 0 | 0 | 0 | 155 | 1178 | 1530 | 315 | 146 | 3324 | 0 | 0 | 0 | 0 | 0 | 0 | 154 | 1027 | 1591 | 357 | 195 | 3324
[5 empty] | C4 | 0 | 3 | 3 | 1 | 0 | 7 | 0 | 3 | 3 | 1 | 0 | 7 | 0 | 0 | 0 | 0 | 0 | 0 | 0 | 2 | 3 | 1 | 0 | 6 | 0 | 0 | 0 | 0 | 0 | 0 | 0 | 2 | 3 | 1 | 0 | 6
|  | 0 | 0 | 0 |  | 592 | 5326 | 5138 | 1012 | 466 |  | 73 | 5416 | 5238 | 1130 | 710 |  | 0 | 0 | 0 | 0 | 0 |  | 584 | 4441 | 5771 | 1187 | 551 |  | 0 | 0 | 0 | 0 | 0 |  | 579 | 3872 | 6002 | 1345 | 736
| EHV OHL Fittings and Conductors (Tower Lines) |  |  |  | C1 | 60.0911 | 197.1135 | 4.2075 | 0.74518 | 2.2355 | 264.3928 | 0 | 235.0812 | 14.1584 | 0.74518 | 2.2355 | 252.2203 | 0 | 0 | 0 | 0 | 0 | 0 | 60.0911 | 168.7967 | 25.0724 | 4.4711 | 5.9614 | 264.3928 | 0 | 0 | 0 | 0 | 0 | 0 | 60.0911 | 147.1866 | 18.3658 | 18.6294 | 20.1198 | 264.3928
[5 empty] | C2 | 0.081868 | 0.26855 | 0.0057322 | 0.0010152 | 0.0030457 | 0.36021 | 0 | 0.32027 | 0.019289 | 0.0010152 | 0.0030457 | 0.34362 | 0 | 0 | 0 | 0 | 0 | 0 | 0.081868 | 0.22997 | 0.034159 | 0.0060914 | 0.0081218 | 0.36021 | 0 | 0 | 0 | 0 | 0 | 0 | 0.081868 | 0.20053 | 0.025022 | 0.025381 | 0.027411 | 0.36021
[5 empty] | C3 | 0.49121 | 1.6113 | 0.034393 | 0.0060914 | 0.018274 | 2.1612 | 0 | 1.9216 | 0.11574 | 0.0060914 | 0.018274 | 2.0617 | 0 | 0 | 0 | 0 | 0 | 0 | 0.49121 | 1.3798 | 0.20495 | 0.036548 | 0.048731 | 2.1612 | 0 | 0 | 0 | 0 | 0 | 0 | 0.49121 | 1.2032 | 0.15013 | 0.15228 | 0.16447 | 2.1612
[5 empty] | C4 | 19.9758 | 65.5255 | 1.3987 | 0.24772 | 0.74315 | 87.8908 | 0 | 78.1469 | 4.7066 | 0.24772 | 0.74315 | 83.8443 | 0 | 0 | 0 | 0 | 0 | 0 | 19.9758 | 56.1123 | 8.3347 | 1.4863 | 1.9817 | 87.8908 | 0 | 0 | 0 | 0 | 0 | 0 | 19.9758 | 48.9285 | 6.1053 | 6.1929 | 6.6883 | 87.8908
|  | 0 | 0 | 0 |  | 80.64 | 264.5188 | 5.6462 | 1 | 3 |  | 0 | 315.47 | 19 | 1 | 3 |  | 0 | 0 | 0 | 0 | 0 |  | 80.64 | 226.5188 | 33.6462 | 6 | 8 |  | 0 | 0 | 0 | 0 | 0 |  | 80.64 | 197.5188 | 24.6462 | 25 | 27
| [Please insert new asset category as required] |  |  |  | C1 | 0 | 0 | 0 | 0 | 0 | 0 | 0 | 0 | 0 | 0 | 0 | 0 | 0 | 0 | 0 | 0 | 0 | 0 | 0 | 0 | 0 | 0 | 0 | 0 | 0 | 0 | 0 | 0 | 0 | 0 | 0 | 0 | 0 | 0 | 0 | 0
[5 empty] | C2 | 0 | 0 | 0 | 0 | 0 | 0 | 0 | 0 | 0 | 0 | 0 | 0 | 0 | 0 | 0 | 0 | 0 | 0 | 0 | 0 | 0 | 0 | 0 | 0 | 0 | 0 | 0 | 0 | 0 | 0 | 0 | 0 | 0 | 0 | 0 | 0
[5 empty] | C3 | 0 | 0 | 0 | 0 | 0 | 0 | 0 | 0 | 0 | 0 | 0 | 0 | 0 | 0 | 0 | 0 | 0 | 0 | 0 | 0 | 0 | 0 | 0 | 0 | 0 | 0 | 0 | 0 | 0 | 0 | 0 | 0 | 0 | 0 | 0 | 0
[5 empty] | C4 | 0 | 0 | 0 | 0 | 0 | 0 | 0 | 0 | 0 | 0 | 0 | 0 | 0 | 0 | 0 | 0 | 0 | 0 | 0 | 0 | 0 | 0 | 0 | 0 | 0 | 0 | 0 | 0 | 0 | 0 | 0 | 0 | 0 | 0 | 0 | 0
|  | 0 | 0 | 0 |  | 0 | 0 | 0 | 0 | 0 |  | 0 | 0 | 0 | 0 | 0 |  | 0 | 0 | 0 | 0 | 0 |  | 0 | 0 | 0 | 0 | 0 |  | 0 | 0 | 0 | 0 | 0 |  | 0 | 0 | 0 | 0 | 0
| [Please insert new asset category as required] |  |  |  | C1 | 0 | 0 | 0 | 0 | 0 | 0 | 0 | 0 | 0 | 0 | 0 | 0 | 0 | 0 | 0 | 0 | 0 | 0 | 0 | 0 | 0 | 0 | 0 | 0 | 0 | 0 | 0 | 0 | 0 | 0 | 0 | 0 | 0 | 0 | 0 | 0
[5 empty] | C2 | 0 | 0 | 0 | 0 | 0 | 0 | 0 | 0 | 0 | 0 | 0 | 0 | 0 | 0 | 0 | 0 | 0 | 0 | 0 | 0 | 0 | 0 | 0 | 0 | 0 | 0 | 0 | 0 | 0 | 0 | 0 | 0 | 0 | 0 | 0 | 0
[5 empty] | C3 | 0 | 0 | 0 | 0 | 0 | 0 | 0 | 0 | 0 | 0 | 0 | 0 | 0 | 0 | 0 | 0 | 0 | 0 | 0 | 0 | 0 | 0 | 0 | 0 | 0 | 0 | 0 | 0 | 0 | 0 | 0 | 0 | 0 | 0 | 0 | 0
[5 empty] | C4 | 0 | 0 | 0 | 0 | 0 | 0 | 0 | 0 | 0 | 0 | 0 | 0 | 0 | 0 | 0 | 0 | 0 | 0 | 0 | 0 | 0 | 0 | 0 | 0 | 0 | 0 | 0 | 0 | 0 | 0 | 0 | 0 | 0 | 0 | 0 | 0
|  | 0 | 0 | 0 |  | 0 | 0 | 0 | 0 | 0 |  | 0 | 0 | 0 | 0 | 0 |  | 0 | 0 | 0 | 0 | 0 |  | 0 | 0 | 0 | 0 | 0 |  | 0 | 0 | 0 | 0 | 0 |  | 0 | 0 | 0 | 0 | 0
| [Please insert new asset category as required] |  |  |  | C1 | 0 | 0 | 0 | 0 | 0 | 0 | 0 | 0 | 0 | 0 | 0 | 0 | 0 | 0 | 0 | 0 | 0 | 0 | 0 | 0 | 0 | 0 | 0 | 0 | 0 | 0 | 0 | 0 | 0 | 0 | 0 | 0 | 0 | 0 | 0 | 0
[5 empty] | C2 | 0 | 0 | 0 | 0 | 0 | 0 | 0 | 0 | 0 | 0 | 0 | 0 | 0 | 0 | 0 | 0 | 0 | 0 | 0 | 0 | 0 | 0 | 0 | 0 | 0 | 0 | 0 | 0 | 0 | 0 | 0 | 0 | 0 | 0 | 0 | 0
[5 empty] | C3 | 0 | 0 | 0 | 0 | 0 | 0 | 0 | 0 | 0 | 0 | 0 | 0 | 0 | 0 | 0 | 0 | 0 | 0 | 0 | 0 | 0 | 0 | 0 | 0 | 0 | 0 | 0 | 0 | 0 | 0 | 0 | 0 | 0 | 0 | 0 | 0
[5 empty] | C4 | 0 | 0 | 0 | 0 | 0 | 0 | 0 | 0 | 0 | 0 | 0 | 0 | 0 | 0 | 0 | 0 | 0 | 0 | 0 | 0 | 0 | 0 | 0 | 0 | 0 | 0 | 0 | 0 | 0 | 0 | 0 | 0 | 0 | 0 | 0 | 0
|  | 0 | 0 | 0 |  | 0 | 0 | 0 | 0 | 0 |  | 0 | 0 | 0 | 0 | 0 |  | 0 | 0 | 0 | 0 | 0 |  | 0 | 0 | 0 | 0 | 0 |  | 0 | 0 | 0 | 0 | 0 |  | 0 | 0 | 0 | 0 | 0
| [Please insert new asset category as required] |  |  |  | C1 | 0 | 0 | 0 | 0 | 0 | 0 | 0 | 0 | 0 | 0 | 0 | 0 | 0 | 0 | 0 | 0 | 0 | 0 | 0 | 0 | 0 | 0 | 0 | 0 | 0 | 0 | 0 | 0 | 0 | 0 | 0 | 0 | 0 | 0 | 0 | 0
[5 empty] | C2 | 0 | 0 | 0 | 0 | 0 | 0 | 0 | 0 | 0 | 0 | 0 | 0 | 0 | 0 | 0 | 0 | 0 | 0 | 0 | 0 | 0 | 0 | 0 | 0 | 0 | 0 | 0 | 0 | 0 | 0 | 0 | 0 | 0 | 0 | 0 | 0
[5 empty] | C3 | 0 | 0 | 0 | 0 | 0 | 0 | 0 | 0 | 0 | 0 | 0 | 0 | 0 | 0 | 0 | 0 | 0 | 0 | 0 | 0 | 0 | 0 | 0 | 0 | 0 | 0 | 0 | 0 | 0 | 0 | 0 | 0 | 0 | 0 | 0 | 0
[5 empty] | C4 | 0 | 0 | 0 | 0 | 0 | 0 | 0 | 0 | 0 | 0 | 0 | 0 | 0 | 0 | 0 | 0 | 0 | 0 | 0 | 0 | 0 | 0 | 0 | 0 | 0 | 0 | 0 | 0 | 0 | 0 | 0 | 0 | 0 | 0 | 0 | 0
|  | 0 | 0 | 0 |  | 0 | 0 | 0 | 0 | 0 |  | 0 | 0 | 0 | 0 | 0 |  | 0 | 0 | 0 | 0 | 0 |  | 0 | 0 | 0 | 0 | 0 |  | 0 | 0 | 0 | 0 | 0 |  | 0 | 0 | 0 | 0 | 0
| [Please insert new asset category as required] |  |  |  | C1 | 0 | 0 | 0 | 0 | 0 | 0 | 0 | 0 | 0 | 0 | 0 | 0 | 0 | 0 | 0 | 0 | 0 | 0 | 0 | 0 | 0 | 0 | 0 | 0 | 0 | 0 | 0 | 0 | 0 | 0 | 0 | 0 | 0 | 0 | 0 | 0
[5 empty] | C2 | 0 | 0 | 0 | 0 | 0 | 0 | 0 | 0 | 0 | 0 | 0 | 0 | 0 | 0 | 0 | 0 | 0 | 0 | 0 | 0 | 0 | 0 | 0 | 0 | 0 | 0 | 0 | 0 | 0 | 0 | 0 | 0 | 0 | 0 | 0 | 0
[5 empty] | C3 | 0 | 0 | 0 | 0 | 0 | 0 | 0 | 0 | 0 | 0 | 0 | 0 | 0 | 0 | 0 | 0 | 0 | 0 | 0 | 0 | 0 | 0 | 0 | 0 | 0 | 0 | 0 | 0 | 0 | 0 | 0 | 0 | 0 | 0 | 0 | 0
[5 empty] | C4 | 0 | 0 | 0 | 0 | 0 | 0 | 0 | 0 | 0 | 0 | 0 | 0 | 0 | 0 | 0 | 0 | 0 | 0 | 0 | 0 | 0 | 0 | 0 | 0 | 0 | 0 | 0 | 0 | 0 | 0 | 0 | 0 | 0 | 0 | 0 | 0
|  | 0 | 0 | 0 |  | 0 | 0 | 0 | 0 | 0 |  | 0 | 0 | 0 | 0 | 0 |  | 0 | 0 | 0 | 0 | 0 |  | 0 | 0 | 0 | 0 | 0 |  | 0 | 0 | 0 | 0 | 0 |  | 0 | 0 | 0 | 0 | 0
132kV Network
| 132kV CBs |  |  |  | C1 | 43 | 16 | 2 | 2 | 14 | 77 | 40 | 16 | 2 | 2 | 15 | 75 | 0 | 0 | 0 | 0 | 0 | 0 | 32 | 20 | 4 | 4 | 16 | 76 | 0 | 0 | 0 | 0 | 0 | 0 | 29 | 23 | 4 | 5 | 16 | 77
[5 empty] | C2 | 15 | 6 | 1 | 0 | 5 | 27 | 14 | 6 | 1 | 0 | 5 | 26 | 0 | 0 | 0 | 0 | 0 | 0 | 12 | 7 | 1 | 2 | 6 | 28 | 0 | 0 | 0 | 0 | 0 | 0 | 10 | 8 | 2 | 2 | 6 | 28
[5 empty] | C3 | 50 | 21 | 3 | 1 | 15 | 90 | 46 | 18 | 3 | 1 | 17 | 85 | 0 | 0 | 0 | 0 | 0 | 0 | 38 | 23 | 5 | 5 | 19 | 90 | 0 | 0 | 0 | 0 | 0 | 0 | 33 | 27 | 5 | 5 | 19 | 89
[5 empty] | C4 | 0 | 0 | 0 | 0 | 0 | 0 | 0 | 0 | 0 | 0 | 0 | 0 | 0 | 0 | 0 | 0 | 0 | 0 | 0 | 0 | 0 | 0 | 0 | 0 | 0 | 0 | 0 | 0 | 0 | 0 | 0 | 0 | 0 | 0 | 0 | 0
|  | 0 | 0 | 0 |  | 108 | 43 | 6 | 3 | 34 |  | 100 | 40 | 6 | 3 | 37 |  | 0 | 0 | 0 | 0 | 0 |  | 82 | 50 | 10 | 11 | 41 |  | 0 | 0 | 0 | 0 | 0 |  | 72 | 58 | 11 | 12 | 41
| 132kV Transformer |  |  |  | C1 | 12 | 19 | 15 | 7 | 6 | 59 | 5 | 19 | 15 | 7 | 11 | 57 | 0 | 0 | 0 | 0 | 0 | 0 | 11 | 10 | 16 | 16 | 7 | 60 | 0 | 0 | 0 | 0 | 0 | 0 | 11 | 10 | 6 | 17 | 17 | 61
[5 empty] | C2 | 10 | 17 | 14 | 6 | 4 | 51 | 5 | 15 | 14 | 6 | 10 | 50 | 0 | 0 | 0 | 0 | 0 | 0 | 10 | 9 | 13 | 13 | 5 | 50 | 0 | 0 | 0 | 0 | 0 | 0 | 9 | 7 | 5 | 14 | 15 | 50
[5 empty] | C3 | 10 | 17 | 14 | 6 | 4 | 51 | 5 | 15 | 14 | 6 | 10 | 50 | 0 | 0 | 0 | 0 | 0 | 0 | 10 | 9 | 13 | 13 | 5 | 50 | 0 | 0 | 0 | 0 | 0 | 0 | 9 | 7 | 5 | 14 | 15 | 50
[5 empty] | C4 | 1 | 1 | 1 | 0 | 0 | 3 | 0 | 1 | 1 | 0 | 1 | 3 | 0 | 0 | 0 | 0 | 0 | 0 | 1 | 1 | 1 | 1 | 0 | 4 | 0 | 0 | 0 | 0 | 0 | 0 | 1 | 0 | 0 | 1 | 1 | 3
|  | 0 | 0 | 0 |  | 33 | 54 | 44 | 19 | 14 |  | 15 | 50 | 44 | 19 | 32 |  | 0 | 0 | 0 | 0 | 0 |  | 32 | 29 | 43 | 43 | 17 |  | 0 | 0 | 0 | 0 | 0 |  | 30 | 24 | 16 | 46 | 48
| 132kV UG Cable (Gas) |  |  |  | C1 | 0 | 0 | 0 | 0 | 0 | 0 | 0 | 0 | 0 | 0 | 0 | 0 | 0 | 0 | 0 | 0 | 0 | 0 | 0 | 0 | 0 | 0 | 0 | 0 | 0 | 0 | 0 | 0 | 0 | 0 | 0 | 0 | 0 | 0 | 0 | 0
[5 empty] | C2 | 0 | 0 | 0 | 0 | 0 | 0 | 0 | 0 | 0 | 0 | 0 | 0 | 0 | 0 | 0 | 0 | 0 | 0 | 0 | 0 | 0 | 0 | 0 | 0 | 0 | 0 | 0 | 0 | 0 | 0 | 0 | 0 | 0 | 0 | 0 | 0
[5 empty] | C3 | 0 | 0 | 0 | 0 | 0 | 0 | 0 | 0 | 0 | 0 | 0 | 0 | 0 | 0 | 0 | 0 | 0 | 0 | 0 | 0 | 0 | 0 | 0 | 0 | 0 | 0 | 0 | 0 | 0 | 0 | 0 | 0 | 0 | 0 | 0 | 0
[5 empty] | C4 | 0 | 0 | 0 | 0 | 0 | 0 | 0 | 0 | 0 | 0 | 0 | 0 | 0 | 0 | 0 | 0 | 0 | 0 | 0 | 0 | 0 | 0 | 0 | 0 | 0 | 0 | 0 | 0 | 0 | 0 | 0 | 0 | 0 | 0 | 0 | 0
|  | 0 | 0 | 0 |  | 0 | 0 | 0 | 0 | 0 |  | 0 | 0 | 0 | 0 | 0 |  | 0 | 0 | 0 | 0 | 0 |  | 0 | 0 | 0 | 0 | 0 |  | 0 | 0 | 0 | 0 | 0 |  | 0 | 0 | 0 | 0 | 0
| 132kV UG Cable (Oil) |  |  |  | C1 | 0.069593 | 1.7577 | 3.5512 | 5.0591 | 0.48064 | 10.9182 | 0.068227 | 1.758 | 3.5519 | 5.1278 | 0.48064 | 10.9865 | 0 | 0 | 0 | 0 | 0 | 0 | 0.0009295 | 0.86512 | 2.3839 | 5.9513 | 1.717 | 10.9182 | 0 | 0 | 0 | 0 | 0 | 0 | 0.0009295 | 0.035179 | 2.2525 | 4.4407 | 4.1888 | 10.9182
[5 empty] | C2 | 0.74435 | 18.8005 | 37.9824 | 54.1109 | 5.1408 | 116.779 | 0.72974 | 18.8031 | 37.99 | 54.8457 | 5.1408 | 117.5094 | 0 | 0 | 0 | 0 | 0 | 0 | 0.0099418 | 9.2532 | 25.4975 | 63.6541 | 18.3642 | 116.779 | 0 | 0 | 0 | 0 | 0 | 0 | 0.0099418 | 0.37627 | 24.0928 | 47.4972 | 44.8028 | 116.779
[5 empty] | C3 | 0.2037 | 5.1451 | 10.3946 | 14.8085 | 1.4069 | 31.9588 | 0.19971 | 5.1458 | 10.3967 | 15.0096 | 1.4069 | 32.1587 | 0 | 0 | 0 | 0 | 0 | 0 | 0.0027208 | 2.5323 | 6.9779 | 17.4202 | 5.0257 | 31.9588 | 0 | 0 | 0 | 0 | 0 | 0 | 0.0027208 | 0.10297 | 6.5934 | 12.9985 | 12.2611 | 31.9588
[5 empty] | C4 | 0.0014282 | 0.036072 | 0.072876 | 0.10382 | 0.0098637 | 0.22406 | 0.0014001 | 0.036077 | 0.072891 | 0.10523 | 0.0098637 | 0.22546 | 0 | 0 | 0 | 0 | 0 | 0 | 1.9075e-05 | 0.017754 | 0.048922 | 0.12213 | 0.035235 | 0.22406 | 0 | 0 | 0 | 0 | 0 | 0 | 1.9075e-05 | 0.00072194 | 0.046226 | 0.091132 | 0.085962 | 0.22406
|  | 0 | 0 | 0 |  | 1.0191 | 25.7394 | 52.0011 | 74.0822 | 7.0382 |  | 0.99907 | 25.7429 | 52.0114 | 75.0883 | 7.0382 |  | 0 | 0 | 0 | 0 | 0 |  | 0.013611 | 12.6684 | 34.9082 | 87.1478 | 25.142 |  | 0 | 0 | 0 | 0 | 0 |  | 0.013611 | 0.51514 | 32.985 | 65.0276 | 61.3387
| 132kV UG Cable (Non Pressurised) |  |  |  | C1 | 0 | 0 | 0 | 0 | 0 | 0 | 0 | 0 | 0 | 0 | 0 | 0 | 0 | 0 | 0 | 0 | 0 | 0 | 0 | 0 | 0 | 0 | 0 | 0 | 0 | 0 | 0 | 0 | 0 | 0 | 0 | 0 | 0 | 0 | 0 | 0
[5 empty] | C2 | 0 | 0 | 0 | 0 | 0 | 0 | 0 | 0 | 0 | 0 | 0 | 0 | 0 | 0 | 0 | 0 | 0 | 0 | 0 | 0 | 0 | 0 | 0 | 0 | 0 | 0 | 0 | 0 | 0 | 0 | 0 | 0 | 0 | 0 | 0 | 0
[5 empty] | C3 | 0 | 0 | 0 | 0 | 0 | 0 | 0 | 0 | 0 | 0 | 0 | 0 | 0 | 0 | 0 | 0 | 0 | 0 | 0 | 0 | 0 | 0 | 0 | 0 | 0 | 0 | 0 | 0 | 0 | 0 | 0 | 0 | 0 | 0 | 0 | 0
[5 empty] | C4 | 0 | 0 | 0 | 0 | 0 | 0 | 0 | 0 | 0 | 0 | 0 | 0 | 0 | 0 | 0 | 0 | 0 | 0 | 0 | 0 | 0 | 0 | 0 | 0 | 0 | 0 | 0 | 0 | 0 | 0 | 0 | 0 | 0 | 0 | 0 | 0
|  | 0 | 0 | 0 |  | 0 | 0 | 0 | 0 | 0 |  | 0 | 0 | 0 | 0 | 0 |  | 0 | 0 | 0 | 0 | 0 |  | 0 | 0 | 0 | 0 | 0 |  | 0 | 0 | 0 | 0 | 0 |  | 0 | 0 | 0 | 0 | 0
| 132kV OHL Support - Tower |  |  |  | C1 | 4 | 74 | 6 | 14 | 6 | 104 | 2 | 55 | 19 | 18 | 10 | 104 | 0 | 0 | 0 | 0 | 0 | 0 | 3 | 32 | 46 | 8 | 15 | 104 | 0 | 0 | 0 | 0 | 0 | 0 | 3 | 13 | 48 | 17 | 22 | 103
[5 empty] | C2 | 102 | 1838 | 141 | 337 | 154 | 2572 | 43 | 1359 | 464 | 456 | 251 | 2573 | 0 | 0 | 0 | 0 | 0 | 0 | 68 | 796 | 1135 | 190 | 384 | 2573 | 0 | 0 | 0 | 0 | 0 | 0 | 68 | 327 | 1202 | 426 | 551 | 2574
[5 empty] | C3 | 18 | 319 | 24 | 59 | 27 | 447 | 7 | 236 | 80 | 79 | 44 | 446 | 0 | 0 | 0 | 0 | 0 | 0 | 12 | 138 | 197 | 33 | 66 | 446 | 0 | 0 | 0 | 0 | 0 | 0 | 12 | 57 | 208 | 74 | 95 | 446
[5 empty] | C4 | 0 | 0 | 0 | 0 | 0 | 0 | 0 | 0 | 0 | 0 | 0 | 0 | 0 | 0 | 0 | 0 | 0 | 0 | 0 | 0 | 0 | 0 | 0 | 0 | 0 | 0 | 0 | 0 | 0 | 0 | 0 | 0 | 0 | 0 | 0 | 0
|  | 0 | 0 | 0 |  | 124 | 2231 | 171 | 410 | 187 |  | 52 | 1650 | 563 | 553 | 305 |  | 0 | 0 | 0 | 0 | 0 |  | 83 | 966 | 1378 | 231 | 465 |  | 0 | 0 | 0 | 0 | 0 |  | 83 | 397 | 1458 | 517 | 668
| 132kV OHL Fittings and Conductors (Tower Lines) |  |  |  | C1 | 2.6478 | 46.9644 | 1.6221 | 1.3898 | 0.16545 | 52.7896 | 1 | 47 | 3 | 1 | 0 | 52 | 0 | 0 | 0 | 0 | 0 | 0 | 2.6478 | 40.975 | 5.8908 | 1.5884 | 1.6876 | 52.7896 | 0 | 0 | 0 | 0 | 0 | 0 | 2.6478 | 35.9122 | 4.6996 | 3.7062 | 5.824 | 52.7896
[5 empty] | C2 | 65.9298 | 1169.4145 | 40.3914 | 34.6062 | 4.1198 | 1314.4617 | 26 | 1178 | 70 | 35 | 7 | 1316 | 0 | 0 | 0 | 0 | 0 | 0 | 65.9298 | 1020.2782 | 146.6819 | 39.55 | 42.0218 | 1314.4617 | 0 | 0 | 0 | 0 | 0 | 0 | 65.9298 | 894.2126 | 117.0194 | 92.2833 | 145.0165 | 1314.4617
[5 empty] | C3 | 11.4384 | 202.8864 | 7.0077 | 6.004 | 0.71476 | 228.0512 | 5 | 204 | 12 | 6 | 1 | 228 | 0 | 0 | 0 | 0 | 0 | 0 | 11.4384 | 177.0121 | 25.4484 | 6.8617 | 7.2905 | 228.0512 | 0 | 0 | 0 | 0 | 0 | 0 | 11.4384 | 155.1405 | 20.3022 | 16.0106 | 25.1595 | 228.0512
[5 empty] | C4 | 0 | 0 | 0 | 0 | 0 | 0 | 0 | 0 | 0 | 0 | 0 | 0 | 0 | 0 | 0 | 0 | 0 | 0 | 0 | 0 | 0 | 0 | 0 | 0 | 0 | 0 | 0 | 0 | 0 | 0 | 0 | 0 | 0 | 0 | 0 | 0
|  | 0 | 0 | 0 |  | 80.016 | 1419.2653 | 49.0212 | 42 | 5 |  | 32 | 1429 | 85 | 42 | 8 |  | 0 | 0 | 0 | 0 | 0 |  | 80.016 | 1238.2653 | 178.0212 | 48 | 51 |  | 0 | 0 | 0 | 0 | 0 |  | 80.016 | 1085.2653 | 142.0212 | 112 | 176
| [Please insert new asset category as required] |  |  |  | C1 | 0 | 0 | 0 | 0 | 0 | 0 | 0 | 0 | 0 | 0 | 0 | 0 | 0 | 0 | 0 | 0 | 0 | 0 | 0 | 0 | 0 | 0 | 0 | 0 | 0 | 0 | 0 | 0 | 0 | 0 | 0 | 0 | 0 | 0 | 0 | 0
[5 empty] | C2 | 0 | 0 | 0 | 0 | 0 | 0 | 0 | 0 | 0 | 0 | 0 | 0 | 0 | 0 | 0 | 0 | 0 | 0 | 0 | 0 | 0 | 0 | 0 | 0 | 0 | 0 | 0 | 0 | 0 | 0 | 0 | 0 | 0 | 0 | 0 | 0
[5 empty] | C3 | 0 | 0 | 0 | 0 | 0 | 0 | 0 | 0 | 0 | 0 | 0 | 0 | 0 | 0 | 0 | 0 | 0 | 0 | 0 | 0 | 0 | 0 | 0 | 0 | 0 | 0 | 0 | 0 | 0 | 0 | 0 | 0 | 0 | 0 | 0 | 0
[5 empty] | C4 | 0 | 0 | 0 | 0 | 0 | 0 | 0 | 0 | 0 | 0 | 0 | 0 | 0 | 0 | 0 | 0 | 0 | 0 | 0 | 0 | 0 | 0 | 0 | 0 | 0 | 0 | 0 | 0 | 0 | 0 | 0 | 0 | 0 | 0 | 0 | 0
|  | 0 | 0 | 0 |  | 0 | 0 | 0 | 0 | 0 |  | 0 | 0 | 0 | 0 | 0 |  | 0 | 0 | 0 | 0 | 0 |  | 0 | 0 | 0 | 0 | 0 |  | 0 | 0 | 0 | 0 | 0 |  | 0 | 0 | 0 | 0 | 0
| [Please insert new asset category as required] |  |  |  | C1 | 0 | 0 | 0 | 0 | 0 | 0 | 0 | 0 | 0 | 0 | 0 | 0 | 0 | 0 | 0 | 0 | 0 | 0 | 0 | 0 | 0 | 0 | 0 | 0 | 0 | 0 | 0 | 0 | 0 | 0 | 0 | 0 | 0 | 0 | 0 | 0
[5 empty] | C2 | 0 | 0 | 0 | 0 | 0 | 0 | 0 | 0 | 0 | 0 | 0 | 0 | 0 | 0 | 0 | 0 | 0 | 0 | 0 | 0 | 0 | 0 | 0 | 0 | 0 | 0 | 0 | 0 | 0 | 0 | 0 | 0 | 0 | 0 | 0 | 0
[5 empty] | C3 | 0 | 0 | 0 | 0 | 0 | 0 | 0 | 0 | 0 | 0 | 0 | 0 | 0 | 0 | 0 | 0 | 0 | 0 | 0 | 0 | 0 | 0 | 0 | 0 | 0 | 0 | 0 | 0 | 0 | 0 | 0 | 0 | 0 | 0 | 0 | 0
[5 empty] | C4 | 0 | 0 | 0 | 0 | 0 | 0 | 0 | 0 | 0 | 0 | 0 | 0 | 0 | 0 | 0 | 0 | 0 | 0 | 0 | 0 | 0 | 0 | 0 | 0 | 0 | 0 | 0 | 0 | 0 | 0 | 0 | 0 | 0 | 0 | 0 | 0
|  | 0 | 0 | 0 |  | 0 | 0 | 0 | 0 | 0 |  | 0 | 0 | 0 | 0 | 0 |  | 0 | 0 | 0 | 0 | 0 |  | 0 | 0 | 0 | 0 | 0 |  | 0 | 0 | 0 | 0 | 0 |  | 0 | 0 | 0 | 0 | 0
| [Please insert new asset category as required] |  |  |  | C1 | 0 | 0 | 0 | 0 | 0 | 0 | 0 | 0 | 0 | 0 | 0 | 0 | 0 | 0 | 0 | 0 | 0 | 0 | 0 | 0 | 0 | 0 | 0 | 0 | 0 | 0 | 0 | 0 | 0 | 0 | 0 | 0 | 0 | 0 | 0 | 0
[5 empty] | C2 | 0 | 0 | 0 | 0 | 0 | 0 | 0 | 0 | 0 | 0 | 0 | 0 | 0 | 0 | 0 | 0 | 0 | 0 | 0 | 0 | 0 | 0 | 0 | 0 | 0 | 0 | 0 | 0 | 0 | 0 | 0 | 0 | 0 | 0 | 0 | 0
[5 empty] | C3 | 0 | 0 | 0 | 0 | 0 | 0 | 0 | 0 | 0 | 0 | 0 | 0 | 0 | 0 | 0 | 0 | 0 | 0 | 0 | 0 | 0 | 0 | 0 | 0 | 0 | 0 | 0 | 0 | 0 | 0 | 0 | 0 | 0 | 0 | 0 | 0
[5 empty] | C4 | 0 | 0 | 0 | 0 | 0 | 0 | 0 | 0 | 0 | 0 | 0 | 0 | 0 | 0 | 0 | 0 | 0 | 0 | 0 | 0 | 0 | 0 | 0 | 0 | 0 | 0 | 0 | 0 | 0 | 0 | 0 | 0 | 0 | 0 | 0 | 0
|  | 0 | 0 | 0 |  | 0 | 0 | 0 | 0 | 0 |  | 0 | 0 | 0 | 0 | 0 |  | 0 | 0 | 0 | 0 | 0 |  | 0 | 0 | 0 | 0 | 0 |  | 0 | 0 | 0 | 0 | 0 |  | 0 | 0 | 0 | 0 | 0
| [Please insert new asset category as required] |  |  |  | C1 | 0 | 0 | 0 | 0 | 0 | 0 | 0 | 0 | 0 | 0 | 0 | 0 | 0 | 0 | 0 | 0 | 0 | 0 | 0 | 0 | 0 | 0 | 0 | 0 | 0 | 0 | 0 | 0 | 0 | 0 | 0 | 0 | 0 | 0 | 0 | 0
[5 empty] | C2 | 0 | 0 | 0 | 0 | 0 | 0 | 0 | 0 | 0 | 0 | 0 | 0 | 0 | 0 | 0 | 0 | 0 | 0 | 0 | 0 | 0 | 0 | 0 | 0 | 0 | 0 | 0 | 0 | 0 | 0 | 0 | 0 | 0 | 0 | 0 | 0
[5 empty] | C3 | 0 | 0 | 0 | 0 | 0 | 0 | 0 | 0 | 0 | 0 | 0 | 0 | 0 | 0 | 0 | 0 | 0 | 0 | 0 | 0 | 0 | 0 | 0 | 0 | 0 | 0 | 0 | 0 | 0 | 0 | 0 | 0 | 0 | 0 | 0 | 0
[5 empty] | C4 | 0 | 0 | 0 | 0 | 0 | 0 | 0 | 0 | 0 | 0 | 0 | 0 | 0 | 0 | 0 | 0 | 0 | 0 | 0 | 0 | 0 | 0 | 0 | 0 | 0 | 0 | 0 | 0 | 0 | 0 | 0 | 0 | 0 | 0 | 0 | 0
|  | 0 | 0 | 0 |  | 0 | 0 | 0 | 0 | 0 |  | 0 | 0 | 0 | 0 | 0 |  | 0 | 0 | 0 | 0 | 0 |  | 0 | 0 | 0 | 0 | 0 |  | 0 | 0 | 0 | 0 | 0 |  | 0 | 0 | 0 | 0 | 0
| [Please insert new asset category as required] |  |  |  | C1 | 0 | 0 | 0 | 0 | 0 | 0 | 0 | 0 | 0 | 0 | 0 | 0 | 0 | 0 | 0 | 0 | 0 | 0 | 0 | 0 | 0 | 0 | 0 | 0 | 0 | 0 | 0 | 0 | 0 | 0 | 0 | 0 | 0 | 0 | 0 | 0
[5 empty] | C2 | 0 | 0 | 0 | 0 | 0 | 0 | 0 | 0 | 0 | 0 | 0 | 0 | 0 | 0 | 0 | 0 | 0 | 0 | 0 | 0 | 0 | 0 | 0 | 0 | 0 | 0 | 0 | 0 | 0 | 0 | 0 | 0 | 0 | 0 | 0 | 0
[5 empty] | C3 | 0 | 0 | 0 | 0 | 0 | 0 | 0 | 0 | 0 | 0 | 0 | 0 | 0 | 0 | 0 | 0 | 0 | 0 | 0 | 0 | 0 | 0 | 0 | 0 | 0 | 0 | 0 | 0 | 0 | 0 | 0 | 0 | 0 | 0 | 0 | 0
[5 empty] | C4 | 0 | 0 | 0 | 0 | 0 | 0 | 0 | 0 | 0 | 0 | 0 | 0 | 0 | 0 | 0 | 0 | 0 | 0 | 0 | 0 | 0 | 0 | 0 | 0 | 0 | 0 | 0 | 0 | 0 | 0 | 0 | 0 | 0 | 0 | 0 | 0
|  | 0 | 0 | 0 |  | 0 | 0 | 0 | 0 | 0 |  | 0 | 0 | 0 | 0 | 0 |  | 0 | 0 | 0 | 0 | 0 |  | 0 | 0 | 0 | 0 | 0 |  | 0 | 0 | 0 | 0 | 0 |  | 0 | 0 | 0 | 0 | 0
Other
| Submarine Cables |  |  |  | C1 | 0 | 0 | 0 | 0 | 0 | 0 | 0 | 0 | 0 | 0 | 0 | 0 | 0 | 0 | 0 | 0 | 0 | 0 | 0 | 0 | 0 | 0 | 0 | 0 | 0 | 0 | 0 | 0 | 0 | 0 | 0 | 0 | 0 | 0 | 0 | 0
[5 empty] | C2 | 0 | 0 | 0 | 0 | 0 | 0 | 0 | 0 | 0 | 0 | 0 | 0 | 0 | 0 | 0 | 0 | 0 | 0 | 0 | 0 | 0 | 0 | 0 | 0 | 0 | 0 | 0 | 0 | 0 | 0 | 0 | 0 | 0 | 0 | 0 | 0
[5 empty] | C3 | 0 | 0 | 0 | 0 | 0 | 0 | 0 | 0 | 0 | 0 | 0 | 0 | 0 | 0 | 0 | 0 | 0 | 0 | 0 | 0 | 0 | 0 | 0 | 0 | 0 | 0 | 0 | 0 | 0 | 0 | 0 | 0 | 0 | 0 | 0 | 0
[5 empty] | C4 | 0 | 0 | 0 | 0 | 0 | 0 | 0 | 0 | 0 | 0 | 0 | 0 | 0 | 0 | 0 | 0 | 0 | 0 | 0 | 0 | 0 | 0 | 0 | 0 | 0 | 0 | 0 | 0 | 0 | 0 | 0 | 0 | 0 | 0 | 0 | 0
|  | 0 | 0 | 0 |  | 0 | 0 | 0 | 0 | 0 |  | 0 | 0 | 0 | 0 | 0 |  | 0 | 0 | 0 | 0 | 0 |  | 0 | 0 | 0 | 0 | 0 |  | 0 | 0 | 0 | 0 | 0 |  | 0 | 0 | 0 | 0 | 0
| [Please insert new asset category as required] |  |  |  | C1 | 0 | 0 | 0 | 0 | 0 | 0 | 0 | 0 | 0 | 0 | 0 | 0 | 0 | 0 | 0 | 0 | 0 | 0 | 0 | 0 | 0 | 0 | 0 | 0 | 0 | 0 | 0 | 0 | 0 | 0 | 0 | 0 | 0 | 0 | 0 | 0
[5 empty] | C2 | 0 | 0 | 0 | 0 | 0 | 0 | 0 | 0 | 0 | 0 | 0 | 0 | 0 | 0 | 0 | 0 | 0 | 0 | 0 | 0 | 0 | 0 | 0 | 0 | 0 | 0 | 0 | 0 | 0 | 0 | 0 | 0 | 0 | 0 | 0 | 0
[5 empty] | C3 | 0 | 0 | 0 | 0 | 0 | 0 | 0 | 0 | 0 | 0 | 0 | 0 | 0 | 0 | 0 | 0 | 0 | 0 | 0 | 0 | 0 | 0 | 0 | 0 | 0 | 0 | 0 | 0 | 0 | 0 | 0 | 0 | 0 | 0 | 0 | 0
[5 empty] | C4 | 0 | 0 | 0 | 0 | 0 | 0 | 0 | 0 | 0 | 0 | 0 | 0 | 0 | 0 | 0 | 0 | 0 | 0 | 0 | 0 | 0 | 0 | 0 | 0 | 0 | 0 | 0 | 0 | 0 | 0 | 0 | 0 | 0 | 0 | 0 | 0
|  | 0 | 0 | 0 |  | 0 | 0 | 0 | 0 | 0 |  | 0 | 0 | 0 | 0 | 0 |  | 0 | 0 | 0 | 0 | 0 |  | 0 | 0 | 0 | 0 | 0 |  | 0 | 0 | 0 | 0 | 0 |  | 0 | 0 | 0 | 0 | 0
| [Please insert new asset category as required] |  |  |  | C1 | 0 | 0 | 0 | 0 | 0 | 0 | 0 | 0 | 0 | 0 | 0 | 0 | 0 | 0 | 0 | 0 | 0 | 0 | 0 | 0 | 0 | 0 | 0 | 0 | 0 | 0 | 0 | 0 | 0 | 0 | 0 | 0 | 0 | 0 | 0 | 0
[5 empty] | C2 | 0 | 0 | 0 | 0 | 0 | 0 | 0 | 0 | 0 | 0 | 0 | 0 | 0 | 0 | 0 | 0 | 0 | 0 | 0 | 0 | 0 | 0 | 0 | 0 | 0 | 0 | 0 | 0 | 0 | 0 | 0 | 0 | 0 | 0 | 0 | 0
[5 empty] | C3 | 0 | 0 | 0 | 0 | 0 | 0 | 0 | 0 | 0 | 0 | 0 | 0 | 0 | 0 | 0 | 0 | 0 | 0 | 0 | 0 | 0 | 0 | 0 | 0 | 0 | 0 | 0 | 0 | 0 | 0 | 0 | 0 | 0 | 0 | 0 | 0
[5 empty] | C4 | 0 | 0 | 0 | 0 | 0 | 0 | 0 | 0 | 0 | 0 | 0 | 0 | 0 | 0 | 0 | 0 | 0 | 0 | 0 | 0 | 0 | 0 | 0 | 0 | 0 | 0 | 0 | 0 | 0 | 0 | 0 | 0 | 0 | 0 | 0 | 0
|  | 0 | 0 | 0 |  | 0 | 0 | 0 | 0 | 0 |  | 0 | 0 | 0 | 0 | 0 |  | 0 | 0 | 0 | 0 | 0 |  | 0 | 0 | 0 | 0 | 0 |  | 0 | 0 | 0 | 0 | 0 |  | 0 | 0 | 0 | 0 | 0
| [Please insert new asset category as required] |  |  |  | C1 | 0 | 0 | 0 | 0 | 0 | 0 | 0 | 0 | 0 | 0 | 0 | 0 | 0 | 0 | 0 | 0 | 0 | 0 | 0 | 0 | 0 | 0 | 0 | 0 | 0 | 0 | 0 | 0 | 0 | 0 | 0 | 0 | 0 | 0 | 0 | 0
[5 empty] | C2 | 0 | 0 | 0 | 0 | 0 | 0 | 0 | 0 | 0 | 0 | 0 | 0 | 0 | 0 | 0 | 0 | 0 | 0 | 0 | 0 | 0 | 0 | 0 | 0 | 0 | 0 | 0 | 0 | 0 | 0 | 0 | 0 | 0 | 0 | 0 | 0
[5 empty] | C3 | 0 | 0 | 0 | 0 | 0 | 0 | 0 | 0 | 0 | 0 | 0 | 0 | 0 | 0 | 0 | 0 | 0 | 0 | 0 | 0 | 0 | 0 | 0 | 0 | 0 | 0 | 0 | 0 | 0 | 0 | 0 | 0 | 0 | 0 | 0 | 0
[5 empty] | C4 | 0 | 0 | 0 | 0 | 0 | 0 | 0 | 0 | 0 | 0 | 0 | 0 | 0 | 0 | 0 | 0 | 0 | 0 | 0 | 0 | 0 | 0 | 0 | 0 | 0 | 0 | 0 | 0 | 0 | 0 | 0 | 0 | 0 | 0 | 0 | 0
|  | 0 | 0 | 0 |  | 0 | 0 | 0 | 0 | 0 |  | 0 | 0 | 0 | 0 | 0 |  | 0 | 0 | 0 | 0 | 0 |  | 0 | 0 | 0 | 0 | 0 |  | 0 | 0 | 0 | 0 | 0 |  | 0 | 0 | 0 | 0 | 0
| [Please insert new asset category as required] |  |  |  | C1 | 0 | 0 | 0 | 0 | 0 | 0 | 0 | 0 | 0 | 0 | 0 | 0 | 0 | 0 | 0 | 0 | 0 | 0 | 0 | 0 | 0 | 0 | 0 | 0 | 0 | 0 | 0 | 0 | 0 | 0 | 0 | 0 | 0 | 0 | 0 | 0
[5 empty] | C2 | 0 | 0 | 0 | 0 | 0 | 0 | 0 | 0 | 0 | 0 | 0 | 0 | 0 | 0 | 0 | 0 | 0 | 0 | 0 | 0 | 0 | 0 | 0 | 0 | 0 | 0 | 0 | 0 | 0 | 0 | 0 | 0 | 0 | 0 | 0 | 0
[5 empty] | C3 | 0 | 0 | 0 | 0 | 0 | 0 | 0 | 0 | 0 | 0 | 0 | 0 | 0 | 0 | 0 | 0 | 0 | 0 | 0 | 0 | 0 | 0 | 0 | 0 | 0 | 0 | 0 | 0 | 0 | 0 | 0 | 0 | 0 | 0 | 0 | 0
[5 empty] | C4 | 0 | 0 | 0 | 0 | 0 | 0 | 0 | 0 | 0 | 0 | 0 | 0 | 0 | 0 | 0 | 0 | 0 | 0 | 0 | 0 | 0 | 0 | 0 | 0 | 0 | 0 | 0 | 0 | 0 | 0 | 0 | 0 | 0 | 0 | 0 | 0
|  | 0 | 0 | 0 |  | 0 | 0 | 0 | 0 | 0 |  | 0 | 0 | 0 | 0 | 0 |  | 0 | 0 | 0 | 0 | 0 |  | 0 | 0 | 0 | 0 | 0 |  | 0 | 0 | 0 | 0 | 0 |  | 0 | 0 | 0 | 0 | 0
| [Please insert new asset category as required] |  |  |  | C1 | 0 | 0 | 0 | 0 | 0 | 0 | 0 | 0 | 0 | 0 | 0 | 0 | 0 | 0 | 0 | 0 | 0 | 0 | 0 | 0 | 0 | 0 | 0 | 0 | 0 | 0 | 0 | 0 | 0 | 0 | 0 | 0 | 0 | 0 | 0 | 0
[5 empty] | C2 | 0 | 0 | 0 | 0 | 0 | 0 | 0 | 0 | 0 | 0 | 0 | 0 | 0 | 0 | 0 | 0 | 0 | 0 | 0 | 0 | 0 | 0 | 0 | 0 | 0 | 0 | 0 | 0 | 0 | 0 | 0 | 0 | 0 | 0 | 0 | 0
[5 empty] | C3 | 0 | 0 | 0 | 0 | 0 | 0 | 0 | 0 | 0 | 0 | 0 | 0 | 0 | 0 | 0 | 0 | 0 | 0 | 0 | 0 | 0 | 0 | 0 | 0 | 0 | 0 | 0 | 0 | 0 | 0 | 0 | 0 | 0 | 0 | 0 | 0
[5 empty] | C4 | 0 | 0 | 0 | 0 | 0 | 0 | 0 | 0 | 0 | 0 | 0 | 0 | 0 | 0 | 0 | 0 | 0 | 0 | 0 | 0 | 0 | 0 | 0 | 0 | 0 | 0 | 0 | 0 | 0 | 0 | 0 | 0 | 0 | 0 | 0 | 0
|  | 0 | 0 | 0 |  | 0 | 0 | 0 | 0 | 0 |  | 0 | 0 | 0 | 0 | 0 |  | 0 | 0 | 0 | 0 | 0 |  | 0 | 0 | 0 | 0 | 0 |  | 0 | 0 | 0 | 0 | 0 |  | 0 | 0 | 0 | 0 | 0
| TOTAL |  | 0 | 0 |  | 36234.8093 | 102297.8188 | 83782.0698 | 25268.2431 | 21483.9155 |  | 22042.9663 | 103434.5141 | 86548.7282 | 28258.5442 | 28483.6662 |  | 0 | 0 | 0 | 0 | 0 |  | 33932.1673 | 90891.2169 | 88029.2386 | 25016.7125 | 31197.5201 |  | 0 | 0 | 0 | 0 | 0 |  | 29163.1673 | 87383.2531 | 88101.4332 | 24816.473 | 39602.5289
Health Index Definitions
|  |  | HI1 | New or as new
|  |  | HI2 | Good or seviceable condition
|  |  | HI3 | Deterioration requires assessment and monitoring
|  |  | HI4 | Material deterioration, intervention requires consideration
|  |  | HI5 | End of serviceable life, intervention required
Criticality Index Definitions
|  |  | C1 | Low criticality
|  |  | C2 | Average criticality
|  |  | C3 | High criticality
|  |  | C4 | Very high criticality

## NAW8 - Average Crit - ENWL
HI8: Secondary deliverables RIIO-ED1
ENWL
Price base (2012/13)
| ASSET CATEGORIES | RIIO-ED1 period
|  | Network Performance | Safety | Environmental | Financial consequence of repair/ replacement | Average Overall Consequence Of Failure
LV Network
| LV Switchgear and Other | 3024 | 2745.3333 | 1120 | 3280 | 10169.3333
| LV UGB | 3563.77 | 1996.61 | 1120 | 4460 | 11140.38
| LV OHL Support | 3508 | 1120 | 1950 | 1200 | 7778
| [Please insert new asset category as required] | 0 | 0 | 0 | 0 | 0
| [Please insert new asset category as required] | 0 | 0 | 0 | 0 | 0
| [Please insert new asset category as required] | 0 | 0 | 0 | 0 | 0
| [Please insert new asset category as required] | 0 | 0 | 0 | 0 | 0
| [Please insert new asset category as required] | 0 | 0 | 0 | 0 | 0
|  | 0 | 0 | 0 | 0 | 0
HV Network
| HV Switchgear (GM) - Primary | 87236 | 3200 | 1443.75 | 29205 | 121084.75
| HV Switchgear (GM) - Distribution | 21401.3333 | 3202.3333 | 1453.3333 | 6393 | 32450
| HV Transformer (GM) | 7190.82 | 1120 | 3000 | 9650 | 20960.82
| HV UG Cable | Not applicable | Not applicable | Not applicable | Not applicable | Not applicable
| HV OHL Support - Poles | 11058 | 1120 | 1950 | 3250 | 17378
| [Please insert new asset category as required] | 0 | 0 | 0 | 0 | 0
| [Please insert new asset category as required] | 0 | 0 | 0 | 0 | 0
| [Please insert new asset category as required] | 0 | 0 | 0 | 0 | 0
| [Please insert new asset category as required] | 0 | 0 | 0 | 0 | 0
| [Please insert new asset category as required] | 0 | 0 | 0 | 0 | 0
EHV Network
| EHV Switchgear (GM) | 61123.8333 | 2054.5 | 1799.6667 | 28625.6667 | 93603.6667
| EHV Transformer | 266806 | 1120 | 5200 | 44180 | 317306
| EHV UG Cable (Gas) | 110138 | 1470 | 1267 | 12108 | 124983
| EHV UG Cable (Oil) | 166876 | 1050 | 59730 | 50310 | 277966
| EHV UG Cable (Non Pressurised) | Not applicable | Not applicable | Not applicable | Not applicable | Not applicable
| EHV OHL Support - Towers | 409510 | 1122 | 6542 | 11722 | 428896
| EHV OHL Support - Poles | 110624 | 1120 | 2150 | 3650 | 117544
| EHV OHL Fittings and Conductors (Tower Lines) | 217194 | 1120 | 2114 | 7898 | 228326
| [Please insert new asset category as required] | 0 | 0 | 0 | 0 | 0
| [Please insert new asset category as required] | 0 | 0 | 0 | 0 | 0
| [Please insert new asset category as required] | 0 | 0 | 0 | 0 | 0
| [Please insert new asset category as required] | 0 | 0 | 0 | 0 | 0
| [Please insert new asset category as required] | 0 | 0 | 0 | 0 | 0
132kV Network
| 132kV CBs | 767310 | 3842 | 8294.5 | 45350 | 824796.5
| 132kV Transformer | 778857 | 16960 | 12150 | 50620 | 858587
| 132kV UG Cable (Gas) | Not applicable | Not applicable | Not applicable | Not applicable | Not applicable
| 132kV UG Cable (Oil) | 41280 | 1050 | 59922 | 25155 | 127407
| 132kV UG Cable (Non Pressurised) | Not applicable | Not applicable | Not applicable | Not applicable | Not applicable
| 132kV OHL Support - Tower | 1266350 | 1122 | 6688 | 11923 | 1286083
| 132kV OHL Fittings and Conductors (Tower Lines) | 671641 | 1120 | 2162 | 8033 | 682956
| [Please insert new asset category as required] | 0 | 0 | 0 | 0 | 0
| [Please insert new asset category as required] | 0 | 0 | 0 | 0 | 0
| [Please insert new asset category as required] | 0 | 0 | 0 | 0 | 0
| [Please insert new asset category as required] | 0 | 0 | 0 | 0 | 0
| [Please insert new asset category as required] | 0 | 0 | 0 | 0 | 0
Other
| Submarine Cables | Not applicable | Not applicable | Not applicable | Not applicable | Not applicable
| [Please insert new asset category as required] | 0 | 0 | 0 | 0 | 0
| [Please insert new asset category as required] | 0 | 0 | 0 | 0 | 0
| [Please insert new asset category as required] | 0 | 0 | 0 | 0 | 0
| [Please insert new asset category as required] | 0 | 0 | 0 | 0 | 0
| [Please insert new asset category as required] | 0 | 0 | 0 | 0 | 0

## HI Probs. of Failure - ENWL
CM105: HI Ratings Probabilities of Failure
ENWL
Price base (2012/13)
| ASSET CATEGORIES | HI Rating
|  | HI 1 |  | HI 2 |  | HI 3 |  | HI 4 |  | HI 5
|  | Low boundary | High boundary | Low boundary | High boundary | Low boundary | High boundary | Low boundary | High boundary | Low boundary | High boundary
LV Network
| LV Switchgear and Other | 0 | 0.0019245 | 0.0019245 | 0.002488 | 0.002488 | 0.003433 | 0.003433 | 0.008835 | 0.008835 | 1
| LV UGB | 0 | 0.000749 | 0.000749 | 0.001023 | 0.001023 | 0.002012 | 0.002012 | 0.0044785 | 0.0044785 | 1
| LV OHL Support | 0 | 0.002313 | 0.002313 | 0.0031495 | 0.0031495 | 0.0058515 | 0.0058515 | 0.0104 | 0.0104 | 1
| [Please insert new asset category as required] | 0 | 0 | 0 | 0 | 0 | 0 | 0 | 0 | 0 | 0
| [Please insert new asset category as required] | 0 | 0 | 0 | 0 | 0 | 0 | 0 | 0 | 0 | 0
| [Please insert new asset category as required] | 0 | 0 | 0 | 0 | 0 | 0 | 0 | 0 | 0 | 0
| [Please insert new asset category as required] | 0 | 0 | 0 | 0 | 0 | 0 | 0 | 0 | 0 | 0
| [Please insert new asset category as required] | 0 | 0 | 0 | 0 | 0 | 0 | 0 | 0 | 0 | 0
HV Network
| HV Switchgear (GM) - Primary | 0 | 0.000505 | 0.000505 | 0.001291 | 0.001291 | 0.0024095 | 0.0024095 | 0.004343 | 0.004343 | 1
| HV Switchgear (GM) - Distribution | 0 | 0.000849 | 0.000849 | 0.001159 | 0.001159 | 0.0021795 | 0.0021795 | 0.00412 | 0.00412 | 1
| HV Transformer (GM) | 0 | 0.001198 | 0.001198 | 0.0016345 | 0.0016345 | 0.0030765 | 0.0030765 | 0.007791 | 0.007791 | 1
| HV UG Cable | 0 | 0 | 0 | 0 | 0 | 0 | 0 | 0 | 0 | 0
| HV OHL Support - Poles | 0 | 0.002233 | 0.002233 | 0.0030465 | 0.0030465 | 0.005691 | 0.005691 | 0.00964 | 0.00964 | 1
| [Please insert new asset category as required] | 0 | 0 | 0 | 0 | 0 | 0 | 0 | 0 | 0 | 0
| [Please insert new asset category as required] | 0 | 0 | 0 | 0 | 0 | 0 | 0 | 0 | 0 | 0
| [Please insert new asset category as required] | 0 | 0 | 0 | 0 | 0 | 0 | 0 | 0 | 0 | 0
| [Please insert new asset category as required] | 0 | 0 | 0 | 0 | 0 | 0 | 0 | 0 | 0 | 0
| [Please insert new asset category as required] | 0 | 0 | 0 | 0 | 0 | 0 | 0 | 0 | 0 | 0
EHV Network
| EHV Switchgear (GM) | 0 | 0.000505 | 0.000505 | 0.0012725 | 0.0012725 | 0.002391 | 0.002391 | 0.004343 | 0.004343 | 1
| EHV Transformer | 0 | 0.0012102 | 0.0012102 | 0.0016604 | 0.0016604 | 0.0031001 | 0.0031001 | 0.0058278 | 0.0058278 | 1
| EHV UG Cable (Gas) | 0 | 0.001 | 0.001 | 0.002 | 0.002 | 0.005 | 0.005 | 0.0085 | 0.0085 | 1
| EHV UG Cable (Oil) | 0 | 0.001 | 0.001 | 0.002 | 0.002 | 0.005 | 0.005 | 0.0085 | 0.0085 | 1
| EHV UG Cable (Non Pressurised) | 0 | 0 | 0 | 0 | 0 | 0 | 0 | 0 | 0 | 0
| EHV OHL Support - Towers | 0 | 1e-05 | 1e-05 | 1.5e-05 | 1.5e-05 | 7.6667e-05 | 7.6667e-05 | 0.00031717 | 0.00031717 | 1
| EHV OHL Support - Poles | 0 | 0.0008055 | 0.0008055 | 0.0010965 | 0.0010965 | 0.0021715 | 0.0021715 | 0.003491 | 0.003491 | 1
| EHV OHL Fittings and Conductors (Tower Lines) | 0 | 0.0001205 | 0.0001205 | 0.0005175 | 0.0005175 | 0.002152 | 0.002152 | 0.0066055 | 0.0066055 | 1
| [Please insert new asset category as required] | 0 | 0 | 0 | 0 | 0 | 0 | 0 | 0 | 0 | 0
| [Please insert new asset category as required] | 0 | 0 | 0 | 0 | 0 | 0 | 0 | 0 | 0 | 0
| [Please insert new asset category as required] | 0 | 0 | 0 | 0 | 0 | 0 | 0 | 0 | 0 | 0
| [Please insert new asset category as required] | 0 | 0 | 0 | 0 | 0 | 0 | 0 | 0 | 0 | 0
| [Please insert new asset category as required] | 0 | 0 | 0 | 0 | 0 | 0 | 0 | 0 | 0 | 0
132kV Network
| 132kV CBs | 0 | 0.0019836 | 0.0019836 | 0.0027523 | 0.0027523 | 0.0051855 | 0.0051855 | 0.00993 | 0.00993 | 1
| 132kV Transformer | 0 | 0.0023598 | 0.0023598 | 0.0032004 | 0.0032004 | 0.0058515 | 0.0058515 | 0.012231 | 0.012231 | 1
| 132kV UG Cable (Gas) | 0 | 0 | 0 | 0 | 0 | 0 | 0 | 0 | 0 | 0
| 132kV UG Cable (Oil) | 0 | 0.001 | 0.001 | 0.002 | 0.002 | 0.005 | 0.005 | 0.0085 | 0.0085 | 1
| 132kV UG Cable (Non Pressurised) | 0 | 0 | 0 | 0 | 0 | 0 | 0 | 0 | 0 | 0
| 132kV OHL Support - Tower | 0 | 1e-05 | 1e-05 | 1.5e-05 | 1.5e-05 | 7.6667e-05 | 7.6667e-05 | 0.00031717 | 0.00031717 | 1
| 132kV OHL Fittings and Conductors (Tower Lines) | 0 | 5.25e-05 | 5.25e-05 | 0.0004495 | 0.0004495 | 0.0016415 | 0.0016415 | 0.004601 | 0.004601 | 1
| [Please insert new asset category as required] | 0 | 0 | 0 | 0 | 0 | 0 | 0 | 0 | 0 | 0
| [Please insert new asset category as required] | 0 | 0 | 0 | 0 | 0 | 0 | 0 | 0 | 0 | 0
| [Please insert new asset category as required] | 0 | 0 | 0 | 0 | 0 | 0 | 0 | 0 | 0 | 0
| [Please insert new asset category as required] | 0 | 0 | 0 | 0 | 0 | 0 | 0 | 0 | 0 | 0
| [Please insert new asset category as required] | 0 | 0 | 0 | 0 | 0 | 0 | 0 | 0 | 0 | 0
Other
| Submarine Cables | 0 | 0 | 0 | 0 | 0 | 0 | 0 | 0 | 0 | 0
| [Please insert new asset category as required] | 0 | 0 | 0 | 0 | 0 | 0 | 0 | 0 | 0 | 0
| [Please insert new asset category as required] | 0 | 0 | 0 | 0 | 0 | 0 | 0 | 0 | 0 | 0
| [Please insert new asset category as required] | 0 | 0 | 0 | 0 | 0 | 0 | 0 | 0 | 0 | 0
| [Please insert new asset category as required] | 0 | 0 | 0 | 0 | 0 | 0 | 0 | 0 | 0 | 0
| [Please insert new asset category as required] | 0 | 0 | 0 | 0 | 0 | 0 | 0 | 0 | 0 | 0
Health Index Definitions
|  | HI1 | New or as new
|  | HI2 | Good or seviceable condition
|  | HI3 | Deterioration requires assessment and monitoring
|  | HI4 | Material deterioration, intervention requires consideration
|  | HI5 | End of serviceable life, intervention required