## Schedule 2
Schedule 2D: Network Assets Workbook
| DNO Name: | NPG
| Reporting price base: | Price base (2012/13)
Contents
DNO Name |  | NAW1 - NPgN | DPCR5 View of HIs
[DNO] |  | NAW2 - NPgN | Total Secondary Deliverables - RIIO-ED1
WPD |  | NAW3 - NPgN | Asset Replacement Secondary Deliverables - RIIO-ED1
ENWL |  | NAW4 - NPgN | Refurbishment Secondary Deliverables - RIIO-ED1
NPG |  | NAW5 - NPgN | General Reinforcement Secondary Deliverables - RIIO-ED1
SP |  | NAW6 - NPgN | Faults Secondary Deliverables - RIIO-ED1
SSE |  | NAW7 - NPgN | High Value Projects Secondary Deliverables - Asset Replacement and Refurbishment driven - RIIO-ED1
UKPN |  | NAW7b - NPgN | High Value Projects Secondary Deliverables - Reinforcement and Other drivers - RIIO-ED1
|  | NAW8 - NPgN | Average Consequences of Asset Failure - RIIO-ED1
|  | NAW1 - NPgY | DPCR5 View of HIs
|  | NAW2 - NPgY | Total Secondary Deliverables - RIIO-ED1
|  | NAW3 - NPgY | Asset Replacement Secondary Deliverables - RIIO-ED1
|  | NAW4 - NPgY | Refurbishment Secondary Deliverables - RIIO-ED1
|  | NAW5 - NPgY | General Reinforcement Secondary Deliverables - RIIO-ED1
|  | NAW6 - NPgY | Faults Secondary Deliverables - RIIO-ED1
|  | NAW7 - NPgY | High Value Projects Secondary Deliverables - Asset Replacement and Refurbishment driven - RIIO-ED1
|  | NAW7b - NPgY | High Value Projects Secondary Deliverables - Reinforcement and Other drivers - RIIO-ED1
|  | NAW8 - NPgY | Average Consequences of Asset Failure - RIIO-ED1
|  | NPgN | Probabilities of Asset Failure
|  | NPgY | Probabilities of Asset Failure

## NAW1 - DPCR5 View - NPgN
NAW1: Network Outputs DPCR5
NPgN
Price base (2012/13)
| ASSET CATEGORIES | ASSET REGISTER |  | HEALTH INDEX - CURRENT (as at 31 March) |  |  |  |  | HEALTH INDEX - 31 March 2015 (with no further DPCR5 intervention) |  |  |  |  | HEALTH INDEX - 31 March 2015 (with DPCR5 actual & forecast intervention) |  |  |  |  | DATA QUALITY - CURRENT (as at 31 March)
[19 empty] | Number of assets included for HI output measure | Primary form of measure | Number of assets actually observed | Average age of data used | Description of the form of measure used to assign a HI, the quality of data used, and any other relevant information | Degradation assumption adopted
|  | Current (as at 31 March) | Forecast (as at 31 March 2015) | HI 1 | HI 2 | HI 3 | HI 4 | HI 5 | HI 1 | HI 2 | HI 3 | HI 4 | HI 5 | HI 1 | HI 2 | HI 3 | HI 4 | HI 5 | Assets | Health Condition Age Other | % | Years | Commentary | Description
LV Network
LV Switchgear and Other
LV UGB
| LV OHL Support | 72378 | 72128 | 17521 | 20408 | 28014 | 3014 | 3421 | 16465 | 18348 | 29042 | 4829 | 3694 | 18235 | 18221 | 28644 | 3978 | 3050 | 72378 | Health | 0.97 | 4 | Based on condition data from mid 2008 to mid 2010. | Standard exponential aging curve.
[Please insert new asset category as required]
[Please insert new asset category as required]
[Please insert new asset category as required]
[Please insert new asset category as required]
[Please insert new asset category as required]
HV Network
| HV Switchgear (GM) - Primary | 2562 | 2541 | 564 | 684 | 721 | 441 | 152 | 289 | 754 | 785 | 524 | 210 | 344 | 750 | 767 | 487 | 193 | 2562 | Health | 1 | 1 | Based on 2012/13 annual substation inspections and maintenance data (16 year preventive cycle + post fault) | Exponential aging curves, modified to calm down end of life runaway effects.
| HV Switchgear (GM) - Distribution | 15440 | 14786 | 8279 | 5459 | 1124 | 454 | 124 | 7897 | 5510 | 1347 | 232 | 454 | 8322 | 5406 | 899 | 54 | 105 | 15440 | Health | 1 | 0.5 | Based on 2012/13 annual substation inspections | Exponential aging curves, modified to calm down end of life runaway effects.
HV Transformer (GM)
HV UG Cable
| HV OHL Support - Poles | 126149 | 126149 | 40482 | 36205 | 22984 | 21874 | 4604 | 38420 | 29997 | 28989 | 23730 | 5013 | 42083 | 29814 | 28456 | 22440 | 3356 | 126149 | Health | 0.86 | 3 | Based on condition data from mid 2008 to mid 2010. | Standard exponential aging curve.
[Please insert new asset category as required]
[Please insert new asset category as required]
[Please insert new asset category as required]
[Please insert new asset category as required]
[Please insert new asset category as required]
EHV Network
| EHV Switchgear (GM) | 659 | 659 | 177 | 200 | 216 | 42 | 24 | 174 | 195 | 224 | 40 | 26 | 216 | 195 | 207 | 33 | 8 | 659 | Health | 0.97 | 0.5 | Based on 2012/13 annual substation inspections | Exponential aging curves, modified to calm down end of life runaway effects.
| EHV Transformer | 341 | 341 | 103 | 130 | 75 | 33 | 0 | 97 | 110 | 98 | 36 | 0 | 109 | 110 | 90 | 32 | 0 | 341 | Health | 1 | 1.5 | Based on 2012/13 annual substation inspections and biennial insulating oil condition/DGA | Exponential aging curves, modified to calm down end of life runaway effects.
| EHV UG Cable (Gas) | 75.47 | 65.9536 | 0.097004 | 56.4504 | 2.9328 | 2.9407 | 13.0492 | 0.097004 | 52.0074 | 7.3758 | 2.9407 | 13.0492 | 0.097004 | 52.0074 | 5.474 | 1.9898 | 6.3855 | 75.47 | Health | 0.9893 | 1 | Predominantly age data modified initially by cable loading followed by weighting application based upon electrical failure. | Standard exponential aging curve.
| EHV UG Cable (Oil) | 508.963 | 462.4057 | 51.4204 | 267.2044 | 75.4558 | 21.8793 | 93.003 | 40.4144 | 255.6945 | 96.5777 | 19.9923 | 96.284 | 40.4318 | 255.6945 | 91.9242 | 10.6853 | 63.6698 | 508.963 | Health | 0.9989 | 1 | Predominantly age data modified initially by cable loading followed by weighting application based upon electrical failure and fluid leak rate. | Standard exponential aging curve.
| EHV UG Cable (Non Pressurised) | 350.209 | 408.199 | 209.9976 | 90.1194 | 4.8466 | 37.5156 | 7.7299 | 193.732 | 105.487 | 3.2636 | 39.1936 | 8.5329 | 253.5206 | 105.487 | 3.0848 | 38.836 | 7.2707 | 350.209 | Health | 0.8218 | 1 | Predominantly age data modified initially by cable loading followed by weighting application based upon electrical failure. | Standard exponential aging curve.
| EHV OHL Support - Towers | 1428 | 1428 | 119 | 442 | 237 | 346 | 284 | 109 | 211 | 227 | 199 | 682 | 194 | 483 | 155 | 138 | 458 | 1428 | Health | 1 | 2 | Based on 2010-11 high resolution helicopter inspection data | Standard exponential aging curve.
| EHV OHL Support - Poles | 9896 | 9896 | 2937 | 4612 | 2062 | 182 | 103 | 2808 | 4275 | 2235 | 432 | 146 | 3178 | 4251 | 2219 | 208 | 40 | 9896 | Health | 0.93 | 3 | Based on condition data from mid 2009 to mid 2010. | Standard exponential aging curve.
| EHV OHL Fittings and Conductors (Tower Lines) | 602.4181 | 602.3481 | 5.5346 | 107.3219 | 81.771 | 341.573 | 66.2176 | 2.2333 | 91.4132 | 48.3128 | 233.9468 | 226.442 | 2.2333 | 174.5561 | 98.4572 | 161.171 | 165.9304 | 602.4181 | Health | 1 | 2 | Based on 2010-11 high resolution helicopter inspection data | Standard exponential aging curve.
[Please insert new asset category as required]
[Please insert new asset category as required]
[Please insert new asset category as required]
[Please insert new asset category as required]
[Please insert new asset category as required]
132kV Network
| 132kV CBs | 83 | 83 | 63 | 0 | 12 | 0 | 8 | 63 | 0 | 4 | 8 | 8 | 73 | 0 | 2 | 8 | 0 | 83 | Health | 1 | 0.5 | Based on 2012/13 annual substation inspections | Exponential aging curves, modified to calm down end of life runaway effects.
| 132kV Transformer | 79 | 79 | 39 | 26 | 6 | 8 | 0 | 35 | 23 | 13 | 7 | 1 | 39 | 23 | 13 | 4 | 0 | 79 | Health | 1 | 1.5 | Based on 2012/13 annual substation inspections and annual insulating oil condition/DGA | Exponential aging curves, modified to calm down end of life runaway effects.
| 132kV UG Cable (Gas) | 5.826 | 0.026 | 0 | 0 | 0 | 0 | 5.826 | 0 | 0 | 0 | 0 | 5.826 | 0 | 0 | 0 | 0 | 0.026 | 5.826 | Health | 0.9948 | 1 | Predominantly age data modified initially by cable loading followed by weighting application based upon electrical failure. | Standard exponential aging curve.
| 132kV UG Cable (Oil) | 58.225 | 58.225 | 4.0941 | 30.7518 | 2.2808 | 15.1022 | 5.9961 | 3.7561 | 22.2348 | 11.1358 | 15.1022 | 5.9961 | 3.7561 | 22.2348 | 11.1358 | 15.1022 | 5.9961 | 58.225 | Health | 1 | 1 | Predominantly age data modified initially by cable loading followed by weighting application based upon electrical failure and fluid leak rate. | Standard exponential aging curve.
| 132kV UG Cable (Non Pressurised) | 32.992 | 38.892 | 24.6703 | 8.2302 | 0.001 | 0.083556 | 0.007 | 24.6703 | 8.2302 | 0.001 | 0.083556 | 0.007 | 30.5703 | 8.2302 | 0.001 | 0.083556 | 0.007 | 32.992 | Health | 0.1091 | 1 | Predominantly age data modified initially by cable loading followed by weighting application based upon electrical failure. | Standard exponential aging curve.
| 132kV OHL Support - Tower | 1162 | 1169 | 250 | 203 | 180 | 451 | 78 | 74 | 216 | 134 | 131 | 614 | 454 | 373 | 67 | 92 | 183 | 1162 | Health | 1 | 2 | Based on 2010-11 high resolution helicopter inspection data | Standard exponential aging curve.
| 132kV OHL Fittings and Conductors (Tower Lines) | 576.9075 | 583.9075 | 65.1463 | 66.8049 | 157.7811 | 223.8338 | 63.3413 | 58.97 | 35.9218 | 130.737 | 165.3608 | 192.9179 | 59.9479 | 156.8945 | 216.8026 | 61.2954 | 88.967 | 576.9075 | Health | 1 | 2 | Based on 2010-11 high resolution helicopter inspection data | Standard exponential aging curve.
[Please insert new asset category as required]
[Please insert new asset category as required]
[Please insert new asset category as required]
[Please insert new asset category as required]
[Please insert new asset category as required]
Other
Submarine Cables
[Please insert new asset category as required]
[Please insert new asset category as required]
[Please insert new asset category as required]
[Please insert new asset category as required]
[Please insert new asset category as required]
Health Index Definitions
|  | HI1 | New or as new
|  | HI2 | Good or seviceable condition
|  | HI3 | Deterioration requires assessment and monitoring
|  | HI4 | Material deterioration, intervention requires consideration
|  | HI5 | End of serviceable life, intervention required

## NAW2 - Total - NPgN
NAW2: Secondary deliverables RIIO-ED1
NPgN
Price base (2012/13)
| ASSET CATEGORIES |  | ASSET REGISTER |  |  | End of DPCR5 (31 March 2015) with investment | [5 empty] | End of DPCR5 (31 March 2015) without investment | [5 empty] | Mid-Period Review (31 March 2019) with investment | [5 empty] | Mid-Period Review (31 March 2019) without investment | [5 empty] | End of RIIO-ED1 (31 March 2023) with investment | [5 empty] | End of RIIO-ED1 (31 March 2023) without investment
Is it your current intention to have a health index for this asset category in the RIIO-ED1 control period.
|  |  | as at 31st March 2015 | as at 31st March 2023 |  | HI 1 | HI 2 | HI 3 | HI 4 | HI 5 |  | HI 1 | HI 2 | HI 3 | HI 4 | HI 5 |  | HI 1 | HI 2 | HI 3 | HI 4 | HI 5 |  | HI 1 | HI 2 | HI 3 | HI 4 | HI 5 |  | HI 1 | HI 2 | HI 3 | HI 4 | HI 5 |  | HI 1 | HI 2 | HI 3 | HI 4 | HI 5
LV Network
| LV Switchgear and Other |  |  |  | C1 | [5 empty] | 0 | [5 empty] | 0 | 0 | 0 | 0 | 0 | 0 | 0 | [5 empty] | 0 | 0 | 0 | 0 | 0 | 0 | 0 | [5 empty] | 0 | Yes
[5 empty] | C2 | [5 empty] | 0 | [5 empty] | 0 | 0 | 0 | 0 | 0 | 0 | 0 | [5 empty] | 0 | 0 | 0 | 0 | 0 | 0 | 0 | [5 empty] | 0 | No
[5 empty] | C3 | [5 empty] | 0 | [5 empty] | 0 | 0 | 0 | 0 | 0 | 0 | 0 | [5 empty] | 0 | 0 | 0 | 0 | 0 | 0 | 0 | [5 empty] | 0
[5 empty] | C4 | [5 empty] | 0 | [5 empty] | 0 | 0 | 0 | 0 | 0 | 0 | 0 | [5 empty] | 0 | 0 | 0 | 0 | 0 | 0 | 0 | [5 empty] | 0
[6 empty] | 0 | 0 | 0 | 0 | 0 |  | 0 | 0 | 0 | 0 | 0 |  | 0 | 0 | 0 | 0 | 0 |  | 0 | 0 | 0 | 0 | 0 |  | 0 | 0 | 0 | 0 | 0 |  | 0 | 0 | 0 | 0 | 0
| LV UGB |  |  |  | C1 | [5 empty] | 0 | [5 empty] | 0 | 0 | 0 | 0 | 0 | 0 | 0 | [5 empty] | 0 | 0 | 0 | 0 | 0 | 0 | 0 | [5 empty] | 0
[5 empty] | C2 | [5 empty] | 0 | [5 empty] | 0 | 0 | 0 | 0 | 0 | 0 | 0 | [5 empty] | 0 | 0 | 0 | 0 | 0 | 0 | 0 | [5 empty] | 0
[5 empty] | C3 | [5 empty] | 0 | [5 empty] | 0 | 0 | 0 | 0 | 0 | 0 | 0 | [5 empty] | 0 | 0 | 0 | 0 | 0 | 0 | 0 | [5 empty] | 0
[5 empty] | C4 | [5 empty] | 0 | [5 empty] | 0 | 0 | 0 | 0 | 0 | 0 | 0 | [5 empty] | 0 | 0 | 0 | 0 | 0 | 0 | 0 | [5 empty] | 0
[6 empty] | 0 | 0 | 0 | 0 | 0 |  | 0 | 0 | 0 | 0 | 0 |  | 0 | 0 | 0 | 0 | 0 |  | 0 | 0 | 0 | 0 | 0 |  | 0 | 0 | 0 | 0 | 0 |  | 0 | 0 | 0 | 0 | 0
| LV OHL Support |  |  |  | C1 | 9664 | 7276 | 12171 | 1565 | 1359 | 32035 | 8728 | 7327 | 12342 | 1906 | 1617 | 31920 | 10208 | 1560 | 8398 | 10140 | 1461 | 31767 | 8443 | 1599 | 8642 | 10620 | 2211 | 31515 | 11561 | 1139 | 6426 | 9425 | 3497 | 32048 | 7452 | 1226 | 6986 | 10535 | 5206 | 31405
[5 empty] | C2 | 6593 | 5704 | 9745 | 886 | 839 | 23767 | 5948 | 5742 | 9876 | 1268 | 1127 | 23961 | 6991 | 1251 | 6741 | 7239 | 629 | 22851 | 5770 | 1274 | 6931 | 7777 | 1467 | 23219 | 7940 | 937 | 5183 | 6478 | 1743 | 22281 | 5104 | 992 | 5617 | 7720 | 3656 | 23089
[5 empty] | C3 | 761 | 1889 | 2641 | 666 | 405 | 6362 | 689 | 1903 | 2679 | 666 | 405 | 6342 | 798 | 397 | 1819 | 3143 | 598 | 6755 | 662 | 410 | 1873 | 3143 | 598 | 6686 | 899 | 283 | 1386 | 3118 | 1282 | 6968 | 582 | 312 | 1512 | 3118 | 1282 | 6806
[5 empty] | C4 | 1217 | 3352 | 4087 | 861 | 447 | 9964 | 1100 | 3376 | 4145 | 989 | 545 | 10155 | 1279 | 712 | 2816 | 5095 | 453 | 10355 | 1061 | 733 | 2900 | 5277 | 737 | 10708 | 1442 | 515 | 2149 | 4813 | 1112 | 10031 | 934 | 560 | 2341 | 5234 | 1759 | 10828
|  |  | 72128 | 71328 |  | 18235 | 18221 | 28644 | 3978 | 3050 |  | 16465 | 18348 | 29042 | 4829 | 3694 |  | 19276 | 3920 | 19774 | 25617 | 3141 |  | 15936 | 4016 | 20346 | 26817 | 5013 |  | 21842 | 2874 | 15144 | 23834 | 7634 |  | 14072 | 3090 | 16456 | 26607 | 11903
| [Please insert new asset category as required] |  |  |  | C1 | [5 empty] | 0 | [5 empty] | 0 | 0 | 0 | 0 | 0 | 0 | 0 | [5 empty] | 0 | 0 | 0 | 0 | 0 | 0 | 0 | [5 empty] | 0
[5 empty] | C2 | [5 empty] | 0 | [5 empty] | 0 | 0 | 0 | 0 | 0 | 0 | 0 | [5 empty] | 0 | 0 | 0 | 0 | 0 | 0 | 0 | [5 empty] | 0
[5 empty] | C3 | [5 empty] | 0 | [5 empty] | 0 | 0 | 0 | 0 | 0 | 0 | 0 | [5 empty] | 0 | 0 | 0 | 0 | 0 | 0 | 0 | [5 empty] | 0
[5 empty] | C4 | [5 empty] | 0 | [5 empty] | 0 | 0 | 0 | 0 | 0 | 0 | 0 | [5 empty] | 0 | 0 | 0 | 0 | 0 | 0 | 0 | [5 empty] | 0
[6 empty] | 0 | 0 | 0 | 0 | 0 |  | 0 | 0 | 0 | 0 | 0 |  | 0 | 0 | 0 | 0 | 0 |  | 0 | 0 | 0 | 0 | 0 |  | 0 | 0 | 0 | 0 | 0 |  | 0 | 0 | 0 | 0 | 0
| [Please insert new asset category as required] |  |  |  | C1 | [5 empty] | 0 | [5 empty] | 0 | 0 | 0 | 0 | 0 | 0 | 0 | [5 empty] | 0 | 0 | 0 | 0 | 0 | 0 | 0 | [5 empty] | 0
[5 empty] | C2 | [5 empty] | 0 | [5 empty] | 0 | 0 | 0 | 0 | 0 | 0 | 0 | [5 empty] | 0 | 0 | 0 | 0 | 0 | 0 | 0 | [5 empty] | 0
[5 empty] | C3 | [5 empty] | 0 | [5 empty] | 0 | 0 | 0 | 0 | 0 | 0 | 0 | [5 empty] | 0 | 0 | 0 | 0 | 0 | 0 | 0 | [5 empty] | 0
[5 empty] | C4 | [5 empty] | 0 | [5 empty] | 0 | 0 | 0 | 0 | 0 | 0 | 0 | [5 empty] | 0 | 0 | 0 | 0 | 0 | 0 | 0 | [5 empty] | 0
[6 empty] | 0 | 0 | 0 | 0 | 0 |  | 0 | 0 | 0 | 0 | 0 |  | 0 | 0 | 0 | 0 | 0 |  | 0 | 0 | 0 | 0 | 0 |  | 0 | 0 | 0 | 0 | 0 |  | 0 | 0 | 0 | 0 | 0
| [Please insert new asset category as required] |  |  |  | C1 | [5 empty] | 0 | [5 empty] | 0 | 0 | 0 | 0 | 0 | 0 | 0 | [5 empty] | 0 | 0 | 0 | 0 | 0 | 0 | 0 | [5 empty] | 0
[5 empty] | C2 | [5 empty] | 0 | [5 empty] | 0 | 0 | 0 | 0 | 0 | 0 | 0 | [5 empty] | 0 | 0 | 0 | 0 | 0 | 0 | 0 | [5 empty] | 0
[5 empty] | C3 | [5 empty] | 0 | [5 empty] | 0 | 0 | 0 | 0 | 0 | 0 | 0 | [5 empty] | 0 | 0 | 0 | 0 | 0 | 0 | 0 | [5 empty] | 0
[5 empty] | C4 | [5 empty] | 0 | [5 empty] | 0 | 0 | 0 | 0 | 0 | 0 | 0 | [5 empty] | 0 | 0 | 0 | 0 | 0 | 0 | 0 | [5 empty] | 0
[6 empty] | 0 | 0 | 0 | 0 | 0 |  | 0 | 0 | 0 | 0 | 0 |  | 0 | 0 | 0 | 0 | 0 |  | 0 | 0 | 0 | 0 | 0 |  | 0 | 0 | 0 | 0 | 0 |  | 0 | 0 | 0 | 0 | 0
| [Please insert new asset category as required] |  |  |  | C1 | [5 empty] | 0 | [5 empty] | 0 | 0 | 0 | 0 | 0 | 0 | 0 | [5 empty] | 0 | 0 | 0 | 0 | 0 | 0 | 0 | [5 empty] | 0
[5 empty] | C2 | [5 empty] | 0 | [5 empty] | 0 | 0 | 0 | 0 | 0 | 0 | 0 | [5 empty] | 0 | 0 | 0 | 0 | 0 | 0 | 0 | [5 empty] | 0
[5 empty] | C3 | [5 empty] | 0 | [5 empty] | 0 | 0 | 0 | 0 | 0 | 0 | 0 | [5 empty] | 0 | 0 | 0 | 0 | 0 | 0 | 0 | [5 empty] | 0
[5 empty] | C4 | [5 empty] | 0 | [5 empty] | 0 | 0 | 0 | 0 | 0 | 0 | 0 | [5 empty] | 0 | 0 | 0 | 0 | 0 | 0 | 0 | [5 empty] | 0
[6 empty] | 0 | 0 | 0 | 0 | 0 |  | 0 | 0 | 0 | 0 | 0 |  | 0 | 0 | 0 | 0 | 0 |  | 0 | 0 | 0 | 0 | 0 |  | 0 | 0 | 0 | 0 | 0 |  | 0 | 0 | 0 | 0 | 0
| [Please insert new asset category as required] |  |  |  | C1 | [5 empty] | 0 | [5 empty] | 0 | 0 | 0 | 0 | 0 | 0 | 0 | [5 empty] | 0 | 0 | 0 | 0 | 0 | 0 | 0 | [5 empty] | 0
[5 empty] | C2 | [5 empty] | 0 | [5 empty] | 0 | 0 | 0 | 0 | 0 | 0 | 0 | [5 empty] | 0 | 0 | 0 | 0 | 0 | 0 | 0 | [5 empty] | 0
[5 empty] | C3 | [5 empty] | 0 | [5 empty] | 0 | 0 | 0 | 0 | 0 | 0 | 0 | [5 empty] | 0 | 0 | 0 | 0 | 0 | 0 | 0 | [5 empty] | 0
[5 empty] | C4 | [5 empty] | 0 | [5 empty] | 0 | 0 | 0 | 0 | 0 | 0 | 0 | [5 empty] | 0 | 0 | 0 | 0 | 0 | 0 | 0 | [5 empty] | 0
[6 empty] | 0 | 0 | 0 | 0 | 0 |  | 0 | 0 | 0 | 0 | 0 |  | 0 | 0 | 0 | 0 | 0 |  | 0 | 0 | 0 | 0 | 0 |  | 0 | 0 | 0 | 0 | 0 |  | 0 | 0 | 0 | 0 | 0
HV Network
| HV Switchgear (GM) - Primary |  |  |  | C1 | 200 | 510 | 480 | 286 | 122 | 1598 | 168 | 514 | 493 | 307 | 134 | 1616 | 226 | 429 | 353 | 354 | 249 | 1611 | 168 | 430 | 357 | 375 | 286 | 1616 | 326 | 298 | 373 | 269 | 341 | 1607 | 145 | 299 | 379 | 303 | 490 | 1616
[5 empty] | C2 | 93 | 126 | 180 | 125 | 41 | 565 | 81 | 126 | 181 | 135 | 42 | 565 | 123 | 79 | 143 | 138 | 81 | 564 | 80 | 82 | 150 | 160 | 93 | 565 | 160 | 78 | 96 | 92 | 136 | 562 | 67 | 81 | 104 | 134 | 179 | 565
[5 empty] | C3 | 4 | 64 | 41 | 2 | 0 | 111 | 4 | 64 | 41 | 2 | 0 | 111 | 4 | 58 | 39 | 10 | 0 | 111 | 4 | 58 | 39 | 10 | 0 | 111 | 1 | 54 | 32 | 20 | 4 | 111 | 1 | 54 | 32 | 20 | 4 | 111
[5 empty] | C4 | 47 | 50 | 66 | 74 | 30 | 267 | 36 | 50 | 70 | 80 | 34 | 270 | 59 | 42 | 26 | 84 | 53 | 264 | 36 | 42 | 28 | 97 | 67 | 270 | 77 | 36 | 21 | 14 | 110 | 258 | 35 | 36 | 23 | 38 | 138 | 270
|  |  | 2541 | 2538 |  | 344 | 750 | 767 | 487 | 193 |  | 289 | 754 | 785 | 524 | 210 |  | 412 | 608 | 561 | 586 | 383 |  | 288 | 612 | 574 | 642 | 446 |  | 564 | 466 | 522 | 395 | 591 |  | 248 | 470 | 538 | 495 | 811
| HV Switchgear (GM) - Distribution |  |  |  | C1 | 3986 | 1248 | 108 | 9 | 1 | 5352 | 3792 | 1272 | 172 | 49 | 123 | 5408 | 3896 | 1028 | 396 | 6 | 9 | 5335 | 3745 | 1052 | 480 | 48 | 27 | 5352 | 3698 | 1156 | 433 | 13 | 2 | 5302 | 3399 | 1205 | 588 | 96 | 64 | 5352
[5 empty] | C2 | 3108 | 2682 | 458 | 22 | 38 | 6308 | 2935 | 2728 | 670 | 89 | 195 | 6617 | 2924 | 2117 | 765 | 202 | 68 | 6076 | 2775 | 2151 | 1032 | 266 | 84 | 6308 | 2735 | 1983 | 707 | 285 | 139 | 5849 | 2438 | 2053 | 1198 | 417 | 202 | 6308
[5 empty] | C3 | 924 | 1031 | 228 | 0 | 48 | 2231 | 880 | 1054 | 339 | 40 | 86 | 2399 | 822 | 743 | 345 | 69 | 70 | 2049 | 789 | 765 | 488 | 111 | 78 | 2231 | 747 | 701 | 220 | 115 | 100 | 1883 | 682 | 745 | 483 | 198 | 123 | 2231
[5 empty] | C4 | 304 | 445 | 105 | 23 | 18 | 895 | 290 | 456 | 166 | 54 | 50 | 1016 | 242 | 346 | 114 | 21 | 49 | 772 | 233 | 358 | 194 | 55 | 55 | 895 | 216 | 268 | 78 | 21 | 71 | 654 | 199 | 292 | 226 | 90 | 88 | 895
|  |  | 14786 | 13688 |  | 8322 | 5406 | 899 | 54 | 105 |  | 7897 | 5510 | 1347 | 232 | 454 |  | 7884 | 4234 | 1620 | 298 | 196 |  | 7542 | 4326 | 2194 | 480 | 244 |  | 7396 | 4108 | 1438 | 434 | 312 |  | 6718 | 4295 | 2495 | 801 | 477
| HV Transformer (GM) |  |  |  | C1 | 2494 | 563 | 122 | 64 | 15 | 3258 | 2396 | 571 | 126 | 72 | 39 | 3204 | 2520 | 487 | 246 | 66 | 32 | 3351 | 2368 | 492 | 250 | 78 | 70 | 3258 | 2563 | 413 | 368 | 64 | 43 | 3451 | 2251 | 422 | 376 | 88 | 121 | 3258
[5 empty] | C2 | 2652 | 1750 | 484 | 405 | 74 | 5365 | 2536 | 1753 | 478 | 446 | 166 | 5379 | 2510 | 1608 | 682 | 245 | 284 | 5329 | 2335 | 1610 | 674 | 315 | 431 | 5365 | 2464 | 1532 | 804 | 117 | 368 | 5285 | 2105 | 1538 | 788 | 263 | 671 | 5365
[5 empty] | C3 | 498 | 275 | 75 | 57 | 9 | 914 | 480 | 281 | 79 | 65 | 25 | 930 | 487 | 197 | 141 | 36 | 32 | 893 | 460 | 202 | 145 | 48 | 59 | 914 | 483 | 150 | 182 | 19 | 39 | 873 | 428 | 159 | 190 | 43 | 94 | 914
[5 empty] | C4 | 180 | 130 | 64 | 42 | 7 | 423 | 174 | 136 | 68 | 48 | 23 | 449 | 171 | 101 | 71 | 27 | 17 | 387 | 163 | 106 | 75 | 35 | 44 | 423 | 157 | 95 | 52 | 29 | 18 | 351 | 141 | 104 | 60 | 45 | 73 | 423
|  |  | 9960 | 9960 |  | 5824 | 2718 | 745 | 568 | 105 |  | 5586 | 2741 | 751 | 631 | 253 |  | 5688 | 2393 | 1140 | 374 | 365 |  | 5326 | 2410 | 1144 | 476 | 604 |  | 5667 | 2190 | 1406 | 229 | 468 |  | 4925 | 2223 | 1414 | 439 | 959
| HV UG Cable |  |  |  | C1 | [5 empty] | 0 | [5 empty] | 0 | 0 | 0 | 0 | 0 | 0 | 0 | [5 empty] | 0 | 0 | 0 | 0 | 0 | 0 | 0 | [5 empty] | 0
[5 empty] | C2 | [5 empty] | 0 | [5 empty] | 0 | 0 | 0 | 0 | 0 | 0 | 0 | [5 empty] | 0 | 0 | 0 | 0 | 0 | 0 | 0 | [5 empty] | 0
[5 empty] | C3 | [5 empty] | 0 | [5 empty] | 0 | 0 | 0 | 0 | 0 | 0 | 0 | [5 empty] | 0 | 0 | 0 | 0 | 0 | 0 | 0 | [5 empty] | 0
[5 empty] | C4 | [5 empty] | 0 | [5 empty] | 0 | 0 | 0 | 0 | 0 | 0 | 0 | [5 empty] | 0 | 0 | 0 | 0 | 0 | 0 | 0 | [5 empty] | 0
[6 empty] | 0 | 0 | 0 | 0 | 0 |  | 0 | 0 | 0 | 0 | 0 |  | 0 | 0 | 0 | 0 | 0 |  | 0 | 0 | 0 | 0 | 0 |  | 0 | 0 | 0 | 0 | 0 |  | 0 | 0 | 0 | 0 | 0
| HV OHL Support - Poles |  |  |  | C1 | 14496 | 9898 | 9947 | 7197 | 1135 | 42673 | 13237 | 9960 | 10135 | 7612 | 1702 | 42646 | 14137 | 5411 | 14070 | 8177 | 1008 | 42803 | 12621 | 5451 | 14288 | 8600 | 1822 | 42782 | 15110 | 5116 | 11913 | 7951 | 2663 | 42753 | 10834 | 5196 | 12471 | 9058 | 5121 | 42680
[5 empty] | C2 | 19086 | 13113 | 12487 | 10437 | 1456 | 56579 | 17419 | 13191 | 12717 | 11032 | 2157 | 56516 | 18654 | 7198 | 17674 | 11873 | 1322 | 56721 | 16628 | 7242 | 17935 | 12476 | 2327 | 56608 | 19966 | 6827 | 14985 | 11566 | 3430 | 56774 | 14288 | 6915 | 15666 | 13149 | 6479 | 56497
[5 empty] | C3 | 7796 | 5437 | 5297 | 4320 | 701 | 23551 | 7119 | 5471 | 5397 | 4570 | 1053 | 23610 | 7599 | 2969 | 7491 | 4905 | 620 | 23584 | 6787 | 2993 | 7607 | 5162 | 1125 | 23674 | 8116 | 2804 | 6338 | 4768 | 1644 | 23670 | 5824 | 2852 | 6638 | 5437 | 3165 | 23916
[5 empty] | C4 | 705 | 1366 | 725 | 486 | 64 | 3346 | 645 | 1375 | 740 | 516 | 101 | 3377 | 677 | 741 | 1024 | 549 | 50 | 3041 | 611 | 749 | 1041 | 580 | 104 | 3085 | 715 | 697 | 861 | 531 | 148 | 2952 | 521 | 713 | 906 | 610 | 306 | 3056
|  |  | 126149 | 126149 |  | 42083 | 29814 | 28456 | 22440 | 3356 |  | 38420 | 29997 | 28989 | 23730 | 5013 |  | 41067 | 16319 | 40259 | 25504 | 3000 |  | 36647 | 16435 | 40871 | 26818 | 5378 |  | 43907 | 15444 | 34097 | 24816 | 7885 |  | 31467 | 15676 | 35681 | 28254 | 15071
| [Please insert new asset category as required] |  |  |  | C1 | [5 empty] | 0 | [5 empty] | 0 | 0 | 0 | 0 | 0 | 0 | 0 | [5 empty] | 0 | 0 | 0 | 0 | 0 | 0 | 0 | [5 empty] | 0
[5 empty] | C2 | [5 empty] | 0 | [5 empty] | 0 | 0 | 0 | 0 | 0 | 0 | 0 | [5 empty] | 0 | 0 | 0 | 0 | 0 | 0 | 0 | [5 empty] | 0
[5 empty] | C3 | [5 empty] | 0 | [5 empty] | 0 | 0 | 0 | 0 | 0 | 0 | 0 | [5 empty] | 0 | 0 | 0 | 0 | 0 | 0 | 0 | [5 empty] | 0
[5 empty] | C4 | [5 empty] | 0 | [5 empty] | 0 | 0 | 0 | 0 | 0 | 0 | 0 | [5 empty] | 0 | 0 | 0 | 0 | 0 | 0 | 0 | [5 empty] | 0
[6 empty] | 0 | 0 | 0 | 0 | 0 |  | 0 | 0 | 0 | 0 | 0 |  | 0 | 0 | 0 | 0 | 0 |  | 0 | 0 | 0 | 0 | 0 |  | 0 | 0 | 0 | 0 | 0 |  | 0 | 0 | 0 | 0 | 0
| [Please insert new asset category as required] |  |  |  | C1 | [5 empty] | 0 | [5 empty] | 0 | 0 | 0 | 0 | 0 | 0 | 0 | [5 empty] | 0 | 0 | 0 | 0 | 0 | 0 | 0 | [5 empty] | 0
[5 empty] | C2 | [5 empty] | 0 | [5 empty] | 0 | 0 | 0 | 0 | 0 | 0 | 0 | [5 empty] | 0 | 0 | 0 | 0 | 0 | 0 | 0 | [5 empty] | 0
[5 empty] | C3 | [5 empty] | 0 | [5 empty] | 0 | 0 | 0 | 0 | 0 | 0 | 0 | [5 empty] | 0 | 0 | 0 | 0 | 0 | 0 | 0 | [5 empty] | 0
[5 empty] | C4 | [5 empty] | 0 | [5 empty] | 0 | 0 | 0 | 0 | 0 | 0 | 0 | [5 empty] | 0 | 0 | 0 | 0 | 0 | 0 | 0 | [5 empty] | 0
[6 empty] | 0 | 0 | 0 | 0 | 0 |  | 0 | 0 | 0 | 0 | 0 |  | 0 | 0 | 0 | 0 | 0 |  | 0 | 0 | 0 | 0 | 0 |  | 0 | 0 | 0 | 0 | 0 |  | 0 | 0 | 0 | 0 | 0
| [Please insert new asset category as required] |  |  |  | C1 | [5 empty] | 0 | [5 empty] | 0 | 0 | 0 | 0 | 0 | 0 | 0 | [5 empty] | 0 | 0 | 0 | 0 | 0 | 0 | 0 | [5 empty] | 0
[5 empty] | C2 | [5 empty] | 0 | [5 empty] | 0 | 0 | 0 | 0 | 0 | 0 | 0 | [5 empty] | 0 | 0 | 0 | 0 | 0 | 0 | 0 | [5 empty] | 0
[5 empty] | C3 | [5 empty] | 0 | [5 empty] | 0 | 0 | 0 | 0 | 0 | 0 | 0 | [5 empty] | 0 | 0 | 0 | 0 | 0 | 0 | 0 | [5 empty] | 0
[5 empty] | C4 | [5 empty] | 0 | [5 empty] | 0 | 0 | 0 | 0 | 0 | 0 | 0 | [5 empty] | 0 | 0 | 0 | 0 | 0 | 0 | 0 | [5 empty] | 0
[6 empty] | 0 | 0 | 0 | 0 | 0 |  | 0 | 0 | 0 | 0 | 0 |  | 0 | 0 | 0 | 0 | 0 |  | 0 | 0 | 0 | 0 | 0 |  | 0 | 0 | 0 | 0 | 0 |  | 0 | 0 | 0 | 0 | 0
| [Please insert new asset category as required] |  |  |  | C1 | [5 empty] | 0 | [5 empty] | 0 | 0 | 0 | 0 | 0 | 0 | 0 | [5 empty] | 0 | 0 | 0 | 0 | 0 | 0 | 0 | [5 empty] | 0
[5 empty] | C2 | [5 empty] | 0 | [5 empty] | 0 | 0 | 0 | 0 | 0 | 0 | 0 | [5 empty] | 0 | 0 | 0 | 0 | 0 | 0 | 0 | [5 empty] | 0
[5 empty] | C3 | [5 empty] | 0 | [5 empty] | 0 | 0 | 0 | 0 | 0 | 0 | 0 | [5 empty] | 0 | 0 | 0 | 0 | 0 | 0 | 0 | [5 empty] | 0
[5 empty] | C4 | [5 empty] | 0 | [5 empty] | 0 | 0 | 0 | 0 | 0 | 0 | 0 | [5 empty] | 0 | 0 | 0 | 0 | 0 | 0 | 0 | [5 empty] | 0
[6 empty] | 0 | 0 | 0 | 0 | 0 |  | 0 | 0 | 0 | 0 | 0 |  | 0 | 0 | 0 | 0 | 0 |  | 0 | 0 | 0 | 0 | 0 |  | 0 | 0 | 0 | 0 | 0 |  | 0 | 0 | 0 | 0 | 0
| [Please insert new asset category as required] |  |  |  | C1 | [5 empty] | 0 | [5 empty] | 0 | 0 | 0 | 0 | 0 | 0 | 0 | [5 empty] | 0 | 0 | 0 | 0 | 0 | 0 | 0 | [5 empty] | 0
[5 empty] | C2 | [5 empty] | 0 | [5 empty] | 0 | 0 | 0 | 0 | 0 | 0 | 0 | [5 empty] | 0 | 0 | 0 | 0 | 0 | 0 | 0 | [5 empty] | 0
[5 empty] | C3 | [5 empty] | 0 | [5 empty] | 0 | 0 | 0 | 0 | 0 | 0 | 0 | [5 empty] | 0 | 0 | 0 | 0 | 0 | 0 | 0 | [5 empty] | 0
[5 empty] | C4 | [5 empty] | 0 | [5 empty] | 0 | 0 | 0 | 0 | 0 | 0 | 0 | [5 empty] | 0 | 0 | 0 | 0 | 0 | 0 | 0 | [5 empty] | 0
[6 empty] | 0 | 0 | 0 | 0 | 0 |  | 0 | 0 | 0 | 0 | 0 |  | 0 | 0 | 0 | 0 | 0 |  | 0 | 0 | 0 | 0 | 0 |  | 0 | 0 | 0 | 0 | 0 |  | 0 | 0 | 0 | 0 | 0
EHV Network
| EHV Switchgear (GM) |  |  |  | C1 | 134 | 87 | 42 | 4 | 0 | 267 | 126 | 87 | 50 | 4 | 0 | 267 | 120 | 62 | 43 | 42 | 0 | 267 | 119 | 62 | 43 | 42 | 1 | 267 | 125 | 46 | 64 | 32 | 0 | 267 | 113 | 46 | 64 | 40 | 4 | 267
[5 empty] | C2 | 79 | 57 | 72 | 23 | 8 | 239 | 45 | 57 | 81 | 30 | 26 | 239 | 72 | 10 | 33 | 83 | 41 | 239 | 45 | 23 | 34 | 86 | 51 | 239 | 90 | 5 | 44 | 65 | 34 | 238 | 39 | 18 | 45 | 81 | 56 | 239
[5 empty] | C3 | 1 | 51 | 51 | 6 | 0 | 109 | 1 | 51 | 51 | 6 | 0 | 109 | 1 | 36 | 46 | 23 | 3 | 109 | 1 | 36 | 46 | 23 | 3 | 109 | 8 | 19 | 35 | 47 | 0 | 109 | 0 | 19 | 35 | 49 | 6 | 109
[5 empty] | C4 | 2 | 0 | 42 | 0 | 0 | 44 | 2 | 0 | 42 | 0 | 0 | 44 | 2 | 0 | 0 | 42 | 0 | 44 | 2 | 0 | 0 | 42 | 0 | 44 | 20 | 0 | 0 | 27 | 0 | 47 | 2 | 0 | 0 | 42 | 0 | 44
|  |  | 659 | 661 |  | 216 | 195 | 207 | 33 | 8 |  | 174 | 195 | 224 | 40 | 26 |  | 195 | 108 | 122 | 190 | 44 |  | 167 | 121 | 123 | 193 | 55 |  | 243 | 70 | 143 | 171 | 34 |  | 154 | 83 | 144 | 212 | 66
| EHV Transformer |  |  |  | C1 | 37 | 47 | 14 | 5 | 0 | 103 | 37 | 47 | 14 | 5 | 0 | 103 | 35 | 34 | 24 | 11 | 0 | 104 | 34 | 34 | 24 | 11 | 0 | 103 | 37 | 17 | 36 | 12 | 2 | 104 | 34 | 17 | 35 | 12 | 5 | 103
[5 empty] | C2 | 53 | 54 | 65 | 22 | 0 | 194 | 46 | 54 | 70 | 24 | 0 | 194 | 55 | 41 | 65 | 33 | 2 | 196 | 39 | 40 | 65 | 43 | 7 | 194 | 56 | 31 | 64 | 27 | 18 | 196 | 34 | 29 | 61 | 42 | 28 | 194
[5 empty] | C3 | 9 | 2 | 2 | 3 | 0 | 16 | 8 | 2 | 3 | 3 | 0 | 16 | 12 | 2 | 2 | 0 | 0 | 16 | 8 | 2 | 2 | 2 | 2 | 16 | 12 | 2 | 0 | 1 | 1 | 16 | 8 | 2 | 0 | 3 | 3 | 16
[5 empty] | C4 | 10 | 7 | 9 | 2 | 0 | 28 | 6 | 7 | 11 | 4 | 0 | 28 | 6 | 7 | 10 | 4 | 1 | 28 | 4 | 7 | 10 | 6 | 1 | 28 | 6 | 4 | 7 | 8 | 3 | 28 | 4 | 4 | 7 | 9 | 4 | 28
|  |  | 341 | 344 |  | 109 | 110 | 90 | 32 | 0 |  | 97 | 110 | 98 | 36 | 0 |  | 108 | 84 | 101 | 48 | 3 |  | 85 | 83 | 101 | 62 | 10 |  | 111 | 54 | 107 | 48 | 24 |  | 80 | 52 | 103 | 66 | 40
| EHV UG Cable (Gas) |  |  |  | C1 | 0 | 4.5123 | 0.72891 | 0 | 1.1715 | 6.4128 | 0 | 4.5123 | 0.98216 | 0 | 2.3941 | 7.8886 | 0 | 2.4022 | 3.3692 | 0 | 0.84773 | 6.6191 | 0 | 2.4022 | 3.4025 | 0 | 1.1715 | 6.9762 | 0 | 0.0013324 | 7.0539 | 0 | 1.222 | 8.2773 | 0 | 0.0013324 | 7.0872 | 0 | 1.5485 | 8.6371
[5 empty] | C2 | 0.097004 | 16.0222 | 2.797 | 1.9898 | 1.5526 | 22.4586 | 0.097004 | 16.0222 | 3.7687 | 2.9407 | 3.1729 | 26.0015 | 0.097004 | 8.5295 | 12.9283 | 5.7328 | 1.1235 | 28.4111 | 0.097004 | 8.5295 | 13.056 | 6.2328 | 1.5526 | 29.4679 | 0.097004 | 0.004731 | 27.067 | 3.6778 | 1.6196 | 32.4661 | 0.097004 | 0.004731 | 27.1948 | 4.1778 | 2.0523 | 33.5266
[5 empty] | C3 | 0 | 31.4728 | 1.9481 | 0 | 3.6613 | 37.0822 | 0 | 31.4728 | 2.6249 | 0 | 7.4822 | 41.5799 | 0 | 16.7547 | 9.0045 | 0 | 2.6494 | 28.4086 | 0 | 16.7547 | 9.0934 | 0 | 3.6613 | 29.5095 | 0 | 0.0092933 | 18.852 | 0 | 3.8192 | 22.6805 | 0 | 0.0092933 | 18.941 | 0 | 4.8396 | 23.7899
[5 empty] | C4 | 0 | 0 | 0 | 0 | 0 | 0 | 0 | 0 | 0 | 0 | 0 | 0 | 0 | 0 | 0 | 0 | 0 | 0 | 0 | 0 | 0 | 0 | 0 | 0 | 0 | 0 | 0 | 0 | 0 | 0 | 0 | 0 | 0 | 0 | 0 | 0
|  |  | 65.9536 | 63.424 |  | 0.097004 | 52.0074 | 5.474 | 1.9898 | 6.3855 |  | 0.097004 | 52.0074 | 7.3758 | 2.9407 | 13.0492 |  | 0.097004 | 27.6864 | 25.302 | 5.7328 | 4.6206 |  | 0.097004 | 27.6864 | 25.552 | 6.2328 | 6.3855 |  | 0.097004 | 0.015357 | 52.973 | 3.6778 | 6.6608 |  | 0.097004 | 0.015357 | 53.223 | 4.1778 | 8.4405
| EHV UG Cable (Oil) |  |  |  | C1 | 9.9431 | 39.0737 | 14.5585 | 1.188 | 11.2492 | 76.0126 | 9.9388 | 39.0737 | 15.2955 | 2.2227 | 17.0115 | 83.5423 | 6.9761 | 31.7613 | 18.0663 | 3.9272 | 9.8871 | 70.6179 | 6.9676 | 31.7613 | 18.3957 | 4.3897 | 12.4727 | 73.987 | 6.9846 | 21.5006 | 25.1299 | 3.4626 | 12.2454 | 69.3232 | 6.9676 | 21.5006 | 25.67 | 4.2208 | 16.4892 | 74.8482
[5 empty] | C2 | 5.0986 | 76.2932 | 29.9538 | 5.5582 | 19.7242 | 136.6281 | 5.0965 | 76.2932 | 31.4701 | 10.3995 | 29.8278 | 153.087 | 3.5772 | 62.0152 | 37.171 | 18.3743 | 17.3358 | 138.4735 | 3.5729 | 62.0152 | 37.8487 | 20.5382 | 21.8695 | 145.8445 | 3.5816 | 41.9808 | 51.7042 | 16.2006 | 21.471 | 134.9381 | 3.5729 | 41.9808 | 52.8153 | 19.7482 | 28.912 | 147.0291
[5 empty] | C3 | 5.2629 | 106.478 | 45.3634 | 3.9391 | 21.0257 | 182.0691 | 5.2606 | 106.478 | 47.6598 | 7.3702 | 31.7959 | 198.5645 | 3.6925 | 86.5511 | 56.2934 | 13.0219 | 18.4797 | 178.0386 | 3.6879 | 86.5511 | 57.3199 | 14.5555 | 23.3126 | 185.4269 | 3.697 | 58.5902 | 78.3032 | 11.4814 | 22.8877 | 174.9595 | 3.6879 | 58.5902 | 79.986 | 13.9956 | 30.8197 | 187.0794
[5 empty] | C4 | 20.1271 | 33.8496 | 2.0485 | 0 | 11.6707 | 67.6959 | 20.1185 | 33.8496 | 2.1522 | 0 | 17.6488 | 73.7691 | 14.1212 | 27.5148 | 2.5421 | 0 | 10.2575 | 54.4356 | 14.104 | 27.5148 | 2.5885 | 0 | 12.94 | 57.1472 | 14.1385 | 18.626 | 3.5361 | 0 | 12.7042 | 49.0047 | 14.104 | 18.626 | 3.612 | 0 | 17.107 | 53.4489
|  |  | 462.4057 | 428.2255 |  | 40.4318 | 255.6945 | 91.9242 | 10.6853 | 63.6698 |  | 40.4144 | 255.6945 | 96.5777 | 19.9923 | 96.284 |  | 28.367 | 207.8423 | 114.0728 | 35.3233 | 55.9601 |  | 28.3324 | 207.8423 | 116.1528 | 39.4833 | 70.5948 |  | 28.4017 | 140.6975 | 158.6733 | 31.1446 | 69.3083 |  | 28.3324 | 140.6975 | 162.0833 | 37.9646 | 93.3278
| EHV UG Cable (Non Pressurised) |  |  |  | C1 | 20.28 | 31.8691 | 0.49426 | 3.1782 | 0.043172 | 55.8648 | 15.4973 | 31.8691 | 0.52291 | 3.2075 | 0.050667 | 51.1475 | 26.8682 | 31.5642 | 0.82385 | 2.3326 | 0.043062 | 61.6319 | 19.8549 | 31.5642 | 1.0578 | 3.4079 | 0.043172 | 55.928 | 27.9323 | 26.0768 | 2.0979 | 1.839 | 0.13983 | 58.0858 | 19.6892 | 26.0768 | 2.3638 | 2.9471 | 0.14836 | 51.2253
[5 empty] | C2 | 31.9175 | 27.5701 | 0.87467 | 3.5588 | 1.6548 | 65.5759 | 24.3903 | 27.5701 | 0.92537 | 3.5916 | 1.942 | 58.4194 | 42.2862 | 27.3064 | 1.4579 | 2.6119 | 1.6506 | 75.313 | 31.2484 | 27.3064 | 1.8719 | 3.8161 | 1.6548 | 65.8975 | 43.961 | 22.5591 | 3.7125 | 2.0593 | 5.3595 | 77.6513 | 30.9877 | 22.5591 | 4.1831 | 3.3 | 5.6865 | 66.7165
[5 empty] | C3 | 51.2718 | 20.023 | 0.37769 | 6.0695 | 0 | 77.7419 | 39.1802 | 20.023 | 0.39959 | 6.1254 | 0 | 65.7281 | 67.9279 | 19.8314 | 0.62955 | 4.4546 | 0 | 92.8435 | 50.1969 | 19.8314 | 0.80831 | 6.5082 | 0 | 77.3448 | 70.6182 | 16.3837 | 1.6031 | 3.512 | 0 | 92.117 | 49.7781 | 16.3837 | 1.8063 | 5.6281 | 0 | 73.5962
[5 empty] | C4 | 150.0512 | 26.0249 | 1.3381 | 26.0295 | 5.5727 | 209.0164 | 114.6641 | 26.0249 | 1.4157 | 26.2691 | 6.5402 | 174.914 | 198.7967 | 25.7759 | 2.2304 | 19.1039 | 5.5586 | 251.4655 | 146.9054 | 25.7759 | 2.8638 | 27.9108 | 5.5727 | 209.0287 | 206.6699 | 21.2948 | 5.6796 | 15.0615 | 18.0491 | 266.7549 | 145.6797 | 21.2948 | 6.3997 | 24.1366 | 19.1504 | 216.6611
|  |  | 408.199 | 494.6089 |  | 253.5206 | 105.487 | 3.0848 | 38.836 | 7.2707 |  | 193.732 | 105.487 | 3.2636 | 39.1936 | 8.5329 |  | 335.879 | 104.478 | 5.1418 | 28.503 | 7.2523 |  | 248.2056 | 104.478 | 6.6018 | 41.643 | 7.2707 |  | 349.1813 | 86.3144 | 13.093 | 22.4718 | 23.5484 |  | 246.1346 | 86.3144 | 14.753 | 36.0118 | 24.9852
| EHV OHL Support - Towers |  |  |  | C1 | 103 | 280 | 61 | 33 | 160 | 637 | 61 | 85 | 118 | 81 | 292 | 637 | 151 | 400 | 33 | 11 | 42 | 637 | 56 | 266 | 96 | 24 | 195 | 637 | 100 | 241 | 158 | 83 | 55 | 637 | 5 | 96 | 221 | 96 | 219 | 637
[5 empty] | C2 | 77 | 171 | 92 | 96 | 125 | 561 | 35 | 97 | 106 | 109 | 214 | 561 | 200 | 310 | 13 | 0 | 38 | 561 | 60 | 116 | 104 | 42 | 239 | 561 | 162 | 288 | 0 | 51 | 60 | 561 | 3 | 67 | 106 | 104 | 281 | 561
[5 empty] | C3 | 4 | 5 | 1 | 7 | 1 | 18 | 3 | 2 | 2 | 7 | 4 | 18 | 3 | 10 | 0 | 0 | 5 | 18 | 1 | 6 | 3 | 0 | 8 | 18 | 2 | 9 | 0 | 3 | 4 | 18 | 0 | 4 | 3 | 3 | 8 | 18
[5 empty] | C4 | 10 | 27 | 1 | 2 | 172 | 212 | 10 | 27 | 1 | 2 | 172 | 212 | 12 | 38 | 23 | 0 | 2 | 75 | 5 | 6 | 27 | 0 | 174 | 212 | 27 | 36 | 0 | 10 | 2 | 75 | 2 | 3 | 6 | 27 | 174 | 212
|  |  | 1428 | 1291 |  | 194 | 483 | 155 | 138 | 458 |  | 109 | 211 | 227 | 199 | 682 |  | 366 | 758 | 69 | 11 | 87 |  | 122 | 394 | 230 | 66 | 616 |  | 291 | 574 | 158 | 147 | 121 |  | 10 | 170 | 336 | 230 | 682
| EHV OHL Support - Poles |  |  |  | C1 | 1046 | 1806 | 1095 | 69 | 22 | 4038 | 925 | 1817 | 1103 | 151 | 75 | 4071 | 1066 | 1697 | 983 | 151 | 80 | 3977 | 936 | 1591 | 1154 | 219 | 163 | 4063 | 1007 | 1429 | 1314 | 138 | 145 | 4033 | 861 | 1220 | 1485 | 243 | 334 | 4143
[5 empty] | C2 | 1624 | 1865 | 758 | 111 | 12 | 4370 | 1433 | 1874 | 762 | 214 | 58 | 4341 | 1681 | 1776 | 700 | 234 | 80 | 4471 | 1463 | 1655 | 804 | 312 | 141 | 4375 | 1615 | 1520 | 929 | 231 | 151 | 4446 | 1357 | 1287 | 1033 | 349 | 298 | 4324
[5 empty] | C3 | 57 | 55 | 9 | 0 | 2 | 123 | 51 | 56 | 10 | 0 | 2 | 119 | 52 | 47 | 3 | 0 | 2 | 104 | 49 | 46 | 9 | 0 | 2 | 106 | 45 | 34 | 6 | 0 | 2 | 87 | 42 | 31 | 12 | 0 | 2 | 87
[5 empty] | C4 | 451 | 525 | 357 | 28 | 4 | 1365 | 399 | 528 | 360 | 67 | 11 | 1365 | 454 | 491 | 317 | 63 | 1 | 1326 | 402 | 461 | 376 | 96 | 17 | 1352 | 424 | 409 | 425 | 54 | 0 | 1312 | 368 | 351 | 484 | 107 | 32 | 1342
|  |  | 9896 | 9878 |  | 3178 | 4251 | 2219 | 208 | 40 |  | 2808 | 4275 | 2235 | 432 | 146 |  | 3253 | 4011 | 2003 | 448 | 163 |  | 2850 | 3753 | 2343 | 627 | 323 |  | 3091 | 3392 | 2674 | 423 | 298 |  | 2628 | 2889 | 3014 | 699 | 666
| EHV OHL Fittings and Conductors (Tower Lines) |  |  |  | C1 | 2.2333 | 172.982 | 97.1676 | 158.0498 | 160.9179 | 591.3506 | 2.2333 | 90.3849 | 47.0231 | 230.8255 | 220.8837 | 591.3506 | 104.7421 | 74.4844 | 236.8801 | 0.26523 | 119.7633 | 536.1351 | 1.9354 | 41.9414 | 191.087 | 41.7973 | 314.5894 | 591.3506 | 119.6173 | 36.7021 | 237.0607 | 42.4373 | 100.3177 | 536.1351 | 1.0705 | 4.1592 | 181.3945 | 85.7587 | 318.9677 | 591.3506
[5 empty] | C2 | 0 | 0 | 0 | 0 | 0 | 0 | 0 | 0 | 0 | 0 | 0 | 0 | 0 | 0 | 0 | 0 | 0 | 0 | 0 | 0 | 0 | 0 | 0 | 0 | 0 | 0 | 0 | 0 | 0 | 0 | 0 | 0 | 0 | 0 | 0 | 0
[5 empty] | C3 | 0 | 0.83798 | 0.69576 | 1.2627 | 3.6383 | 6.4348 | 0 | 0.29214 | 0.69576 | 1.2627 | 4.1841 | 6.4348 | 0.72651 | 0.29214 | 3.6076 | 0.32289 | 1.4857 | 6.4348 | 0 | 0.29214 | 0.91871 | 0.32289 | 4.901 | 6.4348 | 0.98982 | 0 | 3.5268 | 0.69576 | 1.2224 | 6.4348 | 0 | 0 | 0.83798 | 0.69576 | 4.901 | 6.4348
[5 empty] | C4 | 0 | 0.73612 | 0.59389 | 1.8586 | 1.3742 | 4.5628 | 0 | 0.73612 | 0.59389 | 1.8586 | 1.3742 | 4.5628 | 0.36325 | 0.73612 | 2.5312 | 0.29022 | 0.64194 | 4.5628 | 0 | 0.73612 | 0.59389 | 0.29022 | 2.9425 | 4.5628 | 0.65347 | 0.29791 | 2.3756 | 0.59389 | 0.64194 | 4.5628 | 0 | 0.29791 | 0.43821 | 0.59389 | 3.2328 | 4.5628
|  |  | 602.3481 | 547.1327 |  | 2.2333 | 174.5561 | 98.4572 | 161.171 | 165.9304 |  | 2.2333 | 91.4132 | 48.3128 | 233.9468 | 226.442 |  | 105.8319 | 75.5126 | 243.0189 | 0.87834 | 121.891 |  | 1.9354 | 42.9697 | 192.5996 | 42.4104 | 322.433 |  | 121.2605 | 37 | 242.9631 | 43.7269 | 102.182 |  | 1.0705 | 4.4571 | 182.6707 | 87.0484 | 327.1015
| [Please insert new asset category as required] |  |  |  | C1 | [5 empty] | 0 | [5 empty] | 0 | 0 | 0 | 0 | 0 | 0 | 0 | [5 empty] | 0 | 0 | 0 | 0 | 0 | 0 | 0 | [5 empty] | 0
[5 empty] | C2 | [5 empty] | 0 | [5 empty] | 0 | 0 | 0 | 0 | 0 | 0 | 0 | [5 empty] | 0 | 0 | 0 | 0 | 0 | 0 | 0 | [5 empty] | 0
[5 empty] | C3 | [5 empty] | 0 | [5 empty] | 0 | 0 | 0 | 0 | 0 | 0 | 0 | [5 empty] | 0 | 0 | 0 | 0 | 0 | 0 | 0 | [5 empty] | 0
[5 empty] | C4 | [5 empty] | 0 | [5 empty] | 0 | 0 | 0 | 0 | 0 | 0 | 0 | [5 empty] | 0 | 0 | 0 | 0 | 0 | 0 | 0 | [5 empty] | 0
[6 empty] | 0 | 0 | 0 | 0 | 0 |  | 0 | 0 | 0 | 0 | 0 |  | 0 | 0 | 0 | 0 | 0 |  | 0 | 0 | 0 | 0 | 0 |  | 0 | 0 | 0 | 0 | 0 |  | 0 | 0 | 0 | 0 | 0
| [Please insert new asset category as required] |  |  |  | C1 | [5 empty] | 0 | [5 empty] | 0 | 0 | 0 | 0 | 0 | 0 | 0 | [5 empty] | 0 | 0 | 0 | 0 | 0 | 0 | 0 | [5 empty] | 0
[5 empty] | C2 | [5 empty] | 0 | [5 empty] | 0 | 0 | 0 | 0 | 0 | 0 | 0 | [5 empty] | 0 | 0 | 0 | 0 | 0 | 0 | 0 | [5 empty] | 0
[5 empty] | C3 | [5 empty] | 0 | [5 empty] | 0 | 0 | 0 | 0 | 0 | 0 | 0 | [5 empty] | 0 | 0 | 0 | 0 | 0 | 0 | 0 | [5 empty] | 0
[5 empty] | C4 | [5 empty] | 0 | [5 empty] | 0 | 0 | 0 | 0 | 0 | 0 | 0 | [5 empty] | 0 | 0 | 0 | 0 | 0 | 0 | 0 | [5 empty] | 0
[6 empty] | 0 | 0 | 0 | 0 | 0 |  | 0 | 0 | 0 | 0 | 0 |  | 0 | 0 | 0 | 0 | 0 |  | 0 | 0 | 0 | 0 | 0 |  | 0 | 0 | 0 | 0 | 0 |  | 0 | 0 | 0 | 0 | 0
| [Please insert new asset category as required] |  |  |  | C1 | [5 empty] | 0 | [5 empty] | 0 | 0 | 0 | 0 | 0 | 0 | 0 | [5 empty] | 0 | 0 | 0 | 0 | 0 | 0 | 0 | [5 empty] | 0
[5 empty] | C2 | [5 empty] | 0 | [5 empty] | 0 | 0 | 0 | 0 | 0 | 0 | 0 | [5 empty] | 0 | 0 | 0 | 0 | 0 | 0 | 0 | [5 empty] | 0
[5 empty] | C3 | [5 empty] | 0 | [5 empty] | 0 | 0 | 0 | 0 | 0 | 0 | 0 | [5 empty] | 0 | 0 | 0 | 0 | 0 | 0 | 0 | [5 empty] | 0
[5 empty] | C4 | [5 empty] | 0 | [5 empty] | 0 | 0 | 0 | 0 | 0 | 0 | 0 | [5 empty] | 0 | 0 | 0 | 0 | 0 | 0 | 0 | [5 empty] | 0
[6 empty] | 0 | 0 | 0 | 0 | 0 |  | 0 | 0 | 0 | 0 | 0 |  | 0 | 0 | 0 | 0 | 0 |  | 0 | 0 | 0 | 0 | 0 |  | 0 | 0 | 0 | 0 | 0 |  | 0 | 0 | 0 | 0 | 0
| [Please insert new asset category as required] |  |  |  | C1 | [5 empty] | 0 | [5 empty] | 0 | 0 | 0 | 0 | 0 | 0 | 0 | [5 empty] | 0 | 0 | 0 | 0 | 0 | 0 | 0 | [5 empty] | 0
[5 empty] | C2 | [5 empty] | 0 | [5 empty] | 0 | 0 | 0 | 0 | 0 | 0 | 0 | [5 empty] | 0 | 0 | 0 | 0 | 0 | 0 | 0 | [5 empty] | 0
[5 empty] | C3 | [5 empty] | 0 | [5 empty] | 0 | 0 | 0 | 0 | 0 | 0 | 0 | [5 empty] | 0 | 0 | 0 | 0 | 0 | 0 | 0 | [5 empty] | 0
[5 empty] | C4 | [5 empty] | 0 | [5 empty] | 0 | 0 | 0 | 0 | 0 | 0 | 0 | [5 empty] | 0 | 0 | 0 | 0 | 0 | 0 | 0 | [5 empty] | 0
[6 empty] | 0 | 0 | 0 | 0 | 0 |  | 0 | 0 | 0 | 0 | 0 |  | 0 | 0 | 0 | 0 | 0 |  | 0 | 0 | 0 | 0 | 0 |  | 0 | 0 | 0 | 0 | 0 |  | 0 | 0 | 0 | 0 | 0
| [Please insert new asset category as required] |  |  |  | C1 | [5 empty] | 0 | [5 empty] | 0 | 0 | 0 | 0 | 0 | 0 | 0 | [5 empty] | 0 | 0 | 0 | 0 | 0 | 0 | 0 | [5 empty] | 0
[5 empty] | C2 | [5 empty] | 0 | [5 empty] | 0 | 0 | 0 | 0 | 0 | 0 | 0 | [5 empty] | 0 | 0 | 0 | 0 | 0 | 0 | 0 | [5 empty] | 0
[5 empty] | C3 | [5 empty] | 0 | [5 empty] | 0 | 0 | 0 | 0 | 0 | 0 | 0 | [5 empty] | 0 | 0 | 0 | 0 | 0 | 0 | 0 | [5 empty] | 0
[5 empty] | C4 | [5 empty] | 0 | [5 empty] | 0 | 0 | 0 | 0 | 0 | 0 | 0 | [5 empty] | 0 | 0 | 0 | 0 | 0 | 0 | 0 | [5 empty] | 0
[6 empty] | 0 | 0 | 0 | 0 | 0 |  | 0 | 0 | 0 | 0 | 0 |  | 0 | 0 | 0 | 0 | 0 |  | 0 | 0 | 0 | 0 | 0 |  | 0 | 0 | 0 | 0 | 0 |  | 0 | 0 | 0 | 0 | 0
132kV Network
| 132kV CBs |  |  |  | C1 | 30 | 0 | 2 | 0 | 0 | 32 | 30 | 0 | 2 | 0 | 0 | 32 | 28 | 2 | 0 | 2 | 0 | 32 | 28 | 2 | 0 | 2 | 0 | 32 | 27 | 3 | 0 | 2 | 0 | 32 | 27 | 3 | 0 | 2 | 0 | 32
[5 empty] | C2 | 23 | 0 | 0 | 0 | 0 | 23 | 15 | 0 | 0 | 0 | 8 | 23 | 15 | 0 | 0 | 0 | 8 | 23 | 15 | 0 | 0 | 0 | 8 | 23 | 10 | 5 | 0 | 0 | 8 | 23 | 10 | 5 | 0 | 0 | 8 | 23
[5 empty] | C3 | 18 | 0 | 0 | 8 | 0 | 26 | 18 | 0 | 0 | 8 | 0 | 26 | 18 | 0 | 0 | 8 | 0 | 26 | 18 | 0 | 0 | 8 | 0 | 26 | 27 | 0 | 0 | 0 | 0 | 27 | 18 | 0 | 0 | 0 | 8 | 26
[5 empty] | C4 | 2 | 0 | 0 | 0 | 0 | 2 | 0 | 0 | 2 | 0 | 0 | 2 | 0 | 0 | 0 | 2 | 0 | 2 | 0 | 0 | 0 | 2 | 0 | 2 | 0 | 0 | 0 | 2 | 0 | 2 | 0 | 0 | 0 | 2 | 0 | 2
|  |  | 83 | 84 |  | 73 | 0 | 2 | 8 | 0 |  | 63 | 0 | 4 | 8 | 8 |  | 61 | 2 | 0 | 12 | 8 |  | 61 | 2 | 0 | 12 | 8 |  | 64 | 8 | 0 | 4 | 8 |  | 55 | 8 | 0 | 4 | 16
| 132kV Transformer |  |  |  | C1 | 18 | 9 | 3 | 0 | 0 | 30 | 16 | 9 | 3 | 1 | 1 | 30 | 17 | 7 | 1 | 3 | 2 | 30 | 15 | 9 | 1 | 3 | 2 | 30 | 17 | 4 | 4 | 3 | 2 | 30 | 15 | 6 | 4 | 3 | 2 | 30
[5 empty] | C2 | 12 | 10 | 8 | 4 | 0 | 34 | 12 | 10 | 8 | 4 | 0 | 34 | 12 | 13 | 6 | 2 | 1 | 34 | 10 | 11 | 8 | 2 | 3 | 34 | 10 | 13 | 6 | 4 | 1 | 34 | 8 | 11 | 8 | 3 | 4 | 34
[5 empty] | C3 | 7 | 4 | 2 | 0 | 0 | 13 | 5 | 4 | 2 | 2 | 0 | 13 | 5 | 4 | 2 | 0 | 2 | 13 | 5 | 4 | 2 | 0 | 2 | 13 | 5 | 4 | 2 | 0 | 2 | 13 | 5 | 4 | 2 | 0 | 2 | 13
[5 empty] | C4 | 2 | 0 | 0 | 0 | 0 | 2 | 2 | 0 | 0 | 0 | 0 | 2 | 2 | 0 | 0 | 0 | 0 | 2 | 2 | 0 | 0 | 0 | 0 | 2 | 2 | 0 | 0 | 0 | 0 | 2 | 2 | 0 | 0 | 0 | 0 | 2
|  |  | 79 | 79 |  | 39 | 23 | 13 | 4 | 0 |  | 35 | 23 | 13 | 7 | 1 |  | 36 | 24 | 9 | 5 | 5 |  | 32 | 24 | 11 | 5 | 7 |  | 34 | 21 | 12 | 7 | 5 |  | 30 | 21 | 14 | 6 | 8
| 132kV UG Cable (Gas) |  |  |  | C1 | 0 | 0 | 0 | 0 | 0.0030333 | 0.0030333 | 0 | 0 | 0 | 0 | 0.67969 | 0.67969 | 0 | 0 | 0 | 0 | 0.0030333 | 0.0030333 | 0 | 0 | 0 | 0 | 0.0030333 | 0.0030333 | 0 | 0 | 0 | 0 | 0.0030333 | 0.0030333 | 0 | 0 | 0 | 0 | 0.0030333 | 0.0030333
[5 empty] | C2 | 0 | 0 | 0 | 0 | 0.0011431 | 0.0011431 | 0 | 0 | 0 | 0 | 0.25615 | 0.25615 | 0 | 0 | 0 | 0 | 0.0011431 | 0.0011431 | 0 | 0 | 0 | 0 | 0.0011431 | 0.0011431 | 0 | 0 | 0 | 0 | 0.0011431 | 0.0011431 | 0 | 0 | 0 | 0 | 0.0011431 | 0.0011431
[5 empty] | C3 | 0 | 0 | 0 | 0 | 0.016356 | 0.016356 | 0 | 0 | 0 | 0 | 3.6651 | 3.6651 | 0 | 0 | 0 | 0 | 0.016356 | 0.016356 | 0 | 0 | 0 | 0 | 0.016356 | 0.016356 | 0 | 0 | 0 | 0 | 0.016356 | 0.016356 | 0 | 0 | 0 | 0 | 0.016356 | 0.016356
[5 empty] | C4 | 0 | 0 | 0 | 0 | 0.0054672 | 0.0054672 | 0 | 0 | 0 | 0 | 1.2251 | 1.2251 | 0 | 0 | 0 | 0 | 0.0054672 | 0.0054672 | 0 | 0 | 0 | 0 | 0.0054672 | 0.0054672 | 0 | 0 | 0 | 0 | 0.0054672 | 0.0054672 | 0 | 0 | 0 | 0 | 0.0054672 | 0.0054672
|  |  | 0.026 | 0.026 |  | 0 | 0 | 0 | 0 | 0.026 |  | 0 | 0 | 0 | 0 | 5.826 |  | 0 | 0 | 0 | 0 | 0.026 |  | 0 | 0 | 0 | 0 | 0.026 |  | 0 | 0 | 0 | 0 | 0.026 |  | 0 | 0 | 0 | 0 | 0.026
| 132kV UG Cable (Oil) |  |  |  | C1 | 0 | 2.9422 | 0.71401 | 1.6033 | 1.6842 | 6.9437 | 0 | 2.9422 | 0.71401 | 1.6033 | 1.6842 | 6.9437 | 0 | 2.7908 | 0.65778 | 1.7518 | 0.43427 | 5.6347 | 0 | 2.7908 | 0.70587 | 1.9907 | 1.6982 | 7.1857 | 0 | 0.64753 | 1.5255 | 0.078684 | 2.2109 | 4.4625 | 0 | 0.64753 | 1.6511 | 1.1276 | 4.3905 | 7.8167
[5 empty] | C2 | 3.7561 | 3.3857 | 4.3751 | 9.8785 | 2.2337 | 23.6291 | 3.7561 | 3.3857 | 4.3751 | 9.8785 | 2.2337 | 23.6291 | 1.3281 | 3.2115 | 4.0305 | 10.7936 | 0.57597 | 19.9397 | 1.3281 | 3.2115 | 4.3252 | 12.2653 | 2.2523 | 23.3825 | 1.3281 | 0.74514 | 9.3471 | 0.48479 | 2.9322 | 14.8374 | 1.3281 | 0.74514 | 10.1171 | 6.9474 | 5.823 | 24.9608
[5 empty] | C3 | 0 | 14.9297 | 6.0468 | 3.6204 | 2.0782 | 26.675 | 0 | 14.9297 | 6.0468 | 3.6204 | 2.0782 | 26.675 | 0 | 14.1616 | 5.5706 | 3.9558 | 0.53587 | 24.2237 | 0 | 14.1616 | 5.9778 | 4.4951 | 2.0955 | 26.73 | 0 | 3.2858 | 12.9186 | 0.17767 | 2.728 | 19.1101 | 0 | 3.2858 | 13.9829 | 2.5462 | 5.4176 | 25.2324
[5 empty] | C4 | 0 | 0.97712 | 0 | 0 | 0 | 0.97712 | 0 | 0.97712 | 0 | 0 | 0 | 0.97712 | 0 | 0.92685 | 0 | 0 | 0 | 0.92685 | 0 | 0.92685 | 0 | 0 | 0 | 0.92685 | 0 | 0.21505 | 0 | 0 | 0 | 0.21505 | 0 | 0.21505 | 0 | 0 | 0 | 0.21505
|  |  | 58.225 | 38.625 |  | 3.7561 | 22.2348 | 11.1358 | 15.1022 | 5.9961 |  | 3.7561 | 22.2348 | 11.1358 | 15.1022 | 5.9961 |  | 1.3281 | 21.0908 | 10.2588 | 16.5012 | 1.5461 |  | 1.3281 | 21.0908 | 11.0088 | 18.7512 | 6.0461 |  | 1.3281 | 4.8935 | 23.7911 | 0.74115 | 7.8711 |  | 1.3281 | 4.8935 | 25.7511 | 10.6212 | 15.6311
| 132kV UG Cable (Non Pressurised) |  |  |  | C1 | 30.5703 | 1.6243 | 0 | 0 | 0 | 32.1946 | 24.6703 | 1.6243 | 0 | 0 | 0 | 26.2946 | 38.0703 | 1.6243 | 0 | 0 | 0 | 39.6946 | 30.5703 | 1.6243 | 0 | 0 | 0 | 32.1946 | 50.1703 | 1.6243 | 0 | 0 | 0 | 51.7946 | 30.5703 | 1.6243 | 0 | 0 | 0 | 32.1946
[5 empty] | C2 | 0 | 0.52772 | 0.001 | 0.083556 | 0.007 | 0.61927 | 0 | 0.52772 | 0.001 | 0.083556 | 0.007 | 0.61927 | 0 | 0.52772 | 0.001 | 0.083556 | 0.007 | 0.61927 | 0 | 0.52772 | 0.001 | 0.083556 | 0.007 | 0.61927 | 0 | 0.52772 | 0.001 | 0.083556 | 0.007 | 0.61927 | 0 | 0.52772 | 0.001 | 0.083556 | 0.007 | 0.61927
[5 empty] | C3 | 0 | 0 | 0 | 0 | 0 | 0 | 0 | 0 | 0 | 0 | 0 | 0 | 0 | 0 | 0 | 0 | 0 | 0 | 0 | 0 | 0 | 0 | 0 | 0 | 0 | 0 | 0 | 0 | 0 | 0 | 0 | 0 | 0 | 0 | 0 | 0
[5 empty] | C4 | 0 | 6.0781 | 0 | 0 | 0 | 6.0781 | 0 | 6.0781 | 0 | 0 | 0 | 6.0781 | 0 | 6.0781 | 0 | 0 | 0 | 6.0781 | 0 | 6.0781 | 0 | 0 | 0 | 6.0781 | 0 | 6.0781 | 0 | 0 | 0 | 6.0781 | 0 | 6.0781 | 0 | 0 | 0 | 6.0781
|  |  | 38.892 | 58.492 |  | 30.5703 | 8.2302 | 0.001 | 0.083556 | 0.007 |  | 24.6703 | 8.2302 | 0.001 | 0.083556 | 0.007 |  | 38.0703 | 8.2302 | 0.001 | 0.083556 | 0.007 |  | 30.5703 | 8.2302 | 0.001 | 0.083556 | 0.007 |  | 50.1703 | 8.2302 | 0.001 | 0.083556 | 0.007 |  | 30.5703 | 8.2302 | 0.001 | 0.083556 | 0.007
| 132kV OHL Support - Tower |  |  |  | C1 | 145 | 227 | 58 | 28 | 114 | 572 | 52 | 139 | 94 | 35 | 252 | 572 | 204 | 237 | 56 | 46 | 29 | 572 | 88 | 237 | 56 | 46 | 145 | 572 | 153 | 145 | 180 | 35 | 59 | 572 | 34 | 111 | 180 | 56 | 191 | 572
[5 empty] | C2 | 184 | 73 | 9 | 41 | 56 | 363 | 17 | 67 | 23 | 48 | 208 | 363 | 133 | 88 | 56 | 7 | 79 | 363 | 115 | 88 | 56 | 7 | 97 | 363 | 100 | 207 | 28 | 22 | 6 | 363 | 4 | 171 | 28 | 56 | 104 | 363
[5 empty] | C3 | 28 | 66 | 0 | 23 | 5 | 122 | 4 | 8 | 13 | 26 | 71 | 122 | 12 | 82 | 2 | 0 | 26 | 122 | 10 | 82 | 2 | 0 | 28 | 122 | 7 | 27 | 64 | 2 | 22 | 122 | 2 | 26 | 64 | 2 | 28 | 122
[5 empty] | C4 | 97 | 7 | 0 | 0 | 8 | 112 | 1 | 2 | 4 | 22 | 83 | 112 | 96 | 7 | 1 | 0 | 8 | 112 | 96 | 7 | 1 | 0 | 8 | 112 | 9 | 97 | 6 | 0 | 0 | 112 | 0 | 97 | 6 | 1 | 8 | 112
|  |  | 1169 | 1169 |  | 454 | 373 | 67 | 92 | 183 |  | 74 | 216 | 134 | 131 | 614 |  | 445 | 414 | 115 | 53 | 142 |  | 309 | 414 | 115 | 53 | 278 |  | 269 | 476 | 278 | 59 | 87 |  | 40 | 405 | 278 | 115 | 331
| 132kV OHL Fittings and Conductors (Tower Lines) |  |  |  | C1 | 59.426 | 153.5999 | 184.0823 | 56.0422 | 81.9465 | 535.0969 | 58.4481 | 35.9218 | 99.5766 | 159.0191 | 182.1313 | 535.0969 | 55.9704 | 29.1775 | 314.5748 | 70.5465 | 64.8277 | 535.0969 | 55.9704 | 21.8938 | 243.6033 | 80.0159 | 133.6134 | 535.0969 | 55.9704 | 25.1728 | 307.5404 | 82.6392 | 63.7741 | 535.0969 | 55.9704 | 13.4634 | 234.4327 | 94.4155 | 136.8148 | 535.0969
[5 empty] | C2 | 0.52193 | 3.2945 | 27.6214 | 2.1808 | 6.5189 | 40.1377 | 0.52193 | 0 | 26.7231 | 3.2693 | 9.6234 | 40.1377 | 0.52193 | 0 | 33.7507 | 0.85177 | 5.0133 | 40.1377 | 0.52193 | 0 | 29.3017 | 1.6143 | 8.6998 | 40.1377 | 0.52193 | 0 | 33.9718 | 0.85177 | 4.7921 | 40.1377 | 0.52193 | 0 | 5.3726 | 25.5434 | 8.6998 | 40.1377
[5 empty] | C3 | 0 | 0 | 2.2856 | 1.622 | 0 | 3.9077 | 0 | 0 | 2.2856 | 1.622 | 0 | 3.9077 | 0 | 0 | 1.2476 | 1.9111 | 0.74894 | 3.9077 | 0 | 0 | 0.49864 | 2.6601 | 0.74894 | 3.9077 | 0 | 0 | 1.5386 | 1.038 | 1.331 | 3.9077 | 0 | 0 | 0 | 2.2856 | 1.622 | 3.9077
[5 empty] | C4 | 0 | 0 | 2.8134 | 1.4503 | 0.50155 | 4.7653 | 0 | 0 | 2.1517 | 1.4503 | 1.1632 | 4.7653 | 0 | 0 | 1.8743 | 2.3894 | 0.50155 | 4.7653 | 0 | 0 | 0.71013 | 3.5536 | 0.50155 | 4.7653 | 0 | 0 | 2.1605 | 0.93908 | 1.6657 | 4.7653 | 0 | 0 | 0.71013 | 2.1032 | 1.9519 | 4.7653
|  |  | 583.9075 | 583.9075 |  | 59.9479 | 156.8945 | 216.8026 | 61.2954 | 88.967 |  | 58.97 | 35.9218 | 130.737 | 165.3608 | 192.9179 |  | 56.4923 | 29.1775 | 351.4473 | 75.6989 | 71.0915 |  | 56.4923 | 21.8938 | 274.1138 | 87.8439 | 143.5637 |  | 56.4923 | 25.1728 | 345.2113 | 85.468 | 71.5629 |  | 56.4923 | 13.4634 | 240.5154 | 124.3478 | 149.0886
| [Please insert new asset category as required] |  |  |  | C1 | [5 empty] | 0 | [5 empty] | 0 | 0 | 0 | 0 | 0 | 0 | 0 | [5 empty] | 0 | 0 | 0 | 0 | 0 | 0 | 0 | [5 empty] | 0
[5 empty] | C2 | [5 empty] | 0 | [5 empty] | 0 | 0 | 0 | 0 | 0 | 0 | 0 | [5 empty] | 0 | 0 | 0 | 0 | 0 | 0 | 0 | [5 empty] | 0
[5 empty] | C3 | [5 empty] | 0 | [5 empty] | 0 | 0 | 0 | 0 | 0 | 0 | 0 | [5 empty] | 0 | 0 | 0 | 0 | 0 | 0 | 0 | [5 empty] | 0
[5 empty] | C4 | [5 empty] | 0 | [5 empty] | 0 | 0 | 0 | 0 | 0 | 0 | 0 | [5 empty] | 0 | 0 | 0 | 0 | 0 | 0 | 0 | [5 empty] | 0
[6 empty] | 0 | 0 | 0 | 0 | 0 |  | 0 | 0 | 0 | 0 | 0 |  | 0 | 0 | 0 | 0 | 0 |  | 0 | 0 | 0 | 0 | 0 |  | 0 | 0 | 0 | 0 | 0 |  | 0 | 0 | 0 | 0 | 0
| [Please insert new asset category as required] |  |  |  | C1 | [5 empty] | 0 | [5 empty] | 0 | 0 | 0 | 0 | 0 | 0 | 0 | [5 empty] | 0 | 0 | 0 | 0 | 0 | 0 | 0 | [5 empty] | 0
[5 empty] | C2 | [5 empty] | 0 | [5 empty] | 0 | 0 | 0 | 0 | 0 | 0 | 0 | [5 empty] | 0 | 0 | 0 | 0 | 0 | 0 | 0 | [5 empty] | 0
[5 empty] | C3 | [5 empty] | 0 | [5 empty] | 0 | 0 | 0 | 0 | 0 | 0 | 0 | [5 empty] | 0 | 0 | 0 | 0 | 0 | 0 | 0 | [5 empty] | 0
[5 empty] | C4 | [5 empty] | 0 | [5 empty] | 0 | 0 | 0 | 0 | 0 | 0 | 0 | [5 empty] | 0 | 0 | 0 | 0 | 0 | 0 | 0 | [5 empty] | 0
[6 empty] | 0 | 0 | 0 | 0 | 0 |  | 0 | 0 | 0 | 0 | 0 |  | 0 | 0 | 0 | 0 | 0 |  | 0 | 0 | 0 | 0 | 0 |  | 0 | 0 | 0 | 0 | 0 |  | 0 | 0 | 0 | 0 | 0
| [Please insert new asset category as required] |  |  |  | C1 | [5 empty] | 0 | [5 empty] | 0 | 0 | 0 | 0 | 0 | 0 | 0 | [5 empty] | 0 | 0 | 0 | 0 | 0 | 0 | 0 | [5 empty] | 0
[5 empty] | C2 | [5 empty] | 0 | [5 empty] | 0 | 0 | 0 | 0 | 0 | 0 | 0 | [5 empty] | 0 | 0 | 0 | 0 | 0 | 0 | 0 | [5 empty] | 0
[5 empty] | C3 | [5 empty] | 0 | [5 empty] | 0 | 0 | 0 | 0 | 0 | 0 | 0 | [5 empty] | 0 | 0 | 0 | 0 | 0 | 0 | 0 | [5 empty] | 0
[5 empty] | C4 | [5 empty] | 0 | [5 empty] | 0 | 0 | 0 | 0 | 0 | 0 | 0 | [5 empty] | 0 | 0 | 0 | 0 | 0 | 0 | 0 | [5 empty] | 0
[6 empty] | 0 | 0 | 0 | 0 | 0 |  | 0 | 0 | 0 | 0 | 0 |  | 0 | 0 | 0 | 0 | 0 |  | 0 | 0 | 0 | 0 | 0 |  | 0 | 0 | 0 | 0 | 0 |  | 0 | 0 | 0 | 0 | 0
| [Please insert new asset category as required] |  |  |  | C1 | [5 empty] | 0 | [5 empty] | 0 | 0 | 0 | 0 | 0 | 0 | 0 | [5 empty] | 0 | 0 | 0 | 0 | 0 | 0 | 0 | [5 empty] | 0
[5 empty] | C2 | [5 empty] | 0 | [5 empty] | 0 | 0 | 0 | 0 | 0 | 0 | 0 | [5 empty] | 0 | 0 | 0 | 0 | 0 | 0 | 0 | [5 empty] | 0
[5 empty] | C3 | [5 empty] | 0 | [5 empty] | 0 | 0 | 0 | 0 | 0 | 0 | 0 | [5 empty] | 0 | 0 | 0 | 0 | 0 | 0 | 0 | [5 empty] | 0
[5 empty] | C4 | [5 empty] | 0 | [5 empty] | 0 | 0 | 0 | 0 | 0 | 0 | 0 | [5 empty] | 0 | 0 | 0 | 0 | 0 | 0 | 0 | [5 empty] | 0
[6 empty] | 0 | 0 | 0 | 0 | 0 |  | 0 | 0 | 0 | 0 | 0 |  | 0 | 0 | 0 | 0 | 0 |  | 0 | 0 | 0 | 0 | 0 |  | 0 | 0 | 0 | 0 | 0 |  | 0 | 0 | 0 | 0 | 0
| [Please insert new asset category as required] |  |  |  | C1 | [5 empty] | 0 | [5 empty] | 0 | 0 | 0 | 0 | 0 | 0 | 0 | [5 empty] | 0 | 0 | 0 | 0 | 0 | 0 | 0 | [5 empty] | 0
[5 empty] | C2 | [5 empty] | 0 | [5 empty] | 0 | 0 | 0 | 0 | 0 | 0 | 0 | [5 empty] | 0 | 0 | 0 | 0 | 0 | 0 | 0 | [5 empty] | 0
[5 empty] | C3 | [5 empty] | 0 | [5 empty] | 0 | 0 | 0 | 0 | 0 | 0 | 0 | [5 empty] | 0 | 0 | 0 | 0 | 0 | 0 | 0 | [5 empty] | 0
[5 empty] | C4 | [5 empty] | 0 | [5 empty] | 0 | 0 | 0 | 0 | 0 | 0 | 0 | [5 empty] | 0 | 0 | 0 | 0 | 0 | 0 | 0 | [5 empty] | 0
[6 empty] | 0 | 0 | 0 | 0 | 0 |  | 0 | 0 | 0 | 0 | 0 |  | 0 | 0 | 0 | 0 | 0 |  | 0 | 0 | 0 | 0 | 0 |  | 0 | 0 | 0 | 0 | 0 |  | 0 | 0 | 0 | 0 | 0
Other
| Submarine Cables |  |  |  | C1 | [5 empty] | 0 | [5 empty] | 0 | 0 | 0 | 0 | 0 | 0 | 0 | [5 empty] | 0 | 0 | 0 | 0 | 0 | 0 | 0 | [5 empty] | 0
[5 empty] | C2 | [5 empty] | 0 | [5 empty] | 0 | 0 | 0 | 0 | 0 | 0 | 0 | [5 empty] | 0 | 0 | 0 | 0 | 0 | 0 | 0 | [5 empty] | 0
[5 empty] | C3 | [5 empty] | 0 | [5 empty] | 0 | 0 | 0 | 0 | 0 | 0 | 0 | [5 empty] | 0 | 0 | 0 | 0 | 0 | 0 | 0 | [5 empty] | 0
[5 empty] | C4 | [5 empty] | 0 | [5 empty] | 0 | 0 | 0 | 0 | 0 | 0 | 0 | [5 empty] | 0 | 0 | 0 | 0 | 0 | 0 | 0 | [5 empty] | 0
[6 empty] | 0 | 0 | 0 | 0 | 0 |  | 0 | 0 | 0 | 0 | 0 |  | 0 | 0 | 0 | 0 | 0 |  | 0 | 0 | 0 | 0 | 0 |  | 0 | 0 | 0 | 0 | 0 |  | 0 | 0 | 0 | 0 | 0
| [Please insert new asset category as required] |  |  |  | C1 | [5 empty] | 0 | [5 empty] | 0 | 0 | 0 | 0 | 0 | 0 | 0 | [5 empty] | 0 | 0 | 0 | 0 | 0 | 0 | 0 | [5 empty] | 0
[5 empty] | C2 | [5 empty] | 0 | [5 empty] | 0 | 0 | 0 | 0 | 0 | 0 | 0 | [5 empty] | 0 | 0 | 0 | 0 | 0 | 0 | 0 | [5 empty] | 0
[5 empty] | C3 | [5 empty] | 0 | [5 empty] | 0 | 0 | 0 | 0 | 0 | 0 | 0 | [5 empty] | 0 | 0 | 0 | 0 | 0 | 0 | 0 | [5 empty] | 0
[5 empty] | C4 | [5 empty] | 0 | [5 empty] | 0 | 0 | 0 | 0 | 0 | 0 | 0 | [5 empty] | 0 | 0 | 0 | 0 | 0 | 0 | 0 | [5 empty] | 0
[6 empty] | 0 | 0 | 0 | 0 | 0 |  | 0 | 0 | 0 | 0 | 0 |  | 0 | 0 | 0 | 0 | 0 |  | 0 | 0 | 0 | 0 | 0 |  | 0 | 0 | 0 | 0 | 0 |  | 0 | 0 | 0 | 0 | 0
| [Please insert new asset category as required] |  |  |  | C1 | [5 empty] | 0 | [5 empty] | 0 | 0 | 0 | 0 | 0 | 0 | 0 | [5 empty] | 0 | 0 | 0 | 0 | 0 | 0 | 0 | [5 empty] | 0
[5 empty] | C2 | [5 empty] | 0 | [5 empty] | 0 | 0 | 0 | 0 | 0 | 0 | 0 | [5 empty] | 0 | 0 | 0 | 0 | 0 | 0 | 0 | [5 empty] | 0
[5 empty] | C3 | [5 empty] | 0 | [5 empty] | 0 | 0 | 0 | 0 | 0 | 0 | 0 | [5 empty] | 0 | 0 | 0 | 0 | 0 | 0 | 0 | [5 empty] | 0
[5 empty] | C4 | [5 empty] | 0 | [5 empty] | 0 | 0 | 0 | 0 | 0 | 0 | 0 | [5 empty] | 0 | 0 | 0 | 0 | 0 | 0 | 0 | [5 empty] | 0
[6 empty] | 0 | 0 | 0 | 0 | 0 |  | 0 | 0 | 0 | 0 | 0 |  | 0 | 0 | 0 | 0 | 0 |  | 0 | 0 | 0 | 0 | 0 |  | 0 | 0 | 0 | 0 | 0 |  | 0 | 0 | 0 | 0 | 0
| [Please insert new asset category as required] |  |  |  | C1 | [5 empty] | 0 | [5 empty] | 0 | 0 | 0 | 0 | 0 | 0 | 0 | [5 empty] | 0 | 0 | 0 | 0 | 0 | 0 | 0 | [5 empty] | 0
[5 empty] | C2 | [5 empty] | 0 | [5 empty] | 0 | 0 | 0 | 0 | 0 | 0 | 0 | [5 empty] | 0 | 0 | 0 | 0 | 0 | 0 | 0 | [5 empty] | 0
[5 empty] | C3 | [5 empty] | 0 | [5 empty] | 0 | 0 | 0 | 0 | 0 | 0 | 0 | [5 empty] | 0 | 0 | 0 | 0 | 0 | 0 | 0 | [5 empty] | 0
[5 empty] | C4 | [5 empty] | 0 | [5 empty] | 0 | 0 | 0 | 0 | 0 | 0 | 0 | [5 empty] | 0 | 0 | 0 | 0 | 0 | 0 | 0 | [5 empty] | 0
[6 empty] | 0 | 0 | 0 | 0 | 0 |  | 0 | 0 | 0 | 0 | 0 |  | 0 | 0 | 0 | 0 | 0 |  | 0 | 0 | 0 | 0 | 0 |  | 0 | 0 | 0 | 0 | 0 |  | 0 | 0 | 0 | 0 | 0
| [Please insert new asset category as required] |  |  |  | C1 | [5 empty] | 0 | [5 empty] | 0 | 0 | 0 | 0 | 0 | 0 | 0 | [5 empty] | 0 | 0 | 0 | 0 | 0 | 0 | 0 | [5 empty] | 0
[5 empty] | C2 | [5 empty] | 0 | [5 empty] | 0 | 0 | 0 | 0 | 0 | 0 | 0 | [5 empty] | 0 | 0 | 0 | 0 | 0 | 0 | 0 | [5 empty] | 0
[5 empty] | C3 | [5 empty] | 0 | [5 empty] | 0 | 0 | 0 | 0 | 0 | 0 | 0 | [5 empty] | 0 | 0 | 0 | 0 | 0 | 0 | 0 | [5 empty] | 0
[5 empty] | C4 | [5 empty] | 0 | [5 empty] | 0 | 0 | 0 | 0 | 0 | 0 | 0 | [5 empty] | 0 | 0 | 0 | 0 | 0 | 0 | 0 | [5 empty] | 0
[6 empty] | 0 | 0 | 0 | 0 | 0 |  | 0 | 0 | 0 | 0 | 0 |  | 0 | 0 | 0 | 0 | 0 |  | 0 | 0 | 0 | 0 | 0 |  | 0 | 0 | 0 | 0 | 0 |  | 0 | 0 | 0 | 0 | 0
| [Please insert new asset category as required] |  |  |  | C1 | [5 empty] | 0 | [5 empty] | 0 | 0 | 0 | 0 | 0 | 0 | 0 | [5 empty] | 0 | 0 | 0 | 0 | 0 | 0 | 0 | [5 empty] | 0
[5 empty] | C2 | [5 empty] | 0 | [5 empty] | 0 | 0 | 0 | 0 | 0 | 0 | 0 | [5 empty] | 0 | 0 | 0 | 0 | 0 | 0 | 0 | [5 empty] | 0
[5 empty] | C3 | [5 empty] | 0 | [5 empty] | 0 | 0 | 0 | 0 | 0 | 0 | 0 | [5 empty] | 0 | 0 | 0 | 0 | 0 | 0 | 0 | [5 empty] | 0
[5 empty] | C4 | [5 empty] | 0 | [5 empty] | 0 | 0 | 0 | 0 | 0 | 0 | 0 | [5 empty] | 0 | 0 | 0 | 0 | 0 | 0 | 0 | [5 empty] | 0
[6 empty] | 0 | 0 | 0 | 0 | 0 |  | 0 | 0 | 0 | 0 | 0 |  | 0 | 0 | 0 | 0 | 0 |  | 0 | 0 | 0 | 0 | 0 |  | 0 | 0 | 0 | 0 | 0 |  | 0 | 0 | 0 | 0 | 0
| TOTAL |  | 241438.9569 | 239383.4414 |  | 79461.5571 | 63119.1043 | 62690.8796 | 28331.1633 | 7836.2525 |  | 72340.8732 | 62950.9887 | 64146.4037 | 31275.6199 | 11650.0551 |  | 79357.0656 | 33349.0177 | 66522.2426 | 53308.7211 | 7799.3945 |  | 69731.9612 | 33024.191 | 68678.0298 | 56487.4481 | 13538.3268 |  | 84085.9313 | 29979.3237 | 56815.7059 | 50754.3139 | 17748.1666 |  | 60791.0253 | 29640.0713 | 61151.9975 | 58228.2551 | 31648.6077
Health Index Definitions
|  |  | HI1 | New or as new
|  |  | HI2 | Good or seviceable condition
|  |  | HI3 | Deterioration requires assessment and monitoring
|  |  | HI4 | Material deterioration, intervention requires consideration
|  |  | HI5 | End of serviceable life, intervention required
Criticality Index Definitions
|  |  | C1 | Low criticality
|  |  | C2 | Average criticality
|  |  | C3 | High criticality
|  |  | C4 | Very high criticality

## NAW3 - Asset Repl - NPgN
NAW3: Secondary deliverables RIIO-ED1 - Asset replacement
NPgN
Price base (2012/13)
| ASSET CATEGORIES |  | ASSET REGISTER |  |  | End of DPCR5 (31 March 2015) with investment | [5 empty] | End of DPCR5 (31 March 2015) without investment | [5 empty] | Mid-Period Review (31 March 2019) planned investment | [5 empty] | Mid-Period Review (31 March 2019) without investment | [5 empty] | End of RIIO-ED1 (31 March 2023) planned investment | [5 empty] | End of RIIO-ED1 (31 March 2023) without investment
Is it your current intention to have a health index for this asset category in the RIIO-ED1 control period.
|  |  | as at 31st March 2015 | as at 31st March 2023 |  | HI 1 | HI 2 | HI 3 | HI 4 | HI 5 |  | HI 1 | HI 2 | HI 3 | HI 4 | HI 5 |  | HI 1 | HI 2 | HI 3 | HI 4 | HI 5 |  | HI 1 | HI 2 | HI 3 | HI 4 | HI 5 |  | HI 1 | HI 2 | HI 3 | HI 4 | HI 5 |  | HI 1 | HI 2 | HI 3 | HI 4 | HI 5
LV Network
| LV Switchgear and Other |  |  |  | C1 | 0 | 0 | 0 | 0 | 0 | 0 | 0 | 0 | 0 | 0 | 0 | 0 | [5 empty] | 0 | 0 | 0 | 0 | 0 | 0 | 0 | [5 empty] | 0 | 0 | 0 | 0 | 0 | 0 | 0 | Yes
[5 empty] | C2 | 0 | 0 | 0 | 0 | 0 | 0 | 0 | 0 | 0 | 0 | 0 | 0 | [5 empty] | 0 | 0 | 0 | 0 | 0 | 0 | 0 | [5 empty] | 0 | 0 | 0 | 0 | 0 | 0 | 0 | No
[5 empty] | C3 | 0 | 0 | 0 | 0 | 0 | 0 | 0 | 0 | 0 | 0 | 0 | 0 | [5 empty] | 0 | 0 | 0 | 0 | 0 | 0 | 0 | [5 empty] | 0 | 0 | 0 | 0 | 0 | 0 | 0
[5 empty] | C4 | 0 | 0 | 0 | 0 | 0 | 0 | 0 | 0 | 0 | 0 | 0 | 0 | [5 empty] | 0 | 0 | 0 | 0 | 0 | 0 | 0 | [5 empty] | 0 | 0 | 0 | 0 | 0 | 0 | 0
|  |  | 0 | 0 |  | 0 | 0 | 0 | 0 | 0 |  | 0 | 0 | 0 | 0 | 0 |  | 0 | 0 | 0 | 0 | 0 |  | 0 | 0 | 0 | 0 | 0 |  | 0 | 0 | 0 | 0 | 0 |  | 0 | 0 | 0 | 0 | 0
| LV UGB |  |  |  | C1 | 0 | 0 | 0 | 0 | 0 | 0 | 0 | 0 | 0 | 0 | 0 | 0 | [5 empty] | 0 | 0 | 0 | 0 | 0 | 0 | 0 | [5 empty] | 0 | 0 | 0 | 0 | 0 | 0 | 0
[5 empty] | C2 | 0 | 0 | 0 | 0 | 0 | 0 | 0 | 0 | 0 | 0 | 0 | 0 | [5 empty] | 0 | 0 | 0 | 0 | 0 | 0 | 0 | [5 empty] | 0 | 0 | 0 | 0 | 0 | 0 | 0
[5 empty] | C3 | 0 | 0 | 0 | 0 | 0 | 0 | 0 | 0 | 0 | 0 | 0 | 0 | [5 empty] | 0 | 0 | 0 | 0 | 0 | 0 | 0 | [5 empty] | 0 | 0 | 0 | 0 | 0 | 0 | 0
[5 empty] | C4 | 0 | 0 | 0 | 0 | 0 | 0 | 0 | 0 | 0 | 0 | 0 | 0 | [5 empty] | 0 | 0 | 0 | 0 | 0 | 0 | 0 | [5 empty] | 0 | 0 | 0 | 0 | 0 | 0 | 0
|  |  | 0 | 0 |  | 0 | 0 | 0 | 0 | 0 |  | 0 | 0 | 0 | 0 | 0 |  | 0 | 0 | 0 | 0 | 0 |  | 0 | 0 | 0 | 0 | 0 |  | 0 | 0 | 0 | 0 | 0 |  | 0 | 0 | 0 | 0 | 0
| LV OHL Support |  |  |  | C1 | 9664 | 7276 | 12171 | 1565 | 1359 | 32035 | 8728 | 7327 | 12342 | 1906 | 1617 | 31920 | 1661 | -39 | -244 | -480 | -670 | 228 | 8443 | 1599 | 8642 | 10620 | 2211 | 31515 | 3901 | -87 | -560 | -1110 | -1549 | 595 | 7452 | 1226 | 6986 | 10535 | 5206 | 31405
[5 empty] | C2 | 6593 | 5704 | 9745 | 886 | 839 | 23767 | 5948 | 5742 | 9876 | 1268 | 1127 | 23961 | 1145 | -23 | -190 | -538 | -750 | -356 | 5770 | 1274 | 6931 | 7777 | 1467 | 23219 | 2684 | -55 | -434 | -1242 | -1737 | -784 | 5104 | 992 | 5617 | 7720 | 3656 | 23089
[5 empty] | C3 | 761 | 1889 | 2641 | 666 | 405 | 6362 | 689 | 1903 | 2679 | 666 | 405 | 6342 | 128 | -13 | -54 | 0 | 0 | 61 | 662 | 410 | 1873 | 3143 | 598 | 6686 | 301 | -29 | -126 | 0 | 0 | 146 | 582 | 312 | 1512 | 3118 | 1282 | 6806
[5 empty] | C4 | 1217 | 3352 | 4087 | 861 | 447 | 9964 | 1100 | 3376 | 4145 | 989 | 545 | 10155 | 206 | -21 | -84 | -182 | -252 | -333 | 1061 | 733 | 2900 | 5277 | 737 | 10708 | 484 | -45 | -192 | -421 | -583 | -757 | 934 | 560 | 2341 | 5234 | 1759 | 10828
|  |  | 72128 | 71328 |  | 18235 | 18221 | 28644 | 3978 | 3050 |  | 16465 | 18348 | 29042 | 4829 | 3694 |  | 3140 | -96 | -572 | -1200 | -1672 |  | 15936 | 4016 | 20346 | 26817 | 5013 |  | 7370 | -216 | -1312 | -2773 | -3869 |  | 14072 | 3090 | 16456 | 26607 | 11903
| [Please insert new asset category as required] |  |  |  | C1 | 0 | 0 | 0 | 0 | 0 | 0 | 0 | 0 | 0 | 0 | 0 | 0 | [5 empty] | 0 | 0 | 0 | 0 | 0 | 0 | 0 | [5 empty] | 0 | 0 | 0 | 0 | 0 | 0 | 0
[5 empty] | C2 | 0 | 0 | 0 | 0 | 0 | 0 | 0 | 0 | 0 | 0 | 0 | 0 | [5 empty] | 0 | 0 | 0 | 0 | 0 | 0 | 0 | [5 empty] | 0 | 0 | 0 | 0 | 0 | 0 | 0
[5 empty] | C3 | 0 | 0 | 0 | 0 | 0 | 0 | 0 | 0 | 0 | 0 | 0 | 0 | [5 empty] | 0 | 0 | 0 | 0 | 0 | 0 | 0 | [5 empty] | 0 | 0 | 0 | 0 | 0 | 0 | 0
[5 empty] | C4 | 0 | 0 | 0 | 0 | 0 | 0 | 0 | 0 | 0 | 0 | 0 | 0 | [5 empty] | 0 | 0 | 0 | 0 | 0 | 0 | 0 | [5 empty] | 0 | 0 | 0 | 0 | 0 | 0 | 0
|  |  | 0 | 0 |  | 0 | 0 | 0 | 0 | 0 |  | 0 | 0 | 0 | 0 | 0 |  | 0 | 0 | 0 | 0 | 0 |  | 0 | 0 | 0 | 0 | 0 |  | 0 | 0 | 0 | 0 | 0 |  | 0 | 0 | 0 | 0 | 0
| [Please insert new asset category as required] |  |  |  | C1 | 0 | 0 | 0 | 0 | 0 | 0 | 0 | 0 | 0 | 0 | 0 | 0 | [5 empty] | 0 | 0 | 0 | 0 | 0 | 0 | 0 | [5 empty] | 0 | 0 | 0 | 0 | 0 | 0 | 0
[5 empty] | C2 | 0 | 0 | 0 | 0 | 0 | 0 | 0 | 0 | 0 | 0 | 0 | 0 | [5 empty] | 0 | 0 | 0 | 0 | 0 | 0 | 0 | [5 empty] | 0 | 0 | 0 | 0 | 0 | 0 | 0
[5 empty] | C3 | 0 | 0 | 0 | 0 | 0 | 0 | 0 | 0 | 0 | 0 | 0 | 0 | [5 empty] | 0 | 0 | 0 | 0 | 0 | 0 | 0 | [5 empty] | 0 | 0 | 0 | 0 | 0 | 0 | 0
[5 empty] | C4 | 0 | 0 | 0 | 0 | 0 | 0 | 0 | 0 | 0 | 0 | 0 | 0 | [5 empty] | 0 | 0 | 0 | 0 | 0 | 0 | 0 | [5 empty] | 0 | 0 | 0 | 0 | 0 | 0 | 0
|  |  | 0 | 0 |  | 0 | 0 | 0 | 0 | 0 |  | 0 | 0 | 0 | 0 | 0 |  | 0 | 0 | 0 | 0 | 0 |  | 0 | 0 | 0 | 0 | 0 |  | 0 | 0 | 0 | 0 | 0 |  | 0 | 0 | 0 | 0 | 0
| [Please insert new asset category as required] |  |  |  | C1 | 0 | 0 | 0 | 0 | 0 | 0 | 0 | 0 | 0 | 0 | 0 | 0 | [5 empty] | 0 | 0 | 0 | 0 | 0 | 0 | 0 | [5 empty] | 0 | 0 | 0 | 0 | 0 | 0 | 0
[5 empty] | C2 | 0 | 0 | 0 | 0 | 0 | 0 | 0 | 0 | 0 | 0 | 0 | 0 | [5 empty] | 0 | 0 | 0 | 0 | 0 | 0 | 0 | [5 empty] | 0 | 0 | 0 | 0 | 0 | 0 | 0
[5 empty] | C3 | 0 | 0 | 0 | 0 | 0 | 0 | 0 | 0 | 0 | 0 | 0 | 0 | [5 empty] | 0 | 0 | 0 | 0 | 0 | 0 | 0 | [5 empty] | 0 | 0 | 0 | 0 | 0 | 0 | 0
[5 empty] | C4 | 0 | 0 | 0 | 0 | 0 | 0 | 0 | 0 | 0 | 0 | 0 | 0 | [5 empty] | 0 | 0 | 0 | 0 | 0 | 0 | 0 | [5 empty] | 0 | 0 | 0 | 0 | 0 | 0 | 0
|  |  | 0 | 0 |  | 0 | 0 | 0 | 0 | 0 |  | 0 | 0 | 0 | 0 | 0 |  | 0 | 0 | 0 | 0 | 0 |  | 0 | 0 | 0 | 0 | 0 |  | 0 | 0 | 0 | 0 | 0 |  | 0 | 0 | 0 | 0 | 0
| [Please insert new asset category as required] |  |  |  | C1 | 0 | 0 | 0 | 0 | 0 | 0 | 0 | 0 | 0 | 0 | 0 | 0 | [5 empty] | 0 | 0 | 0 | 0 | 0 | 0 | 0 | [5 empty] | 0 | 0 | 0 | 0 | 0 | 0 | 0
[5 empty] | C2 | 0 | 0 | 0 | 0 | 0 | 0 | 0 | 0 | 0 | 0 | 0 | 0 | [5 empty] | 0 | 0 | 0 | 0 | 0 | 0 | 0 | [5 empty] | 0 | 0 | 0 | 0 | 0 | 0 | 0
[5 empty] | C3 | 0 | 0 | 0 | 0 | 0 | 0 | 0 | 0 | 0 | 0 | 0 | 0 | [5 empty] | 0 | 0 | 0 | 0 | 0 | 0 | 0 | [5 empty] | 0 | 0 | 0 | 0 | 0 | 0 | 0
[5 empty] | C4 | 0 | 0 | 0 | 0 | 0 | 0 | 0 | 0 | 0 | 0 | 0 | 0 | [5 empty] | 0 | 0 | 0 | 0 | 0 | 0 | 0 | [5 empty] | 0 | 0 | 0 | 0 | 0 | 0 | 0
|  |  | 0 | 0 |  | 0 | 0 | 0 | 0 | 0 |  | 0 | 0 | 0 | 0 | 0 |  | 0 | 0 | 0 | 0 | 0 |  | 0 | 0 | 0 | 0 | 0 |  | 0 | 0 | 0 | 0 | 0 |  | 0 | 0 | 0 | 0 | 0
| [Please insert new asset category as required] |  |  |  | C1 | 0 | 0 | 0 | 0 | 0 | 0 | 0 | 0 | 0 | 0 | 0 | 0 | [5 empty] | 0 | 0 | 0 | 0 | 0 | 0 | 0 | [5 empty] | 0 | 0 | 0 | 0 | 0 | 0 | 0
[5 empty] | C2 | 0 | 0 | 0 | 0 | 0 | 0 | 0 | 0 | 0 | 0 | 0 | 0 | [5 empty] | 0 | 0 | 0 | 0 | 0 | 0 | 0 | [5 empty] | 0 | 0 | 0 | 0 | 0 | 0 | 0
[5 empty] | C3 | 0 | 0 | 0 | 0 | 0 | 0 | 0 | 0 | 0 | 0 | 0 | 0 | [5 empty] | 0 | 0 | 0 | 0 | 0 | 0 | 0 | [5 empty] | 0 | 0 | 0 | 0 | 0 | 0 | 0
[5 empty] | C4 | 0 | 0 | 0 | 0 | 0 | 0 | 0 | 0 | 0 | 0 | 0 | 0 | [5 empty] | 0 | 0 | 0 | 0 | 0 | 0 | 0 | [5 empty] | 0 | 0 | 0 | 0 | 0 | 0 | 0
|  |  | 0 | 0 |  | 0 | 0 | 0 | 0 | 0 |  | 0 | 0 | 0 | 0 | 0 |  | 0 | 0 | 0 | 0 | 0 |  | 0 | 0 | 0 | 0 | 0 |  | 0 | 0 | 0 | 0 | 0 |  | 0 | 0 | 0 | 0 | 0
HV Network
| HV Switchgear (GM) - Primary |  |  |  | C1 | 200 | 510 | 480 | 286 | 122 | 1598 | 168 | 514 | 493 | 307 | 134 | 1616 | 58 | -1 | -4 | -21 | -37 | -5 | 168 | 430 | 357 | 375 | 286 | 1616 | 181 | -1 | -6 | -34 | -149 | -9 | 145 | 299 | 379 | 303 | 490 | 1616
[5 empty] | C2 | 93 | 126 | 180 | 125 | 41 | 565 | 81 | 126 | 181 | 135 | 42 | 565 | 43 | -3 | -7 | -22 | -12 | -1 | 80 | 82 | 150 | 160 | 93 | 565 | 93 | -3 | -8 | -42 | -43 | -3 | 67 | 81 | 104 | 134 | 179 | 565
[5 empty] | C3 | 4 | 64 | 41 | 2 | 0 | 111 | 4 | 64 | 41 | 2 | 0 | 111 | 0 | 0 | 0 | 0 | 0 | 0 | 4 | 58 | 39 | 10 | 0 | 111 | 0 | 0 | 0 | 0 | 0 | 0 | 1 | 54 | 32 | 20 | 4 | 111
[5 empty] | C4 | 47 | 50 | 66 | 74 | 30 | 267 | 36 | 50 | 70 | 80 | 34 | 270 | 23 | 0 | -2 | -13 | -14 | -6 | 36 | 42 | 28 | 97 | 67 | 270 | 42 | 0 | -2 | -24 | -28 | -12 | 35 | 36 | 23 | 38 | 138 | 270
|  |  | 2541 | 2538 |  | 344 | 750 | 767 | 487 | 193 |  | 289 | 754 | 785 | 524 | 210 |  | 124 | -4 | -13 | -56 | -63 |  | 288 | 612 | 574 | 642 | 446 |  | 316 | -4 | -16 | -100 | -220 |  | 248 | 470 | 538 | 495 | 811
| HV Switchgear (GM) - Distribution |  |  |  | C1 | 3986 | 1248 | 108 | 9 | 1 | 5352 | 3792 | 1272 | 172 | 49 | 123 | 5408 | 147 | -20 | -80 | -42 | -18 | -13 | 3745 | 1052 | 480 | 48 | 27 | 5352 | 291 | -41 | -147 | -83 | -62 | -42 | 3399 | 1205 | 588 | 96 | 64 | 5352
[5 empty] | C2 | 3108 | 2682 | 458 | 22 | 38 | 6308 | 2935 | 2728 | 670 | 89 | 195 | 6617 | 137 | -34 | -275 | -64 | -16 | -252 | 2775 | 2151 | 1032 | 266 | 84 | 6308 | 273 | -70 | -507 | -132 | -63 | -499 | 2438 | 2053 | 1198 | 417 | 202 | 6308
[5 empty] | C3 | 924 | 1031 | 228 | 0 | 48 | 2231 | 880 | 1054 | 339 | 40 | 86 | 2399 | 33 | -18 | -139 | -42 | -8 | -174 | 789 | 765 | 488 | 111 | 78 | 2231 | 65 | -36 | -255 | -83 | -23 | -332 | 682 | 745 | 483 | 198 | 123 | 2231
[5 empty] | C4 | 304 | 445 | 105 | 23 | 18 | 895 | 290 | 456 | 166 | 54 | 50 | 1016 | 9 | -8 | -76 | -34 | -6 | -115 | 233 | 358 | 194 | 55 | 55 | 895 | 17 | -16 | -140 | -69 | -17 | -225 | 199 | 292 | 226 | 90 | 88 | 895
|  |  | 14786 | 13688 |  | 8322 | 5406 | 899 | 54 | 105 |  | 7897 | 5510 | 1347 | 232 | 454 |  | 326 | -80 | -570 | -182 | -48 |  | 7542 | 4326 | 2194 | 480 | 244 |  | 646 | -163 | -1049 | -367 | -165 |  | 6718 | 4295 | 2495 | 801 | 477
| HV Transformer (GM) |  |  |  | C1 | 2494 | 563 | 122 | 64 | 15 | 3258 | 2396 | 571 | 126 | 72 | 39 | 3204 | 144 | -1 | 0 | -12 | -38 | 93 | 2368 | 492 | 250 | 78 | 70 | 3258 | 296 | -1 | 0 | -24 | -78 | 193 | 2251 | 422 | 376 | 88 | 121 | 3258
[5 empty] | C2 | 2652 | 1750 | 484 | 405 | 74 | 5365 | 2536 | 1753 | 478 | 446 | 166 | 5379 | 163 | 2 | 0 | -70 | -147 | -52 | 2335 | 1610 | 674 | 315 | 431 | 5365 | 335 | 2 | 0 | -146 | -303 | -112 | 2105 | 1538 | 788 | 263 | 671 | 5365
[5 empty] | C3 | 498 | 275 | 75 | 57 | 9 | 914 | 480 | 281 | 79 | 65 | 25 | 930 | 27 | -1 | 0 | -12 | -27 | -13 | 460 | 202 | 145 | 48 | 59 | 914 | 55 | -1 | 0 | -24 | -55 | -25 | 428 | 159 | 190 | 43 | 94 | 914
[5 empty] | C4 | 180 | 130 | 64 | 42 | 7 | 423 | 174 | 136 | 68 | 48 | 23 | 449 | 8 | -1 | 0 | -8 | -27 | -28 | 163 | 106 | 75 | 35 | 44 | 423 | 16 | -1 | 0 | -16 | -55 | -56 | 141 | 104 | 60 | 45 | 73 | 423
|  |  | 9960 | 9960 |  | 5824 | 2718 | 745 | 568 | 105 |  | 5586 | 2741 | 751 | 631 | 253 |  | 342 | -1 | 0 | -102 | -239 |  | 5326 | 2410 | 1144 | 476 | 604 |  | 702 | -1 | 0 | -210 | -491 |  | 4925 | 2223 | 1414 | 439 | 959
| HV UG Cable |  |  |  | C1 | 0 | 0 | 0 | 0 | 0 | 0 | 0 | 0 | 0 | 0 | 0 | 0 | [5 empty] | 0 | 0 | 0 | 0 | 0 | 0 | 0 | [5 empty] | 0 | 0 | 0 | 0 | 0 | 0 | 0
[5 empty] | C2 | 0 | 0 | 0 | 0 | 0 | 0 | 0 | 0 | 0 | 0 | 0 | 0 | [5 empty] | 0 | 0 | 0 | 0 | 0 | 0 | 0 | [5 empty] | 0 | 0 | 0 | 0 | 0 | 0 | 0
[5 empty] | C3 | 0 | 0 | 0 | 0 | 0 | 0 | 0 | 0 | 0 | 0 | 0 | 0 | [5 empty] | 0 | 0 | 0 | 0 | 0 | 0 | 0 | [5 empty] | 0 | 0 | 0 | 0 | 0 | 0 | 0
[5 empty] | C4 | 0 | 0 | 0 | 0 | 0 | 0 | 0 | 0 | 0 | 0 | 0 | 0 | [5 empty] | 0 | 0 | 0 | 0 | 0 | 0 | 0 | [5 empty] | 0 | 0 | 0 | 0 | 0 | 0 | 0
|  |  | 0 | 0 |  | 0 | 0 | 0 | 0 | 0 |  | 0 | 0 | 0 | 0 | 0 |  | 0 | 0 | 0 | 0 | 0 |  | 0 | 0 | 0 | 0 | 0 |  | 0 | 0 | 0 | 0 | 0 |  | 0 | 0 | 0 | 0 | 0
| HV OHL Support - Poles |  |  |  | C1 | 14496 | 9898 | 9947 | 7197 | 1135 | 42673 | 13237 | 9960 | 10135 | 7612 | 1702 | 42646 | 1476 | -40 | -218 | -423 | -770 | 25 | 12621 | 5451 | 14288 | 8600 | 1822 | 42782 | 4196 | -80 | -558 | -1107 | -2370 | 81 | 10834 | 5196 | 12471 | 9058 | 5121 | 42680
[5 empty] | C2 | 19086 | 13113 | 12487 | 10437 | 1456 | 56579 | 17419 | 13191 | 12717 | 11032 | 2157 | 56516 | 1966 | -44 | -261 | -603 | -961 | 97 | 16628 | 7242 | 17935 | 12476 | 2327 | 56608 | 5558 | -88 | -681 | -1583 | -2961 | 245 | 14288 | 6915 | 15666 | 13149 | 6479 | 56497
[5 empty] | C3 | 7796 | 5437 | 5297 | 4320 | 701 | 23551 | 7119 | 5471 | 5397 | 4570 | 1053 | 23610 | 792 | -24 | -116 | -257 | -477 | -82 | 6787 | 2993 | 7607 | 5162 | 1125 | 23674 | 2252 | -48 | -300 | -669 | -1465 | -230 | 5824 | 2852 | 6638 | 5437 | 3165 | 23916
[5 empty] | C4 | 705 | 1366 | 725 | 486 | 64 | 3346 | 645 | 1375 | 740 | 516 | 101 | 3377 | 66 | -8 | -17 | -31 | -50 | -40 | 611 | 749 | 1041 | 580 | 104 | 3085 | 194 | -16 | -45 | -79 | -150 | -96 | 521 | 713 | 906 | 610 | 306 | 3056
|  |  | 126149 | 126149 |  | 42083 | 29814 | 28456 | 22440 | 3356 |  | 38420 | 29997 | 28989 | 23730 | 5013 |  | 4300 | -116 | -612 | -1314 | -2258 |  | 36647 | 16435 | 40871 | 26818 | 5378 |  | 12200 | -232 | -1584 | -3438 | -6946 |  | 31467 | 15676 | 35681 | 28254 | 15071
| [Please insert new asset category as required] |  |  |  | C1 | 0 | 0 | 0 | 0 | 0 | 0 | 0 | 0 | 0 | 0 | 0 | 0 | [5 empty] | 0 | 0 | 0 | 0 | 0 | 0 | 0 | [5 empty] | 0 | 0 | 0 | 0 | 0 | 0 | 0
[5 empty] | C2 | 0 | 0 | 0 | 0 | 0 | 0 | 0 | 0 | 0 | 0 | 0 | 0 | [5 empty] | 0 | 0 | 0 | 0 | 0 | 0 | 0 | [5 empty] | 0 | 0 | 0 | 0 | 0 | 0 | 0
[5 empty] | C3 | 0 | 0 | 0 | 0 | 0 | 0 | 0 | 0 | 0 | 0 | 0 | 0 | [5 empty] | 0 | 0 | 0 | 0 | 0 | 0 | 0 | [5 empty] | 0 | 0 | 0 | 0 | 0 | 0 | 0
[5 empty] | C4 | 0 | 0 | 0 | 0 | 0 | 0 | 0 | 0 | 0 | 0 | 0 | 0 | [5 empty] | 0 | 0 | 0 | 0 | 0 | 0 | 0 | [5 empty] | 0 | 0 | 0 | 0 | 0 | 0 | 0
|  |  | 0 | 0 |  | 0 | 0 | 0 | 0 | 0 |  | 0 | 0 | 0 | 0 | 0 |  | 0 | 0 | 0 | 0 | 0 |  | 0 | 0 | 0 | 0 | 0 |  | 0 | 0 | 0 | 0 | 0 |  | 0 | 0 | 0 | 0 | 0
| [Please insert new asset category as required] |  |  |  | C1 | 0 | 0 | 0 | 0 | 0 | 0 | 0 | 0 | 0 | 0 | 0 | 0 | [5 empty] | 0 | 0 | 0 | 0 | 0 | 0 | 0 | [5 empty] | 0 | 0 | 0 | 0 | 0 | 0 | 0
[5 empty] | C2 | 0 | 0 | 0 | 0 | 0 | 0 | 0 | 0 | 0 | 0 | 0 | 0 | [5 empty] | 0 | 0 | 0 | 0 | 0 | 0 | 0 | [5 empty] | 0 | 0 | 0 | 0 | 0 | 0 | 0
[5 empty] | C3 | 0 | 0 | 0 | 0 | 0 | 0 | 0 | 0 | 0 | 0 | 0 | 0 | [5 empty] | 0 | 0 | 0 | 0 | 0 | 0 | 0 | [5 empty] | 0 | 0 | 0 | 0 | 0 | 0 | 0
[5 empty] | C4 | 0 | 0 | 0 | 0 | 0 | 0 | 0 | 0 | 0 | 0 | 0 | 0 | [5 empty] | 0 | 0 | 0 | 0 | 0 | 0 | 0 | [5 empty] | 0 | 0 | 0 | 0 | 0 | 0 | 0
|  |  | 0 | 0 |  | 0 | 0 | 0 | 0 | 0 |  | 0 | 0 | 0 | 0 | 0 |  | 0 | 0 | 0 | 0 | 0 |  | 0 | 0 | 0 | 0 | 0 |  | 0 | 0 | 0 | 0 | 0 |  | 0 | 0 | 0 | 0 | 0
| [Please insert new asset category as required] |  |  |  | C1 | 0 | 0 | 0 | 0 | 0 | 0 | 0 | 0 | 0 | 0 | 0 | 0 | [5 empty] | 0 | 0 | 0 | 0 | 0 | 0 | 0 | [5 empty] | 0 | 0 | 0 | 0 | 0 | 0 | 0
[5 empty] | C2 | 0 | 0 | 0 | 0 | 0 | 0 | 0 | 0 | 0 | 0 | 0 | 0 | [5 empty] | 0 | 0 | 0 | 0 | 0 | 0 | 0 | [5 empty] | 0 | 0 | 0 | 0 | 0 | 0 | 0
[5 empty] | C3 | 0 | 0 | 0 | 0 | 0 | 0 | 0 | 0 | 0 | 0 | 0 | 0 | [5 empty] | 0 | 0 | 0 | 0 | 0 | 0 | 0 | [5 empty] | 0 | 0 | 0 | 0 | 0 | 0 | 0
[5 empty] | C4 | 0 | 0 | 0 | 0 | 0 | 0 | 0 | 0 | 0 | 0 | 0 | 0 | [5 empty] | 0 | 0 | 0 | 0 | 0 | 0 | 0 | [5 empty] | 0 | 0 | 0 | 0 | 0 | 0 | 0
|  |  | 0 | 0 |  | 0 | 0 | 0 | 0 | 0 |  | 0 | 0 | 0 | 0 | 0 |  | 0 | 0 | 0 | 0 | 0 |  | 0 | 0 | 0 | 0 | 0 |  | 0 | 0 | 0 | 0 | 0 |  | 0 | 0 | 0 | 0 | 0
| [Please insert new asset category as required] |  |  |  | C1 | 0 | 0 | 0 | 0 | 0 | 0 | 0 | 0 | 0 | 0 | 0 | 0 | [5 empty] | 0 | 0 | 0 | 0 | 0 | 0 | 0 | [5 empty] | 0 | 0 | 0 | 0 | 0 | 0 | 0
[5 empty] | C2 | 0 | 0 | 0 | 0 | 0 | 0 | 0 | 0 | 0 | 0 | 0 | 0 | [5 empty] | 0 | 0 | 0 | 0 | 0 | 0 | 0 | [5 empty] | 0 | 0 | 0 | 0 | 0 | 0 | 0
[5 empty] | C3 | 0 | 0 | 0 | 0 | 0 | 0 | 0 | 0 | 0 | 0 | 0 | 0 | [5 empty] | 0 | 0 | 0 | 0 | 0 | 0 | 0 | [5 empty] | 0 | 0 | 0 | 0 | 0 | 0 | 0
[5 empty] | C4 | 0 | 0 | 0 | 0 | 0 | 0 | 0 | 0 | 0 | 0 | 0 | 0 | [5 empty] | 0 | 0 | 0 | 0 | 0 | 0 | 0 | [5 empty] | 0 | 0 | 0 | 0 | 0 | 0 | 0
|  |  | 0 | 0 |  | 0 | 0 | 0 | 0 | 0 |  | 0 | 0 | 0 | 0 | 0 |  | 0 | 0 | 0 | 0 | 0 |  | 0 | 0 | 0 | 0 | 0 |  | 0 | 0 | 0 | 0 | 0 |  | 0 | 0 | 0 | 0 | 0
| [Please insert new asset category as required] |  |  |  | C1 | 0 | 0 | 0 | 0 | 0 | 0 | 0 | 0 | 0 | 0 | 0 | 0 | [5 empty] | 0 | 0 | 0 | 0 | 0 | 0 | 0 | [5 empty] | 0 | 0 | 0 | 0 | 0 | 0 | 0
[5 empty] | C2 | 0 | 0 | 0 | 0 | 0 | 0 | 0 | 0 | 0 | 0 | 0 | 0 | [5 empty] | 0 | 0 | 0 | 0 | 0 | 0 | 0 | [5 empty] | 0 | 0 | 0 | 0 | 0 | 0 | 0
[5 empty] | C3 | 0 | 0 | 0 | 0 | 0 | 0 | 0 | 0 | 0 | 0 | 0 | 0 | [5 empty] | 0 | 0 | 0 | 0 | 0 | 0 | 0 | [5 empty] | 0 | 0 | 0 | 0 | 0 | 0 | 0
[5 empty] | C4 | 0 | 0 | 0 | 0 | 0 | 0 | 0 | 0 | 0 | 0 | 0 | 0 | [5 empty] | 0 | 0 | 0 | 0 | 0 | 0 | 0 | [5 empty] | 0 | 0 | 0 | 0 | 0 | 0 | 0
|  |  | 0 | 0 |  | 0 | 0 | 0 | 0 | 0 |  | 0 | 0 | 0 | 0 | 0 |  | 0 | 0 | 0 | 0 | 0 |  | 0 | 0 | 0 | 0 | 0 |  | 0 | 0 | 0 | 0 | 0 |  | 0 | 0 | 0 | 0 | 0
EHV Network
| EHV Switchgear (GM) |  |  |  | C1 | 134 | 87 | 42 | 4 | 0 | 267 | 126 | 87 | 50 | 4 | 0 | 267 | 1 | 0 | 0 | 0 | -1 | 0 | 119 | 62 | 43 | 42 | 1 | 267 | 12 | 0 | 0 | -8 | -4 | 0 | 113 | 46 | 64 | 40 | 4 | 267
[5 empty] | C2 | 79 | 57 | 72 | 23 | 8 | 239 | 45 | 57 | 81 | 30 | 26 | 239 | 14 | 0 | -1 | -3 | -10 | 0 | 45 | 23 | 34 | 86 | 51 | 239 | 38 | 0 | -1 | -16 | -22 | -1 | 39 | 18 | 45 | 81 | 56 | 239
[5 empty] | C3 | 1 | 51 | 51 | 6 | 0 | 109 | 1 | 51 | 51 | 6 | 0 | 109 | 0 | 0 | 0 | 0 | 0 | 0 | 1 | 36 | 46 | 23 | 3 | 109 | 8 | 0 | 0 | -2 | -6 | 0 | 0 | 19 | 35 | 49 | 6 | 109
[5 empty] | C4 | 2 | 0 | 42 | 0 | 0 | 44 | 2 | 0 | 42 | 0 | 0 | 44 | 0 | 0 | 0 | 0 | 0 | 0 | 2 | 0 | 0 | 42 | 0 | 44 | 18 | 0 | 0 | -15 | 0 | 3 | 2 | 0 | 0 | 42 | 0 | 44
|  |  | 659 | 661 |  | 216 | 195 | 207 | 33 | 8 |  | 174 | 195 | 224 | 40 | 26 |  | 15 | 0 | -1 | -3 | -11 |  | 167 | 121 | 123 | 193 | 55 |  | 76 | 0 | -1 | -41 | -32 |  | 154 | 83 | 144 | 212 | 66
| EHV Transformer |  |  |  | C1 | 37 | 47 | 14 | 5 | 0 | 103 | 37 | 47 | 14 | 5 | 0 | 103 | 0 | 0 | 0 | 0 | 0 | 0 | 34 | 34 | 24 | 11 | 0 | 103 | 2 | 0 | 0 | 0 | -2 | 0 | 34 | 17 | 35 | 12 | 5 | 103
[5 empty] | C2 | 53 | 54 | 65 | 22 | 0 | 194 | 46 | 54 | 70 | 24 | 0 | 194 | 14 | 0 | -1 | -8 | -5 | 0 | 39 | 40 | 65 | 43 | 7 | 194 | 20 | 0 | -1 | -10 | -9 | 0 | 34 | 29 | 61 | 42 | 28 | 194
[5 empty] | C3 | 9 | 2 | 2 | 3 | 0 | 16 | 8 | 2 | 3 | 3 | 0 | 16 | 4 | 0 | 0 | -2 | -2 | 0 | 8 | 2 | 2 | 2 | 2 | 16 | 4 | 0 | 0 | -2 | -2 | 0 | 8 | 2 | 0 | 3 | 3 | 16
[5 empty] | C4 | 10 | 7 | 9 | 2 | 0 | 28 | 6 | 7 | 11 | 4 | 0 | 28 | 2 | 0 | 0 | -2 | 0 | 0 | 4 | 7 | 10 | 6 | 1 | 28 | 2 | 0 | 0 | -2 | 0 | 0 | 4 | 4 | 7 | 9 | 4 | 28
|  |  | 341 | 344 |  | 109 | 110 | 90 | 32 | 0 |  | 97 | 110 | 98 | 36 | 0 |  | 20 | 0 | -1 | -12 | -7 |  | 85 | 83 | 101 | 62 | 10 |  | 28 | 0 | -1 | -14 | -13 |  | 80 | 52 | 103 | 66 | 40
| EHV UG Cable (Gas) |  |  |  | C1 | 0 | 4.5123 | 0.72891 | 0 | 1.1715 | 6.4128 | 0 | 4.5123 | 0.98216 | 0 | 2.3941 | 7.8886 | 0 | 0 | -0.03329 | 0 | -0.32106 | -0.35435 | 0 | 2.4022 | 3.4025 | 0 | 1.1715 | 6.9762 | 0 | 0 | -0.03329 | 0 | -0.32106 | -0.35435 | 0 | 0.0013324 | 7.0872 | 0 | 1.5485 | 8.6371
[5 empty] | C2 | 0.097004 | 16.0222 | 2.797 | 1.9898 | 1.5526 | 22.4586 | 0.097004 | 16.0222 | 3.7687 | 2.9407 | 3.1729 | 26.0015 | 0 | 0 | -0.12774 | -0.5 | -0.42551 | -1.0533 | 0.097004 | 8.5295 | 13.056 | 6.2328 | 1.5526 | 29.4679 | 0 | 0 | -0.12774 | -0.5 | -0.42551 | -1.0533 | 0.097004 | 0.004731 | 27.1948 | 4.1778 | 2.0523 | 33.5266
[5 empty] | C3 | 0 | 31.4728 | 1.9481 | 0 | 3.6613 | 37.0822 | 0 | 31.4728 | 2.6249 | 0 | 7.4822 | 41.5799 | 0 | 0 | -0.08897 | 0 | -1.0034 | -1.0924 | 0 | 16.7547 | 9.0934 | 0 | 3.6613 | 29.5095 | 0 | 0 | -0.08897 | 0 | -1.0034 | -1.0924 | 0 | 0.0092933 | 18.941 | 0 | 4.8396 | 23.7899
[5 empty] | C4 | 0 | 0 | 0 | 0 | 0 | 0 | 0 | 0 | 0 | 0 | 0 | 0 | 0 | 0 | 0 | 0 | 0 | 0 | 0 | 0 | 0 | 0 | 0 | 0 | 0 | 0 | 0 | 0 | 0 | 0 | 0 | 0 | 0 | 0 | 0 | 0
|  |  | 66 | 63 |  | 0.097004 | 52.0074 | 5.474 | 1.9898 | 6.3855 |  | 0.097004 | 52.0074 | 7.3758 | 2.9407 | 13.0492 |  | 0 | 0 | -0.25 | -0.5 | -1.75 |  | 0.097004 | 27.6864 | 25.552 | 6.2328 | 6.3855 |  | 0 | 0 | -0.25 | -0.5 | -1.75 |  | 0.097004 | 0.015357 | 53.223 | 4.1778 | 8.4405
| EHV UG Cable (Oil) |  |  |  | C1 | 9.9431 | 39.0737 | 14.5585 | 1.188 | 11.2492 | 76.0126 | 9.9388 | 39.0737 | 15.2955 | 2.2227 | 17.0115 | 83.5423 | 0 | 0 | -0.32942 | -0.4625 | -2.5725 | -3.3644 | 6.9676 | 31.7613 | 18.3957 | 4.3897 | 12.4727 | 73.987 | 0 | 0 | -0.54006 | -0.75824 | -4.2174 | -5.5157 | 6.9676 | 21.5006 | 25.67 | 4.2208 | 16.4892 | 74.8482
[5 empty] | C2 | 5.0986 | 76.2932 | 29.9538 | 5.5582 | 19.7242 | 136.6281 | 5.0965 | 76.2932 | 31.4701 | 10.3995 | 29.8278 | 153.087 | 0 | 0 | -0.67777 | -2.1639 | -4.5105 | -7.3522 | 3.5729 | 62.0152 | 37.8487 | 20.5382 | 21.8695 | 145.8445 | 0 | 0 | -1.1112 | -3.5476 | -7.3947 | -12.0534 | 3.5729 | 41.9808 | 52.8153 | 19.7482 | 28.912 | 147.0291
[5 empty] | C3 | 5.2629 | 106.478 | 45.3634 | 3.9391 | 21.0257 | 182.0691 | 5.2606 | 106.478 | 47.6598 | 7.3702 | 31.7959 | 198.5645 | 0 | 0 | -1.0265 | -1.5336 | -4.8082 | -7.3682 | 3.6879 | 86.5511 | 57.3199 | 14.5555 | 23.3126 | 185.4269 | 0 | 0 | -1.6828 | -2.5142 | -7.8826 | -12.0796 | 3.6879 | 58.5902 | 79.986 | 13.9956 | 30.8197 | 187.0794
[5 empty] | C4 | 20.1271 | 33.8496 | 2.0485 | 0 | 11.6707 | 67.6959 | 20.1185 | 33.8496 | 2.1522 | 0 | 17.6488 | 73.7691 | 0 | 0 | -0.046353 | 0 | -2.6688 | -2.7152 | 14.104 | 27.5148 | 2.5885 | 0 | 12.94 | 57.1472 | 0 | 0 | -0.075992 | 0 | -4.3754 | -4.4514 | 14.104 | 18.626 | 3.612 | 0 | 17.107 | 53.4489
|  |  | 462 | 428 |  | 40.4318 | 255.6945 | 91.9242 | 10.6853 | 63.6698 |  | 40.4144 | 255.6945 | 96.5777 | 19.9923 | 96.284 |  | 0 | 0 | -2.08 | -4.16 | -14.56 |  | 28.3324 | 207.8423 | 116.1528 | 39.4833 | 70.5948 |  | 0 | 0 | -3.41 | -6.82 | -23.87 |  | 28.3324 | 140.6975 | 162.0833 | 37.9646 | 93.3278
| EHV UG Cable (Non Pressurised) |  |  |  | C1 | 20.28 | 31.8691 | 0.49426 | 3.1782 | 0.043172 | 55.8648 | 15.4973 | 31.8691 | 0.52291 | 3.2075 | 0.050667 | 51.1475 | 5.0876 | 0 | -0.23393 | -1.0753 | 0 | 3.7783 | 19.8549 | 31.5642 | 1.0578 | 3.4079 | 0.043172 | 55.928 | 6.3115 | 0 | -0.26598 | -1.1081 | -0.0083129 | 4.9291 | 19.6892 | 26.0768 | 2.3638 | 2.9471 | 0.14836 | 51.2253
[5 empty] | C2 | 31.9175 | 27.5701 | 0.87467 | 3.5588 | 1.6548 | 65.5759 | 24.3903 | 27.5701 | 0.92537 | 3.5916 | 1.942 | 58.4194 | 8.0071 | 0 | -0.41398 | -1.2041 | 0 | 6.389 | 31.2484 | 27.3064 | 1.8719 | 3.8161 | 1.6548 | 65.8975 | 9.9333 | 0 | -0.47069 | -1.2408 | -0.31863 | 7.9032 | 30.9877 | 22.5591 | 4.1831 | 3.3 | 5.6865 | 66.7165
[5 empty] | C3 | 51.2718 | 20.023 | 0.37769 | 6.0695 | 0 | 77.7419 | 39.1802 | 20.023 | 0.39959 | 6.1254 | 0 | 65.7281 | 12.8624 | 0 | -0.17876 | -2.0536 | 0 | 10.6301 | 50.1969 | 19.8314 | 0.80831 | 6.5082 | 0 | 77.3448 | 15.9567 | 0 | -0.20325 | -2.1161 | 0 | 13.6373 | 49.7781 | 16.3837 | 1.8063 | 5.6281 | 0 | 73.5962
[5 empty] | C4 | 150.0512 | 26.0249 | 1.3381 | 26.0295 | 5.5727 | 209.0164 | 114.6641 | 26.0249 | 1.4157 | 26.2691 | 6.5402 | 174.914 | 37.6429 | 0 | -0.63333 | -8.807 | 0 | 28.2026 | 146.9054 | 25.7759 | 2.8638 | 27.9108 | 5.5727 | 209.0287 | 46.6985 | 0 | -0.72009 | -9.0751 | -1.0731 | 35.8303 | 145.6797 | 21.2948 | 6.3997 | 24.1366 | 19.1504 | 216.6611
|  |  | 408 | 495 |  | 253.5206 | 105.487 | 3.0848 | 38.836 | 7.2707 |  | 193.732 | 105.487 | 3.2636 | 39.1936 | 8.5329 |  | 63.6 | 0 | -1.46 | -13.14 | 0 |  | 248.2056 | 104.478 | 6.6018 | 41.643 | 7.2707 |  | 78.9 | 0 | -1.66 | -13.54 | -1.4 |  | 246.1346 | 86.3144 | 14.753 | 36.0118 | 24.9852
| EHV OHL Support - Towers |  |  |  | C1 | 103 | 280 | 61 | 33 | 160 | 637 | 61 | 85 | 118 | 81 | 292 | 637 | 0 | 0 | 0 | 0 | 0 | 0 | 56 | 266 | 96 | 24 | 195 | 637 | 0 | 0 | 0 | 0 | 0 | 0 | 5 | 96 | 221 | 96 | 219 | 637
[5 empty] | C2 | 77 | 171 | 92 | 96 | 125 | 561 | 35 | 97 | 106 | 109 | 214 | 561 | 0 | 0 | 0 | 0 | 0 | 0 | 60 | 116 | 104 | 42 | 239 | 561 | 0 | 0 | 0 | 0 | 0 | 0 | 3 | 67 | 106 | 104 | 281 | 561
[5 empty] | C3 | 4 | 5 | 1 | 7 | 1 | 18 | 3 | 2 | 2 | 7 | 4 | 18 | 0 | 0 | 0 | 0 | 0 | 0 | 1 | 6 | 3 | 0 | 8 | 18 | 0 | 0 | 0 | 0 | 0 | 0 | 0 | 4 | 3 | 3 | 8 | 18
[5 empty] | C4 | 10 | 27 | 1 | 2 | 172 | 212 | 10 | 27 | 1 | 2 | 172 | 212 | 0 | 2 | 0 | 0 | -139 | -137 | 5 | 6 | 27 | 0 | 174 | 212 | 0 | 2 | 0 | 0 | -139 | -137 | 2 | 3 | 6 | 27 | 174 | 212
|  |  | 1428 | 1291 |  | 194 | 483 | 155 | 138 | 458 |  | 109 | 211 | 227 | 199 | 682 |  | 0 | 2 | 0 | 0 | -139 |  | 122 | 394 | 230 | 66 | 616 |  | 0 | 2 | 0 | 0 | -139 |  | 10 | 170 | 336 | 230 | 682
| EHV OHL Support - Poles |  |  |  | C1 | 1046 | 1806 | 1095 | 69 | 22 | 4038 | 925 | 1817 | 1103 | 151 | 75 | 4071 | 117 | -30 | -93 | -43 | -10 | -59 | 936 | 1591 | 1154 | 219 | 163 | 4063 | 121 | -30 | -93 | -47 | -18 | -67 | 861 | 1220 | 1485 | 243 | 334 | 4143
[5 empty] | C2 | 1624 | 1865 | 758 | 111 | 12 | 4370 | 1433 | 1874 | 762 | 214 | 58 | 4341 | 191 | -25 | -56 | -49 | -2 | 59 | 1463 | 1655 | 804 | 312 | 141 | 4375 | 207 | -25 | -56 | -49 | -2 | 75 | 1357 | 1287 | 1033 | 349 | 298 | 4324
[5 empty] | C3 | 57 | 55 | 9 | 0 | 2 | 123 | 51 | 56 | 10 | 0 | 2 | 119 | 3 | -3 | -4 | 0 | 0 | -4 | 49 | 46 | 9 | 0 | 2 | 106 | 3 | -3 | -4 | 0 | 0 | -4 | 42 | 31 | 12 | 0 | 2 | 87
[5 empty] | C4 | 451 | 525 | 357 | 28 | 4 | 1365 | 399 | 528 | 360 | 67 | 11 | 1365 | 48 | -9 | -32 | -21 | -4 | -18 | 402 | 461 | 376 | 96 | 17 | 1352 | 48 | -9 | -32 | -25 | -8 | -26 | 368 | 351 | 484 | 107 | 32 | 1342
|  |  | 9896 | 9878 |  | 3178 | 4251 | 2219 | 208 | 40 |  | 2808 | 4275 | 2235 | 432 | 146 |  | 359 | -67 | -185 | -113 | -16 |  | 2850 | 3753 | 2343 | 627 | 323 |  | 379 | -67 | -185 | -121 | -28 |  | 2628 | 2889 | 3014 | 699 | 666
| EHV OHL Fittings and Conductors (Tower Lines) |  |  |  | C1 | 2.2333 | 172.982 | 97.1676 | 158.0498 | 160.9179 | 591.3506 | 2.2333 | 90.3849 | 47.0231 | 230.8255 | 220.8837 | 591.3506 | 102.8067 | 0 | -1.7317 | -27.9955 | -128.2949 | -55.2155 | 1.9354 | 41.9414 | 191.087 | 41.7973 | 314.5894 | 591.3506 | 118.5467 | 0 | -1.7317 | -28.5894 | -143.441 | -55.2155 | 1.0705 | 4.1592 | 181.3945 | 85.7587 | 318.9677 | 591.3506
[5 empty] | C2 | 0 | 0 | 0 | 0 | 0 | 0 | 0 | 0 | 0 | 0 | 0 | 0 | 0 | 0 | 0 | 0 | 0 | 0 | 0 | 0 | 0 | 0 | 0 | 0 | 0 | 0 | 0 | 0 | 0 | 0 | 0 | 0 | 0 | 0 | 0 | 0
[5 empty] | C3 | 0 | 0.83798 | 0.69576 | 1.2627 | 3.6383 | 6.4348 | 0 | 0.29214 | 0.69576 | 1.2627 | 4.1841 | 6.4348 | 0.72651 | 0 | -0.32289 | 0 | -0.40362 | 0 | 0 | 0.29214 | 0.91871 | 0.32289 | 4.901 | 6.4348 | 0.98982 | 0 | -0.32289 | 0 | -0.66693 | 0 | 0 | 0 | 0.83798 | 0.69576 | 4.901 | 6.4348
[5 empty] | C4 | 0 | 0.73612 | 0.59389 | 1.8586 | 1.3742 | 4.5628 | 0 | 0.73612 | 0.59389 | 1.8586 | 1.3742 | 4.5628 | 0.36325 | 0 | 0 | 0 | -0.36325 | 0 | 0 | 0.73612 | 0.59389 | 0.29022 | 2.9425 | 4.5628 | 0.65347 | 0 | 0 | 0 | -0.65347 | 0 | 0 | 0.29791 | 0.43821 | 0.59389 | 3.2328 | 4.5628
|  |  | 602 | 547 |  | 2.2333 | 174.5561 | 98.4572 | 161.171 | 165.9304 |  | 2.2333 | 91.4132 | 48.3128 | 233.9468 | 226.442 |  | 103.8964 | 0 | -2.0546 | -27.9955 | -129.0617 |  | 1.9354 | 42.9697 | 192.5996 | 42.4104 | 322.433 |  | 120.19 | 0 | -2.0546 | -28.5894 | -144.7614 |  | 1.0705 | 4.4571 | 182.6707 | 87.0484 | 327.1015
| [Please insert new asset category as required] |  |  |  | C1 | 0 | 0 | 0 | 0 | 0 | 0 | 0 | 0 | 0 | 0 | 0 | 0 | [5 empty] | 0 | 0 | 0 | 0 | 0 | 0 | 0 | [5 empty] | 0 | 0 | 0 | 0 | 0 | 0 | 0
[5 empty] | C2 | 0 | 0 | 0 | 0 | 0 | 0 | 0 | 0 | 0 | 0 | 0 | 0 | [5 empty] | 0 | 0 | 0 | 0 | 0 | 0 | 0 | [5 empty] | 0 | 0 | 0 | 0 | 0 | 0 | 0
[5 empty] | C3 | 0 | 0 | 0 | 0 | 0 | 0 | 0 | 0 | 0 | 0 | 0 | 0 | [5 empty] | 0 | 0 | 0 | 0 | 0 | 0 | 0 | [5 empty] | 0 | 0 | 0 | 0 | 0 | 0 | 0
[5 empty] | C4 | 0 | 0 | 0 | 0 | 0 | 0 | 0 | 0 | 0 | 0 | 0 | 0 | [5 empty] | 0 | 0 | 0 | 0 | 0 | 0 | 0 | [5 empty] | 0 | 0 | 0 | 0 | 0 | 0 | 0
|  |  | 0 | 0 |  | 0 | 0 | 0 | 0 | 0 |  | 0 | 0 | 0 | 0 | 0 |  | 0 | 0 | 0 | 0 | 0 |  | 0 | 0 | 0 | 0 | 0 |  | 0 | 0 | 0 | 0 | 0 |  | 0 | 0 | 0 | 0 | 0
| [Please insert new asset category as required] |  |  |  | C1 | 0 | 0 | 0 | 0 | 0 | 0 | 0 | 0 | 0 | 0 | 0 | 0 | [5 empty] | 0 | 0 | 0 | 0 | 0 | 0 | 0 | [5 empty] | 0 | 0 | 0 | 0 | 0 | 0 | 0
[5 empty] | C2 | 0 | 0 | 0 | 0 | 0 | 0 | 0 | 0 | 0 | 0 | 0 | 0 | [5 empty] | 0 | 0 | 0 | 0 | 0 | 0 | 0 | [5 empty] | 0 | 0 | 0 | 0 | 0 | 0 | 0
[5 empty] | C3 | 0 | 0 | 0 | 0 | 0 | 0 | 0 | 0 | 0 | 0 | 0 | 0 | [5 empty] | 0 | 0 | 0 | 0 | 0 | 0 | 0 | [5 empty] | 0 | 0 | 0 | 0 | 0 | 0 | 0
[5 empty] | C4 | 0 | 0 | 0 | 0 | 0 | 0 | 0 | 0 | 0 | 0 | 0 | 0 | [5 empty] | 0 | 0 | 0 | 0 | 0 | 0 | 0 | [5 empty] | 0 | 0 | 0 | 0 | 0 | 0 | 0
|  |  | 0 | 0 |  | 0 | 0 | 0 | 0 | 0 |  | 0 | 0 | 0 | 0 | 0 |  | 0 | 0 | 0 | 0 | 0 |  | 0 | 0 | 0 | 0 | 0 |  | 0 | 0 | 0 | 0 | 0 |  | 0 | 0 | 0 | 0 | 0
| [Please insert new asset category as required] |  |  |  | C1 | 0 | 0 | 0 | 0 | 0 | 0 | 0 | 0 | 0 | 0 | 0 | 0 | [5 empty] | 0 | 0 | 0 | 0 | 0 | 0 | 0 | [5 empty] | 0 | 0 | 0 | 0 | 0 | 0 | 0
[5 empty] | C2 | 0 | 0 | 0 | 0 | 0 | 0 | 0 | 0 | 0 | 0 | 0 | 0 | [5 empty] | 0 | 0 | 0 | 0 | 0 | 0 | 0 | [5 empty] | 0 | 0 | 0 | 0 | 0 | 0 | 0
[5 empty] | C3 | 0 | 0 | 0 | 0 | 0 | 0 | 0 | 0 | 0 | 0 | 0 | 0 | [5 empty] | 0 | 0 | 0 | 0 | 0 | 0 | 0 | [5 empty] | 0 | 0 | 0 | 0 | 0 | 0 | 0
[5 empty] | C4 | 0 | 0 | 0 | 0 | 0 | 0 | 0 | 0 | 0 | 0 | 0 | 0 | [5 empty] | 0 | 0 | 0 | 0 | 0 | 0 | 0 | [5 empty] | 0 | 0 | 0 | 0 | 0 | 0 | 0
|  |  | 0 | 0 |  | 0 | 0 | 0 | 0 | 0 |  | 0 | 0 | 0 | 0 | 0 |  | 0 | 0 | 0 | 0 | 0 |  | 0 | 0 | 0 | 0 | 0 |  | 0 | 0 | 0 | 0 | 0 |  | 0 | 0 | 0 | 0 | 0
| [Please insert new asset category as required] |  |  |  | C1 | 0 | 0 | 0 | 0 | 0 | 0 | 0 | 0 | 0 | 0 | 0 | 0 | [5 empty] | 0 | 0 | 0 | 0 | 0 | 0 | 0 | [5 empty] | 0 | 0 | 0 | 0 | 0 | 0 | 0
[5 empty] | C2 | 0 | 0 | 0 | 0 | 0 | 0 | 0 | 0 | 0 | 0 | 0 | 0 | [5 empty] | 0 | 0 | 0 | 0 | 0 | 0 | 0 | [5 empty] | 0 | 0 | 0 | 0 | 0 | 0 | 0
[5 empty] | C3 | 0 | 0 | 0 | 0 | 0 | 0 | 0 | 0 | 0 | 0 | 0 | 0 | [5 empty] | 0 | 0 | 0 | 0 | 0 | 0 | 0 | [5 empty] | 0 | 0 | 0 | 0 | 0 | 0 | 0
[5 empty] | C4 | 0 | 0 | 0 | 0 | 0 | 0 | 0 | 0 | 0 | 0 | 0 | 0 | [5 empty] | 0 | 0 | 0 | 0 | 0 | 0 | 0 | [5 empty] | 0 | 0 | 0 | 0 | 0 | 0 | 0
|  |  | 0 | 0 |  | 0 | 0 | 0 | 0 | 0 |  | 0 | 0 | 0 | 0 | 0 |  | 0 | 0 | 0 | 0 | 0 |  | 0 | 0 | 0 | 0 | 0 |  | 0 | 0 | 0 | 0 | 0 |  | 0 | 0 | 0 | 0 | 0
| [Please insert new asset category as required] |  |  |  | C1 | 0 | 0 | 0 | 0 | 0 | 0 | 0 | 0 | 0 | 0 | 0 | 0 | [5 empty] | 0 | 0 | 0 | 0 | 0 | 0 | 0 | [5 empty] | 0 | 0 | 0 | 0 | 0 | 0 | 0
[5 empty] | C2 | 0 | 0 | 0 | 0 | 0 | 0 | 0 | 0 | 0 | 0 | 0 | 0 | [5 empty] | 0 | 0 | 0 | 0 | 0 | 0 | 0 | [5 empty] | 0 | 0 | 0 | 0 | 0 | 0 | 0
[5 empty] | C3 | 0 | 0 | 0 | 0 | 0 | 0 | 0 | 0 | 0 | 0 | 0 | 0 | [5 empty] | 0 | 0 | 0 | 0 | 0 | 0 | 0 | [5 empty] | 0 | 0 | 0 | 0 | 0 | 0 | 0
[5 empty] | C4 | 0 | 0 | 0 | 0 | 0 | 0 | 0 | 0 | 0 | 0 | 0 | 0 | [5 empty] | 0 | 0 | 0 | 0 | 0 | 0 | 0 | [5 empty] | 0 | 0 | 0 | 0 | 0 | 0 | 0
|  |  | 0 | 0 |  | 0 | 0 | 0 | 0 | 0 |  | 0 | 0 | 0 | 0 | 0 |  | 0 | 0 | 0 | 0 | 0 |  | 0 | 0 | 0 | 0 | 0 |  | 0 | 0 | 0 | 0 | 0 |  | 0 | 0 | 0 | 0 | 0
132kV Network
| 132kV CBs |  |  |  | C1 | 30 | 0 | 2 | 0 | 0 | 32 | 30 | 0 | 2 | 0 | 0 | 32 | 0 | 0 | 0 | 0 | 0 | 0 | 28 | 2 | 0 | 2 | 0 | 32 | 0 | 0 | 0 | 0 | 0 | 0 | 27 | 3 | 0 | 2 | 0 | 32
[5 empty] | C2 | 23 | 0 | 0 | 0 | 0 | 23 | 15 | 0 | 0 | 0 | 8 | 23 | 0 | 0 | 0 | 0 | 0 | 0 | 15 | 0 | 0 | 0 | 8 | 23 | 0 | 0 | 0 | 0 | 0 | 0 | 10 | 5 | 0 | 0 | 8 | 23
[5 empty] | C3 | 18 | 0 | 0 | 8 | 0 | 26 | 18 | 0 | 0 | 8 | 0 | 26 | 0 | 0 | 0 | 0 | 0 | 0 | 18 | 0 | 0 | 8 | 0 | 26 | 9 | 0 | 0 | 0 | -8 | 1 | 18 | 0 | 0 | 0 | 8 | 26
[5 empty] | C4 | 2 | 0 | 0 | 0 | 0 | 2 | 0 | 0 | 2 | 0 | 0 | 2 | 0 | 0 | 0 | 0 | 0 | 0 | 0 | 0 | 0 | 2 | 0 | 2 | 0 | 0 | 0 | 0 | 0 | 0 | 0 | 0 | 0 | 2 | 0 | 2
|  |  | 83 | 84 |  | 73 | 0 | 2 | 8 | 0 |  | 63 | 0 | 4 | 8 | 8 |  | 0 | 0 | 0 | 0 | 0 |  | 61 | 2 | 0 | 12 | 8 |  | 9 | 0 | 0 | 0 | -8 |  | 55 | 8 | 0 | 4 | 16
| 132kV Transformer |  |  |  | C1 | 18 | 9 | 3 | 0 | 0 | 30 | 16 | 9 | 3 | 1 | 1 | 30 | 0 | 0 | 0 | 0 | 0 | 0 | 15 | 9 | 1 | 3 | 2 | 30 | 0 | 0 | 0 | 0 | 0 | 0 | 15 | 6 | 4 | 3 | 2 | 30
[5 empty] | C2 | 12 | 10 | 8 | 4 | 0 | 34 | 12 | 10 | 8 | 4 | 0 | 34 | 2 | 0 | 0 | 0 | -2 | 0 | 10 | 11 | 8 | 2 | 3 | 34 | 2 | 0 | 0 | 0 | -2 | 0 | 8 | 11 | 8 | 3 | 4 | 34
[5 empty] | C3 | 7 | 4 | 2 | 0 | 0 | 13 | 5 | 4 | 2 | 2 | 0 | 13 | 0 | 0 | 0 | 0 | 0 | 0 | 5 | 4 | 2 | 0 | 2 | 13 | 0 | 0 | 0 | 0 | 0 | 0 | 5 | 4 | 2 | 0 | 2 | 13
[5 empty] | C4 | 2 | 0 | 0 | 0 | 0 | 2 | 2 | 0 | 0 | 0 | 0 | 2 | 0 | 0 | 0 | 0 | 0 | 0 | 2 | 0 | 0 | 0 | 0 | 2 | 0 | 0 | 0 | 0 | 0 | 0 | 2 | 0 | 0 | 0 | 0 | 2
|  |  | 79 | 79 |  | 39 | 23 | 13 | 4 | 0 |  | 35 | 23 | 13 | 7 | 1 |  | 2 | 0 | 0 | 0 | -2 |  | 32 | 24 | 11 | 5 | 7 |  | 2 | 0 | 0 | 0 | -2 |  | 30 | 21 | 14 | 6 | 8
| 132kV UG Cable (Gas) |  |  |  | C1 | 0 | 0 | 0 | 0 | 0.0030333 | 0.0030333 | 0 | 0 | 0 | 0 | 0.67969 | 0.67969 | 0 | 0 | 0 | 0 | 0 | 0 | 0 | 0 | 0 | 0 | 0.0030333 | 0.0030333 | 0 | 0 | 0 | 0 | 0 | 0 | 0 | 0 | 0 | 0 | 0.0030333 | 0.0030333
[5 empty] | C2 | 0 | 0 | 0 | 0 | 0.0011431 | 0.0011431 | 0 | 0 | 0 | 0 | 0.25615 | 0.25615 | 0 | 0 | 0 | 0 | 0 | 0 | 0 | 0 | 0 | 0 | 0.0011431 | 0.0011431 | 0 | 0 | 0 | 0 | 0 | 0 | 0 | 0 | 0 | 0 | 0.0011431 | 0.0011431
[5 empty] | C3 | 0 | 0 | 0 | 0 | 0.016356 | 0.016356 | 0 | 0 | 0 | 0 | 3.6651 | 3.6651 | 0 | 0 | 0 | 0 | 0 | 0 | 0 | 0 | 0 | 0 | 0.016356 | 0.016356 | 0 | 0 | 0 | 0 | 0 | 0 | 0 | 0 | 0 | 0 | 0.016356 | 0.016356
[5 empty] | C4 | 0 | 0 | 0 | 0 | 0.0054672 | 0.0054672 | 0 | 0 | 0 | 0 | 1.2251 | 1.2251 | 0 | 0 | 0 | 0 | 0 | 0 | 0 | 0 | 0 | 0 | 0.0054672 | 0.0054672 | 0 | 0 | 0 | 0 | 0 | 0 | 0 | 0 | 0 | 0 | 0.0054672 | 0.0054672
|  |  | 0 | 0 |  | 0 | 0 | 0 | 0 | 0.026 |  | 0 | 0 | 0 | 0 | 5.826 |  | 0 | 0 | 0 | 0 | 0 |  | 0 | 0 | 0 | 0 | 0.026 |  | 0 | 0 | 0 | 0 | 0 |  | 0 | 0 | 0 | 0 | 0.026
| 132kV UG Cable (Oil) |  |  |  | C1 | 0 | 2.9422 | 0.71401 | 1.6033 | 1.6842 | 6.9437 | 0 | 2.9422 | 0.71401 | 1.6033 | 1.6842 | 6.9437 | 0 | 0 | -0.048089 | -0.23887 | -1.264 | -1.5509 | 0 | 2.7908 | 0.70587 | 1.9907 | 1.6982 | 7.1857 | 0 | 0 | -0.12567 | -1.0489 | -2.1796 | -3.3542 | 0 | 0.64753 | 1.6511 | 1.1276 | 4.3905 | 7.8167
[5 empty] | C2 | 3.7561 | 3.3857 | 4.3751 | 9.8785 | 2.2337 | 23.6291 | 3.7561 | 3.3857 | 4.3751 | 9.8785 | 2.2337 | 23.6291 | 0 | 0 | -0.29466 | -1.4717 | -1.6764 | -3.4428 | 1.3281 | 3.2115 | 4.3252 | 12.2653 | 2.2523 | 23.3825 | 0 | 0 | -0.77005 | -6.4626 | -2.8908 | -10.1235 | 1.3281 | 0.74514 | 10.1171 | 6.9474 | 5.823 | 24.9608
[5 empty] | C3 | 0 | 14.9297 | 6.0468 | 3.6204 | 2.0782 | 26.675 | 0 | 14.9297 | 6.0468 | 3.6204 | 2.0782 | 26.675 | 0 | 0 | -0.40725 | -0.53938 | -1.5597 | -2.5063 | 0 | 14.1616 | 5.9778 | 4.4951 | 2.0955 | 26.73 | 0 | 0 | -1.0643 | -2.3685 | -2.6895 | -6.1223 | 0 | 3.2858 | 13.9829 | 2.5462 | 5.4176 | 25.2324
[5 empty] | C4 | 0 | 0.97712 | 0 | 0 | 0 | 0.97712 | 0 | 0.97712 | 0 | 0 | 0 | 0.97712 | 0 | 0 | 0 | 0 | 0 | 0 | 0 | 0.92685 | 0 | 0 | 0 | 0.92685 | 0 | 0 | 0 | 0 | 0 | 0 | 0 | 0.21505 | 0 | 0 | 0 | 0.21505
|  |  | 58 | 39 |  | 3.7561 | 22.2348 | 11.1358 | 15.1022 | 5.9961 |  | 3.7561 | 22.2348 | 11.1358 | 15.1022 | 5.9961 |  | 0 | 0 | -0.75 | -2.25 | -4.5 |  | 1.3281 | 21.0908 | 11.0088 | 18.7512 | 6.0461 |  | 0 | 0 | -1.96 | -9.88 | -7.76 |  | 1.3281 | 4.8935 | 25.7511 | 10.6212 | 15.6311
| 132kV UG Cable (Non Pressurised) |  |  |  | C1 | 30.5703 | 1.6243 | 0 | 0 | 0 | 32.1946 | 24.6703 | 1.6243 | 0 | 0 | 0 | 26.2946 | 7.5 | 0 | 0 | 0 | 0 | 7.5 | 30.5703 | 1.6243 | 0 | 0 | 0 | 32.1946 | 19.6 | 0 | 0 | 0 | 0 | 19.6 | 30.5703 | 1.6243 | 0 | 0 | 0 | 32.1946
[5 empty] | C2 | 0 | 0.52772 | 0.001 | 0.083556 | 0.007 | 0.61927 | 0 | 0.52772 | 0.001 | 0.083556 | 0.007 | 0.61927 | 0 | 0 | 0 | 0 | 0 | 0 | 0 | 0.52772 | 0.001 | 0.083556 | 0.007 | 0.61927 | 0 | 0 | 0 | 0 | 0 | 0 | 0 | 0.52772 | 0.001 | 0.083556 | 0.007 | 0.61927
[5 empty] | C3 | 0 | 0 | 0 | 0 | 0 | 0 | 0 | 0 | 0 | 0 | 0 | 0 | 0 | 0 | 0 | 0 | 0 | 0 | 0 | 0 | 0 | 0 | 0 | 0 | 0 | 0 | 0 | 0 | 0 | 0 | 0 | 0 | 0 | 0 | 0 | 0
[5 empty] | C4 | 0 | 6.0781 | 0 | 0 | 0 | 6.0781 | 0 | 6.0781 | 0 | 0 | 0 | 6.0781 | 0 | 0 | 0 | 0 | 0 | 0 | 0 | 6.0781 | 0 | 0 | 0 | 6.0781 | 0 | 0 | 0 | 0 | 0 | 0 | 0 | 6.0781 | 0 | 0 | 0 | 6.0781
|  |  | 39 | 58 |  | 30.5703 | 8.2302 | 0.001 | 0.083556 | 0.007 |  | 24.6703 | 8.2302 | 0.001 | 0.083556 | 0.007 |  | 7.5 | 0 | 0 | 0 | 0 |  | 30.5703 | 8.2302 | 0.001 | 0.083556 | 0.007 |  | 19.6 | 0 | 0 | 0 | 0 |  | 30.5703 | 8.2302 | 0.001 | 0.083556 | 0.007
| 132kV OHL Support - Tower |  |  |  | C1 | 145 | 227 | 58 | 28 | 114 | 572 | 52 | 139 | 94 | 35 | 252 | 572 | 0 | 0 | 0 | 0 | 0 | 0 | 88 | 237 | 56 | 46 | 145 | 572 | 0 | 0 | 0 | 0 | 0 | 0 | 34 | 111 | 180 | 56 | 191 | 572
[5 empty] | C2 | 184 | 73 | 9 | 41 | 56 | 363 | 17 | 67 | 23 | 48 | 208 | 363 | 0 | 0 | 0 | 0 | 0 | 0 | 115 | 88 | 56 | 7 | 97 | 363 | 0 | 0 | 0 | 0 | 0 | 0 | 4 | 171 | 28 | 56 | 104 | 363
[5 empty] | C3 | 28 | 66 | 0 | 23 | 5 | 122 | 4 | 8 | 13 | 26 | 71 | 122 | 0 | 0 | 0 | 0 | 0 | 0 | 10 | 82 | 2 | 0 | 28 | 122 | 0 | 0 | 0 | 0 | 0 | 0 | 2 | 26 | 64 | 2 | 28 | 122
[5 empty] | C4 | 97 | 7 | 0 | 0 | 8 | 112 | 1 | 2 | 4 | 22 | 83 | 112 | 0 | 0 | 0 | 0 | 0 | 0 | 96 | 7 | 1 | 0 | 8 | 112 | 0 | 0 | 0 | 0 | 0 | 0 | 0 | 97 | 6 | 1 | 8 | 112
|  |  | 1169 | 1169 |  | 454 | 373 | 67 | 92 | 183 |  | 74 | 216 | 134 | 131 | 614 |  | 0 | 0 | 0 | 0 | 0 |  | 309 | 414 | 115 | 53 | 278 |  | 0 | 0 | 0 | 0 | 0 |  | 40 | 405 | 278 | 115 | 331
| 132kV OHL Fittings and Conductors (Tower Lines) |  |  |  | C1 | 59.426 | 153.5999 | 184.0823 | 56.0422 | 81.9465 | 535.0969 | 58.4481 | 35.9218 | 99.5766 | 159.0191 | 182.1313 | 535.0969 | 0 | 0 | 0 | 0 | 0 | 0 | 55.9704 | 21.8938 | 243.6033 | 80.0159 | 133.6134 | 535.0969 | 0 | 0 | 0 | 0 | 0 | 0 | 55.9704 | 13.4634 | 234.4327 | 94.4155 | 136.8148 | 535.0969
[5 empty] | C2 | 0.52193 | 3.2945 | 27.6214 | 2.1808 | 6.5189 | 40.1377 | 0.52193 | 0 | 26.7231 | 3.2693 | 9.6234 | 40.1377 | 0 | 0 | 0 | 0 | 0 | 0 | 0.52193 | 0 | 29.3017 | 1.6143 | 8.6998 | 40.1377 | 0 | 0 | 0 | 0 | 0 | 0 | 0.52193 | 0 | 5.3726 | 25.5434 | 8.6998 | 40.1377
[5 empty] | C3 | 0 | 0 | 2.2856 | 1.622 | 0 | 3.9077 | 0 | 0 | 2.2856 | 1.622 | 0 | 3.9077 | 0 | 0 | 0 | 0 | 0 | 0 | 0 | 0 | 0.49864 | 2.6601 | 0.74894 | 3.9077 | 0 | 0 | 0 | 0 | 0 | 0 | 0 | 0 | 0 | 2.2856 | 1.622 | 3.9077
[5 empty] | C4 | 0 | 0 | 2.8134 | 1.4503 | 0.50155 | 4.7653 | 0 | 0 | 2.1517 | 1.4503 | 1.1632 | 4.7653 | 0 | 0 | 0 | 0 | 0 | 0 | 0 | 0 | 0.71013 | 3.5536 | 0.50155 | 4.7653 | 0 | 0 | 0 | 0 | 0 | 0 | 0 | 0 | 0.71013 | 2.1032 | 1.9519 | 4.7653
|  |  | 584 | 584 |  | 59.9479 | 156.8945 | 216.8026 | 61.2954 | 88.967 |  | 58.97 | 35.9218 | 130.737 | 165.3608 | 192.9179 |  | 0 | 0 | 0 | 0 | 0 |  | 56.4923 | 21.8938 | 274.1138 | 87.8439 | 143.5637 |  | 0 | 0 | 0 | 0 | 0 |  | 56.4923 | 13.4634 | 240.5154 | 124.3478 | 149.0886
| [Please insert new asset category as required] |  |  |  | C1 | 0 | 0 | 0 | 0 | 0 | 0 | 0 | 0 | 0 | 0 | 0 | 0 | [5 empty] | 0 | 0 | 0 | 0 | 0 | 0 | 0 | [5 empty] | 0 | 0 | 0 | 0 | 0 | 0 | 0
[5 empty] | C2 | 0 | 0 | 0 | 0 | 0 | 0 | 0 | 0 | 0 | 0 | 0 | 0 | [5 empty] | 0 | 0 | 0 | 0 | 0 | 0 | 0 | [5 empty] | 0 | 0 | 0 | 0 | 0 | 0 | 0
[5 empty] | C3 | 0 | 0 | 0 | 0 | 0 | 0 | 0 | 0 | 0 | 0 | 0 | 0 | [5 empty] | 0 | 0 | 0 | 0 | 0 | 0 | 0 | [5 empty] | 0 | 0 | 0 | 0 | 0 | 0 | 0
[5 empty] | C4 | 0 | 0 | 0 | 0 | 0 | 0 | 0 | 0 | 0 | 0 | 0 | 0 | [5 empty] | 0 | 0 | 0 | 0 | 0 | 0 | 0 | [5 empty] | 0 | 0 | 0 | 0 | 0 | 0 | 0
|  |  | 0 | 0 |  | 0 | 0 | 0 | 0 | 0 |  | 0 | 0 | 0 | 0 | 0 |  | 0 | 0 | 0 | 0 | 0 |  | 0 | 0 | 0 | 0 | 0 |  | 0 | 0 | 0 | 0 | 0 |  | 0 | 0 | 0 | 0 | 0
| [Please insert new asset category as required] |  |  |  | C1 | 0 | 0 | 0 | 0 | 0 | 0 | 0 | 0 | 0 | 0 | 0 | 0 | [5 empty] | 0 | 0 | 0 | 0 | 0 | 0 | 0 | [5 empty] | 0 | 0 | 0 | 0 | 0 | 0 | 0
[5 empty] | C2 | 0 | 0 | 0 | 0 | 0 | 0 | 0 | 0 | 0 | 0 | 0 | 0 | [5 empty] | 0 | 0 | 0 | 0 | 0 | 0 | 0 | [5 empty] | 0 | 0 | 0 | 0 | 0 | 0 | 0
[5 empty] | C3 | 0 | 0 | 0 | 0 | 0 | 0 | 0 | 0 | 0 | 0 | 0 | 0 | [5 empty] | 0 | 0 | 0 | 0 | 0 | 0 | 0 | [5 empty] | 0 | 0 | 0 | 0 | 0 | 0 | 0
[5 empty] | C4 | 0 | 0 | 0 | 0 | 0 | 0 | 0 | 0 | 0 | 0 | 0 | 0 | [5 empty] | 0 | 0 | 0 | 0 | 0 | 0 | 0 | [5 empty] | 0 | 0 | 0 | 0 | 0 | 0 | 0
|  |  | 0 | 0 |  | 0 | 0 | 0 | 0 | 0 |  | 0 | 0 | 0 | 0 | 0 |  | 0 | 0 | 0 | 0 | 0 |  | 0 | 0 | 0 | 0 | 0 |  | 0 | 0 | 0 | 0 | 0 |  | 0 | 0 | 0 | 0 | 0
| [Please insert new asset category as required] |  |  |  | C1 | 0 | 0 | 0 | 0 | 0 | 0 | 0 | 0 | 0 | 0 | 0 | 0 | [5 empty] | 0 | 0 | 0 | 0 | 0 | 0 | 0 | [5 empty] | 0 | 0 | 0 | 0 | 0 | 0 | 0
[5 empty] | C2 | 0 | 0 | 0 | 0 | 0 | 0 | 0 | 0 | 0 | 0 | 0 | 0 | [5 empty] | 0 | 0 | 0 | 0 | 0 | 0 | 0 | [5 empty] | 0 | 0 | 0 | 0 | 0 | 0 | 0
[5 empty] | C3 | 0 | 0 | 0 | 0 | 0 | 0 | 0 | 0 | 0 | 0 | 0 | 0 | [5 empty] | 0 | 0 | 0 | 0 | 0 | 0 | 0 | [5 empty] | 0 | 0 | 0 | 0 | 0 | 0 | 0
[5 empty] | C4 | 0 | 0 | 0 | 0 | 0 | 0 | 0 | 0 | 0 | 0 | 0 | 0 | [5 empty] | 0 | 0 | 0 | 0 | 0 | 0 | 0 | [5 empty] | 0 | 0 | 0 | 0 | 0 | 0 | 0
|  |  | 0 | 0 |  | 0 | 0 | 0 | 0 | 0 |  | 0 | 0 | 0 | 0 | 0 |  | 0 | 0 | 0 | 0 | 0 |  | 0 | 0 | 0 | 0 | 0 |  | 0 | 0 | 0 | 0 | 0 |  | 0 | 0 | 0 | 0 | 0
| [Please insert new asset category as required] |  |  |  | C1 | 0 | 0 | 0 | 0 | 0 | 0 | 0 | 0 | 0 | 0 | 0 | 0 | [5 empty] | 0 | 0 | 0 | 0 | 0 | 0 | 0 | [5 empty] | 0 | 0 | 0 | 0 | 0 | 0 | 0
[5 empty] | C2 | 0 | 0 | 0 | 0 | 0 | 0 | 0 | 0 | 0 | 0 | 0 | 0 | [5 empty] | 0 | 0 | 0 | 0 | 0 | 0 | 0 | [5 empty] | 0 | 0 | 0 | 0 | 0 | 0 | 0
[5 empty] | C3 | 0 | 0 | 0 | 0 | 0 | 0 | 0 | 0 | 0 | 0 | 0 | 0 | [5 empty] | 0 | 0 | 0 | 0 | 0 | 0 | 0 | [5 empty] | 0 | 0 | 0 | 0 | 0 | 0 | 0
[5 empty] | C4 | 0 | 0 | 0 | 0 | 0 | 0 | 0 | 0 | 0 | 0 | 0 | 0 | [5 empty] | 0 | 0 | 0 | 0 | 0 | 0 | 0 | [5 empty] | 0 | 0 | 0 | 0 | 0 | 0 | 0
|  |  | 0 | 0 |  | 0 | 0 | 0 | 0 | 0 |  | 0 | 0 | 0 | 0 | 0 |  | 0 | 0 | 0 | 0 | 0 |  | 0 | 0 | 0 | 0 | 0 |  | 0 | 0 | 0 | 0 | 0 |  | 0 | 0 | 0 | 0 | 0
| [Please insert new asset category as required] |  |  |  | C1 | 0 | 0 | 0 | 0 | 0 | 0 | 0 | 0 | 0 | 0 | 0 | 0 | [5 empty] | 0 | 0 | 0 | 0 | 0 | 0 | 0 | [5 empty] | 0 | 0 | 0 | 0 | 0 | 0 | 0
[5 empty] | C2 | 0 | 0 | 0 | 0 | 0 | 0 | 0 | 0 | 0 | 0 | 0 | 0 | [5 empty] | 0 | 0 | 0 | 0 | 0 | 0 | 0 | [5 empty] | 0 | 0 | 0 | 0 | 0 | 0 | 0
[5 empty] | C3 | 0 | 0 | 0 | 0 | 0 | 0 | 0 | 0 | 0 | 0 | 0 | 0 | [5 empty] | 0 | 0 | 0 | 0 | 0 | 0 | 0 | [5 empty] | 0 | 0 | 0 | 0 | 0 | 0 | 0
[5 empty] | C4 | 0 | 0 | 0 | 0 | 0 | 0 | 0 | 0 | 0 | 0 | 0 | 0 | [5 empty] | 0 | 0 | 0 | 0 | 0 | 0 | 0 | [5 empty] | 0 | 0 | 0 | 0 | 0 | 0 | 0
|  |  | 0 | 0 |  | 0 | 0 | 0 | 0 | 0 |  | 0 | 0 | 0 | 0 | 0 |  | 0 | 0 | 0 | 0 | 0 |  | 0 | 0 | 0 | 0 | 0 |  | 0 | 0 | 0 | 0 | 0 |  | 0 | 0 | 0 | 0 | 0
Other
| Submarine Cables |  |  |  | C1 | 0 | 0 | 0 | 0 | 0 | 0 | 0 | 0 | 0 | 0 | 0 | 0 | [5 empty] | 0 | 0 | 0 | 0 | 0 | 0 | 0 | [5 empty] | 0 | 0 | 0 | 0 | 0 | 0 | 0
[5 empty] | C2 | 0 | 0 | 0 | 0 | 0 | 0 | 0 | 0 | 0 | 0 | 0 | 0 | [5 empty] | 0 | 0 | 0 | 0 | 0 | 0 | 0 | [5 empty] | 0 | 0 | 0 | 0 | 0 | 0 | 0
[5 empty] | C3 | 0 | 0 | 0 | 0 | 0 | 0 | 0 | 0 | 0 | 0 | 0 | 0 | [5 empty] | 0 | 0 | 0 | 0 | 0 | 0 | 0 | [5 empty] | 0 | 0 | 0 | 0 | 0 | 0 | 0
[5 empty] | C4 | 0 | 0 | 0 | 0 | 0 | 0 | 0 | 0 | 0 | 0 | 0 | 0 | [5 empty] | 0 | 0 | 0 | 0 | 0 | 0 | 0 | [5 empty] | 0 | 0 | 0 | 0 | 0 | 0 | 0
|  |  | 0 | 0 |  | 0 | 0 | 0 | 0 | 0 |  | 0 | 0 | 0 | 0 | 0 |  | 0 | 0 | 0 | 0 | 0 |  | 0 | 0 | 0 | 0 | 0 |  | 0 | 0 | 0 | 0 | 0 |  | 0 | 0 | 0 | 0 | 0
| [Please insert new asset category as required] |  |  |  | C1 | 0 | 0 | 0 | 0 | 0 | 0 | 0 | 0 | 0 | 0 | 0 | 0 | [5 empty] | 0 | 0 | 0 | 0 | 0 | 0 | 0 | [5 empty] | 0 | 0 | 0 | 0 | 0 | 0 | 0
[5 empty] | C2 | 0 | 0 | 0 | 0 | 0 | 0 | 0 | 0 | 0 | 0 | 0 | 0 | [5 empty] | 0 | 0 | 0 | 0 | 0 | 0 | 0 | [5 empty] | 0 | 0 | 0 | 0 | 0 | 0 | 0
[5 empty] | C3 | 0 | 0 | 0 | 0 | 0 | 0 | 0 | 0 | 0 | 0 | 0 | 0 | [5 empty] | 0 | 0 | 0 | 0 | 0 | 0 | 0 | [5 empty] | 0 | 0 | 0 | 0 | 0 | 0 | 0
[5 empty] | C4 | 0 | 0 | 0 | 0 | 0 | 0 | 0 | 0 | 0 | 0 | 0 | 0 | [5 empty] | 0 | 0 | 0 | 0 | 0 | 0 | 0 | [5 empty] | 0 | 0 | 0 | 0 | 0 | 0 | 0
|  |  | 0 | 0 |  | 0 | 0 | 0 | 0 | 0 |  | 0 | 0 | 0 | 0 | 0 |  | 0 | 0 | 0 | 0 | 0 |  | 0 | 0 | 0 | 0 | 0 |  | 0 | 0 | 0 | 0 | 0 |  | 0 | 0 | 0 | 0 | 0
| [Please insert new asset category as required] |  |  |  | C1 | 0 | 0 | 0 | 0 | 0 | 0 | 0 | 0 | 0 | 0 | 0 | 0 | [5 empty] | 0 | 0 | 0 | 0 | 0 | 0 | 0 | [5 empty] | 0 | 0 | 0 | 0 | 0 | 0 | 0
[5 empty] | C2 | 0 | 0 | 0 | 0 | 0 | 0 | 0 | 0 | 0 | 0 | 0 | 0 | [5 empty] | 0 | 0 | 0 | 0 | 0 | 0 | 0 | [5 empty] | 0 | 0 | 0 | 0 | 0 | 0 | 0
[5 empty] | C3 | 0 | 0 | 0 | 0 | 0 | 0 | 0 | 0 | 0 | 0 | 0 | 0 | [5 empty] | 0 | 0 | 0 | 0 | 0 | 0 | 0 | [5 empty] | 0 | 0 | 0 | 0 | 0 | 0 | 0
[5 empty] | C4 | 0 | 0 | 0 | 0 | 0 | 0 | 0 | 0 | 0 | 0 | 0 | 0 | [5 empty] | 0 | 0 | 0 | 0 | 0 | 0 | 0 | [5 empty] | 0 | 0 | 0 | 0 | 0 | 0 | 0
|  |  | 0 | 0 |  | 0 | 0 | 0 | 0 | 0 |  | 0 | 0 | 0 | 0 | 0 |  | 0 | 0 | 0 | 0 | 0 |  | 0 | 0 | 0 | 0 | 0 |  | 0 | 0 | 0 | 0 | 0 |  | 0 | 0 | 0 | 0 | 0
| [Please insert new asset category as required] |  |  |  | C1 | 0 | 0 | 0 | 0 | 0 | 0 | 0 | 0 | 0 | 0 | 0 | 0 | [5 empty] | 0 | 0 | 0 | 0 | 0 | 0 | 0 | [5 empty] | 0 | 0 | 0 | 0 | 0 | 0 | 0
[5 empty] | C2 | 0 | 0 | 0 | 0 | 0 | 0 | 0 | 0 | 0 | 0 | 0 | 0 | [5 empty] | 0 | 0 | 0 | 0 | 0 | 0 | 0 | [5 empty] | 0 | 0 | 0 | 0 | 0 | 0 | 0
[5 empty] | C3 | 0 | 0 | 0 | 0 | 0 | 0 | 0 | 0 | 0 | 0 | 0 | 0 | [5 empty] | 0 | 0 | 0 | 0 | 0 | 0 | 0 | [5 empty] | 0 | 0 | 0 | 0 | 0 | 0 | 0
[5 empty] | C4 | 0 | 0 | 0 | 0 | 0 | 0 | 0 | 0 | 0 | 0 | 0 | 0 | [5 empty] | 0 | 0 | 0 | 0 | 0 | 0 | 0 | [5 empty] | 0 | 0 | 0 | 0 | 0 | 0 | 0
|  |  | 0 | 0 |  | 0 | 0 | 0 | 0 | 0 |  | 0 | 0 | 0 | 0 | 0 |  | 0 | 0 | 0 | 0 | 0 |  | 0 | 0 | 0 | 0 | 0 |  | 0 | 0 | 0 | 0 | 0 |  | 0 | 0 | 0 | 0 | 0
| [Please insert new asset category as required] |  |  |  | C1 | 0 | 0 | 0 | 0 | 0 | 0 | 0 | 0 | 0 | 0 | 0 | 0 | [5 empty] | 0 | 0 | 0 | 0 | 0 | 0 | 0 | [5 empty] | 0 | 0 | 0 | 0 | 0 | 0 | 0
[5 empty] | C2 | 0 | 0 | 0 | 0 | 0 | 0 | 0 | 0 | 0 | 0 | 0 | 0 | [5 empty] | 0 | 0 | 0 | 0 | 0 | 0 | 0 | [5 empty] | 0 | 0 | 0 | 0 | 0 | 0 | 0
[5 empty] | C3 | 0 | 0 | 0 | 0 | 0 | 0 | 0 | 0 | 0 | 0 | 0 | 0 | [5 empty] | 0 | 0 | 0 | 0 | 0 | 0 | 0 | [5 empty] | 0 | 0 | 0 | 0 | 0 | 0 | 0
[5 empty] | C4 | 0 | 0 | 0 | 0 | 0 | 0 | 0 | 0 | 0 | 0 | 0 | 0 | [5 empty] | 0 | 0 | 0 | 0 | 0 | 0 | 0 | [5 empty] | 0 | 0 | 0 | 0 | 0 | 0 | 0
|  |  | 0 | 0 |  | 0 | 0 | 0 | 0 | 0 |  | 0 | 0 | 0 | 0 | 0 |  | 0 | 0 | 0 | 0 | 0 |  | 0 | 0 | 0 | 0 | 0 |  | 0 | 0 | 0 | 0 | 0 |  | 0 | 0 | 0 | 0 | 0
| [Please insert new asset category as required] |  |  |  | C1 | 0 | 0 | 0 | 0 | 0 | 0 | 0 | 0 | 0 | 0 | 0 | 0 | [5 empty] | 0 | 0 | 0 | 0 | 0 | 0 | 0 | [5 empty] | 0 | 0 | 0 | 0 | 0 | 0 | 0
[5 empty] | C2 | 0 | 0 | 0 | 0 | 0 | 0 | 0 | 0 | 0 | 0 | 0 | 0 | [5 empty] | 0 | 0 | 0 | 0 | 0 | 0 | 0 | [5 empty] | 0 | 0 | 0 | 0 | 0 | 0 | 0
[5 empty] | C3 | 0 | 0 | 0 | 0 | 0 | 0 | 0 | 0 | 0 | 0 | 0 | 0 | [5 empty] | 0 | 0 | 0 | 0 | 0 | 0 | 0 | [5 empty] | 0 | 0 | 0 | 0 | 0 | 0 | 0
[5 empty] | C4 | 0 | 0 | 0 | 0 | 0 | 0 | 0 | 0 | 0 | 0 | 0 | 0 | [5 empty] | 0 | 0 | 0 | 0 | 0 | 0 | 0 | [5 empty] | 0 | 0 | 0 | 0 | 0 | 0 | 0
|  |  | 0 | 0 |  | 0 | 0 | 0 | 0 | 0 |  | 0 | 0 | 0 | 0 | 0 |  | 0 | 0 | 0 | 0 | 0 |  | 0 | 0 | 0 | 0 | 0 |  | 0 | 0 | 0 | 0 | 0 |  | 0 | 0 | 0 | 0 | 0
| TOTAL |  | 241438 | 239383 |  | 79461.5571 | 63119.1043 | 62690.8796 | 28331.1633 | 7836.2525 |  | 72340.8732 | 62950.9887 | 64146.4037 | 31275.6199 | 11650.0551 |  | 8802.9964 | -362 | -1960.5946 | -3030.0455 | -4604.8717 |  | 69731.9612 | 33024.191 | 68678.0298 | 56487.4481 | 13538.3268 |  | 21946.69 | -681 | -4157.3346 | -7123.3294 | -12092.5414 |  | 60791.0253 | 29640.0713 | 61151.9975 | 58228.2551 | 31648.6077
Health Index Definitions
|  |  | HI1 | New or as new
|  |  | HI2 | Good or seviceable condition
|  |  | HI3 | Deterioration requires assessment and monitoring
|  |  | HI4 | Material deterioration, intervention requires consideration
|  |  | HI5 | End of serviceable life, intervention required
Criticality Index Definitions
|  |  | C1 | Low criticality
|  |  | C2 | Average criticality
|  |  | C3 | High criticality
|  |  | C4 | Very high criticality

## NAW4 - Refurb - NPgN
NAW4: Secondary deliverables RIIO-ED1 - refurbishment
NPgN
Price base (2012/13)
| ASSET CATEGORIES |  | ASSET REGISTER |  |  | End of DPCR5 (31 March 2015) with investment | [5 empty] | End of DPCR5 (31 March 2015) without investment | [5 empty] | Mid-Period Review (31 March 2019) planned investment | [5 empty] | Mid-Period Review (31 March 2019) without investment | [5 empty] | End of RIIO-ED1 (31 March 2023) planned investment | [5 empty] | End of RIIO-ED1 (31 March 2023) without investment
Is it your current intention to have a health index for this asset category in the RIIO-ED1 control period.
|  |  | as at 31st March 2015 | as at 31st March 2023 |  | HI 1 | HI 2 | HI 3 | HI 4 | HI 5 |  | HI 1 | HI 2 | HI 3 | HI 4 | HI 5 |  | HI 1 | HI 2 | HI 3 | HI 4 | HI 5 |  | HI 1 | HI 2 | HI 3 | HI 4 | HI 5 |  | HI 1 | HI 2 | HI 3 | HI 4 | HI 5 |  | HI 1 | HI 2 | HI 3 | HI 4 | HI 5
LV Network
| LV Switchgear and Other |  |  |  | C1 | 0 | 0 | 0 | 0 | 0 | 0 | 0 | 0 | 0 | 0 | 0 | 0 | [5 empty] | 0 | 0 | 0 | 0 | 0 | 0 | 0 | [5 empty] | 0 | 0 | 0 | 0 | 0 | 0 | 0 | Yes
[5 empty] | C2 | 0 | 0 | 0 | 0 | 0 | 0 | 0 | 0 | 0 | 0 | 0 | 0 | [5 empty] | 0 | 0 | 0 | 0 | 0 | 0 | 0 | [5 empty] | 0 | 0 | 0 | 0 | 0 | 0 | 0 | No
[5 empty] | C3 | 0 | 0 | 0 | 0 | 0 | 0 | 0 | 0 | 0 | 0 | 0 | 0 | [5 empty] | 0 | 0 | 0 | 0 | 0 | 0 | 0 | [5 empty] | 0 | 0 | 0 | 0 | 0 | 0 | 0
[5 empty] | C4 | 0 | 0 | 0 | 0 | 0 | 0 | 0 | 0 | 0 | 0 | 0 | 0 | [5 empty] | 0 | 0 | 0 | 0 | 0 | 0 | 0 | [5 empty] | 0 | 0 | 0 | 0 | 0 | 0 | 0
|  |  | 0 | 0 |  | 0 | 0 | 0 | 0 | 0 |  | 0 | 0 | 0 | 0 | 0 |  | 0 | 0 | 0 | 0 | 0 |  | 0 | 0 | 0 | 0 | 0 |  | 0 | 0 | 0 | 0 | 0 |  | 0 | 0 | 0 | 0 | 0
| LV UGB |  |  |  | C1 | 0 | 0 | 0 | 0 | 0 | 0 | 0 | 0 | 0 | 0 | 0 | 0 | [5 empty] | 0 | 0 | 0 | 0 | 0 | 0 | 0 | [5 empty] | 0 | 0 | 0 | 0 | 0 | 0 | 0
[5 empty] | C2 | 0 | 0 | 0 | 0 | 0 | 0 | 0 | 0 | 0 | 0 | 0 | 0 | [5 empty] | 0 | 0 | 0 | 0 | 0 | 0 | 0 | [5 empty] | 0 | 0 | 0 | 0 | 0 | 0 | 0
[5 empty] | C3 | 0 | 0 | 0 | 0 | 0 | 0 | 0 | 0 | 0 | 0 | 0 | 0 | [5 empty] | 0 | 0 | 0 | 0 | 0 | 0 | 0 | [5 empty] | 0 | 0 | 0 | 0 | 0 | 0 | 0
[5 empty] | C4 | 0 | 0 | 0 | 0 | 0 | 0 | 0 | 0 | 0 | 0 | 0 | 0 | [5 empty] | 0 | 0 | 0 | 0 | 0 | 0 | 0 | [5 empty] | 0 | 0 | 0 | 0 | 0 | 0 | 0
|  |  | 0 | 0 |  | 0 | 0 | 0 | 0 | 0 |  | 0 | 0 | 0 | 0 | 0 |  | 0 | 0 | 0 | 0 | 0 |  | 0 | 0 | 0 | 0 | 0 |  | 0 | 0 | 0 | 0 | 0 |  | 0 | 0 | 0 | 0 | 0
| LV OHL Support |  |  |  | C1 | 9664 | 7276 | 12171 | 1565 | 1359 | 32035 | 8728 | 7327 | 12342 | 1906 | 1617 | 31920 | 0 | 0 | 0 | 0 | 0 | 0 | 8443 | 1599 | 8642 | 10620 | 2211 | 31515 | 0 | 0 | 0 | 0 | 0 | 0 | 7452 | 1226 | 6986 | 10535 | 5206 | 31405
[5 empty] | C2 | 6593 | 5704 | 9745 | 886 | 839 | 23767 | 5948 | 5742 | 9876 | 1268 | 1127 | 23961 | 0 | 0 | 0 | 0 | 0 | 0 | 5770 | 1274 | 6931 | 7777 | 1467 | 23219 | 0 | 0 | 0 | 0 | 0 | 0 | 5104 | 992 | 5617 | 7720 | 3656 | 23089
[5 empty] | C3 | 761 | 1889 | 2641 | 666 | 405 | 6362 | 689 | 1903 | 2679 | 666 | 405 | 6342 | 0 | 0 | 0 | 0 | 0 | 0 | 662 | 410 | 1873 | 3143 | 598 | 6686 | 0 | 0 | 0 | 0 | 0 | 0 | 582 | 312 | 1512 | 3118 | 1282 | 6806
[5 empty] | C4 | 1217 | 3352 | 4087 | 861 | 447 | 9964 | 1100 | 3376 | 4145 | 989 | 545 | 10155 | 0 | 0 | 0 | 0 | 0 | 0 | 1061 | 733 | 2900 | 5277 | 737 | 10708 | 0 | 0 | 0 | 0 | 0 | 0 | 934 | 560 | 2341 | 5234 | 1759 | 10828
|  |  | 72128 | 71328 |  | 18235 | 18221 | 28644 | 3978 | 3050 |  | 16465 | 18348 | 29042 | 4829 | 3694 |  | 0 | 0 | 0 | 0 | 0 |  | 15936 | 4016 | 20346 | 26817 | 5013 |  | 0 | 0 | 0 | 0 | 0 |  | 14072 | 3090 | 16456 | 26607 | 11903
| [Please insert new asset category as required] |  |  |  | C1 | 0 | 0 | 0 | 0 | 0 | 0 | 0 | 0 | 0 | 0 | 0 | 0 | [5 empty] | 0 | 0 | 0 | 0 | 0 | 0 | 0 | [5 empty] | 0 | 0 | 0 | 0 | 0 | 0 | 0
[5 empty] | C2 | 0 | 0 | 0 | 0 | 0 | 0 | 0 | 0 | 0 | 0 | 0 | 0 | [5 empty] | 0 | 0 | 0 | 0 | 0 | 0 | 0 | [5 empty] | 0 | 0 | 0 | 0 | 0 | 0 | 0
[5 empty] | C3 | 0 | 0 | 0 | 0 | 0 | 0 | 0 | 0 | 0 | 0 | 0 | 0 | [5 empty] | 0 | 0 | 0 | 0 | 0 | 0 | 0 | [5 empty] | 0 | 0 | 0 | 0 | 0 | 0 | 0
[5 empty] | C4 | 0 | 0 | 0 | 0 | 0 | 0 | 0 | 0 | 0 | 0 | 0 | 0 | [5 empty] | 0 | 0 | 0 | 0 | 0 | 0 | 0 | [5 empty] | 0 | 0 | 0 | 0 | 0 | 0 | 0
|  |  | 0 | 0 |  | 0 | 0 | 0 | 0 | 0 |  | 0 | 0 | 0 | 0 | 0 |  | 0 | 0 | 0 | 0 | 0 |  | 0 | 0 | 0 | 0 | 0 |  | 0 | 0 | 0 | 0 | 0 |  | 0 | 0 | 0 | 0 | 0
| [Please insert new asset category as required] |  |  |  | C1 | 0 | 0 | 0 | 0 | 0 | 0 | 0 | 0 | 0 | 0 | 0 | 0 | [5 empty] | 0 | 0 | 0 | 0 | 0 | 0 | 0 | [5 empty] | 0 | 0 | 0 | 0 | 0 | 0 | 0
[5 empty] | C2 | 0 | 0 | 0 | 0 | 0 | 0 | 0 | 0 | 0 | 0 | 0 | 0 | [5 empty] | 0 | 0 | 0 | 0 | 0 | 0 | 0 | [5 empty] | 0 | 0 | 0 | 0 | 0 | 0 | 0
[5 empty] | C3 | 0 | 0 | 0 | 0 | 0 | 0 | 0 | 0 | 0 | 0 | 0 | 0 | [5 empty] | 0 | 0 | 0 | 0 | 0 | 0 | 0 | [5 empty] | 0 | 0 | 0 | 0 | 0 | 0 | 0
[5 empty] | C4 | 0 | 0 | 0 | 0 | 0 | 0 | 0 | 0 | 0 | 0 | 0 | 0 | [5 empty] | 0 | 0 | 0 | 0 | 0 | 0 | 0 | [5 empty] | 0 | 0 | 0 | 0 | 0 | 0 | 0
|  |  | 0 | 0 |  | 0 | 0 | 0 | 0 | 0 |  | 0 | 0 | 0 | 0 | 0 |  | 0 | 0 | 0 | 0 | 0 |  | 0 | 0 | 0 | 0 | 0 |  | 0 | 0 | 0 | 0 | 0 |  | 0 | 0 | 0 | 0 | 0
| [Please insert new asset category as required] |  |  |  | C1 | 0 | 0 | 0 | 0 | 0 | 0 | 0 | 0 | 0 | 0 | 0 | 0 | [5 empty] | 0 | 0 | 0 | 0 | 0 | 0 | 0 | [5 empty] | 0 | 0 | 0 | 0 | 0 | 0 | 0
[5 empty] | C2 | 0 | 0 | 0 | 0 | 0 | 0 | 0 | 0 | 0 | 0 | 0 | 0 | [5 empty] | 0 | 0 | 0 | 0 | 0 | 0 | 0 | [5 empty] | 0 | 0 | 0 | 0 | 0 | 0 | 0
[5 empty] | C3 | 0 | 0 | 0 | 0 | 0 | 0 | 0 | 0 | 0 | 0 | 0 | 0 | [5 empty] | 0 | 0 | 0 | 0 | 0 | 0 | 0 | [5 empty] | 0 | 0 | 0 | 0 | 0 | 0 | 0
[5 empty] | C4 | 0 | 0 | 0 | 0 | 0 | 0 | 0 | 0 | 0 | 0 | 0 | 0 | [5 empty] | 0 | 0 | 0 | 0 | 0 | 0 | 0 | [5 empty] | 0 | 0 | 0 | 0 | 0 | 0 | 0
|  |  | 0 | 0 |  | 0 | 0 | 0 | 0 | 0 |  | 0 | 0 | 0 | 0 | 0 |  | 0 | 0 | 0 | 0 | 0 |  | 0 | 0 | 0 | 0 | 0 |  | 0 | 0 | 0 | 0 | 0 |  | 0 | 0 | 0 | 0 | 0
| [Please insert new asset category as required] |  |  |  | C1 | 0 | 0 | 0 | 0 | 0 | 0 | 0 | 0 | 0 | 0 | 0 | 0 | [5 empty] | 0 | 0 | 0 | 0 | 0 | 0 | 0 | [5 empty] | 0 | 0 | 0 | 0 | 0 | 0 | 0
[5 empty] | C2 | 0 | 0 | 0 | 0 | 0 | 0 | 0 | 0 | 0 | 0 | 0 | 0 | [5 empty] | 0 | 0 | 0 | 0 | 0 | 0 | 0 | [5 empty] | 0 | 0 | 0 | 0 | 0 | 0 | 0
[5 empty] | C3 | 0 | 0 | 0 | 0 | 0 | 0 | 0 | 0 | 0 | 0 | 0 | 0 | [5 empty] | 0 | 0 | 0 | 0 | 0 | 0 | 0 | [5 empty] | 0 | 0 | 0 | 0 | 0 | 0 | 0
[5 empty] | C4 | 0 | 0 | 0 | 0 | 0 | 0 | 0 | 0 | 0 | 0 | 0 | 0 | [5 empty] | 0 | 0 | 0 | 0 | 0 | 0 | 0 | [5 empty] | 0 | 0 | 0 | 0 | 0 | 0 | 0
|  |  | 0 | 0 |  | 0 | 0 | 0 | 0 | 0 |  | 0 | 0 | 0 | 0 | 0 |  | 0 | 0 | 0 | 0 | 0 |  | 0 | 0 | 0 | 0 | 0 |  | 0 | 0 | 0 | 0 | 0 |  | 0 | 0 | 0 | 0 | 0
| [Please insert new asset category as required] |  |  |  | C1 | 0 | 0 | 0 | 0 | 0 | 0 | 0 | 0 | 0 | 0 | 0 | 0 | [5 empty] | 0 | 0 | 0 | 0 | 0 | 0 | 0 | [5 empty] | 0 | 0 | 0 | 0 | 0 | 0 | 0
[5 empty] | C2 | 0 | 0 | 0 | 0 | 0 | 0 | 0 | 0 | 0 | 0 | 0 | 0 | [5 empty] | 0 | 0 | 0 | 0 | 0 | 0 | 0 | [5 empty] | 0 | 0 | 0 | 0 | 0 | 0 | 0
[5 empty] | C3 | 0 | 0 | 0 | 0 | 0 | 0 | 0 | 0 | 0 | 0 | 0 | 0 | [5 empty] | 0 | 0 | 0 | 0 | 0 | 0 | 0 | [5 empty] | 0 | 0 | 0 | 0 | 0 | 0 | 0
[5 empty] | C4 | 0 | 0 | 0 | 0 | 0 | 0 | 0 | 0 | 0 | 0 | 0 | 0 | [5 empty] | 0 | 0 | 0 | 0 | 0 | 0 | 0 | [5 empty] | 0 | 0 | 0 | 0 | 0 | 0 | 0
|  |  | 0 | 0 |  | 0 | 0 | 0 | 0 | 0 |  | 0 | 0 | 0 | 0 | 0 |  | 0 | 0 | 0 | 0 | 0 |  | 0 | 0 | 0 | 0 | 0 |  | 0 | 0 | 0 | 0 | 0 |  | 0 | 0 | 0 | 0 | 0
HV Network
| HV Switchgear (GM) - Primary |  |  |  | C1 | 200 | 510 | 480 | 286 | 122 | 1598 | 168 | 514 | 493 | 307 | 134 | 1616 | 0 | 0 | 0 | 0 | 0 | 0 | 168 | 430 | 357 | 375 | 286 | 1616 | 0 | 0 | 0 | 0 | 0 | 0 | 145 | 299 | 379 | 303 | 490 | 1616
[5 empty] | C2 | 93 | 126 | 180 | 125 | 41 | 565 | 81 | 126 | 181 | 135 | 42 | 565 | 0 | 0 | 0 | 0 | 0 | 0 | 80 | 82 | 150 | 160 | 93 | 565 | 0 | 0 | 0 | 0 | 0 | 0 | 67 | 81 | 104 | 134 | 179 | 565
[5 empty] | C3 | 4 | 64 | 41 | 2 | 0 | 111 | 4 | 64 | 41 | 2 | 0 | 111 | 0 | 0 | 0 | 0 | 0 | 0 | 4 | 58 | 39 | 10 | 0 | 111 | 0 | 0 | 0 | 0 | 0 | 0 | 1 | 54 | 32 | 20 | 4 | 111
[5 empty] | C4 | 47 | 50 | 66 | 74 | 30 | 267 | 36 | 50 | 70 | 80 | 34 | 270 | 0 | 0 | 0 | 0 | 0 | 0 | 36 | 42 | 28 | 97 | 67 | 270 | 0 | 0 | 0 | 0 | 0 | 0 | 35 | 36 | 23 | 38 | 138 | 270
|  |  | 2541 | 2538 |  | 344 | 750 | 767 | 487 | 193 |  | 289 | 754 | 785 | 524 | 210 |  | 0 | 0 | 0 | 0 | 0 |  | 288 | 612 | 574 | 642 | 446 |  | 0 | 0 | 0 | 0 | 0 |  | 248 | 470 | 538 | 495 | 811
| HV Switchgear (GM) - Distribution |  |  |  | C1 | 3986 | 1248 | 108 | 9 | 1 | 5352 | 3792 | 1272 | 172 | 49 | 123 | 5408 | 0 | 0 | 0 | 0 | 0 | 0 | 3745 | 1052 | 480 | 48 | 27 | 5352 | 0 | 0 | 0 | 0 | 0 | 0 | 3399 | 1205 | 588 | 96 | 64 | 5352
[5 empty] | C2 | 3108 | 2682 | 458 | 22 | 38 | 6308 | 2935 | 2728 | 670 | 89 | 195 | 6617 | 0 | 0 | 0 | 0 | 0 | 0 | 2775 | 2151 | 1032 | 266 | 84 | 6308 | 0 | 0 | 0 | 0 | 0 | 0 | 2438 | 2053 | 1198 | 417 | 202 | 6308
[5 empty] | C3 | 924 | 1031 | 228 | 0 | 48 | 2231 | 880 | 1054 | 339 | 40 | 86 | 2399 | 0 | 0 | 0 | 0 | 0 | 0 | 789 | 765 | 488 | 111 | 78 | 2231 | 0 | 0 | 0 | 0 | 0 | 0 | 682 | 745 | 483 | 198 | 123 | 2231
[5 empty] | C4 | 304 | 445 | 105 | 23 | 18 | 895 | 290 | 456 | 166 | 54 | 50 | 1016 | 0 | 0 | 0 | 0 | 0 | 0 | 233 | 358 | 194 | 55 | 55 | 895 | 0 | 0 | 0 | 0 | 0 | 0 | 199 | 292 | 226 | 90 | 88 | 895
|  |  | 14786 | 13688 |  | 8322 | 5406 | 899 | 54 | 105 |  | 7897 | 5510 | 1347 | 232 | 454 |  | 0 | 0 | 0 | 0 | 0 |  | 7542 | 4326 | 2194 | 480 | 244 |  | 0 | 0 | 0 | 0 | 0 |  | 6718 | 4295 | 2495 | 801 | 477
| HV Transformer (GM) |  |  |  | C1 | 2494 | 563 | 122 | 64 | 15 | 3258 | 2396 | 571 | 126 | 72 | 39 | 3204 | 0 | 0 | 0 | 0 | 0 | 0 | 2368 | 492 | 250 | 78 | 70 | 3258 | 0 | 0 | 0 | 0 | 0 | 0 | 2251 | 422 | 376 | 88 | 121 | 3258
[5 empty] | C2 | 2652 | 1750 | 484 | 405 | 74 | 5365 | 2536 | 1753 | 478 | 446 | 166 | 5379 | 0 | 0 | 0 | 0 | 0 | 0 | 2335 | 1610 | 674 | 315 | 431 | 5365 | 0 | 0 | 0 | 0 | 0 | 0 | 2105 | 1538 | 788 | 263 | 671 | 5365
[5 empty] | C3 | 498 | 275 | 75 | 57 | 9 | 914 | 480 | 281 | 79 | 65 | 25 | 930 | 0 | 0 | 0 | 0 | 0 | 0 | 460 | 202 | 145 | 48 | 59 | 914 | 0 | 0 | 0 | 0 | 0 | 0 | 428 | 159 | 190 | 43 | 94 | 914
[5 empty] | C4 | 180 | 130 | 64 | 42 | 7 | 423 | 174 | 136 | 68 | 48 | 23 | 449 | 0 | 0 | 0 | 0 | 0 | 0 | 163 | 106 | 75 | 35 | 44 | 423 | 0 | 0 | 0 | 0 | 0 | 0 | 141 | 104 | 60 | 45 | 73 | 423
|  |  | 9960 | 9960 |  | 5824 | 2718 | 745 | 568 | 105 |  | 5586 | 2741 | 751 | 631 | 253 |  | 0 | 0 | 0 | 0 | 0 |  | 5326 | 2410 | 1144 | 476 | 604 |  | 0 | 0 | 0 | 0 | 0 |  | 4925 | 2223 | 1414 | 439 | 959
| HV UG Cable |  |  |  | C1 | 0 | 0 | 0 | 0 | 0 | 0 | 0 | 0 | 0 | 0 | 0 | 0 | [5 empty] | 0 | 0 | 0 | 0 | 0 | 0 | 0 | [5 empty] | 0 | 0 | 0 | 0 | 0 | 0 | 0
[5 empty] | C2 | 0 | 0 | 0 | 0 | 0 | 0 | 0 | 0 | 0 | 0 | 0 | 0 | [5 empty] | 0 | 0 | 0 | 0 | 0 | 0 | 0 | [5 empty] | 0 | 0 | 0 | 0 | 0 | 0 | 0
[5 empty] | C3 | 0 | 0 | 0 | 0 | 0 | 0 | 0 | 0 | 0 | 0 | 0 | 0 | [5 empty] | 0 | 0 | 0 | 0 | 0 | 0 | 0 | [5 empty] | 0 | 0 | 0 | 0 | 0 | 0 | 0
[5 empty] | C4 | 0 | 0 | 0 | 0 | 0 | 0 | 0 | 0 | 0 | 0 | 0 | 0 | [5 empty] | 0 | 0 | 0 | 0 | 0 | 0 | 0 | [5 empty] | 0 | 0 | 0 | 0 | 0 | 0 | 0
|  |  | 0 | 0 |  | 0 | 0 | 0 | 0 | 0 |  | 0 | 0 | 0 | 0 | 0 |  | 0 | 0 | 0 | 0 | 0 |  | 0 | 0 | 0 | 0 | 0 |  | 0 | 0 | 0 | 0 | 0 |  | 0 | 0 | 0 | 0 | 0
| HV OHL Support - Poles |  |  |  | C1 | 14496 | 9898 | 9947 | 7197 | 1135 | 42673 | 13237 | 9960 | 10135 | 7612 | 1702 | 42646 | 0 | 0 | 0 | 0 | 0 | 0 | 12621 | 5451 | 14288 | 8600 | 1822 | 42782 | 0 | 0 | 0 | 0 | 0 | 0 | 10834 | 5196 | 12471 | 9058 | 5121 | 42680
[5 empty] | C2 | 19086 | 13113 | 12487 | 10437 | 1456 | 56579 | 17419 | 13191 | 12717 | 11032 | 2157 | 56516 | 0 | 0 | 0 | 0 | 0 | 0 | 16628 | 7242 | 17935 | 12476 | 2327 | 56608 | 0 | 0 | 0 | 0 | 0 | 0 | 14288 | 6915 | 15666 | 13149 | 6479 | 56497
[5 empty] | C3 | 7796 | 5437 | 5297 | 4320 | 701 | 23551 | 7119 | 5471 | 5397 | 4570 | 1053 | 23610 | 0 | 0 | 0 | 0 | 0 | 0 | 6787 | 2993 | 7607 | 5162 | 1125 | 23674 | 0 | 0 | 0 | 0 | 0 | 0 | 5824 | 2852 | 6638 | 5437 | 3165 | 23916
[5 empty] | C4 | 705 | 1366 | 725 | 486 | 64 | 3346 | 645 | 1375 | 740 | 516 | 101 | 3377 | 0 | 0 | 0 | 0 | 0 | 0 | 611 | 749 | 1041 | 580 | 104 | 3085 | 0 | 0 | 0 | 0 | 0 | 0 | 521 | 713 | 906 | 610 | 306 | 3056
|  |  | 126149 | 126149 |  | 42083 | 29814 | 28456 | 22440 | 3356 |  | 38420 | 29997 | 28989 | 23730 | 5013 |  | 0 | 0 | 0 | 0 | 0 |  | 36647 | 16435 | 40871 | 26818 | 5378 |  | 0 | 0 | 0 | 0 | 0 |  | 31467 | 15676 | 35681 | 28254 | 15071
| [Please insert new asset category as required] |  |  |  | C1 | 0 | 0 | 0 | 0 | 0 | 0 | 0 | 0 | 0 | 0 | 0 | 0 | [5 empty] | 0 | 0 | 0 | 0 | 0 | 0 | 0 | [5 empty] | 0 | 0 | 0 | 0 | 0 | 0 | 0
[5 empty] | C2 | 0 | 0 | 0 | 0 | 0 | 0 | 0 | 0 | 0 | 0 | 0 | 0 | [5 empty] | 0 | 0 | 0 | 0 | 0 | 0 | 0 | [5 empty] | 0 | 0 | 0 | 0 | 0 | 0 | 0
[5 empty] | C3 | 0 | 0 | 0 | 0 | 0 | 0 | 0 | 0 | 0 | 0 | 0 | 0 | [5 empty] | 0 | 0 | 0 | 0 | 0 | 0 | 0 | [5 empty] | 0 | 0 | 0 | 0 | 0 | 0 | 0
[5 empty] | C4 | 0 | 0 | 0 | 0 | 0 | 0 | 0 | 0 | 0 | 0 | 0 | 0 | [5 empty] | 0 | 0 | 0 | 0 | 0 | 0 | 0 | [5 empty] | 0 | 0 | 0 | 0 | 0 | 0 | 0
|  |  | 0 | 0 |  | 0 | 0 | 0 | 0 | 0 |  | 0 | 0 | 0 | 0 | 0 |  | 0 | 0 | 0 | 0 | 0 |  | 0 | 0 | 0 | 0 | 0 |  | 0 | 0 | 0 | 0 | 0 |  | 0 | 0 | 0 | 0 | 0
| [Please insert new asset category as required] |  |  |  | C1 | 0 | 0 | 0 | 0 | 0 | 0 | 0 | 0 | 0 | 0 | 0 | 0 | [5 empty] | 0 | 0 | 0 | 0 | 0 | 0 | 0 | [5 empty] | 0 | 0 | 0 | 0 | 0 | 0 | 0
[5 empty] | C2 | 0 | 0 | 0 | 0 | 0 | 0 | 0 | 0 | 0 | 0 | 0 | 0 | [5 empty] | 0 | 0 | 0 | 0 | 0 | 0 | 0 | [5 empty] | 0 | 0 | 0 | 0 | 0 | 0 | 0
[5 empty] | C3 | 0 | 0 | 0 | 0 | 0 | 0 | 0 | 0 | 0 | 0 | 0 | 0 | [5 empty] | 0 | 0 | 0 | 0 | 0 | 0 | 0 | [5 empty] | 0 | 0 | 0 | 0 | 0 | 0 | 0
[5 empty] | C4 | 0 | 0 | 0 | 0 | 0 | 0 | 0 | 0 | 0 | 0 | 0 | 0 | [5 empty] | 0 | 0 | 0 | 0 | 0 | 0 | 0 | [5 empty] | 0 | 0 | 0 | 0 | 0 | 0 | 0
|  |  | 0 | 0 |  | 0 | 0 | 0 | 0 | 0 |  | 0 | 0 | 0 | 0 | 0 |  | 0 | 0 | 0 | 0 | 0 |  | 0 | 0 | 0 | 0 | 0 |  | 0 | 0 | 0 | 0 | 0 |  | 0 | 0 | 0 | 0 | 0
| [Please insert new asset category as required] |  |  |  | C1 | 0 | 0 | 0 | 0 | 0 | 0 | 0 | 0 | 0 | 0 | 0 | 0 | [5 empty] | 0 | 0 | 0 | 0 | 0 | 0 | 0 | [5 empty] | 0 | 0 | 0 | 0 | 0 | 0 | 0
[5 empty] | C2 | 0 | 0 | 0 | 0 | 0 | 0 | 0 | 0 | 0 | 0 | 0 | 0 | [5 empty] | 0 | 0 | 0 | 0 | 0 | 0 | 0 | [5 empty] | 0 | 0 | 0 | 0 | 0 | 0 | 0
[5 empty] | C3 | 0 | 0 | 0 | 0 | 0 | 0 | 0 | 0 | 0 | 0 | 0 | 0 | [5 empty] | 0 | 0 | 0 | 0 | 0 | 0 | 0 | [5 empty] | 0 | 0 | 0 | 0 | 0 | 0 | 0
[5 empty] | C4 | 0 | 0 | 0 | 0 | 0 | 0 | 0 | 0 | 0 | 0 | 0 | 0 | [5 empty] | 0 | 0 | 0 | 0 | 0 | 0 | 0 | [5 empty] | 0 | 0 | 0 | 0 | 0 | 0 | 0
|  |  | 0 | 0 |  | 0 | 0 | 0 | 0 | 0 |  | 0 | 0 | 0 | 0 | 0 |  | 0 | 0 | 0 | 0 | 0 |  | 0 | 0 | 0 | 0 | 0 |  | 0 | 0 | 0 | 0 | 0 |  | 0 | 0 | 0 | 0 | 0
| [Please insert new asset category as required] |  |  |  | C1 | 0 | 0 | 0 | 0 | 0 | 0 | 0 | 0 | 0 | 0 | 0 | 0 | [5 empty] | 0 | 0 | 0 | 0 | 0 | 0 | 0 | [5 empty] | 0 | 0 | 0 | 0 | 0 | 0 | 0
[5 empty] | C2 | 0 | 0 | 0 | 0 | 0 | 0 | 0 | 0 | 0 | 0 | 0 | 0 | [5 empty] | 0 | 0 | 0 | 0 | 0 | 0 | 0 | [5 empty] | 0 | 0 | 0 | 0 | 0 | 0 | 0
[5 empty] | C3 | 0 | 0 | 0 | 0 | 0 | 0 | 0 | 0 | 0 | 0 | 0 | 0 | [5 empty] | 0 | 0 | 0 | 0 | 0 | 0 | 0 | [5 empty] | 0 | 0 | 0 | 0 | 0 | 0 | 0
[5 empty] | C4 | 0 | 0 | 0 | 0 | 0 | 0 | 0 | 0 | 0 | 0 | 0 | 0 | [5 empty] | 0 | 0 | 0 | 0 | 0 | 0 | 0 | [5 empty] | 0 | 0 | 0 | 0 | 0 | 0 | 0
|  |  | 0 | 0 |  | 0 | 0 | 0 | 0 | 0 |  | 0 | 0 | 0 | 0 | 0 |  | 0 | 0 | 0 | 0 | 0 |  | 0 | 0 | 0 | 0 | 0 |  | 0 | 0 | 0 | 0 | 0 |  | 0 | 0 | 0 | 0 | 0
| [Please insert new asset category as required] |  |  |  | C1 | 0 | 0 | 0 | 0 | 0 | 0 | 0 | 0 | 0 | 0 | 0 | 0 | [5 empty] | 0 | 0 | 0 | 0 | 0 | 0 | 0 | [5 empty] | 0 | 0 | 0 | 0 | 0 | 0 | 0
[5 empty] | C2 | 0 | 0 | 0 | 0 | 0 | 0 | 0 | 0 | 0 | 0 | 0 | 0 | [5 empty] | 0 | 0 | 0 | 0 | 0 | 0 | 0 | [5 empty] | 0 | 0 | 0 | 0 | 0 | 0 | 0
[5 empty] | C3 | 0 | 0 | 0 | 0 | 0 | 0 | 0 | 0 | 0 | 0 | 0 | 0 | [5 empty] | 0 | 0 | 0 | 0 | 0 | 0 | 0 | [5 empty] | 0 | 0 | 0 | 0 | 0 | 0 | 0
[5 empty] | C4 | 0 | 0 | 0 | 0 | 0 | 0 | 0 | 0 | 0 | 0 | 0 | 0 | [5 empty] | 0 | 0 | 0 | 0 | 0 | 0 | 0 | [5 empty] | 0 | 0 | 0 | 0 | 0 | 0 | 0
|  |  | 0 | 0 |  | 0 | 0 | 0 | 0 | 0 |  | 0 | 0 | 0 | 0 | 0 |  | 0 | 0 | 0 | 0 | 0 |  | 0 | 0 | 0 | 0 | 0 |  | 0 | 0 | 0 | 0 | 0 |  | 0 | 0 | 0 | 0 | 0
EHV Network
| EHV Switchgear (GM) |  |  |  | C1 | 134 | 87 | 42 | 4 | 0 | 267 | 126 | 87 | 50 | 4 | 0 | 267 | 0 | 0 | 0 | 0 | 0 | 0 | 119 | 62 | 43 | 42 | 1 | 267 | 0 | 0 | 0 | 0 | 0 | 0 | 113 | 46 | 64 | 40 | 4 | 267
[5 empty] | C2 | 79 | 57 | 72 | 23 | 8 | 239 | 45 | 57 | 81 | 30 | 26 | 239 | 0 | 0 | 0 | 0 | 0 | 0 | 45 | 23 | 34 | 86 | 51 | 239 | 0 | 0 | 0 | 0 | 0 | 0 | 39 | 18 | 45 | 81 | 56 | 239
[5 empty] | C3 | 1 | 51 | 51 | 6 | 0 | 109 | 1 | 51 | 51 | 6 | 0 | 109 | 0 | 0 | 0 | 0 | 0 | 0 | 1 | 36 | 46 | 23 | 3 | 109 | 0 | 0 | 0 | 0 | 0 | 0 | 0 | 19 | 35 | 49 | 6 | 109
[5 empty] | C4 | 2 | 0 | 42 | 0 | 0 | 44 | 2 | 0 | 42 | 0 | 0 | 44 | 0 | 0 | 0 | 0 | 0 | 0 | 2 | 0 | 0 | 42 | 0 | 44 | 0 | 0 | 0 | 0 | 0 | 0 | 2 | 0 | 0 | 42 | 0 | 44
|  |  | 659 | 661 |  | 216 | 195 | 207 | 33 | 8 |  | 174 | 195 | 224 | 40 | 26 |  | 0 | 0 | 0 | 0 | 0 |  | 167 | 121 | 123 | 193 | 55 |  | 0 | 0 | 0 | 0 | 0 |  | 154 | 83 | 144 | 212 | 66
| EHV Transformer |  |  |  | C1 | 37 | 47 | 14 | 5 | 0 | 103 | 37 | 47 | 14 | 5 | 0 | 103 | 0 | 0 | 0 | 0 | 0 | 0 | 34 | 34 | 24 | 11 | 0 | 103 | 0 | 0 | 1 | 0 | -1 | 0 | 34 | 17 | 35 | 12 | 5 | 103
[5 empty] | C2 | 53 | 54 | 65 | 22 | 0 | 194 | 46 | 54 | 70 | 24 | 0 | 194 | 0 | 1 | 1 | -2 | 0 | 0 | 39 | 40 | 65 | 43 | 7 | 194 | 0 | 2 | 4 | -5 | -1 | 0 | 34 | 29 | 61 | 42 | 28 | 194
[5 empty] | C3 | 9 | 2 | 2 | 3 | 0 | 16 | 8 | 2 | 3 | 3 | 0 | 16 | 0 | 0 | 0 | 0 | 0 | 0 | 8 | 2 | 2 | 2 | 2 | 16 | 0 | 0 | 0 | 0 | 0 | 0 | 8 | 2 | 0 | 3 | 3 | 16
[5 empty] | C4 | 10 | 7 | 9 | 2 | 0 | 28 | 6 | 7 | 11 | 4 | 0 | 28 | 0 | 0 | 0 | 0 | 0 | 0 | 4 | 7 | 10 | 6 | 1 | 28 | 0 | 0 | 0 | 1 | -1 | 0 | 4 | 4 | 7 | 9 | 4 | 28
|  |  | 341 | 344 |  | 109 | 110 | 90 | 32 | 0 |  | 97 | 110 | 98 | 36 | 0 |  | 0 | 1 | 1 | -2 | 0 |  | 85 | 83 | 101 | 62 | 10 |  | 0 | 2 | 5 | -4 | -3 |  | 80 | 52 | 103 | 66 | 40
| EHV UG Cable (Gas) |  |  |  | C1 | 0 | 4.5123 | 0.72891 | 0 | 1.1715 | 6.4128 | 0 | 4.5123 | 0.98216 | 0 | 2.3941 | 7.8886 | 0 | 0 | 0 | 0 | 0 | 0 | 0 | 2.4022 | 3.4025 | 0 | 1.1715 | 6.9762 | 0 | 0 | 0 | 0 | 0 | 0 | 0 | 0.0013324 | 7.0872 | 0 | 1.5485 | 8.6371
[5 empty] | C2 | 0.097004 | 16.0222 | 2.797 | 1.9898 | 1.5526 | 22.4586 | 0.097004 | 16.0222 | 3.7687 | 2.9407 | 3.1729 | 26.0015 | 0 | 0 | 0 | 0 | 0 | 0 | 0.097004 | 8.5295 | 13.056 | 6.2328 | 1.5526 | 29.4679 | 0 | 0 | 0 | 0 | 0 | 0 | 0.097004 | 0.004731 | 27.1948 | 4.1778 | 2.0523 | 33.5266
[5 empty] | C3 | 0 | 31.4728 | 1.9481 | 0 | 3.6613 | 37.0822 | 0 | 31.4728 | 2.6249 | 0 | 7.4822 | 41.5799 | 0 | 0 | 0 | 0 | 0 | 0 | 0 | 16.7547 | 9.0934 | 0 | 3.6613 | 29.5095 | 0 | 0 | 0 | 0 | 0 | 0 | 0 | 0.0092933 | 18.941 | 0 | 4.8396 | 23.7899
[5 empty] | C4 | 0 | 0 | 0 | 0 | 0 | 0 | 0 | 0 | 0 | 0 | 0 | 0 | 0 | 0 | 0 | 0 | 0 | 0 | 0 | 0 | 0 | 0 | 0 | 0 | 0 | 0 | 0 | 0 | 0 | 0 | 0 | 0 | 0 | 0 | 0 | 0
|  |  | 66 | 63 |  | 0.097004 | 52.0074 | 5.474 | 1.9898 | 6.3855 |  | 0.097004 | 52.0074 | 7.3758 | 2.9407 | 13.0492 |  | 0 | 0 | 0 | 0 | 0 |  | 0.097004 | 27.6864 | 25.552 | 6.2328 | 6.3855 |  | 0 | 0 | 0 | 0 | 0 |  | 0.097004 | 0.015357 | 53.223 | 4.1778 | 8.4405
| EHV UG Cable (Oil) |  |  |  | C1 | 9.9431 | 39.0737 | 14.5585 | 1.188 | 11.2492 | 76.0126 | 9.9388 | 39.0737 | 15.2955 | 2.2227 | 17.0115 | 83.5423 | 0 | 0 | 0 | 0 | 0 | 0 | 6.9676 | 31.7613 | 18.3957 | 4.3897 | 12.4727 | 73.987 | 0 | 0 | 0 | 0 | 0 | 0 | 6.9676 | 21.5006 | 25.67 | 4.2208 | 16.4892 | 74.8482
[5 empty] | C2 | 5.0986 | 76.2932 | 29.9538 | 5.5582 | 19.7242 | 136.6281 | 5.0965 | 76.2932 | 31.4701 | 10.3995 | 29.8278 | 153.087 | 0 | 0 | 0 | 0 | 0 | 0 | 3.5729 | 62.0152 | 37.8487 | 20.5382 | 21.8695 | 145.8445 | 0 | 0 | 0 | 0 | 0 | 0 | 3.5729 | 41.9808 | 52.8153 | 19.7482 | 28.912 | 147.0291
[5 empty] | C3 | 5.2629 | 106.478 | 45.3634 | 3.9391 | 21.0257 | 182.0691 | 5.2606 | 106.478 | 47.6598 | 7.3702 | 31.7959 | 198.5645 | 0 | 0 | 0 | 0 | 0 | 0 | 3.6879 | 86.5511 | 57.3199 | 14.5555 | 23.3126 | 185.4269 | 0 | 0 | 0 | 0 | 0 | 0 | 3.6879 | 58.5902 | 79.986 | 13.9956 | 30.8197 | 187.0794
[5 empty] | C4 | 20.1271 | 33.8496 | 2.0485 | 0 | 11.6707 | 67.6959 | 20.1185 | 33.8496 | 2.1522 | 0 | 17.6488 | 73.7691 | 0 | 0 | 0 | 0 | 0 | 0 | 14.104 | 27.5148 | 2.5885 | 0 | 12.94 | 57.1472 | 0 | 0 | 0 | 0 | 0 | 0 | 14.104 | 18.626 | 3.612 | 0 | 17.107 | 53.4489
|  |  | 462 | 428 |  | 40.4318 | 255.6945 | 91.9242 | 10.6853 | 63.6698 |  | 40.4144 | 255.6945 | 96.5777 | 19.9923 | 96.284 |  | 0 | 0 | 0 | 0 | 0 |  | 28.3324 | 207.8423 | 116.1528 | 39.4833 | 70.5948 |  | 0 | 0 | 0 | 0 | 0 |  | 28.3324 | 140.6975 | 162.0833 | 37.9646 | 93.3278
| EHV UG Cable (Non Pressurised) |  |  |  | C1 | 20.28 | 31.8691 | 0.49426 | 3.1782 | 0.043172 | 55.8648 | 15.4973 | 31.8691 | 0.52291 | 3.2075 | 0.050667 | 51.1475 | 0 | 0 | 0 | 0 | 0 | 0 | 19.8549 | 31.5642 | 1.0578 | 3.4079 | 0.043172 | 55.928 | 0 | 0 | 0 | 0 | 0 | 0 | 19.6892 | 26.0768 | 2.3638 | 2.9471 | 0.14836 | 51.2253
[5 empty] | C2 | 31.9175 | 27.5701 | 0.87467 | 3.5588 | 1.6548 | 65.5759 | 24.3903 | 27.5701 | 0.92537 | 3.5916 | 1.942 | 58.4194 | 0 | 0 | 0 | 0 | 0 | 0 | 31.2484 | 27.3064 | 1.8719 | 3.8161 | 1.6548 | 65.8975 | 0 | 0 | 0 | 0 | 0 | 0 | 30.9877 | 22.5591 | 4.1831 | 3.3 | 5.6865 | 66.7165
[5 empty] | C3 | 51.2718 | 20.023 | 0.37769 | 6.0695 | 0 | 77.7419 | 39.1802 | 20.023 | 0.39959 | 6.1254 | 0 | 65.7281 | 0 | 0 | 0 | 0 | 0 | 0 | 50.1969 | 19.8314 | 0.80831 | 6.5082 | 0 | 77.3448 | 0 | 0 | 0 | 0 | 0 | 0 | 49.7781 | 16.3837 | 1.8063 | 5.6281 | 0 | 73.5962
[5 empty] | C4 | 150.0512 | 26.0249 | 1.3381 | 26.0295 | 5.5727 | 209.0164 | 114.6641 | 26.0249 | 1.4157 | 26.2691 | 6.5402 | 174.914 | 0 | 0 | 0 | 0 | 0 | 0 | 146.9054 | 25.7759 | 2.8638 | 27.9108 | 5.5727 | 209.0287 | 0 | 0 | 0 | 0 | 0 | 0 | 145.6797 | 21.2948 | 6.3997 | 24.1366 | 19.1504 | 216.6611
|  |  | 408 | 495 |  | 253.5206 | 105.487 | 3.0848 | 38.836 | 7.2707 |  | 193.732 | 105.487 | 3.2636 | 39.1936 | 8.5329 |  | 0 | 0 | 0 | 0 | 0 |  | 248.2056 | 104.478 | 6.6018 | 41.643 | 7.2707 |  | 0 | 0 | 0 | 0 | 0 |  | 246.1346 | 86.3144 | 14.753 | 36.0118 | 24.9852
| EHV OHL Support - Towers |  |  |  | C1 | 103 | 280 | 61 | 33 | 160 | 637 | 61 | 85 | 118 | 81 | 292 | 637 | 95 | 134 | -63 | -13 | -153 | 0 | 56 | 266 | 96 | 24 | 195 | 637 | 95 | 145 | -63 | -13 | -164 | 0 | 5 | 96 | 221 | 96 | 219 | 637
[5 empty] | C2 | 77 | 171 | 92 | 96 | 125 | 561 | 35 | 97 | 106 | 109 | 214 | 561 | 140 | 194 | -91 | -42 | -201 | 0 | 60 | 116 | 104 | 42 | 239 | 561 | 159 | 221 | -106 | -53 | -221 | 0 | 3 | 67 | 106 | 104 | 281 | 561
[5 empty] | C3 | 4 | 5 | 1 | 7 | 1 | 18 | 3 | 2 | 2 | 7 | 4 | 18 | 2 | 4 | -3 | 0 | -3 | 0 | 1 | 6 | 3 | 0 | 8 | 18 | 2 | 5 | -3 | 0 | -4 | 0 | 0 | 4 | 3 | 3 | 8 | 18
[5 empty] | C4 | 10 | 27 | 1 | 2 | 172 | 212 | 10 | 27 | 1 | 2 | 172 | 212 | 7 | 30 | -4 | 0 | -33 | 0 | 5 | 6 | 27 | 0 | 174 | 212 | 25 | 31 | -6 | -17 | -33 | 0 | 2 | 3 | 6 | 27 | 174 | 212
|  |  | 1428 | 1291 |  | 194 | 483 | 155 | 138 | 458 |  | 109 | 211 | 227 | 199 | 682 |  | 244 | 362 | -161 | -55 | -390 |  | 122 | 394 | 230 | 66 | 616 |  | 281 | 402 | -178 | -83 | -422 |  | 10 | 170 | 336 | 230 | 682
| EHV OHL Support - Poles |  |  |  | C1 | 1046 | 1806 | 1095 | 69 | 22 | 4038 | 925 | 1817 | 1103 | 151 | 75 | 4071 | 0 | 136 | -78 | -25 | -53 | -20 | 936 | 1591 | 1154 | 219 | 163 | 4063 | 0 | 239 | -78 | -58 | -131 | -28 | 861 | 1220 | 1485 | 243 | 334 | 4143
[5 empty] | C2 | 1624 | 1865 | 758 | 111 | 12 | 4370 | 1433 | 1874 | 762 | 214 | 58 | 4341 | 0 | 146 | -48 | -29 | -43 | 26 | 1463 | 1655 | 804 | 312 | 141 | 4375 | 0 | 258 | -48 | -69 | -113 | 28 | 1357 | 1287 | 1033 | 349 | 298 | 4324
[5 empty] | C3 | 57 | 55 | 9 | 0 | 2 | 123 | 51 | 56 | 10 | 0 | 2 | 119 | 0 | 4 | -2 | 0 | 0 | 2 | 49 | 46 | 9 | 0 | 2 | 106 | 0 | 6 | -2 | 0 | 0 | 4 | 42 | 31 | 12 | 0 | 2 | 87
[5 empty] | C4 | 451 | 525 | 357 | 28 | 4 | 1365 | 399 | 528 | 360 | 67 | 11 | 1365 | 0 | 39 | -27 | -12 | -8 | -8 | 402 | 461 | 376 | 96 | 17 | 1352 | 0 | 67 | -27 | -28 | -16 | -4 | 368 | 351 | 484 | 107 | 32 | 1342
|  |  | 9896 | 9878 |  | 3178 | 4251 | 2219 | 208 | 40 |  | 2808 | 4275 | 2235 | 432 | 146 |  | 0 | 325 | -155 | -66 | -104 |  | 2850 | 3753 | 2343 | 627 | 323 |  | 0 | 570 | -155 | -155 | -260 |  | 2628 | 2889 | 3014 | 699 | 666
| EHV OHL Fittings and Conductors (Tower Lines) |  |  |  | C1 | 2.2333 | 172.982 | 97.1676 | 158.0498 | 160.9179 | 591.3506 | 2.2333 | 90.3849 | 47.0231 | 230.8255 | 220.8837 | 591.3506 | 0 | 32.543 | 47.5248 | -13.5365 | -66.5312 | 0 | 1.9354 | 41.9414 | 191.087 | 41.7973 | 314.5894 | 591.3506 | 0 | 32.543 | 57.398 | -14.732 | -75.209 | 0 | 1.0705 | 4.1592 | 181.3945 | 85.7587 | 318.9677 | 591.3506
[5 empty] | C2 | 0 | 0 | 0 | 0 | 0 | 0 | 0 | 0 | 0 | 0 | 0 | 0 | 0 | 0 | 0 | 0 | 0 | 0 | 0 | 0 | 0 | 0 | 0 | 0 | 0 | 0 | 0 | 0 | 0 | 0 | 0 | 0 | 0 | 0 | 0 | 0
[5 empty] | C3 | 0 | 0.83798 | 0.69576 | 1.2627 | 3.6383 | 6.4348 | 0 | 0.29214 | 0.69576 | 1.2627 | 4.1841 | 6.4348 | 0 | 0 | 3.0117 | 0 | -3.0117 | 0 | 0 | 0.29214 | 0.91871 | 0.32289 | 4.901 | 6.4348 | 0 | 0 | 3.0117 | 0 | -3.0117 | 0 | 0 | 0 | 0.83798 | 0.69576 | 4.901 | 6.4348
[5 empty] | C4 | 0 | 0.73612 | 0.59389 | 1.8586 | 1.3742 | 4.5628 | 0 | 0.73612 | 0.59389 | 1.8586 | 1.3742 | 4.5628 | 0 | 0 | 1.9374 | 0 | -1.9374 | 0 | 0 | 0.73612 | 0.59389 | 0.29022 | 2.9425 | 4.5628 | 0 | 0 | 1.9374 | 0 | -1.9374 | 0 | 0 | 0.29791 | 0.43821 | 0.59389 | 3.2328 | 4.5628
|  |  | 602 | 547 |  | 2.2333 | 174.5561 | 98.4572 | 161.171 | 165.9304 |  | 2.2333 | 91.4132 | 48.3128 | 233.9468 | 226.442 |  | 0 | 32.543 | 52.4739 | -13.5365 | -71.4803 |  | 1.9354 | 42.9697 | 192.5996 | 42.4104 | 322.433 |  | 0 | 32.543 | 62.3471 | -14.732 | -80.1581 |  | 1.0705 | 4.4571 | 182.6707 | 87.0484 | 327.1015
| [Please insert new asset category as required] |  |  |  | C1 | 0 | 0 | 0 | 0 | 0 | 0 | 0 | 0 | 0 | 0 | 0 | 0 | [5 empty] | 0 | 0 | 0 | 0 | 0 | 0 | 0 | [5 empty] | 0 | 0 | 0 | 0 | 0 | 0 | 0
[5 empty] | C2 | 0 | 0 | 0 | 0 | 0 | 0 | 0 | 0 | 0 | 0 | 0 | 0 | [5 empty] | 0 | 0 | 0 | 0 | 0 | 0 | 0 | [5 empty] | 0 | 0 | 0 | 0 | 0 | 0 | 0
[5 empty] | C3 | 0 | 0 | 0 | 0 | 0 | 0 | 0 | 0 | 0 | 0 | 0 | 0 | [5 empty] | 0 | 0 | 0 | 0 | 0 | 0 | 0 | [5 empty] | 0 | 0 | 0 | 0 | 0 | 0 | 0
[5 empty] | C4 | 0 | 0 | 0 | 0 | 0 | 0 | 0 | 0 | 0 | 0 | 0 | 0 | [5 empty] | 0 | 0 | 0 | 0 | 0 | 0 | 0 | [5 empty] | 0 | 0 | 0 | 0 | 0 | 0 | 0
|  |  | 0 | 0 |  | 0 | 0 | 0 | 0 | 0 |  | 0 | 0 | 0 | 0 | 0 |  | 0 | 0 | 0 | 0 | 0 |  | 0 | 0 | 0 | 0 | 0 |  | 0 | 0 | 0 | 0 | 0 |  | 0 | 0 | 0 | 0 | 0
| [Please insert new asset category as required] |  |  |  | C1 | 0 | 0 | 0 | 0 | 0 | 0 | 0 | 0 | 0 | 0 | 0 | 0 | [5 empty] | 0 | 0 | 0 | 0 | 0 | 0 | 0 | [5 empty] | 0 | 0 | 0 | 0 | 0 | 0 | 0
[5 empty] | C2 | 0 | 0 | 0 | 0 | 0 | 0 | 0 | 0 | 0 | 0 | 0 | 0 | [5 empty] | 0 | 0 | 0 | 0 | 0 | 0 | 0 | [5 empty] | 0 | 0 | 0 | 0 | 0 | 0 | 0
[5 empty] | C3 | 0 | 0 | 0 | 0 | 0 | 0 | 0 | 0 | 0 | 0 | 0 | 0 | [5 empty] | 0 | 0 | 0 | 0 | 0 | 0 | 0 | [5 empty] | 0 | 0 | 0 | 0 | 0 | 0 | 0
[5 empty] | C4 | 0 | 0 | 0 | 0 | 0 | 0 | 0 | 0 | 0 | 0 | 0 | 0 | [5 empty] | 0 | 0 | 0 | 0 | 0 | 0 | 0 | [5 empty] | 0 | 0 | 0 | 0 | 0 | 0 | 0
|  |  | 0 | 0 |  | 0 | 0 | 0 | 0 | 0 |  | 0 | 0 | 0 | 0 | 0 |  | 0 | 0 | 0 | 0 | 0 |  | 0 | 0 | 0 | 0 | 0 |  | 0 | 0 | 0 | 0 | 0 |  | 0 | 0 | 0 | 0 | 0
| [Please insert new asset category as required] |  |  |  | C1 | 0 | 0 | 0 | 0 | 0 | 0 | 0 | 0 | 0 | 0 | 0 | 0 | [5 empty] | 0 | 0 | 0 | 0 | 0 | 0 | 0 | [5 empty] | 0 | 0 | 0 | 0 | 0 | 0 | 0
[5 empty] | C2 | 0 | 0 | 0 | 0 | 0 | 0 | 0 | 0 | 0 | 0 | 0 | 0 | [5 empty] | 0 | 0 | 0 | 0 | 0 | 0 | 0 | [5 empty] | 0 | 0 | 0 | 0 | 0 | 0 | 0
[5 empty] | C3 | 0 | 0 | 0 | 0 | 0 | 0 | 0 | 0 | 0 | 0 | 0 | 0 | [5 empty] | 0 | 0 | 0 | 0 | 0 | 0 | 0 | [5 empty] | 0 | 0 | 0 | 0 | 0 | 0 | 0
[5 empty] | C4 | 0 | 0 | 0 | 0 | 0 | 0 | 0 | 0 | 0 | 0 | 0 | 0 | [5 empty] | 0 | 0 | 0 | 0 | 0 | 0 | 0 | [5 empty] | 0 | 0 | 0 | 0 | 0 | 0 | 0
|  |  | 0 | 0 |  | 0 | 0 | 0 | 0 | 0 |  | 0 | 0 | 0 | 0 | 0 |  | 0 | 0 | 0 | 0 | 0 |  | 0 | 0 | 0 | 0 | 0 |  | 0 | 0 | 0 | 0 | 0 |  | 0 | 0 | 0 | 0 | 0
| [Please insert new asset category as required] |  |  |  | C1 | 0 | 0 | 0 | 0 | 0 | 0 | 0 | 0 | 0 | 0 | 0 | 0 | [5 empty] | 0 | 0 | 0 | 0 | 0 | 0 | 0 | [5 empty] | 0 | 0 | 0 | 0 | 0 | 0 | 0
[5 empty] | C2 | 0 | 0 | 0 | 0 | 0 | 0 | 0 | 0 | 0 | 0 | 0 | 0 | [5 empty] | 0 | 0 | 0 | 0 | 0 | 0 | 0 | [5 empty] | 0 | 0 | 0 | 0 | 0 | 0 | 0
[5 empty] | C3 | 0 | 0 | 0 | 0 | 0 | 0 | 0 | 0 | 0 | 0 | 0 | 0 | [5 empty] | 0 | 0 | 0 | 0 | 0 | 0 | 0 | [5 empty] | 0 | 0 | 0 | 0 | 0 | 0 | 0
[5 empty] | C4 | 0 | 0 | 0 | 0 | 0 | 0 | 0 | 0 | 0 | 0 | 0 | 0 | [5 empty] | 0 | 0 | 0 | 0 | 0 | 0 | 0 | [5 empty] | 0 | 0 | 0 | 0 | 0 | 0 | 0
|  |  | 0 | 0 |  | 0 | 0 | 0 | 0 | 0 |  | 0 | 0 | 0 | 0 | 0 |  | 0 | 0 | 0 | 0 | 0 |  | 0 | 0 | 0 | 0 | 0 |  | 0 | 0 | 0 | 0 | 0 |  | 0 | 0 | 0 | 0 | 0
| [Please insert new asset category as required] |  |  |  | C1 | 0 | 0 | 0 | 0 | 0 | 0 | 0 | 0 | 0 | 0 | 0 | 0 | [5 empty] | 0 | 0 | 0 | 0 | 0 | 0 | 0 | [5 empty] | 0 | 0 | 0 | 0 | 0 | 0 | 0
[5 empty] | C2 | 0 | 0 | 0 | 0 | 0 | 0 | 0 | 0 | 0 | 0 | 0 | 0 | [5 empty] | 0 | 0 | 0 | 0 | 0 | 0 | 0 | [5 empty] | 0 | 0 | 0 | 0 | 0 | 0 | 0
[5 empty] | C3 | 0 | 0 | 0 | 0 | 0 | 0 | 0 | 0 | 0 | 0 | 0 | 0 | [5 empty] | 0 | 0 | 0 | 0 | 0 | 0 | 0 | [5 empty] | 0 | 0 | 0 | 0 | 0 | 0 | 0
[5 empty] | C4 | 0 | 0 | 0 | 0 | 0 | 0 | 0 | 0 | 0 | 0 | 0 | 0 | [5 empty] | 0 | 0 | 0 | 0 | 0 | 0 | 0 | [5 empty] | 0 | 0 | 0 | 0 | 0 | 0 | 0
|  |  | 0 | 0 |  | 0 | 0 | 0 | 0 | 0 |  | 0 | 0 | 0 | 0 | 0 |  | 0 | 0 | 0 | 0 | 0 |  | 0 | 0 | 0 | 0 | 0 |  | 0 | 0 | 0 | 0 | 0 |  | 0 | 0 | 0 | 0 | 0
132kV Network
| 132kV CBs |  |  |  | C1 | 30 | 0 | 2 | 0 | 0 | 32 | 30 | 0 | 2 | 0 | 0 | 32 | 0 | 0 | 0 | 0 | 0 | 0 | 28 | 2 | 0 | 2 | 0 | 32 | 0 | 0 | 0 | 0 | 0 | 0 | 27 | 3 | 0 | 2 | 0 | 32
[5 empty] | C2 | 23 | 0 | 0 | 0 | 0 | 23 | 15 | 0 | 0 | 0 | 8 | 23 | 0 | 0 | 0 | 0 | 0 | 0 | 15 | 0 | 0 | 0 | 8 | 23 | 0 | 0 | 0 | 0 | 0 | 0 | 10 | 5 | 0 | 0 | 8 | 23
[5 empty] | C3 | 18 | 0 | 0 | 8 | 0 | 26 | 18 | 0 | 0 | 8 | 0 | 26 | 0 | 0 | 0 | 0 | 0 | 0 | 18 | 0 | 0 | 8 | 0 | 26 | 0 | 0 | 0 | 0 | 0 | 0 | 18 | 0 | 0 | 0 | 8 | 26
[5 empty] | C4 | 2 | 0 | 0 | 0 | 0 | 2 | 0 | 0 | 2 | 0 | 0 | 2 | 0 | 0 | 0 | 0 | 0 | 0 | 0 | 0 | 0 | 2 | 0 | 2 | 0 | 0 | 0 | 0 | 0 | 0 | 0 | 0 | 0 | 2 | 0 | 2
|  |  | 83 | 84 |  | 73 | 0 | 2 | 8 | 0 |  | 63 | 0 | 4 | 8 | 8 |  | 0 | 0 | 0 | 0 | 0 |  | 61 | 2 | 0 | 12 | 8 |  | 0 | 0 | 0 | 0 | 0 |  | 55 | 8 | 0 | 4 | 16
| 132kV Transformer |  |  |  | C1 | 18 | 9 | 3 | 0 | 0 | 30 | 16 | 9 | 3 | 1 | 1 | 30 | 2 | -2 | 0 | 0 | 0 | 0 | 15 | 9 | 1 | 3 | 2 | 30 | 2 | -2 | 0 | 0 | 0 | 0 | 15 | 6 | 4 | 3 | 2 | 30
[5 empty] | C2 | 12 | 10 | 8 | 4 | 0 | 34 | 12 | 10 | 8 | 4 | 0 | 34 | 0 | 2 | -2 | 0 | 0 | 0 | 10 | 11 | 8 | 2 | 3 | 34 | 0 | 2 | -2 | 1 | -1 | 0 | 8 | 11 | 8 | 3 | 4 | 34
[5 empty] | C3 | 7 | 4 | 2 | 0 | 0 | 13 | 5 | 4 | 2 | 2 | 0 | 13 | 0 | 0 | 0 | 0 | 0 | 0 | 5 | 4 | 2 | 0 | 2 | 13 | 0 | 0 | 0 | 0 | 0 | 0 | 5 | 4 | 2 | 0 | 2 | 13
[5 empty] | C4 | 2 | 0 | 0 | 0 | 0 | 2 | 2 | 0 | 0 | 0 | 0 | 2 | 0 | 0 | 0 | 0 | 0 | 0 | 2 | 0 | 0 | 0 | 0 | 2 | 0 | 0 | 0 | 0 | 0 | 0 | 2 | 0 | 0 | 0 | 0 | 2
|  |  | 79 | 79 |  | 39 | 23 | 13 | 4 | 0 |  | 35 | 23 | 13 | 7 | 1 |  | 2 | 0 | -2 | 0 | 0 |  | 32 | 24 | 11 | 5 | 7 |  | 2 | 0 | -2 | 1 | -1 |  | 30 | 21 | 14 | 6 | 8
| 132kV UG Cable (Gas) |  |  |  | C1 | 0 | 0 | 0 | 0 | 0.0030333 | 0.0030333 | 0 | 0 | 0 | 0 | 0.67969 | 0.67969 | 0 | 0 | 0 | 0 | 0 | 0 | 0 | 0 | 0 | 0 | 0.0030333 | 0.0030333 | 0 | 0 | 0 | 0 | 0 | 0 | 0 | 0 | 0 | 0 | 0.0030333 | 0.0030333
[5 empty] | C2 | 0 | 0 | 0 | 0 | 0.0011431 | 0.0011431 | 0 | 0 | 0 | 0 | 0.25615 | 0.25615 | 0 | 0 | 0 | 0 | 0 | 0 | 0 | 0 | 0 | 0 | 0.0011431 | 0.0011431 | 0 | 0 | 0 | 0 | 0 | 0 | 0 | 0 | 0 | 0 | 0.0011431 | 0.0011431
[5 empty] | C3 | 0 | 0 | 0 | 0 | 0.016356 | 0.016356 | 0 | 0 | 0 | 0 | 3.6651 | 3.6651 | 0 | 0 | 0 | 0 | 0 | 0 | 0 | 0 | 0 | 0 | 0.016356 | 0.016356 | 0 | 0 | 0 | 0 | 0 | 0 | 0 | 0 | 0 | 0 | 0.016356 | 0.016356
[5 empty] | C4 | 0 | 0 | 0 | 0 | 0.0054672 | 0.0054672 | 0 | 0 | 0 | 0 | 1.2251 | 1.2251 | 0 | 0 | 0 | 0 | 0 | 0 | 0 | 0 | 0 | 0 | 0.0054672 | 0.0054672 | 0 | 0 | 0 | 0 | 0 | 0 | 0 | 0 | 0 | 0 | 0.0054672 | 0.0054672
|  |  | 0 | 0 |  | 0 | 0 | 0 | 0 | 0.026 |  | 0 | 0 | 0 | 0 | 5.826 |  | 0 | 0 | 0 | 0 | 0 |  | 0 | 0 | 0 | 0 | 0.026 |  | 0 | 0 | 0 | 0 | 0 |  | 0 | 0 | 0 | 0 | 0.026
| 132kV UG Cable (Oil) |  |  |  | C1 | 0 | 2.9422 | 0.71401 | 1.6033 | 1.6842 | 6.9437 | 0 | 2.9422 | 0.71401 | 1.6033 | 1.6842 | 6.9437 | 0 | 0 | 0 | 0 | 0 | 0 | 0 | 2.7908 | 0.70587 | 1.9907 | 1.6982 | 7.1857 | 0 | 0 | 0 | 0 | 0 | 0 | 0 | 0.64753 | 1.6511 | 1.1276 | 4.3905 | 7.8167
[5 empty] | C2 | 3.7561 | 3.3857 | 4.3751 | 9.8785 | 2.2337 | 23.6291 | 3.7561 | 3.3857 | 4.3751 | 9.8785 | 2.2337 | 23.6291 | 0 | 0 | 0 | 0 | 0 | 0 | 1.3281 | 3.2115 | 4.3252 | 12.2653 | 2.2523 | 23.3825 | 0 | 0 | 0 | 0 | 0 | 0 | 1.3281 | 0.74514 | 10.1171 | 6.9474 | 5.823 | 24.9608
[5 empty] | C3 | 0 | 14.9297 | 6.0468 | 3.6204 | 2.0782 | 26.675 | 0 | 14.9297 | 6.0468 | 3.6204 | 2.0782 | 26.675 | 0 | 0 | 0 | 0 | 0 | 0 | 0 | 14.1616 | 5.9778 | 4.4951 | 2.0955 | 26.73 | 0 | 0 | 0 | 0 | 0 | 0 | 0 | 3.2858 | 13.9829 | 2.5462 | 5.4176 | 25.2324
[5 empty] | C4 | 0 | 0.97712 | 0 | 0 | 0 | 0.97712 | 0 | 0.97712 | 0 | 0 | 0 | 0.97712 | 0 | 0 | 0 | 0 | 0 | 0 | 0 | 0.92685 | 0 | 0 | 0 | 0.92685 | 0 | 0 | 0 | 0 | 0 | 0 | 0 | 0.21505 | 0 | 0 | 0 | 0.21505
|  |  | 58 | 39 |  | 3.7561 | 22.2348 | 11.1358 | 15.1022 | 5.9961 |  | 3.7561 | 22.2348 | 11.1358 | 15.1022 | 5.9961 |  | 0 | 0 | 0 | 0 | 0 |  | 1.3281 | 21.0908 | 11.0088 | 18.7512 | 6.0461 |  | 0 | 0 | 0 | 0 | 0 |  | 1.3281 | 4.8935 | 25.7511 | 10.6212 | 15.6311
| 132kV UG Cable (Non Pressurised) |  |  |  | C1 | 30.5703 | 1.6243 | 0 | 0 | 0 | 32.1946 | 24.6703 | 1.6243 | 0 | 0 | 0 | 26.2946 | 0 | 0 | 0 | 0 | 0 | 0 | 30.5703 | 1.6243 | 0 | 0 | 0 | 32.1946 | 0 | 0 | 0 | 0 | 0 | 0 | 30.5703 | 1.6243 | 0 | 0 | 0 | 32.1946
[5 empty] | C2 | 0 | 0.52772 | 0.001 | 0.083556 | 0.007 | 0.61927 | 0 | 0.52772 | 0.001 | 0.083556 | 0.007 | 0.61927 | 0 | 0 | 0 | 0 | 0 | 0 | 0 | 0.52772 | 0.001 | 0.083556 | 0.007 | 0.61927 | 0 | 0 | 0 | 0 | 0 | 0 | 0 | 0.52772 | 0.001 | 0.083556 | 0.007 | 0.61927
[5 empty] | C3 | 0 | 0 | 0 | 0 | 0 | 0 | 0 | 0 | 0 | 0 | 0 | 0 | 0 | 0 | 0 | 0 | 0 | 0 | 0 | 0 | 0 | 0 | 0 | 0 | 0 | 0 | 0 | 0 | 0 | 0 | 0 | 0 | 0 | 0 | 0 | 0
[5 empty] | C4 | 0 | 6.0781 | 0 | 0 | 0 | 6.0781 | 0 | 6.0781 | 0 | 0 | 0 | 6.0781 | 0 | 0 | 0 | 0 | 0 | 0 | 0 | 6.0781 | 0 | 0 | 0 | 6.0781 | 0 | 0 | 0 | 0 | 0 | 0 | 0 | 6.0781 | 0 | 0 | 0 | 6.0781
|  |  | 39 | 58 |  | 30.5703 | 8.2302 | 0.001 | 0.083556 | 0.007 |  | 24.6703 | 8.2302 | 0.001 | 0.083556 | 0.007 |  | 0 | 0 | 0 | 0 | 0 |  | 30.5703 | 8.2302 | 0.001 | 0.083556 | 0.007 |  | 0 | 0 | 0 | 0 | 0 |  | 30.5703 | 8.2302 | 0.001 | 0.083556 | 0.007
| 132kV OHL Support - Tower |  |  |  | C1 | 145 | 227 | 58 | 28 | 114 | 572 | 52 | 139 | 94 | 35 | 252 | 572 | 116 | 0 | 0 | 0 | -116 | 0 | 88 | 237 | 56 | 46 | 145 | 572 | 119 | 34 | 0 | -21 | -132 | 0 | 34 | 111 | 180 | 56 | 191 | 572
[5 empty] | C2 | 184 | 73 | 9 | 41 | 56 | 363 | 17 | 67 | 23 | 48 | 208 | 363 | 18 | 0 | 0 | 0 | -18 | 0 | 115 | 88 | 56 | 7 | 97 | 363 | 96 | 36 | 0 | -34 | -98 | 0 | 4 | 171 | 28 | 56 | 104 | 363
[5 empty] | C3 | 28 | 66 | 0 | 23 | 5 | 122 | 4 | 8 | 13 | 26 | 71 | 122 | 2 | 0 | 0 | 0 | -2 | 0 | 10 | 82 | 2 | 0 | 28 | 122 | 5 | 1 | 0 | 0 | -6 | 0 | 2 | 26 | 64 | 2 | 28 | 122
[5 empty] | C4 | 97 | 7 | 0 | 0 | 8 | 112 | 1 | 2 | 4 | 22 | 83 | 112 | 0 | 0 | 0 | 0 | 0 | 0 | 96 | 7 | 1 | 0 | 8 | 112 | 9 | 0 | 0 | -1 | -8 | 0 | 0 | 97 | 6 | 1 | 8 | 112
|  |  | 1169 | 1169 |  | 454 | 373 | 67 | 92 | 183 |  | 74 | 216 | 134 | 131 | 614 |  | 136 | 0 | 0 | 0 | -136 |  | 309 | 414 | 115 | 53 | 278 |  | 229 | 71 | 0 | -56 | -244 |  | 40 | 405 | 278 | 115 | 331
| 132kV OHL Fittings and Conductors (Tower Lines) |  |  |  | C1 | 59.426 | 153.5999 | 184.0823 | 56.0422 | 81.9465 | 535.0969 | 58.4481 | 35.9218 | 99.5766 | 159.0191 | 182.1313 | 535.0969 | 0 | 7.2837 | 70.9715 | -9.4694 | -68.7858 | 0 | 55.9704 | 21.8938 | 243.6033 | 80.0159 | 133.6134 | 535.0969 | 0 | 11.7094 | 73.1077 | -11.7764 | -73.0407 | 0 | 55.9704 | 13.4634 | 234.4327 | 94.4155 | 136.8148 | 535.0969
[5 empty] | C2 | 0.52193 | 3.2945 | 27.6214 | 2.1808 | 6.5189 | 40.1377 | 0.52193 | 0 | 26.7231 | 3.2693 | 9.6234 | 40.1377 | 0 | 0 | 4.449 | -0.76252 | -3.6865 | 0 | 0.52193 | 0 | 29.3017 | 1.6143 | 8.6998 | 40.1377 | 0 | 0 | 28.5993 | -24.6916 | -3.9077 | 0 | 0.52193 | 0 | 5.3726 | 25.5434 | 8.6998 | 40.1377
[5 empty] | C3 | 0 | 0 | 2.2856 | 1.622 | 0 | 3.9077 | 0 | 0 | 2.2856 | 1.622 | 0 | 3.9077 | 0 | 0 | 0.74894 | -0.74894 | 0 | 0 | 0 | 0 | 0.49864 | 2.6601 | 0.74894 | 3.9077 | 0 | 0 | 1.5386 | -1.2476 | -0.29104 | 0 | 0 | 0 | 0 | 2.2856 | 1.622 | 3.9077
[5 empty] | C4 | 0 | 0 | 2.8134 | 1.4503 | 0.50155 | 4.7653 | 0 | 0 | 2.1517 | 1.4503 | 1.1632 | 4.7653 | 0 | 0 | 1.1642 | -1.1642 | 0 | 0 | 0 | 0 | 0.71013 | 3.5536 | 0.50155 | 4.7653 | 0 | 0 | 1.4503 | -1.1642 | -0.28619 | 0 | 0 | 0 | 0.71013 | 2.1032 | 1.9519 | 4.7653
|  |  | 584 | 584 |  | 59.9479 | 156.8945 | 216.8026 | 61.2954 | 88.967 |  | 58.97 | 35.9218 | 130.737 | 165.3608 | 192.9179 |  | 0 | 7.2837 | 77.3335 | -12.145 | -72.4722 |  | 56.4923 | 21.8938 | 274.1138 | 87.8439 | 143.5637 |  | 0 | 11.7094 | 104.6959 | -38.8797 | -77.5256 |  | 56.4923 | 13.4634 | 240.5154 | 124.3478 | 149.0886
| [Please insert new asset category as required] |  |  |  | C1 | 0 | 0 | 0 | 0 | 0 | 0 | 0 | 0 | 0 | 0 | 0 | 0 | [5 empty] | 0 | 0 | 0 | 0 | 0 | 0 | 0 | [5 empty] | 0 | 0 | 0 | 0 | 0 | 0 | 0
[5 empty] | C2 | 0 | 0 | 0 | 0 | 0 | 0 | 0 | 0 | 0 | 0 | 0 | 0 | [5 empty] | 0 | 0 | 0 | 0 | 0 | 0 | 0 | [5 empty] | 0 | 0 | 0 | 0 | 0 | 0 | 0
[5 empty] | C3 | 0 | 0 | 0 | 0 | 0 | 0 | 0 | 0 | 0 | 0 | 0 | 0 | [5 empty] | 0 | 0 | 0 | 0 | 0 | 0 | 0 | [5 empty] | 0 | 0 | 0 | 0 | 0 | 0 | 0
[5 empty] | C4 | 0 | 0 | 0 | 0 | 0 | 0 | 0 | 0 | 0 | 0 | 0 | 0 | [5 empty] | 0 | 0 | 0 | 0 | 0 | 0 | 0 | [5 empty] | 0 | 0 | 0 | 0 | 0 | 0 | 0
|  |  | 0 | 0 |  | 0 | 0 | 0 | 0 | 0 |  | 0 | 0 | 0 | 0 | 0 |  | 0 | 0 | 0 | 0 | 0 |  | 0 | 0 | 0 | 0 | 0 |  | 0 | 0 | 0 | 0 | 0 |  | 0 | 0 | 0 | 0 | 0
| [Please insert new asset category as required] |  |  |  | C1 | 0 | 0 | 0 | 0 | 0 | 0 | 0 | 0 | 0 | 0 | 0 | 0 | [5 empty] | 0 | 0 | 0 | 0 | 0 | 0 | 0 | [5 empty] | 0 | 0 | 0 | 0 | 0 | 0 | 0
[5 empty] | C2 | 0 | 0 | 0 | 0 | 0 | 0 | 0 | 0 | 0 | 0 | 0 | 0 | [5 empty] | 0 | 0 | 0 | 0 | 0 | 0 | 0 | [5 empty] | 0 | 0 | 0 | 0 | 0 | 0 | 0
[5 empty] | C3 | 0 | 0 | 0 | 0 | 0 | 0 | 0 | 0 | 0 | 0 | 0 | 0 | [5 empty] | 0 | 0 | 0 | 0 | 0 | 0 | 0 | [5 empty] | 0 | 0 | 0 | 0 | 0 | 0 | 0
[5 empty] | C4 | 0 | 0 | 0 | 0 | 0 | 0 | 0 | 0 | 0 | 0 | 0 | 0 | [5 empty] | 0 | 0 | 0 | 0 | 0 | 0 | 0 | [5 empty] | 0 | 0 | 0 | 0 | 0 | 0 | 0
|  |  | 0 | 0 |  | 0 | 0 | 0 | 0 | 0 |  | 0 | 0 | 0 | 0 | 0 |  | 0 | 0 | 0 | 0 | 0 |  | 0 | 0 | 0 | 0 | 0 |  | 0 | 0 | 0 | 0 | 0 |  | 0 | 0 | 0 | 0 | 0
| [Please insert new asset category as required] |  |  |  | C1 | 0 | 0 | 0 | 0 | 0 | 0 | 0 | 0 | 0 | 0 | 0 | 0 | [5 empty] | 0 | 0 | 0 | 0 | 0 | 0 | 0 | [5 empty] | 0 | 0 | 0 | 0 | 0 | 0 | 0
[5 empty] | C2 | 0 | 0 | 0 | 0 | 0 | 0 | 0 | 0 | 0 | 0 | 0 | 0 | [5 empty] | 0 | 0 | 0 | 0 | 0 | 0 | 0 | [5 empty] | 0 | 0 | 0 | 0 | 0 | 0 | 0
[5 empty] | C3 | 0 | 0 | 0 | 0 | 0 | 0 | 0 | 0 | 0 | 0 | 0 | 0 | [5 empty] | 0 | 0 | 0 | 0 | 0 | 0 | 0 | [5 empty] | 0 | 0 | 0 | 0 | 0 | 0 | 0
[5 empty] | C4 | 0 | 0 | 0 | 0 | 0 | 0 | 0 | 0 | 0 | 0 | 0 | 0 | [5 empty] | 0 | 0 | 0 | 0 | 0 | 0 | 0 | [5 empty] | 0 | 0 | 0 | 0 | 0 | 0 | 0
|  |  | 0 | 0 |  | 0 | 0 | 0 | 0 | 0 |  | 0 | 0 | 0 | 0 | 0 |  | 0 | 0 | 0 | 0 | 0 |  | 0 | 0 | 0 | 0 | 0 |  | 0 | 0 | 0 | 0 | 0 |  | 0 | 0 | 0 | 0 | 0
| [Please insert new asset category as required] |  |  |  | C1 | 0 | 0 | 0 | 0 | 0 | 0 | 0 | 0 | 0 | 0 | 0 | 0 | [5 empty] | 0 | 0 | 0 | 0 | 0 | 0 | 0 | [5 empty] | 0 | 0 | 0 | 0 | 0 | 0 | 0
[5 empty] | C2 | 0 | 0 | 0 | 0 | 0 | 0 | 0 | 0 | 0 | 0 | 0 | 0 | [5 empty] | 0 | 0 | 0 | 0 | 0 | 0 | 0 | [5 empty] | 0 | 0 | 0 | 0 | 0 | 0 | 0
[5 empty] | C3 | 0 | 0 | 0 | 0 | 0 | 0 | 0 | 0 | 0 | 0 | 0 | 0 | [5 empty] | 0 | 0 | 0 | 0 | 0 | 0 | 0 | [5 empty] | 0 | 0 | 0 | 0 | 0 | 0 | 0
[5 empty] | C4 | 0 | 0 | 0 | 0 | 0 | 0 | 0 | 0 | 0 | 0 | 0 | 0 | [5 empty] | 0 | 0 | 0 | 0 | 0 | 0 | 0 | [5 empty] | 0 | 0 | 0 | 0 | 0 | 0 | 0
|  |  | 0 | 0 |  | 0 | 0 | 0 | 0 | 0 |  | 0 | 0 | 0 | 0 | 0 |  | 0 | 0 | 0 | 0 | 0 |  | 0 | 0 | 0 | 0 | 0 |  | 0 | 0 | 0 | 0 | 0 |  | 0 | 0 | 0 | 0 | 0
| [Please insert new asset category as required] |  |  |  | C1 | 0 | 0 | 0 | 0 | 0 | 0 | 0 | 0 | 0 | 0 | 0 | 0 | [5 empty] | 0 | 0 | 0 | 0 | 0 | 0 | 0 | [5 empty] | 0 | 0 | 0 | 0 | 0 | 0 | 0
[5 empty] | C2 | 0 | 0 | 0 | 0 | 0 | 0 | 0 | 0 | 0 | 0 | 0 | 0 | [5 empty] | 0 | 0 | 0 | 0 | 0 | 0 | 0 | [5 empty] | 0 | 0 | 0 | 0 | 0 | 0 | 0
[5 empty] | C3 | 0 | 0 | 0 | 0 | 0 | 0 | 0 | 0 | 0 | 0 | 0 | 0 | [5 empty] | 0 | 0 | 0 | 0 | 0 | 0 | 0 | [5 empty] | 0 | 0 | 0 | 0 | 0 | 0 | 0
[5 empty] | C4 | 0 | 0 | 0 | 0 | 0 | 0 | 0 | 0 | 0 | 0 | 0 | 0 | [5 empty] | 0 | 0 | 0 | 0 | 0 | 0 | 0 | [5 empty] | 0 | 0 | 0 | 0 | 0 | 0 | 0
|  |  | 0 | 0 |  | 0 | 0 | 0 | 0 | 0 |  | 0 | 0 | 0 | 0 | 0 |  | 0 | 0 | 0 | 0 | 0 |  | 0 | 0 | 0 | 0 | 0 |  | 0 | 0 | 0 | 0 | 0 |  | 0 | 0 | 0 | 0 | 0
Other
| Submarine Cables |  |  |  | C1 | 0 | 0 | 0 | 0 | 0 | 0 | 0 | 0 | 0 | 0 | 0 | 0 | [5 empty] | 0 | 0 | 0 | 0 | 0 | 0 | 0 | [5 empty] | 0 | 0 | 0 | 0 | 0 | 0 | 0
[5 empty] | C2 | 0 | 0 | 0 | 0 | 0 | 0 | 0 | 0 | 0 | 0 | 0 | 0 | [5 empty] | 0 | 0 | 0 | 0 | 0 | 0 | 0 | [5 empty] | 0 | 0 | 0 | 0 | 0 | 0 | 0
[5 empty] | C3 | 0 | 0 | 0 | 0 | 0 | 0 | 0 | 0 | 0 | 0 | 0 | 0 | [5 empty] | 0 | 0 | 0 | 0 | 0 | 0 | 0 | [5 empty] | 0 | 0 | 0 | 0 | 0 | 0 | 0
[5 empty] | C4 | 0 | 0 | 0 | 0 | 0 | 0 | 0 | 0 | 0 | 0 | 0 | 0 | [5 empty] | 0 | 0 | 0 | 0 | 0 | 0 | 0 | [5 empty] | 0 | 0 | 0 | 0 | 0 | 0 | 0
|  |  | 0 | 0 |  | 0 | 0 | 0 | 0 | 0 |  | 0 | 0 | 0 | 0 | 0 |  | 0 | 0 | 0 | 0 | 0 |  | 0 | 0 | 0 | 0 | 0 |  | 0 | 0 | 0 | 0 | 0 |  | 0 | 0 | 0 | 0 | 0
| [Please insert new asset category as required] |  |  |  | C1 | 0 | 0 | 0 | 0 | 0 | 0 | 0 | 0 | 0 | 0 | 0 | 0 | [5 empty] | 0 | 0 | 0 | 0 | 0 | 0 | 0 | [5 empty] | 0 | 0 | 0 | 0 | 0 | 0 | 0
[5 empty] | C2 | 0 | 0 | 0 | 0 | 0 | 0 | 0 | 0 | 0 | 0 | 0 | 0 | [5 empty] | 0 | 0 | 0 | 0 | 0 | 0 | 0 | [5 empty] | 0 | 0 | 0 | 0 | 0 | 0 | 0
[5 empty] | C3 | 0 | 0 | 0 | 0 | 0 | 0 | 0 | 0 | 0 | 0 | 0 | 0 | [5 empty] | 0 | 0 | 0 | 0 | 0 | 0 | 0 | [5 empty] | 0 | 0 | 0 | 0 | 0 | 0 | 0
[5 empty] | C4 | 0 | 0 | 0 | 0 | 0 | 0 | 0 | 0 | 0 | 0 | 0 | 0 | [5 empty] | 0 | 0 | 0 | 0 | 0 | 0 | 0 | [5 empty] | 0 | 0 | 0 | 0 | 0 | 0 | 0
|  |  | 0 | 0 |  | 0 | 0 | 0 | 0 | 0 |  | 0 | 0 | 0 | 0 | 0 |  | 0 | 0 | 0 | 0 | 0 |  | 0 | 0 | 0 | 0 | 0 |  | 0 | 0 | 0 | 0 | 0 |  | 0 | 0 | 0 | 0 | 0
| [Please insert new asset category as required] |  |  |  | C1 | 0 | 0 | 0 | 0 | 0 | 0 | 0 | 0 | 0 | 0 | 0 | 0 | [5 empty] | 0 | 0 | 0 | 0 | 0 | 0 | 0 | [5 empty] | 0 | 0 | 0 | 0 | 0 | 0 | 0
[5 empty] | C2 | 0 | 0 | 0 | 0 | 0 | 0 | 0 | 0 | 0 | 0 | 0 | 0 | [5 empty] | 0 | 0 | 0 | 0 | 0 | 0 | 0 | [5 empty] | 0 | 0 | 0 | 0 | 0 | 0 | 0
[5 empty] | C3 | 0 | 0 | 0 | 0 | 0 | 0 | 0 | 0 | 0 | 0 | 0 | 0 | [5 empty] | 0 | 0 | 0 | 0 | 0 | 0 | 0 | [5 empty] | 0 | 0 | 0 | 0 | 0 | 0 | 0
[5 empty] | C4 | 0 | 0 | 0 | 0 | 0 | 0 | 0 | 0 | 0 | 0 | 0 | 0 | [5 empty] | 0 | 0 | 0 | 0 | 0 | 0 | 0 | [5 empty] | 0 | 0 | 0 | 0 | 0 | 0 | 0
|  |  | 0 | 0 |  | 0 | 0 | 0 | 0 | 0 |  | 0 | 0 | 0 | 0 | 0 |  | 0 | 0 | 0 | 0 | 0 |  | 0 | 0 | 0 | 0 | 0 |  | 0 | 0 | 0 | 0 | 0 |  | 0 | 0 | 0 | 0 | 0
| [Please insert new asset category as required] |  |  |  | C1 | 0 | 0 | 0 | 0 | 0 | 0 | 0 | 0 | 0 | 0 | 0 | 0 | [5 empty] | 0 | 0 | 0 | 0 | 0 | 0 | 0 | [5 empty] | 0 | 0 | 0 | 0 | 0 | 0 | 0
[5 empty] | C2 | 0 | 0 | 0 | 0 | 0 | 0 | 0 | 0 | 0 | 0 | 0 | 0 | [5 empty] | 0 | 0 | 0 | 0 | 0 | 0 | 0 | [5 empty] | 0 | 0 | 0 | 0 | 0 | 0 | 0
[5 empty] | C3 | 0 | 0 | 0 | 0 | 0 | 0 | 0 | 0 | 0 | 0 | 0 | 0 | [5 empty] | 0 | 0 | 0 | 0 | 0 | 0 | 0 | [5 empty] | 0 | 0 | 0 | 0 | 0 | 0 | 0
[5 empty] | C4 | 0 | 0 | 0 | 0 | 0 | 0 | 0 | 0 | 0 | 0 | 0 | 0 | [5 empty] | 0 | 0 | 0 | 0 | 0 | 0 | 0 | [5 empty] | 0 | 0 | 0 | 0 | 0 | 0 | 0
|  |  | 0 | 0 |  | 0 | 0 | 0 | 0 | 0 |  | 0 | 0 | 0 | 0 | 0 |  | 0 | 0 | 0 | 0 | 0 |  | 0 | 0 | 0 | 0 | 0 |  | 0 | 0 | 0 | 0 | 0 |  | 0 | 0 | 0 | 0 | 0
| [Please insert new asset category as required] |  |  |  | C1 | 0 | 0 | 0 | 0 | 0 | 0 | 0 | 0 | 0 | 0 | 0 | 0 | [5 empty] | 0 | 0 | 0 | 0 | 0 | 0 | 0 | [5 empty] | 0 | 0 | 0 | 0 | 0 | 0 | 0
[5 empty] | C2 | 0 | 0 | 0 | 0 | 0 | 0 | 0 | 0 | 0 | 0 | 0 | 0 | [5 empty] | 0 | 0 | 0 | 0 | 0 | 0 | 0 | [5 empty] | 0 | 0 | 0 | 0 | 0 | 0 | 0
[5 empty] | C3 | 0 | 0 | 0 | 0 | 0 | 0 | 0 | 0 | 0 | 0 | 0 | 0 | [5 empty] | 0 | 0 | 0 | 0 | 0 | 0 | 0 | [5 empty] | 0 | 0 | 0 | 0 | 0 | 0 | 0
[5 empty] | C4 | 0 | 0 | 0 | 0 | 0 | 0 | 0 | 0 | 0 | 0 | 0 | 0 | [5 empty] | 0 | 0 | 0 | 0 | 0 | 0 | 0 | [5 empty] | 0 | 0 | 0 | 0 | 0 | 0 | 0
|  |  | 0 | 0 |  | 0 | 0 | 0 | 0 | 0 |  | 0 | 0 | 0 | 0 | 0 |  | 0 | 0 | 0 | 0 | 0 |  | 0 | 0 | 0 | 0 | 0 |  | 0 | 0 | 0 | 0 | 0 |  | 0 | 0 | 0 | 0 | 0
| [Please insert new asset category as required] |  |  |  | C1 | 0 | 0 | 0 | 0 | 0 | 0 | 0 | 0 | 0 | 0 | 0 | 0 | [5 empty] | 0 | 0 | 0 | 0 | 0 | 0 | 0 | [5 empty] | 0 | 0 | 0 | 0 | 0 | 0 | 0
[5 empty] | C2 | 0 | 0 | 0 | 0 | 0 | 0 | 0 | 0 | 0 | 0 | 0 | 0 | [5 empty] | 0 | 0 | 0 | 0 | 0 | 0 | 0 | [5 empty] | 0 | 0 | 0 | 0 | 0 | 0 | 0
[5 empty] | C3 | 0 | 0 | 0 | 0 | 0 | 0 | 0 | 0 | 0 | 0 | 0 | 0 | [5 empty] | 0 | 0 | 0 | 0 | 0 | 0 | 0 | [5 empty] | 0 | 0 | 0 | 0 | 0 | 0 | 0
[5 empty] | C4 | 0 | 0 | 0 | 0 | 0 | 0 | 0 | 0 | 0 | 0 | 0 | 0 | [5 empty] | 0 | 0 | 0 | 0 | 0 | 0 | 0 | [5 empty] | 0 | 0 | 0 | 0 | 0 | 0 | 0
|  |  | 0 | 0 |  | 0 | 0 | 0 | 0 | 0 |  | 0 | 0 | 0 | 0 | 0 |  | 0 | 0 | 0 | 0 | 0 |  | 0 | 0 | 0 | 0 | 0 |  | 0 | 0 | 0 | 0 | 0 |  | 0 | 0 | 0 | 0 | 0
| TOTAL |  | 241438 | 239383 |  | 79461.5571 | 63119.1043 | 62690.8796 | 28331.1633 | 7836.2525 |  | 72340.8732 | 62950.9887 | 64146.4037 | 31275.6199 | 11650.0551 |  | 382 | 727.8267 | -187.1926 | -148.6815 | -773.9526 |  | 69731.9612 | 33024.191 | 68678.0298 | 56487.4481 | 13538.3268 |  | 512 | 1089.2524 | -162.957 | -350.6117 | -1087.6837 |  | 60791.0253 | 29640.0713 | 61151.9975 | 58228.2551 | 31648.6077
Health Index Definitions
|  |  | HI1 | New or as new
|  |  | HI2 | Good or seviceable condition
|  |  | HI3 | Deterioration requires assessment and monitoring
|  |  | HI4 | Material deterioration, intervention requires consideration
|  |  | HI5 | End of serviceable life, intervention required
Criticality Index Definitions
|  |  | C1 | Low criticality
|  |  | C2 | Average criticality
|  |  | C3 | High criticality
|  |  | C4 | Very high criticality

## NAW5 - General Reinfor - NPgN
NAW5: Secondary deliverables RIIO-ED1 - General reinforcement
NPgN
Price base (2012/13)
| ASSET CATEGORIES |  | ASSET REGISTER |  |  | End of DPCR5 (31 March 2015) with investment | [5 empty] | End of DPCR5 (31 March 2015) without investment | [5 empty] | Mid-Period Review (31 March 2019) planned investment | [5 empty] | Mid-Period Review (31 March 2019) without investment | [5 empty] | End of RIIO-ED1 (31 March 2023) planned investment | [5 empty] | End of RIIO-ED1 (31 March 2023) without investment
Is it your current intention to have a health index for this asset category in the RIIO-ED1 control period.
|  |  | as at 31st March 2015 | as at 31st March 2023 |  | HI 1 | HI 2 | HI 3 | HI 4 | HI 5 |  | HI 1 | HI 2 | HI 3 | HI 4 | HI 5 |  | HI 1 | HI 2 | HI 3 | HI 4 | HI 5 |  | HI 1 | HI 2 | HI 3 | HI 4 | HI 5 |  | HI 1 | HI 2 | HI 3 | HI 4 | HI 5 |  | HI 1 | HI 2 | HI 3 | HI 4 | HI 5
LV Network
| LV Switchgear and Other |  |  |  | C1 | 0 | 0 | 0 | 0 | 0 | 0 | 0 | 0 | 0 | 0 | 0 | 0 | [5 empty] | 0 | 0 | 0 | 0 | 0 | 0 | 0 | [5 empty] | 0 | 0 | 0 | 0 | 0 | 0 | 0 | Yes
[5 empty] | C2 | 0 | 0 | 0 | 0 | 0 | 0 | 0 | 0 | 0 | 0 | 0 | 0 | [5 empty] | 0 | 0 | 0 | 0 | 0 | 0 | 0 | [5 empty] | 0 | 0 | 0 | 0 | 0 | 0 | 0 | No
[5 empty] | C3 | 0 | 0 | 0 | 0 | 0 | 0 | 0 | 0 | 0 | 0 | 0 | 0 | [5 empty] | 0 | 0 | 0 | 0 | 0 | 0 | 0 | [5 empty] | 0 | 0 | 0 | 0 | 0 | 0 | 0
[5 empty] | C4 | 0 | 0 | 0 | 0 | 0 | 0 | 0 | 0 | 0 | 0 | 0 | 0 | [5 empty] | 0 | 0 | 0 | 0 | 0 | 0 | 0 | [5 empty] | 0 | 0 | 0 | 0 | 0 | 0 | 0
|  |  | 0 | 0 |  | 0 | 0 | 0 | 0 | 0 |  | 0 | 0 | 0 | 0 | 0 |  | 0 | 0 | 0 | 0 | 0 |  | 0 | 0 | 0 | 0 | 0 |  | 0 | 0 | 0 | 0 | 0 |  | 0 | 0 | 0 | 0 | 0
| LV UGB |  |  |  | C1 | 0 | 0 | 0 | 0 | 0 | 0 | 0 | 0 | 0 | 0 | 0 | 0 | [5 empty] | 0 | 0 | 0 | 0 | 0 | 0 | 0 | [5 empty] | 0 | 0 | 0 | 0 | 0 | 0 | 0
[5 empty] | C2 | 0 | 0 | 0 | 0 | 0 | 0 | 0 | 0 | 0 | 0 | 0 | 0 | [5 empty] | 0 | 0 | 0 | 0 | 0 | 0 | 0 | [5 empty] | 0 | 0 | 0 | 0 | 0 | 0 | 0
[5 empty] | C3 | 0 | 0 | 0 | 0 | 0 | 0 | 0 | 0 | 0 | 0 | 0 | 0 | [5 empty] | 0 | 0 | 0 | 0 | 0 | 0 | 0 | [5 empty] | 0 | 0 | 0 | 0 | 0 | 0 | 0
[5 empty] | C4 | 0 | 0 | 0 | 0 | 0 | 0 | 0 | 0 | 0 | 0 | 0 | 0 | [5 empty] | 0 | 0 | 0 | 0 | 0 | 0 | 0 | [5 empty] | 0 | 0 | 0 | 0 | 0 | 0 | 0
|  |  | 0 | 0 |  | 0 | 0 | 0 | 0 | 0 |  | 0 | 0 | 0 | 0 | 0 |  | 0 | 0 | 0 | 0 | 0 |  | 0 | 0 | 0 | 0 | 0 |  | 0 | 0 | 0 | 0 | 0 |  | 0 | 0 | 0 | 0 | 0
| LV OHL Support |  |  |  | C1 | 9664 | 7276 | 12171 | 1565 | 1359 | 32035 | 8728 | 7327 | 12342 | 1906 | 1617 | 31920 | [5 empty] | 0 | 8443 | 1599 | 8642 | 10620 | 2211 | 31515 | [5 empty] | 0 | 7452 | 1226 | 6986 | 10535 | 5206 | 31405
[5 empty] | C2 | 6593 | 5704 | 9745 | 886 | 839 | 23767 | 5948 | 5742 | 9876 | 1268 | 1127 | 23961 | [5 empty] | 0 | 5770 | 1274 | 6931 | 7777 | 1467 | 23219 | [5 empty] | 0 | 5104 | 992 | 5617 | 7720 | 3656 | 23089
[5 empty] | C3 | 761 | 1889 | 2641 | 666 | 405 | 6362 | 689 | 1903 | 2679 | 666 | 405 | 6342 | [5 empty] | 0 | 662 | 410 | 1873 | 3143 | 598 | 6686 | [5 empty] | 0 | 582 | 312 | 1512 | 3118 | 1282 | 6806
[5 empty] | C4 | 1217 | 3352 | 4087 | 861 | 447 | 9964 | 1100 | 3376 | 4145 | 989 | 545 | 10155 | [5 empty] | 0 | 1061 | 733 | 2900 | 5277 | 737 | 10708 | [5 empty] | 0 | 934 | 560 | 2341 | 5234 | 1759 | 10828
|  |  | 72128 | 71328 |  | 18235 | 18221 | 28644 | 3978 | 3050 |  | 16465 | 18348 | 29042 | 4829 | 3694 |  | 0 | 0 | 0 | 0 | 0 |  | 15936 | 4016 | 20346 | 26817 | 5013 |  | 0 | 0 | 0 | 0 | 0 |  | 14072 | 3090 | 16456 | 26607 | 11903
| [Please insert new asset category as required] |  |  |  | C1 | 0 | 0 | 0 | 0 | 0 | 0 | 0 | 0 | 0 | 0 | 0 | 0 | [5 empty] | 0 | 0 | 0 | 0 | 0 | 0 | 0 | [5 empty] | 0 | 0 | 0 | 0 | 0 | 0 | 0
[5 empty] | C2 | 0 | 0 | 0 | 0 | 0 | 0 | 0 | 0 | 0 | 0 | 0 | 0 | [5 empty] | 0 | 0 | 0 | 0 | 0 | 0 | 0 | [5 empty] | 0 | 0 | 0 | 0 | 0 | 0 | 0
[5 empty] | C3 | 0 | 0 | 0 | 0 | 0 | 0 | 0 | 0 | 0 | 0 | 0 | 0 | [5 empty] | 0 | 0 | 0 | 0 | 0 | 0 | 0 | [5 empty] | 0 | 0 | 0 | 0 | 0 | 0 | 0
[5 empty] | C4 | 0 | 0 | 0 | 0 | 0 | 0 | 0 | 0 | 0 | 0 | 0 | 0 | [5 empty] | 0 | 0 | 0 | 0 | 0 | 0 | 0 | [5 empty] | 0 | 0 | 0 | 0 | 0 | 0 | 0
|  |  | 0 | 0 |  | 0 | 0 | 0 | 0 | 0 |  | 0 | 0 | 0 | 0 | 0 |  | 0 | 0 | 0 | 0 | 0 |  | 0 | 0 | 0 | 0 | 0 |  | 0 | 0 | 0 | 0 | 0 |  | 0 | 0 | 0 | 0 | 0
| [Please insert new asset category as required] |  |  |  | C1 | 0 | 0 | 0 | 0 | 0 | 0 | 0 | 0 | 0 | 0 | 0 | 0 | [5 empty] | 0 | 0 | 0 | 0 | 0 | 0 | 0 | [5 empty] | 0 | 0 | 0 | 0 | 0 | 0 | 0
[5 empty] | C2 | 0 | 0 | 0 | 0 | 0 | 0 | 0 | 0 | 0 | 0 | 0 | 0 | [5 empty] | 0 | 0 | 0 | 0 | 0 | 0 | 0 | [5 empty] | 0 | 0 | 0 | 0 | 0 | 0 | 0
[5 empty] | C3 | 0 | 0 | 0 | 0 | 0 | 0 | 0 | 0 | 0 | 0 | 0 | 0 | [5 empty] | 0 | 0 | 0 | 0 | 0 | 0 | 0 | [5 empty] | 0 | 0 | 0 | 0 | 0 | 0 | 0
[5 empty] | C4 | 0 | 0 | 0 | 0 | 0 | 0 | 0 | 0 | 0 | 0 | 0 | 0 | [5 empty] | 0 | 0 | 0 | 0 | 0 | 0 | 0 | [5 empty] | 0 | 0 | 0 | 0 | 0 | 0 | 0
|  |  | 0 | 0 |  | 0 | 0 | 0 | 0 | 0 |  | 0 | 0 | 0 | 0 | 0 |  | 0 | 0 | 0 | 0 | 0 |  | 0 | 0 | 0 | 0 | 0 |  | 0 | 0 | 0 | 0 | 0 |  | 0 | 0 | 0 | 0 | 0
| [Please insert new asset category as required] |  |  |  | C1 | 0 | 0 | 0 | 0 | 0 | 0 | 0 | 0 | 0 | 0 | 0 | 0 | [5 empty] | 0 | 0 | 0 | 0 | 0 | 0 | 0 | [5 empty] | 0 | 0 | 0 | 0 | 0 | 0 | 0
[5 empty] | C2 | 0 | 0 | 0 | 0 | 0 | 0 | 0 | 0 | 0 | 0 | 0 | 0 | [5 empty] | 0 | 0 | 0 | 0 | 0 | 0 | 0 | [5 empty] | 0 | 0 | 0 | 0 | 0 | 0 | 0
[5 empty] | C3 | 0 | 0 | 0 | 0 | 0 | 0 | 0 | 0 | 0 | 0 | 0 | 0 | [5 empty] | 0 | 0 | 0 | 0 | 0 | 0 | 0 | [5 empty] | 0 | 0 | 0 | 0 | 0 | 0 | 0
[5 empty] | C4 | 0 | 0 | 0 | 0 | 0 | 0 | 0 | 0 | 0 | 0 | 0 | 0 | [5 empty] | 0 | 0 | 0 | 0 | 0 | 0 | 0 | [5 empty] | 0 | 0 | 0 | 0 | 0 | 0 | 0
|  |  | 0 | 0 |  | 0 | 0 | 0 | 0 | 0 |  | 0 | 0 | 0 | 0 | 0 |  | 0 | 0 | 0 | 0 | 0 |  | 0 | 0 | 0 | 0 | 0 |  | 0 | 0 | 0 | 0 | 0 |  | 0 | 0 | 0 | 0 | 0
| [Please insert new asset category as required] |  |  |  | C1 | 0 | 0 | 0 | 0 | 0 | 0 | 0 | 0 | 0 | 0 | 0 | 0 | [5 empty] | 0 | 0 | 0 | 0 | 0 | 0 | 0 | [5 empty] | 0 | 0 | 0 | 0 | 0 | 0 | 0
[5 empty] | C2 | 0 | 0 | 0 | 0 | 0 | 0 | 0 | 0 | 0 | 0 | 0 | 0 | [5 empty] | 0 | 0 | 0 | 0 | 0 | 0 | 0 | [5 empty] | 0 | 0 | 0 | 0 | 0 | 0 | 0
[5 empty] | C3 | 0 | 0 | 0 | 0 | 0 | 0 | 0 | 0 | 0 | 0 | 0 | 0 | [5 empty] | 0 | 0 | 0 | 0 | 0 | 0 | 0 | [5 empty] | 0 | 0 | 0 | 0 | 0 | 0 | 0
[5 empty] | C4 | 0 | 0 | 0 | 0 | 0 | 0 | 0 | 0 | 0 | 0 | 0 | 0 | [5 empty] | 0 | 0 | 0 | 0 | 0 | 0 | 0 | [5 empty] | 0 | 0 | 0 | 0 | 0 | 0 | 0
|  |  | 0 | 0 |  | 0 | 0 | 0 | 0 | 0 |  | 0 | 0 | 0 | 0 | 0 |  | 0 | 0 | 0 | 0 | 0 |  | 0 | 0 | 0 | 0 | 0 |  | 0 | 0 | 0 | 0 | 0 |  | 0 | 0 | 0 | 0 | 0
| [Please insert new asset category as required] |  |  |  | C1 | 0 | 0 | 0 | 0 | 0 | 0 | 0 | 0 | 0 | 0 | 0 | 0 | [5 empty] | 0 | 0 | 0 | 0 | 0 | 0 | 0 | [5 empty] | 0 | 0 | 0 | 0 | 0 | 0 | 0
[5 empty] | C2 | 0 | 0 | 0 | 0 | 0 | 0 | 0 | 0 | 0 | 0 | 0 | 0 | [5 empty] | 0 | 0 | 0 | 0 | 0 | 0 | 0 | [5 empty] | 0 | 0 | 0 | 0 | 0 | 0 | 0
[5 empty] | C3 | 0 | 0 | 0 | 0 | 0 | 0 | 0 | 0 | 0 | 0 | 0 | 0 | [5 empty] | 0 | 0 | 0 | 0 | 0 | 0 | 0 | [5 empty] | 0 | 0 | 0 | 0 | 0 | 0 | 0
[5 empty] | C4 | 0 | 0 | 0 | 0 | 0 | 0 | 0 | 0 | 0 | 0 | 0 | 0 | [5 empty] | 0 | 0 | 0 | 0 | 0 | 0 | 0 | [5 empty] | 0 | 0 | 0 | 0 | 0 | 0 | 0
|  |  | 0 | 0 |  | 0 | 0 | 0 | 0 | 0 |  | 0 | 0 | 0 | 0 | 0 |  | 0 | 0 | 0 | 0 | 0 |  | 0 | 0 | 0 | 0 | 0 |  | 0 | 0 | 0 | 0 | 0 |  | 0 | 0 | 0 | 0 | 0
HV Network
| HV Switchgear (GM) - Primary |  |  |  | C1 | 200 | 510 | 480 | 286 | 122 | 1598 | 168 | 514 | 493 | 307 | 134 | 1616 | [5 empty] | 0 | 168 | 430 | 357 | 375 | 286 | 1616 | [5 empty] | 0 | 145 | 299 | 379 | 303 | 490 | 1616
[5 empty] | C2 | 93 | 126 | 180 | 125 | 41 | 565 | 81 | 126 | 181 | 135 | 42 | 565 | [5 empty] | 0 | 80 | 82 | 150 | 160 | 93 | 565 | [5 empty] | 0 | 67 | 81 | 104 | 134 | 179 | 565
[5 empty] | C3 | 4 | 64 | 41 | 2 | 0 | 111 | 4 | 64 | 41 | 2 | 0 | 111 | [5 empty] | 0 | 4 | 58 | 39 | 10 | 0 | 111 | [5 empty] | 0 | 1 | 54 | 32 | 20 | 4 | 111
[5 empty] | C4 | 47 | 50 | 66 | 74 | 30 | 267 | 36 | 50 | 70 | 80 | 34 | 270 | [5 empty] | 0 | 36 | 42 | 28 | 97 | 67 | 270 | [5 empty] | 0 | 35 | 36 | 23 | 38 | 138 | 270
|  |  | 2541 | 2538 |  | 344 | 750 | 767 | 487 | 193 |  | 289 | 754 | 785 | 524 | 210 |  | 0 | 0 | 0 | 0 | 0 |  | 288 | 612 | 574 | 642 | 446 |  | 0 | 0 | 0 | 0 | 0 |  | 248 | 470 | 538 | 495 | 811
| HV Switchgear (GM) - Distribution |  |  |  | C1 | 3986 | 1248 | 108 | 9 | 1 | 5352 | 3792 | 1272 | 172 | 49 | 123 | 5408 | [5 empty] | 0 | 3745 | 1052 | 480 | 48 | 27 | 5352 | [5 empty] | 0 | 3399 | 1205 | 588 | 96 | 64 | 5352
[5 empty] | C2 | 3108 | 2682 | 458 | 22 | 38 | 6308 | 2935 | 2728 | 670 | 89 | 195 | 6617 | [5 empty] | 0 | 2775 | 2151 | 1032 | 266 | 84 | 6308 | [5 empty] | 0 | 2438 | 2053 | 1198 | 417 | 202 | 6308
[5 empty] | C3 | 924 | 1031 | 228 | 0 | 48 | 2231 | 880 | 1054 | 339 | 40 | 86 | 2399 | [5 empty] | 0 | 789 | 765 | 488 | 111 | 78 | 2231 | [5 empty] | 0 | 682 | 745 | 483 | 198 | 123 | 2231
[5 empty] | C4 | 304 | 445 | 105 | 23 | 18 | 895 | 290 | 456 | 166 | 54 | 50 | 1016 | [5 empty] | 0 | 233 | 358 | 194 | 55 | 55 | 895 | [5 empty] | 0 | 199 | 292 | 226 | 90 | 88 | 895
|  |  | 14786 | 13688 |  | 8322 | 5406 | 899 | 54 | 105 |  | 7897 | 5510 | 1347 | 232 | 454 |  | 0 | 0 | 0 | 0 | 0 |  | 7542 | 4326 | 2194 | 480 | 244 |  | 0 | 0 | 0 | 0 | 0 |  | 6718 | 4295 | 2495 | 801 | 477
| HV Transformer (GM) |  |  |  | C1 | 2494 | 563 | 122 | 64 | 15 | 3258 | 2396 | 571 | 126 | 72 | 39 | 3204 | [5 empty] | 0 | 2368 | 492 | 250 | 78 | 70 | 3258 | [5 empty] | 0 | 2251 | 422 | 376 | 88 | 121 | 3258
[5 empty] | C2 | 2652 | 1750 | 484 | 405 | 74 | 5365 | 2536 | 1753 | 478 | 446 | 166 | 5379 | [5 empty] | 0 | 2335 | 1610 | 674 | 315 | 431 | 5365 | [5 empty] | 0 | 2105 | 1538 | 788 | 263 | 671 | 5365
[5 empty] | C3 | 498 | 275 | 75 | 57 | 9 | 914 | 480 | 281 | 79 | 65 | 25 | 930 | [5 empty] | 0 | 460 | 202 | 145 | 48 | 59 | 914 | [5 empty] | 0 | 428 | 159 | 190 | 43 | 94 | 914
[5 empty] | C4 | 180 | 130 | 64 | 42 | 7 | 423 | 174 | 136 | 68 | 48 | 23 | 449 | [5 empty] | 0 | 163 | 106 | 75 | 35 | 44 | 423 | [5 empty] | 0 | 141 | 104 | 60 | 45 | 73 | 423
|  |  | 9960 | 9960 |  | 5824 | 2718 | 745 | 568 | 105 |  | 5586 | 2741 | 751 | 631 | 253 |  | 0 | 0 | 0 | 0 | 0 |  | 5326 | 2410 | 1144 | 476 | 604 |  | 0 | 0 | 0 | 0 | 0 |  | 4925 | 2223 | 1414 | 439 | 959
| HV UG Cable |  |  |  | C1 | 0 | 0 | 0 | 0 | 0 | 0 | 0 | 0 | 0 | 0 | 0 | 0 | [5 empty] | 0 | 0 | 0 | 0 | 0 | 0 | 0 | [5 empty] | 0 | 0 | 0 | 0 | 0 | 0 | 0
[5 empty] | C2 | 0 | 0 | 0 | 0 | 0 | 0 | 0 | 0 | 0 | 0 | 0 | 0 | [5 empty] | 0 | 0 | 0 | 0 | 0 | 0 | 0 | [5 empty] | 0 | 0 | 0 | 0 | 0 | 0 | 0
[5 empty] | C3 | 0 | 0 | 0 | 0 | 0 | 0 | 0 | 0 | 0 | 0 | 0 | 0 | [5 empty] | 0 | 0 | 0 | 0 | 0 | 0 | 0 | [5 empty] | 0 | 0 | 0 | 0 | 0 | 0 | 0
[5 empty] | C4 | 0 | 0 | 0 | 0 | 0 | 0 | 0 | 0 | 0 | 0 | 0 | 0 | [5 empty] | 0 | 0 | 0 | 0 | 0 | 0 | 0 | [5 empty] | 0 | 0 | 0 | 0 | 0 | 0 | 0
|  |  | 0 | 0 |  | 0 | 0 | 0 | 0 | 0 |  | 0 | 0 | 0 | 0 | 0 |  | 0 | 0 | 0 | 0 | 0 |  | 0 | 0 | 0 | 0 | 0 |  | 0 | 0 | 0 | 0 | 0 |  | 0 | 0 | 0 | 0 | 0
| HV OHL Support - Poles |  |  |  | C1 | 14496 | 9898 | 9947 | 7197 | 1135 | 42673 | 13237 | 9960 | 10135 | 7612 | 1702 | 42646 | [5 empty] | 0 | 12621 | 5451 | 14288 | 8600 | 1822 | 42782 | [5 empty] | 0 | 10834 | 5196 | 12471 | 9058 | 5121 | 42680
[5 empty] | C2 | 19086 | 13113 | 12487 | 10437 | 1456 | 56579 | 17419 | 13191 | 12717 | 11032 | 2157 | 56516 | [5 empty] | 0 | 16628 | 7242 | 17935 | 12476 | 2327 | 56608 | [5 empty] | 0 | 14288 | 6915 | 15666 | 13149 | 6479 | 56497
[5 empty] | C3 | 7796 | 5437 | 5297 | 4320 | 701 | 23551 | 7119 | 5471 | 5397 | 4570 | 1053 | 23610 | [5 empty] | 0 | 6787 | 2993 | 7607 | 5162 | 1125 | 23674 | [5 empty] | 0 | 5824 | 2852 | 6638 | 5437 | 3165 | 23916
[5 empty] | C4 | 705 | 1366 | 725 | 486 | 64 | 3346 | 645 | 1375 | 740 | 516 | 101 | 3377 | [5 empty] | 0 | 611 | 749 | 1041 | 580 | 104 | 3085 | [5 empty] | 0 | 521 | 713 | 906 | 610 | 306 | 3056
|  |  | 126149 | 126149 |  | 42083 | 29814 | 28456 | 22440 | 3356 |  | 38420 | 29997 | 28989 | 23730 | 5013 |  | 0 | 0 | 0 | 0 | 0 |  | 36647 | 16435 | 40871 | 26818 | 5378 |  | 0 | 0 | 0 | 0 | 0 |  | 31467 | 15676 | 35681 | 28254 | 15071
| [Please insert new asset category as required] |  |  |  | C1 | 0 | 0 | 0 | 0 | 0 | 0 | 0 | 0 | 0 | 0 | 0 | 0 | [5 empty] | 0 | 0 | 0 | 0 | 0 | 0 | 0 | [5 empty] | 0 | 0 | 0 | 0 | 0 | 0 | 0
[5 empty] | C2 | 0 | 0 | 0 | 0 | 0 | 0 | 0 | 0 | 0 | 0 | 0 | 0 | [5 empty] | 0 | 0 | 0 | 0 | 0 | 0 | 0 | [5 empty] | 0 | 0 | 0 | 0 | 0 | 0 | 0
[5 empty] | C3 | 0 | 0 | 0 | 0 | 0 | 0 | 0 | 0 | 0 | 0 | 0 | 0 | [5 empty] | 0 | 0 | 0 | 0 | 0 | 0 | 0 | [5 empty] | 0 | 0 | 0 | 0 | 0 | 0 | 0
[5 empty] | C4 | 0 | 0 | 0 | 0 | 0 | 0 | 0 | 0 | 0 | 0 | 0 | 0 | [5 empty] | 0 | 0 | 0 | 0 | 0 | 0 | 0 | [5 empty] | 0 | 0 | 0 | 0 | 0 | 0 | 0
|  |  | 0 | 0 |  | 0 | 0 | 0 | 0 | 0 |  | 0 | 0 | 0 | 0 | 0 |  | 0 | 0 | 0 | 0 | 0 |  | 0 | 0 | 0 | 0 | 0 |  | 0 | 0 | 0 | 0 | 0 |  | 0 | 0 | 0 | 0 | 0
| [Please insert new asset category as required] |  |  |  | C1 | 0 | 0 | 0 | 0 | 0 | 0 | 0 | 0 | 0 | 0 | 0 | 0 | [5 empty] | 0 | 0 | 0 | 0 | 0 | 0 | 0 | [5 empty] | 0 | 0 | 0 | 0 | 0 | 0 | 0
[5 empty] | C2 | 0 | 0 | 0 | 0 | 0 | 0 | 0 | 0 | 0 | 0 | 0 | 0 | [5 empty] | 0 | 0 | 0 | 0 | 0 | 0 | 0 | [5 empty] | 0 | 0 | 0 | 0 | 0 | 0 | 0
[5 empty] | C3 | 0 | 0 | 0 | 0 | 0 | 0 | 0 | 0 | 0 | 0 | 0 | 0 | [5 empty] | 0 | 0 | 0 | 0 | 0 | 0 | 0 | [5 empty] | 0 | 0 | 0 | 0 | 0 | 0 | 0
[5 empty] | C4 | 0 | 0 | 0 | 0 | 0 | 0 | 0 | 0 | 0 | 0 | 0 | 0 | [5 empty] | 0 | 0 | 0 | 0 | 0 | 0 | 0 | [5 empty] | 0 | 0 | 0 | 0 | 0 | 0 | 0
|  |  | 0 | 0 |  | 0 | 0 | 0 | 0 | 0 |  | 0 | 0 | 0 | 0 | 0 |  | 0 | 0 | 0 | 0 | 0 |  | 0 | 0 | 0 | 0 | 0 |  | 0 | 0 | 0 | 0 | 0 |  | 0 | 0 | 0 | 0 | 0
| [Please insert new asset category as required] |  |  |  | C1 | 0 | 0 | 0 | 0 | 0 | 0 | 0 | 0 | 0 | 0 | 0 | 0 | [5 empty] | 0 | 0 | 0 | 0 | 0 | 0 | 0 | [5 empty] | 0 | 0 | 0 | 0 | 0 | 0 | 0
[5 empty] | C2 | 0 | 0 | 0 | 0 | 0 | 0 | 0 | 0 | 0 | 0 | 0 | 0 | [5 empty] | 0 | 0 | 0 | 0 | 0 | 0 | 0 | [5 empty] | 0 | 0 | 0 | 0 | 0 | 0 | 0
[5 empty] | C3 | 0 | 0 | 0 | 0 | 0 | 0 | 0 | 0 | 0 | 0 | 0 | 0 | [5 empty] | 0 | 0 | 0 | 0 | 0 | 0 | 0 | [5 empty] | 0 | 0 | 0 | 0 | 0 | 0 | 0
[5 empty] | C4 | 0 | 0 | 0 | 0 | 0 | 0 | 0 | 0 | 0 | 0 | 0 | 0 | [5 empty] | 0 | 0 | 0 | 0 | 0 | 0 | 0 | [5 empty] | 0 | 0 | 0 | 0 | 0 | 0 | 0
|  |  | 0 | 0 |  | 0 | 0 | 0 | 0 | 0 |  | 0 | 0 | 0 | 0 | 0 |  | 0 | 0 | 0 | 0 | 0 |  | 0 | 0 | 0 | 0 | 0 |  | 0 | 0 | 0 | 0 | 0 |  | 0 | 0 | 0 | 0 | 0
| [Please insert new asset category as required] |  |  |  | C1 | 0 | 0 | 0 | 0 | 0 | 0 | 0 | 0 | 0 | 0 | 0 | 0 | [5 empty] | 0 | 0 | 0 | 0 | 0 | 0 | 0 | [5 empty] | 0 | 0 | 0 | 0 | 0 | 0 | 0
[5 empty] | C2 | 0 | 0 | 0 | 0 | 0 | 0 | 0 | 0 | 0 | 0 | 0 | 0 | [5 empty] | 0 | 0 | 0 | 0 | 0 | 0 | 0 | [5 empty] | 0 | 0 | 0 | 0 | 0 | 0 | 0
[5 empty] | C3 | 0 | 0 | 0 | 0 | 0 | 0 | 0 | 0 | 0 | 0 | 0 | 0 | [5 empty] | 0 | 0 | 0 | 0 | 0 | 0 | 0 | [5 empty] | 0 | 0 | 0 | 0 | 0 | 0 | 0
[5 empty] | C4 | 0 | 0 | 0 | 0 | 0 | 0 | 0 | 0 | 0 | 0 | 0 | 0 | [5 empty] | 0 | 0 | 0 | 0 | 0 | 0 | 0 | [5 empty] | 0 | 0 | 0 | 0 | 0 | 0 | 0
|  |  | 0 | 0 |  | 0 | 0 | 0 | 0 | 0 |  | 0 | 0 | 0 | 0 | 0 |  | 0 | 0 | 0 | 0 | 0 |  | 0 | 0 | 0 | 0 | 0 |  | 0 | 0 | 0 | 0 | 0 |  | 0 | 0 | 0 | 0 | 0
| [Please insert new asset category as required] |  |  |  | C1 | 0 | 0 | 0 | 0 | 0 | 0 | 0 | 0 | 0 | 0 | 0 | 0 | [5 empty] | 0 | 0 | 0 | 0 | 0 | 0 | 0 | [5 empty] | 0 | 0 | 0 | 0 | 0 | 0 | 0
[5 empty] | C2 | 0 | 0 | 0 | 0 | 0 | 0 | 0 | 0 | 0 | 0 | 0 | 0 | [5 empty] | 0 | 0 | 0 | 0 | 0 | 0 | 0 | [5 empty] | 0 | 0 | 0 | 0 | 0 | 0 | 0
[5 empty] | C3 | 0 | 0 | 0 | 0 | 0 | 0 | 0 | 0 | 0 | 0 | 0 | 0 | [5 empty] | 0 | 0 | 0 | 0 | 0 | 0 | 0 | [5 empty] | 0 | 0 | 0 | 0 | 0 | 0 | 0
[5 empty] | C4 | 0 | 0 | 0 | 0 | 0 | 0 | 0 | 0 | 0 | 0 | 0 | 0 | [5 empty] | 0 | 0 | 0 | 0 | 0 | 0 | 0 | [5 empty] | 0 | 0 | 0 | 0 | 0 | 0 | 0
|  |  | 0 | 0 |  | 0 | 0 | 0 | 0 | 0 |  | 0 | 0 | 0 | 0 | 0 |  | 0 | 0 | 0 | 0 | 0 |  | 0 | 0 | 0 | 0 | 0 |  | 0 | 0 | 0 | 0 | 0 |  | 0 | 0 | 0 | 0 | 0
EHV Network
| EHV Switchgear (GM) |  |  |  | C1 | 134 | 87 | 42 | 4 | 0 | 267 | 126 | 87 | 50 | 4 | 0 | 267 | 0 | 0 | 0 | 0 | 0 | 0 | 119 | 62 | 43 | 42 | 1 | 267 | 0 | 0 | 0 | 0 | 0 | 0 | 113 | 46 | 64 | 40 | 4 | 267
[5 empty] | C2 | 79 | 57 | 72 | 23 | 8 | 239 | 45 | 57 | 81 | 30 | 26 | 239 | 13 | -13 | 0 | 0 | 0 | 0 | 45 | 23 | 34 | 86 | 51 | 239 | 13 | -13 | 0 | 0 | 0 | 0 | 39 | 18 | 45 | 81 | 56 | 239
[5 empty] | C3 | 1 | 51 | 51 | 6 | 0 | 109 | 1 | 51 | 51 | 6 | 0 | 109 | 0 | 0 | 0 | 0 | 0 | 0 | 1 | 36 | 46 | 23 | 3 | 109 | 0 | 0 | 0 | 0 | 0 | 0 | 0 | 19 | 35 | 49 | 6 | 109
[5 empty] | C4 | 2 | 0 | 42 | 0 | 0 | 44 | 2 | 0 | 42 | 0 | 0 | 44 | 0 | 0 | 0 | 0 | 0 | 0 | 2 | 0 | 0 | 42 | 0 | 44 | 0 | 0 | 0 | 0 | 0 | 0 | 2 | 0 | 0 | 42 | 0 | 44
|  |  | 659 | 661 |  | 216 | 195 | 207 | 33 | 8 |  | 174 | 195 | 224 | 40 | 26 |  | 13 | -13 | 0 | 0 | 0 |  | 167 | 121 | 123 | 193 | 55 |  | 13 | -13 | 0 | 0 | 0 |  | 154 | 83 | 144 | 212 | 66
| EHV Transformer |  |  |  | C1 | 37 | 47 | 14 | 5 | 0 | 103 | 37 | 47 | 14 | 5 | 0 | 103 | 1 | 0 | 0 | 0 | 0 | 1 | 34 | 34 | 24 | 11 | 0 | 103 | 1 | 0 | 0 | 0 | 0 | 1 | 34 | 17 | 35 | 12 | 5 | 103
[5 empty] | C2 | 53 | 54 | 65 | 22 | 0 | 194 | 46 | 54 | 70 | 24 | 0 | 194 | 2 | 0 | 0 | 0 | 0 | 2 | 39 | 40 | 65 | 43 | 7 | 194 | 2 | 0 | 0 | 0 | 0 | 2 | 34 | 29 | 61 | 42 | 28 | 194
[5 empty] | C3 | 9 | 2 | 2 | 3 | 0 | 16 | 8 | 2 | 3 | 3 | 0 | 16 | 0 | 0 | 0 | 0 | 0 | 0 | 8 | 2 | 2 | 2 | 2 | 16 | 0 | 0 | 0 | 0 | 0 | 0 | 8 | 2 | 0 | 3 | 3 | 16
[5 empty] | C4 | 10 | 7 | 9 | 2 | 0 | 28 | 6 | 7 | 11 | 4 | 0 | 28 | 0 | 0 | 0 | 0 | 0 | 0 | 4 | 7 | 10 | 6 | 1 | 28 | 0 | 0 | 0 | 0 | 0 | 0 | 4 | 4 | 7 | 9 | 4 | 28
|  |  | 341 | 344 |  | 109 | 110 | 90 | 32 | 0 |  | 97 | 110 | 98 | 36 | 0 |  | 3 | 0 | 0 | 0 | 0 |  | 85 | 83 | 101 | 62 | 10 |  | 3 | 0 | 0 | 0 | 0 |  | 80 | 52 | 103 | 66 | 40
| EHV UG Cable (Gas) |  |  |  | C1 | 0 | 4.5123 | 0.72891 | 0 | 1.1715 | 6.4128 | 0 | 4.5123 | 0.98216 | 0 | 2.3941 | 7.8886 | 0 | 0 | 0 | 0 | 0 | 0 | 0 | 2.4022 | 3.4025 | 0 | 1.1715 | 6.9762 | 0 | 0 | 0 | 0 | 0 | 0 | 0 | 0.0013324 | 7.0872 | 0 | 1.5485 | 8.6371
[5 empty] | C2 | 0.097004 | 16.0222 | 2.797 | 1.9898 | 1.5526 | 22.4586 | 0.097004 | 16.0222 | 3.7687 | 2.9407 | 3.1729 | 26.0015 | 0 | 0 | 0 | 0 | 0 | 0 | 0.097004 | 8.5295 | 13.056 | 6.2328 | 1.5526 | 29.4679 | 0 | 0 | 0 | 0 | 0 | 0 | 0.097004 | 0.004731 | 27.1948 | 4.1778 | 2.0523 | 33.5266
[5 empty] | C3 | 0 | 31.4728 | 1.9481 | 0 | 3.6613 | 37.0822 | 0 | 31.4728 | 2.6249 | 0 | 7.4822 | 41.5799 | 0 | 0 | 0 | 0 | 0 | 0 | 0 | 16.7547 | 9.0934 | 0 | 3.6613 | 29.5095 | 0 | 0 | 0 | 0 | 0 | 0 | 0 | 0.0092933 | 18.941 | 0 | 4.8396 | 23.7899
[5 empty] | C4 | 0 | 0 | 0 | 0 | 0 | 0 | 0 | 0 | 0 | 0 | 0 | 0 | 0 | 0 | 0 | 0 | 0 | 0 | 0 | 0 | 0 | 0 | 0 | 0 | 0 | 0 | 0 | 0 | 0 | 0 | 0 | 0 | 0 | 0 | 0 | 0
|  |  | 66 | 63 |  | 0.097004 | 52.0074 | 5.474 | 1.9898 | 6.3855 |  | 0.097004 | 52.0074 | 7.3758 | 2.9407 | 13.0492 |  | 0 | 0 | 0 | 0 | 0 |  | 0.097004 | 27.6864 | 25.552 | 6.2328 | 6.3855 |  | 0 | 0 | 0 | 0 | 0 |  | 0.097004 | 0.015357 | 53.223 | 4.1778 | 8.4405
| EHV UG Cable (Oil) |  |  |  | C1 | 9.9431 | 39.0737 | 14.5585 | 1.188 | 11.2492 | 76.0126 | 9.9388 | 39.0737 | 15.2955 | 2.2227 | 17.0115 | 83.5423 | 0 | 0 | 0 | 0 | 0 | 0 | 6.9676 | 31.7613 | 18.3957 | 4.3897 | 12.4727 | 73.987 | 0 | 0 | 0 | 0 | 0 | 0 | 6.9676 | 21.5006 | 25.67 | 4.2208 | 16.4892 | 74.8482
[5 empty] | C2 | 5.0986 | 76.2932 | 29.9538 | 5.5582 | 19.7242 | 136.6281 | 5.0965 | 76.2932 | 31.4701 | 10.3995 | 29.8278 | 153.087 | 0 | 0 | 0 | 0 | 0 | 0 | 3.5729 | 62.0152 | 37.8487 | 20.5382 | 21.8695 | 145.8445 | 0 | 0 | 0 | 0 | 0 | 0 | 3.5729 | 41.9808 | 52.8153 | 19.7482 | 28.912 | 147.0291
[5 empty] | C3 | 5.2629 | 106.478 | 45.3634 | 3.9391 | 21.0257 | 182.0691 | 5.2606 | 106.478 | 47.6598 | 7.3702 | 31.7959 | 198.5645 | 0 | 0 | 0 | 0 | 0 | 0 | 3.6879 | 86.5511 | 57.3199 | 14.5555 | 23.3126 | 185.4269 | 0 | 0 | 0 | 0 | 0 | 0 | 3.6879 | 58.5902 | 79.986 | 13.9956 | 30.8197 | 187.0794
[5 empty] | C4 | 20.1271 | 33.8496 | 2.0485 | 0 | 11.6707 | 67.6959 | 20.1185 | 33.8496 | 2.1522 | 0 | 17.6488 | 73.7691 | 0 | 0 | 0 | 0 | 0 | 0 | 14.104 | 27.5148 | 2.5885 | 0 | 12.94 | 57.1472 | 0 | 0 | 0 | 0 | 0 | 0 | 14.104 | 18.626 | 3.612 | 0 | 17.107 | 53.4489
|  |  | 462 | 428 |  | 40.4318 | 255.6945 | 91.9242 | 10.6853 | 63.6698 |  | 40.4144 | 255.6945 | 96.5777 | 19.9923 | 96.284 |  | 0 | 0 | 0 | 0 | 0 |  | 28.3324 | 207.8423 | 116.1528 | 39.4833 | 70.5948 |  | 0 | 0 | 0 | 0 | 0 |  | 28.3324 | 140.6975 | 162.0833 | 37.9646 | 93.3278
| EHV UG Cable (Non Pressurised) |  |  |  | C1 | 20.28 | 31.8691 | 0.49426 | 3.1782 | 0.043172 | 55.8648 | 15.4973 | 31.8691 | 0.52291 | 3.2075 | 0.050667 | 51.1475 | 1.9198 | 0 | 0 | 0 | 0 | 1.9198 | 19.8549 | 31.5642 | 1.0578 | 3.4079 | 0.043172 | 55.928 | 1.9198 | 0 | 0 | 0 | 0 | 1.9198 | 19.6892 | 26.0768 | 2.3638 | 2.9471 | 0.14836 | 51.2253
[5 empty] | C2 | 31.9175 | 27.5701 | 0.87467 | 3.5588 | 1.6548 | 65.5759 | 24.3903 | 27.5701 | 0.92537 | 3.5916 | 1.942 | 58.4194 | 3.0215 | 0 | 0 | 0 | 0 | 3.0215 | 31.2484 | 27.3064 | 1.8719 | 3.8161 | 1.6548 | 65.8975 | 3.0215 | 0 | 0 | 0 | 0 | 3.0215 | 30.9877 | 22.5591 | 4.1831 | 3.3 | 5.6865 | 66.7165
[5 empty] | C3 | 51.2718 | 20.023 | 0.37769 | 6.0695 | 0 | 77.7419 | 39.1802 | 20.023 | 0.39959 | 6.1254 | 0 | 65.7281 | 4.8537 | 0 | 0 | 0 | 0 | 4.8537 | 50.1969 | 19.8314 | 0.80831 | 6.5082 | 0 | 77.3448 | 4.8537 | 0 | 0 | 0 | 0 | 4.8537 | 49.7781 | 16.3837 | 1.8063 | 5.6281 | 0 | 73.5962
[5 empty] | C4 | 150.0512 | 26.0249 | 1.3381 | 26.0295 | 5.5727 | 209.0164 | 114.6641 | 26.0249 | 1.4157 | 26.2691 | 6.5402 | 174.914 | 14.2049 | 0 | 0 | 0 | 0 | 14.2049 | 146.9054 | 25.7759 | 2.8638 | 27.9108 | 5.5727 | 209.0287 | 14.2049 | 0 | 0 | 0 | 0 | 14.2049 | 145.6797 | 21.2948 | 6.3997 | 24.1366 | 19.1504 | 216.6611
|  |  | 408 | 495 |  | 253.5206 | 105.487 | 3.0848 | 38.836 | 7.2707 |  | 193.732 | 105.487 | 3.2636 | 39.1936 | 8.5329 |  | 24 | 0 | 0 | 0 | 0 |  | 248.2056 | 104.478 | 6.6018 | 41.643 | 7.2707 |  | 24 | 0 | 0 | 0 | 0 |  | 246.1346 | 86.3144 | 14.753 | 36.0118 | 24.9852
| EHV OHL Support - Towers |  |  |  | C1 | 103 | 280 | 61 | 33 | 160 | 637 | 61 | 85 | 118 | 81 | 292 | 637 | 0 | 0 | 0 | 0 | 0 | 0 | 56 | 266 | 96 | 24 | 195 | 637 | 0 | 0 | 0 | 0 | 0 | 0 | 5 | 96 | 221 | 96 | 219 | 637
[5 empty] | C2 | 77 | 171 | 92 | 96 | 125 | 561 | 35 | 97 | 106 | 109 | 214 | 561 | 0 | 0 | 0 | 0 | 0 | 0 | 60 | 116 | 104 | 42 | 239 | 561 | 0 | 0 | 0 | 0 | 0 | 0 | 3 | 67 | 106 | 104 | 281 | 561
[5 empty] | C3 | 4 | 5 | 1 | 7 | 1 | 18 | 3 | 2 | 2 | 7 | 4 | 18 | 0 | 0 | 0 | 0 | 0 | 0 | 1 | 6 | 3 | 0 | 8 | 18 | 0 | 0 | 0 | 0 | 0 | 0 | 0 | 4 | 3 | 3 | 8 | 18
[5 empty] | C4 | 10 | 27 | 1 | 2 | 172 | 212 | 10 | 27 | 1 | 2 | 172 | 212 | 0 | 0 | 0 | 0 | 0 | 0 | 5 | 6 | 27 | 0 | 174 | 212 | 0 | 0 | 0 | 0 | 0 | 0 | 2 | 3 | 6 | 27 | 174 | 212
|  |  | 1428 | 1291 |  | 194 | 483 | 155 | 138 | 458 |  | 109 | 211 | 227 | 199 | 682 |  | 0 | 0 | 0 | 0 | 0 |  | 122 | 394 | 230 | 66 | 616 |  | 0 | 0 | 0 | 0 | 0 |  | 10 | 170 | 336 | 230 | 682
| EHV OHL Support - Poles |  |  |  | C1 | 1046 | 1806 | 1095 | 69 | 22 | 4038 | 925 | 1817 | 1103 | 151 | 75 | 4071 | 1 | 0 | 0 | 0 | 0 | 1 | 936 | 1591 | 1154 | 219 | 163 | 4063 | 1 | 0 | 0 | 0 | 0 | 1 | 861 | 1220 | 1485 | 243 | 334 | 4143
[5 empty] | C2 | 1624 | 1865 | 758 | 111 | 12 | 4370 | 1433 | 1874 | 762 | 214 | 58 | 4341 | 3 | 0 | 0 | 0 | 0 | 3 | 1463 | 1655 | 804 | 312 | 141 | 4375 | 3 | 0 | 0 | 0 | 0 | 3 | 1357 | 1287 | 1033 | 349 | 298 | 4324
[5 empty] | C3 | 57 | 55 | 9 | 0 | 2 | 123 | 51 | 56 | 10 | 0 | 2 | 119 | 0 | 0 | 0 | 0 | 0 | 0 | 49 | 46 | 9 | 0 | 2 | 106 | 0 | 0 | 0 | 0 | 0 | 0 | 42 | 31 | 12 | 0 | 2 | 87
[5 empty] | C4 | 451 | 525 | 357 | 28 | 4 | 1365 | 399 | 528 | 360 | 67 | 11 | 1365 | 0 | 0 | 0 | 0 | 0 | 0 | 402 | 461 | 376 | 96 | 17 | 1352 | 0 | 0 | 0 | 0 | 0 | 0 | 368 | 351 | 484 | 107 | 32 | 1342
|  |  | 9896 | 9878 |  | 3178 | 4251 | 2219 | 208 | 40 |  | 2808 | 4275 | 2235 | 432 | 146 |  | 4 | 0 | 0 | 0 | 0 |  | 2850 | 3753 | 2343 | 627 | 323 |  | 4 | 0 | 0 | 0 | 0 |  | 2628 | 2889 | 3014 | 699 | 666
| EHV OHL Fittings and Conductors (Tower Lines) |  |  |  | C1 | 2.2333 | 172.982 | 97.1676 | 158.0498 | 160.9179 | 591.3506 | 2.2333 | 90.3849 | 47.0231 | 230.8255 | 220.8837 | 591.3506 | 0 | 0 | 0 | 0 | 0 | 0 | 1.9354 | 41.9414 | 191.087 | 41.7973 | 314.5894 | 591.3506 | 0 | 0 | 0 | 0 | 0 | 0 | 1.0705 | 4.1592 | 181.3945 | 85.7587 | 318.9677 | 591.3506
[5 empty] | C2 | 0 | 0 | 0 | 0 | 0 | 0 | 0 | 0 | 0 | 0 | 0 | 0 | 0 | 0 | 0 | 0 | 0 | 0 | 0 | 0 | 0 | 0 | 0 | 0 | 0 | 0 | 0 | 0 | 0 | 0 | 0 | 0 | 0 | 0 | 0 | 0
[5 empty] | C3 | 0 | 0.83798 | 0.69576 | 1.2627 | 3.6383 | 6.4348 | 0 | 0.29214 | 0.69576 | 1.2627 | 4.1841 | 6.4348 | 0 | 0 | 0 | 0 | 0 | 0 | 0 | 0.29214 | 0.91871 | 0.32289 | 4.901 | 6.4348 | 0 | 0 | 0 | 0 | 0 | 0 | 0 | 0 | 0.83798 | 0.69576 | 4.901 | 6.4348
[5 empty] | C4 | 0 | 0.73612 | 0.59389 | 1.8586 | 1.3742 | 4.5628 | 0 | 0.73612 | 0.59389 | 1.8586 | 1.3742 | 4.5628 | 0 | 0 | 0 | 0 | 0 | 0 | 0 | 0.73612 | 0.59389 | 0.29022 | 2.9425 | 4.5628 | 0 | 0 | 0 | 0 | 0 | 0 | 0 | 0.29791 | 0.43821 | 0.59389 | 3.2328 | 4.5628
|  |  | 602 | 547 |  | 2.2333 | 174.5561 | 98.4572 | 161.171 | 165.9304 |  | 2.2333 | 91.4132 | 48.3128 | 233.9468 | 226.442 |  | 0 | 0 | 0 | 0 | 0 |  | 1.9354 | 42.9697 | 192.5996 | 42.4104 | 322.433 |  | 0 | 0 | 0 | 0 | 0 |  | 1.0705 | 4.4571 | 182.6707 | 87.0484 | 327.1015
| [Please insert new asset category as required] |  |  |  | C1 | 0 | 0 | 0 | 0 | 0 | 0 | 0 | 0 | 0 | 0 | 0 | 0 | [5 empty] | 0 | 0 | 0 | 0 | 0 | 0 | 0 | [5 empty] | 0 | 0 | 0 | 0 | 0 | 0 | 0
[5 empty] | C2 | 0 | 0 | 0 | 0 | 0 | 0 | 0 | 0 | 0 | 0 | 0 | 0 | [5 empty] | 0 | 0 | 0 | 0 | 0 | 0 | 0 | [5 empty] | 0 | 0 | 0 | 0 | 0 | 0 | 0
[5 empty] | C3 | 0 | 0 | 0 | 0 | 0 | 0 | 0 | 0 | 0 | 0 | 0 | 0 | [5 empty] | 0 | 0 | 0 | 0 | 0 | 0 | 0 | [5 empty] | 0 | 0 | 0 | 0 | 0 | 0 | 0
[5 empty] | C4 | 0 | 0 | 0 | 0 | 0 | 0 | 0 | 0 | 0 | 0 | 0 | 0 | [5 empty] | 0 | 0 | 0 | 0 | 0 | 0 | 0 | [5 empty] | 0 | 0 | 0 | 0 | 0 | 0 | 0
|  |  | 0 | 0 |  | 0 | 0 | 0 | 0 | 0 |  | 0 | 0 | 0 | 0 | 0 |  | 0 | 0 | 0 | 0 | 0 |  | 0 | 0 | 0 | 0 | 0 |  | 0 | 0 | 0 | 0 | 0 |  | 0 | 0 | 0 | 0 | 0
| [Please insert new asset category as required] |  |  |  | C1 | 0 | 0 | 0 | 0 | 0 | 0 | 0 | 0 | 0 | 0 | 0 | 0 | [5 empty] | 0 | 0 | 0 | 0 | 0 | 0 | 0 | [5 empty] | 0 | 0 | 0 | 0 | 0 | 0 | 0
[5 empty] | C2 | 0 | 0 | 0 | 0 | 0 | 0 | 0 | 0 | 0 | 0 | 0 | 0 | [5 empty] | 0 | 0 | 0 | 0 | 0 | 0 | 0 | [5 empty] | 0 | 0 | 0 | 0 | 0 | 0 | 0
[5 empty] | C3 | 0 | 0 | 0 | 0 | 0 | 0 | 0 | 0 | 0 | 0 | 0 | 0 | [5 empty] | 0 | 0 | 0 | 0 | 0 | 0 | 0 | [5 empty] | 0 | 0 | 0 | 0 | 0 | 0 | 0
[5 empty] | C4 | 0 | 0 | 0 | 0 | 0 | 0 | 0 | 0 | 0 | 0 | 0 | 0 | [5 empty] | 0 | 0 | 0 | 0 | 0 | 0 | 0 | [5 empty] | 0 | 0 | 0 | 0 | 0 | 0 | 0
|  |  | 0 | 0 |  | 0 | 0 | 0 | 0 | 0 |  | 0 | 0 | 0 | 0 | 0 |  | 0 | 0 | 0 | 0 | 0 |  | 0 | 0 | 0 | 0 | 0 |  | 0 | 0 | 0 | 0 | 0 |  | 0 | 0 | 0 | 0 | 0
| [Please insert new asset category as required] |  |  |  | C1 | 0 | 0 | 0 | 0 | 0 | 0 | 0 | 0 | 0 | 0 | 0 | 0 | [5 empty] | 0 | 0 | 0 | 0 | 0 | 0 | 0 | [5 empty] | 0 | 0 | 0 | 0 | 0 | 0 | 0
[5 empty] | C2 | 0 | 0 | 0 | 0 | 0 | 0 | 0 | 0 | 0 | 0 | 0 | 0 | [5 empty] | 0 | 0 | 0 | 0 | 0 | 0 | 0 | [5 empty] | 0 | 0 | 0 | 0 | 0 | 0 | 0
[5 empty] | C3 | 0 | 0 | 0 | 0 | 0 | 0 | 0 | 0 | 0 | 0 | 0 | 0 | [5 empty] | 0 | 0 | 0 | 0 | 0 | 0 | 0 | [5 empty] | 0 | 0 | 0 | 0 | 0 | 0 | 0
[5 empty] | C4 | 0 | 0 | 0 | 0 | 0 | 0 | 0 | 0 | 0 | 0 | 0 | 0 | [5 empty] | 0 | 0 | 0 | 0 | 0 | 0 | 0 | [5 empty] | 0 | 0 | 0 | 0 | 0 | 0 | 0
|  |  | 0 | 0 |  | 0 | 0 | 0 | 0 | 0 |  | 0 | 0 | 0 | 0 | 0 |  | 0 | 0 | 0 | 0 | 0 |  | 0 | 0 | 0 | 0 | 0 |  | 0 | 0 | 0 | 0 | 0 |  | 0 | 0 | 0 | 0 | 0
| [Please insert new asset category as required] |  |  |  | C1 | 0 | 0 | 0 | 0 | 0 | 0 | 0 | 0 | 0 | 0 | 0 | 0 | [5 empty] | 0 | 0 | 0 | 0 | 0 | 0 | 0 | [5 empty] | 0 | 0 | 0 | 0 | 0 | 0 | 0
[5 empty] | C2 | 0 | 0 | 0 | 0 | 0 | 0 | 0 | 0 | 0 | 0 | 0 | 0 | [5 empty] | 0 | 0 | 0 | 0 | 0 | 0 | 0 | [5 empty] | 0 | 0 | 0 | 0 | 0 | 0 | 0
[5 empty] | C3 | 0 | 0 | 0 | 0 | 0 | 0 | 0 | 0 | 0 | 0 | 0 | 0 | [5 empty] | 0 | 0 | 0 | 0 | 0 | 0 | 0 | [5 empty] | 0 | 0 | 0 | 0 | 0 | 0 | 0
[5 empty] | C4 | 0 | 0 | 0 | 0 | 0 | 0 | 0 | 0 | 0 | 0 | 0 | 0 | [5 empty] | 0 | 0 | 0 | 0 | 0 | 0 | 0 | [5 empty] | 0 | 0 | 0 | 0 | 0 | 0 | 0
|  |  | 0 | 0 |  | 0 | 0 | 0 | 0 | 0 |  | 0 | 0 | 0 | 0 | 0 |  | 0 | 0 | 0 | 0 | 0 |  | 0 | 0 | 0 | 0 | 0 |  | 0 | 0 | 0 | 0 | 0 |  | 0 | 0 | 0 | 0 | 0
| [Please insert new asset category as required] |  |  |  | C1 | 0 | 0 | 0 | 0 | 0 | 0 | 0 | 0 | 0 | 0 | 0 | 0 | [5 empty] | 0 | 0 | 0 | 0 | 0 | 0 | 0 | [5 empty] | 0 | 0 | 0 | 0 | 0 | 0 | 0
[5 empty] | C2 | 0 | 0 | 0 | 0 | 0 | 0 | 0 | 0 | 0 | 0 | 0 | 0 | [5 empty] | 0 | 0 | 0 | 0 | 0 | 0 | 0 | [5 empty] | 0 | 0 | 0 | 0 | 0 | 0 | 0
[5 empty] | C3 | 0 | 0 | 0 | 0 | 0 | 0 | 0 | 0 | 0 | 0 | 0 | 0 | [5 empty] | 0 | 0 | 0 | 0 | 0 | 0 | 0 | [5 empty] | 0 | 0 | 0 | 0 | 0 | 0 | 0
[5 empty] | C4 | 0 | 0 | 0 | 0 | 0 | 0 | 0 | 0 | 0 | 0 | 0 | 0 | [5 empty] | 0 | 0 | 0 | 0 | 0 | 0 | 0 | [5 empty] | 0 | 0 | 0 | 0 | 0 | 0 | 0
|  |  | 0 | 0 |  | 0 | 0 | 0 | 0 | 0 |  | 0 | 0 | 0 | 0 | 0 |  | 0 | 0 | 0 | 0 | 0 |  | 0 | 0 | 0 | 0 | 0 |  | 0 | 0 | 0 | 0 | 0 |  | 0 | 0 | 0 | 0 | 0
132kV Network
| 132kV CBs |  |  |  | C1 | 30 | 0 | 2 | 0 | 0 | 32 | 30 | 0 | 2 | 0 | 0 | 32 | 0 | 0 | 0 | 0 | 0 | 0 | 28 | 2 | 0 | 2 | 0 | 32 | 0 | 0 | 0 | 0 | 0 | 0 | 27 | 3 | 0 | 2 | 0 | 32
[5 empty] | C2 | 23 | 0 | 0 | 0 | 0 | 23 | 15 | 0 | 0 | 0 | 8 | 23 | 0 | 0 | 0 | 0 | 0 | 0 | 15 | 0 | 0 | 0 | 8 | 23 | 0 | 0 | 0 | 0 | 0 | 0 | 10 | 5 | 0 | 0 | 8 | 23
[5 empty] | C3 | 18 | 0 | 0 | 8 | 0 | 26 | 18 | 0 | 0 | 8 | 0 | 26 | 0 | 0 | 0 | 0 | 0 | 0 | 18 | 0 | 0 | 8 | 0 | 26 | 0 | 0 | 0 | 0 | 0 | 0 | 18 | 0 | 0 | 0 | 8 | 26
[5 empty] | C4 | 2 | 0 | 0 | 0 | 0 | 2 | 0 | 0 | 2 | 0 | 0 | 2 | 0 | 0 | 0 | 0 | 0 | 0 | 0 | 0 | 0 | 2 | 0 | 2 | 0 | 0 | 0 | 0 | 0 | 0 | 0 | 0 | 0 | 2 | 0 | 2
|  |  | 83 | 84 |  | 73 | 0 | 2 | 8 | 0 |  | 63 | 0 | 4 | 8 | 8 |  | 0 | 0 | 0 | 0 | 0 |  | 61 | 2 | 0 | 12 | 8 |  | 0 | 0 | 0 | 0 | 0 |  | 55 | 8 | 0 | 4 | 16
| 132kV Transformer |  |  |  | C1 | 18 | 9 | 3 | 0 | 0 | 30 | 16 | 9 | 3 | 1 | 1 | 30 | 0 | 0 | 0 | 0 | 0 | 0 | 15 | 9 | 1 | 3 | 2 | 30 | 0 | 0 | 0 | 0 | 0 | 0 | 15 | 6 | 4 | 3 | 2 | 30
[5 empty] | C2 | 12 | 10 | 8 | 4 | 0 | 34 | 12 | 10 | 8 | 4 | 0 | 34 | 0 | 0 | 0 | 0 | 0 | 0 | 10 | 11 | 8 | 2 | 3 | 34 | 0 | 0 | 0 | 0 | 0 | 0 | 8 | 11 | 8 | 3 | 4 | 34
[5 empty] | C3 | 7 | 4 | 2 | 0 | 0 | 13 | 5 | 4 | 2 | 2 | 0 | 13 | 0 | 0 | 0 | 0 | 0 | 0 | 5 | 4 | 2 | 0 | 2 | 13 | 0 | 0 | 0 | 0 | 0 | 0 | 5 | 4 | 2 | 0 | 2 | 13
[5 empty] | C4 | 2 | 0 | 0 | 0 | 0 | 2 | 2 | 0 | 0 | 0 | 0 | 2 | 0 | 0 | 0 | 0 | 0 | 0 | 2 | 0 | 0 | 0 | 0 | 2 | 0 | 0 | 0 | 0 | 0 | 0 | 2 | 0 | 0 | 0 | 0 | 2
|  |  | 79 | 79 |  | 39 | 23 | 13 | 4 | 0 |  | 35 | 23 | 13 | 7 | 1 |  | 0 | 0 | 0 | 0 | 0 |  | 32 | 24 | 11 | 5 | 7 |  | 0 | 0 | 0 | 0 | 0 |  | 30 | 21 | 14 | 6 | 8
| 132kV UG Cable (Gas) |  |  |  | C1 | 0 | 0 | 0 | 0 | 0.0030333 | 0.0030333 | 0 | 0 | 0 | 0 | 0.67969 | 0.67969 | 0 | 0 | 0 | 0 | 0 | 0 | 0 | 0 | 0 | 0 | 0.0030333 | 0.0030333 | 0 | 0 | 0 | 0 | 0 | 0 | 0 | 0 | 0 | 0 | 0.0030333 | 0.0030333
[5 empty] | C2 | 0 | 0 | 0 | 0 | 0.0011431 | 0.0011431 | 0 | 0 | 0 | 0 | 0.25615 | 0.25615 | 0 | 0 | 0 | 0 | 0 | 0 | 0 | 0 | 0 | 0 | 0.0011431 | 0.0011431 | 0 | 0 | 0 | 0 | 0 | 0 | 0 | 0 | 0 | 0 | 0.0011431 | 0.0011431
[5 empty] | C3 | 0 | 0 | 0 | 0 | 0.016356 | 0.016356 | 0 | 0 | 0 | 0 | 3.6651 | 3.6651 | 0 | 0 | 0 | 0 | 0 | 0 | 0 | 0 | 0 | 0 | 0.016356 | 0.016356 | 0 | 0 | 0 | 0 | 0 | 0 | 0 | 0 | 0 | 0 | 0.016356 | 0.016356
[5 empty] | C4 | 0 | 0 | 0 | 0 | 0.0054672 | 0.0054672 | 0 | 0 | 0 | 0 | 1.2251 | 1.2251 | 0 | 0 | 0 | 0 | 0 | 0 | 0 | 0 | 0 | 0 | 0.0054672 | 0.0054672 | 0 | 0 | 0 | 0 | 0 | 0 | 0 | 0 | 0 | 0 | 0.0054672 | 0.0054672
|  |  | 0 | 0 |  | 0 | 0 | 0 | 0 | 0.026 |  | 0 | 0 | 0 | 0 | 5.826 |  | 0 | 0 | 0 | 0 | 0 |  | 0 | 0 | 0 | 0 | 0.026 |  | 0 | 0 | 0 | 0 | 0 |  | 0 | 0 | 0 | 0 | 0.026
| 132kV UG Cable (Oil) |  |  |  | C1 | 0 | 2.9422 | 0.71401 | 1.6033 | 1.6842 | 6.9437 | 0 | 2.9422 | 0.71401 | 1.6033 | 1.6842 | 6.9437 | 0 | 0 | 0 | 0 | 0 | 0 | 0 | 2.7908 | 0.70587 | 1.9907 | 1.6982 | 7.1857 | 0 | 0 | 0 | 0 | 0 | 0 | 0 | 0.64753 | 1.6511 | 1.1276 | 4.3905 | 7.8167
[5 empty] | C2 | 3.7561 | 3.3857 | 4.3751 | 9.8785 | 2.2337 | 23.6291 | 3.7561 | 3.3857 | 4.3751 | 9.8785 | 2.2337 | 23.6291 | 0 | 0 | 0 | 0 | 0 | 0 | 1.3281 | 3.2115 | 4.3252 | 12.2653 | 2.2523 | 23.3825 | 0 | 0 | 0 | 0 | 0 | 0 | 1.3281 | 0.74514 | 10.1171 | 6.9474 | 5.823 | 24.9608
[5 empty] | C3 | 0 | 14.9297 | 6.0468 | 3.6204 | 2.0782 | 26.675 | 0 | 14.9297 | 6.0468 | 3.6204 | 2.0782 | 26.675 | 0 | 0 | 0 | 0 | 0 | 0 | 0 | 14.1616 | 5.9778 | 4.4951 | 2.0955 | 26.73 | 0 | 0 | 0 | 0 | 0 | 0 | 0 | 3.2858 | 13.9829 | 2.5462 | 5.4176 | 25.2324
[5 empty] | C4 | 0 | 0.97712 | 0 | 0 | 0 | 0.97712 | 0 | 0.97712 | 0 | 0 | 0 | 0.97712 | 0 | 0 | 0 | 0 | 0 | 0 | 0 | 0.92685 | 0 | 0 | 0 | 0.92685 | 0 | 0 | 0 | 0 | 0 | 0 | 0 | 0.21505 | 0 | 0 | 0 | 0.21505
|  |  | 58 | 39 |  | 3.7561 | 22.2348 | 11.1358 | 15.1022 | 5.9961 |  | 3.7561 | 22.2348 | 11.1358 | 15.1022 | 5.9961 |  | 0 | 0 | 0 | 0 | 0 |  | 1.3281 | 21.0908 | 11.0088 | 18.7512 | 6.0461 |  | 0 | 0 | 0 | 0 | 0 |  | 1.3281 | 4.8935 | 25.7511 | 10.6212 | 15.6311
| 132kV UG Cable (Non Pressurised) |  |  |  | C1 | 30.5703 | 1.6243 | 0 | 0 | 0 | 32.1946 | 24.6703 | 1.6243 | 0 | 0 | 0 | 26.2946 | 0 | 0 | 0 | 0 | 0 | 0 | 30.5703 | 1.6243 | 0 | 0 | 0 | 32.1946 | 0 | 0 | 0 | 0 | 0 | 0 | 30.5703 | 1.6243 | 0 | 0 | 0 | 32.1946
[5 empty] | C2 | 0 | 0.52772 | 0.001 | 0.083556 | 0.007 | 0.61927 | 0 | 0.52772 | 0.001 | 0.083556 | 0.007 | 0.61927 | 0 | 0 | 0 | 0 | 0 | 0 | 0 | 0.52772 | 0.001 | 0.083556 | 0.007 | 0.61927 | 0 | 0 | 0 | 0 | 0 | 0 | 0 | 0.52772 | 0.001 | 0.083556 | 0.007 | 0.61927
[5 empty] | C3 | 0 | 0 | 0 | 0 | 0 | 0 | 0 | 0 | 0 | 0 | 0 | 0 | 0 | 0 | 0 | 0 | 0 | 0 | 0 | 0 | 0 | 0 | 0 | 0 | 0 | 0 | 0 | 0 | 0 | 0 | 0 | 0 | 0 | 0 | 0 | 0
[5 empty] | C4 | 0 | 6.0781 | 0 | 0 | 0 | 6.0781 | 0 | 6.0781 | 0 | 0 | 0 | 6.0781 | 0 | 0 | 0 | 0 | 0 | 0 | 0 | 6.0781 | 0 | 0 | 0 | 6.0781 | 0 | 0 | 0 | 0 | 0 | 0 | 0 | 6.0781 | 0 | 0 | 0 | 6.0781
|  |  | 39 | 58 |  | 30.5703 | 8.2302 | 0.001 | 0.083556 | 0.007 |  | 24.6703 | 8.2302 | 0.001 | 0.083556 | 0.007 |  | 0 | 0 | 0 | 0 | 0 |  | 30.5703 | 8.2302 | 0.001 | 0.083556 | 0.007 |  | 0 | 0 | 0 | 0 | 0 |  | 30.5703 | 8.2302 | 0.001 | 0.083556 | 0.007
| 132kV OHL Support - Tower |  |  |  | C1 | 145 | 227 | 58 | 28 | 114 | 572 | 52 | 139 | 94 | 35 | 252 | 572 | 0 | 0 | 0 | 0 | 0 | 0 | 88 | 237 | 56 | 46 | 145 | 572 | 0 | 0 | 0 | 0 | 0 | 0 | 34 | 111 | 180 | 56 | 191 | 572
[5 empty] | C2 | 184 | 73 | 9 | 41 | 56 | 363 | 17 | 67 | 23 | 48 | 208 | 363 | 0 | 0 | 0 | 0 | 0 | 0 | 115 | 88 | 56 | 7 | 97 | 363 | 0 | 0 | 0 | 0 | 0 | 0 | 4 | 171 | 28 | 56 | 104 | 363
[5 empty] | C3 | 28 | 66 | 0 | 23 | 5 | 122 | 4 | 8 | 13 | 26 | 71 | 122 | 0 | 0 | 0 | 0 | 0 | 0 | 10 | 82 | 2 | 0 | 28 | 122 | 0 | 0 | 0 | 0 | 0 | 0 | 2 | 26 | 64 | 2 | 28 | 122
[5 empty] | C4 | 97 | 7 | 0 | 0 | 8 | 112 | 1 | 2 | 4 | 22 | 83 | 112 | 0 | 0 | 0 | 0 | 0 | 0 | 96 | 7 | 1 | 0 | 8 | 112 | 0 | 0 | 0 | 0 | 0 | 0 | 0 | 97 | 6 | 1 | 8 | 112
|  |  | 1169 | 1169 |  | 454 | 373 | 67 | 92 | 183 |  | 74 | 216 | 134 | 131 | 614 |  | 0 | 0 | 0 | 0 | 0 |  | 309 | 414 | 115 | 53 | 278 |  | 0 | 0 | 0 | 0 | 0 |  | 40 | 405 | 278 | 115 | 331
| 132kV OHL Fittings and Conductors (Tower Lines) |  |  |  | C1 | 59.426 | 153.5999 | 184.0823 | 56.0422 | 81.9465 | 535.0969 | 58.4481 | 35.9218 | 99.5766 | 159.0191 | 182.1313 | 535.0969 | 0 | 0 | 0 | 0 | 0 | 0 | 55.9704 | 21.8938 | 243.6033 | 80.0159 | 133.6134 | 535.0969 | 0 | 0 | 0 | 0 | 0 | 0 | 55.9704 | 13.4634 | 234.4327 | 94.4155 | 136.8148 | 535.0969
[5 empty] | C2 | 0.52193 | 3.2945 | 27.6214 | 2.1808 | 6.5189 | 40.1377 | 0.52193 | 0 | 26.7231 | 3.2693 | 9.6234 | 40.1377 | 0 | 0 | 0 | 0 | 0 | 0 | 0.52193 | 0 | 29.3017 | 1.6143 | 8.6998 | 40.1377 | 0 | 0 | 0 | 0 | 0 | 0 | 0.52193 | 0 | 5.3726 | 25.5434 | 8.6998 | 40.1377
[5 empty] | C3 | 0 | 0 | 2.2856 | 1.622 | 0 | 3.9077 | 0 | 0 | 2.2856 | 1.622 | 0 | 3.9077 | 0 | 0 | 0 | 0 | 0 | 0 | 0 | 0 | 0.49864 | 2.6601 | 0.74894 | 3.9077 | 0 | 0 | 0 | 0 | 0 | 0 | 0 | 0 | 0 | 2.2856 | 1.622 | 3.9077
[5 empty] | C4 | 0 | 0 | 2.8134 | 1.4503 | 0.50155 | 4.7653 | 0 | 0 | 2.1517 | 1.4503 | 1.1632 | 4.7653 | 0 | 0 | 0 | 0 | 0 | 0 | 0 | 0 | 0.71013 | 3.5536 | 0.50155 | 4.7653 | 0 | 0 | 0 | 0 | 0 | 0 | 0 | 0 | 0.71013 | 2.1032 | 1.9519 | 4.7653
|  |  | 584 | 584 |  | 59.9479 | 156.8945 | 216.8026 | 61.2954 | 88.967 |  | 58.97 | 35.9218 | 130.737 | 165.3608 | 192.9179 |  | 0 | 0 | 0 | 0 | 0 |  | 56.4923 | 21.8938 | 274.1138 | 87.8439 | 143.5637 |  | 0 | 0 | 0 | 0 | 0 |  | 56.4923 | 13.4634 | 240.5154 | 124.3478 | 149.0886
| [Please insert new asset category as required] |  |  |  | C1 | 0 | 0 | 0 | 0 | 0 | 0 | 0 | 0 | 0 | 0 | 0 | 0 | [5 empty] | 0 | 0 | 0 | 0 | 0 | 0 | 0 | [5 empty] | 0 | 0 | 0 | 0 | 0 | 0 | 0
[5 empty] | C2 | 0 | 0 | 0 | 0 | 0 | 0 | 0 | 0 | 0 | 0 | 0 | 0 | [5 empty] | 0 | 0 | 0 | 0 | 0 | 0 | 0 | [5 empty] | 0 | 0 | 0 | 0 | 0 | 0 | 0
[5 empty] | C3 | 0 | 0 | 0 | 0 | 0 | 0 | 0 | 0 | 0 | 0 | 0 | 0 | [5 empty] | 0 | 0 | 0 | 0 | 0 | 0 | 0 | [5 empty] | 0 | 0 | 0 | 0 | 0 | 0 | 0
[5 empty] | C4 | 0 | 0 | 0 | 0 | 0 | 0 | 0 | 0 | 0 | 0 | 0 | 0 | [5 empty] | 0 | 0 | 0 | 0 | 0 | 0 | 0 | [5 empty] | 0 | 0 | 0 | 0 | 0 | 0 | 0
|  |  | 0 | 0 |  | 0 | 0 | 0 | 0 | 0 |  | 0 | 0 | 0 | 0 | 0 |  | 0 | 0 | 0 | 0 | 0 |  | 0 | 0 | 0 | 0 | 0 |  | 0 | 0 | 0 | 0 | 0 |  | 0 | 0 | 0 | 0 | 0
| [Please insert new asset category as required] |  |  |  | C1 | 0 | 0 | 0 | 0 | 0 | 0 | 0 | 0 | 0 | 0 | 0 | 0 | [5 empty] | 0 | 0 | 0 | 0 | 0 | 0 | 0 | [5 empty] | 0 | 0 | 0 | 0 | 0 | 0 | 0
[5 empty] | C2 | 0 | 0 | 0 | 0 | 0 | 0 | 0 | 0 | 0 | 0 | 0 | 0 | [5 empty] | 0 | 0 | 0 | 0 | 0 | 0 | 0 | [5 empty] | 0 | 0 | 0 | 0 | 0 | 0 | 0
[5 empty] | C3 | 0 | 0 | 0 | 0 | 0 | 0 | 0 | 0 | 0 | 0 | 0 | 0 | [5 empty] | 0 | 0 | 0 | 0 | 0 | 0 | 0 | [5 empty] | 0 | 0 | 0 | 0 | 0 | 0 | 0
[5 empty] | C4 | 0 | 0 | 0 | 0 | 0 | 0 | 0 | 0 | 0 | 0 | 0 | 0 | [5 empty] | 0 | 0 | 0 | 0 | 0 | 0 | 0 | [5 empty] | 0 | 0 | 0 | 0 | 0 | 0 | 0
|  |  | 0 | 0 |  | 0 | 0 | 0 | 0 | 0 |  | 0 | 0 | 0 | 0 | 0 |  | 0 | 0 | 0 | 0 | 0 |  | 0 | 0 | 0 | 0 | 0 |  | 0 | 0 | 0 | 0 | 0 |  | 0 | 0 | 0 | 0 | 0
| [Please insert new asset category as required] |  |  |  | C1 | 0 | 0 | 0 | 0 | 0 | 0 | 0 | 0 | 0 | 0 | 0 | 0 | [5 empty] | 0 | 0 | 0 | 0 | 0 | 0 | 0 | [5 empty] | 0 | 0 | 0 | 0 | 0 | 0 | 0
[5 empty] | C2 | 0 | 0 | 0 | 0 | 0 | 0 | 0 | 0 | 0 | 0 | 0 | 0 | [5 empty] | 0 | 0 | 0 | 0 | 0 | 0 | 0 | [5 empty] | 0 | 0 | 0 | 0 | 0 | 0 | 0
[5 empty] | C3 | 0 | 0 | 0 | 0 | 0 | 0 | 0 | 0 | 0 | 0 | 0 | 0 | [5 empty] | 0 | 0 | 0 | 0 | 0 | 0 | 0 | [5 empty] | 0 | 0 | 0 | 0 | 0 | 0 | 0
[5 empty] | C4 | 0 | 0 | 0 | 0 | 0 | 0 | 0 | 0 | 0 | 0 | 0 | 0 | [5 empty] | 0 | 0 | 0 | 0 | 0 | 0 | 0 | [5 empty] | 0 | 0 | 0 | 0 | 0 | 0 | 0
|  |  | 0 | 0 |  | 0 | 0 | 0 | 0 | 0 |  | 0 | 0 | 0 | 0 | 0 |  | 0 | 0 | 0 | 0 | 0 |  | 0 | 0 | 0 | 0 | 0 |  | 0 | 0 | 0 | 0 | 0 |  | 0 | 0 | 0 | 0 | 0
| [Please insert new asset category as required] |  |  |  | C1 | 0 | 0 | 0 | 0 | 0 | 0 | 0 | 0 | 0 | 0 | 0 | 0 | [5 empty] | 0 | 0 | 0 | 0 | 0 | 0 | 0 | [5 empty] | 0 | 0 | 0 | 0 | 0 | 0 | 0
[5 empty] | C2 | 0 | 0 | 0 | 0 | 0 | 0 | 0 | 0 | 0 | 0 | 0 | 0 | [5 empty] | 0 | 0 | 0 | 0 | 0 | 0 | 0 | [5 empty] | 0 | 0 | 0 | 0 | 0 | 0 | 0
[5 empty] | C3 | 0 | 0 | 0 | 0 | 0 | 0 | 0 | 0 | 0 | 0 | 0 | 0 | [5 empty] | 0 | 0 | 0 | 0 | 0 | 0 | 0 | [5 empty] | 0 | 0 | 0 | 0 | 0 | 0 | 0
[5 empty] | C4 | 0 | 0 | 0 | 0 | 0 | 0 | 0 | 0 | 0 | 0 | 0 | 0 | [5 empty] | 0 | 0 | 0 | 0 | 0 | 0 | 0 | [5 empty] | 0 | 0 | 0 | 0 | 0 | 0 | 0
|  |  | 0 | 0 |  | 0 | 0 | 0 | 0 | 0 |  | 0 | 0 | 0 | 0 | 0 |  | 0 | 0 | 0 | 0 | 0 |  | 0 | 0 | 0 | 0 | 0 |  | 0 | 0 | 0 | 0 | 0 |  | 0 | 0 | 0 | 0 | 0
| [Please insert new asset category as required] |  |  |  | C1 | 0 | 0 | 0 | 0 | 0 | 0 | 0 | 0 | 0 | 0 | 0 | 0 | [5 empty] | 0 | 0 | 0 | 0 | 0 | 0 | 0 | [5 empty] | 0 | 0 | 0 | 0 | 0 | 0 | 0
[5 empty] | C2 | 0 | 0 | 0 | 0 | 0 | 0 | 0 | 0 | 0 | 0 | 0 | 0 | [5 empty] | 0 | 0 | 0 | 0 | 0 | 0 | 0 | [5 empty] | 0 | 0 | 0 | 0 | 0 | 0 | 0
[5 empty] | C3 | 0 | 0 | 0 | 0 | 0 | 0 | 0 | 0 | 0 | 0 | 0 | 0 | [5 empty] | 0 | 0 | 0 | 0 | 0 | 0 | 0 | [5 empty] | 0 | 0 | 0 | 0 | 0 | 0 | 0
[5 empty] | C4 | 0 | 0 | 0 | 0 | 0 | 0 | 0 | 0 | 0 | 0 | 0 | 0 | [5 empty] | 0 | 0 | 0 | 0 | 0 | 0 | 0 | [5 empty] | 0 | 0 | 0 | 0 | 0 | 0 | 0
|  |  | 0 | 0 |  | 0 | 0 | 0 | 0 | 0 |  | 0 | 0 | 0 | 0 | 0 |  | 0 | 0 | 0 | 0 | 0 |  | 0 | 0 | 0 | 0 | 0 |  | 0 | 0 | 0 | 0 | 0 |  | 0 | 0 | 0 | 0 | 0
Other
| Submarine Cables |  |  |  | C1 | 0 | 0 | 0 | 0 | 0 | 0 | 0 | 0 | 0 | 0 | 0 | 0 | [5 empty] | 0 | 0 | 0 | 0 | 0 | 0 | 0 | [5 empty] | 0 | 0 | 0 | 0 | 0 | 0 | 0
[5 empty] | C2 | 0 | 0 | 0 | 0 | 0 | 0 | 0 | 0 | 0 | 0 | 0 | 0 | [5 empty] | 0 | 0 | 0 | 0 | 0 | 0 | 0 | [5 empty] | 0 | 0 | 0 | 0 | 0 | 0 | 0
[5 empty] | C3 | 0 | 0 | 0 | 0 | 0 | 0 | 0 | 0 | 0 | 0 | 0 | 0 | [5 empty] | 0 | 0 | 0 | 0 | 0 | 0 | 0 | [5 empty] | 0 | 0 | 0 | 0 | 0 | 0 | 0
[5 empty] | C4 | 0 | 0 | 0 | 0 | 0 | 0 | 0 | 0 | 0 | 0 | 0 | 0 | [5 empty] | 0 | 0 | 0 | 0 | 0 | 0 | 0 | [5 empty] | 0 | 0 | 0 | 0 | 0 | 0 | 0
|  |  | 0 | 0 |  | 0 | 0 | 0 | 0 | 0 |  | 0 | 0 | 0 | 0 | 0 |  | 0 | 0 | 0 | 0 | 0 |  | 0 | 0 | 0 | 0 | 0 |  | 0 | 0 | 0 | 0 | 0 |  | 0 | 0 | 0 | 0 | 0
| [Please insert new asset category as required] |  |  |  | C1 | 0 | 0 | 0 | 0 | 0 | 0 | 0 | 0 | 0 | 0 | 0 | 0 | [5 empty] | 0 | 0 | 0 | 0 | 0 | 0 | 0 | [5 empty] | 0 | 0 | 0 | 0 | 0 | 0 | 0
[5 empty] | C2 | 0 | 0 | 0 | 0 | 0 | 0 | 0 | 0 | 0 | 0 | 0 | 0 | [5 empty] | 0 | 0 | 0 | 0 | 0 | 0 | 0 | [5 empty] | 0 | 0 | 0 | 0 | 0 | 0 | 0
[5 empty] | C3 | 0 | 0 | 0 | 0 | 0 | 0 | 0 | 0 | 0 | 0 | 0 | 0 | [5 empty] | 0 | 0 | 0 | 0 | 0 | 0 | 0 | [5 empty] | 0 | 0 | 0 | 0 | 0 | 0 | 0
[5 empty] | C4 | 0 | 0 | 0 | 0 | 0 | 0 | 0 | 0 | 0 | 0 | 0 | 0 | [5 empty] | 0 | 0 | 0 | 0 | 0 | 0 | 0 | [5 empty] | 0 | 0 | 0 | 0 | 0 | 0 | 0
|  |  | 0 | 0 |  | 0 | 0 | 0 | 0 | 0 |  | 0 | 0 | 0 | 0 | 0 |  | 0 | 0 | 0 | 0 | 0 |  | 0 | 0 | 0 | 0 | 0 |  | 0 | 0 | 0 | 0 | 0 |  | 0 | 0 | 0 | 0 | 0
| [Please insert new asset category as required] |  |  |  | C1 | 0 | 0 | 0 | 0 | 0 | 0 | 0 | 0 | 0 | 0 | 0 | 0 | [5 empty] | 0 | 0 | 0 | 0 | 0 | 0 | 0 | [5 empty] | 0 | 0 | 0 | 0 | 0 | 0 | 0
[5 empty] | C2 | 0 | 0 | 0 | 0 | 0 | 0 | 0 | 0 | 0 | 0 | 0 | 0 | [5 empty] | 0 | 0 | 0 | 0 | 0 | 0 | 0 | [5 empty] | 0 | 0 | 0 | 0 | 0 | 0 | 0
[5 empty] | C3 | 0 | 0 | 0 | 0 | 0 | 0 | 0 | 0 | 0 | 0 | 0 | 0 | [5 empty] | 0 | 0 | 0 | 0 | 0 | 0 | 0 | [5 empty] | 0 | 0 | 0 | 0 | 0 | 0 | 0
[5 empty] | C4 | 0 | 0 | 0 | 0 | 0 | 0 | 0 | 0 | 0 | 0 | 0 | 0 | [5 empty] | 0 | 0 | 0 | 0 | 0 | 0 | 0 | [5 empty] | 0 | 0 | 0 | 0 | 0 | 0 | 0
|  |  | 0 | 0 |  | 0 | 0 | 0 | 0 | 0 |  | 0 | 0 | 0 | 0 | 0 |  | 0 | 0 | 0 | 0 | 0 |  | 0 | 0 | 0 | 0 | 0 |  | 0 | 0 | 0 | 0 | 0 |  | 0 | 0 | 0 | 0 | 0
| [Please insert new asset category as required] |  |  |  | C1 | 0 | 0 | 0 | 0 | 0 | 0 | 0 | 0 | 0 | 0 | 0 | 0 | [5 empty] | 0 | 0 | 0 | 0 | 0 | 0 | 0 | [5 empty] | 0 | 0 | 0 | 0 | 0 | 0 | 0
[5 empty] | C2 | 0 | 0 | 0 | 0 | 0 | 0 | 0 | 0 | 0 | 0 | 0 | 0 | [5 empty] | 0 | 0 | 0 | 0 | 0 | 0 | 0 | [5 empty] | 0 | 0 | 0 | 0 | 0 | 0 | 0
[5 empty] | C3 | 0 | 0 | 0 | 0 | 0 | 0 | 0 | 0 | 0 | 0 | 0 | 0 | [5 empty] | 0 | 0 | 0 | 0 | 0 | 0 | 0 | [5 empty] | 0 | 0 | 0 | 0 | 0 | 0 | 0
[5 empty] | C4 | 0 | 0 | 0 | 0 | 0 | 0 | 0 | 0 | 0 | 0 | 0 | 0 | [5 empty] | 0 | 0 | 0 | 0 | 0 | 0 | 0 | [5 empty] | 0 | 0 | 0 | 0 | 0 | 0 | 0
|  |  | 0 | 0 |  | 0 | 0 | 0 | 0 | 0 |  | 0 | 0 | 0 | 0 | 0 |  | 0 | 0 | 0 | 0 | 0 |  | 0 | 0 | 0 | 0 | 0 |  | 0 | 0 | 0 | 0 | 0 |  | 0 | 0 | 0 | 0 | 0
| [Please insert new asset category as required] |  |  |  | C1 | 0 | 0 | 0 | 0 | 0 | 0 | 0 | 0 | 0 | 0 | 0 | 0 | [5 empty] | 0 | 0 | 0 | 0 | 0 | 0 | 0 | [5 empty] | 0 | 0 | 0 | 0 | 0 | 0 | 0
[5 empty] | C2 | 0 | 0 | 0 | 0 | 0 | 0 | 0 | 0 | 0 | 0 | 0 | 0 | [5 empty] | 0 | 0 | 0 | 0 | 0 | 0 | 0 | [5 empty] | 0 | 0 | 0 | 0 | 0 | 0 | 0
[5 empty] | C3 | 0 | 0 | 0 | 0 | 0 | 0 | 0 | 0 | 0 | 0 | 0 | 0 | [5 empty] | 0 | 0 | 0 | 0 | 0 | 0 | 0 | [5 empty] | 0 | 0 | 0 | 0 | 0 | 0 | 0
[5 empty] | C4 | 0 | 0 | 0 | 0 | 0 | 0 | 0 | 0 | 0 | 0 | 0 | 0 | [5 empty] | 0 | 0 | 0 | 0 | 0 | 0 | 0 | [5 empty] | 0 | 0 | 0 | 0 | 0 | 0 | 0
|  |  | 0 | 0 |  | 0 | 0 | 0 | 0 | 0 |  | 0 | 0 | 0 | 0 | 0 |  | 0 | 0 | 0 | 0 | 0 |  | 0 | 0 | 0 | 0 | 0 |  | 0 | 0 | 0 | 0 | 0 |  | 0 | 0 | 0 | 0 | 0
| [Please insert new asset category as required] |  |  |  | C1 | 0 | 0 | 0 | 0 | 0 | 0 | 0 | 0 | 0 | 0 | 0 | 0 | [5 empty] | 0 | 0 | 0 | 0 | 0 | 0 | 0 | [5 empty] | 0 | 0 | 0 | 0 | 0 | 0 | 0
[5 empty] | C2 | 0 | 0 | 0 | 0 | 0 | 0 | 0 | 0 | 0 | 0 | 0 | 0 | [5 empty] | 0 | 0 | 0 | 0 | 0 | 0 | 0 | [5 empty] | 0 | 0 | 0 | 0 | 0 | 0 | 0
[5 empty] | C3 | 0 | 0 | 0 | 0 | 0 | 0 | 0 | 0 | 0 | 0 | 0 | 0 | [5 empty] | 0 | 0 | 0 | 0 | 0 | 0 | 0 | [5 empty] | 0 | 0 | 0 | 0 | 0 | 0 | 0
[5 empty] | C4 | 0 | 0 | 0 | 0 | 0 | 0 | 0 | 0 | 0 | 0 | 0 | 0 | [5 empty] | 0 | 0 | 0 | 0 | 0 | 0 | 0 | [5 empty] | 0 | 0 | 0 | 0 | 0 | 0 | 0
|  |  | 0 | 0 |  | 0 | 0 | 0 | 0 | 0 |  | 0 | 0 | 0 | 0 | 0 |  | 0 | 0 | 0 | 0 | 0 |  | 0 | 0 | 0 | 0 | 0 |  | 0 | 0 | 0 | 0 | 0 |  | 0 | 0 | 0 | 0 | 0
| TOTAL |  | 241438 | 239383 |  | 79461.5571 | 63119.1043 | 62690.8796 | 28331.1633 | 7836.2525 |  | 72340.8732 | 62950.9887 | 64146.4037 | 31275.6199 | 11650.0551 |  | 44 | -13 | 0 | 0 | 0 |  | 69731.9612 | 33024.191 | 68678.0298 | 56487.4481 | 13538.3268 |  | 44 | -13 | 0 | 0 | 0 |  | 60791.0253 | 29640.0713 | 61151.9975 | 58228.2551 | 31648.6077
Health Index Definitions
|  |  | HI1 | New or as new
|  |  | HI2 | Good or seviceable condition
|  |  | HI3 | Deterioration requires assessment and monitoring
|  |  | HI4 | Material deterioration, intervention requires consideration
|  |  | HI5 | End of serviceable life, intervention required
Criticality Index Definitions
|  |  | C1 | Low criticality
|  |  | C2 | Average criticality
|  |  | C3 | High criticality
|  |  | C4 | Very high criticality

## NAW6 - Faults - NPgN
NAW6: Secondary deliverables RIIO-ED1 - Faults
NPgN
Price base (2012/13)
| ASSET CATEGORIES |  | ASSET REGISTER |  |  | End of DPCR5 (31 March 2015) with investment | [5 empty] | End of DPCR5 (31 March 2015) without investment | [5 empty] | Mid-Period Review (31 March 2019) planned investment | [5 empty] | Mid-Period Review (31 March 2019) without investment | [5 empty] | End of RIIO-ED1 (31 March 2023) planned investment | [5 empty] | End of RIIO-ED1 (31 March 2023) without investment
Is it your current intention to have a health index for this asset category in the RIIO-ED1 control period.
|  |  | as at 31st March 2015 | as at 31st March 2023 |  | HI 1 | HI 2 | HI 3 | HI 4 | HI 5 |  | HI 1 | HI 2 | HI 3 | HI 4 | HI 5 |  | HI 1 | HI 2 | HI 3 | HI 4 | HI 5 |  | HI 1 | HI 2 | HI 3 | HI 4 | HI 5 |  | HI 1 | HI 2 | HI 3 | HI 4 | HI 5 |  | HI 1 | HI 2 | HI 3 | HI 4 | HI 5
LV Network
| LV Switchgear and Other |  |  |  | C1 | 0 | 0 | 0 | 0 | 0 | 0 | 0 | 0 | 0 | 0 | 0 | 0 | [5 empty] | 0 | 0 | 0 | 0 | 0 | 0 | 0 | [5 empty] | 0 | 0 | 0 | 0 | 0 | 0 | 0 | Yes
[5 empty] | C2 | 0 | 0 | 0 | 0 | 0 | 0 | 0 | 0 | 0 | 0 | 0 | 0 | [5 empty] | 0 | 0 | 0 | 0 | 0 | 0 | 0 | [5 empty] | 0 | 0 | 0 | 0 | 0 | 0 | 0 | No
[5 empty] | C3 | 0 | 0 | 0 | 0 | 0 | 0 | 0 | 0 | 0 | 0 | 0 | 0 | [5 empty] | 0 | 0 | 0 | 0 | 0 | 0 | 0 | [5 empty] | 0 | 0 | 0 | 0 | 0 | 0 | 0
[5 empty] | C4 | 0 | 0 | 0 | 0 | 0 | 0 | 0 | 0 | 0 | 0 | 0 | 0 | [5 empty] | 0 | 0 | 0 | 0 | 0 | 0 | 0 | [5 empty] | 0 | 0 | 0 | 0 | 0 | 0 | 0
|  |  | 0 | 0 |  | 0 | 0 | 0 | 0 | 0 |  | 0 | 0 | 0 | 0 | 0 |  | 0 | 0 | 0 | 0 | 0 |  | 0 | 0 | 0 | 0 | 0 |  | 0 | 0 | 0 | 0 | 0 |  | 0 | 0 | 0 | 0 | 0
| LV UGB |  |  |  | C1 | 0 | 0 | 0 | 0 | 0 | 0 | 0 | 0 | 0 | 0 | 0 | 0 | [5 empty] | 0 | 0 | 0 | 0 | 0 | 0 | 0 | [5 empty] | 0 | 0 | 0 | 0 | 0 | 0 | 0
[5 empty] | C2 | 0 | 0 | 0 | 0 | 0 | 0 | 0 | 0 | 0 | 0 | 0 | 0 | [5 empty] | 0 | 0 | 0 | 0 | 0 | 0 | 0 | [5 empty] | 0 | 0 | 0 | 0 | 0 | 0 | 0
[5 empty] | C3 | 0 | 0 | 0 | 0 | 0 | 0 | 0 | 0 | 0 | 0 | 0 | 0 | [5 empty] | 0 | 0 | 0 | 0 | 0 | 0 | 0 | [5 empty] | 0 | 0 | 0 | 0 | 0 | 0 | 0
[5 empty] | C4 | 0 | 0 | 0 | 0 | 0 | 0 | 0 | 0 | 0 | 0 | 0 | 0 | [5 empty] | 0 | 0 | 0 | 0 | 0 | 0 | 0 | [5 empty] | 0 | 0 | 0 | 0 | 0 | 0 | 0
|  |  | 0 | 0 |  | 0 | 0 | 0 | 0 | 0 |  | 0 | 0 | 0 | 0 | 0 |  | 0 | 0 | 0 | 0 | 0 |  | 0 | 0 | 0 | 0 | 0 |  | 0 | 0 | 0 | 0 | 0 |  | 0 | 0 | 0 | 0 | 0
| LV OHL Support |  |  |  | C1 | 9664 | 7276 | 12171 | 1565 | 1359 | 32035 | 8728 | 7327 | 12342 | 1906 | 1617 | 31920 | 104 | 0 | 0 | 0 | -80 | 24 | 8443 | 1599 | 8642 | 10620 | 2211 | 31515 | 208 | 0 | 0 | 0 | -160 | 48 | 7452 | 1226 | 6986 | 10535 | 5206 | 31405
[5 empty] | C2 | 6593 | 5704 | 9745 | 886 | 839 | 23767 | 5948 | 5742 | 9876 | 1268 | 1127 | 23961 | 76 | 0 | 0 | 0 | -88 | -12 | 5770 | 1274 | 6931 | 7777 | 1467 | 23219 | 152 | 0 | 0 | 0 | -176 | -24 | 5104 | 992 | 5617 | 7720 | 3656 | 23089
[5 empty] | C3 | 761 | 1889 | 2641 | 666 | 405 | 6362 | 689 | 1903 | 2679 | 666 | 405 | 6342 | 8 | 0 | 0 | 0 | 0 | 8 | 662 | 410 | 1873 | 3143 | 598 | 6686 | 16 | 0 | 0 | 0 | 0 | 16 | 582 | 312 | 1512 | 3118 | 1282 | 6806
[5 empty] | C4 | 1217 | 3352 | 4087 | 861 | 447 | 9964 | 1100 | 3376 | 4145 | 989 | 545 | 10155 | 12 | 0 | 0 | 0 | -32 | -20 | 1061 | 733 | 2900 | 5277 | 737 | 10708 | 24 | 0 | 0 | 0 | -64 | -40 | 934 | 560 | 2341 | 5234 | 1759 | 10828
|  |  | 72128 | 71328 |  | 18235 | 18221 | 28644 | 3978 | 3050 |  | 16465 | 18348 | 29042 | 4829 | 3694 |  | 200 | 0 | 0 | 0 | -200 |  | 15936 | 4016 | 20346 | 26817 | 5013 |  | 400 | 0 | 0 | 0 | -400 |  | 14072 | 3090 | 16456 | 26607 | 11903
| [Please insert new asset category as required] |  |  |  | C1 | 0 | 0 | 0 | 0 | 0 | 0 | 0 | 0 | 0 | 0 | 0 | 0 | [5 empty] | 0 | 0 | 0 | 0 | 0 | 0 | 0 | [5 empty] | 0 | 0 | 0 | 0 | 0 | 0 | 0
[5 empty] | C2 | 0 | 0 | 0 | 0 | 0 | 0 | 0 | 0 | 0 | 0 | 0 | 0 | [5 empty] | 0 | 0 | 0 | 0 | 0 | 0 | 0 | [5 empty] | 0 | 0 | 0 | 0 | 0 | 0 | 0
[5 empty] | C3 | 0 | 0 | 0 | 0 | 0 | 0 | 0 | 0 | 0 | 0 | 0 | 0 | [5 empty] | 0 | 0 | 0 | 0 | 0 | 0 | 0 | [5 empty] | 0 | 0 | 0 | 0 | 0 | 0 | 0
[5 empty] | C4 | 0 | 0 | 0 | 0 | 0 | 0 | 0 | 0 | 0 | 0 | 0 | 0 | [5 empty] | 0 | 0 | 0 | 0 | 0 | 0 | 0 | [5 empty] | 0 | 0 | 0 | 0 | 0 | 0 | 0
|  |  | 0 | 0 |  | 0 | 0 | 0 | 0 | 0 |  | 0 | 0 | 0 | 0 | 0 |  | 0 | 0 | 0 | 0 | 0 |  | 0 | 0 | 0 | 0 | 0 |  | 0 | 0 | 0 | 0 | 0 |  | 0 | 0 | 0 | 0 | 0
| [Please insert new asset category as required] |  |  |  | C1 | 0 | 0 | 0 | 0 | 0 | 0 | 0 | 0 | 0 | 0 | 0 | 0 | [5 empty] | 0 | 0 | 0 | 0 | 0 | 0 | 0 | [5 empty] | 0 | 0 | 0 | 0 | 0 | 0 | 0
[5 empty] | C2 | 0 | 0 | 0 | 0 | 0 | 0 | 0 | 0 | 0 | 0 | 0 | 0 | [5 empty] | 0 | 0 | 0 | 0 | 0 | 0 | 0 | [5 empty] | 0 | 0 | 0 | 0 | 0 | 0 | 0
[5 empty] | C3 | 0 | 0 | 0 | 0 | 0 | 0 | 0 | 0 | 0 | 0 | 0 | 0 | [5 empty] | 0 | 0 | 0 | 0 | 0 | 0 | 0 | [5 empty] | 0 | 0 | 0 | 0 | 0 | 0 | 0
[5 empty] | C4 | 0 | 0 | 0 | 0 | 0 | 0 | 0 | 0 | 0 | 0 | 0 | 0 | [5 empty] | 0 | 0 | 0 | 0 | 0 | 0 | 0 | [5 empty] | 0 | 0 | 0 | 0 | 0 | 0 | 0
|  |  | 0 | 0 |  | 0 | 0 | 0 | 0 | 0 |  | 0 | 0 | 0 | 0 | 0 |  | 0 | 0 | 0 | 0 | 0 |  | 0 | 0 | 0 | 0 | 0 |  | 0 | 0 | 0 | 0 | 0 |  | 0 | 0 | 0 | 0 | 0
| [Please insert new asset category as required] |  |  |  | C1 | 0 | 0 | 0 | 0 | 0 | 0 | 0 | 0 | 0 | 0 | 0 | 0 | [5 empty] | 0 | 0 | 0 | 0 | 0 | 0 | 0 | [5 empty] | 0 | 0 | 0 | 0 | 0 | 0 | 0
[5 empty] | C2 | 0 | 0 | 0 | 0 | 0 | 0 | 0 | 0 | 0 | 0 | 0 | 0 | [5 empty] | 0 | 0 | 0 | 0 | 0 | 0 | 0 | [5 empty] | 0 | 0 | 0 | 0 | 0 | 0 | 0
[5 empty] | C3 | 0 | 0 | 0 | 0 | 0 | 0 | 0 | 0 | 0 | 0 | 0 | 0 | [5 empty] | 0 | 0 | 0 | 0 | 0 | 0 | 0 | [5 empty] | 0 | 0 | 0 | 0 | 0 | 0 | 0
[5 empty] | C4 | 0 | 0 | 0 | 0 | 0 | 0 | 0 | 0 | 0 | 0 | 0 | 0 | [5 empty] | 0 | 0 | 0 | 0 | 0 | 0 | 0 | [5 empty] | 0 | 0 | 0 | 0 | 0 | 0 | 0
|  |  | 0 | 0 |  | 0 | 0 | 0 | 0 | 0 |  | 0 | 0 | 0 | 0 | 0 |  | 0 | 0 | 0 | 0 | 0 |  | 0 | 0 | 0 | 0 | 0 |  | 0 | 0 | 0 | 0 | 0 |  | 0 | 0 | 0 | 0 | 0
| [Please insert new asset category as required] |  |  |  | C1 | 0 | 0 | 0 | 0 | 0 | 0 | 0 | 0 | 0 | 0 | 0 | 0 | [5 empty] | 0 | 0 | 0 | 0 | 0 | 0 | 0 | [5 empty] | 0 | 0 | 0 | 0 | 0 | 0 | 0
[5 empty] | C2 | 0 | 0 | 0 | 0 | 0 | 0 | 0 | 0 | 0 | 0 | 0 | 0 | [5 empty] | 0 | 0 | 0 | 0 | 0 | 0 | 0 | [5 empty] | 0 | 0 | 0 | 0 | 0 | 0 | 0
[5 empty] | C3 | 0 | 0 | 0 | 0 | 0 | 0 | 0 | 0 | 0 | 0 | 0 | 0 | [5 empty] | 0 | 0 | 0 | 0 | 0 | 0 | 0 | [5 empty] | 0 | 0 | 0 | 0 | 0 | 0 | 0
[5 empty] | C4 | 0 | 0 | 0 | 0 | 0 | 0 | 0 | 0 | 0 | 0 | 0 | 0 | [5 empty] | 0 | 0 | 0 | 0 | 0 | 0 | 0 | [5 empty] | 0 | 0 | 0 | 0 | 0 | 0 | 0
|  |  | 0 | 0 |  | 0 | 0 | 0 | 0 | 0 |  | 0 | 0 | 0 | 0 | 0 |  | 0 | 0 | 0 | 0 | 0 |  | 0 | 0 | 0 | 0 | 0 |  | 0 | 0 | 0 | 0 | 0 |  | 0 | 0 | 0 | 0 | 0
| [Please insert new asset category as required] |  |  |  | C1 | 0 | 0 | 0 | 0 | 0 | 0 | 0 | 0 | 0 | 0 | 0 | 0 | [5 empty] | 0 | 0 | 0 | 0 | 0 | 0 | 0 | [5 empty] | 0 | 0 | 0 | 0 | 0 | 0 | 0
[5 empty] | C2 | 0 | 0 | 0 | 0 | 0 | 0 | 0 | 0 | 0 | 0 | 0 | 0 | [5 empty] | 0 | 0 | 0 | 0 | 0 | 0 | 0 | [5 empty] | 0 | 0 | 0 | 0 | 0 | 0 | 0
[5 empty] | C3 | 0 | 0 | 0 | 0 | 0 | 0 | 0 | 0 | 0 | 0 | 0 | 0 | [5 empty] | 0 | 0 | 0 | 0 | 0 | 0 | 0 | [5 empty] | 0 | 0 | 0 | 0 | 0 | 0 | 0
[5 empty] | C4 | 0 | 0 | 0 | 0 | 0 | 0 | 0 | 0 | 0 | 0 | 0 | 0 | [5 empty] | 0 | 0 | 0 | 0 | 0 | 0 | 0 | [5 empty] | 0 | 0 | 0 | 0 | 0 | 0 | 0
|  |  | 0 | 0 |  | 0 | 0 | 0 | 0 | 0 |  | 0 | 0 | 0 | 0 | 0 |  | 0 | 0 | 0 | 0 | 0 |  | 0 | 0 | 0 | 0 | 0 |  | 0 | 0 | 0 | 0 | 0 |  | 0 | 0 | 0 | 0 | 0
HV Network
| HV Switchgear (GM) - Primary |  |  |  | C1 | 200 | 510 | 480 | 286 | 122 | 1598 | 168 | 514 | 493 | 307 | 134 | 1616 | 0 | 0 | 0 | 0 | 0 | 0 | 168 | 430 | 357 | 375 | 286 | 1616 | 0 | 0 | 0 | 0 | 0 | 0 | 145 | 299 | 379 | 303 | 490 | 1616
[5 empty] | C2 | 93 | 126 | 180 | 125 | 41 | 565 | 81 | 126 | 181 | 135 | 42 | 565 | 0 | 0 | 0 | 0 | 0 | 0 | 80 | 82 | 150 | 160 | 93 | 565 | 0 | 0 | 0 | 0 | 0 | 0 | 67 | 81 | 104 | 134 | 179 | 565
[5 empty] | C3 | 4 | 64 | 41 | 2 | 0 | 111 | 4 | 64 | 41 | 2 | 0 | 111 | 0 | 0 | 0 | 0 | 0 | 0 | 4 | 58 | 39 | 10 | 0 | 111 | 0 | 0 | 0 | 0 | 0 | 0 | 1 | 54 | 32 | 20 | 4 | 111
[5 empty] | C4 | 47 | 50 | 66 | 74 | 30 | 267 | 36 | 50 | 70 | 80 | 34 | 270 | 0 | 0 | 0 | 0 | 0 | 0 | 36 | 42 | 28 | 97 | 67 | 270 | 0 | 0 | 0 | 0 | 0 | 0 | 35 | 36 | 23 | 38 | 138 | 270
|  |  | 2541 | 2538 |  | 344 | 750 | 767 | 487 | 193 |  | 289 | 754 | 785 | 524 | 210 |  | 0 | 0 | 0 | 0 | 0 |  | 288 | 612 | 574 | 642 | 446 |  | 0 | 0 | 0 | 0 | 0 |  | 248 | 470 | 538 | 495 | 811
| HV Switchgear (GM) - Distribution |  |  |  | C1 | 3986 | 1248 | 108 | 9 | 1 | 5352 | 3792 | 1272 | 172 | 49 | 123 | 5408 | 4 | -4 | -4 | 0 | 0 | -4 | 3745 | 1052 | 480 | 48 | 27 | 5352 | 8 | -8 | -8 | 0 | 0 | -8 | 3399 | 1205 | 588 | 96 | 64 | 5352
[5 empty] | C2 | 3108 | 2682 | 458 | 22 | 38 | 6308 | 2935 | 2728 | 670 | 89 | 195 | 6617 | 12 | 0 | 8 | 0 | 0 | 20 | 2775 | 2151 | 1032 | 266 | 84 | 6308 | 24 | 0 | 16 | 0 | 0 | 40 | 2438 | 2053 | 1198 | 417 | 202 | 6308
[5 empty] | C3 | 924 | 1031 | 228 | 0 | 48 | 2231 | 880 | 1054 | 339 | 40 | 86 | 2399 | 0 | -4 | -4 | 0 | 0 | -8 | 789 | 765 | 488 | 111 | 78 | 2231 | 0 | -8 | -8 | 0 | 0 | -16 | 682 | 745 | 483 | 198 | 123 | 2231
[5 empty] | C4 | 304 | 445 | 105 | 23 | 18 | 895 | 290 | 456 | 166 | 54 | 50 | 1016 | 0 | -4 | -4 | 0 | 0 | -8 | 233 | 358 | 194 | 55 | 55 | 895 | 0 | -8 | -8 | 0 | 0 | -16 | 199 | 292 | 226 | 90 | 88 | 895
|  |  | 14786 | 13688 |  | 8322 | 5406 | 899 | 54 | 105 |  | 7897 | 5510 | 1347 | 232 | 454 |  | 16 | -12 | -4 | 0 | 0 |  | 7542 | 4326 | 2194 | 480 | 244 |  | 32 | -24 | -8 | 0 | 0 |  | 6718 | 4295 | 2495 | 801 | 477
| HV Transformer (GM) |  |  |  | C1 | 2494 | 563 | 122 | 64 | 15 | 3258 | 2396 | 571 | 126 | 72 | 39 | 3204 | 8 | -4 | -4 | 0 | 0 | 0 | 2368 | 492 | 250 | 78 | 70 | 3258 | 16 | -8 | -8 | 0 | 0 | 0 | 2251 | 422 | 376 | 88 | 121 | 3258
[5 empty] | C2 | 2652 | 1750 | 484 | 405 | 74 | 5365 | 2536 | 1753 | 478 | 446 | 166 | 5379 | 12 | -4 | 8 | 0 | 0 | 16 | 2335 | 1610 | 674 | 315 | 431 | 5365 | 24 | -8 | 16 | 0 | 0 | 32 | 2105 | 1538 | 788 | 263 | 671 | 5365
[5 empty] | C3 | 498 | 275 | 75 | 57 | 9 | 914 | 480 | 281 | 79 | 65 | 25 | 930 | 0 | -4 | -4 | 0 | 0 | -8 | 460 | 202 | 145 | 48 | 59 | 914 | 0 | -8 | -8 | 0 | 0 | -16 | 428 | 159 | 190 | 43 | 94 | 914
[5 empty] | C4 | 180 | 130 | 64 | 42 | 7 | 423 | 174 | 136 | 68 | 48 | 23 | 449 | 0 | -4 | -4 | 0 | 0 | -8 | 163 | 106 | 75 | 35 | 44 | 423 | 0 | -8 | -8 | 0 | 0 | -16 | 141 | 104 | 60 | 45 | 73 | 423
|  |  | 9960 | 9960 |  | 5824 | 2718 | 745 | 568 | 105 |  | 5586 | 2741 | 751 | 631 | 253 |  | 20 | -16 | -4 | 0 | 0 |  | 5326 | 2410 | 1144 | 476 | 604 |  | 40 | -32 | -8 | 0 | 0 |  | 4925 | 2223 | 1414 | 439 | 959
| HV UG Cable |  |  |  | C1 | 0 | 0 | 0 | 0 | 0 | 0 | 0 | 0 | 0 | 0 | 0 | 0 | [5 empty] | 0 | 0 | 0 | 0 | 0 | 0 | 0 | [5 empty] | 0 | 0 | 0 | 0 | 0 | 0 | 0
[5 empty] | C2 | 0 | 0 | 0 | 0 | 0 | 0 | 0 | 0 | 0 | 0 | 0 | 0 | [5 empty] | 0 | 0 | 0 | 0 | 0 | 0 | 0 | [5 empty] | 0 | 0 | 0 | 0 | 0 | 0 | 0
[5 empty] | C3 | 0 | 0 | 0 | 0 | 0 | 0 | 0 | 0 | 0 | 0 | 0 | 0 | [5 empty] | 0 | 0 | 0 | 0 | 0 | 0 | 0 | [5 empty] | 0 | 0 | 0 | 0 | 0 | 0 | 0
[5 empty] | C4 | 0 | 0 | 0 | 0 | 0 | 0 | 0 | 0 | 0 | 0 | 0 | 0 | [5 empty] | 0 | 0 | 0 | 0 | 0 | 0 | 0 | [5 empty] | 0 | 0 | 0 | 0 | 0 | 0 | 0
|  |  | 0 | 0 |  | 0 | 0 | 0 | 0 | 0 |  | 0 | 0 | 0 | 0 | 0 |  | 0 | 0 | 0 | 0 | 0 |  | 0 | 0 | 0 | 0 | 0 |  | 0 | 0 | 0 | 0 | 0 |  | 0 | 0 | 0 | 0 | 0
| HV OHL Support - Poles |  |  |  | C1 | 14496 | 9898 | 9947 | 7197 | 1135 | 42673 | 13237 | 9960 | 10135 | 7612 | 1702 | 42646 | 40 | 0 | 0 | 0 | -44 | -4 | 12621 | 5451 | 14288 | 8600 | 1822 | 42782 | 80 | 0 | 0 | 0 | -88 | -8 | 10834 | 5196 | 12471 | 9058 | 5121 | 42680
[5 empty] | C2 | 19086 | 13113 | 12487 | 10437 | 1456 | 56579 | 17419 | 13191 | 12717 | 11032 | 2157 | 56516 | 60 | 0 | 0 | 0 | -44 | 16 | 16628 | 7242 | 17935 | 12476 | 2327 | 56608 | 120 | 0 | 0 | 0 | -88 | 32 | 14288 | 6915 | 15666 | 13149 | 6479 | 56497
[5 empty] | C3 | 7796 | 5437 | 5297 | 4320 | 701 | 23551 | 7119 | 5471 | 5397 | 4570 | 1053 | 23610 | 20 | 0 | 0 | 0 | -28 | -8 | 6787 | 2993 | 7607 | 5162 | 1125 | 23674 | 40 | 0 | 0 | 0 | -56 | -16 | 5824 | 2852 | 6638 | 5437 | 3165 | 23916
[5 empty] | C4 | 705 | 1366 | 725 | 486 | 64 | 3346 | 645 | 1375 | 740 | 516 | 101 | 3377 | 0 | 0 | 0 | 0 | -4 | -4 | 611 | 749 | 1041 | 580 | 104 | 3085 | 0 | 0 | 0 | 0 | -8 | -8 | 521 | 713 | 906 | 610 | 306 | 3056
|  |  | 126149 | 126149 |  | 42083 | 29814 | 28456 | 22440 | 3356 |  | 38420 | 29997 | 28989 | 23730 | 5013 |  | 120 | 0 | 0 | 0 | -120 |  | 36647 | 16435 | 40871 | 26818 | 5378 |  | 240 | 0 | 0 | 0 | -240 |  | 31467 | 15676 | 35681 | 28254 | 15071
| [Please insert new asset category as required] |  |  |  | C1 | 0 | 0 | 0 | 0 | 0 | 0 | 0 | 0 | 0 | 0 | 0 | 0 | [5 empty] | 0 | 0 | 0 | 0 | 0 | 0 | 0 | [5 empty] | 0 | 0 | 0 | 0 | 0 | 0 | 0
[5 empty] | C2 | 0 | 0 | 0 | 0 | 0 | 0 | 0 | 0 | 0 | 0 | 0 | 0 | [5 empty] | 0 | 0 | 0 | 0 | 0 | 0 | 0 | [5 empty] | 0 | 0 | 0 | 0 | 0 | 0 | 0
[5 empty] | C3 | 0 | 0 | 0 | 0 | 0 | 0 | 0 | 0 | 0 | 0 | 0 | 0 | [5 empty] | 0 | 0 | 0 | 0 | 0 | 0 | 0 | [5 empty] | 0 | 0 | 0 | 0 | 0 | 0 | 0
[5 empty] | C4 | 0 | 0 | 0 | 0 | 0 | 0 | 0 | 0 | 0 | 0 | 0 | 0 | [5 empty] | 0 | 0 | 0 | 0 | 0 | 0 | 0 | [5 empty] | 0 | 0 | 0 | 0 | 0 | 0 | 0
|  |  | 0 | 0 |  | 0 | 0 | 0 | 0 | 0 |  | 0 | 0 | 0 | 0 | 0 |  | 0 | 0 | 0 | 0 | 0 |  | 0 | 0 | 0 | 0 | 0 |  | 0 | 0 | 0 | 0 | 0 |  | 0 | 0 | 0 | 0 | 0
| [Please insert new asset category as required] |  |  |  | C1 | 0 | 0 | 0 | 0 | 0 | 0 | 0 | 0 | 0 | 0 | 0 | 0 | [5 empty] | 0 | 0 | 0 | 0 | 0 | 0 | 0 | [5 empty] | 0 | 0 | 0 | 0 | 0 | 0 | 0
[5 empty] | C2 | 0 | 0 | 0 | 0 | 0 | 0 | 0 | 0 | 0 | 0 | 0 | 0 | [5 empty] | 0 | 0 | 0 | 0 | 0 | 0 | 0 | [5 empty] | 0 | 0 | 0 | 0 | 0 | 0 | 0
[5 empty] | C3 | 0 | 0 | 0 | 0 | 0 | 0 | 0 | 0 | 0 | 0 | 0 | 0 | [5 empty] | 0 | 0 | 0 | 0 | 0 | 0 | 0 | [5 empty] | 0 | 0 | 0 | 0 | 0 | 0 | 0
[5 empty] | C4 | 0 | 0 | 0 | 0 | 0 | 0 | 0 | 0 | 0 | 0 | 0 | 0 | [5 empty] | 0 | 0 | 0 | 0 | 0 | 0 | 0 | [5 empty] | 0 | 0 | 0 | 0 | 0 | 0 | 0
|  |  | 0 | 0 |  | 0 | 0 | 0 | 0 | 0 |  | 0 | 0 | 0 | 0 | 0 |  | 0 | 0 | 0 | 0 | 0 |  | 0 | 0 | 0 | 0 | 0 |  | 0 | 0 | 0 | 0 | 0 |  | 0 | 0 | 0 | 0 | 0
| [Please insert new asset category as required] |  |  |  | C1 | 0 | 0 | 0 | 0 | 0 | 0 | 0 | 0 | 0 | 0 | 0 | 0 | [5 empty] | 0 | 0 | 0 | 0 | 0 | 0 | 0 | [5 empty] | 0 | 0 | 0 | 0 | 0 | 0 | 0
[5 empty] | C2 | 0 | 0 | 0 | 0 | 0 | 0 | 0 | 0 | 0 | 0 | 0 | 0 | [5 empty] | 0 | 0 | 0 | 0 | 0 | 0 | 0 | [5 empty] | 0 | 0 | 0 | 0 | 0 | 0 | 0
[5 empty] | C3 | 0 | 0 | 0 | 0 | 0 | 0 | 0 | 0 | 0 | 0 | 0 | 0 | [5 empty] | 0 | 0 | 0 | 0 | 0 | 0 | 0 | [5 empty] | 0 | 0 | 0 | 0 | 0 | 0 | 0
[5 empty] | C4 | 0 | 0 | 0 | 0 | 0 | 0 | 0 | 0 | 0 | 0 | 0 | 0 | [5 empty] | 0 | 0 | 0 | 0 | 0 | 0 | 0 | [5 empty] | 0 | 0 | 0 | 0 | 0 | 0 | 0
|  |  | 0 | 0 |  | 0 | 0 | 0 | 0 | 0 |  | 0 | 0 | 0 | 0 | 0 |  | 0 | 0 | 0 | 0 | 0 |  | 0 | 0 | 0 | 0 | 0 |  | 0 | 0 | 0 | 0 | 0 |  | 0 | 0 | 0 | 0 | 0
| [Please insert new asset category as required] |  |  |  | C1 | 0 | 0 | 0 | 0 | 0 | 0 | 0 | 0 | 0 | 0 | 0 | 0 | [5 empty] | 0 | 0 | 0 | 0 | 0 | 0 | 0 | [5 empty] | 0 | 0 | 0 | 0 | 0 | 0 | 0
[5 empty] | C2 | 0 | 0 | 0 | 0 | 0 | 0 | 0 | 0 | 0 | 0 | 0 | 0 | [5 empty] | 0 | 0 | 0 | 0 | 0 | 0 | 0 | [5 empty] | 0 | 0 | 0 | 0 | 0 | 0 | 0
[5 empty] | C3 | 0 | 0 | 0 | 0 | 0 | 0 | 0 | 0 | 0 | 0 | 0 | 0 | [5 empty] | 0 | 0 | 0 | 0 | 0 | 0 | 0 | [5 empty] | 0 | 0 | 0 | 0 | 0 | 0 | 0
[5 empty] | C4 | 0 | 0 | 0 | 0 | 0 | 0 | 0 | 0 | 0 | 0 | 0 | 0 | [5 empty] | 0 | 0 | 0 | 0 | 0 | 0 | 0 | [5 empty] | 0 | 0 | 0 | 0 | 0 | 0 | 0
|  |  | 0 | 0 |  | 0 | 0 | 0 | 0 | 0 |  | 0 | 0 | 0 | 0 | 0 |  | 0 | 0 | 0 | 0 | 0 |  | 0 | 0 | 0 | 0 | 0 |  | 0 | 0 | 0 | 0 | 0 |  | 0 | 0 | 0 | 0 | 0
| [Please insert new asset category as required] |  |  |  | C1 | 0 | 0 | 0 | 0 | 0 | 0 | 0 | 0 | 0 | 0 | 0 | 0 | [5 empty] | 0 | 0 | 0 | 0 | 0 | 0 | 0 | [5 empty] | 0 | 0 | 0 | 0 | 0 | 0 | 0
[5 empty] | C2 | 0 | 0 | 0 | 0 | 0 | 0 | 0 | 0 | 0 | 0 | 0 | 0 | [5 empty] | 0 | 0 | 0 | 0 | 0 | 0 | 0 | [5 empty] | 0 | 0 | 0 | 0 | 0 | 0 | 0
[5 empty] | C3 | 0 | 0 | 0 | 0 | 0 | 0 | 0 | 0 | 0 | 0 | 0 | 0 | [5 empty] | 0 | 0 | 0 | 0 | 0 | 0 | 0 | [5 empty] | 0 | 0 | 0 | 0 | 0 | 0 | 0
[5 empty] | C4 | 0 | 0 | 0 | 0 | 0 | 0 | 0 | 0 | 0 | 0 | 0 | 0 | [5 empty] | 0 | 0 | 0 | 0 | 0 | 0 | 0 | [5 empty] | 0 | 0 | 0 | 0 | 0 | 0 | 0
|  |  | 0 | 0 |  | 0 | 0 | 0 | 0 | 0 |  | 0 | 0 | 0 | 0 | 0 |  | 0 | 0 | 0 | 0 | 0 |  | 0 | 0 | 0 | 0 | 0 |  | 0 | 0 | 0 | 0 | 0 |  | 0 | 0 | 0 | 0 | 0
EHV Network
| EHV Switchgear (GM) |  |  |  | C1 | 134 | 87 | 42 | 4 | 0 | 267 | 126 | 87 | 50 | 4 | 0 | 267 | 0 | 0 | 0 | 0 | 0 | 0 | 119 | 62 | 43 | 42 | 1 | 267 | 0 | 0 | 0 | 0 | 0 | 0 | 113 | 46 | 64 | 40 | 4 | 267
[5 empty] | C2 | 79 | 57 | 72 | 23 | 8 | 239 | 45 | 57 | 81 | 30 | 26 | 239 | 0 | 0 | 0 | 0 | 0 | 0 | 45 | 23 | 34 | 86 | 51 | 239 | 0 | 0 | 0 | 0 | 0 | 0 | 39 | 18 | 45 | 81 | 56 | 239
[5 empty] | C3 | 1 | 51 | 51 | 6 | 0 | 109 | 1 | 51 | 51 | 6 | 0 | 109 | 0 | 0 | 0 | 0 | 0 | 0 | 1 | 36 | 46 | 23 | 3 | 109 | 0 | 0 | 0 | 0 | 0 | 0 | 0 | 19 | 35 | 49 | 6 | 109
[5 empty] | C4 | 2 | 0 | 42 | 0 | 0 | 44 | 2 | 0 | 42 | 0 | 0 | 44 | 0 | 0 | 0 | 0 | 0 | 0 | 2 | 0 | 0 | 42 | 0 | 44 | 0 | 0 | 0 | 0 | 0 | 0 | 2 | 0 | 0 | 42 | 0 | 44
|  |  | 659 | 661 |  | 216 | 195 | 207 | 33 | 8 |  | 174 | 195 | 224 | 40 | 26 |  | 0 | 0 | 0 | 0 | 0 |  | 167 | 121 | 123 | 193 | 55 |  | 0 | 0 | 0 | 0 | 0 |  | 154 | 83 | 144 | 212 | 66
| EHV Transformer |  |  |  | C1 | 37 | 47 | 14 | 5 | 0 | 103 | 37 | 47 | 14 | 5 | 0 | 103 | 0 | 0 | 0 | 0 | 0 | 0 | 34 | 34 | 24 | 11 | 0 | 103 | 0 | 0 | 0 | 0 | 0 | 0 | 34 | 17 | 35 | 12 | 5 | 103
[5 empty] | C2 | 53 | 54 | 65 | 22 | 0 | 194 | 46 | 54 | 70 | 24 | 0 | 194 | 0 | 0 | 0 | 0 | 0 | 0 | 39 | 40 | 65 | 43 | 7 | 194 | 0 | 0 | 0 | 0 | 0 | 0 | 34 | 29 | 61 | 42 | 28 | 194
[5 empty] | C3 | 9 | 2 | 2 | 3 | 0 | 16 | 8 | 2 | 3 | 3 | 0 | 16 | 0 | 0 | 0 | 0 | 0 | 0 | 8 | 2 | 2 | 2 | 2 | 16 | 0 | 0 | 0 | 0 | 0 | 0 | 8 | 2 | 0 | 3 | 3 | 16
[5 empty] | C4 | 10 | 7 | 9 | 2 | 0 | 28 | 6 | 7 | 11 | 4 | 0 | 28 | 0 | 0 | 0 | 0 | 0 | 0 | 4 | 7 | 10 | 6 | 1 | 28 | 0 | 0 | 0 | 0 | 0 | 0 | 4 | 4 | 7 | 9 | 4 | 28
|  |  | 341 | 344 |  | 109 | 110 | 90 | 32 | 0 |  | 97 | 110 | 98 | 36 | 0 |  | 0 | 0 | 0 | 0 | 0 |  | 85 | 83 | 101 | 62 | 10 |  | 0 | 0 | 0 | 0 | 0 |  | 80 | 52 | 103 | 66 | 40
| EHV UG Cable (Gas) |  |  |  | C1 | 0 | 4.5123 | 0.72891 | 0 | 1.1715 | 6.4128 | 0 | 4.5123 | 0.98216 | 0 | 2.3941 | 7.8886 | 0 | 0 | 0 | 0 | -0.002718 | -0.002718 | 0 | 2.4022 | 3.4025 | 0 | 1.1715 | 6.9762 | 0 | 0 | 0 | 0 | -0.0054361 | -0.0054361 | 0 | 0.0013324 | 7.0872 | 0 | 1.5485 | 8.6371
[5 empty] | C2 | 0.097004 | 16.0222 | 2.797 | 1.9898 | 1.5526 | 22.4586 | 0.097004 | 16.0222 | 3.7687 | 2.9407 | 3.1729 | 26.0015 | 0 | 0 | 0 | 0 | -0.0036023 | -0.0036023 | 0.097004 | 8.5295 | 13.056 | 6.2328 | 1.5526 | 29.4679 | 0 | 0 | 0 | 0 | -0.0072045 | -0.0072045 | 0.097004 | 0.004731 | 27.1948 | 4.1778 | 2.0523 | 33.5266
[5 empty] | C3 | 0 | 31.4728 | 1.9481 | 0 | 3.6613 | 37.0822 | 0 | 31.4728 | 2.6249 | 0 | 7.4822 | 41.5799 | 0 | 0 | 0 | 0 | -0.0084947 | -0.0084947 | 0 | 16.7547 | 9.0934 | 0 | 3.6613 | 29.5095 | 0 | 0 | 0 | 0 | -0.016989 | -0.016989 | 0 | 0.0092933 | 18.941 | 0 | 4.8396 | 23.7899
[5 empty] | C4 | 0 | 0 | 0 | 0 | 0 | 0 | 0 | 0 | 0 | 0 | 0 | 0 | 0 | 0 | 0 | 0 | 0 | 0 | 0 | 0 | 0 | 0 | 0 | 0 | 0 | 0 | 0 | 0 | 0 | 0 | 0 | 0 | 0 | 0 | 0 | 0
|  |  | 66 | 63 |  | 0.097004 | 52.0074 | 5.474 | 1.9898 | 6.3855 |  | 0.097004 | 52.0074 | 7.3758 | 2.9407 | 13.0492 |  | 0 | 0 | 0 | 0 | -0.014815 |  | 0.097004 | 27.6864 | 25.552 | 6.2328 | 6.3855 |  | 0 | 0 | 0 | 0 | -0.02963 |  | 0.097004 | 0.015357 | 53.223 | 4.1778 | 8.4405
| EHV UG Cable (Oil) |  |  |  | C1 | 9.9431 | 39.0737 | 14.5585 | 1.188 | 11.2492 | 76.0126 | 9.9388 | 39.0737 | 15.2955 | 2.2227 | 17.0115 | 83.5423 | 0.0085253 | 0 | 0 | 0 | -0.013212 | -0.0046862 | 6.9676 | 31.7613 | 18.3957 | 4.3897 | 12.4727 | 73.987 | 0.017051 | 0 | 0 | 0 | -0.026423 | -0.0093724 | 6.9676 | 21.5006 | 25.67 | 4.2208 | 16.4892 | 74.8482
[5 empty] | C2 | 5.0986 | 76.2932 | 29.9538 | 5.5582 | 19.7242 | 136.6281 | 5.0965 | 76.2932 | 31.4701 | 10.3995 | 29.8278 | 153.087 | 0.0043716 | 0 | 0 | 0 | -0.023165 | -0.018793 | 3.5729 | 62.0152 | 37.8487 | 20.5382 | 21.8695 | 145.8445 | 0.0087433 | 0 | 0 | 0 | -0.04633 | -0.037587 | 3.5729 | 41.9808 | 52.8153 | 19.7482 | 28.912 | 147.0291
[5 empty] | C3 | 5.2629 | 106.478 | 45.3634 | 3.9391 | 21.0257 | 182.0691 | 5.2606 | 106.478 | 47.6598 | 7.3702 | 31.7959 | 198.5645 | 0.0045125 | 0 | 0 | 0 | -0.024693 | -0.020181 | 3.6879 | 86.5511 | 57.3199 | 14.5555 | 23.3126 | 185.4269 | 0.0090249 | 0 | 0 | 0 | -0.049387 | -0.040362 | 3.6879 | 58.5902 | 79.986 | 13.9956 | 30.8197 | 187.0794
[5 empty] | C4 | 20.1271 | 33.8496 | 2.0485 | 0 | 11.6707 | 67.6959 | 20.1185 | 33.8496 | 2.1522 | 0 | 17.6488 | 73.7691 | 0.017257 | 0 | 0 | 0 | -0.013706 | 0.0035508 | 14.104 | 27.5148 | 2.5885 | 0 | 12.94 | 57.1472 | 0.034514 | 0 | 0 | 0 | -0.027413 | 0.0071015 | 14.104 | 18.626 | 3.612 | 0 | 17.107 | 53.4489
|  |  | 462 | 428 |  | 40.4318 | 255.6945 | 91.9242 | 10.6853 | 63.6698 |  | 40.4144 | 255.6945 | 96.5777 | 19.9923 | 96.284 |  | 0.034667 | 0 | 0 | 0 | -0.074776 |  | 28.3324 | 207.8423 | 116.1528 | 39.4833 | 70.5948 |  | 0.069333 | 0 | 0 | 0 | -0.14955 |  | 28.3324 | 140.6975 | 162.0833 | 37.9646 | 93.3278
| EHV UG Cable (Non Pressurised) |  |  |  | C1 | 20.28 | 31.8691 | 0.49426 | 3.1782 | 0.043172 | 55.8648 | 15.4973 | 31.8691 | 0.52291 | 3.2075 | 0.050667 | 51.1475 | 0.0058662 | 0 | 0 | 0 | -0.00010931 | 0.0057569 | 19.8549 | 31.5642 | 1.0578 | 3.4079 | 0.043172 | 55.928 | 0.011732 | 0 | 0 | 0 | -0.00021861 | 0.011514 | 19.6892 | 26.0768 | 2.3638 | 2.9471 | 0.14836 | 51.2253
[5 empty] | C2 | 31.9175 | 27.5701 | 0.87467 | 3.5588 | 1.6548 | 65.5759 | 24.3903 | 27.5701 | 0.92537 | 3.5916 | 1.942 | 58.4194 | 0.0092325 | 0 | 0 | 0 | -0.0041897 | 0.0050428 | 31.2484 | 27.3064 | 1.8719 | 3.8161 | 1.6548 | 65.8975 | 0.018465 | 0 | 0 | 0 | -0.0083794 | 0.010086 | 30.9877 | 22.5591 | 4.1831 | 3.3 | 5.6865 | 66.7165
[5 empty] | C3 | 51.2718 | 20.023 | 0.37769 | 6.0695 | 0 | 77.7419 | 39.1802 | 20.023 | 0.39959 | 6.1254 | 0 | 65.7281 | 0.014831 | 0 | 0 | 0 | 0 | 0.014831 | 50.1969 | 19.8314 | 0.80831 | 6.5082 | 0 | 77.3448 | 0.029662 | 0 | 0 | 0 | 0 | 0.029662 | 49.7781 | 16.3837 | 1.8063 | 5.6281 | 0 | 73.5962
[5 empty] | C4 | 150.0512 | 26.0249 | 1.3381 | 26.0295 | 5.5727 | 209.0164 | 114.6641 | 26.0249 | 1.4157 | 26.2691 | 6.5402 | 174.914 | 0.043404 | 0 | 0 | 0 | -0.01411 | 0.029294 | 146.9054 | 25.7759 | 2.8638 | 27.9108 | 5.5727 | 209.0287 | 0.086808 | 0 | 0 | 0 | -0.028219 | 0.058588 | 145.6797 | 21.2948 | 6.3997 | 24.1366 | 19.1504 | 216.6611
|  |  | 408 | 495 |  | 253.5206 | 105.487 | 3.0848 | 38.836 | 7.2707 |  | 193.732 | 105.487 | 3.2636 | 39.1936 | 8.5329 |  | 0.073333 | 0 | 0 | 0 | -0.018409 |  | 248.2056 | 104.478 | 6.6018 | 41.643 | 7.2707 |  | 0.14667 | 0 | 0 | 0 | -0.036817 |  | 246.1346 | 86.3144 | 14.753 | 36.0118 | 24.9852
| EHV OHL Support - Towers |  |  |  | C1 | 103 | 280 | 61 | 33 | 160 | 637 | 61 | 85 | 118 | 81 | 292 | 637 | 0 | 0 | 0 | 0 | 0 | 0 | 56 | 266 | 96 | 24 | 195 | 637 | 0 | 0 | 0 | 0 | 0 | 0 | 5 | 96 | 221 | 96 | 219 | 637
[5 empty] | C2 | 77 | 171 | 92 | 96 | 125 | 561 | 35 | 97 | 106 | 109 | 214 | 561 | 0 | 0 | 0 | 0 | 0 | 0 | 60 | 116 | 104 | 42 | 239 | 561 | 0 | 0 | 0 | 0 | 0 | 0 | 3 | 67 | 106 | 104 | 281 | 561
[5 empty] | C3 | 4 | 5 | 1 | 7 | 1 | 18 | 3 | 2 | 2 | 7 | 4 | 18 | 0 | 0 | 0 | 0 | 0 | 0 | 1 | 6 | 3 | 0 | 8 | 18 | 0 | 0 | 0 | 0 | 0 | 0 | 0 | 4 | 3 | 3 | 8 | 18
[5 empty] | C4 | 10 | 27 | 1 | 2 | 172 | 212 | 10 | 27 | 1 | 2 | 172 | 212 | 0 | 0 | 0 | 0 | 0 | 0 | 5 | 6 | 27 | 0 | 174 | 212 | 0 | 0 | 0 | 0 | 0 | 0 | 2 | 3 | 6 | 27 | 174 | 212
|  |  | 1428 | 1291 |  | 194 | 483 | 155 | 138 | 458 |  | 109 | 211 | 227 | 199 | 682 |  | 0 | 0 | 0 | 0 | 0 |  | 122 | 394 | 230 | 66 | 616 |  | 0 | 0 | 0 | 0 | 0 |  | 10 | 170 | 336 | 230 | 682
| EHV OHL Support - Poles |  |  |  | C1 | 1046 | 1806 | 1095 | 69 | 22 | 4038 | 925 | 1817 | 1103 | 151 | 75 | 4071 | 12 | 0 | 0 | 0 | -20 | -8 | 936 | 1591 | 1154 | 219 | 163 | 4063 | 24 | 0 | 0 | 0 | -40 | -16 | 861 | 1220 | 1485 | 243 | 334 | 4143
[5 empty] | C2 | 1624 | 1865 | 758 | 111 | 12 | 4370 | 1433 | 1874 | 762 | 214 | 58 | 4341 | 24 | 0 | 0 | 0 | -16 | 8 | 1463 | 1655 | 804 | 312 | 141 | 4375 | 48 | 0 | 0 | 0 | -32 | 16 | 1357 | 1287 | 1033 | 349 | 298 | 4324
[5 empty] | C3 | 57 | 55 | 9 | 0 | 2 | 123 | 51 | 56 | 10 | 0 | 2 | 119 | 0 | 0 | 0 | 0 | 0 | 0 | 49 | 46 | 9 | 0 | 2 | 106 | 0 | 0 | 0 | 0 | 0 | 0 | 42 | 31 | 12 | 0 | 2 | 87
[5 empty] | C4 | 451 | 525 | 357 | 28 | 4 | 1365 | 399 | 528 | 360 | 67 | 11 | 1365 | 4 | 0 | 0 | 0 | -4 | 0 | 402 | 461 | 376 | 96 | 17 | 1352 | 8 | 0 | 0 | 0 | -8 | 0 | 368 | 351 | 484 | 107 | 32 | 1342
|  |  | 9896 | 9878 |  | 3178 | 4251 | 2219 | 208 | 40 |  | 2808 | 4275 | 2235 | 432 | 146 |  | 40 | 0 | 0 | 0 | -40 |  | 2850 | 3753 | 2343 | 627 | 323 |  | 80 | 0 | 0 | 0 | -80 |  | 2628 | 2889 | 3014 | 699 | 666
| EHV OHL Fittings and Conductors (Tower Lines) |  |  |  | C1 | 2.2333 | 172.982 | 97.1676 | 158.0498 | 160.9179 | 591.3506 | 2.2333 | 90.3849 | 47.0231 | 230.8255 | 220.8837 | 591.3506 | 0 | 0 | 0 | 0 | 0 | 0 | 1.9354 | 41.9414 | 191.087 | 41.7973 | 314.5894 | 591.3506 | 0 | 0 | 0 | 0 | 0 | 0 | 1.0705 | 4.1592 | 181.3945 | 85.7587 | 318.9677 | 591.3506
[5 empty] | C2 | 0 | 0 | 0 | 0 | 0 | 0 | 0 | 0 | 0 | 0 | 0 | 0 | 0 | 0 | 0 | 0 | 0 | 0 | 0 | 0 | 0 | 0 | 0 | 0 | 0 | 0 | 0 | 0 | 0 | 0 | 0 | 0 | 0 | 0 | 0 | 0
[5 empty] | C3 | 0 | 0.83798 | 0.69576 | 1.2627 | 3.6383 | 6.4348 | 0 | 0.29214 | 0.69576 | 1.2627 | 4.1841 | 6.4348 | 0 | 0 | 0 | 0 | 0 | 0 | 0 | 0.29214 | 0.91871 | 0.32289 | 4.901 | 6.4348 | 0 | 0 | 0 | 0 | 0 | 0 | 0 | 0 | 0.83798 | 0.69576 | 4.901 | 6.4348
[5 empty] | C4 | 0 | 0.73612 | 0.59389 | 1.8586 | 1.3742 | 4.5628 | 0 | 0.73612 | 0.59389 | 1.8586 | 1.3742 | 4.5628 | 0 | 0 | 0 | 0 | 0 | 0 | 0 | 0.73612 | 0.59389 | 0.29022 | 2.9425 | 4.5628 | 0 | 0 | 0 | 0 | 0 | 0 | 0 | 0.29791 | 0.43821 | 0.59389 | 3.2328 | 4.5628
|  |  | 602 | 547 |  | 2.2333 | 174.5561 | 98.4572 | 161.171 | 165.9304 |  | 2.2333 | 91.4132 | 48.3128 | 233.9468 | 226.442 |  | 0 | 0 | 0 | 0 | 0 |  | 1.9354 | 42.9697 | 192.5996 | 42.4104 | 322.433 |  | 0 | 0 | 0 | 0 | 0 |  | 1.0705 | 4.4571 | 182.6707 | 87.0484 | 327.1015
| [Please insert new asset category as required] |  |  |  | C1 | 0 | 0 | 0 | 0 | 0 | 0 | 0 | 0 | 0 | 0 | 0 | 0 | [5 empty] | 0 | 0 | 0 | 0 | 0 | 0 | 0 | [5 empty] | 0 | 0 | 0 | 0 | 0 | 0 | 0
[5 empty] | C2 | 0 | 0 | 0 | 0 | 0 | 0 | 0 | 0 | 0 | 0 | 0 | 0 | [5 empty] | 0 | 0 | 0 | 0 | 0 | 0 | 0 | [5 empty] | 0 | 0 | 0 | 0 | 0 | 0 | 0
[5 empty] | C3 | 0 | 0 | 0 | 0 | 0 | 0 | 0 | 0 | 0 | 0 | 0 | 0 | [5 empty] | 0 | 0 | 0 | 0 | 0 | 0 | 0 | [5 empty] | 0 | 0 | 0 | 0 | 0 | 0 | 0
[5 empty] | C4 | 0 | 0 | 0 | 0 | 0 | 0 | 0 | 0 | 0 | 0 | 0 | 0 | [5 empty] | 0 | 0 | 0 | 0 | 0 | 0 | 0 | [5 empty] | 0 | 0 | 0 | 0 | 0 | 0 | 0
|  |  | 0 | 0 |  | 0 | 0 | 0 | 0 | 0 |  | 0 | 0 | 0 | 0 | 0 |  | 0 | 0 | 0 | 0 | 0 |  | 0 | 0 | 0 | 0 | 0 |  | 0 | 0 | 0 | 0 | 0 |  | 0 | 0 | 0 | 0 | 0
| [Please insert new asset category as required] |  |  |  | C1 | 0 | 0 | 0 | 0 | 0 | 0 | 0 | 0 | 0 | 0 | 0 | 0 | [5 empty] | 0 | 0 | 0 | 0 | 0 | 0 | 0 | [5 empty] | 0 | 0 | 0 | 0 | 0 | 0 | 0
[5 empty] | C2 | 0 | 0 | 0 | 0 | 0 | 0 | 0 | 0 | 0 | 0 | 0 | 0 | [5 empty] | 0 | 0 | 0 | 0 | 0 | 0 | 0 | [5 empty] | 0 | 0 | 0 | 0 | 0 | 0 | 0
[5 empty] | C3 | 0 | 0 | 0 | 0 | 0 | 0 | 0 | 0 | 0 | 0 | 0 | 0 | [5 empty] | 0 | 0 | 0 | 0 | 0 | 0 | 0 | [5 empty] | 0 | 0 | 0 | 0 | 0 | 0 | 0
[5 empty] | C4 | 0 | 0 | 0 | 0 | 0 | 0 | 0 | 0 | 0 | 0 | 0 | 0 | [5 empty] | 0 | 0 | 0 | 0 | 0 | 0 | 0 | [5 empty] | 0 | 0 | 0 | 0 | 0 | 0 | 0
|  |  | 0 | 0 |  | 0 | 0 | 0 | 0 | 0 |  | 0 | 0 | 0 | 0 | 0 |  | 0 | 0 | 0 | 0 | 0 |  | 0 | 0 | 0 | 0 | 0 |  | 0 | 0 | 0 | 0 | 0 |  | 0 | 0 | 0 | 0 | 0
| [Please insert new asset category as required] |  |  |  | C1 | 0 | 0 | 0 | 0 | 0 | 0 | 0 | 0 | 0 | 0 | 0 | 0 | [5 empty] | 0 | 0 | 0 | 0 | 0 | 0 | 0 | [5 empty] | 0 | 0 | 0 | 0 | 0 | 0 | 0
[5 empty] | C2 | 0 | 0 | 0 | 0 | 0 | 0 | 0 | 0 | 0 | 0 | 0 | 0 | [5 empty] | 0 | 0 | 0 | 0 | 0 | 0 | 0 | [5 empty] | 0 | 0 | 0 | 0 | 0 | 0 | 0
[5 empty] | C3 | 0 | 0 | 0 | 0 | 0 | 0 | 0 | 0 | 0 | 0 | 0 | 0 | [5 empty] | 0 | 0 | 0 | 0 | 0 | 0 | 0 | [5 empty] | 0 | 0 | 0 | 0 | 0 | 0 | 0
[5 empty] | C4 | 0 | 0 | 0 | 0 | 0 | 0 | 0 | 0 | 0 | 0 | 0 | 0 | [5 empty] | 0 | 0 | 0 | 0 | 0 | 0 | 0 | [5 empty] | 0 | 0 | 0 | 0 | 0 | 0 | 0
|  |  | 0 | 0 |  | 0 | 0 | 0 | 0 | 0 |  | 0 | 0 | 0 | 0 | 0 |  | 0 | 0 | 0 | 0 | 0 |  | 0 | 0 | 0 | 0 | 0 |  | 0 | 0 | 0 | 0 | 0 |  | 0 | 0 | 0 | 0 | 0
| [Please insert new asset category as required] |  |  |  | C1 | 0 | 0 | 0 | 0 | 0 | 0 | 0 | 0 | 0 | 0 | 0 | 0 | [5 empty] | 0 | 0 | 0 | 0 | 0 | 0 | 0 | [5 empty] | 0 | 0 | 0 | 0 | 0 | 0 | 0
[5 empty] | C2 | 0 | 0 | 0 | 0 | 0 | 0 | 0 | 0 | 0 | 0 | 0 | 0 | [5 empty] | 0 | 0 | 0 | 0 | 0 | 0 | 0 | [5 empty] | 0 | 0 | 0 | 0 | 0 | 0 | 0
[5 empty] | C3 | 0 | 0 | 0 | 0 | 0 | 0 | 0 | 0 | 0 | 0 | 0 | 0 | [5 empty] | 0 | 0 | 0 | 0 | 0 | 0 | 0 | [5 empty] | 0 | 0 | 0 | 0 | 0 | 0 | 0
[5 empty] | C4 | 0 | 0 | 0 | 0 | 0 | 0 | 0 | 0 | 0 | 0 | 0 | 0 | [5 empty] | 0 | 0 | 0 | 0 | 0 | 0 | 0 | [5 empty] | 0 | 0 | 0 | 0 | 0 | 0 | 0
|  |  | 0 | 0 |  | 0 | 0 | 0 | 0 | 0 |  | 0 | 0 | 0 | 0 | 0 |  | 0 | 0 | 0 | 0 | 0 |  | 0 | 0 | 0 | 0 | 0 |  | 0 | 0 | 0 | 0 | 0 |  | 0 | 0 | 0 | 0 | 0
| [Please insert new asset category as required] |  |  |  | C1 | 0 | 0 | 0 | 0 | 0 | 0 | 0 | 0 | 0 | 0 | 0 | 0 | [5 empty] | 0 | 0 | 0 | 0 | 0 | 0 | 0 | [5 empty] | 0 | 0 | 0 | 0 | 0 | 0 | 0
[5 empty] | C2 | 0 | 0 | 0 | 0 | 0 | 0 | 0 | 0 | 0 | 0 | 0 | 0 | [5 empty] | 0 | 0 | 0 | 0 | 0 | 0 | 0 | [5 empty] | 0 | 0 | 0 | 0 | 0 | 0 | 0
[5 empty] | C3 | 0 | 0 | 0 | 0 | 0 | 0 | 0 | 0 | 0 | 0 | 0 | 0 | [5 empty] | 0 | 0 | 0 | 0 | 0 | 0 | 0 | [5 empty] | 0 | 0 | 0 | 0 | 0 | 0 | 0
[5 empty] | C4 | 0 | 0 | 0 | 0 | 0 | 0 | 0 | 0 | 0 | 0 | 0 | 0 | [5 empty] | 0 | 0 | 0 | 0 | 0 | 0 | 0 | [5 empty] | 0 | 0 | 0 | 0 | 0 | 0 | 0
|  |  | 0 | 0 |  | 0 | 0 | 0 | 0 | 0 |  | 0 | 0 | 0 | 0 | 0 |  | 0 | 0 | 0 | 0 | 0 |  | 0 | 0 | 0 | 0 | 0 |  | 0 | 0 | 0 | 0 | 0 |  | 0 | 0 | 0 | 0 | 0
132kV Network
| 132kV CBs |  |  |  | C1 | 30 | 0 | 2 | 0 | 0 | 32 | 30 | 0 | 2 | 0 | 0 | 32 | 0 | 0 | 0 | 0 | 0 | 0 | 28 | 2 | 0 | 2 | 0 | 32 | 0 | 0 | 0 | 0 | 0 | 0 | 27 | 3 | 0 | 2 | 0 | 32
[5 empty] | C2 | 23 | 0 | 0 | 0 | 0 | 23 | 15 | 0 | 0 | 0 | 8 | 23 | 0 | 0 | 0 | 0 | 0 | 0 | 15 | 0 | 0 | 0 | 8 | 23 | 0 | 0 | 0 | 0 | 0 | 0 | 10 | 5 | 0 | 0 | 8 | 23
[5 empty] | C3 | 18 | 0 | 0 | 8 | 0 | 26 | 18 | 0 | 0 | 8 | 0 | 26 | 0 | 0 | 0 | 0 | 0 | 0 | 18 | 0 | 0 | 8 | 0 | 26 | 0 | 0 | 0 | 0 | 0 | 0 | 18 | 0 | 0 | 0 | 8 | 26
[5 empty] | C4 | 2 | 0 | 0 | 0 | 0 | 2 | 0 | 0 | 2 | 0 | 0 | 2 | 0 | 0 | 0 | 0 | 0 | 0 | 0 | 0 | 0 | 2 | 0 | 2 | 0 | 0 | 0 | 0 | 0 | 0 | 0 | 0 | 0 | 2 | 0 | 2
|  |  | 83 | 84 |  | 73 | 0 | 2 | 8 | 0 |  | 63 | 0 | 4 | 8 | 8 |  | 0 | 0 | 0 | 0 | 0 |  | 61 | 2 | 0 | 12 | 8 |  | 0 | 0 | 0 | 0 | 0 |  | 55 | 8 | 0 | 4 | 16
| 132kV Transformer |  |  |  | C1 | 18 | 9 | 3 | 0 | 0 | 30 | 16 | 9 | 3 | 1 | 1 | 30 | 0 | 0 | 0 | 0 | 0 | 0 | 15 | 9 | 1 | 3 | 2 | 30 | 0 | 0 | 0 | 0 | 0 | 0 | 15 | 6 | 4 | 3 | 2 | 30
[5 empty] | C2 | 12 | 10 | 8 | 4 | 0 | 34 | 12 | 10 | 8 | 4 | 0 | 34 | 0 | 0 | 0 | 0 | 0 | 0 | 10 | 11 | 8 | 2 | 3 | 34 | 0 | 0 | 0 | 0 | 0 | 0 | 8 | 11 | 8 | 3 | 4 | 34
[5 empty] | C3 | 7 | 4 | 2 | 0 | 0 | 13 | 5 | 4 | 2 | 2 | 0 | 13 | 0 | 0 | 0 | 0 | 0 | 0 | 5 | 4 | 2 | 0 | 2 | 13 | 0 | 0 | 0 | 0 | 0 | 0 | 5 | 4 | 2 | 0 | 2 | 13
[5 empty] | C4 | 2 | 0 | 0 | 0 | 0 | 2 | 2 | 0 | 0 | 0 | 0 | 2 | 0 | 0 | 0 | 0 | 0 | 0 | 2 | 0 | 0 | 0 | 0 | 2 | 0 | 0 | 0 | 0 | 0 | 0 | 2 | 0 | 0 | 0 | 0 | 2
|  |  | 79 | 79 |  | 39 | 23 | 13 | 4 | 0 |  | 35 | 23 | 13 | 7 | 1 |  | 0 | 0 | 0 | 0 | 0 |  | 32 | 24 | 11 | 5 | 7 |  | 0 | 0 | 0 | 0 | 0 |  | 30 | 21 | 14 | 6 | 8
| 132kV UG Cable (Gas) |  |  |  | C1 | 0 | 0 | 0 | 0 | 0.0030333 | 0.0030333 | 0 | 0 | 0 | 0 | 0.67969 | 0.67969 | 0 | 0 | 0 | 0 | 0 | 0 | 0 | 0 | 0 | 0 | 0.0030333 | 0.0030333 | 0 | 0 | 0 | 0 | 0 | 0 | 0 | 0 | 0 | 0 | 0.0030333 | 0.0030333
[5 empty] | C2 | 0 | 0 | 0 | 0 | 0.0011431 | 0.0011431 | 0 | 0 | 0 | 0 | 0.25615 | 0.25615 | 0 | 0 | 0 | 0 | 0 | 0 | 0 | 0 | 0 | 0 | 0.0011431 | 0.0011431 | 0 | 0 | 0 | 0 | 0 | 0 | 0 | 0 | 0 | 0 | 0.0011431 | 0.0011431
[5 empty] | C3 | 0 | 0 | 0 | 0 | 0.016356 | 0.016356 | 0 | 0 | 0 | 0 | 3.6651 | 3.6651 | 0 | 0 | 0 | 0 | 0 | 0 | 0 | 0 | 0 | 0 | 0.016356 | 0.016356 | 0 | 0 | 0 | 0 | 0 | 0 | 0 | 0 | 0 | 0 | 0.016356 | 0.016356
[5 empty] | C4 | 0 | 0 | 0 | 0 | 0.0054672 | 0.0054672 | 0 | 0 | 0 | 0 | 1.2251 | 1.2251 | 0 | 0 | 0 | 0 | 0 | 0 | 0 | 0 | 0 | 0 | 0.0054672 | 0.0054672 | 0 | 0 | 0 | 0 | 0 | 0 | 0 | 0 | 0 | 0 | 0.0054672 | 0.0054672
|  |  | 0 | 0 |  | 0 | 0 | 0 | 0 | 0.026 |  | 0 | 0 | 0 | 0 | 5.826 |  | 0 | 0 | 0 | 0 | 0 |  | 0 | 0 | 0 | 0 | 0.026 |  | 0 | 0 | 0 | 0 | 0 |  | 0 | 0 | 0 | 0 | 0.026
| 132kV UG Cable (Oil) |  |  |  | C1 | 0 | 2.9422 | 0.71401 | 1.6033 | 1.6842 | 6.9437 | 0 | 2.9422 | 0.71401 | 1.6033 | 1.6842 | 6.9437 | 0 | 0 | 0 | 0 | 0 | 0 | 0 | 2.7908 | 0.70587 | 1.9907 | 1.6982 | 7.1857 | 0 | 0 | 0 | 0 | 0 | 0 | 0 | 0.64753 | 1.6511 | 1.1276 | 4.3905 | 7.8167
[5 empty] | C2 | 3.7561 | 3.3857 | 4.3751 | 9.8785 | 2.2337 | 23.6291 | 3.7561 | 3.3857 | 4.3751 | 9.8785 | 2.2337 | 23.6291 | 0 | 0 | 0 | 0 | 0 | 0 | 1.3281 | 3.2115 | 4.3252 | 12.2653 | 2.2523 | 23.3825 | 0 | 0 | 0 | 0 | 0 | 0 | 1.3281 | 0.74514 | 10.1171 | 6.9474 | 5.823 | 24.9608
[5 empty] | C3 | 0 | 14.9297 | 6.0468 | 3.6204 | 2.0782 | 26.675 | 0 | 14.9297 | 6.0468 | 3.6204 | 2.0782 | 26.675 | 0 | 0 | 0 | 0 | 0 | 0 | 0 | 14.1616 | 5.9778 | 4.4951 | 2.0955 | 26.73 | 0 | 0 | 0 | 0 | 0 | 0 | 0 | 3.2858 | 13.9829 | 2.5462 | 5.4176 | 25.2324
[5 empty] | C4 | 0 | 0.97712 | 0 | 0 | 0 | 0.97712 | 0 | 0.97712 | 0 | 0 | 0 | 0.97712 | 0 | 0 | 0 | 0 | 0 | 0 | 0 | 0.92685 | 0 | 0 | 0 | 0.92685 | 0 | 0 | 0 | 0 | 0 | 0 | 0 | 0.21505 | 0 | 0 | 0 | 0.21505
|  |  | 58 | 39 |  | 3.7561 | 22.2348 | 11.1358 | 15.1022 | 5.9961 |  | 3.7561 | 22.2348 | 11.1358 | 15.1022 | 5.9961 |  | 0 | 0 | 0 | 0 | 0 |  | 1.3281 | 21.0908 | 11.0088 | 18.7512 | 6.0461 |  | 0 | 0 | 0 | 0 | 0 |  | 1.3281 | 4.8935 | 25.7511 | 10.6212 | 15.6311
| 132kV UG Cable (Non Pressurised) |  |  |  | C1 | 30.5703 | 1.6243 | 0 | 0 | 0 | 32.1946 | 24.6703 | 1.6243 | 0 | 0 | 0 | 26.2946 | 0 | 0 | 0 | 0 | 0 | 0 | 30.5703 | 1.6243 | 0 | 0 | 0 | 32.1946 | 0 | 0 | 0 | 0 | 0 | 0 | 30.5703 | 1.6243 | 0 | 0 | 0 | 32.1946
[5 empty] | C2 | 0 | 0.52772 | 0.001 | 0.083556 | 0.007 | 0.61927 | 0 | 0.52772 | 0.001 | 0.083556 | 0.007 | 0.61927 | 0 | 0 | 0 | 0 | 0 | 0 | 0 | 0.52772 | 0.001 | 0.083556 | 0.007 | 0.61927 | 0 | 0 | 0 | 0 | 0 | 0 | 0 | 0.52772 | 0.001 | 0.083556 | 0.007 | 0.61927
[5 empty] | C3 | 0 | 0 | 0 | 0 | 0 | 0 | 0 | 0 | 0 | 0 | 0 | 0 | 0 | 0 | 0 | 0 | 0 | 0 | 0 | 0 | 0 | 0 | 0 | 0 | 0 | 0 | 0 | 0 | 0 | 0 | 0 | 0 | 0 | 0 | 0 | 0
[5 empty] | C4 | 0 | 6.0781 | 0 | 0 | 0 | 6.0781 | 0 | 6.0781 | 0 | 0 | 0 | 6.0781 | 0 | 0 | 0 | 0 | 0 | 0 | 0 | 6.0781 | 0 | 0 | 0 | 6.0781 | 0 | 0 | 0 | 0 | 0 | 0 | 0 | 6.0781 | 0 | 0 | 0 | 6.0781
|  |  | 39 | 58 |  | 30.5703 | 8.2302 | 0.001 | 0.083556 | 0.007 |  | 24.6703 | 8.2302 | 0.001 | 0.083556 | 0.007 |  | 0 | 0 | 0 | 0 | 0 |  | 30.5703 | 8.2302 | 0.001 | 0.083556 | 0.007 |  | 0 | 0 | 0 | 0 | 0 |  | 30.5703 | 8.2302 | 0.001 | 0.083556 | 0.007
| 132kV OHL Support - Tower |  |  |  | C1 | 145 | 227 | 58 | 28 | 114 | 572 | 52 | 139 | 94 | 35 | 252 | 572 | 0 | 0 | 0 | 0 | 0 | 0 | 88 | 237 | 56 | 46 | 145 | 572 | 0 | 0 | 0 | 0 | 0 | 0 | 34 | 111 | 180 | 56 | 191 | 572
[5 empty] | C2 | 184 | 73 | 9 | 41 | 56 | 363 | 17 | 67 | 23 | 48 | 208 | 363 | 0 | 0 | 0 | 0 | 0 | 0 | 115 | 88 | 56 | 7 | 97 | 363 | 0 | 0 | 0 | 0 | 0 | 0 | 4 | 171 | 28 | 56 | 104 | 363
[5 empty] | C3 | 28 | 66 | 0 | 23 | 5 | 122 | 4 | 8 | 13 | 26 | 71 | 122 | 0 | 0 | 0 | 0 | 0 | 0 | 10 | 82 | 2 | 0 | 28 | 122 | 0 | 0 | 0 | 0 | 0 | 0 | 2 | 26 | 64 | 2 | 28 | 122
[5 empty] | C4 | 97 | 7 | 0 | 0 | 8 | 112 | 1 | 2 | 4 | 22 | 83 | 112 | 0 | 0 | 0 | 0 | 0 | 0 | 96 | 7 | 1 | 0 | 8 | 112 | 0 | 0 | 0 | 0 | 0 | 0 | 0 | 97 | 6 | 1 | 8 | 112
|  |  | 1169 | 1169 |  | 454 | 373 | 67 | 92 | 183 |  | 74 | 216 | 134 | 131 | 614 |  | 0 | 0 | 0 | 0 | 0 |  | 309 | 414 | 115 | 53 | 278 |  | 0 | 0 | 0 | 0 | 0 |  | 40 | 405 | 278 | 115 | 331
| 132kV OHL Fittings and Conductors (Tower Lines) |  |  |  | C1 | 59.426 | 153.5999 | 184.0823 | 56.0422 | 81.9465 | 535.0969 | 58.4481 | 35.9218 | 99.5766 | 159.0191 | 182.1313 | 535.0969 | 0 | 0 | 0 | 0 | 0 | 0 | 55.9704 | 21.8938 | 243.6033 | 80.0159 | 133.6134 | 535.0969 | 0 | 0 | 0 | 0 | 0 | 0 | 55.9704 | 13.4634 | 234.4327 | 94.4155 | 136.8148 | 535.0969
[5 empty] | C2 | 0.52193 | 3.2945 | 27.6214 | 2.1808 | 6.5189 | 40.1377 | 0.52193 | 0 | 26.7231 | 3.2693 | 9.6234 | 40.1377 | 0 | 0 | 0 | 0 | 0 | 0 | 0.52193 | 0 | 29.3017 | 1.6143 | 8.6998 | 40.1377 | 0 | 0 | 0 | 0 | 0 | 0 | 0.52193 | 0 | 5.3726 | 25.5434 | 8.6998 | 40.1377
[5 empty] | C3 | 0 | 0 | 2.2856 | 1.622 | 0 | 3.9077 | 0 | 0 | 2.2856 | 1.622 | 0 | 3.9077 | 0 | 0 | 0 | 0 | 0 | 0 | 0 | 0 | 0.49864 | 2.6601 | 0.74894 | 3.9077 | 0 | 0 | 0 | 0 | 0 | 0 | 0 | 0 | 0 | 2.2856 | 1.622 | 3.9077
[5 empty] | C4 | 0 | 0 | 2.8134 | 1.4503 | 0.50155 | 4.7653 | 0 | 0 | 2.1517 | 1.4503 | 1.1632 | 4.7653 | 0 | 0 | 0 | 0 | 0 | 0 | 0 | 0 | 0.71013 | 3.5536 | 0.50155 | 4.7653 | 0 | 0 | 0 | 0 | 0 | 0 | 0 | 0 | 0.71013 | 2.1032 | 1.9519 | 4.7653
|  |  | 584 | 584 |  | 59.9479 | 156.8945 | 216.8026 | 61.2954 | 88.967 |  | 58.97 | 35.9218 | 130.737 | 165.3608 | 192.9179 |  | 0 | 0 | 0 | 0 | 0 |  | 56.4923 | 21.8938 | 274.1138 | 87.8439 | 143.5637 |  | 0 | 0 | 0 | 0 | 0 |  | 56.4923 | 13.4634 | 240.5154 | 124.3478 | 149.0886
| [Please insert new asset category as required] |  |  |  | C1 | 0 | 0 | 0 | 0 | 0 | 0 | 0 | 0 | 0 | 0 | 0 | 0 | [5 empty] | 0 | 0 | 0 | 0 | 0 | 0 | 0 | [5 empty] | 0 | 0 | 0 | 0 | 0 | 0 | 0
[5 empty] | C2 | 0 | 0 | 0 | 0 | 0 | 0 | 0 | 0 | 0 | 0 | 0 | 0 | [5 empty] | 0 | 0 | 0 | 0 | 0 | 0 | 0 | [5 empty] | 0 | 0 | 0 | 0 | 0 | 0 | 0
[5 empty] | C3 | 0 | 0 | 0 | 0 | 0 | 0 | 0 | 0 | 0 | 0 | 0 | 0 | [5 empty] | 0 | 0 | 0 | 0 | 0 | 0 | 0 | [5 empty] | 0 | 0 | 0 | 0 | 0 | 0 | 0
[5 empty] | C4 | 0 | 0 | 0 | 0 | 0 | 0 | 0 | 0 | 0 | 0 | 0 | 0 | [5 empty] | 0 | 0 | 0 | 0 | 0 | 0 | 0 | [5 empty] | 0 | 0 | 0 | 0 | 0 | 0 | 0
|  |  | 0 | 0 |  | 0 | 0 | 0 | 0 | 0 |  | 0 | 0 | 0 | 0 | 0 |  | 0 | 0 | 0 | 0 | 0 |  | 0 | 0 | 0 | 0 | 0 |  | 0 | 0 | 0 | 0 | 0 |  | 0 | 0 | 0 | 0 | 0
| [Please insert new asset category as required] |  |  |  | C1 | 0 | 0 | 0 | 0 | 0 | 0 | 0 | 0 | 0 | 0 | 0 | 0 | [5 empty] | 0 | 0 | 0 | 0 | 0 | 0 | 0 | [5 empty] | 0 | 0 | 0 | 0 | 0 | 0 | 0
[5 empty] | C2 | 0 | 0 | 0 | 0 | 0 | 0 | 0 | 0 | 0 | 0 | 0 | 0 | [5 empty] | 0 | 0 | 0 | 0 | 0 | 0 | 0 | [5 empty] | 0 | 0 | 0 | 0 | 0 | 0 | 0
[5 empty] | C3 | 0 | 0 | 0 | 0 | 0 | 0 | 0 | 0 | 0 | 0 | 0 | 0 | [5 empty] | 0 | 0 | 0 | 0 | 0 | 0 | 0 | [5 empty] | 0 | 0 | 0 | 0 | 0 | 0 | 0
[5 empty] | C4 | 0 | 0 | 0 | 0 | 0 | 0 | 0 | 0 | 0 | 0 | 0 | 0 | [5 empty] | 0 | 0 | 0 | 0 | 0 | 0 | 0 | [5 empty] | 0 | 0 | 0 | 0 | 0 | 0 | 0
|  |  | 0 | 0 |  | 0 | 0 | 0 | 0 | 0 |  | 0 | 0 | 0 | 0 | 0 |  | 0 | 0 | 0 | 0 | 0 |  | 0 | 0 | 0 | 0 | 0 |  | 0 | 0 | 0 | 0 | 0 |  | 0 | 0 | 0 | 0 | 0
| [Please insert new asset category as required] |  |  |  | C1 | 0 | 0 | 0 | 0 | 0 | 0 | 0 | 0 | 0 | 0 | 0 | 0 | [5 empty] | 0 | 0 | 0 | 0 | 0 | 0 | 0 | [5 empty] | 0 | 0 | 0 | 0 | 0 | 0 | 0
[5 empty] | C2 | 0 | 0 | 0 | 0 | 0 | 0 | 0 | 0 | 0 | 0 | 0 | 0 | [5 empty] | 0 | 0 | 0 | 0 | 0 | 0 | 0 | [5 empty] | 0 | 0 | 0 | 0 | 0 | 0 | 0
[5 empty] | C3 | 0 | 0 | 0 | 0 | 0 | 0 | 0 | 0 | 0 | 0 | 0 | 0 | [5 empty] | 0 | 0 | 0 | 0 | 0 | 0 | 0 | [5 empty] | 0 | 0 | 0 | 0 | 0 | 0 | 0
[5 empty] | C4 | 0 | 0 | 0 | 0 | 0 | 0 | 0 | 0 | 0 | 0 | 0 | 0 | [5 empty] | 0 | 0 | 0 | 0 | 0 | 0 | 0 | [5 empty] | 0 | 0 | 0 | 0 | 0 | 0 | 0
|  |  | 0 | 0 |  | 0 | 0 | 0 | 0 | 0 |  | 0 | 0 | 0 | 0 | 0 |  | 0 | 0 | 0 | 0 | 0 |  | 0 | 0 | 0 | 0 | 0 |  | 0 | 0 | 0 | 0 | 0 |  | 0 | 0 | 0 | 0 | 0
| [Please insert new asset category as required] |  |  |  | C1 | 0 | 0 | 0 | 0 | 0 | 0 | 0 | 0 | 0 | 0 | 0 | 0 | [5 empty] | 0 | 0 | 0 | 0 | 0 | 0 | 0 | [5 empty] | 0 | 0 | 0 | 0 | 0 | 0 | 0
[5 empty] | C2 | 0 | 0 | 0 | 0 | 0 | 0 | 0 | 0 | 0 | 0 | 0 | 0 | [5 empty] | 0 | 0 | 0 | 0 | 0 | 0 | 0 | [5 empty] | 0 | 0 | 0 | 0 | 0 | 0 | 0
[5 empty] | C3 | 0 | 0 | 0 | 0 | 0 | 0 | 0 | 0 | 0 | 0 | 0 | 0 | [5 empty] | 0 | 0 | 0 | 0 | 0 | 0 | 0 | [5 empty] | 0 | 0 | 0 | 0 | 0 | 0 | 0
[5 empty] | C4 | 0 | 0 | 0 | 0 | 0 | 0 | 0 | 0 | 0 | 0 | 0 | 0 | [5 empty] | 0 | 0 | 0 | 0 | 0 | 0 | 0 | [5 empty] | 0 | 0 | 0 | 0 | 0 | 0 | 0
|  |  | 0 | 0 |  | 0 | 0 | 0 | 0 | 0 |  | 0 | 0 | 0 | 0 | 0 |  | 0 | 0 | 0 | 0 | 0 |  | 0 | 0 | 0 | 0 | 0 |  | 0 | 0 | 0 | 0 | 0 |  | 0 | 0 | 0 | 0 | 0
| [Please insert new asset category as required] |  |  |  | C1 | 0 | 0 | 0 | 0 | 0 | 0 | 0 | 0 | 0 | 0 | 0 | 0 | [5 empty] | 0 | 0 | 0 | 0 | 0 | 0 | 0 | [5 empty] | 0 | 0 | 0 | 0 | 0 | 0 | 0
[5 empty] | C2 | 0 | 0 | 0 | 0 | 0 | 0 | 0 | 0 | 0 | 0 | 0 | 0 | [5 empty] | 0 | 0 | 0 | 0 | 0 | 0 | 0 | [5 empty] | 0 | 0 | 0 | 0 | 0 | 0 | 0
[5 empty] | C3 | 0 | 0 | 0 | 0 | 0 | 0 | 0 | 0 | 0 | 0 | 0 | 0 | [5 empty] | 0 | 0 | 0 | 0 | 0 | 0 | 0 | [5 empty] | 0 | 0 | 0 | 0 | 0 | 0 | 0
[5 empty] | C4 | 0 | 0 | 0 | 0 | 0 | 0 | 0 | 0 | 0 | 0 | 0 | 0 | [5 empty] | 0 | 0 | 0 | 0 | 0 | 0 | 0 | [5 empty] | 0 | 0 | 0 | 0 | 0 | 0 | 0
|  |  | 0 | 0 |  | 0 | 0 | 0 | 0 | 0 |  | 0 | 0 | 0 | 0 | 0 |  | 0 | 0 | 0 | 0 | 0 |  | 0 | 0 | 0 | 0 | 0 |  | 0 | 0 | 0 | 0 | 0 |  | 0 | 0 | 0 | 0 | 0
Other
| Submarine Cables |  |  |  | C1 | 0 | 0 | 0 | 0 | 0 | 0 | 0 | 0 | 0 | 0 | 0 | 0 | [5 empty] | 0 | 0 | 0 | 0 | 0 | 0 | 0 | [5 empty] | 0 | 0 | 0 | 0 | 0 | 0 | 0
[5 empty] | C2 | 0 | 0 | 0 | 0 | 0 | 0 | 0 | 0 | 0 | 0 | 0 | 0 | [5 empty] | 0 | 0 | 0 | 0 | 0 | 0 | 0 | [5 empty] | 0 | 0 | 0 | 0 | 0 | 0 | 0
[5 empty] | C3 | 0 | 0 | 0 | 0 | 0 | 0 | 0 | 0 | 0 | 0 | 0 | 0 | [5 empty] | 0 | 0 | 0 | 0 | 0 | 0 | 0 | [5 empty] | 0 | 0 | 0 | 0 | 0 | 0 | 0
[5 empty] | C4 | 0 | 0 | 0 | 0 | 0 | 0 | 0 | 0 | 0 | 0 | 0 | 0 | [5 empty] | 0 | 0 | 0 | 0 | 0 | 0 | 0 | [5 empty] | 0 | 0 | 0 | 0 | 0 | 0 | 0
|  |  | 0 | 0 |  | 0 | 0 | 0 | 0 | 0 |  | 0 | 0 | 0 | 0 | 0 |  | 0 | 0 | 0 | 0 | 0 |  | 0 | 0 | 0 | 0 | 0 |  | 0 | 0 | 0 | 0 | 0 |  | 0 | 0 | 0 | 0 | 0
| [Please insert new asset category as required] |  |  |  | C1 | 0 | 0 | 0 | 0 | 0 | 0 | 0 | 0 | 0 | 0 | 0 | 0 | [5 empty] | 0 | 0 | 0 | 0 | 0 | 0 | 0 | [5 empty] | 0 | 0 | 0 | 0 | 0 | 0 | 0
[5 empty] | C2 | 0 | 0 | 0 | 0 | 0 | 0 | 0 | 0 | 0 | 0 | 0 | 0 | [5 empty] | 0 | 0 | 0 | 0 | 0 | 0 | 0 | [5 empty] | 0 | 0 | 0 | 0 | 0 | 0 | 0
[5 empty] | C3 | 0 | 0 | 0 | 0 | 0 | 0 | 0 | 0 | 0 | 0 | 0 | 0 | [5 empty] | 0 | 0 | 0 | 0 | 0 | 0 | 0 | [5 empty] | 0 | 0 | 0 | 0 | 0 | 0 | 0
[5 empty] | C4 | 0 | 0 | 0 | 0 | 0 | 0 | 0 | 0 | 0 | 0 | 0 | 0 | [5 empty] | 0 | 0 | 0 | 0 | 0 | 0 | 0 | [5 empty] | 0 | 0 | 0 | 0 | 0 | 0 | 0
|  |  | 0 | 0 |  | 0 | 0 | 0 | 0 | 0 |  | 0 | 0 | 0 | 0 | 0 |  | 0 | 0 | 0 | 0 | 0 |  | 0 | 0 | 0 | 0 | 0 |  | 0 | 0 | 0 | 0 | 0 |  | 0 | 0 | 0 | 0 | 0
| [Please insert new asset category as required] |  |  |  | C1 | 0 | 0 | 0 | 0 | 0 | 0 | 0 | 0 | 0 | 0 | 0 | 0 | [5 empty] | 0 | 0 | 0 | 0 | 0 | 0 | 0 | [5 empty] | 0 | 0 | 0 | 0 | 0 | 0 | 0
[5 empty] | C2 | 0 | 0 | 0 | 0 | 0 | 0 | 0 | 0 | 0 | 0 | 0 | 0 | [5 empty] | 0 | 0 | 0 | 0 | 0 | 0 | 0 | [5 empty] | 0 | 0 | 0 | 0 | 0 | 0 | 0
[5 empty] | C3 | 0 | 0 | 0 | 0 | 0 | 0 | 0 | 0 | 0 | 0 | 0 | 0 | [5 empty] | 0 | 0 | 0 | 0 | 0 | 0 | 0 | [5 empty] | 0 | 0 | 0 | 0 | 0 | 0 | 0
[5 empty] | C4 | 0 | 0 | 0 | 0 | 0 | 0 | 0 | 0 | 0 | 0 | 0 | 0 | [5 empty] | 0 | 0 | 0 | 0 | 0 | 0 | 0 | [5 empty] | 0 | 0 | 0 | 0 | 0 | 0 | 0
|  |  | 0 | 0 |  | 0 | 0 | 0 | 0 | 0 |  | 0 | 0 | 0 | 0 | 0 |  | 0 | 0 | 0 | 0 | 0 |  | 0 | 0 | 0 | 0 | 0 |  | 0 | 0 | 0 | 0 | 0 |  | 0 | 0 | 0 | 0 | 0
| [Please insert new asset category as required] |  |  |  | C1 | 0 | 0 | 0 | 0 | 0 | 0 | 0 | 0 | 0 | 0 | 0 | 0 | [5 empty] | 0 | 0 | 0 | 0 | 0 | 0 | 0 | [5 empty] | 0 | 0 | 0 | 0 | 0 | 0 | 0
[5 empty] | C2 | 0 | 0 | 0 | 0 | 0 | 0 | 0 | 0 | 0 | 0 | 0 | 0 | [5 empty] | 0 | 0 | 0 | 0 | 0 | 0 | 0 | [5 empty] | 0 | 0 | 0 | 0 | 0 | 0 | 0
[5 empty] | C3 | 0 | 0 | 0 | 0 | 0 | 0 | 0 | 0 | 0 | 0 | 0 | 0 | [5 empty] | 0 | 0 | 0 | 0 | 0 | 0 | 0 | [5 empty] | 0 | 0 | 0 | 0 | 0 | 0 | 0
[5 empty] | C4 | 0 | 0 | 0 | 0 | 0 | 0 | 0 | 0 | 0 | 0 | 0 | 0 | [5 empty] | 0 | 0 | 0 | 0 | 0 | 0 | 0 | [5 empty] | 0 | 0 | 0 | 0 | 0 | 0 | 0
|  |  | 0 | 0 |  | 0 | 0 | 0 | 0 | 0 |  | 0 | 0 | 0 | 0 | 0 |  | 0 | 0 | 0 | 0 | 0 |  | 0 | 0 | 0 | 0 | 0 |  | 0 | 0 | 0 | 0 | 0 |  | 0 | 0 | 0 | 0 | 0
| [Please insert new asset category as required] |  |  |  | C1 | 0 | 0 | 0 | 0 | 0 | 0 | 0 | 0 | 0 | 0 | 0 | 0 | [5 empty] | 0 | 0 | 0 | 0 | 0 | 0 | 0 | [5 empty] | 0 | 0 | 0 | 0 | 0 | 0 | 0
[5 empty] | C2 | 0 | 0 | 0 | 0 | 0 | 0 | 0 | 0 | 0 | 0 | 0 | 0 | [5 empty] | 0 | 0 | 0 | 0 | 0 | 0 | 0 | [5 empty] | 0 | 0 | 0 | 0 | 0 | 0 | 0
[5 empty] | C3 | 0 | 0 | 0 | 0 | 0 | 0 | 0 | 0 | 0 | 0 | 0 | 0 | [5 empty] | 0 | 0 | 0 | 0 | 0 | 0 | 0 | [5 empty] | 0 | 0 | 0 | 0 | 0 | 0 | 0
[5 empty] | C4 | 0 | 0 | 0 | 0 | 0 | 0 | 0 | 0 | 0 | 0 | 0 | 0 | [5 empty] | 0 | 0 | 0 | 0 | 0 | 0 | 0 | [5 empty] | 0 | 0 | 0 | 0 | 0 | 0 | 0
|  |  | 0 | 0 |  | 0 | 0 | 0 | 0 | 0 |  | 0 | 0 | 0 | 0 | 0 |  | 0 | 0 | 0 | 0 | 0 |  | 0 | 0 | 0 | 0 | 0 |  | 0 | 0 | 0 | 0 | 0 |  | 0 | 0 | 0 | 0 | 0
| [Please insert new asset category as required] |  |  |  | C1 | 0 | 0 | 0 | 0 | 0 | 0 | 0 | 0 | 0 | 0 | 0 | 0 | [5 empty] | 0 | 0 | 0 | 0 | 0 | 0 | 0 | [5 empty] | 0 | 0 | 0 | 0 | 0 | 0 | 0
[5 empty] | C2 | 0 | 0 | 0 | 0 | 0 | 0 | 0 | 0 | 0 | 0 | 0 | 0 | [5 empty] | 0 | 0 | 0 | 0 | 0 | 0 | 0 | [5 empty] | 0 | 0 | 0 | 0 | 0 | 0 | 0
[5 empty] | C3 | 0 | 0 | 0 | 0 | 0 | 0 | 0 | 0 | 0 | 0 | 0 | 0 | [5 empty] | 0 | 0 | 0 | 0 | 0 | 0 | 0 | [5 empty] | 0 | 0 | 0 | 0 | 0 | 0 | 0
[5 empty] | C4 | 0 | 0 | 0 | 0 | 0 | 0 | 0 | 0 | 0 | 0 | 0 | 0 | [5 empty] | 0 | 0 | 0 | 0 | 0 | 0 | 0 | [5 empty] | 0 | 0 | 0 | 0 | 0 | 0 | 0
|  |  | 0 | 0 |  | 0 | 0 | 0 | 0 | 0 |  | 0 | 0 | 0 | 0 | 0 |  | 0 | 0 | 0 | 0 | 0 |  | 0 | 0 | 0 | 0 | 0 |  | 0 | 0 | 0 | 0 | 0 |  | 0 | 0 | 0 | 0 | 0
| TOTAL |  | 241438 | 239383 |  | 79461.5571 | 63119.1043 | 62690.8796 | 28331.1633 | 7836.2525 |  | 72340.8732 | 62950.9887 | 64146.4037 | 31275.6199 | 11650.0551 |  | 396.108 | -28 | -8 | 0 | -360.108 |  | 69731.9612 | 33024.191 | 68678.0298 | 56487.4481 | 13538.3268 |  | 792.216 | -56 | -16 | 0 | -720.216 |  | 60791.0253 | 29640.0713 | 61151.9975 | 58228.2551 | 31648.6077
Health Index Definitions
|  |  | HI1 | New or as new
|  |  | HI2 | Good or seviceable condition
|  |  | HI3 | Deterioration requires assessment and monitoring
|  |  | HI4 | Material deterioration, intervention requires consideration
|  |  | HI5 | End of serviceable life, intervention required
Criticality Index Definitions
|  |  | C1 | Low criticality
|  |  | C2 | Average criticality
|  |  | C3 | High criticality
|  |  | C4 | Very high criticality

## NAW7 - HVP - NPgN
NAW7: Secondary deliverables RIIO-ED1 - HVP - Asset Replacement and Refurbishment driven
NPgN
Price base (2012/13)
| ASSET CATEGORIES |  | ASSET REGISTER |  |  | End of DPCR5 (31 March 2015) with investment | [5 empty] | End of DPCR5 (31 March 2015) without investment | [5 empty] | Mid-Period Review (31 March 2019) planned investment | [5 empty] | Mid-Period Review (31 March 2019) without investment | [5 empty] | End of RIIO-ED1 (31 March 2023) planned investment | [5 empty] | End of RIIO-ED1 (31 March 2023) without investment
Is it your current intention to have a health index for this asset category in the RIIO-ED1 control period.
|  |  | as at 31st March 2015 | as at 31st March 2023 |  | HI 1 | HI 2 | HI 3 | HI 4 | HI 5 |  | HI 1 | HI 2 | HI 3 | HI 4 | HI 5 |  | HI 1 | HI 2 | HI 3 | HI 4 | HI 5 |  | HI 1 | HI 2 | HI 3 | HI 4 | HI 5 |  | HI 1 | HI 2 | HI 3 | HI 4 | HI 5 |  | HI 1 | HI 2 | HI 3 | HI 4 | HI 5
LV Network
| LV Switchgear and Other |  |  |  | C1 | 0 | 0 | 0 | 0 | 0 | 0 | 0 | 0 | 0 | 0 | 0 | 0 | 0 | 0 | 0 | 0 | 0 | 0 | 0 | 0 | 0 | 0 | 0 | 0 | 0 | 0 | 0 | 0 | 0 | 0 | 0 | 0 | 0 | 0 | 0 | 0 | Yes
[5 empty] | C2 | 0 | 0 | 0 | 0 | 0 | 0 | 0 | 0 | 0 | 0 | 0 | 0 | 0 | 0 | 0 | 0 | 0 | 0 | 0 | 0 | 0 | 0 | 0 | 0 | 0 | 0 | 0 | 0 | 0 | 0 | 0 | 0 | 0 | 0 | 0 | 0 | No
[5 empty] | C3 | 0 | 0 | 0 | 0 | 0 | 0 | 0 | 0 | 0 | 0 | 0 | 0 | 0 | 0 | 0 | 0 | 0 | 0 | 0 | 0 | 0 | 0 | 0 | 0 | 0 | 0 | 0 | 0 | 0 | 0 | 0 | 0 | 0 | 0 | 0 | 0
[5 empty] | C4 | 0 | 0 | 0 | 0 | 0 | 0 | 0 | 0 | 0 | 0 | 0 | 0 | 0 | 0 | 0 | 0 | 0 | 0 | 0 | 0 | 0 | 0 | 0 | 0 | 0 | 0 | 0 | 0 | 0 | 0 | 0 | 0 | 0 | 0 | 0 | 0
|  |  | 0 | 0 |  | 0 | 0 | 0 | 0 | 0 |  | 0 | 0 | 0 | 0 | 0 |  | 0 | 0 | 0 | 0 | 0 |  | 0 | 0 | 0 | 0 | 0 |  | 0 | 0 | 0 | 0 | 0 |  | 0 | 0 | 0 | 0 | 0
| LV UGB |  |  |  | C1 | 0 | 0 | 0 | 0 | 0 | 0 | 0 | 0 | 0 | 0 | 0 | 0 | 0 | 0 | 0 | 0 | 0 | 0 | 0 | 0 | 0 | 0 | 0 | 0 | 0 | 0 | 0 | 0 | 0 | 0 | 0 | 0 | 0 | 0 | 0 | 0
[5 empty] | C2 | 0 | 0 | 0 | 0 | 0 | 0 | 0 | 0 | 0 | 0 | 0 | 0 | 0 | 0 | 0 | 0 | 0 | 0 | 0 | 0 | 0 | 0 | 0 | 0 | 0 | 0 | 0 | 0 | 0 | 0 | 0 | 0 | 0 | 0 | 0 | 0
[5 empty] | C3 | 0 | 0 | 0 | 0 | 0 | 0 | 0 | 0 | 0 | 0 | 0 | 0 | 0 | 0 | 0 | 0 | 0 | 0 | 0 | 0 | 0 | 0 | 0 | 0 | 0 | 0 | 0 | 0 | 0 | 0 | 0 | 0 | 0 | 0 | 0 | 0
[5 empty] | C4 | 0 | 0 | 0 | 0 | 0 | 0 | 0 | 0 | 0 | 0 | 0 | 0 | 0 | 0 | 0 | 0 | 0 | 0 | 0 | 0 | 0 | 0 | 0 | 0 | 0 | 0 | 0 | 0 | 0 | 0 | 0 | 0 | 0 | 0 | 0 | 0
|  |  | 0 | 0 |  | 0 | 0 | 0 | 0 | 0 |  | 0 | 0 | 0 | 0 | 0 |  | 0 | 0 | 0 | 0 | 0 |  | 0 | 0 | 0 | 0 | 0 |  | 0 | 0 | 0 | 0 | 0 |  | 0 | 0 | 0 | 0 | 0
| LV OHL Support |  |  |  | C1 | 9664 | 7276 | 12171 | 1565 | 1359 | 32035 | 8728 | 7327 | 12342 | 1906 | 1617 | 31920 | 0 | 0 | 0 | 0 | 0 | 0 | 8443 | 1599 | 8642 | 10620 | 2211 | 31515 | 0 | 0 | 0 | 0 | 0 | 0 | 7452 | 1226 | 6986 | 10535 | 5206 | 31405
[5 empty] | C2 | 6593 | 5704 | 9745 | 886 | 839 | 23767 | 5948 | 5742 | 9876 | 1268 | 1127 | 23961 | 0 | 0 | 0 | 0 | 0 | 0 | 5770 | 1274 | 6931 | 7777 | 1467 | 23219 | 0 | 0 | 0 | 0 | 0 | 0 | 5104 | 992 | 5617 | 7720 | 3656 | 23089
[5 empty] | C3 | 761 | 1889 | 2641 | 666 | 405 | 6362 | 689 | 1903 | 2679 | 666 | 405 | 6342 | 0 | 0 | 0 | 0 | 0 | 0 | 662 | 410 | 1873 | 3143 | 598 | 6686 | 0 | 0 | 0 | 0 | 0 | 0 | 582 | 312 | 1512 | 3118 | 1282 | 6806
[5 empty] | C4 | 1217 | 3352 | 4087 | 861 | 447 | 9964 | 1100 | 3376 | 4145 | 989 | 545 | 10155 | 0 | 0 | 0 | 0 | 0 | 0 | 1061 | 733 | 2900 | 5277 | 737 | 10708 | 0 | 0 | 0 | 0 | 0 | 0 | 934 | 560 | 2341 | 5234 | 1759 | 10828
|  |  | 72128 | 71328 |  | 18235 | 18221 | 28644 | 3978 | 3050 |  | 16465 | 18348 | 29042 | 4829 | 3694 |  | 0 | 0 | 0 | 0 | 0 |  | 15936 | 4016 | 20346 | 26817 | 5013 |  | 0 | 0 | 0 | 0 | 0 |  | 14072 | 3090 | 16456 | 26607 | 11903
| [Please insert new asset category as required] |  |  |  | C1 | 0 | 0 | 0 | 0 | 0 | 0 | 0 | 0 | 0 | 0 | 0 | 0 | 0 | 0 | 0 | 0 | 0 | 0 | 0 | 0 | 0 | 0 | 0 | 0 | 0 | 0 | 0 | 0 | 0 | 0 | 0 | 0 | 0 | 0 | 0 | 0
[5 empty] | C2 | 0 | 0 | 0 | 0 | 0 | 0 | 0 | 0 | 0 | 0 | 0 | 0 | 0 | 0 | 0 | 0 | 0 | 0 | 0 | 0 | 0 | 0 | 0 | 0 | 0 | 0 | 0 | 0 | 0 | 0 | 0 | 0 | 0 | 0 | 0 | 0
[5 empty] | C3 | 0 | 0 | 0 | 0 | 0 | 0 | 0 | 0 | 0 | 0 | 0 | 0 | 0 | 0 | 0 | 0 | 0 | 0 | 0 | 0 | 0 | 0 | 0 | 0 | 0 | 0 | 0 | 0 | 0 | 0 | 0 | 0 | 0 | 0 | 0 | 0
[5 empty] | C4 | 0 | 0 | 0 | 0 | 0 | 0 | 0 | 0 | 0 | 0 | 0 | 0 | 0 | 0 | 0 | 0 | 0 | 0 | 0 | 0 | 0 | 0 | 0 | 0 | 0 | 0 | 0 | 0 | 0 | 0 | 0 | 0 | 0 | 0 | 0 | 0
|  |  | 0 | 0 |  | 0 | 0 | 0 | 0 | 0 |  | 0 | 0 | 0 | 0 | 0 |  | 0 | 0 | 0 | 0 | 0 |  | 0 | 0 | 0 | 0 | 0 |  | 0 | 0 | 0 | 0 | 0 |  | 0 | 0 | 0 | 0 | 0
| [Please insert new asset category as required] |  |  |  | C1 | 0 | 0 | 0 | 0 | 0 | 0 | 0 | 0 | 0 | 0 | 0 | 0 | 0 | 0 | 0 | 0 | 0 | 0 | 0 | 0 | 0 | 0 | 0 | 0 | 0 | 0 | 0 | 0 | 0 | 0 | 0 | 0 | 0 | 0 | 0 | 0
[5 empty] | C2 | 0 | 0 | 0 | 0 | 0 | 0 | 0 | 0 | 0 | 0 | 0 | 0 | 0 | 0 | 0 | 0 | 0 | 0 | 0 | 0 | 0 | 0 | 0 | 0 | 0 | 0 | 0 | 0 | 0 | 0 | 0 | 0 | 0 | 0 | 0 | 0
[5 empty] | C3 | 0 | 0 | 0 | 0 | 0 | 0 | 0 | 0 | 0 | 0 | 0 | 0 | 0 | 0 | 0 | 0 | 0 | 0 | 0 | 0 | 0 | 0 | 0 | 0 | 0 | 0 | 0 | 0 | 0 | 0 | 0 | 0 | 0 | 0 | 0 | 0
[5 empty] | C4 | 0 | 0 | 0 | 0 | 0 | 0 | 0 | 0 | 0 | 0 | 0 | 0 | 0 | 0 | 0 | 0 | 0 | 0 | 0 | 0 | 0 | 0 | 0 | 0 | 0 | 0 | 0 | 0 | 0 | 0 | 0 | 0 | 0 | 0 | 0 | 0
|  |  | 0 | 0 |  | 0 | 0 | 0 | 0 | 0 |  | 0 | 0 | 0 | 0 | 0 |  | 0 | 0 | 0 | 0 | 0 |  | 0 | 0 | 0 | 0 | 0 |  | 0 | 0 | 0 | 0 | 0 |  | 0 | 0 | 0 | 0 | 0
| [Please insert new asset category as required] |  |  |  | C1 | 0 | 0 | 0 | 0 | 0 | 0 | 0 | 0 | 0 | 0 | 0 | 0 | 0 | 0 | 0 | 0 | 0 | 0 | 0 | 0 | 0 | 0 | 0 | 0 | 0 | 0 | 0 | 0 | 0 | 0 | 0 | 0 | 0 | 0 | 0 | 0
[5 empty] | C2 | 0 | 0 | 0 | 0 | 0 | 0 | 0 | 0 | 0 | 0 | 0 | 0 | 0 | 0 | 0 | 0 | 0 | 0 | 0 | 0 | 0 | 0 | 0 | 0 | 0 | 0 | 0 | 0 | 0 | 0 | 0 | 0 | 0 | 0 | 0 | 0
[5 empty] | C3 | 0 | 0 | 0 | 0 | 0 | 0 | 0 | 0 | 0 | 0 | 0 | 0 | 0 | 0 | 0 | 0 | 0 | 0 | 0 | 0 | 0 | 0 | 0 | 0 | 0 | 0 | 0 | 0 | 0 | 0 | 0 | 0 | 0 | 0 | 0 | 0
[5 empty] | C4 | 0 | 0 | 0 | 0 | 0 | 0 | 0 | 0 | 0 | 0 | 0 | 0 | 0 | 0 | 0 | 0 | 0 | 0 | 0 | 0 | 0 | 0 | 0 | 0 | 0 | 0 | 0 | 0 | 0 | 0 | 0 | 0 | 0 | 0 | 0 | 0
|  |  | 0 | 0 |  | 0 | 0 | 0 | 0 | 0 |  | 0 | 0 | 0 | 0 | 0 |  | 0 | 0 | 0 | 0 | 0 |  | 0 | 0 | 0 | 0 | 0 |  | 0 | 0 | 0 | 0 | 0 |  | 0 | 0 | 0 | 0 | 0
| [Please insert new asset category as required] |  |  |  | C1 | 0 | 0 | 0 | 0 | 0 | 0 | 0 | 0 | 0 | 0 | 0 | 0 | 0 | 0 | 0 | 0 | 0 | 0 | 0 | 0 | 0 | 0 | 0 | 0 | 0 | 0 | 0 | 0 | 0 | 0 | 0 | 0 | 0 | 0 | 0 | 0
[5 empty] | C2 | 0 | 0 | 0 | 0 | 0 | 0 | 0 | 0 | 0 | 0 | 0 | 0 | 0 | 0 | 0 | 0 | 0 | 0 | 0 | 0 | 0 | 0 | 0 | 0 | 0 | 0 | 0 | 0 | 0 | 0 | 0 | 0 | 0 | 0 | 0 | 0
[5 empty] | C3 | 0 | 0 | 0 | 0 | 0 | 0 | 0 | 0 | 0 | 0 | 0 | 0 | 0 | 0 | 0 | 0 | 0 | 0 | 0 | 0 | 0 | 0 | 0 | 0 | 0 | 0 | 0 | 0 | 0 | 0 | 0 | 0 | 0 | 0 | 0 | 0
[5 empty] | C4 | 0 | 0 | 0 | 0 | 0 | 0 | 0 | 0 | 0 | 0 | 0 | 0 | 0 | 0 | 0 | 0 | 0 | 0 | 0 | 0 | 0 | 0 | 0 | 0 | 0 | 0 | 0 | 0 | 0 | 0 | 0 | 0 | 0 | 0 | 0 | 0
|  |  | 0 | 0 |  | 0 | 0 | 0 | 0 | 0 |  | 0 | 0 | 0 | 0 | 0 |  | 0 | 0 | 0 | 0 | 0 |  | 0 | 0 | 0 | 0 | 0 |  | 0 | 0 | 0 | 0 | 0 |  | 0 | 0 | 0 | 0 | 0
| [Please insert new asset category as required] |  |  |  | C1 | 0 | 0 | 0 | 0 | 0 | 0 | 0 | 0 | 0 | 0 | 0 | 0 | 0 | 0 | 0 | 0 | 0 | 0 | 0 | 0 | 0 | 0 | 0 | 0 | 0 | 0 | 0 | 0 | 0 | 0 | 0 | 0 | 0 | 0 | 0 | 0
[5 empty] | C2 | 0 | 0 | 0 | 0 | 0 | 0 | 0 | 0 | 0 | 0 | 0 | 0 | 0 | 0 | 0 | 0 | 0 | 0 | 0 | 0 | 0 | 0 | 0 | 0 | 0 | 0 | 0 | 0 | 0 | 0 | 0 | 0 | 0 | 0 | 0 | 0
[5 empty] | C3 | 0 | 0 | 0 | 0 | 0 | 0 | 0 | 0 | 0 | 0 | 0 | 0 | 0 | 0 | 0 | 0 | 0 | 0 | 0 | 0 | 0 | 0 | 0 | 0 | 0 | 0 | 0 | 0 | 0 | 0 | 0 | 0 | 0 | 0 | 0 | 0
[5 empty] | C4 | 0 | 0 | 0 | 0 | 0 | 0 | 0 | 0 | 0 | 0 | 0 | 0 | 0 | 0 | 0 | 0 | 0 | 0 | 0 | 0 | 0 | 0 | 0 | 0 | 0 | 0 | 0 | 0 | 0 | 0 | 0 | 0 | 0 | 0 | 0 | 0
|  |  | 0 | 0 |  | 0 | 0 | 0 | 0 | 0 |  | 0 | 0 | 0 | 0 | 0 |  | 0 | 0 | 0 | 0 | 0 |  | 0 | 0 | 0 | 0 | 0 |  | 0 | 0 | 0 | 0 | 0 |  | 0 | 0 | 0 | 0 | 0
HV Network
| HV Switchgear (GM) - Primary |  |  |  | C1 | 200 | 510 | 480 | 286 | 122 | 1598 | 168 | 514 | 493 | 307 | 134 | 1616 | 0 | 0 | 0 | 0 | 0 | 0 | 168 | 430 | 357 | 375 | 286 | 1616 | 0 | 0 | 0 | 0 | 0 | 0 | 145 | 299 | 379 | 303 | 490 | 1616
[5 empty] | C2 | 93 | 126 | 180 | 125 | 41 | 565 | 81 | 126 | 181 | 135 | 42 | 565 | 0 | 0 | 0 | 0 | 0 | 0 | 80 | 82 | 150 | 160 | 93 | 565 | 0 | 0 | 0 | 0 | 0 | 0 | 67 | 81 | 104 | 134 | 179 | 565
[5 empty] | C3 | 4 | 64 | 41 | 2 | 0 | 111 | 4 | 64 | 41 | 2 | 0 | 111 | 0 | 0 | 0 | 0 | 0 | 0 | 4 | 58 | 39 | 10 | 0 | 111 | 0 | 0 | 0 | 0 | 0 | 0 | 1 | 54 | 32 | 20 | 4 | 111
[5 empty] | C4 | 47 | 50 | 66 | 74 | 30 | 267 | 36 | 50 | 70 | 80 | 34 | 270 | 0 | 0 | 0 | 0 | 0 | 0 | 36 | 42 | 28 | 97 | 67 | 270 | 0 | 0 | 0 | 0 | 0 | 0 | 35 | 36 | 23 | 38 | 138 | 270
|  |  | 2541 | 2538 |  | 344 | 750 | 767 | 487 | 193 |  | 289 | 754 | 785 | 524 | 210 |  | 0 | 0 | 0 | 0 | 0 |  | 288 | 612 | 574 | 642 | 446 |  | 0 | 0 | 0 | 0 | 0 |  | 248 | 470 | 538 | 495 | 811
| HV Switchgear (GM) - Distribution |  |  |  | C1 | 3986 | 1248 | 108 | 9 | 1 | 5352 | 3792 | 1272 | 172 | 49 | 123 | 5408 | 0 | 0 | 0 | 0 | 0 | 0 | 3745 | 1052 | 480 | 48 | 27 | 5352 | 0 | 0 | 0 | 0 | 0 | 0 | 3399 | 1205 | 588 | 96 | 64 | 5352
[5 empty] | C2 | 3108 | 2682 | 458 | 22 | 38 | 6308 | 2935 | 2728 | 670 | 89 | 195 | 6617 | 0 | 0 | 0 | 0 | 0 | 0 | 2775 | 2151 | 1032 | 266 | 84 | 6308 | 0 | 0 | 0 | 0 | 0 | 0 | 2438 | 2053 | 1198 | 417 | 202 | 6308
[5 empty] | C3 | 924 | 1031 | 228 | 0 | 48 | 2231 | 880 | 1054 | 339 | 40 | 86 | 2399 | 0 | 0 | 0 | 0 | 0 | 0 | 789 | 765 | 488 | 111 | 78 | 2231 | 0 | 0 | 0 | 0 | 0 | 0 | 682 | 745 | 483 | 198 | 123 | 2231
[5 empty] | C4 | 304 | 445 | 105 | 23 | 18 | 895 | 290 | 456 | 166 | 54 | 50 | 1016 | 0 | 0 | 0 | 0 | 0 | 0 | 233 | 358 | 194 | 55 | 55 | 895 | 0 | 0 | 0 | 0 | 0 | 0 | 199 | 292 | 226 | 90 | 88 | 895
|  |  | 14786 | 13688 |  | 8322 | 5406 | 899 | 54 | 105 |  | 7897 | 5510 | 1347 | 232 | 454 |  | 0 | 0 | 0 | 0 | 0 |  | 7542 | 4326 | 2194 | 480 | 244 |  | 0 | 0 | 0 | 0 | 0 |  | 6718 | 4295 | 2495 | 801 | 477
| HV Transformer (GM) |  |  |  | C1 | 2494 | 563 | 122 | 64 | 15 | 3258 | 2396 | 571 | 126 | 72 | 39 | 3204 | 0 | 0 | 0 | 0 | 0 | 0 | 2368 | 492 | 250 | 78 | 70 | 3258 | 0 | 0 | 0 | 0 | 0 | 0 | 2251 | 422 | 376 | 88 | 121 | 3258
[5 empty] | C2 | 2652 | 1750 | 484 | 405 | 74 | 5365 | 2536 | 1753 | 478 | 446 | 166 | 5379 | 0 | 0 | 0 | 0 | 0 | 0 | 2335 | 1610 | 674 | 315 | 431 | 5365 | 0 | 0 | 0 | 0 | 0 | 0 | 2105 | 1538 | 788 | 263 | 671 | 5365
[5 empty] | C3 | 498 | 275 | 75 | 57 | 9 | 914 | 480 | 281 | 79 | 65 | 25 | 930 | 0 | 0 | 0 | 0 | 0 | 0 | 460 | 202 | 145 | 48 | 59 | 914 | 0 | 0 | 0 | 0 | 0 | 0 | 428 | 159 | 190 | 43 | 94 | 914
[5 empty] | C4 | 180 | 130 | 64 | 42 | 7 | 423 | 174 | 136 | 68 | 48 | 23 | 449 | 0 | 0 | 0 | 0 | 0 | 0 | 163 | 106 | 75 | 35 | 44 | 423 | 0 | 0 | 0 | 0 | 0 | 0 | 141 | 104 | 60 | 45 | 73 | 423
|  |  | 9960 | 9960 |  | 5824 | 2718 | 745 | 568 | 105 |  | 5586 | 2741 | 751 | 631 | 253 |  | 0 | 0 | 0 | 0 | 0 |  | 5326 | 2410 | 1144 | 476 | 604 |  | 0 | 0 | 0 | 0 | 0 |  | 4925 | 2223 | 1414 | 439 | 959
| HV UG Cable |  |  |  | C1 | 0 | 0 | 0 | 0 | 0 | 0 | 0 | 0 | 0 | 0 | 0 | 0 | 0 | 0 | 0 | 0 | 0 | 0 | 0 | 0 | 0 | 0 | 0 | 0 | 0 | 0 | 0 | 0 | 0 | 0 | 0 | 0 | 0 | 0 | 0 | 0
[5 empty] | C2 | 0 | 0 | 0 | 0 | 0 | 0 | 0 | 0 | 0 | 0 | 0 | 0 | 0 | 0 | 0 | 0 | 0 | 0 | 0 | 0 | 0 | 0 | 0 | 0 | 0 | 0 | 0 | 0 | 0 | 0 | 0 | 0 | 0 | 0 | 0 | 0
[5 empty] | C3 | 0 | 0 | 0 | 0 | 0 | 0 | 0 | 0 | 0 | 0 | 0 | 0 | 0 | 0 | 0 | 0 | 0 | 0 | 0 | 0 | 0 | 0 | 0 | 0 | 0 | 0 | 0 | 0 | 0 | 0 | 0 | 0 | 0 | 0 | 0 | 0
[5 empty] | C4 | 0 | 0 | 0 | 0 | 0 | 0 | 0 | 0 | 0 | 0 | 0 | 0 | 0 | 0 | 0 | 0 | 0 | 0 | 0 | 0 | 0 | 0 | 0 | 0 | 0 | 0 | 0 | 0 | 0 | 0 | 0 | 0 | 0 | 0 | 0 | 0
|  |  | 0 | 0 |  | 0 | 0 | 0 | 0 | 0 |  | 0 | 0 | 0 | 0 | 0 |  | 0 | 0 | 0 | 0 | 0 |  | 0 | 0 | 0 | 0 | 0 |  | 0 | 0 | 0 | 0 | 0 |  | 0 | 0 | 0 | 0 | 0
| HV OHL Support - Poles |  |  |  | C1 | 14496 | 9898 | 9947 | 7197 | 1135 | 42673 | 13237 | 9960 | 10135 | 7612 | 1702 | 42646 | 0 | 0 | 0 | 0 | 0 | 0 | 12621 | 5451 | 14288 | 8600 | 1822 | 42782 | 0 | 0 | 0 | 0 | 0 | 0 | 10834 | 5196 | 12471 | 9058 | 5121 | 42680
[5 empty] | C2 | 19086 | 13113 | 12487 | 10437 | 1456 | 56579 | 17419 | 13191 | 12717 | 11032 | 2157 | 56516 | 0 | 0 | 0 | 0 | 0 | 0 | 16628 | 7242 | 17935 | 12476 | 2327 | 56608 | 0 | 0 | 0 | 0 | 0 | 0 | 14288 | 6915 | 15666 | 13149 | 6479 | 56497
[5 empty] | C3 | 7796 | 5437 | 5297 | 4320 | 701 | 23551 | 7119 | 5471 | 5397 | 4570 | 1053 | 23610 | 0 | 0 | 0 | 0 | 0 | 0 | 6787 | 2993 | 7607 | 5162 | 1125 | 23674 | 0 | 0 | 0 | 0 | 0 | 0 | 5824 | 2852 | 6638 | 5437 | 3165 | 23916
[5 empty] | C4 | 705 | 1366 | 725 | 486 | 64 | 3346 | 645 | 1375 | 740 | 516 | 101 | 3377 | 0 | 0 | 0 | 0 | 0 | 0 | 611 | 749 | 1041 | 580 | 104 | 3085 | 0 | 0 | 0 | 0 | 0 | 0 | 521 | 713 | 906 | 610 | 306 | 3056
|  |  | 126149 | 126149 |  | 42083 | 29814 | 28456 | 22440 | 3356 |  | 38420 | 29997 | 28989 | 23730 | 5013 |  | 0 | 0 | 0 | 0 | 0 |  | 36647 | 16435 | 40871 | 26818 | 5378 |  | 0 | 0 | 0 | 0 | 0 |  | 31467 | 15676 | 35681 | 28254 | 15071
| [Please insert new asset category as required] |  |  |  | C1 | 0 | 0 | 0 | 0 | 0 | 0 | 0 | 0 | 0 | 0 | 0 | 0 | 0 | 0 | 0 | 0 | 0 | 0 | 0 | 0 | 0 | 0 | 0 | 0 | 0 | 0 | 0 | 0 | 0 | 0 | 0 | 0 | 0 | 0 | 0 | 0
[5 empty] | C2 | 0 | 0 | 0 | 0 | 0 | 0 | 0 | 0 | 0 | 0 | 0 | 0 | 0 | 0 | 0 | 0 | 0 | 0 | 0 | 0 | 0 | 0 | 0 | 0 | 0 | 0 | 0 | 0 | 0 | 0 | 0 | 0 | 0 | 0 | 0 | 0
[5 empty] | C3 | 0 | 0 | 0 | 0 | 0 | 0 | 0 | 0 | 0 | 0 | 0 | 0 | 0 | 0 | 0 | 0 | 0 | 0 | 0 | 0 | 0 | 0 | 0 | 0 | 0 | 0 | 0 | 0 | 0 | 0 | 0 | 0 | 0 | 0 | 0 | 0
[5 empty] | C4 | 0 | 0 | 0 | 0 | 0 | 0 | 0 | 0 | 0 | 0 | 0 | 0 | 0 | 0 | 0 | 0 | 0 | 0 | 0 | 0 | 0 | 0 | 0 | 0 | 0 | 0 | 0 | 0 | 0 | 0 | 0 | 0 | 0 | 0 | 0 | 0
|  |  | 0 | 0 |  | 0 | 0 | 0 | 0 | 0 |  | 0 | 0 | 0 | 0 | 0 |  | 0 | 0 | 0 | 0 | 0 |  | 0 | 0 | 0 | 0 | 0 |  | 0 | 0 | 0 | 0 | 0 |  | 0 | 0 | 0 | 0 | 0
| [Please insert new asset category as required] |  |  |  | C1 | 0 | 0 | 0 | 0 | 0 | 0 | 0 | 0 | 0 | 0 | 0 | 0 | 0 | 0 | 0 | 0 | 0 | 0 | 0 | 0 | 0 | 0 | 0 | 0 | 0 | 0 | 0 | 0 | 0 | 0 | 0 | 0 | 0 | 0 | 0 | 0
[5 empty] | C2 | 0 | 0 | 0 | 0 | 0 | 0 | 0 | 0 | 0 | 0 | 0 | 0 | 0 | 0 | 0 | 0 | 0 | 0 | 0 | 0 | 0 | 0 | 0 | 0 | 0 | 0 | 0 | 0 | 0 | 0 | 0 | 0 | 0 | 0 | 0 | 0
[5 empty] | C3 | 0 | 0 | 0 | 0 | 0 | 0 | 0 | 0 | 0 | 0 | 0 | 0 | 0 | 0 | 0 | 0 | 0 | 0 | 0 | 0 | 0 | 0 | 0 | 0 | 0 | 0 | 0 | 0 | 0 | 0 | 0 | 0 | 0 | 0 | 0 | 0
[5 empty] | C4 | 0 | 0 | 0 | 0 | 0 | 0 | 0 | 0 | 0 | 0 | 0 | 0 | 0 | 0 | 0 | 0 | 0 | 0 | 0 | 0 | 0 | 0 | 0 | 0 | 0 | 0 | 0 | 0 | 0 | 0 | 0 | 0 | 0 | 0 | 0 | 0
|  |  | 0 | 0 |  | 0 | 0 | 0 | 0 | 0 |  | 0 | 0 | 0 | 0 | 0 |  | 0 | 0 | 0 | 0 | 0 |  | 0 | 0 | 0 | 0 | 0 |  | 0 | 0 | 0 | 0 | 0 |  | 0 | 0 | 0 | 0 | 0
| [Please insert new asset category as required] |  |  |  | C1 | 0 | 0 | 0 | 0 | 0 | 0 | 0 | 0 | 0 | 0 | 0 | 0 | 0 | 0 | 0 | 0 | 0 | 0 | 0 | 0 | 0 | 0 | 0 | 0 | 0 | 0 | 0 | 0 | 0 | 0 | 0 | 0 | 0 | 0 | 0 | 0
[5 empty] | C2 | 0 | 0 | 0 | 0 | 0 | 0 | 0 | 0 | 0 | 0 | 0 | 0 | 0 | 0 | 0 | 0 | 0 | 0 | 0 | 0 | 0 | 0 | 0 | 0 | 0 | 0 | 0 | 0 | 0 | 0 | 0 | 0 | 0 | 0 | 0 | 0
[5 empty] | C3 | 0 | 0 | 0 | 0 | 0 | 0 | 0 | 0 | 0 | 0 | 0 | 0 | 0 | 0 | 0 | 0 | 0 | 0 | 0 | 0 | 0 | 0 | 0 | 0 | 0 | 0 | 0 | 0 | 0 | 0 | 0 | 0 | 0 | 0 | 0 | 0
[5 empty] | C4 | 0 | 0 | 0 | 0 | 0 | 0 | 0 | 0 | 0 | 0 | 0 | 0 | 0 | 0 | 0 | 0 | 0 | 0 | 0 | 0 | 0 | 0 | 0 | 0 | 0 | 0 | 0 | 0 | 0 | 0 | 0 | 0 | 0 | 0 | 0 | 0
|  |  | 0 | 0 |  | 0 | 0 | 0 | 0 | 0 |  | 0 | 0 | 0 | 0 | 0 |  | 0 | 0 | 0 | 0 | 0 |  | 0 | 0 | 0 | 0 | 0 |  | 0 | 0 | 0 | 0 | 0 |  | 0 | 0 | 0 | 0 | 0
| [Please insert new asset category as required] |  |  |  | C1 | 0 | 0 | 0 | 0 | 0 | 0 | 0 | 0 | 0 | 0 | 0 | 0 | 0 | 0 | 0 | 0 | 0 | 0 | 0 | 0 | 0 | 0 | 0 | 0 | 0 | 0 | 0 | 0 | 0 | 0 | 0 | 0 | 0 | 0 | 0 | 0
[5 empty] | C2 | 0 | 0 | 0 | 0 | 0 | 0 | 0 | 0 | 0 | 0 | 0 | 0 | 0 | 0 | 0 | 0 | 0 | 0 | 0 | 0 | 0 | 0 | 0 | 0 | 0 | 0 | 0 | 0 | 0 | 0 | 0 | 0 | 0 | 0 | 0 | 0
[5 empty] | C3 | 0 | 0 | 0 | 0 | 0 | 0 | 0 | 0 | 0 | 0 | 0 | 0 | 0 | 0 | 0 | 0 | 0 | 0 | 0 | 0 | 0 | 0 | 0 | 0 | 0 | 0 | 0 | 0 | 0 | 0 | 0 | 0 | 0 | 0 | 0 | 0
[5 empty] | C4 | 0 | 0 | 0 | 0 | 0 | 0 | 0 | 0 | 0 | 0 | 0 | 0 | 0 | 0 | 0 | 0 | 0 | 0 | 0 | 0 | 0 | 0 | 0 | 0 | 0 | 0 | 0 | 0 | 0 | 0 | 0 | 0 | 0 | 0 | 0 | 0
|  |  | 0 | 0 |  | 0 | 0 | 0 | 0 | 0 |  | 0 | 0 | 0 | 0 | 0 |  | 0 | 0 | 0 | 0 | 0 |  | 0 | 0 | 0 | 0 | 0 |  | 0 | 0 | 0 | 0 | 0 |  | 0 | 0 | 0 | 0 | 0
| [Please insert new asset category as required] |  |  |  | C1 | 0 | 0 | 0 | 0 | 0 | 0 | 0 | 0 | 0 | 0 | 0 | 0 | 0 | 0 | 0 | 0 | 0 | 0 | 0 | 0 | 0 | 0 | 0 | 0 | 0 | 0 | 0 | 0 | 0 | 0 | 0 | 0 | 0 | 0 | 0 | 0
[5 empty] | C2 | 0 | 0 | 0 | 0 | 0 | 0 | 0 | 0 | 0 | 0 | 0 | 0 | 0 | 0 | 0 | 0 | 0 | 0 | 0 | 0 | 0 | 0 | 0 | 0 | 0 | 0 | 0 | 0 | 0 | 0 | 0 | 0 | 0 | 0 | 0 | 0
[5 empty] | C3 | 0 | 0 | 0 | 0 | 0 | 0 | 0 | 0 | 0 | 0 | 0 | 0 | 0 | 0 | 0 | 0 | 0 | 0 | 0 | 0 | 0 | 0 | 0 | 0 | 0 | 0 | 0 | 0 | 0 | 0 | 0 | 0 | 0 | 0 | 0 | 0
[5 empty] | C4 | 0 | 0 | 0 | 0 | 0 | 0 | 0 | 0 | 0 | 0 | 0 | 0 | 0 | 0 | 0 | 0 | 0 | 0 | 0 | 0 | 0 | 0 | 0 | 0 | 0 | 0 | 0 | 0 | 0 | 0 | 0 | 0 | 0 | 0 | 0 | 0
|  |  | 0 | 0 |  | 0 | 0 | 0 | 0 | 0 |  | 0 | 0 | 0 | 0 | 0 |  | 0 | 0 | 0 | 0 | 0 |  | 0 | 0 | 0 | 0 | 0 |  | 0 | 0 | 0 | 0 | 0 |  | 0 | 0 | 0 | 0 | 0
EHV Network
| EHV Switchgear (GM) |  |  |  | C1 | 134 | 87 | 42 | 4 | 0 | 267 | 126 | 87 | 50 | 4 | 0 | 267 | 0 | 0 | 0 | 0 | 0 | 0 | 119 | 62 | 43 | 42 | 1 | 267 | 0 | 0 | 0 | 0 | 0 | 0 | 113 | 46 | 64 | 40 | 4 | 267
[5 empty] | C2 | 79 | 57 | 72 | 23 | 8 | 239 | 45 | 57 | 81 | 30 | 26 | 239 | 0 | 0 | 0 | 0 | 0 | 0 | 45 | 23 | 34 | 86 | 51 | 239 | 0 | 0 | 0 | 0 | 0 | 0 | 39 | 18 | 45 | 81 | 56 | 239
[5 empty] | C3 | 1 | 51 | 51 | 6 | 0 | 109 | 1 | 51 | 51 | 6 | 0 | 109 | 0 | 0 | 0 | 0 | 0 | 0 | 1 | 36 | 46 | 23 | 3 | 109 | 0 | 0 | 0 | 0 | 0 | 0 | 0 | 19 | 35 | 49 | 6 | 109
[5 empty] | C4 | 2 | 0 | 42 | 0 | 0 | 44 | 2 | 0 | 42 | 0 | 0 | 44 | 0 | 0 | 0 | 0 | 0 | 0 | 2 | 0 | 0 | 42 | 0 | 44 | 0 | 0 | 0 | 0 | 0 | 0 | 2 | 0 | 0 | 42 | 0 | 44
|  |  | 659 | 661 |  | 216 | 195 | 207 | 33 | 8 |  | 174 | 195 | 224 | 40 | 26 |  | 0 | 0 | 0 | 0 | 0 |  | 167 | 121 | 123 | 193 | 55 |  | 0 | 0 | 0 | 0 | 0 |  | 154 | 83 | 144 | 212 | 66
| EHV Transformer |  |  |  | C1 | 37 | 47 | 14 | 5 | 0 | 103 | 37 | 47 | 14 | 5 | 0 | 103 | 0 | 0 | 0 | 0 | 0 | 0 | 34 | 34 | 24 | 11 | 0 | 103 | 0 | 0 | 0 | 0 | 0 | 0 | 34 | 17 | 35 | 12 | 5 | 103
[5 empty] | C2 | 53 | 54 | 65 | 22 | 0 | 194 | 46 | 54 | 70 | 24 | 0 | 194 | 0 | 0 | 0 | 0 | 0 | 0 | 39 | 40 | 65 | 43 | 7 | 194 | 0 | 0 | 0 | 0 | 0 | 0 | 34 | 29 | 61 | 42 | 28 | 194
[5 empty] | C3 | 9 | 2 | 2 | 3 | 0 | 16 | 8 | 2 | 3 | 3 | 0 | 16 | 0 | 0 | 0 | 0 | 0 | 0 | 8 | 2 | 2 | 2 | 2 | 16 | 0 | 0 | 0 | 0 | 0 | 0 | 8 | 2 | 0 | 3 | 3 | 16
[5 empty] | C4 | 10 | 7 | 9 | 2 | 0 | 28 | 6 | 7 | 11 | 4 | 0 | 28 | 0 | 0 | 0 | 0 | 0 | 0 | 4 | 7 | 10 | 6 | 1 | 28 | 0 | 0 | 0 | 0 | 0 | 0 | 4 | 4 | 7 | 9 | 4 | 28
|  |  | 341 | 344 |  | 109 | 110 | 90 | 32 | 0 |  | 97 | 110 | 98 | 36 | 0 |  | 0 | 0 | 0 | 0 | 0 |  | 85 | 83 | 101 | 62 | 10 |  | 0 | 0 | 0 | 0 | 0 |  | 80 | 52 | 103 | 66 | 40
| EHV UG Cable (Gas) |  |  |  | C1 | 0 | 4.5123 | 0.72891 | 0 | 1.1715 | 6.4128 | 0 | 4.5123 | 0.98216 | 0 | 2.3941 | 7.8886 | 0 | 0 | 0 | 0 | 0 | 0 | 0 | 2.4022 | 3.4025 | 0 | 1.1715 | 6.9762 | 0 | 0 | 0 | 0 | 0 | 0 | 0 | 0.0013324 | 7.0872 | 0 | 1.5485 | 8.6371
[5 empty] | C2 | 0.097004 | 16.0222 | 2.797 | 1.9898 | 1.5526 | 22.4586 | 0.097004 | 16.0222 | 3.7687 | 2.9407 | 3.1729 | 26.0015 | 0 | 0 | 0 | 0 | 0 | 0 | 0.097004 | 8.5295 | 13.056 | 6.2328 | 1.5526 | 29.4679 | 0 | 0 | 0 | 0 | 0 | 0 | 0.097004 | 0.004731 | 27.1948 | 4.1778 | 2.0523 | 33.5266
[5 empty] | C3 | 0 | 31.4728 | 1.9481 | 0 | 3.6613 | 37.0822 | 0 | 31.4728 | 2.6249 | 0 | 7.4822 | 41.5799 | 0 | 0 | 0 | 0 | 0 | 0 | 0 | 16.7547 | 9.0934 | 0 | 3.6613 | 29.5095 | 0 | 0 | 0 | 0 | 0 | 0 | 0 | 0.0092933 | 18.941 | 0 | 4.8396 | 23.7899
[5 empty] | C4 | 0 | 0 | 0 | 0 | 0 | 0 | 0 | 0 | 0 | 0 | 0 | 0 | 0 | 0 | 0 | 0 | 0 | 0 | 0 | 0 | 0 | 0 | 0 | 0 | 0 | 0 | 0 | 0 | 0 | 0 | 0 | 0 | 0 | 0 | 0 | 0
|  |  | 66 | 63 |  | 0.097004 | 52.0074 | 5.474 | 1.9898 | 6.3855 |  | 0.097004 | 52.0074 | 7.3758 | 2.9407 | 13.0492 |  | 0 | 0 | 0 | 0 | 0 |  | 0.097004 | 27.6864 | 25.552 | 6.2328 | 6.3855 |  | 0 | 0 | 0 | 0 | 0 |  | 0.097004 | 0.015357 | 53.223 | 4.1778 | 8.4405
| EHV UG Cable (Oil) |  |  |  | C1 | 9.9431 | 39.0737 | 14.5585 | 1.188 | 11.2492 | 76.0126 | 9.9388 | 39.0737 | 15.2955 | 2.2227 | 17.0115 | 83.5423 | 0 | 0 | 0 | 0 | 0 | 0 | 6.9676 | 31.7613 | 18.3957 | 4.3897 | 12.4727 | 73.987 | 0 | 0 | 0 | 0 | 0 | 0 | 6.9676 | 21.5006 | 25.67 | 4.2208 | 16.4892 | 74.8482
[5 empty] | C2 | 5.0986 | 76.2932 | 29.9538 | 5.5582 | 19.7242 | 136.6281 | 5.0965 | 76.2932 | 31.4701 | 10.3995 | 29.8278 | 153.087 | 0 | 0 | 0 | 0 | 0 | 0 | 3.5729 | 62.0152 | 37.8487 | 20.5382 | 21.8695 | 145.8445 | 0 | 0 | 0 | 0 | 0 | 0 | 3.5729 | 41.9808 | 52.8153 | 19.7482 | 28.912 | 147.0291
[5 empty] | C3 | 5.2629 | 106.478 | 45.3634 | 3.9391 | 21.0257 | 182.0691 | 5.2606 | 106.478 | 47.6598 | 7.3702 | 31.7959 | 198.5645 | 0 | 0 | 0 | 0 | 0 | 0 | 3.6879 | 86.5511 | 57.3199 | 14.5555 | 23.3126 | 185.4269 | 0 | 0 | 0 | 0 | 0 | 0 | 3.6879 | 58.5902 | 79.986 | 13.9956 | 30.8197 | 187.0794
[5 empty] | C4 | 20.1271 | 33.8496 | 2.0485 | 0 | 11.6707 | 67.6959 | 20.1185 | 33.8496 | 2.1522 | 0 | 17.6488 | 73.7691 | 0 | 0 | 0 | 0 | 0 | 0 | 14.104 | 27.5148 | 2.5885 | 0 | 12.94 | 57.1472 | 0 | 0 | 0 | 0 | 0 | 0 | 14.104 | 18.626 | 3.612 | 0 | 17.107 | 53.4489
|  |  | 462 | 428 |  | 40.4318 | 255.6945 | 91.9242 | 10.6853 | 63.6698 |  | 40.4144 | 255.6945 | 96.5777 | 19.9923 | 96.284 |  | 0 | 0 | 0 | 0 | 0 |  | 28.3324 | 207.8423 | 116.1528 | 39.4833 | 70.5948 |  | 0 | 0 | 0 | 0 | 0 |  | 28.3324 | 140.6975 | 162.0833 | 37.9646 | 93.3278
| EHV UG Cable (Non Pressurised) |  |  |  | C1 | 20.28 | 31.8691 | 0.49426 | 3.1782 | 0.043172 | 55.8648 | 15.4973 | 31.8691 | 0.52291 | 3.2075 | 0.050667 | 51.1475 | 0 | 0 | 0 | 0 | 0 | 0 | 19.8549 | 31.5642 | 1.0578 | 3.4079 | 0.043172 | 55.928 | 0 | 0 | 0 | 0 | 0 | 0 | 19.6892 | 26.0768 | 2.3638 | 2.9471 | 0.14836 | 51.2253
[5 empty] | C2 | 31.9175 | 27.5701 | 0.87467 | 3.5588 | 1.6548 | 65.5759 | 24.3903 | 27.5701 | 0.92537 | 3.5916 | 1.942 | 58.4194 | 0 | 0 | 0 | 0 | 0 | 0 | 31.2484 | 27.3064 | 1.8719 | 3.8161 | 1.6548 | 65.8975 | 0 | 0 | 0 | 0 | 0 | 0 | 30.9877 | 22.5591 | 4.1831 | 3.3 | 5.6865 | 66.7165
[5 empty] | C3 | 51.2718 | 20.023 | 0.37769 | 6.0695 | 0 | 77.7419 | 39.1802 | 20.023 | 0.39959 | 6.1254 | 0 | 65.7281 | 0 | 0 | 0 | 0 | 0 | 0 | 50.1969 | 19.8314 | 0.80831 | 6.5082 | 0 | 77.3448 | 0 | 0 | 0 | 0 | 0 | 0 | 49.7781 | 16.3837 | 1.8063 | 5.6281 | 0 | 73.5962
[5 empty] | C4 | 150.0512 | 26.0249 | 1.3381 | 26.0295 | 5.5727 | 209.0164 | 114.6641 | 26.0249 | 1.4157 | 26.2691 | 6.5402 | 174.914 | 0 | 0 | 0 | 0 | 0 | 0 | 146.9054 | 25.7759 | 2.8638 | 27.9108 | 5.5727 | 209.0287 | 0 | 0 | 0 | 0 | 0 | 0 | 145.6797 | 21.2948 | 6.3997 | 24.1366 | 19.1504 | 216.6611
|  |  | 408 | 495 |  | 253.5206 | 105.487 | 3.0848 | 38.836 | 7.2707 |  | 193.732 | 105.487 | 3.2636 | 39.1936 | 8.5329 |  | 0 | 0 | 0 | 0 | 0 |  | 248.2056 | 104.478 | 6.6018 | 41.643 | 7.2707 |  | 0 | 0 | 0 | 0 | 0 |  | 246.1346 | 86.3144 | 14.753 | 36.0118 | 24.9852
| EHV OHL Support - Towers |  |  |  | C1 | 103 | 280 | 61 | 33 | 160 | 637 | 61 | 85 | 118 | 81 | 292 | 637 | 0 | 0 | 0 | 0 | 0 | 0 | 56 | 266 | 96 | 24 | 195 | 637 | 0 | 0 | 0 | 0 | 0 | 0 | 5 | 96 | 221 | 96 | 219 | 637
[5 empty] | C2 | 77 | 171 | 92 | 96 | 125 | 561 | 35 | 97 | 106 | 109 | 214 | 561 | 0 | 0 | 0 | 0 | 0 | 0 | 60 | 116 | 104 | 42 | 239 | 561 | 0 | 0 | 0 | 0 | 0 | 0 | 3 | 67 | 106 | 104 | 281 | 561
[5 empty] | C3 | 4 | 5 | 1 | 7 | 1 | 18 | 3 | 2 | 2 | 7 | 4 | 18 | 0 | 0 | 0 | 0 | 0 | 0 | 1 | 6 | 3 | 0 | 8 | 18 | 0 | 0 | 0 | 0 | 0 | 0 | 0 | 4 | 3 | 3 | 8 | 18
[5 empty] | C4 | 10 | 27 | 1 | 2 | 172 | 212 | 10 | 27 | 1 | 2 | 172 | 212 | 0 | 0 | 0 | 0 | 0 | 0 | 5 | 6 | 27 | 0 | 174 | 212 | 0 | 0 | 0 | 0 | 0 | 0 | 2 | 3 | 6 | 27 | 174 | 212
|  |  | 1428 | 1291 |  | 194 | 483 | 155 | 138 | 458 |  | 109 | 211 | 227 | 199 | 682 |  | 0 | 0 | 0 | 0 | 0 |  | 122 | 394 | 230 | 66 | 616 |  | 0 | 0 | 0 | 0 | 0 |  | 10 | 170 | 336 | 230 | 682
| EHV OHL Support - Poles |  |  |  | C1 | 1046 | 1806 | 1095 | 69 | 22 | 4038 | 925 | 1817 | 1103 | 151 | 75 | 4071 | 0 | 0 | 0 | 0 | 0 | 0 | 936 | 1591 | 1154 | 219 | 163 | 4063 | 0 | 0 | 0 | 0 | 0 | 0 | 861 | 1220 | 1485 | 243 | 334 | 4143
[5 empty] | C2 | 1624 | 1865 | 758 | 111 | 12 | 4370 | 1433 | 1874 | 762 | 214 | 58 | 4341 | 0 | 0 | 0 | 0 | 0 | 0 | 1463 | 1655 | 804 | 312 | 141 | 4375 | 0 | 0 | 0 | 0 | 0 | 0 | 1357 | 1287 | 1033 | 349 | 298 | 4324
[5 empty] | C3 | 57 | 55 | 9 | 0 | 2 | 123 | 51 | 56 | 10 | 0 | 2 | 119 | 0 | 0 | 0 | 0 | 0 | 0 | 49 | 46 | 9 | 0 | 2 | 106 | 0 | 0 | 0 | 0 | 0 | 0 | 42 | 31 | 12 | 0 | 2 | 87
[5 empty] | C4 | 451 | 525 | 357 | 28 | 4 | 1365 | 399 | 528 | 360 | 67 | 11 | 1365 | 0 | 0 | 0 | 0 | 0 | 0 | 402 | 461 | 376 | 96 | 17 | 1352 | 0 | 0 | 0 | 0 | 0 | 0 | 368 | 351 | 484 | 107 | 32 | 1342
|  |  | 9896 | 9878 |  | 3178 | 4251 | 2219 | 208 | 40 |  | 2808 | 4275 | 2235 | 432 | 146 |  | 0 | 0 | 0 | 0 | 0 |  | 2850 | 3753 | 2343 | 627 | 323 |  | 0 | 0 | 0 | 0 | 0 |  | 2628 | 2889 | 3014 | 699 | 666
| EHV OHL Fittings and Conductors (Tower Lines) |  |  |  | C1 | 2.2333 | 172.982 | 97.1676 | 158.0498 | 160.9179 | 591.3506 | 2.2333 | 90.3849 | 47.0231 | 230.8255 | 220.8837 | 591.3506 | 0 | 0 | 0 | 0 | 0 | 0 | 1.9354 | 41.9414 | 191.087 | 41.7973 | 314.5894 | 591.3506 | 0 | 0 | 0 | 0 | 0 | 0 | 1.0705 | 4.1592 | 181.3945 | 85.7587 | 318.9677 | 591.3506
[5 empty] | C2 | 0 | 0 | 0 | 0 | 0 | 0 | 0 | 0 | 0 | 0 | 0 | 0 | 0 | 0 | 0 | 0 | 0 | 0 | 0 | 0 | 0 | 0 | 0 | 0 | 0 | 0 | 0 | 0 | 0 | 0 | 0 | 0 | 0 | 0 | 0 | 0
[5 empty] | C3 | 0 | 0.83798 | 0.69576 | 1.2627 | 3.6383 | 6.4348 | 0 | 0.29214 | 0.69576 | 1.2627 | 4.1841 | 6.4348 | 0 | 0 | 0 | 0 | 0 | 0 | 0 | 0.29214 | 0.91871 | 0.32289 | 4.901 | 6.4348 | 0 | 0 | 0 | 0 | 0 | 0 | 0 | 0 | 0.83798 | 0.69576 | 4.901 | 6.4348
[5 empty] | C4 | 0 | 0.73612 | 0.59389 | 1.8586 | 1.3742 | 4.5628 | 0 | 0.73612 | 0.59389 | 1.8586 | 1.3742 | 4.5628 | 0 | 0 | 0 | 0 | 0 | 0 | 0 | 0.73612 | 0.59389 | 0.29022 | 2.9425 | 4.5628 | 0 | 0 | 0 | 0 | 0 | 0 | 0 | 0.29791 | 0.43821 | 0.59389 | 3.2328 | 4.5628
|  |  | 602 | 547 |  | 2.2333 | 174.5561 | 98.4572 | 161.171 | 165.9304 |  | 2.2333 | 91.4132 | 48.3128 | 233.9468 | 226.442 |  | 0 | 0 | 0 | 0 | 0 |  | 1.9354 | 42.9697 | 192.5996 | 42.4104 | 322.433 |  | 0 | 0 | 0 | 0 | 0 |  | 1.0705 | 4.4571 | 182.6707 | 87.0484 | 327.1015
| [Please insert new asset category as required] |  |  |  | C1 | 0 | 0 | 0 | 0 | 0 | 0 | 0 | 0 | 0 | 0 | 0 | 0 | 0 | 0 | 0 | 0 | 0 | 0 | 0 | 0 | 0 | 0 | 0 | 0 | 0 | 0 | 0 | 0 | 0 | 0 | 0 | 0 | 0 | 0 | 0 | 0
[5 empty] | C2 | 0 | 0 | 0 | 0 | 0 | 0 | 0 | 0 | 0 | 0 | 0 | 0 | 0 | 0 | 0 | 0 | 0 | 0 | 0 | 0 | 0 | 0 | 0 | 0 | 0 | 0 | 0 | 0 | 0 | 0 | 0 | 0 | 0 | 0 | 0 | 0
[5 empty] | C3 | 0 | 0 | 0 | 0 | 0 | 0 | 0 | 0 | 0 | 0 | 0 | 0 | 0 | 0 | 0 | 0 | 0 | 0 | 0 | 0 | 0 | 0 | 0 | 0 | 0 | 0 | 0 | 0 | 0 | 0 | 0 | 0 | 0 | 0 | 0 | 0
[5 empty] | C4 | 0 | 0 | 0 | 0 | 0 | 0 | 0 | 0 | 0 | 0 | 0 | 0 | 0 | 0 | 0 | 0 | 0 | 0 | 0 | 0 | 0 | 0 | 0 | 0 | 0 | 0 | 0 | 0 | 0 | 0 | 0 | 0 | 0 | 0 | 0 | 0
|  |  | 0 | 0 |  | 0 | 0 | 0 | 0 | 0 |  | 0 | 0 | 0 | 0 | 0 |  | 0 | 0 | 0 | 0 | 0 |  | 0 | 0 | 0 | 0 | 0 |  | 0 | 0 | 0 | 0 | 0 |  | 0 | 0 | 0 | 0 | 0
| [Please insert new asset category as required] |  |  |  | C1 | 0 | 0 | 0 | 0 | 0 | 0 | 0 | 0 | 0 | 0 | 0 | 0 | 0 | 0 | 0 | 0 | 0 | 0 | 0 | 0 | 0 | 0 | 0 | 0 | 0 | 0 | 0 | 0 | 0 | 0 | 0 | 0 | 0 | 0 | 0 | 0
[5 empty] | C2 | 0 | 0 | 0 | 0 | 0 | 0 | 0 | 0 | 0 | 0 | 0 | 0 | 0 | 0 | 0 | 0 | 0 | 0 | 0 | 0 | 0 | 0 | 0 | 0 | 0 | 0 | 0 | 0 | 0 | 0 | 0 | 0 | 0 | 0 | 0 | 0
[5 empty] | C3 | 0 | 0 | 0 | 0 | 0 | 0 | 0 | 0 | 0 | 0 | 0 | 0 | 0 | 0 | 0 | 0 | 0 | 0 | 0 | 0 | 0 | 0 | 0 | 0 | 0 | 0 | 0 | 0 | 0 | 0 | 0 | 0 | 0 | 0 | 0 | 0
[5 empty] | C4 | 0 | 0 | 0 | 0 | 0 | 0 | 0 | 0 | 0 | 0 | 0 | 0 | 0 | 0 | 0 | 0 | 0 | 0 | 0 | 0 | 0 | 0 | 0 | 0 | 0 | 0 | 0 | 0 | 0 | 0 | 0 | 0 | 0 | 0 | 0 | 0
|  |  | 0 | 0 |  | 0 | 0 | 0 | 0 | 0 |  | 0 | 0 | 0 | 0 | 0 |  | 0 | 0 | 0 | 0 | 0 |  | 0 | 0 | 0 | 0 | 0 |  | 0 | 0 | 0 | 0 | 0 |  | 0 | 0 | 0 | 0 | 0
| [Please insert new asset category as required] |  |  |  | C1 | 0 | 0 | 0 | 0 | 0 | 0 | 0 | 0 | 0 | 0 | 0 | 0 | 0 | 0 | 0 | 0 | 0 | 0 | 0 | 0 | 0 | 0 | 0 | 0 | 0 | 0 | 0 | 0 | 0 | 0 | 0 | 0 | 0 | 0 | 0 | 0
[5 empty] | C2 | 0 | 0 | 0 | 0 | 0 | 0 | 0 | 0 | 0 | 0 | 0 | 0 | 0 | 0 | 0 | 0 | 0 | 0 | 0 | 0 | 0 | 0 | 0 | 0 | 0 | 0 | 0 | 0 | 0 | 0 | 0 | 0 | 0 | 0 | 0 | 0
[5 empty] | C3 | 0 | 0 | 0 | 0 | 0 | 0 | 0 | 0 | 0 | 0 | 0 | 0 | 0 | 0 | 0 | 0 | 0 | 0 | 0 | 0 | 0 | 0 | 0 | 0 | 0 | 0 | 0 | 0 | 0 | 0 | 0 | 0 | 0 | 0 | 0 | 0
[5 empty] | C4 | 0 | 0 | 0 | 0 | 0 | 0 | 0 | 0 | 0 | 0 | 0 | 0 | 0 | 0 | 0 | 0 | 0 | 0 | 0 | 0 | 0 | 0 | 0 | 0 | 0 | 0 | 0 | 0 | 0 | 0 | 0 | 0 | 0 | 0 | 0 | 0
|  |  | 0 | 0 |  | 0 | 0 | 0 | 0 | 0 |  | 0 | 0 | 0 | 0 | 0 |  | 0 | 0 | 0 | 0 | 0 |  | 0 | 0 | 0 | 0 | 0 |  | 0 | 0 | 0 | 0 | 0 |  | 0 | 0 | 0 | 0 | 0
| [Please insert new asset category as required] |  |  |  | C1 | 0 | 0 | 0 | 0 | 0 | 0 | 0 | 0 | 0 | 0 | 0 | 0 | 0 | 0 | 0 | 0 | 0 | 0 | 0 | 0 | 0 | 0 | 0 | 0 | 0 | 0 | 0 | 0 | 0 | 0 | 0 | 0 | 0 | 0 | 0 | 0
[5 empty] | C2 | 0 | 0 | 0 | 0 | 0 | 0 | 0 | 0 | 0 | 0 | 0 | 0 | 0 | 0 | 0 | 0 | 0 | 0 | 0 | 0 | 0 | 0 | 0 | 0 | 0 | 0 | 0 | 0 | 0 | 0 | 0 | 0 | 0 | 0 | 0 | 0
[5 empty] | C3 | 0 | 0 | 0 | 0 | 0 | 0 | 0 | 0 | 0 | 0 | 0 | 0 | 0 | 0 | 0 | 0 | 0 | 0 | 0 | 0 | 0 | 0 | 0 | 0 | 0 | 0 | 0 | 0 | 0 | 0 | 0 | 0 | 0 | 0 | 0 | 0
[5 empty] | C4 | 0 | 0 | 0 | 0 | 0 | 0 | 0 | 0 | 0 | 0 | 0 | 0 | 0 | 0 | 0 | 0 | 0 | 0 | 0 | 0 | 0 | 0 | 0 | 0 | 0 | 0 | 0 | 0 | 0 | 0 | 0 | 0 | 0 | 0 | 0 | 0
|  |  | 0 | 0 |  | 0 | 0 | 0 | 0 | 0 |  | 0 | 0 | 0 | 0 | 0 |  | 0 | 0 | 0 | 0 | 0 |  | 0 | 0 | 0 | 0 | 0 |  | 0 | 0 | 0 | 0 | 0 |  | 0 | 0 | 0 | 0 | 0
| [Please insert new asset category as required] |  |  |  | C1 | 0 | 0 | 0 | 0 | 0 | 0 | 0 | 0 | 0 | 0 | 0 | 0 | 0 | 0 | 0 | 0 | 0 | 0 | 0 | 0 | 0 | 0 | 0 | 0 | 0 | 0 | 0 | 0 | 0 | 0 | 0 | 0 | 0 | 0 | 0 | 0
[5 empty] | C2 | 0 | 0 | 0 | 0 | 0 | 0 | 0 | 0 | 0 | 0 | 0 | 0 | 0 | 0 | 0 | 0 | 0 | 0 | 0 | 0 | 0 | 0 | 0 | 0 | 0 | 0 | 0 | 0 | 0 | 0 | 0 | 0 | 0 | 0 | 0 | 0
[5 empty] | C3 | 0 | 0 | 0 | 0 | 0 | 0 | 0 | 0 | 0 | 0 | 0 | 0 | 0 | 0 | 0 | 0 | 0 | 0 | 0 | 0 | 0 | 0 | 0 | 0 | 0 | 0 | 0 | 0 | 0 | 0 | 0 | 0 | 0 | 0 | 0 | 0
[5 empty] | C4 | 0 | 0 | 0 | 0 | 0 | 0 | 0 | 0 | 0 | 0 | 0 | 0 | 0 | 0 | 0 | 0 | 0 | 0 | 0 | 0 | 0 | 0 | 0 | 0 | 0 | 0 | 0 | 0 | 0 | 0 | 0 | 0 | 0 | 0 | 0 | 0
|  |  | 0 | 0 |  | 0 | 0 | 0 | 0 | 0 |  | 0 | 0 | 0 | 0 | 0 |  | 0 | 0 | 0 | 0 | 0 |  | 0 | 0 | 0 | 0 | 0 |  | 0 | 0 | 0 | 0 | 0 |  | 0 | 0 | 0 | 0 | 0
132kV Network
| 132kV CBs |  |  |  | C1 | 30 | 0 | 2 | 0 | 0 | 32 | 30 | 0 | 2 | 0 | 0 | 32 | 0 | 0 | 0 | 0 | 0 | 0 | 28 | 2 | 0 | 2 | 0 | 32 | 0 | 0 | 0 | 0 | 0 | 0 | 27 | 3 | 0 | 2 | 0 | 32
[5 empty] | C2 | 23 | 0 | 0 | 0 | 0 | 23 | 15 | 0 | 0 | 0 | 8 | 23 | 0 | 0 | 0 | 0 | 0 | 0 | 15 | 0 | 0 | 0 | 8 | 23 | 0 | 0 | 0 | 0 | 0 | 0 | 10 | 5 | 0 | 0 | 8 | 23
[5 empty] | C3 | 18 | 0 | 0 | 8 | 0 | 26 | 18 | 0 | 0 | 8 | 0 | 26 | 0 | 0 | 0 | 0 | 0 | 0 | 18 | 0 | 0 | 8 | 0 | 26 | 0 | 0 | 0 | 0 | 0 | 0 | 18 | 0 | 0 | 0 | 8 | 26
[5 empty] | C4 | 2 | 0 | 0 | 0 | 0 | 2 | 0 | 0 | 2 | 0 | 0 | 2 | 0 | 0 | 0 | 0 | 0 | 0 | 0 | 0 | 0 | 2 | 0 | 2 | 0 | 0 | 0 | 0 | 0 | 0 | 0 | 0 | 0 | 2 | 0 | 2
|  |  | 83 | 84 |  | 73 | 0 | 2 | 8 | 0 |  | 63 | 0 | 4 | 8 | 8 |  | 0 | 0 | 0 | 0 | 0 |  | 61 | 2 | 0 | 12 | 8 |  | 0 | 0 | 0 | 0 | 0 |  | 55 | 8 | 0 | 4 | 16
| 132kV Transformer |  |  |  | C1 | 18 | 9 | 3 | 0 | 0 | 30 | 16 | 9 | 3 | 1 | 1 | 30 | 0 | 0 | 0 | 0 | 0 | 0 | 15 | 9 | 1 | 3 | 2 | 30 | 0 | 0 | 0 | 0 | 0 | 0 | 15 | 6 | 4 | 3 | 2 | 30
[5 empty] | C2 | 12 | 10 | 8 | 4 | 0 | 34 | 12 | 10 | 8 | 4 | 0 | 34 | 0 | 0 | 0 | 0 | 0 | 0 | 10 | 11 | 8 | 2 | 3 | 34 | 0 | 0 | 0 | 0 | 0 | 0 | 8 | 11 | 8 | 3 | 4 | 34
[5 empty] | C3 | 7 | 4 | 2 | 0 | 0 | 13 | 5 | 4 | 2 | 2 | 0 | 13 | 0 | 0 | 0 | 0 | 0 | 0 | 5 | 4 | 2 | 0 | 2 | 13 | 0 | 0 | 0 | 0 | 0 | 0 | 5 | 4 | 2 | 0 | 2 | 13
[5 empty] | C4 | 2 | 0 | 0 | 0 | 0 | 2 | 2 | 0 | 0 | 0 | 0 | 2 | 0 | 0 | 0 | 0 | 0 | 0 | 2 | 0 | 0 | 0 | 0 | 2 | 0 | 0 | 0 | 0 | 0 | 0 | 2 | 0 | 0 | 0 | 0 | 2
|  |  | 79 | 79 |  | 39 | 23 | 13 | 4 | 0 |  | 35 | 23 | 13 | 7 | 1 |  | 0 | 0 | 0 | 0 | 0 |  | 32 | 24 | 11 | 5 | 7 |  | 0 | 0 | 0 | 0 | 0 |  | 30 | 21 | 14 | 6 | 8
| 132kV UG Cable (Gas) |  |  |  | C1 | 0 | 0 | 0 | 0 | 0.0030333 | 0.0030333 | 0 | 0 | 0 | 0 | 0.67969 | 0.67969 | 0 | 0 | 0 | 0 | 0 | 0 | 0 | 0 | 0 | 0 | 0.0030333 | 0.0030333 | 0 | 0 | 0 | 0 | 0 | 0 | 0 | 0 | 0 | 0 | 0.0030333 | 0.0030333
[5 empty] | C2 | 0 | 0 | 0 | 0 | 0.0011431 | 0.0011431 | 0 | 0 | 0 | 0 | 0.25615 | 0.25615 | 0 | 0 | 0 | 0 | 0 | 0 | 0 | 0 | 0 | 0 | 0.0011431 | 0.0011431 | 0 | 0 | 0 | 0 | 0 | 0 | 0 | 0 | 0 | 0 | 0.0011431 | 0.0011431
[5 empty] | C3 | 0 | 0 | 0 | 0 | 0.016356 | 0.016356 | 0 | 0 | 0 | 0 | 3.6651 | 3.6651 | 0 | 0 | 0 | 0 | 0 | 0 | 0 | 0 | 0 | 0 | 0.016356 | 0.016356 | 0 | 0 | 0 | 0 | 0 | 0 | 0 | 0 | 0 | 0 | 0.016356 | 0.016356
[5 empty] | C4 | 0 | 0 | 0 | 0 | 0.0054672 | 0.0054672 | 0 | 0 | 0 | 0 | 1.2251 | 1.2251 | 0 | 0 | 0 | 0 | 0 | 0 | 0 | 0 | 0 | 0 | 0.0054672 | 0.0054672 | 0 | 0 | 0 | 0 | 0 | 0 | 0 | 0 | 0 | 0 | 0.0054672 | 0.0054672
|  |  | 0 | 0 |  | 0 | 0 | 0 | 0 | 0.026 |  | 0 | 0 | 0 | 0 | 5.826 |  | 0 | 0 | 0 | 0 | 0 |  | 0 | 0 | 0 | 0 | 0.026 |  | 0 | 0 | 0 | 0 | 0 |  | 0 | 0 | 0 | 0 | 0.026
| 132kV UG Cable (Oil) |  |  |  | C1 | 0 | 2.9422 | 0.71401 | 1.6033 | 1.6842 | 6.9437 | 0 | 2.9422 | 0.71401 | 1.6033 | 1.6842 | 6.9437 | 0 | 0 | 0 | 0 | 0 | 0 | 0 | 2.7908 | 0.70587 | 1.9907 | 1.6982 | 7.1857 | 0 | 0 | 0 | 0 | 0 | 0 | 0 | 0.64753 | 1.6511 | 1.1276 | 4.3905 | 7.8167
[5 empty] | C2 | 3.7561 | 3.3857 | 4.3751 | 9.8785 | 2.2337 | 23.6291 | 3.7561 | 3.3857 | 4.3751 | 9.8785 | 2.2337 | 23.6291 | 0 | 0 | 0 | 0 | 0 | 0 | 1.3281 | 3.2115 | 4.3252 | 12.2653 | 2.2523 | 23.3825 | 0 | 0 | 0 | 0 | 0 | 0 | 1.3281 | 0.74514 | 10.1171 | 6.9474 | 5.823 | 24.9608
[5 empty] | C3 | 0 | 14.9297 | 6.0468 | 3.6204 | 2.0782 | 26.675 | 0 | 14.9297 | 6.0468 | 3.6204 | 2.0782 | 26.675 | 0 | 0 | 0 | 0 | 0 | 0 | 0 | 14.1616 | 5.9778 | 4.4951 | 2.0955 | 26.73 | 0 | 0 | 0 | 0 | 0 | 0 | 0 | 3.2858 | 13.9829 | 2.5462 | 5.4176 | 25.2324
[5 empty] | C4 | 0 | 0.97712 | 0 | 0 | 0 | 0.97712 | 0 | 0.97712 | 0 | 0 | 0 | 0.97712 | 0 | 0 | 0 | 0 | 0 | 0 | 0 | 0.92685 | 0 | 0 | 0 | 0.92685 | 0 | 0 | 0 | 0 | 0 | 0 | 0 | 0.21505 | 0 | 0 | 0 | 0.21505
|  |  | 58 | 39 |  | 3.7561 | 22.2348 | 11.1358 | 15.1022 | 5.9961 |  | 3.7561 | 22.2348 | 11.1358 | 15.1022 | 5.9961 |  | 0 | 0 | 0 | 0 | 0 |  | 1.3281 | 21.0908 | 11.0088 | 18.7512 | 6.0461 |  | 0 | 0 | 0 | 0 | 0 |  | 1.3281 | 4.8935 | 25.7511 | 10.6212 | 15.6311
| 132kV UG Cable (Non Pressurised) |  |  |  | C1 | 30.5703 | 1.6243 | 0 | 0 | 0 | 32.1946 | 24.6703 | 1.6243 | 0 | 0 | 0 | 26.2946 | 0 | 0 | 0 | 0 | 0 | 0 | 30.5703 | 1.6243 | 0 | 0 | 0 | 32.1946 | 0 | 0 | 0 | 0 | 0 | 0 | 30.5703 | 1.6243 | 0 | 0 | 0 | 32.1946
[5 empty] | C2 | 0 | 0.52772 | 0.001 | 0.083556 | 0.007 | 0.61927 | 0 | 0.52772 | 0.001 | 0.083556 | 0.007 | 0.61927 | 0 | 0 | 0 | 0 | 0 | 0 | 0 | 0.52772 | 0.001 | 0.083556 | 0.007 | 0.61927 | 0 | 0 | 0 | 0 | 0 | 0 | 0 | 0.52772 | 0.001 | 0.083556 | 0.007 | 0.61927
[5 empty] | C3 | 0 | 0 | 0 | 0 | 0 | 0 | 0 | 0 | 0 | 0 | 0 | 0 | 0 | 0 | 0 | 0 | 0 | 0 | 0 | 0 | 0 | 0 | 0 | 0 | 0 | 0 | 0 | 0 | 0 | 0 | 0 | 0 | 0 | 0 | 0 | 0
[5 empty] | C4 | 0 | 6.0781 | 0 | 0 | 0 | 6.0781 | 0 | 6.0781 | 0 | 0 | 0 | 6.0781 | 0 | 0 | 0 | 0 | 0 | 0 | 0 | 6.0781 | 0 | 0 | 0 | 6.0781 | 0 | 0 | 0 | 0 | 0 | 0 | 0 | 6.0781 | 0 | 0 | 0 | 6.0781
|  |  | 39 | 58 |  | 30.5703 | 8.2302 | 0.001 | 0.083556 | 0.007 |  | 24.6703 | 8.2302 | 0.001 | 0.083556 | 0.007 |  | 0 | 0 | 0 | 0 | 0 |  | 30.5703 | 8.2302 | 0.001 | 0.083556 | 0.007 |  | 0 | 0 | 0 | 0 | 0 |  | 30.5703 | 8.2302 | 0.001 | 0.083556 | 0.007
| 132kV OHL Support - Tower |  |  |  | C1 | 145 | 227 | 58 | 28 | 114 | 572 | 52 | 139 | 94 | 35 | 252 | 572 | 0 | 0 | 0 | 0 | 0 | 0 | 88 | 237 | 56 | 46 | 145 | 572 | 0 | 0 | 0 | 0 | 0 | 0 | 34 | 111 | 180 | 56 | 191 | 572
[5 empty] | C2 | 184 | 73 | 9 | 41 | 56 | 363 | 17 | 67 | 23 | 48 | 208 | 363 | 0 | 0 | 0 | 0 | 0 | 0 | 115 | 88 | 56 | 7 | 97 | 363 | 0 | 0 | 0 | 0 | 0 | 0 | 4 | 171 | 28 | 56 | 104 | 363
[5 empty] | C3 | 28 | 66 | 0 | 23 | 5 | 122 | 4 | 8 | 13 | 26 | 71 | 122 | 0 | 0 | 0 | 0 | 0 | 0 | 10 | 82 | 2 | 0 | 28 | 122 | 0 | 0 | 0 | 0 | 0 | 0 | 2 | 26 | 64 | 2 | 28 | 122
[5 empty] | C4 | 97 | 7 | 0 | 0 | 8 | 112 | 1 | 2 | 4 | 22 | 83 | 112 | 0 | 0 | 0 | 0 | 0 | 0 | 96 | 7 | 1 | 0 | 8 | 112 | 0 | 0 | 0 | 0 | 0 | 0 | 0 | 97 | 6 | 1 | 8 | 112
|  |  | 1169 | 1169 |  | 454 | 373 | 67 | 92 | 183 |  | 74 | 216 | 134 | 131 | 614 |  | 0 | 0 | 0 | 0 | 0 |  | 309 | 414 | 115 | 53 | 278 |  | 0 | 0 | 0 | 0 | 0 |  | 40 | 405 | 278 | 115 | 331
| 132kV OHL Fittings and Conductors (Tower Lines) |  |  |  | C1 | 59.426 | 153.5999 | 184.0823 | 56.0422 | 81.9465 | 535.0969 | 58.4481 | 35.9218 | 99.5766 | 159.0191 | 182.1313 | 535.0969 | 0 | 0 | 0 | 0 | 0 | 0 | 55.9704 | 21.8938 | 243.6033 | 80.0159 | 133.6134 | 535.0969 | 0 | 0 | 0 | 0 | 0 | 0 | 55.9704 | 13.4634 | 234.4327 | 94.4155 | 136.8148 | 535.0969
[5 empty] | C2 | 0.52193 | 3.2945 | 27.6214 | 2.1808 | 6.5189 | 40.1377 | 0.52193 | 0 | 26.7231 | 3.2693 | 9.6234 | 40.1377 | 0 | 0 | 0 | 0 | 0 | 0 | 0.52193 | 0 | 29.3017 | 1.6143 | 8.6998 | 40.1377 | 0 | 0 | 0 | 0 | 0 | 0 | 0.52193 | 0 | 5.3726 | 25.5434 | 8.6998 | 40.1377
[5 empty] | C3 | 0 | 0 | 2.2856 | 1.622 | 0 | 3.9077 | 0 | 0 | 2.2856 | 1.622 | 0 | 3.9077 | 0 | 0 | 0 | 0 | 0 | 0 | 0 | 0 | 0.49864 | 2.6601 | 0.74894 | 3.9077 | 0 | 0 | 0 | 0 | 0 | 0 | 0 | 0 | 0 | 2.2856 | 1.622 | 3.9077
[5 empty] | C4 | 0 | 0 | 2.8134 | 1.4503 | 0.50155 | 4.7653 | 0 | 0 | 2.1517 | 1.4503 | 1.1632 | 4.7653 | 0 | 0 | 0 | 0 | 0 | 0 | 0 | 0 | 0.71013 | 3.5536 | 0.50155 | 4.7653 | 0 | 0 | 0 | 0 | 0 | 0 | 0 | 0 | 0.71013 | 2.1032 | 1.9519 | 4.7653
|  |  | 584 | 584 |  | 59.9479 | 156.8945 | 216.8026 | 61.2954 | 88.967 |  | 58.97 | 35.9218 | 130.737 | 165.3608 | 192.9179 |  | 0 | 0 | 0 | 0 | 0 |  | 56.4923 | 21.8938 | 274.1138 | 87.8439 | 143.5637 |  | 0 | 0 | 0 | 0 | 0 |  | 56.4923 | 13.4634 | 240.5154 | 124.3478 | 149.0886
| [Please insert new asset category as required] |  |  |  | C1 | 0 | 0 | 0 | 0 | 0 | 0 | 0 | 0 | 0 | 0 | 0 | 0 | 0 | 0 | 0 | 0 | 0 | 0 | 0 | 0 | 0 | 0 | 0 | 0 | 0 | 0 | 0 | 0 | 0 | 0 | 0 | 0 | 0 | 0 | 0 | 0
[5 empty] | C2 | 0 | 0 | 0 | 0 | 0 | 0 | 0 | 0 | 0 | 0 | 0 | 0 | 0 | 0 | 0 | 0 | 0 | 0 | 0 | 0 | 0 | 0 | 0 | 0 | 0 | 0 | 0 | 0 | 0 | 0 | 0 | 0 | 0 | 0 | 0 | 0
[5 empty] | C3 | 0 | 0 | 0 | 0 | 0 | 0 | 0 | 0 | 0 | 0 | 0 | 0 | 0 | 0 | 0 | 0 | 0 | 0 | 0 | 0 | 0 | 0 | 0 | 0 | 0 | 0 | 0 | 0 | 0 | 0 | 0 | 0 | 0 | 0 | 0 | 0
[5 empty] | C4 | 0 | 0 | 0 | 0 | 0 | 0 | 0 | 0 | 0 | 0 | 0 | 0 | 0 | 0 | 0 | 0 | 0 | 0 | 0 | 0 | 0 | 0 | 0 | 0 | 0 | 0 | 0 | 0 | 0 | 0 | 0 | 0 | 0 | 0 | 0 | 0
|  |  | 0 | 0 |  | 0 | 0 | 0 | 0 | 0 |  | 0 | 0 | 0 | 0 | 0 |  | 0 | 0 | 0 | 0 | 0 |  | 0 | 0 | 0 | 0 | 0 |  | 0 | 0 | 0 | 0 | 0 |  | 0 | 0 | 0 | 0 | 0
| [Please insert new asset category as required] |  |  |  | C1 | 0 | 0 | 0 | 0 | 0 | 0 | 0 | 0 | 0 | 0 | 0 | 0 | 0 | 0 | 0 | 0 | 0 | 0 | 0 | 0 | 0 | 0 | 0 | 0 | 0 | 0 | 0 | 0 | 0 | 0 | 0 | 0 | 0 | 0 | 0 | 0
[5 empty] | C2 | 0 | 0 | 0 | 0 | 0 | 0 | 0 | 0 | 0 | 0 | 0 | 0 | 0 | 0 | 0 | 0 | 0 | 0 | 0 | 0 | 0 | 0 | 0 | 0 | 0 | 0 | 0 | 0 | 0 | 0 | 0 | 0 | 0 | 0 | 0 | 0
[5 empty] | C3 | 0 | 0 | 0 | 0 | 0 | 0 | 0 | 0 | 0 | 0 | 0 | 0 | 0 | 0 | 0 | 0 | 0 | 0 | 0 | 0 | 0 | 0 | 0 | 0 | 0 | 0 | 0 | 0 | 0 | 0 | 0 | 0 | 0 | 0 | 0 | 0
[5 empty] | C4 | 0 | 0 | 0 | 0 | 0 | 0 | 0 | 0 | 0 | 0 | 0 | 0 | 0 | 0 | 0 | 0 | 0 | 0 | 0 | 0 | 0 | 0 | 0 | 0 | 0 | 0 | 0 | 0 | 0 | 0 | 0 | 0 | 0 | 0 | 0 | 0
|  |  | 0 | 0 |  | 0 | 0 | 0 | 0 | 0 |  | 0 | 0 | 0 | 0 | 0 |  | 0 | 0 | 0 | 0 | 0 |  | 0 | 0 | 0 | 0 | 0 |  | 0 | 0 | 0 | 0 | 0 |  | 0 | 0 | 0 | 0 | 0
| [Please insert new asset category as required] |  |  |  | C1 | 0 | 0 | 0 | 0 | 0 | 0 | 0 | 0 | 0 | 0 | 0 | 0 | 0 | 0 | 0 | 0 | 0 | 0 | 0 | 0 | 0 | 0 | 0 | 0 | 0 | 0 | 0 | 0 | 0 | 0 | 0 | 0 | 0 | 0 | 0 | 0
[5 empty] | C2 | 0 | 0 | 0 | 0 | 0 | 0 | 0 | 0 | 0 | 0 | 0 | 0 | 0 | 0 | 0 | 0 | 0 | 0 | 0 | 0 | 0 | 0 | 0 | 0 | 0 | 0 | 0 | 0 | 0 | 0 | 0 | 0 | 0 | 0 | 0 | 0
[5 empty] | C3 | 0 | 0 | 0 | 0 | 0 | 0 | 0 | 0 | 0 | 0 | 0 | 0 | 0 | 0 | 0 | 0 | 0 | 0 | 0 | 0 | 0 | 0 | 0 | 0 | 0 | 0 | 0 | 0 | 0 | 0 | 0 | 0 | 0 | 0 | 0 | 0
[5 empty] | C4 | 0 | 0 | 0 | 0 | 0 | 0 | 0 | 0 | 0 | 0 | 0 | 0 | 0 | 0 | 0 | 0 | 0 | 0 | 0 | 0 | 0 | 0 | 0 | 0 | 0 | 0 | 0 | 0 | 0 | 0 | 0 | 0 | 0 | 0 | 0 | 0
|  |  | 0 | 0 |  | 0 | 0 | 0 | 0 | 0 |  | 0 | 0 | 0 | 0 | 0 |  | 0 | 0 | 0 | 0 | 0 |  | 0 | 0 | 0 | 0 | 0 |  | 0 | 0 | 0 | 0 | 0 |  | 0 | 0 | 0 | 0 | 0
| [Please insert new asset category as required] |  |  |  | C1 | 0 | 0 | 0 | 0 | 0 | 0 | 0 | 0 | 0 | 0 | 0 | 0 | 0 | 0 | 0 | 0 | 0 | 0 | 0 | 0 | 0 | 0 | 0 | 0 | 0 | 0 | 0 | 0 | 0 | 0 | 0 | 0 | 0 | 0 | 0 | 0
[5 empty] | C2 | 0 | 0 | 0 | 0 | 0 | 0 | 0 | 0 | 0 | 0 | 0 | 0 | 0 | 0 | 0 | 0 | 0 | 0 | 0 | 0 | 0 | 0 | 0 | 0 | 0 | 0 | 0 | 0 | 0 | 0 | 0 | 0 | 0 | 0 | 0 | 0
[5 empty] | C3 | 0 | 0 | 0 | 0 | 0 | 0 | 0 | 0 | 0 | 0 | 0 | 0 | 0 | 0 | 0 | 0 | 0 | 0 | 0 | 0 | 0 | 0 | 0 | 0 | 0 | 0 | 0 | 0 | 0 | 0 | 0 | 0 | 0 | 0 | 0 | 0
[5 empty] | C4 | 0 | 0 | 0 | 0 | 0 | 0 | 0 | 0 | 0 | 0 | 0 | 0 | 0 | 0 | 0 | 0 | 0 | 0 | 0 | 0 | 0 | 0 | 0 | 0 | 0 | 0 | 0 | 0 | 0 | 0 | 0 | 0 | 0 | 0 | 0 | 0
|  |  | 0 | 0 |  | 0 | 0 | 0 | 0 | 0 |  | 0 | 0 | 0 | 0 | 0 |  | 0 | 0 | 0 | 0 | 0 |  | 0 | 0 | 0 | 0 | 0 |  | 0 | 0 | 0 | 0 | 0 |  | 0 | 0 | 0 | 0 | 0
| [Please insert new asset category as required] |  |  |  | C1 | 0 | 0 | 0 | 0 | 0 | 0 | 0 | 0 | 0 | 0 | 0 | 0 | 0 | 0 | 0 | 0 | 0 | 0 | 0 | 0 | 0 | 0 | 0 | 0 | 0 | 0 | 0 | 0 | 0 | 0 | 0 | 0 | 0 | 0 | 0 | 0
[5 empty] | C2 | 0 | 0 | 0 | 0 | 0 | 0 | 0 | 0 | 0 | 0 | 0 | 0 | 0 | 0 | 0 | 0 | 0 | 0 | 0 | 0 | 0 | 0 | 0 | 0 | 0 | 0 | 0 | 0 | 0 | 0 | 0 | 0 | 0 | 0 | 0 | 0
[5 empty] | C3 | 0 | 0 | 0 | 0 | 0 | 0 | 0 | 0 | 0 | 0 | 0 | 0 | 0 | 0 | 0 | 0 | 0 | 0 | 0 | 0 | 0 | 0 | 0 | 0 | 0 | 0 | 0 | 0 | 0 | 0 | 0 | 0 | 0 | 0 | 0 | 0
[5 empty] | C4 | 0 | 0 | 0 | 0 | 0 | 0 | 0 | 0 | 0 | 0 | 0 | 0 | 0 | 0 | 0 | 0 | 0 | 0 | 0 | 0 | 0 | 0 | 0 | 0 | 0 | 0 | 0 | 0 | 0 | 0 | 0 | 0 | 0 | 0 | 0 | 0
|  |  | 0 | 0 |  | 0 | 0 | 0 | 0 | 0 |  | 0 | 0 | 0 | 0 | 0 |  | 0 | 0 | 0 | 0 | 0 |  | 0 | 0 | 0 | 0 | 0 |  | 0 | 0 | 0 | 0 | 0 |  | 0 | 0 | 0 | 0 | 0
Other
| Submarine Cables |  |  |  | C1 | 0 | 0 | 0 | 0 | 0 | 0 | 0 | 0 | 0 | 0 | 0 | 0 | 0 | 0 | 0 | 0 | 0 | 0 | 0 | 0 | 0 | 0 | 0 | 0 | 0 | 0 | 0 | 0 | 0 | 0 | 0 | 0 | 0 | 0 | 0 | 0
[5 empty] | C2 | 0 | 0 | 0 | 0 | 0 | 0 | 0 | 0 | 0 | 0 | 0 | 0 | 0 | 0 | 0 | 0 | 0 | 0 | 0 | 0 | 0 | 0 | 0 | 0 | 0 | 0 | 0 | 0 | 0 | 0 | 0 | 0 | 0 | 0 | 0 | 0
[5 empty] | C3 | 0 | 0 | 0 | 0 | 0 | 0 | 0 | 0 | 0 | 0 | 0 | 0 | 0 | 0 | 0 | 0 | 0 | 0 | 0 | 0 | 0 | 0 | 0 | 0 | 0 | 0 | 0 | 0 | 0 | 0 | 0 | 0 | 0 | 0 | 0 | 0
[5 empty] | C4 | 0 | 0 | 0 | 0 | 0 | 0 | 0 | 0 | 0 | 0 | 0 | 0 | 0 | 0 | 0 | 0 | 0 | 0 | 0 | 0 | 0 | 0 | 0 | 0 | 0 | 0 | 0 | 0 | 0 | 0 | 0 | 0 | 0 | 0 | 0 | 0
|  |  | 0 | 0 |  | 0 | 0 | 0 | 0 | 0 |  | 0 | 0 | 0 | 0 | 0 |  | 0 | 0 | 0 | 0 | 0 |  | 0 | 0 | 0 | 0 | 0 |  | 0 | 0 | 0 | 0 | 0 |  | 0 | 0 | 0 | 0 | 0
| [Please insert new asset category as required] |  |  |  | C1 | 0 | 0 | 0 | 0 | 0 | 0 | 0 | 0 | 0 | 0 | 0 | 0 | 0 | 0 | 0 | 0 | 0 | 0 | 0 | 0 | 0 | 0 | 0 | 0 | 0 | 0 | 0 | 0 | 0 | 0 | 0 | 0 | 0 | 0 | 0 | 0
[5 empty] | C2 | 0 | 0 | 0 | 0 | 0 | 0 | 0 | 0 | 0 | 0 | 0 | 0 | 0 | 0 | 0 | 0 | 0 | 0 | 0 | 0 | 0 | 0 | 0 | 0 | 0 | 0 | 0 | 0 | 0 | 0 | 0 | 0 | 0 | 0 | 0 | 0
[5 empty] | C3 | 0 | 0 | 0 | 0 | 0 | 0 | 0 | 0 | 0 | 0 | 0 | 0 | 0 | 0 | 0 | 0 | 0 | 0 | 0 | 0 | 0 | 0 | 0 | 0 | 0 | 0 | 0 | 0 | 0 | 0 | 0 | 0 | 0 | 0 | 0 | 0
[5 empty] | C4 | 0 | 0 | 0 | 0 | 0 | 0 | 0 | 0 | 0 | 0 | 0 | 0 | 0 | 0 | 0 | 0 | 0 | 0 | 0 | 0 | 0 | 0 | 0 | 0 | 0 | 0 | 0 | 0 | 0 | 0 | 0 | 0 | 0 | 0 | 0 | 0
|  |  | 0 | 0 |  | 0 | 0 | 0 | 0 | 0 |  | 0 | 0 | 0 | 0 | 0 |  | 0 | 0 | 0 | 0 | 0 |  | 0 | 0 | 0 | 0 | 0 |  | 0 | 0 | 0 | 0 | 0 |  | 0 | 0 | 0 | 0 | 0
| [Please insert new asset category as required] |  |  |  | C1 | 0 | 0 | 0 | 0 | 0 | 0 | 0 | 0 | 0 | 0 | 0 | 0 | 0 | 0 | 0 | 0 | 0 | 0 | 0 | 0 | 0 | 0 | 0 | 0 | 0 | 0 | 0 | 0 | 0 | 0 | 0 | 0 | 0 | 0 | 0 | 0
[5 empty] | C2 | 0 | 0 | 0 | 0 | 0 | 0 | 0 | 0 | 0 | 0 | 0 | 0 | 0 | 0 | 0 | 0 | 0 | 0 | 0 | 0 | 0 | 0 | 0 | 0 | 0 | 0 | 0 | 0 | 0 | 0 | 0 | 0 | 0 | 0 | 0 | 0
[5 empty] | C3 | 0 | 0 | 0 | 0 | 0 | 0 | 0 | 0 | 0 | 0 | 0 | 0 | 0 | 0 | 0 | 0 | 0 | 0 | 0 | 0 | 0 | 0 | 0 | 0 | 0 | 0 | 0 | 0 | 0 | 0 | 0 | 0 | 0 | 0 | 0 | 0
[5 empty] | C4 | 0 | 0 | 0 | 0 | 0 | 0 | 0 | 0 | 0 | 0 | 0 | 0 | 0 | 0 | 0 | 0 | 0 | 0 | 0 | 0 | 0 | 0 | 0 | 0 | 0 | 0 | 0 | 0 | 0 | 0 | 0 | 0 | 0 | 0 | 0 | 0
|  |  | 0 | 0 |  | 0 | 0 | 0 | 0 | 0 |  | 0 | 0 | 0 | 0 | 0 |  | 0 | 0 | 0 | 0 | 0 |  | 0 | 0 | 0 | 0 | 0 |  | 0 | 0 | 0 | 0 | 0 |  | 0 | 0 | 0 | 0 | 0
| [Please insert new asset category as required] |  |  |  | C1 | 0 | 0 | 0 | 0 | 0 | 0 | 0 | 0 | 0 | 0 | 0 | 0 | 0 | 0 | 0 | 0 | 0 | 0 | 0 | 0 | 0 | 0 | 0 | 0 | 0 | 0 | 0 | 0 | 0 | 0 | 0 | 0 | 0 | 0 | 0 | 0
[5 empty] | C2 | 0 | 0 | 0 | 0 | 0 | 0 | 0 | 0 | 0 | 0 | 0 | 0 | 0 | 0 | 0 | 0 | 0 | 0 | 0 | 0 | 0 | 0 | 0 | 0 | 0 | 0 | 0 | 0 | 0 | 0 | 0 | 0 | 0 | 0 | 0 | 0
[5 empty] | C3 | 0 | 0 | 0 | 0 | 0 | 0 | 0 | 0 | 0 | 0 | 0 | 0 | 0 | 0 | 0 | 0 | 0 | 0 | 0 | 0 | 0 | 0 | 0 | 0 | 0 | 0 | 0 | 0 | 0 | 0 | 0 | 0 | 0 | 0 | 0 | 0
[5 empty] | C4 | 0 | 0 | 0 | 0 | 0 | 0 | 0 | 0 | 0 | 0 | 0 | 0 | 0 | 0 | 0 | 0 | 0 | 0 | 0 | 0 | 0 | 0 | 0 | 0 | 0 | 0 | 0 | 0 | 0 | 0 | 0 | 0 | 0 | 0 | 0 | 0
|  |  | 0 | 0 |  | 0 | 0 | 0 | 0 | 0 |  | 0 | 0 | 0 | 0 | 0 |  | 0 | 0 | 0 | 0 | 0 |  | 0 | 0 | 0 | 0 | 0 |  | 0 | 0 | 0 | 0 | 0 |  | 0 | 0 | 0 | 0 | 0
| [Please insert new asset category as required] |  |  |  | C1 | 0 | 0 | 0 | 0 | 0 | 0 | 0 | 0 | 0 | 0 | 0 | 0 | 0 | 0 | 0 | 0 | 0 | 0 | 0 | 0 | 0 | 0 | 0 | 0 | 0 | 0 | 0 | 0 | 0 | 0 | 0 | 0 | 0 | 0 | 0 | 0
[5 empty] | C2 | 0 | 0 | 0 | 0 | 0 | 0 | 0 | 0 | 0 | 0 | 0 | 0 | 0 | 0 | 0 | 0 | 0 | 0 | 0 | 0 | 0 | 0 | 0 | 0 | 0 | 0 | 0 | 0 | 0 | 0 | 0 | 0 | 0 | 0 | 0 | 0
[5 empty] | C3 | 0 | 0 | 0 | 0 | 0 | 0 | 0 | 0 | 0 | 0 | 0 | 0 | 0 | 0 | 0 | 0 | 0 | 0 | 0 | 0 | 0 | 0 | 0 | 0 | 0 | 0 | 0 | 0 | 0 | 0 | 0 | 0 | 0 | 0 | 0 | 0
[5 empty] | C4 | 0 | 0 | 0 | 0 | 0 | 0 | 0 | 0 | 0 | 0 | 0 | 0 | 0 | 0 | 0 | 0 | 0 | 0 | 0 | 0 | 0 | 0 | 0 | 0 | 0 | 0 | 0 | 0 | 0 | 0 | 0 | 0 | 0 | 0 | 0 | 0
|  |  | 0 | 0 |  | 0 | 0 | 0 | 0 | 0 |  | 0 | 0 | 0 | 0 | 0 |  | 0 | 0 | 0 | 0 | 0 |  | 0 | 0 | 0 | 0 | 0 |  | 0 | 0 | 0 | 0 | 0 |  | 0 | 0 | 0 | 0 | 0
| [Please insert new asset category as required] |  |  |  | C1 | 0 | 0 | 0 | 0 | 0 | 0 | 0 | 0 | 0 | 0 | 0 | 0 | 0 | 0 | 0 | 0 | 0 | 0 | 0 | 0 | 0 | 0 | 0 | 0 | 0 | 0 | 0 | 0 | 0 | 0 | 0 | 0 | 0 | 0 | 0 | 0
[5 empty] | C2 | 0 | 0 | 0 | 0 | 0 | 0 | 0 | 0 | 0 | 0 | 0 | 0 | 0 | 0 | 0 | 0 | 0 | 0 | 0 | 0 | 0 | 0 | 0 | 0 | 0 | 0 | 0 | 0 | 0 | 0 | 0 | 0 | 0 | 0 | 0 | 0
[5 empty] | C3 | 0 | 0 | 0 | 0 | 0 | 0 | 0 | 0 | 0 | 0 | 0 | 0 | 0 | 0 | 0 | 0 | 0 | 0 | 0 | 0 | 0 | 0 | 0 | 0 | 0 | 0 | 0 | 0 | 0 | 0 | 0 | 0 | 0 | 0 | 0 | 0
[5 empty] | C4 | 0 | 0 | 0 | 0 | 0 | 0 | 0 | 0 | 0 | 0 | 0 | 0 | 0 | 0 | 0 | 0 | 0 | 0 | 0 | 0 | 0 | 0 | 0 | 0 | 0 | 0 | 0 | 0 | 0 | 0 | 0 | 0 | 0 | 0 | 0 | 0
|  |  | 0 | 0 |  | 0 | 0 | 0 | 0 | 0 |  | 0 | 0 | 0 | 0 | 0 |  | 0 | 0 | 0 | 0 | 0 |  | 0 | 0 | 0 | 0 | 0 |  | 0 | 0 | 0 | 0 | 0 |  | 0 | 0 | 0 | 0 | 0
| TOTAL |  | 241438 | 239383 |  | 79461.5571 | 63119.1043 | 62690.8796 | 28331.1633 | 7836.2525 |  | 72340.8732 | 62950.9887 | 64146.4037 | 31275.6199 | 11650.0551 |  | 0 | 0 | 0 | 0 | 0 |  | 69731.9612 | 33024.191 | 68678.0298 | 56487.4481 | 13538.3268 |  | 0 | 0 | 0 | 0 | 0 |  | 60791.0253 | 29640.0713 | 61151.9975 | 58228.2551 | 31648.6077
Health Index Definitions
|  |  | HI1 | New or as new
|  |  | HI2 | Good or seviceable condition
|  |  | HI3 | Deterioration requires assessment and monitoring
|  |  | HI4 | Material deterioration, intervention requires consideration
|  |  | HI5 | End of serviceable life, intervention required
Criticality Index Definitions
|  |  | C1 | Low criticality
|  |  | C2 | Average criticality
|  |  | C3 | High criticality
|  |  | C4 | Very high criticality

## NAW7b - HVP - NPgN
NAW7b: Secondary deliverables RIIO-ED1 - HVP - Reinforcement and Other drivers
NPgN
Price base (2012/13)
| ASSET CATEGORIES |  | ASSET REGISTER |  |  | End of DPCR5 (31 March 2015) with investment | [5 empty] | End of DPCR5 (31 March 2015) without investment | [5 empty] | Mid-Period Review (31 March 2019) planned investment | [5 empty] | Mid-Period Review (31 March 2019) without investment | [5 empty] | End of RIIO-ED1 (31 March 2023) planned investment | [5 empty] | End of RIIO-ED1 (31 March 2023) without investment
Is it your current intention to have a health index for this asset category in the RIIO-ED1 control period.
|  |  | as at 31st March 2015 | as at 31st March 2023 |  | HI 1 | HI 2 | HI 3 | HI 4 | HI 5 |  | HI 1 | HI 2 | HI 3 | HI 4 | HI 5 |  | HI 1 | HI 2 | HI 3 | HI 4 | HI 5 |  | HI 1 | HI 2 | HI 3 | HI 4 | HI 5 |  | HI 1 | HI 2 | HI 3 | HI 4 | HI 5 |  | HI 1 | HI 2 | HI 3 | HI 4 | HI 5
LV Network
| LV Switchgear and Other |  |  |  | C1 | 0 | 0 | 0 | 0 | 0 | 0 | 0 | 0 | 0 | 0 | 0 | 0 | 0 | 0 | 0 | 0 | 0 | 0 | 0 | 0 | 0 | 0 | 0 | 0 | 0 | 0 | 0 | 0 | 0 | 0 | 0 | 0 | 0 | 0 | 0 | 0 | Yes
[5 empty] | C2 | 0 | 0 | 0 | 0 | 0 | 0 | 0 | 0 | 0 | 0 | 0 | 0 | 0 | 0 | 0 | 0 | 0 | 0 | 0 | 0 | 0 | 0 | 0 | 0 | 0 | 0 | 0 | 0 | 0 | 0 | 0 | 0 | 0 | 0 | 0 | 0 | No
[5 empty] | C3 | 0 | 0 | 0 | 0 | 0 | 0 | 0 | 0 | 0 | 0 | 0 | 0 | 0 | 0 | 0 | 0 | 0 | 0 | 0 | 0 | 0 | 0 | 0 | 0 | 0 | 0 | 0 | 0 | 0 | 0 | 0 | 0 | 0 | 0 | 0 | 0
[5 empty] | C4 | 0 | 0 | 0 | 0 | 0 | 0 | 0 | 0 | 0 | 0 | 0 | 0 | 0 | 0 | 0 | 0 | 0 | 0 | 0 | 0 | 0 | 0 | 0 | 0 | 0 | 0 | 0 | 0 | 0 | 0 | 0 | 0 | 0 | 0 | 0 | 0
|  |  | 0 | 0 |  | 0 | 0 | 0 | 0 | 0 |  | 0 | 0 | 0 | 0 | 0 |  | 0 | 0 | 0 | 0 | 0 |  | 0 | 0 | 0 | 0 | 0 |  | 0 | 0 | 0 | 0 | 0 |  | 0 | 0 | 0 | 0 | 0
| LV UGB |  |  |  | C1 | 0 | 0 | 0 | 0 | 0 | 0 | 0 | 0 | 0 | 0 | 0 | 0 | 0 | 0 | 0 | 0 | 0 | 0 | 0 | 0 | 0 | 0 | 0 | 0 | 0 | 0 | 0 | 0 | 0 | 0 | 0 | 0 | 0 | 0 | 0 | 0
[5 empty] | C2 | 0 | 0 | 0 | 0 | 0 | 0 | 0 | 0 | 0 | 0 | 0 | 0 | 0 | 0 | 0 | 0 | 0 | 0 | 0 | 0 | 0 | 0 | 0 | 0 | 0 | 0 | 0 | 0 | 0 | 0 | 0 | 0 | 0 | 0 | 0 | 0
[5 empty] | C3 | 0 | 0 | 0 | 0 | 0 | 0 | 0 | 0 | 0 | 0 | 0 | 0 | 0 | 0 | 0 | 0 | 0 | 0 | 0 | 0 | 0 | 0 | 0 | 0 | 0 | 0 | 0 | 0 | 0 | 0 | 0 | 0 | 0 | 0 | 0 | 0
[5 empty] | C4 | 0 | 0 | 0 | 0 | 0 | 0 | 0 | 0 | 0 | 0 | 0 | 0 | 0 | 0 | 0 | 0 | 0 | 0 | 0 | 0 | 0 | 0 | 0 | 0 | 0 | 0 | 0 | 0 | 0 | 0 | 0 | 0 | 0 | 0 | 0 | 0
|  |  | 0 | 0 |  | 0 | 0 | 0 | 0 | 0 |  | 0 | 0 | 0 | 0 | 0 |  | 0 | 0 | 0 | 0 | 0 |  | 0 | 0 | 0 | 0 | 0 |  | 0 | 0 | 0 | 0 | 0 |  | 0 | 0 | 0 | 0 | 0
| LV OHL Support |  |  |  | C1 | 9664 | 7276 | 12171 | 1565 | 1359 | 32035 | 8728 | 7327 | 12342 | 1906 | 1617 | 31920 | 0 | 0 | 0 | 0 | 0 | 0 | 8443 | 1599 | 8642 | 10620 | 2211 | 31515 | 0 | 0 | 0 | 0 | 0 | 0 | 7452 | 1226 | 6986 | 10535 | 5206 | 31405
[5 empty] | C2 | 6593 | 5704 | 9745 | 886 | 839 | 23767 | 5948 | 5742 | 9876 | 1268 | 1127 | 23961 | 0 | 0 | 0 | 0 | 0 | 0 | 5770 | 1274 | 6931 | 7777 | 1467 | 23219 | 0 | 0 | 0 | 0 | 0 | 0 | 5104 | 992 | 5617 | 7720 | 3656 | 23089
[5 empty] | C3 | 761 | 1889 | 2641 | 666 | 405 | 6362 | 689 | 1903 | 2679 | 666 | 405 | 6342 | 0 | 0 | 0 | 0 | 0 | 0 | 662 | 410 | 1873 | 3143 | 598 | 6686 | 0 | 0 | 0 | 0 | 0 | 0 | 582 | 312 | 1512 | 3118 | 1282 | 6806
[5 empty] | C4 | 1217 | 3352 | 4087 | 861 | 447 | 9964 | 1100 | 3376 | 4145 | 989 | 545 | 10155 | 0 | 0 | 0 | 0 | 0 | 0 | 1061 | 733 | 2900 | 5277 | 737 | 10708 | 0 | 0 | 0 | 0 | 0 | 0 | 934 | 560 | 2341 | 5234 | 1759 | 10828
|  |  | 72128 | 71328 |  | 18235 | 18221 | 28644 | 3978 | 3050 |  | 16465 | 18348 | 29042 | 4829 | 3694 |  | 0 | 0 | 0 | 0 | 0 |  | 15936 | 4016 | 20346 | 26817 | 5013 |  | 0 | 0 | 0 | 0 | 0 |  | 14072 | 3090 | 16456 | 26607 | 11903
| [Please insert new asset category as required] |  |  |  | C1 | 0 | 0 | 0 | 0 | 0 | 0 | 0 | 0 | 0 | 0 | 0 | 0 | 0 | 0 | 0 | 0 | 0 | 0 | 0 | 0 | 0 | 0 | 0 | 0 | 0 | 0 | 0 | 0 | 0 | 0 | 0 | 0 | 0 | 0 | 0 | 0
[5 empty] | C2 | 0 | 0 | 0 | 0 | 0 | 0 | 0 | 0 | 0 | 0 | 0 | 0 | 0 | 0 | 0 | 0 | 0 | 0 | 0 | 0 | 0 | 0 | 0 | 0 | 0 | 0 | 0 | 0 | 0 | 0 | 0 | 0 | 0 | 0 | 0 | 0
[5 empty] | C3 | 0 | 0 | 0 | 0 | 0 | 0 | 0 | 0 | 0 | 0 | 0 | 0 | 0 | 0 | 0 | 0 | 0 | 0 | 0 | 0 | 0 | 0 | 0 | 0 | 0 | 0 | 0 | 0 | 0 | 0 | 0 | 0 | 0 | 0 | 0 | 0
[5 empty] | C4 | 0 | 0 | 0 | 0 | 0 | 0 | 0 | 0 | 0 | 0 | 0 | 0 | 0 | 0 | 0 | 0 | 0 | 0 | 0 | 0 | 0 | 0 | 0 | 0 | 0 | 0 | 0 | 0 | 0 | 0 | 0 | 0 | 0 | 0 | 0 | 0
|  |  | 0 | 0 |  | 0 | 0 | 0 | 0 | 0 |  | 0 | 0 | 0 | 0 | 0 |  | 0 | 0 | 0 | 0 | 0 |  | 0 | 0 | 0 | 0 | 0 |  | 0 | 0 | 0 | 0 | 0 |  | 0 | 0 | 0 | 0 | 0
| [Please insert new asset category as required] |  |  |  | C1 | 0 | 0 | 0 | 0 | 0 | 0 | 0 | 0 | 0 | 0 | 0 | 0 | 0 | 0 | 0 | 0 | 0 | 0 | 0 | 0 | 0 | 0 | 0 | 0 | 0 | 0 | 0 | 0 | 0 | 0 | 0 | 0 | 0 | 0 | 0 | 0
[5 empty] | C2 | 0 | 0 | 0 | 0 | 0 | 0 | 0 | 0 | 0 | 0 | 0 | 0 | 0 | 0 | 0 | 0 | 0 | 0 | 0 | 0 | 0 | 0 | 0 | 0 | 0 | 0 | 0 | 0 | 0 | 0 | 0 | 0 | 0 | 0 | 0 | 0
[5 empty] | C3 | 0 | 0 | 0 | 0 | 0 | 0 | 0 | 0 | 0 | 0 | 0 | 0 | 0 | 0 | 0 | 0 | 0 | 0 | 0 | 0 | 0 | 0 | 0 | 0 | 0 | 0 | 0 | 0 | 0 | 0 | 0 | 0 | 0 | 0 | 0 | 0
[5 empty] | C4 | 0 | 0 | 0 | 0 | 0 | 0 | 0 | 0 | 0 | 0 | 0 | 0 | 0 | 0 | 0 | 0 | 0 | 0 | 0 | 0 | 0 | 0 | 0 | 0 | 0 | 0 | 0 | 0 | 0 | 0 | 0 | 0 | 0 | 0 | 0 | 0
|  |  | 0 | 0 |  | 0 | 0 | 0 | 0 | 0 |  | 0 | 0 | 0 | 0 | 0 |  | 0 | 0 | 0 | 0 | 0 |  | 0 | 0 | 0 | 0 | 0 |  | 0 | 0 | 0 | 0 | 0 |  | 0 | 0 | 0 | 0 | 0
| [Please insert new asset category as required] |  |  |  | C1 | 0 | 0 | 0 | 0 | 0 | 0 | 0 | 0 | 0 | 0 | 0 | 0 | 0 | 0 | 0 | 0 | 0 | 0 | 0 | 0 | 0 | 0 | 0 | 0 | 0 | 0 | 0 | 0 | 0 | 0 | 0 | 0 | 0 | 0 | 0 | 0
[5 empty] | C2 | 0 | 0 | 0 | 0 | 0 | 0 | 0 | 0 | 0 | 0 | 0 | 0 | 0 | 0 | 0 | 0 | 0 | 0 | 0 | 0 | 0 | 0 | 0 | 0 | 0 | 0 | 0 | 0 | 0 | 0 | 0 | 0 | 0 | 0 | 0 | 0
[5 empty] | C3 | 0 | 0 | 0 | 0 | 0 | 0 | 0 | 0 | 0 | 0 | 0 | 0 | 0 | 0 | 0 | 0 | 0 | 0 | 0 | 0 | 0 | 0 | 0 | 0 | 0 | 0 | 0 | 0 | 0 | 0 | 0 | 0 | 0 | 0 | 0 | 0
[5 empty] | C4 | 0 | 0 | 0 | 0 | 0 | 0 | 0 | 0 | 0 | 0 | 0 | 0 | 0 | 0 | 0 | 0 | 0 | 0 | 0 | 0 | 0 | 0 | 0 | 0 | 0 | 0 | 0 | 0 | 0 | 0 | 0 | 0 | 0 | 0 | 0 | 0
|  |  | 0 | 0 |  | 0 | 0 | 0 | 0 | 0 |  | 0 | 0 | 0 | 0 | 0 |  | 0 | 0 | 0 | 0 | 0 |  | 0 | 0 | 0 | 0 | 0 |  | 0 | 0 | 0 | 0 | 0 |  | 0 | 0 | 0 | 0 | 0
| [Please insert new asset category as required] |  |  |  | C1 | 0 | 0 | 0 | 0 | 0 | 0 | 0 | 0 | 0 | 0 | 0 | 0 | 0 | 0 | 0 | 0 | 0 | 0 | 0 | 0 | 0 | 0 | 0 | 0 | 0 | 0 | 0 | 0 | 0 | 0 | 0 | 0 | 0 | 0 | 0 | 0
[5 empty] | C2 | 0 | 0 | 0 | 0 | 0 | 0 | 0 | 0 | 0 | 0 | 0 | 0 | 0 | 0 | 0 | 0 | 0 | 0 | 0 | 0 | 0 | 0 | 0 | 0 | 0 | 0 | 0 | 0 | 0 | 0 | 0 | 0 | 0 | 0 | 0 | 0
[5 empty] | C3 | 0 | 0 | 0 | 0 | 0 | 0 | 0 | 0 | 0 | 0 | 0 | 0 | 0 | 0 | 0 | 0 | 0 | 0 | 0 | 0 | 0 | 0 | 0 | 0 | 0 | 0 | 0 | 0 | 0 | 0 | 0 | 0 | 0 | 0 | 0 | 0
[5 empty] | C4 | 0 | 0 | 0 | 0 | 0 | 0 | 0 | 0 | 0 | 0 | 0 | 0 | 0 | 0 | 0 | 0 | 0 | 0 | 0 | 0 | 0 | 0 | 0 | 0 | 0 | 0 | 0 | 0 | 0 | 0 | 0 | 0 | 0 | 0 | 0 | 0
|  |  | 0 | 0 |  | 0 | 0 | 0 | 0 | 0 |  | 0 | 0 | 0 | 0 | 0 |  | 0 | 0 | 0 | 0 | 0 |  | 0 | 0 | 0 | 0 | 0 |  | 0 | 0 | 0 | 0 | 0 |  | 0 | 0 | 0 | 0 | 0
| [Please insert new asset category as required] |  |  |  | C1 | 0 | 0 | 0 | 0 | 0 | 0 | 0 | 0 | 0 | 0 | 0 | 0 | 0 | 0 | 0 | 0 | 0 | 0 | 0 | 0 | 0 | 0 | 0 | 0 | 0 | 0 | 0 | 0 | 0 | 0 | 0 | 0 | 0 | 0 | 0 | 0
[5 empty] | C2 | 0 | 0 | 0 | 0 | 0 | 0 | 0 | 0 | 0 | 0 | 0 | 0 | 0 | 0 | 0 | 0 | 0 | 0 | 0 | 0 | 0 | 0 | 0 | 0 | 0 | 0 | 0 | 0 | 0 | 0 | 0 | 0 | 0 | 0 | 0 | 0
[5 empty] | C3 | 0 | 0 | 0 | 0 | 0 | 0 | 0 | 0 | 0 | 0 | 0 | 0 | 0 | 0 | 0 | 0 | 0 | 0 | 0 | 0 | 0 | 0 | 0 | 0 | 0 | 0 | 0 | 0 | 0 | 0 | 0 | 0 | 0 | 0 | 0 | 0
[5 empty] | C4 | 0 | 0 | 0 | 0 | 0 | 0 | 0 | 0 | 0 | 0 | 0 | 0 | 0 | 0 | 0 | 0 | 0 | 0 | 0 | 0 | 0 | 0 | 0 | 0 | 0 | 0 | 0 | 0 | 0 | 0 | 0 | 0 | 0 | 0 | 0 | 0
|  |  | 0 | 0 |  | 0 | 0 | 0 | 0 | 0 |  | 0 | 0 | 0 | 0 | 0 |  | 0 | 0 | 0 | 0 | 0 |  | 0 | 0 | 0 | 0 | 0 |  | 0 | 0 | 0 | 0 | 0 |  | 0 | 0 | 0 | 0 | 0
HV Network
| HV Switchgear (GM) - Primary |  |  |  | C1 | 200 | 510 | 480 | 286 | 122 | 1598 | 168 | 514 | 493 | 307 | 134 | 1616 | 0 | 0 | 0 | 0 | 0 | 0 | 168 | 430 | 357 | 375 | 286 | 1616 | 0 | 0 | 0 | 0 | 0 | 0 | 145 | 299 | 379 | 303 | 490 | 1616
[5 empty] | C2 | 93 | 126 | 180 | 125 | 41 | 565 | 81 | 126 | 181 | 135 | 42 | 565 | 0 | 0 | 0 | 0 | 0 | 0 | 80 | 82 | 150 | 160 | 93 | 565 | 0 | 0 | 0 | 0 | 0 | 0 | 67 | 81 | 104 | 134 | 179 | 565
[5 empty] | C3 | 4 | 64 | 41 | 2 | 0 | 111 | 4 | 64 | 41 | 2 | 0 | 111 | 0 | 0 | 0 | 0 | 0 | 0 | 4 | 58 | 39 | 10 | 0 | 111 | 0 | 0 | 0 | 0 | 0 | 0 | 1 | 54 | 32 | 20 | 4 | 111
[5 empty] | C4 | 47 | 50 | 66 | 74 | 30 | 267 | 36 | 50 | 70 | 80 | 34 | 270 | 0 | 0 | 0 | 0 | 0 | 0 | 36 | 42 | 28 | 97 | 67 | 270 | 0 | 0 | 0 | 0 | 0 | 0 | 35 | 36 | 23 | 38 | 138 | 270
|  |  | 2541 | 2538 |  | 344 | 750 | 767 | 487 | 193 |  | 289 | 754 | 785 | 524 | 210 |  | 0 | 0 | 0 | 0 | 0 |  | 288 | 612 | 574 | 642 | 446 |  | 0 | 0 | 0 | 0 | 0 |  | 248 | 470 | 538 | 495 | 811
| HV Switchgear (GM) - Distribution |  |  |  | C1 | 3986 | 1248 | 108 | 9 | 1 | 5352 | 3792 | 1272 | 172 | 49 | 123 | 5408 | 0 | 0 | 0 | 0 | 0 | 0 | 3745 | 1052 | 480 | 48 | 27 | 5352 | 0 | 0 | 0 | 0 | 0 | 0 | 3399 | 1205 | 588 | 96 | 64 | 5352
[5 empty] | C2 | 3108 | 2682 | 458 | 22 | 38 | 6308 | 2935 | 2728 | 670 | 89 | 195 | 6617 | 0 | 0 | 0 | 0 | 0 | 0 | 2775 | 2151 | 1032 | 266 | 84 | 6308 | 0 | 0 | 0 | 0 | 0 | 0 | 2438 | 2053 | 1198 | 417 | 202 | 6308
[5 empty] | C3 | 924 | 1031 | 228 | 0 | 48 | 2231 | 880 | 1054 | 339 | 40 | 86 | 2399 | 0 | 0 | 0 | 0 | 0 | 0 | 789 | 765 | 488 | 111 | 78 | 2231 | 0 | 0 | 0 | 0 | 0 | 0 | 682 | 745 | 483 | 198 | 123 | 2231
[5 empty] | C4 | 304 | 445 | 105 | 23 | 18 | 895 | 290 | 456 | 166 | 54 | 50 | 1016 | 0 | 0 | 0 | 0 | 0 | 0 | 233 | 358 | 194 | 55 | 55 | 895 | 0 | 0 | 0 | 0 | 0 | 0 | 199 | 292 | 226 | 90 | 88 | 895
|  |  | 14786 | 13688 |  | 8322 | 5406 | 899 | 54 | 105 |  | 7897 | 5510 | 1347 | 232 | 454 |  | 0 | 0 | 0 | 0 | 0 |  | 7542 | 4326 | 2194 | 480 | 244 |  | 0 | 0 | 0 | 0 | 0 |  | 6718 | 4295 | 2495 | 801 | 477
| HV Transformer (GM) |  |  |  | C1 | 2494 | 563 | 122 | 64 | 15 | 3258 | 2396 | 571 | 126 | 72 | 39 | 3204 | 0 | 0 | 0 | 0 | 0 | 0 | 2368 | 492 | 250 | 78 | 70 | 3258 | 0 | 0 | 0 | 0 | 0 | 0 | 2251 | 422 | 376 | 88 | 121 | 3258
[5 empty] | C2 | 2652 | 1750 | 484 | 405 | 74 | 5365 | 2536 | 1753 | 478 | 446 | 166 | 5379 | 0 | 0 | 0 | 0 | 0 | 0 | 2335 | 1610 | 674 | 315 | 431 | 5365 | 0 | 0 | 0 | 0 | 0 | 0 | 2105 | 1538 | 788 | 263 | 671 | 5365
[5 empty] | C3 | 498 | 275 | 75 | 57 | 9 | 914 | 480 | 281 | 79 | 65 | 25 | 930 | 0 | 0 | 0 | 0 | 0 | 0 | 460 | 202 | 145 | 48 | 59 | 914 | 0 | 0 | 0 | 0 | 0 | 0 | 428 | 159 | 190 | 43 | 94 | 914
[5 empty] | C4 | 180 | 130 | 64 | 42 | 7 | 423 | 174 | 136 | 68 | 48 | 23 | 449 | 0 | 0 | 0 | 0 | 0 | 0 | 163 | 106 | 75 | 35 | 44 | 423 | 0 | 0 | 0 | 0 | 0 | 0 | 141 | 104 | 60 | 45 | 73 | 423
|  |  | 9960 | 9960 |  | 5824 | 2718 | 745 | 568 | 105 |  | 5586 | 2741 | 751 | 631 | 253 |  | 0 | 0 | 0 | 0 | 0 |  | 5326 | 2410 | 1144 | 476 | 604 |  | 0 | 0 | 0 | 0 | 0 |  | 4925 | 2223 | 1414 | 439 | 959
| HV UG Cable |  |  |  | C1 | 0 | 0 | 0 | 0 | 0 | 0 | 0 | 0 | 0 | 0 | 0 | 0 | 0 | 0 | 0 | 0 | 0 | 0 | 0 | 0 | 0 | 0 | 0 | 0 | 0 | 0 | 0 | 0 | 0 | 0 | 0 | 0 | 0 | 0 | 0 | 0
[5 empty] | C2 | 0 | 0 | 0 | 0 | 0 | 0 | 0 | 0 | 0 | 0 | 0 | 0 | 0 | 0 | 0 | 0 | 0 | 0 | 0 | 0 | 0 | 0 | 0 | 0 | 0 | 0 | 0 | 0 | 0 | 0 | 0 | 0 | 0 | 0 | 0 | 0
[5 empty] | C3 | 0 | 0 | 0 | 0 | 0 | 0 | 0 | 0 | 0 | 0 | 0 | 0 | 0 | 0 | 0 | 0 | 0 | 0 | 0 | 0 | 0 | 0 | 0 | 0 | 0 | 0 | 0 | 0 | 0 | 0 | 0 | 0 | 0 | 0 | 0 | 0
[5 empty] | C4 | 0 | 0 | 0 | 0 | 0 | 0 | 0 | 0 | 0 | 0 | 0 | 0 | 0 | 0 | 0 | 0 | 0 | 0 | 0 | 0 | 0 | 0 | 0 | 0 | 0 | 0 | 0 | 0 | 0 | 0 | 0 | 0 | 0 | 0 | 0 | 0
|  |  | 0 | 0 |  | 0 | 0 | 0 | 0 | 0 |  | 0 | 0 | 0 | 0 | 0 |  | 0 | 0 | 0 | 0 | 0 |  | 0 | 0 | 0 | 0 | 0 |  | 0 | 0 | 0 | 0 | 0 |  | 0 | 0 | 0 | 0 | 0
| HV OHL Support - Poles |  |  |  | C1 | 14496 | 9898 | 9947 | 7197 | 1135 | 42673 | 13237 | 9960 | 10135 | 7612 | 1702 | 42646 | 0 | 0 | 0 | 0 | 0 | 0 | 12621 | 5451 | 14288 | 8600 | 1822 | 42782 | 0 | 0 | 0 | 0 | 0 | 0 | 10834 | 5196 | 12471 | 9058 | 5121 | 42680
[5 empty] | C2 | 19086 | 13113 | 12487 | 10437 | 1456 | 56579 | 17419 | 13191 | 12717 | 11032 | 2157 | 56516 | 0 | 0 | 0 | 0 | 0 | 0 | 16628 | 7242 | 17935 | 12476 | 2327 | 56608 | 0 | 0 | 0 | 0 | 0 | 0 | 14288 | 6915 | 15666 | 13149 | 6479 | 56497
[5 empty] | C3 | 7796 | 5437 | 5297 | 4320 | 701 | 23551 | 7119 | 5471 | 5397 | 4570 | 1053 | 23610 | 0 | 0 | 0 | 0 | 0 | 0 | 6787 | 2993 | 7607 | 5162 | 1125 | 23674 | 0 | 0 | 0 | 0 | 0 | 0 | 5824 | 2852 | 6638 | 5437 | 3165 | 23916
[5 empty] | C4 | 705 | 1366 | 725 | 486 | 64 | 3346 | 645 | 1375 | 740 | 516 | 101 | 3377 | 0 | 0 | 0 | 0 | 0 | 0 | 611 | 749 | 1041 | 580 | 104 | 3085 | 0 | 0 | 0 | 0 | 0 | 0 | 521 | 713 | 906 | 610 | 306 | 3056
|  |  | 126149 | 126149 |  | 42083 | 29814 | 28456 | 22440 | 3356 |  | 38420 | 29997 | 28989 | 23730 | 5013 |  | 0 | 0 | 0 | 0 | 0 |  | 36647 | 16435 | 40871 | 26818 | 5378 |  | 0 | 0 | 0 | 0 | 0 |  | 31467 | 15676 | 35681 | 28254 | 15071
| [Please insert new asset category as required] |  |  |  | C1 | 0 | 0 | 0 | 0 | 0 | 0 | 0 | 0 | 0 | 0 | 0 | 0 | 0 | 0 | 0 | 0 | 0 | 0 | 0 | 0 | 0 | 0 | 0 | 0 | 0 | 0 | 0 | 0 | 0 | 0 | 0 | 0 | 0 | 0 | 0 | 0
[5 empty] | C2 | 0 | 0 | 0 | 0 | 0 | 0 | 0 | 0 | 0 | 0 | 0 | 0 | 0 | 0 | 0 | 0 | 0 | 0 | 0 | 0 | 0 | 0 | 0 | 0 | 0 | 0 | 0 | 0 | 0 | 0 | 0 | 0 | 0 | 0 | 0 | 0
[5 empty] | C3 | 0 | 0 | 0 | 0 | 0 | 0 | 0 | 0 | 0 | 0 | 0 | 0 | 0 | 0 | 0 | 0 | 0 | 0 | 0 | 0 | 0 | 0 | 0 | 0 | 0 | 0 | 0 | 0 | 0 | 0 | 0 | 0 | 0 | 0 | 0 | 0
[5 empty] | C4 | 0 | 0 | 0 | 0 | 0 | 0 | 0 | 0 | 0 | 0 | 0 | 0 | 0 | 0 | 0 | 0 | 0 | 0 | 0 | 0 | 0 | 0 | 0 | 0 | 0 | 0 | 0 | 0 | 0 | 0 | 0 | 0 | 0 | 0 | 0 | 0
|  |  | 0 | 0 |  | 0 | 0 | 0 | 0 | 0 |  | 0 | 0 | 0 | 0 | 0 |  | 0 | 0 | 0 | 0 | 0 |  | 0 | 0 | 0 | 0 | 0 |  | 0 | 0 | 0 | 0 | 0 |  | 0 | 0 | 0 | 0 | 0
| [Please insert new asset category as required] |  |  |  | C1 | 0 | 0 | 0 | 0 | 0 | 0 | 0 | 0 | 0 | 0 | 0 | 0 | 0 | 0 | 0 | 0 | 0 | 0 | 0 | 0 | 0 | 0 | 0 | 0 | 0 | 0 | 0 | 0 | 0 | 0 | 0 | 0 | 0 | 0 | 0 | 0
[5 empty] | C2 | 0 | 0 | 0 | 0 | 0 | 0 | 0 | 0 | 0 | 0 | 0 | 0 | 0 | 0 | 0 | 0 | 0 | 0 | 0 | 0 | 0 | 0 | 0 | 0 | 0 | 0 | 0 | 0 | 0 | 0 | 0 | 0 | 0 | 0 | 0 | 0
[5 empty] | C3 | 0 | 0 | 0 | 0 | 0 | 0 | 0 | 0 | 0 | 0 | 0 | 0 | 0 | 0 | 0 | 0 | 0 | 0 | 0 | 0 | 0 | 0 | 0 | 0 | 0 | 0 | 0 | 0 | 0 | 0 | 0 | 0 | 0 | 0 | 0 | 0
[5 empty] | C4 | 0 | 0 | 0 | 0 | 0 | 0 | 0 | 0 | 0 | 0 | 0 | 0 | 0 | 0 | 0 | 0 | 0 | 0 | 0 | 0 | 0 | 0 | 0 | 0 | 0 | 0 | 0 | 0 | 0 | 0 | 0 | 0 | 0 | 0 | 0 | 0
|  |  | 0 | 0 |  | 0 | 0 | 0 | 0 | 0 |  | 0 | 0 | 0 | 0 | 0 |  | 0 | 0 | 0 | 0 | 0 |  | 0 | 0 | 0 | 0 | 0 |  | 0 | 0 | 0 | 0 | 0 |  | 0 | 0 | 0 | 0 | 0
| [Please insert new asset category as required] |  |  |  | C1 | 0 | 0 | 0 | 0 | 0 | 0 | 0 | 0 | 0 | 0 | 0 | 0 | 0 | 0 | 0 | 0 | 0 | 0 | 0 | 0 | 0 | 0 | 0 | 0 | 0 | 0 | 0 | 0 | 0 | 0 | 0 | 0 | 0 | 0 | 0 | 0
[5 empty] | C2 | 0 | 0 | 0 | 0 | 0 | 0 | 0 | 0 | 0 | 0 | 0 | 0 | 0 | 0 | 0 | 0 | 0 | 0 | 0 | 0 | 0 | 0 | 0 | 0 | 0 | 0 | 0 | 0 | 0 | 0 | 0 | 0 | 0 | 0 | 0 | 0
[5 empty] | C3 | 0 | 0 | 0 | 0 | 0 | 0 | 0 | 0 | 0 | 0 | 0 | 0 | 0 | 0 | 0 | 0 | 0 | 0 | 0 | 0 | 0 | 0 | 0 | 0 | 0 | 0 | 0 | 0 | 0 | 0 | 0 | 0 | 0 | 0 | 0 | 0
[5 empty] | C4 | 0 | 0 | 0 | 0 | 0 | 0 | 0 | 0 | 0 | 0 | 0 | 0 | 0 | 0 | 0 | 0 | 0 | 0 | 0 | 0 | 0 | 0 | 0 | 0 | 0 | 0 | 0 | 0 | 0 | 0 | 0 | 0 | 0 | 0 | 0 | 0
|  |  | 0 | 0 |  | 0 | 0 | 0 | 0 | 0 |  | 0 | 0 | 0 | 0 | 0 |  | 0 | 0 | 0 | 0 | 0 |  | 0 | 0 | 0 | 0 | 0 |  | 0 | 0 | 0 | 0 | 0 |  | 0 | 0 | 0 | 0 | 0
| [Please insert new asset category as required] |  |  |  | C1 | 0 | 0 | 0 | 0 | 0 | 0 | 0 | 0 | 0 | 0 | 0 | 0 | 0 | 0 | 0 | 0 | 0 | 0 | 0 | 0 | 0 | 0 | 0 | 0 | 0 | 0 | 0 | 0 | 0 | 0 | 0 | 0 | 0 | 0 | 0 | 0
[5 empty] | C2 | 0 | 0 | 0 | 0 | 0 | 0 | 0 | 0 | 0 | 0 | 0 | 0 | 0 | 0 | 0 | 0 | 0 | 0 | 0 | 0 | 0 | 0 | 0 | 0 | 0 | 0 | 0 | 0 | 0 | 0 | 0 | 0 | 0 | 0 | 0 | 0
[5 empty] | C3 | 0 | 0 | 0 | 0 | 0 | 0 | 0 | 0 | 0 | 0 | 0 | 0 | 0 | 0 | 0 | 0 | 0 | 0 | 0 | 0 | 0 | 0 | 0 | 0 | 0 | 0 | 0 | 0 | 0 | 0 | 0 | 0 | 0 | 0 | 0 | 0
[5 empty] | C4 | 0 | 0 | 0 | 0 | 0 | 0 | 0 | 0 | 0 | 0 | 0 | 0 | 0 | 0 | 0 | 0 | 0 | 0 | 0 | 0 | 0 | 0 | 0 | 0 | 0 | 0 | 0 | 0 | 0 | 0 | 0 | 0 | 0 | 0 | 0 | 0
|  |  | 0 | 0 |  | 0 | 0 | 0 | 0 | 0 |  | 0 | 0 | 0 | 0 | 0 |  | 0 | 0 | 0 | 0 | 0 |  | 0 | 0 | 0 | 0 | 0 |  | 0 | 0 | 0 | 0 | 0 |  | 0 | 0 | 0 | 0 | 0
| [Please insert new asset category as required] |  |  |  | C1 | 0 | 0 | 0 | 0 | 0 | 0 | 0 | 0 | 0 | 0 | 0 | 0 | 0 | 0 | 0 | 0 | 0 | 0 | 0 | 0 | 0 | 0 | 0 | 0 | 0 | 0 | 0 | 0 | 0 | 0 | 0 | 0 | 0 | 0 | 0 | 0
[5 empty] | C2 | 0 | 0 | 0 | 0 | 0 | 0 | 0 | 0 | 0 | 0 | 0 | 0 | 0 | 0 | 0 | 0 | 0 | 0 | 0 | 0 | 0 | 0 | 0 | 0 | 0 | 0 | 0 | 0 | 0 | 0 | 0 | 0 | 0 | 0 | 0 | 0
[5 empty] | C3 | 0 | 0 | 0 | 0 | 0 | 0 | 0 | 0 | 0 | 0 | 0 | 0 | 0 | 0 | 0 | 0 | 0 | 0 | 0 | 0 | 0 | 0 | 0 | 0 | 0 | 0 | 0 | 0 | 0 | 0 | 0 | 0 | 0 | 0 | 0 | 0
[5 empty] | C4 | 0 | 0 | 0 | 0 | 0 | 0 | 0 | 0 | 0 | 0 | 0 | 0 | 0 | 0 | 0 | 0 | 0 | 0 | 0 | 0 | 0 | 0 | 0 | 0 | 0 | 0 | 0 | 0 | 0 | 0 | 0 | 0 | 0 | 0 | 0 | 0
|  |  | 0 | 0 |  | 0 | 0 | 0 | 0 | 0 |  | 0 | 0 | 0 | 0 | 0 |  | 0 | 0 | 0 | 0 | 0 |  | 0 | 0 | 0 | 0 | 0 |  | 0 | 0 | 0 | 0 | 0 |  | 0 | 0 | 0 | 0 | 0
EHV Network
| EHV Switchgear (GM) |  |  |  | C1 | 134 | 87 | 42 | 4 | 0 | 267 | 126 | 87 | 50 | 4 | 0 | 267 | 0 | 0 | 0 | 0 | 0 | 0 | 119 | 62 | 43 | 42 | 1 | 267 | 0 | 0 | 0 | 0 | 0 | 0 | 113 | 46 | 64 | 40 | 4 | 267
[5 empty] | C2 | 79 | 57 | 72 | 23 | 8 | 239 | 45 | 57 | 81 | 30 | 26 | 239 | 0 | 0 | 0 | 0 | 0 | 0 | 45 | 23 | 34 | 86 | 51 | 239 | 0 | 0 | 0 | 0 | 0 | 0 | 39 | 18 | 45 | 81 | 56 | 239
[5 empty] | C3 | 1 | 51 | 51 | 6 | 0 | 109 | 1 | 51 | 51 | 6 | 0 | 109 | 0 | 0 | 0 | 0 | 0 | 0 | 1 | 36 | 46 | 23 | 3 | 109 | 0 | 0 | 0 | 0 | 0 | 0 | 0 | 19 | 35 | 49 | 6 | 109
[5 empty] | C4 | 2 | 0 | 42 | 0 | 0 | 44 | 2 | 0 | 42 | 0 | 0 | 44 | 0 | 0 | 0 | 0 | 0 | 0 | 2 | 0 | 0 | 42 | 0 | 44 | 0 | 0 | 0 | 0 | 0 | 0 | 2 | 0 | 0 | 42 | 0 | 44
|  |  | 659 | 661 |  | 216 | 195 | 207 | 33 | 8 |  | 174 | 195 | 224 | 40 | 26 |  | 0 | 0 | 0 | 0 | 0 |  | 167 | 121 | 123 | 193 | 55 |  | 0 | 0 | 0 | 0 | 0 |  | 154 | 83 | 144 | 212 | 66
| EHV Transformer |  |  |  | C1 | 37 | 47 | 14 | 5 | 0 | 103 | 37 | 47 | 14 | 5 | 0 | 103 | 0 | 0 | 0 | 0 | 0 | 0 | 34 | 34 | 24 | 11 | 0 | 103 | 0 | 0 | 0 | 0 | 0 | 0 | 34 | 17 | 35 | 12 | 5 | 103
[5 empty] | C2 | 53 | 54 | 65 | 22 | 0 | 194 | 46 | 54 | 70 | 24 | 0 | 194 | 0 | 0 | 0 | 0 | 0 | 0 | 39 | 40 | 65 | 43 | 7 | 194 | 0 | 0 | 0 | 0 | 0 | 0 | 34 | 29 | 61 | 42 | 28 | 194
[5 empty] | C3 | 9 | 2 | 2 | 3 | 0 | 16 | 8 | 2 | 3 | 3 | 0 | 16 | 0 | 0 | 0 | 0 | 0 | 0 | 8 | 2 | 2 | 2 | 2 | 16 | 0 | 0 | 0 | 0 | 0 | 0 | 8 | 2 | 0 | 3 | 3 | 16
[5 empty] | C4 | 10 | 7 | 9 | 2 | 0 | 28 | 6 | 7 | 11 | 4 | 0 | 28 | 0 | 0 | 0 | 0 | 0 | 0 | 4 | 7 | 10 | 6 | 1 | 28 | 0 | 0 | 0 | 0 | 0 | 0 | 4 | 4 | 7 | 9 | 4 | 28
|  |  | 341 | 344 |  | 109 | 110 | 90 | 32 | 0 |  | 97 | 110 | 98 | 36 | 0 |  | 0 | 0 | 0 | 0 | 0 |  | 85 | 83 | 101 | 62 | 10 |  | 0 | 0 | 0 | 0 | 0 |  | 80 | 52 | 103 | 66 | 40
| EHV UG Cable (Gas) |  |  |  | C1 | 0 | 4.5123 | 0.72891 | 0 | 1.1715 | 6.4128 | 0 | 4.5123 | 0.98216 | 0 | 2.3941 | 7.8886 | 0 | 0 | 0 | 0 | 0 | 0 | 0 | 2.4022 | 3.4025 | 0 | 1.1715 | 6.9762 | 0 | 0 | 0 | 0 | 0 | 0 | 0 | 0.0013324 | 7.0872 | 0 | 1.5485 | 8.6371
[5 empty] | C2 | 0.097004 | 16.0222 | 2.797 | 1.9898 | 1.5526 | 22.4586 | 0.097004 | 16.0222 | 3.7687 | 2.9407 | 3.1729 | 26.0015 | 0 | 0 | 0 | 0 | 0 | 0 | 0.097004 | 8.5295 | 13.056 | 6.2328 | 1.5526 | 29.4679 | 0 | 0 | 0 | 0 | 0 | 0 | 0.097004 | 0.004731 | 27.1948 | 4.1778 | 2.0523 | 33.5266
[5 empty] | C3 | 0 | 31.4728 | 1.9481 | 0 | 3.6613 | 37.0822 | 0 | 31.4728 | 2.6249 | 0 | 7.4822 | 41.5799 | 0 | 0 | 0 | 0 | 0 | 0 | 0 | 16.7547 | 9.0934 | 0 | 3.6613 | 29.5095 | 0 | 0 | 0 | 0 | 0 | 0 | 0 | 0.0092933 | 18.941 | 0 | 4.8396 | 23.7899
[5 empty] | C4 | 0 | 0 | 0 | 0 | 0 | 0 | 0 | 0 | 0 | 0 | 0 | 0 | 0 | 0 | 0 | 0 | 0 | 0 | 0 | 0 | 0 | 0 | 0 | 0 | 0 | 0 | 0 | 0 | 0 | 0 | 0 | 0 | 0 | 0 | 0 | 0
|  |  | 66 | 63 |  | 0.097004 | 52.0074 | 5.474 | 1.9898 | 6.3855 |  | 0.097004 | 52.0074 | 7.3758 | 2.9407 | 13.0492 |  | 0 | 0 | 0 | 0 | 0 |  | 0.097004 | 27.6864 | 25.552 | 6.2328 | 6.3855 |  | 0 | 0 | 0 | 0 | 0 |  | 0.097004 | 0.015357 | 53.223 | 4.1778 | 8.4405
| EHV UG Cable (Oil) |  |  |  | C1 | 9.9431 | 39.0737 | 14.5585 | 1.188 | 11.2492 | 76.0126 | 9.9388 | 39.0737 | 15.2955 | 2.2227 | 17.0115 | 83.5423 | 0 | 0 | 0 | 0 | 0 | 0 | 6.9676 | 31.7613 | 18.3957 | 4.3897 | 12.4727 | 73.987 | 0 | 0 | 0 | 0 | 0 | 0 | 6.9676 | 21.5006 | 25.67 | 4.2208 | 16.4892 | 74.8482
[5 empty] | C2 | 5.0986 | 76.2932 | 29.9538 | 5.5582 | 19.7242 | 136.6281 | 5.0965 | 76.2932 | 31.4701 | 10.3995 | 29.8278 | 153.087 | 0 | 0 | 0 | 0 | 0 | 0 | 3.5729 | 62.0152 | 37.8487 | 20.5382 | 21.8695 | 145.8445 | 0 | 0 | 0 | 0 | 0 | 0 | 3.5729 | 41.9808 | 52.8153 | 19.7482 | 28.912 | 147.0291
[5 empty] | C3 | 5.2629 | 106.478 | 45.3634 | 3.9391 | 21.0257 | 182.0691 | 5.2606 | 106.478 | 47.6598 | 7.3702 | 31.7959 | 198.5645 | 0 | 0 | 0 | 0 | 0 | 0 | 3.6879 | 86.5511 | 57.3199 | 14.5555 | 23.3126 | 185.4269 | 0 | 0 | 0 | 0 | 0 | 0 | 3.6879 | 58.5902 | 79.986 | 13.9956 | 30.8197 | 187.0794
[5 empty] | C4 | 20.1271 | 33.8496 | 2.0485 | 0 | 11.6707 | 67.6959 | 20.1185 | 33.8496 | 2.1522 | 0 | 17.6488 | 73.7691 | 0 | 0 | 0 | 0 | 0 | 0 | 14.104 | 27.5148 | 2.5885 | 0 | 12.94 | 57.1472 | 0 | 0 | 0 | 0 | 0 | 0 | 14.104 | 18.626 | 3.612 | 0 | 17.107 | 53.4489
|  |  | 462 | 428 |  | 40.4318 | 255.6945 | 91.9242 | 10.6853 | 63.6698 |  | 40.4144 | 255.6945 | 96.5777 | 19.9923 | 96.284 |  | 0 | 0 | 0 | 0 | 0 |  | 28.3324 | 207.8423 | 116.1528 | 39.4833 | 70.5948 |  | 0 | 0 | 0 | 0 | 0 |  | 28.3324 | 140.6975 | 162.0833 | 37.9646 | 93.3278
| EHV UG Cable (Non Pressurised) |  |  |  | C1 | 20.28 | 31.8691 | 0.49426 | 3.1782 | 0.043172 | 55.8648 | 15.4973 | 31.8691 | 0.52291 | 3.2075 | 0.050667 | 51.1475 | 0 | 0 | 0 | 0 | 0 | 0 | 19.8549 | 31.5642 | 1.0578 | 3.4079 | 0.043172 | 55.928 | 0 | 0 | 0 | 0 | 0 | 0 | 19.6892 | 26.0768 | 2.3638 | 2.9471 | 0.14836 | 51.2253
[5 empty] | C2 | 31.9175 | 27.5701 | 0.87467 | 3.5588 | 1.6548 | 65.5759 | 24.3903 | 27.5701 | 0.92537 | 3.5916 | 1.942 | 58.4194 | 0 | 0 | 0 | 0 | 0 | 0 | 31.2484 | 27.3064 | 1.8719 | 3.8161 | 1.6548 | 65.8975 | 0 | 0 | 0 | 0 | 0 | 0 | 30.9877 | 22.5591 | 4.1831 | 3.3 | 5.6865 | 66.7165
[5 empty] | C3 | 51.2718 | 20.023 | 0.37769 | 6.0695 | 0 | 77.7419 | 39.1802 | 20.023 | 0.39959 | 6.1254 | 0 | 65.7281 | 0 | 0 | 0 | 0 | 0 | 0 | 50.1969 | 19.8314 | 0.80831 | 6.5082 | 0 | 77.3448 | 0 | 0 | 0 | 0 | 0 | 0 | 49.7781 | 16.3837 | 1.8063 | 5.6281 | 0 | 73.5962
[5 empty] | C4 | 150.0512 | 26.0249 | 1.3381 | 26.0295 | 5.5727 | 209.0164 | 114.6641 | 26.0249 | 1.4157 | 26.2691 | 6.5402 | 174.914 | 0 | 0 | 0 | 0 | 0 | 0 | 146.9054 | 25.7759 | 2.8638 | 27.9108 | 5.5727 | 209.0287 | 0 | 0 | 0 | 0 | 0 | 0 | 145.6797 | 21.2948 | 6.3997 | 24.1366 | 19.1504 | 216.6611
|  |  | 408 | 495 |  | 253.5206 | 105.487 | 3.0848 | 38.836 | 7.2707 |  | 193.732 | 105.487 | 3.2636 | 39.1936 | 8.5329 |  | 0 | 0 | 0 | 0 | 0 |  | 248.2056 | 104.478 | 6.6018 | 41.643 | 7.2707 |  | 0 | 0 | 0 | 0 | 0 |  | 246.1346 | 86.3144 | 14.753 | 36.0118 | 24.9852
| EHV OHL Support - Towers |  |  |  | C1 | 103 | 280 | 61 | 33 | 160 | 637 | 61 | 85 | 118 | 81 | 292 | 637 | 0 | 0 | 0 | 0 | 0 | 0 | 56 | 266 | 96 | 24 | 195 | 637 | 0 | 0 | 0 | 0 | 0 | 0 | 5 | 96 | 221 | 96 | 219 | 637
[5 empty] | C2 | 77 | 171 | 92 | 96 | 125 | 561 | 35 | 97 | 106 | 109 | 214 | 561 | 0 | 0 | 0 | 0 | 0 | 0 | 60 | 116 | 104 | 42 | 239 | 561 | 0 | 0 | 0 | 0 | 0 | 0 | 3 | 67 | 106 | 104 | 281 | 561
[5 empty] | C3 | 4 | 5 | 1 | 7 | 1 | 18 | 3 | 2 | 2 | 7 | 4 | 18 | 0 | 0 | 0 | 0 | 0 | 0 | 1 | 6 | 3 | 0 | 8 | 18 | 0 | 0 | 0 | 0 | 0 | 0 | 0 | 4 | 3 | 3 | 8 | 18
[5 empty] | C4 | 10 | 27 | 1 | 2 | 172 | 212 | 10 | 27 | 1 | 2 | 172 | 212 | 0 | 0 | 0 | 0 | 0 | 0 | 5 | 6 | 27 | 0 | 174 | 212 | 0 | 0 | 0 | 0 | 0 | 0 | 2 | 3 | 6 | 27 | 174 | 212
|  |  | 1428 | 1291 |  | 194 | 483 | 155 | 138 | 458 |  | 109 | 211 | 227 | 199 | 682 |  | 0 | 0 | 0 | 0 | 0 |  | 122 | 394 | 230 | 66 | 616 |  | 0 | 0 | 0 | 0 | 0 |  | 10 | 170 | 336 | 230 | 682
| EHV OHL Support - Poles |  |  |  | C1 | 1046 | 1806 | 1095 | 69 | 22 | 4038 | 925 | 1817 | 1103 | 151 | 75 | 4071 | 0 | 0 | 0 | 0 | 0 | 0 | 936 | 1591 | 1154 | 219 | 163 | 4063 | 0 | 0 | 0 | 0 | 0 | 0 | 861 | 1220 | 1485 | 243 | 334 | 4143
[5 empty] | C2 | 1624 | 1865 | 758 | 111 | 12 | 4370 | 1433 | 1874 | 762 | 214 | 58 | 4341 | 0 | 0 | 0 | 0 | 0 | 0 | 1463 | 1655 | 804 | 312 | 141 | 4375 | 0 | 0 | 0 | 0 | 0 | 0 | 1357 | 1287 | 1033 | 349 | 298 | 4324
[5 empty] | C3 | 57 | 55 | 9 | 0 | 2 | 123 | 51 | 56 | 10 | 0 | 2 | 119 | 0 | 0 | 0 | 0 | 0 | 0 | 49 | 46 | 9 | 0 | 2 | 106 | 0 | 0 | 0 | 0 | 0 | 0 | 42 | 31 | 12 | 0 | 2 | 87
[5 empty] | C4 | 451 | 525 | 357 | 28 | 4 | 1365 | 399 | 528 | 360 | 67 | 11 | 1365 | 0 | 0 | 0 | 0 | 0 | 0 | 402 | 461 | 376 | 96 | 17 | 1352 | 0 | 0 | 0 | 0 | 0 | 0 | 368 | 351 | 484 | 107 | 32 | 1342
|  |  | 9896 | 9878 |  | 3178 | 4251 | 2219 | 208 | 40 |  | 2808 | 4275 | 2235 | 432 | 146 |  | 0 | 0 | 0 | 0 | 0 |  | 2850 | 3753 | 2343 | 627 | 323 |  | 0 | 0 | 0 | 0 | 0 |  | 2628 | 2889 | 3014 | 699 | 666
| EHV OHL Fittings and Conductors (Tower Lines) |  |  |  | C1 | 2.2333 | 172.982 | 97.1676 | 158.0498 | 160.9179 | 591.3506 | 2.2333 | 90.3849 | 47.0231 | 230.8255 | 220.8837 | 591.3506 | 0 | 0 | 0 | 0 | 0 | 0 | 1.9354 | 41.9414 | 191.087 | 41.7973 | 314.5894 | 591.3506 | 0 | 0 | 0 | 0 | 0 | 0 | 1.0705 | 4.1592 | 181.3945 | 85.7587 | 318.9677 | 591.3506
[5 empty] | C2 | 0 | 0 | 0 | 0 | 0 | 0 | 0 | 0 | 0 | 0 | 0 | 0 | 0 | 0 | 0 | 0 | 0 | 0 | 0 | 0 | 0 | 0 | 0 | 0 | 0 | 0 | 0 | 0 | 0 | 0 | 0 | 0 | 0 | 0 | 0 | 0
[5 empty] | C3 | 0 | 0.83798 | 0.69576 | 1.2627 | 3.6383 | 6.4348 | 0 | 0.29214 | 0.69576 | 1.2627 | 4.1841 | 6.4348 | 0 | 0 | 0 | 0 | 0 | 0 | 0 | 0.29214 | 0.91871 | 0.32289 | 4.901 | 6.4348 | 0 | 0 | 0 | 0 | 0 | 0 | 0 | 0 | 0.83798 | 0.69576 | 4.901 | 6.4348
[5 empty] | C4 | 0 | 0.73612 | 0.59389 | 1.8586 | 1.3742 | 4.5628 | 0 | 0.73612 | 0.59389 | 1.8586 | 1.3742 | 4.5628 | 0 | 0 | 0 | 0 | 0 | 0 | 0 | 0.73612 | 0.59389 | 0.29022 | 2.9425 | 4.5628 | 0 | 0 | 0 | 0 | 0 | 0 | 0 | 0.29791 | 0.43821 | 0.59389 | 3.2328 | 4.5628
|  |  | 602 | 547 |  | 2.2333 | 174.5561 | 98.4572 | 161.171 | 165.9304 |  | 2.2333 | 91.4132 | 48.3128 | 233.9468 | 226.442 |  | 0 | 0 | 0 | 0 | 0 |  | 1.9354 | 42.9697 | 192.5996 | 42.4104 | 322.433 |  | 0 | 0 | 0 | 0 | 0 |  | 1.0705 | 4.4571 | 182.6707 | 87.0484 | 327.1015
| [Please insert new asset category as required] |  |  |  | C1 | 0 | 0 | 0 | 0 | 0 | 0 | 0 | 0 | 0 | 0 | 0 | 0 | 0 | 0 | 0 | 0 | 0 | 0 | 0 | 0 | 0 | 0 | 0 | 0 | 0 | 0 | 0 | 0 | 0 | 0 | 0 | 0 | 0 | 0 | 0 | 0
[5 empty] | C2 | 0 | 0 | 0 | 0 | 0 | 0 | 0 | 0 | 0 | 0 | 0 | 0 | 0 | 0 | 0 | 0 | 0 | 0 | 0 | 0 | 0 | 0 | 0 | 0 | 0 | 0 | 0 | 0 | 0 | 0 | 0 | 0 | 0 | 0 | 0 | 0
[5 empty] | C3 | 0 | 0 | 0 | 0 | 0 | 0 | 0 | 0 | 0 | 0 | 0 | 0 | 0 | 0 | 0 | 0 | 0 | 0 | 0 | 0 | 0 | 0 | 0 | 0 | 0 | 0 | 0 | 0 | 0 | 0 | 0 | 0 | 0 | 0 | 0 | 0
[5 empty] | C4 | 0 | 0 | 0 | 0 | 0 | 0 | 0 | 0 | 0 | 0 | 0 | 0 | 0 | 0 | 0 | 0 | 0 | 0 | 0 | 0 | 0 | 0 | 0 | 0 | 0 | 0 | 0 | 0 | 0 | 0 | 0 | 0 | 0 | 0 | 0 | 0
|  |  | 0 | 0 |  | 0 | 0 | 0 | 0 | 0 |  | 0 | 0 | 0 | 0 | 0 |  | 0 | 0 | 0 | 0 | 0 |  | 0 | 0 | 0 | 0 | 0 |  | 0 | 0 | 0 | 0 | 0 |  | 0 | 0 | 0 | 0 | 0
| [Please insert new asset category as required] |  |  |  | C1 | 0 | 0 | 0 | 0 | 0 | 0 | 0 | 0 | 0 | 0 | 0 | 0 | 0 | 0 | 0 | 0 | 0 | 0 | 0 | 0 | 0 | 0 | 0 | 0 | 0 | 0 | 0 | 0 | 0 | 0 | 0 | 0 | 0 | 0 | 0 | 0
[5 empty] | C2 | 0 | 0 | 0 | 0 | 0 | 0 | 0 | 0 | 0 | 0 | 0 | 0 | 0 | 0 | 0 | 0 | 0 | 0 | 0 | 0 | 0 | 0 | 0 | 0 | 0 | 0 | 0 | 0 | 0 | 0 | 0 | 0 | 0 | 0 | 0 | 0
[5 empty] | C3 | 0 | 0 | 0 | 0 | 0 | 0 | 0 | 0 | 0 | 0 | 0 | 0 | 0 | 0 | 0 | 0 | 0 | 0 | 0 | 0 | 0 | 0 | 0 | 0 | 0 | 0 | 0 | 0 | 0 | 0 | 0 | 0 | 0 | 0 | 0 | 0
[5 empty] | C4 | 0 | 0 | 0 | 0 | 0 | 0 | 0 | 0 | 0 | 0 | 0 | 0 | 0 | 0 | 0 | 0 | 0 | 0 | 0 | 0 | 0 | 0 | 0 | 0 | 0 | 0 | 0 | 0 | 0 | 0 | 0 | 0 | 0 | 0 | 0 | 0
|  |  | 0 | 0 |  | 0 | 0 | 0 | 0 | 0 |  | 0 | 0 | 0 | 0 | 0 |  | 0 | 0 | 0 | 0 | 0 |  | 0 | 0 | 0 | 0 | 0 |  | 0 | 0 | 0 | 0 | 0 |  | 0 | 0 | 0 | 0 | 0
| [Please insert new asset category as required] |  |  |  | C1 | 0 | 0 | 0 | 0 | 0 | 0 | 0 | 0 | 0 | 0 | 0 | 0 | 0 | 0 | 0 | 0 | 0 | 0 | 0 | 0 | 0 | 0 | 0 | 0 | 0 | 0 | 0 | 0 | 0 | 0 | 0 | 0 | 0 | 0 | 0 | 0
[5 empty] | C2 | 0 | 0 | 0 | 0 | 0 | 0 | 0 | 0 | 0 | 0 | 0 | 0 | 0 | 0 | 0 | 0 | 0 | 0 | 0 | 0 | 0 | 0 | 0 | 0 | 0 | 0 | 0 | 0 | 0 | 0 | 0 | 0 | 0 | 0 | 0 | 0
[5 empty] | C3 | 0 | 0 | 0 | 0 | 0 | 0 | 0 | 0 | 0 | 0 | 0 | 0 | 0 | 0 | 0 | 0 | 0 | 0 | 0 | 0 | 0 | 0 | 0 | 0 | 0 | 0 | 0 | 0 | 0 | 0 | 0 | 0 | 0 | 0 | 0 | 0
[5 empty] | C4 | 0 | 0 | 0 | 0 | 0 | 0 | 0 | 0 | 0 | 0 | 0 | 0 | 0 | 0 | 0 | 0 | 0 | 0 | 0 | 0 | 0 | 0 | 0 | 0 | 0 | 0 | 0 | 0 | 0 | 0 | 0 | 0 | 0 | 0 | 0 | 0
|  |  | 0 | 0 |  | 0 | 0 | 0 | 0 | 0 |  | 0 | 0 | 0 | 0 | 0 |  | 0 | 0 | 0 | 0 | 0 |  | 0 | 0 | 0 | 0 | 0 |  | 0 | 0 | 0 | 0 | 0 |  | 0 | 0 | 0 | 0 | 0
| [Please insert new asset category as required] |  |  |  | C1 | 0 | 0 | 0 | 0 | 0 | 0 | 0 | 0 | 0 | 0 | 0 | 0 | 0 | 0 | 0 | 0 | 0 | 0 | 0 | 0 | 0 | 0 | 0 | 0 | 0 | 0 | 0 | 0 | 0 | 0 | 0 | 0 | 0 | 0 | 0 | 0
[5 empty] | C2 | 0 | 0 | 0 | 0 | 0 | 0 | 0 | 0 | 0 | 0 | 0 | 0 | 0 | 0 | 0 | 0 | 0 | 0 | 0 | 0 | 0 | 0 | 0 | 0 | 0 | 0 | 0 | 0 | 0 | 0 | 0 | 0 | 0 | 0 | 0 | 0
[5 empty] | C3 | 0 | 0 | 0 | 0 | 0 | 0 | 0 | 0 | 0 | 0 | 0 | 0 | 0 | 0 | 0 | 0 | 0 | 0 | 0 | 0 | 0 | 0 | 0 | 0 | 0 | 0 | 0 | 0 | 0 | 0 | 0 | 0 | 0 | 0 | 0 | 0
[5 empty] | C4 | 0 | 0 | 0 | 0 | 0 | 0 | 0 | 0 | 0 | 0 | 0 | 0 | 0 | 0 | 0 | 0 | 0 | 0 | 0 | 0 | 0 | 0 | 0 | 0 | 0 | 0 | 0 | 0 | 0 | 0 | 0 | 0 | 0 | 0 | 0 | 0
|  |  | 0 | 0 |  | 0 | 0 | 0 | 0 | 0 |  | 0 | 0 | 0 | 0 | 0 |  | 0 | 0 | 0 | 0 | 0 |  | 0 | 0 | 0 | 0 | 0 |  | 0 | 0 | 0 | 0 | 0 |  | 0 | 0 | 0 | 0 | 0
| [Please insert new asset category as required] |  |  |  | C1 | 0 | 0 | 0 | 0 | 0 | 0 | 0 | 0 | 0 | 0 | 0 | 0 | 0 | 0 | 0 | 0 | 0 | 0 | 0 | 0 | 0 | 0 | 0 | 0 | 0 | 0 | 0 | 0 | 0 | 0 | 0 | 0 | 0 | 0 | 0 | 0
[5 empty] | C2 | 0 | 0 | 0 | 0 | 0 | 0 | 0 | 0 | 0 | 0 | 0 | 0 | 0 | 0 | 0 | 0 | 0 | 0 | 0 | 0 | 0 | 0 | 0 | 0 | 0 | 0 | 0 | 0 | 0 | 0 | 0 | 0 | 0 | 0 | 0 | 0
[5 empty] | C3 | 0 | 0 | 0 | 0 | 0 | 0 | 0 | 0 | 0 | 0 | 0 | 0 | 0 | 0 | 0 | 0 | 0 | 0 | 0 | 0 | 0 | 0 | 0 | 0 | 0 | 0 | 0 | 0 | 0 | 0 | 0 | 0 | 0 | 0 | 0 | 0
[5 empty] | C4 | 0 | 0 | 0 | 0 | 0 | 0 | 0 | 0 | 0 | 0 | 0 | 0 | 0 | 0 | 0 | 0 | 0 | 0 | 0 | 0 | 0 | 0 | 0 | 0 | 0 | 0 | 0 | 0 | 0 | 0 | 0 | 0 | 0 | 0 | 0 | 0
|  |  | 0 | 0 |  | 0 | 0 | 0 | 0 | 0 |  | 0 | 0 | 0 | 0 | 0 |  | 0 | 0 | 0 | 0 | 0 |  | 0 | 0 | 0 | 0 | 0 |  | 0 | 0 | 0 | 0 | 0 |  | 0 | 0 | 0 | 0 | 0
132kV Network
| 132kV CBs |  |  |  | C1 | 30 | 0 | 2 | 0 | 0 | 32 | 30 | 0 | 2 | 0 | 0 | 32 | 0 | 0 | 0 | 0 | 0 | 0 | 28 | 2 | 0 | 2 | 0 | 32 | 0 | 0 | 0 | 0 | 0 | 0 | 27 | 3 | 0 | 2 | 0 | 32
[5 empty] | C2 | 23 | 0 | 0 | 0 | 0 | 23 | 15 | 0 | 0 | 0 | 8 | 23 | 0 | 0 | 0 | 0 | 0 | 0 | 15 | 0 | 0 | 0 | 8 | 23 | 0 | 0 | 0 | 0 | 0 | 0 | 10 | 5 | 0 | 0 | 8 | 23
[5 empty] | C3 | 18 | 0 | 0 | 8 | 0 | 26 | 18 | 0 | 0 | 8 | 0 | 26 | 0 | 0 | 0 | 0 | 0 | 0 | 18 | 0 | 0 | 8 | 0 | 26 | 0 | 0 | 0 | 0 | 0 | 0 | 18 | 0 | 0 | 0 | 8 | 26
[5 empty] | C4 | 2 | 0 | 0 | 0 | 0 | 2 | 0 | 0 | 2 | 0 | 0 | 2 | 0 | 0 | 0 | 0 | 0 | 0 | 0 | 0 | 0 | 2 | 0 | 2 | 0 | 0 | 0 | 0 | 0 | 0 | 0 | 0 | 0 | 2 | 0 | 2
|  |  | 83 | 84 |  | 73 | 0 | 2 | 8 | 0 |  | 63 | 0 | 4 | 8 | 8 |  | 0 | 0 | 0 | 0 | 0 |  | 61 | 2 | 0 | 12 | 8 |  | 0 | 0 | 0 | 0 | 0 |  | 55 | 8 | 0 | 4 | 16
| 132kV Transformer |  |  |  | C1 | 18 | 9 | 3 | 0 | 0 | 30 | 16 | 9 | 3 | 1 | 1 | 30 | 0 | 0 | 0 | 0 | 0 | 0 | 15 | 9 | 1 | 3 | 2 | 30 | 0 | 0 | 0 | 0 | 0 | 0 | 15 | 6 | 4 | 3 | 2 | 30
[5 empty] | C2 | 12 | 10 | 8 | 4 | 0 | 34 | 12 | 10 | 8 | 4 | 0 | 34 | 0 | 0 | 0 | 0 | 0 | 0 | 10 | 11 | 8 | 2 | 3 | 34 | 0 | 0 | 0 | 0 | 0 | 0 | 8 | 11 | 8 | 3 | 4 | 34
[5 empty] | C3 | 7 | 4 | 2 | 0 | 0 | 13 | 5 | 4 | 2 | 2 | 0 | 13 | 0 | 0 | 0 | 0 | 0 | 0 | 5 | 4 | 2 | 0 | 2 | 13 | 0 | 0 | 0 | 0 | 0 | 0 | 5 | 4 | 2 | 0 | 2 | 13
[5 empty] | C4 | 2 | 0 | 0 | 0 | 0 | 2 | 2 | 0 | 0 | 0 | 0 | 2 | 0 | 0 | 0 | 0 | 0 | 0 | 2 | 0 | 0 | 0 | 0 | 2 | 0 | 0 | 0 | 0 | 0 | 0 | 2 | 0 | 0 | 0 | 0 | 2
|  |  | 79 | 79 |  | 39 | 23 | 13 | 4 | 0 |  | 35 | 23 | 13 | 7 | 1 |  | 0 | 0 | 0 | 0 | 0 |  | 32 | 24 | 11 | 5 | 7 |  | 0 | 0 | 0 | 0 | 0 |  | 30 | 21 | 14 | 6 | 8
| 132kV UG Cable (Gas) |  |  |  | C1 | 0 | 0 | 0 | 0 | 0.0030333 | 0.0030333 | 0 | 0 | 0 | 0 | 0.67969 | 0.67969 | 0 | 0 | 0 | 0 | 0 | 0 | 0 | 0 | 0 | 0 | 0.0030333 | 0.0030333 | 0 | 0 | 0 | 0 | 0 | 0 | 0 | 0 | 0 | 0 | 0.0030333 | 0.0030333
[5 empty] | C2 | 0 | 0 | 0 | 0 | 0.0011431 | 0.0011431 | 0 | 0 | 0 | 0 | 0.25615 | 0.25615 | 0 | 0 | 0 | 0 | 0 | 0 | 0 | 0 | 0 | 0 | 0.0011431 | 0.0011431 | 0 | 0 | 0 | 0 | 0 | 0 | 0 | 0 | 0 | 0 | 0.0011431 | 0.0011431
[5 empty] | C3 | 0 | 0 | 0 | 0 | 0.016356 | 0.016356 | 0 | 0 | 0 | 0 | 3.6651 | 3.6651 | 0 | 0 | 0 | 0 | 0 | 0 | 0 | 0 | 0 | 0 | 0.016356 | 0.016356 | 0 | 0 | 0 | 0 | 0 | 0 | 0 | 0 | 0 | 0 | 0.016356 | 0.016356
[5 empty] | C4 | 0 | 0 | 0 | 0 | 0.0054672 | 0.0054672 | 0 | 0 | 0 | 0 | 1.2251 | 1.2251 | 0 | 0 | 0 | 0 | 0 | 0 | 0 | 0 | 0 | 0 | 0.0054672 | 0.0054672 | 0 | 0 | 0 | 0 | 0 | 0 | 0 | 0 | 0 | 0 | 0.0054672 | 0.0054672
|  |  | 0 | 0 |  | 0 | 0 | 0 | 0 | 0.026 |  | 0 | 0 | 0 | 0 | 5.826 |  | 0 | 0 | 0 | 0 | 0 |  | 0 | 0 | 0 | 0 | 0.026 |  | 0 | 0 | 0 | 0 | 0 |  | 0 | 0 | 0 | 0 | 0.026
| 132kV UG Cable (Oil) |  |  |  | C1 | 0 | 2.9422 | 0.71401 | 1.6033 | 1.6842 | 6.9437 | 0 | 2.9422 | 0.71401 | 1.6033 | 1.6842 | 6.9437 | 0 | 0 | 0 | 0 | 0 | 0 | 0 | 2.7908 | 0.70587 | 1.9907 | 1.6982 | 7.1857 | 0 | 0 | 0 | 0 | 0 | 0 | 0 | 0.64753 | 1.6511 | 1.1276 | 4.3905 | 7.8167
[5 empty] | C2 | 3.7561 | 3.3857 | 4.3751 | 9.8785 | 2.2337 | 23.6291 | 3.7561 | 3.3857 | 4.3751 | 9.8785 | 2.2337 | 23.6291 | 0 | 0 | 0 | 0 | 0 | 0 | 1.3281 | 3.2115 | 4.3252 | 12.2653 | 2.2523 | 23.3825 | 0 | 0 | 0 | 0 | 0 | 0 | 1.3281 | 0.74514 | 10.1171 | 6.9474 | 5.823 | 24.9608
[5 empty] | C3 | 0 | 14.9297 | 6.0468 | 3.6204 | 2.0782 | 26.675 | 0 | 14.9297 | 6.0468 | 3.6204 | 2.0782 | 26.675 | 0 | 0 | 0 | 0 | 0 | 0 | 0 | 14.1616 | 5.9778 | 4.4951 | 2.0955 | 26.73 | 0 | 0 | 0 | 0 | 0 | 0 | 0 | 3.2858 | 13.9829 | 2.5462 | 5.4176 | 25.2324
[5 empty] | C4 | 0 | 0.97712 | 0 | 0 | 0 | 0.97712 | 0 | 0.97712 | 0 | 0 | 0 | 0.97712 | 0 | 0 | 0 | 0 | 0 | 0 | 0 | 0.92685 | 0 | 0 | 0 | 0.92685 | 0 | 0 | 0 | 0 | 0 | 0 | 0 | 0.21505 | 0 | 0 | 0 | 0.21505
|  |  | 58 | 39 |  | 3.7561 | 22.2348 | 11.1358 | 15.1022 | 5.9961 |  | 3.7561 | 22.2348 | 11.1358 | 15.1022 | 5.9961 |  | 0 | 0 | 0 | 0 | 0 |  | 1.3281 | 21.0908 | 11.0088 | 18.7512 | 6.0461 |  | 0 | 0 | 0 | 0 | 0 |  | 1.3281 | 4.8935 | 25.7511 | 10.6212 | 15.6311
| 132kV UG Cable (Non Pressurised) |  |  |  | C1 | 30.5703 | 1.6243 | 0 | 0 | 0 | 32.1946 | 24.6703 | 1.6243 | 0 | 0 | 0 | 26.2946 | 0 | 0 | 0 | 0 | 0 | 0 | 30.5703 | 1.6243 | 0 | 0 | 0 | 32.1946 | 0 | 0 | 0 | 0 | 0 | 0 | 30.5703 | 1.6243 | 0 | 0 | 0 | 32.1946
[5 empty] | C2 | 0 | 0.52772 | 0.001 | 0.083556 | 0.007 | 0.61927 | 0 | 0.52772 | 0.001 | 0.083556 | 0.007 | 0.61927 | 0 | 0 | 0 | 0 | 0 | 0 | 0 | 0.52772 | 0.001 | 0.083556 | 0.007 | 0.61927 | 0 | 0 | 0 | 0 | 0 | 0 | 0 | 0.52772 | 0.001 | 0.083556 | 0.007 | 0.61927
[5 empty] | C3 | 0 | 0 | 0 | 0 | 0 | 0 | 0 | 0 | 0 | 0 | 0 | 0 | 0 | 0 | 0 | 0 | 0 | 0 | 0 | 0 | 0 | 0 | 0 | 0 | 0 | 0 | 0 | 0 | 0 | 0 | 0 | 0 | 0 | 0 | 0 | 0
[5 empty] | C4 | 0 | 6.0781 | 0 | 0 | 0 | 6.0781 | 0 | 6.0781 | 0 | 0 | 0 | 6.0781 | 0 | 0 | 0 | 0 | 0 | 0 | 0 | 6.0781 | 0 | 0 | 0 | 6.0781 | 0 | 0 | 0 | 0 | 0 | 0 | 0 | 6.0781 | 0 | 0 | 0 | 6.0781
|  |  | 39 | 58 |  | 30.5703 | 8.2302 | 0.001 | 0.083556 | 0.007 |  | 24.6703 | 8.2302 | 0.001 | 0.083556 | 0.007 |  | 0 | 0 | 0 | 0 | 0 |  | 30.5703 | 8.2302 | 0.001 | 0.083556 | 0.007 |  | 0 | 0 | 0 | 0 | 0 |  | 30.5703 | 8.2302 | 0.001 | 0.083556 | 0.007
| 132kV OHL Support - Tower |  |  |  | C1 | 145 | 227 | 58 | 28 | 114 | 572 | 52 | 139 | 94 | 35 | 252 | 572 | 0 | 0 | 0 | 0 | 0 | 0 | 88 | 237 | 56 | 46 | 145 | 572 | 0 | 0 | 0 | 0 | 0 | 0 | 34 | 111 | 180 | 56 | 191 | 572
[5 empty] | C2 | 184 | 73 | 9 | 41 | 56 | 363 | 17 | 67 | 23 | 48 | 208 | 363 | 0 | 0 | 0 | 0 | 0 | 0 | 115 | 88 | 56 | 7 | 97 | 363 | 0 | 0 | 0 | 0 | 0 | 0 | 4 | 171 | 28 | 56 | 104 | 363
[5 empty] | C3 | 28 | 66 | 0 | 23 | 5 | 122 | 4 | 8 | 13 | 26 | 71 | 122 | 0 | 0 | 0 | 0 | 0 | 0 | 10 | 82 | 2 | 0 | 28 | 122 | 0 | 0 | 0 | 0 | 0 | 0 | 2 | 26 | 64 | 2 | 28 | 122
[5 empty] | C4 | 97 | 7 | 0 | 0 | 8 | 112 | 1 | 2 | 4 | 22 | 83 | 112 | 0 | 0 | 0 | 0 | 0 | 0 | 96 | 7 | 1 | 0 | 8 | 112 | 0 | 0 | 0 | 0 | 0 | 0 | 0 | 97 | 6 | 1 | 8 | 112
|  |  | 1169 | 1169 |  | 454 | 373 | 67 | 92 | 183 |  | 74 | 216 | 134 | 131 | 614 |  | 0 | 0 | 0 | 0 | 0 |  | 309 | 414 | 115 | 53 | 278 |  | 0 | 0 | 0 | 0 | 0 |  | 40 | 405 | 278 | 115 | 331
| 132kV OHL Fittings and Conductors (Tower Lines) |  |  |  | C1 | 59.426 | 153.5999 | 184.0823 | 56.0422 | 81.9465 | 535.0969 | 58.4481 | 35.9218 | 99.5766 | 159.0191 | 182.1313 | 535.0969 | 0 | 0 | 0 | 0 | 0 | 0 | 55.9704 | 21.8938 | 243.6033 | 80.0159 | 133.6134 | 535.0969 | 0 | 0 | 0 | 0 | 0 | 0 | 55.9704 | 13.4634 | 234.4327 | 94.4155 | 136.8148 | 535.0969
[5 empty] | C2 | 0.52193 | 3.2945 | 27.6214 | 2.1808 | 6.5189 | 40.1377 | 0.52193 | 0 | 26.7231 | 3.2693 | 9.6234 | 40.1377 | 0 | 0 | 0 | 0 | 0 | 0 | 0.52193 | 0 | 29.3017 | 1.6143 | 8.6998 | 40.1377 | 0 | 0 | 0 | 0 | 0 | 0 | 0.52193 | 0 | 5.3726 | 25.5434 | 8.6998 | 40.1377
[5 empty] | C3 | 0 | 0 | 2.2856 | 1.622 | 0 | 3.9077 | 0 | 0 | 2.2856 | 1.622 | 0 | 3.9077 | 0 | 0 | 0 | 0 | 0 | 0 | 0 | 0 | 0.49864 | 2.6601 | 0.74894 | 3.9077 | 0 | 0 | 0 | 0 | 0 | 0 | 0 | 0 | 0 | 2.2856 | 1.622 | 3.9077
[5 empty] | C4 | 0 | 0 | 2.8134 | 1.4503 | 0.50155 | 4.7653 | 0 | 0 | 2.1517 | 1.4503 | 1.1632 | 4.7653 | 0 | 0 | 0 | 0 | 0 | 0 | 0 | 0 | 0.71013 | 3.5536 | 0.50155 | 4.7653 | 0 | 0 | 0 | 0 | 0 | 0 | 0 | 0 | 0.71013 | 2.1032 | 1.9519 | 4.7653
|  |  | 584 | 584 |  | 59.9479 | 156.8945 | 216.8026 | 61.2954 | 88.967 |  | 58.97 | 35.9218 | 130.737 | 165.3608 | 192.9179 |  | 0 | 0 | 0 | 0 | 0 |  | 56.4923 | 21.8938 | 274.1138 | 87.8439 | 143.5637 |  | 0 | 0 | 0 | 0 | 0 |  | 56.4923 | 13.4634 | 240.5154 | 124.3478 | 149.0886
| [Please insert new asset category as required] |  |  |  | C1 | 0 | 0 | 0 | 0 | 0 | 0 | 0 | 0 | 0 | 0 | 0 | 0 | 0 | 0 | 0 | 0 | 0 | 0 | 0 | 0 | 0 | 0 | 0 | 0 | 0 | 0 | 0 | 0 | 0 | 0 | 0 | 0 | 0 | 0 | 0 | 0
[5 empty] | C2 | 0 | 0 | 0 | 0 | 0 | 0 | 0 | 0 | 0 | 0 | 0 | 0 | 0 | 0 | 0 | 0 | 0 | 0 | 0 | 0 | 0 | 0 | 0 | 0 | 0 | 0 | 0 | 0 | 0 | 0 | 0 | 0 | 0 | 0 | 0 | 0
[5 empty] | C3 | 0 | 0 | 0 | 0 | 0 | 0 | 0 | 0 | 0 | 0 | 0 | 0 | 0 | 0 | 0 | 0 | 0 | 0 | 0 | 0 | 0 | 0 | 0 | 0 | 0 | 0 | 0 | 0 | 0 | 0 | 0 | 0 | 0 | 0 | 0 | 0
[5 empty] | C4 | 0 | 0 | 0 | 0 | 0 | 0 | 0 | 0 | 0 | 0 | 0 | 0 | 0 | 0 | 0 | 0 | 0 | 0 | 0 | 0 | 0 | 0 | 0 | 0 | 0 | 0 | 0 | 0 | 0 | 0 | 0 | 0 | 0 | 0 | 0 | 0
|  |  | 0 | 0 |  | 0 | 0 | 0 | 0 | 0 |  | 0 | 0 | 0 | 0 | 0 |  | 0 | 0 | 0 | 0 | 0 |  | 0 | 0 | 0 | 0 | 0 |  | 0 | 0 | 0 | 0 | 0 |  | 0 | 0 | 0 | 0 | 0
| [Please insert new asset category as required] |  |  |  | C1 | 0 | 0 | 0 | 0 | 0 | 0 | 0 | 0 | 0 | 0 | 0 | 0 | 0 | 0 | 0 | 0 | 0 | 0 | 0 | 0 | 0 | 0 | 0 | 0 | 0 | 0 | 0 | 0 | 0 | 0 | 0 | 0 | 0 | 0 | 0 | 0
[5 empty] | C2 | 0 | 0 | 0 | 0 | 0 | 0 | 0 | 0 | 0 | 0 | 0 | 0 | 0 | 0 | 0 | 0 | 0 | 0 | 0 | 0 | 0 | 0 | 0 | 0 | 0 | 0 | 0 | 0 | 0 | 0 | 0 | 0 | 0 | 0 | 0 | 0
[5 empty] | C3 | 0 | 0 | 0 | 0 | 0 | 0 | 0 | 0 | 0 | 0 | 0 | 0 | 0 | 0 | 0 | 0 | 0 | 0 | 0 | 0 | 0 | 0 | 0 | 0 | 0 | 0 | 0 | 0 | 0 | 0 | 0 | 0 | 0 | 0 | 0 | 0
[5 empty] | C4 | 0 | 0 | 0 | 0 | 0 | 0 | 0 | 0 | 0 | 0 | 0 | 0 | 0 | 0 | 0 | 0 | 0 | 0 | 0 | 0 | 0 | 0 | 0 | 0 | 0 | 0 | 0 | 0 | 0 | 0 | 0 | 0 | 0 | 0 | 0 | 0
|  |  | 0 | 0 |  | 0 | 0 | 0 | 0 | 0 |  | 0 | 0 | 0 | 0 | 0 |  | 0 | 0 | 0 | 0 | 0 |  | 0 | 0 | 0 | 0 | 0 |  | 0 | 0 | 0 | 0 | 0 |  | 0 | 0 | 0 | 0 | 0
| [Please insert new asset category as required] |  |  |  | C1 | 0 | 0 | 0 | 0 | 0 | 0 | 0 | 0 | 0 | 0 | 0 | 0 | 0 | 0 | 0 | 0 | 0 | 0 | 0 | 0 | 0 | 0 | 0 | 0 | 0 | 0 | 0 | 0 | 0 | 0 | 0 | 0 | 0 | 0 | 0 | 0
[5 empty] | C2 | 0 | 0 | 0 | 0 | 0 | 0 | 0 | 0 | 0 | 0 | 0 | 0 | 0 | 0 | 0 | 0 | 0 | 0 | 0 | 0 | 0 | 0 | 0 | 0 | 0 | 0 | 0 | 0 | 0 | 0 | 0 | 0 | 0 | 0 | 0 | 0
[5 empty] | C3 | 0 | 0 | 0 | 0 | 0 | 0 | 0 | 0 | 0 | 0 | 0 | 0 | 0 | 0 | 0 | 0 | 0 | 0 | 0 | 0 | 0 | 0 | 0 | 0 | 0 | 0 | 0 | 0 | 0 | 0 | 0 | 0 | 0 | 0 | 0 | 0
[5 empty] | C4 | 0 | 0 | 0 | 0 | 0 | 0 | 0 | 0 | 0 | 0 | 0 | 0 | 0 | 0 | 0 | 0 | 0 | 0 | 0 | 0 | 0 | 0 | 0 | 0 | 0 | 0 | 0 | 0 | 0 | 0 | 0 | 0 | 0 | 0 | 0 | 0
|  |  | 0 | 0 |  | 0 | 0 | 0 | 0 | 0 |  | 0 | 0 | 0 | 0 | 0 |  | 0 | 0 | 0 | 0 | 0 |  | 0 | 0 | 0 | 0 | 0 |  | 0 | 0 | 0 | 0 | 0 |  | 0 | 0 | 0 | 0 | 0
| [Please insert new asset category as required] |  |  |  | C1 | 0 | 0 | 0 | 0 | 0 | 0 | 0 | 0 | 0 | 0 | 0 | 0 | 0 | 0 | 0 | 0 | 0 | 0 | 0 | 0 | 0 | 0 | 0 | 0 | 0 | 0 | 0 | 0 | 0 | 0 | 0 | 0 | 0 | 0 | 0 | 0
[5 empty] | C2 | 0 | 0 | 0 | 0 | 0 | 0 | 0 | 0 | 0 | 0 | 0 | 0 | 0 | 0 | 0 | 0 | 0 | 0 | 0 | 0 | 0 | 0 | 0 | 0 | 0 | 0 | 0 | 0 | 0 | 0 | 0 | 0 | 0 | 0 | 0 | 0
[5 empty] | C3 | 0 | 0 | 0 | 0 | 0 | 0 | 0 | 0 | 0 | 0 | 0 | 0 | 0 | 0 | 0 | 0 | 0 | 0 | 0 | 0 | 0 | 0 | 0 | 0 | 0 | 0 | 0 | 0 | 0 | 0 | 0 | 0 | 0 | 0 | 0 | 0
[5 empty] | C4 | 0 | 0 | 0 | 0 | 0 | 0 | 0 | 0 | 0 | 0 | 0 | 0 | 0 | 0 | 0 | 0 | 0 | 0 | 0 | 0 | 0 | 0 | 0 | 0 | 0 | 0 | 0 | 0 | 0 | 0 | 0 | 0 | 0 | 0 | 0 | 0
|  |  | 0 | 0 |  | 0 | 0 | 0 | 0 | 0 |  | 0 | 0 | 0 | 0 | 0 |  | 0 | 0 | 0 | 0 | 0 |  | 0 | 0 | 0 | 0 | 0 |  | 0 | 0 | 0 | 0 | 0 |  | 0 | 0 | 0 | 0 | 0
| [Please insert new asset category as required] |  |  |  | C1 | 0 | 0 | 0 | 0 | 0 | 0 | 0 | 0 | 0 | 0 | 0 | 0 | 0 | 0 | 0 | 0 | 0 | 0 | 0 | 0 | 0 | 0 | 0 | 0 | 0 | 0 | 0 | 0 | 0 | 0 | 0 | 0 | 0 | 0 | 0 | 0
[5 empty] | C2 | 0 | 0 | 0 | 0 | 0 | 0 | 0 | 0 | 0 | 0 | 0 | 0 | 0 | 0 | 0 | 0 | 0 | 0 | 0 | 0 | 0 | 0 | 0 | 0 | 0 | 0 | 0 | 0 | 0 | 0 | 0 | 0 | 0 | 0 | 0 | 0
[5 empty] | C3 | 0 | 0 | 0 | 0 | 0 | 0 | 0 | 0 | 0 | 0 | 0 | 0 | 0 | 0 | 0 | 0 | 0 | 0 | 0 | 0 | 0 | 0 | 0 | 0 | 0 | 0 | 0 | 0 | 0 | 0 | 0 | 0 | 0 | 0 | 0 | 0
[5 empty] | C4 | 0 | 0 | 0 | 0 | 0 | 0 | 0 | 0 | 0 | 0 | 0 | 0 | 0 | 0 | 0 | 0 | 0 | 0 | 0 | 0 | 0 | 0 | 0 | 0 | 0 | 0 | 0 | 0 | 0 | 0 | 0 | 0 | 0 | 0 | 0 | 0
|  |  | 0 | 0 |  | 0 | 0 | 0 | 0 | 0 |  | 0 | 0 | 0 | 0 | 0 |  | 0 | 0 | 0 | 0 | 0 |  | 0 | 0 | 0 | 0 | 0 |  | 0 | 0 | 0 | 0 | 0 |  | 0 | 0 | 0 | 0 | 0
Other
| Submarine Cables |  |  |  | C1 | 0 | 0 | 0 | 0 | 0 | 0 | 0 | 0 | 0 | 0 | 0 | 0 | 0 | 0 | 0 | 0 | 0 | 0 | 0 | 0 | 0 | 0 | 0 | 0 | 0 | 0 | 0 | 0 | 0 | 0 | 0 | 0 | 0 | 0 | 0 | 0
[5 empty] | C2 | 0 | 0 | 0 | 0 | 0 | 0 | 0 | 0 | 0 | 0 | 0 | 0 | 0 | 0 | 0 | 0 | 0 | 0 | 0 | 0 | 0 | 0 | 0 | 0 | 0 | 0 | 0 | 0 | 0 | 0 | 0 | 0 | 0 | 0 | 0 | 0
[5 empty] | C3 | 0 | 0 | 0 | 0 | 0 | 0 | 0 | 0 | 0 | 0 | 0 | 0 | 0 | 0 | 0 | 0 | 0 | 0 | 0 | 0 | 0 | 0 | 0 | 0 | 0 | 0 | 0 | 0 | 0 | 0 | 0 | 0 | 0 | 0 | 0 | 0
[5 empty] | C4 | 0 | 0 | 0 | 0 | 0 | 0 | 0 | 0 | 0 | 0 | 0 | 0 | 0 | 0 | 0 | 0 | 0 | 0 | 0 | 0 | 0 | 0 | 0 | 0 | 0 | 0 | 0 | 0 | 0 | 0 | 0 | 0 | 0 | 0 | 0 | 0
|  |  | 0 | 0 |  | 0 | 0 | 0 | 0 | 0 |  | 0 | 0 | 0 | 0 | 0 |  | 0 | 0 | 0 | 0 | 0 |  | 0 | 0 | 0 | 0 | 0 |  | 0 | 0 | 0 | 0 | 0 |  | 0 | 0 | 0 | 0 | 0
| [Please insert new asset category as required] |  |  |  | C1 | 0 | 0 | 0 | 0 | 0 | 0 | 0 | 0 | 0 | 0 | 0 | 0 | 0 | 0 | 0 | 0 | 0 | 0 | 0 | 0 | 0 | 0 | 0 | 0 | 0 | 0 | 0 | 0 | 0 | 0 | 0 | 0 | 0 | 0 | 0 | 0
[5 empty] | C2 | 0 | 0 | 0 | 0 | 0 | 0 | 0 | 0 | 0 | 0 | 0 | 0 | 0 | 0 | 0 | 0 | 0 | 0 | 0 | 0 | 0 | 0 | 0 | 0 | 0 | 0 | 0 | 0 | 0 | 0 | 0 | 0 | 0 | 0 | 0 | 0
[5 empty] | C3 | 0 | 0 | 0 | 0 | 0 | 0 | 0 | 0 | 0 | 0 | 0 | 0 | 0 | 0 | 0 | 0 | 0 | 0 | 0 | 0 | 0 | 0 | 0 | 0 | 0 | 0 | 0 | 0 | 0 | 0 | 0 | 0 | 0 | 0 | 0 | 0
[5 empty] | C4 | 0 | 0 | 0 | 0 | 0 | 0 | 0 | 0 | 0 | 0 | 0 | 0 | 0 | 0 | 0 | 0 | 0 | 0 | 0 | 0 | 0 | 0 | 0 | 0 | 0 | 0 | 0 | 0 | 0 | 0 | 0 | 0 | 0 | 0 | 0 | 0
|  |  | 0 | 0 |  | 0 | 0 | 0 | 0 | 0 |  | 0 | 0 | 0 | 0 | 0 |  | 0 | 0 | 0 | 0 | 0 |  | 0 | 0 | 0 | 0 | 0 |  | 0 | 0 | 0 | 0 | 0 |  | 0 | 0 | 0 | 0 | 0
| [Please insert new asset category as required] |  |  |  | C1 | 0 | 0 | 0 | 0 | 0 | 0 | 0 | 0 | 0 | 0 | 0 | 0 | 0 | 0 | 0 | 0 | 0 | 0 | 0 | 0 | 0 | 0 | 0 | 0 | 0 | 0 | 0 | 0 | 0 | 0 | 0 | 0 | 0 | 0 | 0 | 0
[5 empty] | C2 | 0 | 0 | 0 | 0 | 0 | 0 | 0 | 0 | 0 | 0 | 0 | 0 | 0 | 0 | 0 | 0 | 0 | 0 | 0 | 0 | 0 | 0 | 0 | 0 | 0 | 0 | 0 | 0 | 0 | 0 | 0 | 0 | 0 | 0 | 0 | 0
[5 empty] | C3 | 0 | 0 | 0 | 0 | 0 | 0 | 0 | 0 | 0 | 0 | 0 | 0 | 0 | 0 | 0 | 0 | 0 | 0 | 0 | 0 | 0 | 0 | 0 | 0 | 0 | 0 | 0 | 0 | 0 | 0 | 0 | 0 | 0 | 0 | 0 | 0
[5 empty] | C4 | 0 | 0 | 0 | 0 | 0 | 0 | 0 | 0 | 0 | 0 | 0 | 0 | 0 | 0 | 0 | 0 | 0 | 0 | 0 | 0 | 0 | 0 | 0 | 0 | 0 | 0 | 0 | 0 | 0 | 0 | 0 | 0 | 0 | 0 | 0 | 0
|  |  | 0 | 0 |  | 0 | 0 | 0 | 0 | 0 |  | 0 | 0 | 0 | 0 | 0 |  | 0 | 0 | 0 | 0 | 0 |  | 0 | 0 | 0 | 0 | 0 |  | 0 | 0 | 0 | 0 | 0 |  | 0 | 0 | 0 | 0 | 0
| [Please insert new asset category as required] |  |  |  | C1 | 0 | 0 | 0 | 0 | 0 | 0 | 0 | 0 | 0 | 0 | 0 | 0 | 0 | 0 | 0 | 0 | 0 | 0 | 0 | 0 | 0 | 0 | 0 | 0 | 0 | 0 | 0 | 0 | 0 | 0 | 0 | 0 | 0 | 0 | 0 | 0
[5 empty] | C2 | 0 | 0 | 0 | 0 | 0 | 0 | 0 | 0 | 0 | 0 | 0 | 0 | 0 | 0 | 0 | 0 | 0 | 0 | 0 | 0 | 0 | 0 | 0 | 0 | 0 | 0 | 0 | 0 | 0 | 0 | 0 | 0 | 0 | 0 | 0 | 0
[5 empty] | C3 | 0 | 0 | 0 | 0 | 0 | 0 | 0 | 0 | 0 | 0 | 0 | 0 | 0 | 0 | 0 | 0 | 0 | 0 | 0 | 0 | 0 | 0 | 0 | 0 | 0 | 0 | 0 | 0 | 0 | 0 | 0 | 0 | 0 | 0 | 0 | 0
[5 empty] | C4 | 0 | 0 | 0 | 0 | 0 | 0 | 0 | 0 | 0 | 0 | 0 | 0 | 0 | 0 | 0 | 0 | 0 | 0 | 0 | 0 | 0 | 0 | 0 | 0 | 0 | 0 | 0 | 0 | 0 | 0 | 0 | 0 | 0 | 0 | 0 | 0
|  |  | 0 | 0 |  | 0 | 0 | 0 | 0 | 0 |  | 0 | 0 | 0 | 0 | 0 |  | 0 | 0 | 0 | 0 | 0 |  | 0 | 0 | 0 | 0 | 0 |  | 0 | 0 | 0 | 0 | 0 |  | 0 | 0 | 0 | 0 | 0
| [Please insert new asset category as required] |  |  |  | C1 | 0 | 0 | 0 | 0 | 0 | 0 | 0 | 0 | 0 | 0 | 0 | 0 | 0 | 0 | 0 | 0 | 0 | 0 | 0 | 0 | 0 | 0 | 0 | 0 | 0 | 0 | 0 | 0 | 0 | 0 | 0 | 0 | 0 | 0 | 0 | 0
[5 empty] | C2 | 0 | 0 | 0 | 0 | 0 | 0 | 0 | 0 | 0 | 0 | 0 | 0 | 0 | 0 | 0 | 0 | 0 | 0 | 0 | 0 | 0 | 0 | 0 | 0 | 0 | 0 | 0 | 0 | 0 | 0 | 0 | 0 | 0 | 0 | 0 | 0
[5 empty] | C3 | 0 | 0 | 0 | 0 | 0 | 0 | 0 | 0 | 0 | 0 | 0 | 0 | 0 | 0 | 0 | 0 | 0 | 0 | 0 | 0 | 0 | 0 | 0 | 0 | 0 | 0 | 0 | 0 | 0 | 0 | 0 | 0 | 0 | 0 | 0 | 0
[5 empty] | C4 | 0 | 0 | 0 | 0 | 0 | 0 | 0 | 0 | 0 | 0 | 0 | 0 | 0 | 0 | 0 | 0 | 0 | 0 | 0 | 0 | 0 | 0 | 0 | 0 | 0 | 0 | 0 | 0 | 0 | 0 | 0 | 0 | 0 | 0 | 0 | 0
|  |  | 0 | 0 |  | 0 | 0 | 0 | 0 | 0 |  | 0 | 0 | 0 | 0 | 0 |  | 0 | 0 | 0 | 0 | 0 |  | 0 | 0 | 0 | 0 | 0 |  | 0 | 0 | 0 | 0 | 0 |  | 0 | 0 | 0 | 0 | 0
| [Please insert new asset category as required] |  |  |  | C1 | 0 | 0 | 0 | 0 | 0 | 0 | 0 | 0 | 0 | 0 | 0 | 0 | 0 | 0 | 0 | 0 | 0 | 0 | 0 | 0 | 0 | 0 | 0 | 0 | 0 | 0 | 0 | 0 | 0 | 0 | 0 | 0 | 0 | 0 | 0 | 0
[5 empty] | C2 | 0 | 0 | 0 | 0 | 0 | 0 | 0 | 0 | 0 | 0 | 0 | 0 | 0 | 0 | 0 | 0 | 0 | 0 | 0 | 0 | 0 | 0 | 0 | 0 | 0 | 0 | 0 | 0 | 0 | 0 | 0 | 0 | 0 | 0 | 0 | 0
[5 empty] | C3 | 0 | 0 | 0 | 0 | 0 | 0 | 0 | 0 | 0 | 0 | 0 | 0 | 0 | 0 | 0 | 0 | 0 | 0 | 0 | 0 | 0 | 0 | 0 | 0 | 0 | 0 | 0 | 0 | 0 | 0 | 0 | 0 | 0 | 0 | 0 | 0
[5 empty] | C4 | 0 | 0 | 0 | 0 | 0 | 0 | 0 | 0 | 0 | 0 | 0 | 0 | 0 | 0 | 0 | 0 | 0 | 0 | 0 | 0 | 0 | 0 | 0 | 0 | 0 | 0 | 0 | 0 | 0 | 0 | 0 | 0 | 0 | 0 | 0 | 0
|  |  | 0 | 0 |  | 0 | 0 | 0 | 0 | 0 |  | 0 | 0 | 0 | 0 | 0 |  | 0 | 0 | 0 | 0 | 0 |  | 0 | 0 | 0 | 0 | 0 |  | 0 | 0 | 0 | 0 | 0 |  | 0 | 0 | 0 | 0 | 0
| TOTAL |  | 241438 | 239383 |  | 79461.5571 | 63119.1043 | 62690.8796 | 28331.1633 | 7836.2525 |  | 72340.8732 | 62950.9887 | 64146.4037 | 31275.6199 | 11650.0551 |  | 0 | 0 | 0 | 0 | 0 |  | 69731.9612 | 33024.191 | 68678.0298 | 56487.4481 | 13538.3268 |  | 0 | 0 | 0 | 0 | 0 |  | 60791.0253 | 29640.0713 | 61151.9975 | 58228.2551 | 31648.6077
Health Index Definitions
|  |  | HI1 | New or as new
|  |  | HI2 | Good or seviceable condition
|  |  | HI3 | Deterioration requires assessment and monitoring
|  |  | HI4 | Material deterioration, intervention requires consideration
|  |  | HI5 | End of serviceable life, intervention required
Criticality Index Definitions
|  |  | C1 | Low criticality
|  |  | C2 | Average criticality
|  |  | C3 | High criticality
|  |  | C4 | Very high criticality

## NAW8 - Average CoF - NPgN
NAW8: Secondary deliverables RIIO-ED1
NPgN
Price base (2012/13)
| ASSET CATEGORIES | RIIO-ED1 period
|  | Network Performance | Safety | Environmental | Financial consequence of repair/ replacement | Average Consequence of Asset Failure
LV Network
LV Switchgear and Other
LV UGB
| LV OHL Support | 4923.145 | 4327.4401 | 0 | 3000 | 12250.5851
[Please insert new asset category as required]
[Please insert new asset category as required]
[Please insert new asset category as required]
[Please insert new asset category as required]
[Please insert new asset category as required]
| HV Network | 0 | 0 | 0 | 0 | 0
| HV Switchgear (GM) - Primary | 139929.347 | 10718.0515 | 468.2855 | 16000 | 167115.684
| HV Switchgear (GM) - Distribution | 33129.3773 | 45407.6775 | 242.4526 | 8000 | 86779.5074
| HV Transformer (GM) | 13684.602 | 44809.2831 | 275.625 | 8000 | 66769.5101
HV UG Cable
| HV OHL Support - Poles | 5571.7737 | 1014.1729 | 0 | 4000 | 10585.9466
[Please insert new asset category as required]
[Please insert new asset category as required]
[Please insert new asset category as required]
[Please insert new asset category as required]
[Please insert new asset category as required]
EHV Network
| EHV Switchgear (GM) | 112453.5154 | 11182.3059 | 38740.5952 | 20550 | 182926.4165
| EHV Transformer | 63786.4036 | 12761.7256 | 29202.9582 | 36990 | 142741.0874
| EHV UG Cable (Gas) | 79007.6152 | 1.515 | 0 | 60000 | 139009.1302
| EHV UG Cable (Oil) | 67227.4463 | 1.515 | 115096.8673 | 50000 | 232325.8286
| EHV UG Cable (Non Pressurised) | 75025.1223 | 1.515 | 0 | 30000 | 105026.6373
| EHV OHL Support - Towers | 29985.8582 | 619.1743 | 0 | 7000 | 37605.0325
| EHV OHL Support - Poles | 37948.2252 | 1047.8648 | 0 | 5000 | 43996.09
| EHV OHL Fittings and Conductors (Tower Lines) | 50718.9313 | 18354.2015 | 0 | 30000 | 99073.1327
[Please insert new asset category as required]
[Please insert new asset category as required]
[Please insert new asset category as required]
[Please insert new asset category as required]
[Please insert new asset category as required]
132kV Network
| 132kV CBs | 122281.5134 | 13905.2845 | 24751.8393 | 20550 | 181488.6372
| 132kV Transformer | 87884.1378 | 20115.2673 | 768.075 | 49320 | 158087.4802
| 132kV UG Cable (Gas) | 198059.6415 | 1.515 | 0 | 100000 | 298061.1565
| 132kV UG Cable (Oil) | 135407.2471 | 1.515 | 185561.0561 | 80000 | 400969.8182
| 132kV UG Cable (Non Pressurised) | 104824.2744 | 1.515 | 0 | 50000 | 154825.7894
| 132kV OHL Support - Tower | 81755.2444 | 2578.4117 | 0 | 10000 | 94333.656
| 132kV OHL Fittings and Conductors (Tower Lines) | 139013.283 | 30049.1103 | 0 | 50000 | 219062.3934
[Please insert new asset category as required]
[Please insert new asset category as required]
[Please insert new asset category as required]
[Please insert new asset category as required]
[Please insert new asset category as required]
Other
Submarine Cables
[Please insert new asset category as required]
[Please insert new asset category as required]
[Please insert new asset category as required]
[Please insert new asset category as required]
[Please insert new asset category as required]

## NAW1 - DPCR5 View - NPgY
NAW1: Network Outputs DPCR5
NPgY
Price base (2012/13)
| ASSET CATEGORIES | ASSET REGISTER |  | HEALTH INDEX - CURRENT (as at 31 March) |  |  |  |  | HEALTH INDEX - 31 March 2015 (with no further DPCR5 intervention) |  |  |  |  | HEALTH INDEX - 31 March 2015 (with DPCR5 actual & forecast intervention) |  |  |  |  | DATA QUALITY - CURRENT (as at 31 March)
[19 empty] | Number of assets included for HI output measure | Primary form of measure | Number of assets actually observed | Average age of data used | Description of the form of measure used to assign a HI, the quality of data used, and any other relevant information | Degradation assumption adopted
|  | Current (as at 31 March) | Forecast (as at 31 March 2015) | HI 1 | HI 2 | HI 3 | HI 4 | HI 5 | HI 1 | HI 2 | HI 3 | HI 4 | HI 5 | HI 1 | HI 2 | HI 3 | HI 4 | HI 5 | Assets | Health Condition Age Other | % | Years | Commentary | Description
LV Network
LV Switchgear and Other
LV UGB
| LV OHL Support | 48007 | 47782 | 11144 | 19618 | 11874 | 1867 | 3504 | 10438 | 18009 | 11996 | 3748 | 3816 | 11726 | 17907 | 11693 | 3123 | 3333 | 48007 | Health | 0.9 | 4 | Based on condition data from mid 2008 to mid 2010. | Standard exponential aging curve.
[Please insert new asset category as required]
[Please insert new asset category as required]
[Please insert new asset category as required]
[Please insert new asset category as required]
[Please insert new asset category as required]
HV Network
| HV Switchgear (GM) - Primary | 4277 | 4274 | 913 | 1311 | 975 | 732 | 346 | 772 | 1273 | 1028 | 701 | 503 | 825 | 1271 | 1016 | 663 | 499 | 4277 | Health | 1 | 1 | Based on 2012/13 annual substation inspections and maintenance data (16 year preventive cycle + post fault) | Exponential aging curves, modified to calm down end of life runaway effects.
| HV Switchgear (GM) - Distribution | 31769 | 30337 | 12161 | 12321 | 3542 | 2512 | 1233 | 11609 | 11690 | 4337 | 971 | 3162 | 12374 | 11419 | 3843 | 255 | 2446 | 31769 | Health | 1 | 0.5 | Based on 2012/13 annual substation inspections | Exponential aging curves, modified to calm down end of life runaway effects.
HV Transformer (GM)
HV UG Cable
| HV OHL Support - Poles | 114978 | 114978 | 50487 | 31431 | 12761 | 16438 | 3861 | 46628 | 32000 | 14833 | 17519 | 3998 | 52174 | 31711 | 13905 | 14912 | 2276 | 114978 | Health | 0.93 | 3 | Based on condition data from mid 2008 to mid 2010. | Standard exponential aging curve.
[Please insert new asset category as required]
[Please insert new asset category as required]
[Please insert new asset category as required]
[Please insert new asset category as required]
[Please insert new asset category as required]
EHV Network
| EHV Switchgear (GM) | 1441 | 1438 | 538 | 585 | 170 | 107 | 41 | 522 | 563 | 198 | 106 | 52 | 540 | 560 | 196 | 103 | 39 | 1441 | Health | 0.88 | 0.5 | Based on 2012/13 annual substation inspections | Exponential aging curves, modified to calm down end of life runaway effects.
| EHV Transformer | 661 | 662 | 166 | 242 | 160 | 78 | 15 | 152 | 224 | 180 | 87 | 17 | 162 | 224 | 182 | 84 | 10 | 661 | Health | 1 | 1.5 | Based on 2012/13 annual substation inspections and biennial insulating oil condition/DGA | Exponential aging curves, modified to calm down end of life runaway effects.
| EHV UG Cable (Gas) | 135.6365 | 114.7992 | 17.4664 | 63.4204 | 4.193 | 11.4716 | 39.0851 | 17.4664 | 44.3059 | 23.3076 | 11.4716 | 39.0851 | 17.4664 | 44.3059 | 21.2333 | 7.323 | 24.4707 | 135.6365 | Health | 0.7024 | 1 | Predominantly age data modified initially by cable loading followed by weighting application based upon electrical failure. | Standard exponential aging curve.
| EHV UG Cable (Oil) | 330.6621 | 304.047 | 31.6835 | 216.1524 | 0.90749 | 7.9827 | 73.9361 | 22.362 | 220.9636 | 2.4357 | 9.8724 | 75.0285 | 22.362 | 220.9636 | 2.4357 | 8.6573 | 49.6284 | 330.6621 | Health | 0.7287 | 1 | Predominantly age data modified initially by cable loading followed by weighting application based upon electrical failure and fluid leak rate. | Standard exponential aging curve.
| EHV UG Cable (Non Pressurised) | 1028.7098 | 1082.3332 | 773.2985 | 197.2509 | 21.8265 | 17.7306 | 18.6033 | 748.007 | 219.3534 | 22.3528 | 16.4067 | 22.5899 | 814.6953 | 219.3534 | 21.063 | 13.8271 | 13.3945 | 1028.7098 | Health | 1 | 1 | Predominantly age data modified initially by cable loading followed by weighting application based upon electrical failure. | Standard exponential aging curve.
| EHV OHL Support - Towers | 179 | 182 | 9 | 49 | 39 | 56 | 26 | 10 | 33 | 27 | 27 | 85 | 48 | 43 | 14 | 23 | 54 | 179 | Health | 1 | 2 | Based on 2010-11 high resolution helicopter inspection data | Standard exponential aging curve.
| EHV OHL Support - Poles | 28524 | 28717 | 10653 | 12760 | 3295 | 1523 | 293 | 9757 | 12631 | 3892 | 1774 | 470 | 11428 | 12551 | 3686 | 788 | 264 | 28524 | Health | 0.88 | 3 | Based on condition data from mid 2009 to mid 2010. | Standard exponential aging curve.
| EHV OHL Fittings and Conductors (Tower Lines) | 43.3818 | 42.2659 | 2.2936 | 1.7555 | 1.3489 | 31.9461 | 6.0376 | 2.0936 | 1.8897 | 0.34893 | 21.1677 | 16.766 | 11.6971 | 1.2392 | 0.34893 | 17.3337 | 11.6469 | 43.3818 | Health | 1 | 2 | Based on 2010-11 high resolution helicopter inspection data | Standard exponential aging curve.
[Please insert new asset category as required]
[Please insert new asset category as required]
[Please insert new asset category as required]
[Please insert new asset category as required]
[Please insert new asset category as required]
132kV Network
| 132kV CBs | 176 | 176 | 118 | 24 | 22 | 3 | 9 | 117 | 19 | 27 | 4 | 9 | 119 | 17 | 27 | 4 | 9 | 176 | Health | 0.82 | 0.5 | Based on 2012/13 annual substation inspections | Exponential aging curves, modified to calm down end of life runaway effects.
| 132kV Transformer | 134 | 134 | 36 | 53 | 30 | 12 | 3 | 35 | 41 | 36 | 18 | 4 | 37 | 41 | 36 | 16 | 4 | 134 | Health | 1 | 1.5 | Based on 2012/13 annual substation inspections and annual insulating oil condition/DGA | Exponential aging curves, modified to calm down end of life runaway effects.
| 132kV UG Cable (Gas) | 2.7794 | 2.777 | 0.029688 | 2.6714 | 0.028278 | 0.0225 | 0.027501 | 0.029688 | 1.7268 | 0.97284 | 0.0225 | 0.027501 | 0.029688 | 1.7268 | 0.97284 | 0.0225 | 0.025095 | 2.7794 | Health | 0.9215 | 1 | Predominantly age data modified initially by cable loading followed by weighting application based upon electrical failure. | Standard exponential aging curve.
| 132kV UG Cable (Oil) | 150.3264 | 113.8443 | 16.9532 | 11.55 | 0.52072 | 87.7581 | 33.5445 | 13.1487 | 4.8431 | 3.7541 | 90.9505 | 37.6302 | 13.1487 | 4.8431 | 3.7541 | 72.781 | 19.3175 | 150.3264 | Health | 0.9527 | 1 | Predominantly age data modified initially by cable loading followed by weighting application based upon electrical failure and fluid leak rate. | Standard exponential aging curve.
| 132kV UG Cable (Non Pressurised) | 52.4951 | 90.3077 | 47.0316 | 5.2233 | 0.03025 | 0.0123 | 0.19759 | 47.0316 | 5.2233 | 0.03025 | 0.0123 | 0.19759 | 84.8646 | 5.2233 | 0.03025 | 0.0123 | 0.17716 | 52.4951 | Health | 0.9131 | 1 | Predominantly age data modified initially by cable loading followed by weighting application based upon electrical failure. | Standard exponential aging curve.
| 132kV OHL Support - Tower | 2115 | 2115 | 281 | 879 | 218 | 722 | 15 | 176 | 596 | 291 | 115 | 937 | 415 | 1135 | 200 | 61 | 304 | 2115 | Health | 1 | 2 | Based on 2010-11 high resolution helicopter inspection data | Standard exponential aging curve.
| 132kV OHL Fittings and Conductors (Tower Lines) | 1055.0987 | 1054.4487 | 18.1113 | 289.2074 | 229.9168 | 477.7 | 40.1631 | 17.4507 | 237.0151 | 157.0991 | 438.1184 | 204.7654 | 18.8722 | 320.1565 | 193.373 | 416.7389 | 105.3079 | 1055.0987 | Health | 1 | 2 | Based on 2010-11 high resolution helicopter inspection data | Standard exponential aging curve.
[Please insert new asset category as required]
[Please insert new asset category as required]
[Please insert new asset category as required]
[Please insert new asset category as required]
[Please insert new asset category as required]
Other
Submarine Cables
[Please insert new asset category as required]
[Please insert new asset category as required]
[Please insert new asset category as required]
[Please insert new asset category as required]
[Please insert new asset category as required]
Health Index Definitions
|  | HI1 | New or as new
|  | HI2 | Good or seviceable condition
|  | HI3 | Deterioration requires assessment and monitoring
|  | HI4 | Material deterioration, intervention requires consideration
|  | HI5 | End of serviceable life, intervention required

## NAW2 - Total - NPgY
NAW2: Secondary deliverables RIIO-ED1
NPgY
Price base (2012/13)
| ASSET CATEGORIES |  | ASSET REGISTER |  |  | End of DPCR5 (31 March 2015) with investment | [5 empty] | End of DPCR5 (31 March 2015) without investment | [5 empty] | Mid-Period Review (31 March 2019) with investment | [5 empty] | Mid-Period Review (31 March 2019) without investment | [5 empty] | End of RIIO-ED1 (31 March 2023) with investment | [5 empty] | End of RIIO-ED1 (31 March 2023) without investment
Is it your current intention to have a health index for this asset category in the RIIO-ED1 control period.
|  |  | as at 31st March 2015 | as at 31st March 2023 |  | HI 1 | HI 2 | HI 3 | HI 4 | HI 5 |  | HI 1 | HI 2 | HI 3 | HI 4 | HI 5 |  | HI 1 | HI 2 | HI 3 | HI 4 | HI 5 |  | HI 1 | HI 2 | HI 3 | HI 4 | HI 5 |  | HI 1 | HI 2 | HI 3 | HI 4 | HI 5 |  | HI 1 | HI 2 | HI 3 | HI 4 | HI 5
LV Network
| LV Switchgear and Other |  |  |  | C1 | [5 empty] | 0 | [5 empty] | 0 | 0 | 0 | 0 | 0 | 0 | 0 | [5 empty] | 0 | 0 | 0 | 0 | 0 | 0 | 0 | [5 empty] | 0 | Yes
[5 empty] | C2 | [5 empty] | 0 | [5 empty] | 0 | 0 | 0 | 0 | 0 | 0 | 0 | [5 empty] | 0 | 0 | 0 | 0 | 0 | 0 | 0 | [5 empty] | 0 | No
[5 empty] | C3 | [5 empty] | 0 | [5 empty] | 0 | 0 | 0 | 0 | 0 | 0 | 0 | [5 empty] | 0 | 0 | 0 | 0 | 0 | 0 | 0 | [5 empty] | 0
[5 empty] | C4 | [5 empty] | 0 | [5 empty] | 0 | 0 | 0 | 0 | 0 | 0 | 0 | [5 empty] | 0 | 0 | 0 | 0 | 0 | 0 | 0 | [5 empty] | 0
[6 empty] | 0 | 0 | 0 | 0 | 0 |  | 0 | 0 | 0 | 0 | 0 |  | 0 | 0 | 0 | 0 | 0 |  | 0 | 0 | 0 | 0 | 0 |  | 0 | 0 | 0 | 0 | 0 |  | 0 | 0 | 0 | 0 | 0
| LV UGB |  |  |  | C1 | [5 empty] | 0 | [5 empty] | 0 | 0 | 0 | 0 | 0 | 0 | 0 | [5 empty] | 0 | 0 | 0 | 0 | 0 | 0 | 0 | [5 empty] | 0
[5 empty] | C2 | [5 empty] | 0 | [5 empty] | 0 | 0 | 0 | 0 | 0 | 0 | 0 | [5 empty] | 0 | 0 | 0 | 0 | 0 | 0 | 0 | [5 empty] | 0
[5 empty] | C3 | [5 empty] | 0 | [5 empty] | 0 | 0 | 0 | 0 | 0 | 0 | 0 | [5 empty] | 0 | 0 | 0 | 0 | 0 | 0 | 0 | [5 empty] | 0
[5 empty] | C4 | [5 empty] | 0 | [5 empty] | 0 | 0 | 0 | 0 | 0 | 0 | 0 | [5 empty] | 0 | 0 | 0 | 0 | 0 | 0 | 0 | [5 empty] | 0
[6 empty] | 0 | 0 | 0 | 0 | 0 |  | 0 | 0 | 0 | 0 | 0 |  | 0 | 0 | 0 | 0 | 0 |  | 0 | 0 | 0 | 0 | 0 |  | 0 | 0 | 0 | 0 | 0 |  | 0 | 0 | 0 | 0 | 0
| LV OHL Support |  |  |  | C1 | 5357 | 6892 | 5016 | 1451 | 1340 | 20056 | 4772 | 6932 | 5147 | 1702 | 1534 | 20087 | 5746 | 5103 | 5865 | 2110 | 1271 | 20095 | 4542 | 5140 | 6085 | 2520 | 1889 | 20176 | 6721 | 4878 | 4320 | 1915 | 2098 | 19932 | 3837 | 4955 | 4832 | 2877 | 3536 | 20037
[5 empty] | C2 | 4658 | 7204 | 4315 | 965 | 1326 | 18468 | 4138 | 7241 | 4423 | 1245 | 1541 | 18588 | 5032 | 5356 | 5059 | 1435 | 1196 | 18078 | 3963 | 5386 | 5236 | 1888 | 1884 | 18357 | 5912 | 5134 | 3755 | 1131 | 1946 | 17878 | 3363 | 5200 | 4172 | 2200 | 3548 | 18483
[5 empty] | C3 | 576 | 1330 | 735 | 423 | 307 | 3371 | 515 | 1339 | 756 | 423 | 307 | 3340 | 611 | 980 | 860 | 602 | 411 | 3464 | 483 | 988 | 895 | 602 | 411 | 3379 | 712 | 935 | 626 | 660 | 727 | 3660 | 404 | 951 | 705 | 660 | 727 | 3447
[5 empty] | C4 | 1135 | 2481 | 1627 | 284 | 360 | 5887 | 1013 | 2497 | 1670 | 378 | 434 | 5992 | 1212 | 1836 | 1897 | 420 | 280 | 5645 | 961 | 1849 | 1969 | 575 | 516 | 5870 | 1413 | 1753 | 1396 | 309 | 441 | 5312 | 810 | 1782 | 1564 | 672 | 987 | 5815
|  |  | 47782 | 46782 |  | 11726 | 17907 | 11693 | 3123 | 3333 |  | 10438 | 18009 | 11996 | 3748 | 3816 |  | 12601 | 13275 | 13681 | 4567 | 3158 |  | 9949 | 13363 | 14185 | 5585 | 4700 |  | 14758 | 12700 | 10097 | 4015 | 5212 |  | 8414 | 12888 | 11273 | 6409 | 8798
| [Please insert new asset category as required] |  |  |  | C1 | [5 empty] | 0 | [5 empty] | 0 | 0 | 0 | 0 | 0 | 0 | 0 | [5 empty] | 0 | 0 | 0 | 0 | 0 | 0 | 0 | [5 empty] | 0
[5 empty] | C2 | [5 empty] | 0 | [5 empty] | 0 | 0 | 0 | 0 | 0 | 0 | 0 | [5 empty] | 0 | 0 | 0 | 0 | 0 | 0 | 0 | [5 empty] | 0
[5 empty] | C3 | [5 empty] | 0 | [5 empty] | 0 | 0 | 0 | 0 | 0 | 0 | 0 | [5 empty] | 0 | 0 | 0 | 0 | 0 | 0 | 0 | [5 empty] | 0
[5 empty] | C4 | [5 empty] | 0 | [5 empty] | 0 | 0 | 0 | 0 | 0 | 0 | 0 | [5 empty] | 0 | 0 | 0 | 0 | 0 | 0 | 0 | [5 empty] | 0
[6 empty] | 0 | 0 | 0 | 0 | 0 |  | 0 | 0 | 0 | 0 | 0 |  | 0 | 0 | 0 | 0 | 0 |  | 0 | 0 | 0 | 0 | 0 |  | 0 | 0 | 0 | 0 | 0 |  | 0 | 0 | 0 | 0 | 0
| [Please insert new asset category as required] |  |  |  | C1 | [5 empty] | 0 | [5 empty] | 0 | 0 | 0 | 0 | 0 | 0 | 0 | [5 empty] | 0 | 0 | 0 | 0 | 0 | 0 | 0 | [5 empty] | 0
[5 empty] | C2 | [5 empty] | 0 | [5 empty] | 0 | 0 | 0 | 0 | 0 | 0 | 0 | [5 empty] | 0 | 0 | 0 | 0 | 0 | 0 | 0 | [5 empty] | 0
[5 empty] | C3 | [5 empty] | 0 | [5 empty] | 0 | 0 | 0 | 0 | 0 | 0 | 0 | [5 empty] | 0 | 0 | 0 | 0 | 0 | 0 | 0 | [5 empty] | 0
[5 empty] | C4 | [5 empty] | 0 | [5 empty] | 0 | 0 | 0 | 0 | 0 | 0 | 0 | [5 empty] | 0 | 0 | 0 | 0 | 0 | 0 | 0 | [5 empty] | 0
[6 empty] | 0 | 0 | 0 | 0 | 0 |  | 0 | 0 | 0 | 0 | 0 |  | 0 | 0 | 0 | 0 | 0 |  | 0 | 0 | 0 | 0 | 0 |  | 0 | 0 | 0 | 0 | 0 |  | 0 | 0 | 0 | 0 | 0
| [Please insert new asset category as required] |  |  |  | C1 | [5 empty] | 0 | [5 empty] | 0 | 0 | 0 | 0 | 0 | 0 | 0 | [5 empty] | 0 | 0 | 0 | 0 | 0 | 0 | 0 | [5 empty] | 0
[5 empty] | C2 | [5 empty] | 0 | [5 empty] | 0 | 0 | 0 | 0 | 0 | 0 | 0 | [5 empty] | 0 | 0 | 0 | 0 | 0 | 0 | 0 | [5 empty] | 0
[5 empty] | C3 | [5 empty] | 0 | [5 empty] | 0 | 0 | 0 | 0 | 0 | 0 | 0 | [5 empty] | 0 | 0 | 0 | 0 | 0 | 0 | 0 | [5 empty] | 0
[5 empty] | C4 | [5 empty] | 0 | [5 empty] | 0 | 0 | 0 | 0 | 0 | 0 | 0 | [5 empty] | 0 | 0 | 0 | 0 | 0 | 0 | 0 | [5 empty] | 0
[6 empty] | 0 | 0 | 0 | 0 | 0 |  | 0 | 0 | 0 | 0 | 0 |  | 0 | 0 | 0 | 0 | 0 |  | 0 | 0 | 0 | 0 | 0 |  | 0 | 0 | 0 | 0 | 0 |  | 0 | 0 | 0 | 0 | 0
| [Please insert new asset category as required] |  |  |  | C1 | [5 empty] | 0 | [5 empty] | 0 | 0 | 0 | 0 | 0 | 0 | 0 | [5 empty] | 0 | 0 | 0 | 0 | 0 | 0 | 0 | [5 empty] | 0
[5 empty] | C2 | [5 empty] | 0 | [5 empty] | 0 | 0 | 0 | 0 | 0 | 0 | 0 | [5 empty] | 0 | 0 | 0 | 0 | 0 | 0 | 0 | [5 empty] | 0
[5 empty] | C3 | [5 empty] | 0 | [5 empty] | 0 | 0 | 0 | 0 | 0 | 0 | 0 | [5 empty] | 0 | 0 | 0 | 0 | 0 | 0 | 0 | [5 empty] | 0
[5 empty] | C4 | [5 empty] | 0 | [5 empty] | 0 | 0 | 0 | 0 | 0 | 0 | 0 | [5 empty] | 0 | 0 | 0 | 0 | 0 | 0 | 0 | [5 empty] | 0
[6 empty] | 0 | 0 | 0 | 0 | 0 |  | 0 | 0 | 0 | 0 | 0 |  | 0 | 0 | 0 | 0 | 0 |  | 0 | 0 | 0 | 0 | 0 |  | 0 | 0 | 0 | 0 | 0 |  | 0 | 0 | 0 | 0 | 0
| [Please insert new asset category as required] |  |  |  | C1 | [5 empty] | 0 | [5 empty] | 0 | 0 | 0 | 0 | 0 | 0 | 0 | [5 empty] | 0 | 0 | 0 | 0 | 0 | 0 | 0 | [5 empty] | 0
[5 empty] | C2 | [5 empty] | 0 | [5 empty] | 0 | 0 | 0 | 0 | 0 | 0 | 0 | [5 empty] | 0 | 0 | 0 | 0 | 0 | 0 | 0 | [5 empty] | 0
[5 empty] | C3 | [5 empty] | 0 | [5 empty] | 0 | 0 | 0 | 0 | 0 | 0 | 0 | [5 empty] | 0 | 0 | 0 | 0 | 0 | 0 | 0 | [5 empty] | 0
[5 empty] | C4 | [5 empty] | 0 | [5 empty] | 0 | 0 | 0 | 0 | 0 | 0 | 0 | [5 empty] | 0 | 0 | 0 | 0 | 0 | 0 | 0 | [5 empty] | 0
[6 empty] | 0 | 0 | 0 | 0 | 0 |  | 0 | 0 | 0 | 0 | 0 |  | 0 | 0 | 0 | 0 | 0 |  | 0 | 0 | 0 | 0 | 0 |  | 0 | 0 | 0 | 0 | 0 |  | 0 | 0 | 0 | 0 | 0
HV Network
| HV Switchgear (GM) - Primary |  |  |  | C1 | 370 | 538 | 402 | 182 | 160 | 1652 | 354 | 538 | 402 | 193 | 160 | 1647 | 493 | 465 | 345 | 182 | 150 | 1635 | 346 | 470 | 355 | 201 | 275 | 1647 | 508 | 318 | 338 | 259 | 209 | 1632 | 305 | 323 | 348 | 278 | 393 | 1647
[5 empty] | C2 | 360 | 530 | 441 | 370 | 235 | 1936 | 323 | 532 | 453 | 397 | 239 | 1944 | 507 | 415 | 373 | 353 | 289 | 1937 | 302 | 415 | 399 | 401 | 427 | 1944 | 569 | 255 | 384 | 267 | 455 | 1930 | 277 | 255 | 411 | 329 | 672 | 1944
[5 empty] | C3 | 89 | 171 | 146 | 107 | 99 | 612 | 89 | 171 | 146 | 107 | 99 | 612 | 141 | 139 | 115 | 116 | 99 | 610 | 87 | 139 | 115 | 123 | 148 | 612 | 184 | 94 | 119 | 74 | 137 | 608 | 84 | 94 | 120 | 91 | 223 | 612
[5 empty] | C4 | 6 | 32 | 27 | 4 | 5 | 74 | 6 | 32 | 27 | 4 | 5 | 74 | 4 | 20 | 29 | 15 | 6 | 74 | 4 | 20 | 29 | 15 | 6 | 74 | 4 | 17 | 17 | 27 | 9 | 74 | 4 | 17 | 17 | 27 | 9 | 74
|  |  | 4274 | 4244 |  | 825 | 1271 | 1016 | 663 | 499 |  | 772 | 1273 | 1028 | 701 | 503 |  | 1145 | 1039 | 862 | 666 | 544 |  | 739 | 1044 | 898 | 740 | 856 |  | 1265 | 684 | 858 | 627 | 810 |  | 670 | 689 | 896 | 725 | 1297
| HV Switchgear (GM) - Distribution |  |  |  | C1 | 6412 | 2020 | 450 | 61 | 276 | 9219 | 6026 | 2068 | 510 | 155 | 343 | 9102 | 6642 | 1809 | 607 | 0 | 302 | 9360 | 6173 | 1883 | 737 | 46 | 380 | 9219 | 6713 | 1375 | 961 | 145 | 322 | 9516 | 5720 | 1529 | 1215 | 287 | 468 | 9219
[5 empty] | C2 | 4628 | 6754 | 2181 | 125 | 1434 | 15122 | 4331 | 6906 | 2461 | 527 | 1854 | 16079 | 4507 | 4933 | 2877 | 301 | 1370 | 13988 | 4144 | 5164 | 3472 | 487 | 1855 | 15122 | 4479 | 2546 | 3628 | 678 | 1385 | 12716 | 3712 | 3037 | 4803 | 1272 | 2298 | 15122
[5 empty] | C3 | 1157 | 2280 | 1016 | 63 | 653 | 5169 | 1086 | 2339 | 1149 | 257 | 855 | 5686 | 1100 | 1544 | 1168 | 108 | 628 | 4548 | 1014 | 1636 | 1456 | 201 | 862 | 5169 | 1107 | 639 | 1186 | 358 | 566 | 3856 | 925 | 831 | 1754 | 651 | 1008 | 5169
[5 empty] | C4 | 177 | 365 | 196 | 6 | 83 | 827 | 166 | 377 | 217 | 32 | 110 | 902 | 165 | 248 | 222 | 5 | 83 | 723 | 154 | 270 | 269 | 19 | 115 | 827 | 163 | 97 | 222 | 53 | 76 | 611 | 140 | 143 | 313 | 95 | 136 | 827
|  |  | 30337 | 26699 |  | 12374 | 11419 | 3843 | 255 | 2446 |  | 11609 | 11690 | 4337 | 971 | 3162 |  | 12414 | 8534 | 4874 | 414 | 2383 |  | 11485 | 8953 | 5934 | 753 | 3212 |  | 12462 | 4657 | 5997 | 1234 | 2349 |  | 10497 | 5540 | 8085 | 2305 | 3910
| HV Transformer (GM) |  |  |  | C1 | 801 | 2276 | 402 | 181 | 29 | 3689 | 533 | 2287 | 406 | 202 | 117 | 3545 | 1004 | 2206 | 259 | 225 | 113 | 3807 | 774 | 2215 | 263 | 244 | 193 | 3689 | 1234 | 1941 | 354 | 238 | 164 | 3931 | 764 | 1958 | 362 | 277 | 328 | 3689
[5 empty] | C2 | 563 | 7175 | 1478 | 783 | 151 | 10150 | 372 | 7191 | 1480 | 868 | 333 | 10244 | 690 | 6867 | 885 | 907 | 733 | 10082 | 521 | 6873 | 881 | 982 | 893 | 10150 | 844 | 6045 | 1217 | 1005 | 895 | 10006 | 499 | 6059 | 1209 | 1160 | 1223 | 10150
[5 empty] | C3 | 62 | 580 | 219 | 105 | 17 | 983 | 43 | 585 | 223 | 119 | 38 | 1008 | 74 | 544 | 94 | 146 | 100 | 958 | 59 | 549 | 98 | 158 | 119 | 983 | 87 | 449 | 121 | 137 | 140 | 934 | 56 | 458 | 129 | 161 | 179 | 983
[5 empty] | C4 | 7 | 375 | 94 | 50 | 12 | 538 | 6 | 380 | 98 | 58 | 21 | 563 | 6 | 343 | 49 | 59 | 56 | 513 | 6 | 348 | 53 | 67 | 64 | 538 | 4 | 295 | 60 | 55 | 75 | 489 | 4 | 304 | 68 | 71 | 91 | 538
|  |  | 15360 | 15360 |  | 1433 | 10406 | 2193 | 1119 | 209 |  | 954 | 10443 | 2207 | 1247 | 509 |  | 1774 | 9960 | 1287 | 1337 | 1002 |  | 1360 | 9985 | 1295 | 1451 | 1269 |  | 2169 | 8730 | 1752 | 1435 | 1274 |  | 1323 | 8779 | 1768 | 1669 | 1821
| HV UG Cable |  |  |  | C1 | [5 empty] | 0 | [5 empty] | 0 | 0 | 0 | 0 | 0 | 0 | 0 | [5 empty] | 0 | 0 | 0 | 0 | 0 | 0 | 0 | [5 empty] | 0
[5 empty] | C2 | [5 empty] | 0 | [5 empty] | 0 | 0 | 0 | 0 | 0 | 0 | 0 | [5 empty] | 0 | 0 | 0 | 0 | 0 | 0 | 0 | [5 empty] | 0
[5 empty] | C3 | [5 empty] | 0 | [5 empty] | 0 | 0 | 0 | 0 | 0 | 0 | 0 | [5 empty] | 0 | 0 | 0 | 0 | 0 | 0 | 0 | [5 empty] | 0
[5 empty] | C4 | [5 empty] | 0 | [5 empty] | 0 | 0 | 0 | 0 | 0 | 0 | 0 | [5 empty] | 0 | 0 | 0 | 0 | 0 | 0 | 0 | [5 empty] | 0
[6 empty] | 0 | 0 | 0 | 0 | 0 |  | 0 | 0 | 0 | 0 | 0 |  | 0 | 0 | 0 | 0 | 0 |  | 0 | 0 | 0 | 0 | 0 |  | 0 | 0 | 0 | 0 | 0 |  | 0 | 0 | 0 | 0 | 0
| HV OHL Support - Poles |  |  |  | C1 | 20183 | 11572 | 5288 | 6271 | 804 | 44118 | 18044 | 11678 | 5635 | 7344 | 1402 | 44103 | 17607 | 10316 | 8755 | 6507 | 867 | 44052 | 16484 | 10360 | 8939 | 6949 | 1303 | 44035 | 16950 | 10849 | 8384 | 6158 | 1556 | 43897 | 13675 | 10945 | 8920 | 7428 | 2868 | 43836
[5 empty] | C2 | 22962 | 14882 | 6657 | 6619 | 1166 | 52286 | 20551 | 15013 | 7082 | 7734 | 1977 | 52357 | 20105 | 13296 | 10963 | 6880 | 1280 | 52524 | 18818 | 13348 | 11187 | 7333 | 1859 | 52545 | 19407 | 13993 | 10526 | 6536 | 2255 | 52717 | 15672 | 14105 | 11174 | 7841 | 4014 | 52806
[5 empty] | C3 | 6453 | 3255 | 1074 | 1089 | 155 | 12026 | 5728 | 3288 | 1171 | 1347 | 353 | 11887 | 5570 | 2869 | 2035 | 1142 | 172 | 11788 | 5192 | 2885 | 2087 | 1250 | 317 | 11731 | 5341 | 3030 | 1927 | 1055 | 393 | 11746 | 4235 | 3062 | 2079 | 1363 | 830 | 11569
[5 empty] | C4 | 2576 | 2002 | 886 | 933 | 151 | 6548 | 2305 | 2021 | 945 | 1094 | 266 | 6631 | 2240 | 1784 | 1463 | 965 | 162 | 6614 | 2102 | 1792 | 1495 | 1033 | 245 | 6667 | 2148 | 1871 | 1399 | 910 | 290 | 6618 | 1742 | 1891 | 1491 | 1102 | 541 | 6767
|  |  | 114978 | 114978 |  | 52174 | 31711 | 13905 | 14912 | 2276 |  | 46628 | 32000 | 14833 | 17519 | 3998 |  | 45522 | 28265 | 23216 | 15494 | 2481 |  | 42596 | 28385 | 23708 | 16565 | 3724 |  | 43846 | 29743 | 22236 | 14659 | 4494 |  | 35324 | 30003 | 23664 | 17734 | 8253
| [Please insert new asset category as required] |  |  |  | C1 | [5 empty] | 0 | [5 empty] | 0 | 0 | 0 | 0 | 0 | 0 | 0 | [5 empty] | 0 | 0 | 0 | 0 | 0 | 0 | 0 | [5 empty] | 0
[5 empty] | C2 | [5 empty] | 0 | [5 empty] | 0 | 0 | 0 | 0 | 0 | 0 | 0 | [5 empty] | 0 | 0 | 0 | 0 | 0 | 0 | 0 | [5 empty] | 0
[5 empty] | C3 | [5 empty] | 0 | [5 empty] | 0 | 0 | 0 | 0 | 0 | 0 | 0 | [5 empty] | 0 | 0 | 0 | 0 | 0 | 0 | 0 | [5 empty] | 0
[5 empty] | C4 | [5 empty] | 0 | [5 empty] | 0 | 0 | 0 | 0 | 0 | 0 | 0 | [5 empty] | 0 | 0 | 0 | 0 | 0 | 0 | 0 | [5 empty] | 0
[6 empty] | 0 | 0 | 0 | 0 | 0 |  | 0 | 0 | 0 | 0 | 0 |  | 0 | 0 | 0 | 0 | 0 |  | 0 | 0 | 0 | 0 | 0 |  | 0 | 0 | 0 | 0 | 0 |  | 0 | 0 | 0 | 0 | 0
| [Please insert new asset category as required] |  |  |  | C1 | [5 empty] | 0 | [5 empty] | 0 | 0 | 0 | 0 | 0 | 0 | 0 | [5 empty] | 0 | 0 | 0 | 0 | 0 | 0 | 0 | [5 empty] | 0
[5 empty] | C2 | [5 empty] | 0 | [5 empty] | 0 | 0 | 0 | 0 | 0 | 0 | 0 | [5 empty] | 0 | 0 | 0 | 0 | 0 | 0 | 0 | [5 empty] | 0
[5 empty] | C3 | [5 empty] | 0 | [5 empty] | 0 | 0 | 0 | 0 | 0 | 0 | 0 | [5 empty] | 0 | 0 | 0 | 0 | 0 | 0 | 0 | [5 empty] | 0
[5 empty] | C4 | [5 empty] | 0 | [5 empty] | 0 | 0 | 0 | 0 | 0 | 0 | 0 | [5 empty] | 0 | 0 | 0 | 0 | 0 | 0 | 0 | [5 empty] | 0
[6 empty] | 0 | 0 | 0 | 0 | 0 |  | 0 | 0 | 0 | 0 | 0 |  | 0 | 0 | 0 | 0 | 0 |  | 0 | 0 | 0 | 0 | 0 |  | 0 | 0 | 0 | 0 | 0 |  | 0 | 0 | 0 | 0 | 0
| [Please insert new asset category as required] |  |  |  | C1 | [5 empty] | 0 | [5 empty] | 0 | 0 | 0 | 0 | 0 | 0 | 0 | [5 empty] | 0 | 0 | 0 | 0 | 0 | 0 | 0 | [5 empty] | 0
[5 empty] | C2 | [5 empty] | 0 | [5 empty] | 0 | 0 | 0 | 0 | 0 | 0 | 0 | [5 empty] | 0 | 0 | 0 | 0 | 0 | 0 | 0 | [5 empty] | 0
[5 empty] | C3 | [5 empty] | 0 | [5 empty] | 0 | 0 | 0 | 0 | 0 | 0 | 0 | [5 empty] | 0 | 0 | 0 | 0 | 0 | 0 | 0 | [5 empty] | 0
[5 empty] | C4 | [5 empty] | 0 | [5 empty] | 0 | 0 | 0 | 0 | 0 | 0 | 0 | [5 empty] | 0 | 0 | 0 | 0 | 0 | 0 | 0 | [5 empty] | 0
[6 empty] | 0 | 0 | 0 | 0 | 0 |  | 0 | 0 | 0 | 0 | 0 |  | 0 | 0 | 0 | 0 | 0 |  | 0 | 0 | 0 | 0 | 0 |  | 0 | 0 | 0 | 0 | 0 |  | 0 | 0 | 0 | 0 | 0
| [Please insert new asset category as required] |  |  |  | C1 | [5 empty] | 0 | [5 empty] | 0 | 0 | 0 | 0 | 0 | 0 | 0 | [5 empty] | 0 | 0 | 0 | 0 | 0 | 0 | 0 | [5 empty] | 0
[5 empty] | C2 | [5 empty] | 0 | [5 empty] | 0 | 0 | 0 | 0 | 0 | 0 | 0 | [5 empty] | 0 | 0 | 0 | 0 | 0 | 0 | 0 | [5 empty] | 0
[5 empty] | C3 | [5 empty] | 0 | [5 empty] | 0 | 0 | 0 | 0 | 0 | 0 | 0 | [5 empty] | 0 | 0 | 0 | 0 | 0 | 0 | 0 | [5 empty] | 0
[5 empty] | C4 | [5 empty] | 0 | [5 empty] | 0 | 0 | 0 | 0 | 0 | 0 | 0 | [5 empty] | 0 | 0 | 0 | 0 | 0 | 0 | 0 | [5 empty] | 0
[6 empty] | 0 | 0 | 0 | 0 | 0 |  | 0 | 0 | 0 | 0 | 0 |  | 0 | 0 | 0 | 0 | 0 |  | 0 | 0 | 0 | 0 | 0 |  | 0 | 0 | 0 | 0 | 0 |  | 0 | 0 | 0 | 0 | 0
| [Please insert new asset category as required] |  |  |  | C1 | [5 empty] | 0 | [5 empty] | 0 | 0 | 0 | 0 | 0 | 0 | 0 | [5 empty] | 0 | 0 | 0 | 0 | 0 | 0 | 0 | [5 empty] | 0
[5 empty] | C2 | [5 empty] | 0 | [5 empty] | 0 | 0 | 0 | 0 | 0 | 0 | 0 | [5 empty] | 0 | 0 | 0 | 0 | 0 | 0 | 0 | [5 empty] | 0
[5 empty] | C3 | [5 empty] | 0 | [5 empty] | 0 | 0 | 0 | 0 | 0 | 0 | 0 | [5 empty] | 0 | 0 | 0 | 0 | 0 | 0 | 0 | [5 empty] | 0
[5 empty] | C4 | [5 empty] | 0 | [5 empty] | 0 | 0 | 0 | 0 | 0 | 0 | 0 | [5 empty] | 0 | 0 | 0 | 0 | 0 | 0 | 0 | [5 empty] | 0
[6 empty] | 0 | 0 | 0 | 0 | 0 |  | 0 | 0 | 0 | 0 | 0 |  | 0 | 0 | 0 | 0 | 0 |  | 0 | 0 | 0 | 0 | 0 |  | 0 | 0 | 0 | 0 | 0 |  | 0 | 0 | 0 | 0 | 0
EHV Network
| EHV Switchgear (GM) |  |  |  | C1 | 350 | 176 | 48 | 15 | 1 | 590 | 349 | 176 | 48 | 15 | 1 | 589 | 343 | 114 | 108 | 13 | 13 | 591 | 341 | 114 | 108 | 13 | 13 | 589 | 332 | 75 | 128 | 48 | 11 | 594 | 324 | 75 | 128 | 48 | 14 | 589
[5 empty] | C2 | 125 | 213 | 61 | 45 | 16 | 460 | 108 | 216 | 63 | 48 | 29 | 464 | 100 | 126 | 131 | 59 | 48 | 464 | 100 | 126 | 131 | 59 | 48 | 464 | 104 | 59 | 198 | 41 | 60 | 462 | 86 | 59 | 198 | 44 | 77 | 464
[5 empty] | C3 | 65 | 166 | 82 | 30 | 4 | 347 | 65 | 166 | 82 | 30 | 4 | 347 | 71 | 99 | 119 | 44 | 12 | 345 | 65 | 101 | 119 | 47 | 15 | 347 | 86 | 44 | 156 | 51 | 13 | 350 | 64 | 46 | 156 | 58 | 23 | 347
[5 empty] | C4 | 0 | 5 | 5 | 13 | 18 | 41 | 0 | 5 | 5 | 13 | 18 | 41 | 0 | 1 | 8 | 1 | 31 | 41 | 0 | 1 | 8 | 1 | 31 | 41 | 21 | 0 | 5 | 2 | 13 | 41 | 0 | 0 | 5 | 5 | 31 | 41
|  |  | 1438 | 1447 |  | 540 | 560 | 196 | 103 | 39 |  | 522 | 563 | 198 | 106 | 52 |  | 514 | 340 | 366 | 117 | 104 |  | 506 | 342 | 366 | 120 | 107 |  | 543 | 178 | 487 | 142 | 97 |  | 474 | 180 | 487 | 155 | 145
| EHV Transformer |  |  |  | C1 | 60 | 38 | 19 | 5 | 1 | 123 | 60 | 38 | 19 | 5 | 1 | 123 | 53 | 43 | 19 | 6 | 2 | 123 | 50 | 44 | 19 | 6 | 4 | 123 | 41 | 46 | 24 | 11 | 1 | 123 | 36 | 47 | 22 | 11 | 7 | 123
[5 empty] | C2 | 100 | 170 | 148 | 62 | 4 | 484 | 90 | 170 | 146 | 65 | 11 | 482 | 79 | 124 | 167 | 84 | 28 | 482 | 73 | 124 | 167 | 86 | 32 | 482 | 85 | 76 | 190 | 81 | 50 | 482 | 62 | 76 | 187 | 74 | 83 | 482
[5 empty] | C3 | 2 | 5 | 14 | 17 | 3 | 41 | 2 | 5 | 14 | 17 | 3 | 41 | 10 | 2 | 17 | 9 | 3 | 41 | 2 | 2 | 16 | 14 | 7 | 41 | 13 | 2 | 12 | 0 | 14 | 41 | 2 | 2 | 13 | 3 | 21 | 41
[5 empty] | C4 | 0 | 11 | 1 | 0 | 2 | 14 | 0 | 11 | 1 | 0 | 2 | 14 | 0 | 11 | 1 | 0 | 2 | 14 | 0 | 11 | 1 | 0 | 2 | 14 | 0 | 7 | 5 | 0 | 2 | 14 | 0 | 7 | 5 | 0 | 2 | 14
|  |  | 662 | 660 |  | 162 | 224 | 182 | 84 | 10 |  | 152 | 224 | 180 | 87 | 17 |  | 142 | 180 | 204 | 99 | 35 |  | 125 | 181 | 203 | 106 | 45 |  | 139 | 131 | 231 | 92 | 67 |  | 100 | 132 | 227 | 88 | 113
| EHV UG Cable (Gas) |  |  |  | C1 | 2.5182 | 5.8003 | 3.7571 | 0.40591 | 2.7216 | 15.2031 | 2.5182 | 5.8003 | 4.1241 | 0.63586 | 4.347 | 17.4255 | 2.4609 | 0.67059 | 10.315 | 0.34232 | 2.1074 | 15.8962 | 2.4609 | 0.67059 | 10.4743 | 0.4421 | 2.829 | 16.8768 | 2.4506 | 0.042148 | 10.0783 | 0.6865 | 2.0864 | 15.344 | 2.4506 | 0.042148 | 10.2376 | 0.78627 | 2.829 | 16.3456
[5 empty] | C2 | 2.8324 | 19.9037 | 12.2783 | 0.73512 | 6.589 | 42.3385 | 2.8324 | 19.9037 | 13.4778 | 1.1516 | 10.5241 | 47.8895 | 2.7678 | 2.3011 | 33.7102 | 0.61997 | 5.1019 | 44.5011 | 2.7678 | 2.3011 | 34.2307 | 0.80066 | 6.849 | 46.9493 | 2.7563 | 0.14463 | 32.9366 | 1.2433 | 5.0511 | 42.132 | 2.7563 | 0.14463 | 33.4571 | 1.424 | 6.849 | 44.631
[5 empty] | C3 | 8.3452 | 16.0809 | 2.2347 | 4.3467 | 10.4563 | 41.4638 | 8.3452 | 16.0809 | 2.453 | 6.8092 | 16.701 | 50.3893 | 8.1551 | 1.8592 | 6.1354 | 3.6658 | 8.0964 | 27.9118 | 8.1551 | 1.8592 | 6.2301 | 4.7343 | 10.869 | 31.8475 | 8.1211 | 0.11685 | 5.9946 | 7.3515 | 8.0158 | 29.5998 | 8.1211 | 0.11685 | 6.0893 | 8.4199 | 10.869 | 33.6161
[5 empty] | C4 | 3.7705 | 2.521 | 2.9632 | 1.8352 | 4.7038 | 15.7938 | 3.7705 | 2.521 | 3.2527 | 2.8749 | 7.5131 | 19.9322 | 3.6846 | 0.29145 | 8.1355 | 1.5478 | 3.6422 | 17.3016 | 3.6846 | 0.29145 | 8.2611 | 1.9989 | 4.8895 | 19.1255 | 3.6692 | 0.018319 | 7.9488 | 3.1039 | 3.606 | 18.3463 | 3.6692 | 0.018319 | 8.0744 | 3.555 | 4.8895 | 20.2065
|  |  | 114.7992 | 105.422 |  | 17.4664 | 44.3059 | 21.2333 | 7.323 | 24.4707 |  | 17.4664 | 44.3059 | 23.3076 | 11.4716 | 39.0851 |  | 17.0684 | 5.1223 | 58.2962 | 6.1759 | 18.9479 |  | 17.0684 | 5.1223 | 59.1962 | 7.9759 | 25.4365 |  | 16.9973 | 0.32195 | 56.9584 | 12.3851 | 18.7593 |  | 16.9973 | 0.32195 | 57.8584 | 14.1851 | 25.4365
| EHV UG Cable (Oil) |  |  |  | C1 | 4.2365 | 19.4404 | 0.44579 | 1.1896 | 6.091 | 31.4034 | 4.2365 | 19.4404 | 0.44579 | 1.3566 | 9.2084 | 34.6877 | 1.5587 | 18.6928 | 3.7538 | 1.2481 | 3.5859 | 28.8392 | 1.5587 | 18.6928 | 3.7538 | 1.2481 | 6.5982 | 31.8516 | 0.18164 | 15.6333 | 10.9219 | 0.043247 | 3.3528 | 30.133 | 0.18164 | 15.6333 | 10.9219 | 0.043247 | 8.0276 | 34.8077
[5 empty] | C2 | 0 | 124.2851 | 1.2872 | 6.4483 | 31.4603 | 163.4809 | 0 | 124.2851 | 1.2872 | 7.3534 | 47.5619 | 180.4875 | 0 | 119.5055 | 10.8385 | 6.7651 | 18.5211 | 155.6301 | 0 | 119.5055 | 10.8385 | 6.7651 | 34.0802 | 171.1892 | 0 | 99.9458 | 31.5356 | 0.23442 | 17.3176 | 149.0334 | 0 | 99.9458 | 31.5356 | 0.23442 | 41.4627 | 173.1785
[5 empty] | C3 | 14.4231 | 58.1907 | 0.48472 | 0.86046 | 8.6854 | 82.6444 | 14.4231 | 58.1907 | 0.48472 | 0.98123 | 13.1306 | 87.2103 | 5.3066 | 55.9529 | 4.0815 | 0.90274 | 5.1132 | 71.3569 | 5.3066 | 55.9529 | 4.0815 | 0.90274 | 9.4086 | 75.6523 | 0.6184 | 46.795 | 11.8756 | 0.031281 | 4.7809 | 64.1012 | 0.6184 | 46.795 | 11.8756 | 0.031281 | 11.4468 | 70.767
[5 empty] | C4 | 3.7024 | 19.0473 | 0.21804 | 0.1589 | 3.3917 | 26.5183 | 3.7024 | 19.0473 | 0.21804 | 0.1812 | 5.1276 | 28.2765 | 1.3622 | 18.3148 | 1.836 | 0.16671 | 1.9968 | 23.6764 | 1.3622 | 18.3148 | 1.836 | 0.16671 | 3.6742 | 25.3538 | 0.15874 | 15.3172 | 5.342 | 0.0057766 | 1.867 | 22.6907 | 0.15874 | 15.3172 | 5.342 | 0.0057766 | 4.4701 | 25.2938
|  |  | 304.047 | 265.9582 |  | 22.362 | 220.9636 | 2.4357 | 8.6573 | 49.6284 |  | 22.362 | 220.9636 | 2.4357 | 9.8724 | 75.0285 |  | 8.2274 | 212.4659 | 20.5098 | 9.0826 | 29.2168 |  | 8.2274 | 212.4659 | 20.5098 | 9.0826 | 53.7612 |  | 0.95878 | 177.6912 | 59.6752 | 0.31472 | 27.3183 |  | 0.95878 | 177.6912 | 59.6752 | 0.31472 | 65.4071
| EHV UG Cable (Non Pressurised) |  |  |  | C1 | 63.0248 | 33.4545 | 2.8095 | 1.5781 | 3.2237 | 104.0906 | 57.8658 | 33.4545 | 2.9815 | 1.8725 | 5.4369 | 101.6111 | 64.0139 | 36.5877 | 1.2962 | 2.9715 | 3.6184 | 108.4876 | 60.4734 | 36.5877 | 1.4243 | 3.1906 | 5.316 | 106.992 | 63.5726 | 36.6579 | 3.1583 | 2.3125 | 6.2157 | 111.9169 | 58.9052 | 36.6579 | 3.293 | 2.5431 | 8.0779 | 109.477
[5 empty] | C2 | 95.3921 | 32.2977 | 1.95 | 1.6088 | 1.5362 | 132.7849 | 87.5836 | 32.2977 | 2.0694 | 1.909 | 2.5907 | 126.4505 | 96.8892 | 35.3294 | 0.89969 | 3.0294 | 1.7242 | 137.8719 | 91.5304 | 35.3294 | 0.98857 | 3.2528 | 2.5331 | 133.6343 | 96.2211 | 35.3974 | 2.1922 | 2.3576 | 2.9618 | 139.1301 | 89.1567 | 35.3974 | 2.2857 | 2.5926 | 3.8492 | 133.2816
[5 empty] | C3 | 165.5594 | 38.6935 | 2.4973 | 3.814 | 2.3163 | 212.8805 | 152.0072 | 38.6935 | 2.6502 | 4.5256 | 3.9064 | 201.7829 | 168.1577 | 42.3181 | 1.1522 | 7.1817 | 2.5998 | 221.4094 | 158.8572 | 42.3181 | 1.266 | 7.7113 | 3.8195 | 213.9721 | 166.9982 | 42.3993 | 2.8074 | 5.5891 | 4.4659 | 222.2599 | 154.7375 | 42.3993 | 2.9271 | 6.1463 | 5.8039 | 212.0141
[5 empty] | C4 | 490.7189 | 114.9077 | 13.8062 | 6.8262 | 6.3183 | 632.5773 | 450.5503 | 114.9077 | 14.6516 | 8.0997 | 10.6559 | 598.8652 | 498.4203 | 125.662 | 6.3698 | 12.8535 | 7.0917 | 650.3972 | 470.8534 | 125.662 | 6.999 | 13.8013 | 10.4191 | 627.7348 | 494.9836 | 125.9029 | 15.5204 | 10.0031 | 12.1823 | 658.5923 | 458.6427 | 125.9029 | 16.1824 | 11.0004 | 15.8321 | 627.5605
|  |  | 1082.3332 | 1131.8992 |  | 814.6953 | 219.3534 | 21.063 | 13.8271 | 13.3945 |  | 748.007 | 219.3534 | 22.3528 | 16.4067 | 22.5899 |  | 827.4811 | 239.8972 | 9.7179 | 26.036 | 15.0341 |  | 781.7144 | 239.8972 | 10.6779 | 27.956 | 22.0878 |  | 821.7755 | 240.3575 | 23.6782 | 20.2623 | 25.8257 |  | 761.4421 | 240.3575 | 24.6882 | 22.2823 | 33.5631
| EHV OHL Support - Towers |  |  |  | C1 | 3 | 7 | 2 | 17 | 10 | 39 | 1 | 7 | 2 | 17 | 12 | 39 | 1 | 0 | 8 | 1 | 29 | 39 | 0 | 1 | 8 | 1 | 29 | 39 | 1 | 1 | 1 | 8 | 26 | 37 | 0 | 0 | 1 | 8 | 30 | 39
[5 empty] | C2 | 41 | 26 | 2 | 3 | 26 | 98 | 7 | 19 | 13 | 6 | 53 | 98 | 10 | 41 | 8 | 0 | 39 | 98 | 3 | 12 | 19 | 1 | 63 | 98 | 8 | 32 | 1 | 18 | 39 | 98 | 0 | 3 | 12 | 19 | 64 | 98
[5 empty] | C3 | 3 | 8 | 9 | 3 | 15 | 38 | 2 | 5 | 11 | 4 | 16 | 38 | 1 | 12 | 8 | 5 | 12 | 38 | 1 | 4 | 9 | 5 | 19 | 38 | 0 | 16 | 3 | 4 | 17 | 40 | 0 | 1 | 4 | 9 | 24 | 38
[5 empty] | C4 | 1 | 2 | 1 | 0 | 3 | 7 | 0 | 2 | 1 | 0 | 4 | 7 | 0 | 3 | 2 | 0 | 2 | 7 | 0 | 0 | 2 | 1 | 4 | 7 | 0 | 3 | 0 | 1 | 3 | 7 | 0 | 0 | 0 | 2 | 5 | 7
|  |  | 182 | 182 |  | 48 | 43 | 14 | 23 | 54 |  | 10 | 33 | 27 | 27 | 85 |  | 12 | 56 | 26 | 6 | 82 |  | 4 | 17 | 38 | 8 | 115 |  | 9 | 52 | 5 | 31 | 85 |  | 0 | 4 | 17 | 38 | 123
| EHV OHL Support - Poles |  |  |  | C1 | 5791 | 7061 | 1555 | 289 | 112 | 14808 | 4945 | 7107 | 1644 | 684 | 205 | 14585 | 5788 | 6008 | 2425 | 228 | 205 | 14654 | 4764 | 6144 | 2642 | 482 | 365 | 14397 | 6437 | 4111 | 3057 | 212 | 472 | 14289 | 4176 | 4410 | 3881 | 652 | 744 | 13863
[5 empty] | C2 | 2482 | 3229 | 1138 | 289 | 108 | 7246 | 2114 | 3246 | 1197 | 632 | 168 | 7357 | 2507 | 2765 | 1774 | 254 | 195 | 7495 | 2055 | 2819 | 1923 | 471 | 295 | 7563 | 2808 | 1919 | 2244 | 256 | 408 | 7635 | 1814 | 2039 | 2821 | 632 | 574 | 7880
[5 empty] | C3 | 2406 | 1295 | 757 | 164 | 34 | 4656 | 2056 | 1305 | 800 | 412 | 70 | 4643 | 2400 | 1099 | 1179 | 121 | 63 | 4862 | 1978 | 1125 | 1287 | 281 | 126 | 4797 | 2665 | 745 | 1486 | 107 | 157 | 5160 | 1732 | 803 | 1892 | 384 | 264 | 5075
[5 empty] | C4 | 749 | 966 | 236 | 46 | 10 | 2007 | 642 | 973 | 251 | 46 | 27 | 1939 | 741 | 817 | 368 | 57 | 20 | 2003 | 612 | 838 | 403 | 57 | 50 | 1960 | 819 | 552 | 461 | 66 | 58 | 1956 | 533 | 598 | 592 | 66 | 110 | 1899
|  |  | 28717 | 29040 |  | 11428 | 12551 | 3686 | 788 | 264 |  | 9757 | 12631 | 3892 | 1774 | 470 |  | 11436 | 10689 | 5746 | 660 | 483 |  | 9409 | 10926 | 6255 | 1291 | 836 |  | 12729 | 7327 | 7248 | 641 | 1095 |  | 8255 | 7850 | 9186 | 1734 | 1692
| EHV OHL Fittings and Conductors (Tower Lines) |  |  |  | C1 | 10.8313 | 1.0166 | 0.34893 | 15.1698 | 10.8629 | 38.2295 | 1.861 | 1.4891 | 0.34893 | 18.5485 | 15.982 | 38.2295 | 13.0639 | 6.3871 | 0.91039 | -1.6511 | 19.3192 | 38.0295 | 10.8313 | 0.33888 | 1.0267 | 0.23262 | 25.8 | 38.2295 | 14.715 | 6.5135 | -1.0997 | -1.5348 | 19.4355 | 38.0295 | 10.366 | 0.46525 | 1.0166 | 0.34893 | 26.0327 | 38.2295
[5 empty] | C2 | 0.5715 | 0 | 0 | 1.6743 | 0.56145 | 2.8073 | 0.23262 | 0 | 0 | 2.0132 | 0.56145 | 2.8073 | 0.7715 | 0 | 0 | 0 | 2.0358 | 2.8073 | 0.5715 | 0 | 0 | 0 | 2.2358 | 2.8073 | 0.5715 | 0 | -0.2 | 0 | 2.0358 | 2.4073 | 0.5715 | 0 | 0 | 0 | 2.2358 | 2.8073
[5 empty] | C3 | 0.11631 | 0 | 0 | 0.26708 | 0 | 0.3834 | 0 | 0 | 0 | 0.3834 | 0 | 0.3834 | 0.11631 | 0 | 0 | 0 | 0.26708 | 0.3834 | 0.11631 | 0 | 0 | 0 | 0.26708 | 0.3834 | 0.11631 | 0 | 0 | 0 | 0.26708 | 0.3834 | 0.11631 | 0 | 0 | 0 | 0.26708 | 0.3834
[5 empty] | C4 | 0.17806 | 0.22257 | 0 | 0.22257 | 0.22257 | 0.84577 | 0 | 0.40063 | 0 | 0.22257 | 0.22257 | 0.84577 | 0.37806 | 0 | 0.22257 | -0.2 | 0.44514 | 0.84577 | 0.17806 | 0 | 0.22257 | 0 | 0.44514 | 0.84577 | 0.17806 | 0 | 0.02257 | -0.2 | 0.44514 | 0.44577 | 0.17806 | 0 | 0.22257 | 0 | 0.44514 | 0.84577
|  |  | 42.2659 | 41.2659 |  | 11.6971 | 1.2392 | 0.34893 | 17.3337 | 11.6469 |  | 2.0936 | 1.8897 | 0.34893 | 21.1677 | 16.766 |  | 14.3298 | 6.3871 | 1.133 | -1.8511 | 22.0672 |  | 11.6971 | 0.33888 | 1.2493 | 0.23262 | 28.748 |  | 15.5808 | 6.5135 | -1.2771 | -1.7348 | 22.1835 |  | 11.2319 | 0.46525 | 1.2392 | 0.34893 | 28.9806
| [Please insert new asset category as required] |  |  |  | C1 | [5 empty] | 0 | [5 empty] | 0 | 0 | 0 | 0 | 0 | 0 | 0 | [5 empty] | 0 | 0 | 0 | 0 | 0 | 0 | 0 | [5 empty] | 0
[5 empty] | C2 | [5 empty] | 0 | [5 empty] | 0 | 0 | 0 | 0 | 0 | 0 | 0 | [5 empty] | 0 | 0 | 0 | 0 | 0 | 0 | 0 | [5 empty] | 0
[5 empty] | C3 | [5 empty] | 0 | [5 empty] | 0 | 0 | 0 | 0 | 0 | 0 | 0 | [5 empty] | 0 | 0 | 0 | 0 | 0 | 0 | 0 | [5 empty] | 0
[5 empty] | C4 | [5 empty] | 0 | [5 empty] | 0 | 0 | 0 | 0 | 0 | 0 | 0 | [5 empty] | 0 | 0 | 0 | 0 | 0 | 0 | 0 | [5 empty] | 0
[6 empty] | 0 | 0 | 0 | 0 | 0 |  | 0 | 0 | 0 | 0 | 0 |  | 0 | 0 | 0 | 0 | 0 |  | 0 | 0 | 0 | 0 | 0 |  | 0 | 0 | 0 | 0 | 0 |  | 0 | 0 | 0 | 0 | 0
| [Please insert new asset category as required] |  |  |  | C1 | [5 empty] | 0 | [5 empty] | 0 | 0 | 0 | 0 | 0 | 0 | 0 | [5 empty] | 0 | 0 | 0 | 0 | 0 | 0 | 0 | [5 empty] | 0
[5 empty] | C2 | [5 empty] | 0 | [5 empty] | 0 | 0 | 0 | 0 | 0 | 0 | 0 | [5 empty] | 0 | 0 | 0 | 0 | 0 | 0 | 0 | [5 empty] | 0
[5 empty] | C3 | [5 empty] | 0 | [5 empty] | 0 | 0 | 0 | 0 | 0 | 0 | 0 | [5 empty] | 0 | 0 | 0 | 0 | 0 | 0 | 0 | [5 empty] | 0
[5 empty] | C4 | [5 empty] | 0 | [5 empty] | 0 | 0 | 0 | 0 | 0 | 0 | 0 | [5 empty] | 0 | 0 | 0 | 0 | 0 | 0 | 0 | [5 empty] | 0
[6 empty] | 0 | 0 | 0 | 0 | 0 |  | 0 | 0 | 0 | 0 | 0 |  | 0 | 0 | 0 | 0 | 0 |  | 0 | 0 | 0 | 0 | 0 |  | 0 | 0 | 0 | 0 | 0 |  | 0 | 0 | 0 | 0 | 0
| [Please insert new asset category as required] |  |  |  | C1 | [5 empty] | 0 | [5 empty] | 0 | 0 | 0 | 0 | 0 | 0 | 0 | [5 empty] | 0 | 0 | 0 | 0 | 0 | 0 | 0 | [5 empty] | 0
[5 empty] | C2 | [5 empty] | 0 | [5 empty] | 0 | 0 | 0 | 0 | 0 | 0 | 0 | [5 empty] | 0 | 0 | 0 | 0 | 0 | 0 | 0 | [5 empty] | 0
[5 empty] | C3 | [5 empty] | 0 | [5 empty] | 0 | 0 | 0 | 0 | 0 | 0 | 0 | [5 empty] | 0 | 0 | 0 | 0 | 0 | 0 | 0 | [5 empty] | 0
[5 empty] | C4 | [5 empty] | 0 | [5 empty] | 0 | 0 | 0 | 0 | 0 | 0 | 0 | [5 empty] | 0 | 0 | 0 | 0 | 0 | 0 | 0 | [5 empty] | 0
[6 empty] | 0 | 0 | 0 | 0 | 0 |  | 0 | 0 | 0 | 0 | 0 |  | 0 | 0 | 0 | 0 | 0 |  | 0 | 0 | 0 | 0 | 0 |  | 0 | 0 | 0 | 0 | 0 |  | 0 | 0 | 0 | 0 | 0
| [Please insert new asset category as required] |  |  |  | C1 | [5 empty] | 0 | [5 empty] | 0 | 0 | 0 | 0 | 0 | 0 | 0 | [5 empty] | 0 | 0 | 0 | 0 | 0 | 0 | 0 | [5 empty] | 0
[5 empty] | C2 | [5 empty] | 0 | [5 empty] | 0 | 0 | 0 | 0 | 0 | 0 | 0 | [5 empty] | 0 | 0 | 0 | 0 | 0 | 0 | 0 | [5 empty] | 0
[5 empty] | C3 | [5 empty] | 0 | [5 empty] | 0 | 0 | 0 | 0 | 0 | 0 | 0 | [5 empty] | 0 | 0 | 0 | 0 | 0 | 0 | 0 | [5 empty] | 0
[5 empty] | C4 | [5 empty] | 0 | [5 empty] | 0 | 0 | 0 | 0 | 0 | 0 | 0 | [5 empty] | 0 | 0 | 0 | 0 | 0 | 0 | 0 | [5 empty] | 0
[6 empty] | 0 | 0 | 0 | 0 | 0 |  | 0 | 0 | 0 | 0 | 0 |  | 0 | 0 | 0 | 0 | 0 |  | 0 | 0 | 0 | 0 | 0 |  | 0 | 0 | 0 | 0 | 0 |  | 0 | 0 | 0 | 0 | 0
| [Please insert new asset category as required] |  |  |  | C1 | [5 empty] | 0 | [5 empty] | 0 | 0 | 0 | 0 | 0 | 0 | 0 | [5 empty] | 0 | 0 | 0 | 0 | 0 | 0 | 0 | [5 empty] | 0
[5 empty] | C2 | [5 empty] | 0 | [5 empty] | 0 | 0 | 0 | 0 | 0 | 0 | 0 | [5 empty] | 0 | 0 | 0 | 0 | 0 | 0 | 0 | [5 empty] | 0
[5 empty] | C3 | [5 empty] | 0 | [5 empty] | 0 | 0 | 0 | 0 | 0 | 0 | 0 | [5 empty] | 0 | 0 | 0 | 0 | 0 | 0 | 0 | [5 empty] | 0
[5 empty] | C4 | [5 empty] | 0 | [5 empty] | 0 | 0 | 0 | 0 | 0 | 0 | 0 | [5 empty] | 0 | 0 | 0 | 0 | 0 | 0 | 0 | [5 empty] | 0
[6 empty] | 0 | 0 | 0 | 0 | 0 |  | 0 | 0 | 0 | 0 | 0 |  | 0 | 0 | 0 | 0 | 0 |  | 0 | 0 | 0 | 0 | 0 |  | 0 | 0 | 0 | 0 | 0 |  | 0 | 0 | 0 | 0 | 0
132kV Network
| 132kV CBs |  |  |  | C1 | 61 | 0 | 5 | 2 | 9 | 77 | 61 | 0 | 5 | 2 | 9 | 77 | 59 | 2 | 4 | 2 | 10 | 77 | 59 | 2 | 4 | 2 | 10 | 77 | 69 | 4 | 3 | 1 | 1 | 78 | 55 | 6 | 3 | 2 | 11 | 77
[5 empty] | C2 | 34 | 15 | 0 | 2 | 0 | 51 | 32 | 17 | 0 | 2 | 0 | 51 | 32 | 13 | 4 | 2 | 0 | 51 | 32 | 13 | 4 | 2 | 0 | 51 | 34 | 1 | 12 | 3 | 1 | 51 | 32 | 1 | 12 | 4 | 2 | 51
[5 empty] | C3 | 21 | 2 | 22 | 0 | 0 | 45 | 21 | 2 | 22 | 0 | 0 | 45 | 20 | 3 | 14 | 8 | 0 | 45 | 20 | 3 | 14 | 8 | 0 | 45 | 12 | 9 | 8 | 16 | 0 | 45 | 12 | 9 | 8 | 16 | 0 | 45
[5 empty] | C4 | 3 | 0 | 0 | 0 | 0 | 3 | 3 | 0 | 0 | 0 | 0 | 3 | 3 | 0 | 0 | 0 | 0 | 3 | 3 | 0 | 0 | 0 | 0 | 3 | 1 | 2 | 0 | 0 | 0 | 3 | 1 | 2 | 0 | 0 | 0 | 3
|  |  | 176 | 177 |  | 119 | 17 | 27 | 4 | 9 |  | 117 | 19 | 27 | 4 | 9 |  | 114 | 18 | 22 | 12 | 10 |  | 114 | 18 | 22 | 12 | 10 |  | 116 | 16 | 23 | 20 | 2 |  | 100 | 18 | 23 | 22 | 13
| 132kV Transformer |  |  |  | C1 | 17 | 20 | 18 | 9 | 0 | 64 | 16 | 21 | 18 | 9 | 0 | 64 | 16 | 16 | 23 | 8 | 1 | 64 | 16 | 16 | 23 | 8 | 1 | 64 | 16 | 12 | 23 | 4 | 9 | 64 | 16 | 12 | 23 | 4 | 9 | 64
[5 empty] | C2 | 19 | 18 | 14 | 7 | 4 | 62 | 19 | 17 | 15 | 7 | 4 | 62 | 17 | 20 | 13 | 9 | 3 | 62 | 14 | 19 | 14 | 9 | 6 | 62 | 23 | 13 | 13 | 7 | 6 | 62 | 14 | 11 | 17 | 8 | 12 | 62
[5 empty] | C3 | 0 | 3 | 2 | 0 | 0 | 5 | 0 | 3 | 2 | 0 | 0 | 5 | 0 | 3 | 2 | 0 | 0 | 5 | 0 | 3 | 2 | 0 | 0 | 5 | 0 | 0 | 5 | 0 | 0 | 5 | 0 | 0 | 5 | 0 | 0 | 5
[5 empty] | C4 | 1 | 0 | 2 | 0 | 0 | 3 | 0 | 0 | 1 | 2 | 0 | 3 | 0 | 0 | 0 | 3 | 0 | 3 | 0 | 0 | 0 | 3 | 0 | 3 | 1 | 0 | 0 | 0 | 2 | 3 | 0 | 0 | 0 | 1 | 2 | 3
|  |  | 134 | 134 |  | 37 | 41 | 36 | 16 | 4 |  | 35 | 41 | 36 | 18 | 4 |  | 33 | 39 | 38 | 20 | 4 |  | 30 | 38 | 39 | 20 | 7 |  | 40 | 25 | 41 | 11 | 17 |  | 30 | 23 | 45 | 13 | 23
| 132kV UG Cable (Gas) |  |  |  | C1 | 0.029688 | 0.062585 | 0.5242 | 0 | 0 | 0.61647 | 0.029688 | 0.062585 | 0.5242 | 0 | 0 | 0.61647 | 0.029688 | 0.036599 | 0.91054 | 0 | 0 | 0.97683 | 0.029688 | 0.036599 | 0.91054 | 0 | 0 | 0.97683 | 0.029688 | 0.036599 | 0.81702 | 0 | 0 | 0.88331 | 0.029688 | 0.036599 | 0.81702 | 0 | 0 | 0.88331
[5 empty] | C2 | 0 | 0.55324 | 0.44864 | 0.0225 | 0.025095 | 1.0495 | 0 | 0.55324 | 0.44864 | 0.0225 | 0.027501 | 1.0519 | 0 | 0.32354 | 0.77929 | 0.0225 | 0.019471 | 1.1448 | 0 | 0.32354 | 0.77929 | 0.0225 | 0.025095 | 1.1504 | 0 | 0.32354 | 0.69925 | 0.19605 | 0.013847 | 1.2327 | 0 | 0.32354 | 0.69925 | 0.19605 | 0.025095 | 1.2439
[5 empty] | C3 | 0 | 0.78907 | 0 | 0 | 0 | 0.78907 | 0 | 0.78907 | 0 | 0 | 0 | 0.78907 | 0 | 0.46145 | 0 | 0 | 0 | 0.46145 | 0 | 0.46145 | 0 | 0 | 0 | 0.46145 | 0 | 0.46145 | 0 | 0 | 0 | 0.46145 | 0 | 0.46145 | 0 | 0 | 0 | 0.46145
[5 empty] | C4 | 0 | 0.32193 | 0 | 0 | 0 | 0.32193 | 0 | 0.32193 | 0 | 0 | 0 | 0.32193 | 0 | 0.18826 | 0 | 0 | 0 | 0.18826 | 0 | 0.18826 | 0 | 0 | 0 | 0.18826 | 0 | 0.18826 | 0 | 0 | 0 | 0.18826 | 0 | 0.18826 | 0 | 0 | 0 | 0.18826
|  |  | 2.777 | 2.7657 |  | 0.029688 | 1.7268 | 0.97284 | 0.0225 | 0.025095 |  | 0.029688 | 1.7268 | 0.97284 | 0.0225 | 0.027501 |  | 0.029688 | 1.0098 | 1.6898 | 0.0225 | 0.019471 |  | 0.029688 | 1.0098 | 1.6898 | 0.0225 | 0.025095 |  | 0.029688 | 1.0098 | 1.5163 | 0.19605 | 0.013847 |  | 0.029688 | 1.0098 | 1.5163 | 0.19605 | 0.025095
| 132kV UG Cable (Oil) |  |  |  | C1 | 3.5961 | 1.1914 | 0.49059 | 26.2065 | 0.35034 | 31.835 | 3.5961 | 1.1914 | 0.49059 | 32.7489 | 0.68246 | 38.7095 | 2.7212 | 1.4652 | 0.4801 | 17.7429 | 0.090615 | 22.5 | 2.7212 | 1.4652 | 0.4801 | 26.8978 | 0.35481 | 31.9191 | 1.7391 | 0.29854 | 1.5691 | 1.1785 | 0.86158 | 5.6468 | 1.7391 | 0.29854 | 1.5691 | 10.7942 | 1.1659 | 15.5669
[5 empty] | C2 | 0.20512 | 1.2017 | 0.86182 | 18.862 | 4.5063 | 25.6369 | 0.20512 | 1.2017 | 0.86182 | 23.5708 | 8.7782 | 34.6176 | 0.15522 | 1.4778 | 0.84338 | 12.7703 | 1.1655 | 16.4123 | 0.15522 | 1.4778 | 0.84338 | 19.3595 | 4.5638 | 26.3997 | 0.099194 | 0.30111 | 2.7565 | 0.8482 | 11.0821 | 15.0871 | 0.099194 | 0.30111 | 2.7565 | 7.7691 | 14.9965 | 25.9225
[5 empty] | C3 | 6.143 | 1.7044 | 2.2461 | 18.6609 | 10.8055 | 39.5599 | 6.143 | 1.7044 | 2.2461 | 23.3195 | 21.0489 | 54.462 | 4.6485 | 2.0961 | 2.2083 | 12.6342 | 2.7948 | 24.3819 | 4.6485 | 2.0961 | 2.2083 | 19.1531 | 10.9434 | 39.0494 | 2.9707 | 0.42709 | 6.1298 | 0.83915 | 26.5734 | 36.9402 | 2.9707 | 0.42709 | 6.1298 | 7.6863 | 35.9597 | 53.1736
[5 empty] | C4 | 3.2044 | 0.74556 | 0.15553 | 9.0515 | 3.6554 | 16.8124 | 3.2044 | 0.74556 | 0.15553 | 11.3112 | 7.1206 | 22.5374 | 2.4248 | 0.91688 | 0.14194 | 6.1283 | 0.94545 | 10.5574 | 2.4248 | 0.91688 | 0.14194 | 9.2903 | 3.702 | 16.476 | 1.5496 | 0.18682 | 1.5519 | 0.40703 | 8.9895 | 12.6848 | 1.5496 | 0.18682 | 1.5519 | 3.7283 | 12.1648 | 19.1813
|  |  | 113.8443 | 70.3589 |  | 13.1487 | 4.8431 | 3.7541 | 72.781 | 19.3175 |  | 13.1487 | 4.8431 | 3.7541 | 90.9505 | 37.6302 |  | 9.9498 | 5.956 | 3.6738 | 49.2757 | 4.9964 |  | 9.9498 | 5.956 | 3.6738 | 74.7007 | 19.5641 |  | 6.3586 | 1.2136 | 12.0073 | 3.2728 | 47.5066 |  | 6.3586 | 1.2136 | 12.0073 | 29.9778 | 64.2869
| 132kV UG Cable (Non Pressurised) |  |  |  | C1 | 17.9762 | 0.52659 | 0 | 0 | 0.0073733 | 18.5102 | 9.9624 | 0.52659 | 0 | 0 | 0.0082235 | 10.4972 | 26.4576 | 0.52598 | 0 | 0 | 0.005637 | 26.9892 | 17.9762 | 0.52598 | 0 | 0 | 0.0073733 | 18.5096 | 29.3257 | 0.52598 | 0 | 0 | 0.0039008 | 29.8556 | 17.9762 | 0.52598 | 0 | 0 | 0.0073733 | 18.5096
[5 empty] | C2 | 29.8012 | 1.0915 | 0.03025 | 0.0123 | 0.0098361 | 30.945 | 16.5157 | 1.0915 | 0.03025 | 0.0123 | 0.01097 | 17.6607 | 43.8617 | 1.0902 | 0.036233 | 0.0123 | 0.0075199 | 45.0079 | 29.8012 | 1.0902 | 0.036233 | 0.0123 | 0.0098361 | 30.9497 | 48.6164 | 1.0902 | 0.036233 | 0.0123 | 0.0052037 | 49.7603 | 29.8012 | 1.0902 | 0.036233 | 0.0123 | 0.0098361 | 30.9497
[5 empty] | C3 | 25.1015 | 3.1239 | 0 | 0 | 0.0077689 | 28.2332 | 13.9112 | 3.1239 | 0 | 0 | 0.0086648 | 17.0437 | 36.9447 | 3.1203 | 0 | 0 | 0.0059395 | 40.0709 | 25.1015 | 3.1203 | 0 | 0 | 0.0077689 | 28.2296 | 40.9496 | 3.1203 | 0 | 0 | 0.0041101 | 44.074 | 25.1015 | 3.1203 | 0 | 0 | 0.0077689 | 28.2296
[5 empty] | C4 | 11.9857 | 0.48136 | 0 | 0 | 0.15218 | 12.6193 | 6.6424 | 0.48136 | 0 | 0 | 0.16973 | 7.2935 | 17.6407 | 0.48081 | 0 | 0 | 0.11635 | 18.2379 | 11.9857 | 0.48081 | 0 | 0 | 0.15218 | 12.6187 | 19.553 | 0.48081 | 0 | 0 | 0.08051 | 20.1143 | 11.9857 | 0.48081 | 0 | 0 | 0.15218 | 12.6187
|  |  | 90.3077 | 143.8042 |  | 84.8646 | 5.2233 | 0.03025 | 0.0123 | 0.17716 |  | 47.0316 | 5.2233 | 0.03025 | 0.0123 | 0.19759 |  | 124.9046 | 5.2173 | 0.036233 | 0.0123 | 0.13544 |  | 84.8646 | 5.2173 | 0.036233 | 0.0123 | 0.17716 |  | 138.4446 | 5.2173 | 0.036233 | 0.0123 | 0.093725 |  | 84.8646 | 5.2173 | 0.036233 | 0.0123 | 0.17716
| 132kV OHL Support - Tower |  |  |  | C1 | 124 | 332 | 101 | 18 | 99 | 674 | 49 | 183 | 125 | 23 | 294 | 674 | 200 | 223 | 152 | 32 | 67 | 674 | 103 | 198 | 200 | 48 | 125 | 674 | 148 | 260 | 110 | 113 | 43 | 674 | 26 | 98 | 187 | 190 | 173 | 674
[5 empty] | C2 | 141 | 475 | 81 | 38 | 178 | 913 | 64 | 230 | 95 | 54 | 470 | 913 | 280 | 358 | 149 | 0 | 126 | 913 | 128 | 302 | 214 | 41 | 228 | 913 | 219 | 248 | 207 | 148 | 91 | 913 | 33 | 104 | 295 | 212 | 269 | 913
[5 empty] | C3 | 83 | 278 | 18 | 4 | 26 | 409 | 63 | 161 | 30 | 16 | 139 | 409 | 82 | 161 | 139 | 13 | 14 | 409 | 65 | 153 | 147 | 13 | 31 | 409 | 63 | 104 | 120 | 117 | 5 | 409 | 31 | 47 | 140 | 147 | 44 | 409
[5 empty] | C4 | 67 | 50 | 0 | 1 | 1 | 119 | 0 | 22 | 41 | 22 | 34 | 119 | 2 | 100 | 15 | 0 | 2 | 119 | 2 | 100 | 15 | 0 | 2 | 119 | 6 | 67 | 31 | 13 | 2 | 119 | 0 | 67 | 35 | 15 | 2 | 119
|  |  | 2115 | 2115 |  | 415 | 1135 | 200 | 61 | 304 |  | 176 | 596 | 291 | 115 | 937 |  | 564 | 842 | 455 | 45 | 209 |  | 298 | 753 | 576 | 102 | 386 |  | 436 | 679 | 468 | 391 | 141 |  | 90 | 316 | 657 | 564 | 488
| 132kV OHL Fittings and Conductors (Tower Lines) |  |  |  | C1 | 17.3553 | 308.5563 | 191.7861 | 385.3717 | 101.7617 | 1004.8311 | 15.9338 | 226.7885 | 155.2854 | 406.7512 | 200.0722 | 1004.8311 | 66.1503 | 108.8709 | 422.7991 | 81.0322 | 325.9787 | 1004.8311 | 17.3553 | 108.8709 | 386.8952 | 84.4571 | 407.2526 | 1004.8311 | 147.1196 | 52.1953 | 324.9245 | 174.6515 | 305.9401 | 1004.8311 | 10.355 | 52.1953 | 289.0207 | 227.3811 | 425.8789 | 1004.8311
[5 empty] | C2 | 1.5169 | 1.954 | 0.61843 | 9.5793 | 1.8849 | 15.5536 | 1.5169 | 1.3767 | 0.61843 | 9.5793 | 2.4622 | 15.5536 | 8.6276 | 1.954 | 1.9345 | 0 | 3.0375 | 15.5536 | 1.5169 | 1.954 | 0.61843 | 0 | 11.4642 | 15.5536 | 7.1106 | 2.0942 | 2.6928 | 0.61843 | 3.0375 | 15.5536 | 0 | 2.0942 | 1.3767 | 0.61843 | 11.4642 | 15.5536
[5 empty] | C3 | 0 | 9.6463 | 0.96847 | 21.7879 | 1.6613 | 34.064 | 0 | 8.8499 | 1.1952 | 21.7879 | 2.231 | 34.064 | 0.95713 | 2.5303 | 8.0845 | 2.4762 | 20.0159 | 34.064 | 0 | 2.5303 | 8.0845 | 2.4762 | 20.973 | 34.064 | 3.123 | 2.0016 | 8.1061 | 1.6122 | 19.221 | 34.064 | 0 | 2.0016 | 8.1061 | 1.6122 | 22.344 | 34.064
[5 empty] | C4 | 0 | 0 | 0 | 0 | 0 | 0 | 0 | 0 | 0 | 0 | 0 | 0 | 0 | 0 | 0 | 0 | 0 | 0 | 0 | 0 | 0 | 0 | 0 | 0 | 0 | 0 | 0 | 0 | 0 | 0 | 0 | 0 | 0 | 0 | 0 | 0
|  |  | 1054.4487 | 1054.4487 |  | 18.8722 | 320.1565 | 193.373 | 416.7389 | 105.3079 |  | 17.4507 | 237.0151 | 157.0991 | 438.1184 | 204.7654 |  | 75.735 | 113.3552 | 432.8181 | 83.5084 | 349.032 |  | 18.8722 | 113.3552 | 395.5981 | 86.9333 | 439.6898 |  | 157.3533 | 56.2911 | 335.7234 | 176.8822 | 328.1986 |  | 10.355 | 56.2911 | 298.5035 | 229.6118 | 459.6872
| [Please insert new asset category as required] |  |  |  | C1 | [5 empty] | 0 | [5 empty] | 0 | 0 | 0 | 0 | 0 | 0 | 0 | [5 empty] | 0 | 0 | 0 | 0 | 0 | 0 | 0 | [5 empty] | 0
[5 empty] | C2 | [5 empty] | 0 | [5 empty] | 0 | 0 | 0 | 0 | 0 | 0 | 0 | [5 empty] | 0 | 0 | 0 | 0 | 0 | 0 | 0 | [5 empty] | 0
[5 empty] | C3 | [5 empty] | 0 | [5 empty] | 0 | 0 | 0 | 0 | 0 | 0 | 0 | [5 empty] | 0 | 0 | 0 | 0 | 0 | 0 | 0 | [5 empty] | 0
[5 empty] | C4 | [5 empty] | 0 | [5 empty] | 0 | 0 | 0 | 0 | 0 | 0 | 0 | [5 empty] | 0 | 0 | 0 | 0 | 0 | 0 | 0 | [5 empty] | 0
[6 empty] | 0 | 0 | 0 | 0 | 0 |  | 0 | 0 | 0 | 0 | 0 |  | 0 | 0 | 0 | 0 | 0 |  | 0 | 0 | 0 | 0 | 0 |  | 0 | 0 | 0 | 0 | 0 |  | 0 | 0 | 0 | 0 | 0
| [Please insert new asset category as required] |  |  |  | C1 | [5 empty] | 0 | [5 empty] | 0 | 0 | 0 | 0 | 0 | 0 | 0 | [5 empty] | 0 | 0 | 0 | 0 | 0 | 0 | 0 | [5 empty] | 0
[5 empty] | C2 | [5 empty] | 0 | [5 empty] | 0 | 0 | 0 | 0 | 0 | 0 | 0 | [5 empty] | 0 | 0 | 0 | 0 | 0 | 0 | 0 | [5 empty] | 0
[5 empty] | C3 | [5 empty] | 0 | [5 empty] | 0 | 0 | 0 | 0 | 0 | 0 | 0 | [5 empty] | 0 | 0 | 0 | 0 | 0 | 0 | 0 | [5 empty] | 0
[5 empty] | C4 | [5 empty] | 0 | [5 empty] | 0 | 0 | 0 | 0 | 0 | 0 | 0 | [5 empty] | 0 | 0 | 0 | 0 | 0 | 0 | 0 | [5 empty] | 0
[6 empty] | 0 | 0 | 0 | 0 | 0 |  | 0 | 0 | 0 | 0 | 0 |  | 0 | 0 | 0 | 0 | 0 |  | 0 | 0 | 0 | 0 | 0 |  | 0 | 0 | 0 | 0 | 0 |  | 0 | 0 | 0 | 0 | 0
| [Please insert new asset category as required] |  |  |  | C1 | [5 empty] | 0 | [5 empty] | 0 | 0 | 0 | 0 | 0 | 0 | 0 | [5 empty] | 0 | 0 | 0 | 0 | 0 | 0 | 0 | [5 empty] | 0
[5 empty] | C2 | [5 empty] | 0 | [5 empty] | 0 | 0 | 0 | 0 | 0 | 0 | 0 | [5 empty] | 0 | 0 | 0 | 0 | 0 | 0 | 0 | [5 empty] | 0
[5 empty] | C3 | [5 empty] | 0 | [5 empty] | 0 | 0 | 0 | 0 | 0 | 0 | 0 | [5 empty] | 0 | 0 | 0 | 0 | 0 | 0 | 0 | [5 empty] | 0
[5 empty] | C4 | [5 empty] | 0 | [5 empty] | 0 | 0 | 0 | 0 | 0 | 0 | 0 | [5 empty] | 0 | 0 | 0 | 0 | 0 | 0 | 0 | [5 empty] | 0
[6 empty] | 0 | 0 | 0 | 0 | 0 |  | 0 | 0 | 0 | 0 | 0 |  | 0 | 0 | 0 | 0 | 0 |  | 0 | 0 | 0 | 0 | 0 |  | 0 | 0 | 0 | 0 | 0 |  | 0 | 0 | 0 | 0 | 0
| [Please insert new asset category as required] |  |  |  | C1 | [5 empty] | 0 | [5 empty] | 0 | 0 | 0 | 0 | 0 | 0 | 0 | [5 empty] | 0 | 0 | 0 | 0 | 0 | 0 | 0 | [5 empty] | 0
[5 empty] | C2 | [5 empty] | 0 | [5 empty] | 0 | 0 | 0 | 0 | 0 | 0 | 0 | [5 empty] | 0 | 0 | 0 | 0 | 0 | 0 | 0 | [5 empty] | 0
[5 empty] | C3 | [5 empty] | 0 | [5 empty] | 0 | 0 | 0 | 0 | 0 | 0 | 0 | [5 empty] | 0 | 0 | 0 | 0 | 0 | 0 | 0 | [5 empty] | 0
[5 empty] | C4 | [5 empty] | 0 | [5 empty] | 0 | 0 | 0 | 0 | 0 | 0 | 0 | [5 empty] | 0 | 0 | 0 | 0 | 0 | 0 | 0 | [5 empty] | 0
[6 empty] | 0 | 0 | 0 | 0 | 0 |  | 0 | 0 | 0 | 0 | 0 |  | 0 | 0 | 0 | 0 | 0 |  | 0 | 0 | 0 | 0 | 0 |  | 0 | 0 | 0 | 0 | 0 |  | 0 | 0 | 0 | 0 | 0
| [Please insert new asset category as required] |  |  |  | C1 | [5 empty] | 0 | [5 empty] | 0 | 0 | 0 | 0 | 0 | 0 | 0 | [5 empty] | 0 | 0 | 0 | 0 | 0 | 0 | 0 | [5 empty] | 0
[5 empty] | C2 | [5 empty] | 0 | [5 empty] | 0 | 0 | 0 | 0 | 0 | 0 | 0 | [5 empty] | 0 | 0 | 0 | 0 | 0 | 0 | 0 | [5 empty] | 0
[5 empty] | C3 | [5 empty] | 0 | [5 empty] | 0 | 0 | 0 | 0 | 0 | 0 | 0 | [5 empty] | 0 | 0 | 0 | 0 | 0 | 0 | 0 | [5 empty] | 0
[5 empty] | C4 | [5 empty] | 0 | [5 empty] | 0 | 0 | 0 | 0 | 0 | 0 | 0 | [5 empty] | 0 | 0 | 0 | 0 | 0 | 0 | 0 | [5 empty] | 0
[6 empty] | 0 | 0 | 0 | 0 | 0 |  | 0 | 0 | 0 | 0 | 0 |  | 0 | 0 | 0 | 0 | 0 |  | 0 | 0 | 0 | 0 | 0 |  | 0 | 0 | 0 | 0 | 0 |  | 0 | 0 | 0 | 0 | 0
Other
| Submarine Cables |  |  |  | C1 | [5 empty] | 0 | [5 empty] | 0 | 0 | 0 | 0 | 0 | 0 | 0 | [5 empty] | 0 | 0 | 0 | 0 | 0 | 0 | 0 | [5 empty] | 0
[5 empty] | C2 | [5 empty] | 0 | [5 empty] | 0 | 0 | 0 | 0 | 0 | 0 | 0 | [5 empty] | 0 | 0 | 0 | 0 | 0 | 0 | 0 | [5 empty] | 0
[5 empty] | C3 | [5 empty] | 0 | [5 empty] | 0 | 0 | 0 | 0 | 0 | 0 | 0 | [5 empty] | 0 | 0 | 0 | 0 | 0 | 0 | 0 | [5 empty] | 0
[5 empty] | C4 | [5 empty] | 0 | [5 empty] | 0 | 0 | 0 | 0 | 0 | 0 | 0 | [5 empty] | 0 | 0 | 0 | 0 | 0 | 0 | 0 | [5 empty] | 0
[6 empty] | 0 | 0 | 0 | 0 | 0 |  | 0 | 0 | 0 | 0 | 0 |  | 0 | 0 | 0 | 0 | 0 |  | 0 | 0 | 0 | 0 | 0 |  | 0 | 0 | 0 | 0 | 0 |  | 0 | 0 | 0 | 0 | 0
| [Please insert new asset category as required] |  |  |  | C1 | [5 empty] | 0 | [5 empty] | 0 | 0 | 0 | 0 | 0 | 0 | 0 | [5 empty] | 0 | 0 | 0 | 0 | 0 | 0 | 0 | [5 empty] | 0
[5 empty] | C2 | [5 empty] | 0 | [5 empty] | 0 | 0 | 0 | 0 | 0 | 0 | 0 | [5 empty] | 0 | 0 | 0 | 0 | 0 | 0 | 0 | [5 empty] | 0
[5 empty] | C3 | [5 empty] | 0 | [5 empty] | 0 | 0 | 0 | 0 | 0 | 0 | 0 | [5 empty] | 0 | 0 | 0 | 0 | 0 | 0 | 0 | [5 empty] | 0
[5 empty] | C4 | [5 empty] | 0 | [5 empty] | 0 | 0 | 0 | 0 | 0 | 0 | 0 | [5 empty] | 0 | 0 | 0 | 0 | 0 | 0 | 0 | [5 empty] | 0
[6 empty] | 0 | 0 | 0 | 0 | 0 |  | 0 | 0 | 0 | 0 | 0 |  | 0 | 0 | 0 | 0 | 0 |  | 0 | 0 | 0 | 0 | 0 |  | 0 | 0 | 0 | 0 | 0 |  | 0 | 0 | 0 | 0 | 0
| [Please insert new asset category as required] |  |  |  | C1 | [5 empty] | 0 | [5 empty] | 0 | 0 | 0 | 0 | 0 | 0 | 0 | [5 empty] | 0 | 0 | 0 | 0 | 0 | 0 | 0 | [5 empty] | 0
[5 empty] | C2 | [5 empty] | 0 | [5 empty] | 0 | 0 | 0 | 0 | 0 | 0 | 0 | [5 empty] | 0 | 0 | 0 | 0 | 0 | 0 | 0 | [5 empty] | 0
[5 empty] | C3 | [5 empty] | 0 | [5 empty] | 0 | 0 | 0 | 0 | 0 | 0 | 0 | [5 empty] | 0 | 0 | 0 | 0 | 0 | 0 | 0 | [5 empty] | 0
[5 empty] | C4 | [5 empty] | 0 | [5 empty] | 0 | 0 | 0 | 0 | 0 | 0 | 0 | [5 empty] | 0 | 0 | 0 | 0 | 0 | 0 | 0 | [5 empty] | 0
[6 empty] | 0 | 0 | 0 | 0 | 0 |  | 0 | 0 | 0 | 0 | 0 |  | 0 | 0 | 0 | 0 | 0 |  | 0 | 0 | 0 | 0 | 0 |  | 0 | 0 | 0 | 0 | 0 |  | 0 | 0 | 0 | 0 | 0
| [Please insert new asset category as required] |  |  |  | C1 | [5 empty] | 0 | [5 empty] | 0 | 0 | 0 | 0 | 0 | 0 | 0 | [5 empty] | 0 | 0 | 0 | 0 | 0 | 0 | 0 | [5 empty] | 0
[5 empty] | C2 | [5 empty] | 0 | [5 empty] | 0 | 0 | 0 | 0 | 0 | 0 | 0 | [5 empty] | 0 | 0 | 0 | 0 | 0 | 0 | 0 | [5 empty] | 0
[5 empty] | C3 | [5 empty] | 0 | [5 empty] | 0 | 0 | 0 | 0 | 0 | 0 | 0 | [5 empty] | 0 | 0 | 0 | 0 | 0 | 0 | 0 | [5 empty] | 0
[5 empty] | C4 | [5 empty] | 0 | [5 empty] | 0 | 0 | 0 | 0 | 0 | 0 | 0 | [5 empty] | 0 | 0 | 0 | 0 | 0 | 0 | 0 | [5 empty] | 0
[6 empty] | 0 | 0 | 0 | 0 | 0 |  | 0 | 0 | 0 | 0 | 0 |  | 0 | 0 | 0 | 0 | 0 |  | 0 | 0 | 0 | 0 | 0 |  | 0 | 0 | 0 | 0 | 0 |  | 0 | 0 | 0 | 0 | 0
| [Please insert new asset category as required] |  |  |  | C1 | [5 empty] | 0 | [5 empty] | 0 | 0 | 0 | 0 | 0 | 0 | 0 | [5 empty] | 0 | 0 | 0 | 0 | 0 | 0 | 0 | [5 empty] | 0
[5 empty] | C2 | [5 empty] | 0 | [5 empty] | 0 | 0 | 0 | 0 | 0 | 0 | 0 | [5 empty] | 0 | 0 | 0 | 0 | 0 | 0 | 0 | [5 empty] | 0
[5 empty] | C3 | [5 empty] | 0 | [5 empty] | 0 | 0 | 0 | 0 | 0 | 0 | 0 | [5 empty] | 0 | 0 | 0 | 0 | 0 | 0 | 0 | [5 empty] | 0
[5 empty] | C4 | [5 empty] | 0 | [5 empty] | 0 | 0 | 0 | 0 | 0 | 0 | 0 | [5 empty] | 0 | 0 | 0 | 0 | 0 | 0 | 0 | [5 empty] | 0
[6 empty] | 0 | 0 | 0 | 0 | 0 |  | 0 | 0 | 0 | 0 | 0 |  | 0 | 0 | 0 | 0 | 0 |  | 0 | 0 | 0 | 0 | 0 |  | 0 | 0 | 0 | 0 | 0 |  | 0 | 0 | 0 | 0 | 0
| [Please insert new asset category as required] |  |  |  | C1 | [5 empty] | 0 | [5 empty] | 0 | 0 | 0 | 0 | 0 | 0 | 0 | [5 empty] | 0 | 0 | 0 | 0 | 0 | 0 | 0 | [5 empty] | 0
[5 empty] | C2 | [5 empty] | 0 | [5 empty] | 0 | 0 | 0 | 0 | 0 | 0 | 0 | [5 empty] | 0 | 0 | 0 | 0 | 0 | 0 | 0 | [5 empty] | 0
[5 empty] | C3 | [5 empty] | 0 | [5 empty] | 0 | 0 | 0 | 0 | 0 | 0 | 0 | [5 empty] | 0 | 0 | 0 | 0 | 0 | 0 | 0 | [5 empty] | 0
[5 empty] | C4 | [5 empty] | 0 | [5 empty] | 0 | 0 | 0 | 0 | 0 | 0 | 0 | [5 empty] | 0 | 0 | 0 | 0 | 0 | 0 | 0 | [5 empty] | 0
[6 empty] | 0 | 0 | 0 | 0 | 0 |  | 0 | 0 | 0 | 0 | 0 |  | 0 | 0 | 0 | 0 | 0 |  | 0 | 0 | 0 | 0 | 0 |  | 0 | 0 | 0 | 0 | 0 |  | 0 | 0 | 0 | 0 | 0
| TOTAL |  | 248959.8229 | 244633.9229 |  | 92264.136 | 88102.8118 | 37234.2111 | 21687.6958 | 9670.9682 |  | 82037.5896 | 88257.3208 | 39262.3012 | 26905.022 | 13958.0902 |  | 87348.7258 | 73826.4108 | 51304.8746 | 23609.2623 | 10934.4494 |  | 77547.4238 | 74588.3626 | 54011.631 | 26959.9159 | 15856.4896 |  | 89669.4985 | 65410.6159 | 49931.3179 | 23509.5908 | 16112.8997 |  | 66169.238 | 66904.5677 | 56783.5243 | 31752.9291 | 27353.5637
Health Index Definitions
|  |  | HI1 | New or as new
|  |  | HI2 | Good or seviceable condition
|  |  | HI3 | Deterioration requires assessment and monitoring
|  |  | HI4 | Material deterioration, intervention requires consideration
|  |  | HI5 | End of serviceable life, intervention required
Criticality Index Definitions
|  |  | C1 | Low criticality
|  |  | C2 | Average criticality
|  |  | C3 | High criticality
|  |  | C4 | Very high criticality

## NAW3 - Asset Repl - NPgY
NAW3: Secondary deliverables RIIO-ED1 - Asset replacement
NPgY
Price base (2012/13)
| ASSET CATEGORIES |  | ASSET REGISTER |  |  | End of DPCR5 (31 March 2015) with investment | [5 empty] | End of DPCR5 (31 March 2015) without investment | [5 empty] | Mid-Period Review (31 March 2019) planned investment | [5 empty] | Mid-Period Review (31 March 2019) without investment | [5 empty] | End of RIIO-ED1 (31 March 2023) planned investment | [5 empty] | End of RIIO-ED1 (31 March 2023) without investment
Is it your current intention to have a health index for this asset category in the RIIO-ED1 control period.
|  |  | as at 31st March 2015 | as at 31st March 2023 |  | HI 1 | HI 2 | HI 3 | HI 4 | HI 5 |  | HI 1 | HI 2 | HI 3 | HI 4 | HI 5 |  | HI 1 | HI 2 | HI 3 | HI 4 | HI 5 |  | HI 1 | HI 2 | HI 3 | HI 4 | HI 5 |  | HI 1 | HI 2 | HI 3 | HI 4 | HI 5 |  | HI 1 | HI 2 | HI 3 | HI 4 | HI 5
LV Network
| LV Switchgear and Other |  |  |  | C1 | 0 | 0 | 0 | 0 | 0 | 0 | 0 | 0 | 0 | 0 | 0 | 0 | [5 empty] | 0 | 0 | 0 | 0 | 0 | 0 | 0 | [5 empty] | 0 | 0 | 0 | 0 | 0 | 0 | 0 | Yes
[5 empty] | C2 | 0 | 0 | 0 | 0 | 0 | 0 | 0 | 0 | 0 | 0 | 0 | 0 | [5 empty] | 0 | 0 | 0 | 0 | 0 | 0 | 0 | [5 empty] | 0 | 0 | 0 | 0 | 0 | 0 | 0 | No
[5 empty] | C3 | 0 | 0 | 0 | 0 | 0 | 0 | 0 | 0 | 0 | 0 | 0 | 0 | [5 empty] | 0 | 0 | 0 | 0 | 0 | 0 | 0 | [5 empty] | 0 | 0 | 0 | 0 | 0 | 0 | 0
[5 empty] | C4 | 0 | 0 | 0 | 0 | 0 | 0 | 0 | 0 | 0 | 0 | 0 | 0 | [5 empty] | 0 | 0 | 0 | 0 | 0 | 0 | 0 | [5 empty] | 0 | 0 | 0 | 0 | 0 | 0 | 0
|  |  | 0 | 0 |  | 0 | 0 | 0 | 0 | 0 |  | 0 | 0 | 0 | 0 | 0 |  | 0 | 0 | 0 | 0 | 0 |  | 0 | 0 | 0 | 0 | 0 |  | 0 | 0 | 0 | 0 | 0 |  | 0 | 0 | 0 | 0 | 0
| LV UGB |  |  |  | C1 | 0 | 0 | 0 | 0 | 0 | 0 | 0 | 0 | 0 | 0 | 0 | 0 | [5 empty] | 0 | 0 | 0 | 0 | 0 | 0 | 0 | [5 empty] | 0 | 0 | 0 | 0 | 0 | 0 | 0
[5 empty] | C2 | 0 | 0 | 0 | 0 | 0 | 0 | 0 | 0 | 0 | 0 | 0 | 0 | [5 empty] | 0 | 0 | 0 | 0 | 0 | 0 | 0 | [5 empty] | 0 | 0 | 0 | 0 | 0 | 0 | 0
[5 empty] | C3 | 0 | 0 | 0 | 0 | 0 | 0 | 0 | 0 | 0 | 0 | 0 | 0 | [5 empty] | 0 | 0 | 0 | 0 | 0 | 0 | 0 | [5 empty] | 0 | 0 | 0 | 0 | 0 | 0 | 0
[5 empty] | C4 | 0 | 0 | 0 | 0 | 0 | 0 | 0 | 0 | 0 | 0 | 0 | 0 | [5 empty] | 0 | 0 | 0 | 0 | 0 | 0 | 0 | [5 empty] | 0 | 0 | 0 | 0 | 0 | 0 | 0
|  |  | 0 | 0 |  | 0 | 0 | 0 | 0 | 0 |  | 0 | 0 | 0 | 0 | 0 |  | 0 | 0 | 0 | 0 | 0 |  | 0 | 0 | 0 | 0 | 0 |  | 0 | 0 | 0 | 0 | 0 |  | 0 | 0 | 0 | 0 | 0
| LV OHL Support |  |  |  | C1 | 5357 | 6892 | 5016 | 1451 | 1340 | 20056 | 4772 | 6932 | 5147 | 1702 | 1534 | 20087 | 1116 | -37 | -220 | -410 | -538 | -89 | 4542 | 5140 | 6085 | 2520 | 1889 | 20176 | 2708 | -77 | -512 | -962 | -1278 | -121 | 3837 | 4955 | 4832 | 2877 | 3536 | 20037
[5 empty] | C2 | 4658 | 7204 | 4315 | 965 | 1326 | 18468 | 4138 | 7241 | 4423 | 1245 | 1541 | 18588 | 981 | -30 | -177 | -453 | -600 | -279 | 3963 | 5386 | 5236 | 1888 | 1884 | 18357 | 2373 | -66 | -417 | -1069 | -1426 | -605 | 3363 | 5200 | 4172 | 2200 | 3548 | 18483
[5 empty] | C3 | 576 | 1330 | 735 | 423 | 307 | 3371 | 515 | 1339 | 756 | 423 | 307 | 3340 | 120 | -8 | -35 | 0 | 0 | 77 | 483 | 988 | 895 | 602 | 411 | 3379 | 292 | -16 | -79 | 0 | 0 | 197 | 404 | 951 | 705 | 660 | 727 | 3447
[5 empty] | C4 | 1135 | 2481 | 1627 | 284 | 360 | 5887 | 1013 | 2497 | 1670 | 378 | 434 | 5992 | 235 | -13 | -72 | -155 | -204 | -209 | 961 | 1849 | 1969 | 575 | 516 | 5870 | 571 | -29 | -168 | -363 | -482 | -471 | 810 | 1782 | 1564 | 672 | 987 | 5815
|  |  | 47782 | 46782 |  | 11726 | 17907 | 11693 | 3123 | 3333 |  | 10438 | 18009 | 11996 | 3748 | 3816 |  | 2452 | -88 | -504 | -1018 | -1342 |  | 9949 | 13363 | 14185 | 5585 | 4700 |  | 5944 | -188 | -1176 | -2394 | -3186 |  | 8414 | 12888 | 11273 | 6409 | 8798
| [Please insert new asset category as required] |  |  |  | C1 | 0 | 0 | 0 | 0 | 0 | 0 | 0 | 0 | 0 | 0 | 0 | 0 | [5 empty] | 0 | 0 | 0 | 0 | 0 | 0 | 0 | [5 empty] | 0 | 0 | 0 | 0 | 0 | 0 | 0
[5 empty] | C2 | 0 | 0 | 0 | 0 | 0 | 0 | 0 | 0 | 0 | 0 | 0 | 0 | [5 empty] | 0 | 0 | 0 | 0 | 0 | 0 | 0 | [5 empty] | 0 | 0 | 0 | 0 | 0 | 0 | 0
[5 empty] | C3 | 0 | 0 | 0 | 0 | 0 | 0 | 0 | 0 | 0 | 0 | 0 | 0 | [5 empty] | 0 | 0 | 0 | 0 | 0 | 0 | 0 | [5 empty] | 0 | 0 | 0 | 0 | 0 | 0 | 0
[5 empty] | C4 | 0 | 0 | 0 | 0 | 0 | 0 | 0 | 0 | 0 | 0 | 0 | 0 | [5 empty] | 0 | 0 | 0 | 0 | 0 | 0 | 0 | [5 empty] | 0 | 0 | 0 | 0 | 0 | 0 | 0
|  |  | 0 | 0 |  | 0 | 0 | 0 | 0 | 0 |  | 0 | 0 | 0 | 0 | 0 |  | 0 | 0 | 0 | 0 | 0 |  | 0 | 0 | 0 | 0 | 0 |  | 0 | 0 | 0 | 0 | 0 |  | 0 | 0 | 0 | 0 | 0
| [Please insert new asset category as required] |  |  |  | C1 | 0 | 0 | 0 | 0 | 0 | 0 | 0 | 0 | 0 | 0 | 0 | 0 | [5 empty] | 0 | 0 | 0 | 0 | 0 | 0 | 0 | [5 empty] | 0 | 0 | 0 | 0 | 0 | 0 | 0
[5 empty] | C2 | 0 | 0 | 0 | 0 | 0 | 0 | 0 | 0 | 0 | 0 | 0 | 0 | [5 empty] | 0 | 0 | 0 | 0 | 0 | 0 | 0 | [5 empty] | 0 | 0 | 0 | 0 | 0 | 0 | 0
[5 empty] | C3 | 0 | 0 | 0 | 0 | 0 | 0 | 0 | 0 | 0 | 0 | 0 | 0 | [5 empty] | 0 | 0 | 0 | 0 | 0 | 0 | 0 | [5 empty] | 0 | 0 | 0 | 0 | 0 | 0 | 0
[5 empty] | C4 | 0 | 0 | 0 | 0 | 0 | 0 | 0 | 0 | 0 | 0 | 0 | 0 | [5 empty] | 0 | 0 | 0 | 0 | 0 | 0 | 0 | [5 empty] | 0 | 0 | 0 | 0 | 0 | 0 | 0
|  |  | 0 | 0 |  | 0 | 0 | 0 | 0 | 0 |  | 0 | 0 | 0 | 0 | 0 |  | 0 | 0 | 0 | 0 | 0 |  | 0 | 0 | 0 | 0 | 0 |  | 0 | 0 | 0 | 0 | 0 |  | 0 | 0 | 0 | 0 | 0
| [Please insert new asset category as required] |  |  |  | C1 | 0 | 0 | 0 | 0 | 0 | 0 | 0 | 0 | 0 | 0 | 0 | 0 | [5 empty] | 0 | 0 | 0 | 0 | 0 | 0 | 0 | [5 empty] | 0 | 0 | 0 | 0 | 0 | 0 | 0
[5 empty] | C2 | 0 | 0 | 0 | 0 | 0 | 0 | 0 | 0 | 0 | 0 | 0 | 0 | [5 empty] | 0 | 0 | 0 | 0 | 0 | 0 | 0 | [5 empty] | 0 | 0 | 0 | 0 | 0 | 0 | 0
[5 empty] | C3 | 0 | 0 | 0 | 0 | 0 | 0 | 0 | 0 | 0 | 0 | 0 | 0 | [5 empty] | 0 | 0 | 0 | 0 | 0 | 0 | 0 | [5 empty] | 0 | 0 | 0 | 0 | 0 | 0 | 0
[5 empty] | C4 | 0 | 0 | 0 | 0 | 0 | 0 | 0 | 0 | 0 | 0 | 0 | 0 | [5 empty] | 0 | 0 | 0 | 0 | 0 | 0 | 0 | [5 empty] | 0 | 0 | 0 | 0 | 0 | 0 | 0
|  |  | 0 | 0 |  | 0 | 0 | 0 | 0 | 0 |  | 0 | 0 | 0 | 0 | 0 |  | 0 | 0 | 0 | 0 | 0 |  | 0 | 0 | 0 | 0 | 0 |  | 0 | 0 | 0 | 0 | 0 |  | 0 | 0 | 0 | 0 | 0
| [Please insert new asset category as required] |  |  |  | C1 | 0 | 0 | 0 | 0 | 0 | 0 | 0 | 0 | 0 | 0 | 0 | 0 | [5 empty] | 0 | 0 | 0 | 0 | 0 | 0 | 0 | [5 empty] | 0 | 0 | 0 | 0 | 0 | 0 | 0
[5 empty] | C2 | 0 | 0 | 0 | 0 | 0 | 0 | 0 | 0 | 0 | 0 | 0 | 0 | [5 empty] | 0 | 0 | 0 | 0 | 0 | 0 | 0 | [5 empty] | 0 | 0 | 0 | 0 | 0 | 0 | 0
[5 empty] | C3 | 0 | 0 | 0 | 0 | 0 | 0 | 0 | 0 | 0 | 0 | 0 | 0 | [5 empty] | 0 | 0 | 0 | 0 | 0 | 0 | 0 | [5 empty] | 0 | 0 | 0 | 0 | 0 | 0 | 0
[5 empty] | C4 | 0 | 0 | 0 | 0 | 0 | 0 | 0 | 0 | 0 | 0 | 0 | 0 | [5 empty] | 0 | 0 | 0 | 0 | 0 | 0 | 0 | [5 empty] | 0 | 0 | 0 | 0 | 0 | 0 | 0
|  |  | 0 | 0 |  | 0 | 0 | 0 | 0 | 0 |  | 0 | 0 | 0 | 0 | 0 |  | 0 | 0 | 0 | 0 | 0 |  | 0 | 0 | 0 | 0 | 0 |  | 0 | 0 | 0 | 0 | 0 |  | 0 | 0 | 0 | 0 | 0
| [Please insert new asset category as required] |  |  |  | C1 | 0 | 0 | 0 | 0 | 0 | 0 | 0 | 0 | 0 | 0 | 0 | 0 | [5 empty] | 0 | 0 | 0 | 0 | 0 | 0 | 0 | [5 empty] | 0 | 0 | 0 | 0 | 0 | 0 | 0
[5 empty] | C2 | 0 | 0 | 0 | 0 | 0 | 0 | 0 | 0 | 0 | 0 | 0 | 0 | [5 empty] | 0 | 0 | 0 | 0 | 0 | 0 | 0 | [5 empty] | 0 | 0 | 0 | 0 | 0 | 0 | 0
[5 empty] | C3 | 0 | 0 | 0 | 0 | 0 | 0 | 0 | 0 | 0 | 0 | 0 | 0 | [5 empty] | 0 | 0 | 0 | 0 | 0 | 0 | 0 | [5 empty] | 0 | 0 | 0 | 0 | 0 | 0 | 0
[5 empty] | C4 | 0 | 0 | 0 | 0 | 0 | 0 | 0 | 0 | 0 | 0 | 0 | 0 | [5 empty] | 0 | 0 | 0 | 0 | 0 | 0 | 0 | [5 empty] | 0 | 0 | 0 | 0 | 0 | 0 | 0
|  |  | 0 | 0 |  | 0 | 0 | 0 | 0 | 0 |  | 0 | 0 | 0 | 0 | 0 |  | 0 | 0 | 0 | 0 | 0 |  | 0 | 0 | 0 | 0 | 0 |  | 0 | 0 | 0 | 0 | 0 |  | 0 | 0 | 0 | 0 | 0
HV Network
| HV Switchgear (GM) - Primary |  |  |  | C1 | 370 | 538 | 402 | 182 | 160 | 1652 | 354 | 538 | 402 | 193 | 160 | 1647 | 147 | -5 | -10 | -19 | -125 | -12 | 346 | 470 | 355 | 201 | 275 | 1647 | 203 | -5 | -10 | -19 | -184 | -15 | 305 | 323 | 348 | 278 | 393 | 1647
[5 empty] | C2 | 360 | 530 | 441 | 370 | 235 | 1936 | 323 | 532 | 453 | 397 | 239 | 1944 | 205 | 0 | -26 | -48 | -138 | -7 | 302 | 415 | 399 | 401 | 427 | 1944 | 292 | 0 | -27 | -62 | -217 | -14 | 277 | 255 | 411 | 329 | 672 | 1944
[5 empty] | C3 | 89 | 171 | 146 | 107 | 99 | 612 | 89 | 171 | 146 | 107 | 99 | 612 | 54 | 0 | 0 | -7 | -49 | -2 | 87 | 139 | 115 | 123 | 148 | 612 | 100 | 0 | -1 | -17 | -86 | -4 | 84 | 94 | 120 | 91 | 223 | 612
[5 empty] | C4 | 6 | 32 | 27 | 4 | 5 | 74 | 6 | 32 | 27 | 4 | 5 | 74 | 0 | 0 | 0 | 0 | 0 | 0 | 4 | 20 | 29 | 15 | 6 | 74 | 0 | 0 | 0 | 0 | 0 | 0 | 4 | 17 | 17 | 27 | 9 | 74
|  |  | 4274 | 4244 |  | 825 | 1271 | 1016 | 663 | 499 |  | 772 | 1273 | 1028 | 701 | 503 |  | 406 | -5 | -36 | -74 | -312 |  | 739 | 1044 | 898 | 740 | 856 |  | 595 | -5 | -38 | -98 | -487 |  | 670 | 689 | 896 | 725 | 1297
| HV Switchgear (GM) - Distribution |  |  |  | C1 | 6412 | 2020 | 450 | 61 | 276 | 9219 | 6026 | 2068 | 510 | 155 | 343 | 9102 | 457 | -70 | -126 | -46 | -78 | 137 | 6173 | 1883 | 737 | 46 | 380 | 9219 | 969 | -146 | -246 | -142 | -146 | 289 | 5720 | 1529 | 1215 | 287 | 468 | 9219
[5 empty] | C2 | 4628 | 6754 | 2181 | 125 | 1434 | 15122 | 4331 | 6906 | 2461 | 527 | 1854 | 16079 | 351 | -227 | -603 | -186 | -485 | -1150 | 4144 | 5164 | 3472 | 487 | 1855 | 15122 | 743 | -483 | -1191 | -594 | -913 | -2438 | 3712 | 3037 | 4803 | 1272 | 2298 | 15122
[5 empty] | C3 | 1157 | 2280 | 1016 | 63 | 653 | 5169 | 1086 | 2339 | 1149 | 257 | 855 | 5686 | 86 | -84 | -284 | -93 | -234 | -609 | 1014 | 1636 | 1456 | 201 | 862 | 5169 | 182 | -176 | -560 | -293 | -442 | -1289 | 925 | 831 | 1754 | 651 | 1008 | 5169
[5 empty] | C4 | 177 | 365 | 196 | 6 | 83 | 827 | 166 | 377 | 217 | 32 | 110 | 902 | 11 | -18 | -43 | -14 | -32 | -96 | 154 | 270 | 269 | 19 | 115 | 827 | 23 | -38 | -83 | -42 | -60 | -200 | 140 | 143 | 313 | 95 | 136 | 827
|  |  | 30337 | 26699 |  | 12374 | 11419 | 3843 | 255 | 2446 |  | 11609 | 11690 | 4337 | 971 | 3162 |  | 905 | -399 | -1056 | -339 | -829 |  | 11485 | 8953 | 5934 | 753 | 3212 |  | 1917 | -843 | -2080 | -1071 | -1561 |  | 10497 | 5540 | 8085 | 2305 | 3910
| HV Transformer (GM) |  |  |  | C1 | 801 | 2276 | 402 | 181 | 29 | 3689 | 533 | 2287 | 406 | 202 | 117 | 3545 | 214 | -1 | 0 | -19 | -80 | 114 | 774 | 2215 | 263 | 244 | 193 | 3689 | 438 | -1 | 0 | -39 | -164 | 234 | 764 | 1958 | 362 | 277 | 328 | 3689
[5 empty] | C2 | 563 | 7175 | 1478 | 783 | 151 | 10150 | 372 | 7191 | 1480 | 868 | 333 | 10244 | 153 | 2 | 0 | -75 | -160 | -80 | 521 | 6873 | 881 | 982 | 893 | 10150 | 313 | 2 | 0 | -155 | -328 | -168 | 499 | 6059 | 1209 | 1160 | 1223 | 10150
[5 empty] | C3 | 62 | 580 | 219 | 105 | 17 | 983 | 43 | 585 | 223 | 119 | 38 | 1008 | 15 | -1 | 0 | -12 | -19 | -17 | 59 | 549 | 98 | 158 | 119 | 983 | 31 | -1 | 0 | -24 | -39 | -33 | 56 | 458 | 129 | 161 | 179 | 983
[5 empty] | C4 | 7 | 375 | 94 | 50 | 12 | 538 | 6 | 380 | 98 | 58 | 21 | 563 | 0 | -1 | 0 | -8 | -8 | -17 | 6 | 348 | 53 | 67 | 64 | 538 | 0 | -1 | 0 | -16 | -16 | -33 | 4 | 304 | 68 | 71 | 91 | 538
|  |  | 15360 | 15360 |  | 1433 | 10406 | 2193 | 1119 | 209 |  | 954 | 10443 | 2207 | 1247 | 509 |  | 382 | -1 | 0 | -114 | -267 |  | 1360 | 9985 | 1295 | 1451 | 1269 |  | 782 | -1 | 0 | -234 | -547 |  | 1323 | 8779 | 1768 | 1669 | 1821
| HV UG Cable |  |  |  | C1 | 0 | 0 | 0 | 0 | 0 | 0 | 0 | 0 | 0 | 0 | 0 | 0 | [5 empty] | 0 | 0 | 0 | 0 | 0 | 0 | 0 | [5 empty] | 0 | 0 | 0 | 0 | 0 | 0 | 0
[5 empty] | C2 | 0 | 0 | 0 | 0 | 0 | 0 | 0 | 0 | 0 | 0 | 0 | 0 | [5 empty] | 0 | 0 | 0 | 0 | 0 | 0 | 0 | [5 empty] | 0 | 0 | 0 | 0 | 0 | 0 | 0
[5 empty] | C3 | 0 | 0 | 0 | 0 | 0 | 0 | 0 | 0 | 0 | 0 | 0 | 0 | [5 empty] | 0 | 0 | 0 | 0 | 0 | 0 | 0 | [5 empty] | 0 | 0 | 0 | 0 | 0 | 0 | 0
[5 empty] | C4 | 0 | 0 | 0 | 0 | 0 | 0 | 0 | 0 | 0 | 0 | 0 | 0 | [5 empty] | 0 | 0 | 0 | 0 | 0 | 0 | 0 | [5 empty] | 0 | 0 | 0 | 0 | 0 | 0 | 0
|  |  | 0 | 0 |  | 0 | 0 | 0 | 0 | 0 |  | 0 | 0 | 0 | 0 | 0 |  | 0 | 0 | 0 | 0 | 0 |  | 0 | 0 | 0 | 0 | 0 |  | 0 | 0 | 0 | 0 | 0 |  | 0 | 0 | 0 | 0 | 0
| HV OHL Support - Poles |  |  |  | C1 | 20183 | 11572 | 5288 | 6271 | 804 | 44118 | 18044 | 11678 | 5635 | 7344 | 1402 | 44103 | 1079 | -44 | -184 | -442 | -392 | 17 | 16484 | 10360 | 8939 | 6949 | 1303 | 44035 | 3187 | -96 | -536 | -1270 | -1224 | 61 | 13675 | 10945 | 8920 | 7428 | 2868 | 43836
[5 empty] | C2 | 22962 | 14882 | 6657 | 6619 | 1166 | 52286 | 20551 | 15013 | 7082 | 7734 | 1977 | 52357 | 1227 | -52 | -224 | -453 | -527 | -29 | 18818 | 13348 | 11187 | 7333 | 1859 | 52545 | 3615 | -112 | -648 | -1305 | -1655 | -105 | 15672 | 14105 | 11174 | 7841 | 4014 | 52806
[5 empty] | C3 | 6453 | 3255 | 1074 | 1089 | 155 | 12026 | 5728 | 3288 | 1171 | 1347 | 353 | 11887 | 366 | -16 | -52 | -108 | -129 | 61 | 5192 | 2885 | 2087 | 1250 | 317 | 11731 | 1082 | -32 | -152 | -308 | -405 | 185 | 4235 | 3062 | 2079 | 1363 | 830 | 11569
[5 empty] | C4 | 2576 | 2002 | 886 | 933 | 151 | 6548 | 2305 | 2021 | 945 | 1094 | 266 | 6631 | 134 | -8 | -32 | -68 | -75 | -49 | 2102 | 1792 | 1495 | 1033 | 245 | 6667 | 398 | -20 | -92 | -192 | -235 | -141 | 1742 | 1891 | 1491 | 1102 | 541 | 6767
|  |  | 114978 | 114978 |  | 52174 | 31711 | 13905 | 14912 | 2276 |  | 46628 | 32000 | 14833 | 17519 | 3998 |  | 2806 | -120 | -492 | -1071 | -1123 |  | 42596 | 28385 | 23708 | 16565 | 3724 |  | 8282 | -260 | -1428 | -3075 | -3519 |  | 35324 | 30003 | 23664 | 17734 | 8253
| [Please insert new asset category as required] |  |  |  | C1 | 0 | 0 | 0 | 0 | 0 | 0 | 0 | 0 | 0 | 0 | 0 | 0 | [5 empty] | 0 | 0 | 0 | 0 | 0 | 0 | 0 | [5 empty] | 0 | 0 | 0 | 0 | 0 | 0 | 0
[5 empty] | C2 | 0 | 0 | 0 | 0 | 0 | 0 | 0 | 0 | 0 | 0 | 0 | 0 | [5 empty] | 0 | 0 | 0 | 0 | 0 | 0 | 0 | [5 empty] | 0 | 0 | 0 | 0 | 0 | 0 | 0
[5 empty] | C3 | 0 | 0 | 0 | 0 | 0 | 0 | 0 | 0 | 0 | 0 | 0 | 0 | [5 empty] | 0 | 0 | 0 | 0 | 0 | 0 | 0 | [5 empty] | 0 | 0 | 0 | 0 | 0 | 0 | 0
[5 empty] | C4 | 0 | 0 | 0 | 0 | 0 | 0 | 0 | 0 | 0 | 0 | 0 | 0 | [5 empty] | 0 | 0 | 0 | 0 | 0 | 0 | 0 | [5 empty] | 0 | 0 | 0 | 0 | 0 | 0 | 0
|  |  | 0 | 0 |  | 0 | 0 | 0 | 0 | 0 |  | 0 | 0 | 0 | 0 | 0 |  | 0 | 0 | 0 | 0 | 0 |  | 0 | 0 | 0 | 0 | 0 |  | 0 | 0 | 0 | 0 | 0 |  | 0 | 0 | 0 | 0 | 0
| [Please insert new asset category as required] |  |  |  | C1 | 0 | 0 | 0 | 0 | 0 | 0 | 0 | 0 | 0 | 0 | 0 | 0 | [5 empty] | 0 | 0 | 0 | 0 | 0 | 0 | 0 | [5 empty] | 0 | 0 | 0 | 0 | 0 | 0 | 0
[5 empty] | C2 | 0 | 0 | 0 | 0 | 0 | 0 | 0 | 0 | 0 | 0 | 0 | 0 | [5 empty] | 0 | 0 | 0 | 0 | 0 | 0 | 0 | [5 empty] | 0 | 0 | 0 | 0 | 0 | 0 | 0
[5 empty] | C3 | 0 | 0 | 0 | 0 | 0 | 0 | 0 | 0 | 0 | 0 | 0 | 0 | [5 empty] | 0 | 0 | 0 | 0 | 0 | 0 | 0 | [5 empty] | 0 | 0 | 0 | 0 | 0 | 0 | 0
[5 empty] | C4 | 0 | 0 | 0 | 0 | 0 | 0 | 0 | 0 | 0 | 0 | 0 | 0 | [5 empty] | 0 | 0 | 0 | 0 | 0 | 0 | 0 | [5 empty] | 0 | 0 | 0 | 0 | 0 | 0 | 0
|  |  | 0 | 0 |  | 0 | 0 | 0 | 0 | 0 |  | 0 | 0 | 0 | 0 | 0 |  | 0 | 0 | 0 | 0 | 0 |  | 0 | 0 | 0 | 0 | 0 |  | 0 | 0 | 0 | 0 | 0 |  | 0 | 0 | 0 | 0 | 0
| [Please insert new asset category as required] |  |  |  | C1 | 0 | 0 | 0 | 0 | 0 | 0 | 0 | 0 | 0 | 0 | 0 | 0 | [5 empty] | 0 | 0 | 0 | 0 | 0 | 0 | 0 | [5 empty] | 0 | 0 | 0 | 0 | 0 | 0 | 0
[5 empty] | C2 | 0 | 0 | 0 | 0 | 0 | 0 | 0 | 0 | 0 | 0 | 0 | 0 | [5 empty] | 0 | 0 | 0 | 0 | 0 | 0 | 0 | [5 empty] | 0 | 0 | 0 | 0 | 0 | 0 | 0
[5 empty] | C3 | 0 | 0 | 0 | 0 | 0 | 0 | 0 | 0 | 0 | 0 | 0 | 0 | [5 empty] | 0 | 0 | 0 | 0 | 0 | 0 | 0 | [5 empty] | 0 | 0 | 0 | 0 | 0 | 0 | 0
[5 empty] | C4 | 0 | 0 | 0 | 0 | 0 | 0 | 0 | 0 | 0 | 0 | 0 | 0 | [5 empty] | 0 | 0 | 0 | 0 | 0 | 0 | 0 | [5 empty] | 0 | 0 | 0 | 0 | 0 | 0 | 0
|  |  | 0 | 0 |  | 0 | 0 | 0 | 0 | 0 |  | 0 | 0 | 0 | 0 | 0 |  | 0 | 0 | 0 | 0 | 0 |  | 0 | 0 | 0 | 0 | 0 |  | 0 | 0 | 0 | 0 | 0 |  | 0 | 0 | 0 | 0 | 0
| [Please insert new asset category as required] |  |  |  | C1 | 0 | 0 | 0 | 0 | 0 | 0 | 0 | 0 | 0 | 0 | 0 | 0 | [5 empty] | 0 | 0 | 0 | 0 | 0 | 0 | 0 | [5 empty] | 0 | 0 | 0 | 0 | 0 | 0 | 0
[5 empty] | C2 | 0 | 0 | 0 | 0 | 0 | 0 | 0 | 0 | 0 | 0 | 0 | 0 | [5 empty] | 0 | 0 | 0 | 0 | 0 | 0 | 0 | [5 empty] | 0 | 0 | 0 | 0 | 0 | 0 | 0
[5 empty] | C3 | 0 | 0 | 0 | 0 | 0 | 0 | 0 | 0 | 0 | 0 | 0 | 0 | [5 empty] | 0 | 0 | 0 | 0 | 0 | 0 | 0 | [5 empty] | 0 | 0 | 0 | 0 | 0 | 0 | 0
[5 empty] | C4 | 0 | 0 | 0 | 0 | 0 | 0 | 0 | 0 | 0 | 0 | 0 | 0 | [5 empty] | 0 | 0 | 0 | 0 | 0 | 0 | 0 | [5 empty] | 0 | 0 | 0 | 0 | 0 | 0 | 0
|  |  | 0 | 0 |  | 0 | 0 | 0 | 0 | 0 |  | 0 | 0 | 0 | 0 | 0 |  | 0 | 0 | 0 | 0 | 0 |  | 0 | 0 | 0 | 0 | 0 |  | 0 | 0 | 0 | 0 | 0 |  | 0 | 0 | 0 | 0 | 0
| [Please insert new asset category as required] |  |  |  | C1 | 0 | 0 | 0 | 0 | 0 | 0 | 0 | 0 | 0 | 0 | 0 | 0 | [5 empty] | 0 | 0 | 0 | 0 | 0 | 0 | 0 | [5 empty] | 0 | 0 | 0 | 0 | 0 | 0 | 0
[5 empty] | C2 | 0 | 0 | 0 | 0 | 0 | 0 | 0 | 0 | 0 | 0 | 0 | 0 | [5 empty] | 0 | 0 | 0 | 0 | 0 | 0 | 0 | [5 empty] | 0 | 0 | 0 | 0 | 0 | 0 | 0
[5 empty] | C3 | 0 | 0 | 0 | 0 | 0 | 0 | 0 | 0 | 0 | 0 | 0 | 0 | [5 empty] | 0 | 0 | 0 | 0 | 0 | 0 | 0 | [5 empty] | 0 | 0 | 0 | 0 | 0 | 0 | 0
[5 empty] | C4 | 0 | 0 | 0 | 0 | 0 | 0 | 0 | 0 | 0 | 0 | 0 | 0 | [5 empty] | 0 | 0 | 0 | 0 | 0 | 0 | 0 | [5 empty] | 0 | 0 | 0 | 0 | 0 | 0 | 0
|  |  | 0 | 0 |  | 0 | 0 | 0 | 0 | 0 |  | 0 | 0 | 0 | 0 | 0 |  | 0 | 0 | 0 | 0 | 0 |  | 0 | 0 | 0 | 0 | 0 |  | 0 | 0 | 0 | 0 | 0 |  | 0 | 0 | 0 | 0 | 0
EHV Network
| EHV Switchgear (GM) |  |  |  | C1 | 350 | 176 | 48 | 15 | 1 | 590 | 349 | 176 | 48 | 15 | 1 | 589 | 0 | 0 | 0 | 0 | 0 | 0 | 341 | 114 | 108 | 13 | 13 | 589 | 6 | 0 | 0 | 0 | -3 | 3 | 324 | 75 | 128 | 48 | 14 | 589
[5 empty] | C2 | 125 | 213 | 61 | 45 | 16 | 460 | 108 | 216 | 63 | 48 | 29 | 464 | 0 | 0 | 0 | 0 | 0 | 0 | 100 | 126 | 131 | 59 | 48 | 464 | 18 | 0 | 0 | -3 | -17 | -2 | 86 | 59 | 198 | 44 | 77 | 464
[5 empty] | C3 | 65 | 166 | 82 | 30 | 4 | 347 | 65 | 166 | 82 | 30 | 4 | 347 | 6 | -2 | 0 | -3 | -3 | -2 | 65 | 101 | 119 | 47 | 15 | 347 | 15 | -2 | 0 | -7 | -10 | -4 | 64 | 46 | 156 | 58 | 23 | 347
[5 empty] | C4 | 0 | 5 | 5 | 13 | 18 | 41 | 0 | 5 | 5 | 13 | 18 | 41 | 0 | 0 | 0 | 0 | 0 | 0 | 0 | 1 | 8 | 1 | 31 | 41 | 21 | 0 | 0 | -3 | -18 | 0 | 0 | 0 | 5 | 5 | 31 | 41
|  |  | 1438 | 1447 |  | 540 | 560 | 196 | 103 | 39 |  | 522 | 563 | 198 | 106 | 52 |  | 6 | -2 | 0 | -3 | -3 |  | 506 | 342 | 366 | 120 | 107 |  | 60 | -2 | 0 | -13 | -48 |  | 474 | 180 | 487 | 155 | 145
| EHV Transformer |  |  |  | C1 | 60 | 38 | 19 | 5 | 1 | 123 | 60 | 38 | 19 | 5 | 1 | 123 | 3 | -1 | 0 | 0 | -2 | 0 | 50 | 44 | 19 | 6 | 4 | 123 | 5 | -1 | 0 | 0 | -4 | 0 | 36 | 47 | 22 | 11 | 7 | 123
[5 empty] | C2 | 100 | 170 | 148 | 62 | 4 | 484 | 90 | 170 | 146 | 65 | 11 | 482 | 6 | 0 | 0 | -2 | -4 | 0 | 73 | 124 | 167 | 86 | 32 | 482 | 23 | 0 | 0 | -3 | -20 | 0 | 62 | 76 | 187 | 74 | 83 | 482
[5 empty] | C3 | 2 | 5 | 14 | 17 | 3 | 41 | 2 | 5 | 14 | 17 | 3 | 41 | 8 | 0 | 0 | -4 | -4 | 0 | 2 | 2 | 16 | 14 | 7 | 41 | 11 | 0 | -2 | -4 | -5 | 0 | 2 | 2 | 13 | 3 | 21 | 41
[5 empty] | C4 | 0 | 11 | 1 | 0 | 2 | 14 | 0 | 11 | 1 | 0 | 2 | 14 | 0 | 0 | 0 | 0 | 0 | 0 | 0 | 11 | 1 | 0 | 2 | 14 | 0 | 0 | 0 | 0 | 0 | 0 | 0 | 7 | 5 | 0 | 2 | 14
|  |  | 662 | 660 |  | 162 | 224 | 182 | 84 | 10 |  | 152 | 224 | 180 | 87 | 17 |  | 17 | -1 | 0 | -6 | -10 |  | 125 | 181 | 203 | 106 | 45 |  | 39 | -1 | -2 | -7 | -29 |  | 100 | 132 | 227 | 88 | 113
| EHV UG Cable (Gas) |  |  |  | C1 | 2.5182 | 5.8003 | 3.7571 | 0.40591 | 2.7216 | 15.2031 | 2.5182 | 5.8003 | 4.1241 | 0.63586 | 4.347 | 17.4255 | 0 | 0 | -0.15925 | -0.099773 | -0.70068 | -0.9597 | 2.4609 | 0.67059 | 10.4743 | 0.4421 | 2.829 | 16.8768 | 0 | 0 | -0.15925 | -0.099773 | -0.70068 | -0.9597 | 2.4506 | 0.042148 | 10.2376 | 0.78627 | 2.829 | 16.3456
[5 empty] | C2 | 2.8324 | 19.9037 | 12.2783 | 0.73512 | 6.589 | 42.3385 | 2.8324 | 19.9037 | 13.4778 | 1.1516 | 10.5241 | 47.8895 | 0 | 0 | -0.52043 | -0.18069 | -1.6963 | -2.3975 | 2.7678 | 2.3011 | 34.2307 | 0.80066 | 6.849 | 46.9493 | 0 | 0 | -0.52043 | -0.18069 | -1.6963 | -2.3975 | 2.7563 | 0.14463 | 33.4571 | 1.424 | 6.849 | 44.631
[5 empty] | C3 | 8.3452 | 16.0809 | 2.2347 | 4.3467 | 10.4563 | 41.4638 | 8.3452 | 16.0809 | 2.453 | 6.8092 | 16.701 | 50.3893 | 0 | 0 | -0.09472 | -1.0684 | -2.692 | -3.8551 | 8.1551 | 1.8592 | 6.2301 | 4.7343 | 10.869 | 31.8475 | 0 | 0 | -0.09472 | -1.0684 | -2.692 | -3.8551 | 8.1211 | 0.11685 | 6.0893 | 8.4199 | 10.869 | 33.6161
[5 empty] | C4 | 3.7705 | 2.521 | 2.9632 | 1.8352 | 4.7038 | 15.7938 | 3.7705 | 2.521 | 3.2527 | 2.8749 | 7.5131 | 19.9322 | 0 | 0 | -0.1256 | -0.4511 | -1.211 | -1.7877 | 3.6846 | 0.29145 | 8.2611 | 1.9989 | 4.8895 | 19.1255 | 0 | 0 | -0.1256 | -0.4511 | -1.211 | -1.7877 | 3.6692 | 0.018319 | 8.0744 | 3.555 | 4.8895 | 20.2065
|  |  | 115 | 105 |  | 17.4664 | 44.3059 | 21.2333 | 7.323 | 24.4707 |  | 17.4664 | 44.3059 | 23.3076 | 11.4716 | 39.0851 |  | 0 | 0 | -0.9 | -1.8 | -6.3 |  | 17.0684 | 5.1223 | 59.1962 | 7.9759 | 25.4365 |  | 0 | 0 | -0.9 | -1.8 | -6.3 |  | 16.9973 | 0.32195 | 57.8584 | 14.1851 | 25.4365
| EHV UG Cable (Oil) |  |  |  | C1 | 4.2365 | 19.4404 | 0.44579 | 1.1896 | 6.091 | 31.4034 | 4.2365 | 19.4404 | 0.44579 | 1.3566 | 9.2084 | 34.6877 | 0 | 0 | 0 | 0 | -2.9456 | -2.9456 | 1.5587 | 18.6928 | 3.7538 | 1.2481 | 6.5982 | 31.8516 | 0 | 0 | 0 | 0 | -4.5411 | -4.5411 | 0.18164 | 15.6333 | 10.9219 | 0.043247 | 8.0276 | 34.8077
[5 empty] | C2 | 0 | 124.2851 | 1.2872 | 6.4483 | 31.4603 | 163.4809 | 0 | 124.2851 | 1.2872 | 7.3534 | 47.5619 | 180.4875 | 0 | 0 | 0 | 0 | -15.214 | -15.214 | 0 | 119.5055 | 10.8385 | 6.7651 | 34.0802 | 171.1892 | 0 | 0 | 0 | 0 | -23.4549 | -23.4549 | 0 | 99.9458 | 31.5356 | 0.23442 | 41.4627 | 173.1785
[5 empty] | C3 | 14.4231 | 58.1907 | 0.48472 | 0.86046 | 8.6854 | 82.6444 | 14.4231 | 58.1907 | 0.48472 | 0.98123 | 13.1306 | 87.2103 | 0 | 0 | 0 | 0 | -4.2002 | -4.2002 | 5.3066 | 55.9529 | 4.0815 | 0.90274 | 9.4086 | 75.6523 | 0 | 0 | 0 | 0 | -6.4753 | -6.4753 | 0.6184 | 46.795 | 11.8756 | 0.031281 | 11.4468 | 70.767
[5 empty] | C4 | 3.7024 | 19.0473 | 0.21804 | 0.1589 | 3.3917 | 26.5183 | 3.7024 | 19.0473 | 0.21804 | 0.1812 | 5.1276 | 28.2765 | 0 | 0 | 0 | 0 | -1.6402 | -1.6402 | 1.3622 | 18.3148 | 1.836 | 0.16671 | 3.6742 | 25.3538 | 0 | 0 | 0 | 0 | -2.5287 | -2.5287 | 0.15874 | 15.3172 | 5.342 | 0.0057766 | 4.4701 | 25.2938
|  |  | 304 | 266 |  | 22.362 | 220.9636 | 2.4357 | 8.6573 | 49.6284 |  | 22.362 | 220.9636 | 2.4357 | 9.8724 | 75.0285 |  | 0 | 0 | 0 | 0 | -24 |  | 8.2274 | 212.4659 | 20.5098 | 9.0826 | 53.7612 |  | 0 | 0 | 0 | 0 | -37 |  | 0.95878 | 177.6912 | 59.6752 | 0.31472 | 65.4071
| EHV UG Cable (Non Pressurised) |  |  |  | C1 | 63.0248 | 33.4545 | 2.8095 | 1.5781 | 3.2237 | 104.0906 | 57.8658 | 33.4545 | 2.9815 | 1.8725 | 5.4369 | 101.6111 | 3.458 | 0 | -0.12805 | -0.21913 | -1.6174 | 1.4935 | 60.4734 | 36.5877 | 1.4243 | 3.1906 | 5.316 | 106.992 | 4.5024 | 0 | -0.13472 | -0.23054 | -1.7016 | 2.4355 | 58.9052 | 36.6579 | 3.293 | 2.5431 | 8.0779 | 109.477
[5 empty] | C2 | 95.3921 | 32.2977 | 1.95 | 1.6088 | 1.5362 | 132.7849 | 87.5836 | 32.2977 | 2.0694 | 1.909 | 2.5907 | 126.4505 | 5.2339 | 0 | -0.088878 | -0.2234 | -0.77069 | 4.1509 | 91.5304 | 35.3294 | 0.98857 | 3.2528 | 2.5331 | 133.6343 | 6.8146 | 0 | -0.093507 | -0.23503 | -0.81083 | 5.6752 | 89.1567 | 35.3974 | 2.2857 | 2.5926 | 3.8492 | 133.2816
[5 empty] | C3 | 165.5594 | 38.6935 | 2.4973 | 3.814 | 2.3163 | 212.8805 | 152.0072 | 38.6935 | 2.6502 | 4.5256 | 3.9064 | 201.7829 | 9.0838 | 0 | -0.11382 | -0.52961 | -1.1621 | 7.2783 | 158.8572 | 42.3181 | 1.266 | 7.7113 | 3.8195 | 213.9721 | 11.8272 | 0 | -0.11975 | -0.55719 | -1.2226 | 9.9277 | 154.7375 | 42.3993 | 2.9271 | 6.1463 | 5.8039 | 212.0141
[5 empty] | C4 | 490.7189 | 114.9077 | 13.8062 | 6.8262 | 6.3183 | 632.5773 | 450.5503 | 114.9077 | 14.6516 | 8.0997 | 10.6559 | 598.8652 | 26.9243 | 0 | -0.62925 | -0.94787 | -3.1699 | 22.1773 | 470.8534 | 125.662 | 6.999 | 13.8013 | 10.4191 | 627.7348 | 35.0559 | 0 | -0.66203 | -0.99724 | -3.335 | 30.0616 | 458.6427 | 125.9029 | 16.1824 | 11.0004 | 15.8321 | 627.5605
|  |  | 1082 | 1132 |  | 814.6953 | 219.3534 | 21.063 | 13.8271 | 13.3945 |  | 748.007 | 219.3534 | 22.3528 | 16.4067 | 22.5899 |  | 44.7 | 0 | -0.96 | -1.92 | -6.72 |  | 781.7144 | 239.8972 | 10.6779 | 27.956 | 22.0878 |  | 58.2 | 0 | -1.01 | -2.02 | -7.07 |  | 761.4421 | 240.3575 | 24.6882 | 22.2823 | 33.5631
| EHV OHL Support - Towers |  |  |  | C1 | 3 | 7 | 2 | 17 | 10 | 39 | 1 | 7 | 2 | 17 | 12 | 39 | 0 | 0 | 0 | 0 | 0 | 0 | 0 | 1 | 8 | 1 | 29 | 39 | 0 | 0 | 0 | 0 | 0 | 0 | 0 | 0 | 1 | 8 | 30 | 39
[5 empty] | C2 | 41 | 26 | 2 | 3 | 26 | 98 | 7 | 19 | 13 | 6 | 53 | 98 | 0 | 0 | 0 | 0 | 0 | 0 | 3 | 12 | 19 | 1 | 63 | 98 | 0 | 0 | 0 | 0 | 0 | 0 | 0 | 3 | 12 | 19 | 64 | 98
[5 empty] | C3 | 3 | 8 | 9 | 3 | 15 | 38 | 2 | 5 | 11 | 4 | 16 | 38 | 0 | 0 | 0 | 0 | 0 | 0 | 1 | 4 | 9 | 5 | 19 | 38 | 0 | 0 | 0 | 0 | 0 | 0 | 0 | 1 | 4 | 9 | 24 | 38
[5 empty] | C4 | 1 | 2 | 1 | 0 | 3 | 7 | 0 | 2 | 1 | 0 | 4 | 7 | 0 | 0 | 0 | 0 | 0 | 0 | 0 | 0 | 2 | 1 | 4 | 7 | 0 | 0 | 0 | 0 | 0 | 0 | 0 | 0 | 0 | 2 | 5 | 7
|  |  | 182 | 182 |  | 48 | 43 | 14 | 23 | 54 |  | 10 | 33 | 27 | 27 | 85 |  | 0 | 0 | 0 | 0 | 0 |  | 4 | 17 | 38 | 8 | 115 |  | 0 | 0 | 0 | 0 | 0 |  | 0 | 4 | 17 | 38 | 123
| EHV OHL Support - Poles |  |  |  | C1 | 5791 | 7061 | 1555 | 289 | 112 | 14808 | 4945 | 7107 | 1644 | 684 | 205 | 14585 | 982 | -136 | -217 | -254 | -124 | 251 | 4764 | 6144 | 2642 | 482 | 365 | 14397 | 2179 | -299 | -824 | -440 | -200 | 416 | 4176 | 4410 | 3881 | 652 | 744 | 13863
[5 empty] | C2 | 2482 | 3229 | 1138 | 289 | 108 | 7246 | 2114 | 3246 | 1197 | 632 | 168 | 7357 | 430 | -54 | -149 | -217 | -80 | -70 | 2055 | 2819 | 1923 | 471 | 295 | 7563 | 952 | -120 | -577 | -376 | -126 | -247 | 1814 | 2039 | 2821 | 632 | 574 | 7880
[5 empty] | C3 | 2406 | 1295 | 757 | 164 | 34 | 4656 | 2056 | 1305 | 800 | 412 | 70 | 4643 | 406 | -26 | -108 | -160 | -47 | 65 | 1978 | 1125 | 1287 | 281 | 126 | 4797 | 901 | -58 | -406 | -277 | -75 | 85 | 1732 | 803 | 1892 | 384 | 264 | 5075
[5 empty] | C4 | 749 | 966 | 236 | 46 | 10 | 2007 | 642 | 973 | 251 | 46 | 27 | 1939 | 125 | -21 | -35 | 0 | -22 | 47 | 612 | 838 | 403 | 57 | 50 | 1960 | 278 | -46 | -131 | 0 | -36 | 65 | 533 | 598 | 592 | 66 | 110 | 1899
|  |  | 28717 | 29040 |  | 11428 | 12551 | 3686 | 788 | 264 |  | 9757 | 12631 | 3892 | 1774 | 470 |  | 1943 | -237 | -509 | -631 | -273 |  | 9409 | 10926 | 6255 | 1291 | 836 |  | 4310 | -523 | -1938 | -1093 | -437 |  | 8255 | 7850 | 9186 | 1734 | 1692
| EHV OHL Fittings and Conductors (Tower Lines) |  |  |  | C1 | 10.8313 | 1.0166 | 0.34893 | 15.1698 | 10.8629 | 38.2295 | 1.861 | 1.4891 | 0.34893 | 18.5485 | 15.982 | 38.2295 | 2 | 0 | 0 | -2 | -0.2 | -0.2 | 10.8313 | 0.33888 | 1.0267 | 0.23262 | 25.8 | 38.2295 | 4 | 0 | -2 | -2 | -0.2 | -0.2 | 10.366 | 0.46525 | 1.0166 | 0.34893 | 26.0327 | 38.2295
[5 empty] | C2 | 0.5715 | 0 | 0 | 1.6743 | 0.56145 | 2.8073 | 0.23262 | 0 | 0 | 2.0132 | 0.56145 | 2.8073 | 0.2 | 0 | 0 | 0 | -0.2 | 0 | 0.5715 | 0 | 0 | 0 | 2.2358 | 2.8073 | 0 | 0 | -0.2 | 0 | -0.2 | -0.4 | 0.5715 | 0 | 0 | 0 | 2.2358 | 2.8073
[5 empty] | C3 | 0.11631 | 0 | 0 | 0.26708 | 0 | 0.3834 | 0 | 0 | 0 | 0.3834 | 0 | 0.3834 | 0 | 0 | 0 | 0 | 0 | 0 | 0.11631 | 0 | 0 | 0 | 0.26708 | 0.3834 | 0 | 0 | 0 | 0 | 0 | 0 | 0.11631 | 0 | 0 | 0 | 0.26708 | 0.3834
[5 empty] | C4 | 0.17806 | 0.22257 | 0 | 0.22257 | 0.22257 | 0.84577 | 0 | 0.40063 | 0 | 0.22257 | 0.22257 | 0.84577 | 0.2 | 0 | 0 | -0.2 | 0 | 0 | 0.17806 | 0 | 0.22257 | 0 | 0.44514 | 0.84577 | 0 | 0 | -0.2 | -0.2 | 0 | -0.4 | 0.17806 | 0 | 0.22257 | 0 | 0.44514 | 0.84577
|  |  | 42 | 42 |  | 11.6971 | 1.2392 | 0.34893 | 17.3337 | 11.6469 |  | 2.0936 | 1.8897 | 0.34893 | 21.1677 | 16.766 |  | 2.4 | 0 | 0 | -2.2 | -0.4 |  | 11.6971 | 0.33888 | 1.2493 | 0.23262 | 28.748 |  | 4 | 0 | -2.4 | -2.2 | -0.4 |  | 11.2319 | 0.46525 | 1.2392 | 0.34893 | 28.9806
| [Please insert new asset category as required] |  |  |  | C1 | 0 | 0 | 0 | 0 | 0 | 0 | 0 | 0 | 0 | 0 | 0 | 0 | [5 empty] | 0 | 0 | 0 | 0 | 0 | 0 | 0 | [5 empty] | 0 | 0 | 0 | 0 | 0 | 0 | 0
[5 empty] | C2 | 0 | 0 | 0 | 0 | 0 | 0 | 0 | 0 | 0 | 0 | 0 | 0 | [5 empty] | 0 | 0 | 0 | 0 | 0 | 0 | 0 | [5 empty] | 0 | 0 | 0 | 0 | 0 | 0 | 0
[5 empty] | C3 | 0 | 0 | 0 | 0 | 0 | 0 | 0 | 0 | 0 | 0 | 0 | 0 | [5 empty] | 0 | 0 | 0 | 0 | 0 | 0 | 0 | [5 empty] | 0 | 0 | 0 | 0 | 0 | 0 | 0
[5 empty] | C4 | 0 | 0 | 0 | 0 | 0 | 0 | 0 | 0 | 0 | 0 | 0 | 0 | [5 empty] | 0 | 0 | 0 | 0 | 0 | 0 | 0 | [5 empty] | 0 | 0 | 0 | 0 | 0 | 0 | 0
|  |  | 0 | 0 |  | 0 | 0 | 0 | 0 | 0 |  | 0 | 0 | 0 | 0 | 0 |  | 0 | 0 | 0 | 0 | 0 |  | 0 | 0 | 0 | 0 | 0 |  | 0 | 0 | 0 | 0 | 0 |  | 0 | 0 | 0 | 0 | 0
| [Please insert new asset category as required] |  |  |  | C1 | 0 | 0 | 0 | 0 | 0 | 0 | 0 | 0 | 0 | 0 | 0 | 0 | [5 empty] | 0 | 0 | 0 | 0 | 0 | 0 | 0 | [5 empty] | 0 | 0 | 0 | 0 | 0 | 0 | 0
[5 empty] | C2 | 0 | 0 | 0 | 0 | 0 | 0 | 0 | 0 | 0 | 0 | 0 | 0 | [5 empty] | 0 | 0 | 0 | 0 | 0 | 0 | 0 | [5 empty] | 0 | 0 | 0 | 0 | 0 | 0 | 0
[5 empty] | C3 | 0 | 0 | 0 | 0 | 0 | 0 | 0 | 0 | 0 | 0 | 0 | 0 | [5 empty] | 0 | 0 | 0 | 0 | 0 | 0 | 0 | [5 empty] | 0 | 0 | 0 | 0 | 0 | 0 | 0
[5 empty] | C4 | 0 | 0 | 0 | 0 | 0 | 0 | 0 | 0 | 0 | 0 | 0 | 0 | [5 empty] | 0 | 0 | 0 | 0 | 0 | 0 | 0 | [5 empty] | 0 | 0 | 0 | 0 | 0 | 0 | 0
|  |  | 0 | 0 |  | 0 | 0 | 0 | 0 | 0 |  | 0 | 0 | 0 | 0 | 0 |  | 0 | 0 | 0 | 0 | 0 |  | 0 | 0 | 0 | 0 | 0 |  | 0 | 0 | 0 | 0 | 0 |  | 0 | 0 | 0 | 0 | 0
| [Please insert new asset category as required] |  |  |  | C1 | 0 | 0 | 0 | 0 | 0 | 0 | 0 | 0 | 0 | 0 | 0 | 0 | [5 empty] | 0 | 0 | 0 | 0 | 0 | 0 | 0 | [5 empty] | 0 | 0 | 0 | 0 | 0 | 0 | 0
[5 empty] | C2 | 0 | 0 | 0 | 0 | 0 | 0 | 0 | 0 | 0 | 0 | 0 | 0 | [5 empty] | 0 | 0 | 0 | 0 | 0 | 0 | 0 | [5 empty] | 0 | 0 | 0 | 0 | 0 | 0 | 0
[5 empty] | C3 | 0 | 0 | 0 | 0 | 0 | 0 | 0 | 0 | 0 | 0 | 0 | 0 | [5 empty] | 0 | 0 | 0 | 0 | 0 | 0 | 0 | [5 empty] | 0 | 0 | 0 | 0 | 0 | 0 | 0
[5 empty] | C4 | 0 | 0 | 0 | 0 | 0 | 0 | 0 | 0 | 0 | 0 | 0 | 0 | [5 empty] | 0 | 0 | 0 | 0 | 0 | 0 | 0 | [5 empty] | 0 | 0 | 0 | 0 | 0 | 0 | 0
|  |  | 0 | 0 |  | 0 | 0 | 0 | 0 | 0 |  | 0 | 0 | 0 | 0 | 0 |  | 0 | 0 | 0 | 0 | 0 |  | 0 | 0 | 0 | 0 | 0 |  | 0 | 0 | 0 | 0 | 0 |  | 0 | 0 | 0 | 0 | 0
| [Please insert new asset category as required] |  |  |  | C1 | 0 | 0 | 0 | 0 | 0 | 0 | 0 | 0 | 0 | 0 | 0 | 0 | [5 empty] | 0 | 0 | 0 | 0 | 0 | 0 | 0 | [5 empty] | 0 | 0 | 0 | 0 | 0 | 0 | 0
[5 empty] | C2 | 0 | 0 | 0 | 0 | 0 | 0 | 0 | 0 | 0 | 0 | 0 | 0 | [5 empty] | 0 | 0 | 0 | 0 | 0 | 0 | 0 | [5 empty] | 0 | 0 | 0 | 0 | 0 | 0 | 0
[5 empty] | C3 | 0 | 0 | 0 | 0 | 0 | 0 | 0 | 0 | 0 | 0 | 0 | 0 | [5 empty] | 0 | 0 | 0 | 0 | 0 | 0 | 0 | [5 empty] | 0 | 0 | 0 | 0 | 0 | 0 | 0
[5 empty] | C4 | 0 | 0 | 0 | 0 | 0 | 0 | 0 | 0 | 0 | 0 | 0 | 0 | [5 empty] | 0 | 0 | 0 | 0 | 0 | 0 | 0 | [5 empty] | 0 | 0 | 0 | 0 | 0 | 0 | 0
|  |  | 0 | 0 |  | 0 | 0 | 0 | 0 | 0 |  | 0 | 0 | 0 | 0 | 0 |  | 0 | 0 | 0 | 0 | 0 |  | 0 | 0 | 0 | 0 | 0 |  | 0 | 0 | 0 | 0 | 0 |  | 0 | 0 | 0 | 0 | 0
| [Please insert new asset category as required] |  |  |  | C1 | 0 | 0 | 0 | 0 | 0 | 0 | 0 | 0 | 0 | 0 | 0 | 0 | [5 empty] | 0 | 0 | 0 | 0 | 0 | 0 | 0 | [5 empty] | 0 | 0 | 0 | 0 | 0 | 0 | 0
[5 empty] | C2 | 0 | 0 | 0 | 0 | 0 | 0 | 0 | 0 | 0 | 0 | 0 | 0 | [5 empty] | 0 | 0 | 0 | 0 | 0 | 0 | 0 | [5 empty] | 0 | 0 | 0 | 0 | 0 | 0 | 0
[5 empty] | C3 | 0 | 0 | 0 | 0 | 0 | 0 | 0 | 0 | 0 | 0 | 0 | 0 | [5 empty] | 0 | 0 | 0 | 0 | 0 | 0 | 0 | [5 empty] | 0 | 0 | 0 | 0 | 0 | 0 | 0
[5 empty] | C4 | 0 | 0 | 0 | 0 | 0 | 0 | 0 | 0 | 0 | 0 | 0 | 0 | [5 empty] | 0 | 0 | 0 | 0 | 0 | 0 | 0 | [5 empty] | 0 | 0 | 0 | 0 | 0 | 0 | 0
|  |  | 0 | 0 |  | 0 | 0 | 0 | 0 | 0 |  | 0 | 0 | 0 | 0 | 0 |  | 0 | 0 | 0 | 0 | 0 |  | 0 | 0 | 0 | 0 | 0 |  | 0 | 0 | 0 | 0 | 0 |  | 0 | 0 | 0 | 0 | 0
132kV Network
| 132kV CBs |  |  |  | C1 | 61 | 0 | 5 | 2 | 9 | 77 | 61 | 0 | 5 | 2 | 9 | 77 | 0 | 0 | 0 | 0 | 0 | 0 | 59 | 2 | 4 | 2 | 10 | 77 | 12 | 0 | 0 | -1 | -10 | 1 | 55 | 6 | 3 | 2 | 11 | 77
[5 empty] | C2 | 34 | 15 | 0 | 2 | 0 | 51 | 32 | 17 | 0 | 2 | 0 | 51 | 0 | 0 | 0 | 0 | 0 | 0 | 32 | 13 | 4 | 2 | 0 | 51 | 2 | 0 | 0 | -1 | -1 | 0 | 32 | 1 | 12 | 4 | 2 | 51
[5 empty] | C3 | 21 | 2 | 22 | 0 | 0 | 45 | 21 | 2 | 22 | 0 | 0 | 45 | 0 | 0 | 0 | 0 | 0 | 0 | 20 | 3 | 14 | 8 | 0 | 45 | 0 | 0 | 0 | 0 | 0 | 0 | 12 | 9 | 8 | 16 | 0 | 45
[5 empty] | C4 | 3 | 0 | 0 | 0 | 0 | 3 | 3 | 0 | 0 | 0 | 0 | 3 | 0 | 0 | 0 | 0 | 0 | 0 | 3 | 0 | 0 | 0 | 0 | 3 | 0 | 0 | 0 | 0 | 0 | 0 | 1 | 2 | 0 | 0 | 0 | 3
|  |  | 176 | 177 |  | 119 | 17 | 27 | 4 | 9 |  | 117 | 19 | 27 | 4 | 9 |  | 0 | 0 | 0 | 0 | 0 |  | 114 | 18 | 22 | 12 | 10 |  | 14 | 0 | 0 | -2 | -11 |  | 100 | 18 | 23 | 22 | 13
| 132kV Transformer |  |  |  | C1 | 17 | 20 | 18 | 9 | 0 | 64 | 16 | 21 | 18 | 9 | 0 | 64 | 0 | 0 | 0 | 0 | 0 | 0 | 16 | 16 | 23 | 8 | 1 | 64 | 0 | 0 | 0 | 0 | 0 | 0 | 16 | 12 | 23 | 4 | 9 | 64
[5 empty] | C2 | 19 | 18 | 14 | 7 | 4 | 62 | 19 | 17 | 15 | 7 | 4 | 62 | 3 | 0 | 0 | 0 | -3 | 0 | 14 | 19 | 14 | 9 | 6 | 62 | 7 | 0 | 0 | -1 | -6 | 0 | 14 | 11 | 17 | 8 | 12 | 62
[5 empty] | C3 | 0 | 3 | 2 | 0 | 0 | 5 | 0 | 3 | 2 | 0 | 0 | 5 | 0 | 0 | 0 | 0 | 0 | 0 | 0 | 3 | 2 | 0 | 0 | 5 | 0 | 0 | 0 | 0 | 0 | 0 | 0 | 0 | 5 | 0 | 0 | 5
[5 empty] | C4 | 1 | 0 | 2 | 0 | 0 | 3 | 0 | 0 | 1 | 2 | 0 | 3 | 0 | 0 | 0 | 0 | 0 | 0 | 0 | 0 | 0 | 3 | 0 | 3 | 1 | 0 | 0 | -1 | 0 | 0 | 0 | 0 | 0 | 1 | 2 | 3
|  |  | 134 | 134 |  | 37 | 41 | 36 | 16 | 4 |  | 35 | 41 | 36 | 18 | 4 |  | 3 | 0 | 0 | 0 | -3 |  | 30 | 38 | 39 | 20 | 7 |  | 8 | 0 | 0 | -2 | -6 |  | 30 | 23 | 45 | 13 | 23
| 132kV UG Cable (Gas) |  |  |  | C1 | 0.029688 | 0.062585 | 0.5242 | 0 | 0 | 0.61647 | 0.029688 | 0.062585 | 0.5242 | 0 | 0 | 0.61647 | 0 | 0 | 0 | 0 | 0 | 0 | 0.029688 | 0.036599 | 0.91054 | 0 | 0 | 0.97683 | 0 | 0 | 0 | 0 | 0 | 0 | 0.029688 | 0.036599 | 0.81702 | 0 | 0 | 0.88331
[5 empty] | C2 | 0 | 0.55324 | 0.44864 | 0.0225 | 0.025095 | 1.0495 | 0 | 0.55324 | 0.44864 | 0.0225 | 0.027501 | 1.0519 | 0 | 0 | 0 | 0 | 0 | 0 | 0 | 0.32354 | 0.77929 | 0.0225 | 0.025095 | 1.1504 | 0 | 0 | 0 | 0 | 0 | 0 | 0 | 0.32354 | 0.69925 | 0.19605 | 0.025095 | 1.2439
[5 empty] | C3 | 0 | 0.78907 | 0 | 0 | 0 | 0.78907 | 0 | 0.78907 | 0 | 0 | 0 | 0.78907 | 0 | 0 | 0 | 0 | 0 | 0 | 0 | 0.46145 | 0 | 0 | 0 | 0.46145 | 0 | 0 | 0 | 0 | 0 | 0 | 0 | 0.46145 | 0 | 0 | 0 | 0.46145
[5 empty] | C4 | 0 | 0.32193 | 0 | 0 | 0 | 0.32193 | 0 | 0.32193 | 0 | 0 | 0 | 0.32193 | 0 | 0 | 0 | 0 | 0 | 0 | 0 | 0.18826 | 0 | 0 | 0 | 0.18826 | 0 | 0 | 0 | 0 | 0 | 0 | 0 | 0.18826 | 0 | 0 | 0 | 0.18826
|  |  | 3 | 3 |  | 0.029688 | 1.7268 | 0.97284 | 0.0225 | 0.025095 |  | 0.029688 | 1.7268 | 0.97284 | 0.0225 | 0.027501 |  | 0 | 0 | 0 | 0 | 0 |  | 0.029688 | 1.0098 | 1.6898 | 0.0225 | 0.025095 |  | 0 | 0 | 0 | 0 | 0 |  | 0.029688 | 1.0098 | 1.5163 | 0.19605 | 0.025095
| 132kV UG Cable (Oil) |  |  |  | C1 | 3.5961 | 1.1914 | 0.49059 | 26.2065 | 0.35034 | 31.835 | 3.5961 | 1.1914 | 0.49059 | 32.7489 | 0.68246 | 38.7095 | 0 | 0 | 0 | -9.1549 | -0.25889 | -9.4138 | 2.7212 | 1.4652 | 0.4801 | 26.8978 | 0.35481 | 31.9191 | 0 | 0 | 0 | -9.6158 | -0.29371 | -9.9095 | 1.7391 | 0.29854 | 1.5691 | 10.7942 | 1.1659 | 15.5669
[5 empty] | C2 | 0.20512 | 1.2017 | 0.86182 | 18.862 | 4.5063 | 25.6369 | 0.20512 | 1.2017 | 0.86182 | 23.5708 | 8.7782 | 34.6176 | 0 | 0 | 0 | -6.5892 | -3.33 | -9.9192 | 0.15522 | 1.4778 | 0.84338 | 19.3595 | 4.5638 | 26.3997 | 0 | 0 | 0 | -6.9209 | -3.7779 | -10.6988 | 0.099194 | 0.30111 | 2.7565 | 7.7691 | 14.9965 | 25.9225
[5 empty] | C3 | 6.143 | 1.7044 | 2.2461 | 18.6609 | 10.8055 | 39.5599 | 6.143 | 1.7044 | 2.2461 | 23.3195 | 21.0489 | 54.462 | 0 | 0 | 0 | -6.5189 | -7.9849 | -14.5038 | 4.6485 | 2.0961 | 2.2083 | 19.1531 | 10.9434 | 39.0494 | 0 | 0 | 0 | -6.8471 | -9.0589 | -15.906 | 2.9707 | 0.42709 | 6.1298 | 7.6863 | 35.9597 | 53.1736
[5 empty] | C4 | 3.2044 | 0.74556 | 0.15553 | 9.0515 | 3.6554 | 16.8124 | 3.2044 | 0.74556 | 0.15553 | 11.3112 | 7.1206 | 22.5374 | 0 | 0 | 0 | -3.162 | -2.7012 | -5.8632 | 2.4248 | 0.91688 | 0.14194 | 9.2903 | 3.702 | 16.476 | 0 | 0 | 0 | -3.3212 | -3.0645 | -6.3857 | 1.5496 | 0.18682 | 1.5519 | 3.7283 | 12.1648 | 19.1813
|  |  | 114 | 70 |  | 13.1487 | 4.8431 | 3.7541 | 72.781 | 19.3175 |  | 13.1487 | 4.8431 | 3.7541 | 90.9505 | 37.6302 |  | 0 | 0 | 0 | -25.425 | -14.275 |  | 9.9498 | 5.956 | 3.6738 | 74.7007 | 19.5641 |  | 0 | 0 | 0 | -26.705 | -16.195 |  | 6.3586 | 1.2136 | 12.0073 | 29.9778 | 64.2869
| 132kV UG Cable (Non Pressurised) |  |  |  | C1 | 17.9762 | 0.52659 | 0 | 0 | 0.0073733 | 18.5102 | 9.9624 | 0.52659 | 0 | 0 | 0.0082235 | 10.4972 | 8.4094 | 0 | 0 | 0 | 0 | 8.4094 | 17.9762 | 0.52598 | 0 | 0 | 0.0073733 | 18.5096 | 9.0872 | 0 | 0 | 0 | 0 | 9.0872 | 17.9762 | 0.52598 | 0 | 0 | 0.0073733 | 18.5096
[5 empty] | C2 | 29.8012 | 1.0915 | 0.03025 | 0.0123 | 0.0098361 | 30.945 | 16.5157 | 1.0915 | 0.03025 | 0.0123 | 0.01097 | 17.6607 | 13.9411 | 0 | 0 | 0 | 0 | 13.9411 | 29.8012 | 1.0902 | 0.036233 | 0.0123 | 0.0098361 | 30.9497 | 15.0648 | 0 | 0 | 0 | 0 | 15.0648 | 29.8012 | 1.0902 | 0.036233 | 0.0123 | 0.0098361 | 30.9497
[5 empty] | C3 | 25.1015 | 3.1239 | 0 | 0 | 0.0077689 | 28.2332 | 13.9112 | 3.1239 | 0 | 0 | 0.0086648 | 17.0437 | 11.7426 | 0 | 0 | 0 | 0 | 11.7426 | 25.1015 | 3.1203 | 0 | 0 | 0.0077689 | 28.2296 | 12.6891 | 0 | 0 | 0 | 0 | 12.6891 | 25.1015 | 3.1203 | 0 | 0 | 0.0077689 | 28.2296
[5 empty] | C4 | 11.9857 | 0.48136 | 0 | 0 | 0.15218 | 12.6193 | 6.6424 | 0.48136 | 0 | 0 | 0.16973 | 7.2935 | 5.607 | 0 | 0 | 0 | 0 | 5.607 | 11.9857 | 0.48081 | 0 | 0 | 0.15218 | 12.6187 | 6.0589 | 0 | 0 | 0 | 0 | 6.0589 | 11.9857 | 0.48081 | 0 | 0 | 0.15218 | 12.6187
|  |  | 90 | 144 |  | 84.8646 | 5.2233 | 0.03025 | 0.0123 | 0.17716 |  | 47.0316 | 5.2233 | 0.03025 | 0.0123 | 0.19759 |  | 39.7 | 0 | 0 | 0 | 0 |  | 84.8646 | 5.2173 | 0.036233 | 0.0123 | 0.17716 |  | 42.9 | 0 | 0 | 0 | 0 |  | 84.8646 | 5.2173 | 0.036233 | 0.0123 | 0.17716
| 132kV OHL Support - Tower |  |  |  | C1 | 124 | 332 | 101 | 18 | 99 | 674 | 49 | 183 | 125 | 23 | 294 | 674 | 0 | 0 | 0 | 0 | 0 | 0 | 103 | 198 | 200 | 48 | 125 | 674 | 0 | 0 | 0 | 0 | 0 | 0 | 26 | 98 | 187 | 190 | 173 | 674
[5 empty] | C2 | 141 | 475 | 81 | 38 | 178 | 913 | 64 | 230 | 95 | 54 | 470 | 913 | 0 | 0 | 0 | 0 | 0 | 0 | 128 | 302 | 214 | 41 | 228 | 913 | 0 | 0 | 0 | 0 | 0 | 0 | 33 | 104 | 295 | 212 | 269 | 913
[5 empty] | C3 | 83 | 278 | 18 | 4 | 26 | 409 | 63 | 161 | 30 | 16 | 139 | 409 | 0 | 0 | 0 | 0 | 0 | 0 | 65 | 153 | 147 | 13 | 31 | 409 | 0 | 0 | 0 | 0 | 0 | 0 | 31 | 47 | 140 | 147 | 44 | 409
[5 empty] | C4 | 67 | 50 | 0 | 1 | 1 | 119 | 0 | 22 | 41 | 22 | 34 | 119 | 0 | 0 | 0 | 0 | 0 | 0 | 2 | 100 | 15 | 0 | 2 | 119 | 0 | 0 | 0 | 0 | 0 | 0 | 0 | 67 | 35 | 15 | 2 | 119
|  |  | 2115 | 2115 |  | 415 | 1135 | 200 | 61 | 304 |  | 176 | 596 | 291 | 115 | 937 |  | 0 | 0 | 0 | 0 | 0 |  | 298 | 753 | 576 | 102 | 386 |  | 0 | 0 | 0 | 0 | 0 |  | 90 | 316 | 657 | 564 | 488
| 132kV OHL Fittings and Conductors (Tower Lines) |  |  |  | C1 | 17.3553 | 308.5563 | 191.7861 | 385.3717 | 101.7617 | 1004.8311 | 15.9338 | 226.7885 | 155.2854 | 406.7512 | 200.0722 | 1004.8311 | 48.795 | 0 | 0 | -3.4249 | -45.3701 | 0 | 17.3553 | 108.8709 | 386.8952 | 84.4571 | 407.2526 | 1004.8311 | 136.7646 | 0 | 0 | -52.7296 | -84.035 | 0 | 10.355 | 52.1953 | 289.0207 | 227.3811 | 425.8789 | 1004.8311
[5 empty] | C2 | 1.5169 | 1.954 | 0.61843 | 9.5793 | 1.8849 | 15.5536 | 1.5169 | 1.3767 | 0.61843 | 9.5793 | 2.4622 | 15.5536 | 7.1106 | 0 | 0 | 0 | -7.1106 | 0 | 1.5169 | 1.954 | 0.61843 | 0 | 11.4642 | 15.5536 | 7.1106 | 0 | 0 | 0 | -7.1106 | 0 | 0 | 2.0942 | 1.3767 | 0.61843 | 11.4642 | 15.5536
[5 empty] | C3 | 0 | 9.6463 | 0.96847 | 21.7879 | 1.6613 | 34.064 | 0 | 8.8499 | 1.1952 | 21.7879 | 2.231 | 34.064 | 0.95713 | 0 | 0 | 0 | -0.95713 | 0 | 0 | 2.5303 | 8.0845 | 2.4762 | 20.973 | 34.064 | 3.123 | 0 | 0 | 0 | -3.123 | 0 | 0 | 2.0016 | 8.1061 | 1.6122 | 22.344 | 34.064
[5 empty] | C4 | 0 | 0 | 0 | 0 | 0 | 0 | 0 | 0 | 0 | 0 | 0 | 0 | 0 | 0 | 0 | 0 | 0 | 0 | 0 | 0 | 0 | 0 | 0 | 0 | 0 | 0 | 0 | 0 | 0 | 0 | 0 | 0 | 0 | 0 | 0 | 0
|  |  | 1054 | 1054 |  | 18.8722 | 320.1565 | 193.373 | 416.7389 | 105.3079 |  | 17.4507 | 237.0151 | 157.0991 | 438.1184 | 204.7654 |  | 56.8627 | 0 | 0 | -3.4249 | -53.4378 |  | 18.8722 | 113.3552 | 395.5981 | 86.9333 | 439.6898 |  | 146.9982 | 0 | 0 | -52.7296 | -94.2686 |  | 10.355 | 56.2911 | 298.5035 | 229.6118 | 459.6872
| [Please insert new asset category as required] |  |  |  | C1 | 0 | 0 | 0 | 0 | 0 | 0 | 0 | 0 | 0 | 0 | 0 | 0 | [5 empty] | 0 | 0 | 0 | 0 | 0 | 0 | 0 | [5 empty] | 0 | 0 | 0 | 0 | 0 | 0 | 0
[5 empty] | C2 | 0 | 0 | 0 | 0 | 0 | 0 | 0 | 0 | 0 | 0 | 0 | 0 | [5 empty] | 0 | 0 | 0 | 0 | 0 | 0 | 0 | [5 empty] | 0 | 0 | 0 | 0 | 0 | 0 | 0
[5 empty] | C3 | 0 | 0 | 0 | 0 | 0 | 0 | 0 | 0 | 0 | 0 | 0 | 0 | [5 empty] | 0 | 0 | 0 | 0 | 0 | 0 | 0 | [5 empty] | 0 | 0 | 0 | 0 | 0 | 0 | 0
[5 empty] | C4 | 0 | 0 | 0 | 0 | 0 | 0 | 0 | 0 | 0 | 0 | 0 | 0 | [5 empty] | 0 | 0 | 0 | 0 | 0 | 0 | 0 | [5 empty] | 0 | 0 | 0 | 0 | 0 | 0 | 0
|  |  | 0 | 0 |  | 0 | 0 | 0 | 0 | 0 |  | 0 | 0 | 0 | 0 | 0 |  | 0 | 0 | 0 | 0 | 0 |  | 0 | 0 | 0 | 0 | 0 |  | 0 | 0 | 0 | 0 | 0 |  | 0 | 0 | 0 | 0 | 0
| [Please insert new asset category as required] |  |  |  | C1 | 0 | 0 | 0 | 0 | 0 | 0 | 0 | 0 | 0 | 0 | 0 | 0 | [5 empty] | 0 | 0 | 0 | 0 | 0 | 0 | 0 | [5 empty] | 0 | 0 | 0 | 0 | 0 | 0 | 0
[5 empty] | C2 | 0 | 0 | 0 | 0 | 0 | 0 | 0 | 0 | 0 | 0 | 0 | 0 | [5 empty] | 0 | 0 | 0 | 0 | 0 | 0 | 0 | [5 empty] | 0 | 0 | 0 | 0 | 0 | 0 | 0
[5 empty] | C3 | 0 | 0 | 0 | 0 | 0 | 0 | 0 | 0 | 0 | 0 | 0 | 0 | [5 empty] | 0 | 0 | 0 | 0 | 0 | 0 | 0 | [5 empty] | 0 | 0 | 0 | 0 | 0 | 0 | 0
[5 empty] | C4 | 0 | 0 | 0 | 0 | 0 | 0 | 0 | 0 | 0 | 0 | 0 | 0 | [5 empty] | 0 | 0 | 0 | 0 | 0 | 0 | 0 | [5 empty] | 0 | 0 | 0 | 0 | 0 | 0 | 0
|  |  | 0 | 0 |  | 0 | 0 | 0 | 0 | 0 |  | 0 | 0 | 0 | 0 | 0 |  | 0 | 0 | 0 | 0 | 0 |  | 0 | 0 | 0 | 0 | 0 |  | 0 | 0 | 0 | 0 | 0 |  | 0 | 0 | 0 | 0 | 0
| [Please insert new asset category as required] |  |  |  | C1 | 0 | 0 | 0 | 0 | 0 | 0 | 0 | 0 | 0 | 0 | 0 | 0 | [5 empty] | 0 | 0 | 0 | 0 | 0 | 0 | 0 | [5 empty] | 0 | 0 | 0 | 0 | 0 | 0 | 0
[5 empty] | C2 | 0 | 0 | 0 | 0 | 0 | 0 | 0 | 0 | 0 | 0 | 0 | 0 | [5 empty] | 0 | 0 | 0 | 0 | 0 | 0 | 0 | [5 empty] | 0 | 0 | 0 | 0 | 0 | 0 | 0
[5 empty] | C3 | 0 | 0 | 0 | 0 | 0 | 0 | 0 | 0 | 0 | 0 | 0 | 0 | [5 empty] | 0 | 0 | 0 | 0 | 0 | 0 | 0 | [5 empty] | 0 | 0 | 0 | 0 | 0 | 0 | 0
[5 empty] | C4 | 0 | 0 | 0 | 0 | 0 | 0 | 0 | 0 | 0 | 0 | 0 | 0 | [5 empty] | 0 | 0 | 0 | 0 | 0 | 0 | 0 | [5 empty] | 0 | 0 | 0 | 0 | 0 | 0 | 0
|  |  | 0 | 0 |  | 0 | 0 | 0 | 0 | 0 |  | 0 | 0 | 0 | 0 | 0 |  | 0 | 0 | 0 | 0 | 0 |  | 0 | 0 | 0 | 0 | 0 |  | 0 | 0 | 0 | 0 | 0 |  | 0 | 0 | 0 | 0 | 0
| [Please insert new asset category as required] |  |  |  | C1 | 0 | 0 | 0 | 0 | 0 | 0 | 0 | 0 | 0 | 0 | 0 | 0 | [5 empty] | 0 | 0 | 0 | 0 | 0 | 0 | 0 | [5 empty] | 0 | 0 | 0 | 0 | 0 | 0 | 0
[5 empty] | C2 | 0 | 0 | 0 | 0 | 0 | 0 | 0 | 0 | 0 | 0 | 0 | 0 | [5 empty] | 0 | 0 | 0 | 0 | 0 | 0 | 0 | [5 empty] | 0 | 0 | 0 | 0 | 0 | 0 | 0
[5 empty] | C3 | 0 | 0 | 0 | 0 | 0 | 0 | 0 | 0 | 0 | 0 | 0 | 0 | [5 empty] | 0 | 0 | 0 | 0 | 0 | 0 | 0 | [5 empty] | 0 | 0 | 0 | 0 | 0 | 0 | 0
[5 empty] | C4 | 0 | 0 | 0 | 0 | 0 | 0 | 0 | 0 | 0 | 0 | 0 | 0 | [5 empty] | 0 | 0 | 0 | 0 | 0 | 0 | 0 | [5 empty] | 0 | 0 | 0 | 0 | 0 | 0 | 0
|  |  | 0 | 0 |  | 0 | 0 | 0 | 0 | 0 |  | 0 | 0 | 0 | 0 | 0 |  | 0 | 0 | 0 | 0 | 0 |  | 0 | 0 | 0 | 0 | 0 |  | 0 | 0 | 0 | 0 | 0 |  | 0 | 0 | 0 | 0 | 0
| [Please insert new asset category as required] |  |  |  | C1 | 0 | 0 | 0 | 0 | 0 | 0 | 0 | 0 | 0 | 0 | 0 | 0 | [5 empty] | 0 | 0 | 0 | 0 | 0 | 0 | 0 | [5 empty] | 0 | 0 | 0 | 0 | 0 | 0 | 0
[5 empty] | C2 | 0 | 0 | 0 | 0 | 0 | 0 | 0 | 0 | 0 | 0 | 0 | 0 | [5 empty] | 0 | 0 | 0 | 0 | 0 | 0 | 0 | [5 empty] | 0 | 0 | 0 | 0 | 0 | 0 | 0
[5 empty] | C3 | 0 | 0 | 0 | 0 | 0 | 0 | 0 | 0 | 0 | 0 | 0 | 0 | [5 empty] | 0 | 0 | 0 | 0 | 0 | 0 | 0 | [5 empty] | 0 | 0 | 0 | 0 | 0 | 0 | 0
[5 empty] | C4 | 0 | 0 | 0 | 0 | 0 | 0 | 0 | 0 | 0 | 0 | 0 | 0 | [5 empty] | 0 | 0 | 0 | 0 | 0 | 0 | 0 | [5 empty] | 0 | 0 | 0 | 0 | 0 | 0 | 0
|  |  | 0 | 0 |  | 0 | 0 | 0 | 0 | 0 |  | 0 | 0 | 0 | 0 | 0 |  | 0 | 0 | 0 | 0 | 0 |  | 0 | 0 | 0 | 0 | 0 |  | 0 | 0 | 0 | 0 | 0 |  | 0 | 0 | 0 | 0 | 0
Other
| Submarine Cables |  |  |  | C1 | 0 | 0 | 0 | 0 | 0 | 0 | 0 | 0 | 0 | 0 | 0 | 0 | [5 empty] | 0 | 0 | 0 | 0 | 0 | 0 | 0 | [5 empty] | 0 | 0 | 0 | 0 | 0 | 0 | 0
[5 empty] | C2 | 0 | 0 | 0 | 0 | 0 | 0 | 0 | 0 | 0 | 0 | 0 | 0 | [5 empty] | 0 | 0 | 0 | 0 | 0 | 0 | 0 | [5 empty] | 0 | 0 | 0 | 0 | 0 | 0 | 0
[5 empty] | C3 | 0 | 0 | 0 | 0 | 0 | 0 | 0 | 0 | 0 | 0 | 0 | 0 | [5 empty] | 0 | 0 | 0 | 0 | 0 | 0 | 0 | [5 empty] | 0 | 0 | 0 | 0 | 0 | 0 | 0
[5 empty] | C4 | 0 | 0 | 0 | 0 | 0 | 0 | 0 | 0 | 0 | 0 | 0 | 0 | [5 empty] | 0 | 0 | 0 | 0 | 0 | 0 | 0 | [5 empty] | 0 | 0 | 0 | 0 | 0 | 0 | 0
|  |  | 0 | 0 |  | 0 | 0 | 0 | 0 | 0 |  | 0 | 0 | 0 | 0 | 0 |  | 0 | 0 | 0 | 0 | 0 |  | 0 | 0 | 0 | 0 | 0 |  | 0 | 0 | 0 | 0 | 0 |  | 0 | 0 | 0 | 0 | 0
| [Please insert new asset category as required] |  |  |  | C1 | 0 | 0 | 0 | 0 | 0 | 0 | 0 | 0 | 0 | 0 | 0 | 0 | [5 empty] | 0 | 0 | 0 | 0 | 0 | 0 | 0 | [5 empty] | 0 | 0 | 0 | 0 | 0 | 0 | 0
[5 empty] | C2 | 0 | 0 | 0 | 0 | 0 | 0 | 0 | 0 | 0 | 0 | 0 | 0 | [5 empty] | 0 | 0 | 0 | 0 | 0 | 0 | 0 | [5 empty] | 0 | 0 | 0 | 0 | 0 | 0 | 0
[5 empty] | C3 | 0 | 0 | 0 | 0 | 0 | 0 | 0 | 0 | 0 | 0 | 0 | 0 | [5 empty] | 0 | 0 | 0 | 0 | 0 | 0 | 0 | [5 empty] | 0 | 0 | 0 | 0 | 0 | 0 | 0
[5 empty] | C4 | 0 | 0 | 0 | 0 | 0 | 0 | 0 | 0 | 0 | 0 | 0 | 0 | [5 empty] | 0 | 0 | 0 | 0 | 0 | 0 | 0 | [5 empty] | 0 | 0 | 0 | 0 | 0 | 0 | 0
|  |  | 0 | 0 |  | 0 | 0 | 0 | 0 | 0 |  | 0 | 0 | 0 | 0 | 0 |  | 0 | 0 | 0 | 0 | 0 |  | 0 | 0 | 0 | 0 | 0 |  | 0 | 0 | 0 | 0 | 0 |  | 0 | 0 | 0 | 0 | 0
| [Please insert new asset category as required] |  |  |  | C1 | 0 | 0 | 0 | 0 | 0 | 0 | 0 | 0 | 0 | 0 | 0 | 0 | [5 empty] | 0 | 0 | 0 | 0 | 0 | 0 | 0 | [5 empty] | 0 | 0 | 0 | 0 | 0 | 0 | 0
[5 empty] | C2 | 0 | 0 | 0 | 0 | 0 | 0 | 0 | 0 | 0 | 0 | 0 | 0 | [5 empty] | 0 | 0 | 0 | 0 | 0 | 0 | 0 | [5 empty] | 0 | 0 | 0 | 0 | 0 | 0 | 0
[5 empty] | C3 | 0 | 0 | 0 | 0 | 0 | 0 | 0 | 0 | 0 | 0 | 0 | 0 | [5 empty] | 0 | 0 | 0 | 0 | 0 | 0 | 0 | [5 empty] | 0 | 0 | 0 | 0 | 0 | 0 | 0
[5 empty] | C4 | 0 | 0 | 0 | 0 | 0 | 0 | 0 | 0 | 0 | 0 | 0 | 0 | [5 empty] | 0 | 0 | 0 | 0 | 0 | 0 | 0 | [5 empty] | 0 | 0 | 0 | 0 | 0 | 0 | 0
|  |  | 0 | 0 |  | 0 | 0 | 0 | 0 | 0 |  | 0 | 0 | 0 | 0 | 0 |  | 0 | 0 | 0 | 0 | 0 |  | 0 | 0 | 0 | 0 | 0 |  | 0 | 0 | 0 | 0 | 0 |  | 0 | 0 | 0 | 0 | 0
| [Please insert new asset category as required] |  |  |  | C1 | 0 | 0 | 0 | 0 | 0 | 0 | 0 | 0 | 0 | 0 | 0 | 0 | [5 empty] | 0 | 0 | 0 | 0 | 0 | 0 | 0 | [5 empty] | 0 | 0 | 0 | 0 | 0 | 0 | 0
[5 empty] | C2 | 0 | 0 | 0 | 0 | 0 | 0 | 0 | 0 | 0 | 0 | 0 | 0 | [5 empty] | 0 | 0 | 0 | 0 | 0 | 0 | 0 | [5 empty] | 0 | 0 | 0 | 0 | 0 | 0 | 0
[5 empty] | C3 | 0 | 0 | 0 | 0 | 0 | 0 | 0 | 0 | 0 | 0 | 0 | 0 | [5 empty] | 0 | 0 | 0 | 0 | 0 | 0 | 0 | [5 empty] | 0 | 0 | 0 | 0 | 0 | 0 | 0
[5 empty] | C4 | 0 | 0 | 0 | 0 | 0 | 0 | 0 | 0 | 0 | 0 | 0 | 0 | [5 empty] | 0 | 0 | 0 | 0 | 0 | 0 | 0 | [5 empty] | 0 | 0 | 0 | 0 | 0 | 0 | 0
|  |  | 0 | 0 |  | 0 | 0 | 0 | 0 | 0 |  | 0 | 0 | 0 | 0 | 0 |  | 0 | 0 | 0 | 0 | 0 |  | 0 | 0 | 0 | 0 | 0 |  | 0 | 0 | 0 | 0 | 0 |  | 0 | 0 | 0 | 0 | 0
| [Please insert new asset category as required] |  |  |  | C1 | 0 | 0 | 0 | 0 | 0 | 0 | 0 | 0 | 0 | 0 | 0 | 0 | [5 empty] | 0 | 0 | 0 | 0 | 0 | 0 | 0 | [5 empty] | 0 | 0 | 0 | 0 | 0 | 0 | 0
[5 empty] | C2 | 0 | 0 | 0 | 0 | 0 | 0 | 0 | 0 | 0 | 0 | 0 | 0 | [5 empty] | 0 | 0 | 0 | 0 | 0 | 0 | 0 | [5 empty] | 0 | 0 | 0 | 0 | 0 | 0 | 0
[5 empty] | C3 | 0 | 0 | 0 | 0 | 0 | 0 | 0 | 0 | 0 | 0 | 0 | 0 | [5 empty] | 0 | 0 | 0 | 0 | 0 | 0 | 0 | [5 empty] | 0 | 0 | 0 | 0 | 0 | 0 | 0
[5 empty] | C4 | 0 | 0 | 0 | 0 | 0 | 0 | 0 | 0 | 0 | 0 | 0 | 0 | [5 empty] | 0 | 0 | 0 | 0 | 0 | 0 | 0 | [5 empty] | 0 | 0 | 0 | 0 | 0 | 0 | 0
|  |  | 0 | 0 |  | 0 | 0 | 0 | 0 | 0 |  | 0 | 0 | 0 | 0 | 0 |  | 0 | 0 | 0 | 0 | 0 |  | 0 | 0 | 0 | 0 | 0 |  | 0 | 0 | 0 | 0 | 0 |  | 0 | 0 | 0 | 0 | 0
| [Please insert new asset category as required] |  |  |  | C1 | 0 | 0 | 0 | 0 | 0 | 0 | 0 | 0 | 0 | 0 | 0 | 0 | [5 empty] | 0 | 0 | 0 | 0 | 0 | 0 | 0 | [5 empty] | 0 | 0 | 0 | 0 | 0 | 0 | 0
[5 empty] | C2 | 0 | 0 | 0 | 0 | 0 | 0 | 0 | 0 | 0 | 0 | 0 | 0 | [5 empty] | 0 | 0 | 0 | 0 | 0 | 0 | 0 | [5 empty] | 0 | 0 | 0 | 0 | 0 | 0 | 0
[5 empty] | C3 | 0 | 0 | 0 | 0 | 0 | 0 | 0 | 0 | 0 | 0 | 0 | 0 | [5 empty] | 0 | 0 | 0 | 0 | 0 | 0 | 0 | [5 empty] | 0 | 0 | 0 | 0 | 0 | 0 | 0
[5 empty] | C4 | 0 | 0 | 0 | 0 | 0 | 0 | 0 | 0 | 0 | 0 | 0 | 0 | [5 empty] | 0 | 0 | 0 | 0 | 0 | 0 | 0 | [5 empty] | 0 | 0 | 0 | 0 | 0 | 0 | 0
|  |  | 0 | 0 |  | 0 | 0 | 0 | 0 | 0 |  | 0 | 0 | 0 | 0 | 0 |  | 0 | 0 | 0 | 0 | 0 |  | 0 | 0 | 0 | 0 | 0 |  | 0 | 0 | 0 | 0 | 0 |  | 0 | 0 | 0 | 0 | 0
| TOTAL |  | 248959 | 244634 |  | 92264.136 | 88102.8118 | 37234.2111 | 21687.6958 | 9670.9682 |  | 82037.5896 | 88257.3208 | 39262.3012 | 26905.022 | 13958.0902 |  | 9063.6627 | -853 | -2598.86 | -3290.7699 | -4267.1328 |  | 77547.4238 | 74588.3626 | 54011.631 | 26959.9159 | 15856.4896 |  | 22203.0982 | -1823 | -6666.31 | -8074.4546 | -9992.2336 |  | 66169.238 | 66904.5677 | 56783.5243 | 31752.9291 | 27353.5637
Health Index Definitions
|  |  | HI1 | New or as new
|  |  | HI2 | Good or seviceable condition
|  |  | HI3 | Deterioration requires assessment and monitoring
|  |  | HI4 | Material deterioration, intervention requires consideration
|  |  | HI5 | End of serviceable life, intervention required
Criticality Index Definitions
|  |  | C1 | Low criticality
|  |  | C2 | Average criticality
|  |  | C3 | High criticality
|  |  | C4 | Very high criticality

## NAW4 - Refurb - NPgY
NAW4: Secondary deliverables RIIO-ED1 - refurbishment
NPgY
Price base (2012/13)
| ASSET CATEGORIES |  | ASSET REGISTER |  |  | End of DPCR5 (31 March 2015) with investment | [5 empty] | End of DPCR5 (31 March 2015) without investment | [5 empty] | Mid-Period Review (31 March 2019) planned investment | [5 empty] | Mid-Period Review (31 March 2019) without investment | [5 empty] | End of RIIO-ED1 (31 March 2023) planned investment | [5 empty] | End of RIIO-ED1 (31 March 2023) without investment
Is it your current intention to have a health index for this asset category in the RIIO-ED1 control period.
|  |  | as at 31st March 2015 | as at 31st March 2023 |  | HI 1 | HI 2 | HI 3 | HI 4 | HI 5 |  | HI 1 | HI 2 | HI 3 | HI 4 | HI 5 |  | HI 1 | HI 2 | HI 3 | HI 4 | HI 5 |  | HI 1 | HI 2 | HI 3 | HI 4 | HI 5 |  | HI 1 | HI 2 | HI 3 | HI 4 | HI 5 |  | HI 1 | HI 2 | HI 3 | HI 4 | HI 5
LV Network
| LV Switchgear and Other |  |  |  | C1 | 0 | 0 | 0 | 0 | 0 | 0 | 0 | 0 | 0 | 0 | 0 | 0 | [5 empty] | 0 | 0 | 0 | 0 | 0 | 0 | 0 | [5 empty] | 0 | 0 | 0 | 0 | 0 | 0 | 0 | Yes
[5 empty] | C2 | 0 | 0 | 0 | 0 | 0 | 0 | 0 | 0 | 0 | 0 | 0 | 0 | [5 empty] | 0 | 0 | 0 | 0 | 0 | 0 | 0 | [5 empty] | 0 | 0 | 0 | 0 | 0 | 0 | 0 | No
[5 empty] | C3 | 0 | 0 | 0 | 0 | 0 | 0 | 0 | 0 | 0 | 0 | 0 | 0 | [5 empty] | 0 | 0 | 0 | 0 | 0 | 0 | 0 | [5 empty] | 0 | 0 | 0 | 0 | 0 | 0 | 0
[5 empty] | C4 | 0 | 0 | 0 | 0 | 0 | 0 | 0 | 0 | 0 | 0 | 0 | 0 | [5 empty] | 0 | 0 | 0 | 0 | 0 | 0 | 0 | [5 empty] | 0 | 0 | 0 | 0 | 0 | 0 | 0
|  |  | 0 | 0 |  | 0 | 0 | 0 | 0 | 0 |  | 0 | 0 | 0 | 0 | 0 |  | 0 | 0 | 0 | 0 | 0 |  | 0 | 0 | 0 | 0 | 0 |  | 0 | 0 | 0 | 0 | 0 |  | 0 | 0 | 0 | 0 | 0
| LV UGB |  |  |  | C1 | 0 | 0 | 0 | 0 | 0 | 0 | 0 | 0 | 0 | 0 | 0 | 0 | [5 empty] | 0 | 0 | 0 | 0 | 0 | 0 | 0 | [5 empty] | 0 | 0 | 0 | 0 | 0 | 0 | 0
[5 empty] | C2 | 0 | 0 | 0 | 0 | 0 | 0 | 0 | 0 | 0 | 0 | 0 | 0 | [5 empty] | 0 | 0 | 0 | 0 | 0 | 0 | 0 | [5 empty] | 0 | 0 | 0 | 0 | 0 | 0 | 0
[5 empty] | C3 | 0 | 0 | 0 | 0 | 0 | 0 | 0 | 0 | 0 | 0 | 0 | 0 | [5 empty] | 0 | 0 | 0 | 0 | 0 | 0 | 0 | [5 empty] | 0 | 0 | 0 | 0 | 0 | 0 | 0
[5 empty] | C4 | 0 | 0 | 0 | 0 | 0 | 0 | 0 | 0 | 0 | 0 | 0 | 0 | [5 empty] | 0 | 0 | 0 | 0 | 0 | 0 | 0 | [5 empty] | 0 | 0 | 0 | 0 | 0 | 0 | 0
|  |  | 0 | 0 |  | 0 | 0 | 0 | 0 | 0 |  | 0 | 0 | 0 | 0 | 0 |  | 0 | 0 | 0 | 0 | 0 |  | 0 | 0 | 0 | 0 | 0 |  | 0 | 0 | 0 | 0 | 0 |  | 0 | 0 | 0 | 0 | 0
| LV OHL Support |  |  |  | C1 | 5357 | 6892 | 5016 | 1451 | 1340 | 20056 | 4772 | 6932 | 5147 | 1702 | 1534 | 20087 | 0 | 0 | 0 | 0 | 0 | 0 | 4542 | 5140 | 6085 | 2520 | 1889 | 20176 | 0 | 0 | 0 | 0 | 0 | 0 | 3837 | 4955 | 4832 | 2877 | 3536 | 20037
[5 empty] | C2 | 4658 | 7204 | 4315 | 965 | 1326 | 18468 | 4138 | 7241 | 4423 | 1245 | 1541 | 18588 | 0 | 0 | 0 | 0 | 0 | 0 | 3963 | 5386 | 5236 | 1888 | 1884 | 18357 | 0 | 0 | 0 | 0 | 0 | 0 | 3363 | 5200 | 4172 | 2200 | 3548 | 18483
[5 empty] | C3 | 576 | 1330 | 735 | 423 | 307 | 3371 | 515 | 1339 | 756 | 423 | 307 | 3340 | 0 | 0 | 0 | 0 | 0 | 0 | 483 | 988 | 895 | 602 | 411 | 3379 | 0 | 0 | 0 | 0 | 0 | 0 | 404 | 951 | 705 | 660 | 727 | 3447
[5 empty] | C4 | 1135 | 2481 | 1627 | 284 | 360 | 5887 | 1013 | 2497 | 1670 | 378 | 434 | 5992 | 0 | 0 | 0 | 0 | 0 | 0 | 961 | 1849 | 1969 | 575 | 516 | 5870 | 0 | 0 | 0 | 0 | 0 | 0 | 810 | 1782 | 1564 | 672 | 987 | 5815
|  |  | 47782 | 46782 |  | 11726 | 17907 | 11693 | 3123 | 3333 |  | 10438 | 18009 | 11996 | 3748 | 3816 |  | 0 | 0 | 0 | 0 | 0 |  | 9949 | 13363 | 14185 | 5585 | 4700 |  | 0 | 0 | 0 | 0 | 0 |  | 8414 | 12888 | 11273 | 6409 | 8798
| [Please insert new asset category as required] |  |  |  | C1 | 0 | 0 | 0 | 0 | 0 | 0 | 0 | 0 | 0 | 0 | 0 | 0 | [5 empty] | 0 | 0 | 0 | 0 | 0 | 0 | 0 | [5 empty] | 0 | 0 | 0 | 0 | 0 | 0 | 0
[5 empty] | C2 | 0 | 0 | 0 | 0 | 0 | 0 | 0 | 0 | 0 | 0 | 0 | 0 | [5 empty] | 0 | 0 | 0 | 0 | 0 | 0 | 0 | [5 empty] | 0 | 0 | 0 | 0 | 0 | 0 | 0
[5 empty] | C3 | 0 | 0 | 0 | 0 | 0 | 0 | 0 | 0 | 0 | 0 | 0 | 0 | [5 empty] | 0 | 0 | 0 | 0 | 0 | 0 | 0 | [5 empty] | 0 | 0 | 0 | 0 | 0 | 0 | 0
[5 empty] | C4 | 0 | 0 | 0 | 0 | 0 | 0 | 0 | 0 | 0 | 0 | 0 | 0 | [5 empty] | 0 | 0 | 0 | 0 | 0 | 0 | 0 | [5 empty] | 0 | 0 | 0 | 0 | 0 | 0 | 0
|  |  | 0 | 0 |  | 0 | 0 | 0 | 0 | 0 |  | 0 | 0 | 0 | 0 | 0 |  | 0 | 0 | 0 | 0 | 0 |  | 0 | 0 | 0 | 0 | 0 |  | 0 | 0 | 0 | 0 | 0 |  | 0 | 0 | 0 | 0 | 0
| [Please insert new asset category as required] |  |  |  | C1 | 0 | 0 | 0 | 0 | 0 | 0 | 0 | 0 | 0 | 0 | 0 | 0 | [5 empty] | 0 | 0 | 0 | 0 | 0 | 0 | 0 | [5 empty] | 0 | 0 | 0 | 0 | 0 | 0 | 0
[5 empty] | C2 | 0 | 0 | 0 | 0 | 0 | 0 | 0 | 0 | 0 | 0 | 0 | 0 | [5 empty] | 0 | 0 | 0 | 0 | 0 | 0 | 0 | [5 empty] | 0 | 0 | 0 | 0 | 0 | 0 | 0
[5 empty] | C3 | 0 | 0 | 0 | 0 | 0 | 0 | 0 | 0 | 0 | 0 | 0 | 0 | [5 empty] | 0 | 0 | 0 | 0 | 0 | 0 | 0 | [5 empty] | 0 | 0 | 0 | 0 | 0 | 0 | 0
[5 empty] | C4 | 0 | 0 | 0 | 0 | 0 | 0 | 0 | 0 | 0 | 0 | 0 | 0 | [5 empty] | 0 | 0 | 0 | 0 | 0 | 0 | 0 | [5 empty] | 0 | 0 | 0 | 0 | 0 | 0 | 0
|  |  | 0 | 0 |  | 0 | 0 | 0 | 0 | 0 |  | 0 | 0 | 0 | 0 | 0 |  | 0 | 0 | 0 | 0 | 0 |  | 0 | 0 | 0 | 0 | 0 |  | 0 | 0 | 0 | 0 | 0 |  | 0 | 0 | 0 | 0 | 0
| [Please insert new asset category as required] |  |  |  | C1 | 0 | 0 | 0 | 0 | 0 | 0 | 0 | 0 | 0 | 0 | 0 | 0 | [5 empty] | 0 | 0 | 0 | 0 | 0 | 0 | 0 | [5 empty] | 0 | 0 | 0 | 0 | 0 | 0 | 0
[5 empty] | C2 | 0 | 0 | 0 | 0 | 0 | 0 | 0 | 0 | 0 | 0 | 0 | 0 | [5 empty] | 0 | 0 | 0 | 0 | 0 | 0 | 0 | [5 empty] | 0 | 0 | 0 | 0 | 0 | 0 | 0
[5 empty] | C3 | 0 | 0 | 0 | 0 | 0 | 0 | 0 | 0 | 0 | 0 | 0 | 0 | [5 empty] | 0 | 0 | 0 | 0 | 0 | 0 | 0 | [5 empty] | 0 | 0 | 0 | 0 | 0 | 0 | 0
[5 empty] | C4 | 0 | 0 | 0 | 0 | 0 | 0 | 0 | 0 | 0 | 0 | 0 | 0 | [5 empty] | 0 | 0 | 0 | 0 | 0 | 0 | 0 | [5 empty] | 0 | 0 | 0 | 0 | 0 | 0 | 0
|  |  | 0 | 0 |  | 0 | 0 | 0 | 0 | 0 |  | 0 | 0 | 0 | 0 | 0 |  | 0 | 0 | 0 | 0 | 0 |  | 0 | 0 | 0 | 0 | 0 |  | 0 | 0 | 0 | 0 | 0 |  | 0 | 0 | 0 | 0 | 0
| [Please insert new asset category as required] |  |  |  | C1 | 0 | 0 | 0 | 0 | 0 | 0 | 0 | 0 | 0 | 0 | 0 | 0 | [5 empty] | 0 | 0 | 0 | 0 | 0 | 0 | 0 | [5 empty] | 0 | 0 | 0 | 0 | 0 | 0 | 0
[5 empty] | C2 | 0 | 0 | 0 | 0 | 0 | 0 | 0 | 0 | 0 | 0 | 0 | 0 | [5 empty] | 0 | 0 | 0 | 0 | 0 | 0 | 0 | [5 empty] | 0 | 0 | 0 | 0 | 0 | 0 | 0
[5 empty] | C3 | 0 | 0 | 0 | 0 | 0 | 0 | 0 | 0 | 0 | 0 | 0 | 0 | [5 empty] | 0 | 0 | 0 | 0 | 0 | 0 | 0 | [5 empty] | 0 | 0 | 0 | 0 | 0 | 0 | 0
[5 empty] | C4 | 0 | 0 | 0 | 0 | 0 | 0 | 0 | 0 | 0 | 0 | 0 | 0 | [5 empty] | 0 | 0 | 0 | 0 | 0 | 0 | 0 | [5 empty] | 0 | 0 | 0 | 0 | 0 | 0 | 0
|  |  | 0 | 0 |  | 0 | 0 | 0 | 0 | 0 |  | 0 | 0 | 0 | 0 | 0 |  | 0 | 0 | 0 | 0 | 0 |  | 0 | 0 | 0 | 0 | 0 |  | 0 | 0 | 0 | 0 | 0 |  | 0 | 0 | 0 | 0 | 0
| [Please insert new asset category as required] |  |  |  | C1 | 0 | 0 | 0 | 0 | 0 | 0 | 0 | 0 | 0 | 0 | 0 | 0 | [5 empty] | 0 | 0 | 0 | 0 | 0 | 0 | 0 | [5 empty] | 0 | 0 | 0 | 0 | 0 | 0 | 0
[5 empty] | C2 | 0 | 0 | 0 | 0 | 0 | 0 | 0 | 0 | 0 | 0 | 0 | 0 | [5 empty] | 0 | 0 | 0 | 0 | 0 | 0 | 0 | [5 empty] | 0 | 0 | 0 | 0 | 0 | 0 | 0
[5 empty] | C3 | 0 | 0 | 0 | 0 | 0 | 0 | 0 | 0 | 0 | 0 | 0 | 0 | [5 empty] | 0 | 0 | 0 | 0 | 0 | 0 | 0 | [5 empty] | 0 | 0 | 0 | 0 | 0 | 0 | 0
[5 empty] | C4 | 0 | 0 | 0 | 0 | 0 | 0 | 0 | 0 | 0 | 0 | 0 | 0 | [5 empty] | 0 | 0 | 0 | 0 | 0 | 0 | 0 | [5 empty] | 0 | 0 | 0 | 0 | 0 | 0 | 0
|  |  | 0 | 0 |  | 0 | 0 | 0 | 0 | 0 |  | 0 | 0 | 0 | 0 | 0 |  | 0 | 0 | 0 | 0 | 0 |  | 0 | 0 | 0 | 0 | 0 |  | 0 | 0 | 0 | 0 | 0 |  | 0 | 0 | 0 | 0 | 0
HV Network
| HV Switchgear (GM) - Primary |  |  |  | C1 | 370 | 538 | 402 | 182 | 160 | 1652 | 354 | 538 | 402 | 193 | 160 | 1647 | 0 | 0 | 0 | 0 | 0 | 0 | 346 | 470 | 355 | 201 | 275 | 1647 | 0 | 0 | 0 | 0 | 0 | 0 | 305 | 323 | 348 | 278 | 393 | 1647
[5 empty] | C2 | 360 | 530 | 441 | 370 | 235 | 1936 | 323 | 532 | 453 | 397 | 239 | 1944 | 0 | 0 | 0 | 0 | 0 | 0 | 302 | 415 | 399 | 401 | 427 | 1944 | 0 | 0 | 0 | 0 | 0 | 0 | 277 | 255 | 411 | 329 | 672 | 1944
[5 empty] | C3 | 89 | 171 | 146 | 107 | 99 | 612 | 89 | 171 | 146 | 107 | 99 | 612 | 0 | 0 | 0 | 0 | 0 | 0 | 87 | 139 | 115 | 123 | 148 | 612 | 0 | 0 | 0 | 0 | 0 | 0 | 84 | 94 | 120 | 91 | 223 | 612
[5 empty] | C4 | 6 | 32 | 27 | 4 | 5 | 74 | 6 | 32 | 27 | 4 | 5 | 74 | 0 | 0 | 0 | 0 | 0 | 0 | 4 | 20 | 29 | 15 | 6 | 74 | 0 | 0 | 0 | 0 | 0 | 0 | 4 | 17 | 17 | 27 | 9 | 74
|  |  | 4274 | 4244 |  | 825 | 1271 | 1016 | 663 | 499 |  | 772 | 1273 | 1028 | 701 | 503 |  | 0 | 0 | 0 | 0 | 0 |  | 739 | 1044 | 898 | 740 | 856 |  | 0 | 0 | 0 | 0 | 0 |  | 670 | 689 | 896 | 725 | 1297
| HV Switchgear (GM) - Distribution |  |  |  | C1 | 6412 | 2020 | 450 | 61 | 276 | 9219 | 6026 | 2068 | 510 | 155 | 343 | 9102 | 0 | 0 | 0 | 0 | 0 | 0 | 6173 | 1883 | 737 | 46 | 380 | 9219 | 0 | 0 | 0 | 0 | 0 | 0 | 5720 | 1529 | 1215 | 287 | 468 | 9219
[5 empty] | C2 | 4628 | 6754 | 2181 | 125 | 1434 | 15122 | 4331 | 6906 | 2461 | 527 | 1854 | 16079 | 0 | 0 | 0 | 0 | 0 | 0 | 4144 | 5164 | 3472 | 487 | 1855 | 15122 | 0 | 0 | 0 | 0 | 0 | 0 | 3712 | 3037 | 4803 | 1272 | 2298 | 15122
[5 empty] | C3 | 1157 | 2280 | 1016 | 63 | 653 | 5169 | 1086 | 2339 | 1149 | 257 | 855 | 5686 | 0 | 0 | 0 | 0 | 0 | 0 | 1014 | 1636 | 1456 | 201 | 862 | 5169 | 0 | 0 | 0 | 0 | 0 | 0 | 925 | 831 | 1754 | 651 | 1008 | 5169
[5 empty] | C4 | 177 | 365 | 196 | 6 | 83 | 827 | 166 | 377 | 217 | 32 | 110 | 902 | 0 | 0 | 0 | 0 | 0 | 0 | 154 | 270 | 269 | 19 | 115 | 827 | 0 | 0 | 0 | 0 | 0 | 0 | 140 | 143 | 313 | 95 | 136 | 827
|  |  | 30337 | 26699 |  | 12374 | 11419 | 3843 | 255 | 2446 |  | 11609 | 11690 | 4337 | 971 | 3162 |  | 0 | 0 | 0 | 0 | 0 |  | 11485 | 8953 | 5934 | 753 | 3212 |  | 0 | 0 | 0 | 0 | 0 |  | 10497 | 5540 | 8085 | 2305 | 3910
| HV Transformer (GM) |  |  |  | C1 | 801 | 2276 | 402 | 181 | 29 | 3689 | 533 | 2287 | 406 | 202 | 117 | 3545 | 0 | 0 | 0 | 0 | 0 | 0 | 774 | 2215 | 263 | 244 | 193 | 3689 | 0 | 0 | 0 | 0 | 0 | 0 | 764 | 1958 | 362 | 277 | 328 | 3689
[5 empty] | C2 | 563 | 7175 | 1478 | 783 | 151 | 10150 | 372 | 7191 | 1480 | 868 | 333 | 10244 | 0 | 0 | 0 | 0 | 0 | 0 | 521 | 6873 | 881 | 982 | 893 | 10150 | 0 | 0 | 0 | 0 | 0 | 0 | 499 | 6059 | 1209 | 1160 | 1223 | 10150
[5 empty] | C3 | 62 | 580 | 219 | 105 | 17 | 983 | 43 | 585 | 223 | 119 | 38 | 1008 | 0 | 0 | 0 | 0 | 0 | 0 | 59 | 549 | 98 | 158 | 119 | 983 | 0 | 0 | 0 | 0 | 0 | 0 | 56 | 458 | 129 | 161 | 179 | 983
[5 empty] | C4 | 7 | 375 | 94 | 50 | 12 | 538 | 6 | 380 | 98 | 58 | 21 | 563 | 0 | 0 | 0 | 0 | 0 | 0 | 6 | 348 | 53 | 67 | 64 | 538 | 0 | 0 | 0 | 0 | 0 | 0 | 4 | 304 | 68 | 71 | 91 | 538
|  |  | 15360 | 15360 |  | 1433 | 10406 | 2193 | 1119 | 209 |  | 954 | 10443 | 2207 | 1247 | 509 |  | 0 | 0 | 0 | 0 | 0 |  | 1360 | 9985 | 1295 | 1451 | 1269 |  | 0 | 0 | 0 | 0 | 0 |  | 1323 | 8779 | 1768 | 1669 | 1821
| HV UG Cable |  |  |  | C1 | 0 | 0 | 0 | 0 | 0 | 0 | 0 | 0 | 0 | 0 | 0 | 0 | [5 empty] | 0 | 0 | 0 | 0 | 0 | 0 | 0 | [5 empty] | 0 | 0 | 0 | 0 | 0 | 0 | 0
[5 empty] | C2 | 0 | 0 | 0 | 0 | 0 | 0 | 0 | 0 | 0 | 0 | 0 | 0 | [5 empty] | 0 | 0 | 0 | 0 | 0 | 0 | 0 | [5 empty] | 0 | 0 | 0 | 0 | 0 | 0 | 0
[5 empty] | C3 | 0 | 0 | 0 | 0 | 0 | 0 | 0 | 0 | 0 | 0 | 0 | 0 | [5 empty] | 0 | 0 | 0 | 0 | 0 | 0 | 0 | [5 empty] | 0 | 0 | 0 | 0 | 0 | 0 | 0
[5 empty] | C4 | 0 | 0 | 0 | 0 | 0 | 0 | 0 | 0 | 0 | 0 | 0 | 0 | [5 empty] | 0 | 0 | 0 | 0 | 0 | 0 | 0 | [5 empty] | 0 | 0 | 0 | 0 | 0 | 0 | 0
|  |  | 0 | 0 |  | 0 | 0 | 0 | 0 | 0 |  | 0 | 0 | 0 | 0 | 0 |  | 0 | 0 | 0 | 0 | 0 |  | 0 | 0 | 0 | 0 | 0 |  | 0 | 0 | 0 | 0 | 0 |  | 0 | 0 | 0 | 0 | 0
| HV OHL Support - Poles |  |  |  | C1 | 20183 | 11572 | 5288 | 6271 | 804 | 44118 | 18044 | 11678 | 5635 | 7344 | 1402 | 44103 | 0 | 0 | 0 | 0 | 0 | 0 | 16484 | 10360 | 8939 | 6949 | 1303 | 44035 | 0 | 0 | 0 | 0 | 0 | 0 | 13675 | 10945 | 8920 | 7428 | 2868 | 43836
[5 empty] | C2 | 22962 | 14882 | 6657 | 6619 | 1166 | 52286 | 20551 | 15013 | 7082 | 7734 | 1977 | 52357 | 0 | 0 | 0 | 0 | 0 | 0 | 18818 | 13348 | 11187 | 7333 | 1859 | 52545 | 0 | 0 | 0 | 0 | 0 | 0 | 15672 | 14105 | 11174 | 7841 | 4014 | 52806
[5 empty] | C3 | 6453 | 3255 | 1074 | 1089 | 155 | 12026 | 5728 | 3288 | 1171 | 1347 | 353 | 11887 | 0 | 0 | 0 | 0 | 0 | 0 | 5192 | 2885 | 2087 | 1250 | 317 | 11731 | 0 | 0 | 0 | 0 | 0 | 0 | 4235 | 3062 | 2079 | 1363 | 830 | 11569
[5 empty] | C4 | 2576 | 2002 | 886 | 933 | 151 | 6548 | 2305 | 2021 | 945 | 1094 | 266 | 6631 | 0 | 0 | 0 | 0 | 0 | 0 | 2102 | 1792 | 1495 | 1033 | 245 | 6667 | 0 | 0 | 0 | 0 | 0 | 0 | 1742 | 1891 | 1491 | 1102 | 541 | 6767
|  |  | 114978 | 114978 |  | 52174 | 31711 | 13905 | 14912 | 2276 |  | 46628 | 32000 | 14833 | 17519 | 3998 |  | 0 | 0 | 0 | 0 | 0 |  | 42596 | 28385 | 23708 | 16565 | 3724 |  | 0 | 0 | 0 | 0 | 0 |  | 35324 | 30003 | 23664 | 17734 | 8253
| [Please insert new asset category as required] |  |  |  | C1 | 0 | 0 | 0 | 0 | 0 | 0 | 0 | 0 | 0 | 0 | 0 | 0 | [5 empty] | 0 | 0 | 0 | 0 | 0 | 0 | 0 | [5 empty] | 0 | 0 | 0 | 0 | 0 | 0 | 0
[5 empty] | C2 | 0 | 0 | 0 | 0 | 0 | 0 | 0 | 0 | 0 | 0 | 0 | 0 | [5 empty] | 0 | 0 | 0 | 0 | 0 | 0 | 0 | [5 empty] | 0 | 0 | 0 | 0 | 0 | 0 | 0
[5 empty] | C3 | 0 | 0 | 0 | 0 | 0 | 0 | 0 | 0 | 0 | 0 | 0 | 0 | [5 empty] | 0 | 0 | 0 | 0 | 0 | 0 | 0 | [5 empty] | 0 | 0 | 0 | 0 | 0 | 0 | 0
[5 empty] | C4 | 0 | 0 | 0 | 0 | 0 | 0 | 0 | 0 | 0 | 0 | 0 | 0 | [5 empty] | 0 | 0 | 0 | 0 | 0 | 0 | 0 | [5 empty] | 0 | 0 | 0 | 0 | 0 | 0 | 0
|  |  | 0 | 0 |  | 0 | 0 | 0 | 0 | 0 |  | 0 | 0 | 0 | 0 | 0 |  | 0 | 0 | 0 | 0 | 0 |  | 0 | 0 | 0 | 0 | 0 |  | 0 | 0 | 0 | 0 | 0 |  | 0 | 0 | 0 | 0 | 0
| [Please insert new asset category as required] |  |  |  | C1 | 0 | 0 | 0 | 0 | 0 | 0 | 0 | 0 | 0 | 0 | 0 | 0 | [5 empty] | 0 | 0 | 0 | 0 | 0 | 0 | 0 | [5 empty] | 0 | 0 | 0 | 0 | 0 | 0 | 0
[5 empty] | C2 | 0 | 0 | 0 | 0 | 0 | 0 | 0 | 0 | 0 | 0 | 0 | 0 | [5 empty] | 0 | 0 | 0 | 0 | 0 | 0 | 0 | [5 empty] | 0 | 0 | 0 | 0 | 0 | 0 | 0
[5 empty] | C3 | 0 | 0 | 0 | 0 | 0 | 0 | 0 | 0 | 0 | 0 | 0 | 0 | [5 empty] | 0 | 0 | 0 | 0 | 0 | 0 | 0 | [5 empty] | 0 | 0 | 0 | 0 | 0 | 0 | 0
[5 empty] | C4 | 0 | 0 | 0 | 0 | 0 | 0 | 0 | 0 | 0 | 0 | 0 | 0 | [5 empty] | 0 | 0 | 0 | 0 | 0 | 0 | 0 | [5 empty] | 0 | 0 | 0 | 0 | 0 | 0 | 0
|  |  | 0 | 0 |  | 0 | 0 | 0 | 0 | 0 |  | 0 | 0 | 0 | 0 | 0 |  | 0 | 0 | 0 | 0 | 0 |  | 0 | 0 | 0 | 0 | 0 |  | 0 | 0 | 0 | 0 | 0 |  | 0 | 0 | 0 | 0 | 0
| [Please insert new asset category as required] |  |  |  | C1 | 0 | 0 | 0 | 0 | 0 | 0 | 0 | 0 | 0 | 0 | 0 | 0 | [5 empty] | 0 | 0 | 0 | 0 | 0 | 0 | 0 | [5 empty] | 0 | 0 | 0 | 0 | 0 | 0 | 0
[5 empty] | C2 | 0 | 0 | 0 | 0 | 0 | 0 | 0 | 0 | 0 | 0 | 0 | 0 | [5 empty] | 0 | 0 | 0 | 0 | 0 | 0 | 0 | [5 empty] | 0 | 0 | 0 | 0 | 0 | 0 | 0
[5 empty] | C3 | 0 | 0 | 0 | 0 | 0 | 0 | 0 | 0 | 0 | 0 | 0 | 0 | [5 empty] | 0 | 0 | 0 | 0 | 0 | 0 | 0 | [5 empty] | 0 | 0 | 0 | 0 | 0 | 0 | 0
[5 empty] | C4 | 0 | 0 | 0 | 0 | 0 | 0 | 0 | 0 | 0 | 0 | 0 | 0 | [5 empty] | 0 | 0 | 0 | 0 | 0 | 0 | 0 | [5 empty] | 0 | 0 | 0 | 0 | 0 | 0 | 0
|  |  | 0 | 0 |  | 0 | 0 | 0 | 0 | 0 |  | 0 | 0 | 0 | 0 | 0 |  | 0 | 0 | 0 | 0 | 0 |  | 0 | 0 | 0 | 0 | 0 |  | 0 | 0 | 0 | 0 | 0 |  | 0 | 0 | 0 | 0 | 0
| [Please insert new asset category as required] |  |  |  | C1 | 0 | 0 | 0 | 0 | 0 | 0 | 0 | 0 | 0 | 0 | 0 | 0 | [5 empty] | 0 | 0 | 0 | 0 | 0 | 0 | 0 | [5 empty] | 0 | 0 | 0 | 0 | 0 | 0 | 0
[5 empty] | C2 | 0 | 0 | 0 | 0 | 0 | 0 | 0 | 0 | 0 | 0 | 0 | 0 | [5 empty] | 0 | 0 | 0 | 0 | 0 | 0 | 0 | [5 empty] | 0 | 0 | 0 | 0 | 0 | 0 | 0
[5 empty] | C3 | 0 | 0 | 0 | 0 | 0 | 0 | 0 | 0 | 0 | 0 | 0 | 0 | [5 empty] | 0 | 0 | 0 | 0 | 0 | 0 | 0 | [5 empty] | 0 | 0 | 0 | 0 | 0 | 0 | 0
[5 empty] | C4 | 0 | 0 | 0 | 0 | 0 | 0 | 0 | 0 | 0 | 0 | 0 | 0 | [5 empty] | 0 | 0 | 0 | 0 | 0 | 0 | 0 | [5 empty] | 0 | 0 | 0 | 0 | 0 | 0 | 0
|  |  | 0 | 0 |  | 0 | 0 | 0 | 0 | 0 |  | 0 | 0 | 0 | 0 | 0 |  | 0 | 0 | 0 | 0 | 0 |  | 0 | 0 | 0 | 0 | 0 |  | 0 | 0 | 0 | 0 | 0 |  | 0 | 0 | 0 | 0 | 0
| [Please insert new asset category as required] |  |  |  | C1 | 0 | 0 | 0 | 0 | 0 | 0 | 0 | 0 | 0 | 0 | 0 | 0 | [5 empty] | 0 | 0 | 0 | 0 | 0 | 0 | 0 | [5 empty] | 0 | 0 | 0 | 0 | 0 | 0 | 0
[5 empty] | C2 | 0 | 0 | 0 | 0 | 0 | 0 | 0 | 0 | 0 | 0 | 0 | 0 | [5 empty] | 0 | 0 | 0 | 0 | 0 | 0 | 0 | [5 empty] | 0 | 0 | 0 | 0 | 0 | 0 | 0
[5 empty] | C3 | 0 | 0 | 0 | 0 | 0 | 0 | 0 | 0 | 0 | 0 | 0 | 0 | [5 empty] | 0 | 0 | 0 | 0 | 0 | 0 | 0 | [5 empty] | 0 | 0 | 0 | 0 | 0 | 0 | 0
[5 empty] | C4 | 0 | 0 | 0 | 0 | 0 | 0 | 0 | 0 | 0 | 0 | 0 | 0 | [5 empty] | 0 | 0 | 0 | 0 | 0 | 0 | 0 | [5 empty] | 0 | 0 | 0 | 0 | 0 | 0 | 0
|  |  | 0 | 0 |  | 0 | 0 | 0 | 0 | 0 |  | 0 | 0 | 0 | 0 | 0 |  | 0 | 0 | 0 | 0 | 0 |  | 0 | 0 | 0 | 0 | 0 |  | 0 | 0 | 0 | 0 | 0 |  | 0 | 0 | 0 | 0 | 0
EHV Network
| EHV Switchgear (GM) |  |  |  | C1 | 350 | 176 | 48 | 15 | 1 | 590 | 349 | 176 | 48 | 15 | 1 | 589 | 0 | 0 | 0 | 0 | 0 | 0 | 341 | 114 | 108 | 13 | 13 | 589 | 0 | 0 | 0 | 0 | 0 | 0 | 324 | 75 | 128 | 48 | 14 | 589
[5 empty] | C2 | 125 | 213 | 61 | 45 | 16 | 460 | 108 | 216 | 63 | 48 | 29 | 464 | 0 | 0 | 0 | 0 | 0 | 0 | 100 | 126 | 131 | 59 | 48 | 464 | 0 | 0 | 0 | 0 | 0 | 0 | 86 | 59 | 198 | 44 | 77 | 464
[5 empty] | C3 | 65 | 166 | 82 | 30 | 4 | 347 | 65 | 166 | 82 | 30 | 4 | 347 | 0 | 0 | 0 | 0 | 0 | 0 | 65 | 101 | 119 | 47 | 15 | 347 | 0 | 0 | 0 | 0 | 0 | 0 | 64 | 46 | 156 | 58 | 23 | 347
[5 empty] | C4 | 0 | 5 | 5 | 13 | 18 | 41 | 0 | 5 | 5 | 13 | 18 | 41 | 0 | 0 | 0 | 0 | 0 | 0 | 0 | 1 | 8 | 1 | 31 | 41 | 0 | 0 | 0 | 0 | 0 | 0 | 0 | 0 | 5 | 5 | 31 | 41
|  |  | 1438 | 1447 |  | 540 | 560 | 196 | 103 | 39 |  | 522 | 563 | 198 | 106 | 52 |  | 0 | 0 | 0 | 0 | 0 |  | 506 | 342 | 366 | 120 | 107 |  | 0 | 0 | 0 | 0 | 0 |  | 474 | 180 | 487 | 155 | 145
| EHV Transformer |  |  |  | C1 | 60 | 38 | 19 | 5 | 1 | 123 | 60 | 38 | 19 | 5 | 1 | 123 | 0 | 0 | 0 | 0 | 0 | 0 | 50 | 44 | 19 | 6 | 4 | 123 | 0 | 0 | 2 | 0 | -2 | 0 | 36 | 47 | 22 | 11 | 7 | 123
[5 empty] | C2 | 100 | 170 | 148 | 62 | 4 | 484 | 90 | 170 | 146 | 65 | 11 | 482 | 0 | 0 | 0 | 0 | 0 | 0 | 73 | 124 | 167 | 86 | 32 | 482 | 0 | 0 | 3 | 10 | -13 | 0 | 62 | 76 | 187 | 74 | 83 | 482
[5 empty] | C3 | 2 | 5 | 14 | 17 | 3 | 41 | 2 | 5 | 14 | 17 | 3 | 41 | 0 | 0 | 1 | -1 | 0 | 0 | 2 | 2 | 16 | 14 | 7 | 41 | 0 | 0 | 1 | 1 | -2 | 0 | 2 | 2 | 13 | 3 | 21 | 41
[5 empty] | C4 | 0 | 11 | 1 | 0 | 2 | 14 | 0 | 11 | 1 | 0 | 2 | 14 | 0 | 0 | 0 | 0 | 0 | 0 | 0 | 11 | 1 | 0 | 2 | 14 | 0 | 0 | 0 | 0 | 0 | 0 | 0 | 7 | 5 | 0 | 2 | 14
|  |  | 662 | 660 |  | 162 | 224 | 182 | 84 | 10 |  | 152 | 224 | 180 | 87 | 17 |  | 0 | 0 | 1 | -1 | 0 |  | 125 | 181 | 203 | 106 | 45 |  | 0 | 0 | 6 | 11 | -17 |  | 100 | 132 | 227 | 88 | 113
| EHV UG Cable (Gas) |  |  |  | C1 | 2.5182 | 5.8003 | 3.7571 | 0.40591 | 2.7216 | 15.2031 | 2.5182 | 5.8003 | 4.1241 | 0.63586 | 4.347 | 17.4255 | 0 | 0 | 0 | 0 | 0 | 0 | 2.4609 | 0.67059 | 10.4743 | 0.4421 | 2.829 | 16.8768 | 0 | 0 | 0 | 0 | 0 | 0 | 2.4506 | 0.042148 | 10.2376 | 0.78627 | 2.829 | 16.3456
[5 empty] | C2 | 2.8324 | 19.9037 | 12.2783 | 0.73512 | 6.589 | 42.3385 | 2.8324 | 19.9037 | 13.4778 | 1.1516 | 10.5241 | 47.8895 | 0 | 0 | 0 | 0 | 0 | 0 | 2.7678 | 2.3011 | 34.2307 | 0.80066 | 6.849 | 46.9493 | 0 | 0 | 0 | 0 | 0 | 0 | 2.7563 | 0.14463 | 33.4571 | 1.424 | 6.849 | 44.631
[5 empty] | C3 | 8.3452 | 16.0809 | 2.2347 | 4.3467 | 10.4563 | 41.4638 | 8.3452 | 16.0809 | 2.453 | 6.8092 | 16.701 | 50.3893 | 0 | 0 | 0 | 0 | 0 | 0 | 8.1551 | 1.8592 | 6.2301 | 4.7343 | 10.869 | 31.8475 | 0 | 0 | 0 | 0 | 0 | 0 | 8.1211 | 0.11685 | 6.0893 | 8.4199 | 10.869 | 33.6161
[5 empty] | C4 | 3.7705 | 2.521 | 2.9632 | 1.8352 | 4.7038 | 15.7938 | 3.7705 | 2.521 | 3.2527 | 2.8749 | 7.5131 | 19.9322 | 0 | 0 | 0 | 0 | 0 | 0 | 3.6846 | 0.29145 | 8.2611 | 1.9989 | 4.8895 | 19.1255 | 0 | 0 | 0 | 0 | 0 | 0 | 3.6692 | 0.018319 | 8.0744 | 3.555 | 4.8895 | 20.2065
|  |  | 115 | 105 |  | 17.4664 | 44.3059 | 21.2333 | 7.323 | 24.4707 |  | 17.4664 | 44.3059 | 23.3076 | 11.4716 | 39.0851 |  | 0 | 0 | 0 | 0 | 0 |  | 17.0684 | 5.1223 | 59.1962 | 7.9759 | 25.4365 |  | 0 | 0 | 0 | 0 | 0 |  | 16.9973 | 0.32195 | 57.8584 | 14.1851 | 25.4365
| EHV UG Cable (Oil) |  |  |  | C1 | 4.2365 | 19.4404 | 0.44579 | 1.1896 | 6.091 | 31.4034 | 4.2365 | 19.4404 | 0.44579 | 1.3566 | 9.2084 | 34.6877 | 0 | 0 | 0 | 0 | 0 | 0 | 1.5587 | 18.6928 | 3.7538 | 1.2481 | 6.5982 | 31.8516 | 0 | 0 | 0 | 0 | 0 | 0 | 0.18164 | 15.6333 | 10.9219 | 0.043247 | 8.0276 | 34.8077
[5 empty] | C2 | 0 | 124.2851 | 1.2872 | 6.4483 | 31.4603 | 163.4809 | 0 | 124.2851 | 1.2872 | 7.3534 | 47.5619 | 180.4875 | 0 | 0 | 0 | 0 | 0 | 0 | 0 | 119.5055 | 10.8385 | 6.7651 | 34.0802 | 171.1892 | 0 | 0 | 0 | 0 | 0 | 0 | 0 | 99.9458 | 31.5356 | 0.23442 | 41.4627 | 173.1785
[5 empty] | C3 | 14.4231 | 58.1907 | 0.48472 | 0.86046 | 8.6854 | 82.6444 | 14.4231 | 58.1907 | 0.48472 | 0.98123 | 13.1306 | 87.2103 | 0 | 0 | 0 | 0 | 0 | 0 | 5.3066 | 55.9529 | 4.0815 | 0.90274 | 9.4086 | 75.6523 | 0 | 0 | 0 | 0 | 0 | 0 | 0.6184 | 46.795 | 11.8756 | 0.031281 | 11.4468 | 70.767
[5 empty] | C4 | 3.7024 | 19.0473 | 0.21804 | 0.1589 | 3.3917 | 26.5183 | 3.7024 | 19.0473 | 0.21804 | 0.1812 | 5.1276 | 28.2765 | 0 | 0 | 0 | 0 | 0 | 0 | 1.3622 | 18.3148 | 1.836 | 0.16671 | 3.6742 | 25.3538 | 0 | 0 | 0 | 0 | 0 | 0 | 0.15874 | 15.3172 | 5.342 | 0.0057766 | 4.4701 | 25.2938
|  |  | 304 | 266 |  | 22.362 | 220.9636 | 2.4357 | 8.6573 | 49.6284 |  | 22.362 | 220.9636 | 2.4357 | 9.8724 | 75.0285 |  | 0 | 0 | 0 | 0 | 0 |  | 8.2274 | 212.4659 | 20.5098 | 9.0826 | 53.7612 |  | 0 | 0 | 0 | 0 | 0 |  | 0.95878 | 177.6912 | 59.6752 | 0.31472 | 65.4071
| EHV UG Cable (Non Pressurised) |  |  |  | C1 | 63.0248 | 33.4545 | 2.8095 | 1.5781 | 3.2237 | 104.0906 | 57.8658 | 33.4545 | 2.9815 | 1.8725 | 5.4369 | 101.6111 | 0 | 0 | 0 | 0 | 0 | 0 | 60.4734 | 36.5877 | 1.4243 | 3.1906 | 5.316 | 106.992 | 0 | 0 | 0 | 0 | 0 | 0 | 58.9052 | 36.6579 | 3.293 | 2.5431 | 8.0779 | 109.477
[5 empty] | C2 | 95.3921 | 32.2977 | 1.95 | 1.6088 | 1.5362 | 132.7849 | 87.5836 | 32.2977 | 2.0694 | 1.909 | 2.5907 | 126.4505 | 0 | 0 | 0 | 0 | 0 | 0 | 91.5304 | 35.3294 | 0.98857 | 3.2528 | 2.5331 | 133.6343 | 0 | 0 | 0 | 0 | 0 | 0 | 89.1567 | 35.3974 | 2.2857 | 2.5926 | 3.8492 | 133.2816
[5 empty] | C3 | 165.5594 | 38.6935 | 2.4973 | 3.814 | 2.3163 | 212.8805 | 152.0072 | 38.6935 | 2.6502 | 4.5256 | 3.9064 | 201.7829 | 0 | 0 | 0 | 0 | 0 | 0 | 158.8572 | 42.3181 | 1.266 | 7.7113 | 3.8195 | 213.9721 | 0 | 0 | 0 | 0 | 0 | 0 | 154.7375 | 42.3993 | 2.9271 | 6.1463 | 5.8039 | 212.0141
[5 empty] | C4 | 490.7189 | 114.9077 | 13.8062 | 6.8262 | 6.3183 | 632.5773 | 450.5503 | 114.9077 | 14.6516 | 8.0997 | 10.6559 | 598.8652 | 0 | 0 | 0 | 0 | 0 | 0 | 470.8534 | 125.662 | 6.999 | 13.8013 | 10.4191 | 627.7348 | 0 | 0 | 0 | 0 | 0 | 0 | 458.6427 | 125.9029 | 16.1824 | 11.0004 | 15.8321 | 627.5605
|  |  | 1082 | 1132 |  | 814.6953 | 219.3534 | 21.063 | 13.8271 | 13.3945 |  | 748.007 | 219.3534 | 22.3528 | 16.4067 | 22.5899 |  | 0 | 0 | 0 | 0 | 0 |  | 781.7144 | 239.8972 | 10.6779 | 27.956 | 22.0878 |  | 0 | 0 | 0 | 0 | 0 |  | 761.4421 | 240.3575 | 24.6882 | 22.2823 | 33.5631
| EHV OHL Support - Towers |  |  |  | C1 | 3 | 7 | 2 | 17 | 10 | 39 | 1 | 7 | 2 | 17 | 12 | 39 | 1 | -1 | 0 | 0 | 0 | 0 | 0 | 1 | 8 | 1 | 29 | 39 | 1 | 1 | 0 | 0 | -4 | -2 | 0 | 0 | 1 | 8 | 30 | 39
[5 empty] | C2 | 41 | 26 | 2 | 3 | 26 | 98 | 7 | 19 | 13 | 6 | 53 | 98 | 7 | 29 | -11 | -1 | -24 | 0 | 3 | 12 | 19 | 1 | 63 | 98 | 8 | 29 | -11 | -1 | -25 | 0 | 0 | 3 | 12 | 19 | 64 | 98
[5 empty] | C3 | 3 | 8 | 9 | 3 | 15 | 38 | 2 | 5 | 11 | 4 | 16 | 38 | 0 | 8 | -1 | 0 | -7 | 0 | 1 | 4 | 9 | 5 | 19 | 38 | 0 | 15 | -1 | -5 | -7 | 2 | 0 | 1 | 4 | 9 | 24 | 38
[5 empty] | C4 | 1 | 2 | 1 | 0 | 3 | 7 | 0 | 2 | 1 | 0 | 4 | 7 | 0 | 3 | 0 | -1 | -2 | 0 | 0 | 0 | 2 | 1 | 4 | 7 | 0 | 3 | 0 | -1 | -2 | 0 | 0 | 0 | 0 | 2 | 5 | 7
|  |  | 182 | 182 |  | 48 | 43 | 14 | 23 | 54 |  | 10 | 33 | 27 | 27 | 85 |  | 8 | 39 | -12 | -2 | -33 |  | 4 | 17 | 38 | 8 | 115 |  | 9 | 48 | -12 | -7 | -38 |  | 0 | 4 | 17 | 38 | 123
| EHV OHL Support - Poles |  |  |  | C1 | 5791 | 7061 | 1555 | 289 | 112 | 14808 | 4945 | 7107 | 1644 | 684 | 205 | 14585 | 0 | 0 | 0 | 0 | 0 | 0 | 4764 | 6144 | 2642 | 482 | 365 | 14397 | 0 | 0 | 0 | 0 | 0 | 0 | 4176 | 4410 | 3881 | 652 | 744 | 13863
[5 empty] | C2 | 2482 | 3229 | 1138 | 289 | 108 | 7246 | 2114 | 3246 | 1197 | 632 | 168 | 7357 | 0 | 0 | 0 | 0 | 0 | 0 | 2055 | 2819 | 1923 | 471 | 295 | 7563 | 0 | 0 | 0 | 0 | 0 | 0 | 1814 | 2039 | 2821 | 632 | 574 | 7880
[5 empty] | C3 | 2406 | 1295 | 757 | 164 | 34 | 4656 | 2056 | 1305 | 800 | 412 | 70 | 4643 | 0 | 0 | 0 | 0 | 0 | 0 | 1978 | 1125 | 1287 | 281 | 126 | 4797 | 0 | 0 | 0 | 0 | 0 | 0 | 1732 | 803 | 1892 | 384 | 264 | 5075
[5 empty] | C4 | 749 | 966 | 236 | 46 | 10 | 2007 | 642 | 973 | 251 | 46 | 27 | 1939 | 0 | 0 | 0 | 0 | 0 | 0 | 612 | 838 | 403 | 57 | 50 | 1960 | 0 | 0 | 0 | 0 | 0 | 0 | 533 | 598 | 592 | 66 | 110 | 1899
|  |  | 28717 | 29040 |  | 11428 | 12551 | 3686 | 788 | 264 |  | 9757 | 12631 | 3892 | 1774 | 470 |  | 0 | 0 | 0 | 0 | 0 |  | 9409 | 10926 | 6255 | 1291 | 836 |  | 0 | 0 | 0 | 0 | 0 |  | 8255 | 7850 | 9186 | 1734 | 1692
| EHV OHL Fittings and Conductors (Tower Lines) |  |  |  | C1 | 10.8313 | 1.0166 | 0.34893 | 15.1698 | 10.8629 | 38.2295 | 1.861 | 1.4891 | 0.34893 | 18.5485 | 15.982 | 38.2295 | 0.23262 | 6.0482 | -0.11631 | 0.11631 | -6.2808 | 0 | 10.8313 | 0.33888 | 1.0267 | 0.23262 | 25.8 | 38.2295 | 0.34893 | 6.0482 | -0.11631 | 0.11631 | -6.3971 | 0 | 10.366 | 0.46525 | 1.0166 | 0.34893 | 26.0327 | 38.2295
[5 empty] | C2 | 0.5715 | 0 | 0 | 1.6743 | 0.56145 | 2.8073 | 0.23262 | 0 | 0 | 2.0132 | 0.56145 | 2.8073 | 0 | 0 | 0 | 0 | 0 | 0 | 0.5715 | 0 | 0 | 0 | 2.2358 | 2.8073 | 0 | 0 | 0 | 0 | 0 | 0 | 0.5715 | 0 | 0 | 0 | 2.2358 | 2.8073
[5 empty] | C3 | 0.11631 | 0 | 0 | 0.26708 | 0 | 0.3834 | 0 | 0 | 0 | 0.3834 | 0 | 0.3834 | 0 | 0 | 0 | 0 | 0 | 0 | 0.11631 | 0 | 0 | 0 | 0.26708 | 0.3834 | 0 | 0 | 0 | 0 | 0 | 0 | 0.11631 | 0 | 0 | 0 | 0.26708 | 0.3834
[5 empty] | C4 | 0.17806 | 0.22257 | 0 | 0.22257 | 0.22257 | 0.84577 | 0 | 0.40063 | 0 | 0.22257 | 0.22257 | 0.84577 | 0 | 0 | 0 | 0 | 0 | 0 | 0.17806 | 0 | 0.22257 | 0 | 0.44514 | 0.84577 | 0 | 0 | 0 | 0 | 0 | 0 | 0.17806 | 0 | 0.22257 | 0 | 0.44514 | 0.84577
|  |  | 42 | 42 |  | 11.6971 | 1.2392 | 0.34893 | 17.3337 | 11.6469 |  | 2.0936 | 1.8897 | 0.34893 | 21.1677 | 16.766 |  | 0.23262 | 6.0482 | -0.11631 | 0.11631 | -6.2808 |  | 11.6971 | 0.33888 | 1.2493 | 0.23262 | 28.748 |  | 0.34893 | 6.0482 | -0.11631 | 0.11631 | -6.3971 |  | 11.2319 | 0.46525 | 1.2392 | 0.34893 | 28.9806
| [Please insert new asset category as required] |  |  |  | C1 | 0 | 0 | 0 | 0 | 0 | 0 | 0 | 0 | 0 | 0 | 0 | 0 | [5 empty] | 0 | 0 | 0 | 0 | 0 | 0 | 0 | [5 empty] | 0 | 0 | 0 | 0 | 0 | 0 | 0
[5 empty] | C2 | 0 | 0 | 0 | 0 | 0 | 0 | 0 | 0 | 0 | 0 | 0 | 0 | [5 empty] | 0 | 0 | 0 | 0 | 0 | 0 | 0 | [5 empty] | 0 | 0 | 0 | 0 | 0 | 0 | 0
[5 empty] | C3 | 0 | 0 | 0 | 0 | 0 | 0 | 0 | 0 | 0 | 0 | 0 | 0 | [5 empty] | 0 | 0 | 0 | 0 | 0 | 0 | 0 | [5 empty] | 0 | 0 | 0 | 0 | 0 | 0 | 0
[5 empty] | C4 | 0 | 0 | 0 | 0 | 0 | 0 | 0 | 0 | 0 | 0 | 0 | 0 | [5 empty] | 0 | 0 | 0 | 0 | 0 | 0 | 0 | [5 empty] | 0 | 0 | 0 | 0 | 0 | 0 | 0
|  |  | 0 | 0 |  | 0 | 0 | 0 | 0 | 0 |  | 0 | 0 | 0 | 0 | 0 |  | 0 | 0 | 0 | 0 | 0 |  | 0 | 0 | 0 | 0 | 0 |  | 0 | 0 | 0 | 0 | 0 |  | 0 | 0 | 0 | 0 | 0
| [Please insert new asset category as required] |  |  |  | C1 | 0 | 0 | 0 | 0 | 0 | 0 | 0 | 0 | 0 | 0 | 0 | 0 | [5 empty] | 0 | 0 | 0 | 0 | 0 | 0 | 0 | [5 empty] | 0 | 0 | 0 | 0 | 0 | 0 | 0
[5 empty] | C2 | 0 | 0 | 0 | 0 | 0 | 0 | 0 | 0 | 0 | 0 | 0 | 0 | [5 empty] | 0 | 0 | 0 | 0 | 0 | 0 | 0 | [5 empty] | 0 | 0 | 0 | 0 | 0 | 0 | 0
[5 empty] | C3 | 0 | 0 | 0 | 0 | 0 | 0 | 0 | 0 | 0 | 0 | 0 | 0 | [5 empty] | 0 | 0 | 0 | 0 | 0 | 0 | 0 | [5 empty] | 0 | 0 | 0 | 0 | 0 | 0 | 0
[5 empty] | C4 | 0 | 0 | 0 | 0 | 0 | 0 | 0 | 0 | 0 | 0 | 0 | 0 | [5 empty] | 0 | 0 | 0 | 0 | 0 | 0 | 0 | [5 empty] | 0 | 0 | 0 | 0 | 0 | 0 | 0
|  |  | 0 | 0 |  | 0 | 0 | 0 | 0 | 0 |  | 0 | 0 | 0 | 0 | 0 |  | 0 | 0 | 0 | 0 | 0 |  | 0 | 0 | 0 | 0 | 0 |  | 0 | 0 | 0 | 0 | 0 |  | 0 | 0 | 0 | 0 | 0
| [Please insert new asset category as required] |  |  |  | C1 | 0 | 0 | 0 | 0 | 0 | 0 | 0 | 0 | 0 | 0 | 0 | 0 | [5 empty] | 0 | 0 | 0 | 0 | 0 | 0 | 0 | [5 empty] | 0 | 0 | 0 | 0 | 0 | 0 | 0
[5 empty] | C2 | 0 | 0 | 0 | 0 | 0 | 0 | 0 | 0 | 0 | 0 | 0 | 0 | [5 empty] | 0 | 0 | 0 | 0 | 0 | 0 | 0 | [5 empty] | 0 | 0 | 0 | 0 | 0 | 0 | 0
[5 empty] | C3 | 0 | 0 | 0 | 0 | 0 | 0 | 0 | 0 | 0 | 0 | 0 | 0 | [5 empty] | 0 | 0 | 0 | 0 | 0 | 0 | 0 | [5 empty] | 0 | 0 | 0 | 0 | 0 | 0 | 0
[5 empty] | C4 | 0 | 0 | 0 | 0 | 0 | 0 | 0 | 0 | 0 | 0 | 0 | 0 | [5 empty] | 0 | 0 | 0 | 0 | 0 | 0 | 0 | [5 empty] | 0 | 0 | 0 | 0 | 0 | 0 | 0
|  |  | 0 | 0 |  | 0 | 0 | 0 | 0 | 0 |  | 0 | 0 | 0 | 0 | 0 |  | 0 | 0 | 0 | 0 | 0 |  | 0 | 0 | 0 | 0 | 0 |  | 0 | 0 | 0 | 0 | 0 |  | 0 | 0 | 0 | 0 | 0
| [Please insert new asset category as required] |  |  |  | C1 | 0 | 0 | 0 | 0 | 0 | 0 | 0 | 0 | 0 | 0 | 0 | 0 | [5 empty] | 0 | 0 | 0 | 0 | 0 | 0 | 0 | [5 empty] | 0 | 0 | 0 | 0 | 0 | 0 | 0
[5 empty] | C2 | 0 | 0 | 0 | 0 | 0 | 0 | 0 | 0 | 0 | 0 | 0 | 0 | [5 empty] | 0 | 0 | 0 | 0 | 0 | 0 | 0 | [5 empty] | 0 | 0 | 0 | 0 | 0 | 0 | 0
[5 empty] | C3 | 0 | 0 | 0 | 0 | 0 | 0 | 0 | 0 | 0 | 0 | 0 | 0 | [5 empty] | 0 | 0 | 0 | 0 | 0 | 0 | 0 | [5 empty] | 0 | 0 | 0 | 0 | 0 | 0 | 0
[5 empty] | C4 | 0 | 0 | 0 | 0 | 0 | 0 | 0 | 0 | 0 | 0 | 0 | 0 | [5 empty] | 0 | 0 | 0 | 0 | 0 | 0 | 0 | [5 empty] | 0 | 0 | 0 | 0 | 0 | 0 | 0
|  |  | 0 | 0 |  | 0 | 0 | 0 | 0 | 0 |  | 0 | 0 | 0 | 0 | 0 |  | 0 | 0 | 0 | 0 | 0 |  | 0 | 0 | 0 | 0 | 0 |  | 0 | 0 | 0 | 0 | 0 |  | 0 | 0 | 0 | 0 | 0
| [Please insert new asset category as required] |  |  |  | C1 | 0 | 0 | 0 | 0 | 0 | 0 | 0 | 0 | 0 | 0 | 0 | 0 | [5 empty] | 0 | 0 | 0 | 0 | 0 | 0 | 0 | [5 empty] | 0 | 0 | 0 | 0 | 0 | 0 | 0
[5 empty] | C2 | 0 | 0 | 0 | 0 | 0 | 0 | 0 | 0 | 0 | 0 | 0 | 0 | [5 empty] | 0 | 0 | 0 | 0 | 0 | 0 | 0 | [5 empty] | 0 | 0 | 0 | 0 | 0 | 0 | 0
[5 empty] | C3 | 0 | 0 | 0 | 0 | 0 | 0 | 0 | 0 | 0 | 0 | 0 | 0 | [5 empty] | 0 | 0 | 0 | 0 | 0 | 0 | 0 | [5 empty] | 0 | 0 | 0 | 0 | 0 | 0 | 0
[5 empty] | C4 | 0 | 0 | 0 | 0 | 0 | 0 | 0 | 0 | 0 | 0 | 0 | 0 | [5 empty] | 0 | 0 | 0 | 0 | 0 | 0 | 0 | [5 empty] | 0 | 0 | 0 | 0 | 0 | 0 | 0
|  |  | 0 | 0 |  | 0 | 0 | 0 | 0 | 0 |  | 0 | 0 | 0 | 0 | 0 |  | 0 | 0 | 0 | 0 | 0 |  | 0 | 0 | 0 | 0 | 0 |  | 0 | 0 | 0 | 0 | 0 |  | 0 | 0 | 0 | 0 | 0
132kV Network
| 132kV CBs |  |  |  | C1 | 61 | 0 | 5 | 2 | 9 | 77 | 61 | 0 | 5 | 2 | 9 | 77 | 0 | 0 | 0 | 0 | 0 | 0 | 59 | 2 | 4 | 2 | 10 | 77 | 0 | 0 | 0 | 0 | 0 | 0 | 55 | 6 | 3 | 2 | 11 | 77
[5 empty] | C2 | 34 | 15 | 0 | 2 | 0 | 51 | 32 | 17 | 0 | 2 | 0 | 51 | 0 | 0 | 0 | 0 | 0 | 0 | 32 | 13 | 4 | 2 | 0 | 51 | 0 | 0 | 0 | 0 | 0 | 0 | 32 | 1 | 12 | 4 | 2 | 51
[5 empty] | C3 | 21 | 2 | 22 | 0 | 0 | 45 | 21 | 2 | 22 | 0 | 0 | 45 | 0 | 0 | 0 | 0 | 0 | 0 | 20 | 3 | 14 | 8 | 0 | 45 | 0 | 0 | 0 | 0 | 0 | 0 | 12 | 9 | 8 | 16 | 0 | 45
[5 empty] | C4 | 3 | 0 | 0 | 0 | 0 | 3 | 3 | 0 | 0 | 0 | 0 | 3 | 0 | 0 | 0 | 0 | 0 | 0 | 3 | 0 | 0 | 0 | 0 | 3 | 0 | 0 | 0 | 0 | 0 | 0 | 1 | 2 | 0 | 0 | 0 | 3
|  |  | 176 | 177 |  | 119 | 17 | 27 | 4 | 9 |  | 117 | 19 | 27 | 4 | 9 |  | 0 | 0 | 0 | 0 | 0 |  | 114 | 18 | 22 | 12 | 10 |  | 0 | 0 | 0 | 0 | 0 |  | 100 | 18 | 23 | 22 | 13
| 132kV Transformer |  |  |  | C1 | 17 | 20 | 18 | 9 | 0 | 64 | 16 | 21 | 18 | 9 | 0 | 64 | 0 | 0 | 0 | 0 | 0 | 0 | 16 | 16 | 23 | 8 | 1 | 64 | 0 | 0 | 0 | 0 | 0 | 0 | 16 | 12 | 23 | 4 | 9 | 64
[5 empty] | C2 | 19 | 18 | 14 | 7 | 4 | 62 | 19 | 17 | 15 | 7 | 4 | 62 | 0 | 1 | -1 | 0 | 0 | 0 | 14 | 19 | 14 | 9 | 6 | 62 | 0 | 2 | -2 | 0 | 0 | 0 | 14 | 11 | 17 | 8 | 12 | 62
[5 empty] | C3 | 0 | 3 | 2 | 0 | 0 | 5 | 0 | 3 | 2 | 0 | 0 | 5 | 0 | 0 | 0 | 0 | 0 | 0 | 0 | 3 | 2 | 0 | 0 | 5 | 0 | 0 | 0 | 0 | 0 | 0 | 0 | 0 | 5 | 0 | 0 | 5
[5 empty] | C4 | 1 | 0 | 2 | 0 | 0 | 3 | 0 | 0 | 1 | 2 | 0 | 3 | 0 | 0 | 0 | 0 | 0 | 0 | 0 | 0 | 0 | 3 | 0 | 3 | 0 | 0 | 0 | 0 | 0 | 0 | 0 | 0 | 0 | 1 | 2 | 3
|  |  | 134 | 134 |  | 37 | 41 | 36 | 16 | 4 |  | 35 | 41 | 36 | 18 | 4 |  | 0 | 1 | -1 | 0 | 0 |  | 30 | 38 | 39 | 20 | 7 |  | 0 | 2 | -2 | 0 | 0 |  | 30 | 23 | 45 | 13 | 23
| 132kV UG Cable (Gas) |  |  |  | C1 | 0.029688 | 0.062585 | 0.5242 | 0 | 0 | 0.61647 | 0.029688 | 0.062585 | 0.5242 | 0 | 0 | 0.61647 | 0 | 0 | 0 | 0 | 0 | 0 | 0.029688 | 0.036599 | 0.91054 | 0 | 0 | 0.97683 | 0 | 0 | 0 | 0 | 0 | 0 | 0.029688 | 0.036599 | 0.81702 | 0 | 0 | 0.88331
[5 empty] | C2 | 0 | 0.55324 | 0.44864 | 0.0225 | 0.025095 | 1.0495 | 0 | 0.55324 | 0.44864 | 0.0225 | 0.027501 | 1.0519 | 0 | 0 | 0 | 0 | 0 | 0 | 0 | 0.32354 | 0.77929 | 0.0225 | 0.025095 | 1.1504 | 0 | 0 | 0 | 0 | 0 | 0 | 0 | 0.32354 | 0.69925 | 0.19605 | 0.025095 | 1.2439
[5 empty] | C3 | 0 | 0.78907 | 0 | 0 | 0 | 0.78907 | 0 | 0.78907 | 0 | 0 | 0 | 0.78907 | 0 | 0 | 0 | 0 | 0 | 0 | 0 | 0.46145 | 0 | 0 | 0 | 0.46145 | 0 | 0 | 0 | 0 | 0 | 0 | 0 | 0.46145 | 0 | 0 | 0 | 0.46145
[5 empty] | C4 | 0 | 0.32193 | 0 | 0 | 0 | 0.32193 | 0 | 0.32193 | 0 | 0 | 0 | 0.32193 | 0 | 0 | 0 | 0 | 0 | 0 | 0 | 0.18826 | 0 | 0 | 0 | 0.18826 | 0 | 0 | 0 | 0 | 0 | 0 | 0 | 0.18826 | 0 | 0 | 0 | 0.18826
|  |  | 3 | 3 |  | 0.029688 | 1.7268 | 0.97284 | 0.0225 | 0.025095 |  | 0.029688 | 1.7268 | 0.97284 | 0.0225 | 0.027501 |  | 0 | 0 | 0 | 0 | 0 |  | 0.029688 | 1.0098 | 1.6898 | 0.0225 | 0.025095 |  | 0 | 0 | 0 | 0 | 0 |  | 0.029688 | 1.0098 | 1.5163 | 0.19605 | 0.025095
| 132kV UG Cable (Oil) |  |  |  | C1 | 3.5961 | 1.1914 | 0.49059 | 26.2065 | 0.35034 | 31.835 | 3.5961 | 1.1914 | 0.49059 | 32.7489 | 0.68246 | 38.7095 | 0 | 0 | 0 | 0 | 0 | 0 | 2.7212 | 1.4652 | 0.4801 | 26.8978 | 0.35481 | 31.9191 | 0 | 0 | 0 | 0 | 0 | 0 | 1.7391 | 0.29854 | 1.5691 | 10.7942 | 1.1659 | 15.5669
[5 empty] | C2 | 0.20512 | 1.2017 | 0.86182 | 18.862 | 4.5063 | 25.6369 | 0.20512 | 1.2017 | 0.86182 | 23.5708 | 8.7782 | 34.6176 | 0 | 0 | 0 | 0 | 0 | 0 | 0.15522 | 1.4778 | 0.84338 | 19.3595 | 4.5638 | 26.3997 | 0 | 0 | 0 | 0 | 0 | 0 | 0.099194 | 0.30111 | 2.7565 | 7.7691 | 14.9965 | 25.9225
[5 empty] | C3 | 6.143 | 1.7044 | 2.2461 | 18.6609 | 10.8055 | 39.5599 | 6.143 | 1.7044 | 2.2461 | 23.3195 | 21.0489 | 54.462 | 0 | 0 | 0 | 0 | 0 | 0 | 4.6485 | 2.0961 | 2.2083 | 19.1531 | 10.9434 | 39.0494 | 0 | 0 | 0 | 0 | 0 | 0 | 2.9707 | 0.42709 | 6.1298 | 7.6863 | 35.9597 | 53.1736
[5 empty] | C4 | 3.2044 | 0.74556 | 0.15553 | 9.0515 | 3.6554 | 16.8124 | 3.2044 | 0.74556 | 0.15553 | 11.3112 | 7.1206 | 22.5374 | 0 | 0 | 0 | 0 | 0 | 0 | 2.4248 | 0.91688 | 0.14194 | 9.2903 | 3.702 | 16.476 | 0 | 0 | 0 | 0 | 0 | 0 | 1.5496 | 0.18682 | 1.5519 | 3.7283 | 12.1648 | 19.1813
|  |  | 114 | 70 |  | 13.1487 | 4.8431 | 3.7541 | 72.781 | 19.3175 |  | 13.1487 | 4.8431 | 3.7541 | 90.9505 | 37.6302 |  | 0 | 0 | 0 | 0 | 0 |  | 9.9498 | 5.956 | 3.6738 | 74.7007 | 19.5641 |  | 0 | 0 | 0 | 0 | 0 |  | 6.3586 | 1.2136 | 12.0073 | 29.9778 | 64.2869
| 132kV UG Cable (Non Pressurised) |  |  |  | C1 | 17.9762 | 0.52659 | 0 | 0 | 0.0073733 | 18.5102 | 9.9624 | 0.52659 | 0 | 0 | 0.0082235 | 10.4972 | 0 | 0 | 0 | 0 | 0 | 0 | 17.9762 | 0.52598 | 0 | 0 | 0.0073733 | 18.5096 | 0 | 0 | 0 | 0 | 0 | 0 | 17.9762 | 0.52598 | 0 | 0 | 0.0073733 | 18.5096
[5 empty] | C2 | 29.8012 | 1.0915 | 0.03025 | 0.0123 | 0.0098361 | 30.945 | 16.5157 | 1.0915 | 0.03025 | 0.0123 | 0.01097 | 17.6607 | 0 | 0 | 0 | 0 | 0 | 0 | 29.8012 | 1.0902 | 0.036233 | 0.0123 | 0.0098361 | 30.9497 | 0 | 0 | 0 | 0 | 0 | 0 | 29.8012 | 1.0902 | 0.036233 | 0.0123 | 0.0098361 | 30.9497
[5 empty] | C3 | 25.1015 | 3.1239 | 0 | 0 | 0.0077689 | 28.2332 | 13.9112 | 3.1239 | 0 | 0 | 0.0086648 | 17.0437 | 0 | 0 | 0 | 0 | 0 | 0 | 25.1015 | 3.1203 | 0 | 0 | 0.0077689 | 28.2296 | 0 | 0 | 0 | 0 | 0 | 0 | 25.1015 | 3.1203 | 0 | 0 | 0.0077689 | 28.2296
[5 empty] | C4 | 11.9857 | 0.48136 | 0 | 0 | 0.15218 | 12.6193 | 6.6424 | 0.48136 | 0 | 0 | 0.16973 | 7.2935 | 0 | 0 | 0 | 0 | 0 | 0 | 11.9857 | 0.48081 | 0 | 0 | 0.15218 | 12.6187 | 0 | 0 | 0 | 0 | 0 | 0 | 11.9857 | 0.48081 | 0 | 0 | 0.15218 | 12.6187
|  |  | 90 | 144 |  | 84.8646 | 5.2233 | 0.03025 | 0.0123 | 0.17716 |  | 47.0316 | 5.2233 | 0.03025 | 0.0123 | 0.19759 |  | 0 | 0 | 0 | 0 | 0 |  | 84.8646 | 5.2173 | 0.036233 | 0.0123 | 0.17716 |  | 0 | 0 | 0 | 0 | 0 |  | 84.8646 | 5.2173 | 0.036233 | 0.0123 | 0.17716
| 132kV OHL Support - Tower |  |  |  | C1 | 124 | 332 | 101 | 18 | 99 | 674 | 49 | 183 | 125 | 23 | 294 | 674 | 97 | 25 | -48 | -16 | -58 | 0 | 103 | 198 | 200 | 48 | 125 | 674 | 122 | 162 | -77 | -77 | -130 | 0 | 26 | 98 | 187 | 190 | 173 | 674
[5 empty] | C2 | 141 | 475 | 81 | 38 | 178 | 913 | 64 | 230 | 95 | 54 | 470 | 913 | 152 | 56 | -65 | -41 | -102 | 0 | 128 | 302 | 214 | 41 | 228 | 913 | 186 | 144 | -88 | -64 | -178 | 0 | 33 | 104 | 295 | 212 | 269 | 913
[5 empty] | C3 | 83 | 278 | 18 | 4 | 26 | 409 | 63 | 161 | 30 | 16 | 139 | 409 | 17 | 8 | -8 | 0 | -17 | 0 | 65 | 153 | 147 | 13 | 31 | 409 | 32 | 57 | -20 | -30 | -39 | 0 | 31 | 47 | 140 | 147 | 44 | 409
[5 empty] | C4 | 67 | 50 | 0 | 1 | 1 | 119 | 0 | 22 | 41 | 22 | 34 | 119 | 0 | 0 | 0 | 0 | 0 | 0 | 2 | 100 | 15 | 0 | 2 | 119 | 6 | 0 | -4 | -2 | 0 | 0 | 0 | 67 | 35 | 15 | 2 | 119
|  |  | 2115 | 2115 |  | 415 | 1135 | 200 | 61 | 304 |  | 176 | 596 | 291 | 115 | 937 |  | 266 | 89 | -121 | -57 | -177 |  | 298 | 753 | 576 | 102 | 386 |  | 346 | 363 | -189 | -173 | -347 |  | 90 | 316 | 657 | 564 | 488
| 132kV OHL Fittings and Conductors (Tower Lines) |  |  |  | C1 | 17.3553 | 308.5563 | 191.7861 | 385.3717 | 101.7617 | 1004.8311 | 15.9338 | 226.7885 | 155.2854 | 406.7512 | 200.0722 | 1004.8311 | 0 | 0 | 35.9038 | 0 | -35.9038 | 0 | 17.3553 | 108.8709 | 386.8952 | 84.4571 | 407.2526 | 1004.8311 | 0 | 0 | 35.9038 | 0 | -35.9038 | 0 | 10.355 | 52.1953 | 289.0207 | 227.3811 | 425.8789 | 1004.8311
[5 empty] | C2 | 1.5169 | 1.954 | 0.61843 | 9.5793 | 1.8849 | 15.5536 | 1.5169 | 1.3767 | 0.61843 | 9.5793 | 2.4622 | 15.5536 | 0 | 0 | 1.3161 | 0 | -1.3161 | 0 | 1.5169 | 1.954 | 0.61843 | 0 | 11.4642 | 15.5536 | 0 | 0 | 1.3161 | 0 | -1.3161 | 0 | 0 | 2.0942 | 1.3767 | 0.61843 | 11.4642 | 15.5536
[5 empty] | C3 | 0 | 9.6463 | 0.96847 | 21.7879 | 1.6613 | 34.064 | 0 | 8.8499 | 1.1952 | 21.7879 | 2.231 | 34.064 | 0 | 0 | 0 | 0 | 0 | 0 | 0 | 2.5303 | 8.0845 | 2.4762 | 20.973 | 34.064 | 0 | 0 | 0 | 0 | 0 | 0 | 0 | 2.0016 | 8.1061 | 1.6122 | 22.344 | 34.064
[5 empty] | C4 | 0 | 0 | 0 | 0 | 0 | 0 | 0 | 0 | 0 | 0 | 0 | 0 | 0 | 0 | 0 | 0 | 0 | 0 | 0 | 0 | 0 | 0 | 0 | 0 | 0 | 0 | 0 | 0 | 0 | 0 | 0 | 0 | 0 | 0 | 0 | 0
|  |  | 1054 | 1054 |  | 18.8722 | 320.1565 | 193.373 | 416.7389 | 105.3079 |  | 17.4507 | 237.0151 | 157.0991 | 438.1184 | 204.7654 |  | 0 | 0 | 37.2199 | 0 | -37.2199 |  | 18.8722 | 113.3552 | 395.5981 | 86.9333 | 439.6898 |  | 0 | 0 | 37.2199 | 0 | -37.2199 |  | 10.355 | 56.2911 | 298.5035 | 229.6118 | 459.6872
| [Please insert new asset category as required] |  |  |  | C1 | 0 | 0 | 0 | 0 | 0 | 0 | 0 | 0 | 0 | 0 | 0 | 0 | [5 empty] | 0 | 0 | 0 | 0 | 0 | 0 | 0 | [5 empty] | 0 | 0 | 0 | 0 | 0 | 0 | 0
[5 empty] | C2 | 0 | 0 | 0 | 0 | 0 | 0 | 0 | 0 | 0 | 0 | 0 | 0 | [5 empty] | 0 | 0 | 0 | 0 | 0 | 0 | 0 | [5 empty] | 0 | 0 | 0 | 0 | 0 | 0 | 0
[5 empty] | C3 | 0 | 0 | 0 | 0 | 0 | 0 | 0 | 0 | 0 | 0 | 0 | 0 | [5 empty] | 0 | 0 | 0 | 0 | 0 | 0 | 0 | [5 empty] | 0 | 0 | 0 | 0 | 0 | 0 | 0
[5 empty] | C4 | 0 | 0 | 0 | 0 | 0 | 0 | 0 | 0 | 0 | 0 | 0 | 0 | [5 empty] | 0 | 0 | 0 | 0 | 0 | 0 | 0 | [5 empty] | 0 | 0 | 0 | 0 | 0 | 0 | 0
|  |  | 0 | 0 |  | 0 | 0 | 0 | 0 | 0 |  | 0 | 0 | 0 | 0 | 0 |  | 0 | 0 | 0 | 0 | 0 |  | 0 | 0 | 0 | 0 | 0 |  | 0 | 0 | 0 | 0 | 0 |  | 0 | 0 | 0 | 0 | 0
| [Please insert new asset category as required] |  |  |  | C1 | 0 | 0 | 0 | 0 | 0 | 0 | 0 | 0 | 0 | 0 | 0 | 0 | [5 empty] | 0 | 0 | 0 | 0 | 0 | 0 | 0 | [5 empty] | 0 | 0 | 0 | 0 | 0 | 0 | 0
[5 empty] | C2 | 0 | 0 | 0 | 0 | 0 | 0 | 0 | 0 | 0 | 0 | 0 | 0 | [5 empty] | 0 | 0 | 0 | 0 | 0 | 0 | 0 | [5 empty] | 0 | 0 | 0 | 0 | 0 | 0 | 0
[5 empty] | C3 | 0 | 0 | 0 | 0 | 0 | 0 | 0 | 0 | 0 | 0 | 0 | 0 | [5 empty] | 0 | 0 | 0 | 0 | 0 | 0 | 0 | [5 empty] | 0 | 0 | 0 | 0 | 0 | 0 | 0
[5 empty] | C4 | 0 | 0 | 0 | 0 | 0 | 0 | 0 | 0 | 0 | 0 | 0 | 0 | [5 empty] | 0 | 0 | 0 | 0 | 0 | 0 | 0 | [5 empty] | 0 | 0 | 0 | 0 | 0 | 0 | 0
|  |  | 0 | 0 |  | 0 | 0 | 0 | 0 | 0 |  | 0 | 0 | 0 | 0 | 0 |  | 0 | 0 | 0 | 0 | 0 |  | 0 | 0 | 0 | 0 | 0 |  | 0 | 0 | 0 | 0 | 0 |  | 0 | 0 | 0 | 0 | 0
| [Please insert new asset category as required] |  |  |  | C1 | 0 | 0 | 0 | 0 | 0 | 0 | 0 | 0 | 0 | 0 | 0 | 0 | [5 empty] | 0 | 0 | 0 | 0 | 0 | 0 | 0 | [5 empty] | 0 | 0 | 0 | 0 | 0 | 0 | 0
[5 empty] | C2 | 0 | 0 | 0 | 0 | 0 | 0 | 0 | 0 | 0 | 0 | 0 | 0 | [5 empty] | 0 | 0 | 0 | 0 | 0 | 0 | 0 | [5 empty] | 0 | 0 | 0 | 0 | 0 | 0 | 0
[5 empty] | C3 | 0 | 0 | 0 | 0 | 0 | 0 | 0 | 0 | 0 | 0 | 0 | 0 | [5 empty] | 0 | 0 | 0 | 0 | 0 | 0 | 0 | [5 empty] | 0 | 0 | 0 | 0 | 0 | 0 | 0
[5 empty] | C4 | 0 | 0 | 0 | 0 | 0 | 0 | 0 | 0 | 0 | 0 | 0 | 0 | [5 empty] | 0 | 0 | 0 | 0 | 0 | 0 | 0 | [5 empty] | 0 | 0 | 0 | 0 | 0 | 0 | 0
|  |  | 0 | 0 |  | 0 | 0 | 0 | 0 | 0 |  | 0 | 0 | 0 | 0 | 0 |  | 0 | 0 | 0 | 0 | 0 |  | 0 | 0 | 0 | 0 | 0 |  | 0 | 0 | 0 | 0 | 0 |  | 0 | 0 | 0 | 0 | 0
| [Please insert new asset category as required] |  |  |  | C1 | 0 | 0 | 0 | 0 | 0 | 0 | 0 | 0 | 0 | 0 | 0 | 0 | [5 empty] | 0 | 0 | 0 | 0 | 0 | 0 | 0 | [5 empty] | 0 | 0 | 0 | 0 | 0 | 0 | 0
[5 empty] | C2 | 0 | 0 | 0 | 0 | 0 | 0 | 0 | 0 | 0 | 0 | 0 | 0 | [5 empty] | 0 | 0 | 0 | 0 | 0 | 0 | 0 | [5 empty] | 0 | 0 | 0 | 0 | 0 | 0 | 0
[5 empty] | C3 | 0 | 0 | 0 | 0 | 0 | 0 | 0 | 0 | 0 | 0 | 0 | 0 | [5 empty] | 0 | 0 | 0 | 0 | 0 | 0 | 0 | [5 empty] | 0 | 0 | 0 | 0 | 0 | 0 | 0
[5 empty] | C4 | 0 | 0 | 0 | 0 | 0 | 0 | 0 | 0 | 0 | 0 | 0 | 0 | [5 empty] | 0 | 0 | 0 | 0 | 0 | 0 | 0 | [5 empty] | 0 | 0 | 0 | 0 | 0 | 0 | 0
|  |  | 0 | 0 |  | 0 | 0 | 0 | 0 | 0 |  | 0 | 0 | 0 | 0 | 0 |  | 0 | 0 | 0 | 0 | 0 |  | 0 | 0 | 0 | 0 | 0 |  | 0 | 0 | 0 | 0 | 0 |  | 0 | 0 | 0 | 0 | 0
| [Please insert new asset category as required] |  |  |  | C1 | 0 | 0 | 0 | 0 | 0 | 0 | 0 | 0 | 0 | 0 | 0 | 0 | [5 empty] | 0 | 0 | 0 | 0 | 0 | 0 | 0 | [5 empty] | 0 | 0 | 0 | 0 | 0 | 0 | 0
[5 empty] | C2 | 0 | 0 | 0 | 0 | 0 | 0 | 0 | 0 | 0 | 0 | 0 | 0 | [5 empty] | 0 | 0 | 0 | 0 | 0 | 0 | 0 | [5 empty] | 0 | 0 | 0 | 0 | 0 | 0 | 0
[5 empty] | C3 | 0 | 0 | 0 | 0 | 0 | 0 | 0 | 0 | 0 | 0 | 0 | 0 | [5 empty] | 0 | 0 | 0 | 0 | 0 | 0 | 0 | [5 empty] | 0 | 0 | 0 | 0 | 0 | 0 | 0
[5 empty] | C4 | 0 | 0 | 0 | 0 | 0 | 0 | 0 | 0 | 0 | 0 | 0 | 0 | [5 empty] | 0 | 0 | 0 | 0 | 0 | 0 | 0 | [5 empty] | 0 | 0 | 0 | 0 | 0 | 0 | 0
|  |  | 0 | 0 |  | 0 | 0 | 0 | 0 | 0 |  | 0 | 0 | 0 | 0 | 0 |  | 0 | 0 | 0 | 0 | 0 |  | 0 | 0 | 0 | 0 | 0 |  | 0 | 0 | 0 | 0 | 0 |  | 0 | 0 | 0 | 0 | 0
Other
| Submarine Cables |  |  |  | C1 | 0 | 0 | 0 | 0 | 0 | 0 | 0 | 0 | 0 | 0 | 0 | 0 | [5 empty] | 0 | 0 | 0 | 0 | 0 | 0 | 0 | [5 empty] | 0 | 0 | 0 | 0 | 0 | 0 | 0
[5 empty] | C2 | 0 | 0 | 0 | 0 | 0 | 0 | 0 | 0 | 0 | 0 | 0 | 0 | [5 empty] | 0 | 0 | 0 | 0 | 0 | 0 | 0 | [5 empty] | 0 | 0 | 0 | 0 | 0 | 0 | 0
[5 empty] | C3 | 0 | 0 | 0 | 0 | 0 | 0 | 0 | 0 | 0 | 0 | 0 | 0 | [5 empty] | 0 | 0 | 0 | 0 | 0 | 0 | 0 | [5 empty] | 0 | 0 | 0 | 0 | 0 | 0 | 0
[5 empty] | C4 | 0 | 0 | 0 | 0 | 0 | 0 | 0 | 0 | 0 | 0 | 0 | 0 | [5 empty] | 0 | 0 | 0 | 0 | 0 | 0 | 0 | [5 empty] | 0 | 0 | 0 | 0 | 0 | 0 | 0
|  |  | 0 | 0 |  | 0 | 0 | 0 | 0 | 0 |  | 0 | 0 | 0 | 0 | 0 |  | 0 | 0 | 0 | 0 | 0 |  | 0 | 0 | 0 | 0 | 0 |  | 0 | 0 | 0 | 0 | 0 |  | 0 | 0 | 0 | 0 | 0
| [Please insert new asset category as required] |  |  |  | C1 | 0 | 0 | 0 | 0 | 0 | 0 | 0 | 0 | 0 | 0 | 0 | 0 | [5 empty] | 0 | 0 | 0 | 0 | 0 | 0 | 0 | [5 empty] | 0 | 0 | 0 | 0 | 0 | 0 | 0
[5 empty] | C2 | 0 | 0 | 0 | 0 | 0 | 0 | 0 | 0 | 0 | 0 | 0 | 0 | [5 empty] | 0 | 0 | 0 | 0 | 0 | 0 | 0 | [5 empty] | 0 | 0 | 0 | 0 | 0 | 0 | 0
[5 empty] | C3 | 0 | 0 | 0 | 0 | 0 | 0 | 0 | 0 | 0 | 0 | 0 | 0 | [5 empty] | 0 | 0 | 0 | 0 | 0 | 0 | 0 | [5 empty] | 0 | 0 | 0 | 0 | 0 | 0 | 0
[5 empty] | C4 | 0 | 0 | 0 | 0 | 0 | 0 | 0 | 0 | 0 | 0 | 0 | 0 | [5 empty] | 0 | 0 | 0 | 0 | 0 | 0 | 0 | [5 empty] | 0 | 0 | 0 | 0 | 0 | 0 | 0
|  |  | 0 | 0 |  | 0 | 0 | 0 | 0 | 0 |  | 0 | 0 | 0 | 0 | 0 |  | 0 | 0 | 0 | 0 | 0 |  | 0 | 0 | 0 | 0 | 0 |  | 0 | 0 | 0 | 0 | 0 |  | 0 | 0 | 0 | 0 | 0
| [Please insert new asset category as required] |  |  |  | C1 | 0 | 0 | 0 | 0 | 0 | 0 | 0 | 0 | 0 | 0 | 0 | 0 | [5 empty] | 0 | 0 | 0 | 0 | 0 | 0 | 0 | [5 empty] | 0 | 0 | 0 | 0 | 0 | 0 | 0
[5 empty] | C2 | 0 | 0 | 0 | 0 | 0 | 0 | 0 | 0 | 0 | 0 | 0 | 0 | [5 empty] | 0 | 0 | 0 | 0 | 0 | 0 | 0 | [5 empty] | 0 | 0 | 0 | 0 | 0 | 0 | 0
[5 empty] | C3 | 0 | 0 | 0 | 0 | 0 | 0 | 0 | 0 | 0 | 0 | 0 | 0 | [5 empty] | 0 | 0 | 0 | 0 | 0 | 0 | 0 | [5 empty] | 0 | 0 | 0 | 0 | 0 | 0 | 0
[5 empty] | C4 | 0 | 0 | 0 | 0 | 0 | 0 | 0 | 0 | 0 | 0 | 0 | 0 | [5 empty] | 0 | 0 | 0 | 0 | 0 | 0 | 0 | [5 empty] | 0 | 0 | 0 | 0 | 0 | 0 | 0
|  |  | 0 | 0 |  | 0 | 0 | 0 | 0 | 0 |  | 0 | 0 | 0 | 0 | 0 |  | 0 | 0 | 0 | 0 | 0 |  | 0 | 0 | 0 | 0 | 0 |  | 0 | 0 | 0 | 0 | 0 |  | 0 | 0 | 0 | 0 | 0
| [Please insert new asset category as required] |  |  |  | C1 | 0 | 0 | 0 | 0 | 0 | 0 | 0 | 0 | 0 | 0 | 0 | 0 | [5 empty] | 0 | 0 | 0 | 0 | 0 | 0 | 0 | [5 empty] | 0 | 0 | 0 | 0 | 0 | 0 | 0
[5 empty] | C2 | 0 | 0 | 0 | 0 | 0 | 0 | 0 | 0 | 0 | 0 | 0 | 0 | [5 empty] | 0 | 0 | 0 | 0 | 0 | 0 | 0 | [5 empty] | 0 | 0 | 0 | 0 | 0 | 0 | 0
[5 empty] | C3 | 0 | 0 | 0 | 0 | 0 | 0 | 0 | 0 | 0 | 0 | 0 | 0 | [5 empty] | 0 | 0 | 0 | 0 | 0 | 0 | 0 | [5 empty] | 0 | 0 | 0 | 0 | 0 | 0 | 0
[5 empty] | C4 | 0 | 0 | 0 | 0 | 0 | 0 | 0 | 0 | 0 | 0 | 0 | 0 | [5 empty] | 0 | 0 | 0 | 0 | 0 | 0 | 0 | [5 empty] | 0 | 0 | 0 | 0 | 0 | 0 | 0
|  |  | 0 | 0 |  | 0 | 0 | 0 | 0 | 0 |  | 0 | 0 | 0 | 0 | 0 |  | 0 | 0 | 0 | 0 | 0 |  | 0 | 0 | 0 | 0 | 0 |  | 0 | 0 | 0 | 0 | 0 |  | 0 | 0 | 0 | 0 | 0
| [Please insert new asset category as required] |  |  |  | C1 | 0 | 0 | 0 | 0 | 0 | 0 | 0 | 0 | 0 | 0 | 0 | 0 | [5 empty] | 0 | 0 | 0 | 0 | 0 | 0 | 0 | [5 empty] | 0 | 0 | 0 | 0 | 0 | 0 | 0
[5 empty] | C2 | 0 | 0 | 0 | 0 | 0 | 0 | 0 | 0 | 0 | 0 | 0 | 0 | [5 empty] | 0 | 0 | 0 | 0 | 0 | 0 | 0 | [5 empty] | 0 | 0 | 0 | 0 | 0 | 0 | 0
[5 empty] | C3 | 0 | 0 | 0 | 0 | 0 | 0 | 0 | 0 | 0 | 0 | 0 | 0 | [5 empty] | 0 | 0 | 0 | 0 | 0 | 0 | 0 | [5 empty] | 0 | 0 | 0 | 0 | 0 | 0 | 0
[5 empty] | C4 | 0 | 0 | 0 | 0 | 0 | 0 | 0 | 0 | 0 | 0 | 0 | 0 | [5 empty] | 0 | 0 | 0 | 0 | 0 | 0 | 0 | [5 empty] | 0 | 0 | 0 | 0 | 0 | 0 | 0
|  |  | 0 | 0 |  | 0 | 0 | 0 | 0 | 0 |  | 0 | 0 | 0 | 0 | 0 |  | 0 | 0 | 0 | 0 | 0 |  | 0 | 0 | 0 | 0 | 0 |  | 0 | 0 | 0 | 0 | 0 |  | 0 | 0 | 0 | 0 | 0
| [Please insert new asset category as required] |  |  |  | C1 | 0 | 0 | 0 | 0 | 0 | 0 | 0 | 0 | 0 | 0 | 0 | 0 | [5 empty] | 0 | 0 | 0 | 0 | 0 | 0 | 0 | [5 empty] | 0 | 0 | 0 | 0 | 0 | 0 | 0
[5 empty] | C2 | 0 | 0 | 0 | 0 | 0 | 0 | 0 | 0 | 0 | 0 | 0 | 0 | [5 empty] | 0 | 0 | 0 | 0 | 0 | 0 | 0 | [5 empty] | 0 | 0 | 0 | 0 | 0 | 0 | 0
[5 empty] | C3 | 0 | 0 | 0 | 0 | 0 | 0 | 0 | 0 | 0 | 0 | 0 | 0 | [5 empty] | 0 | 0 | 0 | 0 | 0 | 0 | 0 | [5 empty] | 0 | 0 | 0 | 0 | 0 | 0 | 0
[5 empty] | C4 | 0 | 0 | 0 | 0 | 0 | 0 | 0 | 0 | 0 | 0 | 0 | 0 | [5 empty] | 0 | 0 | 0 | 0 | 0 | 0 | 0 | [5 empty] | 0 | 0 | 0 | 0 | 0 | 0 | 0
|  |  | 0 | 0 |  | 0 | 0 | 0 | 0 | 0 |  | 0 | 0 | 0 | 0 | 0 |  | 0 | 0 | 0 | 0 | 0 |  | 0 | 0 | 0 | 0 | 0 |  | 0 | 0 | 0 | 0 | 0 |  | 0 | 0 | 0 | 0 | 0
| TOTAL |  | 248959 | 244634 |  | 92264.136 | 88102.8118 | 37234.2111 | 21687.6958 | 9670.9682 |  | 82037.5896 | 88257.3208 | 39262.3012 | 26905.022 | 13958.0902 |  | 274.2326 | 135.0482 | -95.8964 | -59.8837 | -253.5008 |  | 77547.4238 | 74588.3626 | 54011.631 | 26959.9159 | 15856.4896 |  | 355.3489 | 419.0482 | -159.8964 | -168.8837 | -445.6171 |  | 66169.238 | 66904.5677 | 56783.5243 | 31752.9291 | 27353.5637
Health Index Definitions
|  |  | HI1 | New or as new
|  |  | HI2 | Good or seviceable condition
|  |  | HI3 | Deterioration requires assessment and monitoring
|  |  | HI4 | Material deterioration, intervention requires consideration
|  |  | HI5 | End of serviceable life, intervention required
Criticality Index Definitions
|  |  | C1 | Low criticality
|  |  | C2 | Average criticality
|  |  | C3 | High criticality
|  |  | C4 | Very high criticality

## NAW5 - General Reinfor - NPgY
NAW5: Secondary deliverables RIIO-ED1 - General reinforcement
NPgY
Price base (2012/13)
| ASSET CATEGORIES |  | ASSET REGISTER |  |  | End of DPCR5 (31 March 2015) with investment | [5 empty] | End of DPCR5 (31 March 2015) without investment | [5 empty] | Mid-Period Review (31 March 2019) planned investment | [5 empty] | Mid-Period Review (31 March 2019) without investment | [5 empty] | End of RIIO-ED1 (31 March 2023) planned investment | [5 empty] | End of RIIO-ED1 (31 March 2023) without investment
Is it your current intention to have a health index for this asset category in the RIIO-ED1 control period.
|  |  | as at 31st March 2015 | as at 31st March 2023 |  | HI 1 | HI 2 | HI 3 | HI 4 | HI 5 |  | HI 1 | HI 2 | HI 3 | HI 4 | HI 5 |  | HI 1 | HI 2 | HI 3 | HI 4 | HI 5 |  | HI 1 | HI 2 | HI 3 | HI 4 | HI 5 |  | HI 1 | HI 2 | HI 3 | HI 4 | HI 5 |  | HI 1 | HI 2 | HI 3 | HI 4 | HI 5
LV Network
| LV Switchgear and Other |  |  |  | C1 | 0 | 0 | 0 | 0 | 0 | 0 | 0 | 0 | 0 | 0 | 0 | 0 | [5 empty] | 0 | 0 | 0 | 0 | 0 | 0 | 0 | [5 empty] | 0 | 0 | 0 | 0 | 0 | 0 | 0 | Yes
[5 empty] | C2 | 0 | 0 | 0 | 0 | 0 | 0 | 0 | 0 | 0 | 0 | 0 | 0 | [5 empty] | 0 | 0 | 0 | 0 | 0 | 0 | 0 | [5 empty] | 0 | 0 | 0 | 0 | 0 | 0 | 0 | No
[5 empty] | C3 | 0 | 0 | 0 | 0 | 0 | 0 | 0 | 0 | 0 | 0 | 0 | 0 | [5 empty] | 0 | 0 | 0 | 0 | 0 | 0 | 0 | [5 empty] | 0 | 0 | 0 | 0 | 0 | 0 | 0
[5 empty] | C4 | 0 | 0 | 0 | 0 | 0 | 0 | 0 | 0 | 0 | 0 | 0 | 0 | [5 empty] | 0 | 0 | 0 | 0 | 0 | 0 | 0 | [5 empty] | 0 | 0 | 0 | 0 | 0 | 0 | 0
|  |  | 0 | 0 |  | 0 | 0 | 0 | 0 | 0 |  | 0 | 0 | 0 | 0 | 0 |  | 0 | 0 | 0 | 0 | 0 |  | 0 | 0 | 0 | 0 | 0 |  | 0 | 0 | 0 | 0 | 0 |  | 0 | 0 | 0 | 0 | 0
| LV UGB |  |  |  | C1 | 0 | 0 | 0 | 0 | 0 | 0 | 0 | 0 | 0 | 0 | 0 | 0 | [5 empty] | 0 | 0 | 0 | 0 | 0 | 0 | 0 | [5 empty] | 0 | 0 | 0 | 0 | 0 | 0 | 0
[5 empty] | C2 | 0 | 0 | 0 | 0 | 0 | 0 | 0 | 0 | 0 | 0 | 0 | 0 | [5 empty] | 0 | 0 | 0 | 0 | 0 | 0 | 0 | [5 empty] | 0 | 0 | 0 | 0 | 0 | 0 | 0
[5 empty] | C3 | 0 | 0 | 0 | 0 | 0 | 0 | 0 | 0 | 0 | 0 | 0 | 0 | [5 empty] | 0 | 0 | 0 | 0 | 0 | 0 | 0 | [5 empty] | 0 | 0 | 0 | 0 | 0 | 0 | 0
[5 empty] | C4 | 0 | 0 | 0 | 0 | 0 | 0 | 0 | 0 | 0 | 0 | 0 | 0 | [5 empty] | 0 | 0 | 0 | 0 | 0 | 0 | 0 | [5 empty] | 0 | 0 | 0 | 0 | 0 | 0 | 0
|  |  | 0 | 0 |  | 0 | 0 | 0 | 0 | 0 |  | 0 | 0 | 0 | 0 | 0 |  | 0 | 0 | 0 | 0 | 0 |  | 0 | 0 | 0 | 0 | 0 |  | 0 | 0 | 0 | 0 | 0 |  | 0 | 0 | 0 | 0 | 0
| LV OHL Support |  |  |  | C1 | 5357 | 6892 | 5016 | 1451 | 1340 | 20056 | 4772 | 6932 | 5147 | 1702 | 1534 | 20087 | [5 empty] | 0 | 4542 | 5140 | 6085 | 2520 | 1889 | 20176 | [5 empty] | 0 | 3837 | 4955 | 4832 | 2877 | 3536 | 20037
[5 empty] | C2 | 4658 | 7204 | 4315 | 965 | 1326 | 18468 | 4138 | 7241 | 4423 | 1245 | 1541 | 18588 | [5 empty] | 0 | 3963 | 5386 | 5236 | 1888 | 1884 | 18357 | [5 empty] | 0 | 3363 | 5200 | 4172 | 2200 | 3548 | 18483
[5 empty] | C3 | 576 | 1330 | 735 | 423 | 307 | 3371 | 515 | 1339 | 756 | 423 | 307 | 3340 | [5 empty] | 0 | 483 | 988 | 895 | 602 | 411 | 3379 | [5 empty] | 0 | 404 | 951 | 705 | 660 | 727 | 3447
[5 empty] | C4 | 1135 | 2481 | 1627 | 284 | 360 | 5887 | 1013 | 2497 | 1670 | 378 | 434 | 5992 | [5 empty] | 0 | 961 | 1849 | 1969 | 575 | 516 | 5870 | [5 empty] | 0 | 810 | 1782 | 1564 | 672 | 987 | 5815
|  |  | 47782 | 46782 |  | 11726 | 17907 | 11693 | 3123 | 3333 |  | 10438 | 18009 | 11996 | 3748 | 3816 |  | 0 | 0 | 0 | 0 | 0 |  | 9949 | 13363 | 14185 | 5585 | 4700 |  | 0 | 0 | 0 | 0 | 0 |  | 8414 | 12888 | 11273 | 6409 | 8798
| [Please insert new asset category as required] |  |  |  | C1 | 0 | 0 | 0 | 0 | 0 | 0 | 0 | 0 | 0 | 0 | 0 | 0 | [5 empty] | 0 | 0 | 0 | 0 | 0 | 0 | 0 | [5 empty] | 0 | 0 | 0 | 0 | 0 | 0 | 0
[5 empty] | C2 | 0 | 0 | 0 | 0 | 0 | 0 | 0 | 0 | 0 | 0 | 0 | 0 | [5 empty] | 0 | 0 | 0 | 0 | 0 | 0 | 0 | [5 empty] | 0 | 0 | 0 | 0 | 0 | 0 | 0
[5 empty] | C3 | 0 | 0 | 0 | 0 | 0 | 0 | 0 | 0 | 0 | 0 | 0 | 0 | [5 empty] | 0 | 0 | 0 | 0 | 0 | 0 | 0 | [5 empty] | 0 | 0 | 0 | 0 | 0 | 0 | 0
[5 empty] | C4 | 0 | 0 | 0 | 0 | 0 | 0 | 0 | 0 | 0 | 0 | 0 | 0 | [5 empty] | 0 | 0 | 0 | 0 | 0 | 0 | 0 | [5 empty] | 0 | 0 | 0 | 0 | 0 | 0 | 0
|  |  | 0 | 0 |  | 0 | 0 | 0 | 0 | 0 |  | 0 | 0 | 0 | 0 | 0 |  | 0 | 0 | 0 | 0 | 0 |  | 0 | 0 | 0 | 0 | 0 |  | 0 | 0 | 0 | 0 | 0 |  | 0 | 0 | 0 | 0 | 0
| [Please insert new asset category as required] |  |  |  | C1 | 0 | 0 | 0 | 0 | 0 | 0 | 0 | 0 | 0 | 0 | 0 | 0 | [5 empty] | 0 | 0 | 0 | 0 | 0 | 0 | 0 | [5 empty] | 0 | 0 | 0 | 0 | 0 | 0 | 0
[5 empty] | C2 | 0 | 0 | 0 | 0 | 0 | 0 | 0 | 0 | 0 | 0 | 0 | 0 | [5 empty] | 0 | 0 | 0 | 0 | 0 | 0 | 0 | [5 empty] | 0 | 0 | 0 | 0 | 0 | 0 | 0
[5 empty] | C3 | 0 | 0 | 0 | 0 | 0 | 0 | 0 | 0 | 0 | 0 | 0 | 0 | [5 empty] | 0 | 0 | 0 | 0 | 0 | 0 | 0 | [5 empty] | 0 | 0 | 0 | 0 | 0 | 0 | 0
[5 empty] | C4 | 0 | 0 | 0 | 0 | 0 | 0 | 0 | 0 | 0 | 0 | 0 | 0 | [5 empty] | 0 | 0 | 0 | 0 | 0 | 0 | 0 | [5 empty] | 0 | 0 | 0 | 0 | 0 | 0 | 0
|  |  | 0 | 0 |  | 0 | 0 | 0 | 0 | 0 |  | 0 | 0 | 0 | 0 | 0 |  | 0 | 0 | 0 | 0 | 0 |  | 0 | 0 | 0 | 0 | 0 |  | 0 | 0 | 0 | 0 | 0 |  | 0 | 0 | 0 | 0 | 0
| [Please insert new asset category as required] |  |  |  | C1 | 0 | 0 | 0 | 0 | 0 | 0 | 0 | 0 | 0 | 0 | 0 | 0 | [5 empty] | 0 | 0 | 0 | 0 | 0 | 0 | 0 | [5 empty] | 0 | 0 | 0 | 0 | 0 | 0 | 0
[5 empty] | C2 | 0 | 0 | 0 | 0 | 0 | 0 | 0 | 0 | 0 | 0 | 0 | 0 | [5 empty] | 0 | 0 | 0 | 0 | 0 | 0 | 0 | [5 empty] | 0 | 0 | 0 | 0 | 0 | 0 | 0
[5 empty] | C3 | 0 | 0 | 0 | 0 | 0 | 0 | 0 | 0 | 0 | 0 | 0 | 0 | [5 empty] | 0 | 0 | 0 | 0 | 0 | 0 | 0 | [5 empty] | 0 | 0 | 0 | 0 | 0 | 0 | 0
[5 empty] | C4 | 0 | 0 | 0 | 0 | 0 | 0 | 0 | 0 | 0 | 0 | 0 | 0 | [5 empty] | 0 | 0 | 0 | 0 | 0 | 0 | 0 | [5 empty] | 0 | 0 | 0 | 0 | 0 | 0 | 0
|  |  | 0 | 0 |  | 0 | 0 | 0 | 0 | 0 |  | 0 | 0 | 0 | 0 | 0 |  | 0 | 0 | 0 | 0 | 0 |  | 0 | 0 | 0 | 0 | 0 |  | 0 | 0 | 0 | 0 | 0 |  | 0 | 0 | 0 | 0 | 0
| [Please insert new asset category as required] |  |  |  | C1 | 0 | 0 | 0 | 0 | 0 | 0 | 0 | 0 | 0 | 0 | 0 | 0 | [5 empty] | 0 | 0 | 0 | 0 | 0 | 0 | 0 | [5 empty] | 0 | 0 | 0 | 0 | 0 | 0 | 0
[5 empty] | C2 | 0 | 0 | 0 | 0 | 0 | 0 | 0 | 0 | 0 | 0 | 0 | 0 | [5 empty] | 0 | 0 | 0 | 0 | 0 | 0 | 0 | [5 empty] | 0 | 0 | 0 | 0 | 0 | 0 | 0
[5 empty] | C3 | 0 | 0 | 0 | 0 | 0 | 0 | 0 | 0 | 0 | 0 | 0 | 0 | [5 empty] | 0 | 0 | 0 | 0 | 0 | 0 | 0 | [5 empty] | 0 | 0 | 0 | 0 | 0 | 0 | 0
[5 empty] | C4 | 0 | 0 | 0 | 0 | 0 | 0 | 0 | 0 | 0 | 0 | 0 | 0 | [5 empty] | 0 | 0 | 0 | 0 | 0 | 0 | 0 | [5 empty] | 0 | 0 | 0 | 0 | 0 | 0 | 0
|  |  | 0 | 0 |  | 0 | 0 | 0 | 0 | 0 |  | 0 | 0 | 0 | 0 | 0 |  | 0 | 0 | 0 | 0 | 0 |  | 0 | 0 | 0 | 0 | 0 |  | 0 | 0 | 0 | 0 | 0 |  | 0 | 0 | 0 | 0 | 0
| [Please insert new asset category as required] |  |  |  | C1 | 0 | 0 | 0 | 0 | 0 | 0 | 0 | 0 | 0 | 0 | 0 | 0 | [5 empty] | 0 | 0 | 0 | 0 | 0 | 0 | 0 | [5 empty] | 0 | 0 | 0 | 0 | 0 | 0 | 0
[5 empty] | C2 | 0 | 0 | 0 | 0 | 0 | 0 | 0 | 0 | 0 | 0 | 0 | 0 | [5 empty] | 0 | 0 | 0 | 0 | 0 | 0 | 0 | [5 empty] | 0 | 0 | 0 | 0 | 0 | 0 | 0
[5 empty] | C3 | 0 | 0 | 0 | 0 | 0 | 0 | 0 | 0 | 0 | 0 | 0 | 0 | [5 empty] | 0 | 0 | 0 | 0 | 0 | 0 | 0 | [5 empty] | 0 | 0 | 0 | 0 | 0 | 0 | 0
[5 empty] | C4 | 0 | 0 | 0 | 0 | 0 | 0 | 0 | 0 | 0 | 0 | 0 | 0 | [5 empty] | 0 | 0 | 0 | 0 | 0 | 0 | 0 | [5 empty] | 0 | 0 | 0 | 0 | 0 | 0 | 0
|  |  | 0 | 0 |  | 0 | 0 | 0 | 0 | 0 |  | 0 | 0 | 0 | 0 | 0 |  | 0 | 0 | 0 | 0 | 0 |  | 0 | 0 | 0 | 0 | 0 |  | 0 | 0 | 0 | 0 | 0 |  | 0 | 0 | 0 | 0 | 0
HV Network
| HV Switchgear (GM) - Primary |  |  |  | C1 | 370 | 538 | 402 | 182 | 160 | 1652 | 354 | 538 | 402 | 193 | 160 | 1647 | [5 empty] | 0 | 346 | 470 | 355 | 201 | 275 | 1647 | [5 empty] | 0 | 305 | 323 | 348 | 278 | 393 | 1647
[5 empty] | C2 | 360 | 530 | 441 | 370 | 235 | 1936 | 323 | 532 | 453 | 397 | 239 | 1944 | [5 empty] | 0 | 302 | 415 | 399 | 401 | 427 | 1944 | [5 empty] | 0 | 277 | 255 | 411 | 329 | 672 | 1944
[5 empty] | C3 | 89 | 171 | 146 | 107 | 99 | 612 | 89 | 171 | 146 | 107 | 99 | 612 | [5 empty] | 0 | 87 | 139 | 115 | 123 | 148 | 612 | [5 empty] | 0 | 84 | 94 | 120 | 91 | 223 | 612
[5 empty] | C4 | 6 | 32 | 27 | 4 | 5 | 74 | 6 | 32 | 27 | 4 | 5 | 74 | [5 empty] | 0 | 4 | 20 | 29 | 15 | 6 | 74 | [5 empty] | 0 | 4 | 17 | 17 | 27 | 9 | 74
|  |  | 4274 | 4244 |  | 825 | 1271 | 1016 | 663 | 499 |  | 772 | 1273 | 1028 | 701 | 503 |  | 0 | 0 | 0 | 0 | 0 |  | 739 | 1044 | 898 | 740 | 856 |  | 0 | 0 | 0 | 0 | 0 |  | 670 | 689 | 896 | 725 | 1297
| HV Switchgear (GM) - Distribution |  |  |  | C1 | 6412 | 2020 | 450 | 61 | 276 | 9219 | 6026 | 2068 | 510 | 155 | 343 | 9102 | [5 empty] | 0 | 6173 | 1883 | 737 | 46 | 380 | 9219 | [5 empty] | 0 | 5720 | 1529 | 1215 | 287 | 468 | 9219
[5 empty] | C2 | 4628 | 6754 | 2181 | 125 | 1434 | 15122 | 4331 | 6906 | 2461 | 527 | 1854 | 16079 | [5 empty] | 0 | 4144 | 5164 | 3472 | 487 | 1855 | 15122 | [5 empty] | 0 | 3712 | 3037 | 4803 | 1272 | 2298 | 15122
[5 empty] | C3 | 1157 | 2280 | 1016 | 63 | 653 | 5169 | 1086 | 2339 | 1149 | 257 | 855 | 5686 | [5 empty] | 0 | 1014 | 1636 | 1456 | 201 | 862 | 5169 | [5 empty] | 0 | 925 | 831 | 1754 | 651 | 1008 | 5169
[5 empty] | C4 | 177 | 365 | 196 | 6 | 83 | 827 | 166 | 377 | 217 | 32 | 110 | 902 | [5 empty] | 0 | 154 | 270 | 269 | 19 | 115 | 827 | [5 empty] | 0 | 140 | 143 | 313 | 95 | 136 | 827
|  |  | 30337 | 26699 |  | 12374 | 11419 | 3843 | 255 | 2446 |  | 11609 | 11690 | 4337 | 971 | 3162 |  | 0 | 0 | 0 | 0 | 0 |  | 11485 | 8953 | 5934 | 753 | 3212 |  | 0 | 0 | 0 | 0 | 0 |  | 10497 | 5540 | 8085 | 2305 | 3910
| HV Transformer (GM) |  |  |  | C1 | 801 | 2276 | 402 | 181 | 29 | 3689 | 533 | 2287 | 406 | 202 | 117 | 3545 | [5 empty] | 0 | 774 | 2215 | 263 | 244 | 193 | 3689 | [5 empty] | 0 | 764 | 1958 | 362 | 277 | 328 | 3689
[5 empty] | C2 | 563 | 7175 | 1478 | 783 | 151 | 10150 | 372 | 7191 | 1480 | 868 | 333 | 10244 | [5 empty] | 0 | 521 | 6873 | 881 | 982 | 893 | 10150 | [5 empty] | 0 | 499 | 6059 | 1209 | 1160 | 1223 | 10150
[5 empty] | C3 | 62 | 580 | 219 | 105 | 17 | 983 | 43 | 585 | 223 | 119 | 38 | 1008 | [5 empty] | 0 | 59 | 549 | 98 | 158 | 119 | 983 | [5 empty] | 0 | 56 | 458 | 129 | 161 | 179 | 983
[5 empty] | C4 | 7 | 375 | 94 | 50 | 12 | 538 | 6 | 380 | 98 | 58 | 21 | 563 | [5 empty] | 0 | 6 | 348 | 53 | 67 | 64 | 538 | [5 empty] | 0 | 4 | 304 | 68 | 71 | 91 | 538
|  |  | 15360 | 15360 |  | 1433 | 10406 | 2193 | 1119 | 209 |  | 954 | 10443 | 2207 | 1247 | 509 |  | 0 | 0 | 0 | 0 | 0 |  | 1360 | 9985 | 1295 | 1451 | 1269 |  | 0 | 0 | 0 | 0 | 0 |  | 1323 | 8779 | 1768 | 1669 | 1821
| HV UG Cable |  |  |  | C1 | 0 | 0 | 0 | 0 | 0 | 0 | 0 | 0 | 0 | 0 | 0 | 0 | [5 empty] | 0 | 0 | 0 | 0 | 0 | 0 | 0 | [5 empty] | 0 | 0 | 0 | 0 | 0 | 0 | 0
[5 empty] | C2 | 0 | 0 | 0 | 0 | 0 | 0 | 0 | 0 | 0 | 0 | 0 | 0 | [5 empty] | 0 | 0 | 0 | 0 | 0 | 0 | 0 | [5 empty] | 0 | 0 | 0 | 0 | 0 | 0 | 0
[5 empty] | C3 | 0 | 0 | 0 | 0 | 0 | 0 | 0 | 0 | 0 | 0 | 0 | 0 | [5 empty] | 0 | 0 | 0 | 0 | 0 | 0 | 0 | [5 empty] | 0 | 0 | 0 | 0 | 0 | 0 | 0
[5 empty] | C4 | 0 | 0 | 0 | 0 | 0 | 0 | 0 | 0 | 0 | 0 | 0 | 0 | [5 empty] | 0 | 0 | 0 | 0 | 0 | 0 | 0 | [5 empty] | 0 | 0 | 0 | 0 | 0 | 0 | 0
|  |  | 0 | 0 |  | 0 | 0 | 0 | 0 | 0 |  | 0 | 0 | 0 | 0 | 0 |  | 0 | 0 | 0 | 0 | 0 |  | 0 | 0 | 0 | 0 | 0 |  | 0 | 0 | 0 | 0 | 0 |  | 0 | 0 | 0 | 0 | 0
| HV OHL Support - Poles |  |  |  | C1 | 20183 | 11572 | 5288 | 6271 | 804 | 44118 | 18044 | 11678 | 5635 | 7344 | 1402 | 44103 | [5 empty] | 0 | 16484 | 10360 | 8939 | 6949 | 1303 | 44035 | [5 empty] | 0 | 13675 | 10945 | 8920 | 7428 | 2868 | 43836
[5 empty] | C2 | 22962 | 14882 | 6657 | 6619 | 1166 | 52286 | 20551 | 15013 | 7082 | 7734 | 1977 | 52357 | [5 empty] | 0 | 18818 | 13348 | 11187 | 7333 | 1859 | 52545 | [5 empty] | 0 | 15672 | 14105 | 11174 | 7841 | 4014 | 52806
[5 empty] | C3 | 6453 | 3255 | 1074 | 1089 | 155 | 12026 | 5728 | 3288 | 1171 | 1347 | 353 | 11887 | [5 empty] | 0 | 5192 | 2885 | 2087 | 1250 | 317 | 11731 | [5 empty] | 0 | 4235 | 3062 | 2079 | 1363 | 830 | 11569
[5 empty] | C4 | 2576 | 2002 | 886 | 933 | 151 | 6548 | 2305 | 2021 | 945 | 1094 | 266 | 6631 | [5 empty] | 0 | 2102 | 1792 | 1495 | 1033 | 245 | 6667 | [5 empty] | 0 | 1742 | 1891 | 1491 | 1102 | 541 | 6767
|  |  | 114978 | 114978 |  | 52174 | 31711 | 13905 | 14912 | 2276 |  | 46628 | 32000 | 14833 | 17519 | 3998 |  | 0 | 0 | 0 | 0 | 0 |  | 42596 | 28385 | 23708 | 16565 | 3724 |  | 0 | 0 | 0 | 0 | 0 |  | 35324 | 30003 | 23664 | 17734 | 8253
| [Please insert new asset category as required] |  |  |  | C1 | 0 | 0 | 0 | 0 | 0 | 0 | 0 | 0 | 0 | 0 | 0 | 0 | [5 empty] | 0 | 0 | 0 | 0 | 0 | 0 | 0 | [5 empty] | 0 | 0 | 0 | 0 | 0 | 0 | 0
[5 empty] | C2 | 0 | 0 | 0 | 0 | 0 | 0 | 0 | 0 | 0 | 0 | 0 | 0 | [5 empty] | 0 | 0 | 0 | 0 | 0 | 0 | 0 | [5 empty] | 0 | 0 | 0 | 0 | 0 | 0 | 0
[5 empty] | C3 | 0 | 0 | 0 | 0 | 0 | 0 | 0 | 0 | 0 | 0 | 0 | 0 | [5 empty] | 0 | 0 | 0 | 0 | 0 | 0 | 0 | [5 empty] | 0 | 0 | 0 | 0 | 0 | 0 | 0
[5 empty] | C4 | 0 | 0 | 0 | 0 | 0 | 0 | 0 | 0 | 0 | 0 | 0 | 0 | [5 empty] | 0 | 0 | 0 | 0 | 0 | 0 | 0 | [5 empty] | 0 | 0 | 0 | 0 | 0 | 0 | 0
|  |  | 0 | 0 |  | 0 | 0 | 0 | 0 | 0 |  | 0 | 0 | 0 | 0 | 0 |  | 0 | 0 | 0 | 0 | 0 |  | 0 | 0 | 0 | 0 | 0 |  | 0 | 0 | 0 | 0 | 0 |  | 0 | 0 | 0 | 0 | 0
| [Please insert new asset category as required] |  |  |  | C1 | 0 | 0 | 0 | 0 | 0 | 0 | 0 | 0 | 0 | 0 | 0 | 0 | [5 empty] | 0 | 0 | 0 | 0 | 0 | 0 | 0 | [5 empty] | 0 | 0 | 0 | 0 | 0 | 0 | 0
[5 empty] | C2 | 0 | 0 | 0 | 0 | 0 | 0 | 0 | 0 | 0 | 0 | 0 | 0 | [5 empty] | 0 | 0 | 0 | 0 | 0 | 0 | 0 | [5 empty] | 0 | 0 | 0 | 0 | 0 | 0 | 0
[5 empty] | C3 | 0 | 0 | 0 | 0 | 0 | 0 | 0 | 0 | 0 | 0 | 0 | 0 | [5 empty] | 0 | 0 | 0 | 0 | 0 | 0 | 0 | [5 empty] | 0 | 0 | 0 | 0 | 0 | 0 | 0
[5 empty] | C4 | 0 | 0 | 0 | 0 | 0 | 0 | 0 | 0 | 0 | 0 | 0 | 0 | [5 empty] | 0 | 0 | 0 | 0 | 0 | 0 | 0 | [5 empty] | 0 | 0 | 0 | 0 | 0 | 0 | 0
|  |  | 0 | 0 |  | 0 | 0 | 0 | 0 | 0 |  | 0 | 0 | 0 | 0 | 0 |  | 0 | 0 | 0 | 0 | 0 |  | 0 | 0 | 0 | 0 | 0 |  | 0 | 0 | 0 | 0 | 0 |  | 0 | 0 | 0 | 0 | 0
| [Please insert new asset category as required] |  |  |  | C1 | 0 | 0 | 0 | 0 | 0 | 0 | 0 | 0 | 0 | 0 | 0 | 0 | [5 empty] | 0 | 0 | 0 | 0 | 0 | 0 | 0 | [5 empty] | 0 | 0 | 0 | 0 | 0 | 0 | 0
[5 empty] | C2 | 0 | 0 | 0 | 0 | 0 | 0 | 0 | 0 | 0 | 0 | 0 | 0 | [5 empty] | 0 | 0 | 0 | 0 | 0 | 0 | 0 | [5 empty] | 0 | 0 | 0 | 0 | 0 | 0 | 0
[5 empty] | C3 | 0 | 0 | 0 | 0 | 0 | 0 | 0 | 0 | 0 | 0 | 0 | 0 | [5 empty] | 0 | 0 | 0 | 0 | 0 | 0 | 0 | [5 empty] | 0 | 0 | 0 | 0 | 0 | 0 | 0
[5 empty] | C4 | 0 | 0 | 0 | 0 | 0 | 0 | 0 | 0 | 0 | 0 | 0 | 0 | [5 empty] | 0 | 0 | 0 | 0 | 0 | 0 | 0 | [5 empty] | 0 | 0 | 0 | 0 | 0 | 0 | 0
|  |  | 0 | 0 |  | 0 | 0 | 0 | 0 | 0 |  | 0 | 0 | 0 | 0 | 0 |  | 0 | 0 | 0 | 0 | 0 |  | 0 | 0 | 0 | 0 | 0 |  | 0 | 0 | 0 | 0 | 0 |  | 0 | 0 | 0 | 0 | 0
| [Please insert new asset category as required] |  |  |  | C1 | 0 | 0 | 0 | 0 | 0 | 0 | 0 | 0 | 0 | 0 | 0 | 0 | [5 empty] | 0 | 0 | 0 | 0 | 0 | 0 | 0 | [5 empty] | 0 | 0 | 0 | 0 | 0 | 0 | 0
[5 empty] | C2 | 0 | 0 | 0 | 0 | 0 | 0 | 0 | 0 | 0 | 0 | 0 | 0 | [5 empty] | 0 | 0 | 0 | 0 | 0 | 0 | 0 | [5 empty] | 0 | 0 | 0 | 0 | 0 | 0 | 0
[5 empty] | C3 | 0 | 0 | 0 | 0 | 0 | 0 | 0 | 0 | 0 | 0 | 0 | 0 | [5 empty] | 0 | 0 | 0 | 0 | 0 | 0 | 0 | [5 empty] | 0 | 0 | 0 | 0 | 0 | 0 | 0
[5 empty] | C4 | 0 | 0 | 0 | 0 | 0 | 0 | 0 | 0 | 0 | 0 | 0 | 0 | [5 empty] | 0 | 0 | 0 | 0 | 0 | 0 | 0 | [5 empty] | 0 | 0 | 0 | 0 | 0 | 0 | 0
|  |  | 0 | 0 |  | 0 | 0 | 0 | 0 | 0 |  | 0 | 0 | 0 | 0 | 0 |  | 0 | 0 | 0 | 0 | 0 |  | 0 | 0 | 0 | 0 | 0 |  | 0 | 0 | 0 | 0 | 0 |  | 0 | 0 | 0 | 0 | 0
| [Please insert new asset category as required] |  |  |  | C1 | 0 | 0 | 0 | 0 | 0 | 0 | 0 | 0 | 0 | 0 | 0 | 0 | [5 empty] | 0 | 0 | 0 | 0 | 0 | 0 | 0 | [5 empty] | 0 | 0 | 0 | 0 | 0 | 0 | 0
[5 empty] | C2 | 0 | 0 | 0 | 0 | 0 | 0 | 0 | 0 | 0 | 0 | 0 | 0 | [5 empty] | 0 | 0 | 0 | 0 | 0 | 0 | 0 | [5 empty] | 0 | 0 | 0 | 0 | 0 | 0 | 0
[5 empty] | C3 | 0 | 0 | 0 | 0 | 0 | 0 | 0 | 0 | 0 | 0 | 0 | 0 | [5 empty] | 0 | 0 | 0 | 0 | 0 | 0 | 0 | [5 empty] | 0 | 0 | 0 | 0 | 0 | 0 | 0
[5 empty] | C4 | 0 | 0 | 0 | 0 | 0 | 0 | 0 | 0 | 0 | 0 | 0 | 0 | [5 empty] | 0 | 0 | 0 | 0 | 0 | 0 | 0 | [5 empty] | 0 | 0 | 0 | 0 | 0 | 0 | 0
|  |  | 0 | 0 |  | 0 | 0 | 0 | 0 | 0 |  | 0 | 0 | 0 | 0 | 0 |  | 0 | 0 | 0 | 0 | 0 |  | 0 | 0 | 0 | 0 | 0 |  | 0 | 0 | 0 | 0 | 0 |  | 0 | 0 | 0 | 0 | 0
EHV Network
| EHV Switchgear (GM) |  |  |  | C1 | 350 | 176 | 48 | 15 | 1 | 590 | 349 | 176 | 48 | 15 | 1 | 589 | 2 | 0 | 0 | 0 | 0 | 2 | 341 | 114 | 108 | 13 | 13 | 589 | 2 | 0 | 0 | 0 | 0 | 2 | 324 | 75 | 128 | 48 | 14 | 589
[5 empty] | C2 | 125 | 213 | 61 | 45 | 16 | 460 | 108 | 216 | 63 | 48 | 29 | 464 | 0 | 0 | 0 | 0 | 0 | 0 | 100 | 126 | 131 | 59 | 48 | 464 | 0 | 0 | 0 | 0 | 0 | 0 | 86 | 59 | 198 | 44 | 77 | 464
[5 empty] | C3 | 65 | 166 | 82 | 30 | 4 | 347 | 65 | 166 | 82 | 30 | 4 | 347 | 0 | 0 | 0 | 0 | 0 | 0 | 65 | 101 | 119 | 47 | 15 | 347 | 7 | 0 | 0 | 0 | 0 | 7 | 64 | 46 | 156 | 58 | 23 | 347
[5 empty] | C4 | 0 | 5 | 5 | 13 | 18 | 41 | 0 | 5 | 5 | 13 | 18 | 41 | 0 | 0 | 0 | 0 | 0 | 0 | 0 | 1 | 8 | 1 | 31 | 41 | 0 | 0 | 0 | 0 | 0 | 0 | 0 | 0 | 5 | 5 | 31 | 41
|  |  | 1438 | 1447 |  | 540 | 560 | 196 | 103 | 39 |  | 522 | 563 | 198 | 106 | 52 |  | 2 | 0 | 0 | 0 | 0 |  | 506 | 342 | 366 | 120 | 107 |  | 9 | 0 | 0 | 0 | 0 |  | 474 | 180 | 487 | 155 | 145
| EHV Transformer |  |  |  | C1 | 60 | 38 | 19 | 5 | 1 | 123 | 60 | 38 | 19 | 5 | 1 | 123 | 0 | 0 | 0 | 0 | 0 | 0 | 50 | 44 | 19 | 6 | 4 | 123 | 0 | 0 | 0 | 0 | 0 | 0 | 36 | 47 | 22 | 11 | 7 | 123
[5 empty] | C2 | 100 | 170 | 148 | 62 | 4 | 484 | 90 | 170 | 146 | 65 | 11 | 482 | 0 | 0 | 0 | 0 | 0 | 0 | 73 | 124 | 167 | 86 | 32 | 482 | 0 | 0 | 0 | 0 | 0 | 0 | 62 | 76 | 187 | 74 | 83 | 482
[5 empty] | C3 | 2 | 5 | 14 | 17 | 3 | 41 | 2 | 5 | 14 | 17 | 3 | 41 | 0 | 0 | 0 | 0 | 0 | 0 | 2 | 2 | 16 | 14 | 7 | 41 | 0 | 0 | 0 | 0 | 0 | 0 | 2 | 2 | 13 | 3 | 21 | 41
[5 empty] | C4 | 0 | 11 | 1 | 0 | 2 | 14 | 0 | 11 | 1 | 0 | 2 | 14 | 0 | 0 | 0 | 0 | 0 | 0 | 0 | 11 | 1 | 0 | 2 | 14 | 0 | 0 | 0 | 0 | 0 | 0 | 0 | 7 | 5 | 0 | 2 | 14
|  |  | 662 | 660 |  | 162 | 224 | 182 | 84 | 10 |  | 152 | 224 | 180 | 87 | 17 |  | 0 | 0 | 0 | 0 | 0 |  | 125 | 181 | 203 | 106 | 45 |  | 0 | 0 | 0 | 0 | 0 |  | 100 | 132 | 227 | 88 | 113
| EHV UG Cable (Gas) |  |  |  | C1 | 2.5182 | 5.8003 | 3.7571 | 0.40591 | 2.7216 | 15.2031 | 2.5182 | 5.8003 | 4.1241 | 0.63586 | 4.347 | 17.4255 | 0 | 0 | 0 | 0 | 0 | 0 | 2.4609 | 0.67059 | 10.4743 | 0.4421 | 2.829 | 16.8768 | 0 | 0 | 0 | 0 | 0 | 0 | 2.4506 | 0.042148 | 10.2376 | 0.78627 | 2.829 | 16.3456
[5 empty] | C2 | 2.8324 | 19.9037 | 12.2783 | 0.73512 | 6.589 | 42.3385 | 2.8324 | 19.9037 | 13.4778 | 1.1516 | 10.5241 | 47.8895 | 0 | 0 | 0 | 0 | 0 | 0 | 2.7678 | 2.3011 | 34.2307 | 0.80066 | 6.849 | 46.9493 | 0 | 0 | 0 | 0 | 0 | 0 | 2.7563 | 0.14463 | 33.4571 | 1.424 | 6.849 | 44.631
[5 empty] | C3 | 8.3452 | 16.0809 | 2.2347 | 4.3467 | 10.4563 | 41.4638 | 8.3452 | 16.0809 | 2.453 | 6.8092 | 16.701 | 50.3893 | 0 | 0 | 0 | 0 | 0 | 0 | 8.1551 | 1.8592 | 6.2301 | 4.7343 | 10.869 | 31.8475 | 0 | 0 | 0 | 0 | 0 | 0 | 8.1211 | 0.11685 | 6.0893 | 8.4199 | 10.869 | 33.6161
[5 empty] | C4 | 3.7705 | 2.521 | 2.9632 | 1.8352 | 4.7038 | 15.7938 | 3.7705 | 2.521 | 3.2527 | 2.8749 | 7.5131 | 19.9322 | 0 | 0 | 0 | 0 | 0 | 0 | 3.6846 | 0.29145 | 8.2611 | 1.9989 | 4.8895 | 19.1255 | 0 | 0 | 0 | 0 | 0 | 0 | 3.6692 | 0.018319 | 8.0744 | 3.555 | 4.8895 | 20.2065
|  |  | 115 | 105 |  | 17.4664 | 44.3059 | 21.2333 | 7.323 | 24.4707 |  | 17.4664 | 44.3059 | 23.3076 | 11.4716 | 39.0851 |  | 0 | 0 | 0 | 0 | 0 |  | 17.0684 | 5.1223 | 59.1962 | 7.9759 | 25.4365 |  | 0 | 0 | 0 | 0 | 0 |  | 16.9973 | 0.32195 | 57.8584 | 14.1851 | 25.4365
| EHV UG Cable (Oil) |  |  |  | C1 | 4.2365 | 19.4404 | 0.44579 | 1.1896 | 6.091 | 31.4034 | 4.2365 | 19.4404 | 0.44579 | 1.3566 | 9.2084 | 34.6877 | 0 | 0 | 0 | 0 | 0 | 0 | 1.5587 | 18.6928 | 3.7538 | 1.2481 | 6.5982 | 31.8516 | 0 | 0 | 0 | 0 | 0 | 0 | 0.18164 | 15.6333 | 10.9219 | 0.043247 | 8.0276 | 34.8077
[5 empty] | C2 | 0 | 124.2851 | 1.2872 | 6.4483 | 31.4603 | 163.4809 | 0 | 124.2851 | 1.2872 | 7.3534 | 47.5619 | 180.4875 | 0 | 0 | 0 | 0 | 0 | 0 | 0 | 119.5055 | 10.8385 | 6.7651 | 34.0802 | 171.1892 | 0 | 0 | 0 | 0 | 0 | 0 | 0 | 99.9458 | 31.5356 | 0.23442 | 41.4627 | 173.1785
[5 empty] | C3 | 14.4231 | 58.1907 | 0.48472 | 0.86046 | 8.6854 | 82.6444 | 14.4231 | 58.1907 | 0.48472 | 0.98123 | 13.1306 | 87.2103 | 0 | 0 | 0 | 0 | 0 | 0 | 5.3066 | 55.9529 | 4.0815 | 0.90274 | 9.4086 | 75.6523 | 0 | 0 | 0 | 0 | 0 | 0 | 0.6184 | 46.795 | 11.8756 | 0.031281 | 11.4468 | 70.767
[5 empty] | C4 | 3.7024 | 19.0473 | 0.21804 | 0.1589 | 3.3917 | 26.5183 | 3.7024 | 19.0473 | 0.21804 | 0.1812 | 5.1276 | 28.2765 | 0 | 0 | 0 | 0 | 0 | 0 | 1.3622 | 18.3148 | 1.836 | 0.16671 | 3.6742 | 25.3538 | 0 | 0 | 0 | 0 | 0 | 0 | 0.15874 | 15.3172 | 5.342 | 0.0057766 | 4.4701 | 25.2938
|  |  | 304 | 266 |  | 22.362 | 220.9636 | 2.4357 | 8.6573 | 49.6284 |  | 22.362 | 220.9636 | 2.4357 | 9.8724 | 75.0285 |  | 0 | 0 | 0 | 0 | 0 |  | 8.2274 | 212.4659 | 20.5098 | 9.0826 | 53.7612 |  | 0 | 0 | 0 | 0 | 0 |  | 0.95878 | 177.6912 | 59.6752 | 0.31472 | 65.4071
| EHV UG Cable (Non Pressurised) |  |  |  | C1 | 63.0248 | 33.4545 | 2.8095 | 1.5781 | 3.2237 | 104.0906 | 57.8658 | 33.4545 | 2.9815 | 1.8725 | 5.4369 | 101.6111 | 0 | 0 | 0 | 0 | 0 | 0 | 60.4734 | 36.5877 | 1.4243 | 3.1906 | 5.316 | 106.992 | 0 | 0 | 0 | 0 | 0 | 0 | 58.9052 | 36.6579 | 3.293 | 2.5431 | 8.0779 | 109.477
[5 empty] | C2 | 95.3921 | 32.2977 | 1.95 | 1.6088 | 1.5362 | 132.7849 | 87.5836 | 32.2977 | 2.0694 | 1.909 | 2.5907 | 126.4505 | 0 | 0 | 0 | 0 | 0 | 0 | 91.5304 | 35.3294 | 0.98857 | 3.2528 | 2.5331 | 133.6343 | 0 | 0 | 0 | 0 | 0 | 0 | 89.1567 | 35.3974 | 2.2857 | 2.5926 | 3.8492 | 133.2816
[5 empty] | C3 | 165.5594 | 38.6935 | 2.4973 | 3.814 | 2.3163 | 212.8805 | 152.0072 | 38.6935 | 2.6502 | 4.5256 | 3.9064 | 201.7829 | 0 | 0 | 0 | 0 | 0 | 0 | 158.8572 | 42.3181 | 1.266 | 7.7113 | 3.8195 | 213.9721 | 0 | 0 | 0 | 0 | 0 | 0 | 154.7375 | 42.3993 | 2.9271 | 6.1463 | 5.8039 | 212.0141
[5 empty] | C4 | 490.7189 | 114.9077 | 13.8062 | 6.8262 | 6.3183 | 632.5773 | 450.5503 | 114.9077 | 14.6516 | 8.0997 | 10.6559 | 598.8652 | 0 | 0 | 0 | 0 | 0 | 0 | 470.8534 | 125.662 | 6.999 | 13.8013 | 10.4191 | 627.7348 | 0 | 0 | 0 | 0 | 0 | 0 | 458.6427 | 125.9029 | 16.1824 | 11.0004 | 15.8321 | 627.5605
|  |  | 1082 | 1132 |  | 814.6953 | 219.3534 | 21.063 | 13.8271 | 13.3945 |  | 748.007 | 219.3534 | 22.3528 | 16.4067 | 22.5899 |  | 0 | 0 | 0 | 0 | 0 |  | 781.7144 | 239.8972 | 10.6779 | 27.956 | 22.0878 |  | 0 | 0 | 0 | 0 | 0 |  | 761.4421 | 240.3575 | 24.6882 | 22.2823 | 33.5631
| EHV OHL Support - Towers |  |  |  | C1 | 3 | 7 | 2 | 17 | 10 | 39 | 1 | 7 | 2 | 17 | 12 | 39 | 0 | 0 | 0 | 0 | 0 | 0 | 0 | 1 | 8 | 1 | 29 | 39 | 0 | 0 | 0 | 0 | 0 | 0 | 0 | 0 | 1 | 8 | 30 | 39
[5 empty] | C2 | 41 | 26 | 2 | 3 | 26 | 98 | 7 | 19 | 13 | 6 | 53 | 98 | 0 | 0 | 0 | 0 | 0 | 0 | 3 | 12 | 19 | 1 | 63 | 98 | 0 | 0 | 0 | 0 | 0 | 0 | 0 | 3 | 12 | 19 | 64 | 98
[5 empty] | C3 | 3 | 8 | 9 | 3 | 15 | 38 | 2 | 5 | 11 | 4 | 16 | 38 | 0 | 0 | 0 | 0 | 0 | 0 | 1 | 4 | 9 | 5 | 19 | 38 | 0 | 0 | 0 | 0 | 0 | 0 | 0 | 1 | 4 | 9 | 24 | 38
[5 empty] | C4 | 1 | 2 | 1 | 0 | 3 | 7 | 0 | 2 | 1 | 0 | 4 | 7 | 0 | 0 | 0 | 0 | 0 | 0 | 0 | 0 | 2 | 1 | 4 | 7 | 0 | 0 | 0 | 0 | 0 | 0 | 0 | 0 | 0 | 2 | 5 | 7
|  |  | 182 | 182 |  | 48 | 43 | 14 | 23 | 54 |  | 10 | 33 | 27 | 27 | 85 |  | 0 | 0 | 0 | 0 | 0 |  | 4 | 17 | 38 | 8 | 115 |  | 0 | 0 | 0 | 0 | 0 |  | 0 | 4 | 17 | 38 | 123
| EHV OHL Support - Poles |  |  |  | C1 | 5791 | 7061 | 1555 | 289 | 112 | 14808 | 4945 | 7107 | 1644 | 684 | 205 | 14585 | 2 | 0 | 0 | 0 | 0 | 2 | 4764 | 6144 | 2642 | 482 | 365 | 14397 | 2 | 0 | 0 | 0 | 0 | 2 | 4176 | 4410 | 3881 | 652 | 744 | 13863
[5 empty] | C2 | 2482 | 3229 | 1138 | 289 | 108 | 7246 | 2114 | 3246 | 1197 | 632 | 168 | 7357 | 2 | 0 | 0 | 0 | 0 | 2 | 2055 | 2819 | 1923 | 471 | 295 | 7563 | 2 | 0 | 0 | 0 | 0 | 2 | 1814 | 2039 | 2821 | 632 | 574 | 7880
[5 empty] | C3 | 2406 | 1295 | 757 | 164 | 34 | 4656 | 2056 | 1305 | 800 | 412 | 70 | 4643 | 0 | 0 | 0 | 0 | 0 | 0 | 1978 | 1125 | 1287 | 281 | 126 | 4797 | 0 | 0 | 0 | 0 | 0 | 0 | 1732 | 803 | 1892 | 384 | 264 | 5075
[5 empty] | C4 | 749 | 966 | 236 | 46 | 10 | 2007 | 642 | 973 | 251 | 46 | 27 | 1939 | 0 | 0 | 0 | 0 | 0 | 0 | 612 | 838 | 403 | 57 | 50 | 1960 | 0 | 0 | 0 | 0 | 0 | 0 | 533 | 598 | 592 | 66 | 110 | 1899
|  |  | 28717 | 29040 |  | 11428 | 12551 | 3686 | 788 | 264 |  | 9757 | 12631 | 3892 | 1774 | 470 |  | 4 | 0 | 0 | 0 | 0 |  | 9409 | 10926 | 6255 | 1291 | 836 |  | 4 | 0 | 0 | 0 | 0 |  | 8255 | 7850 | 9186 | 1734 | 1692
| EHV OHL Fittings and Conductors (Tower Lines) |  |  |  | C1 | 10.8313 | 1.0166 | 0.34893 | 15.1698 | 10.8629 | 38.2295 | 1.861 | 1.4891 | 0.34893 | 18.5485 | 15.982 | 38.2295 | 0 | 0 | 0 | 0 | 0 | 0 | 10.8313 | 0.33888 | 1.0267 | 0.23262 | 25.8 | 38.2295 | 0 | 0 | 0 | 0 | 0 | 0 | 10.366 | 0.46525 | 1.0166 | 0.34893 | 26.0327 | 38.2295
[5 empty] | C2 | 0.5715 | 0 | 0 | 1.6743 | 0.56145 | 2.8073 | 0.23262 | 0 | 0 | 2.0132 | 0.56145 | 2.8073 | 0 | 0 | 0 | 0 | 0 | 0 | 0.5715 | 0 | 0 | 0 | 2.2358 | 2.8073 | 0 | 0 | 0 | 0 | 0 | 0 | 0.5715 | 0 | 0 | 0 | 2.2358 | 2.8073
[5 empty] | C3 | 0.11631 | 0 | 0 | 0.26708 | 0 | 0.3834 | 0 | 0 | 0 | 0.3834 | 0 | 0.3834 | 0 | 0 | 0 | 0 | 0 | 0 | 0.11631 | 0 | 0 | 0 | 0.26708 | 0.3834 | 0 | 0 | 0 | 0 | 0 | 0 | 0.11631 | 0 | 0 | 0 | 0.26708 | 0.3834
[5 empty] | C4 | 0.17806 | 0.22257 | 0 | 0.22257 | 0.22257 | 0.84577 | 0 | 0.40063 | 0 | 0.22257 | 0.22257 | 0.84577 | 0 | 0 | 0 | 0 | 0 | 0 | 0.17806 | 0 | 0.22257 | 0 | 0.44514 | 0.84577 | 0 | 0 | 0 | 0 | 0 | 0 | 0.17806 | 0 | 0.22257 | 0 | 0.44514 | 0.84577
|  |  | 42 | 42 |  | 11.6971 | 1.2392 | 0.34893 | 17.3337 | 11.6469 |  | 2.0936 | 1.8897 | 0.34893 | 21.1677 | 16.766 |  | 0 | 0 | 0 | 0 | 0 |  | 11.6971 | 0.33888 | 1.2493 | 0.23262 | 28.748 |  | 0 | 0 | 0 | 0 | 0 |  | 11.2319 | 0.46525 | 1.2392 | 0.34893 | 28.9806
| [Please insert new asset category as required] |  |  |  | C1 | 0 | 0 | 0 | 0 | 0 | 0 | 0 | 0 | 0 | 0 | 0 | 0 | [5 empty] | 0 | 0 | 0 | 0 | 0 | 0 | 0 | [5 empty] | 0 | 0 | 0 | 0 | 0 | 0 | 0
[5 empty] | C2 | 0 | 0 | 0 | 0 | 0 | 0 | 0 | 0 | 0 | 0 | 0 | 0 | [5 empty] | 0 | 0 | 0 | 0 | 0 | 0 | 0 | [5 empty] | 0 | 0 | 0 | 0 | 0 | 0 | 0
[5 empty] | C3 | 0 | 0 | 0 | 0 | 0 | 0 | 0 | 0 | 0 | 0 | 0 | 0 | [5 empty] | 0 | 0 | 0 | 0 | 0 | 0 | 0 | [5 empty] | 0 | 0 | 0 | 0 | 0 | 0 | 0
[5 empty] | C4 | 0 | 0 | 0 | 0 | 0 | 0 | 0 | 0 | 0 | 0 | 0 | 0 | [5 empty] | 0 | 0 | 0 | 0 | 0 | 0 | 0 | [5 empty] | 0 | 0 | 0 | 0 | 0 | 0 | 0
|  |  | 0 | 0 |  | 0 | 0 | 0 | 0 | 0 |  | 0 | 0 | 0 | 0 | 0 |  | 0 | 0 | 0 | 0 | 0 |  | 0 | 0 | 0 | 0 | 0 |  | 0 | 0 | 0 | 0 | 0 |  | 0 | 0 | 0 | 0 | 0
| [Please insert new asset category as required] |  |  |  | C1 | 0 | 0 | 0 | 0 | 0 | 0 | 0 | 0 | 0 | 0 | 0 | 0 | [5 empty] | 0 | 0 | 0 | 0 | 0 | 0 | 0 | [5 empty] | 0 | 0 | 0 | 0 | 0 | 0 | 0
[5 empty] | C2 | 0 | 0 | 0 | 0 | 0 | 0 | 0 | 0 | 0 | 0 | 0 | 0 | [5 empty] | 0 | 0 | 0 | 0 | 0 | 0 | 0 | [5 empty] | 0 | 0 | 0 | 0 | 0 | 0 | 0
[5 empty] | C3 | 0 | 0 | 0 | 0 | 0 | 0 | 0 | 0 | 0 | 0 | 0 | 0 | [5 empty] | 0 | 0 | 0 | 0 | 0 | 0 | 0 | [5 empty] | 0 | 0 | 0 | 0 | 0 | 0 | 0
[5 empty] | C4 | 0 | 0 | 0 | 0 | 0 | 0 | 0 | 0 | 0 | 0 | 0 | 0 | [5 empty] | 0 | 0 | 0 | 0 | 0 | 0 | 0 | [5 empty] | 0 | 0 | 0 | 0 | 0 | 0 | 0
|  |  | 0 | 0 |  | 0 | 0 | 0 | 0 | 0 |  | 0 | 0 | 0 | 0 | 0 |  | 0 | 0 | 0 | 0 | 0 |  | 0 | 0 | 0 | 0 | 0 |  | 0 | 0 | 0 | 0 | 0 |  | 0 | 0 | 0 | 0 | 0
| [Please insert new asset category as required] |  |  |  | C1 | 0 | 0 | 0 | 0 | 0 | 0 | 0 | 0 | 0 | 0 | 0 | 0 | [5 empty] | 0 | 0 | 0 | 0 | 0 | 0 | 0 | [5 empty] | 0 | 0 | 0 | 0 | 0 | 0 | 0
[5 empty] | C2 | 0 | 0 | 0 | 0 | 0 | 0 | 0 | 0 | 0 | 0 | 0 | 0 | [5 empty] | 0 | 0 | 0 | 0 | 0 | 0 | 0 | [5 empty] | 0 | 0 | 0 | 0 | 0 | 0 | 0
[5 empty] | C3 | 0 | 0 | 0 | 0 | 0 | 0 | 0 | 0 | 0 | 0 | 0 | 0 | [5 empty] | 0 | 0 | 0 | 0 | 0 | 0 | 0 | [5 empty] | 0 | 0 | 0 | 0 | 0 | 0 | 0
[5 empty] | C4 | 0 | 0 | 0 | 0 | 0 | 0 | 0 | 0 | 0 | 0 | 0 | 0 | [5 empty] | 0 | 0 | 0 | 0 | 0 | 0 | 0 | [5 empty] | 0 | 0 | 0 | 0 | 0 | 0 | 0
|  |  | 0 | 0 |  | 0 | 0 | 0 | 0 | 0 |  | 0 | 0 | 0 | 0 | 0 |  | 0 | 0 | 0 | 0 | 0 |  | 0 | 0 | 0 | 0 | 0 |  | 0 | 0 | 0 | 0 | 0 |  | 0 | 0 | 0 | 0 | 0
| [Please insert new asset category as required] |  |  |  | C1 | 0 | 0 | 0 | 0 | 0 | 0 | 0 | 0 | 0 | 0 | 0 | 0 | [5 empty] | 0 | 0 | 0 | 0 | 0 | 0 | 0 | [5 empty] | 0 | 0 | 0 | 0 | 0 | 0 | 0
[5 empty] | C2 | 0 | 0 | 0 | 0 | 0 | 0 | 0 | 0 | 0 | 0 | 0 | 0 | [5 empty] | 0 | 0 | 0 | 0 | 0 | 0 | 0 | [5 empty] | 0 | 0 | 0 | 0 | 0 | 0 | 0
[5 empty] | C3 | 0 | 0 | 0 | 0 | 0 | 0 | 0 | 0 | 0 | 0 | 0 | 0 | [5 empty] | 0 | 0 | 0 | 0 | 0 | 0 | 0 | [5 empty] | 0 | 0 | 0 | 0 | 0 | 0 | 0
[5 empty] | C4 | 0 | 0 | 0 | 0 | 0 | 0 | 0 | 0 | 0 | 0 | 0 | 0 | [5 empty] | 0 | 0 | 0 | 0 | 0 | 0 | 0 | [5 empty] | 0 | 0 | 0 | 0 | 0 | 0 | 0
|  |  | 0 | 0 |  | 0 | 0 | 0 | 0 | 0 |  | 0 | 0 | 0 | 0 | 0 |  | 0 | 0 | 0 | 0 | 0 |  | 0 | 0 | 0 | 0 | 0 |  | 0 | 0 | 0 | 0 | 0 |  | 0 | 0 | 0 | 0 | 0
| [Please insert new asset category as required] |  |  |  | C1 | 0 | 0 | 0 | 0 | 0 | 0 | 0 | 0 | 0 | 0 | 0 | 0 | [5 empty] | 0 | 0 | 0 | 0 | 0 | 0 | 0 | [5 empty] | 0 | 0 | 0 | 0 | 0 | 0 | 0
[5 empty] | C2 | 0 | 0 | 0 | 0 | 0 | 0 | 0 | 0 | 0 | 0 | 0 | 0 | [5 empty] | 0 | 0 | 0 | 0 | 0 | 0 | 0 | [5 empty] | 0 | 0 | 0 | 0 | 0 | 0 | 0
[5 empty] | C3 | 0 | 0 | 0 | 0 | 0 | 0 | 0 | 0 | 0 | 0 | 0 | 0 | [5 empty] | 0 | 0 | 0 | 0 | 0 | 0 | 0 | [5 empty] | 0 | 0 | 0 | 0 | 0 | 0 | 0
[5 empty] | C4 | 0 | 0 | 0 | 0 | 0 | 0 | 0 | 0 | 0 | 0 | 0 | 0 | [5 empty] | 0 | 0 | 0 | 0 | 0 | 0 | 0 | [5 empty] | 0 | 0 | 0 | 0 | 0 | 0 | 0
|  |  | 0 | 0 |  | 0 | 0 | 0 | 0 | 0 |  | 0 | 0 | 0 | 0 | 0 |  | 0 | 0 | 0 | 0 | 0 |  | 0 | 0 | 0 | 0 | 0 |  | 0 | 0 | 0 | 0 | 0 |  | 0 | 0 | 0 | 0 | 0
132kV Network
| 132kV CBs |  |  |  | C1 | 61 | 0 | 5 | 2 | 9 | 77 | 61 | 0 | 5 | 2 | 9 | 77 | 0 | 0 | 0 | 0 | 0 | 0 | 59 | 2 | 4 | 2 | 10 | 77 | 2 | -2 | 0 | 0 | 0 | 0 | 55 | 6 | 3 | 2 | 11 | 77
[5 empty] | C2 | 34 | 15 | 0 | 2 | 0 | 51 | 32 | 17 | 0 | 2 | 0 | 51 | 0 | 0 | 0 | 0 | 0 | 0 | 32 | 13 | 4 | 2 | 0 | 51 | 0 | 0 | 0 | 0 | 0 | 0 | 32 | 1 | 12 | 4 | 2 | 51
[5 empty] | C3 | 21 | 2 | 22 | 0 | 0 | 45 | 21 | 2 | 22 | 0 | 0 | 45 | 0 | 0 | 0 | 0 | 0 | 0 | 20 | 3 | 14 | 8 | 0 | 45 | 0 | 0 | 0 | 0 | 0 | 0 | 12 | 9 | 8 | 16 | 0 | 45
[5 empty] | C4 | 3 | 0 | 0 | 0 | 0 | 3 | 3 | 0 | 0 | 0 | 0 | 3 | 0 | 0 | 0 | 0 | 0 | 0 | 3 | 0 | 0 | 0 | 0 | 3 | 0 | 0 | 0 | 0 | 0 | 0 | 1 | 2 | 0 | 0 | 0 | 3
|  |  | 176 | 177 |  | 119 | 17 | 27 | 4 | 9 |  | 117 | 19 | 27 | 4 | 9 |  | 0 | 0 | 0 | 0 | 0 |  | 114 | 18 | 22 | 12 | 10 |  | 2 | -2 | 0 | 0 | 0 |  | 100 | 18 | 23 | 22 | 13
| 132kV Transformer |  |  |  | C1 | 17 | 20 | 18 | 9 | 0 | 64 | 16 | 21 | 18 | 9 | 0 | 64 | 0 | 0 | 0 | 0 | 0 | 0 | 16 | 16 | 23 | 8 | 1 | 64 | 0 | 0 | 0 | 0 | 0 | 0 | 16 | 12 | 23 | 4 | 9 | 64
[5 empty] | C2 | 19 | 18 | 14 | 7 | 4 | 62 | 19 | 17 | 15 | 7 | 4 | 62 | 0 | 0 | 0 | 0 | 0 | 0 | 14 | 19 | 14 | 9 | 6 | 62 | 2 | 0 | -2 | 0 | 0 | 0 | 14 | 11 | 17 | 8 | 12 | 62
[5 empty] | C3 | 0 | 3 | 2 | 0 | 0 | 5 | 0 | 3 | 2 | 0 | 0 | 5 | 0 | 0 | 0 | 0 | 0 | 0 | 0 | 3 | 2 | 0 | 0 | 5 | 0 | 0 | 0 | 0 | 0 | 0 | 0 | 0 | 5 | 0 | 0 | 5
[5 empty] | C4 | 1 | 0 | 2 | 0 | 0 | 3 | 0 | 0 | 1 | 2 | 0 | 3 | 0 | 0 | 0 | 0 | 0 | 0 | 0 | 0 | 0 | 3 | 0 | 3 | 0 | 0 | 0 | 0 | 0 | 0 | 0 | 0 | 0 | 1 | 2 | 3
|  |  | 134 | 134 |  | 37 | 41 | 36 | 16 | 4 |  | 35 | 41 | 36 | 18 | 4 |  | 0 | 0 | 0 | 0 | 0 |  | 30 | 38 | 39 | 20 | 7 |  | 2 | 0 | -2 | 0 | 0 |  | 30 | 23 | 45 | 13 | 23
| 132kV UG Cable (Gas) |  |  |  | C1 | 0.029688 | 0.062585 | 0.5242 | 0 | 0 | 0.61647 | 0.029688 | 0.062585 | 0.5242 | 0 | 0 | 0.61647 | 0 | 0 | 0 | 0 | 0 | 0 | 0.029688 | 0.036599 | 0.91054 | 0 | 0 | 0.97683 | 0 | 0 | 0 | 0 | 0 | 0 | 0.029688 | 0.036599 | 0.81702 | 0 | 0 | 0.88331
[5 empty] | C2 | 0 | 0.55324 | 0.44864 | 0.0225 | 0.025095 | 1.0495 | 0 | 0.55324 | 0.44864 | 0.0225 | 0.027501 | 1.0519 | 0 | 0 | 0 | 0 | 0 | 0 | 0 | 0.32354 | 0.77929 | 0.0225 | 0.025095 | 1.1504 | 0 | 0 | 0 | 0 | 0 | 0 | 0 | 0.32354 | 0.69925 | 0.19605 | 0.025095 | 1.2439
[5 empty] | C3 | 0 | 0.78907 | 0 | 0 | 0 | 0.78907 | 0 | 0.78907 | 0 | 0 | 0 | 0.78907 | 0 | 0 | 0 | 0 | 0 | 0 | 0 | 0.46145 | 0 | 0 | 0 | 0.46145 | 0 | 0 | 0 | 0 | 0 | 0 | 0 | 0.46145 | 0 | 0 | 0 | 0.46145
[5 empty] | C4 | 0 | 0.32193 | 0 | 0 | 0 | 0.32193 | 0 | 0.32193 | 0 | 0 | 0 | 0.32193 | 0 | 0 | 0 | 0 | 0 | 0 | 0 | 0.18826 | 0 | 0 | 0 | 0.18826 | 0 | 0 | 0 | 0 | 0 | 0 | 0 | 0.18826 | 0 | 0 | 0 | 0.18826
|  |  | 3 | 3 |  | 0.029688 | 1.7268 | 0.97284 | 0.0225 | 0.025095 |  | 0.029688 | 1.7268 | 0.97284 | 0.0225 | 0.027501 |  | 0 | 0 | 0 | 0 | 0 |  | 0.029688 | 1.0098 | 1.6898 | 0.0225 | 0.025095 |  | 0 | 0 | 0 | 0 | 0 |  | 0.029688 | 1.0098 | 1.5163 | 0.19605 | 0.025095
| 132kV UG Cable (Oil) |  |  |  | C1 | 3.5961 | 1.1914 | 0.49059 | 26.2065 | 0.35034 | 31.835 | 3.5961 | 1.1914 | 0.49059 | 32.7489 | 0.68246 | 38.7095 | 0 | 0 | 0 | 0 | 0 | 0 | 2.7212 | 1.4652 | 0.4801 | 26.8978 | 0.35481 | 31.9191 | 0 | 0 | 0 | 0 | 0 | 0 | 1.7391 | 0.29854 | 1.5691 | 10.7942 | 1.1659 | 15.5669
[5 empty] | C2 | 0.20512 | 1.2017 | 0.86182 | 18.862 | 4.5063 | 25.6369 | 0.20512 | 1.2017 | 0.86182 | 23.5708 | 8.7782 | 34.6176 | 0 | 0 | 0 | 0 | 0 | 0 | 0.15522 | 1.4778 | 0.84338 | 19.3595 | 4.5638 | 26.3997 | 0 | 0 | 0 | 0 | 0 | 0 | 0.099194 | 0.30111 | 2.7565 | 7.7691 | 14.9965 | 25.9225
[5 empty] | C3 | 6.143 | 1.7044 | 2.2461 | 18.6609 | 10.8055 | 39.5599 | 6.143 | 1.7044 | 2.2461 | 23.3195 | 21.0489 | 54.462 | 0 | 0 | 0 | 0 | 0 | 0 | 4.6485 | 2.0961 | 2.2083 | 19.1531 | 10.9434 | 39.0494 | 0 | 0 | 0 | 0 | 0 | 0 | 2.9707 | 0.42709 | 6.1298 | 7.6863 | 35.9597 | 53.1736
[5 empty] | C4 | 3.2044 | 0.74556 | 0.15553 | 9.0515 | 3.6554 | 16.8124 | 3.2044 | 0.74556 | 0.15553 | 11.3112 | 7.1206 | 22.5374 | 0 | 0 | 0 | 0 | 0 | 0 | 2.4248 | 0.91688 | 0.14194 | 9.2903 | 3.702 | 16.476 | 0 | 0 | 0 | 0 | 0 | 0 | 1.5496 | 0.18682 | 1.5519 | 3.7283 | 12.1648 | 19.1813
|  |  | 114 | 70 |  | 13.1487 | 4.8431 | 3.7541 | 72.781 | 19.3175 |  | 13.1487 | 4.8431 | 3.7541 | 90.9505 | 37.6302 |  | 0 | 0 | 0 | 0 | 0 |  | 9.9498 | 5.956 | 3.6738 | 74.7007 | 19.5641 |  | 0 | 0 | 0 | 0 | 0 |  | 6.3586 | 1.2136 | 12.0073 | 29.9778 | 64.2869
| 132kV UG Cable (Non Pressurised) |  |  |  | C1 | 17.9762 | 0.52659 | 0 | 0 | 0.0073733 | 18.5102 | 9.9624 | 0.52659 | 0 | 0 | 0.0082235 | 10.4972 | 0 | 0 | 0 | 0 | 0 | 0 | 17.9762 | 0.52598 | 0 | 0 | 0.0073733 | 18.5096 | 2.1182 | 0 | 0 | 0 | 0 | 2.1182 | 17.9762 | 0.52598 | 0 | 0 | 0.0073733 | 18.5096
[5 empty] | C2 | 29.8012 | 1.0915 | 0.03025 | 0.0123 | 0.0098361 | 30.945 | 16.5157 | 1.0915 | 0.03025 | 0.0123 | 0.01097 | 17.6607 | 0 | 0 | 0 | 0 | 0 | 0 | 29.8012 | 1.0902 | 0.036233 | 0.0123 | 0.0098361 | 30.9497 | 3.5116 | 0 | 0 | 0 | 0 | 3.5116 | 29.8012 | 1.0902 | 0.036233 | 0.0123 | 0.0098361 | 30.9497
[5 empty] | C3 | 25.1015 | 3.1239 | 0 | 0 | 0.0077689 | 28.2332 | 13.9112 | 3.1239 | 0 | 0 | 0.0086648 | 17.0437 | 0 | 0 | 0 | 0 | 0 | 0 | 25.1015 | 3.1203 | 0 | 0 | 0.0077689 | 28.2296 | 2.9578 | 0 | 0 | 0 | 0 | 2.9578 | 25.1015 | 3.1203 | 0 | 0 | 0.0077689 | 28.2296
[5 empty] | C4 | 11.9857 | 0.48136 | 0 | 0 | 0.15218 | 12.6193 | 6.6424 | 0.48136 | 0 | 0 | 0.16973 | 7.2935 | 0 | 0 | 0 | 0 | 0 | 0 | 11.9857 | 0.48081 | 0 | 0 | 0.15218 | 12.6187 | 1.4123 | 0 | 0 | 0 | 0 | 1.4123 | 11.9857 | 0.48081 | 0 | 0 | 0.15218 | 12.6187
|  |  | 90 | 144 |  | 84.8646 | 5.2233 | 0.03025 | 0.0123 | 0.17716 |  | 47.0316 | 5.2233 | 0.03025 | 0.0123 | 0.19759 |  | 0 | 0 | 0 | 0 | 0 |  | 84.8646 | 5.2173 | 0.036233 | 0.0123 | 0.17716 |  | 10 | 0 | 0 | 0 | 0 |  | 84.8646 | 5.2173 | 0.036233 | 0.0123 | 0.17716
| 132kV OHL Support - Tower |  |  |  | C1 | 124 | 332 | 101 | 18 | 99 | 674 | 49 | 183 | 125 | 23 | 294 | 674 | 0 | 0 | 0 | 0 | 0 | 0 | 103 | 198 | 200 | 48 | 125 | 674 | 0 | 0 | 0 | 0 | 0 | 0 | 26 | 98 | 187 | 190 | 173 | 674
[5 empty] | C2 | 141 | 475 | 81 | 38 | 178 | 913 | 64 | 230 | 95 | 54 | 470 | 913 | 0 | 0 | 0 | 0 | 0 | 0 | 128 | 302 | 214 | 41 | 228 | 913 | 0 | 0 | 0 | 0 | 0 | 0 | 33 | 104 | 295 | 212 | 269 | 913
[5 empty] | C3 | 83 | 278 | 18 | 4 | 26 | 409 | 63 | 161 | 30 | 16 | 139 | 409 | 0 | 0 | 0 | 0 | 0 | 0 | 65 | 153 | 147 | 13 | 31 | 409 | 0 | 0 | 0 | 0 | 0 | 0 | 31 | 47 | 140 | 147 | 44 | 409
[5 empty] | C4 | 67 | 50 | 0 | 1 | 1 | 119 | 0 | 22 | 41 | 22 | 34 | 119 | 0 | 0 | 0 | 0 | 0 | 0 | 2 | 100 | 15 | 0 | 2 | 119 | 0 | 0 | 0 | 0 | 0 | 0 | 0 | 67 | 35 | 15 | 2 | 119
|  |  | 2115 | 2115 |  | 415 | 1135 | 200 | 61 | 304 |  | 176 | 596 | 291 | 115 | 937 |  | 0 | 0 | 0 | 0 | 0 |  | 298 | 753 | 576 | 102 | 386 |  | 0 | 0 | 0 | 0 | 0 |  | 90 | 316 | 657 | 564 | 488
| 132kV OHL Fittings and Conductors (Tower Lines) |  |  |  | C1 | 17.3553 | 308.5563 | 191.7861 | 385.3717 | 101.7617 | 1004.8311 | 15.9338 | 226.7885 | 155.2854 | 406.7512 | 200.0722 | 1004.8311 | 0 | 0 | 0 | 0 | 0 | 0 | 17.3553 | 108.8709 | 386.8952 | 84.4571 | 407.2526 | 1004.8311 | 0 | 0 | 0 | 0 | 0 | 0 | 10.355 | 52.1953 | 289.0207 | 227.3811 | 425.8789 | 1004.8311
[5 empty] | C2 | 1.5169 | 1.954 | 0.61843 | 9.5793 | 1.8849 | 15.5536 | 1.5169 | 1.3767 | 0.61843 | 9.5793 | 2.4622 | 15.5536 | 0 | 0 | 0 | 0 | 0 | 0 | 1.5169 | 1.954 | 0.61843 | 0 | 11.4642 | 15.5536 | 0 | 0 | 0 | 0 | 0 | 0 | 0 | 2.0942 | 1.3767 | 0.61843 | 11.4642 | 15.5536
[5 empty] | C3 | 0 | 9.6463 | 0.96847 | 21.7879 | 1.6613 | 34.064 | 0 | 8.8499 | 1.1952 | 21.7879 | 2.231 | 34.064 | 0 | 0 | 0 | 0 | 0 | 0 | 0 | 2.5303 | 8.0845 | 2.4762 | 20.973 | 34.064 | 0 | 0 | 0 | 0 | 0 | 0 | 0 | 2.0016 | 8.1061 | 1.6122 | 22.344 | 34.064
[5 empty] | C4 | 0 | 0 | 0 | 0 | 0 | 0 | 0 | 0 | 0 | 0 | 0 | 0 | 0 | 0 | 0 | 0 | 0 | 0 | 0 | 0 | 0 | 0 | 0 | 0 | 0 | 0 | 0 | 0 | 0 | 0 | 0 | 0 | 0 | 0 | 0 | 0
|  |  | 1054 | 1054 |  | 18.8722 | 320.1565 | 193.373 | 416.7389 | 105.3079 |  | 17.4507 | 237.0151 | 157.0991 | 438.1184 | 204.7654 |  | 0 | 0 | 0 | 0 | 0 |  | 18.8722 | 113.3552 | 395.5981 | 86.9333 | 439.6898 |  | 0 | 0 | 0 | 0 | 0 |  | 10.355 | 56.2911 | 298.5035 | 229.6118 | 459.6872
| [Please insert new asset category as required] |  |  |  | C1 | 0 | 0 | 0 | 0 | 0 | 0 | 0 | 0 | 0 | 0 | 0 | 0 | [5 empty] | 0 | 0 | 0 | 0 | 0 | 0 | 0 | [5 empty] | 0 | 0 | 0 | 0 | 0 | 0 | 0
[5 empty] | C2 | 0 | 0 | 0 | 0 | 0 | 0 | 0 | 0 | 0 | 0 | 0 | 0 | [5 empty] | 0 | 0 | 0 | 0 | 0 | 0 | 0 | [5 empty] | 0 | 0 | 0 | 0 | 0 | 0 | 0
[5 empty] | C3 | 0 | 0 | 0 | 0 | 0 | 0 | 0 | 0 | 0 | 0 | 0 | 0 | [5 empty] | 0 | 0 | 0 | 0 | 0 | 0 | 0 | [5 empty] | 0 | 0 | 0 | 0 | 0 | 0 | 0
[5 empty] | C4 | 0 | 0 | 0 | 0 | 0 | 0 | 0 | 0 | 0 | 0 | 0 | 0 | [5 empty] | 0 | 0 | 0 | 0 | 0 | 0 | 0 | [5 empty] | 0 | 0 | 0 | 0 | 0 | 0 | 0
|  |  | 0 | 0 |  | 0 | 0 | 0 | 0 | 0 |  | 0 | 0 | 0 | 0 | 0 |  | 0 | 0 | 0 | 0 | 0 |  | 0 | 0 | 0 | 0 | 0 |  | 0 | 0 | 0 | 0 | 0 |  | 0 | 0 | 0 | 0 | 0
| [Please insert new asset category as required] |  |  |  | C1 | 0 | 0 | 0 | 0 | 0 | 0 | 0 | 0 | 0 | 0 | 0 | 0 | [5 empty] | 0 | 0 | 0 | 0 | 0 | 0 | 0 | [5 empty] | 0 | 0 | 0 | 0 | 0 | 0 | 0
[5 empty] | C2 | 0 | 0 | 0 | 0 | 0 | 0 | 0 | 0 | 0 | 0 | 0 | 0 | [5 empty] | 0 | 0 | 0 | 0 | 0 | 0 | 0 | [5 empty] | 0 | 0 | 0 | 0 | 0 | 0 | 0
[5 empty] | C3 | 0 | 0 | 0 | 0 | 0 | 0 | 0 | 0 | 0 | 0 | 0 | 0 | [5 empty] | 0 | 0 | 0 | 0 | 0 | 0 | 0 | [5 empty] | 0 | 0 | 0 | 0 | 0 | 0 | 0
[5 empty] | C4 | 0 | 0 | 0 | 0 | 0 | 0 | 0 | 0 | 0 | 0 | 0 | 0 | [5 empty] | 0 | 0 | 0 | 0 | 0 | 0 | 0 | [5 empty] | 0 | 0 | 0 | 0 | 0 | 0 | 0
|  |  | 0 | 0 |  | 0 | 0 | 0 | 0 | 0 |  | 0 | 0 | 0 | 0 | 0 |  | 0 | 0 | 0 | 0 | 0 |  | 0 | 0 | 0 | 0 | 0 |  | 0 | 0 | 0 | 0 | 0 |  | 0 | 0 | 0 | 0 | 0
| [Please insert new asset category as required] |  |  |  | C1 | 0 | 0 | 0 | 0 | 0 | 0 | 0 | 0 | 0 | 0 | 0 | 0 | [5 empty] | 0 | 0 | 0 | 0 | 0 | 0 | 0 | [5 empty] | 0 | 0 | 0 | 0 | 0 | 0 | 0
[5 empty] | C2 | 0 | 0 | 0 | 0 | 0 | 0 | 0 | 0 | 0 | 0 | 0 | 0 | [5 empty] | 0 | 0 | 0 | 0 | 0 | 0 | 0 | [5 empty] | 0 | 0 | 0 | 0 | 0 | 0 | 0
[5 empty] | C3 | 0 | 0 | 0 | 0 | 0 | 0 | 0 | 0 | 0 | 0 | 0 | 0 | [5 empty] | 0 | 0 | 0 | 0 | 0 | 0 | 0 | [5 empty] | 0 | 0 | 0 | 0 | 0 | 0 | 0
[5 empty] | C4 | 0 | 0 | 0 | 0 | 0 | 0 | 0 | 0 | 0 | 0 | 0 | 0 | [5 empty] | 0 | 0 | 0 | 0 | 0 | 0 | 0 | [5 empty] | 0 | 0 | 0 | 0 | 0 | 0 | 0
|  |  | 0 | 0 |  | 0 | 0 | 0 | 0 | 0 |  | 0 | 0 | 0 | 0 | 0 |  | 0 | 0 | 0 | 0 | 0 |  | 0 | 0 | 0 | 0 | 0 |  | 0 | 0 | 0 | 0 | 0 |  | 0 | 0 | 0 | 0 | 0
| [Please insert new asset category as required] |  |  |  | C1 | 0 | 0 | 0 | 0 | 0 | 0 | 0 | 0 | 0 | 0 | 0 | 0 | [5 empty] | 0 | 0 | 0 | 0 | 0 | 0 | 0 | [5 empty] | 0 | 0 | 0 | 0 | 0 | 0 | 0
[5 empty] | C2 | 0 | 0 | 0 | 0 | 0 | 0 | 0 | 0 | 0 | 0 | 0 | 0 | [5 empty] | 0 | 0 | 0 | 0 | 0 | 0 | 0 | [5 empty] | 0 | 0 | 0 | 0 | 0 | 0 | 0
[5 empty] | C3 | 0 | 0 | 0 | 0 | 0 | 0 | 0 | 0 | 0 | 0 | 0 | 0 | [5 empty] | 0 | 0 | 0 | 0 | 0 | 0 | 0 | [5 empty] | 0 | 0 | 0 | 0 | 0 | 0 | 0
[5 empty] | C4 | 0 | 0 | 0 | 0 | 0 | 0 | 0 | 0 | 0 | 0 | 0 | 0 | [5 empty] | 0 | 0 | 0 | 0 | 0 | 0 | 0 | [5 empty] | 0 | 0 | 0 | 0 | 0 | 0 | 0
|  |  | 0 | 0 |  | 0 | 0 | 0 | 0 | 0 |  | 0 | 0 | 0 | 0 | 0 |  | 0 | 0 | 0 | 0 | 0 |  | 0 | 0 | 0 | 0 | 0 |  | 0 | 0 | 0 | 0 | 0 |  | 0 | 0 | 0 | 0 | 0
| [Please insert new asset category as required] |  |  |  | C1 | 0 | 0 | 0 | 0 | 0 | 0 | 0 | 0 | 0 | 0 | 0 | 0 | [5 empty] | 0 | 0 | 0 | 0 | 0 | 0 | 0 | [5 empty] | 0 | 0 | 0 | 0 | 0 | 0 | 0
[5 empty] | C2 | 0 | 0 | 0 | 0 | 0 | 0 | 0 | 0 | 0 | 0 | 0 | 0 | [5 empty] | 0 | 0 | 0 | 0 | 0 | 0 | 0 | [5 empty] | 0 | 0 | 0 | 0 | 0 | 0 | 0
[5 empty] | C3 | 0 | 0 | 0 | 0 | 0 | 0 | 0 | 0 | 0 | 0 | 0 | 0 | [5 empty] | 0 | 0 | 0 | 0 | 0 | 0 | 0 | [5 empty] | 0 | 0 | 0 | 0 | 0 | 0 | 0
[5 empty] | C4 | 0 | 0 | 0 | 0 | 0 | 0 | 0 | 0 | 0 | 0 | 0 | 0 | [5 empty] | 0 | 0 | 0 | 0 | 0 | 0 | 0 | [5 empty] | 0 | 0 | 0 | 0 | 0 | 0 | 0
|  |  | 0 | 0 |  | 0 | 0 | 0 | 0 | 0 |  | 0 | 0 | 0 | 0 | 0 |  | 0 | 0 | 0 | 0 | 0 |  | 0 | 0 | 0 | 0 | 0 |  | 0 | 0 | 0 | 0 | 0 |  | 0 | 0 | 0 | 0 | 0
Other
| Submarine Cables |  |  |  | C1 | 0 | 0 | 0 | 0 | 0 | 0 | 0 | 0 | 0 | 0 | 0 | 0 | [5 empty] | 0 | 0 | 0 | 0 | 0 | 0 | 0 | [5 empty] | 0 | 0 | 0 | 0 | 0 | 0 | 0
[5 empty] | C2 | 0 | 0 | 0 | 0 | 0 | 0 | 0 | 0 | 0 | 0 | 0 | 0 | [5 empty] | 0 | 0 | 0 | 0 | 0 | 0 | 0 | [5 empty] | 0 | 0 | 0 | 0 | 0 | 0 | 0
[5 empty] | C3 | 0 | 0 | 0 | 0 | 0 | 0 | 0 | 0 | 0 | 0 | 0 | 0 | [5 empty] | 0 | 0 | 0 | 0 | 0 | 0 | 0 | [5 empty] | 0 | 0 | 0 | 0 | 0 | 0 | 0
[5 empty] | C4 | 0 | 0 | 0 | 0 | 0 | 0 | 0 | 0 | 0 | 0 | 0 | 0 | [5 empty] | 0 | 0 | 0 | 0 | 0 | 0 | 0 | [5 empty] | 0 | 0 | 0 | 0 | 0 | 0 | 0
|  |  | 0 | 0 |  | 0 | 0 | 0 | 0 | 0 |  | 0 | 0 | 0 | 0 | 0 |  | 0 | 0 | 0 | 0 | 0 |  | 0 | 0 | 0 | 0 | 0 |  | 0 | 0 | 0 | 0 | 0 |  | 0 | 0 | 0 | 0 | 0
| [Please insert new asset category as required] |  |  |  | C1 | 0 | 0 | 0 | 0 | 0 | 0 | 0 | 0 | 0 | 0 | 0 | 0 | [5 empty] | 0 | 0 | 0 | 0 | 0 | 0 | 0 | [5 empty] | 0 | 0 | 0 | 0 | 0 | 0 | 0
[5 empty] | C2 | 0 | 0 | 0 | 0 | 0 | 0 | 0 | 0 | 0 | 0 | 0 | 0 | [5 empty] | 0 | 0 | 0 | 0 | 0 | 0 | 0 | [5 empty] | 0 | 0 | 0 | 0 | 0 | 0 | 0
[5 empty] | C3 | 0 | 0 | 0 | 0 | 0 | 0 | 0 | 0 | 0 | 0 | 0 | 0 | [5 empty] | 0 | 0 | 0 | 0 | 0 | 0 | 0 | [5 empty] | 0 | 0 | 0 | 0 | 0 | 0 | 0
[5 empty] | C4 | 0 | 0 | 0 | 0 | 0 | 0 | 0 | 0 | 0 | 0 | 0 | 0 | [5 empty] | 0 | 0 | 0 | 0 | 0 | 0 | 0 | [5 empty] | 0 | 0 | 0 | 0 | 0 | 0 | 0
|  |  | 0 | 0 |  | 0 | 0 | 0 | 0 | 0 |  | 0 | 0 | 0 | 0 | 0 |  | 0 | 0 | 0 | 0 | 0 |  | 0 | 0 | 0 | 0 | 0 |  | 0 | 0 | 0 | 0 | 0 |  | 0 | 0 | 0 | 0 | 0
| [Please insert new asset category as required] |  |  |  | C1 | 0 | 0 | 0 | 0 | 0 | 0 | 0 | 0 | 0 | 0 | 0 | 0 | [5 empty] | 0 | 0 | 0 | 0 | 0 | 0 | 0 | [5 empty] | 0 | 0 | 0 | 0 | 0 | 0 | 0
[5 empty] | C2 | 0 | 0 | 0 | 0 | 0 | 0 | 0 | 0 | 0 | 0 | 0 | 0 | [5 empty] | 0 | 0 | 0 | 0 | 0 | 0 | 0 | [5 empty] | 0 | 0 | 0 | 0 | 0 | 0 | 0
[5 empty] | C3 | 0 | 0 | 0 | 0 | 0 | 0 | 0 | 0 | 0 | 0 | 0 | 0 | [5 empty] | 0 | 0 | 0 | 0 | 0 | 0 | 0 | [5 empty] | 0 | 0 | 0 | 0 | 0 | 0 | 0
[5 empty] | C4 | 0 | 0 | 0 | 0 | 0 | 0 | 0 | 0 | 0 | 0 | 0 | 0 | [5 empty] | 0 | 0 | 0 | 0 | 0 | 0 | 0 | [5 empty] | 0 | 0 | 0 | 0 | 0 | 0 | 0
|  |  | 0 | 0 |  | 0 | 0 | 0 | 0 | 0 |  | 0 | 0 | 0 | 0 | 0 |  | 0 | 0 | 0 | 0 | 0 |  | 0 | 0 | 0 | 0 | 0 |  | 0 | 0 | 0 | 0 | 0 |  | 0 | 0 | 0 | 0 | 0
| [Please insert new asset category as required] |  |  |  | C1 | 0 | 0 | 0 | 0 | 0 | 0 | 0 | 0 | 0 | 0 | 0 | 0 | [5 empty] | 0 | 0 | 0 | 0 | 0 | 0 | 0 | [5 empty] | 0 | 0 | 0 | 0 | 0 | 0 | 0
[5 empty] | C2 | 0 | 0 | 0 | 0 | 0 | 0 | 0 | 0 | 0 | 0 | 0 | 0 | [5 empty] | 0 | 0 | 0 | 0 | 0 | 0 | 0 | [5 empty] | 0 | 0 | 0 | 0 | 0 | 0 | 0
[5 empty] | C3 | 0 | 0 | 0 | 0 | 0 | 0 | 0 | 0 | 0 | 0 | 0 | 0 | [5 empty] | 0 | 0 | 0 | 0 | 0 | 0 | 0 | [5 empty] | 0 | 0 | 0 | 0 | 0 | 0 | 0
[5 empty] | C4 | 0 | 0 | 0 | 0 | 0 | 0 | 0 | 0 | 0 | 0 | 0 | 0 | [5 empty] | 0 | 0 | 0 | 0 | 0 | 0 | 0 | [5 empty] | 0 | 0 | 0 | 0 | 0 | 0 | 0
|  |  | 0 | 0 |  | 0 | 0 | 0 | 0 | 0 |  | 0 | 0 | 0 | 0 | 0 |  | 0 | 0 | 0 | 0 | 0 |  | 0 | 0 | 0 | 0 | 0 |  | 0 | 0 | 0 | 0 | 0 |  | 0 | 0 | 0 | 0 | 0
| [Please insert new asset category as required] |  |  |  | C1 | 0 | 0 | 0 | 0 | 0 | 0 | 0 | 0 | 0 | 0 | 0 | 0 | [5 empty] | 0 | 0 | 0 | 0 | 0 | 0 | 0 | [5 empty] | 0 | 0 | 0 | 0 | 0 | 0 | 0
[5 empty] | C2 | 0 | 0 | 0 | 0 | 0 | 0 | 0 | 0 | 0 | 0 | 0 | 0 | [5 empty] | 0 | 0 | 0 | 0 | 0 | 0 | 0 | [5 empty] | 0 | 0 | 0 | 0 | 0 | 0 | 0
[5 empty] | C3 | 0 | 0 | 0 | 0 | 0 | 0 | 0 | 0 | 0 | 0 | 0 | 0 | [5 empty] | 0 | 0 | 0 | 0 | 0 | 0 | 0 | [5 empty] | 0 | 0 | 0 | 0 | 0 | 0 | 0
[5 empty] | C4 | 0 | 0 | 0 | 0 | 0 | 0 | 0 | 0 | 0 | 0 | 0 | 0 | [5 empty] | 0 | 0 | 0 | 0 | 0 | 0 | 0 | [5 empty] | 0 | 0 | 0 | 0 | 0 | 0 | 0
|  |  | 0 | 0 |  | 0 | 0 | 0 | 0 | 0 |  | 0 | 0 | 0 | 0 | 0 |  | 0 | 0 | 0 | 0 | 0 |  | 0 | 0 | 0 | 0 | 0 |  | 0 | 0 | 0 | 0 | 0 |  | 0 | 0 | 0 | 0 | 0
| [Please insert new asset category as required] |  |  |  | C1 | 0 | 0 | 0 | 0 | 0 | 0 | 0 | 0 | 0 | 0 | 0 | 0 | [5 empty] | 0 | 0 | 0 | 0 | 0 | 0 | 0 | [5 empty] | 0 | 0 | 0 | 0 | 0 | 0 | 0
[5 empty] | C2 | 0 | 0 | 0 | 0 | 0 | 0 | 0 | 0 | 0 | 0 | 0 | 0 | [5 empty] | 0 | 0 | 0 | 0 | 0 | 0 | 0 | [5 empty] | 0 | 0 | 0 | 0 | 0 | 0 | 0
[5 empty] | C3 | 0 | 0 | 0 | 0 | 0 | 0 | 0 | 0 | 0 | 0 | 0 | 0 | [5 empty] | 0 | 0 | 0 | 0 | 0 | 0 | 0 | [5 empty] | 0 | 0 | 0 | 0 | 0 | 0 | 0
[5 empty] | C4 | 0 | 0 | 0 | 0 | 0 | 0 | 0 | 0 | 0 | 0 | 0 | 0 | [5 empty] | 0 | 0 | 0 | 0 | 0 | 0 | 0 | [5 empty] | 0 | 0 | 0 | 0 | 0 | 0 | 0
|  |  | 0 | 0 |  | 0 | 0 | 0 | 0 | 0 |  | 0 | 0 | 0 | 0 | 0 |  | 0 | 0 | 0 | 0 | 0 |  | 0 | 0 | 0 | 0 | 0 |  | 0 | 0 | 0 | 0 | 0 |  | 0 | 0 | 0 | 0 | 0
| TOTAL |  | 248959 | 244634 |  | 92264.136 | 88102.8118 | 37234.2111 | 21687.6958 | 9670.9682 |  | 82037.5896 | 88257.3208 | 39262.3012 | 26905.022 | 13958.0902 |  | 6 | 0 | 0 | 0 | 0 |  | 77547.4238 | 74588.3626 | 54011.631 | 26959.9159 | 15856.4896 |  | 27 | -2 | -2 | 0 | 0 |  | 66169.238 | 66904.5677 | 56783.5243 | 31752.9291 | 27353.5637
Health Index Definitions
|  |  | HI1 | New or as new
|  |  | HI2 | Good or seviceable condition
|  |  | HI3 | Deterioration requires assessment and monitoring
|  |  | HI4 | Material deterioration, intervention requires consideration
|  |  | HI5 | End of serviceable life, intervention required
Criticality Index Definitions
|  |  | C1 | Low criticality
|  |  | C2 | Average criticality
|  |  | C3 | High criticality
|  |  | C4 | Very high criticality

## NAW6 - Faults - NPgY
NAW6: Secondary deliverables RIIO-ED1 - Faults
NPgY
Price base (2012/13)
| ASSET CATEGORIES |  | ASSET REGISTER |  |  | End of DPCR5 (31 March 2015) with investment | [5 empty] | End of DPCR5 (31 March 2015) without investment | [5 empty] | Mid-Period Review (31 March 2019) planned investment | [5 empty] | Mid-Period Review (31 March 2019) without investment | [5 empty] | End of RIIO-ED1 (31 March 2023) planned investment | [5 empty] | End of RIIO-ED1 (31 March 2023) without investment
Is it your current intention to have a health index for this asset category in the RIIO-ED1 control period.
|  |  | as at 31st March 2015 | as at 31st March 2023 |  | HI 1 | HI 2 | HI 3 | HI 4 | HI 5 |  | HI 1 | HI 2 | HI 3 | HI 4 | HI 5 |  | HI 1 | HI 2 | HI 3 | HI 4 | HI 5 |  | HI 1 | HI 2 | HI 3 | HI 4 | HI 5 |  | HI 1 | HI 2 | HI 3 | HI 4 | HI 5 |  | HI 1 | HI 2 | HI 3 | HI 4 | HI 5
LV Network
| LV Switchgear and Other |  |  |  | C1 | 0 | 0 | 0 | 0 | 0 | 0 | 0 | 0 | 0 | 0 | 0 | 0 | [5 empty] | 0 | 0 | 0 | 0 | 0 | 0 | 0 | [5 empty] | 0 | 0 | 0 | 0 | 0 | 0 | 0 | Yes
[5 empty] | C2 | 0 | 0 | 0 | 0 | 0 | 0 | 0 | 0 | 0 | 0 | 0 | 0 | [5 empty] | 0 | 0 | 0 | 0 | 0 | 0 | 0 | [5 empty] | 0 | 0 | 0 | 0 | 0 | 0 | 0 | No
[5 empty] | C3 | 0 | 0 | 0 | 0 | 0 | 0 | 0 | 0 | 0 | 0 | 0 | 0 | [5 empty] | 0 | 0 | 0 | 0 | 0 | 0 | 0 | [5 empty] | 0 | 0 | 0 | 0 | 0 | 0 | 0
[5 empty] | C4 | 0 | 0 | 0 | 0 | 0 | 0 | 0 | 0 | 0 | 0 | 0 | 0 | [5 empty] | 0 | 0 | 0 | 0 | 0 | 0 | 0 | [5 empty] | 0 | 0 | 0 | 0 | 0 | 0 | 0
|  |  | 0 | 0 |  | 0 | 0 | 0 | 0 | 0 |  | 0 | 0 | 0 | 0 | 0 |  | 0 | 0 | 0 | 0 | 0 |  | 0 | 0 | 0 | 0 | 0 |  | 0 | 0 | 0 | 0 | 0 |  | 0 | 0 | 0 | 0 | 0
| LV UGB |  |  |  | C1 | 0 | 0 | 0 | 0 | 0 | 0 | 0 | 0 | 0 | 0 | 0 | 0 | [5 empty] | 0 | 0 | 0 | 0 | 0 | 0 | 0 | [5 empty] | 0 | 0 | 0 | 0 | 0 | 0 | 0
[5 empty] | C2 | 0 | 0 | 0 | 0 | 0 | 0 | 0 | 0 | 0 | 0 | 0 | 0 | [5 empty] | 0 | 0 | 0 | 0 | 0 | 0 | 0 | [5 empty] | 0 | 0 | 0 | 0 | 0 | 0 | 0
[5 empty] | C3 | 0 | 0 | 0 | 0 | 0 | 0 | 0 | 0 | 0 | 0 | 0 | 0 | [5 empty] | 0 | 0 | 0 | 0 | 0 | 0 | 0 | [5 empty] | 0 | 0 | 0 | 0 | 0 | 0 | 0
[5 empty] | C4 | 0 | 0 | 0 | 0 | 0 | 0 | 0 | 0 | 0 | 0 | 0 | 0 | [5 empty] | 0 | 0 | 0 | 0 | 0 | 0 | 0 | [5 empty] | 0 | 0 | 0 | 0 | 0 | 0 | 0
|  |  | 0 | 0 |  | 0 | 0 | 0 | 0 | 0 |  | 0 | 0 | 0 | 0 | 0 |  | 0 | 0 | 0 | 0 | 0 |  | 0 | 0 | 0 | 0 | 0 |  | 0 | 0 | 0 | 0 | 0 |  | 0 | 0 | 0 | 0 | 0
| LV OHL Support |  |  |  | C1 | 5357 | 6892 | 5016 | 1451 | 1340 | 20056 | 4772 | 6932 | 5147 | 1702 | 1534 | 20087 | 88 | 0 | 0 | 0 | -80 | 8 | 4542 | 5140 | 6085 | 2520 | 1889 | 20176 | 176 | 0 | 0 | 0 | -160 | 16 | 3837 | 4955 | 4832 | 2877 | 3536 | 20037
[5 empty] | C2 | 4658 | 7204 | 4315 | 965 | 1326 | 18468 | 4138 | 7241 | 4423 | 1245 | 1541 | 18588 | 88 | 0 | 0 | 0 | -88 | 0 | 3963 | 5386 | 5236 | 1888 | 1884 | 18357 | 176 | 0 | 0 | 0 | -176 | 0 | 3363 | 5200 | 4172 | 2200 | 3548 | 18483
[5 empty] | C3 | 576 | 1330 | 735 | 423 | 307 | 3371 | 515 | 1339 | 756 | 423 | 307 | 3340 | 8 | 0 | 0 | 0 | 0 | 8 | 483 | 988 | 895 | 602 | 411 | 3379 | 16 | 0 | 0 | 0 | 0 | 16 | 404 | 951 | 705 | 660 | 727 | 3447
[5 empty] | C4 | 1135 | 2481 | 1627 | 284 | 360 | 5887 | 1013 | 2497 | 1670 | 378 | 434 | 5992 | 16 | 0 | 0 | 0 | -32 | -16 | 961 | 1849 | 1969 | 575 | 516 | 5870 | 32 | 0 | 0 | 0 | -64 | -32 | 810 | 1782 | 1564 | 672 | 987 | 5815
|  |  | 47782 | 46782 |  | 11726 | 17907 | 11693 | 3123 | 3333 |  | 10438 | 18009 | 11996 | 3748 | 3816 |  | 200 | 0 | 0 | 0 | -200 |  | 9949 | 13363 | 14185 | 5585 | 4700 |  | 400 | 0 | 0 | 0 | -400 |  | 8414 | 12888 | 11273 | 6409 | 8798
| [Please insert new asset category as required] |  |  |  | C1 | 0 | 0 | 0 | 0 | 0 | 0 | 0 | 0 | 0 | 0 | 0 | 0 | [5 empty] | 0 | 0 | 0 | 0 | 0 | 0 | 0 | [5 empty] | 0 | 0 | 0 | 0 | 0 | 0 | 0
[5 empty] | C2 | 0 | 0 | 0 | 0 | 0 | 0 | 0 | 0 | 0 | 0 | 0 | 0 | [5 empty] | 0 | 0 | 0 | 0 | 0 | 0 | 0 | [5 empty] | 0 | 0 | 0 | 0 | 0 | 0 | 0
[5 empty] | C3 | 0 | 0 | 0 | 0 | 0 | 0 | 0 | 0 | 0 | 0 | 0 | 0 | [5 empty] | 0 | 0 | 0 | 0 | 0 | 0 | 0 | [5 empty] | 0 | 0 | 0 | 0 | 0 | 0 | 0
[5 empty] | C4 | 0 | 0 | 0 | 0 | 0 | 0 | 0 | 0 | 0 | 0 | 0 | 0 | [5 empty] | 0 | 0 | 0 | 0 | 0 | 0 | 0 | [5 empty] | 0 | 0 | 0 | 0 | 0 | 0 | 0
|  |  | 0 | 0 |  | 0 | 0 | 0 | 0 | 0 |  | 0 | 0 | 0 | 0 | 0 |  | 0 | 0 | 0 | 0 | 0 |  | 0 | 0 | 0 | 0 | 0 |  | 0 | 0 | 0 | 0 | 0 |  | 0 | 0 | 0 | 0 | 0
| [Please insert new asset category as required] |  |  |  | C1 | 0 | 0 | 0 | 0 | 0 | 0 | 0 | 0 | 0 | 0 | 0 | 0 | [5 empty] | 0 | 0 | 0 | 0 | 0 | 0 | 0 | [5 empty] | 0 | 0 | 0 | 0 | 0 | 0 | 0
[5 empty] | C2 | 0 | 0 | 0 | 0 | 0 | 0 | 0 | 0 | 0 | 0 | 0 | 0 | [5 empty] | 0 | 0 | 0 | 0 | 0 | 0 | 0 | [5 empty] | 0 | 0 | 0 | 0 | 0 | 0 | 0
[5 empty] | C3 | 0 | 0 | 0 | 0 | 0 | 0 | 0 | 0 | 0 | 0 | 0 | 0 | [5 empty] | 0 | 0 | 0 | 0 | 0 | 0 | 0 | [5 empty] | 0 | 0 | 0 | 0 | 0 | 0 | 0
[5 empty] | C4 | 0 | 0 | 0 | 0 | 0 | 0 | 0 | 0 | 0 | 0 | 0 | 0 | [5 empty] | 0 | 0 | 0 | 0 | 0 | 0 | 0 | [5 empty] | 0 | 0 | 0 | 0 | 0 | 0 | 0
|  |  | 0 | 0 |  | 0 | 0 | 0 | 0 | 0 |  | 0 | 0 | 0 | 0 | 0 |  | 0 | 0 | 0 | 0 | 0 |  | 0 | 0 | 0 | 0 | 0 |  | 0 | 0 | 0 | 0 | 0 |  | 0 | 0 | 0 | 0 | 0
| [Please insert new asset category as required] |  |  |  | C1 | 0 | 0 | 0 | 0 | 0 | 0 | 0 | 0 | 0 | 0 | 0 | 0 | [5 empty] | 0 | 0 | 0 | 0 | 0 | 0 | 0 | [5 empty] | 0 | 0 | 0 | 0 | 0 | 0 | 0
[5 empty] | C2 | 0 | 0 | 0 | 0 | 0 | 0 | 0 | 0 | 0 | 0 | 0 | 0 | [5 empty] | 0 | 0 | 0 | 0 | 0 | 0 | 0 | [5 empty] | 0 | 0 | 0 | 0 | 0 | 0 | 0
[5 empty] | C3 | 0 | 0 | 0 | 0 | 0 | 0 | 0 | 0 | 0 | 0 | 0 | 0 | [5 empty] | 0 | 0 | 0 | 0 | 0 | 0 | 0 | [5 empty] | 0 | 0 | 0 | 0 | 0 | 0 | 0
[5 empty] | C4 | 0 | 0 | 0 | 0 | 0 | 0 | 0 | 0 | 0 | 0 | 0 | 0 | [5 empty] | 0 | 0 | 0 | 0 | 0 | 0 | 0 | [5 empty] | 0 | 0 | 0 | 0 | 0 | 0 | 0
|  |  | 0 | 0 |  | 0 | 0 | 0 | 0 | 0 |  | 0 | 0 | 0 | 0 | 0 |  | 0 | 0 | 0 | 0 | 0 |  | 0 | 0 | 0 | 0 | 0 |  | 0 | 0 | 0 | 0 | 0 |  | 0 | 0 | 0 | 0 | 0
| [Please insert new asset category as required] |  |  |  | C1 | 0 | 0 | 0 | 0 | 0 | 0 | 0 | 0 | 0 | 0 | 0 | 0 | [5 empty] | 0 | 0 | 0 | 0 | 0 | 0 | 0 | [5 empty] | 0 | 0 | 0 | 0 | 0 | 0 | 0
[5 empty] | C2 | 0 | 0 | 0 | 0 | 0 | 0 | 0 | 0 | 0 | 0 | 0 | 0 | [5 empty] | 0 | 0 | 0 | 0 | 0 | 0 | 0 | [5 empty] | 0 | 0 | 0 | 0 | 0 | 0 | 0
[5 empty] | C3 | 0 | 0 | 0 | 0 | 0 | 0 | 0 | 0 | 0 | 0 | 0 | 0 | [5 empty] | 0 | 0 | 0 | 0 | 0 | 0 | 0 | [5 empty] | 0 | 0 | 0 | 0 | 0 | 0 | 0
[5 empty] | C4 | 0 | 0 | 0 | 0 | 0 | 0 | 0 | 0 | 0 | 0 | 0 | 0 | [5 empty] | 0 | 0 | 0 | 0 | 0 | 0 | 0 | [5 empty] | 0 | 0 | 0 | 0 | 0 | 0 | 0
|  |  | 0 | 0 |  | 0 | 0 | 0 | 0 | 0 |  | 0 | 0 | 0 | 0 | 0 |  | 0 | 0 | 0 | 0 | 0 |  | 0 | 0 | 0 | 0 | 0 |  | 0 | 0 | 0 | 0 | 0 |  | 0 | 0 | 0 | 0 | 0
| [Please insert new asset category as required] |  |  |  | C1 | 0 | 0 | 0 | 0 | 0 | 0 | 0 | 0 | 0 | 0 | 0 | 0 | [5 empty] | 0 | 0 | 0 | 0 | 0 | 0 | 0 | [5 empty] | 0 | 0 | 0 | 0 | 0 | 0 | 0
[5 empty] | C2 | 0 | 0 | 0 | 0 | 0 | 0 | 0 | 0 | 0 | 0 | 0 | 0 | [5 empty] | 0 | 0 | 0 | 0 | 0 | 0 | 0 | [5 empty] | 0 | 0 | 0 | 0 | 0 | 0 | 0
[5 empty] | C3 | 0 | 0 | 0 | 0 | 0 | 0 | 0 | 0 | 0 | 0 | 0 | 0 | [5 empty] | 0 | 0 | 0 | 0 | 0 | 0 | 0 | [5 empty] | 0 | 0 | 0 | 0 | 0 | 0 | 0
[5 empty] | C4 | 0 | 0 | 0 | 0 | 0 | 0 | 0 | 0 | 0 | 0 | 0 | 0 | [5 empty] | 0 | 0 | 0 | 0 | 0 | 0 | 0 | [5 empty] | 0 | 0 | 0 | 0 | 0 | 0 | 0
|  |  | 0 | 0 |  | 0 | 0 | 0 | 0 | 0 |  | 0 | 0 | 0 | 0 | 0 |  | 0 | 0 | 0 | 0 | 0 |  | 0 | 0 | 0 | 0 | 0 |  | 0 | 0 | 0 | 0 | 0 |  | 0 | 0 | 0 | 0 | 0
HV Network
| HV Switchgear (GM) - Primary |  |  |  | C1 | 370 | 538 | 402 | 182 | 160 | 1652 | 354 | 538 | 402 | 193 | 160 | 1647 | 0 | 0 | 0 | 0 | 0 | 0 | 346 | 470 | 355 | 201 | 275 | 1647 | 0 | 0 | 0 | 0 | 0 | 0 | 305 | 323 | 348 | 278 | 393 | 1647
[5 empty] | C2 | 360 | 530 | 441 | 370 | 235 | 1936 | 323 | 532 | 453 | 397 | 239 | 1944 | 0 | 0 | 0 | 0 | 0 | 0 | 302 | 415 | 399 | 401 | 427 | 1944 | 0 | 0 | 0 | 0 | 0 | 0 | 277 | 255 | 411 | 329 | 672 | 1944
[5 empty] | C3 | 89 | 171 | 146 | 107 | 99 | 612 | 89 | 171 | 146 | 107 | 99 | 612 | 0 | 0 | 0 | 0 | 0 | 0 | 87 | 139 | 115 | 123 | 148 | 612 | 0 | 0 | 0 | 0 | 0 | 0 | 84 | 94 | 120 | 91 | 223 | 612
[5 empty] | C4 | 6 | 32 | 27 | 4 | 5 | 74 | 6 | 32 | 27 | 4 | 5 | 74 | 0 | 0 | 0 | 0 | 0 | 0 | 4 | 20 | 29 | 15 | 6 | 74 | 0 | 0 | 0 | 0 | 0 | 0 | 4 | 17 | 17 | 27 | 9 | 74
|  |  | 4274 | 4244 |  | 825 | 1271 | 1016 | 663 | 499 |  | 772 | 1273 | 1028 | 701 | 503 |  | 0 | 0 | 0 | 0 | 0 |  | 739 | 1044 | 898 | 740 | 856 |  | 0 | 0 | 0 | 0 | 0 |  | 670 | 689 | 896 | 725 | 1297
| HV Switchgear (GM) - Distribution |  |  |  | C1 | 6412 | 2020 | 450 | 61 | 276 | 9219 | 6026 | 2068 | 510 | 155 | 343 | 9102 | 12 | -4 | -4 | 0 | 0 | 4 | 6173 | 1883 | 737 | 46 | 380 | 9219 | 24 | -8 | -8 | 0 | 0 | 8 | 5720 | 1529 | 1215 | 287 | 468 | 9219
[5 empty] | C2 | 4628 | 6754 | 2181 | 125 | 1434 | 15122 | 4331 | 6906 | 2461 | 527 | 1854 | 16079 | 12 | -4 | 8 | 0 | 0 | 16 | 4144 | 5164 | 3472 | 487 | 1855 | 15122 | 24 | -8 | 16 | 0 | 0 | 32 | 3712 | 3037 | 4803 | 1272 | 2298 | 15122
[5 empty] | C3 | 1157 | 2280 | 1016 | 63 | 653 | 5169 | 1086 | 2339 | 1149 | 257 | 855 | 5686 | 0 | -8 | -4 | 0 | 0 | -12 | 1014 | 1636 | 1456 | 201 | 862 | 5169 | 0 | -16 | -8 | 0 | 0 | -24 | 925 | 831 | 1754 | 651 | 1008 | 5169
[5 empty] | C4 | 177 | 365 | 196 | 6 | 83 | 827 | 166 | 377 | 217 | 32 | 110 | 902 | 0 | -4 | -4 | 0 | 0 | -8 | 154 | 270 | 269 | 19 | 115 | 827 | 0 | -8 | -8 | 0 | 0 | -16 | 140 | 143 | 313 | 95 | 136 | 827
|  |  | 30337 | 26699 |  | 12374 | 11419 | 3843 | 255 | 2446 |  | 11609 | 11690 | 4337 | 971 | 3162 |  | 24 | -20 | -4 | 0 | 0 |  | 11485 | 8953 | 5934 | 753 | 3212 |  | 48 | -40 | -8 | 0 | 0 |  | 10497 | 5540 | 8085 | 2305 | 3910
| HV Transformer (GM) |  |  |  | C1 | 801 | 2276 | 402 | 181 | 29 | 3689 | 533 | 2287 | 406 | 202 | 117 | 3545 | 16 | -8 | -4 | 0 | 0 | 4 | 774 | 2215 | 263 | 244 | 193 | 3689 | 32 | -16 | -8 | 0 | 0 | 8 | 764 | 1958 | 362 | 277 | 328 | 3689
[5 empty] | C2 | 563 | 7175 | 1478 | 783 | 151 | 10150 | 372 | 7191 | 1480 | 868 | 333 | 10244 | 16 | -8 | 4 | 0 | 0 | 12 | 521 | 6873 | 881 | 982 | 893 | 10150 | 32 | -16 | 8 | 0 | 0 | 24 | 499 | 6059 | 1209 | 1160 | 1223 | 10150
[5 empty] | C3 | 62 | 580 | 219 | 105 | 17 | 983 | 43 | 585 | 223 | 119 | 38 | 1008 | 0 | -4 | -4 | 0 | 0 | -8 | 59 | 549 | 98 | 158 | 119 | 983 | 0 | -8 | -8 | 0 | 0 | -16 | 56 | 458 | 129 | 161 | 179 | 983
[5 empty] | C4 | 7 | 375 | 94 | 50 | 12 | 538 | 6 | 380 | 98 | 58 | 21 | 563 | 0 | -4 | -4 | 0 | 0 | -8 | 6 | 348 | 53 | 67 | 64 | 538 | 0 | -8 | -8 | 0 | 0 | -16 | 4 | 304 | 68 | 71 | 91 | 538
|  |  | 15360 | 15360 |  | 1433 | 10406 | 2193 | 1119 | 209 |  | 954 | 10443 | 2207 | 1247 | 509 |  | 32 | -24 | -8 | 0 | 0 |  | 1360 | 9985 | 1295 | 1451 | 1269 |  | 64 | -48 | -16 | 0 | 0 |  | 1323 | 8779 | 1768 | 1669 | 1821
| HV UG Cable |  |  |  | C1 | 0 | 0 | 0 | 0 | 0 | 0 | 0 | 0 | 0 | 0 | 0 | 0 | [5 empty] | 0 | 0 | 0 | 0 | 0 | 0 | 0 | [5 empty] | 0 | 0 | 0 | 0 | 0 | 0 | 0
[5 empty] | C2 | 0 | 0 | 0 | 0 | 0 | 0 | 0 | 0 | 0 | 0 | 0 | 0 | [5 empty] | 0 | 0 | 0 | 0 | 0 | 0 | 0 | [5 empty] | 0 | 0 | 0 | 0 | 0 | 0 | 0
[5 empty] | C3 | 0 | 0 | 0 | 0 | 0 | 0 | 0 | 0 | 0 | 0 | 0 | 0 | [5 empty] | 0 | 0 | 0 | 0 | 0 | 0 | 0 | [5 empty] | 0 | 0 | 0 | 0 | 0 | 0 | 0
[5 empty] | C4 | 0 | 0 | 0 | 0 | 0 | 0 | 0 | 0 | 0 | 0 | 0 | 0 | [5 empty] | 0 | 0 | 0 | 0 | 0 | 0 | 0 | [5 empty] | 0 | 0 | 0 | 0 | 0 | 0 | 0
|  |  | 0 | 0 |  | 0 | 0 | 0 | 0 | 0 |  | 0 | 0 | 0 | 0 | 0 |  | 0 | 0 | 0 | 0 | 0 |  | 0 | 0 | 0 | 0 | 0 |  | 0 | 0 | 0 | 0 | 0 |  | 0 | 0 | 0 | 0 | 0
| HV OHL Support - Poles |  |  |  | C1 | 20183 | 11572 | 5288 | 6271 | 804 | 44118 | 18044 | 11678 | 5635 | 7344 | 1402 | 44103 | 44 | 0 | 0 | 0 | -44 | 0 | 16484 | 10360 | 8939 | 6949 | 1303 | 44035 | 88 | 0 | 0 | 0 | -88 | 0 | 13675 | 10945 | 8920 | 7428 | 2868 | 43836
[5 empty] | C2 | 22962 | 14882 | 6657 | 6619 | 1166 | 52286 | 20551 | 15013 | 7082 | 7734 | 1977 | 52357 | 60 | 0 | 0 | 0 | -52 | 8 | 18818 | 13348 | 11187 | 7333 | 1859 | 52545 | 120 | 0 | 0 | 0 | -104 | 16 | 15672 | 14105 | 11174 | 7841 | 4014 | 52806
[5 empty] | C3 | 6453 | 3255 | 1074 | 1089 | 155 | 12026 | 5728 | 3288 | 1171 | 1347 | 353 | 11887 | 12 | 0 | 0 | 0 | -16 | -4 | 5192 | 2885 | 2087 | 1250 | 317 | 11731 | 24 | 0 | 0 | 0 | -32 | -8 | 4235 | 3062 | 2079 | 1363 | 830 | 11569
[5 empty] | C4 | 2576 | 2002 | 886 | 933 | 151 | 6548 | 2305 | 2021 | 945 | 1094 | 266 | 6631 | 4 | 0 | 0 | 0 | -8 | -4 | 2102 | 1792 | 1495 | 1033 | 245 | 6667 | 8 | 0 | 0 | 0 | -16 | -8 | 1742 | 1891 | 1491 | 1102 | 541 | 6767
|  |  | 114978 | 114978 |  | 52174 | 31711 | 13905 | 14912 | 2276 |  | 46628 | 32000 | 14833 | 17519 | 3998 |  | 120 | 0 | 0 | 0 | -120 |  | 42596 | 28385 | 23708 | 16565 | 3724 |  | 240 | 0 | 0 | 0 | -240 |  | 35324 | 30003 | 23664 | 17734 | 8253
| [Please insert new asset category as required] |  |  |  | C1 | 0 | 0 | 0 | 0 | 0 | 0 | 0 | 0 | 0 | 0 | 0 | 0 | [5 empty] | 0 | 0 | 0 | 0 | 0 | 0 | 0 | [5 empty] | 0 | 0 | 0 | 0 | 0 | 0 | 0
[5 empty] | C2 | 0 | 0 | 0 | 0 | 0 | 0 | 0 | 0 | 0 | 0 | 0 | 0 | [5 empty] | 0 | 0 | 0 | 0 | 0 | 0 | 0 | [5 empty] | 0 | 0 | 0 | 0 | 0 | 0 | 0
[5 empty] | C3 | 0 | 0 | 0 | 0 | 0 | 0 | 0 | 0 | 0 | 0 | 0 | 0 | [5 empty] | 0 | 0 | 0 | 0 | 0 | 0 | 0 | [5 empty] | 0 | 0 | 0 | 0 | 0 | 0 | 0
[5 empty] | C4 | 0 | 0 | 0 | 0 | 0 | 0 | 0 | 0 | 0 | 0 | 0 | 0 | [5 empty] | 0 | 0 | 0 | 0 | 0 | 0 | 0 | [5 empty] | 0 | 0 | 0 | 0 | 0 | 0 | 0
|  |  | 0 | 0 |  | 0 | 0 | 0 | 0 | 0 |  | 0 | 0 | 0 | 0 | 0 |  | 0 | 0 | 0 | 0 | 0 |  | 0 | 0 | 0 | 0 | 0 |  | 0 | 0 | 0 | 0 | 0 |  | 0 | 0 | 0 | 0 | 0
| [Please insert new asset category as required] |  |  |  | C1 | 0 | 0 | 0 | 0 | 0 | 0 | 0 | 0 | 0 | 0 | 0 | 0 | [5 empty] | 0 | 0 | 0 | 0 | 0 | 0 | 0 | [5 empty] | 0 | 0 | 0 | 0 | 0 | 0 | 0
[5 empty] | C2 | 0 | 0 | 0 | 0 | 0 | 0 | 0 | 0 | 0 | 0 | 0 | 0 | [5 empty] | 0 | 0 | 0 | 0 | 0 | 0 | 0 | [5 empty] | 0 | 0 | 0 | 0 | 0 | 0 | 0
[5 empty] | C3 | 0 | 0 | 0 | 0 | 0 | 0 | 0 | 0 | 0 | 0 | 0 | 0 | [5 empty] | 0 | 0 | 0 | 0 | 0 | 0 | 0 | [5 empty] | 0 | 0 | 0 | 0 | 0 | 0 | 0
[5 empty] | C4 | 0 | 0 | 0 | 0 | 0 | 0 | 0 | 0 | 0 | 0 | 0 | 0 | [5 empty] | 0 | 0 | 0 | 0 | 0 | 0 | 0 | [5 empty] | 0 | 0 | 0 | 0 | 0 | 0 | 0
|  |  | 0 | 0 |  | 0 | 0 | 0 | 0 | 0 |  | 0 | 0 | 0 | 0 | 0 |  | 0 | 0 | 0 | 0 | 0 |  | 0 | 0 | 0 | 0 | 0 |  | 0 | 0 | 0 | 0 | 0 |  | 0 | 0 | 0 | 0 | 0
| [Please insert new asset category as required] |  |  |  | C1 | 0 | 0 | 0 | 0 | 0 | 0 | 0 | 0 | 0 | 0 | 0 | 0 | [5 empty] | 0 | 0 | 0 | 0 | 0 | 0 | 0 | [5 empty] | 0 | 0 | 0 | 0 | 0 | 0 | 0
[5 empty] | C2 | 0 | 0 | 0 | 0 | 0 | 0 | 0 | 0 | 0 | 0 | 0 | 0 | [5 empty] | 0 | 0 | 0 | 0 | 0 | 0 | 0 | [5 empty] | 0 | 0 | 0 | 0 | 0 | 0 | 0
[5 empty] | C3 | 0 | 0 | 0 | 0 | 0 | 0 | 0 | 0 | 0 | 0 | 0 | 0 | [5 empty] | 0 | 0 | 0 | 0 | 0 | 0 | 0 | [5 empty] | 0 | 0 | 0 | 0 | 0 | 0 | 0
[5 empty] | C4 | 0 | 0 | 0 | 0 | 0 | 0 | 0 | 0 | 0 | 0 | 0 | 0 | [5 empty] | 0 | 0 | 0 | 0 | 0 | 0 | 0 | [5 empty] | 0 | 0 | 0 | 0 | 0 | 0 | 0
|  |  | 0 | 0 |  | 0 | 0 | 0 | 0 | 0 |  | 0 | 0 | 0 | 0 | 0 |  | 0 | 0 | 0 | 0 | 0 |  | 0 | 0 | 0 | 0 | 0 |  | 0 | 0 | 0 | 0 | 0 |  | 0 | 0 | 0 | 0 | 0
| [Please insert new asset category as required] |  |  |  | C1 | 0 | 0 | 0 | 0 | 0 | 0 | 0 | 0 | 0 | 0 | 0 | 0 | [5 empty] | 0 | 0 | 0 | 0 | 0 | 0 | 0 | [5 empty] | 0 | 0 | 0 | 0 | 0 | 0 | 0
[5 empty] | C2 | 0 | 0 | 0 | 0 | 0 | 0 | 0 | 0 | 0 | 0 | 0 | 0 | [5 empty] | 0 | 0 | 0 | 0 | 0 | 0 | 0 | [5 empty] | 0 | 0 | 0 | 0 | 0 | 0 | 0
[5 empty] | C3 | 0 | 0 | 0 | 0 | 0 | 0 | 0 | 0 | 0 | 0 | 0 | 0 | [5 empty] | 0 | 0 | 0 | 0 | 0 | 0 | 0 | [5 empty] | 0 | 0 | 0 | 0 | 0 | 0 | 0
[5 empty] | C4 | 0 | 0 | 0 | 0 | 0 | 0 | 0 | 0 | 0 | 0 | 0 | 0 | [5 empty] | 0 | 0 | 0 | 0 | 0 | 0 | 0 | [5 empty] | 0 | 0 | 0 | 0 | 0 | 0 | 0
|  |  | 0 | 0 |  | 0 | 0 | 0 | 0 | 0 |  | 0 | 0 | 0 | 0 | 0 |  | 0 | 0 | 0 | 0 | 0 |  | 0 | 0 | 0 | 0 | 0 |  | 0 | 0 | 0 | 0 | 0 |  | 0 | 0 | 0 | 0 | 0
| [Please insert new asset category as required] |  |  |  | C1 | 0 | 0 | 0 | 0 | 0 | 0 | 0 | 0 | 0 | 0 | 0 | 0 | [5 empty] | 0 | 0 | 0 | 0 | 0 | 0 | 0 | [5 empty] | 0 | 0 | 0 | 0 | 0 | 0 | 0
[5 empty] | C2 | 0 | 0 | 0 | 0 | 0 | 0 | 0 | 0 | 0 | 0 | 0 | 0 | [5 empty] | 0 | 0 | 0 | 0 | 0 | 0 | 0 | [5 empty] | 0 | 0 | 0 | 0 | 0 | 0 | 0
[5 empty] | C3 | 0 | 0 | 0 | 0 | 0 | 0 | 0 | 0 | 0 | 0 | 0 | 0 | [5 empty] | 0 | 0 | 0 | 0 | 0 | 0 | 0 | [5 empty] | 0 | 0 | 0 | 0 | 0 | 0 | 0
[5 empty] | C4 | 0 | 0 | 0 | 0 | 0 | 0 | 0 | 0 | 0 | 0 | 0 | 0 | [5 empty] | 0 | 0 | 0 | 0 | 0 | 0 | 0 | [5 empty] | 0 | 0 | 0 | 0 | 0 | 0 | 0
|  |  | 0 | 0 |  | 0 | 0 | 0 | 0 | 0 |  | 0 | 0 | 0 | 0 | 0 |  | 0 | 0 | 0 | 0 | 0 |  | 0 | 0 | 0 | 0 | 0 |  | 0 | 0 | 0 | 0 | 0 |  | 0 | 0 | 0 | 0 | 0
EHV Network
| EHV Switchgear (GM) |  |  |  | C1 | 350 | 176 | 48 | 15 | 1 | 590 | 349 | 176 | 48 | 15 | 1 | 589 | 0 | 0 | 0 | 0 | 0 | 0 | 341 | 114 | 108 | 13 | 13 | 589 | 0 | 0 | 0 | 0 | 0 | 0 | 324 | 75 | 128 | 48 | 14 | 589
[5 empty] | C2 | 125 | 213 | 61 | 45 | 16 | 460 | 108 | 216 | 63 | 48 | 29 | 464 | 0 | 0 | 0 | 0 | 0 | 0 | 100 | 126 | 131 | 59 | 48 | 464 | 0 | 0 | 0 | 0 | 0 | 0 | 86 | 59 | 198 | 44 | 77 | 464
[5 empty] | C3 | 65 | 166 | 82 | 30 | 4 | 347 | 65 | 166 | 82 | 30 | 4 | 347 | 0 | 0 | 0 | 0 | 0 | 0 | 65 | 101 | 119 | 47 | 15 | 347 | 0 | 0 | 0 | 0 | 0 | 0 | 64 | 46 | 156 | 58 | 23 | 347
[5 empty] | C4 | 0 | 5 | 5 | 13 | 18 | 41 | 0 | 5 | 5 | 13 | 18 | 41 | 0 | 0 | 0 | 0 | 0 | 0 | 0 | 1 | 8 | 1 | 31 | 41 | 0 | 0 | 0 | 0 | 0 | 0 | 0 | 0 | 5 | 5 | 31 | 41
|  |  | 1438 | 1447 |  | 540 | 560 | 196 | 103 | 39 |  | 522 | 563 | 198 | 106 | 52 |  | 0 | 0 | 0 | 0 | 0 |  | 506 | 342 | 366 | 120 | 107 |  | 0 | 0 | 0 | 0 | 0 |  | 474 | 180 | 487 | 155 | 145
| EHV Transformer |  |  |  | C1 | 60 | 38 | 19 | 5 | 1 | 123 | 60 | 38 | 19 | 5 | 1 | 123 | 0 | 0 | 0 | 0 | 0 | 0 | 50 | 44 | 19 | 6 | 4 | 123 | 0 | 0 | 0 | 0 | 0 | 0 | 36 | 47 | 22 | 11 | 7 | 123
[5 empty] | C2 | 100 | 170 | 148 | 62 | 4 | 484 | 90 | 170 | 146 | 65 | 11 | 482 | 0 | 0 | 0 | 0 | 0 | 0 | 73 | 124 | 167 | 86 | 32 | 482 | 0 | 0 | 0 | 0 | 0 | 0 | 62 | 76 | 187 | 74 | 83 | 482
[5 empty] | C3 | 2 | 5 | 14 | 17 | 3 | 41 | 2 | 5 | 14 | 17 | 3 | 41 | 0 | 0 | 0 | 0 | 0 | 0 | 2 | 2 | 16 | 14 | 7 | 41 | 0 | 0 | 0 | 0 | 0 | 0 | 2 | 2 | 13 | 3 | 21 | 41
[5 empty] | C4 | 0 | 11 | 1 | 0 | 2 | 14 | 0 | 11 | 1 | 0 | 2 | 14 | 0 | 0 | 0 | 0 | 0 | 0 | 0 | 11 | 1 | 0 | 2 | 14 | 0 | 0 | 0 | 0 | 0 | 0 | 0 | 7 | 5 | 0 | 2 | 14
|  |  | 662 | 660 |  | 162 | 224 | 182 | 84 | 10 |  | 152 | 224 | 180 | 87 | 17 |  | 0 | 0 | 0 | 0 | 0 |  | 125 | 181 | 203 | 106 | 45 |  | 0 | 0 | 0 | 0 | 0 |  | 100 | 132 | 227 | 88 | 113
| EHV UG Cable (Gas) |  |  |  | C1 | 2.5182 | 5.8003 | 3.7571 | 0.40591 | 2.7216 | 15.2031 | 2.5182 | 5.8003 | 4.1241 | 0.63586 | 4.347 | 17.4255 | 0 | 0 | 0 | 0 | -0.020975 | -0.020975 | 2.4609 | 0.67059 | 10.4743 | 0.4421 | 2.829 | 16.8768 | 0 | 0 | 0 | 0 | -0.04195 | -0.04195 | 2.4506 | 0.042148 | 10.2376 | 0.78627 | 2.829 | 16.3456
[5 empty] | C2 | 2.8324 | 19.9037 | 12.2783 | 0.73512 | 6.589 | 42.3385 | 2.8324 | 19.9037 | 13.4778 | 1.1516 | 10.5241 | 47.8895 | 0 | 0 | 0 | 0 | -0.05078 | -0.05078 | 2.7678 | 2.3011 | 34.2307 | 0.80066 | 6.849 | 46.9493 | 0 | 0 | 0 | 0 | -0.10156 | -0.10156 | 2.7563 | 0.14463 | 33.4571 | 1.424 | 6.849 | 44.631
[5 empty] | C3 | 8.3452 | 16.0809 | 2.2347 | 4.3467 | 10.4563 | 41.4638 | 8.3452 | 16.0809 | 2.453 | 6.8092 | 16.701 | 50.3893 | 0 | 0 | 0 | 0 | -0.080585 | -0.080585 | 8.1551 | 1.8592 | 6.2301 | 4.7343 | 10.869 | 31.8475 | 0 | 0 | 0 | 0 | -0.16117 | -0.16117 | 8.1211 | 0.11685 | 6.0893 | 8.4199 | 10.869 | 33.6161
[5 empty] | C4 | 3.7705 | 2.521 | 2.9632 | 1.8352 | 4.7038 | 15.7938 | 3.7705 | 2.521 | 3.2527 | 2.8749 | 7.5131 | 19.9322 | 0 | 0 | 0 | 0 | -0.036252 | -0.036252 | 3.6846 | 0.29145 | 8.2611 | 1.9989 | 4.8895 | 19.1255 | 0 | 0 | 0 | 0 | -0.072503 | -0.072503 | 3.6692 | 0.018319 | 8.0744 | 3.555 | 4.8895 | 20.2065
|  |  | 115 | 105 |  | 17.4664 | 44.3059 | 21.2333 | 7.323 | 24.4707 |  | 17.4664 | 44.3059 | 23.3076 | 11.4716 | 39.0851 |  | 0 | 0 | 0 | 0 | -0.18859 |  | 17.0684 | 5.1223 | 59.1962 | 7.9759 | 25.4365 |  | 0 | 0 | 0 | 0 | -0.37718 |  | 16.9973 | 0.32195 | 57.8584 | 14.1851 | 25.4365
| EHV UG Cable (Oil) |  |  |  | C1 | 4.2365 | 19.4404 | 0.44579 | 1.1896 | 6.091 | 31.4034 | 4.2365 | 19.4404 | 0.44579 | 1.3566 | 9.2084 | 34.6877 | 0 | 0 | 0 | 0 | -0.066812 | -0.066812 | 1.5587 | 18.6928 | 3.7538 | 1.2481 | 6.5982 | 31.8516 | 0 | 0 | 0 | 0 | -0.13362 | -0.13362 | 0.18164 | 15.6333 | 10.9219 | 0.043247 | 8.0276 | 34.8077
[5 empty] | C2 | 0 | 124.2851 | 1.2872 | 6.4483 | 31.4603 | 163.4809 | 0 | 124.2851 | 1.2872 | 7.3534 | 47.5619 | 180.4875 | 0 | 0 | 0 | 0 | -0.34509 | -0.34509 | 0 | 119.5055 | 10.8385 | 6.7651 | 34.0802 | 171.1892 | 0 | 0 | 0 | 0 | -0.69017 | -0.69017 | 0 | 99.9458 | 31.5356 | 0.23442 | 41.4627 | 173.1785
[5 empty] | C3 | 14.4231 | 58.1907 | 0.48472 | 0.86046 | 8.6854 | 82.6444 | 14.4231 | 58.1907 | 0.48472 | 0.98123 | 13.1306 | 87.2103 | 0 | 0 | 0 | 0 | -0.095269 | -0.095269 | 5.3066 | 55.9529 | 4.0815 | 0.90274 | 9.4086 | 75.6523 | 0 | 0 | 0 | 0 | -0.19054 | -0.19054 | 0.6184 | 46.795 | 11.8756 | 0.031281 | 11.4468 | 70.767
[5 empty] | C4 | 3.7024 | 19.0473 | 0.21804 | 0.1589 | 3.3917 | 26.5183 | 3.7024 | 19.0473 | 0.21804 | 0.1812 | 5.1276 | 28.2765 | 0 | 0 | 0 | 0 | -0.037204 | -0.037204 | 1.3622 | 18.3148 | 1.836 | 0.16671 | 3.6742 | 25.3538 | 0 | 0 | 0 | 0 | -0.074407 | -0.074407 | 0.15874 | 15.3172 | 5.342 | 0.0057766 | 4.4701 | 25.2938
|  |  | 304 | 266 |  | 22.362 | 220.9636 | 2.4357 | 8.6573 | 49.6284 |  | 22.362 | 220.9636 | 2.4357 | 9.8724 | 75.0285 |  | 0 | 0 | 0 | 0 | -0.54437 |  | 8.2274 | 212.4659 | 20.5098 | 9.0826 | 53.7612 |  | 0 | 0 | 0 | 0 | -1.0887 |  | 0.95878 | 177.6912 | 59.6752 | 0.31472 | 65.4071
| EHV UG Cable (Non Pressurised) |  |  |  | C1 | 63.0248 | 33.4545 | 2.8095 | 1.5781 | 3.2237 | 104.0906 | 57.8658 | 33.4545 | 2.9815 | 1.8725 | 5.4369 | 101.6111 | 0.082517 | 0 | 0 | 0 | -0.080315 | 0.0022023 | 60.4734 | 36.5877 | 1.4243 | 3.1906 | 5.316 | 106.992 | 0.16503 | 0 | 0 | 0 | -0.16063 | 0.0044046 | 58.9052 | 36.6579 | 3.293 | 2.5431 | 8.0779 | 109.477
[5 empty] | C2 | 95.3921 | 32.2977 | 1.95 | 1.6088 | 1.5362 | 132.7849 | 87.5836 | 32.2977 | 2.0694 | 1.909 | 2.5907 | 126.4505 | 0.1249 | 0 | 0 | 0 | -0.038271 | 0.086624 | 91.5304 | 35.3294 | 0.98857 | 3.2528 | 2.5331 | 133.6343 | 0.24979 | 0 | 0 | 0 | -0.076542 | 0.17325 | 89.1567 | 35.3974 | 2.2857 | 2.5926 | 3.8492 | 133.2816
[5 empty] | C3 | 165.5594 | 38.6935 | 2.4973 | 3.814 | 2.3163 | 212.8805 | 152.0072 | 38.6935 | 2.6502 | 4.5256 | 3.9064 | 201.7829 | 0.21676 | 0 | 0 | 0 | -0.057706 | 0.15906 | 158.8572 | 42.3181 | 1.266 | 7.7113 | 3.8195 | 213.9721 | 0.43353 | 0 | 0 | 0 | -0.11541 | 0.31812 | 154.7375 | 42.3993 | 2.9271 | 6.1463 | 5.8039 | 212.0141
[5 empty] | C4 | 490.7189 | 114.9077 | 13.8062 | 6.8262 | 6.3183 | 632.5773 | 450.5503 | 114.9077 | 14.6516 | 8.0997 | 10.6559 | 598.8652 | 0.64249 | 0 | 0 | 0 | -0.15741 | 0.48508 | 470.8534 | 125.662 | 6.999 | 13.8013 | 10.4191 | 627.7348 | 1.285 | 0 | 0 | 0 | -0.31482 | 0.97016 | 458.6427 | 125.9029 | 16.1824 | 11.0004 | 15.8321 | 627.5605
|  |  | 1082 | 1132 |  | 814.6953 | 219.3534 | 21.063 | 13.8271 | 13.3945 |  | 748.007 | 219.3534 | 22.3528 | 16.4067 | 22.5899 |  | 1.0667 | 0 | 0 | 0 | -0.3337 |  | 781.7144 | 239.8972 | 10.6779 | 27.956 | 22.0878 |  | 2.1333 | 0 | 0 | 0 | -0.66741 |  | 761.4421 | 240.3575 | 24.6882 | 22.2823 | 33.5631
| EHV OHL Support - Towers |  |  |  | C1 | 3 | 7 | 2 | 17 | 10 | 39 | 1 | 7 | 2 | 17 | 12 | 39 | 0 | 0 | 0 | 0 | 0 | 0 | 0 | 1 | 8 | 1 | 29 | 39 | 0 | 0 | 0 | 0 | 0 | 0 | 0 | 0 | 1 | 8 | 30 | 39
[5 empty] | C2 | 41 | 26 | 2 | 3 | 26 | 98 | 7 | 19 | 13 | 6 | 53 | 98 | 0 | 0 | 0 | 0 | 0 | 0 | 3 | 12 | 19 | 1 | 63 | 98 | 0 | 0 | 0 | 0 | 0 | 0 | 0 | 3 | 12 | 19 | 64 | 98
[5 empty] | C3 | 3 | 8 | 9 | 3 | 15 | 38 | 2 | 5 | 11 | 4 | 16 | 38 | 0 | 0 | 0 | 0 | 0 | 0 | 1 | 4 | 9 | 5 | 19 | 38 | 0 | 0 | 0 | 0 | 0 | 0 | 0 | 1 | 4 | 9 | 24 | 38
[5 empty] | C4 | 1 | 2 | 1 | 0 | 3 | 7 | 0 | 2 | 1 | 0 | 4 | 7 | 0 | 0 | 0 | 0 | 0 | 0 | 0 | 0 | 2 | 1 | 4 | 7 | 0 | 0 | 0 | 0 | 0 | 0 | 0 | 0 | 0 | 2 | 5 | 7
|  |  | 182 | 182 |  | 48 | 43 | 14 | 23 | 54 |  | 10 | 33 | 27 | 27 | 85 |  | 0 | 0 | 0 | 0 | 0 |  | 4 | 17 | 38 | 8 | 115 |  | 0 | 0 | 0 | 0 | 0 |  | 0 | 4 | 17 | 38 | 123
| EHV OHL Support - Poles |  |  |  | C1 | 5791 | 7061 | 1555 | 289 | 112 | 14808 | 4945 | 7107 | 1644 | 684 | 205 | 14585 | 40 | 0 | 0 | 0 | -36 | 4 | 4764 | 6144 | 2642 | 482 | 365 | 14397 | 80 | 0 | 0 | 0 | -72 | 8 | 4176 | 4410 | 3881 | 652 | 744 | 13863
[5 empty] | C2 | 2482 | 3229 | 1138 | 289 | 108 | 7246 | 2114 | 3246 | 1197 | 632 | 168 | 7357 | 20 | 0 | 0 | 0 | -20 | 0 | 2055 | 2819 | 1923 | 471 | 295 | 7563 | 40 | 0 | 0 | 0 | -40 | 0 | 1814 | 2039 | 2821 | 632 | 574 | 7880
[5 empty] | C3 | 2406 | 1295 | 757 | 164 | 34 | 4656 | 2056 | 1305 | 800 | 412 | 70 | 4643 | 16 | 0 | 0 | 0 | -16 | 0 | 1978 | 1125 | 1287 | 281 | 126 | 4797 | 32 | 0 | 0 | 0 | -32 | 0 | 1732 | 803 | 1892 | 384 | 264 | 5075
[5 empty] | C4 | 749 | 966 | 236 | 46 | 10 | 2007 | 642 | 973 | 251 | 46 | 27 | 1939 | 4 | 0 | 0 | 0 | -8 | -4 | 612 | 838 | 403 | 57 | 50 | 1960 | 8 | 0 | 0 | 0 | -16 | -8 | 533 | 598 | 592 | 66 | 110 | 1899
|  |  | 28717 | 29040 |  | 11428 | 12551 | 3686 | 788 | 264 |  | 9757 | 12631 | 3892 | 1774 | 470 |  | 80 | 0 | 0 | 0 | -80 |  | 9409 | 10926 | 6255 | 1291 | 836 |  | 160 | 0 | 0 | 0 | -160 |  | 8255 | 7850 | 9186 | 1734 | 1692
| EHV OHL Fittings and Conductors (Tower Lines) |  |  |  | C1 | 10.8313 | 1.0166 | 0.34893 | 15.1698 | 10.8629 | 38.2295 | 1.861 | 1.4891 | 0.34893 | 18.5485 | 15.982 | 38.2295 | 0 | 0 | 0 | 0 | 0 | 0 | 10.8313 | 0.33888 | 1.0267 | 0.23262 | 25.8 | 38.2295 | 0 | 0 | 0 | 0 | 0 | 0 | 10.366 | 0.46525 | 1.0166 | 0.34893 | 26.0327 | 38.2295
[5 empty] | C2 | 0.5715 | 0 | 0 | 1.6743 | 0.56145 | 2.8073 | 0.23262 | 0 | 0 | 2.0132 | 0.56145 | 2.8073 | 0 | 0 | 0 | 0 | 0 | 0 | 0.5715 | 0 | 0 | 0 | 2.2358 | 2.8073 | 0 | 0 | 0 | 0 | 0 | 0 | 0.5715 | 0 | 0 | 0 | 2.2358 | 2.8073
[5 empty] | C3 | 0.11631 | 0 | 0 | 0.26708 | 0 | 0.3834 | 0 | 0 | 0 | 0.3834 | 0 | 0.3834 | 0 | 0 | 0 | 0 | 0 | 0 | 0.11631 | 0 | 0 | 0 | 0.26708 | 0.3834 | 0 | 0 | 0 | 0 | 0 | 0 | 0.11631 | 0 | 0 | 0 | 0.26708 | 0.3834
[5 empty] | C4 | 0.17806 | 0.22257 | 0 | 0.22257 | 0.22257 | 0.84577 | 0 | 0.40063 | 0 | 0.22257 | 0.22257 | 0.84577 | 0 | 0 | 0 | 0 | 0 | 0 | 0.17806 | 0 | 0.22257 | 0 | 0.44514 | 0.84577 | 0 | 0 | 0 | 0 | 0 | 0 | 0.17806 | 0 | 0.22257 | 0 | 0.44514 | 0.84577
|  |  | 42 | 42 |  | 11.6971 | 1.2392 | 0.34893 | 17.3337 | 11.6469 |  | 2.0936 | 1.8897 | 0.34893 | 21.1677 | 16.766 |  | 0 | 0 | 0 | 0 | 0 |  | 11.6971 | 0.33888 | 1.2493 | 0.23262 | 28.748 |  | 0 | 0 | 0 | 0 | 0 |  | 11.2319 | 0.46525 | 1.2392 | 0.34893 | 28.9806
| [Please insert new asset category as required] |  |  |  | C1 | 0 | 0 | 0 | 0 | 0 | 0 | 0 | 0 | 0 | 0 | 0 | 0 | [5 empty] | 0 | 0 | 0 | 0 | 0 | 0 | 0 | [5 empty] | 0 | 0 | 0 | 0 | 0 | 0 | 0
[5 empty] | C2 | 0 | 0 | 0 | 0 | 0 | 0 | 0 | 0 | 0 | 0 | 0 | 0 | [5 empty] | 0 | 0 | 0 | 0 | 0 | 0 | 0 | [5 empty] | 0 | 0 | 0 | 0 | 0 | 0 | 0
[5 empty] | C3 | 0 | 0 | 0 | 0 | 0 | 0 | 0 | 0 | 0 | 0 | 0 | 0 | [5 empty] | 0 | 0 | 0 | 0 | 0 | 0 | 0 | [5 empty] | 0 | 0 | 0 | 0 | 0 | 0 | 0
[5 empty] | C4 | 0 | 0 | 0 | 0 | 0 | 0 | 0 | 0 | 0 | 0 | 0 | 0 | [5 empty] | 0 | 0 | 0 | 0 | 0 | 0 | 0 | [5 empty] | 0 | 0 | 0 | 0 | 0 | 0 | 0
|  |  | 0 | 0 |  | 0 | 0 | 0 | 0 | 0 |  | 0 | 0 | 0 | 0 | 0 |  | 0 | 0 | 0 | 0 | 0 |  | 0 | 0 | 0 | 0 | 0 |  | 0 | 0 | 0 | 0 | 0 |  | 0 | 0 | 0 | 0 | 0
| [Please insert new asset category as required] |  |  |  | C1 | 0 | 0 | 0 | 0 | 0 | 0 | 0 | 0 | 0 | 0 | 0 | 0 | [5 empty] | 0 | 0 | 0 | 0 | 0 | 0 | 0 | [5 empty] | 0 | 0 | 0 | 0 | 0 | 0 | 0
[5 empty] | C2 | 0 | 0 | 0 | 0 | 0 | 0 | 0 | 0 | 0 | 0 | 0 | 0 | [5 empty] | 0 | 0 | 0 | 0 | 0 | 0 | 0 | [5 empty] | 0 | 0 | 0 | 0 | 0 | 0 | 0
[5 empty] | C3 | 0 | 0 | 0 | 0 | 0 | 0 | 0 | 0 | 0 | 0 | 0 | 0 | [5 empty] | 0 | 0 | 0 | 0 | 0 | 0 | 0 | [5 empty] | 0 | 0 | 0 | 0 | 0 | 0 | 0
[5 empty] | C4 | 0 | 0 | 0 | 0 | 0 | 0 | 0 | 0 | 0 | 0 | 0 | 0 | [5 empty] | 0 | 0 | 0 | 0 | 0 | 0 | 0 | [5 empty] | 0 | 0 | 0 | 0 | 0 | 0 | 0
|  |  | 0 | 0 |  | 0 | 0 | 0 | 0 | 0 |  | 0 | 0 | 0 | 0 | 0 |  | 0 | 0 | 0 | 0 | 0 |  | 0 | 0 | 0 | 0 | 0 |  | 0 | 0 | 0 | 0 | 0 |  | 0 | 0 | 0 | 0 | 0
| [Please insert new asset category as required] |  |  |  | C1 | 0 | 0 | 0 | 0 | 0 | 0 | 0 | 0 | 0 | 0 | 0 | 0 | [5 empty] | 0 | 0 | 0 | 0 | 0 | 0 | 0 | [5 empty] | 0 | 0 | 0 | 0 | 0 | 0 | 0
[5 empty] | C2 | 0 | 0 | 0 | 0 | 0 | 0 | 0 | 0 | 0 | 0 | 0 | 0 | [5 empty] | 0 | 0 | 0 | 0 | 0 | 0 | 0 | [5 empty] | 0 | 0 | 0 | 0 | 0 | 0 | 0
[5 empty] | C3 | 0 | 0 | 0 | 0 | 0 | 0 | 0 | 0 | 0 | 0 | 0 | 0 | [5 empty] | 0 | 0 | 0 | 0 | 0 | 0 | 0 | [5 empty] | 0 | 0 | 0 | 0 | 0 | 0 | 0
[5 empty] | C4 | 0 | 0 | 0 | 0 | 0 | 0 | 0 | 0 | 0 | 0 | 0 | 0 | [5 empty] | 0 | 0 | 0 | 0 | 0 | 0 | 0 | [5 empty] | 0 | 0 | 0 | 0 | 0 | 0 | 0
|  |  | 0 | 0 |  | 0 | 0 | 0 | 0 | 0 |  | 0 | 0 | 0 | 0 | 0 |  | 0 | 0 | 0 | 0 | 0 |  | 0 | 0 | 0 | 0 | 0 |  | 0 | 0 | 0 | 0 | 0 |  | 0 | 0 | 0 | 0 | 0
| [Please insert new asset category as required] |  |  |  | C1 | 0 | 0 | 0 | 0 | 0 | 0 | 0 | 0 | 0 | 0 | 0 | 0 | [5 empty] | 0 | 0 | 0 | 0 | 0 | 0 | 0 | [5 empty] | 0 | 0 | 0 | 0 | 0 | 0 | 0
[5 empty] | C2 | 0 | 0 | 0 | 0 | 0 | 0 | 0 | 0 | 0 | 0 | 0 | 0 | [5 empty] | 0 | 0 | 0 | 0 | 0 | 0 | 0 | [5 empty] | 0 | 0 | 0 | 0 | 0 | 0 | 0
[5 empty] | C3 | 0 | 0 | 0 | 0 | 0 | 0 | 0 | 0 | 0 | 0 | 0 | 0 | [5 empty] | 0 | 0 | 0 | 0 | 0 | 0 | 0 | [5 empty] | 0 | 0 | 0 | 0 | 0 | 0 | 0
[5 empty] | C4 | 0 | 0 | 0 | 0 | 0 | 0 | 0 | 0 | 0 | 0 | 0 | 0 | [5 empty] | 0 | 0 | 0 | 0 | 0 | 0 | 0 | [5 empty] | 0 | 0 | 0 | 0 | 0 | 0 | 0
|  |  | 0 | 0 |  | 0 | 0 | 0 | 0 | 0 |  | 0 | 0 | 0 | 0 | 0 |  | 0 | 0 | 0 | 0 | 0 |  | 0 | 0 | 0 | 0 | 0 |  | 0 | 0 | 0 | 0 | 0 |  | 0 | 0 | 0 | 0 | 0
| [Please insert new asset category as required] |  |  |  | C1 | 0 | 0 | 0 | 0 | 0 | 0 | 0 | 0 | 0 | 0 | 0 | 0 | [5 empty] | 0 | 0 | 0 | 0 | 0 | 0 | 0 | [5 empty] | 0 | 0 | 0 | 0 | 0 | 0 | 0
[5 empty] | C2 | 0 | 0 | 0 | 0 | 0 | 0 | 0 | 0 | 0 | 0 | 0 | 0 | [5 empty] | 0 | 0 | 0 | 0 | 0 | 0 | 0 | [5 empty] | 0 | 0 | 0 | 0 | 0 | 0 | 0
[5 empty] | C3 | 0 | 0 | 0 | 0 | 0 | 0 | 0 | 0 | 0 | 0 | 0 | 0 | [5 empty] | 0 | 0 | 0 | 0 | 0 | 0 | 0 | [5 empty] | 0 | 0 | 0 | 0 | 0 | 0 | 0
[5 empty] | C4 | 0 | 0 | 0 | 0 | 0 | 0 | 0 | 0 | 0 | 0 | 0 | 0 | [5 empty] | 0 | 0 | 0 | 0 | 0 | 0 | 0 | [5 empty] | 0 | 0 | 0 | 0 | 0 | 0 | 0
|  |  | 0 | 0 |  | 0 | 0 | 0 | 0 | 0 |  | 0 | 0 | 0 | 0 | 0 |  | 0 | 0 | 0 | 0 | 0 |  | 0 | 0 | 0 | 0 | 0 |  | 0 | 0 | 0 | 0 | 0 |  | 0 | 0 | 0 | 0 | 0
132kV Network
| 132kV CBs |  |  |  | C1 | 61 | 0 | 5 | 2 | 9 | 77 | 61 | 0 | 5 | 2 | 9 | 77 | 0 | 0 | 0 | 0 | 0 | 0 | 59 | 2 | 4 | 2 | 10 | 77 | 0 | 0 | 0 | 0 | 0 | 0 | 55 | 6 | 3 | 2 | 11 | 77
[5 empty] | C2 | 34 | 15 | 0 | 2 | 0 | 51 | 32 | 17 | 0 | 2 | 0 | 51 | 0 | 0 | 0 | 0 | 0 | 0 | 32 | 13 | 4 | 2 | 0 | 51 | 0 | 0 | 0 | 0 | 0 | 0 | 32 | 1 | 12 | 4 | 2 | 51
[5 empty] | C3 | 21 | 2 | 22 | 0 | 0 | 45 | 21 | 2 | 22 | 0 | 0 | 45 | 0 | 0 | 0 | 0 | 0 | 0 | 20 | 3 | 14 | 8 | 0 | 45 | 0 | 0 | 0 | 0 | 0 | 0 | 12 | 9 | 8 | 16 | 0 | 45
[5 empty] | C4 | 3 | 0 | 0 | 0 | 0 | 3 | 3 | 0 | 0 | 0 | 0 | 3 | 0 | 0 | 0 | 0 | 0 | 0 | 3 | 0 | 0 | 0 | 0 | 3 | 0 | 0 | 0 | 0 | 0 | 0 | 1 | 2 | 0 | 0 | 0 | 3
|  |  | 176 | 177 |  | 119 | 17 | 27 | 4 | 9 |  | 117 | 19 | 27 | 4 | 9 |  | 0 | 0 | 0 | 0 | 0 |  | 114 | 18 | 22 | 12 | 10 |  | 0 | 0 | 0 | 0 | 0 |  | 100 | 18 | 23 | 22 | 13
| 132kV Transformer |  |  |  | C1 | 17 | 20 | 18 | 9 | 0 | 64 | 16 | 21 | 18 | 9 | 0 | 64 | 0 | 0 | 0 | 0 | 0 | 0 | 16 | 16 | 23 | 8 | 1 | 64 | 0 | 0 | 0 | 0 | 0 | 0 | 16 | 12 | 23 | 4 | 9 | 64
[5 empty] | C2 | 19 | 18 | 14 | 7 | 4 | 62 | 19 | 17 | 15 | 7 | 4 | 62 | 0 | 0 | 0 | 0 | 0 | 0 | 14 | 19 | 14 | 9 | 6 | 62 | 0 | 0 | 0 | 0 | 0 | 0 | 14 | 11 | 17 | 8 | 12 | 62
[5 empty] | C3 | 0 | 3 | 2 | 0 | 0 | 5 | 0 | 3 | 2 | 0 | 0 | 5 | 0 | 0 | 0 | 0 | 0 | 0 | 0 | 3 | 2 | 0 | 0 | 5 | 0 | 0 | 0 | 0 | 0 | 0 | 0 | 0 | 5 | 0 | 0 | 5
[5 empty] | C4 | 1 | 0 | 2 | 0 | 0 | 3 | 0 | 0 | 1 | 2 | 0 | 3 | 0 | 0 | 0 | 0 | 0 | 0 | 0 | 0 | 0 | 3 | 0 | 3 | 0 | 0 | 0 | 0 | 0 | 0 | 0 | 0 | 0 | 1 | 2 | 3
|  |  | 134 | 134 |  | 37 | 41 | 36 | 16 | 4 |  | 35 | 41 | 36 | 18 | 4 |  | 0 | 0 | 0 | 0 | 0 |  | 30 | 38 | 39 | 20 | 7 |  | 0 | 0 | 0 | 0 | 0 |  | 30 | 23 | 45 | 13 | 23
| 132kV UG Cable (Gas) |  |  |  | C1 | 0.029688 | 0.062585 | 0.5242 | 0 | 0 | 0.61647 | 0.029688 | 0.062585 | 0.5242 | 0 | 0 | 0.61647 | 0 | 0 | 0 | 0 | 0 | 0 | 0.029688 | 0.036599 | 0.91054 | 0 | 0 | 0.97683 | 0 | 0 | 0 | 0 | 0 | 0 | 0.029688 | 0.036599 | 0.81702 | 0 | 0 | 0.88331
[5 empty] | C2 | 0 | 0.55324 | 0.44864 | 0.0225 | 0.025095 | 1.0495 | 0 | 0.55324 | 0.44864 | 0.0225 | 0.027501 | 1.0519 | 0 | 0 | 0 | 0 | -0.0056237 | -0.0056237 | 0 | 0.32354 | 0.77929 | 0.0225 | 0.025095 | 1.1504 | 0 | 0 | 0 | 0 | -0.011247 | -0.011247 | 0 | 0.32354 | 0.69925 | 0.19605 | 0.025095 | 1.2439
[5 empty] | C3 | 0 | 0.78907 | 0 | 0 | 0 | 0.78907 | 0 | 0.78907 | 0 | 0 | 0 | 0.78907 | 0 | 0 | 0 | 0 | 0 | 0 | 0 | 0.46145 | 0 | 0 | 0 | 0.46145 | 0 | 0 | 0 | 0 | 0 | 0 | 0 | 0.46145 | 0 | 0 | 0 | 0.46145
[5 empty] | C4 | 0 | 0.32193 | 0 | 0 | 0 | 0.32193 | 0 | 0.32193 | 0 | 0 | 0 | 0.32193 | 0 | 0 | 0 | 0 | 0 | 0 | 0 | 0.18826 | 0 | 0 | 0 | 0.18826 | 0 | 0 | 0 | 0 | 0 | 0 | 0 | 0.18826 | 0 | 0 | 0 | 0.18826
|  |  | 3 | 3 |  | 0.029688 | 1.7268 | 0.97284 | 0.0225 | 0.025095 |  | 0.029688 | 1.7268 | 0.97284 | 0.0225 | 0.027501 |  | 0 | 0 | 0 | 0 | -0.0056237 |  | 0.029688 | 1.0098 | 1.6898 | 0.0225 | 0.025095 |  | 0 | 0 | 0 | 0 | -0.011247 |  | 0.029688 | 1.0098 | 1.5163 | 0.19605 | 0.025095
| 132kV UG Cable (Oil) |  |  |  | C1 | 3.5961 | 1.1914 | 0.49059 | 26.2065 | 0.35034 | 31.835 | 3.5961 | 1.1914 | 0.49059 | 32.7489 | 0.68246 | 38.7095 | 0 | 0 | 0 | 0 | -0.0053077 | -0.0053077 | 2.7212 | 1.4652 | 0.4801 | 26.8978 | 0.35481 | 31.9191 | 0 | 0 | 0 | 0 | -0.010615 | -0.010615 | 1.7391 | 0.29854 | 1.5691 | 10.7942 | 1.1659 | 15.5669
[5 empty] | C2 | 0.20512 | 1.2017 | 0.86182 | 18.862 | 4.5063 | 25.6369 | 0.20512 | 1.2017 | 0.86182 | 23.5708 | 8.7782 | 34.6176 | 0 | 0 | 0 | 0 | -0.06827 | -0.06827 | 0.15522 | 1.4778 | 0.84338 | 19.3595 | 4.5638 | 26.3997 | 0 | 0 | 0 | 0 | -0.13654 | -0.13654 | 0.099194 | 0.30111 | 2.7565 | 7.7691 | 14.9965 | 25.9225
[5 empty] | C3 | 6.143 | 1.7044 | 2.2461 | 18.6609 | 10.8055 | 39.5599 | 6.143 | 1.7044 | 2.2461 | 23.3195 | 21.0489 | 54.462 | 0 | 0 | 0 | 0 | -0.1637 | -0.1637 | 4.6485 | 2.0961 | 2.2083 | 19.1531 | 10.9434 | 39.0494 | 0 | 0 | 0 | 0 | -0.32741 | -0.32741 | 2.9707 | 0.42709 | 6.1298 | 7.6863 | 35.9597 | 53.1736
[5 empty] | C4 | 3.2044 | 0.74556 | 0.15553 | 9.0515 | 3.6554 | 16.8124 | 3.2044 | 0.74556 | 0.15553 | 11.3112 | 7.1206 | 22.5374 | 0 | 0 | 0 | 0 | -0.055379 | -0.055379 | 2.4248 | 0.91688 | 0.14194 | 9.2903 | 3.702 | 16.476 | 0 | 0 | 0 | 0 | -0.11076 | -0.11076 | 1.5496 | 0.18682 | 1.5519 | 3.7283 | 12.1648 | 19.1813
|  |  | 114 | 70 |  | 13.1487 | 4.8431 | 3.7541 | 72.781 | 19.3175 |  | 13.1487 | 4.8431 | 3.7541 | 90.9505 | 37.6302 |  | 0 | 0 | 0 | 0 | -0.29266 |  | 9.9498 | 5.956 | 3.6738 | 74.7007 | 19.5641 |  | 0 | 0 | 0 | 0 | -0.58532 |  | 6.3586 | 1.2136 | 12.0073 | 29.9778 | 64.2869
| 132kV UG Cable (Non Pressurised) |  |  |  | C1 | 17.9762 | 0.52659 | 0 | 0 | 0.0073733 | 18.5102 | 9.9624 | 0.52659 | 0 | 0 | 0.0082235 | 10.4972 | 0.07202 | 0 | 0 | 0 | -0.0017362 | 0.070283 | 17.9762 | 0.52598 | 0 | 0 | 0.0073733 | 18.5096 | 0.14404 | 0 | 0 | 0 | -0.0034725 | 0.14057 | 17.9762 | 0.52598 | 0 | 0 | 0.0073733 | 18.5096
[5 empty] | C2 | 29.8012 | 1.0915 | 0.03025 | 0.0123 | 0.0098361 | 30.945 | 16.5157 | 1.0915 | 0.03025 | 0.0123 | 0.01097 | 17.6607 | 0.11939 | 0 | 0 | 0 | -0.0023162 | 0.11708 | 29.8012 | 1.0902 | 0.036233 | 0.0123 | 0.0098361 | 30.9497 | 0.23879 | 0 | 0 | 0 | -0.0046323 | 0.23416 | 29.8012 | 1.0902 | 0.036233 | 0.0123 | 0.0098361 | 30.9497
[5 empty] | C3 | 25.1015 | 3.1239 | 0 | 0 | 0.0077689 | 28.2332 | 13.9112 | 3.1239 | 0 | 0 | 0.0086648 | 17.0437 | 0.10057 | 0 | 0 | 0 | -0.0018294 | 0.098737 | 25.1015 | 3.1203 | 0 | 0 | 0.0077689 | 28.2296 | 0.20113 | 0 | 0 | 0 | -0.0036588 | 0.19747 | 25.1015 | 3.1203 | 0 | 0 | 0.0077689 | 28.2296
[5 empty] | C4 | 11.9857 | 0.48136 | 0 | 0 | 0.15218 | 12.6193 | 6.6424 | 0.48136 | 0 | 0 | 0.16973 | 7.2935 | 0.048019 | 0 | 0 | 0 | -0.035835 | 0.012184 | 11.9857 | 0.48081 | 0 | 0 | 0.15218 | 12.6187 | 0.096039 | 0 | 0 | 0 | -0.07167 | 0.024369 | 11.9857 | 0.48081 | 0 | 0 | 0.15218 | 12.6187
|  |  | 90 | 144 |  | 84.8646 | 5.2233 | 0.03025 | 0.0123 | 0.17716 |  | 47.0316 | 5.2233 | 0.03025 | 0.0123 | 0.19759 |  | 0.34 | 0 | 0 | 0 | -0.041717 |  | 84.8646 | 5.2173 | 0.036233 | 0.0123 | 0.17716 |  | 0.68 | 0 | 0 | 0 | -0.083433 |  | 84.8646 | 5.2173 | 0.036233 | 0.0123 | 0.17716
| 132kV OHL Support - Tower |  |  |  | C1 | 124 | 332 | 101 | 18 | 99 | 674 | 49 | 183 | 125 | 23 | 294 | 674 | 0 | 0 | 0 | 0 | 0 | 0 | 103 | 198 | 200 | 48 | 125 | 674 | 0 | 0 | 0 | 0 | 0 | 0 | 26 | 98 | 187 | 190 | 173 | 674
[5 empty] | C2 | 141 | 475 | 81 | 38 | 178 | 913 | 64 | 230 | 95 | 54 | 470 | 913 | 0 | 0 | 0 | 0 | 0 | 0 | 128 | 302 | 214 | 41 | 228 | 913 | 0 | 0 | 0 | 0 | 0 | 0 | 33 | 104 | 295 | 212 | 269 | 913
[5 empty] | C3 | 83 | 278 | 18 | 4 | 26 | 409 | 63 | 161 | 30 | 16 | 139 | 409 | 0 | 0 | 0 | 0 | 0 | 0 | 65 | 153 | 147 | 13 | 31 | 409 | 0 | 0 | 0 | 0 | 0 | 0 | 31 | 47 | 140 | 147 | 44 | 409
[5 empty] | C4 | 67 | 50 | 0 | 1 | 1 | 119 | 0 | 22 | 41 | 22 | 34 | 119 | 0 | 0 | 0 | 0 | 0 | 0 | 2 | 100 | 15 | 0 | 2 | 119 | 0 | 0 | 0 | 0 | 0 | 0 | 0 | 67 | 35 | 15 | 2 | 119
|  |  | 2115 | 2115 |  | 415 | 1135 | 200 | 61 | 304 |  | 176 | 596 | 291 | 115 | 937 |  | 0 | 0 | 0 | 0 | 0 |  | 298 | 753 | 576 | 102 | 386 |  | 0 | 0 | 0 | 0 | 0 |  | 90 | 316 | 657 | 564 | 488
| 132kV OHL Fittings and Conductors (Tower Lines) |  |  |  | C1 | 17.3553 | 308.5563 | 191.7861 | 385.3717 | 101.7617 | 1004.8311 | 15.9338 | 226.7885 | 155.2854 | 406.7512 | 200.0722 | 1004.8311 | 0 | 0 | 0 | 0 | 0 | 0 | 17.3553 | 108.8709 | 386.8952 | 84.4571 | 407.2526 | 1004.8311 | 0 | 0 | 0 | 0 | 0 | 0 | 10.355 | 52.1953 | 289.0207 | 227.3811 | 425.8789 | 1004.8311
[5 empty] | C2 | 1.5169 | 1.954 | 0.61843 | 9.5793 | 1.8849 | 15.5536 | 1.5169 | 1.3767 | 0.61843 | 9.5793 | 2.4622 | 15.5536 | 0 | 0 | 0 | 0 | 0 | 0 | 1.5169 | 1.954 | 0.61843 | 0 | 11.4642 | 15.5536 | 0 | 0 | 0 | 0 | 0 | 0 | 0 | 2.0942 | 1.3767 | 0.61843 | 11.4642 | 15.5536
[5 empty] | C3 | 0 | 9.6463 | 0.96847 | 21.7879 | 1.6613 | 34.064 | 0 | 8.8499 | 1.1952 | 21.7879 | 2.231 | 34.064 | 0 | 0 | 0 | 0 | 0 | 0 | 0 | 2.5303 | 8.0845 | 2.4762 | 20.973 | 34.064 | 0 | 0 | 0 | 0 | 0 | 0 | 0 | 2.0016 | 8.1061 | 1.6122 | 22.344 | 34.064
[5 empty] | C4 | 0 | 0 | 0 | 0 | 0 | 0 | 0 | 0 | 0 | 0 | 0 | 0 | 0 | 0 | 0 | 0 | 0 | 0 | 0 | 0 | 0 | 0 | 0 | 0 | 0 | 0 | 0 | 0 | 0 | 0 | 0 | 0 | 0 | 0 | 0 | 0
|  |  | 1054 | 1054 |  | 18.8722 | 320.1565 | 193.373 | 416.7389 | 105.3079 |  | 17.4507 | 237.0151 | 157.0991 | 438.1184 | 204.7654 |  | 0 | 0 | 0 | 0 | 0 |  | 18.8722 | 113.3552 | 395.5981 | 86.9333 | 439.6898 |  | 0 | 0 | 0 | 0 | 0 |  | 10.355 | 56.2911 | 298.5035 | 229.6118 | 459.6872
| [Please insert new asset category as required] |  |  |  | C1 | 0 | 0 | 0 | 0 | 0 | 0 | 0 | 0 | 0 | 0 | 0 | 0 | [5 empty] | 0 | 0 | 0 | 0 | 0 | 0 | 0 | [5 empty] | 0 | 0 | 0 | 0 | 0 | 0 | 0
[5 empty] | C2 | 0 | 0 | 0 | 0 | 0 | 0 | 0 | 0 | 0 | 0 | 0 | 0 | [5 empty] | 0 | 0 | 0 | 0 | 0 | 0 | 0 | [5 empty] | 0 | 0 | 0 | 0 | 0 | 0 | 0
[5 empty] | C3 | 0 | 0 | 0 | 0 | 0 | 0 | 0 | 0 | 0 | 0 | 0 | 0 | [5 empty] | 0 | 0 | 0 | 0 | 0 | 0 | 0 | [5 empty] | 0 | 0 | 0 | 0 | 0 | 0 | 0
[5 empty] | C4 | 0 | 0 | 0 | 0 | 0 | 0 | 0 | 0 | 0 | 0 | 0 | 0 | [5 empty] | 0 | 0 | 0 | 0 | 0 | 0 | 0 | [5 empty] | 0 | 0 | 0 | 0 | 0 | 0 | 0
|  |  | 0 | 0 |  | 0 | 0 | 0 | 0 | 0 |  | 0 | 0 | 0 | 0 | 0 |  | 0 | 0 | 0 | 0 | 0 |  | 0 | 0 | 0 | 0 | 0 |  | 0 | 0 | 0 | 0 | 0 |  | 0 | 0 | 0 | 0 | 0
| [Please insert new asset category as required] |  |  |  | C1 | 0 | 0 | 0 | 0 | 0 | 0 | 0 | 0 | 0 | 0 | 0 | 0 | [5 empty] | 0 | 0 | 0 | 0 | 0 | 0 | 0 | [5 empty] | 0 | 0 | 0 | 0 | 0 | 0 | 0
[5 empty] | C2 | 0 | 0 | 0 | 0 | 0 | 0 | 0 | 0 | 0 | 0 | 0 | 0 | [5 empty] | 0 | 0 | 0 | 0 | 0 | 0 | 0 | [5 empty] | 0 | 0 | 0 | 0 | 0 | 0 | 0
[5 empty] | C3 | 0 | 0 | 0 | 0 | 0 | 0 | 0 | 0 | 0 | 0 | 0 | 0 | [5 empty] | 0 | 0 | 0 | 0 | 0 | 0 | 0 | [5 empty] | 0 | 0 | 0 | 0 | 0 | 0 | 0
[5 empty] | C4 | 0 | 0 | 0 | 0 | 0 | 0 | 0 | 0 | 0 | 0 | 0 | 0 | [5 empty] | 0 | 0 | 0 | 0 | 0 | 0 | 0 | [5 empty] | 0 | 0 | 0 | 0 | 0 | 0 | 0
|  |  | 0 | 0 |  | 0 | 0 | 0 | 0 | 0 |  | 0 | 0 | 0 | 0 | 0 |  | 0 | 0 | 0 | 0 | 0 |  | 0 | 0 | 0 | 0 | 0 |  | 0 | 0 | 0 | 0 | 0 |  | 0 | 0 | 0 | 0 | 0
| [Please insert new asset category as required] |  |  |  | C1 | 0 | 0 | 0 | 0 | 0 | 0 | 0 | 0 | 0 | 0 | 0 | 0 | [5 empty] | 0 | 0 | 0 | 0 | 0 | 0 | 0 | [5 empty] | 0 | 0 | 0 | 0 | 0 | 0 | 0
[5 empty] | C2 | 0 | 0 | 0 | 0 | 0 | 0 | 0 | 0 | 0 | 0 | 0 | 0 | [5 empty] | 0 | 0 | 0 | 0 | 0 | 0 | 0 | [5 empty] | 0 | 0 | 0 | 0 | 0 | 0 | 0
[5 empty] | C3 | 0 | 0 | 0 | 0 | 0 | 0 | 0 | 0 | 0 | 0 | 0 | 0 | [5 empty] | 0 | 0 | 0 | 0 | 0 | 0 | 0 | [5 empty] | 0 | 0 | 0 | 0 | 0 | 0 | 0
[5 empty] | C4 | 0 | 0 | 0 | 0 | 0 | 0 | 0 | 0 | 0 | 0 | 0 | 0 | [5 empty] | 0 | 0 | 0 | 0 | 0 | 0 | 0 | [5 empty] | 0 | 0 | 0 | 0 | 0 | 0 | 0
|  |  | 0 | 0 |  | 0 | 0 | 0 | 0 | 0 |  | 0 | 0 | 0 | 0 | 0 |  | 0 | 0 | 0 | 0 | 0 |  | 0 | 0 | 0 | 0 | 0 |  | 0 | 0 | 0 | 0 | 0 |  | 0 | 0 | 0 | 0 | 0
| [Please insert new asset category as required] |  |  |  | C1 | 0 | 0 | 0 | 0 | 0 | 0 | 0 | 0 | 0 | 0 | 0 | 0 | [5 empty] | 0 | 0 | 0 | 0 | 0 | 0 | 0 | [5 empty] | 0 | 0 | 0 | 0 | 0 | 0 | 0
[5 empty] | C2 | 0 | 0 | 0 | 0 | 0 | 0 | 0 | 0 | 0 | 0 | 0 | 0 | [5 empty] | 0 | 0 | 0 | 0 | 0 | 0 | 0 | [5 empty] | 0 | 0 | 0 | 0 | 0 | 0 | 0
[5 empty] | C3 | 0 | 0 | 0 | 0 | 0 | 0 | 0 | 0 | 0 | 0 | 0 | 0 | [5 empty] | 0 | 0 | 0 | 0 | 0 | 0 | 0 | [5 empty] | 0 | 0 | 0 | 0 | 0 | 0 | 0
[5 empty] | C4 | 0 | 0 | 0 | 0 | 0 | 0 | 0 | 0 | 0 | 0 | 0 | 0 | [5 empty] | 0 | 0 | 0 | 0 | 0 | 0 | 0 | [5 empty] | 0 | 0 | 0 | 0 | 0 | 0 | 0
|  |  | 0 | 0 |  | 0 | 0 | 0 | 0 | 0 |  | 0 | 0 | 0 | 0 | 0 |  | 0 | 0 | 0 | 0 | 0 |  | 0 | 0 | 0 | 0 | 0 |  | 0 | 0 | 0 | 0 | 0 |  | 0 | 0 | 0 | 0 | 0
| [Please insert new asset category as required] |  |  |  | C1 | 0 | 0 | 0 | 0 | 0 | 0 | 0 | 0 | 0 | 0 | 0 | 0 | [5 empty] | 0 | 0 | 0 | 0 | 0 | 0 | 0 | [5 empty] | 0 | 0 | 0 | 0 | 0 | 0 | 0
[5 empty] | C2 | 0 | 0 | 0 | 0 | 0 | 0 | 0 | 0 | 0 | 0 | 0 | 0 | [5 empty] | 0 | 0 | 0 | 0 | 0 | 0 | 0 | [5 empty] | 0 | 0 | 0 | 0 | 0 | 0 | 0
[5 empty] | C3 | 0 | 0 | 0 | 0 | 0 | 0 | 0 | 0 | 0 | 0 | 0 | 0 | [5 empty] | 0 | 0 | 0 | 0 | 0 | 0 | 0 | [5 empty] | 0 | 0 | 0 | 0 | 0 | 0 | 0
[5 empty] | C4 | 0 | 0 | 0 | 0 | 0 | 0 | 0 | 0 | 0 | 0 | 0 | 0 | [5 empty] | 0 | 0 | 0 | 0 | 0 | 0 | 0 | [5 empty] | 0 | 0 | 0 | 0 | 0 | 0 | 0
|  |  | 0 | 0 |  | 0 | 0 | 0 | 0 | 0 |  | 0 | 0 | 0 | 0 | 0 |  | 0 | 0 | 0 | 0 | 0 |  | 0 | 0 | 0 | 0 | 0 |  | 0 | 0 | 0 | 0 | 0 |  | 0 | 0 | 0 | 0 | 0
Other
| Submarine Cables |  |  |  | C1 | 0 | 0 | 0 | 0 | 0 | 0 | 0 | 0 | 0 | 0 | 0 | 0 | [5 empty] | 0 | 0 | 0 | 0 | 0 | 0 | 0 | [5 empty] | 0 | 0 | 0 | 0 | 0 | 0 | 0
[5 empty] | C2 | 0 | 0 | 0 | 0 | 0 | 0 | 0 | 0 | 0 | 0 | 0 | 0 | [5 empty] | 0 | 0 | 0 | 0 | 0 | 0 | 0 | [5 empty] | 0 | 0 | 0 | 0 | 0 | 0 | 0
[5 empty] | C3 | 0 | 0 | 0 | 0 | 0 | 0 | 0 | 0 | 0 | 0 | 0 | 0 | [5 empty] | 0 | 0 | 0 | 0 | 0 | 0 | 0 | [5 empty] | 0 | 0 | 0 | 0 | 0 | 0 | 0
[5 empty] | C4 | 0 | 0 | 0 | 0 | 0 | 0 | 0 | 0 | 0 | 0 | 0 | 0 | [5 empty] | 0 | 0 | 0 | 0 | 0 | 0 | 0 | [5 empty] | 0 | 0 | 0 | 0 | 0 | 0 | 0
|  |  | 0 | 0 |  | 0 | 0 | 0 | 0 | 0 |  | 0 | 0 | 0 | 0 | 0 |  | 0 | 0 | 0 | 0 | 0 |  | 0 | 0 | 0 | 0 | 0 |  | 0 | 0 | 0 | 0 | 0 |  | 0 | 0 | 0 | 0 | 0
| [Please insert new asset category as required] |  |  |  | C1 | 0 | 0 | 0 | 0 | 0 | 0 | 0 | 0 | 0 | 0 | 0 | 0 | [5 empty] | 0 | 0 | 0 | 0 | 0 | 0 | 0 | [5 empty] | 0 | 0 | 0 | 0 | 0 | 0 | 0
[5 empty] | C2 | 0 | 0 | 0 | 0 | 0 | 0 | 0 | 0 | 0 | 0 | 0 | 0 | [5 empty] | 0 | 0 | 0 | 0 | 0 | 0 | 0 | [5 empty] | 0 | 0 | 0 | 0 | 0 | 0 | 0
[5 empty] | C3 | 0 | 0 | 0 | 0 | 0 | 0 | 0 | 0 | 0 | 0 | 0 | 0 | [5 empty] | 0 | 0 | 0 | 0 | 0 | 0 | 0 | [5 empty] | 0 | 0 | 0 | 0 | 0 | 0 | 0
[5 empty] | C4 | 0 | 0 | 0 | 0 | 0 | 0 | 0 | 0 | 0 | 0 | 0 | 0 | [5 empty] | 0 | 0 | 0 | 0 | 0 | 0 | 0 | [5 empty] | 0 | 0 | 0 | 0 | 0 | 0 | 0
|  |  | 0 | 0 |  | 0 | 0 | 0 | 0 | 0 |  | 0 | 0 | 0 | 0 | 0 |  | 0 | 0 | 0 | 0 | 0 |  | 0 | 0 | 0 | 0 | 0 |  | 0 | 0 | 0 | 0 | 0 |  | 0 | 0 | 0 | 0 | 0
| [Please insert new asset category as required] |  |  |  | C1 | 0 | 0 | 0 | 0 | 0 | 0 | 0 | 0 | 0 | 0 | 0 | 0 | [5 empty] | 0 | 0 | 0 | 0 | 0 | 0 | 0 | [5 empty] | 0 | 0 | 0 | 0 | 0 | 0 | 0
[5 empty] | C2 | 0 | 0 | 0 | 0 | 0 | 0 | 0 | 0 | 0 | 0 | 0 | 0 | [5 empty] | 0 | 0 | 0 | 0 | 0 | 0 | 0 | [5 empty] | 0 | 0 | 0 | 0 | 0 | 0 | 0
[5 empty] | C3 | 0 | 0 | 0 | 0 | 0 | 0 | 0 | 0 | 0 | 0 | 0 | 0 | [5 empty] | 0 | 0 | 0 | 0 | 0 | 0 | 0 | [5 empty] | 0 | 0 | 0 | 0 | 0 | 0 | 0
[5 empty] | C4 | 0 | 0 | 0 | 0 | 0 | 0 | 0 | 0 | 0 | 0 | 0 | 0 | [5 empty] | 0 | 0 | 0 | 0 | 0 | 0 | 0 | [5 empty] | 0 | 0 | 0 | 0 | 0 | 0 | 0
|  |  | 0 | 0 |  | 0 | 0 | 0 | 0 | 0 |  | 0 | 0 | 0 | 0 | 0 |  | 0 | 0 | 0 | 0 | 0 |  | 0 | 0 | 0 | 0 | 0 |  | 0 | 0 | 0 | 0 | 0 |  | 0 | 0 | 0 | 0 | 0
| [Please insert new asset category as required] |  |  |  | C1 | 0 | 0 | 0 | 0 | 0 | 0 | 0 | 0 | 0 | 0 | 0 | 0 | [5 empty] | 0 | 0 | 0 | 0 | 0 | 0 | 0 | [5 empty] | 0 | 0 | 0 | 0 | 0 | 0 | 0
[5 empty] | C2 | 0 | 0 | 0 | 0 | 0 | 0 | 0 | 0 | 0 | 0 | 0 | 0 | [5 empty] | 0 | 0 | 0 | 0 | 0 | 0 | 0 | [5 empty] | 0 | 0 | 0 | 0 | 0 | 0 | 0
[5 empty] | C3 | 0 | 0 | 0 | 0 | 0 | 0 | 0 | 0 | 0 | 0 | 0 | 0 | [5 empty] | 0 | 0 | 0 | 0 | 0 | 0 | 0 | [5 empty] | 0 | 0 | 0 | 0 | 0 | 0 | 0
[5 empty] | C4 | 0 | 0 | 0 | 0 | 0 | 0 | 0 | 0 | 0 | 0 | 0 | 0 | [5 empty] | 0 | 0 | 0 | 0 | 0 | 0 | 0 | [5 empty] | 0 | 0 | 0 | 0 | 0 | 0 | 0
|  |  | 0 | 0 |  | 0 | 0 | 0 | 0 | 0 |  | 0 | 0 | 0 | 0 | 0 |  | 0 | 0 | 0 | 0 | 0 |  | 0 | 0 | 0 | 0 | 0 |  | 0 | 0 | 0 | 0 | 0 |  | 0 | 0 | 0 | 0 | 0
| [Please insert new asset category as required] |  |  |  | C1 | 0 | 0 | 0 | 0 | 0 | 0 | 0 | 0 | 0 | 0 | 0 | 0 | [5 empty] | 0 | 0 | 0 | 0 | 0 | 0 | 0 | [5 empty] | 0 | 0 | 0 | 0 | 0 | 0 | 0
[5 empty] | C2 | 0 | 0 | 0 | 0 | 0 | 0 | 0 | 0 | 0 | 0 | 0 | 0 | [5 empty] | 0 | 0 | 0 | 0 | 0 | 0 | 0 | [5 empty] | 0 | 0 | 0 | 0 | 0 | 0 | 0
[5 empty] | C3 | 0 | 0 | 0 | 0 | 0 | 0 | 0 | 0 | 0 | 0 | 0 | 0 | [5 empty] | 0 | 0 | 0 | 0 | 0 | 0 | 0 | [5 empty] | 0 | 0 | 0 | 0 | 0 | 0 | 0
[5 empty] | C4 | 0 | 0 | 0 | 0 | 0 | 0 | 0 | 0 | 0 | 0 | 0 | 0 | [5 empty] | 0 | 0 | 0 | 0 | 0 | 0 | 0 | [5 empty] | 0 | 0 | 0 | 0 | 0 | 0 | 0
|  |  | 0 | 0 |  | 0 | 0 | 0 | 0 | 0 |  | 0 | 0 | 0 | 0 | 0 |  | 0 | 0 | 0 | 0 | 0 |  | 0 | 0 | 0 | 0 | 0 |  | 0 | 0 | 0 | 0 | 0 |  | 0 | 0 | 0 | 0 | 0
| [Please insert new asset category as required] |  |  |  | C1 | 0 | 0 | 0 | 0 | 0 | 0 | 0 | 0 | 0 | 0 | 0 | 0 | [5 empty] | 0 | 0 | 0 | 0 | 0 | 0 | 0 | [5 empty] | 0 | 0 | 0 | 0 | 0 | 0 | 0
[5 empty] | C2 | 0 | 0 | 0 | 0 | 0 | 0 | 0 | 0 | 0 | 0 | 0 | 0 | [5 empty] | 0 | 0 | 0 | 0 | 0 | 0 | 0 | [5 empty] | 0 | 0 | 0 | 0 | 0 | 0 | 0
[5 empty] | C3 | 0 | 0 | 0 | 0 | 0 | 0 | 0 | 0 | 0 | 0 | 0 | 0 | [5 empty] | 0 | 0 | 0 | 0 | 0 | 0 | 0 | [5 empty] | 0 | 0 | 0 | 0 | 0 | 0 | 0
[5 empty] | C4 | 0 | 0 | 0 | 0 | 0 | 0 | 0 | 0 | 0 | 0 | 0 | 0 | [5 empty] | 0 | 0 | 0 | 0 | 0 | 0 | 0 | [5 empty] | 0 | 0 | 0 | 0 | 0 | 0 | 0
|  |  | 0 | 0 |  | 0 | 0 | 0 | 0 | 0 |  | 0 | 0 | 0 | 0 | 0 |  | 0 | 0 | 0 | 0 | 0 |  | 0 | 0 | 0 | 0 | 0 |  | 0 | 0 | 0 | 0 | 0 |  | 0 | 0 | 0 | 0 | 0
| TOTAL |  | 248959 | 244634 |  | 92264.136 | 88102.8118 | 37234.2111 | 21687.6958 | 9670.9682 |  | 82037.5896 | 88257.3208 | 39262.3012 | 26905.022 | 13958.0902 |  | 457.4067 | -44 | -12 | 0 | -401.4067 |  | 77547.4238 | 74588.3626 | 54011.631 | 26959.9159 | 15856.4896 |  | 914.8133 | -88 | -24 | 0 | -802.8133 |  | 66169.238 | 66904.5677 | 56783.5243 | 31752.9291 | 27353.5637
Health Index Definitions
|  |  | HI1 | New or as new
|  |  | HI2 | Good or seviceable condition
|  |  | HI3 | Deterioration requires assessment and monitoring
|  |  | HI4 | Material deterioration, intervention requires consideration
|  |  | HI5 | End of serviceable life, intervention required
Criticality Index Definitions
|  |  | C1 | Low criticality
|  |  | C2 | Average criticality
|  |  | C3 | High criticality
|  |  | C4 | Very high criticality

## NAW7 - HVP - NPgY
NAW7: Secondary deliverables RIIO-ED1 - HVP - Asset Replacement and Refurbishment driven
NPgY
Price base (2012/13)
| ASSET CATEGORIES |  | ASSET REGISTER |  |  | End of DPCR5 (31 March 2015) with investment | [5 empty] | End of DPCR5 (31 March 2015) without investment | [5 empty] | Mid-Period Review (31 March 2019) planned investment | [5 empty] | Mid-Period Review (31 March 2019) without investment | [5 empty] | End of RIIO-ED1 (31 March 2023) planned investment | [5 empty] | End of RIIO-ED1 (31 March 2023) without investment
Is it your current intention to have a health index for this asset category in the RIIO-ED1 control period.
|  |  | as at 31st March 2015 | as at 31st March 2023 |  | HI 1 | HI 2 | HI 3 | HI 4 | HI 5 |  | HI 1 | HI 2 | HI 3 | HI 4 | HI 5 |  | HI 1 | HI 2 | HI 3 | HI 4 | HI 5 |  | HI 1 | HI 2 | HI 3 | HI 4 | HI 5 |  | HI 1 | HI 2 | HI 3 | HI 4 | HI 5 |  | HI 1 | HI 2 | HI 3 | HI 4 | HI 5
LV Network
| LV Switchgear and Other |  |  |  | C1 | 0 | 0 | 0 | 0 | 0 | 0 | 0 | 0 | 0 | 0 | 0 | 0 | [5 empty] | 0 | 0 | 0 | 0 | 0 | 0 | 0 | [5 empty] | 0 | 0 | 0 | 0 | 0 | 0 | 0 | Yes
[5 empty] | C2 | 0 | 0 | 0 | 0 | 0 | 0 | 0 | 0 | 0 | 0 | 0 | 0 | [5 empty] | 0 | 0 | 0 | 0 | 0 | 0 | 0 | [5 empty] | 0 | 0 | 0 | 0 | 0 | 0 | 0 | No
[5 empty] | C3 | 0 | 0 | 0 | 0 | 0 | 0 | 0 | 0 | 0 | 0 | 0 | 0 | [5 empty] | 0 | 0 | 0 | 0 | 0 | 0 | 0 | [5 empty] | 0 | 0 | 0 | 0 | 0 | 0 | 0
[5 empty] | C4 | 0 | 0 | 0 | 0 | 0 | 0 | 0 | 0 | 0 | 0 | 0 | 0 | [5 empty] | 0 | 0 | 0 | 0 | 0 | 0 | 0 | [5 empty] | 0 | 0 | 0 | 0 | 0 | 0 | 0
|  |  | 0 | 0 |  | 0 | 0 | 0 | 0 | 0 |  | 0 | 0 | 0 | 0 | 0 |  | 0 | 0 | 0 | 0 | 0 |  | 0 | 0 | 0 | 0 | 0 |  | 0 | 0 | 0 | 0 | 0 |  | 0 | 0 | 0 | 0 | 0
| LV UGB |  |  |  | C1 | 0 | 0 | 0 | 0 | 0 | 0 | 0 | 0 | 0 | 0 | 0 | 0 | [5 empty] | 0 | 0 | 0 | 0 | 0 | 0 | 0 | [5 empty] | 0 | 0 | 0 | 0 | 0 | 0 | 0
[5 empty] | C2 | 0 | 0 | 0 | 0 | 0 | 0 | 0 | 0 | 0 | 0 | 0 | 0 | [5 empty] | 0 | 0 | 0 | 0 | 0 | 0 | 0 | [5 empty] | 0 | 0 | 0 | 0 | 0 | 0 | 0
[5 empty] | C3 | 0 | 0 | 0 | 0 | 0 | 0 | 0 | 0 | 0 | 0 | 0 | 0 | [5 empty] | 0 | 0 | 0 | 0 | 0 | 0 | 0 | [5 empty] | 0 | 0 | 0 | 0 | 0 | 0 | 0
[5 empty] | C4 | 0 | 0 | 0 | 0 | 0 | 0 | 0 | 0 | 0 | 0 | 0 | 0 | [5 empty] | 0 | 0 | 0 | 0 | 0 | 0 | 0 | [5 empty] | 0 | 0 | 0 | 0 | 0 | 0 | 0
|  |  | 0 | 0 |  | 0 | 0 | 0 | 0 | 0 |  | 0 | 0 | 0 | 0 | 0 |  | 0 | 0 | 0 | 0 | 0 |  | 0 | 0 | 0 | 0 | 0 |  | 0 | 0 | 0 | 0 | 0 |  | 0 | 0 | 0 | 0 | 0
| LV OHL Support |  |  |  | C1 | 5357 | 6892 | 5016 | 1451 | 1340 | 20056 | 4772 | 6932 | 5147 | 1702 | 1534 | 20087 | [5 empty] | 0 | 4542 | 5140 | 6085 | 2520 | 1889 | 20176 | [5 empty] | 0 | 3837 | 4955 | 4832 | 2877 | 3536 | 20037
[5 empty] | C2 | 4658 | 7204 | 4315 | 965 | 1326 | 18468 | 4138 | 7241 | 4423 | 1245 | 1541 | 18588 | [5 empty] | 0 | 3963 | 5386 | 5236 | 1888 | 1884 | 18357 | [5 empty] | 0 | 3363 | 5200 | 4172 | 2200 | 3548 | 18483
[5 empty] | C3 | 576 | 1330 | 735 | 423 | 307 | 3371 | 515 | 1339 | 756 | 423 | 307 | 3340 | [5 empty] | 0 | 483 | 988 | 895 | 602 | 411 | 3379 | [5 empty] | 0 | 404 | 951 | 705 | 660 | 727 | 3447
[5 empty] | C4 | 1135 | 2481 | 1627 | 284 | 360 | 5887 | 1013 | 2497 | 1670 | 378 | 434 | 5992 | [5 empty] | 0 | 961 | 1849 | 1969 | 575 | 516 | 5870 | [5 empty] | 0 | 810 | 1782 | 1564 | 672 | 987 | 5815
|  |  | 47782 | 46782 |  | 11726 | 17907 | 11693 | 3123 | 3333 |  | 10438 | 18009 | 11996 | 3748 | 3816 |  | 0 | 0 | 0 | 0 | 0 |  | 9949 | 13363 | 14185 | 5585 | 4700 |  | 0 | 0 | 0 | 0 | 0 |  | 8414 | 12888 | 11273 | 6409 | 8798
| [Please insert new asset category as required] |  |  |  | C1 | 0 | 0 | 0 | 0 | 0 | 0 | 0 | 0 | 0 | 0 | 0 | 0 | [5 empty] | 0 | 0 | 0 | 0 | 0 | 0 | 0 | [5 empty] | 0 | 0 | 0 | 0 | 0 | 0 | 0
[5 empty] | C2 | 0 | 0 | 0 | 0 | 0 | 0 | 0 | 0 | 0 | 0 | 0 | 0 | [5 empty] | 0 | 0 | 0 | 0 | 0 | 0 | 0 | [5 empty] | 0 | 0 | 0 | 0 | 0 | 0 | 0
[5 empty] | C3 | 0 | 0 | 0 | 0 | 0 | 0 | 0 | 0 | 0 | 0 | 0 | 0 | [5 empty] | 0 | 0 | 0 | 0 | 0 | 0 | 0 | [5 empty] | 0 | 0 | 0 | 0 | 0 | 0 | 0
[5 empty] | C4 | 0 | 0 | 0 | 0 | 0 | 0 | 0 | 0 | 0 | 0 | 0 | 0 | [5 empty] | 0 | 0 | 0 | 0 | 0 | 0 | 0 | [5 empty] | 0 | 0 | 0 | 0 | 0 | 0 | 0
|  |  | 0 | 0 |  | 0 | 0 | 0 | 0 | 0 |  | 0 | 0 | 0 | 0 | 0 |  | 0 | 0 | 0 | 0 | 0 |  | 0 | 0 | 0 | 0 | 0 |  | 0 | 0 | 0 | 0 | 0 |  | 0 | 0 | 0 | 0 | 0
| [Please insert new asset category as required] |  |  |  | C1 | 0 | 0 | 0 | 0 | 0 | 0 | 0 | 0 | 0 | 0 | 0 | 0 | [5 empty] | 0 | 0 | 0 | 0 | 0 | 0 | 0 | [5 empty] | 0 | 0 | 0 | 0 | 0 | 0 | 0
[5 empty] | C2 | 0 | 0 | 0 | 0 | 0 | 0 | 0 | 0 | 0 | 0 | 0 | 0 | [5 empty] | 0 | 0 | 0 | 0 | 0 | 0 | 0 | [5 empty] | 0 | 0 | 0 | 0 | 0 | 0 | 0
[5 empty] | C3 | 0 | 0 | 0 | 0 | 0 | 0 | 0 | 0 | 0 | 0 | 0 | 0 | [5 empty] | 0 | 0 | 0 | 0 | 0 | 0 | 0 | [5 empty] | 0 | 0 | 0 | 0 | 0 | 0 | 0
[5 empty] | C4 | 0 | 0 | 0 | 0 | 0 | 0 | 0 | 0 | 0 | 0 | 0 | 0 | [5 empty] | 0 | 0 | 0 | 0 | 0 | 0 | 0 | [5 empty] | 0 | 0 | 0 | 0 | 0 | 0 | 0
|  |  | 0 | 0 |  | 0 | 0 | 0 | 0 | 0 |  | 0 | 0 | 0 | 0 | 0 |  | 0 | 0 | 0 | 0 | 0 |  | 0 | 0 | 0 | 0 | 0 |  | 0 | 0 | 0 | 0 | 0 |  | 0 | 0 | 0 | 0 | 0
| [Please insert new asset category as required] |  |  |  | C1 | 0 | 0 | 0 | 0 | 0 | 0 | 0 | 0 | 0 | 0 | 0 | 0 | [5 empty] | 0 | 0 | 0 | 0 | 0 | 0 | 0 | [5 empty] | 0 | 0 | 0 | 0 | 0 | 0 | 0
[5 empty] | C2 | 0 | 0 | 0 | 0 | 0 | 0 | 0 | 0 | 0 | 0 | 0 | 0 | [5 empty] | 0 | 0 | 0 | 0 | 0 | 0 | 0 | [5 empty] | 0 | 0 | 0 | 0 | 0 | 0 | 0
[5 empty] | C3 | 0 | 0 | 0 | 0 | 0 | 0 | 0 | 0 | 0 | 0 | 0 | 0 | [5 empty] | 0 | 0 | 0 | 0 | 0 | 0 | 0 | [5 empty] | 0 | 0 | 0 | 0 | 0 | 0 | 0
[5 empty] | C4 | 0 | 0 | 0 | 0 | 0 | 0 | 0 | 0 | 0 | 0 | 0 | 0 | [5 empty] | 0 | 0 | 0 | 0 | 0 | 0 | 0 | [5 empty] | 0 | 0 | 0 | 0 | 0 | 0 | 0
|  |  | 0 | 0 |  | 0 | 0 | 0 | 0 | 0 |  | 0 | 0 | 0 | 0 | 0 |  | 0 | 0 | 0 | 0 | 0 |  | 0 | 0 | 0 | 0 | 0 |  | 0 | 0 | 0 | 0 | 0 |  | 0 | 0 | 0 | 0 | 0
| [Please insert new asset category as required] |  |  |  | C1 | 0 | 0 | 0 | 0 | 0 | 0 | 0 | 0 | 0 | 0 | 0 | 0 | [5 empty] | 0 | 0 | 0 | 0 | 0 | 0 | 0 | [5 empty] | 0 | 0 | 0 | 0 | 0 | 0 | 0
[5 empty] | C2 | 0 | 0 | 0 | 0 | 0 | 0 | 0 | 0 | 0 | 0 | 0 | 0 | [5 empty] | 0 | 0 | 0 | 0 | 0 | 0 | 0 | [5 empty] | 0 | 0 | 0 | 0 | 0 | 0 | 0
[5 empty] | C3 | 0 | 0 | 0 | 0 | 0 | 0 | 0 | 0 | 0 | 0 | 0 | 0 | [5 empty] | 0 | 0 | 0 | 0 | 0 | 0 | 0 | [5 empty] | 0 | 0 | 0 | 0 | 0 | 0 | 0
[5 empty] | C4 | 0 | 0 | 0 | 0 | 0 | 0 | 0 | 0 | 0 | 0 | 0 | 0 | [5 empty] | 0 | 0 | 0 | 0 | 0 | 0 | 0 | [5 empty] | 0 | 0 | 0 | 0 | 0 | 0 | 0
|  |  | 0 | 0 |  | 0 | 0 | 0 | 0 | 0 |  | 0 | 0 | 0 | 0 | 0 |  | 0 | 0 | 0 | 0 | 0 |  | 0 | 0 | 0 | 0 | 0 |  | 0 | 0 | 0 | 0 | 0 |  | 0 | 0 | 0 | 0 | 0
| [Please insert new asset category as required] |  |  |  | C1 | 0 | 0 | 0 | 0 | 0 | 0 | 0 | 0 | 0 | 0 | 0 | 0 | [5 empty] | 0 | 0 | 0 | 0 | 0 | 0 | 0 | [5 empty] | 0 | 0 | 0 | 0 | 0 | 0 | 0
[5 empty] | C2 | 0 | 0 | 0 | 0 | 0 | 0 | 0 | 0 | 0 | 0 | 0 | 0 | [5 empty] | 0 | 0 | 0 | 0 | 0 | 0 | 0 | [5 empty] | 0 | 0 | 0 | 0 | 0 | 0 | 0
[5 empty] | C3 | 0 | 0 | 0 | 0 | 0 | 0 | 0 | 0 | 0 | 0 | 0 | 0 | [5 empty] | 0 | 0 | 0 | 0 | 0 | 0 | 0 | [5 empty] | 0 | 0 | 0 | 0 | 0 | 0 | 0
[5 empty] | C4 | 0 | 0 | 0 | 0 | 0 | 0 | 0 | 0 | 0 | 0 | 0 | 0 | [5 empty] | 0 | 0 | 0 | 0 | 0 | 0 | 0 | [5 empty] | 0 | 0 | 0 | 0 | 0 | 0 | 0
|  |  | 0 | 0 |  | 0 | 0 | 0 | 0 | 0 |  | 0 | 0 | 0 | 0 | 0 |  | 0 | 0 | 0 | 0 | 0 |  | 0 | 0 | 0 | 0 | 0 |  | 0 | 0 | 0 | 0 | 0 |  | 0 | 0 | 0 | 0 | 0
HV Network
| HV Switchgear (GM) - Primary |  |  |  | C1 | 370 | 538 | 402 | 182 | 160 | 1652 | 354 | 538 | 402 | 193 | 160 | 1647 | [5 empty] | 0 | 346 | 470 | 355 | 201 | 275 | 1647 | [5 empty] | 0 | 305 | 323 | 348 | 278 | 393 | 1647
[5 empty] | C2 | 360 | 530 | 441 | 370 | 235 | 1936 | 323 | 532 | 453 | 397 | 239 | 1944 | [5 empty] | 0 | 302 | 415 | 399 | 401 | 427 | 1944 | [5 empty] | 0 | 277 | 255 | 411 | 329 | 672 | 1944
[5 empty] | C3 | 89 | 171 | 146 | 107 | 99 | 612 | 89 | 171 | 146 | 107 | 99 | 612 | [5 empty] | 0 | 87 | 139 | 115 | 123 | 148 | 612 | [5 empty] | 0 | 84 | 94 | 120 | 91 | 223 | 612
[5 empty] | C4 | 6 | 32 | 27 | 4 | 5 | 74 | 6 | 32 | 27 | 4 | 5 | 74 | [5 empty] | 0 | 4 | 20 | 29 | 15 | 6 | 74 | [5 empty] | 0 | 4 | 17 | 17 | 27 | 9 | 74
|  |  | 4274 | 4244 |  | 825 | 1271 | 1016 | 663 | 499 |  | 772 | 1273 | 1028 | 701 | 503 |  | 0 | 0 | 0 | 0 | 0 |  | 739 | 1044 | 898 | 740 | 856 |  | 0 | 0 | 0 | 0 | 0 |  | 670 | 689 | 896 | 725 | 1297
| HV Switchgear (GM) - Distribution |  |  |  | C1 | 6412 | 2020 | 450 | 61 | 276 | 9219 | 6026 | 2068 | 510 | 155 | 343 | 9102 | [5 empty] | 0 | 6173 | 1883 | 737 | 46 | 380 | 9219 | [5 empty] | 0 | 5720 | 1529 | 1215 | 287 | 468 | 9219
[5 empty] | C2 | 4628 | 6754 | 2181 | 125 | 1434 | 15122 | 4331 | 6906 | 2461 | 527 | 1854 | 16079 | [5 empty] | 0 | 4144 | 5164 | 3472 | 487 | 1855 | 15122 | [5 empty] | 0 | 3712 | 3037 | 4803 | 1272 | 2298 | 15122
[5 empty] | C3 | 1157 | 2280 | 1016 | 63 | 653 | 5169 | 1086 | 2339 | 1149 | 257 | 855 | 5686 | [5 empty] | 0 | 1014 | 1636 | 1456 | 201 | 862 | 5169 | [5 empty] | 0 | 925 | 831 | 1754 | 651 | 1008 | 5169
[5 empty] | C4 | 177 | 365 | 196 | 6 | 83 | 827 | 166 | 377 | 217 | 32 | 110 | 902 | [5 empty] | 0 | 154 | 270 | 269 | 19 | 115 | 827 | [5 empty] | 0 | 140 | 143 | 313 | 95 | 136 | 827
|  |  | 30337 | 26699 |  | 12374 | 11419 | 3843 | 255 | 2446 |  | 11609 | 11690 | 4337 | 971 | 3162 |  | 0 | 0 | 0 | 0 | 0 |  | 11485 | 8953 | 5934 | 753 | 3212 |  | 0 | 0 | 0 | 0 | 0 |  | 10497 | 5540 | 8085 | 2305 | 3910
| HV Transformer (GM) |  |  |  | C1 | 801 | 2276 | 402 | 181 | 29 | 3689 | 533 | 2287 | 406 | 202 | 117 | 3545 | [5 empty] | 0 | 774 | 2215 | 263 | 244 | 193 | 3689 | [5 empty] | 0 | 764 | 1958 | 362 | 277 | 328 | 3689
[5 empty] | C2 | 563 | 7175 | 1478 | 783 | 151 | 10150 | 372 | 7191 | 1480 | 868 | 333 | 10244 | [5 empty] | 0 | 521 | 6873 | 881 | 982 | 893 | 10150 | [5 empty] | 0 | 499 | 6059 | 1209 | 1160 | 1223 | 10150
[5 empty] | C3 | 62 | 580 | 219 | 105 | 17 | 983 | 43 | 585 | 223 | 119 | 38 | 1008 | [5 empty] | 0 | 59 | 549 | 98 | 158 | 119 | 983 | [5 empty] | 0 | 56 | 458 | 129 | 161 | 179 | 983
[5 empty] | C4 | 7 | 375 | 94 | 50 | 12 | 538 | 6 | 380 | 98 | 58 | 21 | 563 | [5 empty] | 0 | 6 | 348 | 53 | 67 | 64 | 538 | [5 empty] | 0 | 4 | 304 | 68 | 71 | 91 | 538
|  |  | 15360 | 15360 |  | 1433 | 10406 | 2193 | 1119 | 209 |  | 954 | 10443 | 2207 | 1247 | 509 |  | 0 | 0 | 0 | 0 | 0 |  | 1360 | 9985 | 1295 | 1451 | 1269 |  | 0 | 0 | 0 | 0 | 0 |  | 1323 | 8779 | 1768 | 1669 | 1821
| HV UG Cable |  |  |  | C1 | 0 | 0 | 0 | 0 | 0 | 0 | 0 | 0 | 0 | 0 | 0 | 0 | [5 empty] | 0 | 0 | 0 | 0 | 0 | 0 | 0 | [5 empty] | 0 | 0 | 0 | 0 | 0 | 0 | 0
[5 empty] | C2 | 0 | 0 | 0 | 0 | 0 | 0 | 0 | 0 | 0 | 0 | 0 | 0 | [5 empty] | 0 | 0 | 0 | 0 | 0 | 0 | 0 | [5 empty] | 0 | 0 | 0 | 0 | 0 | 0 | 0
[5 empty] | C3 | 0 | 0 | 0 | 0 | 0 | 0 | 0 | 0 | 0 | 0 | 0 | 0 | [5 empty] | 0 | 0 | 0 | 0 | 0 | 0 | 0 | [5 empty] | 0 | 0 | 0 | 0 | 0 | 0 | 0
[5 empty] | C4 | 0 | 0 | 0 | 0 | 0 | 0 | 0 | 0 | 0 | 0 | 0 | 0 | [5 empty] | 0 | 0 | 0 | 0 | 0 | 0 | 0 | [5 empty] | 0 | 0 | 0 | 0 | 0 | 0 | 0
|  |  | 0 | 0 |  | 0 | 0 | 0 | 0 | 0 |  | 0 | 0 | 0 | 0 | 0 |  | 0 | 0 | 0 | 0 | 0 |  | 0 | 0 | 0 | 0 | 0 |  | 0 | 0 | 0 | 0 | 0 |  | 0 | 0 | 0 | 0 | 0
| HV OHL Support - Poles |  |  |  | C1 | 20183 | 11572 | 5288 | 6271 | 804 | 44118 | 18044 | 11678 | 5635 | 7344 | 1402 | 44103 | [5 empty] | 0 | 16484 | 10360 | 8939 | 6949 | 1303 | 44035 | [5 empty] | 0 | 13675 | 10945 | 8920 | 7428 | 2868 | 43836
[5 empty] | C2 | 22962 | 14882 | 6657 | 6619 | 1166 | 52286 | 20551 | 15013 | 7082 | 7734 | 1977 | 52357 | [5 empty] | 0 | 18818 | 13348 | 11187 | 7333 | 1859 | 52545 | [5 empty] | 0 | 15672 | 14105 | 11174 | 7841 | 4014 | 52806
[5 empty] | C3 | 6453 | 3255 | 1074 | 1089 | 155 | 12026 | 5728 | 3288 | 1171 | 1347 | 353 | 11887 | [5 empty] | 0 | 5192 | 2885 | 2087 | 1250 | 317 | 11731 | [5 empty] | 0 | 4235 | 3062 | 2079 | 1363 | 830 | 11569
[5 empty] | C4 | 2576 | 2002 | 886 | 933 | 151 | 6548 | 2305 | 2021 | 945 | 1094 | 266 | 6631 | [5 empty] | 0 | 2102 | 1792 | 1495 | 1033 | 245 | 6667 | [5 empty] | 0 | 1742 | 1891 | 1491 | 1102 | 541 | 6767
|  |  | 114978 | 114978 |  | 52174 | 31711 | 13905 | 14912 | 2276 |  | 46628 | 32000 | 14833 | 17519 | 3998 |  | 0 | 0 | 0 | 0 | 0 |  | 42596 | 28385 | 23708 | 16565 | 3724 |  | 0 | 0 | 0 | 0 | 0 |  | 35324 | 30003 | 23664 | 17734 | 8253
| [Please insert new asset category as required] |  |  |  | C1 | 0 | 0 | 0 | 0 | 0 | 0 | 0 | 0 | 0 | 0 | 0 | 0 | [5 empty] | 0 | 0 | 0 | 0 | 0 | 0 | 0 | [5 empty] | 0 | 0 | 0 | 0 | 0 | 0 | 0
[5 empty] | C2 | 0 | 0 | 0 | 0 | 0 | 0 | 0 | 0 | 0 | 0 | 0 | 0 | [5 empty] | 0 | 0 | 0 | 0 | 0 | 0 | 0 | [5 empty] | 0 | 0 | 0 | 0 | 0 | 0 | 0
[5 empty] | C3 | 0 | 0 | 0 | 0 | 0 | 0 | 0 | 0 | 0 | 0 | 0 | 0 | [5 empty] | 0 | 0 | 0 | 0 | 0 | 0 | 0 | [5 empty] | 0 | 0 | 0 | 0 | 0 | 0 | 0
[5 empty] | C4 | 0 | 0 | 0 | 0 | 0 | 0 | 0 | 0 | 0 | 0 | 0 | 0 | [5 empty] | 0 | 0 | 0 | 0 | 0 | 0 | 0 | [5 empty] | 0 | 0 | 0 | 0 | 0 | 0 | 0
|  |  | 0 | 0 |  | 0 | 0 | 0 | 0 | 0 |  | 0 | 0 | 0 | 0 | 0 |  | 0 | 0 | 0 | 0 | 0 |  | 0 | 0 | 0 | 0 | 0 |  | 0 | 0 | 0 | 0 | 0 |  | 0 | 0 | 0 | 0 | 0
| [Please insert new asset category as required] |  |  |  | C1 | 0 | 0 | 0 | 0 | 0 | 0 | 0 | 0 | 0 | 0 | 0 | 0 | [5 empty] | 0 | 0 | 0 | 0 | 0 | 0 | 0 | [5 empty] | 0 | 0 | 0 | 0 | 0 | 0 | 0
[5 empty] | C2 | 0 | 0 | 0 | 0 | 0 | 0 | 0 | 0 | 0 | 0 | 0 | 0 | [5 empty] | 0 | 0 | 0 | 0 | 0 | 0 | 0 | [5 empty] | 0 | 0 | 0 | 0 | 0 | 0 | 0
[5 empty] | C3 | 0 | 0 | 0 | 0 | 0 | 0 | 0 | 0 | 0 | 0 | 0 | 0 | [5 empty] | 0 | 0 | 0 | 0 | 0 | 0 | 0 | [5 empty] | 0 | 0 | 0 | 0 | 0 | 0 | 0
[5 empty] | C4 | 0 | 0 | 0 | 0 | 0 | 0 | 0 | 0 | 0 | 0 | 0 | 0 | [5 empty] | 0 | 0 | 0 | 0 | 0 | 0 | 0 | [5 empty] | 0 | 0 | 0 | 0 | 0 | 0 | 0
|  |  | 0 | 0 |  | 0 | 0 | 0 | 0 | 0 |  | 0 | 0 | 0 | 0 | 0 |  | 0 | 0 | 0 | 0 | 0 |  | 0 | 0 | 0 | 0 | 0 |  | 0 | 0 | 0 | 0 | 0 |  | 0 | 0 | 0 | 0 | 0
| [Please insert new asset category as required] |  |  |  | C1 | 0 | 0 | 0 | 0 | 0 | 0 | 0 | 0 | 0 | 0 | 0 | 0 | [5 empty] | 0 | 0 | 0 | 0 | 0 | 0 | 0 | [5 empty] | 0 | 0 | 0 | 0 | 0 | 0 | 0
[5 empty] | C2 | 0 | 0 | 0 | 0 | 0 | 0 | 0 | 0 | 0 | 0 | 0 | 0 | [5 empty] | 0 | 0 | 0 | 0 | 0 | 0 | 0 | [5 empty] | 0 | 0 | 0 | 0 | 0 | 0 | 0
[5 empty] | C3 | 0 | 0 | 0 | 0 | 0 | 0 | 0 | 0 | 0 | 0 | 0 | 0 | [5 empty] | 0 | 0 | 0 | 0 | 0 | 0 | 0 | [5 empty] | 0 | 0 | 0 | 0 | 0 | 0 | 0
[5 empty] | C4 | 0 | 0 | 0 | 0 | 0 | 0 | 0 | 0 | 0 | 0 | 0 | 0 | [5 empty] | 0 | 0 | 0 | 0 | 0 | 0 | 0 | [5 empty] | 0 | 0 | 0 | 0 | 0 | 0 | 0
|  |  | 0 | 0 |  | 0 | 0 | 0 | 0 | 0 |  | 0 | 0 | 0 | 0 | 0 |  | 0 | 0 | 0 | 0 | 0 |  | 0 | 0 | 0 | 0 | 0 |  | 0 | 0 | 0 | 0 | 0 |  | 0 | 0 | 0 | 0 | 0
| [Please insert new asset category as required] |  |  |  | C1 | 0 | 0 | 0 | 0 | 0 | 0 | 0 | 0 | 0 | 0 | 0 | 0 | [5 empty] | 0 | 0 | 0 | 0 | 0 | 0 | 0 | [5 empty] | 0 | 0 | 0 | 0 | 0 | 0 | 0
[5 empty] | C2 | 0 | 0 | 0 | 0 | 0 | 0 | 0 | 0 | 0 | 0 | 0 | 0 | [5 empty] | 0 | 0 | 0 | 0 | 0 | 0 | 0 | [5 empty] | 0 | 0 | 0 | 0 | 0 | 0 | 0
[5 empty] | C3 | 0 | 0 | 0 | 0 | 0 | 0 | 0 | 0 | 0 | 0 | 0 | 0 | [5 empty] | 0 | 0 | 0 | 0 | 0 | 0 | 0 | [5 empty] | 0 | 0 | 0 | 0 | 0 | 0 | 0
[5 empty] | C4 | 0 | 0 | 0 | 0 | 0 | 0 | 0 | 0 | 0 | 0 | 0 | 0 | [5 empty] | 0 | 0 | 0 | 0 | 0 | 0 | 0 | [5 empty] | 0 | 0 | 0 | 0 | 0 | 0 | 0
|  |  | 0 | 0 |  | 0 | 0 | 0 | 0 | 0 |  | 0 | 0 | 0 | 0 | 0 |  | 0 | 0 | 0 | 0 | 0 |  | 0 | 0 | 0 | 0 | 0 |  | 0 | 0 | 0 | 0 | 0 |  | 0 | 0 | 0 | 0 | 0
| [Please insert new asset category as required] |  |  |  | C1 | 0 | 0 | 0 | 0 | 0 | 0 | 0 | 0 | 0 | 0 | 0 | 0 | [5 empty] | 0 | 0 | 0 | 0 | 0 | 0 | 0 | [5 empty] | 0 | 0 | 0 | 0 | 0 | 0 | 0
[5 empty] | C2 | 0 | 0 | 0 | 0 | 0 | 0 | 0 | 0 | 0 | 0 | 0 | 0 | [5 empty] | 0 | 0 | 0 | 0 | 0 | 0 | 0 | [5 empty] | 0 | 0 | 0 | 0 | 0 | 0 | 0
[5 empty] | C3 | 0 | 0 | 0 | 0 | 0 | 0 | 0 | 0 | 0 | 0 | 0 | 0 | [5 empty] | 0 | 0 | 0 | 0 | 0 | 0 | 0 | [5 empty] | 0 | 0 | 0 | 0 | 0 | 0 | 0
[5 empty] | C4 | 0 | 0 | 0 | 0 | 0 | 0 | 0 | 0 | 0 | 0 | 0 | 0 | [5 empty] | 0 | 0 | 0 | 0 | 0 | 0 | 0 | [5 empty] | 0 | 0 | 0 | 0 | 0 | 0 | 0
|  |  | 0 | 0 |  | 0 | 0 | 0 | 0 | 0 |  | 0 | 0 | 0 | 0 | 0 |  | 0 | 0 | 0 | 0 | 0 |  | 0 | 0 | 0 | 0 | 0 |  | 0 | 0 | 0 | 0 | 0 |  | 0 | 0 | 0 | 0 | 0
EHV Network
| EHV Switchgear (GM) |  |  |  | C1 | 350 | 176 | 48 | 15 | 1 | 590 | 349 | 176 | 48 | 15 | 1 | 589 | [5 empty] | 0 | 341 | 114 | 108 | 13 | 13 | 589 | [5 empty] | 0 | 324 | 75 | 128 | 48 | 14 | 589
[5 empty] | C2 | 125 | 213 | 61 | 45 | 16 | 460 | 108 | 216 | 63 | 48 | 29 | 464 | [5 empty] | 0 | 100 | 126 | 131 | 59 | 48 | 464 | [5 empty] | 0 | 86 | 59 | 198 | 44 | 77 | 464
[5 empty] | C3 | 65 | 166 | 82 | 30 | 4 | 347 | 65 | 166 | 82 | 30 | 4 | 347 | [5 empty] | 0 | 65 | 101 | 119 | 47 | 15 | 347 | [5 empty] | 0 | 64 | 46 | 156 | 58 | 23 | 347
[5 empty] | C4 | 0 | 5 | 5 | 13 | 18 | 41 | 0 | 5 | 5 | 13 | 18 | 41 | [5 empty] | 0 | 0 | 1 | 8 | 1 | 31 | 41 | [5 empty] | 0 | 0 | 0 | 5 | 5 | 31 | 41
|  |  | 1438 | 1447 |  | 540 | 560 | 196 | 103 | 39 |  | 522 | 563 | 198 | 106 | 52 |  | 0 | 0 | 0 | 0 | 0 |  | 506 | 342 | 366 | 120 | 107 |  | 0 | 0 | 0 | 0 | 0 |  | 474 | 180 | 487 | 155 | 145
| EHV Transformer |  |  |  | C1 | 60 | 38 | 19 | 5 | 1 | 123 | 60 | 38 | 19 | 5 | 1 | 123 | [5 empty] | 0 | 50 | 44 | 19 | 6 | 4 | 123 | [5 empty] | 0 | 36 | 47 | 22 | 11 | 7 | 123
[5 empty] | C2 | 100 | 170 | 148 | 62 | 4 | 484 | 90 | 170 | 146 | 65 | 11 | 482 | [5 empty] | 0 | 73 | 124 | 167 | 86 | 32 | 482 | [5 empty] | 0 | 62 | 76 | 187 | 74 | 83 | 482
[5 empty] | C3 | 2 | 5 | 14 | 17 | 3 | 41 | 2 | 5 | 14 | 17 | 3 | 41 | [5 empty] | 0 | 2 | 2 | 16 | 14 | 7 | 41 | [5 empty] | 0 | 2 | 2 | 13 | 3 | 21 | 41
[5 empty] | C4 | 0 | 11 | 1 | 0 | 2 | 14 | 0 | 11 | 1 | 0 | 2 | 14 | [5 empty] | 0 | 0 | 11 | 1 | 0 | 2 | 14 | [5 empty] | 0 | 0 | 7 | 5 | 0 | 2 | 14
|  |  | 662 | 660 |  | 162 | 224 | 182 | 84 | 10 |  | 152 | 224 | 180 | 87 | 17 |  | 0 | 0 | 0 | 0 | 0 |  | 125 | 181 | 203 | 106 | 45 |  | 0 | 0 | 0 | 0 | 0 |  | 100 | 132 | 227 | 88 | 113
| EHV UG Cable (Gas) |  |  |  | C1 | 2.5182 | 5.8003 | 3.7571 | 0.40591 | 2.7216 | 15.2031 | 2.5182 | 5.8003 | 4.1241 | 0.63586 | 4.347 | 17.4255 | [5 empty] | 0 | 2.4609 | 0.67059 | 10.4743 | 0.4421 | 2.829 | 16.8768 | [5 empty] | 0 | 2.4506 | 0.042148 | 10.2376 | 0.78627 | 2.829 | 16.3456
[5 empty] | C2 | 2.8324 | 19.9037 | 12.2783 | 0.73512 | 6.589 | 42.3385 | 2.8324 | 19.9037 | 13.4778 | 1.1516 | 10.5241 | 47.8895 | [5 empty] | 0 | 2.7678 | 2.3011 | 34.2307 | 0.80066 | 6.849 | 46.9493 | [5 empty] | 0 | 2.7563 | 0.14463 | 33.4571 | 1.424 | 6.849 | 44.631
[5 empty] | C3 | 8.3452 | 16.0809 | 2.2347 | 4.3467 | 10.4563 | 41.4638 | 8.3452 | 16.0809 | 2.453 | 6.8092 | 16.701 | 50.3893 | [5 empty] | 0 | 8.1551 | 1.8592 | 6.2301 | 4.7343 | 10.869 | 31.8475 | [5 empty] | 0 | 8.1211 | 0.11685 | 6.0893 | 8.4199 | 10.869 | 33.6161
[5 empty] | C4 | 3.7705 | 2.521 | 2.9632 | 1.8352 | 4.7038 | 15.7938 | 3.7705 | 2.521 | 3.2527 | 2.8749 | 7.5131 | 19.9322 | [5 empty] | 0 | 3.6846 | 0.29145 | 8.2611 | 1.9989 | 4.8895 | 19.1255 | [5 empty] | 0 | 3.6692 | 0.018319 | 8.0744 | 3.555 | 4.8895 | 20.2065
|  |  | 115 | 105 |  | 17.4664 | 44.3059 | 21.2333 | 7.323 | 24.4707 |  | 17.4664 | 44.3059 | 23.3076 | 11.4716 | 39.0851 |  | 0 | 0 | 0 | 0 | 0 |  | 17.0684 | 5.1223 | 59.1962 | 7.9759 | 25.4365 |  | 0 | 0 | 0 | 0 | 0 |  | 16.9973 | 0.32195 | 57.8584 | 14.1851 | 25.4365
| EHV UG Cable (Oil) |  |  |  | C1 | 4.2365 | 19.4404 | 0.44579 | 1.1896 | 6.091 | 31.4034 | 4.2365 | 19.4404 | 0.44579 | 1.3566 | 9.2084 | 34.6877 | [5 empty] | 0 | 1.5587 | 18.6928 | 3.7538 | 1.2481 | 6.5982 | 31.8516 | [5 empty] | 0 | 0.18164 | 15.6333 | 10.9219 | 0.043247 | 8.0276 | 34.8077
[5 empty] | C2 | 0 | 124.2851 | 1.2872 | 6.4483 | 31.4603 | 163.4809 | 0 | 124.2851 | 1.2872 | 7.3534 | 47.5619 | 180.4875 | [5 empty] | 0 | 0 | 119.5055 | 10.8385 | 6.7651 | 34.0802 | 171.1892 | [5 empty] | 0 | 0 | 99.9458 | 31.5356 | 0.23442 | 41.4627 | 173.1785
[5 empty] | C3 | 14.4231 | 58.1907 | 0.48472 | 0.86046 | 8.6854 | 82.6444 | 14.4231 | 58.1907 | 0.48472 | 0.98123 | 13.1306 | 87.2103 | [5 empty] | 0 | 5.3066 | 55.9529 | 4.0815 | 0.90274 | 9.4086 | 75.6523 | [5 empty] | 0 | 0.6184 | 46.795 | 11.8756 | 0.031281 | 11.4468 | 70.767
[5 empty] | C4 | 3.7024 | 19.0473 | 0.21804 | 0.1589 | 3.3917 | 26.5183 | 3.7024 | 19.0473 | 0.21804 | 0.1812 | 5.1276 | 28.2765 | [5 empty] | 0 | 1.3622 | 18.3148 | 1.836 | 0.16671 | 3.6742 | 25.3538 | [5 empty] | 0 | 0.15874 | 15.3172 | 5.342 | 0.0057766 | 4.4701 | 25.2938
|  |  | 304 | 266 |  | 22.362 | 220.9636 | 2.4357 | 8.6573 | 49.6284 |  | 22.362 | 220.9636 | 2.4357 | 9.8724 | 75.0285 |  | 0 | 0 | 0 | 0 | 0 |  | 8.2274 | 212.4659 | 20.5098 | 9.0826 | 53.7612 |  | 0 | 0 | 0 | 0 | 0 |  | 0.95878 | 177.6912 | 59.6752 | 0.31472 | 65.4071
| EHV UG Cable (Non Pressurised) |  |  |  | C1 | 63.0248 | 33.4545 | 2.8095 | 1.5781 | 3.2237 | 104.0906 | 57.8658 | 33.4545 | 2.9815 | 1.8725 | 5.4369 | 101.6111 | [5 empty] | 0 | 60.4734 | 36.5877 | 1.4243 | 3.1906 | 5.316 | 106.992 | [5 empty] | 0 | 58.9052 | 36.6579 | 3.293 | 2.5431 | 8.0779 | 109.477
[5 empty] | C2 | 95.3921 | 32.2977 | 1.95 | 1.6088 | 1.5362 | 132.7849 | 87.5836 | 32.2977 | 2.0694 | 1.909 | 2.5907 | 126.4505 | [5 empty] | 0 | 91.5304 | 35.3294 | 0.98857 | 3.2528 | 2.5331 | 133.6343 | [5 empty] | 0 | 89.1567 | 35.3974 | 2.2857 | 2.5926 | 3.8492 | 133.2816
[5 empty] | C3 | 165.5594 | 38.6935 | 2.4973 | 3.814 | 2.3163 | 212.8805 | 152.0072 | 38.6935 | 2.6502 | 4.5256 | 3.9064 | 201.7829 | [5 empty] | 0 | 158.8572 | 42.3181 | 1.266 | 7.7113 | 3.8195 | 213.9721 | [5 empty] | 0 | 154.7375 | 42.3993 | 2.9271 | 6.1463 | 5.8039 | 212.0141
[5 empty] | C4 | 490.7189 | 114.9077 | 13.8062 | 6.8262 | 6.3183 | 632.5773 | 450.5503 | 114.9077 | 14.6516 | 8.0997 | 10.6559 | 598.8652 | [5 empty] | 0 | 470.8534 | 125.662 | 6.999 | 13.8013 | 10.4191 | 627.7348 | [5 empty] | 0 | 458.6427 | 125.9029 | 16.1824 | 11.0004 | 15.8321 | 627.5605
|  |  | 1082 | 1132 |  | 814.6953 | 219.3534 | 21.063 | 13.8271 | 13.3945 |  | 748.007 | 219.3534 | 22.3528 | 16.4067 | 22.5899 |  | 0 | 0 | 0 | 0 | 0 |  | 781.7144 | 239.8972 | 10.6779 | 27.956 | 22.0878 |  | 0 | 0 | 0 | 0 | 0 |  | 761.4421 | 240.3575 | 24.6882 | 22.2823 | 33.5631
| EHV OHL Support - Towers |  |  |  | C1 | 3 | 7 | 2 | 17 | 10 | 39 | 1 | 7 | 2 | 17 | 12 | 39 | [5 empty] | 0 | 0 | 1 | 8 | 1 | 29 | 39 | [5 empty] | 0 | 0 | 0 | 1 | 8 | 30 | 39
[5 empty] | C2 | 41 | 26 | 2 | 3 | 26 | 98 | 7 | 19 | 13 | 6 | 53 | 98 | [5 empty] | 0 | 3 | 12 | 19 | 1 | 63 | 98 | [5 empty] | 0 | 0 | 3 | 12 | 19 | 64 | 98
[5 empty] | C3 | 3 | 8 | 9 | 3 | 15 | 38 | 2 | 5 | 11 | 4 | 16 | 38 | [5 empty] | 0 | 1 | 4 | 9 | 5 | 19 | 38 | [5 empty] | 0 | 0 | 1 | 4 | 9 | 24 | 38
[5 empty] | C4 | 1 | 2 | 1 | 0 | 3 | 7 | 0 | 2 | 1 | 0 | 4 | 7 | [5 empty] | 0 | 0 | 0 | 2 | 1 | 4 | 7 | [5 empty] | 0 | 0 | 0 | 0 | 2 | 5 | 7
|  |  | 182 | 182 |  | 48 | 43 | 14 | 23 | 54 |  | 10 | 33 | 27 | 27 | 85 |  | 0 | 0 | 0 | 0 | 0 |  | 4 | 17 | 38 | 8 | 115 |  | 0 | 0 | 0 | 0 | 0 |  | 0 | 4 | 17 | 38 | 123
| EHV OHL Support - Poles |  |  |  | C1 | 5791 | 7061 | 1555 | 289 | 112 | 14808 | 4945 | 7107 | 1644 | 684 | 205 | 14585 | [5 empty] | 0 | 4764 | 6144 | 2642 | 482 | 365 | 14397 | [5 empty] | 0 | 4176 | 4410 | 3881 | 652 | 744 | 13863
[5 empty] | C2 | 2482 | 3229 | 1138 | 289 | 108 | 7246 | 2114 | 3246 | 1197 | 632 | 168 | 7357 | [5 empty] | 0 | 2055 | 2819 | 1923 | 471 | 295 | 7563 | [5 empty] | 0 | 1814 | 2039 | 2821 | 632 | 574 | 7880
[5 empty] | C3 | 2406 | 1295 | 757 | 164 | 34 | 4656 | 2056 | 1305 | 800 | 412 | 70 | 4643 | [5 empty] | 0 | 1978 | 1125 | 1287 | 281 | 126 | 4797 | [5 empty] | 0 | 1732 | 803 | 1892 | 384 | 264 | 5075
[5 empty] | C4 | 749 | 966 | 236 | 46 | 10 | 2007 | 642 | 973 | 251 | 46 | 27 | 1939 | [5 empty] | 0 | 612 | 838 | 403 | 57 | 50 | 1960 | [5 empty] | 0 | 533 | 598 | 592 | 66 | 110 | 1899
|  |  | 28717 | 29040 |  | 11428 | 12551 | 3686 | 788 | 264 |  | 9757 | 12631 | 3892 | 1774 | 470 |  | 0 | 0 | 0 | 0 | 0 |  | 9409 | 10926 | 6255 | 1291 | 836 |  | 0 | 0 | 0 | 0 | 0 |  | 8255 | 7850 | 9186 | 1734 | 1692
| EHV OHL Fittings and Conductors (Tower Lines) |  |  |  | C1 | 10.8313 | 1.0166 | 0.34893 | 15.1698 | 10.8629 | 38.2295 | 1.861 | 1.4891 | 0.34893 | 18.5485 | 15.982 | 38.2295 | [5 empty] | 0 | 10.8313 | 0.33888 | 1.0267 | 0.23262 | 25.8 | 38.2295 | [5 empty] | 0 | 10.366 | 0.46525 | 1.0166 | 0.34893 | 26.0327 | 38.2295
[5 empty] | C2 | 0.5715 | 0 | 0 | 1.6743 | 0.56145 | 2.8073 | 0.23262 | 0 | 0 | 2.0132 | 0.56145 | 2.8073 | [5 empty] | 0 | 0.5715 | 0 | 0 | 0 | 2.2358 | 2.8073 | [5 empty] | 0 | 0.5715 | 0 | 0 | 0 | 2.2358 | 2.8073
[5 empty] | C3 | 0.11631 | 0 | 0 | 0.26708 | 0 | 0.3834 | 0 | 0 | 0 | 0.3834 | 0 | 0.3834 | [5 empty] | 0 | 0.11631 | 0 | 0 | 0 | 0.26708 | 0.3834 | [5 empty] | 0 | 0.11631 | 0 | 0 | 0 | 0.26708 | 0.3834
[5 empty] | C4 | 0.17806 | 0.22257 | 0 | 0.22257 | 0.22257 | 0.84577 | 0 | 0.40063 | 0 | 0.22257 | 0.22257 | 0.84577 | [5 empty] | 0 | 0.17806 | 0 | 0.22257 | 0 | 0.44514 | 0.84577 | [5 empty] | 0 | 0.17806 | 0 | 0.22257 | 0 | 0.44514 | 0.84577
|  |  | 42 | 42 |  | 11.6971 | 1.2392 | 0.34893 | 17.3337 | 11.6469 |  | 2.0936 | 1.8897 | 0.34893 | 21.1677 | 16.766 |  | 0 | 0 | 0 | 0 | 0 |  | 11.6971 | 0.33888 | 1.2493 | 0.23262 | 28.748 |  | 0 | 0 | 0 | 0 | 0 |  | 11.2319 | 0.46525 | 1.2392 | 0.34893 | 28.9806
| [Please insert new asset category as required] |  |  |  | C1 | 0 | 0 | 0 | 0 | 0 | 0 | 0 | 0 | 0 | 0 | 0 | 0 | [5 empty] | 0 | 0 | 0 | 0 | 0 | 0 | 0 | [5 empty] | 0 | 0 | 0 | 0 | 0 | 0 | 0
[5 empty] | C2 | 0 | 0 | 0 | 0 | 0 | 0 | 0 | 0 | 0 | 0 | 0 | 0 | [5 empty] | 0 | 0 | 0 | 0 | 0 | 0 | 0 | [5 empty] | 0 | 0 | 0 | 0 | 0 | 0 | 0
[5 empty] | C3 | 0 | 0 | 0 | 0 | 0 | 0 | 0 | 0 | 0 | 0 | 0 | 0 | [5 empty] | 0 | 0 | 0 | 0 | 0 | 0 | 0 | [5 empty] | 0 | 0 | 0 | 0 | 0 | 0 | 0
[5 empty] | C4 | 0 | 0 | 0 | 0 | 0 | 0 | 0 | 0 | 0 | 0 | 0 | 0 | [5 empty] | 0 | 0 | 0 | 0 | 0 | 0 | 0 | [5 empty] | 0 | 0 | 0 | 0 | 0 | 0 | 0
|  |  | 0 | 0 |  | 0 | 0 | 0 | 0 | 0 |  | 0 | 0 | 0 | 0 | 0 |  | 0 | 0 | 0 | 0 | 0 |  | 0 | 0 | 0 | 0 | 0 |  | 0 | 0 | 0 | 0 | 0 |  | 0 | 0 | 0 | 0 | 0
| [Please insert new asset category as required] |  |  |  | C1 | 0 | 0 | 0 | 0 | 0 | 0 | 0 | 0 | 0 | 0 | 0 | 0 | [5 empty] | 0 | 0 | 0 | 0 | 0 | 0 | 0 | [5 empty] | 0 | 0 | 0 | 0 | 0 | 0 | 0
[5 empty] | C2 | 0 | 0 | 0 | 0 | 0 | 0 | 0 | 0 | 0 | 0 | 0 | 0 | [5 empty] | 0 | 0 | 0 | 0 | 0 | 0 | 0 | [5 empty] | 0 | 0 | 0 | 0 | 0 | 0 | 0
[5 empty] | C3 | 0 | 0 | 0 | 0 | 0 | 0 | 0 | 0 | 0 | 0 | 0 | 0 | [5 empty] | 0 | 0 | 0 | 0 | 0 | 0 | 0 | [5 empty] | 0 | 0 | 0 | 0 | 0 | 0 | 0
[5 empty] | C4 | 0 | 0 | 0 | 0 | 0 | 0 | 0 | 0 | 0 | 0 | 0 | 0 | [5 empty] | 0 | 0 | 0 | 0 | 0 | 0 | 0 | [5 empty] | 0 | 0 | 0 | 0 | 0 | 0 | 0
|  |  | 0 | 0 |  | 0 | 0 | 0 | 0 | 0 |  | 0 | 0 | 0 | 0 | 0 |  | 0 | 0 | 0 | 0 | 0 |  | 0 | 0 | 0 | 0 | 0 |  | 0 | 0 | 0 | 0 | 0 |  | 0 | 0 | 0 | 0 | 0
| [Please insert new asset category as required] |  |  |  | C1 | 0 | 0 | 0 | 0 | 0 | 0 | 0 | 0 | 0 | 0 | 0 | 0 | [5 empty] | 0 | 0 | 0 | 0 | 0 | 0 | 0 | [5 empty] | 0 | 0 | 0 | 0 | 0 | 0 | 0
[5 empty] | C2 | 0 | 0 | 0 | 0 | 0 | 0 | 0 | 0 | 0 | 0 | 0 | 0 | [5 empty] | 0 | 0 | 0 | 0 | 0 | 0 | 0 | [5 empty] | 0 | 0 | 0 | 0 | 0 | 0 | 0
[5 empty] | C3 | 0 | 0 | 0 | 0 | 0 | 0 | 0 | 0 | 0 | 0 | 0 | 0 | [5 empty] | 0 | 0 | 0 | 0 | 0 | 0 | 0 | [5 empty] | 0 | 0 | 0 | 0 | 0 | 0 | 0
[5 empty] | C4 | 0 | 0 | 0 | 0 | 0 | 0 | 0 | 0 | 0 | 0 | 0 | 0 | [5 empty] | 0 | 0 | 0 | 0 | 0 | 0 | 0 | [5 empty] | 0 | 0 | 0 | 0 | 0 | 0 | 0
|  |  | 0 | 0 |  | 0 | 0 | 0 | 0 | 0 |  | 0 | 0 | 0 | 0 | 0 |  | 0 | 0 | 0 | 0 | 0 |  | 0 | 0 | 0 | 0 | 0 |  | 0 | 0 | 0 | 0 | 0 |  | 0 | 0 | 0 | 0 | 0
| [Please insert new asset category as required] |  |  |  | C1 | 0 | 0 | 0 | 0 | 0 | 0 | 0 | 0 | 0 | 0 | 0 | 0 | [5 empty] | 0 | 0 | 0 | 0 | 0 | 0 | 0 | [5 empty] | 0 | 0 | 0 | 0 | 0 | 0 | 0
[5 empty] | C2 | 0 | 0 | 0 | 0 | 0 | 0 | 0 | 0 | 0 | 0 | 0 | 0 | [5 empty] | 0 | 0 | 0 | 0 | 0 | 0 | 0 | [5 empty] | 0 | 0 | 0 | 0 | 0 | 0 | 0
[5 empty] | C3 | 0 | 0 | 0 | 0 | 0 | 0 | 0 | 0 | 0 | 0 | 0 | 0 | [5 empty] | 0 | 0 | 0 | 0 | 0 | 0 | 0 | [5 empty] | 0 | 0 | 0 | 0 | 0 | 0 | 0
[5 empty] | C4 | 0 | 0 | 0 | 0 | 0 | 0 | 0 | 0 | 0 | 0 | 0 | 0 | [5 empty] | 0 | 0 | 0 | 0 | 0 | 0 | 0 | [5 empty] | 0 | 0 | 0 | 0 | 0 | 0 | 0
|  |  | 0 | 0 |  | 0 | 0 | 0 | 0 | 0 |  | 0 | 0 | 0 | 0 | 0 |  | 0 | 0 | 0 | 0 | 0 |  | 0 | 0 | 0 | 0 | 0 |  | 0 | 0 | 0 | 0 | 0 |  | 0 | 0 | 0 | 0 | 0
| [Please insert new asset category as required] |  |  |  | C1 | 0 | 0 | 0 | 0 | 0 | 0 | 0 | 0 | 0 | 0 | 0 | 0 | [5 empty] | 0 | 0 | 0 | 0 | 0 | 0 | 0 | [5 empty] | 0 | 0 | 0 | 0 | 0 | 0 | 0
[5 empty] | C2 | 0 | 0 | 0 | 0 | 0 | 0 | 0 | 0 | 0 | 0 | 0 | 0 | [5 empty] | 0 | 0 | 0 | 0 | 0 | 0 | 0 | [5 empty] | 0 | 0 | 0 | 0 | 0 | 0 | 0
[5 empty] | C3 | 0 | 0 | 0 | 0 | 0 | 0 | 0 | 0 | 0 | 0 | 0 | 0 | [5 empty] | 0 | 0 | 0 | 0 | 0 | 0 | 0 | [5 empty] | 0 | 0 | 0 | 0 | 0 | 0 | 0
[5 empty] | C4 | 0 | 0 | 0 | 0 | 0 | 0 | 0 | 0 | 0 | 0 | 0 | 0 | [5 empty] | 0 | 0 | 0 | 0 | 0 | 0 | 0 | [5 empty] | 0 | 0 | 0 | 0 | 0 | 0 | 0
|  |  | 0 | 0 |  | 0 | 0 | 0 | 0 | 0 |  | 0 | 0 | 0 | 0 | 0 |  | 0 | 0 | 0 | 0 | 0 |  | 0 | 0 | 0 | 0 | 0 |  | 0 | 0 | 0 | 0 | 0 |  | 0 | 0 | 0 | 0 | 0
132kV Network
| 132kV CBs |  |  |  | C1 | 61 | 0 | 5 | 2 | 9 | 77 | 61 | 0 | 5 | 2 | 9 | 77 | [5 empty] | 0 | 59 | 2 | 4 | 2 | 10 | 77 | [5 empty] | 0 | 55 | 6 | 3 | 2 | 11 | 77
[5 empty] | C2 | 34 | 15 | 0 | 2 | 0 | 51 | 32 | 17 | 0 | 2 | 0 | 51 | [5 empty] | 0 | 32 | 13 | 4 | 2 | 0 | 51 | [5 empty] | 0 | 32 | 1 | 12 | 4 | 2 | 51
[5 empty] | C3 | 21 | 2 | 22 | 0 | 0 | 45 | 21 | 2 | 22 | 0 | 0 | 45 | [5 empty] | 0 | 20 | 3 | 14 | 8 | 0 | 45 | [5 empty] | 0 | 12 | 9 | 8 | 16 | 0 | 45
[5 empty] | C4 | 3 | 0 | 0 | 0 | 0 | 3 | 3 | 0 | 0 | 0 | 0 | 3 | [5 empty] | 0 | 3 | 0 | 0 | 0 | 0 | 3 | [5 empty] | 0 | 1 | 2 | 0 | 0 | 0 | 3
|  |  | 176 | 177 |  | 119 | 17 | 27 | 4 | 9 |  | 117 | 19 | 27 | 4 | 9 |  | 0 | 0 | 0 | 0 | 0 |  | 114 | 18 | 22 | 12 | 10 |  | 0 | 0 | 0 | 0 | 0 |  | 100 | 18 | 23 | 22 | 13
| 132kV Transformer |  |  |  | C1 | 17 | 20 | 18 | 9 | 0 | 64 | 16 | 21 | 18 | 9 | 0 | 64 | [5 empty] | 0 | 16 | 16 | 23 | 8 | 1 | 64 | [5 empty] | 0 | 16 | 12 | 23 | 4 | 9 | 64
[5 empty] | C2 | 19 | 18 | 14 | 7 | 4 | 62 | 19 | 17 | 15 | 7 | 4 | 62 | [5 empty] | 0 | 14 | 19 | 14 | 9 | 6 | 62 | [5 empty] | 0 | 14 | 11 | 17 | 8 | 12 | 62
[5 empty] | C3 | 0 | 3 | 2 | 0 | 0 | 5 | 0 | 3 | 2 | 0 | 0 | 5 | [5 empty] | 0 | 0 | 3 | 2 | 0 | 0 | 5 | [5 empty] | 0 | 0 | 0 | 5 | 0 | 0 | 5
[5 empty] | C4 | 1 | 0 | 2 | 0 | 0 | 3 | 0 | 0 | 1 | 2 | 0 | 3 | [5 empty] | 0 | 0 | 0 | 0 | 3 | 0 | 3 | [5 empty] | 0 | 0 | 0 | 0 | 1 | 2 | 3
|  |  | 134 | 134 |  | 37 | 41 | 36 | 16 | 4 |  | 35 | 41 | 36 | 18 | 4 |  | 0 | 0 | 0 | 0 | 0 |  | 30 | 38 | 39 | 20 | 7 |  | 0 | 0 | 0 | 0 | 0 |  | 30 | 23 | 45 | 13 | 23
| 132kV UG Cable (Gas) |  |  |  | C1 | 0.029688 | 0.062585 | 0.5242 | 0 | 0 | 0.61647 | 0.029688 | 0.062585 | 0.5242 | 0 | 0 | 0.61647 | [5 empty] | 0 | 0.029688 | 0.036599 | 0.91054 | 0 | 0 | 0.97683 | [5 empty] | 0 | 0.029688 | 0.036599 | 0.81702 | 0 | 0 | 0.88331
[5 empty] | C2 | 0 | 0.55324 | 0.44864 | 0.0225 | 0.025095 | 1.0495 | 0 | 0.55324 | 0.44864 | 0.0225 | 0.027501 | 1.0519 | [5 empty] | 0 | 0 | 0.32354 | 0.77929 | 0.0225 | 0.025095 | 1.1504 | [5 empty] | 0 | 0 | 0.32354 | 0.69925 | 0.19605 | 0.025095 | 1.2439
[5 empty] | C3 | 0 | 0.78907 | 0 | 0 | 0 | 0.78907 | 0 | 0.78907 | 0 | 0 | 0 | 0.78907 | [5 empty] | 0 | 0 | 0.46145 | 0 | 0 | 0 | 0.46145 | [5 empty] | 0 | 0 | 0.46145 | 0 | 0 | 0 | 0.46145
[5 empty] | C4 | 0 | 0.32193 | 0 | 0 | 0 | 0.32193 | 0 | 0.32193 | 0 | 0 | 0 | 0.32193 | [5 empty] | 0 | 0 | 0.18826 | 0 | 0 | 0 | 0.18826 | [5 empty] | 0 | 0 | 0.18826 | 0 | 0 | 0 | 0.18826
|  |  | 3 | 3 |  | 0.029688 | 1.7268 | 0.97284 | 0.0225 | 0.025095 |  | 0.029688 | 1.7268 | 0.97284 | 0.0225 | 0.027501 |  | 0 | 0 | 0 | 0 | 0 |  | 0.029688 | 1.0098 | 1.6898 | 0.0225 | 0.025095 |  | 0 | 0 | 0 | 0 | 0 |  | 0.029688 | 1.0098 | 1.5163 | 0.19605 | 0.025095
| 132kV UG Cable (Oil) |  |  |  | C1 | 3.5961 | 1.1914 | 0.49059 | 26.2065 | 0.35034 | 31.835 | 3.5961 | 1.1914 | 0.49059 | 32.7489 | 0.68246 | 38.7095 | [5 empty] | 0 | 2.7212 | 1.4652 | 0.4801 | 26.8978 | 0.35481 | 31.9191 | [5 empty] | 0 | 1.7391 | 0.29854 | 1.5691 | 10.7942 | 1.1659 | 15.5669
[5 empty] | C2 | 0.20512 | 1.2017 | 0.86182 | 18.862 | 4.5063 | 25.6369 | 0.20512 | 1.2017 | 0.86182 | 23.5708 | 8.7782 | 34.6176 | [5 empty] | 0 | 0.15522 | 1.4778 | 0.84338 | 19.3595 | 4.5638 | 26.3997 | [5 empty] | 0 | 0.099194 | 0.30111 | 2.7565 | 7.7691 | 14.9965 | 25.9225
[5 empty] | C3 | 6.143 | 1.7044 | 2.2461 | 18.6609 | 10.8055 | 39.5599 | 6.143 | 1.7044 | 2.2461 | 23.3195 | 21.0489 | 54.462 | [5 empty] | 0 | 4.6485 | 2.0961 | 2.2083 | 19.1531 | 10.9434 | 39.0494 | [5 empty] | 0 | 2.9707 | 0.42709 | 6.1298 | 7.6863 | 35.9597 | 53.1736
[5 empty] | C4 | 3.2044 | 0.74556 | 0.15553 | 9.0515 | 3.6554 | 16.8124 | 3.2044 | 0.74556 | 0.15553 | 11.3112 | 7.1206 | 22.5374 | [5 empty] | 0 | 2.4248 | 0.91688 | 0.14194 | 9.2903 | 3.702 | 16.476 | [5 empty] | 0 | 1.5496 | 0.18682 | 1.5519 | 3.7283 | 12.1648 | 19.1813
|  |  | 114 | 70 |  | 13.1487 | 4.8431 | 3.7541 | 72.781 | 19.3175 |  | 13.1487 | 4.8431 | 3.7541 | 90.9505 | 37.6302 |  | 0 | 0 | 0 | 0 | 0 |  | 9.9498 | 5.956 | 3.6738 | 74.7007 | 19.5641 |  | 0 | 0 | 0 | 0 | 0 |  | 6.3586 | 1.2136 | 12.0073 | 29.9778 | 64.2869
| 132kV UG Cable (Non Pressurised) |  |  |  | C1 | 17.9762 | 0.52659 | 0 | 0 | 0.0073733 | 18.5102 | 9.9624 | 0.52659 | 0 | 0 | 0.0082235 | 10.4972 | [5 empty] | 0 | 17.9762 | 0.52598 | 0 | 0 | 0.0073733 | 18.5096 | [5 empty] | 0 | 17.9762 | 0.52598 | 0 | 0 | 0.0073733 | 18.5096
[5 empty] | C2 | 29.8012 | 1.0915 | 0.03025 | 0.0123 | 0.0098361 | 30.945 | 16.5157 | 1.0915 | 0.03025 | 0.0123 | 0.01097 | 17.6607 | [5 empty] | 0 | 29.8012 | 1.0902 | 0.036233 | 0.0123 | 0.0098361 | 30.9497 | [5 empty] | 0 | 29.8012 | 1.0902 | 0.036233 | 0.0123 | 0.0098361 | 30.9497
[5 empty] | C3 | 25.1015 | 3.1239 | 0 | 0 | 0.0077689 | 28.2332 | 13.9112 | 3.1239 | 0 | 0 | 0.0086648 | 17.0437 | [5 empty] | 0 | 25.1015 | 3.1203 | 0 | 0 | 0.0077689 | 28.2296 | [5 empty] | 0 | 25.1015 | 3.1203 | 0 | 0 | 0.0077689 | 28.2296
[5 empty] | C4 | 11.9857 | 0.48136 | 0 | 0 | 0.15218 | 12.6193 | 6.6424 | 0.48136 | 0 | 0 | 0.16973 | 7.2935 | [5 empty] | 0 | 11.9857 | 0.48081 | 0 | 0 | 0.15218 | 12.6187 | [5 empty] | 0 | 11.9857 | 0.48081 | 0 | 0 | 0.15218 | 12.6187
|  |  | 90 | 144 |  | 84.8646 | 5.2233 | 0.03025 | 0.0123 | 0.17716 |  | 47.0316 | 5.2233 | 0.03025 | 0.0123 | 0.19759 |  | 0 | 0 | 0 | 0 | 0 |  | 84.8646 | 5.2173 | 0.036233 | 0.0123 | 0.17716 |  | 0 | 0 | 0 | 0 | 0 |  | 84.8646 | 5.2173 | 0.036233 | 0.0123 | 0.17716
| 132kV OHL Support - Tower |  |  |  | C1 | 124 | 332 | 101 | 18 | 99 | 674 | 49 | 183 | 125 | 23 | 294 | 674 | [5 empty] | 0 | 103 | 198 | 200 | 48 | 125 | 674 | [5 empty] | 0 | 26 | 98 | 187 | 190 | 173 | 674
[5 empty] | C2 | 141 | 475 | 81 | 38 | 178 | 913 | 64 | 230 | 95 | 54 | 470 | 913 | [5 empty] | 0 | 128 | 302 | 214 | 41 | 228 | 913 | [5 empty] | 0 | 33 | 104 | 295 | 212 | 269 | 913
[5 empty] | C3 | 83 | 278 | 18 | 4 | 26 | 409 | 63 | 161 | 30 | 16 | 139 | 409 | [5 empty] | 0 | 65 | 153 | 147 | 13 | 31 | 409 | [5 empty] | 0 | 31 | 47 | 140 | 147 | 44 | 409
[5 empty] | C4 | 67 | 50 | 0 | 1 | 1 | 119 | 0 | 22 | 41 | 22 | 34 | 119 | [5 empty] | 0 | 2 | 100 | 15 | 0 | 2 | 119 | [5 empty] | 0 | 0 | 67 | 35 | 15 | 2 | 119
|  |  | 2115 | 2115 |  | 415 | 1135 | 200 | 61 | 304 |  | 176 | 596 | 291 | 115 | 937 |  | 0 | 0 | 0 | 0 | 0 |  | 298 | 753 | 576 | 102 | 386 |  | 0 | 0 | 0 | 0 | 0 |  | 90 | 316 | 657 | 564 | 488
| 132kV OHL Fittings and Conductors (Tower Lines) |  |  |  | C1 | 17.3553 | 308.5563 | 191.7861 | 385.3717 | 101.7617 | 1004.8311 | 15.9338 | 226.7885 | 155.2854 | 406.7512 | 200.0722 | 1004.8311 | [5 empty] | 0 | 17.3553 | 108.8709 | 386.8952 | 84.4571 | 407.2526 | 1004.8311 | [5 empty] | 0 | 10.355 | 52.1953 | 289.0207 | 227.3811 | 425.8789 | 1004.8311
[5 empty] | C2 | 1.5169 | 1.954 | 0.61843 | 9.5793 | 1.8849 | 15.5536 | 1.5169 | 1.3767 | 0.61843 | 9.5793 | 2.4622 | 15.5536 | [5 empty] | 0 | 1.5169 | 1.954 | 0.61843 | 0 | 11.4642 | 15.5536 | [5 empty] | 0 | 0 | 2.0942 | 1.3767 | 0.61843 | 11.4642 | 15.5536
[5 empty] | C3 | 0 | 9.6463 | 0.96847 | 21.7879 | 1.6613 | 34.064 | 0 | 8.8499 | 1.1952 | 21.7879 | 2.231 | 34.064 | [5 empty] | 0 | 0 | 2.5303 | 8.0845 | 2.4762 | 20.973 | 34.064 | [5 empty] | 0 | 0 | 2.0016 | 8.1061 | 1.6122 | 22.344 | 34.064
[5 empty] | C4 | 0 | 0 | 0 | 0 | 0 | 0 | 0 | 0 | 0 | 0 | 0 | 0 | [5 empty] | 0 | 0 | 0 | 0 | 0 | 0 | 0 | [5 empty] | 0 | 0 | 0 | 0 | 0 | 0 | 0
|  |  | 1054 | 1054 |  | 18.8722 | 320.1565 | 193.373 | 416.7389 | 105.3079 |  | 17.4507 | 237.0151 | 157.0991 | 438.1184 | 204.7654 |  | 0 | 0 | 0 | 0 | 0 |  | 18.8722 | 113.3552 | 395.5981 | 86.9333 | 439.6898 |  | 0 | 0 | 0 | 0 | 0 |  | 10.355 | 56.2911 | 298.5035 | 229.6118 | 459.6872
| [Please insert new asset category as required] |  |  |  | C1 | 0 | 0 | 0 | 0 | 0 | 0 | 0 | 0 | 0 | 0 | 0 | 0 | [5 empty] | 0 | 0 | 0 | 0 | 0 | 0 | 0 | [5 empty] | 0 | 0 | 0 | 0 | 0 | 0 | 0
[5 empty] | C2 | 0 | 0 | 0 | 0 | 0 | 0 | 0 | 0 | 0 | 0 | 0 | 0 | [5 empty] | 0 | 0 | 0 | 0 | 0 | 0 | 0 | [5 empty] | 0 | 0 | 0 | 0 | 0 | 0 | 0
[5 empty] | C3 | 0 | 0 | 0 | 0 | 0 | 0 | 0 | 0 | 0 | 0 | 0 | 0 | [5 empty] | 0 | 0 | 0 | 0 | 0 | 0 | 0 | [5 empty] | 0 | 0 | 0 | 0 | 0 | 0 | 0
[5 empty] | C4 | 0 | 0 | 0 | 0 | 0 | 0 | 0 | 0 | 0 | 0 | 0 | 0 | [5 empty] | 0 | 0 | 0 | 0 | 0 | 0 | 0 | [5 empty] | 0 | 0 | 0 | 0 | 0 | 0 | 0
|  |  | 0 | 0 |  | 0 | 0 | 0 | 0 | 0 |  | 0 | 0 | 0 | 0 | 0 |  | 0 | 0 | 0 | 0 | 0 |  | 0 | 0 | 0 | 0 | 0 |  | 0 | 0 | 0 | 0 | 0 |  | 0 | 0 | 0 | 0 | 0
| [Please insert new asset category as required] |  |  |  | C1 | 0 | 0 | 0 | 0 | 0 | 0 | 0 | 0 | 0 | 0 | 0 | 0 | [5 empty] | 0 | 0 | 0 | 0 | 0 | 0 | 0 | [5 empty] | 0 | 0 | 0 | 0 | 0 | 0 | 0
[5 empty] | C2 | 0 | 0 | 0 | 0 | 0 | 0 | 0 | 0 | 0 | 0 | 0 | 0 | [5 empty] | 0 | 0 | 0 | 0 | 0 | 0 | 0 | [5 empty] | 0 | 0 | 0 | 0 | 0 | 0 | 0
[5 empty] | C3 | 0 | 0 | 0 | 0 | 0 | 0 | 0 | 0 | 0 | 0 | 0 | 0 | [5 empty] | 0 | 0 | 0 | 0 | 0 | 0 | 0 | [5 empty] | 0 | 0 | 0 | 0 | 0 | 0 | 0
[5 empty] | C4 | 0 | 0 | 0 | 0 | 0 | 0 | 0 | 0 | 0 | 0 | 0 | 0 | [5 empty] | 0 | 0 | 0 | 0 | 0 | 0 | 0 | [5 empty] | 0 | 0 | 0 | 0 | 0 | 0 | 0
|  |  | 0 | 0 |  | 0 | 0 | 0 | 0 | 0 |  | 0 | 0 | 0 | 0 | 0 |  | 0 | 0 | 0 | 0 | 0 |  | 0 | 0 | 0 | 0 | 0 |  | 0 | 0 | 0 | 0 | 0 |  | 0 | 0 | 0 | 0 | 0
| [Please insert new asset category as required] |  |  |  | C1 | 0 | 0 | 0 | 0 | 0 | 0 | 0 | 0 | 0 | 0 | 0 | 0 | [5 empty] | 0 | 0 | 0 | 0 | 0 | 0 | 0 | [5 empty] | 0 | 0 | 0 | 0 | 0 | 0 | 0
[5 empty] | C2 | 0 | 0 | 0 | 0 | 0 | 0 | 0 | 0 | 0 | 0 | 0 | 0 | [5 empty] | 0 | 0 | 0 | 0 | 0 | 0 | 0 | [5 empty] | 0 | 0 | 0 | 0 | 0 | 0 | 0
[5 empty] | C3 | 0 | 0 | 0 | 0 | 0 | 0 | 0 | 0 | 0 | 0 | 0 | 0 | [5 empty] | 0 | 0 | 0 | 0 | 0 | 0 | 0 | [5 empty] | 0 | 0 | 0 | 0 | 0 | 0 | 0
[5 empty] | C4 | 0 | 0 | 0 | 0 | 0 | 0 | 0 | 0 | 0 | 0 | 0 | 0 | [5 empty] | 0 | 0 | 0 | 0 | 0 | 0 | 0 | [5 empty] | 0 | 0 | 0 | 0 | 0 | 0 | 0
|  |  | 0 | 0 |  | 0 | 0 | 0 | 0 | 0 |  | 0 | 0 | 0 | 0 | 0 |  | 0 | 0 | 0 | 0 | 0 |  | 0 | 0 | 0 | 0 | 0 |  | 0 | 0 | 0 | 0 | 0 |  | 0 | 0 | 0 | 0 | 0
| [Please insert new asset category as required] |  |  |  | C1 | 0 | 0 | 0 | 0 | 0 | 0 | 0 | 0 | 0 | 0 | 0 | 0 | [5 empty] | 0 | 0 | 0 | 0 | 0 | 0 | 0 | [5 empty] | 0 | 0 | 0 | 0 | 0 | 0 | 0
[5 empty] | C2 | 0 | 0 | 0 | 0 | 0 | 0 | 0 | 0 | 0 | 0 | 0 | 0 | [5 empty] | 0 | 0 | 0 | 0 | 0 | 0 | 0 | [5 empty] | 0 | 0 | 0 | 0 | 0 | 0 | 0
[5 empty] | C3 | 0 | 0 | 0 | 0 | 0 | 0 | 0 | 0 | 0 | 0 | 0 | 0 | [5 empty] | 0 | 0 | 0 | 0 | 0 | 0 | 0 | [5 empty] | 0 | 0 | 0 | 0 | 0 | 0 | 0
[5 empty] | C4 | 0 | 0 | 0 | 0 | 0 | 0 | 0 | 0 | 0 | 0 | 0 | 0 | [5 empty] | 0 | 0 | 0 | 0 | 0 | 0 | 0 | [5 empty] | 0 | 0 | 0 | 0 | 0 | 0 | 0
|  |  | 0 | 0 |  | 0 | 0 | 0 | 0 | 0 |  | 0 | 0 | 0 | 0 | 0 |  | 0 | 0 | 0 | 0 | 0 |  | 0 | 0 | 0 | 0 | 0 |  | 0 | 0 | 0 | 0 | 0 |  | 0 | 0 | 0 | 0 | 0
| [Please insert new asset category as required] |  |  |  | C1 | 0 | 0 | 0 | 0 | 0 | 0 | 0 | 0 | 0 | 0 | 0 | 0 | [5 empty] | 0 | 0 | 0 | 0 | 0 | 0 | 0 | [5 empty] | 0 | 0 | 0 | 0 | 0 | 0 | 0
[5 empty] | C2 | 0 | 0 | 0 | 0 | 0 | 0 | 0 | 0 | 0 | 0 | 0 | 0 | [5 empty] | 0 | 0 | 0 | 0 | 0 | 0 | 0 | [5 empty] | 0 | 0 | 0 | 0 | 0 | 0 | 0
[5 empty] | C3 | 0 | 0 | 0 | 0 | 0 | 0 | 0 | 0 | 0 | 0 | 0 | 0 | [5 empty] | 0 | 0 | 0 | 0 | 0 | 0 | 0 | [5 empty] | 0 | 0 | 0 | 0 | 0 | 0 | 0
[5 empty] | C4 | 0 | 0 | 0 | 0 | 0 | 0 | 0 | 0 | 0 | 0 | 0 | 0 | [5 empty] | 0 | 0 | 0 | 0 | 0 | 0 | 0 | [5 empty] | 0 | 0 | 0 | 0 | 0 | 0 | 0
|  |  | 0 | 0 |  | 0 | 0 | 0 | 0 | 0 |  | 0 | 0 | 0 | 0 | 0 |  | 0 | 0 | 0 | 0 | 0 |  | 0 | 0 | 0 | 0 | 0 |  | 0 | 0 | 0 | 0 | 0 |  | 0 | 0 | 0 | 0 | 0
Other
| Submarine Cables |  |  |  | C1 | 0 | 0 | 0 | 0 | 0 | 0 | 0 | 0 | 0 | 0 | 0 | 0 | [5 empty] | 0 | 0 | 0 | 0 | 0 | 0 | 0 | [5 empty] | 0 | 0 | 0 | 0 | 0 | 0 | 0
[5 empty] | C2 | 0 | 0 | 0 | 0 | 0 | 0 | 0 | 0 | 0 | 0 | 0 | 0 | [5 empty] | 0 | 0 | 0 | 0 | 0 | 0 | 0 | [5 empty] | 0 | 0 | 0 | 0 | 0 | 0 | 0
[5 empty] | C3 | 0 | 0 | 0 | 0 | 0 | 0 | 0 | 0 | 0 | 0 | 0 | 0 | [5 empty] | 0 | 0 | 0 | 0 | 0 | 0 | 0 | [5 empty] | 0 | 0 | 0 | 0 | 0 | 0 | 0
[5 empty] | C4 | 0 | 0 | 0 | 0 | 0 | 0 | 0 | 0 | 0 | 0 | 0 | 0 | [5 empty] | 0 | 0 | 0 | 0 | 0 | 0 | 0 | [5 empty] | 0 | 0 | 0 | 0 | 0 | 0 | 0
|  |  | 0 | 0 |  | 0 | 0 | 0 | 0 | 0 |  | 0 | 0 | 0 | 0 | 0 |  | 0 | 0 | 0 | 0 | 0 |  | 0 | 0 | 0 | 0 | 0 |  | 0 | 0 | 0 | 0 | 0 |  | 0 | 0 | 0 | 0 | 0
| [Please insert new asset category as required] |  |  |  | C1 | 0 | 0 | 0 | 0 | 0 | 0 | 0 | 0 | 0 | 0 | 0 | 0 | [5 empty] | 0 | 0 | 0 | 0 | 0 | 0 | 0 | [5 empty] | 0 | 0 | 0 | 0 | 0 | 0 | 0
[5 empty] | C2 | 0 | 0 | 0 | 0 | 0 | 0 | 0 | 0 | 0 | 0 | 0 | 0 | [5 empty] | 0 | 0 | 0 | 0 | 0 | 0 | 0 | [5 empty] | 0 | 0 | 0 | 0 | 0 | 0 | 0
[5 empty] | C3 | 0 | 0 | 0 | 0 | 0 | 0 | 0 | 0 | 0 | 0 | 0 | 0 | [5 empty] | 0 | 0 | 0 | 0 | 0 | 0 | 0 | [5 empty] | 0 | 0 | 0 | 0 | 0 | 0 | 0
[5 empty] | C4 | 0 | 0 | 0 | 0 | 0 | 0 | 0 | 0 | 0 | 0 | 0 | 0 | [5 empty] | 0 | 0 | 0 | 0 | 0 | 0 | 0 | [5 empty] | 0 | 0 | 0 | 0 | 0 | 0 | 0
|  |  | 0 | 0 |  | 0 | 0 | 0 | 0 | 0 |  | 0 | 0 | 0 | 0 | 0 |  | 0 | 0 | 0 | 0 | 0 |  | 0 | 0 | 0 | 0 | 0 |  | 0 | 0 | 0 | 0 | 0 |  | 0 | 0 | 0 | 0 | 0
| [Please insert new asset category as required] |  |  |  | C1 | 0 | 0 | 0 | 0 | 0 | 0 | 0 | 0 | 0 | 0 | 0 | 0 | [5 empty] | 0 | 0 | 0 | 0 | 0 | 0 | 0 | [5 empty] | 0 | 0 | 0 | 0 | 0 | 0 | 0
[5 empty] | C2 | 0 | 0 | 0 | 0 | 0 | 0 | 0 | 0 | 0 | 0 | 0 | 0 | [5 empty] | 0 | 0 | 0 | 0 | 0 | 0 | 0 | [5 empty] | 0 | 0 | 0 | 0 | 0 | 0 | 0
[5 empty] | C3 | 0 | 0 | 0 | 0 | 0 | 0 | 0 | 0 | 0 | 0 | 0 | 0 | [5 empty] | 0 | 0 | 0 | 0 | 0 | 0 | 0 | [5 empty] | 0 | 0 | 0 | 0 | 0 | 0 | 0
[5 empty] | C4 | 0 | 0 | 0 | 0 | 0 | 0 | 0 | 0 | 0 | 0 | 0 | 0 | [5 empty] | 0 | 0 | 0 | 0 | 0 | 0 | 0 | [5 empty] | 0 | 0 | 0 | 0 | 0 | 0 | 0
|  |  | 0 | 0 |  | 0 | 0 | 0 | 0 | 0 |  | 0 | 0 | 0 | 0 | 0 |  | 0 | 0 | 0 | 0 | 0 |  | 0 | 0 | 0 | 0 | 0 |  | 0 | 0 | 0 | 0 | 0 |  | 0 | 0 | 0 | 0 | 0
| [Please insert new asset category as required] |  |  |  | C1 | 0 | 0 | 0 | 0 | 0 | 0 | 0 | 0 | 0 | 0 | 0 | 0 | [5 empty] | 0 | 0 | 0 | 0 | 0 | 0 | 0 | [5 empty] | 0 | 0 | 0 | 0 | 0 | 0 | 0
[5 empty] | C2 | 0 | 0 | 0 | 0 | 0 | 0 | 0 | 0 | 0 | 0 | 0 | 0 | [5 empty] | 0 | 0 | 0 | 0 | 0 | 0 | 0 | [5 empty] | 0 | 0 | 0 | 0 | 0 | 0 | 0
[5 empty] | C3 | 0 | 0 | 0 | 0 | 0 | 0 | 0 | 0 | 0 | 0 | 0 | 0 | [5 empty] | 0 | 0 | 0 | 0 | 0 | 0 | 0 | [5 empty] | 0 | 0 | 0 | 0 | 0 | 0 | 0
[5 empty] | C4 | 0 | 0 | 0 | 0 | 0 | 0 | 0 | 0 | 0 | 0 | 0 | 0 | [5 empty] | 0 | 0 | 0 | 0 | 0 | 0 | 0 | [5 empty] | 0 | 0 | 0 | 0 | 0 | 0 | 0
|  |  | 0 | 0 |  | 0 | 0 | 0 | 0 | 0 |  | 0 | 0 | 0 | 0 | 0 |  | 0 | 0 | 0 | 0 | 0 |  | 0 | 0 | 0 | 0 | 0 |  | 0 | 0 | 0 | 0 | 0 |  | 0 | 0 | 0 | 0 | 0
| [Please insert new asset category as required] |  |  |  | C1 | 0 | 0 | 0 | 0 | 0 | 0 | 0 | 0 | 0 | 0 | 0 | 0 | [5 empty] | 0 | 0 | 0 | 0 | 0 | 0 | 0 | [5 empty] | 0 | 0 | 0 | 0 | 0 | 0 | 0
[5 empty] | C2 | 0 | 0 | 0 | 0 | 0 | 0 | 0 | 0 | 0 | 0 | 0 | 0 | [5 empty] | 0 | 0 | 0 | 0 | 0 | 0 | 0 | [5 empty] | 0 | 0 | 0 | 0 | 0 | 0 | 0
[5 empty] | C3 | 0 | 0 | 0 | 0 | 0 | 0 | 0 | 0 | 0 | 0 | 0 | 0 | [5 empty] | 0 | 0 | 0 | 0 | 0 | 0 | 0 | [5 empty] | 0 | 0 | 0 | 0 | 0 | 0 | 0
[5 empty] | C4 | 0 | 0 | 0 | 0 | 0 | 0 | 0 | 0 | 0 | 0 | 0 | 0 | [5 empty] | 0 | 0 | 0 | 0 | 0 | 0 | 0 | [5 empty] | 0 | 0 | 0 | 0 | 0 | 0 | 0
|  |  | 0 | 0 |  | 0 | 0 | 0 | 0 | 0 |  | 0 | 0 | 0 | 0 | 0 |  | 0 | 0 | 0 | 0 | 0 |  | 0 | 0 | 0 | 0 | 0 |  | 0 | 0 | 0 | 0 | 0 |  | 0 | 0 | 0 | 0 | 0
| [Please insert new asset category as required] |  |  |  | C1 | 0 | 0 | 0 | 0 | 0 | 0 | 0 | 0 | 0 | 0 | 0 | 0 | [5 empty] | 0 | 0 | 0 | 0 | 0 | 0 | 0 | [5 empty] | 0 | 0 | 0 | 0 | 0 | 0 | 0
[5 empty] | C2 | 0 | 0 | 0 | 0 | 0 | 0 | 0 | 0 | 0 | 0 | 0 | 0 | [5 empty] | 0 | 0 | 0 | 0 | 0 | 0 | 0 | [5 empty] | 0 | 0 | 0 | 0 | 0 | 0 | 0
[5 empty] | C3 | 0 | 0 | 0 | 0 | 0 | 0 | 0 | 0 | 0 | 0 | 0 | 0 | [5 empty] | 0 | 0 | 0 | 0 | 0 | 0 | 0 | [5 empty] | 0 | 0 | 0 | 0 | 0 | 0 | 0
[5 empty] | C4 | 0 | 0 | 0 | 0 | 0 | 0 | 0 | 0 | 0 | 0 | 0 | 0 | [5 empty] | 0 | 0 | 0 | 0 | 0 | 0 | 0 | [5 empty] | 0 | 0 | 0 | 0 | 0 | 0 | 0
|  |  | 0 | 0 |  | 0 | 0 | 0 | 0 | 0 |  | 0 | 0 | 0 | 0 | 0 |  | 0 | 0 | 0 | 0 | 0 |  | 0 | 0 | 0 | 0 | 0 |  | 0 | 0 | 0 | 0 | 0 |  | 0 | 0 | 0 | 0 | 0
| TOTAL |  | 248959 | 244634 |  | 92264.136 | 88102.8118 | 37234.2111 | 21687.6958 | 9670.9682 |  | 82037.5896 | 88257.3208 | 39262.3012 | 26905.022 | 13958.0902 |  | 0 | 0 | 0 | 0 | 0 |  | 77547.4238 | 74588.3626 | 54011.631 | 26959.9159 | 15856.4896 |  | 0 | 0 | 0 | 0 | 0 |  | 66169.238 | 66904.5677 | 56783.5243 | 31752.9291 | 27353.5637
Health Index Definitions
|  |  | HI1 | New or as new
|  |  | HI2 | Good or seviceable condition
|  |  | HI3 | Deterioration requires assessment and monitoring
|  |  | HI4 | Material deterioration, intervention requires consideration
|  |  | HI5 | End of serviceable life, intervention required
Criticality Index Definitions
|  |  | C1 | Low criticality
|  |  | C2 | Average criticality
|  |  | C3 | High criticality
|  |  | C4 | Very high criticality

## NAW7b - HVP - NPgY
NAW7b: Secondary deliverables RIIO-ED1 - HVP - Reinforcement and Other drivers
NPgY
Price base (2012/13)
| ASSET CATEGORIES |  | ASSET REGISTER |  |  | End of DPCR5 (31 March 2015) with investment | [5 empty] | End of DPCR5 (31 March 2015) without investment | [5 empty] | Mid-Period Review (31 March 2019) planned investment | [5 empty] | Mid-Period Review (31 March 2019) without investment | [5 empty] | End of RIIO-ED1 (31 March 2023) planned investment | [5 empty] | End of RIIO-ED1 (31 March 2023) without investment
Is it your current intention to have a health index for this asset category in the RIIO-ED1 control period.
|  |  | as at 31st March 2015 | as at 31st March 2023 |  | HI 1 | HI 2 | HI 3 | HI 4 | HI 5 |  | HI 1 | HI 2 | HI 3 | HI 4 | HI 5 |  | HI 1 | HI 2 | HI 3 | HI 4 | HI 5 |  | HI 1 | HI 2 | HI 3 | HI 4 | HI 5 |  | HI 1 | HI 2 | HI 3 | HI 4 | HI 5 |  | HI 1 | HI 2 | HI 3 | HI 4 | HI 5
LV Network
| LV Switchgear and Other |  |  |  | C1 | 0 | 0 | 0 | 0 | 0 | 0 | 0 | 0 | 0 | 0 | 0 | 0 | [5 empty] | 0 | 0 | 0 | 0 | 0 | 0 | 0 | [5 empty] | 0 | 0 | 0 | 0 | 0 | 0 | 0 | Yes
[5 empty] | C2 | 0 | 0 | 0 | 0 | 0 | 0 | 0 | 0 | 0 | 0 | 0 | 0 | [5 empty] | 0 | 0 | 0 | 0 | 0 | 0 | 0 | [5 empty] | 0 | 0 | 0 | 0 | 0 | 0 | 0 | No
[5 empty] | C3 | 0 | 0 | 0 | 0 | 0 | 0 | 0 | 0 | 0 | 0 | 0 | 0 | [5 empty] | 0 | 0 | 0 | 0 | 0 | 0 | 0 | [5 empty] | 0 | 0 | 0 | 0 | 0 | 0 | 0
[5 empty] | C4 | 0 | 0 | 0 | 0 | 0 | 0 | 0 | 0 | 0 | 0 | 0 | 0 | [5 empty] | 0 | 0 | 0 | 0 | 0 | 0 | 0 | [5 empty] | 0 | 0 | 0 | 0 | 0 | 0 | 0
|  |  | 0 | 0 |  | 0 | 0 | 0 | 0 | 0 |  | 0 | 0 | 0 | 0 | 0 |  | 0 | 0 | 0 | 0 | 0 |  | 0 | 0 | 0 | 0 | 0 |  | 0 | 0 | 0 | 0 | 0 |  | 0 | 0 | 0 | 0 | 0
| LV UGB |  |  |  | C1 | 0 | 0 | 0 | 0 | 0 | 0 | 0 | 0 | 0 | 0 | 0 | 0 | [5 empty] | 0 | 0 | 0 | 0 | 0 | 0 | 0 | [5 empty] | 0 | 0 | 0 | 0 | 0 | 0 | 0
[5 empty] | C2 | 0 | 0 | 0 | 0 | 0 | 0 | 0 | 0 | 0 | 0 | 0 | 0 | [5 empty] | 0 | 0 | 0 | 0 | 0 | 0 | 0 | [5 empty] | 0 | 0 | 0 | 0 | 0 | 0 | 0
[5 empty] | C3 | 0 | 0 | 0 | 0 | 0 | 0 | 0 | 0 | 0 | 0 | 0 | 0 | [5 empty] | 0 | 0 | 0 | 0 | 0 | 0 | 0 | [5 empty] | 0 | 0 | 0 | 0 | 0 | 0 | 0
[5 empty] | C4 | 0 | 0 | 0 | 0 | 0 | 0 | 0 | 0 | 0 | 0 | 0 | 0 | [5 empty] | 0 | 0 | 0 | 0 | 0 | 0 | 0 | [5 empty] | 0 | 0 | 0 | 0 | 0 | 0 | 0
|  |  | 0 | 0 |  | 0 | 0 | 0 | 0 | 0 |  | 0 | 0 | 0 | 0 | 0 |  | 0 | 0 | 0 | 0 | 0 |  | 0 | 0 | 0 | 0 | 0 |  | 0 | 0 | 0 | 0 | 0 |  | 0 | 0 | 0 | 0 | 0
| LV OHL Support |  |  |  | C1 | 5357 | 6892 | 5016 | 1451 | 1340 | 20056 | 4772 | 6932 | 5147 | 1702 | 1534 | 20087 | [5 empty] | 0 | 4542 | 5140 | 6085 | 2520 | 1889 | 20176 | [5 empty] | 0 | 3837 | 4955 | 4832 | 2877 | 3536 | 20037
[5 empty] | C2 | 4658 | 7204 | 4315 | 965 | 1326 | 18468 | 4138 | 7241 | 4423 | 1245 | 1541 | 18588 | [5 empty] | 0 | 3963 | 5386 | 5236 | 1888 | 1884 | 18357 | [5 empty] | 0 | 3363 | 5200 | 4172 | 2200 | 3548 | 18483
[5 empty] | C3 | 576 | 1330 | 735 | 423 | 307 | 3371 | 515 | 1339 | 756 | 423 | 307 | 3340 | [5 empty] | 0 | 483 | 988 | 895 | 602 | 411 | 3379 | [5 empty] | 0 | 404 | 951 | 705 | 660 | 727 | 3447
[5 empty] | C4 | 1135 | 2481 | 1627 | 284 | 360 | 5887 | 1013 | 2497 | 1670 | 378 | 434 | 5992 | [5 empty] | 0 | 961 | 1849 | 1969 | 575 | 516 | 5870 | [5 empty] | 0 | 810 | 1782 | 1564 | 672 | 987 | 5815
|  |  | 47782 | 46782 |  | 11726 | 17907 | 11693 | 3123 | 3333 |  | 10438 | 18009 | 11996 | 3748 | 3816 |  | 0 | 0 | 0 | 0 | 0 |  | 9949 | 13363 | 14185 | 5585 | 4700 |  | 0 | 0 | 0 | 0 | 0 |  | 8414 | 12888 | 11273 | 6409 | 8798
| [Please insert new asset category as required] |  |  |  | C1 | 0 | 0 | 0 | 0 | 0 | 0 | 0 | 0 | 0 | 0 | 0 | 0 | [5 empty] | 0 | 0 | 0 | 0 | 0 | 0 | 0 | [5 empty] | 0 | 0 | 0 | 0 | 0 | 0 | 0
[5 empty] | C2 | 0 | 0 | 0 | 0 | 0 | 0 | 0 | 0 | 0 | 0 | 0 | 0 | [5 empty] | 0 | 0 | 0 | 0 | 0 | 0 | 0 | [5 empty] | 0 | 0 | 0 | 0 | 0 | 0 | 0
[5 empty] | C3 | 0 | 0 | 0 | 0 | 0 | 0 | 0 | 0 | 0 | 0 | 0 | 0 | [5 empty] | 0 | 0 | 0 | 0 | 0 | 0 | 0 | [5 empty] | 0 | 0 | 0 | 0 | 0 | 0 | 0
[5 empty] | C4 | 0 | 0 | 0 | 0 | 0 | 0 | 0 | 0 | 0 | 0 | 0 | 0 | [5 empty] | 0 | 0 | 0 | 0 | 0 | 0 | 0 | [5 empty] | 0 | 0 | 0 | 0 | 0 | 0 | 0
|  |  | 0 | 0 |  | 0 | 0 | 0 | 0 | 0 |  | 0 | 0 | 0 | 0 | 0 |  | 0 | 0 | 0 | 0 | 0 |  | 0 | 0 | 0 | 0 | 0 |  | 0 | 0 | 0 | 0 | 0 |  | 0 | 0 | 0 | 0 | 0
| [Please insert new asset category as required] |  |  |  | C1 | 0 | 0 | 0 | 0 | 0 | 0 | 0 | 0 | 0 | 0 | 0 | 0 | [5 empty] | 0 | 0 | 0 | 0 | 0 | 0 | 0 | [5 empty] | 0 | 0 | 0 | 0 | 0 | 0 | 0
[5 empty] | C2 | 0 | 0 | 0 | 0 | 0 | 0 | 0 | 0 | 0 | 0 | 0 | 0 | [5 empty] | 0 | 0 | 0 | 0 | 0 | 0 | 0 | [5 empty] | 0 | 0 | 0 | 0 | 0 | 0 | 0
[5 empty] | C3 | 0 | 0 | 0 | 0 | 0 | 0 | 0 | 0 | 0 | 0 | 0 | 0 | [5 empty] | 0 | 0 | 0 | 0 | 0 | 0 | 0 | [5 empty] | 0 | 0 | 0 | 0 | 0 | 0 | 0
[5 empty] | C4 | 0 | 0 | 0 | 0 | 0 | 0 | 0 | 0 | 0 | 0 | 0 | 0 | [5 empty] | 0 | 0 | 0 | 0 | 0 | 0 | 0 | [5 empty] | 0 | 0 | 0 | 0 | 0 | 0 | 0
|  |  | 0 | 0 |  | 0 | 0 | 0 | 0 | 0 |  | 0 | 0 | 0 | 0 | 0 |  | 0 | 0 | 0 | 0 | 0 |  | 0 | 0 | 0 | 0 | 0 |  | 0 | 0 | 0 | 0 | 0 |  | 0 | 0 | 0 | 0 | 0
| [Please insert new asset category as required] |  |  |  | C1 | 0 | 0 | 0 | 0 | 0 | 0 | 0 | 0 | 0 | 0 | 0 | 0 | [5 empty] | 0 | 0 | 0 | 0 | 0 | 0 | 0 | [5 empty] | 0 | 0 | 0 | 0 | 0 | 0 | 0
[5 empty] | C2 | 0 | 0 | 0 | 0 | 0 | 0 | 0 | 0 | 0 | 0 | 0 | 0 | [5 empty] | 0 | 0 | 0 | 0 | 0 | 0 | 0 | [5 empty] | 0 | 0 | 0 | 0 | 0 | 0 | 0
[5 empty] | C3 | 0 | 0 | 0 | 0 | 0 | 0 | 0 | 0 | 0 | 0 | 0 | 0 | [5 empty] | 0 | 0 | 0 | 0 | 0 | 0 | 0 | [5 empty] | 0 | 0 | 0 | 0 | 0 | 0 | 0
[5 empty] | C4 | 0 | 0 | 0 | 0 | 0 | 0 | 0 | 0 | 0 | 0 | 0 | 0 | [5 empty] | 0 | 0 | 0 | 0 | 0 | 0 | 0 | [5 empty] | 0 | 0 | 0 | 0 | 0 | 0 | 0
|  |  | 0 | 0 |  | 0 | 0 | 0 | 0 | 0 |  | 0 | 0 | 0 | 0 | 0 |  | 0 | 0 | 0 | 0 | 0 |  | 0 | 0 | 0 | 0 | 0 |  | 0 | 0 | 0 | 0 | 0 |  | 0 | 0 | 0 | 0 | 0
| [Please insert new asset category as required] |  |  |  | C1 | 0 | 0 | 0 | 0 | 0 | 0 | 0 | 0 | 0 | 0 | 0 | 0 | [5 empty] | 0 | 0 | 0 | 0 | 0 | 0 | 0 | [5 empty] | 0 | 0 | 0 | 0 | 0 | 0 | 0
[5 empty] | C2 | 0 | 0 | 0 | 0 | 0 | 0 | 0 | 0 | 0 | 0 | 0 | 0 | [5 empty] | 0 | 0 | 0 | 0 | 0 | 0 | 0 | [5 empty] | 0 | 0 | 0 | 0 | 0 | 0 | 0
[5 empty] | C3 | 0 | 0 | 0 | 0 | 0 | 0 | 0 | 0 | 0 | 0 | 0 | 0 | [5 empty] | 0 | 0 | 0 | 0 | 0 | 0 | 0 | [5 empty] | 0 | 0 | 0 | 0 | 0 | 0 | 0
[5 empty] | C4 | 0 | 0 | 0 | 0 | 0 | 0 | 0 | 0 | 0 | 0 | 0 | 0 | [5 empty] | 0 | 0 | 0 | 0 | 0 | 0 | 0 | [5 empty] | 0 | 0 | 0 | 0 | 0 | 0 | 0
|  |  | 0 | 0 |  | 0 | 0 | 0 | 0 | 0 |  | 0 | 0 | 0 | 0 | 0 |  | 0 | 0 | 0 | 0 | 0 |  | 0 | 0 | 0 | 0 | 0 |  | 0 | 0 | 0 | 0 | 0 |  | 0 | 0 | 0 | 0 | 0
| [Please insert new asset category as required] |  |  |  | C1 | 0 | 0 | 0 | 0 | 0 | 0 | 0 | 0 | 0 | 0 | 0 | 0 | [5 empty] | 0 | 0 | 0 | 0 | 0 | 0 | 0 | [5 empty] | 0 | 0 | 0 | 0 | 0 | 0 | 0
[5 empty] | C2 | 0 | 0 | 0 | 0 | 0 | 0 | 0 | 0 | 0 | 0 | 0 | 0 | [5 empty] | 0 | 0 | 0 | 0 | 0 | 0 | 0 | [5 empty] | 0 | 0 | 0 | 0 | 0 | 0 | 0
[5 empty] | C3 | 0 | 0 | 0 | 0 | 0 | 0 | 0 | 0 | 0 | 0 | 0 | 0 | [5 empty] | 0 | 0 | 0 | 0 | 0 | 0 | 0 | [5 empty] | 0 | 0 | 0 | 0 | 0 | 0 | 0
[5 empty] | C4 | 0 | 0 | 0 | 0 | 0 | 0 | 0 | 0 | 0 | 0 | 0 | 0 | [5 empty] | 0 | 0 | 0 | 0 | 0 | 0 | 0 | [5 empty] | 0 | 0 | 0 | 0 | 0 | 0 | 0
|  |  | 0 | 0 |  | 0 | 0 | 0 | 0 | 0 |  | 0 | 0 | 0 | 0 | 0 |  | 0 | 0 | 0 | 0 | 0 |  | 0 | 0 | 0 | 0 | 0 |  | 0 | 0 | 0 | 0 | 0 |  | 0 | 0 | 0 | 0 | 0
HV Network
| HV Switchgear (GM) - Primary |  |  |  | C1 | 370 | 538 | 402 | 182 | 160 | 1652 | 354 | 538 | 402 | 193 | 160 | 1647 | [5 empty] | 0 | 346 | 470 | 355 | 201 | 275 | 1647 | [5 empty] | 0 | 305 | 323 | 348 | 278 | 393 | 1647
[5 empty] | C2 | 360 | 530 | 441 | 370 | 235 | 1936 | 323 | 532 | 453 | 397 | 239 | 1944 | [5 empty] | 0 | 302 | 415 | 399 | 401 | 427 | 1944 | [5 empty] | 0 | 277 | 255 | 411 | 329 | 672 | 1944
[5 empty] | C3 | 89 | 171 | 146 | 107 | 99 | 612 | 89 | 171 | 146 | 107 | 99 | 612 | [5 empty] | 0 | 87 | 139 | 115 | 123 | 148 | 612 | [5 empty] | 0 | 84 | 94 | 120 | 91 | 223 | 612
[5 empty] | C4 | 6 | 32 | 27 | 4 | 5 | 74 | 6 | 32 | 27 | 4 | 5 | 74 | [5 empty] | 0 | 4 | 20 | 29 | 15 | 6 | 74 | [5 empty] | 0 | 4 | 17 | 17 | 27 | 9 | 74
|  |  | 4274 | 4244 |  | 825 | 1271 | 1016 | 663 | 499 |  | 772 | 1273 | 1028 | 701 | 503 |  | 0 | 0 | 0 | 0 | 0 |  | 739 | 1044 | 898 | 740 | 856 |  | 0 | 0 | 0 | 0 | 0 |  | 670 | 689 | 896 | 725 | 1297
| HV Switchgear (GM) - Distribution |  |  |  | C1 | 6412 | 2020 | 450 | 61 | 276 | 9219 | 6026 | 2068 | 510 | 155 | 343 | 9102 | [5 empty] | 0 | 6173 | 1883 | 737 | 46 | 380 | 9219 | [5 empty] | 0 | 5720 | 1529 | 1215 | 287 | 468 | 9219
[5 empty] | C2 | 4628 | 6754 | 2181 | 125 | 1434 | 15122 | 4331 | 6906 | 2461 | 527 | 1854 | 16079 | [5 empty] | 0 | 4144 | 5164 | 3472 | 487 | 1855 | 15122 | [5 empty] | 0 | 3712 | 3037 | 4803 | 1272 | 2298 | 15122
[5 empty] | C3 | 1157 | 2280 | 1016 | 63 | 653 | 5169 | 1086 | 2339 | 1149 | 257 | 855 | 5686 | [5 empty] | 0 | 1014 | 1636 | 1456 | 201 | 862 | 5169 | [5 empty] | 0 | 925 | 831 | 1754 | 651 | 1008 | 5169
[5 empty] | C4 | 177 | 365 | 196 | 6 | 83 | 827 | 166 | 377 | 217 | 32 | 110 | 902 | [5 empty] | 0 | 154 | 270 | 269 | 19 | 115 | 827 | [5 empty] | 0 | 140 | 143 | 313 | 95 | 136 | 827
|  |  | 30337 | 26699 |  | 12374 | 11419 | 3843 | 255 | 2446 |  | 11609 | 11690 | 4337 | 971 | 3162 |  | 0 | 0 | 0 | 0 | 0 |  | 11485 | 8953 | 5934 | 753 | 3212 |  | 0 | 0 | 0 | 0 | 0 |  | 10497 | 5540 | 8085 | 2305 | 3910
| HV Transformer (GM) |  |  |  | C1 | 801 | 2276 | 402 | 181 | 29 | 3689 | 533 | 2287 | 406 | 202 | 117 | 3545 | [5 empty] | 0 | 774 | 2215 | 263 | 244 | 193 | 3689 | [5 empty] | 0 | 764 | 1958 | 362 | 277 | 328 | 3689
[5 empty] | C2 | 563 | 7175 | 1478 | 783 | 151 | 10150 | 372 | 7191 | 1480 | 868 | 333 | 10244 | [5 empty] | 0 | 521 | 6873 | 881 | 982 | 893 | 10150 | [5 empty] | 0 | 499 | 6059 | 1209 | 1160 | 1223 | 10150
[5 empty] | C3 | 62 | 580 | 219 | 105 | 17 | 983 | 43 | 585 | 223 | 119 | 38 | 1008 | [5 empty] | 0 | 59 | 549 | 98 | 158 | 119 | 983 | [5 empty] | 0 | 56 | 458 | 129 | 161 | 179 | 983
[5 empty] | C4 | 7 | 375 | 94 | 50 | 12 | 538 | 6 | 380 | 98 | 58 | 21 | 563 | [5 empty] | 0 | 6 | 348 | 53 | 67 | 64 | 538 | [5 empty] | 0 | 4 | 304 | 68 | 71 | 91 | 538
|  |  | 15360 | 15360 |  | 1433 | 10406 | 2193 | 1119 | 209 |  | 954 | 10443 | 2207 | 1247 | 509 |  | 0 | 0 | 0 | 0 | 0 |  | 1360 | 9985 | 1295 | 1451 | 1269 |  | 0 | 0 | 0 | 0 | 0 |  | 1323 | 8779 | 1768 | 1669 | 1821
| HV UG Cable |  |  |  | C1 | 0 | 0 | 0 | 0 | 0 | 0 | 0 | 0 | 0 | 0 | 0 | 0 | [5 empty] | 0 | 0 | 0 | 0 | 0 | 0 | 0 | [5 empty] | 0 | 0 | 0 | 0 | 0 | 0 | 0
[5 empty] | C2 | 0 | 0 | 0 | 0 | 0 | 0 | 0 | 0 | 0 | 0 | 0 | 0 | [5 empty] | 0 | 0 | 0 | 0 | 0 | 0 | 0 | [5 empty] | 0 | 0 | 0 | 0 | 0 | 0 | 0
[5 empty] | C3 | 0 | 0 | 0 | 0 | 0 | 0 | 0 | 0 | 0 | 0 | 0 | 0 | [5 empty] | 0 | 0 | 0 | 0 | 0 | 0 | 0 | [5 empty] | 0 | 0 | 0 | 0 | 0 | 0 | 0
[5 empty] | C4 | 0 | 0 | 0 | 0 | 0 | 0 | 0 | 0 | 0 | 0 | 0 | 0 | [5 empty] | 0 | 0 | 0 | 0 | 0 | 0 | 0 | [5 empty] | 0 | 0 | 0 | 0 | 0 | 0 | 0
|  |  | 0 | 0 |  | 0 | 0 | 0 | 0 | 0 |  | 0 | 0 | 0 | 0 | 0 |  | 0 | 0 | 0 | 0 | 0 |  | 0 | 0 | 0 | 0 | 0 |  | 0 | 0 | 0 | 0 | 0 |  | 0 | 0 | 0 | 0 | 0
| HV OHL Support - Poles |  |  |  | C1 | 20183 | 11572 | 5288 | 6271 | 804 | 44118 | 18044 | 11678 | 5635 | 7344 | 1402 | 44103 | [5 empty] | 0 | 16484 | 10360 | 8939 | 6949 | 1303 | 44035 | [5 empty] | 0 | 13675 | 10945 | 8920 | 7428 | 2868 | 43836
[5 empty] | C2 | 22962 | 14882 | 6657 | 6619 | 1166 | 52286 | 20551 | 15013 | 7082 | 7734 | 1977 | 52357 | [5 empty] | 0 | 18818 | 13348 | 11187 | 7333 | 1859 | 52545 | [5 empty] | 0 | 15672 | 14105 | 11174 | 7841 | 4014 | 52806
[5 empty] | C3 | 6453 | 3255 | 1074 | 1089 | 155 | 12026 | 5728 | 3288 | 1171 | 1347 | 353 | 11887 | [5 empty] | 0 | 5192 | 2885 | 2087 | 1250 | 317 | 11731 | [5 empty] | 0 | 4235 | 3062 | 2079 | 1363 | 830 | 11569
[5 empty] | C4 | 2576 | 2002 | 886 | 933 | 151 | 6548 | 2305 | 2021 | 945 | 1094 | 266 | 6631 | [5 empty] | 0 | 2102 | 1792 | 1495 | 1033 | 245 | 6667 | [5 empty] | 0 | 1742 | 1891 | 1491 | 1102 | 541 | 6767
|  |  | 114978 | 114978 |  | 52174 | 31711 | 13905 | 14912 | 2276 |  | 46628 | 32000 | 14833 | 17519 | 3998 |  | 0 | 0 | 0 | 0 | 0 |  | 42596 | 28385 | 23708 | 16565 | 3724 |  | 0 | 0 | 0 | 0 | 0 |  | 35324 | 30003 | 23664 | 17734 | 8253
| [Please insert new asset category as required] |  |  |  | C1 | 0 | 0 | 0 | 0 | 0 | 0 | 0 | 0 | 0 | 0 | 0 | 0 | [5 empty] | 0 | 0 | 0 | 0 | 0 | 0 | 0 | [5 empty] | 0 | 0 | 0 | 0 | 0 | 0 | 0
[5 empty] | C2 | 0 | 0 | 0 | 0 | 0 | 0 | 0 | 0 | 0 | 0 | 0 | 0 | [5 empty] | 0 | 0 | 0 | 0 | 0 | 0 | 0 | [5 empty] | 0 | 0 | 0 | 0 | 0 | 0 | 0
[5 empty] | C3 | 0 | 0 | 0 | 0 | 0 | 0 | 0 | 0 | 0 | 0 | 0 | 0 | [5 empty] | 0 | 0 | 0 | 0 | 0 | 0 | 0 | [5 empty] | 0 | 0 | 0 | 0 | 0 | 0 | 0
[5 empty] | C4 | 0 | 0 | 0 | 0 | 0 | 0 | 0 | 0 | 0 | 0 | 0 | 0 | [5 empty] | 0 | 0 | 0 | 0 | 0 | 0 | 0 | [5 empty] | 0 | 0 | 0 | 0 | 0 | 0 | 0
|  |  | 0 | 0 |  | 0 | 0 | 0 | 0 | 0 |  | 0 | 0 | 0 | 0 | 0 |  | 0 | 0 | 0 | 0 | 0 |  | 0 | 0 | 0 | 0 | 0 |  | 0 | 0 | 0 | 0 | 0 |  | 0 | 0 | 0 | 0 | 0
| [Please insert new asset category as required] |  |  |  | C1 | 0 | 0 | 0 | 0 | 0 | 0 | 0 | 0 | 0 | 0 | 0 | 0 | [5 empty] | 0 | 0 | 0 | 0 | 0 | 0 | 0 | [5 empty] | 0 | 0 | 0 | 0 | 0 | 0 | 0
[5 empty] | C2 | 0 | 0 | 0 | 0 | 0 | 0 | 0 | 0 | 0 | 0 | 0 | 0 | [5 empty] | 0 | 0 | 0 | 0 | 0 | 0 | 0 | [5 empty] | 0 | 0 | 0 | 0 | 0 | 0 | 0
[5 empty] | C3 | 0 | 0 | 0 | 0 | 0 | 0 | 0 | 0 | 0 | 0 | 0 | 0 | [5 empty] | 0 | 0 | 0 | 0 | 0 | 0 | 0 | [5 empty] | 0 | 0 | 0 | 0 | 0 | 0 | 0
[5 empty] | C4 | 0 | 0 | 0 | 0 | 0 | 0 | 0 | 0 | 0 | 0 | 0 | 0 | [5 empty] | 0 | 0 | 0 | 0 | 0 | 0 | 0 | [5 empty] | 0 | 0 | 0 | 0 | 0 | 0 | 0
|  |  | 0 | 0 |  | 0 | 0 | 0 | 0 | 0 |  | 0 | 0 | 0 | 0 | 0 |  | 0 | 0 | 0 | 0 | 0 |  | 0 | 0 | 0 | 0 | 0 |  | 0 | 0 | 0 | 0 | 0 |  | 0 | 0 | 0 | 0 | 0
| [Please insert new asset category as required] |  |  |  | C1 | 0 | 0 | 0 | 0 | 0 | 0 | 0 | 0 | 0 | 0 | 0 | 0 | [5 empty] | 0 | 0 | 0 | 0 | 0 | 0 | 0 | [5 empty] | 0 | 0 | 0 | 0 | 0 | 0 | 0
[5 empty] | C2 | 0 | 0 | 0 | 0 | 0 | 0 | 0 | 0 | 0 | 0 | 0 | 0 | [5 empty] | 0 | 0 | 0 | 0 | 0 | 0 | 0 | [5 empty] | 0 | 0 | 0 | 0 | 0 | 0 | 0
[5 empty] | C3 | 0 | 0 | 0 | 0 | 0 | 0 | 0 | 0 | 0 | 0 | 0 | 0 | [5 empty] | 0 | 0 | 0 | 0 | 0 | 0 | 0 | [5 empty] | 0 | 0 | 0 | 0 | 0 | 0 | 0
[5 empty] | C4 | 0 | 0 | 0 | 0 | 0 | 0 | 0 | 0 | 0 | 0 | 0 | 0 | [5 empty] | 0 | 0 | 0 | 0 | 0 | 0 | 0 | [5 empty] | 0 | 0 | 0 | 0 | 0 | 0 | 0
|  |  | 0 | 0 |  | 0 | 0 | 0 | 0 | 0 |  | 0 | 0 | 0 | 0 | 0 |  | 0 | 0 | 0 | 0 | 0 |  | 0 | 0 | 0 | 0 | 0 |  | 0 | 0 | 0 | 0 | 0 |  | 0 | 0 | 0 | 0 | 0
| [Please insert new asset category as required] |  |  |  | C1 | 0 | 0 | 0 | 0 | 0 | 0 | 0 | 0 | 0 | 0 | 0 | 0 | [5 empty] | 0 | 0 | 0 | 0 | 0 | 0 | 0 | [5 empty] | 0 | 0 | 0 | 0 | 0 | 0 | 0
[5 empty] | C2 | 0 | 0 | 0 | 0 | 0 | 0 | 0 | 0 | 0 | 0 | 0 | 0 | [5 empty] | 0 | 0 | 0 | 0 | 0 | 0 | 0 | [5 empty] | 0 | 0 | 0 | 0 | 0 | 0 | 0
[5 empty] | C3 | 0 | 0 | 0 | 0 | 0 | 0 | 0 | 0 | 0 | 0 | 0 | 0 | [5 empty] | 0 | 0 | 0 | 0 | 0 | 0 | 0 | [5 empty] | 0 | 0 | 0 | 0 | 0 | 0 | 0
[5 empty] | C4 | 0 | 0 | 0 | 0 | 0 | 0 | 0 | 0 | 0 | 0 | 0 | 0 | [5 empty] | 0 | 0 | 0 | 0 | 0 | 0 | 0 | [5 empty] | 0 | 0 | 0 | 0 | 0 | 0 | 0
|  |  | 0 | 0 |  | 0 | 0 | 0 | 0 | 0 |  | 0 | 0 | 0 | 0 | 0 |  | 0 | 0 | 0 | 0 | 0 |  | 0 | 0 | 0 | 0 | 0 |  | 0 | 0 | 0 | 0 | 0 |  | 0 | 0 | 0 | 0 | 0
| [Please insert new asset category as required] |  |  |  | C1 | 0 | 0 | 0 | 0 | 0 | 0 | 0 | 0 | 0 | 0 | 0 | 0 | [5 empty] | 0 | 0 | 0 | 0 | 0 | 0 | 0 | [5 empty] | 0 | 0 | 0 | 0 | 0 | 0 | 0
[5 empty] | C2 | 0 | 0 | 0 | 0 | 0 | 0 | 0 | 0 | 0 | 0 | 0 | 0 | [5 empty] | 0 | 0 | 0 | 0 | 0 | 0 | 0 | [5 empty] | 0 | 0 | 0 | 0 | 0 | 0 | 0
[5 empty] | C3 | 0 | 0 | 0 | 0 | 0 | 0 | 0 | 0 | 0 | 0 | 0 | 0 | [5 empty] | 0 | 0 | 0 | 0 | 0 | 0 | 0 | [5 empty] | 0 | 0 | 0 | 0 | 0 | 0 | 0
[5 empty] | C4 | 0 | 0 | 0 | 0 | 0 | 0 | 0 | 0 | 0 | 0 | 0 | 0 | [5 empty] | 0 | 0 | 0 | 0 | 0 | 0 | 0 | [5 empty] | 0 | 0 | 0 | 0 | 0 | 0 | 0
|  |  | 0 | 0 |  | 0 | 0 | 0 | 0 | 0 |  | 0 | 0 | 0 | 0 | 0 |  | 0 | 0 | 0 | 0 | 0 |  | 0 | 0 | 0 | 0 | 0 |  | 0 | 0 | 0 | 0 | 0 |  | 0 | 0 | 0 | 0 | 0
EHV Network
| EHV Switchgear (GM) |  |  |  | C1 | 350 | 176 | 48 | 15 | 1 | 590 | 349 | 176 | 48 | 15 | 1 | 589 | [5 empty] | 0 | 341 | 114 | 108 | 13 | 13 | 589 | [5 empty] | 0 | 324 | 75 | 128 | 48 | 14 | 589
[5 empty] | C2 | 125 | 213 | 61 | 45 | 16 | 460 | 108 | 216 | 63 | 48 | 29 | 464 | [5 empty] | 0 | 100 | 126 | 131 | 59 | 48 | 464 | [5 empty] | 0 | 86 | 59 | 198 | 44 | 77 | 464
[5 empty] | C3 | 65 | 166 | 82 | 30 | 4 | 347 | 65 | 166 | 82 | 30 | 4 | 347 | [5 empty] | 0 | 65 | 101 | 119 | 47 | 15 | 347 | [5 empty] | 0 | 64 | 46 | 156 | 58 | 23 | 347
[5 empty] | C4 | 0 | 5 | 5 | 13 | 18 | 41 | 0 | 5 | 5 | 13 | 18 | 41 | [5 empty] | 0 | 0 | 1 | 8 | 1 | 31 | 41 | [5 empty] | 0 | 0 | 0 | 5 | 5 | 31 | 41
|  |  | 1438 | 1447 |  | 540 | 560 | 196 | 103 | 39 |  | 522 | 563 | 198 | 106 | 52 |  | 0 | 0 | 0 | 0 | 0 |  | 506 | 342 | 366 | 120 | 107 |  | 0 | 0 | 0 | 0 | 0 |  | 474 | 180 | 487 | 155 | 145
| EHV Transformer |  |  |  | C1 | 60 | 38 | 19 | 5 | 1 | 123 | 60 | 38 | 19 | 5 | 1 | 123 | [5 empty] | 0 | 50 | 44 | 19 | 6 | 4 | 123 | [5 empty] | 0 | 36 | 47 | 22 | 11 | 7 | 123
[5 empty] | C2 | 100 | 170 | 148 | 62 | 4 | 484 | 90 | 170 | 146 | 65 | 11 | 482 | [5 empty] | 0 | 73 | 124 | 167 | 86 | 32 | 482 | [5 empty] | 0 | 62 | 76 | 187 | 74 | 83 | 482
[5 empty] | C3 | 2 | 5 | 14 | 17 | 3 | 41 | 2 | 5 | 14 | 17 | 3 | 41 | [5 empty] | 0 | 2 | 2 | 16 | 14 | 7 | 41 | [5 empty] | 0 | 2 | 2 | 13 | 3 | 21 | 41
[5 empty] | C4 | 0 | 11 | 1 | 0 | 2 | 14 | 0 | 11 | 1 | 0 | 2 | 14 | [5 empty] | 0 | 0 | 11 | 1 | 0 | 2 | 14 | [5 empty] | 0 | 0 | 7 | 5 | 0 | 2 | 14
|  |  | 662 | 660 |  | 162 | 224 | 182 | 84 | 10 |  | 152 | 224 | 180 | 87 | 17 |  | 0 | 0 | 0 | 0 | 0 |  | 125 | 181 | 203 | 106 | 45 |  | 0 | 0 | 0 | 0 | 0 |  | 100 | 132 | 227 | 88 | 113
| EHV UG Cable (Gas) |  |  |  | C1 | 2.5182 | 5.8003 | 3.7571 | 0.40591 | 2.7216 | 15.2031 | 2.5182 | 5.8003 | 4.1241 | 0.63586 | 4.347 | 17.4255 | [5 empty] | 0 | 2.4609 | 0.67059 | 10.4743 | 0.4421 | 2.829 | 16.8768 | [5 empty] | 0 | 2.4506 | 0.042148 | 10.2376 | 0.78627 | 2.829 | 16.3456
[5 empty] | C2 | 2.8324 | 19.9037 | 12.2783 | 0.73512 | 6.589 | 42.3385 | 2.8324 | 19.9037 | 13.4778 | 1.1516 | 10.5241 | 47.8895 | [5 empty] | 0 | 2.7678 | 2.3011 | 34.2307 | 0.80066 | 6.849 | 46.9493 | [5 empty] | 0 | 2.7563 | 0.14463 | 33.4571 | 1.424 | 6.849 | 44.631
[5 empty] | C3 | 8.3452 | 16.0809 | 2.2347 | 4.3467 | 10.4563 | 41.4638 | 8.3452 | 16.0809 | 2.453 | 6.8092 | 16.701 | 50.3893 | [5 empty] | 0 | 8.1551 | 1.8592 | 6.2301 | 4.7343 | 10.869 | 31.8475 | [5 empty] | 0 | 8.1211 | 0.11685 | 6.0893 | 8.4199 | 10.869 | 33.6161
[5 empty] | C4 | 3.7705 | 2.521 | 2.9632 | 1.8352 | 4.7038 | 15.7938 | 3.7705 | 2.521 | 3.2527 | 2.8749 | 7.5131 | 19.9322 | [5 empty] | 0 | 3.6846 | 0.29145 | 8.2611 | 1.9989 | 4.8895 | 19.1255 | [5 empty] | 0 | 3.6692 | 0.018319 | 8.0744 | 3.555 | 4.8895 | 20.2065
|  |  | 115 | 105 |  | 17.4664 | 44.3059 | 21.2333 | 7.323 | 24.4707 |  | 17.4664 | 44.3059 | 23.3076 | 11.4716 | 39.0851 |  | 0 | 0 | 0 | 0 | 0 |  | 17.0684 | 5.1223 | 59.1962 | 7.9759 | 25.4365 |  | 0 | 0 | 0 | 0 | 0 |  | 16.9973 | 0.32195 | 57.8584 | 14.1851 | 25.4365
| EHV UG Cable (Oil) |  |  |  | C1 | 4.2365 | 19.4404 | 0.44579 | 1.1896 | 6.091 | 31.4034 | 4.2365 | 19.4404 | 0.44579 | 1.3566 | 9.2084 | 34.6877 | [5 empty] | 0 | 1.5587 | 18.6928 | 3.7538 | 1.2481 | 6.5982 | 31.8516 | [5 empty] | 0 | 0.18164 | 15.6333 | 10.9219 | 0.043247 | 8.0276 | 34.8077
[5 empty] | C2 | 0 | 124.2851 | 1.2872 | 6.4483 | 31.4603 | 163.4809 | 0 | 124.2851 | 1.2872 | 7.3534 | 47.5619 | 180.4875 | [5 empty] | 0 | 0 | 119.5055 | 10.8385 | 6.7651 | 34.0802 | 171.1892 | [5 empty] | 0 | 0 | 99.9458 | 31.5356 | 0.23442 | 41.4627 | 173.1785
[5 empty] | C3 | 14.4231 | 58.1907 | 0.48472 | 0.86046 | 8.6854 | 82.6444 | 14.4231 | 58.1907 | 0.48472 | 0.98123 | 13.1306 | 87.2103 | [5 empty] | 0 | 5.3066 | 55.9529 | 4.0815 | 0.90274 | 9.4086 | 75.6523 | [5 empty] | 0 | 0.6184 | 46.795 | 11.8756 | 0.031281 | 11.4468 | 70.767
[5 empty] | C4 | 3.7024 | 19.0473 | 0.21804 | 0.1589 | 3.3917 | 26.5183 | 3.7024 | 19.0473 | 0.21804 | 0.1812 | 5.1276 | 28.2765 | [5 empty] | 0 | 1.3622 | 18.3148 | 1.836 | 0.16671 | 3.6742 | 25.3538 | [5 empty] | 0 | 0.15874 | 15.3172 | 5.342 | 0.0057766 | 4.4701 | 25.2938
|  |  | 304 | 266 |  | 22.362 | 220.9636 | 2.4357 | 8.6573 | 49.6284 |  | 22.362 | 220.9636 | 2.4357 | 9.8724 | 75.0285 |  | 0 | 0 | 0 | 0 | 0 |  | 8.2274 | 212.4659 | 20.5098 | 9.0826 | 53.7612 |  | 0 | 0 | 0 | 0 | 0 |  | 0.95878 | 177.6912 | 59.6752 | 0.31472 | 65.4071
| EHV UG Cable (Non Pressurised) |  |  |  | C1 | 63.0248 | 33.4545 | 2.8095 | 1.5781 | 3.2237 | 104.0906 | 57.8658 | 33.4545 | 2.9815 | 1.8725 | 5.4369 | 101.6111 | [5 empty] | 0 | 60.4734 | 36.5877 | 1.4243 | 3.1906 | 5.316 | 106.992 | [5 empty] | 0 | 58.9052 | 36.6579 | 3.293 | 2.5431 | 8.0779 | 109.477
[5 empty] | C2 | 95.3921 | 32.2977 | 1.95 | 1.6088 | 1.5362 | 132.7849 | 87.5836 | 32.2977 | 2.0694 | 1.909 | 2.5907 | 126.4505 | [5 empty] | 0 | 91.5304 | 35.3294 | 0.98857 | 3.2528 | 2.5331 | 133.6343 | [5 empty] | 0 | 89.1567 | 35.3974 | 2.2857 | 2.5926 | 3.8492 | 133.2816
[5 empty] | C3 | 165.5594 | 38.6935 | 2.4973 | 3.814 | 2.3163 | 212.8805 | 152.0072 | 38.6935 | 2.6502 | 4.5256 | 3.9064 | 201.7829 | [5 empty] | 0 | 158.8572 | 42.3181 | 1.266 | 7.7113 | 3.8195 | 213.9721 | [5 empty] | 0 | 154.7375 | 42.3993 | 2.9271 | 6.1463 | 5.8039 | 212.0141
[5 empty] | C4 | 490.7189 | 114.9077 | 13.8062 | 6.8262 | 6.3183 | 632.5773 | 450.5503 | 114.9077 | 14.6516 | 8.0997 | 10.6559 | 598.8652 | [5 empty] | 0 | 470.8534 | 125.662 | 6.999 | 13.8013 | 10.4191 | 627.7348 | [5 empty] | 0 | 458.6427 | 125.9029 | 16.1824 | 11.0004 | 15.8321 | 627.5605
|  |  | 1082 | 1132 |  | 814.6953 | 219.3534 | 21.063 | 13.8271 | 13.3945 |  | 748.007 | 219.3534 | 22.3528 | 16.4067 | 22.5899 |  | 0 | 0 | 0 | 0 | 0 |  | 781.7144 | 239.8972 | 10.6779 | 27.956 | 22.0878 |  | 0 | 0 | 0 | 0 | 0 |  | 761.4421 | 240.3575 | 24.6882 | 22.2823 | 33.5631
| EHV OHL Support - Towers |  |  |  | C1 | 3 | 7 | 2 | 17 | 10 | 39 | 1 | 7 | 2 | 17 | 12 | 39 | [5 empty] | 0 | 0 | 1 | 8 | 1 | 29 | 39 | [5 empty] | 0 | 0 | 0 | 1 | 8 | 30 | 39
[5 empty] | C2 | 41 | 26 | 2 | 3 | 26 | 98 | 7 | 19 | 13 | 6 | 53 | 98 | [5 empty] | 0 | 3 | 12 | 19 | 1 | 63 | 98 | [5 empty] | 0 | 0 | 3 | 12 | 19 | 64 | 98
[5 empty] | C3 | 3 | 8 | 9 | 3 | 15 | 38 | 2 | 5 | 11 | 4 | 16 | 38 | [5 empty] | 0 | 1 | 4 | 9 | 5 | 19 | 38 | [5 empty] | 0 | 0 | 1 | 4 | 9 | 24 | 38
[5 empty] | C4 | 1 | 2 | 1 | 0 | 3 | 7 | 0 | 2 | 1 | 0 | 4 | 7 | [5 empty] | 0 | 0 | 0 | 2 | 1 | 4 | 7 | [5 empty] | 0 | 0 | 0 | 0 | 2 | 5 | 7
|  |  | 182 | 182 |  | 48 | 43 | 14 | 23 | 54 |  | 10 | 33 | 27 | 27 | 85 |  | 0 | 0 | 0 | 0 | 0 |  | 4 | 17 | 38 | 8 | 115 |  | 0 | 0 | 0 | 0 | 0 |  | 0 | 4 | 17 | 38 | 123
| EHV OHL Support - Poles |  |  |  | C1 | 5791 | 7061 | 1555 | 289 | 112 | 14808 | 4945 | 7107 | 1644 | 684 | 205 | 14585 | [5 empty] | 0 | 4764 | 6144 | 2642 | 482 | 365 | 14397 | [5 empty] | 0 | 4176 | 4410 | 3881 | 652 | 744 | 13863
[5 empty] | C2 | 2482 | 3229 | 1138 | 289 | 108 | 7246 | 2114 | 3246 | 1197 | 632 | 168 | 7357 | [5 empty] | 0 | 2055 | 2819 | 1923 | 471 | 295 | 7563 | [5 empty] | 0 | 1814 | 2039 | 2821 | 632 | 574 | 7880
[5 empty] | C3 | 2406 | 1295 | 757 | 164 | 34 | 4656 | 2056 | 1305 | 800 | 412 | 70 | 4643 | [5 empty] | 0 | 1978 | 1125 | 1287 | 281 | 126 | 4797 | [5 empty] | 0 | 1732 | 803 | 1892 | 384 | 264 | 5075
[5 empty] | C4 | 749 | 966 | 236 | 46 | 10 | 2007 | 642 | 973 | 251 | 46 | 27 | 1939 | [5 empty] | 0 | 612 | 838 | 403 | 57 | 50 | 1960 | [5 empty] | 0 | 533 | 598 | 592 | 66 | 110 | 1899
|  |  | 28717 | 29040 |  | 11428 | 12551 | 3686 | 788 | 264 |  | 9757 | 12631 | 3892 | 1774 | 470 |  | 0 | 0 | 0 | 0 | 0 |  | 9409 | 10926 | 6255 | 1291 | 836 |  | 0 | 0 | 0 | 0 | 0 |  | 8255 | 7850 | 9186 | 1734 | 1692
| EHV OHL Fittings and Conductors (Tower Lines) |  |  |  | C1 | 10.8313 | 1.0166 | 0.34893 | 15.1698 | 10.8629 | 38.2295 | 1.861 | 1.4891 | 0.34893 | 18.5485 | 15.982 | 38.2295 | [5 empty] | 0 | 10.8313 | 0.33888 | 1.0267 | 0.23262 | 25.8 | 38.2295 | [5 empty] | 0 | 10.366 | 0.46525 | 1.0166 | 0.34893 | 26.0327 | 38.2295
[5 empty] | C2 | 0.5715 | 0 | 0 | 1.6743 | 0.56145 | 2.8073 | 0.23262 | 0 | 0 | 2.0132 | 0.56145 | 2.8073 | [5 empty] | 0 | 0.5715 | 0 | 0 | 0 | 2.2358 | 2.8073 | [5 empty] | 0 | 0.5715 | 0 | 0 | 0 | 2.2358 | 2.8073
[5 empty] | C3 | 0.11631 | 0 | 0 | 0.26708 | 0 | 0.3834 | 0 | 0 | 0 | 0.3834 | 0 | 0.3834 | [5 empty] | 0 | 0.11631 | 0 | 0 | 0 | 0.26708 | 0.3834 | [5 empty] | 0 | 0.11631 | 0 | 0 | 0 | 0.26708 | 0.3834
[5 empty] | C4 | 0.17806 | 0.22257 | 0 | 0.22257 | 0.22257 | 0.84577 | 0 | 0.40063 | 0 | 0.22257 | 0.22257 | 0.84577 | [5 empty] | 0 | 0.17806 | 0 | 0.22257 | 0 | 0.44514 | 0.84577 | [5 empty] | 0 | 0.17806 | 0 | 0.22257 | 0 | 0.44514 | 0.84577
|  |  | 42 | 42 |  | 11.6971 | 1.2392 | 0.34893 | 17.3337 | 11.6469 |  | 2.0936 | 1.8897 | 0.34893 | 21.1677 | 16.766 |  | 0 | 0 | 0 | 0 | 0 |  | 11.6971 | 0.33888 | 1.2493 | 0.23262 | 28.748 |  | 0 | 0 | 0 | 0 | 0 |  | 11.2319 | 0.46525 | 1.2392 | 0.34893 | 28.9806
| [Please insert new asset category as required] |  |  |  | C1 | 0 | 0 | 0 | 0 | 0 | 0 | 0 | 0 | 0 | 0 | 0 | 0 | [5 empty] | 0 | 0 | 0 | 0 | 0 | 0 | 0 | [5 empty] | 0 | 0 | 0 | 0 | 0 | 0 | 0
[5 empty] | C2 | 0 | 0 | 0 | 0 | 0 | 0 | 0 | 0 | 0 | 0 | 0 | 0 | [5 empty] | 0 | 0 | 0 | 0 | 0 | 0 | 0 | [5 empty] | 0 | 0 | 0 | 0 | 0 | 0 | 0
[5 empty] | C3 | 0 | 0 | 0 | 0 | 0 | 0 | 0 | 0 | 0 | 0 | 0 | 0 | [5 empty] | 0 | 0 | 0 | 0 | 0 | 0 | 0 | [5 empty] | 0 | 0 | 0 | 0 | 0 | 0 | 0
[5 empty] | C4 | 0 | 0 | 0 | 0 | 0 | 0 | 0 | 0 | 0 | 0 | 0 | 0 | [5 empty] | 0 | 0 | 0 | 0 | 0 | 0 | 0 | [5 empty] | 0 | 0 | 0 | 0 | 0 | 0 | 0
|  |  | 0 | 0 |  | 0 | 0 | 0 | 0 | 0 |  | 0 | 0 | 0 | 0 | 0 |  | 0 | 0 | 0 | 0 | 0 |  | 0 | 0 | 0 | 0 | 0 |  | 0 | 0 | 0 | 0 | 0 |  | 0 | 0 | 0 | 0 | 0
| [Please insert new asset category as required] |  |  |  | C1 | 0 | 0 | 0 | 0 | 0 | 0 | 0 | 0 | 0 | 0 | 0 | 0 | [5 empty] | 0 | 0 | 0 | 0 | 0 | 0 | 0 | [5 empty] | 0 | 0 | 0 | 0 | 0 | 0 | 0
[5 empty] | C2 | 0 | 0 | 0 | 0 | 0 | 0 | 0 | 0 | 0 | 0 | 0 | 0 | [5 empty] | 0 | 0 | 0 | 0 | 0 | 0 | 0 | [5 empty] | 0 | 0 | 0 | 0 | 0 | 0 | 0
[5 empty] | C3 | 0 | 0 | 0 | 0 | 0 | 0 | 0 | 0 | 0 | 0 | 0 | 0 | [5 empty] | 0 | 0 | 0 | 0 | 0 | 0 | 0 | [5 empty] | 0 | 0 | 0 | 0 | 0 | 0 | 0
[5 empty] | C4 | 0 | 0 | 0 | 0 | 0 | 0 | 0 | 0 | 0 | 0 | 0 | 0 | [5 empty] | 0 | 0 | 0 | 0 | 0 | 0 | 0 | [5 empty] | 0 | 0 | 0 | 0 | 0 | 0 | 0
|  |  | 0 | 0 |  | 0 | 0 | 0 | 0 | 0 |  | 0 | 0 | 0 | 0 | 0 |  | 0 | 0 | 0 | 0 | 0 |  | 0 | 0 | 0 | 0 | 0 |  | 0 | 0 | 0 | 0 | 0 |  | 0 | 0 | 0 | 0 | 0
| [Please insert new asset category as required] |  |  |  | C1 | 0 | 0 | 0 | 0 | 0 | 0 | 0 | 0 | 0 | 0 | 0 | 0 | [5 empty] | 0 | 0 | 0 | 0 | 0 | 0 | 0 | [5 empty] | 0 | 0 | 0 | 0 | 0 | 0 | 0
[5 empty] | C2 | 0 | 0 | 0 | 0 | 0 | 0 | 0 | 0 | 0 | 0 | 0 | 0 | [5 empty] | 0 | 0 | 0 | 0 | 0 | 0 | 0 | [5 empty] | 0 | 0 | 0 | 0 | 0 | 0 | 0
[5 empty] | C3 | 0 | 0 | 0 | 0 | 0 | 0 | 0 | 0 | 0 | 0 | 0 | 0 | [5 empty] | 0 | 0 | 0 | 0 | 0 | 0 | 0 | [5 empty] | 0 | 0 | 0 | 0 | 0 | 0 | 0
[5 empty] | C4 | 0 | 0 | 0 | 0 | 0 | 0 | 0 | 0 | 0 | 0 | 0 | 0 | [5 empty] | 0 | 0 | 0 | 0 | 0 | 0 | 0 | [5 empty] | 0 | 0 | 0 | 0 | 0 | 0 | 0
|  |  | 0 | 0 |  | 0 | 0 | 0 | 0 | 0 |  | 0 | 0 | 0 | 0 | 0 |  | 0 | 0 | 0 | 0 | 0 |  | 0 | 0 | 0 | 0 | 0 |  | 0 | 0 | 0 | 0 | 0 |  | 0 | 0 | 0 | 0 | 0
| [Please insert new asset category as required] |  |  |  | C1 | 0 | 0 | 0 | 0 | 0 | 0 | 0 | 0 | 0 | 0 | 0 | 0 | [5 empty] | 0 | 0 | 0 | 0 | 0 | 0 | 0 | [5 empty] | 0 | 0 | 0 | 0 | 0 | 0 | 0
[5 empty] | C2 | 0 | 0 | 0 | 0 | 0 | 0 | 0 | 0 | 0 | 0 | 0 | 0 | [5 empty] | 0 | 0 | 0 | 0 | 0 | 0 | 0 | [5 empty] | 0 | 0 | 0 | 0 | 0 | 0 | 0
[5 empty] | C3 | 0 | 0 | 0 | 0 | 0 | 0 | 0 | 0 | 0 | 0 | 0 | 0 | [5 empty] | 0 | 0 | 0 | 0 | 0 | 0 | 0 | [5 empty] | 0 | 0 | 0 | 0 | 0 | 0 | 0
[5 empty] | C4 | 0 | 0 | 0 | 0 | 0 | 0 | 0 | 0 | 0 | 0 | 0 | 0 | [5 empty] | 0 | 0 | 0 | 0 | 0 | 0 | 0 | [5 empty] | 0 | 0 | 0 | 0 | 0 | 0 | 0
|  |  | 0 | 0 |  | 0 | 0 | 0 | 0 | 0 |  | 0 | 0 | 0 | 0 | 0 |  | 0 | 0 | 0 | 0 | 0 |  | 0 | 0 | 0 | 0 | 0 |  | 0 | 0 | 0 | 0 | 0 |  | 0 | 0 | 0 | 0 | 0
| [Please insert new asset category as required] |  |  |  | C1 | 0 | 0 | 0 | 0 | 0 | 0 | 0 | 0 | 0 | 0 | 0 | 0 | [5 empty] | 0 | 0 | 0 | 0 | 0 | 0 | 0 | [5 empty] | 0 | 0 | 0 | 0 | 0 | 0 | 0
[5 empty] | C2 | 0 | 0 | 0 | 0 | 0 | 0 | 0 | 0 | 0 | 0 | 0 | 0 | [5 empty] | 0 | 0 | 0 | 0 | 0 | 0 | 0 | [5 empty] | 0 | 0 | 0 | 0 | 0 | 0 | 0
[5 empty] | C3 | 0 | 0 | 0 | 0 | 0 | 0 | 0 | 0 | 0 | 0 | 0 | 0 | [5 empty] | 0 | 0 | 0 | 0 | 0 | 0 | 0 | [5 empty] | 0 | 0 | 0 | 0 | 0 | 0 | 0
[5 empty] | C4 | 0 | 0 | 0 | 0 | 0 | 0 | 0 | 0 | 0 | 0 | 0 | 0 | [5 empty] | 0 | 0 | 0 | 0 | 0 | 0 | 0 | [5 empty] | 0 | 0 | 0 | 0 | 0 | 0 | 0
|  |  | 0 | 0 |  | 0 | 0 | 0 | 0 | 0 |  | 0 | 0 | 0 | 0 | 0 |  | 0 | 0 | 0 | 0 | 0 |  | 0 | 0 | 0 | 0 | 0 |  | 0 | 0 | 0 | 0 | 0 |  | 0 | 0 | 0 | 0 | 0
132kV Network
| 132kV CBs |  |  |  | C1 | 61 | 0 | 5 | 2 | 9 | 77 | 61 | 0 | 5 | 2 | 9 | 77 | [5 empty] | 0 | 59 | 2 | 4 | 2 | 10 | 77 | [5 empty] | 0 | 55 | 6 | 3 | 2 | 11 | 77
[5 empty] | C2 | 34 | 15 | 0 | 2 | 0 | 51 | 32 | 17 | 0 | 2 | 0 | 51 | [5 empty] | 0 | 32 | 13 | 4 | 2 | 0 | 51 | [5 empty] | 0 | 32 | 1 | 12 | 4 | 2 | 51
[5 empty] | C3 | 21 | 2 | 22 | 0 | 0 | 45 | 21 | 2 | 22 | 0 | 0 | 45 | [5 empty] | 0 | 20 | 3 | 14 | 8 | 0 | 45 | [5 empty] | 0 | 12 | 9 | 8 | 16 | 0 | 45
[5 empty] | C4 | 3 | 0 | 0 | 0 | 0 | 3 | 3 | 0 | 0 | 0 | 0 | 3 | [5 empty] | 0 | 3 | 0 | 0 | 0 | 0 | 3 | [5 empty] | 0 | 1 | 2 | 0 | 0 | 0 | 3
|  |  | 176 | 177 |  | 119 | 17 | 27 | 4 | 9 |  | 117 | 19 | 27 | 4 | 9 |  | 0 | 0 | 0 | 0 | 0 |  | 114 | 18 | 22 | 12 | 10 |  | 0 | 0 | 0 | 0 | 0 |  | 100 | 18 | 23 | 22 | 13
| 132kV Transformer |  |  |  | C1 | 17 | 20 | 18 | 9 | 0 | 64 | 16 | 21 | 18 | 9 | 0 | 64 | [5 empty] | 0 | 16 | 16 | 23 | 8 | 1 | 64 | [5 empty] | 0 | 16 | 12 | 23 | 4 | 9 | 64
[5 empty] | C2 | 19 | 18 | 14 | 7 | 4 | 62 | 19 | 17 | 15 | 7 | 4 | 62 | [5 empty] | 0 | 14 | 19 | 14 | 9 | 6 | 62 | [5 empty] | 0 | 14 | 11 | 17 | 8 | 12 | 62
[5 empty] | C3 | 0 | 3 | 2 | 0 | 0 | 5 | 0 | 3 | 2 | 0 | 0 | 5 | [5 empty] | 0 | 0 | 3 | 2 | 0 | 0 | 5 | [5 empty] | 0 | 0 | 0 | 5 | 0 | 0 | 5
[5 empty] | C4 | 1 | 0 | 2 | 0 | 0 | 3 | 0 | 0 | 1 | 2 | 0 | 3 | [5 empty] | 0 | 0 | 0 | 0 | 3 | 0 | 3 | [5 empty] | 0 | 0 | 0 | 0 | 1 | 2 | 3
|  |  | 134 | 134 |  | 37 | 41 | 36 | 16 | 4 |  | 35 | 41 | 36 | 18 | 4 |  | 0 | 0 | 0 | 0 | 0 |  | 30 | 38 | 39 | 20 | 7 |  | 0 | 0 | 0 | 0 | 0 |  | 30 | 23 | 45 | 13 | 23
| 132kV UG Cable (Gas) |  |  |  | C1 | 0.029688 | 0.062585 | 0.5242 | 0 | 0 | 0.61647 | 0.029688 | 0.062585 | 0.5242 | 0 | 0 | 0.61647 | [5 empty] | 0 | 0.029688 | 0.036599 | 0.91054 | 0 | 0 | 0.97683 | [5 empty] | 0 | 0.029688 | 0.036599 | 0.81702 | 0 | 0 | 0.88331
[5 empty] | C2 | 0 | 0.55324 | 0.44864 | 0.0225 | 0.025095 | 1.0495 | 0 | 0.55324 | 0.44864 | 0.0225 | 0.027501 | 1.0519 | [5 empty] | 0 | 0 | 0.32354 | 0.77929 | 0.0225 | 0.025095 | 1.1504 | [5 empty] | 0 | 0 | 0.32354 | 0.69925 | 0.19605 | 0.025095 | 1.2439
[5 empty] | C3 | 0 | 0.78907 | 0 | 0 | 0 | 0.78907 | 0 | 0.78907 | 0 | 0 | 0 | 0.78907 | [5 empty] | 0 | 0 | 0.46145 | 0 | 0 | 0 | 0.46145 | [5 empty] | 0 | 0 | 0.46145 | 0 | 0 | 0 | 0.46145
[5 empty] | C4 | 0 | 0.32193 | 0 | 0 | 0 | 0.32193 | 0 | 0.32193 | 0 | 0 | 0 | 0.32193 | [5 empty] | 0 | 0 | 0.18826 | 0 | 0 | 0 | 0.18826 | [5 empty] | 0 | 0 | 0.18826 | 0 | 0 | 0 | 0.18826
|  |  | 3 | 3 |  | 0.029688 | 1.7268 | 0.97284 | 0.0225 | 0.025095 |  | 0.029688 | 1.7268 | 0.97284 | 0.0225 | 0.027501 |  | 0 | 0 | 0 | 0 | 0 |  | 0.029688 | 1.0098 | 1.6898 | 0.0225 | 0.025095 |  | 0 | 0 | 0 | 0 | 0 |  | 0.029688 | 1.0098 | 1.5163 | 0.19605 | 0.025095
| 132kV UG Cable (Oil) |  |  |  | C1 | 3.5961 | 1.1914 | 0.49059 | 26.2065 | 0.35034 | 31.835 | 3.5961 | 1.1914 | 0.49059 | 32.7489 | 0.68246 | 38.7095 | [5 empty] | 0 | 2.7212 | 1.4652 | 0.4801 | 26.8978 | 0.35481 | 31.9191 | [5 empty] | 0 | 1.7391 | 0.29854 | 1.5691 | 10.7942 | 1.1659 | 15.5669
[5 empty] | C2 | 0.20512 | 1.2017 | 0.86182 | 18.862 | 4.5063 | 25.6369 | 0.20512 | 1.2017 | 0.86182 | 23.5708 | 8.7782 | 34.6176 | [5 empty] | 0 | 0.15522 | 1.4778 | 0.84338 | 19.3595 | 4.5638 | 26.3997 | [5 empty] | 0 | 0.099194 | 0.30111 | 2.7565 | 7.7691 | 14.9965 | 25.9225
[5 empty] | C3 | 6.143 | 1.7044 | 2.2461 | 18.6609 | 10.8055 | 39.5599 | 6.143 | 1.7044 | 2.2461 | 23.3195 | 21.0489 | 54.462 | [5 empty] | 0 | 4.6485 | 2.0961 | 2.2083 | 19.1531 | 10.9434 | 39.0494 | [5 empty] | 0 | 2.9707 | 0.42709 | 6.1298 | 7.6863 | 35.9597 | 53.1736
[5 empty] | C4 | 3.2044 | 0.74556 | 0.15553 | 9.0515 | 3.6554 | 16.8124 | 3.2044 | 0.74556 | 0.15553 | 11.3112 | 7.1206 | 22.5374 | [5 empty] | 0 | 2.4248 | 0.91688 | 0.14194 | 9.2903 | 3.702 | 16.476 | [5 empty] | 0 | 1.5496 | 0.18682 | 1.5519 | 3.7283 | 12.1648 | 19.1813
|  |  | 114 | 70 |  | 13.1487 | 4.8431 | 3.7541 | 72.781 | 19.3175 |  | 13.1487 | 4.8431 | 3.7541 | 90.9505 | 37.6302 |  | 0 | 0 | 0 | 0 | 0 |  | 9.9498 | 5.956 | 3.6738 | 74.7007 | 19.5641 |  | 0 | 0 | 0 | 0 | 0 |  | 6.3586 | 1.2136 | 12.0073 | 29.9778 | 64.2869
| 132kV UG Cable (Non Pressurised) |  |  |  | C1 | 17.9762 | 0.52659 | 0 | 0 | 0.0073733 | 18.5102 | 9.9624 | 0.52659 | 0 | 0 | 0.0082235 | 10.4972 | [5 empty] | 0 | 17.9762 | 0.52598 | 0 | 0 | 0.0073733 | 18.5096 | [5 empty] | 0 | 17.9762 | 0.52598 | 0 | 0 | 0.0073733 | 18.5096
[5 empty] | C2 | 29.8012 | 1.0915 | 0.03025 | 0.0123 | 0.0098361 | 30.945 | 16.5157 | 1.0915 | 0.03025 | 0.0123 | 0.01097 | 17.6607 | [5 empty] | 0 | 29.8012 | 1.0902 | 0.036233 | 0.0123 | 0.0098361 | 30.9497 | [5 empty] | 0 | 29.8012 | 1.0902 | 0.036233 | 0.0123 | 0.0098361 | 30.9497
[5 empty] | C3 | 25.1015 | 3.1239 | 0 | 0 | 0.0077689 | 28.2332 | 13.9112 | 3.1239 | 0 | 0 | 0.0086648 | 17.0437 | [5 empty] | 0 | 25.1015 | 3.1203 | 0 | 0 | 0.0077689 | 28.2296 | [5 empty] | 0 | 25.1015 | 3.1203 | 0 | 0 | 0.0077689 | 28.2296
[5 empty] | C4 | 11.9857 | 0.48136 | 0 | 0 | 0.15218 | 12.6193 | 6.6424 | 0.48136 | 0 | 0 | 0.16973 | 7.2935 | [5 empty] | 0 | 11.9857 | 0.48081 | 0 | 0 | 0.15218 | 12.6187 | [5 empty] | 0 | 11.9857 | 0.48081 | 0 | 0 | 0.15218 | 12.6187
|  |  | 90 | 144 |  | 84.8646 | 5.2233 | 0.03025 | 0.0123 | 0.17716 |  | 47.0316 | 5.2233 | 0.03025 | 0.0123 | 0.19759 |  | 0 | 0 | 0 | 0 | 0 |  | 84.8646 | 5.2173 | 0.036233 | 0.0123 | 0.17716 |  | 0 | 0 | 0 | 0 | 0 |  | 84.8646 | 5.2173 | 0.036233 | 0.0123 | 0.17716
| 132kV OHL Support - Tower |  |  |  | C1 | 124 | 332 | 101 | 18 | 99 | 674 | 49 | 183 | 125 | 23 | 294 | 674 | [5 empty] | 0 | 103 | 198 | 200 | 48 | 125 | 674 | [5 empty] | 0 | 26 | 98 | 187 | 190 | 173 | 674
[5 empty] | C2 | 141 | 475 | 81 | 38 | 178 | 913 | 64 | 230 | 95 | 54 | 470 | 913 | [5 empty] | 0 | 128 | 302 | 214 | 41 | 228 | 913 | [5 empty] | 0 | 33 | 104 | 295 | 212 | 269 | 913
[5 empty] | C3 | 83 | 278 | 18 | 4 | 26 | 409 | 63 | 161 | 30 | 16 | 139 | 409 | [5 empty] | 0 | 65 | 153 | 147 | 13 | 31 | 409 | [5 empty] | 0 | 31 | 47 | 140 | 147 | 44 | 409
[5 empty] | C4 | 67 | 50 | 0 | 1 | 1 | 119 | 0 | 22 | 41 | 22 | 34 | 119 | [5 empty] | 0 | 2 | 100 | 15 | 0 | 2 | 119 | [5 empty] | 0 | 0 | 67 | 35 | 15 | 2 | 119
|  |  | 2115 | 2115 |  | 415 | 1135 | 200 | 61 | 304 |  | 176 | 596 | 291 | 115 | 937 |  | 0 | 0 | 0 | 0 | 0 |  | 298 | 753 | 576 | 102 | 386 |  | 0 | 0 | 0 | 0 | 0 |  | 90 | 316 | 657 | 564 | 488
| 132kV OHL Fittings and Conductors (Tower Lines) |  |  |  | C1 | 17.3553 | 308.5563 | 191.7861 | 385.3717 | 101.7617 | 1004.8311 | 15.9338 | 226.7885 | 155.2854 | 406.7512 | 200.0722 | 1004.8311 | [5 empty] | 0 | 17.3553 | 108.8709 | 386.8952 | 84.4571 | 407.2526 | 1004.8311 | [5 empty] | 0 | 10.355 | 52.1953 | 289.0207 | 227.3811 | 425.8789 | 1004.8311
[5 empty] | C2 | 1.5169 | 1.954 | 0.61843 | 9.5793 | 1.8849 | 15.5536 | 1.5169 | 1.3767 | 0.61843 | 9.5793 | 2.4622 | 15.5536 | [5 empty] | 0 | 1.5169 | 1.954 | 0.61843 | 0 | 11.4642 | 15.5536 | [5 empty] | 0 | 0 | 2.0942 | 1.3767 | 0.61843 | 11.4642 | 15.5536
[5 empty] | C3 | 0 | 9.6463 | 0.96847 | 21.7879 | 1.6613 | 34.064 | 0 | 8.8499 | 1.1952 | 21.7879 | 2.231 | 34.064 | [5 empty] | 0 | 0 | 2.5303 | 8.0845 | 2.4762 | 20.973 | 34.064 | [5 empty] | 0 | 0 | 2.0016 | 8.1061 | 1.6122 | 22.344 | 34.064
[5 empty] | C4 | 0 | 0 | 0 | 0 | 0 | 0 | 0 | 0 | 0 | 0 | 0 | 0 | [5 empty] | 0 | 0 | 0 | 0 | 0 | 0 | 0 | [5 empty] | 0 | 0 | 0 | 0 | 0 | 0 | 0
|  |  | 1054 | 1054 |  | 18.8722 | 320.1565 | 193.373 | 416.7389 | 105.3079 |  | 17.4507 | 237.0151 | 157.0991 | 438.1184 | 204.7654 |  | 0 | 0 | 0 | 0 | 0 |  | 18.8722 | 113.3552 | 395.5981 | 86.9333 | 439.6898 |  | 0 | 0 | 0 | 0 | 0 |  | 10.355 | 56.2911 | 298.5035 | 229.6118 | 459.6872
| [Please insert new asset category as required] |  |  |  | C1 | 0 | 0 | 0 | 0 | 0 | 0 | 0 | 0 | 0 | 0 | 0 | 0 | [5 empty] | 0 | 0 | 0 | 0 | 0 | 0 | 0 | [5 empty] | 0 | 0 | 0 | 0 | 0 | 0 | 0
[5 empty] | C2 | 0 | 0 | 0 | 0 | 0 | 0 | 0 | 0 | 0 | 0 | 0 | 0 | [5 empty] | 0 | 0 | 0 | 0 | 0 | 0 | 0 | [5 empty] | 0 | 0 | 0 | 0 | 0 | 0 | 0
[5 empty] | C3 | 0 | 0 | 0 | 0 | 0 | 0 | 0 | 0 | 0 | 0 | 0 | 0 | [5 empty] | 0 | 0 | 0 | 0 | 0 | 0 | 0 | [5 empty] | 0 | 0 | 0 | 0 | 0 | 0 | 0
[5 empty] | C4 | 0 | 0 | 0 | 0 | 0 | 0 | 0 | 0 | 0 | 0 | 0 | 0 | [5 empty] | 0 | 0 | 0 | 0 | 0 | 0 | 0 | [5 empty] | 0 | 0 | 0 | 0 | 0 | 0 | 0
|  |  | 0 | 0 |  | 0 | 0 | 0 | 0 | 0 |  | 0 | 0 | 0 | 0 | 0 |  | 0 | 0 | 0 | 0 | 0 |  | 0 | 0 | 0 | 0 | 0 |  | 0 | 0 | 0 | 0 | 0 |  | 0 | 0 | 0 | 0 | 0
| [Please insert new asset category as required] |  |  |  | C1 | 0 | 0 | 0 | 0 | 0 | 0 | 0 | 0 | 0 | 0 | 0 | 0 | [5 empty] | 0 | 0 | 0 | 0 | 0 | 0 | 0 | [5 empty] | 0 | 0 | 0 | 0 | 0 | 0 | 0
[5 empty] | C2 | 0 | 0 | 0 | 0 | 0 | 0 | 0 | 0 | 0 | 0 | 0 | 0 | [5 empty] | 0 | 0 | 0 | 0 | 0 | 0 | 0 | [5 empty] | 0 | 0 | 0 | 0 | 0 | 0 | 0
[5 empty] | C3 | 0 | 0 | 0 | 0 | 0 | 0 | 0 | 0 | 0 | 0 | 0 | 0 | [5 empty] | 0 | 0 | 0 | 0 | 0 | 0 | 0 | [5 empty] | 0 | 0 | 0 | 0 | 0 | 0 | 0
[5 empty] | C4 | 0 | 0 | 0 | 0 | 0 | 0 | 0 | 0 | 0 | 0 | 0 | 0 | [5 empty] | 0 | 0 | 0 | 0 | 0 | 0 | 0 | [5 empty] | 0 | 0 | 0 | 0 | 0 | 0 | 0
|  |  | 0 | 0 |  | 0 | 0 | 0 | 0 | 0 |  | 0 | 0 | 0 | 0 | 0 |  | 0 | 0 | 0 | 0 | 0 |  | 0 | 0 | 0 | 0 | 0 |  | 0 | 0 | 0 | 0 | 0 |  | 0 | 0 | 0 | 0 | 0
| [Please insert new asset category as required] |  |  |  | C1 | 0 | 0 | 0 | 0 | 0 | 0 | 0 | 0 | 0 | 0 | 0 | 0 | [5 empty] | 0 | 0 | 0 | 0 | 0 | 0 | 0 | [5 empty] | 0 | 0 | 0 | 0 | 0 | 0 | 0
[5 empty] | C2 | 0 | 0 | 0 | 0 | 0 | 0 | 0 | 0 | 0 | 0 | 0 | 0 | [5 empty] | 0 | 0 | 0 | 0 | 0 | 0 | 0 | [5 empty] | 0 | 0 | 0 | 0 | 0 | 0 | 0
[5 empty] | C3 | 0 | 0 | 0 | 0 | 0 | 0 | 0 | 0 | 0 | 0 | 0 | 0 | [5 empty] | 0 | 0 | 0 | 0 | 0 | 0 | 0 | [5 empty] | 0 | 0 | 0 | 0 | 0 | 0 | 0
[5 empty] | C4 | 0 | 0 | 0 | 0 | 0 | 0 | 0 | 0 | 0 | 0 | 0 | 0 | [5 empty] | 0 | 0 | 0 | 0 | 0 | 0 | 0 | [5 empty] | 0 | 0 | 0 | 0 | 0 | 0 | 0
|  |  | 0 | 0 |  | 0 | 0 | 0 | 0 | 0 |  | 0 | 0 | 0 | 0 | 0 |  | 0 | 0 | 0 | 0 | 0 |  | 0 | 0 | 0 | 0 | 0 |  | 0 | 0 | 0 | 0 | 0 |  | 0 | 0 | 0 | 0 | 0
| [Please insert new asset category as required] |  |  |  | C1 | 0 | 0 | 0 | 0 | 0 | 0 | 0 | 0 | 0 | 0 | 0 | 0 | [5 empty] | 0 | 0 | 0 | 0 | 0 | 0 | 0 | [5 empty] | 0 | 0 | 0 | 0 | 0 | 0 | 0
[5 empty] | C2 | 0 | 0 | 0 | 0 | 0 | 0 | 0 | 0 | 0 | 0 | 0 | 0 | [5 empty] | 0 | 0 | 0 | 0 | 0 | 0 | 0 | [5 empty] | 0 | 0 | 0 | 0 | 0 | 0 | 0
[5 empty] | C3 | 0 | 0 | 0 | 0 | 0 | 0 | 0 | 0 | 0 | 0 | 0 | 0 | [5 empty] | 0 | 0 | 0 | 0 | 0 | 0 | 0 | [5 empty] | 0 | 0 | 0 | 0 | 0 | 0 | 0
[5 empty] | C4 | 0 | 0 | 0 | 0 | 0 | 0 | 0 | 0 | 0 | 0 | 0 | 0 | [5 empty] | 0 | 0 | 0 | 0 | 0 | 0 | 0 | [5 empty] | 0 | 0 | 0 | 0 | 0 | 0 | 0
|  |  | 0 | 0 |  | 0 | 0 | 0 | 0 | 0 |  | 0 | 0 | 0 | 0 | 0 |  | 0 | 0 | 0 | 0 | 0 |  | 0 | 0 | 0 | 0 | 0 |  | 0 | 0 | 0 | 0 | 0 |  | 0 | 0 | 0 | 0 | 0
| [Please insert new asset category as required] |  |  |  | C1 | 0 | 0 | 0 | 0 | 0 | 0 | 0 | 0 | 0 | 0 | 0 | 0 | [5 empty] | 0 | 0 | 0 | 0 | 0 | 0 | 0 | [5 empty] | 0 | 0 | 0 | 0 | 0 | 0 | 0
[5 empty] | C2 | 0 | 0 | 0 | 0 | 0 | 0 | 0 | 0 | 0 | 0 | 0 | 0 | [5 empty] | 0 | 0 | 0 | 0 | 0 | 0 | 0 | [5 empty] | 0 | 0 | 0 | 0 | 0 | 0 | 0
[5 empty] | C3 | 0 | 0 | 0 | 0 | 0 | 0 | 0 | 0 | 0 | 0 | 0 | 0 | [5 empty] | 0 | 0 | 0 | 0 | 0 | 0 | 0 | [5 empty] | 0 | 0 | 0 | 0 | 0 | 0 | 0
[5 empty] | C4 | 0 | 0 | 0 | 0 | 0 | 0 | 0 | 0 | 0 | 0 | 0 | 0 | [5 empty] | 0 | 0 | 0 | 0 | 0 | 0 | 0 | [5 empty] | 0 | 0 | 0 | 0 | 0 | 0 | 0
|  |  | 0 | 0 |  | 0 | 0 | 0 | 0 | 0 |  | 0 | 0 | 0 | 0 | 0 |  | 0 | 0 | 0 | 0 | 0 |  | 0 | 0 | 0 | 0 | 0 |  | 0 | 0 | 0 | 0 | 0 |  | 0 | 0 | 0 | 0 | 0
Other
| Submarine Cables |  |  |  | C1 | 0 | 0 | 0 | 0 | 0 | 0 | 0 | 0 | 0 | 0 | 0 | 0 | [5 empty] | 0 | 0 | 0 | 0 | 0 | 0 | 0 | [5 empty] | 0 | 0 | 0 | 0 | 0 | 0 | 0
[5 empty] | C2 | 0 | 0 | 0 | 0 | 0 | 0 | 0 | 0 | 0 | 0 | 0 | 0 | [5 empty] | 0 | 0 | 0 | 0 | 0 | 0 | 0 | [5 empty] | 0 | 0 | 0 | 0 | 0 | 0 | 0
[5 empty] | C3 | 0 | 0 | 0 | 0 | 0 | 0 | 0 | 0 | 0 | 0 | 0 | 0 | [5 empty] | 0 | 0 | 0 | 0 | 0 | 0 | 0 | [5 empty] | 0 | 0 | 0 | 0 | 0 | 0 | 0
[5 empty] | C4 | 0 | 0 | 0 | 0 | 0 | 0 | 0 | 0 | 0 | 0 | 0 | 0 | [5 empty] | 0 | 0 | 0 | 0 | 0 | 0 | 0 | [5 empty] | 0 | 0 | 0 | 0 | 0 | 0 | 0
|  |  | 0 | 0 |  | 0 | 0 | 0 | 0 | 0 |  | 0 | 0 | 0 | 0 | 0 |  | 0 | 0 | 0 | 0 | 0 |  | 0 | 0 | 0 | 0 | 0 |  | 0 | 0 | 0 | 0 | 0 |  | 0 | 0 | 0 | 0 | 0
| [Please insert new asset category as required] |  |  |  | C1 | 0 | 0 | 0 | 0 | 0 | 0 | 0 | 0 | 0 | 0 | 0 | 0 | [5 empty] | 0 | 0 | 0 | 0 | 0 | 0 | 0 | [5 empty] | 0 | 0 | 0 | 0 | 0 | 0 | 0
[5 empty] | C2 | 0 | 0 | 0 | 0 | 0 | 0 | 0 | 0 | 0 | 0 | 0 | 0 | [5 empty] | 0 | 0 | 0 | 0 | 0 | 0 | 0 | [5 empty] | 0 | 0 | 0 | 0 | 0 | 0 | 0
[5 empty] | C3 | 0 | 0 | 0 | 0 | 0 | 0 | 0 | 0 | 0 | 0 | 0 | 0 | [5 empty] | 0 | 0 | 0 | 0 | 0 | 0 | 0 | [5 empty] | 0 | 0 | 0 | 0 | 0 | 0 | 0
[5 empty] | C4 | 0 | 0 | 0 | 0 | 0 | 0 | 0 | 0 | 0 | 0 | 0 | 0 | [5 empty] | 0 | 0 | 0 | 0 | 0 | 0 | 0 | [5 empty] | 0 | 0 | 0 | 0 | 0 | 0 | 0
|  |  | 0 | 0 |  | 0 | 0 | 0 | 0 | 0 |  | 0 | 0 | 0 | 0 | 0 |  | 0 | 0 | 0 | 0 | 0 |  | 0 | 0 | 0 | 0 | 0 |  | 0 | 0 | 0 | 0 | 0 |  | 0 | 0 | 0 | 0 | 0
| [Please insert new asset category as required] |  |  |  | C1 | 0 | 0 | 0 | 0 | 0 | 0 | 0 | 0 | 0 | 0 | 0 | 0 | [5 empty] | 0 | 0 | 0 | 0 | 0 | 0 | 0 | [5 empty] | 0 | 0 | 0 | 0 | 0 | 0 | 0
[5 empty] | C2 | 0 | 0 | 0 | 0 | 0 | 0 | 0 | 0 | 0 | 0 | 0 | 0 | [5 empty] | 0 | 0 | 0 | 0 | 0 | 0 | 0 | [5 empty] | 0 | 0 | 0 | 0 | 0 | 0 | 0
[5 empty] | C3 | 0 | 0 | 0 | 0 | 0 | 0 | 0 | 0 | 0 | 0 | 0 | 0 | [5 empty] | 0 | 0 | 0 | 0 | 0 | 0 | 0 | [5 empty] | 0 | 0 | 0 | 0 | 0 | 0 | 0
[5 empty] | C4 | 0 | 0 | 0 | 0 | 0 | 0 | 0 | 0 | 0 | 0 | 0 | 0 | [5 empty] | 0 | 0 | 0 | 0 | 0 | 0 | 0 | [5 empty] | 0 | 0 | 0 | 0 | 0 | 0 | 0
|  |  | 0 | 0 |  | 0 | 0 | 0 | 0 | 0 |  | 0 | 0 | 0 | 0 | 0 |  | 0 | 0 | 0 | 0 | 0 |  | 0 | 0 | 0 | 0 | 0 |  | 0 | 0 | 0 | 0 | 0 |  | 0 | 0 | 0 | 0 | 0
| [Please insert new asset category as required] |  |  |  | C1 | 0 | 0 | 0 | 0 | 0 | 0 | 0 | 0 | 0 | 0 | 0 | 0 | [5 empty] | 0 | 0 | 0 | 0 | 0 | 0 | 0 | [5 empty] | 0 | 0 | 0 | 0 | 0 | 0 | 0
[5 empty] | C2 | 0 | 0 | 0 | 0 | 0 | 0 | 0 | 0 | 0 | 0 | 0 | 0 | [5 empty] | 0 | 0 | 0 | 0 | 0 | 0 | 0 | [5 empty] | 0 | 0 | 0 | 0 | 0 | 0 | 0
[5 empty] | C3 | 0 | 0 | 0 | 0 | 0 | 0 | 0 | 0 | 0 | 0 | 0 | 0 | [5 empty] | 0 | 0 | 0 | 0 | 0 | 0 | 0 | [5 empty] | 0 | 0 | 0 | 0 | 0 | 0 | 0
[5 empty] | C4 | 0 | 0 | 0 | 0 | 0 | 0 | 0 | 0 | 0 | 0 | 0 | 0 | [5 empty] | 0 | 0 | 0 | 0 | 0 | 0 | 0 | [5 empty] | 0 | 0 | 0 | 0 | 0 | 0 | 0
|  |  | 0 | 0 |  | 0 | 0 | 0 | 0 | 0 |  | 0 | 0 | 0 | 0 | 0 |  | 0 | 0 | 0 | 0 | 0 |  | 0 | 0 | 0 | 0 | 0 |  | 0 | 0 | 0 | 0 | 0 |  | 0 | 0 | 0 | 0 | 0
| [Please insert new asset category as required] |  |  |  | C1 | 0 | 0 | 0 | 0 | 0 | 0 | 0 | 0 | 0 | 0 | 0 | 0 | [5 empty] | 0 | 0 | 0 | 0 | 0 | 0 | 0 | [5 empty] | 0 | 0 | 0 | 0 | 0 | 0 | 0
[5 empty] | C2 | 0 | 0 | 0 | 0 | 0 | 0 | 0 | 0 | 0 | 0 | 0 | 0 | [5 empty] | 0 | 0 | 0 | 0 | 0 | 0 | 0 | [5 empty] | 0 | 0 | 0 | 0 | 0 | 0 | 0
[5 empty] | C3 | 0 | 0 | 0 | 0 | 0 | 0 | 0 | 0 | 0 | 0 | 0 | 0 | [5 empty] | 0 | 0 | 0 | 0 | 0 | 0 | 0 | [5 empty] | 0 | 0 | 0 | 0 | 0 | 0 | 0
[5 empty] | C4 | 0 | 0 | 0 | 0 | 0 | 0 | 0 | 0 | 0 | 0 | 0 | 0 | [5 empty] | 0 | 0 | 0 | 0 | 0 | 0 | 0 | [5 empty] | 0 | 0 | 0 | 0 | 0 | 0 | 0
|  |  | 0 | 0 |  | 0 | 0 | 0 | 0 | 0 |  | 0 | 0 | 0 | 0 | 0 |  | 0 | 0 | 0 | 0 | 0 |  | 0 | 0 | 0 | 0 | 0 |  | 0 | 0 | 0 | 0 | 0 |  | 0 | 0 | 0 | 0 | 0
| [Please insert new asset category as required] |  |  |  | C1 | 0 | 0 | 0 | 0 | 0 | 0 | 0 | 0 | 0 | 0 | 0 | 0 | [5 empty] | 0 | 0 | 0 | 0 | 0 | 0 | 0 | [5 empty] | 0 | 0 | 0 | 0 | 0 | 0 | 0
[5 empty] | C2 | 0 | 0 | 0 | 0 | 0 | 0 | 0 | 0 | 0 | 0 | 0 | 0 | [5 empty] | 0 | 0 | 0 | 0 | 0 | 0 | 0 | [5 empty] | 0 | 0 | 0 | 0 | 0 | 0 | 0
[5 empty] | C3 | 0 | 0 | 0 | 0 | 0 | 0 | 0 | 0 | 0 | 0 | 0 | 0 | [5 empty] | 0 | 0 | 0 | 0 | 0 | 0 | 0 | [5 empty] | 0 | 0 | 0 | 0 | 0 | 0 | 0
[5 empty] | C4 | 0 | 0 | 0 | 0 | 0 | 0 | 0 | 0 | 0 | 0 | 0 | 0 | [5 empty] | 0 | 0 | 0 | 0 | 0 | 0 | 0 | [5 empty] | 0 | 0 | 0 | 0 | 0 | 0 | 0
|  |  | 0 | 0 |  | 0 | 0 | 0 | 0 | 0 |  | 0 | 0 | 0 | 0 | 0 |  | 0 | 0 | 0 | 0 | 0 |  | 0 | 0 | 0 | 0 | 0 |  | 0 | 0 | 0 | 0 | 0 |  | 0 | 0 | 0 | 0 | 0
| TOTAL |  | 248959 | 244634 |  | 92264.136 | 88102.8118 | 37234.2111 | 21687.6958 | 9670.9682 |  | 82037.5896 | 88257.3208 | 39262.3012 | 26905.022 | 13958.0902 |  | 0 | 0 | 0 | 0 | 0 |  | 77547.4238 | 74588.3626 | 54011.631 | 26959.9159 | 15856.4896 |  | 0 | 0 | 0 | 0 | 0 |  | 66169.238 | 66904.5677 | 56783.5243 | 31752.9291 | 27353.5637
Health Index Definitions
|  |  | HI1 | New or as new
|  |  | HI2 | Good or seviceable condition
|  |  | HI3 | Deterioration requires assessment and monitoring
|  |  | HI4 | Material deterioration, intervention requires consideration
|  |  | HI5 | End of serviceable life, intervention required
Criticality Index Definitions
|  |  | C1 | Low criticality
|  |  | C2 | Average criticality
|  |  | C3 | High criticality
|  |  | C4 | Very high criticality

## NAW8 - Average CoF - NPgY
NAW8: Secondary deliverables RIIO-ED1
NPgY
Price base (2012/13)
| ASSET CATEGORIES | RIIO-ED1 period
|  | Network Performance | Safety | Environmental | Financial consequence of repair/ replacement | Average Consequence of Asset Failure
LV Network
LV Switchgear and Other
LV UGB
| LV OHL Support | 4955.0629 | 3621.0724 | 0 | 3000 | 11576.1353
[Please insert new asset category as required]
[Please insert new asset category as required]
[Please insert new asset category as required]
[Please insert new asset category as required]
[Please insert new asset category as required]
HV Network
| HV Switchgear (GM) - Primary | 95726.1317 | 10739.875 | 477.2767 | 16000 | 122943.2834
| HV Switchgear (GM) - Distribution | 139929.347 | 10718.0515 | 468.2855 | 16000 | 167115.684
| HV Transformer (GM) | 15789.6368 | 47812.4411 | 275.625 | 8000 | 71877.703
HV UG Cable
| HV OHL Support - Poles | 5265.246 | 1748.6663 | 0 | 4000 | 11013.9123
[Please insert new asset category as required]
[Please insert new asset category as required]
[Please insert new asset category as required]
[Please insert new asset category as required]
[Please insert new asset category as required]
EHV Network
| EHV Switchgear (GM) | 77958.9987 | 9792.8079 | 14043.0016 | 20550 | 122344.8082
| EHV Transformer | 52290.0715 | 12848.4339 | 25247.6345 | 36990 | 127376.1399
| EHV UG Cable (Gas) | 66959.0676 | 1.515 | 0 | 60000 | 126960.5826
| EHV UG Cable (Oil) | 33290.3726 | 1.515 | 90388.8889 | 50000 | 173680.7765
| EHV UG Cable (Non Pressurised) | 54982.0849 | 1.515 | 0 | 30000 | 84983.5999
| EHV OHL Support - Towers | 17484.6048 | 2747.3382 | 0 | 7000 | 27231.943
| EHV OHL Support - Poles | 20462.0417 | 247.6075 | 0 | 5000 | 25709.6492
| EHV OHL Fittings and Conductors (Tower Lines) | 30471.4428 | 97491.3747 | 0 | 24795.3216 | 152758.1391
[Please insert new asset category as required]
[Please insert new asset category as required]
[Please insert new asset category as required]
[Please insert new asset category as required]
[Please insert new asset category as required]
132kV Network
| 132kV CBs | 203011.778 | 8789.8782 | 49135.9523 | 20550 | 281487.6085
| 132kV Transformer | 130965.5488 | 19176.2568 | 768.075 | 49320 | 200229.8805
| 132kV UG Cable (Gas) | 143104.1703 | 1.515 | 0 | 100000 | 243105.6853
| 132kV UG Cable (Oil) | 95194.6079 | 1.515 | 141811.9266 | 80000 | 317008.0495
| 132kV UG Cable (Non Pressurised) | 109448.493 | 1.515 | 0 | 50000 | 159450.008
| 132kV OHL Support - Tower | 88304.7455 | 11972.3128 | 0 | 10000 | 110277.0583
| 132kV OHL Fittings and Conductors (Tower Lines) | 109088.733 | 89068.2291 | 0 | 50000 | 248156.9621
[Please insert new asset category as required]
[Please insert new asset category as required]
[Please insert new asset category as required]
[Please insert new asset category as required]
[Please insert new asset category as required]
Other
Submarine Cables
[Please insert new asset category as required]
[Please insert new asset category as required]
[Please insert new asset category as required]
[Please insert new asset category as required]
[Please insert new asset category as required]

## Probs. of Failure - NPgN
CM105: Probabilities of Asset Failure
NPgN
Price base (2012/13)
| ASSET CATEGORIES | HI Rating
|  | HI 1 |  | HI 2 |  | HI 3 |  | HI 4 |  | HI 5
|  | Low boundary | High boundary | Low boundary | High boundary | Low boundary | High boundary | Low boundary | High boundary | Low boundary | High boundary
LV Network
LV Switchgear and Other
LV UGB
| LV OHL Support | 3.6997e-06 | 2.6333e-05 | 2.6333e-05 | 0.00010284 | 0.00010284 | 0.00026998 | 0.00026998 | 0.00056454 | 0.00056454 | 0.0010233
[Please insert new asset category as required]
[Please insert new asset category as required]
[Please insert new asset category as required]
[Please insert new asset category as required]
[Please insert new asset category as required]
HV Network
| HV Switchgear (GM) - Primary | 1.6026e-05 | 0.00011407 | 0.00011407 | 0.00044545 | 0.00044545 | 0.0011695 | 0.0011695 | 0.0024454 | 0.0024454 | 0.0044324
| HV Switchgear (GM) - Distribution | 4.2928e-05 | 0.00030554 | 0.00030554 | 0.0011932 | 0.0011932 | 0.0031326 | 0.0031326 | 0.0065503 | 0.0065503 | 0.011873
| HV Transformer (GM) | 3.6956e-05 | 0.00026304 | 0.00026304 | 0.0010272 | 0.0010272 | 0.0026968 | 0.0026968 | 0.0056391 | 0.0056391 | 0.010221
| HV UG Cable | 0 | 0 | 0 | 0 | 0 | 0 | 0 | 0 | 0 | 0
| HV OHL Support - Poles | 1.7816e-06 | 1.2681e-05 | 1.2681e-05 | 4.9522e-05 | 4.9522e-05 | 0.00013001 | 0.00013001 | 0.00027186 | 0.00027186 | 0.00049276
[Please insert new asset category as required]
[Please insert new asset category as required]
[Please insert new asset category as required]
[Please insert new asset category as required]
[Please insert new asset category as required]
EHV Network
| EHV Switchgear (GM) | 0 | 0 | 0 | 0 | 0 | 0 | 0 | 0 | 0 | 0
| EHV Transformer | 0.00032229 | 0.0022939 | 0.0022939 | 0.0089584 | 0.0089584 | 0.023519 | 0.023519 | 0.049178 | 0.049178 | 0.089139
| EHV UG Cable (Gas) | 0 | 0 | 0 | 0 | 0 | 0 | 0 | 0 | 0 | 0
| EHV UG Cable (Oil) | 3.3983e-05 | 0.00024188 | 0.00024188 | 0.0009446 | 0.0009446 | 0.0024799 | 0.0024799 | 0.0051855 | 0.0051855 | 0.0093991
| EHV UG Cable (Non Pressurised) | 0.00012759 | 0.00090816 | 0.00090816 | 0.0035466 | 0.0035466 | 0.009311 | 0.009311 | 0.019469 | 0.019469 | 0.03529
| EHV OHL Support - Towers | 0 | 0 | 0 | 0 | 0 | 0 | 0 | 0 | 0 | 0
| EHV OHL Support - Poles | 4.6502e-06 | 3.3098e-05 | 3.3098e-05 | 0.00012926 | 0.00012926 | 0.00033934 | 0.00033934 | 0.00070956 | 0.00070956 | 0.0012861
| EHV OHL Fittings and Conductors (Tower Lines) | 0 | 0 | 0 | 0 | 0 | 0 | 0 | 0 | 0 | 0
[Please insert new asset category as required]
[Please insert new asset category as required]
[Please insert new asset category as required]
[Please insert new asset category as required]
[Please insert new asset category as required]
132kV Network
| 132kV CBs | 0 | 0 | 0 | 0 | 0 | 0 | 0 | 0 | 0 | 0
| 132kV Transformer | 0.0006079 | 0.0043268 | 0.0043268 | 0.016897 | 0.016897 | 0.044361 | 0.044361 | 0.09276 | 0.09276 | 0.16813
| 132kV UG Cable (Gas) | 0 | 0 | 0 | 0 | 0 | 0 | 0 | 0 | 0 | 0
| 132kV UG Cable (Oil) | 0 | 0 | 0 | 0 | 0 | 0 | 0 | 0 | 0 | 0
| 132kV UG Cable (Non Pressurised) | 0.0048863 | 0.034779 | 0.034779 | 0.13582 | 0.13582 | 0.35657 | 0.35657 | 0.7456 | 0.7456 | 1
| 132kV OHL Support - Tower | 0 | 0 | 0 | 0 | 0 | 0 | 0 | 0 | 0 | 0
| 132kV OHL Fittings and Conductors (Tower Lines) | 0 | 0 | 0 | 0 | 0 | 0 | 0 | 0 | 0 | 0
[Please insert new asset category as required]
[Please insert new asset category as required]
[Please insert new asset category as required]
[Please insert new asset category as required]
[Please insert new asset category as required]
Other
Submarine Cables
[Please insert new asset category as required]
[Please insert new asset category as required]
[Please insert new asset category as required]
[Please insert new asset category as required]
[Please insert new asset category as required]
Health Index Definitions
|  | HI1 | New or as new
|  | HI2 | Good or seviceable condition
|  | HI3 | Deterioration requires assessment and monitoring
|  | HI4 | Material deterioration, intervention requires consideration
|  | HI5 | End of serviceable life, intervention required

## Probs. of Failure - NPgY
CM105: Probabilities of Asset Failure
NPgY
Price base (2012/13)
| ASSET CATEGORIES | HI Rating
|  | HI 1 |  | HI 2 |  | HI 3 |  | HI 4 |  | HI 5
|  | Low boundary | High boundary | Low boundary | High boundary | Low boundary | High boundary | Low boundary | High boundary | Low boundary | High boundary
LV Network
LV Switchgear and Other
LV UGB
| LV OHL Support | 5.5168e-06 | 3.9267e-05 | 3.9267e-05 | 0.00015335 | 0.00015335 | 0.00040258 | 0.00040258 | 0.00084181 | 0.00084181 | 0.0015258
[Please insert new asset category as required]
[Please insert new asset category as required]
[Please insert new asset category as required]
[Please insert new asset category as required]
[Please insert new asset category as required]
HV Network
| HV Switchgear (GM) - Primary | 1.3705e-05 | 9.755e-05 | 9.755e-05 | 0.00038096 | 0.00038096 | 0.0010001 | 0.0010001 | 0.0020913 | 0.0020913 | 0.0037906
| HV Switchgear (GM) - Distribution | 2.5189e-05 | 0.00017928 | 0.00017928 | 0.00070014 | 0.00070014 | 0.0018381 | 0.0018381 | 0.0038435 | 0.0038435 | 0.0069667
| HV Transformer (GM) | 3.9035e-05 | 0.00027784 | 0.00027784 | 0.001085 | 0.001085 | 0.0028485 | 0.0028485 | 0.0059563 | 0.0059563 | 0.010796
| HV UG Cable | 0 | 0 | 0 | 0 | 0 | 0 | 0 | 0 | 0 | 0
| HV OHL Support - Poles | 3.9579e-06 | 2.8171e-05 | 2.8171e-05 | 0.00011001 | 0.00011001 | 0.00028882 | 0.00028882 | 0.00060393 | 0.00060393 | 0.0010947
[Please insert new asset category as required]
[Please insert new asset category as required]
[Please insert new asset category as required]
[Please insert new asset category as required]
[Please insert new asset category as required]
EHV Network
| EHV Switchgear (GM) | 7.8232e-05 | 0.00055682 | 0.00055682 | 0.0021745 | 0.0021745 | 0.0057089 | 0.0057089 | 0.011937 | 0.011937 | 0.021637
| EHV Transformer | 0.00034602 | 0.0024629 | 0.0024629 | 0.0096181 | 0.0096181 | 0.025251 | 0.025251 | 0.0528 | 0.0528 | 0.095704
| EHV UG Cable (Gas) | 9.4506e-05 | 0.00067266 | 0.00067266 | 0.0026269 | 0.0026269 | 0.0068965 | 0.0068965 | 0.014421 | 0.014421 | 0.026139
| EHV UG Cable (Oil) | 0.00010179 | 0.00072447 | 0.00072447 | 0.0028292 | 0.0028292 | 0.0074277 | 0.0074277 | 0.015531 | 0.015531 | 0.028152
| EHV UG Cable (Non Pressurised) | 0.0011684 | 0.0083162 | 0.0083162 | 0.032477 | 0.032477 | 0.085262 | 0.085262 | 0.17828 | 0.17828 | 0.32315
| EHV OHL Support - Towers | 0 | 0 | 0 | 0 | 0 | 0 | 0 | 0 | 0 | 0
| EHV OHL Support - Poles | 1.6631e-06 | 1.1838e-05 | 1.1838e-05 | 4.6228e-05 | 4.6228e-05 | 0.00012136 | 0.00012136 | 0.00025378 | 0.00025378 | 0.00045999
| EHV OHL Fittings and Conductors (Tower Lines) | 0.00020834 | 0.0014829 | 0.0014829 | 0.0057911 | 0.0057911 | 0.015203 | 0.015203 | 0.031791 | 0.031791 | 0.057623
[Please insert new asset category as required]
[Please insert new asset category as required]
[Please insert new asset category as required]
[Please insert new asset category as required]
[Please insert new asset category as required]
132kV Network
| 132kV CBs | 0 | 0 | 0 | 0 | 0 | 0 | 0 | 0 | 0 | 0
| 132kV Transformer | 0.00047401 | 0.0033738 | 0.0033738 | 0.013176 | 0.013176 | 0.03459 | 0.03459 | 0.072328 | 0.072328 | 0.1311
| 132kV UG Cable (Gas) | 0 | 0 | 0 | 0 | 0 | 0 | 0 | 0 | 0 | 0
| 132kV UG Cable (Oil) | 5.9871e-05 | 0.00042614 | 0.00042614 | 0.0016642 | 0.0016642 | 0.004369 | 0.004369 | 0.0091356 | 0.0091356 | 0.016559
| 132kV UG Cable (Non Pressurised) | 0.0038932 | 0.027711 | 0.027711 | 0.10822 | 0.10822 | 0.28411 | 0.28411 | 0.59407 | 0.59407 | 1
| 132kV OHL Support - Tower | 0 | 0 | 0 | 0 | 0 | 0 | 0 | 0 | 0 | 0
| 132kV OHL Fittings and Conductors (Tower Lines) | 1.3329e-05 | 9.487e-05 | 9.487e-05 | 0.00037049 | 0.00037049 | 0.00097266 | 0.00097266 | 0.0020338 | 0.0020338 | 0.0036865
[Please insert new asset category as required]
[Please insert new asset category as required]
[Please insert new asset category as required]
[Please insert new asset category as required]
[Please insert new asset category as required]
Other
Submarine Cables
[Please insert new asset category as required]
[Please insert new asset category as required]
[Please insert new asset category as required]
[Please insert new asset category as required]
[Please insert new asset category as required]
Health Index Definitions
|  | HI1 | New or as new
|  | HI2 | Good or seviceable condition
|  | HI3 | Deterioration requires assessment and monitoring
|  | HI4 | Material deterioration, intervention requires consideration
|  | HI5 | End of serviceable life, intervention required