## SPD - Total
Total Secondary deliverables RIIO-ED1 - Asset replacement, Refurbishment and HVP | [50 empty] | Criticality weightings C1 to C4 | Criticality Rating Boundaries
SPD | [49 empty] | C1 | 0.7 | Below 75% of average
[50 empty] | C2 | 1 | 75%-125%
[50 empty] | C3 | 1.5 | 125%-200%
[50 empty] | C4 | 2.5 | Over 200% of average
Price base (2012/13)
| ASSET CATEGORIES |  | ASSET REGISTER |  |  | End of DPCR5 (31 March 2015) with investment | [5 empty] | End of DPCR5 (31 March 2015) without investment | [5 empty] | Mid-Period Review (31 March 2019) planned investment | [5 empty] | Mid-Period Review (31 March 2019) without investment | [5 empty] | End of RIIO-ED1 (31 March 2023) planned investment | [5 empty] | End of RIIO-ED1 (31 March 2023) without investment | [8 empty] | Probability of Asset Failure | [5 empty] | Consequence of Asset Failure | [5 empty] | Probability of Asset Failure x Consequence of Asset Failure
Is it your current intention to have a health index for this asset category in the RIIO-ED1 control period.
|  |  | as at 31st March 2015 | as at 31st March 2023 |  | HI 1 | HI 2 | HI 3 | HI 4 | HI 5 |  | HI 1 | HI 2 | HI 3 | HI 4 | HI 5 |  | HI 1 | HI 2 | HI 3 | HI 4 | HI 5 |  | HI 1 | HI 2 | HI 3 | HI 4 | HI 5 |  | HI 1 | HI 2 | HI 3 | HI 4 | HI 5 |  | HI 1 | HI 2 | HI 3 | HI 4 | HI 5 |  |  |  |  | HI 1 | HI 2 | HI 3 | HI 4 | HI 5 |  | HI 1 | HI 2 | HI 3 | HI 4 | HI 5 |  | HI 1 | HI 2 | HI 3 | HI 4 | HI 5 |  | End of DPCR5 (without investment) | [6 empty] | Position at Beginning of RIIO-ED1 | [6 empty] | Mid Period (Without Investment) | [6 empty] | Mid Period (With Investment) | [6 empty] | End of RIIO-ED1 (Without Investment) | [6 empty] | End of RIIO-ED1 (With Investment)
| LV Network | [61 empty] | 1 | 2 | 3 | 4 | 5 | Total |  | 1 | 2 | 3 | 4 | 5 | Total |  | 1 | 2 | 3 | 4 | 5 | Total |  | 1 | 2 | 3 | 4 | 5 | Total |  | 1 | 2 | 3 | 4 | 5 | Total |  | 1 | 2 | 3 | 4 | 5 | Total
| LV Switchgear and Other |  | 0 | 0 | C1 | 0 | 0 | 0 | 0 | 0 | 0 | 0 | 0 | 0 | 0 | 0 | 0 | 0 | 0 | 0 | 0 | 0 | 0 | 0 | 0 | 0 | 0 | 0 | 0 | 0 | 0 | 0 | 0 | 0 | 0 | 0 | 0 | 0 | 0 | 0 | 0 | Yes |  | C1 | 0.0006013 | 0.0012767 | 0.0018024 | 0.003755 | 0.00751 | C1 | 0 | 0 | 0 | 0 | 0 | C1 | [5 empty] | C1 | [5 empty] | 0 | [6 empty] | 0 | [6 empty] | 0 | [6 empty] | 0 | [6 empty] | 0 | [6 empty] | 0
|  |  | 0 | 0 | C2 | 0 | 0 | 0 | 0 | 0 | 0 | 0 | 0 | 0 | 0 | 0 | 0 | 0 | 0 | 0 | 0 | 0 | 0 | 0 | 0 | 0 | 0 | 0 | 0 | 0 | 0 | 0 | 0 | 0 | 0 | 0 | 0 | 0 | 0 | 0 | 0 | No |  | C2 | 0.0006013 | 0.0012767 | 0.0018024 | 0.003755 | 0.00751 | C2 | 0 | 0 | 0 | 0 | 0 | C2 | [5 empty] | C2 | [5 empty] | 0 | [6 empty] | 0 | [6 empty] | 0 | [6 empty] | 0 | [6 empty] | 0 | [6 empty] | 0
|  |  | 0 | 0 | C3 | 0 | 0 | 0 | 0 | 0 | 0 | 0 | 0 | 0 | 0 | 0 | 0 | 0 | 0 | 0 | 0 | 0 | 0 | 0 | 0 | 0 | 0 | 0 | 0 | 0 | 0 | 0 | 0 | 0 | 0 | 0 | 0 | 0 | 0 | 0 | 0 |  |  | C3 | 0.0006013 | 0.0012767 | 0.0018024 | 0.003755 | 0.00751 | C3 | 0 | 0 | 0 | 0 | 0 | C3 | [5 empty] | C3 | [5 empty] | 0 | [6 empty] | 0 | [6 empty] | 0 | [6 empty] | 0 | [6 empty] | 0 | [6 empty] | 0
|  |  | 0 | 0 | C4 | 0 | 0 | 0 | 0 | 0 | 0 | 0 | 0 | 0 | 0 | 0 | 0 | 0 | 0 | 0 | 0 | 0 | 0 | 0 | 0 | 0 | 0 | 0 | 0 | 0 | 0 | 0 | 0 | 0 | 0 | 0 | 0 | 0 | 0 | 0 | 0 |  |  | C4 | 0.0006013 | 0.0012767 | 0.0018024 | 0.003755 | 0.00751 | C4 | 0 | 0 | 0 | 0 | 0 | C4 | [5 empty] | C4 | [5 empty] | 0 | [6 empty] | 0 | [6 empty] | 0 | [6 empty] | 0 | [6 empty] | 0 | [6 empty] | 0
|  |  | 0 | 0 |  | 0 | 0 | 0 | 0 | 0 |  | 0 | 0 | 0 | 0 | 0 |  | 0 | 0 | 0 | 0 | 0 |  | 0 | 0 | 0 | 0 | 0 |  | 0 | 0 | 0 | 0 | 0 |  | 0 | 0 | 0 | 0 | 0 | [22 empty] | 0 | 0 | 0 | 0 | 0 | 0 |  | 0 | 0 | 0 | 0 | 0 | 0 |  | 0 | 0 | 0 | 0 | 0 | 0 |  | 0 | 0 | 0 | 0 | 0 | 0 |  | 0 | 0 | 0 | 0 | 0 | 0 |  | 0 | 0 | 0 | 0 | 0 | 0
| LV UGB |  | 0 | 0 | C1 | 0 | 0 | 0 | 0 | 0 | 0 | 0 | 0 | 0 | 0 | 0 | 0 | 0 | 0 | 0 | 0 | 0 | 0 | 0 | 0 | 0 | 0 | 0 | 0 | 0 | 0 | 0 | 0 | 0 | 0 | 0 | 0 | 0 | 0 | 0 | 0 |  |  | C1 | 0.0011805 | 0.0025075 | 0.00354 | 0.007375 | 0.01475 | C1 | 0 | 0 | 0 | 0 | 0 | C1 | [5 empty] | C1 | [5 empty] | 0 | [6 empty] | 0 | [6 empty] | 0 | [6 empty] | 0 | [6 empty] | 0 | [6 empty] | 0
|  |  | 0 | 0 | C2 | 0 | 0 | 0 | 0 | 0 | 0 | 0 | 0 | 0 | 0 | 0 | 0 | 0 | 0 | 0 | 0 | 0 | 0 | 0 | 0 | 0 | 0 | 0 | 0 | 0 | 0 | 0 | 0 | 0 | 0 | 0 | 0 | 0 | 0 | 0 | 0 |  |  | C2 | 0.0011805 | 0.0025075 | 0.00354 | 0.007375 | 0.01475 | C2 | 0 | 0 | 0 | 0 | 0 | C2 | [5 empty] | C2 | [5 empty] | 0 | [6 empty] | 0 | [6 empty] | 0 | [6 empty] | 0 | [6 empty] | 0 | [6 empty] | 0
|  |  | 0 | 0 | C3 | 0 | 0 | 0 | 0 | 0 | 0 | 0 | 0 | 0 | 0 | 0 | 0 | 0 | 0 | 0 | 0 | 0 | 0 | 0 | 0 | 0 | 0 | 0 | 0 | 0 | 0 | 0 | 0 | 0 | 0 | 0 | 0 | 0 | 0 | 0 | 0 |  |  | C3 | 0.0011805 | 0.0025075 | 0.00354 | 0.007375 | 0.01475 | C3 | 0 | 0 | 0 | 0 | 0 | C3 | [5 empty] | C3 | [5 empty] | 0 | [6 empty] | 0 | [6 empty] | 0 | [6 empty] | 0 | [6 empty] | 0 | [6 empty] | 0
|  |  | 0 | 0 | C4 | 0 | 0 | 0 | 0 | 0 | 0 | 0 | 0 | 0 | 0 | 0 | 0 | 0 | 0 | 0 | 0 | 0 | 0 | 0 | 0 | 0 | 0 | 0 | 0 | 0 | 0 | 0 | 0 | 0 | 0 | 0 | 0 | 0 | 0 | 0 | 0 |  |  | C4 | 0.0011805 | 0.0025075 | 0.00354 | 0.007375 | 0.01475 | C4 | 0 | 0 | 0 | 0 | 0 | C4 | [5 empty] | C4 | [5 empty] | 0 | [6 empty] | 0 | [6 empty] | 0 | [6 empty] | 0 | [6 empty] | 0 | [6 empty] | 0
|  |  | 0 | 0 |  | 0 | 0 | 0 | 0 | 0 |  | 0 | 0 | 0 | 0 | 0 |  | 0 | 0 | 0 | 0 | 0 |  | 0 | 0 | 0 | 0 | 0 |  | 0 | 0 | 0 | 0 | 0 |  | 0 | 0 | 0 | 0 | 0 | [22 empty] | 0 | 0 | 0 | 0 | 0 | 0 |  | 0 | 0 | 0 | 0 | 0 | 0 |  | 0 | 0 | 0 | 0 | 0 | 0 |  | 0 | 0 | 0 | 0 | 0 | 0 |  | 0 | 0 | 0 | 0 | 0 | 0 |  | 0 | 0 | 0 | 0 | 0 | 0
| LV OHL Support |  | 20882 | 21355 | C1 | 3505 | 2165 | 2360 | 1767 | 11085 | 20882 | 2373 | 2231 | 2434 | 1841 | 12051 | 20930 | 4479 | 0 | -529 | -516 | -3195 | 239 | 3361 | 1964 | 2358 | 1610 | 11589 | 20882 | 7529 | 0 | -1042 | -969 | -5045 | 473 | 3154 | 1600 | 2339 | 1250 | 12539 | 20882 |  |  | C1 | 0.0009905 | 0.0021038 | 0.00297 | 0.0061875 | 0.012375 | C1 | 5914.7239 | 5914.7239 | 5914.7239 | 5914.7239 | 5914.7239 | C1 | 5.8585 | 12.4431 | 17.5667 | 36.5974 | 73.1947 | C1 | 13902.3014 | 27760.5572 | 42757.4211 | 67375.7295 | 882069.4365 | 1033865.4457 |  | 20534.1619 | 26939.3126 | 41457.4831 | 64667.5253 | 811363.3477 | 964961.8306 |  | 19690.533 | 24438.2494 | 41422.3496 | 58921.7406 | 848253.481 | 992726.3537 |  | 45930.9071 | 24438.2494 | 32129.5494 | 40037.5057 | 614396.3862 | 756932.5978 |  | 18477.8165 | 19908.9608 | 41088.5818 | 45746.693 | 917788.4544 | 1043010.5065 |  | 62586.7195 | 19908.9608 | 22784.049 | 10283.8566 | 548521.1482 | 664084.7341
|  |  | 31820 | 31468 | C2 | 5822 | 3348 | 3298 | 2263 | 17089 | 31820 | 4106 | 3451 | 3400 | 2357 | 18579 | 31893 | 6851 | -722 | -751 | -647 | -4909 | -178 | 5614 | 3031 | 3348 | 2018 | 17809 | 31820 | 11561 | -1447 | -1527 | -1317 | -7622 | -352 | 5259 | 2486 | 3430 | 1700 | 18945 | 31820 |  |  | C2 | 0.0009905 | 0.0021038 | 0.00297 | 0.0061875 | 0.012375 | C2 | 8449.6056 | 8449.6056 | 8449.6056 | 8449.6056 | 8449.6056 | C2 | 8.3693 | 17.7759 | 25.0953 | 52.2819 | 104.5639 | C2 | 34364.487 | 61344.4855 | 85324.1178 | 123228.5206 | 1942692.137 | 2246953.7478 |  | 48726.2648 | 59513.5721 | 82764.3942 | 118314.0187 | 1786891.971 | 2096210.2209 |  | 46985.4432 | 53878.6252 | 84019.1607 | 105504.9446 | 1862177.9573 | 2152566.131 |  | 104323.7531 | 41044.4558 | 65172.5688 | 71678.5327 | 1348873.9204 | 1631093.2309 |  | 44014.3295 | 44190.7827 | 86076.9776 | 88879.2893 | 1980962.5134 | 2244123.8925 |  | 140772.2044 | 18469.1163 | 47756.4106 | 20023.9811 | 1183976.6978 | 1410998.4102
|  |  | 4337 | 4276 | C3 | 833 | 361 | 340 | 196 | 2607 | 4337 | 587 | 372 | 351 | 204 | 2834 | 4348 | 926 | -85 | -78 | -62 | -732 | -31 | 809 | 333 | 347 | 194 | 2654 | 4337 | 1505 | -159 | -158 | -136 | -1113 | -61 | 788 | 254 | 354 | 175 | 2766 | 4337 |  |  | C3 | 0.0009905 | 0.0021038 | 0.00297 | 0.0061875 | 0.012375 | C3 | 12674.4085 | 12674.4085 | 12674.4085 | 12674.4085 | 12674.4085 | C3 | 12.554 | 26.6638 | 37.643 | 78.4229 | 156.8458 | C3 | 7369.1989 | 9918.9287 | 13212.6906 | 15998.2721 | 444501.0105 | 491000.1008 |  | 10457.4833 | 9625.627 | 12798.6177 | 15370.8889 | 408897.0129 | 457149.6297 |  | 10156.1873 | 8879.041 | 13062.1186 | 15214.0431 | 416268.7657 | 463580.1556 |  | 21781.1927 | 6612.6191 | 10125.9652 | 10351.8231 | 301457.6366 | 350329.2368 |  | 9892.5532 | 6772.6018 | 13325.6196 | 13724.0079 | 433835.4958 | 477550.2784 |  | 28786.3256 | 2533.0597 | 7378.0267 | 3058.4932 | 259266.1152 | 301022.0204
|  |  | 4348 | 4288 | C4 | 957 | 343 | 407 | 191 | 2450 | 4348 | 722 | 353 | 420 | 199 | 2664 | 4358 | 895 | -85 | -89 | -61 | -690 | -30 | 929 | 331 | 396 | 191 | 2501 | 4348 | 1481 | -174 | -170 | -153 | -1044 | -60 | 896 | 277 | 381 | 198 | 2596 | 4348 |  |  | C4 | 0.0009905 | 0.0021038 | 0.00297 | 0.0061875 | 0.012375 | C4 | 21124.0141 | 21124.0141 | 21124.0141 | 21124.0141 | 21124.0141 | C4 | 20.9233 | 44.4396 | 62.7383 | 130.7048 | 261.4097 | C4 | 15106.6486 | 15687.1946 | 26350.0952 | 26010.2626 | 696395.3729 | 779549.5738 |  | 20023.6325 | 15242.7981 | 25534.497 | 24964.6239 | 640453.7025 | 726219.2541 |  | 19437.7791 | 14709.5224 | 24844.3755 | 24964.6239 | 653785.5959 | 737741.8968 |  | 38164.1648 | 10932.1526 | 19260.6648 | 16991.6288 | 473412.9205 | 558761.5316 |  | 18747.309 | 12309.7816 | 23903.3006 | 25879.5578 | 678619.515 | 759459.464 |  | 49734.7696 | 4577.2834 | 13237.7859 | 5881.7177 | 405707.8148 | 479139.3714
|  |  | 61387 | 61387 |  | 11117 | 6217 | 6405 | 4417 | 33231 |  | 7788 | 6407 | 6605 | 4601 | 36128 |  | 13151 | -892 | -1447 | -1286 | -9526 |  | 10713 | 5659 | 6449 | 4013 | 34553 |  | 22076 | -1780 | -2897 | -2575 | -14824 |  | 10097 | 4617 | 6504 | 3323 | 36846 | [22 empty] | 70742.6358 | 114711.166 | 167644.3247 | 232612.7848 | 3965657.9569 | 4551368.8682 |  | 99741.5426 | 111321.3099 | 162554.992 | 223317.0567 | 3647606.0341 | 4244540.9353 |  | 96269.9427 | 101905.438 | 163348.0044 | 204605.3522 | 3780485.7999 | 4346614.5371 |  | 210200.0178 | 83027.4769 | 126688.7481 | 139059.4904 | 2738140.8638 | 3297116.5971 |  | 91132.0083 | 83182.1269 | 164394.4796 | 174229.5481 | 4011205.9786 | 4524144.1414 |  | 281880.0191 | 45488.4203 | 91156.2722 | 39248.0485 | 2397471.776 | 2855244.536
| [Please insert new asset category as required] |  | 0 | 0 | C1 | 0 | 0 | 0 | 0 | 0 | 0 | 0 | 0 | 0 | 0 | 0 | 0 | 0 | 0 | 0 | 0 | 0 | 0 | 0 | 0 | 0 | 0 | 0 | 0 | 0 | 0 | 0 | 0 | 0 | 0 | 0 | 0 | 0 | 0 | 0 | 0 |  |  | C1 | 0.0001885 | 0.0003995 | 0.000564 | 0.001175 | 0.00235 | C1 | 0 | 0 | 0 | 0 | 0 | C1 | [5 empty] | C1 | [5 empty] | 0 | [6 empty] | 0 | [6 empty] | 0 | [6 empty] | 0 | [6 empty] | 0 | [6 empty] | 0
|  |  | 0 | 0 | C2 | 0 | 0 | 0 | 0 | 0 | 0 | 0 | 0 | 0 | 0 | 0 | 0 | 0 | 0 | 0 | 0 | 0 | 0 | 0 | 0 | 0 | 0 | 0 | 0 | 0 | 0 | 0 | 0 | 0 | 0 | 0 | 0 | 0 | 0 | 0 | 0 |  |  | C2 | 0.0001885 | 0.0003995 | 0.000564 | 0.001175 | 0.00235 | C2 | 0 | 0 | 0 | 0 | 0 | C2 | [5 empty] | C2 | [5 empty] | 0 | [6 empty] | 0 | [6 empty] | 0 | [6 empty] | 0 | [6 empty] | 0 | [6 empty] | 0
|  |  | 0 | 0 | C3 | 0 | 0 | 0 | 0 | 0 | 0 | 0 | 0 | 0 | 0 | 0 | 0 | 0 | 0 | 0 | 0 | 0 | 0 | 0 | 0 | 0 | 0 | 0 | 0 | 0 | 0 | 0 | 0 | 0 | 0 | 0 | 0 | 0 | 0 | 0 | 0 |  |  | C3 | 0.0001885 | 0.0003995 | 0.000564 | 0.001175 | 0.00235 | C3 | 0 | 0 | 0 | 0 | 0 | C3 | [5 empty] | C3 | [5 empty] | 0 | [6 empty] | 0 | [6 empty] | 0 | [6 empty] | 0 | [6 empty] | 0 | [6 empty] | 0
|  |  | 0 | 0 | C4 | 0 | 0 | 0 | 0 | 0 | 0 | 0 | 0 | 0 | 0 | 0 | 0 | 0 | 0 | 0 | 0 | 0 | 0 | 0 | 0 | 0 | 0 | 0 | 0 | 0 | 0 | 0 | 0 | 0 | 0 | 0 | 0 | 0 | 0 | 0 | 0 |  |  | C4 | 0.0001885 | 0.0003995 | 0.000564 | 0.001175 | 0.00235 | C4 | 0 | 0 | 0 | 0 | 0 | C4 | [5 empty] | C4 | [5 empty] | 0 | [6 empty] | 0 | [6 empty] | 0 | [6 empty] | 0 | [6 empty] | 0 | [6 empty] | 0
|  |  | 0 | 0 |  | 0 | 0 | 0 | 0 | 0 |  | 0 | 0 | 0 | 0 | 0 |  | 0 | 0 | 0 | 0 | 0 |  | 0 | 0 | 0 | 0 | 0 |  | 0 | 0 | 0 | 0 | 0 |  | 0 | 0 | 0 | 0 | 0 | [22 empty] | 0 | 0 | 0 | 0 | 0 | 0 |  | 0 | 0 | 0 | 0 | 0 | 0 |  | 0 | 0 | 0 | 0 | 0 | 0 |  | 0 | 0 | 0 | 0 | 0 | 0 |  | 0 | 0 | 0 | 0 | 0 | 0 |  | 0 | 0 | 0 | 0 | 0 | 0
| [Please insert new asset category as required] |  | 0 | 0 | C1 | 0 | 0 | 0 | 0 | 0 | 0 | 0 | 0 | 0 | 0 | 0 | 0 | 0 | 0 | 0 | 0 | 0 | 0 | 0 | 0 | 0 | 0 | 0 | 0 | 0 | 0 | 0 | 0 | 0 | 0 | 0 | 0 | 0 | 0 | 0 | 0 |  |  | C1 | 0.0011205 | 0.00238 | 0.00336 | 0.007 | 0.014 | C1 | 0 | 0 | 0 | 0 | 0 | C1 | [5 empty] | C1 | [5 empty] | 0 | [6 empty] | 0 | [6 empty] | 0 | [6 empty] | 0 | [6 empty] | 0 | [6 empty] | 0
|  |  | 0 | 0 | C2 | 0 | 0 | 0 | 0 | 0 | 0 | 0 | 0 | 0 | 0 | 0 | 0 | 0 | 0 | 0 | 0 | 0 | 0 | 0 | 0 | 0 | 0 | 0 | 0 | 0 | 0 | 0 | 0 | 0 | 0 | 0 | 0 | 0 | 0 | 0 | 0 |  |  | C2 | 0.0011205 | 0.00238 | 0.00336 | 0.007 | 0.014 | C2 | 0 | 0 | 0 | 0 | 0 | C2 | [5 empty] | C2 | [5 empty] | 0 | [6 empty] | 0 | [6 empty] | 0 | [6 empty] | 0 | [6 empty] | 0 | [6 empty] | 0
|  |  | 0 | 0 | C3 | 0 | 0 | 0 | 0 | 0 | 0 | 0 | 0 | 0 | 0 | 0 | 0 | 0 | 0 | 0 | 0 | 0 | 0 | 0 | 0 | 0 | 0 | 0 | 0 | 0 | 0 | 0 | 0 | 0 | 0 | 0 | 0 | 0 | 0 | 0 | 0 |  |  | C3 | 0.0011205 | 0.00238 | 0.00336 | 0.007 | 0.014 | C3 | 0 | 0 | 0 | 0 | 0 | C3 | [5 empty] | C3 | [5 empty] | 0 | [6 empty] | 0 | [6 empty] | 0 | [6 empty] | 0 | [6 empty] | 0 | [6 empty] | 0
|  |  | 0 | 0 | C4 | 0 | 0 | 0 | 0 | 0 | 0 | 0 | 0 | 0 | 0 | 0 | 0 | 0 | 0 | 0 | 0 | 0 | 0 | 0 | 0 | 0 | 0 | 0 | 0 | 0 | 0 | 0 | 0 | 0 | 0 | 0 | 0 | 0 | 0 | 0 | 0 |  |  | C4 | 0.0011205 | 0.00238 | 0.00336 | 0.007 | 0.014 | C4 | 0 | 0 | 0 | 0 | 0 | C4 | [5 empty] | C4 | [5 empty] | 0 | [6 empty] | 0 | [6 empty] | 0 | [6 empty] | 0 | [6 empty] | 0 | [6 empty] | 0
|  |  | 0 | 0 |  | 0 | 0 | 0 | 0 | 0 |  | 0 | 0 | 0 | 0 | 0 |  | 0 | 0 | 0 | 0 | 0 |  | 0 | 0 | 0 | 0 | 0 |  | 0 | 0 | 0 | 0 | 0 |  | 0 | 0 | 0 | 0 | 0 | [22 empty] | 0 | 0 | 0 | 0 | 0 | 0 |  | 0 | 0 | 0 | 0 | 0 | 0 |  | 0 | 0 | 0 | 0 | 0 | 0 |  | 0 | 0 | 0 | 0 | 0 | 0 |  | 0 | 0 | 0 | 0 | 0 | 0 |  | 0 | 0 | 0 | 0 | 0 | 0
| [Please insert new asset category as required] |  | 0 | 0 | C1 | 0 | 0 | 0 | 0 | 0 | 0 | 0 | 0 | 0 | 0 | 0 | 0 | 0 | 0 | 0 | 0 | 0 | 0 | 0 | 0 | 0 | 0 | 0 | 0 | 0 | 0 | 0 | 0 | 0 | 0 | 0 | 0 | 0 | 0 | 0 | 0 |  |  | C1 | 0 | 0 | 0 | 0 | 0 | C1 | 0 | 0 | 0 | 0 | 0 | C1 | [5 empty] | C1 | [5 empty] | 0 | [6 empty] | 0 | [6 empty] | 0 | [6 empty] | 0 | [6 empty] | 0 | [6 empty] | 0
|  |  | 0 | 0 | C2 | 0 | 0 | 0 | 0 | 0 | 0 | 0 | 0 | 0 | 0 | 0 | 0 | 0 | 0 | 0 | 0 | 0 | 0 | 0 | 0 | 0 | 0 | 0 | 0 | 0 | 0 | 0 | 0 | 0 | 0 | 0 | 0 | 0 | 0 | 0 | 0 |  |  | C2 | 0 | 0 | 0 | 0 | 0 | C2 | 0 | 0 | 0 | 0 | 0 | C2 | [5 empty] | C2 | [5 empty] | 0 | [6 empty] | 0 | [6 empty] | 0 | [6 empty] | 0 | [6 empty] | 0 | [6 empty] | 0
|  |  | 0 | 0 | C3 | 0 | 0 | 0 | 0 | 0 | 0 | 0 | 0 | 0 | 0 | 0 | 0 | 0 | 0 | 0 | 0 | 0 | 0 | 0 | 0 | 0 | 0 | 0 | 0 | 0 | 0 | 0 | 0 | 0 | 0 | 0 | 0 | 0 | 0 | 0 | 0 |  |  | C3 | 0 | 0 | 0 | 0 | 0 | C3 | 0 | 0 | 0 | 0 | 0 | C3 | [5 empty] | C3 | [5 empty] | 0 | [6 empty] | 0 | [6 empty] | 0 | [6 empty] | 0 | [6 empty] | 0 | [6 empty] | 0
|  |  | 0 | 0 | C4 | 0 | 0 | 0 | 0 | 0 | 0 | 0 | 0 | 0 | 0 | 0 | 0 | 0 | 0 | 0 | 0 | 0 | 0 | 0 | 0 | 0 | 0 | 0 | 0 | 0 | 0 | 0 | 0 | 0 | 0 | 0 | 0 | 0 | 0 | 0 | 0 |  |  | C4 | 0 | 0 | 0 | 0 | 0 | C4 | 0 | 0 | 0 | 0 | 0 | C4 | [5 empty] | C4 | [5 empty] | 0 | [6 empty] | 0 | [6 empty] | 0 | [6 empty] | 0 | [6 empty] | 0 | [6 empty] | 0
|  |  | 0 | 0 |  | 0 | 0 | 0 | 0 | 0 |  | 0 | 0 | 0 | 0 | 0 |  | 0 | 0 | 0 | 0 | 0 |  | 0 | 0 | 0 | 0 | 0 |  | 0 | 0 | 0 | 0 | 0 |  | 0 | 0 | 0 | 0 | 0 | [22 empty] | 0 | 0 | 0 | 0 | 0 | 0 |  | 0 | 0 | 0 | 0 | 0 | 0 |  | 0 | 0 | 0 | 0 | 0 | 0 |  | 0 | 0 | 0 | 0 | 0 | 0 |  | 0 | 0 | 0 | 0 | 0 | 0 |  | 0 | 0 | 0 | 0 | 0 | 0
| [Please insert new asset category as required] |  | 0 | 0 | C1 | 0 | 0 | 0 | 0 | 0 | 0 | 0 | 0 | 0 | 0 | 0 | 0 | 0 | 0 | 0 | 0 | 0 | 0 | 0 | 0 | 0 | 0 | 0 | 0 | 0 | 0 | 0 | 0 | 0 | 0 | 0 | 0 | 0 | 0 | 0 | 0 |  |  | C1 | 0 | 0 | 0 | 0 | 0 | C1 | 0 | 0 | 0 | 0 | 0 | C1 | [5 empty] | C1 | [5 empty] | 0 | [6 empty] | 0 | [6 empty] | 0 | [6 empty] | 0 | [6 empty] | 0 | [6 empty] | 0
|  |  | 0 | 0 | C2 | 0 | 0 | 0 | 0 | 0 | 0 | 0 | 0 | 0 | 0 | 0 | 0 | 0 | 0 | 0 | 0 | 0 | 0 | 0 | 0 | 0 | 0 | 0 | 0 | 0 | 0 | 0 | 0 | 0 | 0 | 0 | 0 | 0 | 0 | 0 | 0 |  |  | C2 | 0 | 0 | 0 | 0 | 0 | C2 | 0 | 0 | 0 | 0 | 0 | C2 | [5 empty] | C2 | [5 empty] | 0 | [6 empty] | 0 | [6 empty] | 0 | [6 empty] | 0 | [6 empty] | 0 | [6 empty] | 0
|  |  | 0 | 0 | C3 | 0 | 0 | 0 | 0 | 0 | 0 | 0 | 0 | 0 | 0 | 0 | 0 | 0 | 0 | 0 | 0 | 0 | 0 | 0 | 0 | 0 | 0 | 0 | 0 | 0 | 0 | 0 | 0 | 0 | 0 | 0 | 0 | 0 | 0 | 0 | 0 |  |  | C3 | 0 | 0 | 0 | 0 | 0 | C3 | 0 | 0 | 0 | 0 | 0 | C3 | [5 empty] | C3 | [5 empty] | 0 | [6 empty] | 0 | [6 empty] | 0 | [6 empty] | 0 | [6 empty] | 0 | [6 empty] | 0
|  |  | 0 | 0 | C4 | 0 | 0 | 0 | 0 | 0 | 0 | 0 | 0 | 0 | 0 | 0 | 0 | 0 | 0 | 0 | 0 | 0 | 0 | 0 | 0 | 0 | 0 | 0 | 0 | 0 | 0 | 0 | 0 | 0 | 0 | 0 | 0 | 0 | 0 | 0 | 0 |  |  | C4 | 0 | 0 | 0 | 0 | 0 | C4 | 0 | 0 | 0 | 0 | 0 | C4 | [5 empty] | C4 | [5 empty] | 0 | [6 empty] | 0 | [6 empty] | 0 | [6 empty] | 0 | [6 empty] | 0 | [6 empty] | 0
|  |  | 0 | 0 |  | 0 | 0 | 0 | 0 | 0 |  | 0 | 0 | 0 | 0 | 0 |  | 0 | 0 | 0 | 0 | 0 |  | 0 | 0 | 0 | 0 | 0 |  | 0 | 0 | 0 | 0 | 0 |  | 0 | 0 | 0 | 0 | 0 | [22 empty] | 0 | 0 | 0 | 0 | 0 | 0 |  | 0 | 0 | 0 | 0 | 0 | 0 |  | 0 | 0 | 0 | 0 | 0 | 0 |  | 0 | 0 | 0 | 0 | 0 | 0 |  | 0 | 0 | 0 | 0 | 0 | 0 |  | 0 | 0 | 0 | 0 | 0 | 0
| [Please insert new asset category as required] |  | 0 | 0 | C1 | 0 | 0 | 0 | 0 | 0 | 0 | 0 | 0 | 0 | 0 | 0 | 0 | 0 | 0 | 0 | 0 | 0 | 0 | 0 | 0 | 0 | 0 | 0 | 0 | 0 | 0 | 0 | 0 | 0 | 0 | 0 | 0 | 0 | 0 | 0 | 0 |  |  | C1 | 0 | 0 | 0 | 0 | 0 | C1 | 0 | 0 | 0 | 0 | 0 | C1 | [5 empty] | C1 | [5 empty] | 0 | [6 empty] | 0 | [6 empty] | 0 | [6 empty] | 0 | [6 empty] | 0 | [6 empty] | 0
|  |  | 0 | 0 | C2 | 0 | 0 | 0 | 0 | 0 | 0 | 0 | 0 | 0 | 0 | 0 | 0 | 0 | 0 | 0 | 0 | 0 | 0 | 0 | 0 | 0 | 0 | 0 | 0 | 0 | 0 | 0 | 0 | 0 | 0 | 0 | 0 | 0 | 0 | 0 | 0 |  |  | C2 | 0 | 0 | 0 | 0 | 0 | C2 | 0 | 0 | 0 | 0 | 0 | C2 | [5 empty] | C2 | [5 empty] | 0 | [6 empty] | 0 | [6 empty] | 0 | [6 empty] | 0 | [6 empty] | 0 | [6 empty] | 0
|  |  | 0 | 0 | C3 | 0 | 0 | 0 | 0 | 0 | 0 | 0 | 0 | 0 | 0 | 0 | 0 | 0 | 0 | 0 | 0 | 0 | 0 | 0 | 0 | 0 | 0 | 0 | 0 | 0 | 0 | 0 | 0 | 0 | 0 | 0 | 0 | 0 | 0 | 0 | 0 |  |  | C3 | 0 | 0 | 0 | 0 | 0 | C3 | 0 | 0 | 0 | 0 | 0 | C3 | [5 empty] | C3 | [5 empty] | 0 | [6 empty] | 0 | [6 empty] | 0 | [6 empty] | 0 | [6 empty] | 0 | [6 empty] | 0
|  |  | 0 | 0 | C4 | 0 | 0 | 0 | 0 | 0 | 0 | 0 | 0 | 0 | 0 | 0 | 0 | 0 | 0 | 0 | 0 | 0 | 0 | 0 | 0 | 0 | 0 | 0 | 0 | 0 | 0 | 0 | 0 | 0 | 0 | 0 | 0 | 0 | 0 | 0 | 0 |  |  | C4 | 0 | 0 | 0 | 0 | 0 | C4 | 0 | 0 | 0 | 0 | 0 | C4 | [5 empty] | C4 | [5 empty] | 0 | [6 empty] | 0 | [6 empty] | 0 | [6 empty] | 0 | [6 empty] | 0 | [6 empty] | 0
|  |  | 0 | 0 |  | 0 | 0 | 0 | 0 | 0 |  | 0 | 0 | 0 | 0 | 0 |  | 0 | 0 | 0 | 0 | 0 |  | 0 | 0 | 0 | 0 | 0 |  | 0 | 0 | 0 | 0 | 0 |  | 0 | 0 | 0 | 0 | 0 | [22 empty] | 0 | 0 | 0 | 0 | 0 | 0 |  | 0 | 0 | 0 | 0 | 0 | 0 |  | 0 | 0 | 0 | 0 | 0 | 0 |  | 0 | 0 | 0 | 0 | 0 | 0 |  | 0 | 0 | 0 | 0 | 0 | 0 |  | 0 | 0 | 0 | 0 | 0 | 0
[63 empty] | 70742.6358 | 114711.166 | 167644.3247 | 232612.7848 | 3965657.9569 | 4551368.8682 |  | 99741.5426 | 111321.3099 | 162554.992 | 223317.0567 | 3647606.0341 | 4244540.9353 |  | 96269.9427 | 101905.438 | 163348.0044 | 204605.3522 | 3780485.7999 | 4346614.5371 |  | 210200.0178 | 83027.4769 | 126688.7481 | 139059.4904 | 2738140.8638 | 3297116.5971 |  | 91132.0083 | 83182.1269 | 164394.4796 | 174229.5481 | 4011205.9786 | 4524144.1414 |  | 281880.0191 | 45488.4203 | 91156.2722 | 39248.0485 | 2397471.776 | 2855244.536
| HV Network | [73 empty] | 0 | [6 empty] | 0 | [6 empty] | 0 | [6 empty] | 0 | [6 empty] | 0
| HV Switchgear (GM) - Primary |  | 1994 | 1994 | C1 | 401 | 710 | 449 | 339 | 95 | 1994 | 352 | 710 | 449 | 339 | 150 | 2000 | 82 | 53 | 53 | -106 | -82 | 0 | 362 | 577 | 426 | 375 | 254 | 1994 | 148 | 103 | 101 | -204 | -148 | 0 | 357 | 452 | 410 | 292 | 483 | 1994 |  |  | C1 | 0.00044 | 0.00093394 | 0.0013185 | 0.0027469 | 0.0054937 | C1 | 34438.4519 | 34438.4519 | 34438.4519 | 34438.4519 | 34438.4519 | C1 | 15.1529 | 32.1634 | 45.4071 | 94.5981 | 189.1962 | C1 | 5333.8274 | 22835.9868 | 20387.7874 | 32068.7635 | 28379.4368 | 109005.8019 |  | 6076.3205 | 22835.9868 | 20387.7874 | 32068.7635 | 17973.6433 | 99342.5015 |  | 5485.3566 | 18558.2597 | 19343.4241 | 35474.296 | 48055.8463 | 126917.1826 |  | 6727.896 | 20262.9179 | 21750.0003 | 25446.895 | 32541.7542 | 106729.4633 |  | 5409.592 | 14537.8395 | 18616.9105 | 27622.6518 | 91381.7864 | 157568.7802 |  | 7652.224 | 17850.6657 | 23203.0275 | 8324.6348 | 63380.7421 | 120411.2941
|  |  | 1387 | 1387 | C2 | 296 | 447 | 367 | 207 | 70 | 1387 | 259 | 447 | 367 | 207 | 110 | 1390 | 58 | 37 | 47 | -84 | -58 | 0 | 269 | 371 | 316 | 268 | 163 | 1387 | 111 | 84 | 103 | -187 | -111 | 0 | 267 | 312 | 249 | 237 | 322 | 1387 |  |  | C2 | 0.00044 | 0.00093394 | 0.0013185 | 0.0027469 | 0.0054937 | C2 | 49197.7884 | 49197.7884 | 49197.7884 | 49197.7884 | 49197.7884 | C2 | 21.647 | 45.9477 | 64.8673 | 135.1402 | 270.2804 | C2 | 5606.58 | 20538.6038 | 23806.2932 | 27974.0162 | 29730.8385 | 107656.3318 |  | 6407.52 | 20538.6038 | 23806.2932 | 27974.0162 | 18919.6245 | 97646.0578 |  | 5823.0502 | 17046.5817 | 20498.0618 | 36217.5669 | 44055.6971 | 123640.9577 |  | 7078.5778 | 18746.6451 | 23546.8241 | 24865.7922 | 28379.4368 | 102617.276 |  | 5779.7562 | 14335.6698 | 16151.9537 | 32028.2215 | 87030.2728 | 155325.8739 |  | 8182.5762 | 18195.2732 | 22833.284 | 6757.0088 | 57029.1539 | 112997.296
|  |  | 672 | 672 | C3 | 87 | 301 | 131 | 108 | 45 | 672 | 63 | 301 | 131 | 108 | 71 | 674 | 35 | 17 | 21 | -38 | -35 | 0 | 70 | 243 | 139 | 121 | 99 | 672 | 58 | 27 | 33 | -60 | -58 | 0 | 82 | 181 | 165 | 76 | 168 | 672 |  |  | C3 | 0.00044 | 0.00093394 | 0.0013185 | 0.0027469 | 0.0054937 | C3 | 73796.6826 | 73796.6826 | 73796.6826 | 73796.6826 | 73796.6826 | C3 | 32.4705 | 68.9215 | 97.3009 | 202.7103 | 405.4205 | C3 | 2045.644 | 20745.3683 | 12746.4213 | 21892.7084 | 28784.8573 | 86214.9993 |  | 2824.937 | 20745.3683 | 12746.4213 | 21892.7084 | 18243.9236 | 76453.3586 |  | 2272.9378 | 16747.9219 | 13524.8287 | 24527.9418 | 40136.632 | 97210.2622 |  | 3409.4067 | 17919.5872 | 15568.1482 | 16824.9518 | 25946.9136 | 79669.0075 |  | 2662.5843 | 12474.7896 | 16054.6528 | 15405.98 | 68110.6482 | 114708.6549 |  | 4545.8757 | 14335.6698 | 19265.5834 | 3243.3642 | 44596.2578 | 85986.7508
|  |  | 485 | 485 | C4 | 55 | 223 | 145 | 53 | 9 | 485 | 50 | 223 | 145 | 53 | 14 | 485 | 11 | 13 | 15 | -28 | -11 | 0 | 51 | 189 | 125 | 90 | 30 | 485 | 26 | 29 | 36 | -65 | -26 | 0 | 54 | 150 | 123 | 83 | 75 | 485 |  |  | C4 | 0.00044 | 0.00093394 | 0.0013185 | 0.0027469 | 0.0054937 | C4 | 122994.4711 | 122994.4711 | 122994.4711 | 122994.4711 | 122994.4711 | C4 | 54.1176 | 114.8691 | 162.1682 | 337.8504 | 675.7009 | C4 | 2705.8784 | 25615.8202 | 23514.3905 | 17906.0732 | 9459.8123 | 79201.9745 |  | 2976.4662 | 25615.8202 | 23514.3905 | 17906.0732 | 6081.3079 | 76094.0579 |  | 2759.9959 | 21710.2691 | 20271.0263 | 30406.5394 | 20271.0263 | 95418.857 |  | 3355.2892 | 23203.5681 | 22703.5494 | 20946.7271 | 12838.3166 | 83047.4504 |  | 2922.3486 | 17230.3723 | 19946.6898 | 28041.5863 | 50677.5657 | 118818.5628 |  | 4329.4054 | 20561.5776 | 25784.7454 | 6081.3079 | 33109.3429 | 89866.3792
|  |  | 4538 | 4538 |  | 839 | 1681 | 1092 | 707 | 219 |  | 724 | 1681 | 1092 | 707 | 345 |  | 186 | 120 | 136 | -256 | -186 |  | 752 | 1380 | 1006 | 854 | 546 |  | 343 | 243 | 273 | -516 | -343 |  | 760 | 1095 | 947 | 688 | 1048 | [22 empty] | 15691.9298 | 89735.7791 | 80454.8924 | 99841.5614 | 96354.9448 | 382079.1075 |  | 18285.2436 | 89735.7791 | 80454.8924 | 99841.5614 | 61218.4993 | 349535.9758 |  | 16341.3406 | 74063.0324 | 73637.3408 | 126626.3441 | 152519.2016 | 443187.2595 |  | 20571.1697 | 80132.7182 | 83568.522 | 88084.3661 | 99706.4212 | 372063.1972 |  | 16774.2812 | 58578.6711 | 70770.2069 | 103098.4396 | 297200.2731 | 546421.8718 |  | 24710.0812 | 70943.1863 | 91086.6403 | 24406.3156 | 198115.4967 | 409261.7201
| HV Switchgear (GM) - Distribution |  | 10209 | 10209 | C1 | 5077 | 2115 | 1706 | 950 | 361 | 10209 | 4916 | 2115 | 1715 | 952 | 526 | 10224 | 336 | 0 | 142 | -142 | -336 | 0 | 4373 | 2554 | 1155 | 1095 | 1032 | 10209 | 722 | 0 | 289 | -289 | -722 | 0 | 2908 | 3897 | 443 | 689 | 2272 | 10209 |  |  | C1 | 0.0005845 | 0.001241 | 0.001752 | 0.00365 | 0.0073 | C1 | 16096.8528 | 16096.8528 | 16096.8528 | 16096.8528 | 16096.8528 | C1 | 9.4086 | 19.9762 | 28.2017 | 58.7535 | 117.507 | C1 | 46252.7289 | 42249.6509 | 48365.8916 | 55933.344 | 61808.6953 | 254610.3107 |  | 47767.5152 | 42249.6509 | 48112.0764 | 55815.837 | 42420.0361 | 236365.1157 |  | 41143.8535 | 51019.2002 | 32572.9474 | 64335.0963 | 121267.25 | 310338.3474 |  | 44305.1466 | 51019.2002 | 36577.5868 | 55992.0975 | 81784.8896 | 269678.9207 |  | 27360.2392 | 77847.2291 | 12493.3469 | 40481.1702 | 266975.9613 | 425157.9468 |  | 34153.2559 | 77847.2291 | 20643.6342 | 23501.405 | 182135.8891 | 338281.4134
|  |  | 8083 | 8083 | C2 | 3653 | 1734 | 1445 | 930 | 321 | 8083 | 3510 | 1734 | 1453 | 933 | 468 | 8098 | 333 | 0 | 144 | -144 | -333 | 0 | 3248 | 1871 | 1077 | 983 | 904 | 8083 | 705 | 0 | 316 | -316 | -705 | 0 | 2326 | 2648 | 473 | 669 | 1967 | 8083 |  |  | C2 | 0.0005845 | 0.001241 | 0.001752 | 0.00365 | 0.0073 | C2 | 22995.504 | 22995.504 | 22995.504 | 22995.504 | 22995.504 | C2 | 13.4409 | 28.5374 | 40.2881 | 83.9336 | 167.8672 | C2 | 47177.4609 | 49483.887 | 58538.6426 | 78310.039 | 78561.8397 | 312071.8693 |  | 49099.5057 | 49483.887 | 58216.3376 | 78058.2382 | 53885.3644 | 288743.3329 |  | 43655.9525 | 53393.5136 | 43390.3084 | 82506.7184 | 151751.9297 | 374698.4226 |  | 48131.7629 | 53393.5136 | 49191.7981 | 70420.2816 | 95852.1592 | 316989.5153 |  | 31263.4684 | 75567.0893 | 19056.2821 | 56151.5713 | 330194.7409 | 512233.1521 |  | 40739.2832 | 75567.0893 | 31787.329 | 29628.5571 | 211848.3798 | 389570.6383
|  |  | 3552 | 3552 | C3 | 1691 | 795 | 454 | 419 | 193 | 3552 | 1608 | 795 | 456 | 420 | 281 | 3560 | 166 | 0 | 57 | -57 | -166 | 0 | 1523 | 820 | 369 | 390 | 450 | 3552 | 295 | 0 | 107 | -107 | -295 | 0 | 1160 | 1128 | 215 | 227 | 822 | 3552 |  |  | C3 | 0.0005845 | 0.001241 | 0.001752 | 0.00365 | 0.0073 | C3 | 34493.2559 | 34493.2559 | 34493.2559 | 34493.2559 | 34493.2559 | C3 | 20.1613 | 42.8061 | 60.4322 | 125.9004 | 251.8008 | C3 | 32419.3834 | 34030.8738 | 27557.0761 | 52878.1614 | 70756.0159 | 217641.5106 |  | 34092.772 | 34030.8738 | 27436.2117 | 52752.261 | 48597.5483 | 196909.6668 |  | 30705.6722 | 35101.0271 | 22299.476 | 49101.1498 | 113310.3458 | 250517.671 |  | 34052.4494 | 35101.0271 | 25744.1106 | 41924.8279 | 71511.4182 | 208333.8332 |  | 23387.1174 | 48285.3153 | 12992.9196 | 28579.3872 | 206980.2316 | 320224.9712 |  | 29334.7033 | 48285.3153 | 19459.1634 | 15108.0461 | 132699.0049 | 244886.233
|  |  | 1765 | 1765 | C4 | 562 | 439 | 238 | 377 | 149 | 1765 | 498 | 439 | 239 | 378 | 217 | 1771 | 140 | 0 | 39 | -39 | -140 | 0 | 421 | 513 | 175 | 277 | 379 | 1765 | 231 | 0 | 52 | -52 | -231 | 0 | 259 | 653 | 99 | 110 | 644 | 1765 |  |  | C4 | 0.0005845 | 0.001241 | 0.001752 | 0.00365 | 0.0073 | C4 | 57488.7599 | 57488.7599 | 57488.7599 | 57488.7599 | 57488.7599 | C4 | 33.6022 | 71.3436 | 100.7203 | 209.834 | 419.6679 | C4 | 16733.8857 | 31319.8189 | 24072.1535 | 79317.242 | 91067.9446 | 242511.0447 |  | 18884.4253 | 31319.8189 | 23971.4331 | 79107.4081 | 62530.5241 | 215813.6095 |  | 14146.5178 | 36599.2417 | 17626.0538 | 58124.0107 | 159054.152 | 285549.976 |  | 18850.8231 | 36599.2417 | 21554.1458 | 49940.4857 | 100300.6394 | 227245.3356 |  | 8702.9647 | 46587.3388 | 9971.3104 | 23081.7371 | 270266.158 | 358609.5091 |  | 16465.0683 | 46587.3388 | 15208.7664 | 12170.3705 | 173322.8622 | 263754.4062
|  |  | 23609 | 23609 |  | 10983 | 5083 | 3843 | 2676 | 1024 |  | 10532 | 5083 | 3863 | 2683 | 1492 |  | 975 | 0 | 382 | -382 | -975 |  | 9565 | 5758 | 2776 | 2745 | 2765 |  | 1953 | 0 | 764 | -764 | -1953 |  | 6653 | 8326 | 1230 | 1695 | 5705 | [22 empty] | 142583.459 | 157084.2307 | 158533.7638 | 266438.7864 | 302194.4955 | 1026834.7353 |  | 149844.2181 | 157084.2307 | 157736.0589 | 265733.7442 | 207433.473 | 937831.7249 |  | 129651.996 | 176112.9826 | 115888.7856 | 254066.9753 | 545383.6776 | 1221104.4171 |  | 145340.1819 | 176112.9826 | 133067.6413 | 218277.6927 | 349449.1063 | 1022247.6048 |  | 90713.7897 | 248286.9726 | 54513.8591 | 148293.8658 | 1074417.0919 | 1616225.5791 |  | 120692.3107 | 248286.9726 | 87098.893 | 80408.3787 | 700006.136 | 1236492.691
| HV Transformer (GM) |  | 7022 | 7022 | C1 | 1702 | 1675 | 1507 | 1837 | 301 | 7022 | 1665 | 1675 | 1510 | 1841 | 334 | 7025 | 0 | 0 | 0 | 0 | 0 | 0 | 1337 | 1902 | 1482 | 1688 | 613 | 7022 | 0 | 0 | 0 | 0 | 0 | 0 | 724 | 2003 | 1413 | 1715 | 1167 | 7022 |  |  | C1 | 0.0009005 | 0.0019125 | 0.0027 | 0.005625 | 0.01125 | C1 | 11174.3231 | 11174.3231 | 11174.3231 | 11174.3231 | 11174.3231 | C1 | 10.0625 | 21.3709 | 30.1707 | 62.8556 | 125.7111 | C1 | 16754.0258 | 35796.2457 | 45557.7154 | 115717.0999 | 41987.5192 | 255812.6061 |  | 17126.3375 | 35796.2457 | 45467.2034 | 115465.6777 | 37839.0517 | 251694.516 |  | 13453.5331 | 40647.4385 | 44712.9366 | 106100.1981 | 77060.9259 | 281975.0321 |  | 13453.5331 | 40647.4385 | 44712.9366 | 106100.1981 | 77060.9259 | 281975.0321 |  | 7285.2341 | 42805.8986 | 42631.1602 | 107797.2984 | 146704.8948 | 347224.4861 |  | 7285.2341 | 42805.8986 | 42631.1602 | 107797.2984 | 146704.8948 | 347224.4861
|  |  | 5131 | 5131 | C2 | 653 | 992 | 1403 | 1833 | 250 | 5131 | 618 | 992 | 1407 | 1838 | 278 | 5133 | 5 | 0 | 0 | 0 | -5 | 0 | 498 | 1058 | 1374 | 1660 | 541 | 5131 | 11 | 0 | 0 | 0 | -11 | 0 | 234 | 996 | 1117 | 1712 | 1072 | 5131 |  |  | C2 | 0.0009005 | 0.0019125 | 0.0027 | 0.005625 | 0.01125 | C2 | 15963.3188 | 15963.3188 | 15963.3188 | 15963.3188 | 15963.3188 | C2 | 14.375 | 30.5298 | 43.101 | 89.7937 | 179.5873 | C2 | 8883.7306 | 30285.6083 | 60643.0516 | 165040.7618 | 49925.2794 | 314778.4317 |  | 9386.8545 | 30285.6083 | 60470.6478 | 164591.7934 | 44896.834 | 309631.738 |  | 7158.7343 | 32300.5783 | 59220.7199 | 149057.4889 | 97156.7488 | 344894.2701 |  | 7230.6092 | 32300.5783 | 59220.7199 | 149057.4889 | 96258.8121 | 344068.2083 |  | 3363.7426 | 30407.7277 | 48143.773 | 153726.7596 | 192517.6242 | 428159.6272 |  | 3521.8673 | 30407.7277 | 48143.773 | 153726.7596 | 190542.1635 | 426342.2912
|  |  | 2775 | 2775 | C3 | 404 | 494 | 629 | 1081 | 167 | 2775 | 384 | 494 | 630 | 1083 | 185 | 2776 | 70 | 0 | 0 | 0 | -70 | 0 | 311 | 551 | 615 | 973 | 325 | 2775 | 139 | 0 | 0 | 0 | -139 | 0 | 198 | 519 | 449 | 994 | 615 | 2775 |  |  | C3 | 0.0009005 | 0.0019125 | 0.0027 | 0.005625 | 0.01125 | C3 | 23944.9781 | 23944.9781 | 23944.9781 | 23944.9781 | 23944.9781 | C3 | 21.5625 | 45.7948 | 64.6514 | 134.6905 | 269.381 | C3 | 8279.9819 | 22622.6167 | 40730.4078 | 145869.8137 | 49835.4857 | 267338.3058 |  | 8711.2309 | 22622.6167 | 40665.7564 | 145600.4327 | 44986.6277 | 262586.6643 |  | 6705.9228 | 25232.9186 | 39760.6362 | 131053.8584 | 87548.8263 | 290302.1624 |  | 8215.2945 | 25232.9186 | 39760.6362 | 131053.8584 | 68692.156 | 272954.8638 |  | 4269.3657 | 23767.486 | 29028.497 | 133882.359 | 165669.3175 | 356617.0251 |  | 7266.5466 | 23767.486 | 29028.497 | 133882.359 | 128225.3579 | 322170.2464
|  |  | 1330 | 1330 | C4 | 234 | 286 | 235 | 507 | 68 | 1330 | 227 | 286 | 235 | 508 | 75 | 1331 | 34 | 0 | 0 | 0 | -34 | 0 | 184 | 319 | 237 | 435 | 155 | 1330 | 70 | 0 | 0 | 0 | -70 | 0 | 77 | 333 | 222 | 388 | 310 | 1330 |  |  | C4 | 0.0009005 | 0.0019125 | 0.0027 | 0.005625 | 0.01125 | C4 | 39908.2969 | 39908.2969 | 39908.2969 | 39908.2969 | 39908.2969 | C4 | 35.9374 | 76.3246 | 107.7524 | 224.4842 | 448.9683 | C4 | 8157.7946 | 21828.8407 | 25321.8144 | 114037.9584 | 33672.6255 | 203019.0336 |  | 8409.3566 | 21828.8407 | 25321.8144 | 113813.4742 | 30529.8471 | 199903.333 |  | 6612.4855 | 24347.5531 | 25537.3192 | 97650.6139 | 69590.0927 | 223738.0644 |  | 7834.3579 | 24347.5531 | 25537.3192 | 97650.6139 | 54325.1691 | 209695.0132 |  | 2767.1814 | 25416.0977 | 23921.0332 | 87099.858 | 139180.1854 | 278384.3557 |  | 5282.8009 | 25416.0977 | 23921.0332 | 87099.858 | 107752.4016 | 249472.1914
|  |  | 16258 | 16258 |  | 2993 | 3447 | 3774 | 5258 | 786 |  | 2894 | 3447 | 3782 | 5270 | 872 |  | 109 | 0 | 0 | 0 | -109 |  | 2330 | 3830 | 3708 | 4756 | 1634 |  | 220 | 0 | 0 | 0 | -220 |  | 1233 | 3851 | 3201 | 4809 | 3164 | [22 empty] | 42075.5329 | 110533.3115 | 172252.9892 | 540665.6337 | 175420.9098 | 1040948.3771 |  | 43633.7795 | 110533.3115 | 171925.4219 | 539471.378 | 158252.3605 | 1023816.2513 |  | 33930.6757 | 122528.4884 | 169231.6118 | 483862.1594 | 331356.5936 | 1140909.529 |  | 36733.7946 | 122528.4884 | 169231.6118 | 483862.1594 | 296337.0631 | 1108693.1174 |  | 17685.5238 | 122397.2101 | 143724.4633 | 482506.275 | 644072.0218 | 1410385.494 |  | 23356.4489 | 122397.2101 | 143724.4633 | 482506.275 | 573224.8178 | 1345209.215
| HV UG Cable |  | 0 | 0 | C1 | 0 | 0 | 0 | 0 | 0 | 0 | 0 | 0 | 0 | 0 | 0 | 0 | 0 | 0 | 0 | 0 | 0 | 0 | 0 | 0 | 0 | 0 | 0 | 0 | 0 | 0 | 0 | 0 | 0 | 0 | 0 | 0 | 0 | 0 | 0 | 0 |  |  | C1 | 0 | 0 | 0 | 0 | 0 | C1 | 0 | 0 | 0 | 0 | 0 | C1 | [5 empty] | C1 | [5 empty] | 0 | [6 empty] | 0 | [6 empty] | 0 | [6 empty] | 0 | [6 empty] | 0 | [6 empty] | 0
|  |  | 0 | 0 | C2 | 0 | 0 | 0 | 0 | 0 | 0 | 0 | 0 | 0 | 0 | 0 | 0 | 0 | 0 | 0 | 0 | 0 | 0 | 0 | 0 | 0 | 0 | 0 | 0 | 0 | 0 | 0 | 0 | 0 | 0 | 0 | 0 | 0 | 0 | 0 | 0 |  |  | C2 | 0 | 0 | 0 | 0 | 0 | C2 | 0 | 0 | 0 | 0 | 0 | C2 | [5 empty] | C2 | [5 empty] | 0 | [6 empty] | 0 | [6 empty] | 0 | [6 empty] | 0 | [6 empty] | 0 | [6 empty] | 0
|  |  | 0 | 0 | C3 | 0 | 0 | 0 | 0 | 0 | 0 | 0 | 0 | 0 | 0 | 0 | 0 | 0 | 0 | 0 | 0 | 0 | 0 | 0 | 0 | 0 | 0 | 0 | 0 | 0 | 0 | 0 | 0 | 0 | 0 | 0 | 0 | 0 | 0 | 0 | 0 |  |  | C3 | 0 | 0 | 0 | 0 | 0 | C3 | 0 | 0 | 0 | 0 | 0 | C3 | [5 empty] | C3 | [5 empty] | 0 | [6 empty] | 0 | [6 empty] | 0 | [6 empty] | 0 | [6 empty] | 0 | [6 empty] | 0
|  |  | 0 | 0 | C4 | 0 | 0 | 0 | 0 | 0 | 0 | 0 | 0 | 0 | 0 | 0 | 0 | 0 | 0 | 0 | 0 | 0 | 0 | 0 | 0 | 0 | 0 | 0 | 0 | 0 | 0 | 0 | 0 | 0 | 0 | 0 | 0 | 0 | 0 | 0 | 0 |  |  | C4 | 0 | 0 | 0 | 0 | 0 | C4 | 0 | 0 | 0 | 0 | 0 | C4 | [5 empty] | C4 | [5 empty] | 0 | [6 empty] | 0 | [6 empty] | 0 | [6 empty] | 0 | [6 empty] | 0 | [6 empty] | 0
|  |  | 0 | 0 |  | 0 | 0 | 0 | 0 | 0 |  | 0 | 0 | 0 | 0 | 0 |  | 0 | 0 | 0 | 0 | 0 |  | 0 | 0 | 0 | 0 | 0 |  | 0 | 0 | 0 | 0 | 0 |  | 0 | 0 | 0 | 0 | 0 | [22 empty] | 0 | 0 | 0 | 0 | 0 | 0 |  | 0 | 0 | 0 | 0 | 0 | 0 |  | 0 | 0 | 0 | 0 | 0 | 0 |  | 0 | 0 | 0 | 0 | 0 | 0 |  | 0 | 0 | 0 | 0 | 0 | 0 |  | 0 | 0 | 0 | 0 | 0 | 0
| HV OHL Support - Poles |  | 13095 | 13097 | C1 | 1440 | 5410 | 2831 | 1198 | 2216 | 13095 | 736 | 5476 | 2596 | 1650 | 2686 | 13144 | 783 | -14 | -255 | -223 | -291 | 0 | 978 | 4582 | 3112 | 1404 | 3019 | 13095 | 1424 | -5 | -616 | -361 | -440 | 2 | 1308 | 3237 | 3656 | 1120 | 3774 | 13095 |  |  | C1 | 0.0009505 | 0.0020188 | 0.00285 | 0.0059375 | 0.011875 | C1 | 5715.9736 | 5715.9736 | 5715.9736 | 5715.9736 | 5715.9736 | C1 | 5.433 | 11.5391 | 16.2905 | 33.9386 | 67.8772 | C1 | 3998.7122 | 63188.2308 | 42290.2025 | 55998.6791 | 182318.1238 | 347793.9485 |  | 7823.5674 | 62426.6487 | 46118.4758 | 40658.4349 | 150415.846 | 307442.9729 |  | 5313.5062 | 52872.2559 | 50696.1133 | 47649.7852 | 204921.227 | 361452.8876 |  | 9567.571 | 52710.7082 | 46542.0295 | 40081.4788 | 185168.9657 | 334070.7532 |  | 7106.4071 | 37352.1371 | 59558.1588 | 38011.2246 | 256168.5031 | 398196.4308 |  | 14843.046 | 37294.4415 | 49523.1955 | 25759.3924 | 226302.5409 | 353722.6163
|  |  | 157896 | 157894 | C2 | 24583 | 52792 | 46561 | 13346 | 20614 | 157896 | 18795 | 53432 | 42702 | 18381 | 24990 | 158300 | 13103 | -3529 | -3592 | -3316 | -2666 | 0 | 19856 | 45577 | 43906 | 20870 | 27687 | 157896 | 25606 | -7072 | -7114 | -6813 | -4609 | -2 | 21741 | 33255 | 42251 | 21159 | 39490 | 157896 |  |  | C2 | 0.0009505 | 0.0020188 | 0.00285 | 0.0059375 | 0.011875 | C2 | 8165.6766 | 8165.6766 | 8165.6766 | 8165.6766 | 8165.6766 | C2 | 7.7615 | 16.4845 | 23.2722 | 48.4837 | 96.9674 | C2 | 145876.9343 | 880797.6485 | 993768.5596 | 891178.9794 | 2423215.5699 | 5334837.6916 |  | 190800.3551 | 870247.5943 | 1083575.8958 | 647063.5253 | 1998886.1848 | 4790573.5554 |  | 154111.8599 | 751312.2179 | 1021788.2623 | 1011854.9208 | 2684736.674 | 5623803.9349 |  | 255810.4749 | 693138.5597 | 938194.5977 | 851082.9555 | 2426221.5596 | 5164448.1474 |  | 168742.2414 | 548190.706 | 983272.8071 | 1025866.7115 | 3829243.0114 | 6555315.4775 |  | 367482.5861 | 431612.6073 | 817714.5304 | 695547.2302 | 3382320.2198 | 5694677.1738
|  |  | 16159 | 16159 | C3 | 2527 | 4835 | 4788 | 1836 | 2173 | 16159 | 1764 | 4894 | 4391 | 2529 | 2634 | 16212 | 1381 | -325 | -364 | -388 | -304 | 0 | 1911 | 4203 | 4444 | 2439 | 3162 | 16159 | 2576 | -653 | -691 | -690 | -542 | 0 | 2197 | 3069 | 4102 | 2143 | 4648 | 16159 |  |  | C3 | 0.0009505 | 0.0020188 | 0.00285 | 0.0059375 | 0.011875 | C3 | 12248.5149 | 12248.5149 | 12248.5149 | 12248.5149 | 12248.5149 | C3 | 11.6422 | 24.7267 | 34.9083 | 72.7256 | 145.4511 | C3 | 20536.8645 | 121012.4184 | 153282.2027 | 183922.9345 | 383118.236 | 861872.6559 |  | 29419.8733 | 119553.5437 | 167140.7849 | 133524.1232 | 316065.2721 | 765703.5972 |  | 22248.2699 | 103926.2759 | 155132.3408 | 177377.6343 | 459916.4245 | 918600.9454 |  | 38326.1666 | 95890.1018 | 142425.7315 | 149160.1181 | 415699.2856 | 841501.4036 |  | 25577.9429 | 75886.21 | 143193.7133 | 155850.8693 | 676056.7808 | 1076565.5165 |  | 55568.2847 | 59739.6818 | 119072.1005 | 105670.2348 | 597222.2767 | 937272.5785
|  |  | 1146 | 1146 | C4 | 175 | 409 | 303 | 127 | 132 | 1146 | 123 | 414 | 278 | 175 | 160 | 1150 | 98 | -27 | -25 | -27 | -19 | 0 | 133 | 345 | 306 | 169 | 193 | 1146 | 190 | -59 | -52 | -44 | -35 | 0 | 122 | 279 | 308 | 136 | 301 | 1146 |  |  | C4 | 0.0009505 | 0.0020188 | 0.00285 | 0.0059375 | 0.011875 | C4 | 20414.1915 | 20414.1915 | 20414.1915 | 20414.1915 | 20414.1915 | C4 | 19.4037 | 41.2111 | 58.1804 | 121.2093 | 242.4185 | C4 | 2386.6538 | 17061.4157 | 16174.1639 | 21211.6209 | 38786.9639 | 95620.8182 |  | 3395.6456 | 16855.36 | 17628.6751 | 15393.5763 | 31999.2452 | 85272.5022 |  | 2580.6906 | 14217.8465 | 17803.2164 | 20484.3653 | 46786.7752 | 101872.8941 |  | 4482.2522 | 13105.1454 | 16348.7053 | 17211.7152 | 42180.8232 | 93328.6414 |  | 2367.2501 | 11497.9106 | 17919.5773 | 16484.4597 | 72967.9758 | 121237.1735 |  | 6053.951 | 9066.4528 | 14894.1941 | 11151.2521 | 64483.3275 | 105649.1775
|  |  | 188296 | 188296 |  | 28725 | 63446 | 54483 | 16507 | 25135 |  | 21418 | 64216 | 49967 | 22735 | 30470 |  | 15365 | -3895 | -4236 | -3954 | -3280 |  | 22878 | 54707 | 51768 | 24882 | 34061 |  | 29796 | -7789 | -8473 | -7908 | -5626 |  | 25368 | 39840 | 50317 | 24558 | 48213 | [22 empty] | 172799.1647 | 1082059.7134 | 1205515.1287 | 1152312.2139 | 3027438.8936 | 6640125.1142 |  | 231439.4415 | 1069083.1467 | 1314463.8316 | 836639.6598 | 2497366.5481 | 5948992.6277 |  | 184254.3266 | 922328.5962 | 1245419.9329 | 1257366.7056 | 3396361.1007 | 7005730.662 |  | 308186.4647 | 854844.5152 | 1143511.0639 | 1057536.2676 | 3069270.6341 | 6433348.9455 |  | 203793.8415 | 672926.9638 | 1203944.2566 | 1236213.2652 | 4834436.2712 | 8151314.5982 |  | 443947.8678 | 537713.1834 | 1001204.0206 | 838128.1095 | 4270328.3649 | 7091321.5462
| [Please insert new asset category as required] |  | 0 | 0 | C1 | 0 | 0 | 0 | 0 | 0 | 0 | 0 | 0 | 0 | 0 | 0 | 0 | 0 | 0 | 0 | 0 | 0 | 0 | 0 | 0 | 0 | 0 | 0 | 0 | 0 | 0 | 0 | 0 | 0 | 0 | 0 | 0 | 0 | 0 | 0 | 0 |  |  | C1 | 0 | 0 | 0 | 0 | 0 | C1 | 0 | 0 | 0 | 0 | 0 | C1 | [5 empty] | C1 | [5 empty] | 0 | [6 empty] | 0 | [6 empty] | 0 | [6 empty] | 0 | [6 empty] | 0 | [6 empty] | 0
|  |  | 457 | 915 | C2 | 11 | 170 | 212 | 61 | 3 | 457 | 9 | 168 | 206 | 71 | 3 | 457 | 24 | 208 | 226 | 0 | 0 | 458 | 9 | 152 | 216 | 76 | 5 | 458 | 44 | 219 | 195 | 0 | 0 | 458 | 7 | 134 | 220 | 90 | 7 | 458 |  |  | C2 | 0 | 0 | 0 | 0 | 0 | C2 | 0 | 0 | 0 | 0 | 0 | C2 | [5 empty] | C2 | [5 empty] | 0 | [6 empty] | 0 | [6 empty] | 0 | [6 empty] | 0 | [6 empty] | 0 | [6 empty] | 0
|  |  | 0 | 0 | C3 | 0 | 0 | 0 | 0 | 0 | 0 | 0 | 0 | 0 | 0 | 0 | 0 | 0 | 0 | 0 | 0 | 0 | 0 | 0 | 0 | 0 | 0 | 0 | 0 | 0 | 0 | 0 | 0 | 0 | 0 | 0 | 0 | 0 | 0 | 0 | 0 |  |  | C3 | 0 | 0 | 0 | 0 | 0 | C3 | 0 | 0 | 0 | 0 | 0 | C3 | [5 empty] | C3 | [5 empty] | 0 | [6 empty] | 0 | [6 empty] | 0 | [6 empty] | 0 | [6 empty] | 0 | [6 empty] | 0
|  |  | 0 | 0 | C4 | 0 | 0 | 0 | 0 | 0 | 0 | 0 | 0 | 0 | 0 | 0 | 0 | 0 | 0 | 0 | 0 | 0 | 0 | 0 | 0 | 0 | 0 | 0 | 0 | 0 | 0 | 0 | 0 | 0 | 0 | 0 | 0 | 0 | 0 | 0 | 0 |  |  | C4 | 0 | 0 | 0 | 0 | 0 | C4 | 0 | 0 | 0 | 0 | 0 | C4 | [5 empty] | C4 | [5 empty] | 0 | [6 empty] | 0 | [6 empty] | 0 | [6 empty] | 0 | [6 empty] | 0 | [6 empty] | 0
|  |  | 457 | 915 |  | 11 | 170 | 212 | 61 | 3 |  | 9 | 168 | 206 | 71 | 3 |  | 24 | 208 | 226 | 0 | 0 |  | 9 | 152 | 216 | 76 | 5 |  | 44 | 219 | 195 | 0 | 0 |  | 7 | 134 | 220 | 90 | 7 | [22 empty] | 0 | 0 | 0 | 0 | 0 | 0 |  | 0 | 0 | 0 | 0 | 0 | 0 |  | 0 | 0 | 0 | 0 | 0 | 0 |  | 0 | 0 | 0 | 0 | 0 | 0 |  | 0 | 0 | 0 | 0 | 0 | 0 |  | 0 | 0 | 0 | 0 | 0 | 0
| [Please insert new asset category as required] |  | 0 | 0 | C1 | 0 | 0 | 0 | 0 | 0 | 0 | 0 | 0 | 0 | 0 | 0 | 0 | 0 | 0 | 0 | 0 | 0 | 0 | 0 | 0 | 0 | 0 | 0 | 0 | 0 | 0 | 0 | 0 | 0 | 0 | 0 | 0 | 0 | 0 | 0 | 0 |  |  | C1 | 0 | 0 | 0 | 0 | 0 | C1 | 0 | 0 | 0 | 0 | 0 | C1 | [5 empty] | C1 | [5 empty] | 0 | [6 empty] | 0 | [6 empty] | 0 | [6 empty] | 0 | [6 empty] | 0 | [6 empty] | 0
|  |  | 457 | 915 | C2 | 10 | 23 | 183 | 202 | 39 | 457 | 4 | 9 | 120 | 269 | 55 | 457 | 23 | 79 | 203 | 153 | 0 | 458 | 8 | 17 | 148 | 237 | 48 | 458 | 43 | 116 | 235 | 64 | 0 | 458 | 6 | 11 | 113 | 272 | 56 | 458 |  |  | C2 | 0 | 0 | 0 | 0 | 0 | C2 | 0 | 0 | 0 | 0 | 0 | C2 | [5 empty] | C2 | [5 empty] | 0 | [6 empty] | 0 | [6 empty] | 0 | [6 empty] | 0 | [6 empty] | 0 | [6 empty] | 0
|  |  | 0 | 0 | C3 | 0 | 0 | 0 | 0 | 0 | 0 | 0 | 0 | 0 | 0 | 0 | 0 | 0 | 0 | 0 | 0 | 0 | 0 | 0 | 0 | 0 | 0 | 0 | 0 | 0 | 0 | 0 | 0 | 0 | 0 | 0 | 0 | 0 | 0 | 0 | 0 |  |  | C3 | 0 | 0 | 0 | 0 | 0 | C3 | 0 | 0 | 0 | 0 | 0 | C3 | [5 empty] | C3 | [5 empty] | 0 | [6 empty] | 0 | [6 empty] | 0 | [6 empty] | 0 | [6 empty] | 0 | [6 empty] | 0
|  |  | 0 | 0 | C4 | 0 | 0 | 0 | 0 | 0 | 0 | 0 | 0 | 0 | 0 | 0 | 0 | 0 | 0 | 0 | 0 | 0 | 0 | 0 | 0 | 0 | 0 | 0 | 0 | 0 | 0 | 0 | 0 | 0 | 0 | 0 | 0 | 0 | 0 | 0 | 0 |  |  | C4 | 0 | 0 | 0 | 0 | 0 | C4 | 0 | 0 | 0 | 0 | 0 | C4 | [5 empty] | C4 | [5 empty] | 0 | [6 empty] | 0 | [6 empty] | 0 | [6 empty] | 0 | [6 empty] | 0 | [6 empty] | 0
|  |  | 457 | 915 |  | 10 | 23 | 183 | 202 | 39 |  | 4 | 9 | 120 | 269 | 55 |  | 23 | 79 | 203 | 153 | 0 |  | 8 | 17 | 148 | 237 | 48 |  | 43 | 116 | 235 | 64 | 0 |  | 6 | 11 | 113 | 272 | 56 | [22 empty] | 0 | 0 | 0 | 0 | 0 | 0 |  | 0 | 0 | 0 | 0 | 0 | 0 |  | 0 | 0 | 0 | 0 | 0 | 0 |  | 0 | 0 | 0 | 0 | 0 | 0 |  | 0 | 0 | 0 | 0 | 0 | 0 |  | 0 | 0 | 0 | 0 | 0 | 0
| [Please insert new asset category as required] |  | 0 | 0 | C1 | 0 | 0 | 0 | 0 | 0 | 0 | 0 | 0 | 0 | 0 | 0 | 0 | 0 | 0 | 0 | 0 | 0 | 0 | 0 | 0 | 0 | 0 | 0 | 0 | 0 | 0 | 0 | 0 | 0 | 0 | 0 | 0 | 0 | 0 | 0 | 0 |  |  | C1 | 0 | 0 | 0 | 0 | 0 | C1 | 0 | 0 | 0 | 0 | 0 | C1 | [5 empty] | C1 | [5 empty] | 0 | [6 empty] | 0 | [6 empty] | 0 | [6 empty] | 0 | [6 empty] | 0 | [6 empty] | 0
|  |  | 0 | 0 | C2 | 0 | 0 | 0 | 0 | 0 | 0 | 0 | 0 | 0 | 0 | 0 | 0 | 0 | 0 | 0 | 0 | 0 | 0 | 0 | 0 | 0 | 0 | 0 | 0 | 0 | 0 | 0 | 0 | 0 | 0 | 0 | 0 | 0 | 0 | 0 | 0 |  |  | C2 | 0 | 0 | 0 | 0 | 0 | C2 | 0 | 0 | 0 | 0 | 0 | C2 | [5 empty] | C2 | [5 empty] | 0 | [6 empty] | 0 | [6 empty] | 0 | [6 empty] | 0 | [6 empty] | 0 | [6 empty] | 0
|  |  | 0 | 0 | C3 | 0 | 0 | 0 | 0 | 0 | 0 | 0 | 0 | 0 | 0 | 0 | 0 | 0 | 0 | 0 | 0 | 0 | 0 | 0 | 0 | 0 | 0 | 0 | 0 | 0 | 0 | 0 | 0 | 0 | 0 | 0 | 0 | 0 | 0 | 0 | 0 |  |  | C3 | 0 | 0 | 0 | 0 | 0 | C3 | 0 | 0 | 0 | 0 | 0 | C3 | [5 empty] | C3 | [5 empty] | 0 | [6 empty] | 0 | [6 empty] | 0 | [6 empty] | 0 | [6 empty] | 0 | [6 empty] | 0
|  |  | 0 | 0 | C4 | 0 | 0 | 0 | 0 | 0 | 0 | 0 | 0 | 0 | 0 | 0 | 0 | 0 | 0 | 0 | 0 | 0 | 0 | 0 | 0 | 0 | 0 | 0 | 0 | 0 | 0 | 0 | 0 | 0 | 0 | 0 | 0 | 0 | 0 | 0 | 0 |  |  | C4 | 0 | 0 | 0 | 0 | 0 | C4 | 0 | 0 | 0 | 0 | 0 | C4 | [5 empty] | C4 | [5 empty] | 0 | [6 empty] | 0 | [6 empty] | 0 | [6 empty] | 0 | [6 empty] | 0 | [6 empty] | 0
|  |  | 0 | 0 |  | 0 | 0 | 0 | 0 | 0 |  | 0 | 0 | 0 | 0 | 0 |  | 0 | 0 | 0 | 0 | 0 |  | 0 | 0 | 0 | 0 | 0 |  | 0 | 0 | 0 | 0 | 0 |  | 0 | 0 | 0 | 0 | 0 | [22 empty] | 0 | 0 | 0 | 0 | 0 | 0 |  | 0 | 0 | 0 | 0 | 0 | 0 |  | 0 | 0 | 0 | 0 | 0 | 0 |  | 0 | 0 | 0 | 0 | 0 | 0 |  | 0 | 0 | 0 | 0 | 0 | 0 |  | 0 | 0 | 0 | 0 | 0 | 0
| [Please insert new asset category as required] |  | 0 | 0 | C1 | 0 | 0 | 0 | 0 | 0 | 0 | 0 | 0 | 0 | 0 | 0 | 0 | 0 | 0 | 0 | 0 | 0 | 0 | 0 | 0 | 0 | 0 | 0 | 0 | 0 | 0 | 0 | 0 | 0 | 0 | 0 | 0 | 0 | 0 | 0 | 0 |  |  | C1 | 0 | 0 | 0 | 0 | 0 | C1 | 0 | 0 | 0 | 0 | 0 | C1 | [5 empty] | C1 | [5 empty] | 0 | [6 empty] | 0 | [6 empty] | 0 | [6 empty] | 0 | [6 empty] | 0 | [6 empty] | 0
|  |  | 0 | 0 | C2 | 0 | 0 | 0 | 0 | 0 | 0 | 0 | 0 | 0 | 0 | 0 | 0 | 0 | 0 | 0 | 0 | 0 | 0 | 0 | 0 | 0 | 0 | 0 | 0 | 0 | 0 | 0 | 0 | 0 | 0 | 0 | 0 | 0 | 0 | 0 | 0 |  |  | C2 | 0 | 0 | 0 | 0 | 0 | C2 | 0 | 0 | 0 | 0 | 0 | C2 | [5 empty] | C2 | [5 empty] | 0 | [6 empty] | 0 | [6 empty] | 0 | [6 empty] | 0 | [6 empty] | 0 | [6 empty] | 0
|  |  | 0 | 0 | C3 | 0 | 0 | 0 | 0 | 0 | 0 | 0 | 0 | 0 | 0 | 0 | 0 | 0 | 0 | 0 | 0 | 0 | 0 | 0 | 0 | 0 | 0 | 0 | 0 | 0 | 0 | 0 | 0 | 0 | 0 | 0 | 0 | 0 | 0 | 0 | 0 |  |  | C3 | 0 | 0 | 0 | 0 | 0 | C3 | 0 | 0 | 0 | 0 | 0 | C3 | [5 empty] | C3 | [5 empty] | 0 | [6 empty] | 0 | [6 empty] | 0 | [6 empty] | 0 | [6 empty] | 0 | [6 empty] | 0
|  |  | 0 | 0 | C4 | 0 | 0 | 0 | 0 | 0 | 0 | 0 | 0 | 0 | 0 | 0 | 0 | 0 | 0 | 0 | 0 | 0 | 0 | 0 | 0 | 0 | 0 | 0 | 0 | 0 | 0 | 0 | 0 | 0 | 0 | 0 | 0 | 0 | 0 | 0 | 0 |  |  | C4 | 0 | 0 | 0 | 0 | 0 | C4 | 0 | 0 | 0 | 0 | 0 | C4 | [5 empty] | C4 | [5 empty] | 0 | [6 empty] | 0 | [6 empty] | 0 | [6 empty] | 0 | [6 empty] | 0 | [6 empty] | 0
|  |  | 0 | 0 |  | 0 | 0 | 0 | 0 | 0 |  | 0 | 0 | 0 | 0 | 0 |  | 0 | 0 | 0 | 0 | 0 |  | 0 | 0 | 0 | 0 | 0 |  | 0 | 0 | 0 | 0 | 0 |  | 0 | 0 | 0 | 0 | 0 | [22 empty] | 0 | 0 | 0 | 0 | 0 | 0 |  | 0 | 0 | 0 | 0 | 0 | 0 |  | 0 | 0 | 0 | 0 | 0 | 0 |  | 0 | 0 | 0 | 0 | 0 | 0 |  | 0 | 0 | 0 | 0 | 0 | 0 |  | 0 | 0 | 0 | 0 | 0 | 0
| [Please insert new asset category as required] |  | 0 | 0 | C1 | 0 | 0 | 0 | 0 | 0 | 0 | 0 | 0 | 0 | 0 | 0 | 0 | 0 | 0 | 0 | 0 | 0 | 0 | 0 | 0 | 0 | 0 | 0 | 0 | 0 | 0 | 0 | 0 | 0 | 0 | 0 | 0 | 0 | 0 | 0 | 0 |  |  | C1 | 0 | 0 | 0 | 0 | 0 | C1 | 0 | 0 | 0 | 0 | 0 | C1 | [5 empty] | C1 | [5 empty] | 0 | [6 empty] | 0 | [6 empty] | 0 | [6 empty] | 0 | [6 empty] | 0 | [6 empty] | 0
|  |  | 0 | 0 | C2 | 0 | 0 | 0 | 0 | 0 | 0 | 0 | 0 | 0 | 0 | 0 | 0 | 0 | 0 | 0 | 0 | 0 | 0 | 0 | 0 | 0 | 0 | 0 | 0 | 0 | 0 | 0 | 0 | 0 | 0 | 0 | 0 | 0 | 0 | 0 | 0 |  |  | C2 | 0 | 0 | 0 | 0 | 0 | C2 | 0 | 0 | 0 | 0 | 0 | C2 | [5 empty] | C2 | [5 empty] | 0 | [6 empty] | 0 | [6 empty] | 0 | [6 empty] | 0 | [6 empty] | 0 | [6 empty] | 0
|  |  | 0 | 0 | C3 | 0 | 0 | 0 | 0 | 0 | 0 | 0 | 0 | 0 | 0 | 0 | 0 | 0 | 0 | 0 | 0 | 0 | 0 | 0 | 0 | 0 | 0 | 0 | 0 | 0 | 0 | 0 | 0 | 0 | 0 | 0 | 0 | 0 | 0 | 0 | 0 |  |  | C3 | 0 | 0 | 0 | 0 | 0 | C3 | 0 | 0 | 0 | 0 | 0 | C3 | [5 empty] | C3 | [5 empty] | 0 | [6 empty] | 0 | [6 empty] | 0 | [6 empty] | 0 | [6 empty] | 0 | [6 empty] | 0
|  |  | 0 | 0 | C4 | 0 | 0 | 0 | 0 | 0 | 0 | 0 | 0 | 0 | 0 | 0 | 0 | 0 | 0 | 0 | 0 | 0 | 0 | 0 | 0 | 0 | 0 | 0 | 0 | 0 | 0 | 0 | 0 | 0 | 0 | 0 | 0 | 0 | 0 | 0 | 0 |  |  | C4 | 0 | 0 | 0 | 0 | 0 | C4 | 0 | 0 | 0 | 0 | 0 | C4 | [5 empty] | C4 | [5 empty] | 0 | [6 empty] | 0 | [6 empty] | 0 | [6 empty] | 0 | [6 empty] | 0 | [6 empty] | 0
|  |  | 0 | 0 |  | 0 | 0 | 0 | 0 | 0 |  | 0 | 0 | 0 | 0 | 0 |  | 0 | 0 | 0 | 0 | 0 |  | 0 | 0 | 0 | 0 | 0 |  | 0 | 0 | 0 | 0 | 0 |  | 0 | 0 | 0 | 0 | 0 | [22 empty] | 0 | 0 | 0 | 0 | 0 | 0 |  | 0 | 0 | 0 | 0 | 0 | 0 |  | 0 | 0 | 0 | 0 | 0 | 0 |  | 0 | 0 | 0 | 0 | 0 | 0 |  | 0 | 0 | 0 | 0 | 0 | 0 |  | 0 | 0 | 0 | 0 | 0 | 0
[63 empty] | 373150.0865 | 1439413.0346 | 1616756.774 | 2059258.1953 | 3601409.2437 | 9089987.3341 |  | 443202.6827 | 1426436.468 | 1724580.2048 | 1741686.3433 | 2924270.8809 | 8260176.5797 |  | 364178.339 | 1295033.0996 | 1604177.6712 | 2121922.1843 | 4425620.5735 | 9810931.8676 |  | 510831.6109 | 1233618.7045 | 1529378.839 | 1847760.4858 | 3814763.2248 | 8936352.865 |  | 328967.4361 | 1102189.8175 | 1472952.786 | 1970111.8456 | 6850125.6579 | 11724347.5431 |  | 612706.7086 | 979340.5524 | 1323114.0171 | 1425449.0788 | 5741674.8154 | 10082285.1723
| EHV Network | [66 empty] | 0 | [6 empty] | 0 | [6 empty] | 0 | [6 empty] | 0 | [6 empty] | 0 | [6 empty] | 0
| EHV Switchgear (GM) |  | 485 | 485 | C1 | 178 | 110 | 23 | 142 | 32 | 485 | 163 | 110 | 23 | 142 | 48 | 486 | 46 | 0 | 0 | -17 | -29 | 0 | 168 | 97 | 33 | 106 | 81 | 485 | 65 | 0 | 0 | -11 | -54 | 0 | 134 | 106 | 48 | 48 | 149 | 485 |  |  | C1 | 0.0005205 | 0.001105 | 0.00156 | 0.00325 | 0.0065 | C1 | 94642.5006 | 94642.5006 | 94642.5006 | 94642.5006 | 94642.5006 | C1 | 49.2614 | 104.58 | 147.6423 | 307.5881 | 615.1763 | C1 | 8029.6117 | 11503.796 | 3395.7729 | 43677.514 | 29528.4602 | 96135.1548 |  | 8768.533 | 11503.796 | 3395.7729 | 43677.514 | 19685.6401 | 87031.2561 |  | 8275.9188 | 10144.2564 | 4872.1959 | 32604.3415 | 49829.2766 | 105725.9892 |  | 10541.9442 | 10144.2564 | 4872.1959 | 27375.3433 | 31989.1652 | 84922.9051 |  | 6601.0305 | 11085.4761 | 7086.8304 | 14764.2301 | 91661.2619 | 131198.829 |  | 9803.0229 | 11085.4761 | 7086.8304 | 11380.7607 | 58441.7441 | 97797.8343
|  |  | 272 | 272 | C2 | 78 | 51 | 6 | 99 | 38 | 272 | 60 | 51 | 6 | 99 | 57 | 273 | 7 | 0 | 0 | -2 | -5 | 0 | 68 | 49 | 8 | 66 | 81 | 272 | 32 | 0 | 0 | -2 | -30 | 0 | 78 | 30 | 21 | 17 | 126 | 272 |  |  | C2 | 0.0005205 | 0.001105 | 0.00156 | 0.00325 | 0.0065 | C2 | 135203.5723 | 135203.5723 | 135203.5723 | 135203.5723 | 135203.5723 | C2 | 70.3735 | 149.3999 | 210.9176 | 439.4116 | 878.8232 | C2 | 4222.4076 | 7619.3973 | 1265.5054 | 43501.7494 | 50092.9236 | 106701.9833 |  | 5489.1298 | 7619.3973 | 1265.5054 | 43501.7494 | 33395.2824 | 91271.0644 |  | 4785.3952 | 7320.5974 | 1687.3406 | 29001.1663 | 71184.6808 | 113979.1804 |  | 5278.0095 | 7320.5974 | 1687.3406 | 28122.343 | 66790.5647 | 109198.8552 |  | 5489.1298 | 4481.9984 | 4429.269 | 7469.9974 | 110731.7257 | 132602.1204 |  | 7741.0805 | 4481.9984 | 4429.269 | 6591.1742 | 84367.0291 | 107610.5513
|  |  | 232 | 232 | C3 | 54 | 90 | 15 | 56 | 17 | 232 | 45 | 90 | 15 | 56 | 26 | 232 | 7 | 0 | 0 | -4 | -3 | 0 | 49 | 82 | 22 | 37 | 42 | 232 | 11 | 0 | 0 | -4 | -7 | 0 | 54 | 59 | 31 | 23 | 65 | 232 |  |  | C3 | 0.0005205 | 0.001105 | 0.00156 | 0.00325 | 0.0065 | C3 | 202805.3585 | 202805.3585 | 202805.3585 | 202805.3585 | 202805.3585 | C3 | 105.5602 | 224.0999 | 316.3764 | 659.1174 | 1318.2348 | C3 | 4750.2085 | 20168.9929 | 4745.6454 | 36910.5752 | 34274.1056 | 100849.5276 |  | 5700.2502 | 20168.9929 | 4745.6454 | 36910.5752 | 22409.9921 | 89935.4559 |  | 5172.4493 | 18376.1935 | 6960.2799 | 24387.3444 | 55365.8629 | 110262.1299 |  | 5911.3706 | 18376.1935 | 6960.2799 | 21750.8747 | 51411.1584 | 104409.8771 |  | 5700.2502 | 13221.8953 | 9807.6671 | 15159.7005 | 85685.264 | 129574.7772 |  | 6861.4123 | 13221.8953 | 9807.6671 | 12523.2309 | 76457.6202 | 118871.8258
|  |  | 86 | 86 | C4 | 17 | 15 | 0 | 51 | 3 | 86 | 15 | 15 | 0 | 51 | 5 | 86 | 0 | 0 | 0 | 0 | 0 | 0 | 16 | 15 | 0 | 43 | 12 | 86 | 0 | 0 | 0 | 0 | 0 | 0 | 17 | 12 | 3 | 7 | 47 | 86 |  |  | C4 | 0.0005205 | 0.001105 | 0.00156 | 0.00325 | 0.0065 | C4 | 338008.9309 | 338008.9309 | 338008.9309 | 338008.9309 | 338008.9309 | C4 | 175.9336 | 373.4999 | 527.2939 | 1098.529 | 2197.0581 | C4 | 2639.0047 | 5602.498 | 0 | 56024.9803 | 10985.2903 | 75251.7733 |  | 2990.872 | 5602.498 | 0 | 56024.9803 | 6591.1742 | 71209.5245 |  | 2814.9384 | 5602.498 | 0 | 47236.7481 | 26364.6966 | 82018.8811 |  | 2814.9384 | 5602.498 | 0 | 47236.7481 | 26364.6966 | 82018.8811 |  | 2990.872 | 4481.9984 | 1581.8818 | 7689.7032 | 103261.7284 | 120006.1838 |  | 2990.872 | 4481.9984 | 1581.8818 | 7689.7032 | 103261.7284 | 120006.1838
|  |  | 1075 | 1075 |  | 327 | 266 | 44 | 348 | 90 |  | 283 | 266 | 44 | 348 | 136 |  | 60 | 0 | 0 | -23 | -37 |  | 301 | 243 | 63 | 252 | 216 |  | 108 | 0 | 0 | -17 | -91 |  | 283 | 207 | 103 | 95 | 387 | [22 empty] | 19641.2325 | 44894.6842 | 9406.9237 | 180114.819 | 124880.7796 | 378938.4391 |  | 22948.7851 | 44894.6842 | 9406.9237 | 180114.819 | 82082.0888 | 339447.3008 |  | 21048.7017 | 41443.5454 | 13519.8164 | 133229.6002 | 202744.5169 | 411986.1806 |  | 24546.2626 | 41443.5454 | 13519.8164 | 124485.3091 | 176555.5849 | 380550.5186 |  | 20781.2826 | 33271.3683 | 22905.6484 | 45083.6312 | 391339.98 | 513381.9104 |  | 27396.3877 | 33271.3683 | 22905.6484 | 38184.8689 | 322528.1218 | 444286.3952
| EHV Transformer |  | 278 | 278 | C1 | 47 | 73 | 111 | 39 | 8 | 278 | 35 | 70 | 111 | 42 | 20 | 278 | 11 | 15 | 0 | -15 | -11 | 0 | 38 | 63 | 77 | 77 | 23 | 278 | 24 | 28 | 0 | -28 | -24 | 0 | 34 | 57 | 56 | 70 | 61 | 278 |  |  | C1 | 0.0044805 | 0.00952 | 0.01344 | 0.028 | 0.056 | C1 | 55161.4821 | 55161.4821 | 55161.4821 | 55161.4821 | 55161.4821 | C1 | 247.151 | 525.1373 | 741.3703 | 1544.5215 | 3089.043 | C1 | 8650.2857 | 36759.6117 | 82292.1055 | 64869.903 | 61780.86 | 254352.7658 |  | 11616.098 | 38335.0236 | 82292.1055 | 60236.3385 | 24712.344 | 217191.9095 |  | 9391.7388 | 33083.6505 | 57085.5146 | 118928.1554 | 71047.989 | 289537.0483 |  | 12110.4 | 40960.7102 | 57085.5146 | 95760.3329 | 37068.516 | 242985.4737 |  | 8403.1347 | 29932.8267 | 41516.7379 | 108116.5049 | 188431.6229 | 376400.8271 |  | 14334.7592 | 44636.6713 | 41516.7379 | 64869.903 | 114294.5909 | 279652.6623
|  |  | 301 | 301 | C2 | 60 | 62 | 134 | 34 | 11 | 301 | 44 | 59 | 134 | 36 | 27 | 300 | 16 | 15 | 0 | -15 | -16 | 0 | 49 | 60 | 82 | 77 | 33 | 301 | 25 | 32 | 0 | -32 | -25 | 0 | 44 | 54 | 63 | 73 | 67 | 301 |  |  | C2 | 0.0044805 | 0.00952 | 0.01344 | 0.028 | 0.056 | C2 | 78802.1173 | 78802.1173 | 78802.1173 | 78802.1173 | 78802.1173 | C2 | 353.0729 | 750.1962 | 1059.1005 | 2206.4593 | 4412.9186 | C2 | 15535.207 | 44261.5732 | 141919.4612 | 79432.5342 | 119148.8014 | 400297.577 |  | 21184.3732 | 46512.1617 | 141919.4612 | 75019.6157 | 48542.1043 | 333177.716 |  | 17300.5714 | 45011.7694 | 86846.2374 | 169897.3649 | 145626.3128 | 464682.2559 |  | 22949.7376 | 56264.7117 | 86846.2374 | 136800.4756 | 75019.6157 | 377880.7781 |  | 15535.207 | 40510.5925 | 66723.3288 | 161071.5278 | 295665.5441 | 579506.2001 |  | 24362.0292 | 64516.8695 | 66723.3288 | 90464.8307 | 185342.5799 | 431409.6379
|  |  | 134 | 134 | C3 | 14 | 29 | 69 | 20 | 2 | 134 | 10 | 28 | 69 | 22 | 5 | 134 | 4 | 8 | 0 | -8 | -4 | 0 | 11 | 20 | 53 | 38 | 12 | 134 | 6 | 18 | 0 | -18 | -6 | 0 | 11 | 17 | 35 | 40 | 31 | 134 |  |  | C3 | 0.0044805 | 0.00952 | 0.01344 | 0.028 | 0.056 | C3 | 118203.1759 | 118203.1759 | 118203.1759 | 118203.1759 | 118203.1759 | C3 | 529.6093 | 1125.2942 | 1588.6507 | 3309.6889 | 6619.3779 | C3 | 5296.0933 | 31508.2386 | 109616.8972 | 72813.1564 | 33096.8893 | 252331.2748 |  | 7414.5306 | 32633.5328 | 109616.8972 | 66193.7785 | 13238.7557 | 229097.4949 |  | 5825.7026 | 22505.8847 | 84198.4863 | 125768.1792 | 79432.5342 | 317730.7871 |  | 7944.1399 | 31508.2386 | 84198.4863 | 99290.6678 | 52955.0228 | 275896.5554 |  | 5825.7026 | 19130.002 | 55602.774 | 132387.5571 | 205200.7134 | 418146.7491 |  | 9003.3586 | 39385.2982 | 55602.774 | 72813.1564 | 165484.4463 | 342289.0335
|  |  | 43 | 43 | C4 | 7 | 11 | 17 | 8 | 0 | 43 | 7 | 10 | 17 | 9 | 0 | 43 | 1 | 2 | 0 | -2 | -1 | 0 | 6 | 9 | 15 | 12 | 1 | 43 | 4 | 4 | 0 | -4 | -4 | 0 | 1 | 12 | 13 | 8 | 9 | 43 |  |  | C4 | 0.0044805 | 0.00952 | 0.01344 | 0.028 | 0.056 | C4 | 197005.2932 | 197005.2932 | 197005.2932 | 197005.2932 | 197005.2932 | C4 | 882.6822 | 1875.4904 | 2647.7511 | 5516.1482 | 11032.2964 | C4 | 6178.7755 | 18754.9039 | 45011.7694 | 49645.3339 | 0 | 119590.7827 |  | 6178.7755 | 20630.3943 | 45011.7694 | 44129.1857 | 0 | 115950.1249 |  | 5296.0933 | 16879.4135 | 39716.2671 | 66193.7785 | 11032.2964 | 139117.8489 |  | 6178.7755 | 20630.3943 | 39716.2671 | 55161.4821 | 0 | 121686.919 |  | 882.6822 | 22505.8847 | 34420.7648 | 44129.1857 | 99290.6678 | 201229.1852 |  | 4413.4111 | 30007.8463 | 34420.7648 | 22064.5928 | 55161.4821 | 146068.0971
|  |  | 756 | 756 |  | 128 | 175 | 331 | 101 | 21 |  | 96 | 167 | 331 | 109 | 52 |  | 32 | 40 | 0 | -40 | -32 |  | 104 | 152 | 227 | 204 | 69 |  | 59 | 82 | 0 | -82 | -59 |  | 90 | 140 | 167 | 191 | 168 | [22 empty] | 35660.3615 | 131284.3274 | 378840.2333 | 266760.9275 | 214026.5506 | 1026572.4003 |  | 46393.7773 | 138111.1124 | 378840.2333 | 245578.9183 | 86493.2039 | 895417.2453 |  | 37814.1061 | 117480.7181 | 267846.5054 | 480787.478 | 307139.1324 | 1211067.9401 |  | 49183.0531 | 149364.0548 | 267846.5054 | 387012.9585 | 165043.1545 | 1018449.7263 |  | 30646.7266 | 112079.3058 | 198263.6054 | 445704.7754 | 788588.5482 | 1575282.9614 |  | 52113.5581 | 178546.6853 | 198263.6054 | 250212.4828 | 520283.0992 | 1199419.4309
| EHV UG Cable (Gas) |  | 0 | 0 | C1 | 0 | 0 | 0 | 0 | 0 | 0 | 0 | 0 | 0 | 0 | 0 | 0 | 0 | 0 | 0 | 0 | 0 | 0 | 0 | 0 | 0 | 0 | 0 | 0 | 0 | 0 | 0 | 0 | 0 | 0 | 0 | 0 | 0 | 0 | 0 | 0 |  |  | C1 | 0 | 0 | 0 | 0 | 0 | C1 | 0 | 0 | 0 | 0 | 0 | C1 | [5 empty] | C1 | [5 empty] | 0 | [6 empty] | 0 | [6 empty] | 0 | [6 empty] | 0 | [6 empty] | 0 | [6 empty] | 0
|  |  | 0 | 0 | C2 | 0 | 0 | 0 | 0 | 0 | 0 | 0 | 0 | 0 | 0 | 0 | 0 | 0 | 0 | 0 | 0 | 0 | 0 | 0 | 0 | 0 | 0 | 0 | 0 | 0 | 0 | 0 | 0 | 0 | 0 | 0 | 0 | 0 | 0 | 0 | 0 |  |  | C2 | 0 | 0 | 0 | 0 | 0 | C2 | 0 | 0 | 0 | 0 | 0 | C2 | [5 empty] | C2 | [5 empty] | 0 | [6 empty] | 0 | [6 empty] | 0 | [6 empty] | 0 | [6 empty] | 0 | [6 empty] | 0
|  |  | 0 | 0 | C3 | 0 | 0 | 0 | 0 | 0 | 0 | 0 | 0 | 0 | 0 | 0 | 0 | 0 | 0 | 0 | 0 | 0 | 0 | 0 | 0 | 0 | 0 | 0 | 0 | 0 | 0 | 0 | 0 | 0 | 0 | 0 | 0 | 0 | 0 | 0 | 0 |  |  | C3 | 0 | 0 | 0 | 0 | 0 | C3 | 0 | 0 | 0 | 0 | 0 | C3 | [5 empty] | C3 | [5 empty] | 0 | [6 empty] | 0 | [6 empty] | 0 | [6 empty] | 0 | [6 empty] | 0 | [6 empty] | 0
|  |  | 0 | 0 | C4 | 0 | 0 | 0 | 0 | 0 | 0 | 0 | 0 | 0 | 0 | 0 | 0 | 0 | 0 | 0 | 0 | 0 | 0 | 0 | 0 | 0 | 0 | 0 | 0 | 0 | 0 | 0 | 0 | 0 | 0 | 0 | 0 | 0 | 0 | 0 | 0 |  |  | C4 | 0 | 0 | 0 | 0 | 0 | C4 | 0 | 0 | 0 | 0 | 0 | C4 | [5 empty] | C4 | [5 empty] | 0 | [6 empty] | 0 | [6 empty] | 0 | [6 empty] | 0 | [6 empty] | 0 | [6 empty] | 0
|  |  | 0 | 0 |  | 0 | 0 | 0 | 0 | 0 |  | 0 | 0 | 0 | 0 | 0 |  | 0 | 0 | 0 | 0 | 0 |  | 0 | 0 | 0 | 0 | 0 |  | 0 | 0 | 0 | 0 | 0 |  | 0 | 0 | 0 | 0 | 0 | [22 empty] | 0 | 0 | 0 | 0 | 0 | 0 |  | 0 | 0 | 0 | 0 | 0 | 0 |  | 0 | 0 | 0 | 0 | 0 | 0 |  | 0 | 0 | 0 | 0 | 0 | 0 |  | 0 | 0 | 0 | 0 | 0 | 0 |  | 0 | 0 | 0 | 0 | 0 | 0
| EHV UG Cable (Oil) |  | 7.7961 | 7.7961 | C1 | 0.59733 | 1.7807 | 3.8974 | 1.5207 | 0 | 7.7961 | 0.59733 | 1.7807 | 3.8974 | 1.5207 | 0 | 7.7961 | 0 | 0 | 0 | 0 | 0 | 0 | 0.59733 | 0.92287 | 4.1574 | 1.6865 | 0.43211 | 7.7961 | 0 | 0 | 0 | 0 | 0 | 0 | 0.17758 | 1.2206 | 2.5514 | 3.4145 | 0.43211 | 7.7961 |  |  | C1 | 5.05e-05 | 0.00010625 | 0.00015 | 0.0003125 | 0.000625 | C1 | 29677.1884 | 29677.1884 | 29677.1884 | 29677.1884 | 29677.1884 | C1 | 1.4987 | 3.1532 | 4.4516 | 9.2741 | 18.5482 | C1 | 0.89522 | 5.6151 | 17.3495 | 14.1029 | 0 | 37.9626 |  | 0.89522 | 5.6151 | 17.3495 | 14.1029 | 0 | 37.9626 |  | 0.89522 | 2.91 | 18.5068 | 15.6405 | 8.0148 | 45.9673 |  | 0.89522 | 2.91 | 18.5068 | 15.6405 | 8.0148 | 45.9673 |  | 0.26614 | 3.8488 | 11.3576 | 31.6664 | 8.0148 | 55.1537 |  | 0.26614 | 3.8488 | 11.3576 | 31.6664 | 8.0148 | 55.1537
|  |  | 13.4702 | 13.4702 | C2 | 0.93625 | 1.828 | 4.6953 | 3.6901 | 2.3206 | 13.4702 | 0.93625 | 1.828 | 4.6953 | 3.6901 | 2.3206 | 13.4702 | 0 | 0 | 0 | 0 | 0 | 0 | 0.89989 | 1.8643 | 3.4173 | 4.7422 | 2.5465 | 13.4702 | 0 | 0 | 0 | 0 | 0 | 0 | 0.34863 | 2.4156 | 2.7433 | 4.5809 | 3.3818 | 13.4702 |  |  | C2 | 5.05e-05 | 0.00010625 | 0.00015 | 0.0003125 | 0.000625 | C2 | 42395.9834 | 42395.9834 | 42395.9834 | 42395.9834 | 42395.9834 | C2 | 2.141 | 4.5046 | 6.3594 | 13.2487 | 26.4975 | C2 | 2.0045 | 8.2342 | 29.859 | 48.8892 | 61.4908 | 150.4777 |  | 2.0045 | 8.2342 | 29.859 | 48.8892 | 61.4908 | 150.4777 |  | 1.9267 | 8.398 | 21.732 | 62.8278 | 67.4762 | 162.3606 |  | 1.9267 | 8.398 | 21.732 | 62.8278 | 67.4762 | 162.3606 |  | 0.74642 | 10.8811 | 17.4459 | 60.6913 | 89.608 | 179.3727 |  | 0.74642 | 10.8811 | 17.4459 | 60.6913 | 89.608 | 179.3727
|  |  | 7.6642 | 7.6642 | C3 | 0.30687 | 2.3935 | 2.5868 | 1.466 | 0.91106 | 7.6642 | 0.30687 | 2.3935 | 2.5868 | 1.466 | 0.91106 | 7.6642 | 0 | 0 | 0 | 0 | 0 | 0 | 0.30687 | 2.3935 | 1.7485 | 2.3043 | 0.91106 | 7.6642 | 0 | 0 | 0 | 0 | 0 | 0 | 0.30687 | 1.8572 | 2.2848 | 2.3043 | 0.91106 | 7.6642 |  |  | C3 | 5.05e-05 | 0.00010625 | 0.00015 | 0.0003125 | 0.000625 | C3 | 63593.9751 | 63593.9751 | 63593.9751 | 63593.9751 | 63593.9751 | C3 | 3.2115 | 6.7569 | 9.5391 | 19.8731 | 39.7462 | C3 | 0.9855 | 16.1722 | 24.6761 | 29.1339 | 36.2113 | 107.179 |  | 0.9855 | 16.1722 | 24.6761 | 29.1339 | 36.2113 | 107.179 |  | 0.9855 | 16.1722 | 16.6792 | 45.7941 | 36.2113 | 115.8423 |  | 0.9855 | 16.1722 | 16.6792 | 45.7941 | 36.2113 | 115.8423 |  | 0.9855 | 12.5488 | 21.7947 | 45.7941 | 36.2113 | 117.3344 |  | 0.9855 | 12.5488 | 21.7947 | 45.7941 | 36.2113 | 117.3344
|  |  | 0 | 0 | C4 | 0 | 0 | 0 | 0 | 0 | 0 | 0 | 0 | 0 | 0 | 0 | 0 | 0 | 0 | 0 | 0 | 0 | 0 | 0 | 0 | 0 | 0 | 0 | 0 | 0 | 0 | 0 | 0 | 0 | 0 | 0 | 0 | 0 | 0 | 0 | 0 |  |  | C4 | 5.05e-05 | 0.00010625 | 0.00015 | 0.0003125 | 0.000625 | C4 | 105989.9584 | 105989.9584 | 105989.9584 | 105989.9584 | 105989.9584 | C4 | 5.3525 | 11.2614 | 15.8985 | 33.1219 | 66.2437 | C4 | 0 | 0 | 0 | 0 | 0 | 0 |  | 0 | 0 | 0 | 0 | 0 | 0 |  | 0 | 0 | 0 | 0 | 0 | 0 |  | 0 | 0 | 0 | 0 | 0 | 0 |  | 0 | 0 | 0 | 0 | 0 | 0 |  | 0 | 0 | 0 | 0 | 0 | 0
|  |  | 28.9305 | 28.9305 |  | 1.8404 | 6.0022 | 11.1795 | 6.6768 | 3.2317 |  | 1.8404 | 6.0022 | 11.1795 | 6.6768 | 3.2317 |  | 0 | 0 | 0 | 0 | 0 |  | 1.8041 | 5.1806 | 9.3232 | 8.733 | 3.8897 |  | 0 | 0 | 0 | 0 | 0 |  | 0.83308 | 5.4934 | 7.5795 | 10.2997 | 4.7249 | [22 empty] | 3.8852 | 30.0215 | 71.8845 | 92.126 | 97.7021 | 295.6193 |  | 3.8852 | 30.0215 | 71.8845 | 92.126 | 97.7021 | 295.6193 |  | 3.8074 | 27.4802 | 56.9179 | 124.2624 | 111.7023 | 324.1702 |  | 3.8074 | 27.4802 | 56.9179 | 124.2624 | 111.7023 | 324.1702 |  | 1.9981 | 27.2787 | 50.5981 | 138.1518 | 133.8341 | 351.8608 |  | 1.9981 | 27.2787 | 50.5981 | 138.1518 | 133.8341 | 351.8608
| EHV UG Cable (Non Pressurised) |  | 0 | 0 | C1 | 0 | 0 | 0 | 0 | 0 | 0 | 0 | 0 | 0 | 0 | 0 | 0 | 0 | 0 | 0 | 0 | 0 | 0 | 0 | 0 | 0 | 0 | 0 | 0 | 0 | 0 | 0 | 0 | 0 | 0 | 0 | 0 | 0 | 0 | 0 | 0 |  |  | C1 | 0 | 0 | 0 | 0 | 0 | C1 | 0 | 0 | 0 | 0 | 0 | C1 | [5 empty] | C1 | [5 empty] | 0 | [6 empty] | 0 | [6 empty] | 0 | [6 empty] | 0 | [6 empty] | 0 | [6 empty] | 0
|  |  | 0 | 0 | C2 | 0 | 0 | 0 | 0 | 0 | 0 | 0 | 0 | 0 | 0 | 0 | 0 | 0 | 0 | 0 | 0 | 0 | 0 | 0 | 0 | 0 | 0 | 0 | 0 | 0 | 0 | 0 | 0 | 0 | 0 | 0 | 0 | 0 | 0 | 0 | 0 |  |  | C2 | 0 | 0 | 0 | 0 | 0 | C2 | 0 | 0 | 0 | 0 | 0 | C2 | [5 empty] | C2 | [5 empty] | 0 | [6 empty] | 0 | [6 empty] | 0 | [6 empty] | 0 | [6 empty] | 0 | [6 empty] | 0
|  |  | 0 | 0 | C3 | 0 | 0 | 0 | 0 | 0 | 0 | 0 | 0 | 0 | 0 | 0 | 0 | 0 | 0 | 0 | 0 | 0 | 0 | 0 | 0 | 0 | 0 | 0 | 0 | 0 | 0 | 0 | 0 | 0 | 0 | 0 | 0 | 0 | 0 | 0 | 0 |  |  | C3 | 0 | 0 | 0 | 0 | 0 | C3 | 0 | 0 | 0 | 0 | 0 | C3 | [5 empty] | C3 | [5 empty] | 0 | [6 empty] | 0 | [6 empty] | 0 | [6 empty] | 0 | [6 empty] | 0 | [6 empty] | 0
|  |  | 0 | 0 | C4 | 0 | 0 | 0 | 0 | 0 | 0 | 0 | 0 | 0 | 0 | 0 | 0 | 0 | 0 | 0 | 0 | 0 | 0 | 0 | 0 | 0 | 0 | 0 | 0 | 0 | 0 | 0 | 0 | 0 | 0 | 0 | 0 | 0 | 0 | 0 | 0 |  |  | C4 | 0 | 0 | 0 | 0 | 0 | C4 | 0 | 0 | 0 | 0 | 0 | C4 | [5 empty] | C4 | [5 empty] | 0 | [6 empty] | 0 | [6 empty] | 0 | [6 empty] | 0 | [6 empty] | 0 | [6 empty] | 0
|  |  | 0 | 0 |  | 0 | 0 | 0 | 0 | 0 |  | 0 | 0 | 0 | 0 | 0 |  | 0 | 0 | 0 | 0 | 0 |  | 0 | 0 | 0 | 0 | 0 |  | 0 | 0 | 0 | 0 | 0 |  | 0 | 0 | 0 | 0 | 0 | [22 empty] | 0 | 0 | 0 | 0 | 0 | 0 |  | 0 | 0 | 0 | 0 | 0 | 0 |  | 0 | 0 | 0 | 0 | 0 | 0 |  | 0 | 0 | 0 | 0 | 0 | 0 |  | 0 | 0 | 0 | 0 | 0 | 0 |  | 0 | 0 | 0 | 0 | 0 | 0
| EHV OHL Support - Towers |  | 0 | 0 | C1 | 0 | 0 | 0 | 0 | 0 | 0 | 0 | 0 | 0 | 0 | 0 | 0 | 0 | 20 | 0 | 0 | -20 | 0 | 0 | 0 | 0 | 0 | 0 | 0 | 0 | 98 | -8 | 0 | -90 | 0 | 0 | 0 | 0 | 0 | 0 | 0 |  |  | C1 | 0 | 0 | 0 | 0 | 0 | C1 | 0 | 0 | 0 | 0 | 0 | C1 | [5 empty] | C1 | [5 empty] | 0 | [6 empty] | 0 | [6 empty] | 0 | [6 empty] | 0 | [6 empty] | 0 | [6 empty] | 0
|  |  | 0 | 0 | C2 | 0 | 0 | 0 | 0 | 0 | 0 | 0 | 0 | 0 | 0 | 0 | 0 | 0 | 52 | 0 | 0 | -52 | 0 | 0 | 0 | 0 | 0 | 0 | 0 | 0 | 100 | -14 | -2 | -84 | 0 | 0 | 0 | 0 | 0 | 0 | 0 |  |  | C2 | 0 | 0 | 0 | 0 | 0 | C2 | 0 | 0 | 0 | 0 | 0 | C2 | [5 empty] | C2 | [5 empty] | 0 | [6 empty] | 0 | [6 empty] | 0 | [6 empty] | 0 | [6 empty] | 0 | [6 empty] | 0
|  |  | 0 | 0 | C3 | 0 | 0 | 0 | 0 | 0 | 0 | 0 | 0 | 0 | 0 | 0 | 0 | 0 | 54 | 0 | 0 | -54 | 0 | 0 | 0 | 0 | 0 | 0 | 0 | 0 | 54 | 0 | 0 | -54 | 0 | 0 | 0 | 0 | 0 | 0 | 0 |  |  | C3 | 0 | 0 | 0 | 0 | 0 | C3 | 0 | 0 | 0 | 0 | 0 | C3 | [5 empty] | C3 | [5 empty] | 0 | [6 empty] | 0 | [6 empty] | 0 | [6 empty] | 0 | [6 empty] | 0 | [6 empty] | 0
|  |  | 0 | 0 | C4 | 0 | 0 | 0 | 0 | 0 | 0 | 0 | 0 | 0 | 0 | 0 | 0 | 0 | 0 | 0 | 0 | 0 | 0 | 0 | 0 | 0 | 0 | 0 | 0 | 0 | 0 | 0 | 0 | 0 | 0 | 0 | 0 | 0 | 0 | 0 | 0 |  |  | C4 | 0 | 0 | 0 | 0 | 0 | C4 | 0 | 0 | 0 | 0 | 0 | C4 | [5 empty] | C4 | [5 empty] | 0 | [6 empty] | 0 | [6 empty] | 0 | [6 empty] | 0 | [6 empty] | 0 | [6 empty] | 0
|  |  | 0 | 0 |  | 0 | 0 | 0 | 0 | 0 |  | 0 | 0 | 0 | 0 | 0 |  | 0 | 126 | 0 | 0 | -126 |  | 0 | 0 | 0 | 0 | 0 |  | 0 | 252 | -22 | -2 | -228 |  | 0 | 0 | 0 | 0 | 0 | [22 empty] | 0 | 0 | 0 | 0 | 0 | 0 |  | 0 | 0 | 0 | 0 | 0 | 0 |  | 0 | 0 | 0 | 0 | 0 | 0 |  | 0 | 0 | 0 | 0 | 0 | 0 |  | 0 | 0 | 0 | 0 | 0 | 0 |  | 0 | 0 | 0 | 0 | 0 | 0
| EHV OHL Support - Poles |  | 10846 | 10847 | C1 | 2433 | 4061 | 2519 | 886 | 947 | 10846 | 1870 | 4214 | 2575 | 1086 | 1151 | 10896 | 617 | -174 | -190 | -178 | -75 | 0 | 1961 | 3432 | 2960 | 1096 | 1397 | 10846 | 1186 | -334 | -437 | -269 | -145 | 1 | 2270 | 2133 | 3530 | 774 | 2139 | 10846 |  |  | C1 | 0.0004005 | 0.00085 | 0.0012 | 0.0025 | 0.005 | C1 | 27392.3536 | 27392.3536 | 27392.3536 | 27392.3536 | 27392.3536 | C1 | 10.9706 | 23.2835 | 32.8708 | 68.4809 | 136.9618 | C1 | 20515.0923 | 98116.6712 | 84642.3725 | 74370.2399 | 157642.9948 | 435287.3708 |  | 26691.5613 | 94554.2957 | 82801.6064 | 60674.0632 | 129702.7941 | 394424.3206 |  | 21513.4203 | 79908.9738 | 97297.6399 | 75055.0488 | 191335.5897 | 465110.6725 |  | 28282.3037 | 75857.6447 | 91052.1833 | 62865.4514 | 181063.4571 | 439121.0403 |  | 24903.3474 | 49663.7066 | 116034.0097 | 53004.2042 | 292961.2214 | 536566.4893 |  | 37914.5236 | 41887.0175 | 101669.4595 | 34582.8464 | 273101.7651 | 489155.612
|  |  | 19735 | 19734 | C2 | 3897 | 6597 | 6755 | 1135 | 1351 | 19735 | 3025 | 6847 | 6905 | 1392 | 1643 | 19812 | 1300 | -392 | -446 | -367 | -95 | 0 | 3103 | 5689 | 6948 | 2255 | 1740 | 19735 | 2787 | -810 | -831 | -940 | -207 | -1 | 3436 | 3772 | 6737 | 2719 | 3071 | 19735 |  |  | C2 | 0.0004005 | 0.00085 | 0.0012 | 0.0025 | 0.005 | C2 | 39131.9337 | 39131.9337 | 39131.9337 | 39131.9337 | 39131.9337 | C2 | 15.6723 | 33.2621 | 46.9583 | 97.8298 | 195.6597 | C2 | 47408.8268 | 227745.8974 | 324247.2024 | 136179.1292 | 321468.8351 | 1057049.8908 |  | 61075.1068 | 219430.3615 | 317203.4543 | 111036.8618 | 264336.2119 | 973081.9963 |  | 48631.2693 | 189228.3351 | 326266.4102 | 220606.2761 | 340447.8229 | 1125180.1135 |  | 69005.3105 | 176189.5748 | 305322.9993 | 184702.7269 | 321860.1544 | 1057080.7659 |  | 53850.1583 | 125464.8057 | 316358.2046 | 265999.3191 | 600870.8415 | 1362543.3292 |  | 97528.9683 | 98522.4694 | 277335.8403 | 174039.275 | 560369.2902 | 1207795.8432
|  |  | 7620 | 7620 | C3 | 1803 | 2233 | 1582 | 1005 | 997 | 7620 | 1287 | 2317 | 1617 | 1232 | 1212 | 7665 | 483 | -133 | -114 | -152 | -84 | 0 | 1402 | 1938 | 1781 | 940 | 1559 | 7620 | 820 | -253 | -244 | -171 | -152 | 0 | 1731 | 1184 | 1974 | 494 | 2237 | 7620 |  |  | C3 | 0.0004005 | 0.00085 | 0.0012 | 0.0025 | 0.005 | C3 | 58697.9005 | 58697.9005 | 58697.9005 | 58697.9005 | 58697.9005 | C3 | 23.5085 | 49.8932 | 70.4375 | 146.7448 | 293.4895 | C3 | 30255.4513 | 115602.5801 | 113897.4061 | 180789.5336 | 355709.2771 | 796254.2482 |  | 42385.842 | 111411.5501 | 111432.0943 | 147478.475 | 292609.034 | 705316.9954 |  | 32958.9298 | 96693.0515 | 125449.153 | 137940.0662 | 457550.1344 | 850591.3349 |  | 44313.5398 | 90057.2538 | 117419.2802 | 115634.864 | 432897.0162 | 800321.954 |  | 40693.2293 | 59073.5671 | 139043.5867 | 72491.9071 | 656536.0171 | 967838.3074 |  | 59970.2068 | 46450.5836 | 121856.8414 | 47398.5547 | 611925.6128 | 887601.7993
|  |  | 261 | 261 | C4 | 10 | 2 | 221 | 22 | 6 | 261 | 0 | 2 | 226 | 27 | 7 | 262 | 24 | 0 | -11 | -13 | 0 | 0 | 0 | 0 | 177 | 77 | 7 | 261 | 55 | 0 | -12 | -40 | -3 | 0 | 10 | 0 | 95 | 117 | 39 | 261 |  |  | C4 | 0.0004005 | 0.00085 | 0.0012 | 0.0025 | 0.005 | C4 | 97829.8342 | 97829.8342 | 97829.8342 | 97829.8342 | 97829.8342 | C4 | 39.1808 | 83.1554 | 117.3958 | 244.5746 | 489.1492 | C4 | 0 | 166.3107 | 26531.451 | 6603.5138 | 3424.0442 | 36725.3197 |  | 391.8085 | 166.3107 | 25944.472 | 5380.6409 | 2934.895 | 34818.1271 |  | 0 | 0 | 20779.0568 | 18832.2431 | 3424.0442 | 43035.3441 |  | 940.3404 | 0 | 19487.703 | 15652.7735 | 3424.0442 | 39504.861 |  | 391.8085 | 0 | 11152.6011 | 28615.2265 | 19076.8177 | 59236.4537 |  | 2546.7552 | 0 | 9743.8515 | 18832.2431 | 17609.3702 | 48732.2199
|  |  | 38462 | 38462 |  | 8143 | 12893 | 11077 | 3048 | 3301 |  | 6182 | 13380 | 11323 | 3737 | 4013 |  | 2424 | -699 | -761 | -710 | -254 |  | 6466 | 11059 | 11866 | 4368 | 4703 |  | 4848 | -1397 | -1524 | -1420 | -507 |  | 7447 | 7089 | 12336 | 4104 | 7486 | [22 empty] | 98179.3704 | 441631.4595 | 549318.4321 | 397942.4165 | 838245.1511 | 2325316.8296 |  | 130544.3186 | 425562.5179 | 537381.627 | 324570.0408 | 689582.9351 | 2107641.4395 |  | 103103.6194 | 365830.3604 | 569792.2598 | 452433.6341 | 992757.5912 | 2483917.465 |  | 142541.4944 | 342104.4733 | 533282.1657 | 378855.8158 | 939244.6719 | 2336028.6212 |  | 119838.5435 | 234202.0794 | 582588.4021 | 420110.6569 | 1569444.8977 | 2926184.5797 |  | 197960.4539 | 186860.0704 | 510605.9927 | 274852.9191 | 1463006.0382 | 2633285.4743
| EHV OHL Fittings and Conductors (Tower Lines) |  | 0 | 0 | C1 | 0 | 0 | 0 | 0 | 0 | 0 | 0 | 0 | 0 | 0 | 0 | 0 | 0 | 0 | 0 | 0 | 0 | 0 | 0 | 0 | 0 | 0 | 0 | 0 | 0 | 0 | 0 | 0 | 0 | 0 | 0 | 0 | 0 | 0 | 0 | 0 |  |  | C1 | 5e-07 | 0 | 0 | 0 | 0 | C1 | 0 | 0 | 0 | 0 | 0 | C1 | [5 empty] | C1 | [5 empty] | 0 | [6 empty] | 0 | [6 empty] | 0 | [6 empty] | 0 | [6 empty] | 0 | [6 empty] | 0
|  |  | 0 | 0 | C2 | 0 | 0 | 0 | 0 | 0 | 0 | 0 | 0 | 0 | 0 | 0 | 0 | 0 | 0 | 0 | 0 | 0 | 0 | 0 | 0 | 0 | 0 | 0 | 0 | 0 | 0 | 0 | 0 | 0 | 0 | 0 | 0 | 0 | 0 | 0 | 0 |  |  | C2 | 5e-07 | 0 | 0 | 0 | 0 | C2 | 0 | 0 | 0 | 0 | 0 | C2 | [5 empty] | C2 | [5 empty] | 0 | [6 empty] | 0 | [6 empty] | 0 | [6 empty] | 0 | [6 empty] | 0 | [6 empty] | 0
|  |  | 0 | 0 | C3 | 0 | 0 | 0 | 0 | 0 | 0 | 0 | 0 | 0 | 0 | 0 | 0 | 0 | 0 | 0 | 0 | 0 | 0 | 0 | 0 | 0 | 0 | 0 | 0 | 0 | 0 | 0 | 0 | 0 | 0 | 0 | 0 | 0 | 0 | 0 | 0 |  |  | C3 | 5e-07 | 0 | 0 | 0 | 0 | C3 | 0 | 0 | 0 | 0 | 0 | C3 | [5 empty] | C3 | [5 empty] | 0 | [6 empty] | 0 | [6 empty] | 0 | [6 empty] | 0 | [6 empty] | 0 | [6 empty] | 0
|  |  | 0 | 0 | C4 | 0 | 0 | 0 | 0 | 0 | 0 | 0 | 0 | 0 | 0 | 0 | 0 | 0 | 0 | 0 | 0 | 0 | 0 | 0 | 0 | 0 | 0 | 0 | 0 | 0 | 0 | 0 | 0 | 0 | 0 | 0 | 0 | 0 | 0 | 0 | 0 |  |  | C4 | 5e-07 | 0 | 0 | 0 | 0 | C4 | 0 | 0 | 0 | 0 | 0 | C4 | [5 empty] | C4 | [5 empty] | 0 | [6 empty] | 0 | [6 empty] | 0 | [6 empty] | 0 | [6 empty] | 0 | [6 empty] | 0
|  |  | 0 | 0 |  | 0 | 0 | 0 | 0 | 0 |  | 0 | 0 | 0 | 0 | 0 |  | 0 | 0 | 0 | 0 | 0 |  | 0 | 0 | 0 | 0 | 0 |  | 0 | 0 | 0 | 0 | 0 |  | 0 | 0 | 0 | 0 | 0 | [22 empty] | 0 | 0 | 0 | 0 | 0 | 0 |  | 0 | 0 | 0 | 0 | 0 | 0 |  | 0 | 0 | 0 | 0 | 0 | 0 |  | 0 | 0 | 0 | 0 | 0 | 0 |  | 0 | 0 | 0 | 0 | 0 | 0 |  | 0 | 0 | 0 | 0 | 0 | 0
| [Please insert new asset category as required] |  | 0 | 0 | C1 | 0 | 0 | 0 | 0 | 0 | 0 | 0 | 0 | 0 | 0 | 0 | 0 | 0 | 0 | 0 | 0 | 0 | 0 | 0 | 0 | 0 | 0 | 0 | 0 | 0 | 0 | 0 | 0 | 0 | 0 | 0 | 0 | 0 | 0 | 0 | 0 |  |  | C1 | 0 | 0 | 0 | 0 | 0 | C1 | 0 | 0 | 0 | 0 | 0 | C1 | [5 empty] | C1 | [5 empty] | 0 | [6 empty] | 0 | [6 empty] | 0 | [6 empty] | 0 | [6 empty] | 0 | [6 empty] | 0
|  |  | 88 | 177 | C2 | 0 | 20 | 52 | 16 | 0 | 88 | 0 | 23 | 43 | 22 | 1 | 89 | 2 | 15 | 68 | 5 | 0 | 90 | 0 | 12 | 56 | 20 | 2 | 90 | 6 | 24 | 52 | 7 | 0 | 89 | 0 | 4 | 59 | 23 | 3 | 89 |  |  | C2 | 0 | 0 | 0 | 0 | 0 | C2 | 0 | 0 | 0 | 0 | 0 | C2 | [5 empty] | C2 | [5 empty] | 0 | [6 empty] | 0 | [6 empty] | 0 | [6 empty] | 0 | [6 empty] | 0 | [6 empty] | 0
|  |  | 0 | 0 | C3 | 0 | 0 | 0 | 0 | 0 | 0 | 0 | 0 | 0 | 0 | 0 | 0 | 0 | 0 | 0 | 0 | 0 | 0 | 0 | 0 | 0 | 0 | 0 | 0 | 0 | 0 | 0 | 0 | 0 | 0 | 0 | 0 | 0 | 0 | 0 | 0 |  |  | C3 | 0 | 0 | 0 | 0 | 0 | C3 | 0 | 0 | 0 | 0 | 0 | C3 | [5 empty] | C3 | [5 empty] | 0 | [6 empty] | 0 | [6 empty] | 0 | [6 empty] | 0 | [6 empty] | 0 | [6 empty] | 0
|  |  | 0 | 0 | C4 | 0 | 0 | 0 | 0 | 0 | 0 | 0 | 0 | 0 | 0 | 0 | 0 | 0 | 0 | 0 | 0 | 0 | 0 | 0 | 0 | 0 | 0 | 0 | 0 | 0 | 0 | 0 | 0 | 0 | 0 | 0 | 0 | 0 | 0 | 0 | 0 |  |  | C4 | 0 | 0 | 0 | 0 | 0 | C4 | 0 | 0 | 0 | 0 | 0 | C4 | [5 empty] | C4 | [5 empty] | 0 | [6 empty] | 0 | [6 empty] | 0 | [6 empty] | 0 | [6 empty] | 0 | [6 empty] | 0
|  |  | 88 | 177 |  | 0 | 20 | 52 | 16 | 0 |  | 0 | 23 | 43 | 22 | 1 |  | 2 | 15 | 68 | 5 | 0 |  | 0 | 12 | 56 | 20 | 2 |  | 6 | 24 | 52 | 7 | 0 |  | 0 | 4 | 59 | 23 | 3 | [22 empty] | 0 | 0 | 0 | 0 | 0 | 0 |  | 0 | 0 | 0 | 0 | 0 | 0 |  | 0 | 0 | 0 | 0 | 0 | 0 |  | 0 | 0 | 0 | 0 | 0 | 0 |  | 0 | 0 | 0 | 0 | 0 | 0 |  | 0 | 0 | 0 | 0 | 0 | 0
| [Please insert new asset category as required] |  | 0 | 0 | C1 | 0 | 0 | 0 | 0 | 0 | 0 | 0 | 0 | 0 | 0 | 0 | 0 | 0 | 0 | 0 | 0 | 0 | 0 | 0 | 0 | 0 | 0 | 0 | 0 | 0 | 0 | 0 | 0 | 0 | 0 | 0 | 0 | 0 | 0 | 0 | 0 |  |  | C1 | 0 | 0 | 0 | 0 | 0 | C1 | 0 | 0 | 0 | 0 | 0 | C1 | [5 empty] | C1 | [5 empty] | 0 | [6 empty] | 0 | [6 empty] | 0 | [6 empty] | 0 | [6 empty] | 0 | [6 empty] | 0
|  |  | 89 | 178 | C2 | 1 | 24 | 37 | 18 | 9 | 89 | 0 | 13 | 20 | 44 | 12 | 89 | 3 | 28 | 37 | 22 | 0 | 90 | 1 | 15 | 32 | 29 | 13 | 90 | 6 | 28 | 39 | 16 | 0 | 89 | 0 | 6 | 27 | 39 | 17 | 89 |  |  | C2 | 0 | 0 | 0 | 0 | 0 | C2 | 0 | 0 | 0 | 0 | 0 | C2 | [5 empty] | C2 | [5 empty] | 0 | [6 empty] | 0 | [6 empty] | 0 | [6 empty] | 0 | [6 empty] | 0 | [6 empty] | 0
|  |  | 0 | 0 | C3 | 0 | 0 | 0 | 0 | 0 | 0 | 0 | 0 | 0 | 0 | 0 | 0 | 0 | 0 | 0 | 0 | 0 | 0 | 0 | 0 | 0 | 0 | 0 | 0 | 0 | 0 | 0 | 0 | 0 | 0 | 0 | 0 | 0 | 0 | 0 | 0 |  |  | C3 | 0 | 0 | 0 | 0 | 0 | C3 | 0 | 0 | 0 | 0 | 0 | C3 | [5 empty] | C3 | [5 empty] | 0 | [6 empty] | 0 | [6 empty] | 0 | [6 empty] | 0 | [6 empty] | 0 | [6 empty] | 0
|  |  | 0 | 0 | C4 | 0 | 0 | 0 | 0 | 0 | 0 | 0 | 0 | 0 | 0 | 0 | 0 | 0 | 0 | 0 | 0 | 0 | 0 | 0 | 0 | 0 | 0 | 0 | 0 | 0 | 0 | 0 | 0 | 0 | 0 | 0 | 0 | 0 | 0 | 0 | 0 |  |  | C4 | 0 | 0 | 0 | 0 | 0 | C4 | 0 | 0 | 0 | 0 | 0 | C4 | [5 empty] | C4 | [5 empty] | 0 | [6 empty] | 0 | [6 empty] | 0 | [6 empty] | 0 | [6 empty] | 0 | [6 empty] | 0
|  |  | 89 | 178 |  | 1 | 24 | 37 | 18 | 9 |  | 0 | 13 | 20 | 44 | 12 |  | 3 | 28 | 37 | 22 | 0 |  | 1 | 15 | 32 | 29 | 13 |  | 6 | 28 | 39 | 16 | 0 |  | 0 | 6 | 27 | 39 | 17 | [22 empty] | 0 | 0 | 0 | 0 | 0 | 0 |  | 0 | 0 | 0 | 0 | 0 | 0 |  | 0 | 0 | 0 | 0 | 0 | 0 |  | 0 | 0 | 0 | 0 | 0 | 0 |  | 0 | 0 | 0 | 0 | 0 | 0 |  | 0 | 0 | 0 | 0 | 0 | 0
| [Please insert new asset category as required] |  | 0 | 0 | C1 | 0 | 0 | 0 | 0 | 0 | 0 | 0 | 0 | 0 | 0 | 0 | 0 | 0 | 0 | 0 | 0 | 0 | 0 | 0 | 0 | 0 | 0 | 0 | 0 | 0 | 0 | 0 | 0 | 0 | 0 | 0 | 0 | 0 | 0 | 0 | 0 |  |  | C1 | 0 | 0 | 0 | 0 | 0 | C1 | 0 | 0 | 0 | 0 | 0 | C1 | [5 empty] | C1 | [5 empty] | 0 | [6 empty] | 0 | [6 empty] | 0 | [6 empty] | 0 | [6 empty] | 0 | [6 empty] | 0
|  |  | 0 | 0 | C2 | 0 | 0 | 0 | 0 | 0 | 0 | 0 | 0 | 0 | 0 | 0 | 0 | 0 | 0 | 0 | 0 | 0 | 0 | 0 | 0 | 0 | 0 | 0 | 0 | 0 | 0 | 0 | 0 | 0 | 0 | 0 | 0 | 0 | 0 | 0 | 0 |  |  | C2 | 0 | 0 | 0 | 0 | 0 | C2 | 0 | 0 | 0 | 0 | 0 | C2 | [5 empty] | C2 | [5 empty] | 0 | [6 empty] | 0 | [6 empty] | 0 | [6 empty] | 0 | [6 empty] | 0 | [6 empty] | 0
|  |  | 0 | 0 | C3 | 0 | 0 | 0 | 0 | 0 | 0 | 0 | 0 | 0 | 0 | 0 | 0 | 0 | 0 | 0 | 0 | 0 | 0 | 0 | 0 | 0 | 0 | 0 | 0 | 0 | 0 | 0 | 0 | 0 | 0 | 0 | 0 | 0 | 0 | 0 | 0 |  |  | C3 | 0 | 0 | 0 | 0 | 0 | C3 | 0 | 0 | 0 | 0 | 0 | C3 | [5 empty] | C3 | [5 empty] | 0 | [6 empty] | 0 | [6 empty] | 0 | [6 empty] | 0 | [6 empty] | 0 | [6 empty] | 0
|  |  | 0 | 0 | C4 | 0 | 0 | 0 | 0 | 0 | 0 | 0 | 0 | 0 | 0 | 0 | 0 | 0 | 0 | 0 | 0 | 0 | 0 | 0 | 0 | 0 | 0 | 0 | 0 | 0 | 0 | 0 | 0 | 0 | 0 | 0 | 0 | 0 | 0 | 0 | 0 |  |  | C4 | 0 | 0 | 0 | 0 | 0 | C4 | 0 | 0 | 0 | 0 | 0 | C4 | [5 empty] | C4 | [5 empty] | 0 | [6 empty] | 0 | [6 empty] | 0 | [6 empty] | 0 | [6 empty] | 0 | [6 empty] | 0
|  |  | 0 | 0 |  | 0 | 0 | 0 | 0 | 0 |  | 0 | 0 | 0 | 0 | 0 |  | 0 | 0 | 0 | 0 | 0 |  | 0 | 0 | 0 | 0 | 0 |  | 0 | 0 | 0 | 0 | 0 |  | 0 | 0 | 0 | 0 | 0 | [22 empty] | 0 | 0 | 0 | 0 | 0 | 0 |  | 0 | 0 | 0 | 0 | 0 | 0 |  | 0 | 0 | 0 | 0 | 0 | 0 |  | 0 | 0 | 0 | 0 | 0 | 0 |  | 0 | 0 | 0 | 0 | 0 | 0 |  | 0 | 0 | 0 | 0 | 0 | 0
| [Please insert new asset category as required] |  | 0 | 0 | C1 | 0 | 0 | 0 | 0 | 0 | 0 | 0 | 0 | 0 | 0 | 0 | 0 | 0 | 0 | 0 | 0 | 0 | 0 | 0 | 0 | 0 | 0 | 0 | 0 | 0 | 0 | 0 | 0 | 0 | 0 | 0 | 0 | 0 | 0 | 0 | 0 |  |  | C1 | 0 | 0 | 0 | 0 | 0 | C1 | 0 | 0 | 0 | 0 | 0 | C1 | [5 empty] | C1 | [5 empty] | 0 | [6 empty] | 0 | [6 empty] | 0 | [6 empty] | 0 | [6 empty] | 0 | [6 empty] | 0
|  |  | 0 | 0 | C2 | 0 | 0 | 0 | 0 | 0 | 0 | 0 | 0 | 0 | 0 | 0 | 0 | 0 | 0 | 0 | 0 | 0 | 0 | 0 | 0 | 0 | 0 | 0 | 0 | 0 | 0 | 0 | 0 | 0 | 0 | 0 | 0 | 0 | 0 | 0 | 0 |  |  | C2 | 0 | 0 | 0 | 0 | 0 | C2 | 0 | 0 | 0 | 0 | 0 | C2 | [5 empty] | C2 | [5 empty] | 0 | [6 empty] | 0 | [6 empty] | 0 | [6 empty] | 0 | [6 empty] | 0 | [6 empty] | 0
|  |  | 0 | 0 | C3 | 0 | 0 | 0 | 0 | 0 | 0 | 0 | 0 | 0 | 0 | 0 | 0 | 0 | 0 | 0 | 0 | 0 | 0 | 0 | 0 | 0 | 0 | 0 | 0 | 0 | 0 | 0 | 0 | 0 | 0 | 0 | 0 | 0 | 0 | 0 | 0 |  |  | C3 | 0 | 0 | 0 | 0 | 0 | C3 | 0 | 0 | 0 | 0 | 0 | C3 | [5 empty] | C3 | [5 empty] | 0 | [6 empty] | 0 | [6 empty] | 0 | [6 empty] | 0 | [6 empty] | 0 | [6 empty] | 0
|  |  | 0 | 0 | C4 | 0 | 0 | 0 | 0 | 0 | 0 | 0 | 0 | 0 | 0 | 0 | 0 | 0 | 0 | 0 | 0 | 0 | 0 | 0 | 0 | 0 | 0 | 0 | 0 | 0 | 0 | 0 | 0 | 0 | 0 | 0 | 0 | 0 | 0 | 0 | 0 |  |  | C4 | 0 | 0 | 0 | 0 | 0 | C4 | 0 | 0 | 0 | 0 | 0 | C4 | [5 empty] | C4 | [5 empty] | 0 | [6 empty] | 0 | [6 empty] | 0 | [6 empty] | 0 | [6 empty] | 0 | [6 empty] | 0
|  |  | 0 | 0 |  | 0 | 0 | 0 | 0 | 0 |  | 0 | 0 | 0 | 0 | 0 |  | 0 | 0 | 0 | 0 | 0 |  | 0 | 0 | 0 | 0 | 0 |  | 0 | 0 | 0 | 0 | 0 |  | 0 | 0 | 0 | 0 | 0 | [22 empty] | 0 | 0 | 0 | 0 | 0 | 0 |  | 0 | 0 | 0 | 0 | 0 | 0 |  | 0 | 0 | 0 | 0 | 0 | 0 |  | 0 | 0 | 0 | 0 | 0 | 0 |  | 0 | 0 | 0 | 0 | 0 | 0 |  | 0 | 0 | 0 | 0 | 0 | 0
| [Please insert new asset category as required] |  | 0 | 0 | C1 | 0 | 0 | 0 | 0 | 0 | 0 | 0 | 0 | 0 | 0 | 0 | 0 | 0 | 0 | 0 | 0 | 0 | 0 | 0 | 0 | 0 | 0 | 0 | 0 | 0 | 0 | 0 | 0 | 0 | 0 | 0 | 0 | 0 | 0 | 0 | 0 |  |  | C1 | 0 | 0 | 0 | 0 | 0 | C1 | 0 | 0 | 0 | 0 | 0 | C1 | [5 empty] | C1 | [5 empty] | 0 | [6 empty] | 0 | [6 empty] | 0 | [6 empty] | 0 | [6 empty] | 0 | [6 empty] | 0
|  |  | 0 | 0 | C2 | 0 | 0 | 0 | 0 | 0 | 0 | 0 | 0 | 0 | 0 | 0 | 0 | 0 | 0 | 0 | 0 | 0 | 0 | 0 | 0 | 0 | 0 | 0 | 0 | 0 | 0 | 0 | 0 | 0 | 0 | 0 | 0 | 0 | 0 | 0 | 0 |  |  | C2 | 0 | 0 | 0 | 0 | 0 | C2 | 0 | 0 | 0 | 0 | 0 | C2 | [5 empty] | C2 | [5 empty] | 0 | [6 empty] | 0 | [6 empty] | 0 | [6 empty] | 0 | [6 empty] | 0 | [6 empty] | 0
|  |  | 0 | 0 | C3 | 0 | 0 | 0 | 0 | 0 | 0 | 0 | 0 | 0 | 0 | 0 | 0 | 0 | 0 | 0 | 0 | 0 | 0 | 0 | 0 | 0 | 0 | 0 | 0 | 0 | 0 | 0 | 0 | 0 | 0 | 0 | 0 | 0 | 0 | 0 | 0 |  |  | C3 | 0 | 0 | 0 | 0 | 0 | C3 | 0 | 0 | 0 | 0 | 0 | C3 | [5 empty] | C3 | [5 empty] | 0 | [6 empty] | 0 | [6 empty] | 0 | [6 empty] | 0 | [6 empty] | 0 | [6 empty] | 0
|  |  | 0 | 0 | C4 | 0 | 0 | 0 | 0 | 0 | 0 | 0 | 0 | 0 | 0 | 0 | 0 | 0 | 0 | 0 | 0 | 0 | 0 | 0 | 0 | 0 | 0 | 0 | 0 | 0 | 0 | 0 | 0 | 0 | 0 | 0 | 0 | 0 | 0 | 0 | 0 |  |  | C4 | 0 | 0 | 0 | 0 | 0 | C4 | 0 | 0 | 0 | 0 | 0 | C4 | [5 empty] | C4 | [5 empty] | 0 | [6 empty] | 0 | [6 empty] | 0 | [6 empty] | 0 | [6 empty] | 0 | [6 empty] | 0
|  |  | 0 | 0 |  | 0 | 0 | 0 | 0 | 0 |  | 0 | 0 | 0 | 0 | 0 |  | 0 | 0 | 0 | 0 | 0 |  | 0 | 0 | 0 | 0 | 0 |  | 0 | 0 | 0 | 0 | 0 |  | 0 | 0 | 0 | 0 | 0 | [22 empty] | 0 | 0 | 0 | 0 | 0 | 0 |  | 0 | 0 | 0 | 0 | 0 | 0 |  | 0 | 0 | 0 | 0 | 0 | 0 |  | 0 | 0 | 0 | 0 | 0 | 0 |  | 0 | 0 | 0 | 0 | 0 | 0 |  | 0 | 0 | 0 | 0 | 0 | 0
[63 empty] | 153484.8497 | 617840.4926 | 937637.4737 | 844910.2889 | 1177250.1835 | 3731123.2883 |  | 199890.7662 | 608598.336 | 925700.6686 | 750355.9041 | 858255.93 | 3342801.6049 |  | 161970.2347 | 524782.1041 | 851215.4996 | 1066574.9747 | 1502752.9428 | 4107295.756 |  | 216274.6175 | 532939.5538 | 814705.4055 | 890478.3458 | 1280955.1137 | 3735353.0362 |  | 171268.5507 | 379580.0322 | 803808.2541 | 911037.2153 | 2749507.26 | 5015201.3123 |  | 277472.3977 | 398705.4027 | 731825.8447 | 563388.4227 | 2305951.0933 | 4277343.1611
| 132kV Network | [66 empty] | 0 | [6 empty] | 0 | [6 empty] | 0 | [6 empty] | 0 | [6 empty] | 0 | [6 empty] | 0
| 132kV CBs |  | 0 | 0 | C1 | 0 | 0 | 0 | 0 | 0 | 0 | 0 | 0 | 0 | 0 | 0 | 0 | 0 | 0 | 0 | 0 | 0 | 0 | 0 | 0 | 0 | 0 | 0 | 0 | 0 | 0 | 0 | 0 | 0 | 0 | 0 | 0 | 0 | 0 | 0 | 0 |  |  | C1 | 0 | 0 | 0 | 0 | 0 | C1 | 0 | 0 | 0 | 0 | 0 | C1 | [5 empty] | C1 | [5 empty] | 0 | [6 empty] | 0 | [6 empty] | 0 | [6 empty] | 0 | [6 empty] | 0 | [6 empty] | 0
|  |  | 0 | 0 | C2 | 0 | 0 | 0 | 0 | 0 | 0 | 0 | 0 | 0 | 0 | 0 | 0 | 0 | 0 | 0 | 0 | 0 | 0 | 0 | 0 | 0 | 0 | 0 | 0 | 0 | 0 | 0 | 0 | 0 | 0 | 0 | 0 | 0 | 0 | 0 | 0 |  |  | C2 | 0 | 0 | 0 | 0 | 0 | C2 | 0 | 0 | 0 | 0 | 0 | C2 | [5 empty] | C2 | [5 empty] | 0 | [6 empty] | 0 | [6 empty] | 0 | [6 empty] | 0 | [6 empty] | 0 | [6 empty] | 0
|  |  | 0 | 0 | C3 | 0 | 0 | 0 | 0 | 0 | 0 | 0 | 0 | 0 | 0 | 0 | 0 | 0 | 0 | 0 | 0 | 0 | 0 | 0 | 0 | 0 | 0 | 0 | 0 | 0 | 0 | 0 | 0 | 0 | 0 | 0 | 0 | 0 | 0 | 0 | 0 |  |  | C3 | 0 | 0 | 0 | 0 | 0 | C3 | 0 | 0 | 0 | 0 | 0 | C3 | [5 empty] | C3 | [5 empty] | 0 | [6 empty] | 0 | [6 empty] | 0 | [6 empty] | 0 | [6 empty] | 0 | [6 empty] | 0
|  |  | 0 | 0 | C4 | 0 | 0 | 0 | 0 | 0 | 0 | 0 | 0 | 0 | 0 | 0 | 0 | 0 | 0 | 0 | 0 | 0 | 0 | 0 | 0 | 0 | 0 | 0 | 0 | 0 | 0 | 0 | 0 | 0 | 0 | 0 | 0 | 0 | 0 | 0 | 0 |  |  | C4 | 0 | 0 | 0 | 0 | 0 | C4 | 0 | 0 | 0 | 0 | 0 | C4 | [5 empty] | C4 | [5 empty] | 0 | [6 empty] | 0 | [6 empty] | 0 | [6 empty] | 0 | [6 empty] | 0 | [6 empty] | 0
|  |  | 0 | 0 |  | 0 | 0 | 0 | 0 | 0 |  | 0 | 0 | 0 | 0 | 0 |  | 0 | 0 | 0 | 0 | 0 |  | 0 | 0 | 0 | 0 | 0 |  | 0 | 0 | 0 | 0 | 0 |  | 0 | 0 | 0 | 0 | 0 | [22 empty] | 0 | 0 | 0 | 0 | 0 | 0 |  | 0 | 0 | 0 | 0 | 0 | 0 |  | 0 | 0 | 0 | 0 | 0 | 0 |  | 0 | 0 | 0 | 0 | 0 | 0 |  | 0 | 0 | 0 | 0 | 0 | 0 |  | 0 | 0 | 0 | 0 | 0 | 0
| 132kV Transformer |  | 0 | 0 | C1 | 0 | 0 | 0 | 0 | 0 | 0 | 0 | 0 | 0 | 0 | 0 | 0 | 0 | 0 | 0 | 0 | 0 | 0 | 0 | 0 | 0 | 0 | 0 | 0 | 0 | 0 | 0 | 0 | 0 | 0 | 0 | 0 | 0 | 0 | 0 | 0 |  |  | C1 | 0 | 0 | 0 | 0 | 0 | C1 | 0 | 0 | 0 | 0 | 0 | C1 | [5 empty] | C1 | [5 empty] | 0 | [6 empty] | 0 | [6 empty] | 0 | [6 empty] | 0 | [6 empty] | 0 | [6 empty] | 0
|  |  | 0 | 0 | C2 | 0 | 0 | 0 | 0 | 0 | 0 | 0 | 0 | 0 | 0 | 0 | 0 | 0 | 0 | 0 | 0 | 0 | 0 | 0 | 0 | 0 | 0 | 0 | 0 | 0 | 0 | 0 | 0 | 0 | 0 | 0 | 0 | 0 | 0 | 0 | 0 |  |  | C2 | 0 | 0 | 0 | 0 | 0 | C2 | 0 | 0 | 0 | 0 | 0 | C2 | [5 empty] | C2 | [5 empty] | 0 | [6 empty] | 0 | [6 empty] | 0 | [6 empty] | 0 | [6 empty] | 0 | [6 empty] | 0
|  |  | 0 | 0 | C3 | 0 | 0 | 0 | 0 | 0 | 0 | 0 | 0 | 0 | 0 | 0 | 0 | 0 | 0 | 0 | 0 | 0 | 0 | 0 | 0 | 0 | 0 | 0 | 0 | 0 | 0 | 0 | 0 | 0 | 0 | 0 | 0 | 0 | 0 | 0 | 0 |  |  | C3 | 0 | 0 | 0 | 0 | 0 | C3 | 0 | 0 | 0 | 0 | 0 | C3 | [5 empty] | C3 | [5 empty] | 0 | [6 empty] | 0 | [6 empty] | 0 | [6 empty] | 0 | [6 empty] | 0 | [6 empty] | 0
|  |  | 0 | 0 | C4 | 0 | 0 | 0 | 0 | 0 | 0 | 0 | 0 | 0 | 0 | 0 | 0 | 0 | 0 | 0 | 0 | 0 | 0 | 0 | 0 | 0 | 0 | 0 | 0 | 0 | 0 | 0 | 0 | 0 | 0 | 0 | 0 | 0 | 0 | 0 | 0 |  |  | C4 | 0 | 0 | 0 | 0 | 0 | C4 | 0 | 0 | 0 | 0 | 0 | C4 | [5 empty] | C4 | [5 empty] | 0 | [6 empty] | 0 | [6 empty] | 0 | [6 empty] | 0 | [6 empty] | 0 | [6 empty] | 0
|  |  | 0 | 0 |  | 0 | 0 | 0 | 0 | 0 |  | 0 | 0 | 0 | 0 | 0 |  | 0 | 0 | 0 | 0 | 0 |  | 0 | 0 | 0 | 0 | 0 |  | 0 | 0 | 0 | 0 | 0 |  | 0 | 0 | 0 | 0 | 0 | [22 empty] | 0 | 0 | 0 | 0 | 0 | 0 |  | 0 | 0 | 0 | 0 | 0 | 0 |  | 0 | 0 | 0 | 0 | 0 | 0 |  | 0 | 0 | 0 | 0 | 0 | 0 |  | 0 | 0 | 0 | 0 | 0 | 0 |  | 0 | 0 | 0 | 0 | 0 | 0
| 132kV UG Cable (Gas) |  | 0 | 0 | C1 | 0 | 0 | 0 | 0 | 0 | 0 | 0 | 0 | 0 | 0 | 0 | 0 | 0 | 0 | 0 | 0 | 0 | 0 | 0 | 0 | 0 | 0 | 0 | 0 | 0 | 0 | 0 | 0 | 0 | 0 | 0 | 0 | 0 | 0 | 0 | 0 |  |  | C1 | 0 | 0 | 0 | 0 | 0 | C1 | 0 | 0 | 0 | 0 | 0 | C1 | [5 empty] | C1 | [5 empty] | 0 | [6 empty] | 0 | [6 empty] | 0 | [6 empty] | 0 | [6 empty] | 0 | [6 empty] | 0
|  |  | 0 | 0 | C2 | 0 | 0 | 0 | 0 | 0 | 0 | 0 | 0 | 0 | 0 | 0 | 0 | 0 | 0 | 0 | 0 | 0 | 0 | 0 | 0 | 0 | 0 | 0 | 0 | 0 | 0 | 0 | 0 | 0 | 0 | 0 | 0 | 0 | 0 | 0 | 0 |  |  | C2 | 0 | 0 | 0 | 0 | 0 | C2 | 0 | 0 | 0 | 0 | 0 | C2 | [5 empty] | C2 | [5 empty] | 0 | [6 empty] | 0 | [6 empty] | 0 | [6 empty] | 0 | [6 empty] | 0 | [6 empty] | 0
|  |  | 0 | 0 | C3 | 0 | 0 | 0 | 0 | 0 | 0 | 0 | 0 | 0 | 0 | 0 | 0 | 0 | 0 | 0 | 0 | 0 | 0 | 0 | 0 | 0 | 0 | 0 | 0 | 0 | 0 | 0 | 0 | 0 | 0 | 0 | 0 | 0 | 0 | 0 | 0 |  |  | C3 | 0 | 0 | 0 | 0 | 0 | C3 | 0 | 0 | 0 | 0 | 0 | C3 | [5 empty] | C3 | [5 empty] | 0 | [6 empty] | 0 | [6 empty] | 0 | [6 empty] | 0 | [6 empty] | 0 | [6 empty] | 0
|  |  | 0 | 0 | C4 | 0 | 0 | 0 | 0 | 0 | 0 | 0 | 0 | 0 | 0 | 0 | 0 | 0 | 0 | 0 | 0 | 0 | 0 | 0 | 0 | 0 | 0 | 0 | 0 | 0 | 0 | 0 | 0 | 0 | 0 | 0 | 0 | 0 | 0 | 0 | 0 |  |  | C4 | 0 | 0 | 0 | 0 | 0 | C4 | 0 | 0 | 0 | 0 | 0 | C4 | [5 empty] | C4 | [5 empty] | 0 | [6 empty] | 0 | [6 empty] | 0 | [6 empty] | 0 | [6 empty] | 0 | [6 empty] | 0
|  |  | 0 | 0 |  | 0 | 0 | 0 | 0 | 0 |  | 0 | 0 | 0 | 0 | 0 |  | 0 | 0 | 0 | 0 | 0 |  | 0 | 0 | 0 | 0 | 0 |  | 0 | 0 | 0 | 0 | 0 |  | 0 | 0 | 0 | 0 | 0 | [22 empty] | 0 | 0 | 0 | 0 | 0 | 0 |  | 0 | 0 | 0 | 0 | 0 | 0 |  | 0 | 0 | 0 | 0 | 0 | 0 |  | 0 | 0 | 0 | 0 | 0 | 0 |  | 0 | 0 | 0 | 0 | 0 | 0 |  | 0 | 0 | 0 | 0 | 0 | 0
| 132kV UG Cable (Oil) |  | 0 | 0 | C1 | 0 | 0 | 0 | 0 | 0 | 0 | 0 | 0 | 0 | 0 | 0 | 0 | 0 | 0 | 0 | 0 | 0 | 0 | 0 | 0 | 0 | 0 | 0 | 0 | 0 | 0 | 0 | 0 | 0 | 0 | 0 | 0 | 0 | 0 | 0 | 0 |  |  | C1 | 0 | 0 | 0 | 0 | 0 | C1 | 0 | 0 | 0 | 0 | 0 | C1 | [5 empty] | C1 | [5 empty] | 0 | [6 empty] | 0 | [6 empty] | 0 | [6 empty] | 0 | [6 empty] | 0 | [6 empty] | 0
|  |  | 0 | 0 | C2 | 0 | 0 | 0 | 0 | 0 | 0 | 0 | 0 | 0 | 0 | 0 | 0 | 0 | 0 | 0 | 0 | 0 | 0 | 0 | 0 | 0 | 0 | 0 | 0 | 0 | 0 | 0 | 0 | 0 | 0 | 0 | 0 | 0 | 0 | 0 | 0 |  |  | C2 | 0 | 0 | 0 | 0 | 0 | C2 | 0 | 0 | 0 | 0 | 0 | C2 | [5 empty] | C2 | [5 empty] | 0 | [6 empty] | 0 | [6 empty] | 0 | [6 empty] | 0 | [6 empty] | 0 | [6 empty] | 0
|  |  | 0 | 0 | C3 | 0 | 0 | 0 | 0 | 0 | 0 | 0 | 0 | 0 | 0 | 0 | 0 | 0 | 0 | 0 | 0 | 0 | 0 | 0 | 0 | 0 | 0 | 0 | 0 | 0 | 0 | 0 | 0 | 0 | 0 | 0 | 0 | 0 | 0 | 0 | 0 |  |  | C3 | 0 | 0 | 0 | 0 | 0 | C3 | 0 | 0 | 0 | 0 | 0 | C3 | [5 empty] | C3 | [5 empty] | 0 | [6 empty] | 0 | [6 empty] | 0 | [6 empty] | 0 | [6 empty] | 0 | [6 empty] | 0
|  |  | 0 | 0 | C4 | 0 | 0 | 0 | 0 | 0 | 0 | 0 | 0 | 0 | 0 | 0 | 0 | 0 | 0 | 0 | 0 | 0 | 0 | 0 | 0 | 0 | 0 | 0 | 0 | 0 | 0 | 0 | 0 | 0 | 0 | 0 | 0 | 0 | 0 | 0 | 0 |  |  | C4 | 0 | 0 | 0 | 0 | 0 | C4 | 0 | 0 | 0 | 0 | 0 | C4 | [5 empty] | C4 | [5 empty] | 0 | [6 empty] | 0 | [6 empty] | 0 | [6 empty] | 0 | [6 empty] | 0 | [6 empty] | 0
|  |  | 0 | 0 |  | 0 | 0 | 0 | 0 | 0 |  | 0 | 0 | 0 | 0 | 0 |  | 0 | 0 | 0 | 0 | 0 |  | 0 | 0 | 0 | 0 | 0 |  | 0 | 0 | 0 | 0 | 0 |  | 0 | 0 | 0 | 0 | 0 | [22 empty] | 0 | 0 | 0 | 0 | 0 | 0 |  | 0 | 0 | 0 | 0 | 0 | 0 |  | 0 | 0 | 0 | 0 | 0 | 0 |  | 0 | 0 | 0 | 0 | 0 | 0 |  | 0 | 0 | 0 | 0 | 0 | 0 |  | 0 | 0 | 0 | 0 | 0 | 0
| 132kV UG Cable (Non Pressurised) |  | 0 | 0 | C1 | 0 | 0 | 0 | 0 | 0 | 0 | 0 | 0 | 0 | 0 | 0 | 0 | 0 | 0 | 0 | 0 | 0 | 0 | 0 | 0 | 0 | 0 | 0 | 0 | 0 | 0 | 0 | 0 | 0 | 0 | 0 | 0 | 0 | 0 | 0 | 0 |  |  | C1 | 0 | 0 | 0 | 0 | 0 | C1 | 0 | 0 | 0 | 0 | 0 | C1 | [5 empty] | C1 | [5 empty] | 0 | [6 empty] | 0 | [6 empty] | 0 | [6 empty] | 0 | [6 empty] | 0 | [6 empty] | 0
|  |  | 0 | 0 | C2 | 0 | 0 | 0 | 0 | 0 | 0 | 0 | 0 | 0 | 0 | 0 | 0 | 0 | 0 | 0 | 0 | 0 | 0 | 0 | 0 | 0 | 0 | 0 | 0 | 0 | 0 | 0 | 0 | 0 | 0 | 0 | 0 | 0 | 0 | 0 | 0 |  |  | C2 | 0 | 0 | 0 | 0 | 0 | C2 | 0 | 0 | 0 | 0 | 0 | C2 | [5 empty] | C2 | [5 empty] | 0 | [6 empty] | 0 | [6 empty] | 0 | [6 empty] | 0 | [6 empty] | 0 | [6 empty] | 0
|  |  | 0 | 0 | C3 | 0 | 0 | 0 | 0 | 0 | 0 | 0 | 0 | 0 | 0 | 0 | 0 | 0 | 0 | 0 | 0 | 0 | 0 | 0 | 0 | 0 | 0 | 0 | 0 | 0 | 0 | 0 | 0 | 0 | 0 | 0 | 0 | 0 | 0 | 0 | 0 |  |  | C3 | 0 | 0 | 0 | 0 | 0 | C3 | 0 | 0 | 0 | 0 | 0 | C3 | [5 empty] | C3 | [5 empty] | 0 | [6 empty] | 0 | [6 empty] | 0 | [6 empty] | 0 | [6 empty] | 0 | [6 empty] | 0
|  |  | 0 | 0 | C4 | 0 | 0 | 0 | 0 | 0 | 0 | 0 | 0 | 0 | 0 | 0 | 0 | 0 | 0 | 0 | 0 | 0 | 0 | 0 | 0 | 0 | 0 | 0 | 0 | 0 | 0 | 0 | 0 | 0 | 0 | 0 | 0 | 0 | 0 | 0 | 0 |  |  | C4 | 0 | 0 | 0 | 0 | 0 | C4 | 0 | 0 | 0 | 0 | 0 | C4 | [5 empty] | C4 | [5 empty] | 0 | [6 empty] | 0 | [6 empty] | 0 | [6 empty] | 0 | [6 empty] | 0 | [6 empty] | 0
|  |  | 0 | 0 |  | 0 | 0 | 0 | 0 | 0 |  | 0 | 0 | 0 | 0 | 0 |  | 0 | 0 | 0 | 0 | 0 |  | 0 | 0 | 0 | 0 | 0 |  | 0 | 0 | 0 | 0 | 0 |  | 0 | 0 | 0 | 0 | 0 | [22 empty] | 0 | 0 | 0 | 0 | 0 | 0 |  | 0 | 0 | 0 | 0 | 0 | 0 |  | 0 | 0 | 0 | 0 | 0 | 0 |  | 0 | 0 | 0 | 0 | 0 | 0 |  | 0 | 0 | 0 | 0 | 0 | 0 |  | 0 | 0 | 0 | 0 | 0 | 0
| 132kV OHL Support - Tower |  | 0 | 0 | C1 | 0 | 0 | 0 | 0 | 0 | 0 | 0 | 0 | 0 | 0 | 0 | 0 | 0 | 0 | 0 | 0 | 0 | 0 | 0 | 0 | 0 | 0 | 0 | 0 | 0 | 0 | 0 | 0 | 0 | 0 | 0 | 0 | 0 | 0 | 0 | 0 |  |  | C1 | 0 | 0 | 0 | 0 | 0 | C1 | 0 | 0 | 0 | 0 | 0 | C1 | [5 empty] | C1 | [5 empty] | 0 | [6 empty] | 0 | [6 empty] | 0 | [6 empty] | 0 | [6 empty] | 0 | [6 empty] | 0
|  |  | 0 | 0 | C2 | 0 | 0 | 0 | 0 | 0 | 0 | 0 | 0 | 0 | 0 | 0 | 0 | 0 | 0 | 0 | 0 | 0 | 0 | 0 | 0 | 0 | 0 | 0 | 0 | 0 | 0 | 0 | 0 | 0 | 0 | 0 | 0 | 0 | 0 | 0 | 0 |  |  | C2 | 0 | 0 | 0 | 0 | 0 | C2 | 0 | 0 | 0 | 0 | 0 | C2 | [5 empty] | C2 | [5 empty] | 0 | [6 empty] | 0 | [6 empty] | 0 | [6 empty] | 0 | [6 empty] | 0 | [6 empty] | 0
|  |  | 0 | 0 | C3 | 0 | 0 | 0 | 0 | 0 | 0 | 0 | 0 | 0 | 0 | 0 | 0 | 0 | 0 | 0 | 0 | 0 | 0 | 0 | 0 | 0 | 0 | 0 | 0 | 0 | 0 | 0 | 0 | 0 | 0 | 0 | 0 | 0 | 0 | 0 | 0 |  |  | C3 | 0 | 0 | 0 | 0 | 0 | C3 | 0 | 0 | 0 | 0 | 0 | C3 | [5 empty] | C3 | [5 empty] | 0 | [6 empty] | 0 | [6 empty] | 0 | [6 empty] | 0 | [6 empty] | 0 | [6 empty] | 0
|  |  | 0 | 0 | C4 | 0 | 0 | 0 | 0 | 0 | 0 | 0 | 0 | 0 | 0 | 0 | 0 | 0 | 0 | 0 | 0 | 0 | 0 | 0 | 0 | 0 | 0 | 0 | 0 | 0 | 0 | 0 | 0 | 0 | 0 | 0 | 0 | 0 | 0 | 0 | 0 |  |  | C4 | 0 | 0 | 0 | 0 | 0 | C4 | 0 | 0 | 0 | 0 | 0 | C4 | [5 empty] | C4 | [5 empty] | 0 | [6 empty] | 0 | [6 empty] | 0 | [6 empty] | 0 | [6 empty] | 0 | [6 empty] | 0
|  |  | 0 | 0 |  | 0 | 0 | 0 | 0 | 0 |  | 0 | 0 | 0 | 0 | 0 |  | 0 | 0 | 0 | 0 | 0 |  | 0 | 0 | 0 | 0 | 0 |  | 0 | 0 | 0 | 0 | 0 |  | 0 | 0 | 0 | 0 | 0 | [22 empty] | 0 | 0 | 0 | 0 | 0 | 0 |  | 0 | 0 | 0 | 0 | 0 | 0 |  | 0 | 0 | 0 | 0 | 0 | 0 |  | 0 | 0 | 0 | 0 | 0 | 0 |  | 0 | 0 | 0 | 0 | 0 | 0 |  | 0 | 0 | 0 | 0 | 0 | 0
| 132kV OHL Fittings and Conductors (Tower Lines) |  | 0 | 0 | C1 | 0 | 0 | 0 | 0 | 0 | 0 | 0 | 0 | 0 | 0 | 0 | 0 | 0 | 0 | 0 | 0 | 0 | 0 | 0 | 0 | 0 | 0 | 0 | 0 | 0 | 0 | 0 | 0 | 0 | 0 | 0 | 0 | 0 | 0 | 0 | 0 |  | 0 | C1 | 0 | 0 | 0 | 0 | 0 | C1 | 0 | 0 | 0 | 0 | 0 | C1 | [5 empty] | C1 | [5 empty] | 0 | [6 empty] | 0 | [6 empty] | 0 | [6 empty] | 0 | [6 empty] | 0 | [6 empty] | 0
|  |  | 0 | 0 | C2 | 0 | 0 | 0 | 0 | 0 | 0 | 0 | 0 | 0 | 0 | 0 | 0 | 0 | 0 | 0 | 0 | 0 | 0 | 0 | 0 | 0 | 0 | 0 | 0 | 0 | 0 | 0 | 0 | 0 | 0 | 0 | 0 | 0 | 0 | 0 | 0 |  |  | C2 | 0 | 0 | 0 | 0 | 0 | C2 | 0 | 0 | 0 | 0 | 0 | C2 | [5 empty] | C2 | [5 empty] | 0 | [6 empty] | 0 | [6 empty] | 0 | [6 empty] | 0 | [6 empty] | 0 | [6 empty] | 0
|  |  | 0 | 0 | C3 | 0 | 0 | 0 | 0 | 0 | 0 | 0 | 0 | 0 | 0 | 0 | 0 | 0 | 0 | 0 | 0 | 0 | 0 | 0 | 0 | 0 | 0 | 0 | 0 | 0 | 0 | 0 | 0 | 0 | 0 | 0 | 0 | 0 | 0 | 0 | 0 |  |  | C3 | 0 | 0 | 0 | 0 | 0 | C3 | 0 | 0 | 0 | 0 | 0 | C3 | [5 empty] | C3 | [5 empty] | 0 | [6 empty] | 0 | [6 empty] | 0 | [6 empty] | 0 | [6 empty] | 0 | [6 empty] | 0
|  |  | 0 | 0 | C4 | 0 | 0 | 0 | 0 | 0 | 0 | 0 | 0 | 0 | 0 | 0 | 0 | 0 | 0 | 0 | 0 | 0 | 0 | 0 | 0 | 0 | 0 | 0 | 0 | 0 | 0 | 0 | 0 | 0 | 0 | 0 | 0 | 0 | 0 | 0 | 0 |  |  | C4 | 0 | 0 | 0 | 0 | 0 | C4 | 0 | 0 | 0 | 0 | 0 | C4 | [5 empty] | C4 | [5 empty] | 0 | [6 empty] | 0 | [6 empty] | 0 | [6 empty] | 0 | [6 empty] | 0 | [6 empty] | 0
|  |  | 0 | 0 |  | 0 | 0 | 0 | 0 | 0 |  | 0 | 0 | 0 | 0 | 0 |  | 0 | 0 | 0 | 0 | 0 |  | 0 | 0 | 0 | 0 | 0 |  | 0 | 0 | 0 | 0 | 0 |  | 0 | 0 | 0 | 0 | 0 | [22 empty] | 0 | 0 | 0 | 0 | 0 | 0 |  | 0 | 0 | 0 | 0 | 0 | 0 |  | 0 | 0 | 0 | 0 | 0 | 0 |  | 0 | 0 | 0 | 0 | 0 | 0 |  | 0 | 0 | 0 | 0 | 0 | 0 |  | 0 | 0 | 0 | 0 | 0 | 0
| [Please insert new asset category as required] |  | 0 | 0 | C1 | 0 | 0 | 0 | 0 | 0 | 0 | 0 | 0 | 0 | 0 | 0 | 0 | 0 | 0 | 0 | 0 | 0 | 0 | 0 | 0 | 0 | 0 | 0 | 0 | 0 | 0 | 0 | 0 | 0 | 0 | 0 | 0 | 0 | 0 | 0 | 0 |  |  | C1 | 0 | 0 | 0 | 0 | 0 | C1 | 0 | 0 | 0 | 0 | 0 | C1 | [5 empty] | C1 | [5 empty] | 0 | [6 empty] | 0 | [6 empty] | 0 | [6 empty] | 0 | [6 empty] | 0 | [6 empty] | 0
|  |  | 0 | 0 | C2 | 0 | 0 | 0 | 0 | 0 | 0 | 0 | 0 | 0 | 0 | 0 | 0 | 0 | 0 | 0 | 0 | 0 | 0 | 0 | 0 | 0 | 0 | 0 | 0 | 0 | 0 | 0 | 0 | 0 | 0 | 0 | 0 | 0 | 0 | 0 | 0 |  |  | C2 | 0 | 0 | 0 | 0 | 0 | C2 | 0 | 0 | 0 | 0 | 0 | C2 | [5 empty] | C2 | [5 empty] | 0 | [6 empty] | 0 | [6 empty] | 0 | [6 empty] | 0 | [6 empty] | 0 | [6 empty] | 0
|  |  | 0 | 0 | C3 | 0 | 0 | 0 | 0 | 0 | 0 | 0 | 0 | 0 | 0 | 0 | 0 | 0 | 0 | 0 | 0 | 0 | 0 | 0 | 0 | 0 | 0 | 0 | 0 | 0 | 0 | 0 | 0 | 0 | 0 | 0 | 0 | 0 | 0 | 0 | 0 |  |  | C3 | 0 | 0 | 0 | 0 | 0 | C3 | 0 | 0 | 0 | 0 | 0 | C3 | [5 empty] | C3 | [5 empty] | 0 | [6 empty] | 0 | [6 empty] | 0 | [6 empty] | 0 | [6 empty] | 0 | [6 empty] | 0
|  |  | 0 | 0 | C4 | 0 | 0 | 0 | 0 | 0 | 0 | 0 | 0 | 0 | 0 | 0 | 0 | 0 | 0 | 0 | 0 | 0 | 0 | 0 | 0 | 0 | 0 | 0 | 0 | 0 | 0 | 0 | 0 | 0 | 0 | 0 | 0 | 0 | 0 | 0 | 0 |  |  | C4 | 0 | 0 | 0 | 0 | 0 | C4 | 0 | 0 | 0 | 0 | 0 | C4 | [5 empty] | C4 | [5 empty] | 0 | [6 empty] | 0 | [6 empty] | 0 | [6 empty] | 0 | [6 empty] | 0 | [6 empty] | 0
|  |  | 0 | 0 |  | 0 | 0 | 0 | 0 | 0 |  | 0 | 0 | 0 | 0 | 0 |  | 0 | 0 | 0 | 0 | 0 |  | 0 | 0 | 0 | 0 | 0 |  | 0 | 0 | 0 | 0 | 0 |  | 0 | 0 | 0 | 0 | 0 | [22 empty] | 0 | 0 | 0 | 0 | 0 | 0 |  | 0 | 0 | 0 | 0 | 0 | 0 |  | 0 | 0 | 0 | 0 | 0 | 0 |  | 0 | 0 | 0 | 0 | 0 | 0 |  | 0 | 0 | 0 | 0 | 0 | 0 |  | 0 | 0 | 0 | 0 | 0 | 0
| [Please insert new asset category as required] |  | 0 | 0 | C1 | 0 | 0 | 0 | 0 | 0 | 0 | 0 | 0 | 0 | 0 | 0 | 0 | 0 | 0 | 0 | 0 | 0 | 0 | 0 | 0 | 0 | 0 | 0 | 0 | 0 | 0 | 0 | 0 | 0 | 0 | 0 | 0 | 0 | 0 | 0 | 0 |  |  | C1 | 0 | 0 | 0 | 0 | 0 | C1 | 0 | 0 | 0 | 0 | 0 | C1 | [5 empty] | C1 | [5 empty] | 0 | [6 empty] | 0 | [6 empty] | 0 | [6 empty] | 0 | [6 empty] | 0 | [6 empty] | 0
|  |  | 0 | 0 | C2 | 0 | 0 | 0 | 0 | 0 | 0 | 0 | 0 | 0 | 0 | 0 | 0 | 0 | 0 | 0 | 0 | 0 | 0 | 0 | 0 | 0 | 0 | 0 | 0 | 0 | 0 | 0 | 0 | 0 | 0 | 0 | 0 | 0 | 0 | 0 | 0 |  |  | C2 | 0 | 0 | 0 | 0 | 0 | C2 | 0 | 0 | 0 | 0 | 0 | C2 | [5 empty] | C2 | [5 empty] | 0 | [6 empty] | 0 | [6 empty] | 0 | [6 empty] | 0 | [6 empty] | 0 | [6 empty] | 0
|  |  | 0 | 0 | C3 | 0 | 0 | 0 | 0 | 0 | 0 | 0 | 0 | 0 | 0 | 0 | 0 | 0 | 0 | 0 | 0 | 0 | 0 | 0 | 0 | 0 | 0 | 0 | 0 | 0 | 0 | 0 | 0 | 0 | 0 | 0 | 0 | 0 | 0 | 0 | 0 |  |  | C3 | 0 | 0 | 0 | 0 | 0 | C3 | 0 | 0 | 0 | 0 | 0 | C3 | [5 empty] | C3 | [5 empty] | 0 | [6 empty] | 0 | [6 empty] | 0 | [6 empty] | 0 | [6 empty] | 0 | [6 empty] | 0
|  |  | 0 | 0 | C4 | 0 | 0 | 0 | 0 | 0 | 0 | 0 | 0 | 0 | 0 | 0 | 0 | 0 | 0 | 0 | 0 | 0 | 0 | 0 | 0 | 0 | 0 | 0 | 0 | 0 | 0 | 0 | 0 | 0 | 0 | 0 | 0 | 0 | 0 | 0 | 0 |  |  | C4 | 0 | 0 | 0 | 0 | 0 | C4 | 0 | 0 | 0 | 0 | 0 | C4 | [5 empty] | C4 | [5 empty] | 0 | [6 empty] | 0 | [6 empty] | 0 | [6 empty] | 0 | [6 empty] | 0 | [6 empty] | 0
|  |  | 0 | 0 |  | 0 | 0 | 0 | 0 | 0 |  | 0 | 0 | 0 | 0 | 0 |  | 0 | 0 | 0 | 0 | 0 |  | 0 | 0 | 0 | 0 | 0 |  | 0 | 0 | 0 | 0 | 0 |  | 0 | 0 | 0 | 0 | 0 | [22 empty] | 0 | 0 | 0 | 0 | 0 | 0 |  | 0 | 0 | 0 | 0 | 0 | 0 |  | 0 | 0 | 0 | 0 | 0 | 0 |  | 0 | 0 | 0 | 0 | 0 | 0 |  | 0 | 0 | 0 | 0 | 0 | 0 |  | 0 | 0 | 0 | 0 | 0 | 0
| [Please insert new asset category as required] |  | 0 | 0 | C1 | 0 | 0 | 0 | 0 | 0 | 0 | 0 | 0 | 0 | 0 | 0 | 0 | 0 | 0 | 0 | 0 | 0 | 0 | 0 | 0 | 0 | 0 | 0 | 0 | 0 | 0 | 0 | 0 | 0 | 0 | 0 | 0 | 0 | 0 | 0 | 0 |  |  | C1 | 0 | 0 | 0 | 0 | 0 | C1 | 0 | 0 | 0 | 0 | 0 | C1 | [5 empty] | C1 | [5 empty] | 0 | [6 empty] | 0 | [6 empty] | 0 | [6 empty] | 0 | [6 empty] | 0 | [6 empty] | 0
|  |  | 0 | 0 | C2 | 0 | 0 | 0 | 0 | 0 | 0 | 0 | 0 | 0 | 0 | 0 | 0 | 0 | 0 | 0 | 0 | 0 | 0 | 0 | 0 | 0 | 0 | 0 | 0 | 0 | 0 | 0 | 0 | 0 | 0 | 0 | 0 | 0 | 0 | 0 | 0 |  |  | C2 | 0 | 0 | 0 | 0 | 0 | C2 | 0 | 0 | 0 | 0 | 0 | C2 | [5 empty] | C2 | [5 empty] | 0 | [6 empty] | 0 | [6 empty] | 0 | [6 empty] | 0 | [6 empty] | 0 | [6 empty] | 0
|  |  | 0 | 0 | C3 | 0 | 0 | 0 | 0 | 0 | 0 | 0 | 0 | 0 | 0 | 0 | 0 | 0 | 0 | 0 | 0 | 0 | 0 | 0 | 0 | 0 | 0 | 0 | 0 | 0 | 0 | 0 | 0 | 0 | 0 | 0 | 0 | 0 | 0 | 0 | 0 |  |  | C3 | 0 | 0 | 0 | 0 | 0 | C3 | 0 | 0 | 0 | 0 | 0 | C3 | [5 empty] | C3 | [5 empty] | 0 | [6 empty] | 0 | [6 empty] | 0 | [6 empty] | 0 | [6 empty] | 0 | [6 empty] | 0
|  |  | 0 | 0 | C4 | 0 | 0 | 0 | 0 | 0 | 0 | 0 | 0 | 0 | 0 | 0 | 0 | 0 | 0 | 0 | 0 | 0 | 0 | 0 | 0 | 0 | 0 | 0 | 0 | 0 | 0 | 0 | 0 | 0 | 0 | 0 | 0 | 0 | 0 | 0 | 0 |  |  | C4 | 0 | 0 | 0 | 0 | 0 | C4 | 0 | 0 | 0 | 0 | 0 | C4 | [5 empty] | C4 | [5 empty] | 0 | [6 empty] | 0 | [6 empty] | 0 | [6 empty] | 0 | [6 empty] | 0 | [6 empty] | 0
|  |  | 0 | 0 |  | 0 | 0 | 0 | 0 | 0 |  | 0 | 0 | 0 | 0 | 0 |  | 0 | 0 | 0 | 0 | 0 |  | 0 | 0 | 0 | 0 | 0 |  | 0 | 0 | 0 | 0 | 0 |  | 0 | 0 | 0 | 0 | 0 | [22 empty] | 0 | 0 | 0 | 0 | 0 | 0 |  | 0 | 0 | 0 | 0 | 0 | 0 |  | 0 | 0 | 0 | 0 | 0 | 0 |  | 0 | 0 | 0 | 0 | 0 | 0 |  | 0 | 0 | 0 | 0 | 0 | 0 |  | 0 | 0 | 0 | 0 | 0 | 0
| [Please insert new asset category as required] |  | 0 | 0 | C1 | 0 | 0 | 0 | 0 | 0 | 0 | 0 | 0 | 0 | 0 | 0 | 0 | 0 | 0 | 0 | 0 | 0 | 0 | 0 | 0 | 0 | 0 | 0 | 0 | 0 | 0 | 0 | 0 | 0 | 0 | 0 | 0 | 0 | 0 | 0 | 0 |  |  | C1 | 0 | 0 | 0 | 0 | 0 | C1 | 0 | 0 | 0 | 0 | 0 | C1 | [5 empty] | C1 | [5 empty] | 0 | [6 empty] | 0 | [6 empty] | 0 | [6 empty] | 0 | [6 empty] | 0 | [6 empty] | 0
|  |  | 0 | 0 | C2 | 0 | 0 | 0 | 0 | 0 | 0 | 0 | 0 | 0 | 0 | 0 | 0 | 0 | 0 | 0 | 0 | 0 | 0 | 0 | 0 | 0 | 0 | 0 | 0 | 0 | 0 | 0 | 0 | 0 | 0 | 0 | 0 | 0 | 0 | 0 | 0 |  |  | C2 | 0 | 0 | 0 | 0 | 0 | C2 | 0 | 0 | 0 | 0 | 0 | C2 | [5 empty] | C2 | [5 empty] | 0 | [6 empty] | 0 | [6 empty] | 0 | [6 empty] | 0 | [6 empty] | 0 | [6 empty] | 0
|  |  | 0 | 0 | C3 | 0 | 0 | 0 | 0 | 0 | 0 | 0 | 0 | 0 | 0 | 0 | 0 | 0 | 0 | 0 | 0 | 0 | 0 | 0 | 0 | 0 | 0 | 0 | 0 | 0 | 0 | 0 | 0 | 0 | 0 | 0 | 0 | 0 | 0 | 0 | 0 |  |  | C3 | 0 | 0 | 0 | 0 | 0 | C3 | 0 | 0 | 0 | 0 | 0 | C3 | [5 empty] | C3 | [5 empty] | 0 | [6 empty] | 0 | [6 empty] | 0 | [6 empty] | 0 | [6 empty] | 0 | [6 empty] | 0
|  |  | 0 | 0 | C4 | 0 | 0 | 0 | 0 | 0 | 0 | 0 | 0 | 0 | 0 | 0 | 0 | 0 | 0 | 0 | 0 | 0 | 0 | 0 | 0 | 0 | 0 | 0 | 0 | 0 | 0 | 0 | 0 | 0 | 0 | 0 | 0 | 0 | 0 | 0 | 0 |  |  | C4 | 0 | 0 | 0 | 0 | 0 | C4 | 0 | 0 | 0 | 0 | 0 | C4 | [5 empty] | C4 | [5 empty] | 0 | [6 empty] | 0 | [6 empty] | 0 | [6 empty] | 0 | [6 empty] | 0 | [6 empty] | 0
|  |  | 0 | 0 |  | 0 | 0 | 0 | 0 | 0 |  | 0 | 0 | 0 | 0 | 0 |  | 0 | 0 | 0 | 0 | 0 |  | 0 | 0 | 0 | 0 | 0 |  | 0 | 0 | 0 | 0 | 0 |  | 0 | 0 | 0 | 0 | 0 | [22 empty] | 0 | 0 | 0 | 0 | 0 | 0 |  | 0 | 0 | 0 | 0 | 0 | 0 |  | 0 | 0 | 0 | 0 | 0 | 0 |  | 0 | 0 | 0 | 0 | 0 | 0 |  | 0 | 0 | 0 | 0 | 0 | 0 |  | 0 | 0 | 0 | 0 | 0 | 0
| [Please insert new asset category as required] |  | 0 | 0 | C1 | 0 | 0 | 0 | 0 | 0 | 0 | 0 | 0 | 0 | 0 | 0 | 0 | 0 | 0 | 0 | 0 | 0 | 0 | 0 | 0 | 0 | 0 | 0 | 0 | 0 | 0 | 0 | 0 | 0 | 0 | 0 | 0 | 0 | 0 | 0 | 0 |  |  | C1 | 0 | 0 | 0 | 0 | 0 | C1 | 0 | 0 | 0 | 0 | 0 | C1 | [5 empty] | C1 | [5 empty] | 0 | [6 empty] | 0 | [6 empty] | 0 | [6 empty] | 0 | [6 empty] | 0 | [6 empty] | 0
|  |  | 0 | 0 | C2 | 0 | 0 | 0 | 0 | 0 | 0 | 0 | 0 | 0 | 0 | 0 | 0 | 0 | 0 | 0 | 0 | 0 | 0 | 0 | 0 | 0 | 0 | 0 | 0 | 0 | 0 | 0 | 0 | 0 | 0 | 0 | 0 | 0 | 0 | 0 | 0 |  |  | C2 | 0 | 0 | 0 | 0 | 0 | C2 | 0 | 0 | 0 | 0 | 0 | C2 | [5 empty] | C2 | [5 empty] | 0 | [6 empty] | 0 | [6 empty] | 0 | [6 empty] | 0 | [6 empty] | 0 | [6 empty] | 0
|  |  | 0 | 0 | C3 | 0 | 0 | 0 | 0 | 0 | 0 | 0 | 0 | 0 | 0 | 0 | 0 | 0 | 0 | 0 | 0 | 0 | 0 | 0 | 0 | 0 | 0 | 0 | 0 | 0 | 0 | 0 | 0 | 0 | 0 | 0 | 0 | 0 | 0 | 0 | 0 |  |  | C3 | 0 | 0 | 0 | 0 | 0 | C3 | 0 | 0 | 0 | 0 | 0 | C3 | [5 empty] | C3 | [5 empty] | 0 | [6 empty] | 0 | [6 empty] | 0 | [6 empty] | 0 | [6 empty] | 0 | [6 empty] | 0
|  |  | 0 | 0 | C4 | 0 | 0 | 0 | 0 | 0 | 0 | 0 | 0 | 0 | 0 | 0 | 0 | 0 | 0 | 0 | 0 | 0 | 0 | 0 | 0 | 0 | 0 | 0 | 0 | 0 | 0 | 0 | 0 | 0 | 0 | 0 | 0 | 0 | 0 | 0 | 0 |  |  | C4 | 0 | 0 | 0 | 0 | 0 | C4 | 0 | 0 | 0 | 0 | 0 | C4 | [5 empty] | C4 | [5 empty] | 0 | [6 empty] | 0 | [6 empty] | 0 | [6 empty] | 0 | [6 empty] | 0 | [6 empty] | 0
|  |  | 0 | 0 |  | 0 | 0 | 0 | 0 | 0 |  | 0 | 0 | 0 | 0 | 0 |  | 0 | 0 | 0 | 0 | 0 |  | 0 | 0 | 0 | 0 | 0 |  | 0 | 0 | 0 | 0 | 0 |  | 0 | 0 | 0 | 0 | 0 | [22 empty] | 0 | 0 | 0 | 0 | 0 | 0 |  | 0 | 0 | 0 | 0 | 0 | 0 |  | 0 | 0 | 0 | 0 | 0 | 0 |  | 0 | 0 | 0 | 0 | 0 | 0 |  | 0 | 0 | 0 | 0 | 0 | 0 |  | 0 | 0 | 0 | 0 | 0 | 0
[63 empty] | 0 | 0 | 0 | 0 | 0 | 0 |  | 0 | 0 | 0 | 0 | 0 | 0 |  | 0 | 0 | 0 | 0 | 0 | 0 |  | 0 | 0 | 0 | 0 | 0 | 0 |  | 0 | 0 | 0 | 0 | 0 | 0 |  | 0 | 0 | 0 | 0 | 0 | 0
| Other | [66 empty] | 0 | [6 empty] | 0 | [6 empty] | 0 | [6 empty] | 0 | [6 empty] | 0 | [6 empty] | 0
| Submarine Cables |  | 0 | 0 | C1 | 0 | 0 | 0 | 0 | 0 | 0 | 0 | 0 | 0 | 0 | 0 | 0 | 0 | 0 | 0 | 0 | 0 | 0 | 0 | 0 | 0 | 0 | 0 | 0 | 0 | 0 | 0 | 0 | 0 | 0 | 0 | 0 | 0 | 0 | 0 | 0 |  |  | C1 | 0 | 0 | 0 | 0 | 0 | C1 | 0 | 0 | 0 | 0 | 0 | C1 | [5 empty] | C1 | [5 empty] | 0 | [6 empty] | 0 | [6 empty] | 0 | [6 empty] | 0 | [6 empty] | 0 | [6 empty] | 0
|  |  | 0 | 0 | C2 | 0 | 0 | 0 | 0 | 0 | 0 | 0 | 0 | 0 | 0 | 0 | 0 | 0 | 0 | 0 | 0 | 0 | 0 | 0 | 0 | 0 | 0 | 0 | 0 | 0 | 0 | 0 | 0 | 0 | 0 | 0 | 0 | 0 | 0 | 0 | 0 |  |  | C2 | 0 | 0 | 0 | 0 | 0 | C2 | 0 | 0 | 0 | 0 | 0 | C2 | [5 empty] | C2 | [5 empty] | 0 | [6 empty] | 0 | [6 empty] | 0 | [6 empty] | 0 | [6 empty] | 0 | [6 empty] | 0
|  |  | 0 | 0 | C3 | 0 | 0 | 0 | 0 | 0 | 0 | 0 | 0 | 0 | 0 | 0 | 0 | 0 | 0 | 0 | 0 | 0 | 0 | 0 | 0 | 0 | 0 | 0 | 0 | 0 | 0 | 0 | 0 | 0 | 0 | 0 | 0 | 0 | 0 | 0 | 0 |  |  | C3 | 0 | 0 | 0 | 0 | 0 | C3 | 0 | 0 | 0 | 0 | 0 | C3 | [5 empty] | C3 | [5 empty] | 0 | [6 empty] | 0 | [6 empty] | 0 | [6 empty] | 0 | [6 empty] | 0 | [6 empty] | 0
|  |  | 0 | 0 | C4 | 0 | 0 | 0 | 0 | 0 | 0 | 0 | 0 | 0 | 0 | 0 | 0 | 0 | 0 | 0 | 0 | 0 | 0 | 0 | 0 | 0 | 0 | 0 | 0 | 0 | 0 | 0 | 0 | 0 | 0 | 0 | 0 | 0 | 0 | 0 | 0 |  |  | C4 | 0 | 0 | 0 | 0 | 0 | C4 | 0 | 0 | 0 | 0 | 0 | C4 | [5 empty] | C4 | [5 empty] | 0 | [6 empty] | 0 | [6 empty] | 0 | [6 empty] | 0 | [6 empty] | 0 | [6 empty] | 0
|  |  | 0 | 0 |  | 0 | 0 | 0 | 0 | 0 |  | 0 | 0 | 0 | 0 | 0 |  | 0 | 0 | 0 | 0 | 0 |  | 0 | 0 | 0 | 0 | 0 |  | 0 | 0 | 0 | 0 | 0 |  | 0 | 0 | 0 | 0 | 0 | [22 empty] | 0 | 0 | 0 | 0 | 0 | 0 |  | 0 | 0 | 0 | 0 | 0 | 0 |  | 0 | 0 | 0 | 0 | 0 | 0 |  | 0 | 0 | 0 | 0 | 0 | 0 |  | 0 | 0 | 0 | 0 | 0 | 0 |  | 0 | 0 | 0 | 0 | 0 | 0
| [Please insert new asset category as required] |  | 0 | 0 | C1 | 0 | 0 | 0 | 0 | 0 | 0 | 0 | 0 | 0 | 0 | 0 | 0 | 0 | 0 | 0 | 0 | 0 | 0 | 0 | 0 | 0 | 0 | 0 | 0 | 0 | 0 | 0 | 0 | 0 | 0 | 0 | 0 | 0 | 0 | 0 | 0 |  |  | C1 | 0 | 0 | 0 | 0 | 0 | C1 | 0 | 0 | 0 | 0 | 0 | C1 | [5 empty] | C1 | [5 empty] | 0 | [6 empty] | 0 | [6 empty] | 0 | [6 empty] | 0 | [6 empty] | 0 | [6 empty] | 0
|  |  | 0 | 0 | C2 | 0 | 0 | 0 | 0 | 0 | 0 | 0 | 0 | 0 | 0 | 0 | 0 | 0 | 0 | 0 | 0 | 0 | 0 | 0 | 0 | 0 | 0 | 0 | 0 | 0 | 0 | 0 | 0 | 0 | 0 | 0 | 0 | 0 | 0 | 0 | 0 |  |  | C2 | 0 | 0 | 0 | 0 | 0 | C2 | 0 | 0 | 0 | 0 | 0 | C2 | [5 empty] | C2 | [5 empty] | 0 | [6 empty] | 0 | [6 empty] | 0 | [6 empty] | 0 | [6 empty] | 0 | [6 empty] | 0
|  |  | 0 | 0 | C3 | 0 | 0 | 0 | 0 | 0 | 0 | 0 | 0 | 0 | 0 | 0 | 0 | 0 | 0 | 0 | 0 | 0 | 0 | 0 | 0 | 0 | 0 | 0 | 0 | 0 | 0 | 0 | 0 | 0 | 0 | 0 | 0 | 0 | 0 | 0 | 0 |  |  | C3 | 0 | 0 | 0 | 0 | 0 | C3 | 0 | 0 | 0 | 0 | 0 | C3 | [5 empty] | C3 | [5 empty] | 0 | [6 empty] | 0 | [6 empty] | 0 | [6 empty] | 0 | [6 empty] | 0 | [6 empty] | 0
|  |  | 0 | 0 | C4 | 0 | 0 | 0 | 0 | 0 | 0 | 0 | 0 | 0 | 0 | 0 | 0 | 0 | 0 | 0 | 0 | 0 | 0 | 0 | 0 | 0 | 0 | 0 | 0 | 0 | 0 | 0 | 0 | 0 | 0 | 0 | 0 | 0 | 0 | 0 | 0 |  |  | C4 | 0 | 0 | 0 | 0 | 0 | C4 | 0 | 0 | 0 | 0 | 0 | C4 | [5 empty] | C4 | [5 empty] | 0 | [6 empty] | 0 | [6 empty] | 0 | [6 empty] | 0 | [6 empty] | 0 | [6 empty] | 0
|  |  | 0 | 0 |  | 0 | 0 | 0 | 0 | 0 |  | 0 | 0 | 0 | 0 | 0 |  | 0 | 0 | 0 | 0 | 0 |  | 0 | 0 | 0 | 0 | 0 |  | 0 | 0 | 0 | 0 | 0 |  | 0 | 0 | 0 | 0 | 0 | [22 empty] | 0 | 0 | 0 | 0 | 0 | 0 |  | 0 | 0 | 0 | 0 | 0 | 0 |  | 0 | 0 | 0 | 0 | 0 | 0 |  | 0 | 0 | 0 | 0 | 0 | 0 |  | 0 | 0 | 0 | 0 | 0 | 0 |  | 0 | 0 | 0 | 0 | 0 | 0
| [Please insert new asset category as required] |  | 0 | 0 | C1 | 0 | 0 | 0 | 0 | 0 | 0 | 0 | 0 | 0 | 0 | 0 | 0 | 0 | 0 | 0 | 0 | 0 | 0 | 0 | 0 | 0 | 0 | 0 | 0 | 0 | 0 | 0 | 0 | 0 | 0 | 0 | 0 | 0 | 0 | 0 | 0 |  |  | C1 | 0 | 0 | 0 | 0 | 0 | C1 | 0 | 0 | 0 | 0 | 0 | C1 | [5 empty] | C1 | [5 empty] | 0 | [6 empty] | 0 | [6 empty] | 0 | [6 empty] | 0 | [6 empty] | 0 | [6 empty] | 0
|  |  | 0 | 0 | C2 | 0 | 0 | 0 | 0 | 0 | 0 | 0 | 0 | 0 | 0 | 0 | 0 | 0 | 0 | 0 | 0 | 0 | 0 | 0 | 0 | 0 | 0 | 0 | 0 | 0 | 0 | 0 | 0 | 0 | 0 | 0 | 0 | 0 | 0 | 0 | 0 |  |  | C2 | 0 | 0 | 0 | 0 | 0 | C2 | 0 | 0 | 0 | 0 | 0 | C2 | [5 empty] | C2 | [5 empty] | 0 | [6 empty] | 0 | [6 empty] | 0 | [6 empty] | 0 | [6 empty] | 0 | [6 empty] | 0
|  |  | 0 | 0 | C3 | 0 | 0 | 0 | 0 | 0 | 0 | 0 | 0 | 0 | 0 | 0 | 0 | 0 | 0 | 0 | 0 | 0 | 0 | 0 | 0 | 0 | 0 | 0 | 0 | 0 | 0 | 0 | 0 | 0 | 0 | 0 | 0 | 0 | 0 | 0 | 0 |  |  | C3 | 0 | 0 | 0 | 0 | 0 | C3 | 0 | 0 | 0 | 0 | 0 | C3 | [5 empty] | C3 | [5 empty] | 0 | [6 empty] | 0 | [6 empty] | 0 | [6 empty] | 0 | [6 empty] | 0 | [6 empty] | 0
|  |  | 0 | 0 | C4 | 0 | 0 | 0 | 0 | 0 | 0 | 0 | 0 | 0 | 0 | 0 | 0 | 0 | 0 | 0 | 0 | 0 | 0 | 0 | 0 | 0 | 0 | 0 | 0 | 0 | 0 | 0 | 0 | 0 | 0 | 0 | 0 | 0 | 0 | 0 | 0 |  |  | C4 | 0 | 0 | 0 | 0 | 0 | C4 | 0 | 0 | 0 | 0 | 0 | C4 | [5 empty] | C4 | [5 empty] | 0 | [6 empty] | 0 | [6 empty] | 0 | [6 empty] | 0 | [6 empty] | 0 | [6 empty] | 0
|  |  | 0 | 0 |  | 0 | 0 | 0 | 0 | 0 |  | 0 | 0 | 0 | 0 | 0 |  | 0 | 0 | 0 | 0 | 0 |  | 0 | 0 | 0 | 0 | 0 |  | 0 | 0 | 0 | 0 | 0 |  | 0 | 0 | 0 | 0 | 0 | [22 empty] | 0 | 0 | 0 | 0 | 0 | 0 |  | 0 | 0 | 0 | 0 | 0 | 0 |  | 0 | 0 | 0 | 0 | 0 | 0 |  | 0 | 0 | 0 | 0 | 0 | 0 |  | 0 | 0 | 0 | 0 | 0 | 0 |  | 0 | 0 | 0 | 0 | 0 | 0
| [Please insert new asset category as required] |  | 0 | 0 | C1 | 0 | 0 | 0 | 0 | 0 | 0 | 0 | 0 | 0 | 0 | 0 | 0 | 0 | 0 | 0 | 0 | 0 | 0 | 0 | 0 | 0 | 0 | 0 | 0 | 0 | 0 | 0 | 0 | 0 | 0 | 0 | 0 | 0 | 0 | 0 | 0 |  |  | C1 | 0 | 0 | 0 | 0 | 0 | C1 | 0 | 0 | 0 | 0 | 0 | C1 | [5 empty] | C1 | [5 empty] | 0 | [6 empty] | 0 | [6 empty] | 0 | [6 empty] | 0 | [6 empty] | 0 | [6 empty] | 0
|  |  | 0 | 0 | C2 | 0 | 0 | 0 | 0 | 0 | 0 | 0 | 0 | 0 | 0 | 0 | 0 | 0 | 0 | 0 | 0 | 0 | 0 | 0 | 0 | 0 | 0 | 0 | 0 | 0 | 0 | 0 | 0 | 0 | 0 | 0 | 0 | 0 | 0 | 0 | 0 |  |  | C2 | 0 | 0 | 0 | 0 | 0 | C2 | 0 | 0 | 0 | 0 | 0 | C2 | [5 empty] | C2 | [5 empty] | 0 | [6 empty] | 0 | [6 empty] | 0 | [6 empty] | 0 | [6 empty] | 0 | [6 empty] | 0
|  |  | 0 | 0 | C3 | 0 | 0 | 0 | 0 | 0 | 0 | 0 | 0 | 0 | 0 | 0 | 0 | 0 | 0 | 0 | 0 | 0 | 0 | 0 | 0 | 0 | 0 | 0 | 0 | 0 | 0 | 0 | 0 | 0 | 0 | 0 | 0 | 0 | 0 | 0 | 0 |  |  | C3 | 0 | 0 | 0 | 0 | 0 | C3 | 0 | 0 | 0 | 0 | 0 | C3 | [5 empty] | C3 | [5 empty] | 0 | [6 empty] | 0 | [6 empty] | 0 | [6 empty] | 0 | [6 empty] | 0 | [6 empty] | 0
|  |  | 0 | 0 | C4 | 0 | 0 | 0 | 0 | 0 | 0 | 0 | 0 | 0 | 0 | 0 | 0 | 0 | 0 | 0 | 0 | 0 | 0 | 0 | 0 | 0 | 0 | 0 | 0 | 0 | 0 | 0 | 0 | 0 | 0 | 0 | 0 | 0 | 0 | 0 | 0 |  |  | C4 | 0 | 0 | 0 | 0 | 0 | C4 | 0 | 0 | 0 | 0 | 0 | C4 | [5 empty] | C4 | [5 empty] | 0 | [6 empty] | 0 | [6 empty] | 0 | [6 empty] | 0 | [6 empty] | 0 | [6 empty] | 0
|  |  | 0 | 0 |  | 0 | 0 | 0 | 0 | 0 |  | 0 | 0 | 0 | 0 | 0 |  | 0 | 0 | 0 | 0 | 0 |  | 0 | 0 | 0 | 0 | 0 |  | 0 | 0 | 0 | 0 | 0 |  | 0 | 0 | 0 | 0 | 0 | [22 empty] | 0 | 0 | 0 | 0 | 0 | 0 |  | 0 | 0 | 0 | 0 | 0 | 0 |  | 0 | 0 | 0 | 0 | 0 | 0 |  | 0 | 0 | 0 | 0 | 0 | 0 |  | 0 | 0 | 0 | 0 | 0 | 0 |  | 0 | 0 | 0 | 0 | 0 | 0
| [Please insert new asset category as required] |  | 0 | 0 | C1 | 0 | 0 | 0 | 0 | 0 | 0 | 0 | 0 | 0 | 0 | 0 | 0 | 0 | 0 | 0 | 0 | 0 | 0 | 0 | 0 | 0 | 0 | 0 | 0 | 0 | 0 | 0 | 0 | 0 | 0 | 0 | 0 | 0 | 0 | 0 | 0 |  |  | C1 | 0 | 0 | 0 | 0 | 0 | C1 | 0 | 0 | 0 | 0 | 0 | C1 | [5 empty] | C1 | [5 empty] | 0 | [6 empty] | 0 | [6 empty] | 0 | [6 empty] | 0 | [6 empty] | 0 | [6 empty] | 0
|  |  | 0 | 0 | C2 | 0 | 0 | 0 | 0 | 0 | 0 | 0 | 0 | 0 | 0 | 0 | 0 | 0 | 0 | 0 | 0 | 0 | 0 | 0 | 0 | 0 | 0 | 0 | 0 | 0 | 0 | 0 | 0 | 0 | 0 | 0 | 0 | 0 | 0 | 0 | 0 |  |  | C2 | 0 | 0 | 0 | 0 | 0 | C2 | 0 | 0 | 0 | 0 | 0 | C2 | [5 empty] | C2 | [5 empty] | 0 | [6 empty] | 0 | [6 empty] | 0 | [6 empty] | 0 | [6 empty] | 0 | [6 empty] | 0
|  |  | 0 | 0 | C3 | 0 | 0 | 0 | 0 | 0 | 0 | 0 | 0 | 0 | 0 | 0 | 0 | 0 | 0 | 0 | 0 | 0 | 0 | 0 | 0 | 0 | 0 | 0 | 0 | 0 | 0 | 0 | 0 | 0 | 0 | 0 | 0 | 0 | 0 | 0 | 0 |  |  | C3 | 0 | 0 | 0 | 0 | 0 | C3 | 0 | 0 | 0 | 0 | 0 | C3 | [5 empty] | C3 | [5 empty] | 0 | [6 empty] | 0 | [6 empty] | 0 | [6 empty] | 0 | [6 empty] | 0 | [6 empty] | 0
|  |  | 0 | 0 | C4 | 0 | 0 | 0 | 0 | 0 | 0 | 0 | 0 | 0 | 0 | 0 | 0 | 0 | 0 | 0 | 0 | 0 | 0 | 0 | 0 | 0 | 0 | 0 | 0 | 0 | 0 | 0 | 0 | 0 | 0 | 0 | 0 | 0 | 0 | 0 | 0 |  |  | C4 | 0 | 0 | 0 | 0 | 0 | C4 | 0 | 0 | 0 | 0 | 0 | C4 | [5 empty] | C4 | [5 empty] | 0 | [6 empty] | 0 | [6 empty] | 0 | [6 empty] | 0 | [6 empty] | 0 | [6 empty] | 0
|  |  | 0 | 0 |  | 0 | 0 | 0 | 0 | 0 |  | 0 | 0 | 0 | 0 | 0 |  | 0 | 0 | 0 | 0 | 0 |  | 0 | 0 | 0 | 0 | 0 |  | 0 | 0 | 0 | 0 | 0 |  | 0 | 0 | 0 | 0 | 0 | [22 empty] | 0 | 0 | 0 | 0 | 0 | 0 |  | 0 | 0 | 0 | 0 | 0 | 0 |  | 0 | 0 | 0 | 0 | 0 | 0 |  | 0 | 0 | 0 | 0 | 0 | 0 |  | 0 | 0 | 0 | 0 | 0 | 0 |  | 0 | 0 | 0 | 0 | 0 | 0
| [Please insert new asset category as required] |  | 0 | 0 | C1 | 0 | 0 | 0 | 0 | 0 | 0 | 0 | 0 | 0 | 0 | 0 | 0 | 0 | 0 | 0 | 0 | 0 | 0 | 0 | 0 | 0 | 0 | 0 | 0 | 0 | 0 | 0 | 0 | 0 | 0 | 0 | 0 | 0 | 0 | 0 | 0 |  |  | C1 | 0 | 0 | 0 | 0 | 0 | C1 | 0 | 0 | 0 | 0 | 0 | C1 | [5 empty] | C1 | [5 empty] | 0 | [6 empty] | 0 | [6 empty] | 0 | [6 empty] | 0 | [6 empty] | 0 | [6 empty] | 0
|  |  | 0 | 0 | C2 | 0 | 0 | 0 | 0 | 0 | 0 | 0 | 0 | 0 | 0 | 0 | 0 | 0 | 0 | 0 | 0 | 0 | 0 | 0 | 0 | 0 | 0 | 0 | 0 | 0 | 0 | 0 | 0 | 0 | 0 | 0 | 0 | 0 | 0 | 0 | 0 |  |  | C2 | 0 | 0 | 0 | 0 | 0 | C2 | 0 | 0 | 0 | 0 | 0 | C2 | [5 empty] | C2 | [5 empty] | 0 | [6 empty] | 0 | [6 empty] | 0 | [6 empty] | 0 | [6 empty] | 0 | [6 empty] | 0
|  |  | 0 | 0 | C3 | 0 | 0 | 0 | 0 | 0 | 0 | 0 | 0 | 0 | 0 | 0 | 0 | 0 | 0 | 0 | 0 | 0 | 0 | 0 | 0 | 0 | 0 | 0 | 0 | 0 | 0 | 0 | 0 | 0 | 0 | 0 | 0 | 0 | 0 | 0 | 0 |  |  | C3 | 0 | 0 | 0 | 0 | 0 | C3 | 0 | 0 | 0 | 0 | 0 | C3 | [5 empty] | C3 | [5 empty] | 0 | [6 empty] | 0 | [6 empty] | 0 | [6 empty] | 0 | [6 empty] | 0 | [6 empty] | 0
|  |  | 0 | 0 | C4 | 0 | 0 | 0 | 0 | 0 | 0 | 0 | 0 | 0 | 0 | 0 | 0 | 0 | 0 | 0 | 0 | 0 | 0 | 0 | 0 | 0 | 0 | 0 | 0 | 0 | 0 | 0 | 0 | 0 | 0 | 0 | 0 | 0 | 0 | 0 | 0 |  |  | C4 | 0 | 0 | 0 | 0 | 0 | C4 | 0 | 0 | 0 | 0 | 0 | C4 | [5 empty] | C4 | [5 empty] | 0 | [6 empty] | 0 | [6 empty] | 0 | [6 empty] | 0 | [6 empty] | 0 | [6 empty] | 0
|  |  | 0 | 0 |  | 0 | 0 | 0 | 0 | 0 |  | 0 | 0 | 0 | 0 | 0 |  | 0 | 0 | 0 | 0 | 0 |  | 0 | 0 | 0 | 0 | 0 |  | 0 | 0 | 0 | 0 | 0 |  | 0 | 0 | 0 | 0 | 0 | [22 empty] | 0 | 0 | 0 | 0 | 0 | 0 |  | 0 | 0 | 0 | 0 | 0 | 0 |  | 0 | 0 | 0 | 0 | 0 | 0 |  | 0 | 0 | 0 | 0 | 0 | 0 |  | 0 | 0 | 0 | 0 | 0 | 0 |  | 0 | 0 | 0 | 0 | 0 | 0
[63 empty] | 0 | 0 | 0 | 0 | 0 | 0 |  | 0 | 0 | 0 | 0 | 0 | 0 |  | 0 | 0 | 0 | 0 | 0 | 0 |  | 0 | 0 | 0 | 0 | 0 | 0 |  | 0 | 0 | 0 | 0 | 0 | 0 |  | 0 | 0 | 0 | 0 | 0 | 0
| TOTAL |  | 335500.9305 | 336594.9305 |  | 63278.8404 | 93451.0022 | 81544.1795 | 33365.6768 | 63861.2317 |  | 49931.8404 | 94866.0022 | 77407.1795 | 40602.6768 | 73582.2317 |  | 32354 | -4870 | -5392 | -6471 | -14525 |  | 53128.8041 | 82989.1806 | 78324.3232 | 42444.733 | 78618.8897 |  | 59502 | -10002 | -11358 | -13197 | -23851 |  | 51944.8331 | 65325.4934 | 75231.5795 | 39897.2997 | 103104.7249 |  |  |  |  | 0 | 0 | 0 | 0 | 0 |  | 0 | 0 | 0 | 0 | 0 | [7 empty] | 597377.572 | 2171964.6932 | 2722038.5723 | 3136781.269 | 8744317.3841 | 17372479.4906 |  | 742834.9915 | 2146356.1139 | 2812835.8654 | 2715359.3042 | 7430132.845 | 15847519.1199 |  | 622418.5163 | 1921720.6417 | 2618741.1751 | 3393102.5113 | 9708859.3163 | 18264842.1607 |  | 937306.2462 | 1849585.7351 | 2470772.9926 | 2877298.3221 | 7833859.2022 | 15968822.4983 |  | 591367.995 | 1564951.9766 | 2441155.5197 | 3055378.609 | 13610838.8965 | 21263692.9968 |  | 1172059.1254 | 1423534.3753 | 2146096.134 | 2028085.55 | 10445097.6847 | 17214872.8695
Health Index Definitions
|  |  | HI1 | New or as new | [57 empty] | LV Network | 70742.6358 | 114711.166 | 167644.3247 | 232612.7848 | 3965657.9569 | 4551368.8682 | LV Network | 99741.5426 | 111321.3099 | 162554.992 | 223317.0567 | 3647606.0341 | 4244540.9353 | LV Network | 96269.9427 | 101905.438 | 163348.0044 | 204605.3522 | 3780485.7999 | 4346614.5371 | LV Network | 210200.0178 | 83027.4769 | 126688.7481 | 139059.4904 | 2738140.8638 | 3297116.5971 | LV Network | 91132.0083 | 83182.1269 | 164394.4796 | 174229.5481 | 4011205.9786 | 4524144.1414 | LV Network | 281880.0191 | 45488.4203 | 91156.2722 | 39248.0485 | 2397471.776 | 2855244.536
|  |  | HI2 | Good or seviceable condition | [57 empty] | HV Network | 373150.0865 | 1439413.0346 | 1616756.774 | 2059258.1953 | 3601409.2437 | 9089987.3341 | HV Network | 443202.6827 | 1426436.468 | 1724580.2048 | 1741686.3433 | 2924270.8809 | 8260176.5797 | HV Network | 364178.339 | 1295033.0996 | 1604177.6712 | 2121922.1843 | 4425620.5735 | 9810931.8676 | HV Network | 510831.6109 | 1233618.7045 | 1529378.839 | 1847760.4858 | 3814763.2248 | 8936352.865 | HV Network | 328967.4361 | 1102189.8175 | 1472952.786 | 1970111.8456 | 6850125.6579 | 11724347.5431 | HV Network | 612706.7086 | 979340.5524 | 1323114.0171 | 1425449.0788 | 5741674.8154 | 10082285.1723
|  |  | HI3 | Deterioration requires assessment and monitoring | [57 empty] | EHV Network | 153484.8497 | 617840.4926 | 937637.4737 | 844910.2889 | 1177250.1835 | 3731123.2883 | EHV Network | 199890.7662 | 608598.336 | 925700.6686 | 750355.9041 | 858255.93 | 3342801.6049 | EHV Network | 161970.2347 | 524782.1041 | 851215.4996 | 1066574.9747 | 1502752.9428 | 4107295.756 | EHV Network | 216274.6175 | 532939.5538 | 814705.4055 | 890478.3458 | 1280955.1137 | 3735353.0362 | EHV Network | 171268.5507 | 379580.0322 | 803808.2541 | 911037.2153 | 2749507.26 | 5015201.3123 | EHV Network | 277472.3977 | 398705.4027 | 731825.8447 | 563388.4227 | 2305951.0933 | 4277343.1611
|  |  | HI4 | Material deterioration, intervention requires consideration | [57 empty] | 132kV Network | 0 | 0 | 0 | 0 | 0 | 0 | 132kV Network | 0 | 0 | 0 | 0 | 0 | 0 | 132kV Network | 0 | 0 | 0 | 0 | 0 | 0 | 132kV Network | 0 | 0 | 0 | 0 | 0 | 0 | 132kV Network | 0 | 0 | 0 | 0 | 0 | 0 | 132kV Network | 0 | 0 | 0 | 0 | 0 | 0
|  |  | HI5 | End of serviceable life, intervention required | [57 empty] | Other | 0 | 0 | 0 | 0 | 0 | 0 | Other | 0 | 0 | 0 | 0 | 0 | 0 | Other | 0 | 0 | 0 | 0 | 0 | 0 | Other | 0 | 0 | 0 | 0 | 0 | 0 | Other | 0 | 0 | 0 | 0 | 0 | 0 | Other | 0 | 0 | 0 | 0 | 0 | 0
[62 empty] | Total | 597377.572 | 2171964.6932 | 2722038.5723 | 3136781.269 | 8744317.3841 | 17372479.4906 | Total | 742834.9915 | 2146356.1139 | 2812835.8654 | 2715359.3042 | 7430132.845 | 15847519.1199 | Total | 622418.5163 | 1921720.6417 | 2618741.1751 | 3393102.5113 | 9708859.3163 | 18264842.1607 | Total | 937306.2462 | 1849585.7351 | 2470772.9926 | 2877298.3221 | 7833859.2022 | 15968822.4983 | Total | 591367.995 | 1564951.9766 | 2441155.5197 | 3055378.609 | 13610838.8965 | 21263692.9968 | Total | 1172059.1254 | 1423534.3753 | 2146096.134 | 2028085.55 | 10445097.6847 | 17214872.8695
Criticality Index Definitions
|  |  | C1 | Low criticality
|  |  | C2 | Average criticality
|  |  | C3 | High criticality
|  |  | C4 | Very high criticality

## SPD - Asset Rep
Secondary deliverables RIIO-ED1 - Asset Replacement | [50 empty] | Criticality weightings C1 to C4 | Criticality Rating Boundaries
SPD | [49 empty] | C1 | 0.7 | Below 75% of average
[50 empty] | C2 | 1 | 75%-125%
[50 empty] | C3 | 1.5 | 125%-200%
[50 empty] | C4 | 2.5 | Over 200% of average
Price base (2012/13)
| ASSET CATEGORIES |  | ASSET REGISTER |  |  | End of DPCR5 (31 March 2015) with investment | [5 empty] | End of DPCR5 (31 March 2015) without investment | [5 empty] | Mid-Period Review (31 March 2019) planned investment | [5 empty] | Mid-Period Review (31 March 2019) without investment | [5 empty] | End of RIIO-ED1 (31 March 2023) planned investment | [5 empty] | End of RIIO-ED1 (31 March 2023) without investment | [8 empty] | Probability of Asset Failure | [5 empty] | Consequence of Asset Failure | [5 empty] | Probability of Asset Failure x Consequence of Asset Failure
Is it your current intention to have a health index for this asset category in the RIIO-ED1 control period.
|  |  | as at 31st March 2015 | as at 31st March 2023 |  | HI 1 | HI 2 | HI 3 | HI 4 | HI 5 |  | HI 1 | HI 2 | HI 3 | HI 4 | HI 5 |  | HI 1 | HI 2 | HI 3 | HI 4 | HI 5 |  | HI 1 | HI 2 | HI 3 | HI 4 | HI 5 |  | HI 1 | HI 2 | HI 3 | HI 4 | HI 5 |  | HI 1 | HI 2 | HI 3 | HI 4 | HI 5 |  |  |  |  | HI 1 | HI 2 | HI 3 | HI 4 | HI 5 |  | HI 1 | HI 2 | HI 3 | HI 4 | HI 5 |  | HI 1 | HI 2 | HI 3 | HI 4 | HI 5 |  | End of DPCR5 (without investment) | [6 empty] | Position at Beginning of RIIO-ED1 | [6 empty] | Mid Period (Without Investment) | [6 empty] | Mid Period (With Investment) | [6 empty] | End of RIIO-ED1 (Without Investment) | [6 empty] | End of RIIO-ED1 (With Investment)
| LV Network | [61 empty] | 1 | 2 | 3 | 4 | 5 | Total |  | 1 | 2 | 3 | 4 | 5 | Total |  | 1 | 2 | 3 | 4 | 5 | Total |  | 1 | 2 | 3 | 4 | 5 | Total |  | 1 | 2 | 3 | 4 | 5 | Total |  | 1 | 2 | 3 | 4 | 5 | Total
| LV Switchgear and Other |  | 0 | 0 | C1 | 0 | 0 | 0 | 0 | 0 | 0 | 0 | 0 | 0 | 0 | 0 | 0 | 0 | 0 | 0 | 0 | 0 | 0 | 0 | 0 | 0 | 0 | 0 | 0 | 0 | 0 | 0 | 0 | 0 | 0 | 0 | 0 | 0 | 0 | 0 | 0 | Yes |  | C1 | 0.0006013 | 0.0012767 | 0.0018024 | 0.003755 | 0.00751 | C1 | 0 | 0 | 0 | 0 | 0 | C1 | [5 empty] | C1 | [5 empty] | 0 | [6 empty] | 0 | [6 empty] | 0 | [6 empty] | 0 | [6 empty] | 0 | [6 empty] | 0
|  |  | 0 | 0 | C2 | 0 | 0 | 0 | 0 | 0 | 0 | 0 | 0 | 0 | 0 | 0 | 0 | 0 | 0 | 0 | 0 | 0 | 0 | 0 | 0 | 0 | 0 | 0 | 0 | 0 | 0 | 0 | 0 | 0 | 0 | 0 | 0 | 0 | 0 | 0 | 0 | No |  | C2 | 0.0006013 | 0.0012767 | 0.0018024 | 0.003755 | 0.00751 | C2 | 0 | 0 | 0 | 0 | 0 | C2 | [5 empty] | C2 | [5 empty] | 0 | [6 empty] | 0 | [6 empty] | 0 | [6 empty] | 0 | [6 empty] | 0 | [6 empty] | 0
|  |  | 0 | 0 | C3 | 0 | 0 | 0 | 0 | 0 | 0 | 0 | 0 | 0 | 0 | 0 | 0 | 0 | 0 | 0 | 0 | 0 | 0 | 0 | 0 | 0 | 0 | 0 | 0 | 0 | 0 | 0 | 0 | 0 | 0 | 0 | 0 | 0 | 0 | 0 | 0 |  |  | C3 | 0.0006013 | 0.0012767 | 0.0018024 | 0.003755 | 0.00751 | C3 | 0 | 0 | 0 | 0 | 0 | C3 | [5 empty] | C3 | [5 empty] | 0 | [6 empty] | 0 | [6 empty] | 0 | [6 empty] | 0 | [6 empty] | 0 | [6 empty] | 0
|  |  | 0 | 0 | C4 | 0 | 0 | 0 | 0 | 0 | 0 | 0 | 0 | 0 | 0 | 0 | 0 | 0 | 0 | 0 | 0 | 0 | 0 | 0 | 0 | 0 | 0 | 0 | 0 | 0 | 0 | 0 | 0 | 0 | 0 | 0 | 0 | 0 | 0 | 0 | 0 |  |  | C4 | 0.0006013 | 0.0012767 | 0.0018024 | 0.003755 | 0.00751 | C4 | 0 | 0 | 0 | 0 | 0 | C4 | [5 empty] | C4 | [5 empty] | 0 | [6 empty] | 0 | [6 empty] | 0 | [6 empty] | 0 | [6 empty] | 0 | [6 empty] | 0
|  |  | 0 | 0 |  | 0 | 0 | 0 | 0 | 0 |  | 0 | 0 | 0 | 0 | 0 |  | 0 | 0 | 0 | 0 | 0 |  | 0 | 0 | 0 | 0 | 0 |  | 0 | 0 | 0 | 0 | 0 |  | 0 | 0 | 0 | 0 | 0 | [22 empty] | 0 | 0 | 0 | 0 | 0 | 0 |  | 0 | 0 | 0 | 0 | 0 | 0 |  | 0 | 0 | 0 | 0 | 0 | 0 |  | 0 | 0 | 0 | 0 | 0 | 0 |  | 0 | 0 | 0 | 0 | 0 | 0 |  | 0 | 0 | 0 | 0 | 0 | 0
| LV UGB |  | 0 | 0 | C1 | 0 | 0 | 0 | 0 | 0 | 0 | 0 | 0 | 0 | 0 | 0 | 0 | 0 | 0 | 0 | 0 | 0 | 0 | 0 | 0 | 0 | 0 | 0 | 0 | 0 | 0 | 0 | 0 | 0 | 0 | 0 | 0 | 0 | 0 | 0 | 0 |  |  | C1 | 0.0011805 | 0.0025075 | 0.00354 | 0.007375 | 0.01475 | C1 | 0 | 0 | 0 | 0 | 0 | C1 | [5 empty] | C1 | [5 empty] | 0 | [6 empty] | 0 | [6 empty] | 0 | [6 empty] | 0 | [6 empty] | 0 | [6 empty] | 0
|  |  | 0 | 0 | C2 | 0 | 0 | 0 | 0 | 0 | 0 | 0 | 0 | 0 | 0 | 0 | 0 | 0 | 0 | 0 | 0 | 0 | 0 | 0 | 0 | 0 | 0 | 0 | 0 | 0 | 0 | 0 | 0 | 0 | 0 | 0 | 0 | 0 | 0 | 0 | 0 |  |  | C2 | 0.0011805 | 0.0025075 | 0.00354 | 0.007375 | 0.01475 | C2 | 0 | 0 | 0 | 0 | 0 | C2 | [5 empty] | C2 | [5 empty] | 0 | [6 empty] | 0 | [6 empty] | 0 | [6 empty] | 0 | [6 empty] | 0 | [6 empty] | 0
|  |  | 0 | 0 | C3 | 0 | 0 | 0 | 0 | 0 | 0 | 0 | 0 | 0 | 0 | 0 | 0 | 0 | 0 | 0 | 0 | 0 | 0 | 0 | 0 | 0 | 0 | 0 | 0 | 0 | 0 | 0 | 0 | 0 | 0 | 0 | 0 | 0 | 0 | 0 | 0 |  |  | C3 | 0.0011805 | 0.0025075 | 0.00354 | 0.007375 | 0.01475 | C3 | 0 | 0 | 0 | 0 | 0 | C3 | [5 empty] | C3 | [5 empty] | 0 | [6 empty] | 0 | [6 empty] | 0 | [6 empty] | 0 | [6 empty] | 0 | [6 empty] | 0
|  |  | 0 | 0 | C4 | 0 | 0 | 0 | 0 | 0 | 0 | 0 | 0 | 0 | 0 | 0 | 0 | 0 | 0 | 0 | 0 | 0 | 0 | 0 | 0 | 0 | 0 | 0 | 0 | 0 | 0 | 0 | 0 | 0 | 0 | 0 | 0 | 0 | 0 | 0 | 0 |  |  | C4 | 0.0011805 | 0.0025075 | 0.00354 | 0.007375 | 0.01475 | C4 | 0 | 0 | 0 | 0 | 0 | C4 | [5 empty] | C4 | [5 empty] | 0 | [6 empty] | 0 | [6 empty] | 0 | [6 empty] | 0 | [6 empty] | 0 | [6 empty] | 0
|  |  | 0 | 0 |  | 0 | 0 | 0 | 0 | 0 |  | 0 | 0 | 0 | 0 | 0 |  | 0 | 0 | 0 | 0 | 0 |  | 0 | 0 | 0 | 0 | 0 |  | 0 | 0 | 0 | 0 | 0 |  | 0 | 0 | 0 | 0 | 0 | [22 empty] | 0 | 0 | 0 | 0 | 0 | 0 |  | 0 | 0 | 0 | 0 | 0 | 0 |  | 0 | 0 | 0 | 0 | 0 | 0 |  | 0 | 0 | 0 | 0 | 0 | 0 |  | 0 | 0 | 0 | 0 | 0 | 0 |  | 0 | 0 | 0 | 0 | 0 | 0
| LV OHL Support |  | 20882 | 21355 | C1 | 3505 | 2165 | 2360 | 1767 | 11085 | 20882 | 2373 | 2231 | 2434 | 1841 | 12051 | 20930 | 4479 | 0 | -529 | -516 | -3195 | 239 | 3361 | 1964 | 2358 | 1610 | 11589 | 20882 | 7529 | 0 | -1042 | -969 | -5045 | 473 | 3154 | 1600 | 2339 | 1250 | 12539 | 20882 |  |  | C1 | 0.0009905 | 0.0021038 | 0.00297 | 0.0061875 | 0.012375 | C1 | 5914.7239 | 5914.7239 | 5914.7239 | 5914.7239 | 5914.7239 | C1 | 5.8585 | 12.4431 | 17.5667 | 36.5974 | 73.1947 | C1 | 13902.3014 | 27760.5572 | 42757.4211 | 67375.7295 | 882069.4365 | 1033865.4457 |  | 20534.1619 | 26939.3126 | 41457.4831 | 64667.5253 | 811363.3477 | 964961.8306 |  | 19690.533 | 24438.2494 | 41422.3496 | 58921.7406 | 848253.481 | 992726.3537 |  | 45930.9071 | 24438.2494 | 32129.5494 | 40037.5057 | 614396.3862 | 756932.5978 |  | 18477.8165 | 19908.9608 | 41088.5818 | 45746.693 | 917788.4544 | 1043010.5065 |  | 62586.7195 | 19908.9608 | 22784.049 | 10283.8566 | 548521.1482 | 664084.7341
|  |  | 31820 | 31468 | C2 | 5822 | 3348 | 3298 | 2263 | 17089 | 31820 | 4106 | 3451 | 3400 | 2357 | 18579 | 31893 | 6851 | -722 | -751 | -647 | -4909 | -178 | 5614 | 3031 | 3348 | 2018 | 17809 | 31820 | 11561 | -1447 | -1527 | -1317 | -7622 | -352 | 5259 | 2486 | 3430 | 1700 | 18945 | 31820 |  |  | C2 | 0.0009905 | 0.0021038 | 0.00297 | 0.0061875 | 0.012375 | C2 | 8449.6056 | 8449.6056 | 8449.6056 | 8449.6056 | 8449.6056 | C2 | 8.3693 | 17.7759 | 25.0953 | 52.2819 | 104.5639 | C2 | 34364.487 | 61344.4855 | 85324.1178 | 123228.5206 | 1942692.137 | 2246953.7478 |  | 48726.2648 | 59513.5721 | 82764.3942 | 118314.0187 | 1786891.971 | 2096210.2209 |  | 46985.4432 | 53878.6252 | 84019.1607 | 105504.9446 | 1862177.9573 | 2152566.131 |  | 104323.7531 | 41044.4558 | 65172.5688 | 71678.5327 | 1348873.9204 | 1631093.2309 |  | 44014.3295 | 44190.7827 | 86076.9776 | 88879.2893 | 1980962.5134 | 2244123.8925 |  | 140772.2044 | 18469.1163 | 47756.4106 | 20023.9811 | 1183976.6978 | 1410998.4102
|  |  | 4337 | 4276 | C3 | 833 | 361 | 340 | 196 | 2607 | 4337 | 587 | 372 | 351 | 204 | 2834 | 4348 | 926 | -85 | -78 | -62 | -732 | -31 | 809 | 333 | 347 | 194 | 2654 | 4337 | 1505 | -159 | -158 | -136 | -1113 | -61 | 788 | 254 | 354 | 175 | 2766 | 4337 |  |  | C3 | 0.0009905 | 0.0021038 | 0.00297 | 0.0061875 | 0.012375 | C3 | 12674.4085 | 12674.4085 | 12674.4085 | 12674.4085 | 12674.4085 | C3 | 12.554 | 26.6638 | 37.643 | 78.4229 | 156.8458 | C3 | 7369.1989 | 9918.9287 | 13212.6906 | 15998.2721 | 444501.0105 | 491000.1008 |  | 10457.4833 | 9625.627 | 12798.6177 | 15370.8889 | 408897.0129 | 457149.6297 |  | 10156.1873 | 8879.041 | 13062.1186 | 15214.0431 | 416268.7657 | 463580.1556 |  | 21781.1927 | 6612.6191 | 10125.9652 | 10351.8231 | 301457.6366 | 350329.2368 |  | 9892.5532 | 6772.6018 | 13325.6196 | 13724.0079 | 433835.4958 | 477550.2784 |  | 28786.3256 | 2533.0597 | 7378.0267 | 3058.4932 | 259266.1152 | 301022.0204
|  |  | 4348 | 4288 | C4 | 957 | 343 | 407 | 191 | 2450 | 4348 | 722 | 353 | 420 | 199 | 2664 | 4358 | 895 | -85 | -89 | -61 | -690 | -30 | 929 | 331 | 396 | 191 | 2501 | 4348 | 1481 | -174 | -170 | -153 | -1044 | -60 | 896 | 277 | 381 | 198 | 2596 | 4348 |  |  | C4 | 0.0009905 | 0.0021038 | 0.00297 | 0.0061875 | 0.012375 | C4 | 21124.0141 | 21124.0141 | 21124.0141 | 21124.0141 | 21124.0141 | C4 | 20.9233 | 44.4396 | 62.7383 | 130.7048 | 261.4097 | C4 | 15106.6486 | 15687.1946 | 26350.0952 | 26010.2626 | 696395.3729 | 779549.5738 |  | 20023.6325 | 15242.7981 | 25534.497 | 24964.6239 | 640453.7025 | 726219.2541 |  | 19437.7791 | 14709.5224 | 24844.3755 | 24964.6239 | 653785.5959 | 737741.8968 |  | 38164.1648 | 10932.1526 | 19260.6648 | 16991.6288 | 473412.9205 | 558761.5316 |  | 18747.309 | 12309.7816 | 23903.3006 | 25879.5578 | 678619.515 | 759459.464 |  | 49734.7696 | 4577.2834 | 13237.7859 | 5881.7177 | 405707.8148 | 479139.3714
|  |  | 61387 | 61387 |  | 11117 | 6217 | 6405 | 4417 | 33231 |  | 7788 | 6407 | 6605 | 4601 | 36128 |  | 13151 | -892 | -1447 | -1286 | -9526 |  | 10713 | 5659 | 6449 | 4013 | 34553 |  | 22076 | -1780 | -2897 | -2575 | -14824 |  | 10097 | 4617 | 6504 | 3323 | 36846 | [22 empty] | 70742.6358 | 114711.166 | 167644.3247 | 232612.7848 | 3965657.9569 | 4551368.8682 |  | 99741.5426 | 111321.3099 | 162554.992 | 223317.0567 | 3647606.0341 | 4244540.9353 |  | 96269.9427 | 101905.438 | 163348.0044 | 204605.3522 | 3780485.7999 | 4346614.5371 |  | 210200.0178 | 83027.4769 | 126688.7481 | 139059.4904 | 2738140.8638 | 3297116.5971 |  | 91132.0083 | 83182.1269 | 164394.4796 | 174229.5481 | 4011205.9786 | 4524144.1414 |  | 281880.0191 | 45488.4203 | 91156.2722 | 39248.0485 | 2397471.776 | 2855244.536
| [Please insert new asset category as required] |  | 0 | 0 | C1 | 0 | 0 | 0 | 0 | 0 | 0 | 0 | 0 | 0 | 0 | 0 | 0 | 0 | 0 | 0 | 0 | 0 | 0 | 0 | 0 | 0 | 0 | 0 | 0 | 0 | 0 | 0 | 0 | 0 | 0 | 0 | 0 | 0 | 0 | 0 | 0 |  |  | C1 | 0.0001885 | 0.0003995 | 0.000564 | 0.001175 | 0.00235 | C1 | 0 | 0 | 0 | 0 | 0 | C1 | [5 empty] | C1 | [5 empty] | 0 | [6 empty] | 0 | [6 empty] | 0 | [6 empty] | 0 | [6 empty] | 0 | [6 empty] | 0
|  |  | 0 | 0 | C2 | 0 | 0 | 0 | 0 | 0 | 0 | 0 | 0 | 0 | 0 | 0 | 0 | 0 | 0 | 0 | 0 | 0 | 0 | 0 | 0 | 0 | 0 | 0 | 0 | 0 | 0 | 0 | 0 | 0 | 0 | 0 | 0 | 0 | 0 | 0 | 0 |  |  | C2 | 0.0001885 | 0.0003995 | 0.000564 | 0.001175 | 0.00235 | C2 | 0 | 0 | 0 | 0 | 0 | C2 | [5 empty] | C2 | [5 empty] | 0 | [6 empty] | 0 | [6 empty] | 0 | [6 empty] | 0 | [6 empty] | 0 | [6 empty] | 0
|  |  | 0 | 0 | C3 | 0 | 0 | 0 | 0 | 0 | 0 | 0 | 0 | 0 | 0 | 0 | 0 | 0 | 0 | 0 | 0 | 0 | 0 | 0 | 0 | 0 | 0 | 0 | 0 | 0 | 0 | 0 | 0 | 0 | 0 | 0 | 0 | 0 | 0 | 0 | 0 |  |  | C3 | 0.0001885 | 0.0003995 | 0.000564 | 0.001175 | 0.00235 | C3 | 0 | 0 | 0 | 0 | 0 | C3 | [5 empty] | C3 | [5 empty] | 0 | [6 empty] | 0 | [6 empty] | 0 | [6 empty] | 0 | [6 empty] | 0 | [6 empty] | 0
|  |  | 0 | 0 | C4 | 0 | 0 | 0 | 0 | 0 | 0 | 0 | 0 | 0 | 0 | 0 | 0 | 0 | 0 | 0 | 0 | 0 | 0 | 0 | 0 | 0 | 0 | 0 | 0 | 0 | 0 | 0 | 0 | 0 | 0 | 0 | 0 | 0 | 0 | 0 | 0 |  |  | C4 | 0.0001885 | 0.0003995 | 0.000564 | 0.001175 | 0.00235 | C4 | 0 | 0 | 0 | 0 | 0 | C4 | [5 empty] | C4 | [5 empty] | 0 | [6 empty] | 0 | [6 empty] | 0 | [6 empty] | 0 | [6 empty] | 0 | [6 empty] | 0
|  |  | 0 | 0 |  | 0 | 0 | 0 | 0 | 0 |  | 0 | 0 | 0 | 0 | 0 |  | 0 | 0 | 0 | 0 | 0 |  | 0 | 0 | 0 | 0 | 0 |  | 0 | 0 | 0 | 0 | 0 |  | 0 | 0 | 0 | 0 | 0 | [22 empty] | 0 | 0 | 0 | 0 | 0 | 0 |  | 0 | 0 | 0 | 0 | 0 | 0 |  | 0 | 0 | 0 | 0 | 0 | 0 |  | 0 | 0 | 0 | 0 | 0 | 0 |  | 0 | 0 | 0 | 0 | 0 | 0 |  | 0 | 0 | 0 | 0 | 0 | 0
| [Please insert new asset category as required] |  | 0 | 0 | C1 | 0 | 0 | 0 | 0 | 0 | 0 | 0 | 0 | 0 | 0 | 0 | 0 | 0 | 0 | 0 | 0 | 0 | 0 | 0 | 0 | 0 | 0 | 0 | 0 | 0 | 0 | 0 | 0 | 0 | 0 | 0 | 0 | 0 | 0 | 0 | 0 |  |  | C1 | 0.0011205 | 0.00238 | 0.00336 | 0.007 | 0.014 | C1 | 0 | 0 | 0 | 0 | 0 | C1 | [5 empty] | C1 | [5 empty] | 0 | [6 empty] | 0 | [6 empty] | 0 | [6 empty] | 0 | [6 empty] | 0 | [6 empty] | 0
|  |  | 0 | 0 | C2 | 0 | 0 | 0 | 0 | 0 | 0 | 0 | 0 | 0 | 0 | 0 | 0 | 0 | 0 | 0 | 0 | 0 | 0 | 0 | 0 | 0 | 0 | 0 | 0 | 0 | 0 | 0 | 0 | 0 | 0 | 0 | 0 | 0 | 0 | 0 | 0 |  |  | C2 | 0.0011205 | 0.00238 | 0.00336 | 0.007 | 0.014 | C2 | 0 | 0 | 0 | 0 | 0 | C2 | [5 empty] | C2 | [5 empty] | 0 | [6 empty] | 0 | [6 empty] | 0 | [6 empty] | 0 | [6 empty] | 0 | [6 empty] | 0
|  |  | 0 | 0 | C3 | 0 | 0 | 0 | 0 | 0 | 0 | 0 | 0 | 0 | 0 | 0 | 0 | 0 | 0 | 0 | 0 | 0 | 0 | 0 | 0 | 0 | 0 | 0 | 0 | 0 | 0 | 0 | 0 | 0 | 0 | 0 | 0 | 0 | 0 | 0 | 0 |  |  | C3 | 0.0011205 | 0.00238 | 0.00336 | 0.007 | 0.014 | C3 | 0 | 0 | 0 | 0 | 0 | C3 | [5 empty] | C3 | [5 empty] | 0 | [6 empty] | 0 | [6 empty] | 0 | [6 empty] | 0 | [6 empty] | 0 | [6 empty] | 0
|  |  | 0 | 0 | C4 | 0 | 0 | 0 | 0 | 0 | 0 | 0 | 0 | 0 | 0 | 0 | 0 | 0 | 0 | 0 | 0 | 0 | 0 | 0 | 0 | 0 | 0 | 0 | 0 | 0 | 0 | 0 | 0 | 0 | 0 | 0 | 0 | 0 | 0 | 0 | 0 |  |  | C4 | 0.0011205 | 0.00238 | 0.00336 | 0.007 | 0.014 | C4 | 0 | 0 | 0 | 0 | 0 | C4 | [5 empty] | C4 | [5 empty] | 0 | [6 empty] | 0 | [6 empty] | 0 | [6 empty] | 0 | [6 empty] | 0 | [6 empty] | 0
|  |  | 0 | 0 |  | 0 | 0 | 0 | 0 | 0 |  | 0 | 0 | 0 | 0 | 0 |  | 0 | 0 | 0 | 0 | 0 |  | 0 | 0 | 0 | 0 | 0 |  | 0 | 0 | 0 | 0 | 0 |  | 0 | 0 | 0 | 0 | 0 | [22 empty] | 0 | 0 | 0 | 0 | 0 | 0 |  | 0 | 0 | 0 | 0 | 0 | 0 |  | 0 | 0 | 0 | 0 | 0 | 0 |  | 0 | 0 | 0 | 0 | 0 | 0 |  | 0 | 0 | 0 | 0 | 0 | 0 |  | 0 | 0 | 0 | 0 | 0 | 0
| [Please insert new asset category as required] |  | 0 | 0 | C1 | 0 | 0 | 0 | 0 | 0 | 0 | 0 | 0 | 0 | 0 | 0 | 0 | 0 | 0 | 0 | 0 | 0 | 0 | 0 | 0 | 0 | 0 | 0 | 0 | 0 | 0 | 0 | 0 | 0 | 0 | 0 | 0 | 0 | 0 | 0 | 0 |  |  | C1 | 0 | 0 | 0 | 0 | 0 | C1 | 0 | 0 | 0 | 0 | 0 | C1 | [5 empty] | C1 | [5 empty] | 0 | [6 empty] | 0 | [6 empty] | 0 | [6 empty] | 0 | [6 empty] | 0 | [6 empty] | 0
|  |  | 0 | 0 | C2 | 0 | 0 | 0 | 0 | 0 | 0 | 0 | 0 | 0 | 0 | 0 | 0 | 0 | 0 | 0 | 0 | 0 | 0 | 0 | 0 | 0 | 0 | 0 | 0 | 0 | 0 | 0 | 0 | 0 | 0 | 0 | 0 | 0 | 0 | 0 | 0 |  |  | C2 | 0 | 0 | 0 | 0 | 0 | C2 | 0 | 0 | 0 | 0 | 0 | C2 | [5 empty] | C2 | [5 empty] | 0 | [6 empty] | 0 | [6 empty] | 0 | [6 empty] | 0 | [6 empty] | 0 | [6 empty] | 0
|  |  | 0 | 0 | C3 | 0 | 0 | 0 | 0 | 0 | 0 | 0 | 0 | 0 | 0 | 0 | 0 | 0 | 0 | 0 | 0 | 0 | 0 | 0 | 0 | 0 | 0 | 0 | 0 | 0 | 0 | 0 | 0 | 0 | 0 | 0 | 0 | 0 | 0 | 0 | 0 |  |  | C3 | 0 | 0 | 0 | 0 | 0 | C3 | 0 | 0 | 0 | 0 | 0 | C3 | [5 empty] | C3 | [5 empty] | 0 | [6 empty] | 0 | [6 empty] | 0 | [6 empty] | 0 | [6 empty] | 0 | [6 empty] | 0
|  |  | 0 | 0 | C4 | 0 | 0 | 0 | 0 | 0 | 0 | 0 | 0 | 0 | 0 | 0 | 0 | 0 | 0 | 0 | 0 | 0 | 0 | 0 | 0 | 0 | 0 | 0 | 0 | 0 | 0 | 0 | 0 | 0 | 0 | 0 | 0 | 0 | 0 | 0 | 0 |  |  | C4 | 0 | 0 | 0 | 0 | 0 | C4 | 0 | 0 | 0 | 0 | 0 | C4 | [5 empty] | C4 | [5 empty] | 0 | [6 empty] | 0 | [6 empty] | 0 | [6 empty] | 0 | [6 empty] | 0 | [6 empty] | 0
|  |  | 0 | 0 |  | 0 | 0 | 0 | 0 | 0 |  | 0 | 0 | 0 | 0 | 0 |  | 0 | 0 | 0 | 0 | 0 |  | 0 | 0 | 0 | 0 | 0 |  | 0 | 0 | 0 | 0 | 0 |  | 0 | 0 | 0 | 0 | 0 | [22 empty] | 0 | 0 | 0 | 0 | 0 | 0 |  | 0 | 0 | 0 | 0 | 0 | 0 |  | 0 | 0 | 0 | 0 | 0 | 0 |  | 0 | 0 | 0 | 0 | 0 | 0 |  | 0 | 0 | 0 | 0 | 0 | 0 |  | 0 | 0 | 0 | 0 | 0 | 0
| [Please insert new asset category as required] |  | 0 | 0 | C1 | 0 | 0 | 0 | 0 | 0 | 0 | 0 | 0 | 0 | 0 | 0 | 0 | 0 | 0 | 0 | 0 | 0 | 0 | 0 | 0 | 0 | 0 | 0 | 0 | 0 | 0 | 0 | 0 | 0 | 0 | 0 | 0 | 0 | 0 | 0 | 0 |  |  | C1 | 0 | 0 | 0 | 0 | 0 | C1 | 0 | 0 | 0 | 0 | 0 | C1 | [5 empty] | C1 | [5 empty] | 0 | [6 empty] | 0 | [6 empty] | 0 | [6 empty] | 0 | [6 empty] | 0 | [6 empty] | 0
|  |  | 0 | 0 | C2 | 0 | 0 | 0 | 0 | 0 | 0 | 0 | 0 | 0 | 0 | 0 | 0 | 0 | 0 | 0 | 0 | 0 | 0 | 0 | 0 | 0 | 0 | 0 | 0 | 0 | 0 | 0 | 0 | 0 | 0 | 0 | 0 | 0 | 0 | 0 | 0 |  |  | C2 | 0 | 0 | 0 | 0 | 0 | C2 | 0 | 0 | 0 | 0 | 0 | C2 | [5 empty] | C2 | [5 empty] | 0 | [6 empty] | 0 | [6 empty] | 0 | [6 empty] | 0 | [6 empty] | 0 | [6 empty] | 0
|  |  | 0 | 0 | C3 | 0 | 0 | 0 | 0 | 0 | 0 | 0 | 0 | 0 | 0 | 0 | 0 | 0 | 0 | 0 | 0 | 0 | 0 | 0 | 0 | 0 | 0 | 0 | 0 | 0 | 0 | 0 | 0 | 0 | 0 | 0 | 0 | 0 | 0 | 0 | 0 |  |  | C3 | 0 | 0 | 0 | 0 | 0 | C3 | 0 | 0 | 0 | 0 | 0 | C3 | [5 empty] | C3 | [5 empty] | 0 | [6 empty] | 0 | [6 empty] | 0 | [6 empty] | 0 | [6 empty] | 0 | [6 empty] | 0
|  |  | 0 | 0 | C4 | 0 | 0 | 0 | 0 | 0 | 0 | 0 | 0 | 0 | 0 | 0 | 0 | 0 | 0 | 0 | 0 | 0 | 0 | 0 | 0 | 0 | 0 | 0 | 0 | 0 | 0 | 0 | 0 | 0 | 0 | 0 | 0 | 0 | 0 | 0 | 0 |  |  | C4 | 0 | 0 | 0 | 0 | 0 | C4 | 0 | 0 | 0 | 0 | 0 | C4 | [5 empty] | C4 | [5 empty] | 0 | [6 empty] | 0 | [6 empty] | 0 | [6 empty] | 0 | [6 empty] | 0 | [6 empty] | 0
|  |  | 0 | 0 |  | 0 | 0 | 0 | 0 | 0 |  | 0 | 0 | 0 | 0 | 0 |  | 0 | 0 | 0 | 0 | 0 |  | 0 | 0 | 0 | 0 | 0 |  | 0 | 0 | 0 | 0 | 0 |  | 0 | 0 | 0 | 0 | 0 | [22 empty] | 0 | 0 | 0 | 0 | 0 | 0 |  | 0 | 0 | 0 | 0 | 0 | 0 |  | 0 | 0 | 0 | 0 | 0 | 0 |  | 0 | 0 | 0 | 0 | 0 | 0 |  | 0 | 0 | 0 | 0 | 0 | 0 |  | 0 | 0 | 0 | 0 | 0 | 0
| [Please insert new asset category as required] |  | 0 | 0 | C1 | 0 | 0 | 0 | 0 | 0 | 0 | 0 | 0 | 0 | 0 | 0 | 0 | 0 | 0 | 0 | 0 | 0 | 0 | 0 | 0 | 0 | 0 | 0 | 0 | 0 | 0 | 0 | 0 | 0 | 0 | 0 | 0 | 0 | 0 | 0 | 0 |  |  | C1 | 0 | 0 | 0 | 0 | 0 | C1 | 0 | 0 | 0 | 0 | 0 | C1 | [5 empty] | C1 | [5 empty] | 0 | [6 empty] | 0 | [6 empty] | 0 | [6 empty] | 0 | [6 empty] | 0 | [6 empty] | 0
|  |  | 0 | 0 | C2 | 0 | 0 | 0 | 0 | 0 | 0 | 0 | 0 | 0 | 0 | 0 | 0 | 0 | 0 | 0 | 0 | 0 | 0 | 0 | 0 | 0 | 0 | 0 | 0 | 0 | 0 | 0 | 0 | 0 | 0 | 0 | 0 | 0 | 0 | 0 | 0 |  |  | C2 | 0 | 0 | 0 | 0 | 0 | C2 | 0 | 0 | 0 | 0 | 0 | C2 | [5 empty] | C2 | [5 empty] | 0 | [6 empty] | 0 | [6 empty] | 0 | [6 empty] | 0 | [6 empty] | 0 | [6 empty] | 0
|  |  | 0 | 0 | C3 | 0 | 0 | 0 | 0 | 0 | 0 | 0 | 0 | 0 | 0 | 0 | 0 | 0 | 0 | 0 | 0 | 0 | 0 | 0 | 0 | 0 | 0 | 0 | 0 | 0 | 0 | 0 | 0 | 0 | 0 | 0 | 0 | 0 | 0 | 0 | 0 |  |  | C3 | 0 | 0 | 0 | 0 | 0 | C3 | 0 | 0 | 0 | 0 | 0 | C3 | [5 empty] | C3 | [5 empty] | 0 | [6 empty] | 0 | [6 empty] | 0 | [6 empty] | 0 | [6 empty] | 0 | [6 empty] | 0
|  |  | 0 | 0 | C4 | 0 | 0 | 0 | 0 | 0 | 0 | 0 | 0 | 0 | 0 | 0 | 0 | 0 | 0 | 0 | 0 | 0 | 0 | 0 | 0 | 0 | 0 | 0 | 0 | 0 | 0 | 0 | 0 | 0 | 0 | 0 | 0 | 0 | 0 | 0 | 0 |  |  | C4 | 0 | 0 | 0 | 0 | 0 | C4 | 0 | 0 | 0 | 0 | 0 | C4 | [5 empty] | C4 | [5 empty] | 0 | [6 empty] | 0 | [6 empty] | 0 | [6 empty] | 0 | [6 empty] | 0 | [6 empty] | 0
|  |  | 0 | 0 |  | 0 | 0 | 0 | 0 | 0 |  | 0 | 0 | 0 | 0 | 0 |  | 0 | 0 | 0 | 0 | 0 |  | 0 | 0 | 0 | 0 | 0 |  | 0 | 0 | 0 | 0 | 0 |  | 0 | 0 | 0 | 0 | 0 | [22 empty] | 0 | 0 | 0 | 0 | 0 | 0 |  | 0 | 0 | 0 | 0 | 0 | 0 |  | 0 | 0 | 0 | 0 | 0 | 0 |  | 0 | 0 | 0 | 0 | 0 | 0 |  | 0 | 0 | 0 | 0 | 0 | 0 |  | 0 | 0 | 0 | 0 | 0 | 0
[63 empty] | 70742.6358 | 114711.166 | 167644.3247 | 232612.7848 | 3965657.9569 | 4551368.8682 |  | 99741.5426 | 111321.3099 | 162554.992 | 223317.0567 | 3647606.0341 | 4244540.9353 |  | 96269.9427 | 101905.438 | 163348.0044 | 204605.3522 | 3780485.7999 | 4346614.5371 |  | 210200.0178 | 83027.4769 | 126688.7481 | 139059.4904 | 2738140.8638 | 3297116.5971 |  | 91132.0083 | 83182.1269 | 164394.4796 | 174229.5481 | 4011205.9786 | 4524144.1414 |  | 281880.0191 | 45488.4203 | 91156.2722 | 39248.0485 | 2397471.776 | 2855244.536
| HV Network | [73 empty] | 0 | [6 empty] | 0 | [6 empty] | 0 | [6 empty] | 0 | [6 empty] | 0
| HV Switchgear (GM) - Primary |  | 1994 | 1994 | C1 | 401 | 710 | 449 | 339 | 95 | 1994 | 352 | 710 | 449 | 339 | 150 | 2000 | 82 | 0 | 0 | 0 | -82 | 0 | 362 | 577 | 426 | 375 | 254 | 1994 | 148 | 0 | 0 | 0 | -148 | 0 | 357 | 452 | 410 | 292 | 483 | 1994 |  |  | C1 | 0.00044 | 0.00093394 | 0.0013185 | 0.0027469 | 0.0054937 | C1 | 34438.4519 | 34438.4519 | 34438.4519 | 34438.4519 | 34438.4519 | C1 | 15.1529 | 32.1634 | 45.4071 | 94.5981 | 189.1962 | C1 | 5333.8274 | 22835.9868 | 20387.7874 | 32068.7635 | 28379.4368 | 109005.8019 |  | 6076.3205 | 22835.9868 | 20387.7874 | 32068.7635 | 17973.6433 | 99342.5015 |  | 5485.3566 | 18558.2597 | 19343.4241 | 35474.296 | 48055.8463 | 126917.1826 |  | 6727.896 | 18558.2597 | 19343.4241 | 35474.296 | 32541.7542 | 112645.6299 |  | 5409.592 | 14537.8395 | 18616.9105 | 27622.6518 | 91381.7864 | 157568.7802 |  | 7652.224 | 14537.8395 | 18616.9105 | 27622.6518 | 63380.7421 | 131810.3679
|  |  | 1387 | 1387 | C2 | 296 | 447 | 367 | 207 | 70 | 1387 | 259 | 447 | 367 | 207 | 110 | 1390 | 58 | 0 | 0 | 0 | -58 | 0 | 269 | 371 | 316 | 268 | 163 | 1387 | 111 | 0 | 0 | 0 | -111 | 0 | 267 | 312 | 249 | 237 | 322 | 1387 |  |  | C2 | 0.00044 | 0.00093394 | 0.0013185 | 0.0027469 | 0.0054937 | C2 | 49197.7884 | 49197.7884 | 49197.7884 | 49197.7884 | 49197.7884 | C2 | 21.647 | 45.9477 | 64.8673 | 135.1402 | 270.2804 | C2 | 5606.58 | 20538.6038 | 23806.2932 | 27974.0162 | 29730.8385 | 107656.3318 |  | 6407.52 | 20538.6038 | 23806.2932 | 27974.0162 | 18919.6245 | 97646.0578 |  | 5823.0502 | 17046.5817 | 20498.0618 | 36217.5669 | 44055.6971 | 123640.9577 |  | 7078.5778 | 17046.5817 | 20498.0618 | 36217.5669 | 28379.4368 | 109220.2249 |  | 5779.7562 | 14335.6698 | 16151.9537 | 32028.2215 | 87030.2728 | 155325.8739 |  | 8182.5762 | 14335.6698 | 16151.9537 | 32028.2215 | 57029.1539 | 127727.5751
|  |  | 672 | 672 | C3 | 87 | 301 | 131 | 108 | 45 | 672 | 63 | 301 | 131 | 108 | 71 | 674 | 35 | 0 | 0 | 0 | -35 | 0 | 70 | 243 | 139 | 121 | 99 | 672 | 58 | 0 | 0 | 0 | -58 | 0 | 82 | 181 | 165 | 76 | 168 | 672 |  |  | C3 | 0.00044 | 0.00093394 | 0.0013185 | 0.0027469 | 0.0054937 | C3 | 73796.6826 | 73796.6826 | 73796.6826 | 73796.6826 | 73796.6826 | C3 | 32.4705 | 68.9215 | 97.3009 | 202.7103 | 405.4205 | C3 | 2045.644 | 20745.3683 | 12746.4213 | 21892.7084 | 28784.8573 | 86214.9993 |  | 2824.937 | 20745.3683 | 12746.4213 | 21892.7084 | 18243.9236 | 76453.3586 |  | 2272.9378 | 16747.9219 | 13524.8287 | 24527.9418 | 40136.632 | 97210.2622 |  | 3409.4067 | 16747.9219 | 13524.8287 | 24527.9418 | 25946.9136 | 84157.0128 |  | 2662.5843 | 12474.7896 | 16054.6528 | 15405.98 | 68110.6482 | 114708.6549 |  | 4545.8757 | 12474.7896 | 16054.6528 | 15405.98 | 44596.2578 | 93077.5558
|  |  | 485 | 485 | C4 | 55 | 223 | 145 | 53 | 9 | 485 | 50 | 223 | 145 | 53 | 14 | 485 | 11 | 0 | 0 | 0 | -11 | 0 | 51 | 189 | 125 | 90 | 30 | 485 | 26 | 0 | 0 | 0 | -26 | 0 | 54 | 150 | 123 | 83 | 75 | 485 |  |  | C4 | 0.00044 | 0.00093394 | 0.0013185 | 0.0027469 | 0.0054937 | C4 | 122994.4711 | 122994.4711 | 122994.4711 | 122994.4711 | 122994.4711 | C4 | 54.1176 | 114.8691 | 162.1682 | 337.8504 | 675.7009 | C4 | 2705.8784 | 25615.8202 | 23514.3905 | 17906.0732 | 9459.8123 | 79201.9745 |  | 2976.4662 | 25615.8202 | 23514.3905 | 17906.0732 | 6081.3079 | 76094.0579 |  | 2759.9959 | 21710.2691 | 20271.0263 | 30406.5394 | 20271.0263 | 95418.857 |  | 3355.2892 | 21710.2691 | 20271.0263 | 30406.5394 | 12838.3166 | 88581.4406 |  | 2922.3486 | 17230.3723 | 19946.6898 | 28041.5863 | 50677.5657 | 118818.5628 |  | 4329.4054 | 17230.3723 | 19946.6898 | 28041.5863 | 33109.3429 | 102657.3968
|  |  | 4538 | 4538 |  | 839 | 1681 | 1092 | 707 | 219 |  | 724 | 1681 | 1092 | 707 | 345 |  | 186 | 0 | 0 | 0 | -186 |  | 752 | 1380 | 1006 | 854 | 546 |  | 343 | 0 | 0 | 0 | -343 |  | 760 | 1095 | 947 | 688 | 1048 | [22 empty] | 15691.9298 | 89735.7791 | 80454.8924 | 99841.5614 | 96354.9448 | 382079.1075 |  | 18285.2436 | 89735.7791 | 80454.8924 | 99841.5614 | 61218.4993 | 349535.9758 |  | 16341.3406 | 74063.0324 | 73637.3408 | 126626.3441 | 152519.2016 | 443187.2595 |  | 20571.1697 | 74063.0324 | 73637.3408 | 126626.3441 | 99706.4212 | 394604.3082 |  | 16774.2812 | 58578.6711 | 70770.2069 | 103098.4396 | 297200.2731 | 546421.8718 |  | 24710.0812 | 58578.6711 | 70770.2069 | 103098.4396 | 198115.4967 | 455272.8955
| HV Switchgear (GM) - Distribution |  | 10209 | 10209 | C1 | 5077 | 2115 | 1706 | 950 | 361 | 10209 | 4916 | 2115 | 1715 | 952 | 526 | 10224 | 336 | 0 | 0 | 0 | -336 | 0 | 4373 | 2554 | 1155 | 1095 | 1032 | 10209 | 722 | 0 | 0 | 0 | -722 | 0 | 2908 | 3897 | 443 | 689 | 2272 | 10209 |  |  | C1 | 0.0005845 | 0.001241 | 0.001752 | 0.00365 | 0.0073 | C1 | 16096.8528 | 16096.8528 | 16096.8528 | 16096.8528 | 16096.8528 | C1 | 9.4086 | 19.9762 | 28.2017 | 58.7535 | 117.507 | C1 | 46252.7289 | 42249.6509 | 48365.8916 | 55933.344 | 61808.6953 | 254610.3107 |  | 47767.5152 | 42249.6509 | 48112.0764 | 55815.837 | 42420.0361 | 236365.1157 |  | 41143.8535 | 51019.2002 | 32572.9474 | 64335.0963 | 121267.25 | 310338.3474 |  | 44305.1466 | 51019.2002 | 32572.9474 | 64335.0963 | 81784.8896 | 274017.2801 |  | 27360.2392 | 77847.2291 | 12493.3469 | 40481.1702 | 266975.9613 | 425157.9468 |  | 34153.2559 | 77847.2291 | 12493.3469 | 40481.1702 | 182135.8891 | 347110.8913
|  |  | 8083 | 8083 | C2 | 3653 | 1734 | 1445 | 930 | 321 | 8083 | 3510 | 1734 | 1453 | 933 | 468 | 8098 | 333 | 0 | 0 | 0 | -333 | 0 | 3248 | 1871 | 1077 | 983 | 904 | 8083 | 705 | 0 | 0 | 0 | -705 | 0 | 2326 | 2648 | 473 | 669 | 1967 | 8083 |  |  | C2 | 0.0005845 | 0.001241 | 0.001752 | 0.00365 | 0.0073 | C2 | 22995.504 | 22995.504 | 22995.504 | 22995.504 | 22995.504 | C2 | 13.4409 | 28.5374 | 40.2881 | 83.9336 | 167.8672 | C2 | 47177.4609 | 49483.887 | 58538.6426 | 78310.039 | 78561.8397 | 312071.8693 |  | 49099.5057 | 49483.887 | 58216.3376 | 78058.2382 | 53885.3644 | 288743.3329 |  | 43655.9525 | 53393.5136 | 43390.3084 | 82506.7184 | 151751.9297 | 374698.4226 |  | 48131.7629 | 53393.5136 | 43390.3084 | 82506.7184 | 95852.1592 | 323274.4625 |  | 31263.4684 | 75567.0893 | 19056.2821 | 56151.5713 | 330194.7409 | 512233.1521 |  | 40739.2832 | 75567.0893 | 19056.2821 | 56151.5713 | 211848.3798 | 403362.6058
|  |  | 3552 | 3552 | C3 | 1691 | 795 | 454 | 419 | 193 | 3552 | 1608 | 795 | 456 | 420 | 281 | 3560 | 166 | 0 | 0 | 0 | -166 | 0 | 1523 | 820 | 369 | 390 | 450 | 3552 | 295 | 0 | 0 | 0 | -295 | 0 | 1160 | 1128 | 215 | 227 | 822 | 3552 |  |  | C3 | 0.0005845 | 0.001241 | 0.001752 | 0.00365 | 0.0073 | C3 | 34493.2559 | 34493.2559 | 34493.2559 | 34493.2559 | 34493.2559 | C3 | 20.1613 | 42.8061 | 60.4322 | 125.9004 | 251.8008 | C3 | 32419.3834 | 34030.8738 | 27557.0761 | 52878.1614 | 70756.0159 | 217641.5106 |  | 34092.772 | 34030.8738 | 27436.2117 | 52752.261 | 48597.5483 | 196909.6668 |  | 30705.6722 | 35101.0271 | 22299.476 | 49101.1498 | 113310.3458 | 250517.671 |  | 34052.4494 | 35101.0271 | 22299.476 | 49101.1498 | 71511.4182 | 212065.5206 |  | 23387.1174 | 48285.3153 | 12992.9196 | 28579.3872 | 206980.2316 | 320224.9712 |  | 29334.7033 | 48285.3153 | 12992.9196 | 28579.3872 | 132699.0049 | 251891.3304
|  |  | 1765 | 1765 | C4 | 562 | 439 | 238 | 377 | 149 | 1765 | 498 | 439 | 239 | 378 | 217 | 1771 | 140 | 0 | 0 | 0 | -140 | 0 | 421 | 513 | 175 | 277 | 379 | 1765 | 231 | 0 | 0 | 0 | -231 | 0 | 259 | 653 | 99 | 110 | 644 | 1765 |  |  | C4 | 0.0005845 | 0.001241 | 0.001752 | 0.00365 | 0.0073 | C4 | 57488.7599 | 57488.7599 | 57488.7599 | 57488.7599 | 57488.7599 | C4 | 33.6022 | 71.3436 | 100.7203 | 209.834 | 419.6679 | C4 | 16733.8857 | 31319.8189 | 24072.1535 | 79317.242 | 91067.9446 | 242511.0447 |  | 18884.4253 | 31319.8189 | 23971.4331 | 79107.4081 | 62530.5241 | 215813.6095 |  | 14146.5178 | 36599.2417 | 17626.0538 | 58124.0107 | 159054.152 | 285549.976 |  | 18850.8231 | 36599.2417 | 17626.0538 | 58124.0107 | 100300.6394 | 231500.7686 |  | 8702.9647 | 46587.3388 | 9971.3104 | 23081.7371 | 270266.158 | 358609.5091 |  | 16465.0683 | 46587.3388 | 9971.3104 | 23081.7371 | 173322.8622 | 269428.3169
|  |  | 23609 | 23609 |  | 10983 | 5083 | 3843 | 2676 | 1024 |  | 10532 | 5083 | 3863 | 2683 | 1492 |  | 975 | 0 | 0 | 0 | -975 |  | 9565 | 5758 | 2776 | 2745 | 2765 |  | 1953 | 0 | 0 | 0 | -1953 |  | 6653 | 8326 | 1230 | 1695 | 5705 | [22 empty] | 142583.459 | 157084.2307 | 158533.7638 | 266438.7864 | 302194.4955 | 1026834.7353 |  | 149844.2181 | 157084.2307 | 157736.0589 | 265733.7442 | 207433.473 | 937831.7249 |  | 129651.996 | 176112.9826 | 115888.7856 | 254066.9753 | 545383.6776 | 1221104.4171 |  | 145340.1819 | 176112.9826 | 115888.7856 | 254066.9753 | 349449.1063 | 1040858.0317 |  | 90713.7897 | 248286.9726 | 54513.8591 | 148293.8658 | 1074417.0919 | 1616225.5791 |  | 120692.3107 | 248286.9726 | 54513.8591 | 148293.8658 | 700006.136 | 1271793.1443
| HV Transformer (GM) |  | 7022 | 7022 | C1 | 1702 | 1675 | 1507 | 1837 | 301 | 7022 | 1665 | 1675 | 1510 | 1841 | 334 | 7025 | 0 | 0 | 0 | 0 | 0 | 0 | 1337 | 1902 | 1482 | 1688 | 613 | 7022 | 0 | 0 | 0 | 0 | 0 | 0 | 724 | 2003 | 1413 | 1715 | 1167 | 7022 |  |  | C1 | 0.0009005 | 0.0019125 | 0.0027 | 0.005625 | 0.01125 | C1 | 11174.3231 | 11174.3231 | 11174.3231 | 11174.3231 | 11174.3231 | C1 | 10.0625 | 21.3709 | 30.1707 | 62.8556 | 125.7111 | C1 | 16754.0258 | 35796.2457 | 45557.7154 | 115717.0999 | 41987.5192 | 255812.6061 |  | 17126.3375 | 35796.2457 | 45467.2034 | 115465.6777 | 37839.0517 | 251694.516 |  | 13453.5331 | 40647.4385 | 44712.9366 | 106100.1981 | 77060.9259 | 281975.0321 |  | 13453.5331 | 40647.4385 | 44712.9366 | 106100.1981 | 77060.9259 | 281975.0321 |  | 7285.2341 | 42805.8986 | 42631.1602 | 107797.2984 | 146704.8948 | 347224.4861 |  | 7285.2341 | 42805.8986 | 42631.1602 | 107797.2984 | 146704.8948 | 347224.4861
|  |  | 5131 | 5131 | C2 | 653 | 992 | 1403 | 1833 | 250 | 5131 | 618 | 992 | 1407 | 1838 | 278 | 5133 | 5 | 0 | 0 | 0 | -5 | 0 | 498 | 1058 | 1374 | 1660 | 541 | 5131 | 11 | 0 | 0 | 0 | -11 | 0 | 234 | 996 | 1117 | 1712 | 1072 | 5131 |  |  | C2 | 0.0009005 | 0.0019125 | 0.0027 | 0.005625 | 0.01125 | C2 | 15963.3188 | 15963.3188 | 15963.3188 | 15963.3188 | 15963.3188 | C2 | 14.375 | 30.5298 | 43.101 | 89.7937 | 179.5873 | C2 | 8883.7306 | 30285.6083 | 60643.0516 | 165040.7618 | 49925.2794 | 314778.4317 |  | 9386.8545 | 30285.6083 | 60470.6478 | 164591.7934 | 44896.834 | 309631.738 |  | 7158.7343 | 32300.5783 | 59220.7199 | 149057.4889 | 97156.7488 | 344894.2701 |  | 7230.6092 | 32300.5783 | 59220.7199 | 149057.4889 | 96258.8121 | 344068.2083 |  | 3363.7426 | 30407.7277 | 48143.773 | 153726.7596 | 192517.6242 | 428159.6272 |  | 3521.8673 | 30407.7277 | 48143.773 | 153726.7596 | 190542.1635 | 426342.2912
|  |  | 2775 | 2775 | C3 | 404 | 494 | 629 | 1081 | 167 | 2775 | 384 | 494 | 630 | 1083 | 185 | 2776 | 70 | 0 | 0 | 0 | -70 | 0 | 311 | 551 | 615 | 973 | 325 | 2775 | 139 | 0 | 0 | 0 | -139 | 0 | 198 | 519 | 449 | 994 | 615 | 2775 |  |  | C3 | 0.0009005 | 0.0019125 | 0.0027 | 0.005625 | 0.01125 | C3 | 23944.9781 | 23944.9781 | 23944.9781 | 23944.9781 | 23944.9781 | C3 | 21.5625 | 45.7948 | 64.6514 | 134.6905 | 269.381 | C3 | 8279.9819 | 22622.6167 | 40730.4078 | 145869.8137 | 49835.4857 | 267338.3058 |  | 8711.2309 | 22622.6167 | 40665.7564 | 145600.4327 | 44986.6277 | 262586.6643 |  | 6705.9228 | 25232.9186 | 39760.6362 | 131053.8584 | 87548.8263 | 290302.1624 |  | 8215.2945 | 25232.9186 | 39760.6362 | 131053.8584 | 68692.156 | 272954.8638 |  | 4269.3657 | 23767.486 | 29028.497 | 133882.359 | 165669.3175 | 356617.0251 |  | 7266.5466 | 23767.486 | 29028.497 | 133882.359 | 128225.3579 | 322170.2464
|  |  | 1330 | 1330 | C4 | 234 | 286 | 235 | 507 | 68 | 1330 | 227 | 286 | 235 | 508 | 75 | 1331 | 34 | 0 | 0 | 0 | -34 | 0 | 184 | 319 | 237 | 435 | 155 | 1330 | 70 | 0 | 0 | 0 | -70 | 0 | 77 | 333 | 222 | 388 | 310 | 1330 |  |  | C4 | 0.0009005 | 0.0019125 | 0.0027 | 0.005625 | 0.01125 | C4 | 39908.2969 | 39908.2969 | 39908.2969 | 39908.2969 | 39908.2969 | C4 | 35.9374 | 76.3246 | 107.7524 | 224.4842 | 448.9683 | C4 | 8157.7946 | 21828.8407 | 25321.8144 | 114037.9584 | 33672.6255 | 203019.0336 |  | 8409.3566 | 21828.8407 | 25321.8144 | 113813.4742 | 30529.8471 | 199903.333 |  | 6612.4855 | 24347.5531 | 25537.3192 | 97650.6139 | 69590.0927 | 223738.0644 |  | 7834.3579 | 24347.5531 | 25537.3192 | 97650.6139 | 54325.1691 | 209695.0132 |  | 2767.1814 | 25416.0977 | 23921.0332 | 87099.858 | 139180.1854 | 278384.3557 |  | 5282.8009 | 25416.0977 | 23921.0332 | 87099.858 | 107752.4016 | 249472.1914
|  |  | 16258 | 16258 |  | 2993 | 3447 | 3774 | 5258 | 786 |  | 2894 | 3447 | 3782 | 5270 | 872 |  | 109 | 0 | 0 | 0 | -109 |  | 2330 | 3830 | 3708 | 4756 | 1634 |  | 220 | 0 | 0 | 0 | -220 |  | 1233 | 3851 | 3201 | 4809 | 3164 | [22 empty] | 42075.5329 | 110533.3115 | 172252.9892 | 540665.6337 | 175420.9098 | 1040948.3771 |  | 43633.7795 | 110533.3115 | 171925.4219 | 539471.378 | 158252.3605 | 1023816.2513 |  | 33930.6757 | 122528.4884 | 169231.6118 | 483862.1594 | 331356.5936 | 1140909.529 |  | 36733.7946 | 122528.4884 | 169231.6118 | 483862.1594 | 296337.0631 | 1108693.1174 |  | 17685.5238 | 122397.2101 | 143724.4633 | 482506.275 | 644072.0218 | 1410385.494 |  | 23356.4489 | 122397.2101 | 143724.4633 | 482506.275 | 573224.8178 | 1345209.215
| HV UG Cable |  | 0 | 0 | C1 | 0 | 0 | 0 | 0 | 0 | 0 | 0 | 0 | 0 | 0 | 0 | 0 | 0 | 0 | 0 | 0 | 0 | 0 | 0 | 0 | 0 | 0 | 0 | 0 | 0 | 0 | 0 | 0 | 0 | 0 | 0 | 0 | 0 | 0 | 0 | 0 |  |  | C1 | 0 | 0 | 0 | 0 | 0 | C1 | 0 | 0 | 0 | 0 | 0 | C1 | [5 empty] | C1 | [5 empty] | 0 | [6 empty] | 0 | [6 empty] | 0 | [6 empty] | 0 | [6 empty] | 0 | [6 empty] | 0
|  |  | 0 | 0 | C2 | 0 | 0 | 0 | 0 | 0 | 0 | 0 | 0 | 0 | 0 | 0 | 0 | 0 | 0 | 0 | 0 | 0 | 0 | 0 | 0 | 0 | 0 | 0 | 0 | 0 | 0 | 0 | 0 | 0 | 0 | 0 | 0 | 0 | 0 | 0 | 0 |  |  | C2 | 0 | 0 | 0 | 0 | 0 | C2 | 0 | 0 | 0 | 0 | 0 | C2 | [5 empty] | C2 | [5 empty] | 0 | [6 empty] | 0 | [6 empty] | 0 | [6 empty] | 0 | [6 empty] | 0 | [6 empty] | 0
|  |  | 0 | 0 | C3 | 0 | 0 | 0 | 0 | 0 | 0 | 0 | 0 | 0 | 0 | 0 | 0 | 0 | 0 | 0 | 0 | 0 | 0 | 0 | 0 | 0 | 0 | 0 | 0 | 0 | 0 | 0 | 0 | 0 | 0 | 0 | 0 | 0 | 0 | 0 | 0 |  |  | C3 | 0 | 0 | 0 | 0 | 0 | C3 | 0 | 0 | 0 | 0 | 0 | C3 | [5 empty] | C3 | [5 empty] | 0 | [6 empty] | 0 | [6 empty] | 0 | [6 empty] | 0 | [6 empty] | 0 | [6 empty] | 0
|  |  | 0 | 0 | C4 | 0 | 0 | 0 | 0 | 0 | 0 | 0 | 0 | 0 | 0 | 0 | 0 | 0 | 0 | 0 | 0 | 0 | 0 | 0 | 0 | 0 | 0 | 0 | 0 | 0 | 0 | 0 | 0 | 0 | 0 | 0 | 0 | 0 | 0 | 0 | 0 |  |  | C4 | 0 | 0 | 0 | 0 | 0 | C4 | 0 | 0 | 0 | 0 | 0 | C4 | [5 empty] | C4 | [5 empty] | 0 | [6 empty] | 0 | [6 empty] | 0 | [6 empty] | 0 | [6 empty] | 0 | [6 empty] | 0
|  |  | 0 | 0 |  | 0 | 0 | 0 | 0 | 0 |  | 0 | 0 | 0 | 0 | 0 |  | 0 | 0 | 0 | 0 | 0 |  | 0 | 0 | 0 | 0 | 0 |  | 0 | 0 | 0 | 0 | 0 |  | 0 | 0 | 0 | 0 | 0 | [22 empty] | 0 | 0 | 0 | 0 | 0 | 0 |  | 0 | 0 | 0 | 0 | 0 | 0 |  | 0 | 0 | 0 | 0 | 0 | 0 |  | 0 | 0 | 0 | 0 | 0 | 0 |  | 0 | 0 | 0 | 0 | 0 | 0 |  | 0 | 0 | 0 | 0 | 0 | 0
| HV OHL Support - Poles |  | 13095 | 13097 | C1 | 1440 | 5410 | 2831 | 1198 | 2216 | 13095 | 736 | 5476 | 2596 | 1650 | 2686 | 13144 | 783 | -14 | -255 | -223 | -291 | 0 | 978 | 4582 | 3112 | 1404 | 3019 | 13095 | 1424 | -5 | -616 | -361 | -440 | 2 | 1308 | 3237 | 3656 | 1120 | 3774 | 13095 |  |  | C1 | 0.0009505 | 0.0020188 | 0.00285 | 0.0059375 | 0.011875 | C1 | 5715.9736 | 5715.9736 | 5715.9736 | 5715.9736 | 5715.9736 | C1 | 5.433 | 11.5391 | 16.2905 | 33.9386 | 67.8772 | C1 | 3998.7122 | 63188.2308 | 42290.2025 | 55998.6791 | 182318.1238 | 347793.9485 |  | 7823.5674 | 62426.6487 | 46118.4758 | 40658.4349 | 150415.846 | 307442.9729 |  | 5313.5062 | 52872.2559 | 50696.1133 | 47649.7852 | 204921.227 | 361452.8876 |  | 9567.571 | 52710.7082 | 46542.0295 | 40081.4788 | 185168.9657 | 334070.7532 |  | 7106.4071 | 37352.1371 | 59558.1588 | 38011.2246 | 256168.5031 | 398196.4308 |  | 14843.046 | 37294.4415 | 49523.1955 | 25759.3924 | 226302.5409 | 353722.6163
|  |  | 157896 | 157894 | C2 | 24583 | 52792 | 46561 | 13346 | 20614 | 157896 | 18795 | 53432 | 42702 | 18381 | 24990 | 158300 | 13103 | -3529 | -3592 | -3316 | -2666 | 0 | 19856 | 45577 | 43906 | 20870 | 27687 | 157896 | 25606 | -7072 | -7114 | -6813 | -4609 | -2 | 21741 | 33255 | 42251 | 21159 | 39490 | 157896 |  |  | C2 | 0.0009505 | 0.0020188 | 0.00285 | 0.0059375 | 0.011875 | C2 | 8165.6766 | 8165.6766 | 8165.6766 | 8165.6766 | 8165.6766 | C2 | 7.7615 | 16.4845 | 23.2722 | 48.4837 | 96.9674 | C2 | 145876.9343 | 880797.6485 | 993768.5596 | 891178.9794 | 2423215.5699 | 5334837.6916 |  | 190800.3551 | 870247.5943 | 1083575.8958 | 647063.5253 | 1998886.1848 | 4790573.5554 |  | 154111.8599 | 751312.2179 | 1021788.2623 | 1011854.9208 | 2684736.674 | 5623803.9349 |  | 255810.4749 | 693138.5597 | 938194.5977 | 851082.9555 | 2426221.5596 | 5164448.1474 |  | 168742.2414 | 548190.706 | 983272.8071 | 1025866.7115 | 3829243.0114 | 6555315.4775 |  | 367482.5861 | 431612.6073 | 817714.5304 | 695547.2302 | 3382320.2198 | 5694677.1738
|  |  | 16159 | 16159 | C3 | 2527 | 4835 | 4788 | 1836 | 2173 | 16159 | 1764 | 4894 | 4391 | 2529 | 2634 | 16212 | 1381 | -325 | -364 | -388 | -304 | 0 | 1911 | 4203 | 4444 | 2439 | 3162 | 16159 | 2576 | -653 | -691 | -690 | -542 | 0 | 2197 | 3069 | 4102 | 2143 | 4648 | 16159 |  |  | C3 | 0.0009505 | 0.0020188 | 0.00285 | 0.0059375 | 0.011875 | C3 | 12248.5149 | 12248.5149 | 12248.5149 | 12248.5149 | 12248.5149 | C3 | 11.6422 | 24.7267 | 34.9083 | 72.7256 | 145.4511 | C3 | 20536.8645 | 121012.4184 | 153282.2027 | 183922.9345 | 383118.236 | 861872.6559 |  | 29419.8733 | 119553.5437 | 167140.7849 | 133524.1232 | 316065.2721 | 765703.5972 |  | 22248.2699 | 103926.2759 | 155132.3408 | 177377.6343 | 459916.4245 | 918600.9454 |  | 38326.1666 | 95890.1018 | 142425.7315 | 149160.1181 | 415699.2856 | 841501.4036 |  | 25577.9429 | 75886.21 | 143193.7133 | 155850.8693 | 676056.7808 | 1076565.5165 |  | 55568.2847 | 59739.6818 | 119072.1005 | 105670.2348 | 597222.2767 | 937272.5785
|  |  | 1146 | 1146 | C4 | 175 | 409 | 303 | 127 | 132 | 1146 | 123 | 414 | 278 | 175 | 160 | 1150 | 98 | -27 | -25 | -27 | -19 | 0 | 133 | 345 | 306 | 169 | 193 | 1146 | 190 | -59 | -52 | -44 | -35 | 0 | 122 | 279 | 308 | 136 | 301 | 1146 |  |  | C4 | 0.0009505 | 0.0020188 | 0.00285 | 0.0059375 | 0.011875 | C4 | 20414.1915 | 20414.1915 | 20414.1915 | 20414.1915 | 20414.1915 | C4 | 19.4037 | 41.2111 | 58.1804 | 121.2093 | 242.4185 | C4 | 2386.6538 | 17061.4157 | 16174.1639 | 21211.6209 | 38786.9639 | 95620.8182 |  | 3395.6456 | 16855.36 | 17628.6751 | 15393.5763 | 31999.2452 | 85272.5022 |  | 2580.6906 | 14217.8465 | 17803.2164 | 20484.3653 | 46786.7752 | 101872.8941 |  | 4482.2522 | 13105.1454 | 16348.7053 | 17211.7152 | 42180.8232 | 93328.6414 |  | 2367.2501 | 11497.9106 | 17919.5773 | 16484.4597 | 72967.9758 | 121237.1735 |  | 6053.951 | 9066.4528 | 14894.1941 | 11151.2521 | 64483.3275 | 105649.1775
|  |  | 188296 | 188296 |  | 28725 | 63446 | 54483 | 16507 | 25135 |  | 21418 | 64216 | 49967 | 22735 | 30470 |  | 15365 | -3895 | -4236 | -3954 | -3280 |  | 22878 | 54707 | 51768 | 24882 | 34061 |  | 29796 | -7789 | -8473 | -7908 | -5626 |  | 25368 | 39840 | 50317 | 24558 | 48213 | [22 empty] | 172799.1647 | 1082059.7134 | 1205515.1287 | 1152312.2139 | 3027438.8936 | 6640125.1142 |  | 231439.4415 | 1069083.1467 | 1314463.8316 | 836639.6598 | 2497366.5481 | 5948992.6277 |  | 184254.3266 | 922328.5962 | 1245419.9329 | 1257366.7056 | 3396361.1007 | 7005730.662 |  | 308186.4647 | 854844.5152 | 1143511.0639 | 1057536.2676 | 3069270.6341 | 6433348.9455 |  | 203793.8415 | 672926.9638 | 1203944.2566 | 1236213.2652 | 4834436.2712 | 8151314.5982 |  | 443947.8678 | 537713.1834 | 1001204.0206 | 838128.1095 | 4270328.3649 | 7091321.5462
| [Please insert new asset category as required] |  | 0 | 0 | C1 | 0 | 0 | 0 | 0 | 0 | 0 | 0 | 0 | 0 | 0 | 0 | 0 | 0 | 0 | 0 | 0 | 0 | 0 | 0 | 0 | 0 | 0 | 0 | 0 | 0 | 0 | 0 | 0 | 0 | 0 | 0 | 0 | 0 | 0 | 0 | 0 |  |  | C1 | 0 | 0 | 0 | 0 | 0 | C1 | 0 | 0 | 0 | 0 | 0 | C1 | [5 empty] | C1 | [5 empty] | 0 | [6 empty] | 0 | [6 empty] | 0 | [6 empty] | 0 | [6 empty] | 0 | [6 empty] | 0
|  |  | 457 | 915 | C2 | 11 | 170 | 212 | 61 | 3 | 457 | 9 | 168 | 206 | 71 | 3 | 457 | 24 | 208 | 226 | 0 | 0 | 458 | 9 | 152 | 216 | 76 | 5 | 458 | 44 | 219 | 195 | 0 | 0 | 458 | 7 | 134 | 220 | 90 | 7 | 458 |  |  | C2 | 0 | 0 | 0 | 0 | 0 | C2 | 0 | 0 | 0 | 0 | 0 | C2 | [5 empty] | C2 | [5 empty] | 0 | [6 empty] | 0 | [6 empty] | 0 | [6 empty] | 0 | [6 empty] | 0 | [6 empty] | 0
|  |  | 0 | 0 | C3 | 0 | 0 | 0 | 0 | 0 | 0 | 0 | 0 | 0 | 0 | 0 | 0 | 0 | 0 | 0 | 0 | 0 | 0 | 0 | 0 | 0 | 0 | 0 | 0 | 0 | 0 | 0 | 0 | 0 | 0 | 0 | 0 | 0 | 0 | 0 | 0 |  |  | C3 | 0 | 0 | 0 | 0 | 0 | C3 | 0 | 0 | 0 | 0 | 0 | C3 | [5 empty] | C3 | [5 empty] | 0 | [6 empty] | 0 | [6 empty] | 0 | [6 empty] | 0 | [6 empty] | 0 | [6 empty] | 0
|  |  | 0 | 0 | C4 | 0 | 0 | 0 | 0 | 0 | 0 | 0 | 0 | 0 | 0 | 0 | 0 | 0 | 0 | 0 | 0 | 0 | 0 | 0 | 0 | 0 | 0 | 0 | 0 | 0 | 0 | 0 | 0 | 0 | 0 | 0 | 0 | 0 | 0 | 0 | 0 |  |  | C4 | 0 | 0 | 0 | 0 | 0 | C4 | 0 | 0 | 0 | 0 | 0 | C4 | [5 empty] | C4 | [5 empty] | 0 | [6 empty] | 0 | [6 empty] | 0 | [6 empty] | 0 | [6 empty] | 0 | [6 empty] | 0
|  |  | 457 | 915 |  | 11 | 170 | 212 | 61 | 3 |  | 9 | 168 | 206 | 71 | 3 |  | 24 | 208 | 226 | 0 | 0 |  | 9 | 152 | 216 | 76 | 5 |  | 44 | 219 | 195 | 0 | 0 |  | 7 | 134 | 220 | 90 | 7 | [22 empty] | 0 | 0 | 0 | 0 | 0 | 0 |  | 0 | 0 | 0 | 0 | 0 | 0 |  | 0 | 0 | 0 | 0 | 0 | 0 |  | 0 | 0 | 0 | 0 | 0 | 0 |  | 0 | 0 | 0 | 0 | 0 | 0 |  | 0 | 0 | 0 | 0 | 0 | 0
| [Please insert new asset category as required] |  | 0 | 0 | C1 | 0 | 0 | 0 | 0 | 0 | 0 | 0 | 0 | 0 | 0 | 0 | 0 | 0 | 0 | 0 | 0 | 0 | 0 | 0 | 0 | 0 | 0 | 0 | 0 | 0 | 0 | 0 | 0 | 0 | 0 | 0 | 0 | 0 | 0 | 0 | 0 |  |  | C1 | 0 | 0 | 0 | 0 | 0 | C1 | 0 | 0 | 0 | 0 | 0 | C1 | [5 empty] | C1 | [5 empty] | 0 | [6 empty] | 0 | [6 empty] | 0 | [6 empty] | 0 | [6 empty] | 0 | [6 empty] | 0
|  |  | 457 | 915 | C2 | 10 | 23 | 183 | 202 | 39 | 457 | 4 | 9 | 120 | 269 | 55 | 457 | 23 | 79 | 203 | 153 | 0 | 458 | 8 | 17 | 148 | 237 | 48 | 458 | 43 | 116 | 235 | 64 | 0 | 458 | 6 | 11 | 113 | 272 | 56 | 458 |  |  | C2 | 0 | 0 | 0 | 0 | 0 | C2 | 0 | 0 | 0 | 0 | 0 | C2 | [5 empty] | C2 | [5 empty] | 0 | [6 empty] | 0 | [6 empty] | 0 | [6 empty] | 0 | [6 empty] | 0 | [6 empty] | 0
|  |  | 0 | 0 | C3 | 0 | 0 | 0 | 0 | 0 | 0 | 0 | 0 | 0 | 0 | 0 | 0 | 0 | 0 | 0 | 0 | 0 | 0 | 0 | 0 | 0 | 0 | 0 | 0 | 0 | 0 | 0 | 0 | 0 | 0 | 0 | 0 | 0 | 0 | 0 | 0 |  |  | C3 | 0 | 0 | 0 | 0 | 0 | C3 | 0 | 0 | 0 | 0 | 0 | C3 | [5 empty] | C3 | [5 empty] | 0 | [6 empty] | 0 | [6 empty] | 0 | [6 empty] | 0 | [6 empty] | 0 | [6 empty] | 0
|  |  | 0 | 0 | C4 | 0 | 0 | 0 | 0 | 0 | 0 | 0 | 0 | 0 | 0 | 0 | 0 | 0 | 0 | 0 | 0 | 0 | 0 | 0 | 0 | 0 | 0 | 0 | 0 | 0 | 0 | 0 | 0 | 0 | 0 | 0 | 0 | 0 | 0 | 0 | 0 |  |  | C4 | 0 | 0 | 0 | 0 | 0 | C4 | 0 | 0 | 0 | 0 | 0 | C4 | [5 empty] | C4 | [5 empty] | 0 | [6 empty] | 0 | [6 empty] | 0 | [6 empty] | 0 | [6 empty] | 0 | [6 empty] | 0
|  |  | 457 | 915 |  | 10 | 23 | 183 | 202 | 39 |  | 4 | 9 | 120 | 269 | 55 |  | 23 | 79 | 203 | 153 | 0 |  | 8 | 17 | 148 | 237 | 48 |  | 43 | 116 | 235 | 64 | 0 |  | 6 | 11 | 113 | 272 | 56 | [22 empty] | 0 | 0 | 0 | 0 | 0 | 0 |  | 0 | 0 | 0 | 0 | 0 | 0 |  | 0 | 0 | 0 | 0 | 0 | 0 |  | 0 | 0 | 0 | 0 | 0 | 0 |  | 0 | 0 | 0 | 0 | 0 | 0 |  | 0 | 0 | 0 | 0 | 0 | 0
| [Please insert new asset category as required] |  | 0 | 0 | C1 | 0 | 0 | 0 | 0 | 0 | 0 | 0 | 0 | 0 | 0 | 0 | 0 | 0 | 0 | 0 | 0 | 0 | 0 | 0 | 0 | 0 | 0 | 0 | 0 | 0 | 0 | 0 | 0 | 0 | 0 | 0 | 0 | 0 | 0 | 0 | 0 |  |  | C1 | 0 | 0 | 0 | 0 | 0 | C1 | 0 | 0 | 0 | 0 | 0 | C1 | [5 empty] | C1 | [5 empty] | 0 | [6 empty] | 0 | [6 empty] | 0 | [6 empty] | 0 | [6 empty] | 0 | [6 empty] | 0
|  |  | 0 | 0 | C2 | 0 | 0 | 0 | 0 | 0 | 0 | 0 | 0 | 0 | 0 | 0 | 0 | 0 | 0 | 0 | 0 | 0 | 0 | 0 | 0 | 0 | 0 | 0 | 0 | 0 | 0 | 0 | 0 | 0 | 0 | 0 | 0 | 0 | 0 | 0 | 0 |  |  | C2 | 0 | 0 | 0 | 0 | 0 | C2 | 0 | 0 | 0 | 0 | 0 | C2 | [5 empty] | C2 | [5 empty] | 0 | [6 empty] | 0 | [6 empty] | 0 | [6 empty] | 0 | [6 empty] | 0 | [6 empty] | 0
|  |  | 0 | 0 | C3 | 0 | 0 | 0 | 0 | 0 | 0 | 0 | 0 | 0 | 0 | 0 | 0 | 0 | 0 | 0 | 0 | 0 | 0 | 0 | 0 | 0 | 0 | 0 | 0 | 0 | 0 | 0 | 0 | 0 | 0 | 0 | 0 | 0 | 0 | 0 | 0 |  |  | C3 | 0 | 0 | 0 | 0 | 0 | C3 | 0 | 0 | 0 | 0 | 0 | C3 | [5 empty] | C3 | [5 empty] | 0 | [6 empty] | 0 | [6 empty] | 0 | [6 empty] | 0 | [6 empty] | 0 | [6 empty] | 0
|  |  | 0 | 0 | C4 | 0 | 0 | 0 | 0 | 0 | 0 | 0 | 0 | 0 | 0 | 0 | 0 | 0 | 0 | 0 | 0 | 0 | 0 | 0 | 0 | 0 | 0 | 0 | 0 | 0 | 0 | 0 | 0 | 0 | 0 | 0 | 0 | 0 | 0 | 0 | 0 |  |  | C4 | 0 | 0 | 0 | 0 | 0 | C4 | 0 | 0 | 0 | 0 | 0 | C4 | [5 empty] | C4 | [5 empty] | 0 | [6 empty] | 0 | [6 empty] | 0 | [6 empty] | 0 | [6 empty] | 0 | [6 empty] | 0
|  |  | 0 | 0 |  | 0 | 0 | 0 | 0 | 0 |  | 0 | 0 | 0 | 0 | 0 |  | 0 | 0 | 0 | 0 | 0 |  | 0 | 0 | 0 | 0 | 0 |  | 0 | 0 | 0 | 0 | 0 |  | 0 | 0 | 0 | 0 | 0 | [22 empty] | 0 | 0 | 0 | 0 | 0 | 0 |  | 0 | 0 | 0 | 0 | 0 | 0 |  | 0 | 0 | 0 | 0 | 0 | 0 |  | 0 | 0 | 0 | 0 | 0 | 0 |  | 0 | 0 | 0 | 0 | 0 | 0 |  | 0 | 0 | 0 | 0 | 0 | 0
| [Please insert new asset category as required] |  | 0 | 0 | C1 | 0 | 0 | 0 | 0 | 0 | 0 | 0 | 0 | 0 | 0 | 0 | 0 | 0 | 0 | 0 | 0 | 0 | 0 | 0 | 0 | 0 | 0 | 0 | 0 | 0 | 0 | 0 | 0 | 0 | 0 | 0 | 0 | 0 | 0 | 0 | 0 |  |  | C1 | 0 | 0 | 0 | 0 | 0 | C1 | 0 | 0 | 0 | 0 | 0 | C1 | [5 empty] | C1 | [5 empty] | 0 | [6 empty] | 0 | [6 empty] | 0 | [6 empty] | 0 | [6 empty] | 0 | [6 empty] | 0
|  |  | 0 | 0 | C2 | 0 | 0 | 0 | 0 | 0 | 0 | 0 | 0 | 0 | 0 | 0 | 0 | 0 | 0 | 0 | 0 | 0 | 0 | 0 | 0 | 0 | 0 | 0 | 0 | 0 | 0 | 0 | 0 | 0 | 0 | 0 | 0 | 0 | 0 | 0 | 0 |  |  | C2 | 0 | 0 | 0 | 0 | 0 | C2 | 0 | 0 | 0 | 0 | 0 | C2 | [5 empty] | C2 | [5 empty] | 0 | [6 empty] | 0 | [6 empty] | 0 | [6 empty] | 0 | [6 empty] | 0 | [6 empty] | 0
|  |  | 0 | 0 | C3 | 0 | 0 | 0 | 0 | 0 | 0 | 0 | 0 | 0 | 0 | 0 | 0 | 0 | 0 | 0 | 0 | 0 | 0 | 0 | 0 | 0 | 0 | 0 | 0 | 0 | 0 | 0 | 0 | 0 | 0 | 0 | 0 | 0 | 0 | 0 | 0 |  |  | C3 | 0 | 0 | 0 | 0 | 0 | C3 | 0 | 0 | 0 | 0 | 0 | C3 | [5 empty] | C3 | [5 empty] | 0 | [6 empty] | 0 | [6 empty] | 0 | [6 empty] | 0 | [6 empty] | 0 | [6 empty] | 0
|  |  | 0 | 0 | C4 | 0 | 0 | 0 | 0 | 0 | 0 | 0 | 0 | 0 | 0 | 0 | 0 | 0 | 0 | 0 | 0 | 0 | 0 | 0 | 0 | 0 | 0 | 0 | 0 | 0 | 0 | 0 | 0 | 0 | 0 | 0 | 0 | 0 | 0 | 0 | 0 |  |  | C4 | 0 | 0 | 0 | 0 | 0 | C4 | 0 | 0 | 0 | 0 | 0 | C4 | [5 empty] | C4 | [5 empty] | 0 | [6 empty] | 0 | [6 empty] | 0 | [6 empty] | 0 | [6 empty] | 0 | [6 empty] | 0
|  |  | 0 | 0 |  | 0 | 0 | 0 | 0 | 0 |  | 0 | 0 | 0 | 0 | 0 |  | 0 | 0 | 0 | 0 | 0 |  | 0 | 0 | 0 | 0 | 0 |  | 0 | 0 | 0 | 0 | 0 |  | 0 | 0 | 0 | 0 | 0 | [22 empty] | 0 | 0 | 0 | 0 | 0 | 0 |  | 0 | 0 | 0 | 0 | 0 | 0 |  | 0 | 0 | 0 | 0 | 0 | 0 |  | 0 | 0 | 0 | 0 | 0 | 0 |  | 0 | 0 | 0 | 0 | 0 | 0 |  | 0 | 0 | 0 | 0 | 0 | 0
| [Please insert new asset category as required] |  | 0 | 0 | C1 | 0 | 0 | 0 | 0 | 0 | 0 | 0 | 0 | 0 | 0 | 0 | 0 | 0 | 0 | 0 | 0 | 0 | 0 | 0 | 0 | 0 | 0 | 0 | 0 | 0 | 0 | 0 | 0 | 0 | 0 | 0 | 0 | 0 | 0 | 0 | 0 |  |  | C1 | 0 | 0 | 0 | 0 | 0 | C1 | 0 | 0 | 0 | 0 | 0 | C1 | [5 empty] | C1 | [5 empty] | 0 | [6 empty] | 0 | [6 empty] | 0 | [6 empty] | 0 | [6 empty] | 0 | [6 empty] | 0
|  |  | 0 | 0 | C2 | 0 | 0 | 0 | 0 | 0 | 0 | 0 | 0 | 0 | 0 | 0 | 0 | 0 | 0 | 0 | 0 | 0 | 0 | 0 | 0 | 0 | 0 | 0 | 0 | 0 | 0 | 0 | 0 | 0 | 0 | 0 | 0 | 0 | 0 | 0 | 0 |  |  | C2 | 0 | 0 | 0 | 0 | 0 | C2 | 0 | 0 | 0 | 0 | 0 | C2 | [5 empty] | C2 | [5 empty] | 0 | [6 empty] | 0 | [6 empty] | 0 | [6 empty] | 0 | [6 empty] | 0 | [6 empty] | 0
|  |  | 0 | 0 | C3 | 0 | 0 | 0 | 0 | 0 | 0 | 0 | 0 | 0 | 0 | 0 | 0 | 0 | 0 | 0 | 0 | 0 | 0 | 0 | 0 | 0 | 0 | 0 | 0 | 0 | 0 | 0 | 0 | 0 | 0 | 0 | 0 | 0 | 0 | 0 | 0 |  |  | C3 | 0 | 0 | 0 | 0 | 0 | C3 | 0 | 0 | 0 | 0 | 0 | C3 | [5 empty] | C3 | [5 empty] | 0 | [6 empty] | 0 | [6 empty] | 0 | [6 empty] | 0 | [6 empty] | 0 | [6 empty] | 0
|  |  | 0 | 0 | C4 | 0 | 0 | 0 | 0 | 0 | 0 | 0 | 0 | 0 | 0 | 0 | 0 | 0 | 0 | 0 | 0 | 0 | 0 | 0 | 0 | 0 | 0 | 0 | 0 | 0 | 0 | 0 | 0 | 0 | 0 | 0 | 0 | 0 | 0 | 0 | 0 |  |  | C4 | 0 | 0 | 0 | 0 | 0 | C4 | 0 | 0 | 0 | 0 | 0 | C4 | [5 empty] | C4 | [5 empty] | 0 | [6 empty] | 0 | [6 empty] | 0 | [6 empty] | 0 | [6 empty] | 0 | [6 empty] | 0
|  |  | 0 | 0 |  | 0 | 0 | 0 | 0 | 0 |  | 0 | 0 | 0 | 0 | 0 |  | 0 | 0 | 0 | 0 | 0 |  | 0 | 0 | 0 | 0 | 0 |  | 0 | 0 | 0 | 0 | 0 |  | 0 | 0 | 0 | 0 | 0 | [22 empty] | 0 | 0 | 0 | 0 | 0 | 0 |  | 0 | 0 | 0 | 0 | 0 | 0 |  | 0 | 0 | 0 | 0 | 0 | 0 |  | 0 | 0 | 0 | 0 | 0 | 0 |  | 0 | 0 | 0 | 0 | 0 | 0 |  | 0 | 0 | 0 | 0 | 0 | 0
[63 empty] | 373150.0865 | 1439413.0346 | 1616756.774 | 2059258.1953 | 3601409.2437 | 9089987.3341 |  | 443202.6827 | 1426436.468 | 1724580.2048 | 1741686.3433 | 2924270.8809 | 8260176.5797 |  | 364178.339 | 1295033.0996 | 1604177.6712 | 2121922.1843 | 4425620.5735 | 9810931.8676 |  | 510831.6109 | 1227549.0186 | 1502268.8022 | 1922091.7463 | 3814763.2248 | 8977504.4028 |  | 328967.4361 | 1102189.8175 | 1472952.786 | 1970111.8456 | 6850125.6579 | 11724347.5431 |  | 612706.7086 | 966976.0372 | 1270212.5499 | 1572026.6899 | 5741674.8154 | 10163596.801
| EHV Network | [66 empty] | 0 | [6 empty] | 0 | [6 empty] | 0 | [6 empty] | 0 | [6 empty] | 0 | [6 empty] | 0
| EHV Switchgear (GM) |  | 485 | 485 | C1 | 178 | 110 | 23 | 142 | 32 | 485 | 163 | 110 | 23 | 142 | 48 | 486 | 46 | 0 | 0 | -17 | -29 | 0 | 168 | 97 | 33 | 106 | 81 | 485 | 65 | 0 | 0 | -11 | -54 | 0 | 134 | 106 | 48 | 48 | 149 | 485 |  |  | C1 | 0.0005205 | 0.001105 | 0.00156 | 0.00325 | 0.0065 | C1 | 94642.5006 | 94642.5006 | 94642.5006 | 94642.5006 | 94642.5006 | C1 | 49.2614 | 104.58 | 147.6423 | 307.5881 | 615.1763 | C1 | 8029.6117 | 11503.796 | 3395.7729 | 43677.514 | 29528.4602 | 96135.1548 |  | 8768.533 | 11503.796 | 3395.7729 | 43677.514 | 19685.6401 | 87031.2561 |  | 8275.9188 | 10144.2564 | 4872.1959 | 32604.3415 | 49829.2766 | 105725.9892 |  | 10541.9442 | 10144.2564 | 4872.1959 | 27375.3433 | 31989.1652 | 84922.9051 |  | 6601.0305 | 11085.4761 | 7086.8304 | 14764.2301 | 91661.2619 | 131198.829 |  | 9803.0229 | 11085.4761 | 7086.8304 | 11380.7607 | 58441.7441 | 97797.8343
|  |  | 272 | 272 | C2 | 78 | 51 | 6 | 99 | 38 | 272 | 60 | 51 | 6 | 99 | 57 | 273 | 7 | 0 | 0 | -2 | -5 | 0 | 68 | 49 | 8 | 66 | 81 | 272 | 32 | 0 | 0 | -2 | -30 | 0 | 78 | 30 | 21 | 17 | 126 | 272 |  |  | C2 | 0.0005205 | 0.001105 | 0.00156 | 0.00325 | 0.0065 | C2 | 135203.5723 | 135203.5723 | 135203.5723 | 135203.5723 | 135203.5723 | C2 | 70.3735 | 149.3999 | 210.9176 | 439.4116 | 878.8232 | C2 | 4222.4076 | 7619.3973 | 1265.5054 | 43501.7494 | 50092.9236 | 106701.9833 |  | 5489.1298 | 7619.3973 | 1265.5054 | 43501.7494 | 33395.2824 | 91271.0644 |  | 4785.3952 | 7320.5974 | 1687.3406 | 29001.1663 | 71184.6808 | 113979.1804 |  | 5278.0095 | 7320.5974 | 1687.3406 | 28122.343 | 66790.5647 | 109198.8552 |  | 5489.1298 | 4481.9984 | 4429.269 | 7469.9974 | 110731.7257 | 132602.1204 |  | 7741.0805 | 4481.9984 | 4429.269 | 6591.1742 | 84367.0291 | 107610.5513
|  |  | 232 | 232 | C3 | 54 | 90 | 15 | 56 | 17 | 232 | 45 | 90 | 15 | 56 | 26 | 232 | 7 | 0 | 0 | -4 | -3 | 0 | 49 | 82 | 22 | 37 | 42 | 232 | 11 | 0 | 0 | -4 | -7 | 0 | 54 | 59 | 31 | 23 | 65 | 232 |  |  | C3 | 0.0005205 | 0.001105 | 0.00156 | 0.00325 | 0.0065 | C3 | 202805.3585 | 202805.3585 | 202805.3585 | 202805.3585 | 202805.3585 | C3 | 105.5602 | 224.0999 | 316.3764 | 659.1174 | 1318.2348 | C3 | 4750.2085 | 20168.9929 | 4745.6454 | 36910.5752 | 34274.1056 | 100849.5276 |  | 5700.2502 | 20168.9929 | 4745.6454 | 36910.5752 | 22409.9921 | 89935.4559 |  | 5172.4493 | 18376.1935 | 6960.2799 | 24387.3444 | 55365.8629 | 110262.1299 |  | 5911.3706 | 18376.1935 | 6960.2799 | 21750.8747 | 51411.1584 | 104409.8771 |  | 5700.2502 | 13221.8953 | 9807.6671 | 15159.7005 | 85685.264 | 129574.7772 |  | 6861.4123 | 13221.8953 | 9807.6671 | 12523.2309 | 76457.6202 | 118871.8258
|  |  | 86 | 86 | C4 | 17 | 15 | 0 | 51 | 3 | 86 | 15 | 15 | 0 | 51 | 5 | 86 | 0 | 0 | 0 | 0 | 0 | 0 | 16 | 15 | 0 | 43 | 12 | 86 | 0 | 0 | 0 | 0 | 0 | 0 | 17 | 12 | 3 | 7 | 47 | 86 |  |  | C4 | 0.0005205 | 0.001105 | 0.00156 | 0.00325 | 0.0065 | C4 | 338008.9309 | 338008.9309 | 338008.9309 | 338008.9309 | 338008.9309 | C4 | 175.9336 | 373.4999 | 527.2939 | 1098.529 | 2197.0581 | C4 | 2639.0047 | 5602.498 | 0 | 56024.9803 | 10985.2903 | 75251.7733 |  | 2990.872 | 5602.498 | 0 | 56024.9803 | 6591.1742 | 71209.5245 |  | 2814.9384 | 5602.498 | 0 | 47236.7481 | 26364.6966 | 82018.8811 |  | 2814.9384 | 5602.498 | 0 | 47236.7481 | 26364.6966 | 82018.8811 |  | 2990.872 | 4481.9984 | 1581.8818 | 7689.7032 | 103261.7284 | 120006.1838 |  | 2990.872 | 4481.9984 | 1581.8818 | 7689.7032 | 103261.7284 | 120006.1838
|  |  | 1075 | 1075 |  | 327 | 266 | 44 | 348 | 90 |  | 283 | 266 | 44 | 348 | 136 |  | 60 | 0 | 0 | -23 | -37 |  | 301 | 243 | 63 | 252 | 216 |  | 108 | 0 | 0 | -17 | -91 |  | 283 | 207 | 103 | 95 | 387 | [22 empty] | 19641.2325 | 44894.6842 | 9406.9237 | 180114.819 | 124880.7796 | 378938.4391 |  | 22948.7851 | 44894.6842 | 9406.9237 | 180114.819 | 82082.0888 | 339447.3008 |  | 21048.7017 | 41443.5454 | 13519.8164 | 133229.6002 | 202744.5169 | 411986.1806 |  | 24546.2626 | 41443.5454 | 13519.8164 | 124485.3091 | 176555.5849 | 380550.5186 |  | 20781.2826 | 33271.3683 | 22905.6484 | 45083.6312 | 391339.98 | 513381.9104 |  | 27396.3877 | 33271.3683 | 22905.6484 | 38184.8689 | 322528.1218 | 444286.3952
| EHV Transformer |  | 278 | 278 | C1 | 47 | 73 | 111 | 39 | 8 | 278 | 35 | 70 | 111 | 42 | 20 | 278 | 11 | 0 | 0 | 0 | -11 | 0 | 38 | 63 | 77 | 77 | 23 | 278 | 24 | 0 | 0 | 0 | -24 | 0 | 34 | 57 | 56 | 70 | 61 | 278 |  |  | C1 | 0.0044805 | 0.00952 | 0.01344 | 0.028 | 0.056 | C1 | 55161.4821 | 55161.4821 | 55161.4821 | 55161.4821 | 55161.4821 | C1 | 247.151 | 525.1373 | 741.3703 | 1544.5215 | 3089.043 | C1 | 8650.2857 | 36759.6117 | 82292.1055 | 64869.903 | 61780.86 | 254352.7658 |  | 11616.098 | 38335.0236 | 82292.1055 | 60236.3385 | 24712.344 | 217191.9095 |  | 9391.7388 | 33083.6505 | 57085.5146 | 118928.1554 | 71047.989 | 289537.0483 |  | 12110.4 | 33083.6505 | 57085.5146 | 118928.1554 | 37068.516 | 258276.2365 |  | 8403.1347 | 29932.8267 | 41516.7379 | 108116.5049 | 188431.6229 | 376400.8271 |  | 14334.7592 | 29932.8267 | 41516.7379 | 108116.5049 | 114294.5909 | 308195.4196
|  |  | 301 | 301 | C2 | 60 | 62 | 134 | 34 | 11 | 301 | 44 | 59 | 134 | 36 | 27 | 300 | 16 | 0 | 0 | 0 | -16 | 0 | 49 | 60 | 82 | 77 | 33 | 301 | 25 | 0 | 0 | 0 | -25 | 0 | 44 | 54 | 63 | 73 | 67 | 301 |  |  | C2 | 0.0044805 | 0.00952 | 0.01344 | 0.028 | 0.056 | C2 | 78802.1173 | 78802.1173 | 78802.1173 | 78802.1173 | 78802.1173 | C2 | 353.0729 | 750.1962 | 1059.1005 | 2206.4593 | 4412.9186 | C2 | 15535.207 | 44261.5732 | 141919.4612 | 79432.5342 | 119148.8014 | 400297.577 |  | 21184.3732 | 46512.1617 | 141919.4612 | 75019.6157 | 48542.1043 | 333177.716 |  | 17300.5714 | 45011.7694 | 86846.2374 | 169897.3649 | 145626.3128 | 464682.2559 |  | 22949.7376 | 45011.7694 | 86846.2374 | 169897.3649 | 75019.6157 | 399724.725 |  | 15535.207 | 40510.5925 | 66723.3288 | 161071.5278 | 295665.5441 | 579506.2001 |  | 24362.0292 | 40510.5925 | 66723.3288 | 161071.5278 | 185342.5799 | 478010.058
|  |  | 134 | 134 | C3 | 14 | 29 | 69 | 20 | 2 | 134 | 10 | 28 | 69 | 22 | 5 | 134 | 4 | 0 | 0 | 0 | -4 | 0 | 11 | 20 | 53 | 38 | 12 | 134 | 6 | 0 | 0 | 0 | -6 | 0 | 11 | 17 | 35 | 40 | 31 | 134 |  |  | C3 | 0.0044805 | 0.00952 | 0.01344 | 0.028 | 0.056 | C3 | 118203.1759 | 118203.1759 | 118203.1759 | 118203.1759 | 118203.1759 | C3 | 529.6093 | 1125.2942 | 1588.6507 | 3309.6889 | 6619.3779 | C3 | 5296.0933 | 31508.2386 | 109616.8972 | 72813.1564 | 33096.8893 | 252331.2748 |  | 7414.5306 | 32633.5328 | 109616.8972 | 66193.7785 | 13238.7557 | 229097.4949 |  | 5825.7026 | 22505.8847 | 84198.4863 | 125768.1792 | 79432.5342 | 317730.7871 |  | 7944.1399 | 22505.8847 | 84198.4863 | 125768.1792 | 52955.0228 | 293371.713 |  | 5825.7026 | 19130.002 | 55602.774 | 132387.5571 | 205200.7134 | 418146.7491 |  | 9003.3586 | 19130.002 | 55602.774 | 132387.5571 | 165484.4463 | 381608.1379
|  |  | 43 | 43 | C4 | 7 | 11 | 17 | 8 | 0 | 43 | 7 | 10 | 17 | 9 | 0 | 43 | 1 | 0 | 0 | 0 | -1 | 0 | 6 | 9 | 15 | 12 | 1 | 43 | 4 | 0 | 0 | 0 | -4 | 0 | 1 | 12 | 13 | 8 | 9 | 43 |  |  | C4 | 0.0044805 | 0.00952 | 0.01344 | 0.028 | 0.056 | C4 | 197005.2932 | 197005.2932 | 197005.2932 | 197005.2932 | 197005.2932 | C4 | 882.6822 | 1875.4904 | 2647.7511 | 5516.1482 | 11032.2964 | C4 | 6178.7755 | 18754.9039 | 45011.7694 | 49645.3339 | 0 | 119590.7827 |  | 6178.7755 | 20630.3943 | 45011.7694 | 44129.1857 | 0 | 115950.1249 |  | 5296.0933 | 16879.4135 | 39716.2671 | 66193.7785 | 11032.2964 | 139117.8489 |  | 6178.7755 | 16879.4135 | 39716.2671 | 66193.7785 | 0 | 128968.2347 |  | 882.6822 | 22505.8847 | 34420.7648 | 44129.1857 | 99290.6678 | 201229.1852 |  | 4413.4111 | 22505.8847 | 34420.7648 | 44129.1857 | 55161.4821 | 160630.7284
|  |  | 756 | 756 |  | 128 | 175 | 331 | 101 | 21 |  | 96 | 167 | 331 | 109 | 52 |  | 32 | 0 | 0 | 0 | -32 |  | 104 | 152 | 227 | 204 | 69 |  | 59 | 0 | 0 | 0 | -59 |  | 90 | 140 | 167 | 191 | 168 | [22 empty] | 35660.3615 | 131284.3274 | 378840.2333 | 266760.9275 | 214026.5506 | 1026572.4003 |  | 46393.7773 | 138111.1124 | 378840.2333 | 245578.9183 | 86493.2039 | 895417.2453 |  | 37814.1061 | 117480.7181 | 267846.5054 | 480787.478 | 307139.1324 | 1211067.9401 |  | 49183.0531 | 117480.7181 | 267846.5054 | 480787.478 | 165043.1545 | 1080340.9092 |  | 30646.7266 | 112079.3058 | 198263.6054 | 445704.7754 | 788588.5482 | 1575282.9614 |  | 52113.5581 | 112079.3058 | 198263.6054 | 445704.7754 | 520283.0992 | 1328444.344
| EHV UG Cable (Gas) |  | 0 | 0 | C1 | 0 | 0 | 0 | 0 | 0 | 0 | 0 | 0 | 0 | 0 | 0 | 0 | 0 | 0 | 0 | 0 | 0 | 0 | 0 | 0 | 0 | 0 | 0 | 0 | 0 | 0 | 0 | 0 | 0 | 0 | 0 | 0 | 0 | 0 | 0 | 0 |  |  | C1 | 0 | 0 | 0 | 0 | 0 | C1 | 0 | 0 | 0 | 0 | 0 | C1 | [5 empty] | C1 | [5 empty] | 0 | [6 empty] | 0 | [6 empty] | 0 | [6 empty] | 0 | [6 empty] | 0 | [6 empty] | 0
|  |  | 0 | 0 | C2 | 0 | 0 | 0 | 0 | 0 | 0 | 0 | 0 | 0 | 0 | 0 | 0 | 0 | 0 | 0 | 0 | 0 | 0 | 0 | 0 | 0 | 0 | 0 | 0 | 0 | 0 | 0 | 0 | 0 | 0 | 0 | 0 | 0 | 0 | 0 | 0 |  |  | C2 | 0 | 0 | 0 | 0 | 0 | C2 | 0 | 0 | 0 | 0 | 0 | C2 | [5 empty] | C2 | [5 empty] | 0 | [6 empty] | 0 | [6 empty] | 0 | [6 empty] | 0 | [6 empty] | 0 | [6 empty] | 0
|  |  | 0 | 0 | C3 | 0 | 0 | 0 | 0 | 0 | 0 | 0 | 0 | 0 | 0 | 0 | 0 | 0 | 0 | 0 | 0 | 0 | 0 | 0 | 0 | 0 | 0 | 0 | 0 | 0 | 0 | 0 | 0 | 0 | 0 | 0 | 0 | 0 | 0 | 0 | 0 |  |  | C3 | 0 | 0 | 0 | 0 | 0 | C3 | 0 | 0 | 0 | 0 | 0 | C3 | [5 empty] | C3 | [5 empty] | 0 | [6 empty] | 0 | [6 empty] | 0 | [6 empty] | 0 | [6 empty] | 0 | [6 empty] | 0
|  |  | 0 | 0 | C4 | 0 | 0 | 0 | 0 | 0 | 0 | 0 | 0 | 0 | 0 | 0 | 0 | 0 | 0 | 0 | 0 | 0 | 0 | 0 | 0 | 0 | 0 | 0 | 0 | 0 | 0 | 0 | 0 | 0 | 0 | 0 | 0 | 0 | 0 | 0 | 0 |  |  | C4 | 0 | 0 | 0 | 0 | 0 | C4 | 0 | 0 | 0 | 0 | 0 | C4 | [5 empty] | C4 | [5 empty] | 0 | [6 empty] | 0 | [6 empty] | 0 | [6 empty] | 0 | [6 empty] | 0 | [6 empty] | 0
|  |  | 0 | 0 |  | 0 | 0 | 0 | 0 | 0 |  | 0 | 0 | 0 | 0 | 0 |  | 0 | 0 | 0 | 0 | 0 |  | 0 | 0 | 0 | 0 | 0 |  | 0 | 0 | 0 | 0 | 0 |  | 0 | 0 | 0 | 0 | 0 | [22 empty] | 0 | 0 | 0 | 0 | 0 | 0 |  | 0 | 0 | 0 | 0 | 0 | 0 |  | 0 | 0 | 0 | 0 | 0 | 0 |  | 0 | 0 | 0 | 0 | 0 | 0 |  | 0 | 0 | 0 | 0 | 0 | 0 |  | 0 | 0 | 0 | 0 | 0 | 0
| EHV UG Cable (Oil) |  | 7.7961 | 7.7961 | C1 | 0.59733 | 1.7807 | 3.8974 | 1.5207 | 0 | 7.7961 | 0.59733 | 1.7807 | 3.8974 | 1.5207 | 0 | 7.7961 | 0 | 0 | 0 | 0 | 0 | 0 | 0.59733 | 0.92287 | 4.1574 | 1.6865 | 0.43211 | 7.7961 | 0 | 0 | 0 | 0 | 0 | 0 | 0.17758 | 1.2206 | 2.5514 | 3.4145 | 0.43211 | 7.7961 |  |  | C1 | 5.05e-05 | 0.00010625 | 0.00015 | 0.0003125 | 0.000625 | C1 | 29677.1884 | 29677.1884 | 29677.1884 | 29677.1884 | 29677.1884 | C1 | 1.4987 | 3.1532 | 4.4516 | 9.2741 | 18.5482 | C1 | 0.89522 | 5.6151 | 17.3495 | 14.1029 | 0 | 37.9626 |  | 0.89522 | 5.6151 | 17.3495 | 14.1029 | 0 | 37.9626 |  | 0.89522 | 2.91 | 18.5068 | 15.6405 | 8.0148 | 45.9673 |  | 0.89522 | 2.91 | 18.5068 | 15.6405 | 8.0148 | 45.9673 |  | 0.26614 | 3.8488 | 11.3576 | 31.6664 | 8.0148 | 55.1537 |  | 0.26614 | 3.8488 | 11.3576 | 31.6664 | 8.0148 | 55.1537
|  |  | 13.4702 | 13.4702 | C2 | 0.93625 | 1.828 | 4.6953 | 3.6901 | 2.3206 | 13.4702 | 0.93625 | 1.828 | 4.6953 | 3.6901 | 2.3206 | 13.4702 | 0 | 0 | 0 | 0 | 0 | 0 | 0.89989 | 1.8643 | 3.4173 | 4.7422 | 2.5465 | 13.4702 | 0 | 0 | 0 | 0 | 0 | 0 | 0.34863 | 2.4156 | 2.7433 | 4.5809 | 3.3818 | 13.4702 |  |  | C2 | 5.05e-05 | 0.00010625 | 0.00015 | 0.0003125 | 0.000625 | C2 | 42395.9834 | 42395.9834 | 42395.9834 | 42395.9834 | 42395.9834 | C2 | 2.141 | 4.5046 | 6.3594 | 13.2487 | 26.4975 | C2 | 2.0045 | 8.2342 | 29.859 | 48.8892 | 61.4908 | 150.4777 |  | 2.0045 | 8.2342 | 29.859 | 48.8892 | 61.4908 | 150.4777 |  | 1.9267 | 8.398 | 21.732 | 62.8278 | 67.4762 | 162.3606 |  | 1.9267 | 8.398 | 21.732 | 62.8278 | 67.4762 | 162.3606 |  | 0.74642 | 10.8811 | 17.4459 | 60.6913 | 89.608 | 179.3727 |  | 0.74642 | 10.8811 | 17.4459 | 60.6913 | 89.608 | 179.3727
|  |  | 7.6642 | 7.6642 | C3 | 0.30687 | 2.3935 | 2.5868 | 1.466 | 0.91106 | 7.6642 | 0.30687 | 2.3935 | 2.5868 | 1.466 | 0.91106 | 7.6642 | 0 | 0 | 0 | 0 | 0 | 0 | 0.30687 | 2.3935 | 1.7485 | 2.3043 | 0.91106 | 7.6642 | 0 | 0 | 0 | 0 | 0 | 0 | 0.30687 | 1.8572 | 2.2848 | 2.3043 | 0.91106 | 7.6642 |  |  | C3 | 5.05e-05 | 0.00010625 | 0.00015 | 0.0003125 | 0.000625 | C3 | 63593.9751 | 63593.9751 | 63593.9751 | 63593.9751 | 63593.9751 | C3 | 3.2115 | 6.7569 | 9.5391 | 19.8731 | 39.7462 | C3 | 0.9855 | 16.1722 | 24.6761 | 29.1339 | 36.2113 | 107.179 |  | 0.9855 | 16.1722 | 24.6761 | 29.1339 | 36.2113 | 107.179 |  | 0.9855 | 16.1722 | 16.6792 | 45.7941 | 36.2113 | 115.8423 |  | 0.9855 | 16.1722 | 16.6792 | 45.7941 | 36.2113 | 115.8423 |  | 0.9855 | 12.5488 | 21.7947 | 45.7941 | 36.2113 | 117.3344 |  | 0.9855 | 12.5488 | 21.7947 | 45.7941 | 36.2113 | 117.3344
|  |  | 0 | 0 | C4 | 0 | 0 | 0 | 0 | 0 | 0 | 0 | 0 | 0 | 0 | 0 | 0 | 0 | 0 | 0 | 0 | 0 | 0 | 0 | 0 | 0 | 0 | 0 | 0 | 0 | 0 | 0 | 0 | 0 | 0 | 0 | 0 | 0 | 0 | 0 | 0 |  |  | C4 | 5.05e-05 | 0.00010625 | 0.00015 | 0.0003125 | 0.000625 | C4 | 105989.9584 | 105989.9584 | 105989.9584 | 105989.9584 | 105989.9584 | C4 | 5.3525 | 11.2614 | 15.8985 | 33.1219 | 66.2437 | C4 | 0 | 0 | 0 | 0 | 0 | 0 |  | 0 | 0 | 0 | 0 | 0 | 0 |  | 0 | 0 | 0 | 0 | 0 | 0 |  | 0 | 0 | 0 | 0 | 0 | 0 |  | 0 | 0 | 0 | 0 | 0 | 0 |  | 0 | 0 | 0 | 0 | 0 | 0
|  |  | 28.9305 | 28.9305 |  | 1.8404 | 6.0022 | 11.1795 | 6.6768 | 3.2317 |  | 1.8404 | 6.0022 | 11.1795 | 6.6768 | 3.2317 |  | 0 | 0 | 0 | 0 | 0 |  | 1.8041 | 5.1806 | 9.3232 | 8.733 | 3.8897 |  | 0 | 0 | 0 | 0 | 0 |  | 0.83308 | 5.4934 | 7.5795 | 10.2997 | 4.7249 | [22 empty] | 3.8852 | 30.0215 | 71.8845 | 92.126 | 97.7021 | 295.6193 |  | 3.8852 | 30.0215 | 71.8845 | 92.126 | 97.7021 | 295.6193 |  | 3.8074 | 27.4802 | 56.9179 | 124.2624 | 111.7023 | 324.1702 |  | 3.8074 | 27.4802 | 56.9179 | 124.2624 | 111.7023 | 324.1702 |  | 1.9981 | 27.2787 | 50.5981 | 138.1518 | 133.8341 | 351.8608 |  | 1.9981 | 27.2787 | 50.5981 | 138.1518 | 133.8341 | 351.8608
| EHV UG Cable (Non Pressurised) |  | 0 | 0 | C1 | 0 | 0 | 0 | 0 | 0 | 0 | 0 | 0 | 0 | 0 | 0 | 0 | 0 | 0 | 0 | 0 | 0 | 0 | 0 | 0 | 0 | 0 | 0 | 0 | 0 | 0 | 0 | 0 | 0 | 0 | 0 | 0 | 0 | 0 | 0 | 0 |  |  | C1 | 0 | 0 | 0 | 0 | 0 | C1 | 0 | 0 | 0 | 0 | 0 | C1 | [5 empty] | C1 | [5 empty] | 0 | [6 empty] | 0 | [6 empty] | 0 | [6 empty] | 0 | [6 empty] | 0 | [6 empty] | 0
|  |  | 0 | 0 | C2 | 0 | 0 | 0 | 0 | 0 | 0 | 0 | 0 | 0 | 0 | 0 | 0 | 0 | 0 | 0 | 0 | 0 | 0 | 0 | 0 | 0 | 0 | 0 | 0 | 0 | 0 | 0 | 0 | 0 | 0 | 0 | 0 | 0 | 0 | 0 | 0 |  |  | C2 | 0 | 0 | 0 | 0 | 0 | C2 | 0 | 0 | 0 | 0 | 0 | C2 | [5 empty] | C2 | [5 empty] | 0 | [6 empty] | 0 | [6 empty] | 0 | [6 empty] | 0 | [6 empty] | 0 | [6 empty] | 0
|  |  | 0 | 0 | C3 | 0 | 0 | 0 | 0 | 0 | 0 | 0 | 0 | 0 | 0 | 0 | 0 | 0 | 0 | 0 | 0 | 0 | 0 | 0 | 0 | 0 | 0 | 0 | 0 | 0 | 0 | 0 | 0 | 0 | 0 | 0 | 0 | 0 | 0 | 0 | 0 |  |  | C3 | 0 | 0 | 0 | 0 | 0 | C3 | 0 | 0 | 0 | 0 | 0 | C3 | [5 empty] | C3 | [5 empty] | 0 | [6 empty] | 0 | [6 empty] | 0 | [6 empty] | 0 | [6 empty] | 0 | [6 empty] | 0
|  |  | 0 | 0 | C4 | 0 | 0 | 0 | 0 | 0 | 0 | 0 | 0 | 0 | 0 | 0 | 0 | 0 | 0 | 0 | 0 | 0 | 0 | 0 | 0 | 0 | 0 | 0 | 0 | 0 | 0 | 0 | 0 | 0 | 0 | 0 | 0 | 0 | 0 | 0 | 0 |  |  | C4 | 0 | 0 | 0 | 0 | 0 | C4 | 0 | 0 | 0 | 0 | 0 | C4 | [5 empty] | C4 | [5 empty] | 0 | [6 empty] | 0 | [6 empty] | 0 | [6 empty] | 0 | [6 empty] | 0 | [6 empty] | 0
|  |  | 0 | 0 |  | 0 | 0 | 0 | 0 | 0 |  | 0 | 0 | 0 | 0 | 0 |  | 0 | 0 | 0 | 0 | 0 |  | 0 | 0 | 0 | 0 | 0 |  | 0 | 0 | 0 | 0 | 0 |  | 0 | 0 | 0 | 0 | 0 | [22 empty] | 0 | 0 | 0 | 0 | 0 | 0 |  | 0 | 0 | 0 | 0 | 0 | 0 |  | 0 | 0 | 0 | 0 | 0 | 0 |  | 0 | 0 | 0 | 0 | 0 | 0 |  | 0 | 0 | 0 | 0 | 0 | 0 |  | 0 | 0 | 0 | 0 | 0 | 0
| EHV OHL Support - Towers |  | 0 | 0 | C1 | 0 | 0 | 0 | 0 | 0 | 0 | 0 | 0 | 0 | 0 | 0 | 0 | 0 | 0 | 0 | 0 | 0 | 0 | 0 | 0 | 0 | 0 | 0 | 0 | 0 | 0 | 0 | 0 | 0 | 0 | 0 | 0 | 0 | 0 | 0 | 0 |  |  | C1 | 0 | 0 | 0 | 0 | 0 | C1 | 0 | 0 | 0 | 0 | 0 | C1 | [5 empty] | C1 | [5 empty] | 0 | [6 empty] | 0 | [6 empty] | 0 | [6 empty] | 0 | [6 empty] | 0 | [6 empty] | 0
|  |  | 0 | 0 | C2 | 0 | 0 | 0 | 0 | 0 | 0 | 0 | 0 | 0 | 0 | 0 | 0 | 0 | 0 | 0 | 0 | 0 | 0 | 0 | 0 | 0 | 0 | 0 | 0 | 0 | 0 | 0 | 0 | 0 | 0 | 0 | 0 | 0 | 0 | 0 | 0 |  |  | C2 | 0 | 0 | 0 | 0 | 0 | C2 | 0 | 0 | 0 | 0 | 0 | C2 | [5 empty] | C2 | [5 empty] | 0 | [6 empty] | 0 | [6 empty] | 0 | [6 empty] | 0 | [6 empty] | 0 | [6 empty] | 0
|  |  | 0 | 0 | C3 | 0 | 0 | 0 | 0 | 0 | 0 | 0 | 0 | 0 | 0 | 0 | 0 | 0 | 0 | 0 | 0 | 0 | 0 | 0 | 0 | 0 | 0 | 0 | 0 | 0 | 0 | 0 | 0 | 0 | 0 | 0 | 0 | 0 | 0 | 0 | 0 |  |  | C3 | 0 | 0 | 0 | 0 | 0 | C3 | 0 | 0 | 0 | 0 | 0 | C3 | [5 empty] | C3 | [5 empty] | 0 | [6 empty] | 0 | [6 empty] | 0 | [6 empty] | 0 | [6 empty] | 0 | [6 empty] | 0
|  |  | 0 | 0 | C4 | 0 | 0 | 0 | 0 | 0 | 0 | 0 | 0 | 0 | 0 | 0 | 0 | 0 | 0 | 0 | 0 | 0 | 0 | 0 | 0 | 0 | 0 | 0 | 0 | 0 | 0 | 0 | 0 | 0 | 0 | 0 | 0 | 0 | 0 | 0 | 0 |  |  | C4 | 0 | 0 | 0 | 0 | 0 | C4 | 0 | 0 | 0 | 0 | 0 | C4 | [5 empty] | C4 | [5 empty] | 0 | [6 empty] | 0 | [6 empty] | 0 | [6 empty] | 0 | [6 empty] | 0 | [6 empty] | 0
|  |  | 0 | 0 |  | 0 | 0 | 0 | 0 | 0 |  | 0 | 0 | 0 | 0 | 0 |  | 0 | 0 | 0 | 0 | 0 |  | 0 | 0 | 0 | 0 | 0 |  | 0 | 0 | 0 | 0 | 0 |  | 0 | 0 | 0 | 0 | 0 | [22 empty] | 0 | 0 | 0 | 0 | 0 | 0 |  | 0 | 0 | 0 | 0 | 0 | 0 |  | 0 | 0 | 0 | 0 | 0 | 0 |  | 0 | 0 | 0 | 0 | 0 | 0 |  | 0 | 0 | 0 | 0 | 0 | 0 |  | 0 | 0 | 0 | 0 | 0 | 0
| EHV OHL Support - Poles |  | 10846 | 10847 | C1 | 2433 | 4061 | 2519 | 886 | 947 | 10846 | 1870 | 4214 | 2575 | 1086 | 1151 | 10896 | 617 | -174 | -190 | -178 | -75 | 0 | 1961 | 3432 | 2960 | 1096 | 1397 | 10846 | 1186 | -334 | -437 | -269 | -145 | 1 | 2270 | 2133 | 3530 | 774 | 2139 | 10846 |  |  | C1 | 0.0004005 | 0.00085 | 0.0012 | 0.0025 | 0.005 | C1 | 27392.3536 | 27392.3536 | 27392.3536 | 27392.3536 | 27392.3536 | C1 | 10.9706 | 23.2835 | 32.8708 | 68.4809 | 136.9618 | C1 | 20515.0923 | 98116.6712 | 84642.3725 | 74370.2399 | 157642.9948 | 435287.3708 |  | 26691.5613 | 94554.2957 | 82801.6064 | 60674.0632 | 129702.7941 | 394424.3206 |  | 21513.4203 | 79908.9738 | 97297.6399 | 75055.0488 | 191335.5897 | 465110.6725 |  | 28282.3037 | 75857.6447 | 91052.1833 | 62865.4514 | 181063.4571 | 439121.0403 |  | 24903.3474 | 49663.7066 | 116034.0097 | 53004.2042 | 292961.2214 | 536566.4893 |  | 37914.5236 | 41887.0175 | 101669.4595 | 34582.8464 | 273101.7651 | 489155.612
|  |  | 19735 | 19734 | C2 | 3897 | 6597 | 6755 | 1135 | 1351 | 19735 | 3025 | 6847 | 6905 | 1392 | 1643 | 19812 | 1300 | -392 | -446 | -367 | -95 | 0 | 3103 | 5689 | 6948 | 2255 | 1740 | 19735 | 2787 | -810 | -831 | -940 | -207 | -1 | 3436 | 3772 | 6737 | 2719 | 3071 | 19735 |  |  | C2 | 0.0004005 | 0.00085 | 0.0012 | 0.0025 | 0.005 | C2 | 39131.9337 | 39131.9337 | 39131.9337 | 39131.9337 | 39131.9337 | C2 | 15.6723 | 33.2621 | 46.9583 | 97.8298 | 195.6597 | C2 | 47408.8268 | 227745.8974 | 324247.2024 | 136179.1292 | 321468.8351 | 1057049.8908 |  | 61075.1068 | 219430.3615 | 317203.4543 | 111036.8618 | 264336.2119 | 973081.9963 |  | 48631.2693 | 189228.3351 | 326266.4102 | 220606.2761 | 340447.8229 | 1125180.1135 |  | 69005.3105 | 176189.5748 | 305322.9993 | 184702.7269 | 321860.1544 | 1057080.7659 |  | 53850.1583 | 125464.8057 | 316358.2046 | 265999.3191 | 600870.8415 | 1362543.3292 |  | 97528.9683 | 98522.4694 | 277335.8403 | 174039.275 | 560369.2902 | 1207795.8432
|  |  | 7620 | 7620 | C3 | 1803 | 2233 | 1582 | 1005 | 997 | 7620 | 1287 | 2317 | 1617 | 1232 | 1212 | 7665 | 483 | -133 | -114 | -152 | -84 | 0 | 1402 | 1938 | 1781 | 940 | 1559 | 7620 | 820 | -253 | -244 | -171 | -152 | 0 | 1731 | 1184 | 1974 | 494 | 2237 | 7620 |  |  | C3 | 0.0004005 | 0.00085 | 0.0012 | 0.0025 | 0.005 | C3 | 58697.9005 | 58697.9005 | 58697.9005 | 58697.9005 | 58697.9005 | C3 | 23.5085 | 49.8932 | 70.4375 | 146.7448 | 293.4895 | C3 | 30255.4513 | 115602.5801 | 113897.4061 | 180789.5336 | 355709.2771 | 796254.2482 |  | 42385.842 | 111411.5501 | 111432.0943 | 147478.475 | 292609.034 | 705316.9954 |  | 32958.9298 | 96693.0515 | 125449.153 | 137940.0662 | 457550.1344 | 850591.3349 |  | 44313.5398 | 90057.2538 | 117419.2802 | 115634.864 | 432897.0162 | 800321.954 |  | 40693.2293 | 59073.5671 | 139043.5867 | 72491.9071 | 656536.0171 | 967838.3074 |  | 59970.2068 | 46450.5836 | 121856.8414 | 47398.5547 | 611925.6128 | 887601.7993
|  |  | 261 | 261 | C4 | 10 | 2 | 221 | 22 | 6 | 261 | 0 | 2 | 226 | 27 | 7 | 262 | 24 | 0 | -11 | -13 | 0 | 0 | 0 | 0 | 177 | 77 | 7 | 261 | 55 | 0 | -12 | -40 | -3 | 0 | 10 | 0 | 95 | 117 | 39 | 261 |  |  | C4 | 0.0004005 | 0.00085 | 0.0012 | 0.0025 | 0.005 | C4 | 97829.8342 | 97829.8342 | 97829.8342 | 97829.8342 | 97829.8342 | C4 | 39.1808 | 83.1554 | 117.3958 | 244.5746 | 489.1492 | C4 | 0 | 166.3107 | 26531.451 | 6603.5138 | 3424.0442 | 36725.3197 |  | 391.8085 | 166.3107 | 25944.472 | 5380.6409 | 2934.895 | 34818.1271 |  | 0 | 0 | 20779.0568 | 18832.2431 | 3424.0442 | 43035.3441 |  | 940.3404 | 0 | 19487.703 | 15652.7735 | 3424.0442 | 39504.861 |  | 391.8085 | 0 | 11152.6011 | 28615.2265 | 19076.8177 | 59236.4537 |  | 2546.7552 | 0 | 9743.8515 | 18832.2431 | 17609.3702 | 48732.2199
|  |  | 38462 | 38462 |  | 8143 | 12893 | 11077 | 3048 | 3301 |  | 6182 | 13380 | 11323 | 3737 | 4013 |  | 2424 | -699 | -761 | -710 | -254 |  | 6466 | 11059 | 11866 | 4368 | 4703 |  | 4848 | -1397 | -1524 | -1420 | -507 |  | 7447 | 7089 | 12336 | 4104 | 7486 | [22 empty] | 98179.3704 | 441631.4595 | 549318.4321 | 397942.4165 | 838245.1511 | 2325316.8296 |  | 130544.3186 | 425562.5179 | 537381.627 | 324570.0408 | 689582.9351 | 2107641.4395 |  | 103103.6194 | 365830.3604 | 569792.2598 | 452433.6341 | 992757.5912 | 2483917.465 |  | 142541.4944 | 342104.4733 | 533282.1657 | 378855.8158 | 939244.6719 | 2336028.6212 |  | 119838.5435 | 234202.0794 | 582588.4021 | 420110.6569 | 1569444.8977 | 2926184.5797 |  | 197960.4539 | 186860.0704 | 510605.9927 | 274852.9191 | 1463006.0382 | 2633285.4743
| EHV OHL Fittings and Conductors (Tower Lines) |  | 0 | 0 | C1 | 0 | 0 | 0 | 0 | 0 | 0 | 0 | 0 | 0 | 0 | 0 | 0 | 0 | 0 | 0 | 0 | 0 | 0 | 0 | 0 | 0 | 0 | 0 | 0 | 0 | 0 | 0 | 0 | 0 | 0 | 0 | 0 | 0 | 0 | 0 | 0 |  |  | C1 | 5e-07 | 0 | 0 | 0 | 0 | C1 | 0 | 0 | 0 | 0 | 0 | C1 | [5 empty] | C1 | [5 empty] | 0 | [6 empty] | 0 | [6 empty] | 0 | [6 empty] | 0 | [6 empty] | 0 | [6 empty] | 0
|  |  | 0 | 0 | C2 | 0 | 0 | 0 | 0 | 0 | 0 | 0 | 0 | 0 | 0 | 0 | 0 | 0 | 0 | 0 | 0 | 0 | 0 | 0 | 0 | 0 | 0 | 0 | 0 | 0 | 0 | 0 | 0 | 0 | 0 | 0 | 0 | 0 | 0 | 0 | 0 |  |  | C2 | 5e-07 | 0 | 0 | 0 | 0 | C2 | 0 | 0 | 0 | 0 | 0 | C2 | [5 empty] | C2 | [5 empty] | 0 | [6 empty] | 0 | [6 empty] | 0 | [6 empty] | 0 | [6 empty] | 0 | [6 empty] | 0
|  |  | 0 | 0 | C3 | 0 | 0 | 0 | 0 | 0 | 0 | 0 | 0 | 0 | 0 | 0 | 0 | 0 | 0 | 0 | 0 | 0 | 0 | 0 | 0 | 0 | 0 | 0 | 0 | 0 | 0 | 0 | 0 | 0 | 0 | 0 | 0 | 0 | 0 | 0 | 0 |  |  | C3 | 5e-07 | 0 | 0 | 0 | 0 | C3 | 0 | 0 | 0 | 0 | 0 | C3 | [5 empty] | C3 | [5 empty] | 0 | [6 empty] | 0 | [6 empty] | 0 | [6 empty] | 0 | [6 empty] | 0 | [6 empty] | 0
|  |  | 0 | 0 | C4 | 0 | 0 | 0 | 0 | 0 | 0 | 0 | 0 | 0 | 0 | 0 | 0 | 0 | 0 | 0 | 0 | 0 | 0 | 0 | 0 | 0 | 0 | 0 | 0 | 0 | 0 | 0 | 0 | 0 | 0 | 0 | 0 | 0 | 0 | 0 | 0 |  |  | C4 | 5e-07 | 0 | 0 | 0 | 0 | C4 | 0 | 0 | 0 | 0 | 0 | C4 | [5 empty] | C4 | [5 empty] | 0 | [6 empty] | 0 | [6 empty] | 0 | [6 empty] | 0 | [6 empty] | 0 | [6 empty] | 0
|  |  | 0 | 0 |  | 0 | 0 | 0 | 0 | 0 |  | 0 | 0 | 0 | 0 | 0 |  | 0 | 0 | 0 | 0 | 0 |  | 0 | 0 | 0 | 0 | 0 |  | 0 | 0 | 0 | 0 | 0 |  | 0 | 0 | 0 | 0 | 0 | [22 empty] | 0 | 0 | 0 | 0 | 0 | 0 |  | 0 | 0 | 0 | 0 | 0 | 0 |  | 0 | 0 | 0 | 0 | 0 | 0 |  | 0 | 0 | 0 | 0 | 0 | 0 |  | 0 | 0 | 0 | 0 | 0 | 0 |  | 0 | 0 | 0 | 0 | 0 | 0
| [Please insert new asset category as required] |  | 0 | 0 | C1 | 0 | 0 | 0 | 0 | 0 | 0 | 0 | 0 | 0 | 0 | 0 | 0 | 0 | 0 | 0 | 0 | 0 | 0 | 0 | 0 | 0 | 0 | 0 | 0 | 0 | 0 | 0 | 0 | 0 | 0 | 0 | 0 | 0 | 0 | 0 | 0 |  |  | C1 | 0 | 0 | 0 | 0 | 0 | C1 | 0 | 0 | 0 | 0 | 0 | C1 | [5 empty] | C1 | [5 empty] | 0 | [6 empty] | 0 | [6 empty] | 0 | [6 empty] | 0 | [6 empty] | 0 | [6 empty] | 0
|  |  | 88 | 177 | C2 | 0 | 20 | 52 | 16 | 0 | 88 | 0 | 23 | 43 | 22 | 1 | 89 | 2 | 15 | 68 | 5 | 0 | 90 | 0 | 12 | 56 | 20 | 2 | 90 | 6 | 24 | 52 | 7 | 0 | 89 | 0 | 4 | 59 | 23 | 3 | 89 |  |  | C2 | 0 | 0 | 0 | 0 | 0 | C2 | 0 | 0 | 0 | 0 | 0 | C2 | [5 empty] | C2 | [5 empty] | 0 | [6 empty] | 0 | [6 empty] | 0 | [6 empty] | 0 | [6 empty] | 0 | [6 empty] | 0
|  |  | 0 | 0 | C3 | 0 | 0 | 0 | 0 | 0 | 0 | 0 | 0 | 0 | 0 | 0 | 0 | 0 | 0 | 0 | 0 | 0 | 0 | 0 | 0 | 0 | 0 | 0 | 0 | 0 | 0 | 0 | 0 | 0 | 0 | 0 | 0 | 0 | 0 | 0 | 0 |  |  | C3 | 0 | 0 | 0 | 0 | 0 | C3 | 0 | 0 | 0 | 0 | 0 | C3 | [5 empty] | C3 | [5 empty] | 0 | [6 empty] | 0 | [6 empty] | 0 | [6 empty] | 0 | [6 empty] | 0 | [6 empty] | 0
|  |  | 0 | 0 | C4 | 0 | 0 | 0 | 0 | 0 | 0 | 0 | 0 | 0 | 0 | 0 | 0 | 0 | 0 | 0 | 0 | 0 | 0 | 0 | 0 | 0 | 0 | 0 | 0 | 0 | 0 | 0 | 0 | 0 | 0 | 0 | 0 | 0 | 0 | 0 | 0 |  |  | C4 | 0 | 0 | 0 | 0 | 0 | C4 | 0 | 0 | 0 | 0 | 0 | C4 | [5 empty] | C4 | [5 empty] | 0 | [6 empty] | 0 | [6 empty] | 0 | [6 empty] | 0 | [6 empty] | 0 | [6 empty] | 0
|  |  | 88 | 177 |  | 0 | 20 | 52 | 16 | 0 |  | 0 | 23 | 43 | 22 | 1 |  | 2 | 15 | 68 | 5 | 0 |  | 0 | 12 | 56 | 20 | 2 |  | 6 | 24 | 52 | 7 | 0 |  | 0 | 4 | 59 | 23 | 3 | [22 empty] | 0 | 0 | 0 | 0 | 0 | 0 |  | 0 | 0 | 0 | 0 | 0 | 0 |  | 0 | 0 | 0 | 0 | 0 | 0 |  | 0 | 0 | 0 | 0 | 0 | 0 |  | 0 | 0 | 0 | 0 | 0 | 0 |  | 0 | 0 | 0 | 0 | 0 | 0
| [Please insert new asset category as required] |  | 0 | 0 | C1 | 0 | 0 | 0 | 0 | 0 | 0 | 0 | 0 | 0 | 0 | 0 | 0 | 0 | 0 | 0 | 0 | 0 | 0 | 0 | 0 | 0 | 0 | 0 | 0 | 0 | 0 | 0 | 0 | 0 | 0 | 0 | 0 | 0 | 0 | 0 | 0 |  |  | C1 | 0 | 0 | 0 | 0 | 0 | C1 | 0 | 0 | 0 | 0 | 0 | C1 | [5 empty] | C1 | [5 empty] | 0 | [6 empty] | 0 | [6 empty] | 0 | [6 empty] | 0 | [6 empty] | 0 | [6 empty] | 0
|  |  | 89 | 178 | C2 | 1 | 24 | 37 | 18 | 9 | 89 | 0 | 13 | 20 | 44 | 12 | 89 | 3 | 28 | 37 | 22 | 0 | 90 | 1 | 15 | 32 | 29 | 13 | 90 | 6 | 28 | 39 | 16 | 0 | 89 | 0 | 6 | 27 | 39 | 17 | 89 |  |  | C2 | 0 | 0 | 0 | 0 | 0 | C2 | 0 | 0 | 0 | 0 | 0 | C2 | [5 empty] | C2 | [5 empty] | 0 | [6 empty] | 0 | [6 empty] | 0 | [6 empty] | 0 | [6 empty] | 0 | [6 empty] | 0
|  |  | 0 | 0 | C3 | 0 | 0 | 0 | 0 | 0 | 0 | 0 | 0 | 0 | 0 | 0 | 0 | 0 | 0 | 0 | 0 | 0 | 0 | 0 | 0 | 0 | 0 | 0 | 0 | 0 | 0 | 0 | 0 | 0 | 0 | 0 | 0 | 0 | 0 | 0 | 0 |  |  | C3 | 0 | 0 | 0 | 0 | 0 | C3 | 0 | 0 | 0 | 0 | 0 | C3 | [5 empty] | C3 | [5 empty] | 0 | [6 empty] | 0 | [6 empty] | 0 | [6 empty] | 0 | [6 empty] | 0 | [6 empty] | 0
|  |  | 0 | 0 | C4 | 0 | 0 | 0 | 0 | 0 | 0 | 0 | 0 | 0 | 0 | 0 | 0 | 0 | 0 | 0 | 0 | 0 | 0 | 0 | 0 | 0 | 0 | 0 | 0 | 0 | 0 | 0 | 0 | 0 | 0 | 0 | 0 | 0 | 0 | 0 | 0 |  |  | C4 | 0 | 0 | 0 | 0 | 0 | C4 | 0 | 0 | 0 | 0 | 0 | C4 | [5 empty] | C4 | [5 empty] | 0 | [6 empty] | 0 | [6 empty] | 0 | [6 empty] | 0 | [6 empty] | 0 | [6 empty] | 0
|  |  | 89 | 178 |  | 1 | 24 | 37 | 18 | 9 |  | 0 | 13 | 20 | 44 | 12 |  | 3 | 28 | 37 | 22 | 0 |  | 1 | 15 | 32 | 29 | 13 |  | 6 | 28 | 39 | 16 | 0 |  | 0 | 6 | 27 | 39 | 17 | [22 empty] | 0 | 0 | 0 | 0 | 0 | 0 |  | 0 | 0 | 0 | 0 | 0 | 0 |  | 0 | 0 | 0 | 0 | 0 | 0 |  | 0 | 0 | 0 | 0 | 0 | 0 |  | 0 | 0 | 0 | 0 | 0 | 0 |  | 0 | 0 | 0 | 0 | 0 | 0
| [Please insert new asset category as required] |  | 0 | 0 | C1 | 0 | 0 | 0 | 0 | 0 | 0 | 0 | 0 | 0 | 0 | 0 | 0 | 0 | 0 | 0 | 0 | 0 | 0 | 0 | 0 | 0 | 0 | 0 | 0 | 0 | 0 | 0 | 0 | 0 | 0 | 0 | 0 | 0 | 0 | 0 | 0 |  |  | C1 | 0 | 0 | 0 | 0 | 0 | C1 | 0 | 0 | 0 | 0 | 0 | C1 | [5 empty] | C1 | [5 empty] | 0 | [6 empty] | 0 | [6 empty] | 0 | [6 empty] | 0 | [6 empty] | 0 | [6 empty] | 0
|  |  | 0 | 0 | C2 | 0 | 0 | 0 | 0 | 0 | 0 | 0 | 0 | 0 | 0 | 0 | 0 | 0 | 0 | 0 | 0 | 0 | 0 | 0 | 0 | 0 | 0 | 0 | 0 | 0 | 0 | 0 | 0 | 0 | 0 | 0 | 0 | 0 | 0 | 0 | 0 |  |  | C2 | 0 | 0 | 0 | 0 | 0 | C2 | 0 | 0 | 0 | 0 | 0 | C2 | [5 empty] | C2 | [5 empty] | 0 | [6 empty] | 0 | [6 empty] | 0 | [6 empty] | 0 | [6 empty] | 0 | [6 empty] | 0
|  |  | 0 | 0 | C3 | 0 | 0 | 0 | 0 | 0 | 0 | 0 | 0 | 0 | 0 | 0 | 0 | 0 | 0 | 0 | 0 | 0 | 0 | 0 | 0 | 0 | 0 | 0 | 0 | 0 | 0 | 0 | 0 | 0 | 0 | 0 | 0 | 0 | 0 | 0 | 0 |  |  | C3 | 0 | 0 | 0 | 0 | 0 | C3 | 0 | 0 | 0 | 0 | 0 | C3 | [5 empty] | C3 | [5 empty] | 0 | [6 empty] | 0 | [6 empty] | 0 | [6 empty] | 0 | [6 empty] | 0 | [6 empty] | 0
|  |  | 0 | 0 | C4 | 0 | 0 | 0 | 0 | 0 | 0 | 0 | 0 | 0 | 0 | 0 | 0 | 0 | 0 | 0 | 0 | 0 | 0 | 0 | 0 | 0 | 0 | 0 | 0 | 0 | 0 | 0 | 0 | 0 | 0 | 0 | 0 | 0 | 0 | 0 | 0 |  |  | C4 | 0 | 0 | 0 | 0 | 0 | C4 | 0 | 0 | 0 | 0 | 0 | C4 | [5 empty] | C4 | [5 empty] | 0 | [6 empty] | 0 | [6 empty] | 0 | [6 empty] | 0 | [6 empty] | 0 | [6 empty] | 0
|  |  | 0 | 0 |  | 0 | 0 | 0 | 0 | 0 |  | 0 | 0 | 0 | 0 | 0 |  | 0 | 0 | 0 | 0 | 0 |  | 0 | 0 | 0 | 0 | 0 |  | 0 | 0 | 0 | 0 | 0 |  | 0 | 0 | 0 | 0 | 0 | [22 empty] | 0 | 0 | 0 | 0 | 0 | 0 |  | 0 | 0 | 0 | 0 | 0 | 0 |  | 0 | 0 | 0 | 0 | 0 | 0 |  | 0 | 0 | 0 | 0 | 0 | 0 |  | 0 | 0 | 0 | 0 | 0 | 0 |  | 0 | 0 | 0 | 0 | 0 | 0
| [Please insert new asset category as required] |  | 0 | 0 | C1 | 0 | 0 | 0 | 0 | 0 | 0 | 0 | 0 | 0 | 0 | 0 | 0 | 0 | 0 | 0 | 0 | 0 | 0 | 0 | 0 | 0 | 0 | 0 | 0 | 0 | 0 | 0 | 0 | 0 | 0 | 0 | 0 | 0 | 0 | 0 | 0 |  |  | C1 | 0 | 0 | 0 | 0 | 0 | C1 | 0 | 0 | 0 | 0 | 0 | C1 | [5 empty] | C1 | [5 empty] | 0 | [6 empty] | 0 | [6 empty] | 0 | [6 empty] | 0 | [6 empty] | 0 | [6 empty] | 0
|  |  | 0 | 0 | C2 | 0 | 0 | 0 | 0 | 0 | 0 | 0 | 0 | 0 | 0 | 0 | 0 | 0 | 0 | 0 | 0 | 0 | 0 | 0 | 0 | 0 | 0 | 0 | 0 | 0 | 0 | 0 | 0 | 0 | 0 | 0 | 0 | 0 | 0 | 0 | 0 |  |  | C2 | 0 | 0 | 0 | 0 | 0 | C2 | 0 | 0 | 0 | 0 | 0 | C2 | [5 empty] | C2 | [5 empty] | 0 | [6 empty] | 0 | [6 empty] | 0 | [6 empty] | 0 | [6 empty] | 0 | [6 empty] | 0
|  |  | 0 | 0 | C3 | 0 | 0 | 0 | 0 | 0 | 0 | 0 | 0 | 0 | 0 | 0 | 0 | 0 | 0 | 0 | 0 | 0 | 0 | 0 | 0 | 0 | 0 | 0 | 0 | 0 | 0 | 0 | 0 | 0 | 0 | 0 | 0 | 0 | 0 | 0 | 0 |  |  | C3 | 0 | 0 | 0 | 0 | 0 | C3 | 0 | 0 | 0 | 0 | 0 | C3 | [5 empty] | C3 | [5 empty] | 0 | [6 empty] | 0 | [6 empty] | 0 | [6 empty] | 0 | [6 empty] | 0 | [6 empty] | 0
|  |  | 0 | 0 | C4 | 0 | 0 | 0 | 0 | 0 | 0 | 0 | 0 | 0 | 0 | 0 | 0 | 0 | 0 | 0 | 0 | 0 | 0 | 0 | 0 | 0 | 0 | 0 | 0 | 0 | 0 | 0 | 0 | 0 | 0 | 0 | 0 | 0 | 0 | 0 | 0 |  |  | C4 | 0 | 0 | 0 | 0 | 0 | C4 | 0 | 0 | 0 | 0 | 0 | C4 | [5 empty] | C4 | [5 empty] | 0 | [6 empty] | 0 | [6 empty] | 0 | [6 empty] | 0 | [6 empty] | 0 | [6 empty] | 0
|  |  | 0 | 0 |  | 0 | 0 | 0 | 0 | 0 |  | 0 | 0 | 0 | 0 | 0 |  | 0 | 0 | 0 | 0 | 0 |  | 0 | 0 | 0 | 0 | 0 |  | 0 | 0 | 0 | 0 | 0 |  | 0 | 0 | 0 | 0 | 0 | [22 empty] | 0 | 0 | 0 | 0 | 0 | 0 |  | 0 | 0 | 0 | 0 | 0 | 0 |  | 0 | 0 | 0 | 0 | 0 | 0 |  | 0 | 0 | 0 | 0 | 0 | 0 |  | 0 | 0 | 0 | 0 | 0 | 0 |  | 0 | 0 | 0 | 0 | 0 | 0
| [Please insert new asset category as required] |  | 0 | 0 | C1 | 0 | 0 | 0 | 0 | 0 | 0 | 0 | 0 | 0 | 0 | 0 | 0 | 0 | 0 | 0 | 0 | 0 | 0 | 0 | 0 | 0 | 0 | 0 | 0 | 0 | 0 | 0 | 0 | 0 | 0 | 0 | 0 | 0 | 0 | 0 | 0 |  |  | C1 | 0 | 0 | 0 | 0 | 0 | C1 | 0 | 0 | 0 | 0 | 0 | C1 | [5 empty] | C1 | [5 empty] | 0 | [6 empty] | 0 | [6 empty] | 0 | [6 empty] | 0 | [6 empty] | 0 | [6 empty] | 0
|  |  | 0 | 0 | C2 | 0 | 0 | 0 | 0 | 0 | 0 | 0 | 0 | 0 | 0 | 0 | 0 | 0 | 0 | 0 | 0 | 0 | 0 | 0 | 0 | 0 | 0 | 0 | 0 | 0 | 0 | 0 | 0 | 0 | 0 | 0 | 0 | 0 | 0 | 0 | 0 |  |  | C2 | 0 | 0 | 0 | 0 | 0 | C2 | 0 | 0 | 0 | 0 | 0 | C2 | [5 empty] | C2 | [5 empty] | 0 | [6 empty] | 0 | [6 empty] | 0 | [6 empty] | 0 | [6 empty] | 0 | [6 empty] | 0
|  |  | 0 | 0 | C3 | 0 | 0 | 0 | 0 | 0 | 0 | 0 | 0 | 0 | 0 | 0 | 0 | 0 | 0 | 0 | 0 | 0 | 0 | 0 | 0 | 0 | 0 | 0 | 0 | 0 | 0 | 0 | 0 | 0 | 0 | 0 | 0 | 0 | 0 | 0 | 0 |  |  | C3 | 0 | 0 | 0 | 0 | 0 | C3 | 0 | 0 | 0 | 0 | 0 | C3 | [5 empty] | C3 | [5 empty] | 0 | [6 empty] | 0 | [6 empty] | 0 | [6 empty] | 0 | [6 empty] | 0 | [6 empty] | 0
|  |  | 0 | 0 | C4 | 0 | 0 | 0 | 0 | 0 | 0 | 0 | 0 | 0 | 0 | 0 | 0 | 0 | 0 | 0 | 0 | 0 | 0 | 0 | 0 | 0 | 0 | 0 | 0 | 0 | 0 | 0 | 0 | 0 | 0 | 0 | 0 | 0 | 0 | 0 | 0 |  |  | C4 | 0 | 0 | 0 | 0 | 0 | C4 | 0 | 0 | 0 | 0 | 0 | C4 | [5 empty] | C4 | [5 empty] | 0 | [6 empty] | 0 | [6 empty] | 0 | [6 empty] | 0 | [6 empty] | 0 | [6 empty] | 0
|  |  | 0 | 0 |  | 0 | 0 | 0 | 0 | 0 |  | 0 | 0 | 0 | 0 | 0 |  | 0 | 0 | 0 | 0 | 0 |  | 0 | 0 | 0 | 0 | 0 |  | 0 | 0 | 0 | 0 | 0 |  | 0 | 0 | 0 | 0 | 0 | [22 empty] | 0 | 0 | 0 | 0 | 0 | 0 |  | 0 | 0 | 0 | 0 | 0 | 0 |  | 0 | 0 | 0 | 0 | 0 | 0 |  | 0 | 0 | 0 | 0 | 0 | 0 |  | 0 | 0 | 0 | 0 | 0 | 0 |  | 0 | 0 | 0 | 0 | 0 | 0
[63 empty] | 153484.8497 | 617840.4926 | 937637.4737 | 844910.2889 | 1177250.1835 | 3731123.2883 |  | 199890.7662 | 608598.336 | 925700.6686 | 750355.9041 | 858255.93 | 3342801.6049 |  | 161970.2347 | 524782.1041 | 851215.4996 | 1066574.9747 | 1502752.9428 | 4107295.756 |  | 216274.6175 | 501056.2171 | 814705.4055 | 984252.8654 | 1280955.1137 | 3797244.2192 |  | 171268.5507 | 379580.0322 | 803808.2541 | 911037.2153 | 2749507.26 | 5015201.3123 |  | 277472.3977 | 332238.0232 | 731825.8447 | 758880.7153 | 2305951.0933 | 4406368.0742
| 132kV Network | [66 empty] | 0 | [6 empty] | 0 | [6 empty] | 0 | [6 empty] | 0 | [6 empty] | 0 | [6 empty] | 0
| 132kV CBs |  | 0 | 0 | C1 | 0 | 0 | 0 | 0 | 0 | 0 | 0 | 0 | 0 | 0 | 0 | 0 | 0 | 0 | 0 | 0 | 0 | 0 | 0 | 0 | 0 | 0 | 0 | 0 | 0 | 0 | 0 | 0 | 0 | 0 | 0 | 0 | 0 | 0 | 0 | 0 |  |  | C1 | 0 | 0 | 0 | 0 | 0 | C1 | 0 | 0 | 0 | 0 | 0 | C1 | [5 empty] | C1 | [5 empty] | 0 | [6 empty] | 0 | [6 empty] | 0 | [6 empty] | 0 | [6 empty] | 0 | [6 empty] | 0
|  |  | 0 | 0 | C2 | 0 | 0 | 0 | 0 | 0 | 0 | 0 | 0 | 0 | 0 | 0 | 0 | 0 | 0 | 0 | 0 | 0 | 0 | 0 | 0 | 0 | 0 | 0 | 0 | 0 | 0 | 0 | 0 | 0 | 0 | 0 | 0 | 0 | 0 | 0 | 0 |  |  | C2 | 0 | 0 | 0 | 0 | 0 | C2 | 0 | 0 | 0 | 0 | 0 | C2 | [5 empty] | C2 | [5 empty] | 0 | [6 empty] | 0 | [6 empty] | 0 | [6 empty] | 0 | [6 empty] | 0 | [6 empty] | 0
|  |  | 0 | 0 | C3 | 0 | 0 | 0 | 0 | 0 | 0 | 0 | 0 | 0 | 0 | 0 | 0 | 0 | 0 | 0 | 0 | 0 | 0 | 0 | 0 | 0 | 0 | 0 | 0 | 0 | 0 | 0 | 0 | 0 | 0 | 0 | 0 | 0 | 0 | 0 | 0 |  |  | C3 | 0 | 0 | 0 | 0 | 0 | C3 | 0 | 0 | 0 | 0 | 0 | C3 | [5 empty] | C3 | [5 empty] | 0 | [6 empty] | 0 | [6 empty] | 0 | [6 empty] | 0 | [6 empty] | 0 | [6 empty] | 0
|  |  | 0 | 0 | C4 | 0 | 0 | 0 | 0 | 0 | 0 | 0 | 0 | 0 | 0 | 0 | 0 | 0 | 0 | 0 | 0 | 0 | 0 | 0 | 0 | 0 | 0 | 0 | 0 | 0 | 0 | 0 | 0 | 0 | 0 | 0 | 0 | 0 | 0 | 0 | 0 |  |  | C4 | 0 | 0 | 0 | 0 | 0 | C4 | 0 | 0 | 0 | 0 | 0 | C4 | [5 empty] | C4 | [5 empty] | 0 | [6 empty] | 0 | [6 empty] | 0 | [6 empty] | 0 | [6 empty] | 0 | [6 empty] | 0
|  |  | 0 | 0 |  | 0 | 0 | 0 | 0 | 0 |  | 0 | 0 | 0 | 0 | 0 |  | 0 | 0 | 0 | 0 | 0 |  | 0 | 0 | 0 | 0 | 0 |  | 0 | 0 | 0 | 0 | 0 |  | 0 | 0 | 0 | 0 | 0 | [22 empty] | 0 | 0 | 0 | 0 | 0 | 0 |  | 0 | 0 | 0 | 0 | 0 | 0 |  | 0 | 0 | 0 | 0 | 0 | 0 |  | 0 | 0 | 0 | 0 | 0 | 0 |  | 0 | 0 | 0 | 0 | 0 | 0 |  | 0 | 0 | 0 | 0 | 0 | 0
| 132kV Transformer |  | 0 | 0 | C1 | 0 | 0 | 0 | 0 | 0 | 0 | 0 | 0 | 0 | 0 | 0 | 0 | 0 | 0 | 0 | 0 | 0 | 0 | 0 | 0 | 0 | 0 | 0 | 0 | 0 | 0 | 0 | 0 | 0 | 0 | 0 | 0 | 0 | 0 | 0 | 0 |  |  | C1 | 0 | 0 | 0 | 0 | 0 | C1 | 0 | 0 | 0 | 0 | 0 | C1 | [5 empty] | C1 | [5 empty] | 0 | [6 empty] | 0 | [6 empty] | 0 | [6 empty] | 0 | [6 empty] | 0 | [6 empty] | 0
|  |  | 0 | 0 | C2 | 0 | 0 | 0 | 0 | 0 | 0 | 0 | 0 | 0 | 0 | 0 | 0 | 0 | 0 | 0 | 0 | 0 | 0 | 0 | 0 | 0 | 0 | 0 | 0 | 0 | 0 | 0 | 0 | 0 | 0 | 0 | 0 | 0 | 0 | 0 | 0 |  |  | C2 | 0 | 0 | 0 | 0 | 0 | C2 | 0 | 0 | 0 | 0 | 0 | C2 | [5 empty] | C2 | [5 empty] | 0 | [6 empty] | 0 | [6 empty] | 0 | [6 empty] | 0 | [6 empty] | 0 | [6 empty] | 0
|  |  | 0 | 0 | C3 | 0 | 0 | 0 | 0 | 0 | 0 | 0 | 0 | 0 | 0 | 0 | 0 | 0 | 0 | 0 | 0 | 0 | 0 | 0 | 0 | 0 | 0 | 0 | 0 | 0 | 0 | 0 | 0 | 0 | 0 | 0 | 0 | 0 | 0 | 0 | 0 |  |  | C3 | 0 | 0 | 0 | 0 | 0 | C3 | 0 | 0 | 0 | 0 | 0 | C3 | [5 empty] | C3 | [5 empty] | 0 | [6 empty] | 0 | [6 empty] | 0 | [6 empty] | 0 | [6 empty] | 0 | [6 empty] | 0
|  |  | 0 | 0 | C4 | 0 | 0 | 0 | 0 | 0 | 0 | 0 | 0 | 0 | 0 | 0 | 0 | 0 | 0 | 0 | 0 | 0 | 0 | 0 | 0 | 0 | 0 | 0 | 0 | 0 | 0 | 0 | 0 | 0 | 0 | 0 | 0 | 0 | 0 | 0 | 0 |  |  | C4 | 0 | 0 | 0 | 0 | 0 | C4 | 0 | 0 | 0 | 0 | 0 | C4 | [5 empty] | C4 | [5 empty] | 0 | [6 empty] | 0 | [6 empty] | 0 | [6 empty] | 0 | [6 empty] | 0 | [6 empty] | 0
|  |  | 0 | 0 |  | 0 | 0 | 0 | 0 | 0 |  | 0 | 0 | 0 | 0 | 0 |  | 0 | 0 | 0 | 0 | 0 |  | 0 | 0 | 0 | 0 | 0 |  | 0 | 0 | 0 | 0 | 0 |  | 0 | 0 | 0 | 0 | 0 | [22 empty] | 0 | 0 | 0 | 0 | 0 | 0 |  | 0 | 0 | 0 | 0 | 0 | 0 |  | 0 | 0 | 0 | 0 | 0 | 0 |  | 0 | 0 | 0 | 0 | 0 | 0 |  | 0 | 0 | 0 | 0 | 0 | 0 |  | 0 | 0 | 0 | 0 | 0 | 0
| 132kV UG Cable (Gas) |  | 0 | 0 | C1 | 0 | 0 | 0 | 0 | 0 | 0 | 0 | 0 | 0 | 0 | 0 | 0 | 0 | 0 | 0 | 0 | 0 | 0 | 0 | 0 | 0 | 0 | 0 | 0 | 0 | 0 | 0 | 0 | 0 | 0 | 0 | 0 | 0 | 0 | 0 | 0 |  |  | C1 | 0 | 0 | 0 | 0 | 0 | C1 | 0 | 0 | 0 | 0 | 0 | C1 | [5 empty] | C1 | [5 empty] | 0 | [6 empty] | 0 | [6 empty] | 0 | [6 empty] | 0 | [6 empty] | 0 | [6 empty] | 0
|  |  | 0 | 0 | C2 | 0 | 0 | 0 | 0 | 0 | 0 | 0 | 0 | 0 | 0 | 0 | 0 | 0 | 0 | 0 | 0 | 0 | 0 | 0 | 0 | 0 | 0 | 0 | 0 | 0 | 0 | 0 | 0 | 0 | 0 | 0 | 0 | 0 | 0 | 0 | 0 |  |  | C2 | 0 | 0 | 0 | 0 | 0 | C2 | 0 | 0 | 0 | 0 | 0 | C2 | [5 empty] | C2 | [5 empty] | 0 | [6 empty] | 0 | [6 empty] | 0 | [6 empty] | 0 | [6 empty] | 0 | [6 empty] | 0
|  |  | 0 | 0 | C3 | 0 | 0 | 0 | 0 | 0 | 0 | 0 | 0 | 0 | 0 | 0 | 0 | 0 | 0 | 0 | 0 | 0 | 0 | 0 | 0 | 0 | 0 | 0 | 0 | 0 | 0 | 0 | 0 | 0 | 0 | 0 | 0 | 0 | 0 | 0 | 0 |  |  | C3 | 0 | 0 | 0 | 0 | 0 | C3 | 0 | 0 | 0 | 0 | 0 | C3 | [5 empty] | C3 | [5 empty] | 0 | [6 empty] | 0 | [6 empty] | 0 | [6 empty] | 0 | [6 empty] | 0 | [6 empty] | 0
|  |  | 0 | 0 | C4 | 0 | 0 | 0 | 0 | 0 | 0 | 0 | 0 | 0 | 0 | 0 | 0 | 0 | 0 | 0 | 0 | 0 | 0 | 0 | 0 | 0 | 0 | 0 | 0 | 0 | 0 | 0 | 0 | 0 | 0 | 0 | 0 | 0 | 0 | 0 | 0 |  |  | C4 | 0 | 0 | 0 | 0 | 0 | C4 | 0 | 0 | 0 | 0 | 0 | C4 | [5 empty] | C4 | [5 empty] | 0 | [6 empty] | 0 | [6 empty] | 0 | [6 empty] | 0 | [6 empty] | 0 | [6 empty] | 0
|  |  | 0 | 0 |  | 0 | 0 | 0 | 0 | 0 |  | 0 | 0 | 0 | 0 | 0 |  | 0 | 0 | 0 | 0 | 0 |  | 0 | 0 | 0 | 0 | 0 |  | 0 | 0 | 0 | 0 | 0 |  | 0 | 0 | 0 | 0 | 0 | [22 empty] | 0 | 0 | 0 | 0 | 0 | 0 |  | 0 | 0 | 0 | 0 | 0 | 0 |  | 0 | 0 | 0 | 0 | 0 | 0 |  | 0 | 0 | 0 | 0 | 0 | 0 |  | 0 | 0 | 0 | 0 | 0 | 0 |  | 0 | 0 | 0 | 0 | 0 | 0
| 132kV UG Cable (Oil) |  | 0 | 0 | C1 | 0 | 0 | 0 | 0 | 0 | 0 | 0 | 0 | 0 | 0 | 0 | 0 | 0 | 0 | 0 | 0 | 0 | 0 | 0 | 0 | 0 | 0 | 0 | 0 | 0 | 0 | 0 | 0 | 0 | 0 | 0 | 0 | 0 | 0 | 0 | 0 |  |  | C1 | 0 | 0 | 0 | 0 | 0 | C1 | 0 | 0 | 0 | 0 | 0 | C1 | [5 empty] | C1 | [5 empty] | 0 | [6 empty] | 0 | [6 empty] | 0 | [6 empty] | 0 | [6 empty] | 0 | [6 empty] | 0
|  |  | 0 | 0 | C2 | 0 | 0 | 0 | 0 | 0 | 0 | 0 | 0 | 0 | 0 | 0 | 0 | 0 | 0 | 0 | 0 | 0 | 0 | 0 | 0 | 0 | 0 | 0 | 0 | 0 | 0 | 0 | 0 | 0 | 0 | 0 | 0 | 0 | 0 | 0 | 0 |  |  | C2 | 0 | 0 | 0 | 0 | 0 | C2 | 0 | 0 | 0 | 0 | 0 | C2 | [5 empty] | C2 | [5 empty] | 0 | [6 empty] | 0 | [6 empty] | 0 | [6 empty] | 0 | [6 empty] | 0 | [6 empty] | 0
|  |  | 0 | 0 | C3 | 0 | 0 | 0 | 0 | 0 | 0 | 0 | 0 | 0 | 0 | 0 | 0 | 0 | 0 | 0 | 0 | 0 | 0 | 0 | 0 | 0 | 0 | 0 | 0 | 0 | 0 | 0 | 0 | 0 | 0 | 0 | 0 | 0 | 0 | 0 | 0 |  |  | C3 | 0 | 0 | 0 | 0 | 0 | C3 | 0 | 0 | 0 | 0 | 0 | C3 | [5 empty] | C3 | [5 empty] | 0 | [6 empty] | 0 | [6 empty] | 0 | [6 empty] | 0 | [6 empty] | 0 | [6 empty] | 0
|  |  | 0 | 0 | C4 | 0 | 0 | 0 | 0 | 0 | 0 | 0 | 0 | 0 | 0 | 0 | 0 | 0 | 0 | 0 | 0 | 0 | 0 | 0 | 0 | 0 | 0 | 0 | 0 | 0 | 0 | 0 | 0 | 0 | 0 | 0 | 0 | 0 | 0 | 0 | 0 |  |  | C4 | 0 | 0 | 0 | 0 | 0 | C4 | 0 | 0 | 0 | 0 | 0 | C4 | [5 empty] | C4 | [5 empty] | 0 | [6 empty] | 0 | [6 empty] | 0 | [6 empty] | 0 | [6 empty] | 0 | [6 empty] | 0
|  |  | 0 | 0 |  | 0 | 0 | 0 | 0 | 0 |  | 0 | 0 | 0 | 0 | 0 |  | 0 | 0 | 0 | 0 | 0 |  | 0 | 0 | 0 | 0 | 0 |  | 0 | 0 | 0 | 0 | 0 |  | 0 | 0 | 0 | 0 | 0 | [22 empty] | 0 | 0 | 0 | 0 | 0 | 0 |  | 0 | 0 | 0 | 0 | 0 | 0 |  | 0 | 0 | 0 | 0 | 0 | 0 |  | 0 | 0 | 0 | 0 | 0 | 0 |  | 0 | 0 | 0 | 0 | 0 | 0 |  | 0 | 0 | 0 | 0 | 0 | 0
| 132kV UG Cable (Non Pressurised) |  | 0 | 0 | C1 | 0 | 0 | 0 | 0 | 0 | 0 | 0 | 0 | 0 | 0 | 0 | 0 | 0 | 0 | 0 | 0 | 0 | 0 | 0 | 0 | 0 | 0 | 0 | 0 | 0 | 0 | 0 | 0 | 0 | 0 | 0 | 0 | 0 | 0 | 0 | 0 |  |  | C1 | 0 | 0 | 0 | 0 | 0 | C1 | 0 | 0 | 0 | 0 | 0 | C1 | [5 empty] | C1 | [5 empty] | 0 | [6 empty] | 0 | [6 empty] | 0 | [6 empty] | 0 | [6 empty] | 0 | [6 empty] | 0
|  |  | 0 | 0 | C2 | 0 | 0 | 0 | 0 | 0 | 0 | 0 | 0 | 0 | 0 | 0 | 0 | 0 | 0 | 0 | 0 | 0 | 0 | 0 | 0 | 0 | 0 | 0 | 0 | 0 | 0 | 0 | 0 | 0 | 0 | 0 | 0 | 0 | 0 | 0 | 0 |  |  | C2 | 0 | 0 | 0 | 0 | 0 | C2 | 0 | 0 | 0 | 0 | 0 | C2 | [5 empty] | C2 | [5 empty] | 0 | [6 empty] | 0 | [6 empty] | 0 | [6 empty] | 0 | [6 empty] | 0 | [6 empty] | 0
|  |  | 0 | 0 | C3 | 0 | 0 | 0 | 0 | 0 | 0 | 0 | 0 | 0 | 0 | 0 | 0 | 0 | 0 | 0 | 0 | 0 | 0 | 0 | 0 | 0 | 0 | 0 | 0 | 0 | 0 | 0 | 0 | 0 | 0 | 0 | 0 | 0 | 0 | 0 | 0 |  |  | C3 | 0 | 0 | 0 | 0 | 0 | C3 | 0 | 0 | 0 | 0 | 0 | C3 | [5 empty] | C3 | [5 empty] | 0 | [6 empty] | 0 | [6 empty] | 0 | [6 empty] | 0 | [6 empty] | 0 | [6 empty] | 0
|  |  | 0 | 0 | C4 | 0 | 0 | 0 | 0 | 0 | 0 | 0 | 0 | 0 | 0 | 0 | 0 | 0 | 0 | 0 | 0 | 0 | 0 | 0 | 0 | 0 | 0 | 0 | 0 | 0 | 0 | 0 | 0 | 0 | 0 | 0 | 0 | 0 | 0 | 0 | 0 |  |  | C4 | 0 | 0 | 0 | 0 | 0 | C4 | 0 | 0 | 0 | 0 | 0 | C4 | [5 empty] | C4 | [5 empty] | 0 | [6 empty] | 0 | [6 empty] | 0 | [6 empty] | 0 | [6 empty] | 0 | [6 empty] | 0
|  |  | 0 | 0 |  | 0 | 0 | 0 | 0 | 0 |  | 0 | 0 | 0 | 0 | 0 |  | 0 | 0 | 0 | 0 | 0 |  | 0 | 0 | 0 | 0 | 0 |  | 0 | 0 | 0 | 0 | 0 |  | 0 | 0 | 0 | 0 | 0 | [22 empty] | 0 | 0 | 0 | 0 | 0 | 0 |  | 0 | 0 | 0 | 0 | 0 | 0 |  | 0 | 0 | 0 | 0 | 0 | 0 |  | 0 | 0 | 0 | 0 | 0 | 0 |  | 0 | 0 | 0 | 0 | 0 | 0 |  | 0 | 0 | 0 | 0 | 0 | 0
| 132kV OHL Support - Tower |  | 0 | 0 | C1 | 0 | 0 | 0 | 0 | 0 | 0 | 0 | 0 | 0 | 0 | 0 | 0 | 0 | 0 | 0 | 0 | 0 | 0 | 0 | 0 | 0 | 0 | 0 | 0 | 0 | 0 | 0 | 0 | 0 | 0 | 0 | 0 | 0 | 0 | 0 | 0 |  |  | C1 | 0 | 0 | 0 | 0 | 0 | C1 | 0 | 0 | 0 | 0 | 0 | C1 | [5 empty] | C1 | [5 empty] | 0 | [6 empty] | 0 | [6 empty] | 0 | [6 empty] | 0 | [6 empty] | 0 | [6 empty] | 0
|  |  | 0 | 0 | C2 | 0 | 0 | 0 | 0 | 0 | 0 | 0 | 0 | 0 | 0 | 0 | 0 | 0 | 0 | 0 | 0 | 0 | 0 | 0 | 0 | 0 | 0 | 0 | 0 | 0 | 0 | 0 | 0 | 0 | 0 | 0 | 0 | 0 | 0 | 0 | 0 |  |  | C2 | 0 | 0 | 0 | 0 | 0 | C2 | 0 | 0 | 0 | 0 | 0 | C2 | [5 empty] | C2 | [5 empty] | 0 | [6 empty] | 0 | [6 empty] | 0 | [6 empty] | 0 | [6 empty] | 0 | [6 empty] | 0
|  |  | 0 | 0 | C3 | 0 | 0 | 0 | 0 | 0 | 0 | 0 | 0 | 0 | 0 | 0 | 0 | 0 | 0 | 0 | 0 | 0 | 0 | 0 | 0 | 0 | 0 | 0 | 0 | 0 | 0 | 0 | 0 | 0 | 0 | 0 | 0 | 0 | 0 | 0 | 0 |  |  | C3 | 0 | 0 | 0 | 0 | 0 | C3 | 0 | 0 | 0 | 0 | 0 | C3 | [5 empty] | C3 | [5 empty] | 0 | [6 empty] | 0 | [6 empty] | 0 | [6 empty] | 0 | [6 empty] | 0 | [6 empty] | 0
|  |  | 0 | 0 | C4 | 0 | 0 | 0 | 0 | 0 | 0 | 0 | 0 | 0 | 0 | 0 | 0 | 0 | 0 | 0 | 0 | 0 | 0 | 0 | 0 | 0 | 0 | 0 | 0 | 0 | 0 | 0 | 0 | 0 | 0 | 0 | 0 | 0 | 0 | 0 | 0 |  |  | C4 | 0 | 0 | 0 | 0 | 0 | C4 | 0 | 0 | 0 | 0 | 0 | C4 | [5 empty] | C4 | [5 empty] | 0 | [6 empty] | 0 | [6 empty] | 0 | [6 empty] | 0 | [6 empty] | 0 | [6 empty] | 0
|  |  | 0 | 0 |  | 0 | 0 | 0 | 0 | 0 |  | 0 | 0 | 0 | 0 | 0 |  | 0 | 0 | 0 | 0 | 0 |  | 0 | 0 | 0 | 0 | 0 |  | 0 | 0 | 0 | 0 | 0 |  | 0 | 0 | 0 | 0 | 0 | [22 empty] | 0 | 0 | 0 | 0 | 0 | 0 |  | 0 | 0 | 0 | 0 | 0 | 0 |  | 0 | 0 | 0 | 0 | 0 | 0 |  | 0 | 0 | 0 | 0 | 0 | 0 |  | 0 | 0 | 0 | 0 | 0 | 0 |  | 0 | 0 | 0 | 0 | 0 | 0
| 132kV OHL Fittings and Conductors (Tower Lines) |  | 0 | 0 | C1 | 0 | 0 | 0 | 0 | 0 | 0 | 0 | 0 | 0 | 0 | 0 | 0 | 0 | 0 | 0 | 0 | 0 | 0 | 0 | 0 | 0 | 0 | 0 | 0 | 0 | 0 | 0 | 0 | 0 | 0 | 0 | 0 | 0 | 0 | 0 | 0 |  | 0 | C1 | 0 | 0 | 0 | 0 | 0 | C1 | 0 | 0 | 0 | 0 | 0 | C1 | [5 empty] | C1 | [5 empty] | 0 | [6 empty] | 0 | [6 empty] | 0 | [6 empty] | 0 | [6 empty] | 0 | [6 empty] | 0
|  |  | 0 | 0 | C2 | 0 | 0 | 0 | 0 | 0 | 0 | 0 | 0 | 0 | 0 | 0 | 0 | 0 | 0 | 0 | 0 | 0 | 0 | 0 | 0 | 0 | 0 | 0 | 0 | 0 | 0 | 0 | 0 | 0 | 0 | 0 | 0 | 0 | 0 | 0 | 0 |  |  | C2 | 0 | 0 | 0 | 0 | 0 | C2 | 0 | 0 | 0 | 0 | 0 | C2 | [5 empty] | C2 | [5 empty] | 0 | [6 empty] | 0 | [6 empty] | 0 | [6 empty] | 0 | [6 empty] | 0 | [6 empty] | 0
|  |  | 0 | 0 | C3 | 0 | 0 | 0 | 0 | 0 | 0 | 0 | 0 | 0 | 0 | 0 | 0 | 0 | 0 | 0 | 0 | 0 | 0 | 0 | 0 | 0 | 0 | 0 | 0 | 0 | 0 | 0 | 0 | 0 | 0 | 0 | 0 | 0 | 0 | 0 | 0 |  |  | C3 | 0 | 0 | 0 | 0 | 0 | C3 | 0 | 0 | 0 | 0 | 0 | C3 | [5 empty] | C3 | [5 empty] | 0 | [6 empty] | 0 | [6 empty] | 0 | [6 empty] | 0 | [6 empty] | 0 | [6 empty] | 0
|  |  | 0 | 0 | C4 | 0 | 0 | 0 | 0 | 0 | 0 | 0 | 0 | 0 | 0 | 0 | 0 | 0 | 0 | 0 | 0 | 0 | 0 | 0 | 0 | 0 | 0 | 0 | 0 | 0 | 0 | 0 | 0 | 0 | 0 | 0 | 0 | 0 | 0 | 0 | 0 |  |  | C4 | 0 | 0 | 0 | 0 | 0 | C4 | 0 | 0 | 0 | 0 | 0 | C4 | [5 empty] | C4 | [5 empty] | 0 | [6 empty] | 0 | [6 empty] | 0 | [6 empty] | 0 | [6 empty] | 0 | [6 empty] | 0
|  |  | 0 | 0 |  | 0 | 0 | 0 | 0 | 0 |  | 0 | 0 | 0 | 0 | 0 |  | 0 | 0 | 0 | 0 | 0 |  | 0 | 0 | 0 | 0 | 0 |  | 0 | 0 | 0 | 0 | 0 |  | 0 | 0 | 0 | 0 | 0 | [22 empty] | 0 | 0 | 0 | 0 | 0 | 0 |  | 0 | 0 | 0 | 0 | 0 | 0 |  | 0 | 0 | 0 | 0 | 0 | 0 |  | 0 | 0 | 0 | 0 | 0 | 0 |  | 0 | 0 | 0 | 0 | 0 | 0 |  | 0 | 0 | 0 | 0 | 0 | 0
| [Please insert new asset category as required] |  | 0 | 0 | C1 | 0 | 0 | 0 | 0 | 0 | 0 | 0 | 0 | 0 | 0 | 0 | 0 | 0 | 0 | 0 | 0 | 0 | 0 | 0 | 0 | 0 | 0 | 0 | 0 | 0 | 0 | 0 | 0 | 0 | 0 | 0 | 0 | 0 | 0 | 0 | 0 |  |  | C1 | 0 | 0 | 0 | 0 | 0 | C1 | 0 | 0 | 0 | 0 | 0 | C1 | [5 empty] | C1 | [5 empty] | 0 | [6 empty] | 0 | [6 empty] | 0 | [6 empty] | 0 | [6 empty] | 0 | [6 empty] | 0
|  |  | 0 | 0 | C2 | 0 | 0 | 0 | 0 | 0 | 0 | 0 | 0 | 0 | 0 | 0 | 0 | 0 | 0 | 0 | 0 | 0 | 0 | 0 | 0 | 0 | 0 | 0 | 0 | 0 | 0 | 0 | 0 | 0 | 0 | 0 | 0 | 0 | 0 | 0 | 0 |  |  | C2 | 0 | 0 | 0 | 0 | 0 | C2 | 0 | 0 | 0 | 0 | 0 | C2 | [5 empty] | C2 | [5 empty] | 0 | [6 empty] | 0 | [6 empty] | 0 | [6 empty] | 0 | [6 empty] | 0 | [6 empty] | 0
|  |  | 0 | 0 | C3 | 0 | 0 | 0 | 0 | 0 | 0 | 0 | 0 | 0 | 0 | 0 | 0 | 0 | 0 | 0 | 0 | 0 | 0 | 0 | 0 | 0 | 0 | 0 | 0 | 0 | 0 | 0 | 0 | 0 | 0 | 0 | 0 | 0 | 0 | 0 | 0 |  |  | C3 | 0 | 0 | 0 | 0 | 0 | C3 | 0 | 0 | 0 | 0 | 0 | C3 | [5 empty] | C3 | [5 empty] | 0 | [6 empty] | 0 | [6 empty] | 0 | [6 empty] | 0 | [6 empty] | 0 | [6 empty] | 0
|  |  | 0 | 0 | C4 | 0 | 0 | 0 | 0 | 0 | 0 | 0 | 0 | 0 | 0 | 0 | 0 | 0 | 0 | 0 | 0 | 0 | 0 | 0 | 0 | 0 | 0 | 0 | 0 | 0 | 0 | 0 | 0 | 0 | 0 | 0 | 0 | 0 | 0 | 0 | 0 |  |  | C4 | 0 | 0 | 0 | 0 | 0 | C4 | 0 | 0 | 0 | 0 | 0 | C4 | [5 empty] | C4 | [5 empty] | 0 | [6 empty] | 0 | [6 empty] | 0 | [6 empty] | 0 | [6 empty] | 0 | [6 empty] | 0
|  |  | 0 | 0 |  | 0 | 0 | 0 | 0 | 0 |  | 0 | 0 | 0 | 0 | 0 |  | 0 | 0 | 0 | 0 | 0 |  | 0 | 0 | 0 | 0 | 0 |  | 0 | 0 | 0 | 0 | 0 |  | 0 | 0 | 0 | 0 | 0 | [22 empty] | 0 | 0 | 0 | 0 | 0 | 0 |  | 0 | 0 | 0 | 0 | 0 | 0 |  | 0 | 0 | 0 | 0 | 0 | 0 |  | 0 | 0 | 0 | 0 | 0 | 0 |  | 0 | 0 | 0 | 0 | 0 | 0 |  | 0 | 0 | 0 | 0 | 0 | 0
| [Please insert new asset category as required] |  | 0 | 0 | C1 | 0 | 0 | 0 | 0 | 0 | 0 | 0 | 0 | 0 | 0 | 0 | 0 | 0 | 0 | 0 | 0 | 0 | 0 | 0 | 0 | 0 | 0 | 0 | 0 | 0 | 0 | 0 | 0 | 0 | 0 | 0 | 0 | 0 | 0 | 0 | 0 |  |  | C1 | 0 | 0 | 0 | 0 | 0 | C1 | 0 | 0 | 0 | 0 | 0 | C1 | [5 empty] | C1 | [5 empty] | 0 | [6 empty] | 0 | [6 empty] | 0 | [6 empty] | 0 | [6 empty] | 0 | [6 empty] | 0
|  |  | 0 | 0 | C2 | 0 | 0 | 0 | 0 | 0 | 0 | 0 | 0 | 0 | 0 | 0 | 0 | 0 | 0 | 0 | 0 | 0 | 0 | 0 | 0 | 0 | 0 | 0 | 0 | 0 | 0 | 0 | 0 | 0 | 0 | 0 | 0 | 0 | 0 | 0 | 0 |  |  | C2 | 0 | 0 | 0 | 0 | 0 | C2 | 0 | 0 | 0 | 0 | 0 | C2 | [5 empty] | C2 | [5 empty] | 0 | [6 empty] | 0 | [6 empty] | 0 | [6 empty] | 0 | [6 empty] | 0 | [6 empty] | 0
|  |  | 0 | 0 | C3 | 0 | 0 | 0 | 0 | 0 | 0 | 0 | 0 | 0 | 0 | 0 | 0 | 0 | 0 | 0 | 0 | 0 | 0 | 0 | 0 | 0 | 0 | 0 | 0 | 0 | 0 | 0 | 0 | 0 | 0 | 0 | 0 | 0 | 0 | 0 | 0 |  |  | C3 | 0 | 0 | 0 | 0 | 0 | C3 | 0 | 0 | 0 | 0 | 0 | C3 | [5 empty] | C3 | [5 empty] | 0 | [6 empty] | 0 | [6 empty] | 0 | [6 empty] | 0 | [6 empty] | 0 | [6 empty] | 0
|  |  | 0 | 0 | C4 | 0 | 0 | 0 | 0 | 0 | 0 | 0 | 0 | 0 | 0 | 0 | 0 | 0 | 0 | 0 | 0 | 0 | 0 | 0 | 0 | 0 | 0 | 0 | 0 | 0 | 0 | 0 | 0 | 0 | 0 | 0 | 0 | 0 | 0 | 0 | 0 |  |  | C4 | 0 | 0 | 0 | 0 | 0 | C4 | 0 | 0 | 0 | 0 | 0 | C4 | [5 empty] | C4 | [5 empty] | 0 | [6 empty] | 0 | [6 empty] | 0 | [6 empty] | 0 | [6 empty] | 0 | [6 empty] | 0
|  |  | 0 | 0 |  | 0 | 0 | 0 | 0 | 0 |  | 0 | 0 | 0 | 0 | 0 |  | 0 | 0 | 0 | 0 | 0 |  | 0 | 0 | 0 | 0 | 0 |  | 0 | 0 | 0 | 0 | 0 |  | 0 | 0 | 0 | 0 | 0 | [22 empty] | 0 | 0 | 0 | 0 | 0 | 0 |  | 0 | 0 | 0 | 0 | 0 | 0 |  | 0 | 0 | 0 | 0 | 0 | 0 |  | 0 | 0 | 0 | 0 | 0 | 0 |  | 0 | 0 | 0 | 0 | 0 | 0 |  | 0 | 0 | 0 | 0 | 0 | 0
| [Please insert new asset category as required] |  | 0 | 0 | C1 | 0 | 0 | 0 | 0 | 0 | 0 | 0 | 0 | 0 | 0 | 0 | 0 | 0 | 0 | 0 | 0 | 0 | 0 | 0 | 0 | 0 | 0 | 0 | 0 | 0 | 0 | 0 | 0 | 0 | 0 | 0 | 0 | 0 | 0 | 0 | 0 |  |  | C1 | 0 | 0 | 0 | 0 | 0 | C1 | 0 | 0 | 0 | 0 | 0 | C1 | [5 empty] | C1 | [5 empty] | 0 | [6 empty] | 0 | [6 empty] | 0 | [6 empty] | 0 | [6 empty] | 0 | [6 empty] | 0
|  |  | 0 | 0 | C2 | 0 | 0 | 0 | 0 | 0 | 0 | 0 | 0 | 0 | 0 | 0 | 0 | 0 | 0 | 0 | 0 | 0 | 0 | 0 | 0 | 0 | 0 | 0 | 0 | 0 | 0 | 0 | 0 | 0 | 0 | 0 | 0 | 0 | 0 | 0 | 0 |  |  | C2 | 0 | 0 | 0 | 0 | 0 | C2 | 0 | 0 | 0 | 0 | 0 | C2 | [5 empty] | C2 | [5 empty] | 0 | [6 empty] | 0 | [6 empty] | 0 | [6 empty] | 0 | [6 empty] | 0 | [6 empty] | 0
|  |  | 0 | 0 | C3 | 0 | 0 | 0 | 0 | 0 | 0 | 0 | 0 | 0 | 0 | 0 | 0 | 0 | 0 | 0 | 0 | 0 | 0 | 0 | 0 | 0 | 0 | 0 | 0 | 0 | 0 | 0 | 0 | 0 | 0 | 0 | 0 | 0 | 0 | 0 | 0 |  |  | C3 | 0 | 0 | 0 | 0 | 0 | C3 | 0 | 0 | 0 | 0 | 0 | C3 | [5 empty] | C3 | [5 empty] | 0 | [6 empty] | 0 | [6 empty] | 0 | [6 empty] | 0 | [6 empty] | 0 | [6 empty] | 0
|  |  | 0 | 0 | C4 | 0 | 0 | 0 | 0 | 0 | 0 | 0 | 0 | 0 | 0 | 0 | 0 | 0 | 0 | 0 | 0 | 0 | 0 | 0 | 0 | 0 | 0 | 0 | 0 | 0 | 0 | 0 | 0 | 0 | 0 | 0 | 0 | 0 | 0 | 0 | 0 |  |  | C4 | 0 | 0 | 0 | 0 | 0 | C4 | 0 | 0 | 0 | 0 | 0 | C4 | [5 empty] | C4 | [5 empty] | 0 | [6 empty] | 0 | [6 empty] | 0 | [6 empty] | 0 | [6 empty] | 0 | [6 empty] | 0
|  |  | 0 | 0 |  | 0 | 0 | 0 | 0 | 0 |  | 0 | 0 | 0 | 0 | 0 |  | 0 | 0 | 0 | 0 | 0 |  | 0 | 0 | 0 | 0 | 0 |  | 0 | 0 | 0 | 0 | 0 |  | 0 | 0 | 0 | 0 | 0 | [22 empty] | 0 | 0 | 0 | 0 | 0 | 0 |  | 0 | 0 | 0 | 0 | 0 | 0 |  | 0 | 0 | 0 | 0 | 0 | 0 |  | 0 | 0 | 0 | 0 | 0 | 0 |  | 0 | 0 | 0 | 0 | 0 | 0 |  | 0 | 0 | 0 | 0 | 0 | 0
| [Please insert new asset category as required] |  | 0 | 0 | C1 | 0 | 0 | 0 | 0 | 0 | 0 | 0 | 0 | 0 | 0 | 0 | 0 | 0 | 0 | 0 | 0 | 0 | 0 | 0 | 0 | 0 | 0 | 0 | 0 | 0 | 0 | 0 | 0 | 0 | 0 | 0 | 0 | 0 | 0 | 0 | 0 |  |  | C1 | 0 | 0 | 0 | 0 | 0 | C1 | 0 | 0 | 0 | 0 | 0 | C1 | [5 empty] | C1 | [5 empty] | 0 | [6 empty] | 0 | [6 empty] | 0 | [6 empty] | 0 | [6 empty] | 0 | [6 empty] | 0
|  |  | 0 | 0 | C2 | 0 | 0 | 0 | 0 | 0 | 0 | 0 | 0 | 0 | 0 | 0 | 0 | 0 | 0 | 0 | 0 | 0 | 0 | 0 | 0 | 0 | 0 | 0 | 0 | 0 | 0 | 0 | 0 | 0 | 0 | 0 | 0 | 0 | 0 | 0 | 0 |  |  | C2 | 0 | 0 | 0 | 0 | 0 | C2 | 0 | 0 | 0 | 0 | 0 | C2 | [5 empty] | C2 | [5 empty] | 0 | [6 empty] | 0 | [6 empty] | 0 | [6 empty] | 0 | [6 empty] | 0 | [6 empty] | 0
|  |  | 0 | 0 | C3 | 0 | 0 | 0 | 0 | 0 | 0 | 0 | 0 | 0 | 0 | 0 | 0 | 0 | 0 | 0 | 0 | 0 | 0 | 0 | 0 | 0 | 0 | 0 | 0 | 0 | 0 | 0 | 0 | 0 | 0 | 0 | 0 | 0 | 0 | 0 | 0 |  |  | C3 | 0 | 0 | 0 | 0 | 0 | C3 | 0 | 0 | 0 | 0 | 0 | C3 | [5 empty] | C3 | [5 empty] | 0 | [6 empty] | 0 | [6 empty] | 0 | [6 empty] | 0 | [6 empty] | 0 | [6 empty] | 0
|  |  | 0 | 0 | C4 | 0 | 0 | 0 | 0 | 0 | 0 | 0 | 0 | 0 | 0 | 0 | 0 | 0 | 0 | 0 | 0 | 0 | 0 | 0 | 0 | 0 | 0 | 0 | 0 | 0 | 0 | 0 | 0 | 0 | 0 | 0 | 0 | 0 | 0 | 0 | 0 |  |  | C4 | 0 | 0 | 0 | 0 | 0 | C4 | 0 | 0 | 0 | 0 | 0 | C4 | [5 empty] | C4 | [5 empty] | 0 | [6 empty] | 0 | [6 empty] | 0 | [6 empty] | 0 | [6 empty] | 0 | [6 empty] | 0
|  |  | 0 | 0 |  | 0 | 0 | 0 | 0 | 0 |  | 0 | 0 | 0 | 0 | 0 |  | 0 | 0 | 0 | 0 | 0 |  | 0 | 0 | 0 | 0 | 0 |  | 0 | 0 | 0 | 0 | 0 |  | 0 | 0 | 0 | 0 | 0 | [22 empty] | 0 | 0 | 0 | 0 | 0 | 0 |  | 0 | 0 | 0 | 0 | 0 | 0 |  | 0 | 0 | 0 | 0 | 0 | 0 |  | 0 | 0 | 0 | 0 | 0 | 0 |  | 0 | 0 | 0 | 0 | 0 | 0 |  | 0 | 0 | 0 | 0 | 0 | 0
| [Please insert new asset category as required] |  | 0 | 0 | C1 | 0 | 0 | 0 | 0 | 0 | 0 | 0 | 0 | 0 | 0 | 0 | 0 | 0 | 0 | 0 | 0 | 0 | 0 | 0 | 0 | 0 | 0 | 0 | 0 | 0 | 0 | 0 | 0 | 0 | 0 | 0 | 0 | 0 | 0 | 0 | 0 |  |  | C1 | 0 | 0 | 0 | 0 | 0 | C1 | 0 | 0 | 0 | 0 | 0 | C1 | [5 empty] | C1 | [5 empty] | 0 | [6 empty] | 0 | [6 empty] | 0 | [6 empty] | 0 | [6 empty] | 0 | [6 empty] | 0
|  |  | 0 | 0 | C2 | 0 | 0 | 0 | 0 | 0 | 0 | 0 | 0 | 0 | 0 | 0 | 0 | 0 | 0 | 0 | 0 | 0 | 0 | 0 | 0 | 0 | 0 | 0 | 0 | 0 | 0 | 0 | 0 | 0 | 0 | 0 | 0 | 0 | 0 | 0 | 0 |  |  | C2 | 0 | 0 | 0 | 0 | 0 | C2 | 0 | 0 | 0 | 0 | 0 | C2 | [5 empty] | C2 | [5 empty] | 0 | [6 empty] | 0 | [6 empty] | 0 | [6 empty] | 0 | [6 empty] | 0 | [6 empty] | 0
|  |  | 0 | 0 | C3 | 0 | 0 | 0 | 0 | 0 | 0 | 0 | 0 | 0 | 0 | 0 | 0 | 0 | 0 | 0 | 0 | 0 | 0 | 0 | 0 | 0 | 0 | 0 | 0 | 0 | 0 | 0 | 0 | 0 | 0 | 0 | 0 | 0 | 0 | 0 | 0 |  |  | C3 | 0 | 0 | 0 | 0 | 0 | C3 | 0 | 0 | 0 | 0 | 0 | C3 | [5 empty] | C3 | [5 empty] | 0 | [6 empty] | 0 | [6 empty] | 0 | [6 empty] | 0 | [6 empty] | 0 | [6 empty] | 0
|  |  | 0 | 0 | C4 | 0 | 0 | 0 | 0 | 0 | 0 | 0 | 0 | 0 | 0 | 0 | 0 | 0 | 0 | 0 | 0 | 0 | 0 | 0 | 0 | 0 | 0 | 0 | 0 | 0 | 0 | 0 | 0 | 0 | 0 | 0 | 0 | 0 | 0 | 0 | 0 |  |  | C4 | 0 | 0 | 0 | 0 | 0 | C4 | 0 | 0 | 0 | 0 | 0 | C4 | [5 empty] | C4 | [5 empty] | 0 | [6 empty] | 0 | [6 empty] | 0 | [6 empty] | 0 | [6 empty] | 0 | [6 empty] | 0
|  |  | 0 | 0 |  | 0 | 0 | 0 | 0 | 0 |  | 0 | 0 | 0 | 0 | 0 |  | 0 | 0 | 0 | 0 | 0 |  | 0 | 0 | 0 | 0 | 0 |  | 0 | 0 | 0 | 0 | 0 |  | 0 | 0 | 0 | 0 | 0 | [22 empty] | 0 | 0 | 0 | 0 | 0 | 0 |  | 0 | 0 | 0 | 0 | 0 | 0 |  | 0 | 0 | 0 | 0 | 0 | 0 |  | 0 | 0 | 0 | 0 | 0 | 0 |  | 0 | 0 | 0 | 0 | 0 | 0 |  | 0 | 0 | 0 | 0 | 0 | 0
[63 empty] | 0 | 0 | 0 | 0 | 0 | 0 |  | 0 | 0 | 0 | 0 | 0 | 0 |  | 0 | 0 | 0 | 0 | 0 | 0 |  | 0 | 0 | 0 | 0 | 0 | 0 |  | 0 | 0 | 0 | 0 | 0 | 0 |  | 0 | 0 | 0 | 0 | 0 | 0
| Other | [66 empty] | 0 | [6 empty] | 0 | [6 empty] | 0 | [6 empty] | 0 | [6 empty] | 0 | [6 empty] | 0
| Submarine Cables |  | 0 | 0 | C1 | 0 | 0 | 0 | 0 | 0 | 0 | 0 | 0 | 0 | 0 | 0 | 0 | 0 | 0 | 0 | 0 | 0 | 0 | 0 | 0 | 0 | 0 | 0 | 0 | 0 | 0 | 0 | 0 | 0 | 0 | 0 | 0 | 0 | 0 | 0 | 0 |  |  | C1 | 0 | 0 | 0 | 0 | 0 | C1 | 0 | 0 | 0 | 0 | 0 | C1 | [5 empty] | C1 | [5 empty] | 0 | [6 empty] | 0 | [6 empty] | 0 | [6 empty] | 0 | [6 empty] | 0 | [6 empty] | 0
|  |  | 0 | 0 | C2 | 0 | 0 | 0 | 0 | 0 | 0 | 0 | 0 | 0 | 0 | 0 | 0 | 0 | 0 | 0 | 0 | 0 | 0 | 0 | 0 | 0 | 0 | 0 | 0 | 0 | 0 | 0 | 0 | 0 | 0 | 0 | 0 | 0 | 0 | 0 | 0 |  |  | C2 | 0 | 0 | 0 | 0 | 0 | C2 | 0 | 0 | 0 | 0 | 0 | C2 | [5 empty] | C2 | [5 empty] | 0 | [6 empty] | 0 | [6 empty] | 0 | [6 empty] | 0 | [6 empty] | 0 | [6 empty] | 0
|  |  | 0 | 0 | C3 | 0 | 0 | 0 | 0 | 0 | 0 | 0 | 0 | 0 | 0 | 0 | 0 | 0 | 0 | 0 | 0 | 0 | 0 | 0 | 0 | 0 | 0 | 0 | 0 | 0 | 0 | 0 | 0 | 0 | 0 | 0 | 0 | 0 | 0 | 0 | 0 |  |  | C3 | 0 | 0 | 0 | 0 | 0 | C3 | 0 | 0 | 0 | 0 | 0 | C3 | [5 empty] | C3 | [5 empty] | 0 | [6 empty] | 0 | [6 empty] | 0 | [6 empty] | 0 | [6 empty] | 0 | [6 empty] | 0
|  |  | 0 | 0 | C4 | 0 | 0 | 0 | 0 | 0 | 0 | 0 | 0 | 0 | 0 | 0 | 0 | 0 | 0 | 0 | 0 | 0 | 0 | 0 | 0 | 0 | 0 | 0 | 0 | 0 | 0 | 0 | 0 | 0 | 0 | 0 | 0 | 0 | 0 | 0 | 0 |  |  | C4 | 0 | 0 | 0 | 0 | 0 | C4 | 0 | 0 | 0 | 0 | 0 | C4 | [5 empty] | C4 | [5 empty] | 0 | [6 empty] | 0 | [6 empty] | 0 | [6 empty] | 0 | [6 empty] | 0 | [6 empty] | 0
|  |  | 0 | 0 |  | 0 | 0 | 0 | 0 | 0 |  | 0 | 0 | 0 | 0 | 0 |  | 0 | 0 | 0 | 0 | 0 |  | 0 | 0 | 0 | 0 | 0 |  | 0 | 0 | 0 | 0 | 0 |  | 0 | 0 | 0 | 0 | 0 | [22 empty] | 0 | 0 | 0 | 0 | 0 | 0 |  | 0 | 0 | 0 | 0 | 0 | 0 |  | 0 | 0 | 0 | 0 | 0 | 0 |  | 0 | 0 | 0 | 0 | 0 | 0 |  | 0 | 0 | 0 | 0 | 0 | 0 |  | 0 | 0 | 0 | 0 | 0 | 0
| [Please insert new asset category as required] |  | 0 | 0 | C1 | 0 | 0 | 0 | 0 | 0 | 0 | 0 | 0 | 0 | 0 | 0 | 0 | 0 | 0 | 0 | 0 | 0 | 0 | 0 | 0 | 0 | 0 | 0 | 0 | 0 | 0 | 0 | 0 | 0 | 0 | 0 | 0 | 0 | 0 | 0 | 0 |  |  | C1 | 0 | 0 | 0 | 0 | 0 | C1 | 0 | 0 | 0 | 0 | 0 | C1 | [5 empty] | C1 | [5 empty] | 0 | [6 empty] | 0 | [6 empty] | 0 | [6 empty] | 0 | [6 empty] | 0 | [6 empty] | 0
|  |  | 0 | 0 | C2 | 0 | 0 | 0 | 0 | 0 | 0 | 0 | 0 | 0 | 0 | 0 | 0 | 0 | 0 | 0 | 0 | 0 | 0 | 0 | 0 | 0 | 0 | 0 | 0 | 0 | 0 | 0 | 0 | 0 | 0 | 0 | 0 | 0 | 0 | 0 | 0 |  |  | C2 | 0 | 0 | 0 | 0 | 0 | C2 | 0 | 0 | 0 | 0 | 0 | C2 | [5 empty] | C2 | [5 empty] | 0 | [6 empty] | 0 | [6 empty] | 0 | [6 empty] | 0 | [6 empty] | 0 | [6 empty] | 0
|  |  | 0 | 0 | C3 | 0 | 0 | 0 | 0 | 0 | 0 | 0 | 0 | 0 | 0 | 0 | 0 | 0 | 0 | 0 | 0 | 0 | 0 | 0 | 0 | 0 | 0 | 0 | 0 | 0 | 0 | 0 | 0 | 0 | 0 | 0 | 0 | 0 | 0 | 0 | 0 |  |  | C3 | 0 | 0 | 0 | 0 | 0 | C3 | 0 | 0 | 0 | 0 | 0 | C3 | [5 empty] | C3 | [5 empty] | 0 | [6 empty] | 0 | [6 empty] | 0 | [6 empty] | 0 | [6 empty] | 0 | [6 empty] | 0
|  |  | 0 | 0 | C4 | 0 | 0 | 0 | 0 | 0 | 0 | 0 | 0 | 0 | 0 | 0 | 0 | 0 | 0 | 0 | 0 | 0 | 0 | 0 | 0 | 0 | 0 | 0 | 0 | 0 | 0 | 0 | 0 | 0 | 0 | 0 | 0 | 0 | 0 | 0 | 0 |  |  | C4 | 0 | 0 | 0 | 0 | 0 | C4 | 0 | 0 | 0 | 0 | 0 | C4 | [5 empty] | C4 | [5 empty] | 0 | [6 empty] | 0 | [6 empty] | 0 | [6 empty] | 0 | [6 empty] | 0 | [6 empty] | 0
|  |  | 0 | 0 |  | 0 | 0 | 0 | 0 | 0 |  | 0 | 0 | 0 | 0 | 0 |  | 0 | 0 | 0 | 0 | 0 |  | 0 | 0 | 0 | 0 | 0 |  | 0 | 0 | 0 | 0 | 0 |  | 0 | 0 | 0 | 0 | 0 | [22 empty] | 0 | 0 | 0 | 0 | 0 | 0 |  | 0 | 0 | 0 | 0 | 0 | 0 |  | 0 | 0 | 0 | 0 | 0 | 0 |  | 0 | 0 | 0 | 0 | 0 | 0 |  | 0 | 0 | 0 | 0 | 0 | 0 |  | 0 | 0 | 0 | 0 | 0 | 0
| [Please insert new asset category as required] |  | 0 | 0 | C1 | 0 | 0 | 0 | 0 | 0 | 0 | 0 | 0 | 0 | 0 | 0 | 0 | 0 | 0 | 0 | 0 | 0 | 0 | 0 | 0 | 0 | 0 | 0 | 0 | 0 | 0 | 0 | 0 | 0 | 0 | 0 | 0 | 0 | 0 | 0 | 0 |  |  | C1 | 0 | 0 | 0 | 0 | 0 | C1 | 0 | 0 | 0 | 0 | 0 | C1 | [5 empty] | C1 | [5 empty] | 0 | [6 empty] | 0 | [6 empty] | 0 | [6 empty] | 0 | [6 empty] | 0 | [6 empty] | 0
|  |  | 0 | 0 | C2 | 0 | 0 | 0 | 0 | 0 | 0 | 0 | 0 | 0 | 0 | 0 | 0 | 0 | 0 | 0 | 0 | 0 | 0 | 0 | 0 | 0 | 0 | 0 | 0 | 0 | 0 | 0 | 0 | 0 | 0 | 0 | 0 | 0 | 0 | 0 | 0 |  |  | C2 | 0 | 0 | 0 | 0 | 0 | C2 | 0 | 0 | 0 | 0 | 0 | C2 | [5 empty] | C2 | [5 empty] | 0 | [6 empty] | 0 | [6 empty] | 0 | [6 empty] | 0 | [6 empty] | 0 | [6 empty] | 0
|  |  | 0 | 0 | C3 | 0 | 0 | 0 | 0 | 0 | 0 | 0 | 0 | 0 | 0 | 0 | 0 | 0 | 0 | 0 | 0 | 0 | 0 | 0 | 0 | 0 | 0 | 0 | 0 | 0 | 0 | 0 | 0 | 0 | 0 | 0 | 0 | 0 | 0 | 0 | 0 |  |  | C3 | 0 | 0 | 0 | 0 | 0 | C3 | 0 | 0 | 0 | 0 | 0 | C3 | [5 empty] | C3 | [5 empty] | 0 | [6 empty] | 0 | [6 empty] | 0 | [6 empty] | 0 | [6 empty] | 0 | [6 empty] | 0
|  |  | 0 | 0 | C4 | 0 | 0 | 0 | 0 | 0 | 0 | 0 | 0 | 0 | 0 | 0 | 0 | 0 | 0 | 0 | 0 | 0 | 0 | 0 | 0 | 0 | 0 | 0 | 0 | 0 | 0 | 0 | 0 | 0 | 0 | 0 | 0 | 0 | 0 | 0 | 0 |  |  | C4 | 0 | 0 | 0 | 0 | 0 | C4 | 0 | 0 | 0 | 0 | 0 | C4 | [5 empty] | C4 | [5 empty] | 0 | [6 empty] | 0 | [6 empty] | 0 | [6 empty] | 0 | [6 empty] | 0 | [6 empty] | 0
|  |  | 0 | 0 |  | 0 | 0 | 0 | 0 | 0 |  | 0 | 0 | 0 | 0 | 0 |  | 0 | 0 | 0 | 0 | 0 |  | 0 | 0 | 0 | 0 | 0 |  | 0 | 0 | 0 | 0 | 0 |  | 0 | 0 | 0 | 0 | 0 | [22 empty] | 0 | 0 | 0 | 0 | 0 | 0 |  | 0 | 0 | 0 | 0 | 0 | 0 |  | 0 | 0 | 0 | 0 | 0 | 0 |  | 0 | 0 | 0 | 0 | 0 | 0 |  | 0 | 0 | 0 | 0 | 0 | 0 |  | 0 | 0 | 0 | 0 | 0 | 0
| [Please insert new asset category as required] |  | 0 | 0 | C1 | 0 | 0 | 0 | 0 | 0 | 0 | 0 | 0 | 0 | 0 | 0 | 0 | 0 | 0 | 0 | 0 | 0 | 0 | 0 | 0 | 0 | 0 | 0 | 0 | 0 | 0 | 0 | 0 | 0 | 0 | 0 | 0 | 0 | 0 | 0 | 0 |  |  | C1 | 0 | 0 | 0 | 0 | 0 | C1 | 0 | 0 | 0 | 0 | 0 | C1 | [5 empty] | C1 | [5 empty] | 0 | [6 empty] | 0 | [6 empty] | 0 | [6 empty] | 0 | [6 empty] | 0 | [6 empty] | 0
|  |  | 0 | 0 | C2 | 0 | 0 | 0 | 0 | 0 | 0 | 0 | 0 | 0 | 0 | 0 | 0 | 0 | 0 | 0 | 0 | 0 | 0 | 0 | 0 | 0 | 0 | 0 | 0 | 0 | 0 | 0 | 0 | 0 | 0 | 0 | 0 | 0 | 0 | 0 | 0 |  |  | C2 | 0 | 0 | 0 | 0 | 0 | C2 | 0 | 0 | 0 | 0 | 0 | C2 | [5 empty] | C2 | [5 empty] | 0 | [6 empty] | 0 | [6 empty] | 0 | [6 empty] | 0 | [6 empty] | 0 | [6 empty] | 0
|  |  | 0 | 0 | C3 | 0 | 0 | 0 | 0 | 0 | 0 | 0 | 0 | 0 | 0 | 0 | 0 | 0 | 0 | 0 | 0 | 0 | 0 | 0 | 0 | 0 | 0 | 0 | 0 | 0 | 0 | 0 | 0 | 0 | 0 | 0 | 0 | 0 | 0 | 0 | 0 |  |  | C3 | 0 | 0 | 0 | 0 | 0 | C3 | 0 | 0 | 0 | 0 | 0 | C3 | [5 empty] | C3 | [5 empty] | 0 | [6 empty] | 0 | [6 empty] | 0 | [6 empty] | 0 | [6 empty] | 0 | [6 empty] | 0
|  |  | 0 | 0 | C4 | 0 | 0 | 0 | 0 | 0 | 0 | 0 | 0 | 0 | 0 | 0 | 0 | 0 | 0 | 0 | 0 | 0 | 0 | 0 | 0 | 0 | 0 | 0 | 0 | 0 | 0 | 0 | 0 | 0 | 0 | 0 | 0 | 0 | 0 | 0 | 0 |  |  | C4 | 0 | 0 | 0 | 0 | 0 | C4 | 0 | 0 | 0 | 0 | 0 | C4 | [5 empty] | C4 | [5 empty] | 0 | [6 empty] | 0 | [6 empty] | 0 | [6 empty] | 0 | [6 empty] | 0 | [6 empty] | 0
|  |  | 0 | 0 |  | 0 | 0 | 0 | 0 | 0 |  | 0 | 0 | 0 | 0 | 0 |  | 0 | 0 | 0 | 0 | 0 |  | 0 | 0 | 0 | 0 | 0 |  | 0 | 0 | 0 | 0 | 0 |  | 0 | 0 | 0 | 0 | 0 | [22 empty] | 0 | 0 | 0 | 0 | 0 | 0 |  | 0 | 0 | 0 | 0 | 0 | 0 |  | 0 | 0 | 0 | 0 | 0 | 0 |  | 0 | 0 | 0 | 0 | 0 | 0 |  | 0 | 0 | 0 | 0 | 0 | 0 |  | 0 | 0 | 0 | 0 | 0 | 0
| [Please insert new asset category as required] |  | 0 | 0 | C1 | 0 | 0 | 0 | 0 | 0 | 0 | 0 | 0 | 0 | 0 | 0 | 0 | 0 | 0 | 0 | 0 | 0 | 0 | 0 | 0 | 0 | 0 | 0 | 0 | 0 | 0 | 0 | 0 | 0 | 0 | 0 | 0 | 0 | 0 | 0 | 0 |  |  | C1 | 0 | 0 | 0 | 0 | 0 | C1 | 0 | 0 | 0 | 0 | 0 | C1 | [5 empty] | C1 | [5 empty] | 0 | [6 empty] | 0 | [6 empty] | 0 | [6 empty] | 0 | [6 empty] | 0 | [6 empty] | 0
|  |  | 0 | 0 | C2 | 0 | 0 | 0 | 0 | 0 | 0 | 0 | 0 | 0 | 0 | 0 | 0 | 0 | 0 | 0 | 0 | 0 | 0 | 0 | 0 | 0 | 0 | 0 | 0 | 0 | 0 | 0 | 0 | 0 | 0 | 0 | 0 | 0 | 0 | 0 | 0 |  |  | C2 | 0 | 0 | 0 | 0 | 0 | C2 | 0 | 0 | 0 | 0 | 0 | C2 | [5 empty] | C2 | [5 empty] | 0 | [6 empty] | 0 | [6 empty] | 0 | [6 empty] | 0 | [6 empty] | 0 | [6 empty] | 0
|  |  | 0 | 0 | C3 | 0 | 0 | 0 | 0 | 0 | 0 | 0 | 0 | 0 | 0 | 0 | 0 | 0 | 0 | 0 | 0 | 0 | 0 | 0 | 0 | 0 | 0 | 0 | 0 | 0 | 0 | 0 | 0 | 0 | 0 | 0 | 0 | 0 | 0 | 0 | 0 |  |  | C3 | 0 | 0 | 0 | 0 | 0 | C3 | 0 | 0 | 0 | 0 | 0 | C3 | [5 empty] | C3 | [5 empty] | 0 | [6 empty] | 0 | [6 empty] | 0 | [6 empty] | 0 | [6 empty] | 0 | [6 empty] | 0
|  |  | 0 | 0 | C4 | 0 | 0 | 0 | 0 | 0 | 0 | 0 | 0 | 0 | 0 | 0 | 0 | 0 | 0 | 0 | 0 | 0 | 0 | 0 | 0 | 0 | 0 | 0 | 0 | 0 | 0 | 0 | 0 | 0 | 0 | 0 | 0 | 0 | 0 | 0 | 0 |  |  | C4 | 0 | 0 | 0 | 0 | 0 | C4 | 0 | 0 | 0 | 0 | 0 | C4 | [5 empty] | C4 | [5 empty] | 0 | [6 empty] | 0 | [6 empty] | 0 | [6 empty] | 0 | [6 empty] | 0 | [6 empty] | 0
|  |  | 0 | 0 |  | 0 | 0 | 0 | 0 | 0 |  | 0 | 0 | 0 | 0 | 0 |  | 0 | 0 | 0 | 0 | 0 |  | 0 | 0 | 0 | 0 | 0 |  | 0 | 0 | 0 | 0 | 0 |  | 0 | 0 | 0 | 0 | 0 | [22 empty] | 0 | 0 | 0 | 0 | 0 | 0 |  | 0 | 0 | 0 | 0 | 0 | 0 |  | 0 | 0 | 0 | 0 | 0 | 0 |  | 0 | 0 | 0 | 0 | 0 | 0 |  | 0 | 0 | 0 | 0 | 0 | 0 |  | 0 | 0 | 0 | 0 | 0 | 0
| [Please insert new asset category as required] |  | 0 | 0 | C1 | 0 | 0 | 0 | 0 | 0 | 0 | 0 | 0 | 0 | 0 | 0 | 0 | 0 | 0 | 0 | 0 | 0 | 0 | 0 | 0 | 0 | 0 | 0 | 0 | 0 | 0 | 0 | 0 | 0 | 0 | 0 | 0 | 0 | 0 | 0 | 0 |  |  | C1 | 0 | 0 | 0 | 0 | 0 | C1 | 0 | 0 | 0 | 0 | 0 | C1 | [5 empty] | C1 | [5 empty] | 0 | [6 empty] | 0 | [6 empty] | 0 | [6 empty] | 0 | [6 empty] | 0 | [6 empty] | 0
|  |  | 0 | 0 | C2 | 0 | 0 | 0 | 0 | 0 | 0 | 0 | 0 | 0 | 0 | 0 | 0 | 0 | 0 | 0 | 0 | 0 | 0 | 0 | 0 | 0 | 0 | 0 | 0 | 0 | 0 | 0 | 0 | 0 | 0 | 0 | 0 | 0 | 0 | 0 | 0 |  |  | C2 | 0 | 0 | 0 | 0 | 0 | C2 | 0 | 0 | 0 | 0 | 0 | C2 | [5 empty] | C2 | [5 empty] | 0 | [6 empty] | 0 | [6 empty] | 0 | [6 empty] | 0 | [6 empty] | 0 | [6 empty] | 0
|  |  | 0 | 0 | C3 | 0 | 0 | 0 | 0 | 0 | 0 | 0 | 0 | 0 | 0 | 0 | 0 | 0 | 0 | 0 | 0 | 0 | 0 | 0 | 0 | 0 | 0 | 0 | 0 | 0 | 0 | 0 | 0 | 0 | 0 | 0 | 0 | 0 | 0 | 0 | 0 |  |  | C3 | 0 | 0 | 0 | 0 | 0 | C3 | 0 | 0 | 0 | 0 | 0 | C3 | [5 empty] | C3 | [5 empty] | 0 | [6 empty] | 0 | [6 empty] | 0 | [6 empty] | 0 | [6 empty] | 0 | [6 empty] | 0
|  |  | 0 | 0 | C4 | 0 | 0 | 0 | 0 | 0 | 0 | 0 | 0 | 0 | 0 | 0 | 0 | 0 | 0 | 0 | 0 | 0 | 0 | 0 | 0 | 0 | 0 | 0 | 0 | 0 | 0 | 0 | 0 | 0 | 0 | 0 | 0 | 0 | 0 | 0 | 0 |  |  | C4 | 0 | 0 | 0 | 0 | 0 | C4 | 0 | 0 | 0 | 0 | 0 | C4 | [5 empty] | C4 | [5 empty] | 0 | [6 empty] | 0 | [6 empty] | 0 | [6 empty] | 0 | [6 empty] | 0 | [6 empty] | 0
|  |  | 0 | 0 |  | 0 | 0 | 0 | 0 | 0 |  | 0 | 0 | 0 | 0 | 0 |  | 0 | 0 | 0 | 0 | 0 |  | 0 | 0 | 0 | 0 | 0 |  | 0 | 0 | 0 | 0 | 0 |  | 0 | 0 | 0 | 0 | 0 | [22 empty] | 0 | 0 | 0 | 0 | 0 | 0 |  | 0 | 0 | 0 | 0 | 0 | 0 |  | 0 | 0 | 0 | 0 | 0 | 0 |  | 0 | 0 | 0 | 0 | 0 | 0 |  | 0 | 0 | 0 | 0 | 0 | 0 |  | 0 | 0 | 0 | 0 | 0 | 0
[63 empty] | 0 | 0 | 0 | 0 | 0 | 0 |  | 0 | 0 | 0 | 0 | 0 | 0 |  | 0 | 0 | 0 | 0 | 0 | 0 |  | 0 | 0 | 0 | 0 | 0 | 0 |  | 0 | 0 | 0 | 0 | 0 | 0 |  | 0 | 0 | 0 | 0 | 0 | 0
| TOTAL |  | 335500.9305 | 336594.9305 |  | 63278.8404 | 93451.0022 | 81544.1795 | 33365.6768 | 63861.2317 |  | 49931.8404 | 94866.0022 | 77407.1795 | 40602.6768 | 73582.2317 |  | 32354 | -5156 | -5910 | -5793 | -14399 |  | 53128.8041 | 82989.1806 | 78324.3232 | 42444.733 | 78618.8897 |  | 59502 | -10579 | -12373 | -11833 | -23623 |  | 51944.8331 | 65325.4934 | 75231.5795 | 39897.2997 | 103104.7249 |  |  |  |  | 0 | 0 | 0 | 0 | 0 |  | 0 | 0 | 0 | 0 | 0 | [7 empty] | 597377.572 | 2171964.6932 | 2722038.5723 | 3136781.269 | 8744317.3841 | 17372479.4906 |  | 742834.9915 | 2146356.1139 | 2812835.8654 | 2715359.3042 | 7430132.845 | 15847519.1199 |  | 622418.5163 | 1921720.6417 | 2618741.1751 | 3393102.5113 | 9708859.3163 | 18264842.1607 |  | 937306.2462 | 1811632.7127 | 2443662.9558 | 3045404.1021 | 7833859.2022 | 16071865.219 |  | 591367.995 | 1564951.9766 | 2441155.5197 | 3055378.609 | 13610838.8965 | 21263692.9968 |  | 1172059.1254 | 1344702.4807 | 2093194.6668 | 2370155.4537 | 10445097.6847 | 17425209.4113
Health Index Definitions
|  |  | HI1 | New or as new | [57 empty] | LV Network | 70742.6358 | 114711.166 | 167644.3247 | 232612.7848 | 3965657.9569 | 4551368.8682 | LV Network | 99741.5426 | 111321.3099 | 162554.992 | 223317.0567 | 3647606.0341 | 4244540.9353 | LV Network | 96269.9427 | 101905.438 | 163348.0044 | 204605.3522 | 3780485.7999 | 4346614.5371 | LV Network | 210200.0178 | 83027.4769 | 126688.7481 | 139059.4904 | 2738140.8638 | 3297116.5971 | LV Network | 91132.0083 | 83182.1269 | 164394.4796 | 174229.5481 | 4011205.9786 | 4524144.1414 | LV Network | 281880.0191 | 45488.4203 | 91156.2722 | 39248.0485 | 2397471.776 | 2855244.536
|  |  | HI2 | Good or seviceable condition | [57 empty] | HV Network | 373150.0865 | 1439413.0346 | 1616756.774 | 2059258.1953 | 3601409.2437 | 9089987.3341 | HV Network | 443202.6827 | 1426436.468 | 1724580.2048 | 1741686.3433 | 2924270.8809 | 8260176.5797 | HV Network | 364178.339 | 1295033.0996 | 1604177.6712 | 2121922.1843 | 4425620.5735 | 9810931.8676 | HV Network | 510831.6109 | 1227549.0186 | 1502268.8022 | 1922091.7463 | 3814763.2248 | 8977504.4028 | HV Network | 328967.4361 | 1102189.8175 | 1472952.786 | 1970111.8456 | 6850125.6579 | 11724347.5431 | HV Network | 612706.7086 | 966976.0372 | 1270212.5499 | 1572026.6899 | 5741674.8154 | 10163596.801
|  |  | HI3 | Deterioration requires assessment and monitoring | [57 empty] | EHV Network | 153484.8497 | 617840.4926 | 937637.4737 | 844910.2889 | 1177250.1835 | 3731123.2883 | EHV Network | 199890.7662 | 608598.336 | 925700.6686 | 750355.9041 | 858255.93 | 3342801.6049 | EHV Network | 161970.2347 | 524782.1041 | 851215.4996 | 1066574.9747 | 1502752.9428 | 4107295.756 | EHV Network | 216274.6175 | 501056.2171 | 814705.4055 | 984252.8654 | 1280955.1137 | 3797244.2192 | EHV Network | 171268.5507 | 379580.0322 | 803808.2541 | 911037.2153 | 2749507.26 | 5015201.3123 | EHV Network | 277472.3977 | 332238.0232 | 731825.8447 | 758880.7153 | 2305951.0933 | 4406368.0742
|  |  | HI4 | Material deterioration, intervention requires consideration | [57 empty] | 132kV Network | 0 | 0 | 0 | 0 | 0 | 0 | 132kV Network | 0 | 0 | 0 | 0 | 0 | 0 | 132kV Network | 0 | 0 | 0 | 0 | 0 | 0 | 132kV Network | 0 | 0 | 0 | 0 | 0 | 0 | 132kV Network | 0 | 0 | 0 | 0 | 0 | 0 | 132kV Network | 0 | 0 | 0 | 0 | 0 | 0
|  |  | HI5 | End of serviceable life, intervention required | [57 empty] | Other | 0 | 0 | 0 | 0 | 0 | 0 | Other | 0 | 0 | 0 | 0 | 0 | 0 | Other | 0 | 0 | 0 | 0 | 0 | 0 | Other | 0 | 0 | 0 | 0 | 0 | 0 | Other | 0 | 0 | 0 | 0 | 0 | 0 | Other | 0 | 0 | 0 | 0 | 0 | 0
[62 empty] | Total | 597377.572 | 2171964.6932 | 2722038.5723 | 3136781.269 | 8744317.3841 | 17372479.4906 | Total | 742834.9915 | 2146356.1139 | 2812835.8654 | 2715359.3042 | 7430132.845 | 15847519.1199 | Total | 622418.5163 | 1921720.6417 | 2618741.1751 | 3393102.5113 | 9708859.3163 | 18264842.1607 | Total | 937306.2462 | 1811632.7127 | 2443662.9558 | 3045404.1021 | 7833859.2022 | 16071865.219 | Total | 591367.995 | 1564951.9766 | 2441155.5197 | 3055378.609 | 13610838.8965 | 21263692.9968 | Total | 1172059.1254 | 1344702.4807 | 2093194.6668 | 2370155.4537 | 10445097.6847 | 17425209.4113
Criticality Index Definitions
|  |  | C1 | Low criticality
|  |  | C2 | Average criticality
|  |  | C3 | High criticality
|  |  | C4 | Very high criticality

## SPD - Refurb
Secondary deliverables RIIO-ED1 - Refurbishment | [50 empty] | Criticality weightings C1 to C4 | Criticality Rating Boundaries
SPD | [49 empty] | C1 | 0.7 | Below 75% of average
[50 empty] | C2 | 1 | 75%-125%
[50 empty] | C3 | 1.5 | 125%-200%
[50 empty] | C4 | 2.5 | Over 200% of average
Price base (2012/13)
| ASSET CATEGORIES |  | ASSET REGISTER |  |  | End of DPCR5 (31 March 2015) with investment | [5 empty] | End of DPCR5 (31 March 2015) without investment | [5 empty] | Mid-Period Review (31 March 2019) planned investment | [5 empty] | Mid-Period Review (31 March 2019) without investment | [5 empty] | End of RIIO-ED1 (31 March 2023) planned investment | [5 empty] | End of RIIO-ED1 (31 March 2023) without investment | [8 empty] | Probability of Asset Failure | [5 empty] | Consequence of Asset Failure | [5 empty] | Probability of Asset Failure x Consequence of Asset Failure
Is it your current intention to have a health index for this asset category in the RIIO-ED1 control period.
|  |  | as at 31st March 2015 | as at 31st March 2023 |  | HI 1 | HI 2 | HI 3 | HI 4 | HI 5 |  | HI 1 | HI 2 | HI 3 | HI 4 | HI 5 |  | HI 1 | HI 2 | HI 3 | HI 4 | HI 5 |  | HI 1 | HI 2 | HI 3 | HI 4 | HI 5 |  | HI 1 | HI 2 | HI 3 | HI 4 | HI 5 |  | HI 1 | HI 2 | HI 3 | HI 4 | HI 5 |  |  |  |  | HI 1 | HI 2 | HI 3 | HI 4 | HI 5 |  | HI 1 | HI 2 | HI 3 | HI 4 | HI 5 |  | HI 1 | HI 2 | HI 3 | HI 4 | HI 5 |  | End of DPCR5 (without investment) | [6 empty] | Position at Beginning of RIIO-ED1 | [6 empty] | Mid Period (Without Investment) | [6 empty] | Mid Period (With Investment) | [6 empty] | End of RIIO-ED1 (Without Investment) | [6 empty] | End of RIIO-ED1 (With Investment)
| LV Network | [61 empty] | 1 | 2 | 3 | 4 | 5 | Total |  | 1 | 2 | 3 | 4 | 5 | Total |  | 1 | 2 | 3 | 4 | 5 | Total |  | 1 | 2 | 3 | 4 | 5 | Total |  | 1 | 2 | 3 | 4 | 5 | Total |  | 1 | 2 | 3 | 4 | 5 | Total
| LV Switchgear and Other |  | 0 | 0 | C1 | 0 | 0 | 0 | 0 | 0 | 0 | 0 | 0 | 0 | 0 | 0 | 0 | 0 | 0 | 0 | 0 | 0 | 0 | 0 | 0 | 0 | 0 | 0 | 0 | 0 | 0 | 0 | 0 | 0 | 0 | 0 | 0 | 0 | 0 | 0 | 0 | Yes |  | C1 | 0.0006013 | 0.0012767 | 0.0018024 | 0.003755 | 0.00751 | C1 | 0 | 0 | 0 | 0 | 0 | C1 | [5 empty] | C1 | [5 empty] | 0 | [6 empty] | 0 | [6 empty] | 0 | [6 empty] | 0 | [6 empty] | 0 | [6 empty] | 0
|  |  | 0 | 0 | C2 | 0 | 0 | 0 | 0 | 0 | 0 | 0 | 0 | 0 | 0 | 0 | 0 | 0 | 0 | 0 | 0 | 0 | 0 | 0 | 0 | 0 | 0 | 0 | 0 | 0 | 0 | 0 | 0 | 0 | 0 | 0 | 0 | 0 | 0 | 0 | 0 | No |  | C2 | 0.0006013 | 0.0012767 | 0.0018024 | 0.003755 | 0.00751 | C2 | 0 | 0 | 0 | 0 | 0 | C2 | [5 empty] | C2 | [5 empty] | 0 | [6 empty] | 0 | [6 empty] | 0 | [6 empty] | 0 | [6 empty] | 0 | [6 empty] | 0
|  |  | 0 | 0 | C3 | 0 | 0 | 0 | 0 | 0 | 0 | 0 | 0 | 0 | 0 | 0 | 0 | 0 | 0 | 0 | 0 | 0 | 0 | 0 | 0 | 0 | 0 | 0 | 0 | 0 | 0 | 0 | 0 | 0 | 0 | 0 | 0 | 0 | 0 | 0 | 0 |  |  | C3 | 0.0006013 | 0.0012767 | 0.0018024 | 0.003755 | 0.00751 | C3 | 0 | 0 | 0 | 0 | 0 | C3 | [5 empty] | C3 | [5 empty] | 0 | [6 empty] | 0 | [6 empty] | 0 | [6 empty] | 0 | [6 empty] | 0 | [6 empty] | 0
|  |  | 0 | 0 | C4 | 0 | 0 | 0 | 0 | 0 | 0 | 0 | 0 | 0 | 0 | 0 | 0 | 0 | 0 | 0 | 0 | 0 | 0 | 0 | 0 | 0 | 0 | 0 | 0 | 0 | 0 | 0 | 0 | 0 | 0 | 0 | 0 | 0 | 0 | 0 | 0 |  |  | C4 | 0.0006013 | 0.0012767 | 0.0018024 | 0.003755 | 0.00751 | C4 | 0 | 0 | 0 | 0 | 0 | C4 | [5 empty] | C4 | [5 empty] | 0 | [6 empty] | 0 | [6 empty] | 0 | [6 empty] | 0 | [6 empty] | 0 | [6 empty] | 0
|  |  | 0 | 0 |  | 0 | 0 | 0 | 0 | 0 |  | 0 | 0 | 0 | 0 | 0 |  | 0 | 0 | 0 | 0 | 0 |  | 0 | 0 | 0 | 0 | 0 |  | 0 | 0 | 0 | 0 | 0 |  | 0 | 0 | 0 | 0 | 0 | [22 empty] | 0 | 0 | 0 | 0 | 0 | 0 |  | 0 | 0 | 0 | 0 | 0 | 0 |  | 0 | 0 | 0 | 0 | 0 | 0 |  | 0 | 0 | 0 | 0 | 0 | 0 |  | 0 | 0 | 0 | 0 | 0 | 0 |  | 0 | 0 | 0 | 0 | 0 | 0
| LV UGB |  | 0 | 0 | C1 | 0 | 0 | 0 | 0 | 0 | 0 | 0 | 0 | 0 | 0 | 0 | 0 | 0 | 0 | 0 | 0 | 0 | 0 | 0 | 0 | 0 | 0 | 0 | 0 | 0 | 0 | 0 | 0 | 0 | 0 | 0 | 0 | 0 | 0 | 0 | 0 |  |  | C1 | 0.0011805 | 0.0025075 | 0.00354 | 0.007375 | 0.01475 | C1 | 0 | 0 | 0 | 0 | 0 | C1 | [5 empty] | C1 | [5 empty] | 0 | [6 empty] | 0 | [6 empty] | 0 | [6 empty] | 0 | [6 empty] | 0 | [6 empty] | 0
|  |  | 0 | 0 | C2 | 0 | 0 | 0 | 0 | 0 | 0 | 0 | 0 | 0 | 0 | 0 | 0 | 0 | 0 | 0 | 0 | 0 | 0 | 0 | 0 | 0 | 0 | 0 | 0 | 0 | 0 | 0 | 0 | 0 | 0 | 0 | 0 | 0 | 0 | 0 | 0 |  |  | C2 | 0.0011805 | 0.0025075 | 0.00354 | 0.007375 | 0.01475 | C2 | 0 | 0 | 0 | 0 | 0 | C2 | [5 empty] | C2 | [5 empty] | 0 | [6 empty] | 0 | [6 empty] | 0 | [6 empty] | 0 | [6 empty] | 0 | [6 empty] | 0
|  |  | 0 | 0 | C3 | 0 | 0 | 0 | 0 | 0 | 0 | 0 | 0 | 0 | 0 | 0 | 0 | 0 | 0 | 0 | 0 | 0 | 0 | 0 | 0 | 0 | 0 | 0 | 0 | 0 | 0 | 0 | 0 | 0 | 0 | 0 | 0 | 0 | 0 | 0 | 0 |  |  | C3 | 0.0011805 | 0.0025075 | 0.00354 | 0.007375 | 0.01475 | C3 | 0 | 0 | 0 | 0 | 0 | C3 | [5 empty] | C3 | [5 empty] | 0 | [6 empty] | 0 | [6 empty] | 0 | [6 empty] | 0 | [6 empty] | 0 | [6 empty] | 0
|  |  | 0 | 0 | C4 | 0 | 0 | 0 | 0 | 0 | 0 | 0 | 0 | 0 | 0 | 0 | 0 | 0 | 0 | 0 | 0 | 0 | 0 | 0 | 0 | 0 | 0 | 0 | 0 | 0 | 0 | 0 | 0 | 0 | 0 | 0 | 0 | 0 | 0 | 0 | 0 |  |  | C4 | 0.0011805 | 0.0025075 | 0.00354 | 0.007375 | 0.01475 | C4 | 0 | 0 | 0 | 0 | 0 | C4 | [5 empty] | C4 | [5 empty] | 0 | [6 empty] | 0 | [6 empty] | 0 | [6 empty] | 0 | [6 empty] | 0 | [6 empty] | 0
|  |  | 0 | 0 |  | 0 | 0 | 0 | 0 | 0 |  | 0 | 0 | 0 | 0 | 0 |  | 0 | 0 | 0 | 0 | 0 |  | 0 | 0 | 0 | 0 | 0 |  | 0 | 0 | 0 | 0 | 0 |  | 0 | 0 | 0 | 0 | 0 | [22 empty] | 0 | 0 | 0 | 0 | 0 | 0 |  | 0 | 0 | 0 | 0 | 0 | 0 |  | 0 | 0 | 0 | 0 | 0 | 0 |  | 0 | 0 | 0 | 0 | 0 | 0 |  | 0 | 0 | 0 | 0 | 0 | 0 |  | 0 | 0 | 0 | 0 | 0 | 0
| LV OHL Support |  | 20882 | 20882 | C1 | 3505 | 2165 | 2360 | 1767 | 11085 | 20882 | 2373 | 2231 | 2434 | 1841 | 12051 | 20930 | 0 | 0 | 0 | 0 | 0 | 0 | 3361 | 1964 | 2358 | 1610 | 11589 | 20882 | 0 | 0 | 0 | 0 | 0 | 0 | 3154 | 1600 | 2339 | 1250 | 12539 | 20882 |  |  | C1 | 0.0009905 | 0.0021038 | 0.00297 | 0.0061875 | 0.012375 | C1 | 5914.7239 | 5914.7239 | 5914.7239 | 5914.7239 | 5914.7239 | C1 | 5.8585 | 12.4431 | 17.5667 | 36.5974 | 73.1947 | C1 | 13902.3014 | 27760.5572 | 42757.4211 | 67375.7295 | 882069.4365 | 1033865.4457 |  | 20534.1619 | 26939.3126 | 41457.4831 | 64667.5253 | 811363.3477 | 964961.8306 |  | 19690.533 | 24438.2494 | 41422.3496 | 58921.7406 | 848253.481 | 992726.3537 |  | 19690.533 | 24438.2494 | 41422.3496 | 58921.7406 | 848253.481 | 992726.3537 |  | 18477.8165 | 19908.9608 | 41088.5818 | 45746.693 | 917788.4544 | 1043010.5065 |  | 18477.8165 | 19908.9608 | 41088.5818 | 45746.693 | 917788.4544 | 1043010.5065
|  |  | 31820 | 31820 | C2 | 5822 | 3348 | 3298 | 2263 | 17089 | 31820 | 4106 | 3451 | 3400 | 2357 | 18579 | 31893 | 0 | 0 | 0 | 0 | 0 | 0 | 5614 | 3031 | 3348 | 2018 | 17809 | 31820 | 0 | 0 | 0 | 0 | 0 | 0 | 5259 | 2486 | 3430 | 1700 | 18945 | 31820 |  |  | C2 | 0.0009905 | 0.0021038 | 0.00297 | 0.0061875 | 0.012375 | C2 | 8449.6056 | 8449.6056 | 8449.6056 | 8449.6056 | 8449.6056 | C2 | 8.3693 | 17.7759 | 25.0953 | 52.2819 | 104.5639 | C2 | 34364.487 | 61344.4855 | 85324.1178 | 123228.5206 | 1942692.137 | 2246953.7478 |  | 48726.2648 | 59513.5721 | 82764.3942 | 118314.0187 | 1786891.971 | 2096210.2209 |  | 46985.4432 | 53878.6252 | 84019.1607 | 105504.9446 | 1862177.9573 | 2152566.131 |  | 46985.4432 | 53878.6252 | 84019.1607 | 105504.9446 | 1862177.9573 | 2152566.131 |  | 44014.3295 | 44190.7827 | 86076.9776 | 88879.2893 | 1980962.5134 | 2244123.8925 |  | 44014.3295 | 44190.7827 | 86076.9776 | 88879.2893 | 1980962.5134 | 2244123.8925
|  |  | 4337 | 4337 | C3 | 833 | 361 | 340 | 196 | 2607 | 4337 | 587 | 372 | 351 | 204 | 2834 | 4348 | 0 | 0 | 0 | 0 | 0 | 0 | 809 | 333 | 347 | 194 | 2654 | 4337 | 0 | 0 | 0 | 0 | 0 | 0 | 788 | 254 | 354 | 175 | 2766 | 4337 |  |  | C3 | 0.0009905 | 0.0021038 | 0.00297 | 0.0061875 | 0.012375 | C3 | 12674.4085 | 12674.4085 | 12674.4085 | 12674.4085 | 12674.4085 | C3 | 12.554 | 26.6638 | 37.643 | 78.4229 | 156.8458 | C3 | 7369.1989 | 9918.9287 | 13212.6906 | 15998.2721 | 444501.0105 | 491000.1008 |  | 10457.4833 | 9625.627 | 12798.6177 | 15370.8889 | 408897.0129 | 457149.6297 |  | 10156.1873 | 8879.041 | 13062.1186 | 15214.0431 | 416268.7657 | 463580.1556 |  | 10156.1873 | 8879.041 | 13062.1186 | 15214.0431 | 416268.7657 | 463580.1556 |  | 9892.5532 | 6772.6018 | 13325.6196 | 13724.0079 | 433835.4958 | 477550.2784 |  | 9892.5532 | 6772.6018 | 13325.6196 | 13724.0079 | 433835.4958 | 477550.2784
|  |  | 4348 | 4348 | C4 | 957 | 343 | 407 | 191 | 2450 | 4348 | 722 | 353 | 420 | 199 | 2664 | 4358 | 0 | 0 | 0 | 0 | 0 | 0 | 929 | 331 | 396 | 191 | 2501 | 4348 | 0 | 0 | 0 | 0 | 0 | 0 | 896 | 277 | 381 | 198 | 2596 | 4348 |  |  | C4 | 0.0009905 | 0.0021038 | 0.00297 | 0.0061875 | 0.012375 | C4 | 21124.0141 | 21124.0141 | 21124.0141 | 21124.0141 | 21124.0141 | C4 | 20.9233 | 44.4396 | 62.7383 | 130.7048 | 261.4097 | C4 | 15106.6486 | 15687.1946 | 26350.0952 | 26010.2626 | 696395.3729 | 779549.5738 |  | 20023.6325 | 15242.7981 | 25534.497 | 24964.6239 | 640453.7025 | 726219.2541 |  | 19437.7791 | 14709.5224 | 24844.3755 | 24964.6239 | 653785.5959 | 737741.8968 |  | 19437.7791 | 14709.5224 | 24844.3755 | 24964.6239 | 653785.5959 | 737741.8968 |  | 18747.309 | 12309.7816 | 23903.3006 | 25879.5578 | 678619.515 | 759459.464 |  | 18747.309 | 12309.7816 | 23903.3006 | 25879.5578 | 678619.515 | 759459.464
|  |  | 61387 | 61387 |  | 11117 | 6217 | 6405 | 4417 | 33231 |  | 7788 | 6407 | 6605 | 4601 | 36128 |  | 0 | 0 | 0 | 0 | 0 |  | 10713 | 5659 | 6449 | 4013 | 34553 |  | 0 | 0 | 0 | 0 | 0 |  | 10097 | 4617 | 6504 | 3323 | 36846 | [22 empty] | 70742.6358 | 114711.166 | 167644.3247 | 232612.7848 | 3965657.9569 | 4551368.8682 |  | 99741.5426 | 111321.3099 | 162554.992 | 223317.0567 | 3647606.0341 | 4244540.9353 |  | 96269.9427 | 101905.438 | 163348.0044 | 204605.3522 | 3780485.7999 | 4346614.5371 |  | 96269.9427 | 101905.438 | 163348.0044 | 204605.3522 | 3780485.7999 | 4346614.5371 |  | 91132.0083 | 83182.1269 | 164394.4796 | 174229.5481 | 4011205.9786 | 4524144.1414 |  | 91132.0083 | 83182.1269 | 164394.4796 | 174229.5481 | 4011205.9786 | 4524144.1414
| [Please insert new asset category as required] |  | 0 | 0 | C1 | 0 | 0 | 0 | 0 | 0 | 0 | 0 | 0 | 0 | 0 | 0 | 0 | 0 | 0 | 0 | 0 | 0 | 0 | 0 | 0 | 0 | 0 | 0 | 0 | 0 | 0 | 0 | 0 | 0 | 0 | 0 | 0 | 0 | 0 | 0 | 0 |  |  | C1 | 0.0001885 | 0.0003995 | 0.000564 | 0.001175 | 0.00235 | C1 | 0 | 0 | 0 | 0 | 0 | C1 | [5 empty] | C1 | [5 empty] | 0 | [6 empty] | 0 | [6 empty] | 0 | [6 empty] | 0 | [6 empty] | 0 | [6 empty] | 0
|  |  | 0 | 0 | C2 | 0 | 0 | 0 | 0 | 0 | 0 | 0 | 0 | 0 | 0 | 0 | 0 | 0 | 0 | 0 | 0 | 0 | 0 | 0 | 0 | 0 | 0 | 0 | 0 | 0 | 0 | 0 | 0 | 0 | 0 | 0 | 0 | 0 | 0 | 0 | 0 |  |  | C2 | 0.0001885 | 0.0003995 | 0.000564 | 0.001175 | 0.00235 | C2 | 0 | 0 | 0 | 0 | 0 | C2 | [5 empty] | C2 | [5 empty] | 0 | [6 empty] | 0 | [6 empty] | 0 | [6 empty] | 0 | [6 empty] | 0 | [6 empty] | 0
|  |  | 0 | 0 | C3 | 0 | 0 | 0 | 0 | 0 | 0 | 0 | 0 | 0 | 0 | 0 | 0 | 0 | 0 | 0 | 0 | 0 | 0 | 0 | 0 | 0 | 0 | 0 | 0 | 0 | 0 | 0 | 0 | 0 | 0 | 0 | 0 | 0 | 0 | 0 | 0 |  |  | C3 | 0.0001885 | 0.0003995 | 0.000564 | 0.001175 | 0.00235 | C3 | 0 | 0 | 0 | 0 | 0 | C3 | [5 empty] | C3 | [5 empty] | 0 | [6 empty] | 0 | [6 empty] | 0 | [6 empty] | 0 | [6 empty] | 0 | [6 empty] | 0
|  |  | 0 | 0 | C4 | 0 | 0 | 0 | 0 | 0 | 0 | 0 | 0 | 0 | 0 | 0 | 0 | 0 | 0 | 0 | 0 | 0 | 0 | 0 | 0 | 0 | 0 | 0 | 0 | 0 | 0 | 0 | 0 | 0 | 0 | 0 | 0 | 0 | 0 | 0 | 0 |  |  | C4 | 0.0001885 | 0.0003995 | 0.000564 | 0.001175 | 0.00235 | C4 | 0 | 0 | 0 | 0 | 0 | C4 | [5 empty] | C4 | [5 empty] | 0 | [6 empty] | 0 | [6 empty] | 0 | [6 empty] | 0 | [6 empty] | 0 | [6 empty] | 0
|  |  | 0 | 0 |  | 0 | 0 | 0 | 0 | 0 |  | 0 | 0 | 0 | 0 | 0 |  | 0 | 0 | 0 | 0 | 0 |  | 0 | 0 | 0 | 0 | 0 |  | 0 | 0 | 0 | 0 | 0 |  | 0 | 0 | 0 | 0 | 0 | [22 empty] | 0 | 0 | 0 | 0 | 0 | 0 |  | 0 | 0 | 0 | 0 | 0 | 0 |  | 0 | 0 | 0 | 0 | 0 | 0 |  | 0 | 0 | 0 | 0 | 0 | 0 |  | 0 | 0 | 0 | 0 | 0 | 0 |  | 0 | 0 | 0 | 0 | 0 | 0
| [Please insert new asset category as required] |  | 0 | 0 | C1 | 0 | 0 | 0 | 0 | 0 | 0 | 0 | 0 | 0 | 0 | 0 | 0 | 0 | 0 | 0 | 0 | 0 | 0 | 0 | 0 | 0 | 0 | 0 | 0 | 0 | 0 | 0 | 0 | 0 | 0 | 0 | 0 | 0 | 0 | 0 | 0 |  |  | C1 | 0.0011205 | 0.00238 | 0.00336 | 0.007 | 0.014 | C1 | 0 | 0 | 0 | 0 | 0 | C1 | [5 empty] | C1 | [5 empty] | 0 | [6 empty] | 0 | [6 empty] | 0 | [6 empty] | 0 | [6 empty] | 0 | [6 empty] | 0
|  |  | 0 | 0 | C2 | 0 | 0 | 0 | 0 | 0 | 0 | 0 | 0 | 0 | 0 | 0 | 0 | 0 | 0 | 0 | 0 | 0 | 0 | 0 | 0 | 0 | 0 | 0 | 0 | 0 | 0 | 0 | 0 | 0 | 0 | 0 | 0 | 0 | 0 | 0 | 0 |  |  | C2 | 0.0011205 | 0.00238 | 0.00336 | 0.007 | 0.014 | C2 | 0 | 0 | 0 | 0 | 0 | C2 | [5 empty] | C2 | [5 empty] | 0 | [6 empty] | 0 | [6 empty] | 0 | [6 empty] | 0 | [6 empty] | 0 | [6 empty] | 0
|  |  | 0 | 0 | C3 | 0 | 0 | 0 | 0 | 0 | 0 | 0 | 0 | 0 | 0 | 0 | 0 | 0 | 0 | 0 | 0 | 0 | 0 | 0 | 0 | 0 | 0 | 0 | 0 | 0 | 0 | 0 | 0 | 0 | 0 | 0 | 0 | 0 | 0 | 0 | 0 |  |  | C3 | 0.0011205 | 0.00238 | 0.00336 | 0.007 | 0.014 | C3 | 0 | 0 | 0 | 0 | 0 | C3 | [5 empty] | C3 | [5 empty] | 0 | [6 empty] | 0 | [6 empty] | 0 | [6 empty] | 0 | [6 empty] | 0 | [6 empty] | 0
|  |  | 0 | 0 | C4 | 0 | 0 | 0 | 0 | 0 | 0 | 0 | 0 | 0 | 0 | 0 | 0 | 0 | 0 | 0 | 0 | 0 | 0 | 0 | 0 | 0 | 0 | 0 | 0 | 0 | 0 | 0 | 0 | 0 | 0 | 0 | 0 | 0 | 0 | 0 | 0 |  |  | C4 | 0.0011205 | 0.00238 | 0.00336 | 0.007 | 0.014 | C4 | 0 | 0 | 0 | 0 | 0 | C4 | [5 empty] | C4 | [5 empty] | 0 | [6 empty] | 0 | [6 empty] | 0 | [6 empty] | 0 | [6 empty] | 0 | [6 empty] | 0
|  |  | 0 | 0 |  | 0 | 0 | 0 | 0 | 0 |  | 0 | 0 | 0 | 0 | 0 |  | 0 | 0 | 0 | 0 | 0 |  | 0 | 0 | 0 | 0 | 0 |  | 0 | 0 | 0 | 0 | 0 |  | 0 | 0 | 0 | 0 | 0 | [22 empty] | 0 | 0 | 0 | 0 | 0 | 0 |  | 0 | 0 | 0 | 0 | 0 | 0 |  | 0 | 0 | 0 | 0 | 0 | 0 |  | 0 | 0 | 0 | 0 | 0 | 0 |  | 0 | 0 | 0 | 0 | 0 | 0 |  | 0 | 0 | 0 | 0 | 0 | 0
| [Please insert new asset category as required] |  | 0 | 0 | C1 | 0 | 0 | 0 | 0 | 0 | 0 | 0 | 0 | 0 | 0 | 0 | 0 | 0 | 0 | 0 | 0 | 0 | 0 | 0 | 0 | 0 | 0 | 0 | 0 | 0 | 0 | 0 | 0 | 0 | 0 | 0 | 0 | 0 | 0 | 0 | 0 |  |  | C1 | 0 | 0 | 0 | 0 | 0 | C1 | 0 | 0 | 0 | 0 | 0 | C1 | [5 empty] | C1 | [5 empty] | 0 | [6 empty] | 0 | [6 empty] | 0 | [6 empty] | 0 | [6 empty] | 0 | [6 empty] | 0
|  |  | 0 | 0 | C2 | 0 | 0 | 0 | 0 | 0 | 0 | 0 | 0 | 0 | 0 | 0 | 0 | 0 | 0 | 0 | 0 | 0 | 0 | 0 | 0 | 0 | 0 | 0 | 0 | 0 | 0 | 0 | 0 | 0 | 0 | 0 | 0 | 0 | 0 | 0 | 0 |  |  | C2 | 0 | 0 | 0 | 0 | 0 | C2 | 0 | 0 | 0 | 0 | 0 | C2 | [5 empty] | C2 | [5 empty] | 0 | [6 empty] | 0 | [6 empty] | 0 | [6 empty] | 0 | [6 empty] | 0 | [6 empty] | 0
|  |  | 0 | 0 | C3 | 0 | 0 | 0 | 0 | 0 | 0 | 0 | 0 | 0 | 0 | 0 | 0 | 0 | 0 | 0 | 0 | 0 | 0 | 0 | 0 | 0 | 0 | 0 | 0 | 0 | 0 | 0 | 0 | 0 | 0 | 0 | 0 | 0 | 0 | 0 | 0 |  |  | C3 | 0 | 0 | 0 | 0 | 0 | C3 | 0 | 0 | 0 | 0 | 0 | C3 | [5 empty] | C3 | [5 empty] | 0 | [6 empty] | 0 | [6 empty] | 0 | [6 empty] | 0 | [6 empty] | 0 | [6 empty] | 0
|  |  | 0 | 0 | C4 | 0 | 0 | 0 | 0 | 0 | 0 | 0 | 0 | 0 | 0 | 0 | 0 | 0 | 0 | 0 | 0 | 0 | 0 | 0 | 0 | 0 | 0 | 0 | 0 | 0 | 0 | 0 | 0 | 0 | 0 | 0 | 0 | 0 | 0 | 0 | 0 |  |  | C4 | 0 | 0 | 0 | 0 | 0 | C4 | 0 | 0 | 0 | 0 | 0 | C4 | [5 empty] | C4 | [5 empty] | 0 | [6 empty] | 0 | [6 empty] | 0 | [6 empty] | 0 | [6 empty] | 0 | [6 empty] | 0
|  |  | 0 | 0 |  | 0 | 0 | 0 | 0 | 0 |  | 0 | 0 | 0 | 0 | 0 |  | 0 | 0 | 0 | 0 | 0 |  | 0 | 0 | 0 | 0 | 0 |  | 0 | 0 | 0 | 0 | 0 |  | 0 | 0 | 0 | 0 | 0 | [22 empty] | 0 | 0 | 0 | 0 | 0 | 0 |  | 0 | 0 | 0 | 0 | 0 | 0 |  | 0 | 0 | 0 | 0 | 0 | 0 |  | 0 | 0 | 0 | 0 | 0 | 0 |  | 0 | 0 | 0 | 0 | 0 | 0 |  | 0 | 0 | 0 | 0 | 0 | 0
| [Please insert new asset category as required] |  | 0 | 0 | C1 | 0 | 0 | 0 | 0 | 0 | 0 | 0 | 0 | 0 | 0 | 0 | 0 | 0 | 0 | 0 | 0 | 0 | 0 | 0 | 0 | 0 | 0 | 0 | 0 | 0 | 0 | 0 | 0 | 0 | 0 | 0 | 0 | 0 | 0 | 0 | 0 |  |  | C1 | 0 | 0 | 0 | 0 | 0 | C1 | 0 | 0 | 0 | 0 | 0 | C1 | [5 empty] | C1 | [5 empty] | 0 | [6 empty] | 0 | [6 empty] | 0 | [6 empty] | 0 | [6 empty] | 0 | [6 empty] | 0
|  |  | 0 | 0 | C2 | 0 | 0 | 0 | 0 | 0 | 0 | 0 | 0 | 0 | 0 | 0 | 0 | 0 | 0 | 0 | 0 | 0 | 0 | 0 | 0 | 0 | 0 | 0 | 0 | 0 | 0 | 0 | 0 | 0 | 0 | 0 | 0 | 0 | 0 | 0 | 0 |  |  | C2 | 0 | 0 | 0 | 0 | 0 | C2 | 0 | 0 | 0 | 0 | 0 | C2 | [5 empty] | C2 | [5 empty] | 0 | [6 empty] | 0 | [6 empty] | 0 | [6 empty] | 0 | [6 empty] | 0 | [6 empty] | 0
|  |  | 0 | 0 | C3 | 0 | 0 | 0 | 0 | 0 | 0 | 0 | 0 | 0 | 0 | 0 | 0 | 0 | 0 | 0 | 0 | 0 | 0 | 0 | 0 | 0 | 0 | 0 | 0 | 0 | 0 | 0 | 0 | 0 | 0 | 0 | 0 | 0 | 0 | 0 | 0 |  |  | C3 | 0 | 0 | 0 | 0 | 0 | C3 | 0 | 0 | 0 | 0 | 0 | C3 | [5 empty] | C3 | [5 empty] | 0 | [6 empty] | 0 | [6 empty] | 0 | [6 empty] | 0 | [6 empty] | 0 | [6 empty] | 0
|  |  | 0 | 0 | C4 | 0 | 0 | 0 | 0 | 0 | 0 | 0 | 0 | 0 | 0 | 0 | 0 | 0 | 0 | 0 | 0 | 0 | 0 | 0 | 0 | 0 | 0 | 0 | 0 | 0 | 0 | 0 | 0 | 0 | 0 | 0 | 0 | 0 | 0 | 0 | 0 |  |  | C4 | 0 | 0 | 0 | 0 | 0 | C4 | 0 | 0 | 0 | 0 | 0 | C4 | [5 empty] | C4 | [5 empty] | 0 | [6 empty] | 0 | [6 empty] | 0 | [6 empty] | 0 | [6 empty] | 0 | [6 empty] | 0
|  |  | 0 | 0 |  | 0 | 0 | 0 | 0 | 0 |  | 0 | 0 | 0 | 0 | 0 |  | 0 | 0 | 0 | 0 | 0 |  | 0 | 0 | 0 | 0 | 0 |  | 0 | 0 | 0 | 0 | 0 |  | 0 | 0 | 0 | 0 | 0 | [22 empty] | 0 | 0 | 0 | 0 | 0 | 0 |  | 0 | 0 | 0 | 0 | 0 | 0 |  | 0 | 0 | 0 | 0 | 0 | 0 |  | 0 | 0 | 0 | 0 | 0 | 0 |  | 0 | 0 | 0 | 0 | 0 | 0 |  | 0 | 0 | 0 | 0 | 0 | 0
| [Please insert new asset category as required] |  | 0 | 0 | C1 | 0 | 0 | 0 | 0 | 0 | 0 | 0 | 0 | 0 | 0 | 0 | 0 | 0 | 0 | 0 | 0 | 0 | 0 | 0 | 0 | 0 | 0 | 0 | 0 | 0 | 0 | 0 | 0 | 0 | 0 | 0 | 0 | 0 | 0 | 0 | 0 |  |  | C1 | 0 | 0 | 0 | 0 | 0 | C1 | 0 | 0 | 0 | 0 | 0 | C1 | [5 empty] | C1 | [5 empty] | 0 | [6 empty] | 0 | [6 empty] | 0 | [6 empty] | 0 | [6 empty] | 0 | [6 empty] | 0
|  |  | 0 | 0 | C2 | 0 | 0 | 0 | 0 | 0 | 0 | 0 | 0 | 0 | 0 | 0 | 0 | 0 | 0 | 0 | 0 | 0 | 0 | 0 | 0 | 0 | 0 | 0 | 0 | 0 | 0 | 0 | 0 | 0 | 0 | 0 | 0 | 0 | 0 | 0 | 0 |  |  | C2 | 0 | 0 | 0 | 0 | 0 | C2 | 0 | 0 | 0 | 0 | 0 | C2 | [5 empty] | C2 | [5 empty] | 0 | [6 empty] | 0 | [6 empty] | 0 | [6 empty] | 0 | [6 empty] | 0 | [6 empty] | 0
|  |  | 0 | 0 | C3 | 0 | 0 | 0 | 0 | 0 | 0 | 0 | 0 | 0 | 0 | 0 | 0 | 0 | 0 | 0 | 0 | 0 | 0 | 0 | 0 | 0 | 0 | 0 | 0 | 0 | 0 | 0 | 0 | 0 | 0 | 0 | 0 | 0 | 0 | 0 | 0 |  |  | C3 | 0 | 0 | 0 | 0 | 0 | C3 | 0 | 0 | 0 | 0 | 0 | C3 | [5 empty] | C3 | [5 empty] | 0 | [6 empty] | 0 | [6 empty] | 0 | [6 empty] | 0 | [6 empty] | 0 | [6 empty] | 0
|  |  | 0 | 0 | C4 | 0 | 0 | 0 | 0 | 0 | 0 | 0 | 0 | 0 | 0 | 0 | 0 | 0 | 0 | 0 | 0 | 0 | 0 | 0 | 0 | 0 | 0 | 0 | 0 | 0 | 0 | 0 | 0 | 0 | 0 | 0 | 0 | 0 | 0 | 0 | 0 |  |  | C4 | 0 | 0 | 0 | 0 | 0 | C4 | 0 | 0 | 0 | 0 | 0 | C4 | [5 empty] | C4 | [5 empty] | 0 | [6 empty] | 0 | [6 empty] | 0 | [6 empty] | 0 | [6 empty] | 0 | [6 empty] | 0
|  |  | 0 | 0 |  | 0 | 0 | 0 | 0 | 0 |  | 0 | 0 | 0 | 0 | 0 |  | 0 | 0 | 0 | 0 | 0 |  | 0 | 0 | 0 | 0 | 0 |  | 0 | 0 | 0 | 0 | 0 |  | 0 | 0 | 0 | 0 | 0 | [22 empty] | 0 | 0 | 0 | 0 | 0 | 0 |  | 0 | 0 | 0 | 0 | 0 | 0 |  | 0 | 0 | 0 | 0 | 0 | 0 |  | 0 | 0 | 0 | 0 | 0 | 0 |  | 0 | 0 | 0 | 0 | 0 | 0 |  | 0 | 0 | 0 | 0 | 0 | 0
[63 empty] | 70742.6358 | 114711.166 | 167644.3247 | 232612.7848 | 3965657.9569 | 4551368.8682 |  | 99741.5426 | 111321.3099 | 162554.992 | 223317.0567 | 3647606.0341 | 4244540.9353 |  | 96269.9427 | 101905.438 | 163348.0044 | 204605.3522 | 3780485.7999 | 4346614.5371 |  | 96269.9427 | 101905.438 | 163348.0044 | 204605.3522 | 3780485.7999 | 4346614.5371 |  | 91132.0083 | 83182.1269 | 164394.4796 | 174229.5481 | 4011205.9786 | 4524144.1414 |  | 91132.0083 | 83182.1269 | 164394.4796 | 174229.5481 | 4011205.9786 | 4524144.1414
| HV Network | [73 empty] | 0 | [6 empty] | 0 | [6 empty] | 0 | [6 empty] | 0 | [6 empty] | 0
| HV Switchgear (GM) - Primary |  | 1994 | 1994 | C1 | 401 | 710 | 449 | 339 | 95 | 1994 | 352 | 710 | 449 | 339 | 150 | 2000 | 0 | 53 | 53 | -106 | 0 | 0 | 362 | 577 | 426 | 375 | 254 | 1994 | 0 | 103 | 101 | -204 | 0 | 0 | 357 | 452 | 410 | 292 | 483 | 1994 |  |  | C1 | 0.00044 | 0.00093394 | 0.0013185 | 0.0027469 | 0.0054937 | C1 | 34438.4519 | 34438.4519 | 34438.4519 | 34438.4519 | 34438.4519 | C1 | 15.1529 | 32.1634 | 45.4071 | 94.5981 | 189.1962 | C1 | 5333.8274 | 22835.9868 | 20387.7874 | 32068.7635 | 28379.4368 | 109005.8019 |  | 6076.3205 | 22835.9868 | 20387.7874 | 32068.7635 | 17973.6433 | 99342.5015 |  | 5485.3566 | 18558.2597 | 19343.4241 | 35474.296 | 48055.8463 | 126917.1826 |  | 5485.3566 | 20262.9179 | 21750.0003 | 25446.895 | 48055.8463 | 121001.016 |  | 5409.592 | 14537.8395 | 18616.9105 | 27622.6518 | 91381.7864 | 157568.7802 |  | 5409.592 | 17850.6657 | 23203.0275 | 8324.6348 | 91381.7864 | 146169.7064
|  |  | 1387 | 1387 | C2 | 296 | 447 | 367 | 207 | 70 | 1387 | 259 | 447 | 367 | 207 | 110 | 1390 | 0 | 37 | 47 | -84 | 0 | 0 | 269 | 371 | 316 | 268 | 163 | 1387 | 0 | 84 | 103 | -187 | 0 | 0 | 267 | 312 | 249 | 237 | 322 | 1387 |  |  | C2 | 0.00044 | 0.00093394 | 0.0013185 | 0.0027469 | 0.0054937 | C2 | 49197.7884 | 49197.7884 | 49197.7884 | 49197.7884 | 49197.7884 | C2 | 21.647 | 45.9477 | 64.8673 | 135.1402 | 270.2804 | C2 | 5606.58 | 20538.6038 | 23806.2932 | 27974.0162 | 29730.8385 | 107656.3318 |  | 6407.52 | 20538.6038 | 23806.2932 | 27974.0162 | 18919.6245 | 97646.0578 |  | 5823.0502 | 17046.5817 | 20498.0618 | 36217.5669 | 44055.6971 | 123640.9577 |  | 5823.0502 | 18746.6451 | 23546.8241 | 24865.7922 | 44055.6971 | 117038.0087 |  | 5779.7562 | 14335.6698 | 16151.9537 | 32028.2215 | 87030.2728 | 155325.8739 |  | 5779.7562 | 18195.2732 | 22833.284 | 6757.0088 | 87030.2728 | 140595.5949
|  |  | 672 | 672 | C3 | 87 | 301 | 131 | 108 | 45 | 672 | 63 | 301 | 131 | 108 | 71 | 674 | 0 | 17 | 21 | -38 | 0 | 0 | 70 | 243 | 139 | 121 | 99 | 672 | 0 | 27 | 33 | -60 | 0 | 0 | 82 | 181 | 165 | 76 | 168 | 672 |  |  | C3 | 0.00044 | 0.00093394 | 0.0013185 | 0.0027469 | 0.0054937 | C3 | 73796.6826 | 73796.6826 | 73796.6826 | 73796.6826 | 73796.6826 | C3 | 32.4705 | 68.9215 | 97.3009 | 202.7103 | 405.4205 | C3 | 2045.644 | 20745.3683 | 12746.4213 | 21892.7084 | 28784.8573 | 86214.9993 |  | 2824.937 | 20745.3683 | 12746.4213 | 21892.7084 | 18243.9236 | 76453.3586 |  | 2272.9378 | 16747.9219 | 13524.8287 | 24527.9418 | 40136.632 | 97210.2622 |  | 2272.9378 | 17919.5872 | 15568.1482 | 16824.9518 | 40136.632 | 92722.257 |  | 2662.5843 | 12474.7896 | 16054.6528 | 15405.98 | 68110.6482 | 114708.6549 |  | 2662.5843 | 14335.6698 | 19265.5834 | 3243.3642 | 68110.6482 | 107617.8499
|  |  | 485 | 485 | C4 | 55 | 223 | 145 | 53 | 9 | 485 | 50 | 223 | 145 | 53 | 14 | 485 | 0 | 13 | 15 | -28 | 0 | 0 | 51 | 189 | 125 | 90 | 30 | 485 | 0 | 29 | 36 | -65 | 0 | 0 | 54 | 150 | 123 | 83 | 75 | 485 |  |  | C4 | 0.00044 | 0.00093394 | 0.0013185 | 0.0027469 | 0.0054937 | C4 | 122994.4711 | 122994.4711 | 122994.4711 | 122994.4711 | 122994.4711 | C4 | 54.1176 | 114.8691 | 162.1682 | 337.8504 | 675.7009 | C4 | 2705.8784 | 25615.8202 | 23514.3905 | 17906.0732 | 9459.8123 | 79201.9745 |  | 2976.4662 | 25615.8202 | 23514.3905 | 17906.0732 | 6081.3079 | 76094.0579 |  | 2759.9959 | 21710.2691 | 20271.0263 | 30406.5394 | 20271.0263 | 95418.857 |  | 2759.9959 | 23203.5681 | 22703.5494 | 20946.7271 | 20271.0263 | 89884.8668 |  | 2922.3486 | 17230.3723 | 19946.6898 | 28041.5863 | 50677.5657 | 118818.5628 |  | 2922.3486 | 20561.5776 | 25784.7454 | 6081.3079 | 50677.5657 | 106027.5452
|  |  | 4538 | 4538 |  | 839 | 1681 | 1092 | 707 | 219 |  | 724 | 1681 | 1092 | 707 | 345 |  | 0 | 120 | 136 | -256 | 0 |  | 752 | 1380 | 1006 | 854 | 546 |  | 0 | 243 | 273 | -516 | 0 |  | 760 | 1095 | 947 | 688 | 1048 | [22 empty] | 15691.9298 | 89735.7791 | 80454.8924 | 99841.5614 | 96354.9448 | 382079.1075 |  | 18285.2436 | 89735.7791 | 80454.8924 | 99841.5614 | 61218.4993 | 349535.9758 |  | 16341.3406 | 74063.0324 | 73637.3408 | 126626.3441 | 152519.2016 | 443187.2595 |  | 16341.3406 | 80132.7182 | 83568.522 | 88084.3661 | 152519.2016 | 420646.1486 |  | 16774.2812 | 58578.6711 | 70770.2069 | 103098.4396 | 297200.2731 | 546421.8718 |  | 16774.2812 | 70943.1863 | 91086.6403 | 24406.3156 | 297200.2731 | 500410.6964
| HV Switchgear (GM) - Distribution |  | 10209 | 10209 | C1 | 5077 | 2115 | 1706 | 950 | 361 | 10209 | 4916 | 2115 | 1715 | 952 | 526 | 10224 | 0 | 0 | 142 | -142 | 0 | 0 | 4373 | 2554 | 1155 | 1095 | 1032 | 10209 | 0 | 0 | 289 | -289 | 0 | 0 | 2908 | 3897 | 443 | 689 | 2272 | 10209 |  |  | C1 | 0.0005845 | 0.001241 | 0.001752 | 0.00365 | 0.0073 | C1 | 16096.8528 | 16096.8528 | 16096.8528 | 16096.8528 | 16096.8528 | C1 | 9.4086 | 19.9762 | 28.2017 | 58.7535 | 117.507 | C1 | 46252.7289 | 42249.6509 | 48365.8916 | 55933.344 | 61808.6953 | 254610.3107 |  | 47767.5152 | 42249.6509 | 48112.0764 | 55815.837 | 42420.0361 | 236365.1157 |  | 41143.8535 | 51019.2002 | 32572.9474 | 64335.0963 | 121267.25 | 310338.3474 |  | 41143.8535 | 51019.2002 | 36577.5868 | 55992.0975 | 121267.25 | 305999.9881 |  | 27360.2392 | 77847.2291 | 12493.3469 | 40481.1702 | 266975.9613 | 425157.9468 |  | 27360.2392 | 77847.2291 | 20643.6342 | 23501.405 | 266975.9613 | 416328.4689
|  |  | 8083 | 8083 | C2 | 3653 | 1734 | 1445 | 930 | 321 | 8083 | 3510 | 1734 | 1453 | 933 | 468 | 8098 | 0 | 0 | 144 | -144 | 0 | 0 | 3248 | 1871 | 1077 | 983 | 904 | 8083 | 0 | 0 | 316 | -316 | 0 | 0 | 2326 | 2648 | 473 | 669 | 1967 | 8083 |  |  | C2 | 0.0005845 | 0.001241 | 0.001752 | 0.00365 | 0.0073 | C2 | 22995.504 | 22995.504 | 22995.504 | 22995.504 | 22995.504 | C2 | 13.4409 | 28.5374 | 40.2881 | 83.9336 | 167.8672 | C2 | 47177.4609 | 49483.887 | 58538.6426 | 78310.039 | 78561.8397 | 312071.8693 |  | 49099.5057 | 49483.887 | 58216.3376 | 78058.2382 | 53885.3644 | 288743.3329 |  | 43655.9525 | 53393.5136 | 43390.3084 | 82506.7184 | 151751.9297 | 374698.4226 |  | 43655.9525 | 53393.5136 | 49191.7981 | 70420.2816 | 151751.9297 | 368413.4755 |  | 31263.4684 | 75567.0893 | 19056.2821 | 56151.5713 | 330194.7409 | 512233.1521 |  | 31263.4684 | 75567.0893 | 31787.329 | 29628.5571 | 330194.7409 | 498441.1847
|  |  | 3552 | 3552 | C3 | 1691 | 795 | 454 | 419 | 193 | 3552 | 1608 | 795 | 456 | 420 | 281 | 3560 | 0 | 0 | 57 | -57 | 0 | 0 | 1523 | 820 | 369 | 390 | 450 | 3552 | 0 | 0 | 107 | -107 | 0 | 0 | 1160 | 1128 | 215 | 227 | 822 | 3552 |  |  | C3 | 0.0005845 | 0.001241 | 0.001752 | 0.00365 | 0.0073 | C3 | 34493.2559 | 34493.2559 | 34493.2559 | 34493.2559 | 34493.2559 | C3 | 20.1613 | 42.8061 | 60.4322 | 125.9004 | 251.8008 | C3 | 32419.3834 | 34030.8738 | 27557.0761 | 52878.1614 | 70756.0159 | 217641.5106 |  | 34092.772 | 34030.8738 | 27436.2117 | 52752.261 | 48597.5483 | 196909.6668 |  | 30705.6722 | 35101.0271 | 22299.476 | 49101.1498 | 113310.3458 | 250517.671 |  | 30705.6722 | 35101.0271 | 25744.1106 | 41924.8279 | 113310.3458 | 246785.9836 |  | 23387.1174 | 48285.3153 | 12992.9196 | 28579.3872 | 206980.2316 | 320224.9712 |  | 23387.1174 | 48285.3153 | 19459.1634 | 15108.0461 | 206980.2316 | 313219.8738
|  |  | 1765 | 1765 | C4 | 562 | 439 | 238 | 377 | 149 | 1765 | 498 | 439 | 239 | 378 | 217 | 1771 | 0 | 0 | 39 | -39 | 0 | 0 | 421 | 513 | 175 | 277 | 379 | 1765 | 0 | 0 | 52 | -52 | 0 | 0 | 259 | 653 | 99 | 110 | 644 | 1765 |  |  | C4 | 0.0005845 | 0.001241 | 0.001752 | 0.00365 | 0.0073 | C4 | 57488.7599 | 57488.7599 | 57488.7599 | 57488.7599 | 57488.7599 | C4 | 33.6022 | 71.3436 | 100.7203 | 209.834 | 419.6679 | C4 | 16733.8857 | 31319.8189 | 24072.1535 | 79317.242 | 91067.9446 | 242511.0447 |  | 18884.4253 | 31319.8189 | 23971.4331 | 79107.4081 | 62530.5241 | 215813.6095 |  | 14146.5178 | 36599.2417 | 17626.0538 | 58124.0107 | 159054.152 | 285549.976 |  | 14146.5178 | 36599.2417 | 21554.1458 | 49940.4857 | 159054.152 | 281294.543 |  | 8702.9647 | 46587.3388 | 9971.3104 | 23081.7371 | 270266.158 | 358609.5091 |  | 8702.9647 | 46587.3388 | 15208.7664 | 12170.3705 | 270266.158 | 352935.5984
|  |  | 23609 | 23609 |  | 10983 | 5083 | 3843 | 2676 | 1024 |  | 10532 | 5083 | 3863 | 2683 | 1492 |  | 0 | 0 | 382 | -382 | 0 |  | 9565 | 5758 | 2776 | 2745 | 2765 |  | 0 | 0 | 764 | -764 | 0 |  | 6653 | 8326 | 1230 | 1695 | 5705 | [22 empty] | 142583.459 | 157084.2307 | 158533.7638 | 266438.7864 | 302194.4955 | 1026834.7353 |  | 149844.2181 | 157084.2307 | 157736.0589 | 265733.7442 | 207433.473 | 937831.7249 |  | 129651.996 | 176112.9826 | 115888.7856 | 254066.9753 | 545383.6776 | 1221104.4171 |  | 129651.996 | 176112.9826 | 133067.6413 | 218277.6927 | 545383.6776 | 1202493.9902 |  | 90713.7897 | 248286.9726 | 54513.8591 | 148293.8658 | 1074417.0919 | 1616225.5791 |  | 90713.7897 | 248286.9726 | 87098.893 | 80408.3787 | 1074417.0919 | 1580925.1258
| HV Transformer (GM) |  | 7022 | 7022 | C1 | 1702 | 1675 | 1507 | 1837 | 301 | 7022 | 1665 | 1675 | 1510 | 1841 | 334 | 7025 | 0 | 0 | 0 | 0 | 0 | 0 | 1337 | 1902 | 1482 | 1688 | 613 | 7022 | 0 | 0 | 0 | 0 | 0 | 0 | 724 | 2003 | 1413 | 1715 | 1167 | 7022 |  |  | C1 | 0.0009005 | 0.0019125 | 0.0027 | 0.005625 | 0.01125 | C1 | 11174.3231 | 11174.3231 | 11174.3231 | 11174.3231 | 11174.3231 | C1 | 10.0625 | 21.3709 | 30.1707 | 62.8556 | 125.7111 | C1 | 16754.0258 | 35796.2457 | 45557.7154 | 115717.0999 | 41987.5192 | 255812.6061 |  | 17126.3375 | 35796.2457 | 45467.2034 | 115465.6777 | 37839.0517 | 251694.516 |  | 13453.5331 | 40647.4385 | 44712.9366 | 106100.1981 | 77060.9259 | 281975.0321 |  | 13453.5331 | 40647.4385 | 44712.9366 | 106100.1981 | 77060.9259 | 281975.0321 |  | 7285.2341 | 42805.8986 | 42631.1602 | 107797.2984 | 146704.8948 | 347224.4861 |  | 7285.2341 | 42805.8986 | 42631.1602 | 107797.2984 | 146704.8948 | 347224.4861
|  |  | 5131 | 5131 | C2 | 653 | 992 | 1403 | 1833 | 250 | 5131 | 618 | 992 | 1407 | 1838 | 278 | 5133 | 0 | 0 | 0 | 0 | 0 | 0 | 498 | 1058 | 1374 | 1660 | 541 | 5131 | 0 | 0 | 0 | 0 | 0 | 0 | 234 | 996 | 1117 | 1712 | 1072 | 5131 |  |  | C2 | 0.0009005 | 0.0019125 | 0.0027 | 0.005625 | 0.01125 | C2 | 15963.3188 | 15963.3188 | 15963.3188 | 15963.3188 | 15963.3188 | C2 | 14.375 | 30.5298 | 43.101 | 89.7937 | 179.5873 | C2 | 8883.7306 | 30285.6083 | 60643.0516 | 165040.7618 | 49925.2794 | 314778.4317 |  | 9386.8545 | 30285.6083 | 60470.6478 | 164591.7934 | 44896.834 | 309631.738 |  | 7158.7343 | 32300.5783 | 59220.7199 | 149057.4889 | 97156.7488 | 344894.2701 |  | 7158.7343 | 32300.5783 | 59220.7199 | 149057.4889 | 97156.7488 | 344894.2701 |  | 3363.7426 | 30407.7277 | 48143.773 | 153726.7596 | 192517.6242 | 428159.6272 |  | 3363.7426 | 30407.7277 | 48143.773 | 153726.7596 | 192517.6242 | 428159.6272
|  |  | 2775 | 2775 | C3 | 404 | 494 | 629 | 1081 | 167 | 2775 | 384 | 494 | 630 | 1083 | 185 | 2776 | 0 | 0 | 0 | 0 | 0 | 0 | 311 | 551 | 615 | 973 | 325 | 2775 | 0 | 0 | 0 | 0 | 0 | 0 | 198 | 519 | 449 | 994 | 615 | 2775 |  |  | C3 | 0.0009005 | 0.0019125 | 0.0027 | 0.005625 | 0.01125 | C3 | 23944.9781 | 23944.9781 | 23944.9781 | 23944.9781 | 23944.9781 | C3 | 21.5625 | 45.7948 | 64.6514 | 134.6905 | 269.381 | C3 | 8279.9819 | 22622.6167 | 40730.4078 | 145869.8137 | 49835.4857 | 267338.3058 |  | 8711.2309 | 22622.6167 | 40665.7564 | 145600.4327 | 44986.6277 | 262586.6643 |  | 6705.9228 | 25232.9186 | 39760.6362 | 131053.8584 | 87548.8263 | 290302.1624 |  | 6705.9228 | 25232.9186 | 39760.6362 | 131053.8584 | 87548.8263 | 290302.1624 |  | 4269.3657 | 23767.486 | 29028.497 | 133882.359 | 165669.3175 | 356617.0251 |  | 4269.3657 | 23767.486 | 29028.497 | 133882.359 | 165669.3175 | 356617.0251
|  |  | 1330 | 1330 | C4 | 234 | 286 | 235 | 507 | 68 | 1330 | 227 | 286 | 235 | 508 | 75 | 1331 | 0 | 0 | 0 | 0 | 0 | 0 | 184 | 319 | 237 | 435 | 155 | 1330 | 0 | 0 | 0 | 0 | 0 | 0 | 77 | 333 | 222 | 388 | 310 | 1330 |  |  | C4 | 0.0009005 | 0.0019125 | 0.0027 | 0.005625 | 0.01125 | C4 | 39908.2969 | 39908.2969 | 39908.2969 | 39908.2969 | 39908.2969 | C4 | 35.9374 | 76.3246 | 107.7524 | 224.4842 | 448.9683 | C4 | 8157.7946 | 21828.8407 | 25321.8144 | 114037.9584 | 33672.6255 | 203019.0336 |  | 8409.3566 | 21828.8407 | 25321.8144 | 113813.4742 | 30529.8471 | 199903.333 |  | 6612.4855 | 24347.5531 | 25537.3192 | 97650.6139 | 69590.0927 | 223738.0644 |  | 6612.4855 | 24347.5531 | 25537.3192 | 97650.6139 | 69590.0927 | 223738.0644 |  | 2767.1814 | 25416.0977 | 23921.0332 | 87099.858 | 139180.1854 | 278384.3557 |  | 2767.1814 | 25416.0977 | 23921.0332 | 87099.858 | 139180.1854 | 278384.3557
|  |  | 16258 | 16258 |  | 2993 | 3447 | 3774 | 5258 | 786 |  | 2894 | 3447 | 3782 | 5270 | 872 |  | 0 | 0 | 0 | 0 | 0 |  | 2330 | 3830 | 3708 | 4756 | 1634 |  | 0 | 0 | 0 | 0 | 0 |  | 1233 | 3851 | 3201 | 4809 | 3164 | [22 empty] | 42075.5329 | 110533.3115 | 172252.9892 | 540665.6337 | 175420.9098 | 1040948.3771 |  | 43633.7795 | 110533.3115 | 171925.4219 | 539471.378 | 158252.3605 | 1023816.2513 |  | 33930.6757 | 122528.4884 | 169231.6118 | 483862.1594 | 331356.5936 | 1140909.529 |  | 33930.6757 | 122528.4884 | 169231.6118 | 483862.1594 | 331356.5936 | 1140909.529 |  | 17685.5238 | 122397.2101 | 143724.4633 | 482506.275 | 644072.0218 | 1410385.494 |  | 17685.5238 | 122397.2101 | 143724.4633 | 482506.275 | 644072.0218 | 1410385.494
| HV UG Cable |  | 0 | 0 | C1 | 0 | 0 | 0 | 0 | 0 | 0 | 0 | 0 | 0 | 0 | 0 | 0 | 0 | 0 | 0 | 0 | 0 | 0 | 0 | 0 | 0 | 0 | 0 | 0 | 0 | 0 | 0 | 0 | 0 | 0 | 0 | 0 | 0 | 0 | 0 | 0 |  |  | C1 | 0 | 0 | 0 | 0 | 0 | C1 | 0 | 0 | 0 | 0 | 0 | C1 | [5 empty] | C1 | [5 empty] | 0 | [6 empty] | 0 | [6 empty] | 0 | [6 empty] | 0 | [6 empty] | 0 | [6 empty] | 0
|  |  | 0 | 0 | C2 | 0 | 0 | 0 | 0 | 0 | 0 | 0 | 0 | 0 | 0 | 0 | 0 | 0 | 0 | 0 | 0 | 0 | 0 | 0 | 0 | 0 | 0 | 0 | 0 | 0 | 0 | 0 | 0 | 0 | 0 | 0 | 0 | 0 | 0 | 0 | 0 |  |  | C2 | 0 | 0 | 0 | 0 | 0 | C2 | 0 | 0 | 0 | 0 | 0 | C2 | [5 empty] | C2 | [5 empty] | 0 | [6 empty] | 0 | [6 empty] | 0 | [6 empty] | 0 | [6 empty] | 0 | [6 empty] | 0
|  |  | 0 | 0 | C3 | 0 | 0 | 0 | 0 | 0 | 0 | 0 | 0 | 0 | 0 | 0 | 0 | 0 | 0 | 0 | 0 | 0 | 0 | 0 | 0 | 0 | 0 | 0 | 0 | 0 | 0 | 0 | 0 | 0 | 0 | 0 | 0 | 0 | 0 | 0 | 0 |  |  | C3 | 0 | 0 | 0 | 0 | 0 | C3 | 0 | 0 | 0 | 0 | 0 | C3 | [5 empty] | C3 | [5 empty] | 0 | [6 empty] | 0 | [6 empty] | 0 | [6 empty] | 0 | [6 empty] | 0 | [6 empty] | 0
|  |  | 0 | 0 | C4 | 0 | 0 | 0 | 0 | 0 | 0 | 0 | 0 | 0 | 0 | 0 | 0 | 0 | 0 | 0 | 0 | 0 | 0 | 0 | 0 | 0 | 0 | 0 | 0 | 0 | 0 | 0 | 0 | 0 | 0 | 0 | 0 | 0 | 0 | 0 | 0 |  |  | C4 | 0 | 0 | 0 | 0 | 0 | C4 | 0 | 0 | 0 | 0 | 0 | C4 | [5 empty] | C4 | [5 empty] | 0 | [6 empty] | 0 | [6 empty] | 0 | [6 empty] | 0 | [6 empty] | 0 | [6 empty] | 0
|  |  | 0 | 0 |  | 0 | 0 | 0 | 0 | 0 |  | 0 | 0 | 0 | 0 | 0 |  | 0 | 0 | 0 | 0 | 0 |  | 0 | 0 | 0 | 0 | 0 |  | 0 | 0 | 0 | 0 | 0 |  | 0 | 0 | 0 | 0 | 0 | [22 empty] | 0 | 0 | 0 | 0 | 0 | 0 |  | 0 | 0 | 0 | 0 | 0 | 0 |  | 0 | 0 | 0 | 0 | 0 | 0 |  | 0 | 0 | 0 | 0 | 0 | 0 |  | 0 | 0 | 0 | 0 | 0 | 0 |  | 0 | 0 | 0 | 0 | 0 | 0
| HV OHL Support - Poles |  | 13095 | 13095 | C1 | 1440 | 5410 | 2831 | 1198 | 2216 | 13095 | 736 | 5476 | 2596 | 1650 | 2686 | 13144 | 0 | 0 | 0 | 0 | 0 | 0 | 978 | 4582 | 3112 | 1404 | 3019 | 13095 | 0 | 0 | 0 | 0 | 0 | 0 | 1308 | 3237 | 3656 | 1120 | 3774 | 13095 |  |  | C1 | 0.0009505 | 0.0020188 | 0.00285 | 0.0059375 | 0.011875 | C1 | 5715.9736 | 5715.9736 | 5715.9736 | 5715.9736 | 5715.9736 | C1 | 5.433 | 11.5391 | 16.2905 | 33.9386 | 67.8772 | C1 | 3998.7122 | 63188.2308 | 42290.2025 | 55998.6791 | 182318.1238 | 347793.9485 |  | 7823.5674 | 62426.6487 | 46118.4758 | 40658.4349 | 150415.846 | 307442.9729 |  | 5313.5062 | 52872.2559 | 50696.1133 | 47649.7852 | 204921.227 | 361452.8876 |  | 5313.5062 | 52872.2559 | 50696.1133 | 47649.7852 | 204921.227 | 361452.8876 |  | 7106.4071 | 37352.1371 | 59558.1588 | 38011.2246 | 256168.5031 | 398196.4308 |  | 7106.4071 | 37352.1371 | 59558.1588 | 38011.2246 | 256168.5031 | 398196.4308
|  |  | 157896 | 157896 | C2 | 24583 | 52792 | 46561 | 13346 | 20614 | 157896 | 18795 | 53432 | 42702 | 18381 | 24990 | 158300 | 0 | 0 | 0 | 0 | 0 | 0 | 19856 | 45577 | 43906 | 20870 | 27687 | 157896 | 0 | 0 | 0 | 0 | 0 | 0 | 21741 | 33255 | 42251 | 21159 | 39490 | 157896 |  |  | C2 | 0.0009505 | 0.0020188 | 0.00285 | 0.0059375 | 0.011875 | C2 | 8165.6766 | 8165.6766 | 8165.6766 | 8165.6766 | 8165.6766 | C2 | 7.7615 | 16.4845 | 23.2722 | 48.4837 | 96.9674 | C2 | 145876.9343 | 880797.6485 | 993768.5596 | 891178.9794 | 2423215.5699 | 5334837.6916 |  | 190800.3551 | 870247.5943 | 1083575.8958 | 647063.5253 | 1998886.1848 | 4790573.5554 |  | 154111.8599 | 751312.2179 | 1021788.2623 | 1011854.9208 | 2684736.674 | 5623803.9349 |  | 154111.8599 | 751312.2179 | 1021788.2623 | 1011854.9208 | 2684736.674 | 5623803.9349 |  | 168742.2414 | 548190.706 | 983272.8071 | 1025866.7115 | 3829243.0114 | 6555315.4775 |  | 168742.2414 | 548190.706 | 983272.8071 | 1025866.7115 | 3829243.0114 | 6555315.4775
|  |  | 16159 | 16159 | C3 | 2527 | 4835 | 4788 | 1836 | 2173 | 16159 | 1764 | 4894 | 4391 | 2529 | 2634 | 16212 | 0 | 0 | 0 | 0 | 0 | 0 | 1911 | 4203 | 4444 | 2439 | 3162 | 16159 | 0 | 0 | 0 | 0 | 0 | 0 | 2197 | 3069 | 4102 | 2143 | 4648 | 16159 |  |  | C3 | 0.0009505 | 0.0020188 | 0.00285 | 0.0059375 | 0.011875 | C3 | 12248.5149 | 12248.5149 | 12248.5149 | 12248.5149 | 12248.5149 | C3 | 11.6422 | 24.7267 | 34.9083 | 72.7256 | 145.4511 | C3 | 20536.8645 | 121012.4184 | 153282.2027 | 183922.9345 | 383118.236 | 861872.6559 |  | 29419.8733 | 119553.5437 | 167140.7849 | 133524.1232 | 316065.2721 | 765703.5972 |  | 22248.2699 | 103926.2759 | 155132.3408 | 177377.6343 | 459916.4245 | 918600.9454 |  | 22248.2699 | 103926.2759 | 155132.3408 | 177377.6343 | 459916.4245 | 918600.9454 |  | 25577.9429 | 75886.21 | 143193.7133 | 155850.8693 | 676056.7808 | 1076565.5165 |  | 25577.9429 | 75886.21 | 143193.7133 | 155850.8693 | 676056.7808 | 1076565.5165
|  |  | 1146 | 1146 | C4 | 175 | 409 | 303 | 127 | 132 | 1146 | 123 | 414 | 278 | 175 | 160 | 1150 | 0 | 0 | 0 | 0 | 0 | 0 | 133 | 345 | 306 | 169 | 193 | 1146 | 0 | 0 | 0 | 0 | 0 | 0 | 122 | 279 | 308 | 136 | 301 | 1146 |  |  | C4 | 0.0009505 | 0.0020188 | 0.00285 | 0.0059375 | 0.011875 | C4 | 20414.1915 | 20414.1915 | 20414.1915 | 20414.1915 | 20414.1915 | C4 | 19.4037 | 41.2111 | 58.1804 | 121.2093 | 242.4185 | C4 | 2386.6538 | 17061.4157 | 16174.1639 | 21211.6209 | 38786.9639 | 95620.8182 |  | 3395.6456 | 16855.36 | 17628.6751 | 15393.5763 | 31999.2452 | 85272.5022 |  | 2580.6906 | 14217.8465 | 17803.2164 | 20484.3653 | 46786.7752 | 101872.8941 |  | 2580.6906 | 14217.8465 | 17803.2164 | 20484.3653 | 46786.7752 | 101872.8941 |  | 2367.2501 | 11497.9106 | 17919.5773 | 16484.4597 | 72967.9758 | 121237.1735 |  | 2367.2501 | 11497.9106 | 17919.5773 | 16484.4597 | 72967.9758 | 121237.1735
|  |  | 188296 | 188296 |  | 28725 | 63446 | 54483 | 16507 | 25135 |  | 21418 | 64216 | 49967 | 22735 | 30470 |  | 0 | 0 | 0 | 0 | 0 |  | 22878 | 54707 | 51768 | 24882 | 34061 |  | 0 | 0 | 0 | 0 | 0 |  | 25368 | 39840 | 50317 | 24558 | 48213 | [22 empty] | 172799.1647 | 1082059.7134 | 1205515.1287 | 1152312.2139 | 3027438.8936 | 6640125.1142 |  | 231439.4415 | 1069083.1467 | 1314463.8316 | 836639.6598 | 2497366.5481 | 5948992.6277 |  | 184254.3266 | 922328.5962 | 1245419.9329 | 1257366.7056 | 3396361.1007 | 7005730.662 |  | 184254.3266 | 922328.5962 | 1245419.9329 | 1257366.7056 | 3396361.1007 | 7005730.662 |  | 203793.8415 | 672926.9638 | 1203944.2566 | 1236213.2652 | 4834436.2712 | 8151314.5982 |  | 203793.8415 | 672926.9638 | 1203944.2566 | 1236213.2652 | 4834436.2712 | 8151314.5982
| [Please insert new asset category as required] |  | 0 | 0 | C1 | 0 | 0 | 0 | 0 | 0 | 0 | 0 | 0 | 0 | 0 | 0 | 0 | 0 | 0 | 0 | 0 | 0 | 0 | 0 | 0 | 0 | 0 | 0 | 0 | 0 | 0 | 0 | 0 | 0 | 0 | 0 | 0 | 0 | 0 | 0 | 0 |  |  | C1 | 0 | 0 | 0 | 0 | 0 | C1 | 0 | 0 | 0 | 0 | 0 | C1 | [5 empty] | C1 | [5 empty] | 0 | [6 empty] | 0 | [6 empty] | 0 | [6 empty] | 0 | [6 empty] | 0 | [6 empty] | 0
|  |  | 457 | 457 | C2 | 11 | 170 | 212 | 61 | 3 | 457 | 9 | 168 | 206 | 71 | 3 | 457 | 0 | 0 | 0 | 0 | 0 | 0 | 9 | 152 | 216 | 76 | 5 | 458 | 0 | 0 | 0 | 0 | 0 | 0 | 7 | 134 | 220 | 90 | 7 | 458 |  |  | C2 | 0 | 0 | 0 | 0 | 0 | C2 | 0 | 0 | 0 | 0 | 0 | C2 | [5 empty] | C2 | [5 empty] | 0 | [6 empty] | 0 | [6 empty] | 0 | [6 empty] | 0 | [6 empty] | 0 | [6 empty] | 0
|  |  | 0 | 0 | C3 | 0 | 0 | 0 | 0 | 0 | 0 | 0 | 0 | 0 | 0 | 0 | 0 | 0 | 0 | 0 | 0 | 0 | 0 | 0 | 0 | 0 | 0 | 0 | 0 | 0 | 0 | 0 | 0 | 0 | 0 | 0 | 0 | 0 | 0 | 0 | 0 |  |  | C3 | 0 | 0 | 0 | 0 | 0 | C3 | 0 | 0 | 0 | 0 | 0 | C3 | [5 empty] | C3 | [5 empty] | 0 | [6 empty] | 0 | [6 empty] | 0 | [6 empty] | 0 | [6 empty] | 0 | [6 empty] | 0
|  |  | 0 | 0 | C4 | 0 | 0 | 0 | 0 | 0 | 0 | 0 | 0 | 0 | 0 | 0 | 0 | 0 | 0 | 0 | 0 | 0 | 0 | 0 | 0 | 0 | 0 | 0 | 0 | 0 | 0 | 0 | 0 | 0 | 0 | 0 | 0 | 0 | 0 | 0 | 0 |  |  | C4 | 0 | 0 | 0 | 0 | 0 | C4 | 0 | 0 | 0 | 0 | 0 | C4 | [5 empty] | C4 | [5 empty] | 0 | [6 empty] | 0 | [6 empty] | 0 | [6 empty] | 0 | [6 empty] | 0 | [6 empty] | 0
|  |  | 457 | 457 |  | 11 | 170 | 212 | 61 | 3 |  | 9 | 168 | 206 | 71 | 3 |  | 0 | 0 | 0 | 0 | 0 |  | 9 | 152 | 216 | 76 | 5 |  | 0 | 0 | 0 | 0 | 0 |  | 7 | 134 | 220 | 90 | 7 | [22 empty] | 0 | 0 | 0 | 0 | 0 | 0 |  | 0 | 0 | 0 | 0 | 0 | 0 |  | 0 | 0 | 0 | 0 | 0 | 0 |  | 0 | 0 | 0 | 0 | 0 | 0 |  | 0 | 0 | 0 | 0 | 0 | 0 |  | 0 | 0 | 0 | 0 | 0 | 0
| [Please insert new asset category as required] |  | 0 | 0 | C1 | 0 | 0 | 0 | 0 | 0 | 0 | 0 | 0 | 0 | 0 | 0 | 0 | 0 | 0 | 0 | 0 | 0 | 0 | 0 | 0 | 0 | 0 | 0 | 0 | 0 | 0 | 0 | 0 | 0 | 0 | 0 | 0 | 0 | 0 | 0 | 0 |  |  | C1 | 0 | 0 | 0 | 0 | 0 | C1 | 0 | 0 | 0 | 0 | 0 | C1 | [5 empty] | C1 | [5 empty] | 0 | [6 empty] | 0 | [6 empty] | 0 | [6 empty] | 0 | [6 empty] | 0 | [6 empty] | 0
|  |  | 457 | 457 | C2 | 10 | 23 | 183 | 202 | 39 | 457 | 4 | 9 | 120 | 269 | 55 | 457 | 0 | 0 | 0 | 0 | 0 | 0 | 8 | 17 | 148 | 237 | 48 | 458 | 0 | 0 | 0 | 0 | 0 | 0 | 6 | 11 | 113 | 272 | 56 | 458 |  |  | C2 | 0 | 0 | 0 | 0 | 0 | C2 | 0 | 0 | 0 | 0 | 0 | C2 | [5 empty] | C2 | [5 empty] | 0 | [6 empty] | 0 | [6 empty] | 0 | [6 empty] | 0 | [6 empty] | 0 | [6 empty] | 0
|  |  | 0 | 0 | C3 | 0 | 0 | 0 | 0 | 0 | 0 | 0 | 0 | 0 | 0 | 0 | 0 | 0 | 0 | 0 | 0 | 0 | 0 | 0 | 0 | 0 | 0 | 0 | 0 | 0 | 0 | 0 | 0 | 0 | 0 | 0 | 0 | 0 | 0 | 0 | 0 |  |  | C3 | 0 | 0 | 0 | 0 | 0 | C3 | 0 | 0 | 0 | 0 | 0 | C3 | [5 empty] | C3 | [5 empty] | 0 | [6 empty] | 0 | [6 empty] | 0 | [6 empty] | 0 | [6 empty] | 0 | [6 empty] | 0
|  |  | 0 | 0 | C4 | 0 | 0 | 0 | 0 | 0 | 0 | 0 | 0 | 0 | 0 | 0 | 0 | 0 | 0 | 0 | 0 | 0 | 0 | 0 | 0 | 0 | 0 | 0 | 0 | 0 | 0 | 0 | 0 | 0 | 0 | 0 | 0 | 0 | 0 | 0 | 0 |  |  | C4 | 0 | 0 | 0 | 0 | 0 | C4 | 0 | 0 | 0 | 0 | 0 | C4 | [5 empty] | C4 | [5 empty] | 0 | [6 empty] | 0 | [6 empty] | 0 | [6 empty] | 0 | [6 empty] | 0 | [6 empty] | 0
|  |  | 457 | 457 |  | 10 | 23 | 183 | 202 | 39 |  | 4 | 9 | 120 | 269 | 55 |  | 0 | 0 | 0 | 0 | 0 |  | 8 | 17 | 148 | 237 | 48 |  | 0 | 0 | 0 | 0 | 0 |  | 6 | 11 | 113 | 272 | 56 | [22 empty] | 0 | 0 | 0 | 0 | 0 | 0 |  | 0 | 0 | 0 | 0 | 0 | 0 |  | 0 | 0 | 0 | 0 | 0 | 0 |  | 0 | 0 | 0 | 0 | 0 | 0 |  | 0 | 0 | 0 | 0 | 0 | 0 |  | 0 | 0 | 0 | 0 | 0 | 0
| [Please insert new asset category as required] |  | 0 | 0 | C1 | 0 | 0 | 0 | 0 | 0 | 0 | 0 | 0 | 0 | 0 | 0 | 0 | 0 | 0 | 0 | 0 | 0 | 0 | 0 | 0 | 0 | 0 | 0 | 0 | 0 | 0 | 0 | 0 | 0 | 0 | 0 | 0 | 0 | 0 | 0 | 0 |  |  | C1 | 0 | 0 | 0 | 0 | 0 | C1 | 0 | 0 | 0 | 0 | 0 | C1 | [5 empty] | C1 | [5 empty] | 0 | [6 empty] | 0 | [6 empty] | 0 | [6 empty] | 0 | [6 empty] | 0 | [6 empty] | 0
|  |  | 0 | 0 | C2 | 0 | 0 | 0 | 0 | 0 | 0 | 0 | 0 | 0 | 0 | 0 | 0 | 0 | 0 | 0 | 0 | 0 | 0 | 0 | 0 | 0 | 0 | 0 | 0 | 0 | 0 | 0 | 0 | 0 | 0 | 0 | 0 | 0 | 0 | 0 | 0 |  |  | C2 | 0 | 0 | 0 | 0 | 0 | C2 | 0 | 0 | 0 | 0 | 0 | C2 | [5 empty] | C2 | [5 empty] | 0 | [6 empty] | 0 | [6 empty] | 0 | [6 empty] | 0 | [6 empty] | 0 | [6 empty] | 0
|  |  | 0 | 0 | C3 | 0 | 0 | 0 | 0 | 0 | 0 | 0 | 0 | 0 | 0 | 0 | 0 | 0 | 0 | 0 | 0 | 0 | 0 | 0 | 0 | 0 | 0 | 0 | 0 | 0 | 0 | 0 | 0 | 0 | 0 | 0 | 0 | 0 | 0 | 0 | 0 |  |  | C3 | 0 | 0 | 0 | 0 | 0 | C3 | 0 | 0 | 0 | 0 | 0 | C3 | [5 empty] | C3 | [5 empty] | 0 | [6 empty] | 0 | [6 empty] | 0 | [6 empty] | 0 | [6 empty] | 0 | [6 empty] | 0
|  |  | 0 | 0 | C4 | 0 | 0 | 0 | 0 | 0 | 0 | 0 | 0 | 0 | 0 | 0 | 0 | 0 | 0 | 0 | 0 | 0 | 0 | 0 | 0 | 0 | 0 | 0 | 0 | 0 | 0 | 0 | 0 | 0 | 0 | 0 | 0 | 0 | 0 | 0 | 0 |  |  | C4 | 0 | 0 | 0 | 0 | 0 | C4 | 0 | 0 | 0 | 0 | 0 | C4 | [5 empty] | C4 | [5 empty] | 0 | [6 empty] | 0 | [6 empty] | 0 | [6 empty] | 0 | [6 empty] | 0 | [6 empty] | 0
|  |  | 0 | 0 |  | 0 | 0 | 0 | 0 | 0 |  | 0 | 0 | 0 | 0 | 0 |  | 0 | 0 | 0 | 0 | 0 |  | 0 | 0 | 0 | 0 | 0 |  | 0 | 0 | 0 | 0 | 0 |  | 0 | 0 | 0 | 0 | 0 | [22 empty] | 0 | 0 | 0 | 0 | 0 | 0 |  | 0 | 0 | 0 | 0 | 0 | 0 |  | 0 | 0 | 0 | 0 | 0 | 0 |  | 0 | 0 | 0 | 0 | 0 | 0 |  | 0 | 0 | 0 | 0 | 0 | 0 |  | 0 | 0 | 0 | 0 | 0 | 0
| [Please insert new asset category as required] |  | 0 | 0 | C1 | 0 | 0 | 0 | 0 | 0 | 0 | 0 | 0 | 0 | 0 | 0 | 0 | 0 | 0 | 0 | 0 | 0 | 0 | 0 | 0 | 0 | 0 | 0 | 0 | 0 | 0 | 0 | 0 | 0 | 0 | 0 | 0 | 0 | 0 | 0 | 0 |  |  | C1 | 0 | 0 | 0 | 0 | 0 | C1 | 0 | 0 | 0 | 0 | 0 | C1 | [5 empty] | C1 | [5 empty] | 0 | [6 empty] | 0 | [6 empty] | 0 | [6 empty] | 0 | [6 empty] | 0 | [6 empty] | 0
|  |  | 0 | 0 | C2 | 0 | 0 | 0 | 0 | 0 | 0 | 0 | 0 | 0 | 0 | 0 | 0 | 0 | 0 | 0 | 0 | 0 | 0 | 0 | 0 | 0 | 0 | 0 | 0 | 0 | 0 | 0 | 0 | 0 | 0 | 0 | 0 | 0 | 0 | 0 | 0 |  |  | C2 | 0 | 0 | 0 | 0 | 0 | C2 | 0 | 0 | 0 | 0 | 0 | C2 | [5 empty] | C2 | [5 empty] | 0 | [6 empty] | 0 | [6 empty] | 0 | [6 empty] | 0 | [6 empty] | 0 | [6 empty] | 0
|  |  | 0 | 0 | C3 | 0 | 0 | 0 | 0 | 0 | 0 | 0 | 0 | 0 | 0 | 0 | 0 | 0 | 0 | 0 | 0 | 0 | 0 | 0 | 0 | 0 | 0 | 0 | 0 | 0 | 0 | 0 | 0 | 0 | 0 | 0 | 0 | 0 | 0 | 0 | 0 |  |  | C3 | 0 | 0 | 0 | 0 | 0 | C3 | 0 | 0 | 0 | 0 | 0 | C3 | [5 empty] | C3 | [5 empty] | 0 | [6 empty] | 0 | [6 empty] | 0 | [6 empty] | 0 | [6 empty] | 0 | [6 empty] | 0
|  |  | 0 | 0 | C4 | 0 | 0 | 0 | 0 | 0 | 0 | 0 | 0 | 0 | 0 | 0 | 0 | 0 | 0 | 0 | 0 | 0 | 0 | 0 | 0 | 0 | 0 | 0 | 0 | 0 | 0 | 0 | 0 | 0 | 0 | 0 | 0 | 0 | 0 | 0 | 0 |  |  | C4 | 0 | 0 | 0 | 0 | 0 | C4 | 0 | 0 | 0 | 0 | 0 | C4 | [5 empty] | C4 | [5 empty] | 0 | [6 empty] | 0 | [6 empty] | 0 | [6 empty] | 0 | [6 empty] | 0 | [6 empty] | 0
|  |  | 0 | 0 |  | 0 | 0 | 0 | 0 | 0 |  | 0 | 0 | 0 | 0 | 0 |  | 0 | 0 | 0 | 0 | 0 |  | 0 | 0 | 0 | 0 | 0 |  | 0 | 0 | 0 | 0 | 0 |  | 0 | 0 | 0 | 0 | 0 | [22 empty] | 0 | 0 | 0 | 0 | 0 | 0 |  | 0 | 0 | 0 | 0 | 0 | 0 |  | 0 | 0 | 0 | 0 | 0 | 0 |  | 0 | 0 | 0 | 0 | 0 | 0 |  | 0 | 0 | 0 | 0 | 0 | 0 |  | 0 | 0 | 0 | 0 | 0 | 0
| [Please insert new asset category as required] |  | 0 | 0 | C1 | 0 | 0 | 0 | 0 | 0 | 0 | 0 | 0 | 0 | 0 | 0 | 0 | 0 | 0 | 0 | 0 | 0 | 0 | 0 | 0 | 0 | 0 | 0 | 0 | 0 | 0 | 0 | 0 | 0 | 0 | 0 | 0 | 0 | 0 | 0 | 0 |  |  | C1 | 0 | 0 | 0 | 0 | 0 | C1 | 0 | 0 | 0 | 0 | 0 | C1 | [5 empty] | C1 | [5 empty] | 0 | [6 empty] | 0 | [6 empty] | 0 | [6 empty] | 0 | [6 empty] | 0 | [6 empty] | 0
|  |  | 0 | 0 | C2 | 0 | 0 | 0 | 0 | 0 | 0 | 0 | 0 | 0 | 0 | 0 | 0 | 0 | 0 | 0 | 0 | 0 | 0 | 0 | 0 | 0 | 0 | 0 | 0 | 0 | 0 | 0 | 0 | 0 | 0 | 0 | 0 | 0 | 0 | 0 | 0 |  |  | C2 | 0 | 0 | 0 | 0 | 0 | C2 | 0 | 0 | 0 | 0 | 0 | C2 | [5 empty] | C2 | [5 empty] | 0 | [6 empty] | 0 | [6 empty] | 0 | [6 empty] | 0 | [6 empty] | 0 | [6 empty] | 0
|  |  | 0 | 0 | C3 | 0 | 0 | 0 | 0 | 0 | 0 | 0 | 0 | 0 | 0 | 0 | 0 | 0 | 0 | 0 | 0 | 0 | 0 | 0 | 0 | 0 | 0 | 0 | 0 | 0 | 0 | 0 | 0 | 0 | 0 | 0 | 0 | 0 | 0 | 0 | 0 |  |  | C3 | 0 | 0 | 0 | 0 | 0 | C3 | 0 | 0 | 0 | 0 | 0 | C3 | [5 empty] | C3 | [5 empty] | 0 | [6 empty] | 0 | [6 empty] | 0 | [6 empty] | 0 | [6 empty] | 0 | [6 empty] | 0
|  |  | 0 | 0 | C4 | 0 | 0 | 0 | 0 | 0 | 0 | 0 | 0 | 0 | 0 | 0 | 0 | 0 | 0 | 0 | 0 | 0 | 0 | 0 | 0 | 0 | 0 | 0 | 0 | 0 | 0 | 0 | 0 | 0 | 0 | 0 | 0 | 0 | 0 | 0 | 0 |  |  | C4 | 0 | 0 | 0 | 0 | 0 | C4 | 0 | 0 | 0 | 0 | 0 | C4 | [5 empty] | C4 | [5 empty] | 0 | [6 empty] | 0 | [6 empty] | 0 | [6 empty] | 0 | [6 empty] | 0 | [6 empty] | 0
|  |  | 0 | 0 |  | 0 | 0 | 0 | 0 | 0 |  | 0 | 0 | 0 | 0 | 0 |  | 0 | 0 | 0 | 0 | 0 |  | 0 | 0 | 0 | 0 | 0 |  | 0 | 0 | 0 | 0 | 0 |  | 0 | 0 | 0 | 0 | 0 | [22 empty] | 0 | 0 | 0 | 0 | 0 | 0 |  | 0 | 0 | 0 | 0 | 0 | 0 |  | 0 | 0 | 0 | 0 | 0 | 0 |  | 0 | 0 | 0 | 0 | 0 | 0 |  | 0 | 0 | 0 | 0 | 0 | 0 |  | 0 | 0 | 0 | 0 | 0 | 0
[63 empty] | 373150.0865 | 1439413.0346 | 1616756.774 | 2059258.1953 | 3601409.2437 | 9089987.3341 |  | 443202.6827 | 1426436.468 | 1724580.2048 | 1741686.3433 | 2924270.8809 | 8260176.5797 |  | 364178.339 | 1295033.0996 | 1604177.6712 | 2121922.1843 | 4425620.5735 | 9810931.8676 |  | 364178.339 | 1301102.7854 | 1631287.708 | 2047590.9238 | 4425620.5735 | 9769780.3298 |  | 328967.4361 | 1102189.8175 | 1472952.786 | 1970111.8456 | 6850125.6579 | 11724347.5431 |  | 328967.4361 | 1114554.3327 | 1525854.2532 | 1823534.2345 | 6850125.6579 | 11643035.9144
| EHV Network | [66 empty] | 0 | [6 empty] | 0 | [6 empty] | 0 | [6 empty] | 0 | [6 empty] | 0 | [6 empty] | 0
| EHV Switchgear (GM) |  | 485 | 485 | C1 | 178 | 110 | 23 | 142 | 32 | 485 | 163 | 110 | 23 | 142 | 48 | 486 | 0 | 0 | 0 | 0 | 0 | 0 | 168 | 97 | 33 | 106 | 81 | 485 | 0 | 0 | 0 | 0 | 0 | 0 | 134 | 106 | 48 | 48 | 149 | 485 |  |  | C1 | 0.0005205 | 0.001105 | 0.00156 | 0.00325 | 0.0065 | C1 | 94642.5006 | 94642.5006 | 94642.5006 | 94642.5006 | 94642.5006 | C1 | 49.2614 | 104.58 | 147.6423 | 307.5881 | 615.1763 | C1 | 8029.6117 | 11503.796 | 3395.7729 | 43677.514 | 29528.4602 | 96135.1548 |  | 8768.533 | 11503.796 | 3395.7729 | 43677.514 | 19685.6401 | 87031.2561 |  | 8275.9188 | 10144.2564 | 4872.1959 | 32604.3415 | 49829.2766 | 105725.9892 |  | 8275.9188 | 10144.2564 | 4872.1959 | 32604.3415 | 49829.2766 | 105725.9892 |  | 6601.0305 | 11085.4761 | 7086.8304 | 14764.2301 | 91661.2619 | 131198.829 |  | 6601.0305 | 11085.4761 | 7086.8304 | 14764.2301 | 91661.2619 | 131198.829
|  |  | 272 | 272 | C2 | 78 | 51 | 6 | 99 | 38 | 272 | 60 | 51 | 6 | 99 | 57 | 273 | 0 | 0 | 0 | 0 | 0 | 0 | 68 | 49 | 8 | 66 | 81 | 272 | 0 | 0 | 0 | 0 | 0 | 0 | 78 | 30 | 21 | 17 | 126 | 272 |  |  | C2 | 0.0005205 | 0.001105 | 0.00156 | 0.00325 | 0.0065 | C2 | 135203.5723 | 135203.5723 | 135203.5723 | 135203.5723 | 135203.5723 | C2 | 70.3735 | 149.3999 | 210.9176 | 439.4116 | 878.8232 | C2 | 4222.4076 | 7619.3973 | 1265.5054 | 43501.7494 | 50092.9236 | 106701.9833 |  | 5489.1298 | 7619.3973 | 1265.5054 | 43501.7494 | 33395.2824 | 91271.0644 |  | 4785.3952 | 7320.5974 | 1687.3406 | 29001.1663 | 71184.6808 | 113979.1804 |  | 4785.3952 | 7320.5974 | 1687.3406 | 29001.1663 | 71184.6808 | 113979.1804 |  | 5489.1298 | 4481.9984 | 4429.269 | 7469.9974 | 110731.7257 | 132602.1204 |  | 5489.1298 | 4481.9984 | 4429.269 | 7469.9974 | 110731.7257 | 132602.1204
|  |  | 232 | 232 | C3 | 54 | 90 | 15 | 56 | 17 | 232 | 45 | 90 | 15 | 56 | 26 | 232 | 0 | 0 | 0 | 0 | 0 | 0 | 49 | 82 | 22 | 37 | 42 | 232 | 0 | 0 | 0 | 0 | 0 | 0 | 54 | 59 | 31 | 23 | 65 | 232 |  |  | C3 | 0.0005205 | 0.001105 | 0.00156 | 0.00325 | 0.0065 | C3 | 202805.3585 | 202805.3585 | 202805.3585 | 202805.3585 | 202805.3585 | C3 | 105.5602 | 224.0999 | 316.3764 | 659.1174 | 1318.2348 | C3 | 4750.2085 | 20168.9929 | 4745.6454 | 36910.5752 | 34274.1056 | 100849.5276 |  | 5700.2502 | 20168.9929 | 4745.6454 | 36910.5752 | 22409.9921 | 89935.4559 |  | 5172.4493 | 18376.1935 | 6960.2799 | 24387.3444 | 55365.8629 | 110262.1299 |  | 5172.4493 | 18376.1935 | 6960.2799 | 24387.3444 | 55365.8629 | 110262.1299 |  | 5700.2502 | 13221.8953 | 9807.6671 | 15159.7005 | 85685.264 | 129574.7772 |  | 5700.2502 | 13221.8953 | 9807.6671 | 15159.7005 | 85685.264 | 129574.7772
|  |  | 86 | 86 | C4 | 17 | 15 | 0 | 51 | 3 | 86 | 15 | 15 | 0 | 51 | 5 | 86 | 0 | 0 | 0 | 0 | 0 | 0 | 16 | 15 | 0 | 43 | 12 | 86 | 0 | 0 | 0 | 0 | 0 | 0 | 17 | 12 | 3 | 7 | 47 | 86 |  |  | C4 | 0.0005205 | 0.001105 | 0.00156 | 0.00325 | 0.0065 | C4 | 338008.9309 | 338008.9309 | 338008.9309 | 338008.9309 | 338008.9309 | C4 | 175.9336 | 373.4999 | 527.2939 | 1098.529 | 2197.0581 | C4 | 2639.0047 | 5602.498 | 0 | 56024.9803 | 10985.2903 | 75251.7733 |  | 2990.872 | 5602.498 | 0 | 56024.9803 | 6591.1742 | 71209.5245 |  | 2814.9384 | 5602.498 | 0 | 47236.7481 | 26364.6966 | 82018.8811 |  | 2814.9384 | 5602.498 | 0 | 47236.7481 | 26364.6966 | 82018.8811 |  | 2990.872 | 4481.9984 | 1581.8818 | 7689.7032 | 103261.7284 | 120006.1838 |  | 2990.872 | 4481.9984 | 1581.8818 | 7689.7032 | 103261.7284 | 120006.1838
|  |  | 1075 | 1075 |  | 327 | 266 | 44 | 348 | 90 |  | 283 | 266 | 44 | 348 | 136 |  | 0 | 0 | 0 | 0 | 0 |  | 301 | 243 | 63 | 252 | 216 |  | 0 | 0 | 0 | 0 | 0 |  | 283 | 207 | 103 | 95 | 387 | [22 empty] | 19641.2325 | 44894.6842 | 9406.9237 | 180114.819 | 124880.7796 | 378938.4391 |  | 22948.7851 | 44894.6842 | 9406.9237 | 180114.819 | 82082.0888 | 339447.3008 |  | 21048.7017 | 41443.5454 | 13519.8164 | 133229.6002 | 202744.5169 | 411986.1806 |  | 21048.7017 | 41443.5454 | 13519.8164 | 133229.6002 | 202744.5169 | 411986.1806 |  | 20781.2826 | 33271.3683 | 22905.6484 | 45083.6312 | 391339.98 | 513381.9104 |  | 20781.2826 | 33271.3683 | 22905.6484 | 45083.6312 | 391339.98 | 513381.9104
| EHV Transformer |  | 278 | 278 | C1 | 47 | 73 | 111 | 39 | 8 | 278 | 35 | 70 | 111 | 42 | 20 | 278 | 0 | 15 | 0 | -15 | 0 | 0 | 38 | 63 | 77 | 77 | 23 | 278 | 0 | 28 | 0 | -28 | 0 | 0 | 34 | 57 | 56 | 70 | 61 | 278 |  |  | C1 | 0.0044805 | 0.00952 | 0.01344 | 0.028 | 0.056 | C1 | 55161.4821 | 55161.4821 | 55161.4821 | 55161.4821 | 55161.4821 | C1 | 247.151 | 525.1373 | 741.3703 | 1544.5215 | 3089.043 | C1 | 8650.2857 | 36759.6117 | 82292.1055 | 64869.903 | 61780.86 | 254352.7658 |  | 11616.098 | 38335.0236 | 82292.1055 | 60236.3385 | 24712.344 | 217191.9095 |  | 9391.7388 | 33083.6505 | 57085.5146 | 118928.1554 | 71047.989 | 289537.0483 |  | 9391.7388 | 40960.7102 | 57085.5146 | 95760.3329 | 71047.989 | 274246.2854 |  | 8403.1347 | 29932.8267 | 41516.7379 | 108116.5049 | 188431.6229 | 376400.8271 |  | 8403.1347 | 44636.6713 | 41516.7379 | 64869.903 | 188431.6229 | 347858.0698
|  |  | 301 | 301 | C2 | 60 | 62 | 134 | 34 | 11 | 301 | 44 | 59 | 134 | 36 | 27 | 300 | 0 | 15 | 0 | -15 | 0 | 0 | 49 | 60 | 82 | 77 | 33 | 301 | 0 | 32 | 0 | -32 | 0 | 0 | 44 | 54 | 63 | 73 | 67 | 301 |  |  | C2 | 0.0044805 | 0.00952 | 0.01344 | 0.028 | 0.056 | C2 | 78802.1173 | 78802.1173 | 78802.1173 | 78802.1173 | 78802.1173 | C2 | 353.0729 | 750.1962 | 1059.1005 | 2206.4593 | 4412.9186 | C2 | 15535.207 | 44261.5732 | 141919.4612 | 79432.5342 | 119148.8014 | 400297.577 |  | 21184.3732 | 46512.1617 | 141919.4612 | 75019.6157 | 48542.1043 | 333177.716 |  | 17300.5714 | 45011.7694 | 86846.2374 | 169897.3649 | 145626.3128 | 464682.2559 |  | 17300.5714 | 56264.7117 | 86846.2374 | 136800.4756 | 145626.3128 | 442838.309 |  | 15535.207 | 40510.5925 | 66723.3288 | 161071.5278 | 295665.5441 | 579506.2001 |  | 15535.207 | 64516.8695 | 66723.3288 | 90464.8307 | 295665.5441 | 532905.78
|  |  | 134 | 134 | C3 | 14 | 29 | 69 | 20 | 2 | 134 | 10 | 28 | 69 | 22 | 5 | 134 | 0 | 8 | 0 | -8 | 0 | 0 | 11 | 20 | 53 | 38 | 12 | 134 | 0 | 18 | 0 | -18 | 0 | 0 | 11 | 17 | 35 | 40 | 31 | 134 |  |  | C3 | 0.0044805 | 0.00952 | 0.01344 | 0.028 | 0.056 | C3 | 118203.1759 | 118203.1759 | 118203.1759 | 118203.1759 | 118203.1759 | C3 | 529.6093 | 1125.2942 | 1588.6507 | 3309.6889 | 6619.3779 | C3 | 5296.0933 | 31508.2386 | 109616.8972 | 72813.1564 | 33096.8893 | 252331.2748 |  | 7414.5306 | 32633.5328 | 109616.8972 | 66193.7785 | 13238.7557 | 229097.4949 |  | 5825.7026 | 22505.8847 | 84198.4863 | 125768.1792 | 79432.5342 | 317730.7871 |  | 5825.7026 | 31508.2386 | 84198.4863 | 99290.6678 | 79432.5342 | 300255.6295 |  | 5825.7026 | 19130.002 | 55602.774 | 132387.5571 | 205200.7134 | 418146.7491 |  | 5825.7026 | 39385.2982 | 55602.774 | 72813.1564 | 205200.7134 | 378827.6446
|  |  | 43 | 43 | C4 | 7 | 11 | 17 | 8 | 0 | 43 | 7 | 10 | 17 | 9 | 0 | 43 | 0 | 2 | 0 | -2 | 0 | 0 | 6 | 9 | 15 | 12 | 1 | 43 | 0 | 4 | 0 | -4 | 0 | 0 | 1 | 12 | 13 | 8 | 9 | 43 |  |  | C4 | 0.0044805 | 0.00952 | 0.01344 | 0.028 | 0.056 | C4 | 197005.2932 | 197005.2932 | 197005.2932 | 197005.2932 | 197005.2932 | C4 | 882.6822 | 1875.4904 | 2647.7511 | 5516.1482 | 11032.2964 | C4 | 6178.7755 | 18754.9039 | 45011.7694 | 49645.3339 | 0 | 119590.7827 |  | 6178.7755 | 20630.3943 | 45011.7694 | 44129.1857 | 0 | 115950.1249 |  | 5296.0933 | 16879.4135 | 39716.2671 | 66193.7785 | 11032.2964 | 139117.8489 |  | 5296.0933 | 20630.3943 | 39716.2671 | 55161.4821 | 11032.2964 | 131836.5333 |  | 882.6822 | 22505.8847 | 34420.7648 | 44129.1857 | 99290.6678 | 201229.1852 |  | 882.6822 | 30007.8463 | 34420.7648 | 22064.5928 | 99290.6678 | 186666.554
|  |  | 756 | 756 |  | 128 | 175 | 331 | 101 | 21 |  | 96 | 167 | 331 | 109 | 52 |  | 0 | 40 | 0 | -40 | 0 |  | 104 | 152 | 227 | 204 | 69 |  | 0 | 82 | 0 | -82 | 0 |  | 90 | 140 | 167 | 191 | 168 | [22 empty] | 35660.3615 | 131284.3274 | 378840.2333 | 266760.9275 | 214026.5506 | 1026572.4003 |  | 46393.7773 | 138111.1124 | 378840.2333 | 245578.9183 | 86493.2039 | 895417.2453 |  | 37814.1061 | 117480.7181 | 267846.5054 | 480787.478 | 307139.1324 | 1211067.9401 |  | 37814.1061 | 149364.0548 | 267846.5054 | 387012.9585 | 307139.1324 | 1149176.7572 |  | 30646.7266 | 112079.3058 | 198263.6054 | 445704.7754 | 788588.5482 | 1575282.9614 |  | 30646.7266 | 178546.6853 | 198263.6054 | 250212.4828 | 788588.5482 | 1446258.0483
| EHV UG Cable (Gas) |  | 0 | 0 | C1 | 0 | 0 | 0 | 0 | 0 | 0 | 0 | 0 | 0 | 0 | 0 | 0 | 0 | 0 | 0 | 0 | 0 | 0 | 0 | 0 | 0 | 0 | 0 | 0 | 0 | 0 | 0 | 0 | 0 | 0 | 0 | 0 | 0 | 0 | 0 | 0 |  |  | C1 | 0 | 0 | 0 | 0 | 0 | C1 | 0 | 0 | 0 | 0 | 0 | C1 | [5 empty] | C1 | [5 empty] | 0 | [6 empty] | 0 | [6 empty] | 0 | [6 empty] | 0 | [6 empty] | 0 | [6 empty] | 0
|  |  | 0 | 0 | C2 | 0 | 0 | 0 | 0 | 0 | 0 | 0 | 0 | 0 | 0 | 0 | 0 | 0 | 0 | 0 | 0 | 0 | 0 | 0 | 0 | 0 | 0 | 0 | 0 | 0 | 0 | 0 | 0 | 0 | 0 | 0 | 0 | 0 | 0 | 0 | 0 |  |  | C2 | 0 | 0 | 0 | 0 | 0 | C2 | 0 | 0 | 0 | 0 | 0 | C2 | [5 empty] | C2 | [5 empty] | 0 | [6 empty] | 0 | [6 empty] | 0 | [6 empty] | 0 | [6 empty] | 0 | [6 empty] | 0
|  |  | 0 | 0 | C3 | 0 | 0 | 0 | 0 | 0 | 0 | 0 | 0 | 0 | 0 | 0 | 0 | 0 | 0 | 0 | 0 | 0 | 0 | 0 | 0 | 0 | 0 | 0 | 0 | 0 | 0 | 0 | 0 | 0 | 0 | 0 | 0 | 0 | 0 | 0 | 0 |  |  | C3 | 0 | 0 | 0 | 0 | 0 | C3 | 0 | 0 | 0 | 0 | 0 | C3 | [5 empty] | C3 | [5 empty] | 0 | [6 empty] | 0 | [6 empty] | 0 | [6 empty] | 0 | [6 empty] | 0 | [6 empty] | 0
|  |  | 0 | 0 | C4 | 0 | 0 | 0 | 0 | 0 | 0 | 0 | 0 | 0 | 0 | 0 | 0 | 0 | 0 | 0 | 0 | 0 | 0 | 0 | 0 | 0 | 0 | 0 | 0 | 0 | 0 | 0 | 0 | 0 | 0 | 0 | 0 | 0 | 0 | 0 | 0 |  |  | C4 | 0 | 0 | 0 | 0 | 0 | C4 | 0 | 0 | 0 | 0 | 0 | C4 | [5 empty] | C4 | [5 empty] | 0 | [6 empty] | 0 | [6 empty] | 0 | [6 empty] | 0 | [6 empty] | 0 | [6 empty] | 0
|  |  | 0 | 0 |  | 0 | 0 | 0 | 0 | 0 |  | 0 | 0 | 0 | 0 | 0 |  | 0 | 0 | 0 | 0 | 0 |  | 0 | 0 | 0 | 0 | 0 |  | 0 | 0 | 0 | 0 | 0 |  | 0 | 0 | 0 | 0 | 0 | [22 empty] | 0 | 0 | 0 | 0 | 0 | 0 |  | 0 | 0 | 0 | 0 | 0 | 0 |  | 0 | 0 | 0 | 0 | 0 | 0 |  | 0 | 0 | 0 | 0 | 0 | 0 |  | 0 | 0 | 0 | 0 | 0 | 0 |  | 0 | 0 | 0 | 0 | 0 | 0
| EHV UG Cable (Oil) |  | 7.7961 | 7.7961 | C1 | 0.59733 | 1.7807 | 3.8974 | 1.5207 | 0 | 7.7961 | 0.59733 | 1.7807 | 3.8974 | 1.5207 | 0 | 7.7961 | 0 | 0 | 0 | 0 | 0 | 0 | 0.59733 | 0.92287 | 4.1574 | 1.6865 | 0.43211 | 7.7961 | 0 | 0 | 0 | 0 | 0 | 0 | 0.17758 | 1.2206 | 2.5514 | 3.4145 | 0.43211 | 7.7961 |  |  | C1 | 5.05e-05 | 0.00010625 | 0.00015 | 0.0003125 | 0.000625 | C1 | 29677.1884 | 29677.1884 | 29677.1884 | 29677.1884 | 29677.1884 | C1 | 1.4987 | 3.1532 | 4.4516 | 9.2741 | 18.5482 | C1 | 0.89522 | 5.6151 | 17.3495 | 14.1029 | 0 | 37.9626 |  | 0.89522 | 5.6151 | 17.3495 | 14.1029 | 0 | 37.9626 |  | 0.89522 | 2.91 | 18.5068 | 15.6405 | 8.0148 | 45.9673 |  | 0.89522 | 2.91 | 18.5068 | 15.6405 | 8.0148 | 45.9673 |  | 0.26614 | 3.8488 | 11.3576 | 31.6664 | 8.0148 | 55.1537 |  | 0.26614 | 3.8488 | 11.3576 | 31.6664 | 8.0148 | 55.1537
|  |  | 13.4702 | 13.4702 | C2 | 0.93625 | 1.828 | 4.6953 | 3.6901 | 2.3206 | 13.4702 | 0.93625 | 1.828 | 4.6953 | 3.6901 | 2.3206 | 13.4702 | 0 | 0 | 0 | 0 | 0 | 0 | 0.89989 | 1.8643 | 3.4173 | 4.7422 | 2.5465 | 13.4702 | 0 | 0 | 0 | 0 | 0 | 0 | 0.34863 | 2.4156 | 2.7433 | 4.5809 | 3.3818 | 13.4702 |  |  | C2 | 5.05e-05 | 0.00010625 | 0.00015 | 0.0003125 | 0.000625 | C2 | 42395.9834 | 42395.9834 | 42395.9834 | 42395.9834 | 42395.9834 | C2 | 2.141 | 4.5046 | 6.3594 | 13.2487 | 26.4975 | C2 | 2.0045 | 8.2342 | 29.859 | 48.8892 | 61.4908 | 150.4777 |  | 2.0045 | 8.2342 | 29.859 | 48.8892 | 61.4908 | 150.4777 |  | 1.9267 | 8.398 | 21.732 | 62.8278 | 67.4762 | 162.3606 |  | 1.9267 | 8.398 | 21.732 | 62.8278 | 67.4762 | 162.3606 |  | 0.74642 | 10.8811 | 17.4459 | 60.6913 | 89.608 | 179.3727 |  | 0.74642 | 10.8811 | 17.4459 | 60.6913 | 89.608 | 179.3727
|  |  | 7.6642 | 7.6642 | C3 | 0.30687 | 2.3935 | 2.5868 | 1.466 | 0.91106 | 7.6642 | 0.30687 | 2.3935 | 2.5868 | 1.466 | 0.91106 | 7.6642 | 0 | 0 | 0 | 0 | 0 | 0 | 0.30687 | 2.3935 | 1.7485 | 2.3043 | 0.91106 | 7.6642 | 0 | 0 | 0 | 0 | 0 | 0 | 0.30687 | 1.8572 | 2.2848 | 2.3043 | 0.91106 | 7.6642 |  |  | C3 | 5.05e-05 | 0.00010625 | 0.00015 | 0.0003125 | 0.000625 | C3 | 63593.9751 | 63593.9751 | 63593.9751 | 63593.9751 | 63593.9751 | C3 | 3.2115 | 6.7569 | 9.5391 | 19.8731 | 39.7462 | C3 | 0.9855 | 16.1722 | 24.6761 | 29.1339 | 36.2113 | 107.179 |  | 0.9855 | 16.1722 | 24.6761 | 29.1339 | 36.2113 | 107.179 |  | 0.9855 | 16.1722 | 16.6792 | 45.7941 | 36.2113 | 115.8423 |  | 0.9855 | 16.1722 | 16.6792 | 45.7941 | 36.2113 | 115.8423 |  | 0.9855 | 12.5488 | 21.7947 | 45.7941 | 36.2113 | 117.3344 |  | 0.9855 | 12.5488 | 21.7947 | 45.7941 | 36.2113 | 117.3344
|  |  | 0 | 0 | C4 | 0 | 0 | 0 | 0 | 0 | 0 | 0 | 0 | 0 | 0 | 0 | 0 | 0 | 0 | 0 | 0 | 0 | 0 | 0 | 0 | 0 | 0 | 0 | 0 | 0 | 0 | 0 | 0 | 0 | 0 | 0 | 0 | 0 | 0 | 0 | 0 |  |  | C4 | 5.05e-05 | 0.00010625 | 0.00015 | 0.0003125 | 0.000625 | C4 | 105989.9584 | 105989.9584 | 105989.9584 | 105989.9584 | 105989.9584 | C4 | 5.3525 | 11.2614 | 15.8985 | 33.1219 | 66.2437 | C4 | 0 | 0 | 0 | 0 | 0 | 0 |  | 0 | 0 | 0 | 0 | 0 | 0 |  | 0 | 0 | 0 | 0 | 0 | 0 |  | 0 | 0 | 0 | 0 | 0 | 0 |  | 0 | 0 | 0 | 0 | 0 | 0 |  | 0 | 0 | 0 | 0 | 0 | 0
|  |  | 28.9305 | 28.9305 |  | 1.8404 | 6.0022 | 11.1795 | 6.6768 | 3.2317 |  | 1.8404 | 6.0022 | 11.1795 | 6.6768 | 3.2317 |  | 0 | 0 | 0 | 0 | 0 |  | 1.8041 | 5.1806 | 9.3232 | 8.733 | 3.8897 |  | 0 | 0 | 0 | 0 | 0 |  | 0.83308 | 5.4934 | 7.5795 | 10.2997 | 4.7249 | [22 empty] | 3.8852 | 30.0215 | 71.8845 | 92.126 | 97.7021 | 295.6193 |  | 3.8852 | 30.0215 | 71.8845 | 92.126 | 97.7021 | 295.6193 |  | 3.8074 | 27.4802 | 56.9179 | 124.2624 | 111.7023 | 324.1702 |  | 3.8074 | 27.4802 | 56.9179 | 124.2624 | 111.7023 | 324.1702 |  | 1.9981 | 27.2787 | 50.5981 | 138.1518 | 133.8341 | 351.8608 |  | 1.9981 | 27.2787 | 50.5981 | 138.1518 | 133.8341 | 351.8608
| EHV UG Cable (Non Pressurised) |  | 0 | 0 | C1 | 0 | 0 | 0 | 0 | 0 | 0 | 0 | 0 | 0 | 0 | 0 | 0 | 0 | 0 | 0 | 0 | 0 | 0 | 0 | 0 | 0 | 0 | 0 | 0 | 0 | 0 | 0 | 0 | 0 | 0 | 0 | 0 | 0 | 0 | 0 | 0 |  |  | C1 | 0 | 0 | 0 | 0 | 0 | C1 | 0 | 0 | 0 | 0 | 0 | C1 | [5 empty] | C1 | [5 empty] | 0 | [6 empty] | 0 | [6 empty] | 0 | [6 empty] | 0 | [6 empty] | 0 | [6 empty] | 0
|  |  | 0 | 0 | C2 | 0 | 0 | 0 | 0 | 0 | 0 | 0 | 0 | 0 | 0 | 0 | 0 | 0 | 0 | 0 | 0 | 0 | 0 | 0 | 0 | 0 | 0 | 0 | 0 | 0 | 0 | 0 | 0 | 0 | 0 | 0 | 0 | 0 | 0 | 0 | 0 |  |  | C2 | 0 | 0 | 0 | 0 | 0 | C2 | 0 | 0 | 0 | 0 | 0 | C2 | [5 empty] | C2 | [5 empty] | 0 | [6 empty] | 0 | [6 empty] | 0 | [6 empty] | 0 | [6 empty] | 0 | [6 empty] | 0
|  |  | 0 | 0 | C3 | 0 | 0 | 0 | 0 | 0 | 0 | 0 | 0 | 0 | 0 | 0 | 0 | 0 | 0 | 0 | 0 | 0 | 0 | 0 | 0 | 0 | 0 | 0 | 0 | 0 | 0 | 0 | 0 | 0 | 0 | 0 | 0 | 0 | 0 | 0 | 0 |  |  | C3 | 0 | 0 | 0 | 0 | 0 | C3 | 0 | 0 | 0 | 0 | 0 | C3 | [5 empty] | C3 | [5 empty] | 0 | [6 empty] | 0 | [6 empty] | 0 | [6 empty] | 0 | [6 empty] | 0 | [6 empty] | 0
|  |  | 0 | 0 | C4 | 0 | 0 | 0 | 0 | 0 | 0 | 0 | 0 | 0 | 0 | 0 | 0 | 0 | 0 | 0 | 0 | 0 | 0 | 0 | 0 | 0 | 0 | 0 | 0 | 0 | 0 | 0 | 0 | 0 | 0 | 0 | 0 | 0 | 0 | 0 | 0 |  |  | C4 | 0 | 0 | 0 | 0 | 0 | C4 | 0 | 0 | 0 | 0 | 0 | C4 | [5 empty] | C4 | [5 empty] | 0 | [6 empty] | 0 | [6 empty] | 0 | [6 empty] | 0 | [6 empty] | 0 | [6 empty] | 0
|  |  | 0 | 0 |  | 0 | 0 | 0 | 0 | 0 |  | 0 | 0 | 0 | 0 | 0 |  | 0 | 0 | 0 | 0 | 0 |  | 0 | 0 | 0 | 0 | 0 |  | 0 | 0 | 0 | 0 | 0 |  | 0 | 0 | 0 | 0 | 0 | [22 empty] | 0 | 0 | 0 | 0 | 0 | 0 |  | 0 | 0 | 0 | 0 | 0 | 0 |  | 0 | 0 | 0 | 0 | 0 | 0 |  | 0 | 0 | 0 | 0 | 0 | 0 |  | 0 | 0 | 0 | 0 | 0 | 0 |  | 0 | 0 | 0 | 0 | 0 | 0
| EHV OHL Support - Towers |  | 0 | 0 | C1 | 0 | 0 | 0 | 0 | 0 | 0 | 0 | 0 | 0 | 0 | 0 | 0 | 0 | 20 | 0 | 0 | -20 | 0 | 0 | 0 | 0 | 0 | 0 | 0 | 0 | 98 | -8 | 0 | -90 | 0 | 0 | 0 | 0 | 0 | 0 | 0 |  |  | C1 | 0 | 0 | 0 | 0 | 0 | C1 | 0 | 0 | 0 | 0 | 0 | C1 | [5 empty] | C1 | [5 empty] | 0 | [6 empty] | 0 | [6 empty] | 0 | [6 empty] | 0 | [6 empty] | 0 | [6 empty] | 0
|  |  | 0 | 0 | C2 | 0 | 0 | 0 | 0 | 0 | 0 | 0 | 0 | 0 | 0 | 0 | 0 | 0 | 52 | 0 | 0 | -52 | 0 | 0 | 0 | 0 | 0 | 0 | 0 | 0 | 100 | -14 | -2 | -84 | 0 | 0 | 0 | 0 | 0 | 0 | 0 |  |  | C2 | 0 | 0 | 0 | 0 | 0 | C2 | 0 | 0 | 0 | 0 | 0 | C2 | [5 empty] | C2 | [5 empty] | 0 | [6 empty] | 0 | [6 empty] | 0 | [6 empty] | 0 | [6 empty] | 0 | [6 empty] | 0
|  |  | 0 | 0 | C3 | 0 | 0 | 0 | 0 | 0 | 0 | 0 | 0 | 0 | 0 | 0 | 0 | 0 | 54 | 0 | 0 | -54 | 0 | 0 | 0 | 0 | 0 | 0 | 0 | 0 | 54 | 0 | 0 | -54 | 0 | 0 | 0 | 0 | 0 | 0 | 0 |  |  | C3 | 0 | 0 | 0 | 0 | 0 | C3 | 0 | 0 | 0 | 0 | 0 | C3 | [5 empty] | C3 | [5 empty] | 0 | [6 empty] | 0 | [6 empty] | 0 | [6 empty] | 0 | [6 empty] | 0 | [6 empty] | 0
|  |  | 0 | 0 | C4 | 0 | 0 | 0 | 0 | 0 | 0 | 0 | 0 | 0 | 0 | 0 | 0 | 0 | 0 | 0 | 0 | 0 | 0 | 0 | 0 | 0 | 0 | 0 | 0 | 0 | 0 | 0 | 0 | 0 | 0 | 0 | 0 | 0 | 0 | 0 | 0 |  |  | C4 | 0 | 0 | 0 | 0 | 0 | C4 | 0 | 0 | 0 | 0 | 0 | C4 | [5 empty] | C4 | [5 empty] | 0 | [6 empty] | 0 | [6 empty] | 0 | [6 empty] | 0 | [6 empty] | 0 | [6 empty] | 0
|  |  | 0 | 0 |  | 0 | 0 | 0 | 0 | 0 |  | 0 | 0 | 0 | 0 | 0 |  | 0 | 126 | 0 | 0 | -126 |  | 0 | 0 | 0 | 0 | 0 |  | 0 | 252 | -22 | -2 | -228 |  | 0 | 0 | 0 | 0 | 0 | [22 empty] | 0 | 0 | 0 | 0 | 0 | 0 |  | 0 | 0 | 0 | 0 | 0 | 0 |  | 0 | 0 | 0 | 0 | 0 | 0 |  | 0 | 0 | 0 | 0 | 0 | 0 |  | 0 | 0 | 0 | 0 | 0 | 0 |  | 0 | 0 | 0 | 0 | 0 | 0
| EHV OHL Support - Poles |  | 10846 | 10846 | C1 | 2433 | 4061 | 2519 | 886 | 947 | 10846 | 1870 | 4214 | 2575 | 1086 | 1151 | 10896 | 0 | 0 | 0 | 0 | 0 | 0 | 1961 | 3432 | 2960 | 1096 | 1397 | 10846 | 0 | 0 | 0 | 0 | 0 | 0 | 2270 | 2133 | 3530 | 774 | 2139 | 10846 |  |  | C1 | 0.0004005 | 0.00085 | 0.0012 | 0.0025 | 0.005 | C1 | 27392.3536 | 27392.3536 | 27392.3536 | 27392.3536 | 27392.3536 | C1 | 10.9706 | 23.2835 | 32.8708 | 68.4809 | 136.9618 | C1 | 20515.0923 | 98116.6712 | 84642.3725 | 74370.2399 | 157642.9948 | 435287.3708 |  | 26691.5613 | 94554.2957 | 82801.6064 | 60674.0632 | 129702.7941 | 394424.3206 |  | 21513.4203 | 79908.9738 | 97297.6399 | 75055.0488 | 191335.5897 | 465110.6725 |  | 21513.4203 | 79908.9738 | 97297.6399 | 75055.0488 | 191335.5897 | 465110.6725 |  | 24903.3474 | 49663.7066 | 116034.0097 | 53004.2042 | 292961.2214 | 536566.4893 |  | 24903.3474 | 49663.7066 | 116034.0097 | 53004.2042 | 292961.2214 | 536566.4893
|  |  | 19735 | 19735 | C2 | 3897 | 6597 | 6755 | 1135 | 1351 | 19735 | 3025 | 6847 | 6905 | 1392 | 1643 | 19812 | 0 | 0 | 0 | 0 | 0 | 0 | 3103 | 5689 | 6948 | 2255 | 1740 | 19735 | 0 | 0 | 0 | 0 | 0 | 0 | 3436 | 3772 | 6737 | 2719 | 3071 | 19735 |  |  | C2 | 0.0004005 | 0.00085 | 0.0012 | 0.0025 | 0.005 | C2 | 39131.9337 | 39131.9337 | 39131.9337 | 39131.9337 | 39131.9337 | C2 | 15.6723 | 33.2621 | 46.9583 | 97.8298 | 195.6597 | C2 | 47408.8268 | 227745.8974 | 324247.2024 | 136179.1292 | 321468.8351 | 1057049.8908 |  | 61075.1068 | 219430.3615 | 317203.4543 | 111036.8618 | 264336.2119 | 973081.9963 |  | 48631.2693 | 189228.3351 | 326266.4102 | 220606.2761 | 340447.8229 | 1125180.1135 |  | 48631.2693 | 189228.3351 | 326266.4102 | 220606.2761 | 340447.8229 | 1125180.1135 |  | 53850.1583 | 125464.8057 | 316358.2046 | 265999.3191 | 600870.8415 | 1362543.3292 |  | 53850.1583 | 125464.8057 | 316358.2046 | 265999.3191 | 600870.8415 | 1362543.3292
|  |  | 7620 | 7620 | C3 | 1803 | 2233 | 1582 | 1005 | 997 | 7620 | 1287 | 2317 | 1617 | 1232 | 1212 | 7665 | 0 | 0 | 0 | 0 | 0 | 0 | 1402 | 1938 | 1781 | 940 | 1559 | 7620 | 0 | 0 | 0 | 0 | 0 | 0 | 1731 | 1184 | 1974 | 494 | 2237 | 7620 |  |  | C3 | 0.0004005 | 0.00085 | 0.0012 | 0.0025 | 0.005 | C3 | 58697.9005 | 58697.9005 | 58697.9005 | 58697.9005 | 58697.9005 | C3 | 23.5085 | 49.8932 | 70.4375 | 146.7448 | 293.4895 | C3 | 30255.4513 | 115602.5801 | 113897.4061 | 180789.5336 | 355709.2771 | 796254.2482 |  | 42385.842 | 111411.5501 | 111432.0943 | 147478.475 | 292609.034 | 705316.9954 |  | 32958.9298 | 96693.0515 | 125449.153 | 137940.0662 | 457550.1344 | 850591.3349 |  | 32958.9298 | 96693.0515 | 125449.153 | 137940.0662 | 457550.1344 | 850591.3349 |  | 40693.2293 | 59073.5671 | 139043.5867 | 72491.9071 | 656536.0171 | 967838.3074 |  | 40693.2293 | 59073.5671 | 139043.5867 | 72491.9071 | 656536.0171 | 967838.3074
|  |  | 261 | 261 | C4 | 10 | 2 | 221 | 22 | 6 | 261 | 0 | 2 | 226 | 27 | 7 | 262 | 0 | 0 | 0 | 0 | 0 | 0 | 0 | 0 | 177 | 77 | 7 | 261 | 0 | 0 | 0 | 0 | 0 | 0 | 10 | 0 | 95 | 117 | 39 | 261 |  |  | C4 | 0.0004005 | 0.00085 | 0.0012 | 0.0025 | 0.005 | C4 | 97829.8342 | 97829.8342 | 97829.8342 | 97829.8342 | 97829.8342 | C4 | 39.1808 | 83.1554 | 117.3958 | 244.5746 | 489.1492 | C4 | 0 | 166.3107 | 26531.451 | 6603.5138 | 3424.0442 | 36725.3197 |  | 391.8085 | 166.3107 | 25944.472 | 5380.6409 | 2934.895 | 34818.1271 |  | 0 | 0 | 20779.0568 | 18832.2431 | 3424.0442 | 43035.3441 |  | 0 | 0 | 20779.0568 | 18832.2431 | 3424.0442 | 43035.3441 |  | 391.8085 | 0 | 11152.6011 | 28615.2265 | 19076.8177 | 59236.4537 |  | 391.8085 | 0 | 11152.6011 | 28615.2265 | 19076.8177 | 59236.4537
|  |  | 38462 | 38462 |  | 8143 | 12893 | 11077 | 3048 | 3301 |  | 6182 | 13380 | 11323 | 3737 | 4013 |  | 0 | 0 | 0 | 0 | 0 |  | 6466 | 11059 | 11866 | 4368 | 4703 |  | 0 | 0 | 0 | 0 | 0 |  | 7447 | 7089 | 12336 | 4104 | 7486 | [22 empty] | 98179.3704 | 441631.4595 | 549318.4321 | 397942.4165 | 838245.1511 | 2325316.8296 |  | 130544.3186 | 425562.5179 | 537381.627 | 324570.0408 | 689582.9351 | 2107641.4395 |  | 103103.6194 | 365830.3604 | 569792.2598 | 452433.6341 | 992757.5912 | 2483917.465 |  | 103103.6194 | 365830.3604 | 569792.2598 | 452433.6341 | 992757.5912 | 2483917.465 |  | 119838.5435 | 234202.0794 | 582588.4021 | 420110.6569 | 1569444.8977 | 2926184.5797 |  | 119838.5435 | 234202.0794 | 582588.4021 | 420110.6569 | 1569444.8977 | 2926184.5797
| EHV OHL Fittings and Conductors (Tower Lines) |  | 0 | 0 | C1 | 0 | 0 | 0 | 0 | 0 | 0 | 0 | 0 | 0 | 0 | 0 | 0 | 0 | 0 | 0 | 0 | 0 | 0 | 0 | 0 | 0 | 0 | 0 | 0 | 0 | 0 | 0 | 0 | 0 | 0 | 0 | 0 | 0 | 0 | 0 | 0 |  |  | C1 | 5e-07 | 0 | 0 | 0 | 0 | C1 | 0 | 0 | 0 | 0 | 0 | C1 | [5 empty] | C1 | [5 empty] | 0 | [6 empty] | 0 | [6 empty] | 0 | [6 empty] | 0 | [6 empty] | 0 | [6 empty] | 0
|  |  | 0 | 0 | C2 | 0 | 0 | 0 | 0 | 0 | 0 | 0 | 0 | 0 | 0 | 0 | 0 | 0 | 0 | 0 | 0 | 0 | 0 | 0 | 0 | 0 | 0 | 0 | 0 | 0 | 0 | 0 | 0 | 0 | 0 | 0 | 0 | 0 | 0 | 0 | 0 |  |  | C2 | 5e-07 | 0 | 0 | 0 | 0 | C2 | 0 | 0 | 0 | 0 | 0 | C2 | [5 empty] | C2 | [5 empty] | 0 | [6 empty] | 0 | [6 empty] | 0 | [6 empty] | 0 | [6 empty] | 0 | [6 empty] | 0
|  |  | 0 | 0 | C3 | 0 | 0 | 0 | 0 | 0 | 0 | 0 | 0 | 0 | 0 | 0 | 0 | 0 | 0 | 0 | 0 | 0 | 0 | 0 | 0 | 0 | 0 | 0 | 0 | 0 | 0 | 0 | 0 | 0 | 0 | 0 | 0 | 0 | 0 | 0 | 0 |  |  | C3 | 5e-07 | 0 | 0 | 0 | 0 | C3 | 0 | 0 | 0 | 0 | 0 | C3 | [5 empty] | C3 | [5 empty] | 0 | [6 empty] | 0 | [6 empty] | 0 | [6 empty] | 0 | [6 empty] | 0 | [6 empty] | 0
|  |  | 0 | 0 | C4 | 0 | 0 | 0 | 0 | 0 | 0 | 0 | 0 | 0 | 0 | 0 | 0 | 0 | 0 | 0 | 0 | 0 | 0 | 0 | 0 | 0 | 0 | 0 | 0 | 0 | 0 | 0 | 0 | 0 | 0 | 0 | 0 | 0 | 0 | 0 | 0 |  |  | C4 | 5e-07 | 0 | 0 | 0 | 0 | C4 | 0 | 0 | 0 | 0 | 0 | C4 | [5 empty] | C4 | [5 empty] | 0 | [6 empty] | 0 | [6 empty] | 0 | [6 empty] | 0 | [6 empty] | 0 | [6 empty] | 0
|  |  | 0 | 0 |  | 0 | 0 | 0 | 0 | 0 |  | 0 | 0 | 0 | 0 | 0 |  | 0 | 0 | 0 | 0 | 0 |  | 0 | 0 | 0 | 0 | 0 |  | 0 | 0 | 0 | 0 | 0 |  | 0 | 0 | 0 | 0 | 0 | [22 empty] | 0 | 0 | 0 | 0 | 0 | 0 |  | 0 | 0 | 0 | 0 | 0 | 0 |  | 0 | 0 | 0 | 0 | 0 | 0 |  | 0 | 0 | 0 | 0 | 0 | 0 |  | 0 | 0 | 0 | 0 | 0 | 0 |  | 0 | 0 | 0 | 0 | 0 | 0
| [Please insert new asset category as required] |  | 0 | 0 | C1 | 0 | 0 | 0 | 0 | 0 | 0 | 0 | 0 | 0 | 0 | 0 | 0 | 0 | 0 | 0 | 0 | 0 | 0 | 0 | 0 | 0 | 0 | 0 | 0 | 0 | 0 | 0 | 0 | 0 | 0 | 0 | 0 | 0 | 0 | 0 | 0 |  |  | C1 | 0 | 0 | 0 | 0 | 0 | C1 | 0 | 0 | 0 | 0 | 0 | C1 | [5 empty] | C1 | [5 empty] | 0 | [6 empty] | 0 | [6 empty] | 0 | [6 empty] | 0 | [6 empty] | 0 | [6 empty] | 0
|  |  | 88 | 88 | C2 | 0 | 20 | 52 | 16 | 0 | 88 | 0 | 23 | 43 | 22 | 1 | 89 | 0 | 0 | 0 | 0 | 0 | 0 | 0 | 12 | 56 | 20 | 2 | 90 | 0 | 0 | 0 | 0 | 0 | 0 | 0 | 4 | 59 | 23 | 3 | 89 |  |  | C2 | 0 | 0 | 0 | 0 | 0 | C2 | 0 | 0 | 0 | 0 | 0 | C2 | [5 empty] | C2 | [5 empty] | 0 | [6 empty] | 0 | [6 empty] | 0 | [6 empty] | 0 | [6 empty] | 0 | [6 empty] | 0
|  |  | 0 | 0 | C3 | 0 | 0 | 0 | 0 | 0 | 0 | 0 | 0 | 0 | 0 | 0 | 0 | 0 | 0 | 0 | 0 | 0 | 0 | 0 | 0 | 0 | 0 | 0 | 0 | 0 | 0 | 0 | 0 | 0 | 0 | 0 | 0 | 0 | 0 | 0 | 0 |  |  | C3 | 0 | 0 | 0 | 0 | 0 | C3 | 0 | 0 | 0 | 0 | 0 | C3 | [5 empty] | C3 | [5 empty] | 0 | [6 empty] | 0 | [6 empty] | 0 | [6 empty] | 0 | [6 empty] | 0 | [6 empty] | 0
|  |  | 0 | 0 | C4 | 0 | 0 | 0 | 0 | 0 | 0 | 0 | 0 | 0 | 0 | 0 | 0 | 0 | 0 | 0 | 0 | 0 | 0 | 0 | 0 | 0 | 0 | 0 | 0 | 0 | 0 | 0 | 0 | 0 | 0 | 0 | 0 | 0 | 0 | 0 | 0 |  |  | C4 | 0 | 0 | 0 | 0 | 0 | C4 | 0 | 0 | 0 | 0 | 0 | C4 | [5 empty] | C4 | [5 empty] | 0 | [6 empty] | 0 | [6 empty] | 0 | [6 empty] | 0 | [6 empty] | 0 | [6 empty] | 0
|  |  | 88 | 88 |  | 0 | 20 | 52 | 16 | 0 |  | 0 | 23 | 43 | 22 | 1 |  | 0 | 0 | 0 | 0 | 0 |  | 0 | 12 | 56 | 20 | 2 |  | 0 | 0 | 0 | 0 | 0 |  | 0 | 4 | 59 | 23 | 3 | [22 empty] | 0 | 0 | 0 | 0 | 0 | 0 |  | 0 | 0 | 0 | 0 | 0 | 0 |  | 0 | 0 | 0 | 0 | 0 | 0 |  | 0 | 0 | 0 | 0 | 0 | 0 |  | 0 | 0 | 0 | 0 | 0 | 0 |  | 0 | 0 | 0 | 0 | 0 | 0
| [Please insert new asset category as required] |  | 0 | 0 | C1 | 0 | 0 | 0 | 0 | 0 | 0 | 0 | 0 | 0 | 0 | 0 | 0 | 0 | 0 | 0 | 0 | 0 | 0 | 0 | 0 | 0 | 0 | 0 | 0 | 0 | 0 | 0 | 0 | 0 | 0 | 0 | 0 | 0 | 0 | 0 | 0 |  |  | C1 | 0 | 0 | 0 | 0 | 0 | C1 | 0 | 0 | 0 | 0 | 0 | C1 | [5 empty] | C1 | [5 empty] | 0 | [6 empty] | 0 | [6 empty] | 0 | [6 empty] | 0 | [6 empty] | 0 | [6 empty] | 0
|  |  | 89 | 89 | C2 | 1 | 24 | 37 | 18 | 9 | 89 | 0 | 13 | 20 | 44 | 12 | 89 | 0 | 0 | 0 | 0 | 0 | 0 | 1 | 15 | 32 | 29 | 13 | 90 | 0 | 0 | 0 | 0 | 0 | 0 | 0 | 6 | 27 | 39 | 17 | 89 |  |  | C2 | 0 | 0 | 0 | 0 | 0 | C2 | 0 | 0 | 0 | 0 | 0 | C2 | [5 empty] | C2 | [5 empty] | 0 | [6 empty] | 0 | [6 empty] | 0 | [6 empty] | 0 | [6 empty] | 0 | [6 empty] | 0
|  |  | 0 | 0 | C3 | 0 | 0 | 0 | 0 | 0 | 0 | 0 | 0 | 0 | 0 | 0 | 0 | 0 | 0 | 0 | 0 | 0 | 0 | 0 | 0 | 0 | 0 | 0 | 0 | 0 | 0 | 0 | 0 | 0 | 0 | 0 | 0 | 0 | 0 | 0 | 0 |  |  | C3 | 0 | 0 | 0 | 0 | 0 | C3 | 0 | 0 | 0 | 0 | 0 | C3 | [5 empty] | C3 | [5 empty] | 0 | [6 empty] | 0 | [6 empty] | 0 | [6 empty] | 0 | [6 empty] | 0 | [6 empty] | 0
|  |  | 0 | 0 | C4 | 0 | 0 | 0 | 0 | 0 | 0 | 0 | 0 | 0 | 0 | 0 | 0 | 0 | 0 | 0 | 0 | 0 | 0 | 0 | 0 | 0 | 0 | 0 | 0 | 0 | 0 | 0 | 0 | 0 | 0 | 0 | 0 | 0 | 0 | 0 | 0 |  |  | C4 | 0 | 0 | 0 | 0 | 0 | C4 | 0 | 0 | 0 | 0 | 0 | C4 | [5 empty] | C4 | [5 empty] | 0 | [6 empty] | 0 | [6 empty] | 0 | [6 empty] | 0 | [6 empty] | 0 | [6 empty] | 0
|  |  | 89 | 89 |  | 1 | 24 | 37 | 18 | 9 |  | 0 | 13 | 20 | 44 | 12 |  | 0 | 0 | 0 | 0 | 0 |  | 1 | 15 | 32 | 29 | 13 |  | 0 | 0 | 0 | 0 | 0 |  | 0 | 6 | 27 | 39 | 17 | [22 empty] | 0 | 0 | 0 | 0 | 0 | 0 |  | 0 | 0 | 0 | 0 | 0 | 0 |  | 0 | 0 | 0 | 0 | 0 | 0 |  | 0 | 0 | 0 | 0 | 0 | 0 |  | 0 | 0 | 0 | 0 | 0 | 0 |  | 0 | 0 | 0 | 0 | 0 | 0
| [Please insert new asset category as required] |  | 0 | 0 | C1 | 0 | 0 | 0 | 0 | 0 | 0 | 0 | 0 | 0 | 0 | 0 | 0 | 0 | 0 | 0 | 0 | 0 | 0 | 0 | 0 | 0 | 0 | 0 | 0 | 0 | 0 | 0 | 0 | 0 | 0 | 0 | 0 | 0 | 0 | 0 | 0 |  |  | C1 | 0 | 0 | 0 | 0 | 0 | C1 | 0 | 0 | 0 | 0 | 0 | C1 | [5 empty] | C1 | [5 empty] | 0 | [6 empty] | 0 | [6 empty] | 0 | [6 empty] | 0 | [6 empty] | 0 | [6 empty] | 0
|  |  | 0 | 0 | C2 | 0 | 0 | 0 | 0 | 0 | 0 | 0 | 0 | 0 | 0 | 0 | 0 | 0 | 0 | 0 | 0 | 0 | 0 | 0 | 0 | 0 | 0 | 0 | 0 | 0 | 0 | 0 | 0 | 0 | 0 | 0 | 0 | 0 | 0 | 0 | 0 |  |  | C2 | 0 | 0 | 0 | 0 | 0 | C2 | 0 | 0 | 0 | 0 | 0 | C2 | [5 empty] | C2 | [5 empty] | 0 | [6 empty] | 0 | [6 empty] | 0 | [6 empty] | 0 | [6 empty] | 0 | [6 empty] | 0
|  |  | 0 | 0 | C3 | 0 | 0 | 0 | 0 | 0 | 0 | 0 | 0 | 0 | 0 | 0 | 0 | 0 | 0 | 0 | 0 | 0 | 0 | 0 | 0 | 0 | 0 | 0 | 0 | 0 | 0 | 0 | 0 | 0 | 0 | 0 | 0 | 0 | 0 | 0 | 0 |  |  | C3 | 0 | 0 | 0 | 0 | 0 | C3 | 0 | 0 | 0 | 0 | 0 | C3 | [5 empty] | C3 | [5 empty] | 0 | [6 empty] | 0 | [6 empty] | 0 | [6 empty] | 0 | [6 empty] | 0 | [6 empty] | 0
|  |  | 0 | 0 | C4 | 0 | 0 | 0 | 0 | 0 | 0 | 0 | 0 | 0 | 0 | 0 | 0 | 0 | 0 | 0 | 0 | 0 | 0 | 0 | 0 | 0 | 0 | 0 | 0 | 0 | 0 | 0 | 0 | 0 | 0 | 0 | 0 | 0 | 0 | 0 | 0 |  |  | C4 | 0 | 0 | 0 | 0 | 0 | C4 | 0 | 0 | 0 | 0 | 0 | C4 | [5 empty] | C4 | [5 empty] | 0 | [6 empty] | 0 | [6 empty] | 0 | [6 empty] | 0 | [6 empty] | 0 | [6 empty] | 0
|  |  | 0 | 0 |  | 0 | 0 | 0 | 0 | 0 |  | 0 | 0 | 0 | 0 | 0 |  | 0 | 0 | 0 | 0 | 0 |  | 0 | 0 | 0 | 0 | 0 |  | 0 | 0 | 0 | 0 | 0 |  | 0 | 0 | 0 | 0 | 0 | [22 empty] | 0 | 0 | 0 | 0 | 0 | 0 |  | 0 | 0 | 0 | 0 | 0 | 0 |  | 0 | 0 | 0 | 0 | 0 | 0 |  | 0 | 0 | 0 | 0 | 0 | 0 |  | 0 | 0 | 0 | 0 | 0 | 0 |  | 0 | 0 | 0 | 0 | 0 | 0
| [Please insert new asset category as required] |  | 0 | 0 | C1 | 0 | 0 | 0 | 0 | 0 | 0 | 0 | 0 | 0 | 0 | 0 | 0 | 0 | 0 | 0 | 0 | 0 | 0 | 0 | 0 | 0 | 0 | 0 | 0 | 0 | 0 | 0 | 0 | 0 | 0 | 0 | 0 | 0 | 0 | 0 | 0 |  |  | C1 | 0 | 0 | 0 | 0 | 0 | C1 | 0 | 0 | 0 | 0 | 0 | C1 | [5 empty] | C1 | [5 empty] | 0 | [6 empty] | 0 | [6 empty] | 0 | [6 empty] | 0 | [6 empty] | 0 | [6 empty] | 0
|  |  | 0 | 0 | C2 | 0 | 0 | 0 | 0 | 0 | 0 | 0 | 0 | 0 | 0 | 0 | 0 | 0 | 0 | 0 | 0 | 0 | 0 | 0 | 0 | 0 | 0 | 0 | 0 | 0 | 0 | 0 | 0 | 0 | 0 | 0 | 0 | 0 | 0 | 0 | 0 |  |  | C2 | 0 | 0 | 0 | 0 | 0 | C2 | 0 | 0 | 0 | 0 | 0 | C2 | [5 empty] | C2 | [5 empty] | 0 | [6 empty] | 0 | [6 empty] | 0 | [6 empty] | 0 | [6 empty] | 0 | [6 empty] | 0
|  |  | 0 | 0 | C3 | 0 | 0 | 0 | 0 | 0 | 0 | 0 | 0 | 0 | 0 | 0 | 0 | 0 | 0 | 0 | 0 | 0 | 0 | 0 | 0 | 0 | 0 | 0 | 0 | 0 | 0 | 0 | 0 | 0 | 0 | 0 | 0 | 0 | 0 | 0 | 0 |  |  | C3 | 0 | 0 | 0 | 0 | 0 | C3 | 0 | 0 | 0 | 0 | 0 | C3 | [5 empty] | C3 | [5 empty] | 0 | [6 empty] | 0 | [6 empty] | 0 | [6 empty] | 0 | [6 empty] | 0 | [6 empty] | 0
|  |  | 0 | 0 | C4 | 0 | 0 | 0 | 0 | 0 | 0 | 0 | 0 | 0 | 0 | 0 | 0 | 0 | 0 | 0 | 0 | 0 | 0 | 0 | 0 | 0 | 0 | 0 | 0 | 0 | 0 | 0 | 0 | 0 | 0 | 0 | 0 | 0 | 0 | 0 | 0 |  |  | C4 | 0 | 0 | 0 | 0 | 0 | C4 | 0 | 0 | 0 | 0 | 0 | C4 | [5 empty] | C4 | [5 empty] | 0 | [6 empty] | 0 | [6 empty] | 0 | [6 empty] | 0 | [6 empty] | 0 | [6 empty] | 0
|  |  | 0 | 0 |  | 0 | 0 | 0 | 0 | 0 |  | 0 | 0 | 0 | 0 | 0 |  | 0 | 0 | 0 | 0 | 0 |  | 0 | 0 | 0 | 0 | 0 |  | 0 | 0 | 0 | 0 | 0 |  | 0 | 0 | 0 | 0 | 0 | [22 empty] | 0 | 0 | 0 | 0 | 0 | 0 |  | 0 | 0 | 0 | 0 | 0 | 0 |  | 0 | 0 | 0 | 0 | 0 | 0 |  | 0 | 0 | 0 | 0 | 0 | 0 |  | 0 | 0 | 0 | 0 | 0 | 0 |  | 0 | 0 | 0 | 0 | 0 | 0
| [Please insert new asset category as required] |  | 0 | 0 | C1 | 0 | 0 | 0 | 0 | 0 | 0 | 0 | 0 | 0 | 0 | 0 | 0 | 0 | 0 | 0 | 0 | 0 | 0 | 0 | 0 | 0 | 0 | 0 | 0 | 0 | 0 | 0 | 0 | 0 | 0 | 0 | 0 | 0 | 0 | 0 | 0 |  |  | C1 | 0 | 0 | 0 | 0 | 0 | C1 | 0 | 0 | 0 | 0 | 0 | C1 | [5 empty] | C1 | [5 empty] | 0 | [6 empty] | 0 | [6 empty] | 0 | [6 empty] | 0 | [6 empty] | 0 | [6 empty] | 0
|  |  | 0 | 0 | C2 | 0 | 0 | 0 | 0 | 0 | 0 | 0 | 0 | 0 | 0 | 0 | 0 | 0 | 0 | 0 | 0 | 0 | 0 | 0 | 0 | 0 | 0 | 0 | 0 | 0 | 0 | 0 | 0 | 0 | 0 | 0 | 0 | 0 | 0 | 0 | 0 |  |  | C2 | 0 | 0 | 0 | 0 | 0 | C2 | 0 | 0 | 0 | 0 | 0 | C2 | [5 empty] | C2 | [5 empty] | 0 | [6 empty] | 0 | [6 empty] | 0 | [6 empty] | 0 | [6 empty] | 0 | [6 empty] | 0
|  |  | 0 | 0 | C3 | 0 | 0 | 0 | 0 | 0 | 0 | 0 | 0 | 0 | 0 | 0 | 0 | 0 | 0 | 0 | 0 | 0 | 0 | 0 | 0 | 0 | 0 | 0 | 0 | 0 | 0 | 0 | 0 | 0 | 0 | 0 | 0 | 0 | 0 | 0 | 0 |  |  | C3 | 0 | 0 | 0 | 0 | 0 | C3 | 0 | 0 | 0 | 0 | 0 | C3 | [5 empty] | C3 | [5 empty] | 0 | [6 empty] | 0 | [6 empty] | 0 | [6 empty] | 0 | [6 empty] | 0 | [6 empty] | 0
|  |  | 0 | 0 | C4 | 0 | 0 | 0 | 0 | 0 | 0 | 0 | 0 | 0 | 0 | 0 | 0 | 0 | 0 | 0 | 0 | 0 | 0 | 0 | 0 | 0 | 0 | 0 | 0 | 0 | 0 | 0 | 0 | 0 | 0 | 0 | 0 | 0 | 0 | 0 | 0 |  |  | C4 | 0 | 0 | 0 | 0 | 0 | C4 | 0 | 0 | 0 | 0 | 0 | C4 | [5 empty] | C4 | [5 empty] | 0 | [6 empty] | 0 | [6 empty] | 0 | [6 empty] | 0 | [6 empty] | 0 | [6 empty] | 0
|  |  | 0 | 0 |  | 0 | 0 | 0 | 0 | 0 |  | 0 | 0 | 0 | 0 | 0 |  | 0 | 0 | 0 | 0 | 0 |  | 0 | 0 | 0 | 0 | 0 |  | 0 | 0 | 0 | 0 | 0 |  | 0 | 0 | 0 | 0 | 0 | [22 empty] | 0 | 0 | 0 | 0 | 0 | 0 |  | 0 | 0 | 0 | 0 | 0 | 0 |  | 0 | 0 | 0 | 0 | 0 | 0 |  | 0 | 0 | 0 | 0 | 0 | 0 |  | 0 | 0 | 0 | 0 | 0 | 0 |  | 0 | 0 | 0 | 0 | 0 | 0
[63 empty] | 153484.8497 | 617840.4926 | 937637.4737 | 844910.2889 | 1177250.1835 | 3731123.2883 |  | 199890.7662 | 608598.336 | 925700.6686 | 750355.9041 | 858255.93 | 3342801.6049 |  | 161970.2347 | 524782.1041 | 851215.4996 | 1066574.9747 | 1502752.9428 | 4107295.756 |  | 161970.2347 | 556665.4408 | 851215.4996 | 972800.4551 | 1502752.9428 | 4045404.573 |  | 171268.5507 | 379580.0322 | 803808.2541 | 911037.2153 | 2749507.26 | 5015201.3123 |  | 171268.5507 | 446047.4117 | 803808.2541 | 715544.9228 | 2749507.26 | 4886176.3992
| 132kV Network | [66 empty] | 0 | [6 empty] | 0 | [6 empty] | 0 | [6 empty] | 0 | [6 empty] | 0 | [6 empty] | 0
| 132kV CBs |  | 0 | 0 | C1 | 0 | 0 | 0 | 0 | 0 | 0 | 0 | 0 | 0 | 0 | 0 | 0 | 0 | 0 | 0 | 0 | 0 | 0 | 0 | 0 | 0 | 0 | 0 | 0 | 0 | 0 | 0 | 0 | 0 | 0 | 0 | 0 | 0 | 0 | 0 | 0 |  |  | C1 | 0 | 0 | 0 | 0 | 0 | C1 | 0 | 0 | 0 | 0 | 0 | C1 | [5 empty] | C1 | [5 empty] | 0 | [6 empty] | 0 | [6 empty] | 0 | [6 empty] | 0 | [6 empty] | 0 | [6 empty] | 0
|  |  | 0 | 0 | C2 | 0 | 0 | 0 | 0 | 0 | 0 | 0 | 0 | 0 | 0 | 0 | 0 | 0 | 0 | 0 | 0 | 0 | 0 | 0 | 0 | 0 | 0 | 0 | 0 | 0 | 0 | 0 | 0 | 0 | 0 | 0 | 0 | 0 | 0 | 0 | 0 |  |  | C2 | 0 | 0 | 0 | 0 | 0 | C2 | 0 | 0 | 0 | 0 | 0 | C2 | [5 empty] | C2 | [5 empty] | 0 | [6 empty] | 0 | [6 empty] | 0 | [6 empty] | 0 | [6 empty] | 0 | [6 empty] | 0
|  |  | 0 | 0 | C3 | 0 | 0 | 0 | 0 | 0 | 0 | 0 | 0 | 0 | 0 | 0 | 0 | 0 | 0 | 0 | 0 | 0 | 0 | 0 | 0 | 0 | 0 | 0 | 0 | 0 | 0 | 0 | 0 | 0 | 0 | 0 | 0 | 0 | 0 | 0 | 0 |  |  | C3 | 0 | 0 | 0 | 0 | 0 | C3 | 0 | 0 | 0 | 0 | 0 | C3 | [5 empty] | C3 | [5 empty] | 0 | [6 empty] | 0 | [6 empty] | 0 | [6 empty] | 0 | [6 empty] | 0 | [6 empty] | 0
|  |  | 0 | 0 | C4 | 0 | 0 | 0 | 0 | 0 | 0 | 0 | 0 | 0 | 0 | 0 | 0 | 0 | 0 | 0 | 0 | 0 | 0 | 0 | 0 | 0 | 0 | 0 | 0 | 0 | 0 | 0 | 0 | 0 | 0 | 0 | 0 | 0 | 0 | 0 | 0 |  |  | C4 | 0 | 0 | 0 | 0 | 0 | C4 | 0 | 0 | 0 | 0 | 0 | C4 | [5 empty] | C4 | [5 empty] | 0 | [6 empty] | 0 | [6 empty] | 0 | [6 empty] | 0 | [6 empty] | 0 | [6 empty] | 0
|  |  | 0 | 0 |  | 0 | 0 | 0 | 0 | 0 |  | 0 | 0 | 0 | 0 | 0 |  | 0 | 0 | 0 | 0 | 0 |  | 0 | 0 | 0 | 0 | 0 |  | 0 | 0 | 0 | 0 | 0 |  | 0 | 0 | 0 | 0 | 0 | [22 empty] | 0 | 0 | 0 | 0 | 0 | 0 |  | 0 | 0 | 0 | 0 | 0 | 0 |  | 0 | 0 | 0 | 0 | 0 | 0 |  | 0 | 0 | 0 | 0 | 0 | 0 |  | 0 | 0 | 0 | 0 | 0 | 0 |  | 0 | 0 | 0 | 0 | 0 | 0
| 132kV Transformer |  | 0 | 0 | C1 | 0 | 0 | 0 | 0 | 0 | 0 | 0 | 0 | 0 | 0 | 0 | 0 | 0 | 0 | 0 | 0 | 0 | 0 | 0 | 0 | 0 | 0 | 0 | 0 | 0 | 0 | 0 | 0 | 0 | 0 | 0 | 0 | 0 | 0 | 0 | 0 |  |  | C1 | 0 | 0 | 0 | 0 | 0 | C1 | 0 | 0 | 0 | 0 | 0 | C1 | [5 empty] | C1 | [5 empty] | 0 | [6 empty] | 0 | [6 empty] | 0 | [6 empty] | 0 | [6 empty] | 0 | [6 empty] | 0
|  |  | 0 | 0 | C2 | 0 | 0 | 0 | 0 | 0 | 0 | 0 | 0 | 0 | 0 | 0 | 0 | 0 | 0 | 0 | 0 | 0 | 0 | 0 | 0 | 0 | 0 | 0 | 0 | 0 | 0 | 0 | 0 | 0 | 0 | 0 | 0 | 0 | 0 | 0 | 0 |  |  | C2 | 0 | 0 | 0 | 0 | 0 | C2 | 0 | 0 | 0 | 0 | 0 | C2 | [5 empty] | C2 | [5 empty] | 0 | [6 empty] | 0 | [6 empty] | 0 | [6 empty] | 0 | [6 empty] | 0 | [6 empty] | 0
|  |  | 0 | 0 | C3 | 0 | 0 | 0 | 0 | 0 | 0 | 0 | 0 | 0 | 0 | 0 | 0 | 0 | 0 | 0 | 0 | 0 | 0 | 0 | 0 | 0 | 0 | 0 | 0 | 0 | 0 | 0 | 0 | 0 | 0 | 0 | 0 | 0 | 0 | 0 | 0 |  |  | C3 | 0 | 0 | 0 | 0 | 0 | C3 | 0 | 0 | 0 | 0 | 0 | C3 | [5 empty] | C3 | [5 empty] | 0 | [6 empty] | 0 | [6 empty] | 0 | [6 empty] | 0 | [6 empty] | 0 | [6 empty] | 0
|  |  | 0 | 0 | C4 | 0 | 0 | 0 | 0 | 0 | 0 | 0 | 0 | 0 | 0 | 0 | 0 | 0 | 0 | 0 | 0 | 0 | 0 | 0 | 0 | 0 | 0 | 0 | 0 | 0 | 0 | 0 | 0 | 0 | 0 | 0 | 0 | 0 | 0 | 0 | 0 |  |  | C4 | 0 | 0 | 0 | 0 | 0 | C4 | 0 | 0 | 0 | 0 | 0 | C4 | [5 empty] | C4 | [5 empty] | 0 | [6 empty] | 0 | [6 empty] | 0 | [6 empty] | 0 | [6 empty] | 0 | [6 empty] | 0
|  |  | 0 | 0 |  | 0 | 0 | 0 | 0 | 0 |  | 0 | 0 | 0 | 0 | 0 |  | 0 | 0 | 0 | 0 | 0 |  | 0 | 0 | 0 | 0 | 0 |  | 0 | 0 | 0 | 0 | 0 |  | 0 | 0 | 0 | 0 | 0 | [22 empty] | 0 | 0 | 0 | 0 | 0 | 0 |  | 0 | 0 | 0 | 0 | 0 | 0 |  | 0 | 0 | 0 | 0 | 0 | 0 |  | 0 | 0 | 0 | 0 | 0 | 0 |  | 0 | 0 | 0 | 0 | 0 | 0 |  | 0 | 0 | 0 | 0 | 0 | 0
| 132kV UG Cable (Gas) |  | 0 | 0 | C1 | 0 | 0 | 0 | 0 | 0 | 0 | 0 | 0 | 0 | 0 | 0 | 0 | 0 | 0 | 0 | 0 | 0 | 0 | 0 | 0 | 0 | 0 | 0 | 0 | 0 | 0 | 0 | 0 | 0 | 0 | 0 | 0 | 0 | 0 | 0 | 0 |  |  | C1 | 0 | 0 | 0 | 0 | 0 | C1 | 0 | 0 | 0 | 0 | 0 | C1 | [5 empty] | C1 | [5 empty] | 0 | [6 empty] | 0 | [6 empty] | 0 | [6 empty] | 0 | [6 empty] | 0 | [6 empty] | 0
|  |  | 0 | 0 | C2 | 0 | 0 | 0 | 0 | 0 | 0 | 0 | 0 | 0 | 0 | 0 | 0 | 0 | 0 | 0 | 0 | 0 | 0 | 0 | 0 | 0 | 0 | 0 | 0 | 0 | 0 | 0 | 0 | 0 | 0 | 0 | 0 | 0 | 0 | 0 | 0 |  |  | C2 | 0 | 0 | 0 | 0 | 0 | C2 | 0 | 0 | 0 | 0 | 0 | C2 | [5 empty] | C2 | [5 empty] | 0 | [6 empty] | 0 | [6 empty] | 0 | [6 empty] | 0 | [6 empty] | 0 | [6 empty] | 0
|  |  | 0 | 0 | C3 | 0 | 0 | 0 | 0 | 0 | 0 | 0 | 0 | 0 | 0 | 0 | 0 | 0 | 0 | 0 | 0 | 0 | 0 | 0 | 0 | 0 | 0 | 0 | 0 | 0 | 0 | 0 | 0 | 0 | 0 | 0 | 0 | 0 | 0 | 0 | 0 |  |  | C3 | 0 | 0 | 0 | 0 | 0 | C3 | 0 | 0 | 0 | 0 | 0 | C3 | [5 empty] | C3 | [5 empty] | 0 | [6 empty] | 0 | [6 empty] | 0 | [6 empty] | 0 | [6 empty] | 0 | [6 empty] | 0
|  |  | 0 | 0 | C4 | 0 | 0 | 0 | 0 | 0 | 0 | 0 | 0 | 0 | 0 | 0 | 0 | 0 | 0 | 0 | 0 | 0 | 0 | 0 | 0 | 0 | 0 | 0 | 0 | 0 | 0 | 0 | 0 | 0 | 0 | 0 | 0 | 0 | 0 | 0 | 0 |  |  | C4 | 0 | 0 | 0 | 0 | 0 | C4 | 0 | 0 | 0 | 0 | 0 | C4 | [5 empty] | C4 | [5 empty] | 0 | [6 empty] | 0 | [6 empty] | 0 | [6 empty] | 0 | [6 empty] | 0 | [6 empty] | 0
|  |  | 0 | 0 |  | 0 | 0 | 0 | 0 | 0 |  | 0 | 0 | 0 | 0 | 0 |  | 0 | 0 | 0 | 0 | 0 |  | 0 | 0 | 0 | 0 | 0 |  | 0 | 0 | 0 | 0 | 0 |  | 0 | 0 | 0 | 0 | 0 | [22 empty] | 0 | 0 | 0 | 0 | 0 | 0 |  | 0 | 0 | 0 | 0 | 0 | 0 |  | 0 | 0 | 0 | 0 | 0 | 0 |  | 0 | 0 | 0 | 0 | 0 | 0 |  | 0 | 0 | 0 | 0 | 0 | 0 |  | 0 | 0 | 0 | 0 | 0 | 0
| 132kV UG Cable (Oil) |  | 0 | 0 | C1 | 0 | 0 | 0 | 0 | 0 | 0 | 0 | 0 | 0 | 0 | 0 | 0 | 0 | 0 | 0 | 0 | 0 | 0 | 0 | 0 | 0 | 0 | 0 | 0 | 0 | 0 | 0 | 0 | 0 | 0 | 0 | 0 | 0 | 0 | 0 | 0 |  |  | C1 | 0 | 0 | 0 | 0 | 0 | C1 | 0 | 0 | 0 | 0 | 0 | C1 | [5 empty] | C1 | [5 empty] | 0 | [6 empty] | 0 | [6 empty] | 0 | [6 empty] | 0 | [6 empty] | 0 | [6 empty] | 0
|  |  | 0 | 0 | C2 | 0 | 0 | 0 | 0 | 0 | 0 | 0 | 0 | 0 | 0 | 0 | 0 | 0 | 0 | 0 | 0 | 0 | 0 | 0 | 0 | 0 | 0 | 0 | 0 | 0 | 0 | 0 | 0 | 0 | 0 | 0 | 0 | 0 | 0 | 0 | 0 |  |  | C2 | 0 | 0 | 0 | 0 | 0 | C2 | 0 | 0 | 0 | 0 | 0 | C2 | [5 empty] | C2 | [5 empty] | 0 | [6 empty] | 0 | [6 empty] | 0 | [6 empty] | 0 | [6 empty] | 0 | [6 empty] | 0
|  |  | 0 | 0 | C3 | 0 | 0 | 0 | 0 | 0 | 0 | 0 | 0 | 0 | 0 | 0 | 0 | 0 | 0 | 0 | 0 | 0 | 0 | 0 | 0 | 0 | 0 | 0 | 0 | 0 | 0 | 0 | 0 | 0 | 0 | 0 | 0 | 0 | 0 | 0 | 0 |  |  | C3 | 0 | 0 | 0 | 0 | 0 | C3 | 0 | 0 | 0 | 0 | 0 | C3 | [5 empty] | C3 | [5 empty] | 0 | [6 empty] | 0 | [6 empty] | 0 | [6 empty] | 0 | [6 empty] | 0 | [6 empty] | 0
|  |  | 0 | 0 | C4 | 0 | 0 | 0 | 0 | 0 | 0 | 0 | 0 | 0 | 0 | 0 | 0 | 0 | 0 | 0 | 0 | 0 | 0 | 0 | 0 | 0 | 0 | 0 | 0 | 0 | 0 | 0 | 0 | 0 | 0 | 0 | 0 | 0 | 0 | 0 | 0 |  |  | C4 | 0 | 0 | 0 | 0 | 0 | C4 | 0 | 0 | 0 | 0 | 0 | C4 | [5 empty] | C4 | [5 empty] | 0 | [6 empty] | 0 | [6 empty] | 0 | [6 empty] | 0 | [6 empty] | 0 | [6 empty] | 0
|  |  | 0 | 0 |  | 0 | 0 | 0 | 0 | 0 |  | 0 | 0 | 0 | 0 | 0 |  | 0 | 0 | 0 | 0 | 0 |  | 0 | 0 | 0 | 0 | 0 |  | 0 | 0 | 0 | 0 | 0 |  | 0 | 0 | 0 | 0 | 0 | [22 empty] | 0 | 0 | 0 | 0 | 0 | 0 |  | 0 | 0 | 0 | 0 | 0 | 0 |  | 0 | 0 | 0 | 0 | 0 | 0 |  | 0 | 0 | 0 | 0 | 0 | 0 |  | 0 | 0 | 0 | 0 | 0 | 0 |  | 0 | 0 | 0 | 0 | 0 | 0
| 132kV UG Cable (Non Pressurised) |  | 0 | 0 | C1 | 0 | 0 | 0 | 0 | 0 | 0 | 0 | 0 | 0 | 0 | 0 | 0 | 0 | 0 | 0 | 0 | 0 | 0 | 0 | 0 | 0 | 0 | 0 | 0 | 0 | 0 | 0 | 0 | 0 | 0 | 0 | 0 | 0 | 0 | 0 | 0 |  |  | C1 | 0 | 0 | 0 | 0 | 0 | C1 | 0 | 0 | 0 | 0 | 0 | C1 | [5 empty] | C1 | [5 empty] | 0 | [6 empty] | 0 | [6 empty] | 0 | [6 empty] | 0 | [6 empty] | 0 | [6 empty] | 0
|  |  | 0 | 0 | C2 | 0 | 0 | 0 | 0 | 0 | 0 | 0 | 0 | 0 | 0 | 0 | 0 | 0 | 0 | 0 | 0 | 0 | 0 | 0 | 0 | 0 | 0 | 0 | 0 | 0 | 0 | 0 | 0 | 0 | 0 | 0 | 0 | 0 | 0 | 0 | 0 |  |  | C2 | 0 | 0 | 0 | 0 | 0 | C2 | 0 | 0 | 0 | 0 | 0 | C2 | [5 empty] | C2 | [5 empty] | 0 | [6 empty] | 0 | [6 empty] | 0 | [6 empty] | 0 | [6 empty] | 0 | [6 empty] | 0
|  |  | 0 | 0 | C3 | 0 | 0 | 0 | 0 | 0 | 0 | 0 | 0 | 0 | 0 | 0 | 0 | 0 | 0 | 0 | 0 | 0 | 0 | 0 | 0 | 0 | 0 | 0 | 0 | 0 | 0 | 0 | 0 | 0 | 0 | 0 | 0 | 0 | 0 | 0 | 0 |  |  | C3 | 0 | 0 | 0 | 0 | 0 | C3 | 0 | 0 | 0 | 0 | 0 | C3 | [5 empty] | C3 | [5 empty] | 0 | [6 empty] | 0 | [6 empty] | 0 | [6 empty] | 0 | [6 empty] | 0 | [6 empty] | 0
|  |  | 0 | 0 | C4 | 0 | 0 | 0 | 0 | 0 | 0 | 0 | 0 | 0 | 0 | 0 | 0 | 0 | 0 | 0 | 0 | 0 | 0 | 0 | 0 | 0 | 0 | 0 | 0 | 0 | 0 | 0 | 0 | 0 | 0 | 0 | 0 | 0 | 0 | 0 | 0 |  |  | C4 | 0 | 0 | 0 | 0 | 0 | C4 | 0 | 0 | 0 | 0 | 0 | C4 | [5 empty] | C4 | [5 empty] | 0 | [6 empty] | 0 | [6 empty] | 0 | [6 empty] | 0 | [6 empty] | 0 | [6 empty] | 0
|  |  | 0 | 0 |  | 0 | 0 | 0 | 0 | 0 |  | 0 | 0 | 0 | 0 | 0 |  | 0 | 0 | 0 | 0 | 0 |  | 0 | 0 | 0 | 0 | 0 |  | 0 | 0 | 0 | 0 | 0 |  | 0 | 0 | 0 | 0 | 0 | [22 empty] | 0 | 0 | 0 | 0 | 0 | 0 |  | 0 | 0 | 0 | 0 | 0 | 0 |  | 0 | 0 | 0 | 0 | 0 | 0 |  | 0 | 0 | 0 | 0 | 0 | 0 |  | 0 | 0 | 0 | 0 | 0 | 0 |  | 0 | 0 | 0 | 0 | 0 | 0
| 132kV OHL Support - Tower |  | 0 | 0 | C1 | 0 | 0 | 0 | 0 | 0 | 0 | 0 | 0 | 0 | 0 | 0 | 0 | 0 | 0 | 0 | 0 | 0 | 0 | 0 | 0 | 0 | 0 | 0 | 0 | 0 | 0 | 0 | 0 | 0 | 0 | 0 | 0 | 0 | 0 | 0 | 0 |  |  | C1 | 0 | 0 | 0 | 0 | 0 | C1 | 0 | 0 | 0 | 0 | 0 | C1 | [5 empty] | C1 | [5 empty] | 0 | [6 empty] | 0 | [6 empty] | 0 | [6 empty] | 0 | [6 empty] | 0 | [6 empty] | 0
|  |  | 0 | 0 | C2 | 0 | 0 | 0 | 0 | 0 | 0 | 0 | 0 | 0 | 0 | 0 | 0 | 0 | 0 | 0 | 0 | 0 | 0 | 0 | 0 | 0 | 0 | 0 | 0 | 0 | 0 | 0 | 0 | 0 | 0 | 0 | 0 | 0 | 0 | 0 | 0 |  |  | C2 | 0 | 0 | 0 | 0 | 0 | C2 | 0 | 0 | 0 | 0 | 0 | C2 | [5 empty] | C2 | [5 empty] | 0 | [6 empty] | 0 | [6 empty] | 0 | [6 empty] | 0 | [6 empty] | 0 | [6 empty] | 0
|  |  | 0 | 0 | C3 | 0 | 0 | 0 | 0 | 0 | 0 | 0 | 0 | 0 | 0 | 0 | 0 | 0 | 0 | 0 | 0 | 0 | 0 | 0 | 0 | 0 | 0 | 0 | 0 | 0 | 0 | 0 | 0 | 0 | 0 | 0 | 0 | 0 | 0 | 0 | 0 |  |  | C3 | 0 | 0 | 0 | 0 | 0 | C3 | 0 | 0 | 0 | 0 | 0 | C3 | [5 empty] | C3 | [5 empty] | 0 | [6 empty] | 0 | [6 empty] | 0 | [6 empty] | 0 | [6 empty] | 0 | [6 empty] | 0
|  |  | 0 | 0 | C4 | 0 | 0 | 0 | 0 | 0 | 0 | 0 | 0 | 0 | 0 | 0 | 0 | 0 | 0 | 0 | 0 | 0 | 0 | 0 | 0 | 0 | 0 | 0 | 0 | 0 | 0 | 0 | 0 | 0 | 0 | 0 | 0 | 0 | 0 | 0 | 0 |  |  | C4 | 0 | 0 | 0 | 0 | 0 | C4 | 0 | 0 | 0 | 0 | 0 | C4 | [5 empty] | C4 | [5 empty] | 0 | [6 empty] | 0 | [6 empty] | 0 | [6 empty] | 0 | [6 empty] | 0 | [6 empty] | 0
|  |  | 0 | 0 |  | 0 | 0 | 0 | 0 | 0 |  | 0 | 0 | 0 | 0 | 0 |  | 0 | 0 | 0 | 0 | 0 |  | 0 | 0 | 0 | 0 | 0 |  | 0 | 0 | 0 | 0 | 0 |  | 0 | 0 | 0 | 0 | 0 | [22 empty] | 0 | 0 | 0 | 0 | 0 | 0 |  | 0 | 0 | 0 | 0 | 0 | 0 |  | 0 | 0 | 0 | 0 | 0 | 0 |  | 0 | 0 | 0 | 0 | 0 | 0 |  | 0 | 0 | 0 | 0 | 0 | 0 |  | 0 | 0 | 0 | 0 | 0 | 0
| 132kV OHL Fittings and Conductors (Tower Lines) |  | 0 | 0 | C1 | 0 | 0 | 0 | 0 | 0 | 0 | 0 | 0 | 0 | 0 | 0 | 0 | 0 | 0 | 0 | 0 | 0 | 0 | 0 | 0 | 0 | 0 | 0 | 0 | 0 | 0 | 0 | 0 | 0 | 0 | 0 | 0 | 0 | 0 | 0 | 0 |  | 0 | C1 | 0 | 0 | 0 | 0 | 0 | C1 | 0 | 0 | 0 | 0 | 0 | C1 | [5 empty] | C1 | [5 empty] | 0 | [6 empty] | 0 | [6 empty] | 0 | [6 empty] | 0 | [6 empty] | 0 | [6 empty] | 0
|  |  | 0 | 0 | C2 | 0 | 0 | 0 | 0 | 0 | 0 | 0 | 0 | 0 | 0 | 0 | 0 | 0 | 0 | 0 | 0 | 0 | 0 | 0 | 0 | 0 | 0 | 0 | 0 | 0 | 0 | 0 | 0 | 0 | 0 | 0 | 0 | 0 | 0 | 0 | 0 |  |  | C2 | 0 | 0 | 0 | 0 | 0 | C2 | 0 | 0 | 0 | 0 | 0 | C2 | [5 empty] | C2 | [5 empty] | 0 | [6 empty] | 0 | [6 empty] | 0 | [6 empty] | 0 | [6 empty] | 0 | [6 empty] | 0
|  |  | 0 | 0 | C3 | 0 | 0 | 0 | 0 | 0 | 0 | 0 | 0 | 0 | 0 | 0 | 0 | 0 | 0 | 0 | 0 | 0 | 0 | 0 | 0 | 0 | 0 | 0 | 0 | 0 | 0 | 0 | 0 | 0 | 0 | 0 | 0 | 0 | 0 | 0 | 0 |  |  | C3 | 0 | 0 | 0 | 0 | 0 | C3 | 0 | 0 | 0 | 0 | 0 | C3 | [5 empty] | C3 | [5 empty] | 0 | [6 empty] | 0 | [6 empty] | 0 | [6 empty] | 0 | [6 empty] | 0 | [6 empty] | 0
|  |  | 0 | 0 | C4 | 0 | 0 | 0 | 0 | 0 | 0 | 0 | 0 | 0 | 0 | 0 | 0 | 0 | 0 | 0 | 0 | 0 | 0 | 0 | 0 | 0 | 0 | 0 | 0 | 0 | 0 | 0 | 0 | 0 | 0 | 0 | 0 | 0 | 0 | 0 | 0 |  |  | C4 | 0 | 0 | 0 | 0 | 0 | C4 | 0 | 0 | 0 | 0 | 0 | C4 | [5 empty] | C4 | [5 empty] | 0 | [6 empty] | 0 | [6 empty] | 0 | [6 empty] | 0 | [6 empty] | 0 | [6 empty] | 0
|  |  | 0 | 0 |  | 0 | 0 | 0 | 0 | 0 |  | 0 | 0 | 0 | 0 | 0 |  | 0 | 0 | 0 | 0 | 0 |  | 0 | 0 | 0 | 0 | 0 |  | 0 | 0 | 0 | 0 | 0 |  | 0 | 0 | 0 | 0 | 0 | [22 empty] | 0 | 0 | 0 | 0 | 0 | 0 |  | 0 | 0 | 0 | 0 | 0 | 0 |  | 0 | 0 | 0 | 0 | 0 | 0 |  | 0 | 0 | 0 | 0 | 0 | 0 |  | 0 | 0 | 0 | 0 | 0 | 0 |  | 0 | 0 | 0 | 0 | 0 | 0
| [Please insert new asset category as required] |  | 0 | 0 | C1 | 0 | 0 | 0 | 0 | 0 | 0 | 0 | 0 | 0 | 0 | 0 | 0 | 0 | 0 | 0 | 0 | 0 | 0 | 0 | 0 | 0 | 0 | 0 | 0 | 0 | 0 | 0 | 0 | 0 | 0 | 0 | 0 | 0 | 0 | 0 | 0 |  |  | C1 | 0 | 0 | 0 | 0 | 0 | C1 | 0 | 0 | 0 | 0 | 0 | C1 | [5 empty] | C1 | [5 empty] | 0 | [6 empty] | 0 | [6 empty] | 0 | [6 empty] | 0 | [6 empty] | 0 | [6 empty] | 0
|  |  | 0 | 0 | C2 | 0 | 0 | 0 | 0 | 0 | 0 | 0 | 0 | 0 | 0 | 0 | 0 | 0 | 0 | 0 | 0 | 0 | 0 | 0 | 0 | 0 | 0 | 0 | 0 | 0 | 0 | 0 | 0 | 0 | 0 | 0 | 0 | 0 | 0 | 0 | 0 |  |  | C2 | 0 | 0 | 0 | 0 | 0 | C2 | 0 | 0 | 0 | 0 | 0 | C2 | [5 empty] | C2 | [5 empty] | 0 | [6 empty] | 0 | [6 empty] | 0 | [6 empty] | 0 | [6 empty] | 0 | [6 empty] | 0
|  |  | 0 | 0 | C3 | 0 | 0 | 0 | 0 | 0 | 0 | 0 | 0 | 0 | 0 | 0 | 0 | 0 | 0 | 0 | 0 | 0 | 0 | 0 | 0 | 0 | 0 | 0 | 0 | 0 | 0 | 0 | 0 | 0 | 0 | 0 | 0 | 0 | 0 | 0 | 0 |  |  | C3 | 0 | 0 | 0 | 0 | 0 | C3 | 0 | 0 | 0 | 0 | 0 | C3 | [5 empty] | C3 | [5 empty] | 0 | [6 empty] | 0 | [6 empty] | 0 | [6 empty] | 0 | [6 empty] | 0 | [6 empty] | 0
|  |  | 0 | 0 | C4 | 0 | 0 | 0 | 0 | 0 | 0 | 0 | 0 | 0 | 0 | 0 | 0 | 0 | 0 | 0 | 0 | 0 | 0 | 0 | 0 | 0 | 0 | 0 | 0 | 0 | 0 | 0 | 0 | 0 | 0 | 0 | 0 | 0 | 0 | 0 | 0 |  |  | C4 | 0 | 0 | 0 | 0 | 0 | C4 | 0 | 0 | 0 | 0 | 0 | C4 | [5 empty] | C4 | [5 empty] | 0 | [6 empty] | 0 | [6 empty] | 0 | [6 empty] | 0 | [6 empty] | 0 | [6 empty] | 0
|  |  | 0 | 0 |  | 0 | 0 | 0 | 0 | 0 |  | 0 | 0 | 0 | 0 | 0 |  | 0 | 0 | 0 | 0 | 0 |  | 0 | 0 | 0 | 0 | 0 |  | 0 | 0 | 0 | 0 | 0 |  | 0 | 0 | 0 | 0 | 0 | [22 empty] | 0 | 0 | 0 | 0 | 0 | 0 |  | 0 | 0 | 0 | 0 | 0 | 0 |  | 0 | 0 | 0 | 0 | 0 | 0 |  | 0 | 0 | 0 | 0 | 0 | 0 |  | 0 | 0 | 0 | 0 | 0 | 0 |  | 0 | 0 | 0 | 0 | 0 | 0
| [Please insert new asset category as required] |  | 0 | 0 | C1 | 0 | 0 | 0 | 0 | 0 | 0 | 0 | 0 | 0 | 0 | 0 | 0 | 0 | 0 | 0 | 0 | 0 | 0 | 0 | 0 | 0 | 0 | 0 | 0 | 0 | 0 | 0 | 0 | 0 | 0 | 0 | 0 | 0 | 0 | 0 | 0 |  |  | C1 | 0 | 0 | 0 | 0 | 0 | C1 | 0 | 0 | 0 | 0 | 0 | C1 | [5 empty] | C1 | [5 empty] | 0 | [6 empty] | 0 | [6 empty] | 0 | [6 empty] | 0 | [6 empty] | 0 | [6 empty] | 0
|  |  | 0 | 0 | C2 | 0 | 0 | 0 | 0 | 0 | 0 | 0 | 0 | 0 | 0 | 0 | 0 | 0 | 0 | 0 | 0 | 0 | 0 | 0 | 0 | 0 | 0 | 0 | 0 | 0 | 0 | 0 | 0 | 0 | 0 | 0 | 0 | 0 | 0 | 0 | 0 |  |  | C2 | 0 | 0 | 0 | 0 | 0 | C2 | 0 | 0 | 0 | 0 | 0 | C2 | [5 empty] | C2 | [5 empty] | 0 | [6 empty] | 0 | [6 empty] | 0 | [6 empty] | 0 | [6 empty] | 0 | [6 empty] | 0
|  |  | 0 | 0 | C3 | 0 | 0 | 0 | 0 | 0 | 0 | 0 | 0 | 0 | 0 | 0 | 0 | 0 | 0 | 0 | 0 | 0 | 0 | 0 | 0 | 0 | 0 | 0 | 0 | 0 | 0 | 0 | 0 | 0 | 0 | 0 | 0 | 0 | 0 | 0 | 0 |  |  | C3 | 0 | 0 | 0 | 0 | 0 | C3 | 0 | 0 | 0 | 0 | 0 | C3 | [5 empty] | C3 | [5 empty] | 0 | [6 empty] | 0 | [6 empty] | 0 | [6 empty] | 0 | [6 empty] | 0 | [6 empty] | 0
|  |  | 0 | 0 | C4 | 0 | 0 | 0 | 0 | 0 | 0 | 0 | 0 | 0 | 0 | 0 | 0 | 0 | 0 | 0 | 0 | 0 | 0 | 0 | 0 | 0 | 0 | 0 | 0 | 0 | 0 | 0 | 0 | 0 | 0 | 0 | 0 | 0 | 0 | 0 | 0 |  |  | C4 | 0 | 0 | 0 | 0 | 0 | C4 | 0 | 0 | 0 | 0 | 0 | C4 | [5 empty] | C4 | [5 empty] | 0 | [6 empty] | 0 | [6 empty] | 0 | [6 empty] | 0 | [6 empty] | 0 | [6 empty] | 0
|  |  | 0 | 0 |  | 0 | 0 | 0 | 0 | 0 |  | 0 | 0 | 0 | 0 | 0 |  | 0 | 0 | 0 | 0 | 0 |  | 0 | 0 | 0 | 0 | 0 |  | 0 | 0 | 0 | 0 | 0 |  | 0 | 0 | 0 | 0 | 0 | [22 empty] | 0 | 0 | 0 | 0 | 0 | 0 |  | 0 | 0 | 0 | 0 | 0 | 0 |  | 0 | 0 | 0 | 0 | 0 | 0 |  | 0 | 0 | 0 | 0 | 0 | 0 |  | 0 | 0 | 0 | 0 | 0 | 0 |  | 0 | 0 | 0 | 0 | 0 | 0
| [Please insert new asset category as required] |  | 0 | 0 | C1 | 0 | 0 | 0 | 0 | 0 | 0 | 0 | 0 | 0 | 0 | 0 | 0 | 0 | 0 | 0 | 0 | 0 | 0 | 0 | 0 | 0 | 0 | 0 | 0 | 0 | 0 | 0 | 0 | 0 | 0 | 0 | 0 | 0 | 0 | 0 | 0 |  |  | C1 | 0 | 0 | 0 | 0 | 0 | C1 | 0 | 0 | 0 | 0 | 0 | C1 | [5 empty] | C1 | [5 empty] | 0 | [6 empty] | 0 | [6 empty] | 0 | [6 empty] | 0 | [6 empty] | 0 | [6 empty] | 0
|  |  | 0 | 0 | C2 | 0 | 0 | 0 | 0 | 0 | 0 | 0 | 0 | 0 | 0 | 0 | 0 | 0 | 0 | 0 | 0 | 0 | 0 | 0 | 0 | 0 | 0 | 0 | 0 | 0 | 0 | 0 | 0 | 0 | 0 | 0 | 0 | 0 | 0 | 0 | 0 |  |  | C2 | 0 | 0 | 0 | 0 | 0 | C2 | 0 | 0 | 0 | 0 | 0 | C2 | [5 empty] | C2 | [5 empty] | 0 | [6 empty] | 0 | [6 empty] | 0 | [6 empty] | 0 | [6 empty] | 0 | [6 empty] | 0
|  |  | 0 | 0 | C3 | 0 | 0 | 0 | 0 | 0 | 0 | 0 | 0 | 0 | 0 | 0 | 0 | 0 | 0 | 0 | 0 | 0 | 0 | 0 | 0 | 0 | 0 | 0 | 0 | 0 | 0 | 0 | 0 | 0 | 0 | 0 | 0 | 0 | 0 | 0 | 0 |  |  | C3 | 0 | 0 | 0 | 0 | 0 | C3 | 0 | 0 | 0 | 0 | 0 | C3 | [5 empty] | C3 | [5 empty] | 0 | [6 empty] | 0 | [6 empty] | 0 | [6 empty] | 0 | [6 empty] | 0 | [6 empty] | 0
|  |  | 0 | 0 | C4 | 0 | 0 | 0 | 0 | 0 | 0 | 0 | 0 | 0 | 0 | 0 | 0 | 0 | 0 | 0 | 0 | 0 | 0 | 0 | 0 | 0 | 0 | 0 | 0 | 0 | 0 | 0 | 0 | 0 | 0 | 0 | 0 | 0 | 0 | 0 | 0 |  |  | C4 | 0 | 0 | 0 | 0 | 0 | C4 | 0 | 0 | 0 | 0 | 0 | C4 | [5 empty] | C4 | [5 empty] | 0 | [6 empty] | 0 | [6 empty] | 0 | [6 empty] | 0 | [6 empty] | 0 | [6 empty] | 0
|  |  | 0 | 0 |  | 0 | 0 | 0 | 0 | 0 |  | 0 | 0 | 0 | 0 | 0 |  | 0 | 0 | 0 | 0 | 0 |  | 0 | 0 | 0 | 0 | 0 |  | 0 | 0 | 0 | 0 | 0 |  | 0 | 0 | 0 | 0 | 0 | [22 empty] | 0 | 0 | 0 | 0 | 0 | 0 |  | 0 | 0 | 0 | 0 | 0 | 0 |  | 0 | 0 | 0 | 0 | 0 | 0 |  | 0 | 0 | 0 | 0 | 0 | 0 |  | 0 | 0 | 0 | 0 | 0 | 0 |  | 0 | 0 | 0 | 0 | 0 | 0
| [Please insert new asset category as required] |  | 0 | 0 | C1 | 0 | 0 | 0 | 0 | 0 | 0 | 0 | 0 | 0 | 0 | 0 | 0 | 0 | 0 | 0 | 0 | 0 | 0 | 0 | 0 | 0 | 0 | 0 | 0 | 0 | 0 | 0 | 0 | 0 | 0 | 0 | 0 | 0 | 0 | 0 | 0 |  |  | C1 | 0 | 0 | 0 | 0 | 0 | C1 | 0 | 0 | 0 | 0 | 0 | C1 | [5 empty] | C1 | [5 empty] | 0 | [6 empty] | 0 | [6 empty] | 0 | [6 empty] | 0 | [6 empty] | 0 | [6 empty] | 0
|  |  | 0 | 0 | C2 | 0 | 0 | 0 | 0 | 0 | 0 | 0 | 0 | 0 | 0 | 0 | 0 | 0 | 0 | 0 | 0 | 0 | 0 | 0 | 0 | 0 | 0 | 0 | 0 | 0 | 0 | 0 | 0 | 0 | 0 | 0 | 0 | 0 | 0 | 0 | 0 |  |  | C2 | 0 | 0 | 0 | 0 | 0 | C2 | 0 | 0 | 0 | 0 | 0 | C2 | [5 empty] | C2 | [5 empty] | 0 | [6 empty] | 0 | [6 empty] | 0 | [6 empty] | 0 | [6 empty] | 0 | [6 empty] | 0
|  |  | 0 | 0 | C3 | 0 | 0 | 0 | 0 | 0 | 0 | 0 | 0 | 0 | 0 | 0 | 0 | 0 | 0 | 0 | 0 | 0 | 0 | 0 | 0 | 0 | 0 | 0 | 0 | 0 | 0 | 0 | 0 | 0 | 0 | 0 | 0 | 0 | 0 | 0 | 0 |  |  | C3 | 0 | 0 | 0 | 0 | 0 | C3 | 0 | 0 | 0 | 0 | 0 | C3 | [5 empty] | C3 | [5 empty] | 0 | [6 empty] | 0 | [6 empty] | 0 | [6 empty] | 0 | [6 empty] | 0 | [6 empty] | 0
|  |  | 0 | 0 | C4 | 0 | 0 | 0 | 0 | 0 | 0 | 0 | 0 | 0 | 0 | 0 | 0 | 0 | 0 | 0 | 0 | 0 | 0 | 0 | 0 | 0 | 0 | 0 | 0 | 0 | 0 | 0 | 0 | 0 | 0 | 0 | 0 | 0 | 0 | 0 | 0 |  |  | C4 | 0 | 0 | 0 | 0 | 0 | C4 | 0 | 0 | 0 | 0 | 0 | C4 | [5 empty] | C4 | [5 empty] | 0 | [6 empty] | 0 | [6 empty] | 0 | [6 empty] | 0 | [6 empty] | 0 | [6 empty] | 0
|  |  | 0 | 0 |  | 0 | 0 | 0 | 0 | 0 |  | 0 | 0 | 0 | 0 | 0 |  | 0 | 0 | 0 | 0 | 0 |  | 0 | 0 | 0 | 0 | 0 |  | 0 | 0 | 0 | 0 | 0 |  | 0 | 0 | 0 | 0 | 0 | [22 empty] | 0 | 0 | 0 | 0 | 0 | 0 |  | 0 | 0 | 0 | 0 | 0 | 0 |  | 0 | 0 | 0 | 0 | 0 | 0 |  | 0 | 0 | 0 | 0 | 0 | 0 |  | 0 | 0 | 0 | 0 | 0 | 0 |  | 0 | 0 | 0 | 0 | 0 | 0
| [Please insert new asset category as required] |  | 0 | 0 | C1 | 0 | 0 | 0 | 0 | 0 | 0 | 0 | 0 | 0 | 0 | 0 | 0 | 0 | 0 | 0 | 0 | 0 | 0 | 0 | 0 | 0 | 0 | 0 | 0 | 0 | 0 | 0 | 0 | 0 | 0 | 0 | 0 | 0 | 0 | 0 | 0 |  |  | C1 | 0 | 0 | 0 | 0 | 0 | C1 | 0 | 0 | 0 | 0 | 0 | C1 | [5 empty] | C1 | [5 empty] | 0 | [6 empty] | 0 | [6 empty] | 0 | [6 empty] | 0 | [6 empty] | 0 | [6 empty] | 0
|  |  | 0 | 0 | C2 | 0 | 0 | 0 | 0 | 0 | 0 | 0 | 0 | 0 | 0 | 0 | 0 | 0 | 0 | 0 | 0 | 0 | 0 | 0 | 0 | 0 | 0 | 0 | 0 | 0 | 0 | 0 | 0 | 0 | 0 | 0 | 0 | 0 | 0 | 0 | 0 |  |  | C2 | 0 | 0 | 0 | 0 | 0 | C2 | 0 | 0 | 0 | 0 | 0 | C2 | [5 empty] | C2 | [5 empty] | 0 | [6 empty] | 0 | [6 empty] | 0 | [6 empty] | 0 | [6 empty] | 0 | [6 empty] | 0
|  |  | 0 | 0 | C3 | 0 | 0 | 0 | 0 | 0 | 0 | 0 | 0 | 0 | 0 | 0 | 0 | 0 | 0 | 0 | 0 | 0 | 0 | 0 | 0 | 0 | 0 | 0 | 0 | 0 | 0 | 0 | 0 | 0 | 0 | 0 | 0 | 0 | 0 | 0 | 0 |  |  | C3 | 0 | 0 | 0 | 0 | 0 | C3 | 0 | 0 | 0 | 0 | 0 | C3 | [5 empty] | C3 | [5 empty] | 0 | [6 empty] | 0 | [6 empty] | 0 | [6 empty] | 0 | [6 empty] | 0 | [6 empty] | 0
|  |  | 0 | 0 | C4 | 0 | 0 | 0 | 0 | 0 | 0 | 0 | 0 | 0 | 0 | 0 | 0 | 0 | 0 | 0 | 0 | 0 | 0 | 0 | 0 | 0 | 0 | 0 | 0 | 0 | 0 | 0 | 0 | 0 | 0 | 0 | 0 | 0 | 0 | 0 | 0 |  |  | C4 | 0 | 0 | 0 | 0 | 0 | C4 | 0 | 0 | 0 | 0 | 0 | C4 | [5 empty] | C4 | [5 empty] | 0 | [6 empty] | 0 | [6 empty] | 0 | [6 empty] | 0 | [6 empty] | 0 | [6 empty] | 0
|  |  | 0 | 0 |  | 0 | 0 | 0 | 0 | 0 |  | 0 | 0 | 0 | 0 | 0 |  | 0 | 0 | 0 | 0 | 0 |  | 0 | 0 | 0 | 0 | 0 |  | 0 | 0 | 0 | 0 | 0 |  | 0 | 0 | 0 | 0 | 0 | [22 empty] | 0 | 0 | 0 | 0 | 0 | 0 |  | 0 | 0 | 0 | 0 | 0 | 0 |  | 0 | 0 | 0 | 0 | 0 | 0 |  | 0 | 0 | 0 | 0 | 0 | 0 |  | 0 | 0 | 0 | 0 | 0 | 0 |  | 0 | 0 | 0 | 0 | 0 | 0
[63 empty] | 0 | 0 | 0 | 0 | 0 | 0 |  | 0 | 0 | 0 | 0 | 0 | 0 |  | 0 | 0 | 0 | 0 | 0 | 0 |  | 0 | 0 | 0 | 0 | 0 | 0 |  | 0 | 0 | 0 | 0 | 0 | 0 |  | 0 | 0 | 0 | 0 | 0 | 0
| Other | [66 empty] | 0 | [6 empty] | 0 | [6 empty] | 0 | [6 empty] | 0 | [6 empty] | 0 | [6 empty] | 0
| Submarine Cables |  | 0 | 0 | C1 | 0 | 0 | 0 | 0 | 0 | 0 | 0 | 0 | 0 | 0 | 0 | 0 | 0 | 0 | 0 | 0 | 0 | 0 | 0 | 0 | 0 | 0 | 0 | 0 | 0 | 0 | 0 | 0 | 0 | 0 | 0 | 0 | 0 | 0 | 0 | 0 |  |  | C1 | 0 | 0 | 0 | 0 | 0 | C1 | 0 | 0 | 0 | 0 | 0 | C1 | [5 empty] | C1 | [5 empty] | 0 | [6 empty] | 0 | [6 empty] | 0 | [6 empty] | 0 | [6 empty] | 0 | [6 empty] | 0
|  |  | 0 | 0 | C2 | 0 | 0 | 0 | 0 | 0 | 0 | 0 | 0 | 0 | 0 | 0 | 0 | 0 | 0 | 0 | 0 | 0 | 0 | 0 | 0 | 0 | 0 | 0 | 0 | 0 | 0 | 0 | 0 | 0 | 0 | 0 | 0 | 0 | 0 | 0 | 0 |  |  | C2 | 0 | 0 | 0 | 0 | 0 | C2 | 0 | 0 | 0 | 0 | 0 | C2 | [5 empty] | C2 | [5 empty] | 0 | [6 empty] | 0 | [6 empty] | 0 | [6 empty] | 0 | [6 empty] | 0 | [6 empty] | 0
|  |  | 0 | 0 | C3 | 0 | 0 | 0 | 0 | 0 | 0 | 0 | 0 | 0 | 0 | 0 | 0 | 0 | 0 | 0 | 0 | 0 | 0 | 0 | 0 | 0 | 0 | 0 | 0 | 0 | 0 | 0 | 0 | 0 | 0 | 0 | 0 | 0 | 0 | 0 | 0 |  |  | C3 | 0 | 0 | 0 | 0 | 0 | C3 | 0 | 0 | 0 | 0 | 0 | C3 | [5 empty] | C3 | [5 empty] | 0 | [6 empty] | 0 | [6 empty] | 0 | [6 empty] | 0 | [6 empty] | 0 | [6 empty] | 0
|  |  | 0 | 0 | C4 | 0 | 0 | 0 | 0 | 0 | 0 | 0 | 0 | 0 | 0 | 0 | 0 | 0 | 0 | 0 | 0 | 0 | 0 | 0 | 0 | 0 | 0 | 0 | 0 | 0 | 0 | 0 | 0 | 0 | 0 | 0 | 0 | 0 | 0 | 0 | 0 |  |  | C4 | 0 | 0 | 0 | 0 | 0 | C4 | 0 | 0 | 0 | 0 | 0 | C4 | [5 empty] | C4 | [5 empty] | 0 | [6 empty] | 0 | [6 empty] | 0 | [6 empty] | 0 | [6 empty] | 0 | [6 empty] | 0
|  |  | 0 | 0 |  | 0 | 0 | 0 | 0 | 0 |  | 0 | 0 | 0 | 0 | 0 |  | 0 | 0 | 0 | 0 | 0 |  | 0 | 0 | 0 | 0 | 0 |  | 0 | 0 | 0 | 0 | 0 |  | 0 | 0 | 0 | 0 | 0 | [22 empty] | 0 | 0 | 0 | 0 | 0 | 0 |  | 0 | 0 | 0 | 0 | 0 | 0 |  | 0 | 0 | 0 | 0 | 0 | 0 |  | 0 | 0 | 0 | 0 | 0 | 0 |  | 0 | 0 | 0 | 0 | 0 | 0 |  | 0 | 0 | 0 | 0 | 0 | 0
| [Please insert new asset category as required] |  | 0 | 0 | C1 | 0 | 0 | 0 | 0 | 0 | 0 | 0 | 0 | 0 | 0 | 0 | 0 | 0 | 0 | 0 | 0 | 0 | 0 | 0 | 0 | 0 | 0 | 0 | 0 | 0 | 0 | 0 | 0 | 0 | 0 | 0 | 0 | 0 | 0 | 0 | 0 |  |  | C1 | 0 | 0 | 0 | 0 | 0 | C1 | 0 | 0 | 0 | 0 | 0 | C1 | [5 empty] | C1 | [5 empty] | 0 | [6 empty] | 0 | [6 empty] | 0 | [6 empty] | 0 | [6 empty] | 0 | [6 empty] | 0
|  |  | 0 | 0 | C2 | 0 | 0 | 0 | 0 | 0 | 0 | 0 | 0 | 0 | 0 | 0 | 0 | 0 | 0 | 0 | 0 | 0 | 0 | 0 | 0 | 0 | 0 | 0 | 0 | 0 | 0 | 0 | 0 | 0 | 0 | 0 | 0 | 0 | 0 | 0 | 0 |  |  | C2 | 0 | 0 | 0 | 0 | 0 | C2 | 0 | 0 | 0 | 0 | 0 | C2 | [5 empty] | C2 | [5 empty] | 0 | [6 empty] | 0 | [6 empty] | 0 | [6 empty] | 0 | [6 empty] | 0 | [6 empty] | 0
|  |  | 0 | 0 | C3 | 0 | 0 | 0 | 0 | 0 | 0 | 0 | 0 | 0 | 0 | 0 | 0 | 0 | 0 | 0 | 0 | 0 | 0 | 0 | 0 | 0 | 0 | 0 | 0 | 0 | 0 | 0 | 0 | 0 | 0 | 0 | 0 | 0 | 0 | 0 | 0 |  |  | C3 | 0 | 0 | 0 | 0 | 0 | C3 | 0 | 0 | 0 | 0 | 0 | C3 | [5 empty] | C3 | [5 empty] | 0 | [6 empty] | 0 | [6 empty] | 0 | [6 empty] | 0 | [6 empty] | 0 | [6 empty] | 0
|  |  | 0 | 0 | C4 | 0 | 0 | 0 | 0 | 0 | 0 | 0 | 0 | 0 | 0 | 0 | 0 | 0 | 0 | 0 | 0 | 0 | 0 | 0 | 0 | 0 | 0 | 0 | 0 | 0 | 0 | 0 | 0 | 0 | 0 | 0 | 0 | 0 | 0 | 0 | 0 |  |  | C4 | 0 | 0 | 0 | 0 | 0 | C4 | 0 | 0 | 0 | 0 | 0 | C4 | [5 empty] | C4 | [5 empty] | 0 | [6 empty] | 0 | [6 empty] | 0 | [6 empty] | 0 | [6 empty] | 0 | [6 empty] | 0
|  |  | 0 | 0 |  | 0 | 0 | 0 | 0 | 0 |  | 0 | 0 | 0 | 0 | 0 |  | 0 | 0 | 0 | 0 | 0 |  | 0 | 0 | 0 | 0 | 0 |  | 0 | 0 | 0 | 0 | 0 |  | 0 | 0 | 0 | 0 | 0 | [22 empty] | 0 | 0 | 0 | 0 | 0 | 0 |  | 0 | 0 | 0 | 0 | 0 | 0 |  | 0 | 0 | 0 | 0 | 0 | 0 |  | 0 | 0 | 0 | 0 | 0 | 0 |  | 0 | 0 | 0 | 0 | 0 | 0 |  | 0 | 0 | 0 | 0 | 0 | 0
| [Please insert new asset category as required] |  | 0 | 0 | C1 | 0 | 0 | 0 | 0 | 0 | 0 | 0 | 0 | 0 | 0 | 0 | 0 | 0 | 0 | 0 | 0 | 0 | 0 | 0 | 0 | 0 | 0 | 0 | 0 | 0 | 0 | 0 | 0 | 0 | 0 | 0 | 0 | 0 | 0 | 0 | 0 |  |  | C1 | 0 | 0 | 0 | 0 | 0 | C1 | 0 | 0 | 0 | 0 | 0 | C1 | [5 empty] | C1 | [5 empty] | 0 | [6 empty] | 0 | [6 empty] | 0 | [6 empty] | 0 | [6 empty] | 0 | [6 empty] | 0
|  |  | 0 | 0 | C2 | 0 | 0 | 0 | 0 | 0 | 0 | 0 | 0 | 0 | 0 | 0 | 0 | 0 | 0 | 0 | 0 | 0 | 0 | 0 | 0 | 0 | 0 | 0 | 0 | 0 | 0 | 0 | 0 | 0 | 0 | 0 | 0 | 0 | 0 | 0 | 0 |  |  | C2 | 0 | 0 | 0 | 0 | 0 | C2 | 0 | 0 | 0 | 0 | 0 | C2 | [5 empty] | C2 | [5 empty] | 0 | [6 empty] | 0 | [6 empty] | 0 | [6 empty] | 0 | [6 empty] | 0 | [6 empty] | 0
|  |  | 0 | 0 | C3 | 0 | 0 | 0 | 0 | 0 | 0 | 0 | 0 | 0 | 0 | 0 | 0 | 0 | 0 | 0 | 0 | 0 | 0 | 0 | 0 | 0 | 0 | 0 | 0 | 0 | 0 | 0 | 0 | 0 | 0 | 0 | 0 | 0 | 0 | 0 | 0 |  |  | C3 | 0 | 0 | 0 | 0 | 0 | C3 | 0 | 0 | 0 | 0 | 0 | C3 | [5 empty] | C3 | [5 empty] | 0 | [6 empty] | 0 | [6 empty] | 0 | [6 empty] | 0 | [6 empty] | 0 | [6 empty] | 0
|  |  | 0 | 0 | C4 | 0 | 0 | 0 | 0 | 0 | 0 | 0 | 0 | 0 | 0 | 0 | 0 | 0 | 0 | 0 | 0 | 0 | 0 | 0 | 0 | 0 | 0 | 0 | 0 | 0 | 0 | 0 | 0 | 0 | 0 | 0 | 0 | 0 | 0 | 0 | 0 |  |  | C4 | 0 | 0 | 0 | 0 | 0 | C4 | 0 | 0 | 0 | 0 | 0 | C4 | [5 empty] | C4 | [5 empty] | 0 | [6 empty] | 0 | [6 empty] | 0 | [6 empty] | 0 | [6 empty] | 0 | [6 empty] | 0
|  |  | 0 | 0 |  | 0 | 0 | 0 | 0 | 0 |  | 0 | 0 | 0 | 0 | 0 |  | 0 | 0 | 0 | 0 | 0 |  | 0 | 0 | 0 | 0 | 0 |  | 0 | 0 | 0 | 0 | 0 |  | 0 | 0 | 0 | 0 | 0 | [22 empty] | 0 | 0 | 0 | 0 | 0 | 0 |  | 0 | 0 | 0 | 0 | 0 | 0 |  | 0 | 0 | 0 | 0 | 0 | 0 |  | 0 | 0 | 0 | 0 | 0 | 0 |  | 0 | 0 | 0 | 0 | 0 | 0 |  | 0 | 0 | 0 | 0 | 0 | 0
| [Please insert new asset category as required] |  | 0 | 0 | C1 | 0 | 0 | 0 | 0 | 0 | 0 | 0 | 0 | 0 | 0 | 0 | 0 | 0 | 0 | 0 | 0 | 0 | 0 | 0 | 0 | 0 | 0 | 0 | 0 | 0 | 0 | 0 | 0 | 0 | 0 | 0 | 0 | 0 | 0 | 0 | 0 |  |  | C1 | 0 | 0 | 0 | 0 | 0 | C1 | 0 | 0 | 0 | 0 | 0 | C1 | [5 empty] | C1 | [5 empty] | 0 | [6 empty] | 0 | [6 empty] | 0 | [6 empty] | 0 | [6 empty] | 0 | [6 empty] | 0
|  |  | 0 | 0 | C2 | 0 | 0 | 0 | 0 | 0 | 0 | 0 | 0 | 0 | 0 | 0 | 0 | 0 | 0 | 0 | 0 | 0 | 0 | 0 | 0 | 0 | 0 | 0 | 0 | 0 | 0 | 0 | 0 | 0 | 0 | 0 | 0 | 0 | 0 | 0 | 0 |  |  | C2 | 0 | 0 | 0 | 0 | 0 | C2 | 0 | 0 | 0 | 0 | 0 | C2 | [5 empty] | C2 | [5 empty] | 0 | [6 empty] | 0 | [6 empty] | 0 | [6 empty] | 0 | [6 empty] | 0 | [6 empty] | 0
|  |  | 0 | 0 | C3 | 0 | 0 | 0 | 0 | 0 | 0 | 0 | 0 | 0 | 0 | 0 | 0 | 0 | 0 | 0 | 0 | 0 | 0 | 0 | 0 | 0 | 0 | 0 | 0 | 0 | 0 | 0 | 0 | 0 | 0 | 0 | 0 | 0 | 0 | 0 | 0 |  |  | C3 | 0 | 0 | 0 | 0 | 0 | C3 | 0 | 0 | 0 | 0 | 0 | C3 | [5 empty] | C3 | [5 empty] | 0 | [6 empty] | 0 | [6 empty] | 0 | [6 empty] | 0 | [6 empty] | 0 | [6 empty] | 0
|  |  | 0 | 0 | C4 | 0 | 0 | 0 | 0 | 0 | 0 | 0 | 0 | 0 | 0 | 0 | 0 | 0 | 0 | 0 | 0 | 0 | 0 | 0 | 0 | 0 | 0 | 0 | 0 | 0 | 0 | 0 | 0 | 0 | 0 | 0 | 0 | 0 | 0 | 0 | 0 |  |  | C4 | 0 | 0 | 0 | 0 | 0 | C4 | 0 | 0 | 0 | 0 | 0 | C4 | [5 empty] | C4 | [5 empty] | 0 | [6 empty] | 0 | [6 empty] | 0 | [6 empty] | 0 | [6 empty] | 0 | [6 empty] | 0
|  |  | 0 | 0 |  | 0 | 0 | 0 | 0 | 0 |  | 0 | 0 | 0 | 0 | 0 |  | 0 | 0 | 0 | 0 | 0 |  | 0 | 0 | 0 | 0 | 0 |  | 0 | 0 | 0 | 0 | 0 |  | 0 | 0 | 0 | 0 | 0 | [22 empty] | 0 | 0 | 0 | 0 | 0 | 0 |  | 0 | 0 | 0 | 0 | 0 | 0 |  | 0 | 0 | 0 | 0 | 0 | 0 |  | 0 | 0 | 0 | 0 | 0 | 0 |  | 0 | 0 | 0 | 0 | 0 | 0 |  | 0 | 0 | 0 | 0 | 0 | 0
| [Please insert new asset category as required] |  | 0 | 0 | C1 | 0 | 0 | 0 | 0 | 0 | 0 | 0 | 0 | 0 | 0 | 0 | 0 | 0 | 0 | 0 | 0 | 0 | 0 | 0 | 0 | 0 | 0 | 0 | 0 | 0 | 0 | 0 | 0 | 0 | 0 | 0 | 0 | 0 | 0 | 0 | 0 |  |  | C1 | 0 | 0 | 0 | 0 | 0 | C1 | 0 | 0 | 0 | 0 | 0 | C1 | [5 empty] | C1 | [5 empty] | 0 | [6 empty] | 0 | [6 empty] | 0 | [6 empty] | 0 | [6 empty] | 0 | [6 empty] | 0
|  |  | 0 | 0 | C2 | 0 | 0 | 0 | 0 | 0 | 0 | 0 | 0 | 0 | 0 | 0 | 0 | 0 | 0 | 0 | 0 | 0 | 0 | 0 | 0 | 0 | 0 | 0 | 0 | 0 | 0 | 0 | 0 | 0 | 0 | 0 | 0 | 0 | 0 | 0 | 0 |  |  | C2 | 0 | 0 | 0 | 0 | 0 | C2 | 0 | 0 | 0 | 0 | 0 | C2 | [5 empty] | C2 | [5 empty] | 0 | [6 empty] | 0 | [6 empty] | 0 | [6 empty] | 0 | [6 empty] | 0 | [6 empty] | 0
|  |  | 0 | 0 | C3 | 0 | 0 | 0 | 0 | 0 | 0 | 0 | 0 | 0 | 0 | 0 | 0 | 0 | 0 | 0 | 0 | 0 | 0 | 0 | 0 | 0 | 0 | 0 | 0 | 0 | 0 | 0 | 0 | 0 | 0 | 0 | 0 | 0 | 0 | 0 | 0 |  |  | C3 | 0 | 0 | 0 | 0 | 0 | C3 | 0 | 0 | 0 | 0 | 0 | C3 | [5 empty] | C3 | [5 empty] | 0 | [6 empty] | 0 | [6 empty] | 0 | [6 empty] | 0 | [6 empty] | 0 | [6 empty] | 0
|  |  | 0 | 0 | C4 | 0 | 0 | 0 | 0 | 0 | 0 | 0 | 0 | 0 | 0 | 0 | 0 | 0 | 0 | 0 | 0 | 0 | 0 | 0 | 0 | 0 | 0 | 0 | 0 | 0 | 0 | 0 | 0 | 0 | 0 | 0 | 0 | 0 | 0 | 0 | 0 |  |  | C4 | 0 | 0 | 0 | 0 | 0 | C4 | 0 | 0 | 0 | 0 | 0 | C4 | [5 empty] | C4 | [5 empty] | 0 | [6 empty] | 0 | [6 empty] | 0 | [6 empty] | 0 | [6 empty] | 0 | [6 empty] | 0
|  |  | 0 | 0 |  | 0 | 0 | 0 | 0 | 0 |  | 0 | 0 | 0 | 0 | 0 |  | 0 | 0 | 0 | 0 | 0 |  | 0 | 0 | 0 | 0 | 0 |  | 0 | 0 | 0 | 0 | 0 |  | 0 | 0 | 0 | 0 | 0 | [22 empty] | 0 | 0 | 0 | 0 | 0 | 0 |  | 0 | 0 | 0 | 0 | 0 | 0 |  | 0 | 0 | 0 | 0 | 0 | 0 |  | 0 | 0 | 0 | 0 | 0 | 0 |  | 0 | 0 | 0 | 0 | 0 | 0 |  | 0 | 0 | 0 | 0 | 0 | 0
| [Please insert new asset category as required] |  | 0 | 0 | C1 | 0 | 0 | 0 | 0 | 0 | 0 | 0 | 0 | 0 | 0 | 0 | 0 | 0 | 0 | 0 | 0 | 0 | 0 | 0 | 0 | 0 | 0 | 0 | 0 | 0 | 0 | 0 | 0 | 0 | 0 | 0 | 0 | 0 | 0 | 0 | 0 |  |  | C1 | 0 | 0 | 0 | 0 | 0 | C1 | 0 | 0 | 0 | 0 | 0 | C1 | [5 empty] | C1 | [5 empty] | 0 | [6 empty] | 0 | [6 empty] | 0 | [6 empty] | 0 | [6 empty] | 0 | [6 empty] | 0
|  |  | 0 | 0 | C2 | 0 | 0 | 0 | 0 | 0 | 0 | 0 | 0 | 0 | 0 | 0 | 0 | 0 | 0 | 0 | 0 | 0 | 0 | 0 | 0 | 0 | 0 | 0 | 0 | 0 | 0 | 0 | 0 | 0 | 0 | 0 | 0 | 0 | 0 | 0 | 0 |  |  | C2 | 0 | 0 | 0 | 0 | 0 | C2 | 0 | 0 | 0 | 0 | 0 | C2 | [5 empty] | C2 | [5 empty] | 0 | [6 empty] | 0 | [6 empty] | 0 | [6 empty] | 0 | [6 empty] | 0 | [6 empty] | 0
|  |  | 0 | 0 | C3 | 0 | 0 | 0 | 0 | 0 | 0 | 0 | 0 | 0 | 0 | 0 | 0 | 0 | 0 | 0 | 0 | 0 | 0 | 0 | 0 | 0 | 0 | 0 | 0 | 0 | 0 | 0 | 0 | 0 | 0 | 0 | 0 | 0 | 0 | 0 | 0 |  |  | C3 | 0 | 0 | 0 | 0 | 0 | C3 | 0 | 0 | 0 | 0 | 0 | C3 | [5 empty] | C3 | [5 empty] | 0 | [6 empty] | 0 | [6 empty] | 0 | [6 empty] | 0 | [6 empty] | 0 | [6 empty] | 0
|  |  | 0 | 0 | C4 | 0 | 0 | 0 | 0 | 0 | 0 | 0 | 0 | 0 | 0 | 0 | 0 | 0 | 0 | 0 | 0 | 0 | 0 | 0 | 0 | 0 | 0 | 0 | 0 | 0 | 0 | 0 | 0 | 0 | 0 | 0 | 0 | 0 | 0 | 0 | 0 |  |  | C4 | 0 | 0 | 0 | 0 | 0 | C4 | 0 | 0 | 0 | 0 | 0 | C4 | [5 empty] | C4 | [5 empty] | 0 | [6 empty] | 0 | [6 empty] | 0 | [6 empty] | 0 | [6 empty] | 0 | [6 empty] | 0
|  |  | 0 | 0 |  | 0 | 0 | 0 | 0 | 0 |  | 0 | 0 | 0 | 0 | 0 |  | 0 | 0 | 0 | 0 | 0 |  | 0 | 0 | 0 | 0 | 0 |  | 0 | 0 | 0 | 0 | 0 |  | 0 | 0 | 0 | 0 | 0 | [22 empty] | 0 | 0 | 0 | 0 | 0 | 0 |  | 0 | 0 | 0 | 0 | 0 | 0 |  | 0 | 0 | 0 | 0 | 0 | 0 |  | 0 | 0 | 0 | 0 | 0 | 0 |  | 0 | 0 | 0 | 0 | 0 | 0 |  | 0 | 0 | 0 | 0 | 0 | 0
[63 empty] | 0 | 0 | 0 | 0 | 0 | 0 |  | 0 | 0 | 0 | 0 | 0 | 0 |  | 0 | 0 | 0 | 0 | 0 | 0 |  | 0 | 0 | 0 | 0 | 0 | 0 |  | 0 | 0 | 0 | 0 | 0 | 0 |  | 0 | 0 | 0 | 0 | 0 | 0
| TOTAL |  | 335500.9305 | 335500.9305 |  | 63278.8404 | 93451.0022 | 81544.1795 | 33365.6768 | 63861.2317 |  | 49931.8404 | 94866.0022 | 77407.1795 | 40602.6768 | 73582.2317 |  | 0 | 286 | 518 | -678 | -126 |  | 53128.8041 | 82989.1806 | 78324.3232 | 42444.733 | 78618.8897 |  | 0 | 577 | 1015 | -1364 | -228 |  | 51944.8331 | 65325.4934 | 75231.5795 | 39897.2997 | 103104.7249 |  |  |  |  | 0 | 0 | 0 | 0 | 0 |  | 0 | 0 | 0 | 0 | 0 | [7 empty] | 597377.572 | 2171964.6932 | 2722038.5723 | 3136781.269 | 8744317.3841 | 17372479.4906 |  | 742834.9915 | 2146356.1139 | 2812835.8654 | 2715359.3042 | 7430132.845 | 15847519.1199 |  | 622418.5163 | 1921720.6417 | 2618741.1751 | 3393102.5113 | 9708859.3163 | 18264842.1607 |  | 622418.5163 | 1959673.6642 | 2645851.2119 | 3224996.7312 | 9708859.3163 | 18161799.44 |  | 591367.995 | 1564951.9766 | 2441155.5197 | 3055378.609 | 13610838.8965 | 21263692.9968 |  | 591367.995 | 1643783.8713 | 2494056.9869 | 2713308.7053 | 13610838.8965 | 21053356.455
Health Index Definitions
|  |  | HI1 | New or as new | [57 empty] | LV Network | 70742.6358 | 114711.166 | 167644.3247 | 232612.7848 | 3965657.9569 | 4551368.8682 | LV Network | 99741.5426 | 111321.3099 | 162554.992 | 223317.0567 | 3647606.0341 | 4244540.9353 | LV Network | 96269.9427 | 101905.438 | 163348.0044 | 204605.3522 | 3780485.7999 | 4346614.5371 | LV Network | 96269.9427 | 101905.438 | 163348.0044 | 204605.3522 | 3780485.7999 | 4346614.5371 | LV Network | 91132.0083 | 83182.1269 | 164394.4796 | 174229.5481 | 4011205.9786 | 4524144.1414 | LV Network | 91132.0083 | 83182.1269 | 164394.4796 | 174229.5481 | 4011205.9786 | 4524144.1414
|  |  | HI2 | Good or seviceable condition | [57 empty] | HV Network | 373150.0865 | 1439413.0346 | 1616756.774 | 2059258.1953 | 3601409.2437 | 9089987.3341 | HV Network | 443202.6827 | 1426436.468 | 1724580.2048 | 1741686.3433 | 2924270.8809 | 8260176.5797 | HV Network | 364178.339 | 1295033.0996 | 1604177.6712 | 2121922.1843 | 4425620.5735 | 9810931.8676 | HV Network | 364178.339 | 1301102.7854 | 1631287.708 | 2047590.9238 | 4425620.5735 | 9769780.3298 | HV Network | 328967.4361 | 1102189.8175 | 1472952.786 | 1970111.8456 | 6850125.6579 | 11724347.5431 | HV Network | 328967.4361 | 1114554.3327 | 1525854.2532 | 1823534.2345 | 6850125.6579 | 11643035.9144
|  |  | HI3 | Deterioration requires assessment and monitoring | [57 empty] | EHV Network | 153484.8497 | 617840.4926 | 937637.4737 | 844910.2889 | 1177250.1835 | 3731123.2883 | EHV Network | 199890.7662 | 608598.336 | 925700.6686 | 750355.9041 | 858255.93 | 3342801.6049 | EHV Network | 161970.2347 | 524782.1041 | 851215.4996 | 1066574.9747 | 1502752.9428 | 4107295.756 | EHV Network | 161970.2347 | 556665.4408 | 851215.4996 | 972800.4551 | 1502752.9428 | 4045404.573 | EHV Network | 171268.5507 | 379580.0322 | 803808.2541 | 911037.2153 | 2749507.26 | 5015201.3123 | EHV Network | 171268.5507 | 446047.4117 | 803808.2541 | 715544.9228 | 2749507.26 | 4886176.3992
|  |  | HI4 | Material deterioration, intervention requires consideration | [57 empty] | 132kV Network | 0 | 0 | 0 | 0 | 0 | 0 | 132kV Network | 0 | 0 | 0 | 0 | 0 | 0 | 132kV Network | 0 | 0 | 0 | 0 | 0 | 0 | 132kV Network | 0 | 0 | 0 | 0 | 0 | 0 | 132kV Network | 0 | 0 | 0 | 0 | 0 | 0 | 132kV Network | 0 | 0 | 0 | 0 | 0 | 0
|  |  | HI5 | End of serviceable life, intervention required | [57 empty] | Other | 0 | 0 | 0 | 0 | 0 | 0 | Other | 0 | 0 | 0 | 0 | 0 | 0 | Other | 0 | 0 | 0 | 0 | 0 | 0 | Other | 0 | 0 | 0 | 0 | 0 | 0 | Other | 0 | 0 | 0 | 0 | 0 | 0 | Other | 0 | 0 | 0 | 0 | 0 | 0
[62 empty] | Total | 597377.572 | 2171964.6932 | 2722038.5723 | 3136781.269 | 8744317.3841 | 17372479.4906 | Total | 742834.9915 | 2146356.1139 | 2812835.8654 | 2715359.3042 | 7430132.845 | 15847519.1199 | Total | 622418.5163 | 1921720.6417 | 2618741.1751 | 3393102.5113 | 9708859.3163 | 18264842.1607 | Total | 622418.5163 | 1959673.6642 | 2645851.2119 | 3224996.7312 | 9708859.3163 | 18161799.44 | Total | 591367.995 | 1564951.9766 | 2441155.5197 | 3055378.609 | 13610838.8965 | 21263692.9968 | Total | 591367.995 | 1643783.8713 | 2494056.9869 | 2713308.7053 | 13610838.8965 | 21053356.455
Criticality Index Definitions
|  |  | C1 | Low criticality
|  |  | C2 | Average criticality
|  |  | C3 | High criticality
|  |  | C4 | Very high criticality

## SPD - HVP
Secondary deliverables RIIO-ED1 - HVP - Asset Replacement and Refurbishment driven | [50 empty] | Criticality weightings C1 to C4 | Criticality Rating Boundaries
SPD | [49 empty] | C1 | 0.7 | Below 75% of average
[50 empty] | C2 | 1 | 75%-125%
[50 empty] | C3 | 1.5 | 125%-200%
[50 empty] | C4 | 2.5 | Over 200% of average
Price base (2012/13)
| ASSET CATEGORIES |  | ASSET REGISTER |  |  | End of DPCR5 (31 March 2015) with investment | [5 empty] | End of DPCR5 (31 March 2015) without investment | [5 empty] | Mid-Period Review (31 March 2019) planned investment | [5 empty] | Mid-Period Review (31 March 2019) without investment | [5 empty] | End of RIIO-ED1 (31 March 2023) planned investment | [5 empty] | End of RIIO-ED1 (31 March 2023) without investment | [8 empty] | Probability of Asset Failure | [5 empty] | Consequence of Asset Failure | [5 empty] | Probability of Asset Failure x Consequence of Asset Failure
Is it your current intention to have a health index for this asset category in the RIIO-ED1 control period.
|  |  | as at 31st March 2015 | as at 31st March 2023 |  | HI 1 | HI 2 | HI 3 | HI 4 | HI 5 |  | HI 1 | HI 2 | HI 3 | HI 4 | HI 5 |  | HI 1 | HI 2 | HI 3 | HI 4 | HI 5 |  | HI 1 | HI 2 | HI 3 | HI 4 | HI 5 |  | HI 1 | HI 2 | HI 3 | HI 4 | HI 5 |  | HI 1 | HI 2 | HI 3 | HI 4 | HI 5 |  |  |  |  | HI 1 | HI 2 | HI 3 | HI 4 | HI 5 |  | HI 1 | HI 2 | HI 3 | HI 4 | HI 5 |  | HI 1 | HI 2 | HI 3 | HI 4 | HI 5 |  | End of DPCR5 (without investment) | [6 empty] | Position at Beginning of RIIO-ED1 | [6 empty] | Mid Period (Without Investment) | [6 empty] | Mid Period (With Investment) | [6 empty] | End of RIIO-ED1 (Without Investment) | [6 empty] | End of RIIO-ED1 (With Investment)
| LV Network | [61 empty] | 1 | 2 | 3 | 4 | 5 | Total |  | 1 | 2 | 3 | 4 | 5 | Total |  | 1 | 2 | 3 | 4 | 5 | Total |  | 1 | 2 | 3 | 4 | 5 | Total |  | 1 | 2 | 3 | 4 | 5 | Total |  | 1 | 2 | 3 | 4 | 5 | Total
| LV Switchgear and Other |  | 0 | 0 | C1 | 0 | 0 | 0 | 0 | 0 | 0 | 0 | 0 | 0 | 0 | 0 | 0 | 0 | 0 | 0 | 0 | 0 | 0 | 0 | 0 | 0 | 0 | 0 | 0 | 0 | 0 | 0 | 0 | 0 | 0 | 0 | 0 | 0 | 0 | 0 | 0 | Yes |  | C1 | 0.0006013 | 0.0012767 | 0.0018024 | 0.003755 | 0.00751 | C1 | 0 | 0 | 0 | 0 | 0 | C1 | [5 empty] | C1 | [5 empty] | 0 | [6 empty] | 0 | [6 empty] | 0 | [6 empty] | 0 | [6 empty] | 0 | [6 empty] | 0
|  |  | 0 | 0 | C2 | 0 | 0 | 0 | 0 | 0 | 0 | 0 | 0 | 0 | 0 | 0 | 0 | 0 | 0 | 0 | 0 | 0 | 0 | 0 | 0 | 0 | 0 | 0 | 0 | 0 | 0 | 0 | 0 | 0 | 0 | 0 | 0 | 0 | 0 | 0 | 0 | No |  | C2 | 0.0006013 | 0.0012767 | 0.0018024 | 0.003755 | 0.00751 | C2 | 0 | 0 | 0 | 0 | 0 | C2 | [5 empty] | C2 | [5 empty] | 0 | [6 empty] | 0 | [6 empty] | 0 | [6 empty] | 0 | [6 empty] | 0 | [6 empty] | 0
|  |  | 0 | 0 | C3 | 0 | 0 | 0 | 0 | 0 | 0 | 0 | 0 | 0 | 0 | 0 | 0 | 0 | 0 | 0 | 0 | 0 | 0 | 0 | 0 | 0 | 0 | 0 | 0 | 0 | 0 | 0 | 0 | 0 | 0 | 0 | 0 | 0 | 0 | 0 | 0 |  |  | C3 | 0.0006013 | 0.0012767 | 0.0018024 | 0.003755 | 0.00751 | C3 | 0 | 0 | 0 | 0 | 0 | C3 | [5 empty] | C3 | [5 empty] | 0 | [6 empty] | 0 | [6 empty] | 0 | [6 empty] | 0 | [6 empty] | 0 | [6 empty] | 0
|  |  | 0 | 0 | C4 | 0 | 0 | 0 | 0 | 0 | 0 | 0 | 0 | 0 | 0 | 0 | 0 | 0 | 0 | 0 | 0 | 0 | 0 | 0 | 0 | 0 | 0 | 0 | 0 | 0 | 0 | 0 | 0 | 0 | 0 | 0 | 0 | 0 | 0 | 0 | 0 |  |  | C4 | 0.0006013 | 0.0012767 | 0.0018024 | 0.003755 | 0.00751 | C4 | 0 | 0 | 0 | 0 | 0 | C4 | [5 empty] | C4 | [5 empty] | 0 | [6 empty] | 0 | [6 empty] | 0 | [6 empty] | 0 | [6 empty] | 0 | [6 empty] | 0
|  |  | 0 | 0 |  | 0 | 0 | 0 | 0 | 0 |  | 0 | 0 | 0 | 0 | 0 |  | 0 | 0 | 0 | 0 | 0 |  | 0 | 0 | 0 | 0 | 0 |  | 0 | 0 | 0 | 0 | 0 |  | 0 | 0 | 0 | 0 | 0 | [22 empty] | 0 | 0 | 0 | 0 | 0 | 0 |  | 0 | 0 | 0 | 0 | 0 | 0 |  | 0 | 0 | 0 | 0 | 0 | 0 |  | 0 | 0 | 0 | 0 | 0 | 0 |  | 0 | 0 | 0 | 0 | 0 | 0 |  | 0 | 0 | 0 | 0 | 0 | 0
| LV UGB |  | 0 | 0 | C1 | 0 | 0 | 0 | 0 | 0 | 0 | 0 | 0 | 0 | 0 | 0 | 0 | 0 | 0 | 0 | 0 | 0 | 0 | 0 | 0 | 0 | 0 | 0 | 0 | 0 | 0 | 0 | 0 | 0 | 0 | 0 | 0 | 0 | 0 | 0 | 0 |  |  | C1 | 0.0011805 | 0.0025075 | 0.00354 | 0.007375 | 0.01475 | C1 | 0 | 0 | 0 | 0 | 0 | C1 | [5 empty] | C1 | [5 empty] | 0 | [6 empty] | 0 | [6 empty] | 0 | [6 empty] | 0 | [6 empty] | 0 | [6 empty] | 0
|  |  | 0 | 0 | C2 | 0 | 0 | 0 | 0 | 0 | 0 | 0 | 0 | 0 | 0 | 0 | 0 | 0 | 0 | 0 | 0 | 0 | 0 | 0 | 0 | 0 | 0 | 0 | 0 | 0 | 0 | 0 | 0 | 0 | 0 | 0 | 0 | 0 | 0 | 0 | 0 |  |  | C2 | 0.0011805 | 0.0025075 | 0.00354 | 0.007375 | 0.01475 | C2 | 0 | 0 | 0 | 0 | 0 | C2 | [5 empty] | C2 | [5 empty] | 0 | [6 empty] | 0 | [6 empty] | 0 | [6 empty] | 0 | [6 empty] | 0 | [6 empty] | 0
|  |  | 0 | 0 | C3 | 0 | 0 | 0 | 0 | 0 | 0 | 0 | 0 | 0 | 0 | 0 | 0 | 0 | 0 | 0 | 0 | 0 | 0 | 0 | 0 | 0 | 0 | 0 | 0 | 0 | 0 | 0 | 0 | 0 | 0 | 0 | 0 | 0 | 0 | 0 | 0 |  |  | C3 | 0.0011805 | 0.0025075 | 0.00354 | 0.007375 | 0.01475 | C3 | 0 | 0 | 0 | 0 | 0 | C3 | [5 empty] | C3 | [5 empty] | 0 | [6 empty] | 0 | [6 empty] | 0 | [6 empty] | 0 | [6 empty] | 0 | [6 empty] | 0
|  |  | 0 | 0 | C4 | 0 | 0 | 0 | 0 | 0 | 0 | 0 | 0 | 0 | 0 | 0 | 0 | 0 | 0 | 0 | 0 | 0 | 0 | 0 | 0 | 0 | 0 | 0 | 0 | 0 | 0 | 0 | 0 | 0 | 0 | 0 | 0 | 0 | 0 | 0 | 0 |  |  | C4 | 0.0011805 | 0.0025075 | 0.00354 | 0.007375 | 0.01475 | C4 | 0 | 0 | 0 | 0 | 0 | C4 | [5 empty] | C4 | [5 empty] | 0 | [6 empty] | 0 | [6 empty] | 0 | [6 empty] | 0 | [6 empty] | 0 | [6 empty] | 0
|  |  | 0 | 0 |  | 0 | 0 | 0 | 0 | 0 |  | 0 | 0 | 0 | 0 | 0 |  | 0 | 0 | 0 | 0 | 0 |  | 0 | 0 | 0 | 0 | 0 |  | 0 | 0 | 0 | 0 | 0 |  | 0 | 0 | 0 | 0 | 0 | [22 empty] | 0 | 0 | 0 | 0 | 0 | 0 |  | 0 | 0 | 0 | 0 | 0 | 0 |  | 0 | 0 | 0 | 0 | 0 | 0 |  | 0 | 0 | 0 | 0 | 0 | 0 |  | 0 | 0 | 0 | 0 | 0 | 0 |  | 0 | 0 | 0 | 0 | 0 | 0
| LV OHL Support |  | 20882 | 20882 | C1 | 3505 | 2165 | 2360 | 1767 | 11085 | 20882 | 2373 | 2231 | 2434 | 1841 | 12051 | 20930 | 0 | 0 | 0 | 0 | 0 | 0 | 3361 | 1964 | 2358 | 1610 | 11589 | 20882 | 0 | 0 | 0 | 0 | 0 | 0 | 3154 | 1600 | 2339 | 1250 | 12539 | 20882 |  |  | C1 | 0.0009905 | 0.0021038 | 0.00297 | 0.0061875 | 0.012375 | C1 | 5914.7239 | 5914.7239 | 5914.7239 | 5914.7239 | 5914.7239 | C1 | 5.8585 | 12.4431 | 17.5667 | 36.5974 | 73.1947 | C1 | 13902.3014 | 27760.5572 | 42757.4211 | 67375.7295 | 882069.4365 | 1033865.4457 |  | 20534.1619 | 26939.3126 | 41457.4831 | 64667.5253 | 811363.3477 | 964961.8306 |  | 19690.533 | 24438.2494 | 41422.3496 | 58921.7406 | 848253.481 | 992726.3537 |  | 19690.533 | 24438.2494 | 41422.3496 | 58921.7406 | 848253.481 | 992726.3537 |  | 18477.8165 | 19908.9608 | 41088.5818 | 45746.693 | 917788.4544 | 1043010.5065 |  | 18477.8165 | 19908.9608 | 41088.5818 | 45746.693 | 917788.4544 | 1043010.5065
|  |  | 31820 | 31820 | C2 | 5822 | 3348 | 3298 | 2263 | 17089 | 31820 | 4106 | 3451 | 3400 | 2357 | 18579 | 31893 | 0 | 0 | 0 | 0 | 0 | 0 | 5614 | 3031 | 3348 | 2018 | 17809 | 31820 | 0 | 0 | 0 | 0 | 0 | 0 | 5259 | 2486 | 3430 | 1700 | 18945 | 31820 |  |  | C2 | 0.0009905 | 0.0021038 | 0.00297 | 0.0061875 | 0.012375 | C2 | 8449.6056 | 8449.6056 | 8449.6056 | 8449.6056 | 8449.6056 | C2 | 8.3693 | 17.7759 | 25.0953 | 52.2819 | 104.5639 | C2 | 34364.487 | 61344.4855 | 85324.1178 | 123228.5206 | 1942692.137 | 2246953.7478 |  | 48726.2648 | 59513.5721 | 82764.3942 | 118314.0187 | 1786891.971 | 2096210.2209 |  | 46985.4432 | 53878.6252 | 84019.1607 | 105504.9446 | 1862177.9573 | 2152566.131 |  | 46985.4432 | 53878.6252 | 84019.1607 | 105504.9446 | 1862177.9573 | 2152566.131 |  | 44014.3295 | 44190.7827 | 86076.9776 | 88879.2893 | 1980962.5134 | 2244123.8925 |  | 44014.3295 | 44190.7827 | 86076.9776 | 88879.2893 | 1980962.5134 | 2244123.8925
|  |  | 4337 | 4337 | C3 | 833 | 361 | 340 | 196 | 2607 | 4337 | 587 | 372 | 351 | 204 | 2834 | 4348 | 0 | 0 | 0 | 0 | 0 | 0 | 809 | 333 | 347 | 194 | 2654 | 4337 | 0 | 0 | 0 | 0 | 0 | 0 | 788 | 254 | 354 | 175 | 2766 | 4337 |  |  | C3 | 0.0009905 | 0.0021038 | 0.00297 | 0.0061875 | 0.012375 | C3 | 12674.4085 | 12674.4085 | 12674.4085 | 12674.4085 | 12674.4085 | C3 | 12.554 | 26.6638 | 37.643 | 78.4229 | 156.8458 | C3 | 7369.1989 | 9918.9287 | 13212.6906 | 15998.2721 | 444501.0105 | 491000.1008 |  | 10457.4833 | 9625.627 | 12798.6177 | 15370.8889 | 408897.0129 | 457149.6297 |  | 10156.1873 | 8879.041 | 13062.1186 | 15214.0431 | 416268.7657 | 463580.1556 |  | 10156.1873 | 8879.041 | 13062.1186 | 15214.0431 | 416268.7657 | 463580.1556 |  | 9892.5532 | 6772.6018 | 13325.6196 | 13724.0079 | 433835.4958 | 477550.2784 |  | 9892.5532 | 6772.6018 | 13325.6196 | 13724.0079 | 433835.4958 | 477550.2784
|  |  | 4348 | 4348 | C4 | 957 | 343 | 407 | 191 | 2450 | 4348 | 722 | 353 | 420 | 199 | 2664 | 4358 | 0 | 0 | 0 | 0 | 0 | 0 | 929 | 331 | 396 | 191 | 2501 | 4348 | 0 | 0 | 0 | 0 | 0 | 0 | 896 | 277 | 381 | 198 | 2596 | 4348 |  |  | C4 | 0.0009905 | 0.0021038 | 0.00297 | 0.0061875 | 0.012375 | C4 | 21124.0141 | 21124.0141 | 21124.0141 | 21124.0141 | 21124.0141 | C4 | 20.9233 | 44.4396 | 62.7383 | 130.7048 | 261.4097 | C4 | 15106.6486 | 15687.1946 | 26350.0952 | 26010.2626 | 696395.3729 | 779549.5738 |  | 20023.6325 | 15242.7981 | 25534.497 | 24964.6239 | 640453.7025 | 726219.2541 |  | 19437.7791 | 14709.5224 | 24844.3755 | 24964.6239 | 653785.5959 | 737741.8968 |  | 19437.7791 | 14709.5224 | 24844.3755 | 24964.6239 | 653785.5959 | 737741.8968 |  | 18747.309 | 12309.7816 | 23903.3006 | 25879.5578 | 678619.515 | 759459.464 |  | 18747.309 | 12309.7816 | 23903.3006 | 25879.5578 | 678619.515 | 759459.464
|  |  | 61387 | 61387 |  | 11117 | 6217 | 6405 | 4417 | 33231 |  | 7788 | 6407 | 6605 | 4601 | 36128 |  | 0 | 0 | 0 | 0 | 0 |  | 10713 | 5659 | 6449 | 4013 | 34553 |  | 0 | 0 | 0 | 0 | 0 |  | 10097 | 4617 | 6504 | 3323 | 36846 | [22 empty] | 70742.6358 | 114711.166 | 167644.3247 | 232612.7848 | 3965657.9569 | 4551368.8682 |  | 99741.5426 | 111321.3099 | 162554.992 | 223317.0567 | 3647606.0341 | 4244540.9353 |  | 96269.9427 | 101905.438 | 163348.0044 | 204605.3522 | 3780485.7999 | 4346614.5371 |  | 96269.9427 | 101905.438 | 163348.0044 | 204605.3522 | 3780485.7999 | 4346614.5371 |  | 91132.0083 | 83182.1269 | 164394.4796 | 174229.5481 | 4011205.9786 | 4524144.1414 |  | 91132.0083 | 83182.1269 | 164394.4796 | 174229.5481 | 4011205.9786 | 4524144.1414
| [Please insert new asset category as required] |  | 0 | 0 | C1 | 0 | 0 | 0 | 0 | 0 | 0 | 0 | 0 | 0 | 0 | 0 | 0 | 0 | 0 | 0 | 0 | 0 | 0 | 0 | 0 | 0 | 0 | 0 | 0 | 0 | 0 | 0 | 0 | 0 | 0 | 0 | 0 | 0 | 0 | 0 | 0 |  |  | C1 | 0.0001885 | 0.0003995 | 0.000564 | 0.001175 | 0.00235 | C1 | 0 | 0 | 0 | 0 | 0 | C1 | [5 empty] | C1 | [5 empty] | 0 | [6 empty] | 0 | [6 empty] | 0 | [6 empty] | 0 | [6 empty] | 0 | [6 empty] | 0
|  |  | 0 | 0 | C2 | 0 | 0 | 0 | 0 | 0 | 0 | 0 | 0 | 0 | 0 | 0 | 0 | 0 | 0 | 0 | 0 | 0 | 0 | 0 | 0 | 0 | 0 | 0 | 0 | 0 | 0 | 0 | 0 | 0 | 0 | 0 | 0 | 0 | 0 | 0 | 0 |  |  | C2 | 0.0001885 | 0.0003995 | 0.000564 | 0.001175 | 0.00235 | C2 | 0 | 0 | 0 | 0 | 0 | C2 | [5 empty] | C2 | [5 empty] | 0 | [6 empty] | 0 | [6 empty] | 0 | [6 empty] | 0 | [6 empty] | 0 | [6 empty] | 0
|  |  | 0 | 0 | C3 | 0 | 0 | 0 | 0 | 0 | 0 | 0 | 0 | 0 | 0 | 0 | 0 | 0 | 0 | 0 | 0 | 0 | 0 | 0 | 0 | 0 | 0 | 0 | 0 | 0 | 0 | 0 | 0 | 0 | 0 | 0 | 0 | 0 | 0 | 0 | 0 |  |  | C3 | 0.0001885 | 0.0003995 | 0.000564 | 0.001175 | 0.00235 | C3 | 0 | 0 | 0 | 0 | 0 | C3 | [5 empty] | C3 | [5 empty] | 0 | [6 empty] | 0 | [6 empty] | 0 | [6 empty] | 0 | [6 empty] | 0 | [6 empty] | 0
|  |  | 0 | 0 | C4 | 0 | 0 | 0 | 0 | 0 | 0 | 0 | 0 | 0 | 0 | 0 | 0 | 0 | 0 | 0 | 0 | 0 | 0 | 0 | 0 | 0 | 0 | 0 | 0 | 0 | 0 | 0 | 0 | 0 | 0 | 0 | 0 | 0 | 0 | 0 | 0 |  |  | C4 | 0.0001885 | 0.0003995 | 0.000564 | 0.001175 | 0.00235 | C4 | 0 | 0 | 0 | 0 | 0 | C4 | [5 empty] | C4 | [5 empty] | 0 | [6 empty] | 0 | [6 empty] | 0 | [6 empty] | 0 | [6 empty] | 0 | [6 empty] | 0
|  |  | 0 | 0 |  | 0 | 0 | 0 | 0 | 0 |  | 0 | 0 | 0 | 0 | 0 |  | 0 | 0 | 0 | 0 | 0 |  | 0 | 0 | 0 | 0 | 0 |  | 0 | 0 | 0 | 0 | 0 |  | 0 | 0 | 0 | 0 | 0 | [22 empty] | 0 | 0 | 0 | 0 | 0 | 0 |  | 0 | 0 | 0 | 0 | 0 | 0 |  | 0 | 0 | 0 | 0 | 0 | 0 |  | 0 | 0 | 0 | 0 | 0 | 0 |  | 0 | 0 | 0 | 0 | 0 | 0 |  | 0 | 0 | 0 | 0 | 0 | 0
| [Please insert new asset category as required] |  | 0 | 0 | C1 | 0 | 0 | 0 | 0 | 0 | 0 | 0 | 0 | 0 | 0 | 0 | 0 | 0 | 0 | 0 | 0 | 0 | 0 | 0 | 0 | 0 | 0 | 0 | 0 | 0 | 0 | 0 | 0 | 0 | 0 | 0 | 0 | 0 | 0 | 0 | 0 |  |  | C1 | 0.0011205 | 0.00238 | 0.00336 | 0.007 | 0.014 | C1 | 0 | 0 | 0 | 0 | 0 | C1 | [5 empty] | C1 | [5 empty] | 0 | [6 empty] | 0 | [6 empty] | 0 | [6 empty] | 0 | [6 empty] | 0 | [6 empty] | 0
|  |  | 0 | 0 | C2 | 0 | 0 | 0 | 0 | 0 | 0 | 0 | 0 | 0 | 0 | 0 | 0 | 0 | 0 | 0 | 0 | 0 | 0 | 0 | 0 | 0 | 0 | 0 | 0 | 0 | 0 | 0 | 0 | 0 | 0 | 0 | 0 | 0 | 0 | 0 | 0 |  |  | C2 | 0.0011205 | 0.00238 | 0.00336 | 0.007 | 0.014 | C2 | 0 | 0 | 0 | 0 | 0 | C2 | [5 empty] | C2 | [5 empty] | 0 | [6 empty] | 0 | [6 empty] | 0 | [6 empty] | 0 | [6 empty] | 0 | [6 empty] | 0
|  |  | 0 | 0 | C3 | 0 | 0 | 0 | 0 | 0 | 0 | 0 | 0 | 0 | 0 | 0 | 0 | 0 | 0 | 0 | 0 | 0 | 0 | 0 | 0 | 0 | 0 | 0 | 0 | 0 | 0 | 0 | 0 | 0 | 0 | 0 | 0 | 0 | 0 | 0 | 0 |  |  | C3 | 0.0011205 | 0.00238 | 0.00336 | 0.007 | 0.014 | C3 | 0 | 0 | 0 | 0 | 0 | C3 | [5 empty] | C3 | [5 empty] | 0 | [6 empty] | 0 | [6 empty] | 0 | [6 empty] | 0 | [6 empty] | 0 | [6 empty] | 0
|  |  | 0 | 0 | C4 | 0 | 0 | 0 | 0 | 0 | 0 | 0 | 0 | 0 | 0 | 0 | 0 | 0 | 0 | 0 | 0 | 0 | 0 | 0 | 0 | 0 | 0 | 0 | 0 | 0 | 0 | 0 | 0 | 0 | 0 | 0 | 0 | 0 | 0 | 0 | 0 |  |  | C4 | 0.0011205 | 0.00238 | 0.00336 | 0.007 | 0.014 | C4 | 0 | 0 | 0 | 0 | 0 | C4 | [5 empty] | C4 | [5 empty] | 0 | [6 empty] | 0 | [6 empty] | 0 | [6 empty] | 0 | [6 empty] | 0 | [6 empty] | 0
|  |  | 0 | 0 |  | 0 | 0 | 0 | 0 | 0 |  | 0 | 0 | 0 | 0 | 0 |  | 0 | 0 | 0 | 0 | 0 |  | 0 | 0 | 0 | 0 | 0 |  | 0 | 0 | 0 | 0 | 0 |  | 0 | 0 | 0 | 0 | 0 | [22 empty] | 0 | 0 | 0 | 0 | 0 | 0 |  | 0 | 0 | 0 | 0 | 0 | 0 |  | 0 | 0 | 0 | 0 | 0 | 0 |  | 0 | 0 | 0 | 0 | 0 | 0 |  | 0 | 0 | 0 | 0 | 0 | 0 |  | 0 | 0 | 0 | 0 | 0 | 0
| [Please insert new asset category as required] |  | 0 | 0 | C1 | 0 | 0 | 0 | 0 | 0 | 0 | 0 | 0 | 0 | 0 | 0 | 0 | 0 | 0 | 0 | 0 | 0 | 0 | 0 | 0 | 0 | 0 | 0 | 0 | 0 | 0 | 0 | 0 | 0 | 0 | 0 | 0 | 0 | 0 | 0 | 0 |  |  | C1 | 0 | 0 | 0 | 0 | 0 | C1 | 0 | 0 | 0 | 0 | 0 | C1 | [5 empty] | C1 | [5 empty] | 0 | [6 empty] | 0 | [6 empty] | 0 | [6 empty] | 0 | [6 empty] | 0 | [6 empty] | 0
|  |  | 0 | 0 | C2 | 0 | 0 | 0 | 0 | 0 | 0 | 0 | 0 | 0 | 0 | 0 | 0 | 0 | 0 | 0 | 0 | 0 | 0 | 0 | 0 | 0 | 0 | 0 | 0 | 0 | 0 | 0 | 0 | 0 | 0 | 0 | 0 | 0 | 0 | 0 | 0 |  |  | C2 | 0 | 0 | 0 | 0 | 0 | C2 | 0 | 0 | 0 | 0 | 0 | C2 | [5 empty] | C2 | [5 empty] | 0 | [6 empty] | 0 | [6 empty] | 0 | [6 empty] | 0 | [6 empty] | 0 | [6 empty] | 0
|  |  | 0 | 0 | C3 | 0 | 0 | 0 | 0 | 0 | 0 | 0 | 0 | 0 | 0 | 0 | 0 | 0 | 0 | 0 | 0 | 0 | 0 | 0 | 0 | 0 | 0 | 0 | 0 | 0 | 0 | 0 | 0 | 0 | 0 | 0 | 0 | 0 | 0 | 0 | 0 |  |  | C3 | 0 | 0 | 0 | 0 | 0 | C3 | 0 | 0 | 0 | 0 | 0 | C3 | [5 empty] | C3 | [5 empty] | 0 | [6 empty] | 0 | [6 empty] | 0 | [6 empty] | 0 | [6 empty] | 0 | [6 empty] | 0
|  |  | 0 | 0 | C4 | 0 | 0 | 0 | 0 | 0 | 0 | 0 | 0 | 0 | 0 | 0 | 0 | 0 | 0 | 0 | 0 | 0 | 0 | 0 | 0 | 0 | 0 | 0 | 0 | 0 | 0 | 0 | 0 | 0 | 0 | 0 | 0 | 0 | 0 | 0 | 0 |  |  | C4 | 0 | 0 | 0 | 0 | 0 | C4 | 0 | 0 | 0 | 0 | 0 | C4 | [5 empty] | C4 | [5 empty] | 0 | [6 empty] | 0 | [6 empty] | 0 | [6 empty] | 0 | [6 empty] | 0 | [6 empty] | 0
|  |  | 0 | 0 |  | 0 | 0 | 0 | 0 | 0 |  | 0 | 0 | 0 | 0 | 0 |  | 0 | 0 | 0 | 0 | 0 |  | 0 | 0 | 0 | 0 | 0 |  | 0 | 0 | 0 | 0 | 0 |  | 0 | 0 | 0 | 0 | 0 | [22 empty] | 0 | 0 | 0 | 0 | 0 | 0 |  | 0 | 0 | 0 | 0 | 0 | 0 |  | 0 | 0 | 0 | 0 | 0 | 0 |  | 0 | 0 | 0 | 0 | 0 | 0 |  | 0 | 0 | 0 | 0 | 0 | 0 |  | 0 | 0 | 0 | 0 | 0 | 0
| [Please insert new asset category as required] |  | 0 | 0 | C1 | 0 | 0 | 0 | 0 | 0 | 0 | 0 | 0 | 0 | 0 | 0 | 0 | 0 | 0 | 0 | 0 | 0 | 0 | 0 | 0 | 0 | 0 | 0 | 0 | 0 | 0 | 0 | 0 | 0 | 0 | 0 | 0 | 0 | 0 | 0 | 0 |  |  | C1 | 0 | 0 | 0 | 0 | 0 | C1 | 0 | 0 | 0 | 0 | 0 | C1 | [5 empty] | C1 | [5 empty] | 0 | [6 empty] | 0 | [6 empty] | 0 | [6 empty] | 0 | [6 empty] | 0 | [6 empty] | 0
|  |  | 0 | 0 | C2 | 0 | 0 | 0 | 0 | 0 | 0 | 0 | 0 | 0 | 0 | 0 | 0 | 0 | 0 | 0 | 0 | 0 | 0 | 0 | 0 | 0 | 0 | 0 | 0 | 0 | 0 | 0 | 0 | 0 | 0 | 0 | 0 | 0 | 0 | 0 | 0 |  |  | C2 | 0 | 0 | 0 | 0 | 0 | C2 | 0 | 0 | 0 | 0 | 0 | C2 | [5 empty] | C2 | [5 empty] | 0 | [6 empty] | 0 | [6 empty] | 0 | [6 empty] | 0 | [6 empty] | 0 | [6 empty] | 0
|  |  | 0 | 0 | C3 | 0 | 0 | 0 | 0 | 0 | 0 | 0 | 0 | 0 | 0 | 0 | 0 | 0 | 0 | 0 | 0 | 0 | 0 | 0 | 0 | 0 | 0 | 0 | 0 | 0 | 0 | 0 | 0 | 0 | 0 | 0 | 0 | 0 | 0 | 0 | 0 |  |  | C3 | 0 | 0 | 0 | 0 | 0 | C3 | 0 | 0 | 0 | 0 | 0 | C3 | [5 empty] | C3 | [5 empty] | 0 | [6 empty] | 0 | [6 empty] | 0 | [6 empty] | 0 | [6 empty] | 0 | [6 empty] | 0
|  |  | 0 | 0 | C4 | 0 | 0 | 0 | 0 | 0 | 0 | 0 | 0 | 0 | 0 | 0 | 0 | 0 | 0 | 0 | 0 | 0 | 0 | 0 | 0 | 0 | 0 | 0 | 0 | 0 | 0 | 0 | 0 | 0 | 0 | 0 | 0 | 0 | 0 | 0 | 0 |  |  | C4 | 0 | 0 | 0 | 0 | 0 | C4 | 0 | 0 | 0 | 0 | 0 | C4 | [5 empty] | C4 | [5 empty] | 0 | [6 empty] | 0 | [6 empty] | 0 | [6 empty] | 0 | [6 empty] | 0 | [6 empty] | 0
|  |  | 0 | 0 |  | 0 | 0 | 0 | 0 | 0 |  | 0 | 0 | 0 | 0 | 0 |  | 0 | 0 | 0 | 0 | 0 |  | 0 | 0 | 0 | 0 | 0 |  | 0 | 0 | 0 | 0 | 0 |  | 0 | 0 | 0 | 0 | 0 | [22 empty] | 0 | 0 | 0 | 0 | 0 | 0 |  | 0 | 0 | 0 | 0 | 0 | 0 |  | 0 | 0 | 0 | 0 | 0 | 0 |  | 0 | 0 | 0 | 0 | 0 | 0 |  | 0 | 0 | 0 | 0 | 0 | 0 |  | 0 | 0 | 0 | 0 | 0 | 0
| [Please insert new asset category as required] |  | 0 | 0 | C1 | 0 | 0 | 0 | 0 | 0 | 0 | 0 | 0 | 0 | 0 | 0 | 0 | 0 | 0 | 0 | 0 | 0 | 0 | 0 | 0 | 0 | 0 | 0 | 0 | 0 | 0 | 0 | 0 | 0 | 0 | 0 | 0 | 0 | 0 | 0 | 0 |  |  | C1 | 0 | 0 | 0 | 0 | 0 | C1 | 0 | 0 | 0 | 0 | 0 | C1 | [5 empty] | C1 | [5 empty] | 0 | [6 empty] | 0 | [6 empty] | 0 | [6 empty] | 0 | [6 empty] | 0 | [6 empty] | 0
|  |  | 0 | 0 | C2 | 0 | 0 | 0 | 0 | 0 | 0 | 0 | 0 | 0 | 0 | 0 | 0 | 0 | 0 | 0 | 0 | 0 | 0 | 0 | 0 | 0 | 0 | 0 | 0 | 0 | 0 | 0 | 0 | 0 | 0 | 0 | 0 | 0 | 0 | 0 | 0 |  |  | C2 | 0 | 0 | 0 | 0 | 0 | C2 | 0 | 0 | 0 | 0 | 0 | C2 | [5 empty] | C2 | [5 empty] | 0 | [6 empty] | 0 | [6 empty] | 0 | [6 empty] | 0 | [6 empty] | 0 | [6 empty] | 0
|  |  | 0 | 0 | C3 | 0 | 0 | 0 | 0 | 0 | 0 | 0 | 0 | 0 | 0 | 0 | 0 | 0 | 0 | 0 | 0 | 0 | 0 | 0 | 0 | 0 | 0 | 0 | 0 | 0 | 0 | 0 | 0 | 0 | 0 | 0 | 0 | 0 | 0 | 0 | 0 |  |  | C3 | 0 | 0 | 0 | 0 | 0 | C3 | 0 | 0 | 0 | 0 | 0 | C3 | [5 empty] | C3 | [5 empty] | 0 | [6 empty] | 0 | [6 empty] | 0 | [6 empty] | 0 | [6 empty] | 0 | [6 empty] | 0
|  |  | 0 | 0 | C4 | 0 | 0 | 0 | 0 | 0 | 0 | 0 | 0 | 0 | 0 | 0 | 0 | 0 | 0 | 0 | 0 | 0 | 0 | 0 | 0 | 0 | 0 | 0 | 0 | 0 | 0 | 0 | 0 | 0 | 0 | 0 | 0 | 0 | 0 | 0 | 0 |  |  | C4 | 0 | 0 | 0 | 0 | 0 | C4 | 0 | 0 | 0 | 0 | 0 | C4 | [5 empty] | C4 | [5 empty] | 0 | [6 empty] | 0 | [6 empty] | 0 | [6 empty] | 0 | [6 empty] | 0 | [6 empty] | 0
|  |  | 0 | 0 |  | 0 | 0 | 0 | 0 | 0 |  | 0 | 0 | 0 | 0 | 0 |  | 0 | 0 | 0 | 0 | 0 |  | 0 | 0 | 0 | 0 | 0 |  | 0 | 0 | 0 | 0 | 0 |  | 0 | 0 | 0 | 0 | 0 | [22 empty] | 0 | 0 | 0 | 0 | 0 | 0 |  | 0 | 0 | 0 | 0 | 0 | 0 |  | 0 | 0 | 0 | 0 | 0 | 0 |  | 0 | 0 | 0 | 0 | 0 | 0 |  | 0 | 0 | 0 | 0 | 0 | 0 |  | 0 | 0 | 0 | 0 | 0 | 0
[63 empty] | 70742.6358 | 114711.166 | 167644.3247 | 232612.7848 | 3965657.9569 | 4551368.8682 |  | 99741.5426 | 111321.3099 | 162554.992 | 223317.0567 | 3647606.0341 | 4244540.9353 |  | 96269.9427 | 101905.438 | 163348.0044 | 204605.3522 | 3780485.7999 | 4346614.5371 |  | 96269.9427 | 101905.438 | 163348.0044 | 204605.3522 | 3780485.7999 | 4346614.5371 |  | 91132.0083 | 83182.1269 | 164394.4796 | 174229.5481 | 4011205.9786 | 4524144.1414 |  | 91132.0083 | 83182.1269 | 164394.4796 | 174229.5481 | 4011205.9786 | 4524144.1414
| HV Network | [73 empty] | 0 | [6 empty] | 0 | [6 empty] | 0 | [6 empty] | 0 | [6 empty] | 0
| HV Switchgear (GM) - Primary |  | 1994 | 1994 | C1 | 401 | 710 | 449 | 339 | 95 | 1994 | 352 | 710 | 449 | 339 | 150 | 2000 | 0 | 0 | 0 | 0 | 0 | 0 | 362 | 577 | 426 | 375 | 254 | 1994 | 0 | 0 | 0 | 0 | 0 | 0 | 357 | 452 | 410 | 292 | 483 | 1994 |  |  | C1 | 0.00044 | 0.00093394 | 0.0013185 | 0.0027469 | 0.0054937 | C1 | 34438.4519 | 34438.4519 | 34438.4519 | 34438.4519 | 34438.4519 | C1 | 15.1529 | 32.1634 | 45.4071 | 94.5981 | 189.1962 | C1 | 5333.8274 | 22835.9868 | 20387.7874 | 32068.7635 | 28379.4368 | 109005.8019 |  | 6076.3205 | 22835.9868 | 20387.7874 | 32068.7635 | 17973.6433 | 99342.5015 |  | 5485.3566 | 18558.2597 | 19343.4241 | 35474.296 | 48055.8463 | 126917.1826 |  | 5485.3566 | 18558.2597 | 19343.4241 | 35474.296 | 48055.8463 | 126917.1826 |  | 5409.592 | 14537.8395 | 18616.9105 | 27622.6518 | 91381.7864 | 157568.7802 |  | 5409.592 | 14537.8395 | 18616.9105 | 27622.6518 | 91381.7864 | 157568.7802
|  |  | 1387 | 1387 | C2 | 296 | 447 | 367 | 207 | 70 | 1387 | 259 | 447 | 367 | 207 | 110 | 1390 | 0 | 0 | 0 | 0 | 0 | 0 | 269 | 371 | 316 | 268 | 163 | 1387 | 0 | 0 | 0 | 0 | 0 | 0 | 267 | 312 | 249 | 237 | 322 | 1387 |  |  | C2 | 0.00044 | 0.00093394 | 0.0013185 | 0.0027469 | 0.0054937 | C2 | 49197.7884 | 49197.7884 | 49197.7884 | 49197.7884 | 49197.7884 | C2 | 21.647 | 45.9477 | 64.8673 | 135.1402 | 270.2804 | C2 | 5606.58 | 20538.6038 | 23806.2932 | 27974.0162 | 29730.8385 | 107656.3318 |  | 6407.52 | 20538.6038 | 23806.2932 | 27974.0162 | 18919.6245 | 97646.0578 |  | 5823.0502 | 17046.5817 | 20498.0618 | 36217.5669 | 44055.6971 | 123640.9577 |  | 5823.0502 | 17046.5817 | 20498.0618 | 36217.5669 | 44055.6971 | 123640.9577 |  | 5779.7562 | 14335.6698 | 16151.9537 | 32028.2215 | 87030.2728 | 155325.8739 |  | 5779.7562 | 14335.6698 | 16151.9537 | 32028.2215 | 87030.2728 | 155325.8739
|  |  | 672 | 672 | C3 | 87 | 301 | 131 | 108 | 45 | 672 | 63 | 301 | 131 | 108 | 71 | 674 | 0 | 0 | 0 | 0 | 0 | 0 | 70 | 243 | 139 | 121 | 99 | 672 | 0 | 0 | 0 | 0 | 0 | 0 | 82 | 181 | 165 | 76 | 168 | 672 |  |  | C3 | 0.00044 | 0.00093394 | 0.0013185 | 0.0027469 | 0.0054937 | C3 | 73796.6826 | 73796.6826 | 73796.6826 | 73796.6826 | 73796.6826 | C3 | 32.4705 | 68.9215 | 97.3009 | 202.7103 | 405.4205 | C3 | 2045.644 | 20745.3683 | 12746.4213 | 21892.7084 | 28784.8573 | 86214.9993 |  | 2824.937 | 20745.3683 | 12746.4213 | 21892.7084 | 18243.9236 | 76453.3586 |  | 2272.9378 | 16747.9219 | 13524.8287 | 24527.9418 | 40136.632 | 97210.2622 |  | 2272.9378 | 16747.9219 | 13524.8287 | 24527.9418 | 40136.632 | 97210.2622 |  | 2662.5843 | 12474.7896 | 16054.6528 | 15405.98 | 68110.6482 | 114708.6549 |  | 2662.5843 | 12474.7896 | 16054.6528 | 15405.98 | 68110.6482 | 114708.6549
|  |  | 485 | 485 | C4 | 55 | 223 | 145 | 53 | 9 | 485 | 50 | 223 | 145 | 53 | 14 | 485 | 0 | 0 | 0 | 0 | 0 | 0 | 51 | 189 | 125 | 90 | 30 | 485 | 0 | 0 | 0 | 0 | 0 | 0 | 54 | 150 | 123 | 83 | 75 | 485 |  |  | C4 | 0.00044 | 0.00093394 | 0.0013185 | 0.0027469 | 0.0054937 | C4 | 122994.4711 | 122994.4711 | 122994.4711 | 122994.4711 | 122994.4711 | C4 | 54.1176 | 114.8691 | 162.1682 | 337.8504 | 675.7009 | C4 | 2705.8784 | 25615.8202 | 23514.3905 | 17906.0732 | 9459.8123 | 79201.9745 |  | 2976.4662 | 25615.8202 | 23514.3905 | 17906.0732 | 6081.3079 | 76094.0579 |  | 2759.9959 | 21710.2691 | 20271.0263 | 30406.5394 | 20271.0263 | 95418.857 |  | 2759.9959 | 21710.2691 | 20271.0263 | 30406.5394 | 20271.0263 | 95418.857 |  | 2922.3486 | 17230.3723 | 19946.6898 | 28041.5863 | 50677.5657 | 118818.5628 |  | 2922.3486 | 17230.3723 | 19946.6898 | 28041.5863 | 50677.5657 | 118818.5628
|  |  | 4538 | 4538 |  | 839 | 1681 | 1092 | 707 | 219 |  | 724 | 1681 | 1092 | 707 | 345 |  | 0 | 0 | 0 | 0 | 0 |  | 752 | 1380 | 1006 | 854 | 546 |  | 0 | 0 | 0 | 0 | 0 |  | 760 | 1095 | 947 | 688 | 1048 | [22 empty] | 15691.9298 | 89735.7791 | 80454.8924 | 99841.5614 | 96354.9448 | 382079.1075 |  | 18285.2436 | 89735.7791 | 80454.8924 | 99841.5614 | 61218.4993 | 349535.9758 |  | 16341.3406 | 74063.0324 | 73637.3408 | 126626.3441 | 152519.2016 | 443187.2595 |  | 16341.3406 | 74063.0324 | 73637.3408 | 126626.3441 | 152519.2016 | 443187.2595 |  | 16774.2812 | 58578.6711 | 70770.2069 | 103098.4396 | 297200.2731 | 546421.8718 |  | 16774.2812 | 58578.6711 | 70770.2069 | 103098.4396 | 297200.2731 | 546421.8718
| HV Switchgear (GM) - Distribution |  | 10209 | 10209 | C1 | 5077 | 2115 | 1706 | 950 | 361 | 10209 | 4916 | 2115 | 1715 | 952 | 526 | 10224 | 0 | 0 | 0 | 0 | 0 | 0 | 4373 | 2554 | 1155 | 1095 | 1032 | 10209 | 0 | 0 | 0 | 0 | 0 | 0 | 2908 | 3897 | 443 | 689 | 2272 | 10209 |  |  | C1 | 0.0005845 | 0.001241 | 0.001752 | 0.00365 | 0.0073 | C1 | 16096.8528 | 16096.8528 | 16096.8528 | 16096.8528 | 16096.8528 | C1 | 9.4086 | 19.9762 | 28.2017 | 58.7535 | 117.507 | C1 | 46252.7289 | 42249.6509 | 48365.8916 | 55933.344 | 61808.6953 | 254610.3107 |  | 47767.5152 | 42249.6509 | 48112.0764 | 55815.837 | 42420.0361 | 236365.1157 |  | 41143.8535 | 51019.2002 | 32572.9474 | 64335.0963 | 121267.25 | 310338.3474 |  | 41143.8535 | 51019.2002 | 32572.9474 | 64335.0963 | 121267.25 | 310338.3474 |  | 27360.2392 | 77847.2291 | 12493.3469 | 40481.1702 | 266975.9613 | 425157.9468 |  | 27360.2392 | 77847.2291 | 12493.3469 | 40481.1702 | 266975.9613 | 425157.9468
|  |  | 8083 | 8083 | C2 | 3653 | 1734 | 1445 | 930 | 321 | 8083 | 3510 | 1734 | 1453 | 933 | 468 | 8098 | 0 | 0 | 0 | 0 | 0 | 0 | 3248 | 1871 | 1077 | 983 | 904 | 8083 | 0 | 0 | 0 | 0 | 0 | 0 | 2326 | 2648 | 473 | 669 | 1967 | 8083 |  |  | C2 | 0.0005845 | 0.001241 | 0.001752 | 0.00365 | 0.0073 | C2 | 22995.504 | 22995.504 | 22995.504 | 22995.504 | 22995.504 | C2 | 13.4409 | 28.5374 | 40.2881 | 83.9336 | 167.8672 | C2 | 47177.4609 | 49483.887 | 58538.6426 | 78310.039 | 78561.8397 | 312071.8693 |  | 49099.5057 | 49483.887 | 58216.3376 | 78058.2382 | 53885.3644 | 288743.3329 |  | 43655.9525 | 53393.5136 | 43390.3084 | 82506.7184 | 151751.9297 | 374698.4226 |  | 43655.9525 | 53393.5136 | 43390.3084 | 82506.7184 | 151751.9297 | 374698.4226 |  | 31263.4684 | 75567.0893 | 19056.2821 | 56151.5713 | 330194.7409 | 512233.1521 |  | 31263.4684 | 75567.0893 | 19056.2821 | 56151.5713 | 330194.7409 | 512233.1521
|  |  | 3552 | 3552 | C3 | 1691 | 795 | 454 | 419 | 193 | 3552 | 1608 | 795 | 456 | 420 | 281 | 3560 | 0 | 0 | 0 | 0 | 0 | 0 | 1523 | 820 | 369 | 390 | 450 | 3552 | 0 | 0 | 0 | 0 | 0 | 0 | 1160 | 1128 | 215 | 227 | 822 | 3552 |  |  | C3 | 0.0005845 | 0.001241 | 0.001752 | 0.00365 | 0.0073 | C3 | 34493.2559 | 34493.2559 | 34493.2559 | 34493.2559 | 34493.2559 | C3 | 20.1613 | 42.8061 | 60.4322 | 125.9004 | 251.8008 | C3 | 32419.3834 | 34030.8738 | 27557.0761 | 52878.1614 | 70756.0159 | 217641.5106 |  | 34092.772 | 34030.8738 | 27436.2117 | 52752.261 | 48597.5483 | 196909.6668 |  | 30705.6722 | 35101.0271 | 22299.476 | 49101.1498 | 113310.3458 | 250517.671 |  | 30705.6722 | 35101.0271 | 22299.476 | 49101.1498 | 113310.3458 | 250517.671 |  | 23387.1174 | 48285.3153 | 12992.9196 | 28579.3872 | 206980.2316 | 320224.9712 |  | 23387.1174 | 48285.3153 | 12992.9196 | 28579.3872 | 206980.2316 | 320224.9712
|  |  | 1765 | 1765 | C4 | 562 | 439 | 238 | 377 | 149 | 1765 | 498 | 439 | 239 | 378 | 217 | 1771 | 0 | 0 | 0 | 0 | 0 | 0 | 421 | 513 | 175 | 277 | 379 | 1765 | 0 | 0 | 0 | 0 | 0 | 0 | 259 | 653 | 99 | 110 | 644 | 1765 |  |  | C4 | 0.0005845 | 0.001241 | 0.001752 | 0.00365 | 0.0073 | C4 | 57488.7599 | 57488.7599 | 57488.7599 | 57488.7599 | 57488.7599 | C4 | 33.6022 | 71.3436 | 100.7203 | 209.834 | 419.6679 | C4 | 16733.8857 | 31319.8189 | 24072.1535 | 79317.242 | 91067.9446 | 242511.0447 |  | 18884.4253 | 31319.8189 | 23971.4331 | 79107.4081 | 62530.5241 | 215813.6095 |  | 14146.5178 | 36599.2417 | 17626.0538 | 58124.0107 | 159054.152 | 285549.976 |  | 14146.5178 | 36599.2417 | 17626.0538 | 58124.0107 | 159054.152 | 285549.976 |  | 8702.9647 | 46587.3388 | 9971.3104 | 23081.7371 | 270266.158 | 358609.5091 |  | 8702.9647 | 46587.3388 | 9971.3104 | 23081.7371 | 270266.158 | 358609.5091
|  |  | 23609 | 23609 |  | 10983 | 5083 | 3843 | 2676 | 1024 |  | 10532 | 5083 | 3863 | 2683 | 1492 |  | 0 | 0 | 0 | 0 | 0 |  | 9565 | 5758 | 2776 | 2745 | 2765 |  | 0 | 0 | 0 | 0 | 0 |  | 6653 | 8326 | 1230 | 1695 | 5705 | [22 empty] | 142583.459 | 157084.2307 | 158533.7638 | 266438.7864 | 302194.4955 | 1026834.7353 |  | 149844.2181 | 157084.2307 | 157736.0589 | 265733.7442 | 207433.473 | 937831.7249 |  | 129651.996 | 176112.9826 | 115888.7856 | 254066.9753 | 545383.6776 | 1221104.4171 |  | 129651.996 | 176112.9826 | 115888.7856 | 254066.9753 | 545383.6776 | 1221104.4171 |  | 90713.7897 | 248286.9726 | 54513.8591 | 148293.8658 | 1074417.0919 | 1616225.5791 |  | 90713.7897 | 248286.9726 | 54513.8591 | 148293.8658 | 1074417.0919 | 1616225.5791
| HV Transformer (GM) |  | 7022 | 7022 | C1 | 1702 | 1675 | 1507 | 1837 | 301 | 7022 | 1665 | 1675 | 1510 | 1841 | 334 | 7025 | 0 | 0 | 0 | 0 | 0 | 0 | 1337 | 1902 | 1482 | 1688 | 613 | 7022 | 0 | 0 | 0 | 0 | 0 | 0 | 724 | 2003 | 1413 | 1715 | 1167 | 7022 |  |  | C1 | 0.0009005 | 0.0019125 | 0.0027 | 0.005625 | 0.01125 | C1 | 11174.3231 | 11174.3231 | 11174.3231 | 11174.3231 | 11174.3231 | C1 | 10.0625 | 21.3709 | 30.1707 | 62.8556 | 125.7111 | C1 | 16754.0258 | 35796.2457 | 45557.7154 | 115717.0999 | 41987.5192 | 255812.6061 |  | 17126.3375 | 35796.2457 | 45467.2034 | 115465.6777 | 37839.0517 | 251694.516 |  | 13453.5331 | 40647.4385 | 44712.9366 | 106100.1981 | 77060.9259 | 281975.0321 |  | 13453.5331 | 40647.4385 | 44712.9366 | 106100.1981 | 77060.9259 | 281975.0321 |  | 7285.2341 | 42805.8986 | 42631.1602 | 107797.2984 | 146704.8948 | 347224.4861 |  | 7285.2341 | 42805.8986 | 42631.1602 | 107797.2984 | 146704.8948 | 347224.4861
|  |  | 5131 | 5131 | C2 | 653 | 992 | 1403 | 1833 | 250 | 5131 | 618 | 992 | 1407 | 1838 | 278 | 5133 | 0 | 0 | 0 | 0 | 0 | 0 | 498 | 1058 | 1374 | 1660 | 541 | 5131 | 0 | 0 | 0 | 0 | 0 | 0 | 234 | 996 | 1117 | 1712 | 1072 | 5131 |  |  | C2 | 0.0009005 | 0.0019125 | 0.0027 | 0.005625 | 0.01125 | C2 | 15963.3188 | 15963.3188 | 15963.3188 | 15963.3188 | 15963.3188 | C2 | 14.375 | 30.5298 | 43.101 | 89.7937 | 179.5873 | C2 | 8883.7306 | 30285.6083 | 60643.0516 | 165040.7618 | 49925.2794 | 314778.4317 |  | 9386.8545 | 30285.6083 | 60470.6478 | 164591.7934 | 44896.834 | 309631.738 |  | 7158.7343 | 32300.5783 | 59220.7199 | 149057.4889 | 97156.7488 | 344894.2701 |  | 7158.7343 | 32300.5783 | 59220.7199 | 149057.4889 | 97156.7488 | 344894.2701 |  | 3363.7426 | 30407.7277 | 48143.773 | 153726.7596 | 192517.6242 | 428159.6272 |  | 3363.7426 | 30407.7277 | 48143.773 | 153726.7596 | 192517.6242 | 428159.6272
|  |  | 2775 | 2775 | C3 | 404 | 494 | 629 | 1081 | 167 | 2775 | 384 | 494 | 630 | 1083 | 185 | 2776 | 0 | 0 | 0 | 0 | 0 | 0 | 311 | 551 | 615 | 973 | 325 | 2775 | 0 | 0 | 0 | 0 | 0 | 0 | 198 | 519 | 449 | 994 | 615 | 2775 |  |  | C3 | 0.0009005 | 0.0019125 | 0.0027 | 0.005625 | 0.01125 | C3 | 23944.9781 | 23944.9781 | 23944.9781 | 23944.9781 | 23944.9781 | C3 | 21.5625 | 45.7948 | 64.6514 | 134.6905 | 269.381 | C3 | 8279.9819 | 22622.6167 | 40730.4078 | 145869.8137 | 49835.4857 | 267338.3058 |  | 8711.2309 | 22622.6167 | 40665.7564 | 145600.4327 | 44986.6277 | 262586.6643 |  | 6705.9228 | 25232.9186 | 39760.6362 | 131053.8584 | 87548.8263 | 290302.1624 |  | 6705.9228 | 25232.9186 | 39760.6362 | 131053.8584 | 87548.8263 | 290302.1624 |  | 4269.3657 | 23767.486 | 29028.497 | 133882.359 | 165669.3175 | 356617.0251 |  | 4269.3657 | 23767.486 | 29028.497 | 133882.359 | 165669.3175 | 356617.0251
|  |  | 1330 | 1330 | C4 | 234 | 286 | 235 | 507 | 68 | 1330 | 227 | 286 | 235 | 508 | 75 | 1331 | 0 | 0 | 0 | 0 | 0 | 0 | 184 | 319 | 237 | 435 | 155 | 1330 | 0 | 0 | 0 | 0 | 0 | 0 | 77 | 333 | 222 | 388 | 310 | 1330 |  |  | C4 | 0.0009005 | 0.0019125 | 0.0027 | 0.005625 | 0.01125 | C4 | 39908.2969 | 39908.2969 | 39908.2969 | 39908.2969 | 39908.2969 | C4 | 35.9374 | 76.3246 | 107.7524 | 224.4842 | 448.9683 | C4 | 8157.7946 | 21828.8407 | 25321.8144 | 114037.9584 | 33672.6255 | 203019.0336 |  | 8409.3566 | 21828.8407 | 25321.8144 | 113813.4742 | 30529.8471 | 199903.333 |  | 6612.4855 | 24347.5531 | 25537.3192 | 97650.6139 | 69590.0927 | 223738.0644 |  | 6612.4855 | 24347.5531 | 25537.3192 | 97650.6139 | 69590.0927 | 223738.0644 |  | 2767.1814 | 25416.0977 | 23921.0332 | 87099.858 | 139180.1854 | 278384.3557 |  | 2767.1814 | 25416.0977 | 23921.0332 | 87099.858 | 139180.1854 | 278384.3557
|  |  | 16258 | 16258 |  | 2993 | 3447 | 3774 | 5258 | 786 |  | 2894 | 3447 | 3782 | 5270 | 872 |  | 0 | 0 | 0 | 0 | 0 |  | 2330 | 3830 | 3708 | 4756 | 1634 |  | 0 | 0 | 0 | 0 | 0 |  | 1233 | 3851 | 3201 | 4809 | 3164 | [22 empty] | 42075.5329 | 110533.3115 | 172252.9892 | 540665.6337 | 175420.9098 | 1040948.3771 |  | 43633.7795 | 110533.3115 | 171925.4219 | 539471.378 | 158252.3605 | 1023816.2513 |  | 33930.6757 | 122528.4884 | 169231.6118 | 483862.1594 | 331356.5936 | 1140909.529 |  | 33930.6757 | 122528.4884 | 169231.6118 | 483862.1594 | 331356.5936 | 1140909.529 |  | 17685.5238 | 122397.2101 | 143724.4633 | 482506.275 | 644072.0218 | 1410385.494 |  | 17685.5238 | 122397.2101 | 143724.4633 | 482506.275 | 644072.0218 | 1410385.494
| HV UG Cable |  | 0 | 0 | C1 | 0 | 0 | 0 | 0 | 0 | 0 | 0 | 0 | 0 | 0 | 0 | 0 | 0 | 0 | 0 | 0 | 0 | 0 | 0 | 0 | 0 | 0 | 0 | 0 | 0 | 0 | 0 | 0 | 0 | 0 | 0 | 0 | 0 | 0 | 0 | 0 |  |  | C1 | 0 | 0 | 0 | 0 | 0 | C1 | 0 | 0 | 0 | 0 | 0 | C1 | [5 empty] | C1 | [5 empty] | 0 | [6 empty] | 0 | [6 empty] | 0 | [6 empty] | 0 | [6 empty] | 0 | [6 empty] | 0
|  |  | 0 | 0 | C2 | 0 | 0 | 0 | 0 | 0 | 0 | 0 | 0 | 0 | 0 | 0 | 0 | 0 | 0 | 0 | 0 | 0 | 0 | 0 | 0 | 0 | 0 | 0 | 0 | 0 | 0 | 0 | 0 | 0 | 0 | 0 | 0 | 0 | 0 | 0 | 0 |  |  | C2 | 0 | 0 | 0 | 0 | 0 | C2 | 0 | 0 | 0 | 0 | 0 | C2 | [5 empty] | C2 | [5 empty] | 0 | [6 empty] | 0 | [6 empty] | 0 | [6 empty] | 0 | [6 empty] | 0 | [6 empty] | 0
|  |  | 0 | 0 | C3 | 0 | 0 | 0 | 0 | 0 | 0 | 0 | 0 | 0 | 0 | 0 | 0 | 0 | 0 | 0 | 0 | 0 | 0 | 0 | 0 | 0 | 0 | 0 | 0 | 0 | 0 | 0 | 0 | 0 | 0 | 0 | 0 | 0 | 0 | 0 | 0 |  |  | C3 | 0 | 0 | 0 | 0 | 0 | C3 | 0 | 0 | 0 | 0 | 0 | C3 | [5 empty] | C3 | [5 empty] | 0 | [6 empty] | 0 | [6 empty] | 0 | [6 empty] | 0 | [6 empty] | 0 | [6 empty] | 0
|  |  | 0 | 0 | C4 | 0 | 0 | 0 | 0 | 0 | 0 | 0 | 0 | 0 | 0 | 0 | 0 | 0 | 0 | 0 | 0 | 0 | 0 | 0 | 0 | 0 | 0 | 0 | 0 | 0 | 0 | 0 | 0 | 0 | 0 | 0 | 0 | 0 | 0 | 0 | 0 |  |  | C4 | 0 | 0 | 0 | 0 | 0 | C4 | 0 | 0 | 0 | 0 | 0 | C4 | [5 empty] | C4 | [5 empty] | 0 | [6 empty] | 0 | [6 empty] | 0 | [6 empty] | 0 | [6 empty] | 0 | [6 empty] | 0
|  |  | 0 | 0 |  | 0 | 0 | 0 | 0 | 0 |  | 0 | 0 | 0 | 0 | 0 |  | 0 | 0 | 0 | 0 | 0 |  | 0 | 0 | 0 | 0 | 0 |  | 0 | 0 | 0 | 0 | 0 |  | 0 | 0 | 0 | 0 | 0 | [22 empty] | 0 | 0 | 0 | 0 | 0 | 0 |  | 0 | 0 | 0 | 0 | 0 | 0 |  | 0 | 0 | 0 | 0 | 0 | 0 |  | 0 | 0 | 0 | 0 | 0 | 0 |  | 0 | 0 | 0 | 0 | 0 | 0 |  | 0 | 0 | 0 | 0 | 0 | 0
| HV OHL Support - Poles |  | 13095 | 13095 | C1 | 1440 | 5410 | 2831 | 1198 | 2216 | 13095 | 736 | 5476 | 2596 | 1650 | 2686 | 13144 | 0 | 0 | 0 | 0 | 0 | 0 | 978 | 4582 | 3112 | 1404 | 3019 | 13095 | 0 | 0 | 0 | 0 | 0 | 0 | 1308 | 3237 | 3656 | 1120 | 3774 | 13095 |  |  | C1 | 0.0009505 | 0.0020188 | 0.00285 | 0.0059375 | 0.011875 | C1 | 5715.9736 | 5715.9736 | 5715.9736 | 5715.9736 | 5715.9736 | C1 | 5.433 | 11.5391 | 16.2905 | 33.9386 | 67.8772 | C1 | 3998.7122 | 63188.2308 | 42290.2025 | 55998.6791 | 182318.1238 | 347793.9485 |  | 7823.5674 | 62426.6487 | 46118.4758 | 40658.4349 | 150415.846 | 307442.9729 |  | 5313.5062 | 52872.2559 | 50696.1133 | 47649.7852 | 204921.227 | 361452.8876 |  | 5313.5062 | 52872.2559 | 50696.1133 | 47649.7852 | 204921.227 | 361452.8876 |  | 7106.4071 | 37352.1371 | 59558.1588 | 38011.2246 | 256168.5031 | 398196.4308 |  | 7106.4071 | 37352.1371 | 59558.1588 | 38011.2246 | 256168.5031 | 398196.4308
|  |  | 157896 | 157896 | C2 | 24583 | 52792 | 46561 | 13346 | 20614 | 157896 | 18795 | 53432 | 42702 | 18381 | 24990 | 158300 | 0 | 0 | 0 | 0 | 0 | 0 | 19856 | 45577 | 43906 | 20870 | 27687 | 157896 | 0 | 0 | 0 | 0 | 0 | 0 | 21741 | 33255 | 42251 | 21159 | 39490 | 157896 |  |  | C2 | 0.0009505 | 0.0020188 | 0.00285 | 0.0059375 | 0.011875 | C2 | 8165.6766 | 8165.6766 | 8165.6766 | 8165.6766 | 8165.6766 | C2 | 7.7615 | 16.4845 | 23.2722 | 48.4837 | 96.9674 | C2 | 145876.9343 | 880797.6485 | 993768.5596 | 891178.9794 | 2423215.5699 | 5334837.6916 |  | 190800.3551 | 870247.5943 | 1083575.8958 | 647063.5253 | 1998886.1848 | 4790573.5554 |  | 154111.8599 | 751312.2179 | 1021788.2623 | 1011854.9208 | 2684736.674 | 5623803.9349 |  | 154111.8599 | 751312.2179 | 1021788.2623 | 1011854.9208 | 2684736.674 | 5623803.9349 |  | 168742.2414 | 548190.706 | 983272.8071 | 1025866.7115 | 3829243.0114 | 6555315.4775 |  | 168742.2414 | 548190.706 | 983272.8071 | 1025866.7115 | 3829243.0114 | 6555315.4775
|  |  | 16159 | 16159 | C3 | 2527 | 4835 | 4788 | 1836 | 2173 | 16159 | 1764 | 4894 | 4391 | 2529 | 2634 | 16212 | 0 | 0 | 0 | 0 | 0 | 0 | 1911 | 4203 | 4444 | 2439 | 3162 | 16159 | 0 | 0 | 0 | 0 | 0 | 0 | 2197 | 3069 | 4102 | 2143 | 4648 | 16159 |  |  | C3 | 0.0009505 | 0.0020188 | 0.00285 | 0.0059375 | 0.011875 | C3 | 12248.5149 | 12248.5149 | 12248.5149 | 12248.5149 | 12248.5149 | C3 | 11.6422 | 24.7267 | 34.9083 | 72.7256 | 145.4511 | C3 | 20536.8645 | 121012.4184 | 153282.2027 | 183922.9345 | 383118.236 | 861872.6559 |  | 29419.8733 | 119553.5437 | 167140.7849 | 133524.1232 | 316065.2721 | 765703.5972 |  | 22248.2699 | 103926.2759 | 155132.3408 | 177377.6343 | 459916.4245 | 918600.9454 |  | 22248.2699 | 103926.2759 | 155132.3408 | 177377.6343 | 459916.4245 | 918600.9454 |  | 25577.9429 | 75886.21 | 143193.7133 | 155850.8693 | 676056.7808 | 1076565.5165 |  | 25577.9429 | 75886.21 | 143193.7133 | 155850.8693 | 676056.7808 | 1076565.5165
|  |  | 1146 | 1146 | C4 | 175 | 409 | 303 | 127 | 132 | 1146 | 123 | 414 | 278 | 175 | 160 | 1150 | 0 | 0 | 0 | 0 | 0 | 0 | 133 | 345 | 306 | 169 | 193 | 1146 | 0 | 0 | 0 | 0 | 0 | 0 | 122 | 279 | 308 | 136 | 301 | 1146 |  |  | C4 | 0.0009505 | 0.0020188 | 0.00285 | 0.0059375 | 0.011875 | C4 | 20414.1915 | 20414.1915 | 20414.1915 | 20414.1915 | 20414.1915 | C4 | 19.4037 | 41.2111 | 58.1804 | 121.2093 | 242.4185 | C4 | 2386.6538 | 17061.4157 | 16174.1639 | 21211.6209 | 38786.9639 | 95620.8182 |  | 3395.6456 | 16855.36 | 17628.6751 | 15393.5763 | 31999.2452 | 85272.5022 |  | 2580.6906 | 14217.8465 | 17803.2164 | 20484.3653 | 46786.7752 | 101872.8941 |  | 2580.6906 | 14217.8465 | 17803.2164 | 20484.3653 | 46786.7752 | 101872.8941 |  | 2367.2501 | 11497.9106 | 17919.5773 | 16484.4597 | 72967.9758 | 121237.1735 |  | 2367.2501 | 11497.9106 | 17919.5773 | 16484.4597 | 72967.9758 | 121237.1735
|  |  | 188296 | 188296 |  | 28725 | 63446 | 54483 | 16507 | 25135 |  | 21418 | 64216 | 49967 | 22735 | 30470 |  | 0 | 0 | 0 | 0 | 0 |  | 22878 | 54707 | 51768 | 24882 | 34061 |  | 0 | 0 | 0 | 0 | 0 |  | 25368 | 39840 | 50317 | 24558 | 48213 | [22 empty] | 172799.1647 | 1082059.7134 | 1205515.1287 | 1152312.2139 | 3027438.8936 | 6640125.1142 |  | 231439.4415 | 1069083.1467 | 1314463.8316 | 836639.6598 | 2497366.5481 | 5948992.6277 |  | 184254.3266 | 922328.5962 | 1245419.9329 | 1257366.7056 | 3396361.1007 | 7005730.662 |  | 184254.3266 | 922328.5962 | 1245419.9329 | 1257366.7056 | 3396361.1007 | 7005730.662 |  | 203793.8415 | 672926.9638 | 1203944.2566 | 1236213.2652 | 4834436.2712 | 8151314.5982 |  | 203793.8415 | 672926.9638 | 1203944.2566 | 1236213.2652 | 4834436.2712 | 8151314.5982
| [Please insert new asset category as required] |  | 0 | 0 | C1 | 0 | 0 | 0 | 0 | 0 | 0 | 0 | 0 | 0 | 0 | 0 | 0 | 0 | 0 | 0 | 0 | 0 | 0 | 0 | 0 | 0 | 0 | 0 | 0 | 0 | 0 | 0 | 0 | 0 | 0 | 0 | 0 | 0 | 0 | 0 | 0 |  |  | C1 | 0 | 0 | 0 | 0 | 0 | C1 | 0 | 0 | 0 | 0 | 0 | C1 | [5 empty] | C1 | [5 empty] | 0 | [6 empty] | 0 | [6 empty] | 0 | [6 empty] | 0 | [6 empty] | 0 | [6 empty] | 0
|  |  | 457 | 457 | C2 | 11 | 170 | 212 | 61 | 3 | 457 | 9 | 168 | 206 | 71 | 3 | 457 | 0 | 0 | 0 | 0 | 0 | 0 | 9 | 152 | 216 | 76 | 5 | 458 | 0 | 0 | 0 | 0 | 0 | 0 | 7 | 134 | 220 | 90 | 7 | 458 |  |  | C2 | 0 | 0 | 0 | 0 | 0 | C2 | 0 | 0 | 0 | 0 | 0 | C2 | [5 empty] | C2 | [5 empty] | 0 | [6 empty] | 0 | [6 empty] | 0 | [6 empty] | 0 | [6 empty] | 0 | [6 empty] | 0
|  |  | 0 | 0 | C3 | 0 | 0 | 0 | 0 | 0 | 0 | 0 | 0 | 0 | 0 | 0 | 0 | 0 | 0 | 0 | 0 | 0 | 0 | 0 | 0 | 0 | 0 | 0 | 0 | 0 | 0 | 0 | 0 | 0 | 0 | 0 | 0 | 0 | 0 | 0 | 0 |  |  | C3 | 0 | 0 | 0 | 0 | 0 | C3 | 0 | 0 | 0 | 0 | 0 | C3 | [5 empty] | C3 | [5 empty] | 0 | [6 empty] | 0 | [6 empty] | 0 | [6 empty] | 0 | [6 empty] | 0 | [6 empty] | 0
|  |  | 0 | 0 | C4 | 0 | 0 | 0 | 0 | 0 | 0 | 0 | 0 | 0 | 0 | 0 | 0 | 0 | 0 | 0 | 0 | 0 | 0 | 0 | 0 | 0 | 0 | 0 | 0 | 0 | 0 | 0 | 0 | 0 | 0 | 0 | 0 | 0 | 0 | 0 | 0 |  |  | C4 | 0 | 0 | 0 | 0 | 0 | C4 | 0 | 0 | 0 | 0 | 0 | C4 | [5 empty] | C4 | [5 empty] | 0 | [6 empty] | 0 | [6 empty] | 0 | [6 empty] | 0 | [6 empty] | 0 | [6 empty] | 0
|  |  | 457 | 457 |  | 11 | 170 | 212 | 61 | 3 |  | 9 | 168 | 206 | 71 | 3 |  | 0 | 0 | 0 | 0 | 0 |  | 9 | 152 | 216 | 76 | 5 |  | 0 | 0 | 0 | 0 | 0 |  | 7 | 134 | 220 | 90 | 7 | [22 empty] | 0 | 0 | 0 | 0 | 0 | 0 |  | 0 | 0 | 0 | 0 | 0 | 0 |  | 0 | 0 | 0 | 0 | 0 | 0 |  | 0 | 0 | 0 | 0 | 0 | 0 |  | 0 | 0 | 0 | 0 | 0 | 0 |  | 0 | 0 | 0 | 0 | 0 | 0
| [Please insert new asset category as required] |  | 0 | 0 | C1 | 0 | 0 | 0 | 0 | 0 | 0 | 0 | 0 | 0 | 0 | 0 | 0 | 0 | 0 | 0 | 0 | 0 | 0 | 0 | 0 | 0 | 0 | 0 | 0 | 0 | 0 | 0 | 0 | 0 | 0 | 0 | 0 | 0 | 0 | 0 | 0 |  |  | C1 | 0 | 0 | 0 | 0 | 0 | C1 | 0 | 0 | 0 | 0 | 0 | C1 | [5 empty] | C1 | [5 empty] | 0 | [6 empty] | 0 | [6 empty] | 0 | [6 empty] | 0 | [6 empty] | 0 | [6 empty] | 0
|  |  | 457 | 457 | C2 | 10 | 23 | 183 | 202 | 39 | 457 | 4 | 9 | 120 | 269 | 55 | 457 | 0 | 0 | 0 | 0 | 0 | 0 | 8 | 17 | 148 | 237 | 48 | 458 | 0 | 0 | 0 | 0 | 0 | 0 | 6 | 11 | 113 | 272 | 56 | 458 |  |  | C2 | 0 | 0 | 0 | 0 | 0 | C2 | 0 | 0 | 0 | 0 | 0 | C2 | [5 empty] | C2 | [5 empty] | 0 | [6 empty] | 0 | [6 empty] | 0 | [6 empty] | 0 | [6 empty] | 0 | [6 empty] | 0
|  |  | 0 | 0 | C3 | 0 | 0 | 0 | 0 | 0 | 0 | 0 | 0 | 0 | 0 | 0 | 0 | 0 | 0 | 0 | 0 | 0 | 0 | 0 | 0 | 0 | 0 | 0 | 0 | 0 | 0 | 0 | 0 | 0 | 0 | 0 | 0 | 0 | 0 | 0 | 0 |  |  | C3 | 0 | 0 | 0 | 0 | 0 | C3 | 0 | 0 | 0 | 0 | 0 | C3 | [5 empty] | C3 | [5 empty] | 0 | [6 empty] | 0 | [6 empty] | 0 | [6 empty] | 0 | [6 empty] | 0 | [6 empty] | 0
|  |  | 0 | 0 | C4 | 0 | 0 | 0 | 0 | 0 | 0 | 0 | 0 | 0 | 0 | 0 | 0 | 0 | 0 | 0 | 0 | 0 | 0 | 0 | 0 | 0 | 0 | 0 | 0 | 0 | 0 | 0 | 0 | 0 | 0 | 0 | 0 | 0 | 0 | 0 | 0 |  |  | C4 | 0 | 0 | 0 | 0 | 0 | C4 | 0 | 0 | 0 | 0 | 0 | C4 | [5 empty] | C4 | [5 empty] | 0 | [6 empty] | 0 | [6 empty] | 0 | [6 empty] | 0 | [6 empty] | 0 | [6 empty] | 0
|  |  | 457 | 457 |  | 10 | 23 | 183 | 202 | 39 |  | 4 | 9 | 120 | 269 | 55 |  | 0 | 0 | 0 | 0 | 0 |  | 8 | 17 | 148 | 237 | 48 |  | 0 | 0 | 0 | 0 | 0 |  | 6 | 11 | 113 | 272 | 56 | [22 empty] | 0 | 0 | 0 | 0 | 0 | 0 |  | 0 | 0 | 0 | 0 | 0 | 0 |  | 0 | 0 | 0 | 0 | 0 | 0 |  | 0 | 0 | 0 | 0 | 0 | 0 |  | 0 | 0 | 0 | 0 | 0 | 0 |  | 0 | 0 | 0 | 0 | 0 | 0
| [Please insert new asset category as required] |  | 0 | 0 | C1 | 0 | 0 | 0 | 0 | 0 | 0 | 0 | 0 | 0 | 0 | 0 | 0 | 0 | 0 | 0 | 0 | 0 | 0 | 0 | 0 | 0 | 0 | 0 | 0 | 0 | 0 | 0 | 0 | 0 | 0 | 0 | 0 | 0 | 0 | 0 | 0 |  |  | C1 | 0 | 0 | 0 | 0 | 0 | C1 | 0 | 0 | 0 | 0 | 0 | C1 | [5 empty] | C1 | [5 empty] | 0 | [6 empty] | 0 | [6 empty] | 0 | [6 empty] | 0 | [6 empty] | 0 | [6 empty] | 0
|  |  | 0 | 0 | C2 | 0 | 0 | 0 | 0 | 0 | 0 | 0 | 0 | 0 | 0 | 0 | 0 | 0 | 0 | 0 | 0 | 0 | 0 | 0 | 0 | 0 | 0 | 0 | 0 | 0 | 0 | 0 | 0 | 0 | 0 | 0 | 0 | 0 | 0 | 0 | 0 |  |  | C2 | 0 | 0 | 0 | 0 | 0 | C2 | 0 | 0 | 0 | 0 | 0 | C2 | [5 empty] | C2 | [5 empty] | 0 | [6 empty] | 0 | [6 empty] | 0 | [6 empty] | 0 | [6 empty] | 0 | [6 empty] | 0
|  |  | 0 | 0 | C3 | 0 | 0 | 0 | 0 | 0 | 0 | 0 | 0 | 0 | 0 | 0 | 0 | 0 | 0 | 0 | 0 | 0 | 0 | 0 | 0 | 0 | 0 | 0 | 0 | 0 | 0 | 0 | 0 | 0 | 0 | 0 | 0 | 0 | 0 | 0 | 0 |  |  | C3 | 0 | 0 | 0 | 0 | 0 | C3 | 0 | 0 | 0 | 0 | 0 | C3 | [5 empty] | C3 | [5 empty] | 0 | [6 empty] | 0 | [6 empty] | 0 | [6 empty] | 0 | [6 empty] | 0 | [6 empty] | 0
|  |  | 0 | 0 | C4 | 0 | 0 | 0 | 0 | 0 | 0 | 0 | 0 | 0 | 0 | 0 | 0 | 0 | 0 | 0 | 0 | 0 | 0 | 0 | 0 | 0 | 0 | 0 | 0 | 0 | 0 | 0 | 0 | 0 | 0 | 0 | 0 | 0 | 0 | 0 | 0 |  |  | C4 | 0 | 0 | 0 | 0 | 0 | C4 | 0 | 0 | 0 | 0 | 0 | C4 | [5 empty] | C4 | [5 empty] | 0 | [6 empty] | 0 | [6 empty] | 0 | [6 empty] | 0 | [6 empty] | 0 | [6 empty] | 0
|  |  | 0 | 0 |  | 0 | 0 | 0 | 0 | 0 |  | 0 | 0 | 0 | 0 | 0 |  | 0 | 0 | 0 | 0 | 0 |  | 0 | 0 | 0 | 0 | 0 |  | 0 | 0 | 0 | 0 | 0 |  | 0 | 0 | 0 | 0 | 0 | [22 empty] | 0 | 0 | 0 | 0 | 0 | 0 |  | 0 | 0 | 0 | 0 | 0 | 0 |  | 0 | 0 | 0 | 0 | 0 | 0 |  | 0 | 0 | 0 | 0 | 0 | 0 |  | 0 | 0 | 0 | 0 | 0 | 0 |  | 0 | 0 | 0 | 0 | 0 | 0
| [Please insert new asset category as required] |  | 0 | 0 | C1 | 0 | 0 | 0 | 0 | 0 | 0 | 0 | 0 | 0 | 0 | 0 | 0 | 0 | 0 | 0 | 0 | 0 | 0 | 0 | 0 | 0 | 0 | 0 | 0 | 0 | 0 | 0 | 0 | 0 | 0 | 0 | 0 | 0 | 0 | 0 | 0 |  |  | C1 | 0 | 0 | 0 | 0 | 0 | C1 | 0 | 0 | 0 | 0 | 0 | C1 | [5 empty] | C1 | [5 empty] | 0 | [6 empty] | 0 | [6 empty] | 0 | [6 empty] | 0 | [6 empty] | 0 | [6 empty] | 0
|  |  | 0 | 0 | C2 | 0 | 0 | 0 | 0 | 0 | 0 | 0 | 0 | 0 | 0 | 0 | 0 | 0 | 0 | 0 | 0 | 0 | 0 | 0 | 0 | 0 | 0 | 0 | 0 | 0 | 0 | 0 | 0 | 0 | 0 | 0 | 0 | 0 | 0 | 0 | 0 |  |  | C2 | 0 | 0 | 0 | 0 | 0 | C2 | 0 | 0 | 0 | 0 | 0 | C2 | [5 empty] | C2 | [5 empty] | 0 | [6 empty] | 0 | [6 empty] | 0 | [6 empty] | 0 | [6 empty] | 0 | [6 empty] | 0
|  |  | 0 | 0 | C3 | 0 | 0 | 0 | 0 | 0 | 0 | 0 | 0 | 0 | 0 | 0 | 0 | 0 | 0 | 0 | 0 | 0 | 0 | 0 | 0 | 0 | 0 | 0 | 0 | 0 | 0 | 0 | 0 | 0 | 0 | 0 | 0 | 0 | 0 | 0 | 0 |  |  | C3 | 0 | 0 | 0 | 0 | 0 | C3 | 0 | 0 | 0 | 0 | 0 | C3 | [5 empty] | C3 | [5 empty] | 0 | [6 empty] | 0 | [6 empty] | 0 | [6 empty] | 0 | [6 empty] | 0 | [6 empty] | 0
|  |  | 0 | 0 | C4 | 0 | 0 | 0 | 0 | 0 | 0 | 0 | 0 | 0 | 0 | 0 | 0 | 0 | 0 | 0 | 0 | 0 | 0 | 0 | 0 | 0 | 0 | 0 | 0 | 0 | 0 | 0 | 0 | 0 | 0 | 0 | 0 | 0 | 0 | 0 | 0 |  |  | C4 | 0 | 0 | 0 | 0 | 0 | C4 | 0 | 0 | 0 | 0 | 0 | C4 | [5 empty] | C4 | [5 empty] | 0 | [6 empty] | 0 | [6 empty] | 0 | [6 empty] | 0 | [6 empty] | 0 | [6 empty] | 0
|  |  | 0 | 0 |  | 0 | 0 | 0 | 0 | 0 |  | 0 | 0 | 0 | 0 | 0 |  | 0 | 0 | 0 | 0 | 0 |  | 0 | 0 | 0 | 0 | 0 |  | 0 | 0 | 0 | 0 | 0 |  | 0 | 0 | 0 | 0 | 0 | [22 empty] | 0 | 0 | 0 | 0 | 0 | 0 |  | 0 | 0 | 0 | 0 | 0 | 0 |  | 0 | 0 | 0 | 0 | 0 | 0 |  | 0 | 0 | 0 | 0 | 0 | 0 |  | 0 | 0 | 0 | 0 | 0 | 0 |  | 0 | 0 | 0 | 0 | 0 | 0
| [Please insert new asset category as required] |  | 0 | 0 | C1 | 0 | 0 | 0 | 0 | 0 | 0 | 0 | 0 | 0 | 0 | 0 | 0 | 0 | 0 | 0 | 0 | 0 | 0 | 0 | 0 | 0 | 0 | 0 | 0 | 0 | 0 | 0 | 0 | 0 | 0 | 0 | 0 | 0 | 0 | 0 | 0 |  |  | C1 | 0 | 0 | 0 | 0 | 0 | C1 | 0 | 0 | 0 | 0 | 0 | C1 | [5 empty] | C1 | [5 empty] | 0 | [6 empty] | 0 | [6 empty] | 0 | [6 empty] | 0 | [6 empty] | 0 | [6 empty] | 0
|  |  | 0 | 0 | C2 | 0 | 0 | 0 | 0 | 0 | 0 | 0 | 0 | 0 | 0 | 0 | 0 | 0 | 0 | 0 | 0 | 0 | 0 | 0 | 0 | 0 | 0 | 0 | 0 | 0 | 0 | 0 | 0 | 0 | 0 | 0 | 0 | 0 | 0 | 0 | 0 |  |  | C2 | 0 | 0 | 0 | 0 | 0 | C2 | 0 | 0 | 0 | 0 | 0 | C2 | [5 empty] | C2 | [5 empty] | 0 | [6 empty] | 0 | [6 empty] | 0 | [6 empty] | 0 | [6 empty] | 0 | [6 empty] | 0
|  |  | 0 | 0 | C3 | 0 | 0 | 0 | 0 | 0 | 0 | 0 | 0 | 0 | 0 | 0 | 0 | 0 | 0 | 0 | 0 | 0 | 0 | 0 | 0 | 0 | 0 | 0 | 0 | 0 | 0 | 0 | 0 | 0 | 0 | 0 | 0 | 0 | 0 | 0 | 0 |  |  | C3 | 0 | 0 | 0 | 0 | 0 | C3 | 0 | 0 | 0 | 0 | 0 | C3 | [5 empty] | C3 | [5 empty] | 0 | [6 empty] | 0 | [6 empty] | 0 | [6 empty] | 0 | [6 empty] | 0 | [6 empty] | 0
|  |  | 0 | 0 | C4 | 0 | 0 | 0 | 0 | 0 | 0 | 0 | 0 | 0 | 0 | 0 | 0 | 0 | 0 | 0 | 0 | 0 | 0 | 0 | 0 | 0 | 0 | 0 | 0 | 0 | 0 | 0 | 0 | 0 | 0 | 0 | 0 | 0 | 0 | 0 | 0 |  |  | C4 | 0 | 0 | 0 | 0 | 0 | C4 | 0 | 0 | 0 | 0 | 0 | C4 | [5 empty] | C4 | [5 empty] | 0 | [6 empty] | 0 | [6 empty] | 0 | [6 empty] | 0 | [6 empty] | 0 | [6 empty] | 0
|  |  | 0 | 0 |  | 0 | 0 | 0 | 0 | 0 |  | 0 | 0 | 0 | 0 | 0 |  | 0 | 0 | 0 | 0 | 0 |  | 0 | 0 | 0 | 0 | 0 |  | 0 | 0 | 0 | 0 | 0 |  | 0 | 0 | 0 | 0 | 0 | [22 empty] | 0 | 0 | 0 | 0 | 0 | 0 |  | 0 | 0 | 0 | 0 | 0 | 0 |  | 0 | 0 | 0 | 0 | 0 | 0 |  | 0 | 0 | 0 | 0 | 0 | 0 |  | 0 | 0 | 0 | 0 | 0 | 0 |  | 0 | 0 | 0 | 0 | 0 | 0
[63 empty] | 373150.0865 | 1439413.0346 | 1616756.774 | 2059258.1953 | 3601409.2437 | 9089987.3341 |  | 443202.6827 | 1426436.468 | 1724580.2048 | 1741686.3433 | 2924270.8809 | 8260176.5797 |  | 364178.339 | 1295033.0996 | 1604177.6712 | 2121922.1843 | 4425620.5735 | 9810931.8676 |  | 364178.339 | 1295033.0996 | 1604177.6712 | 2121922.1843 | 4425620.5735 | 9810931.8676 |  | 328967.4361 | 1102189.8175 | 1472952.786 | 1970111.8456 | 6850125.6579 | 11724347.5431 |  | 328967.4361 | 1102189.8175 | 1472952.786 | 1970111.8456 | 6850125.6579 | 11724347.5431
| EHV Network | [66 empty] | 0 | [6 empty] | 0 | [6 empty] | 0 | [6 empty] | 0 | [6 empty] | 0 | [6 empty] | 0
| EHV Switchgear (GM) |  | 485 | 485 | C1 | 178 | 110 | 23 | 142 | 32 | 485 | 163 | 110 | 23 | 142 | 48 | 486 | 0 | 0 | 0 | 0 | 0 | 0 | 168 | 97 | 33 | 106 | 81 | 485 | 0 | 0 | 0 | 0 | 0 | 0 | 134 | 106 | 48 | 48 | 149 | 485 |  |  | C1 | 0.0005205 | 0.001105 | 0.00156 | 0.00325 | 0.0065 | C1 | 94642.5006 | 94642.5006 | 94642.5006 | 94642.5006 | 94642.5006 | C1 | 49.2614 | 104.58 | 147.6423 | 307.5881 | 615.1763 | C1 | 8029.6117 | 11503.796 | 3395.7729 | 43677.514 | 29528.4602 | 96135.1548 |  | 8768.533 | 11503.796 | 3395.7729 | 43677.514 | 19685.6401 | 87031.2561 |  | 8275.9188 | 10144.2564 | 4872.1959 | 32604.3415 | 49829.2766 | 105725.9892 |  | 8275.9188 | 10144.2564 | 4872.1959 | 32604.3415 | 49829.2766 | 105725.9892 |  | 6601.0305 | 11085.4761 | 7086.8304 | 14764.2301 | 91661.2619 | 131198.829 |  | 6601.0305 | 11085.4761 | 7086.8304 | 14764.2301 | 91661.2619 | 131198.829
|  |  | 272 | 272 | C2 | 78 | 51 | 6 | 99 | 38 | 272 | 60 | 51 | 6 | 99 | 57 | 273 | 0 | 0 | 0 | 0 | 0 | 0 | 68 | 49 | 8 | 66 | 81 | 272 | 0 | 0 | 0 | 0 | 0 | 0 | 78 | 30 | 21 | 17 | 126 | 272 |  |  | C2 | 0.0005205 | 0.001105 | 0.00156 | 0.00325 | 0.0065 | C2 | 135203.5723 | 135203.5723 | 135203.5723 | 135203.5723 | 135203.5723 | C2 | 70.3735 | 149.3999 | 210.9176 | 439.4116 | 878.8232 | C2 | 4222.4076 | 7619.3973 | 1265.5054 | 43501.7494 | 50092.9236 | 106701.9833 |  | 5489.1298 | 7619.3973 | 1265.5054 | 43501.7494 | 33395.2824 | 91271.0644 |  | 4785.3952 | 7320.5974 | 1687.3406 | 29001.1663 | 71184.6808 | 113979.1804 |  | 4785.3952 | 7320.5974 | 1687.3406 | 29001.1663 | 71184.6808 | 113979.1804 |  | 5489.1298 | 4481.9984 | 4429.269 | 7469.9974 | 110731.7257 | 132602.1204 |  | 5489.1298 | 4481.9984 | 4429.269 | 7469.9974 | 110731.7257 | 132602.1204
|  |  | 232 | 232 | C3 | 54 | 90 | 15 | 56 | 17 | 232 | 45 | 90 | 15 | 56 | 26 | 232 | 0 | 0 | 0 | 0 | 0 | 0 | 49 | 82 | 22 | 37 | 42 | 232 | 0 | 0 | 0 | 0 | 0 | 0 | 54 | 59 | 31 | 23 | 65 | 232 |  |  | C3 | 0.0005205 | 0.001105 | 0.00156 | 0.00325 | 0.0065 | C3 | 202805.3585 | 202805.3585 | 202805.3585 | 202805.3585 | 202805.3585 | C3 | 105.5602 | 224.0999 | 316.3764 | 659.1174 | 1318.2348 | C3 | 4750.2085 | 20168.9929 | 4745.6454 | 36910.5752 | 34274.1056 | 100849.5276 |  | 5700.2502 | 20168.9929 | 4745.6454 | 36910.5752 | 22409.9921 | 89935.4559 |  | 5172.4493 | 18376.1935 | 6960.2799 | 24387.3444 | 55365.8629 | 110262.1299 |  | 5172.4493 | 18376.1935 | 6960.2799 | 24387.3444 | 55365.8629 | 110262.1299 |  | 5700.2502 | 13221.8953 | 9807.6671 | 15159.7005 | 85685.264 | 129574.7772 |  | 5700.2502 | 13221.8953 | 9807.6671 | 15159.7005 | 85685.264 | 129574.7772
|  |  | 86 | 86 | C4 | 17 | 15 | 0 | 51 | 3 | 86 | 15 | 15 | 0 | 51 | 5 | 86 | 0 | 0 | 0 | 0 | 0 | 0 | 16 | 15 | 0 | 43 | 12 | 86 | 0 | 0 | 0 | 0 | 0 | 0 | 17 | 12 | 3 | 7 | 47 | 86 |  |  | C4 | 0.0005205 | 0.001105 | 0.00156 | 0.00325 | 0.0065 | C4 | 338008.9309 | 338008.9309 | 338008.9309 | 338008.9309 | 338008.9309 | C4 | 175.9336 | 373.4999 | 527.2939 | 1098.529 | 2197.0581 | C4 | 2639.0047 | 5602.498 | 0 | 56024.9803 | 10985.2903 | 75251.7733 |  | 2990.872 | 5602.498 | 0 | 56024.9803 | 6591.1742 | 71209.5245 |  | 2814.9384 | 5602.498 | 0 | 47236.7481 | 26364.6966 | 82018.8811 |  | 2814.9384 | 5602.498 | 0 | 47236.7481 | 26364.6966 | 82018.8811 |  | 2990.872 | 4481.9984 | 1581.8818 | 7689.7032 | 103261.7284 | 120006.1838 |  | 2990.872 | 4481.9984 | 1581.8818 | 7689.7032 | 103261.7284 | 120006.1838
|  |  | 1075 | 1075 |  | 327 | 266 | 44 | 348 | 90 |  | 283 | 266 | 44 | 348 | 136 |  | 0 | 0 | 0 | 0 | 0 |  | 301 | 243 | 63 | 252 | 216 |  | 0 | 0 | 0 | 0 | 0 |  | 283 | 207 | 103 | 95 | 387 | [22 empty] | 19641.2325 | 44894.6842 | 9406.9237 | 180114.819 | 124880.7796 | 378938.4391 |  | 22948.7851 | 44894.6842 | 9406.9237 | 180114.819 | 82082.0888 | 339447.3008 |  | 21048.7017 | 41443.5454 | 13519.8164 | 133229.6002 | 202744.5169 | 411986.1806 |  | 21048.7017 | 41443.5454 | 13519.8164 | 133229.6002 | 202744.5169 | 411986.1806 |  | 20781.2826 | 33271.3683 | 22905.6484 | 45083.6312 | 391339.98 | 513381.9104 |  | 20781.2826 | 33271.3683 | 22905.6484 | 45083.6312 | 391339.98 | 513381.9104
| EHV Transformer |  | 278 | 278 | C1 | 47 | 73 | 111 | 39 | 8 | 278 | 35 | 70 | 111 | 42 | 20 | 278 | 0 | 0 | 0 | 0 | 0 | 0 | 38 | 63 | 77 | 77 | 23 | 278 | 0 | 0 | 0 | 0 | 0 | 0 | 34 | 57 | 56 | 70 | 61 | 278 |  |  | C1 | 0.0044805 | 0.00952 | 0.01344 | 0.028 | 0.056 | C1 | 55161.4821 | 55161.4821 | 55161.4821 | 55161.4821 | 55161.4821 | C1 | 247.151 | 525.1373 | 741.3703 | 1544.5215 | 3089.043 | C1 | 8650.2857 | 36759.6117 | 82292.1055 | 64869.903 | 61780.86 | 254352.7658 |  | 11616.098 | 38335.0236 | 82292.1055 | 60236.3385 | 24712.344 | 217191.9095 |  | 9391.7388 | 33083.6505 | 57085.5146 | 118928.1554 | 71047.989 | 289537.0483 |  | 9391.7388 | 33083.6505 | 57085.5146 | 118928.1554 | 71047.989 | 289537.0483 |  | 8403.1347 | 29932.8267 | 41516.7379 | 108116.5049 | 188431.6229 | 376400.8271 |  | 8403.1347 | 29932.8267 | 41516.7379 | 108116.5049 | 188431.6229 | 376400.8271
|  |  | 301 | 301 | C2 | 60 | 62 | 134 | 34 | 11 | 301 | 44 | 59 | 134 | 36 | 27 | 300 | 0 | 0 | 0 | 0 | 0 | 0 | 49 | 60 | 82 | 77 | 33 | 301 | 0 | 0 | 0 | 0 | 0 | 0 | 44 | 54 | 63 | 73 | 67 | 301 |  |  | C2 | 0.0044805 | 0.00952 | 0.01344 | 0.028 | 0.056 | C2 | 78802.1173 | 78802.1173 | 78802.1173 | 78802.1173 | 78802.1173 | C2 | 353.0729 | 750.1962 | 1059.1005 | 2206.4593 | 4412.9186 | C2 | 15535.207 | 44261.5732 | 141919.4612 | 79432.5342 | 119148.8014 | 400297.577 |  | 21184.3732 | 46512.1617 | 141919.4612 | 75019.6157 | 48542.1043 | 333177.716 |  | 17300.5714 | 45011.7694 | 86846.2374 | 169897.3649 | 145626.3128 | 464682.2559 |  | 17300.5714 | 45011.7694 | 86846.2374 | 169897.3649 | 145626.3128 | 464682.2559 |  | 15535.207 | 40510.5925 | 66723.3288 | 161071.5278 | 295665.5441 | 579506.2001 |  | 15535.207 | 40510.5925 | 66723.3288 | 161071.5278 | 295665.5441 | 579506.2001
|  |  | 134 | 134 | C3 | 14 | 29 | 69 | 20 | 2 | 134 | 10 | 28 | 69 | 22 | 5 | 134 | 0 | 0 | 0 | 0 | 0 | 0 | 11 | 20 | 53 | 38 | 12 | 134 | 0 | 0 | 0 | 0 | 0 | 0 | 11 | 17 | 35 | 40 | 31 | 134 |  |  | C3 | 0.0044805 | 0.00952 | 0.01344 | 0.028 | 0.056 | C3 | 118203.1759 | 118203.1759 | 118203.1759 | 118203.1759 | 118203.1759 | C3 | 529.6093 | 1125.2942 | 1588.6507 | 3309.6889 | 6619.3779 | C3 | 5296.0933 | 31508.2386 | 109616.8972 | 72813.1564 | 33096.8893 | 252331.2748 |  | 7414.5306 | 32633.5328 | 109616.8972 | 66193.7785 | 13238.7557 | 229097.4949 |  | 5825.7026 | 22505.8847 | 84198.4863 | 125768.1792 | 79432.5342 | 317730.7871 |  | 5825.7026 | 22505.8847 | 84198.4863 | 125768.1792 | 79432.5342 | 317730.7871 |  | 5825.7026 | 19130.002 | 55602.774 | 132387.5571 | 205200.7134 | 418146.7491 |  | 5825.7026 | 19130.002 | 55602.774 | 132387.5571 | 205200.7134 | 418146.7491
|  |  | 43 | 43 | C4 | 7 | 11 | 17 | 8 | 0 | 43 | 7 | 10 | 17 | 9 | 0 | 43 | 0 | 0 | 0 | 0 | 0 | 0 | 6 | 9 | 15 | 12 | 1 | 43 | 0 | 0 | 0 | 0 | 0 | 0 | 1 | 12 | 13 | 8 | 9 | 43 |  |  | C4 | 0.0044805 | 0.00952 | 0.01344 | 0.028 | 0.056 | C4 | 197005.2932 | 197005.2932 | 197005.2932 | 197005.2932 | 197005.2932 | C4 | 882.6822 | 1875.4904 | 2647.7511 | 5516.1482 | 11032.2964 | C4 | 6178.7755 | 18754.9039 | 45011.7694 | 49645.3339 | 0 | 119590.7827 |  | 6178.7755 | 20630.3943 | 45011.7694 | 44129.1857 | 0 | 115950.1249 |  | 5296.0933 | 16879.4135 | 39716.2671 | 66193.7785 | 11032.2964 | 139117.8489 |  | 5296.0933 | 16879.4135 | 39716.2671 | 66193.7785 | 11032.2964 | 139117.8489 |  | 882.6822 | 22505.8847 | 34420.7648 | 44129.1857 | 99290.6678 | 201229.1852 |  | 882.6822 | 22505.8847 | 34420.7648 | 44129.1857 | 99290.6678 | 201229.1852
|  |  | 756 | 756 |  | 128 | 175 | 331 | 101 | 21 |  | 96 | 167 | 331 | 109 | 52 |  | 0 | 0 | 0 | 0 | 0 |  | 104 | 152 | 227 | 204 | 69 |  | 0 | 0 | 0 | 0 | 0 |  | 90 | 140 | 167 | 191 | 168 | [22 empty] | 35660.3615 | 131284.3274 | 378840.2333 | 266760.9275 | 214026.5506 | 1026572.4003 |  | 46393.7773 | 138111.1124 | 378840.2333 | 245578.9183 | 86493.2039 | 895417.2453 |  | 37814.1061 | 117480.7181 | 267846.5054 | 480787.478 | 307139.1324 | 1211067.9401 |  | 37814.1061 | 117480.7181 | 267846.5054 | 480787.478 | 307139.1324 | 1211067.9401 |  | 30646.7266 | 112079.3058 | 198263.6054 | 445704.7754 | 788588.5482 | 1575282.9614 |  | 30646.7266 | 112079.3058 | 198263.6054 | 445704.7754 | 788588.5482 | 1575282.9614
| EHV UG Cable (Gas) |  | 0 | 0 | C1 | 0 | 0 | 0 | 0 | 0 | 0 | 0 | 0 | 0 | 0 | 0 | 0 | 0 | 0 | 0 | 0 | 0 | 0 | 0 | 0 | 0 | 0 | 0 | 0 | 0 | 0 | 0 | 0 | 0 | 0 | 0 | 0 | 0 | 0 | 0 | 0 |  |  | C1 | 0 | 0 | 0 | 0 | 0 | C1 | 0 | 0 | 0 | 0 | 0 | C1 | [5 empty] | C1 | [5 empty] | 0 | [6 empty] | 0 | [6 empty] | 0 | [6 empty] | 0 | [6 empty] | 0 | [6 empty] | 0
|  |  | 0 | 0 | C2 | 0 | 0 | 0 | 0 | 0 | 0 | 0 | 0 | 0 | 0 | 0 | 0 | 0 | 0 | 0 | 0 | 0 | 0 | 0 | 0 | 0 | 0 | 0 | 0 | 0 | 0 | 0 | 0 | 0 | 0 | 0 | 0 | 0 | 0 | 0 | 0 |  |  | C2 | 0 | 0 | 0 | 0 | 0 | C2 | 0 | 0 | 0 | 0 | 0 | C2 | [5 empty] | C2 | [5 empty] | 0 | [6 empty] | 0 | [6 empty] | 0 | [6 empty] | 0 | [6 empty] | 0 | [6 empty] | 0
|  |  | 0 | 0 | C3 | 0 | 0 | 0 | 0 | 0 | 0 | 0 | 0 | 0 | 0 | 0 | 0 | 0 | 0 | 0 | 0 | 0 | 0 | 0 | 0 | 0 | 0 | 0 | 0 | 0 | 0 | 0 | 0 | 0 | 0 | 0 | 0 | 0 | 0 | 0 | 0 |  |  | C3 | 0 | 0 | 0 | 0 | 0 | C3 | 0 | 0 | 0 | 0 | 0 | C3 | [5 empty] | C3 | [5 empty] | 0 | [6 empty] | 0 | [6 empty] | 0 | [6 empty] | 0 | [6 empty] | 0 | [6 empty] | 0
|  |  | 0 | 0 | C4 | 0 | 0 | 0 | 0 | 0 | 0 | 0 | 0 | 0 | 0 | 0 | 0 | 0 | 0 | 0 | 0 | 0 | 0 | 0 | 0 | 0 | 0 | 0 | 0 | 0 | 0 | 0 | 0 | 0 | 0 | 0 | 0 | 0 | 0 | 0 | 0 |  |  | C4 | 0 | 0 | 0 | 0 | 0 | C4 | 0 | 0 | 0 | 0 | 0 | C4 | [5 empty] | C4 | [5 empty] | 0 | [6 empty] | 0 | [6 empty] | 0 | [6 empty] | 0 | [6 empty] | 0 | [6 empty] | 0
|  |  | 0 | 0 |  | 0 | 0 | 0 | 0 | 0 |  | 0 | 0 | 0 | 0 | 0 |  | 0 | 0 | 0 | 0 | 0 |  | 0 | 0 | 0 | 0 | 0 |  | 0 | 0 | 0 | 0 | 0 |  | 0 | 0 | 0 | 0 | 0 | [22 empty] | 0 | 0 | 0 | 0 | 0 | 0 |  | 0 | 0 | 0 | 0 | 0 | 0 |  | 0 | 0 | 0 | 0 | 0 | 0 |  | 0 | 0 | 0 | 0 | 0 | 0 |  | 0 | 0 | 0 | 0 | 0 | 0 |  | 0 | 0 | 0 | 0 | 0 | 0
| EHV UG Cable (Oil) |  | 7.7961 | 7.7961 | C1 | 0.59733 | 1.7807 | 3.8974 | 1.5207 | 0 | 7.7961 | 0.59733 | 1.7807 | 3.8974 | 1.5207 | 0 | 7.7961 | 0 | 0 | 0 | 0 | 0 | 0 | 0.59733 | 0.92287 | 4.1574 | 1.6865 | 0.43211 | 7.7961 | 0 | 0 | 0 | 0 | 0 | 0 | 0.17758 | 1.2206 | 2.5514 | 3.4145 | 0.43211 | 7.7961 |  |  | C1 | 5.05e-05 | 0.00010625 | 0.00015 | 0.0003125 | 0.000625 | C1 | 29677.1884 | 29677.1884 | 29677.1884 | 29677.1884 | 29677.1884 | C1 | 1.4987 | 3.1532 | 4.4516 | 9.2741 | 18.5482 | C1 | 0.89522 | 5.6151 | 17.3495 | 14.1029 | 0 | 37.9626 |  | 0.89522 | 5.6151 | 17.3495 | 14.1029 | 0 | 37.9626 |  | 0.89522 | 2.91 | 18.5068 | 15.6405 | 8.0148 | 45.9673 |  | 0.89522 | 2.91 | 18.5068 | 15.6405 | 8.0148 | 45.9673 |  | 0.26614 | 3.8488 | 11.3576 | 31.6664 | 8.0148 | 55.1537 |  | 0.26614 | 3.8488 | 11.3576 | 31.6664 | 8.0148 | 55.1537
|  |  | 13.4702 | 13.4702 | C2 | 0.93625 | 1.828 | 4.6953 | 3.6901 | 2.3206 | 13.4702 | 0.93625 | 1.828 | 4.6953 | 3.6901 | 2.3206 | 13.4702 | 0 | 0 | 0 | 0 | 0 | 0 | 0.89989 | 1.8643 | 3.4173 | 4.7422 | 2.5465 | 13.4702 | 0 | 0 | 0 | 0 | 0 | 0 | 0.34863 | 2.4156 | 2.7433 | 4.5809 | 3.3818 | 13.4702 |  |  | C2 | 5.05e-05 | 0.00010625 | 0.00015 | 0.0003125 | 0.000625 | C2 | 42395.9834 | 42395.9834 | 42395.9834 | 42395.9834 | 42395.9834 | C2 | 2.141 | 4.5046 | 6.3594 | 13.2487 | 26.4975 | C2 | 2.0045 | 8.2342 | 29.859 | 48.8892 | 61.4908 | 150.4777 |  | 2.0045 | 8.2342 | 29.859 | 48.8892 | 61.4908 | 150.4777 |  | 1.9267 | 8.398 | 21.732 | 62.8278 | 67.4762 | 162.3606 |  | 1.9267 | 8.398 | 21.732 | 62.8278 | 67.4762 | 162.3606 |  | 0.74642 | 10.8811 | 17.4459 | 60.6913 | 89.608 | 179.3727 |  | 0.74642 | 10.8811 | 17.4459 | 60.6913 | 89.608 | 179.3727
|  |  | 7.6642 | 7.6642 | C3 | 0.30687 | 2.3935 | 2.5868 | 1.466 | 0.91106 | 7.6642 | 0.30687 | 2.3935 | 2.5868 | 1.466 | 0.91106 | 7.6642 | 0 | 0 | 0 | 0 | 0 | 0 | 0.30687 | 2.3935 | 1.7485 | 2.3043 | 0.91106 | 7.6642 | 0 | 0 | 0 | 0 | 0 | 0 | 0.30687 | 1.8572 | 2.2848 | 2.3043 | 0.91106 | 7.6642 |  |  | C3 | 5.05e-05 | 0.00010625 | 0.00015 | 0.0003125 | 0.000625 | C3 | 63593.9751 | 63593.9751 | 63593.9751 | 63593.9751 | 63593.9751 | C3 | 3.2115 | 6.7569 | 9.5391 | 19.8731 | 39.7462 | C3 | 0.9855 | 16.1722 | 24.6761 | 29.1339 | 36.2113 | 107.179 |  | 0.9855 | 16.1722 | 24.6761 | 29.1339 | 36.2113 | 107.179 |  | 0.9855 | 16.1722 | 16.6792 | 45.7941 | 36.2113 | 115.8423 |  | 0.9855 | 16.1722 | 16.6792 | 45.7941 | 36.2113 | 115.8423 |  | 0.9855 | 12.5488 | 21.7947 | 45.7941 | 36.2113 | 117.3344 |  | 0.9855 | 12.5488 | 21.7947 | 45.7941 | 36.2113 | 117.3344
|  |  | 0 | 0 | C4 | 0 | 0 | 0 | 0 | 0 | 0 | 0 | 0 | 0 | 0 | 0 | 0 | 0 | 0 | 0 | 0 | 0 | 0 | 0 | 0 | 0 | 0 | 0 | 0 | 0 | 0 | 0 | 0 | 0 | 0 | 0 | 0 | 0 | 0 | 0 | 0 |  |  | C4 | 5.05e-05 | 0.00010625 | 0.00015 | 0.0003125 | 0.000625 | C4 | 105989.9584 | 105989.9584 | 105989.9584 | 105989.9584 | 105989.9584 | C4 | 5.3525 | 11.2614 | 15.8985 | 33.1219 | 66.2437 | C4 | 0 | 0 | 0 | 0 | 0 | 0 |  | 0 | 0 | 0 | 0 | 0 | 0 |  | 0 | 0 | 0 | 0 | 0 | 0 |  | 0 | 0 | 0 | 0 | 0 | 0 |  | 0 | 0 | 0 | 0 | 0 | 0 |  | 0 | 0 | 0 | 0 | 0 | 0
|  |  | 28.9305 | 28.9305 |  | 1.8404 | 6.0022 | 11.1795 | 6.6768 | 3.2317 |  | 1.8404 | 6.0022 | 11.1795 | 6.6768 | 3.2317 |  | 0 | 0 | 0 | 0 | 0 |  | 1.8041 | 5.1806 | 9.3232 | 8.733 | 3.8897 |  | 0 | 0 | 0 | 0 | 0 |  | 0.83308 | 5.4934 | 7.5795 | 10.2997 | 4.7249 | [22 empty] | 3.8852 | 30.0215 | 71.8845 | 92.126 | 97.7021 | 295.6193 |  | 3.8852 | 30.0215 | 71.8845 | 92.126 | 97.7021 | 295.6193 |  | 3.8074 | 27.4802 | 56.9179 | 124.2624 | 111.7023 | 324.1702 |  | 3.8074 | 27.4802 | 56.9179 | 124.2624 | 111.7023 | 324.1702 |  | 1.9981 | 27.2787 | 50.5981 | 138.1518 | 133.8341 | 351.8608 |  | 1.9981 | 27.2787 | 50.5981 | 138.1518 | 133.8341 | 351.8608
| EHV UG Cable (Non Pressurised) |  | 0 | 0 | C1 | 0 | 0 | 0 | 0 | 0 | 0 | 0 | 0 | 0 | 0 | 0 | 0 | 0 | 0 | 0 | 0 | 0 | 0 | 0 | 0 | 0 | 0 | 0 | 0 | 0 | 0 | 0 | 0 | 0 | 0 | 0 | 0 | 0 | 0 | 0 | 0 |  |  | C1 | 0 | 0 | 0 | 0 | 0 | C1 | 0 | 0 | 0 | 0 | 0 | C1 | [5 empty] | C1 | [5 empty] | 0 | [6 empty] | 0 | [6 empty] | 0 | [6 empty] | 0 | [6 empty] | 0 | [6 empty] | 0
|  |  | 0 | 0 | C2 | 0 | 0 | 0 | 0 | 0 | 0 | 0 | 0 | 0 | 0 | 0 | 0 | 0 | 0 | 0 | 0 | 0 | 0 | 0 | 0 | 0 | 0 | 0 | 0 | 0 | 0 | 0 | 0 | 0 | 0 | 0 | 0 | 0 | 0 | 0 | 0 |  |  | C2 | 0 | 0 | 0 | 0 | 0 | C2 | 0 | 0 | 0 | 0 | 0 | C2 | [5 empty] | C2 | [5 empty] | 0 | [6 empty] | 0 | [6 empty] | 0 | [6 empty] | 0 | [6 empty] | 0 | [6 empty] | 0
|  |  | 0 | 0 | C3 | 0 | 0 | 0 | 0 | 0 | 0 | 0 | 0 | 0 | 0 | 0 | 0 | 0 | 0 | 0 | 0 | 0 | 0 | 0 | 0 | 0 | 0 | 0 | 0 | 0 | 0 | 0 | 0 | 0 | 0 | 0 | 0 | 0 | 0 | 0 | 0 |  |  | C3 | 0 | 0 | 0 | 0 | 0 | C3 | 0 | 0 | 0 | 0 | 0 | C3 | [5 empty] | C3 | [5 empty] | 0 | [6 empty] | 0 | [6 empty] | 0 | [6 empty] | 0 | [6 empty] | 0 | [6 empty] | 0
|  |  | 0 | 0 | C4 | 0 | 0 | 0 | 0 | 0 | 0 | 0 | 0 | 0 | 0 | 0 | 0 | 0 | 0 | 0 | 0 | 0 | 0 | 0 | 0 | 0 | 0 | 0 | 0 | 0 | 0 | 0 | 0 | 0 | 0 | 0 | 0 | 0 | 0 | 0 | 0 |  |  | C4 | 0 | 0 | 0 | 0 | 0 | C4 | 0 | 0 | 0 | 0 | 0 | C4 | [5 empty] | C4 | [5 empty] | 0 | [6 empty] | 0 | [6 empty] | 0 | [6 empty] | 0 | [6 empty] | 0 | [6 empty] | 0
|  |  | 0 | 0 |  | 0 | 0 | 0 | 0 | 0 |  | 0 | 0 | 0 | 0 | 0 |  | 0 | 0 | 0 | 0 | 0 |  | 0 | 0 | 0 | 0 | 0 |  | 0 | 0 | 0 | 0 | 0 |  | 0 | 0 | 0 | 0 | 0 | [22 empty] | 0 | 0 | 0 | 0 | 0 | 0 |  | 0 | 0 | 0 | 0 | 0 | 0 |  | 0 | 0 | 0 | 0 | 0 | 0 |  | 0 | 0 | 0 | 0 | 0 | 0 |  | 0 | 0 | 0 | 0 | 0 | 0 |  | 0 | 0 | 0 | 0 | 0 | 0
| EHV OHL Support - Towers |  | 0 | 0 | C1 | 0 | 0 | 0 | 0 | 0 | 0 | 0 | 0 | 0 | 0 | 0 | 0 | 0 | 0 | 0 | 0 | 0 | 0 | 0 | 0 | 0 | 0 | 0 | 0 | 0 | 0 | 0 | 0 | 0 | 0 | 0 | 0 | 0 | 0 | 0 | 0 |  |  | C1 | 0 | 0 | 0 | 0 | 0 | C1 | 0 | 0 | 0 | 0 | 0 | C1 | [5 empty] | C1 | [5 empty] | 0 | [6 empty] | 0 | [6 empty] | 0 | [6 empty] | 0 | [6 empty] | 0 | [6 empty] | 0
|  |  | 0 | 0 | C2 | 0 | 0 | 0 | 0 | 0 | 0 | 0 | 0 | 0 | 0 | 0 | 0 | 0 | 0 | 0 | 0 | 0 | 0 | 0 | 0 | 0 | 0 | 0 | 0 | 0 | 0 | 0 | 0 | 0 | 0 | 0 | 0 | 0 | 0 | 0 | 0 |  |  | C2 | 0 | 0 | 0 | 0 | 0 | C2 | 0 | 0 | 0 | 0 | 0 | C2 | [5 empty] | C2 | [5 empty] | 0 | [6 empty] | 0 | [6 empty] | 0 | [6 empty] | 0 | [6 empty] | 0 | [6 empty] | 0
|  |  | 0 | 0 | C3 | 0 | 0 | 0 | 0 | 0 | 0 | 0 | 0 | 0 | 0 | 0 | 0 | 0 | 0 | 0 | 0 | 0 | 0 | 0 | 0 | 0 | 0 | 0 | 0 | 0 | 0 | 0 | 0 | 0 | 0 | 0 | 0 | 0 | 0 | 0 | 0 |  |  | C3 | 0 | 0 | 0 | 0 | 0 | C3 | 0 | 0 | 0 | 0 | 0 | C3 | [5 empty] | C3 | [5 empty] | 0 | [6 empty] | 0 | [6 empty] | 0 | [6 empty] | 0 | [6 empty] | 0 | [6 empty] | 0
|  |  | 0 | 0 | C4 | 0 | 0 | 0 | 0 | 0 | 0 | 0 | 0 | 0 | 0 | 0 | 0 | 0 | 0 | 0 | 0 | 0 | 0 | 0 | 0 | 0 | 0 | 0 | 0 | 0 | 0 | 0 | 0 | 0 | 0 | 0 | 0 | 0 | 0 | 0 | 0 |  |  | C4 | 0 | 0 | 0 | 0 | 0 | C4 | 0 | 0 | 0 | 0 | 0 | C4 | [5 empty] | C4 | [5 empty] | 0 | [6 empty] | 0 | [6 empty] | 0 | [6 empty] | 0 | [6 empty] | 0 | [6 empty] | 0
|  |  | 0 | 0 |  | 0 | 0 | 0 | 0 | 0 |  | 0 | 0 | 0 | 0 | 0 |  | 0 | 0 | 0 | 0 | 0 |  | 0 | 0 | 0 | 0 | 0 |  | 0 | 0 | 0 | 0 | 0 |  | 0 | 0 | 0 | 0 | 0 | [22 empty] | 0 | 0 | 0 | 0 | 0 | 0 |  | 0 | 0 | 0 | 0 | 0 | 0 |  | 0 | 0 | 0 | 0 | 0 | 0 |  | 0 | 0 | 0 | 0 | 0 | 0 |  | 0 | 0 | 0 | 0 | 0 | 0 |  | 0 | 0 | 0 | 0 | 0 | 0
| EHV OHL Support - Poles |  | 10846 | 10846 | C1 | 2433 | 4061 | 2519 | 886 | 947 | 10846 | 1870 | 4214 | 2575 | 1086 | 1151 | 10896 | 0 | 0 | 0 | 0 | 0 | 0 | 1961 | 3432 | 2960 | 1096 | 1397 | 10846 | 0 | 0 | 0 | 0 | 0 | 0 | 2270 | 2133 | 3530 | 774 | 2139 | 10846 |  |  | C1 | 0.0004005 | 0.00085 | 0.0012 | 0.0025 | 0.005 | C1 | 27392.3536 | 27392.3536 | 27392.3536 | 27392.3536 | 27392.3536 | C1 | 10.9706 | 23.2835 | 32.8708 | 68.4809 | 136.9618 | C1 | 20515.0923 | 98116.6712 | 84642.3725 | 74370.2399 | 157642.9948 | 435287.3708 |  | 26691.5613 | 94554.2957 | 82801.6064 | 60674.0632 | 129702.7941 | 394424.3206 |  | 21513.4203 | 79908.9738 | 97297.6399 | 75055.0488 | 191335.5897 | 465110.6725 |  | 21513.4203 | 79908.9738 | 97297.6399 | 75055.0488 | 191335.5897 | 465110.6725 |  | 24903.3474 | 49663.7066 | 116034.0097 | 53004.2042 | 292961.2214 | 536566.4893 |  | 24903.3474 | 49663.7066 | 116034.0097 | 53004.2042 | 292961.2214 | 536566.4893
|  |  | 19735 | 19735 | C2 | 3897 | 6597 | 6755 | 1135 | 1351 | 19735 | 3025 | 6847 | 6905 | 1392 | 1643 | 19812 | 0 | 0 | 0 | 0 | 0 | 0 | 3103 | 5689 | 6948 | 2255 | 1740 | 19735 | 0 | 0 | 0 | 0 | 0 | 0 | 3436 | 3772 | 6737 | 2719 | 3071 | 19735 |  |  | C2 | 0.0004005 | 0.00085 | 0.0012 | 0.0025 | 0.005 | C2 | 39131.9337 | 39131.9337 | 39131.9337 | 39131.9337 | 39131.9337 | C2 | 15.6723 | 33.2621 | 46.9583 | 97.8298 | 195.6597 | C2 | 47408.8268 | 227745.8974 | 324247.2024 | 136179.1292 | 321468.8351 | 1057049.8908 |  | 61075.1068 | 219430.3615 | 317203.4543 | 111036.8618 | 264336.2119 | 973081.9963 |  | 48631.2693 | 189228.3351 | 326266.4102 | 220606.2761 | 340447.8229 | 1125180.1135 |  | 48631.2693 | 189228.3351 | 326266.4102 | 220606.2761 | 340447.8229 | 1125180.1135 |  | 53850.1583 | 125464.8057 | 316358.2046 | 265999.3191 | 600870.8415 | 1362543.3292 |  | 53850.1583 | 125464.8057 | 316358.2046 | 265999.3191 | 600870.8415 | 1362543.3292
|  |  | 7620 | 7620 | C3 | 1803 | 2233 | 1582 | 1005 | 997 | 7620 | 1287 | 2317 | 1617 | 1232 | 1212 | 7665 | 0 | 0 | 0 | 0 | 0 | 0 | 1402 | 1938 | 1781 | 940 | 1559 | 7620 | 0 | 0 | 0 | 0 | 0 | 0 | 1731 | 1184 | 1974 | 494 | 2237 | 7620 |  |  | C3 | 0.0004005 | 0.00085 | 0.0012 | 0.0025 | 0.005 | C3 | 58697.9005 | 58697.9005 | 58697.9005 | 58697.9005 | 58697.9005 | C3 | 23.5085 | 49.8932 | 70.4375 | 146.7448 | 293.4895 | C3 | 30255.4513 | 115602.5801 | 113897.4061 | 180789.5336 | 355709.2771 | 796254.2482 |  | 42385.842 | 111411.5501 | 111432.0943 | 147478.475 | 292609.034 | 705316.9954 |  | 32958.9298 | 96693.0515 | 125449.153 | 137940.0662 | 457550.1344 | 850591.3349 |  | 32958.9298 | 96693.0515 | 125449.153 | 137940.0662 | 457550.1344 | 850591.3349 |  | 40693.2293 | 59073.5671 | 139043.5867 | 72491.9071 | 656536.0171 | 967838.3074 |  | 40693.2293 | 59073.5671 | 139043.5867 | 72491.9071 | 656536.0171 | 967838.3074
|  |  | 261 | 261 | C4 | 10 | 2 | 221 | 22 | 6 | 261 | 0 | 2 | 226 | 27 | 7 | 262 | 0 | 0 | 0 | 0 | 0 | 0 | 0 | 0 | 177 | 77 | 7 | 261 | 0 | 0 | 0 | 0 | 0 | 0 | 10 | 0 | 95 | 117 | 39 | 261 |  |  | C4 | 0.0004005 | 0.00085 | 0.0012 | 0.0025 | 0.005 | C4 | 97829.8342 | 97829.8342 | 97829.8342 | 97829.8342 | 97829.8342 | C4 | 39.1808 | 83.1554 | 117.3958 | 244.5746 | 489.1492 | C4 | 0 | 166.3107 | 26531.451 | 6603.5138 | 3424.0442 | 36725.3197 |  | 391.8085 | 166.3107 | 25944.472 | 5380.6409 | 2934.895 | 34818.1271 |  | 0 | 0 | 20779.0568 | 18832.2431 | 3424.0442 | 43035.3441 |  | 0 | 0 | 20779.0568 | 18832.2431 | 3424.0442 | 43035.3441 |  | 391.8085 | 0 | 11152.6011 | 28615.2265 | 19076.8177 | 59236.4537 |  | 391.8085 | 0 | 11152.6011 | 28615.2265 | 19076.8177 | 59236.4537
|  |  | 38462 | 38462 |  | 8143 | 12893 | 11077 | 3048 | 3301 |  | 6182 | 13380 | 11323 | 3737 | 4013 |  | 0 | 0 | 0 | 0 | 0 |  | 6466 | 11059 | 11866 | 4368 | 4703 |  | 0 | 0 | 0 | 0 | 0 |  | 7447 | 7089 | 12336 | 4104 | 7486 | [22 empty] | 98179.3704 | 441631.4595 | 549318.4321 | 397942.4165 | 838245.1511 | 2325316.8296 |  | 130544.3186 | 425562.5179 | 537381.627 | 324570.0408 | 689582.9351 | 2107641.4395 |  | 103103.6194 | 365830.3604 | 569792.2598 | 452433.6341 | 992757.5912 | 2483917.465 |  | 103103.6194 | 365830.3604 | 569792.2598 | 452433.6341 | 992757.5912 | 2483917.465 |  | 119838.5435 | 234202.0794 | 582588.4021 | 420110.6569 | 1569444.8977 | 2926184.5797 |  | 119838.5435 | 234202.0794 | 582588.4021 | 420110.6569 | 1569444.8977 | 2926184.5797
| EHV OHL Fittings and Conductors (Tower Lines) |  | 0 | 0 | C1 | 0 | 0 | 0 | 0 | 0 | 0 | 0 | 0 | 0 | 0 | 0 | 0 | 0 | 0 | 0 | 0 | 0 | 0 | 0 | 0 | 0 | 0 | 0 | 0 | 0 | 0 | 0 | 0 | 0 | 0 | 0 | 0 | 0 | 0 | 0 | 0 |  |  | C1 | 5e-07 | 0 | 0 | 0 | 0 | C1 | 0 | 0 | 0 | 0 | 0 | C1 | [5 empty] | C1 | [5 empty] | 0 | [6 empty] | 0 | [6 empty] | 0 | [6 empty] | 0 | [6 empty] | 0 | [6 empty] | 0
|  |  | 0 | 0 | C2 | 0 | 0 | 0 | 0 | 0 | 0 | 0 | 0 | 0 | 0 | 0 | 0 | 0 | 0 | 0 | 0 | 0 | 0 | 0 | 0 | 0 | 0 | 0 | 0 | 0 | 0 | 0 | 0 | 0 | 0 | 0 | 0 | 0 | 0 | 0 | 0 |  |  | C2 | 5e-07 | 0 | 0 | 0 | 0 | C2 | 0 | 0 | 0 | 0 | 0 | C2 | [5 empty] | C2 | [5 empty] | 0 | [6 empty] | 0 | [6 empty] | 0 | [6 empty] | 0 | [6 empty] | 0 | [6 empty] | 0
|  |  | 0 | 0 | C3 | 0 | 0 | 0 | 0 | 0 | 0 | 0 | 0 | 0 | 0 | 0 | 0 | 0 | 0 | 0 | 0 | 0 | 0 | 0 | 0 | 0 | 0 | 0 | 0 | 0 | 0 | 0 | 0 | 0 | 0 | 0 | 0 | 0 | 0 | 0 | 0 |  |  | C3 | 5e-07 | 0 | 0 | 0 | 0 | C3 | 0 | 0 | 0 | 0 | 0 | C3 | [5 empty] | C3 | [5 empty] | 0 | [6 empty] | 0 | [6 empty] | 0 | [6 empty] | 0 | [6 empty] | 0 | [6 empty] | 0
|  |  | 0 | 0 | C4 | 0 | 0 | 0 | 0 | 0 | 0 | 0 | 0 | 0 | 0 | 0 | 0 | 0 | 0 | 0 | 0 | 0 | 0 | 0 | 0 | 0 | 0 | 0 | 0 | 0 | 0 | 0 | 0 | 0 | 0 | 0 | 0 | 0 | 0 | 0 | 0 |  |  | C4 | 5e-07 | 0 | 0 | 0 | 0 | C4 | 0 | 0 | 0 | 0 | 0 | C4 | [5 empty] | C4 | [5 empty] | 0 | [6 empty] | 0 | [6 empty] | 0 | [6 empty] | 0 | [6 empty] | 0 | [6 empty] | 0
|  |  | 0 | 0 |  | 0 | 0 | 0 | 0 | 0 |  | 0 | 0 | 0 | 0 | 0 |  | 0 | 0 | 0 | 0 | 0 |  | 0 | 0 | 0 | 0 | 0 |  | 0 | 0 | 0 | 0 | 0 |  | 0 | 0 | 0 | 0 | 0 | [22 empty] | 0 | 0 | 0 | 0 | 0 | 0 |  | 0 | 0 | 0 | 0 | 0 | 0 |  | 0 | 0 | 0 | 0 | 0 | 0 |  | 0 | 0 | 0 | 0 | 0 | 0 |  | 0 | 0 | 0 | 0 | 0 | 0 |  | 0 | 0 | 0 | 0 | 0 | 0
| [Please insert new asset category as required] |  | 0 | 0 | C1 | 0 | 0 | 0 | 0 | 0 | 0 | 0 | 0 | 0 | 0 | 0 | 0 | 0 | 0 | 0 | 0 | 0 | 0 | 0 | 0 | 0 | 0 | 0 | 0 | 0 | 0 | 0 | 0 | 0 | 0 | 0 | 0 | 0 | 0 | 0 | 0 |  |  | C1 | 0 | 0 | 0 | 0 | 0 | C1 | 0 | 0 | 0 | 0 | 0 | C1 | [5 empty] | C1 | [5 empty] | 0 | [6 empty] | 0 | [6 empty] | 0 | [6 empty] | 0 | [6 empty] | 0 | [6 empty] | 0
|  |  | 88 | 88 | C2 | 0 | 20 | 52 | 16 | 0 | 88 | 0 | 23 | 43 | 22 | 1 | 89 | 0 | 0 | 0 | 0 | 0 | 0 | 0 | 12 | 56 | 20 | 2 | 90 | 0 | 0 | 0 | 0 | 0 | 0 | 0 | 4 | 59 | 23 | 3 | 89 |  |  | C2 | 0 | 0 | 0 | 0 | 0 | C2 | 0 | 0 | 0 | 0 | 0 | C2 | [5 empty] | C2 | [5 empty] | 0 | [6 empty] | 0 | [6 empty] | 0 | [6 empty] | 0 | [6 empty] | 0 | [6 empty] | 0
|  |  | 0 | 0 | C3 | 0 | 0 | 0 | 0 | 0 | 0 | 0 | 0 | 0 | 0 | 0 | 0 | 0 | 0 | 0 | 0 | 0 | 0 | 0 | 0 | 0 | 0 | 0 | 0 | 0 | 0 | 0 | 0 | 0 | 0 | 0 | 0 | 0 | 0 | 0 | 0 |  |  | C3 | 0 | 0 | 0 | 0 | 0 | C3 | 0 | 0 | 0 | 0 | 0 | C3 | [5 empty] | C3 | [5 empty] | 0 | [6 empty] | 0 | [6 empty] | 0 | [6 empty] | 0 | [6 empty] | 0 | [6 empty] | 0
|  |  | 0 | 0 | C4 | 0 | 0 | 0 | 0 | 0 | 0 | 0 | 0 | 0 | 0 | 0 | 0 | 0 | 0 | 0 | 0 | 0 | 0 | 0 | 0 | 0 | 0 | 0 | 0 | 0 | 0 | 0 | 0 | 0 | 0 | 0 | 0 | 0 | 0 | 0 | 0 |  |  | C4 | 0 | 0 | 0 | 0 | 0 | C4 | 0 | 0 | 0 | 0 | 0 | C4 | [5 empty] | C4 | [5 empty] | 0 | [6 empty] | 0 | [6 empty] | 0 | [6 empty] | 0 | [6 empty] | 0 | [6 empty] | 0
|  |  | 88 | 88 |  | 0 | 20 | 52 | 16 | 0 |  | 0 | 23 | 43 | 22 | 1 |  | 0 | 0 | 0 | 0 | 0 |  | 0 | 12 | 56 | 20 | 2 |  | 0 | 0 | 0 | 0 | 0 |  | 0 | 4 | 59 | 23 | 3 | [22 empty] | 0 | 0 | 0 | 0 | 0 | 0 |  | 0 | 0 | 0 | 0 | 0 | 0 |  | 0 | 0 | 0 | 0 | 0 | 0 |  | 0 | 0 | 0 | 0 | 0 | 0 |  | 0 | 0 | 0 | 0 | 0 | 0 |  | 0 | 0 | 0 | 0 | 0 | 0
| [Please insert new asset category as required] |  | 0 | 0 | C1 | 0 | 0 | 0 | 0 | 0 | 0 | 0 | 0 | 0 | 0 | 0 | 0 | 0 | 0 | 0 | 0 | 0 | 0 | 0 | 0 | 0 | 0 | 0 | 0 | 0 | 0 | 0 | 0 | 0 | 0 | 0 | 0 | 0 | 0 | 0 | 0 |  |  | C1 | 0 | 0 | 0 | 0 | 0 | C1 | 0 | 0 | 0 | 0 | 0 | C1 | [5 empty] | C1 | [5 empty] | 0 | [6 empty] | 0 | [6 empty] | 0 | [6 empty] | 0 | [6 empty] | 0 | [6 empty] | 0
|  |  | 89 | 89 | C2 | 1 | 24 | 37 | 18 | 9 | 89 | 0 | 13 | 20 | 44 | 12 | 89 | 0 | 0 | 0 | 0 | 0 | 0 | 1 | 15 | 32 | 29 | 13 | 90 | 0 | 0 | 0 | 0 | 0 | 0 | 0 | 6 | 27 | 39 | 17 | 89 |  |  | C2 | 0 | 0 | 0 | 0 | 0 | C2 | 0 | 0 | 0 | 0 | 0 | C2 | [5 empty] | C2 | [5 empty] | 0 | [6 empty] | 0 | [6 empty] | 0 | [6 empty] | 0 | [6 empty] | 0 | [6 empty] | 0
|  |  | 0 | 0 | C3 | 0 | 0 | 0 | 0 | 0 | 0 | 0 | 0 | 0 | 0 | 0 | 0 | 0 | 0 | 0 | 0 | 0 | 0 | 0 | 0 | 0 | 0 | 0 | 0 | 0 | 0 | 0 | 0 | 0 | 0 | 0 | 0 | 0 | 0 | 0 | 0 |  |  | C3 | 0 | 0 | 0 | 0 | 0 | C3 | 0 | 0 | 0 | 0 | 0 | C3 | [5 empty] | C3 | [5 empty] | 0 | [6 empty] | 0 | [6 empty] | 0 | [6 empty] | 0 | [6 empty] | 0 | [6 empty] | 0
|  |  | 0 | 0 | C4 | 0 | 0 | 0 | 0 | 0 | 0 | 0 | 0 | 0 | 0 | 0 | 0 | 0 | 0 | 0 | 0 | 0 | 0 | 0 | 0 | 0 | 0 | 0 | 0 | 0 | 0 | 0 | 0 | 0 | 0 | 0 | 0 | 0 | 0 | 0 | 0 |  |  | C4 | 0 | 0 | 0 | 0 | 0 | C4 | 0 | 0 | 0 | 0 | 0 | C4 | [5 empty] | C4 | [5 empty] | 0 | [6 empty] | 0 | [6 empty] | 0 | [6 empty] | 0 | [6 empty] | 0 | [6 empty] | 0
|  |  | 89 | 89 |  | 1 | 24 | 37 | 18 | 9 |  | 0 | 13 | 20 | 44 | 12 |  | 0 | 0 | 0 | 0 | 0 |  | 1 | 15 | 32 | 29 | 13 |  | 0 | 0 | 0 | 0 | 0 |  | 0 | 6 | 27 | 39 | 17 | [22 empty] | 0 | 0 | 0 | 0 | 0 | 0 |  | 0 | 0 | 0 | 0 | 0 | 0 |  | 0 | 0 | 0 | 0 | 0 | 0 |  | 0 | 0 | 0 | 0 | 0 | 0 |  | 0 | 0 | 0 | 0 | 0 | 0 |  | 0 | 0 | 0 | 0 | 0 | 0
| [Please insert new asset category as required] |  | 0 | 0 | C1 | 0 | 0 | 0 | 0 | 0 | 0 | 0 | 0 | 0 | 0 | 0 | 0 | 0 | 0 | 0 | 0 | 0 | 0 | 0 | 0 | 0 | 0 | 0 | 0 | 0 | 0 | 0 | 0 | 0 | 0 | 0 | 0 | 0 | 0 | 0 | 0 |  |  | C1 | 0 | 0 | 0 | 0 | 0 | C1 | 0 | 0 | 0 | 0 | 0 | C1 | [5 empty] | C1 | [5 empty] | 0 | [6 empty] | 0 | [6 empty] | 0 | [6 empty] | 0 | [6 empty] | 0 | [6 empty] | 0
|  |  | 0 | 0 | C2 | 0 | 0 | 0 | 0 | 0 | 0 | 0 | 0 | 0 | 0 | 0 | 0 | 0 | 0 | 0 | 0 | 0 | 0 | 0 | 0 | 0 | 0 | 0 | 0 | 0 | 0 | 0 | 0 | 0 | 0 | 0 | 0 | 0 | 0 | 0 | 0 |  |  | C2 | 0 | 0 | 0 | 0 | 0 | C2 | 0 | 0 | 0 | 0 | 0 | C2 | [5 empty] | C2 | [5 empty] | 0 | [6 empty] | 0 | [6 empty] | 0 | [6 empty] | 0 | [6 empty] | 0 | [6 empty] | 0
|  |  | 0 | 0 | C3 | 0 | 0 | 0 | 0 | 0 | 0 | 0 | 0 | 0 | 0 | 0 | 0 | 0 | 0 | 0 | 0 | 0 | 0 | 0 | 0 | 0 | 0 | 0 | 0 | 0 | 0 | 0 | 0 | 0 | 0 | 0 | 0 | 0 | 0 | 0 | 0 |  |  | C3 | 0 | 0 | 0 | 0 | 0 | C3 | 0 | 0 | 0 | 0 | 0 | C3 | [5 empty] | C3 | [5 empty] | 0 | [6 empty] | 0 | [6 empty] | 0 | [6 empty] | 0 | [6 empty] | 0 | [6 empty] | 0
|  |  | 0 | 0 | C4 | 0 | 0 | 0 | 0 | 0 | 0 | 0 | 0 | 0 | 0 | 0 | 0 | 0 | 0 | 0 | 0 | 0 | 0 | 0 | 0 | 0 | 0 | 0 | 0 | 0 | 0 | 0 | 0 | 0 | 0 | 0 | 0 | 0 | 0 | 0 | 0 |  |  | C4 | 0 | 0 | 0 | 0 | 0 | C4 | 0 | 0 | 0 | 0 | 0 | C4 | [5 empty] | C4 | [5 empty] | 0 | [6 empty] | 0 | [6 empty] | 0 | [6 empty] | 0 | [6 empty] | 0 | [6 empty] | 0
|  |  | 0 | 0 |  | 0 | 0 | 0 | 0 | 0 |  | 0 | 0 | 0 | 0 | 0 |  | 0 | 0 | 0 | 0 | 0 |  | 0 | 0 | 0 | 0 | 0 |  | 0 | 0 | 0 | 0 | 0 |  | 0 | 0 | 0 | 0 | 0 | [22 empty] | 0 | 0 | 0 | 0 | 0 | 0 |  | 0 | 0 | 0 | 0 | 0 | 0 |  | 0 | 0 | 0 | 0 | 0 | 0 |  | 0 | 0 | 0 | 0 | 0 | 0 |  | 0 | 0 | 0 | 0 | 0 | 0 |  | 0 | 0 | 0 | 0 | 0 | 0
| [Please insert new asset category as required] |  | 0 | 0 | C1 | 0 | 0 | 0 | 0 | 0 | 0 | 0 | 0 | 0 | 0 | 0 | 0 | 0 | 0 | 0 | 0 | 0 | 0 | 0 | 0 | 0 | 0 | 0 | 0 | 0 | 0 | 0 | 0 | 0 | 0 | 0 | 0 | 0 | 0 | 0 | 0 |  |  | C1 | 0 | 0 | 0 | 0 | 0 | C1 | 0 | 0 | 0 | 0 | 0 | C1 | [5 empty] | C1 | [5 empty] | 0 | [6 empty] | 0 | [6 empty] | 0 | [6 empty] | 0 | [6 empty] | 0 | [6 empty] | 0
|  |  | 0 | 0 | C2 | 0 | 0 | 0 | 0 | 0 | 0 | 0 | 0 | 0 | 0 | 0 | 0 | 0 | 0 | 0 | 0 | 0 | 0 | 0 | 0 | 0 | 0 | 0 | 0 | 0 | 0 | 0 | 0 | 0 | 0 | 0 | 0 | 0 | 0 | 0 | 0 |  |  | C2 | 0 | 0 | 0 | 0 | 0 | C2 | 0 | 0 | 0 | 0 | 0 | C2 | [5 empty] | C2 | [5 empty] | 0 | [6 empty] | 0 | [6 empty] | 0 | [6 empty] | 0 | [6 empty] | 0 | [6 empty] | 0
|  |  | 0 | 0 | C3 | 0 | 0 | 0 | 0 | 0 | 0 | 0 | 0 | 0 | 0 | 0 | 0 | 0 | 0 | 0 | 0 | 0 | 0 | 0 | 0 | 0 | 0 | 0 | 0 | 0 | 0 | 0 | 0 | 0 | 0 | 0 | 0 | 0 | 0 | 0 | 0 |  |  | C3 | 0 | 0 | 0 | 0 | 0 | C3 | 0 | 0 | 0 | 0 | 0 | C3 | [5 empty] | C3 | [5 empty] | 0 | [6 empty] | 0 | [6 empty] | 0 | [6 empty] | 0 | [6 empty] | 0 | [6 empty] | 0
|  |  | 0 | 0 | C4 | 0 | 0 | 0 | 0 | 0 | 0 | 0 | 0 | 0 | 0 | 0 | 0 | 0 | 0 | 0 | 0 | 0 | 0 | 0 | 0 | 0 | 0 | 0 | 0 | 0 | 0 | 0 | 0 | 0 | 0 | 0 | 0 | 0 | 0 | 0 | 0 |  |  | C4 | 0 | 0 | 0 | 0 | 0 | C4 | 0 | 0 | 0 | 0 | 0 | C4 | [5 empty] | C4 | [5 empty] | 0 | [6 empty] | 0 | [6 empty] | 0 | [6 empty] | 0 | [6 empty] | 0 | [6 empty] | 0
|  |  | 0 | 0 |  | 0 | 0 | 0 | 0 | 0 |  | 0 | 0 | 0 | 0 | 0 |  | 0 | 0 | 0 | 0 | 0 |  | 0 | 0 | 0 | 0 | 0 |  | 0 | 0 | 0 | 0 | 0 |  | 0 | 0 | 0 | 0 | 0 | [22 empty] | 0 | 0 | 0 | 0 | 0 | 0 |  | 0 | 0 | 0 | 0 | 0 | 0 |  | 0 | 0 | 0 | 0 | 0 | 0 |  | 0 | 0 | 0 | 0 | 0 | 0 |  | 0 | 0 | 0 | 0 | 0 | 0 |  | 0 | 0 | 0 | 0 | 0 | 0
| [Please insert new asset category as required] |  | 0 | 0 | C1 | 0 | 0 | 0 | 0 | 0 | 0 | 0 | 0 | 0 | 0 | 0 | 0 | 0 | 0 | 0 | 0 | 0 | 0 | 0 | 0 | 0 | 0 | 0 | 0 | 0 | 0 | 0 | 0 | 0 | 0 | 0 | 0 | 0 | 0 | 0 | 0 |  |  | C1 | 0 | 0 | 0 | 0 | 0 | C1 | 0 | 0 | 0 | 0 | 0 | C1 | [5 empty] | C1 | [5 empty] | 0 | [6 empty] | 0 | [6 empty] | 0 | [6 empty] | 0 | [6 empty] | 0 | [6 empty] | 0
|  |  | 0 | 0 | C2 | 0 | 0 | 0 | 0 | 0 | 0 | 0 | 0 | 0 | 0 | 0 | 0 | 0 | 0 | 0 | 0 | 0 | 0 | 0 | 0 | 0 | 0 | 0 | 0 | 0 | 0 | 0 | 0 | 0 | 0 | 0 | 0 | 0 | 0 | 0 | 0 |  |  | C2 | 0 | 0 | 0 | 0 | 0 | C2 | 0 | 0 | 0 | 0 | 0 | C2 | [5 empty] | C2 | [5 empty] | 0 | [6 empty] | 0 | [6 empty] | 0 | [6 empty] | 0 | [6 empty] | 0 | [6 empty] | 0
|  |  | 0 | 0 | C3 | 0 | 0 | 0 | 0 | 0 | 0 | 0 | 0 | 0 | 0 | 0 | 0 | 0 | 0 | 0 | 0 | 0 | 0 | 0 | 0 | 0 | 0 | 0 | 0 | 0 | 0 | 0 | 0 | 0 | 0 | 0 | 0 | 0 | 0 | 0 | 0 |  |  | C3 | 0 | 0 | 0 | 0 | 0 | C3 | 0 | 0 | 0 | 0 | 0 | C3 | [5 empty] | C3 | [5 empty] | 0 | [6 empty] | 0 | [6 empty] | 0 | [6 empty] | 0 | [6 empty] | 0 | [6 empty] | 0
|  |  | 0 | 0 | C4 | 0 | 0 | 0 | 0 | 0 | 0 | 0 | 0 | 0 | 0 | 0 | 0 | 0 | 0 | 0 | 0 | 0 | 0 | 0 | 0 | 0 | 0 | 0 | 0 | 0 | 0 | 0 | 0 | 0 | 0 | 0 | 0 | 0 | 0 | 0 | 0 |  |  | C4 | 0 | 0 | 0 | 0 | 0 | C4 | 0 | 0 | 0 | 0 | 0 | C4 | [5 empty] | C4 | [5 empty] | 0 | [6 empty] | 0 | [6 empty] | 0 | [6 empty] | 0 | [6 empty] | 0 | [6 empty] | 0
|  |  | 0 | 0 |  | 0 | 0 | 0 | 0 | 0 |  | 0 | 0 | 0 | 0 | 0 |  | 0 | 0 | 0 | 0 | 0 |  | 0 | 0 | 0 | 0 | 0 |  | 0 | 0 | 0 | 0 | 0 |  | 0 | 0 | 0 | 0 | 0 | [22 empty] | 0 | 0 | 0 | 0 | 0 | 0 |  | 0 | 0 | 0 | 0 | 0 | 0 |  | 0 | 0 | 0 | 0 | 0 | 0 |  | 0 | 0 | 0 | 0 | 0 | 0 |  | 0 | 0 | 0 | 0 | 0 | 0 |  | 0 | 0 | 0 | 0 | 0 | 0
[63 empty] | 153484.8497 | 617840.4926 | 937637.4737 | 844910.2889 | 1177250.1835 | 3731123.2883 |  | 199890.7662 | 608598.336 | 925700.6686 | 750355.9041 | 858255.93 | 3342801.6049 |  | 161970.2347 | 524782.1041 | 851215.4996 | 1066574.9747 | 1502752.9428 | 4107295.756 |  | 161970.2347 | 524782.1041 | 851215.4996 | 1066574.9747 | 1502752.9428 | 4107295.756 |  | 171268.5507 | 379580.0322 | 803808.2541 | 911037.2153 | 2749507.26 | 5015201.3123 |  | 171268.5507 | 379580.0322 | 803808.2541 | 911037.2153 | 2749507.26 | 5015201.3123
| 132kV Network | [66 empty] | 0 | [6 empty] | 0 | [6 empty] | 0 | [6 empty] | 0 | [6 empty] | 0 | [6 empty] | 0
| 132kV CBs |  | 0 | 0 | C1 | 0 | 0 | 0 | 0 | 0 | 0 | 0 | 0 | 0 | 0 | 0 | 0 | 0 | 0 | 0 | 0 | 0 | 0 | 0 | 0 | 0 | 0 | 0 | 0 | 0 | 0 | 0 | 0 | 0 | 0 | 0 | 0 | 0 | 0 | 0 | 0 |  |  | C1 | 0 | 0 | 0 | 0 | 0 | C1 | 0 | 0 | 0 | 0 | 0 | C1 | [5 empty] | C1 | [5 empty] | 0 | [6 empty] | 0 | [6 empty] | 0 | [6 empty] | 0 | [6 empty] | 0 | [6 empty] | 0
|  |  | 0 | 0 | C2 | 0 | 0 | 0 | 0 | 0 | 0 | 0 | 0 | 0 | 0 | 0 | 0 | 0 | 0 | 0 | 0 | 0 | 0 | 0 | 0 | 0 | 0 | 0 | 0 | 0 | 0 | 0 | 0 | 0 | 0 | 0 | 0 | 0 | 0 | 0 | 0 |  |  | C2 | 0 | 0 | 0 | 0 | 0 | C2 | 0 | 0 | 0 | 0 | 0 | C2 | [5 empty] | C2 | [5 empty] | 0 | [6 empty] | 0 | [6 empty] | 0 | [6 empty] | 0 | [6 empty] | 0 | [6 empty] | 0
|  |  | 0 | 0 | C3 | 0 | 0 | 0 | 0 | 0 | 0 | 0 | 0 | 0 | 0 | 0 | 0 | 0 | 0 | 0 | 0 | 0 | 0 | 0 | 0 | 0 | 0 | 0 | 0 | 0 | 0 | 0 | 0 | 0 | 0 | 0 | 0 | 0 | 0 | 0 | 0 |  |  | C3 | 0 | 0 | 0 | 0 | 0 | C3 | 0 | 0 | 0 | 0 | 0 | C3 | [5 empty] | C3 | [5 empty] | 0 | [6 empty] | 0 | [6 empty] | 0 | [6 empty] | 0 | [6 empty] | 0 | [6 empty] | 0
|  |  | 0 | 0 | C4 | 0 | 0 | 0 | 0 | 0 | 0 | 0 | 0 | 0 | 0 | 0 | 0 | 0 | 0 | 0 | 0 | 0 | 0 | 0 | 0 | 0 | 0 | 0 | 0 | 0 | 0 | 0 | 0 | 0 | 0 | 0 | 0 | 0 | 0 | 0 | 0 |  |  | C4 | 0 | 0 | 0 | 0 | 0 | C4 | 0 | 0 | 0 | 0 | 0 | C4 | [5 empty] | C4 | [5 empty] | 0 | [6 empty] | 0 | [6 empty] | 0 | [6 empty] | 0 | [6 empty] | 0 | [6 empty] | 0
|  |  | 0 | 0 |  | 0 | 0 | 0 | 0 | 0 |  | 0 | 0 | 0 | 0 | 0 |  | 0 | 0 | 0 | 0 | 0 |  | 0 | 0 | 0 | 0 | 0 |  | 0 | 0 | 0 | 0 | 0 |  | 0 | 0 | 0 | 0 | 0 | [22 empty] | 0 | 0 | 0 | 0 | 0 | 0 |  | 0 | 0 | 0 | 0 | 0 | 0 |  | 0 | 0 | 0 | 0 | 0 | 0 |  | 0 | 0 | 0 | 0 | 0 | 0 |  | 0 | 0 | 0 | 0 | 0 | 0 |  | 0 | 0 | 0 | 0 | 0 | 0
| 132kV Transformer |  | 0 | 0 | C1 | 0 | 0 | 0 | 0 | 0 | 0 | 0 | 0 | 0 | 0 | 0 | 0 | 0 | 0 | 0 | 0 | 0 | 0 | 0 | 0 | 0 | 0 | 0 | 0 | 0 | 0 | 0 | 0 | 0 | 0 | 0 | 0 | 0 | 0 | 0 | 0 |  |  | C1 | 0 | 0 | 0 | 0 | 0 | C1 | 0 | 0 | 0 | 0 | 0 | C1 | [5 empty] | C1 | [5 empty] | 0 | [6 empty] | 0 | [6 empty] | 0 | [6 empty] | 0 | [6 empty] | 0 | [6 empty] | 0
|  |  | 0 | 0 | C2 | 0 | 0 | 0 | 0 | 0 | 0 | 0 | 0 | 0 | 0 | 0 | 0 | 0 | 0 | 0 | 0 | 0 | 0 | 0 | 0 | 0 | 0 | 0 | 0 | 0 | 0 | 0 | 0 | 0 | 0 | 0 | 0 | 0 | 0 | 0 | 0 |  |  | C2 | 0 | 0 | 0 | 0 | 0 | C2 | 0 | 0 | 0 | 0 | 0 | C2 | [5 empty] | C2 | [5 empty] | 0 | [6 empty] | 0 | [6 empty] | 0 | [6 empty] | 0 | [6 empty] | 0 | [6 empty] | 0
|  |  | 0 | 0 | C3 | 0 | 0 | 0 | 0 | 0 | 0 | 0 | 0 | 0 | 0 | 0 | 0 | 0 | 0 | 0 | 0 | 0 | 0 | 0 | 0 | 0 | 0 | 0 | 0 | 0 | 0 | 0 | 0 | 0 | 0 | 0 | 0 | 0 | 0 | 0 | 0 |  |  | C3 | 0 | 0 | 0 | 0 | 0 | C3 | 0 | 0 | 0 | 0 | 0 | C3 | [5 empty] | C3 | [5 empty] | 0 | [6 empty] | 0 | [6 empty] | 0 | [6 empty] | 0 | [6 empty] | 0 | [6 empty] | 0
|  |  | 0 | 0 | C4 | 0 | 0 | 0 | 0 | 0 | 0 | 0 | 0 | 0 | 0 | 0 | 0 | 0 | 0 | 0 | 0 | 0 | 0 | 0 | 0 | 0 | 0 | 0 | 0 | 0 | 0 | 0 | 0 | 0 | 0 | 0 | 0 | 0 | 0 | 0 | 0 |  |  | C4 | 0 | 0 | 0 | 0 | 0 | C4 | 0 | 0 | 0 | 0 | 0 | C4 | [5 empty] | C4 | [5 empty] | 0 | [6 empty] | 0 | [6 empty] | 0 | [6 empty] | 0 | [6 empty] | 0 | [6 empty] | 0
|  |  | 0 | 0 |  | 0 | 0 | 0 | 0 | 0 |  | 0 | 0 | 0 | 0 | 0 |  | 0 | 0 | 0 | 0 | 0 |  | 0 | 0 | 0 | 0 | 0 |  | 0 | 0 | 0 | 0 | 0 |  | 0 | 0 | 0 | 0 | 0 | [22 empty] | 0 | 0 | 0 | 0 | 0 | 0 |  | 0 | 0 | 0 | 0 | 0 | 0 |  | 0 | 0 | 0 | 0 | 0 | 0 |  | 0 | 0 | 0 | 0 | 0 | 0 |  | 0 | 0 | 0 | 0 | 0 | 0 |  | 0 | 0 | 0 | 0 | 0 | 0
| 132kV UG Cable (Gas) |  | 0 | 0 | C1 | 0 | 0 | 0 | 0 | 0 | 0 | 0 | 0 | 0 | 0 | 0 | 0 | 0 | 0 | 0 | 0 | 0 | 0 | 0 | 0 | 0 | 0 | 0 | 0 | 0 | 0 | 0 | 0 | 0 | 0 | 0 | 0 | 0 | 0 | 0 | 0 |  |  | C1 | 0 | 0 | 0 | 0 | 0 | C1 | 0 | 0 | 0 | 0 | 0 | C1 | [5 empty] | C1 | [5 empty] | 0 | [6 empty] | 0 | [6 empty] | 0 | [6 empty] | 0 | [6 empty] | 0 | [6 empty] | 0
|  |  | 0 | 0 | C2 | 0 | 0 | 0 | 0 | 0 | 0 | 0 | 0 | 0 | 0 | 0 | 0 | 0 | 0 | 0 | 0 | 0 | 0 | 0 | 0 | 0 | 0 | 0 | 0 | 0 | 0 | 0 | 0 | 0 | 0 | 0 | 0 | 0 | 0 | 0 | 0 |  |  | C2 | 0 | 0 | 0 | 0 | 0 | C2 | 0 | 0 | 0 | 0 | 0 | C2 | [5 empty] | C2 | [5 empty] | 0 | [6 empty] | 0 | [6 empty] | 0 | [6 empty] | 0 | [6 empty] | 0 | [6 empty] | 0
|  |  | 0 | 0 | C3 | 0 | 0 | 0 | 0 | 0 | 0 | 0 | 0 | 0 | 0 | 0 | 0 | 0 | 0 | 0 | 0 | 0 | 0 | 0 | 0 | 0 | 0 | 0 | 0 | 0 | 0 | 0 | 0 | 0 | 0 | 0 | 0 | 0 | 0 | 0 | 0 |  |  | C3 | 0 | 0 | 0 | 0 | 0 | C3 | 0 | 0 | 0 | 0 | 0 | C3 | [5 empty] | C3 | [5 empty] | 0 | [6 empty] | 0 | [6 empty] | 0 | [6 empty] | 0 | [6 empty] | 0 | [6 empty] | 0
|  |  | 0 | 0 | C4 | 0 | 0 | 0 | 0 | 0 | 0 | 0 | 0 | 0 | 0 | 0 | 0 | 0 | 0 | 0 | 0 | 0 | 0 | 0 | 0 | 0 | 0 | 0 | 0 | 0 | 0 | 0 | 0 | 0 | 0 | 0 | 0 | 0 | 0 | 0 | 0 |  |  | C4 | 0 | 0 | 0 | 0 | 0 | C4 | 0 | 0 | 0 | 0 | 0 | C4 | [5 empty] | C4 | [5 empty] | 0 | [6 empty] | 0 | [6 empty] | 0 | [6 empty] | 0 | [6 empty] | 0 | [6 empty] | 0
|  |  | 0 | 0 |  | 0 | 0 | 0 | 0 | 0 |  | 0 | 0 | 0 | 0 | 0 |  | 0 | 0 | 0 | 0 | 0 |  | 0 | 0 | 0 | 0 | 0 |  | 0 | 0 | 0 | 0 | 0 |  | 0 | 0 | 0 | 0 | 0 | [22 empty] | 0 | 0 | 0 | 0 | 0 | 0 |  | 0 | 0 | 0 | 0 | 0 | 0 |  | 0 | 0 | 0 | 0 | 0 | 0 |  | 0 | 0 | 0 | 0 | 0 | 0 |  | 0 | 0 | 0 | 0 | 0 | 0 |  | 0 | 0 | 0 | 0 | 0 | 0
| 132kV UG Cable (Oil) |  | 0 | 0 | C1 | 0 | 0 | 0 | 0 | 0 | 0 | 0 | 0 | 0 | 0 | 0 | 0 | 0 | 0 | 0 | 0 | 0 | 0 | 0 | 0 | 0 | 0 | 0 | 0 | 0 | 0 | 0 | 0 | 0 | 0 | 0 | 0 | 0 | 0 | 0 | 0 |  |  | C1 | 0 | 0 | 0 | 0 | 0 | C1 | 0 | 0 | 0 | 0 | 0 | C1 | [5 empty] | C1 | [5 empty] | 0 | [6 empty] | 0 | [6 empty] | 0 | [6 empty] | 0 | [6 empty] | 0 | [6 empty] | 0
|  |  | 0 | 0 | C2 | 0 | 0 | 0 | 0 | 0 | 0 | 0 | 0 | 0 | 0 | 0 | 0 | 0 | 0 | 0 | 0 | 0 | 0 | 0 | 0 | 0 | 0 | 0 | 0 | 0 | 0 | 0 | 0 | 0 | 0 | 0 | 0 | 0 | 0 | 0 | 0 |  |  | C2 | 0 | 0 | 0 | 0 | 0 | C2 | 0 | 0 | 0 | 0 | 0 | C2 | [5 empty] | C2 | [5 empty] | 0 | [6 empty] | 0 | [6 empty] | 0 | [6 empty] | 0 | [6 empty] | 0 | [6 empty] | 0
|  |  | 0 | 0 | C3 | 0 | 0 | 0 | 0 | 0 | 0 | 0 | 0 | 0 | 0 | 0 | 0 | 0 | 0 | 0 | 0 | 0 | 0 | 0 | 0 | 0 | 0 | 0 | 0 | 0 | 0 | 0 | 0 | 0 | 0 | 0 | 0 | 0 | 0 | 0 | 0 |  |  | C3 | 0 | 0 | 0 | 0 | 0 | C3 | 0 | 0 | 0 | 0 | 0 | C3 | [5 empty] | C3 | [5 empty] | 0 | [6 empty] | 0 | [6 empty] | 0 | [6 empty] | 0 | [6 empty] | 0 | [6 empty] | 0
|  |  | 0 | 0 | C4 | 0 | 0 | 0 | 0 | 0 | 0 | 0 | 0 | 0 | 0 | 0 | 0 | 0 | 0 | 0 | 0 | 0 | 0 | 0 | 0 | 0 | 0 | 0 | 0 | 0 | 0 | 0 | 0 | 0 | 0 | 0 | 0 | 0 | 0 | 0 | 0 |  |  | C4 | 0 | 0 | 0 | 0 | 0 | C4 | 0 | 0 | 0 | 0 | 0 | C4 | [5 empty] | C4 | [5 empty] | 0 | [6 empty] | 0 | [6 empty] | 0 | [6 empty] | 0 | [6 empty] | 0 | [6 empty] | 0
|  |  | 0 | 0 |  | 0 | 0 | 0 | 0 | 0 |  | 0 | 0 | 0 | 0 | 0 |  | 0 | 0 | 0 | 0 | 0 |  | 0 | 0 | 0 | 0 | 0 |  | 0 | 0 | 0 | 0 | 0 |  | 0 | 0 | 0 | 0 | 0 | [22 empty] | 0 | 0 | 0 | 0 | 0 | 0 |  | 0 | 0 | 0 | 0 | 0 | 0 |  | 0 | 0 | 0 | 0 | 0 | 0 |  | 0 | 0 | 0 | 0 | 0 | 0 |  | 0 | 0 | 0 | 0 | 0 | 0 |  | 0 | 0 | 0 | 0 | 0 | 0
| 132kV UG Cable (Non Pressurised) |  | 0 | 0 | C1 | 0 | 0 | 0 | 0 | 0 | 0 | 0 | 0 | 0 | 0 | 0 | 0 | 0 | 0 | 0 | 0 | 0 | 0 | 0 | 0 | 0 | 0 | 0 | 0 | 0 | 0 | 0 | 0 | 0 | 0 | 0 | 0 | 0 | 0 | 0 | 0 |  |  | C1 | 0 | 0 | 0 | 0 | 0 | C1 | 0 | 0 | 0 | 0 | 0 | C1 | [5 empty] | C1 | [5 empty] | 0 | [6 empty] | 0 | [6 empty] | 0 | [6 empty] | 0 | [6 empty] | 0 | [6 empty] | 0
|  |  | 0 | 0 | C2 | 0 | 0 | 0 | 0 | 0 | 0 | 0 | 0 | 0 | 0 | 0 | 0 | 0 | 0 | 0 | 0 | 0 | 0 | 0 | 0 | 0 | 0 | 0 | 0 | 0 | 0 | 0 | 0 | 0 | 0 | 0 | 0 | 0 | 0 | 0 | 0 |  |  | C2 | 0 | 0 | 0 | 0 | 0 | C2 | 0 | 0 | 0 | 0 | 0 | C2 | [5 empty] | C2 | [5 empty] | 0 | [6 empty] | 0 | [6 empty] | 0 | [6 empty] | 0 | [6 empty] | 0 | [6 empty] | 0
|  |  | 0 | 0 | C3 | 0 | 0 | 0 | 0 | 0 | 0 | 0 | 0 | 0 | 0 | 0 | 0 | 0 | 0 | 0 | 0 | 0 | 0 | 0 | 0 | 0 | 0 | 0 | 0 | 0 | 0 | 0 | 0 | 0 | 0 | 0 | 0 | 0 | 0 | 0 | 0 |  |  | C3 | 0 | 0 | 0 | 0 | 0 | C3 | 0 | 0 | 0 | 0 | 0 | C3 | [5 empty] | C3 | [5 empty] | 0 | [6 empty] | 0 | [6 empty] | 0 | [6 empty] | 0 | [6 empty] | 0 | [6 empty] | 0
|  |  | 0 | 0 | C4 | 0 | 0 | 0 | 0 | 0 | 0 | 0 | 0 | 0 | 0 | 0 | 0 | 0 | 0 | 0 | 0 | 0 | 0 | 0 | 0 | 0 | 0 | 0 | 0 | 0 | 0 | 0 | 0 | 0 | 0 | 0 | 0 | 0 | 0 | 0 | 0 |  |  | C4 | 0 | 0 | 0 | 0 | 0 | C4 | 0 | 0 | 0 | 0 | 0 | C4 | [5 empty] | C4 | [5 empty] | 0 | [6 empty] | 0 | [6 empty] | 0 | [6 empty] | 0 | [6 empty] | 0 | [6 empty] | 0
|  |  | 0 | 0 |  | 0 | 0 | 0 | 0 | 0 |  | 0 | 0 | 0 | 0 | 0 |  | 0 | 0 | 0 | 0 | 0 |  | 0 | 0 | 0 | 0 | 0 |  | 0 | 0 | 0 | 0 | 0 |  | 0 | 0 | 0 | 0 | 0 | [22 empty] | 0 | 0 | 0 | 0 | 0 | 0 |  | 0 | 0 | 0 | 0 | 0 | 0 |  | 0 | 0 | 0 | 0 | 0 | 0 |  | 0 | 0 | 0 | 0 | 0 | 0 |  | 0 | 0 | 0 | 0 | 0 | 0 |  | 0 | 0 | 0 | 0 | 0 | 0
| 132kV OHL Support - Tower |  | 0 | 0 | C1 | 0 | 0 | 0 | 0 | 0 | 0 | 0 | 0 | 0 | 0 | 0 | 0 | 0 | 0 | 0 | 0 | 0 | 0 | 0 | 0 | 0 | 0 | 0 | 0 | 0 | 0 | 0 | 0 | 0 | 0 | 0 | 0 | 0 | 0 | 0 | 0 |  |  | C1 | 0 | 0 | 0 | 0 | 0 | C1 | 0 | 0 | 0 | 0 | 0 | C1 | [5 empty] | C1 | [5 empty] | 0 | [6 empty] | 0 | [6 empty] | 0 | [6 empty] | 0 | [6 empty] | 0 | [6 empty] | 0
|  |  | 0 | 0 | C2 | 0 | 0 | 0 | 0 | 0 | 0 | 0 | 0 | 0 | 0 | 0 | 0 | 0 | 0 | 0 | 0 | 0 | 0 | 0 | 0 | 0 | 0 | 0 | 0 | 0 | 0 | 0 | 0 | 0 | 0 | 0 | 0 | 0 | 0 | 0 | 0 |  |  | C2 | 0 | 0 | 0 | 0 | 0 | C2 | 0 | 0 | 0 | 0 | 0 | C2 | [5 empty] | C2 | [5 empty] | 0 | [6 empty] | 0 | [6 empty] | 0 | [6 empty] | 0 | [6 empty] | 0 | [6 empty] | 0
|  |  | 0 | 0 | C3 | 0 | 0 | 0 | 0 | 0 | 0 | 0 | 0 | 0 | 0 | 0 | 0 | 0 | 0 | 0 | 0 | 0 | 0 | 0 | 0 | 0 | 0 | 0 | 0 | 0 | 0 | 0 | 0 | 0 | 0 | 0 | 0 | 0 | 0 | 0 | 0 |  |  | C3 | 0 | 0 | 0 | 0 | 0 | C3 | 0 | 0 | 0 | 0 | 0 | C3 | [5 empty] | C3 | [5 empty] | 0 | [6 empty] | 0 | [6 empty] | 0 | [6 empty] | 0 | [6 empty] | 0 | [6 empty] | 0
|  |  | 0 | 0 | C4 | 0 | 0 | 0 | 0 | 0 | 0 | 0 | 0 | 0 | 0 | 0 | 0 | 0 | 0 | 0 | 0 | 0 | 0 | 0 | 0 | 0 | 0 | 0 | 0 | 0 | 0 | 0 | 0 | 0 | 0 | 0 | 0 | 0 | 0 | 0 | 0 |  |  | C4 | 0 | 0 | 0 | 0 | 0 | C4 | 0 | 0 | 0 | 0 | 0 | C4 | [5 empty] | C4 | [5 empty] | 0 | [6 empty] | 0 | [6 empty] | 0 | [6 empty] | 0 | [6 empty] | 0 | [6 empty] | 0
|  |  | 0 | 0 |  | 0 | 0 | 0 | 0 | 0 |  | 0 | 0 | 0 | 0 | 0 |  | 0 | 0 | 0 | 0 | 0 |  | 0 | 0 | 0 | 0 | 0 |  | 0 | 0 | 0 | 0 | 0 |  | 0 | 0 | 0 | 0 | 0 | [22 empty] | 0 | 0 | 0 | 0 | 0 | 0 |  | 0 | 0 | 0 | 0 | 0 | 0 |  | 0 | 0 | 0 | 0 | 0 | 0 |  | 0 | 0 | 0 | 0 | 0 | 0 |  | 0 | 0 | 0 | 0 | 0 | 0 |  | 0 | 0 | 0 | 0 | 0 | 0
| 132kV OHL Fittings and Conductors (Tower Lines) |  | 0 | 0 | C1 | 0 | 0 | 0 | 0 | 0 | 0 | 0 | 0 | 0 | 0 | 0 | 0 | 0 | 0 | 0 | 0 | 0 | 0 | 0 | 0 | 0 | 0 | 0 | 0 | 0 | 0 | 0 | 0 | 0 | 0 | 0 | 0 | 0 | 0 | 0 | 0 |  | 0 | C1 | 0 | 0 | 0 | 0 | 0 | C1 | 0 | 0 | 0 | 0 | 0 | C1 | [5 empty] | C1 | [5 empty] | 0 | [6 empty] | 0 | [6 empty] | 0 | [6 empty] | 0 | [6 empty] | 0 | [6 empty] | 0
|  |  | 0 | 0 | C2 | 0 | 0 | 0 | 0 | 0 | 0 | 0 | 0 | 0 | 0 | 0 | 0 | 0 | 0 | 0 | 0 | 0 | 0 | 0 | 0 | 0 | 0 | 0 | 0 | 0 | 0 | 0 | 0 | 0 | 0 | 0 | 0 | 0 | 0 | 0 | 0 |  |  | C2 | 0 | 0 | 0 | 0 | 0 | C2 | 0 | 0 | 0 | 0 | 0 | C2 | [5 empty] | C2 | [5 empty] | 0 | [6 empty] | 0 | [6 empty] | 0 | [6 empty] | 0 | [6 empty] | 0 | [6 empty] | 0
|  |  | 0 | 0 | C3 | 0 | 0 | 0 | 0 | 0 | 0 | 0 | 0 | 0 | 0 | 0 | 0 | 0 | 0 | 0 | 0 | 0 | 0 | 0 | 0 | 0 | 0 | 0 | 0 | 0 | 0 | 0 | 0 | 0 | 0 | 0 | 0 | 0 | 0 | 0 | 0 |  |  | C3 | 0 | 0 | 0 | 0 | 0 | C3 | 0 | 0 | 0 | 0 | 0 | C3 | [5 empty] | C3 | [5 empty] | 0 | [6 empty] | 0 | [6 empty] | 0 | [6 empty] | 0 | [6 empty] | 0 | [6 empty] | 0
|  |  | 0 | 0 | C4 | 0 | 0 | 0 | 0 | 0 | 0 | 0 | 0 | 0 | 0 | 0 | 0 | 0 | 0 | 0 | 0 | 0 | 0 | 0 | 0 | 0 | 0 | 0 | 0 | 0 | 0 | 0 | 0 | 0 | 0 | 0 | 0 | 0 | 0 | 0 | 0 |  |  | C4 | 0 | 0 | 0 | 0 | 0 | C4 | 0 | 0 | 0 | 0 | 0 | C4 | [5 empty] | C4 | [5 empty] | 0 | [6 empty] | 0 | [6 empty] | 0 | [6 empty] | 0 | [6 empty] | 0 | [6 empty] | 0
|  |  | 0 | 0 |  | 0 | 0 | 0 | 0 | 0 |  | 0 | 0 | 0 | 0 | 0 |  | 0 | 0 | 0 | 0 | 0 |  | 0 | 0 | 0 | 0 | 0 |  | 0 | 0 | 0 | 0 | 0 |  | 0 | 0 | 0 | 0 | 0 | [22 empty] | 0 | 0 | 0 | 0 | 0 | 0 |  | 0 | 0 | 0 | 0 | 0 | 0 |  | 0 | 0 | 0 | 0 | 0 | 0 |  | 0 | 0 | 0 | 0 | 0 | 0 |  | 0 | 0 | 0 | 0 | 0 | 0 |  | 0 | 0 | 0 | 0 | 0 | 0
| [Please insert new asset category as required] |  | 0 | 0 | C1 | 0 | 0 | 0 | 0 | 0 | 0 | 0 | 0 | 0 | 0 | 0 | 0 | 0 | 0 | 0 | 0 | 0 | 0 | 0 | 0 | 0 | 0 | 0 | 0 | 0 | 0 | 0 | 0 | 0 | 0 | 0 | 0 | 0 | 0 | 0 | 0 |  |  | C1 | 0 | 0 | 0 | 0 | 0 | C1 | 0 | 0 | 0 | 0 | 0 | C1 | [5 empty] | C1 | [5 empty] | 0 | [6 empty] | 0 | [6 empty] | 0 | [6 empty] | 0 | [6 empty] | 0 | [6 empty] | 0
|  |  | 0 | 0 | C2 | 0 | 0 | 0 | 0 | 0 | 0 | 0 | 0 | 0 | 0 | 0 | 0 | 0 | 0 | 0 | 0 | 0 | 0 | 0 | 0 | 0 | 0 | 0 | 0 | 0 | 0 | 0 | 0 | 0 | 0 | 0 | 0 | 0 | 0 | 0 | 0 |  |  | C2 | 0 | 0 | 0 | 0 | 0 | C2 | 0 | 0 | 0 | 0 | 0 | C2 | [5 empty] | C2 | [5 empty] | 0 | [6 empty] | 0 | [6 empty] | 0 | [6 empty] | 0 | [6 empty] | 0 | [6 empty] | 0
|  |  | 0 | 0 | C3 | 0 | 0 | 0 | 0 | 0 | 0 | 0 | 0 | 0 | 0 | 0 | 0 | 0 | 0 | 0 | 0 | 0 | 0 | 0 | 0 | 0 | 0 | 0 | 0 | 0 | 0 | 0 | 0 | 0 | 0 | 0 | 0 | 0 | 0 | 0 | 0 |  |  | C3 | 0 | 0 | 0 | 0 | 0 | C3 | 0 | 0 | 0 | 0 | 0 | C3 | [5 empty] | C3 | [5 empty] | 0 | [6 empty] | 0 | [6 empty] | 0 | [6 empty] | 0 | [6 empty] | 0 | [6 empty] | 0
|  |  | 0 | 0 | C4 | 0 | 0 | 0 | 0 | 0 | 0 | 0 | 0 | 0 | 0 | 0 | 0 | 0 | 0 | 0 | 0 | 0 | 0 | 0 | 0 | 0 | 0 | 0 | 0 | 0 | 0 | 0 | 0 | 0 | 0 | 0 | 0 | 0 | 0 | 0 | 0 |  |  | C4 | 0 | 0 | 0 | 0 | 0 | C4 | 0 | 0 | 0 | 0 | 0 | C4 | [5 empty] | C4 | [5 empty] | 0 | [6 empty] | 0 | [6 empty] | 0 | [6 empty] | 0 | [6 empty] | 0 | [6 empty] | 0
|  |  | 0 | 0 |  | 0 | 0 | 0 | 0 | 0 |  | 0 | 0 | 0 | 0 | 0 |  | 0 | 0 | 0 | 0 | 0 |  | 0 | 0 | 0 | 0 | 0 |  | 0 | 0 | 0 | 0 | 0 |  | 0 | 0 | 0 | 0 | 0 | [22 empty] | 0 | 0 | 0 | 0 | 0 | 0 |  | 0 | 0 | 0 | 0 | 0 | 0 |  | 0 | 0 | 0 | 0 | 0 | 0 |  | 0 | 0 | 0 | 0 | 0 | 0 |  | 0 | 0 | 0 | 0 | 0 | 0 |  | 0 | 0 | 0 | 0 | 0 | 0
| [Please insert new asset category as required] |  | 0 | 0 | C1 | 0 | 0 | 0 | 0 | 0 | 0 | 0 | 0 | 0 | 0 | 0 | 0 | 0 | 0 | 0 | 0 | 0 | 0 | 0 | 0 | 0 | 0 | 0 | 0 | 0 | 0 | 0 | 0 | 0 | 0 | 0 | 0 | 0 | 0 | 0 | 0 |  |  | C1 | 0 | 0 | 0 | 0 | 0 | C1 | 0 | 0 | 0 | 0 | 0 | C1 | [5 empty] | C1 | [5 empty] | 0 | [6 empty] | 0 | [6 empty] | 0 | [6 empty] | 0 | [6 empty] | 0 | [6 empty] | 0
|  |  | 0 | 0 | C2 | 0 | 0 | 0 | 0 | 0 | 0 | 0 | 0 | 0 | 0 | 0 | 0 | 0 | 0 | 0 | 0 | 0 | 0 | 0 | 0 | 0 | 0 | 0 | 0 | 0 | 0 | 0 | 0 | 0 | 0 | 0 | 0 | 0 | 0 | 0 | 0 |  |  | C2 | 0 | 0 | 0 | 0 | 0 | C2 | 0 | 0 | 0 | 0 | 0 | C2 | [5 empty] | C2 | [5 empty] | 0 | [6 empty] | 0 | [6 empty] | 0 | [6 empty] | 0 | [6 empty] | 0 | [6 empty] | 0
|  |  | 0 | 0 | C3 | 0 | 0 | 0 | 0 | 0 | 0 | 0 | 0 | 0 | 0 | 0 | 0 | 0 | 0 | 0 | 0 | 0 | 0 | 0 | 0 | 0 | 0 | 0 | 0 | 0 | 0 | 0 | 0 | 0 | 0 | 0 | 0 | 0 | 0 | 0 | 0 |  |  | C3 | 0 | 0 | 0 | 0 | 0 | C3 | 0 | 0 | 0 | 0 | 0 | C3 | [5 empty] | C3 | [5 empty] | 0 | [6 empty] | 0 | [6 empty] | 0 | [6 empty] | 0 | [6 empty] | 0 | [6 empty] | 0
|  |  | 0 | 0 | C4 | 0 | 0 | 0 | 0 | 0 | 0 | 0 | 0 | 0 | 0 | 0 | 0 | 0 | 0 | 0 | 0 | 0 | 0 | 0 | 0 | 0 | 0 | 0 | 0 | 0 | 0 | 0 | 0 | 0 | 0 | 0 | 0 | 0 | 0 | 0 | 0 |  |  | C4 | 0 | 0 | 0 | 0 | 0 | C4 | 0 | 0 | 0 | 0 | 0 | C4 | [5 empty] | C4 | [5 empty] | 0 | [6 empty] | 0 | [6 empty] | 0 | [6 empty] | 0 | [6 empty] | 0 | [6 empty] | 0
|  |  | 0 | 0 |  | 0 | 0 | 0 | 0 | 0 |  | 0 | 0 | 0 | 0 | 0 |  | 0 | 0 | 0 | 0 | 0 |  | 0 | 0 | 0 | 0 | 0 |  | 0 | 0 | 0 | 0 | 0 |  | 0 | 0 | 0 | 0 | 0 | [22 empty] | 0 | 0 | 0 | 0 | 0 | 0 |  | 0 | 0 | 0 | 0 | 0 | 0 |  | 0 | 0 | 0 | 0 | 0 | 0 |  | 0 | 0 | 0 | 0 | 0 | 0 |  | 0 | 0 | 0 | 0 | 0 | 0 |  | 0 | 0 | 0 | 0 | 0 | 0
| [Please insert new asset category as required] |  | 0 | 0 | C1 | 0 | 0 | 0 | 0 | 0 | 0 | 0 | 0 | 0 | 0 | 0 | 0 | 0 | 0 | 0 | 0 | 0 | 0 | 0 | 0 | 0 | 0 | 0 | 0 | 0 | 0 | 0 | 0 | 0 | 0 | 0 | 0 | 0 | 0 | 0 | 0 |  |  | C1 | 0 | 0 | 0 | 0 | 0 | C1 | 0 | 0 | 0 | 0 | 0 | C1 | [5 empty] | C1 | [5 empty] | 0 | [6 empty] | 0 | [6 empty] | 0 | [6 empty] | 0 | [6 empty] | 0 | [6 empty] | 0
|  |  | 0 | 0 | C2 | 0 | 0 | 0 | 0 | 0 | 0 | 0 | 0 | 0 | 0 | 0 | 0 | 0 | 0 | 0 | 0 | 0 | 0 | 0 | 0 | 0 | 0 | 0 | 0 | 0 | 0 | 0 | 0 | 0 | 0 | 0 | 0 | 0 | 0 | 0 | 0 |  |  | C2 | 0 | 0 | 0 | 0 | 0 | C2 | 0 | 0 | 0 | 0 | 0 | C2 | [5 empty] | C2 | [5 empty] | 0 | [6 empty] | 0 | [6 empty] | 0 | [6 empty] | 0 | [6 empty] | 0 | [6 empty] | 0
|  |  | 0 | 0 | C3 | 0 | 0 | 0 | 0 | 0 | 0 | 0 | 0 | 0 | 0 | 0 | 0 | 0 | 0 | 0 | 0 | 0 | 0 | 0 | 0 | 0 | 0 | 0 | 0 | 0 | 0 | 0 | 0 | 0 | 0 | 0 | 0 | 0 | 0 | 0 | 0 |  |  | C3 | 0 | 0 | 0 | 0 | 0 | C3 | 0 | 0 | 0 | 0 | 0 | C3 | [5 empty] | C3 | [5 empty] | 0 | [6 empty] | 0 | [6 empty] | 0 | [6 empty] | 0 | [6 empty] | 0 | [6 empty] | 0
|  |  | 0 | 0 | C4 | 0 | 0 | 0 | 0 | 0 | 0 | 0 | 0 | 0 | 0 | 0 | 0 | 0 | 0 | 0 | 0 | 0 | 0 | 0 | 0 | 0 | 0 | 0 | 0 | 0 | 0 | 0 | 0 | 0 | 0 | 0 | 0 | 0 | 0 | 0 | 0 |  |  | C4 | 0 | 0 | 0 | 0 | 0 | C4 | 0 | 0 | 0 | 0 | 0 | C4 | [5 empty] | C4 | [5 empty] | 0 | [6 empty] | 0 | [6 empty] | 0 | [6 empty] | 0 | [6 empty] | 0 | [6 empty] | 0
|  |  | 0 | 0 |  | 0 | 0 | 0 | 0 | 0 |  | 0 | 0 | 0 | 0 | 0 |  | 0 | 0 | 0 | 0 | 0 |  | 0 | 0 | 0 | 0 | 0 |  | 0 | 0 | 0 | 0 | 0 |  | 0 | 0 | 0 | 0 | 0 | [22 empty] | 0 | 0 | 0 | 0 | 0 | 0 |  | 0 | 0 | 0 | 0 | 0 | 0 |  | 0 | 0 | 0 | 0 | 0 | 0 |  | 0 | 0 | 0 | 0 | 0 | 0 |  | 0 | 0 | 0 | 0 | 0 | 0 |  | 0 | 0 | 0 | 0 | 0 | 0
| [Please insert new asset category as required] |  | 0 | 0 | C1 | 0 | 0 | 0 | 0 | 0 | 0 | 0 | 0 | 0 | 0 | 0 | 0 | 0 | 0 | 0 | 0 | 0 | 0 | 0 | 0 | 0 | 0 | 0 | 0 | 0 | 0 | 0 | 0 | 0 | 0 | 0 | 0 | 0 | 0 | 0 | 0 |  |  | C1 | 0 | 0 | 0 | 0 | 0 | C1 | 0 | 0 | 0 | 0 | 0 | C1 | [5 empty] | C1 | [5 empty] | 0 | [6 empty] | 0 | [6 empty] | 0 | [6 empty] | 0 | [6 empty] | 0 | [6 empty] | 0
|  |  | 0 | 0 | C2 | 0 | 0 | 0 | 0 | 0 | 0 | 0 | 0 | 0 | 0 | 0 | 0 | 0 | 0 | 0 | 0 | 0 | 0 | 0 | 0 | 0 | 0 | 0 | 0 | 0 | 0 | 0 | 0 | 0 | 0 | 0 | 0 | 0 | 0 | 0 | 0 |  |  | C2 | 0 | 0 | 0 | 0 | 0 | C2 | 0 | 0 | 0 | 0 | 0 | C2 | [5 empty] | C2 | [5 empty] | 0 | [6 empty] | 0 | [6 empty] | 0 | [6 empty] | 0 | [6 empty] | 0 | [6 empty] | 0
|  |  | 0 | 0 | C3 | 0 | 0 | 0 | 0 | 0 | 0 | 0 | 0 | 0 | 0 | 0 | 0 | 0 | 0 | 0 | 0 | 0 | 0 | 0 | 0 | 0 | 0 | 0 | 0 | 0 | 0 | 0 | 0 | 0 | 0 | 0 | 0 | 0 | 0 | 0 | 0 |  |  | C3 | 0 | 0 | 0 | 0 | 0 | C3 | 0 | 0 | 0 | 0 | 0 | C3 | [5 empty] | C3 | [5 empty] | 0 | [6 empty] | 0 | [6 empty] | 0 | [6 empty] | 0 | [6 empty] | 0 | [6 empty] | 0
|  |  | 0 | 0 | C4 | 0 | 0 | 0 | 0 | 0 | 0 | 0 | 0 | 0 | 0 | 0 | 0 | 0 | 0 | 0 | 0 | 0 | 0 | 0 | 0 | 0 | 0 | 0 | 0 | 0 | 0 | 0 | 0 | 0 | 0 | 0 | 0 | 0 | 0 | 0 | 0 |  |  | C4 | 0 | 0 | 0 | 0 | 0 | C4 | 0 | 0 | 0 | 0 | 0 | C4 | [5 empty] | C4 | [5 empty] | 0 | [6 empty] | 0 | [6 empty] | 0 | [6 empty] | 0 | [6 empty] | 0 | [6 empty] | 0
|  |  | 0 | 0 |  | 0 | 0 | 0 | 0 | 0 |  | 0 | 0 | 0 | 0 | 0 |  | 0 | 0 | 0 | 0 | 0 |  | 0 | 0 | 0 | 0 | 0 |  | 0 | 0 | 0 | 0 | 0 |  | 0 | 0 | 0 | 0 | 0 | [22 empty] | 0 | 0 | 0 | 0 | 0 | 0 |  | 0 | 0 | 0 | 0 | 0 | 0 |  | 0 | 0 | 0 | 0 | 0 | 0 |  | 0 | 0 | 0 | 0 | 0 | 0 |  | 0 | 0 | 0 | 0 | 0 | 0 |  | 0 | 0 | 0 | 0 | 0 | 0
| [Please insert new asset category as required] |  | 0 | 0 | C1 | 0 | 0 | 0 | 0 | 0 | 0 | 0 | 0 | 0 | 0 | 0 | 0 | 0 | 0 | 0 | 0 | 0 | 0 | 0 | 0 | 0 | 0 | 0 | 0 | 0 | 0 | 0 | 0 | 0 | 0 | 0 | 0 | 0 | 0 | 0 | 0 |  |  | C1 | 0 | 0 | 0 | 0 | 0 | C1 | 0 | 0 | 0 | 0 | 0 | C1 | [5 empty] | C1 | [5 empty] | 0 | [6 empty] | 0 | [6 empty] | 0 | [6 empty] | 0 | [6 empty] | 0 | [6 empty] | 0
|  |  | 0 | 0 | C2 | 0 | 0 | 0 | 0 | 0 | 0 | 0 | 0 | 0 | 0 | 0 | 0 | 0 | 0 | 0 | 0 | 0 | 0 | 0 | 0 | 0 | 0 | 0 | 0 | 0 | 0 | 0 | 0 | 0 | 0 | 0 | 0 | 0 | 0 | 0 | 0 |  |  | C2 | 0 | 0 | 0 | 0 | 0 | C2 | 0 | 0 | 0 | 0 | 0 | C2 | [5 empty] | C2 | [5 empty] | 0 | [6 empty] | 0 | [6 empty] | 0 | [6 empty] | 0 | [6 empty] | 0 | [6 empty] | 0
|  |  | 0 | 0 | C3 | 0 | 0 | 0 | 0 | 0 | 0 | 0 | 0 | 0 | 0 | 0 | 0 | 0 | 0 | 0 | 0 | 0 | 0 | 0 | 0 | 0 | 0 | 0 | 0 | 0 | 0 | 0 | 0 | 0 | 0 | 0 | 0 | 0 | 0 | 0 | 0 |  |  | C3 | 0 | 0 | 0 | 0 | 0 | C3 | 0 | 0 | 0 | 0 | 0 | C3 | [5 empty] | C3 | [5 empty] | 0 | [6 empty] | 0 | [6 empty] | 0 | [6 empty] | 0 | [6 empty] | 0 | [6 empty] | 0
|  |  | 0 | 0 | C4 | 0 | 0 | 0 | 0 | 0 | 0 | 0 | 0 | 0 | 0 | 0 | 0 | 0 | 0 | 0 | 0 | 0 | 0 | 0 | 0 | 0 | 0 | 0 | 0 | 0 | 0 | 0 | 0 | 0 | 0 | 0 | 0 | 0 | 0 | 0 | 0 |  |  | C4 | 0 | 0 | 0 | 0 | 0 | C4 | 0 | 0 | 0 | 0 | 0 | C4 | [5 empty] | C4 | [5 empty] | 0 | [6 empty] | 0 | [6 empty] | 0 | [6 empty] | 0 | [6 empty] | 0 | [6 empty] | 0
|  |  | 0 | 0 |  | 0 | 0 | 0 | 0 | 0 |  | 0 | 0 | 0 | 0 | 0 |  | 0 | 0 | 0 | 0 | 0 |  | 0 | 0 | 0 | 0 | 0 |  | 0 | 0 | 0 | 0 | 0 |  | 0 | 0 | 0 | 0 | 0 | [22 empty] | 0 | 0 | 0 | 0 | 0 | 0 |  | 0 | 0 | 0 | 0 | 0 | 0 |  | 0 | 0 | 0 | 0 | 0 | 0 |  | 0 | 0 | 0 | 0 | 0 | 0 |  | 0 | 0 | 0 | 0 | 0 | 0 |  | 0 | 0 | 0 | 0 | 0 | 0
[63 empty] | 0 | 0 | 0 | 0 | 0 | 0 |  | 0 | 0 | 0 | 0 | 0 | 0 |  | 0 | 0 | 0 | 0 | 0 | 0 |  | 0 | 0 | 0 | 0 | 0 | 0 |  | 0 | 0 | 0 | 0 | 0 | 0 |  | 0 | 0 | 0 | 0 | 0 | 0
| Other | [66 empty] | 0 | [6 empty] | 0 | [6 empty] | 0 | [6 empty] | 0 | [6 empty] | 0 | [6 empty] | 0
| Submarine Cables |  | 0 | 0 | C1 | 0 | 0 | 0 | 0 | 0 | 0 | 0 | 0 | 0 | 0 | 0 | 0 | 0 | 0 | 0 | 0 | 0 | 0 | 0 | 0 | 0 | 0 | 0 | 0 | 0 | 0 | 0 | 0 | 0 | 0 | 0 | 0 | 0 | 0 | 0 | 0 |  |  | C1 | 0 | 0 | 0 | 0 | 0 | C1 | 0 | 0 | 0 | 0 | 0 | C1 | [5 empty] | C1 | [5 empty] | 0 | [6 empty] | 0 | [6 empty] | 0 | [6 empty] | 0 | [6 empty] | 0 | [6 empty] | 0
|  |  | 0 | 0 | C2 | 0 | 0 | 0 | 0 | 0 | 0 | 0 | 0 | 0 | 0 | 0 | 0 | 0 | 0 | 0 | 0 | 0 | 0 | 0 | 0 | 0 | 0 | 0 | 0 | 0 | 0 | 0 | 0 | 0 | 0 | 0 | 0 | 0 | 0 | 0 | 0 |  |  | C2 | 0 | 0 | 0 | 0 | 0 | C2 | 0 | 0 | 0 | 0 | 0 | C2 | [5 empty] | C2 | [5 empty] | 0 | [6 empty] | 0 | [6 empty] | 0 | [6 empty] | 0 | [6 empty] | 0 | [6 empty] | 0
|  |  | 0 | 0 | C3 | 0 | 0 | 0 | 0 | 0 | 0 | 0 | 0 | 0 | 0 | 0 | 0 | 0 | 0 | 0 | 0 | 0 | 0 | 0 | 0 | 0 | 0 | 0 | 0 | 0 | 0 | 0 | 0 | 0 | 0 | 0 | 0 | 0 | 0 | 0 | 0 |  |  | C3 | 0 | 0 | 0 | 0 | 0 | C3 | 0 | 0 | 0 | 0 | 0 | C3 | [5 empty] | C3 | [5 empty] | 0 | [6 empty] | 0 | [6 empty] | 0 | [6 empty] | 0 | [6 empty] | 0 | [6 empty] | 0
|  |  | 0 | 0 | C4 | 0 | 0 | 0 | 0 | 0 | 0 | 0 | 0 | 0 | 0 | 0 | 0 | 0 | 0 | 0 | 0 | 0 | 0 | 0 | 0 | 0 | 0 | 0 | 0 | 0 | 0 | 0 | 0 | 0 | 0 | 0 | 0 | 0 | 0 | 0 | 0 |  |  | C4 | 0 | 0 | 0 | 0 | 0 | C4 | 0 | 0 | 0 | 0 | 0 | C4 | [5 empty] | C4 | [5 empty] | 0 | [6 empty] | 0 | [6 empty] | 0 | [6 empty] | 0 | [6 empty] | 0 | [6 empty] | 0
|  |  | 0 | 0 |  | 0 | 0 | 0 | 0 | 0 |  | 0 | 0 | 0 | 0 | 0 |  | 0 | 0 | 0 | 0 | 0 |  | 0 | 0 | 0 | 0 | 0 |  | 0 | 0 | 0 | 0 | 0 |  | 0 | 0 | 0 | 0 | 0 | [22 empty] | 0 | 0 | 0 | 0 | 0 | 0 |  | 0 | 0 | 0 | 0 | 0 | 0 |  | 0 | 0 | 0 | 0 | 0 | 0 |  | 0 | 0 | 0 | 0 | 0 | 0 |  | 0 | 0 | 0 | 0 | 0 | 0 |  | 0 | 0 | 0 | 0 | 0 | 0
| [Please insert new asset category as required] |  | 0 | 0 | C1 | 0 | 0 | 0 | 0 | 0 | 0 | 0 | 0 | 0 | 0 | 0 | 0 | 0 | 0 | 0 | 0 | 0 | 0 | 0 | 0 | 0 | 0 | 0 | 0 | 0 | 0 | 0 | 0 | 0 | 0 | 0 | 0 | 0 | 0 | 0 | 0 |  |  | C1 | 0 | 0 | 0 | 0 | 0 | C1 | 0 | 0 | 0 | 0 | 0 | C1 | [5 empty] | C1 | [5 empty] | 0 | [6 empty] | 0 | [6 empty] | 0 | [6 empty] | 0 | [6 empty] | 0 | [6 empty] | 0
|  |  | 0 | 0 | C2 | 0 | 0 | 0 | 0 | 0 | 0 | 0 | 0 | 0 | 0 | 0 | 0 | 0 | 0 | 0 | 0 | 0 | 0 | 0 | 0 | 0 | 0 | 0 | 0 | 0 | 0 | 0 | 0 | 0 | 0 | 0 | 0 | 0 | 0 | 0 | 0 |  |  | C2 | 0 | 0 | 0 | 0 | 0 | C2 | 0 | 0 | 0 | 0 | 0 | C2 | [5 empty] | C2 | [5 empty] | 0 | [6 empty] | 0 | [6 empty] | 0 | [6 empty] | 0 | [6 empty] | 0 | [6 empty] | 0
|  |  | 0 | 0 | C3 | 0 | 0 | 0 | 0 | 0 | 0 | 0 | 0 | 0 | 0 | 0 | 0 | 0 | 0 | 0 | 0 | 0 | 0 | 0 | 0 | 0 | 0 | 0 | 0 | 0 | 0 | 0 | 0 | 0 | 0 | 0 | 0 | 0 | 0 | 0 | 0 |  |  | C3 | 0 | 0 | 0 | 0 | 0 | C3 | 0 | 0 | 0 | 0 | 0 | C3 | [5 empty] | C3 | [5 empty] | 0 | [6 empty] | 0 | [6 empty] | 0 | [6 empty] | 0 | [6 empty] | 0 | [6 empty] | 0
|  |  | 0 | 0 | C4 | 0 | 0 | 0 | 0 | 0 | 0 | 0 | 0 | 0 | 0 | 0 | 0 | 0 | 0 | 0 | 0 | 0 | 0 | 0 | 0 | 0 | 0 | 0 | 0 | 0 | 0 | 0 | 0 | 0 | 0 | 0 | 0 | 0 | 0 | 0 | 0 |  |  | C4 | 0 | 0 | 0 | 0 | 0 | C4 | 0 | 0 | 0 | 0 | 0 | C4 | [5 empty] | C4 | [5 empty] | 0 | [6 empty] | 0 | [6 empty] | 0 | [6 empty] | 0 | [6 empty] | 0 | [6 empty] | 0
|  |  | 0 | 0 |  | 0 | 0 | 0 | 0 | 0 |  | 0 | 0 | 0 | 0 | 0 |  | 0 | 0 | 0 | 0 | 0 |  | 0 | 0 | 0 | 0 | 0 |  | 0 | 0 | 0 | 0 | 0 |  | 0 | 0 | 0 | 0 | 0 | [22 empty] | 0 | 0 | 0 | 0 | 0 | 0 |  | 0 | 0 | 0 | 0 | 0 | 0 |  | 0 | 0 | 0 | 0 | 0 | 0 |  | 0 | 0 | 0 | 0 | 0 | 0 |  | 0 | 0 | 0 | 0 | 0 | 0 |  | 0 | 0 | 0 | 0 | 0 | 0
| [Please insert new asset category as required] |  | 0 | 0 | C1 | 0 | 0 | 0 | 0 | 0 | 0 | 0 | 0 | 0 | 0 | 0 | 0 | 0 | 0 | 0 | 0 | 0 | 0 | 0 | 0 | 0 | 0 | 0 | 0 | 0 | 0 | 0 | 0 | 0 | 0 | 0 | 0 | 0 | 0 | 0 | 0 |  |  | C1 | 0 | 0 | 0 | 0 | 0 | C1 | 0 | 0 | 0 | 0 | 0 | C1 | [5 empty] | C1 | [5 empty] | 0 | [6 empty] | 0 | [6 empty] | 0 | [6 empty] | 0 | [6 empty] | 0 | [6 empty] | 0
|  |  | 0 | 0 | C2 | 0 | 0 | 0 | 0 | 0 | 0 | 0 | 0 | 0 | 0 | 0 | 0 | 0 | 0 | 0 | 0 | 0 | 0 | 0 | 0 | 0 | 0 | 0 | 0 | 0 | 0 | 0 | 0 | 0 | 0 | 0 | 0 | 0 | 0 | 0 | 0 |  |  | C2 | 0 | 0 | 0 | 0 | 0 | C2 | 0 | 0 | 0 | 0 | 0 | C2 | [5 empty] | C2 | [5 empty] | 0 | [6 empty] | 0 | [6 empty] | 0 | [6 empty] | 0 | [6 empty] | 0 | [6 empty] | 0
|  |  | 0 | 0 | C3 | 0 | 0 | 0 | 0 | 0 | 0 | 0 | 0 | 0 | 0 | 0 | 0 | 0 | 0 | 0 | 0 | 0 | 0 | 0 | 0 | 0 | 0 | 0 | 0 | 0 | 0 | 0 | 0 | 0 | 0 | 0 | 0 | 0 | 0 | 0 | 0 |  |  | C3 | 0 | 0 | 0 | 0 | 0 | C3 | 0 | 0 | 0 | 0 | 0 | C3 | [5 empty] | C3 | [5 empty] | 0 | [6 empty] | 0 | [6 empty] | 0 | [6 empty] | 0 | [6 empty] | 0 | [6 empty] | 0
|  |  | 0 | 0 | C4 | 0 | 0 | 0 | 0 | 0 | 0 | 0 | 0 | 0 | 0 | 0 | 0 | 0 | 0 | 0 | 0 | 0 | 0 | 0 | 0 | 0 | 0 | 0 | 0 | 0 | 0 | 0 | 0 | 0 | 0 | 0 | 0 | 0 | 0 | 0 | 0 |  |  | C4 | 0 | 0 | 0 | 0 | 0 | C4 | 0 | 0 | 0 | 0 | 0 | C4 | [5 empty] | C4 | [5 empty] | 0 | [6 empty] | 0 | [6 empty] | 0 | [6 empty] | 0 | [6 empty] | 0 | [6 empty] | 0
|  |  | 0 | 0 |  | 0 | 0 | 0 | 0 | 0 |  | 0 | 0 | 0 | 0 | 0 |  | 0 | 0 | 0 | 0 | 0 |  | 0 | 0 | 0 | 0 | 0 |  | 0 | 0 | 0 | 0 | 0 |  | 0 | 0 | 0 | 0 | 0 | [22 empty] | 0 | 0 | 0 | 0 | 0 | 0 |  | 0 | 0 | 0 | 0 | 0 | 0 |  | 0 | 0 | 0 | 0 | 0 | 0 |  | 0 | 0 | 0 | 0 | 0 | 0 |  | 0 | 0 | 0 | 0 | 0 | 0 |  | 0 | 0 | 0 | 0 | 0 | 0
| [Please insert new asset category as required] |  | 0 | 0 | C1 | 0 | 0 | 0 | 0 | 0 | 0 | 0 | 0 | 0 | 0 | 0 | 0 | 0 | 0 | 0 | 0 | 0 | 0 | 0 | 0 | 0 | 0 | 0 | 0 | 0 | 0 | 0 | 0 | 0 | 0 | 0 | 0 | 0 | 0 | 0 | 0 |  |  | C1 | 0 | 0 | 0 | 0 | 0 | C1 | 0 | 0 | 0 | 0 | 0 | C1 | [5 empty] | C1 | [5 empty] | 0 | [6 empty] | 0 | [6 empty] | 0 | [6 empty] | 0 | [6 empty] | 0 | [6 empty] | 0
|  |  | 0 | 0 | C2 | 0 | 0 | 0 | 0 | 0 | 0 | 0 | 0 | 0 | 0 | 0 | 0 | 0 | 0 | 0 | 0 | 0 | 0 | 0 | 0 | 0 | 0 | 0 | 0 | 0 | 0 | 0 | 0 | 0 | 0 | 0 | 0 | 0 | 0 | 0 | 0 |  |  | C2 | 0 | 0 | 0 | 0 | 0 | C2 | 0 | 0 | 0 | 0 | 0 | C2 | [5 empty] | C2 | [5 empty] | 0 | [6 empty] | 0 | [6 empty] | 0 | [6 empty] | 0 | [6 empty] | 0 | [6 empty] | 0
|  |  | 0 | 0 | C3 | 0 | 0 | 0 | 0 | 0 | 0 | 0 | 0 | 0 | 0 | 0 | 0 | 0 | 0 | 0 | 0 | 0 | 0 | 0 | 0 | 0 | 0 | 0 | 0 | 0 | 0 | 0 | 0 | 0 | 0 | 0 | 0 | 0 | 0 | 0 | 0 |  |  | C3 | 0 | 0 | 0 | 0 | 0 | C3 | 0 | 0 | 0 | 0 | 0 | C3 | [5 empty] | C3 | [5 empty] | 0 | [6 empty] | 0 | [6 empty] | 0 | [6 empty] | 0 | [6 empty] | 0 | [6 empty] | 0
|  |  | 0 | 0 | C4 | 0 | 0 | 0 | 0 | 0 | 0 | 0 | 0 | 0 | 0 | 0 | 0 | 0 | 0 | 0 | 0 | 0 | 0 | 0 | 0 | 0 | 0 | 0 | 0 | 0 | 0 | 0 | 0 | 0 | 0 | 0 | 0 | 0 | 0 | 0 | 0 |  |  | C4 | 0 | 0 | 0 | 0 | 0 | C4 | 0 | 0 | 0 | 0 | 0 | C4 | [5 empty] | C4 | [5 empty] | 0 | [6 empty] | 0 | [6 empty] | 0 | [6 empty] | 0 | [6 empty] | 0 | [6 empty] | 0
|  |  | 0 | 0 |  | 0 | 0 | 0 | 0 | 0 |  | 0 | 0 | 0 | 0 | 0 |  | 0 | 0 | 0 | 0 | 0 |  | 0 | 0 | 0 | 0 | 0 |  | 0 | 0 | 0 | 0 | 0 |  | 0 | 0 | 0 | 0 | 0 | [22 empty] | 0 | 0 | 0 | 0 | 0 | 0 |  | 0 | 0 | 0 | 0 | 0 | 0 |  | 0 | 0 | 0 | 0 | 0 | 0 |  | 0 | 0 | 0 | 0 | 0 | 0 |  | 0 | 0 | 0 | 0 | 0 | 0 |  | 0 | 0 | 0 | 0 | 0 | 0
| [Please insert new asset category as required] |  | 0 | 0 | C1 | 0 | 0 | 0 | 0 | 0 | 0 | 0 | 0 | 0 | 0 | 0 | 0 | 0 | 0 | 0 | 0 | 0 | 0 | 0 | 0 | 0 | 0 | 0 | 0 | 0 | 0 | 0 | 0 | 0 | 0 | 0 | 0 | 0 | 0 | 0 | 0 |  |  | C1 | 0 | 0 | 0 | 0 | 0 | C1 | 0 | 0 | 0 | 0 | 0 | C1 | [5 empty] | C1 | [5 empty] | 0 | [6 empty] | 0 | [6 empty] | 0 | [6 empty] | 0 | [6 empty] | 0 | [6 empty] | 0
|  |  | 0 | 0 | C2 | 0 | 0 | 0 | 0 | 0 | 0 | 0 | 0 | 0 | 0 | 0 | 0 | 0 | 0 | 0 | 0 | 0 | 0 | 0 | 0 | 0 | 0 | 0 | 0 | 0 | 0 | 0 | 0 | 0 | 0 | 0 | 0 | 0 | 0 | 0 | 0 |  |  | C2 | 0 | 0 | 0 | 0 | 0 | C2 | 0 | 0 | 0 | 0 | 0 | C2 | [5 empty] | C2 | [5 empty] | 0 | [6 empty] | 0 | [6 empty] | 0 | [6 empty] | 0 | [6 empty] | 0 | [6 empty] | 0
|  |  | 0 | 0 | C3 | 0 | 0 | 0 | 0 | 0 | 0 | 0 | 0 | 0 | 0 | 0 | 0 | 0 | 0 | 0 | 0 | 0 | 0 | 0 | 0 | 0 | 0 | 0 | 0 | 0 | 0 | 0 | 0 | 0 | 0 | 0 | 0 | 0 | 0 | 0 | 0 |  |  | C3 | 0 | 0 | 0 | 0 | 0 | C3 | 0 | 0 | 0 | 0 | 0 | C3 | [5 empty] | C3 | [5 empty] | 0 | [6 empty] | 0 | [6 empty] | 0 | [6 empty] | 0 | [6 empty] | 0 | [6 empty] | 0
|  |  | 0 | 0 | C4 | 0 | 0 | 0 | 0 | 0 | 0 | 0 | 0 | 0 | 0 | 0 | 0 | 0 | 0 | 0 | 0 | 0 | 0 | 0 | 0 | 0 | 0 | 0 | 0 | 0 | 0 | 0 | 0 | 0 | 0 | 0 | 0 | 0 | 0 | 0 | 0 |  |  | C4 | 0 | 0 | 0 | 0 | 0 | C4 | 0 | 0 | 0 | 0 | 0 | C4 | [5 empty] | C4 | [5 empty] | 0 | [6 empty] | 0 | [6 empty] | 0 | [6 empty] | 0 | [6 empty] | 0 | [6 empty] | 0
|  |  | 0 | 0 |  | 0 | 0 | 0 | 0 | 0 |  | 0 | 0 | 0 | 0 | 0 |  | 0 | 0 | 0 | 0 | 0 |  | 0 | 0 | 0 | 0 | 0 |  | 0 | 0 | 0 | 0 | 0 |  | 0 | 0 | 0 | 0 | 0 | [22 empty] | 0 | 0 | 0 | 0 | 0 | 0 |  | 0 | 0 | 0 | 0 | 0 | 0 |  | 0 | 0 | 0 | 0 | 0 | 0 |  | 0 | 0 | 0 | 0 | 0 | 0 |  | 0 | 0 | 0 | 0 | 0 | 0 |  | 0 | 0 | 0 | 0 | 0 | 0
| [Please insert new asset category as required] |  | 0 | 0 | C1 | 0 | 0 | 0 | 0 | 0 | 0 | 0 | 0 | 0 | 0 | 0 | 0 | 0 | 0 | 0 | 0 | 0 | 0 | 0 | 0 | 0 | 0 | 0 | 0 | 0 | 0 | 0 | 0 | 0 | 0 | 0 | 0 | 0 | 0 | 0 | 0 |  |  | C1 | 0 | 0 | 0 | 0 | 0 | C1 | 0 | 0 | 0 | 0 | 0 | C1 | [5 empty] | C1 | [5 empty] | 0 | [6 empty] | 0 | [6 empty] | 0 | [6 empty] | 0 | [6 empty] | 0 | [6 empty] | 0
|  |  | 0 | 0 | C2 | 0 | 0 | 0 | 0 | 0 | 0 | 0 | 0 | 0 | 0 | 0 | 0 | 0 | 0 | 0 | 0 | 0 | 0 | 0 | 0 | 0 | 0 | 0 | 0 | 0 | 0 | 0 | 0 | 0 | 0 | 0 | 0 | 0 | 0 | 0 | 0 |  |  | C2 | 0 | 0 | 0 | 0 | 0 | C2 | 0 | 0 | 0 | 0 | 0 | C2 | [5 empty] | C2 | [5 empty] | 0 | [6 empty] | 0 | [6 empty] | 0 | [6 empty] | 0 | [6 empty] | 0 | [6 empty] | 0
|  |  | 0 | 0 | C3 | 0 | 0 | 0 | 0 | 0 | 0 | 0 | 0 | 0 | 0 | 0 | 0 | 0 | 0 | 0 | 0 | 0 | 0 | 0 | 0 | 0 | 0 | 0 | 0 | 0 | 0 | 0 | 0 | 0 | 0 | 0 | 0 | 0 | 0 | 0 | 0 |  |  | C3 | 0 | 0 | 0 | 0 | 0 | C3 | 0 | 0 | 0 | 0 | 0 | C3 | [5 empty] | C3 | [5 empty] | 0 | [6 empty] | 0 | [6 empty] | 0 | [6 empty] | 0 | [6 empty] | 0 | [6 empty] | 0
|  |  | 0 | 0 | C4 | 0 | 0 | 0 | 0 | 0 | 0 | 0 | 0 | 0 | 0 | 0 | 0 | 0 | 0 | 0 | 0 | 0 | 0 | 0 | 0 | 0 | 0 | 0 | 0 | 0 | 0 | 0 | 0 | 0 | 0 | 0 | 0 | 0 | 0 | 0 | 0 |  |  | C4 | 0 | 0 | 0 | 0 | 0 | C4 | 0 | 0 | 0 | 0 | 0 | C4 | [5 empty] | C4 | [5 empty] | 0 | [6 empty] | 0 | [6 empty] | 0 | [6 empty] | 0 | [6 empty] | 0 | [6 empty] | 0
|  |  | 0 | 0 |  | 0 | 0 | 0 | 0 | 0 |  | 0 | 0 | 0 | 0 | 0 |  | 0 | 0 | 0 | 0 | 0 |  | 0 | 0 | 0 | 0 | 0 |  | 0 | 0 | 0 | 0 | 0 |  | 0 | 0 | 0 | 0 | 0 | [22 empty] | 0 | 0 | 0 | 0 | 0 | 0 |  | 0 | 0 | 0 | 0 | 0 | 0 |  | 0 | 0 | 0 | 0 | 0 | 0 |  | 0 | 0 | 0 | 0 | 0 | 0 |  | 0 | 0 | 0 | 0 | 0 | 0 |  | 0 | 0 | 0 | 0 | 0 | 0
[63 empty] | 0 | 0 | 0 | 0 | 0 | 0 |  | 0 | 0 | 0 | 0 | 0 | 0 |  | 0 | 0 | 0 | 0 | 0 | 0 |  | 0 | 0 | 0 | 0 | 0 | 0 |  | 0 | 0 | 0 | 0 | 0 | 0 |  | 0 | 0 | 0 | 0 | 0 | 0
| TOTAL |  | 335500.9305 | 335500.9305 |  | 63278.8404 | 93451.0022 | 81544.1795 | 33365.6768 | 63861.2317 |  | 49931.8404 | 94866.0022 | 77407.1795 | 40602.6768 | 73582.2317 |  | 0 | 0 | 0 | 0 | 0 |  | 53128.8041 | 82989.1806 | 78324.3232 | 42444.733 | 78618.8897 |  | 0 | 0 | 0 | 0 | 0 |  | 51944.8331 | 65325.4934 | 75231.5795 | 39897.2997 | 103104.7249 |  |  |  |  | 0 | 0 | 0 | 0 | 0 |  | 0 | 0 | 0 | 0 | 0 | [7 empty] | 597377.572 | 2171964.6932 | 2722038.5723 | 3136781.269 | 8744317.3841 | 17372479.4906 |  | 742834.9915 | 2146356.1139 | 2812835.8654 | 2715359.3042 | 7430132.845 | 15847519.1199 |  | 622418.5163 | 1921720.6417 | 2618741.1751 | 3393102.5113 | 9708859.3163 | 18264842.1607 |  | 622418.5163 | 1921720.6417 | 2618741.1751 | 3393102.5113 | 9708859.3163 | 18264842.1607 |  | 591367.995 | 1564951.9766 | 2441155.5197 | 3055378.609 | 13610838.8965 | 21263692.9968 |  | 591367.995 | 1564951.9766 | 2441155.5197 | 3055378.609 | 13610838.8965 | 21263692.9968
Health Index Definitions
|  |  | HI1 | New or as new | [57 empty] | LV Network | 70742.6358 | 114711.166 | 167644.3247 | 232612.7848 | 3965657.9569 | 4551368.8682 | LV Network | 99741.5426 | 111321.3099 | 162554.992 | 223317.0567 | 3647606.0341 | 4244540.9353 | LV Network | 96269.9427 | 101905.438 | 163348.0044 | 204605.3522 | 3780485.7999 | 4346614.5371 | LV Network | 96269.9427 | 101905.438 | 163348.0044 | 204605.3522 | 3780485.7999 | 4346614.5371 | LV Network | 91132.0083 | 83182.1269 | 164394.4796 | 174229.5481 | 4011205.9786 | 4524144.1414 | LV Network | 91132.0083 | 83182.1269 | 164394.4796 | 174229.5481 | 4011205.9786 | 4524144.1414
|  |  | HI2 | Good or seviceable condition | [57 empty] | HV Network | 373150.0865 | 1439413.0346 | 1616756.774 | 2059258.1953 | 3601409.2437 | 9089987.3341 | HV Network | 443202.6827 | 1426436.468 | 1724580.2048 | 1741686.3433 | 2924270.8809 | 8260176.5797 | HV Network | 364178.339 | 1295033.0996 | 1604177.6712 | 2121922.1843 | 4425620.5735 | 9810931.8676 | HV Network | 364178.339 | 1295033.0996 | 1604177.6712 | 2121922.1843 | 4425620.5735 | 9810931.8676 | HV Network | 328967.4361 | 1102189.8175 | 1472952.786 | 1970111.8456 | 6850125.6579 | 11724347.5431 | HV Network | 328967.4361 | 1102189.8175 | 1472952.786 | 1970111.8456 | 6850125.6579 | 11724347.5431
|  |  | HI3 | Deterioration requires assessment and monitoring | [57 empty] | EHV Network | 153484.8497 | 617840.4926 | 937637.4737 | 844910.2889 | 1177250.1835 | 3731123.2883 | EHV Network | 199890.7662 | 608598.336 | 925700.6686 | 750355.9041 | 858255.93 | 3342801.6049 | EHV Network | 161970.2347 | 524782.1041 | 851215.4996 | 1066574.9747 | 1502752.9428 | 4107295.756 | EHV Network | 161970.2347 | 524782.1041 | 851215.4996 | 1066574.9747 | 1502752.9428 | 4107295.756 | EHV Network | 171268.5507 | 379580.0322 | 803808.2541 | 911037.2153 | 2749507.26 | 5015201.3123 | EHV Network | 171268.5507 | 379580.0322 | 803808.2541 | 911037.2153 | 2749507.26 | 5015201.3123
|  |  | HI4 | Material deterioration, intervention requires consideration | [57 empty] | 132kV Network | 0 | 0 | 0 | 0 | 0 | 0 | 132kV Network | 0 | 0 | 0 | 0 | 0 | 0 | 132kV Network | 0 | 0 | 0 | 0 | 0 | 0 | 132kV Network | 0 | 0 | 0 | 0 | 0 | 0 | 132kV Network | 0 | 0 | 0 | 0 | 0 | 0 | 132kV Network | 0 | 0 | 0 | 0 | 0 | 0
|  |  | HI5 | End of serviceable life, intervention required | [57 empty] | Other | 0 | 0 | 0 | 0 | 0 | 0 | Other | 0 | 0 | 0 | 0 | 0 | 0 | Other | 0 | 0 | 0 | 0 | 0 | 0 | Other | 0 | 0 | 0 | 0 | 0 | 0 | Other | 0 | 0 | 0 | 0 | 0 | 0 | Other | 0 | 0 | 0 | 0 | 0 | 0
[62 empty] | Total | 597377.572 | 2171964.6932 | 2722038.5723 | 3136781.269 | 8744317.3841 | 17372479.4906 | Total | 742834.9915 | 2146356.1139 | 2812835.8654 | 2715359.3042 | 7430132.845 | 15847519.1199 | Total | 622418.5163 | 1921720.6417 | 2618741.1751 | 3393102.5113 | 9708859.3163 | 18264842.1607 | Total | 622418.5163 | 1921720.6417 | 2618741.1751 | 3393102.5113 | 9708859.3163 | 18264842.1607 | Total | 591367.995 | 1564951.9766 | 2441155.5197 | 3055378.609 | 13610838.8965 | 21263692.9968 | Total | 591367.995 | 1564951.9766 | 2441155.5197 | 3055378.609 | 13610838.8965 | 21263692.9968
Criticality Index Definitions
|  |  | C1 | Low criticality
|  |  | C2 | Average criticality
|  |  | C3 | High criticality
|  |  | C4 | Very high criticality

## SPD - Average Cons. of Failure
Secondary deliverables RIIO-ED1 - Average Consequence of Asset Failure
SPD
Price base (2012/13)
| ASSET CATEGORIES | RIIO-ED1 period |  |  |  |  | ASSET CATEGORIES | RIIO-ED1 period
|  | Network Performance | Safety | Environmental | Financial consequence of repair/ replacement | Average Consequence of Asset Failure |  | Network Performance | Safety | Environmental | Financial consequence of repair/ replacement | Average Consequence of Asset Failure
| LV Network | [5 empty] | LV Network
| LV Switchgear and Other | 0 | 0 | 0 | 0 | 0 | LV Switchgear and Other |  |  |  |  | 0
| LV UGB | 0 | 0 | 0 | 0 | 0 | LV UGB |  |  |  |  | 0
| LV OHL Support | 2492.1595 | 5587.4461 | 0 | 370 | 8449.6056 | LV OHL Support | 2492.1595 | 5587.4461 |  | 370 | 8449.6056
| [Please insert new asset category as required] | 0 | 0 | 0 | 0 | 0 | [Please insert new asset category as required]
| [Please insert new asset category as required] | 0 | 0 | 0 | 0 | 0 | [Please insert new asset category as required]
| [Please insert new asset category as required] | 0 | 0 | 0 | 0 | 0 | [Please insert new asset category as required]
| [Please insert new asset category as required] | 0 | 0 | 0 | 0 | 0 | [Please insert new asset category as required]
| [Please insert new asset category as required] | 0 | 0 | 0 | 0 | 0 | [Please insert new asset category as required]
| HV Network | [5 empty] | HV Network
| HV Switchgear (GM) - Primary | 34094.9486 | 8633.436 | 324.8152 | 6144.5886 | 49197.7884 | HV Switchgear (GM) - Primary | 34094.9486 | 8633.436 | 324.8152 | 6144.5886 | 49197.7884
| HV Switchgear (GM) - Distribution | 11236.0735 | 10335.4145 | 194.016 | 1230 | 22995.504 | HV Switchgear (GM) - Distribution | 11236.0735 | 10335.4145 | 194.016 | 1230 | 22995.504
| HV Transformer (GM) | 8234.9416 | 5144.0399 | 1354.3373 | 1230 | 15963.3188 | HV Transformer (GM) | 8234.9416 | 5144.0399 | 1354.3373 | 1230 | 15963.3188
| HV UG Cable | 0 | 0 | 0 | 0 | 0 | HV UG Cable |  |  |  |  | 0
| HV OHL Support - Poles | 1057.1654 | 5358.5112 | 0 | 1750 | 8165.6766 | HV OHL Support - Poles | 1057.1654 | 5358.5112 |  | 1750 | 8165.6766
| [Please insert new asset category as required] | 0 | 0 | 0 | 0 | 0 | [Please insert new asset category as required]
| [Please insert new asset category as required] | 0 | 0 | 0 | 0 | 0 | [Please insert new asset category as required]
| [Please insert new asset category as required] | 0 | 0 | 0 | 0 | 0 | [Please insert new asset category as required]
| [Please insert new asset category as required] | 0 | 0 | 0 | 0 | 0 | [Please insert new asset category as required]
| [Please insert new asset category as required] | 0 | 0 | 0 | 0 | 0 | [Please insert new asset category as required]
| EHV Network | [5 empty] | EHV Network
| EHV Switchgear (GM) | 111225.6269 | 4877.7692 | 620.1763 | 18480 | 135203.5723 | EHV Switchgear (GM) | 111225.6269 | 4877.7692 | 620.1763 | 18480 | 135203.5723
| EHV Transformer | 27819.1414 | 8111.1111 | 24391.8648 | 18480 | 78802.1173 | EHV Transformer | 27819.1414 | 8111.1111 | 24391.8648 | 18480 | 78802.1173
| EHV UG Cable (Gas) | 0 | 0 | 0 | 0 | 0 | EHV UG Cable (Gas) |  |  |  |  | 0
| EHV UG Cable (Oil) | 26894.7641 | 5600 | 1591.2193 | 8310 | 42395.9834 | EHV UG Cable (Oil) | 26894.7641 | 5600 | 1591.2193 | 8310 | 42395.9834
| EHV UG Cable (Non Pressurised) | 0 | 0 | 0 | 0 | 0 | EHV UG Cable (Non Pressurised) |  |  |  |  | 0
| EHV OHL Support - Towers | 0 | 0 | 0 | 0 | 0 | EHV OHL Support - Towers |  |  |  |  | 0
| EHV OHL Support - Poles | 31707.8986 | 5234.0351 | 0 | 2190 | 39131.9337 | EHV OHL Support - Poles | 31707.8986 | 5234.0351 |  | 2190 | 39131.9337
| EHV OHL Fittings and Conductors (Tower Lines) | 0 | 0 | 0 | 0 | 0 | EHV OHL Fittings and Conductors (Tower Lines) |  |  |  |  | 0
| [Please insert new asset category as required] | 0 | 0 | 0 | 0 | 0 | [Please insert new asset category as required]
| [Please insert new asset category as required] | 0 | 0 | 0 | 0 | 0 | [Please insert new asset category as required]
| [Please insert new asset category as required] | 0 | 0 | 0 | 0 | 0 | [Please insert new asset category as required]
| [Please insert new asset category as required] | 0 | 0 | 0 | 0 | 0 | [Please insert new asset category as required]
| [Please insert new asset category as required] | 0 | 0 | 0 | 0 | 0 | [Please insert new asset category as required]
| 132kV Network | [5 empty] | 132kV Network
| 132kV CBs | 0 | 0 | 0 | 0 | 0 | 132kV CBs |  |  |  |  | 0
| 132kV Transformer | 0 | 0 | 0 | 0 | 0 | 132kV Transformer |  |  |  |  | 0
| 132kV UG Cable (Gas) | 0 | 0 | 0 | 0 | 0 | 132kV UG Cable (Gas) |  |  |  |  | 0
| 132kV UG Cable (Oil) | 0 | 0 | 0 | 0 | 0 | 132kV UG Cable (Oil) |  |  |  |  | 0
| 132kV UG Cable (Non Pressurised) | 0 | 0 | 0 | 0 | 0 | 132kV UG Cable (Non Pressurised) |  |  |  |  | 0
| 132kV OHL Support - Tower | 0 | 0 | 0 | 0 | 0 | 132kV OHL Support - Tower |  |  |  |  | 0
| 132kV OHL Fittings and Conductors (Tower Lines) | 0 | 0 | 0 | 0 | 0 | 132kV OHL Fittings and Conductors (Tower Lines) |  |  |  |  | 0
| [Please insert new asset category as required] | 0 | 0 | 0 | 0 | 0 | [Please insert new asset category as required]
| [Please insert new asset category as required] | 0 | 0 | 0 | 0 | 0 | [Please insert new asset category as required]
| [Please insert new asset category as required] | 0 | 0 | 0 | 0 | 0 | [Please insert new asset category as required]
| [Please insert new asset category as required] | 0 | 0 | 0 | 0 | 0 | [Please insert new asset category as required]
| [Please insert new asset category as required] | 0 | 0 | 0 | 0 | 0 | [Please insert new asset category as required]
| Other | [5 empty] | Other
| Submarine Cables | 0 | 0 | 0 | 0 | 0 | Submarine Cables
| [Please insert new asset category as required] | 0 | 0 | 0 | 0 | 0 | [Please insert new asset category as required]
| [Please insert new asset category as required] | 0 | 0 | 0 | 0 | 0 | [Please insert new asset category as required]
| [Please insert new asset category as required] | 0 | 0 | 0 | 0 | 0 | [Please insert new asset category as required]
| [Please insert new asset category as required] | 0 | 0 | 0 | 0 | 0 | [Please insert new asset category as required]
| [Please insert new asset category as required] | 0 | 0 | 0 | 0 | 0 | [Please insert new asset category as required]

## SPD - Probs. of Failure
Probabilities of Asset Failure
SPD
Price base (2012/13)
Average Probabilities of Asset Failure
| ASSET CATEGORIES | HI Rating | [9 empty] | ASSET CATEGORIES | HI1 | HI2 | HI3 | HI4 | HI5
|  | HI 1 |  | HI 2 |  | HI 3 |  | HI 4 |  | HI 5
|  | Low boundary | High boundary | Low boundary | High boundary | Low boundary | High boundary | Low boundary | High boundary | Low boundary | High boundary
| LV Network | [10 empty] | LV Network
| LV Switchgear and Other | 1e-06 | 0.0012016 | 0.0012016 | 0.0013518 | 0.0013518 | 0.002253 | 0.002253 | 0.005257 | 0.005257 | 0.009763 | LV Switchgear and Other | 0.0006013 | 0.0012767 | 0.0018024 | 0.003755 | 0.00751
| LV UGB | 1e-06 | 0.00236 | 0.00236 | 0.002655 | 0.002655 | 0.004425 | 0.004425 | 0.010325 | 0.010325 | 0.019175 | LV UGB | 0.0011805 | 0.0025075 | 0.00354 | 0.007375 | 0.01475
| LV OHL Support | 1e-06 | 0.00198 | 0.00198 | 0.0022275 | 0.0022275 | 0.0037125 | 0.0037125 | 0.0086625 | 0.0086625 | 0.016088 | LV OHL Support | 0.0009905 | 0.0021038 | 0.00297 | 0.0061875 | 0.012375
| [Please insert new asset category as required] | 1e-06 | 0.000376 | 0.000376 | 0.000423 | 0.000423 | 0.000705 | 0.000705 | 0.001645 | 0.001645 | 0.003055 | LV Switchgear (at s/s) | 0.0001885 | 0.0003995 | 0.000564 | 0.001175 | 0.00235
| [Please insert new asset category as required] | 1e-06 | 0.00224 | 0.00224 | 0.00252 | 0.00252 | 0.0042 | 0.0042 | 0.0098 | 0.0098 | 0.0182 | LV UGB and LV Pillar OD (not at s/s) | 0.0011205 | 0.00238 | 0.00336 | 0.007 | 0.014
| [Please insert new asset category as required] | 0 | 0 | 0 | 0 | 0 | 0 | 0 | 0 | 0 | 0 |  | 0 | 0 | 0 | 0 | 0
| [Please insert new asset category as required] | 0 | 0 | 0 | 0 | 0 | 0 | 0 | 0 | 0 | 0 |  | 0 | 0 | 0 | 0 | 0
| [Please insert new asset category as required] | 0 | 0 | 0 | 0 | 0 | 0 | 0 | 0 | 0 | 0 |  | 0 | 0 | 0 | 0 | 0
| HV Network | [10 empty] | HV Network
| HV Switchgear (GM) - Primary | 1e-06 | 0.000879 | 0.000879 | 0.00098887 | 0.00098887 | 0.0016481 | 0.0016481 | 0.0038456 | 0.0038456 | 0.0071419 | HV Switchgear (GM) - Primary | 0.00044 | 0.00093394 | 0.0013185 | 0.0027469 | 0.0054937
| HV Switchgear (GM) - Distribution | 1e-06 | 0.001168 | 0.001168 | 0.001314 | 0.001314 | 0.00219 | 0.00219 | 0.00511 | 0.00511 | 0.00949 | HV Switchgear (GM) - Distribution | 0.0005845 | 0.001241 | 0.001752 | 0.00365 | 0.0073
| HV Transformer (GM) | 1e-06 | 0.0018 | 0.0018 | 0.002025 | 0.002025 | 0.003375 | 0.003375 | 0.007875 | 0.007875 | 0.014625 | HV Transformer (GM) | 0.0009005 | 0.0019125 | 0.0027 | 0.005625 | 0.01125
| HV UG Cable | 0 | 0 | 0 | 0 | 0 | 0 | 0 | 0 | 0 | 0 | HV UG Cable | 0 | 0 | 0 | 0 | 0
| HV OHL Support - Poles | 1e-06 | 0.0019 | 0.0019 | 0.0021375 | 0.0021375 | 0.0035625 | 0.0035625 | 0.0083125 | 0.0083125 | 0.015437 | HV OHL Support - Poles | 0.0009505 | 0.0020188 | 0.00285 | 0.0059375 | 0.011875
| [Please insert new asset category as required] | 0 | 0 | 0 | 0 | 0 | 0 | 0 | 0 | 0 | 0 |  | 0 | 0 | 0 | 0 | 0
| [Please insert new asset category as required] | 0 | 0 | 0 | 0 | 0 | 0 | 0 | 0 | 0 | 0 |  | 0 | 0 | 0 | 0 | 0
| [Please insert new asset category as required] | 0 | 0 | 0 | 0 | 0 | 0 | 0 | 0 | 0 | 0 |  | 0 | 0 | 0 | 0 | 0
| [Please insert new asset category as required] | 0 | 0 | 0 | 0 | 0 | 0 | 0 | 0 | 0 | 0 |  | 0 | 0 | 0 | 0 | 0
| [Please insert new asset category as required] | 0 | 0 | 0 | 0 | 0 | 0 | 0 | 0 | 0 | 0 |  | 0 | 0 | 0 | 0 | 0
| EHV Network | [10 empty] | EHV Network
| EHV Switchgear (GM) | 1e-06 | 0.00104 | 0.00104 | 0.00117 | 0.00117 | 0.00195 | 0.00195 | 0.00455 | 0.00455 | 0.00845 | EHV Switchgear (GM) | 0.0005205 | 0.001105 | 0.00156 | 0.00325 | 0.0065
| EHV Transformer | 1e-06 | 0.00896 | 0.00896 | 0.01008 | 0.01008 | 0.0168 | 0.0168 | 0.0392 | 0.0392 | 0.0728 | EHV Transformer | 0.0044805 | 0.00952 | 0.01344 | 0.028 | 0.056
| EHV UG Cable (Gas) | 0 | 0 | 0 | 0 | 0 | 0 | 0 | 0 | 0 | 0 | EHV UG Cable (Gas) | 0 | 0 | 0 | 0 | 0
| EHV UG Cable (Oil) | 1e-06 | 0.0001 | 0.0001 | 0.0001125 | 0.0001125 | 0.0001875 | 0.0001875 | 0.0004375 | 0.0004375 | 0.0008125 | EHV UG Cable (Oil) | 5.05e-05 | 0.00010625 | 0.00015 | 0.0003125 | 0.000625
| EHV UG Cable (Non Pressurised) | 0 | 0 | 0 | 0 | 0 | 0 | 0 | 0 | 0 | 0 | EHV UG Cable (Non Pressurised) | 0 | 0 | 0 | 0 | 0
| EHV OHL Support - Towers | 0 | 0 | 0 | 0 | 0 | 0 | 0 | 0 | 0 | 0 | EHV OHL Support - Towers | 0 | 0 | 0 | 0 | 0
| EHV OHL Support - Poles | 1e-06 | 0.0008 | 0.0008 | 0.0009 | 0.0009 | 0.0015 | 0.0015 | 0.0035 | 0.0035 | 0.0065 | EHV OHL Support - Poles | 0.0004005 | 0.00085 | 0.0012 | 0.0025 | 0.005
| EHV OHL Fittings and Conductors (Tower Lines) | 1e-06 | 0 | 0 | 0 | 0 | 0 | 0 | 0 | 0 | 0 | EHV OHL Fittings and Conductors (Tower Lines) | 5e-07 | 0 | 0 | 0 | 0
| [Please insert new asset category as required] | 0 | 0 | 0 | 0 | 0 | 0 | 0 | 0 | 0 | 0 | EHV OHL Fittings | 0 | 0 | 0 | 0 | 0
| [Please insert new asset category as required] | 0 | 0 | 0 | 0 | 0 | 0 | 0 | 0 | 0 | 0 | EHV OHL Conductor (Tower Lines) | 0 | 0 | 0 | 0 | 0
| [Please insert new asset category as required] | 0 | 0 | 0 | 0 | 0 | 0 | 0 | 0 | 0 | 0 |  | 0 | 0 | 0 | 0 | 0
| [Please insert new asset category as required] | 0 | 0 | 0 | 0 | 0 | 0 | 0 | 0 | 0 | 0 |  | 0 | 0 | 0 | 0 | 0
| [Please insert new asset category as required] | 0 | 0 | 0 | 0 | 0 | 0 | 0 | 0 | 0 | 0 |  | 0 | 0 | 0 | 0 | 0
| 132kV Network | [10 empty] | 132kV Network
| 132kV CBs | 0 | 0 | 0 | 0 | 0 | 0 | 0 | 0 | 0 | 0 | 132kV CBs | 0 | 0 | 0 | 0 | 0
| 132kV Transformer | 0 | 0 | 0 | 0 | 0 | 0 | 0 | 0 | 0 | 0 | 132kV Transformer | 0 | 0 | 0 | 0 | 0
| 132kV UG Cable (Gas) | 0 | 0 | 0 | 0 | 0 | 0 | 0 | 0 | 0 | 0 | 132kV UG Cable (Gas) | 0 | 0 | 0 | 0 | 0
| 132kV UG Cable (Oil) | 0 | 0 | 0 | 0 | 0 | 0 | 0 | 0 | 0 | 0 | 132kV UG Cable (Oil) | 0 | 0 | 0 | 0 | 0
| 132kV UG Cable (Non Pressurised) | 0 | 0 | 0 | 0 | 0 | 0 | 0 | 0 | 0 | 0 | 132kV UG Cable (Non Pressurised) | 0 | 0 | 0 | 0 | 0
| 132kV OHL Support - Tower | 0 | 0 | 0 | 0 | 0 | 0 | 0 | 0 | 0 | 0 | 132kV OHL Support - Tower | 0 | 0 | 0 | 0 | 0
| 132kV OHL Fittings and Conductors (Tower Lines) | 0 | 0 | 0 | 0 | 0 | 0 | 0 | 0 | 0 | 0 | 132kV OHL Fittings and Conductors (Tower Lines) | 0 | 0 | 0 | 0 | 0
| [Please insert new asset category as required] | 0 | 0 | 0 | 0 | 0 | 0 | 0 | 0 | 0 | 0 | 132kV OHL Fittings | 0 | 0 | 0 | 0 | 0
| [Please insert new asset category as required] | 0 | 0 | 0 | 0 | 0 | 0 | 0 | 0 | 0 | 0 | 132kV OHL Conductor (Tower Lines) | 0 | 0 | 0 | 0 | 0
| [Please insert new asset category as required] | 0 | 0 | 0 | 0 | 0 | 0 | 0 | 0 | 0 | 0 |  | 0 | 0 | 0 | 0 | 0
| [Please insert new asset category as required] | 0 | 0 | 0 | 0 | 0 | 0 | 0 | 0 | 0 | 0 |  | 0 | 0 | 0 | 0 | 0
| [Please insert new asset category as required] | 0 | 0 | 0 | 0 | 0 | 0 | 0 | 0 | 0 | 0 |  | 0 | 0 | 0 | 0 | 0
| Other | [10 empty] | Other
| Submarine Cables | 0 | 0 | 0 | 0 | 0 | 0 | 0 | 0 | 0 | 0 | Submarine Cables | 0 | 0 | 0 | 0 | 0
| [Please insert new asset category as required] | 0 | 0 | 0 | 0 | 0 | 0 | 0 | 0 | 0 | 0
| [Please insert new asset category as required] | 0 | 0 | 0 | 0 | 0 | 0 | 0 | 0 | 0 | 0
| [Please insert new asset category as required] | 0 | 0 | 0 | 0 | 0 | 0 | 0 | 0 | 0 | 0
| [Please insert new asset category as required] | 0 | 0 | 0 | 0 | 0 | 0 | 0 | 0 | 0 | 0
| [Please insert new asset category as required] | 0 | 0 | 0 | 0 | 0 | 0 | 0 | 0 | 0 | 0

## RIIO-ED1 Monetised Risk Profile
| Start ED1 | Mid ED1 |  | End ED1
| Position at Beginning of RIIO-ED1 | Mid Period (Without Investment) | Mid Period (With Investment) | End of RIIO-ED1 (Without Investment) | End of RIIO-ED1 (With Investment)
LV Network | 4244540.9353 | 4346614.5371 | 3297116.5971 | 4524144.1414 | 2855244.536
HV Network | 8260176.5797 | 9810931.8676 | 8936352.865 | 11724347.5431 | 10082285.1723
EHV Network | 3342801.6049 | 4107295.756 | 3735353.0362 | 5015201.3123 | 4277343.1611
132kV Network | 0 | 0 | 0 | 0 | 0
Other | 0 | 0 | 0 | 0 | 0
Total | 15847519.1199 | 18264842.1607 | 15968822.4983 | 21263692.9968 | 17214872.8695
|  | Increase in risk since start of RIIO-ED1 | Reduction in risk compared to mid-point without investment | Increase in risk since start of RIIO-ED1 | Reduction in risk compared to end-point without investment (Secondary Deliverables target)
LV Network |  | 102073.6018 | -1049497.9401 | 279603.2061 | -1668899.6054
HV Network |  | 1550755.2879 | -874579.0027 | 3464170.9634 | -1642062.3708
EHV Network |  | 764494.151 | -371942.7197 | 1672399.7074 | -737858.1512
132kV Network |  | 0 | 0 | 0 | 0
Other |  | 0 | 0 | 0 | 0
|  | 0 | 0 | 0 | 0
Total |  | 2417323.0408 | -2296019.6625 | 5416173.8769 | -4048820.1274