## NPgY - Total
Total Secondary deliverables RIIO-ED1 - Asset replacement, Refurbishment and HVP | [50 empty] | Criticality weightings C1 to C4 | Criticality Rating Boundaries
NPgY | [49 empty] | C1 | 0.7 | Below 75% of average
[50 empty] | C2 | 1 | 75%-125%
[50 empty] | C3 | 1.5 | 125%-200%
[50 empty] | C4 | 2.5 | Over 200% of average
Price base (2012/13)
| ASSET CATEGORIES |  | ASSET REGISTER |  |  | End of DPCR5 (31 March 2015) with investment | [5 empty] | End of DPCR5 (31 March 2015) without investment | [5 empty] | Mid-Period Review (31 March 2019) planned investment | [5 empty] | Mid-Period Review (31 March 2019) without investment | [5 empty] | End of RIIO-ED1 (31 March 2023) planned investment | [5 empty] | End of RIIO-ED1 (31 March 2023) without investment | [8 empty] | Probability of Asset Failure | [5 empty] | Consequence of Asset Failure | [5 empty] | Probability of Asset Failure x Consequence of Asset Failure
Is it your current intention to have a health index for this asset category in the RIIO-ED1 control period.
|  |  | as at 31st March 2015 | as at 31st March 2023 |  | HI 1 | HI 2 | HI 3 | HI 4 | HI 5 |  | HI 1 | HI 2 | HI 3 | HI 4 | HI 5 |  | HI 1 | HI 2 | HI 3 | HI 4 | HI 5 |  | HI 1 | HI 2 | HI 3 | HI 4 | HI 5 |  | HI 1 | HI 2 | HI 3 | HI 4 | HI 5 |  | HI 1 | HI 2 | HI 3 | HI 4 | HI 5 |  |  |  |  | HI 1 | HI 2 | HI 3 | HI 4 | HI 5 |  | HI 1 | HI 2 | HI 3 | HI 4 | HI 5 |  | HI 1 | HI 2 | HI 3 | HI 4 | HI 5 |  | End of DPCR5 (without investment) | [6 empty] | Position at Beginning of RIIO-ED1 | [6 empty] | Mid Period (Without Investment) | [6 empty] | Mid Period (With Investment) | [6 empty] | End of RIIO-ED1 (Without Investment) | [6 empty] | End of RIIO-ED1 (With Investment)
| LV Network | [61 empty] | 1 | 2 | 3 | 4 | 5 | Total |  | 1 | 2 | 3 | 4 | 5 | Total |  | 1 | 2 | 3 | 4 | 5 | Total |  | 1 | 2 | 3 | 4 | 5 | Total |  | 1 | 2 | 3 | 4 | 5 | Total |  | 1 | 2 | 3 | 4 | 5 | Total
| LV Switchgear and Other |  | 0 | 0 | C1 | 0 | 0 | 0 | 0 | 0 | 0 | 0 | 0 | 0 | 0 | 0 | 0 | 0 | 0 | 0 | 0 | 0 | 0 | 0 | 0 | 0 | 0 | 0 | 0 | 0 | 0 | 0 | 0 | 0 | 0 | 0 | 0 | 0 | 0 | 0 | 0 | Yes |  | C1 | 0 | 0 | 0 | 0 | 0 | C1 | 0 | 0 | 0 | 0 | 0 | C1 | [5 empty] | C1 | [5 empty] | 0 | [6 empty] | 0 | [6 empty] | 0 | [6 empty] | 0 | [6 empty] | 0 | [6 empty] | 0
|  |  | 0 | 0 | C2 | 0 | 0 | 0 | 0 | 0 | 0 | 0 | 0 | 0 | 0 | 0 | 0 | 0 | 0 | 0 | 0 | 0 | 0 | 0 | 0 | 0 | 0 | 0 | 0 | 0 | 0 | 0 | 0 | 0 | 0 | 0 | 0 | 0 | 0 | 0 | 0 | No |  | C2 | 0 | 0 | 0 | 0 | 0 | C2 | 0 | 0 | 0 | 0 | 0 | C2 | [5 empty] | C2 | [5 empty] | 0 | [6 empty] | 0 | [6 empty] | 0 | [6 empty] | 0 | [6 empty] | 0 | [6 empty] | 0
|  |  | 0 | 0 | C3 | 0 | 0 | 0 | 0 | 0 | 0 | 0 | 0 | 0 | 0 | 0 | 0 | 0 | 0 | 0 | 0 | 0 | 0 | 0 | 0 | 0 | 0 | 0 | 0 | 0 | 0 | 0 | 0 | 0 | 0 | 0 | 0 | 0 | 0 | 0 | 0 |  |  | C3 | 0 | 0 | 0 | 0 | 0 | C3 | 0 | 0 | 0 | 0 | 0 | C3 | [5 empty] | C3 | [5 empty] | 0 | [6 empty] | 0 | [6 empty] | 0 | [6 empty] | 0 | [6 empty] | 0 | [6 empty] | 0
|  |  | 0 | 0 | C4 | 0 | 0 | 0 | 0 | 0 | 0 | 0 | 0 | 0 | 0 | 0 | 0 | 0 | 0 | 0 | 0 | 0 | 0 | 0 | 0 | 0 | 0 | 0 | 0 | 0 | 0 | 0 | 0 | 0 | 0 | 0 | 0 | 0 | 0 | 0 | 0 |  |  | C4 | 0 | 0 | 0 | 0 | 0 | C4 | 0 | 0 | 0 | 0 | 0 | C4 | [5 empty] | C4 | [5 empty] | 0 | [6 empty] | 0 | [6 empty] | 0 | [6 empty] | 0 | [6 empty] | 0 | [6 empty] | 0
|  |  | 0 | 0 |  | 0 | 0 | 0 | 0 | 0 |  | 0 | 0 | 0 | 0 | 0 |  | 0 | 0 | 0 | 0 | 0 |  | 0 | 0 | 0 | 0 | 0 |  | 0 | 0 | 0 | 0 | 0 |  | 0 | 0 | 0 | 0 | 0 | [22 empty] | 0 | 0 | 0 | 0 | 0 | 0 |  | 0 | 0 | 0 | 0 | 0 | 0 |  | 0 | 0 | 0 | 0 | 0 | 0 |  | 0 | 0 | 0 | 0 | 0 | 0 |  | 0 | 0 | 0 | 0 | 0 | 0 |  | 0 | 0 | 0 | 0 | 0 | 0
| LV UGB |  | 0 | 0 | C1 | 0 | 0 | 0 | 0 | 0 | 0 | 0 | 0 | 0 | 0 | 0 | 0 | 0 | 0 | 0 | 0 | 0 | 0 | 0 | 0 | 0 | 0 | 0 | 0 | 0 | 0 | 0 | 0 | 0 | 0 | 0 | 0 | 0 | 0 | 0 | 0 |  |  | C1 | 0 | 0 | 0 | 0 | 0 | C1 | 0 | 0 | 0 | 0 | 0 | C1 | [5 empty] | C1 | [5 empty] | 0 | [6 empty] | 0 | [6 empty] | 0 | [6 empty] | 0 | [6 empty] | 0 | [6 empty] | 0
|  |  | 0 | 0 | C2 | 0 | 0 | 0 | 0 | 0 | 0 | 0 | 0 | 0 | 0 | 0 | 0 | 0 | 0 | 0 | 0 | 0 | 0 | 0 | 0 | 0 | 0 | 0 | 0 | 0 | 0 | 0 | 0 | 0 | 0 | 0 | 0 | 0 | 0 | 0 | 0 |  |  | C2 | 0 | 0 | 0 | 0 | 0 | C2 | 0 | 0 | 0 | 0 | 0 | C2 | [5 empty] | C2 | [5 empty] | 0 | [6 empty] | 0 | [6 empty] | 0 | [6 empty] | 0 | [6 empty] | 0 | [6 empty] | 0
|  |  | 0 | 0 | C3 | 0 | 0 | 0 | 0 | 0 | 0 | 0 | 0 | 0 | 0 | 0 | 0 | 0 | 0 | 0 | 0 | 0 | 0 | 0 | 0 | 0 | 0 | 0 | 0 | 0 | 0 | 0 | 0 | 0 | 0 | 0 | 0 | 0 | 0 | 0 | 0 |  |  | C3 | 0 | 0 | 0 | 0 | 0 | C3 | 0 | 0 | 0 | 0 | 0 | C3 | [5 empty] | C3 | [5 empty] | 0 | [6 empty] | 0 | [6 empty] | 0 | [6 empty] | 0 | [6 empty] | 0 | [6 empty] | 0
|  |  | 0 | 0 | C4 | 0 | 0 | 0 | 0 | 0 | 0 | 0 | 0 | 0 | 0 | 0 | 0 | 0 | 0 | 0 | 0 | 0 | 0 | 0 | 0 | 0 | 0 | 0 | 0 | 0 | 0 | 0 | 0 | 0 | 0 | 0 | 0 | 0 | 0 | 0 | 0 |  |  | C4 | 0 | 0 | 0 | 0 | 0 | C4 | 0 | 0 | 0 | 0 | 0 | C4 | [5 empty] | C4 | [5 empty] | 0 | [6 empty] | 0 | [6 empty] | 0 | [6 empty] | 0 | [6 empty] | 0 | [6 empty] | 0
|  |  | 0 | 0 |  | 0 | 0 | 0 | 0 | 0 |  | 0 | 0 | 0 | 0 | 0 |  | 0 | 0 | 0 | 0 | 0 |  | 0 | 0 | 0 | 0 | 0 |  | 0 | 0 | 0 | 0 | 0 |  | 0 | 0 | 0 | 0 | 0 | [22 empty] | 0 | 0 | 0 | 0 | 0 | 0 |  | 0 | 0 | 0 | 0 | 0 | 0 |  | 0 | 0 | 0 | 0 | 0 | 0 |  | 0 | 0 | 0 | 0 | 0 | 0 |  | 0 | 0 | 0 | 0 | 0 | 0 |  | 0 | 0 | 0 | 0 | 0 | 0
| LV OHL Support |  | 20056 | 19935 | C1 | 5357 | 6892 | 5016 | 1451 | 1340 | 20056 | 4772 | 6932 | 5147 | 1702 | 1534 | 20087 | 1116 | -37 | -220 | -410 | -538 | -89 | 4542 | 5140 | 6085 | 2520 | 1889 | 20176 | 2708 | -77 | -512 | -962 | -1278 | -121 | 3837 | 4955 | 4832 | 2877 | 3536 | 20037 |  |  | C1 | 2.2392e-05 | 9.6307e-05 | 0.00027796 | 0.0006222 | 0.0011838 | C1 | 8103.2947 | 8103.2947 | 8103.2947 | 8103.2947 | 8103.2947 | C1 | 0.18145 | 0.7804 | 2.2524 | 5.0418 | 9.5929 | C1 | 865.8657 | 5409.7328 | 11593.2677 | 8581.1981 | 14715.4913 | 41165.5556 |  | 972.0122 | 5378.5168 | 11298.1991 | 7315.6983 | 12854.4709 | 37818.8973 |  | 824.1328 | 4011.256 | 13706.0489 | 12705.4167 | 18120.9668 | 49367.8213 |  | 1026.6278 | 3982.3812 | 13210.5139 | 10638.2656 | 12959.9927 | 41817.7812 |  | 696.2126 | 3866.882 | 10883.7516 | 14505.3507 | 33920.4546 | 63872.6515 |  | 1187.5714 | 3806.7912 | 9730.5064 | 9655.1083 | 21660.7428 | 46040.7201
|  |  | 18468 | 17863 | C2 | 4658 | 7204 | 4315 | 965 | 1326 | 18468 | 4138 | 7241 | 4423 | 1245 | 1541 | 18588 | 981 | -30 | -177 | -453 | -600 | -279 | 3963 | 5386 | 5236 | 1888 | 1884 | 18357 | 2373 | -66 | -417 | -1069 | -1426 | -605 | 3363 | 5200 | 4172 | 2200 | 3548 | 18483 |  |  | C2 | 2.2392e-05 | 9.6307e-05 | 0.00027796 | 0.0006222 | 0.0011838 | C2 | 11576.1353 | 11576.1353 | 11576.1353 | 11576.1353 | 11576.1353 | C2 | 0.25921 | 1.1149 | 3.2178 | 7.2026 | 13.7041 | C2 | 1072.6117 | 8072.6806 | 14232.1527 | 8967.2584 | 21118.0594 | 53462.7628 |  | 1207.401 | 8031.4309 | 13884.6346 | 6950.5256 | 18171.6721 | 48245.6642 |  | 1027.2499 | 6004.6206 | 16848.1916 | 13598.5412 | 25818.5748 | 63297.1782 |  | 1281.5351 | 5971.1749 | 16278.6481 | 10335.7556 | 17596.0988 | 51463.2125 |  | 871.7238 | 5797.2572 | 13424.4949 | 15845.7578 | 48622.2418 | 84561.4755 |  | 1486.8296 | 5723.6766 | 12082.689 | 8146.16 | 29080.157 | 56519.5122
|  |  | 3371 | 3568 | C3 | 576 | 1330 | 735 | 423 | 307 | 3371 | 515 | 1339 | 756 | 423 | 307 | 3340 | 120 | -8 | -35 | 0 | 0 | 77 | 483 | 988 | 895 | 602 | 411 | 3379 | 292 | -16 | -79 | 0 | 0 | 197 | 404 | 951 | 705 | 660 | 727 | 3447 |  |  | C3 | 2.2392e-05 | 9.6307e-05 | 0.00027796 | 0.0006222 | 0.0011838 | C3 | 17364.2029 | 17364.2029 | 17364.2029 | 17364.2029 | 17364.2029 | C3 | 0.38882 | 1.6723 | 4.8266 | 10.8039 | 20.5562 | C3 | 200.2399 | 2239.1906 | 3648.9399 | 4570.0606 | 6310.7504 | 16969.1813 |  | 223.9576 | 2224.14 | 3547.5805 | 4570.0606 | 6310.7504 | 16876.489 |  | 187.7978 | 1652.2183 | 4319.8429 | 6503.9633 | 8448.5942 | 21112.4164 |  | 234.4556 | 1638.84 | 4150.9105 | 6503.9633 | 8448.5942 | 20976.7635 |  | 157.0814 | 1590.3437 | 3402.7813 | 7130.591 | 14944.3502 | 27225.1476 |  | 270.6154 | 1563.5872 | 3021.4767 | 7130.591 | 14944.3502 | 26930.6205
|  |  | 5887 | 5416 | C4 | 1135 | 2481 | 1627 | 284 | 360 | 5887 | 1013 | 2497 | 1670 | 378 | 434 | 5992 | 235 | -13 | -72 | -155 | -204 | -209 | 961 | 1849 | 1969 | 575 | 516 | 5870 | 571 | -29 | -168 | -363 | -482 | -471 | 810 | 1782 | 1564 | 672 | 987 | 5815 |  |  | C4 | 2.2392e-05 | 9.6307e-05 | 0.00027796 | 0.0006222 | 0.0011838 | C4 | 28940.3382 | 28940.3382 | 28940.3382 | 28940.3382 | 28940.3382 | C4 | 0.64803 | 2.7871 | 8.0444 | 18.0065 | 34.2603 | C4 | 656.4498 | 6959.4958 | 13434.1482 | 6806.4732 | 14868.9775 | 42725.5445 |  | 735.5089 | 6914.9015 | 13088.239 | 5113.8582 | 12333.7141 | 38186.2216 |  | 622.7524 | 5153.4272 | 15839.4239 | 10353.7622 | 17678.3235 | 49647.6892 |  | 775.0384 | 5117.1943 | 15260.227 | 7562.748 | 10689.2189 | 39404.4267 |  | 524.9006 | 4966.6886 | 12581.4418 | 12100.3968 | 33814.9328 | 63988.3606 |  | 894.9231 | 4885.8615 | 11229.9826 | 5564.0218 | 17301.46 | 39876.249
|  |  | 47782 | 46782 |  | 11726 | 17907 | 11693 | 3123 | 3333 |  | 10438 | 18009 | 11996 | 3748 | 3816 |  | 2452 | -88 | -504 | -1018 | -1342 |  | 9949 | 13363 | 14185 | 5585 | 4700 |  | 5944 | -188 | -1176 | -2394 | -3186 |  | 8414 | 12888 | 11273 | 6409 | 8798 | [22 empty] | 2795.167 | 22681.0998 | 42908.5085 | 28924.9903 | 57013.2786 | 154323.0442 |  | 3138.8797 | 22548.9892 | 41818.6532 | 23950.1426 | 49670.6075 | 141127.2722 |  | 2661.933 | 16821.5221 | 50713.5073 | 43161.6834 | 70066.4594 | 183425.1051 |  | 3317.657 | 16709.5904 | 48900.2995 | 35040.7325 | 49693.9045 | 153662.1839 |  | 2249.9184 | 16221.1715 | 40292.4696 | 49582.0963 | 131301.9794 | 239647.6352 |  | 3839.9396 | 15979.9164 | 36064.6547 | 30495.8811 | 82986.7101 | 169367.1018
| [Please insert new asset category as required] |  | 0 | 0 | C1 | 0 | 0 | 0 | 0 | 0 | 0 | 0 | 0 | 0 | 0 | 0 | 0 | 0 | 0 | 0 | 0 | 0 | 0 | 0 | 0 | 0 | 0 | 0 | 0 | 0 | 0 | 0 | 0 | 0 | 0 | 0 | 0 | 0 | 0 | 0 | 0 |  |  | C1 | 0 | 0 | 0 | 0 | 0 | C1 | 0 | 0 | 0 | 0 | 0 | C1 | [5 empty] | C1 | [5 empty] | 0 | [6 empty] | 0 | [6 empty] | 0 | [6 empty] | 0 | [6 empty] | 0 | [6 empty] | 0
|  |  | 0 | 0 | C2 | 0 | 0 | 0 | 0 | 0 | 0 | 0 | 0 | 0 | 0 | 0 | 0 | 0 | 0 | 0 | 0 | 0 | 0 | 0 | 0 | 0 | 0 | 0 | 0 | 0 | 0 | 0 | 0 | 0 | 0 | 0 | 0 | 0 | 0 | 0 | 0 |  |  | C2 | 0 | 0 | 0 | 0 | 0 | C2 | 0 | 0 | 0 | 0 | 0 | C2 | [5 empty] | C2 | [5 empty] | 0 | [6 empty] | 0 | [6 empty] | 0 | [6 empty] | 0 | [6 empty] | 0 | [6 empty] | 0
|  |  | 0 | 0 | C3 | 0 | 0 | 0 | 0 | 0 | 0 | 0 | 0 | 0 | 0 | 0 | 0 | 0 | 0 | 0 | 0 | 0 | 0 | 0 | 0 | 0 | 0 | 0 | 0 | 0 | 0 | 0 | 0 | 0 | 0 | 0 | 0 | 0 | 0 | 0 | 0 |  |  | C3 | 0 | 0 | 0 | 0 | 0 | C3 | 0 | 0 | 0 | 0 | 0 | C3 | [5 empty] | C3 | [5 empty] | 0 | [6 empty] | 0 | [6 empty] | 0 | [6 empty] | 0 | [6 empty] | 0 | [6 empty] | 0
|  |  | 0 | 0 | C4 | 0 | 0 | 0 | 0 | 0 | 0 | 0 | 0 | 0 | 0 | 0 | 0 | 0 | 0 | 0 | 0 | 0 | 0 | 0 | 0 | 0 | 0 | 0 | 0 | 0 | 0 | 0 | 0 | 0 | 0 | 0 | 0 | 0 | 0 | 0 | 0 |  |  | C4 | 0 | 0 | 0 | 0 | 0 | C4 | 0 | 0 | 0 | 0 | 0 | C4 | [5 empty] | C4 | [5 empty] | 0 | [6 empty] | 0 | [6 empty] | 0 | [6 empty] | 0 | [6 empty] | 0 | [6 empty] | 0
|  |  | 0 | 0 |  | 0 | 0 | 0 | 0 | 0 |  | 0 | 0 | 0 | 0 | 0 |  | 0 | 0 | 0 | 0 | 0 |  | 0 | 0 | 0 | 0 | 0 |  | 0 | 0 | 0 | 0 | 0 |  | 0 | 0 | 0 | 0 | 0 | [22 empty] | 0 | 0 | 0 | 0 | 0 | 0 |  | 0 | 0 | 0 | 0 | 0 | 0 |  | 0 | 0 | 0 | 0 | 0 | 0 |  | 0 | 0 | 0 | 0 | 0 | 0 |  | 0 | 0 | 0 | 0 | 0 | 0 |  | 0 | 0 | 0 | 0 | 0 | 0
| [Please insert new asset category as required] |  | 0 | 0 | C1 | 0 | 0 | 0 | 0 | 0 | 0 | 0 | 0 | 0 | 0 | 0 | 0 | 0 | 0 | 0 | 0 | 0 | 0 | 0 | 0 | 0 | 0 | 0 | 0 | 0 | 0 | 0 | 0 | 0 | 0 | 0 | 0 | 0 | 0 | 0 | 0 |  |  | C1 | 0 | 0 | 0 | 0 | 0 | C1 | 0 | 0 | 0 | 0 | 0 | C1 | [5 empty] | C1 | [5 empty] | 0 | [6 empty] | 0 | [6 empty] | 0 | [6 empty] | 0 | [6 empty] | 0 | [6 empty] | 0
|  |  | 0 | 0 | C2 | 0 | 0 | 0 | 0 | 0 | 0 | 0 | 0 | 0 | 0 | 0 | 0 | 0 | 0 | 0 | 0 | 0 | 0 | 0 | 0 | 0 | 0 | 0 | 0 | 0 | 0 | 0 | 0 | 0 | 0 | 0 | 0 | 0 | 0 | 0 | 0 |  |  | C2 | 0 | 0 | 0 | 0 | 0 | C2 | 0 | 0 | 0 | 0 | 0 | C2 | [5 empty] | C2 | [5 empty] | 0 | [6 empty] | 0 | [6 empty] | 0 | [6 empty] | 0 | [6 empty] | 0 | [6 empty] | 0
|  |  | 0 | 0 | C3 | 0 | 0 | 0 | 0 | 0 | 0 | 0 | 0 | 0 | 0 | 0 | 0 | 0 | 0 | 0 | 0 | 0 | 0 | 0 | 0 | 0 | 0 | 0 | 0 | 0 | 0 | 0 | 0 | 0 | 0 | 0 | 0 | 0 | 0 | 0 | 0 |  |  | C3 | 0 | 0 | 0 | 0 | 0 | C3 | 0 | 0 | 0 | 0 | 0 | C3 | [5 empty] | C3 | [5 empty] | 0 | [6 empty] | 0 | [6 empty] | 0 | [6 empty] | 0 | [6 empty] | 0 | [6 empty] | 0
|  |  | 0 | 0 | C4 | 0 | 0 | 0 | 0 | 0 | 0 | 0 | 0 | 0 | 0 | 0 | 0 | 0 | 0 | 0 | 0 | 0 | 0 | 0 | 0 | 0 | 0 | 0 | 0 | 0 | 0 | 0 | 0 | 0 | 0 | 0 | 0 | 0 | 0 | 0 | 0 |  |  | C4 | 0 | 0 | 0 | 0 | 0 | C4 | 0 | 0 | 0 | 0 | 0 | C4 | [5 empty] | C4 | [5 empty] | 0 | [6 empty] | 0 | [6 empty] | 0 | [6 empty] | 0 | [6 empty] | 0 | [6 empty] | 0
|  |  | 0 | 0 |  | 0 | 0 | 0 | 0 | 0 |  | 0 | 0 | 0 | 0 | 0 |  | 0 | 0 | 0 | 0 | 0 |  | 0 | 0 | 0 | 0 | 0 |  | 0 | 0 | 0 | 0 | 0 |  | 0 | 0 | 0 | 0 | 0 | [22 empty] | 0 | 0 | 0 | 0 | 0 | 0 |  | 0 | 0 | 0 | 0 | 0 | 0 |  | 0 | 0 | 0 | 0 | 0 | 0 |  | 0 | 0 | 0 | 0 | 0 | 0 |  | 0 | 0 | 0 | 0 | 0 | 0 |  | 0 | 0 | 0 | 0 | 0 | 0
| [Please insert new asset category as required] |  | 0 | 0 | C1 | 0 | 0 | 0 | 0 | 0 | 0 | 0 | 0 | 0 | 0 | 0 | 0 | 0 | 0 | 0 | 0 | 0 | 0 | 0 | 0 | 0 | 0 | 0 | 0 | 0 | 0 | 0 | 0 | 0 | 0 | 0 | 0 | 0 | 0 | 0 | 0 |  |  | C1 | 0 | 0 | 0 | 0 | 0 | C1 | 0 | 0 | 0 | 0 | 0 | C1 | [5 empty] | C1 | [5 empty] | 0 | [6 empty] | 0 | [6 empty] | 0 | [6 empty] | 0 | [6 empty] | 0 | [6 empty] | 0
|  |  | 0 | 0 | C2 | 0 | 0 | 0 | 0 | 0 | 0 | 0 | 0 | 0 | 0 | 0 | 0 | 0 | 0 | 0 | 0 | 0 | 0 | 0 | 0 | 0 | 0 | 0 | 0 | 0 | 0 | 0 | 0 | 0 | 0 | 0 | 0 | 0 | 0 | 0 | 0 |  |  | C2 | 0 | 0 | 0 | 0 | 0 | C2 | 0 | 0 | 0 | 0 | 0 | C2 | [5 empty] | C2 | [5 empty] | 0 | [6 empty] | 0 | [6 empty] | 0 | [6 empty] | 0 | [6 empty] | 0 | [6 empty] | 0
|  |  | 0 | 0 | C3 | 0 | 0 | 0 | 0 | 0 | 0 | 0 | 0 | 0 | 0 | 0 | 0 | 0 | 0 | 0 | 0 | 0 | 0 | 0 | 0 | 0 | 0 | 0 | 0 | 0 | 0 | 0 | 0 | 0 | 0 | 0 | 0 | 0 | 0 | 0 | 0 |  |  | C3 | 0 | 0 | 0 | 0 | 0 | C3 | 0 | 0 | 0 | 0 | 0 | C3 | [5 empty] | C3 | [5 empty] | 0 | [6 empty] | 0 | [6 empty] | 0 | [6 empty] | 0 | [6 empty] | 0 | [6 empty] | 0
|  |  | 0 | 0 | C4 | 0 | 0 | 0 | 0 | 0 | 0 | 0 | 0 | 0 | 0 | 0 | 0 | 0 | 0 | 0 | 0 | 0 | 0 | 0 | 0 | 0 | 0 | 0 | 0 | 0 | 0 | 0 | 0 | 0 | 0 | 0 | 0 | 0 | 0 | 0 | 0 |  |  | C4 | 0 | 0 | 0 | 0 | 0 | C4 | 0 | 0 | 0 | 0 | 0 | C4 | [5 empty] | C4 | [5 empty] | 0 | [6 empty] | 0 | [6 empty] | 0 | [6 empty] | 0 | [6 empty] | 0 | [6 empty] | 0
|  |  | 0 | 0 |  | 0 | 0 | 0 | 0 | 0 |  | 0 | 0 | 0 | 0 | 0 |  | 0 | 0 | 0 | 0 | 0 |  | 0 | 0 | 0 | 0 | 0 |  | 0 | 0 | 0 | 0 | 0 |  | 0 | 0 | 0 | 0 | 0 | [22 empty] | 0 | 0 | 0 | 0 | 0 | 0 |  | 0 | 0 | 0 | 0 | 0 | 0 |  | 0 | 0 | 0 | 0 | 0 | 0 |  | 0 | 0 | 0 | 0 | 0 | 0 |  | 0 | 0 | 0 | 0 | 0 | 0 |  | 0 | 0 | 0 | 0 | 0 | 0
| [Please insert new asset category as required] |  | 0 | 0 | C1 | 0 | 0 | 0 | 0 | 0 | 0 | 0 | 0 | 0 | 0 | 0 | 0 | 0 | 0 | 0 | 0 | 0 | 0 | 0 | 0 | 0 | 0 | 0 | 0 | 0 | 0 | 0 | 0 | 0 | 0 | 0 | 0 | 0 | 0 | 0 | 0 |  |  | C1 | 0 | 0 | 0 | 0 | 0 | C1 | 0 | 0 | 0 | 0 | 0 | C1 | [5 empty] | C1 | [5 empty] | 0 | [6 empty] | 0 | [6 empty] | 0 | [6 empty] | 0 | [6 empty] | 0 | [6 empty] | 0
|  |  | 0 | 0 | C2 | 0 | 0 | 0 | 0 | 0 | 0 | 0 | 0 | 0 | 0 | 0 | 0 | 0 | 0 | 0 | 0 | 0 | 0 | 0 | 0 | 0 | 0 | 0 | 0 | 0 | 0 | 0 | 0 | 0 | 0 | 0 | 0 | 0 | 0 | 0 | 0 |  |  | C2 | 0 | 0 | 0 | 0 | 0 | C2 | 0 | 0 | 0 | 0 | 0 | C2 | [5 empty] | C2 | [5 empty] | 0 | [6 empty] | 0 | [6 empty] | 0 | [6 empty] | 0 | [6 empty] | 0 | [6 empty] | 0
|  |  | 0 | 0 | C3 | 0 | 0 | 0 | 0 | 0 | 0 | 0 | 0 | 0 | 0 | 0 | 0 | 0 | 0 | 0 | 0 | 0 | 0 | 0 | 0 | 0 | 0 | 0 | 0 | 0 | 0 | 0 | 0 | 0 | 0 | 0 | 0 | 0 | 0 | 0 | 0 |  |  | C3 | 0 | 0 | 0 | 0 | 0 | C3 | 0 | 0 | 0 | 0 | 0 | C3 | [5 empty] | C3 | [5 empty] | 0 | [6 empty] | 0 | [6 empty] | 0 | [6 empty] | 0 | [6 empty] | 0 | [6 empty] | 0
|  |  | 0 | 0 | C4 | 0 | 0 | 0 | 0 | 0 | 0 | 0 | 0 | 0 | 0 | 0 | 0 | 0 | 0 | 0 | 0 | 0 | 0 | 0 | 0 | 0 | 0 | 0 | 0 | 0 | 0 | 0 | 0 | 0 | 0 | 0 | 0 | 0 | 0 | 0 | 0 |  |  | C4 | 0 | 0 | 0 | 0 | 0 | C4 | 0 | 0 | 0 | 0 | 0 | C4 | [5 empty] | C4 | [5 empty] | 0 | [6 empty] | 0 | [6 empty] | 0 | [6 empty] | 0 | [6 empty] | 0 | [6 empty] | 0
|  |  | 0 | 0 |  | 0 | 0 | 0 | 0 | 0 |  | 0 | 0 | 0 | 0 | 0 |  | 0 | 0 | 0 | 0 | 0 |  | 0 | 0 | 0 | 0 | 0 |  | 0 | 0 | 0 | 0 | 0 |  | 0 | 0 | 0 | 0 | 0 | [22 empty] | 0 | 0 | 0 | 0 | 0 | 0 |  | 0 | 0 | 0 | 0 | 0 | 0 |  | 0 | 0 | 0 | 0 | 0 | 0 |  | 0 | 0 | 0 | 0 | 0 | 0 |  | 0 | 0 | 0 | 0 | 0 | 0 |  | 0 | 0 | 0 | 0 | 0 | 0
| [Please insert new asset category as required] |  | 0 | 0 | C1 | 0 | 0 | 0 | 0 | 0 | 0 | 0 | 0 | 0 | 0 | 0 | 0 | 0 | 0 | 0 | 0 | 0 | 0 | 0 | 0 | 0 | 0 | 0 | 0 | 0 | 0 | 0 | 0 | 0 | 0 | 0 | 0 | 0 | 0 | 0 | 0 |  |  | C1 | 0 | 0 | 0 | 0 | 0 | C1 | 0 | 0 | 0 | 0 | 0 | C1 | [5 empty] | C1 | [5 empty] | 0 | [6 empty] | 0 | [6 empty] | 0 | [6 empty] | 0 | [6 empty] | 0 | [6 empty] | 0
|  |  | 0 | 0 | C2 | 0 | 0 | 0 | 0 | 0 | 0 | 0 | 0 | 0 | 0 | 0 | 0 | 0 | 0 | 0 | 0 | 0 | 0 | 0 | 0 | 0 | 0 | 0 | 0 | 0 | 0 | 0 | 0 | 0 | 0 | 0 | 0 | 0 | 0 | 0 | 0 |  |  | C2 | 0 | 0 | 0 | 0 | 0 | C2 | 0 | 0 | 0 | 0 | 0 | C2 | [5 empty] | C2 | [5 empty] | 0 | [6 empty] | 0 | [6 empty] | 0 | [6 empty] | 0 | [6 empty] | 0 | [6 empty] | 0
|  |  | 0 | 0 | C3 | 0 | 0 | 0 | 0 | 0 | 0 | 0 | 0 | 0 | 0 | 0 | 0 | 0 | 0 | 0 | 0 | 0 | 0 | 0 | 0 | 0 | 0 | 0 | 0 | 0 | 0 | 0 | 0 | 0 | 0 | 0 | 0 | 0 | 0 | 0 | 0 |  |  | C3 | 0 | 0 | 0 | 0 | 0 | C3 | 0 | 0 | 0 | 0 | 0 | C3 | [5 empty] | C3 | [5 empty] | 0 | [6 empty] | 0 | [6 empty] | 0 | [6 empty] | 0 | [6 empty] | 0 | [6 empty] | 0
|  |  | 0 | 0 | C4 | 0 | 0 | 0 | 0 | 0 | 0 | 0 | 0 | 0 | 0 | 0 | 0 | 0 | 0 | 0 | 0 | 0 | 0 | 0 | 0 | 0 | 0 | 0 | 0 | 0 | 0 | 0 | 0 | 0 | 0 | 0 | 0 | 0 | 0 | 0 | 0 |  |  | C4 | 0 | 0 | 0 | 0 | 0 | C4 | 0 | 0 | 0 | 0 | 0 | C4 | [5 empty] | C4 | [5 empty] | 0 | [6 empty] | 0 | [6 empty] | 0 | [6 empty] | 0 | [6 empty] | 0 | [6 empty] | 0
|  |  | 0 | 0 |  | 0 | 0 | 0 | 0 | 0 |  | 0 | 0 | 0 | 0 | 0 |  | 0 | 0 | 0 | 0 | 0 |  | 0 | 0 | 0 | 0 | 0 |  | 0 | 0 | 0 | 0 | 0 |  | 0 | 0 | 0 | 0 | 0 | [22 empty] | 0 | 0 | 0 | 0 | 0 | 0 |  | 0 | 0 | 0 | 0 | 0 | 0 |  | 0 | 0 | 0 | 0 | 0 | 0 |  | 0 | 0 | 0 | 0 | 0 | 0 |  | 0 | 0 | 0 | 0 | 0 | 0 |  | 0 | 0 | 0 | 0 | 0 | 0
[63 empty] | 2795.167 | 22681.0998 | 42908.5085 | 28924.9903 | 57013.2786 | 154323.0442 |  | 3138.8797 | 22548.9892 | 41818.6532 | 23950.1426 | 49670.6075 | 141127.2722 |  | 2661.933 | 16821.5221 | 50713.5073 | 43161.6834 | 70066.4594 | 183425.1051 |  | 3317.657 | 16709.5904 | 48900.2995 | 35040.7325 | 49693.9045 | 153662.1839 |  | 2249.9184 | 16221.1715 | 40292.4696 | 49582.0963 | 131301.9794 | 239647.6352 |  | 3839.9396 | 15979.9164 | 36064.6547 | 30495.8811 | 82986.7101 | 169367.1018
| HV Network | [73 empty] | 0 | [6 empty] | 0 | [6 empty] | 0 | [6 empty] | 0 | [6 empty] | 0
| HV Switchgear (GM) - Primary |  | 1652 | 1637 | C1 | 370 | 538 | 402 | 182 | 160 | 1652 | 354 | 538 | 402 | 193 | 160 | 1647 | 147 | -5 | -10 | -19 | -125 | -12 | 346 | 470 | 355 | 201 | 275 | 1647 | 203 | -5 | -10 | -19 | -184 | -15 | 305 | 323 | 348 | 278 | 393 | 1647 |  |  | C1 | 5.5627e-05 | 0.00023925 | 0.00069054 | 0.0015457 | 0.002941 | C1 | 86060.2984 | 86060.2984 | 86060.2984 | 86060.2984 | 86060.2984 | C1 | 4.7873 | 20.5901 | 59.4283 | 133.0241 | 253.0995 | C1 | 1694.7092 | 11077.4903 | 23890.1892 | 25673.6443 | 40495.9163 | 102831.9493 |  | 1771.3062 | 11077.4903 | 23890.1892 | 24210.3796 | 40495.9163 | 101445.2816 |  | 1656.4107 | 9677.3614 | 21097.0576 | 26737.8368 | 69602.3561 | 128771.0227 |  | 2360.1459 | 9574.4108 | 20502.7743 | 24210.3796 | 37964.9215 | 94612.6321 |  | 1460.1308 | 6650.6122 | 20681.0593 | 36980.6898 | 99468.0944 | 165240.5864 |  | 2431.9556 | 6547.6616 | 20086.776 | 34453.2325 | 52897.7906 | 116417.4163
|  |  | 1936 | 1922 | C2 | 360 | 530 | 441 | 370 | 235 | 1936 | 323 | 532 | 453 | 397 | 239 | 1944 | 205 | 0 | -26 | -48 | -138 | -7 | 302 | 415 | 399 | 401 | 427 | 1944 | 292 | 0 | -27 | -62 | -217 | -14 | 277 | 255 | 411 | 329 | 672 | 1944 |  |  | C2 | 5.5627e-05 | 0.00023925 | 0.00069054 | 0.0015457 | 0.002941 | C2 | 122943.2834 | 122943.2834 | 122943.2834 | 122943.2834 | 122943.2834 | C2 | 6.839 | 29.4145 | 84.8976 | 190.0344 | 361.5707 | C2 | 2209.0035 | 15648.4993 | 38458.6201 | 75443.6477 | 86415.3928 | 218175.1634 |  | 2462.0473 | 15589.6704 | 37439.8487 | 70312.7195 | 84969.11 | 210773.3959 |  | 2065.3841 | 12207.0061 | 33874.1488 | 76203.7852 | 154390.6808 | 278741.0049 |  | 3467.3832 | 12207.0061 | 31666.8108 | 67082.1351 | 104493.9268 | 218917.262 |  | 1894.4086 | 7500.6905 | 34892.9202 | 62521.31 | 242975.4977 | 349784.827 |  | 3891.4025 | 7500.6905 | 32600.6846 | 50739.1787 | 164514.6599 | 259246.6161
|  |  | 612 | 608 | C3 | 89 | 171 | 146 | 107 | 99 | 612 | 89 | 171 | 146 | 107 | 99 | 612 | 54 | 0 | 0 | -7 | -49 | -2 | 87 | 139 | 115 | 123 | 148 | 612 | 100 | 0 | -1 | -17 | -86 | -4 | 84 | 94 | 120 | 91 | 223 | 612 |  |  | C3 | 5.5627e-05 | 0.00023925 | 0.00069054 | 0.0015457 | 0.002941 | C3 | 184414.9251 | 184414.9251 | 184414.9251 | 184414.9251 | 184414.9251 | C3 | 10.2585 | 44.1217 | 127.3464 | 285.0516 | 542.356 | C3 | 913.0092 | 7544.8122 | 18592.5779 | 30500.5175 | 53693.2461 | 111244.1629 |  | 913.0092 | 7544.8122 | 18592.5779 | 30500.5175 | 53693.2461 | 111244.1629 |  | 892.4921 | 6132.9175 | 14644.8388 | 35061.3426 | 80268.6912 | 137000.2822 |  | 1446.4528 | 6132.9175 | 14644.8388 | 33065.9816 | 53693.2461 | 108983.4368 |  | 861.7165 | 4147.4406 | 15281.5709 | 25939.6925 | 120945.3928 | 167175.8133 |  | 1887.5696 | 4147.4406 | 15154.2245 | 21093.8158 | 74302.775 | 116585.8255
|  |  | 74 | 74 | C4 | 6 | 32 | 27 | 4 | 5 | 74 | 6 | 32 | 27 | 4 | 5 | 74 | 0 | 0 | 0 | 0 | 0 | 0 | 4 | 20 | 29 | 15 | 6 | 74 | 0 | 0 | 0 | 0 | 0 | 0 | 4 | 17 | 17 | 27 | 9 | 74 |  |  | C4 | 5.5627e-05 | 0.00023925 | 0.00069054 | 0.0015457 | 0.002941 | C4 | 307358.2086 | 307358.2086 | 307358.2086 | 307358.2086 | 307358.2086 | C4 | 17.0976 | 73.5362 | 212.244 | 475.0859 | 903.9267 | C4 | 102.5853 | 2353.1578 | 5730.5891 | 1900.3438 | 4519.6335 | 14606.3095 |  | 102.5853 | 2353.1578 | 5730.5891 | 1900.3438 | 4519.6335 | 14606.3095 |  | 68.3902 | 1470.7236 | 6155.0772 | 7126.2891 | 5423.5602 | 20244.0403 |  | 68.3902 | 1470.7236 | 6155.0772 | 7126.2891 | 5423.5602 | 20244.0403 |  | 68.3902 | 1250.1151 | 3608.1487 | 12827.3204 | 8135.3403 | 25889.3147 |  | 68.3902 | 1250.1151 | 3608.1487 | 12827.3204 | 8135.3403 | 25889.3147
|  |  | 4274 | 4241 |  | 825 | 1271 | 1016 | 663 | 499 |  | 772 | 1273 | 1028 | 701 | 503 |  | 406 | -5 | -36 | -74 | -312 |  | 739 | 1044 | 898 | 740 | 856 |  | 595 | -5 | -38 | -98 | -487 |  | 670 | 689 | 896 | 725 | 1297 | [22 empty] | 4919.3072 | 36623.9596 | 86671.9762 | 133518.1533 | 185124.1887 | 446857.585 |  | 5248.948 | 36565.1307 | 85653.2048 | 126923.9604 | 183677.906 | 438069.1499 |  | 4682.6771 | 29488.0086 | 75771.1223 | 145129.2537 | 309685.2883 | 564756.3501 |  | 7342.3721 | 29385.0579 | 72969.501 | 131484.7854 | 201575.6547 | 442757.3712 |  | 4284.6462 | 19548.8584 | 74463.699 | 138269.0127 | 471524.3251 | 708090.5414 |  | 8279.3179 | 19445.9077 | 71449.8337 | 119113.5475 | 299850.5658 | 518139.1725
| HV Switchgear (GM) - Distribution |  | 9219 | 9508 | C1 | 6412 | 2020 | 450 | 61 | 276 | 9219 | 6026 | 2068 | 510 | 155 | 343 | 9102 | 457 | -70 | -126 | -46 | -78 | 137 | 6173 | 1883 | 737 | 46 | 380 | 9219 | 969 | -146 | -246 | -142 | -146 | 289 | 5720 | 1529 | 1215 | 287 | 468 | 9219 |  |  | C1 | 0.00010224 | 0.00043971 | 0.0012691 | 0.0028408 | 0.0054051 | C1 | 116980.9788 | 116980.9788 | 116980.9788 | 116980.9788 | 116980.9788 | C1 | 11.9596 | 51.4381 | 148.4634 | 332.3196 | 632.291 | C1 | 72068.7226 | 106373.9796 | 75716.317 | 51509.5409 | 216875.8213 | 522544.3814 |  | 76685.1392 | 103904.951 | 66808.515 | 20271.4967 | 174512.3227 | 442182.4247 |  | 73826.788 | 96857.9321 | 109417.5013 | 15286.7025 | 240270.5892 | 535659.513 |  | 79292.3383 | 93257.2655 | 90711.1171 | 0 | 190951.8893 | 454212.6101 |  | 68409.0762 | 78648.8466 | 180382.9906 | 95375.7306 | 295912.1993 | 718728.8432 |  | 79997.9564 | 71138.8848 | 143861.0023 | 48186.3447 | 203597.7098 | 546781.898
|  |  | 15122 | 12684 | C2 | 4628 | 6754 | 2181 | 125 | 1434 | 15122 | 4331 | 6906 | 2461 | 527 | 1854 | 16079 | 351 | -227 | -603 | -186 | -485 | -1150 | 4144 | 5164 | 3472 | 487 | 1855 | 15122 | 743 | -483 | -1191 | -594 | -913 | -2438 | 3712 | 3037 | 4803 | 1272 | 2298 | 15122 |  |  | C2 | 0.00010224 | 0.00043971 | 0.0012691 | 0.0028408 | 0.0054051 | C2 | 167115.684 | 167115.684 | 167115.684 | 167115.684 | 167115.684 | C2 | 17.0852 | 73.483 | 212.0905 | 474.7423 | 903.2729 | C2 | 73995.9313 | 507473.5445 | 521954.7793 | 250189.1987 | 1674667.9412 | 3028281.3949 |  | 79070.2309 | 496304.1297 | 462569.4326 | 59342.7891 | 1295293.3267 | 2392579.9089 |  | 70801.0019 | 379466.172 | 736378.2989 | 231199.5062 | 1675571.2141 | 3093416.1931 |  | 76797.9015 | 362785.5327 | 608487.713 | 142897.436 | 1237483.8616 | 2428452.4449 |  | 63420.2025 | 223167.8475 | 1018670.7862 | 603872.2214 | 2075721.1051 | 3984852.1627 |  | 76114.4941 | 187675.5622 | 766070.9722 | 321875.2878 | 1251032.955 | 2602769.2714
|  |  | 5169 | 3880 | C3 | 1157 | 2280 | 1016 | 63 | 653 | 5169 | 1086 | 2339 | 1149 | 257 | 855 | 5686 | 86 | -84 | -284 | -93 | -234 | -609 | 1014 | 1636 | 1456 | 201 | 862 | 5169 | 182 | -176 | -560 | -293 | -442 | -1289 | 925 | 831 | 1754 | 651 | 1008 | 5169 |  |  | C3 | 0.00010224 | 0.00043971 | 0.0012691 | 0.0028408 | 0.0054051 | C3 | 250673.526 | 250673.526 | 250673.526 | 250673.526 | 250673.526 | C3 | 25.6278 | 110.2245 | 318.1358 | 712.1135 | 1354.9093 | C3 | 27831.7645 | 257815.0783 | 365538.0179 | 183013.1615 | 1158447.4836 | 1992645.5058 |  | 29651.3366 | 251311.8335 | 323225.9584 | 44863.1485 | 884755.7974 | 1533808.0744 |  | 25986.5647 | 180327.263 | 463205.7041 | 143134.8072 | 1167931.849 | 1980586.188 |  | 28190.5534 | 171068.406 | 372855.141 | 76908.2546 | 850883.064 | 1499905.4189 |  | 23705.6926 | 91596.5498 | 558010.1683 | 463585.8681 | 1365748.6122 | 2502646.8911 |  | 28369.9478 | 72197.0399 | 379854.1283 | 254936.6218 | 766878.6851 | 1502236.4228
|  |  | 827 | 627 | C4 | 177 | 365 | 196 | 6 | 83 | 827 | 166 | 377 | 217 | 32 | 110 | 902 | 11 | -18 | -43 | -14 | -32 | -96 | 154 | 270 | 269 | 19 | 115 | 827 | 23 | -38 | -83 | -42 | -60 | -200 | 140 | 143 | 313 | 95 | 136 | 827 |  |  | C4 | 0.00010224 | 0.00043971 | 0.0012691 | 0.0028408 | 0.0054051 | C4 | 417789.21 | 417789.21 | 417789.21 | 417789.21 | 417789.21 | C4 | 42.713 | 183.7075 | 530.2263 | 1186.8558 | 2258.1822 | C4 | 7090.3513 | 69257.7202 | 115059.1092 | 37979.385 | 248400.0452 | 477786.6109 |  | 7560.1939 | 67053.2304 | 103924.3567 | 7121.1347 | 187429.125 | 373088.0407 |  | 6577.7958 | 49601.0198 | 142630.8773 | 22550.2598 | 259690.9564 | 481050.9091 |  | 7047.6383 | 46294.2851 | 119831.146 | 5934.2789 | 187429.125 | 366536.4734 |  | 5979.8144 | 26270.1697 | 165960.8349 | 112751.2992 | 307112.7832 | 618074.9014 |  | 6962.2124 | 19289.2855 | 121952.0512 | 62903.3564 | 171621.8494 | 382728.7549
|  |  | 30337 | 26699 |  | 12374 | 11419 | 3843 | 255 | 2446 |  | 11609 | 11690 | 4337 | 971 | 3162 |  | 905 | -399 | -1056 | -339 | -829 |  | 11485 | 8953 | 5934 | 753 | 3212 |  | 1917 | -843 | -2080 | -1071 | -1561 |  | 10497 | 5540 | 8085 | 2305 | 3910 | [22 empty] | 180986.7697 | 940920.3226 | 1078268.2234 | 522691.286 | 3298391.2913 | 6021257.893 |  | 192966.9006 | 918574.1446 | 956528.2627 | 131598.569 | 2541990.5718 | 4741658.4487 |  | 177192.1503 | 706252.3868 | 1451632.3816 | 412171.2757 | 3343464.6086 | 6090712.8031 |  | 191328.4315 | 673405.4893 | 1191885.117 | 225739.9696 | 2466747.9399 | 4749106.9473 |  | 161514.7856 | 419683.4136 | 1923024.78 | 1275585.1193 | 4044494.6999 | 7824302.7985 |  | 191444.6107 | 350300.7724 | 1411738.1541 | 687901.6107 | 2393131.1993 | 5034516.3472
| HV Transformer (GM) |  | 3689 | 3923 | C1 | 801 | 2276 | 402 | 181 | 29 | 3689 | 533 | 2287 | 406 | 202 | 117 | 3545 | 214 | -1 | 0 | -19 | -80 | 114 | 774 | 2215 | 263 | 244 | 193 | 3689 | 438 | -1 | 0 | -39 | -164 | 234 | 764 | 1958 | 362 | 277 | 328 | 3689 |  |  | C1 | 0.00015843 | 0.00068142 | 0.0019668 | 0.0044024 | 0.0083763 | C1 | 50314.3921 | 50314.3921 | 50314.3921 | 50314.3921 | 50314.3921 | C1 | 7.9716 | 34.2855 | 98.9566 | 221.5039 | 421.4465 | C1 | 4248.8394 | 78410.9017 | 40176.375 | 44743.7893 | 49309.2378 | 216889.1433 |  | 6385.2165 | 78033.7614 | 39780.5487 | 40092.2073 | 12221.9478 | 176513.6816 |  | 6169.9844 | 75942.3469 | 26025.5828 | 54046.9534 | 81339.17 | 243524.0376 |  | 7875.8974 | 75908.0614 | 26025.5828 | 49838.3792 | 47623.4519 | 207271.3727 |  | 6090.2689 | 67130.9775 | 35822.2851 | 61356.5824 | 138234.4444 | 308634.5583 |  | 9581.8105 | 67096.692 | 35822.2851 | 52717.93 | 69117.2222 | 234335.9398
|  |  | 10150 | 9982 | C2 | 563 | 7175 | 1478 | 783 | 151 | 10150 | 372 | 7191 | 1480 | 868 | 333 | 10244 | 153 | 2 | 0 | -75 | -160 | -80 | 521 | 6873 | 881 | 982 | 893 | 10150 | 313 | 2 | 0 | -155 | -328 | -168 | 499 | 6059 | 1209 | 1160 | 1223 | 10150 |  |  | C2 | 0.00015843 | 0.00068142 | 0.0019668 | 0.0044024 | 0.0083763 | C2 | 71877.703 | 71877.703 | 71877.703 | 71877.703 | 71877.703 | C2 | 11.3879 | 48.9793 | 141.3666 | 316.4342 | 602.0664 | C2 | 4236.3127 | 352209.8783 | 209222.5019 | 274664.8453 | 200488.1097 | 1040821.6479 |  | 6411.4087 | 351426.2101 | 208939.7688 | 247767.9422 | 90912.0257 | 905457.3556 |  | 5933.1153 | 336634.4728 | 124543.9353 | 310738.3388 | 537645.2913 | 1315495.1534 |  | 7675.4697 | 336732.4313 | 124543.9353 | 287005.7773 | 441314.668 | 1197272.2815 |  | 5682.5807 | 296765.3529 | 170912.1654 | 367063.6181 | 736327.2018 | 1576750.919 |  | 9247.0051 | 296863.3114 | 170912.1654 | 318016.3243 | 538849.4241 | 1333888.2303
|  |  | 983 | 950 | C3 | 62 | 580 | 219 | 105 | 17 | 983 | 43 | 585 | 223 | 119 | 38 | 1008 | 15 | -1 | 0 | -12 | -19 | -17 | 59 | 549 | 98 | 158 | 119 | 983 | 31 | -1 | 0 | -24 | -39 | -33 | 56 | 458 | 129 | 161 | 179 | 983 |  |  | C3 | 0.00015843 | 0.00068142 | 0.0019668 | 0.0044024 | 0.0083763 | C3 | 107816.5545 | 107816.5545 | 107816.5545 | 107816.5545 | 107816.5545 | C3 | 17.0819 | 73.4689 | 212.0498 | 474.6512 | 903.0996 | C3 | 734.522 | 42979.303 | 47287.1128 | 56483.4964 | 34317.7845 | 181802.2187 |  | 1059.0782 | 42611.9586 | 46438.9134 | 49838.3792 | 15352.6931 | 155301.0225 |  | 1007.8325 | 40334.4229 | 20780.8836 | 74994.8944 | 107468.8516 | 244586.885 |  | 1264.061 | 40260.954 | 20780.8836 | 69299.0796 | 90309.9593 | 221914.9376 |  | 956.5867 | 33648.7535 | 27354.4285 | 76418.8481 | 161654.8272 | 300033.444 |  | 1486.1258 | 33575.2846 | 27354.4285 | 65027.2186 | 126433.9431 | 253877.0005
|  |  | 538 | 505 | C4 | 7 | 375 | 94 | 50 | 12 | 538 | 6 | 380 | 98 | 58 | 21 | 563 | 0 | -1 | 0 | -8 | -8 | -17 | 6 | 348 | 53 | 67 | 64 | 538 | 0 | -1 | 0 | -16 | -16 | -33 | 4 | 304 | 68 | 71 | 91 | 538 |  |  | C4 | 0.00015843 | 0.00068142 | 0.0019668 | 0.0044024 | 0.0083763 | C4 | 179694.2574 | 179694.2574 | 179694.2574 | 179694.2574 | 179694.2574 | C4 | 28.4698 | 122.4482 | 353.4164 | 791.0854 | 1505.166 | C4 | 170.8191 | 46530.2996 | 34634.8061 | 45882.9523 | 31608.4858 | 158827.3628 |  | 199.2889 | 45918.0588 | 33221.1405 | 39554.2692 | 18061.9919 | 136954.7493 |  | 170.8191 | 42611.9586 | 18731.0686 | 53002.7207 | 96330.6233 | 210847.1902 |  | 170.8191 | 42489.5104 | 18731.0686 | 46674.0376 | 84289.2954 | 192354.7311 |  | 113.8794 | 37224.2397 | 24032.3144 | 56167.0623 | 136970.105 | 254507.6007 |  | 113.8794 | 37101.7915 | 24032.3144 | 43509.6961 | 112887.4492 | 217645.1306
|  |  | 15360 | 15360 |  | 1433 | 10406 | 2193 | 1119 | 209 |  | 954 | 10443 | 2207 | 1247 | 509 |  | 382 | -1 | 0 | -114 | -267 |  | 1360 | 9985 | 1295 | 1451 | 1269 |  | 782 | -1 | 0 | -234 | -547 |  | 1323 | 8779 | 1768 | 1669 | 1821 | [22 empty] | 9390.4931 | 520130.3827 | 331320.7958 | 421775.0832 | 315723.6179 | 1598340.3727 |  | 14054.9922 | 517989.9889 | 328380.3714 | 377252.7978 | 136548.6585 | 1374226.8089 |  | 13281.7513 | 495523.2011 | 190081.4703 | 492782.9073 | 822783.9362 | 2014453.2662 |  | 16986.2473 | 495390.9571 | 190081.4703 | 452817.2737 | 663537.3746 | 1818813.323 |  | 12843.3157 | 434769.3236 | 258121.1934 | 561006.1108 | 1173186.5785 | 2439926.522 |  | 20428.8207 | 434637.0796 | 258121.1934 | 479271.1689 | 847288.0385 | 2039746.3012
| HV UG Cable |  | 0 | 0 | C1 | 0 | 0 | 0 | 0 | 0 | 0 | 0 | 0 | 0 | 0 | 0 | 0 | 0 | 0 | 0 | 0 | 0 | 0 | 0 | 0 | 0 | 0 | 0 | 0 | 0 | 0 | 0 | 0 | 0 | 0 | 0 | 0 | 0 | 0 | 0 | 0 |  |  | C1 | 0 | 0 | 0 | 0 | 0 | C1 | 0 | 0 | 0 | 0 | 0 | C1 | [5 empty] | C1 | [5 empty] | 0 | [6 empty] | 0 | [6 empty] | 0 | [6 empty] | 0 | [6 empty] | 0 | [6 empty] | 0
|  |  | 0 | 0 | C2 | 0 | 0 | 0 | 0 | 0 | 0 | 0 | 0 | 0 | 0 | 0 | 0 | 0 | 0 | 0 | 0 | 0 | 0 | 0 | 0 | 0 | 0 | 0 | 0 | 0 | 0 | 0 | 0 | 0 | 0 | 0 | 0 | 0 | 0 | 0 | 0 |  |  | C2 | 0 | 0 | 0 | 0 | 0 | C2 | 0 | 0 | 0 | 0 | 0 | C2 | [5 empty] | C2 | [5 empty] | 0 | [6 empty] | 0 | [6 empty] | 0 | [6 empty] | 0 | [6 empty] | 0 | [6 empty] | 0
|  |  | 0 | 0 | C3 | 0 | 0 | 0 | 0 | 0 | 0 | 0 | 0 | 0 | 0 | 0 | 0 | 0 | 0 | 0 | 0 | 0 | 0 | 0 | 0 | 0 | 0 | 0 | 0 | 0 | 0 | 0 | 0 | 0 | 0 | 0 | 0 | 0 | 0 | 0 | 0 |  |  | C3 | 0 | 0 | 0 | 0 | 0 | C3 | 0 | 0 | 0 | 0 | 0 | C3 | [5 empty] | C3 | [5 empty] | 0 | [6 empty] | 0 | [6 empty] | 0 | [6 empty] | 0 | [6 empty] | 0 | [6 empty] | 0
|  |  | 0 | 0 | C4 | 0 | 0 | 0 | 0 | 0 | 0 | 0 | 0 | 0 | 0 | 0 | 0 | 0 | 0 | 0 | 0 | 0 | 0 | 0 | 0 | 0 | 0 | 0 | 0 | 0 | 0 | 0 | 0 | 0 | 0 | 0 | 0 | 0 | 0 | 0 | 0 |  |  | C4 | 0 | 0 | 0 | 0 | 0 | C4 | 0 | 0 | 0 | 0 | 0 | C4 | [5 empty] | C4 | [5 empty] | 0 | [6 empty] | 0 | [6 empty] | 0 | [6 empty] | 0 | [6 empty] | 0 | [6 empty] | 0
|  |  | 0 | 0 |  | 0 | 0 | 0 | 0 | 0 |  | 0 | 0 | 0 | 0 | 0 |  | 0 | 0 | 0 | 0 | 0 |  | 0 | 0 | 0 | 0 | 0 |  | 0 | 0 | 0 | 0 | 0 |  | 0 | 0 | 0 | 0 | 0 | [22 empty] | 0 | 0 | 0 | 0 | 0 | 0 |  | 0 | 0 | 0 | 0 | 0 | 0 |  | 0 | 0 | 0 | 0 | 0 | 0 |  | 0 | 0 | 0 | 0 | 0 | 0 |  | 0 | 0 | 0 | 0 | 0 | 0 |  | 0 | 0 | 0 | 0 | 0 | 0
| HV OHL Support - Poles |  | 44118 | 44179 | C1 | 20183 | 11572 | 5288 | 6271 | 804 | 44118 | 18044 | 11678 | 5635 | 7344 | 1402 | 44103 | 1079 | -44 | -184 | -442 | -392 | 17 | 16484 | 10360 | 8939 | 6949 | 1303 | 44035 | 3187 | -96 | -536 | -1270 | -1224 | 61 | 13675 | 10945 | 8920 | 7428 | 2868 | 43836 |  |  | C1 | 1.6064e-05 | 6.9092e-05 | 0.00019942 | 0.00044637 | 0.0008493 | C1 | 7709.7386 | 7709.7386 | 7709.7386 | 7709.7386 | 7709.7386 | C1 | 0.12385 | 0.53268 | 1.5375 | 3.4414 | 6.5479 | C1 | 2234.7682 | 6220.6434 | 8663.5361 | 25273.804 | 9180.0912 | 51572.843 |  | 2499.6856 | 6164.1793 | 8130.0406 | 21581.1581 | 5264.4745 | 43639.5381 |  | 2041.5606 | 5518.5705 | 13743.2741 | 23914.4423 | 8531.8537 | 53749.701 |  | 2175.1958 | 5495.1325 | 13460.3831 | 22393.3337 | 5965.0949 | 49489.1401 |  | 1693.663 | 5830.1886 | 13714.0625 | 25562.8835 | 18779.245 | 65580.0426 |  | 2088.3763 | 5779.0513 | 12889.9888 | 21192.2774 | 10764.6718 | 52714.3655
|  |  | 52286 | 52181 | C2 | 22962 | 14882 | 6657 | 6619 | 1166 | 52286 | 20551 | 15013 | 7082 | 7734 | 1977 | 52357 | 1227 | -52 | -224 | -453 | -527 | -29 | 18818 | 13348 | 11187 | 7333 | 1859 | 52545 | 3615 | -112 | -648 | -1305 | -1655 | -105 | 15672 | 14105 | 11174 | 7841 | 4014 | 52806 |  |  | C2 | 1.6064e-05 | 6.9092e-05 | 0.00019942 | 0.00044637 | 0.0008493 | C2 | 11013.9123 | 11013.9123 | 11013.9123 | 11013.9123 | 11013.9123 | C2 | 0.17693 | 0.76097 | 2.1964 | 4.9163 | 9.3541 | C2 | 3636.0896 | 11424.4758 | 15554.6109 | 38022.7981 | 18493.0103 | 87130.9847 |  | 4062.668 | 11324.7884 | 14621.1586 | 32541.1043 | 10906.8538 | 73456.5731 |  | 3329.4698 | 10157.4571 | 24570.6626 | 36051.3549 | 17389.2292 | 91498.1735 |  | 3546.563 | 10117.8865 | 24078.6783 | 33824.2631 | 12459.6306 | 84027.0215 |  | 2772.8479 | 10733.513 | 24542.1099 | 38548.8441 | 37547.2652 | 114144.58 |  | 3412.45 | 10648.2841 | 23118.8696 | 32133.05 | 22066.2677 | 91378.9214
|  |  | 12026 | 12211 | C3 | 6453 | 3255 | 1074 | 1089 | 155 | 12026 | 5728 | 3288 | 1171 | 1347 | 353 | 11887 | 366 | -16 | -52 | -108 | -129 | 61 | 5192 | 2885 | 2087 | 1250 | 317 | 11731 | 1082 | -32 | -152 | -308 | -405 | 185 | 4235 | 3062 | 2079 | 1363 | 830 | 11569 |  |  | C3 | 1.6064e-05 | 6.9092e-05 | 0.00019942 | 0.00044637 | 0.0008493 | C3 | 16520.8685 | 16520.8685 | 16520.8685 | 16520.8685 | 16520.8685 | C3 | 0.2654 | 1.1415 | 3.2945 | 7.3745 | 14.0311 | C3 | 1520.1831 | 3753.1149 | 3857.9037 | 9933.4191 | 4952.9838 | 24017.6046 |  | 1712.5945 | 3715.4468 | 3538.3335 | 8030.8043 | 2174.8229 | 19172.0021 |  | 1377.9313 | 3293.1072 | 6875.7003 | 9218.095 | 4447.8636 | 25212.6974 |  | 1475.0659 | 3274.8439 | 6704.3843 | 8421.6516 | 2637.8497 | 22513.7954 |  | 1123.9482 | 3495.1454 | 6849.344 | 10051.4107 | 11645.8259 | 33165.6742 |  | 1411.1057 | 3458.6187 | 6348.5743 | 7780.0721 | 5963.2241 | 24961.5949
|  |  | 6548 | 6407 | C4 | 2576 | 2002 | 886 | 933 | 151 | 6548 | 2305 | 2021 | 945 | 1094 | 266 | 6631 | 134 | -8 | -32 | -68 | -75 | -49 | 2102 | 1792 | 1495 | 1033 | 245 | 6667 | 398 | -20 | -92 | -192 | -235 | -141 | 1742 | 1891 | 1491 | 1102 | 541 | 6767 |  |  | C4 | 1.6064e-05 | 6.9092e-05 | 0.00019942 | 0.00044637 | 0.0008493 | C4 | 27534.7808 | 27534.7808 | 27534.7808 | 27534.7808 | 27534.7808 | C4 | 0.44233 | 1.9024 | 5.4909 | 12.2908 | 23.3852 | C4 | 1019.5595 | 3844.8121 | 5188.897 | 13446.1279 | 6220.4612 | 29719.8576 |  | 1139.4296 | 3808.6659 | 4864.9341 | 11467.3101 | 3531.1641 | 24811.5038 |  | 929.7675 | 3409.1555 | 8208.8899 | 12696.3895 | 5729.3722 | 30973.5745 |  | 989.039 | 3393.9361 | 8033.1812 | 11860.6155 | 3975.4827 | 28252.2546 |  | 770.5304 | 3597.4961 | 8186.9263 | 13544.4542 | 12651.3892 | 38750.7962 |  | 946.5758 | 3559.4475 | 7681.7639 | 11184.6219 | 7155.8689 | 30528.278
|  |  | 114978 | 114978 |  | 52174 | 31711 | 13905 | 14912 | 2276 |  | 46628 | 32000 | 14833 | 17519 | 3998 |  | 2806 | -120 | -492 | -1071 | -1123 |  | 42596 | 28385 | 23708 | 16565 | 3724 |  | 8282 | -260 | -1428 | -3075 | -3519 |  | 35324 | 30003 | 23664 | 17734 | 8253 | [22 empty] | 8410.6004 | 25243.0463 | 33264.9477 | 86676.1491 | 38846.5465 | 192441.2899 |  | 9414.3777 | 25013.0805 | 31154.4668 | 73620.3769 | 21877.3153 | 161079.6171 |  | 7678.7292 | 22378.2903 | 53398.5268 | 81880.2816 | 36098.3186 | 201434.1465 |  | 8185.8638 | 22281.799 | 52276.6269 | 76499.8639 | 25038.058 | 184282.2116 |  | 6360.9895 | 23656.3431 | 53292.4427 | 87707.5925 | 80623.7253 | 251641.093 |  | 7858.5078 | 23445.4016 | 50039.1965 | 72290.0214 | 45950.0326 | 199583.1599
| [Please insert new asset category as required] |  | 0 | 0 | C1 | 0 | 0 | 0 | 0 | 0 | 0 | 0 | 0 | 0 | 0 | 0 | 0 | 0 | 0 | 0 | 0 | 0 | 0 | 0 | 0 | 0 | 0 | 0 | 0 | 0 | 0 | 0 | 0 | 0 | 0 | 0 | 0 | 0 | 0 | 0 | 0 |  |  | C1 | 0 | 0 | 0 | 0 | 0 | C1 | 0 | 0 | 0 | 0 | 0 | C1 | [5 empty] | C1 | [5 empty] | 0 | [6 empty] | 0 | [6 empty] | 0 | [6 empty] | 0 | [6 empty] | 0 | [6 empty] | 0
|  |  | 0 | 0 | C2 | 0 | 0 | 0 | 0 | 0 | 0 | 0 | 0 | 0 | 0 | 0 | 0 | 0 | 0 | 0 | 0 | 0 | 0 | 0 | 0 | 0 | 0 | 0 | 0 | 0 | 0 | 0 | 0 | 0 | 0 | 0 | 0 | 0 | 0 | 0 | 0 |  |  | C2 | 0 | 0 | 0 | 0 | 0 | C2 | 0 | 0 | 0 | 0 | 0 | C2 | [5 empty] | C2 | [5 empty] | 0 | [6 empty] | 0 | [6 empty] | 0 | [6 empty] | 0 | [6 empty] | 0 | [6 empty] | 0
|  |  | 0 | 0 | C3 | 0 | 0 | 0 | 0 | 0 | 0 | 0 | 0 | 0 | 0 | 0 | 0 | 0 | 0 | 0 | 0 | 0 | 0 | 0 | 0 | 0 | 0 | 0 | 0 | 0 | 0 | 0 | 0 | 0 | 0 | 0 | 0 | 0 | 0 | 0 | 0 |  |  | C3 | 0 | 0 | 0 | 0 | 0 | C3 | 0 | 0 | 0 | 0 | 0 | C3 | [5 empty] | C3 | [5 empty] | 0 | [6 empty] | 0 | [6 empty] | 0 | [6 empty] | 0 | [6 empty] | 0 | [6 empty] | 0
|  |  | 0 | 0 | C4 | 0 | 0 | 0 | 0 | 0 | 0 | 0 | 0 | 0 | 0 | 0 | 0 | 0 | 0 | 0 | 0 | 0 | 0 | 0 | 0 | 0 | 0 | 0 | 0 | 0 | 0 | 0 | 0 | 0 | 0 | 0 | 0 | 0 | 0 | 0 | 0 |  |  | C4 | 0 | 0 | 0 | 0 | 0 | C4 | 0 | 0 | 0 | 0 | 0 | C4 | [5 empty] | C4 | [5 empty] | 0 | [6 empty] | 0 | [6 empty] | 0 | [6 empty] | 0 | [6 empty] | 0 | [6 empty] | 0
|  |  | 0 | 0 |  | 0 | 0 | 0 | 0 | 0 |  | 0 | 0 | 0 | 0 | 0 |  | 0 | 0 | 0 | 0 | 0 |  | 0 | 0 | 0 | 0 | 0 |  | 0 | 0 | 0 | 0 | 0 |  | 0 | 0 | 0 | 0 | 0 | [22 empty] | 0 | 0 | 0 | 0 | 0 | 0 |  | 0 | 0 | 0 | 0 | 0 | 0 |  | 0 | 0 | 0 | 0 | 0 | 0 |  | 0 | 0 | 0 | 0 | 0 | 0 |  | 0 | 0 | 0 | 0 | 0 | 0 |  | 0 | 0 | 0 | 0 | 0 | 0
| [Please insert new asset category as required] |  | 0 | 0 | C1 | 0 | 0 | 0 | 0 | 0 | 0 | 0 | 0 | 0 | 0 | 0 | 0 | 0 | 0 | 0 | 0 | 0 | 0 | 0 | 0 | 0 | 0 | 0 | 0 | 0 | 0 | 0 | 0 | 0 | 0 | 0 | 0 | 0 | 0 | 0 | 0 |  |  | C1 | 0 | 0 | 0 | 0 | 0 | C1 | 0 | 0 | 0 | 0 | 0 | C1 | [5 empty] | C1 | [5 empty] | 0 | [6 empty] | 0 | [6 empty] | 0 | [6 empty] | 0 | [6 empty] | 0 | [6 empty] | 0
|  |  | 0 | 0 | C2 | 0 | 0 | 0 | 0 | 0 | 0 | 0 | 0 | 0 | 0 | 0 | 0 | 0 | 0 | 0 | 0 | 0 | 0 | 0 | 0 | 0 | 0 | 0 | 0 | 0 | 0 | 0 | 0 | 0 | 0 | 0 | 0 | 0 | 0 | 0 | 0 |  |  | C2 | 0 | 0 | 0 | 0 | 0 | C2 | 0 | 0 | 0 | 0 | 0 | C2 | [5 empty] | C2 | [5 empty] | 0 | [6 empty] | 0 | [6 empty] | 0 | [6 empty] | 0 | [6 empty] | 0 | [6 empty] | 0
|  |  | 0 | 0 | C3 | 0 | 0 | 0 | 0 | 0 | 0 | 0 | 0 | 0 | 0 | 0 | 0 | 0 | 0 | 0 | 0 | 0 | 0 | 0 | 0 | 0 | 0 | 0 | 0 | 0 | 0 | 0 | 0 | 0 | 0 | 0 | 0 | 0 | 0 | 0 | 0 |  |  | C3 | 0 | 0 | 0 | 0 | 0 | C3 | 0 | 0 | 0 | 0 | 0 | C3 | [5 empty] | C3 | [5 empty] | 0 | [6 empty] | 0 | [6 empty] | 0 | [6 empty] | 0 | [6 empty] | 0 | [6 empty] | 0
|  |  | 0 | 0 | C4 | 0 | 0 | 0 | 0 | 0 | 0 | 0 | 0 | 0 | 0 | 0 | 0 | 0 | 0 | 0 | 0 | 0 | 0 | 0 | 0 | 0 | 0 | 0 | 0 | 0 | 0 | 0 | 0 | 0 | 0 | 0 | 0 | 0 | 0 | 0 | 0 |  |  | C4 | 0 | 0 | 0 | 0 | 0 | C4 | 0 | 0 | 0 | 0 | 0 | C4 | [5 empty] | C4 | [5 empty] | 0 | [6 empty] | 0 | [6 empty] | 0 | [6 empty] | 0 | [6 empty] | 0 | [6 empty] | 0
|  |  | 0 | 0 |  | 0 | 0 | 0 | 0 | 0 |  | 0 | 0 | 0 | 0 | 0 |  | 0 | 0 | 0 | 0 | 0 |  | 0 | 0 | 0 | 0 | 0 |  | 0 | 0 | 0 | 0 | 0 |  | 0 | 0 | 0 | 0 | 0 | [22 empty] | 0 | 0 | 0 | 0 | 0 | 0 |  | 0 | 0 | 0 | 0 | 0 | 0 |  | 0 | 0 | 0 | 0 | 0 | 0 |  | 0 | 0 | 0 | 0 | 0 | 0 |  | 0 | 0 | 0 | 0 | 0 | 0 |  | 0 | 0 | 0 | 0 | 0 | 0
| [Please insert new asset category as required] |  | 0 | 0 | C1 | 0 | 0 | 0 | 0 | 0 | 0 | 0 | 0 | 0 | 0 | 0 | 0 | 0 | 0 | 0 | 0 | 0 | 0 | 0 | 0 | 0 | 0 | 0 | 0 | 0 | 0 | 0 | 0 | 0 | 0 | 0 | 0 | 0 | 0 | 0 | 0 |  |  | C1 | 0 | 0 | 0 | 0 | 0 | C1 | 0 | 0 | 0 | 0 | 0 | C1 | [5 empty] | C1 | [5 empty] | 0 | [6 empty] | 0 | [6 empty] | 0 | [6 empty] | 0 | [6 empty] | 0 | [6 empty] | 0
|  |  | 0 | 0 | C2 | 0 | 0 | 0 | 0 | 0 | 0 | 0 | 0 | 0 | 0 | 0 | 0 | 0 | 0 | 0 | 0 | 0 | 0 | 0 | 0 | 0 | 0 | 0 | 0 | 0 | 0 | 0 | 0 | 0 | 0 | 0 | 0 | 0 | 0 | 0 | 0 |  |  | C2 | 0 | 0 | 0 | 0 | 0 | C2 | 0 | 0 | 0 | 0 | 0 | C2 | [5 empty] | C2 | [5 empty] | 0 | [6 empty] | 0 | [6 empty] | 0 | [6 empty] | 0 | [6 empty] | 0 | [6 empty] | 0
|  |  | 0 | 0 | C3 | 0 | 0 | 0 | 0 | 0 | 0 | 0 | 0 | 0 | 0 | 0 | 0 | 0 | 0 | 0 | 0 | 0 | 0 | 0 | 0 | 0 | 0 | 0 | 0 | 0 | 0 | 0 | 0 | 0 | 0 | 0 | 0 | 0 | 0 | 0 | 0 |  |  | C3 | 0 | 0 | 0 | 0 | 0 | C3 | 0 | 0 | 0 | 0 | 0 | C3 | [5 empty] | C3 | [5 empty] | 0 | [6 empty] | 0 | [6 empty] | 0 | [6 empty] | 0 | [6 empty] | 0 | [6 empty] | 0
|  |  | 0 | 0 | C4 | 0 | 0 | 0 | 0 | 0 | 0 | 0 | 0 | 0 | 0 | 0 | 0 | 0 | 0 | 0 | 0 | 0 | 0 | 0 | 0 | 0 | 0 | 0 | 0 | 0 | 0 | 0 | 0 | 0 | 0 | 0 | 0 | 0 | 0 | 0 | 0 |  |  | C4 | 0 | 0 | 0 | 0 | 0 | C4 | 0 | 0 | 0 | 0 | 0 | C4 | [5 empty] | C4 | [5 empty] | 0 | [6 empty] | 0 | [6 empty] | 0 | [6 empty] | 0 | [6 empty] | 0 | [6 empty] | 0
|  |  | 0 | 0 |  | 0 | 0 | 0 | 0 | 0 |  | 0 | 0 | 0 | 0 | 0 |  | 0 | 0 | 0 | 0 | 0 |  | 0 | 0 | 0 | 0 | 0 |  | 0 | 0 | 0 | 0 | 0 |  | 0 | 0 | 0 | 0 | 0 | [22 empty] | 0 | 0 | 0 | 0 | 0 | 0 |  | 0 | 0 | 0 | 0 | 0 | 0 |  | 0 | 0 | 0 | 0 | 0 | 0 |  | 0 | 0 | 0 | 0 | 0 | 0 |  | 0 | 0 | 0 | 0 | 0 | 0 |  | 0 | 0 | 0 | 0 | 0 | 0
| [Please insert new asset category as required] |  | 0 | 0 | C1 | 0 | 0 | 0 | 0 | 0 | 0 | 0 | 0 | 0 | 0 | 0 | 0 | 0 | 0 | 0 | 0 | 0 | 0 | 0 | 0 | 0 | 0 | 0 | 0 | 0 | 0 | 0 | 0 | 0 | 0 | 0 | 0 | 0 | 0 | 0 | 0 |  |  | C1 | 0 | 0 | 0 | 0 | 0 | C1 | 0 | 0 | 0 | 0 | 0 | C1 | [5 empty] | C1 | [5 empty] | 0 | [6 empty] | 0 | [6 empty] | 0 | [6 empty] | 0 | [6 empty] | 0 | [6 empty] | 0
|  |  | 0 | 0 | C2 | 0 | 0 | 0 | 0 | 0 | 0 | 0 | 0 | 0 | 0 | 0 | 0 | 0 | 0 | 0 | 0 | 0 | 0 | 0 | 0 | 0 | 0 | 0 | 0 | 0 | 0 | 0 | 0 | 0 | 0 | 0 | 0 | 0 | 0 | 0 | 0 |  |  | C2 | 0 | 0 | 0 | 0 | 0 | C2 | 0 | 0 | 0 | 0 | 0 | C2 | [5 empty] | C2 | [5 empty] | 0 | [6 empty] | 0 | [6 empty] | 0 | [6 empty] | 0 | [6 empty] | 0 | [6 empty] | 0
|  |  | 0 | 0 | C3 | 0 | 0 | 0 | 0 | 0 | 0 | 0 | 0 | 0 | 0 | 0 | 0 | 0 | 0 | 0 | 0 | 0 | 0 | 0 | 0 | 0 | 0 | 0 | 0 | 0 | 0 | 0 | 0 | 0 | 0 | 0 | 0 | 0 | 0 | 0 | 0 |  |  | C3 | 0 | 0 | 0 | 0 | 0 | C3 | 0 | 0 | 0 | 0 | 0 | C3 | [5 empty] | C3 | [5 empty] | 0 | [6 empty] | 0 | [6 empty] | 0 | [6 empty] | 0 | [6 empty] | 0 | [6 empty] | 0
|  |  | 0 | 0 | C4 | 0 | 0 | 0 | 0 | 0 | 0 | 0 | 0 | 0 | 0 | 0 | 0 | 0 | 0 | 0 | 0 | 0 | 0 | 0 | 0 | 0 | 0 | 0 | 0 | 0 | 0 | 0 | 0 | 0 | 0 | 0 | 0 | 0 | 0 | 0 | 0 |  |  | C4 | 0 | 0 | 0 | 0 | 0 | C4 | 0 | 0 | 0 | 0 | 0 | C4 | [5 empty] | C4 | [5 empty] | 0 | [6 empty] | 0 | [6 empty] | 0 | [6 empty] | 0 | [6 empty] | 0 | [6 empty] | 0
|  |  | 0 | 0 |  | 0 | 0 | 0 | 0 | 0 |  | 0 | 0 | 0 | 0 | 0 |  | 0 | 0 | 0 | 0 | 0 |  | 0 | 0 | 0 | 0 | 0 |  | 0 | 0 | 0 | 0 | 0 |  | 0 | 0 | 0 | 0 | 0 | [22 empty] | 0 | 0 | 0 | 0 | 0 | 0 |  | 0 | 0 | 0 | 0 | 0 | 0 |  | 0 | 0 | 0 | 0 | 0 | 0 |  | 0 | 0 | 0 | 0 | 0 | 0 |  | 0 | 0 | 0 | 0 | 0 | 0 |  | 0 | 0 | 0 | 0 | 0 | 0
| [Please insert new asset category as required] |  | 0 | 0 | C1 | 0 | 0 | 0 | 0 | 0 | 0 | 0 | 0 | 0 | 0 | 0 | 0 | 0 | 0 | 0 | 0 | 0 | 0 | 0 | 0 | 0 | 0 | 0 | 0 | 0 | 0 | 0 | 0 | 0 | 0 | 0 | 0 | 0 | 0 | 0 | 0 |  |  | C1 | 0 | 0 | 0 | 0 | 0 | C1 | 0 | 0 | 0 | 0 | 0 | C1 | [5 empty] | C1 | [5 empty] | 0 | [6 empty] | 0 | [6 empty] | 0 | [6 empty] | 0 | [6 empty] | 0 | [6 empty] | 0
|  |  | 0 | 0 | C2 | 0 | 0 | 0 | 0 | 0 | 0 | 0 | 0 | 0 | 0 | 0 | 0 | 0 | 0 | 0 | 0 | 0 | 0 | 0 | 0 | 0 | 0 | 0 | 0 | 0 | 0 | 0 | 0 | 0 | 0 | 0 | 0 | 0 | 0 | 0 | 0 |  |  | C2 | 0 | 0 | 0 | 0 | 0 | C2 | 0 | 0 | 0 | 0 | 0 | C2 | [5 empty] | C2 | [5 empty] | 0 | [6 empty] | 0 | [6 empty] | 0 | [6 empty] | 0 | [6 empty] | 0 | [6 empty] | 0
|  |  | 0 | 0 | C3 | 0 | 0 | 0 | 0 | 0 | 0 | 0 | 0 | 0 | 0 | 0 | 0 | 0 | 0 | 0 | 0 | 0 | 0 | 0 | 0 | 0 | 0 | 0 | 0 | 0 | 0 | 0 | 0 | 0 | 0 | 0 | 0 | 0 | 0 | 0 | 0 |  |  | C3 | 0 | 0 | 0 | 0 | 0 | C3 | 0 | 0 | 0 | 0 | 0 | C3 | [5 empty] | C3 | [5 empty] | 0 | [6 empty] | 0 | [6 empty] | 0 | [6 empty] | 0 | [6 empty] | 0 | [6 empty] | 0
|  |  | 0 | 0 | C4 | 0 | 0 | 0 | 0 | 0 | 0 | 0 | 0 | 0 | 0 | 0 | 0 | 0 | 0 | 0 | 0 | 0 | 0 | 0 | 0 | 0 | 0 | 0 | 0 | 0 | 0 | 0 | 0 | 0 | 0 | 0 | 0 | 0 | 0 | 0 | 0 |  |  | C4 | 0 | 0 | 0 | 0 | 0 | C4 | 0 | 0 | 0 | 0 | 0 | C4 | [5 empty] | C4 | [5 empty] | 0 | [6 empty] | 0 | [6 empty] | 0 | [6 empty] | 0 | [6 empty] | 0 | [6 empty] | 0
|  |  | 0 | 0 |  | 0 | 0 | 0 | 0 | 0 |  | 0 | 0 | 0 | 0 | 0 |  | 0 | 0 | 0 | 0 | 0 |  | 0 | 0 | 0 | 0 | 0 |  | 0 | 0 | 0 | 0 | 0 |  | 0 | 0 | 0 | 0 | 0 | [22 empty] | 0 | 0 | 0 | 0 | 0 | 0 |  | 0 | 0 | 0 | 0 | 0 | 0 |  | 0 | 0 | 0 | 0 | 0 | 0 |  | 0 | 0 | 0 | 0 | 0 | 0 |  | 0 | 0 | 0 | 0 | 0 | 0 |  | 0 | 0 | 0 | 0 | 0 | 0
[63 empty] | 203707.1704 | 1522917.7111 | 1529525.9431 | 1164660.6717 | 3838085.6443 | 8258897.1406 |  | 221685.2185 | 1498142.3446 | 1401716.3058 | 709395.7041 | 2884094.4516 | 6715034.0247 |  | 202835.3079 | 1253641.8868 | 1770883.5011 | 1131963.7183 | 4512032.1518 | 8871356.5659 |  | 223842.9147 | 1220463.3033 | 1507212.7153 | 886541.8926 | 3356899.0272 | 7194959.853 |  | 185003.737 | 897657.9387 | 2308902.1152 | 2062567.8353 | 5769829.3287 | 11223960.9549 |  | 228011.2571 | 827829.1613 | 1791348.3777 | 1358576.3486 | 3586219.8361 | 7791984.9808
| EHV Network | [66 empty] | 0 | [6 empty] | 0 | [6 empty] | 0 | [6 empty] | 0 | [6 empty] | 0 | [6 empty] | 0
| EHV Switchgear (GM) |  | 590 | 593 | C1 | 350 | 176 | 48 | 15 | 1 | 590 | 349 | 176 | 48 | 15 | 1 | 589 | 0 | 0 | 0 | 0 | 0 | 0 | 341 | 114 | 108 | 13 | 13 | 589 | 6 | 0 | 0 | 0 | -3 | 3 | 324 | 75 | 128 | 48 | 14 | 589 |  |  | C1 | 0.00031753 | 0.0013657 | 0.0039417 | 0.0088231 | 0.016787 | C1 | 85641.3657 | 85641.3657 | 85641.3657 | 85641.3657 | 85641.3657 | C1 | 27.1935 | 116.9588 | 337.5728 | 755.6213 | 1437.6899 | C1 | 9490.5487 | 20584.7568 | 16203.4966 | 11334.3192 | 1437.6899 | 59050.8112 |  | 9517.7423 | 20584.7568 | 16203.4966 | 11334.3192 | 1437.6899 | 59078.0048 |  | 9273.0003 | 13333.3084 | 36457.8673 | 9823.0767 | 18689.9685 | 87577.2212 |  | 9273.0003 | 13333.3084 | 36457.8673 | 9823.0767 | 18689.9685 | 87577.2212 |  | 8810.71 | 8771.9134 | 43209.3243 | 36269.8215 | 20127.6584 | 117189.4275 |  | 8973.8713 | 8771.9134 | 43209.3243 | 36269.8215 | 15814.5887 | 113039.5192
|  |  | 460 | 458 | C2 | 125 | 213 | 61 | 45 | 16 | 460 | 108 | 216 | 63 | 48 | 29 | 464 | 0 | 0 | 0 | 0 | 0 | 0 | 100 | 126 | 131 | 59 | 48 | 464 | 18 | 0 | 0 | -3 | -17 | -2 | 86 | 59 | 198 | 44 | 77 | 464 |  |  | C2 | 0.00031753 | 0.0013657 | 0.0039417 | 0.0088231 | 0.016787 | C2 | 122344.8082 | 122344.8082 | 122344.8082 | 122344.8082 | 122344.8082 | C2 | 38.8479 | 167.0841 | 482.2469 | 1079.459 | 2053.8427 | C2 | 4195.5762 | 36090.158 | 30381.5561 | 51814.0307 | 59561.438 | 182042.7591 |  | 4855.991 | 35588.9058 | 29417.0623 | 48575.6538 | 32861.4831 | 151299.0959 |  | 3884.7928 | 21052.5922 | 63174.3469 | 63688.0794 | 98584.4492 | 250384.2604 |  | 3884.7928 | 21052.5922 | 63174.3469 | 63688.0794 | 98584.4492 | 250384.2604 |  | 3340.9218 | 9857.9598 | 95484.8907 | 47496.1948 | 158145.8872 | 314325.8543 |  | 4040.1845 | 9857.9598 | 95484.8907 | 44257.8179 | 123230.5614 | 276871.4143
|  |  | 347 | 343 | C3 | 65 | 166 | 82 | 30 | 4 | 347 | 65 | 166 | 82 | 30 | 4 | 347 | 6 | -2 | 0 | -3 | -3 | -2 | 65 | 101 | 119 | 47 | 15 | 347 | 15 | -2 | 0 | -7 | -10 | -4 | 64 | 46 | 156 | 58 | 23 | 347 |  |  | C3 | 0.00031753 | 0.0013657 | 0.0039417 | 0.0088231 | 0.016787 | C3 | 183517.2123 | 183517.2123 | 183517.2123 | 183517.2123 | 183517.2123 | C3 | 58.2719 | 250.6261 | 723.3704 | 1619.1885 | 3080.764 | C3 | 3787.673 | 41603.9322 | 59316.3715 | 48575.6538 | 12323.0561 | 165606.6865 |  | 3787.673 | 41603.9322 | 59316.3715 | 48575.6538 | 12323.0561 | 165606.6865 |  | 3787.673 | 25313.2358 | 86081.0757 | 76101.8576 | 46211.4605 | 237495.3026 |  | 4137.3043 | 24811.9836 | 86081.0757 | 71244.2922 | 36969.1684 | 223243.8243 |  | 3729.4011 | 11528.8005 | 112845.7799 | 93912.9307 | 70857.5728 | 292874.4849 |  | 4603.4794 | 11027.5483 | 112845.7799 | 82578.6115 | 40049.9325 | 251105.3515
|  |  | 41 | 41 | C4 | 0 | 5 | 5 | 13 | 18 | 41 | 0 | 5 | 5 | 13 | 18 | 41 | 0 | 0 | 0 | 0 | 0 | 0 | 0 | 1 | 8 | 1 | 31 | 41 | 21 | 0 | 0 | -3 | -18 | 0 | 0 | 0 | 5 | 5 | 31 | 41 |  |  | C4 | 0.00031753 | 0.0013657 | 0.0039417 | 0.0088231 | 0.016787 | C4 | 305862.0204 | 305862.0204 | 305862.0204 | 305862.0204 | 305862.0204 | C4 | 97.1198 | 417.7102 | 1205.6173 | 2698.6474 | 5134.6067 | C4 | 0 | 2088.5508 | 6028.0865 | 35082.4166 | 92422.9211 | 135621.9751 |  | 0 | 2088.5508 | 6028.0865 | 35082.4166 | 92422.9211 | 135621.9751 |  | 0 | 417.7102 | 9644.9385 | 2698.6474 | 159172.8085 | 171934.1046 |  | 0 | 417.7102 | 9644.9385 | 2698.6474 | 159172.8085 | 171934.1046 |  | 0 | 0 | 6028.0865 | 13493.2372 | 159172.8085 | 178694.1322 |  | 2039.5162 | 0 | 6028.0865 | 5397.2949 | 66749.8874 | 80214.7851
|  |  | 1438 | 1435 |  | 540 | 560 | 196 | 103 | 39 |  | 522 | 563 | 198 | 106 | 52 |  | 6 | -2 | 0 | -3 | -3 |  | 506 | 342 | 366 | 120 | 107 |  | 60 | -2 | 0 | -13 | -48 |  | 474 | 180 | 487 | 155 | 145 | [22 empty] | 17473.7979 | 100367.3978 | 111929.5107 | 146806.4204 | 165745.1051 | 542322.232 |  | 18161.4062 | 99866.1456 | 110965.0169 | 143568.0435 | 139045.1502 | 511605.7623 |  | 16945.4661 | 60116.8466 | 195358.2283 | 152311.6611 | 322658.6867 | 747390.8888 |  | 17295.0974 | 59615.5944 | 195358.2283 | 147454.0958 | 313416.3946 | 733139.4105 |  | 15881.0328 | 30158.6737 | 257568.0813 | 191172.1842 | 408303.9269 | 903083.899 |  | 19657.0514 | 29657.4215 | 257568.0813 | 168503.5458 | 245844.9701 | 721231.0701
| EHV Transformer |  | 123 | 123 | C1 | 60 | 38 | 19 | 5 | 1 | 123 | 60 | 38 | 19 | 5 | 1 | 123 | 3 | -1 | 0 | 0 | -2 | 0 | 50 | 44 | 19 | 6 | 4 | 123 | 5 | -1 | 2 | 0 | -6 | 0 | 36 | 47 | 22 | 11 | 7 | 123 |  |  | C1 | 0.0014045 | 0.0060405 | 0.017434 | 0.039025 | 0.074252 | C1 | 89163.2979 | 89163.2979 | 89163.2979 | 89163.2979 | 89163.2979 | C1 | 125.2255 | 538.592 | 1554.513 | 3479.6137 | 6620.5194 | C1 | 7513.5295 | 20466.497 | 29535.7465 | 17398.0683 | 6620.5194 | 81534.3607 |  | 7513.5295 | 20466.497 | 29535.7465 | 17398.0683 | 6620.5194 | 81534.3607 |  | 6261.2745 | 23698.0491 | 29535.7465 | 20877.682 | 26482.0776 | 106854.8298 |  | 6636.951 | 23159.4571 | 29535.7465 | 20877.682 | 13241.0388 | 93450.8754 |  | 4508.1177 | 25313.8252 | 34199.2854 | 38275.7503 | 46343.6359 | 148640.6144 |  | 5134.2451 | 24775.2332 | 37308.3114 | 38275.7503 | 6620.5194 | 112114.0594
|  |  | 484 | 484 | C2 | 100 | 170 | 148 | 62 | 4 | 484 | 90 | 170 | 146 | 65 | 11 | 482 | 6 | 0 | 0 | -2 | -4 | 0 | 73 | 124 | 167 | 86 | 32 | 482 | 23 | 0 | 3 | 7 | -33 | 0 | 62 | 76 | 187 | 74 | 83 | 482 |  |  | C2 | 0.0014045 | 0.0060405 | 0.017434 | 0.039025 | 0.074252 | C2 | 127376.1399 | 127376.1399 | 127376.1399 | 127376.1399 | 127376.1399 | C2 | 178.8936 | 769.4172 | 2220.7328 | 4970.8767 | 9457.8849 | C2 | 16100.4203 | 130800.9205 | 324226.9918 | 323106.9828 | 104036.7336 | 898272.0489 |  | 17889.3559 | 130800.9205 | 328668.4575 | 308194.3528 | 37831.5395 | 823384.6261 |  | 13059.2298 | 95407.7302 | 370862.3811 | 427495.3926 | 302652.3158 | 1209477.0495 |  | 14132.5911 | 95407.7302 | 370862.3811 | 417553.6393 | 264820.7763 | 1162777.1181 |  | 11091.4006 | 58475.7056 | 415277.0375 | 367844.8727 | 785004.4441 | 1637693.4606 |  | 15205.9525 | 58475.7056 | 421939.2359 | 402641.0093 | 472894.2435 | 1371156.1468
|  |  | 41 | 41 | C3 | 2 | 5 | 14 | 17 | 3 | 41 | 2 | 5 | 14 | 17 | 3 | 41 | 8 | 0 | 1 | -5 | -4 | 0 | 2 | 2 | 16 | 14 | 7 | 41 | 11 | 0 | -1 | -3 | -7 | 0 | 2 | 2 | 13 | 3 | 21 | 41 |  |  | C3 | 0.0014045 | 0.0060405 | 0.017434 | 0.039025 | 0.074252 | C3 | 191064.2099 | 191064.2099 | 191064.2099 | 191064.2099 | 191064.2099 | C3 | 268.3403 | 1154.1258 | 3331.0992 | 7456.315 | 14186.8273 | C3 | 536.6807 | 5770.6288 | 46635.3892 | 126757.3548 | 42560.4819 | 222260.5355 |  | 536.6807 | 5770.6288 | 46635.3892 | 126757.3548 | 42560.4819 | 222260.5355 |  | 536.6807 | 2308.2515 | 53297.5877 | 104388.4098 | 99307.7911 | 259838.7209 |  | 2683.4034 | 2308.2515 | 56628.6869 | 67106.8349 | 42560.4819 | 171287.6586 |  | 536.6807 | 2308.2515 | 43304.29 | 22368.945 | 297923.3734 | 366441.5406 |  | 3488.4244 | 2308.2515 | 39973.1908 | 0 | 198615.5822 | 244385.449
|  |  | 14 | 14 | C4 | 0 | 11 | 1 | 0 | 2 | 14 | 0 | 11 | 1 | 0 | 2 | 14 | 0 | 0 | 0 | 0 | 0 | 0 | 0 | 11 | 1 | 0 | 2 | 14 | 0 | 0 | 0 | 0 | 0 | 0 | 0 | 7 | 5 | 0 | 2 | 14 |  |  | C4 | 0.0014045 | 0.0060405 | 0.017434 | 0.039025 | 0.074252 | C4 | 318440.3498 | 318440.3498 | 318440.3498 | 318440.3498 | 318440.3498 | C4 | 447.2339 | 1923.5429 | 5551.8321 | 12427.1916 | 23644.7122 | C4 | 0 | 21158.9724 | 5551.8321 | 0 | 47289.4243 | 74000.2288 |  | 0 | 21158.9724 | 5551.8321 | 0 | 47289.4243 | 74000.2288 |  | 0 | 21158.9724 | 5551.8321 | 0 | 47289.4243 | 74000.2288 |  | 0 | 21158.9724 | 5551.8321 | 0 | 47289.4243 | 74000.2288 |  | 0 | 13464.8006 | 27759.1603 | 0 | 47289.4243 | 88513.3852 |  | 0 | 13464.8006 | 27759.1603 | 0 | 47289.4243 | 88513.3852
|  |  | 662 | 662 |  | 162 | 224 | 182 | 84 | 10 |  | 152 | 224 | 180 | 87 | 17 |  | 17 | -1 | 1 | -7 | -10 |  | 125 | 181 | 203 | 106 | 45 |  | 39 | -1 | 4 | 4 | -46 |  | 100 | 132 | 227 | 88 | 113 | [22 empty] | 24150.6304 | 178197.0187 | 405949.9596 | 467262.4059 | 200507.1592 | 1276067.1739 |  | 25939.566 | 178197.0187 | 410391.4253 | 452349.7759 | 134301.9651 | 1201179.7511 |  | 19857.185 | 142573.0033 | 459247.5473 | 552761.4844 | 475731.6089 | 1650170.829 |  | 23452.9455 | 142034.4113 | 462578.6465 | 505538.1562 | 367911.7214 | 1501515.881 |  | 16136.199 | 99562.583 | 520539.7732 | 428489.568 | 1176560.8777 | 2241289.0008 |  | 23828.622 | 99023.991 | 526979.8983 | 440916.7596 | 725419.7695 | 1816169.0404
| EHV UG Cable (Gas) |  | 15.2031 | 14.2434 | C1 | 2.5182 | 5.8003 | 3.7571 | 0.40591 | 2.7216 | 15.2031 | 2.5182 | 5.8003 | 4.1241 | 0.63586 | 4.347 | 17.4255 | 0 | 0 | -0.15925 | -0.099773 | -0.70068 | -0.9597 | 2.4609 | 0.67059 | 10.4743 | 0.4421 | 2.829 | 16.8768 | 0 | 0 | -0.15925 | -0.099773 | -0.70068 | -0.9597 | 2.4506 | 0.042148 | 10.2376 | 0.78627 | 2.829 | 16.3456 |  |  | C1 | 0.00038358 | 0.0016498 | 0.0047617 | 0.010659 | 0.02028 | C1 | 88872.4078 | 88872.4078 | 88872.4078 | 88872.4078 | 88872.4078 | C1 | 34.0899 | 146.6201 | 423.1827 | 947.25 | 1802.294 | C1 | 85.8468 | 850.4392 | 1745.24 | 602.3196 | 7834.558 | 11118.4036 |  | 85.8468 | 850.4392 | 1589.9191 | 384.4961 | 4905.1206 | 7815.8218 |  | 83.8905 | 98.3215 | 4432.5312 | 418.7756 | 5098.7179 | 10132.2367 |  | 83.8905 | 98.3215 | 4365.1403 | 324.2661 | 3835.8908 | 8707.5091 |  | 83.541 | 6.1797 | 4332.3584 | 744.7952 | 5098.7179 | 10265.5923 |  | 83.541 | 6.1797 | 4264.9676 | 650.2857 | 3835.8908 | 8840.8647
|  |  | 42.3385 | 39.941 | C2 | 2.8324 | 19.9037 | 12.2783 | 0.73512 | 6.589 | 42.3385 | 2.8324 | 19.9037 | 13.4778 | 1.1516 | 10.5241 | 47.8895 | 0 | 0 | -0.52043 | -0.18069 | -1.6963 | -2.3975 | 2.7678 | 2.3011 | 34.2307 | 0.80066 | 6.849 | 46.9493 | 0 | 0 | -0.52043 | -0.18069 | -1.6963 | -2.3975 | 2.7563 | 0.14463 | 33.4571 | 1.424 | 6.849 | 44.631 |  |  | C2 | 0.00038358 | 0.0016498 | 0.0047617 | 0.010659 | 0.02028 | C2 | 126960.5826 | 126960.5826 | 126960.5826 | 126960.5826 | 126960.5826 | C2 | 48.6999 | 209.4573 | 604.5467 | 1353.2142 | 2574.7057 | C2 | 137.9364 | 4168.979 | 8147.9553 | 1558.3395 | 27096.3448 | 41109.555 |  | 137.9364 | 4168.979 | 7422.8129 | 994.7799 | 16964.6888 | 29689.1971 |  | 134.7931 | 481.9866 | 20694.0397 | 1083.4689 | 17634.2582 | 40028.5465 |  | 134.7931 | 481.9866 | 20379.414 | 838.951 | 13266.6857 | 35101.8303 |  | 134.2316 | 30.2939 | 20226.366 | 1926.9567 | 17634.2582 | 39952.1062 |  | 134.2316 | 30.2939 | 19911.7402 | 1682.4387 | 13266.6857 | 35025.39
|  |  | 41.4638 | 37.6087 | C3 | 8.3452 | 16.0809 | 2.2347 | 4.3467 | 10.4563 | 41.4638 | 8.3452 | 16.0809 | 2.453 | 6.8092 | 16.701 | 50.3893 | 0 | 0 | -0.09472 | -1.0684 | -2.692 | -3.8551 | 8.1551 | 1.8592 | 6.2301 | 4.7343 | 10.869 | 31.8475 | 0 | 0 | -0.09472 | -1.0684 | -2.692 | -3.8551 | 8.1211 | 0.11685 | 6.0893 | 8.4199 | 10.869 | 33.6161 |  |  | C3 | 0.00038358 | 0.0016498 | 0.0047617 | 0.010659 | 0.02028 | C3 | 190440.8739 | 190440.8739 | 190440.8739 | 190440.8739 | 190440.8739 | C3 | 73.0499 | 314.1859 | 906.8201 | 2029.8213 | 3862.0585 | C3 | 609.6195 | 5052.3949 | 2224.4238 | 13821.5142 | 64500.1105 | 86208.0629 |  | 609.6195 | 5052.3949 | 2026.4571 | 8823.0871 | 40382.7274 | 56894.286 |  | 595.7271 | 584.1206 | 5649.5541 | 9609.7043 | 41976.5696 | 58415.6758 |  | 595.7271 | 584.1206 | 5563.6601 | 7440.9803 | 31580.0045 | 45764.4926 |  | 593.2456 | 36.7132 | 5521.8774 | 17090.9228 | 41976.5696 | 65219.3285 |  | 593.2456 | 36.7132 | 5435.9833 | 14922.1987 | 31580.0045 | 52568.1453
|  |  | 15.7938 | 14.0061 | C4 | 3.7705 | 2.521 | 2.9632 | 1.8352 | 4.7038 | 15.7938 | 3.7705 | 2.521 | 3.2527 | 2.8749 | 7.5131 | 19.9322 | 0 | 0 | -0.1256 | -0.4511 | -1.211 | -1.7877 | 3.6846 | 0.29145 | 8.2611 | 1.9989 | 4.8895 | 19.1255 | 0 | 0 | -0.1256 | -0.4511 | -1.211 | -1.7877 | 3.6692 | 0.018319 | 8.0744 | 3.555 | 4.8895 | 20.2065 |  |  | C4 | 0.00038358 | 0.0016498 | 0.0047617 | 0.010659 | 0.02028 | C4 | 317401.4566 | 317401.4566 | 317401.4566 | 317401.4566 | 317401.4566 | C4 | 121.7498 | 523.6432 | 1511.3668 | 3383.0356 | 6436.7642 | C4 | 459.0602 | 1320.0818 | 4916.0194 | 9725.9688 | 48359.908 | 64781.0381 |  | 459.0602 | 1320.0818 | 4478.5091 | 6208.6591 | 30277.5447 | 42743.8548 |  | 448.5988 | 152.6181 | 12485.6232 | 6762.1885 | 31472.5514 | 51321.58 |  | 448.5988 | 152.6181 | 12295.7956 | 5236.0936 | 23677.5736 | 41810.6798 |  | 446.7301 | 9.5924 | 12203.455 | 12026.597 | 31472.5514 | 56158.9259 |  | 446.7301 | 9.5924 | 12013.6275 | 10500.502 | 23677.5736 | 46648.0257
|  |  | 114.7992 | 105.7992 |  | 17.4664 | 44.3059 | 21.2333 | 7.323 | 24.4707 |  | 17.4664 | 44.3059 | 23.3076 | 11.4716 | 39.0851 |  | 0 | 0 | -0.9 | -1.8 | -6.3 |  | 17.0684 | 5.1223 | 59.1962 | 7.9759 | 25.4365 |  | 0 | 0 | -0.9 | -1.8 | -6.3 |  | 16.9973 | 0.32195 | 57.8584 | 14.1851 | 25.4365 | [22 empty] | 1292.4629 | 11391.8949 | 17033.6385 | 25708.142 | 147790.9213 | 203217.0596 |  | 1292.4629 | 11391.8949 | 15517.6982 | 16411.0222 | 92530.0815 | 137143.1598 |  | 1263.0095 | 1317.0468 | 43261.7482 | 17874.1374 | 96182.097 | 159898.039 |  | 1263.0095 | 1317.0468 | 42604.0101 | 13840.2909 | 72360.1546 | 131384.5118 |  | 1257.7483 | 82.7791 | 42284.0568 | 31789.2716 | 96182.097 | 171595.9529 |  | 1257.7483 | 82.7791 | 41626.3186 | 27755.4251 | 72360.1546 | 143082.4257
| EHV UG Cable (Oil) |  | 31.4034 | 26.8623 | C1 | 4.2365 | 19.4404 | 0.44579 | 1.1896 | 6.091 | 31.4034 | 4.2365 | 19.4404 | 0.44579 | 1.3566 | 9.2084 | 34.6877 | 0 | 0 | 0 | 0 | -2.9456 | -2.9456 | 1.5587 | 18.6928 | 3.7538 | 1.2481 | 6.5982 | 31.8516 | 0 | 0 | 0 | 0 | -4.5411 | -4.5411 | 0.18164 | 15.6333 | 10.9219 | 0.043247 | 8.0276 | 34.8077 |  |  | C1 | 0.00041313 | 0.0017769 | 0.0051285 | 0.01148 | 0.021842 | C1 | 121576.5435 | 121576.5435 | 121576.5435 | 121576.5435 | 121576.5435 | C1 | 50.2268 | 216.0245 | 623.5013 | 1395.642 | 2655.4313 | C1 | 212.7874 | 4199.6059 | 277.9519 | 1893.2948 | 24452.3368 | 31035.9767 |  | 212.7874 | 4199.6059 | 277.9519 | 1660.2758 | 16174.2501 | 22524.871 |  | 78.289 | 4038.1002 | 2340.4768 | 1741.8422 | 17521.1664 | 25719.8746 |  | 78.289 | 4038.1002 | 2340.4768 | 1741.8422 | 9699.3939 | 17898.1021 |  | 9.1234 | 3377.1767 | 6809.8491 | 60.3567 | 21316.631 | 31573.1369 |  | 9.1234 | 3377.1767 | 6809.8491 | 60.3567 | 9258.0651 | 19514.5709
|  |  | 163.4809 | 140.026 | C2 | 0 | 124.2851 | 1.2872 | 6.4483 | 31.4603 | 163.4809 | 0 | 124.2851 | 1.2872 | 7.3534 | 47.5619 | 180.4875 | 0 | 0 | 0 | 0 | -15.214 | -15.214 | 0 | 119.5055 | 10.8385 | 6.7651 | 34.0802 | 171.1892 | 0 | 0 | 0 | 0 | -23.4549 | -23.4549 | 0 | 99.9458 | 31.5356 | 0.23442 | 41.4627 | 173.1785 |  |  | C2 | 0.00041313 | 0.0017769 | 0.0051285 | 0.01148 | 0.021842 | C2 | 173680.7765 | 173680.7765 | 173680.7765 | 173680.7765 | 173680.7765 | C2 | 71.7526 | 308.6064 | 890.7161 | 1993.7743 | 3793.4733 | C2 | 0 | 38355.1861 | 1146.4964 | 14660.9294 | 180424.7538 | 234587.3656 |  | 0 | 38355.1861 | 1146.4964 | 12856.5221 | 119343.8121 | 171702.0166 |  | 0 | 36880.1467 | 9654.0029 | 13488.1404 | 129282.2095 | 189304.4996 |  | 0 | 36880.1467 | 9654.0029 | 13488.1404 | 71568.2418 | 131590.5318 |  | 0 | 30843.9038 | 28089.2777 | 467.3786 | 157287.54 | 216688.1001 |  | 0 | 30843.9038 | 28089.2777 | 467.3786 | 68311.8397 | 127712.3999
|  |  | 82.6444 | 76.1691 | C3 | 14.4231 | 58.1907 | 0.48472 | 0.86046 | 8.6854 | 82.6444 | 14.4231 | 58.1907 | 0.48472 | 0.98123 | 13.1306 | 87.2103 | 0 | 0 | 0 | 0 | -4.2002 | -4.2002 | 5.3066 | 55.9529 | 4.0815 | 0.90274 | 9.4086 | 75.6523 | 0 | 0 | 0 | 0 | -6.4753 | -6.4753 | 0.6184 | 46.795 | 11.8756 | 0.031281 | 11.4468 | 70.767 |  |  | C3 | 0.00041313 | 0.0017769 | 0.0051285 | 0.01148 | 0.021842 | C3 | 260521.1647 | 260521.1647 | 260521.1647 | 260521.1647 | 260521.1647 | C3 | 107.6289 | 462.9096 | 1336.0742 | 2990.6615 | 5690.21 | C3 | 1552.3396 | 26937.0519 | 647.6173 | 2934.5198 | 74715.7743 | 106787.303 |  | 1552.3396 | 26937.0519 | 647.6173 | 2573.3511 | 49421.5187 | 81131.8786 |  | 571.1389 | 25901.1238 | 5453.2225 | 2699.7754 | 53537.1128 | 88162.3734 |  | 571.1389 | 25901.1238 | 5453.2225 | 2699.7754 | 29637.1562 | 64262.4168 |  | 66.5572 | 21661.8383 | 15866.691 | 93.5501 | 65134.4125 | 102823.0492 |  | 66.5572 | 21661.8383 | 15866.691 | 93.5501 | 28288.6461 | 65977.2828
|  |  | 26.5183 | 23.9896 | C4 | 3.7024 | 19.0473 | 0.21804 | 0.1589 | 3.3917 | 26.5183 | 3.7024 | 19.0473 | 0.21804 | 0.1812 | 5.1276 | 28.2765 | 0 | 0 | 0 | 0 | -1.6402 | -1.6402 | 1.3622 | 18.3148 | 1.836 | 0.16671 | 3.6742 | 25.3538 | 0 | 0 | 0 | 0 | -2.5287 | -2.5287 | 0.15874 | 15.3172 | 5.342 | 0.0057766 | 4.4701 | 25.2938 |  |  | C4 | 0.00041313 | 0.0017769 | 0.0051285 | 0.01148 | 0.021842 | C4 | 434201.9412 | 434201.9412 | 434201.9412 | 434201.9412 | 434201.9412 | C4 | 179.3815 | 771.5159 | 2226.7904 | 4984.4358 | 9483.6833 | C4 | 664.1336 | 14695.2823 | 485.5304 | 903.1985 | 48628.8592 | 65377.0041 |  | 664.1336 | 14695.2823 | 485.5304 | 792.0365 | 32166.0599 | 48803.0427 |  | 244.349 | 14130.1405 | 4088.3789 | 830.9479 | 34844.6997 | 54138.5159 |  | 244.349 | 14130.1405 | 4088.3789 | 830.9479 | 19289.3818 | 38583.198 |  | 28.475 | 11817.4339 | 11895.5433 | 28.7932 | 42392.8174 | 66163.0628 |  | 28.475 | 11817.4339 | 11895.5433 | 28.7932 | 18411.7022 | 42181.9476
|  |  | 304.047 | 267.047 |  | 22.362 | 220.9636 | 2.4357 | 8.6573 | 49.6284 |  | 22.362 | 220.9636 | 2.4357 | 9.8724 | 75.0285 |  | 0 | 0 | 0 | 0 | -24 |  | 8.2274 | 212.4659 | 20.5098 | 9.0826 | 53.7612 |  | 0 | 0 | 0 | 0 | -37 |  | 0.95878 | 177.6912 | 59.6752 | 0.31472 | 65.4071 | [22 empty] | 2429.2606 | 84187.1262 | 2557.5959 | 20391.9425 | 328221.7241 | 437787.6493 |  | 2429.2606 | 84187.1262 | 2557.5959 | 17882.1855 | 217105.6407 | 324161.809 |  | 893.7769 | 80949.5111 | 21536.0811 | 18760.7059 | 235185.1884 | 357325.2635 |  | 893.7769 | 80949.5111 | 21536.0811 | 18760.7059 | 130194.1736 | 252334.2487 |  | 104.1556 | 67700.3527 | 62661.3611 | 650.0787 | 286131.4009 | 417247.349 |  | 104.1556 | 67700.3527 | 62661.3611 | 650.0787 | 124270.253 | 255386.2012
| EHV UG Cable (Non Pressurised) |  | 104.0906 | 106.5261 | C1 | 63.0248 | 33.4545 | 2.8095 | 1.5781 | 3.2237 | 104.0906 | 57.8658 | 33.4545 | 2.9815 | 1.8725 | 5.4369 | 101.6111 | 3.458 | 0 | -0.12805 | -0.21913 | -1.6174 | 1.4935 | 60.4734 | 36.5877 | 1.4243 | 3.1906 | 5.316 | 106.992 | 4.5024 | 0 | -0.13472 | -0.23054 | -1.7016 | 2.4355 | 58.9052 | 36.6579 | 3.293 | 2.5431 | 8.0779 | 109.477 |  |  | C1 | 0.0047423 | 0.020396 | 0.058869 | 0.13177 | 0.25072 | C1 | 59488.5199 | 59488.5199 | 59488.5199 | 59488.5199 | 59488.5199 | C1 | 282.1118 | 1213.3567 | 3502.0546 | 7838.9805 | 14914.9094 | C1 | 16324.6326 | 40592.2047 | 10441.3813 | 14678.2908 | 81090.5965 | 163127.1059 |  | 17780.0503 | 40592.2047 | 9838.8934 | 12370.4444 | 48081.8869 | 128663.4798 |  | 17060.2705 | 44393.9192 | 4987.8133 | 25010.8994 | 79287.9615 | 170740.8639 |  | 18035.811 | 44393.9192 | 4539.3806 | 23293.166 | 55165.3276 | 145427.6045 |  | 16617.844 | 44479.0946 | 11532.2767 | 19934.9541 | 120480.8473 | 213045.0167 |  | 17888.0108 | 44479.0946 | 11060.4882 | 18127.7554 | 95101.8263 | 186657.1753
|  |  | 132.7849 | 138.4601 | C2 | 95.3921 | 32.2977 | 1.95 | 1.6088 | 1.5362 | 132.7849 | 87.5836 | 32.2977 | 2.0694 | 1.909 | 2.5907 | 126.4505 | 5.2339 | 0 | -0.088878 | -0.2234 | -0.77069 | 4.1509 | 91.5304 | 35.3294 | 0.98857 | 3.2528 | 2.5331 | 133.6343 | 6.8146 | 0 | -0.093507 | -0.23503 | -0.81083 | 5.6752 | 89.1567 | 35.3974 | 2.2857 | 2.5926 | 3.8492 | 133.2816 |  |  | C2 | 0.0047423 | 0.020396 | 0.058869 | 0.13177 | 0.25072 | C2 | 84983.5999 | 84983.5999 | 84983.5999 | 84983.5999 | 84983.5999 | C2 | 403.0169 | 1733.3667 | 5002.9351 | 11198.5436 | 21307.0135 | C2 | 35297.6805 | 55983.795 | 10353.321 | 21377.8097 | 55200.9625 | 178213.5686 |  | 38444.6345 | 55983.795 | 9755.9143 | 18016.6077 | 32730.8782 | 154931.8297 |  | 36888.302 | 61238.8501 | 4945.7471 | 36426.465 | 53973.8512 | 193473.2155 |  | 38997.6492 | 61238.8501 | 4501.0965 | 33924.7175 | 37552.8028 | 176215.1161 |  | 35931.6722 | 61356.5867 | 11435.016 | 29033.7383 | 82015.166 | 219772.1793 |  | 38678.0705 | 61356.5867 | 10967.2065 | 26401.6915 | 64738.8547 | 202142.4099
|  |  | 212.8805 | 222.8082 | C3 | 165.5594 | 38.6935 | 2.4973 | 3.814 | 2.3163 | 212.8805 | 152.0072 | 38.6935 | 2.6502 | 4.5256 | 3.9064 | 201.7829 | 9.0838 | 0 | -0.11382 | -0.52961 | -1.1621 | 7.2783 | 158.8572 | 42.3181 | 1.266 | 7.7113 | 3.8195 | 213.9721 | 11.8272 | 0 | -0.11975 | -0.55719 | -1.2226 | 9.9277 | 154.7375 | 42.3993 | 2.9271 | 6.1463 | 5.8039 | 212.0141 |  |  | C3 | 0.0047423 | 0.020396 | 0.058869 | 0.13177 | 0.25072 | C3 | 127475.3999 | 127475.3999 | 127475.3999 | 127475.3999 | 127475.3999 | C3 | 604.5254 | 2600.05 | 7504.4026 | 16797.8154 | 31960.5202 | C3 | 91892.2354 | 100605.0561 | 19888.3188 | 76019.6539 | 124849.9227 | 413255.1869 |  | 100084.8598 | 100605.0561 | 18740.7243 | 64067.1939 | 74028.5573 | 357526.3915 |  | 96033.1808 | 110029.2002 | 9500.584 | 129532.7867 | 122074.5228 | 467170.2745 |  | 101524.5508 | 110029.2002 | 8646.4278 | 120636.5535 | 84934.4707 | 425771.203 |  | 93542.738 | 110240.343 | 21966.212 | 103244.1945 | 185496.5327 | 514490.0201 |  | 100692.5754 | 110240.343 | 21067.5685 | 93884.6158 | 146422.1029 | 472307.2056
|  |  | 632.5773 | 662.6389 | C4 | 490.7189 | 114.9077 | 13.8062 | 6.8262 | 6.3183 | 632.5773 | 450.5503 | 114.9077 | 14.6516 | 8.0997 | 10.6559 | 598.8652 | 26.9243 | 0 | -0.62925 | -0.94787 | -3.1699 | 22.1773 | 470.8534 | 125.662 | 6.999 | 13.8013 | 10.4191 | 627.7348 | 35.0559 | 0 | -0.66203 | -0.99724 | -3.335 | 30.0616 | 458.6427 | 125.9029 | 16.1824 | 11.0004 | 15.8321 | 627.5605 |  |  | C4 | 0.0047423 | 0.020396 | 0.058869 | 0.13177 | 0.25072 | C4 | 212458.9998 | 212458.9998 | 212458.9998 | 212458.9998 | 212458.9998 | C4 | 1007.5423 | 4333.4166 | 12507.3377 | 27996.359 | 53267.5337 | C4 | 453948.425 | 497942.7988 | 183252.9097 | 226761.1544 | 567615.4109 | 1929520.6988 |  | 494420.0594 | 497942.7988 | 172678.8621 | 191107.8269 | 336562.0825 | 1692711.6298 |  | 474404.7308 | 544545.6271 | 87539.3079 | 386386.9768 | 554997.3832 | 2047874.0259 |  | 501532.1453 | 544545.6271 | 79669.0291 | 359850.1538 | 386144.5282 | 1871741.4834 |  | 462101.9219 | 545589.7378 | 202398.8202 | 307969.999 | 843338.0521 | 2361398.5309 |  | 497422.1797 | 545589.7378 | 194118.631 | 280051.0497 | 665690.7775 | 2182872.3756
|  |  | 1082.3332 | 1130.4332 |  | 814.6953 | 219.3534 | 21.063 | 13.8271 | 13.3945 |  | 748.007 | 219.3534 | 22.3528 | 16.4067 | 22.5899 |  | 44.7 | 0 | -0.96 | -1.92 | -6.72 |  | 781.7144 | 239.8972 | 10.6779 | 27.956 | 22.0878 |  | 58.2 | 0 | -1.01 | -2.02 | -7.07 |  | 761.4421 | 240.3575 | 24.6882 | 22.2823 | 33.5631 | [22 empty] | 597462.9734 | 695123.8547 | 223935.9308 | 338836.9088 | 828756.8926 | 2684116.5602 |  | 650729.604 | 695123.8547 | 211014.3942 | 285562.0729 | 491403.405 | 2333833.3308 |  | 624386.4841 | 760207.5967 | 106973.4524 | 577357.1279 | 810333.7187 | 2879258.3797 |  | 660090.1562 | 760207.5967 | 97355.934 | 537704.5907 | 563797.1294 | 2619155.407 |  | 608194.176 | 761665.762 | 247332.3249 | 460182.8859 | 1231330.5981 | 3308705.7469 |  | 654680.8363 | 761665.762 | 237213.8941 | 418465.1125 | 971953.5614 | 3043979.1664
| EHV OHL Support - Towers |  | 39 | 37 | C1 | 3 | 7 | 2 | 17 | 10 | 39 | 1 | 7 | 2 | 17 | 12 | 39 | 1 | -1 | 0 | 0 | 0 | 0 | 0 | 1 | 8 | 1 | 29 | 39 | 1 | 1 | 0 | 0 | -4 | -2 | 0 | 0 | 1 | 8 | 30 | 39 |  |  | C1 | 0 | 0 | 0 | 0 | 0 | C1 | 19062.3601 | 19062.3601 | 19062.3601 | 19062.3601 | 19062.3601 | C1 | 0 | 0 | 0 | 0 | 0 | C1 | 0 | 0 | 0 | 0 | 0 | 0 |  | 0 | 0 | 0 | 0 | 0 | 0 |  | 0 | 0 | 0 | 0 | 0 | 0 |  | 0 | 0 | 0 | 0 | 0 | 0 |  | 0 | 0 | 0 | 0 | 0 | 0 |  | 0 | 0 | 0 | 0 | 0 | 0
|  |  | 98 | 98 | C2 | 41 | 26 | 2 | 3 | 26 | 98 | 7 | 19 | 13 | 6 | 53 | 98 | 7 | 29 | -11 | -1 | -24 | 0 | 3 | 12 | 19 | 1 | 63 | 98 | 8 | 29 | -11 | -1 | -25 | 0 | 0 | 3 | 12 | 19 | 64 | 98 |  |  | C2 | 0 | 0 | 0 | 0 | 0 | C2 | 27231.943 | 27231.943 | 27231.943 | 27231.943 | 27231.943 | C2 | 0 | 0 | 0 | 0 | 0 | C2 | 0 | 0 | 0 | 0 | 0 | 0 |  | 0 | 0 | 0 | 0 | 0 | 0 |  | 0 | 0 | 0 | 0 | 0 | 0 |  | 0 | 0 | 0 | 0 | 0 | 0 |  | 0 | 0 | 0 | 0 | 0 | 0 |  | 0 | 0 | 0 | 0 | 0 | 0
|  |  | 38 | 40 | C3 | 3 | 8 | 9 | 3 | 15 | 38 | 2 | 5 | 11 | 4 | 16 | 38 | 0 | 8 | -1 | 0 | -7 | 0 | 1 | 4 | 9 | 5 | 19 | 38 | 0 | 15 | -1 | -5 | -7 | 2 | 0 | 1 | 4 | 9 | 24 | 38 |  |  | C3 | 0 | 0 | 0 | 0 | 0 | C3 | 40847.9145 | 40847.9145 | 40847.9145 | 40847.9145 | 40847.9145 | C3 | 0 | 0 | 0 | 0 | 0 | C3 | 0 | 0 | 0 | 0 | 0 | 0 |  | 0 | 0 | 0 | 0 | 0 | 0 |  | 0 | 0 | 0 | 0 | 0 | 0 |  | 0 | 0 | 0 | 0 | 0 | 0 |  | 0 | 0 | 0 | 0 | 0 | 0 |  | 0 | 0 | 0 | 0 | 0 | 0
|  |  | 7 | 7 | C4 | 1 | 2 | 1 | 0 | 3 | 7 | 0 | 2 | 1 | 0 | 4 | 7 | 0 | 3 | 0 | -1 | -2 | 0 | 0 | 0 | 2 | 1 | 4 | 7 | 0 | 3 | 0 | -1 | -2 | 0 | 0 | 0 | 0 | 2 | 5 | 7 |  |  | C4 | 0 | 0 | 0 | 0 | 0 | C4 | 68079.8575 | 68079.8575 | 68079.8575 | 68079.8575 | 68079.8575 | C4 | 0 | 0 | 0 | 0 | 0 | C4 | 0 | 0 | 0 | 0 | 0 | 0 |  | 0 | 0 | 0 | 0 | 0 | 0 |  | 0 | 0 | 0 | 0 | 0 | 0 |  | 0 | 0 | 0 | 0 | 0 | 0 |  | 0 | 0 | 0 | 0 | 0 | 0 |  | 0 | 0 | 0 | 0 | 0 | 0
|  |  | 182 | 182 |  | 48 | 43 | 14 | 23 | 54 |  | 10 | 33 | 27 | 27 | 85 |  | 8 | 39 | -12 | -2 | -33 |  | 4 | 17 | 38 | 8 | 115 |  | 9 | 48 | -12 | -7 | -38 |  | 0 | 4 | 17 | 38 | 123 | [22 empty] | 0 | 0 | 0 | 0 | 0 | 0 |  | 0 | 0 | 0 | 0 | 0 | 0 |  | 0 | 0 | 0 | 0 | 0 | 0 |  | 0 | 0 | 0 | 0 | 0 | 0 |  | 0 | 0 | 0 | 0 | 0 | 0 |  | 0 | 0 | 0 | 0 | 0 | 0
| EHV OHL Support - Poles |  | 14808 | 15224 | C1 | 5791 | 7061 | 1555 | 289 | 112 | 14808 | 4945 | 7107 | 1644 | 684 | 205 | 14585 | 982 | -136 | -217 | -254 | -124 | 251 | 4764 | 6144 | 2642 | 482 | 365 | 14397 | 2179 | -299 | -824 | -440 | -200 | 416 | 4176 | 4410 | 3881 | 652 | 744 | 13863 |  |  | C1 | 6.7503e-06 | 2.9033e-05 | 8.3797e-05 | 0.00018757 | 0.00035688 | C1 | 17996.7544 | 17996.7544 | 17996.7544 | 17996.7544 | 17996.7544 | C1 | 0.12148 | 0.5225 | 1.5081 | 3.3757 | 6.4227 | C1 | 600.7385 | 3713.408 | 2479.263 | 2308.9449 | 1316.6561 | 10419.0106 |  | 703.514 | 3689.373 | 2345.045 | 975.563 | 719.3438 | 8432.8388 |  | 578.7499 | 3210.2405 | 3984.3144 | 1627.0635 | 2344.2902 | 11744.6584 |  | 698.0472 | 3139.1804 | 3657.0638 | 769.6483 | 1547.8738 | 9811.8135 |  | 507.3173 | 2304.2253 | 5852.8101 | 2200.9241 | 4778.4983 | 15643.7751 |  | 772.031 | 2147.9978 | 4610.1624 | 715.6379 | 3493.9558 | 11739.7849
|  |  | 7246 | 6999 | C2 | 2482 | 3229 | 1138 | 289 | 108 | 7246 | 2114 | 3246 | 1197 | 632 | 168 | 7357 | 430 | -54 | -149 | -217 | -80 | -70 | 2055 | 2819 | 1923 | 471 | 295 | 7563 | 952 | -120 | -577 | -376 | -126 | -247 | 1814 | 2039 | 2821 | 632 | 574 | 7880 |  |  | C2 | 6.7503e-06 | 2.9033e-05 | 8.3797e-05 | 0.00018757 | 0.00035688 | C2 | 25709.6492 | 25709.6492 | 25709.6492 | 25709.6492 | 25709.6492 | C2 | 0.17355 | 0.74643 | 2.1544 | 4.8224 | 9.1753 | C2 | 366.8818 | 2422.9075 | 2578.7955 | 3047.7301 | 1541.4511 | 9957.7659 |  | 430.7477 | 2410.2182 | 2451.6869 | 1393.6614 | 990.9328 | 7677.247 |  | 356.6424 | 2104.1824 | 4142.8769 | 2271.3305 | 2706.7147 | 11581.7469 |  | 431.2683 | 2063.8753 | 3821.874 | 1224.8789 | 1972.6904 | 9514.5868 |  | 314.8172 | 1521.9681 | 6077.5121 | 3047.7301 | 5266.6245 | 16228.652 |  | 480.0355 | 1432.3966 | 4834.4336 | 1234.5236 | 4110.5362 | 12091.9255
|  |  | 4656 | 4741 | C3 | 2406 | 1295 | 757 | 164 | 34 | 4656 | 2056 | 1305 | 800 | 412 | 70 | 4643 | 406 | -26 | -108 | -160 | -47 | 65 | 1978 | 1125 | 1287 | 281 | 126 | 4797 | 901 | -58 | -406 | -277 | -75 | 85 | 1732 | 803 | 1892 | 384 | 264 | 5075 |  |  | C3 | 6.7503e-06 | 2.9033e-05 | 8.3797e-05 | 0.00018757 | 0.00035688 | C3 | 38564.4738 | 38564.4738 | 38564.4738 | 38564.4738 | 38564.4738 | C3 | 0.26032 | 1.1196 | 3.2316 | 7.2335 | 13.763 | C3 | 535.2239 | 1461.1341 | 2585.2586 | 2980.2171 | 963.4069 | 8525.2407 |  | 626.3369 | 1449.9377 | 2446.301 | 1186.3 | 467.9405 | 6176.8161 |  | 514.9187 | 1259.5984 | 4159.0348 | 2032.6238 | 1734.1324 | 9700.3082 |  | 620.6098 | 1230.4877 | 3810.0249 | 875.2579 | 1087.2735 | 7623.6538 |  | 450.8793 | 899.0733 | 6114.1366 | 2777.6781 | 3633.4204 | 13875.1877 |  | 685.4302 | 834.134 | 4802.1179 | 773.9884 | 2601.1987 | 9696.8693
|  |  | 2007 | 2072 | C4 | 749 | 966 | 236 | 46 | 10 | 2007 | 642 | 973 | 251 | 46 | 27 | 1939 | 125 | -21 | -35 | 0 | -22 | 47 | 612 | 838 | 403 | 57 | 50 | 1960 | 278 | -46 | -131 | 0 | -36 | 65 | 533 | 598 | 592 | 66 | 110 | 1899 |  |  | C4 | 6.7503e-06 | 2.9033e-05 | 8.3797e-05 | 0.00018757 | 0.00035688 | C4 | 64274.123 | 64274.123 | 64274.123 | 64274.123 | 64274.123 | C4 | 0.43387 | 1.8661 | 5.386 | 12.0559 | 22.9383 | C4 | 278.5455 | 1815.6878 | 1351.8748 | 554.5711 | 619.333 | 4620.0123 |  | 324.9698 | 1802.6253 | 1271.0855 | 554.5711 | 229.3826 | 4182.6343 |  | 265.5294 | 1563.7681 | 2170.5401 | 687.186 | 1146.913 | 5833.9365 |  | 319.7633 | 1524.5806 | 1982.0316 | 687.186 | 642.2713 | 5155.8328 |  | 231.2535 | 1115.9109 | 3188.4856 | 795.689 | 2523.2086 | 7854.5476 |  | 351.8698 | 1030.0716 | 2482.9255 | 795.689 | 1697.4312 | 6357.9871
|  |  | 28717 | 29036 |  | 11428 | 12551 | 3686 | 788 | 264 |  | 9757 | 12631 | 3892 | 1774 | 470 |  | 1943 | -237 | -509 | -631 | -273 |  | 9409 | 10926 | 6255 | 1291 | 836 |  | 4310 | -523 | -1938 | -1093 | -437 |  | 8255 | 7850 | 9186 | 1734 | 1692 | [22 empty] | 1781.3897 | 9413.1374 | 8995.1919 | 8891.4632 | 4440.8471 | 33522.0294 |  | 2085.5684 | 9352.1542 | 8514.1184 | 4110.0955 | 2407.5998 | 26469.5362 |  | 1715.8404 | 8137.7894 | 14456.7662 | 6618.2038 | 7932.0503 | 38860.65 |  | 2069.6887 | 7958.124 | 13270.9943 | 3556.9711 | 5250.1089 | 32105.8869 |  | 1504.2673 | 5841.1776 | 21232.9445 | 8822.0213 | 16201.7517 | 53602.1624 |  | 2289.3665 | 5444.6001 | 16729.6394 | 3519.8389 | 11903.1218 | 39886.5667
| EHV OHL Fittings and Conductors (Tower Lines) |  | 38.2295 | 38.0295 | C1 | 10.8313 | 1.0166 | 0.34893 | 15.1698 | 10.8629 | 38.2295 | 1.861 | 1.4891 | 0.34893 | 18.5485 | 15.982 | 38.2295 | 2.2326 | 6.0482 | -0.11631 | -1.8837 | -6.4808 | -0.2 | 10.8313 | 0.33888 | 1.0267 | 0.23262 | 25.8 | 38.2295 | 4.3489 | 6.0482 | -2.1163 | -1.8837 | -6.5971 | -0.2 | 10.366 | 0.46525 | 1.0166 | 0.34893 | 26.0327 | 38.2295 |  |  | C1 | 0.00084562 | 0.003637 | 0.010497 | 0.023497 | 0.044707 | C1 | 106930.6974 | 106930.6974 | 106930.6974 | 106930.6974 | 106930.6974 | C1 | 90.4226 | 388.9054 | 1122.4795 | 2512.5521 | 4780.5307 | C1 | 168.2751 | 579.1063 | 391.6722 | 46604.1509 | 76402.4656 | 124145.6701 |  | 979.3915 | 395.3784 | 391.6722 | 38114.8399 | 51930.4309 | 91811.7129 |  | 979.3915 | 131.7928 | 1152.4469 | 584.478 | 123337.9244 | 126186.0336 |  | 1181.271 | 2483.972 | 1021.8895 | -4148.3872 | 92356.1302 | 92894.8755 |  | 937.3227 | 180.9369 | 1141.1621 | 876.717 | 124449.9869 | 127586.1255 |  | 1330.5645 | 2533.1161 | -1234.3542 | -3856.1482 | 92912.1615 | 91685.3396
|  |  | 2.8073 | 2.4073 | C2 | 0.5715 | 0 | 0 | 1.6743 | 0.56145 | 2.8073 | 0.23262 | 0 | 0 | 2.0132 | 0.56145 | 2.8073 | 0.2 | 0 | 0 | 0 | -0.2 | 0 | 0.5715 | 0 | 0 | 0 | 2.2358 | 2.8073 | 0 | 0 | -0.2 | 0 | -0.2 | -0.4 | 0.5715 | 0 | 0 | 0 | 2.2358 | 2.8073 |  |  | C2 | 0.00084562 | 0.003637 | 0.010497 | 0.023497 | 0.044707 | C2 | 152758.1391 | 152758.1391 | 152758.1391 | 152758.1391 | 152758.1391 | C2 | 129.1751 | 555.5791 | 1603.5421 | 3589.3601 | 6829.3296 | C2 | 30.0491 | 0 | 0 | 7226.0324 | 3834.3347 | 11090.4162 |  | 73.8242 | 0 | 0 | 6009.6651 | 3834.3347 | 9917.824 |  | 73.8242 | 0 | 0 | 0 | 15268.6801 | 15342.5043 |  | 99.6592 | 0 | 0 | 0 | 13902.8142 | 14002.4734 |  | 73.8242 | 0 | 0 | 0 | 15268.6801 | 15342.5043 |  | 73.8242 | 0 | -320.7084 | 0 | 13902.8142 | 13655.9299
|  |  | 0.3834 | 0.3834 | C3 | 0.11631 | 0 | 0 | 0.26708 | 0 | 0.3834 | 0 | 0 | 0 | 0.3834 | 0 | 0.3834 | 0 | 0 | 0 | 0 | 0 | 0 | 0.11631 | 0 | 0 | 0 | 0.26708 | 0.3834 | 0 | 0 | 0 | 0 | 0 | 0 | 0.11631 | 0 | 0 | 0 | 0.26708 | 0.3834 |  |  | C3 | 0.00084562 | 0.003637 | 0.010497 | 0.023497 | 0.044707 | C3 | 229137.2086 | 229137.2086 | 229137.2086 | 229137.2086 | 229137.2086 | C3 | 193.7626 | 833.3687 | 2405.3131 | 5384.0402 | 10243.9944 | C3 | 0 | 0 | 0 | 2064.2158 | 0 | 2064.2158 |  | 22.5368 | 0 | 0 | 1437.9894 | 0 | 1460.5262 |  | 22.5368 | 0 | 0 | 0 | 2736.0039 | 2758.5407 |  | 22.5368 | 0 | 0 | 0 | 2736.0039 | 2758.5407 |  | 22.5368 | 0 | 0 | 0 | 2736.0039 | 2758.5407 |  | 22.5368 | 0 | 0 | 0 | 2736.0039 | 2758.5407
|  |  | 0.84577 | 0.44577 | C4 | 0.17806 | 0.22257 | 0 | 0.22257 | 0.22257 | 0.84577 | 0 | 0.40063 | 0 | 0.22257 | 0.22257 | 0.84577 | 0.2 | 0 | 0 | -0.2 | 0 | 0 | 0.17806 | 0 | 0.22257 | 0 | 0.44514 | 0.84577 | 0 | 0 | -0.2 | -0.2 | 0 | -0.4 | 0.17806 | 0 | 0.22257 | 0 | 0.44514 | 0.84577 |  |  | C4 | 0.00084562 | 0.003637 | 0.010497 | 0.023497 | 0.044707 | C4 | 381895.3477 | 381895.3477 | 381895.3477 | 381895.3477 | 381895.3477 | C4 | 322.9377 | 1388.9478 | 4008.8552 | 8973.4004 | 17073.324 | C4 | 0 | 556.448 | 0 | 1997.2074 | 3800.0054 | 6353.6608 |  | 57.5009 | 309.1378 | 0 | 1997.2074 | 3800.0054 | 6163.8515 |  | 57.5009 | 0 | 892.2499 | 0 | 7600.0108 | 8549.7616 |  | 122.0885 | 0 | 892.2499 | -1794.6801 | 7600.0108 | 6819.669 |  | 57.5009 | 0 | 892.2499 | 0 | 7600.0108 | 8549.7616 |  | 57.5009 | 0 | 90.4788 | -1794.6801 | 7600.0108 | 5953.3105
|  |  | 42.2659 | 41.2659 |  | 11.6971 | 1.2392 | 0.34893 | 17.3337 | 11.6469 |  | 2.0936 | 1.8897 | 0.34893 | 21.1677 | 16.766 |  | 2.6326 | 6.0482 | -0.11631 | -2.0837 | -6.6808 |  | 11.6971 | 0.33888 | 1.2493 | 0.23262 | 28.748 |  | 4.3489 | 6.0482 | -2.5163 | -2.0837 | -6.7971 |  | 11.2319 | 0.46525 | 1.2392 | 0.34893 | 28.9806 | [22 empty] | 198.3242 | 1135.5543 | 391.6722 | 57891.6065 | 84036.8057 | 143653.9629 |  | 1133.2534 | 704.5161 | 391.6722 | 47559.7019 | 59564.771 | 109353.9146 |  | 1133.2534 | 131.7928 | 2044.6968 | 584.478 | 148942.6191 | 152836.8401 |  | 1425.5555 | 2483.972 | 1914.1394 | -5943.0673 | 116594.9591 | 116475.5587 |  | 1091.1846 | 180.9369 | 2033.412 | 876.717 | 150054.6817 | 154236.9321 |  | 1484.4264 | 2533.1161 | -1464.5838 | -5650.8283 | 117150.9903 | 114053.1208
| [Please insert new asset category as required] |  | 0 | 0 | C1 | 0 | 0 | 0 | 0 | 0 | 0 | 0 | 0 | 0 | 0 | 0 | 0 | 0 | 0 | 0 | 0 | 0 | 0 | 0 | 0 | 0 | 0 | 0 | 0 | 0 | 0 | 0 | 0 | 0 | 0 | 0 | 0 | 0 | 0 | 0 | 0 |  |  | C1 | 0 | 0 | 0 | 0 | 0 | C1 | 0 | 0 | 0 | 0 | 0 | C1 | [5 empty] | C1 | [5 empty] | 0 | [6 empty] | 0 | [6 empty] | 0 | [6 empty] | 0 | [6 empty] | 0 | [6 empty] | 0
|  |  | 0 | 0 | C2 | 0 | 0 | 0 | 0 | 0 | 0 | 0 | 0 | 0 | 0 | 0 | 0 | 0 | 0 | 0 | 0 | 0 | 0 | 0 | 0 | 0 | 0 | 0 | 0 | 0 | 0 | 0 | 0 | 0 | 0 | 0 | 0 | 0 | 0 | 0 | 0 |  |  | C2 | 0 | 0 | 0 | 0 | 0 | C2 | 0 | 0 | 0 | 0 | 0 | C2 | [5 empty] | C2 | [5 empty] | 0 | [6 empty] | 0 | [6 empty] | 0 | [6 empty] | 0 | [6 empty] | 0 | [6 empty] | 0
|  |  | 0 | 0 | C3 | 0 | 0 | 0 | 0 | 0 | 0 | 0 | 0 | 0 | 0 | 0 | 0 | 0 | 0 | 0 | 0 | 0 | 0 | 0 | 0 | 0 | 0 | 0 | 0 | 0 | 0 | 0 | 0 | 0 | 0 | 0 | 0 | 0 | 0 | 0 | 0 |  |  | C3 | 0 | 0 | 0 | 0 | 0 | C3 | 0 | 0 | 0 | 0 | 0 | C3 | [5 empty] | C3 | [5 empty] | 0 | [6 empty] | 0 | [6 empty] | 0 | [6 empty] | 0 | [6 empty] | 0 | [6 empty] | 0
|  |  | 0 | 0 | C4 | 0 | 0 | 0 | 0 | 0 | 0 | 0 | 0 | 0 | 0 | 0 | 0 | 0 | 0 | 0 | 0 | 0 | 0 | 0 | 0 | 0 | 0 | 0 | 0 | 0 | 0 | 0 | 0 | 0 | 0 | 0 | 0 | 0 | 0 | 0 | 0 |  |  | C4 | 0 | 0 | 0 | 0 | 0 | C4 | 0 | 0 | 0 | 0 | 0 | C4 | [5 empty] | C4 | [5 empty] | 0 | [6 empty] | 0 | [6 empty] | 0 | [6 empty] | 0 | [6 empty] | 0 | [6 empty] | 0
|  |  | 0 | 0 |  | 0 | 0 | 0 | 0 | 0 |  | 0 | 0 | 0 | 0 | 0 |  | 0 | 0 | 0 | 0 | 0 |  | 0 | 0 | 0 | 0 | 0 |  | 0 | 0 | 0 | 0 | 0 |  | 0 | 0 | 0 | 0 | 0 | [22 empty] | 0 | 0 | 0 | 0 | 0 | 0 |  | 0 | 0 | 0 | 0 | 0 | 0 |  | 0 | 0 | 0 | 0 | 0 | 0 |  | 0 | 0 | 0 | 0 | 0 | 0 |  | 0 | 0 | 0 | 0 | 0 | 0 |  | 0 | 0 | 0 | 0 | 0 | 0
| [Please insert new asset category as required] |  | 0 | 0 | C1 | 0 | 0 | 0 | 0 | 0 | 0 | 0 | 0 | 0 | 0 | 0 | 0 | 0 | 0 | 0 | 0 | 0 | 0 | 0 | 0 | 0 | 0 | 0 | 0 | 0 | 0 | 0 | 0 | 0 | 0 | 0 | 0 | 0 | 0 | 0 | 0 |  |  | C1 | 0 | 0 | 0 | 0 | 0 | C1 | 0 | 0 | 0 | 0 | 0 | C1 | [5 empty] | C1 | [5 empty] | 0 | [6 empty] | 0 | [6 empty] | 0 | [6 empty] | 0 | [6 empty] | 0 | [6 empty] | 0
|  |  | 0 | 0 | C2 | 0 | 0 | 0 | 0 | 0 | 0 | 0 | 0 | 0 | 0 | 0 | 0 | 0 | 0 | 0 | 0 | 0 | 0 | 0 | 0 | 0 | 0 | 0 | 0 | 0 | 0 | 0 | 0 | 0 | 0 | 0 | 0 | 0 | 0 | 0 | 0 |  |  | C2 | 0 | 0 | 0 | 0 | 0 | C2 | 0 | 0 | 0 | 0 | 0 | C2 | [5 empty] | C2 | [5 empty] | 0 | [6 empty] | 0 | [6 empty] | 0 | [6 empty] | 0 | [6 empty] | 0 | [6 empty] | 0
|  |  | 0 | 0 | C3 | 0 | 0 | 0 | 0 | 0 | 0 | 0 | 0 | 0 | 0 | 0 | 0 | 0 | 0 | 0 | 0 | 0 | 0 | 0 | 0 | 0 | 0 | 0 | 0 | 0 | 0 | 0 | 0 | 0 | 0 | 0 | 0 | 0 | 0 | 0 | 0 |  |  | C3 | 0 | 0 | 0 | 0 | 0 | C3 | 0 | 0 | 0 | 0 | 0 | C3 | [5 empty] | C3 | [5 empty] | 0 | [6 empty] | 0 | [6 empty] | 0 | [6 empty] | 0 | [6 empty] | 0 | [6 empty] | 0
|  |  | 0 | 0 | C4 | 0 | 0 | 0 | 0 | 0 | 0 | 0 | 0 | 0 | 0 | 0 | 0 | 0 | 0 | 0 | 0 | 0 | 0 | 0 | 0 | 0 | 0 | 0 | 0 | 0 | 0 | 0 | 0 | 0 | 0 | 0 | 0 | 0 | 0 | 0 | 0 |  |  | C4 | 0 | 0 | 0 | 0 | 0 | C4 | 0 | 0 | 0 | 0 | 0 | C4 | [5 empty] | C4 | [5 empty] | 0 | [6 empty] | 0 | [6 empty] | 0 | [6 empty] | 0 | [6 empty] | 0 | [6 empty] | 0
|  |  | 0 | 0 |  | 0 | 0 | 0 | 0 | 0 |  | 0 | 0 | 0 | 0 | 0 |  | 0 | 0 | 0 | 0 | 0 |  | 0 | 0 | 0 | 0 | 0 |  | 0 | 0 | 0 | 0 | 0 |  | 0 | 0 | 0 | 0 | 0 | [22 empty] | 0 | 0 | 0 | 0 | 0 | 0 |  | 0 | 0 | 0 | 0 | 0 | 0 |  | 0 | 0 | 0 | 0 | 0 | 0 |  | 0 | 0 | 0 | 0 | 0 | 0 |  | 0 | 0 | 0 | 0 | 0 | 0 |  | 0 | 0 | 0 | 0 | 0 | 0
| [Please insert new asset category as required] |  | 0 | 0 | C1 | 0 | 0 | 0 | 0 | 0 | 0 | 0 | 0 | 0 | 0 | 0 | 0 | 0 | 0 | 0 | 0 | 0 | 0 | 0 | 0 | 0 | 0 | 0 | 0 | 0 | 0 | 0 | 0 | 0 | 0 | 0 | 0 | 0 | 0 | 0 | 0 |  |  | C1 | 0 | 0 | 0 | 0 | 0 | C1 | 0 | 0 | 0 | 0 | 0 | C1 | [5 empty] | C1 | [5 empty] | 0 | [6 empty] | 0 | [6 empty] | 0 | [6 empty] | 0 | [6 empty] | 0 | [6 empty] | 0
|  |  | 0 | 0 | C2 | 0 | 0 | 0 | 0 | 0 | 0 | 0 | 0 | 0 | 0 | 0 | 0 | 0 | 0 | 0 | 0 | 0 | 0 | 0 | 0 | 0 | 0 | 0 | 0 | 0 | 0 | 0 | 0 | 0 | 0 | 0 | 0 | 0 | 0 | 0 | 0 |  |  | C2 | 0 | 0 | 0 | 0 | 0 | C2 | 0 | 0 | 0 | 0 | 0 | C2 | [5 empty] | C2 | [5 empty] | 0 | [6 empty] | 0 | [6 empty] | 0 | [6 empty] | 0 | [6 empty] | 0 | [6 empty] | 0
|  |  | 0 | 0 | C3 | 0 | 0 | 0 | 0 | 0 | 0 | 0 | 0 | 0 | 0 | 0 | 0 | 0 | 0 | 0 | 0 | 0 | 0 | 0 | 0 | 0 | 0 | 0 | 0 | 0 | 0 | 0 | 0 | 0 | 0 | 0 | 0 | 0 | 0 | 0 | 0 |  |  | C3 | 0 | 0 | 0 | 0 | 0 | C3 | 0 | 0 | 0 | 0 | 0 | C3 | [5 empty] | C3 | [5 empty] | 0 | [6 empty] | 0 | [6 empty] | 0 | [6 empty] | 0 | [6 empty] | 0 | [6 empty] | 0
|  |  | 0 | 0 | C4 | 0 | 0 | 0 | 0 | 0 | 0 | 0 | 0 | 0 | 0 | 0 | 0 | 0 | 0 | 0 | 0 | 0 | 0 | 0 | 0 | 0 | 0 | 0 | 0 | 0 | 0 | 0 | 0 | 0 | 0 | 0 | 0 | 0 | 0 | 0 | 0 |  |  | C4 | 0 | 0 | 0 | 0 | 0 | C4 | 0 | 0 | 0 | 0 | 0 | C4 | [5 empty] | C4 | [5 empty] | 0 | [6 empty] | 0 | [6 empty] | 0 | [6 empty] | 0 | [6 empty] | 0 | [6 empty] | 0
|  |  | 0 | 0 |  | 0 | 0 | 0 | 0 | 0 |  | 0 | 0 | 0 | 0 | 0 |  | 0 | 0 | 0 | 0 | 0 |  | 0 | 0 | 0 | 0 | 0 |  | 0 | 0 | 0 | 0 | 0 |  | 0 | 0 | 0 | 0 | 0 | [22 empty] | 0 | 0 | 0 | 0 | 0 | 0 |  | 0 | 0 | 0 | 0 | 0 | 0 |  | 0 | 0 | 0 | 0 | 0 | 0 |  | 0 | 0 | 0 | 0 | 0 | 0 |  | 0 | 0 | 0 | 0 | 0 | 0 |  | 0 | 0 | 0 | 0 | 0 | 0
| [Please insert new asset category as required] |  | 0 | 0 | C1 | 0 | 0 | 0 | 0 | 0 | 0 | 0 | 0 | 0 | 0 | 0 | 0 | 0 | 0 | 0 | 0 | 0 | 0 | 0 | 0 | 0 | 0 | 0 | 0 | 0 | 0 | 0 | 0 | 0 | 0 | 0 | 0 | 0 | 0 | 0 | 0 |  |  | C1 | 0 | 0 | 0 | 0 | 0 | C1 | 0 | 0 | 0 | 0 | 0 | C1 | [5 empty] | C1 | [5 empty] | 0 | [6 empty] | 0 | [6 empty] | 0 | [6 empty] | 0 | [6 empty] | 0 | [6 empty] | 0
|  |  | 0 | 0 | C2 | 0 | 0 | 0 | 0 | 0 | 0 | 0 | 0 | 0 | 0 | 0 | 0 | 0 | 0 | 0 | 0 | 0 | 0 | 0 | 0 | 0 | 0 | 0 | 0 | 0 | 0 | 0 | 0 | 0 | 0 | 0 | 0 | 0 | 0 | 0 | 0 |  |  | C2 | 0 | 0 | 0 | 0 | 0 | C2 | 0 | 0 | 0 | 0 | 0 | C2 | [5 empty] | C2 | [5 empty] | 0 | [6 empty] | 0 | [6 empty] | 0 | [6 empty] | 0 | [6 empty] | 0 | [6 empty] | 0
|  |  | 0 | 0 | C3 | 0 | 0 | 0 | 0 | 0 | 0 | 0 | 0 | 0 | 0 | 0 | 0 | 0 | 0 | 0 | 0 | 0 | 0 | 0 | 0 | 0 | 0 | 0 | 0 | 0 | 0 | 0 | 0 | 0 | 0 | 0 | 0 | 0 | 0 | 0 | 0 |  |  | C3 | 0 | 0 | 0 | 0 | 0 | C3 | 0 | 0 | 0 | 0 | 0 | C3 | [5 empty] | C3 | [5 empty] | 0 | [6 empty] | 0 | [6 empty] | 0 | [6 empty] | 0 | [6 empty] | 0 | [6 empty] | 0
|  |  | 0 | 0 | C4 | 0 | 0 | 0 | 0 | 0 | 0 | 0 | 0 | 0 | 0 | 0 | 0 | 0 | 0 | 0 | 0 | 0 | 0 | 0 | 0 | 0 | 0 | 0 | 0 | 0 | 0 | 0 | 0 | 0 | 0 | 0 | 0 | 0 | 0 | 0 | 0 |  |  | C4 | 0 | 0 | 0 | 0 | 0 | C4 | 0 | 0 | 0 | 0 | 0 | C4 | [5 empty] | C4 | [5 empty] | 0 | [6 empty] | 0 | [6 empty] | 0 | [6 empty] | 0 | [6 empty] | 0 | [6 empty] | 0
|  |  | 0 | 0 |  | 0 | 0 | 0 | 0 | 0 |  | 0 | 0 | 0 | 0 | 0 |  | 0 | 0 | 0 | 0 | 0 |  | 0 | 0 | 0 | 0 | 0 |  | 0 | 0 | 0 | 0 | 0 |  | 0 | 0 | 0 | 0 | 0 | [22 empty] | 0 | 0 | 0 | 0 | 0 | 0 |  | 0 | 0 | 0 | 0 | 0 | 0 |  | 0 | 0 | 0 | 0 | 0 | 0 |  | 0 | 0 | 0 | 0 | 0 | 0 |  | 0 | 0 | 0 | 0 | 0 | 0 |  | 0 | 0 | 0 | 0 | 0 | 0
| [Please insert new asset category as required] |  | 0 | 0 | C1 | 0 | 0 | 0 | 0 | 0 | 0 | 0 | 0 | 0 | 0 | 0 | 0 | 0 | 0 | 0 | 0 | 0 | 0 | 0 | 0 | 0 | 0 | 0 | 0 | 0 | 0 | 0 | 0 | 0 | 0 | 0 | 0 | 0 | 0 | 0 | 0 |  |  | C1 | 0 | 0 | 0 | 0 | 0 | C1 | 0 | 0 | 0 | 0 | 0 | C1 | [5 empty] | C1 | [5 empty] | 0 | [6 empty] | 0 | [6 empty] | 0 | [6 empty] | 0 | [6 empty] | 0 | [6 empty] | 0
|  |  | 0 | 0 | C2 | 0 | 0 | 0 | 0 | 0 | 0 | 0 | 0 | 0 | 0 | 0 | 0 | 0 | 0 | 0 | 0 | 0 | 0 | 0 | 0 | 0 | 0 | 0 | 0 | 0 | 0 | 0 | 0 | 0 | 0 | 0 | 0 | 0 | 0 | 0 | 0 |  |  | C2 | 0 | 0 | 0 | 0 | 0 | C2 | 0 | 0 | 0 | 0 | 0 | C2 | [5 empty] | C2 | [5 empty] | 0 | [6 empty] | 0 | [6 empty] | 0 | [6 empty] | 0 | [6 empty] | 0 | [6 empty] | 0
|  |  | 0 | 0 | C3 | 0 | 0 | 0 | 0 | 0 | 0 | 0 | 0 | 0 | 0 | 0 | 0 | 0 | 0 | 0 | 0 | 0 | 0 | 0 | 0 | 0 | 0 | 0 | 0 | 0 | 0 | 0 | 0 | 0 | 0 | 0 | 0 | 0 | 0 | 0 | 0 |  |  | C3 | 0 | 0 | 0 | 0 | 0 | C3 | 0 | 0 | 0 | 0 | 0 | C3 | [5 empty] | C3 | [5 empty] | 0 | [6 empty] | 0 | [6 empty] | 0 | [6 empty] | 0 | [6 empty] | 0 | [6 empty] | 0
|  |  | 0 | 0 | C4 | 0 | 0 | 0 | 0 | 0 | 0 | 0 | 0 | 0 | 0 | 0 | 0 | 0 | 0 | 0 | 0 | 0 | 0 | 0 | 0 | 0 | 0 | 0 | 0 | 0 | 0 | 0 | 0 | 0 | 0 | 0 | 0 | 0 | 0 | 0 | 0 |  |  | C4 | 0 | 0 | 0 | 0 | 0 | C4 | 0 | 0 | 0 | 0 | 0 | C4 | [5 empty] | C4 | [5 empty] | 0 | [6 empty] | 0 | [6 empty] | 0 | [6 empty] | 0 | [6 empty] | 0 | [6 empty] | 0
|  |  | 0 | 0 |  | 0 | 0 | 0 | 0 | 0 |  | 0 | 0 | 0 | 0 | 0 |  | 0 | 0 | 0 | 0 | 0 |  | 0 | 0 | 0 | 0 | 0 |  | 0 | 0 | 0 | 0 | 0 |  | 0 | 0 | 0 | 0 | 0 | [22 empty] | 0 | 0 | 0 | 0 | 0 | 0 |  | 0 | 0 | 0 | 0 | 0 | 0 |  | 0 | 0 | 0 | 0 | 0 | 0 |  | 0 | 0 | 0 | 0 | 0 | 0 |  | 0 | 0 | 0 | 0 | 0 | 0 |  | 0 | 0 | 0 | 0 | 0 | 0
[63 empty] | 644788.8392 | 1079815.9841 | 770793.4997 | 1065788.8892 | 1759499.4551 | 5320686.6673 |  | 701771.1215 | 1078822.7105 | 759351.9211 | 967442.8974 | 1136358.6133 | 4643747.2637 |  | 666195.0154 | 1053433.5867 | 842878.5204 | 1326267.7985 | 2096965.9692 | 5985740.8901 |  | 706490.2297 | 1054566.2563 | 834618.0338 | 1220911.7432 | 1569524.6415 | 5386110.9045 |  | 644168.7636 | 965192.2651 | 1153651.9537 | 1121982.7267 | 3364765.334 | 7249761.0432 |  | 703302.2066 | 966108.0225 | 1141314.6092 | 1054159.9323 | 2268902.8207 | 6133787.5913
| 132kV Network | [66 empty] | 0 | [6 empty] | 0 | [6 empty] | 0 | [6 empty] | 0 | [6 empty] | 0 | [6 empty] | 0
| 132kV CBs |  | 77 | 78 | C1 | 61 | 0 | 5 | 2 | 9 | 77 | 61 | 0 | 5 | 2 | 9 | 77 | 0 | 0 | 0 | 0 | 0 | 0 | 59 | 2 | 4 | 2 | 10 | 77 | 12 | 0 | 0 | -1 | -10 | 1 | 55 | 6 | 3 | 2 | 11 | 77 |  |  | C1 | 0 | 0 | 0 | 0 | 0 | C1 | 197041.3259 | 197041.3259 | 197041.3259 | 197041.3259 | 197041.3259 | C1 | 0 | 0 | 0 | 0 | 0 | C1 | 0 | 0 | 0 | 0 | 0 | 0 |  | 0 | 0 | 0 | 0 | 0 | 0 |  | 0 | 0 | 0 | 0 | 0 | 0 |  | 0 | 0 | 0 | 0 | 0 | 0 |  | 0 | 0 | 0 | 0 | 0 | 0 |  | 0 | 0 | 0 | 0 | 0 | 0
|  |  | 51 | 51 | C2 | 34 | 15 | 0 | 2 | 0 | 51 | 32 | 17 | 0 | 2 | 0 | 51 | 0 | 0 | 0 | 0 | 0 | 0 | 32 | 13 | 4 | 2 | 0 | 51 | 2 | 0 | 0 | -1 | -1 | 0 | 32 | 1 | 12 | 4 | 2 | 51 |  |  | C2 | 0 | 0 | 0 | 0 | 0 | C2 | 281487.6085 | 281487.6085 | 281487.6085 | 281487.6085 | 281487.6085 | C2 | 0 | 0 | 0 | 0 | 0 | C2 | 0 | 0 | 0 | 0 | 0 | 0 |  | 0 | 0 | 0 | 0 | 0 | 0 |  | 0 | 0 | 0 | 0 | 0 | 0 |  | 0 | 0 | 0 | 0 | 0 | 0 |  | 0 | 0 | 0 | 0 | 0 | 0 |  | 0 | 0 | 0 | 0 | 0 | 0
|  |  | 45 | 45 | C3 | 21 | 2 | 22 | 0 | 0 | 45 | 21 | 2 | 22 | 0 | 0 | 45 | 0 | 0 | 0 | 0 | 0 | 0 | 20 | 3 | 14 | 8 | 0 | 45 | 0 | 0 | 0 | 0 | 0 | 0 | 12 | 9 | 8 | 16 | 0 | 45 |  |  | C3 | 0 | 0 | 0 | 0 | 0 | C3 | 422231.4127 | 422231.4127 | 422231.4127 | 422231.4127 | 422231.4127 | C3 | 0 | 0 | 0 | 0 | 0 | C3 | 0 | 0 | 0 | 0 | 0 | 0 |  | 0 | 0 | 0 | 0 | 0 | 0 |  | 0 | 0 | 0 | 0 | 0 | 0 |  | 0 | 0 | 0 | 0 | 0 | 0 |  | 0 | 0 | 0 | 0 | 0 | 0 |  | 0 | 0 | 0 | 0 | 0 | 0
|  |  | 3 | 3 | C4 | 3 | 0 | 0 | 0 | 0 | 3 | 3 | 0 | 0 | 0 | 0 | 3 | 0 | 0 | 0 | 0 | 0 | 0 | 3 | 0 | 0 | 0 | 0 | 3 | 0 | 0 | 0 | 0 | 0 | 0 | 1 | 2 | 0 | 0 | 0 | 3 |  |  | C4 | 0 | 0 | 0 | 0 | 0 | C4 | 703719.0211 | 703719.0211 | 703719.0211 | 703719.0211 | 703719.0211 | C4 | 0 | 0 | 0 | 0 | 0 | C4 | 0 | 0 | 0 | 0 | 0 | 0 |  | 0 | 0 | 0 | 0 | 0 | 0 |  | 0 | 0 | 0 | 0 | 0 | 0 |  | 0 | 0 | 0 | 0 | 0 | 0 |  | 0 | 0 | 0 | 0 | 0 | 0 |  | 0 | 0 | 0 | 0 | 0 | 0
|  |  | 176 | 177 |  | 119 | 17 | 27 | 4 | 9 |  | 117 | 19 | 27 | 4 | 9 |  | 0 | 0 | 0 | 0 | 0 |  | 114 | 18 | 22 | 12 | 10 |  | 14 | 0 | 0 | -2 | -11 |  | 100 | 18 | 23 | 22 | 13 | [22 empty] | 0 | 0 | 0 | 0 | 0 | 0 |  | 0 | 0 | 0 | 0 | 0 | 0 |  | 0 | 0 | 0 | 0 | 0 | 0 |  | 0 | 0 | 0 | 0 | 0 | 0 |  | 0 | 0 | 0 | 0 | 0 | 0 |  | 0 | 0 | 0 | 0 | 0 | 0
| 132kV Transformer |  | 64 | 64 | C1 | 17 | 20 | 18 | 9 | 0 | 64 | 16 | 21 | 18 | 9 | 0 | 64 | 0 | 0 | 0 | 0 | 0 | 0 | 16 | 16 | 23 | 8 | 1 | 64 | 0 | 0 | 0 | 0 | 0 | 0 | 16 | 12 | 23 | 4 | 9 | 64 |  |  | C1 | 0.0019239 | 0.0082747 | 0.023883 | 0.053459 | 0.10171 | C1 | 140160.9164 | 140160.9164 | 140160.9164 | 140160.9164 | 140160.9164 | C1 | 269.6569 | 1159.7883 | 3347.4427 | 7492.8981 | 14256.4324 | C1 | 4314.5104 | 24355.5539 | 60253.9681 | 67436.0825 | 0 | 156360.1149 |  | 4584.1673 | 23195.7656 | 60253.9681 | 67436.0825 | 0 | 155469.9835 |  | 4314.5104 | 18556.6125 | 76991.1814 | 59943.1845 | 14256.4324 | 174061.9212 |  | 4314.5104 | 18556.6125 | 76991.1814 | 59943.1845 | 14256.4324 | 174061.9212 |  | 4314.5104 | 13917.4594 | 76991.1814 | 29971.5922 | 128307.8918 | 253502.6353 |  | 4314.5104 | 13917.4594 | 76991.1814 | 29971.5922 | 128307.8918 | 253502.6353
|  |  | 62 | 62 | C2 | 19 | 18 | 14 | 7 | 4 | 62 | 19 | 17 | 15 | 7 | 4 | 62 | 3 | 1 | -1 | 0 | -3 | 0 | 14 | 19 | 14 | 9 | 6 | 62 | 7 | 2 | -2 | -1 | -6 | 0 | 14 | 11 | 17 | 8 | 12 | 62 |  |  | C2 | 0.0019239 | 0.0082747 | 0.023883 | 0.053459 | 0.10171 | C2 | 200229.8805 | 200229.8805 | 200229.8805 | 200229.8805 | 200229.8805 | C2 | 385.2241 | 1656.8404 | 4782.061 | 10704.1401 | 20366.332 | C2 | 7319.2588 | 28166.2868 | 71730.9144 | 74928.9806 | 81465.3281 | 263610.7687 |  | 7319.2588 | 29823.1272 | 66948.8534 | 74928.9806 | 81465.3281 | 260485.5481 |  | 5393.138 | 31479.9676 | 66948.8534 | 96337.2608 | 122197.9922 | 322357.212 |  | 6548.8105 | 33136.808 | 62166.7925 | 96337.2608 | 61098.9961 | 259288.6678 |  | 5393.138 | 18225.2444 | 81295.0363 | 85633.1207 | 244395.9844 | 434942.5238 |  | 8089.707 | 21538.9252 | 71730.9144 | 74928.9806 | 122197.9922 | 298486.5194
|  |  | 5 | 5 | C3 | 0 | 3 | 2 | 0 | 0 | 5 | 0 | 3 | 2 | 0 | 0 | 5 | 0 | 0 | 0 | 0 | 0 | 0 | 0 | 3 | 2 | 0 | 0 | 5 | 0 | 0 | 0 | 0 | 0 | 0 | 0 | 0 | 5 | 0 | 0 | 5 |  |  | C3 | 0.0019239 | 0.0082747 | 0.023883 | 0.053459 | 0.10171 | C3 | 300344.8208 | 300344.8208 | 300344.8208 | 300344.8208 | 300344.8208 | C3 | 577.8362 | 2485.2606 | 7173.0914 | 16056.2101 | 30549.4981 | C3 | 0 | 7455.7818 | 14346.1829 | 0 | 0 | 21801.9647 |  | 0 | 7455.7818 | 14346.1829 | 0 | 0 | 21801.9647 |  | 0 | 7455.7818 | 14346.1829 | 0 | 0 | 21801.9647 |  | 0 | 7455.7818 | 14346.1829 | 0 | 0 | 21801.9647 |  | 0 | 0 | 35865.4572 | 0 | 0 | 35865.4572 |  | 0 | 0 | 35865.4572 | 0 | 0 | 35865.4572
|  |  | 3 | 3 | C4 | 1 | 0 | 2 | 0 | 0 | 3 | 0 | 0 | 1 | 2 | 0 | 3 | 0 | 0 | 0 | 0 | 0 | 0 | 0 | 0 | 0 | 3 | 0 | 3 | 1 | 0 | 0 | -1 | 0 | 0 | 0 | 0 | 0 | 1 | 2 | 3 |  |  | C4 | 0.0019239 | 0.0082747 | 0.023883 | 0.053459 | 0.10171 | C4 | 500574.7013 | 500574.7013 | 500574.7013 | 500574.7013 | 500574.7013 | C4 | 963.0604 | 4142.101 | 11955.1524 | 26760.3502 | 50915.8301 | C4 | 0 | 0 | 11955.1524 | 53520.7004 | 0 | 65475.8528 |  | 963.0604 | 0 | 23910.3048 | 0 | 0 | 24873.3652 |  | 0 | 0 | 0 | 80281.0506 | 0 | 80281.0506 |  | 0 | 0 | 0 | 80281.0506 | 0 | 80281.0506 |  | 0 | 0 | 0 | 26760.3502 | 101831.6602 | 128592.0104 |  | 963.0604 | 0 | 0 | 0 | 101831.6602 | 102794.7205
|  |  | 134 | 134 |  | 37 | 41 | 36 | 16 | 4 |  | 35 | 41 | 36 | 18 | 4 |  | 3 | 1 | -1 | 0 | -3 |  | 30 | 38 | 39 | 20 | 7 |  | 8 | 2 | -2 | -2 | -6 |  | 30 | 23 | 45 | 13 | 23 | [22 empty] | 11633.7692 | 59977.6225 | 158286.2177 | 195885.7635 | 81465.3281 | 507248.7011 |  | 12866.4864 | 60474.6746 | 165459.3092 | 142365.0631 | 81465.3281 | 462630.8615 |  | 9707.6485 | 57492.3619 | 158286.2177 | 236561.4959 | 136454.4246 | 598502.1486 |  | 10863.3209 | 59149.2023 | 153504.1568 | 236561.4959 | 75355.4285 | 535433.6043 |  | 9707.6485 | 32142.7038 | 194151.6749 | 142365.0631 | 474535.5364 | 852902.6267 |  | 13367.2778 | 35456.3846 | 184587.553 | 104900.5728 | 352337.5442 | 690649.3324
| 132kV UG Cable (Gas) |  | 0.61647 | 0.61647 | C1 | 0.029688 | 0.062585 | 0.5242 | 0 | 0 | 0.61647 | 0.029688 | 0.062585 | 0.5242 | 0 | 0 | 0.61647 | 0 | 0 | 0 | 0 | 0 | 0 | 0.029688 | 0.036599 | 0.91054 | 0 | 0 | 0.97683 | 0 | 0 | 0 | 0 | 0 | 0 | 0.029688 | 0.036599 | 0.81702 | 0 | 0 | 0.88331 |  |  | C1 | 0 | 0 | 0 | 0 | 0 | C1 | 170173.9797 | 170173.9797 | 170173.9797 | 170173.9797 | 170173.9797 | C1 | 0 | 0 | 0 | 0 | 0 | C1 | 0 | 0 | 0 | 0 | 0 | 0 |  | 0 | 0 | 0 | 0 | 0 | 0 |  | 0 | 0 | 0 | 0 | 0 | 0 |  | 0 | 0 | 0 | 0 | 0 | 0 |  | 0 | 0 | 0 | 0 | 0 | 0 |  | 0 | 0 | 0 | 0 | 0 | 0
|  |  | 1.0495 | 1.0495 | C2 | 0 | 0.55324 | 0.44864 | 0.0225 | 0.025095 | 1.0495 | 0 | 0.55324 | 0.44864 | 0.0225 | 0.027501 | 1.0519 | 0 | 0 | 0 | 0 | 0 | 0 | 0 | 0.32354 | 0.77929 | 0.0225 | 0.025095 | 1.1504 | 0 | 0 | 0 | 0 | 0 | 0 | 0 | 0.32354 | 0.69925 | 0.19605 | 0.025095 | 1.2439 |  |  | C2 | 0 | 0 | 0 | 0 | 0 | C2 | 243105.6853 | 243105.6853 | 243105.6853 | 243105.6853 | 243105.6853 | C2 | 0 | 0 | 0 | 0 | 0 | C2 | 0 | 0 | 0 | 0 | 0 | 0 |  | 0 | 0 | 0 | 0 | 0 | 0 |  | 0 | 0 | 0 | 0 | 0 | 0 |  | 0 | 0 | 0 | 0 | 0 | 0 |  | 0 | 0 | 0 | 0 | 0 | 0 |  | 0 | 0 | 0 | 0 | 0 | 0
|  |  | 0.78907 | 0.78907 | C3 | 0 | 0.78907 | 0 | 0 | 0 | 0.78907 | 0 | 0.78907 | 0 | 0 | 0 | 0.78907 | 0 | 0 | 0 | 0 | 0 | 0 | 0 | 0.46145 | 0 | 0 | 0 | 0.46145 | 0 | 0 | 0 | 0 | 0 | 0 | 0 | 0.46145 | 0 | 0 | 0 | 0.46145 |  |  | C3 | 0 | 0 | 0 | 0 | 0 | C3 | 364658.528 | 364658.528 | 364658.528 | 364658.528 | 364658.528 | C3 | 0 | 0 | 0 | 0 | 0 | C3 | 0 | 0 | 0 | 0 | 0 | 0 |  | 0 | 0 | 0 | 0 | 0 | 0 |  | 0 | 0 | 0 | 0 | 0 | 0 |  | 0 | 0 | 0 | 0 | 0 | 0 |  | 0 | 0 | 0 | 0 | 0 | 0 |  | 0 | 0 | 0 | 0 | 0 | 0
|  |  | 0.32193 | 0.32193 | C4 | 0 | 0.32193 | 0 | 0 | 0 | 0.32193 | 0 | 0.32193 | 0 | 0 | 0 | 0.32193 | 0 | 0 | 0 | 0 | 0 | 0 | 0 | 0.18826 | 0 | 0 | 0 | 0.18826 | 0 | 0 | 0 | 0 | 0 | 0 | 0 | 0.18826 | 0 | 0 | 0 | 0.18826 |  |  | C4 | 0 | 0 | 0 | 0 | 0 | C4 | 607764.2133 | 607764.2133 | 607764.2133 | 607764.2133 | 607764.2133 | C4 | 0 | 0 | 0 | 0 | 0 | C4 | 0 | 0 | 0 | 0 | 0 | 0 |  | 0 | 0 | 0 | 0 | 0 | 0 |  | 0 | 0 | 0 | 0 | 0 | 0 |  | 0 | 0 | 0 | 0 | 0 | 0 |  | 0 | 0 | 0 | 0 | 0 | 0 |  | 0 | 0 | 0 | 0 | 0 | 0
|  |  | 2.777 | 2.777 |  | 0.029688 | 1.7268 | 0.97284 | 0.0225 | 0.025095 |  | 0.029688 | 1.7268 | 0.97284 | 0.0225 | 0.027501 |  | 0 | 0 | 0 | 0 | 0 |  | 0.029688 | 1.0098 | 1.6898 | 0.0225 | 0.025095 |  | 0 | 0 | 0 | 0 | 0 |  | 0.029688 | 1.0098 | 1.5163 | 0.19605 | 0.025095 | [22 empty] | 0 | 0 | 0 | 0 | 0 | 0 |  | 0 | 0 | 0 | 0 | 0 | 0 |  | 0 | 0 | 0 | 0 | 0 | 0 |  | 0 | 0 | 0 | 0 | 0 | 0 |  | 0 | 0 | 0 | 0 | 0 | 0 |  | 0 | 0 | 0 | 0 | 0 | 0
| 132kV UG Cable (Oil) |  | 31.835 | 21.9255 | C1 | 3.5961 | 1.1914 | 0.49059 | 26.2065 | 0.35034 | 31.835 | 3.5961 | 1.1914 | 0.49059 | 32.7489 | 0.68246 | 38.7095 | 0 | 0 | 0 | -9.1549 | -0.25889 | -9.4138 | 2.7212 | 1.4652 | 0.4801 | 26.8978 | 0.35481 | 31.9191 | 0 | 0 | 0 | -9.6158 | -0.29371 | -9.9095 | 1.7391 | 0.29854 | 1.5691 | 10.7942 | 1.1659 | 15.5669 |  |  | C1 | 0.000243 | 0.0010452 | 0.0030166 | 0.0067523 | 0.012847 | C1 | 221905.6347 | 221905.6347 | 221905.6347 | 221905.6347 | 221905.6347 | C1 | 53.924 | 231.926 | 669.3972 | 1498.3751 | 2850.8973 | C1 | 193.9171 | 276.318 | 328.4011 | 49070.1411 | 1945.627 | 51814.4042 |  | 193.9171 | 276.318 | 328.4011 | 39267.223 | 998.7909 | 41064.6501 |  | 146.7403 | 339.8146 | 321.3745 | 40302.9606 | 1011.5383 | 42122.4283 |  | 146.7403 | 339.8146 | 321.3745 | 26585.5115 | 273.4652 | 27666.9061 |  | 93.7772 | 69.2391 | 1050.3837 | 16173.8293 | 3323.8829 | 20711.1123 |  | 93.7772 | 69.2391 | 1050.3837 | 1765.7869 | 2486.5383 | 5465.7253
|  |  | 25.6369 | 14.9381 | C2 | 0.20512 | 1.2017 | 0.86182 | 18.862 | 4.5063 | 25.6369 | 0.20512 | 1.2017 | 0.86182 | 23.5708 | 8.7782 | 34.6176 | 0 | 0 | 0 | -6.5892 | -3.33 | -9.9192 | 0.15522 | 1.4778 | 0.84338 | 19.3595 | 4.5638 | 26.3997 | 0 | 0 | 0 | -6.9209 | -3.7779 | -10.6988 | 0.099194 | 0.30111 | 2.7565 | 7.7691 | 14.9965 | 25.9225 |  |  | C2 | 0.000243 | 0.0010452 | 0.0030166 | 0.0067523 | 0.012847 | C2 | 317008.0495 | 317008.0495 | 317008.0495 | 317008.0495 | 317008.0495 | C2 | 77.0343 | 331.3229 | 956.2816 | 2140.5358 | 4072.7104 | C2 | 15.8012 | 398.1385 | 824.1433 | 50454.2242 | 35751.0362 | 87443.3434 |  | 15.8012 | 398.1385 | 824.1433 | 40374.8029 | 18352.8544 | 59965.7403 |  | 11.957 | 489.629 | 806.5097 | 41439.7548 | 18587.0896 | 61334.94 |  | 11.957 | 489.629 | 806.5097 | 27335.3883 | 5024.943 | 33668.4269 |  | 7.6414 | 99.7646 | 2636.0045 | 16630.0319 | 61076.5883 | 80450.0306 |  | 7.6414 | 99.7646 | 2636.0045 | 1815.593 | 45690.3211 | 50249.3247
|  |  | 39.5599 | 23.6539 | C3 | 6.143 | 1.7044 | 2.2461 | 18.6609 | 10.8055 | 39.5599 | 6.143 | 1.7044 | 2.2461 | 23.3195 | 21.0489 | 54.462 | 0 | 0 | 0 | -6.5189 | -7.9849 | -14.5038 | 4.6485 | 2.0961 | 2.2083 | 19.1531 | 10.9434 | 39.0494 | 0 | 0 | 0 | -6.8471 | -9.0589 | -15.906 | 2.9707 | 0.42709 | 6.1298 | 7.6863 | 35.9597 | 53.1736 |  |  | C3 | 0.000243 | 0.0010452 | 0.0030166 | 0.0067523 | 0.012847 | C3 | 475512.0743 | 475512.0743 | 475512.0743 | 475512.0743 | 475512.0743 | C3 | 115.5515 | 496.9843 | 1434.4225 | 3210.8037 | 6109.0657 | C3 | 709.8319 | 847.0734 | 3221.9071 | 74874.3017 | 128589.2216 | 208242.3357 |  | 709.8319 | 847.0734 | 3221.9071 | 59916.3939 | 66011.4926 | 130706.6989 |  | 537.1414 | 1041.727 | 3167.6897 | 61496.7874 | 66853.9889 | 133097.3344 |  | 537.1414 | 1041.727 | 3167.6897 | 40565.8424 | 18073.7002 | 63386.1007 |  | 343.2707 | 212.2577 | 8792.7693 | 24679.0441 | 219680.0924 | 253707.4342 |  | 343.2707 | 212.2577 | 8792.7693 | 2694.3485 | 164338.8121 | 176381.4583
|  |  | 16.8124 | 10.4267 | C4 | 3.2044 | 0.74556 | 0.15553 | 9.0515 | 3.6554 | 16.8124 | 3.2044 | 0.74556 | 0.15553 | 11.3112 | 7.1206 | 22.5374 | 0 | 0 | 0 | -3.162 | -2.7012 | -5.8632 | 2.4248 | 0.91688 | 0.14194 | 9.2903 | 3.702 | 16.476 | 0 | 0 | 0 | -3.3212 | -3.0645 | -6.3857 | 1.5496 | 0.18682 | 1.5519 | 3.7283 | 12.1648 | 19.1813 |  |  | C4 | 0.000243 | 0.0010452 | 0.0030166 | 0.0067523 | 0.012847 | C4 | 792520.1238 | 792520.1238 | 792520.1238 | 792520.1238 | 792520.1238 | C4 | 192.5858 | 828.3071 | 2390.7041 | 5351.3395 | 10181.7761 | C4 | 617.1266 | 617.5497 | 371.8324 | 60530.2363 | 72500.4593 | 134637.2042 |  | 617.1266 | 617.5497 | 371.8324 | 48437.8939 | 37218.2324 | 87262.635 |  | 466.9898 | 759.4598 | 339.3441 | 49715.5231 | 37693.2439 | 88974.5607 |  | 466.9898 | 759.4598 | 339.3441 | 32794.4297 | 10190.213 | 44550.4365 |  | 298.439 | 154.7442 | 3710.0163 | 19951.1493 | 123858.8071 | 147973.1558 |  | 298.439 | 154.7442 | 3710.0163 | 2178.1779 | 92656.5944 | 98997.9718
|  |  | 113.8443 | 70.9443 |  | 13.1487 | 4.8431 | 3.7541 | 72.781 | 19.3175 |  | 13.1487 | 4.8431 | 3.7541 | 90.9505 | 37.6302 |  | 0 | 0 | 0 | -25.425 | -14.275 |  | 9.9498 | 5.956 | 3.6738 | 74.7007 | 19.5641 |  | 0 | 0 | 0 | -26.705 | -16.195 |  | 6.3586 | 1.2136 | 12.0073 | 29.9778 | 64.2869 | [22 empty] | 1536.6768 | 2139.0796 | 4746.2838 | 234928.9033 | 238786.3441 | 482137.2876 |  | 1536.6768 | 2139.0796 | 4746.2838 | 187996.3137 | 122581.3703 | 318999.7243 |  | 1162.8285 | 2630.6303 | 4634.918 | 192955.0259 | 124145.8607 | 325529.2634 |  | 1162.8285 | 2630.6303 | 4634.918 | 127281.1719 | 33562.3214 | 169271.8701 |  | 743.1283 | 536.0056 | 16189.1739 | 77434.0545 | 407939.3707 | 502841.733 |  | 743.1283 | 536.0056 | 16189.1739 | 8453.9063 | 305172.266 | 331094.4801
| 132kV UG Cable (Non Pressurised) |  | 18.5102 | 27.5974 | C1 | 17.9762 | 0.52659 | 0 | 0 | 0.0073733 | 18.5102 | 9.9624 | 0.52659 | 0 | 0 | 0.0082235 | 10.4972 | 8.4094 | 0 | 0 | 0 | 0 | 8.4094 | 17.9762 | 0.52598 | 0 | 0 | 0.0073733 | 18.5096 | 9.0872 | 0 | 0 | 0 | 0 | 9.0872 | 17.9762 | 0.52598 | 0 | 0 | 0.0073733 | 18.5096 |  |  | C1 | 0.015802 | 0.067964 | 0.19616 | 0.43909 | 0.79703 | C1 | 111615.0056 | 111615.0056 | 111615.0056 | 111615.0056 | 111615.0056 | C1 | 1763.7389 | 7585.8012 | 21894.5433 | 49008.6306 | 88960.9246 | C1 | 17570.9975 | 3994.5761 | 0 | 0 | 731.5708 | 22297.1444 |  | 31705.3875 | 3994.5761 | 0 | 0 | 655.9315 | 36355.8951 |  | 31705.3875 | 3990.0004 | 0 | 0 | 655.9315 | 36351.3194 |  | 46537.2877 | 3990.0004 | 0 | 0 | 655.9315 | 51183.2197 |  | 31705.3875 | 3990.0004 | 0 | 0 | 655.9315 | 36351.3194 |  | 47732.8061 | 3990.0004 | 0 | 0 | 655.9315 | 52378.7381
|  |  | 30.945 | 46.0098 | C2 | 29.8012 | 1.0915 | 0.03025 | 0.0123 | 0.0098361 | 30.945 | 16.5157 | 1.0915 | 0.03025 | 0.0123 | 0.01097 | 17.6607 | 13.9411 | 0 | 0 | 0 | 0 | 13.9411 | 29.8012 | 1.0902 | 0.036233 | 0.0123 | 0.0098361 | 30.9497 | 15.0648 | 0 | 0 | 0 | 0 | 15.0648 | 29.8012 | 1.0902 | 0.036233 | 0.0123 | 0.0098361 | 30.9497 |  |  | C2 | 0.015802 | 0.067964 | 0.19616 | 0.43909 | 0.79703 | C2 | 159450.008 | 159450.008 | 159450.008 | 159450.008 | 159450.008 | C2 | 2519.6269 | 10836.8589 | 31277.919 | 70012.3294 | 127087.0352 | C2 | 41613.3761 | 11827.9001 | 946.1571 | 861.1517 | 1394.1858 | 56642.7707 |  | 75087.8381 | 11827.9001 | 946.1571 | 861.1517 | 1250.0367 | 89973.0837 |  | 75087.8381 | 11814.3514 | 1133.2993 | 861.1517 | 1250.0367 | 90146.6772 |  | 110214.213 | 11814.3514 | 1133.2993 | 861.1517 | 1250.0367 | 125273.0521 |  | 75087.8381 | 11814.3514 | 1133.2993 | 861.1517 | 1250.0367 | 90146.6772 |  | 113045.5581 | 11814.3514 | 1133.2993 | 861.1517 | 1250.0367 | 128104.3972
|  |  | 28.2332 | 40.9223 | C3 | 25.1015 | 3.1239 | 0 | 0 | 0.0077689 | 28.2332 | 13.9112 | 3.1239 | 0 | 0 | 0.0086648 | 17.0437 | 11.7426 | 0 | 0 | 0 | 0 | 11.7426 | 25.1015 | 3.1203 | 0 | 0 | 0.0077689 | 28.2296 | 12.6891 | 0 | 0 | 0 | 0 | 12.6891 | 25.1015 | 3.1203 | 0 | 0 | 0.0077689 | 28.2296 |  |  | C3 | 0.015802 | 0.067964 | 0.19616 | 0.43909 | 0.79703 | C3 | 239175.012 | 239175.012 | 239175.012 | 239175.012 | 239175.012 | C3 | 3779.4404 | 16255.2884 | 46916.8786 | 105018.494 | 190630.5528 | C3 | 52576.3841 | 50780.036 | 0 | 0 | 1651.7767 | 105008.1968 |  | 94869.6642 | 50780.036 | 0 | 0 | 1480.9946 | 147130.6948 |  | 94869.6642 | 50721.8683 | 0 | 0 | 1480.9946 | 147072.5271 |  | 139250.0522 | 50721.8683 | 0 | 0 | 1480.9946 | 191452.9151 |  | 94869.6642 | 50721.8683 | 0 | 0 | 1480.9946 | 147072.5271 |  | 142827.3127 | 50721.8683 | 0 | 0 | 1480.9946 | 195030.1756
|  |  | 12.6193 | 18.6782 | C4 | 11.9857 | 0.48136 | 0 | 0 | 0.15218 | 12.6193 | 6.6424 | 0.48136 | 0 | 0 | 0.16973 | 7.2935 | 5.607 | 0 | 0 | 0 | 0 | 5.607 | 11.9857 | 0.48081 | 0 | 0 | 0.15218 | 12.6187 | 6.0589 | 0 | 0 | 0 | 0 | 6.0589 | 11.9857 | 0.48081 | 0 | 0 | 0.15218 | 12.6187 |  |  | C4 | 0.015802 | 0.067964 | 0.19616 | 0.43909 | 0.79703 | C4 | 398625.0201 | 398625.0201 | 398625.0201 | 398625.0201 | 398625.0201 | C4 | 6299.0673 | 27092.1473 | 78194.7976 | 175030.8234 | 317717.5879 | C4 | 41841.1608 | 13041.0234 | 0 | 0 | 53925.8727 | 108808.0569 |  | 75498.8563 | 13041.0234 | 0 | 0 | 48350.3155 | 136890.1953 |  | 75498.8563 | 13026.0852 | 0 | 0 | 48350.3155 | 136875.257 |  | 110817.5071 | 13026.0852 | 0 | 0 | 48350.3155 | 172193.9078 |  | 75498.8563 | 13026.0852 | 0 | 0 | 48350.3155 | 136875.257 |  | 113664.3505 | 13026.0852 | 0 | 0 | 48350.3155 | 175040.7512
|  |  | 90.3077 | 133.2077 |  | 84.8646 | 5.2233 | 0.03025 | 0.0123 | 0.17716 |  | 47.0316 | 5.2233 | 0.03025 | 0.0123 | 0.19759 |  | 39.7 | 0 | 0 | 0 | 0 |  | 84.8646 | 5.2173 | 0.036233 | 0.0123 | 0.17716 |  | 42.9 | 0 | 0 | 0 | 0 |  | 84.8646 | 5.2173 | 0.036233 | 0.0123 | 0.17716 | [22 empty] | 153601.9185 | 79643.5356 | 946.1571 | 861.1517 | 57703.406 | 292756.1688 |  | 277161.7461 | 79643.5356 | 946.1571 | 861.1517 | 51737.2784 | 410349.8689 |  | 277161.7461 | 79552.3053 | 1133.2993 | 861.1517 | 51737.2784 | 410445.7807 |  | 406819.0601 | 79552.3053 | 1133.2993 | 861.1517 | 51737.2784 | 540103.0947 |  | 277161.7461 | 79552.3053 | 1133.2993 | 861.1517 | 51737.2784 | 410445.7807 |  | 417270.0274 | 79552.3053 | 1133.2993 | 861.1517 | 51737.2784 | 550554.0621
| 132kV OHL Support - Tower |  | 674 | 674 | C1 | 124 | 332 | 101 | 18 | 99 | 674 | 49 | 183 | 125 | 23 | 294 | 674 | 97 | 25 | -48 | -16 | -58 | 0 | 103 | 198 | 200 | 48 | 125 | 674 | 122 | 162 | -77 | -77 | -130 | 0 | 26 | 98 | 187 | 190 | 173 | 674 |  |  | C1 | 0 | 0 | 0 | 0 | 0 | C1 | 77193.9408 | 77193.9408 | 77193.9408 | 77193.9408 | 77193.9408 | C1 | 0 | 0 | 0 | 0 | 0 | C1 | 0 | 0 | 0 | 0 | 0 | 0 |  | 0 | 0 | 0 | 0 | 0 | 0 |  | 0 | 0 | 0 | 0 | 0 | 0 |  | 0 | 0 | 0 | 0 | 0 | 0 |  | 0 | 0 | 0 | 0 | 0 | 0 |  | 0 | 0 | 0 | 0 | 0 | 0
|  |  | 913 | 913 | C2 | 141 | 475 | 81 | 38 | 178 | 913 | 64 | 230 | 95 | 54 | 470 | 913 | 152 | 56 | -65 | -41 | -102 | 0 | 128 | 302 | 214 | 41 | 228 | 913 | 186 | 144 | -88 | -64 | -178 | 0 | 33 | 104 | 295 | 212 | 269 | 913 |  |  | C2 | 0 | 0 | 0 | 0 | 0 | C2 | 110277.0583 | 110277.0583 | 110277.0583 | 110277.0583 | 110277.0583 | C2 | 0 | 0 | 0 | 0 | 0 | C2 | 0 | 0 | 0 | 0 | 0 | 0 |  | 0 | 0 | 0 | 0 | 0 | 0 |  | 0 | 0 | 0 | 0 | 0 | 0 |  | 0 | 0 | 0 | 0 | 0 | 0 |  | 0 | 0 | 0 | 0 | 0 | 0 |  | 0 | 0 | 0 | 0 | 0 | 0
|  |  | 409 | 409 | C3 | 83 | 278 | 18 | 4 | 26 | 409 | 63 | 161 | 30 | 16 | 139 | 409 | 17 | 8 | -8 | 0 | -17 | 0 | 65 | 153 | 147 | 13 | 31 | 409 | 32 | 57 | -20 | -30 | -39 | 0 | 31 | 47 | 140 | 147 | 44 | 409 |  |  | C3 | 0 | 0 | 0 | 0 | 0 | C3 | 165415.5875 | 165415.5875 | 165415.5875 | 165415.5875 | 165415.5875 | C3 | 0 | 0 | 0 | 0 | 0 | C3 | 0 | 0 | 0 | 0 | 0 | 0 |  | 0 | 0 | 0 | 0 | 0 | 0 |  | 0 | 0 | 0 | 0 | 0 | 0 |  | 0 | 0 | 0 | 0 | 0 | 0 |  | 0 | 0 | 0 | 0 | 0 | 0 |  | 0 | 0 | 0 | 0 | 0 | 0
|  |  | 119 | 119 | C4 | 67 | 50 | 0 | 1 | 1 | 119 | 0 | 22 | 41 | 22 | 34 | 119 | 0 | 0 | 0 | 0 | 0 | 0 | 2 | 100 | 15 | 0 | 2 | 119 | 6 | 0 | -4 | -2 | 0 | 0 | 0 | 67 | 35 | 15 | 2 | 119 |  |  | C4 | 0 | 0 | 0 | 0 | 0 | C4 | 275692.6458 | 275692.6458 | 275692.6458 | 275692.6458 | 275692.6458 | C4 | 0 | 0 | 0 | 0 | 0 | C4 | 0 | 0 | 0 | 0 | 0 | 0 |  | 0 | 0 | 0 | 0 | 0 | 0 |  | 0 | 0 | 0 | 0 | 0 | 0 |  | 0 | 0 | 0 | 0 | 0 | 0 |  | 0 | 0 | 0 | 0 | 0 | 0 |  | 0 | 0 | 0 | 0 | 0 | 0
|  |  | 2115 | 2115 |  | 415 | 1135 | 200 | 61 | 304 |  | 176 | 596 | 291 | 115 | 937 |  | 266 | 89 | -121 | -57 | -177 |  | 298 | 753 | 576 | 102 | 386 |  | 346 | 363 | -189 | -173 | -347 |  | 90 | 316 | 657 | 564 | 488 | [22 empty] | 0 | 0 | 0 | 0 | 0 | 0 |  | 0 | 0 | 0 | 0 | 0 | 0 |  | 0 | 0 | 0 | 0 | 0 | 0 |  | 0 | 0 | 0 | 0 | 0 | 0 |  | 0 | 0 | 0 | 0 | 0 | 0 |  | 0 | 0 | 0 | 0 | 0 | 0
| 132kV OHL Fittings and Conductors (Tower Lines) |  | 1004.8311 | 1004.8311 | C1 | 17.3553 | 308.5563 | 191.7861 | 385.3717 | 101.7617 | 1004.8311 | 15.9338 | 226.7885 | 155.2854 | 406.7512 | 200.0722 | 1004.8311 | 48.795 | 0 | 35.9038 | -3.4249 | -81.2739 | 0 | 17.3553 | 108.8709 | 386.8952 | 84.4571 | 407.2526 | 1004.8311 | 136.7646 | 0 | 35.9038 | -52.7296 | -119.9388 | 0 | 10.355 | 52.1953 | 289.0207 | 227.3811 | 425.8789 | 1004.8311 |  | 324.9245 | C1 | 5.4099e-05 | 0.00023268 | 0.00067157 | 0.0015032 | 0.0028602 | C1 | 173709.8735 | 173709.8735 | 173709.8735 | 173709.8735 | 173709.8735 | C1 | 9.3976 | 40.4189 | 116.6591 | 261.1291 | 496.8397 | C1 | 149.7395 | 9166.5339 | 18115.4561 | 106214.5786 | 99403.8173 | 233050.1254 |  | 163.0983 | 12471.4951 | 22373.5952 | 100631.7718 | 50559.2507 | 186199.2111 |  | 163.0983 | 4400.4394 | 45134.8475 | 22054.1966 | 202339.2574 | 274091.8393 |  | 621.6539 | 4400.4394 | 49323.3568 | 21159.8578 | 161959.1494 | 237464.4573 |  | 97.3125 | 2109.6755 | 33716.8919 | 59375.8332 | 211593.569 | 306893.2821 |  | 1382.5717 | 2109.6755 | 37905.4012 | 45606.5947 | 152003.1925 | 239007.4356
|  |  | 15.5536 | 15.5536 | C2 | 1.5169 | 1.954 | 0.61843 | 9.5793 | 1.8849 | 15.5536 | 1.5169 | 1.3767 | 0.61843 | 9.5793 | 2.4622 | 15.5536 | 7.1106 | 0 | 1.3161 | 0 | -8.4267 | 0 | 1.5169 | 1.954 | 0.61843 | 0 | 11.4642 | 15.5536 | 7.1106 | 0 | 1.3161 | 0 | -8.4267 | 0 | 0 | 2.0942 | 1.3767 | 0.61843 | 11.4642 | 15.5536 |  |  | C2 | 5.4099e-05 | 0.00023268 | 0.00067157 | 0.0015032 | 0.0028602 | C2 | 248156.9621 | 248156.9621 | 248156.9621 | 248156.9621 | 248156.9621 | C2 | 13.4251 | 57.7412 | 166.6558 | 373.0416 | 709.771 | C2 | 20.365 | 79.4941 | 103.0657 | 3573.4641 | 1747.6176 | 5524.0065 |  | 20.365 | 112.8274 | 103.0657 | 3573.4641 | 1337.8757 | 5147.5978 |  | 20.365 | 112.8274 | 103.0657 | 0 | 8136.9604 | 8373.2185 |  | 115.8261 | 112.8274 | 322.3998 | 0 | 2155.9262 | 2706.9795 |  | 0 | 120.9228 | 229.44 | 230.7017 | 8136.9604 | 8718.025 |  | 95.4611 | 120.9228 | 448.7742 | 230.7017 | 2155.9262 | 3051.786
|  |  | 34.064 | 34.064 | C3 | 0 | 9.6463 | 0.96847 | 21.7879 | 1.6613 | 34.064 | 0 | 8.8499 | 1.1952 | 21.7879 | 2.231 | 34.064 | 0.95713 | 0 | 0 | 0 | -0.95713 | 0 | 0 | 2.5303 | 8.0845 | 2.4762 | 20.973 | 34.064 | 3.123 | 0 | 0 | 0 | -3.123 | 0 | 0 | 2.0016 | 8.1061 | 1.6122 | 22.344 | 34.064 |  |  | C3 | 5.4099e-05 | 0.00023268 | 0.00067157 | 0.0015032 | 0.0028602 | C3 | 372235.4431 | 372235.4431 | 372235.4431 | 372235.4431 | 372235.4431 | C3 | 20.1377 | 86.6119 | 249.9838 | 559.5624 | 1064.6565 | C3 | 0 | 766.5043 | 298.7807 | 12191.7123 | 2375.1977 | 15632.1949 |  | 0 | 835.4803 | 242.1009 | 12191.7123 | 1768.7204 | 15038.0138 |  | 0 | 219.1499 | 2020.9865 | 1385.6107 | 22329.0505 | 25954.7975 |  | 19.2744 | 219.1499 | 2020.9865 | 1385.6107 | 21310.0387 | 24955.06 |  | 0 | 173.3624 | 2026.3902 | 902.1451 | 23788.7384 | 26890.6361 |  | 62.8901 | 173.3624 | 2026.3902 | 902.1451 | 20463.813 | 23628.6008
|  |  | 0 | 0 | C4 | 0 | 0 | 0 | 0 | 0 | 0 | 0 | 0 | 0 | 0 | 0 | 0 | 0 | 0 | 0 | 0 | 0 | 0 | 0 | 0 | 0 | 0 | 0 | 0 | 0 | 0 | 0 | 0 | 0 | 0 | 0 | 0 | 0 | 0 | 0 | 0 |  |  | C4 | 5.4099e-05 | 0.00023268 | 0.00067157 | 0.0015032 | 0.0028602 | C4 | 620392.4052 | 620392.4052 | 620392.4052 | 620392.4052 | 620392.4052 | C4 | 33.5629 | 144.3531 | 416.6396 | 932.6039 | 1774.4276 | C4 | 0 | 0 | 0 | 0 | 0 | 0 |  | 0 | 0 | 0 | 0 | 0 | 0 |  | 0 | 0 | 0 | 0 | 0 | 0 |  | 0 | 0 | 0 | 0 | 0 | 0 |  | 0 | 0 | 0 | 0 | 0 | 0 |  | 0 | 0 | 0 | 0 | 0 | 0
|  |  | 1054.4487 | 1054.4487 |  | 18.8722 | 320.1565 | 193.373 | 416.7389 | 105.3079 |  | 17.4507 | 237.0151 | 157.0991 | 438.1184 | 204.7654 |  | 56.8627 | 0 | 37.2199 | -3.4249 | -90.6577 |  | 18.8722 | 113.3552 | 395.5981 | 86.9333 | 439.6898 |  | 146.9982 | 0 | 37.2199 | -52.7296 | -131.4885 |  | 10.355 | 56.2911 | 298.5035 | 229.6118 | 459.6872 | [22 empty] | 170.1045 | 10012.5323 | 18517.3024 | 121979.755 | 103526.6326 | 254206.3268 |  | 183.4634 | 13419.8027 | 22718.7617 | 116396.9482 | 53665.8468 | 206384.8228 |  | 183.4634 | 4732.4167 | 47258.8996 | 23439.8073 | 232805.2683 | 308419.8553 |  | 756.7544 | 4732.4167 | 51666.7431 | 22545.4685 | 185425.1143 | 265126.4969 |  | 97.3125 | 2403.9607 | 35972.7221 | 60508.68 | 243519.2679 | 342501.9432 |  | 1540.923 | 2403.9607 | 40380.5656 | 46739.4414 | 174622.9317 | 265687.8223
| [Please insert new asset category as required] |  | 0 | 0 | C1 | 0 | 0 | 0 | 0 | 0 | 0 | 0 | 0 | 0 | 0 | 0 | 0 | 0 | 0 | 0 | 0 | 0 | 0 | 0 | 0 | 0 | 0 | 0 | 0 | 0 | 0 | 0 | 0 | 0 | 0 | 0 | 0 | 0 | 0 | 0 | 0 |  |  | C1 | 0 | 0 | 0 | 0 | 0 | C1 | 0 | 0 | 0 | 0 | 0 | C1 | [5 empty] | C1 | [5 empty] | 0 | [6 empty] | 0 | [6 empty] | 0 | [6 empty] | 0 | [6 empty] | 0 | [6 empty] | 0
|  |  | 0 | 0 | C2 | 0 | 0 | 0 | 0 | 0 | 0 | 0 | 0 | 0 | 0 | 0 | 0 | 0 | 0 | 0 | 0 | 0 | 0 | 0 | 0 | 0 | 0 | 0 | 0 | 0 | 0 | 0 | 0 | 0 | 0 | 0 | 0 | 0 | 0 | 0 | 0 |  |  | C2 | 0 | 0 | 0 | 0 | 0 | C2 | 0 | 0 | 0 | 0 | 0 | C2 | [5 empty] | C2 | [5 empty] | 0 | [6 empty] | 0 | [6 empty] | 0 | [6 empty] | 0 | [6 empty] | 0 | [6 empty] | 0
|  |  | 0 | 0 | C3 | 0 | 0 | 0 | 0 | 0 | 0 | 0 | 0 | 0 | 0 | 0 | 0 | 0 | 0 | 0 | 0 | 0 | 0 | 0 | 0 | 0 | 0 | 0 | 0 | 0 | 0 | 0 | 0 | 0 | 0 | 0 | 0 | 0 | 0 | 0 | 0 |  |  | C3 | 0 | 0 | 0 | 0 | 0 | C3 | 0 | 0 | 0 | 0 | 0 | C3 | [5 empty] | C3 | [5 empty] | 0 | [6 empty] | 0 | [6 empty] | 0 | [6 empty] | 0 | [6 empty] | 0 | [6 empty] | 0
|  |  | 0 | 0 | C4 | 0 | 0 | 0 | 0 | 0 | 0 | 0 | 0 | 0 | 0 | 0 | 0 | 0 | 0 | 0 | 0 | 0 | 0 | 0 | 0 | 0 | 0 | 0 | 0 | 0 | 0 | 0 | 0 | 0 | 0 | 0 | 0 | 0 | 0 | 0 | 0 |  |  | C4 | 0 | 0 | 0 | 0 | 0 | C4 | 0 | 0 | 0 | 0 | 0 | C4 | [5 empty] | C4 | [5 empty] | 0 | [6 empty] | 0 | [6 empty] | 0 | [6 empty] | 0 | [6 empty] | 0 | [6 empty] | 0
|  |  | 0 | 0 |  | 0 | 0 | 0 | 0 | 0 |  | 0 | 0 | 0 | 0 | 0 |  | 0 | 0 | 0 | 0 | 0 |  | 0 | 0 | 0 | 0 | 0 |  | 0 | 0 | 0 | 0 | 0 |  | 0 | 0 | 0 | 0 | 0 | [22 empty] | 0 | 0 | 0 | 0 | 0 | 0 |  | 0 | 0 | 0 | 0 | 0 | 0 |  | 0 | 0 | 0 | 0 | 0 | 0 |  | 0 | 0 | 0 | 0 | 0 | 0 |  | 0 | 0 | 0 | 0 | 0 | 0 |  | 0 | 0 | 0 | 0 | 0 | 0
| [Please insert new asset category as required] |  | 0 | 0 | C1 | 0 | 0 | 0 | 0 | 0 | 0 | 0 | 0 | 0 | 0 | 0 | 0 | 0 | 0 | 0 | 0 | 0 | 0 | 0 | 0 | 0 | 0 | 0 | 0 | 0 | 0 | 0 | 0 | 0 | 0 | 0 | 0 | 0 | 0 | 0 | 0 |  |  | C1 | 0 | 0 | 0 | 0 | 0 | C1 | 0 | 0 | 0 | 0 | 0 | C1 | [5 empty] | C1 | [5 empty] | 0 | [6 empty] | 0 | [6 empty] | 0 | [6 empty] | 0 | [6 empty] | 0 | [6 empty] | 0
|  |  | 0 | 0 | C2 | 0 | 0 | 0 | 0 | 0 | 0 | 0 | 0 | 0 | 0 | 0 | 0 | 0 | 0 | 0 | 0 | 0 | 0 | 0 | 0 | 0 | 0 | 0 | 0 | 0 | 0 | 0 | 0 | 0 | 0 | 0 | 0 | 0 | 0 | 0 | 0 |  |  | C2 | 0 | 0 | 0 | 0 | 0 | C2 | 0 | 0 | 0 | 0 | 0 | C2 | [5 empty] | C2 | [5 empty] | 0 | [6 empty] | 0 | [6 empty] | 0 | [6 empty] | 0 | [6 empty] | 0 | [6 empty] | 0
|  |  | 0 | 0 | C3 | 0 | 0 | 0 | 0 | 0 | 0 | 0 | 0 | 0 | 0 | 0 | 0 | 0 | 0 | 0 | 0 | 0 | 0 | 0 | 0 | 0 | 0 | 0 | 0 | 0 | 0 | 0 | 0 | 0 | 0 | 0 | 0 | 0 | 0 | 0 | 0 |  |  | C3 | 0 | 0 | 0 | 0 | 0 | C3 | 0 | 0 | 0 | 0 | 0 | C3 | [5 empty] | C3 | [5 empty] | 0 | [6 empty] | 0 | [6 empty] | 0 | [6 empty] | 0 | [6 empty] | 0 | [6 empty] | 0
|  |  | 0 | 0 | C4 | 0 | 0 | 0 | 0 | 0 | 0 | 0 | 0 | 0 | 0 | 0 | 0 | 0 | 0 | 0 | 0 | 0 | 0 | 0 | 0 | 0 | 0 | 0 | 0 | 0 | 0 | 0 | 0 | 0 | 0 | 0 | 0 | 0 | 0 | 0 | 0 |  |  | C4 | 0 | 0 | 0 | 0 | 0 | C4 | 0 | 0 | 0 | 0 | 0 | C4 | [5 empty] | C4 | [5 empty] | 0 | [6 empty] | 0 | [6 empty] | 0 | [6 empty] | 0 | [6 empty] | 0 | [6 empty] | 0
|  |  | 0 | 0 |  | 0 | 0 | 0 | 0 | 0 |  | 0 | 0 | 0 | 0 | 0 |  | 0 | 0 | 0 | 0 | 0 |  | 0 | 0 | 0 | 0 | 0 |  | 0 | 0 | 0 | 0 | 0 |  | 0 | 0 | 0 | 0 | 0 | [22 empty] | 0 | 0 | 0 | 0 | 0 | 0 |  | 0 | 0 | 0 | 0 | 0 | 0 |  | 0 | 0 | 0 | 0 | 0 | 0 |  | 0 | 0 | 0 | 0 | 0 | 0 |  | 0 | 0 | 0 | 0 | 0 | 0 |  | 0 | 0 | 0 | 0 | 0 | 0
| [Please insert new asset category as required] |  | 0 | 0 | C1 | 0 | 0 | 0 | 0 | 0 | 0 | 0 | 0 | 0 | 0 | 0 | 0 | 0 | 0 | 0 | 0 | 0 | 0 | 0 | 0 | 0 | 0 | 0 | 0 | 0 | 0 | 0 | 0 | 0 | 0 | 0 | 0 | 0 | 0 | 0 | 0 |  |  | C1 | 0 | 0 | 0 | 0 | 0 | C1 | 0 | 0 | 0 | 0 | 0 | C1 | [5 empty] | C1 | [5 empty] | 0 | [6 empty] | 0 | [6 empty] | 0 | [6 empty] | 0 | [6 empty] | 0 | [6 empty] | 0
|  |  | 0 | 0 | C2 | 0 | 0 | 0 | 0 | 0 | 0 | 0 | 0 | 0 | 0 | 0 | 0 | 0 | 0 | 0 | 0 | 0 | 0 | 0 | 0 | 0 | 0 | 0 | 0 | 0 | 0 | 0 | 0 | 0 | 0 | 0 | 0 | 0 | 0 | 0 | 0 |  |  | C2 | 0 | 0 | 0 | 0 | 0 | C2 | 0 | 0 | 0 | 0 | 0 | C2 | [5 empty] | C2 | [5 empty] | 0 | [6 empty] | 0 | [6 empty] | 0 | [6 empty] | 0 | [6 empty] | 0 | [6 empty] | 0
|  |  | 0 | 0 | C3 | 0 | 0 | 0 | 0 | 0 | 0 | 0 | 0 | 0 | 0 | 0 | 0 | 0 | 0 | 0 | 0 | 0 | 0 | 0 | 0 | 0 | 0 | 0 | 0 | 0 | 0 | 0 | 0 | 0 | 0 | 0 | 0 | 0 | 0 | 0 | 0 |  |  | C3 | 0 | 0 | 0 | 0 | 0 | C3 | 0 | 0 | 0 | 0 | 0 | C3 | [5 empty] | C3 | [5 empty] | 0 | [6 empty] | 0 | [6 empty] | 0 | [6 empty] | 0 | [6 empty] | 0 | [6 empty] | 0
|  |  | 0 | 0 | C4 | 0 | 0 | 0 | 0 | 0 | 0 | 0 | 0 | 0 | 0 | 0 | 0 | 0 | 0 | 0 | 0 | 0 | 0 | 0 | 0 | 0 | 0 | 0 | 0 | 0 | 0 | 0 | 0 | 0 | 0 | 0 | 0 | 0 | 0 | 0 | 0 |  |  | C4 | 0 | 0 | 0 | 0 | 0 | C4 | 0 | 0 | 0 | 0 | 0 | C4 | [5 empty] | C4 | [5 empty] | 0 | [6 empty] | 0 | [6 empty] | 0 | [6 empty] | 0 | [6 empty] | 0 | [6 empty] | 0
|  |  | 0 | 0 |  | 0 | 0 | 0 | 0 | 0 |  | 0 | 0 | 0 | 0 | 0 |  | 0 | 0 | 0 | 0 | 0 |  | 0 | 0 | 0 | 0 | 0 |  | 0 | 0 | 0 | 0 | 0 |  | 0 | 0 | 0 | 0 | 0 | [22 empty] | 0 | 0 | 0 | 0 | 0 | 0 |  | 0 | 0 | 0 | 0 | 0 | 0 |  | 0 | 0 | 0 | 0 | 0 | 0 |  | 0 | 0 | 0 | 0 | 0 | 0 |  | 0 | 0 | 0 | 0 | 0 | 0 |  | 0 | 0 | 0 | 0 | 0 | 0
| [Please insert new asset category as required] |  | 0 | 0 | C1 | 0 | 0 | 0 | 0 | 0 | 0 | 0 | 0 | 0 | 0 | 0 | 0 | 0 | 0 | 0 | 0 | 0 | 0 | 0 | 0 | 0 | 0 | 0 | 0 | 0 | 0 | 0 | 0 | 0 | 0 | 0 | 0 | 0 | 0 | 0 | 0 |  |  | C1 | 0 | 0 | 0 | 0 | 0 | C1 | 0 | 0 | 0 | 0 | 0 | C1 | [5 empty] | C1 | [5 empty] | 0 | [6 empty] | 0 | [6 empty] | 0 | [6 empty] | 0 | [6 empty] | 0 | [6 empty] | 0
|  |  | 0 | 0 | C2 | 0 | 0 | 0 | 0 | 0 | 0 | 0 | 0 | 0 | 0 | 0 | 0 | 0 | 0 | 0 | 0 | 0 | 0 | 0 | 0 | 0 | 0 | 0 | 0 | 0 | 0 | 0 | 0 | 0 | 0 | 0 | 0 | 0 | 0 | 0 | 0 |  |  | C2 | 0 | 0 | 0 | 0 | 0 | C2 | 0 | 0 | 0 | 0 | 0 | C2 | [5 empty] | C2 | [5 empty] | 0 | [6 empty] | 0 | [6 empty] | 0 | [6 empty] | 0 | [6 empty] | 0 | [6 empty] | 0
|  |  | 0 | 0 | C3 | 0 | 0 | 0 | 0 | 0 | 0 | 0 | 0 | 0 | 0 | 0 | 0 | 0 | 0 | 0 | 0 | 0 | 0 | 0 | 0 | 0 | 0 | 0 | 0 | 0 | 0 | 0 | 0 | 0 | 0 | 0 | 0 | 0 | 0 | 0 | 0 |  |  | C3 | 0 | 0 | 0 | 0 | 0 | C3 | 0 | 0 | 0 | 0 | 0 | C3 | [5 empty] | C3 | [5 empty] | 0 | [6 empty] | 0 | [6 empty] | 0 | [6 empty] | 0 | [6 empty] | 0 | [6 empty] | 0
|  |  | 0 | 0 | C4 | 0 | 0 | 0 | 0 | 0 | 0 | 0 | 0 | 0 | 0 | 0 | 0 | 0 | 0 | 0 | 0 | 0 | 0 | 0 | 0 | 0 | 0 | 0 | 0 | 0 | 0 | 0 | 0 | 0 | 0 | 0 | 0 | 0 | 0 | 0 | 0 |  |  | C4 | 0 | 0 | 0 | 0 | 0 | C4 | 0 | 0 | 0 | 0 | 0 | C4 | [5 empty] | C4 | [5 empty] | 0 | [6 empty] | 0 | [6 empty] | 0 | [6 empty] | 0 | [6 empty] | 0 | [6 empty] | 0
|  |  | 0 | 0 |  | 0 | 0 | 0 | 0 | 0 |  | 0 | 0 | 0 | 0 | 0 |  | 0 | 0 | 0 | 0 | 0 |  | 0 | 0 | 0 | 0 | 0 |  | 0 | 0 | 0 | 0 | 0 |  | 0 | 0 | 0 | 0 | 0 | [22 empty] | 0 | 0 | 0 | 0 | 0 | 0 |  | 0 | 0 | 0 | 0 | 0 | 0 |  | 0 | 0 | 0 | 0 | 0 | 0 |  | 0 | 0 | 0 | 0 | 0 | 0 |  | 0 | 0 | 0 | 0 | 0 | 0 |  | 0 | 0 | 0 | 0 | 0 | 0
| [Please insert new asset category as required] |  | 0 | 0 | C1 | 0 | 0 | 0 | 0 | 0 | 0 | 0 | 0 | 0 | 0 | 0 | 0 | 0 | 0 | 0 | 0 | 0 | 0 | 0 | 0 | 0 | 0 | 0 | 0 | 0 | 0 | 0 | 0 | 0 | 0 | 0 | 0 | 0 | 0 | 0 | 0 |  |  | C1 | 0 | 0 | 0 | 0 | 0 | C1 | 0 | 0 | 0 | 0 | 0 | C1 | [5 empty] | C1 | [5 empty] | 0 | [6 empty] | 0 | [6 empty] | 0 | [6 empty] | 0 | [6 empty] | 0 | [6 empty] | 0
|  |  | 0 | 0 | C2 | 0 | 0 | 0 | 0 | 0 | 0 | 0 | 0 | 0 | 0 | 0 | 0 | 0 | 0 | 0 | 0 | 0 | 0 | 0 | 0 | 0 | 0 | 0 | 0 | 0 | 0 | 0 | 0 | 0 | 0 | 0 | 0 | 0 | 0 | 0 | 0 |  |  | C2 | 0 | 0 | 0 | 0 | 0 | C2 | 0 | 0 | 0 | 0 | 0 | C2 | [5 empty] | C2 | [5 empty] | 0 | [6 empty] | 0 | [6 empty] | 0 | [6 empty] | 0 | [6 empty] | 0 | [6 empty] | 0
|  |  | 0 | 0 | C3 | 0 | 0 | 0 | 0 | 0 | 0 | 0 | 0 | 0 | 0 | 0 | 0 | 0 | 0 | 0 | 0 | 0 | 0 | 0 | 0 | 0 | 0 | 0 | 0 | 0 | 0 | 0 | 0 | 0 | 0 | 0 | 0 | 0 | 0 | 0 | 0 |  |  | C3 | 0 | 0 | 0 | 0 | 0 | C3 | 0 | 0 | 0 | 0 | 0 | C3 | [5 empty] | C3 | [5 empty] | 0 | [6 empty] | 0 | [6 empty] | 0 | [6 empty] | 0 | [6 empty] | 0 | [6 empty] | 0
|  |  | 0 | 0 | C4 | 0 | 0 | 0 | 0 | 0 | 0 | 0 | 0 | 0 | 0 | 0 | 0 | 0 | 0 | 0 | 0 | 0 | 0 | 0 | 0 | 0 | 0 | 0 | 0 | 0 | 0 | 0 | 0 | 0 | 0 | 0 | 0 | 0 | 0 | 0 | 0 |  |  | C4 | 0 | 0 | 0 | 0 | 0 | C4 | 0 | 0 | 0 | 0 | 0 | C4 | [5 empty] | C4 | [5 empty] | 0 | [6 empty] | 0 | [6 empty] | 0 | [6 empty] | 0 | [6 empty] | 0 | [6 empty] | 0
|  |  | 0 | 0 |  | 0 | 0 | 0 | 0 | 0 |  | 0 | 0 | 0 | 0 | 0 |  | 0 | 0 | 0 | 0 | 0 |  | 0 | 0 | 0 | 0 | 0 |  | 0 | 0 | 0 | 0 | 0 |  | 0 | 0 | 0 | 0 | 0 | [22 empty] | 0 | 0 | 0 | 0 | 0 | 0 |  | 0 | 0 | 0 | 0 | 0 | 0 |  | 0 | 0 | 0 | 0 | 0 | 0 |  | 0 | 0 | 0 | 0 | 0 | 0 |  | 0 | 0 | 0 | 0 | 0 | 0 |  | 0 | 0 | 0 | 0 | 0 | 0
[63 empty] | 166942.469 | 151772.77 | 182495.9611 | 553655.5734 | 481481.7109 | 1536348.4843 |  | 291748.3727 | 155677.0925 | 193870.5118 | 447619.4767 | 309449.8237 | 1398365.2774 |  | 288215.6864 | 144407.7142 | 211313.3346 | 453817.4806 | 545142.8321 | 1642897.0479 |  | 419601.9638 | 146064.5546 | 210939.1171 | 387249.2879 | 346080.1426 | 1509935.066 |  | 287709.8353 | 114634.9753 | 247446.8702 | 281168.9493 | 1177731.4535 | 2108692.0837 |  | 432921.3565 | 117948.6561 | 242290.5918 | 160955.0722 | 883870.0204 | 1837985.697
| Other | [66 empty] | 0 | [6 empty] | 0 | [6 empty] | 0 | [6 empty] | 0 | [6 empty] | 0 | [6 empty] | 0
| Submarine Cables |  | 0 | 0 | C1 | 0 | 0 | 0 | 0 | 0 | 0 | 0 | 0 | 0 | 0 | 0 | 0 | 0 | 0 | 0 | 0 | 0 | 0 | 0 | 0 | 0 | 0 | 0 | 0 | 0 | 0 | 0 | 0 | 0 | 0 | 0 | 0 | 0 | 0 | 0 | 0 |  |  | C1 | 0 | 0 | 0 | 0 | 0 | C1 | 0 | 0 | 0 | 0 | 0 | C1 | [5 empty] | C1 | [5 empty] | 0 | [6 empty] | 0 | [6 empty] | 0 | [6 empty] | 0 | [6 empty] | 0 | [6 empty] | 0
|  |  | 0 | 0 | C2 | 0 | 0 | 0 | 0 | 0 | 0 | 0 | 0 | 0 | 0 | 0 | 0 | 0 | 0 | 0 | 0 | 0 | 0 | 0 | 0 | 0 | 0 | 0 | 0 | 0 | 0 | 0 | 0 | 0 | 0 | 0 | 0 | 0 | 0 | 0 | 0 |  |  | C2 | 0 | 0 | 0 | 0 | 0 | C2 | 0 | 0 | 0 | 0 | 0 | C2 | [5 empty] | C2 | [5 empty] | 0 | [6 empty] | 0 | [6 empty] | 0 | [6 empty] | 0 | [6 empty] | 0 | [6 empty] | 0
|  |  | 0 | 0 | C3 | 0 | 0 | 0 | 0 | 0 | 0 | 0 | 0 | 0 | 0 | 0 | 0 | 0 | 0 | 0 | 0 | 0 | 0 | 0 | 0 | 0 | 0 | 0 | 0 | 0 | 0 | 0 | 0 | 0 | 0 | 0 | 0 | 0 | 0 | 0 | 0 |  |  | C3 | 0 | 0 | 0 | 0 | 0 | C3 | 0 | 0 | 0 | 0 | 0 | C3 | [5 empty] | C3 | [5 empty] | 0 | [6 empty] | 0 | [6 empty] | 0 | [6 empty] | 0 | [6 empty] | 0 | [6 empty] | 0
|  |  | 0 | 0 | C4 | 0 | 0 | 0 | 0 | 0 | 0 | 0 | 0 | 0 | 0 | 0 | 0 | 0 | 0 | 0 | 0 | 0 | 0 | 0 | 0 | 0 | 0 | 0 | 0 | 0 | 0 | 0 | 0 | 0 | 0 | 0 | 0 | 0 | 0 | 0 | 0 |  |  | C4 | 0 | 0 | 0 | 0 | 0 | C4 | 0 | 0 | 0 | 0 | 0 | C4 | [5 empty] | C4 | [5 empty] | 0 | [6 empty] | 0 | [6 empty] | 0 | [6 empty] | 0 | [6 empty] | 0 | [6 empty] | 0
|  |  | 0 | 0 |  | 0 | 0 | 0 | 0 | 0 |  | 0 | 0 | 0 | 0 | 0 |  | 0 | 0 | 0 | 0 | 0 |  | 0 | 0 | 0 | 0 | 0 |  | 0 | 0 | 0 | 0 | 0 |  | 0 | 0 | 0 | 0 | 0 | [22 empty] | 0 | 0 | 0 | 0 | 0 | 0 |  | 0 | 0 | 0 | 0 | 0 | 0 |  | 0 | 0 | 0 | 0 | 0 | 0 |  | 0 | 0 | 0 | 0 | 0 | 0 |  | 0 | 0 | 0 | 0 | 0 | 0 |  | 0 | 0 | 0 | 0 | 0 | 0
| [Please insert new asset category as required] |  | 0 | 0 | C1 | 0 | 0 | 0 | 0 | 0 | 0 | 0 | 0 | 0 | 0 | 0 | 0 | 0 | 0 | 0 | 0 | 0 | 0 | 0 | 0 | 0 | 0 | 0 | 0 | 0 | 0 | 0 | 0 | 0 | 0 | 0 | 0 | 0 | 0 | 0 | 0 |  |  | C1 | 0 | 0 | 0 | 0 | 0 | C1 | 0 | 0 | 0 | 0 | 0 | C1 | [5 empty] | C1 | [5 empty] | 0 | [6 empty] | 0 | [6 empty] | 0 | [6 empty] | 0 | [6 empty] | 0 | [6 empty] | 0
|  |  | 0 | 0 | C2 | 0 | 0 | 0 | 0 | 0 | 0 | 0 | 0 | 0 | 0 | 0 | 0 | 0 | 0 | 0 | 0 | 0 | 0 | 0 | 0 | 0 | 0 | 0 | 0 | 0 | 0 | 0 | 0 | 0 | 0 | 0 | 0 | 0 | 0 | 0 | 0 |  |  | C2 | 0 | 0 | 0 | 0 | 0 | C2 | 0 | 0 | 0 | 0 | 0 | C2 | [5 empty] | C2 | [5 empty] | 0 | [6 empty] | 0 | [6 empty] | 0 | [6 empty] | 0 | [6 empty] | 0 | [6 empty] | 0
|  |  | 0 | 0 | C3 | 0 | 0 | 0 | 0 | 0 | 0 | 0 | 0 | 0 | 0 | 0 | 0 | 0 | 0 | 0 | 0 | 0 | 0 | 0 | 0 | 0 | 0 | 0 | 0 | 0 | 0 | 0 | 0 | 0 | 0 | 0 | 0 | 0 | 0 | 0 | 0 |  |  | C3 | 0 | 0 | 0 | 0 | 0 | C3 | 0 | 0 | 0 | 0 | 0 | C3 | [5 empty] | C3 | [5 empty] | 0 | [6 empty] | 0 | [6 empty] | 0 | [6 empty] | 0 | [6 empty] | 0 | [6 empty] | 0
|  |  | 0 | 0 | C4 | 0 | 0 | 0 | 0 | 0 | 0 | 0 | 0 | 0 | 0 | 0 | 0 | 0 | 0 | 0 | 0 | 0 | 0 | 0 | 0 | 0 | 0 | 0 | 0 | 0 | 0 | 0 | 0 | 0 | 0 | 0 | 0 | 0 | 0 | 0 | 0 |  |  | C4 | 0 | 0 | 0 | 0 | 0 | C4 | 0 | 0 | 0 | 0 | 0 | C4 | [5 empty] | C4 | [5 empty] | 0 | [6 empty] | 0 | [6 empty] | 0 | [6 empty] | 0 | [6 empty] | 0 | [6 empty] | 0
|  |  | 0 | 0 |  | 0 | 0 | 0 | 0 | 0 |  | 0 | 0 | 0 | 0 | 0 |  | 0 | 0 | 0 | 0 | 0 |  | 0 | 0 | 0 | 0 | 0 |  | 0 | 0 | 0 | 0 | 0 |  | 0 | 0 | 0 | 0 | 0 | [22 empty] | 0 | 0 | 0 | 0 | 0 | 0 |  | 0 | 0 | 0 | 0 | 0 | 0 |  | 0 | 0 | 0 | 0 | 0 | 0 |  | 0 | 0 | 0 | 0 | 0 | 0 |  | 0 | 0 | 0 | 0 | 0 | 0 |  | 0 | 0 | 0 | 0 | 0 | 0
| [Please insert new asset category as required] |  | 0 | 0 | C1 | 0 | 0 | 0 | 0 | 0 | 0 | 0 | 0 | 0 | 0 | 0 | 0 | 0 | 0 | 0 | 0 | 0 | 0 | 0 | 0 | 0 | 0 | 0 | 0 | 0 | 0 | 0 | 0 | 0 | 0 | 0 | 0 | 0 | 0 | 0 | 0 |  |  | C1 | 0 | 0 | 0 | 0 | 0 | C1 | 0 | 0 | 0 | 0 | 0 | C1 | [5 empty] | C1 | [5 empty] | 0 | [6 empty] | 0 | [6 empty] | 0 | [6 empty] | 0 | [6 empty] | 0 | [6 empty] | 0
|  |  | 0 | 0 | C2 | 0 | 0 | 0 | 0 | 0 | 0 | 0 | 0 | 0 | 0 | 0 | 0 | 0 | 0 | 0 | 0 | 0 | 0 | 0 | 0 | 0 | 0 | 0 | 0 | 0 | 0 | 0 | 0 | 0 | 0 | 0 | 0 | 0 | 0 | 0 | 0 |  |  | C2 | 0 | 0 | 0 | 0 | 0 | C2 | 0 | 0 | 0 | 0 | 0 | C2 | [5 empty] | C2 | [5 empty] | 0 | [6 empty] | 0 | [6 empty] | 0 | [6 empty] | 0 | [6 empty] | 0 | [6 empty] | 0
|  |  | 0 | 0 | C3 | 0 | 0 | 0 | 0 | 0 | 0 | 0 | 0 | 0 | 0 | 0 | 0 | 0 | 0 | 0 | 0 | 0 | 0 | 0 | 0 | 0 | 0 | 0 | 0 | 0 | 0 | 0 | 0 | 0 | 0 | 0 | 0 | 0 | 0 | 0 | 0 |  |  | C3 | 0 | 0 | 0 | 0 | 0 | C3 | 0 | 0 | 0 | 0 | 0 | C3 | [5 empty] | C3 | [5 empty] | 0 | [6 empty] | 0 | [6 empty] | 0 | [6 empty] | 0 | [6 empty] | 0 | [6 empty] | 0
|  |  | 0 | 0 | C4 | 0 | 0 | 0 | 0 | 0 | 0 | 0 | 0 | 0 | 0 | 0 | 0 | 0 | 0 | 0 | 0 | 0 | 0 | 0 | 0 | 0 | 0 | 0 | 0 | 0 | 0 | 0 | 0 | 0 | 0 | 0 | 0 | 0 | 0 | 0 | 0 |  |  | C4 | 0 | 0 | 0 | 0 | 0 | C4 | 0 | 0 | 0 | 0 | 0 | C4 | [5 empty] | C4 | [5 empty] | 0 | [6 empty] | 0 | [6 empty] | 0 | [6 empty] | 0 | [6 empty] | 0 | [6 empty] | 0
|  |  | 0 | 0 |  | 0 | 0 | 0 | 0 | 0 |  | 0 | 0 | 0 | 0 | 0 |  | 0 | 0 | 0 | 0 | 0 |  | 0 | 0 | 0 | 0 | 0 |  | 0 | 0 | 0 | 0 | 0 |  | 0 | 0 | 0 | 0 | 0 | [22 empty] | 0 | 0 | 0 | 0 | 0 | 0 |  | 0 | 0 | 0 | 0 | 0 | 0 |  | 0 | 0 | 0 | 0 | 0 | 0 |  | 0 | 0 | 0 | 0 | 0 | 0 |  | 0 | 0 | 0 | 0 | 0 | 0 |  | 0 | 0 | 0 | 0 | 0 | 0
| [Please insert new asset category as required] |  | 0 | 0 | C1 | 0 | 0 | 0 | 0 | 0 | 0 | 0 | 0 | 0 | 0 | 0 | 0 | 0 | 0 | 0 | 0 | 0 | 0 | 0 | 0 | 0 | 0 | 0 | 0 | 0 | 0 | 0 | 0 | 0 | 0 | 0 | 0 | 0 | 0 | 0 | 0 |  |  | C1 | 0 | 0 | 0 | 0 | 0 | C1 | 0 | 0 | 0 | 0 | 0 | C1 | [5 empty] | C1 | [5 empty] | 0 | [6 empty] | 0 | [6 empty] | 0 | [6 empty] | 0 | [6 empty] | 0 | [6 empty] | 0
|  |  | 0 | 0 | C2 | 0 | 0 | 0 | 0 | 0 | 0 | 0 | 0 | 0 | 0 | 0 | 0 | 0 | 0 | 0 | 0 | 0 | 0 | 0 | 0 | 0 | 0 | 0 | 0 | 0 | 0 | 0 | 0 | 0 | 0 | 0 | 0 | 0 | 0 | 0 | 0 |  |  | C2 | 0 | 0 | 0 | 0 | 0 | C2 | 0 | 0 | 0 | 0 | 0 | C2 | [5 empty] | C2 | [5 empty] | 0 | [6 empty] | 0 | [6 empty] | 0 | [6 empty] | 0 | [6 empty] | 0 | [6 empty] | 0
|  |  | 0 | 0 | C3 | 0 | 0 | 0 | 0 | 0 | 0 | 0 | 0 | 0 | 0 | 0 | 0 | 0 | 0 | 0 | 0 | 0 | 0 | 0 | 0 | 0 | 0 | 0 | 0 | 0 | 0 | 0 | 0 | 0 | 0 | 0 | 0 | 0 | 0 | 0 | 0 |  |  | C3 | 0 | 0 | 0 | 0 | 0 | C3 | 0 | 0 | 0 | 0 | 0 | C3 | [5 empty] | C3 | [5 empty] | 0 | [6 empty] | 0 | [6 empty] | 0 | [6 empty] | 0 | [6 empty] | 0 | [6 empty] | 0
|  |  | 0 | 0 | C4 | 0 | 0 | 0 | 0 | 0 | 0 | 0 | 0 | 0 | 0 | 0 | 0 | 0 | 0 | 0 | 0 | 0 | 0 | 0 | 0 | 0 | 0 | 0 | 0 | 0 | 0 | 0 | 0 | 0 | 0 | 0 | 0 | 0 | 0 | 0 | 0 |  |  | C4 | 0 | 0 | 0 | 0 | 0 | C4 | 0 | 0 | 0 | 0 | 0 | C4 | [5 empty] | C4 | [5 empty] | 0 | [6 empty] | 0 | [6 empty] | 0 | [6 empty] | 0 | [6 empty] | 0 | [6 empty] | 0
|  |  | 0 | 0 |  | 0 | 0 | 0 | 0 | 0 |  | 0 | 0 | 0 | 0 | 0 |  | 0 | 0 | 0 | 0 | 0 |  | 0 | 0 | 0 | 0 | 0 |  | 0 | 0 | 0 | 0 | 0 |  | 0 | 0 | 0 | 0 | 0 | [22 empty] | 0 | 0 | 0 | 0 | 0 | 0 |  | 0 | 0 | 0 | 0 | 0 | 0 |  | 0 | 0 | 0 | 0 | 0 | 0 |  | 0 | 0 | 0 | 0 | 0 | 0 |  | 0 | 0 | 0 | 0 | 0 | 0 |  | 0 | 0 | 0 | 0 | 0 | 0
| [Please insert new asset category as required] |  | 0 | 0 | C1 | 0 | 0 | 0 | 0 | 0 | 0 | 0 | 0 | 0 | 0 | 0 | 0 | 0 | 0 | 0 | 0 | 0 | 0 | 0 | 0 | 0 | 0 | 0 | 0 | 0 | 0 | 0 | 0 | 0 | 0 | 0 | 0 | 0 | 0 | 0 | 0 |  |  | C1 | 0 | 0 | 0 | 0 | 0 | C1 | 0 | 0 | 0 | 0 | 0 | C1 | [5 empty] | C1 | [5 empty] | 0 | [6 empty] | 0 | [6 empty] | 0 | [6 empty] | 0 | [6 empty] | 0 | [6 empty] | 0
|  |  | 0 | 0 | C2 | 0 | 0 | 0 | 0 | 0 | 0 | 0 | 0 | 0 | 0 | 0 | 0 | 0 | 0 | 0 | 0 | 0 | 0 | 0 | 0 | 0 | 0 | 0 | 0 | 0 | 0 | 0 | 0 | 0 | 0 | 0 | 0 | 0 | 0 | 0 | 0 |  |  | C2 | 0 | 0 | 0 | 0 | 0 | C2 | 0 | 0 | 0 | 0 | 0 | C2 | [5 empty] | C2 | [5 empty] | 0 | [6 empty] | 0 | [6 empty] | 0 | [6 empty] | 0 | [6 empty] | 0 | [6 empty] | 0
|  |  | 0 | 0 | C3 | 0 | 0 | 0 | 0 | 0 | 0 | 0 | 0 | 0 | 0 | 0 | 0 | 0 | 0 | 0 | 0 | 0 | 0 | 0 | 0 | 0 | 0 | 0 | 0 | 0 | 0 | 0 | 0 | 0 | 0 | 0 | 0 | 0 | 0 | 0 | 0 |  |  | C3 | 0 | 0 | 0 | 0 | 0 | C3 | 0 | 0 | 0 | 0 | 0 | C3 | [5 empty] | C3 | [5 empty] | 0 | [6 empty] | 0 | [6 empty] | 0 | [6 empty] | 0 | [6 empty] | 0 | [6 empty] | 0
|  |  | 0 | 0 | C4 | 0 | 0 | 0 | 0 | 0 | 0 | 0 | 0 | 0 | 0 | 0 | 0 | 0 | 0 | 0 | 0 | 0 | 0 | 0 | 0 | 0 | 0 | 0 | 0 | 0 | 0 | 0 | 0 | 0 | 0 | 0 | 0 | 0 | 0 | 0 | 0 |  |  | C4 | 0 | 0 | 0 | 0 | 0 | C4 | 0 | 0 | 0 | 0 | 0 | C4 | [5 empty] | C4 | [5 empty] | 0 | [6 empty] | 0 | [6 empty] | 0 | [6 empty] | 0 | [6 empty] | 0 | [6 empty] | 0
|  |  | 0 | 0 |  | 0 | 0 | 0 | 0 | 0 |  | 0 | 0 | 0 | 0 | 0 |  | 0 | 0 | 0 | 0 | 0 |  | 0 | 0 | 0 | 0 | 0 |  | 0 | 0 | 0 | 0 | 0 |  | 0 | 0 | 0 | 0 | 0 | [22 empty] | 0 | 0 | 0 | 0 | 0 | 0 |  | 0 | 0 | 0 | 0 | 0 | 0 |  | 0 | 0 | 0 | 0 | 0 | 0 |  | 0 | 0 | 0 | 0 | 0 | 0 |  | 0 | 0 | 0 | 0 | 0 | 0 |  | 0 | 0 | 0 | 0 | 0 | 0
| [Please insert new asset category as required] |  | 0 | 0 | C1 | 0 | 0 | 0 | 0 | 0 | 0 | 0 | 0 | 0 | 0 | 0 | 0 | 0 | 0 | 0 | 0 | 0 | 0 | 0 | 0 | 0 | 0 | 0 | 0 | 0 | 0 | 0 | 0 | 0 | 0 | 0 | 0 | 0 | 0 | 0 | 0 |  |  | C1 | 0 | 0 | 0 | 0 | 0 | C1 | 0 | 0 | 0 | 0 | 0 | C1 | [5 empty] | C1 | [5 empty] | 0 | [6 empty] | 0 | [6 empty] | 0 | [6 empty] | 0 | [6 empty] | 0 | [6 empty] | 0
|  |  | 0 | 0 | C2 | 0 | 0 | 0 | 0 | 0 | 0 | 0 | 0 | 0 | 0 | 0 | 0 | 0 | 0 | 0 | 0 | 0 | 0 | 0 | 0 | 0 | 0 | 0 | 0 | 0 | 0 | 0 | 0 | 0 | 0 | 0 | 0 | 0 | 0 | 0 | 0 |  |  | C2 | 0 | 0 | 0 | 0 | 0 | C2 | 0 | 0 | 0 | 0 | 0 | C2 | [5 empty] | C2 | [5 empty] | 0 | [6 empty] | 0 | [6 empty] | 0 | [6 empty] | 0 | [6 empty] | 0 | [6 empty] | 0
|  |  | 0 | 0 | C3 | 0 | 0 | 0 | 0 | 0 | 0 | 0 | 0 | 0 | 0 | 0 | 0 | 0 | 0 | 0 | 0 | 0 | 0 | 0 | 0 | 0 | 0 | 0 | 0 | 0 | 0 | 0 | 0 | 0 | 0 | 0 | 0 | 0 | 0 | 0 | 0 |  |  | C3 | 0 | 0 | 0 | 0 | 0 | C3 | 0 | 0 | 0 | 0 | 0 | C3 | [5 empty] | C3 | [5 empty] | 0 | [6 empty] | 0 | [6 empty] | 0 | [6 empty] | 0 | [6 empty] | 0 | [6 empty] | 0
|  |  | 0 | 0 | C4 | 0 | 0 | 0 | 0 | 0 | 0 | 0 | 0 | 0 | 0 | 0 | 0 | 0 | 0 | 0 | 0 | 0 | 0 | 0 | 0 | 0 | 0 | 0 | 0 | 0 | 0 | 0 | 0 | 0 | 0 | 0 | 0 | 0 | 0 | 0 | 0 |  |  | C4 | 0 | 0 | 0 | 0 | 0 | C4 | 0 | 0 | 0 | 0 | 0 | C4 | [5 empty] | C4 | [5 empty] | 0 | [6 empty] | 0 | [6 empty] | 0 | [6 empty] | 0 | [6 empty] | 0 | [6 empty] | 0
|  |  | 0 | 0 |  | 0 | 0 | 0 | 0 | 0 |  | 0 | 0 | 0 | 0 | 0 |  | 0 | 0 | 0 | 0 | 0 |  | 0 | 0 | 0 | 0 | 0 |  | 0 | 0 | 0 | 0 | 0 |  | 0 | 0 | 0 | 0 | 0 | [22 empty] | 0 | 0 | 0 | 0 | 0 | 0 |  | 0 | 0 | 0 | 0 | 0 | 0 |  | 0 | 0 | 0 | 0 | 0 | 0 |  | 0 | 0 | 0 | 0 | 0 | 0 |  | 0 | 0 | 0 | 0 | 0 | 0 |  | 0 | 0 | 0 | 0 | 0 | 0
[63 empty] | 0 | 0 | 0 | 0 | 0 | 0 |  | 0 | 0 | 0 | 0 | 0 | 0 |  | 0 | 0 | 0 | 0 | 0 | 0 |  | 0 | 0 | 0 | 0 | 0 | 0 |  | 0 | 0 | 0 | 0 | 0 | 0 |  | 0 | 0 | 0 | 0 | 0 | 0
| TOTAL |  | 248959.8229 | 244606.9229 |  | 92264.136 | 88102.8118 | 37234.2111 | 21687.6958 | 9670.9682 |  | 82037.5896 | 88257.3208 | 39262.3012 | 26905.022 | 13958.0902 |  | 9337.8953 | -717.9518 | -2694.7564 | -3350.6536 | -4520.6336 |  | 77547.4238 | 74588.3626 | 54011.631 | 26959.9159 | 15856.4896 |  | 22558.4472 | -1403.9518 | -6826.2064 | -8243.3383 | -10437.8507 |  | 66169.238 | 66904.5677 | 56783.5243 | 31752.9291 | 27353.5637 |  |  |  |  | 0 | 0 | 0 | 0 | 0 |  | 0 | 0 | 0 | 0 | 0 | [7 empty] | 1018233.6455 | 2777187.5649 | 2525723.9124 | 2813030.1246 | 6136080.089 | 15270255.3364 |  | 1218343.5924 | 2755191.1369 | 2396757.3918 | 2148408.2208 | 4379573.4961 | 12898273.838 |  | 1159907.9427 | 2468304.7097 | 2875788.8634 | 2955210.6808 | 7224207.4124 | 16683419.609 |  | 1353252.7652 | 2437803.7046 | 2601670.1656 | 2529743.6563 | 5322197.7158 | 14244668.0075 |  | 1119132.2544 | 1993706.3507 | 3750293.4087 | 3515301.6076 | 10443628.0956 | 20822061.717 |  | 1368074.7598 | 1927865.7564 | 3211018.2332 | 2604187.2341 | 6821979.3873 | 15933125.3708
Health Index Definitions
|  |  | HI1 | New or as new | [57 empty] | LV Network | 2795.167 | 22681.0998 | 42908.5085 | 28924.9903 | 57013.2786 | 154323.0442 | LV Network | 3138.8797 | 22548.9892 | 41818.6532 | 23950.1426 | 49670.6075 | 141127.2722 | LV Network | 2661.933 | 16821.5221 | 50713.5073 | 43161.6834 | 70066.4594 | 183425.1051 | LV Network | 3317.657 | 16709.5904 | 48900.2995 | 35040.7325 | 49693.9045 | 153662.1839 | LV Network | 2249.9184 | 16221.1715 | 40292.4696 | 49582.0963 | 131301.9794 | 239647.6352 | LV Network | 3839.9396 | 15979.9164 | 36064.6547 | 30495.8811 | 82986.7101 | 169367.1018
|  |  | HI2 | Good or seviceable condition | [57 empty] | HV Network | 203707.1704 | 1522917.7111 | 1529525.9431 | 1164660.6717 | 3838085.6443 | 8258897.1406 | HV Network | 221685.2185 | 1498142.3446 | 1401716.3058 | 709395.7041 | 2884094.4516 | 6715034.0247 | HV Network | 202835.3079 | 1253641.8868 | 1770883.5011 | 1131963.7183 | 4512032.1518 | 8871356.5659 | HV Network | 223842.9147 | 1220463.3033 | 1507212.7153 | 886541.8926 | 3356899.0272 | 7194959.853 | HV Network | 185003.737 | 897657.9387 | 2308902.1152 | 2062567.8353 | 5769829.3287 | 11223960.9549 | HV Network | 228011.2571 | 827829.1613 | 1791348.3777 | 1358576.3486 | 3586219.8361 | 7791984.9808
|  |  | HI3 | Deterioration requires assessment and monitoring | [57 empty] | EHV Network | 644788.8392 | 1079815.9841 | 770793.4997 | 1065788.8892 | 1759499.4551 | 5320686.6673 | EHV Network | 701771.1215 | 1078822.7105 | 759351.9211 | 967442.8974 | 1136358.6133 | 4643747.2637 | EHV Network | 666195.0154 | 1053433.5867 | 842878.5204 | 1326267.7985 | 2096965.9692 | 5985740.8901 | EHV Network | 706490.2297 | 1054566.2563 | 834618.0338 | 1220911.7432 | 1569524.6415 | 5386110.9045 | EHV Network | 644168.7636 | 965192.2651 | 1153651.9537 | 1121982.7267 | 3364765.334 | 7249761.0432 | EHV Network | 703302.2066 | 966108.0225 | 1141314.6092 | 1054159.9323 | 2268902.8207 | 6133787.5913
|  |  | HI4 | Material deterioration, intervention requires consideration | [57 empty] | 132kV Network | 166942.469 | 151772.77 | 182495.9611 | 553655.5734 | 481481.7109 | 1536348.4843 | 132kV Network | 291748.3727 | 155677.0925 | 193870.5118 | 447619.4767 | 309449.8237 | 1398365.2774 | 132kV Network | 288215.6864 | 144407.7142 | 211313.3346 | 453817.4806 | 545142.8321 | 1642897.0479 | 132kV Network | 419601.9638 | 146064.5546 | 210939.1171 | 387249.2879 | 346080.1426 | 1509935.066 | 132kV Network | 287709.8353 | 114634.9753 | 247446.8702 | 281168.9493 | 1177731.4535 | 2108692.0837 | 132kV Network | 432921.3565 | 117948.6561 | 242290.5918 | 160955.0722 | 883870.0204 | 1837985.697
|  |  | HI5 | End of serviceable life, intervention required | [57 empty] | Other | 0 | 0 | 0 | 0 | 0 | 0 | Other | 0 | 0 | 0 | 0 | 0 | 0 | Other | 0 | 0 | 0 | 0 | 0 | 0 | Other | 0 | 0 | 0 | 0 | 0 | 0 | Other | 0 | 0 | 0 | 0 | 0 | 0 | Other | 0 | 0 | 0 | 0 | 0 | 0
[62 empty] | Total | 1018233.6455 | 2777187.5649 | 2525723.9124 | 2813030.1246 | 6136080.089 | 15270255.3364 | Total | 1218343.5924 | 2755191.1369 | 2396757.3918 | 2148408.2208 | 4379573.4961 | 12898273.838 | Total | 1159907.9427 | 2468304.7097 | 2875788.8634 | 2955210.6808 | 7224207.4124 | 16683419.609 | Total | 1353252.7652 | 2437803.7046 | 2601670.1656 | 2529743.6563 | 5322197.7158 | 14244668.0075 | Total | 1119132.2544 | 1993706.3507 | 3750293.4087 | 3515301.6076 | 10443628.0956 | 20822061.717 | Total | 1368074.7598 | 1927865.7564 | 3211018.2332 | 2604187.2341 | 6821979.3873 | 15933125.3708
Criticality Index Definitions
|  |  | C1 | Low criticality
|  |  | C2 | Average criticality
|  |  | C3 | High criticality
|  |  | C4 | Very high criticality

## NPgY - Asset Rep
Secondary deliverables RIIO-ED1 - Asset Replacement | [50 empty] | Criticality weightings C1 to C4 | Criticality Rating Boundaries
NPgY | [49 empty] | C1 | 0.7 | Below 75% of average
[50 empty] | C2 | 1 | 75%-125%
[50 empty] | C3 | 1.5 | 125%-200%
[50 empty] | C4 | 2.5 | Over 200% of average
Price base (2012/13)
| ASSET CATEGORIES |  | ASSET REGISTER |  |  | End of DPCR5 (31 March 2015) with investment | [5 empty] | End of DPCR5 (31 March 2015) without investment | [5 empty] | Mid-Period Review (31 March 2019) planned investment | [5 empty] | Mid-Period Review (31 March 2019) without investment | [5 empty] | End of RIIO-ED1 (31 March 2023) planned investment | [5 empty] | End of RIIO-ED1 (31 March 2023) without investment | [8 empty] | Probability of Asset Failure | [5 empty] | Consequence of Asset Failure | [5 empty] | Probability of Asset Failure x Consequence of Asset Failure
Is it your current intention to have a health index for this asset category in the RIIO-ED1 control period.
|  |  | as at 31st March 2015 | as at 31st March 2023 |  | HI 1 | HI 2 | HI 3 | HI 4 | HI 5 |  | HI 1 | HI 2 | HI 3 | HI 4 | HI 5 |  | HI 1 | HI 2 | HI 3 | HI 4 | HI 5 |  | HI 1 | HI 2 | HI 3 | HI 4 | HI 5 |  | HI 1 | HI 2 | HI 3 | HI 4 | HI 5 |  | HI 1 | HI 2 | HI 3 | HI 4 | HI 5 |  |  |  |  | HI 1 | HI 2 | HI 3 | HI 4 | HI 5 |  | HI 1 | HI 2 | HI 3 | HI 4 | HI 5 |  | HI 1 | HI 2 | HI 3 | HI 4 | HI 5 |  | End of DPCR5 (without investment) | [6 empty] | Position at Beginning of RIIO-ED1 | [6 empty] | Mid Period (Without Investment) | [6 empty] | Mid Period (With Investment) | [6 empty] | End of RIIO-ED1 (Without Investment) | [6 empty] | End of RIIO-ED1 (With Investment)
| LV Network | [61 empty] | 1 | 2 | 3 | 4 | 5 | Total |  | 1 | 2 | 3 | 4 | 5 | Total |  | 1 | 2 | 3 | 4 | 5 | Total |  | 1 | 2 | 3 | 4 | 5 | Total |  | 1 | 2 | 3 | 4 | 5 | Total |  | 1 | 2 | 3 | 4 | 5 | Total
| LV Switchgear and Other |  | 0 | 0 | C1 | 0 | 0 | 0 | 0 | 0 | 0 | 0 | 0 | 0 | 0 | 0 | 0 | 0 | 0 | 0 | 0 | 0 | 0 | 0 | 0 | 0 | 0 | 0 | 0 | 0 | 0 | 0 | 0 | 0 | 0 | 0 | 0 | 0 | 0 | 0 | 0 | Yes |  | C1 | 0 | 0 | 0 | 0 | 0 | C1 | 0 | 0 | 0 | 0 | 0 | C1 | [5 empty] | C1 | [5 empty] | 0 | [6 empty] | 0 | [6 empty] | 0 | [6 empty] | 0 | [6 empty] | 0 | [6 empty] | 0
|  |  | 0 | 0 | C2 | 0 | 0 | 0 | 0 | 0 | 0 | 0 | 0 | 0 | 0 | 0 | 0 | 0 | 0 | 0 | 0 | 0 | 0 | 0 | 0 | 0 | 0 | 0 | 0 | 0 | 0 | 0 | 0 | 0 | 0 | 0 | 0 | 0 | 0 | 0 | 0 | No |  | C2 | 0 | 0 | 0 | 0 | 0 | C2 | 0 | 0 | 0 | 0 | 0 | C2 | [5 empty] | C2 | [5 empty] | 0 | [6 empty] | 0 | [6 empty] | 0 | [6 empty] | 0 | [6 empty] | 0 | [6 empty] | 0
|  |  | 0 | 0 | C3 | 0 | 0 | 0 | 0 | 0 | 0 | 0 | 0 | 0 | 0 | 0 | 0 | 0 | 0 | 0 | 0 | 0 | 0 | 0 | 0 | 0 | 0 | 0 | 0 | 0 | 0 | 0 | 0 | 0 | 0 | 0 | 0 | 0 | 0 | 0 | 0 |  |  | C3 | 0 | 0 | 0 | 0 | 0 | C3 | 0 | 0 | 0 | 0 | 0 | C3 | [5 empty] | C3 | [5 empty] | 0 | [6 empty] | 0 | [6 empty] | 0 | [6 empty] | 0 | [6 empty] | 0 | [6 empty] | 0
|  |  | 0 | 0 | C4 | 0 | 0 | 0 | 0 | 0 | 0 | 0 | 0 | 0 | 0 | 0 | 0 | 0 | 0 | 0 | 0 | 0 | 0 | 0 | 0 | 0 | 0 | 0 | 0 | 0 | 0 | 0 | 0 | 0 | 0 | 0 | 0 | 0 | 0 | 0 | 0 |  |  | C4 | 0 | 0 | 0 | 0 | 0 | C4 | 0 | 0 | 0 | 0 | 0 | C4 | [5 empty] | C4 | [5 empty] | 0 | [6 empty] | 0 | [6 empty] | 0 | [6 empty] | 0 | [6 empty] | 0 | [6 empty] | 0
|  |  | 0 | 0 |  | 0 | 0 | 0 | 0 | 0 |  | 0 | 0 | 0 | 0 | 0 |  | 0 | 0 | 0 | 0 | 0 |  | 0 | 0 | 0 | 0 | 0 |  | 0 | 0 | 0 | 0 | 0 |  | 0 | 0 | 0 | 0 | 0 | [22 empty] | 0 | 0 | 0 | 0 | 0 | 0 |  | 0 | 0 | 0 | 0 | 0 | 0 |  | 0 | 0 | 0 | 0 | 0 | 0 |  | 0 | 0 | 0 | 0 | 0 | 0 |  | 0 | 0 | 0 | 0 | 0 | 0 |  | 0 | 0 | 0 | 0 | 0 | 0
| LV UGB |  | 0 | 0 | C1 | 0 | 0 | 0 | 0 | 0 | 0 | 0 | 0 | 0 | 0 | 0 | 0 | 0 | 0 | 0 | 0 | 0 | 0 | 0 | 0 | 0 | 0 | 0 | 0 | 0 | 0 | 0 | 0 | 0 | 0 | 0 | 0 | 0 | 0 | 0 | 0 |  |  | C1 | 0 | 0 | 0 | 0 | 0 | C1 | 0 | 0 | 0 | 0 | 0 | C1 | [5 empty] | C1 | [5 empty] | 0 | [6 empty] | 0 | [6 empty] | 0 | [6 empty] | 0 | [6 empty] | 0 | [6 empty] | 0
|  |  | 0 | 0 | C2 | 0 | 0 | 0 | 0 | 0 | 0 | 0 | 0 | 0 | 0 | 0 | 0 | 0 | 0 | 0 | 0 | 0 | 0 | 0 | 0 | 0 | 0 | 0 | 0 | 0 | 0 | 0 | 0 | 0 | 0 | 0 | 0 | 0 | 0 | 0 | 0 |  |  | C2 | 0 | 0 | 0 | 0 | 0 | C2 | 0 | 0 | 0 | 0 | 0 | C2 | [5 empty] | C2 | [5 empty] | 0 | [6 empty] | 0 | [6 empty] | 0 | [6 empty] | 0 | [6 empty] | 0 | [6 empty] | 0
|  |  | 0 | 0 | C3 | 0 | 0 | 0 | 0 | 0 | 0 | 0 | 0 | 0 | 0 | 0 | 0 | 0 | 0 | 0 | 0 | 0 | 0 | 0 | 0 | 0 | 0 | 0 | 0 | 0 | 0 | 0 | 0 | 0 | 0 | 0 | 0 | 0 | 0 | 0 | 0 |  |  | C3 | 0 | 0 | 0 | 0 | 0 | C3 | 0 | 0 | 0 | 0 | 0 | C3 | [5 empty] | C3 | [5 empty] | 0 | [6 empty] | 0 | [6 empty] | 0 | [6 empty] | 0 | [6 empty] | 0 | [6 empty] | 0
|  |  | 0 | 0 | C4 | 0 | 0 | 0 | 0 | 0 | 0 | 0 | 0 | 0 | 0 | 0 | 0 | 0 | 0 | 0 | 0 | 0 | 0 | 0 | 0 | 0 | 0 | 0 | 0 | 0 | 0 | 0 | 0 | 0 | 0 | 0 | 0 | 0 | 0 | 0 | 0 |  |  | C4 | 0 | 0 | 0 | 0 | 0 | C4 | 0 | 0 | 0 | 0 | 0 | C4 | [5 empty] | C4 | [5 empty] | 0 | [6 empty] | 0 | [6 empty] | 0 | [6 empty] | 0 | [6 empty] | 0 | [6 empty] | 0
|  |  | 0 | 0 |  | 0 | 0 | 0 | 0 | 0 |  | 0 | 0 | 0 | 0 | 0 |  | 0 | 0 | 0 | 0 | 0 |  | 0 | 0 | 0 | 0 | 0 |  | 0 | 0 | 0 | 0 | 0 |  | 0 | 0 | 0 | 0 | 0 | [22 empty] | 0 | 0 | 0 | 0 | 0 | 0 |  | 0 | 0 | 0 | 0 | 0 | 0 |  | 0 | 0 | 0 | 0 | 0 | 0 |  | 0 | 0 | 0 | 0 | 0 | 0 |  | 0 | 0 | 0 | 0 | 0 | 0 |  | 0 | 0 | 0 | 0 | 0 | 0
| LV OHL Support |  | 20056 | 19935 | C1 | 5357 | 6892 | 5016 | 1451 | 1340 | 20056 | 4772 | 6932 | 5147 | 1702 | 1534 | 20087 | 1116 | -37 | -220 | -410 | -538 | -89 | 4542 | 5140 | 6085 | 2520 | 1889 | 20176 | 2708 | -77 | -512 | -962 | -1278 | -121 | 3837 | 4955 | 4832 | 2877 | 3536 | 20037 |  |  | C1 | 2.2392e-05 | 9.6307e-05 | 0.00027796 | 0.0006222 | 0.0011838 | C1 | 8103.2947 | 8103.2947 | 8103.2947 | 8103.2947 | 8103.2947 | C1 | 0.18145 | 0.7804 | 2.2524 | 5.0418 | 9.5929 | C1 | 865.8657 | 5409.7328 | 11593.2677 | 8581.1981 | 14715.4913 | 41165.5556 |  | 972.0122 | 5378.5168 | 11298.1991 | 7315.6983 | 12854.4709 | 37818.8973 |  | 824.1328 | 4011.256 | 13706.0489 | 12705.4167 | 18120.9668 | 49367.8213 |  | 1026.6278 | 3982.3812 | 13210.5139 | 10638.2656 | 12959.9927 | 41817.7812 |  | 696.2126 | 3866.882 | 10883.7516 | 14505.3507 | 33920.4546 | 63872.6515 |  | 1187.5714 | 3806.7912 | 9730.5064 | 9655.1083 | 21660.7428 | 46040.7201
|  |  | 18468 | 17863 | C2 | 4658 | 7204 | 4315 | 965 | 1326 | 18468 | 4138 | 7241 | 4423 | 1245 | 1541 | 18588 | 981 | -30 | -177 | -453 | -600 | -279 | 3963 | 5386 | 5236 | 1888 | 1884 | 18357 | 2373 | -66 | -417 | -1069 | -1426 | -605 | 3363 | 5200 | 4172 | 2200 | 3548 | 18483 |  |  | C2 | 2.2392e-05 | 9.6307e-05 | 0.00027796 | 0.0006222 | 0.0011838 | C2 | 11576.1353 | 11576.1353 | 11576.1353 | 11576.1353 | 11576.1353 | C2 | 0.25921 | 1.1149 | 3.2178 | 7.2026 | 13.7041 | C2 | 1072.6117 | 8072.6806 | 14232.1527 | 8967.2584 | 21118.0594 | 53462.7628 |  | 1207.401 | 8031.4309 | 13884.6346 | 6950.5256 | 18171.6721 | 48245.6642 |  | 1027.2499 | 6004.6206 | 16848.1916 | 13598.5412 | 25818.5748 | 63297.1782 |  | 1281.5351 | 5971.1749 | 16278.6481 | 10335.7556 | 17596.0988 | 51463.2125 |  | 871.7238 | 5797.2572 | 13424.4949 | 15845.7578 | 48622.2418 | 84561.4755 |  | 1486.8296 | 5723.6766 | 12082.689 | 8146.16 | 29080.157 | 56519.5122
|  |  | 3371 | 3568 | C3 | 576 | 1330 | 735 | 423 | 307 | 3371 | 515 | 1339 | 756 | 423 | 307 | 3340 | 120 | -8 | -35 | 0 | 0 | 77 | 483 | 988 | 895 | 602 | 411 | 3379 | 292 | -16 | -79 | 0 | 0 | 197 | 404 | 951 | 705 | 660 | 727 | 3447 |  |  | C3 | 2.2392e-05 | 9.6307e-05 | 0.00027796 | 0.0006222 | 0.0011838 | C3 | 17364.2029 | 17364.2029 | 17364.2029 | 17364.2029 | 17364.2029 | C3 | 0.38882 | 1.6723 | 4.8266 | 10.8039 | 20.5562 | C3 | 200.2399 | 2239.1906 | 3648.9399 | 4570.0606 | 6310.7504 | 16969.1813 |  | 223.9576 | 2224.14 | 3547.5805 | 4570.0606 | 6310.7504 | 16876.489 |  | 187.7978 | 1652.2183 | 4319.8429 | 6503.9633 | 8448.5942 | 21112.4164 |  | 234.4556 | 1638.84 | 4150.9105 | 6503.9633 | 8448.5942 | 20976.7635 |  | 157.0814 | 1590.3437 | 3402.7813 | 7130.591 | 14944.3502 | 27225.1476 |  | 270.6154 | 1563.5872 | 3021.4767 | 7130.591 | 14944.3502 | 26930.6205
|  |  | 5887 | 5416 | C4 | 1135 | 2481 | 1627 | 284 | 360 | 5887 | 1013 | 2497 | 1670 | 378 | 434 | 5992 | 235 | -13 | -72 | -155 | -204 | -209 | 961 | 1849 | 1969 | 575 | 516 | 5870 | 571 | -29 | -168 | -363 | -482 | -471 | 810 | 1782 | 1564 | 672 | 987 | 5815 |  |  | C4 | 2.2392e-05 | 9.6307e-05 | 0.00027796 | 0.0006222 | 0.0011838 | C4 | 28940.3382 | 28940.3382 | 28940.3382 | 28940.3382 | 28940.3382 | C4 | 0.64803 | 2.7871 | 8.0444 | 18.0065 | 34.2603 | C4 | 656.4498 | 6959.4958 | 13434.1482 | 6806.4732 | 14868.9775 | 42725.5445 |  | 735.5089 | 6914.9015 | 13088.239 | 5113.8582 | 12333.7141 | 38186.2216 |  | 622.7524 | 5153.4272 | 15839.4239 | 10353.7622 | 17678.3235 | 49647.6892 |  | 775.0384 | 5117.1943 | 15260.227 | 7562.748 | 10689.2189 | 39404.4267 |  | 524.9006 | 4966.6886 | 12581.4418 | 12100.3968 | 33814.9328 | 63988.3606 |  | 894.9231 | 4885.8615 | 11229.9826 | 5564.0218 | 17301.46 | 39876.249
|  |  | 47782 | 46782 |  | 11726 | 17907 | 11693 | 3123 | 3333 |  | 10438 | 18009 | 11996 | 3748 | 3816 |  | 2452 | -88 | -504 | -1018 | -1342 |  | 9949 | 13363 | 14185 | 5585 | 4700 |  | 5944 | -188 | -1176 | -2394 | -3186 |  | 8414 | 12888 | 11273 | 6409 | 8798 | [22 empty] | 2795.167 | 22681.0998 | 42908.5085 | 28924.9903 | 57013.2786 | 154323.0442 |  | 3138.8797 | 22548.9892 | 41818.6532 | 23950.1426 | 49670.6075 | 141127.2722 |  | 2661.933 | 16821.5221 | 50713.5073 | 43161.6834 | 70066.4594 | 183425.1051 |  | 3317.657 | 16709.5904 | 48900.2995 | 35040.7325 | 49693.9045 | 153662.1839 |  | 2249.9184 | 16221.1715 | 40292.4696 | 49582.0963 | 131301.9794 | 239647.6352 |  | 3839.9396 | 15979.9164 | 36064.6547 | 30495.8811 | 82986.7101 | 169367.1018
| [Please insert new asset category as required] |  | 0 | 0 | C1 | 0 | 0 | 0 | 0 | 0 | 0 | 0 | 0 | 0 | 0 | 0 | 0 | 0 | 0 | 0 | 0 | 0 | 0 | 0 | 0 | 0 | 0 | 0 | 0 | 0 | 0 | 0 | 0 | 0 | 0 | 0 | 0 | 0 | 0 | 0 | 0 |  |  | C1 | 0 | 0 | 0 | 0 | 0 | C1 | 0 | 0 | 0 | 0 | 0 | C1 | [5 empty] | C1 | [5 empty] | 0 | [6 empty] | 0 | [6 empty] | 0 | [6 empty] | 0 | [6 empty] | 0 | [6 empty] | 0
|  |  | 0 | 0 | C2 | 0 | 0 | 0 | 0 | 0 | 0 | 0 | 0 | 0 | 0 | 0 | 0 | 0 | 0 | 0 | 0 | 0 | 0 | 0 | 0 | 0 | 0 | 0 | 0 | 0 | 0 | 0 | 0 | 0 | 0 | 0 | 0 | 0 | 0 | 0 | 0 |  |  | C2 | 0 | 0 | 0 | 0 | 0 | C2 | 0 | 0 | 0 | 0 | 0 | C2 | [5 empty] | C2 | [5 empty] | 0 | [6 empty] | 0 | [6 empty] | 0 | [6 empty] | 0 | [6 empty] | 0 | [6 empty] | 0
|  |  | 0 | 0 | C3 | 0 | 0 | 0 | 0 | 0 | 0 | 0 | 0 | 0 | 0 | 0 | 0 | 0 | 0 | 0 | 0 | 0 | 0 | 0 | 0 | 0 | 0 | 0 | 0 | 0 | 0 | 0 | 0 | 0 | 0 | 0 | 0 | 0 | 0 | 0 | 0 |  |  | C3 | 0 | 0 | 0 | 0 | 0 | C3 | 0 | 0 | 0 | 0 | 0 | C3 | [5 empty] | C3 | [5 empty] | 0 | [6 empty] | 0 | [6 empty] | 0 | [6 empty] | 0 | [6 empty] | 0 | [6 empty] | 0
|  |  | 0 | 0 | C4 | 0 | 0 | 0 | 0 | 0 | 0 | 0 | 0 | 0 | 0 | 0 | 0 | 0 | 0 | 0 | 0 | 0 | 0 | 0 | 0 | 0 | 0 | 0 | 0 | 0 | 0 | 0 | 0 | 0 | 0 | 0 | 0 | 0 | 0 | 0 | 0 |  |  | C4 | 0 | 0 | 0 | 0 | 0 | C4 | 0 | 0 | 0 | 0 | 0 | C4 | [5 empty] | C4 | [5 empty] | 0 | [6 empty] | 0 | [6 empty] | 0 | [6 empty] | 0 | [6 empty] | 0 | [6 empty] | 0
|  |  | 0 | 0 |  | 0 | 0 | 0 | 0 | 0 |  | 0 | 0 | 0 | 0 | 0 |  | 0 | 0 | 0 | 0 | 0 |  | 0 | 0 | 0 | 0 | 0 |  | 0 | 0 | 0 | 0 | 0 |  | 0 | 0 | 0 | 0 | 0 | [22 empty] | 0 | 0 | 0 | 0 | 0 | 0 |  | 0 | 0 | 0 | 0 | 0 | 0 |  | 0 | 0 | 0 | 0 | 0 | 0 |  | 0 | 0 | 0 | 0 | 0 | 0 |  | 0 | 0 | 0 | 0 | 0 | 0 |  | 0 | 0 | 0 | 0 | 0 | 0
| [Please insert new asset category as required] |  | 0 | 0 | C1 | 0 | 0 | 0 | 0 | 0 | 0 | 0 | 0 | 0 | 0 | 0 | 0 | 0 | 0 | 0 | 0 | 0 | 0 | 0 | 0 | 0 | 0 | 0 | 0 | 0 | 0 | 0 | 0 | 0 | 0 | 0 | 0 | 0 | 0 | 0 | 0 |  |  | C1 | 0 | 0 | 0 | 0 | 0 | C1 | 0 | 0 | 0 | 0 | 0 | C1 | [5 empty] | C1 | [5 empty] | 0 | [6 empty] | 0 | [6 empty] | 0 | [6 empty] | 0 | [6 empty] | 0 | [6 empty] | 0
|  |  | 0 | 0 | C2 | 0 | 0 | 0 | 0 | 0 | 0 | 0 | 0 | 0 | 0 | 0 | 0 | 0 | 0 | 0 | 0 | 0 | 0 | 0 | 0 | 0 | 0 | 0 | 0 | 0 | 0 | 0 | 0 | 0 | 0 | 0 | 0 | 0 | 0 | 0 | 0 |  |  | C2 | 0 | 0 | 0 | 0 | 0 | C2 | 0 | 0 | 0 | 0 | 0 | C2 | [5 empty] | C2 | [5 empty] | 0 | [6 empty] | 0 | [6 empty] | 0 | [6 empty] | 0 | [6 empty] | 0 | [6 empty] | 0
|  |  | 0 | 0 | C3 | 0 | 0 | 0 | 0 | 0 | 0 | 0 | 0 | 0 | 0 | 0 | 0 | 0 | 0 | 0 | 0 | 0 | 0 | 0 | 0 | 0 | 0 | 0 | 0 | 0 | 0 | 0 | 0 | 0 | 0 | 0 | 0 | 0 | 0 | 0 | 0 |  |  | C3 | 0 | 0 | 0 | 0 | 0 | C3 | 0 | 0 | 0 | 0 | 0 | C3 | [5 empty] | C3 | [5 empty] | 0 | [6 empty] | 0 | [6 empty] | 0 | [6 empty] | 0 | [6 empty] | 0 | [6 empty] | 0
|  |  | 0 | 0 | C4 | 0 | 0 | 0 | 0 | 0 | 0 | 0 | 0 | 0 | 0 | 0 | 0 | 0 | 0 | 0 | 0 | 0 | 0 | 0 | 0 | 0 | 0 | 0 | 0 | 0 | 0 | 0 | 0 | 0 | 0 | 0 | 0 | 0 | 0 | 0 | 0 |  |  | C4 | 0 | 0 | 0 | 0 | 0 | C4 | 0 | 0 | 0 | 0 | 0 | C4 | [5 empty] | C4 | [5 empty] | 0 | [6 empty] | 0 | [6 empty] | 0 | [6 empty] | 0 | [6 empty] | 0 | [6 empty] | 0
|  |  | 0 | 0 |  | 0 | 0 | 0 | 0 | 0 |  | 0 | 0 | 0 | 0 | 0 |  | 0 | 0 | 0 | 0 | 0 |  | 0 | 0 | 0 | 0 | 0 |  | 0 | 0 | 0 | 0 | 0 |  | 0 | 0 | 0 | 0 | 0 | [22 empty] | 0 | 0 | 0 | 0 | 0 | 0 |  | 0 | 0 | 0 | 0 | 0 | 0 |  | 0 | 0 | 0 | 0 | 0 | 0 |  | 0 | 0 | 0 | 0 | 0 | 0 |  | 0 | 0 | 0 | 0 | 0 | 0 |  | 0 | 0 | 0 | 0 | 0 | 0
| [Please insert new asset category as required] |  | 0 | 0 | C1 | 0 | 0 | 0 | 0 | 0 | 0 | 0 | 0 | 0 | 0 | 0 | 0 | 0 | 0 | 0 | 0 | 0 | 0 | 0 | 0 | 0 | 0 | 0 | 0 | 0 | 0 | 0 | 0 | 0 | 0 | 0 | 0 | 0 | 0 | 0 | 0 |  |  | C1 | 0 | 0 | 0 | 0 | 0 | C1 | 0 | 0 | 0 | 0 | 0 | C1 | [5 empty] | C1 | [5 empty] | 0 | [6 empty] | 0 | [6 empty] | 0 | [6 empty] | 0 | [6 empty] | 0 | [6 empty] | 0
|  |  | 0 | 0 | C2 | 0 | 0 | 0 | 0 | 0 | 0 | 0 | 0 | 0 | 0 | 0 | 0 | 0 | 0 | 0 | 0 | 0 | 0 | 0 | 0 | 0 | 0 | 0 | 0 | 0 | 0 | 0 | 0 | 0 | 0 | 0 | 0 | 0 | 0 | 0 | 0 |  |  | C2 | 0 | 0 | 0 | 0 | 0 | C2 | 0 | 0 | 0 | 0 | 0 | C2 | [5 empty] | C2 | [5 empty] | 0 | [6 empty] | 0 | [6 empty] | 0 | [6 empty] | 0 | [6 empty] | 0 | [6 empty] | 0
|  |  | 0 | 0 | C3 | 0 | 0 | 0 | 0 | 0 | 0 | 0 | 0 | 0 | 0 | 0 | 0 | 0 | 0 | 0 | 0 | 0 | 0 | 0 | 0 | 0 | 0 | 0 | 0 | 0 | 0 | 0 | 0 | 0 | 0 | 0 | 0 | 0 | 0 | 0 | 0 |  |  | C3 | 0 | 0 | 0 | 0 | 0 | C3 | 0 | 0 | 0 | 0 | 0 | C3 | [5 empty] | C3 | [5 empty] | 0 | [6 empty] | 0 | [6 empty] | 0 | [6 empty] | 0 | [6 empty] | 0 | [6 empty] | 0
|  |  | 0 | 0 | C4 | 0 | 0 | 0 | 0 | 0 | 0 | 0 | 0 | 0 | 0 | 0 | 0 | 0 | 0 | 0 | 0 | 0 | 0 | 0 | 0 | 0 | 0 | 0 | 0 | 0 | 0 | 0 | 0 | 0 | 0 | 0 | 0 | 0 | 0 | 0 | 0 |  |  | C4 | 0 | 0 | 0 | 0 | 0 | C4 | 0 | 0 | 0 | 0 | 0 | C4 | [5 empty] | C4 | [5 empty] | 0 | [6 empty] | 0 | [6 empty] | 0 | [6 empty] | 0 | [6 empty] | 0 | [6 empty] | 0
|  |  | 0 | 0 |  | 0 | 0 | 0 | 0 | 0 |  | 0 | 0 | 0 | 0 | 0 |  | 0 | 0 | 0 | 0 | 0 |  | 0 | 0 | 0 | 0 | 0 |  | 0 | 0 | 0 | 0 | 0 |  | 0 | 0 | 0 | 0 | 0 | [22 empty] | 0 | 0 | 0 | 0 | 0 | 0 |  | 0 | 0 | 0 | 0 | 0 | 0 |  | 0 | 0 | 0 | 0 | 0 | 0 |  | 0 | 0 | 0 | 0 | 0 | 0 |  | 0 | 0 | 0 | 0 | 0 | 0 |  | 0 | 0 | 0 | 0 | 0 | 0
| [Please insert new asset category as required] |  | 0 | 0 | C1 | 0 | 0 | 0 | 0 | 0 | 0 | 0 | 0 | 0 | 0 | 0 | 0 | 0 | 0 | 0 | 0 | 0 | 0 | 0 | 0 | 0 | 0 | 0 | 0 | 0 | 0 | 0 | 0 | 0 | 0 | 0 | 0 | 0 | 0 | 0 | 0 |  |  | C1 | 0 | 0 | 0 | 0 | 0 | C1 | 0 | 0 | 0 | 0 | 0 | C1 | [5 empty] | C1 | [5 empty] | 0 | [6 empty] | 0 | [6 empty] | 0 | [6 empty] | 0 | [6 empty] | 0 | [6 empty] | 0
|  |  | 0 | 0 | C2 | 0 | 0 | 0 | 0 | 0 | 0 | 0 | 0 | 0 | 0 | 0 | 0 | 0 | 0 | 0 | 0 | 0 | 0 | 0 | 0 | 0 | 0 | 0 | 0 | 0 | 0 | 0 | 0 | 0 | 0 | 0 | 0 | 0 | 0 | 0 | 0 |  |  | C2 | 0 | 0 | 0 | 0 | 0 | C2 | 0 | 0 | 0 | 0 | 0 | C2 | [5 empty] | C2 | [5 empty] | 0 | [6 empty] | 0 | [6 empty] | 0 | [6 empty] | 0 | [6 empty] | 0 | [6 empty] | 0
|  |  | 0 | 0 | C3 | 0 | 0 | 0 | 0 | 0 | 0 | 0 | 0 | 0 | 0 | 0 | 0 | 0 | 0 | 0 | 0 | 0 | 0 | 0 | 0 | 0 | 0 | 0 | 0 | 0 | 0 | 0 | 0 | 0 | 0 | 0 | 0 | 0 | 0 | 0 | 0 |  |  | C3 | 0 | 0 | 0 | 0 | 0 | C3 | 0 | 0 | 0 | 0 | 0 | C3 | [5 empty] | C3 | [5 empty] | 0 | [6 empty] | 0 | [6 empty] | 0 | [6 empty] | 0 | [6 empty] | 0 | [6 empty] | 0
|  |  | 0 | 0 | C4 | 0 | 0 | 0 | 0 | 0 | 0 | 0 | 0 | 0 | 0 | 0 | 0 | 0 | 0 | 0 | 0 | 0 | 0 | 0 | 0 | 0 | 0 | 0 | 0 | 0 | 0 | 0 | 0 | 0 | 0 | 0 | 0 | 0 | 0 | 0 | 0 |  |  | C4 | 0 | 0 | 0 | 0 | 0 | C4 | 0 | 0 | 0 | 0 | 0 | C4 | [5 empty] | C4 | [5 empty] | 0 | [6 empty] | 0 | [6 empty] | 0 | [6 empty] | 0 | [6 empty] | 0 | [6 empty] | 0
|  |  | 0 | 0 |  | 0 | 0 | 0 | 0 | 0 |  | 0 | 0 | 0 | 0 | 0 |  | 0 | 0 | 0 | 0 | 0 |  | 0 | 0 | 0 | 0 | 0 |  | 0 | 0 | 0 | 0 | 0 |  | 0 | 0 | 0 | 0 | 0 | [22 empty] | 0 | 0 | 0 | 0 | 0 | 0 |  | 0 | 0 | 0 | 0 | 0 | 0 |  | 0 | 0 | 0 | 0 | 0 | 0 |  | 0 | 0 | 0 | 0 | 0 | 0 |  | 0 | 0 | 0 | 0 | 0 | 0 |  | 0 | 0 | 0 | 0 | 0 | 0
| [Please insert new asset category as required] |  | 0 | 0 | C1 | 0 | 0 | 0 | 0 | 0 | 0 | 0 | 0 | 0 | 0 | 0 | 0 | 0 | 0 | 0 | 0 | 0 | 0 | 0 | 0 | 0 | 0 | 0 | 0 | 0 | 0 | 0 | 0 | 0 | 0 | 0 | 0 | 0 | 0 | 0 | 0 |  |  | C1 | 0 | 0 | 0 | 0 | 0 | C1 | 0 | 0 | 0 | 0 | 0 | C1 | [5 empty] | C1 | [5 empty] | 0 | [6 empty] | 0 | [6 empty] | 0 | [6 empty] | 0 | [6 empty] | 0 | [6 empty] | 0
|  |  | 0 | 0 | C2 | 0 | 0 | 0 | 0 | 0 | 0 | 0 | 0 | 0 | 0 | 0 | 0 | 0 | 0 | 0 | 0 | 0 | 0 | 0 | 0 | 0 | 0 | 0 | 0 | 0 | 0 | 0 | 0 | 0 | 0 | 0 | 0 | 0 | 0 | 0 | 0 |  |  | C2 | 0 | 0 | 0 | 0 | 0 | C2 | 0 | 0 | 0 | 0 | 0 | C2 | [5 empty] | C2 | [5 empty] | 0 | [6 empty] | 0 | [6 empty] | 0 | [6 empty] | 0 | [6 empty] | 0 | [6 empty] | 0
|  |  | 0 | 0 | C3 | 0 | 0 | 0 | 0 | 0 | 0 | 0 | 0 | 0 | 0 | 0 | 0 | 0 | 0 | 0 | 0 | 0 | 0 | 0 | 0 | 0 | 0 | 0 | 0 | 0 | 0 | 0 | 0 | 0 | 0 | 0 | 0 | 0 | 0 | 0 | 0 |  |  | C3 | 0 | 0 | 0 | 0 | 0 | C3 | 0 | 0 | 0 | 0 | 0 | C3 | [5 empty] | C3 | [5 empty] | 0 | [6 empty] | 0 | [6 empty] | 0 | [6 empty] | 0 | [6 empty] | 0 | [6 empty] | 0
|  |  | 0 | 0 | C4 | 0 | 0 | 0 | 0 | 0 | 0 | 0 | 0 | 0 | 0 | 0 | 0 | 0 | 0 | 0 | 0 | 0 | 0 | 0 | 0 | 0 | 0 | 0 | 0 | 0 | 0 | 0 | 0 | 0 | 0 | 0 | 0 | 0 | 0 | 0 | 0 |  |  | C4 | 0 | 0 | 0 | 0 | 0 | C4 | 0 | 0 | 0 | 0 | 0 | C4 | [5 empty] | C4 | [5 empty] | 0 | [6 empty] | 0 | [6 empty] | 0 | [6 empty] | 0 | [6 empty] | 0 | [6 empty] | 0
|  |  | 0 | 0 |  | 0 | 0 | 0 | 0 | 0 |  | 0 | 0 | 0 | 0 | 0 |  | 0 | 0 | 0 | 0 | 0 |  | 0 | 0 | 0 | 0 | 0 |  | 0 | 0 | 0 | 0 | 0 |  | 0 | 0 | 0 | 0 | 0 | [22 empty] | 0 | 0 | 0 | 0 | 0 | 0 |  | 0 | 0 | 0 | 0 | 0 | 0 |  | 0 | 0 | 0 | 0 | 0 | 0 |  | 0 | 0 | 0 | 0 | 0 | 0 |  | 0 | 0 | 0 | 0 | 0 | 0 |  | 0 | 0 | 0 | 0 | 0 | 0
[63 empty] | 2795.167 | 22681.0998 | 42908.5085 | 28924.9903 | 57013.2786 | 154323.0442 |  | 3138.8797 | 22548.9892 | 41818.6532 | 23950.1426 | 49670.6075 | 141127.2722 |  | 2661.933 | 16821.5221 | 50713.5073 | 43161.6834 | 70066.4594 | 183425.1051 |  | 3317.657 | 16709.5904 | 48900.2995 | 35040.7325 | 49693.9045 | 153662.1839 |  | 2249.9184 | 16221.1715 | 40292.4696 | 49582.0963 | 131301.9794 | 239647.6352 |  | 3839.9396 | 15979.9164 | 36064.6547 | 30495.8811 | 82986.7101 | 169367.1018
| HV Network | [73 empty] | 0 | [6 empty] | 0 | [6 empty] | 0 | [6 empty] | 0 | [6 empty] | 0
| HV Switchgear (GM) - Primary |  | 1652 | 1637 | C1 | 370 | 538 | 402 | 182 | 160 | 1652 | 354 | 538 | 402 | 193 | 160 | 1647 | 147 | -5 | -10 | -19 | -125 | -12 | 346 | 470 | 355 | 201 | 275 | 1647 | 203 | -5 | -10 | -19 | -184 | -15 | 305 | 323 | 348 | 278 | 393 | 1647 |  |  | C1 | 5.5627e-05 | 0.00023925 | 0.00069054 | 0.0015457 | 0.002941 | C1 | 86060.2984 | 86060.2984 | 86060.2984 | 86060.2984 | 86060.2984 | C1 | 4.7873 | 20.5901 | 59.4283 | 133.0241 | 253.0995 | C1 | 1694.7092 | 11077.4903 | 23890.1892 | 25673.6443 | 40495.9163 | 102831.9493 |  | 1771.3062 | 11077.4903 | 23890.1892 | 24210.3796 | 40495.9163 | 101445.2816 |  | 1656.4107 | 9677.3614 | 21097.0576 | 26737.8368 | 69602.3561 | 128771.0227 |  | 2360.1459 | 9574.4108 | 20502.7743 | 24210.3796 | 37964.9215 | 94612.6321 |  | 1460.1308 | 6650.6122 | 20681.0593 | 36980.6898 | 99468.0944 | 165240.5864 |  | 2431.9556 | 6547.6616 | 20086.776 | 34453.2325 | 52897.7906 | 116417.4163
|  |  | 1936 | 1922 | C2 | 360 | 530 | 441 | 370 | 235 | 1936 | 323 | 532 | 453 | 397 | 239 | 1944 | 205 | 0 | -26 | -48 | -138 | -7 | 302 | 415 | 399 | 401 | 427 | 1944 | 292 | 0 | -27 | -62 | -217 | -14 | 277 | 255 | 411 | 329 | 672 | 1944 |  |  | C2 | 5.5627e-05 | 0.00023925 | 0.00069054 | 0.0015457 | 0.002941 | C2 | 122943.2834 | 122943.2834 | 122943.2834 | 122943.2834 | 122943.2834 | C2 | 6.839 | 29.4145 | 84.8976 | 190.0344 | 361.5707 | C2 | 2209.0035 | 15648.4993 | 38458.6201 | 75443.6477 | 86415.3928 | 218175.1634 |  | 2462.0473 | 15589.6704 | 37439.8487 | 70312.7195 | 84969.11 | 210773.3959 |  | 2065.3841 | 12207.0061 | 33874.1488 | 76203.7852 | 154390.6808 | 278741.0049 |  | 3467.3832 | 12207.0061 | 31666.8108 | 67082.1351 | 104493.9268 | 218917.262 |  | 1894.4086 | 7500.6905 | 34892.9202 | 62521.31 | 242975.4977 | 349784.827 |  | 3891.4025 | 7500.6905 | 32600.6846 | 50739.1787 | 164514.6599 | 259246.6161
|  |  | 612 | 608 | C3 | 89 | 171 | 146 | 107 | 99 | 612 | 89 | 171 | 146 | 107 | 99 | 612 | 54 | 0 | 0 | -7 | -49 | -2 | 87 | 139 | 115 | 123 | 148 | 612 | 100 | 0 | -1 | -17 | -86 | -4 | 84 | 94 | 120 | 91 | 223 | 612 |  |  | C3 | 5.5627e-05 | 0.00023925 | 0.00069054 | 0.0015457 | 0.002941 | C3 | 184414.9251 | 184414.9251 | 184414.9251 | 184414.9251 | 184414.9251 | C3 | 10.2585 | 44.1217 | 127.3464 | 285.0516 | 542.356 | C3 | 913.0092 | 7544.8122 | 18592.5779 | 30500.5175 | 53693.2461 | 111244.1629 |  | 913.0092 | 7544.8122 | 18592.5779 | 30500.5175 | 53693.2461 | 111244.1629 |  | 892.4921 | 6132.9175 | 14644.8388 | 35061.3426 | 80268.6912 | 137000.2822 |  | 1446.4528 | 6132.9175 | 14644.8388 | 33065.9816 | 53693.2461 | 108983.4368 |  | 861.7165 | 4147.4406 | 15281.5709 | 25939.6925 | 120945.3928 | 167175.8133 |  | 1887.5696 | 4147.4406 | 15154.2245 | 21093.8158 | 74302.775 | 116585.8255
|  |  | 74 | 74 | C4 | 6 | 32 | 27 | 4 | 5 | 74 | 6 | 32 | 27 | 4 | 5 | 74 | 0 | 0 | 0 | 0 | 0 | 0 | 4 | 20 | 29 | 15 | 6 | 74 | 0 | 0 | 0 | 0 | 0 | 0 | 4 | 17 | 17 | 27 | 9 | 74 |  |  | C4 | 5.5627e-05 | 0.00023925 | 0.00069054 | 0.0015457 | 0.002941 | C4 | 307358.2086 | 307358.2086 | 307358.2086 | 307358.2086 | 307358.2086 | C4 | 17.0976 | 73.5362 | 212.244 | 475.0859 | 903.9267 | C4 | 102.5853 | 2353.1578 | 5730.5891 | 1900.3438 | 4519.6335 | 14606.3095 |  | 102.5853 | 2353.1578 | 5730.5891 | 1900.3438 | 4519.6335 | 14606.3095 |  | 68.3902 | 1470.7236 | 6155.0772 | 7126.2891 | 5423.5602 | 20244.0403 |  | 68.3902 | 1470.7236 | 6155.0772 | 7126.2891 | 5423.5602 | 20244.0403 |  | 68.3902 | 1250.1151 | 3608.1487 | 12827.3204 | 8135.3403 | 25889.3147 |  | 68.3902 | 1250.1151 | 3608.1487 | 12827.3204 | 8135.3403 | 25889.3147
|  |  | 4274 | 4241 |  | 825 | 1271 | 1016 | 663 | 499 |  | 772 | 1273 | 1028 | 701 | 503 |  | 406 | -5 | -36 | -74 | -312 |  | 739 | 1044 | 898 | 740 | 856 |  | 595 | -5 | -38 | -98 | -487 |  | 670 | 689 | 896 | 725 | 1297 | [22 empty] | 4919.3072 | 36623.9596 | 86671.9762 | 133518.1533 | 185124.1887 | 446857.585 |  | 5248.948 | 36565.1307 | 85653.2048 | 126923.9604 | 183677.906 | 438069.1499 |  | 4682.6771 | 29488.0086 | 75771.1223 | 145129.2537 | 309685.2883 | 564756.3501 |  | 7342.3721 | 29385.0579 | 72969.501 | 131484.7854 | 201575.6547 | 442757.3712 |  | 4284.6462 | 19548.8584 | 74463.699 | 138269.0127 | 471524.3251 | 708090.5414 |  | 8279.3179 | 19445.9077 | 71449.8337 | 119113.5475 | 299850.5658 | 518139.1725
| HV Switchgear (GM) - Distribution |  | 9219 | 9508 | C1 | 6412 | 2020 | 450 | 61 | 276 | 9219 | 6026 | 2068 | 510 | 155 | 343 | 9102 | 457 | -70 | -126 | -46 | -78 | 137 | 6173 | 1883 | 737 | 46 | 380 | 9219 | 969 | -146 | -246 | -142 | -146 | 289 | 5720 | 1529 | 1215 | 287 | 468 | 9219 |  |  | C1 | 0.00010224 | 0.00043971 | 0.0012691 | 0.0028408 | 0.0054051 | C1 | 116980.9788 | 116980.9788 | 116980.9788 | 116980.9788 | 116980.9788 | C1 | 11.9596 | 51.4381 | 148.4634 | 332.3196 | 632.291 | C1 | 72068.7226 | 106373.9796 | 75716.317 | 51509.5409 | 216875.8213 | 522544.3814 |  | 76685.1392 | 103904.951 | 66808.515 | 20271.4967 | 174512.3227 | 442182.4247 |  | 73826.788 | 96857.9321 | 109417.5013 | 15286.7025 | 240270.5892 | 535659.513 |  | 79292.3383 | 93257.2655 | 90711.1171 | 0 | 190951.8893 | 454212.6101 |  | 68409.0762 | 78648.8466 | 180382.9906 | 95375.7306 | 295912.1993 | 718728.8432 |  | 79997.9564 | 71138.8848 | 143861.0023 | 48186.3447 | 203597.7098 | 546781.898
|  |  | 15122 | 12684 | C2 | 4628 | 6754 | 2181 | 125 | 1434 | 15122 | 4331 | 6906 | 2461 | 527 | 1854 | 16079 | 351 | -227 | -603 | -186 | -485 | -1150 | 4144 | 5164 | 3472 | 487 | 1855 | 15122 | 743 | -483 | -1191 | -594 | -913 | -2438 | 3712 | 3037 | 4803 | 1272 | 2298 | 15122 |  |  | C2 | 0.00010224 | 0.00043971 | 0.0012691 | 0.0028408 | 0.0054051 | C2 | 167115.684 | 167115.684 | 167115.684 | 167115.684 | 167115.684 | C2 | 17.0852 | 73.483 | 212.0905 | 474.7423 | 903.2729 | C2 | 73995.9313 | 507473.5445 | 521954.7793 | 250189.1987 | 1674667.9412 | 3028281.3949 |  | 79070.2309 | 496304.1297 | 462569.4326 | 59342.7891 | 1295293.3267 | 2392579.9089 |  | 70801.0019 | 379466.172 | 736378.2989 | 231199.5062 | 1675571.2141 | 3093416.1931 |  | 76797.9015 | 362785.5327 | 608487.713 | 142897.436 | 1237483.8616 | 2428452.4449 |  | 63420.2025 | 223167.8475 | 1018670.7862 | 603872.2214 | 2075721.1051 | 3984852.1627 |  | 76114.4941 | 187675.5622 | 766070.9722 | 321875.2878 | 1251032.955 | 2602769.2714
|  |  | 5169 | 3880 | C3 | 1157 | 2280 | 1016 | 63 | 653 | 5169 | 1086 | 2339 | 1149 | 257 | 855 | 5686 | 86 | -84 | -284 | -93 | -234 | -609 | 1014 | 1636 | 1456 | 201 | 862 | 5169 | 182 | -176 | -560 | -293 | -442 | -1289 | 925 | 831 | 1754 | 651 | 1008 | 5169 |  |  | C3 | 0.00010224 | 0.00043971 | 0.0012691 | 0.0028408 | 0.0054051 | C3 | 250673.526 | 250673.526 | 250673.526 | 250673.526 | 250673.526 | C3 | 25.6278 | 110.2245 | 318.1358 | 712.1135 | 1354.9093 | C3 | 27831.7645 | 257815.0783 | 365538.0179 | 183013.1615 | 1158447.4836 | 1992645.5058 |  | 29651.3366 | 251311.8335 | 323225.9584 | 44863.1485 | 884755.7974 | 1533808.0744 |  | 25986.5647 | 180327.263 | 463205.7041 | 143134.8072 | 1167931.849 | 1980586.188 |  | 28190.5534 | 171068.406 | 372855.141 | 76908.2546 | 850883.064 | 1499905.4189 |  | 23705.6926 | 91596.5498 | 558010.1683 | 463585.8681 | 1365748.6122 | 2502646.8911 |  | 28369.9478 | 72197.0399 | 379854.1283 | 254936.6218 | 766878.6851 | 1502236.4228
|  |  | 827 | 627 | C4 | 177 | 365 | 196 | 6 | 83 | 827 | 166 | 377 | 217 | 32 | 110 | 902 | 11 | -18 | -43 | -14 | -32 | -96 | 154 | 270 | 269 | 19 | 115 | 827 | 23 | -38 | -83 | -42 | -60 | -200 | 140 | 143 | 313 | 95 | 136 | 827 |  |  | C4 | 0.00010224 | 0.00043971 | 0.0012691 | 0.0028408 | 0.0054051 | C4 | 417789.21 | 417789.21 | 417789.21 | 417789.21 | 417789.21 | C4 | 42.713 | 183.7075 | 530.2263 | 1186.8558 | 2258.1822 | C4 | 7090.3513 | 69257.7202 | 115059.1092 | 37979.385 | 248400.0452 | 477786.6109 |  | 7560.1939 | 67053.2304 | 103924.3567 | 7121.1347 | 187429.125 | 373088.0407 |  | 6577.7958 | 49601.0198 | 142630.8773 | 22550.2598 | 259690.9564 | 481050.9091 |  | 7047.6383 | 46294.2851 | 119831.146 | 5934.2789 | 187429.125 | 366536.4734 |  | 5979.8144 | 26270.1697 | 165960.8349 | 112751.2992 | 307112.7832 | 618074.9014 |  | 6962.2124 | 19289.2855 | 121952.0512 | 62903.3564 | 171621.8494 | 382728.7549
|  |  | 30337 | 26699 |  | 12374 | 11419 | 3843 | 255 | 2446 |  | 11609 | 11690 | 4337 | 971 | 3162 |  | 905 | -399 | -1056 | -339 | -829 |  | 11485 | 8953 | 5934 | 753 | 3212 |  | 1917 | -843 | -2080 | -1071 | -1561 |  | 10497 | 5540 | 8085 | 2305 | 3910 | [22 empty] | 180986.7697 | 940920.3226 | 1078268.2234 | 522691.286 | 3298391.2913 | 6021257.893 |  | 192966.9006 | 918574.1446 | 956528.2627 | 131598.569 | 2541990.5718 | 4741658.4487 |  | 177192.1503 | 706252.3868 | 1451632.3816 | 412171.2757 | 3343464.6086 | 6090712.8031 |  | 191328.4315 | 673405.4893 | 1191885.117 | 225739.9696 | 2466747.9399 | 4749106.9473 |  | 161514.7856 | 419683.4136 | 1923024.78 | 1275585.1193 | 4044494.6999 | 7824302.7985 |  | 191444.6107 | 350300.7724 | 1411738.1541 | 687901.6107 | 2393131.1993 | 5034516.3472
| HV Transformer (GM) |  | 3689 | 3923 | C1 | 801 | 2276 | 402 | 181 | 29 | 3689 | 533 | 2287 | 406 | 202 | 117 | 3545 | 214 | -1 | 0 | -19 | -80 | 114 | 774 | 2215 | 263 | 244 | 193 | 3689 | 438 | -1 | 0 | -39 | -164 | 234 | 764 | 1958 | 362 | 277 | 328 | 3689 |  |  | C1 | 0.00015843 | 0.00068142 | 0.0019668 | 0.0044024 | 0.0083763 | C1 | 50314.3921 | 50314.3921 | 50314.3921 | 50314.3921 | 50314.3921 | C1 | 7.9716 | 34.2855 | 98.9566 | 221.5039 | 421.4465 | C1 | 4248.8394 | 78410.9017 | 40176.375 | 44743.7893 | 49309.2378 | 216889.1433 |  | 6385.2165 | 78033.7614 | 39780.5487 | 40092.2073 | 12221.9478 | 176513.6816 |  | 6169.9844 | 75942.3469 | 26025.5828 | 54046.9534 | 81339.17 | 243524.0376 |  | 7875.8974 | 75908.0614 | 26025.5828 | 49838.3792 | 47623.4519 | 207271.3727 |  | 6090.2689 | 67130.9775 | 35822.2851 | 61356.5824 | 138234.4444 | 308634.5583 |  | 9581.8105 | 67096.692 | 35822.2851 | 52717.93 | 69117.2222 | 234335.9398
|  |  | 10150 | 9982 | C2 | 563 | 7175 | 1478 | 783 | 151 | 10150 | 372 | 7191 | 1480 | 868 | 333 | 10244 | 153 | 2 | 0 | -75 | -160 | -80 | 521 | 6873 | 881 | 982 | 893 | 10150 | 313 | 2 | 0 | -155 | -328 | -168 | 499 | 6059 | 1209 | 1160 | 1223 | 10150 |  |  | C2 | 0.00015843 | 0.00068142 | 0.0019668 | 0.0044024 | 0.0083763 | C2 | 71877.703 | 71877.703 | 71877.703 | 71877.703 | 71877.703 | C2 | 11.3879 | 48.9793 | 141.3666 | 316.4342 | 602.0664 | C2 | 4236.3127 | 352209.8783 | 209222.5019 | 274664.8453 | 200488.1097 | 1040821.6479 |  | 6411.4087 | 351426.2101 | 208939.7688 | 247767.9422 | 90912.0257 | 905457.3556 |  | 5933.1153 | 336634.4728 | 124543.9353 | 310738.3388 | 537645.2913 | 1315495.1534 |  | 7675.4697 | 336732.4313 | 124543.9353 | 287005.7773 | 441314.668 | 1197272.2815 |  | 5682.5807 | 296765.3529 | 170912.1654 | 367063.6181 | 736327.2018 | 1576750.919 |  | 9247.0051 | 296863.3114 | 170912.1654 | 318016.3243 | 538849.4241 | 1333888.2303
|  |  | 983 | 950 | C3 | 62 | 580 | 219 | 105 | 17 | 983 | 43 | 585 | 223 | 119 | 38 | 1008 | 15 | -1 | 0 | -12 | -19 | -17 | 59 | 549 | 98 | 158 | 119 | 983 | 31 | -1 | 0 | -24 | -39 | -33 | 56 | 458 | 129 | 161 | 179 | 983 |  |  | C3 | 0.00015843 | 0.00068142 | 0.0019668 | 0.0044024 | 0.0083763 | C3 | 107816.5545 | 107816.5545 | 107816.5545 | 107816.5545 | 107816.5545 | C3 | 17.0819 | 73.4689 | 212.0498 | 474.6512 | 903.0996 | C3 | 734.522 | 42979.303 | 47287.1128 | 56483.4964 | 34317.7845 | 181802.2187 |  | 1059.0782 | 42611.9586 | 46438.9134 | 49838.3792 | 15352.6931 | 155301.0225 |  | 1007.8325 | 40334.4229 | 20780.8836 | 74994.8944 | 107468.8516 | 244586.885 |  | 1264.061 | 40260.954 | 20780.8836 | 69299.0796 | 90309.9593 | 221914.9376 |  | 956.5867 | 33648.7535 | 27354.4285 | 76418.8481 | 161654.8272 | 300033.444 |  | 1486.1258 | 33575.2846 | 27354.4285 | 65027.2186 | 126433.9431 | 253877.0005
|  |  | 538 | 505 | C4 | 7 | 375 | 94 | 50 | 12 | 538 | 6 | 380 | 98 | 58 | 21 | 563 | 0 | -1 | 0 | -8 | -8 | -17 | 6 | 348 | 53 | 67 | 64 | 538 | 0 | -1 | 0 | -16 | -16 | -33 | 4 | 304 | 68 | 71 | 91 | 538 |  |  | C4 | 0.00015843 | 0.00068142 | 0.0019668 | 0.0044024 | 0.0083763 | C4 | 179694.2574 | 179694.2574 | 179694.2574 | 179694.2574 | 179694.2574 | C4 | 28.4698 | 122.4482 | 353.4164 | 791.0854 | 1505.166 | C4 | 170.8191 | 46530.2996 | 34634.8061 | 45882.9523 | 31608.4858 | 158827.3628 |  | 199.2889 | 45918.0588 | 33221.1405 | 39554.2692 | 18061.9919 | 136954.7493 |  | 170.8191 | 42611.9586 | 18731.0686 | 53002.7207 | 96330.6233 | 210847.1902 |  | 170.8191 | 42489.5104 | 18731.0686 | 46674.0376 | 84289.2954 | 192354.7311 |  | 113.8794 | 37224.2397 | 24032.3144 | 56167.0623 | 136970.105 | 254507.6007 |  | 113.8794 | 37101.7915 | 24032.3144 | 43509.6961 | 112887.4492 | 217645.1306
|  |  | 15360 | 15360 |  | 1433 | 10406 | 2193 | 1119 | 209 |  | 954 | 10443 | 2207 | 1247 | 509 |  | 382 | -1 | 0 | -114 | -267 |  | 1360 | 9985 | 1295 | 1451 | 1269 |  | 782 | -1 | 0 | -234 | -547 |  | 1323 | 8779 | 1768 | 1669 | 1821 | [22 empty] | 9390.4931 | 520130.3827 | 331320.7958 | 421775.0832 | 315723.6179 | 1598340.3727 |  | 14054.9922 | 517989.9889 | 328380.3714 | 377252.7978 | 136548.6585 | 1374226.8089 |  | 13281.7513 | 495523.2011 | 190081.4703 | 492782.9073 | 822783.9362 | 2014453.2662 |  | 16986.2473 | 495390.9571 | 190081.4703 | 452817.2737 | 663537.3746 | 1818813.323 |  | 12843.3157 | 434769.3236 | 258121.1934 | 561006.1108 | 1173186.5785 | 2439926.522 |  | 20428.8207 | 434637.0796 | 258121.1934 | 479271.1689 | 847288.0385 | 2039746.3012
| HV UG Cable |  | 0 | 0 | C1 | 0 | 0 | 0 | 0 | 0 | 0 | 0 | 0 | 0 | 0 | 0 | 0 | 0 | 0 | 0 | 0 | 0 | 0 | 0 | 0 | 0 | 0 | 0 | 0 | 0 | 0 | 0 | 0 | 0 | 0 | 0 | 0 | 0 | 0 | 0 | 0 |  |  | C1 | 0 | 0 | 0 | 0 | 0 | C1 | 0 | 0 | 0 | 0 | 0 | C1 | [5 empty] | C1 | [5 empty] | 0 | [6 empty] | 0 | [6 empty] | 0 | [6 empty] | 0 | [6 empty] | 0 | [6 empty] | 0
|  |  | 0 | 0 | C2 | 0 | 0 | 0 | 0 | 0 | 0 | 0 | 0 | 0 | 0 | 0 | 0 | 0 | 0 | 0 | 0 | 0 | 0 | 0 | 0 | 0 | 0 | 0 | 0 | 0 | 0 | 0 | 0 | 0 | 0 | 0 | 0 | 0 | 0 | 0 | 0 |  |  | C2 | 0 | 0 | 0 | 0 | 0 | C2 | 0 | 0 | 0 | 0 | 0 | C2 | [5 empty] | C2 | [5 empty] | 0 | [6 empty] | 0 | [6 empty] | 0 | [6 empty] | 0 | [6 empty] | 0 | [6 empty] | 0
|  |  | 0 | 0 | C3 | 0 | 0 | 0 | 0 | 0 | 0 | 0 | 0 | 0 | 0 | 0 | 0 | 0 | 0 | 0 | 0 | 0 | 0 | 0 | 0 | 0 | 0 | 0 | 0 | 0 | 0 | 0 | 0 | 0 | 0 | 0 | 0 | 0 | 0 | 0 | 0 |  |  | C3 | 0 | 0 | 0 | 0 | 0 | C3 | 0 | 0 | 0 | 0 | 0 | C3 | [5 empty] | C3 | [5 empty] | 0 | [6 empty] | 0 | [6 empty] | 0 | [6 empty] | 0 | [6 empty] | 0 | [6 empty] | 0
|  |  | 0 | 0 | C4 | 0 | 0 | 0 | 0 | 0 | 0 | 0 | 0 | 0 | 0 | 0 | 0 | 0 | 0 | 0 | 0 | 0 | 0 | 0 | 0 | 0 | 0 | 0 | 0 | 0 | 0 | 0 | 0 | 0 | 0 | 0 | 0 | 0 | 0 | 0 | 0 |  |  | C4 | 0 | 0 | 0 | 0 | 0 | C4 | 0 | 0 | 0 | 0 | 0 | C4 | [5 empty] | C4 | [5 empty] | 0 | [6 empty] | 0 | [6 empty] | 0 | [6 empty] | 0 | [6 empty] | 0 | [6 empty] | 0
|  |  | 0 | 0 |  | 0 | 0 | 0 | 0 | 0 |  | 0 | 0 | 0 | 0 | 0 |  | 0 | 0 | 0 | 0 | 0 |  | 0 | 0 | 0 | 0 | 0 |  | 0 | 0 | 0 | 0 | 0 |  | 0 | 0 | 0 | 0 | 0 | [22 empty] | 0 | 0 | 0 | 0 | 0 | 0 |  | 0 | 0 | 0 | 0 | 0 | 0 |  | 0 | 0 | 0 | 0 | 0 | 0 |  | 0 | 0 | 0 | 0 | 0 | 0 |  | 0 | 0 | 0 | 0 | 0 | 0 |  | 0 | 0 | 0 | 0 | 0 | 0
| HV OHL Support - Poles |  | 44118 | 44179 | C1 | 20183 | 11572 | 5288 | 6271 | 804 | 44118 | 18044 | 11678 | 5635 | 7344 | 1402 | 44103 | 1079 | -44 | -184 | -442 | -392 | 17 | 16484 | 10360 | 8939 | 6949 | 1303 | 44035 | 3187 | -96 | -536 | -1270 | -1224 | 61 | 13675 | 10945 | 8920 | 7428 | 2868 | 43836 |  |  | C1 | 1.6064e-05 | 6.9092e-05 | 0.00019942 | 0.00044637 | 0.0008493 | C1 | 7709.7386 | 7709.7386 | 7709.7386 | 7709.7386 | 7709.7386 | C1 | 0.12385 | 0.53268 | 1.5375 | 3.4414 | 6.5479 | C1 | 2234.7682 | 6220.6434 | 8663.5361 | 25273.804 | 9180.0912 | 51572.843 |  | 2499.6856 | 6164.1793 | 8130.0406 | 21581.1581 | 5264.4745 | 43639.5381 |  | 2041.5606 | 5518.5705 | 13743.2741 | 23914.4423 | 8531.8537 | 53749.701 |  | 2175.1958 | 5495.1325 | 13460.3831 | 22393.3337 | 5965.0949 | 49489.1401 |  | 1693.663 | 5830.1886 | 13714.0625 | 25562.8835 | 18779.245 | 65580.0426 |  | 2088.3763 | 5779.0513 | 12889.9888 | 21192.2774 | 10764.6718 | 52714.3655
|  |  | 52286 | 52181 | C2 | 22962 | 14882 | 6657 | 6619 | 1166 | 52286 | 20551 | 15013 | 7082 | 7734 | 1977 | 52357 | 1227 | -52 | -224 | -453 | -527 | -29 | 18818 | 13348 | 11187 | 7333 | 1859 | 52545 | 3615 | -112 | -648 | -1305 | -1655 | -105 | 15672 | 14105 | 11174 | 7841 | 4014 | 52806 |  |  | C2 | 1.6064e-05 | 6.9092e-05 | 0.00019942 | 0.00044637 | 0.0008493 | C2 | 11013.9123 | 11013.9123 | 11013.9123 | 11013.9123 | 11013.9123 | C2 | 0.17693 | 0.76097 | 2.1964 | 4.9163 | 9.3541 | C2 | 3636.0896 | 11424.4758 | 15554.6109 | 38022.7981 | 18493.0103 | 87130.9847 |  | 4062.668 | 11324.7884 | 14621.1586 | 32541.1043 | 10906.8538 | 73456.5731 |  | 3329.4698 | 10157.4571 | 24570.6626 | 36051.3549 | 17389.2292 | 91498.1735 |  | 3546.563 | 10117.8865 | 24078.6783 | 33824.2631 | 12459.6306 | 84027.0215 |  | 2772.8479 | 10733.513 | 24542.1099 | 38548.8441 | 37547.2652 | 114144.58 |  | 3412.45 | 10648.2841 | 23118.8696 | 32133.05 | 22066.2677 | 91378.9214
|  |  | 12026 | 12211 | C3 | 6453 | 3255 | 1074 | 1089 | 155 | 12026 | 5728 | 3288 | 1171 | 1347 | 353 | 11887 | 366 | -16 | -52 | -108 | -129 | 61 | 5192 | 2885 | 2087 | 1250 | 317 | 11731 | 1082 | -32 | -152 | -308 | -405 | 185 | 4235 | 3062 | 2079 | 1363 | 830 | 11569 |  |  | C3 | 1.6064e-05 | 6.9092e-05 | 0.00019942 | 0.00044637 | 0.0008493 | C3 | 16520.8685 | 16520.8685 | 16520.8685 | 16520.8685 | 16520.8685 | C3 | 0.2654 | 1.1415 | 3.2945 | 7.3745 | 14.0311 | C3 | 1520.1831 | 3753.1149 | 3857.9037 | 9933.4191 | 4952.9838 | 24017.6046 |  | 1712.5945 | 3715.4468 | 3538.3335 | 8030.8043 | 2174.8229 | 19172.0021 |  | 1377.9313 | 3293.1072 | 6875.7003 | 9218.095 | 4447.8636 | 25212.6974 |  | 1475.0659 | 3274.8439 | 6704.3843 | 8421.6516 | 2637.8497 | 22513.7954 |  | 1123.9482 | 3495.1454 | 6849.344 | 10051.4107 | 11645.8259 | 33165.6742 |  | 1411.1057 | 3458.6187 | 6348.5743 | 7780.0721 | 5963.2241 | 24961.5949
|  |  | 6548 | 6407 | C4 | 2576 | 2002 | 886 | 933 | 151 | 6548 | 2305 | 2021 | 945 | 1094 | 266 | 6631 | 134 | -8 | -32 | -68 | -75 | -49 | 2102 | 1792 | 1495 | 1033 | 245 | 6667 | 398 | -20 | -92 | -192 | -235 | -141 | 1742 | 1891 | 1491 | 1102 | 541 | 6767 |  |  | C4 | 1.6064e-05 | 6.9092e-05 | 0.00019942 | 0.00044637 | 0.0008493 | C4 | 27534.7808 | 27534.7808 | 27534.7808 | 27534.7808 | 27534.7808 | C4 | 0.44233 | 1.9024 | 5.4909 | 12.2908 | 23.3852 | C4 | 1019.5595 | 3844.8121 | 5188.897 | 13446.1279 | 6220.4612 | 29719.8576 |  | 1139.4296 | 3808.6659 | 4864.9341 | 11467.3101 | 3531.1641 | 24811.5038 |  | 929.7675 | 3409.1555 | 8208.8899 | 12696.3895 | 5729.3722 | 30973.5745 |  | 989.039 | 3393.9361 | 8033.1812 | 11860.6155 | 3975.4827 | 28252.2546 |  | 770.5304 | 3597.4961 | 8186.9263 | 13544.4542 | 12651.3892 | 38750.7962 |  | 946.5758 | 3559.4475 | 7681.7639 | 11184.6219 | 7155.8689 | 30528.278
|  |  | 114978 | 114978 |  | 52174 | 31711 | 13905 | 14912 | 2276 |  | 46628 | 32000 | 14833 | 17519 | 3998 |  | 2806 | -120 | -492 | -1071 | -1123 |  | 42596 | 28385 | 23708 | 16565 | 3724 |  | 8282 | -260 | -1428 | -3075 | -3519 |  | 35324 | 30003 | 23664 | 17734 | 8253 | [22 empty] | 8410.6004 | 25243.0463 | 33264.9477 | 86676.1491 | 38846.5465 | 192441.2899 |  | 9414.3777 | 25013.0805 | 31154.4668 | 73620.3769 | 21877.3153 | 161079.6171 |  | 7678.7292 | 22378.2903 | 53398.5268 | 81880.2816 | 36098.3186 | 201434.1465 |  | 8185.8638 | 22281.799 | 52276.6269 | 76499.8639 | 25038.058 | 184282.2116 |  | 6360.9895 | 23656.3431 | 53292.4427 | 87707.5925 | 80623.7253 | 251641.093 |  | 7858.5078 | 23445.4016 | 50039.1965 | 72290.0214 | 45950.0326 | 199583.1599
| [Please insert new asset category as required] |  | 0 | 0 | C1 | 0 | 0 | 0 | 0 | 0 | 0 | 0 | 0 | 0 | 0 | 0 | 0 | 0 | 0 | 0 | 0 | 0 | 0 | 0 | 0 | 0 | 0 | 0 | 0 | 0 | 0 | 0 | 0 | 0 | 0 | 0 | 0 | 0 | 0 | 0 | 0 |  |  | C1 | 0 | 0 | 0 | 0 | 0 | C1 | 0 | 0 | 0 | 0 | 0 | C1 | [5 empty] | C1 | [5 empty] | 0 | [6 empty] | 0 | [6 empty] | 0 | [6 empty] | 0 | [6 empty] | 0 | [6 empty] | 0
|  |  | 0 | 0 | C2 | 0 | 0 | 0 | 0 | 0 | 0 | 0 | 0 | 0 | 0 | 0 | 0 | 0 | 0 | 0 | 0 | 0 | 0 | 0 | 0 | 0 | 0 | 0 | 0 | 0 | 0 | 0 | 0 | 0 | 0 | 0 | 0 | 0 | 0 | 0 | 0 |  |  | C2 | 0 | 0 | 0 | 0 | 0 | C2 | 0 | 0 | 0 | 0 | 0 | C2 | [5 empty] | C2 | [5 empty] | 0 | [6 empty] | 0 | [6 empty] | 0 | [6 empty] | 0 | [6 empty] | 0 | [6 empty] | 0
|  |  | 0 | 0 | C3 | 0 | 0 | 0 | 0 | 0 | 0 | 0 | 0 | 0 | 0 | 0 | 0 | 0 | 0 | 0 | 0 | 0 | 0 | 0 | 0 | 0 | 0 | 0 | 0 | 0 | 0 | 0 | 0 | 0 | 0 | 0 | 0 | 0 | 0 | 0 | 0 |  |  | C3 | 0 | 0 | 0 | 0 | 0 | C3 | 0 | 0 | 0 | 0 | 0 | C3 | [5 empty] | C3 | [5 empty] | 0 | [6 empty] | 0 | [6 empty] | 0 | [6 empty] | 0 | [6 empty] | 0 | [6 empty] | 0
|  |  | 0 | 0 | C4 | 0 | 0 | 0 | 0 | 0 | 0 | 0 | 0 | 0 | 0 | 0 | 0 | 0 | 0 | 0 | 0 | 0 | 0 | 0 | 0 | 0 | 0 | 0 | 0 | 0 | 0 | 0 | 0 | 0 | 0 | 0 | 0 | 0 | 0 | 0 | 0 |  |  | C4 | 0 | 0 | 0 | 0 | 0 | C4 | 0 | 0 | 0 | 0 | 0 | C4 | [5 empty] | C4 | [5 empty] | 0 | [6 empty] | 0 | [6 empty] | 0 | [6 empty] | 0 | [6 empty] | 0 | [6 empty] | 0
|  |  | 0 | 0 |  | 0 | 0 | 0 | 0 | 0 |  | 0 | 0 | 0 | 0 | 0 |  | 0 | 0 | 0 | 0 | 0 |  | 0 | 0 | 0 | 0 | 0 |  | 0 | 0 | 0 | 0 | 0 |  | 0 | 0 | 0 | 0 | 0 | [22 empty] | 0 | 0 | 0 | 0 | 0 | 0 |  | 0 | 0 | 0 | 0 | 0 | 0 |  | 0 | 0 | 0 | 0 | 0 | 0 |  | 0 | 0 | 0 | 0 | 0 | 0 |  | 0 | 0 | 0 | 0 | 0 | 0 |  | 0 | 0 | 0 | 0 | 0 | 0
| [Please insert new asset category as required] |  | 0 | 0 | C1 | 0 | 0 | 0 | 0 | 0 | 0 | 0 | 0 | 0 | 0 | 0 | 0 | 0 | 0 | 0 | 0 | 0 | 0 | 0 | 0 | 0 | 0 | 0 | 0 | 0 | 0 | 0 | 0 | 0 | 0 | 0 | 0 | 0 | 0 | 0 | 0 |  |  | C1 | 0 | 0 | 0 | 0 | 0 | C1 | 0 | 0 | 0 | 0 | 0 | C1 | [5 empty] | C1 | [5 empty] | 0 | [6 empty] | 0 | [6 empty] | 0 | [6 empty] | 0 | [6 empty] | 0 | [6 empty] | 0
|  |  | 0 | 0 | C2 | 0 | 0 | 0 | 0 | 0 | 0 | 0 | 0 | 0 | 0 | 0 | 0 | 0 | 0 | 0 | 0 | 0 | 0 | 0 | 0 | 0 | 0 | 0 | 0 | 0 | 0 | 0 | 0 | 0 | 0 | 0 | 0 | 0 | 0 | 0 | 0 |  |  | C2 | 0 | 0 | 0 | 0 | 0 | C2 | 0 | 0 | 0 | 0 | 0 | C2 | [5 empty] | C2 | [5 empty] | 0 | [6 empty] | 0 | [6 empty] | 0 | [6 empty] | 0 | [6 empty] | 0 | [6 empty] | 0
|  |  | 0 | 0 | C3 | 0 | 0 | 0 | 0 | 0 | 0 | 0 | 0 | 0 | 0 | 0 | 0 | 0 | 0 | 0 | 0 | 0 | 0 | 0 | 0 | 0 | 0 | 0 | 0 | 0 | 0 | 0 | 0 | 0 | 0 | 0 | 0 | 0 | 0 | 0 | 0 |  |  | C3 | 0 | 0 | 0 | 0 | 0 | C3 | 0 | 0 | 0 | 0 | 0 | C3 | [5 empty] | C3 | [5 empty] | 0 | [6 empty] | 0 | [6 empty] | 0 | [6 empty] | 0 | [6 empty] | 0 | [6 empty] | 0
|  |  | 0 | 0 | C4 | 0 | 0 | 0 | 0 | 0 | 0 | 0 | 0 | 0 | 0 | 0 | 0 | 0 | 0 | 0 | 0 | 0 | 0 | 0 | 0 | 0 | 0 | 0 | 0 | 0 | 0 | 0 | 0 | 0 | 0 | 0 | 0 | 0 | 0 | 0 | 0 |  |  | C4 | 0 | 0 | 0 | 0 | 0 | C4 | 0 | 0 | 0 | 0 | 0 | C4 | [5 empty] | C4 | [5 empty] | 0 | [6 empty] | 0 | [6 empty] | 0 | [6 empty] | 0 | [6 empty] | 0 | [6 empty] | 0
|  |  | 0 | 0 |  | 0 | 0 | 0 | 0 | 0 |  | 0 | 0 | 0 | 0 | 0 |  | 0 | 0 | 0 | 0 | 0 |  | 0 | 0 | 0 | 0 | 0 |  | 0 | 0 | 0 | 0 | 0 |  | 0 | 0 | 0 | 0 | 0 | [22 empty] | 0 | 0 | 0 | 0 | 0 | 0 |  | 0 | 0 | 0 | 0 | 0 | 0 |  | 0 | 0 | 0 | 0 | 0 | 0 |  | 0 | 0 | 0 | 0 | 0 | 0 |  | 0 | 0 | 0 | 0 | 0 | 0 |  | 0 | 0 | 0 | 0 | 0 | 0
| [Please insert new asset category as required] |  | 0 | 0 | C1 | 0 | 0 | 0 | 0 | 0 | 0 | 0 | 0 | 0 | 0 | 0 | 0 | 0 | 0 | 0 | 0 | 0 | 0 | 0 | 0 | 0 | 0 | 0 | 0 | 0 | 0 | 0 | 0 | 0 | 0 | 0 | 0 | 0 | 0 | 0 | 0 |  |  | C1 | 0 | 0 | 0 | 0 | 0 | C1 | 0 | 0 | 0 | 0 | 0 | C1 | [5 empty] | C1 | [5 empty] | 0 | [6 empty] | 0 | [6 empty] | 0 | [6 empty] | 0 | [6 empty] | 0 | [6 empty] | 0
|  |  | 0 | 0 | C2 | 0 | 0 | 0 | 0 | 0 | 0 | 0 | 0 | 0 | 0 | 0 | 0 | 0 | 0 | 0 | 0 | 0 | 0 | 0 | 0 | 0 | 0 | 0 | 0 | 0 | 0 | 0 | 0 | 0 | 0 | 0 | 0 | 0 | 0 | 0 | 0 |  |  | C2 | 0 | 0 | 0 | 0 | 0 | C2 | 0 | 0 | 0 | 0 | 0 | C2 | [5 empty] | C2 | [5 empty] | 0 | [6 empty] | 0 | [6 empty] | 0 | [6 empty] | 0 | [6 empty] | 0 | [6 empty] | 0
|  |  | 0 | 0 | C3 | 0 | 0 | 0 | 0 | 0 | 0 | 0 | 0 | 0 | 0 | 0 | 0 | 0 | 0 | 0 | 0 | 0 | 0 | 0 | 0 | 0 | 0 | 0 | 0 | 0 | 0 | 0 | 0 | 0 | 0 | 0 | 0 | 0 | 0 | 0 | 0 |  |  | C3 | 0 | 0 | 0 | 0 | 0 | C3 | 0 | 0 | 0 | 0 | 0 | C3 | [5 empty] | C3 | [5 empty] | 0 | [6 empty] | 0 | [6 empty] | 0 | [6 empty] | 0 | [6 empty] | 0 | [6 empty] | 0
|  |  | 0 | 0 | C4 | 0 | 0 | 0 | 0 | 0 | 0 | 0 | 0 | 0 | 0 | 0 | 0 | 0 | 0 | 0 | 0 | 0 | 0 | 0 | 0 | 0 | 0 | 0 | 0 | 0 | 0 | 0 | 0 | 0 | 0 | 0 | 0 | 0 | 0 | 0 | 0 |  |  | C4 | 0 | 0 | 0 | 0 | 0 | C4 | 0 | 0 | 0 | 0 | 0 | C4 | [5 empty] | C4 | [5 empty] | 0 | [6 empty] | 0 | [6 empty] | 0 | [6 empty] | 0 | [6 empty] | 0 | [6 empty] | 0
|  |  | 0 | 0 |  | 0 | 0 | 0 | 0 | 0 |  | 0 | 0 | 0 | 0 | 0 |  | 0 | 0 | 0 | 0 | 0 |  | 0 | 0 | 0 | 0 | 0 |  | 0 | 0 | 0 | 0 | 0 |  | 0 | 0 | 0 | 0 | 0 | [22 empty] | 0 | 0 | 0 | 0 | 0 | 0 |  | 0 | 0 | 0 | 0 | 0 | 0 |  | 0 | 0 | 0 | 0 | 0 | 0 |  | 0 | 0 | 0 | 0 | 0 | 0 |  | 0 | 0 | 0 | 0 | 0 | 0 |  | 0 | 0 | 0 | 0 | 0 | 0
| [Please insert new asset category as required] |  | 0 | 0 | C1 | 0 | 0 | 0 | 0 | 0 | 0 | 0 | 0 | 0 | 0 | 0 | 0 | 0 | 0 | 0 | 0 | 0 | 0 | 0 | 0 | 0 | 0 | 0 | 0 | 0 | 0 | 0 | 0 | 0 | 0 | 0 | 0 | 0 | 0 | 0 | 0 |  |  | C1 | 0 | 0 | 0 | 0 | 0 | C1 | 0 | 0 | 0 | 0 | 0 | C1 | [5 empty] | C1 | [5 empty] | 0 | [6 empty] | 0 | [6 empty] | 0 | [6 empty] | 0 | [6 empty] | 0 | [6 empty] | 0
|  |  | 0 | 0 | C2 | 0 | 0 | 0 | 0 | 0 | 0 | 0 | 0 | 0 | 0 | 0 | 0 | 0 | 0 | 0 | 0 | 0 | 0 | 0 | 0 | 0 | 0 | 0 | 0 | 0 | 0 | 0 | 0 | 0 | 0 | 0 | 0 | 0 | 0 | 0 | 0 |  |  | C2 | 0 | 0 | 0 | 0 | 0 | C2 | 0 | 0 | 0 | 0 | 0 | C2 | [5 empty] | C2 | [5 empty] | 0 | [6 empty] | 0 | [6 empty] | 0 | [6 empty] | 0 | [6 empty] | 0 | [6 empty] | 0
|  |  | 0 | 0 | C3 | 0 | 0 | 0 | 0 | 0 | 0 | 0 | 0 | 0 | 0 | 0 | 0 | 0 | 0 | 0 | 0 | 0 | 0 | 0 | 0 | 0 | 0 | 0 | 0 | 0 | 0 | 0 | 0 | 0 | 0 | 0 | 0 | 0 | 0 | 0 | 0 |  |  | C3 | 0 | 0 | 0 | 0 | 0 | C3 | 0 | 0 | 0 | 0 | 0 | C3 | [5 empty] | C3 | [5 empty] | 0 | [6 empty] | 0 | [6 empty] | 0 | [6 empty] | 0 | [6 empty] | 0 | [6 empty] | 0
|  |  | 0 | 0 | C4 | 0 | 0 | 0 | 0 | 0 | 0 | 0 | 0 | 0 | 0 | 0 | 0 | 0 | 0 | 0 | 0 | 0 | 0 | 0 | 0 | 0 | 0 | 0 | 0 | 0 | 0 | 0 | 0 | 0 | 0 | 0 | 0 | 0 | 0 | 0 | 0 |  |  | C4 | 0 | 0 | 0 | 0 | 0 | C4 | 0 | 0 | 0 | 0 | 0 | C4 | [5 empty] | C4 | [5 empty] | 0 | [6 empty] | 0 | [6 empty] | 0 | [6 empty] | 0 | [6 empty] | 0 | [6 empty] | 0
|  |  | 0 | 0 |  | 0 | 0 | 0 | 0 | 0 |  | 0 | 0 | 0 | 0 | 0 |  | 0 | 0 | 0 | 0 | 0 |  | 0 | 0 | 0 | 0 | 0 |  | 0 | 0 | 0 | 0 | 0 |  | 0 | 0 | 0 | 0 | 0 | [22 empty] | 0 | 0 | 0 | 0 | 0 | 0 |  | 0 | 0 | 0 | 0 | 0 | 0 |  | 0 | 0 | 0 | 0 | 0 | 0 |  | 0 | 0 | 0 | 0 | 0 | 0 |  | 0 | 0 | 0 | 0 | 0 | 0 |  | 0 | 0 | 0 | 0 | 0 | 0
| [Please insert new asset category as required] |  | 0 | 0 | C1 | 0 | 0 | 0 | 0 | 0 | 0 | 0 | 0 | 0 | 0 | 0 | 0 | 0 | 0 | 0 | 0 | 0 | 0 | 0 | 0 | 0 | 0 | 0 | 0 | 0 | 0 | 0 | 0 | 0 | 0 | 0 | 0 | 0 | 0 | 0 | 0 |  |  | C1 | 0 | 0 | 0 | 0 | 0 | C1 | 0 | 0 | 0 | 0 | 0 | C1 | [5 empty] | C1 | [5 empty] | 0 | [6 empty] | 0 | [6 empty] | 0 | [6 empty] | 0 | [6 empty] | 0 | [6 empty] | 0
|  |  | 0 | 0 | C2 | 0 | 0 | 0 | 0 | 0 | 0 | 0 | 0 | 0 | 0 | 0 | 0 | 0 | 0 | 0 | 0 | 0 | 0 | 0 | 0 | 0 | 0 | 0 | 0 | 0 | 0 | 0 | 0 | 0 | 0 | 0 | 0 | 0 | 0 | 0 | 0 |  |  | C2 | 0 | 0 | 0 | 0 | 0 | C2 | 0 | 0 | 0 | 0 | 0 | C2 | [5 empty] | C2 | [5 empty] | 0 | [6 empty] | 0 | [6 empty] | 0 | [6 empty] | 0 | [6 empty] | 0 | [6 empty] | 0
|  |  | 0 | 0 | C3 | 0 | 0 | 0 | 0 | 0 | 0 | 0 | 0 | 0 | 0 | 0 | 0 | 0 | 0 | 0 | 0 | 0 | 0 | 0 | 0 | 0 | 0 | 0 | 0 | 0 | 0 | 0 | 0 | 0 | 0 | 0 | 0 | 0 | 0 | 0 | 0 |  |  | C3 | 0 | 0 | 0 | 0 | 0 | C3 | 0 | 0 | 0 | 0 | 0 | C3 | [5 empty] | C3 | [5 empty] | 0 | [6 empty] | 0 | [6 empty] | 0 | [6 empty] | 0 | [6 empty] | 0 | [6 empty] | 0
|  |  | 0 | 0 | C4 | 0 | 0 | 0 | 0 | 0 | 0 | 0 | 0 | 0 | 0 | 0 | 0 | 0 | 0 | 0 | 0 | 0 | 0 | 0 | 0 | 0 | 0 | 0 | 0 | 0 | 0 | 0 | 0 | 0 | 0 | 0 | 0 | 0 | 0 | 0 | 0 |  |  | C4 | 0 | 0 | 0 | 0 | 0 | C4 | 0 | 0 | 0 | 0 | 0 | C4 | [5 empty] | C4 | [5 empty] | 0 | [6 empty] | 0 | [6 empty] | 0 | [6 empty] | 0 | [6 empty] | 0 | [6 empty] | 0
|  |  | 0 | 0 |  | 0 | 0 | 0 | 0 | 0 |  | 0 | 0 | 0 | 0 | 0 |  | 0 | 0 | 0 | 0 | 0 |  | 0 | 0 | 0 | 0 | 0 |  | 0 | 0 | 0 | 0 | 0 |  | 0 | 0 | 0 | 0 | 0 | [22 empty] | 0 | 0 | 0 | 0 | 0 | 0 |  | 0 | 0 | 0 | 0 | 0 | 0 |  | 0 | 0 | 0 | 0 | 0 | 0 |  | 0 | 0 | 0 | 0 | 0 | 0 |  | 0 | 0 | 0 | 0 | 0 | 0 |  | 0 | 0 | 0 | 0 | 0 | 0
[63 empty] | 203707.1704 | 1522917.7111 | 1529525.9431 | 1164660.6717 | 3838085.6443 | 8258897.1406 |  | 221685.2185 | 1498142.3446 | 1401716.3058 | 709395.7041 | 2884094.4516 | 6715034.0247 |  | 202835.3079 | 1253641.8868 | 1770883.5011 | 1131963.7183 | 4512032.1518 | 8871356.5659 |  | 223842.9147 | 1220463.3033 | 1507212.7153 | 886541.8926 | 3356899.0272 | 7194959.853 |  | 185003.737 | 897657.9387 | 2308902.1152 | 2062567.8353 | 5769829.3287 | 11223960.9549 |  | 228011.2571 | 827829.1613 | 1791348.3777 | 1358576.3486 | 3586219.8361 | 7791984.9808
| EHV Network | [66 empty] | 0 | [6 empty] | 0 | [6 empty] | 0 | [6 empty] | 0 | [6 empty] | 0 | [6 empty] | 0
| EHV Switchgear (GM) |  | 590 | 593 | C1 | 350 | 176 | 48 | 15 | 1 | 590 | 349 | 176 | 48 | 15 | 1 | 589 | 0 | 0 | 0 | 0 | 0 | 0 | 341 | 114 | 108 | 13 | 13 | 589 | 6 | 0 | 0 | 0 | -3 | 3 | 324 | 75 | 128 | 48 | 14 | 589 |  |  | C1 | 0.00031753 | 0.0013657 | 0.0039417 | 0.0088231 | 0.016787 | C1 | 85641.3657 | 85641.3657 | 85641.3657 | 85641.3657 | 85641.3657 | C1 | 27.1935 | 116.9588 | 337.5728 | 755.6213 | 1437.6899 | C1 | 9490.5487 | 20584.7568 | 16203.4966 | 11334.3192 | 1437.6899 | 59050.8112 |  | 9517.7423 | 20584.7568 | 16203.4966 | 11334.3192 | 1437.6899 | 59078.0048 |  | 9273.0003 | 13333.3084 | 36457.8673 | 9823.0767 | 18689.9685 | 87577.2212 |  | 9273.0003 | 13333.3084 | 36457.8673 | 9823.0767 | 18689.9685 | 87577.2212 |  | 8810.71 | 8771.9134 | 43209.3243 | 36269.8215 | 20127.6584 | 117189.4275 |  | 8973.8713 | 8771.9134 | 43209.3243 | 36269.8215 | 15814.5887 | 113039.5192
|  |  | 460 | 458 | C2 | 125 | 213 | 61 | 45 | 16 | 460 | 108 | 216 | 63 | 48 | 29 | 464 | 0 | 0 | 0 | 0 | 0 | 0 | 100 | 126 | 131 | 59 | 48 | 464 | 18 | 0 | 0 | -3 | -17 | -2 | 86 | 59 | 198 | 44 | 77 | 464 |  |  | C2 | 0.00031753 | 0.0013657 | 0.0039417 | 0.0088231 | 0.016787 | C2 | 122344.8082 | 122344.8082 | 122344.8082 | 122344.8082 | 122344.8082 | C2 | 38.8479 | 167.0841 | 482.2469 | 1079.459 | 2053.8427 | C2 | 4195.5762 | 36090.158 | 30381.5561 | 51814.0307 | 59561.438 | 182042.7591 |  | 4855.991 | 35588.9058 | 29417.0623 | 48575.6538 | 32861.4831 | 151299.0959 |  | 3884.7928 | 21052.5922 | 63174.3469 | 63688.0794 | 98584.4492 | 250384.2604 |  | 3884.7928 | 21052.5922 | 63174.3469 | 63688.0794 | 98584.4492 | 250384.2604 |  | 3340.9218 | 9857.9598 | 95484.8907 | 47496.1948 | 158145.8872 | 314325.8543 |  | 4040.1845 | 9857.9598 | 95484.8907 | 44257.8179 | 123230.5614 | 276871.4143
|  |  | 347 | 343 | C3 | 65 | 166 | 82 | 30 | 4 | 347 | 65 | 166 | 82 | 30 | 4 | 347 | 6 | -2 | 0 | -3 | -3 | -2 | 65 | 101 | 119 | 47 | 15 | 347 | 15 | -2 | 0 | -7 | -10 | -4 | 64 | 46 | 156 | 58 | 23 | 347 |  |  | C3 | 0.00031753 | 0.0013657 | 0.0039417 | 0.0088231 | 0.016787 | C3 | 183517.2123 | 183517.2123 | 183517.2123 | 183517.2123 | 183517.2123 | C3 | 58.2719 | 250.6261 | 723.3704 | 1619.1885 | 3080.764 | C3 | 3787.673 | 41603.9322 | 59316.3715 | 48575.6538 | 12323.0561 | 165606.6865 |  | 3787.673 | 41603.9322 | 59316.3715 | 48575.6538 | 12323.0561 | 165606.6865 |  | 3787.673 | 25313.2358 | 86081.0757 | 76101.8576 | 46211.4605 | 237495.3026 |  | 4137.3043 | 24811.9836 | 86081.0757 | 71244.2922 | 36969.1684 | 223243.8243 |  | 3729.4011 | 11528.8005 | 112845.7799 | 93912.9307 | 70857.5728 | 292874.4849 |  | 4603.4794 | 11027.5483 | 112845.7799 | 82578.6115 | 40049.9325 | 251105.3515
|  |  | 41 | 41 | C4 | 0 | 5 | 5 | 13 | 18 | 41 | 0 | 5 | 5 | 13 | 18 | 41 | 0 | 0 | 0 | 0 | 0 | 0 | 0 | 1 | 8 | 1 | 31 | 41 | 21 | 0 | 0 | -3 | -18 | 0 | 0 | 0 | 5 | 5 | 31 | 41 |  |  | C4 | 0.00031753 | 0.0013657 | 0.0039417 | 0.0088231 | 0.016787 | C4 | 305862.0204 | 305862.0204 | 305862.0204 | 305862.0204 | 305862.0204 | C4 | 97.1198 | 417.7102 | 1205.6173 | 2698.6474 | 5134.6067 | C4 | 0 | 2088.5508 | 6028.0865 | 35082.4166 | 92422.9211 | 135621.9751 |  | 0 | 2088.5508 | 6028.0865 | 35082.4166 | 92422.9211 | 135621.9751 |  | 0 | 417.7102 | 9644.9385 | 2698.6474 | 159172.8085 | 171934.1046 |  | 0 | 417.7102 | 9644.9385 | 2698.6474 | 159172.8085 | 171934.1046 |  | 0 | 0 | 6028.0865 | 13493.2372 | 159172.8085 | 178694.1322 |  | 2039.5162 | 0 | 6028.0865 | 5397.2949 | 66749.8874 | 80214.7851
|  |  | 1438 | 1435 |  | 540 | 560 | 196 | 103 | 39 |  | 522 | 563 | 198 | 106 | 52 |  | 6 | -2 | 0 | -3 | -3 |  | 506 | 342 | 366 | 120 | 107 |  | 60 | -2 | 0 | -13 | -48 |  | 474 | 180 | 487 | 155 | 145 | [22 empty] | 17473.7979 | 100367.3978 | 111929.5107 | 146806.4204 | 165745.1051 | 542322.232 |  | 18161.4062 | 99866.1456 | 110965.0169 | 143568.0435 | 139045.1502 | 511605.7623 |  | 16945.4661 | 60116.8466 | 195358.2283 | 152311.6611 | 322658.6867 | 747390.8888 |  | 17295.0974 | 59615.5944 | 195358.2283 | 147454.0958 | 313416.3946 | 733139.4105 |  | 15881.0328 | 30158.6737 | 257568.0813 | 191172.1842 | 408303.9269 | 903083.899 |  | 19657.0514 | 29657.4215 | 257568.0813 | 168503.5458 | 245844.9701 | 721231.0701
| EHV Transformer |  | 123 | 123 | C1 | 60 | 38 | 19 | 5 | 1 | 123 | 60 | 38 | 19 | 5 | 1 | 123 | 3 | -1 | 0 | 0 | -2 | 0 | 50 | 44 | 19 | 6 | 4 | 123 | 5 | -1 | 0 | 0 | -4 | 0 | 36 | 47 | 22 | 11 | 7 | 123 |  |  | C1 | 0.0014045 | 0.0060405 | 0.017434 | 0.039025 | 0.074252 | C1 | 89163.2979 | 89163.2979 | 89163.2979 | 89163.2979 | 89163.2979 | C1 | 125.2255 | 538.592 | 1554.513 | 3479.6137 | 6620.5194 | C1 | 7513.5295 | 20466.497 | 29535.7465 | 17398.0683 | 6620.5194 | 81534.3607 |  | 7513.5295 | 20466.497 | 29535.7465 | 17398.0683 | 6620.5194 | 81534.3607 |  | 6261.2745 | 23698.0491 | 29535.7465 | 20877.682 | 26482.0776 | 106854.8298 |  | 6636.951 | 23159.4571 | 29535.7465 | 20877.682 | 13241.0388 | 93450.8754 |  | 4508.1177 | 25313.8252 | 34199.2854 | 38275.7503 | 46343.6359 | 148640.6144 |  | 5134.2451 | 24775.2332 | 34199.2854 | 38275.7503 | 19861.5582 | 122246.0722
|  |  | 484 | 484 | C2 | 100 | 170 | 148 | 62 | 4 | 484 | 90 | 170 | 146 | 65 | 11 | 482 | 6 | 0 | 0 | -2 | -4 | 0 | 73 | 124 | 167 | 86 | 32 | 482 | 23 | 0 | 0 | -3 | -20 | 0 | 62 | 76 | 187 | 74 | 83 | 482 |  |  | C2 | 0.0014045 | 0.0060405 | 0.017434 | 0.039025 | 0.074252 | C2 | 127376.1399 | 127376.1399 | 127376.1399 | 127376.1399 | 127376.1399 | C2 | 178.8936 | 769.4172 | 2220.7328 | 4970.8767 | 9457.8849 | C2 | 16100.4203 | 130800.9205 | 324226.9918 | 323106.9828 | 104036.7336 | 898272.0489 |  | 17889.3559 | 130800.9205 | 328668.4575 | 308194.3528 | 37831.5395 | 823384.6261 |  | 13059.2298 | 95407.7302 | 370862.3811 | 427495.3926 | 302652.3158 | 1209477.0495 |  | 14132.5911 | 95407.7302 | 370862.3811 | 417553.6393 | 264820.7763 | 1162777.1181 |  | 11091.4006 | 58475.7056 | 415277.0375 | 367844.8727 | 785004.4441 | 1637693.4606 |  | 15205.9525 | 58475.7056 | 415277.0375 | 352932.2428 | 595846.7467 | 1437737.6851
|  |  | 41 | 41 | C3 | 2 | 5 | 14 | 17 | 3 | 41 | 2 | 5 | 14 | 17 | 3 | 41 | 8 | 0 | 0 | -4 | -4 | 0 | 2 | 2 | 16 | 14 | 7 | 41 | 11 | 0 | -2 | -4 | -5 | 0 | 2 | 2 | 13 | 3 | 21 | 41 |  |  | C3 | 0.0014045 | 0.0060405 | 0.017434 | 0.039025 | 0.074252 | C3 | 191064.2099 | 191064.2099 | 191064.2099 | 191064.2099 | 191064.2099 | C3 | 268.3403 | 1154.1258 | 3331.0992 | 7456.315 | 14186.8273 | C3 | 536.6807 | 5770.6288 | 46635.3892 | 126757.3548 | 42560.4819 | 222260.5355 |  | 536.6807 | 5770.6288 | 46635.3892 | 126757.3548 | 42560.4819 | 222260.5355 |  | 536.6807 | 2308.2515 | 53297.5877 | 104388.4098 | 99307.7911 | 259838.7209 |  | 2683.4034 | 2308.2515 | 53297.5877 | 74563.1499 | 42560.4819 | 175412.8744 |  | 536.6807 | 2308.2515 | 43304.29 | 22368.945 | 297923.3734 | 366441.5406 |  | 3488.4244 | 2308.2515 | 36642.0915 | -7456.315 | 226989.2369 | 261971.6893
|  |  | 14 | 14 | C4 | 0 | 11 | 1 | 0 | 2 | 14 | 0 | 11 | 1 | 0 | 2 | 14 | 0 | 0 | 0 | 0 | 0 | 0 | 0 | 11 | 1 | 0 | 2 | 14 | 0 | 0 | 0 | 0 | 0 | 0 | 0 | 7 | 5 | 0 | 2 | 14 |  |  | C4 | 0.0014045 | 0.0060405 | 0.017434 | 0.039025 | 0.074252 | C4 | 318440.3498 | 318440.3498 | 318440.3498 | 318440.3498 | 318440.3498 | C4 | 447.2339 | 1923.5429 | 5551.8321 | 12427.1916 | 23644.7122 | C4 | 0 | 21158.9724 | 5551.8321 | 0 | 47289.4243 | 74000.2288 |  | 0 | 21158.9724 | 5551.8321 | 0 | 47289.4243 | 74000.2288 |  | 0 | 21158.9724 | 5551.8321 | 0 | 47289.4243 | 74000.2288 |  | 0 | 21158.9724 | 5551.8321 | 0 | 47289.4243 | 74000.2288 |  | 0 | 13464.8006 | 27759.1603 | 0 | 47289.4243 | 88513.3852 |  | 0 | 13464.8006 | 27759.1603 | 0 | 47289.4243 | 88513.3852
|  |  | 662 | 662 |  | 162 | 224 | 182 | 84 | 10 |  | 152 | 224 | 180 | 87 | 17 |  | 17 | -1 | 0 | -6 | -10 |  | 125 | 181 | 203 | 106 | 45 |  | 39 | -1 | -2 | -7 | -29 |  | 100 | 132 | 227 | 88 | 113 | [22 empty] | 24150.6304 | 178197.0187 | 405949.9596 | 467262.4059 | 200507.1592 | 1276067.1739 |  | 25939.566 | 178197.0187 | 410391.4253 | 452349.7759 | 134301.9651 | 1201179.7511 |  | 19857.185 | 142573.0033 | 459247.5473 | 552761.4844 | 475731.6089 | 1650170.829 |  | 23452.9455 | 142034.4113 | 459247.5473 | 512994.4712 | 367911.7214 | 1505641.0967 |  | 16136.199 | 99562.583 | 520539.7732 | 428489.568 | 1176560.8777 | 2241289.0008 |  | 23828.622 | 99023.991 | 513877.5747 | 383751.678 | 889986.9662 | 1910468.8319
| EHV UG Cable (Gas) |  | 15.2031 | 14.2434 | C1 | 2.5182 | 5.8003 | 3.7571 | 0.40591 | 2.7216 | 15.2031 | 2.5182 | 5.8003 | 4.1241 | 0.63586 | 4.347 | 17.4255 | 0 | 0 | -0.15925 | -0.099773 | -0.70068 | -0.9597 | 2.4609 | 0.67059 | 10.4743 | 0.4421 | 2.829 | 16.8768 | 0 | 0 | -0.15925 | -0.099773 | -0.70068 | -0.9597 | 2.4506 | 0.042148 | 10.2376 | 0.78627 | 2.829 | 16.3456 |  |  | C1 | 0.00038358 | 0.0016498 | 0.0047617 | 0.010659 | 0.02028 | C1 | 88872.4078 | 88872.4078 | 88872.4078 | 88872.4078 | 88872.4078 | C1 | 34.0899 | 146.6201 | 423.1827 | 947.25 | 1802.294 | C1 | 85.8468 | 850.4392 | 1745.24 | 602.3196 | 7834.558 | 11118.4036 |  | 85.8468 | 850.4392 | 1589.9191 | 384.4961 | 4905.1206 | 7815.8218 |  | 83.8905 | 98.3215 | 4432.5312 | 418.7756 | 5098.7179 | 10132.2367 |  | 83.8905 | 98.3215 | 4365.1403 | 324.2661 | 3835.8908 | 8707.5091 |  | 83.541 | 6.1797 | 4332.3584 | 744.7952 | 5098.7179 | 10265.5923 |  | 83.541 | 6.1797 | 4264.9676 | 650.2857 | 3835.8908 | 8840.8647
|  |  | 42.3385 | 39.941 | C2 | 2.8324 | 19.9037 | 12.2783 | 0.73512 | 6.589 | 42.3385 | 2.8324 | 19.9037 | 13.4778 | 1.1516 | 10.5241 | 47.8895 | 0 | 0 | -0.52043 | -0.18069 | -1.6963 | -2.3975 | 2.7678 | 2.3011 | 34.2307 | 0.80066 | 6.849 | 46.9493 | 0 | 0 | -0.52043 | -0.18069 | -1.6963 | -2.3975 | 2.7563 | 0.14463 | 33.4571 | 1.424 | 6.849 | 44.631 |  |  | C2 | 0.00038358 | 0.0016498 | 0.0047617 | 0.010659 | 0.02028 | C2 | 126960.5826 | 126960.5826 | 126960.5826 | 126960.5826 | 126960.5826 | C2 | 48.6999 | 209.4573 | 604.5467 | 1353.2142 | 2574.7057 | C2 | 137.9364 | 4168.979 | 8147.9553 | 1558.3395 | 27096.3448 | 41109.555 |  | 137.9364 | 4168.979 | 7422.8129 | 994.7799 | 16964.6888 | 29689.1971 |  | 134.7931 | 481.9866 | 20694.0397 | 1083.4689 | 17634.2582 | 40028.5465 |  | 134.7931 | 481.9866 | 20379.414 | 838.951 | 13266.6857 | 35101.8303 |  | 134.2316 | 30.2939 | 20226.366 | 1926.9567 | 17634.2582 | 39952.1062 |  | 134.2316 | 30.2939 | 19911.7402 | 1682.4387 | 13266.6857 | 35025.39
|  |  | 41.4638 | 37.6087 | C3 | 8.3452 | 16.0809 | 2.2347 | 4.3467 | 10.4563 | 41.4638 | 8.3452 | 16.0809 | 2.453 | 6.8092 | 16.701 | 50.3893 | 0 | 0 | -0.09472 | -1.0684 | -2.692 | -3.8551 | 8.1551 | 1.8592 | 6.2301 | 4.7343 | 10.869 | 31.8475 | 0 | 0 | -0.09472 | -1.0684 | -2.692 | -3.8551 | 8.1211 | 0.11685 | 6.0893 | 8.4199 | 10.869 | 33.6161 |  |  | C3 | 0.00038358 | 0.0016498 | 0.0047617 | 0.010659 | 0.02028 | C3 | 190440.8739 | 190440.8739 | 190440.8739 | 190440.8739 | 190440.8739 | C3 | 73.0499 | 314.1859 | 906.8201 | 2029.8213 | 3862.0585 | C3 | 609.6195 | 5052.3949 | 2224.4238 | 13821.5142 | 64500.1105 | 86208.0629 |  | 609.6195 | 5052.3949 | 2026.4571 | 8823.0871 | 40382.7274 | 56894.286 |  | 595.7271 | 584.1206 | 5649.5541 | 9609.7043 | 41976.5696 | 58415.6758 |  | 595.7271 | 584.1206 | 5563.6601 | 7440.9803 | 31580.0045 | 45764.4926 |  | 593.2456 | 36.7132 | 5521.8774 | 17090.9228 | 41976.5696 | 65219.3285 |  | 593.2456 | 36.7132 | 5435.9833 | 14922.1987 | 31580.0045 | 52568.1453
|  |  | 15.7938 | 14.0061 | C4 | 3.7705 | 2.521 | 2.9632 | 1.8352 | 4.7038 | 15.7938 | 3.7705 | 2.521 | 3.2527 | 2.8749 | 7.5131 | 19.9322 | 0 | 0 | -0.1256 | -0.4511 | -1.211 | -1.7877 | 3.6846 | 0.29145 | 8.2611 | 1.9989 | 4.8895 | 19.1255 | 0 | 0 | -0.1256 | -0.4511 | -1.211 | -1.7877 | 3.6692 | 0.018319 | 8.0744 | 3.555 | 4.8895 | 20.2065 |  |  | C4 | 0.00038358 | 0.0016498 | 0.0047617 | 0.010659 | 0.02028 | C4 | 317401.4566 | 317401.4566 | 317401.4566 | 317401.4566 | 317401.4566 | C4 | 121.7498 | 523.6432 | 1511.3668 | 3383.0356 | 6436.7642 | C4 | 459.0602 | 1320.0818 | 4916.0194 | 9725.9688 | 48359.908 | 64781.0381 |  | 459.0602 | 1320.0818 | 4478.5091 | 6208.6591 | 30277.5447 | 42743.8548 |  | 448.5988 | 152.6181 | 12485.6232 | 6762.1885 | 31472.5514 | 51321.58 |  | 448.5988 | 152.6181 | 12295.7956 | 5236.0936 | 23677.5736 | 41810.6798 |  | 446.7301 | 9.5924 | 12203.455 | 12026.597 | 31472.5514 | 56158.9259 |  | 446.7301 | 9.5924 | 12013.6275 | 10500.502 | 23677.5736 | 46648.0257
|  |  | 114.7992 | 105.7992 |  | 17.4664 | 44.3059 | 21.2333 | 7.323 | 24.4707 |  | 17.4664 | 44.3059 | 23.3076 | 11.4716 | 39.0851 |  | 0 | 0 | -0.9 | -1.8 | -6.3 |  | 17.0684 | 5.1223 | 59.1962 | 7.9759 | 25.4365 |  | 0 | 0 | -0.9 | -1.8 | -6.3 |  | 16.9973 | 0.32195 | 57.8584 | 14.1851 | 25.4365 | [22 empty] | 1292.4629 | 11391.8949 | 17033.6385 | 25708.142 | 147790.9213 | 203217.0596 |  | 1292.4629 | 11391.8949 | 15517.6982 | 16411.0222 | 92530.0815 | 137143.1598 |  | 1263.0095 | 1317.0468 | 43261.7482 | 17874.1374 | 96182.097 | 159898.039 |  | 1263.0095 | 1317.0468 | 42604.0101 | 13840.2909 | 72360.1546 | 131384.5118 |  | 1257.7483 | 82.7791 | 42284.0568 | 31789.2716 | 96182.097 | 171595.9529 |  | 1257.7483 | 82.7791 | 41626.3186 | 27755.4251 | 72360.1546 | 143082.4257
| EHV UG Cable (Oil) |  | 31.4034 | 26.8623 | C1 | 4.2365 | 19.4404 | 0.44579 | 1.1896 | 6.091 | 31.4034 | 4.2365 | 19.4404 | 0.44579 | 1.3566 | 9.2084 | 34.6877 | 0 | 0 | 0 | 0 | -2.9456 | -2.9456 | 1.5587 | 18.6928 | 3.7538 | 1.2481 | 6.5982 | 31.8516 | 0 | 0 | 0 | 0 | -4.5411 | -4.5411 | 0.18164 | 15.6333 | 10.9219 | 0.043247 | 8.0276 | 34.8077 |  |  | C1 | 0.00041313 | 0.0017769 | 0.0051285 | 0.01148 | 0.021842 | C1 | 121576.5435 | 121576.5435 | 121576.5435 | 121576.5435 | 121576.5435 | C1 | 50.2268 | 216.0245 | 623.5013 | 1395.642 | 2655.4313 | C1 | 212.7874 | 4199.6059 | 277.9519 | 1893.2948 | 24452.3368 | 31035.9767 |  | 212.7874 | 4199.6059 | 277.9519 | 1660.2758 | 16174.2501 | 22524.871 |  | 78.289 | 4038.1002 | 2340.4768 | 1741.8422 | 17521.1664 | 25719.8746 |  | 78.289 | 4038.1002 | 2340.4768 | 1741.8422 | 9699.3939 | 17898.1021 |  | 9.1234 | 3377.1767 | 6809.8491 | 60.3567 | 21316.631 | 31573.1369 |  | 9.1234 | 3377.1767 | 6809.8491 | 60.3567 | 9258.0651 | 19514.5709
|  |  | 163.4809 | 140.026 | C2 | 0 | 124.2851 | 1.2872 | 6.4483 | 31.4603 | 163.4809 | 0 | 124.2851 | 1.2872 | 7.3534 | 47.5619 | 180.4875 | 0 | 0 | 0 | 0 | -15.214 | -15.214 | 0 | 119.5055 | 10.8385 | 6.7651 | 34.0802 | 171.1892 | 0 | 0 | 0 | 0 | -23.4549 | -23.4549 | 0 | 99.9458 | 31.5356 | 0.23442 | 41.4627 | 173.1785 |  |  | C2 | 0.00041313 | 0.0017769 | 0.0051285 | 0.01148 | 0.021842 | C2 | 173680.7765 | 173680.7765 | 173680.7765 | 173680.7765 | 173680.7765 | C2 | 71.7526 | 308.6064 | 890.7161 | 1993.7743 | 3793.4733 | C2 | 0 | 38355.1861 | 1146.4964 | 14660.9294 | 180424.7538 | 234587.3656 |  | 0 | 38355.1861 | 1146.4964 | 12856.5221 | 119343.8121 | 171702.0166 |  | 0 | 36880.1467 | 9654.0029 | 13488.1404 | 129282.2095 | 189304.4996 |  | 0 | 36880.1467 | 9654.0029 | 13488.1404 | 71568.2418 | 131590.5318 |  | 0 | 30843.9038 | 28089.2777 | 467.3786 | 157287.54 | 216688.1001 |  | 0 | 30843.9038 | 28089.2777 | 467.3786 | 68311.8397 | 127712.3999
|  |  | 82.6444 | 76.1691 | C3 | 14.4231 | 58.1907 | 0.48472 | 0.86046 | 8.6854 | 82.6444 | 14.4231 | 58.1907 | 0.48472 | 0.98123 | 13.1306 | 87.2103 | 0 | 0 | 0 | 0 | -4.2002 | -4.2002 | 5.3066 | 55.9529 | 4.0815 | 0.90274 | 9.4086 | 75.6523 | 0 | 0 | 0 | 0 | -6.4753 | -6.4753 | 0.6184 | 46.795 | 11.8756 | 0.031281 | 11.4468 | 70.767 |  |  | C3 | 0.00041313 | 0.0017769 | 0.0051285 | 0.01148 | 0.021842 | C3 | 260521.1647 | 260521.1647 | 260521.1647 | 260521.1647 | 260521.1647 | C3 | 107.6289 | 462.9096 | 1336.0742 | 2990.6615 | 5690.21 | C3 | 1552.3396 | 26937.0519 | 647.6173 | 2934.5198 | 74715.7743 | 106787.303 |  | 1552.3396 | 26937.0519 | 647.6173 | 2573.3511 | 49421.5187 | 81131.8786 |  | 571.1389 | 25901.1238 | 5453.2225 | 2699.7754 | 53537.1128 | 88162.3734 |  | 571.1389 | 25901.1238 | 5453.2225 | 2699.7754 | 29637.1562 | 64262.4168 |  | 66.5572 | 21661.8383 | 15866.691 | 93.5501 | 65134.4125 | 102823.0492 |  | 66.5572 | 21661.8383 | 15866.691 | 93.5501 | 28288.6461 | 65977.2828
|  |  | 26.5183 | 23.9896 | C4 | 3.7024 | 19.0473 | 0.21804 | 0.1589 | 3.3917 | 26.5183 | 3.7024 | 19.0473 | 0.21804 | 0.1812 | 5.1276 | 28.2765 | 0 | 0 | 0 | 0 | -1.6402 | -1.6402 | 1.3622 | 18.3148 | 1.836 | 0.16671 | 3.6742 | 25.3538 | 0 | 0 | 0 | 0 | -2.5287 | -2.5287 | 0.15874 | 15.3172 | 5.342 | 0.0057766 | 4.4701 | 25.2938 |  |  | C4 | 0.00041313 | 0.0017769 | 0.0051285 | 0.01148 | 0.021842 | C4 | 434201.9412 | 434201.9412 | 434201.9412 | 434201.9412 | 434201.9412 | C4 | 179.3815 | 771.5159 | 2226.7904 | 4984.4358 | 9483.6833 | C4 | 664.1336 | 14695.2823 | 485.5304 | 903.1985 | 48628.8592 | 65377.0041 |  | 664.1336 | 14695.2823 | 485.5304 | 792.0365 | 32166.0599 | 48803.0427 |  | 244.349 | 14130.1405 | 4088.3789 | 830.9479 | 34844.6997 | 54138.5159 |  | 244.349 | 14130.1405 | 4088.3789 | 830.9479 | 19289.3818 | 38583.198 |  | 28.475 | 11817.4339 | 11895.5433 | 28.7932 | 42392.8174 | 66163.0628 |  | 28.475 | 11817.4339 | 11895.5433 | 28.7932 | 18411.7022 | 42181.9476
|  |  | 304.047 | 267.047 |  | 22.362 | 220.9636 | 2.4357 | 8.6573 | 49.6284 |  | 22.362 | 220.9636 | 2.4357 | 9.8724 | 75.0285 |  | 0 | 0 | 0 | 0 | -24 |  | 8.2274 | 212.4659 | 20.5098 | 9.0826 | 53.7612 |  | 0 | 0 | 0 | 0 | -37 |  | 0.95878 | 177.6912 | 59.6752 | 0.31472 | 65.4071 | [22 empty] | 2429.2606 | 84187.1262 | 2557.5959 | 20391.9425 | 328221.7241 | 437787.6493 |  | 2429.2606 | 84187.1262 | 2557.5959 | 17882.1855 | 217105.6407 | 324161.809 |  | 893.7769 | 80949.5111 | 21536.0811 | 18760.7059 | 235185.1884 | 357325.2635 |  | 893.7769 | 80949.5111 | 21536.0811 | 18760.7059 | 130194.1736 | 252334.2487 |  | 104.1556 | 67700.3527 | 62661.3611 | 650.0787 | 286131.4009 | 417247.349 |  | 104.1556 | 67700.3527 | 62661.3611 | 650.0787 | 124270.253 | 255386.2012
| EHV UG Cable (Non Pressurised) |  | 104.0906 | 106.5261 | C1 | 63.0248 | 33.4545 | 2.8095 | 1.5781 | 3.2237 | 104.0906 | 57.8658 | 33.4545 | 2.9815 | 1.8725 | 5.4369 | 101.6111 | 3.458 | 0 | -0.12805 | -0.21913 | -1.6174 | 1.4935 | 60.4734 | 36.5877 | 1.4243 | 3.1906 | 5.316 | 106.992 | 4.5024 | 0 | -0.13472 | -0.23054 | -1.7016 | 2.4355 | 58.9052 | 36.6579 | 3.293 | 2.5431 | 8.0779 | 109.477 |  |  | C1 | 0.0047423 | 0.020396 | 0.058869 | 0.13177 | 0.25072 | C1 | 59488.5199 | 59488.5199 | 59488.5199 | 59488.5199 | 59488.5199 | C1 | 282.1118 | 1213.3567 | 3502.0546 | 7838.9805 | 14914.9094 | C1 | 16324.6326 | 40592.2047 | 10441.3813 | 14678.2908 | 81090.5965 | 163127.1059 |  | 17780.0503 | 40592.2047 | 9838.8934 | 12370.4444 | 48081.8869 | 128663.4798 |  | 17060.2705 | 44393.9192 | 4987.8133 | 25010.8994 | 79287.9615 | 170740.8639 |  | 18035.811 | 44393.9192 | 4539.3806 | 23293.166 | 55165.3276 | 145427.6045 |  | 16617.844 | 44479.0946 | 11532.2767 | 19934.9541 | 120480.8473 | 213045.0167 |  | 17888.0108 | 44479.0946 | 11060.4882 | 18127.7554 | 95101.8263 | 186657.1753
|  |  | 132.7849 | 138.4601 | C2 | 95.3921 | 32.2977 | 1.95 | 1.6088 | 1.5362 | 132.7849 | 87.5836 | 32.2977 | 2.0694 | 1.909 | 2.5907 | 126.4505 | 5.2339 | 0 | -0.088878 | -0.2234 | -0.77069 | 4.1509 | 91.5304 | 35.3294 | 0.98857 | 3.2528 | 2.5331 | 133.6343 | 6.8146 | 0 | -0.093507 | -0.23503 | -0.81083 | 5.6752 | 89.1567 | 35.3974 | 2.2857 | 2.5926 | 3.8492 | 133.2816 |  |  | C2 | 0.0047423 | 0.020396 | 0.058869 | 0.13177 | 0.25072 | C2 | 84983.5999 | 84983.5999 | 84983.5999 | 84983.5999 | 84983.5999 | C2 | 403.0169 | 1733.3667 | 5002.9351 | 11198.5436 | 21307.0135 | C2 | 35297.6805 | 55983.795 | 10353.321 | 21377.8097 | 55200.9625 | 178213.5686 |  | 38444.6345 | 55983.795 | 9755.9143 | 18016.6077 | 32730.8782 | 154931.8297 |  | 36888.302 | 61238.8501 | 4945.7471 | 36426.465 | 53973.8512 | 193473.2155 |  | 38997.6492 | 61238.8501 | 4501.0965 | 33924.7175 | 37552.8028 | 176215.1161 |  | 35931.6722 | 61356.5867 | 11435.016 | 29033.7383 | 82015.166 | 219772.1793 |  | 38678.0705 | 61356.5867 | 10967.2065 | 26401.6915 | 64738.8547 | 202142.4099
|  |  | 212.8805 | 222.8082 | C3 | 165.5594 | 38.6935 | 2.4973 | 3.814 | 2.3163 | 212.8805 | 152.0072 | 38.6935 | 2.6502 | 4.5256 | 3.9064 | 201.7829 | 9.0838 | 0 | -0.11382 | -0.52961 | -1.1621 | 7.2783 | 158.8572 | 42.3181 | 1.266 | 7.7113 | 3.8195 | 213.9721 | 11.8272 | 0 | -0.11975 | -0.55719 | -1.2226 | 9.9277 | 154.7375 | 42.3993 | 2.9271 | 6.1463 | 5.8039 | 212.0141 |  |  | C3 | 0.0047423 | 0.020396 | 0.058869 | 0.13177 | 0.25072 | C3 | 127475.3999 | 127475.3999 | 127475.3999 | 127475.3999 | 127475.3999 | C3 | 604.5254 | 2600.05 | 7504.4026 | 16797.8154 | 31960.5202 | C3 | 91892.2354 | 100605.0561 | 19888.3188 | 76019.6539 | 124849.9227 | 413255.1869 |  | 100084.8598 | 100605.0561 | 18740.7243 | 64067.1939 | 74028.5573 | 357526.3915 |  | 96033.1808 | 110029.2002 | 9500.584 | 129532.7867 | 122074.5228 | 467170.2745 |  | 101524.5508 | 110029.2002 | 8646.4278 | 120636.5535 | 84934.4707 | 425771.203 |  | 93542.738 | 110240.343 | 21966.212 | 103244.1945 | 185496.5327 | 514490.0201 |  | 100692.5754 | 110240.343 | 21067.5685 | 93884.6158 | 146422.1029 | 472307.2056
|  |  | 632.5773 | 662.6389 | C4 | 490.7189 | 114.9077 | 13.8062 | 6.8262 | 6.3183 | 632.5773 | 450.5503 | 114.9077 | 14.6516 | 8.0997 | 10.6559 | 598.8652 | 26.9243 | 0 | -0.62925 | -0.94787 | -3.1699 | 22.1773 | 470.8534 | 125.662 | 6.999 | 13.8013 | 10.4191 | 627.7348 | 35.0559 | 0 | -0.66203 | -0.99724 | -3.335 | 30.0616 | 458.6427 | 125.9029 | 16.1824 | 11.0004 | 15.8321 | 627.5605 |  |  | C4 | 0.0047423 | 0.020396 | 0.058869 | 0.13177 | 0.25072 | C4 | 212458.9998 | 212458.9998 | 212458.9998 | 212458.9998 | 212458.9998 | C4 | 1007.5423 | 4333.4166 | 12507.3377 | 27996.359 | 53267.5337 | C4 | 453948.425 | 497942.7988 | 183252.9097 | 226761.1544 | 567615.4109 | 1929520.6988 |  | 494420.0594 | 497942.7988 | 172678.8621 | 191107.8269 | 336562.0825 | 1692711.6298 |  | 474404.7308 | 544545.6271 | 87539.3079 | 386386.9768 | 554997.3832 | 2047874.0259 |  | 501532.1453 | 544545.6271 | 79669.0291 | 359850.1538 | 386144.5282 | 1871741.4834 |  | 462101.9219 | 545589.7378 | 202398.8202 | 307969.999 | 843338.0521 | 2361398.5309 |  | 497422.1797 | 545589.7378 | 194118.631 | 280051.0497 | 665690.7775 | 2182872.3756
|  |  | 1082.3332 | 1130.4332 |  | 814.6953 | 219.3534 | 21.063 | 13.8271 | 13.3945 |  | 748.007 | 219.3534 | 22.3528 | 16.4067 | 22.5899 |  | 44.7 | 0 | -0.96 | -1.92 | -6.72 |  | 781.7144 | 239.8972 | 10.6779 | 27.956 | 22.0878 |  | 58.2 | 0 | -1.01 | -2.02 | -7.07 |  | 761.4421 | 240.3575 | 24.6882 | 22.2823 | 33.5631 | [22 empty] | 597462.9734 | 695123.8547 | 223935.9308 | 338836.9088 | 828756.8926 | 2684116.5602 |  | 650729.604 | 695123.8547 | 211014.3942 | 285562.0729 | 491403.405 | 2333833.3308 |  | 624386.4841 | 760207.5967 | 106973.4524 | 577357.1279 | 810333.7187 | 2879258.3797 |  | 660090.1562 | 760207.5967 | 97355.934 | 537704.5907 | 563797.1294 | 2619155.407 |  | 608194.176 | 761665.762 | 247332.3249 | 460182.8859 | 1231330.5981 | 3308705.7469 |  | 654680.8363 | 761665.762 | 237213.8941 | 418465.1125 | 971953.5614 | 3043979.1664
| EHV OHL Support - Towers |  | 39 | 39 | C1 | 3 | 7 | 2 | 17 | 10 | 39 | 1 | 7 | 2 | 17 | 12 | 39 | 0 | 0 | 0 | 0 | 0 | 0 | 0 | 1 | 8 | 1 | 29 | 39 | 0 | 0 | 0 | 0 | 0 | 0 | 0 | 0 | 1 | 8 | 30 | 39 |  |  | C1 | 0 | 0 | 0 | 0 | 0 | C1 | 19062.3601 | 19062.3601 | 19062.3601 | 19062.3601 | 19062.3601 | C1 | 0 | 0 | 0 | 0 | 0 | C1 | 0 | 0 | 0 | 0 | 0 | 0 |  | 0 | 0 | 0 | 0 | 0 | 0 |  | 0 | 0 | 0 | 0 | 0 | 0 |  | 0 | 0 | 0 | 0 | 0 | 0 |  | 0 | 0 | 0 | 0 | 0 | 0 |  | 0 | 0 | 0 | 0 | 0 | 0
|  |  | 98 | 98 | C2 | 41 | 26 | 2 | 3 | 26 | 98 | 7 | 19 | 13 | 6 | 53 | 98 | 0 | 0 | 0 | 0 | 0 | 0 | 3 | 12 | 19 | 1 | 63 | 98 | 0 | 0 | 0 | 0 | 0 | 0 | 0 | 3 | 12 | 19 | 64 | 98 |  |  | C2 | 0 | 0 | 0 | 0 | 0 | C2 | 27231.943 | 27231.943 | 27231.943 | 27231.943 | 27231.943 | C2 | 0 | 0 | 0 | 0 | 0 | C2 | 0 | 0 | 0 | 0 | 0 | 0 |  | 0 | 0 | 0 | 0 | 0 | 0 |  | 0 | 0 | 0 | 0 | 0 | 0 |  | 0 | 0 | 0 | 0 | 0 | 0 |  | 0 | 0 | 0 | 0 | 0 | 0 |  | 0 | 0 | 0 | 0 | 0 | 0
|  |  | 38 | 38 | C3 | 3 | 8 | 9 | 3 | 15 | 38 | 2 | 5 | 11 | 4 | 16 | 38 | 0 | 0 | 0 | 0 | 0 | 0 | 1 | 4 | 9 | 5 | 19 | 38 | 0 | 0 | 0 | 0 | 0 | 0 | 0 | 1 | 4 | 9 | 24 | 38 |  |  | C3 | 0 | 0 | 0 | 0 | 0 | C3 | 40847.9145 | 40847.9145 | 40847.9145 | 40847.9145 | 40847.9145 | C3 | 0 | 0 | 0 | 0 | 0 | C3 | 0 | 0 | 0 | 0 | 0 | 0 |  | 0 | 0 | 0 | 0 | 0 | 0 |  | 0 | 0 | 0 | 0 | 0 | 0 |  | 0 | 0 | 0 | 0 | 0 | 0 |  | 0 | 0 | 0 | 0 | 0 | 0 |  | 0 | 0 | 0 | 0 | 0 | 0
|  |  | 7 | 7 | C4 | 1 | 2 | 1 | 0 | 3 | 7 | 0 | 2 | 1 | 0 | 4 | 7 | 0 | 0 | 0 | 0 | 0 | 0 | 0 | 0 | 2 | 1 | 4 | 7 | 0 | 0 | 0 | 0 | 0 | 0 | 0 | 0 | 0 | 2 | 5 | 7 |  |  | C4 | 0 | 0 | 0 | 0 | 0 | C4 | 68079.8575 | 68079.8575 | 68079.8575 | 68079.8575 | 68079.8575 | C4 | 0 | 0 | 0 | 0 | 0 | C4 | 0 | 0 | 0 | 0 | 0 | 0 |  | 0 | 0 | 0 | 0 | 0 | 0 |  | 0 | 0 | 0 | 0 | 0 | 0 |  | 0 | 0 | 0 | 0 | 0 | 0 |  | 0 | 0 | 0 | 0 | 0 | 0 |  | 0 | 0 | 0 | 0 | 0 | 0
|  |  | 182 | 182 |  | 48 | 43 | 14 | 23 | 54 |  | 10 | 33 | 27 | 27 | 85 |  | 0 | 0 | 0 | 0 | 0 |  | 4 | 17 | 38 | 8 | 115 |  | 0 | 0 | 0 | 0 | 0 |  | 0 | 4 | 17 | 38 | 123 | [22 empty] | 0 | 0 | 0 | 0 | 0 | 0 |  | 0 | 0 | 0 | 0 | 0 | 0 |  | 0 | 0 | 0 | 0 | 0 | 0 |  | 0 | 0 | 0 | 0 | 0 | 0 |  | 0 | 0 | 0 | 0 | 0 | 0 |  | 0 | 0 | 0 | 0 | 0 | 0
| EHV OHL Support - Poles |  | 14808 | 15224 | C1 | 5791 | 7061 | 1555 | 289 | 112 | 14808 | 4945 | 7107 | 1644 | 684 | 205 | 14585 | 982 | -136 | -217 | -254 | -124 | 251 | 4764 | 6144 | 2642 | 482 | 365 | 14397 | 2179 | -299 | -824 | -440 | -200 | 416 | 4176 | 4410 | 3881 | 652 | 744 | 13863 |  |  | C1 | 6.7503e-06 | 2.9033e-05 | 8.3797e-05 | 0.00018757 | 0.00035688 | C1 | 17996.7544 | 17996.7544 | 17996.7544 | 17996.7544 | 17996.7544 | C1 | 0.12148 | 0.5225 | 1.5081 | 3.3757 | 6.4227 | C1 | 600.7385 | 3713.408 | 2479.263 | 2308.9449 | 1316.6561 | 10419.0106 |  | 703.514 | 3689.373 | 2345.045 | 975.563 | 719.3438 | 8432.8388 |  | 578.7499 | 3210.2405 | 3984.3144 | 1627.0635 | 2344.2902 | 11744.6584 |  | 698.0472 | 3139.1804 | 3657.0638 | 769.6483 | 1547.8738 | 9811.8135 |  | 507.3173 | 2304.2253 | 5852.8101 | 2200.9241 | 4778.4983 | 15643.7751 |  | 772.031 | 2147.9978 | 4610.1624 | 715.6379 | 3493.9558 | 11739.7849
|  |  | 7246 | 6999 | C2 | 2482 | 3229 | 1138 | 289 | 108 | 7246 | 2114 | 3246 | 1197 | 632 | 168 | 7357 | 430 | -54 | -149 | -217 | -80 | -70 | 2055 | 2819 | 1923 | 471 | 295 | 7563 | 952 | -120 | -577 | -376 | -126 | -247 | 1814 | 2039 | 2821 | 632 | 574 | 7880 |  |  | C2 | 6.7503e-06 | 2.9033e-05 | 8.3797e-05 | 0.00018757 | 0.00035688 | C2 | 25709.6492 | 25709.6492 | 25709.6492 | 25709.6492 | 25709.6492 | C2 | 0.17355 | 0.74643 | 2.1544 | 4.8224 | 9.1753 | C2 | 366.8818 | 2422.9075 | 2578.7955 | 3047.7301 | 1541.4511 | 9957.7659 |  | 430.7477 | 2410.2182 | 2451.6869 | 1393.6614 | 990.9328 | 7677.247 |  | 356.6424 | 2104.1824 | 4142.8769 | 2271.3305 | 2706.7147 | 11581.7469 |  | 431.2683 | 2063.8753 | 3821.874 | 1224.8789 | 1972.6904 | 9514.5868 |  | 314.8172 | 1521.9681 | 6077.5121 | 3047.7301 | 5266.6245 | 16228.652 |  | 480.0355 | 1432.3966 | 4834.4336 | 1234.5236 | 4110.5362 | 12091.9255
|  |  | 4656 | 4741 | C3 | 2406 | 1295 | 757 | 164 | 34 | 4656 | 2056 | 1305 | 800 | 412 | 70 | 4643 | 406 | -26 | -108 | -160 | -47 | 65 | 1978 | 1125 | 1287 | 281 | 126 | 4797 | 901 | -58 | -406 | -277 | -75 | 85 | 1732 | 803 | 1892 | 384 | 264 | 5075 |  |  | C3 | 6.7503e-06 | 2.9033e-05 | 8.3797e-05 | 0.00018757 | 0.00035688 | C3 | 38564.4738 | 38564.4738 | 38564.4738 | 38564.4738 | 38564.4738 | C3 | 0.26032 | 1.1196 | 3.2316 | 7.2335 | 13.763 | C3 | 535.2239 | 1461.1341 | 2585.2586 | 2980.2171 | 963.4069 | 8525.2407 |  | 626.3369 | 1449.9377 | 2446.301 | 1186.3 | 467.9405 | 6176.8161 |  | 514.9187 | 1259.5984 | 4159.0348 | 2032.6238 | 1734.1324 | 9700.3082 |  | 620.6098 | 1230.4877 | 3810.0249 | 875.2579 | 1087.2735 | 7623.6538 |  | 450.8793 | 899.0733 | 6114.1366 | 2777.6781 | 3633.4204 | 13875.1877 |  | 685.4302 | 834.134 | 4802.1179 | 773.9884 | 2601.1987 | 9696.8693
|  |  | 2007 | 2072 | C4 | 749 | 966 | 236 | 46 | 10 | 2007 | 642 | 973 | 251 | 46 | 27 | 1939 | 125 | -21 | -35 | 0 | -22 | 47 | 612 | 838 | 403 | 57 | 50 | 1960 | 278 | -46 | -131 | 0 | -36 | 65 | 533 | 598 | 592 | 66 | 110 | 1899 |  |  | C4 | 6.7503e-06 | 2.9033e-05 | 8.3797e-05 | 0.00018757 | 0.00035688 | C4 | 64274.123 | 64274.123 | 64274.123 | 64274.123 | 64274.123 | C4 | 0.43387 | 1.8661 | 5.386 | 12.0559 | 22.9383 | C4 | 278.5455 | 1815.6878 | 1351.8748 | 554.5711 | 619.333 | 4620.0123 |  | 324.9698 | 1802.6253 | 1271.0855 | 554.5711 | 229.3826 | 4182.6343 |  | 265.5294 | 1563.7681 | 2170.5401 | 687.186 | 1146.913 | 5833.9365 |  | 319.7633 | 1524.5806 | 1982.0316 | 687.186 | 642.2713 | 5155.8328 |  | 231.2535 | 1115.9109 | 3188.4856 | 795.689 | 2523.2086 | 7854.5476 |  | 351.8698 | 1030.0716 | 2482.9255 | 795.689 | 1697.4312 | 6357.9871
|  |  | 28717 | 29036 |  | 11428 | 12551 | 3686 | 788 | 264 |  | 9757 | 12631 | 3892 | 1774 | 470 |  | 1943 | -237 | -509 | -631 | -273 |  | 9409 | 10926 | 6255 | 1291 | 836 |  | 4310 | -523 | -1938 | -1093 | -437 |  | 8255 | 7850 | 9186 | 1734 | 1692 | [22 empty] | 1781.3897 | 9413.1374 | 8995.1919 | 8891.4632 | 4440.8471 | 33522.0294 |  | 2085.5684 | 9352.1542 | 8514.1184 | 4110.0955 | 2407.5998 | 26469.5362 |  | 1715.8404 | 8137.7894 | 14456.7662 | 6618.2038 | 7932.0503 | 38860.65 |  | 2069.6887 | 7958.124 | 13270.9943 | 3556.9711 | 5250.1089 | 32105.8869 |  | 1504.2673 | 5841.1776 | 21232.9445 | 8822.0213 | 16201.7517 | 53602.1624 |  | 2289.3665 | 5444.6001 | 16729.6394 | 3519.8389 | 11903.1218 | 39886.5667
| EHV OHL Fittings and Conductors (Tower Lines) |  | 38.2295 | 38.0295 | C1 | 10.8313 | 1.0166 | 0.34893 | 15.1698 | 10.8629 | 38.2295 | 1.861 | 1.4891 | 0.34893 | 18.5485 | 15.982 | 38.2295 | 2 | 0 | 0 | -2 | -0.2 | -0.2 | 10.8313 | 0.33888 | 1.0267 | 0.23262 | 25.8 | 38.2295 | 4 | 0 | -2 | -2 | -0.2 | -0.2 | 10.366 | 0.46525 | 1.0166 | 0.34893 | 26.0327 | 38.2295 |  |  | C1 | 0.00084562 | 0.003637 | 0.010497 | 0.023497 | 0.044707 | C1 | 106930.6974 | 106930.6974 | 106930.6974 | 106930.6974 | 106930.6974 | C1 | 90.4226 | 388.9054 | 1122.4795 | 2512.5521 | 4780.5307 | C1 | 168.2751 | 579.1063 | 391.6722 | 46604.1509 | 76402.4656 | 124145.6701 |  | 979.3915 | 395.3784 | 391.6722 | 38114.8399 | 51930.4309 | 91811.7129 |  | 979.3915 | 131.7928 | 1152.4469 | 584.478 | 123337.9244 | 126186.0336 |  | 1160.2366 | 131.7928 | 1152.4469 | -4440.6262 | 122381.8182 | 120385.6683 |  | 937.3227 | 180.9369 | 1141.1621 | 876.717 | 124449.9869 | 127586.1255 |  | 1299.0129 | 180.9369 | -1103.7968 | -4148.3872 | 123493.8807 | 119721.6465
|  |  | 2.8073 | 2.4073 | C2 | 0.5715 | 0 | 0 | 1.6743 | 0.56145 | 2.8073 | 0.23262 | 0 | 0 | 2.0132 | 0.56145 | 2.8073 | 0.2 | 0 | 0 | 0 | -0.2 | 0 | 0.5715 | 0 | 0 | 0 | 2.2358 | 2.8073 | 0 | 0 | -0.2 | 0 | -0.2 | -0.4 | 0.5715 | 0 | 0 | 0 | 2.2358 | 2.8073 |  |  | C2 | 0.00084562 | 0.003637 | 0.010497 | 0.023497 | 0.044707 | C2 | 152758.1391 | 152758.1391 | 152758.1391 | 152758.1391 | 152758.1391 | C2 | 129.1751 | 555.5791 | 1603.5421 | 3589.3601 | 6829.3296 | C2 | 30.0491 | 0 | 0 | 7226.0324 | 3834.3347 | 11090.4162 |  | 73.8242 | 0 | 0 | 6009.6651 | 3834.3347 | 9917.824 |  | 73.8242 | 0 | 0 | 0 | 15268.6801 | 15342.5043 |  | 99.6592 | 0 | 0 | 0 | 13902.8142 | 14002.4734 |  | 73.8242 | 0 | 0 | 0 | 15268.6801 | 15342.5043 |  | 73.8242 | 0 | -320.7084 | 0 | 13902.8142 | 13655.9299
|  |  | 0.3834 | 0.3834 | C3 | 0.11631 | 0 | 0 | 0.26708 | 0 | 0.3834 | 0 | 0 | 0 | 0.3834 | 0 | 0.3834 | 0 | 0 | 0 | 0 | 0 | 0 | 0.11631 | 0 | 0 | 0 | 0.26708 | 0.3834 | 0 | 0 | 0 | 0 | 0 | 0 | 0.11631 | 0 | 0 | 0 | 0.26708 | 0.3834 |  |  | C3 | 0.00084562 | 0.003637 | 0.010497 | 0.023497 | 0.044707 | C3 | 229137.2086 | 229137.2086 | 229137.2086 | 229137.2086 | 229137.2086 | C3 | 193.7626 | 833.3687 | 2405.3131 | 5384.0402 | 10243.9944 | C3 | 0 | 0 | 0 | 2064.2158 | 0 | 2064.2158 |  | 22.5368 | 0 | 0 | 1437.9894 | 0 | 1460.5262 |  | 22.5368 | 0 | 0 | 0 | 2736.0039 | 2758.5407 |  | 22.5368 | 0 | 0 | 0 | 2736.0039 | 2758.5407 |  | 22.5368 | 0 | 0 | 0 | 2736.0039 | 2758.5407 |  | 22.5368 | 0 | 0 | 0 | 2736.0039 | 2758.5407
|  |  | 0.84577 | 0.44577 | C4 | 0.17806 | 0.22257 | 0 | 0.22257 | 0.22257 | 0.84577 | 0 | 0.40063 | 0 | 0.22257 | 0.22257 | 0.84577 | 0.2 | 0 | 0 | -0.2 | 0 | 0 | 0.17806 | 0 | 0.22257 | 0 | 0.44514 | 0.84577 | 0 | 0 | -0.2 | -0.2 | 0 | -0.4 | 0.17806 | 0 | 0.22257 | 0 | 0.44514 | 0.84577 |  |  | C4 | 0.00084562 | 0.003637 | 0.010497 | 0.023497 | 0.044707 | C4 | 381895.3477 | 381895.3477 | 381895.3477 | 381895.3477 | 381895.3477 | C4 | 322.9377 | 1388.9478 | 4008.8552 | 8973.4004 | 17073.324 | C4 | 0 | 556.448 | 0 | 1997.2074 | 3800.0054 | 6353.6608 |  | 57.5009 | 309.1378 | 0 | 1997.2074 | 3800.0054 | 6163.8515 |  | 57.5009 | 0 | 892.2499 | 0 | 7600.0108 | 8549.7616 |  | 122.0885 | 0 | 892.2499 | -1794.6801 | 7600.0108 | 6819.669 |  | 57.5009 | 0 | 892.2499 | 0 | 7600.0108 | 8549.7616 |  | 57.5009 | 0 | 90.4788 | -1794.6801 | 7600.0108 | 5953.3105
|  |  | 42.2659 | 41.2659 |  | 11.6971 | 1.2392 | 0.34893 | 17.3337 | 11.6469 |  | 2.0936 | 1.8897 | 0.34893 | 21.1677 | 16.766 |  | 2.4 | 0 | 0 | -2.2 | -0.4 |  | 11.6971 | 0.33888 | 1.2493 | 0.23262 | 28.748 |  | 4 | 0 | -2.4 | -2.2 | -0.4 |  | 11.2319 | 0.46525 | 1.2392 | 0.34893 | 28.9806 | [22 empty] | 198.3242 | 1135.5543 | 391.6722 | 57891.6065 | 84036.8057 | 143653.9629 |  | 1133.2534 | 704.5161 | 391.6722 | 47559.7019 | 59564.771 | 109353.9146 |  | 1133.2534 | 131.7928 | 2044.6968 | 584.478 | 148942.6191 | 152836.8401 |  | 1404.5211 | 131.7928 | 2044.6968 | -6235.3063 | 146620.6471 | 143966.3515 |  | 1091.1846 | 180.9369 | 2033.412 | 876.717 | 150054.6817 | 154236.9321 |  | 1452.8748 | 180.9369 | -1334.0264 | -5943.0673 | 147732.7096 | 142089.4276
| [Please insert new asset category as required] |  | 0 | 0 | C1 | 0 | 0 | 0 | 0 | 0 | 0 | 0 | 0 | 0 | 0 | 0 | 0 | 0 | 0 | 0 | 0 | 0 | 0 | 0 | 0 | 0 | 0 | 0 | 0 | 0 | 0 | 0 | 0 | 0 | 0 | 0 | 0 | 0 | 0 | 0 | 0 |  |  | C1 | 0 | 0 | 0 | 0 | 0 | C1 | 0 | 0 | 0 | 0 | 0 | C1 | [5 empty] | C1 | [5 empty] | 0 | [6 empty] | 0 | [6 empty] | 0 | [6 empty] | 0 | [6 empty] | 0 | [6 empty] | 0
|  |  | 0 | 0 | C2 | 0 | 0 | 0 | 0 | 0 | 0 | 0 | 0 | 0 | 0 | 0 | 0 | 0 | 0 | 0 | 0 | 0 | 0 | 0 | 0 | 0 | 0 | 0 | 0 | 0 | 0 | 0 | 0 | 0 | 0 | 0 | 0 | 0 | 0 | 0 | 0 |  |  | C2 | 0 | 0 | 0 | 0 | 0 | C2 | 0 | 0 | 0 | 0 | 0 | C2 | [5 empty] | C2 | [5 empty] | 0 | [6 empty] | 0 | [6 empty] | 0 | [6 empty] | 0 | [6 empty] | 0 | [6 empty] | 0
|  |  | 0 | 0 | C3 | 0 | 0 | 0 | 0 | 0 | 0 | 0 | 0 | 0 | 0 | 0 | 0 | 0 | 0 | 0 | 0 | 0 | 0 | 0 | 0 | 0 | 0 | 0 | 0 | 0 | 0 | 0 | 0 | 0 | 0 | 0 | 0 | 0 | 0 | 0 | 0 |  |  | C3 | 0 | 0 | 0 | 0 | 0 | C3 | 0 | 0 | 0 | 0 | 0 | C3 | [5 empty] | C3 | [5 empty] | 0 | [6 empty] | 0 | [6 empty] | 0 | [6 empty] | 0 | [6 empty] | 0 | [6 empty] | 0
|  |  | 0 | 0 | C4 | 0 | 0 | 0 | 0 | 0 | 0 | 0 | 0 | 0 | 0 | 0 | 0 | 0 | 0 | 0 | 0 | 0 | 0 | 0 | 0 | 0 | 0 | 0 | 0 | 0 | 0 | 0 | 0 | 0 | 0 | 0 | 0 | 0 | 0 | 0 | 0 |  |  | C4 | 0 | 0 | 0 | 0 | 0 | C4 | 0 | 0 | 0 | 0 | 0 | C4 | [5 empty] | C4 | [5 empty] | 0 | [6 empty] | 0 | [6 empty] | 0 | [6 empty] | 0 | [6 empty] | 0 | [6 empty] | 0
|  |  | 0 | 0 |  | 0 | 0 | 0 | 0 | 0 |  | 0 | 0 | 0 | 0 | 0 |  | 0 | 0 | 0 | 0 | 0 |  | 0 | 0 | 0 | 0 | 0 |  | 0 | 0 | 0 | 0 | 0 |  | 0 | 0 | 0 | 0 | 0 | [22 empty] | 0 | 0 | 0 | 0 | 0 | 0 |  | 0 | 0 | 0 | 0 | 0 | 0 |  | 0 | 0 | 0 | 0 | 0 | 0 |  | 0 | 0 | 0 | 0 | 0 | 0 |  | 0 | 0 | 0 | 0 | 0 | 0 |  | 0 | 0 | 0 | 0 | 0 | 0
| [Please insert new asset category as required] |  | 0 | 0 | C1 | 0 | 0 | 0 | 0 | 0 | 0 | 0 | 0 | 0 | 0 | 0 | 0 | 0 | 0 | 0 | 0 | 0 | 0 | 0 | 0 | 0 | 0 | 0 | 0 | 0 | 0 | 0 | 0 | 0 | 0 | 0 | 0 | 0 | 0 | 0 | 0 |  |  | C1 | 0 | 0 | 0 | 0 | 0 | C1 | 0 | 0 | 0 | 0 | 0 | C1 | [5 empty] | C1 | [5 empty] | 0 | [6 empty] | 0 | [6 empty] | 0 | [6 empty] | 0 | [6 empty] | 0 | [6 empty] | 0
|  |  | 0 | 0 | C2 | 0 | 0 | 0 | 0 | 0 | 0 | 0 | 0 | 0 | 0 | 0 | 0 | 0 | 0 | 0 | 0 | 0 | 0 | 0 | 0 | 0 | 0 | 0 | 0 | 0 | 0 | 0 | 0 | 0 | 0 | 0 | 0 | 0 | 0 | 0 | 0 |  |  | C2 | 0 | 0 | 0 | 0 | 0 | C2 | 0 | 0 | 0 | 0 | 0 | C2 | [5 empty] | C2 | [5 empty] | 0 | [6 empty] | 0 | [6 empty] | 0 | [6 empty] | 0 | [6 empty] | 0 | [6 empty] | 0
|  |  | 0 | 0 | C3 | 0 | 0 | 0 | 0 | 0 | 0 | 0 | 0 | 0 | 0 | 0 | 0 | 0 | 0 | 0 | 0 | 0 | 0 | 0 | 0 | 0 | 0 | 0 | 0 | 0 | 0 | 0 | 0 | 0 | 0 | 0 | 0 | 0 | 0 | 0 | 0 |  |  | C3 | 0 | 0 | 0 | 0 | 0 | C3 | 0 | 0 | 0 | 0 | 0 | C3 | [5 empty] | C3 | [5 empty] | 0 | [6 empty] | 0 | [6 empty] | 0 | [6 empty] | 0 | [6 empty] | 0 | [6 empty] | 0
|  |  | 0 | 0 | C4 | 0 | 0 | 0 | 0 | 0 | 0 | 0 | 0 | 0 | 0 | 0 | 0 | 0 | 0 | 0 | 0 | 0 | 0 | 0 | 0 | 0 | 0 | 0 | 0 | 0 | 0 | 0 | 0 | 0 | 0 | 0 | 0 | 0 | 0 | 0 | 0 |  |  | C4 | 0 | 0 | 0 | 0 | 0 | C4 | 0 | 0 | 0 | 0 | 0 | C4 | [5 empty] | C4 | [5 empty] | 0 | [6 empty] | 0 | [6 empty] | 0 | [6 empty] | 0 | [6 empty] | 0 | [6 empty] | 0
|  |  | 0 | 0 |  | 0 | 0 | 0 | 0 | 0 |  | 0 | 0 | 0 | 0 | 0 |  | 0 | 0 | 0 | 0 | 0 |  | 0 | 0 | 0 | 0 | 0 |  | 0 | 0 | 0 | 0 | 0 |  | 0 | 0 | 0 | 0 | 0 | [22 empty] | 0 | 0 | 0 | 0 | 0 | 0 |  | 0 | 0 | 0 | 0 | 0 | 0 |  | 0 | 0 | 0 | 0 | 0 | 0 |  | 0 | 0 | 0 | 0 | 0 | 0 |  | 0 | 0 | 0 | 0 | 0 | 0 |  | 0 | 0 | 0 | 0 | 0 | 0
| [Please insert new asset category as required] |  | 0 | 0 | C1 | 0 | 0 | 0 | 0 | 0 | 0 | 0 | 0 | 0 | 0 | 0 | 0 | 0 | 0 | 0 | 0 | 0 | 0 | 0 | 0 | 0 | 0 | 0 | 0 | 0 | 0 | 0 | 0 | 0 | 0 | 0 | 0 | 0 | 0 | 0 | 0 |  |  | C1 | 0 | 0 | 0 | 0 | 0 | C1 | 0 | 0 | 0 | 0 | 0 | C1 | [5 empty] | C1 | [5 empty] | 0 | [6 empty] | 0 | [6 empty] | 0 | [6 empty] | 0 | [6 empty] | 0 | [6 empty] | 0
|  |  | 0 | 0 | C2 | 0 | 0 | 0 | 0 | 0 | 0 | 0 | 0 | 0 | 0 | 0 | 0 | 0 | 0 | 0 | 0 | 0 | 0 | 0 | 0 | 0 | 0 | 0 | 0 | 0 | 0 | 0 | 0 | 0 | 0 | 0 | 0 | 0 | 0 | 0 | 0 |  |  | C2 | 0 | 0 | 0 | 0 | 0 | C2 | 0 | 0 | 0 | 0 | 0 | C2 | [5 empty] | C2 | [5 empty] | 0 | [6 empty] | 0 | [6 empty] | 0 | [6 empty] | 0 | [6 empty] | 0 | [6 empty] | 0
|  |  | 0 | 0 | C3 | 0 | 0 | 0 | 0 | 0 | 0 | 0 | 0 | 0 | 0 | 0 | 0 | 0 | 0 | 0 | 0 | 0 | 0 | 0 | 0 | 0 | 0 | 0 | 0 | 0 | 0 | 0 | 0 | 0 | 0 | 0 | 0 | 0 | 0 | 0 | 0 |  |  | C3 | 0 | 0 | 0 | 0 | 0 | C3 | 0 | 0 | 0 | 0 | 0 | C3 | [5 empty] | C3 | [5 empty] | 0 | [6 empty] | 0 | [6 empty] | 0 | [6 empty] | 0 | [6 empty] | 0 | [6 empty] | 0
|  |  | 0 | 0 | C4 | 0 | 0 | 0 | 0 | 0 | 0 | 0 | 0 | 0 | 0 | 0 | 0 | 0 | 0 | 0 | 0 | 0 | 0 | 0 | 0 | 0 | 0 | 0 | 0 | 0 | 0 | 0 | 0 | 0 | 0 | 0 | 0 | 0 | 0 | 0 | 0 |  |  | C4 | 0 | 0 | 0 | 0 | 0 | C4 | 0 | 0 | 0 | 0 | 0 | C4 | [5 empty] | C4 | [5 empty] | 0 | [6 empty] | 0 | [6 empty] | 0 | [6 empty] | 0 | [6 empty] | 0 | [6 empty] | 0
|  |  | 0 | 0 |  | 0 | 0 | 0 | 0 | 0 |  | 0 | 0 | 0 | 0 | 0 |  | 0 | 0 | 0 | 0 | 0 |  | 0 | 0 | 0 | 0 | 0 |  | 0 | 0 | 0 | 0 | 0 |  | 0 | 0 | 0 | 0 | 0 | [22 empty] | 0 | 0 | 0 | 0 | 0 | 0 |  | 0 | 0 | 0 | 0 | 0 | 0 |  | 0 | 0 | 0 | 0 | 0 | 0 |  | 0 | 0 | 0 | 0 | 0 | 0 |  | 0 | 0 | 0 | 0 | 0 | 0 |  | 0 | 0 | 0 | 0 | 0 | 0
| [Please insert new asset category as required] |  | 0 | 0 | C1 | 0 | 0 | 0 | 0 | 0 | 0 | 0 | 0 | 0 | 0 | 0 | 0 | 0 | 0 | 0 | 0 | 0 | 0 | 0 | 0 | 0 | 0 | 0 | 0 | 0 | 0 | 0 | 0 | 0 | 0 | 0 | 0 | 0 | 0 | 0 | 0 |  |  | C1 | 0 | 0 | 0 | 0 | 0 | C1 | 0 | 0 | 0 | 0 | 0 | C1 | [5 empty] | C1 | [5 empty] | 0 | [6 empty] | 0 | [6 empty] | 0 | [6 empty] | 0 | [6 empty] | 0 | [6 empty] | 0
|  |  | 0 | 0 | C2 | 0 | 0 | 0 | 0 | 0 | 0 | 0 | 0 | 0 | 0 | 0 | 0 | 0 | 0 | 0 | 0 | 0 | 0 | 0 | 0 | 0 | 0 | 0 | 0 | 0 | 0 | 0 | 0 | 0 | 0 | 0 | 0 | 0 | 0 | 0 | 0 |  |  | C2 | 0 | 0 | 0 | 0 | 0 | C2 | 0 | 0 | 0 | 0 | 0 | C2 | [5 empty] | C2 | [5 empty] | 0 | [6 empty] | 0 | [6 empty] | 0 | [6 empty] | 0 | [6 empty] | 0 | [6 empty] | 0
|  |  | 0 | 0 | C3 | 0 | 0 | 0 | 0 | 0 | 0 | 0 | 0 | 0 | 0 | 0 | 0 | 0 | 0 | 0 | 0 | 0 | 0 | 0 | 0 | 0 | 0 | 0 | 0 | 0 | 0 | 0 | 0 | 0 | 0 | 0 | 0 | 0 | 0 | 0 | 0 |  |  | C3 | 0 | 0 | 0 | 0 | 0 | C3 | 0 | 0 | 0 | 0 | 0 | C3 | [5 empty] | C3 | [5 empty] | 0 | [6 empty] | 0 | [6 empty] | 0 | [6 empty] | 0 | [6 empty] | 0 | [6 empty] | 0
|  |  | 0 | 0 | C4 | 0 | 0 | 0 | 0 | 0 | 0 | 0 | 0 | 0 | 0 | 0 | 0 | 0 | 0 | 0 | 0 | 0 | 0 | 0 | 0 | 0 | 0 | 0 | 0 | 0 | 0 | 0 | 0 | 0 | 0 | 0 | 0 | 0 | 0 | 0 | 0 |  |  | C4 | 0 | 0 | 0 | 0 | 0 | C4 | 0 | 0 | 0 | 0 | 0 | C4 | [5 empty] | C4 | [5 empty] | 0 | [6 empty] | 0 | [6 empty] | 0 | [6 empty] | 0 | [6 empty] | 0 | [6 empty] | 0
|  |  | 0 | 0 |  | 0 | 0 | 0 | 0 | 0 |  | 0 | 0 | 0 | 0 | 0 |  | 0 | 0 | 0 | 0 | 0 |  | 0 | 0 | 0 | 0 | 0 |  | 0 | 0 | 0 | 0 | 0 |  | 0 | 0 | 0 | 0 | 0 | [22 empty] | 0 | 0 | 0 | 0 | 0 | 0 |  | 0 | 0 | 0 | 0 | 0 | 0 |  | 0 | 0 | 0 | 0 | 0 | 0 |  | 0 | 0 | 0 | 0 | 0 | 0 |  | 0 | 0 | 0 | 0 | 0 | 0 |  | 0 | 0 | 0 | 0 | 0 | 0
| [Please insert new asset category as required] |  | 0 | 0 | C1 | 0 | 0 | 0 | 0 | 0 | 0 | 0 | 0 | 0 | 0 | 0 | 0 | 0 | 0 | 0 | 0 | 0 | 0 | 0 | 0 | 0 | 0 | 0 | 0 | 0 | 0 | 0 | 0 | 0 | 0 | 0 | 0 | 0 | 0 | 0 | 0 |  |  | C1 | 0 | 0 | 0 | 0 | 0 | C1 | 0 | 0 | 0 | 0 | 0 | C1 | [5 empty] | C1 | [5 empty] | 0 | [6 empty] | 0 | [6 empty] | 0 | [6 empty] | 0 | [6 empty] | 0 | [6 empty] | 0
|  |  | 0 | 0 | C2 | 0 | 0 | 0 | 0 | 0 | 0 | 0 | 0 | 0 | 0 | 0 | 0 | 0 | 0 | 0 | 0 | 0 | 0 | 0 | 0 | 0 | 0 | 0 | 0 | 0 | 0 | 0 | 0 | 0 | 0 | 0 | 0 | 0 | 0 | 0 | 0 |  |  | C2 | 0 | 0 | 0 | 0 | 0 | C2 | 0 | 0 | 0 | 0 | 0 | C2 | [5 empty] | C2 | [5 empty] | 0 | [6 empty] | 0 | [6 empty] | 0 | [6 empty] | 0 | [6 empty] | 0 | [6 empty] | 0
|  |  | 0 | 0 | C3 | 0 | 0 | 0 | 0 | 0 | 0 | 0 | 0 | 0 | 0 | 0 | 0 | 0 | 0 | 0 | 0 | 0 | 0 | 0 | 0 | 0 | 0 | 0 | 0 | 0 | 0 | 0 | 0 | 0 | 0 | 0 | 0 | 0 | 0 | 0 | 0 |  |  | C3 | 0 | 0 | 0 | 0 | 0 | C3 | 0 | 0 | 0 | 0 | 0 | C3 | [5 empty] | C3 | [5 empty] | 0 | [6 empty] | 0 | [6 empty] | 0 | [6 empty] | 0 | [6 empty] | 0 | [6 empty] | 0
|  |  | 0 | 0 | C4 | 0 | 0 | 0 | 0 | 0 | 0 | 0 | 0 | 0 | 0 | 0 | 0 | 0 | 0 | 0 | 0 | 0 | 0 | 0 | 0 | 0 | 0 | 0 | 0 | 0 | 0 | 0 | 0 | 0 | 0 | 0 | 0 | 0 | 0 | 0 | 0 |  |  | C4 | 0 | 0 | 0 | 0 | 0 | C4 | 0 | 0 | 0 | 0 | 0 | C4 | [5 empty] | C4 | [5 empty] | 0 | [6 empty] | 0 | [6 empty] | 0 | [6 empty] | 0 | [6 empty] | 0 | [6 empty] | 0
|  |  | 0 | 0 |  | 0 | 0 | 0 | 0 | 0 |  | 0 | 0 | 0 | 0 | 0 |  | 0 | 0 | 0 | 0 | 0 |  | 0 | 0 | 0 | 0 | 0 |  | 0 | 0 | 0 | 0 | 0 |  | 0 | 0 | 0 | 0 | 0 | [22 empty] | 0 | 0 | 0 | 0 | 0 | 0 |  | 0 | 0 | 0 | 0 | 0 | 0 |  | 0 | 0 | 0 | 0 | 0 | 0 |  | 0 | 0 | 0 | 0 | 0 | 0 |  | 0 | 0 | 0 | 0 | 0 | 0 |  | 0 | 0 | 0 | 0 | 0 | 0
[63 empty] | 644788.8392 | 1079815.9841 | 770793.4997 | 1065788.8892 | 1759499.4551 | 5320686.6673 |  | 701771.1215 | 1078822.7105 | 759351.9211 | 967442.8974 | 1136358.6133 | 4643747.2637 |  | 666195.0154 | 1053433.5867 | 842878.5204 | 1326267.7985 | 2096965.9692 | 5985740.8901 |  | 706469.1953 | 1052214.0771 | 831417.4919 | 1228075.8192 | 1599550.3295 | 5417726.9131 |  | 644168.7636 | 965192.2651 | 1153651.9537 | 1121982.7267 | 3364765.334 | 7249761.0432 |  | 703270.655 | 963755.8433 | 1128342.8429 | 996702.6117 | 2464051.7367 | 6256123.6896
| 132kV Network | [66 empty] | 0 | [6 empty] | 0 | [6 empty] | 0 | [6 empty] | 0 | [6 empty] | 0 | [6 empty] | 0
| 132kV CBs |  | 77 | 78 | C1 | 61 | 0 | 5 | 2 | 9 | 77 | 61 | 0 | 5 | 2 | 9 | 77 | 0 | 0 | 0 | 0 | 0 | 0 | 59 | 2 | 4 | 2 | 10 | 77 | 12 | 0 | 0 | -1 | -10 | 1 | 55 | 6 | 3 | 2 | 11 | 77 |  |  | C1 | 0 | 0 | 0 | 0 | 0 | C1 | 197041.3259 | 197041.3259 | 197041.3259 | 197041.3259 | 197041.3259 | C1 | 0 | 0 | 0 | 0 | 0 | C1 | 0 | 0 | 0 | 0 | 0 | 0 |  | 0 | 0 | 0 | 0 | 0 | 0 |  | 0 | 0 | 0 | 0 | 0 | 0 |  | 0 | 0 | 0 | 0 | 0 | 0 |  | 0 | 0 | 0 | 0 | 0 | 0 |  | 0 | 0 | 0 | 0 | 0 | 0
|  |  | 51 | 51 | C2 | 34 | 15 | 0 | 2 | 0 | 51 | 32 | 17 | 0 | 2 | 0 | 51 | 0 | 0 | 0 | 0 | 0 | 0 | 32 | 13 | 4 | 2 | 0 | 51 | 2 | 0 | 0 | -1 | -1 | 0 | 32 | 1 | 12 | 4 | 2 | 51 |  |  | C2 | 0 | 0 | 0 | 0 | 0 | C2 | 281487.6085 | 281487.6085 | 281487.6085 | 281487.6085 | 281487.6085 | C2 | 0 | 0 | 0 | 0 | 0 | C2 | 0 | 0 | 0 | 0 | 0 | 0 |  | 0 | 0 | 0 | 0 | 0 | 0 |  | 0 | 0 | 0 | 0 | 0 | 0 |  | 0 | 0 | 0 | 0 | 0 | 0 |  | 0 | 0 | 0 | 0 | 0 | 0 |  | 0 | 0 | 0 | 0 | 0 | 0
|  |  | 45 | 45 | C3 | 21 | 2 | 22 | 0 | 0 | 45 | 21 | 2 | 22 | 0 | 0 | 45 | 0 | 0 | 0 | 0 | 0 | 0 | 20 | 3 | 14 | 8 | 0 | 45 | 0 | 0 | 0 | 0 | 0 | 0 | 12 | 9 | 8 | 16 | 0 | 45 |  |  | C3 | 0 | 0 | 0 | 0 | 0 | C3 | 422231.4127 | 422231.4127 | 422231.4127 | 422231.4127 | 422231.4127 | C3 | 0 | 0 | 0 | 0 | 0 | C3 | 0 | 0 | 0 | 0 | 0 | 0 |  | 0 | 0 | 0 | 0 | 0 | 0 |  | 0 | 0 | 0 | 0 | 0 | 0 |  | 0 | 0 | 0 | 0 | 0 | 0 |  | 0 | 0 | 0 | 0 | 0 | 0 |  | 0 | 0 | 0 | 0 | 0 | 0
|  |  | 3 | 3 | C4 | 3 | 0 | 0 | 0 | 0 | 3 | 3 | 0 | 0 | 0 | 0 | 3 | 0 | 0 | 0 | 0 | 0 | 0 | 3 | 0 | 0 | 0 | 0 | 3 | 0 | 0 | 0 | 0 | 0 | 0 | 1 | 2 | 0 | 0 | 0 | 3 |  |  | C4 | 0 | 0 | 0 | 0 | 0 | C4 | 703719.0211 | 703719.0211 | 703719.0211 | 703719.0211 | 703719.0211 | C4 | 0 | 0 | 0 | 0 | 0 | C4 | 0 | 0 | 0 | 0 | 0 | 0 |  | 0 | 0 | 0 | 0 | 0 | 0 |  | 0 | 0 | 0 | 0 | 0 | 0 |  | 0 | 0 | 0 | 0 | 0 | 0 |  | 0 | 0 | 0 | 0 | 0 | 0 |  | 0 | 0 | 0 | 0 | 0 | 0
|  |  | 176 | 177 |  | 119 | 17 | 27 | 4 | 9 |  | 117 | 19 | 27 | 4 | 9 |  | 0 | 0 | 0 | 0 | 0 |  | 114 | 18 | 22 | 12 | 10 |  | 14 | 0 | 0 | -2 | -11 |  | 100 | 18 | 23 | 22 | 13 | [22 empty] | 0 | 0 | 0 | 0 | 0 | 0 |  | 0 | 0 | 0 | 0 | 0 | 0 |  | 0 | 0 | 0 | 0 | 0 | 0 |  | 0 | 0 | 0 | 0 | 0 | 0 |  | 0 | 0 | 0 | 0 | 0 | 0 |  | 0 | 0 | 0 | 0 | 0 | 0
| 132kV Transformer |  | 64 | 64 | C1 | 17 | 20 | 18 | 9 | 0 | 64 | 16 | 21 | 18 | 9 | 0 | 64 | 0 | 0 | 0 | 0 | 0 | 0 | 16 | 16 | 23 | 8 | 1 | 64 | 0 | 0 | 0 | 0 | 0 | 0 | 16 | 12 | 23 | 4 | 9 | 64 |  |  | C1 | 0.0019239 | 0.0082747 | 0.023883 | 0.053459 | 0.10171 | C1 | 140160.9164 | 140160.9164 | 140160.9164 | 140160.9164 | 140160.9164 | C1 | 269.6569 | 1159.7883 | 3347.4427 | 7492.8981 | 14256.4324 | C1 | 4314.5104 | 24355.5539 | 60253.9681 | 67436.0825 | 0 | 156360.1149 |  | 4584.1673 | 23195.7656 | 60253.9681 | 67436.0825 | 0 | 155469.9835 |  | 4314.5104 | 18556.6125 | 76991.1814 | 59943.1845 | 14256.4324 | 174061.9212 |  | 4314.5104 | 18556.6125 | 76991.1814 | 59943.1845 | 14256.4324 | 174061.9212 |  | 4314.5104 | 13917.4594 | 76991.1814 | 29971.5922 | 128307.8918 | 253502.6353 |  | 4314.5104 | 13917.4594 | 76991.1814 | 29971.5922 | 128307.8918 | 253502.6353
|  |  | 62 | 62 | C2 | 19 | 18 | 14 | 7 | 4 | 62 | 19 | 17 | 15 | 7 | 4 | 62 | 3 | 0 | 0 | 0 | -3 | 0 | 14 | 19 | 14 | 9 | 6 | 62 | 7 | 0 | 0 | -1 | -6 | 0 | 14 | 11 | 17 | 8 | 12 | 62 |  |  | C2 | 0.0019239 | 0.0082747 | 0.023883 | 0.053459 | 0.10171 | C2 | 200229.8805 | 200229.8805 | 200229.8805 | 200229.8805 | 200229.8805 | C2 | 385.2241 | 1656.8404 | 4782.061 | 10704.1401 | 20366.332 | C2 | 7319.2588 | 28166.2868 | 71730.9144 | 74928.9806 | 81465.3281 | 263610.7687 |  | 7319.2588 | 29823.1272 | 66948.8534 | 74928.9806 | 81465.3281 | 260485.5481 |  | 5393.138 | 31479.9676 | 66948.8534 | 96337.2608 | 122197.9922 | 322357.212 |  | 6548.8105 | 31479.9676 | 66948.8534 | 96337.2608 | 61098.9961 | 262413.8884 |  | 5393.138 | 18225.2444 | 81295.0363 | 85633.1207 | 244395.9844 | 434942.5238 |  | 8089.707 | 18225.2444 | 81295.0363 | 74928.9806 | 122197.9922 | 304736.9605
|  |  | 5 | 5 | C3 | 0 | 3 | 2 | 0 | 0 | 5 | 0 | 3 | 2 | 0 | 0 | 5 | 0 | 0 | 0 | 0 | 0 | 0 | 0 | 3 | 2 | 0 | 0 | 5 | 0 | 0 | 0 | 0 | 0 | 0 | 0 | 0 | 5 | 0 | 0 | 5 |  |  | C3 | 0.0019239 | 0.0082747 | 0.023883 | 0.053459 | 0.10171 | C3 | 300344.8208 | 300344.8208 | 300344.8208 | 300344.8208 | 300344.8208 | C3 | 577.8362 | 2485.2606 | 7173.0914 | 16056.2101 | 30549.4981 | C3 | 0 | 7455.7818 | 14346.1829 | 0 | 0 | 21801.9647 |  | 0 | 7455.7818 | 14346.1829 | 0 | 0 | 21801.9647 |  | 0 | 7455.7818 | 14346.1829 | 0 | 0 | 21801.9647 |  | 0 | 7455.7818 | 14346.1829 | 0 | 0 | 21801.9647 |  | 0 | 0 | 35865.4572 | 0 | 0 | 35865.4572 |  | 0 | 0 | 35865.4572 | 0 | 0 | 35865.4572
|  |  | 3 | 3 | C4 | 1 | 0 | 2 | 0 | 0 | 3 | 0 | 0 | 1 | 2 | 0 | 3 | 0 | 0 | 0 | 0 | 0 | 0 | 0 | 0 | 0 | 3 | 0 | 3 | 1 | 0 | 0 | -1 | 0 | 0 | 0 | 0 | 0 | 1 | 2 | 3 |  |  | C4 | 0.0019239 | 0.0082747 | 0.023883 | 0.053459 | 0.10171 | C4 | 500574.7013 | 500574.7013 | 500574.7013 | 500574.7013 | 500574.7013 | C4 | 963.0604 | 4142.101 | 11955.1524 | 26760.3502 | 50915.8301 | C4 | 0 | 0 | 11955.1524 | 53520.7004 | 0 | 65475.8528 |  | 963.0604 | 0 | 23910.3048 | 0 | 0 | 24873.3652 |  | 0 | 0 | 0 | 80281.0506 | 0 | 80281.0506 |  | 0 | 0 | 0 | 80281.0506 | 0 | 80281.0506 |  | 0 | 0 | 0 | 26760.3502 | 101831.6602 | 128592.0104 |  | 963.0604 | 0 | 0 | 0 | 101831.6602 | 102794.7205
|  |  | 134 | 134 |  | 37 | 41 | 36 | 16 | 4 |  | 35 | 41 | 36 | 18 | 4 |  | 3 | 0 | 0 | 0 | -3 |  | 30 | 38 | 39 | 20 | 7 |  | 8 | 0 | 0 | -2 | -6 |  | 30 | 23 | 45 | 13 | 23 | [22 empty] | 11633.7692 | 59977.6225 | 158286.2177 | 195885.7635 | 81465.3281 | 507248.7011 |  | 12866.4864 | 60474.6746 | 165459.3092 | 142365.0631 | 81465.3281 | 462630.8615 |  | 9707.6485 | 57492.3619 | 158286.2177 | 236561.4959 | 136454.4246 | 598502.1486 |  | 10863.3209 | 57492.3619 | 158286.2177 | 236561.4959 | 75355.4285 | 538558.8249 |  | 9707.6485 | 32142.7038 | 194151.6749 | 142365.0631 | 474535.5364 | 852902.6267 |  | 13367.2778 | 32142.7038 | 194151.6749 | 104900.5728 | 352337.5442 | 696899.7736
| 132kV UG Cable (Gas) |  | 0.61647 | 0.61647 | C1 | 0.029688 | 0.062585 | 0.5242 | 0 | 0 | 0.61647 | 0.029688 | 0.062585 | 0.5242 | 0 | 0 | 0.61647 | 0 | 0 | 0 | 0 | 0 | 0 | 0.029688 | 0.036599 | 0.91054 | 0 | 0 | 0.97683 | 0 | 0 | 0 | 0 | 0 | 0 | 0.029688 | 0.036599 | 0.81702 | 0 | 0 | 0.88331 |  |  | C1 | 0 | 0 | 0 | 0 | 0 | C1 | 170173.9797 | 170173.9797 | 170173.9797 | 170173.9797 | 170173.9797 | C1 | 0 | 0 | 0 | 0 | 0 | C1 | 0 | 0 | 0 | 0 | 0 | 0 |  | 0 | 0 | 0 | 0 | 0 | 0 |  | 0 | 0 | 0 | 0 | 0 | 0 |  | 0 | 0 | 0 | 0 | 0 | 0 |  | 0 | 0 | 0 | 0 | 0 | 0 |  | 0 | 0 | 0 | 0 | 0 | 0
|  |  | 1.0495 | 1.0495 | C2 | 0 | 0.55324 | 0.44864 | 0.0225 | 0.025095 | 1.0495 | 0 | 0.55324 | 0.44864 | 0.0225 | 0.027501 | 1.0519 | 0 | 0 | 0 | 0 | 0 | 0 | 0 | 0.32354 | 0.77929 | 0.0225 | 0.025095 | 1.1504 | 0 | 0 | 0 | 0 | 0 | 0 | 0 | 0.32354 | 0.69925 | 0.19605 | 0.025095 | 1.2439 |  |  | C2 | 0 | 0 | 0 | 0 | 0 | C2 | 243105.6853 | 243105.6853 | 243105.6853 | 243105.6853 | 243105.6853 | C2 | 0 | 0 | 0 | 0 | 0 | C2 | 0 | 0 | 0 | 0 | 0 | 0 |  | 0 | 0 | 0 | 0 | 0 | 0 |  | 0 | 0 | 0 | 0 | 0 | 0 |  | 0 | 0 | 0 | 0 | 0 | 0 |  | 0 | 0 | 0 | 0 | 0 | 0 |  | 0 | 0 | 0 | 0 | 0 | 0
|  |  | 0.78907 | 0.78907 | C3 | 0 | 0.78907 | 0 | 0 | 0 | 0.78907 | 0 | 0.78907 | 0 | 0 | 0 | 0.78907 | 0 | 0 | 0 | 0 | 0 | 0 | 0 | 0.46145 | 0 | 0 | 0 | 0.46145 | 0 | 0 | 0 | 0 | 0 | 0 | 0 | 0.46145 | 0 | 0 | 0 | 0.46145 |  |  | C3 | 0 | 0 | 0 | 0 | 0 | C3 | 364658.528 | 364658.528 | 364658.528 | 364658.528 | 364658.528 | C3 | 0 | 0 | 0 | 0 | 0 | C3 | 0 | 0 | 0 | 0 | 0 | 0 |  | 0 | 0 | 0 | 0 | 0 | 0 |  | 0 | 0 | 0 | 0 | 0 | 0 |  | 0 | 0 | 0 | 0 | 0 | 0 |  | 0 | 0 | 0 | 0 | 0 | 0 |  | 0 | 0 | 0 | 0 | 0 | 0
|  |  | 0.32193 | 0.32193 | C4 | 0 | 0.32193 | 0 | 0 | 0 | 0.32193 | 0 | 0.32193 | 0 | 0 | 0 | 0.32193 | 0 | 0 | 0 | 0 | 0 | 0 | 0 | 0.18826 | 0 | 0 | 0 | 0.18826 | 0 | 0 | 0 | 0 | 0 | 0 | 0 | 0.18826 | 0 | 0 | 0 | 0.18826 |  |  | C4 | 0 | 0 | 0 | 0 | 0 | C4 | 607764.2133 | 607764.2133 | 607764.2133 | 607764.2133 | 607764.2133 | C4 | 0 | 0 | 0 | 0 | 0 | C4 | 0 | 0 | 0 | 0 | 0 | 0 |  | 0 | 0 | 0 | 0 | 0 | 0 |  | 0 | 0 | 0 | 0 | 0 | 0 |  | 0 | 0 | 0 | 0 | 0 | 0 |  | 0 | 0 | 0 | 0 | 0 | 0 |  | 0 | 0 | 0 | 0 | 0 | 0
|  |  | 2.777 | 2.777 |  | 0.029688 | 1.7268 | 0.97284 | 0.0225 | 0.025095 |  | 0.029688 | 1.7268 | 0.97284 | 0.0225 | 0.027501 |  | 0 | 0 | 0 | 0 | 0 |  | 0.029688 | 1.0098 | 1.6898 | 0.0225 | 0.025095 |  | 0 | 0 | 0 | 0 | 0 |  | 0.029688 | 1.0098 | 1.5163 | 0.19605 | 0.025095 | [22 empty] | 0 | 0 | 0 | 0 | 0 | 0 |  | 0 | 0 | 0 | 0 | 0 | 0 |  | 0 | 0 | 0 | 0 | 0 | 0 |  | 0 | 0 | 0 | 0 | 0 | 0 |  | 0 | 0 | 0 | 0 | 0 | 0 |  | 0 | 0 | 0 | 0 | 0 | 0
| 132kV UG Cable (Oil) |  | 31.835 | 21.9255 | C1 | 3.5961 | 1.1914 | 0.49059 | 26.2065 | 0.35034 | 31.835 | 3.5961 | 1.1914 | 0.49059 | 32.7489 | 0.68246 | 38.7095 | 0 | 0 | 0 | -9.1549 | -0.25889 | -9.4138 | 2.7212 | 1.4652 | 0.4801 | 26.8978 | 0.35481 | 31.9191 | 0 | 0 | 0 | -9.6158 | -0.29371 | -9.9095 | 1.7391 | 0.29854 | 1.5691 | 10.7942 | 1.1659 | 15.5669 |  |  | C1 | 0.000243 | 0.0010452 | 0.0030166 | 0.0067523 | 0.012847 | C1 | 221905.6347 | 221905.6347 | 221905.6347 | 221905.6347 | 221905.6347 | C1 | 53.924 | 231.926 | 669.3972 | 1498.3751 | 2850.8973 | C1 | 193.9171 | 276.318 | 328.4011 | 49070.1411 | 1945.627 | 51814.4042 |  | 193.9171 | 276.318 | 328.4011 | 39267.223 | 998.7909 | 41064.6501 |  | 146.7403 | 339.8146 | 321.3745 | 40302.9606 | 1011.5383 | 42122.4283 |  | 146.7403 | 339.8146 | 321.3745 | 26585.5115 | 273.4652 | 27666.9061 |  | 93.7772 | 69.2391 | 1050.3837 | 16173.8293 | 3323.8829 | 20711.1123 |  | 93.7772 | 69.2391 | 1050.3837 | 1765.7869 | 2486.5383 | 5465.7253
|  |  | 25.6369 | 14.9381 | C2 | 0.20512 | 1.2017 | 0.86182 | 18.862 | 4.5063 | 25.6369 | 0.20512 | 1.2017 | 0.86182 | 23.5708 | 8.7782 | 34.6176 | 0 | 0 | 0 | -6.5892 | -3.33 | -9.9192 | 0.15522 | 1.4778 | 0.84338 | 19.3595 | 4.5638 | 26.3997 | 0 | 0 | 0 | -6.9209 | -3.7779 | -10.6988 | 0.099194 | 0.30111 | 2.7565 | 7.7691 | 14.9965 | 25.9225 |  |  | C2 | 0.000243 | 0.0010452 | 0.0030166 | 0.0067523 | 0.012847 | C2 | 317008.0495 | 317008.0495 | 317008.0495 | 317008.0495 | 317008.0495 | C2 | 77.0343 | 331.3229 | 956.2816 | 2140.5358 | 4072.7104 | C2 | 15.8012 | 398.1385 | 824.1433 | 50454.2242 | 35751.0362 | 87443.3434 |  | 15.8012 | 398.1385 | 824.1433 | 40374.8029 | 18352.8544 | 59965.7403 |  | 11.957 | 489.629 | 806.5097 | 41439.7548 | 18587.0896 | 61334.94 |  | 11.957 | 489.629 | 806.5097 | 27335.3883 | 5024.943 | 33668.4269 |  | 7.6414 | 99.7646 | 2636.0045 | 16630.0319 | 61076.5883 | 80450.0306 |  | 7.6414 | 99.7646 | 2636.0045 | 1815.593 | 45690.3211 | 50249.3247
|  |  | 39.5599 | 23.6539 | C3 | 6.143 | 1.7044 | 2.2461 | 18.6609 | 10.8055 | 39.5599 | 6.143 | 1.7044 | 2.2461 | 23.3195 | 21.0489 | 54.462 | 0 | 0 | 0 | -6.5189 | -7.9849 | -14.5038 | 4.6485 | 2.0961 | 2.2083 | 19.1531 | 10.9434 | 39.0494 | 0 | 0 | 0 | -6.8471 | -9.0589 | -15.906 | 2.9707 | 0.42709 | 6.1298 | 7.6863 | 35.9597 | 53.1736 |  |  | C3 | 0.000243 | 0.0010452 | 0.0030166 | 0.0067523 | 0.012847 | C3 | 475512.0743 | 475512.0743 | 475512.0743 | 475512.0743 | 475512.0743 | C3 | 115.5515 | 496.9843 | 1434.4225 | 3210.8037 | 6109.0657 | C3 | 709.8319 | 847.0734 | 3221.9071 | 74874.3017 | 128589.2216 | 208242.3357 |  | 709.8319 | 847.0734 | 3221.9071 | 59916.3939 | 66011.4926 | 130706.6989 |  | 537.1414 | 1041.727 | 3167.6897 | 61496.7874 | 66853.9889 | 133097.3344 |  | 537.1414 | 1041.727 | 3167.6897 | 40565.8424 | 18073.7002 | 63386.1007 |  | 343.2707 | 212.2577 | 8792.7693 | 24679.0441 | 219680.0924 | 253707.4342 |  | 343.2707 | 212.2577 | 8792.7693 | 2694.3485 | 164338.8121 | 176381.4583
|  |  | 16.8124 | 10.4267 | C4 | 3.2044 | 0.74556 | 0.15553 | 9.0515 | 3.6554 | 16.8124 | 3.2044 | 0.74556 | 0.15553 | 11.3112 | 7.1206 | 22.5374 | 0 | 0 | 0 | -3.162 | -2.7012 | -5.8632 | 2.4248 | 0.91688 | 0.14194 | 9.2903 | 3.702 | 16.476 | 0 | 0 | 0 | -3.3212 | -3.0645 | -6.3857 | 1.5496 | 0.18682 | 1.5519 | 3.7283 | 12.1648 | 19.1813 |  |  | C4 | 0.000243 | 0.0010452 | 0.0030166 | 0.0067523 | 0.012847 | C4 | 792520.1238 | 792520.1238 | 792520.1238 | 792520.1238 | 792520.1238 | C4 | 192.5858 | 828.3071 | 2390.7041 | 5351.3395 | 10181.7761 | C4 | 617.1266 | 617.5497 | 371.8324 | 60530.2363 | 72500.4593 | 134637.2042 |  | 617.1266 | 617.5497 | 371.8324 | 48437.8939 | 37218.2324 | 87262.635 |  | 466.9898 | 759.4598 | 339.3441 | 49715.5231 | 37693.2439 | 88974.5607 |  | 466.9898 | 759.4598 | 339.3441 | 32794.4297 | 10190.213 | 44550.4365 |  | 298.439 | 154.7442 | 3710.0163 | 19951.1493 | 123858.8071 | 147973.1558 |  | 298.439 | 154.7442 | 3710.0163 | 2178.1779 | 92656.5944 | 98997.9718
|  |  | 113.8443 | 70.9443 |  | 13.1487 | 4.8431 | 3.7541 | 72.781 | 19.3175 |  | 13.1487 | 4.8431 | 3.7541 | 90.9505 | 37.6302 |  | 0 | 0 | 0 | -25.425 | -14.275 |  | 9.9498 | 5.956 | 3.6738 | 74.7007 | 19.5641 |  | 0 | 0 | 0 | -26.705 | -16.195 |  | 6.3586 | 1.2136 | 12.0073 | 29.9778 | 64.2869 | [22 empty] | 1536.6768 | 2139.0796 | 4746.2838 | 234928.9033 | 238786.3441 | 482137.2876 |  | 1536.6768 | 2139.0796 | 4746.2838 | 187996.3137 | 122581.3703 | 318999.7243 |  | 1162.8285 | 2630.6303 | 4634.918 | 192955.0259 | 124145.8607 | 325529.2634 |  | 1162.8285 | 2630.6303 | 4634.918 | 127281.1719 | 33562.3214 | 169271.8701 |  | 743.1283 | 536.0056 | 16189.1739 | 77434.0545 | 407939.3707 | 502841.733 |  | 743.1283 | 536.0056 | 16189.1739 | 8453.9063 | 305172.266 | 331094.4801
| 132kV UG Cable (Non Pressurised) |  | 18.5102 | 27.5974 | C1 | 17.9762 | 0.52659 | 0 | 0 | 0.0073733 | 18.5102 | 9.9624 | 0.52659 | 0 | 0 | 0.0082235 | 10.4972 | 8.4094 | 0 | 0 | 0 | 0 | 8.4094 | 17.9762 | 0.52598 | 0 | 0 | 0.0073733 | 18.5096 | 9.0872 | 0 | 0 | 0 | 0 | 9.0872 | 17.9762 | 0.52598 | 0 | 0 | 0.0073733 | 18.5096 |  |  | C1 | 0.015802 | 0.067964 | 0.19616 | 0.43909 | 0.79703 | C1 | 111615.0056 | 111615.0056 | 111615.0056 | 111615.0056 | 111615.0056 | C1 | 1763.7389 | 7585.8012 | 21894.5433 | 49008.6306 | 88960.9246 | C1 | 17570.9975 | 3994.5761 | 0 | 0 | 731.5708 | 22297.1444 |  | 31705.3875 | 3994.5761 | 0 | 0 | 655.9315 | 36355.8951 |  | 31705.3875 | 3990.0004 | 0 | 0 | 655.9315 | 36351.3194 |  | 46537.2877 | 3990.0004 | 0 | 0 | 655.9315 | 51183.2197 |  | 31705.3875 | 3990.0004 | 0 | 0 | 655.9315 | 36351.3194 |  | 47732.8061 | 3990.0004 | 0 | 0 | 655.9315 | 52378.7381
|  |  | 30.945 | 46.0098 | C2 | 29.8012 | 1.0915 | 0.03025 | 0.0123 | 0.0098361 | 30.945 | 16.5157 | 1.0915 | 0.03025 | 0.0123 | 0.01097 | 17.6607 | 13.9411 | 0 | 0 | 0 | 0 | 13.9411 | 29.8012 | 1.0902 | 0.036233 | 0.0123 | 0.0098361 | 30.9497 | 15.0648 | 0 | 0 | 0 | 0 | 15.0648 | 29.8012 | 1.0902 | 0.036233 | 0.0123 | 0.0098361 | 30.9497 |  |  | C2 | 0.015802 | 0.067964 | 0.19616 | 0.43909 | 0.79703 | C2 | 159450.008 | 159450.008 | 159450.008 | 159450.008 | 159450.008 | C2 | 2519.6269 | 10836.8589 | 31277.919 | 70012.3294 | 127087.0352 | C2 | 41613.3761 | 11827.9001 | 946.1571 | 861.1517 | 1394.1858 | 56642.7707 |  | 75087.8381 | 11827.9001 | 946.1571 | 861.1517 | 1250.0367 | 89973.0837 |  | 75087.8381 | 11814.3514 | 1133.2993 | 861.1517 | 1250.0367 | 90146.6772 |  | 110214.213 | 11814.3514 | 1133.2993 | 861.1517 | 1250.0367 | 125273.0521 |  | 75087.8381 | 11814.3514 | 1133.2993 | 861.1517 | 1250.0367 | 90146.6772 |  | 113045.5581 | 11814.3514 | 1133.2993 | 861.1517 | 1250.0367 | 128104.3972
|  |  | 28.2332 | 40.9223 | C3 | 25.1015 | 3.1239 | 0 | 0 | 0.0077689 | 28.2332 | 13.9112 | 3.1239 | 0 | 0 | 0.0086648 | 17.0437 | 11.7426 | 0 | 0 | 0 | 0 | 11.7426 | 25.1015 | 3.1203 | 0 | 0 | 0.0077689 | 28.2296 | 12.6891 | 0 | 0 | 0 | 0 | 12.6891 | 25.1015 | 3.1203 | 0 | 0 | 0.0077689 | 28.2296 |  |  | C3 | 0.015802 | 0.067964 | 0.19616 | 0.43909 | 0.79703 | C3 | 239175.012 | 239175.012 | 239175.012 | 239175.012 | 239175.012 | C3 | 3779.4404 | 16255.2884 | 46916.8786 | 105018.494 | 190630.5528 | C3 | 52576.3841 | 50780.036 | 0 | 0 | 1651.7767 | 105008.1968 |  | 94869.6642 | 50780.036 | 0 | 0 | 1480.9946 | 147130.6948 |  | 94869.6642 | 50721.8683 | 0 | 0 | 1480.9946 | 147072.5271 |  | 139250.0522 | 50721.8683 | 0 | 0 | 1480.9946 | 191452.9151 |  | 94869.6642 | 50721.8683 | 0 | 0 | 1480.9946 | 147072.5271 |  | 142827.3127 | 50721.8683 | 0 | 0 | 1480.9946 | 195030.1756
|  |  | 12.6193 | 18.6782 | C4 | 11.9857 | 0.48136 | 0 | 0 | 0.15218 | 12.6193 | 6.6424 | 0.48136 | 0 | 0 | 0.16973 | 7.2935 | 5.607 | 0 | 0 | 0 | 0 | 5.607 | 11.9857 | 0.48081 | 0 | 0 | 0.15218 | 12.6187 | 6.0589 | 0 | 0 | 0 | 0 | 6.0589 | 11.9857 | 0.48081 | 0 | 0 | 0.15218 | 12.6187 |  |  | C4 | 0.015802 | 0.067964 | 0.19616 | 0.43909 | 0.79703 | C4 | 398625.0201 | 398625.0201 | 398625.0201 | 398625.0201 | 398625.0201 | C4 | 6299.0673 | 27092.1473 | 78194.7976 | 175030.8234 | 317717.5879 | C4 | 41841.1608 | 13041.0234 | 0 | 0 | 53925.8727 | 108808.0569 |  | 75498.8563 | 13041.0234 | 0 | 0 | 48350.3155 | 136890.1953 |  | 75498.8563 | 13026.0852 | 0 | 0 | 48350.3155 | 136875.257 |  | 110817.5071 | 13026.0852 | 0 | 0 | 48350.3155 | 172193.9078 |  | 75498.8563 | 13026.0852 | 0 | 0 | 48350.3155 | 136875.257 |  | 113664.3505 | 13026.0852 | 0 | 0 | 48350.3155 | 175040.7512
|  |  | 90.3077 | 133.2077 |  | 84.8646 | 5.2233 | 0.03025 | 0.0123 | 0.17716 |  | 47.0316 | 5.2233 | 0.03025 | 0.0123 | 0.19759 |  | 39.7 | 0 | 0 | 0 | 0 |  | 84.8646 | 5.2173 | 0.036233 | 0.0123 | 0.17716 |  | 42.9 | 0 | 0 | 0 | 0 |  | 84.8646 | 5.2173 | 0.036233 | 0.0123 | 0.17716 | [22 empty] | 153601.9185 | 79643.5356 | 946.1571 | 861.1517 | 57703.406 | 292756.1688 |  | 277161.7461 | 79643.5356 | 946.1571 | 861.1517 | 51737.2784 | 410349.8689 |  | 277161.7461 | 79552.3053 | 1133.2993 | 861.1517 | 51737.2784 | 410445.7807 |  | 406819.0601 | 79552.3053 | 1133.2993 | 861.1517 | 51737.2784 | 540103.0947 |  | 277161.7461 | 79552.3053 | 1133.2993 | 861.1517 | 51737.2784 | 410445.7807 |  | 417270.0274 | 79552.3053 | 1133.2993 | 861.1517 | 51737.2784 | 550554.0621
| 132kV OHL Support - Tower |  | 674 | 674 | C1 | 124 | 332 | 101 | 18 | 99 | 674 | 49 | 183 | 125 | 23 | 294 | 674 | 0 | 0 | 0 | 0 | 0 | 0 | 103 | 198 | 200 | 48 | 125 | 674 | 0 | 0 | 0 | 0 | 0 | 0 | 26 | 98 | 187 | 190 | 173 | 674 |  |  | C1 | 0 | 0 | 0 | 0 | 0 | C1 | 77193.9408 | 77193.9408 | 77193.9408 | 77193.9408 | 77193.9408 | C1 | 0 | 0 | 0 | 0 | 0 | C1 | 0 | 0 | 0 | 0 | 0 | 0 |  | 0 | 0 | 0 | 0 | 0 | 0 |  | 0 | 0 | 0 | 0 | 0 | 0 |  | 0 | 0 | 0 | 0 | 0 | 0 |  | 0 | 0 | 0 | 0 | 0 | 0 |  | 0 | 0 | 0 | 0 | 0 | 0
|  |  | 913 | 913 | C2 | 141 | 475 | 81 | 38 | 178 | 913 | 64 | 230 | 95 | 54 | 470 | 913 | 0 | 0 | 0 | 0 | 0 | 0 | 128 | 302 | 214 | 41 | 228 | 913 | 0 | 0 | 0 | 0 | 0 | 0 | 33 | 104 | 295 | 212 | 269 | 913 |  |  | C2 | 0 | 0 | 0 | 0 | 0 | C2 | 110277.0583 | 110277.0583 | 110277.0583 | 110277.0583 | 110277.0583 | C2 | 0 | 0 | 0 | 0 | 0 | C2 | 0 | 0 | 0 | 0 | 0 | 0 |  | 0 | 0 | 0 | 0 | 0 | 0 |  | 0 | 0 | 0 | 0 | 0 | 0 |  | 0 | 0 | 0 | 0 | 0 | 0 |  | 0 | 0 | 0 | 0 | 0 | 0 |  | 0 | 0 | 0 | 0 | 0 | 0
|  |  | 409 | 409 | C3 | 83 | 278 | 18 | 4 | 26 | 409 | 63 | 161 | 30 | 16 | 139 | 409 | 0 | 0 | 0 | 0 | 0 | 0 | 65 | 153 | 147 | 13 | 31 | 409 | 0 | 0 | 0 | 0 | 0 | 0 | 31 | 47 | 140 | 147 | 44 | 409 |  |  | C3 | 0 | 0 | 0 | 0 | 0 | C3 | 165415.5875 | 165415.5875 | 165415.5875 | 165415.5875 | 165415.5875 | C3 | 0 | 0 | 0 | 0 | 0 | C3 | 0 | 0 | 0 | 0 | 0 | 0 |  | 0 | 0 | 0 | 0 | 0 | 0 |  | 0 | 0 | 0 | 0 | 0 | 0 |  | 0 | 0 | 0 | 0 | 0 | 0 |  | 0 | 0 | 0 | 0 | 0 | 0 |  | 0 | 0 | 0 | 0 | 0 | 0
|  |  | 119 | 119 | C4 | 67 | 50 | 0 | 1 | 1 | 119 | 0 | 22 | 41 | 22 | 34 | 119 | 0 | 0 | 0 | 0 | 0 | 0 | 2 | 100 | 15 | 0 | 2 | 119 | 0 | 0 | 0 | 0 | 0 | 0 | 0 | 67 | 35 | 15 | 2 | 119 |  |  | C4 | 0 | 0 | 0 | 0 | 0 | C4 | 275692.6458 | 275692.6458 | 275692.6458 | 275692.6458 | 275692.6458 | C4 | 0 | 0 | 0 | 0 | 0 | C4 | 0 | 0 | 0 | 0 | 0 | 0 |  | 0 | 0 | 0 | 0 | 0 | 0 |  | 0 | 0 | 0 | 0 | 0 | 0 |  | 0 | 0 | 0 | 0 | 0 | 0 |  | 0 | 0 | 0 | 0 | 0 | 0 |  | 0 | 0 | 0 | 0 | 0 | 0
|  |  | 2115 | 2115 |  | 415 | 1135 | 200 | 61 | 304 |  | 176 | 596 | 291 | 115 | 937 |  | 0 | 0 | 0 | 0 | 0 |  | 298 | 753 | 576 | 102 | 386 |  | 0 | 0 | 0 | 0 | 0 |  | 90 | 316 | 657 | 564 | 488 | [22 empty] | 0 | 0 | 0 | 0 | 0 | 0 |  | 0 | 0 | 0 | 0 | 0 | 0 |  | 0 | 0 | 0 | 0 | 0 | 0 |  | 0 | 0 | 0 | 0 | 0 | 0 |  | 0 | 0 | 0 | 0 | 0 | 0 |  | 0 | 0 | 0 | 0 | 0 | 0
| 132kV OHL Fittings and Conductors (Tower Lines) |  | 1004.8311 | 1004.8311 | C1 | 17.3553 | 308.5563 | 191.7861 | 385.3717 | 101.7617 | 1004.8311 | 15.9338 | 226.7885 | 155.2854 | 406.7512 | 200.0722 | 1004.8311 | 48.795 | 0 | 0 | -3.4249 | -45.3701 | 0 | 17.3553 | 108.8709 | 386.8952 | 84.4571 | 407.2526 | 1004.8311 | 136.7646 | 0 | 0 | -52.7296 | -84.035 | 0 | 10.355 | 52.1953 | 289.0207 | 227.3811 | 425.8789 | 1004.8311 |  | 289.0207 | C1 | 5.4099e-05 | 0.00023268 | 0.00067157 | 0.0015032 | 0.0028602 | C1 | 173709.8735 | 173709.8735 | 173709.8735 | 173709.8735 | 173709.8735 | C1 | 9.3976 | 40.4189 | 116.6591 | 261.1291 | 496.8397 | C1 | 149.7395 | 9166.5339 | 18115.4561 | 106214.5786 | 99403.8173 | 233050.1254 |  | 163.0983 | 12471.4951 | 22373.5952 | 100631.7718 | 50559.2507 | 186199.2111 |  | 163.0983 | 4400.4394 | 45134.8475 | 22054.1966 | 202339.2574 | 274091.8393 |  | 621.6539 | 4400.4394 | 45134.8475 | 21159.8578 | 179797.6027 | 251114.4014 |  | 97.3125 | 2109.6755 | 33716.8919 | 59375.8332 | 211593.569 | 306893.2821 |  | 1382.5717 | 2109.6755 | 33716.8919 | 45606.5947 | 169841.6459 | 252657.3796
|  |  | 15.5536 | 15.5536 | C2 | 1.5169 | 1.954 | 0.61843 | 9.5793 | 1.8849 | 15.5536 | 1.5169 | 1.3767 | 0.61843 | 9.5793 | 2.4622 | 15.5536 | 7.1106 | 0 | 0 | 0 | -7.1106 | 0 | 1.5169 | 1.954 | 0.61843 | 0 | 11.4642 | 15.5536 | 7.1106 | 0 | 0 | 0 | -7.1106 | 0 | 0 | 2.0942 | 1.3767 | 0.61843 | 11.4642 | 15.5536 |  |  | C2 | 5.4099e-05 | 0.00023268 | 0.00067157 | 0.0015032 | 0.0028602 | C2 | 248156.9621 | 248156.9621 | 248156.9621 | 248156.9621 | 248156.9621 | C2 | 13.4251 | 57.7412 | 166.6558 | 373.0416 | 709.771 | C2 | 20.365 | 79.4941 | 103.0657 | 3573.4641 | 1747.6176 | 5524.0065 |  | 20.365 | 112.8274 | 103.0657 | 3573.4641 | 1337.8757 | 5147.5978 |  | 20.365 | 112.8274 | 103.0657 | 0 | 8136.9604 | 8373.2185 |  | 115.8261 | 112.8274 | 103.0657 | 0 | 3090.0489 | 3421.7681 |  | 0 | 120.9228 | 229.44 | 230.7017 | 8136.9604 | 8718.025 |  | 95.4611 | 120.9228 | 229.44 | 230.7017 | 3090.0489 | 3766.5746
|  |  | 34.064 | 34.064 | C3 | 0 | 9.6463 | 0.96847 | 21.7879 | 1.6613 | 34.064 | 0 | 8.8499 | 1.1952 | 21.7879 | 2.231 | 34.064 | 0.95713 | 0 | 0 | 0 | -0.95713 | 0 | 0 | 2.5303 | 8.0845 | 2.4762 | 20.973 | 34.064 | 3.123 | 0 | 0 | 0 | -3.123 | 0 | 0 | 2.0016 | 8.1061 | 1.6122 | 22.344 | 34.064 |  |  | C3 | 5.4099e-05 | 0.00023268 | 0.00067157 | 0.0015032 | 0.0028602 | C3 | 372235.4431 | 372235.4431 | 372235.4431 | 372235.4431 | 372235.4431 | C3 | 20.1377 | 86.6119 | 249.9838 | 559.5624 | 1064.6565 | C3 | 0 | 766.5043 | 298.7807 | 12191.7123 | 2375.1977 | 15632.1949 |  | 0 | 835.4803 | 242.1009 | 12191.7123 | 1768.7204 | 15038.0138 |  | 0 | 219.1499 | 2020.9865 | 1385.6107 | 22329.0505 | 25954.7975 |  | 19.2744 | 219.1499 | 2020.9865 | 1385.6107 | 21310.0387 | 24955.06 |  | 0 | 173.3624 | 2026.3902 | 902.1451 | 23788.7384 | 26890.6361 |  | 62.8901 | 173.3624 | 2026.3902 | 902.1451 | 20463.813 | 23628.6008
|  |  | 0 | 0 | C4 | 0 | 0 | 0 | 0 | 0 | 0 | 0 | 0 | 0 | 0 | 0 | 0 | 0 | 0 | 0 | 0 | 0 | 0 | 0 | 0 | 0 | 0 | 0 | 0 | 0 | 0 | 0 | 0 | 0 | 0 | 0 | 0 | 0 | 0 | 0 | 0 |  |  | C4 | 5.4099e-05 | 0.00023268 | 0.00067157 | 0.0015032 | 0.0028602 | C4 | 620392.4052 | 620392.4052 | 620392.4052 | 620392.4052 | 620392.4052 | C4 | 33.5629 | 144.3531 | 416.6396 | 932.6039 | 1774.4276 | C4 | 0 | 0 | 0 | 0 | 0 | 0 |  | 0 | 0 | 0 | 0 | 0 | 0 |  | 0 | 0 | 0 | 0 | 0 | 0 |  | 0 | 0 | 0 | 0 | 0 | 0 |  | 0 | 0 | 0 | 0 | 0 | 0 |  | 0 | 0 | 0 | 0 | 0 | 0
|  |  | 1054.4487 | 1054.4487 |  | 18.8722 | 320.1565 | 193.373 | 416.7389 | 105.3079 |  | 17.4507 | 237.0151 | 157.0991 | 438.1184 | 204.7654 |  | 56.8627 | 0 | 0 | -3.4249 | -53.4378 |  | 18.8722 | 113.3552 | 395.5981 | 86.9333 | 439.6898 |  | 146.9982 | 0 | 0 | -52.7296 | -94.2686 |  | 10.355 | 56.2911 | 298.5035 | 229.6118 | 459.6872 | [22 empty] | 170.1045 | 10012.5323 | 18517.3024 | 121979.755 | 103526.6326 | 254206.3268 |  | 183.4634 | 13419.8027 | 22718.7617 | 116396.9482 | 53665.8468 | 206384.8228 |  | 183.4634 | 4732.4167 | 47258.8996 | 23439.8073 | 232805.2683 | 308419.8553 |  | 756.7544 | 4732.4167 | 47258.8996 | 22545.4685 | 204197.6904 | 279491.2295 |  | 97.3125 | 2403.9607 | 35972.7221 | 60508.68 | 243519.2679 | 342501.9432 |  | 1540.923 | 2403.9607 | 35972.7221 | 46739.4414 | 193395.5078 | 280052.555
| [Please insert new asset category as required] |  | 0 | 0 | C1 | 0 | 0 | 0 | 0 | 0 | 0 | 0 | 0 | 0 | 0 | 0 | 0 | 0 | 0 | 0 | 0 | 0 | 0 | 0 | 0 | 0 | 0 | 0 | 0 | 0 | 0 | 0 | 0 | 0 | 0 | 0 | 0 | 0 | 0 | 0 | 0 |  |  | C1 | 0 | 0 | 0 | 0 | 0 | C1 | 0 | 0 | 0 | 0 | 0 | C1 | [5 empty] | C1 | [5 empty] | 0 | [6 empty] | 0 | [6 empty] | 0 | [6 empty] | 0 | [6 empty] | 0 | [6 empty] | 0
|  |  | 0 | 0 | C2 | 0 | 0 | 0 | 0 | 0 | 0 | 0 | 0 | 0 | 0 | 0 | 0 | 0 | 0 | 0 | 0 | 0 | 0 | 0 | 0 | 0 | 0 | 0 | 0 | 0 | 0 | 0 | 0 | 0 | 0 | 0 | 0 | 0 | 0 | 0 | 0 |  |  | C2 | 0 | 0 | 0 | 0 | 0 | C2 | 0 | 0 | 0 | 0 | 0 | C2 | [5 empty] | C2 | [5 empty] | 0 | [6 empty] | 0 | [6 empty] | 0 | [6 empty] | 0 | [6 empty] | 0 | [6 empty] | 0
|  |  | 0 | 0 | C3 | 0 | 0 | 0 | 0 | 0 | 0 | 0 | 0 | 0 | 0 | 0 | 0 | 0 | 0 | 0 | 0 | 0 | 0 | 0 | 0 | 0 | 0 | 0 | 0 | 0 | 0 | 0 | 0 | 0 | 0 | 0 | 0 | 0 | 0 | 0 | 0 |  |  | C3 | 0 | 0 | 0 | 0 | 0 | C3 | 0 | 0 | 0 | 0 | 0 | C3 | [5 empty] | C3 | [5 empty] | 0 | [6 empty] | 0 | [6 empty] | 0 | [6 empty] | 0 | [6 empty] | 0 | [6 empty] | 0
|  |  | 0 | 0 | C4 | 0 | 0 | 0 | 0 | 0 | 0 | 0 | 0 | 0 | 0 | 0 | 0 | 0 | 0 | 0 | 0 | 0 | 0 | 0 | 0 | 0 | 0 | 0 | 0 | 0 | 0 | 0 | 0 | 0 | 0 | 0 | 0 | 0 | 0 | 0 | 0 |  |  | C4 | 0 | 0 | 0 | 0 | 0 | C4 | 0 | 0 | 0 | 0 | 0 | C4 | [5 empty] | C4 | [5 empty] | 0 | [6 empty] | 0 | [6 empty] | 0 | [6 empty] | 0 | [6 empty] | 0 | [6 empty] | 0
|  |  | 0 | 0 |  | 0 | 0 | 0 | 0 | 0 |  | 0 | 0 | 0 | 0 | 0 |  | 0 | 0 | 0 | 0 | 0 |  | 0 | 0 | 0 | 0 | 0 |  | 0 | 0 | 0 | 0 | 0 |  | 0 | 0 | 0 | 0 | 0 | [22 empty] | 0 | 0 | 0 | 0 | 0 | 0 |  | 0 | 0 | 0 | 0 | 0 | 0 |  | 0 | 0 | 0 | 0 | 0 | 0 |  | 0 | 0 | 0 | 0 | 0 | 0 |  | 0 | 0 | 0 | 0 | 0 | 0 |  | 0 | 0 | 0 | 0 | 0 | 0
| [Please insert new asset category as required] |  | 0 | 0 | C1 | 0 | 0 | 0 | 0 | 0 | 0 | 0 | 0 | 0 | 0 | 0 | 0 | 0 | 0 | 0 | 0 | 0 | 0 | 0 | 0 | 0 | 0 | 0 | 0 | 0 | 0 | 0 | 0 | 0 | 0 | 0 | 0 | 0 | 0 | 0 | 0 |  |  | C1 | 0 | 0 | 0 | 0 | 0 | C1 | 0 | 0 | 0 | 0 | 0 | C1 | [5 empty] | C1 | [5 empty] | 0 | [6 empty] | 0 | [6 empty] | 0 | [6 empty] | 0 | [6 empty] | 0 | [6 empty] | 0
|  |  | 0 | 0 | C2 | 0 | 0 | 0 | 0 | 0 | 0 | 0 | 0 | 0 | 0 | 0 | 0 | 0 | 0 | 0 | 0 | 0 | 0 | 0 | 0 | 0 | 0 | 0 | 0 | 0 | 0 | 0 | 0 | 0 | 0 | 0 | 0 | 0 | 0 | 0 | 0 |  |  | C2 | 0 | 0 | 0 | 0 | 0 | C2 | 0 | 0 | 0 | 0 | 0 | C2 | [5 empty] | C2 | [5 empty] | 0 | [6 empty] | 0 | [6 empty] | 0 | [6 empty] | 0 | [6 empty] | 0 | [6 empty] | 0
|  |  | 0 | 0 | C3 | 0 | 0 | 0 | 0 | 0 | 0 | 0 | 0 | 0 | 0 | 0 | 0 | 0 | 0 | 0 | 0 | 0 | 0 | 0 | 0 | 0 | 0 | 0 | 0 | 0 | 0 | 0 | 0 | 0 | 0 | 0 | 0 | 0 | 0 | 0 | 0 |  |  | C3 | 0 | 0 | 0 | 0 | 0 | C3 | 0 | 0 | 0 | 0 | 0 | C3 | [5 empty] | C3 | [5 empty] | 0 | [6 empty] | 0 | [6 empty] | 0 | [6 empty] | 0 | [6 empty] | 0 | [6 empty] | 0
|  |  | 0 | 0 | C4 | 0 | 0 | 0 | 0 | 0 | 0 | 0 | 0 | 0 | 0 | 0 | 0 | 0 | 0 | 0 | 0 | 0 | 0 | 0 | 0 | 0 | 0 | 0 | 0 | 0 | 0 | 0 | 0 | 0 | 0 | 0 | 0 | 0 | 0 | 0 | 0 |  |  | C4 | 0 | 0 | 0 | 0 | 0 | C4 | 0 | 0 | 0 | 0 | 0 | C4 | [5 empty] | C4 | [5 empty] | 0 | [6 empty] | 0 | [6 empty] | 0 | [6 empty] | 0 | [6 empty] | 0 | [6 empty] | 0
|  |  | 0 | 0 |  | 0 | 0 | 0 | 0 | 0 |  | 0 | 0 | 0 | 0 | 0 |  | 0 | 0 | 0 | 0 | 0 |  | 0 | 0 | 0 | 0 | 0 |  | 0 | 0 | 0 | 0 | 0 |  | 0 | 0 | 0 | 0 | 0 | [22 empty] | 0 | 0 | 0 | 0 | 0 | 0 |  | 0 | 0 | 0 | 0 | 0 | 0 |  | 0 | 0 | 0 | 0 | 0 | 0 |  | 0 | 0 | 0 | 0 | 0 | 0 |  | 0 | 0 | 0 | 0 | 0 | 0 |  | 0 | 0 | 0 | 0 | 0 | 0
| [Please insert new asset category as required] |  | 0 | 0 | C1 | 0 | 0 | 0 | 0 | 0 | 0 | 0 | 0 | 0 | 0 | 0 | 0 | 0 | 0 | 0 | 0 | 0 | 0 | 0 | 0 | 0 | 0 | 0 | 0 | 0 | 0 | 0 | 0 | 0 | 0 | 0 | 0 | 0 | 0 | 0 | 0 |  |  | C1 | 0 | 0 | 0 | 0 | 0 | C1 | 0 | 0 | 0 | 0 | 0 | C1 | [5 empty] | C1 | [5 empty] | 0 | [6 empty] | 0 | [6 empty] | 0 | [6 empty] | 0 | [6 empty] | 0 | [6 empty] | 0
|  |  | 0 | 0 | C2 | 0 | 0 | 0 | 0 | 0 | 0 | 0 | 0 | 0 | 0 | 0 | 0 | 0 | 0 | 0 | 0 | 0 | 0 | 0 | 0 | 0 | 0 | 0 | 0 | 0 | 0 | 0 | 0 | 0 | 0 | 0 | 0 | 0 | 0 | 0 | 0 |  |  | C2 | 0 | 0 | 0 | 0 | 0 | C2 | 0 | 0 | 0 | 0 | 0 | C2 | [5 empty] | C2 | [5 empty] | 0 | [6 empty] | 0 | [6 empty] | 0 | [6 empty] | 0 | [6 empty] | 0 | [6 empty] | 0
|  |  | 0 | 0 | C3 | 0 | 0 | 0 | 0 | 0 | 0 | 0 | 0 | 0 | 0 | 0 | 0 | 0 | 0 | 0 | 0 | 0 | 0 | 0 | 0 | 0 | 0 | 0 | 0 | 0 | 0 | 0 | 0 | 0 | 0 | 0 | 0 | 0 | 0 | 0 | 0 |  |  | C3 | 0 | 0 | 0 | 0 | 0 | C3 | 0 | 0 | 0 | 0 | 0 | C3 | [5 empty] | C3 | [5 empty] | 0 | [6 empty] | 0 | [6 empty] | 0 | [6 empty] | 0 | [6 empty] | 0 | [6 empty] | 0
|  |  | 0 | 0 | C4 | 0 | 0 | 0 | 0 | 0 | 0 | 0 | 0 | 0 | 0 | 0 | 0 | 0 | 0 | 0 | 0 | 0 | 0 | 0 | 0 | 0 | 0 | 0 | 0 | 0 | 0 | 0 | 0 | 0 | 0 | 0 | 0 | 0 | 0 | 0 | 0 |  |  | C4 | 0 | 0 | 0 | 0 | 0 | C4 | 0 | 0 | 0 | 0 | 0 | C4 | [5 empty] | C4 | [5 empty] | 0 | [6 empty] | 0 | [6 empty] | 0 | [6 empty] | 0 | [6 empty] | 0 | [6 empty] | 0
|  |  | 0 | 0 |  | 0 | 0 | 0 | 0 | 0 |  | 0 | 0 | 0 | 0 | 0 |  | 0 | 0 | 0 | 0 | 0 |  | 0 | 0 | 0 | 0 | 0 |  | 0 | 0 | 0 | 0 | 0 |  | 0 | 0 | 0 | 0 | 0 | [22 empty] | 0 | 0 | 0 | 0 | 0 | 0 |  | 0 | 0 | 0 | 0 | 0 | 0 |  | 0 | 0 | 0 | 0 | 0 | 0 |  | 0 | 0 | 0 | 0 | 0 | 0 |  | 0 | 0 | 0 | 0 | 0 | 0 |  | 0 | 0 | 0 | 0 | 0 | 0
| [Please insert new asset category as required] |  | 0 | 0 | C1 | 0 | 0 | 0 | 0 | 0 | 0 | 0 | 0 | 0 | 0 | 0 | 0 | 0 | 0 | 0 | 0 | 0 | 0 | 0 | 0 | 0 | 0 | 0 | 0 | 0 | 0 | 0 | 0 | 0 | 0 | 0 | 0 | 0 | 0 | 0 | 0 |  |  | C1 | 0 | 0 | 0 | 0 | 0 | C1 | 0 | 0 | 0 | 0 | 0 | C1 | [5 empty] | C1 | [5 empty] | 0 | [6 empty] | 0 | [6 empty] | 0 | [6 empty] | 0 | [6 empty] | 0 | [6 empty] | 0
|  |  | 0 | 0 | C2 | 0 | 0 | 0 | 0 | 0 | 0 | 0 | 0 | 0 | 0 | 0 | 0 | 0 | 0 | 0 | 0 | 0 | 0 | 0 | 0 | 0 | 0 | 0 | 0 | 0 | 0 | 0 | 0 | 0 | 0 | 0 | 0 | 0 | 0 | 0 | 0 |  |  | C2 | 0 | 0 | 0 | 0 | 0 | C2 | 0 | 0 | 0 | 0 | 0 | C2 | [5 empty] | C2 | [5 empty] | 0 | [6 empty] | 0 | [6 empty] | 0 | [6 empty] | 0 | [6 empty] | 0 | [6 empty] | 0
|  |  | 0 | 0 | C3 | 0 | 0 | 0 | 0 | 0 | 0 | 0 | 0 | 0 | 0 | 0 | 0 | 0 | 0 | 0 | 0 | 0 | 0 | 0 | 0 | 0 | 0 | 0 | 0 | 0 | 0 | 0 | 0 | 0 | 0 | 0 | 0 | 0 | 0 | 0 | 0 |  |  | C3 | 0 | 0 | 0 | 0 | 0 | C3 | 0 | 0 | 0 | 0 | 0 | C3 | [5 empty] | C3 | [5 empty] | 0 | [6 empty] | 0 | [6 empty] | 0 | [6 empty] | 0 | [6 empty] | 0 | [6 empty] | 0
|  |  | 0 | 0 | C4 | 0 | 0 | 0 | 0 | 0 | 0 | 0 | 0 | 0 | 0 | 0 | 0 | 0 | 0 | 0 | 0 | 0 | 0 | 0 | 0 | 0 | 0 | 0 | 0 | 0 | 0 | 0 | 0 | 0 | 0 | 0 | 0 | 0 | 0 | 0 | 0 |  |  | C4 | 0 | 0 | 0 | 0 | 0 | C4 | 0 | 0 | 0 | 0 | 0 | C4 | [5 empty] | C4 | [5 empty] | 0 | [6 empty] | 0 | [6 empty] | 0 | [6 empty] | 0 | [6 empty] | 0 | [6 empty] | 0
|  |  | 0 | 0 |  | 0 | 0 | 0 | 0 | 0 |  | 0 | 0 | 0 | 0 | 0 |  | 0 | 0 | 0 | 0 | 0 |  | 0 | 0 | 0 | 0 | 0 |  | 0 | 0 | 0 | 0 | 0 |  | 0 | 0 | 0 | 0 | 0 | [22 empty] | 0 | 0 | 0 | 0 | 0 | 0 |  | 0 | 0 | 0 | 0 | 0 | 0 |  | 0 | 0 | 0 | 0 | 0 | 0 |  | 0 | 0 | 0 | 0 | 0 | 0 |  | 0 | 0 | 0 | 0 | 0 | 0 |  | 0 | 0 | 0 | 0 | 0 | 0
| [Please insert new asset category as required] |  | 0 | 0 | C1 | 0 | 0 | 0 | 0 | 0 | 0 | 0 | 0 | 0 | 0 | 0 | 0 | 0 | 0 | 0 | 0 | 0 | 0 | 0 | 0 | 0 | 0 | 0 | 0 | 0 | 0 | 0 | 0 | 0 | 0 | 0 | 0 | 0 | 0 | 0 | 0 |  |  | C1 | 0 | 0 | 0 | 0 | 0 | C1 | 0 | 0 | 0 | 0 | 0 | C1 | [5 empty] | C1 | [5 empty] | 0 | [6 empty] | 0 | [6 empty] | 0 | [6 empty] | 0 | [6 empty] | 0 | [6 empty] | 0
|  |  | 0 | 0 | C2 | 0 | 0 | 0 | 0 | 0 | 0 | 0 | 0 | 0 | 0 | 0 | 0 | 0 | 0 | 0 | 0 | 0 | 0 | 0 | 0 | 0 | 0 | 0 | 0 | 0 | 0 | 0 | 0 | 0 | 0 | 0 | 0 | 0 | 0 | 0 | 0 |  |  | C2 | 0 | 0 | 0 | 0 | 0 | C2 | 0 | 0 | 0 | 0 | 0 | C2 | [5 empty] | C2 | [5 empty] | 0 | [6 empty] | 0 | [6 empty] | 0 | [6 empty] | 0 | [6 empty] | 0 | [6 empty] | 0
|  |  | 0 | 0 | C3 | 0 | 0 | 0 | 0 | 0 | 0 | 0 | 0 | 0 | 0 | 0 | 0 | 0 | 0 | 0 | 0 | 0 | 0 | 0 | 0 | 0 | 0 | 0 | 0 | 0 | 0 | 0 | 0 | 0 | 0 | 0 | 0 | 0 | 0 | 0 | 0 |  |  | C3 | 0 | 0 | 0 | 0 | 0 | C3 | 0 | 0 | 0 | 0 | 0 | C3 | [5 empty] | C3 | [5 empty] | 0 | [6 empty] | 0 | [6 empty] | 0 | [6 empty] | 0 | [6 empty] | 0 | [6 empty] | 0
|  |  | 0 | 0 | C4 | 0 | 0 | 0 | 0 | 0 | 0 | 0 | 0 | 0 | 0 | 0 | 0 | 0 | 0 | 0 | 0 | 0 | 0 | 0 | 0 | 0 | 0 | 0 | 0 | 0 | 0 | 0 | 0 | 0 | 0 | 0 | 0 | 0 | 0 | 0 | 0 |  |  | C4 | 0 | 0 | 0 | 0 | 0 | C4 | 0 | 0 | 0 | 0 | 0 | C4 | [5 empty] | C4 | [5 empty] | 0 | [6 empty] | 0 | [6 empty] | 0 | [6 empty] | 0 | [6 empty] | 0 | [6 empty] | 0
|  |  | 0 | 0 |  | 0 | 0 | 0 | 0 | 0 |  | 0 | 0 | 0 | 0 | 0 |  | 0 | 0 | 0 | 0 | 0 |  | 0 | 0 | 0 | 0 | 0 |  | 0 | 0 | 0 | 0 | 0 |  | 0 | 0 | 0 | 0 | 0 | [22 empty] | 0 | 0 | 0 | 0 | 0 | 0 |  | 0 | 0 | 0 | 0 | 0 | 0 |  | 0 | 0 | 0 | 0 | 0 | 0 |  | 0 | 0 | 0 | 0 | 0 | 0 |  | 0 | 0 | 0 | 0 | 0 | 0 |  | 0 | 0 | 0 | 0 | 0 | 0
[63 empty] | 166942.469 | 151772.77 | 182495.9611 | 553655.5734 | 481481.7109 | 1536348.4843 |  | 291748.3727 | 155677.0925 | 193870.5118 | 447619.4767 | 309449.8237 | 1398365.2774 |  | 288215.6864 | 144407.7142 | 211313.3346 | 453817.4806 | 545142.8321 | 1642897.0479 |  | 419601.9638 | 144407.7142 | 211313.3346 | 387249.2879 | 364852.7187 | 1527425.0193 |  | 287709.8353 | 114634.9753 | 247446.8702 | 281168.9493 | 1177731.4535 | 2108692.0837 |  | 432921.3565 | 114634.9753 | 247446.8702 | 160955.0722 | 902642.5965 | 1858600.8707
| Other | [66 empty] | 0 | [6 empty] | 0 | [6 empty] | 0 | [6 empty] | 0 | [6 empty] | 0 | [6 empty] | 0
| Submarine Cables |  | 0 | 0 | C1 | 0 | 0 | 0 | 0 | 0 | 0 | 0 | 0 | 0 | 0 | 0 | 0 | 0 | 0 | 0 | 0 | 0 | 0 | 0 | 0 | 0 | 0 | 0 | 0 | 0 | 0 | 0 | 0 | 0 | 0 | 0 | 0 | 0 | 0 | 0 | 0 |  |  | C1 | 0 | 0 | 0 | 0 | 0 | C1 | 0 | 0 | 0 | 0 | 0 | C1 | [5 empty] | C1 | [5 empty] | 0 | [6 empty] | 0 | [6 empty] | 0 | [6 empty] | 0 | [6 empty] | 0 | [6 empty] | 0
|  |  | 0 | 0 | C2 | 0 | 0 | 0 | 0 | 0 | 0 | 0 | 0 | 0 | 0 | 0 | 0 | 0 | 0 | 0 | 0 | 0 | 0 | 0 | 0 | 0 | 0 | 0 | 0 | 0 | 0 | 0 | 0 | 0 | 0 | 0 | 0 | 0 | 0 | 0 | 0 |  |  | C2 | 0 | 0 | 0 | 0 | 0 | C2 | 0 | 0 | 0 | 0 | 0 | C2 | [5 empty] | C2 | [5 empty] | 0 | [6 empty] | 0 | [6 empty] | 0 | [6 empty] | 0 | [6 empty] | 0 | [6 empty] | 0
|  |  | 0 | 0 | C3 | 0 | 0 | 0 | 0 | 0 | 0 | 0 | 0 | 0 | 0 | 0 | 0 | 0 | 0 | 0 | 0 | 0 | 0 | 0 | 0 | 0 | 0 | 0 | 0 | 0 | 0 | 0 | 0 | 0 | 0 | 0 | 0 | 0 | 0 | 0 | 0 |  |  | C3 | 0 | 0 | 0 | 0 | 0 | C3 | 0 | 0 | 0 | 0 | 0 | C3 | [5 empty] | C3 | [5 empty] | 0 | [6 empty] | 0 | [6 empty] | 0 | [6 empty] | 0 | [6 empty] | 0 | [6 empty] | 0
|  |  | 0 | 0 | C4 | 0 | 0 | 0 | 0 | 0 | 0 | 0 | 0 | 0 | 0 | 0 | 0 | 0 | 0 | 0 | 0 | 0 | 0 | 0 | 0 | 0 | 0 | 0 | 0 | 0 | 0 | 0 | 0 | 0 | 0 | 0 | 0 | 0 | 0 | 0 | 0 |  |  | C4 | 0 | 0 | 0 | 0 | 0 | C4 | 0 | 0 | 0 | 0 | 0 | C4 | [5 empty] | C4 | [5 empty] | 0 | [6 empty] | 0 | [6 empty] | 0 | [6 empty] | 0 | [6 empty] | 0 | [6 empty] | 0
|  |  | 0 | 0 |  | 0 | 0 | 0 | 0 | 0 |  | 0 | 0 | 0 | 0 | 0 |  | 0 | 0 | 0 | 0 | 0 |  | 0 | 0 | 0 | 0 | 0 |  | 0 | 0 | 0 | 0 | 0 |  | 0 | 0 | 0 | 0 | 0 | [22 empty] | 0 | 0 | 0 | 0 | 0 | 0 |  | 0 | 0 | 0 | 0 | 0 | 0 |  | 0 | 0 | 0 | 0 | 0 | 0 |  | 0 | 0 | 0 | 0 | 0 | 0 |  | 0 | 0 | 0 | 0 | 0 | 0 |  | 0 | 0 | 0 | 0 | 0 | 0
| [Please insert new asset category as required] |  | 0 | 0 | C1 | 0 | 0 | 0 | 0 | 0 | 0 | 0 | 0 | 0 | 0 | 0 | 0 | 0 | 0 | 0 | 0 | 0 | 0 | 0 | 0 | 0 | 0 | 0 | 0 | 0 | 0 | 0 | 0 | 0 | 0 | 0 | 0 | 0 | 0 | 0 | 0 |  |  | C1 | 0 | 0 | 0 | 0 | 0 | C1 | 0 | 0 | 0 | 0 | 0 | C1 | [5 empty] | C1 | [5 empty] | 0 | [6 empty] | 0 | [6 empty] | 0 | [6 empty] | 0 | [6 empty] | 0 | [6 empty] | 0
|  |  | 0 | 0 | C2 | 0 | 0 | 0 | 0 | 0 | 0 | 0 | 0 | 0 | 0 | 0 | 0 | 0 | 0 | 0 | 0 | 0 | 0 | 0 | 0 | 0 | 0 | 0 | 0 | 0 | 0 | 0 | 0 | 0 | 0 | 0 | 0 | 0 | 0 | 0 | 0 |  |  | C2 | 0 | 0 | 0 | 0 | 0 | C2 | 0 | 0 | 0 | 0 | 0 | C2 | [5 empty] | C2 | [5 empty] | 0 | [6 empty] | 0 | [6 empty] | 0 | [6 empty] | 0 | [6 empty] | 0 | [6 empty] | 0
|  |  | 0 | 0 | C3 | 0 | 0 | 0 | 0 | 0 | 0 | 0 | 0 | 0 | 0 | 0 | 0 | 0 | 0 | 0 | 0 | 0 | 0 | 0 | 0 | 0 | 0 | 0 | 0 | 0 | 0 | 0 | 0 | 0 | 0 | 0 | 0 | 0 | 0 | 0 | 0 |  |  | C3 | 0 | 0 | 0 | 0 | 0 | C3 | 0 | 0 | 0 | 0 | 0 | C3 | [5 empty] | C3 | [5 empty] | 0 | [6 empty] | 0 | [6 empty] | 0 | [6 empty] | 0 | [6 empty] | 0 | [6 empty] | 0
|  |  | 0 | 0 | C4 | 0 | 0 | 0 | 0 | 0 | 0 | 0 | 0 | 0 | 0 | 0 | 0 | 0 | 0 | 0 | 0 | 0 | 0 | 0 | 0 | 0 | 0 | 0 | 0 | 0 | 0 | 0 | 0 | 0 | 0 | 0 | 0 | 0 | 0 | 0 | 0 |  |  | C4 | 0 | 0 | 0 | 0 | 0 | C4 | 0 | 0 | 0 | 0 | 0 | C4 | [5 empty] | C4 | [5 empty] | 0 | [6 empty] | 0 | [6 empty] | 0 | [6 empty] | 0 | [6 empty] | 0 | [6 empty] | 0
|  |  | 0 | 0 |  | 0 | 0 | 0 | 0 | 0 |  | 0 | 0 | 0 | 0 | 0 |  | 0 | 0 | 0 | 0 | 0 |  | 0 | 0 | 0 | 0 | 0 |  | 0 | 0 | 0 | 0 | 0 |  | 0 | 0 | 0 | 0 | 0 | [22 empty] | 0 | 0 | 0 | 0 | 0 | 0 |  | 0 | 0 | 0 | 0 | 0 | 0 |  | 0 | 0 | 0 | 0 | 0 | 0 |  | 0 | 0 | 0 | 0 | 0 | 0 |  | 0 | 0 | 0 | 0 | 0 | 0 |  | 0 | 0 | 0 | 0 | 0 | 0
| [Please insert new asset category as required] |  | 0 | 0 | C1 | 0 | 0 | 0 | 0 | 0 | 0 | 0 | 0 | 0 | 0 | 0 | 0 | 0 | 0 | 0 | 0 | 0 | 0 | 0 | 0 | 0 | 0 | 0 | 0 | 0 | 0 | 0 | 0 | 0 | 0 | 0 | 0 | 0 | 0 | 0 | 0 |  |  | C1 | 0 | 0 | 0 | 0 | 0 | C1 | 0 | 0 | 0 | 0 | 0 | C1 | [5 empty] | C1 | [5 empty] | 0 | [6 empty] | 0 | [6 empty] | 0 | [6 empty] | 0 | [6 empty] | 0 | [6 empty] | 0
|  |  | 0 | 0 | C2 | 0 | 0 | 0 | 0 | 0 | 0 | 0 | 0 | 0 | 0 | 0 | 0 | 0 | 0 | 0 | 0 | 0 | 0 | 0 | 0 | 0 | 0 | 0 | 0 | 0 | 0 | 0 | 0 | 0 | 0 | 0 | 0 | 0 | 0 | 0 | 0 |  |  | C2 | 0 | 0 | 0 | 0 | 0 | C2 | 0 | 0 | 0 | 0 | 0 | C2 | [5 empty] | C2 | [5 empty] | 0 | [6 empty] | 0 | [6 empty] | 0 | [6 empty] | 0 | [6 empty] | 0 | [6 empty] | 0
|  |  | 0 | 0 | C3 | 0 | 0 | 0 | 0 | 0 | 0 | 0 | 0 | 0 | 0 | 0 | 0 | 0 | 0 | 0 | 0 | 0 | 0 | 0 | 0 | 0 | 0 | 0 | 0 | 0 | 0 | 0 | 0 | 0 | 0 | 0 | 0 | 0 | 0 | 0 | 0 |  |  | C3 | 0 | 0 | 0 | 0 | 0 | C3 | 0 | 0 | 0 | 0 | 0 | C3 | [5 empty] | C3 | [5 empty] | 0 | [6 empty] | 0 | [6 empty] | 0 | [6 empty] | 0 | [6 empty] | 0 | [6 empty] | 0
|  |  | 0 | 0 | C4 | 0 | 0 | 0 | 0 | 0 | 0 | 0 | 0 | 0 | 0 | 0 | 0 | 0 | 0 | 0 | 0 | 0 | 0 | 0 | 0 | 0 | 0 | 0 | 0 | 0 | 0 | 0 | 0 | 0 | 0 | 0 | 0 | 0 | 0 | 0 | 0 |  |  | C4 | 0 | 0 | 0 | 0 | 0 | C4 | 0 | 0 | 0 | 0 | 0 | C4 | [5 empty] | C4 | [5 empty] | 0 | [6 empty] | 0 | [6 empty] | 0 | [6 empty] | 0 | [6 empty] | 0 | [6 empty] | 0
|  |  | 0 | 0 |  | 0 | 0 | 0 | 0 | 0 |  | 0 | 0 | 0 | 0 | 0 |  | 0 | 0 | 0 | 0 | 0 |  | 0 | 0 | 0 | 0 | 0 |  | 0 | 0 | 0 | 0 | 0 |  | 0 | 0 | 0 | 0 | 0 | [22 empty] | 0 | 0 | 0 | 0 | 0 | 0 |  | 0 | 0 | 0 | 0 | 0 | 0 |  | 0 | 0 | 0 | 0 | 0 | 0 |  | 0 | 0 | 0 | 0 | 0 | 0 |  | 0 | 0 | 0 | 0 | 0 | 0 |  | 0 | 0 | 0 | 0 | 0 | 0
| [Please insert new asset category as required] |  | 0 | 0 | C1 | 0 | 0 | 0 | 0 | 0 | 0 | 0 | 0 | 0 | 0 | 0 | 0 | 0 | 0 | 0 | 0 | 0 | 0 | 0 | 0 | 0 | 0 | 0 | 0 | 0 | 0 | 0 | 0 | 0 | 0 | 0 | 0 | 0 | 0 | 0 | 0 |  |  | C1 | 0 | 0 | 0 | 0 | 0 | C1 | 0 | 0 | 0 | 0 | 0 | C1 | [5 empty] | C1 | [5 empty] | 0 | [6 empty] | 0 | [6 empty] | 0 | [6 empty] | 0 | [6 empty] | 0 | [6 empty] | 0
|  |  | 0 | 0 | C2 | 0 | 0 | 0 | 0 | 0 | 0 | 0 | 0 | 0 | 0 | 0 | 0 | 0 | 0 | 0 | 0 | 0 | 0 | 0 | 0 | 0 | 0 | 0 | 0 | 0 | 0 | 0 | 0 | 0 | 0 | 0 | 0 | 0 | 0 | 0 | 0 |  |  | C2 | 0 | 0 | 0 | 0 | 0 | C2 | 0 | 0 | 0 | 0 | 0 | C2 | [5 empty] | C2 | [5 empty] | 0 | [6 empty] | 0 | [6 empty] | 0 | [6 empty] | 0 | [6 empty] | 0 | [6 empty] | 0
|  |  | 0 | 0 | C3 | 0 | 0 | 0 | 0 | 0 | 0 | 0 | 0 | 0 | 0 | 0 | 0 | 0 | 0 | 0 | 0 | 0 | 0 | 0 | 0 | 0 | 0 | 0 | 0 | 0 | 0 | 0 | 0 | 0 | 0 | 0 | 0 | 0 | 0 | 0 | 0 |  |  | C3 | 0 | 0 | 0 | 0 | 0 | C3 | 0 | 0 | 0 | 0 | 0 | C3 | [5 empty] | C3 | [5 empty] | 0 | [6 empty] | 0 | [6 empty] | 0 | [6 empty] | 0 | [6 empty] | 0 | [6 empty] | 0
|  |  | 0 | 0 | C4 | 0 | 0 | 0 | 0 | 0 | 0 | 0 | 0 | 0 | 0 | 0 | 0 | 0 | 0 | 0 | 0 | 0 | 0 | 0 | 0 | 0 | 0 | 0 | 0 | 0 | 0 | 0 | 0 | 0 | 0 | 0 | 0 | 0 | 0 | 0 | 0 |  |  | C4 | 0 | 0 | 0 | 0 | 0 | C4 | 0 | 0 | 0 | 0 | 0 | C4 | [5 empty] | C4 | [5 empty] | 0 | [6 empty] | 0 | [6 empty] | 0 | [6 empty] | 0 | [6 empty] | 0 | [6 empty] | 0
|  |  | 0 | 0 |  | 0 | 0 | 0 | 0 | 0 |  | 0 | 0 | 0 | 0 | 0 |  | 0 | 0 | 0 | 0 | 0 |  | 0 | 0 | 0 | 0 | 0 |  | 0 | 0 | 0 | 0 | 0 |  | 0 | 0 | 0 | 0 | 0 | [22 empty] | 0 | 0 | 0 | 0 | 0 | 0 |  | 0 | 0 | 0 | 0 | 0 | 0 |  | 0 | 0 | 0 | 0 | 0 | 0 |  | 0 | 0 | 0 | 0 | 0 | 0 |  | 0 | 0 | 0 | 0 | 0 | 0 |  | 0 | 0 | 0 | 0 | 0 | 0
| [Please insert new asset category as required] |  | 0 | 0 | C1 | 0 | 0 | 0 | 0 | 0 | 0 | 0 | 0 | 0 | 0 | 0 | 0 | 0 | 0 | 0 | 0 | 0 | 0 | 0 | 0 | 0 | 0 | 0 | 0 | 0 | 0 | 0 | 0 | 0 | 0 | 0 | 0 | 0 | 0 | 0 | 0 |  |  | C1 | 0 | 0 | 0 | 0 | 0 | C1 | 0 | 0 | 0 | 0 | 0 | C1 | [5 empty] | C1 | [5 empty] | 0 | [6 empty] | 0 | [6 empty] | 0 | [6 empty] | 0 | [6 empty] | 0 | [6 empty] | 0
|  |  | 0 | 0 | C2 | 0 | 0 | 0 | 0 | 0 | 0 | 0 | 0 | 0 | 0 | 0 | 0 | 0 | 0 | 0 | 0 | 0 | 0 | 0 | 0 | 0 | 0 | 0 | 0 | 0 | 0 | 0 | 0 | 0 | 0 | 0 | 0 | 0 | 0 | 0 | 0 |  |  | C2 | 0 | 0 | 0 | 0 | 0 | C2 | 0 | 0 | 0 | 0 | 0 | C2 | [5 empty] | C2 | [5 empty] | 0 | [6 empty] | 0 | [6 empty] | 0 | [6 empty] | 0 | [6 empty] | 0 | [6 empty] | 0
|  |  | 0 | 0 | C3 | 0 | 0 | 0 | 0 | 0 | 0 | 0 | 0 | 0 | 0 | 0 | 0 | 0 | 0 | 0 | 0 | 0 | 0 | 0 | 0 | 0 | 0 | 0 | 0 | 0 | 0 | 0 | 0 | 0 | 0 | 0 | 0 | 0 | 0 | 0 | 0 |  |  | C3 | 0 | 0 | 0 | 0 | 0 | C3 | 0 | 0 | 0 | 0 | 0 | C3 | [5 empty] | C3 | [5 empty] | 0 | [6 empty] | 0 | [6 empty] | 0 | [6 empty] | 0 | [6 empty] | 0 | [6 empty] | 0
|  |  | 0 | 0 | C4 | 0 | 0 | 0 | 0 | 0 | 0 | 0 | 0 | 0 | 0 | 0 | 0 | 0 | 0 | 0 | 0 | 0 | 0 | 0 | 0 | 0 | 0 | 0 | 0 | 0 | 0 | 0 | 0 | 0 | 0 | 0 | 0 | 0 | 0 | 0 | 0 |  |  | C4 | 0 | 0 | 0 | 0 | 0 | C4 | 0 | 0 | 0 | 0 | 0 | C4 | [5 empty] | C4 | [5 empty] | 0 | [6 empty] | 0 | [6 empty] | 0 | [6 empty] | 0 | [6 empty] | 0 | [6 empty] | 0
|  |  | 0 | 0 |  | 0 | 0 | 0 | 0 | 0 |  | 0 | 0 | 0 | 0 | 0 |  | 0 | 0 | 0 | 0 | 0 |  | 0 | 0 | 0 | 0 | 0 |  | 0 | 0 | 0 | 0 | 0 |  | 0 | 0 | 0 | 0 | 0 | [22 empty] | 0 | 0 | 0 | 0 | 0 | 0 |  | 0 | 0 | 0 | 0 | 0 | 0 |  | 0 | 0 | 0 | 0 | 0 | 0 |  | 0 | 0 | 0 | 0 | 0 | 0 |  | 0 | 0 | 0 | 0 | 0 | 0 |  | 0 | 0 | 0 | 0 | 0 | 0
| [Please insert new asset category as required] |  | 0 | 0 | C1 | 0 | 0 | 0 | 0 | 0 | 0 | 0 | 0 | 0 | 0 | 0 | 0 | 0 | 0 | 0 | 0 | 0 | 0 | 0 | 0 | 0 | 0 | 0 | 0 | 0 | 0 | 0 | 0 | 0 | 0 | 0 | 0 | 0 | 0 | 0 | 0 |  |  | C1 | 0 | 0 | 0 | 0 | 0 | C1 | 0 | 0 | 0 | 0 | 0 | C1 | [5 empty] | C1 | [5 empty] | 0 | [6 empty] | 0 | [6 empty] | 0 | [6 empty] | 0 | [6 empty] | 0 | [6 empty] | 0
|  |  | 0 | 0 | C2 | 0 | 0 | 0 | 0 | 0 | 0 | 0 | 0 | 0 | 0 | 0 | 0 | 0 | 0 | 0 | 0 | 0 | 0 | 0 | 0 | 0 | 0 | 0 | 0 | 0 | 0 | 0 | 0 | 0 | 0 | 0 | 0 | 0 | 0 | 0 | 0 |  |  | C2 | 0 | 0 | 0 | 0 | 0 | C2 | 0 | 0 | 0 | 0 | 0 | C2 | [5 empty] | C2 | [5 empty] | 0 | [6 empty] | 0 | [6 empty] | 0 | [6 empty] | 0 | [6 empty] | 0 | [6 empty] | 0
|  |  | 0 | 0 | C3 | 0 | 0 | 0 | 0 | 0 | 0 | 0 | 0 | 0 | 0 | 0 | 0 | 0 | 0 | 0 | 0 | 0 | 0 | 0 | 0 | 0 | 0 | 0 | 0 | 0 | 0 | 0 | 0 | 0 | 0 | 0 | 0 | 0 | 0 | 0 | 0 |  |  | C3 | 0 | 0 | 0 | 0 | 0 | C3 | 0 | 0 | 0 | 0 | 0 | C3 | [5 empty] | C3 | [5 empty] | 0 | [6 empty] | 0 | [6 empty] | 0 | [6 empty] | 0 | [6 empty] | 0 | [6 empty] | 0
|  |  | 0 | 0 | C4 | 0 | 0 | 0 | 0 | 0 | 0 | 0 | 0 | 0 | 0 | 0 | 0 | 0 | 0 | 0 | 0 | 0 | 0 | 0 | 0 | 0 | 0 | 0 | 0 | 0 | 0 | 0 | 0 | 0 | 0 | 0 | 0 | 0 | 0 | 0 | 0 |  |  | C4 | 0 | 0 | 0 | 0 | 0 | C4 | 0 | 0 | 0 | 0 | 0 | C4 | [5 empty] | C4 | [5 empty] | 0 | [6 empty] | 0 | [6 empty] | 0 | [6 empty] | 0 | [6 empty] | 0 | [6 empty] | 0
|  |  | 0 | 0 |  | 0 | 0 | 0 | 0 | 0 |  | 0 | 0 | 0 | 0 | 0 |  | 0 | 0 | 0 | 0 | 0 |  | 0 | 0 | 0 | 0 | 0 |  | 0 | 0 | 0 | 0 | 0 |  | 0 | 0 | 0 | 0 | 0 | [22 empty] | 0 | 0 | 0 | 0 | 0 | 0 |  | 0 | 0 | 0 | 0 | 0 | 0 |  | 0 | 0 | 0 | 0 | 0 | 0 |  | 0 | 0 | 0 | 0 | 0 | 0 |  | 0 | 0 | 0 | 0 | 0 | 0 |  | 0 | 0 | 0 | 0 | 0 | 0
[63 empty] | 0 | 0 | 0 | 0 | 0 | 0 |  | 0 | 0 | 0 | 0 | 0 | 0 |  | 0 | 0 | 0 | 0 | 0 | 0 |  | 0 | 0 | 0 | 0 | 0 | 0 |  | 0 | 0 | 0 | 0 | 0 | 0 |  | 0 | 0 | 0 | 0 | 0 | 0
| TOTAL |  | 248959.8229 | 244606.9229 |  | 92264.136 | 88102.8118 | 37234.2111 | 21687.6958 | 9670.9682 |  | 82037.5896 | 88257.3208 | 39262.3012 | 26905.022 | 13958.0902 |  | 9063.6627 | -853 | -2598.86 | -3290.7699 | -4267.1328 |  | 77547.4238 | 74588.3626 | 54011.631 | 26959.9159 | 15856.4896 |  | 22203.0982 | -1823 | -6666.31 | -8074.4546 | -9992.2336 |  | 66169.238 | 66904.5677 | 56783.5243 | 31752.9291 | 27353.5637 |  |  |  |  | 0 | 0 | 0 | 0 | 0 |  | 0 | 0 | 0 | 0 | 0 | [7 empty] | 1018233.6455 | 2777187.5649 | 2525723.9124 | 2813030.1246 | 6136080.089 | 15270255.3364 |  | 1218343.5924 | 2755191.1369 | 2396757.3918 | 2148408.2208 | 4379573.4961 | 12898273.838 |  | 1159907.9427 | 2468304.7097 | 2875788.8634 | 2955210.6808 | 7224207.4124 | 16683419.609 |  | 1353231.7308 | 2433794.685 | 2598843.8413 | 2536907.7323 | 5370995.9799 | 14293773.9693 |  | 1119132.2544 | 1993706.3507 | 3750293.4087 | 3515301.6076 | 10443628.0956 | 20822061.717 |  | 1368043.2082 | 1922199.8964 | 3203202.7455 | 2546729.9136 | 7035900.8793 | 16076076.6429
Health Index Definitions
|  |  | HI1 | New or as new | [57 empty] | LV Network | 2795.167 | 22681.0998 | 42908.5085 | 28924.9903 | 57013.2786 | 154323.0442 | LV Network | 3138.8797 | 22548.9892 | 41818.6532 | 23950.1426 | 49670.6075 | 141127.2722 | LV Network | 2661.933 | 16821.5221 | 50713.5073 | 43161.6834 | 70066.4594 | 183425.1051 | LV Network | 3317.657 | 16709.5904 | 48900.2995 | 35040.7325 | 49693.9045 | 153662.1839 | LV Network | 2249.9184 | 16221.1715 | 40292.4696 | 49582.0963 | 131301.9794 | 239647.6352 | LV Network | 3839.9396 | 15979.9164 | 36064.6547 | 30495.8811 | 82986.7101 | 169367.1018
|  |  | HI2 | Good or seviceable condition | [57 empty] | HV Network | 203707.1704 | 1522917.7111 | 1529525.9431 | 1164660.6717 | 3838085.6443 | 8258897.1406 | HV Network | 221685.2185 | 1498142.3446 | 1401716.3058 | 709395.7041 | 2884094.4516 | 6715034.0247 | HV Network | 202835.3079 | 1253641.8868 | 1770883.5011 | 1131963.7183 | 4512032.1518 | 8871356.5659 | HV Network | 223842.9147 | 1220463.3033 | 1507212.7153 | 886541.8926 | 3356899.0272 | 7194959.853 | HV Network | 185003.737 | 897657.9387 | 2308902.1152 | 2062567.8353 | 5769829.3287 | 11223960.9549 | HV Network | 228011.2571 | 827829.1613 | 1791348.3777 | 1358576.3486 | 3586219.8361 | 7791984.9808
|  |  | HI3 | Deterioration requires assessment and monitoring | [57 empty] | EHV Network | 644788.8392 | 1079815.9841 | 770793.4997 | 1065788.8892 | 1759499.4551 | 5320686.6673 | EHV Network | 701771.1215 | 1078822.7105 | 759351.9211 | 967442.8974 | 1136358.6133 | 4643747.2637 | EHV Network | 666195.0154 | 1053433.5867 | 842878.5204 | 1326267.7985 | 2096965.9692 | 5985740.8901 | EHV Network | 706469.1953 | 1052214.0771 | 831417.4919 | 1228075.8192 | 1599550.3295 | 5417726.9131 | EHV Network | 644168.7636 | 965192.2651 | 1153651.9537 | 1121982.7267 | 3364765.334 | 7249761.0432 | EHV Network | 703270.655 | 963755.8433 | 1128342.8429 | 996702.6117 | 2464051.7367 | 6256123.6896
|  |  | HI4 | Material deterioration, intervention requires consideration | [57 empty] | 132kV Network | 166942.469 | 151772.77 | 182495.9611 | 553655.5734 | 481481.7109 | 1536348.4843 | 132kV Network | 291748.3727 | 155677.0925 | 193870.5118 | 447619.4767 | 309449.8237 | 1398365.2774 | 132kV Network | 288215.6864 | 144407.7142 | 211313.3346 | 453817.4806 | 545142.8321 | 1642897.0479 | 132kV Network | 419601.9638 | 144407.7142 | 211313.3346 | 387249.2879 | 364852.7187 | 1527425.0193 | 132kV Network | 287709.8353 | 114634.9753 | 247446.8702 | 281168.9493 | 1177731.4535 | 2108692.0837 | 132kV Network | 432921.3565 | 114634.9753 | 247446.8702 | 160955.0722 | 902642.5965 | 1858600.8707
|  |  | HI5 | End of serviceable life, intervention required | [57 empty] | Other | 0 | 0 | 0 | 0 | 0 | 0 | Other | 0 | 0 | 0 | 0 | 0 | 0 | Other | 0 | 0 | 0 | 0 | 0 | 0 | Other | 0 | 0 | 0 | 0 | 0 | 0 | Other | 0 | 0 | 0 | 0 | 0 | 0 | Other | 0 | 0 | 0 | 0 | 0 | 0
[62 empty] | Total | 1018233.6455 | 2777187.5649 | 2525723.9124 | 2813030.1246 | 6136080.089 | 15270255.3364 | Total | 1218343.5924 | 2755191.1369 | 2396757.3918 | 2148408.2208 | 4379573.4961 | 12898273.838 | Total | 1159907.9427 | 2468304.7097 | 2875788.8634 | 2955210.6808 | 7224207.4124 | 16683419.609 | Total | 1353231.7308 | 2433794.685 | 2598843.8413 | 2536907.7323 | 5370995.9799 | 14293773.9693 | Total | 1119132.2544 | 1993706.3507 | 3750293.4087 | 3515301.6076 | 10443628.0956 | 20822061.717 | Total | 1368043.2082 | 1922199.8964 | 3203202.7455 | 2546729.9136 | 7035900.8793 | 16076076.6429
Criticality Index Definitions
|  |  | C1 | Low criticality
|  |  | C2 | Average criticality
|  |  | C3 | High criticality
|  |  | C4 | Very high criticality

## NPgY - Refurb
Secondary deliverables RIIO-ED1 - Refurbishment | [50 empty] | Criticality weightings C1 to C4 | Criticality Rating Boundaries
NPgY | [49 empty] | C1 | 0.7 | Below 75% of average
[50 empty] | C2 | 1 | 75%-125%
[50 empty] | C3 | 1.5 | 125%-200%
[50 empty] | C4 | 2.5 | Over 200% of average
Price base (2012/13)
| ASSET CATEGORIES |  | ASSET REGISTER |  |  | End of DPCR5 (31 March 2015) with investment | [5 empty] | End of DPCR5 (31 March 2015) without investment | [5 empty] | Mid-Period Review (31 March 2019) planned investment | [5 empty] | Mid-Period Review (31 March 2019) without investment | [5 empty] | End of RIIO-ED1 (31 March 2023) planned investment | [5 empty] | End of RIIO-ED1 (31 March 2023) without investment | [8 empty] | Probability of Asset Failure | [5 empty] | Consequence of Asset Failure | [5 empty] | Probability of Asset Failure x Consequence of Asset Failure
Is it your current intention to have a health index for this asset category in the RIIO-ED1 control period.
|  |  | as at 31st March 2015 | as at 31st March 2023 |  | HI 1 | HI 2 | HI 3 | HI 4 | HI 5 |  | HI 1 | HI 2 | HI 3 | HI 4 | HI 5 |  | HI 1 | HI 2 | HI 3 | HI 4 | HI 5 |  | HI 1 | HI 2 | HI 3 | HI 4 | HI 5 |  | HI 1 | HI 2 | HI 3 | HI 4 | HI 5 |  | HI 1 | HI 2 | HI 3 | HI 4 | HI 5 |  |  |  |  | HI 1 | HI 2 | HI 3 | HI 4 | HI 5 |  | HI 1 | HI 2 | HI 3 | HI 4 | HI 5 |  | HI 1 | HI 2 | HI 3 | HI 4 | HI 5 |  | End of DPCR5 (without investment) | [6 empty] | Position at Beginning of RIIO-ED1 | [6 empty] | Mid Period (Without Investment) | [6 empty] | Mid Period (With Investment) | [6 empty] | End of RIIO-ED1 (Without Investment) | [6 empty] | End of RIIO-ED1 (With Investment)
| LV Network | [61 empty] | 1 | 2 | 3 | 4 | 5 | Total |  | 1 | 2 | 3 | 4 | 5 | Total |  | 1 | 2 | 3 | 4 | 5 | Total |  | 1 | 2 | 3 | 4 | 5 | Total |  | 1 | 2 | 3 | 4 | 5 | Total |  | 1 | 2 | 3 | 4 | 5 | Total
| LV Switchgear and Other |  | 0 | 0 | C1 | 0 | 0 | 0 | 0 | 0 | 0 | 0 | 0 | 0 | 0 | 0 | 0 | 0 | 0 | 0 | 0 | 0 | 0 | 0 | 0 | 0 | 0 | 0 | 0 | 0 | 0 | 0 | 0 | 0 | 0 | 0 | 0 | 0 | 0 | 0 | 0 | Yes |  | C1 | 0 | 0 | 0 | 0 | 0 | C1 | 0 | 0 | 0 | 0 | 0 | C1 | [5 empty] | C1 | [5 empty] | 0 | [6 empty] | 0 | [6 empty] | 0 | [6 empty] | 0 | [6 empty] | 0 | [6 empty] | 0
|  |  | 0 | 0 | C2 | 0 | 0 | 0 | 0 | 0 | 0 | 0 | 0 | 0 | 0 | 0 | 0 | 0 | 0 | 0 | 0 | 0 | 0 | 0 | 0 | 0 | 0 | 0 | 0 | 0 | 0 | 0 | 0 | 0 | 0 | 0 | 0 | 0 | 0 | 0 | 0 | No |  | C2 | 0 | 0 | 0 | 0 | 0 | C2 | 0 | 0 | 0 | 0 | 0 | C2 | [5 empty] | C2 | [5 empty] | 0 | [6 empty] | 0 | [6 empty] | 0 | [6 empty] | 0 | [6 empty] | 0 | [6 empty] | 0
|  |  | 0 | 0 | C3 | 0 | 0 | 0 | 0 | 0 | 0 | 0 | 0 | 0 | 0 | 0 | 0 | 0 | 0 | 0 | 0 | 0 | 0 | 0 | 0 | 0 | 0 | 0 | 0 | 0 | 0 | 0 | 0 | 0 | 0 | 0 | 0 | 0 | 0 | 0 | 0 |  |  | C3 | 0 | 0 | 0 | 0 | 0 | C3 | 0 | 0 | 0 | 0 | 0 | C3 | [5 empty] | C3 | [5 empty] | 0 | [6 empty] | 0 | [6 empty] | 0 | [6 empty] | 0 | [6 empty] | 0 | [6 empty] | 0
|  |  | 0 | 0 | C4 | 0 | 0 | 0 | 0 | 0 | 0 | 0 | 0 | 0 | 0 | 0 | 0 | 0 | 0 | 0 | 0 | 0 | 0 | 0 | 0 | 0 | 0 | 0 | 0 | 0 | 0 | 0 | 0 | 0 | 0 | 0 | 0 | 0 | 0 | 0 | 0 |  |  | C4 | 0 | 0 | 0 | 0 | 0 | C4 | 0 | 0 | 0 | 0 | 0 | C4 | [5 empty] | C4 | [5 empty] | 0 | [6 empty] | 0 | [6 empty] | 0 | [6 empty] | 0 | [6 empty] | 0 | [6 empty] | 0
|  |  | 0 | 0 |  | 0 | 0 | 0 | 0 | 0 |  | 0 | 0 | 0 | 0 | 0 |  | 0 | 0 | 0 | 0 | 0 |  | 0 | 0 | 0 | 0 | 0 |  | 0 | 0 | 0 | 0 | 0 |  | 0 | 0 | 0 | 0 | 0 | [22 empty] | 0 | 0 | 0 | 0 | 0 | 0 |  | 0 | 0 | 0 | 0 | 0 | 0 |  | 0 | 0 | 0 | 0 | 0 | 0 |  | 0 | 0 | 0 | 0 | 0 | 0 |  | 0 | 0 | 0 | 0 | 0 | 0 |  | 0 | 0 | 0 | 0 | 0 | 0
| LV UGB |  | 0 | 0 | C1 | 0 | 0 | 0 | 0 | 0 | 0 | 0 | 0 | 0 | 0 | 0 | 0 | 0 | 0 | 0 | 0 | 0 | 0 | 0 | 0 | 0 | 0 | 0 | 0 | 0 | 0 | 0 | 0 | 0 | 0 | 0 | 0 | 0 | 0 | 0 | 0 |  |  | C1 | 0 | 0 | 0 | 0 | 0 | C1 | 0 | 0 | 0 | 0 | 0 | C1 | [5 empty] | C1 | [5 empty] | 0 | [6 empty] | 0 | [6 empty] | 0 | [6 empty] | 0 | [6 empty] | 0 | [6 empty] | 0
|  |  | 0 | 0 | C2 | 0 | 0 | 0 | 0 | 0 | 0 | 0 | 0 | 0 | 0 | 0 | 0 | 0 | 0 | 0 | 0 | 0 | 0 | 0 | 0 | 0 | 0 | 0 | 0 | 0 | 0 | 0 | 0 | 0 | 0 | 0 | 0 | 0 | 0 | 0 | 0 |  |  | C2 | 0 | 0 | 0 | 0 | 0 | C2 | 0 | 0 | 0 | 0 | 0 | C2 | [5 empty] | C2 | [5 empty] | 0 | [6 empty] | 0 | [6 empty] | 0 | [6 empty] | 0 | [6 empty] | 0 | [6 empty] | 0
|  |  | 0 | 0 | C3 | 0 | 0 | 0 | 0 | 0 | 0 | 0 | 0 | 0 | 0 | 0 | 0 | 0 | 0 | 0 | 0 | 0 | 0 | 0 | 0 | 0 | 0 | 0 | 0 | 0 | 0 | 0 | 0 | 0 | 0 | 0 | 0 | 0 | 0 | 0 | 0 |  |  | C3 | 0 | 0 | 0 | 0 | 0 | C3 | 0 | 0 | 0 | 0 | 0 | C3 | [5 empty] | C3 | [5 empty] | 0 | [6 empty] | 0 | [6 empty] | 0 | [6 empty] | 0 | [6 empty] | 0 | [6 empty] | 0
|  |  | 0 | 0 | C4 | 0 | 0 | 0 | 0 | 0 | 0 | 0 | 0 | 0 | 0 | 0 | 0 | 0 | 0 | 0 | 0 | 0 | 0 | 0 | 0 | 0 | 0 | 0 | 0 | 0 | 0 | 0 | 0 | 0 | 0 | 0 | 0 | 0 | 0 | 0 | 0 |  |  | C4 | 0 | 0 | 0 | 0 | 0 | C4 | 0 | 0 | 0 | 0 | 0 | C4 | [5 empty] | C4 | [5 empty] | 0 | [6 empty] | 0 | [6 empty] | 0 | [6 empty] | 0 | [6 empty] | 0 | [6 empty] | 0
|  |  | 0 | 0 |  | 0 | 0 | 0 | 0 | 0 |  | 0 | 0 | 0 | 0 | 0 |  | 0 | 0 | 0 | 0 | 0 |  | 0 | 0 | 0 | 0 | 0 |  | 0 | 0 | 0 | 0 | 0 |  | 0 | 0 | 0 | 0 | 0 | [22 empty] | 0 | 0 | 0 | 0 | 0 | 0 |  | 0 | 0 | 0 | 0 | 0 | 0 |  | 0 | 0 | 0 | 0 | 0 | 0 |  | 0 | 0 | 0 | 0 | 0 | 0 |  | 0 | 0 | 0 | 0 | 0 | 0 |  | 0 | 0 | 0 | 0 | 0 | 0
| LV OHL Support |  | 20056 | 20056 | C1 | 5357 | 6892 | 5016 | 1451 | 1340 | 20056 | 4772 | 6932 | 5147 | 1702 | 1534 | 20087 | 0 | 0 | 0 | 0 | 0 | 0 | 4542 | 5140 | 6085 | 2520 | 1889 | 20176 | 0 | 0 | 0 | 0 | 0 | 0 | 3837 | 4955 | 4832 | 2877 | 3536 | 20037 |  |  | C1 | 2.2392e-05 | 9.6307e-05 | 0.00027796 | 0.0006222 | 0.0011838 | C1 | 8103.2947 | 8103.2947 | 8103.2947 | 8103.2947 | 8103.2947 | C1 | 0.18145 | 0.7804 | 2.2524 | 5.0418 | 9.5929 | C1 | 865.8657 | 5409.7328 | 11593.2677 | 8581.1981 | 14715.4913 | 41165.5556 |  | 972.0122 | 5378.5168 | 11298.1991 | 7315.6983 | 12854.4709 | 37818.8973 |  | 824.1328 | 4011.256 | 13706.0489 | 12705.4167 | 18120.9668 | 49367.8213 |  | 824.1328 | 4011.256 | 13706.0489 | 12705.4167 | 18120.9668 | 49367.8213 |  | 696.2126 | 3866.882 | 10883.7516 | 14505.3507 | 33920.4546 | 63872.6515 |  | 696.2126 | 3866.882 | 10883.7516 | 14505.3507 | 33920.4546 | 63872.6515
|  |  | 18468 | 18468 | C2 | 4658 | 7204 | 4315 | 965 | 1326 | 18468 | 4138 | 7241 | 4423 | 1245 | 1541 | 18588 | 0 | 0 | 0 | 0 | 0 | 0 | 3963 | 5386 | 5236 | 1888 | 1884 | 18357 | 0 | 0 | 0 | 0 | 0 | 0 | 3363 | 5200 | 4172 | 2200 | 3548 | 18483 |  |  | C2 | 2.2392e-05 | 9.6307e-05 | 0.00027796 | 0.0006222 | 0.0011838 | C2 | 11576.1353 | 11576.1353 | 11576.1353 | 11576.1353 | 11576.1353 | C2 | 0.25921 | 1.1149 | 3.2178 | 7.2026 | 13.7041 | C2 | 1072.6117 | 8072.6806 | 14232.1527 | 8967.2584 | 21118.0594 | 53462.7628 |  | 1207.401 | 8031.4309 | 13884.6346 | 6950.5256 | 18171.6721 | 48245.6642 |  | 1027.2499 | 6004.6206 | 16848.1916 | 13598.5412 | 25818.5748 | 63297.1782 |  | 1027.2499 | 6004.6206 | 16848.1916 | 13598.5412 | 25818.5748 | 63297.1782 |  | 871.7238 | 5797.2572 | 13424.4949 | 15845.7578 | 48622.2418 | 84561.4755 |  | 871.7238 | 5797.2572 | 13424.4949 | 15845.7578 | 48622.2418 | 84561.4755
|  |  | 3371 | 3371 | C3 | 576 | 1330 | 735 | 423 | 307 | 3371 | 515 | 1339 | 756 | 423 | 307 | 3340 | 0 | 0 | 0 | 0 | 0 | 0 | 483 | 988 | 895 | 602 | 411 | 3379 | 0 | 0 | 0 | 0 | 0 | 0 | 404 | 951 | 705 | 660 | 727 | 3447 |  |  | C3 | 2.2392e-05 | 9.6307e-05 | 0.00027796 | 0.0006222 | 0.0011838 | C3 | 17364.2029 | 17364.2029 | 17364.2029 | 17364.2029 | 17364.2029 | C3 | 0.38882 | 1.6723 | 4.8266 | 10.8039 | 20.5562 | C3 | 200.2399 | 2239.1906 | 3648.9399 | 4570.0606 | 6310.7504 | 16969.1813 |  | 223.9576 | 2224.14 | 3547.5805 | 4570.0606 | 6310.7504 | 16876.489 |  | 187.7978 | 1652.2183 | 4319.8429 | 6503.9633 | 8448.5942 | 21112.4164 |  | 187.7978 | 1652.2183 | 4319.8429 | 6503.9633 | 8448.5942 | 21112.4164 |  | 157.0814 | 1590.3437 | 3402.7813 | 7130.591 | 14944.3502 | 27225.1476 |  | 157.0814 | 1590.3437 | 3402.7813 | 7130.591 | 14944.3502 | 27225.1476
|  |  | 5887 | 5887 | C4 | 1135 | 2481 | 1627 | 284 | 360 | 5887 | 1013 | 2497 | 1670 | 378 | 434 | 5992 | 0 | 0 | 0 | 0 | 0 | 0 | 961 | 1849 | 1969 | 575 | 516 | 5870 | 0 | 0 | 0 | 0 | 0 | 0 | 810 | 1782 | 1564 | 672 | 987 | 5815 |  |  | C4 | 2.2392e-05 | 9.6307e-05 | 0.00027796 | 0.0006222 | 0.0011838 | C4 | 28940.3382 | 28940.3382 | 28940.3382 | 28940.3382 | 28940.3382 | C4 | 0.64803 | 2.7871 | 8.0444 | 18.0065 | 34.2603 | C4 | 656.4498 | 6959.4958 | 13434.1482 | 6806.4732 | 14868.9775 | 42725.5445 |  | 735.5089 | 6914.9015 | 13088.239 | 5113.8582 | 12333.7141 | 38186.2216 |  | 622.7524 | 5153.4272 | 15839.4239 | 10353.7622 | 17678.3235 | 49647.6892 |  | 622.7524 | 5153.4272 | 15839.4239 | 10353.7622 | 17678.3235 | 49647.6892 |  | 524.9006 | 4966.6886 | 12581.4418 | 12100.3968 | 33814.9328 | 63988.3606 |  | 524.9006 | 4966.6886 | 12581.4418 | 12100.3968 | 33814.9328 | 63988.3606
|  |  | 47782 | 47782 |  | 11726 | 17907 | 11693 | 3123 | 3333 |  | 10438 | 18009 | 11996 | 3748 | 3816 |  | 0 | 0 | 0 | 0 | 0 |  | 9949 | 13363 | 14185 | 5585 | 4700 |  | 0 | 0 | 0 | 0 | 0 |  | 8414 | 12888 | 11273 | 6409 | 8798 | [22 empty] | 2795.167 | 22681.0998 | 42908.5085 | 28924.9903 | 57013.2786 | 154323.0442 |  | 3138.8797 | 22548.9892 | 41818.6532 | 23950.1426 | 49670.6075 | 141127.2722 |  | 2661.933 | 16821.5221 | 50713.5073 | 43161.6834 | 70066.4594 | 183425.1051 |  | 2661.933 | 16821.5221 | 50713.5073 | 43161.6834 | 70066.4594 | 183425.1051 |  | 2249.9184 | 16221.1715 | 40292.4696 | 49582.0963 | 131301.9794 | 239647.6352 |  | 2249.9184 | 16221.1715 | 40292.4696 | 49582.0963 | 131301.9794 | 239647.6352
| [Please insert new asset category as required] |  | 0 | 0 | C1 | 0 | 0 | 0 | 0 | 0 | 0 | 0 | 0 | 0 | 0 | 0 | 0 | 0 | 0 | 0 | 0 | 0 | 0 | 0 | 0 | 0 | 0 | 0 | 0 | 0 | 0 | 0 | 0 | 0 | 0 | 0 | 0 | 0 | 0 | 0 | 0 |  |  | C1 | 0 | 0 | 0 | 0 | 0 | C1 | 0 | 0 | 0 | 0 | 0 | C1 | [5 empty] | C1 | [5 empty] | 0 | [6 empty] | 0 | [6 empty] | 0 | [6 empty] | 0 | [6 empty] | 0 | [6 empty] | 0
|  |  | 0 | 0 | C2 | 0 | 0 | 0 | 0 | 0 | 0 | 0 | 0 | 0 | 0 | 0 | 0 | 0 | 0 | 0 | 0 | 0 | 0 | 0 | 0 | 0 | 0 | 0 | 0 | 0 | 0 | 0 | 0 | 0 | 0 | 0 | 0 | 0 | 0 | 0 | 0 |  |  | C2 | 0 | 0 | 0 | 0 | 0 | C2 | 0 | 0 | 0 | 0 | 0 | C2 | [5 empty] | C2 | [5 empty] | 0 | [6 empty] | 0 | [6 empty] | 0 | [6 empty] | 0 | [6 empty] | 0 | [6 empty] | 0
|  |  | 0 | 0 | C3 | 0 | 0 | 0 | 0 | 0 | 0 | 0 | 0 | 0 | 0 | 0 | 0 | 0 | 0 | 0 | 0 | 0 | 0 | 0 | 0 | 0 | 0 | 0 | 0 | 0 | 0 | 0 | 0 | 0 | 0 | 0 | 0 | 0 | 0 | 0 | 0 |  |  | C3 | 0 | 0 | 0 | 0 | 0 | C3 | 0 | 0 | 0 | 0 | 0 | C3 | [5 empty] | C3 | [5 empty] | 0 | [6 empty] | 0 | [6 empty] | 0 | [6 empty] | 0 | [6 empty] | 0 | [6 empty] | 0
|  |  | 0 | 0 | C4 | 0 | 0 | 0 | 0 | 0 | 0 | 0 | 0 | 0 | 0 | 0 | 0 | 0 | 0 | 0 | 0 | 0 | 0 | 0 | 0 | 0 | 0 | 0 | 0 | 0 | 0 | 0 | 0 | 0 | 0 | 0 | 0 | 0 | 0 | 0 | 0 |  |  | C4 | 0 | 0 | 0 | 0 | 0 | C4 | 0 | 0 | 0 | 0 | 0 | C4 | [5 empty] | C4 | [5 empty] | 0 | [6 empty] | 0 | [6 empty] | 0 | [6 empty] | 0 | [6 empty] | 0 | [6 empty] | 0
|  |  | 0 | 0 |  | 0 | 0 | 0 | 0 | 0 |  | 0 | 0 | 0 | 0 | 0 |  | 0 | 0 | 0 | 0 | 0 |  | 0 | 0 | 0 | 0 | 0 |  | 0 | 0 | 0 | 0 | 0 |  | 0 | 0 | 0 | 0 | 0 | [22 empty] | 0 | 0 | 0 | 0 | 0 | 0 |  | 0 | 0 | 0 | 0 | 0 | 0 |  | 0 | 0 | 0 | 0 | 0 | 0 |  | 0 | 0 | 0 | 0 | 0 | 0 |  | 0 | 0 | 0 | 0 | 0 | 0 |  | 0 | 0 | 0 | 0 | 0 | 0
| [Please insert new asset category as required] |  | 0 | 0 | C1 | 0 | 0 | 0 | 0 | 0 | 0 | 0 | 0 | 0 | 0 | 0 | 0 | 0 | 0 | 0 | 0 | 0 | 0 | 0 | 0 | 0 | 0 | 0 | 0 | 0 | 0 | 0 | 0 | 0 | 0 | 0 | 0 | 0 | 0 | 0 | 0 |  |  | C1 | 0 | 0 | 0 | 0 | 0 | C1 | 0 | 0 | 0 | 0 | 0 | C1 | [5 empty] | C1 | [5 empty] | 0 | [6 empty] | 0 | [6 empty] | 0 | [6 empty] | 0 | [6 empty] | 0 | [6 empty] | 0
|  |  | 0 | 0 | C2 | 0 | 0 | 0 | 0 | 0 | 0 | 0 | 0 | 0 | 0 | 0 | 0 | 0 | 0 | 0 | 0 | 0 | 0 | 0 | 0 | 0 | 0 | 0 | 0 | 0 | 0 | 0 | 0 | 0 | 0 | 0 | 0 | 0 | 0 | 0 | 0 |  |  | C2 | 0 | 0 | 0 | 0 | 0 | C2 | 0 | 0 | 0 | 0 | 0 | C2 | [5 empty] | C2 | [5 empty] | 0 | [6 empty] | 0 | [6 empty] | 0 | [6 empty] | 0 | [6 empty] | 0 | [6 empty] | 0
|  |  | 0 | 0 | C3 | 0 | 0 | 0 | 0 | 0 | 0 | 0 | 0 | 0 | 0 | 0 | 0 | 0 | 0 | 0 | 0 | 0 | 0 | 0 | 0 | 0 | 0 | 0 | 0 | 0 | 0 | 0 | 0 | 0 | 0 | 0 | 0 | 0 | 0 | 0 | 0 |  |  | C3 | 0 | 0 | 0 | 0 | 0 | C3 | 0 | 0 | 0 | 0 | 0 | C3 | [5 empty] | C3 | [5 empty] | 0 | [6 empty] | 0 | [6 empty] | 0 | [6 empty] | 0 | [6 empty] | 0 | [6 empty] | 0
|  |  | 0 | 0 | C4 | 0 | 0 | 0 | 0 | 0 | 0 | 0 | 0 | 0 | 0 | 0 | 0 | 0 | 0 | 0 | 0 | 0 | 0 | 0 | 0 | 0 | 0 | 0 | 0 | 0 | 0 | 0 | 0 | 0 | 0 | 0 | 0 | 0 | 0 | 0 | 0 |  |  | C4 | 0 | 0 | 0 | 0 | 0 | C4 | 0 | 0 | 0 | 0 | 0 | C4 | [5 empty] | C4 | [5 empty] | 0 | [6 empty] | 0 | [6 empty] | 0 | [6 empty] | 0 | [6 empty] | 0 | [6 empty] | 0
|  |  | 0 | 0 |  | 0 | 0 | 0 | 0 | 0 |  | 0 | 0 | 0 | 0 | 0 |  | 0 | 0 | 0 | 0 | 0 |  | 0 | 0 | 0 | 0 | 0 |  | 0 | 0 | 0 | 0 | 0 |  | 0 | 0 | 0 | 0 | 0 | [22 empty] | 0 | 0 | 0 | 0 | 0 | 0 |  | 0 | 0 | 0 | 0 | 0 | 0 |  | 0 | 0 | 0 | 0 | 0 | 0 |  | 0 | 0 | 0 | 0 | 0 | 0 |  | 0 | 0 | 0 | 0 | 0 | 0 |  | 0 | 0 | 0 | 0 | 0 | 0
| [Please insert new asset category as required] |  | 0 | 0 | C1 | 0 | 0 | 0 | 0 | 0 | 0 | 0 | 0 | 0 | 0 | 0 | 0 | 0 | 0 | 0 | 0 | 0 | 0 | 0 | 0 | 0 | 0 | 0 | 0 | 0 | 0 | 0 | 0 | 0 | 0 | 0 | 0 | 0 | 0 | 0 | 0 |  |  | C1 | 0 | 0 | 0 | 0 | 0 | C1 | 0 | 0 | 0 | 0 | 0 | C1 | [5 empty] | C1 | [5 empty] | 0 | [6 empty] | 0 | [6 empty] | 0 | [6 empty] | 0 | [6 empty] | 0 | [6 empty] | 0
|  |  | 0 | 0 | C2 | 0 | 0 | 0 | 0 | 0 | 0 | 0 | 0 | 0 | 0 | 0 | 0 | 0 | 0 | 0 | 0 | 0 | 0 | 0 | 0 | 0 | 0 | 0 | 0 | 0 | 0 | 0 | 0 | 0 | 0 | 0 | 0 | 0 | 0 | 0 | 0 |  |  | C2 | 0 | 0 | 0 | 0 | 0 | C2 | 0 | 0 | 0 | 0 | 0 | C2 | [5 empty] | C2 | [5 empty] | 0 | [6 empty] | 0 | [6 empty] | 0 | [6 empty] | 0 | [6 empty] | 0 | [6 empty] | 0
|  |  | 0 | 0 | C3 | 0 | 0 | 0 | 0 | 0 | 0 | 0 | 0 | 0 | 0 | 0 | 0 | 0 | 0 | 0 | 0 | 0 | 0 | 0 | 0 | 0 | 0 | 0 | 0 | 0 | 0 | 0 | 0 | 0 | 0 | 0 | 0 | 0 | 0 | 0 | 0 |  |  | C3 | 0 | 0 | 0 | 0 | 0 | C3 | 0 | 0 | 0 | 0 | 0 | C3 | [5 empty] | C3 | [5 empty] | 0 | [6 empty] | 0 | [6 empty] | 0 | [6 empty] | 0 | [6 empty] | 0 | [6 empty] | 0
|  |  | 0 | 0 | C4 | 0 | 0 | 0 | 0 | 0 | 0 | 0 | 0 | 0 | 0 | 0 | 0 | 0 | 0 | 0 | 0 | 0 | 0 | 0 | 0 | 0 | 0 | 0 | 0 | 0 | 0 | 0 | 0 | 0 | 0 | 0 | 0 | 0 | 0 | 0 | 0 |  |  | C4 | 0 | 0 | 0 | 0 | 0 | C4 | 0 | 0 | 0 | 0 | 0 | C4 | [5 empty] | C4 | [5 empty] | 0 | [6 empty] | 0 | [6 empty] | 0 | [6 empty] | 0 | [6 empty] | 0 | [6 empty] | 0
|  |  | 0 | 0 |  | 0 | 0 | 0 | 0 | 0 |  | 0 | 0 | 0 | 0 | 0 |  | 0 | 0 | 0 | 0 | 0 |  | 0 | 0 | 0 | 0 | 0 |  | 0 | 0 | 0 | 0 | 0 |  | 0 | 0 | 0 | 0 | 0 | [22 empty] | 0 | 0 | 0 | 0 | 0 | 0 |  | 0 | 0 | 0 | 0 | 0 | 0 |  | 0 | 0 | 0 | 0 | 0 | 0 |  | 0 | 0 | 0 | 0 | 0 | 0 |  | 0 | 0 | 0 | 0 | 0 | 0 |  | 0 | 0 | 0 | 0 | 0 | 0
| [Please insert new asset category as required] |  | 0 | 0 | C1 | 0 | 0 | 0 | 0 | 0 | 0 | 0 | 0 | 0 | 0 | 0 | 0 | 0 | 0 | 0 | 0 | 0 | 0 | 0 | 0 | 0 | 0 | 0 | 0 | 0 | 0 | 0 | 0 | 0 | 0 | 0 | 0 | 0 | 0 | 0 | 0 |  |  | C1 | 0 | 0 | 0 | 0 | 0 | C1 | 0 | 0 | 0 | 0 | 0 | C1 | [5 empty] | C1 | [5 empty] | 0 | [6 empty] | 0 | [6 empty] | 0 | [6 empty] | 0 | [6 empty] | 0 | [6 empty] | 0
|  |  | 0 | 0 | C2 | 0 | 0 | 0 | 0 | 0 | 0 | 0 | 0 | 0 | 0 | 0 | 0 | 0 | 0 | 0 | 0 | 0 | 0 | 0 | 0 | 0 | 0 | 0 | 0 | 0 | 0 | 0 | 0 | 0 | 0 | 0 | 0 | 0 | 0 | 0 | 0 |  |  | C2 | 0 | 0 | 0 | 0 | 0 | C2 | 0 | 0 | 0 | 0 | 0 | C2 | [5 empty] | C2 | [5 empty] | 0 | [6 empty] | 0 | [6 empty] | 0 | [6 empty] | 0 | [6 empty] | 0 | [6 empty] | 0
|  |  | 0 | 0 | C3 | 0 | 0 | 0 | 0 | 0 | 0 | 0 | 0 | 0 | 0 | 0 | 0 | 0 | 0 | 0 | 0 | 0 | 0 | 0 | 0 | 0 | 0 | 0 | 0 | 0 | 0 | 0 | 0 | 0 | 0 | 0 | 0 | 0 | 0 | 0 | 0 |  |  | C3 | 0 | 0 | 0 | 0 | 0 | C3 | 0 | 0 | 0 | 0 | 0 | C3 | [5 empty] | C3 | [5 empty] | 0 | [6 empty] | 0 | [6 empty] | 0 | [6 empty] | 0 | [6 empty] | 0 | [6 empty] | 0
|  |  | 0 | 0 | C4 | 0 | 0 | 0 | 0 | 0 | 0 | 0 | 0 | 0 | 0 | 0 | 0 | 0 | 0 | 0 | 0 | 0 | 0 | 0 | 0 | 0 | 0 | 0 | 0 | 0 | 0 | 0 | 0 | 0 | 0 | 0 | 0 | 0 | 0 | 0 | 0 |  |  | C4 | 0 | 0 | 0 | 0 | 0 | C4 | 0 | 0 | 0 | 0 | 0 | C4 | [5 empty] | C4 | [5 empty] | 0 | [6 empty] | 0 | [6 empty] | 0 | [6 empty] | 0 | [6 empty] | 0 | [6 empty] | 0
|  |  | 0 | 0 |  | 0 | 0 | 0 | 0 | 0 |  | 0 | 0 | 0 | 0 | 0 |  | 0 | 0 | 0 | 0 | 0 |  | 0 | 0 | 0 | 0 | 0 |  | 0 | 0 | 0 | 0 | 0 |  | 0 | 0 | 0 | 0 | 0 | [22 empty] | 0 | 0 | 0 | 0 | 0 | 0 |  | 0 | 0 | 0 | 0 | 0 | 0 |  | 0 | 0 | 0 | 0 | 0 | 0 |  | 0 | 0 | 0 | 0 | 0 | 0 |  | 0 | 0 | 0 | 0 | 0 | 0 |  | 0 | 0 | 0 | 0 | 0 | 0
| [Please insert new asset category as required] |  | 0 | 0 | C1 | 0 | 0 | 0 | 0 | 0 | 0 | 0 | 0 | 0 | 0 | 0 | 0 | 0 | 0 | 0 | 0 | 0 | 0 | 0 | 0 | 0 | 0 | 0 | 0 | 0 | 0 | 0 | 0 | 0 | 0 | 0 | 0 | 0 | 0 | 0 | 0 |  |  | C1 | 0 | 0 | 0 | 0 | 0 | C1 | 0 | 0 | 0 | 0 | 0 | C1 | [5 empty] | C1 | [5 empty] | 0 | [6 empty] | 0 | [6 empty] | 0 | [6 empty] | 0 | [6 empty] | 0 | [6 empty] | 0
|  |  | 0 | 0 | C2 | 0 | 0 | 0 | 0 | 0 | 0 | 0 | 0 | 0 | 0 | 0 | 0 | 0 | 0 | 0 | 0 | 0 | 0 | 0 | 0 | 0 | 0 | 0 | 0 | 0 | 0 | 0 | 0 | 0 | 0 | 0 | 0 | 0 | 0 | 0 | 0 |  |  | C2 | 0 | 0 | 0 | 0 | 0 | C2 | 0 | 0 | 0 | 0 | 0 | C2 | [5 empty] | C2 | [5 empty] | 0 | [6 empty] | 0 | [6 empty] | 0 | [6 empty] | 0 | [6 empty] | 0 | [6 empty] | 0
|  |  | 0 | 0 | C3 | 0 | 0 | 0 | 0 | 0 | 0 | 0 | 0 | 0 | 0 | 0 | 0 | 0 | 0 | 0 | 0 | 0 | 0 | 0 | 0 | 0 | 0 | 0 | 0 | 0 | 0 | 0 | 0 | 0 | 0 | 0 | 0 | 0 | 0 | 0 | 0 |  |  | C3 | 0 | 0 | 0 | 0 | 0 | C3 | 0 | 0 | 0 | 0 | 0 | C3 | [5 empty] | C3 | [5 empty] | 0 | [6 empty] | 0 | [6 empty] | 0 | [6 empty] | 0 | [6 empty] | 0 | [6 empty] | 0
|  |  | 0 | 0 | C4 | 0 | 0 | 0 | 0 | 0 | 0 | 0 | 0 | 0 | 0 | 0 | 0 | 0 | 0 | 0 | 0 | 0 | 0 | 0 | 0 | 0 | 0 | 0 | 0 | 0 | 0 | 0 | 0 | 0 | 0 | 0 | 0 | 0 | 0 | 0 | 0 |  |  | C4 | 0 | 0 | 0 | 0 | 0 | C4 | 0 | 0 | 0 | 0 | 0 | C4 | [5 empty] | C4 | [5 empty] | 0 | [6 empty] | 0 | [6 empty] | 0 | [6 empty] | 0 | [6 empty] | 0 | [6 empty] | 0
|  |  | 0 | 0 |  | 0 | 0 | 0 | 0 | 0 |  | 0 | 0 | 0 | 0 | 0 |  | 0 | 0 | 0 | 0 | 0 |  | 0 | 0 | 0 | 0 | 0 |  | 0 | 0 | 0 | 0 | 0 |  | 0 | 0 | 0 | 0 | 0 | [22 empty] | 0 | 0 | 0 | 0 | 0 | 0 |  | 0 | 0 | 0 | 0 | 0 | 0 |  | 0 | 0 | 0 | 0 | 0 | 0 |  | 0 | 0 | 0 | 0 | 0 | 0 |  | 0 | 0 | 0 | 0 | 0 | 0 |  | 0 | 0 | 0 | 0 | 0 | 0
[63 empty] | 2795.167 | 22681.0998 | 42908.5085 | 28924.9903 | 57013.2786 | 154323.0442 |  | 3138.8797 | 22548.9892 | 41818.6532 | 23950.1426 | 49670.6075 | 141127.2722 |  | 2661.933 | 16821.5221 | 50713.5073 | 43161.6834 | 70066.4594 | 183425.1051 |  | 2661.933 | 16821.5221 | 50713.5073 | 43161.6834 | 70066.4594 | 183425.1051 |  | 2249.9184 | 16221.1715 | 40292.4696 | 49582.0963 | 131301.9794 | 239647.6352 |  | 2249.9184 | 16221.1715 | 40292.4696 | 49582.0963 | 131301.9794 | 239647.6352
| HV Network | [73 empty] | 0 | [6 empty] | 0 | [6 empty] | 0 | [6 empty] | 0 | [6 empty] | 0
| HV Switchgear (GM) - Primary |  | 1652 | 1652 | C1 | 370 | 538 | 402 | 182 | 160 | 1652 | 354 | 538 | 402 | 193 | 160 | 1647 | 0 | 0 | 0 | 0 | 0 | 0 | 346 | 470 | 355 | 201 | 275 | 1647 | 0 | 0 | 0 | 0 | 0 | 0 | 305 | 323 | 348 | 278 | 393 | 1647 |  |  | C1 | 5.5627e-05 | 0.00023925 | 0.00069054 | 0.0015457 | 0.002941 | C1 | 86060.2984 | 86060.2984 | 86060.2984 | 86060.2984 | 86060.2984 | C1 | 4.7873 | 20.5901 | 59.4283 | 133.0241 | 253.0995 | C1 | 1694.7092 | 11077.4903 | 23890.1892 | 25673.6443 | 40495.9163 | 102831.9493 |  | 1771.3062 | 11077.4903 | 23890.1892 | 24210.3796 | 40495.9163 | 101445.2816 |  | 1656.4107 | 9677.3614 | 21097.0576 | 26737.8368 | 69602.3561 | 128771.0227 |  | 1656.4107 | 9677.3614 | 21097.0576 | 26737.8368 | 69602.3561 | 128771.0227 |  | 1460.1308 | 6650.6122 | 20681.0593 | 36980.6898 | 99468.0944 | 165240.5864 |  | 1460.1308 | 6650.6122 | 20681.0593 | 36980.6898 | 99468.0944 | 165240.5864
|  |  | 1936 | 1936 | C2 | 360 | 530 | 441 | 370 | 235 | 1936 | 323 | 532 | 453 | 397 | 239 | 1944 | 0 | 0 | 0 | 0 | 0 | 0 | 302 | 415 | 399 | 401 | 427 | 1944 | 0 | 0 | 0 | 0 | 0 | 0 | 277 | 255 | 411 | 329 | 672 | 1944 |  |  | C2 | 5.5627e-05 | 0.00023925 | 0.00069054 | 0.0015457 | 0.002941 | C2 | 122943.2834 | 122943.2834 | 122943.2834 | 122943.2834 | 122943.2834 | C2 | 6.839 | 29.4145 | 84.8976 | 190.0344 | 361.5707 | C2 | 2209.0035 | 15648.4993 | 38458.6201 | 75443.6477 | 86415.3928 | 218175.1634 |  | 2462.0473 | 15589.6704 | 37439.8487 | 70312.7195 | 84969.11 | 210773.3959 |  | 2065.3841 | 12207.0061 | 33874.1488 | 76203.7852 | 154390.6808 | 278741.0049 |  | 2065.3841 | 12207.0061 | 33874.1488 | 76203.7852 | 154390.6808 | 278741.0049 |  | 1894.4086 | 7500.6905 | 34892.9202 | 62521.31 | 242975.4977 | 349784.827 |  | 1894.4086 | 7500.6905 | 34892.9202 | 62521.31 | 242975.4977 | 349784.827
|  |  | 612 | 612 | C3 | 89 | 171 | 146 | 107 | 99 | 612 | 89 | 171 | 146 | 107 | 99 | 612 | 0 | 0 | 0 | 0 | 0 | 0 | 87 | 139 | 115 | 123 | 148 | 612 | 0 | 0 | 0 | 0 | 0 | 0 | 84 | 94 | 120 | 91 | 223 | 612 |  |  | C3 | 5.5627e-05 | 0.00023925 | 0.00069054 | 0.0015457 | 0.002941 | C3 | 184414.9251 | 184414.9251 | 184414.9251 | 184414.9251 | 184414.9251 | C3 | 10.2585 | 44.1217 | 127.3464 | 285.0516 | 542.356 | C3 | 913.0092 | 7544.8122 | 18592.5779 | 30500.5175 | 53693.2461 | 111244.1629 |  | 913.0092 | 7544.8122 | 18592.5779 | 30500.5175 | 53693.2461 | 111244.1629 |  | 892.4921 | 6132.9175 | 14644.8388 | 35061.3426 | 80268.6912 | 137000.2822 |  | 892.4921 | 6132.9175 | 14644.8388 | 35061.3426 | 80268.6912 | 137000.2822 |  | 861.7165 | 4147.4406 | 15281.5709 | 25939.6925 | 120945.3928 | 167175.8133 |  | 861.7165 | 4147.4406 | 15281.5709 | 25939.6925 | 120945.3928 | 167175.8133
|  |  | 74 | 74 | C4 | 6 | 32 | 27 | 4 | 5 | 74 | 6 | 32 | 27 | 4 | 5 | 74 | 0 | 0 | 0 | 0 | 0 | 0 | 4 | 20 | 29 | 15 | 6 | 74 | 0 | 0 | 0 | 0 | 0 | 0 | 4 | 17 | 17 | 27 | 9 | 74 |  |  | C4 | 5.5627e-05 | 0.00023925 | 0.00069054 | 0.0015457 | 0.002941 | C4 | 307358.2086 | 307358.2086 | 307358.2086 | 307358.2086 | 307358.2086 | C4 | 17.0976 | 73.5362 | 212.244 | 475.0859 | 903.9267 | C4 | 102.5853 | 2353.1578 | 5730.5891 | 1900.3438 | 4519.6335 | 14606.3095 |  | 102.5853 | 2353.1578 | 5730.5891 | 1900.3438 | 4519.6335 | 14606.3095 |  | 68.3902 | 1470.7236 | 6155.0772 | 7126.2891 | 5423.5602 | 20244.0403 |  | 68.3902 | 1470.7236 | 6155.0772 | 7126.2891 | 5423.5602 | 20244.0403 |  | 68.3902 | 1250.1151 | 3608.1487 | 12827.3204 | 8135.3403 | 25889.3147 |  | 68.3902 | 1250.1151 | 3608.1487 | 12827.3204 | 8135.3403 | 25889.3147
|  |  | 4274 | 4274 |  | 825 | 1271 | 1016 | 663 | 499 |  | 772 | 1273 | 1028 | 701 | 503 |  | 0 | 0 | 0 | 0 | 0 |  | 739 | 1044 | 898 | 740 | 856 |  | 0 | 0 | 0 | 0 | 0 |  | 670 | 689 | 896 | 725 | 1297 | [22 empty] | 4919.3072 | 36623.9596 | 86671.9762 | 133518.1533 | 185124.1887 | 446857.585 |  | 5248.948 | 36565.1307 | 85653.2048 | 126923.9604 | 183677.906 | 438069.1499 |  | 4682.6771 | 29488.0086 | 75771.1223 | 145129.2537 | 309685.2883 | 564756.3501 |  | 4682.6771 | 29488.0086 | 75771.1223 | 145129.2537 | 309685.2883 | 564756.3501 |  | 4284.6462 | 19548.8584 | 74463.699 | 138269.0127 | 471524.3251 | 708090.5414 |  | 4284.6462 | 19548.8584 | 74463.699 | 138269.0127 | 471524.3251 | 708090.5414
| HV Switchgear (GM) - Distribution |  | 9219 | 9219 | C1 | 6412 | 2020 | 450 | 61 | 276 | 9219 | 6026 | 2068 | 510 | 155 | 343 | 9102 | 0 | 0 | 0 | 0 | 0 | 0 | 6173 | 1883 | 737 | 46 | 380 | 9219 | 0 | 0 | 0 | 0 | 0 | 0 | 5720 | 1529 | 1215 | 287 | 468 | 9219 |  |  | C1 | 0.00010224 | 0.00043971 | 0.0012691 | 0.0028408 | 0.0054051 | C1 | 116980.9788 | 116980.9788 | 116980.9788 | 116980.9788 | 116980.9788 | C1 | 11.9596 | 51.4381 | 148.4634 | 332.3196 | 632.291 | C1 | 72068.7226 | 106373.9796 | 75716.317 | 51509.5409 | 216875.8213 | 522544.3814 |  | 76685.1392 | 103904.951 | 66808.515 | 20271.4967 | 174512.3227 | 442182.4247 |  | 73826.788 | 96857.9321 | 109417.5013 | 15286.7025 | 240270.5892 | 535659.513 |  | 73826.788 | 96857.9321 | 109417.5013 | 15286.7025 | 240270.5892 | 535659.513 |  | 68409.0762 | 78648.8466 | 180382.9906 | 95375.7306 | 295912.1993 | 718728.8432 |  | 68409.0762 | 78648.8466 | 180382.9906 | 95375.7306 | 295912.1993 | 718728.8432
|  |  | 15122 | 15122 | C2 | 4628 | 6754 | 2181 | 125 | 1434 | 15122 | 4331 | 6906 | 2461 | 527 | 1854 | 16079 | 0 | 0 | 0 | 0 | 0 | 0 | 4144 | 5164 | 3472 | 487 | 1855 | 15122 | 0 | 0 | 0 | 0 | 0 | 0 | 3712 | 3037 | 4803 | 1272 | 2298 | 15122 |  |  | C2 | 0.00010224 | 0.00043971 | 0.0012691 | 0.0028408 | 0.0054051 | C2 | 167115.684 | 167115.684 | 167115.684 | 167115.684 | 167115.684 | C2 | 17.0852 | 73.483 | 212.0905 | 474.7423 | 903.2729 | C2 | 73995.9313 | 507473.5445 | 521954.7793 | 250189.1987 | 1674667.9412 | 3028281.3949 |  | 79070.2309 | 496304.1297 | 462569.4326 | 59342.7891 | 1295293.3267 | 2392579.9089 |  | 70801.0019 | 379466.172 | 736378.2989 | 231199.5062 | 1675571.2141 | 3093416.1931 |  | 70801.0019 | 379466.172 | 736378.2989 | 231199.5062 | 1675571.2141 | 3093416.1931 |  | 63420.2025 | 223167.8475 | 1018670.7862 | 603872.2214 | 2075721.1051 | 3984852.1627 |  | 63420.2025 | 223167.8475 | 1018670.7862 | 603872.2214 | 2075721.1051 | 3984852.1627
|  |  | 5169 | 5169 | C3 | 1157 | 2280 | 1016 | 63 | 653 | 5169 | 1086 | 2339 | 1149 | 257 | 855 | 5686 | 0 | 0 | 0 | 0 | 0 | 0 | 1014 | 1636 | 1456 | 201 | 862 | 5169 | 0 | 0 | 0 | 0 | 0 | 0 | 925 | 831 | 1754 | 651 | 1008 | 5169 |  |  | C3 | 0.00010224 | 0.00043971 | 0.0012691 | 0.0028408 | 0.0054051 | C3 | 250673.526 | 250673.526 | 250673.526 | 250673.526 | 250673.526 | C3 | 25.6278 | 110.2245 | 318.1358 | 712.1135 | 1354.9093 | C3 | 27831.7645 | 257815.0783 | 365538.0179 | 183013.1615 | 1158447.4836 | 1992645.5058 |  | 29651.3366 | 251311.8335 | 323225.9584 | 44863.1485 | 884755.7974 | 1533808.0744 |  | 25986.5647 | 180327.263 | 463205.7041 | 143134.8072 | 1167931.849 | 1980586.188 |  | 25986.5647 | 180327.263 | 463205.7041 | 143134.8072 | 1167931.849 | 1980586.188 |  | 23705.6926 | 91596.5498 | 558010.1683 | 463585.8681 | 1365748.6122 | 2502646.8911 |  | 23705.6926 | 91596.5498 | 558010.1683 | 463585.8681 | 1365748.6122 | 2502646.8911
|  |  | 827 | 827 | C4 | 177 | 365 | 196 | 6 | 83 | 827 | 166 | 377 | 217 | 32 | 110 | 902 | 0 | 0 | 0 | 0 | 0 | 0 | 154 | 270 | 269 | 19 | 115 | 827 | 0 | 0 | 0 | 0 | 0 | 0 | 140 | 143 | 313 | 95 | 136 | 827 |  |  | C4 | 0.00010224 | 0.00043971 | 0.0012691 | 0.0028408 | 0.0054051 | C4 | 417789.21 | 417789.21 | 417789.21 | 417789.21 | 417789.21 | C4 | 42.713 | 183.7075 | 530.2263 | 1186.8558 | 2258.1822 | C4 | 7090.3513 | 69257.7202 | 115059.1092 | 37979.385 | 248400.0452 | 477786.6109 |  | 7560.1939 | 67053.2304 | 103924.3567 | 7121.1347 | 187429.125 | 373088.0407 |  | 6577.7958 | 49601.0198 | 142630.8773 | 22550.2598 | 259690.9564 | 481050.9091 |  | 6577.7958 | 49601.0198 | 142630.8773 | 22550.2598 | 259690.9564 | 481050.9091 |  | 5979.8144 | 26270.1697 | 165960.8349 | 112751.2992 | 307112.7832 | 618074.9014 |  | 5979.8144 | 26270.1697 | 165960.8349 | 112751.2992 | 307112.7832 | 618074.9014
|  |  | 30337 | 30337 |  | 12374 | 11419 | 3843 | 255 | 2446 |  | 11609 | 11690 | 4337 | 971 | 3162 |  | 0 | 0 | 0 | 0 | 0 |  | 11485 | 8953 | 5934 | 753 | 3212 |  | 0 | 0 | 0 | 0 | 0 |  | 10497 | 5540 | 8085 | 2305 | 3910 | [22 empty] | 180986.7697 | 940920.3226 | 1078268.2234 | 522691.286 | 3298391.2913 | 6021257.893 |  | 192966.9006 | 918574.1446 | 956528.2627 | 131598.569 | 2541990.5718 | 4741658.4487 |  | 177192.1503 | 706252.3868 | 1451632.3816 | 412171.2757 | 3343464.6086 | 6090712.8031 |  | 177192.1503 | 706252.3868 | 1451632.3816 | 412171.2757 | 3343464.6086 | 6090712.8031 |  | 161514.7856 | 419683.4136 | 1923024.78 | 1275585.1193 | 4044494.6999 | 7824302.7985 |  | 161514.7856 | 419683.4136 | 1923024.78 | 1275585.1193 | 4044494.6999 | 7824302.7985
| HV Transformer (GM) |  | 3689 | 3689 | C1 | 801 | 2276 | 402 | 181 | 29 | 3689 | 533 | 2287 | 406 | 202 | 117 | 3545 | 0 | 0 | 0 | 0 | 0 | 0 | 774 | 2215 | 263 | 244 | 193 | 3689 | 0 | 0 | 0 | 0 | 0 | 0 | 764 | 1958 | 362 | 277 | 328 | 3689 |  |  | C1 | 0.00015843 | 0.00068142 | 0.0019668 | 0.0044024 | 0.0083763 | C1 | 50314.3921 | 50314.3921 | 50314.3921 | 50314.3921 | 50314.3921 | C1 | 7.9716 | 34.2855 | 98.9566 | 221.5039 | 421.4465 | C1 | 4248.8394 | 78410.9017 | 40176.375 | 44743.7893 | 49309.2378 | 216889.1433 |  | 6385.2165 | 78033.7614 | 39780.5487 | 40092.2073 | 12221.9478 | 176513.6816 |  | 6169.9844 | 75942.3469 | 26025.5828 | 54046.9534 | 81339.17 | 243524.0376 |  | 6169.9844 | 75942.3469 | 26025.5828 | 54046.9534 | 81339.17 | 243524.0376 |  | 6090.2689 | 67130.9775 | 35822.2851 | 61356.5824 | 138234.4444 | 308634.5583 |  | 6090.2689 | 67130.9775 | 35822.2851 | 61356.5824 | 138234.4444 | 308634.5583
|  |  | 10150 | 10150 | C2 | 563 | 7175 | 1478 | 783 | 151 | 10150 | 372 | 7191 | 1480 | 868 | 333 | 10244 | 0 | 0 | 0 | 0 | 0 | 0 | 521 | 6873 | 881 | 982 | 893 | 10150 | 0 | 0 | 0 | 0 | 0 | 0 | 499 | 6059 | 1209 | 1160 | 1223 | 10150 |  |  | C2 | 0.00015843 | 0.00068142 | 0.0019668 | 0.0044024 | 0.0083763 | C2 | 71877.703 | 71877.703 | 71877.703 | 71877.703 | 71877.703 | C2 | 11.3879 | 48.9793 | 141.3666 | 316.4342 | 602.0664 | C2 | 4236.3127 | 352209.8783 | 209222.5019 | 274664.8453 | 200488.1097 | 1040821.6479 |  | 6411.4087 | 351426.2101 | 208939.7688 | 247767.9422 | 90912.0257 | 905457.3556 |  | 5933.1153 | 336634.4728 | 124543.9353 | 310738.3388 | 537645.2913 | 1315495.1534 |  | 5933.1153 | 336634.4728 | 124543.9353 | 310738.3388 | 537645.2913 | 1315495.1534 |  | 5682.5807 | 296765.3529 | 170912.1654 | 367063.6181 | 736327.2018 | 1576750.919 |  | 5682.5807 | 296765.3529 | 170912.1654 | 367063.6181 | 736327.2018 | 1576750.919
|  |  | 983 | 983 | C3 | 62 | 580 | 219 | 105 | 17 | 983 | 43 | 585 | 223 | 119 | 38 | 1008 | 0 | 0 | 0 | 0 | 0 | 0 | 59 | 549 | 98 | 158 | 119 | 983 | 0 | 0 | 0 | 0 | 0 | 0 | 56 | 458 | 129 | 161 | 179 | 983 |  |  | C3 | 0.00015843 | 0.00068142 | 0.0019668 | 0.0044024 | 0.0083763 | C3 | 107816.5545 | 107816.5545 | 107816.5545 | 107816.5545 | 107816.5545 | C3 | 17.0819 | 73.4689 | 212.0498 | 474.6512 | 903.0996 | C3 | 734.522 | 42979.303 | 47287.1128 | 56483.4964 | 34317.7845 | 181802.2187 |  | 1059.0782 | 42611.9586 | 46438.9134 | 49838.3792 | 15352.6931 | 155301.0225 |  | 1007.8325 | 40334.4229 | 20780.8836 | 74994.8944 | 107468.8516 | 244586.885 |  | 1007.8325 | 40334.4229 | 20780.8836 | 74994.8944 | 107468.8516 | 244586.885 |  | 956.5867 | 33648.7535 | 27354.4285 | 76418.8481 | 161654.8272 | 300033.444 |  | 956.5867 | 33648.7535 | 27354.4285 | 76418.8481 | 161654.8272 | 300033.444
|  |  | 538 | 538 | C4 | 7 | 375 | 94 | 50 | 12 | 538 | 6 | 380 | 98 | 58 | 21 | 563 | 0 | 0 | 0 | 0 | 0 | 0 | 6 | 348 | 53 | 67 | 64 | 538 | 0 | 0 | 0 | 0 | 0 | 0 | 4 | 304 | 68 | 71 | 91 | 538 |  |  | C4 | 0.00015843 | 0.00068142 | 0.0019668 | 0.0044024 | 0.0083763 | C4 | 179694.2574 | 179694.2574 | 179694.2574 | 179694.2574 | 179694.2574 | C4 | 28.4698 | 122.4482 | 353.4164 | 791.0854 | 1505.166 | C4 | 170.8191 | 46530.2996 | 34634.8061 | 45882.9523 | 31608.4858 | 158827.3628 |  | 199.2889 | 45918.0588 | 33221.1405 | 39554.2692 | 18061.9919 | 136954.7493 |  | 170.8191 | 42611.9586 | 18731.0686 | 53002.7207 | 96330.6233 | 210847.1902 |  | 170.8191 | 42611.9586 | 18731.0686 | 53002.7207 | 96330.6233 | 210847.1902 |  | 113.8794 | 37224.2397 | 24032.3144 | 56167.0623 | 136970.105 | 254507.6007 |  | 113.8794 | 37224.2397 | 24032.3144 | 56167.0623 | 136970.105 | 254507.6007
|  |  | 15360 | 15360 |  | 1433 | 10406 | 2193 | 1119 | 209 |  | 954 | 10443 | 2207 | 1247 | 509 |  | 0 | 0 | 0 | 0 | 0 |  | 1360 | 9985 | 1295 | 1451 | 1269 |  | 0 | 0 | 0 | 0 | 0 |  | 1323 | 8779 | 1768 | 1669 | 1821 | [22 empty] | 9390.4931 | 520130.3827 | 331320.7958 | 421775.0832 | 315723.6179 | 1598340.3727 |  | 14054.9922 | 517989.9889 | 328380.3714 | 377252.7978 | 136548.6585 | 1374226.8089 |  | 13281.7513 | 495523.2011 | 190081.4703 | 492782.9073 | 822783.9362 | 2014453.2662 |  | 13281.7513 | 495523.2011 | 190081.4703 | 492782.9073 | 822783.9362 | 2014453.2662 |  | 12843.3157 | 434769.3236 | 258121.1934 | 561006.1108 | 1173186.5785 | 2439926.522 |  | 12843.3157 | 434769.3236 | 258121.1934 | 561006.1108 | 1173186.5785 | 2439926.522
| HV UG Cable |  | 0 | 0 | C1 | 0 | 0 | 0 | 0 | 0 | 0 | 0 | 0 | 0 | 0 | 0 | 0 | 0 | 0 | 0 | 0 | 0 | 0 | 0 | 0 | 0 | 0 | 0 | 0 | 0 | 0 | 0 | 0 | 0 | 0 | 0 | 0 | 0 | 0 | 0 | 0 |  |  | C1 | 0 | 0 | 0 | 0 | 0 | C1 | 0 | 0 | 0 | 0 | 0 | C1 | [5 empty] | C1 | [5 empty] | 0 | [6 empty] | 0 | [6 empty] | 0 | [6 empty] | 0 | [6 empty] | 0 | [6 empty] | 0
|  |  | 0 | 0 | C2 | 0 | 0 | 0 | 0 | 0 | 0 | 0 | 0 | 0 | 0 | 0 | 0 | 0 | 0 | 0 | 0 | 0 | 0 | 0 | 0 | 0 | 0 | 0 | 0 | 0 | 0 | 0 | 0 | 0 | 0 | 0 | 0 | 0 | 0 | 0 | 0 |  |  | C2 | 0 | 0 | 0 | 0 | 0 | C2 | 0 | 0 | 0 | 0 | 0 | C2 | [5 empty] | C2 | [5 empty] | 0 | [6 empty] | 0 | [6 empty] | 0 | [6 empty] | 0 | [6 empty] | 0 | [6 empty] | 0
|  |  | 0 | 0 | C3 | 0 | 0 | 0 | 0 | 0 | 0 | 0 | 0 | 0 | 0 | 0 | 0 | 0 | 0 | 0 | 0 | 0 | 0 | 0 | 0 | 0 | 0 | 0 | 0 | 0 | 0 | 0 | 0 | 0 | 0 | 0 | 0 | 0 | 0 | 0 | 0 |  |  | C3 | 0 | 0 | 0 | 0 | 0 | C3 | 0 | 0 | 0 | 0 | 0 | C3 | [5 empty] | C3 | [5 empty] | 0 | [6 empty] | 0 | [6 empty] | 0 | [6 empty] | 0 | [6 empty] | 0 | [6 empty] | 0
|  |  | 0 | 0 | C4 | 0 | 0 | 0 | 0 | 0 | 0 | 0 | 0 | 0 | 0 | 0 | 0 | 0 | 0 | 0 | 0 | 0 | 0 | 0 | 0 | 0 | 0 | 0 | 0 | 0 | 0 | 0 | 0 | 0 | 0 | 0 | 0 | 0 | 0 | 0 | 0 |  |  | C4 | 0 | 0 | 0 | 0 | 0 | C4 | 0 | 0 | 0 | 0 | 0 | C4 | [5 empty] | C4 | [5 empty] | 0 | [6 empty] | 0 | [6 empty] | 0 | [6 empty] | 0 | [6 empty] | 0 | [6 empty] | 0
|  |  | 0 | 0 |  | 0 | 0 | 0 | 0 | 0 |  | 0 | 0 | 0 | 0 | 0 |  | 0 | 0 | 0 | 0 | 0 |  | 0 | 0 | 0 | 0 | 0 |  | 0 | 0 | 0 | 0 | 0 |  | 0 | 0 | 0 | 0 | 0 | [22 empty] | 0 | 0 | 0 | 0 | 0 | 0 |  | 0 | 0 | 0 | 0 | 0 | 0 |  | 0 | 0 | 0 | 0 | 0 | 0 |  | 0 | 0 | 0 | 0 | 0 | 0 |  | 0 | 0 | 0 | 0 | 0 | 0 |  | 0 | 0 | 0 | 0 | 0 | 0
| HV OHL Support - Poles |  | 44118 | 44118 | C1 | 20183 | 11572 | 5288 | 6271 | 804 | 44118 | 18044 | 11678 | 5635 | 7344 | 1402 | 44103 | 0 | 0 | 0 | 0 | 0 | 0 | 16484 | 10360 | 8939 | 6949 | 1303 | 44035 | 0 | 0 | 0 | 0 | 0 | 0 | 13675 | 10945 | 8920 | 7428 | 2868 | 43836 |  |  | C1 | 1.6064e-05 | 6.9092e-05 | 0.00019942 | 0.00044637 | 0.0008493 | C1 | 7709.7386 | 7709.7386 | 7709.7386 | 7709.7386 | 7709.7386 | C1 | 0.12385 | 0.53268 | 1.5375 | 3.4414 | 6.5479 | C1 | 2234.7682 | 6220.6434 | 8663.5361 | 25273.804 | 9180.0912 | 51572.843 |  | 2499.6856 | 6164.1793 | 8130.0406 | 21581.1581 | 5264.4745 | 43639.5381 |  | 2041.5606 | 5518.5705 | 13743.2741 | 23914.4423 | 8531.8537 | 53749.701 |  | 2041.5606 | 5518.5705 | 13743.2741 | 23914.4423 | 8531.8537 | 53749.701 |  | 1693.663 | 5830.1886 | 13714.0625 | 25562.8835 | 18779.245 | 65580.0426 |  | 1693.663 | 5830.1886 | 13714.0625 | 25562.8835 | 18779.245 | 65580.0426
|  |  | 52286 | 52286 | C2 | 22962 | 14882 | 6657 | 6619 | 1166 | 52286 | 20551 | 15013 | 7082 | 7734 | 1977 | 52357 | 0 | 0 | 0 | 0 | 0 | 0 | 18818 | 13348 | 11187 | 7333 | 1859 | 52545 | 0 | 0 | 0 | 0 | 0 | 0 | 15672 | 14105 | 11174 | 7841 | 4014 | 52806 |  |  | C2 | 1.6064e-05 | 6.9092e-05 | 0.00019942 | 0.00044637 | 0.0008493 | C2 | 11013.9123 | 11013.9123 | 11013.9123 | 11013.9123 | 11013.9123 | C2 | 0.17693 | 0.76097 | 2.1964 | 4.9163 | 9.3541 | C2 | 3636.0896 | 11424.4758 | 15554.6109 | 38022.7981 | 18493.0103 | 87130.9847 |  | 4062.668 | 11324.7884 | 14621.1586 | 32541.1043 | 10906.8538 | 73456.5731 |  | 3329.4698 | 10157.4571 | 24570.6626 | 36051.3549 | 17389.2292 | 91498.1735 |  | 3329.4698 | 10157.4571 | 24570.6626 | 36051.3549 | 17389.2292 | 91498.1735 |  | 2772.8479 | 10733.513 | 24542.1099 | 38548.8441 | 37547.2652 | 114144.58 |  | 2772.8479 | 10733.513 | 24542.1099 | 38548.8441 | 37547.2652 | 114144.58
|  |  | 12026 | 12026 | C3 | 6453 | 3255 | 1074 | 1089 | 155 | 12026 | 5728 | 3288 | 1171 | 1347 | 353 | 11887 | 0 | 0 | 0 | 0 | 0 | 0 | 5192 | 2885 | 2087 | 1250 | 317 | 11731 | 0 | 0 | 0 | 0 | 0 | 0 | 4235 | 3062 | 2079 | 1363 | 830 | 11569 |  |  | C3 | 1.6064e-05 | 6.9092e-05 | 0.00019942 | 0.00044637 | 0.0008493 | C3 | 16520.8685 | 16520.8685 | 16520.8685 | 16520.8685 | 16520.8685 | C3 | 0.2654 | 1.1415 | 3.2945 | 7.3745 | 14.0311 | C3 | 1520.1831 | 3753.1149 | 3857.9037 | 9933.4191 | 4952.9838 | 24017.6046 |  | 1712.5945 | 3715.4468 | 3538.3335 | 8030.8043 | 2174.8229 | 19172.0021 |  | 1377.9313 | 3293.1072 | 6875.7003 | 9218.095 | 4447.8636 | 25212.6974 |  | 1377.9313 | 3293.1072 | 6875.7003 | 9218.095 | 4447.8636 | 25212.6974 |  | 1123.9482 | 3495.1454 | 6849.344 | 10051.4107 | 11645.8259 | 33165.6742 |  | 1123.9482 | 3495.1454 | 6849.344 | 10051.4107 | 11645.8259 | 33165.6742
|  |  | 6548 | 6548 | C4 | 2576 | 2002 | 886 | 933 | 151 | 6548 | 2305 | 2021 | 945 | 1094 | 266 | 6631 | 0 | 0 | 0 | 0 | 0 | 0 | 2102 | 1792 | 1495 | 1033 | 245 | 6667 | 0 | 0 | 0 | 0 | 0 | 0 | 1742 | 1891 | 1491 | 1102 | 541 | 6767 |  |  | C4 | 1.6064e-05 | 6.9092e-05 | 0.00019942 | 0.00044637 | 0.0008493 | C4 | 27534.7808 | 27534.7808 | 27534.7808 | 27534.7808 | 27534.7808 | C4 | 0.44233 | 1.9024 | 5.4909 | 12.2908 | 23.3852 | C4 | 1019.5595 | 3844.8121 | 5188.897 | 13446.1279 | 6220.4612 | 29719.8576 |  | 1139.4296 | 3808.6659 | 4864.9341 | 11467.3101 | 3531.1641 | 24811.5038 |  | 929.7675 | 3409.1555 | 8208.8899 | 12696.3895 | 5729.3722 | 30973.5745 |  | 929.7675 | 3409.1555 | 8208.8899 | 12696.3895 | 5729.3722 | 30973.5745 |  | 770.5304 | 3597.4961 | 8186.9263 | 13544.4542 | 12651.3892 | 38750.7962 |  | 770.5304 | 3597.4961 | 8186.9263 | 13544.4542 | 12651.3892 | 38750.7962
|  |  | 114978 | 114978 |  | 52174 | 31711 | 13905 | 14912 | 2276 |  | 46628 | 32000 | 14833 | 17519 | 3998 |  | 0 | 0 | 0 | 0 | 0 |  | 42596 | 28385 | 23708 | 16565 | 3724 |  | 0 | 0 | 0 | 0 | 0 |  | 35324 | 30003 | 23664 | 17734 | 8253 | [22 empty] | 8410.6004 | 25243.0463 | 33264.9477 | 86676.1491 | 38846.5465 | 192441.2899 |  | 9414.3777 | 25013.0805 | 31154.4668 | 73620.3769 | 21877.3153 | 161079.6171 |  | 7678.7292 | 22378.2903 | 53398.5268 | 81880.2816 | 36098.3186 | 201434.1465 |  | 7678.7292 | 22378.2903 | 53398.5268 | 81880.2816 | 36098.3186 | 201434.1465 |  | 6360.9895 | 23656.3431 | 53292.4427 | 87707.5925 | 80623.7253 | 251641.093 |  | 6360.9895 | 23656.3431 | 53292.4427 | 87707.5925 | 80623.7253 | 251641.093
| [Please insert new asset category as required] |  | 0 | 0 | C1 | 0 | 0 | 0 | 0 | 0 | 0 | 0 | 0 | 0 | 0 | 0 | 0 | 0 | 0 | 0 | 0 | 0 | 0 | 0 | 0 | 0 | 0 | 0 | 0 | 0 | 0 | 0 | 0 | 0 | 0 | 0 | 0 | 0 | 0 | 0 | 0 |  |  | C1 | 0 | 0 | 0 | 0 | 0 | C1 | 0 | 0 | 0 | 0 | 0 | C1 | [5 empty] | C1 | [5 empty] | 0 | [6 empty] | 0 | [6 empty] | 0 | [6 empty] | 0 | [6 empty] | 0 | [6 empty] | 0
|  |  | 0 | 0 | C2 | 0 | 0 | 0 | 0 | 0 | 0 | 0 | 0 | 0 | 0 | 0 | 0 | 0 | 0 | 0 | 0 | 0 | 0 | 0 | 0 | 0 | 0 | 0 | 0 | 0 | 0 | 0 | 0 | 0 | 0 | 0 | 0 | 0 | 0 | 0 | 0 |  |  | C2 | 0 | 0 | 0 | 0 | 0 | C2 | 0 | 0 | 0 | 0 | 0 | C2 | [5 empty] | C2 | [5 empty] | 0 | [6 empty] | 0 | [6 empty] | 0 | [6 empty] | 0 | [6 empty] | 0 | [6 empty] | 0
|  |  | 0 | 0 | C3 | 0 | 0 | 0 | 0 | 0 | 0 | 0 | 0 | 0 | 0 | 0 | 0 | 0 | 0 | 0 | 0 | 0 | 0 | 0 | 0 | 0 | 0 | 0 | 0 | 0 | 0 | 0 | 0 | 0 | 0 | 0 | 0 | 0 | 0 | 0 | 0 |  |  | C3 | 0 | 0 | 0 | 0 | 0 | C3 | 0 | 0 | 0 | 0 | 0 | C3 | [5 empty] | C3 | [5 empty] | 0 | [6 empty] | 0 | [6 empty] | 0 | [6 empty] | 0 | [6 empty] | 0 | [6 empty] | 0
|  |  | 0 | 0 | C4 | 0 | 0 | 0 | 0 | 0 | 0 | 0 | 0 | 0 | 0 | 0 | 0 | 0 | 0 | 0 | 0 | 0 | 0 | 0 | 0 | 0 | 0 | 0 | 0 | 0 | 0 | 0 | 0 | 0 | 0 | 0 | 0 | 0 | 0 | 0 | 0 |  |  | C4 | 0 | 0 | 0 | 0 | 0 | C4 | 0 | 0 | 0 | 0 | 0 | C4 | [5 empty] | C4 | [5 empty] | 0 | [6 empty] | 0 | [6 empty] | 0 | [6 empty] | 0 | [6 empty] | 0 | [6 empty] | 0
|  |  | 0 | 0 |  | 0 | 0 | 0 | 0 | 0 |  | 0 | 0 | 0 | 0 | 0 |  | 0 | 0 | 0 | 0 | 0 |  | 0 | 0 | 0 | 0 | 0 |  | 0 | 0 | 0 | 0 | 0 |  | 0 | 0 | 0 | 0 | 0 | [22 empty] | 0 | 0 | 0 | 0 | 0 | 0 |  | 0 | 0 | 0 | 0 | 0 | 0 |  | 0 | 0 | 0 | 0 | 0 | 0 |  | 0 | 0 | 0 | 0 | 0 | 0 |  | 0 | 0 | 0 | 0 | 0 | 0 |  | 0 | 0 | 0 | 0 | 0 | 0
| [Please insert new asset category as required] |  | 0 | 0 | C1 | 0 | 0 | 0 | 0 | 0 | 0 | 0 | 0 | 0 | 0 | 0 | 0 | 0 | 0 | 0 | 0 | 0 | 0 | 0 | 0 | 0 | 0 | 0 | 0 | 0 | 0 | 0 | 0 | 0 | 0 | 0 | 0 | 0 | 0 | 0 | 0 |  |  | C1 | 0 | 0 | 0 | 0 | 0 | C1 | 0 | 0 | 0 | 0 | 0 | C1 | [5 empty] | C1 | [5 empty] | 0 | [6 empty] | 0 | [6 empty] | 0 | [6 empty] | 0 | [6 empty] | 0 | [6 empty] | 0
|  |  | 0 | 0 | C2 | 0 | 0 | 0 | 0 | 0 | 0 | 0 | 0 | 0 | 0 | 0 | 0 | 0 | 0 | 0 | 0 | 0 | 0 | 0 | 0 | 0 | 0 | 0 | 0 | 0 | 0 | 0 | 0 | 0 | 0 | 0 | 0 | 0 | 0 | 0 | 0 |  |  | C2 | 0 | 0 | 0 | 0 | 0 | C2 | 0 | 0 | 0 | 0 | 0 | C2 | [5 empty] | C2 | [5 empty] | 0 | [6 empty] | 0 | [6 empty] | 0 | [6 empty] | 0 | [6 empty] | 0 | [6 empty] | 0
|  |  | 0 | 0 | C3 | 0 | 0 | 0 | 0 | 0 | 0 | 0 | 0 | 0 | 0 | 0 | 0 | 0 | 0 | 0 | 0 | 0 | 0 | 0 | 0 | 0 | 0 | 0 | 0 | 0 | 0 | 0 | 0 | 0 | 0 | 0 | 0 | 0 | 0 | 0 | 0 |  |  | C3 | 0 | 0 | 0 | 0 | 0 | C3 | 0 | 0 | 0 | 0 | 0 | C3 | [5 empty] | C3 | [5 empty] | 0 | [6 empty] | 0 | [6 empty] | 0 | [6 empty] | 0 | [6 empty] | 0 | [6 empty] | 0
|  |  | 0 | 0 | C4 | 0 | 0 | 0 | 0 | 0 | 0 | 0 | 0 | 0 | 0 | 0 | 0 | 0 | 0 | 0 | 0 | 0 | 0 | 0 | 0 | 0 | 0 | 0 | 0 | 0 | 0 | 0 | 0 | 0 | 0 | 0 | 0 | 0 | 0 | 0 | 0 |  |  | C4 | 0 | 0 | 0 | 0 | 0 | C4 | 0 | 0 | 0 | 0 | 0 | C4 | [5 empty] | C4 | [5 empty] | 0 | [6 empty] | 0 | [6 empty] | 0 | [6 empty] | 0 | [6 empty] | 0 | [6 empty] | 0
|  |  | 0 | 0 |  | 0 | 0 | 0 | 0 | 0 |  | 0 | 0 | 0 | 0 | 0 |  | 0 | 0 | 0 | 0 | 0 |  | 0 | 0 | 0 | 0 | 0 |  | 0 | 0 | 0 | 0 | 0 |  | 0 | 0 | 0 | 0 | 0 | [22 empty] | 0 | 0 | 0 | 0 | 0 | 0 |  | 0 | 0 | 0 | 0 | 0 | 0 |  | 0 | 0 | 0 | 0 | 0 | 0 |  | 0 | 0 | 0 | 0 | 0 | 0 |  | 0 | 0 | 0 | 0 | 0 | 0 |  | 0 | 0 | 0 | 0 | 0 | 0
| [Please insert new asset category as required] |  | 0 | 0 | C1 | 0 | 0 | 0 | 0 | 0 | 0 | 0 | 0 | 0 | 0 | 0 | 0 | 0 | 0 | 0 | 0 | 0 | 0 | 0 | 0 | 0 | 0 | 0 | 0 | 0 | 0 | 0 | 0 | 0 | 0 | 0 | 0 | 0 | 0 | 0 | 0 |  |  | C1 | 0 | 0 | 0 | 0 | 0 | C1 | 0 | 0 | 0 | 0 | 0 | C1 | [5 empty] | C1 | [5 empty] | 0 | [6 empty] | 0 | [6 empty] | 0 | [6 empty] | 0 | [6 empty] | 0 | [6 empty] | 0
|  |  | 0 | 0 | C2 | 0 | 0 | 0 | 0 | 0 | 0 | 0 | 0 | 0 | 0 | 0 | 0 | 0 | 0 | 0 | 0 | 0 | 0 | 0 | 0 | 0 | 0 | 0 | 0 | 0 | 0 | 0 | 0 | 0 | 0 | 0 | 0 | 0 | 0 | 0 | 0 |  |  | C2 | 0 | 0 | 0 | 0 | 0 | C2 | 0 | 0 | 0 | 0 | 0 | C2 | [5 empty] | C2 | [5 empty] | 0 | [6 empty] | 0 | [6 empty] | 0 | [6 empty] | 0 | [6 empty] | 0 | [6 empty] | 0
|  |  | 0 | 0 | C3 | 0 | 0 | 0 | 0 | 0 | 0 | 0 | 0 | 0 | 0 | 0 | 0 | 0 | 0 | 0 | 0 | 0 | 0 | 0 | 0 | 0 | 0 | 0 | 0 | 0 | 0 | 0 | 0 | 0 | 0 | 0 | 0 | 0 | 0 | 0 | 0 |  |  | C3 | 0 | 0 | 0 | 0 | 0 | C3 | 0 | 0 | 0 | 0 | 0 | C3 | [5 empty] | C3 | [5 empty] | 0 | [6 empty] | 0 | [6 empty] | 0 | [6 empty] | 0 | [6 empty] | 0 | [6 empty] | 0
|  |  | 0 | 0 | C4 | 0 | 0 | 0 | 0 | 0 | 0 | 0 | 0 | 0 | 0 | 0 | 0 | 0 | 0 | 0 | 0 | 0 | 0 | 0 | 0 | 0 | 0 | 0 | 0 | 0 | 0 | 0 | 0 | 0 | 0 | 0 | 0 | 0 | 0 | 0 | 0 |  |  | C4 | 0 | 0 | 0 | 0 | 0 | C4 | 0 | 0 | 0 | 0 | 0 | C4 | [5 empty] | C4 | [5 empty] | 0 | [6 empty] | 0 | [6 empty] | 0 | [6 empty] | 0 | [6 empty] | 0 | [6 empty] | 0
|  |  | 0 | 0 |  | 0 | 0 | 0 | 0 | 0 |  | 0 | 0 | 0 | 0 | 0 |  | 0 | 0 | 0 | 0 | 0 |  | 0 | 0 | 0 | 0 | 0 |  | 0 | 0 | 0 | 0 | 0 |  | 0 | 0 | 0 | 0 | 0 | [22 empty] | 0 | 0 | 0 | 0 | 0 | 0 |  | 0 | 0 | 0 | 0 | 0 | 0 |  | 0 | 0 | 0 | 0 | 0 | 0 |  | 0 | 0 | 0 | 0 | 0 | 0 |  | 0 | 0 | 0 | 0 | 0 | 0 |  | 0 | 0 | 0 | 0 | 0 | 0
| [Please insert new asset category as required] |  | 0 | 0 | C1 | 0 | 0 | 0 | 0 | 0 | 0 | 0 | 0 | 0 | 0 | 0 | 0 | 0 | 0 | 0 | 0 | 0 | 0 | 0 | 0 | 0 | 0 | 0 | 0 | 0 | 0 | 0 | 0 | 0 | 0 | 0 | 0 | 0 | 0 | 0 | 0 |  |  | C1 | 0 | 0 | 0 | 0 | 0 | C1 | 0 | 0 | 0 | 0 | 0 | C1 | [5 empty] | C1 | [5 empty] | 0 | [6 empty] | 0 | [6 empty] | 0 | [6 empty] | 0 | [6 empty] | 0 | [6 empty] | 0
|  |  | 0 | 0 | C2 | 0 | 0 | 0 | 0 | 0 | 0 | 0 | 0 | 0 | 0 | 0 | 0 | 0 | 0 | 0 | 0 | 0 | 0 | 0 | 0 | 0 | 0 | 0 | 0 | 0 | 0 | 0 | 0 | 0 | 0 | 0 | 0 | 0 | 0 | 0 | 0 |  |  | C2 | 0 | 0 | 0 | 0 | 0 | C2 | 0 | 0 | 0 | 0 | 0 | C2 | [5 empty] | C2 | [5 empty] | 0 | [6 empty] | 0 | [6 empty] | 0 | [6 empty] | 0 | [6 empty] | 0 | [6 empty] | 0
|  |  | 0 | 0 | C3 | 0 | 0 | 0 | 0 | 0 | 0 | 0 | 0 | 0 | 0 | 0 | 0 | 0 | 0 | 0 | 0 | 0 | 0 | 0 | 0 | 0 | 0 | 0 | 0 | 0 | 0 | 0 | 0 | 0 | 0 | 0 | 0 | 0 | 0 | 0 | 0 |  |  | C3 | 0 | 0 | 0 | 0 | 0 | C3 | 0 | 0 | 0 | 0 | 0 | C3 | [5 empty] | C3 | [5 empty] | 0 | [6 empty] | 0 | [6 empty] | 0 | [6 empty] | 0 | [6 empty] | 0 | [6 empty] | 0
|  |  | 0 | 0 | C4 | 0 | 0 | 0 | 0 | 0 | 0 | 0 | 0 | 0 | 0 | 0 | 0 | 0 | 0 | 0 | 0 | 0 | 0 | 0 | 0 | 0 | 0 | 0 | 0 | 0 | 0 | 0 | 0 | 0 | 0 | 0 | 0 | 0 | 0 | 0 | 0 |  |  | C4 | 0 | 0 | 0 | 0 | 0 | C4 | 0 | 0 | 0 | 0 | 0 | C4 | [5 empty] | C4 | [5 empty] | 0 | [6 empty] | 0 | [6 empty] | 0 | [6 empty] | 0 | [6 empty] | 0 | [6 empty] | 0
|  |  | 0 | 0 |  | 0 | 0 | 0 | 0 | 0 |  | 0 | 0 | 0 | 0 | 0 |  | 0 | 0 | 0 | 0 | 0 |  | 0 | 0 | 0 | 0 | 0 |  | 0 | 0 | 0 | 0 | 0 |  | 0 | 0 | 0 | 0 | 0 | [22 empty] | 0 | 0 | 0 | 0 | 0 | 0 |  | 0 | 0 | 0 | 0 | 0 | 0 |  | 0 | 0 | 0 | 0 | 0 | 0 |  | 0 | 0 | 0 | 0 | 0 | 0 |  | 0 | 0 | 0 | 0 | 0 | 0 |  | 0 | 0 | 0 | 0 | 0 | 0
| [Please insert new asset category as required] |  | 0 | 0 | C1 | 0 | 0 | 0 | 0 | 0 | 0 | 0 | 0 | 0 | 0 | 0 | 0 | 0 | 0 | 0 | 0 | 0 | 0 | 0 | 0 | 0 | 0 | 0 | 0 | 0 | 0 | 0 | 0 | 0 | 0 | 0 | 0 | 0 | 0 | 0 | 0 |  |  | C1 | 0 | 0 | 0 | 0 | 0 | C1 | 0 | 0 | 0 | 0 | 0 | C1 | [5 empty] | C1 | [5 empty] | 0 | [6 empty] | 0 | [6 empty] | 0 | [6 empty] | 0 | [6 empty] | 0 | [6 empty] | 0
|  |  | 0 | 0 | C2 | 0 | 0 | 0 | 0 | 0 | 0 | 0 | 0 | 0 | 0 | 0 | 0 | 0 | 0 | 0 | 0 | 0 | 0 | 0 | 0 | 0 | 0 | 0 | 0 | 0 | 0 | 0 | 0 | 0 | 0 | 0 | 0 | 0 | 0 | 0 | 0 |  |  | C2 | 0 | 0 | 0 | 0 | 0 | C2 | 0 | 0 | 0 | 0 | 0 | C2 | [5 empty] | C2 | [5 empty] | 0 | [6 empty] | 0 | [6 empty] | 0 | [6 empty] | 0 | [6 empty] | 0 | [6 empty] | 0
|  |  | 0 | 0 | C3 | 0 | 0 | 0 | 0 | 0 | 0 | 0 | 0 | 0 | 0 | 0 | 0 | 0 | 0 | 0 | 0 | 0 | 0 | 0 | 0 | 0 | 0 | 0 | 0 | 0 | 0 | 0 | 0 | 0 | 0 | 0 | 0 | 0 | 0 | 0 | 0 |  |  | C3 | 0 | 0 | 0 | 0 | 0 | C3 | 0 | 0 | 0 | 0 | 0 | C3 | [5 empty] | C3 | [5 empty] | 0 | [6 empty] | 0 | [6 empty] | 0 | [6 empty] | 0 | [6 empty] | 0 | [6 empty] | 0
|  |  | 0 | 0 | C4 | 0 | 0 | 0 | 0 | 0 | 0 | 0 | 0 | 0 | 0 | 0 | 0 | 0 | 0 | 0 | 0 | 0 | 0 | 0 | 0 | 0 | 0 | 0 | 0 | 0 | 0 | 0 | 0 | 0 | 0 | 0 | 0 | 0 | 0 | 0 | 0 |  |  | C4 | 0 | 0 | 0 | 0 | 0 | C4 | 0 | 0 | 0 | 0 | 0 | C4 | [5 empty] | C4 | [5 empty] | 0 | [6 empty] | 0 | [6 empty] | 0 | [6 empty] | 0 | [6 empty] | 0 | [6 empty] | 0
|  |  | 0 | 0 |  | 0 | 0 | 0 | 0 | 0 |  | 0 | 0 | 0 | 0 | 0 |  | 0 | 0 | 0 | 0 | 0 |  | 0 | 0 | 0 | 0 | 0 |  | 0 | 0 | 0 | 0 | 0 |  | 0 | 0 | 0 | 0 | 0 | [22 empty] | 0 | 0 | 0 | 0 | 0 | 0 |  | 0 | 0 | 0 | 0 | 0 | 0 |  | 0 | 0 | 0 | 0 | 0 | 0 |  | 0 | 0 | 0 | 0 | 0 | 0 |  | 0 | 0 | 0 | 0 | 0 | 0 |  | 0 | 0 | 0 | 0 | 0 | 0
[63 empty] | 203707.1704 | 1522917.7111 | 1529525.9431 | 1164660.6717 | 3838085.6443 | 8258897.1406 |  | 221685.2185 | 1498142.3446 | 1401716.3058 | 709395.7041 | 2884094.4516 | 6715034.0247 |  | 202835.3079 | 1253641.8868 | 1770883.5011 | 1131963.7183 | 4512032.1518 | 8871356.5659 |  | 202835.3079 | 1253641.8868 | 1770883.5011 | 1131963.7183 | 4512032.1518 | 8871356.5659 |  | 185003.737 | 897657.9387 | 2308902.1152 | 2062567.8353 | 5769829.3287 | 11223960.9549 |  | 185003.737 | 897657.9387 | 2308902.1152 | 2062567.8353 | 5769829.3287 | 11223960.9549
| EHV Network | [66 empty] | 0 | [6 empty] | 0 | [6 empty] | 0 | [6 empty] | 0 | [6 empty] | 0 | [6 empty] | 0
| EHV Switchgear (GM) |  | 590 | 590 | C1 | 350 | 176 | 48 | 15 | 1 | 590 | 349 | 176 | 48 | 15 | 1 | 589 | 0 | 0 | 0 | 0 | 0 | 0 | 341 | 114 | 108 | 13 | 13 | 589 | 0 | 0 | 0 | 0 | 0 | 0 | 324 | 75 | 128 | 48 | 14 | 589 |  |  | C1 | 0.00031753 | 0.0013657 | 0.0039417 | 0.0088231 | 0.016787 | C1 | 85641.3657 | 85641.3657 | 85641.3657 | 85641.3657 | 85641.3657 | C1 | 27.1935 | 116.9588 | 337.5728 | 755.6213 | 1437.6899 | C1 | 9490.5487 | 20584.7568 | 16203.4966 | 11334.3192 | 1437.6899 | 59050.8112 |  | 9517.7423 | 20584.7568 | 16203.4966 | 11334.3192 | 1437.6899 | 59078.0048 |  | 9273.0003 | 13333.3084 | 36457.8673 | 9823.0767 | 18689.9685 | 87577.2212 |  | 9273.0003 | 13333.3084 | 36457.8673 | 9823.0767 | 18689.9685 | 87577.2212 |  | 8810.71 | 8771.9134 | 43209.3243 | 36269.8215 | 20127.6584 | 117189.4275 |  | 8810.71 | 8771.9134 | 43209.3243 | 36269.8215 | 20127.6584 | 117189.4275
|  |  | 460 | 460 | C2 | 125 | 213 | 61 | 45 | 16 | 460 | 108 | 216 | 63 | 48 | 29 | 464 | 0 | 0 | 0 | 0 | 0 | 0 | 100 | 126 | 131 | 59 | 48 | 464 | 0 | 0 | 0 | 0 | 0 | 0 | 86 | 59 | 198 | 44 | 77 | 464 |  |  | C2 | 0.00031753 | 0.0013657 | 0.0039417 | 0.0088231 | 0.016787 | C2 | 122344.8082 | 122344.8082 | 122344.8082 | 122344.8082 | 122344.8082 | C2 | 38.8479 | 167.0841 | 482.2469 | 1079.459 | 2053.8427 | C2 | 4195.5762 | 36090.158 | 30381.5561 | 51814.0307 | 59561.438 | 182042.7591 |  | 4855.991 | 35588.9058 | 29417.0623 | 48575.6538 | 32861.4831 | 151299.0959 |  | 3884.7928 | 21052.5922 | 63174.3469 | 63688.0794 | 98584.4492 | 250384.2604 |  | 3884.7928 | 21052.5922 | 63174.3469 | 63688.0794 | 98584.4492 | 250384.2604 |  | 3340.9218 | 9857.9598 | 95484.8907 | 47496.1948 | 158145.8872 | 314325.8543 |  | 3340.9218 | 9857.9598 | 95484.8907 | 47496.1948 | 158145.8872 | 314325.8543
|  |  | 347 | 347 | C3 | 65 | 166 | 82 | 30 | 4 | 347 | 65 | 166 | 82 | 30 | 4 | 347 | 0 | 0 | 0 | 0 | 0 | 0 | 65 | 101 | 119 | 47 | 15 | 347 | 0 | 0 | 0 | 0 | 0 | 0 | 64 | 46 | 156 | 58 | 23 | 347 |  |  | C3 | 0.00031753 | 0.0013657 | 0.0039417 | 0.0088231 | 0.016787 | C3 | 183517.2123 | 183517.2123 | 183517.2123 | 183517.2123 | 183517.2123 | C3 | 58.2719 | 250.6261 | 723.3704 | 1619.1885 | 3080.764 | C3 | 3787.673 | 41603.9322 | 59316.3715 | 48575.6538 | 12323.0561 | 165606.6865 |  | 3787.673 | 41603.9322 | 59316.3715 | 48575.6538 | 12323.0561 | 165606.6865 |  | 3787.673 | 25313.2358 | 86081.0757 | 76101.8576 | 46211.4605 | 237495.3026 |  | 3787.673 | 25313.2358 | 86081.0757 | 76101.8576 | 46211.4605 | 237495.3026 |  | 3729.4011 | 11528.8005 | 112845.7799 | 93912.9307 | 70857.5728 | 292874.4849 |  | 3729.4011 | 11528.8005 | 112845.7799 | 93912.9307 | 70857.5728 | 292874.4849
|  |  | 41 | 41 | C4 | 0 | 5 | 5 | 13 | 18 | 41 | 0 | 5 | 5 | 13 | 18 | 41 | 0 | 0 | 0 | 0 | 0 | 0 | 0 | 1 | 8 | 1 | 31 | 41 | 0 | 0 | 0 | 0 | 0 | 0 | 0 | 0 | 5 | 5 | 31 | 41 |  |  | C4 | 0.00031753 | 0.0013657 | 0.0039417 | 0.0088231 | 0.016787 | C4 | 305862.0204 | 305862.0204 | 305862.0204 | 305862.0204 | 305862.0204 | C4 | 97.1198 | 417.7102 | 1205.6173 | 2698.6474 | 5134.6067 | C4 | 0 | 2088.5508 | 6028.0865 | 35082.4166 | 92422.9211 | 135621.9751 |  | 0 | 2088.5508 | 6028.0865 | 35082.4166 | 92422.9211 | 135621.9751 |  | 0 | 417.7102 | 9644.9385 | 2698.6474 | 159172.8085 | 171934.1046 |  | 0 | 417.7102 | 9644.9385 | 2698.6474 | 159172.8085 | 171934.1046 |  | 0 | 0 | 6028.0865 | 13493.2372 | 159172.8085 | 178694.1322 |  | 0 | 0 | 6028.0865 | 13493.2372 | 159172.8085 | 178694.1322
|  |  | 1438 | 1438 |  | 540 | 560 | 196 | 103 | 39 |  | 522 | 563 | 198 | 106 | 52 |  | 0 | 0 | 0 | 0 | 0 |  | 506 | 342 | 366 | 120 | 107 |  | 0 | 0 | 0 | 0 | 0 |  | 474 | 180 | 487 | 155 | 145 | [22 empty] | 17473.7979 | 100367.3978 | 111929.5107 | 146806.4204 | 165745.1051 | 542322.232 |  | 18161.4062 | 99866.1456 | 110965.0169 | 143568.0435 | 139045.1502 | 511605.7623 |  | 16945.4661 | 60116.8466 | 195358.2283 | 152311.6611 | 322658.6867 | 747390.8888 |  | 16945.4661 | 60116.8466 | 195358.2283 | 152311.6611 | 322658.6867 | 747390.8888 |  | 15881.0328 | 30158.6737 | 257568.0813 | 191172.1842 | 408303.9269 | 903083.899 |  | 15881.0328 | 30158.6737 | 257568.0813 | 191172.1842 | 408303.9269 | 903083.899
| EHV Transformer |  | 123 | 123 | C1 | 60 | 38 | 19 | 5 | 1 | 123 | 60 | 38 | 19 | 5 | 1 | 123 | 0 | 0 | 0 | 0 | 0 | 0 | 50 | 44 | 19 | 6 | 4 | 123 | 0 | 0 | 2 | 0 | -2 | 0 | 36 | 47 | 22 | 11 | 7 | 123 |  |  | C1 | 0.0014045 | 0.0060405 | 0.017434 | 0.039025 | 0.074252 | C1 | 89163.2979 | 89163.2979 | 89163.2979 | 89163.2979 | 89163.2979 | C1 | 125.2255 | 538.592 | 1554.513 | 3479.6137 | 6620.5194 | C1 | 7513.5295 | 20466.497 | 29535.7465 | 17398.0683 | 6620.5194 | 81534.3607 |  | 7513.5295 | 20466.497 | 29535.7465 | 17398.0683 | 6620.5194 | 81534.3607 |  | 6261.2745 | 23698.0491 | 29535.7465 | 20877.682 | 26482.0776 | 106854.8298 |  | 6261.2745 | 23698.0491 | 29535.7465 | 20877.682 | 26482.0776 | 106854.8298 |  | 4508.1177 | 25313.8252 | 34199.2854 | 38275.7503 | 46343.6359 | 148640.6144 |  | 4508.1177 | 25313.8252 | 37308.3114 | 38275.7503 | 33102.597 | 138508.6016
|  |  | 484 | 484 | C2 | 100 | 170 | 148 | 62 | 4 | 484 | 90 | 170 | 146 | 65 | 11 | 482 | 0 | 0 | 0 | 0 | 0 | 0 | 73 | 124 | 167 | 86 | 32 | 482 | 0 | 0 | 3 | 10 | -13 | 0 | 62 | 76 | 187 | 74 | 83 | 482 |  |  | C2 | 0.0014045 | 0.0060405 | 0.017434 | 0.039025 | 0.074252 | C2 | 127376.1399 | 127376.1399 | 127376.1399 | 127376.1399 | 127376.1399 | C2 | 178.8936 | 769.4172 | 2220.7328 | 4970.8767 | 9457.8849 | C2 | 16100.4203 | 130800.9205 | 324226.9918 | 323106.9828 | 104036.7336 | 898272.0489 |  | 17889.3559 | 130800.9205 | 328668.4575 | 308194.3528 | 37831.5395 | 823384.6261 |  | 13059.2298 | 95407.7302 | 370862.3811 | 427495.3926 | 302652.3158 | 1209477.0495 |  | 13059.2298 | 95407.7302 | 370862.3811 | 427495.3926 | 302652.3158 | 1209477.0495 |  | 11091.4006 | 58475.7056 | 415277.0375 | 367844.8727 | 785004.4441 | 1637693.4606 |  | 11091.4006 | 58475.7056 | 421939.2359 | 417553.6393 | 662051.9408 | 1571111.9223
|  |  | 41 | 41 | C3 | 2 | 5 | 14 | 17 | 3 | 41 | 2 | 5 | 14 | 17 | 3 | 41 | 0 | 0 | 1 | -1 | 0 | 0 | 2 | 2 | 16 | 14 | 7 | 41 | 0 | 0 | 1 | 1 | -2 | 0 | 2 | 2 | 13 | 3 | 21 | 41 |  |  | C3 | 0.0014045 | 0.0060405 | 0.017434 | 0.039025 | 0.074252 | C3 | 191064.2099 | 191064.2099 | 191064.2099 | 191064.2099 | 191064.2099 | C3 | 268.3403 | 1154.1258 | 3331.0992 | 7456.315 | 14186.8273 | C3 | 536.6807 | 5770.6288 | 46635.3892 | 126757.3548 | 42560.4819 | 222260.5355 |  | 536.6807 | 5770.6288 | 46635.3892 | 126757.3548 | 42560.4819 | 222260.5355 |  | 536.6807 | 2308.2515 | 53297.5877 | 104388.4098 | 99307.7911 | 259838.7209 |  | 536.6807 | 2308.2515 | 56628.6869 | 96932.0948 | 99307.7911 | 255713.5051 |  | 536.6807 | 2308.2515 | 43304.29 | 22368.945 | 297923.3734 | 366441.5406 |  | 536.6807 | 2308.2515 | 46635.3892 | 29825.26 | 269549.7188 | 348855.3002
|  |  | 14 | 14 | C4 | 0 | 11 | 1 | 0 | 2 | 14 | 0 | 11 | 1 | 0 | 2 | 14 | 0 | 0 | 0 | 0 | 0 | 0 | 0 | 11 | 1 | 0 | 2 | 14 | 0 | 0 | 0 | 0 | 0 | 0 | 0 | 7 | 5 | 0 | 2 | 14 |  |  | C4 | 0.0014045 | 0.0060405 | 0.017434 | 0.039025 | 0.074252 | C4 | 318440.3498 | 318440.3498 | 318440.3498 | 318440.3498 | 318440.3498 | C4 | 447.2339 | 1923.5429 | 5551.8321 | 12427.1916 | 23644.7122 | C4 | 0 | 21158.9724 | 5551.8321 | 0 | 47289.4243 | 74000.2288 |  | 0 | 21158.9724 | 5551.8321 | 0 | 47289.4243 | 74000.2288 |  | 0 | 21158.9724 | 5551.8321 | 0 | 47289.4243 | 74000.2288 |  | 0 | 21158.9724 | 5551.8321 | 0 | 47289.4243 | 74000.2288 |  | 0 | 13464.8006 | 27759.1603 | 0 | 47289.4243 | 88513.3852 |  | 0 | 13464.8006 | 27759.1603 | 0 | 47289.4243 | 88513.3852
|  |  | 662 | 662 |  | 162 | 224 | 182 | 84 | 10 |  | 152 | 224 | 180 | 87 | 17 |  | 0 | 0 | 1 | -1 | 0 |  | 125 | 181 | 203 | 106 | 45 |  | 0 | 0 | 6 | 11 | -17 |  | 100 | 132 | 227 | 88 | 113 | [22 empty] | 24150.6304 | 178197.0187 | 405949.9596 | 467262.4059 | 200507.1592 | 1276067.1739 |  | 25939.566 | 178197.0187 | 410391.4253 | 452349.7759 | 134301.9651 | 1201179.7511 |  | 19857.185 | 142573.0033 | 459247.5473 | 552761.4844 | 475731.6089 | 1650170.829 |  | 19857.185 | 142573.0033 | 462578.6465 | 545305.1694 | 475731.6089 | 1646045.6132 |  | 16136.199 | 99562.583 | 520539.7732 | 428489.568 | 1176560.8777 | 2241289.0008 |  | 16136.199 | 99562.583 | 533642.0968 | 485654.6495 | 1011993.681 | 2146989.2093
| EHV UG Cable (Gas) |  | 15.2031 | 15.2031 | C1 | 2.5182 | 5.8003 | 3.7571 | 0.40591 | 2.7216 | 15.2031 | 2.5182 | 5.8003 | 4.1241 | 0.63586 | 4.347 | 17.4255 | 0 | 0 | 0 | 0 | 0 | 0 | 2.4609 | 0.67059 | 10.4743 | 0.4421 | 2.829 | 16.8768 | 0 | 0 | 0 | 0 | 0 | 0 | 2.4506 | 0.042148 | 10.2376 | 0.78627 | 2.829 | 16.3456 |  |  | C1 | 0.00038358 | 0.0016498 | 0.0047617 | 0.010659 | 0.02028 | C1 | 88872.4078 | 88872.4078 | 88872.4078 | 88872.4078 | 88872.4078 | C1 | 34.0899 | 146.6201 | 423.1827 | 947.25 | 1802.294 | C1 | 85.8468 | 850.4392 | 1745.24 | 602.3196 | 7834.558 | 11118.4036 |  | 85.8468 | 850.4392 | 1589.9191 | 384.4961 | 4905.1206 | 7815.8218 |  | 83.8905 | 98.3215 | 4432.5312 | 418.7756 | 5098.7179 | 10132.2367 |  | 83.8905 | 98.3215 | 4432.5312 | 418.7756 | 5098.7179 | 10132.2367 |  | 83.541 | 6.1797 | 4332.3584 | 744.7952 | 5098.7179 | 10265.5923 |  | 83.541 | 6.1797 | 4332.3584 | 744.7952 | 5098.7179 | 10265.5923
|  |  | 42.3385 | 42.3385 | C2 | 2.8324 | 19.9037 | 12.2783 | 0.73512 | 6.589 | 42.3385 | 2.8324 | 19.9037 | 13.4778 | 1.1516 | 10.5241 | 47.8895 | 0 | 0 | 0 | 0 | 0 | 0 | 2.7678 | 2.3011 | 34.2307 | 0.80066 | 6.849 | 46.9493 | 0 | 0 | 0 | 0 | 0 | 0 | 2.7563 | 0.14463 | 33.4571 | 1.424 | 6.849 | 44.631 |  |  | C2 | 0.00038358 | 0.0016498 | 0.0047617 | 0.010659 | 0.02028 | C2 | 126960.5826 | 126960.5826 | 126960.5826 | 126960.5826 | 126960.5826 | C2 | 48.6999 | 209.4573 | 604.5467 | 1353.2142 | 2574.7057 | C2 | 137.9364 | 4168.979 | 8147.9553 | 1558.3395 | 27096.3448 | 41109.555 |  | 137.9364 | 4168.979 | 7422.8129 | 994.7799 | 16964.6888 | 29689.1971 |  | 134.7931 | 481.9866 | 20694.0397 | 1083.4689 | 17634.2582 | 40028.5465 |  | 134.7931 | 481.9866 | 20694.0397 | 1083.4689 | 17634.2582 | 40028.5465 |  | 134.2316 | 30.2939 | 20226.366 | 1926.9567 | 17634.2582 | 39952.1062 |  | 134.2316 | 30.2939 | 20226.366 | 1926.9567 | 17634.2582 | 39952.1062
|  |  | 41.4638 | 41.4638 | C3 | 8.3452 | 16.0809 | 2.2347 | 4.3467 | 10.4563 | 41.4638 | 8.3452 | 16.0809 | 2.453 | 6.8092 | 16.701 | 50.3893 | 0 | 0 | 0 | 0 | 0 | 0 | 8.1551 | 1.8592 | 6.2301 | 4.7343 | 10.869 | 31.8475 | 0 | 0 | 0 | 0 | 0 | 0 | 8.1211 | 0.11685 | 6.0893 | 8.4199 | 10.869 | 33.6161 |  |  | C3 | 0.00038358 | 0.0016498 | 0.0047617 | 0.010659 | 0.02028 | C3 | 190440.8739 | 190440.8739 | 190440.8739 | 190440.8739 | 190440.8739 | C3 | 73.0499 | 314.1859 | 906.8201 | 2029.8213 | 3862.0585 | C3 | 609.6195 | 5052.3949 | 2224.4238 | 13821.5142 | 64500.1105 | 86208.0629 |  | 609.6195 | 5052.3949 | 2026.4571 | 8823.0871 | 40382.7274 | 56894.286 |  | 595.7271 | 584.1206 | 5649.5541 | 9609.7043 | 41976.5696 | 58415.6758 |  | 595.7271 | 584.1206 | 5649.5541 | 9609.7043 | 41976.5696 | 58415.6758 |  | 593.2456 | 36.7132 | 5521.8774 | 17090.9228 | 41976.5696 | 65219.3285 |  | 593.2456 | 36.7132 | 5521.8774 | 17090.9228 | 41976.5696 | 65219.3285
|  |  | 15.7938 | 15.7938 | C4 | 3.7705 | 2.521 | 2.9632 | 1.8352 | 4.7038 | 15.7938 | 3.7705 | 2.521 | 3.2527 | 2.8749 | 7.5131 | 19.9322 | 0 | 0 | 0 | 0 | 0 | 0 | 3.6846 | 0.29145 | 8.2611 | 1.9989 | 4.8895 | 19.1255 | 0 | 0 | 0 | 0 | 0 | 0 | 3.6692 | 0.018319 | 8.0744 | 3.555 | 4.8895 | 20.2065 |  |  | C4 | 0.00038358 | 0.0016498 | 0.0047617 | 0.010659 | 0.02028 | C4 | 317401.4566 | 317401.4566 | 317401.4566 | 317401.4566 | 317401.4566 | C4 | 121.7498 | 523.6432 | 1511.3668 | 3383.0356 | 6436.7642 | C4 | 459.0602 | 1320.0818 | 4916.0194 | 9725.9688 | 48359.908 | 64781.0381 |  | 459.0602 | 1320.0818 | 4478.5091 | 6208.6591 | 30277.5447 | 42743.8548 |  | 448.5988 | 152.6181 | 12485.6232 | 6762.1885 | 31472.5514 | 51321.58 |  | 448.5988 | 152.6181 | 12485.6232 | 6762.1885 | 31472.5514 | 51321.58 |  | 446.7301 | 9.5924 | 12203.455 | 12026.597 | 31472.5514 | 56158.9259 |  | 446.7301 | 9.5924 | 12203.455 | 12026.597 | 31472.5514 | 56158.9259
|  |  | 114.7992 | 114.7992 |  | 17.4664 | 44.3059 | 21.2333 | 7.323 | 24.4707 |  | 17.4664 | 44.3059 | 23.3076 | 11.4716 | 39.0851 |  | 0 | 0 | 0 | 0 | 0 |  | 17.0684 | 5.1223 | 59.1962 | 7.9759 | 25.4365 |  | 0 | 0 | 0 | 0 | 0 |  | 16.9973 | 0.32195 | 57.8584 | 14.1851 | 25.4365 | [22 empty] | 1292.4629 | 11391.8949 | 17033.6385 | 25708.142 | 147790.9213 | 203217.0596 |  | 1292.4629 | 11391.8949 | 15517.6982 | 16411.0222 | 92530.0815 | 137143.1598 |  | 1263.0095 | 1317.0468 | 43261.7482 | 17874.1374 | 96182.097 | 159898.039 |  | 1263.0095 | 1317.0468 | 43261.7482 | 17874.1374 | 96182.097 | 159898.039 |  | 1257.7483 | 82.7791 | 42284.0568 | 31789.2716 | 96182.097 | 171595.9529 |  | 1257.7483 | 82.7791 | 42284.0568 | 31789.2716 | 96182.097 | 171595.9529
| EHV UG Cable (Oil) |  | 31.4034 | 31.4034 | C1 | 4.2365 | 19.4404 | 0.44579 | 1.1896 | 6.091 | 31.4034 | 4.2365 | 19.4404 | 0.44579 | 1.3566 | 9.2084 | 34.6877 | 0 | 0 | 0 | 0 | 0 | 0 | 1.5587 | 18.6928 | 3.7538 | 1.2481 | 6.5982 | 31.8516 | 0 | 0 | 0 | 0 | 0 | 0 | 0.18164 | 15.6333 | 10.9219 | 0.043247 | 8.0276 | 34.8077 |  |  | C1 | 0.00041313 | 0.0017769 | 0.0051285 | 0.01148 | 0.021842 | C1 | 121576.5435 | 121576.5435 | 121576.5435 | 121576.5435 | 121576.5435 | C1 | 50.2268 | 216.0245 | 623.5013 | 1395.642 | 2655.4313 | C1 | 212.7874 | 4199.6059 | 277.9519 | 1893.2948 | 24452.3368 | 31035.9767 |  | 212.7874 | 4199.6059 | 277.9519 | 1660.2758 | 16174.2501 | 22524.871 |  | 78.289 | 4038.1002 | 2340.4768 | 1741.8422 | 17521.1664 | 25719.8746 |  | 78.289 | 4038.1002 | 2340.4768 | 1741.8422 | 17521.1664 | 25719.8746 |  | 9.1234 | 3377.1767 | 6809.8491 | 60.3567 | 21316.631 | 31573.1369 |  | 9.1234 | 3377.1767 | 6809.8491 | 60.3567 | 21316.631 | 31573.1369
|  |  | 163.4809 | 163.4809 | C2 | 0 | 124.2851 | 1.2872 | 6.4483 | 31.4603 | 163.4809 | 0 | 124.2851 | 1.2872 | 7.3534 | 47.5619 | 180.4875 | 0 | 0 | 0 | 0 | 0 | 0 | 0 | 119.5055 | 10.8385 | 6.7651 | 34.0802 | 171.1892 | 0 | 0 | 0 | 0 | 0 | 0 | 0 | 99.9458 | 31.5356 | 0.23442 | 41.4627 | 173.1785 |  |  | C2 | 0.00041313 | 0.0017769 | 0.0051285 | 0.01148 | 0.021842 | C2 | 173680.7765 | 173680.7765 | 173680.7765 | 173680.7765 | 173680.7765 | C2 | 71.7526 | 308.6064 | 890.7161 | 1993.7743 | 3793.4733 | C2 | 0 | 38355.1861 | 1146.4964 | 14660.9294 | 180424.7538 | 234587.3656 |  | 0 | 38355.1861 | 1146.4964 | 12856.5221 | 119343.8121 | 171702.0166 |  | 0 | 36880.1467 | 9654.0029 | 13488.1404 | 129282.2095 | 189304.4996 |  | 0 | 36880.1467 | 9654.0029 | 13488.1404 | 129282.2095 | 189304.4996 |  | 0 | 30843.9038 | 28089.2777 | 467.3786 | 157287.54 | 216688.1001 |  | 0 | 30843.9038 | 28089.2777 | 467.3786 | 157287.54 | 216688.1001
|  |  | 82.6444 | 82.6444 | C3 | 14.4231 | 58.1907 | 0.48472 | 0.86046 | 8.6854 | 82.6444 | 14.4231 | 58.1907 | 0.48472 | 0.98123 | 13.1306 | 87.2103 | 0 | 0 | 0 | 0 | 0 | 0 | 5.3066 | 55.9529 | 4.0815 | 0.90274 | 9.4086 | 75.6523 | 0 | 0 | 0 | 0 | 0 | 0 | 0.6184 | 46.795 | 11.8756 | 0.031281 | 11.4468 | 70.767 |  |  | C3 | 0.00041313 | 0.0017769 | 0.0051285 | 0.01148 | 0.021842 | C3 | 260521.1647 | 260521.1647 | 260521.1647 | 260521.1647 | 260521.1647 | C3 | 107.6289 | 462.9096 | 1336.0742 | 2990.6615 | 5690.21 | C3 | 1552.3396 | 26937.0519 | 647.6173 | 2934.5198 | 74715.7743 | 106787.303 |  | 1552.3396 | 26937.0519 | 647.6173 | 2573.3511 | 49421.5187 | 81131.8786 |  | 571.1389 | 25901.1238 | 5453.2225 | 2699.7754 | 53537.1128 | 88162.3734 |  | 571.1389 | 25901.1238 | 5453.2225 | 2699.7754 | 53537.1128 | 88162.3734 |  | 66.5572 | 21661.8383 | 15866.691 | 93.5501 | 65134.4125 | 102823.0492 |  | 66.5572 | 21661.8383 | 15866.691 | 93.5501 | 65134.4125 | 102823.0492
|  |  | 26.5183 | 26.5183 | C4 | 3.7024 | 19.0473 | 0.21804 | 0.1589 | 3.3917 | 26.5183 | 3.7024 | 19.0473 | 0.21804 | 0.1812 | 5.1276 | 28.2765 | 0 | 0 | 0 | 0 | 0 | 0 | 1.3622 | 18.3148 | 1.836 | 0.16671 | 3.6742 | 25.3538 | 0 | 0 | 0 | 0 | 0 | 0 | 0.15874 | 15.3172 | 5.342 | 0.0057766 | 4.4701 | 25.2938 |  |  | C4 | 0.00041313 | 0.0017769 | 0.0051285 | 0.01148 | 0.021842 | C4 | 434201.9412 | 434201.9412 | 434201.9412 | 434201.9412 | 434201.9412 | C4 | 179.3815 | 771.5159 | 2226.7904 | 4984.4358 | 9483.6833 | C4 | 664.1336 | 14695.2823 | 485.5304 | 903.1985 | 48628.8592 | 65377.0041 |  | 664.1336 | 14695.2823 | 485.5304 | 792.0365 | 32166.0599 | 48803.0427 |  | 244.349 | 14130.1405 | 4088.3789 | 830.9479 | 34844.6997 | 54138.5159 |  | 244.349 | 14130.1405 | 4088.3789 | 830.9479 | 34844.6997 | 54138.5159 |  | 28.475 | 11817.4339 | 11895.5433 | 28.7932 | 42392.8174 | 66163.0628 |  | 28.475 | 11817.4339 | 11895.5433 | 28.7932 | 42392.8174 | 66163.0628
|  |  | 304.047 | 304.047 |  | 22.362 | 220.9636 | 2.4357 | 8.6573 | 49.6284 |  | 22.362 | 220.9636 | 2.4357 | 9.8724 | 75.0285 |  | 0 | 0 | 0 | 0 | 0 |  | 8.2274 | 212.4659 | 20.5098 | 9.0826 | 53.7612 |  | 0 | 0 | 0 | 0 | 0 |  | 0.95878 | 177.6912 | 59.6752 | 0.31472 | 65.4071 | [22 empty] | 2429.2606 | 84187.1262 | 2557.5959 | 20391.9425 | 328221.7241 | 437787.6493 |  | 2429.2606 | 84187.1262 | 2557.5959 | 17882.1855 | 217105.6407 | 324161.809 |  | 893.7769 | 80949.5111 | 21536.0811 | 18760.7059 | 235185.1884 | 357325.2635 |  | 893.7769 | 80949.5111 | 21536.0811 | 18760.7059 | 235185.1884 | 357325.2635 |  | 104.1556 | 67700.3527 | 62661.3611 | 650.0787 | 286131.4009 | 417247.349 |  | 104.1556 | 67700.3527 | 62661.3611 | 650.0787 | 286131.4009 | 417247.349
| EHV UG Cable (Non Pressurised) |  | 104.0906 | 104.0906 | C1 | 63.0248 | 33.4545 | 2.8095 | 1.5781 | 3.2237 | 104.0906 | 57.8658 | 33.4545 | 2.9815 | 1.8725 | 5.4369 | 101.6111 | 0 | 0 | 0 | 0 | 0 | 0 | 60.4734 | 36.5877 | 1.4243 | 3.1906 | 5.316 | 106.992 | 0 | 0 | 0 | 0 | 0 | 0 | 58.9052 | 36.6579 | 3.293 | 2.5431 | 8.0779 | 109.477 |  |  | C1 | 0.0047423 | 0.020396 | 0.058869 | 0.13177 | 0.25072 | C1 | 59488.5199 | 59488.5199 | 59488.5199 | 59488.5199 | 59488.5199 | C1 | 282.1118 | 1213.3567 | 3502.0546 | 7838.9805 | 14914.9094 | C1 | 16324.6326 | 40592.2047 | 10441.3813 | 14678.2908 | 81090.5965 | 163127.1059 |  | 17780.0503 | 40592.2047 | 9838.8934 | 12370.4444 | 48081.8869 | 128663.4798 |  | 17060.2705 | 44393.9192 | 4987.8133 | 25010.8994 | 79287.9615 | 170740.8639 |  | 17060.2705 | 44393.9192 | 4987.8133 | 25010.8994 | 79287.9615 | 170740.8639 |  | 16617.844 | 44479.0946 | 11532.2767 | 19934.9541 | 120480.8473 | 213045.0167 |  | 16617.844 | 44479.0946 | 11532.2767 | 19934.9541 | 120480.8473 | 213045.0167
|  |  | 132.7849 | 132.7849 | C2 | 95.3921 | 32.2977 | 1.95 | 1.6088 | 1.5362 | 132.7849 | 87.5836 | 32.2977 | 2.0694 | 1.909 | 2.5907 | 126.4505 | 0 | 0 | 0 | 0 | 0 | 0 | 91.5304 | 35.3294 | 0.98857 | 3.2528 | 2.5331 | 133.6343 | 0 | 0 | 0 | 0 | 0 | 0 | 89.1567 | 35.3974 | 2.2857 | 2.5926 | 3.8492 | 133.2816 |  |  | C2 | 0.0047423 | 0.020396 | 0.058869 | 0.13177 | 0.25072 | C2 | 84983.5999 | 84983.5999 | 84983.5999 | 84983.5999 | 84983.5999 | C2 | 403.0169 | 1733.3667 | 5002.9351 | 11198.5436 | 21307.0135 | C2 | 35297.6805 | 55983.795 | 10353.321 | 21377.8097 | 55200.9625 | 178213.5686 |  | 38444.6345 | 55983.795 | 9755.9143 | 18016.6077 | 32730.8782 | 154931.8297 |  | 36888.302 | 61238.8501 | 4945.7471 | 36426.465 | 53973.8512 | 193473.2155 |  | 36888.302 | 61238.8501 | 4945.7471 | 36426.465 | 53973.8512 | 193473.2155 |  | 35931.6722 | 61356.5867 | 11435.016 | 29033.7383 | 82015.166 | 219772.1793 |  | 35931.6722 | 61356.5867 | 11435.016 | 29033.7383 | 82015.166 | 219772.1793
|  |  | 212.8805 | 212.8805 | C3 | 165.5594 | 38.6935 | 2.4973 | 3.814 | 2.3163 | 212.8805 | 152.0072 | 38.6935 | 2.6502 | 4.5256 | 3.9064 | 201.7829 | 0 | 0 | 0 | 0 | 0 | 0 | 158.8572 | 42.3181 | 1.266 | 7.7113 | 3.8195 | 213.9721 | 0 | 0 | 0 | 0 | 0 | 0 | 154.7375 | 42.3993 | 2.9271 | 6.1463 | 5.8039 | 212.0141 |  |  | C3 | 0.0047423 | 0.020396 | 0.058869 | 0.13177 | 0.25072 | C3 | 127475.3999 | 127475.3999 | 127475.3999 | 127475.3999 | 127475.3999 | C3 | 604.5254 | 2600.05 | 7504.4026 | 16797.8154 | 31960.5202 | C3 | 91892.2354 | 100605.0561 | 19888.3188 | 76019.6539 | 124849.9227 | 413255.1869 |  | 100084.8598 | 100605.0561 | 18740.7243 | 64067.1939 | 74028.5573 | 357526.3915 |  | 96033.1808 | 110029.2002 | 9500.584 | 129532.7867 | 122074.5228 | 467170.2745 |  | 96033.1808 | 110029.2002 | 9500.584 | 129532.7867 | 122074.5228 | 467170.2745 |  | 93542.738 | 110240.343 | 21966.212 | 103244.1945 | 185496.5327 | 514490.0201 |  | 93542.738 | 110240.343 | 21966.212 | 103244.1945 | 185496.5327 | 514490.0201
|  |  | 632.5773 | 632.5773 | C4 | 490.7189 | 114.9077 | 13.8062 | 6.8262 | 6.3183 | 632.5773 | 450.5503 | 114.9077 | 14.6516 | 8.0997 | 10.6559 | 598.8652 | 0 | 0 | 0 | 0 | 0 | 0 | 470.8534 | 125.662 | 6.999 | 13.8013 | 10.4191 | 627.7348 | 0 | 0 | 0 | 0 | 0 | 0 | 458.6427 | 125.9029 | 16.1824 | 11.0004 | 15.8321 | 627.5605 |  |  | C4 | 0.0047423 | 0.020396 | 0.058869 | 0.13177 | 0.25072 | C4 | 212458.9998 | 212458.9998 | 212458.9998 | 212458.9998 | 212458.9998 | C4 | 1007.5423 | 4333.4166 | 12507.3377 | 27996.359 | 53267.5337 | C4 | 453948.425 | 497942.7988 | 183252.9097 | 226761.1544 | 567615.4109 | 1929520.6988 |  | 494420.0594 | 497942.7988 | 172678.8621 | 191107.8269 | 336562.0825 | 1692711.6298 |  | 474404.7308 | 544545.6271 | 87539.3079 | 386386.9768 | 554997.3832 | 2047874.0259 |  | 474404.7308 | 544545.6271 | 87539.3079 | 386386.9768 | 554997.3832 | 2047874.0259 |  | 462101.9219 | 545589.7378 | 202398.8202 | 307969.999 | 843338.0521 | 2361398.5309 |  | 462101.9219 | 545589.7378 | 202398.8202 | 307969.999 | 843338.0521 | 2361398.5309
|  |  | 1082.3332 | 1082.3332 |  | 814.6953 | 219.3534 | 21.063 | 13.8271 | 13.3945 |  | 748.007 | 219.3534 | 22.3528 | 16.4067 | 22.5899 |  | 0 | 0 | 0 | 0 | 0 |  | 781.7144 | 239.8972 | 10.6779 | 27.956 | 22.0878 |  | 0 | 0 | 0 | 0 | 0 |  | 761.4421 | 240.3575 | 24.6882 | 22.2823 | 33.5631 | [22 empty] | 597462.9734 | 695123.8547 | 223935.9308 | 338836.9088 | 828756.8926 | 2684116.5602 |  | 650729.604 | 695123.8547 | 211014.3942 | 285562.0729 | 491403.405 | 2333833.3308 |  | 624386.4841 | 760207.5967 | 106973.4524 | 577357.1279 | 810333.7187 | 2879258.3797 |  | 624386.4841 | 760207.5967 | 106973.4524 | 577357.1279 | 810333.7187 | 2879258.3797 |  | 608194.176 | 761665.762 | 247332.3249 | 460182.8859 | 1231330.5981 | 3308705.7469 |  | 608194.176 | 761665.762 | 247332.3249 | 460182.8859 | 1231330.5981 | 3308705.7469
| EHV OHL Support - Towers |  | 39 | 37 | C1 | 3 | 7 | 2 | 17 | 10 | 39 | 1 | 7 | 2 | 17 | 12 | 39 | 1 | -1 | 0 | 0 | 0 | 0 | 0 | 1 | 8 | 1 | 29 | 39 | 1 | 1 | 0 | 0 | -4 | -2 | 0 | 0 | 1 | 8 | 30 | 39 |  |  | C1 | 0 | 0 | 0 | 0 | 0 | C1 | 19062.3601 | 19062.3601 | 19062.3601 | 19062.3601 | 19062.3601 | C1 | 0 | 0 | 0 | 0 | 0 | C1 | 0 | 0 | 0 | 0 | 0 | 0 |  | 0 | 0 | 0 | 0 | 0 | 0 |  | 0 | 0 | 0 | 0 | 0 | 0 |  | 0 | 0 | 0 | 0 | 0 | 0 |  | 0 | 0 | 0 | 0 | 0 | 0 |  | 0 | 0 | 0 | 0 | 0 | 0
|  |  | 98 | 98 | C2 | 41 | 26 | 2 | 3 | 26 | 98 | 7 | 19 | 13 | 6 | 53 | 98 | 7 | 29 | -11 | -1 | -24 | 0 | 3 | 12 | 19 | 1 | 63 | 98 | 8 | 29 | -11 | -1 | -25 | 0 | 0 | 3 | 12 | 19 | 64 | 98 |  |  | C2 | 0 | 0 | 0 | 0 | 0 | C2 | 27231.943 | 27231.943 | 27231.943 | 27231.943 | 27231.943 | C2 | 0 | 0 | 0 | 0 | 0 | C2 | 0 | 0 | 0 | 0 | 0 | 0 |  | 0 | 0 | 0 | 0 | 0 | 0 |  | 0 | 0 | 0 | 0 | 0 | 0 |  | 0 | 0 | 0 | 0 | 0 | 0 |  | 0 | 0 | 0 | 0 | 0 | 0 |  | 0 | 0 | 0 | 0 | 0 | 0
|  |  | 38 | 40 | C3 | 3 | 8 | 9 | 3 | 15 | 38 | 2 | 5 | 11 | 4 | 16 | 38 | 0 | 8 | -1 | 0 | -7 | 0 | 1 | 4 | 9 | 5 | 19 | 38 | 0 | 15 | -1 | -5 | -7 | 2 | 0 | 1 | 4 | 9 | 24 | 38 |  |  | C3 | 0 | 0 | 0 | 0 | 0 | C3 | 40847.9145 | 40847.9145 | 40847.9145 | 40847.9145 | 40847.9145 | C3 | 0 | 0 | 0 | 0 | 0 | C3 | 0 | 0 | 0 | 0 | 0 | 0 |  | 0 | 0 | 0 | 0 | 0 | 0 |  | 0 | 0 | 0 | 0 | 0 | 0 |  | 0 | 0 | 0 | 0 | 0 | 0 |  | 0 | 0 | 0 | 0 | 0 | 0 |  | 0 | 0 | 0 | 0 | 0 | 0
|  |  | 7 | 7 | C4 | 1 | 2 | 1 | 0 | 3 | 7 | 0 | 2 | 1 | 0 | 4 | 7 | 0 | 3 | 0 | -1 | -2 | 0 | 0 | 0 | 2 | 1 | 4 | 7 | 0 | 3 | 0 | -1 | -2 | 0 | 0 | 0 | 0 | 2 | 5 | 7 |  |  | C4 | 0 | 0 | 0 | 0 | 0 | C4 | 68079.8575 | 68079.8575 | 68079.8575 | 68079.8575 | 68079.8575 | C4 | 0 | 0 | 0 | 0 | 0 | C4 | 0 | 0 | 0 | 0 | 0 | 0 |  | 0 | 0 | 0 | 0 | 0 | 0 |  | 0 | 0 | 0 | 0 | 0 | 0 |  | 0 | 0 | 0 | 0 | 0 | 0 |  | 0 | 0 | 0 | 0 | 0 | 0 |  | 0 | 0 | 0 | 0 | 0 | 0
|  |  | 182 | 182 |  | 48 | 43 | 14 | 23 | 54 |  | 10 | 33 | 27 | 27 | 85 |  | 8 | 39 | -12 | -2 | -33 |  | 4 | 17 | 38 | 8 | 115 |  | 9 | 48 | -12 | -7 | -38 |  | 0 | 4 | 17 | 38 | 123 | [22 empty] | 0 | 0 | 0 | 0 | 0 | 0 |  | 0 | 0 | 0 | 0 | 0 | 0 |  | 0 | 0 | 0 | 0 | 0 | 0 |  | 0 | 0 | 0 | 0 | 0 | 0 |  | 0 | 0 | 0 | 0 | 0 | 0 |  | 0 | 0 | 0 | 0 | 0 | 0
| EHV OHL Support - Poles |  | 14808 | 14808 | C1 | 5791 | 7061 | 1555 | 289 | 112 | 14808 | 4945 | 7107 | 1644 | 684 | 205 | 14585 | 0 | 0 | 0 | 0 | 0 | 0 | 4764 | 6144 | 2642 | 482 | 365 | 14397 | 0 | 0 | 0 | 0 | 0 | 0 | 4176 | 4410 | 3881 | 652 | 744 | 13863 |  |  | C1 | 6.7503e-06 | 2.9033e-05 | 8.3797e-05 | 0.00018757 | 0.00035688 | C1 | 17996.7544 | 17996.7544 | 17996.7544 | 17996.7544 | 17996.7544 | C1 | 0.12148 | 0.5225 | 1.5081 | 3.3757 | 6.4227 | C1 | 600.7385 | 3713.408 | 2479.263 | 2308.9449 | 1316.6561 | 10419.0106 |  | 703.514 | 3689.373 | 2345.045 | 975.563 | 719.3438 | 8432.8388 |  | 578.7499 | 3210.2405 | 3984.3144 | 1627.0635 | 2344.2902 | 11744.6584 |  | 578.7499 | 3210.2405 | 3984.3144 | 1627.0635 | 2344.2902 | 11744.6584 |  | 507.3173 | 2304.2253 | 5852.8101 | 2200.9241 | 4778.4983 | 15643.7751 |  | 507.3173 | 2304.2253 | 5852.8101 | 2200.9241 | 4778.4983 | 15643.7751
|  |  | 7246 | 7246 | C2 | 2482 | 3229 | 1138 | 289 | 108 | 7246 | 2114 | 3246 | 1197 | 632 | 168 | 7357 | 0 | 0 | 0 | 0 | 0 | 0 | 2055 | 2819 | 1923 | 471 | 295 | 7563 | 0 | 0 | 0 | 0 | 0 | 0 | 1814 | 2039 | 2821 | 632 | 574 | 7880 |  |  | C2 | 6.7503e-06 | 2.9033e-05 | 8.3797e-05 | 0.00018757 | 0.00035688 | C2 | 25709.6492 | 25709.6492 | 25709.6492 | 25709.6492 | 25709.6492 | C2 | 0.17355 | 0.74643 | 2.1544 | 4.8224 | 9.1753 | C2 | 366.8818 | 2422.9075 | 2578.7955 | 3047.7301 | 1541.4511 | 9957.7659 |  | 430.7477 | 2410.2182 | 2451.6869 | 1393.6614 | 990.9328 | 7677.247 |  | 356.6424 | 2104.1824 | 4142.8769 | 2271.3305 | 2706.7147 | 11581.7469 |  | 356.6424 | 2104.1824 | 4142.8769 | 2271.3305 | 2706.7147 | 11581.7469 |  | 314.8172 | 1521.9681 | 6077.5121 | 3047.7301 | 5266.6245 | 16228.652 |  | 314.8172 | 1521.9681 | 6077.5121 | 3047.7301 | 5266.6245 | 16228.652
|  |  | 4656 | 4656 | C3 | 2406 | 1295 | 757 | 164 | 34 | 4656 | 2056 | 1305 | 800 | 412 | 70 | 4643 | 0 | 0 | 0 | 0 | 0 | 0 | 1978 | 1125 | 1287 | 281 | 126 | 4797 | 0 | 0 | 0 | 0 | 0 | 0 | 1732 | 803 | 1892 | 384 | 264 | 5075 |  |  | C3 | 6.7503e-06 | 2.9033e-05 | 8.3797e-05 | 0.00018757 | 0.00035688 | C3 | 38564.4738 | 38564.4738 | 38564.4738 | 38564.4738 | 38564.4738 | C3 | 0.26032 | 1.1196 | 3.2316 | 7.2335 | 13.763 | C3 | 535.2239 | 1461.1341 | 2585.2586 | 2980.2171 | 963.4069 | 8525.2407 |  | 626.3369 | 1449.9377 | 2446.301 | 1186.3 | 467.9405 | 6176.8161 |  | 514.9187 | 1259.5984 | 4159.0348 | 2032.6238 | 1734.1324 | 9700.3082 |  | 514.9187 | 1259.5984 | 4159.0348 | 2032.6238 | 1734.1324 | 9700.3082 |  | 450.8793 | 899.0733 | 6114.1366 | 2777.6781 | 3633.4204 | 13875.1877 |  | 450.8793 | 899.0733 | 6114.1366 | 2777.6781 | 3633.4204 | 13875.1877
|  |  | 2007 | 2007 | C4 | 749 | 966 | 236 | 46 | 10 | 2007 | 642 | 973 | 251 | 46 | 27 | 1939 | 0 | 0 | 0 | 0 | 0 | 0 | 612 | 838 | 403 | 57 | 50 | 1960 | 0 | 0 | 0 | 0 | 0 | 0 | 533 | 598 | 592 | 66 | 110 | 1899 |  |  | C4 | 6.7503e-06 | 2.9033e-05 | 8.3797e-05 | 0.00018757 | 0.00035688 | C4 | 64274.123 | 64274.123 | 64274.123 | 64274.123 | 64274.123 | C4 | 0.43387 | 1.8661 | 5.386 | 12.0559 | 22.9383 | C4 | 278.5455 | 1815.6878 | 1351.8748 | 554.5711 | 619.333 | 4620.0123 |  | 324.9698 | 1802.6253 | 1271.0855 | 554.5711 | 229.3826 | 4182.6343 |  | 265.5294 | 1563.7681 | 2170.5401 | 687.186 | 1146.913 | 5833.9365 |  | 265.5294 | 1563.7681 | 2170.5401 | 687.186 | 1146.913 | 5833.9365 |  | 231.2535 | 1115.9109 | 3188.4856 | 795.689 | 2523.2086 | 7854.5476 |  | 231.2535 | 1115.9109 | 3188.4856 | 795.689 | 2523.2086 | 7854.5476
|  |  | 28717 | 28717 |  | 11428 | 12551 | 3686 | 788 | 264 |  | 9757 | 12631 | 3892 | 1774 | 470 |  | 0 | 0 | 0 | 0 | 0 |  | 9409 | 10926 | 6255 | 1291 | 836 |  | 0 | 0 | 0 | 0 | 0 |  | 8255 | 7850 | 9186 | 1734 | 1692 | [22 empty] | 1781.3897 | 9413.1374 | 8995.1919 | 8891.4632 | 4440.8471 | 33522.0294 |  | 2085.5684 | 9352.1542 | 8514.1184 | 4110.0955 | 2407.5998 | 26469.5362 |  | 1715.8404 | 8137.7894 | 14456.7662 | 6618.2038 | 7932.0503 | 38860.65 |  | 1715.8404 | 8137.7894 | 14456.7662 | 6618.2038 | 7932.0503 | 38860.65 |  | 1504.2673 | 5841.1776 | 21232.9445 | 8822.0213 | 16201.7517 | 53602.1624 |  | 1504.2673 | 5841.1776 | 21232.9445 | 8822.0213 | 16201.7517 | 53602.1624
| EHV OHL Fittings and Conductors (Tower Lines) |  | 38.2295 | 38.2295 | C1 | 10.8313 | 1.0166 | 0.34893 | 15.1698 | 10.8629 | 38.2295 | 1.861 | 1.4891 | 0.34893 | 18.5485 | 15.982 | 38.2295 | 0.23262 | 6.0482 | -0.11631 | 0.11631 | -6.2808 | 0 | 10.8313 | 0.33888 | 1.0267 | 0.23262 | 25.8 | 38.2295 | 0.34893 | 6.0482 | -0.11631 | 0.11631 | -6.3971 | 0 | 10.366 | 0.46525 | 1.0166 | 0.34893 | 26.0327 | 38.2295 |  |  | C1 | 0.00084562 | 0.003637 | 0.010497 | 0.023497 | 0.044707 | C1 | 106930.6974 | 106930.6974 | 106930.6974 | 106930.6974 | 106930.6974 | C1 | 90.4226 | 388.9054 | 1122.4795 | 2512.5521 | 4780.5307 | C1 | 168.2751 | 579.1063 | 391.6722 | 46604.1509 | 76402.4656 | 124145.6701 |  | 979.3915 | 395.3784 | 391.6722 | 38114.8399 | 51930.4309 | 91811.7129 |  | 979.3915 | 131.7928 | 1152.4469 | 584.478 | 123337.9244 | 126186.0336 |  | 1000.4258 | 2483.972 | 1021.8895 | 876.717 | 93312.2364 | 98695.2408 |  | 937.3227 | 180.9369 | 1141.1621 | 876.717 | 124449.9869 | 127586.1255 |  | 968.8743 | 2533.1161 | 1010.6047 | 1168.956 | 93868.2676 | 99549.8187
|  |  | 2.8073 | 2.8073 | C2 | 0.5715 | 0 | 0 | 1.6743 | 0.56145 | 2.8073 | 0.23262 | 0 | 0 | 2.0132 | 0.56145 | 2.8073 | 0 | 0 | 0 | 0 | 0 | 0 | 0.5715 | 0 | 0 | 0 | 2.2358 | 2.8073 | 0 | 0 | 0 | 0 | 0 | 0 | 0.5715 | 0 | 0 | 0 | 2.2358 | 2.8073 |  |  | C2 | 0.00084562 | 0.003637 | 0.010497 | 0.023497 | 0.044707 | C2 | 152758.1391 | 152758.1391 | 152758.1391 | 152758.1391 | 152758.1391 | C2 | 129.1751 | 555.5791 | 1603.5421 | 3589.3601 | 6829.3296 | C2 | 30.0491 | 0 | 0 | 7226.0324 | 3834.3347 | 11090.4162 |  | 73.8242 | 0 | 0 | 6009.6651 | 3834.3347 | 9917.824 |  | 73.8242 | 0 | 0 | 0 | 15268.6801 | 15342.5043 |  | 73.8242 | 0 | 0 | 0 | 15268.6801 | 15342.5043 |  | 73.8242 | 0 | 0 | 0 | 15268.6801 | 15342.5043 |  | 73.8242 | 0 | 0 | 0 | 15268.6801 | 15342.5043
|  |  | 0.3834 | 0.3834 | C3 | 0.11631 | 0 | 0 | 0.26708 | 0 | 0.3834 | 0 | 0 | 0 | 0.3834 | 0 | 0.3834 | 0 | 0 | 0 | 0 | 0 | 0 | 0.11631 | 0 | 0 | 0 | 0.26708 | 0.3834 | 0 | 0 | 0 | 0 | 0 | 0 | 0.11631 | 0 | 0 | 0 | 0.26708 | 0.3834 |  |  | C3 | 0.00084562 | 0.003637 | 0.010497 | 0.023497 | 0.044707 | C3 | 229137.2086 | 229137.2086 | 229137.2086 | 229137.2086 | 229137.2086 | C3 | 193.7626 | 833.3687 | 2405.3131 | 5384.0402 | 10243.9944 | C3 | 0 | 0 | 0 | 2064.2158 | 0 | 2064.2158 |  | 22.5368 | 0 | 0 | 1437.9894 | 0 | 1460.5262 |  | 22.5368 | 0 | 0 | 0 | 2736.0039 | 2758.5407 |  | 22.5368 | 0 | 0 | 0 | 2736.0039 | 2758.5407 |  | 22.5368 | 0 | 0 | 0 | 2736.0039 | 2758.5407 |  | 22.5368 | 0 | 0 | 0 | 2736.0039 | 2758.5407
|  |  | 0.84577 | 0.84577 | C4 | 0.17806 | 0.22257 | 0 | 0.22257 | 0.22257 | 0.84577 | 0 | 0.40063 | 0 | 0.22257 | 0.22257 | 0.84577 | 0 | 0 | 0 | 0 | 0 | 0 | 0.17806 | 0 | 0.22257 | 0 | 0.44514 | 0.84577 | 0 | 0 | 0 | 0 | 0 | 0 | 0.17806 | 0 | 0.22257 | 0 | 0.44514 | 0.84577 |  |  | C4 | 0.00084562 | 0.003637 | 0.010497 | 0.023497 | 0.044707 | C4 | 381895.3477 | 381895.3477 | 381895.3477 | 381895.3477 | 381895.3477 | C4 | 322.9377 | 1388.9478 | 4008.8552 | 8973.4004 | 17073.324 | C4 | 0 | 556.448 | 0 | 1997.2074 | 3800.0054 | 6353.6608 |  | 57.5009 | 309.1378 | 0 | 1997.2074 | 3800.0054 | 6163.8515 |  | 57.5009 | 0 | 892.2499 | 0 | 7600.0108 | 8549.7616 |  | 57.5009 | 0 | 892.2499 | 0 | 7600.0108 | 8549.7616 |  | 57.5009 | 0 | 892.2499 | 0 | 7600.0108 | 8549.7616 |  | 57.5009 | 0 | 892.2499 | 0 | 7600.0108 | 8549.7616
|  |  | 42.2659 | 42.2659 |  | 11.6971 | 1.2392 | 0.34893 | 17.3337 | 11.6469 |  | 2.0936 | 1.8897 | 0.34893 | 21.1677 | 16.766 |  | 0.23262 | 6.0482 | -0.11631 | 0.11631 | -6.2808 |  | 11.6971 | 0.33888 | 1.2493 | 0.23262 | 28.748 |  | 0.34893 | 6.0482 | -0.11631 | 0.11631 | -6.3971 |  | 11.2319 | 0.46525 | 1.2392 | 0.34893 | 28.9806 | [22 empty] | 198.3242 | 1135.5543 | 391.6722 | 57891.6065 | 84036.8057 | 143653.9629 |  | 1133.2534 | 704.5161 | 391.6722 | 47559.7019 | 59564.771 | 109353.9146 |  | 1133.2534 | 131.7928 | 2044.6968 | 584.478 | 148942.6191 | 152836.8401 |  | 1154.2878 | 2483.972 | 1914.1394 | 876.717 | 118916.9311 | 125346.0473 |  | 1091.1846 | 180.9369 | 2033.412 | 876.717 | 150054.6817 | 154236.9321 |  | 1122.7362 | 2533.1161 | 1902.8546 | 1168.956 | 119472.9624 | 126200.6252
| [Please insert new asset category as required] |  | 0 | 0 | C1 | 0 | 0 | 0 | 0 | 0 | 0 | 0 | 0 | 0 | 0 | 0 | 0 | 0 | 0 | 0 | 0 | 0 | 0 | 0 | 0 | 0 | 0 | 0 | 0 | 0 | 0 | 0 | 0 | 0 | 0 | 0 | 0 | 0 | 0 | 0 | 0 |  |  | C1 | 0 | 0 | 0 | 0 | 0 | C1 | 0 | 0 | 0 | 0 | 0 | C1 | [5 empty] | C1 | [5 empty] | 0 | [6 empty] | 0 | [6 empty] | 0 | [6 empty] | 0 | [6 empty] | 0 | [6 empty] | 0
|  |  | 0 | 0 | C2 | 0 | 0 | 0 | 0 | 0 | 0 | 0 | 0 | 0 | 0 | 0 | 0 | 0 | 0 | 0 | 0 | 0 | 0 | 0 | 0 | 0 | 0 | 0 | 0 | 0 | 0 | 0 | 0 | 0 | 0 | 0 | 0 | 0 | 0 | 0 | 0 |  |  | C2 | 0 | 0 | 0 | 0 | 0 | C2 | 0 | 0 | 0 | 0 | 0 | C2 | [5 empty] | C2 | [5 empty] | 0 | [6 empty] | 0 | [6 empty] | 0 | [6 empty] | 0 | [6 empty] | 0 | [6 empty] | 0
|  |  | 0 | 0 | C3 | 0 | 0 | 0 | 0 | 0 | 0 | 0 | 0 | 0 | 0 | 0 | 0 | 0 | 0 | 0 | 0 | 0 | 0 | 0 | 0 | 0 | 0 | 0 | 0 | 0 | 0 | 0 | 0 | 0 | 0 | 0 | 0 | 0 | 0 | 0 | 0 |  |  | C3 | 0 | 0 | 0 | 0 | 0 | C3 | 0 | 0 | 0 | 0 | 0 | C3 | [5 empty] | C3 | [5 empty] | 0 | [6 empty] | 0 | [6 empty] | 0 | [6 empty] | 0 | [6 empty] | 0 | [6 empty] | 0
|  |  | 0 | 0 | C4 | 0 | 0 | 0 | 0 | 0 | 0 | 0 | 0 | 0 | 0 | 0 | 0 | 0 | 0 | 0 | 0 | 0 | 0 | 0 | 0 | 0 | 0 | 0 | 0 | 0 | 0 | 0 | 0 | 0 | 0 | 0 | 0 | 0 | 0 | 0 | 0 |  |  | C4 | 0 | 0 | 0 | 0 | 0 | C4 | 0 | 0 | 0 | 0 | 0 | C4 | [5 empty] | C4 | [5 empty] | 0 | [6 empty] | 0 | [6 empty] | 0 | [6 empty] | 0 | [6 empty] | 0 | [6 empty] | 0
|  |  | 0 | 0 |  | 0 | 0 | 0 | 0 | 0 |  | 0 | 0 | 0 | 0 | 0 |  | 0 | 0 | 0 | 0 | 0 |  | 0 | 0 | 0 | 0 | 0 |  | 0 | 0 | 0 | 0 | 0 |  | 0 | 0 | 0 | 0 | 0 | [22 empty] | 0 | 0 | 0 | 0 | 0 | 0 |  | 0 | 0 | 0 | 0 | 0 | 0 |  | 0 | 0 | 0 | 0 | 0 | 0 |  | 0 | 0 | 0 | 0 | 0 | 0 |  | 0 | 0 | 0 | 0 | 0 | 0 |  | 0 | 0 | 0 | 0 | 0 | 0
| [Please insert new asset category as required] |  | 0 | 0 | C1 | 0 | 0 | 0 | 0 | 0 | 0 | 0 | 0 | 0 | 0 | 0 | 0 | 0 | 0 | 0 | 0 | 0 | 0 | 0 | 0 | 0 | 0 | 0 | 0 | 0 | 0 | 0 | 0 | 0 | 0 | 0 | 0 | 0 | 0 | 0 | 0 |  |  | C1 | 0 | 0 | 0 | 0 | 0 | C1 | 0 | 0 | 0 | 0 | 0 | C1 | [5 empty] | C1 | [5 empty] | 0 | [6 empty] | 0 | [6 empty] | 0 | [6 empty] | 0 | [6 empty] | 0 | [6 empty] | 0
|  |  | 0 | 0 | C2 | 0 | 0 | 0 | 0 | 0 | 0 | 0 | 0 | 0 | 0 | 0 | 0 | 0 | 0 | 0 | 0 | 0 | 0 | 0 | 0 | 0 | 0 | 0 | 0 | 0 | 0 | 0 | 0 | 0 | 0 | 0 | 0 | 0 | 0 | 0 | 0 |  |  | C2 | 0 | 0 | 0 | 0 | 0 | C2 | 0 | 0 | 0 | 0 | 0 | C2 | [5 empty] | C2 | [5 empty] | 0 | [6 empty] | 0 | [6 empty] | 0 | [6 empty] | 0 | [6 empty] | 0 | [6 empty] | 0
|  |  | 0 | 0 | C3 | 0 | 0 | 0 | 0 | 0 | 0 | 0 | 0 | 0 | 0 | 0 | 0 | 0 | 0 | 0 | 0 | 0 | 0 | 0 | 0 | 0 | 0 | 0 | 0 | 0 | 0 | 0 | 0 | 0 | 0 | 0 | 0 | 0 | 0 | 0 | 0 |  |  | C3 | 0 | 0 | 0 | 0 | 0 | C3 | 0 | 0 | 0 | 0 | 0 | C3 | [5 empty] | C3 | [5 empty] | 0 | [6 empty] | 0 | [6 empty] | 0 | [6 empty] | 0 | [6 empty] | 0 | [6 empty] | 0
|  |  | 0 | 0 | C4 | 0 | 0 | 0 | 0 | 0 | 0 | 0 | 0 | 0 | 0 | 0 | 0 | 0 | 0 | 0 | 0 | 0 | 0 | 0 | 0 | 0 | 0 | 0 | 0 | 0 | 0 | 0 | 0 | 0 | 0 | 0 | 0 | 0 | 0 | 0 | 0 |  |  | C4 | 0 | 0 | 0 | 0 | 0 | C4 | 0 | 0 | 0 | 0 | 0 | C4 | [5 empty] | C4 | [5 empty] | 0 | [6 empty] | 0 | [6 empty] | 0 | [6 empty] | 0 | [6 empty] | 0 | [6 empty] | 0
|  |  | 0 | 0 |  | 0 | 0 | 0 | 0 | 0 |  | 0 | 0 | 0 | 0 | 0 |  | 0 | 0 | 0 | 0 | 0 |  | 0 | 0 | 0 | 0 | 0 |  | 0 | 0 | 0 | 0 | 0 |  | 0 | 0 | 0 | 0 | 0 | [22 empty] | 0 | 0 | 0 | 0 | 0 | 0 |  | 0 | 0 | 0 | 0 | 0 | 0 |  | 0 | 0 | 0 | 0 | 0 | 0 |  | 0 | 0 | 0 | 0 | 0 | 0 |  | 0 | 0 | 0 | 0 | 0 | 0 |  | 0 | 0 | 0 | 0 | 0 | 0
| [Please insert new asset category as required] |  | 0 | 0 | C1 | 0 | 0 | 0 | 0 | 0 | 0 | 0 | 0 | 0 | 0 | 0 | 0 | 0 | 0 | 0 | 0 | 0 | 0 | 0 | 0 | 0 | 0 | 0 | 0 | 0 | 0 | 0 | 0 | 0 | 0 | 0 | 0 | 0 | 0 | 0 | 0 |  |  | C1 | 0 | 0 | 0 | 0 | 0 | C1 | 0 | 0 | 0 | 0 | 0 | C1 | [5 empty] | C1 | [5 empty] | 0 | [6 empty] | 0 | [6 empty] | 0 | [6 empty] | 0 | [6 empty] | 0 | [6 empty] | 0
|  |  | 0 | 0 | C2 | 0 | 0 | 0 | 0 | 0 | 0 | 0 | 0 | 0 | 0 | 0 | 0 | 0 | 0 | 0 | 0 | 0 | 0 | 0 | 0 | 0 | 0 | 0 | 0 | 0 | 0 | 0 | 0 | 0 | 0 | 0 | 0 | 0 | 0 | 0 | 0 |  |  | C2 | 0 | 0 | 0 | 0 | 0 | C2 | 0 | 0 | 0 | 0 | 0 | C2 | [5 empty] | C2 | [5 empty] | 0 | [6 empty] | 0 | [6 empty] | 0 | [6 empty] | 0 | [6 empty] | 0 | [6 empty] | 0
|  |  | 0 | 0 | C3 | 0 | 0 | 0 | 0 | 0 | 0 | 0 | 0 | 0 | 0 | 0 | 0 | 0 | 0 | 0 | 0 | 0 | 0 | 0 | 0 | 0 | 0 | 0 | 0 | 0 | 0 | 0 | 0 | 0 | 0 | 0 | 0 | 0 | 0 | 0 | 0 |  |  | C3 | 0 | 0 | 0 | 0 | 0 | C3 | 0 | 0 | 0 | 0 | 0 | C3 | [5 empty] | C3 | [5 empty] | 0 | [6 empty] | 0 | [6 empty] | 0 | [6 empty] | 0 | [6 empty] | 0 | [6 empty] | 0
|  |  | 0 | 0 | C4 | 0 | 0 | 0 | 0 | 0 | 0 | 0 | 0 | 0 | 0 | 0 | 0 | 0 | 0 | 0 | 0 | 0 | 0 | 0 | 0 | 0 | 0 | 0 | 0 | 0 | 0 | 0 | 0 | 0 | 0 | 0 | 0 | 0 | 0 | 0 | 0 |  |  | C4 | 0 | 0 | 0 | 0 | 0 | C4 | 0 | 0 | 0 | 0 | 0 | C4 | [5 empty] | C4 | [5 empty] | 0 | [6 empty] | 0 | [6 empty] | 0 | [6 empty] | 0 | [6 empty] | 0 | [6 empty] | 0
|  |  | 0 | 0 |  | 0 | 0 | 0 | 0 | 0 |  | 0 | 0 | 0 | 0 | 0 |  | 0 | 0 | 0 | 0 | 0 |  | 0 | 0 | 0 | 0 | 0 |  | 0 | 0 | 0 | 0 | 0 |  | 0 | 0 | 0 | 0 | 0 | [22 empty] | 0 | 0 | 0 | 0 | 0 | 0 |  | 0 | 0 | 0 | 0 | 0 | 0 |  | 0 | 0 | 0 | 0 | 0 | 0 |  | 0 | 0 | 0 | 0 | 0 | 0 |  | 0 | 0 | 0 | 0 | 0 | 0 |  | 0 | 0 | 0 | 0 | 0 | 0
| [Please insert new asset category as required] |  | 0 | 0 | C1 | 0 | 0 | 0 | 0 | 0 | 0 | 0 | 0 | 0 | 0 | 0 | 0 | 0 | 0 | 0 | 0 | 0 | 0 | 0 | 0 | 0 | 0 | 0 | 0 | 0 | 0 | 0 | 0 | 0 | 0 | 0 | 0 | 0 | 0 | 0 | 0 |  |  | C1 | 0 | 0 | 0 | 0 | 0 | C1 | 0 | 0 | 0 | 0 | 0 | C1 | [5 empty] | C1 | [5 empty] | 0 | [6 empty] | 0 | [6 empty] | 0 | [6 empty] | 0 | [6 empty] | 0 | [6 empty] | 0
|  |  | 0 | 0 | C2 | 0 | 0 | 0 | 0 | 0 | 0 | 0 | 0 | 0 | 0 | 0 | 0 | 0 | 0 | 0 | 0 | 0 | 0 | 0 | 0 | 0 | 0 | 0 | 0 | 0 | 0 | 0 | 0 | 0 | 0 | 0 | 0 | 0 | 0 | 0 | 0 |  |  | C2 | 0 | 0 | 0 | 0 | 0 | C2 | 0 | 0 | 0 | 0 | 0 | C2 | [5 empty] | C2 | [5 empty] | 0 | [6 empty] | 0 | [6 empty] | 0 | [6 empty] | 0 | [6 empty] | 0 | [6 empty] | 0
|  |  | 0 | 0 | C3 | 0 | 0 | 0 | 0 | 0 | 0 | 0 | 0 | 0 | 0 | 0 | 0 | 0 | 0 | 0 | 0 | 0 | 0 | 0 | 0 | 0 | 0 | 0 | 0 | 0 | 0 | 0 | 0 | 0 | 0 | 0 | 0 | 0 | 0 | 0 | 0 |  |  | C3 | 0 | 0 | 0 | 0 | 0 | C3 | 0 | 0 | 0 | 0 | 0 | C3 | [5 empty] | C3 | [5 empty] | 0 | [6 empty] | 0 | [6 empty] | 0 | [6 empty] | 0 | [6 empty] | 0 | [6 empty] | 0
|  |  | 0 | 0 | C4 | 0 | 0 | 0 | 0 | 0 | 0 | 0 | 0 | 0 | 0 | 0 | 0 | 0 | 0 | 0 | 0 | 0 | 0 | 0 | 0 | 0 | 0 | 0 | 0 | 0 | 0 | 0 | 0 | 0 | 0 | 0 | 0 | 0 | 0 | 0 | 0 |  |  | C4 | 0 | 0 | 0 | 0 | 0 | C4 | 0 | 0 | 0 | 0 | 0 | C4 | [5 empty] | C4 | [5 empty] | 0 | [6 empty] | 0 | [6 empty] | 0 | [6 empty] | 0 | [6 empty] | 0 | [6 empty] | 0
|  |  | 0 | 0 |  | 0 | 0 | 0 | 0 | 0 |  | 0 | 0 | 0 | 0 | 0 |  | 0 | 0 | 0 | 0 | 0 |  | 0 | 0 | 0 | 0 | 0 |  | 0 | 0 | 0 | 0 | 0 |  | 0 | 0 | 0 | 0 | 0 | [22 empty] | 0 | 0 | 0 | 0 | 0 | 0 |  | 0 | 0 | 0 | 0 | 0 | 0 |  | 0 | 0 | 0 | 0 | 0 | 0 |  | 0 | 0 | 0 | 0 | 0 | 0 |  | 0 | 0 | 0 | 0 | 0 | 0 |  | 0 | 0 | 0 | 0 | 0 | 0
| [Please insert new asset category as required] |  | 0 | 0 | C1 | 0 | 0 | 0 | 0 | 0 | 0 | 0 | 0 | 0 | 0 | 0 | 0 | 0 | 0 | 0 | 0 | 0 | 0 | 0 | 0 | 0 | 0 | 0 | 0 | 0 | 0 | 0 | 0 | 0 | 0 | 0 | 0 | 0 | 0 | 0 | 0 |  |  | C1 | 0 | 0 | 0 | 0 | 0 | C1 | 0 | 0 | 0 | 0 | 0 | C1 | [5 empty] | C1 | [5 empty] | 0 | [6 empty] | 0 | [6 empty] | 0 | [6 empty] | 0 | [6 empty] | 0 | [6 empty] | 0
|  |  | 0 | 0 | C2 | 0 | 0 | 0 | 0 | 0 | 0 | 0 | 0 | 0 | 0 | 0 | 0 | 0 | 0 | 0 | 0 | 0 | 0 | 0 | 0 | 0 | 0 | 0 | 0 | 0 | 0 | 0 | 0 | 0 | 0 | 0 | 0 | 0 | 0 | 0 | 0 |  |  | C2 | 0 | 0 | 0 | 0 | 0 | C2 | 0 | 0 | 0 | 0 | 0 | C2 | [5 empty] | C2 | [5 empty] | 0 | [6 empty] | 0 | [6 empty] | 0 | [6 empty] | 0 | [6 empty] | 0 | [6 empty] | 0
|  |  | 0 | 0 | C3 | 0 | 0 | 0 | 0 | 0 | 0 | 0 | 0 | 0 | 0 | 0 | 0 | 0 | 0 | 0 | 0 | 0 | 0 | 0 | 0 | 0 | 0 | 0 | 0 | 0 | 0 | 0 | 0 | 0 | 0 | 0 | 0 | 0 | 0 | 0 | 0 |  |  | C3 | 0 | 0 | 0 | 0 | 0 | C3 | 0 | 0 | 0 | 0 | 0 | C3 | [5 empty] | C3 | [5 empty] | 0 | [6 empty] | 0 | [6 empty] | 0 | [6 empty] | 0 | [6 empty] | 0 | [6 empty] | 0
|  |  | 0 | 0 | C4 | 0 | 0 | 0 | 0 | 0 | 0 | 0 | 0 | 0 | 0 | 0 | 0 | 0 | 0 | 0 | 0 | 0 | 0 | 0 | 0 | 0 | 0 | 0 | 0 | 0 | 0 | 0 | 0 | 0 | 0 | 0 | 0 | 0 | 0 | 0 | 0 |  |  | C4 | 0 | 0 | 0 | 0 | 0 | C4 | 0 | 0 | 0 | 0 | 0 | C4 | [5 empty] | C4 | [5 empty] | 0 | [6 empty] | 0 | [6 empty] | 0 | [6 empty] | 0 | [6 empty] | 0 | [6 empty] | 0
|  |  | 0 | 0 |  | 0 | 0 | 0 | 0 | 0 |  | 0 | 0 | 0 | 0 | 0 |  | 0 | 0 | 0 | 0 | 0 |  | 0 | 0 | 0 | 0 | 0 |  | 0 | 0 | 0 | 0 | 0 |  | 0 | 0 | 0 | 0 | 0 | [22 empty] | 0 | 0 | 0 | 0 | 0 | 0 |  | 0 | 0 | 0 | 0 | 0 | 0 |  | 0 | 0 | 0 | 0 | 0 | 0 |  | 0 | 0 | 0 | 0 | 0 | 0 |  | 0 | 0 | 0 | 0 | 0 | 0 |  | 0 | 0 | 0 | 0 | 0 | 0
[63 empty] | 644788.8392 | 1079815.9841 | 770793.4997 | 1065788.8892 | 1759499.4551 | 5320686.6673 |  | 701771.1215 | 1078822.7105 | 759351.9211 | 967442.8974 | 1136358.6133 | 4643747.2637 |  | 666195.0154 | 1053433.5867 | 842878.5204 | 1326267.7985 | 2096965.9692 | 5985740.8901 |  | 666216.0498 | 1055785.7659 | 846079.0622 | 1319103.7225 | 2066940.2812 | 5954124.8816 |  | 644168.7636 | 965192.2651 | 1153651.9537 | 1121982.7267 | 3364765.334 | 7249761.0432 |  | 644200.3152 | 967544.4443 | 1166623.72 | 1179440.0473 | 3169616.418 | 7127424.9448
| 132kV Network | [66 empty] | 0 | [6 empty] | 0 | [6 empty] | 0 | [6 empty] | 0 | [6 empty] | 0 | [6 empty] | 0
| 132kV CBs |  | 77 | 77 | C1 | 61 | 0 | 5 | 2 | 9 | 77 | 61 | 0 | 5 | 2 | 9 | 77 | 0 | 0 | 0 | 0 | 0 | 0 | 59 | 2 | 4 | 2 | 10 | 77 | 0 | 0 | 0 | 0 | 0 | 0 | 55 | 6 | 3 | 2 | 11 | 77 |  |  | C1 | 0 | 0 | 0 | 0 | 0 | C1 | 197041.3259 | 197041.3259 | 197041.3259 | 197041.3259 | 197041.3259 | C1 | 0 | 0 | 0 | 0 | 0 | C1 | 0 | 0 | 0 | 0 | 0 | 0 |  | 0 | 0 | 0 | 0 | 0 | 0 |  | 0 | 0 | 0 | 0 | 0 | 0 |  | 0 | 0 | 0 | 0 | 0 | 0 |  | 0 | 0 | 0 | 0 | 0 | 0 |  | 0 | 0 | 0 | 0 | 0 | 0
|  |  | 51 | 51 | C2 | 34 | 15 | 0 | 2 | 0 | 51 | 32 | 17 | 0 | 2 | 0 | 51 | 0 | 0 | 0 | 0 | 0 | 0 | 32 | 13 | 4 | 2 | 0 | 51 | 0 | 0 | 0 | 0 | 0 | 0 | 32 | 1 | 12 | 4 | 2 | 51 |  |  | C2 | 0 | 0 | 0 | 0 | 0 | C2 | 281487.6085 | 281487.6085 | 281487.6085 | 281487.6085 | 281487.6085 | C2 | 0 | 0 | 0 | 0 | 0 | C2 | 0 | 0 | 0 | 0 | 0 | 0 |  | 0 | 0 | 0 | 0 | 0 | 0 |  | 0 | 0 | 0 | 0 | 0 | 0 |  | 0 | 0 | 0 | 0 | 0 | 0 |  | 0 | 0 | 0 | 0 | 0 | 0 |  | 0 | 0 | 0 | 0 | 0 | 0
|  |  | 45 | 45 | C3 | 21 | 2 | 22 | 0 | 0 | 45 | 21 | 2 | 22 | 0 | 0 | 45 | 0 | 0 | 0 | 0 | 0 | 0 | 20 | 3 | 14 | 8 | 0 | 45 | 0 | 0 | 0 | 0 | 0 | 0 | 12 | 9 | 8 | 16 | 0 | 45 |  |  | C3 | 0 | 0 | 0 | 0 | 0 | C3 | 422231.4127 | 422231.4127 | 422231.4127 | 422231.4127 | 422231.4127 | C3 | 0 | 0 | 0 | 0 | 0 | C3 | 0 | 0 | 0 | 0 | 0 | 0 |  | 0 | 0 | 0 | 0 | 0 | 0 |  | 0 | 0 | 0 | 0 | 0 | 0 |  | 0 | 0 | 0 | 0 | 0 | 0 |  | 0 | 0 | 0 | 0 | 0 | 0 |  | 0 | 0 | 0 | 0 | 0 | 0
|  |  | 3 | 3 | C4 | 3 | 0 | 0 | 0 | 0 | 3 | 3 | 0 | 0 | 0 | 0 | 3 | 0 | 0 | 0 | 0 | 0 | 0 | 3 | 0 | 0 | 0 | 0 | 3 | 0 | 0 | 0 | 0 | 0 | 0 | 1 | 2 | 0 | 0 | 0 | 3 |  |  | C4 | 0 | 0 | 0 | 0 | 0 | C4 | 703719.0211 | 703719.0211 | 703719.0211 | 703719.0211 | 703719.0211 | C4 | 0 | 0 | 0 | 0 | 0 | C4 | 0 | 0 | 0 | 0 | 0 | 0 |  | 0 | 0 | 0 | 0 | 0 | 0 |  | 0 | 0 | 0 | 0 | 0 | 0 |  | 0 | 0 | 0 | 0 | 0 | 0 |  | 0 | 0 | 0 | 0 | 0 | 0 |  | 0 | 0 | 0 | 0 | 0 | 0
|  |  | 176 | 176 |  | 119 | 17 | 27 | 4 | 9 |  | 117 | 19 | 27 | 4 | 9 |  | 0 | 0 | 0 | 0 | 0 |  | 114 | 18 | 22 | 12 | 10 |  | 0 | 0 | 0 | 0 | 0 |  | 100 | 18 | 23 | 22 | 13 | [22 empty] | 0 | 0 | 0 | 0 | 0 | 0 |  | 0 | 0 | 0 | 0 | 0 | 0 |  | 0 | 0 | 0 | 0 | 0 | 0 |  | 0 | 0 | 0 | 0 | 0 | 0 |  | 0 | 0 | 0 | 0 | 0 | 0 |  | 0 | 0 | 0 | 0 | 0 | 0
| 132kV Transformer |  | 64 | 64 | C1 | 17 | 20 | 18 | 9 | 0 | 64 | 16 | 21 | 18 | 9 | 0 | 64 | 0 | 0 | 0 | 0 | 0 | 0 | 16 | 16 | 23 | 8 | 1 | 64 | 0 | 0 | 0 | 0 | 0 | 0 | 16 | 12 | 23 | 4 | 9 | 64 |  |  | C1 | 0.0019239 | 0.0082747 | 0.023883 | 0.053459 | 0.10171 | C1 | 140160.9164 | 140160.9164 | 140160.9164 | 140160.9164 | 140160.9164 | C1 | 269.6569 | 1159.7883 | 3347.4427 | 7492.8981 | 14256.4324 | C1 | 4314.5104 | 24355.5539 | 60253.9681 | 67436.0825 | 0 | 156360.1149 |  | 4584.1673 | 23195.7656 | 60253.9681 | 67436.0825 | 0 | 155469.9835 |  | 4314.5104 | 18556.6125 | 76991.1814 | 59943.1845 | 14256.4324 | 174061.9212 |  | 4314.5104 | 18556.6125 | 76991.1814 | 59943.1845 | 14256.4324 | 174061.9212 |  | 4314.5104 | 13917.4594 | 76991.1814 | 29971.5922 | 128307.8918 | 253502.6353 |  | 4314.5104 | 13917.4594 | 76991.1814 | 29971.5922 | 128307.8918 | 253502.6353
|  |  | 62 | 62 | C2 | 19 | 18 | 14 | 7 | 4 | 62 | 19 | 17 | 15 | 7 | 4 | 62 | 0 | 1 | -1 | 0 | 0 | 0 | 14 | 19 | 14 | 9 | 6 | 62 | 0 | 2 | -2 | 0 | 0 | 0 | 14 | 11 | 17 | 8 | 12 | 62 |  |  | C2 | 0.0019239 | 0.0082747 | 0.023883 | 0.053459 | 0.10171 | C2 | 200229.8805 | 200229.8805 | 200229.8805 | 200229.8805 | 200229.8805 | C2 | 385.2241 | 1656.8404 | 4782.061 | 10704.1401 | 20366.332 | C2 | 7319.2588 | 28166.2868 | 71730.9144 | 74928.9806 | 81465.3281 | 263610.7687 |  | 7319.2588 | 29823.1272 | 66948.8534 | 74928.9806 | 81465.3281 | 260485.5481 |  | 5393.138 | 31479.9676 | 66948.8534 | 96337.2608 | 122197.9922 | 322357.212 |  | 5393.138 | 33136.808 | 62166.7925 | 96337.2608 | 122197.9922 | 319231.9915 |  | 5393.138 | 18225.2444 | 81295.0363 | 85633.1207 | 244395.9844 | 434942.5238 |  | 5393.138 | 21538.9252 | 71730.9144 | 85633.1207 | 244395.9844 | 428692.0827
|  |  | 5 | 5 | C3 | 0 | 3 | 2 | 0 | 0 | 5 | 0 | 3 | 2 | 0 | 0 | 5 | 0 | 0 | 0 | 0 | 0 | 0 | 0 | 3 | 2 | 0 | 0 | 5 | 0 | 0 | 0 | 0 | 0 | 0 | 0 | 0 | 5 | 0 | 0 | 5 |  |  | C3 | 0.0019239 | 0.0082747 | 0.023883 | 0.053459 | 0.10171 | C3 | 300344.8208 | 300344.8208 | 300344.8208 | 300344.8208 | 300344.8208 | C3 | 577.8362 | 2485.2606 | 7173.0914 | 16056.2101 | 30549.4981 | C3 | 0 | 7455.7818 | 14346.1829 | 0 | 0 | 21801.9647 |  | 0 | 7455.7818 | 14346.1829 | 0 | 0 | 21801.9647 |  | 0 | 7455.7818 | 14346.1829 | 0 | 0 | 21801.9647 |  | 0 | 7455.7818 | 14346.1829 | 0 | 0 | 21801.9647 |  | 0 | 0 | 35865.4572 | 0 | 0 | 35865.4572 |  | 0 | 0 | 35865.4572 | 0 | 0 | 35865.4572
|  |  | 3 | 3 | C4 | 1 | 0 | 2 | 0 | 0 | 3 | 0 | 0 | 1 | 2 | 0 | 3 | 0 | 0 | 0 | 0 | 0 | 0 | 0 | 0 | 0 | 3 | 0 | 3 | 0 | 0 | 0 | 0 | 0 | 0 | 0 | 0 | 0 | 1 | 2 | 3 |  |  | C4 | 0.0019239 | 0.0082747 | 0.023883 | 0.053459 | 0.10171 | C4 | 500574.7013 | 500574.7013 | 500574.7013 | 500574.7013 | 500574.7013 | C4 | 963.0604 | 4142.101 | 11955.1524 | 26760.3502 | 50915.8301 | C4 | 0 | 0 | 11955.1524 | 53520.7004 | 0 | 65475.8528 |  | 963.0604 | 0 | 23910.3048 | 0 | 0 | 24873.3652 |  | 0 | 0 | 0 | 80281.0506 | 0 | 80281.0506 |  | 0 | 0 | 0 | 80281.0506 | 0 | 80281.0506 |  | 0 | 0 | 0 | 26760.3502 | 101831.6602 | 128592.0104 |  | 0 | 0 | 0 | 26760.3502 | 101831.6602 | 128592.0104
|  |  | 134 | 134 |  | 37 | 41 | 36 | 16 | 4 |  | 35 | 41 | 36 | 18 | 4 |  | 0 | 1 | -1 | 0 | 0 |  | 30 | 38 | 39 | 20 | 7 |  | 0 | 2 | -2 | 0 | 0 |  | 30 | 23 | 45 | 13 | 23 | [22 empty] | 11633.7692 | 59977.6225 | 158286.2177 | 195885.7635 | 81465.3281 | 507248.7011 |  | 12866.4864 | 60474.6746 | 165459.3092 | 142365.0631 | 81465.3281 | 462630.8615 |  | 9707.6485 | 57492.3619 | 158286.2177 | 236561.4959 | 136454.4246 | 598502.1486 |  | 9707.6485 | 59149.2023 | 153504.1568 | 236561.4959 | 136454.4246 | 595376.928 |  | 9707.6485 | 32142.7038 | 194151.6749 | 142365.0631 | 474535.5364 | 852902.6267 |  | 9707.6485 | 35456.3846 | 184587.553 | 142365.0631 | 474535.5364 | 846652.1856
| 132kV UG Cable (Gas) |  | 0.61647 | 0.61647 | C1 | 0.029688 | 0.062585 | 0.5242 | 0 | 0 | 0.61647 | 0.029688 | 0.062585 | 0.5242 | 0 | 0 | 0.61647 | 0 | 0 | 0 | 0 | 0 | 0 | 0.029688 | 0.036599 | 0.91054 | 0 | 0 | 0.97683 | 0 | 0 | 0 | 0 | 0 | 0 | 0.029688 | 0.036599 | 0.81702 | 0 | 0 | 0.88331 |  |  | C1 | 0 | 0 | 0 | 0 | 0 | C1 | 170173.9797 | 170173.9797 | 170173.9797 | 170173.9797 | 170173.9797 | C1 | 0 | 0 | 0 | 0 | 0 | C1 | 0 | 0 | 0 | 0 | 0 | 0 |  | 0 | 0 | 0 | 0 | 0 | 0 |  | 0 | 0 | 0 | 0 | 0 | 0 |  | 0 | 0 | 0 | 0 | 0 | 0 |  | 0 | 0 | 0 | 0 | 0 | 0 |  | 0 | 0 | 0 | 0 | 0 | 0
|  |  | 1.0495 | 1.0495 | C2 | 0 | 0.55324 | 0.44864 | 0.0225 | 0.025095 | 1.0495 | 0 | 0.55324 | 0.44864 | 0.0225 | 0.027501 | 1.0519 | 0 | 0 | 0 | 0 | 0 | 0 | 0 | 0.32354 | 0.77929 | 0.0225 | 0.025095 | 1.1504 | 0 | 0 | 0 | 0 | 0 | 0 | 0 | 0.32354 | 0.69925 | 0.19605 | 0.025095 | 1.2439 |  |  | C2 | 0 | 0 | 0 | 0 | 0 | C2 | 243105.6853 | 243105.6853 | 243105.6853 | 243105.6853 | 243105.6853 | C2 | 0 | 0 | 0 | 0 | 0 | C2 | 0 | 0 | 0 | 0 | 0 | 0 |  | 0 | 0 | 0 | 0 | 0 | 0 |  | 0 | 0 | 0 | 0 | 0 | 0 |  | 0 | 0 | 0 | 0 | 0 | 0 |  | 0 | 0 | 0 | 0 | 0 | 0 |  | 0 | 0 | 0 | 0 | 0 | 0
|  |  | 0.78907 | 0.78907 | C3 | 0 | 0.78907 | 0 | 0 | 0 | 0.78907 | 0 | 0.78907 | 0 | 0 | 0 | 0.78907 | 0 | 0 | 0 | 0 | 0 | 0 | 0 | 0.46145 | 0 | 0 | 0 | 0.46145 | 0 | 0 | 0 | 0 | 0 | 0 | 0 | 0.46145 | 0 | 0 | 0 | 0.46145 |  |  | C3 | 0 | 0 | 0 | 0 | 0 | C3 | 364658.528 | 364658.528 | 364658.528 | 364658.528 | 364658.528 | C3 | 0 | 0 | 0 | 0 | 0 | C3 | 0 | 0 | 0 | 0 | 0 | 0 |  | 0 | 0 | 0 | 0 | 0 | 0 |  | 0 | 0 | 0 | 0 | 0 | 0 |  | 0 | 0 | 0 | 0 | 0 | 0 |  | 0 | 0 | 0 | 0 | 0 | 0 |  | 0 | 0 | 0 | 0 | 0 | 0
|  |  | 0.32193 | 0.32193 | C4 | 0 | 0.32193 | 0 | 0 | 0 | 0.32193 | 0 | 0.32193 | 0 | 0 | 0 | 0.32193 | 0 | 0 | 0 | 0 | 0 | 0 | 0 | 0.18826 | 0 | 0 | 0 | 0.18826 | 0 | 0 | 0 | 0 | 0 | 0 | 0 | 0.18826 | 0 | 0 | 0 | 0.18826 |  |  | C4 | 0 | 0 | 0 | 0 | 0 | C4 | 607764.2133 | 607764.2133 | 607764.2133 | 607764.2133 | 607764.2133 | C4 | 0 | 0 | 0 | 0 | 0 | C4 | 0 | 0 | 0 | 0 | 0 | 0 |  | 0 | 0 | 0 | 0 | 0 | 0 |  | 0 | 0 | 0 | 0 | 0 | 0 |  | 0 | 0 | 0 | 0 | 0 | 0 |  | 0 | 0 | 0 | 0 | 0 | 0 |  | 0 | 0 | 0 | 0 | 0 | 0
|  |  | 2.777 | 2.777 |  | 0.029688 | 1.7268 | 0.97284 | 0.0225 | 0.025095 |  | 0.029688 | 1.7268 | 0.97284 | 0.0225 | 0.027501 |  | 0 | 0 | 0 | 0 | 0 |  | 0.029688 | 1.0098 | 1.6898 | 0.0225 | 0.025095 |  | 0 | 0 | 0 | 0 | 0 |  | 0.029688 | 1.0098 | 1.5163 | 0.19605 | 0.025095 | [22 empty] | 0 | 0 | 0 | 0 | 0 | 0 |  | 0 | 0 | 0 | 0 | 0 | 0 |  | 0 | 0 | 0 | 0 | 0 | 0 |  | 0 | 0 | 0 | 0 | 0 | 0 |  | 0 | 0 | 0 | 0 | 0 | 0 |  | 0 | 0 | 0 | 0 | 0 | 0
| 132kV UG Cable (Oil) |  | 31.835 | 31.835 | C1 | 3.5961 | 1.1914 | 0.49059 | 26.2065 | 0.35034 | 31.835 | 3.5961 | 1.1914 | 0.49059 | 32.7489 | 0.68246 | 38.7095 | 0 | 0 | 0 | 0 | 0 | 0 | 2.7212 | 1.4652 | 0.4801 | 26.8978 | 0.35481 | 31.9191 | 0 | 0 | 0 | 0 | 0 | 0 | 1.7391 | 0.29854 | 1.5691 | 10.7942 | 1.1659 | 15.5669 |  |  | C1 | 0.000243 | 0.0010452 | 0.0030166 | 0.0067523 | 0.012847 | C1 | 221905.6347 | 221905.6347 | 221905.6347 | 221905.6347 | 221905.6347 | C1 | 53.924 | 231.926 | 669.3972 | 1498.3751 | 2850.8973 | C1 | 193.9171 | 276.318 | 328.4011 | 49070.1411 | 1945.627 | 51814.4042 |  | 193.9171 | 276.318 | 328.4011 | 39267.223 | 998.7909 | 41064.6501 |  | 146.7403 | 339.8146 | 321.3745 | 40302.9606 | 1011.5383 | 42122.4283 |  | 146.7403 | 339.8146 | 321.3745 | 40302.9606 | 1011.5383 | 42122.4283 |  | 93.7772 | 69.2391 | 1050.3837 | 16173.8293 | 3323.8829 | 20711.1123 |  | 93.7772 | 69.2391 | 1050.3837 | 16173.8293 | 3323.8829 | 20711.1123
|  |  | 25.6369 | 25.6369 | C2 | 0.20512 | 1.2017 | 0.86182 | 18.862 | 4.5063 | 25.6369 | 0.20512 | 1.2017 | 0.86182 | 23.5708 | 8.7782 | 34.6176 | 0 | 0 | 0 | 0 | 0 | 0 | 0.15522 | 1.4778 | 0.84338 | 19.3595 | 4.5638 | 26.3997 | 0 | 0 | 0 | 0 | 0 | 0 | 0.099194 | 0.30111 | 2.7565 | 7.7691 | 14.9965 | 25.9225 |  |  | C2 | 0.000243 | 0.0010452 | 0.0030166 | 0.0067523 | 0.012847 | C2 | 317008.0495 | 317008.0495 | 317008.0495 | 317008.0495 | 317008.0495 | C2 | 77.0343 | 331.3229 | 956.2816 | 2140.5358 | 4072.7104 | C2 | 15.8012 | 398.1385 | 824.1433 | 50454.2242 | 35751.0362 | 87443.3434 |  | 15.8012 | 398.1385 | 824.1433 | 40374.8029 | 18352.8544 | 59965.7403 |  | 11.957 | 489.629 | 806.5097 | 41439.7548 | 18587.0896 | 61334.94 |  | 11.957 | 489.629 | 806.5097 | 41439.7548 | 18587.0896 | 61334.94 |  | 7.6414 | 99.7646 | 2636.0045 | 16630.0319 | 61076.5883 | 80450.0306 |  | 7.6414 | 99.7646 | 2636.0045 | 16630.0319 | 61076.5883 | 80450.0306
|  |  | 39.5599 | 39.5599 | C3 | 6.143 | 1.7044 | 2.2461 | 18.6609 | 10.8055 | 39.5599 | 6.143 | 1.7044 | 2.2461 | 23.3195 | 21.0489 | 54.462 | 0 | 0 | 0 | 0 | 0 | 0 | 4.6485 | 2.0961 | 2.2083 | 19.1531 | 10.9434 | 39.0494 | 0 | 0 | 0 | 0 | 0 | 0 | 2.9707 | 0.42709 | 6.1298 | 7.6863 | 35.9597 | 53.1736 |  |  | C3 | 0.000243 | 0.0010452 | 0.0030166 | 0.0067523 | 0.012847 | C3 | 475512.0743 | 475512.0743 | 475512.0743 | 475512.0743 | 475512.0743 | C3 | 115.5515 | 496.9843 | 1434.4225 | 3210.8037 | 6109.0657 | C3 | 709.8319 | 847.0734 | 3221.9071 | 74874.3017 | 128589.2216 | 208242.3357 |  | 709.8319 | 847.0734 | 3221.9071 | 59916.3939 | 66011.4926 | 130706.6989 |  | 537.1414 | 1041.727 | 3167.6897 | 61496.7874 | 66853.9889 | 133097.3344 |  | 537.1414 | 1041.727 | 3167.6897 | 61496.7874 | 66853.9889 | 133097.3344 |  | 343.2707 | 212.2577 | 8792.7693 | 24679.0441 | 219680.0924 | 253707.4342 |  | 343.2707 | 212.2577 | 8792.7693 | 24679.0441 | 219680.0924 | 253707.4342
|  |  | 16.8124 | 16.8124 | C4 | 3.2044 | 0.74556 | 0.15553 | 9.0515 | 3.6554 | 16.8124 | 3.2044 | 0.74556 | 0.15553 | 11.3112 | 7.1206 | 22.5374 | 0 | 0 | 0 | 0 | 0 | 0 | 2.4248 | 0.91688 | 0.14194 | 9.2903 | 3.702 | 16.476 | 0 | 0 | 0 | 0 | 0 | 0 | 1.5496 | 0.18682 | 1.5519 | 3.7283 | 12.1648 | 19.1813 |  |  | C4 | 0.000243 | 0.0010452 | 0.0030166 | 0.0067523 | 0.012847 | C4 | 792520.1238 | 792520.1238 | 792520.1238 | 792520.1238 | 792520.1238 | C4 | 192.5858 | 828.3071 | 2390.7041 | 5351.3395 | 10181.7761 | C4 | 617.1266 | 617.5497 | 371.8324 | 60530.2363 | 72500.4593 | 134637.2042 |  | 617.1266 | 617.5497 | 371.8324 | 48437.8939 | 37218.2324 | 87262.635 |  | 466.9898 | 759.4598 | 339.3441 | 49715.5231 | 37693.2439 | 88974.5607 |  | 466.9898 | 759.4598 | 339.3441 | 49715.5231 | 37693.2439 | 88974.5607 |  | 298.439 | 154.7442 | 3710.0163 | 19951.1493 | 123858.8071 | 147973.1558 |  | 298.439 | 154.7442 | 3710.0163 | 19951.1493 | 123858.8071 | 147973.1558
|  |  | 113.8443 | 113.8443 |  | 13.1487 | 4.8431 | 3.7541 | 72.781 | 19.3175 |  | 13.1487 | 4.8431 | 3.7541 | 90.9505 | 37.6302 |  | 0 | 0 | 0 | 0 | 0 |  | 9.9498 | 5.956 | 3.6738 | 74.7007 | 19.5641 |  | 0 | 0 | 0 | 0 | 0 |  | 6.3586 | 1.2136 | 12.0073 | 29.9778 | 64.2869 | [22 empty] | 1536.6768 | 2139.0796 | 4746.2838 | 234928.9033 | 238786.3441 | 482137.2876 |  | 1536.6768 | 2139.0796 | 4746.2838 | 187996.3137 | 122581.3703 | 318999.7243 |  | 1162.8285 | 2630.6303 | 4634.918 | 192955.0259 | 124145.8607 | 325529.2634 |  | 1162.8285 | 2630.6303 | 4634.918 | 192955.0259 | 124145.8607 | 325529.2634 |  | 743.1283 | 536.0056 | 16189.1739 | 77434.0545 | 407939.3707 | 502841.733 |  | 743.1283 | 536.0056 | 16189.1739 | 77434.0545 | 407939.3707 | 502841.733
| 132kV UG Cable (Non Pressurised) |  | 18.5102 | 18.5102 | C1 | 17.9762 | 0.52659 | 0 | 0 | 0.0073733 | 18.5102 | 9.9624 | 0.52659 | 0 | 0 | 0.0082235 | 10.4972 | 0 | 0 | 0 | 0 | 0 | 0 | 17.9762 | 0.52598 | 0 | 0 | 0.0073733 | 18.5096 | 0 | 0 | 0 | 0 | 0 | 0 | 17.9762 | 0.52598 | 0 | 0 | 0.0073733 | 18.5096 |  |  | C1 | 0.015802 | 0.067964 | 0.19616 | 0.43909 | 0.79703 | C1 | 111615.0056 | 111615.0056 | 111615.0056 | 111615.0056 | 111615.0056 | C1 | 1763.7389 | 7585.8012 | 21894.5433 | 49008.6306 | 88960.9246 | C1 | 17570.9975 | 3994.5761 | 0 | 0 | 731.5708 | 22297.1444 |  | 31705.3875 | 3994.5761 | 0 | 0 | 655.9315 | 36355.8951 |  | 31705.3875 | 3990.0004 | 0 | 0 | 655.9315 | 36351.3194 |  | 31705.3875 | 3990.0004 | 0 | 0 | 655.9315 | 36351.3194 |  | 31705.3875 | 3990.0004 | 0 | 0 | 655.9315 | 36351.3194 |  | 31705.3875 | 3990.0004 | 0 | 0 | 655.9315 | 36351.3194
|  |  | 30.945 | 30.945 | C2 | 29.8012 | 1.0915 | 0.03025 | 0.0123 | 0.0098361 | 30.945 | 16.5157 | 1.0915 | 0.03025 | 0.0123 | 0.01097 | 17.6607 | 0 | 0 | 0 | 0 | 0 | 0 | 29.8012 | 1.0902 | 0.036233 | 0.0123 | 0.0098361 | 30.9497 | 0 | 0 | 0 | 0 | 0 | 0 | 29.8012 | 1.0902 | 0.036233 | 0.0123 | 0.0098361 | 30.9497 |  |  | C2 | 0.015802 | 0.067964 | 0.19616 | 0.43909 | 0.79703 | C2 | 159450.008 | 159450.008 | 159450.008 | 159450.008 | 159450.008 | C2 | 2519.6269 | 10836.8589 | 31277.919 | 70012.3294 | 127087.0352 | C2 | 41613.3761 | 11827.9001 | 946.1571 | 861.1517 | 1394.1858 | 56642.7707 |  | 75087.8381 | 11827.9001 | 946.1571 | 861.1517 | 1250.0367 | 89973.0837 |  | 75087.8381 | 11814.3514 | 1133.2993 | 861.1517 | 1250.0367 | 90146.6772 |  | 75087.8381 | 11814.3514 | 1133.2993 | 861.1517 | 1250.0367 | 90146.6772 |  | 75087.8381 | 11814.3514 | 1133.2993 | 861.1517 | 1250.0367 | 90146.6772 |  | 75087.8381 | 11814.3514 | 1133.2993 | 861.1517 | 1250.0367 | 90146.6772
|  |  | 28.2332 | 28.2332 | C3 | 25.1015 | 3.1239 | 0 | 0 | 0.0077689 | 28.2332 | 13.9112 | 3.1239 | 0 | 0 | 0.0086648 | 17.0437 | 0 | 0 | 0 | 0 | 0 | 0 | 25.1015 | 3.1203 | 0 | 0 | 0.0077689 | 28.2296 | 0 | 0 | 0 | 0 | 0 | 0 | 25.1015 | 3.1203 | 0 | 0 | 0.0077689 | 28.2296 |  |  | C3 | 0.015802 | 0.067964 | 0.19616 | 0.43909 | 0.79703 | C3 | 239175.012 | 239175.012 | 239175.012 | 239175.012 | 239175.012 | C3 | 3779.4404 | 16255.2884 | 46916.8786 | 105018.494 | 190630.5528 | C3 | 52576.3841 | 50780.036 | 0 | 0 | 1651.7767 | 105008.1968 |  | 94869.6642 | 50780.036 | 0 | 0 | 1480.9946 | 147130.6948 |  | 94869.6642 | 50721.8683 | 0 | 0 | 1480.9946 | 147072.5271 |  | 94869.6642 | 50721.8683 | 0 | 0 | 1480.9946 | 147072.5271 |  | 94869.6642 | 50721.8683 | 0 | 0 | 1480.9946 | 147072.5271 |  | 94869.6642 | 50721.8683 | 0 | 0 | 1480.9946 | 147072.5271
|  |  | 12.6193 | 12.6193 | C4 | 11.9857 | 0.48136 | 0 | 0 | 0.15218 | 12.6193 | 6.6424 | 0.48136 | 0 | 0 | 0.16973 | 7.2935 | 0 | 0 | 0 | 0 | 0 | 0 | 11.9857 | 0.48081 | 0 | 0 | 0.15218 | 12.6187 | 0 | 0 | 0 | 0 | 0 | 0 | 11.9857 | 0.48081 | 0 | 0 | 0.15218 | 12.6187 |  |  | C4 | 0.015802 | 0.067964 | 0.19616 | 0.43909 | 0.79703 | C4 | 398625.0201 | 398625.0201 | 398625.0201 | 398625.0201 | 398625.0201 | C4 | 6299.0673 | 27092.1473 | 78194.7976 | 175030.8234 | 317717.5879 | C4 | 41841.1608 | 13041.0234 | 0 | 0 | 53925.8727 | 108808.0569 |  | 75498.8563 | 13041.0234 | 0 | 0 | 48350.3155 | 136890.1953 |  | 75498.8563 | 13026.0852 | 0 | 0 | 48350.3155 | 136875.257 |  | 75498.8563 | 13026.0852 | 0 | 0 | 48350.3155 | 136875.257 |  | 75498.8563 | 13026.0852 | 0 | 0 | 48350.3155 | 136875.257 |  | 75498.8563 | 13026.0852 | 0 | 0 | 48350.3155 | 136875.257
|  |  | 90.3077 | 90.3077 |  | 84.8646 | 5.2233 | 0.03025 | 0.0123 | 0.17716 |  | 47.0316 | 5.2233 | 0.03025 | 0.0123 | 0.19759 |  | 0 | 0 | 0 | 0 | 0 |  | 84.8646 | 5.2173 | 0.036233 | 0.0123 | 0.17716 |  | 0 | 0 | 0 | 0 | 0 |  | 84.8646 | 5.2173 | 0.036233 | 0.0123 | 0.17716 | [22 empty] | 153601.9185 | 79643.5356 | 946.1571 | 861.1517 | 57703.406 | 292756.1688 |  | 277161.7461 | 79643.5356 | 946.1571 | 861.1517 | 51737.2784 | 410349.8689 |  | 277161.7461 | 79552.3053 | 1133.2993 | 861.1517 | 51737.2784 | 410445.7807 |  | 277161.7461 | 79552.3053 | 1133.2993 | 861.1517 | 51737.2784 | 410445.7807 |  | 277161.7461 | 79552.3053 | 1133.2993 | 861.1517 | 51737.2784 | 410445.7807 |  | 277161.7461 | 79552.3053 | 1133.2993 | 861.1517 | 51737.2784 | 410445.7807
| 132kV OHL Support - Tower |  | 674 | 674 | C1 | 124 | 332 | 101 | 18 | 99 | 674 | 49 | 183 | 125 | 23 | 294 | 674 | 97 | 25 | -48 | -16 | -58 | 0 | 103 | 198 | 200 | 48 | 125 | 674 | 122 | 162 | -77 | -77 | -130 | 0 | 26 | 98 | 187 | 190 | 173 | 674 |  |  | C1 | 0 | 0 | 0 | 0 | 0 | C1 | 77193.9408 | 77193.9408 | 77193.9408 | 77193.9408 | 77193.9408 | C1 | 0 | 0 | 0 | 0 | 0 | C1 | 0 | 0 | 0 | 0 | 0 | 0 |  | 0 | 0 | 0 | 0 | 0 | 0 |  | 0 | 0 | 0 | 0 | 0 | 0 |  | 0 | 0 | 0 | 0 | 0 | 0 |  | 0 | 0 | 0 | 0 | 0 | 0 |  | 0 | 0 | 0 | 0 | 0 | 0
|  |  | 913 | 913 | C2 | 141 | 475 | 81 | 38 | 178 | 913 | 64 | 230 | 95 | 54 | 470 | 913 | 152 | 56 | -65 | -41 | -102 | 0 | 128 | 302 | 214 | 41 | 228 | 913 | 186 | 144 | -88 | -64 | -178 | 0 | 33 | 104 | 295 | 212 | 269 | 913 |  |  | C2 | 0 | 0 | 0 | 0 | 0 | C2 | 110277.0583 | 110277.0583 | 110277.0583 | 110277.0583 | 110277.0583 | C2 | 0 | 0 | 0 | 0 | 0 | C2 | 0 | 0 | 0 | 0 | 0 | 0 |  | 0 | 0 | 0 | 0 | 0 | 0 |  | 0 | 0 | 0 | 0 | 0 | 0 |  | 0 | 0 | 0 | 0 | 0 | 0 |  | 0 | 0 | 0 | 0 | 0 | 0 |  | 0 | 0 | 0 | 0 | 0 | 0
|  |  | 409 | 409 | C3 | 83 | 278 | 18 | 4 | 26 | 409 | 63 | 161 | 30 | 16 | 139 | 409 | 17 | 8 | -8 | 0 | -17 | 0 | 65 | 153 | 147 | 13 | 31 | 409 | 32 | 57 | -20 | -30 | -39 | 0 | 31 | 47 | 140 | 147 | 44 | 409 |  |  | C3 | 0 | 0 | 0 | 0 | 0 | C3 | 165415.5875 | 165415.5875 | 165415.5875 | 165415.5875 | 165415.5875 | C3 | 0 | 0 | 0 | 0 | 0 | C3 | 0 | 0 | 0 | 0 | 0 | 0 |  | 0 | 0 | 0 | 0 | 0 | 0 |  | 0 | 0 | 0 | 0 | 0 | 0 |  | 0 | 0 | 0 | 0 | 0 | 0 |  | 0 | 0 | 0 | 0 | 0 | 0 |  | 0 | 0 | 0 | 0 | 0 | 0
|  |  | 119 | 119 | C4 | 67 | 50 | 0 | 1 | 1 | 119 | 0 | 22 | 41 | 22 | 34 | 119 | 0 | 0 | 0 | 0 | 0 | 0 | 2 | 100 | 15 | 0 | 2 | 119 | 6 | 0 | -4 | -2 | 0 | 0 | 0 | 67 | 35 | 15 | 2 | 119 |  |  | C4 | 0 | 0 | 0 | 0 | 0 | C4 | 275692.6458 | 275692.6458 | 275692.6458 | 275692.6458 | 275692.6458 | C4 | 0 | 0 | 0 | 0 | 0 | C4 | 0 | 0 | 0 | 0 | 0 | 0 |  | 0 | 0 | 0 | 0 | 0 | 0 |  | 0 | 0 | 0 | 0 | 0 | 0 |  | 0 | 0 | 0 | 0 | 0 | 0 |  | 0 | 0 | 0 | 0 | 0 | 0 |  | 0 | 0 | 0 | 0 | 0 | 0
|  |  | 2115 | 2115 |  | 415 | 1135 | 200 | 61 | 304 |  | 176 | 596 | 291 | 115 | 937 |  | 266 | 89 | -121 | -57 | -177 |  | 298 | 753 | 576 | 102 | 386 |  | 346 | 363 | -189 | -173 | -347 |  | 90 | 316 | 657 | 564 | 488 | [22 empty] | 0 | 0 | 0 | 0 | 0 | 0 |  | 0 | 0 | 0 | 0 | 0 | 0 |  | 0 | 0 | 0 | 0 | 0 | 0 |  | 0 | 0 | 0 | 0 | 0 | 0 |  | 0 | 0 | 0 | 0 | 0 | 0 |  | 0 | 0 | 0 | 0 | 0 | 0
| 132kV OHL Fittings and Conductors (Tower Lines) |  | 1004.8311 | 1004.8311 | C1 | 17.3553 | 308.5563 | 191.7861 | 385.3717 | 101.7617 | 1004.8311 | 15.9338 | 226.7885 | 155.2854 | 406.7512 | 200.0722 | 1004.8311 | 0 | 0 | 35.9038 | 0 | -35.9038 | 0 | 17.3553 | 108.8709 | 386.8952 | 84.4571 | 407.2526 | 1004.8311 | 0 | 0 | 35.9038 | 0 | -35.9038 | 0 | 10.355 | 52.1953 | 289.0207 | 227.3811 | 425.8789 | 1004.8311 |  | 324.9245 | C1 | 5.4099e-05 | 0.00023268 | 0.00067157 | 0.0015032 | 0.0028602 | C1 | 173709.8735 | 173709.8735 | 173709.8735 | 173709.8735 | 173709.8735 | C1 | 9.3976 | 40.4189 | 116.6591 | 261.1291 | 496.8397 | C1 | 149.7395 | 9166.5339 | 18115.4561 | 106214.5786 | 99403.8173 | 233050.1254 |  | 163.0983 | 12471.4951 | 22373.5952 | 100631.7718 | 50559.2507 | 186199.2111 |  | 163.0983 | 4400.4394 | 45134.8475 | 22054.1966 | 202339.2574 | 274091.8393 |  | 163.0983 | 4400.4394 | 49323.3568 | 22054.1966 | 184500.804 | 260441.8952 |  | 97.3125 | 2109.6755 | 33716.8919 | 59375.8332 | 211593.569 | 306893.2821 |  | 97.3125 | 2109.6755 | 37905.4012 | 59375.8332 | 193755.1157 | 293243.3381
|  |  | 15.5536 | 15.5536 | C2 | 1.5169 | 1.954 | 0.61843 | 9.5793 | 1.8849 | 15.5536 | 1.5169 | 1.3767 | 0.61843 | 9.5793 | 2.4622 | 15.5536 | 0 | 0 | 1.3161 | 0 | -1.3161 | 0 | 1.5169 | 1.954 | 0.61843 | 0 | 11.4642 | 15.5536 | 0 | 0 | 1.3161 | 0 | -1.3161 | 0 | 0 | 2.0942 | 1.3767 | 0.61843 | 11.4642 | 15.5536 |  |  | C2 | 5.4099e-05 | 0.00023268 | 0.00067157 | 0.0015032 | 0.0028602 | C2 | 248156.9621 | 248156.9621 | 248156.9621 | 248156.9621 | 248156.9621 | C2 | 13.4251 | 57.7412 | 166.6558 | 373.0416 | 709.771 | C2 | 20.365 | 79.4941 | 103.0657 | 3573.4641 | 1747.6176 | 5524.0065 |  | 20.365 | 112.8274 | 103.0657 | 3573.4641 | 1337.8757 | 5147.5978 |  | 20.365 | 112.8274 | 103.0657 | 0 | 8136.9604 | 8373.2185 |  | 20.365 | 112.8274 | 322.3998 | 0 | 7202.8377 | 7658.4299 |  | 0 | 120.9228 | 229.44 | 230.7017 | 8136.9604 | 8718.025 |  | 0 | 120.9228 | 448.7742 | 230.7017 | 7202.8377 | 8003.2364
|  |  | 34.064 | 34.064 | C3 | 0 | 9.6463 | 0.96847 | 21.7879 | 1.6613 | 34.064 | 0 | 8.8499 | 1.1952 | 21.7879 | 2.231 | 34.064 | 0 | 0 | 0 | 0 | 0 | 0 | 0 | 2.5303 | 8.0845 | 2.4762 | 20.973 | 34.064 | 0 | 0 | 0 | 0 | 0 | 0 | 0 | 2.0016 | 8.1061 | 1.6122 | 22.344 | 34.064 |  |  | C3 | 5.4099e-05 | 0.00023268 | 0.00067157 | 0.0015032 | 0.0028602 | C3 | 372235.4431 | 372235.4431 | 372235.4431 | 372235.4431 | 372235.4431 | C3 | 20.1377 | 86.6119 | 249.9838 | 559.5624 | 1064.6565 | C3 | 0 | 766.5043 | 298.7807 | 12191.7123 | 2375.1977 | 15632.1949 |  | 0 | 835.4803 | 242.1009 | 12191.7123 | 1768.7204 | 15038.0138 |  | 0 | 219.1499 | 2020.9865 | 1385.6107 | 22329.0505 | 25954.7975 |  | 0 | 219.1499 | 2020.9865 | 1385.6107 | 22329.0505 | 25954.7975 |  | 0 | 173.3624 | 2026.3902 | 902.1451 | 23788.7384 | 26890.6361 |  | 0 | 173.3624 | 2026.3902 | 902.1451 | 23788.7384 | 26890.6361
|  |  | 0 | 0 | C4 | 0 | 0 | 0 | 0 | 0 | 0 | 0 | 0 | 0 | 0 | 0 | 0 | 0 | 0 | 0 | 0 | 0 | 0 | 0 | 0 | 0 | 0 | 0 | 0 | 0 | 0 | 0 | 0 | 0 | 0 | 0 | 0 | 0 | 0 | 0 | 0 |  |  | C4 | 5.4099e-05 | 0.00023268 | 0.00067157 | 0.0015032 | 0.0028602 | C4 | 620392.4052 | 620392.4052 | 620392.4052 | 620392.4052 | 620392.4052 | C4 | 33.5629 | 144.3531 | 416.6396 | 932.6039 | 1774.4276 | C4 | 0 | 0 | 0 | 0 | 0 | 0 |  | 0 | 0 | 0 | 0 | 0 | 0 |  | 0 | 0 | 0 | 0 | 0 | 0 |  | 0 | 0 | 0 | 0 | 0 | 0 |  | 0 | 0 | 0 | 0 | 0 | 0 |  | 0 | 0 | 0 | 0 | 0 | 0
|  |  | 1054.4487 | 1054.4487 |  | 18.8722 | 320.1565 | 193.373 | 416.7389 | 105.3079 |  | 17.4507 | 237.0151 | 157.0991 | 438.1184 | 204.7654 |  | 0 | 0 | 37.2199 | 0 | -37.2199 |  | 18.8722 | 113.3552 | 395.5981 | 86.9333 | 439.6898 |  | 0 | 0 | 37.2199 | 0 | -37.2199 |  | 10.355 | 56.2911 | 298.5035 | 229.6118 | 459.6872 | [22 empty] | 170.1045 | 10012.5323 | 18517.3024 | 121979.755 | 103526.6326 | 254206.3268 |  | 183.4634 | 13419.8027 | 22718.7617 | 116396.9482 | 53665.8468 | 206384.8228 |  | 183.4634 | 4732.4167 | 47258.8996 | 23439.8073 | 232805.2683 | 308419.8553 |  | 183.4634 | 4732.4167 | 51666.7431 | 23439.8073 | 214032.6922 | 294055.1226 |  | 97.3125 | 2403.9607 | 35972.7221 | 60508.68 | 243519.2679 | 342501.9432 |  | 97.3125 | 2403.9607 | 40380.5656 | 60508.68 | 224746.6918 | 328137.2106
| [Please insert new asset category as required] |  | 0 | 0 | C1 | 0 | 0 | 0 | 0 | 0 | 0 | 0 | 0 | 0 | 0 | 0 | 0 | 0 | 0 | 0 | 0 | 0 | 0 | 0 | 0 | 0 | 0 | 0 | 0 | 0 | 0 | 0 | 0 | 0 | 0 | 0 | 0 | 0 | 0 | 0 | 0 |  |  | C1 | 0 | 0 | 0 | 0 | 0 | C1 | 0 | 0 | 0 | 0 | 0 | C1 | [5 empty] | C1 | [5 empty] | 0 | [6 empty] | 0 | [6 empty] | 0 | [6 empty] | 0 | [6 empty] | 0 | [6 empty] | 0
|  |  | 0 | 0 | C2 | 0 | 0 | 0 | 0 | 0 | 0 | 0 | 0 | 0 | 0 | 0 | 0 | 0 | 0 | 0 | 0 | 0 | 0 | 0 | 0 | 0 | 0 | 0 | 0 | 0 | 0 | 0 | 0 | 0 | 0 | 0 | 0 | 0 | 0 | 0 | 0 |  |  | C2 | 0 | 0 | 0 | 0 | 0 | C2 | 0 | 0 | 0 | 0 | 0 | C2 | [5 empty] | C2 | [5 empty] | 0 | [6 empty] | 0 | [6 empty] | 0 | [6 empty] | 0 | [6 empty] | 0 | [6 empty] | 0
|  |  | 0 | 0 | C3 | 0 | 0 | 0 | 0 | 0 | 0 | 0 | 0 | 0 | 0 | 0 | 0 | 0 | 0 | 0 | 0 | 0 | 0 | 0 | 0 | 0 | 0 | 0 | 0 | 0 | 0 | 0 | 0 | 0 | 0 | 0 | 0 | 0 | 0 | 0 | 0 |  |  | C3 | 0 | 0 | 0 | 0 | 0 | C3 | 0 | 0 | 0 | 0 | 0 | C3 | [5 empty] | C3 | [5 empty] | 0 | [6 empty] | 0 | [6 empty] | 0 | [6 empty] | 0 | [6 empty] | 0 | [6 empty] | 0
|  |  | 0 | 0 | C4 | 0 | 0 | 0 | 0 | 0 | 0 | 0 | 0 | 0 | 0 | 0 | 0 | 0 | 0 | 0 | 0 | 0 | 0 | 0 | 0 | 0 | 0 | 0 | 0 | 0 | 0 | 0 | 0 | 0 | 0 | 0 | 0 | 0 | 0 | 0 | 0 |  |  | C4 | 0 | 0 | 0 | 0 | 0 | C4 | 0 | 0 | 0 | 0 | 0 | C4 | [5 empty] | C4 | [5 empty] | 0 | [6 empty] | 0 | [6 empty] | 0 | [6 empty] | 0 | [6 empty] | 0 | [6 empty] | 0
|  |  | 0 | 0 |  | 0 | 0 | 0 | 0 | 0 |  | 0 | 0 | 0 | 0 | 0 |  | 0 | 0 | 0 | 0 | 0 |  | 0 | 0 | 0 | 0 | 0 |  | 0 | 0 | 0 | 0 | 0 |  | 0 | 0 | 0 | 0 | 0 | [22 empty] | 0 | 0 | 0 | 0 | 0 | 0 |  | 0 | 0 | 0 | 0 | 0 | 0 |  | 0 | 0 | 0 | 0 | 0 | 0 |  | 0 | 0 | 0 | 0 | 0 | 0 |  | 0 | 0 | 0 | 0 | 0 | 0 |  | 0 | 0 | 0 | 0 | 0 | 0
| [Please insert new asset category as required] |  | 0 | 0 | C1 | 0 | 0 | 0 | 0 | 0 | 0 | 0 | 0 | 0 | 0 | 0 | 0 | 0 | 0 | 0 | 0 | 0 | 0 | 0 | 0 | 0 | 0 | 0 | 0 | 0 | 0 | 0 | 0 | 0 | 0 | 0 | 0 | 0 | 0 | 0 | 0 |  |  | C1 | 0 | 0 | 0 | 0 | 0 | C1 | 0 | 0 | 0 | 0 | 0 | C1 | [5 empty] | C1 | [5 empty] | 0 | [6 empty] | 0 | [6 empty] | 0 | [6 empty] | 0 | [6 empty] | 0 | [6 empty] | 0
|  |  | 0 | 0 | C2 | 0 | 0 | 0 | 0 | 0 | 0 | 0 | 0 | 0 | 0 | 0 | 0 | 0 | 0 | 0 | 0 | 0 | 0 | 0 | 0 | 0 | 0 | 0 | 0 | 0 | 0 | 0 | 0 | 0 | 0 | 0 | 0 | 0 | 0 | 0 | 0 |  |  | C2 | 0 | 0 | 0 | 0 | 0 | C2 | 0 | 0 | 0 | 0 | 0 | C2 | [5 empty] | C2 | [5 empty] | 0 | [6 empty] | 0 | [6 empty] | 0 | [6 empty] | 0 | [6 empty] | 0 | [6 empty] | 0
|  |  | 0 | 0 | C3 | 0 | 0 | 0 | 0 | 0 | 0 | 0 | 0 | 0 | 0 | 0 | 0 | 0 | 0 | 0 | 0 | 0 | 0 | 0 | 0 | 0 | 0 | 0 | 0 | 0 | 0 | 0 | 0 | 0 | 0 | 0 | 0 | 0 | 0 | 0 | 0 |  |  | C3 | 0 | 0 | 0 | 0 | 0 | C3 | 0 | 0 | 0 | 0 | 0 | C3 | [5 empty] | C3 | [5 empty] | 0 | [6 empty] | 0 | [6 empty] | 0 | [6 empty] | 0 | [6 empty] | 0 | [6 empty] | 0
|  |  | 0 | 0 | C4 | 0 | 0 | 0 | 0 | 0 | 0 | 0 | 0 | 0 | 0 | 0 | 0 | 0 | 0 | 0 | 0 | 0 | 0 | 0 | 0 | 0 | 0 | 0 | 0 | 0 | 0 | 0 | 0 | 0 | 0 | 0 | 0 | 0 | 0 | 0 | 0 |  |  | C4 | 0 | 0 | 0 | 0 | 0 | C4 | 0 | 0 | 0 | 0 | 0 | C4 | [5 empty] | C4 | [5 empty] | 0 | [6 empty] | 0 | [6 empty] | 0 | [6 empty] | 0 | [6 empty] | 0 | [6 empty] | 0
|  |  | 0 | 0 |  | 0 | 0 | 0 | 0 | 0 |  | 0 | 0 | 0 | 0 | 0 |  | 0 | 0 | 0 | 0 | 0 |  | 0 | 0 | 0 | 0 | 0 |  | 0 | 0 | 0 | 0 | 0 |  | 0 | 0 | 0 | 0 | 0 | [22 empty] | 0 | 0 | 0 | 0 | 0 | 0 |  | 0 | 0 | 0 | 0 | 0 | 0 |  | 0 | 0 | 0 | 0 | 0 | 0 |  | 0 | 0 | 0 | 0 | 0 | 0 |  | 0 | 0 | 0 | 0 | 0 | 0 |  | 0 | 0 | 0 | 0 | 0 | 0
| [Please insert new asset category as required] |  | 0 | 0 | C1 | 0 | 0 | 0 | 0 | 0 | 0 | 0 | 0 | 0 | 0 | 0 | 0 | 0 | 0 | 0 | 0 | 0 | 0 | 0 | 0 | 0 | 0 | 0 | 0 | 0 | 0 | 0 | 0 | 0 | 0 | 0 | 0 | 0 | 0 | 0 | 0 |  |  | C1 | 0 | 0 | 0 | 0 | 0 | C1 | 0 | 0 | 0 | 0 | 0 | C1 | [5 empty] | C1 | [5 empty] | 0 | [6 empty] | 0 | [6 empty] | 0 | [6 empty] | 0 | [6 empty] | 0 | [6 empty] | 0
|  |  | 0 | 0 | C2 | 0 | 0 | 0 | 0 | 0 | 0 | 0 | 0 | 0 | 0 | 0 | 0 | 0 | 0 | 0 | 0 | 0 | 0 | 0 | 0 | 0 | 0 | 0 | 0 | 0 | 0 | 0 | 0 | 0 | 0 | 0 | 0 | 0 | 0 | 0 | 0 |  |  | C2 | 0 | 0 | 0 | 0 | 0 | C2 | 0 | 0 | 0 | 0 | 0 | C2 | [5 empty] | C2 | [5 empty] | 0 | [6 empty] | 0 | [6 empty] | 0 | [6 empty] | 0 | [6 empty] | 0 | [6 empty] | 0
|  |  | 0 | 0 | C3 | 0 | 0 | 0 | 0 | 0 | 0 | 0 | 0 | 0 | 0 | 0 | 0 | 0 | 0 | 0 | 0 | 0 | 0 | 0 | 0 | 0 | 0 | 0 | 0 | 0 | 0 | 0 | 0 | 0 | 0 | 0 | 0 | 0 | 0 | 0 | 0 |  |  | C3 | 0 | 0 | 0 | 0 | 0 | C3 | 0 | 0 | 0 | 0 | 0 | C3 | [5 empty] | C3 | [5 empty] | 0 | [6 empty] | 0 | [6 empty] | 0 | [6 empty] | 0 | [6 empty] | 0 | [6 empty] | 0
|  |  | 0 | 0 | C4 | 0 | 0 | 0 | 0 | 0 | 0 | 0 | 0 | 0 | 0 | 0 | 0 | 0 | 0 | 0 | 0 | 0 | 0 | 0 | 0 | 0 | 0 | 0 | 0 | 0 | 0 | 0 | 0 | 0 | 0 | 0 | 0 | 0 | 0 | 0 | 0 |  |  | C4 | 0 | 0 | 0 | 0 | 0 | C4 | 0 | 0 | 0 | 0 | 0 | C4 | [5 empty] | C4 | [5 empty] | 0 | [6 empty] | 0 | [6 empty] | 0 | [6 empty] | 0 | [6 empty] | 0 | [6 empty] | 0
|  |  | 0 | 0 |  | 0 | 0 | 0 | 0 | 0 |  | 0 | 0 | 0 | 0 | 0 |  | 0 | 0 | 0 | 0 | 0 |  | 0 | 0 | 0 | 0 | 0 |  | 0 | 0 | 0 | 0 | 0 |  | 0 | 0 | 0 | 0 | 0 | [22 empty] | 0 | 0 | 0 | 0 | 0 | 0 |  | 0 | 0 | 0 | 0 | 0 | 0 |  | 0 | 0 | 0 | 0 | 0 | 0 |  | 0 | 0 | 0 | 0 | 0 | 0 |  | 0 | 0 | 0 | 0 | 0 | 0 |  | 0 | 0 | 0 | 0 | 0 | 0
| [Please insert new asset category as required] |  | 0 | 0 | C1 | 0 | 0 | 0 | 0 | 0 | 0 | 0 | 0 | 0 | 0 | 0 | 0 | 0 | 0 | 0 | 0 | 0 | 0 | 0 | 0 | 0 | 0 | 0 | 0 | 0 | 0 | 0 | 0 | 0 | 0 | 0 | 0 | 0 | 0 | 0 | 0 |  |  | C1 | 0 | 0 | 0 | 0 | 0 | C1 | 0 | 0 | 0 | 0 | 0 | C1 | [5 empty] | C1 | [5 empty] | 0 | [6 empty] | 0 | [6 empty] | 0 | [6 empty] | 0 | [6 empty] | 0 | [6 empty] | 0
|  |  | 0 | 0 | C2 | 0 | 0 | 0 | 0 | 0 | 0 | 0 | 0 | 0 | 0 | 0 | 0 | 0 | 0 | 0 | 0 | 0 | 0 | 0 | 0 | 0 | 0 | 0 | 0 | 0 | 0 | 0 | 0 | 0 | 0 | 0 | 0 | 0 | 0 | 0 | 0 |  |  | C2 | 0 | 0 | 0 | 0 | 0 | C2 | 0 | 0 | 0 | 0 | 0 | C2 | [5 empty] | C2 | [5 empty] | 0 | [6 empty] | 0 | [6 empty] | 0 | [6 empty] | 0 | [6 empty] | 0 | [6 empty] | 0
|  |  | 0 | 0 | C3 | 0 | 0 | 0 | 0 | 0 | 0 | 0 | 0 | 0 | 0 | 0 | 0 | 0 | 0 | 0 | 0 | 0 | 0 | 0 | 0 | 0 | 0 | 0 | 0 | 0 | 0 | 0 | 0 | 0 | 0 | 0 | 0 | 0 | 0 | 0 | 0 |  |  | C3 | 0 | 0 | 0 | 0 | 0 | C3 | 0 | 0 | 0 | 0 | 0 | C3 | [5 empty] | C3 | [5 empty] | 0 | [6 empty] | 0 | [6 empty] | 0 | [6 empty] | 0 | [6 empty] | 0 | [6 empty] | 0
|  |  | 0 | 0 | C4 | 0 | 0 | 0 | 0 | 0 | 0 | 0 | 0 | 0 | 0 | 0 | 0 | 0 | 0 | 0 | 0 | 0 | 0 | 0 | 0 | 0 | 0 | 0 | 0 | 0 | 0 | 0 | 0 | 0 | 0 | 0 | 0 | 0 | 0 | 0 | 0 |  |  | C4 | 0 | 0 | 0 | 0 | 0 | C4 | 0 | 0 | 0 | 0 | 0 | C4 | [5 empty] | C4 | [5 empty] | 0 | [6 empty] | 0 | [6 empty] | 0 | [6 empty] | 0 | [6 empty] | 0 | [6 empty] | 0
|  |  | 0 | 0 |  | 0 | 0 | 0 | 0 | 0 |  | 0 | 0 | 0 | 0 | 0 |  | 0 | 0 | 0 | 0 | 0 |  | 0 | 0 | 0 | 0 | 0 |  | 0 | 0 | 0 | 0 | 0 |  | 0 | 0 | 0 | 0 | 0 | [22 empty] | 0 | 0 | 0 | 0 | 0 | 0 |  | 0 | 0 | 0 | 0 | 0 | 0 |  | 0 | 0 | 0 | 0 | 0 | 0 |  | 0 | 0 | 0 | 0 | 0 | 0 |  | 0 | 0 | 0 | 0 | 0 | 0 |  | 0 | 0 | 0 | 0 | 0 | 0
| [Please insert new asset category as required] |  | 0 | 0 | C1 | 0 | 0 | 0 | 0 | 0 | 0 | 0 | 0 | 0 | 0 | 0 | 0 | 0 | 0 | 0 | 0 | 0 | 0 | 0 | 0 | 0 | 0 | 0 | 0 | 0 | 0 | 0 | 0 | 0 | 0 | 0 | 0 | 0 | 0 | 0 | 0 |  |  | C1 | 0 | 0 | 0 | 0 | 0 | C1 | 0 | 0 | 0 | 0 | 0 | C1 | [5 empty] | C1 | [5 empty] | 0 | [6 empty] | 0 | [6 empty] | 0 | [6 empty] | 0 | [6 empty] | 0 | [6 empty] | 0
|  |  | 0 | 0 | C2 | 0 | 0 | 0 | 0 | 0 | 0 | 0 | 0 | 0 | 0 | 0 | 0 | 0 | 0 | 0 | 0 | 0 | 0 | 0 | 0 | 0 | 0 | 0 | 0 | 0 | 0 | 0 | 0 | 0 | 0 | 0 | 0 | 0 | 0 | 0 | 0 |  |  | C2 | 0 | 0 | 0 | 0 | 0 | C2 | 0 | 0 | 0 | 0 | 0 | C2 | [5 empty] | C2 | [5 empty] | 0 | [6 empty] | 0 | [6 empty] | 0 | [6 empty] | 0 | [6 empty] | 0 | [6 empty] | 0
|  |  | 0 | 0 | C3 | 0 | 0 | 0 | 0 | 0 | 0 | 0 | 0 | 0 | 0 | 0 | 0 | 0 | 0 | 0 | 0 | 0 | 0 | 0 | 0 | 0 | 0 | 0 | 0 | 0 | 0 | 0 | 0 | 0 | 0 | 0 | 0 | 0 | 0 | 0 | 0 |  |  | C3 | 0 | 0 | 0 | 0 | 0 | C3 | 0 | 0 | 0 | 0 | 0 | C3 | [5 empty] | C3 | [5 empty] | 0 | [6 empty] | 0 | [6 empty] | 0 | [6 empty] | 0 | [6 empty] | 0 | [6 empty] | 0
|  |  | 0 | 0 | C4 | 0 | 0 | 0 | 0 | 0 | 0 | 0 | 0 | 0 | 0 | 0 | 0 | 0 | 0 | 0 | 0 | 0 | 0 | 0 | 0 | 0 | 0 | 0 | 0 | 0 | 0 | 0 | 0 | 0 | 0 | 0 | 0 | 0 | 0 | 0 | 0 |  |  | C4 | 0 | 0 | 0 | 0 | 0 | C4 | 0 | 0 | 0 | 0 | 0 | C4 | [5 empty] | C4 | [5 empty] | 0 | [6 empty] | 0 | [6 empty] | 0 | [6 empty] | 0 | [6 empty] | 0 | [6 empty] | 0
|  |  | 0 | 0 |  | 0 | 0 | 0 | 0 | 0 |  | 0 | 0 | 0 | 0 | 0 |  | 0 | 0 | 0 | 0 | 0 |  | 0 | 0 | 0 | 0 | 0 |  | 0 | 0 | 0 | 0 | 0 |  | 0 | 0 | 0 | 0 | 0 | [22 empty] | 0 | 0 | 0 | 0 | 0 | 0 |  | 0 | 0 | 0 | 0 | 0 | 0 |  | 0 | 0 | 0 | 0 | 0 | 0 |  | 0 | 0 | 0 | 0 | 0 | 0 |  | 0 | 0 | 0 | 0 | 0 | 0 |  | 0 | 0 | 0 | 0 | 0 | 0
[63 empty] | 166942.469 | 151772.77 | 182495.9611 | 553655.5734 | 481481.7109 | 1536348.4843 |  | 291748.3727 | 155677.0925 | 193870.5118 | 447619.4767 | 309449.8237 | 1398365.2774 |  | 288215.6864 | 144407.7142 | 211313.3346 | 453817.4806 | 545142.8321 | 1642897.0479 |  | 288215.6864 | 146064.5546 | 210939.1171 | 453817.4806 | 526370.256 | 1625407.0947 |  | 287709.8353 | 114634.9753 | 247446.8702 | 281168.9493 | 1177731.4535 | 2108692.0837 |  | 287709.8353 | 117948.6561 | 242290.5918 | 281168.9493 | 1158958.8774 | 2088076.9099
| Other | [66 empty] | 0 | [6 empty] | 0 | [6 empty] | 0 | [6 empty] | 0 | [6 empty] | 0 | [6 empty] | 0
| Submarine Cables |  | 0 | 0 | C1 | 0 | 0 | 0 | 0 | 0 | 0 | 0 | 0 | 0 | 0 | 0 | 0 | 0 | 0 | 0 | 0 | 0 | 0 | 0 | 0 | 0 | 0 | 0 | 0 | 0 | 0 | 0 | 0 | 0 | 0 | 0 | 0 | 0 | 0 | 0 | 0 |  |  | C1 | 0 | 0 | 0 | 0 | 0 | C1 | 0 | 0 | 0 | 0 | 0 | C1 | [5 empty] | C1 | [5 empty] | 0 | [6 empty] | 0 | [6 empty] | 0 | [6 empty] | 0 | [6 empty] | 0 | [6 empty] | 0
|  |  | 0 | 0 | C2 | 0 | 0 | 0 | 0 | 0 | 0 | 0 | 0 | 0 | 0 | 0 | 0 | 0 | 0 | 0 | 0 | 0 | 0 | 0 | 0 | 0 | 0 | 0 | 0 | 0 | 0 | 0 | 0 | 0 | 0 | 0 | 0 | 0 | 0 | 0 | 0 |  |  | C2 | 0 | 0 | 0 | 0 | 0 | C2 | 0 | 0 | 0 | 0 | 0 | C2 | [5 empty] | C2 | [5 empty] | 0 | [6 empty] | 0 | [6 empty] | 0 | [6 empty] | 0 | [6 empty] | 0 | [6 empty] | 0
|  |  | 0 | 0 | C3 | 0 | 0 | 0 | 0 | 0 | 0 | 0 | 0 | 0 | 0 | 0 | 0 | 0 | 0 | 0 | 0 | 0 | 0 | 0 | 0 | 0 | 0 | 0 | 0 | 0 | 0 | 0 | 0 | 0 | 0 | 0 | 0 | 0 | 0 | 0 | 0 |  |  | C3 | 0 | 0 | 0 | 0 | 0 | C3 | 0 | 0 | 0 | 0 | 0 | C3 | [5 empty] | C3 | [5 empty] | 0 | [6 empty] | 0 | [6 empty] | 0 | [6 empty] | 0 | [6 empty] | 0 | [6 empty] | 0
|  |  | 0 | 0 | C4 | 0 | 0 | 0 | 0 | 0 | 0 | 0 | 0 | 0 | 0 | 0 | 0 | 0 | 0 | 0 | 0 | 0 | 0 | 0 | 0 | 0 | 0 | 0 | 0 | 0 | 0 | 0 | 0 | 0 | 0 | 0 | 0 | 0 | 0 | 0 | 0 |  |  | C4 | 0 | 0 | 0 | 0 | 0 | C4 | 0 | 0 | 0 | 0 | 0 | C4 | [5 empty] | C4 | [5 empty] | 0 | [6 empty] | 0 | [6 empty] | 0 | [6 empty] | 0 | [6 empty] | 0 | [6 empty] | 0
|  |  | 0 | 0 |  | 0 | 0 | 0 | 0 | 0 |  | 0 | 0 | 0 | 0 | 0 |  | 0 | 0 | 0 | 0 | 0 |  | 0 | 0 | 0 | 0 | 0 |  | 0 | 0 | 0 | 0 | 0 |  | 0 | 0 | 0 | 0 | 0 | [22 empty] | 0 | 0 | 0 | 0 | 0 | 0 |  | 0 | 0 | 0 | 0 | 0 | 0 |  | 0 | 0 | 0 | 0 | 0 | 0 |  | 0 | 0 | 0 | 0 | 0 | 0 |  | 0 | 0 | 0 | 0 | 0 | 0 |  | 0 | 0 | 0 | 0 | 0 | 0
| [Please insert new asset category as required] |  | 0 | 0 | C1 | 0 | 0 | 0 | 0 | 0 | 0 | 0 | 0 | 0 | 0 | 0 | 0 | 0 | 0 | 0 | 0 | 0 | 0 | 0 | 0 | 0 | 0 | 0 | 0 | 0 | 0 | 0 | 0 | 0 | 0 | 0 | 0 | 0 | 0 | 0 | 0 |  |  | C1 | 0 | 0 | 0 | 0 | 0 | C1 | 0 | 0 | 0 | 0 | 0 | C1 | [5 empty] | C1 | [5 empty] | 0 | [6 empty] | 0 | [6 empty] | 0 | [6 empty] | 0 | [6 empty] | 0 | [6 empty] | 0
|  |  | 0 | 0 | C2 | 0 | 0 | 0 | 0 | 0 | 0 | 0 | 0 | 0 | 0 | 0 | 0 | 0 | 0 | 0 | 0 | 0 | 0 | 0 | 0 | 0 | 0 | 0 | 0 | 0 | 0 | 0 | 0 | 0 | 0 | 0 | 0 | 0 | 0 | 0 | 0 |  |  | C2 | 0 | 0 | 0 | 0 | 0 | C2 | 0 | 0 | 0 | 0 | 0 | C2 | [5 empty] | C2 | [5 empty] | 0 | [6 empty] | 0 | [6 empty] | 0 | [6 empty] | 0 | [6 empty] | 0 | [6 empty] | 0
|  |  | 0 | 0 | C3 | 0 | 0 | 0 | 0 | 0 | 0 | 0 | 0 | 0 | 0 | 0 | 0 | 0 | 0 | 0 | 0 | 0 | 0 | 0 | 0 | 0 | 0 | 0 | 0 | 0 | 0 | 0 | 0 | 0 | 0 | 0 | 0 | 0 | 0 | 0 | 0 |  |  | C3 | 0 | 0 | 0 | 0 | 0 | C3 | 0 | 0 | 0 | 0 | 0 | C3 | [5 empty] | C3 | [5 empty] | 0 | [6 empty] | 0 | [6 empty] | 0 | [6 empty] | 0 | [6 empty] | 0 | [6 empty] | 0
|  |  | 0 | 0 | C4 | 0 | 0 | 0 | 0 | 0 | 0 | 0 | 0 | 0 | 0 | 0 | 0 | 0 | 0 | 0 | 0 | 0 | 0 | 0 | 0 | 0 | 0 | 0 | 0 | 0 | 0 | 0 | 0 | 0 | 0 | 0 | 0 | 0 | 0 | 0 | 0 |  |  | C4 | 0 | 0 | 0 | 0 | 0 | C4 | 0 | 0 | 0 | 0 | 0 | C4 | [5 empty] | C4 | [5 empty] | 0 | [6 empty] | 0 | [6 empty] | 0 | [6 empty] | 0 | [6 empty] | 0 | [6 empty] | 0
|  |  | 0 | 0 |  | 0 | 0 | 0 | 0 | 0 |  | 0 | 0 | 0 | 0 | 0 |  | 0 | 0 | 0 | 0 | 0 |  | 0 | 0 | 0 | 0 | 0 |  | 0 | 0 | 0 | 0 | 0 |  | 0 | 0 | 0 | 0 | 0 | [22 empty] | 0 | 0 | 0 | 0 | 0 | 0 |  | 0 | 0 | 0 | 0 | 0 | 0 |  | 0 | 0 | 0 | 0 | 0 | 0 |  | 0 | 0 | 0 | 0 | 0 | 0 |  | 0 | 0 | 0 | 0 | 0 | 0 |  | 0 | 0 | 0 | 0 | 0 | 0
| [Please insert new asset category as required] |  | 0 | 0 | C1 | 0 | 0 | 0 | 0 | 0 | 0 | 0 | 0 | 0 | 0 | 0 | 0 | 0 | 0 | 0 | 0 | 0 | 0 | 0 | 0 | 0 | 0 | 0 | 0 | 0 | 0 | 0 | 0 | 0 | 0 | 0 | 0 | 0 | 0 | 0 | 0 |  |  | C1 | 0 | 0 | 0 | 0 | 0 | C1 | 0 | 0 | 0 | 0 | 0 | C1 | [5 empty] | C1 | [5 empty] | 0 | [6 empty] | 0 | [6 empty] | 0 | [6 empty] | 0 | [6 empty] | 0 | [6 empty] | 0
|  |  | 0 | 0 | C2 | 0 | 0 | 0 | 0 | 0 | 0 | 0 | 0 | 0 | 0 | 0 | 0 | 0 | 0 | 0 | 0 | 0 | 0 | 0 | 0 | 0 | 0 | 0 | 0 | 0 | 0 | 0 | 0 | 0 | 0 | 0 | 0 | 0 | 0 | 0 | 0 |  |  | C2 | 0 | 0 | 0 | 0 | 0 | C2 | 0 | 0 | 0 | 0 | 0 | C2 | [5 empty] | C2 | [5 empty] | 0 | [6 empty] | 0 | [6 empty] | 0 | [6 empty] | 0 | [6 empty] | 0 | [6 empty] | 0
|  |  | 0 | 0 | C3 | 0 | 0 | 0 | 0 | 0 | 0 | 0 | 0 | 0 | 0 | 0 | 0 | 0 | 0 | 0 | 0 | 0 | 0 | 0 | 0 | 0 | 0 | 0 | 0 | 0 | 0 | 0 | 0 | 0 | 0 | 0 | 0 | 0 | 0 | 0 | 0 |  |  | C3 | 0 | 0 | 0 | 0 | 0 | C3 | 0 | 0 | 0 | 0 | 0 | C3 | [5 empty] | C3 | [5 empty] | 0 | [6 empty] | 0 | [6 empty] | 0 | [6 empty] | 0 | [6 empty] | 0 | [6 empty] | 0
|  |  | 0 | 0 | C4 | 0 | 0 | 0 | 0 | 0 | 0 | 0 | 0 | 0 | 0 | 0 | 0 | 0 | 0 | 0 | 0 | 0 | 0 | 0 | 0 | 0 | 0 | 0 | 0 | 0 | 0 | 0 | 0 | 0 | 0 | 0 | 0 | 0 | 0 | 0 | 0 |  |  | C4 | 0 | 0 | 0 | 0 | 0 | C4 | 0 | 0 | 0 | 0 | 0 | C4 | [5 empty] | C4 | [5 empty] | 0 | [6 empty] | 0 | [6 empty] | 0 | [6 empty] | 0 | [6 empty] | 0 | [6 empty] | 0
|  |  | 0 | 0 |  | 0 | 0 | 0 | 0 | 0 |  | 0 | 0 | 0 | 0 | 0 |  | 0 | 0 | 0 | 0 | 0 |  | 0 | 0 | 0 | 0 | 0 |  | 0 | 0 | 0 | 0 | 0 |  | 0 | 0 | 0 | 0 | 0 | [22 empty] | 0 | 0 | 0 | 0 | 0 | 0 |  | 0 | 0 | 0 | 0 | 0 | 0 |  | 0 | 0 | 0 | 0 | 0 | 0 |  | 0 | 0 | 0 | 0 | 0 | 0 |  | 0 | 0 | 0 | 0 | 0 | 0 |  | 0 | 0 | 0 | 0 | 0 | 0
| [Please insert new asset category as required] |  | 0 | 0 | C1 | 0 | 0 | 0 | 0 | 0 | 0 | 0 | 0 | 0 | 0 | 0 | 0 | 0 | 0 | 0 | 0 | 0 | 0 | 0 | 0 | 0 | 0 | 0 | 0 | 0 | 0 | 0 | 0 | 0 | 0 | 0 | 0 | 0 | 0 | 0 | 0 |  |  | C1 | 0 | 0 | 0 | 0 | 0 | C1 | 0 | 0 | 0 | 0 | 0 | C1 | [5 empty] | C1 | [5 empty] | 0 | [6 empty] | 0 | [6 empty] | 0 | [6 empty] | 0 | [6 empty] | 0 | [6 empty] | 0
|  |  | 0 | 0 | C2 | 0 | 0 | 0 | 0 | 0 | 0 | 0 | 0 | 0 | 0 | 0 | 0 | 0 | 0 | 0 | 0 | 0 | 0 | 0 | 0 | 0 | 0 | 0 | 0 | 0 | 0 | 0 | 0 | 0 | 0 | 0 | 0 | 0 | 0 | 0 | 0 |  |  | C2 | 0 | 0 | 0 | 0 | 0 | C2 | 0 | 0 | 0 | 0 | 0 | C2 | [5 empty] | C2 | [5 empty] | 0 | [6 empty] | 0 | [6 empty] | 0 | [6 empty] | 0 | [6 empty] | 0 | [6 empty] | 0
|  |  | 0 | 0 | C3 | 0 | 0 | 0 | 0 | 0 | 0 | 0 | 0 | 0 | 0 | 0 | 0 | 0 | 0 | 0 | 0 | 0 | 0 | 0 | 0 | 0 | 0 | 0 | 0 | 0 | 0 | 0 | 0 | 0 | 0 | 0 | 0 | 0 | 0 | 0 | 0 |  |  | C3 | 0 | 0 | 0 | 0 | 0 | C3 | 0 | 0 | 0 | 0 | 0 | C3 | [5 empty] | C3 | [5 empty] | 0 | [6 empty] | 0 | [6 empty] | 0 | [6 empty] | 0 | [6 empty] | 0 | [6 empty] | 0
|  |  | 0 | 0 | C4 | 0 | 0 | 0 | 0 | 0 | 0 | 0 | 0 | 0 | 0 | 0 | 0 | 0 | 0 | 0 | 0 | 0 | 0 | 0 | 0 | 0 | 0 | 0 | 0 | 0 | 0 | 0 | 0 | 0 | 0 | 0 | 0 | 0 | 0 | 0 | 0 |  |  | C4 | 0 | 0 | 0 | 0 | 0 | C4 | 0 | 0 | 0 | 0 | 0 | C4 | [5 empty] | C4 | [5 empty] | 0 | [6 empty] | 0 | [6 empty] | 0 | [6 empty] | 0 | [6 empty] | 0 | [6 empty] | 0
|  |  | 0 | 0 |  | 0 | 0 | 0 | 0 | 0 |  | 0 | 0 | 0 | 0 | 0 |  | 0 | 0 | 0 | 0 | 0 |  | 0 | 0 | 0 | 0 | 0 |  | 0 | 0 | 0 | 0 | 0 |  | 0 | 0 | 0 | 0 | 0 | [22 empty] | 0 | 0 | 0 | 0 | 0 | 0 |  | 0 | 0 | 0 | 0 | 0 | 0 |  | 0 | 0 | 0 | 0 | 0 | 0 |  | 0 | 0 | 0 | 0 | 0 | 0 |  | 0 | 0 | 0 | 0 | 0 | 0 |  | 0 | 0 | 0 | 0 | 0 | 0
| [Please insert new asset category as required] |  | 0 | 0 | C1 | 0 | 0 | 0 | 0 | 0 | 0 | 0 | 0 | 0 | 0 | 0 | 0 | 0 | 0 | 0 | 0 | 0 | 0 | 0 | 0 | 0 | 0 | 0 | 0 | 0 | 0 | 0 | 0 | 0 | 0 | 0 | 0 | 0 | 0 | 0 | 0 |  |  | C1 | 0 | 0 | 0 | 0 | 0 | C1 | 0 | 0 | 0 | 0 | 0 | C1 | [5 empty] | C1 | [5 empty] | 0 | [6 empty] | 0 | [6 empty] | 0 | [6 empty] | 0 | [6 empty] | 0 | [6 empty] | 0
|  |  | 0 | 0 | C2 | 0 | 0 | 0 | 0 | 0 | 0 | 0 | 0 | 0 | 0 | 0 | 0 | 0 | 0 | 0 | 0 | 0 | 0 | 0 | 0 | 0 | 0 | 0 | 0 | 0 | 0 | 0 | 0 | 0 | 0 | 0 | 0 | 0 | 0 | 0 | 0 |  |  | C2 | 0 | 0 | 0 | 0 | 0 | C2 | 0 | 0 | 0 | 0 | 0 | C2 | [5 empty] | C2 | [5 empty] | 0 | [6 empty] | 0 | [6 empty] | 0 | [6 empty] | 0 | [6 empty] | 0 | [6 empty] | 0
|  |  | 0 | 0 | C3 | 0 | 0 | 0 | 0 | 0 | 0 | 0 | 0 | 0 | 0 | 0 | 0 | 0 | 0 | 0 | 0 | 0 | 0 | 0 | 0 | 0 | 0 | 0 | 0 | 0 | 0 | 0 | 0 | 0 | 0 | 0 | 0 | 0 | 0 | 0 | 0 |  |  | C3 | 0 | 0 | 0 | 0 | 0 | C3 | 0 | 0 | 0 | 0 | 0 | C3 | [5 empty] | C3 | [5 empty] | 0 | [6 empty] | 0 | [6 empty] | 0 | [6 empty] | 0 | [6 empty] | 0 | [6 empty] | 0
|  |  | 0 | 0 | C4 | 0 | 0 | 0 | 0 | 0 | 0 | 0 | 0 | 0 | 0 | 0 | 0 | 0 | 0 | 0 | 0 | 0 | 0 | 0 | 0 | 0 | 0 | 0 | 0 | 0 | 0 | 0 | 0 | 0 | 0 | 0 | 0 | 0 | 0 | 0 | 0 |  |  | C4 | 0 | 0 | 0 | 0 | 0 | C4 | 0 | 0 | 0 | 0 | 0 | C4 | [5 empty] | C4 | [5 empty] | 0 | [6 empty] | 0 | [6 empty] | 0 | [6 empty] | 0 | [6 empty] | 0 | [6 empty] | 0
|  |  | 0 | 0 |  | 0 | 0 | 0 | 0 | 0 |  | 0 | 0 | 0 | 0 | 0 |  | 0 | 0 | 0 | 0 | 0 |  | 0 | 0 | 0 | 0 | 0 |  | 0 | 0 | 0 | 0 | 0 |  | 0 | 0 | 0 | 0 | 0 | [22 empty] | 0 | 0 | 0 | 0 | 0 | 0 |  | 0 | 0 | 0 | 0 | 0 | 0 |  | 0 | 0 | 0 | 0 | 0 | 0 |  | 0 | 0 | 0 | 0 | 0 | 0 |  | 0 | 0 | 0 | 0 | 0 | 0 |  | 0 | 0 | 0 | 0 | 0 | 0
| [Please insert new asset category as required] |  | 0 | 0 | C1 | 0 | 0 | 0 | 0 | 0 | 0 | 0 | 0 | 0 | 0 | 0 | 0 | 0 | 0 | 0 | 0 | 0 | 0 | 0 | 0 | 0 | 0 | 0 | 0 | 0 | 0 | 0 | 0 | 0 | 0 | 0 | 0 | 0 | 0 | 0 | 0 |  |  | C1 | 0 | 0 | 0 | 0 | 0 | C1 | 0 | 0 | 0 | 0 | 0 | C1 | [5 empty] | C1 | [5 empty] | 0 | [6 empty] | 0 | [6 empty] | 0 | [6 empty] | 0 | [6 empty] | 0 | [6 empty] | 0
|  |  | 0 | 0 | C2 | 0 | 0 | 0 | 0 | 0 | 0 | 0 | 0 | 0 | 0 | 0 | 0 | 0 | 0 | 0 | 0 | 0 | 0 | 0 | 0 | 0 | 0 | 0 | 0 | 0 | 0 | 0 | 0 | 0 | 0 | 0 | 0 | 0 | 0 | 0 | 0 |  |  | C2 | 0 | 0 | 0 | 0 | 0 | C2 | 0 | 0 | 0 | 0 | 0 | C2 | [5 empty] | C2 | [5 empty] | 0 | [6 empty] | 0 | [6 empty] | 0 | [6 empty] | 0 | [6 empty] | 0 | [6 empty] | 0
|  |  | 0 | 0 | C3 | 0 | 0 | 0 | 0 | 0 | 0 | 0 | 0 | 0 | 0 | 0 | 0 | 0 | 0 | 0 | 0 | 0 | 0 | 0 | 0 | 0 | 0 | 0 | 0 | 0 | 0 | 0 | 0 | 0 | 0 | 0 | 0 | 0 | 0 | 0 | 0 |  |  | C3 | 0 | 0 | 0 | 0 | 0 | C3 | 0 | 0 | 0 | 0 | 0 | C3 | [5 empty] | C3 | [5 empty] | 0 | [6 empty] | 0 | [6 empty] | 0 | [6 empty] | 0 | [6 empty] | 0 | [6 empty] | 0
|  |  | 0 | 0 | C4 | 0 | 0 | 0 | 0 | 0 | 0 | 0 | 0 | 0 | 0 | 0 | 0 | 0 | 0 | 0 | 0 | 0 | 0 | 0 | 0 | 0 | 0 | 0 | 0 | 0 | 0 | 0 | 0 | 0 | 0 | 0 | 0 | 0 | 0 | 0 | 0 |  |  | C4 | 0 | 0 | 0 | 0 | 0 | C4 | 0 | 0 | 0 | 0 | 0 | C4 | [5 empty] | C4 | [5 empty] | 0 | [6 empty] | 0 | [6 empty] | 0 | [6 empty] | 0 | [6 empty] | 0 | [6 empty] | 0
|  |  | 0 | 0 |  | 0 | 0 | 0 | 0 | 0 |  | 0 | 0 | 0 | 0 | 0 |  | 0 | 0 | 0 | 0 | 0 |  | 0 | 0 | 0 | 0 | 0 |  | 0 | 0 | 0 | 0 | 0 |  | 0 | 0 | 0 | 0 | 0 | [22 empty] | 0 | 0 | 0 | 0 | 0 | 0 |  | 0 | 0 | 0 | 0 | 0 | 0 |  | 0 | 0 | 0 | 0 | 0 | 0 |  | 0 | 0 | 0 | 0 | 0 | 0 |  | 0 | 0 | 0 | 0 | 0 | 0 |  | 0 | 0 | 0 | 0 | 0 | 0
[63 empty] | 0 | 0 | 0 | 0 | 0 | 0 |  | 0 | 0 | 0 | 0 | 0 | 0 |  | 0 | 0 | 0 | 0 | 0 | 0 |  | 0 | 0 | 0 | 0 | 0 | 0 |  | 0 | 0 | 0 | 0 | 0 | 0 |  | 0 | 0 | 0 | 0 | 0 | 0
| TOTAL |  | 248959.8229 | 248959.8229 |  | 92264.136 | 88102.8118 | 37234.2111 | 21687.6958 | 9670.9682 |  | 82037.5896 | 88257.3208 | 39262.3012 | 26905.022 | 13958.0902 |  | 274.2326 | 135.0482 | -95.8964 | -59.8837 | -253.5008 |  | 77547.4238 | 74588.3626 | 54011.631 | 26959.9159 | 15856.4896 |  | 355.3489 | 419.0482 | -159.8964 | -168.8837 | -445.6171 |  | 66169.238 | 66904.5677 | 56783.5243 | 31752.9291 | 27353.5637 |  |  |  |  | 0 | 0 | 0 | 0 | 0 |  | 0 | 0 | 0 | 0 | 0 | [7 empty] | 1018233.6455 | 2777187.5649 | 2525723.9124 | 2813030.1246 | 6136080.089 | 15270255.3364 |  | 1218343.5924 | 2755191.1369 | 2396757.3918 | 2148408.2208 | 4379573.4961 | 12898273.838 |  | 1159907.9427 | 2468304.7097 | 2875788.8634 | 2955210.6808 | 7224207.4124 | 16683419.609 |  | 1159928.9771 | 2472313.7293 | 2878615.1877 | 2948046.6048 | 7175409.1483 | 16634313.6473 |  | 1119132.2544 | 1993706.3507 | 3750293.4087 | 3515301.6076 | 10443628.0956 | 20822061.717 |  | 1119163.806 | 1999372.2107 | 3758108.8965 | 3572758.9282 | 10229706.6036 | 20679110.4448
Health Index Definitions
|  |  | HI1 | New or as new | [57 empty] | LV Network | 2795.167 | 22681.0998 | 42908.5085 | 28924.9903 | 57013.2786 | 154323.0442 | LV Network | 3138.8797 | 22548.9892 | 41818.6532 | 23950.1426 | 49670.6075 | 141127.2722 | LV Network | 2661.933 | 16821.5221 | 50713.5073 | 43161.6834 | 70066.4594 | 183425.1051 | LV Network | 2661.933 | 16821.5221 | 50713.5073 | 43161.6834 | 70066.4594 | 183425.1051 | LV Network | 2249.9184 | 16221.1715 | 40292.4696 | 49582.0963 | 131301.9794 | 239647.6352 | LV Network | 2249.9184 | 16221.1715 | 40292.4696 | 49582.0963 | 131301.9794 | 239647.6352
|  |  | HI2 | Good or seviceable condition | [57 empty] | HV Network | 203707.1704 | 1522917.7111 | 1529525.9431 | 1164660.6717 | 3838085.6443 | 8258897.1406 | HV Network | 221685.2185 | 1498142.3446 | 1401716.3058 | 709395.7041 | 2884094.4516 | 6715034.0247 | HV Network | 202835.3079 | 1253641.8868 | 1770883.5011 | 1131963.7183 | 4512032.1518 | 8871356.5659 | HV Network | 202835.3079 | 1253641.8868 | 1770883.5011 | 1131963.7183 | 4512032.1518 | 8871356.5659 | HV Network | 185003.737 | 897657.9387 | 2308902.1152 | 2062567.8353 | 5769829.3287 | 11223960.9549 | HV Network | 185003.737 | 897657.9387 | 2308902.1152 | 2062567.8353 | 5769829.3287 | 11223960.9549
|  |  | HI3 | Deterioration requires assessment and monitoring | [57 empty] | EHV Network | 644788.8392 | 1079815.9841 | 770793.4997 | 1065788.8892 | 1759499.4551 | 5320686.6673 | EHV Network | 701771.1215 | 1078822.7105 | 759351.9211 | 967442.8974 | 1136358.6133 | 4643747.2637 | EHV Network | 666195.0154 | 1053433.5867 | 842878.5204 | 1326267.7985 | 2096965.9692 | 5985740.8901 | EHV Network | 666216.0498 | 1055785.7659 | 846079.0622 | 1319103.7225 | 2066940.2812 | 5954124.8816 | EHV Network | 644168.7636 | 965192.2651 | 1153651.9537 | 1121982.7267 | 3364765.334 | 7249761.0432 | EHV Network | 644200.3152 | 967544.4443 | 1166623.72 | 1179440.0473 | 3169616.418 | 7127424.9448
|  |  | HI4 | Material deterioration, intervention requires consideration | [57 empty] | 132kV Network | 166942.469 | 151772.77 | 182495.9611 | 553655.5734 | 481481.7109 | 1536348.4843 | 132kV Network | 291748.3727 | 155677.0925 | 193870.5118 | 447619.4767 | 309449.8237 | 1398365.2774 | 132kV Network | 288215.6864 | 144407.7142 | 211313.3346 | 453817.4806 | 545142.8321 | 1642897.0479 | 132kV Network | 288215.6864 | 146064.5546 | 210939.1171 | 453817.4806 | 526370.256 | 1625407.0947 | 132kV Network | 287709.8353 | 114634.9753 | 247446.8702 | 281168.9493 | 1177731.4535 | 2108692.0837 | 132kV Network | 287709.8353 | 117948.6561 | 242290.5918 | 281168.9493 | 1158958.8774 | 2088076.9099
|  |  | HI5 | End of serviceable life, intervention required | [57 empty] | Other | 0 | 0 | 0 | 0 | 0 | 0 | Other | 0 | 0 | 0 | 0 | 0 | 0 | Other | 0 | 0 | 0 | 0 | 0 | 0 | Other | 0 | 0 | 0 | 0 | 0 | 0 | Other | 0 | 0 | 0 | 0 | 0 | 0 | Other | 0 | 0 | 0 | 0 | 0 | 0
[62 empty] | Total | 1018233.6455 | 2777187.5649 | 2525723.9124 | 2813030.1246 | 6136080.089 | 15270255.3364 | Total | 1218343.5924 | 2755191.1369 | 2396757.3918 | 2148408.2208 | 4379573.4961 | 12898273.838 | Total | 1159907.9427 | 2468304.7097 | 2875788.8634 | 2955210.6808 | 7224207.4124 | 16683419.609 | Total | 1159928.9771 | 2472313.7293 | 2878615.1877 | 2948046.6048 | 7175409.1483 | 16634313.6473 | Total | 1119132.2544 | 1993706.3507 | 3750293.4087 | 3515301.6076 | 10443628.0956 | 20822061.717 | Total | 1119163.806 | 1999372.2107 | 3758108.8965 | 3572758.9282 | 10229706.6036 | 20679110.4448
Criticality Index Definitions
|  |  | C1 | Low criticality
|  |  | C2 | Average criticality
|  |  | C3 | High criticality
|  |  | C4 | Very high criticality

## NPgY - HVP
Secondary deliverables RIIO-ED1 - HVP - Asset Replacement and Refurbishment driven | [50 empty] | Criticality weightings C1 to C4 | Criticality Rating Boundaries
NPgY | [49 empty] | C1 | 0.7 | Below 75% of average
[50 empty] | C2 | 1 | 75%-125%
[50 empty] | C3 | 1.5 | 125%-200%
[50 empty] | C4 | 2.5 | Over 200% of average
Price base (2012/13)
| ASSET CATEGORIES |  | ASSET REGISTER |  |  | End of DPCR5 (31 March 2015) with investment | [5 empty] | End of DPCR5 (31 March 2015) without investment | [5 empty] | Mid-Period Review (31 March 2019) planned investment | [5 empty] | Mid-Period Review (31 March 2019) without investment | [5 empty] | End of RIIO-ED1 (31 March 2023) planned investment | [5 empty] | End of RIIO-ED1 (31 March 2023) without investment | [8 empty] | Probability of Asset Failure | [5 empty] | Consequence of Asset Failure | [5 empty] | Probability of Asset Failure x Consequence of Asset Failure
Is it your current intention to have a health index for this asset category in the RIIO-ED1 control period.
|  |  | as at 31st March 2015 | as at 31st March 2023 |  | HI 1 | HI 2 | HI 3 | HI 4 | HI 5 |  | HI 1 | HI 2 | HI 3 | HI 4 | HI 5 |  | HI 1 | HI 2 | HI 3 | HI 4 | HI 5 |  | HI 1 | HI 2 | HI 3 | HI 4 | HI 5 |  | HI 1 | HI 2 | HI 3 | HI 4 | HI 5 |  | HI 1 | HI 2 | HI 3 | HI 4 | HI 5 |  |  |  |  | HI 1 | HI 2 | HI 3 | HI 4 | HI 5 |  | HI 1 | HI 2 | HI 3 | HI 4 | HI 5 |  | HI 1 | HI 2 | HI 3 | HI 4 | HI 5 |  | End of DPCR5 (without investment) | [6 empty] | Position at Beginning of RIIO-ED1 | [6 empty] | Mid Period (Without Investment) | [6 empty] | Mid Period (With Investment) | [6 empty] | End of RIIO-ED1 (Without Investment) | [6 empty] | End of RIIO-ED1 (With Investment)
| LV Network | [61 empty] | 1 | 2 | 3 | 4 | 5 | Total |  | 1 | 2 | 3 | 4 | 5 | Total |  | 1 | 2 | 3 | 4 | 5 | Total |  | 1 | 2 | 3 | 4 | 5 | Total |  | 1 | 2 | 3 | 4 | 5 | Total |  | 1 | 2 | 3 | 4 | 5 | Total
| LV Switchgear and Other |  | 0 | 0 | C1 | 0 | 0 | 0 | 0 | 0 | 0 | 0 | 0 | 0 | 0 | 0 | 0 | 0 | 0 | 0 | 0 | 0 | 0 | 0 | 0 | 0 | 0 | 0 | 0 | 0 | 0 | 0 | 0 | 0 | 0 | 0 | 0 | 0 | 0 | 0 | 0 | Yes |  | C1 | 0 | 0 | 0 | 0 | 0 | C1 | 0 | 0 | 0 | 0 | 0 | C1 | [5 empty] | C1 | [5 empty] | 0 | [6 empty] | 0 | [6 empty] | 0 | [6 empty] | 0 | [6 empty] | 0 | [6 empty] | 0
|  |  | 0 | 0 | C2 | 0 | 0 | 0 | 0 | 0 | 0 | 0 | 0 | 0 | 0 | 0 | 0 | 0 | 0 | 0 | 0 | 0 | 0 | 0 | 0 | 0 | 0 | 0 | 0 | 0 | 0 | 0 | 0 | 0 | 0 | 0 | 0 | 0 | 0 | 0 | 0 | No |  | C2 | 0 | 0 | 0 | 0 | 0 | C2 | 0 | 0 | 0 | 0 | 0 | C2 | [5 empty] | C2 | [5 empty] | 0 | [6 empty] | 0 | [6 empty] | 0 | [6 empty] | 0 | [6 empty] | 0 | [6 empty] | 0
|  |  | 0 | 0 | C3 | 0 | 0 | 0 | 0 | 0 | 0 | 0 | 0 | 0 | 0 | 0 | 0 | 0 | 0 | 0 | 0 | 0 | 0 | 0 | 0 | 0 | 0 | 0 | 0 | 0 | 0 | 0 | 0 | 0 | 0 | 0 | 0 | 0 | 0 | 0 | 0 |  |  | C3 | 0 | 0 | 0 | 0 | 0 | C3 | 0 | 0 | 0 | 0 | 0 | C3 | [5 empty] | C3 | [5 empty] | 0 | [6 empty] | 0 | [6 empty] | 0 | [6 empty] | 0 | [6 empty] | 0 | [6 empty] | 0
|  |  | 0 | 0 | C4 | 0 | 0 | 0 | 0 | 0 | 0 | 0 | 0 | 0 | 0 | 0 | 0 | 0 | 0 | 0 | 0 | 0 | 0 | 0 | 0 | 0 | 0 | 0 | 0 | 0 | 0 | 0 | 0 | 0 | 0 | 0 | 0 | 0 | 0 | 0 | 0 |  |  | C4 | 0 | 0 | 0 | 0 | 0 | C4 | 0 | 0 | 0 | 0 | 0 | C4 | [5 empty] | C4 | [5 empty] | 0 | [6 empty] | 0 | [6 empty] | 0 | [6 empty] | 0 | [6 empty] | 0 | [6 empty] | 0
|  |  | 0 | 0 |  | 0 | 0 | 0 | 0 | 0 |  | 0 | 0 | 0 | 0 | 0 |  | 0 | 0 | 0 | 0 | 0 |  | 0 | 0 | 0 | 0 | 0 |  | 0 | 0 | 0 | 0 | 0 |  | 0 | 0 | 0 | 0 | 0 | [22 empty] | 0 | 0 | 0 | 0 | 0 | 0 |  | 0 | 0 | 0 | 0 | 0 | 0 |  | 0 | 0 | 0 | 0 | 0 | 0 |  | 0 | 0 | 0 | 0 | 0 | 0 |  | 0 | 0 | 0 | 0 | 0 | 0 |  | 0 | 0 | 0 | 0 | 0 | 0
| LV UGB |  | 0 | 0 | C1 | 0 | 0 | 0 | 0 | 0 | 0 | 0 | 0 | 0 | 0 | 0 | 0 | 0 | 0 | 0 | 0 | 0 | 0 | 0 | 0 | 0 | 0 | 0 | 0 | 0 | 0 | 0 | 0 | 0 | 0 | 0 | 0 | 0 | 0 | 0 | 0 |  |  | C1 | 0 | 0 | 0 | 0 | 0 | C1 | 0 | 0 | 0 | 0 | 0 | C1 | [5 empty] | C1 | [5 empty] | 0 | [6 empty] | 0 | [6 empty] | 0 | [6 empty] | 0 | [6 empty] | 0 | [6 empty] | 0
|  |  | 0 | 0 | C2 | 0 | 0 | 0 | 0 | 0 | 0 | 0 | 0 | 0 | 0 | 0 | 0 | 0 | 0 | 0 | 0 | 0 | 0 | 0 | 0 | 0 | 0 | 0 | 0 | 0 | 0 | 0 | 0 | 0 | 0 | 0 | 0 | 0 | 0 | 0 | 0 |  |  | C2 | 0 | 0 | 0 | 0 | 0 | C2 | 0 | 0 | 0 | 0 | 0 | C2 | [5 empty] | C2 | [5 empty] | 0 | [6 empty] | 0 | [6 empty] | 0 | [6 empty] | 0 | [6 empty] | 0 | [6 empty] | 0
|  |  | 0 | 0 | C3 | 0 | 0 | 0 | 0 | 0 | 0 | 0 | 0 | 0 | 0 | 0 | 0 | 0 | 0 | 0 | 0 | 0 | 0 | 0 | 0 | 0 | 0 | 0 | 0 | 0 | 0 | 0 | 0 | 0 | 0 | 0 | 0 | 0 | 0 | 0 | 0 |  |  | C3 | 0 | 0 | 0 | 0 | 0 | C3 | 0 | 0 | 0 | 0 | 0 | C3 | [5 empty] | C3 | [5 empty] | 0 | [6 empty] | 0 | [6 empty] | 0 | [6 empty] | 0 | [6 empty] | 0 | [6 empty] | 0
|  |  | 0 | 0 | C4 | 0 | 0 | 0 | 0 | 0 | 0 | 0 | 0 | 0 | 0 | 0 | 0 | 0 | 0 | 0 | 0 | 0 | 0 | 0 | 0 | 0 | 0 | 0 | 0 | 0 | 0 | 0 | 0 | 0 | 0 | 0 | 0 | 0 | 0 | 0 | 0 |  |  | C4 | 0 | 0 | 0 | 0 | 0 | C4 | 0 | 0 | 0 | 0 | 0 | C4 | [5 empty] | C4 | [5 empty] | 0 | [6 empty] | 0 | [6 empty] | 0 | [6 empty] | 0 | [6 empty] | 0 | [6 empty] | 0
|  |  | 0 | 0 |  | 0 | 0 | 0 | 0 | 0 |  | 0 | 0 | 0 | 0 | 0 |  | 0 | 0 | 0 | 0 | 0 |  | 0 | 0 | 0 | 0 | 0 |  | 0 | 0 | 0 | 0 | 0 |  | 0 | 0 | 0 | 0 | 0 | [22 empty] | 0 | 0 | 0 | 0 | 0 | 0 |  | 0 | 0 | 0 | 0 | 0 | 0 |  | 0 | 0 | 0 | 0 | 0 | 0 |  | 0 | 0 | 0 | 0 | 0 | 0 |  | 0 | 0 | 0 | 0 | 0 | 0 |  | 0 | 0 | 0 | 0 | 0 | 0
| LV OHL Support |  | 20056 | 20056 | C1 | 5357 | 6892 | 5016 | 1451 | 1340 | 20056 | 4772 | 6932 | 5147 | 1702 | 1534 | 20087 | 0 | 0 | 0 | 0 | 0 | 0 | 4542 | 5140 | 6085 | 2520 | 1889 | 20176 | 0 | 0 | 0 | 0 | 0 | 0 | 3837 | 4955 | 4832 | 2877 | 3536 | 20037 |  |  | C1 | 2.2392e-05 | 9.6307e-05 | 0.00027796 | 0.0006222 | 0.0011838 | C1 | 8103.2947 | 8103.2947 | 8103.2947 | 8103.2947 | 8103.2947 | C1 | 0.18145 | 0.7804 | 2.2524 | 5.0418 | 9.5929 | C1 | 865.8657 | 5409.7328 | 11593.2677 | 8581.1981 | 14715.4913 | 41165.5556 |  | 972.0122 | 5378.5168 | 11298.1991 | 7315.6983 | 12854.4709 | 37818.8973 |  | 824.1328 | 4011.256 | 13706.0489 | 12705.4167 | 18120.9668 | 49367.8213 |  | 824.1328 | 4011.256 | 13706.0489 | 12705.4167 | 18120.9668 | 49367.8213 |  | 696.2126 | 3866.882 | 10883.7516 | 14505.3507 | 33920.4546 | 63872.6515 |  | 696.2126 | 3866.882 | 10883.7516 | 14505.3507 | 33920.4546 | 63872.6515
|  |  | 18468 | 18468 | C2 | 4658 | 7204 | 4315 | 965 | 1326 | 18468 | 4138 | 7241 | 4423 | 1245 | 1541 | 18588 | 0 | 0 | 0 | 0 | 0 | 0 | 3963 | 5386 | 5236 | 1888 | 1884 | 18357 | 0 | 0 | 0 | 0 | 0 | 0 | 3363 | 5200 | 4172 | 2200 | 3548 | 18483 |  |  | C2 | 2.2392e-05 | 9.6307e-05 | 0.00027796 | 0.0006222 | 0.0011838 | C2 | 11576.1353 | 11576.1353 | 11576.1353 | 11576.1353 | 11576.1353 | C2 | 0.25921 | 1.1149 | 3.2178 | 7.2026 | 13.7041 | C2 | 1072.6117 | 8072.6806 | 14232.1527 | 8967.2584 | 21118.0594 | 53462.7628 |  | 1207.401 | 8031.4309 | 13884.6346 | 6950.5256 | 18171.6721 | 48245.6642 |  | 1027.2499 | 6004.6206 | 16848.1916 | 13598.5412 | 25818.5748 | 63297.1782 |  | 1027.2499 | 6004.6206 | 16848.1916 | 13598.5412 | 25818.5748 | 63297.1782 |  | 871.7238 | 5797.2572 | 13424.4949 | 15845.7578 | 48622.2418 | 84561.4755 |  | 871.7238 | 5797.2572 | 13424.4949 | 15845.7578 | 48622.2418 | 84561.4755
|  |  | 3371 | 3371 | C3 | 576 | 1330 | 735 | 423 | 307 | 3371 | 515 | 1339 | 756 | 423 | 307 | 3340 | 0 | 0 | 0 | 0 | 0 | 0 | 483 | 988 | 895 | 602 | 411 | 3379 | 0 | 0 | 0 | 0 | 0 | 0 | 404 | 951 | 705 | 660 | 727 | 3447 |  |  | C3 | 2.2392e-05 | 9.6307e-05 | 0.00027796 | 0.0006222 | 0.0011838 | C3 | 17364.2029 | 17364.2029 | 17364.2029 | 17364.2029 | 17364.2029 | C3 | 0.38882 | 1.6723 | 4.8266 | 10.8039 | 20.5562 | C3 | 200.2399 | 2239.1906 | 3648.9399 | 4570.0606 | 6310.7504 | 16969.1813 |  | 223.9576 | 2224.14 | 3547.5805 | 4570.0606 | 6310.7504 | 16876.489 |  | 187.7978 | 1652.2183 | 4319.8429 | 6503.9633 | 8448.5942 | 21112.4164 |  | 187.7978 | 1652.2183 | 4319.8429 | 6503.9633 | 8448.5942 | 21112.4164 |  | 157.0814 | 1590.3437 | 3402.7813 | 7130.591 | 14944.3502 | 27225.1476 |  | 157.0814 | 1590.3437 | 3402.7813 | 7130.591 | 14944.3502 | 27225.1476
|  |  | 5887 | 5887 | C4 | 1135 | 2481 | 1627 | 284 | 360 | 5887 | 1013 | 2497 | 1670 | 378 | 434 | 5992 | 0 | 0 | 0 | 0 | 0 | 0 | 961 | 1849 | 1969 | 575 | 516 | 5870 | 0 | 0 | 0 | 0 | 0 | 0 | 810 | 1782 | 1564 | 672 | 987 | 5815 |  |  | C4 | 2.2392e-05 | 9.6307e-05 | 0.00027796 | 0.0006222 | 0.0011838 | C4 | 28940.3382 | 28940.3382 | 28940.3382 | 28940.3382 | 28940.3382 | C4 | 0.64803 | 2.7871 | 8.0444 | 18.0065 | 34.2603 | C4 | 656.4498 | 6959.4958 | 13434.1482 | 6806.4732 | 14868.9775 | 42725.5445 |  | 735.5089 | 6914.9015 | 13088.239 | 5113.8582 | 12333.7141 | 38186.2216 |  | 622.7524 | 5153.4272 | 15839.4239 | 10353.7622 | 17678.3235 | 49647.6892 |  | 622.7524 | 5153.4272 | 15839.4239 | 10353.7622 | 17678.3235 | 49647.6892 |  | 524.9006 | 4966.6886 | 12581.4418 | 12100.3968 | 33814.9328 | 63988.3606 |  | 524.9006 | 4966.6886 | 12581.4418 | 12100.3968 | 33814.9328 | 63988.3606
|  |  | 47782 | 47782 |  | 11726 | 17907 | 11693 | 3123 | 3333 |  | 10438 | 18009 | 11996 | 3748 | 3816 |  | 0 | 0 | 0 | 0 | 0 |  | 9949 | 13363 | 14185 | 5585 | 4700 |  | 0 | 0 | 0 | 0 | 0 |  | 8414 | 12888 | 11273 | 6409 | 8798 | [22 empty] | 2795.167 | 22681.0998 | 42908.5085 | 28924.9903 | 57013.2786 | 154323.0442 |  | 3138.8797 | 22548.9892 | 41818.6532 | 23950.1426 | 49670.6075 | 141127.2722 |  | 2661.933 | 16821.5221 | 50713.5073 | 43161.6834 | 70066.4594 | 183425.1051 |  | 2661.933 | 16821.5221 | 50713.5073 | 43161.6834 | 70066.4594 | 183425.1051 |  | 2249.9184 | 16221.1715 | 40292.4696 | 49582.0963 | 131301.9794 | 239647.6352 |  | 2249.9184 | 16221.1715 | 40292.4696 | 49582.0963 | 131301.9794 | 239647.6352
| [Please insert new asset category as required] |  | 0 | 0 | C1 | 0 | 0 | 0 | 0 | 0 | 0 | 0 | 0 | 0 | 0 | 0 | 0 | 0 | 0 | 0 | 0 | 0 | 0 | 0 | 0 | 0 | 0 | 0 | 0 | 0 | 0 | 0 | 0 | 0 | 0 | 0 | 0 | 0 | 0 | 0 | 0 |  |  | C1 | 0 | 0 | 0 | 0 | 0 | C1 | 0 | 0 | 0 | 0 | 0 | C1 | [5 empty] | C1 | [5 empty] | 0 | [6 empty] | 0 | [6 empty] | 0 | [6 empty] | 0 | [6 empty] | 0 | [6 empty] | 0
|  |  | 0 | 0 | C2 | 0 | 0 | 0 | 0 | 0 | 0 | 0 | 0 | 0 | 0 | 0 | 0 | 0 | 0 | 0 | 0 | 0 | 0 | 0 | 0 | 0 | 0 | 0 | 0 | 0 | 0 | 0 | 0 | 0 | 0 | 0 | 0 | 0 | 0 | 0 | 0 |  |  | C2 | 0 | 0 | 0 | 0 | 0 | C2 | 0 | 0 | 0 | 0 | 0 | C2 | [5 empty] | C2 | [5 empty] | 0 | [6 empty] | 0 | [6 empty] | 0 | [6 empty] | 0 | [6 empty] | 0 | [6 empty] | 0
|  |  | 0 | 0 | C3 | 0 | 0 | 0 | 0 | 0 | 0 | 0 | 0 | 0 | 0 | 0 | 0 | 0 | 0 | 0 | 0 | 0 | 0 | 0 | 0 | 0 | 0 | 0 | 0 | 0 | 0 | 0 | 0 | 0 | 0 | 0 | 0 | 0 | 0 | 0 | 0 |  |  | C3 | 0 | 0 | 0 | 0 | 0 | C3 | 0 | 0 | 0 | 0 | 0 | C3 | [5 empty] | C3 | [5 empty] | 0 | [6 empty] | 0 | [6 empty] | 0 | [6 empty] | 0 | [6 empty] | 0 | [6 empty] | 0
|  |  | 0 | 0 | C4 | 0 | 0 | 0 | 0 | 0 | 0 | 0 | 0 | 0 | 0 | 0 | 0 | 0 | 0 | 0 | 0 | 0 | 0 | 0 | 0 | 0 | 0 | 0 | 0 | 0 | 0 | 0 | 0 | 0 | 0 | 0 | 0 | 0 | 0 | 0 | 0 |  |  | C4 | 0 | 0 | 0 | 0 | 0 | C4 | 0 | 0 | 0 | 0 | 0 | C4 | [5 empty] | C4 | [5 empty] | 0 | [6 empty] | 0 | [6 empty] | 0 | [6 empty] | 0 | [6 empty] | 0 | [6 empty] | 0
|  |  | 0 | 0 |  | 0 | 0 | 0 | 0 | 0 |  | 0 | 0 | 0 | 0 | 0 |  | 0 | 0 | 0 | 0 | 0 |  | 0 | 0 | 0 | 0 | 0 |  | 0 | 0 | 0 | 0 | 0 |  | 0 | 0 | 0 | 0 | 0 | [22 empty] | 0 | 0 | 0 | 0 | 0 | 0 |  | 0 | 0 | 0 | 0 | 0 | 0 |  | 0 | 0 | 0 | 0 | 0 | 0 |  | 0 | 0 | 0 | 0 | 0 | 0 |  | 0 | 0 | 0 | 0 | 0 | 0 |  | 0 | 0 | 0 | 0 | 0 | 0
| [Please insert new asset category as required] |  | 0 | 0 | C1 | 0 | 0 | 0 | 0 | 0 | 0 | 0 | 0 | 0 | 0 | 0 | 0 | 0 | 0 | 0 | 0 | 0 | 0 | 0 | 0 | 0 | 0 | 0 | 0 | 0 | 0 | 0 | 0 | 0 | 0 | 0 | 0 | 0 | 0 | 0 | 0 |  |  | C1 | 0 | 0 | 0 | 0 | 0 | C1 | 0 | 0 | 0 | 0 | 0 | C1 | [5 empty] | C1 | [5 empty] | 0 | [6 empty] | 0 | [6 empty] | 0 | [6 empty] | 0 | [6 empty] | 0 | [6 empty] | 0
|  |  | 0 | 0 | C2 | 0 | 0 | 0 | 0 | 0 | 0 | 0 | 0 | 0 | 0 | 0 | 0 | 0 | 0 | 0 | 0 | 0 | 0 | 0 | 0 | 0 | 0 | 0 | 0 | 0 | 0 | 0 | 0 | 0 | 0 | 0 | 0 | 0 | 0 | 0 | 0 |  |  | C2 | 0 | 0 | 0 | 0 | 0 | C2 | 0 | 0 | 0 | 0 | 0 | C2 | [5 empty] | C2 | [5 empty] | 0 | [6 empty] | 0 | [6 empty] | 0 | [6 empty] | 0 | [6 empty] | 0 | [6 empty] | 0
|  |  | 0 | 0 | C3 | 0 | 0 | 0 | 0 | 0 | 0 | 0 | 0 | 0 | 0 | 0 | 0 | 0 | 0 | 0 | 0 | 0 | 0 | 0 | 0 | 0 | 0 | 0 | 0 | 0 | 0 | 0 | 0 | 0 | 0 | 0 | 0 | 0 | 0 | 0 | 0 |  |  | C3 | 0 | 0 | 0 | 0 | 0 | C3 | 0 | 0 | 0 | 0 | 0 | C3 | [5 empty] | C3 | [5 empty] | 0 | [6 empty] | 0 | [6 empty] | 0 | [6 empty] | 0 | [6 empty] | 0 | [6 empty] | 0
|  |  | 0 | 0 | C4 | 0 | 0 | 0 | 0 | 0 | 0 | 0 | 0 | 0 | 0 | 0 | 0 | 0 | 0 | 0 | 0 | 0 | 0 | 0 | 0 | 0 | 0 | 0 | 0 | 0 | 0 | 0 | 0 | 0 | 0 | 0 | 0 | 0 | 0 | 0 | 0 |  |  | C4 | 0 | 0 | 0 | 0 | 0 | C4 | 0 | 0 | 0 | 0 | 0 | C4 | [5 empty] | C4 | [5 empty] | 0 | [6 empty] | 0 | [6 empty] | 0 | [6 empty] | 0 | [6 empty] | 0 | [6 empty] | 0
|  |  | 0 | 0 |  | 0 | 0 | 0 | 0 | 0 |  | 0 | 0 | 0 | 0 | 0 |  | 0 | 0 | 0 | 0 | 0 |  | 0 | 0 | 0 | 0 | 0 |  | 0 | 0 | 0 | 0 | 0 |  | 0 | 0 | 0 | 0 | 0 | [22 empty] | 0 | 0 | 0 | 0 | 0 | 0 |  | 0 | 0 | 0 | 0 | 0 | 0 |  | 0 | 0 | 0 | 0 | 0 | 0 |  | 0 | 0 | 0 | 0 | 0 | 0 |  | 0 | 0 | 0 | 0 | 0 | 0 |  | 0 | 0 | 0 | 0 | 0 | 0
| [Please insert new asset category as required] |  | 0 | 0 | C1 | 0 | 0 | 0 | 0 | 0 | 0 | 0 | 0 | 0 | 0 | 0 | 0 | 0 | 0 | 0 | 0 | 0 | 0 | 0 | 0 | 0 | 0 | 0 | 0 | 0 | 0 | 0 | 0 | 0 | 0 | 0 | 0 | 0 | 0 | 0 | 0 |  |  | C1 | 0 | 0 | 0 | 0 | 0 | C1 | 0 | 0 | 0 | 0 | 0 | C1 | [5 empty] | C1 | [5 empty] | 0 | [6 empty] | 0 | [6 empty] | 0 | [6 empty] | 0 | [6 empty] | 0 | [6 empty] | 0
|  |  | 0 | 0 | C2 | 0 | 0 | 0 | 0 | 0 | 0 | 0 | 0 | 0 | 0 | 0 | 0 | 0 | 0 | 0 | 0 | 0 | 0 | 0 | 0 | 0 | 0 | 0 | 0 | 0 | 0 | 0 | 0 | 0 | 0 | 0 | 0 | 0 | 0 | 0 | 0 |  |  | C2 | 0 | 0 | 0 | 0 | 0 | C2 | 0 | 0 | 0 | 0 | 0 | C2 | [5 empty] | C2 | [5 empty] | 0 | [6 empty] | 0 | [6 empty] | 0 | [6 empty] | 0 | [6 empty] | 0 | [6 empty] | 0
|  |  | 0 | 0 | C3 | 0 | 0 | 0 | 0 | 0 | 0 | 0 | 0 | 0 | 0 | 0 | 0 | 0 | 0 | 0 | 0 | 0 | 0 | 0 | 0 | 0 | 0 | 0 | 0 | 0 | 0 | 0 | 0 | 0 | 0 | 0 | 0 | 0 | 0 | 0 | 0 |  |  | C3 | 0 | 0 | 0 | 0 | 0 | C3 | 0 | 0 | 0 | 0 | 0 | C3 | [5 empty] | C3 | [5 empty] | 0 | [6 empty] | 0 | [6 empty] | 0 | [6 empty] | 0 | [6 empty] | 0 | [6 empty] | 0
|  |  | 0 | 0 | C4 | 0 | 0 | 0 | 0 | 0 | 0 | 0 | 0 | 0 | 0 | 0 | 0 | 0 | 0 | 0 | 0 | 0 | 0 | 0 | 0 | 0 | 0 | 0 | 0 | 0 | 0 | 0 | 0 | 0 | 0 | 0 | 0 | 0 | 0 | 0 | 0 |  |  | C4 | 0 | 0 | 0 | 0 | 0 | C4 | 0 | 0 | 0 | 0 | 0 | C4 | [5 empty] | C4 | [5 empty] | 0 | [6 empty] | 0 | [6 empty] | 0 | [6 empty] | 0 | [6 empty] | 0 | [6 empty] | 0
|  |  | 0 | 0 |  | 0 | 0 | 0 | 0 | 0 |  | 0 | 0 | 0 | 0 | 0 |  | 0 | 0 | 0 | 0 | 0 |  | 0 | 0 | 0 | 0 | 0 |  | 0 | 0 | 0 | 0 | 0 |  | 0 | 0 | 0 | 0 | 0 | [22 empty] | 0 | 0 | 0 | 0 | 0 | 0 |  | 0 | 0 | 0 | 0 | 0 | 0 |  | 0 | 0 | 0 | 0 | 0 | 0 |  | 0 | 0 | 0 | 0 | 0 | 0 |  | 0 | 0 | 0 | 0 | 0 | 0 |  | 0 | 0 | 0 | 0 | 0 | 0
| [Please insert new asset category as required] |  | 0 | 0 | C1 | 0 | 0 | 0 | 0 | 0 | 0 | 0 | 0 | 0 | 0 | 0 | 0 | 0 | 0 | 0 | 0 | 0 | 0 | 0 | 0 | 0 | 0 | 0 | 0 | 0 | 0 | 0 | 0 | 0 | 0 | 0 | 0 | 0 | 0 | 0 | 0 |  |  | C1 | 0 | 0 | 0 | 0 | 0 | C1 | 0 | 0 | 0 | 0 | 0 | C1 | [5 empty] | C1 | [5 empty] | 0 | [6 empty] | 0 | [6 empty] | 0 | [6 empty] | 0 | [6 empty] | 0 | [6 empty] | 0
|  |  | 0 | 0 | C2 | 0 | 0 | 0 | 0 | 0 | 0 | 0 | 0 | 0 | 0 | 0 | 0 | 0 | 0 | 0 | 0 | 0 | 0 | 0 | 0 | 0 | 0 | 0 | 0 | 0 | 0 | 0 | 0 | 0 | 0 | 0 | 0 | 0 | 0 | 0 | 0 |  |  | C2 | 0 | 0 | 0 | 0 | 0 | C2 | 0 | 0 | 0 | 0 | 0 | C2 | [5 empty] | C2 | [5 empty] | 0 | [6 empty] | 0 | [6 empty] | 0 | [6 empty] | 0 | [6 empty] | 0 | [6 empty] | 0
|  |  | 0 | 0 | C3 | 0 | 0 | 0 | 0 | 0 | 0 | 0 | 0 | 0 | 0 | 0 | 0 | 0 | 0 | 0 | 0 | 0 | 0 | 0 | 0 | 0 | 0 | 0 | 0 | 0 | 0 | 0 | 0 | 0 | 0 | 0 | 0 | 0 | 0 | 0 | 0 |  |  | C3 | 0 | 0 | 0 | 0 | 0 | C3 | 0 | 0 | 0 | 0 | 0 | C3 | [5 empty] | C3 | [5 empty] | 0 | [6 empty] | 0 | [6 empty] | 0 | [6 empty] | 0 | [6 empty] | 0 | [6 empty] | 0
|  |  | 0 | 0 | C4 | 0 | 0 | 0 | 0 | 0 | 0 | 0 | 0 | 0 | 0 | 0 | 0 | 0 | 0 | 0 | 0 | 0 | 0 | 0 | 0 | 0 | 0 | 0 | 0 | 0 | 0 | 0 | 0 | 0 | 0 | 0 | 0 | 0 | 0 | 0 | 0 |  |  | C4 | 0 | 0 | 0 | 0 | 0 | C4 | 0 | 0 | 0 | 0 | 0 | C4 | [5 empty] | C4 | [5 empty] | 0 | [6 empty] | 0 | [6 empty] | 0 | [6 empty] | 0 | [6 empty] | 0 | [6 empty] | 0
|  |  | 0 | 0 |  | 0 | 0 | 0 | 0 | 0 |  | 0 | 0 | 0 | 0 | 0 |  | 0 | 0 | 0 | 0 | 0 |  | 0 | 0 | 0 | 0 | 0 |  | 0 | 0 | 0 | 0 | 0 |  | 0 | 0 | 0 | 0 | 0 | [22 empty] | 0 | 0 | 0 | 0 | 0 | 0 |  | 0 | 0 | 0 | 0 | 0 | 0 |  | 0 | 0 | 0 | 0 | 0 | 0 |  | 0 | 0 | 0 | 0 | 0 | 0 |  | 0 | 0 | 0 | 0 | 0 | 0 |  | 0 | 0 | 0 | 0 | 0 | 0
| [Please insert new asset category as required] |  | 0 | 0 | C1 | 0 | 0 | 0 | 0 | 0 | 0 | 0 | 0 | 0 | 0 | 0 | 0 | 0 | 0 | 0 | 0 | 0 | 0 | 0 | 0 | 0 | 0 | 0 | 0 | 0 | 0 | 0 | 0 | 0 | 0 | 0 | 0 | 0 | 0 | 0 | 0 |  |  | C1 | 0 | 0 | 0 | 0 | 0 | C1 | 0 | 0 | 0 | 0 | 0 | C1 | [5 empty] | C1 | [5 empty] | 0 | [6 empty] | 0 | [6 empty] | 0 | [6 empty] | 0 | [6 empty] | 0 | [6 empty] | 0
|  |  | 0 | 0 | C2 | 0 | 0 | 0 | 0 | 0 | 0 | 0 | 0 | 0 | 0 | 0 | 0 | 0 | 0 | 0 | 0 | 0 | 0 | 0 | 0 | 0 | 0 | 0 | 0 | 0 | 0 | 0 | 0 | 0 | 0 | 0 | 0 | 0 | 0 | 0 | 0 |  |  | C2 | 0 | 0 | 0 | 0 | 0 | C2 | 0 | 0 | 0 | 0 | 0 | C2 | [5 empty] | C2 | [5 empty] | 0 | [6 empty] | 0 | [6 empty] | 0 | [6 empty] | 0 | [6 empty] | 0 | [6 empty] | 0
|  |  | 0 | 0 | C3 | 0 | 0 | 0 | 0 | 0 | 0 | 0 | 0 | 0 | 0 | 0 | 0 | 0 | 0 | 0 | 0 | 0 | 0 | 0 | 0 | 0 | 0 | 0 | 0 | 0 | 0 | 0 | 0 | 0 | 0 | 0 | 0 | 0 | 0 | 0 | 0 |  |  | C3 | 0 | 0 | 0 | 0 | 0 | C3 | 0 | 0 | 0 | 0 | 0 | C3 | [5 empty] | C3 | [5 empty] | 0 | [6 empty] | 0 | [6 empty] | 0 | [6 empty] | 0 | [6 empty] | 0 | [6 empty] | 0
|  |  | 0 | 0 | C4 | 0 | 0 | 0 | 0 | 0 | 0 | 0 | 0 | 0 | 0 | 0 | 0 | 0 | 0 | 0 | 0 | 0 | 0 | 0 | 0 | 0 | 0 | 0 | 0 | 0 | 0 | 0 | 0 | 0 | 0 | 0 | 0 | 0 | 0 | 0 | 0 |  |  | C4 | 0 | 0 | 0 | 0 | 0 | C4 | 0 | 0 | 0 | 0 | 0 | C4 | [5 empty] | C4 | [5 empty] | 0 | [6 empty] | 0 | [6 empty] | 0 | [6 empty] | 0 | [6 empty] | 0 | [6 empty] | 0
|  |  | 0 | 0 |  | 0 | 0 | 0 | 0 | 0 |  | 0 | 0 | 0 | 0 | 0 |  | 0 | 0 | 0 | 0 | 0 |  | 0 | 0 | 0 | 0 | 0 |  | 0 | 0 | 0 | 0 | 0 |  | 0 | 0 | 0 | 0 | 0 | [22 empty] | 0 | 0 | 0 | 0 | 0 | 0 |  | 0 | 0 | 0 | 0 | 0 | 0 |  | 0 | 0 | 0 | 0 | 0 | 0 |  | 0 | 0 | 0 | 0 | 0 | 0 |  | 0 | 0 | 0 | 0 | 0 | 0 |  | 0 | 0 | 0 | 0 | 0 | 0
[63 empty] | 2795.167 | 22681.0998 | 42908.5085 | 28924.9903 | 57013.2786 | 154323.0442 |  | 3138.8797 | 22548.9892 | 41818.6532 | 23950.1426 | 49670.6075 | 141127.2722 |  | 2661.933 | 16821.5221 | 50713.5073 | 43161.6834 | 70066.4594 | 183425.1051 |  | 2661.933 | 16821.5221 | 50713.5073 | 43161.6834 | 70066.4594 | 183425.1051 |  | 2249.9184 | 16221.1715 | 40292.4696 | 49582.0963 | 131301.9794 | 239647.6352 |  | 2249.9184 | 16221.1715 | 40292.4696 | 49582.0963 | 131301.9794 | 239647.6352
| HV Network | [73 empty] | 0 | [6 empty] | 0 | [6 empty] | 0 | [6 empty] | 0 | [6 empty] | 0
| HV Switchgear (GM) - Primary |  | 1652 | 1652 | C1 | 370 | 538 | 402 | 182 | 160 | 1652 | 354 | 538 | 402 | 193 | 160 | 1647 | 0 | 0 | 0 | 0 | 0 | 0 | 346 | 470 | 355 | 201 | 275 | 1647 | 0 | 0 | 0 | 0 | 0 | 0 | 305 | 323 | 348 | 278 | 393 | 1647 |  |  | C1 | 5.5627e-05 | 0.00023925 | 0.00069054 | 0.0015457 | 0.002941 | C1 | 86060.2984 | 86060.2984 | 86060.2984 | 86060.2984 | 86060.2984 | C1 | 4.7873 | 20.5901 | 59.4283 | 133.0241 | 253.0995 | C1 | 1694.7092 | 11077.4903 | 23890.1892 | 25673.6443 | 40495.9163 | 102831.9493 |  | 1771.3062 | 11077.4903 | 23890.1892 | 24210.3796 | 40495.9163 | 101445.2816 |  | 1656.4107 | 9677.3614 | 21097.0576 | 26737.8368 | 69602.3561 | 128771.0227 |  | 1656.4107 | 9677.3614 | 21097.0576 | 26737.8368 | 69602.3561 | 128771.0227 |  | 1460.1308 | 6650.6122 | 20681.0593 | 36980.6898 | 99468.0944 | 165240.5864 |  | 1460.1308 | 6650.6122 | 20681.0593 | 36980.6898 | 99468.0944 | 165240.5864
|  |  | 1936 | 1936 | C2 | 360 | 530 | 441 | 370 | 235 | 1936 | 323 | 532 | 453 | 397 | 239 | 1944 | 0 | 0 | 0 | 0 | 0 | 0 | 302 | 415 | 399 | 401 | 427 | 1944 | 0 | 0 | 0 | 0 | 0 | 0 | 277 | 255 | 411 | 329 | 672 | 1944 |  |  | C2 | 5.5627e-05 | 0.00023925 | 0.00069054 | 0.0015457 | 0.002941 | C2 | 122943.2834 | 122943.2834 | 122943.2834 | 122943.2834 | 122943.2834 | C2 | 6.839 | 29.4145 | 84.8976 | 190.0344 | 361.5707 | C2 | 2209.0035 | 15648.4993 | 38458.6201 | 75443.6477 | 86415.3928 | 218175.1634 |  | 2462.0473 | 15589.6704 | 37439.8487 | 70312.7195 | 84969.11 | 210773.3959 |  | 2065.3841 | 12207.0061 | 33874.1488 | 76203.7852 | 154390.6808 | 278741.0049 |  | 2065.3841 | 12207.0061 | 33874.1488 | 76203.7852 | 154390.6808 | 278741.0049 |  | 1894.4086 | 7500.6905 | 34892.9202 | 62521.31 | 242975.4977 | 349784.827 |  | 1894.4086 | 7500.6905 | 34892.9202 | 62521.31 | 242975.4977 | 349784.827
|  |  | 612 | 612 | C3 | 89 | 171 | 146 | 107 | 99 | 612 | 89 | 171 | 146 | 107 | 99 | 612 | 0 | 0 | 0 | 0 | 0 | 0 | 87 | 139 | 115 | 123 | 148 | 612 | 0 | 0 | 0 | 0 | 0 | 0 | 84 | 94 | 120 | 91 | 223 | 612 |  |  | C3 | 5.5627e-05 | 0.00023925 | 0.00069054 | 0.0015457 | 0.002941 | C3 | 184414.9251 | 184414.9251 | 184414.9251 | 184414.9251 | 184414.9251 | C3 | 10.2585 | 44.1217 | 127.3464 | 285.0516 | 542.356 | C3 | 913.0092 | 7544.8122 | 18592.5779 | 30500.5175 | 53693.2461 | 111244.1629 |  | 913.0092 | 7544.8122 | 18592.5779 | 30500.5175 | 53693.2461 | 111244.1629 |  | 892.4921 | 6132.9175 | 14644.8388 | 35061.3426 | 80268.6912 | 137000.2822 |  | 892.4921 | 6132.9175 | 14644.8388 | 35061.3426 | 80268.6912 | 137000.2822 |  | 861.7165 | 4147.4406 | 15281.5709 | 25939.6925 | 120945.3928 | 167175.8133 |  | 861.7165 | 4147.4406 | 15281.5709 | 25939.6925 | 120945.3928 | 167175.8133
|  |  | 74 | 74 | C4 | 6 | 32 | 27 | 4 | 5 | 74 | 6 | 32 | 27 | 4 | 5 | 74 | 0 | 0 | 0 | 0 | 0 | 0 | 4 | 20 | 29 | 15 | 6 | 74 | 0 | 0 | 0 | 0 | 0 | 0 | 4 | 17 | 17 | 27 | 9 | 74 |  |  | C4 | 5.5627e-05 | 0.00023925 | 0.00069054 | 0.0015457 | 0.002941 | C4 | 307358.2086 | 307358.2086 | 307358.2086 | 307358.2086 | 307358.2086 | C4 | 17.0976 | 73.5362 | 212.244 | 475.0859 | 903.9267 | C4 | 102.5853 | 2353.1578 | 5730.5891 | 1900.3438 | 4519.6335 | 14606.3095 |  | 102.5853 | 2353.1578 | 5730.5891 | 1900.3438 | 4519.6335 | 14606.3095 |  | 68.3902 | 1470.7236 | 6155.0772 | 7126.2891 | 5423.5602 | 20244.0403 |  | 68.3902 | 1470.7236 | 6155.0772 | 7126.2891 | 5423.5602 | 20244.0403 |  | 68.3902 | 1250.1151 | 3608.1487 | 12827.3204 | 8135.3403 | 25889.3147 |  | 68.3902 | 1250.1151 | 3608.1487 | 12827.3204 | 8135.3403 | 25889.3147
|  |  | 4274 | 4274 |  | 825 | 1271 | 1016 | 663 | 499 |  | 772 | 1273 | 1028 | 701 | 503 |  | 0 | 0 | 0 | 0 | 0 |  | 739 | 1044 | 898 | 740 | 856 |  | 0 | 0 | 0 | 0 | 0 |  | 670 | 689 | 896 | 725 | 1297 | [22 empty] | 4919.3072 | 36623.9596 | 86671.9762 | 133518.1533 | 185124.1887 | 446857.585 |  | 5248.948 | 36565.1307 | 85653.2048 | 126923.9604 | 183677.906 | 438069.1499 |  | 4682.6771 | 29488.0086 | 75771.1223 | 145129.2537 | 309685.2883 | 564756.3501 |  | 4682.6771 | 29488.0086 | 75771.1223 | 145129.2537 | 309685.2883 | 564756.3501 |  | 4284.6462 | 19548.8584 | 74463.699 | 138269.0127 | 471524.3251 | 708090.5414 |  | 4284.6462 | 19548.8584 | 74463.699 | 138269.0127 | 471524.3251 | 708090.5414
| HV Switchgear (GM) - Distribution |  | 9219 | 9219 | C1 | 6412 | 2020 | 450 | 61 | 276 | 9219 | 6026 | 2068 | 510 | 155 | 343 | 9102 | 0 | 0 | 0 | 0 | 0 | 0 | 6173 | 1883 | 737 | 46 | 380 | 9219 | 0 | 0 | 0 | 0 | 0 | 0 | 5720 | 1529 | 1215 | 287 | 468 | 9219 |  |  | C1 | 0.00010224 | 0.00043971 | 0.0012691 | 0.0028408 | 0.0054051 | C1 | 116980.9788 | 116980.9788 | 116980.9788 | 116980.9788 | 116980.9788 | C1 | 11.9596 | 51.4381 | 148.4634 | 332.3196 | 632.291 | C1 | 72068.7226 | 106373.9796 | 75716.317 | 51509.5409 | 216875.8213 | 522544.3814 |  | 76685.1392 | 103904.951 | 66808.515 | 20271.4967 | 174512.3227 | 442182.4247 |  | 73826.788 | 96857.9321 | 109417.5013 | 15286.7025 | 240270.5892 | 535659.513 |  | 73826.788 | 96857.9321 | 109417.5013 | 15286.7025 | 240270.5892 | 535659.513 |  | 68409.0762 | 78648.8466 | 180382.9906 | 95375.7306 | 295912.1993 | 718728.8432 |  | 68409.0762 | 78648.8466 | 180382.9906 | 95375.7306 | 295912.1993 | 718728.8432
|  |  | 15122 | 15122 | C2 | 4628 | 6754 | 2181 | 125 | 1434 | 15122 | 4331 | 6906 | 2461 | 527 | 1854 | 16079 | 0 | 0 | 0 | 0 | 0 | 0 | 4144 | 5164 | 3472 | 487 | 1855 | 15122 | 0 | 0 | 0 | 0 | 0 | 0 | 3712 | 3037 | 4803 | 1272 | 2298 | 15122 |  |  | C2 | 0.00010224 | 0.00043971 | 0.0012691 | 0.0028408 | 0.0054051 | C2 | 167115.684 | 167115.684 | 167115.684 | 167115.684 | 167115.684 | C2 | 17.0852 | 73.483 | 212.0905 | 474.7423 | 903.2729 | C2 | 73995.9313 | 507473.5445 | 521954.7793 | 250189.1987 | 1674667.9412 | 3028281.3949 |  | 79070.2309 | 496304.1297 | 462569.4326 | 59342.7891 | 1295293.3267 | 2392579.9089 |  | 70801.0019 | 379466.172 | 736378.2989 | 231199.5062 | 1675571.2141 | 3093416.1931 |  | 70801.0019 | 379466.172 | 736378.2989 | 231199.5062 | 1675571.2141 | 3093416.1931 |  | 63420.2025 | 223167.8475 | 1018670.7862 | 603872.2214 | 2075721.1051 | 3984852.1627 |  | 63420.2025 | 223167.8475 | 1018670.7862 | 603872.2214 | 2075721.1051 | 3984852.1627
|  |  | 5169 | 5169 | C3 | 1157 | 2280 | 1016 | 63 | 653 | 5169 | 1086 | 2339 | 1149 | 257 | 855 | 5686 | 0 | 0 | 0 | 0 | 0 | 0 | 1014 | 1636 | 1456 | 201 | 862 | 5169 | 0 | 0 | 0 | 0 | 0 | 0 | 925 | 831 | 1754 | 651 | 1008 | 5169 |  |  | C3 | 0.00010224 | 0.00043971 | 0.0012691 | 0.0028408 | 0.0054051 | C3 | 250673.526 | 250673.526 | 250673.526 | 250673.526 | 250673.526 | C3 | 25.6278 | 110.2245 | 318.1358 | 712.1135 | 1354.9093 | C3 | 27831.7645 | 257815.0783 | 365538.0179 | 183013.1615 | 1158447.4836 | 1992645.5058 |  | 29651.3366 | 251311.8335 | 323225.9584 | 44863.1485 | 884755.7974 | 1533808.0744 |  | 25986.5647 | 180327.263 | 463205.7041 | 143134.8072 | 1167931.849 | 1980586.188 |  | 25986.5647 | 180327.263 | 463205.7041 | 143134.8072 | 1167931.849 | 1980586.188 |  | 23705.6926 | 91596.5498 | 558010.1683 | 463585.8681 | 1365748.6122 | 2502646.8911 |  | 23705.6926 | 91596.5498 | 558010.1683 | 463585.8681 | 1365748.6122 | 2502646.8911
|  |  | 827 | 827 | C4 | 177 | 365 | 196 | 6 | 83 | 827 | 166 | 377 | 217 | 32 | 110 | 902 | 0 | 0 | 0 | 0 | 0 | 0 | 154 | 270 | 269 | 19 | 115 | 827 | 0 | 0 | 0 | 0 | 0 | 0 | 140 | 143 | 313 | 95 | 136 | 827 |  |  | C4 | 0.00010224 | 0.00043971 | 0.0012691 | 0.0028408 | 0.0054051 | C4 | 417789.21 | 417789.21 | 417789.21 | 417789.21 | 417789.21 | C4 | 42.713 | 183.7075 | 530.2263 | 1186.8558 | 2258.1822 | C4 | 7090.3513 | 69257.7202 | 115059.1092 | 37979.385 | 248400.0452 | 477786.6109 |  | 7560.1939 | 67053.2304 | 103924.3567 | 7121.1347 | 187429.125 | 373088.0407 |  | 6577.7958 | 49601.0198 | 142630.8773 | 22550.2598 | 259690.9564 | 481050.9091 |  | 6577.7958 | 49601.0198 | 142630.8773 | 22550.2598 | 259690.9564 | 481050.9091 |  | 5979.8144 | 26270.1697 | 165960.8349 | 112751.2992 | 307112.7832 | 618074.9014 |  | 5979.8144 | 26270.1697 | 165960.8349 | 112751.2992 | 307112.7832 | 618074.9014
|  |  | 30337 | 30337 |  | 12374 | 11419 | 3843 | 255 | 2446 |  | 11609 | 11690 | 4337 | 971 | 3162 |  | 0 | 0 | 0 | 0 | 0 |  | 11485 | 8953 | 5934 | 753 | 3212 |  | 0 | 0 | 0 | 0 | 0 |  | 10497 | 5540 | 8085 | 2305 | 3910 | [22 empty] | 180986.7697 | 940920.3226 | 1078268.2234 | 522691.286 | 3298391.2913 | 6021257.893 |  | 192966.9006 | 918574.1446 | 956528.2627 | 131598.569 | 2541990.5718 | 4741658.4487 |  | 177192.1503 | 706252.3868 | 1451632.3816 | 412171.2757 | 3343464.6086 | 6090712.8031 |  | 177192.1503 | 706252.3868 | 1451632.3816 | 412171.2757 | 3343464.6086 | 6090712.8031 |  | 161514.7856 | 419683.4136 | 1923024.78 | 1275585.1193 | 4044494.6999 | 7824302.7985 |  | 161514.7856 | 419683.4136 | 1923024.78 | 1275585.1193 | 4044494.6999 | 7824302.7985
| HV Transformer (GM) |  | 3689 | 3689 | C1 | 801 | 2276 | 402 | 181 | 29 | 3689 | 533 | 2287 | 406 | 202 | 117 | 3545 | 0 | 0 | 0 | 0 | 0 | 0 | 774 | 2215 | 263 | 244 | 193 | 3689 | 0 | 0 | 0 | 0 | 0 | 0 | 764 | 1958 | 362 | 277 | 328 | 3689 |  |  | C1 | 0.00015843 | 0.00068142 | 0.0019668 | 0.0044024 | 0.0083763 | C1 | 50314.3921 | 50314.3921 | 50314.3921 | 50314.3921 | 50314.3921 | C1 | 7.9716 | 34.2855 | 98.9566 | 221.5039 | 421.4465 | C1 | 4248.8394 | 78410.9017 | 40176.375 | 44743.7893 | 49309.2378 | 216889.1433 |  | 6385.2165 | 78033.7614 | 39780.5487 | 40092.2073 | 12221.9478 | 176513.6816 |  | 6169.9844 | 75942.3469 | 26025.5828 | 54046.9534 | 81339.17 | 243524.0376 |  | 6169.9844 | 75942.3469 | 26025.5828 | 54046.9534 | 81339.17 | 243524.0376 |  | 6090.2689 | 67130.9775 | 35822.2851 | 61356.5824 | 138234.4444 | 308634.5583 |  | 6090.2689 | 67130.9775 | 35822.2851 | 61356.5824 | 138234.4444 | 308634.5583
|  |  | 10150 | 10150 | C2 | 563 | 7175 | 1478 | 783 | 151 | 10150 | 372 | 7191 | 1480 | 868 | 333 | 10244 | 0 | 0 | 0 | 0 | 0 | 0 | 521 | 6873 | 881 | 982 | 893 | 10150 | 0 | 0 | 0 | 0 | 0 | 0 | 499 | 6059 | 1209 | 1160 | 1223 | 10150 |  |  | C2 | 0.00015843 | 0.00068142 | 0.0019668 | 0.0044024 | 0.0083763 | C2 | 71877.703 | 71877.703 | 71877.703 | 71877.703 | 71877.703 | C2 | 11.3879 | 48.9793 | 141.3666 | 316.4342 | 602.0664 | C2 | 4236.3127 | 352209.8783 | 209222.5019 | 274664.8453 | 200488.1097 | 1040821.6479 |  | 6411.4087 | 351426.2101 | 208939.7688 | 247767.9422 | 90912.0257 | 905457.3556 |  | 5933.1153 | 336634.4728 | 124543.9353 | 310738.3388 | 537645.2913 | 1315495.1534 |  | 5933.1153 | 336634.4728 | 124543.9353 | 310738.3388 | 537645.2913 | 1315495.1534 |  | 5682.5807 | 296765.3529 | 170912.1654 | 367063.6181 | 736327.2018 | 1576750.919 |  | 5682.5807 | 296765.3529 | 170912.1654 | 367063.6181 | 736327.2018 | 1576750.919
|  |  | 983 | 983 | C3 | 62 | 580 | 219 | 105 | 17 | 983 | 43 | 585 | 223 | 119 | 38 | 1008 | 0 | 0 | 0 | 0 | 0 | 0 | 59 | 549 | 98 | 158 | 119 | 983 | 0 | 0 | 0 | 0 | 0 | 0 | 56 | 458 | 129 | 161 | 179 | 983 |  |  | C3 | 0.00015843 | 0.00068142 | 0.0019668 | 0.0044024 | 0.0083763 | C3 | 107816.5545 | 107816.5545 | 107816.5545 | 107816.5545 | 107816.5545 | C3 | 17.0819 | 73.4689 | 212.0498 | 474.6512 | 903.0996 | C3 | 734.522 | 42979.303 | 47287.1128 | 56483.4964 | 34317.7845 | 181802.2187 |  | 1059.0782 | 42611.9586 | 46438.9134 | 49838.3792 | 15352.6931 | 155301.0225 |  | 1007.8325 | 40334.4229 | 20780.8836 | 74994.8944 | 107468.8516 | 244586.885 |  | 1007.8325 | 40334.4229 | 20780.8836 | 74994.8944 | 107468.8516 | 244586.885 |  | 956.5867 | 33648.7535 | 27354.4285 | 76418.8481 | 161654.8272 | 300033.444 |  | 956.5867 | 33648.7535 | 27354.4285 | 76418.8481 | 161654.8272 | 300033.444
|  |  | 538 | 538 | C4 | 7 | 375 | 94 | 50 | 12 | 538 | 6 | 380 | 98 | 58 | 21 | 563 | 0 | 0 | 0 | 0 | 0 | 0 | 6 | 348 | 53 | 67 | 64 | 538 | 0 | 0 | 0 | 0 | 0 | 0 | 4 | 304 | 68 | 71 | 91 | 538 |  |  | C4 | 0.00015843 | 0.00068142 | 0.0019668 | 0.0044024 | 0.0083763 | C4 | 179694.2574 | 179694.2574 | 179694.2574 | 179694.2574 | 179694.2574 | C4 | 28.4698 | 122.4482 | 353.4164 | 791.0854 | 1505.166 | C4 | 170.8191 | 46530.2996 | 34634.8061 | 45882.9523 | 31608.4858 | 158827.3628 |  | 199.2889 | 45918.0588 | 33221.1405 | 39554.2692 | 18061.9919 | 136954.7493 |  | 170.8191 | 42611.9586 | 18731.0686 | 53002.7207 | 96330.6233 | 210847.1902 |  | 170.8191 | 42611.9586 | 18731.0686 | 53002.7207 | 96330.6233 | 210847.1902 |  | 113.8794 | 37224.2397 | 24032.3144 | 56167.0623 | 136970.105 | 254507.6007 |  | 113.8794 | 37224.2397 | 24032.3144 | 56167.0623 | 136970.105 | 254507.6007
|  |  | 15360 | 15360 |  | 1433 | 10406 | 2193 | 1119 | 209 |  | 954 | 10443 | 2207 | 1247 | 509 |  | 0 | 0 | 0 | 0 | 0 |  | 1360 | 9985 | 1295 | 1451 | 1269 |  | 0 | 0 | 0 | 0 | 0 |  | 1323 | 8779 | 1768 | 1669 | 1821 | [22 empty] | 9390.4931 | 520130.3827 | 331320.7958 | 421775.0832 | 315723.6179 | 1598340.3727 |  | 14054.9922 | 517989.9889 | 328380.3714 | 377252.7978 | 136548.6585 | 1374226.8089 |  | 13281.7513 | 495523.2011 | 190081.4703 | 492782.9073 | 822783.9362 | 2014453.2662 |  | 13281.7513 | 495523.2011 | 190081.4703 | 492782.9073 | 822783.9362 | 2014453.2662 |  | 12843.3157 | 434769.3236 | 258121.1934 | 561006.1108 | 1173186.5785 | 2439926.522 |  | 12843.3157 | 434769.3236 | 258121.1934 | 561006.1108 | 1173186.5785 | 2439926.522
| HV UG Cable |  | 0 | 0 | C1 | 0 | 0 | 0 | 0 | 0 | 0 | 0 | 0 | 0 | 0 | 0 | 0 | 0 | 0 | 0 | 0 | 0 | 0 | 0 | 0 | 0 | 0 | 0 | 0 | 0 | 0 | 0 | 0 | 0 | 0 | 0 | 0 | 0 | 0 | 0 | 0 |  |  | C1 | 0 | 0 | 0 | 0 | 0 | C1 | 0 | 0 | 0 | 0 | 0 | C1 | [5 empty] | C1 | [5 empty] | 0 | [6 empty] | 0 | [6 empty] | 0 | [6 empty] | 0 | [6 empty] | 0 | [6 empty] | 0
|  |  | 0 | 0 | C2 | 0 | 0 | 0 | 0 | 0 | 0 | 0 | 0 | 0 | 0 | 0 | 0 | 0 | 0 | 0 | 0 | 0 | 0 | 0 | 0 | 0 | 0 | 0 | 0 | 0 | 0 | 0 | 0 | 0 | 0 | 0 | 0 | 0 | 0 | 0 | 0 |  |  | C2 | 0 | 0 | 0 | 0 | 0 | C2 | 0 | 0 | 0 | 0 | 0 | C2 | [5 empty] | C2 | [5 empty] | 0 | [6 empty] | 0 | [6 empty] | 0 | [6 empty] | 0 | [6 empty] | 0 | [6 empty] | 0
|  |  | 0 | 0 | C3 | 0 | 0 | 0 | 0 | 0 | 0 | 0 | 0 | 0 | 0 | 0 | 0 | 0 | 0 | 0 | 0 | 0 | 0 | 0 | 0 | 0 | 0 | 0 | 0 | 0 | 0 | 0 | 0 | 0 | 0 | 0 | 0 | 0 | 0 | 0 | 0 |  |  | C3 | 0 | 0 | 0 | 0 | 0 | C3 | 0 | 0 | 0 | 0 | 0 | C3 | [5 empty] | C3 | [5 empty] | 0 | [6 empty] | 0 | [6 empty] | 0 | [6 empty] | 0 | [6 empty] | 0 | [6 empty] | 0
|  |  | 0 | 0 | C4 | 0 | 0 | 0 | 0 | 0 | 0 | 0 | 0 | 0 | 0 | 0 | 0 | 0 | 0 | 0 | 0 | 0 | 0 | 0 | 0 | 0 | 0 | 0 | 0 | 0 | 0 | 0 | 0 | 0 | 0 | 0 | 0 | 0 | 0 | 0 | 0 |  |  | C4 | 0 | 0 | 0 | 0 | 0 | C4 | 0 | 0 | 0 | 0 | 0 | C4 | [5 empty] | C4 | [5 empty] | 0 | [6 empty] | 0 | [6 empty] | 0 | [6 empty] | 0 | [6 empty] | 0 | [6 empty] | 0
|  |  | 0 | 0 |  | 0 | 0 | 0 | 0 | 0 |  | 0 | 0 | 0 | 0 | 0 |  | 0 | 0 | 0 | 0 | 0 |  | 0 | 0 | 0 | 0 | 0 |  | 0 | 0 | 0 | 0 | 0 |  | 0 | 0 | 0 | 0 | 0 | [22 empty] | 0 | 0 | 0 | 0 | 0 | 0 |  | 0 | 0 | 0 | 0 | 0 | 0 |  | 0 | 0 | 0 | 0 | 0 | 0 |  | 0 | 0 | 0 | 0 | 0 | 0 |  | 0 | 0 | 0 | 0 | 0 | 0 |  | 0 | 0 | 0 | 0 | 0 | 0
| HV OHL Support - Poles |  | 44118 | 44118 | C1 | 20183 | 11572 | 5288 | 6271 | 804 | 44118 | 18044 | 11678 | 5635 | 7344 | 1402 | 44103 | 0 | 0 | 0 | 0 | 0 | 0 | 16484 | 10360 | 8939 | 6949 | 1303 | 44035 | 0 | 0 | 0 | 0 | 0 | 0 | 13675 | 10945 | 8920 | 7428 | 2868 | 43836 |  |  | C1 | 1.6064e-05 | 6.9092e-05 | 0.00019942 | 0.00044637 | 0.0008493 | C1 | 7709.7386 | 7709.7386 | 7709.7386 | 7709.7386 | 7709.7386 | C1 | 0.12385 | 0.53268 | 1.5375 | 3.4414 | 6.5479 | C1 | 2234.7682 | 6220.6434 | 8663.5361 | 25273.804 | 9180.0912 | 51572.843 |  | 2499.6856 | 6164.1793 | 8130.0406 | 21581.1581 | 5264.4745 | 43639.5381 |  | 2041.5606 | 5518.5705 | 13743.2741 | 23914.4423 | 8531.8537 | 53749.701 |  | 2041.5606 | 5518.5705 | 13743.2741 | 23914.4423 | 8531.8537 | 53749.701 |  | 1693.663 | 5830.1886 | 13714.0625 | 25562.8835 | 18779.245 | 65580.0426 |  | 1693.663 | 5830.1886 | 13714.0625 | 25562.8835 | 18779.245 | 65580.0426
|  |  | 52286 | 52286 | C2 | 22962 | 14882 | 6657 | 6619 | 1166 | 52286 | 20551 | 15013 | 7082 | 7734 | 1977 | 52357 | 0 | 0 | 0 | 0 | 0 | 0 | 18818 | 13348 | 11187 | 7333 | 1859 | 52545 | 0 | 0 | 0 | 0 | 0 | 0 | 15672 | 14105 | 11174 | 7841 | 4014 | 52806 |  |  | C2 | 1.6064e-05 | 6.9092e-05 | 0.00019942 | 0.00044637 | 0.0008493 | C2 | 11013.9123 | 11013.9123 | 11013.9123 | 11013.9123 | 11013.9123 | C2 | 0.17693 | 0.76097 | 2.1964 | 4.9163 | 9.3541 | C2 | 3636.0896 | 11424.4758 | 15554.6109 | 38022.7981 | 18493.0103 | 87130.9847 |  | 4062.668 | 11324.7884 | 14621.1586 | 32541.1043 | 10906.8538 | 73456.5731 |  | 3329.4698 | 10157.4571 | 24570.6626 | 36051.3549 | 17389.2292 | 91498.1735 |  | 3329.4698 | 10157.4571 | 24570.6626 | 36051.3549 | 17389.2292 | 91498.1735 |  | 2772.8479 | 10733.513 | 24542.1099 | 38548.8441 | 37547.2652 | 114144.58 |  | 2772.8479 | 10733.513 | 24542.1099 | 38548.8441 | 37547.2652 | 114144.58
|  |  | 12026 | 12026 | C3 | 6453 | 3255 | 1074 | 1089 | 155 | 12026 | 5728 | 3288 | 1171 | 1347 | 353 | 11887 | 0 | 0 | 0 | 0 | 0 | 0 | 5192 | 2885 | 2087 | 1250 | 317 | 11731 | 0 | 0 | 0 | 0 | 0 | 0 | 4235 | 3062 | 2079 | 1363 | 830 | 11569 |  |  | C3 | 1.6064e-05 | 6.9092e-05 | 0.00019942 | 0.00044637 | 0.0008493 | C3 | 16520.8685 | 16520.8685 | 16520.8685 | 16520.8685 | 16520.8685 | C3 | 0.2654 | 1.1415 | 3.2945 | 7.3745 | 14.0311 | C3 | 1520.1831 | 3753.1149 | 3857.9037 | 9933.4191 | 4952.9838 | 24017.6046 |  | 1712.5945 | 3715.4468 | 3538.3335 | 8030.8043 | 2174.8229 | 19172.0021 |  | 1377.9313 | 3293.1072 | 6875.7003 | 9218.095 | 4447.8636 | 25212.6974 |  | 1377.9313 | 3293.1072 | 6875.7003 | 9218.095 | 4447.8636 | 25212.6974 |  | 1123.9482 | 3495.1454 | 6849.344 | 10051.4107 | 11645.8259 | 33165.6742 |  | 1123.9482 | 3495.1454 | 6849.344 | 10051.4107 | 11645.8259 | 33165.6742
|  |  | 6548 | 6548 | C4 | 2576 | 2002 | 886 | 933 | 151 | 6548 | 2305 | 2021 | 945 | 1094 | 266 | 6631 | 0 | 0 | 0 | 0 | 0 | 0 | 2102 | 1792 | 1495 | 1033 | 245 | 6667 | 0 | 0 | 0 | 0 | 0 | 0 | 1742 | 1891 | 1491 | 1102 | 541 | 6767 |  |  | C4 | 1.6064e-05 | 6.9092e-05 | 0.00019942 | 0.00044637 | 0.0008493 | C4 | 27534.7808 | 27534.7808 | 27534.7808 | 27534.7808 | 27534.7808 | C4 | 0.44233 | 1.9024 | 5.4909 | 12.2908 | 23.3852 | C4 | 1019.5595 | 3844.8121 | 5188.897 | 13446.1279 | 6220.4612 | 29719.8576 |  | 1139.4296 | 3808.6659 | 4864.9341 | 11467.3101 | 3531.1641 | 24811.5038 |  | 929.7675 | 3409.1555 | 8208.8899 | 12696.3895 | 5729.3722 | 30973.5745 |  | 929.7675 | 3409.1555 | 8208.8899 | 12696.3895 | 5729.3722 | 30973.5745 |  | 770.5304 | 3597.4961 | 8186.9263 | 13544.4542 | 12651.3892 | 38750.7962 |  | 770.5304 | 3597.4961 | 8186.9263 | 13544.4542 | 12651.3892 | 38750.7962
|  |  | 114978 | 114978 |  | 52174 | 31711 | 13905 | 14912 | 2276 |  | 46628 | 32000 | 14833 | 17519 | 3998 |  | 0 | 0 | 0 | 0 | 0 |  | 42596 | 28385 | 23708 | 16565 | 3724 |  | 0 | 0 | 0 | 0 | 0 |  | 35324 | 30003 | 23664 | 17734 | 8253 | [22 empty] | 8410.6004 | 25243.0463 | 33264.9477 | 86676.1491 | 38846.5465 | 192441.2899 |  | 9414.3777 | 25013.0805 | 31154.4668 | 73620.3769 | 21877.3153 | 161079.6171 |  | 7678.7292 | 22378.2903 | 53398.5268 | 81880.2816 | 36098.3186 | 201434.1465 |  | 7678.7292 | 22378.2903 | 53398.5268 | 81880.2816 | 36098.3186 | 201434.1465 |  | 6360.9895 | 23656.3431 | 53292.4427 | 87707.5925 | 80623.7253 | 251641.093 |  | 6360.9895 | 23656.3431 | 53292.4427 | 87707.5925 | 80623.7253 | 251641.093
| [Please insert new asset category as required] |  | 0 | 0 | C1 | 0 | 0 | 0 | 0 | 0 | 0 | 0 | 0 | 0 | 0 | 0 | 0 | 0 | 0 | 0 | 0 | 0 | 0 | 0 | 0 | 0 | 0 | 0 | 0 | 0 | 0 | 0 | 0 | 0 | 0 | 0 | 0 | 0 | 0 | 0 | 0 |  |  | C1 | 0 | 0 | 0 | 0 | 0 | C1 | 0 | 0 | 0 | 0 | 0 | C1 | [5 empty] | C1 | [5 empty] | 0 | [6 empty] | 0 | [6 empty] | 0 | [6 empty] | 0 | [6 empty] | 0 | [6 empty] | 0
|  |  | 0 | 0 | C2 | 0 | 0 | 0 | 0 | 0 | 0 | 0 | 0 | 0 | 0 | 0 | 0 | 0 | 0 | 0 | 0 | 0 | 0 | 0 | 0 | 0 | 0 | 0 | 0 | 0 | 0 | 0 | 0 | 0 | 0 | 0 | 0 | 0 | 0 | 0 | 0 |  |  | C2 | 0 | 0 | 0 | 0 | 0 | C2 | 0 | 0 | 0 | 0 | 0 | C2 | [5 empty] | C2 | [5 empty] | 0 | [6 empty] | 0 | [6 empty] | 0 | [6 empty] | 0 | [6 empty] | 0 | [6 empty] | 0
|  |  | 0 | 0 | C3 | 0 | 0 | 0 | 0 | 0 | 0 | 0 | 0 | 0 | 0 | 0 | 0 | 0 | 0 | 0 | 0 | 0 | 0 | 0 | 0 | 0 | 0 | 0 | 0 | 0 | 0 | 0 | 0 | 0 | 0 | 0 | 0 | 0 | 0 | 0 | 0 |  |  | C3 | 0 | 0 | 0 | 0 | 0 | C3 | 0 | 0 | 0 | 0 | 0 | C3 | [5 empty] | C3 | [5 empty] | 0 | [6 empty] | 0 | [6 empty] | 0 | [6 empty] | 0 | [6 empty] | 0 | [6 empty] | 0
|  |  | 0 | 0 | C4 | 0 | 0 | 0 | 0 | 0 | 0 | 0 | 0 | 0 | 0 | 0 | 0 | 0 | 0 | 0 | 0 | 0 | 0 | 0 | 0 | 0 | 0 | 0 | 0 | 0 | 0 | 0 | 0 | 0 | 0 | 0 | 0 | 0 | 0 | 0 | 0 |  |  | C4 | 0 | 0 | 0 | 0 | 0 | C4 | 0 | 0 | 0 | 0 | 0 | C4 | [5 empty] | C4 | [5 empty] | 0 | [6 empty] | 0 | [6 empty] | 0 | [6 empty] | 0 | [6 empty] | 0 | [6 empty] | 0
|  |  | 0 | 0 |  | 0 | 0 | 0 | 0 | 0 |  | 0 | 0 | 0 | 0 | 0 |  | 0 | 0 | 0 | 0 | 0 |  | 0 | 0 | 0 | 0 | 0 |  | 0 | 0 | 0 | 0 | 0 |  | 0 | 0 | 0 | 0 | 0 | [22 empty] | 0 | 0 | 0 | 0 | 0 | 0 |  | 0 | 0 | 0 | 0 | 0 | 0 |  | 0 | 0 | 0 | 0 | 0 | 0 |  | 0 | 0 | 0 | 0 | 0 | 0 |  | 0 | 0 | 0 | 0 | 0 | 0 |  | 0 | 0 | 0 | 0 | 0 | 0
| [Please insert new asset category as required] |  | 0 | 0 | C1 | 0 | 0 | 0 | 0 | 0 | 0 | 0 | 0 | 0 | 0 | 0 | 0 | 0 | 0 | 0 | 0 | 0 | 0 | 0 | 0 | 0 | 0 | 0 | 0 | 0 | 0 | 0 | 0 | 0 | 0 | 0 | 0 | 0 | 0 | 0 | 0 |  |  | C1 | 0 | 0 | 0 | 0 | 0 | C1 | 0 | 0 | 0 | 0 | 0 | C1 | [5 empty] | C1 | [5 empty] | 0 | [6 empty] | 0 | [6 empty] | 0 | [6 empty] | 0 | [6 empty] | 0 | [6 empty] | 0
|  |  | 0 | 0 | C2 | 0 | 0 | 0 | 0 | 0 | 0 | 0 | 0 | 0 | 0 | 0 | 0 | 0 | 0 | 0 | 0 | 0 | 0 | 0 | 0 | 0 | 0 | 0 | 0 | 0 | 0 | 0 | 0 | 0 | 0 | 0 | 0 | 0 | 0 | 0 | 0 |  |  | C2 | 0 | 0 | 0 | 0 | 0 | C2 | 0 | 0 | 0 | 0 | 0 | C2 | [5 empty] | C2 | [5 empty] | 0 | [6 empty] | 0 | [6 empty] | 0 | [6 empty] | 0 | [6 empty] | 0 | [6 empty] | 0
|  |  | 0 | 0 | C3 | 0 | 0 | 0 | 0 | 0 | 0 | 0 | 0 | 0 | 0 | 0 | 0 | 0 | 0 | 0 | 0 | 0 | 0 | 0 | 0 | 0 | 0 | 0 | 0 | 0 | 0 | 0 | 0 | 0 | 0 | 0 | 0 | 0 | 0 | 0 | 0 |  |  | C3 | 0 | 0 | 0 | 0 | 0 | C3 | 0 | 0 | 0 | 0 | 0 | C3 | [5 empty] | C3 | [5 empty] | 0 | [6 empty] | 0 | [6 empty] | 0 | [6 empty] | 0 | [6 empty] | 0 | [6 empty] | 0
|  |  | 0 | 0 | C4 | 0 | 0 | 0 | 0 | 0 | 0 | 0 | 0 | 0 | 0 | 0 | 0 | 0 | 0 | 0 | 0 | 0 | 0 | 0 | 0 | 0 | 0 | 0 | 0 | 0 | 0 | 0 | 0 | 0 | 0 | 0 | 0 | 0 | 0 | 0 | 0 |  |  | C4 | 0 | 0 | 0 | 0 | 0 | C4 | 0 | 0 | 0 | 0 | 0 | C4 | [5 empty] | C4 | [5 empty] | 0 | [6 empty] | 0 | [6 empty] | 0 | [6 empty] | 0 | [6 empty] | 0 | [6 empty] | 0
|  |  | 0 | 0 |  | 0 | 0 | 0 | 0 | 0 |  | 0 | 0 | 0 | 0 | 0 |  | 0 | 0 | 0 | 0 | 0 |  | 0 | 0 | 0 | 0 | 0 |  | 0 | 0 | 0 | 0 | 0 |  | 0 | 0 | 0 | 0 | 0 | [22 empty] | 0 | 0 | 0 | 0 | 0 | 0 |  | 0 | 0 | 0 | 0 | 0 | 0 |  | 0 | 0 | 0 | 0 | 0 | 0 |  | 0 | 0 | 0 | 0 | 0 | 0 |  | 0 | 0 | 0 | 0 | 0 | 0 |  | 0 | 0 | 0 | 0 | 0 | 0
| [Please insert new asset category as required] |  | 0 | 0 | C1 | 0 | 0 | 0 | 0 | 0 | 0 | 0 | 0 | 0 | 0 | 0 | 0 | 0 | 0 | 0 | 0 | 0 | 0 | 0 | 0 | 0 | 0 | 0 | 0 | 0 | 0 | 0 | 0 | 0 | 0 | 0 | 0 | 0 | 0 | 0 | 0 |  |  | C1 | 0 | 0 | 0 | 0 | 0 | C1 | 0 | 0 | 0 | 0 | 0 | C1 | [5 empty] | C1 | [5 empty] | 0 | [6 empty] | 0 | [6 empty] | 0 | [6 empty] | 0 | [6 empty] | 0 | [6 empty] | 0
|  |  | 0 | 0 | C2 | 0 | 0 | 0 | 0 | 0 | 0 | 0 | 0 | 0 | 0 | 0 | 0 | 0 | 0 | 0 | 0 | 0 | 0 | 0 | 0 | 0 | 0 | 0 | 0 | 0 | 0 | 0 | 0 | 0 | 0 | 0 | 0 | 0 | 0 | 0 | 0 |  |  | C2 | 0 | 0 | 0 | 0 | 0 | C2 | 0 | 0 | 0 | 0 | 0 | C2 | [5 empty] | C2 | [5 empty] | 0 | [6 empty] | 0 | [6 empty] | 0 | [6 empty] | 0 | [6 empty] | 0 | [6 empty] | 0
|  |  | 0 | 0 | C3 | 0 | 0 | 0 | 0 | 0 | 0 | 0 | 0 | 0 | 0 | 0 | 0 | 0 | 0 | 0 | 0 | 0 | 0 | 0 | 0 | 0 | 0 | 0 | 0 | 0 | 0 | 0 | 0 | 0 | 0 | 0 | 0 | 0 | 0 | 0 | 0 |  |  | C3 | 0 | 0 | 0 | 0 | 0 | C3 | 0 | 0 | 0 | 0 | 0 | C3 | [5 empty] | C3 | [5 empty] | 0 | [6 empty] | 0 | [6 empty] | 0 | [6 empty] | 0 | [6 empty] | 0 | [6 empty] | 0
|  |  | 0 | 0 | C4 | 0 | 0 | 0 | 0 | 0 | 0 | 0 | 0 | 0 | 0 | 0 | 0 | 0 | 0 | 0 | 0 | 0 | 0 | 0 | 0 | 0 | 0 | 0 | 0 | 0 | 0 | 0 | 0 | 0 | 0 | 0 | 0 | 0 | 0 | 0 | 0 |  |  | C4 | 0 | 0 | 0 | 0 | 0 | C4 | 0 | 0 | 0 | 0 | 0 | C4 | [5 empty] | C4 | [5 empty] | 0 | [6 empty] | 0 | [6 empty] | 0 | [6 empty] | 0 | [6 empty] | 0 | [6 empty] | 0
|  |  | 0 | 0 |  | 0 | 0 | 0 | 0 | 0 |  | 0 | 0 | 0 | 0 | 0 |  | 0 | 0 | 0 | 0 | 0 |  | 0 | 0 | 0 | 0 | 0 |  | 0 | 0 | 0 | 0 | 0 |  | 0 | 0 | 0 | 0 | 0 | [22 empty] | 0 | 0 | 0 | 0 | 0 | 0 |  | 0 | 0 | 0 | 0 | 0 | 0 |  | 0 | 0 | 0 | 0 | 0 | 0 |  | 0 | 0 | 0 | 0 | 0 | 0 |  | 0 | 0 | 0 | 0 | 0 | 0 |  | 0 | 0 | 0 | 0 | 0 | 0
| [Please insert new asset category as required] |  | 0 | 0 | C1 | 0 | 0 | 0 | 0 | 0 | 0 | 0 | 0 | 0 | 0 | 0 | 0 | 0 | 0 | 0 | 0 | 0 | 0 | 0 | 0 | 0 | 0 | 0 | 0 | 0 | 0 | 0 | 0 | 0 | 0 | 0 | 0 | 0 | 0 | 0 | 0 |  |  | C1 | 0 | 0 | 0 | 0 | 0 | C1 | 0 | 0 | 0 | 0 | 0 | C1 | [5 empty] | C1 | [5 empty] | 0 | [6 empty] | 0 | [6 empty] | 0 | [6 empty] | 0 | [6 empty] | 0 | [6 empty] | 0
|  |  | 0 | 0 | C2 | 0 | 0 | 0 | 0 | 0 | 0 | 0 | 0 | 0 | 0 | 0 | 0 | 0 | 0 | 0 | 0 | 0 | 0 | 0 | 0 | 0 | 0 | 0 | 0 | 0 | 0 | 0 | 0 | 0 | 0 | 0 | 0 | 0 | 0 | 0 | 0 |  |  | C2 | 0 | 0 | 0 | 0 | 0 | C2 | 0 | 0 | 0 | 0 | 0 | C2 | [5 empty] | C2 | [5 empty] | 0 | [6 empty] | 0 | [6 empty] | 0 | [6 empty] | 0 | [6 empty] | 0 | [6 empty] | 0
|  |  | 0 | 0 | C3 | 0 | 0 | 0 | 0 | 0 | 0 | 0 | 0 | 0 | 0 | 0 | 0 | 0 | 0 | 0 | 0 | 0 | 0 | 0 | 0 | 0 | 0 | 0 | 0 | 0 | 0 | 0 | 0 | 0 | 0 | 0 | 0 | 0 | 0 | 0 | 0 |  |  | C3 | 0 | 0 | 0 | 0 | 0 | C3 | 0 | 0 | 0 | 0 | 0 | C3 | [5 empty] | C3 | [5 empty] | 0 | [6 empty] | 0 | [6 empty] | 0 | [6 empty] | 0 | [6 empty] | 0 | [6 empty] | 0
|  |  | 0 | 0 | C4 | 0 | 0 | 0 | 0 | 0 | 0 | 0 | 0 | 0 | 0 | 0 | 0 | 0 | 0 | 0 | 0 | 0 | 0 | 0 | 0 | 0 | 0 | 0 | 0 | 0 | 0 | 0 | 0 | 0 | 0 | 0 | 0 | 0 | 0 | 0 | 0 |  |  | C4 | 0 | 0 | 0 | 0 | 0 | C4 | 0 | 0 | 0 | 0 | 0 | C4 | [5 empty] | C4 | [5 empty] | 0 | [6 empty] | 0 | [6 empty] | 0 | [6 empty] | 0 | [6 empty] | 0 | [6 empty] | 0
|  |  | 0 | 0 |  | 0 | 0 | 0 | 0 | 0 |  | 0 | 0 | 0 | 0 | 0 |  | 0 | 0 | 0 | 0 | 0 |  | 0 | 0 | 0 | 0 | 0 |  | 0 | 0 | 0 | 0 | 0 |  | 0 | 0 | 0 | 0 | 0 | [22 empty] | 0 | 0 | 0 | 0 | 0 | 0 |  | 0 | 0 | 0 | 0 | 0 | 0 |  | 0 | 0 | 0 | 0 | 0 | 0 |  | 0 | 0 | 0 | 0 | 0 | 0 |  | 0 | 0 | 0 | 0 | 0 | 0 |  | 0 | 0 | 0 | 0 | 0 | 0
| [Please insert new asset category as required] |  | 0 | 0 | C1 | 0 | 0 | 0 | 0 | 0 | 0 | 0 | 0 | 0 | 0 | 0 | 0 | 0 | 0 | 0 | 0 | 0 | 0 | 0 | 0 | 0 | 0 | 0 | 0 | 0 | 0 | 0 | 0 | 0 | 0 | 0 | 0 | 0 | 0 | 0 | 0 |  |  | C1 | 0 | 0 | 0 | 0 | 0 | C1 | 0 | 0 | 0 | 0 | 0 | C1 | [5 empty] | C1 | [5 empty] | 0 | [6 empty] | 0 | [6 empty] | 0 | [6 empty] | 0 | [6 empty] | 0 | [6 empty] | 0
|  |  | 0 | 0 | C2 | 0 | 0 | 0 | 0 | 0 | 0 | 0 | 0 | 0 | 0 | 0 | 0 | 0 | 0 | 0 | 0 | 0 | 0 | 0 | 0 | 0 | 0 | 0 | 0 | 0 | 0 | 0 | 0 | 0 | 0 | 0 | 0 | 0 | 0 | 0 | 0 |  |  | C2 | 0 | 0 | 0 | 0 | 0 | C2 | 0 | 0 | 0 | 0 | 0 | C2 | [5 empty] | C2 | [5 empty] | 0 | [6 empty] | 0 | [6 empty] | 0 | [6 empty] | 0 | [6 empty] | 0 | [6 empty] | 0
|  |  | 0 | 0 | C3 | 0 | 0 | 0 | 0 | 0 | 0 | 0 | 0 | 0 | 0 | 0 | 0 | 0 | 0 | 0 | 0 | 0 | 0 | 0 | 0 | 0 | 0 | 0 | 0 | 0 | 0 | 0 | 0 | 0 | 0 | 0 | 0 | 0 | 0 | 0 | 0 |  |  | C3 | 0 | 0 | 0 | 0 | 0 | C3 | 0 | 0 | 0 | 0 | 0 | C3 | [5 empty] | C3 | [5 empty] | 0 | [6 empty] | 0 | [6 empty] | 0 | [6 empty] | 0 | [6 empty] | 0 | [6 empty] | 0
|  |  | 0 | 0 | C4 | 0 | 0 | 0 | 0 | 0 | 0 | 0 | 0 | 0 | 0 | 0 | 0 | 0 | 0 | 0 | 0 | 0 | 0 | 0 | 0 | 0 | 0 | 0 | 0 | 0 | 0 | 0 | 0 | 0 | 0 | 0 | 0 | 0 | 0 | 0 | 0 |  |  | C4 | 0 | 0 | 0 | 0 | 0 | C4 | 0 | 0 | 0 | 0 | 0 | C4 | [5 empty] | C4 | [5 empty] | 0 | [6 empty] | 0 | [6 empty] | 0 | [6 empty] | 0 | [6 empty] | 0 | [6 empty] | 0
|  |  | 0 | 0 |  | 0 | 0 | 0 | 0 | 0 |  | 0 | 0 | 0 | 0 | 0 |  | 0 | 0 | 0 | 0 | 0 |  | 0 | 0 | 0 | 0 | 0 |  | 0 | 0 | 0 | 0 | 0 |  | 0 | 0 | 0 | 0 | 0 | [22 empty] | 0 | 0 | 0 | 0 | 0 | 0 |  | 0 | 0 | 0 | 0 | 0 | 0 |  | 0 | 0 | 0 | 0 | 0 | 0 |  | 0 | 0 | 0 | 0 | 0 | 0 |  | 0 | 0 | 0 | 0 | 0 | 0 |  | 0 | 0 | 0 | 0 | 0 | 0
[63 empty] | 203707.1704 | 1522917.7111 | 1529525.9431 | 1164660.6717 | 3838085.6443 | 8258897.1406 |  | 221685.2185 | 1498142.3446 | 1401716.3058 | 709395.7041 | 2884094.4516 | 6715034.0247 |  | 202835.3079 | 1253641.8868 | 1770883.5011 | 1131963.7183 | 4512032.1518 | 8871356.5659 |  | 202835.3079 | 1253641.8868 | 1770883.5011 | 1131963.7183 | 4512032.1518 | 8871356.5659 |  | 185003.737 | 897657.9387 | 2308902.1152 | 2062567.8353 | 5769829.3287 | 11223960.9549 |  | 185003.737 | 897657.9387 | 2308902.1152 | 2062567.8353 | 5769829.3287 | 11223960.9549
| EHV Network | [66 empty] | 0 | [6 empty] | 0 | [6 empty] | 0 | [6 empty] | 0 | [6 empty] | 0 | [6 empty] | 0
| EHV Switchgear (GM) |  | 590 | 590 | C1 | 350 | 176 | 48 | 15 | 1 | 590 | 349 | 176 | 48 | 15 | 1 | 589 | 0 | 0 | 0 | 0 | 0 | 0 | 341 | 114 | 108 | 13 | 13 | 589 | 0 | 0 | 0 | 0 | 0 | 0 | 324 | 75 | 128 | 48 | 14 | 589 |  |  | C1 | 0.00031753 | 0.0013657 | 0.0039417 | 0.0088231 | 0.016787 | C1 | 85641.3657 | 85641.3657 | 85641.3657 | 85641.3657 | 85641.3657 | C1 | 27.1935 | 116.9588 | 337.5728 | 755.6213 | 1437.6899 | C1 | 9490.5487 | 20584.7568 | 16203.4966 | 11334.3192 | 1437.6899 | 59050.8112 |  | 9517.7423 | 20584.7568 | 16203.4966 | 11334.3192 | 1437.6899 | 59078.0048 |  | 9273.0003 | 13333.3084 | 36457.8673 | 9823.0767 | 18689.9685 | 87577.2212 |  | 9273.0003 | 13333.3084 | 36457.8673 | 9823.0767 | 18689.9685 | 87577.2212 |  | 8810.71 | 8771.9134 | 43209.3243 | 36269.8215 | 20127.6584 | 117189.4275 |  | 8810.71 | 8771.9134 | 43209.3243 | 36269.8215 | 20127.6584 | 117189.4275
|  |  | 460 | 460 | C2 | 125 | 213 | 61 | 45 | 16 | 460 | 108 | 216 | 63 | 48 | 29 | 464 | 0 | 0 | 0 | 0 | 0 | 0 | 100 | 126 | 131 | 59 | 48 | 464 | 0 | 0 | 0 | 0 | 0 | 0 | 86 | 59 | 198 | 44 | 77 | 464 |  |  | C2 | 0.00031753 | 0.0013657 | 0.0039417 | 0.0088231 | 0.016787 | C2 | 122344.8082 | 122344.8082 | 122344.8082 | 122344.8082 | 122344.8082 | C2 | 38.8479 | 167.0841 | 482.2469 | 1079.459 | 2053.8427 | C2 | 4195.5762 | 36090.158 | 30381.5561 | 51814.0307 | 59561.438 | 182042.7591 |  | 4855.991 | 35588.9058 | 29417.0623 | 48575.6538 | 32861.4831 | 151299.0959 |  | 3884.7928 | 21052.5922 | 63174.3469 | 63688.0794 | 98584.4492 | 250384.2604 |  | 3884.7928 | 21052.5922 | 63174.3469 | 63688.0794 | 98584.4492 | 250384.2604 |  | 3340.9218 | 9857.9598 | 95484.8907 | 47496.1948 | 158145.8872 | 314325.8543 |  | 3340.9218 | 9857.9598 | 95484.8907 | 47496.1948 | 158145.8872 | 314325.8543
|  |  | 347 | 347 | C3 | 65 | 166 | 82 | 30 | 4 | 347 | 65 | 166 | 82 | 30 | 4 | 347 | 0 | 0 | 0 | 0 | 0 | 0 | 65 | 101 | 119 | 47 | 15 | 347 | 0 | 0 | 0 | 0 | 0 | 0 | 64 | 46 | 156 | 58 | 23 | 347 |  |  | C3 | 0.00031753 | 0.0013657 | 0.0039417 | 0.0088231 | 0.016787 | C3 | 183517.2123 | 183517.2123 | 183517.2123 | 183517.2123 | 183517.2123 | C3 | 58.2719 | 250.6261 | 723.3704 | 1619.1885 | 3080.764 | C3 | 3787.673 | 41603.9322 | 59316.3715 | 48575.6538 | 12323.0561 | 165606.6865 |  | 3787.673 | 41603.9322 | 59316.3715 | 48575.6538 | 12323.0561 | 165606.6865 |  | 3787.673 | 25313.2358 | 86081.0757 | 76101.8576 | 46211.4605 | 237495.3026 |  | 3787.673 | 25313.2358 | 86081.0757 | 76101.8576 | 46211.4605 | 237495.3026 |  | 3729.4011 | 11528.8005 | 112845.7799 | 93912.9307 | 70857.5728 | 292874.4849 |  | 3729.4011 | 11528.8005 | 112845.7799 | 93912.9307 | 70857.5728 | 292874.4849
|  |  | 41 | 41 | C4 | 0 | 5 | 5 | 13 | 18 | 41 | 0 | 5 | 5 | 13 | 18 | 41 | 0 | 0 | 0 | 0 | 0 | 0 | 0 | 1 | 8 | 1 | 31 | 41 | 0 | 0 | 0 | 0 | 0 | 0 | 0 | 0 | 5 | 5 | 31 | 41 |  |  | C4 | 0.00031753 | 0.0013657 | 0.0039417 | 0.0088231 | 0.016787 | C4 | 305862.0204 | 305862.0204 | 305862.0204 | 305862.0204 | 305862.0204 | C4 | 97.1198 | 417.7102 | 1205.6173 | 2698.6474 | 5134.6067 | C4 | 0 | 2088.5508 | 6028.0865 | 35082.4166 | 92422.9211 | 135621.9751 |  | 0 | 2088.5508 | 6028.0865 | 35082.4166 | 92422.9211 | 135621.9751 |  | 0 | 417.7102 | 9644.9385 | 2698.6474 | 159172.8085 | 171934.1046 |  | 0 | 417.7102 | 9644.9385 | 2698.6474 | 159172.8085 | 171934.1046 |  | 0 | 0 | 6028.0865 | 13493.2372 | 159172.8085 | 178694.1322 |  | 0 | 0 | 6028.0865 | 13493.2372 | 159172.8085 | 178694.1322
|  |  | 1438 | 1438 |  | 540 | 560 | 196 | 103 | 39 |  | 522 | 563 | 198 | 106 | 52 |  | 0 | 0 | 0 | 0 | 0 |  | 506 | 342 | 366 | 120 | 107 |  | 0 | 0 | 0 | 0 | 0 |  | 474 | 180 | 487 | 155 | 145 | [22 empty] | 17473.7979 | 100367.3978 | 111929.5107 | 146806.4204 | 165745.1051 | 542322.232 |  | 18161.4062 | 99866.1456 | 110965.0169 | 143568.0435 | 139045.1502 | 511605.7623 |  | 16945.4661 | 60116.8466 | 195358.2283 | 152311.6611 | 322658.6867 | 747390.8888 |  | 16945.4661 | 60116.8466 | 195358.2283 | 152311.6611 | 322658.6867 | 747390.8888 |  | 15881.0328 | 30158.6737 | 257568.0813 | 191172.1842 | 408303.9269 | 903083.899 |  | 15881.0328 | 30158.6737 | 257568.0813 | 191172.1842 | 408303.9269 | 903083.899
| EHV Transformer |  | 123 | 123 | C1 | 60 | 38 | 19 | 5 | 1 | 123 | 60 | 38 | 19 | 5 | 1 | 123 | 0 | 0 | 0 | 0 | 0 | 0 | 50 | 44 | 19 | 6 | 4 | 123 | 0 | 0 | 0 | 0 | 0 | 0 | 36 | 47 | 22 | 11 | 7 | 123 |  |  | C1 | 0.0014045 | 0.0060405 | 0.017434 | 0.039025 | 0.074252 | C1 | 89163.2979 | 89163.2979 | 89163.2979 | 89163.2979 | 89163.2979 | C1 | 125.2255 | 538.592 | 1554.513 | 3479.6137 | 6620.5194 | C1 | 7513.5295 | 20466.497 | 29535.7465 | 17398.0683 | 6620.5194 | 81534.3607 |  | 7513.5295 | 20466.497 | 29535.7465 | 17398.0683 | 6620.5194 | 81534.3607 |  | 6261.2745 | 23698.0491 | 29535.7465 | 20877.682 | 26482.0776 | 106854.8298 |  | 6261.2745 | 23698.0491 | 29535.7465 | 20877.682 | 26482.0776 | 106854.8298 |  | 4508.1177 | 25313.8252 | 34199.2854 | 38275.7503 | 46343.6359 | 148640.6144 |  | 4508.1177 | 25313.8252 | 34199.2854 | 38275.7503 | 46343.6359 | 148640.6144
|  |  | 484 | 484 | C2 | 100 | 170 | 148 | 62 | 4 | 484 | 90 | 170 | 146 | 65 | 11 | 482 | 0 | 0 | 0 | 0 | 0 | 0 | 73 | 124 | 167 | 86 | 32 | 482 | 0 | 0 | 0 | 0 | 0 | 0 | 62 | 76 | 187 | 74 | 83 | 482 |  |  | C2 | 0.0014045 | 0.0060405 | 0.017434 | 0.039025 | 0.074252 | C2 | 127376.1399 | 127376.1399 | 127376.1399 | 127376.1399 | 127376.1399 | C2 | 178.8936 | 769.4172 | 2220.7328 | 4970.8767 | 9457.8849 | C2 | 16100.4203 | 130800.9205 | 324226.9918 | 323106.9828 | 104036.7336 | 898272.0489 |  | 17889.3559 | 130800.9205 | 328668.4575 | 308194.3528 | 37831.5395 | 823384.6261 |  | 13059.2298 | 95407.7302 | 370862.3811 | 427495.3926 | 302652.3158 | 1209477.0495 |  | 13059.2298 | 95407.7302 | 370862.3811 | 427495.3926 | 302652.3158 | 1209477.0495 |  | 11091.4006 | 58475.7056 | 415277.0375 | 367844.8727 | 785004.4441 | 1637693.4606 |  | 11091.4006 | 58475.7056 | 415277.0375 | 367844.8727 | 785004.4441 | 1637693.4606
|  |  | 41 | 41 | C3 | 2 | 5 | 14 | 17 | 3 | 41 | 2 | 5 | 14 | 17 | 3 | 41 | 0 | 0 | 0 | 0 | 0 | 0 | 2 | 2 | 16 | 14 | 7 | 41 | 0 | 0 | 0 | 0 | 0 | 0 | 2 | 2 | 13 | 3 | 21 | 41 |  |  | C3 | 0.0014045 | 0.0060405 | 0.017434 | 0.039025 | 0.074252 | C3 | 191064.2099 | 191064.2099 | 191064.2099 | 191064.2099 | 191064.2099 | C3 | 268.3403 | 1154.1258 | 3331.0992 | 7456.315 | 14186.8273 | C3 | 536.6807 | 5770.6288 | 46635.3892 | 126757.3548 | 42560.4819 | 222260.5355 |  | 536.6807 | 5770.6288 | 46635.3892 | 126757.3548 | 42560.4819 | 222260.5355 |  | 536.6807 | 2308.2515 | 53297.5877 | 104388.4098 | 99307.7911 | 259838.7209 |  | 536.6807 | 2308.2515 | 53297.5877 | 104388.4098 | 99307.7911 | 259838.7209 |  | 536.6807 | 2308.2515 | 43304.29 | 22368.945 | 297923.3734 | 366441.5406 |  | 536.6807 | 2308.2515 | 43304.29 | 22368.945 | 297923.3734 | 366441.5406
|  |  | 14 | 14 | C4 | 0 | 11 | 1 | 0 | 2 | 14 | 0 | 11 | 1 | 0 | 2 | 14 | 0 | 0 | 0 | 0 | 0 | 0 | 0 | 11 | 1 | 0 | 2 | 14 | 0 | 0 | 0 | 0 | 0 | 0 | 0 | 7 | 5 | 0 | 2 | 14 |  |  | C4 | 0.0014045 | 0.0060405 | 0.017434 | 0.039025 | 0.074252 | C4 | 318440.3498 | 318440.3498 | 318440.3498 | 318440.3498 | 318440.3498 | C4 | 447.2339 | 1923.5429 | 5551.8321 | 12427.1916 | 23644.7122 | C4 | 0 | 21158.9724 | 5551.8321 | 0 | 47289.4243 | 74000.2288 |  | 0 | 21158.9724 | 5551.8321 | 0 | 47289.4243 | 74000.2288 |  | 0 | 21158.9724 | 5551.8321 | 0 | 47289.4243 | 74000.2288 |  | 0 | 21158.9724 | 5551.8321 | 0 | 47289.4243 | 74000.2288 |  | 0 | 13464.8006 | 27759.1603 | 0 | 47289.4243 | 88513.3852 |  | 0 | 13464.8006 | 27759.1603 | 0 | 47289.4243 | 88513.3852
|  |  | 662 | 662 |  | 162 | 224 | 182 | 84 | 10 |  | 152 | 224 | 180 | 87 | 17 |  | 0 | 0 | 0 | 0 | 0 |  | 125 | 181 | 203 | 106 | 45 |  | 0 | 0 | 0 | 0 | 0 |  | 100 | 132 | 227 | 88 | 113 | [22 empty] | 24150.6304 | 178197.0187 | 405949.9596 | 467262.4059 | 200507.1592 | 1276067.1739 |  | 25939.566 | 178197.0187 | 410391.4253 | 452349.7759 | 134301.9651 | 1201179.7511 |  | 19857.185 | 142573.0033 | 459247.5473 | 552761.4844 | 475731.6089 | 1650170.829 |  | 19857.185 | 142573.0033 | 459247.5473 | 552761.4844 | 475731.6089 | 1650170.829 |  | 16136.199 | 99562.583 | 520539.7732 | 428489.568 | 1176560.8777 | 2241289.0008 |  | 16136.199 | 99562.583 | 520539.7732 | 428489.568 | 1176560.8777 | 2241289.0008
| EHV UG Cable (Gas) |  | 15.2031 | 15.2031 | C1 | 2.5182 | 5.8003 | 3.7571 | 0.40591 | 2.7216 | 15.2031 | 2.5182 | 5.8003 | 4.1241 | 0.63586 | 4.347 | 17.4255 | 0 | 0 | 0 | 0 | 0 | 0 | 2.4609 | 0.67059 | 10.4743 | 0.4421 | 2.829 | 16.8768 | 0 | 0 | 0 | 0 | 0 | 0 | 2.4506 | 0.042148 | 10.2376 | 0.78627 | 2.829 | 16.3456 |  |  | C1 | 0.00038358 | 0.0016498 | 0.0047617 | 0.010659 | 0.02028 | C1 | 88872.4078 | 88872.4078 | 88872.4078 | 88872.4078 | 88872.4078 | C1 | 34.0899 | 146.6201 | 423.1827 | 947.25 | 1802.294 | C1 | 85.8468 | 850.4392 | 1745.24 | 602.3196 | 7834.558 | 11118.4036 |  | 85.8468 | 850.4392 | 1589.9191 | 384.4961 | 4905.1206 | 7815.8218 |  | 83.8905 | 98.3215 | 4432.5312 | 418.7756 | 5098.7179 | 10132.2367 |  | 83.8905 | 98.3215 | 4432.5312 | 418.7756 | 5098.7179 | 10132.2367 |  | 83.541 | 6.1797 | 4332.3584 | 744.7952 | 5098.7179 | 10265.5923 |  | 83.541 | 6.1797 | 4332.3584 | 744.7952 | 5098.7179 | 10265.5923
|  |  | 42.3385 | 42.3385 | C2 | 2.8324 | 19.9037 | 12.2783 | 0.73512 | 6.589 | 42.3385 | 2.8324 | 19.9037 | 13.4778 | 1.1516 | 10.5241 | 47.8895 | 0 | 0 | 0 | 0 | 0 | 0 | 2.7678 | 2.3011 | 34.2307 | 0.80066 | 6.849 | 46.9493 | 0 | 0 | 0 | 0 | 0 | 0 | 2.7563 | 0.14463 | 33.4571 | 1.424 | 6.849 | 44.631 |  |  | C2 | 0.00038358 | 0.0016498 | 0.0047617 | 0.010659 | 0.02028 | C2 | 126960.5826 | 126960.5826 | 126960.5826 | 126960.5826 | 126960.5826 | C2 | 48.6999 | 209.4573 | 604.5467 | 1353.2142 | 2574.7057 | C2 | 137.9364 | 4168.979 | 8147.9553 | 1558.3395 | 27096.3448 | 41109.555 |  | 137.9364 | 4168.979 | 7422.8129 | 994.7799 | 16964.6888 | 29689.1971 |  | 134.7931 | 481.9866 | 20694.0397 | 1083.4689 | 17634.2582 | 40028.5465 |  | 134.7931 | 481.9866 | 20694.0397 | 1083.4689 | 17634.2582 | 40028.5465 |  | 134.2316 | 30.2939 | 20226.366 | 1926.9567 | 17634.2582 | 39952.1062 |  | 134.2316 | 30.2939 | 20226.366 | 1926.9567 | 17634.2582 | 39952.1062
|  |  | 41.4638 | 41.4638 | C3 | 8.3452 | 16.0809 | 2.2347 | 4.3467 | 10.4563 | 41.4638 | 8.3452 | 16.0809 | 2.453 | 6.8092 | 16.701 | 50.3893 | 0 | 0 | 0 | 0 | 0 | 0 | 8.1551 | 1.8592 | 6.2301 | 4.7343 | 10.869 | 31.8475 | 0 | 0 | 0 | 0 | 0 | 0 | 8.1211 | 0.11685 | 6.0893 | 8.4199 | 10.869 | 33.6161 |  |  | C3 | 0.00038358 | 0.0016498 | 0.0047617 | 0.010659 | 0.02028 | C3 | 190440.8739 | 190440.8739 | 190440.8739 | 190440.8739 | 190440.8739 | C3 | 73.0499 | 314.1859 | 906.8201 | 2029.8213 | 3862.0585 | C3 | 609.6195 | 5052.3949 | 2224.4238 | 13821.5142 | 64500.1105 | 86208.0629 |  | 609.6195 | 5052.3949 | 2026.4571 | 8823.0871 | 40382.7274 | 56894.286 |  | 595.7271 | 584.1206 | 5649.5541 | 9609.7043 | 41976.5696 | 58415.6758 |  | 595.7271 | 584.1206 | 5649.5541 | 9609.7043 | 41976.5696 | 58415.6758 |  | 593.2456 | 36.7132 | 5521.8774 | 17090.9228 | 41976.5696 | 65219.3285 |  | 593.2456 | 36.7132 | 5521.8774 | 17090.9228 | 41976.5696 | 65219.3285
|  |  | 15.7938 | 15.7938 | C4 | 3.7705 | 2.521 | 2.9632 | 1.8352 | 4.7038 | 15.7938 | 3.7705 | 2.521 | 3.2527 | 2.8749 | 7.5131 | 19.9322 | 0 | 0 | 0 | 0 | 0 | 0 | 3.6846 | 0.29145 | 8.2611 | 1.9989 | 4.8895 | 19.1255 | 0 | 0 | 0 | 0 | 0 | 0 | 3.6692 | 0.018319 | 8.0744 | 3.555 | 4.8895 | 20.2065 |  |  | C4 | 0.00038358 | 0.0016498 | 0.0047617 | 0.010659 | 0.02028 | C4 | 317401.4566 | 317401.4566 | 317401.4566 | 317401.4566 | 317401.4566 | C4 | 121.7498 | 523.6432 | 1511.3668 | 3383.0356 | 6436.7642 | C4 | 459.0602 | 1320.0818 | 4916.0194 | 9725.9688 | 48359.908 | 64781.0381 |  | 459.0602 | 1320.0818 | 4478.5091 | 6208.6591 | 30277.5447 | 42743.8548 |  | 448.5988 | 152.6181 | 12485.6232 | 6762.1885 | 31472.5514 | 51321.58 |  | 448.5988 | 152.6181 | 12485.6232 | 6762.1885 | 31472.5514 | 51321.58 |  | 446.7301 | 9.5924 | 12203.455 | 12026.597 | 31472.5514 | 56158.9259 |  | 446.7301 | 9.5924 | 12203.455 | 12026.597 | 31472.5514 | 56158.9259
|  |  | 114.7992 | 114.7992 |  | 17.4664 | 44.3059 | 21.2333 | 7.323 | 24.4707 |  | 17.4664 | 44.3059 | 23.3076 | 11.4716 | 39.0851 |  | 0 | 0 | 0 | 0 | 0 |  | 17.0684 | 5.1223 | 59.1962 | 7.9759 | 25.4365 |  | 0 | 0 | 0 | 0 | 0 |  | 16.9973 | 0.32195 | 57.8584 | 14.1851 | 25.4365 | [22 empty] | 1292.4629 | 11391.8949 | 17033.6385 | 25708.142 | 147790.9213 | 203217.0596 |  | 1292.4629 | 11391.8949 | 15517.6982 | 16411.0222 | 92530.0815 | 137143.1598 |  | 1263.0095 | 1317.0468 | 43261.7482 | 17874.1374 | 96182.097 | 159898.039 |  | 1263.0095 | 1317.0468 | 43261.7482 | 17874.1374 | 96182.097 | 159898.039 |  | 1257.7483 | 82.7791 | 42284.0568 | 31789.2716 | 96182.097 | 171595.9529 |  | 1257.7483 | 82.7791 | 42284.0568 | 31789.2716 | 96182.097 | 171595.9529
| EHV UG Cable (Oil) |  | 31.4034 | 31.4034 | C1 | 4.2365 | 19.4404 | 0.44579 | 1.1896 | 6.091 | 31.4034 | 4.2365 | 19.4404 | 0.44579 | 1.3566 | 9.2084 | 34.6877 | 0 | 0 | 0 | 0 | 0 | 0 | 1.5587 | 18.6928 | 3.7538 | 1.2481 | 6.5982 | 31.8516 | 0 | 0 | 0 | 0 | 0 | 0 | 0.18164 | 15.6333 | 10.9219 | 0.043247 | 8.0276 | 34.8077 |  |  | C1 | 0.00041313 | 0.0017769 | 0.0051285 | 0.01148 | 0.021842 | C1 | 121576.5435 | 121576.5435 | 121576.5435 | 121576.5435 | 121576.5435 | C1 | 50.2268 | 216.0245 | 623.5013 | 1395.642 | 2655.4313 | C1 | 212.7874 | 4199.6059 | 277.9519 | 1893.2948 | 24452.3368 | 31035.9767 |  | 212.7874 | 4199.6059 | 277.9519 | 1660.2758 | 16174.2501 | 22524.871 |  | 78.289 | 4038.1002 | 2340.4768 | 1741.8422 | 17521.1664 | 25719.8746 |  | 78.289 | 4038.1002 | 2340.4768 | 1741.8422 | 17521.1664 | 25719.8746 |  | 9.1234 | 3377.1767 | 6809.8491 | 60.3567 | 21316.631 | 31573.1369 |  | 9.1234 | 3377.1767 | 6809.8491 | 60.3567 | 21316.631 | 31573.1369
|  |  | 163.4809 | 163.4809 | C2 | 0 | 124.2851 | 1.2872 | 6.4483 | 31.4603 | 163.4809 | 0 | 124.2851 | 1.2872 | 7.3534 | 47.5619 | 180.4875 | 0 | 0 | 0 | 0 | 0 | 0 | 0 | 119.5055 | 10.8385 | 6.7651 | 34.0802 | 171.1892 | 0 | 0 | 0 | 0 | 0 | 0 | 0 | 99.9458 | 31.5356 | 0.23442 | 41.4627 | 173.1785 |  |  | C2 | 0.00041313 | 0.0017769 | 0.0051285 | 0.01148 | 0.021842 | C2 | 173680.7765 | 173680.7765 | 173680.7765 | 173680.7765 | 173680.7765 | C2 | 71.7526 | 308.6064 | 890.7161 | 1993.7743 | 3793.4733 | C2 | 0 | 38355.1861 | 1146.4964 | 14660.9294 | 180424.7538 | 234587.3656 |  | 0 | 38355.1861 | 1146.4964 | 12856.5221 | 119343.8121 | 171702.0166 |  | 0 | 36880.1467 | 9654.0029 | 13488.1404 | 129282.2095 | 189304.4996 |  | 0 | 36880.1467 | 9654.0029 | 13488.1404 | 129282.2095 | 189304.4996 |  | 0 | 30843.9038 | 28089.2777 | 467.3786 | 157287.54 | 216688.1001 |  | 0 | 30843.9038 | 28089.2777 | 467.3786 | 157287.54 | 216688.1001
|  |  | 82.6444 | 82.6444 | C3 | 14.4231 | 58.1907 | 0.48472 | 0.86046 | 8.6854 | 82.6444 | 14.4231 | 58.1907 | 0.48472 | 0.98123 | 13.1306 | 87.2103 | 0 | 0 | 0 | 0 | 0 | 0 | 5.3066 | 55.9529 | 4.0815 | 0.90274 | 9.4086 | 75.6523 | 0 | 0 | 0 | 0 | 0 | 0 | 0.6184 | 46.795 | 11.8756 | 0.031281 | 11.4468 | 70.767 |  |  | C3 | 0.00041313 | 0.0017769 | 0.0051285 | 0.01148 | 0.021842 | C3 | 260521.1647 | 260521.1647 | 260521.1647 | 260521.1647 | 260521.1647 | C3 | 107.6289 | 462.9096 | 1336.0742 | 2990.6615 | 5690.21 | C3 | 1552.3396 | 26937.0519 | 647.6173 | 2934.5198 | 74715.7743 | 106787.303 |  | 1552.3396 | 26937.0519 | 647.6173 | 2573.3511 | 49421.5187 | 81131.8786 |  | 571.1389 | 25901.1238 | 5453.2225 | 2699.7754 | 53537.1128 | 88162.3734 |  | 571.1389 | 25901.1238 | 5453.2225 | 2699.7754 | 53537.1128 | 88162.3734 |  | 66.5572 | 21661.8383 | 15866.691 | 93.5501 | 65134.4125 | 102823.0492 |  | 66.5572 | 21661.8383 | 15866.691 | 93.5501 | 65134.4125 | 102823.0492
|  |  | 26.5183 | 26.5183 | C4 | 3.7024 | 19.0473 | 0.21804 | 0.1589 | 3.3917 | 26.5183 | 3.7024 | 19.0473 | 0.21804 | 0.1812 | 5.1276 | 28.2765 | 0 | 0 | 0 | 0 | 0 | 0 | 1.3622 | 18.3148 | 1.836 | 0.16671 | 3.6742 | 25.3538 | 0 | 0 | 0 | 0 | 0 | 0 | 0.15874 | 15.3172 | 5.342 | 0.0057766 | 4.4701 | 25.2938 |  |  | C4 | 0.00041313 | 0.0017769 | 0.0051285 | 0.01148 | 0.021842 | C4 | 434201.9412 | 434201.9412 | 434201.9412 | 434201.9412 | 434201.9412 | C4 | 179.3815 | 771.5159 | 2226.7904 | 4984.4358 | 9483.6833 | C4 | 664.1336 | 14695.2823 | 485.5304 | 903.1985 | 48628.8592 | 65377.0041 |  | 664.1336 | 14695.2823 | 485.5304 | 792.0365 | 32166.0599 | 48803.0427 |  | 244.349 | 14130.1405 | 4088.3789 | 830.9479 | 34844.6997 | 54138.5159 |  | 244.349 | 14130.1405 | 4088.3789 | 830.9479 | 34844.6997 | 54138.5159 |  | 28.475 | 11817.4339 | 11895.5433 | 28.7932 | 42392.8174 | 66163.0628 |  | 28.475 | 11817.4339 | 11895.5433 | 28.7932 | 42392.8174 | 66163.0628
|  |  | 304.047 | 304.047 |  | 22.362 | 220.9636 | 2.4357 | 8.6573 | 49.6284 |  | 22.362 | 220.9636 | 2.4357 | 9.8724 | 75.0285 |  | 0 | 0 | 0 | 0 | 0 |  | 8.2274 | 212.4659 | 20.5098 | 9.0826 | 53.7612 |  | 0 | 0 | 0 | 0 | 0 |  | 0.95878 | 177.6912 | 59.6752 | 0.31472 | 65.4071 | [22 empty] | 2429.2606 | 84187.1262 | 2557.5959 | 20391.9425 | 328221.7241 | 437787.6493 |  | 2429.2606 | 84187.1262 | 2557.5959 | 17882.1855 | 217105.6407 | 324161.809 |  | 893.7769 | 80949.5111 | 21536.0811 | 18760.7059 | 235185.1884 | 357325.2635 |  | 893.7769 | 80949.5111 | 21536.0811 | 18760.7059 | 235185.1884 | 357325.2635 |  | 104.1556 | 67700.3527 | 62661.3611 | 650.0787 | 286131.4009 | 417247.349 |  | 104.1556 | 67700.3527 | 62661.3611 | 650.0787 | 286131.4009 | 417247.349
| EHV UG Cable (Non Pressurised) |  | 104.0906 | 104.0906 | C1 | 63.0248 | 33.4545 | 2.8095 | 1.5781 | 3.2237 | 104.0906 | 57.8658 | 33.4545 | 2.9815 | 1.8725 | 5.4369 | 101.6111 | 0 | 0 | 0 | 0 | 0 | 0 | 60.4734 | 36.5877 | 1.4243 | 3.1906 | 5.316 | 106.992 | 0 | 0 | 0 | 0 | 0 | 0 | 58.9052 | 36.6579 | 3.293 | 2.5431 | 8.0779 | 109.477 |  |  | C1 | 0.0047423 | 0.020396 | 0.058869 | 0.13177 | 0.25072 | C1 | 59488.5199 | 59488.5199 | 59488.5199 | 59488.5199 | 59488.5199 | C1 | 282.1118 | 1213.3567 | 3502.0546 | 7838.9805 | 14914.9094 | C1 | 16324.6326 | 40592.2047 | 10441.3813 | 14678.2908 | 81090.5965 | 163127.1059 |  | 17780.0503 | 40592.2047 | 9838.8934 | 12370.4444 | 48081.8869 | 128663.4798 |  | 17060.2705 | 44393.9192 | 4987.8133 | 25010.8994 | 79287.9615 | 170740.8639 |  | 17060.2705 | 44393.9192 | 4987.8133 | 25010.8994 | 79287.9615 | 170740.8639 |  | 16617.844 | 44479.0946 | 11532.2767 | 19934.9541 | 120480.8473 | 213045.0167 |  | 16617.844 | 44479.0946 | 11532.2767 | 19934.9541 | 120480.8473 | 213045.0167
|  |  | 132.7849 | 132.7849 | C2 | 95.3921 | 32.2977 | 1.95 | 1.6088 | 1.5362 | 132.7849 | 87.5836 | 32.2977 | 2.0694 | 1.909 | 2.5907 | 126.4505 | 0 | 0 | 0 | 0 | 0 | 0 | 91.5304 | 35.3294 | 0.98857 | 3.2528 | 2.5331 | 133.6343 | 0 | 0 | 0 | 0 | 0 | 0 | 89.1567 | 35.3974 | 2.2857 | 2.5926 | 3.8492 | 133.2816 |  |  | C2 | 0.0047423 | 0.020396 | 0.058869 | 0.13177 | 0.25072 | C2 | 84983.5999 | 84983.5999 | 84983.5999 | 84983.5999 | 84983.5999 | C2 | 403.0169 | 1733.3667 | 5002.9351 | 11198.5436 | 21307.0135 | C2 | 35297.6805 | 55983.795 | 10353.321 | 21377.8097 | 55200.9625 | 178213.5686 |  | 38444.6345 | 55983.795 | 9755.9143 | 18016.6077 | 32730.8782 | 154931.8297 |  | 36888.302 | 61238.8501 | 4945.7471 | 36426.465 | 53973.8512 | 193473.2155 |  | 36888.302 | 61238.8501 | 4945.7471 | 36426.465 | 53973.8512 | 193473.2155 |  | 35931.6722 | 61356.5867 | 11435.016 | 29033.7383 | 82015.166 | 219772.1793 |  | 35931.6722 | 61356.5867 | 11435.016 | 29033.7383 | 82015.166 | 219772.1793
|  |  | 212.8805 | 212.8805 | C3 | 165.5594 | 38.6935 | 2.4973 | 3.814 | 2.3163 | 212.8805 | 152.0072 | 38.6935 | 2.6502 | 4.5256 | 3.9064 | 201.7829 | 0 | 0 | 0 | 0 | 0 | 0 | 158.8572 | 42.3181 | 1.266 | 7.7113 | 3.8195 | 213.9721 | 0 | 0 | 0 | 0 | 0 | 0 | 154.7375 | 42.3993 | 2.9271 | 6.1463 | 5.8039 | 212.0141 |  |  | C3 | 0.0047423 | 0.020396 | 0.058869 | 0.13177 | 0.25072 | C3 | 127475.3999 | 127475.3999 | 127475.3999 | 127475.3999 | 127475.3999 | C3 | 604.5254 | 2600.05 | 7504.4026 | 16797.8154 | 31960.5202 | C3 | 91892.2354 | 100605.0561 | 19888.3188 | 76019.6539 | 124849.9227 | 413255.1869 |  | 100084.8598 | 100605.0561 | 18740.7243 | 64067.1939 | 74028.5573 | 357526.3915 |  | 96033.1808 | 110029.2002 | 9500.584 | 129532.7867 | 122074.5228 | 467170.2745 |  | 96033.1808 | 110029.2002 | 9500.584 | 129532.7867 | 122074.5228 | 467170.2745 |  | 93542.738 | 110240.343 | 21966.212 | 103244.1945 | 185496.5327 | 514490.0201 |  | 93542.738 | 110240.343 | 21966.212 | 103244.1945 | 185496.5327 | 514490.0201
|  |  | 632.5773 | 632.5773 | C4 | 490.7189 | 114.9077 | 13.8062 | 6.8262 | 6.3183 | 632.5773 | 450.5503 | 114.9077 | 14.6516 | 8.0997 | 10.6559 | 598.8652 | 0 | 0 | 0 | 0 | 0 | 0 | 470.8534 | 125.662 | 6.999 | 13.8013 | 10.4191 | 627.7348 | 0 | 0 | 0 | 0 | 0 | 0 | 458.6427 | 125.9029 | 16.1824 | 11.0004 | 15.8321 | 627.5605 |  |  | C4 | 0.0047423 | 0.020396 | 0.058869 | 0.13177 | 0.25072 | C4 | 212458.9998 | 212458.9998 | 212458.9998 | 212458.9998 | 212458.9998 | C4 | 1007.5423 | 4333.4166 | 12507.3377 | 27996.359 | 53267.5337 | C4 | 453948.425 | 497942.7988 | 183252.9097 | 226761.1544 | 567615.4109 | 1929520.6988 |  | 494420.0594 | 497942.7988 | 172678.8621 | 191107.8269 | 336562.0825 | 1692711.6298 |  | 474404.7308 | 544545.6271 | 87539.3079 | 386386.9768 | 554997.3832 | 2047874.0259 |  | 474404.7308 | 544545.6271 | 87539.3079 | 386386.9768 | 554997.3832 | 2047874.0259 |  | 462101.9219 | 545589.7378 | 202398.8202 | 307969.999 | 843338.0521 | 2361398.5309 |  | 462101.9219 | 545589.7378 | 202398.8202 | 307969.999 | 843338.0521 | 2361398.5309
|  |  | 1082.3332 | 1082.3332 |  | 814.6953 | 219.3534 | 21.063 | 13.8271 | 13.3945 |  | 748.007 | 219.3534 | 22.3528 | 16.4067 | 22.5899 |  | 0 | 0 | 0 | 0 | 0 |  | 781.7144 | 239.8972 | 10.6779 | 27.956 | 22.0878 |  | 0 | 0 | 0 | 0 | 0 |  | 761.4421 | 240.3575 | 24.6882 | 22.2823 | 33.5631 | [22 empty] | 597462.9734 | 695123.8547 | 223935.9308 | 338836.9088 | 828756.8926 | 2684116.5602 |  | 650729.604 | 695123.8547 | 211014.3942 | 285562.0729 | 491403.405 | 2333833.3308 |  | 624386.4841 | 760207.5967 | 106973.4524 | 577357.1279 | 810333.7187 | 2879258.3797 |  | 624386.4841 | 760207.5967 | 106973.4524 | 577357.1279 | 810333.7187 | 2879258.3797 |  | 608194.176 | 761665.762 | 247332.3249 | 460182.8859 | 1231330.5981 | 3308705.7469 |  | 608194.176 | 761665.762 | 247332.3249 | 460182.8859 | 1231330.5981 | 3308705.7469
| EHV OHL Support - Towers |  | 39 | 39 | C1 | 3 | 7 | 2 | 17 | 10 | 39 | 1 | 7 | 2 | 17 | 12 | 39 | 0 | 0 | 0 | 0 | 0 | 0 | 0 | 1 | 8 | 1 | 29 | 39 | 0 | 0 | 0 | 0 | 0 | 0 | 0 | 0 | 1 | 8 | 30 | 39 |  |  | C1 | 0 | 0 | 0 | 0 | 0 | C1 | 19062.3601 | 19062.3601 | 19062.3601 | 19062.3601 | 19062.3601 | C1 | 0 | 0 | 0 | 0 | 0 | C1 | 0 | 0 | 0 | 0 | 0 | 0 |  | 0 | 0 | 0 | 0 | 0 | 0 |  | 0 | 0 | 0 | 0 | 0 | 0 |  | 0 | 0 | 0 | 0 | 0 | 0 |  | 0 | 0 | 0 | 0 | 0 | 0 |  | 0 | 0 | 0 | 0 | 0 | 0
|  |  | 98 | 98 | C2 | 41 | 26 | 2 | 3 | 26 | 98 | 7 | 19 | 13 | 6 | 53 | 98 | 0 | 0 | 0 | 0 | 0 | 0 | 3 | 12 | 19 | 1 | 63 | 98 | 0 | 0 | 0 | 0 | 0 | 0 | 0 | 3 | 12 | 19 | 64 | 98 |  |  | C2 | 0 | 0 | 0 | 0 | 0 | C2 | 27231.943 | 27231.943 | 27231.943 | 27231.943 | 27231.943 | C2 | 0 | 0 | 0 | 0 | 0 | C2 | 0 | 0 | 0 | 0 | 0 | 0 |  | 0 | 0 | 0 | 0 | 0 | 0 |  | 0 | 0 | 0 | 0 | 0 | 0 |  | 0 | 0 | 0 | 0 | 0 | 0 |  | 0 | 0 | 0 | 0 | 0 | 0 |  | 0 | 0 | 0 | 0 | 0 | 0
|  |  | 38 | 38 | C3 | 3 | 8 | 9 | 3 | 15 | 38 | 2 | 5 | 11 | 4 | 16 | 38 | 0 | 0 | 0 | 0 | 0 | 0 | 1 | 4 | 9 | 5 | 19 | 38 | 0 | 0 | 0 | 0 | 0 | 0 | 0 | 1 | 4 | 9 | 24 | 38 |  |  | C3 | 0 | 0 | 0 | 0 | 0 | C3 | 40847.9145 | 40847.9145 | 40847.9145 | 40847.9145 | 40847.9145 | C3 | 0 | 0 | 0 | 0 | 0 | C3 | 0 | 0 | 0 | 0 | 0 | 0 |  | 0 | 0 | 0 | 0 | 0 | 0 |  | 0 | 0 | 0 | 0 | 0 | 0 |  | 0 | 0 | 0 | 0 | 0 | 0 |  | 0 | 0 | 0 | 0 | 0 | 0 |  | 0 | 0 | 0 | 0 | 0 | 0
|  |  | 7 | 7 | C4 | 1 | 2 | 1 | 0 | 3 | 7 | 0 | 2 | 1 | 0 | 4 | 7 | 0 | 0 | 0 | 0 | 0 | 0 | 0 | 0 | 2 | 1 | 4 | 7 | 0 | 0 | 0 | 0 | 0 | 0 | 0 | 0 | 0 | 2 | 5 | 7 |  |  | C4 | 0 | 0 | 0 | 0 | 0 | C4 | 68079.8575 | 68079.8575 | 68079.8575 | 68079.8575 | 68079.8575 | C4 | 0 | 0 | 0 | 0 | 0 | C4 | 0 | 0 | 0 | 0 | 0 | 0 |  | 0 | 0 | 0 | 0 | 0 | 0 |  | 0 | 0 | 0 | 0 | 0 | 0 |  | 0 | 0 | 0 | 0 | 0 | 0 |  | 0 | 0 | 0 | 0 | 0 | 0 |  | 0 | 0 | 0 | 0 | 0 | 0
|  |  | 182 | 182 |  | 48 | 43 | 14 | 23 | 54 |  | 10 | 33 | 27 | 27 | 85 |  | 0 | 0 | 0 | 0 | 0 |  | 4 | 17 | 38 | 8 | 115 |  | 0 | 0 | 0 | 0 | 0 |  | 0 | 4 | 17 | 38 | 123 | [22 empty] | 0 | 0 | 0 | 0 | 0 | 0 |  | 0 | 0 | 0 | 0 | 0 | 0 |  | 0 | 0 | 0 | 0 | 0 | 0 |  | 0 | 0 | 0 | 0 | 0 | 0 |  | 0 | 0 | 0 | 0 | 0 | 0 |  | 0 | 0 | 0 | 0 | 0 | 0
| EHV OHL Support - Poles |  | 14808 | 14808 | C1 | 5791 | 7061 | 1555 | 289 | 112 | 14808 | 4945 | 7107 | 1644 | 684 | 205 | 14585 | 0 | 0 | 0 | 0 | 0 | 0 | 4764 | 6144 | 2642 | 482 | 365 | 14397 | 0 | 0 | 0 | 0 | 0 | 0 | 4176 | 4410 | 3881 | 652 | 744 | 13863 |  |  | C1 | 6.7503e-06 | 2.9033e-05 | 8.3797e-05 | 0.00018757 | 0.00035688 | C1 | 17996.7544 | 17996.7544 | 17996.7544 | 17996.7544 | 17996.7544 | C1 | 0.12148 | 0.5225 | 1.5081 | 3.3757 | 6.4227 | C1 | 600.7385 | 3713.408 | 2479.263 | 2308.9449 | 1316.6561 | 10419.0106 |  | 703.514 | 3689.373 | 2345.045 | 975.563 | 719.3438 | 8432.8388 |  | 578.7499 | 3210.2405 | 3984.3144 | 1627.0635 | 2344.2902 | 11744.6584 |  | 578.7499 | 3210.2405 | 3984.3144 | 1627.0635 | 2344.2902 | 11744.6584 |  | 507.3173 | 2304.2253 | 5852.8101 | 2200.9241 | 4778.4983 | 15643.7751 |  | 507.3173 | 2304.2253 | 5852.8101 | 2200.9241 | 4778.4983 | 15643.7751
|  |  | 7246 | 7246 | C2 | 2482 | 3229 | 1138 | 289 | 108 | 7246 | 2114 | 3246 | 1197 | 632 | 168 | 7357 | 0 | 0 | 0 | 0 | 0 | 0 | 2055 | 2819 | 1923 | 471 | 295 | 7563 | 0 | 0 | 0 | 0 | 0 | 0 | 1814 | 2039 | 2821 | 632 | 574 | 7880 |  |  | C2 | 6.7503e-06 | 2.9033e-05 | 8.3797e-05 | 0.00018757 | 0.00035688 | C2 | 25709.6492 | 25709.6492 | 25709.6492 | 25709.6492 | 25709.6492 | C2 | 0.17355 | 0.74643 | 2.1544 | 4.8224 | 9.1753 | C2 | 366.8818 | 2422.9075 | 2578.7955 | 3047.7301 | 1541.4511 | 9957.7659 |  | 430.7477 | 2410.2182 | 2451.6869 | 1393.6614 | 990.9328 | 7677.247 |  | 356.6424 | 2104.1824 | 4142.8769 | 2271.3305 | 2706.7147 | 11581.7469 |  | 356.6424 | 2104.1824 | 4142.8769 | 2271.3305 | 2706.7147 | 11581.7469 |  | 314.8172 | 1521.9681 | 6077.5121 | 3047.7301 | 5266.6245 | 16228.652 |  | 314.8172 | 1521.9681 | 6077.5121 | 3047.7301 | 5266.6245 | 16228.652
|  |  | 4656 | 4656 | C3 | 2406 | 1295 | 757 | 164 | 34 | 4656 | 2056 | 1305 | 800 | 412 | 70 | 4643 | 0 | 0 | 0 | 0 | 0 | 0 | 1978 | 1125 | 1287 | 281 | 126 | 4797 | 0 | 0 | 0 | 0 | 0 | 0 | 1732 | 803 | 1892 | 384 | 264 | 5075 |  |  | C3 | 6.7503e-06 | 2.9033e-05 | 8.3797e-05 | 0.00018757 | 0.00035688 | C3 | 38564.4738 | 38564.4738 | 38564.4738 | 38564.4738 | 38564.4738 | C3 | 0.26032 | 1.1196 | 3.2316 | 7.2335 | 13.763 | C3 | 535.2239 | 1461.1341 | 2585.2586 | 2980.2171 | 963.4069 | 8525.2407 |  | 626.3369 | 1449.9377 | 2446.301 | 1186.3 | 467.9405 | 6176.8161 |  | 514.9187 | 1259.5984 | 4159.0348 | 2032.6238 | 1734.1324 | 9700.3082 |  | 514.9187 | 1259.5984 | 4159.0348 | 2032.6238 | 1734.1324 | 9700.3082 |  | 450.8793 | 899.0733 | 6114.1366 | 2777.6781 | 3633.4204 | 13875.1877 |  | 450.8793 | 899.0733 | 6114.1366 | 2777.6781 | 3633.4204 | 13875.1877
|  |  | 2007 | 2007 | C4 | 749 | 966 | 236 | 46 | 10 | 2007 | 642 | 973 | 251 | 46 | 27 | 1939 | 0 | 0 | 0 | 0 | 0 | 0 | 612 | 838 | 403 | 57 | 50 | 1960 | 0 | 0 | 0 | 0 | 0 | 0 | 533 | 598 | 592 | 66 | 110 | 1899 |  |  | C4 | 6.7503e-06 | 2.9033e-05 | 8.3797e-05 | 0.00018757 | 0.00035688 | C4 | 64274.123 | 64274.123 | 64274.123 | 64274.123 | 64274.123 | C4 | 0.43387 | 1.8661 | 5.386 | 12.0559 | 22.9383 | C4 | 278.5455 | 1815.6878 | 1351.8748 | 554.5711 | 619.333 | 4620.0123 |  | 324.9698 | 1802.6253 | 1271.0855 | 554.5711 | 229.3826 | 4182.6343 |  | 265.5294 | 1563.7681 | 2170.5401 | 687.186 | 1146.913 | 5833.9365 |  | 265.5294 | 1563.7681 | 2170.5401 | 687.186 | 1146.913 | 5833.9365 |  | 231.2535 | 1115.9109 | 3188.4856 | 795.689 | 2523.2086 | 7854.5476 |  | 231.2535 | 1115.9109 | 3188.4856 | 795.689 | 2523.2086 | 7854.5476
|  |  | 28717 | 28717 |  | 11428 | 12551 | 3686 | 788 | 264 |  | 9757 | 12631 | 3892 | 1774 | 470 |  | 0 | 0 | 0 | 0 | 0 |  | 9409 | 10926 | 6255 | 1291 | 836 |  | 0 | 0 | 0 | 0 | 0 |  | 8255 | 7850 | 9186 | 1734 | 1692 | [22 empty] | 1781.3897 | 9413.1374 | 8995.1919 | 8891.4632 | 4440.8471 | 33522.0294 |  | 2085.5684 | 9352.1542 | 8514.1184 | 4110.0955 | 2407.5998 | 26469.5362 |  | 1715.8404 | 8137.7894 | 14456.7662 | 6618.2038 | 7932.0503 | 38860.65 |  | 1715.8404 | 8137.7894 | 14456.7662 | 6618.2038 | 7932.0503 | 38860.65 |  | 1504.2673 | 5841.1776 | 21232.9445 | 8822.0213 | 16201.7517 | 53602.1624 |  | 1504.2673 | 5841.1776 | 21232.9445 | 8822.0213 | 16201.7517 | 53602.1624
| EHV OHL Fittings and Conductors (Tower Lines) |  | 38.2295 | 38.2295 | C1 | 10.8313 | 1.0166 | 0.34893 | 15.1698 | 10.8629 | 38.2295 | 1.861 | 1.4891 | 0.34893 | 18.5485 | 15.982 | 38.2295 | 0 | 0 | 0 | 0 | 0 | 0 | 10.8313 | 0.33888 | 1.0267 | 0.23262 | 25.8 | 38.2295 | 0 | 0 | 0 | 0 | 0 | 0 | 10.366 | 0.46525 | 1.0166 | 0.34893 | 26.0327 | 38.2295 |  |  | C1 | 0.00084562 | 0.003637 | 0.010497 | 0.023497 | 0.044707 | C1 | 106930.6974 | 106930.6974 | 106930.6974 | 106930.6974 | 106930.6974 | C1 | 90.4226 | 388.9054 | 1122.4795 | 2512.5521 | 4780.5307 | C1 | 168.2751 | 579.1063 | 391.6722 | 46604.1509 | 76402.4656 | 124145.6701 |  | 979.3915 | 395.3784 | 391.6722 | 38114.8399 | 51930.4309 | 91811.7129 |  | 979.3915 | 131.7928 | 1152.4469 | 584.478 | 123337.9244 | 126186.0336 |  | 979.3915 | 131.7928 | 1152.4469 | 584.478 | 123337.9244 | 126186.0336 |  | 937.3227 | 180.9369 | 1141.1621 | 876.717 | 124449.9869 | 127586.1255 |  | 937.3227 | 180.9369 | 1141.1621 | 876.717 | 124449.9869 | 127586.1255
|  |  | 2.8073 | 2.8073 | C2 | 0.5715 | 0 | 0 | 1.6743 | 0.56145 | 2.8073 | 0.23262 | 0 | 0 | 2.0132 | 0.56145 | 2.8073 | 0 | 0 | 0 | 0 | 0 | 0 | 0.5715 | 0 | 0 | 0 | 2.2358 | 2.8073 | 0 | 0 | 0 | 0 | 0 | 0 | 0.5715 | 0 | 0 | 0 | 2.2358 | 2.8073 |  |  | C2 | 0.00084562 | 0.003637 | 0.010497 | 0.023497 | 0.044707 | C2 | 152758.1391 | 152758.1391 | 152758.1391 | 152758.1391 | 152758.1391 | C2 | 129.1751 | 555.5791 | 1603.5421 | 3589.3601 | 6829.3296 | C2 | 30.0491 | 0 | 0 | 7226.0324 | 3834.3347 | 11090.4162 |  | 73.8242 | 0 | 0 | 6009.6651 | 3834.3347 | 9917.824 |  | 73.8242 | 0 | 0 | 0 | 15268.6801 | 15342.5043 |  | 73.8242 | 0 | 0 | 0 | 15268.6801 | 15342.5043 |  | 73.8242 | 0 | 0 | 0 | 15268.6801 | 15342.5043 |  | 73.8242 | 0 | 0 | 0 | 15268.6801 | 15342.5043
|  |  | 0.3834 | 0.3834 | C3 | 0.11631 | 0 | 0 | 0.26708 | 0 | 0.3834 | 0 | 0 | 0 | 0.3834 | 0 | 0.3834 | 0 | 0 | 0 | 0 | 0 | 0 | 0.11631 | 0 | 0 | 0 | 0.26708 | 0.3834 | 0 | 0 | 0 | 0 | 0 | 0 | 0.11631 | 0 | 0 | 0 | 0.26708 | 0.3834 |  |  | C3 | 0.00084562 | 0.003637 | 0.010497 | 0.023497 | 0.044707 | C3 | 229137.2086 | 229137.2086 | 229137.2086 | 229137.2086 | 229137.2086 | C3 | 193.7626 | 833.3687 | 2405.3131 | 5384.0402 | 10243.9944 | C3 | 0 | 0 | 0 | 2064.2158 | 0 | 2064.2158 |  | 22.5368 | 0 | 0 | 1437.9894 | 0 | 1460.5262 |  | 22.5368 | 0 | 0 | 0 | 2736.0039 | 2758.5407 |  | 22.5368 | 0 | 0 | 0 | 2736.0039 | 2758.5407 |  | 22.5368 | 0 | 0 | 0 | 2736.0039 | 2758.5407 |  | 22.5368 | 0 | 0 | 0 | 2736.0039 | 2758.5407
|  |  | 0.84577 | 0.84577 | C4 | 0.17806 | 0.22257 | 0 | 0.22257 | 0.22257 | 0.84577 | 0 | 0.40063 | 0 | 0.22257 | 0.22257 | 0.84577 | 0 | 0 | 0 | 0 | 0 | 0 | 0.17806 | 0 | 0.22257 | 0 | 0.44514 | 0.84577 | 0 | 0 | 0 | 0 | 0 | 0 | 0.17806 | 0 | 0.22257 | 0 | 0.44514 | 0.84577 |  |  | C4 | 0.00084562 | 0.003637 | 0.010497 | 0.023497 | 0.044707 | C4 | 381895.3477 | 381895.3477 | 381895.3477 | 381895.3477 | 381895.3477 | C4 | 322.9377 | 1388.9478 | 4008.8552 | 8973.4004 | 17073.324 | C4 | 0 | 556.448 | 0 | 1997.2074 | 3800.0054 | 6353.6608 |  | 57.5009 | 309.1378 | 0 | 1997.2074 | 3800.0054 | 6163.8515 |  | 57.5009 | 0 | 892.2499 | 0 | 7600.0108 | 8549.7616 |  | 57.5009 | 0 | 892.2499 | 0 | 7600.0108 | 8549.7616 |  | 57.5009 | 0 | 892.2499 | 0 | 7600.0108 | 8549.7616 |  | 57.5009 | 0 | 892.2499 | 0 | 7600.0108 | 8549.7616
|  |  | 42.2659 | 42.2659 |  | 11.6971 | 1.2392 | 0.34893 | 17.3337 | 11.6469 |  | 2.0936 | 1.8897 | 0.34893 | 21.1677 | 16.766 |  | 0 | 0 | 0 | 0 | 0 |  | 11.6971 | 0.33888 | 1.2493 | 0.23262 | 28.748 |  | 0 | 0 | 0 | 0 | 0 |  | 11.2319 | 0.46525 | 1.2392 | 0.34893 | 28.9806 | [22 empty] | 198.3242 | 1135.5543 | 391.6722 | 57891.6065 | 84036.8057 | 143653.9629 |  | 1133.2534 | 704.5161 | 391.6722 | 47559.7019 | 59564.771 | 109353.9146 |  | 1133.2534 | 131.7928 | 2044.6968 | 584.478 | 148942.6191 | 152836.8401 |  | 1133.2534 | 131.7928 | 2044.6968 | 584.478 | 148942.6191 | 152836.8401 |  | 1091.1846 | 180.9369 | 2033.412 | 876.717 | 150054.6817 | 154236.9321 |  | 1091.1846 | 180.9369 | 2033.412 | 876.717 | 150054.6817 | 154236.9321
| [Please insert new asset category as required] |  | 0 | 0 | C1 | 0 | 0 | 0 | 0 | 0 | 0 | 0 | 0 | 0 | 0 | 0 | 0 | 0 | 0 | 0 | 0 | 0 | 0 | 0 | 0 | 0 | 0 | 0 | 0 | 0 | 0 | 0 | 0 | 0 | 0 | 0 | 0 | 0 | 0 | 0 | 0 |  |  | C1 | 0 | 0 | 0 | 0 | 0 | C1 | 0 | 0 | 0 | 0 | 0 | C1 | [5 empty] | C1 | [5 empty] | 0 | [6 empty] | 0 | [6 empty] | 0 | [6 empty] | 0 | [6 empty] | 0 | [6 empty] | 0
|  |  | 0 | 0 | C2 | 0 | 0 | 0 | 0 | 0 | 0 | 0 | 0 | 0 | 0 | 0 | 0 | 0 | 0 | 0 | 0 | 0 | 0 | 0 | 0 | 0 | 0 | 0 | 0 | 0 | 0 | 0 | 0 | 0 | 0 | 0 | 0 | 0 | 0 | 0 | 0 |  |  | C2 | 0 | 0 | 0 | 0 | 0 | C2 | 0 | 0 | 0 | 0 | 0 | C2 | [5 empty] | C2 | [5 empty] | 0 | [6 empty] | 0 | [6 empty] | 0 | [6 empty] | 0 | [6 empty] | 0 | [6 empty] | 0
|  |  | 0 | 0 | C3 | 0 | 0 | 0 | 0 | 0 | 0 | 0 | 0 | 0 | 0 | 0 | 0 | 0 | 0 | 0 | 0 | 0 | 0 | 0 | 0 | 0 | 0 | 0 | 0 | 0 | 0 | 0 | 0 | 0 | 0 | 0 | 0 | 0 | 0 | 0 | 0 |  |  | C3 | 0 | 0 | 0 | 0 | 0 | C3 | 0 | 0 | 0 | 0 | 0 | C3 | [5 empty] | C3 | [5 empty] | 0 | [6 empty] | 0 | [6 empty] | 0 | [6 empty] | 0 | [6 empty] | 0 | [6 empty] | 0
|  |  | 0 | 0 | C4 | 0 | 0 | 0 | 0 | 0 | 0 | 0 | 0 | 0 | 0 | 0 | 0 | 0 | 0 | 0 | 0 | 0 | 0 | 0 | 0 | 0 | 0 | 0 | 0 | 0 | 0 | 0 | 0 | 0 | 0 | 0 | 0 | 0 | 0 | 0 | 0 |  |  | C4 | 0 | 0 | 0 | 0 | 0 | C4 | 0 | 0 | 0 | 0 | 0 | C4 | [5 empty] | C4 | [5 empty] | 0 | [6 empty] | 0 | [6 empty] | 0 | [6 empty] | 0 | [6 empty] | 0 | [6 empty] | 0
|  |  | 0 | 0 |  | 0 | 0 | 0 | 0 | 0 |  | 0 | 0 | 0 | 0 | 0 |  | 0 | 0 | 0 | 0 | 0 |  | 0 | 0 | 0 | 0 | 0 |  | 0 | 0 | 0 | 0 | 0 |  | 0 | 0 | 0 | 0 | 0 | [22 empty] | 0 | 0 | 0 | 0 | 0 | 0 |  | 0 | 0 | 0 | 0 | 0 | 0 |  | 0 | 0 | 0 | 0 | 0 | 0 |  | 0 | 0 | 0 | 0 | 0 | 0 |  | 0 | 0 | 0 | 0 | 0 | 0 |  | 0 | 0 | 0 | 0 | 0 | 0
| [Please insert new asset category as required] |  | 0 | 0 | C1 | 0 | 0 | 0 | 0 | 0 | 0 | 0 | 0 | 0 | 0 | 0 | 0 | 0 | 0 | 0 | 0 | 0 | 0 | 0 | 0 | 0 | 0 | 0 | 0 | 0 | 0 | 0 | 0 | 0 | 0 | 0 | 0 | 0 | 0 | 0 | 0 |  |  | C1 | 0 | 0 | 0 | 0 | 0 | C1 | 0 | 0 | 0 | 0 | 0 | C1 | [5 empty] | C1 | [5 empty] | 0 | [6 empty] | 0 | [6 empty] | 0 | [6 empty] | 0 | [6 empty] | 0 | [6 empty] | 0
|  |  | 0 | 0 | C2 | 0 | 0 | 0 | 0 | 0 | 0 | 0 | 0 | 0 | 0 | 0 | 0 | 0 | 0 | 0 | 0 | 0 | 0 | 0 | 0 | 0 | 0 | 0 | 0 | 0 | 0 | 0 | 0 | 0 | 0 | 0 | 0 | 0 | 0 | 0 | 0 |  |  | C2 | 0 | 0 | 0 | 0 | 0 | C2 | 0 | 0 | 0 | 0 | 0 | C2 | [5 empty] | C2 | [5 empty] | 0 | [6 empty] | 0 | [6 empty] | 0 | [6 empty] | 0 | [6 empty] | 0 | [6 empty] | 0
|  |  | 0 | 0 | C3 | 0 | 0 | 0 | 0 | 0 | 0 | 0 | 0 | 0 | 0 | 0 | 0 | 0 | 0 | 0 | 0 | 0 | 0 | 0 | 0 | 0 | 0 | 0 | 0 | 0 | 0 | 0 | 0 | 0 | 0 | 0 | 0 | 0 | 0 | 0 | 0 |  |  | C3 | 0 | 0 | 0 | 0 | 0 | C3 | 0 | 0 | 0 | 0 | 0 | C3 | [5 empty] | C3 | [5 empty] | 0 | [6 empty] | 0 | [6 empty] | 0 | [6 empty] | 0 | [6 empty] | 0 | [6 empty] | 0
|  |  | 0 | 0 | C4 | 0 | 0 | 0 | 0 | 0 | 0 | 0 | 0 | 0 | 0 | 0 | 0 | 0 | 0 | 0 | 0 | 0 | 0 | 0 | 0 | 0 | 0 | 0 | 0 | 0 | 0 | 0 | 0 | 0 | 0 | 0 | 0 | 0 | 0 | 0 | 0 |  |  | C4 | 0 | 0 | 0 | 0 | 0 | C4 | 0 | 0 | 0 | 0 | 0 | C4 | [5 empty] | C4 | [5 empty] | 0 | [6 empty] | 0 | [6 empty] | 0 | [6 empty] | 0 | [6 empty] | 0 | [6 empty] | 0
|  |  | 0 | 0 |  | 0 | 0 | 0 | 0 | 0 |  | 0 | 0 | 0 | 0 | 0 |  | 0 | 0 | 0 | 0 | 0 |  | 0 | 0 | 0 | 0 | 0 |  | 0 | 0 | 0 | 0 | 0 |  | 0 | 0 | 0 | 0 | 0 | [22 empty] | 0 | 0 | 0 | 0 | 0 | 0 |  | 0 | 0 | 0 | 0 | 0 | 0 |  | 0 | 0 | 0 | 0 | 0 | 0 |  | 0 | 0 | 0 | 0 | 0 | 0 |  | 0 | 0 | 0 | 0 | 0 | 0 |  | 0 | 0 | 0 | 0 | 0 | 0
| [Please insert new asset category as required] |  | 0 | 0 | C1 | 0 | 0 | 0 | 0 | 0 | 0 | 0 | 0 | 0 | 0 | 0 | 0 | 0 | 0 | 0 | 0 | 0 | 0 | 0 | 0 | 0 | 0 | 0 | 0 | 0 | 0 | 0 | 0 | 0 | 0 | 0 | 0 | 0 | 0 | 0 | 0 |  |  | C1 | 0 | 0 | 0 | 0 | 0 | C1 | 0 | 0 | 0 | 0 | 0 | C1 | [5 empty] | C1 | [5 empty] | 0 | [6 empty] | 0 | [6 empty] | 0 | [6 empty] | 0 | [6 empty] | 0 | [6 empty] | 0
|  |  | 0 | 0 | C2 | 0 | 0 | 0 | 0 | 0 | 0 | 0 | 0 | 0 | 0 | 0 | 0 | 0 | 0 | 0 | 0 | 0 | 0 | 0 | 0 | 0 | 0 | 0 | 0 | 0 | 0 | 0 | 0 | 0 | 0 | 0 | 0 | 0 | 0 | 0 | 0 |  |  | C2 | 0 | 0 | 0 | 0 | 0 | C2 | 0 | 0 | 0 | 0 | 0 | C2 | [5 empty] | C2 | [5 empty] | 0 | [6 empty] | 0 | [6 empty] | 0 | [6 empty] | 0 | [6 empty] | 0 | [6 empty] | 0
|  |  | 0 | 0 | C3 | 0 | 0 | 0 | 0 | 0 | 0 | 0 | 0 | 0 | 0 | 0 | 0 | 0 | 0 | 0 | 0 | 0 | 0 | 0 | 0 | 0 | 0 | 0 | 0 | 0 | 0 | 0 | 0 | 0 | 0 | 0 | 0 | 0 | 0 | 0 | 0 |  |  | C3 | 0 | 0 | 0 | 0 | 0 | C3 | 0 | 0 | 0 | 0 | 0 | C3 | [5 empty] | C3 | [5 empty] | 0 | [6 empty] | 0 | [6 empty] | 0 | [6 empty] | 0 | [6 empty] | 0 | [6 empty] | 0
|  |  | 0 | 0 | C4 | 0 | 0 | 0 | 0 | 0 | 0 | 0 | 0 | 0 | 0 | 0 | 0 | 0 | 0 | 0 | 0 | 0 | 0 | 0 | 0 | 0 | 0 | 0 | 0 | 0 | 0 | 0 | 0 | 0 | 0 | 0 | 0 | 0 | 0 | 0 | 0 |  |  | C4 | 0 | 0 | 0 | 0 | 0 | C4 | 0 | 0 | 0 | 0 | 0 | C4 | [5 empty] | C4 | [5 empty] | 0 | [6 empty] | 0 | [6 empty] | 0 | [6 empty] | 0 | [6 empty] | 0 | [6 empty] | 0
|  |  | 0 | 0 |  | 0 | 0 | 0 | 0 | 0 |  | 0 | 0 | 0 | 0 | 0 |  | 0 | 0 | 0 | 0 | 0 |  | 0 | 0 | 0 | 0 | 0 |  | 0 | 0 | 0 | 0 | 0 |  | 0 | 0 | 0 | 0 | 0 | [22 empty] | 0 | 0 | 0 | 0 | 0 | 0 |  | 0 | 0 | 0 | 0 | 0 | 0 |  | 0 | 0 | 0 | 0 | 0 | 0 |  | 0 | 0 | 0 | 0 | 0 | 0 |  | 0 | 0 | 0 | 0 | 0 | 0 |  | 0 | 0 | 0 | 0 | 0 | 0
| [Please insert new asset category as required] |  | 0 | 0 | C1 | 0 | 0 | 0 | 0 | 0 | 0 | 0 | 0 | 0 | 0 | 0 | 0 | 0 | 0 | 0 | 0 | 0 | 0 | 0 | 0 | 0 | 0 | 0 | 0 | 0 | 0 | 0 | 0 | 0 | 0 | 0 | 0 | 0 | 0 | 0 | 0 |  |  | C1 | 0 | 0 | 0 | 0 | 0 | C1 | 0 | 0 | 0 | 0 | 0 | C1 | [5 empty] | C1 | [5 empty] | 0 | [6 empty] | 0 | [6 empty] | 0 | [6 empty] | 0 | [6 empty] | 0 | [6 empty] | 0
|  |  | 0 | 0 | C2 | 0 | 0 | 0 | 0 | 0 | 0 | 0 | 0 | 0 | 0 | 0 | 0 | 0 | 0 | 0 | 0 | 0 | 0 | 0 | 0 | 0 | 0 | 0 | 0 | 0 | 0 | 0 | 0 | 0 | 0 | 0 | 0 | 0 | 0 | 0 | 0 |  |  | C2 | 0 | 0 | 0 | 0 | 0 | C2 | 0 | 0 | 0 | 0 | 0 | C2 | [5 empty] | C2 | [5 empty] | 0 | [6 empty] | 0 | [6 empty] | 0 | [6 empty] | 0 | [6 empty] | 0 | [6 empty] | 0
|  |  | 0 | 0 | C3 | 0 | 0 | 0 | 0 | 0 | 0 | 0 | 0 | 0 | 0 | 0 | 0 | 0 | 0 | 0 | 0 | 0 | 0 | 0 | 0 | 0 | 0 | 0 | 0 | 0 | 0 | 0 | 0 | 0 | 0 | 0 | 0 | 0 | 0 | 0 | 0 |  |  | C3 | 0 | 0 | 0 | 0 | 0 | C3 | 0 | 0 | 0 | 0 | 0 | C3 | [5 empty] | C3 | [5 empty] | 0 | [6 empty] | 0 | [6 empty] | 0 | [6 empty] | 0 | [6 empty] | 0 | [6 empty] | 0
|  |  | 0 | 0 | C4 | 0 | 0 | 0 | 0 | 0 | 0 | 0 | 0 | 0 | 0 | 0 | 0 | 0 | 0 | 0 | 0 | 0 | 0 | 0 | 0 | 0 | 0 | 0 | 0 | 0 | 0 | 0 | 0 | 0 | 0 | 0 | 0 | 0 | 0 | 0 | 0 |  |  | C4 | 0 | 0 | 0 | 0 | 0 | C4 | 0 | 0 | 0 | 0 | 0 | C4 | [5 empty] | C4 | [5 empty] | 0 | [6 empty] | 0 | [6 empty] | 0 | [6 empty] | 0 | [6 empty] | 0 | [6 empty] | 0
|  |  | 0 | 0 |  | 0 | 0 | 0 | 0 | 0 |  | 0 | 0 | 0 | 0 | 0 |  | 0 | 0 | 0 | 0 | 0 |  | 0 | 0 | 0 | 0 | 0 |  | 0 | 0 | 0 | 0 | 0 |  | 0 | 0 | 0 | 0 | 0 | [22 empty] | 0 | 0 | 0 | 0 | 0 | 0 |  | 0 | 0 | 0 | 0 | 0 | 0 |  | 0 | 0 | 0 | 0 | 0 | 0 |  | 0 | 0 | 0 | 0 | 0 | 0 |  | 0 | 0 | 0 | 0 | 0 | 0 |  | 0 | 0 | 0 | 0 | 0 | 0
| [Please insert new asset category as required] |  | 0 | 0 | C1 | 0 | 0 | 0 | 0 | 0 | 0 | 0 | 0 | 0 | 0 | 0 | 0 | 0 | 0 | 0 | 0 | 0 | 0 | 0 | 0 | 0 | 0 | 0 | 0 | 0 | 0 | 0 | 0 | 0 | 0 | 0 | 0 | 0 | 0 | 0 | 0 |  |  | C1 | 0 | 0 | 0 | 0 | 0 | C1 | 0 | 0 | 0 | 0 | 0 | C1 | [5 empty] | C1 | [5 empty] | 0 | [6 empty] | 0 | [6 empty] | 0 | [6 empty] | 0 | [6 empty] | 0 | [6 empty] | 0
|  |  | 0 | 0 | C2 | 0 | 0 | 0 | 0 | 0 | 0 | 0 | 0 | 0 | 0 | 0 | 0 | 0 | 0 | 0 | 0 | 0 | 0 | 0 | 0 | 0 | 0 | 0 | 0 | 0 | 0 | 0 | 0 | 0 | 0 | 0 | 0 | 0 | 0 | 0 | 0 |  |  | C2 | 0 | 0 | 0 | 0 | 0 | C2 | 0 | 0 | 0 | 0 | 0 | C2 | [5 empty] | C2 | [5 empty] | 0 | [6 empty] | 0 | [6 empty] | 0 | [6 empty] | 0 | [6 empty] | 0 | [6 empty] | 0
|  |  | 0 | 0 | C3 | 0 | 0 | 0 | 0 | 0 | 0 | 0 | 0 | 0 | 0 | 0 | 0 | 0 | 0 | 0 | 0 | 0 | 0 | 0 | 0 | 0 | 0 | 0 | 0 | 0 | 0 | 0 | 0 | 0 | 0 | 0 | 0 | 0 | 0 | 0 | 0 |  |  | C3 | 0 | 0 | 0 | 0 | 0 | C3 | 0 | 0 | 0 | 0 | 0 | C3 | [5 empty] | C3 | [5 empty] | 0 | [6 empty] | 0 | [6 empty] | 0 | [6 empty] | 0 | [6 empty] | 0 | [6 empty] | 0
|  |  | 0 | 0 | C4 | 0 | 0 | 0 | 0 | 0 | 0 | 0 | 0 | 0 | 0 | 0 | 0 | 0 | 0 | 0 | 0 | 0 | 0 | 0 | 0 | 0 | 0 | 0 | 0 | 0 | 0 | 0 | 0 | 0 | 0 | 0 | 0 | 0 | 0 | 0 | 0 |  |  | C4 | 0 | 0 | 0 | 0 | 0 | C4 | 0 | 0 | 0 | 0 | 0 | C4 | [5 empty] | C4 | [5 empty] | 0 | [6 empty] | 0 | [6 empty] | 0 | [6 empty] | 0 | [6 empty] | 0 | [6 empty] | 0
|  |  | 0 | 0 |  | 0 | 0 | 0 | 0 | 0 |  | 0 | 0 | 0 | 0 | 0 |  | 0 | 0 | 0 | 0 | 0 |  | 0 | 0 | 0 | 0 | 0 |  | 0 | 0 | 0 | 0 | 0 |  | 0 | 0 | 0 | 0 | 0 | [22 empty] | 0 | 0 | 0 | 0 | 0 | 0 |  | 0 | 0 | 0 | 0 | 0 | 0 |  | 0 | 0 | 0 | 0 | 0 | 0 |  | 0 | 0 | 0 | 0 | 0 | 0 |  | 0 | 0 | 0 | 0 | 0 | 0 |  | 0 | 0 | 0 | 0 | 0 | 0
[63 empty] | 644788.8392 | 1079815.9841 | 770793.4997 | 1065788.8892 | 1759499.4551 | 5320686.6673 |  | 701771.1215 | 1078822.7105 | 759351.9211 | 967442.8974 | 1136358.6133 | 4643747.2637 |  | 666195.0154 | 1053433.5867 | 842878.5204 | 1326267.7985 | 2096965.9692 | 5985740.8901 |  | 666195.0154 | 1053433.5867 | 842878.5204 | 1326267.7985 | 2096965.9692 | 5985740.8901 |  | 644168.7636 | 965192.2651 | 1153651.9537 | 1121982.7267 | 3364765.334 | 7249761.0432 |  | 644168.7636 | 965192.2651 | 1153651.9537 | 1121982.7267 | 3364765.334 | 7249761.0432
| 132kV Network | [66 empty] | 0 | [6 empty] | 0 | [6 empty] | 0 | [6 empty] | 0 | [6 empty] | 0 | [6 empty] | 0
| 132kV CBs |  | 77 | 77 | C1 | 61 | 0 | 5 | 2 | 9 | 77 | 61 | 0 | 5 | 2 | 9 | 77 | 0 | 0 | 0 | 0 | 0 | 0 | 59 | 2 | 4 | 2 | 10 | 77 | 0 | 0 | 0 | 0 | 0 | 0 | 55 | 6 | 3 | 2 | 11 | 77 |  |  | C1 | 0 | 0 | 0 | 0 | 0 | C1 | 197041.3259 | 197041.3259 | 197041.3259 | 197041.3259 | 197041.3259 | C1 | 0 | 0 | 0 | 0 | 0 | C1 | 0 | 0 | 0 | 0 | 0 | 0 |  | 0 | 0 | 0 | 0 | 0 | 0 |  | 0 | 0 | 0 | 0 | 0 | 0 |  | 0 | 0 | 0 | 0 | 0 | 0 |  | 0 | 0 | 0 | 0 | 0 | 0 |  | 0 | 0 | 0 | 0 | 0 | 0
|  |  | 51 | 51 | C2 | 34 | 15 | 0 | 2 | 0 | 51 | 32 | 17 | 0 | 2 | 0 | 51 | 0 | 0 | 0 | 0 | 0 | 0 | 32 | 13 | 4 | 2 | 0 | 51 | 0 | 0 | 0 | 0 | 0 | 0 | 32 | 1 | 12 | 4 | 2 | 51 |  |  | C2 | 0 | 0 | 0 | 0 | 0 | C2 | 281487.6085 | 281487.6085 | 281487.6085 | 281487.6085 | 281487.6085 | C2 | 0 | 0 | 0 | 0 | 0 | C2 | 0 | 0 | 0 | 0 | 0 | 0 |  | 0 | 0 | 0 | 0 | 0 | 0 |  | 0 | 0 | 0 | 0 | 0 | 0 |  | 0 | 0 | 0 | 0 | 0 | 0 |  | 0 | 0 | 0 | 0 | 0 | 0 |  | 0 | 0 | 0 | 0 | 0 | 0
|  |  | 45 | 45 | C3 | 21 | 2 | 22 | 0 | 0 | 45 | 21 | 2 | 22 | 0 | 0 | 45 | 0 | 0 | 0 | 0 | 0 | 0 | 20 | 3 | 14 | 8 | 0 | 45 | 0 | 0 | 0 | 0 | 0 | 0 | 12 | 9 | 8 | 16 | 0 | 45 |  |  | C3 | 0 | 0 | 0 | 0 | 0 | C3 | 422231.4127 | 422231.4127 | 422231.4127 | 422231.4127 | 422231.4127 | C3 | 0 | 0 | 0 | 0 | 0 | C3 | 0 | 0 | 0 | 0 | 0 | 0 |  | 0 | 0 | 0 | 0 | 0 | 0 |  | 0 | 0 | 0 | 0 | 0 | 0 |  | 0 | 0 | 0 | 0 | 0 | 0 |  | 0 | 0 | 0 | 0 | 0 | 0 |  | 0 | 0 | 0 | 0 | 0 | 0
|  |  | 3 | 3 | C4 | 3 | 0 | 0 | 0 | 0 | 3 | 3 | 0 | 0 | 0 | 0 | 3 | 0 | 0 | 0 | 0 | 0 | 0 | 3 | 0 | 0 | 0 | 0 | 3 | 0 | 0 | 0 | 0 | 0 | 0 | 1 | 2 | 0 | 0 | 0 | 3 |  |  | C4 | 0 | 0 | 0 | 0 | 0 | C4 | 703719.0211 | 703719.0211 | 703719.0211 | 703719.0211 | 703719.0211 | C4 | 0 | 0 | 0 | 0 | 0 | C4 | 0 | 0 | 0 | 0 | 0 | 0 |  | 0 | 0 | 0 | 0 | 0 | 0 |  | 0 | 0 | 0 | 0 | 0 | 0 |  | 0 | 0 | 0 | 0 | 0 | 0 |  | 0 | 0 | 0 | 0 | 0 | 0 |  | 0 | 0 | 0 | 0 | 0 | 0
|  |  | 176 | 176 |  | 119 | 17 | 27 | 4 | 9 |  | 117 | 19 | 27 | 4 | 9 |  | 0 | 0 | 0 | 0 | 0 |  | 114 | 18 | 22 | 12 | 10 |  | 0 | 0 | 0 | 0 | 0 |  | 100 | 18 | 23 | 22 | 13 | [22 empty] | 0 | 0 | 0 | 0 | 0 | 0 |  | 0 | 0 | 0 | 0 | 0 | 0 |  | 0 | 0 | 0 | 0 | 0 | 0 |  | 0 | 0 | 0 | 0 | 0 | 0 |  | 0 | 0 | 0 | 0 | 0 | 0 |  | 0 | 0 | 0 | 0 | 0 | 0
| 132kV Transformer |  | 64 | 64 | C1 | 17 | 20 | 18 | 9 | 0 | 64 | 16 | 21 | 18 | 9 | 0 | 64 | 0 | 0 | 0 | 0 | 0 | 0 | 16 | 16 | 23 | 8 | 1 | 64 | 0 | 0 | 0 | 0 | 0 | 0 | 16 | 12 | 23 | 4 | 9 | 64 |  |  | C1 | 0.0019239 | 0.0082747 | 0.023883 | 0.053459 | 0.10171 | C1 | 140160.9164 | 140160.9164 | 140160.9164 | 140160.9164 | 140160.9164 | C1 | 269.6569 | 1159.7883 | 3347.4427 | 7492.8981 | 14256.4324 | C1 | 4314.5104 | 24355.5539 | 60253.9681 | 67436.0825 | 0 | 156360.1149 |  | 4584.1673 | 23195.7656 | 60253.9681 | 67436.0825 | 0 | 155469.9835 |  | 4314.5104 | 18556.6125 | 76991.1814 | 59943.1845 | 14256.4324 | 174061.9212 |  | 4314.5104 | 18556.6125 | 76991.1814 | 59943.1845 | 14256.4324 | 174061.9212 |  | 4314.5104 | 13917.4594 | 76991.1814 | 29971.5922 | 128307.8918 | 253502.6353 |  | 4314.5104 | 13917.4594 | 76991.1814 | 29971.5922 | 128307.8918 | 253502.6353
|  |  | 62 | 62 | C2 | 19 | 18 | 14 | 7 | 4 | 62 | 19 | 17 | 15 | 7 | 4 | 62 | 0 | 0 | 0 | 0 | 0 | 0 | 14 | 19 | 14 | 9 | 6 | 62 | 0 | 0 | 0 | 0 | 0 | 0 | 14 | 11 | 17 | 8 | 12 | 62 |  |  | C2 | 0.0019239 | 0.0082747 | 0.023883 | 0.053459 | 0.10171 | C2 | 200229.8805 | 200229.8805 | 200229.8805 | 200229.8805 | 200229.8805 | C2 | 385.2241 | 1656.8404 | 4782.061 | 10704.1401 | 20366.332 | C2 | 7319.2588 | 28166.2868 | 71730.9144 | 74928.9806 | 81465.3281 | 263610.7687 |  | 7319.2588 | 29823.1272 | 66948.8534 | 74928.9806 | 81465.3281 | 260485.5481 |  | 5393.138 | 31479.9676 | 66948.8534 | 96337.2608 | 122197.9922 | 322357.212 |  | 5393.138 | 31479.9676 | 66948.8534 | 96337.2608 | 122197.9922 | 322357.212 |  | 5393.138 | 18225.2444 | 81295.0363 | 85633.1207 | 244395.9844 | 434942.5238 |  | 5393.138 | 18225.2444 | 81295.0363 | 85633.1207 | 244395.9844 | 434942.5238
|  |  | 5 | 5 | C3 | 0 | 3 | 2 | 0 | 0 | 5 | 0 | 3 | 2 | 0 | 0 | 5 | 0 | 0 | 0 | 0 | 0 | 0 | 0 | 3 | 2 | 0 | 0 | 5 | 0 | 0 | 0 | 0 | 0 | 0 | 0 | 0 | 5 | 0 | 0 | 5 |  |  | C3 | 0.0019239 | 0.0082747 | 0.023883 | 0.053459 | 0.10171 | C3 | 300344.8208 | 300344.8208 | 300344.8208 | 300344.8208 | 300344.8208 | C3 | 577.8362 | 2485.2606 | 7173.0914 | 16056.2101 | 30549.4981 | C3 | 0 | 7455.7818 | 14346.1829 | 0 | 0 | 21801.9647 |  | 0 | 7455.7818 | 14346.1829 | 0 | 0 | 21801.9647 |  | 0 | 7455.7818 | 14346.1829 | 0 | 0 | 21801.9647 |  | 0 | 7455.7818 | 14346.1829 | 0 | 0 | 21801.9647 |  | 0 | 0 | 35865.4572 | 0 | 0 | 35865.4572 |  | 0 | 0 | 35865.4572 | 0 | 0 | 35865.4572
|  |  | 3 | 3 | C4 | 1 | 0 | 2 | 0 | 0 | 3 | 0 | 0 | 1 | 2 | 0 | 3 | 0 | 0 | 0 | 0 | 0 | 0 | 0 | 0 | 0 | 3 | 0 | 3 | 0 | 0 | 0 | 0 | 0 | 0 | 0 | 0 | 0 | 1 | 2 | 3 |  |  | C4 | 0.0019239 | 0.0082747 | 0.023883 | 0.053459 | 0.10171 | C4 | 500574.7013 | 500574.7013 | 500574.7013 | 500574.7013 | 500574.7013 | C4 | 963.0604 | 4142.101 | 11955.1524 | 26760.3502 | 50915.8301 | C4 | 0 | 0 | 11955.1524 | 53520.7004 | 0 | 65475.8528 |  | 963.0604 | 0 | 23910.3048 | 0 | 0 | 24873.3652 |  | 0 | 0 | 0 | 80281.0506 | 0 | 80281.0506 |  | 0 | 0 | 0 | 80281.0506 | 0 | 80281.0506 |  | 0 | 0 | 0 | 26760.3502 | 101831.6602 | 128592.0104 |  | 0 | 0 | 0 | 26760.3502 | 101831.6602 | 128592.0104
|  |  | 134 | 134 |  | 37 | 41 | 36 | 16 | 4 |  | 35 | 41 | 36 | 18 | 4 |  | 0 | 0 | 0 | 0 | 0 |  | 30 | 38 | 39 | 20 | 7 |  | 0 | 0 | 0 | 0 | 0 |  | 30 | 23 | 45 | 13 | 23 | [22 empty] | 11633.7692 | 59977.6225 | 158286.2177 | 195885.7635 | 81465.3281 | 507248.7011 |  | 12866.4864 | 60474.6746 | 165459.3092 | 142365.0631 | 81465.3281 | 462630.8615 |  | 9707.6485 | 57492.3619 | 158286.2177 | 236561.4959 | 136454.4246 | 598502.1486 |  | 9707.6485 | 57492.3619 | 158286.2177 | 236561.4959 | 136454.4246 | 598502.1486 |  | 9707.6485 | 32142.7038 | 194151.6749 | 142365.0631 | 474535.5364 | 852902.6267 |  | 9707.6485 | 32142.7038 | 194151.6749 | 142365.0631 | 474535.5364 | 852902.6267
| 132kV UG Cable (Gas) |  | 0.61647 | 0.61647 | C1 | 0.029688 | 0.062585 | 0.5242 | 0 | 0 | 0.61647 | 0.029688 | 0.062585 | 0.5242 | 0 | 0 | 0.61647 | 0 | 0 | 0 | 0 | 0 | 0 | 0.029688 | 0.036599 | 0.91054 | 0 | 0 | 0.97683 | 0 | 0 | 0 | 0 | 0 | 0 | 0.029688 | 0.036599 | 0.81702 | 0 | 0 | 0.88331 |  |  | C1 | 0 | 0 | 0 | 0 | 0 | C1 | 170173.9797 | 170173.9797 | 170173.9797 | 170173.9797 | 170173.9797 | C1 | 0 | 0 | 0 | 0 | 0 | C1 | 0 | 0 | 0 | 0 | 0 | 0 |  | 0 | 0 | 0 | 0 | 0 | 0 |  | 0 | 0 | 0 | 0 | 0 | 0 |  | 0 | 0 | 0 | 0 | 0 | 0 |  | 0 | 0 | 0 | 0 | 0 | 0 |  | 0 | 0 | 0 | 0 | 0 | 0
|  |  | 1.0495 | 1.0495 | C2 | 0 | 0.55324 | 0.44864 | 0.0225 | 0.025095 | 1.0495 | 0 | 0.55324 | 0.44864 | 0.0225 | 0.027501 | 1.0519 | 0 | 0 | 0 | 0 | 0 | 0 | 0 | 0.32354 | 0.77929 | 0.0225 | 0.025095 | 1.1504 | 0 | 0 | 0 | 0 | 0 | 0 | 0 | 0.32354 | 0.69925 | 0.19605 | 0.025095 | 1.2439 |  |  | C2 | 0 | 0 | 0 | 0 | 0 | C2 | 243105.6853 | 243105.6853 | 243105.6853 | 243105.6853 | 243105.6853 | C2 | 0 | 0 | 0 | 0 | 0 | C2 | 0 | 0 | 0 | 0 | 0 | 0 |  | 0 | 0 | 0 | 0 | 0 | 0 |  | 0 | 0 | 0 | 0 | 0 | 0 |  | 0 | 0 | 0 | 0 | 0 | 0 |  | 0 | 0 | 0 | 0 | 0 | 0 |  | 0 | 0 | 0 | 0 | 0 | 0
|  |  | 0.78907 | 0.78907 | C3 | 0 | 0.78907 | 0 | 0 | 0 | 0.78907 | 0 | 0.78907 | 0 | 0 | 0 | 0.78907 | 0 | 0 | 0 | 0 | 0 | 0 | 0 | 0.46145 | 0 | 0 | 0 | 0.46145 | 0 | 0 | 0 | 0 | 0 | 0 | 0 | 0.46145 | 0 | 0 | 0 | 0.46145 |  |  | C3 | 0 | 0 | 0 | 0 | 0 | C3 | 364658.528 | 364658.528 | 364658.528 | 364658.528 | 364658.528 | C3 | 0 | 0 | 0 | 0 | 0 | C3 | 0 | 0 | 0 | 0 | 0 | 0 |  | 0 | 0 | 0 | 0 | 0 | 0 |  | 0 | 0 | 0 | 0 | 0 | 0 |  | 0 | 0 | 0 | 0 | 0 | 0 |  | 0 | 0 | 0 | 0 | 0 | 0 |  | 0 | 0 | 0 | 0 | 0 | 0
|  |  | 0.32193 | 0.32193 | C4 | 0 | 0.32193 | 0 | 0 | 0 | 0.32193 | 0 | 0.32193 | 0 | 0 | 0 | 0.32193 | 0 | 0 | 0 | 0 | 0 | 0 | 0 | 0.18826 | 0 | 0 | 0 | 0.18826 | 0 | 0 | 0 | 0 | 0 | 0 | 0 | 0.18826 | 0 | 0 | 0 | 0.18826 |  |  | C4 | 0 | 0 | 0 | 0 | 0 | C4 | 607764.2133 | 607764.2133 | 607764.2133 | 607764.2133 | 607764.2133 | C4 | 0 | 0 | 0 | 0 | 0 | C4 | 0 | 0 | 0 | 0 | 0 | 0 |  | 0 | 0 | 0 | 0 | 0 | 0 |  | 0 | 0 | 0 | 0 | 0 | 0 |  | 0 | 0 | 0 | 0 | 0 | 0 |  | 0 | 0 | 0 | 0 | 0 | 0 |  | 0 | 0 | 0 | 0 | 0 | 0
|  |  | 2.777 | 2.777 |  | 0.029688 | 1.7268 | 0.97284 | 0.0225 | 0.025095 |  | 0.029688 | 1.7268 | 0.97284 | 0.0225 | 0.027501 |  | 0 | 0 | 0 | 0 | 0 |  | 0.029688 | 1.0098 | 1.6898 | 0.0225 | 0.025095 |  | 0 | 0 | 0 | 0 | 0 |  | 0.029688 | 1.0098 | 1.5163 | 0.19605 | 0.025095 | [22 empty] | 0 | 0 | 0 | 0 | 0 | 0 |  | 0 | 0 | 0 | 0 | 0 | 0 |  | 0 | 0 | 0 | 0 | 0 | 0 |  | 0 | 0 | 0 | 0 | 0 | 0 |  | 0 | 0 | 0 | 0 | 0 | 0 |  | 0 | 0 | 0 | 0 | 0 | 0
| 132kV UG Cable (Oil) |  | 31.835 | 31.835 | C1 | 3.5961 | 1.1914 | 0.49059 | 26.2065 | 0.35034 | 31.835 | 3.5961 | 1.1914 | 0.49059 | 32.7489 | 0.68246 | 38.7095 | 0 | 0 | 0 | 0 | 0 | 0 | 2.7212 | 1.4652 | 0.4801 | 26.8978 | 0.35481 | 31.9191 | 0 | 0 | 0 | 0 | 0 | 0 | 1.7391 | 0.29854 | 1.5691 | 10.7942 | 1.1659 | 15.5669 |  |  | C1 | 0.000243 | 0.0010452 | 0.0030166 | 0.0067523 | 0.012847 | C1 | 221905.6347 | 221905.6347 | 221905.6347 | 221905.6347 | 221905.6347 | C1 | 53.924 | 231.926 | 669.3972 | 1498.3751 | 2850.8973 | C1 | 193.9171 | 276.318 | 328.4011 | 49070.1411 | 1945.627 | 51814.4042 |  | 193.9171 | 276.318 | 328.4011 | 39267.223 | 998.7909 | 41064.6501 |  | 146.7403 | 339.8146 | 321.3745 | 40302.9606 | 1011.5383 | 42122.4283 |  | 146.7403 | 339.8146 | 321.3745 | 40302.9606 | 1011.5383 | 42122.4283 |  | 93.7772 | 69.2391 | 1050.3837 | 16173.8293 | 3323.8829 | 20711.1123 |  | 93.7772 | 69.2391 | 1050.3837 | 16173.8293 | 3323.8829 | 20711.1123
|  |  | 25.6369 | 25.6369 | C2 | 0.20512 | 1.2017 | 0.86182 | 18.862 | 4.5063 | 25.6369 | 0.20512 | 1.2017 | 0.86182 | 23.5708 | 8.7782 | 34.6176 | 0 | 0 | 0 | 0 | 0 | 0 | 0.15522 | 1.4778 | 0.84338 | 19.3595 | 4.5638 | 26.3997 | 0 | 0 | 0 | 0 | 0 | 0 | 0.099194 | 0.30111 | 2.7565 | 7.7691 | 14.9965 | 25.9225 |  |  | C2 | 0.000243 | 0.0010452 | 0.0030166 | 0.0067523 | 0.012847 | C2 | 317008.0495 | 317008.0495 | 317008.0495 | 317008.0495 | 317008.0495 | C2 | 77.0343 | 331.3229 | 956.2816 | 2140.5358 | 4072.7104 | C2 | 15.8012 | 398.1385 | 824.1433 | 50454.2242 | 35751.0362 | 87443.3434 |  | 15.8012 | 398.1385 | 824.1433 | 40374.8029 | 18352.8544 | 59965.7403 |  | 11.957 | 489.629 | 806.5097 | 41439.7548 | 18587.0896 | 61334.94 |  | 11.957 | 489.629 | 806.5097 | 41439.7548 | 18587.0896 | 61334.94 |  | 7.6414 | 99.7646 | 2636.0045 | 16630.0319 | 61076.5883 | 80450.0306 |  | 7.6414 | 99.7646 | 2636.0045 | 16630.0319 | 61076.5883 | 80450.0306
|  |  | 39.5599 | 39.5599 | C3 | 6.143 | 1.7044 | 2.2461 | 18.6609 | 10.8055 | 39.5599 | 6.143 | 1.7044 | 2.2461 | 23.3195 | 21.0489 | 54.462 | 0 | 0 | 0 | 0 | 0 | 0 | 4.6485 | 2.0961 | 2.2083 | 19.1531 | 10.9434 | 39.0494 | 0 | 0 | 0 | 0 | 0 | 0 | 2.9707 | 0.42709 | 6.1298 | 7.6863 | 35.9597 | 53.1736 |  |  | C3 | 0.000243 | 0.0010452 | 0.0030166 | 0.0067523 | 0.012847 | C3 | 475512.0743 | 475512.0743 | 475512.0743 | 475512.0743 | 475512.0743 | C3 | 115.5515 | 496.9843 | 1434.4225 | 3210.8037 | 6109.0657 | C3 | 709.8319 | 847.0734 | 3221.9071 | 74874.3017 | 128589.2216 | 208242.3357 |  | 709.8319 | 847.0734 | 3221.9071 | 59916.3939 | 66011.4926 | 130706.6989 |  | 537.1414 | 1041.727 | 3167.6897 | 61496.7874 | 66853.9889 | 133097.3344 |  | 537.1414 | 1041.727 | 3167.6897 | 61496.7874 | 66853.9889 | 133097.3344 |  | 343.2707 | 212.2577 | 8792.7693 | 24679.0441 | 219680.0924 | 253707.4342 |  | 343.2707 | 212.2577 | 8792.7693 | 24679.0441 | 219680.0924 | 253707.4342
|  |  | 16.8124 | 16.8124 | C4 | 3.2044 | 0.74556 | 0.15553 | 9.0515 | 3.6554 | 16.8124 | 3.2044 | 0.74556 | 0.15553 | 11.3112 | 7.1206 | 22.5374 | 0 | 0 | 0 | 0 | 0 | 0 | 2.4248 | 0.91688 | 0.14194 | 9.2903 | 3.702 | 16.476 | 0 | 0 | 0 | 0 | 0 | 0 | 1.5496 | 0.18682 | 1.5519 | 3.7283 | 12.1648 | 19.1813 |  |  | C4 | 0.000243 | 0.0010452 | 0.0030166 | 0.0067523 | 0.012847 | C4 | 792520.1238 | 792520.1238 | 792520.1238 | 792520.1238 | 792520.1238 | C4 | 192.5858 | 828.3071 | 2390.7041 | 5351.3395 | 10181.7761 | C4 | 617.1266 | 617.5497 | 371.8324 | 60530.2363 | 72500.4593 | 134637.2042 |  | 617.1266 | 617.5497 | 371.8324 | 48437.8939 | 37218.2324 | 87262.635 |  | 466.9898 | 759.4598 | 339.3441 | 49715.5231 | 37693.2439 | 88974.5607 |  | 466.9898 | 759.4598 | 339.3441 | 49715.5231 | 37693.2439 | 88974.5607 |  | 298.439 | 154.7442 | 3710.0163 | 19951.1493 | 123858.8071 | 147973.1558 |  | 298.439 | 154.7442 | 3710.0163 | 19951.1493 | 123858.8071 | 147973.1558
|  |  | 113.8443 | 113.8443 |  | 13.1487 | 4.8431 | 3.7541 | 72.781 | 19.3175 |  | 13.1487 | 4.8431 | 3.7541 | 90.9505 | 37.6302 |  | 0 | 0 | 0 | 0 | 0 |  | 9.9498 | 5.956 | 3.6738 | 74.7007 | 19.5641 |  | 0 | 0 | 0 | 0 | 0 |  | 6.3586 | 1.2136 | 12.0073 | 29.9778 | 64.2869 | [22 empty] | 1536.6768 | 2139.0796 | 4746.2838 | 234928.9033 | 238786.3441 | 482137.2876 |  | 1536.6768 | 2139.0796 | 4746.2838 | 187996.3137 | 122581.3703 | 318999.7243 |  | 1162.8285 | 2630.6303 | 4634.918 | 192955.0259 | 124145.8607 | 325529.2634 |  | 1162.8285 | 2630.6303 | 4634.918 | 192955.0259 | 124145.8607 | 325529.2634 |  | 743.1283 | 536.0056 | 16189.1739 | 77434.0545 | 407939.3707 | 502841.733 |  | 743.1283 | 536.0056 | 16189.1739 | 77434.0545 | 407939.3707 | 502841.733
| 132kV UG Cable (Non Pressurised) |  | 18.5102 | 18.5102 | C1 | 17.9762 | 0.52659 | 0 | 0 | 0.0073733 | 18.5102 | 9.9624 | 0.52659 | 0 | 0 | 0.0082235 | 10.4972 | 0 | 0 | 0 | 0 | 0 | 0 | 17.9762 | 0.52598 | 0 | 0 | 0.0073733 | 18.5096 | 0 | 0 | 0 | 0 | 0 | 0 | 17.9762 | 0.52598 | 0 | 0 | 0.0073733 | 18.5096 |  |  | C1 | 0.015802 | 0.067964 | 0.19616 | 0.43909 | 0.79703 | C1 | 111615.0056 | 111615.0056 | 111615.0056 | 111615.0056 | 111615.0056 | C1 | 1763.7389 | 7585.8012 | 21894.5433 | 49008.6306 | 88960.9246 | C1 | 17570.9975 | 3994.5761 | 0 | 0 | 731.5708 | 22297.1444 |  | 31705.3875 | 3994.5761 | 0 | 0 | 655.9315 | 36355.8951 |  | 31705.3875 | 3990.0004 | 0 | 0 | 655.9315 | 36351.3194 |  | 31705.3875 | 3990.0004 | 0 | 0 | 655.9315 | 36351.3194 |  | 31705.3875 | 3990.0004 | 0 | 0 | 655.9315 | 36351.3194 |  | 31705.3875 | 3990.0004 | 0 | 0 | 655.9315 | 36351.3194
|  |  | 30.945 | 30.945 | C2 | 29.8012 | 1.0915 | 0.03025 | 0.0123 | 0.0098361 | 30.945 | 16.5157 | 1.0915 | 0.03025 | 0.0123 | 0.01097 | 17.6607 | 0 | 0 | 0 | 0 | 0 | 0 | 29.8012 | 1.0902 | 0.036233 | 0.0123 | 0.0098361 | 30.9497 | 0 | 0 | 0 | 0 | 0 | 0 | 29.8012 | 1.0902 | 0.036233 | 0.0123 | 0.0098361 | 30.9497 |  |  | C2 | 0.015802 | 0.067964 | 0.19616 | 0.43909 | 0.79703 | C2 | 159450.008 | 159450.008 | 159450.008 | 159450.008 | 159450.008 | C2 | 2519.6269 | 10836.8589 | 31277.919 | 70012.3294 | 127087.0352 | C2 | 41613.3761 | 11827.9001 | 946.1571 | 861.1517 | 1394.1858 | 56642.7707 |  | 75087.8381 | 11827.9001 | 946.1571 | 861.1517 | 1250.0367 | 89973.0837 |  | 75087.8381 | 11814.3514 | 1133.2993 | 861.1517 | 1250.0367 | 90146.6772 |  | 75087.8381 | 11814.3514 | 1133.2993 | 861.1517 | 1250.0367 | 90146.6772 |  | 75087.8381 | 11814.3514 | 1133.2993 | 861.1517 | 1250.0367 | 90146.6772 |  | 75087.8381 | 11814.3514 | 1133.2993 | 861.1517 | 1250.0367 | 90146.6772
|  |  | 28.2332 | 28.2332 | C3 | 25.1015 | 3.1239 | 0 | 0 | 0.0077689 | 28.2332 | 13.9112 | 3.1239 | 0 | 0 | 0.0086648 | 17.0437 | 0 | 0 | 0 | 0 | 0 | 0 | 25.1015 | 3.1203 | 0 | 0 | 0.0077689 | 28.2296 | 0 | 0 | 0 | 0 | 0 | 0 | 25.1015 | 3.1203 | 0 | 0 | 0.0077689 | 28.2296 |  |  | C3 | 0.015802 | 0.067964 | 0.19616 | 0.43909 | 0.79703 | C3 | 239175.012 | 239175.012 | 239175.012 | 239175.012 | 239175.012 | C3 | 3779.4404 | 16255.2884 | 46916.8786 | 105018.494 | 190630.5528 | C3 | 52576.3841 | 50780.036 | 0 | 0 | 1651.7767 | 105008.1968 |  | 94869.6642 | 50780.036 | 0 | 0 | 1480.9946 | 147130.6948 |  | 94869.6642 | 50721.8683 | 0 | 0 | 1480.9946 | 147072.5271 |  | 94869.6642 | 50721.8683 | 0 | 0 | 1480.9946 | 147072.5271 |  | 94869.6642 | 50721.8683 | 0 | 0 | 1480.9946 | 147072.5271 |  | 94869.6642 | 50721.8683 | 0 | 0 | 1480.9946 | 147072.5271
|  |  | 12.6193 | 12.6193 | C4 | 11.9857 | 0.48136 | 0 | 0 | 0.15218 | 12.6193 | 6.6424 | 0.48136 | 0 | 0 | 0.16973 | 7.2935 | 0 | 0 | 0 | 0 | 0 | 0 | 11.9857 | 0.48081 | 0 | 0 | 0.15218 | 12.6187 | 0 | 0 | 0 | 0 | 0 | 0 | 11.9857 | 0.48081 | 0 | 0 | 0.15218 | 12.6187 |  |  | C4 | 0.015802 | 0.067964 | 0.19616 | 0.43909 | 0.79703 | C4 | 398625.0201 | 398625.0201 | 398625.0201 | 398625.0201 | 398625.0201 | C4 | 6299.0673 | 27092.1473 | 78194.7976 | 175030.8234 | 317717.5879 | C4 | 41841.1608 | 13041.0234 | 0 | 0 | 53925.8727 | 108808.0569 |  | 75498.8563 | 13041.0234 | 0 | 0 | 48350.3155 | 136890.1953 |  | 75498.8563 | 13026.0852 | 0 | 0 | 48350.3155 | 136875.257 |  | 75498.8563 | 13026.0852 | 0 | 0 | 48350.3155 | 136875.257 |  | 75498.8563 | 13026.0852 | 0 | 0 | 48350.3155 | 136875.257 |  | 75498.8563 | 13026.0852 | 0 | 0 | 48350.3155 | 136875.257
|  |  | 90.3077 | 90.3077 |  | 84.8646 | 5.2233 | 0.03025 | 0.0123 | 0.17716 |  | 47.0316 | 5.2233 | 0.03025 | 0.0123 | 0.19759 |  | 0 | 0 | 0 | 0 | 0 |  | 84.8646 | 5.2173 | 0.036233 | 0.0123 | 0.17716 |  | 0 | 0 | 0 | 0 | 0 |  | 84.8646 | 5.2173 | 0.036233 | 0.0123 | 0.17716 | [22 empty] | 153601.9185 | 79643.5356 | 946.1571 | 861.1517 | 57703.406 | 292756.1688 |  | 277161.7461 | 79643.5356 | 946.1571 | 861.1517 | 51737.2784 | 410349.8689 |  | 277161.7461 | 79552.3053 | 1133.2993 | 861.1517 | 51737.2784 | 410445.7807 |  | 277161.7461 | 79552.3053 | 1133.2993 | 861.1517 | 51737.2784 | 410445.7807 |  | 277161.7461 | 79552.3053 | 1133.2993 | 861.1517 | 51737.2784 | 410445.7807 |  | 277161.7461 | 79552.3053 | 1133.2993 | 861.1517 | 51737.2784 | 410445.7807
| 132kV OHL Support - Tower |  | 674 | 674 | C1 | 124 | 332 | 101 | 18 | 99 | 674 | 49 | 183 | 125 | 23 | 294 | 674 | 0 | 0 | 0 | 0 | 0 | 0 | 103 | 198 | 200 | 48 | 125 | 674 | 0 | 0 | 0 | 0 | 0 | 0 | 26 | 98 | 187 | 190 | 173 | 674 |  |  | C1 | 0 | 0 | 0 | 0 | 0 | C1 | 77193.9408 | 77193.9408 | 77193.9408 | 77193.9408 | 77193.9408 | C1 | 0 | 0 | 0 | 0 | 0 | C1 | 0 | 0 | 0 | 0 | 0 | 0 |  | 0 | 0 | 0 | 0 | 0 | 0 |  | 0 | 0 | 0 | 0 | 0 | 0 |  | 0 | 0 | 0 | 0 | 0 | 0 |  | 0 | 0 | 0 | 0 | 0 | 0 |  | 0 | 0 | 0 | 0 | 0 | 0
|  |  | 913 | 913 | C2 | 141 | 475 | 81 | 38 | 178 | 913 | 64 | 230 | 95 | 54 | 470 | 913 | 0 | 0 | 0 | 0 | 0 | 0 | 128 | 302 | 214 | 41 | 228 | 913 | 0 | 0 | 0 | 0 | 0 | 0 | 33 | 104 | 295 | 212 | 269 | 913 |  |  | C2 | 0 | 0 | 0 | 0 | 0 | C2 | 110277.0583 | 110277.0583 | 110277.0583 | 110277.0583 | 110277.0583 | C2 | 0 | 0 | 0 | 0 | 0 | C2 | 0 | 0 | 0 | 0 | 0 | 0 |  | 0 | 0 | 0 | 0 | 0 | 0 |  | 0 | 0 | 0 | 0 | 0 | 0 |  | 0 | 0 | 0 | 0 | 0 | 0 |  | 0 | 0 | 0 | 0 | 0 | 0 |  | 0 | 0 | 0 | 0 | 0 | 0
|  |  | 409 | 409 | C3 | 83 | 278 | 18 | 4 | 26 | 409 | 63 | 161 | 30 | 16 | 139 | 409 | 0 | 0 | 0 | 0 | 0 | 0 | 65 | 153 | 147 | 13 | 31 | 409 | 0 | 0 | 0 | 0 | 0 | 0 | 31 | 47 | 140 | 147 | 44 | 409 |  |  | C3 | 0 | 0 | 0 | 0 | 0 | C3 | 165415.5875 | 165415.5875 | 165415.5875 | 165415.5875 | 165415.5875 | C3 | 0 | 0 | 0 | 0 | 0 | C3 | 0 | 0 | 0 | 0 | 0 | 0 |  | 0 | 0 | 0 | 0 | 0 | 0 |  | 0 | 0 | 0 | 0 | 0 | 0 |  | 0 | 0 | 0 | 0 | 0 | 0 |  | 0 | 0 | 0 | 0 | 0 | 0 |  | 0 | 0 | 0 | 0 | 0 | 0
|  |  | 119 | 119 | C4 | 67 | 50 | 0 | 1 | 1 | 119 | 0 | 22 | 41 | 22 | 34 | 119 | 0 | 0 | 0 | 0 | 0 | 0 | 2 | 100 | 15 | 0 | 2 | 119 | 0 | 0 | 0 | 0 | 0 | 0 | 0 | 67 | 35 | 15 | 2 | 119 |  |  | C4 | 0 | 0 | 0 | 0 | 0 | C4 | 275692.6458 | 275692.6458 | 275692.6458 | 275692.6458 | 275692.6458 | C4 | 0 | 0 | 0 | 0 | 0 | C4 | 0 | 0 | 0 | 0 | 0 | 0 |  | 0 | 0 | 0 | 0 | 0 | 0 |  | 0 | 0 | 0 | 0 | 0 | 0 |  | 0 | 0 | 0 | 0 | 0 | 0 |  | 0 | 0 | 0 | 0 | 0 | 0 |  | 0 | 0 | 0 | 0 | 0 | 0
|  |  | 2115 | 2115 |  | 415 | 1135 | 200 | 61 | 304 |  | 176 | 596 | 291 | 115 | 937 |  | 0 | 0 | 0 | 0 | 0 |  | 298 | 753 | 576 | 102 | 386 |  | 0 | 0 | 0 | 0 | 0 |  | 90 | 316 | 657 | 564 | 488 | [22 empty] | 0 | 0 | 0 | 0 | 0 | 0 |  | 0 | 0 | 0 | 0 | 0 | 0 |  | 0 | 0 | 0 | 0 | 0 | 0 |  | 0 | 0 | 0 | 0 | 0 | 0 |  | 0 | 0 | 0 | 0 | 0 | 0 |  | 0 | 0 | 0 | 0 | 0 | 0
| 132kV OHL Fittings and Conductors (Tower Lines) |  | 1004.8311 | 1004.8311 | C1 | 17.3553 | 308.5563 | 191.7861 | 385.3717 | 101.7617 | 1004.8311 | 15.9338 | 226.7885 | 155.2854 | 406.7512 | 200.0722 | 1004.8311 | 0 | 0 | 0 | 0 | 0 | 0 | 17.3553 | 108.8709 | 386.8952 | 84.4571 | 407.2526 | 1004.8311 | 0 | 0 | 0 | 0 | 0 | 0 | 10.355 | 52.1953 | 289.0207 | 227.3811 | 425.8789 | 1004.8311 |  | 289.0207 | C1 | 5.4099e-05 | 0.00023268 | 0.00067157 | 0.0015032 | 0.0028602 | C1 | 173709.8735 | 173709.8735 | 173709.8735 | 173709.8735 | 173709.8735 | C1 | 9.3976 | 40.4189 | 116.6591 | 261.1291 | 496.8397 | C1 | 149.7395 | 9166.5339 | 18115.4561 | 106214.5786 | 99403.8173 | 233050.1254 |  | 163.0983 | 12471.4951 | 22373.5952 | 100631.7718 | 50559.2507 | 186199.2111 |  | 163.0983 | 4400.4394 | 45134.8475 | 22054.1966 | 202339.2574 | 274091.8393 |  | 163.0983 | 4400.4394 | 45134.8475 | 22054.1966 | 202339.2574 | 274091.8393 |  | 97.3125 | 2109.6755 | 33716.8919 | 59375.8332 | 211593.569 | 306893.2821 |  | 97.3125 | 2109.6755 | 33716.8919 | 59375.8332 | 211593.569 | 306893.2821
|  |  | 15.5536 | 15.5536 | C2 | 1.5169 | 1.954 | 0.61843 | 9.5793 | 1.8849 | 15.5536 | 1.5169 | 1.3767 | 0.61843 | 9.5793 | 2.4622 | 15.5536 | 0 | 0 | 0 | 0 | 0 | 0 | 1.5169 | 1.954 | 0.61843 | 0 | 11.4642 | 15.5536 | 0 | 0 | 0 | 0 | 0 | 0 | 0 | 2.0942 | 1.3767 | 0.61843 | 11.4642 | 15.5536 |  |  | C2 | 5.4099e-05 | 0.00023268 | 0.00067157 | 0.0015032 | 0.0028602 | C2 | 248156.9621 | 248156.9621 | 248156.9621 | 248156.9621 | 248156.9621 | C2 | 13.4251 | 57.7412 | 166.6558 | 373.0416 | 709.771 | C2 | 20.365 | 79.4941 | 103.0657 | 3573.4641 | 1747.6176 | 5524.0065 |  | 20.365 | 112.8274 | 103.0657 | 3573.4641 | 1337.8757 | 5147.5978 |  | 20.365 | 112.8274 | 103.0657 | 0 | 8136.9604 | 8373.2185 |  | 20.365 | 112.8274 | 103.0657 | 0 | 8136.9604 | 8373.2185 |  | 0 | 120.9228 | 229.44 | 230.7017 | 8136.9604 | 8718.025 |  | 0 | 120.9228 | 229.44 | 230.7017 | 8136.9604 | 8718.025
|  |  | 34.064 | 34.064 | C3 | 0 | 9.6463 | 0.96847 | 21.7879 | 1.6613 | 34.064 | 0 | 8.8499 | 1.1952 | 21.7879 | 2.231 | 34.064 | 0 | 0 | 0 | 0 | 0 | 0 | 0 | 2.5303 | 8.0845 | 2.4762 | 20.973 | 34.064 | 0 | 0 | 0 | 0 | 0 | 0 | 0 | 2.0016 | 8.1061 | 1.6122 | 22.344 | 34.064 |  |  | C3 | 5.4099e-05 | 0.00023268 | 0.00067157 | 0.0015032 | 0.0028602 | C3 | 372235.4431 | 372235.4431 | 372235.4431 | 372235.4431 | 372235.4431 | C3 | 20.1377 | 86.6119 | 249.9838 | 559.5624 | 1064.6565 | C3 | 0 | 766.5043 | 298.7807 | 12191.7123 | 2375.1977 | 15632.1949 |  | 0 | 835.4803 | 242.1009 | 12191.7123 | 1768.7204 | 15038.0138 |  | 0 | 219.1499 | 2020.9865 | 1385.6107 | 22329.0505 | 25954.7975 |  | 0 | 219.1499 | 2020.9865 | 1385.6107 | 22329.0505 | 25954.7975 |  | 0 | 173.3624 | 2026.3902 | 902.1451 | 23788.7384 | 26890.6361 |  | 0 | 173.3624 | 2026.3902 | 902.1451 | 23788.7384 | 26890.6361
|  |  | 0 | 0 | C4 | 0 | 0 | 0 | 0 | 0 | 0 | 0 | 0 | 0 | 0 | 0 | 0 | 0 | 0 | 0 | 0 | 0 | 0 | 0 | 0 | 0 | 0 | 0 | 0 | 0 | 0 | 0 | 0 | 0 | 0 | 0 | 0 | 0 | 0 | 0 | 0 |  |  | C4 | 5.4099e-05 | 0.00023268 | 0.00067157 | 0.0015032 | 0.0028602 | C4 | 620392.4052 | 620392.4052 | 620392.4052 | 620392.4052 | 620392.4052 | C4 | 33.5629 | 144.3531 | 416.6396 | 932.6039 | 1774.4276 | C4 | 0 | 0 | 0 | 0 | 0 | 0 |  | 0 | 0 | 0 | 0 | 0 | 0 |  | 0 | 0 | 0 | 0 | 0 | 0 |  | 0 | 0 | 0 | 0 | 0 | 0 |  | 0 | 0 | 0 | 0 | 0 | 0 |  | 0 | 0 | 0 | 0 | 0 | 0
|  |  | 1054.4487 | 1054.4487 |  | 18.8722 | 320.1565 | 193.373 | 416.7389 | 105.3079 |  | 17.4507 | 237.0151 | 157.0991 | 438.1184 | 204.7654 |  | 0 | 0 | 0 | 0 | 0 |  | 18.8722 | 113.3552 | 395.5981 | 86.9333 | 439.6898 |  | 0 | 0 | 0 | 0 | 0 |  | 10.355 | 56.2911 | 298.5035 | 229.6118 | 459.6872 | [22 empty] | 170.1045 | 10012.5323 | 18517.3024 | 121979.755 | 103526.6326 | 254206.3268 |  | 183.4634 | 13419.8027 | 22718.7617 | 116396.9482 | 53665.8468 | 206384.8228 |  | 183.4634 | 4732.4167 | 47258.8996 | 23439.8073 | 232805.2683 | 308419.8553 |  | 183.4634 | 4732.4167 | 47258.8996 | 23439.8073 | 232805.2683 | 308419.8553 |  | 97.3125 | 2403.9607 | 35972.7221 | 60508.68 | 243519.2679 | 342501.9432 |  | 97.3125 | 2403.9607 | 35972.7221 | 60508.68 | 243519.2679 | 342501.9432
| [Please insert new asset category as required] |  | 0 | 0 | C1 | 0 | 0 | 0 | 0 | 0 | 0 | 0 | 0 | 0 | 0 | 0 | 0 | 0 | 0 | 0 | 0 | 0 | 0 | 0 | 0 | 0 | 0 | 0 | 0 | 0 | 0 | 0 | 0 | 0 | 0 | 0 | 0 | 0 | 0 | 0 | 0 |  |  | C1 | 0 | 0 | 0 | 0 | 0 | C1 | 0 | 0 | 0 | 0 | 0 | C1 | [5 empty] | C1 | [5 empty] | 0 | [6 empty] | 0 | [6 empty] | 0 | [6 empty] | 0 | [6 empty] | 0 | [6 empty] | 0
|  |  | 0 | 0 | C2 | 0 | 0 | 0 | 0 | 0 | 0 | 0 | 0 | 0 | 0 | 0 | 0 | 0 | 0 | 0 | 0 | 0 | 0 | 0 | 0 | 0 | 0 | 0 | 0 | 0 | 0 | 0 | 0 | 0 | 0 | 0 | 0 | 0 | 0 | 0 | 0 |  |  | C2 | 0 | 0 | 0 | 0 | 0 | C2 | 0 | 0 | 0 | 0 | 0 | C2 | [5 empty] | C2 | [5 empty] | 0 | [6 empty] | 0 | [6 empty] | 0 | [6 empty] | 0 | [6 empty] | 0 | [6 empty] | 0
|  |  | 0 | 0 | C3 | 0 | 0 | 0 | 0 | 0 | 0 | 0 | 0 | 0 | 0 | 0 | 0 | 0 | 0 | 0 | 0 | 0 | 0 | 0 | 0 | 0 | 0 | 0 | 0 | 0 | 0 | 0 | 0 | 0 | 0 | 0 | 0 | 0 | 0 | 0 | 0 |  |  | C3 | 0 | 0 | 0 | 0 | 0 | C3 | 0 | 0 | 0 | 0 | 0 | C3 | [5 empty] | C3 | [5 empty] | 0 | [6 empty] | 0 | [6 empty] | 0 | [6 empty] | 0 | [6 empty] | 0 | [6 empty] | 0
|  |  | 0 | 0 | C4 | 0 | 0 | 0 | 0 | 0 | 0 | 0 | 0 | 0 | 0 | 0 | 0 | 0 | 0 | 0 | 0 | 0 | 0 | 0 | 0 | 0 | 0 | 0 | 0 | 0 | 0 | 0 | 0 | 0 | 0 | 0 | 0 | 0 | 0 | 0 | 0 |  |  | C4 | 0 | 0 | 0 | 0 | 0 | C4 | 0 | 0 | 0 | 0 | 0 | C4 | [5 empty] | C4 | [5 empty] | 0 | [6 empty] | 0 | [6 empty] | 0 | [6 empty] | 0 | [6 empty] | 0 | [6 empty] | 0
|  |  | 0 | 0 |  | 0 | 0 | 0 | 0 | 0 |  | 0 | 0 | 0 | 0 | 0 |  | 0 | 0 | 0 | 0 | 0 |  | 0 | 0 | 0 | 0 | 0 |  | 0 | 0 | 0 | 0 | 0 |  | 0 | 0 | 0 | 0 | 0 | [22 empty] | 0 | 0 | 0 | 0 | 0 | 0 |  | 0 | 0 | 0 | 0 | 0 | 0 |  | 0 | 0 | 0 | 0 | 0 | 0 |  | 0 | 0 | 0 | 0 | 0 | 0 |  | 0 | 0 | 0 | 0 | 0 | 0 |  | 0 | 0 | 0 | 0 | 0 | 0
| [Please insert new asset category as required] |  | 0 | 0 | C1 | 0 | 0 | 0 | 0 | 0 | 0 | 0 | 0 | 0 | 0 | 0 | 0 | 0 | 0 | 0 | 0 | 0 | 0 | 0 | 0 | 0 | 0 | 0 | 0 | 0 | 0 | 0 | 0 | 0 | 0 | 0 | 0 | 0 | 0 | 0 | 0 |  |  | C1 | 0 | 0 | 0 | 0 | 0 | C1 | 0 | 0 | 0 | 0 | 0 | C1 | [5 empty] | C1 | [5 empty] | 0 | [6 empty] | 0 | [6 empty] | 0 | [6 empty] | 0 | [6 empty] | 0 | [6 empty] | 0
|  |  | 0 | 0 | C2 | 0 | 0 | 0 | 0 | 0 | 0 | 0 | 0 | 0 | 0 | 0 | 0 | 0 | 0 | 0 | 0 | 0 | 0 | 0 | 0 | 0 | 0 | 0 | 0 | 0 | 0 | 0 | 0 | 0 | 0 | 0 | 0 | 0 | 0 | 0 | 0 |  |  | C2 | 0 | 0 | 0 | 0 | 0 | C2 | 0 | 0 | 0 | 0 | 0 | C2 | [5 empty] | C2 | [5 empty] | 0 | [6 empty] | 0 | [6 empty] | 0 | [6 empty] | 0 | [6 empty] | 0 | [6 empty] | 0
|  |  | 0 | 0 | C3 | 0 | 0 | 0 | 0 | 0 | 0 | 0 | 0 | 0 | 0 | 0 | 0 | 0 | 0 | 0 | 0 | 0 | 0 | 0 | 0 | 0 | 0 | 0 | 0 | 0 | 0 | 0 | 0 | 0 | 0 | 0 | 0 | 0 | 0 | 0 | 0 |  |  | C3 | 0 | 0 | 0 | 0 | 0 | C3 | 0 | 0 | 0 | 0 | 0 | C3 | [5 empty] | C3 | [5 empty] | 0 | [6 empty] | 0 | [6 empty] | 0 | [6 empty] | 0 | [6 empty] | 0 | [6 empty] | 0
|  |  | 0 | 0 | C4 | 0 | 0 | 0 | 0 | 0 | 0 | 0 | 0 | 0 | 0 | 0 | 0 | 0 | 0 | 0 | 0 | 0 | 0 | 0 | 0 | 0 | 0 | 0 | 0 | 0 | 0 | 0 | 0 | 0 | 0 | 0 | 0 | 0 | 0 | 0 | 0 |  |  | C4 | 0 | 0 | 0 | 0 | 0 | C4 | 0 | 0 | 0 | 0 | 0 | C4 | [5 empty] | C4 | [5 empty] | 0 | [6 empty] | 0 | [6 empty] | 0 | [6 empty] | 0 | [6 empty] | 0 | [6 empty] | 0
|  |  | 0 | 0 |  | 0 | 0 | 0 | 0 | 0 |  | 0 | 0 | 0 | 0 | 0 |  | 0 | 0 | 0 | 0 | 0 |  | 0 | 0 | 0 | 0 | 0 |  | 0 | 0 | 0 | 0 | 0 |  | 0 | 0 | 0 | 0 | 0 | [22 empty] | 0 | 0 | 0 | 0 | 0 | 0 |  | 0 | 0 | 0 | 0 | 0 | 0 |  | 0 | 0 | 0 | 0 | 0 | 0 |  | 0 | 0 | 0 | 0 | 0 | 0 |  | 0 | 0 | 0 | 0 | 0 | 0 |  | 0 | 0 | 0 | 0 | 0 | 0
| [Please insert new asset category as required] |  | 0 | 0 | C1 | 0 | 0 | 0 | 0 | 0 | 0 | 0 | 0 | 0 | 0 | 0 | 0 | 0 | 0 | 0 | 0 | 0 | 0 | 0 | 0 | 0 | 0 | 0 | 0 | 0 | 0 | 0 | 0 | 0 | 0 | 0 | 0 | 0 | 0 | 0 | 0 |  |  | C1 | 0 | 0 | 0 | 0 | 0 | C1 | 0 | 0 | 0 | 0 | 0 | C1 | [5 empty] | C1 | [5 empty] | 0 | [6 empty] | 0 | [6 empty] | 0 | [6 empty] | 0 | [6 empty] | 0 | [6 empty] | 0
|  |  | 0 | 0 | C2 | 0 | 0 | 0 | 0 | 0 | 0 | 0 | 0 | 0 | 0 | 0 | 0 | 0 | 0 | 0 | 0 | 0 | 0 | 0 | 0 | 0 | 0 | 0 | 0 | 0 | 0 | 0 | 0 | 0 | 0 | 0 | 0 | 0 | 0 | 0 | 0 |  |  | C2 | 0 | 0 | 0 | 0 | 0 | C2 | 0 | 0 | 0 | 0 | 0 | C2 | [5 empty] | C2 | [5 empty] | 0 | [6 empty] | 0 | [6 empty] | 0 | [6 empty] | 0 | [6 empty] | 0 | [6 empty] | 0
|  |  | 0 | 0 | C3 | 0 | 0 | 0 | 0 | 0 | 0 | 0 | 0 | 0 | 0 | 0 | 0 | 0 | 0 | 0 | 0 | 0 | 0 | 0 | 0 | 0 | 0 | 0 | 0 | 0 | 0 | 0 | 0 | 0 | 0 | 0 | 0 | 0 | 0 | 0 | 0 |  |  | C3 | 0 | 0 | 0 | 0 | 0 | C3 | 0 | 0 | 0 | 0 | 0 | C3 | [5 empty] | C3 | [5 empty] | 0 | [6 empty] | 0 | [6 empty] | 0 | [6 empty] | 0 | [6 empty] | 0 | [6 empty] | 0
|  |  | 0 | 0 | C4 | 0 | 0 | 0 | 0 | 0 | 0 | 0 | 0 | 0 | 0 | 0 | 0 | 0 | 0 | 0 | 0 | 0 | 0 | 0 | 0 | 0 | 0 | 0 | 0 | 0 | 0 | 0 | 0 | 0 | 0 | 0 | 0 | 0 | 0 | 0 | 0 |  |  | C4 | 0 | 0 | 0 | 0 | 0 | C4 | 0 | 0 | 0 | 0 | 0 | C4 | [5 empty] | C4 | [5 empty] | 0 | [6 empty] | 0 | [6 empty] | 0 | [6 empty] | 0 | [6 empty] | 0 | [6 empty] | 0
|  |  | 0 | 0 |  | 0 | 0 | 0 | 0 | 0 |  | 0 | 0 | 0 | 0 | 0 |  | 0 | 0 | 0 | 0 | 0 |  | 0 | 0 | 0 | 0 | 0 |  | 0 | 0 | 0 | 0 | 0 |  | 0 | 0 | 0 | 0 | 0 | [22 empty] | 0 | 0 | 0 | 0 | 0 | 0 |  | 0 | 0 | 0 | 0 | 0 | 0 |  | 0 | 0 | 0 | 0 | 0 | 0 |  | 0 | 0 | 0 | 0 | 0 | 0 |  | 0 | 0 | 0 | 0 | 0 | 0 |  | 0 | 0 | 0 | 0 | 0 | 0
| [Please insert new asset category as required] |  | 0 | 0 | C1 | 0 | 0 | 0 | 0 | 0 | 0 | 0 | 0 | 0 | 0 | 0 | 0 | 0 | 0 | 0 | 0 | 0 | 0 | 0 | 0 | 0 | 0 | 0 | 0 | 0 | 0 | 0 | 0 | 0 | 0 | 0 | 0 | 0 | 0 | 0 | 0 |  |  | C1 | 0 | 0 | 0 | 0 | 0 | C1 | 0 | 0 | 0 | 0 | 0 | C1 | [5 empty] | C1 | [5 empty] | 0 | [6 empty] | 0 | [6 empty] | 0 | [6 empty] | 0 | [6 empty] | 0 | [6 empty] | 0
|  |  | 0 | 0 | C2 | 0 | 0 | 0 | 0 | 0 | 0 | 0 | 0 | 0 | 0 | 0 | 0 | 0 | 0 | 0 | 0 | 0 | 0 | 0 | 0 | 0 | 0 | 0 | 0 | 0 | 0 | 0 | 0 | 0 | 0 | 0 | 0 | 0 | 0 | 0 | 0 |  |  | C2 | 0 | 0 | 0 | 0 | 0 | C2 | 0 | 0 | 0 | 0 | 0 | C2 | [5 empty] | C2 | [5 empty] | 0 | [6 empty] | 0 | [6 empty] | 0 | [6 empty] | 0 | [6 empty] | 0 | [6 empty] | 0
|  |  | 0 | 0 | C3 | 0 | 0 | 0 | 0 | 0 | 0 | 0 | 0 | 0 | 0 | 0 | 0 | 0 | 0 | 0 | 0 | 0 | 0 | 0 | 0 | 0 | 0 | 0 | 0 | 0 | 0 | 0 | 0 | 0 | 0 | 0 | 0 | 0 | 0 | 0 | 0 |  |  | C3 | 0 | 0 | 0 | 0 | 0 | C3 | 0 | 0 | 0 | 0 | 0 | C3 | [5 empty] | C3 | [5 empty] | 0 | [6 empty] | 0 | [6 empty] | 0 | [6 empty] | 0 | [6 empty] | 0 | [6 empty] | 0
|  |  | 0 | 0 | C4 | 0 | 0 | 0 | 0 | 0 | 0 | 0 | 0 | 0 | 0 | 0 | 0 | 0 | 0 | 0 | 0 | 0 | 0 | 0 | 0 | 0 | 0 | 0 | 0 | 0 | 0 | 0 | 0 | 0 | 0 | 0 | 0 | 0 | 0 | 0 | 0 |  |  | C4 | 0 | 0 | 0 | 0 | 0 | C4 | 0 | 0 | 0 | 0 | 0 | C4 | [5 empty] | C4 | [5 empty] | 0 | [6 empty] | 0 | [6 empty] | 0 | [6 empty] | 0 | [6 empty] | 0 | [6 empty] | 0
|  |  | 0 | 0 |  | 0 | 0 | 0 | 0 | 0 |  | 0 | 0 | 0 | 0 | 0 |  | 0 | 0 | 0 | 0 | 0 |  | 0 | 0 | 0 | 0 | 0 |  | 0 | 0 | 0 | 0 | 0 |  | 0 | 0 | 0 | 0 | 0 | [22 empty] | 0 | 0 | 0 | 0 | 0 | 0 |  | 0 | 0 | 0 | 0 | 0 | 0 |  | 0 | 0 | 0 | 0 | 0 | 0 |  | 0 | 0 | 0 | 0 | 0 | 0 |  | 0 | 0 | 0 | 0 | 0 | 0 |  | 0 | 0 | 0 | 0 | 0 | 0
| [Please insert new asset category as required] |  | 0 | 0 | C1 | 0 | 0 | 0 | 0 | 0 | 0 | 0 | 0 | 0 | 0 | 0 | 0 | 0 | 0 | 0 | 0 | 0 | 0 | 0 | 0 | 0 | 0 | 0 | 0 | 0 | 0 | 0 | 0 | 0 | 0 | 0 | 0 | 0 | 0 | 0 | 0 |  |  | C1 | 0 | 0 | 0 | 0 | 0 | C1 | 0 | 0 | 0 | 0 | 0 | C1 | [5 empty] | C1 | [5 empty] | 0 | [6 empty] | 0 | [6 empty] | 0 | [6 empty] | 0 | [6 empty] | 0 | [6 empty] | 0
|  |  | 0 | 0 | C2 | 0 | 0 | 0 | 0 | 0 | 0 | 0 | 0 | 0 | 0 | 0 | 0 | 0 | 0 | 0 | 0 | 0 | 0 | 0 | 0 | 0 | 0 | 0 | 0 | 0 | 0 | 0 | 0 | 0 | 0 | 0 | 0 | 0 | 0 | 0 | 0 |  |  | C2 | 0 | 0 | 0 | 0 | 0 | C2 | 0 | 0 | 0 | 0 | 0 | C2 | [5 empty] | C2 | [5 empty] | 0 | [6 empty] | 0 | [6 empty] | 0 | [6 empty] | 0 | [6 empty] | 0 | [6 empty] | 0
|  |  | 0 | 0 | C3 | 0 | 0 | 0 | 0 | 0 | 0 | 0 | 0 | 0 | 0 | 0 | 0 | 0 | 0 | 0 | 0 | 0 | 0 | 0 | 0 | 0 | 0 | 0 | 0 | 0 | 0 | 0 | 0 | 0 | 0 | 0 | 0 | 0 | 0 | 0 | 0 |  |  | C3 | 0 | 0 | 0 | 0 | 0 | C3 | 0 | 0 | 0 | 0 | 0 | C3 | [5 empty] | C3 | [5 empty] | 0 | [6 empty] | 0 | [6 empty] | 0 | [6 empty] | 0 | [6 empty] | 0 | [6 empty] | 0
|  |  | 0 | 0 | C4 | 0 | 0 | 0 | 0 | 0 | 0 | 0 | 0 | 0 | 0 | 0 | 0 | 0 | 0 | 0 | 0 | 0 | 0 | 0 | 0 | 0 | 0 | 0 | 0 | 0 | 0 | 0 | 0 | 0 | 0 | 0 | 0 | 0 | 0 | 0 | 0 |  |  | C4 | 0 | 0 | 0 | 0 | 0 | C4 | 0 | 0 | 0 | 0 | 0 | C4 | [5 empty] | C4 | [5 empty] | 0 | [6 empty] | 0 | [6 empty] | 0 | [6 empty] | 0 | [6 empty] | 0 | [6 empty] | 0
|  |  | 0 | 0 |  | 0 | 0 | 0 | 0 | 0 |  | 0 | 0 | 0 | 0 | 0 |  | 0 | 0 | 0 | 0 | 0 |  | 0 | 0 | 0 | 0 | 0 |  | 0 | 0 | 0 | 0 | 0 |  | 0 | 0 | 0 | 0 | 0 | [22 empty] | 0 | 0 | 0 | 0 | 0 | 0 |  | 0 | 0 | 0 | 0 | 0 | 0 |  | 0 | 0 | 0 | 0 | 0 | 0 |  | 0 | 0 | 0 | 0 | 0 | 0 |  | 0 | 0 | 0 | 0 | 0 | 0 |  | 0 | 0 | 0 | 0 | 0 | 0
[63 empty] | 166942.469 | 151772.77 | 182495.9611 | 553655.5734 | 481481.7109 | 1536348.4843 |  | 291748.3727 | 155677.0925 | 193870.5118 | 447619.4767 | 309449.8237 | 1398365.2774 |  | 288215.6864 | 144407.7142 | 211313.3346 | 453817.4806 | 545142.8321 | 1642897.0479 |  | 288215.6864 | 144407.7142 | 211313.3346 | 453817.4806 | 545142.8321 | 1642897.0479 |  | 287709.8353 | 114634.9753 | 247446.8702 | 281168.9493 | 1177731.4535 | 2108692.0837 |  | 287709.8353 | 114634.9753 | 247446.8702 | 281168.9493 | 1177731.4535 | 2108692.0837
| Other | [66 empty] | 0 | [6 empty] | 0 | [6 empty] | 0 | [6 empty] | 0 | [6 empty] | 0 | [6 empty] | 0
| Submarine Cables |  | 0 | 0 | C1 | 0 | 0 | 0 | 0 | 0 | 0 | 0 | 0 | 0 | 0 | 0 | 0 | 0 | 0 | 0 | 0 | 0 | 0 | 0 | 0 | 0 | 0 | 0 | 0 | 0 | 0 | 0 | 0 | 0 | 0 | 0 | 0 | 0 | 0 | 0 | 0 |  |  | C1 | 0 | 0 | 0 | 0 | 0 | C1 | 0 | 0 | 0 | 0 | 0 | C1 | [5 empty] | C1 | [5 empty] | 0 | [6 empty] | 0 | [6 empty] | 0 | [6 empty] | 0 | [6 empty] | 0 | [6 empty] | 0
|  |  | 0 | 0 | C2 | 0 | 0 | 0 | 0 | 0 | 0 | 0 | 0 | 0 | 0 | 0 | 0 | 0 | 0 | 0 | 0 | 0 | 0 | 0 | 0 | 0 | 0 | 0 | 0 | 0 | 0 | 0 | 0 | 0 | 0 | 0 | 0 | 0 | 0 | 0 | 0 |  |  | C2 | 0 | 0 | 0 | 0 | 0 | C2 | 0 | 0 | 0 | 0 | 0 | C2 | [5 empty] | C2 | [5 empty] | 0 | [6 empty] | 0 | [6 empty] | 0 | [6 empty] | 0 | [6 empty] | 0 | [6 empty] | 0
|  |  | 0 | 0 | C3 | 0 | 0 | 0 | 0 | 0 | 0 | 0 | 0 | 0 | 0 | 0 | 0 | 0 | 0 | 0 | 0 | 0 | 0 | 0 | 0 | 0 | 0 | 0 | 0 | 0 | 0 | 0 | 0 | 0 | 0 | 0 | 0 | 0 | 0 | 0 | 0 |  |  | C3 | 0 | 0 | 0 | 0 | 0 | C3 | 0 | 0 | 0 | 0 | 0 | C3 | [5 empty] | C3 | [5 empty] | 0 | [6 empty] | 0 | [6 empty] | 0 | [6 empty] | 0 | [6 empty] | 0 | [6 empty] | 0
|  |  | 0 | 0 | C4 | 0 | 0 | 0 | 0 | 0 | 0 | 0 | 0 | 0 | 0 | 0 | 0 | 0 | 0 | 0 | 0 | 0 | 0 | 0 | 0 | 0 | 0 | 0 | 0 | 0 | 0 | 0 | 0 | 0 | 0 | 0 | 0 | 0 | 0 | 0 | 0 |  |  | C4 | 0 | 0 | 0 | 0 | 0 | C4 | 0 | 0 | 0 | 0 | 0 | C4 | [5 empty] | C4 | [5 empty] | 0 | [6 empty] | 0 | [6 empty] | 0 | [6 empty] | 0 | [6 empty] | 0 | [6 empty] | 0
|  |  | 0 | 0 |  | 0 | 0 | 0 | 0 | 0 |  | 0 | 0 | 0 | 0 | 0 |  | 0 | 0 | 0 | 0 | 0 |  | 0 | 0 | 0 | 0 | 0 |  | 0 | 0 | 0 | 0 | 0 |  | 0 | 0 | 0 | 0 | 0 | [22 empty] | 0 | 0 | 0 | 0 | 0 | 0 |  | 0 | 0 | 0 | 0 | 0 | 0 |  | 0 | 0 | 0 | 0 | 0 | 0 |  | 0 | 0 | 0 | 0 | 0 | 0 |  | 0 | 0 | 0 | 0 | 0 | 0 |  | 0 | 0 | 0 | 0 | 0 | 0
| [Please insert new asset category as required] |  | 0 | 0 | C1 | 0 | 0 | 0 | 0 | 0 | 0 | 0 | 0 | 0 | 0 | 0 | 0 | 0 | 0 | 0 | 0 | 0 | 0 | 0 | 0 | 0 | 0 | 0 | 0 | 0 | 0 | 0 | 0 | 0 | 0 | 0 | 0 | 0 | 0 | 0 | 0 |  |  | C1 | 0 | 0 | 0 | 0 | 0 | C1 | 0 | 0 | 0 | 0 | 0 | C1 | [5 empty] | C1 | [5 empty] | 0 | [6 empty] | 0 | [6 empty] | 0 | [6 empty] | 0 | [6 empty] | 0 | [6 empty] | 0
|  |  | 0 | 0 | C2 | 0 | 0 | 0 | 0 | 0 | 0 | 0 | 0 | 0 | 0 | 0 | 0 | 0 | 0 | 0 | 0 | 0 | 0 | 0 | 0 | 0 | 0 | 0 | 0 | 0 | 0 | 0 | 0 | 0 | 0 | 0 | 0 | 0 | 0 | 0 | 0 |  |  | C2 | 0 | 0 | 0 | 0 | 0 | C2 | 0 | 0 | 0 | 0 | 0 | C2 | [5 empty] | C2 | [5 empty] | 0 | [6 empty] | 0 | [6 empty] | 0 | [6 empty] | 0 | [6 empty] | 0 | [6 empty] | 0
|  |  | 0 | 0 | C3 | 0 | 0 | 0 | 0 | 0 | 0 | 0 | 0 | 0 | 0 | 0 | 0 | 0 | 0 | 0 | 0 | 0 | 0 | 0 | 0 | 0 | 0 | 0 | 0 | 0 | 0 | 0 | 0 | 0 | 0 | 0 | 0 | 0 | 0 | 0 | 0 |  |  | C3 | 0 | 0 | 0 | 0 | 0 | C3 | 0 | 0 | 0 | 0 | 0 | C3 | [5 empty] | C3 | [5 empty] | 0 | [6 empty] | 0 | [6 empty] | 0 | [6 empty] | 0 | [6 empty] | 0 | [6 empty] | 0
|  |  | 0 | 0 | C4 | 0 | 0 | 0 | 0 | 0 | 0 | 0 | 0 | 0 | 0 | 0 | 0 | 0 | 0 | 0 | 0 | 0 | 0 | 0 | 0 | 0 | 0 | 0 | 0 | 0 | 0 | 0 | 0 | 0 | 0 | 0 | 0 | 0 | 0 | 0 | 0 |  |  | C4 | 0 | 0 | 0 | 0 | 0 | C4 | 0 | 0 | 0 | 0 | 0 | C4 | [5 empty] | C4 | [5 empty] | 0 | [6 empty] | 0 | [6 empty] | 0 | [6 empty] | 0 | [6 empty] | 0 | [6 empty] | 0
|  |  | 0 | 0 |  | 0 | 0 | 0 | 0 | 0 |  | 0 | 0 | 0 | 0 | 0 |  | 0 | 0 | 0 | 0 | 0 |  | 0 | 0 | 0 | 0 | 0 |  | 0 | 0 | 0 | 0 | 0 |  | 0 | 0 | 0 | 0 | 0 | [22 empty] | 0 | 0 | 0 | 0 | 0 | 0 |  | 0 | 0 | 0 | 0 | 0 | 0 |  | 0 | 0 | 0 | 0 | 0 | 0 |  | 0 | 0 | 0 | 0 | 0 | 0 |  | 0 | 0 | 0 | 0 | 0 | 0 |  | 0 | 0 | 0 | 0 | 0 | 0
| [Please insert new asset category as required] |  | 0 | 0 | C1 | 0 | 0 | 0 | 0 | 0 | 0 | 0 | 0 | 0 | 0 | 0 | 0 | 0 | 0 | 0 | 0 | 0 | 0 | 0 | 0 | 0 | 0 | 0 | 0 | 0 | 0 | 0 | 0 | 0 | 0 | 0 | 0 | 0 | 0 | 0 | 0 |  |  | C1 | 0 | 0 | 0 | 0 | 0 | C1 | 0 | 0 | 0 | 0 | 0 | C1 | [5 empty] | C1 | [5 empty] | 0 | [6 empty] | 0 | [6 empty] | 0 | [6 empty] | 0 | [6 empty] | 0 | [6 empty] | 0
|  |  | 0 | 0 | C2 | 0 | 0 | 0 | 0 | 0 | 0 | 0 | 0 | 0 | 0 | 0 | 0 | 0 | 0 | 0 | 0 | 0 | 0 | 0 | 0 | 0 | 0 | 0 | 0 | 0 | 0 | 0 | 0 | 0 | 0 | 0 | 0 | 0 | 0 | 0 | 0 |  |  | C2 | 0 | 0 | 0 | 0 | 0 | C2 | 0 | 0 | 0 | 0 | 0 | C2 | [5 empty] | C2 | [5 empty] | 0 | [6 empty] | 0 | [6 empty] | 0 | [6 empty] | 0 | [6 empty] | 0 | [6 empty] | 0
|  |  | 0 | 0 | C3 | 0 | 0 | 0 | 0 | 0 | 0 | 0 | 0 | 0 | 0 | 0 | 0 | 0 | 0 | 0 | 0 | 0 | 0 | 0 | 0 | 0 | 0 | 0 | 0 | 0 | 0 | 0 | 0 | 0 | 0 | 0 | 0 | 0 | 0 | 0 | 0 |  |  | C3 | 0 | 0 | 0 | 0 | 0 | C3 | 0 | 0 | 0 | 0 | 0 | C3 | [5 empty] | C3 | [5 empty] | 0 | [6 empty] | 0 | [6 empty] | 0 | [6 empty] | 0 | [6 empty] | 0 | [6 empty] | 0
|  |  | 0 | 0 | C4 | 0 | 0 | 0 | 0 | 0 | 0 | 0 | 0 | 0 | 0 | 0 | 0 | 0 | 0 | 0 | 0 | 0 | 0 | 0 | 0 | 0 | 0 | 0 | 0 | 0 | 0 | 0 | 0 | 0 | 0 | 0 | 0 | 0 | 0 | 0 | 0 |  |  | C4 | 0 | 0 | 0 | 0 | 0 | C4 | 0 | 0 | 0 | 0 | 0 | C4 | [5 empty] | C4 | [5 empty] | 0 | [6 empty] | 0 | [6 empty] | 0 | [6 empty] | 0 | [6 empty] | 0 | [6 empty] | 0
|  |  | 0 | 0 |  | 0 | 0 | 0 | 0 | 0 |  | 0 | 0 | 0 | 0 | 0 |  | 0 | 0 | 0 | 0 | 0 |  | 0 | 0 | 0 | 0 | 0 |  | 0 | 0 | 0 | 0 | 0 |  | 0 | 0 | 0 | 0 | 0 | [22 empty] | 0 | 0 | 0 | 0 | 0 | 0 |  | 0 | 0 | 0 | 0 | 0 | 0 |  | 0 | 0 | 0 | 0 | 0 | 0 |  | 0 | 0 | 0 | 0 | 0 | 0 |  | 0 | 0 | 0 | 0 | 0 | 0 |  | 0 | 0 | 0 | 0 | 0 | 0
| [Please insert new asset category as required] |  | 0 | 0 | C1 | 0 | 0 | 0 | 0 | 0 | 0 | 0 | 0 | 0 | 0 | 0 | 0 | 0 | 0 | 0 | 0 | 0 | 0 | 0 | 0 | 0 | 0 | 0 | 0 | 0 | 0 | 0 | 0 | 0 | 0 | 0 | 0 | 0 | 0 | 0 | 0 |  |  | C1 | 0 | 0 | 0 | 0 | 0 | C1 | 0 | 0 | 0 | 0 | 0 | C1 | [5 empty] | C1 | [5 empty] | 0 | [6 empty] | 0 | [6 empty] | 0 | [6 empty] | 0 | [6 empty] | 0 | [6 empty] | 0
|  |  | 0 | 0 | C2 | 0 | 0 | 0 | 0 | 0 | 0 | 0 | 0 | 0 | 0 | 0 | 0 | 0 | 0 | 0 | 0 | 0 | 0 | 0 | 0 | 0 | 0 | 0 | 0 | 0 | 0 | 0 | 0 | 0 | 0 | 0 | 0 | 0 | 0 | 0 | 0 |  |  | C2 | 0 | 0 | 0 | 0 | 0 | C2 | 0 | 0 | 0 | 0 | 0 | C2 | [5 empty] | C2 | [5 empty] | 0 | [6 empty] | 0 | [6 empty] | 0 | [6 empty] | 0 | [6 empty] | 0 | [6 empty] | 0
|  |  | 0 | 0 | C3 | 0 | 0 | 0 | 0 | 0 | 0 | 0 | 0 | 0 | 0 | 0 | 0 | 0 | 0 | 0 | 0 | 0 | 0 | 0 | 0 | 0 | 0 | 0 | 0 | 0 | 0 | 0 | 0 | 0 | 0 | 0 | 0 | 0 | 0 | 0 | 0 |  |  | C3 | 0 | 0 | 0 | 0 | 0 | C3 | 0 | 0 | 0 | 0 | 0 | C3 | [5 empty] | C3 | [5 empty] | 0 | [6 empty] | 0 | [6 empty] | 0 | [6 empty] | 0 | [6 empty] | 0 | [6 empty] | 0
|  |  | 0 | 0 | C4 | 0 | 0 | 0 | 0 | 0 | 0 | 0 | 0 | 0 | 0 | 0 | 0 | 0 | 0 | 0 | 0 | 0 | 0 | 0 | 0 | 0 | 0 | 0 | 0 | 0 | 0 | 0 | 0 | 0 | 0 | 0 | 0 | 0 | 0 | 0 | 0 |  |  | C4 | 0 | 0 | 0 | 0 | 0 | C4 | 0 | 0 | 0 | 0 | 0 | C4 | [5 empty] | C4 | [5 empty] | 0 | [6 empty] | 0 | [6 empty] | 0 | [6 empty] | 0 | [6 empty] | 0 | [6 empty] | 0
|  |  | 0 | 0 |  | 0 | 0 | 0 | 0 | 0 |  | 0 | 0 | 0 | 0 | 0 |  | 0 | 0 | 0 | 0 | 0 |  | 0 | 0 | 0 | 0 | 0 |  | 0 | 0 | 0 | 0 | 0 |  | 0 | 0 | 0 | 0 | 0 | [22 empty] | 0 | 0 | 0 | 0 | 0 | 0 |  | 0 | 0 | 0 | 0 | 0 | 0 |  | 0 | 0 | 0 | 0 | 0 | 0 |  | 0 | 0 | 0 | 0 | 0 | 0 |  | 0 | 0 | 0 | 0 | 0 | 0 |  | 0 | 0 | 0 | 0 | 0 | 0
| [Please insert new asset category as required] |  | 0 | 0 | C1 | 0 | 0 | 0 | 0 | 0 | 0 | 0 | 0 | 0 | 0 | 0 | 0 | 0 | 0 | 0 | 0 | 0 | 0 | 0 | 0 | 0 | 0 | 0 | 0 | 0 | 0 | 0 | 0 | 0 | 0 | 0 | 0 | 0 | 0 | 0 | 0 |  |  | C1 | 0 | 0 | 0 | 0 | 0 | C1 | 0 | 0 | 0 | 0 | 0 | C1 | [5 empty] | C1 | [5 empty] | 0 | [6 empty] | 0 | [6 empty] | 0 | [6 empty] | 0 | [6 empty] | 0 | [6 empty] | 0
|  |  | 0 | 0 | C2 | 0 | 0 | 0 | 0 | 0 | 0 | 0 | 0 | 0 | 0 | 0 | 0 | 0 | 0 | 0 | 0 | 0 | 0 | 0 | 0 | 0 | 0 | 0 | 0 | 0 | 0 | 0 | 0 | 0 | 0 | 0 | 0 | 0 | 0 | 0 | 0 |  |  | C2 | 0 | 0 | 0 | 0 | 0 | C2 | 0 | 0 | 0 | 0 | 0 | C2 | [5 empty] | C2 | [5 empty] | 0 | [6 empty] | 0 | [6 empty] | 0 | [6 empty] | 0 | [6 empty] | 0 | [6 empty] | 0
|  |  | 0 | 0 | C3 | 0 | 0 | 0 | 0 | 0 | 0 | 0 | 0 | 0 | 0 | 0 | 0 | 0 | 0 | 0 | 0 | 0 | 0 | 0 | 0 | 0 | 0 | 0 | 0 | 0 | 0 | 0 | 0 | 0 | 0 | 0 | 0 | 0 | 0 | 0 | 0 |  |  | C3 | 0 | 0 | 0 | 0 | 0 | C3 | 0 | 0 | 0 | 0 | 0 | C3 | [5 empty] | C3 | [5 empty] | 0 | [6 empty] | 0 | [6 empty] | 0 | [6 empty] | 0 | [6 empty] | 0 | [6 empty] | 0
|  |  | 0 | 0 | C4 | 0 | 0 | 0 | 0 | 0 | 0 | 0 | 0 | 0 | 0 | 0 | 0 | 0 | 0 | 0 | 0 | 0 | 0 | 0 | 0 | 0 | 0 | 0 | 0 | 0 | 0 | 0 | 0 | 0 | 0 | 0 | 0 | 0 | 0 | 0 | 0 |  |  | C4 | 0 | 0 | 0 | 0 | 0 | C4 | 0 | 0 | 0 | 0 | 0 | C4 | [5 empty] | C4 | [5 empty] | 0 | [6 empty] | 0 | [6 empty] | 0 | [6 empty] | 0 | [6 empty] | 0 | [6 empty] | 0
|  |  | 0 | 0 |  | 0 | 0 | 0 | 0 | 0 |  | 0 | 0 | 0 | 0 | 0 |  | 0 | 0 | 0 | 0 | 0 |  | 0 | 0 | 0 | 0 | 0 |  | 0 | 0 | 0 | 0 | 0 |  | 0 | 0 | 0 | 0 | 0 | [22 empty] | 0 | 0 | 0 | 0 | 0 | 0 |  | 0 | 0 | 0 | 0 | 0 | 0 |  | 0 | 0 | 0 | 0 | 0 | 0 |  | 0 | 0 | 0 | 0 | 0 | 0 |  | 0 | 0 | 0 | 0 | 0 | 0 |  | 0 | 0 | 0 | 0 | 0 | 0
| [Please insert new asset category as required] |  | 0 | 0 | C1 | 0 | 0 | 0 | 0 | 0 | 0 | 0 | 0 | 0 | 0 | 0 | 0 | 0 | 0 | 0 | 0 | 0 | 0 | 0 | 0 | 0 | 0 | 0 | 0 | 0 | 0 | 0 | 0 | 0 | 0 | 0 | 0 | 0 | 0 | 0 | 0 |  |  | C1 | 0 | 0 | 0 | 0 | 0 | C1 | 0 | 0 | 0 | 0 | 0 | C1 | [5 empty] | C1 | [5 empty] | 0 | [6 empty] | 0 | [6 empty] | 0 | [6 empty] | 0 | [6 empty] | 0 | [6 empty] | 0
|  |  | 0 | 0 | C2 | 0 | 0 | 0 | 0 | 0 | 0 | 0 | 0 | 0 | 0 | 0 | 0 | 0 | 0 | 0 | 0 | 0 | 0 | 0 | 0 | 0 | 0 | 0 | 0 | 0 | 0 | 0 | 0 | 0 | 0 | 0 | 0 | 0 | 0 | 0 | 0 |  |  | C2 | 0 | 0 | 0 | 0 | 0 | C2 | 0 | 0 | 0 | 0 | 0 | C2 | [5 empty] | C2 | [5 empty] | 0 | [6 empty] | 0 | [6 empty] | 0 | [6 empty] | 0 | [6 empty] | 0 | [6 empty] | 0
|  |  | 0 | 0 | C3 | 0 | 0 | 0 | 0 | 0 | 0 | 0 | 0 | 0 | 0 | 0 | 0 | 0 | 0 | 0 | 0 | 0 | 0 | 0 | 0 | 0 | 0 | 0 | 0 | 0 | 0 | 0 | 0 | 0 | 0 | 0 | 0 | 0 | 0 | 0 | 0 |  |  | C3 | 0 | 0 | 0 | 0 | 0 | C3 | 0 | 0 | 0 | 0 | 0 | C3 | [5 empty] | C3 | [5 empty] | 0 | [6 empty] | 0 | [6 empty] | 0 | [6 empty] | 0 | [6 empty] | 0 | [6 empty] | 0
|  |  | 0 | 0 | C4 | 0 | 0 | 0 | 0 | 0 | 0 | 0 | 0 | 0 | 0 | 0 | 0 | 0 | 0 | 0 | 0 | 0 | 0 | 0 | 0 | 0 | 0 | 0 | 0 | 0 | 0 | 0 | 0 | 0 | 0 | 0 | 0 | 0 | 0 | 0 | 0 |  |  | C4 | 0 | 0 | 0 | 0 | 0 | C4 | 0 | 0 | 0 | 0 | 0 | C4 | [5 empty] | C4 | [5 empty] | 0 | [6 empty] | 0 | [6 empty] | 0 | [6 empty] | 0 | [6 empty] | 0 | [6 empty] | 0
|  |  | 0 | 0 |  | 0 | 0 | 0 | 0 | 0 |  | 0 | 0 | 0 | 0 | 0 |  | 0 | 0 | 0 | 0 | 0 |  | 0 | 0 | 0 | 0 | 0 |  | 0 | 0 | 0 | 0 | 0 |  | 0 | 0 | 0 | 0 | 0 | [22 empty] | 0 | 0 | 0 | 0 | 0 | 0 |  | 0 | 0 | 0 | 0 | 0 | 0 |  | 0 | 0 | 0 | 0 | 0 | 0 |  | 0 | 0 | 0 | 0 | 0 | 0 |  | 0 | 0 | 0 | 0 | 0 | 0 |  | 0 | 0 | 0 | 0 | 0 | 0
[63 empty] | 0 | 0 | 0 | 0 | 0 | 0 |  | 0 | 0 | 0 | 0 | 0 | 0 |  | 0 | 0 | 0 | 0 | 0 | 0 |  | 0 | 0 | 0 | 0 | 0 | 0 |  | 0 | 0 | 0 | 0 | 0 | 0 |  | 0 | 0 | 0 | 0 | 0 | 0
| TOTAL |  | 248959.8229 | 248959.8229 |  | 92264.136 | 88102.8118 | 37234.2111 | 21687.6958 | 9670.9682 |  | 82037.5896 | 88257.3208 | 39262.3012 | 26905.022 | 13958.0902 |  | 0 | 0 | 0 | 0 | 0 |  | 77547.4238 | 74588.3626 | 54011.631 | 26959.9159 | 15856.4896 |  | 0 | 0 | 0 | 0 | 0 |  | 66169.238 | 66904.5677 | 56783.5243 | 31752.9291 | 27353.5637 |  |  |  |  | 0 | 0 | 0 | 0 | 0 |  | 0 | 0 | 0 | 0 | 0 | [7 empty] | 1018233.6455 | 2777187.5649 | 2525723.9124 | 2813030.1246 | 6136080.089 | 15270255.3364 |  | 1218343.5924 | 2755191.1369 | 2396757.3918 | 2148408.2208 | 4379573.4961 | 12898273.838 |  | 1159907.9427 | 2468304.7097 | 2875788.8634 | 2955210.6808 | 7224207.4124 | 16683419.609 |  | 1159907.9427 | 2468304.7097 | 2875788.8634 | 2955210.6808 | 7224207.4124 | 16683419.609 |  | 1119132.2544 | 1993706.3507 | 3750293.4087 | 3515301.6076 | 10443628.0956 | 20822061.717 |  | 1119132.2544 | 1993706.3507 | 3750293.4087 | 3515301.6076 | 10443628.0956 | 20822061.717
Health Index Definitions
|  |  | HI1 | New or as new | [57 empty] | LV Network | 2795.167 | 22681.0998 | 42908.5085 | 28924.9903 | 57013.2786 | 154323.0442 | LV Network | 3138.8797 | 22548.9892 | 41818.6532 | 23950.1426 | 49670.6075 | 141127.2722 | LV Network | 2661.933 | 16821.5221 | 50713.5073 | 43161.6834 | 70066.4594 | 183425.1051 | LV Network | 2661.933 | 16821.5221 | 50713.5073 | 43161.6834 | 70066.4594 | 183425.1051 | LV Network | 2249.9184 | 16221.1715 | 40292.4696 | 49582.0963 | 131301.9794 | 239647.6352 | LV Network | 2249.9184 | 16221.1715 | 40292.4696 | 49582.0963 | 131301.9794 | 239647.6352
|  |  | HI2 | Good or seviceable condition | [57 empty] | HV Network | 203707.1704 | 1522917.7111 | 1529525.9431 | 1164660.6717 | 3838085.6443 | 8258897.1406 | HV Network | 221685.2185 | 1498142.3446 | 1401716.3058 | 709395.7041 | 2884094.4516 | 6715034.0247 | HV Network | 202835.3079 | 1253641.8868 | 1770883.5011 | 1131963.7183 | 4512032.1518 | 8871356.5659 | HV Network | 202835.3079 | 1253641.8868 | 1770883.5011 | 1131963.7183 | 4512032.1518 | 8871356.5659 | HV Network | 185003.737 | 897657.9387 | 2308902.1152 | 2062567.8353 | 5769829.3287 | 11223960.9549 | HV Network | 185003.737 | 897657.9387 | 2308902.1152 | 2062567.8353 | 5769829.3287 | 11223960.9549
|  |  | HI3 | Deterioration requires assessment and monitoring | [57 empty] | EHV Network | 644788.8392 | 1079815.9841 | 770793.4997 | 1065788.8892 | 1759499.4551 | 5320686.6673 | EHV Network | 701771.1215 | 1078822.7105 | 759351.9211 | 967442.8974 | 1136358.6133 | 4643747.2637 | EHV Network | 666195.0154 | 1053433.5867 | 842878.5204 | 1326267.7985 | 2096965.9692 | 5985740.8901 | EHV Network | 666195.0154 | 1053433.5867 | 842878.5204 | 1326267.7985 | 2096965.9692 | 5985740.8901 | EHV Network | 644168.7636 | 965192.2651 | 1153651.9537 | 1121982.7267 | 3364765.334 | 7249761.0432 | EHV Network | 644168.7636 | 965192.2651 | 1153651.9537 | 1121982.7267 | 3364765.334 | 7249761.0432
|  |  | HI4 | Material deterioration, intervention requires consideration | [57 empty] | 132kV Network | 166942.469 | 151772.77 | 182495.9611 | 553655.5734 | 481481.7109 | 1536348.4843 | 132kV Network | 291748.3727 | 155677.0925 | 193870.5118 | 447619.4767 | 309449.8237 | 1398365.2774 | 132kV Network | 288215.6864 | 144407.7142 | 211313.3346 | 453817.4806 | 545142.8321 | 1642897.0479 | 132kV Network | 288215.6864 | 144407.7142 | 211313.3346 | 453817.4806 | 545142.8321 | 1642897.0479 | 132kV Network | 287709.8353 | 114634.9753 | 247446.8702 | 281168.9493 | 1177731.4535 | 2108692.0837 | 132kV Network | 287709.8353 | 114634.9753 | 247446.8702 | 281168.9493 | 1177731.4535 | 2108692.0837
|  |  | HI5 | End of serviceable life, intervention required | [57 empty] | Other | 0 | 0 | 0 | 0 | 0 | 0 | Other | 0 | 0 | 0 | 0 | 0 | 0 | Other | 0 | 0 | 0 | 0 | 0 | 0 | Other | 0 | 0 | 0 | 0 | 0 | 0 | Other | 0 | 0 | 0 | 0 | 0 | 0 | Other | 0 | 0 | 0 | 0 | 0 | 0
[62 empty] | Total | 1018233.6455 | 2777187.5649 | 2525723.9124 | 2813030.1246 | 6136080.089 | 15270255.3364 | Total | 1218343.5924 | 2755191.1369 | 2396757.3918 | 2148408.2208 | 4379573.4961 | 12898273.838 | Total | 1159907.9427 | 2468304.7097 | 2875788.8634 | 2955210.6808 | 7224207.4124 | 16683419.609 | Total | 1159907.9427 | 2468304.7097 | 2875788.8634 | 2955210.6808 | 7224207.4124 | 16683419.609 | Total | 1119132.2544 | 1993706.3507 | 3750293.4087 | 3515301.6076 | 10443628.0956 | 20822061.717 | Total | 1119132.2544 | 1993706.3507 | 3750293.4087 | 3515301.6076 | 10443628.0956 | 20822061.717
Criticality Index Definitions
|  |  | C1 | Low criticality
|  |  | C2 | Average criticality
|  |  | C3 | High criticality
|  |  | C4 | Very high criticality

## NPgY - Average Cons. of Failure
Secondary deliverables RIIO-ED1 - Average Consequence of Asset Failure
NPgY
Price base (2012/13)
| ASSET CATEGORIES | RIIO-ED1 period |  |  |  |  | ASSET CATEGORIES | RIIO-ED1 period
|  | Network Performance | Safety | Environmental | Financial consequence of repair/ replacement | Average Consequence of Asset Failure |  | Network Performance | Safety | Environmental | Financial consequence of repair/ replacement | Average Consequence of Asset Failure
| LV Network | [5 empty] | LV Network
| LV Switchgear and Other | 0 | 0 | 0 | 0 | 0 | LV Switchgear and Other |  |  |  |  | 0
| LV UGB | 0 | 0 | 0 | 0 | 0 | LV UGB |  |  |  |  | 0
| LV OHL Support | 4955.0629 | 3621.0724 | 0 | 3000 | 11576.1353 | LV OHL Support | 4955.0629 | 3621.0724 |  | 3000 | 11576.1353
| [Please insert new asset category as required] | 0 | 0 | 0 | 0 | 0 | [Please insert new asset category as required]
| [Please insert new asset category as required] | 0 | 0 | 0 | 0 | 0 | [Please insert new asset category as required]
| [Please insert new asset category as required] | 0 | 0 | 0 | 0 | 0 | [Please insert new asset category as required]
| [Please insert new asset category as required] | 0 | 0 | 0 | 0 | 0 | [Please insert new asset category as required]
| [Please insert new asset category as required] | 0 | 0 | 0 | 0 | 0 | [Please insert new asset category as required]
| HV Network | [5 empty] | HV Network
| HV Switchgear (GM) - Primary | 95726.1317 | 10739.875 | 477.2767 | 16000 | 122943.2834 | HV Switchgear (GM) - Primary | 95726.1317 | 10739.875 | 477.2767 | 16000 | 122943.2834
| HV Switchgear (GM) - Distribution | 139929.347 | 10718.0515 | 468.2855 | 16000 | 167115.684 | HV Switchgear (GM) - Distribution | 139929.347 | 10718.0515 | 468.2855 | 16000 | 167115.684
| HV Transformer (GM) | 15789.6368 | 47812.4411 | 275.625 | 8000 | 71877.703 | HV Transformer (GM) | 15789.6368 | 47812.4411 | 275.625 | 8000 | 71877.703
| HV UG Cable | 0 | 0 | 0 | 0 | 0 | HV UG Cable
| HV OHL Support - Poles | 5265.246 | 1748.6663 | 0 | 4000 | 11013.9123 | HV OHL Support - Poles | 5265.246 | 1748.6663 |  | 4000 | 11013.9123
| [Please insert new asset category as required] | 0 | 0 | 0 | 0 | 0 | [Please insert new asset category as required]
| [Please insert new asset category as required] | 0 | 0 | 0 | 0 | 0 | [Please insert new asset category as required]
| [Please insert new asset category as required] | 0 | 0 | 0 | 0 | 0 | [Please insert new asset category as required]
| [Please insert new asset category as required] | 0 | 0 | 0 | 0 | 0 | [Please insert new asset category as required]
| [Please insert new asset category as required] | 0 | 0 | 0 | 0 | 0 | [Please insert new asset category as required]
| EHV Network | [5 empty] | EHV Network
| EHV Switchgear (GM) | 77958.9987 | 9792.8079 | 14043.0016 | 20550 | 122344.8082 | EHV Switchgear (GM) | 77958.9987 | 9792.8079 | 14043.0016 | 20550 | 122344.8082
| EHV Transformer | 52290.0715 | 12848.4339 | 25247.6345 | 36990 | 127376.1399 | EHV Transformer | 52290.0715 | 12848.4339 | 25247.6345 | 36990 | 127376.1399
| EHV UG Cable (Gas) | 66959.0676 | 1.515 | 0 | 60000 | 126960.5826 | EHV UG Cable (Gas) | 66959.0676 | 1.515 |  | 60000 | 126960.5826
| EHV UG Cable (Oil) | 33290.3726 | 1.515 | 90388.8889 | 50000 | 173680.7765 | EHV UG Cable (Oil) | 33290.3726 | 1.515 | 90388.8889 | 50000 | 173680.7765
| EHV UG Cable (Non Pressurised) | 54982.0849 | 1.515 | 0 | 30000 | 84983.5999 | EHV UG Cable (Non Pressurised) | 54982.0849 | 1.515 |  | 30000 | 84983.5999
| EHV OHL Support - Towers | 17484.6048 | 2747.3382 | 0 | 7000 | 27231.943 | EHV OHL Support - Towers | 17484.6048 | 2747.3382 |  | 7000 | 27231.943
| EHV OHL Support - Poles | 20462.0417 | 247.6075 | 0 | 5000 | 25709.6492 | EHV OHL Support - Poles | 20462.0417 | 247.6075 |  | 5000 | 25709.6492
| EHV OHL Fittings and Conductors (Tower Lines) | 30471.4428 | 97491.3747 | 0 | 24795.3216 | 152758.1391 | EHV OHL Fittings and Conductors (Tower Lines) | 30471.4428 | 97491.3747 |  | 24795.3216 | 152758.1391
| [Please insert new asset category as required] | 0 | 0 | 0 | 0 | 0 | [Please insert new asset category as required]
| [Please insert new asset category as required] | 0 | 0 | 0 | 0 | 0 | [Please insert new asset category as required]
| [Please insert new asset category as required] | 0 | 0 | 0 | 0 | 0 | [Please insert new asset category as required]
| [Please insert new asset category as required] | 0 | 0 | 0 | 0 | 0 | [Please insert new asset category as required]
| [Please insert new asset category as required] | 0 | 0 | 0 | 0 | 0 | [Please insert new asset category as required]
| 132kV Network | [5 empty] | 132kV Network
| 132kV CBs | 203011.778 | 8789.8782 | 49135.9523 | 20550 | 281487.6085 | 132kV CBs | 203011.778 | 8789.8782 | 49135.9523 | 20550 | 281487.6085
| 132kV Transformer | 130965.5488 | 19176.2568 | 768.075 | 49320 | 200229.8805 | 132kV Transformer | 130965.5488 | 19176.2568 | 768.075 | 49320 | 200229.8805
| 132kV UG Cable (Gas) | 143104.1703 | 1.515 | 0 | 100000 | 243105.6853 | 132kV UG Cable (Gas) | 143104.1703 | 1.515 |  | 100000 | 243105.6853
| 132kV UG Cable (Oil) | 95194.6079 | 1.515 | 141811.9266 | 80000 | 317008.0495 | 132kV UG Cable (Oil) | 95194.6079 | 1.515 | 141811.9266 | 80000 | 317008.0495
| 132kV UG Cable (Non Pressurised) | 109448.493 | 1.515 | 0 | 50000 | 159450.008 | 132kV UG Cable (Non Pressurised) | 109448.493 | 1.515 |  | 50000 | 159450.008
| 132kV OHL Support - Tower | 88304.7455 | 11972.3128 | 0 | 10000 | 110277.0583 | 132kV OHL Support - Tower | 88304.7455 | 11972.3128 |  | 10000 | 110277.0583
| 132kV OHL Fittings and Conductors (Tower Lines) | 109088.733 | 89068.2291 | 0 | 50000 | 248156.9621 | 132kV OHL Fittings and Conductors (Tower Lines) | 109088.733 | 89068.2291 |  | 50000 | 248156.9621
| [Please insert new asset category as required] | 0 | 0 | 0 | 0 | 0 | [Please insert new asset category as required]
| [Please insert new asset category as required] | 0 | 0 | 0 | 0 | 0 | [Please insert new asset category as required]
| [Please insert new asset category as required] | 0 | 0 | 0 | 0 | 0 | [Please insert new asset category as required]
| [Please insert new asset category as required] | 0 | 0 | 0 | 0 | 0 | [Please insert new asset category as required]
| [Please insert new asset category as required] | 0 | 0 | 0 | 0 | 0 | [Please insert new asset category as required]
| Other | [5 empty] | Other
| Submarine Cables | 0 | 0 | 0 | 0 | 0 | Submarine Cables
| [Please insert new asset category as required] | 0 | 0 | 0 | 0 | 0 | [Please insert new asset category as required]
| [Please insert new asset category as required] | 0 | 0 | 0 | 0 | 0 | [Please insert new asset category as required]
| [Please insert new asset category as required] | 0 | 0 | 0 | 0 | 0 | [Please insert new asset category as required]
| [Please insert new asset category as required] | 0 | 0 | 0 | 0 | 0 | [Please insert new asset category as required]
| [Please insert new asset category as required] | 0 | 0 | 0 | 0 | 0 | [Please insert new asset category as required]

## NPgY - Probs. of Failure
Probabilities of Asset Failure
NPgY
Price base (2012/13)
Average Probabilities of Asset Failure
| ASSET CATEGORIES | HI Rating | [9 empty] | ASSET CATEGORIES | HI1 | HI2 | HI3 | HI4 | HI5
|  | HI 1 |  | HI 2 |  | HI 3 |  | HI 4 |  | HI 5
|  | Low boundary | High boundary | Low boundary | High boundary | Low boundary | High boundary | Low boundary | High boundary | Low boundary | High boundary
| LV Network | [10 empty] | LV Network
| LV Switchgear and Other | 0 | 0 | 0 | 0 | 0 | 0 | 0 | 0 | 0 | 0 | LV Switchgear and Other | 0 | 0 | 0 | 0 | 0
| LV UGB | 0 | 0 | 0 | 0 | 0 | 0 | 0 | 0 | 0 | 0 | LV UGB | 0 | 0 | 0 | 0 | 0
| LV OHL Support | 5.5168e-06 | 3.9267e-05 | 3.9267e-05 | 0.00015335 | 0.00015335 | 0.00040258 | 0.00040258 | 0.00084181 | 0.00084181 | 0.0015258 | LV OHL Support | 2.2392e-05 | 9.6307e-05 | 0.00027796 | 0.0006222 | 0.0011838
| [Please insert new asset category as required] | 0 | 0 | 0 | 0 | 0 | 0 | 0 | 0 | 0 | 0 | LV Switchgear (at s/s) | 0 | 0 | 0 | 0 | 0
| [Please insert new asset category as required] | 0 | 0 | 0 | 0 | 0 | 0 | 0 | 0 | 0 | 0 | LV UGB and LV Pillar OD (not at s/s) | 0 | 0 | 0 | 0 | 0
| [Please insert new asset category as required] | 0 | 0 | 0 | 0 | 0 | 0 | 0 | 0 | 0 | 0 |  | 0 | 0 | 0 | 0 | 0
| [Please insert new asset category as required] | 0 | 0 | 0 | 0 | 0 | 0 | 0 | 0 | 0 | 0 |  | 0 | 0 | 0 | 0 | 0
| [Please insert new asset category as required] | 0 | 0 | 0 | 0 | 0 | 0 | 0 | 0 | 0 | 0 |  | 0 | 0 | 0 | 0 | 0
| HV Network | [10 empty] | HV Network
| HV Switchgear (GM) - Primary | 1.3705e-05 | 9.755e-05 | 9.755e-05 | 0.00038096 | 0.00038096 | 0.0010001 | 0.0010001 | 0.0020913 | 0.0020913 | 0.0037906 | HV Switchgear (GM) - Primary | 5.5627e-05 | 0.00023925 | 0.00069054 | 0.0015457 | 0.002941
| HV Switchgear (GM) - Distribution | 2.5189e-05 | 0.00017928 | 0.00017928 | 0.00070014 | 0.00070014 | 0.0018381 | 0.0018381 | 0.0038435 | 0.0038435 | 0.0069667 | HV Switchgear (GM) - Distribution | 0.00010224 | 0.00043971 | 0.0012691 | 0.0028408 | 0.0054051
| HV Transformer (GM) | 3.9035e-05 | 0.00027784 | 0.00027784 | 0.001085 | 0.001085 | 0.0028485 | 0.0028485 | 0.0059563 | 0.0059563 | 0.010796 | HV Transformer (GM) | 0.00015843 | 0.00068142 | 0.0019668 | 0.0044024 | 0.0083763
| HV UG Cable | 0 | 0 | 0 | 0 | 0 | 0 | 0 | 0 | 0 | 0 | HV UG Cable | 0 | 0 | 0 | 0 | 0
| HV OHL Support - Poles | 3.9579e-06 | 2.8171e-05 | 2.8171e-05 | 0.00011001 | 0.00011001 | 0.00028882 | 0.00028882 | 0.00060393 | 0.00060393 | 0.0010947 | HV OHL Support - Poles | 1.6064e-05 | 6.9092e-05 | 0.00019942 | 0.00044637 | 0.0008493
| [Please insert new asset category as required] | 0 | 0 | 0 | 0 | 0 | 0 | 0 | 0 | 0 | 0 |  | 0 | 0 | 0 | 0 | 0
| [Please insert new asset category as required] | 0 | 0 | 0 | 0 | 0 | 0 | 0 | 0 | 0 | 0 |  | 0 | 0 | 0 | 0 | 0
| [Please insert new asset category as required] | 0 | 0 | 0 | 0 | 0 | 0 | 0 | 0 | 0 | 0 |  | 0 | 0 | 0 | 0 | 0
| [Please insert new asset category as required] | 0 | 0 | 0 | 0 | 0 | 0 | 0 | 0 | 0 | 0 |  | 0 | 0 | 0 | 0 | 0
| [Please insert new asset category as required] | 0 | 0 | 0 | 0 | 0 | 0 | 0 | 0 | 0 | 0 |  | 0 | 0 | 0 | 0 | 0
| EHV Network | [10 empty] | EHV Network
| EHV Switchgear (GM) | 7.8232e-05 | 0.00055682 | 0.00055682 | 0.0021745 | 0.0021745 | 0.0057089 | 0.0057089 | 0.011937 | 0.011937 | 0.021637 | EHV Switchgear (GM) | 0.00031753 | 0.0013657 | 0.0039417 | 0.0088231 | 0.016787
| EHV Transformer | 0.00034602 | 0.0024629 | 0.0024629 | 0.0096181 | 0.0096181 | 0.025251 | 0.025251 | 0.0528 | 0.0528 | 0.095704 | EHV Transformer | 0.0014045 | 0.0060405 | 0.017434 | 0.039025 | 0.074252
| EHV UG Cable (Gas) | 9.4506e-05 | 0.00067266 | 0.00067266 | 0.0026269 | 0.0026269 | 0.0068965 | 0.0068965 | 0.014421 | 0.014421 | 0.026139 | EHV UG Cable (Gas) | 0.00038358 | 0.0016498 | 0.0047617 | 0.010659 | 0.02028
| EHV UG Cable (Oil) | 0.00010179 | 0.00072447 | 0.00072447 | 0.0028292 | 0.0028292 | 0.0074277 | 0.0074277 | 0.015531 | 0.015531 | 0.028152 | EHV UG Cable (Oil) | 0.00041313 | 0.0017769 | 0.0051285 | 0.01148 | 0.021842
| EHV UG Cable (Non Pressurised) | 0.0011684 | 0.0083162 | 0.0083162 | 0.032477 | 0.032477 | 0.085262 | 0.085262 | 0.17828 | 0.17828 | 0.32315 | EHV UG Cable (Non Pressurised) | 0.0047423 | 0.020396 | 0.058869 | 0.13177 | 0.25072
| EHV OHL Support - Towers | 0 | 0 | 0 | 0 | 0 | 0 | 0 | 0 | 0 | 0 | EHV OHL Support - Towers | 0 | 0 | 0 | 0 | 0
| EHV OHL Support - Poles | 1.6631e-06 | 1.1838e-05 | 1.1838e-05 | 4.6228e-05 | 4.6228e-05 | 0.00012136 | 0.00012136 | 0.00025378 | 0.00025378 | 0.00045999 | EHV OHL Support - Poles | 6.7503e-06 | 2.9033e-05 | 8.3797e-05 | 0.00018757 | 0.00035688
| EHV OHL Fittings and Conductors (Tower Lines) | 0.00020834 | 0.0014829 | 0.0014829 | 0.0057911 | 0.0057911 | 0.015203 | 0.015203 | 0.031791 | 0.031791 | 0.057623 | EHV OHL Fittings and Conductors (Tower Lines) | 0.00084562 | 0.003637 | 0.010497 | 0.023497 | 0.044707
| [Please insert new asset category as required] | 0 | 0 | 0 | 0 | 0 | 0 | 0 | 0 | 0 | 0 | EHV OHL Fittings | 0 | 0 | 0 | 0 | 0
| [Please insert new asset category as required] | 0 | 0 | 0 | 0 | 0 | 0 | 0 | 0 | 0 | 0 | EHV OHL Conductor (Tower Lines) | 0 | 0 | 0 | 0 | 0
| [Please insert new asset category as required] | 0 | 0 | 0 | 0 | 0 | 0 | 0 | 0 | 0 | 0 |  | 0 | 0 | 0 | 0 | 0
| [Please insert new asset category as required] | 0 | 0 | 0 | 0 | 0 | 0 | 0 | 0 | 0 | 0 |  | 0 | 0 | 0 | 0 | 0
| [Please insert new asset category as required] | 0 | 0 | 0 | 0 | 0 | 0 | 0 | 0 | 0 | 0 |  | 0 | 0 | 0 | 0 | 0
| 132kV Network | [10 empty] | 132kV Network
| 132kV CBs | 0 | 0 | 0 | 0 | 0 | 0 | 0 | 0 | 0 | 0 | 132kV CBs | 0 | 0 | 0 | 0 | 0
| 132kV Transformer | 0.00047401 | 0.0033738 | 0.0033738 | 0.013176 | 0.013176 | 0.03459 | 0.03459 | 0.072328 | 0.072328 | 0.1311 | 132kV Transformer | 0.0019239 | 0.0082747 | 0.023883 | 0.053459 | 0.10171
| 132kV UG Cable (Gas) | 0 | 0 | 0 | 0 | 0 | 0 | 0 | 0 | 0 | 0 | 132kV UG Cable (Gas) | 0 | 0 | 0 | 0 | 0
| 132kV UG Cable (Oil) | 5.9871e-05 | 0.00042614 | 0.00042614 | 0.0016642 | 0.0016642 | 0.004369 | 0.004369 | 0.0091356 | 0.0091356 | 0.016559 | 132kV UG Cable (Oil) | 0.000243 | 0.0010452 | 0.0030166 | 0.0067523 | 0.012847
| 132kV UG Cable (Non Pressurised) | 0.0038932 | 0.027711 | 0.027711 | 0.10822 | 0.10822 | 0.28411 | 0.28411 | 0.59407 | 0.59407 | 1 | 132kV UG Cable (Non Pressurised) | 0.015802 | 0.067964 | 0.19616 | 0.43909 | 0.79703
| 132kV OHL Support - Tower | 0 | 0 | 0 | 0 | 0 | 0 | 0 | 0 | 0 | 0 | 132kV OHL Support - Tower | 0 | 0 | 0 | 0 | 0
| 132kV OHL Fittings and Conductors (Tower Lines) | 1.3329e-05 | 9.487e-05 | 9.487e-05 | 0.00037049 | 0.00037049 | 0.00097266 | 0.00097266 | 0.0020338 | 0.0020338 | 0.0036865 | 132kV OHL Fittings and Conductors (Tower Lines) | 5.4099e-05 | 0.00023268 | 0.00067157 | 0.0015032 | 0.0028602
| [Please insert new asset category as required] | 0 | 0 | 0 | 0 | 0 | 0 | 0 | 0 | 0 | 0 | 132kV OHL Fittings | 0 | 0 | 0 | 0 | 0
| [Please insert new asset category as required] | 0 | 0 | 0 | 0 | 0 | 0 | 0 | 0 | 0 | 0 | 132kV OHL Conductor (Tower Lines) | 0 | 0 | 0 | 0 | 0
| [Please insert new asset category as required] | 0 | 0 | 0 | 0 | 0 | 0 | 0 | 0 | 0 | 0 |  | 0 | 0 | 0 | 0 | 0
| [Please insert new asset category as required] | 0 | 0 | 0 | 0 | 0 | 0 | 0 | 0 | 0 | 0 |  | 0 | 0 | 0 | 0 | 0
| [Please insert new asset category as required] | 0 | 0 | 0 | 0 | 0 | 0 | 0 | 0 | 0 | 0 |  | 0 | 0 | 0 | 0 | 0
| Other | [10 empty] | Other
| Submarine Cables | 0 | 0 | 0 | 0 | 0 | 0 | 0 | 0 | 0 | 0 | Submarine Cables | 0 | 0 | 0 | 0 | 0
| [Please insert new asset category as required] | 0 | 0 | 0 | 0 | 0 | 0 | 0 | 0 | 0 | 0
| [Please insert new asset category as required] | 0 | 0 | 0 | 0 | 0 | 0 | 0 | 0 | 0 | 0
| [Please insert new asset category as required] | 0 | 0 | 0 | 0 | 0 | 0 | 0 | 0 | 0 | 0
| [Please insert new asset category as required] | 0 | 0 | 0 | 0 | 0 | 0 | 0 | 0 | 0 | 0
| [Please insert new asset category as required] | 0 | 0 | 0 | 0 | 0 | 0 | 0 | 0 | 0 | 0

## RIIO-ED1 Monetised Risk Profile
| Start ED1 | Mid ED1 |  | End ED1
| Position at Beginning of RIIO-ED1 | Mid Period (Without Investment) | Mid Period (With Investment) | End of RIIO-ED1 (Without Investment) | End of RIIO-ED1 (With Investment)
LV Network | 141127.2722 | 183425.1051 | 153662.1839 | 239647.6352 | 169367.1018
HV Network | 6715034.0247 | 8871356.5659 | 7194959.853 | 11223960.9549 | 7791984.9808
EHV Network | 4643747.2637 | 5985740.8901 | 5386110.9045 | 7249761.0432 | 6133787.5913
132kV Network | 1398365.2774 | 1642897.0479 | 1509935.066 | 2108692.0837 | 1837985.697
Other | 0 | 0 | 0 | 0 | 0
Total | 12898273.838 | 16683419.609 | 14244668.0075 | 20822061.717 | 15933125.3708
|  | Increase in risk since start of RIIO-ED1 | Reduction in risk compared to mid-point without investment | Increase in risk since start of RIIO-ED1 | Reduction in risk compared to end-point without investment (Secondary Deliverables Target)
LV Network |  | 42297.8329 | -29762.9212 | 98520.363 | -70280.5334
HV Network |  | 2156322.5412 | -1676396.7128 | 4508926.9302 | -3431975.9741
EHV Network |  | 1341993.6264 | -599629.9856 | 2606013.7794 | -1115973.4519
132kV Network |  | 244531.7706 | -132961.9819 | 710326.8063 | -270706.3867
Other |  | 0 | 0 | 0 | 0
|  | 0 | 0 | 0 | 0
Total |  | 3785145.7711 | -2438751.6015 | 7923787.879 | -4888936.3462