## WMID - Total
Total Secondary deliverables RIIO-ED1 - Asset replacement, Refurbishment and HVP | [50 empty] | Criticality weightings C1 to C4 | Criticality Rating Boundaries
WMID | [49 empty] | C1 | 0.7 | Below 75% of average
[50 empty] | C2 | 1 | 75%-125%
[50 empty] | C3 | 1.5 | 125%-200%
[50 empty] | C4 | 2.5 | Over 200% of average
Price base (2012/13)
| ASSET CATEGORIES |  | ASSET REGISTER |  |  | End of DPCR5 (31 March 2015) with investment | [5 empty] | End of DPCR5 (31 March 2015) without investment | [5 empty] | Mid-Period Review (31 March 2019) planned investment | [5 empty] | Mid-Period Review (31 March 2019) without investment | [5 empty] | End of RIIO-ED1 (31 March 2023) planned investment | [5 empty] | End of RIIO-ED1 (31 March 2023) without investment | [8 empty] | Probability of Asset Failure | [5 empty] | Consequence of Asset Failure | [5 empty] | Probability of Asset Failure x Consequence of Asset Failure
Is it your current intention to have a health index for this asset category in the RIIO-ED1 control period.
|  |  | as at 31st March 2015 | as at 31st March 2023 |  | HI 1 | HI 2 | HI 3 | HI 4 | HI 5 |  | HI 1 | HI 2 | HI 3 | HI 4 | HI 5 |  | HI 1 | HI 2 | HI 3 | HI 4 | HI 5 |  | HI 1 | HI 2 | HI 3 | HI 4 | HI 5 |  | HI 1 | HI 2 | HI 3 | HI 4 | HI 5 |  | HI 1 | HI 2 | HI 3 | HI 4 | HI 5 |  |  |  |  | HI 1 | HI 2 | HI 3 | HI 4 | HI 5 |  | HI 1 | HI 2 | HI 3 | HI 4 | HI 5 |  | HI 1 | HI 2 | HI 3 | HI 4 | HI 5 |  | End of DPCR5 (without investment) | [6 empty] | Position at Beginning of RIIO-ED1 | [6 empty] | Mid Period (Without Investment) | [6 empty] | Mid Period (With Investment) | [6 empty] | End of RIIO-ED1 (Without Investment) | [6 empty] | End of RIIO-ED1 (With Investment)
| LV Network | [61 empty] | 1 | 2 | 3 | 4 | 5 | Total |  | 1 | 2 | 3 | 4 | 5 | Total |  | 1 | 2 | 3 | 4 | 5 | Total |  | 1 | 2 | 3 | 4 | 5 | Total |  | 1 | 2 | 3 | 4 | 5 | Total |  | 1 | 2 | 3 | 4 | 5 | Total
| LV Switchgear and Other |  | 0 | 0 | C1 | 0 | 0 | 0 | 0 | 0 | 0 | 0 | 0 | 0 | 0 | 0 | 0 | 0 | 0 | 0 | 0 | 0 | 0 | 0 | 0 | 0 | 0 | 0 | 0 | 0 | 0 | 0 | 0 | 0 | 0 | 0 | 0 | 0 | 0 | 0 | 0 | Yes |  | C1 | 0 | 0 | 0 | 0 | 0 | C1 | 0 | 0 | 0 | 0 | 0 | C1 | [5 empty] | C1 | [5 empty] | 0 | [6 empty] | 0 | [6 empty] | 0 | [6 empty] | 0 | [6 empty] | 0 | [6 empty] | 0
|  |  | 0 | 0 | C2 | 0 | 0 | 0 | 0 | 0 | 0 | 0 | 0 | 0 | 0 | 0 | 0 | 0 | 0 | 0 | 0 | 0 | 0 | 0 | 0 | 0 | 0 | 0 | 0 | 0 | 0 | 0 | 0 | 0 | 0 | 0 | 0 | 0 | 0 | 0 | 0 | No |  | C2 | 0 | 0 | 0 | 0 | 0 | C2 | 0 | 0 | 0 | 0 | 0 | C2 | [5 empty] | C2 | [5 empty] | 0 | [6 empty] | 0 | [6 empty] | 0 | [6 empty] | 0 | [6 empty] | 0 | [6 empty] | 0
|  |  | 0 | 0 | C3 | 0 | 0 | 0 | 0 | 0 | 0 | 0 | 0 | 0 | 0 | 0 | 0 | 0 | 0 | 0 | 0 | 0 | 0 | 0 | 0 | 0 | 0 | 0 | 0 | 0 | 0 | 0 | 0 | 0 | 0 | 0 | 0 | 0 | 0 | 0 | 0 |  |  | C3 | 0 | 0 | 0 | 0 | 0 | C3 | 0 | 0 | 0 | 0 | 0 | C3 | [5 empty] | C3 | [5 empty] | 0 | [6 empty] | 0 | [6 empty] | 0 | [6 empty] | 0 | [6 empty] | 0 | [6 empty] | 0
|  |  | 0 | 0 | C4 | 0 | 0 | 0 | 0 | 0 | 0 | 0 | 0 | 0 | 0 | 0 | 0 | 0 | 0 | 0 | 0 | 0 | 0 | 0 | 0 | 0 | 0 | 0 | 0 | 0 | 0 | 0 | 0 | 0 | 0 | 0 | 0 | 0 | 0 | 0 | 0 |  |  | C4 | 0 | 0 | 0 | 0 | 0 | C4 | 0 | 0 | 0 | 0 | 0 | C4 | [5 empty] | C4 | [5 empty] | 0 | [6 empty] | 0 | [6 empty] | 0 | [6 empty] | 0 | [6 empty] | 0 | [6 empty] | 0
|  |  | 0 | 0 |  | 0 | 0 | 0 | 0 | 0 |  | 0 | 0 | 0 | 0 | 0 |  | 0 | 0 | 0 | 0 | 0 |  | 0 | 0 | 0 | 0 | 0 |  | 0 | 0 | 0 | 0 | 0 |  | 0 | 0 | 0 | 0 | 0 | [22 empty] | 0 | 0 | 0 | 0 | 0 | 0 |  | 0 | 0 | 0 | 0 | 0 | 0 |  | 0 | 0 | 0 | 0 | 0 | 0 |  | 0 | 0 | 0 | 0 | 0 | 0 |  | 0 | 0 | 0 | 0 | 0 | 0 |  | 0 | 0 | 0 | 0 | 0 | 0
| LV UGB |  | 0 | 0 | C1 | 0 | 0 | 0 | 0 | 0 | 0 | 0 | 0 | 0 | 0 | 0 | 0 | 0 | 0 | 0 | 0 | 0 | 0 | 0 | 0 | 0 | 0 | 0 | 0 | 0 | 0 | 0 | 0 | 0 | 0 | 0 | 0 | 0 | 0 | 0 | 0 |  |  | C1 | 0 | 0 | 0 | 0 | 0 | C1 | 0 | 0 | 0 | 0 | 0 | C1 | [5 empty] | C1 | [5 empty] | 0 | [6 empty] | 0 | [6 empty] | 0 | [6 empty] | 0 | [6 empty] | 0 | [6 empty] | 0
|  |  | 0 | 0 | C2 | 0 | 0 | 0 | 0 | 0 | 0 | 0 | 0 | 0 | 0 | 0 | 0 | 0 | 0 | 0 | 0 | 0 | 0 | 0 | 0 | 0 | 0 | 0 | 0 | 0 | 0 | 0 | 0 | 0 | 0 | 0 | 0 | 0 | 0 | 0 | 0 |  |  | C2 | 0 | 0 | 0 | 0 | 0 | C2 | 0 | 0 | 0 | 0 | 0 | C2 | [5 empty] | C2 | [5 empty] | 0 | [6 empty] | 0 | [6 empty] | 0 | [6 empty] | 0 | [6 empty] | 0 | [6 empty] | 0
|  |  | 0 | 0 | C3 | 0 | 0 | 0 | 0 | 0 | 0 | 0 | 0 | 0 | 0 | 0 | 0 | 0 | 0 | 0 | 0 | 0 | 0 | 0 | 0 | 0 | 0 | 0 | 0 | 0 | 0 | 0 | 0 | 0 | 0 | 0 | 0 | 0 | 0 | 0 | 0 |  |  | C3 | 0 | 0 | 0 | 0 | 0 | C3 | 0 | 0 | 0 | 0 | 0 | C3 | [5 empty] | C3 | [5 empty] | 0 | [6 empty] | 0 | [6 empty] | 0 | [6 empty] | 0 | [6 empty] | 0 | [6 empty] | 0
|  |  | 0 | 0 | C4 | 0 | 0 | 0 | 0 | 0 | 0 | 0 | 0 | 0 | 0 | 0 | 0 | 0 | 0 | 0 | 0 | 0 | 0 | 0 | 0 | 0 | 0 | 0 | 0 | 0 | 0 | 0 | 0 | 0 | 0 | 0 | 0 | 0 | 0 | 0 | 0 |  |  | C4 | 0 | 0 | 0 | 0 | 0 | C4 | 0 | 0 | 0 | 0 | 0 | C4 | [5 empty] | C4 | [5 empty] | 0 | [6 empty] | 0 | [6 empty] | 0 | [6 empty] | 0 | [6 empty] | 0 | [6 empty] | 0
|  |  | 0 | 0 |  | 0 | 0 | 0 | 0 | 0 |  | 0 | 0 | 0 | 0 | 0 |  | 0 | 0 | 0 | 0 | 0 |  | 0 | 0 | 0 | 0 | 0 |  | 0 | 0 | 0 | 0 | 0 |  | 0 | 0 | 0 | 0 | 0 | [22 empty] | 0 | 0 | 0 | 0 | 0 | 0 |  | 0 | 0 | 0 | 0 | 0 | 0 |  | 0 | 0 | 0 | 0 | 0 | 0 |  | 0 | 0 | 0 | 0 | 0 | 0 |  | 0 | 0 | 0 | 0 | 0 | 0 |  | 0 | 0 | 0 | 0 | 0 | 0
| LV OHL Support |  | 0 | 0 | C1 | 0 | 0 | 0 | 0 | 0 | 0 | 0 | 0 | 0 | 0 | 0 | 0 | 0 | 0 | 0 | 0 | 0 | 0 | 0 | 0 | 0 | 0 | 0 | 0 | 0 | 0 | 0 | 0 | 0 | 0 | 0 | 0 | 0 | 0 | 0 | 0 |  |  | C1 | 0.01282 | 0.01282 | 0.01784 | 0.04389 | 0.09196 | C1 | 3497.2 | 3497.2 | 3497.2 | 3497.2 | 3497.2 | C1 | 44.8341 | 44.8341 | 62.39 | 153.4921 | 321.6025 | C1 | 0 | 0 | 0 | 0 | 0 | 0 |  | 0 | 0 | 0 | 0 | 0 | 0 |  | 0 | 0 | 0 | 0 | 0 | 0 |  | 0 | 0 | 0 | 0 | 0 | 0 |  | 0 | 0 | 0 | 0 | 0 | 0 |  | 0 | 0 | 0 | 0 | 0 | 0
|  |  | 150496 | 150496 | C2 | 26120 | 52654 | 40903 | 11828 | 18991 | 150496 | 20120 | 52654 | 41231 | 12728 | 23791 | 150524 | 17621 | 0 | -2203 | -3084 | -12334 | 0 | 12904 | 52654 | 41784 | 13590 | 29564 | 150496 | 34736 | 0 | -4343 | -6079 | -24314 | 0 | 68 | 52654 | 42640 | 15301 | 39833 | 150496 |  |  | C2 | 0.01282 | 0.01282 | 0.01784 | 0.04389 | 0.09196 | C2 | 4996 | 4996 | 4996 | 4996 | 4996 | C2 | 64.0487 | 64.0487 | 89.1286 | 219.2744 | 459.4322 | C2 | 1288660.2464 | 3372421.3029 | 3674862.9558 | 2790925.0723 | 10930350.5186 | 22057220.096 |  | 1672952.5664 | 3372421.3029 | 3645628.7619 | 2593578.0763 | 8725076.1506 | 20009656.8581 |  | 826484.6829 | 3372421.3029 | 3724151.0938 | 2979939.6396 | 13582652.3782 | 24485649.0974 |  | 1955087.178 | 3372421.3029 | 3527800.6998 | 2303697.2666 | 7916016.1168 | 19075022.5642 |  | 4355.313 | 3372421.3029 | 3800445.2096 | 3355118.2064 | 18300561.2293 | 28832901.2612 |  | 2229151.6509 | 3372421.3029 | 3413359.5261 | 2022148.8857 | 7129927.691 | 18167009.0566
|  |  | 0 | 0 | C3 | 0 | 0 | 0 | 0 | 0 | 0 | 0 | 0 | 0 | 0 | 0 | 0 | 0 | 0 | 0 | 0 | 0 | 0 | 0 | 0 | 0 | 0 | 0 | 0 | 0 | 0 | 0 | 0 | 0 | 0 | 0 | 0 | 0 | 0 | 0 | 0 |  |  | C3 | 0.01282 | 0.01282 | 0.01784 | 0.04389 | 0.09196 | C3 | 7494 | 7494 | 7494 | 7494 | 7494 | C3 | 96.0731 | 96.0731 | 133.693 | 328.9117 | 689.1482 | C3 | 0 | 0 | 0 | 0 | 0 | 0 |  | 0 | 0 | 0 | 0 | 0 | 0 |  | 0 | 0 | 0 | 0 | 0 | 0 |  | 0 | 0 | 0 | 0 | 0 | 0 |  | 0 | 0 | 0 | 0 | 0 | 0 |  | 0 | 0 | 0 | 0 | 0 | 0
|  |  | 0 | 0 | C4 | 0 | 0 | 0 | 0 | 0 | 0 | 0 | 0 | 0 | 0 | 0 | 0 | 0 | 0 | 0 | 0 | 0 | 0 | 0 | 0 | 0 | 0 | 0 | 0 | 0 | 0 | 0 | 0 | 0 | 0 | 0 | 0 | 0 | 0 | 0 | 0 |  |  | C4 | 0.01282 | 0.01282 | 0.01784 | 0.04389 | 0.09196 | C4 | 12490 | 12490 | 12490 | 12490 | 12490 | C4 | 160.1218 | 160.1218 | 222.8216 | 548.1861 | 1148.5804 | C4 | 0 | 0 | 0 | 0 | 0 | 0 |  | 0 | 0 | 0 | 0 | 0 | 0 |  | 0 | 0 | 0 | 0 | 0 | 0 |  | 0 | 0 | 0 | 0 | 0 | 0 |  | 0 | 0 | 0 | 0 | 0 | 0 |  | 0 | 0 | 0 | 0 | 0 | 0
|  |  | 150496 | 150496 |  | 26120 | 52654 | 40903 | 11828 | 18991 |  | 20120 | 52654 | 41231 | 12728 | 23791 |  | 17621 | 0 | -2203 | -3084 | -12334 |  | 12904 | 52654 | 41784 | 13590 | 29564 |  | 34736 | 0 | -4343 | -6079 | -24314 |  | 68 | 52654 | 42640 | 15301 | 39833 | [22 empty] | 1288660.2464 | 3372421.3029 | 3674862.9558 | 2790925.0723 | 10930350.5186 | 22057220.096 |  | 1672952.5664 | 3372421.3029 | 3645628.7619 | 2593578.0763 | 8725076.1506 | 20009656.8581 |  | 826484.6829 | 3372421.3029 | 3724151.0938 | 2979939.6396 | 13582652.3782 | 24485649.0974 |  | 1955087.178 | 3372421.3029 | 3527800.6998 | 2303697.2666 | 7916016.1168 | 19075022.5642 |  | 4355.313 | 3372421.3029 | 3800445.2096 | 3355118.2064 | 18300561.2293 | 28832901.2612 |  | 2229151.6509 | 3372421.3029 | 3413359.5261 | 2022148.8857 | 7129927.691 | 18167009.0566
| LV Switchgear (at s/s) |  | 0 | 0 | C1 | 0 | 0 | 0 | 0 | 0 | 0 | 0 | 0 | 0 | 0 | 0 | 0 | 0 | 0 | 0 | 0 | 0 | 0 | 0 | 0 | 0 | 0 | 0 | 0 | 0 | 0 | 0 | 0 | 0 | 0 | 0 | 0 | 0 | 0 | 0 | 0 |  |  | C1 | 0.01922 | 0.01922 | 0.02673 | 0.06577 | 0.13781 | C1 | 6076.7 | 6076.7 | 6076.7 | 6076.7 | 6076.7 | C1 | 116.7942 | 116.7942 | 162.4302 | 399.6646 | 837.43 | C1 | 0 | 0 | 0 | 0 | 0 | 0 |  | 0 | 0 | 0 | 0 | 0 | 0 |  | 0 | 0 | 0 | 0 | 0 | 0 |  | 0 | 0 | 0 | 0 | 0 | 0 |  | 0 | 0 | 0 | 0 | 0 | 0 |  | 0 | 0 | 0 | 0 | 0 | 0
|  |  | 14486 | 14486 | C2 | 4936 | 2329 | 6896 | 161 | 164 | 14486 | 4448 | 2392 | 6932 | 224 | 295 | 14291 | 744 | -113 | -19 | -230 | -382 | 0 | 4366 | 1960 | 7174 | 571 | 415 | 14486 | 1500 | -222 | -23 | -136 | -1119 | 0 | 3514 | 2285 | 5909 | 1583 | 1195 | 14486 |  |  | C2 | 0.01922 | 0.01922 | 0.02673 | 0.06577 | 0.13781 | C2 | 8681 | 8681 | 8681 | 8681 | 8681 | C2 | 166.8488 | 166.8488 | 232.0431 | 570.9494 | 1196.3286 | C2 | 742143.5514 | 399102.3774 | 1608522.9772 | 127892.6589 | 352916.9399 | 3230578.5048 |  | 823565.7755 | 388590.9018 | 1600169.4245 | 91922.8486 | 196197.892 | 3100446.8424 |  | 728461.9481 | 327023.6872 | 1664677.4146 | 326012.0903 | 496476.3731 | 3542651.5134 |  | 852597.4702 | 308169.7705 | 1660268.5951 | 194693.7352 | 39478.8441 | 3055208.4152 |  | 586306.7535 | 381249.5537 | 1371142.8552 | 903812.8527 | 1429612.6889 | 4672124.704 |  | 836579.9835 | 344209.1157 | 1365805.8632 | 826163.7384 | 90920.9744 | 3463679.6751
|  |  | 1116 | 1116 | C3 | 160 | 103 | 737 | 49 | 67 | 1116 | 122 | 106 | 740 | 54 | 87 | 1109 | 144 | -3 | -2 | -21 | -118 | 0 | 141 | 80 | 677 | 81 | 137 | 1116 | 272 | -9 | -1 | -17 | -245 | 0 | 99 | 94 | 433 | 237 | 253 | 1116 |  |  | C3 | 0.01922 | 0.01922 | 0.02673 | 0.06577 | 0.13781 | C3 | 13021.5 | 13021.5 | 13021.5 | 13021.5 | 13021.5 | C3 | 250.2732 | 250.2732 | 348.0647 | 856.4241 | 1794.4929 | C3 | 30533.3341 | 26528.9624 | 257567.8743 | 46246.899 | 156120.8836 | 516997.9533 |  | 40043.7168 | 25778.1427 | 256523.6802 | 41964.7787 | 120231.0253 | 484541.3437 |  | 35288.5254 | 20021.8584 | 235639.7985 | 69370.3485 | 245845.5294 | 606166.0602 |  | 71327.8706 | 19271.0387 | 234943.6691 | 51385.4433 | 34095.3654 | 411023.3871 |  | 24777.0498 | 23525.6836 | 150712.0129 | 202972.501 | 454006.7075 | 855993.9549 |  | 92851.3683 | 21273.2246 | 150363.9482 | 188413.2921 | 14355.9433 | 467257.7765
|  |  | 0 | 0 | C4 | 0 | 0 | 0 | 0 | 0 | 0 | 0 | 0 | 0 | 0 | 0 | 0 | 0 | 0 | 0 | 0 | 0 | 0 | 0 | 0 | 0 | 0 | 0 | 0 | 0 | 0 | 0 | 0 | 0 | 0 | 0 | 0 | 0 | 0 | 0 | 0 |  |  | C4 | 0.01922 | 0.01922 | 0.02673 | 0.06577 | 0.13781 | C4 | 21702.5 | 21702.5 | 21702.5 | 21702.5 | 21702.5 | C4 | 417.1221 | 417.1221 | 580.1078 | 1427.3734 | 2990.8215 | C4 | 0 | 0 | 0 | 0 | 0 | 0 |  | 0 | 0 | 0 | 0 | 0 | 0 |  | 0 | 0 | 0 | 0 | 0 | 0 |  | 0 | 0 | 0 | 0 | 0 | 0 |  | 0 | 0 | 0 | 0 | 0 | 0 |  | 0 | 0 | 0 | 0 | 0 | 0
|  |  | 15602 | 15602 |  | 5096 | 2432 | 7633 | 210 | 231 |  | 4570 | 2498 | 7672 | 278 | 382 |  | 888 | -116 | -21 | -251 | -500 |  | 4507 | 2040 | 7851 | 652 | 552 |  | 1772 | -231 | -24 | -153 | -1364 |  | 3613 | 2379 | 6342 | 1820 | 1448 | [22 empty] | 772676.8854 | 425631.3398 | 1866090.8515 | 174139.5578 | 509037.8236 | 3747576.4581 |  | 863609.4923 | 414369.0445 | 1856693.1047 | 133887.6273 | 316428.9173 | 3584988.1861 |  | 763750.4736 | 347045.5456 | 1900317.2131 | 395382.4387 | 742321.9025 | 4148817.5735 |  | 923925.3408 | 327440.8093 | 1895212.2643 | 246079.1785 | 73574.2095 | 3466231.8023 |  | 611083.8033 | 404775.2373 | 1521854.8681 | 1106785.3537 | 1883619.3964 | 5528118.6589 |  | 929431.3518 | 365482.3402 | 1516169.8114 | 1014577.0305 | 105276.9177 | 3930937.4516
| LV UGB and LV Pillar OD (not at s/s) |  | 0 | 0 | C1 | 0 | 0 | 0 | 0 | 0 | 0 | 0 | 0 | 0 | 0 | 0 | 0 | 0 | 0 | 0 | 0 | 0 | 0 | 0 | 0 | 0 | 0 | 0 | 0 | 0 | 0 | 0 | 0 | 0 | 0 | 0 | 0 | 0 | 0 | 0 | 0 |  |  | C1 | 0.01922 | 0.01922 | 0.02673 | 0.06577 | 0.13781 | C1 | 5267.5 | 5267.5 | 5267.5 | 5267.5 | 5267.5 | C1 | 101.2414 | 101.2414 | 140.8003 | 346.4435 | 725.9142 | C1 | 0 | 0 | 0 | 0 | 0 | 0 |  | 0 | 0 | 0 | 0 | 0 | 0 |  | 0 | 0 | 0 | 0 | 0 | 0 |  | 0 | 0 | 0 | 0 | 0 | 0 |  | 0 | 0 | 0 | 0 | 0 | 0 |  | 0 | 0 | 0 | 0 | 0 | 0
|  |  | 21732 | 21732 | C2 | 6086 | 4014 | 11632 | 0 | 0 | 21732 | 4764 | 4024 | 11780 | 380 | 681 | 21629 | 1224 | 0 | 0 | -1014 | -210 | 0 | 5575 | 3089 | 11662 | 1196 | 210 | 21732 | 2448 | 0 | 0 | -239 | -2209 | 0 | 5137 | 1824 | 9892 | 2658 | 2221 | 21732 |  |  | C2 | 0.01922 | 0.01922 | 0.02673 | 0.06577 | 0.13781 | C2 | 7525 | 7525 | 7525 | 7525 | 7525 | C2 | 144.6305 | 144.6305 | 201.1432 | 494.9192 | 1037.0202 | C2 | 689019.702 | 581993.132 | 2369467.485 | 188069.315 | 706210.7902 | 4534760.4243 |  | 880221.223 | 580546.827 | 2339698.284 | 0 | 0 | 3800466.334 |  | 806315.0375 | 446763.6145 | 2345732.5815 | 591923.423 | 217774.2525 | 4408508.909 |  | 983342.7695 | 446763.6145 | 2345732.5815 | 90075.3035 | 0 | 3865914.269 |  | 742966.8785 | 263806.032 | 1989709.029 | 1315495.3665 | 2303221.9752 | 6615199.2812 |  | 1097022.3425 | 263806.032 | 1989709.029 | 1197209.6657 | 12444.243 | 4560191.3122
|  |  | 0 | 0 | C3 | 0 | 0 | 0 | 0 | 0 | 0 | 0 | 0 | 0 | 0 | 0 | 0 | 0 | 0 | 0 | 0 | 0 | 0 | 0 | 0 | 0 | 0 | 0 | 0 | 0 | 0 | 0 | 0 | 0 | 0 | 0 | 0 | 0 | 0 | 0 | 0 |  |  | C3 | 0.01922 | 0.01922 | 0.02673 | 0.06577 | 0.13781 | C3 | 11287.5 | 11287.5 | 11287.5 | 11287.5 | 11287.5 | C3 | 216.9458 | 216.9458 | 301.7149 | 742.3789 | 1555.5304 | C3 | 0 | 0 | 0 | 0 | 0 | 0 |  | 0 | 0 | 0 | 0 | 0 | 0 |  | 0 | 0 | 0 | 0 | 0 | 0 |  | 0 | 0 | 0 | 0 | 0 | 0 |  | 0 | 0 | 0 | 0 | 0 | 0 |  | 0 | 0 | 0 | 0 | 0 | 0
|  |  | 0 | 0 | C4 | 0 | 0 | 0 | 0 | 0 | 0 | 0 | 0 | 0 | 0 | 0 | 0 | 0 | 0 | 0 | 0 | 0 | 0 | 0 | 0 | 0 | 0 | 0 | 0 | 0 | 0 | 0 | 0 | 0 | 0 | 0 | 0 | 0 | 0 | 0 | 0 |  |  | C4 | 0.01922 | 0.01922 | 0.02673 | 0.06577 | 0.13781 | C4 | 18812.5 | 18812.5 | 18812.5 | 18812.5 | 18812.5 | C4 | 361.5763 | 361.5763 | 502.8581 | 1237.2981 | 2592.5506 | C4 | 0 | 0 | 0 | 0 | 0 | 0 |  | 0 | 0 | 0 | 0 | 0 | 0 |  | 0 | 0 | 0 | 0 | 0 | 0 |  | 0 | 0 | 0 | 0 | 0 | 0 |  | 0 | 0 | 0 | 0 | 0 | 0 |  | 0 | 0 | 0 | 0 | 0 | 0
|  |  | 21732 | 21732 |  | 6086 | 4014 | 11632 | 0 | 0 |  | 4764 | 4024 | 11780 | 380 | 681 |  | 1224 | 0 | 0 | -1014 | -210 |  | 5575 | 3089 | 11662 | 1196 | 210 |  | 2448 | 0 | 0 | -239 | -2209 |  | 5137 | 1824 | 9892 | 2658 | 2221 | [22 empty] | 689019.702 | 581993.132 | 2369467.485 | 188069.315 | 706210.7902 | 4534760.4243 |  | 880221.223 | 580546.827 | 2339698.284 | 0 | 0 | 3800466.334 |  | 806315.0375 | 446763.6145 | 2345732.5815 | 591923.423 | 217774.2525 | 4408508.909 |  | 983342.7695 | 446763.6145 | 2345732.5815 | 90075.3035 | 0 | 3865914.269 |  | 742966.8785 | 263806.032 | 1989709.029 | 1315495.3665 | 2303221.9752 | 6615199.2812 |  | 1097022.3425 | 263806.032 | 1989709.029 | 1197209.6657 | 12444.243 | 4560191.3122
| [Please insert new asset category as required] |  | 0 | 0 | C1 | 0 | 0 | 0 | 0 | 0 | 0 | 0 | 0 | 0 | 0 | 0 | 0 | 0 | 0 | 0 | 0 | 0 | 0 | 0 | 0 | 0 | 0 | 0 | 0 | 0 | 0 | 0 | 0 | 0 | 0 | 0 | 0 | 0 | 0 | 0 | 0 |  |  | C1 | 0 | 0 | 0 | 0 | 0 | C1 | 0 | 0 | 0 | 0 | 0 | C1 | [5 empty] | C1 | [5 empty] | 0 | [6 empty] | 0 | [6 empty] | 0 | [6 empty] | 0 | [6 empty] | 0 | [6 empty] | 0
|  |  | 0 | 0 | C2 | 0 | 0 | 0 | 0 | 0 | 0 | 0 | 0 | 0 | 0 | 0 | 0 | 0 | 0 | 0 | 0 | 0 | 0 | 0 | 0 | 0 | 0 | 0 | 0 | 0 | 0 | 0 | 0 | 0 | 0 | 0 | 0 | 0 | 0 | 0 | 0 |  |  | C2 | 0 | 0 | 0 | 0 | 0 | C2 | 0 | 0 | 0 | 0 | 0 | C2 | [5 empty] | C2 | [5 empty] | 0 | [6 empty] | 0 | [6 empty] | 0 | [6 empty] | 0 | [6 empty] | 0 | [6 empty] | 0
|  |  | 0 | 0 | C3 | 0 | 0 | 0 | 0 | 0 | 0 | 0 | 0 | 0 | 0 | 0 | 0 | 0 | 0 | 0 | 0 | 0 | 0 | 0 | 0 | 0 | 0 | 0 | 0 | 0 | 0 | 0 | 0 | 0 | 0 | 0 | 0 | 0 | 0 | 0 | 0 |  |  | C3 | 0 | 0 | 0 | 0 | 0 | C3 | 0 | 0 | 0 | 0 | 0 | C3 | [5 empty] | C3 | [5 empty] | 0 | [6 empty] | 0 | [6 empty] | 0 | [6 empty] | 0 | [6 empty] | 0 | [6 empty] | 0
|  |  | 0 | 0 | C4 | 0 | 0 | 0 | 0 | 0 | 0 | 0 | 0 | 0 | 0 | 0 | 0 | 0 | 0 | 0 | 0 | 0 | 0 | 0 | 0 | 0 | 0 | 0 | 0 | 0 | 0 | 0 | 0 | 0 | 0 | 0 | 0 | 0 | 0 | 0 | 0 |  |  | C4 | 0 | 0 | 0 | 0 | 0 | C4 | 0 | 0 | 0 | 0 | 0 | C4 | [5 empty] | C4 | [5 empty] | 0 | [6 empty] | 0 | [6 empty] | 0 | [6 empty] | 0 | [6 empty] | 0 | [6 empty] | 0
|  |  | 0 | 0 |  | 0 | 0 | 0 | 0 | 0 |  | 0 | 0 | 0 | 0 | 0 |  | 0 | 0 | 0 | 0 | 0 |  | 0 | 0 | 0 | 0 | 0 |  | 0 | 0 | 0 | 0 | 0 |  | 0 | 0 | 0 | 0 | 0 | [22 empty] | 0 | 0 | 0 | 0 | 0 | 0 |  | 0 | 0 | 0 | 0 | 0 | 0 |  | 0 | 0 | 0 | 0 | 0 | 0 |  | 0 | 0 | 0 | 0 | 0 | 0 |  | 0 | 0 | 0 | 0 | 0 | 0 |  | 0 | 0 | 0 | 0 | 0 | 0
| [Please insert new asset category as required] |  | 0 | 0 | C1 | 0 | 0 | 0 | 0 | 0 | 0 | 0 | 0 | 0 | 0 | 0 | 0 | 0 | 0 | 0 | 0 | 0 | 0 | 0 | 0 | 0 | 0 | 0 | 0 | 0 | 0 | 0 | 0 | 0 | 0 | 0 | 0 | 0 | 0 | 0 | 0 |  |  | C1 | 0 | 0 | 0 | 0 | 0 | C1 | 0 | 0 | 0 | 0 | 0 | C1 | [5 empty] | C1 | [5 empty] | 0 | [6 empty] | 0 | [6 empty] | 0 | [6 empty] | 0 | [6 empty] | 0 | [6 empty] | 0
|  |  | 0 | 0 | C2 | 0 | 0 | 0 | 0 | 0 | 0 | 0 | 0 | 0 | 0 | 0 | 0 | 0 | 0 | 0 | 0 | 0 | 0 | 0 | 0 | 0 | 0 | 0 | 0 | 0 | 0 | 0 | 0 | 0 | 0 | 0 | 0 | 0 | 0 | 0 | 0 |  |  | C2 | 0 | 0 | 0 | 0 | 0 | C2 | 0 | 0 | 0 | 0 | 0 | C2 | [5 empty] | C2 | [5 empty] | 0 | [6 empty] | 0 | [6 empty] | 0 | [6 empty] | 0 | [6 empty] | 0 | [6 empty] | 0
|  |  | 0 | 0 | C3 | 0 | 0 | 0 | 0 | 0 | 0 | 0 | 0 | 0 | 0 | 0 | 0 | 0 | 0 | 0 | 0 | 0 | 0 | 0 | 0 | 0 | 0 | 0 | 0 | 0 | 0 | 0 | 0 | 0 | 0 | 0 | 0 | 0 | 0 | 0 | 0 |  |  | C3 | 0 | 0 | 0 | 0 | 0 | C3 | 0 | 0 | 0 | 0 | 0 | C3 | [5 empty] | C3 | [5 empty] | 0 | [6 empty] | 0 | [6 empty] | 0 | [6 empty] | 0 | [6 empty] | 0 | [6 empty] | 0
|  |  | 0 | 0 | C4 | 0 | 0 | 0 | 0 | 0 | 0 | 0 | 0 | 0 | 0 | 0 | 0 | 0 | 0 | 0 | 0 | 0 | 0 | 0 | 0 | 0 | 0 | 0 | 0 | 0 | 0 | 0 | 0 | 0 | 0 | 0 | 0 | 0 | 0 | 0 | 0 |  |  | C4 | 0 | 0 | 0 | 0 | 0 | C4 | 0 | 0 | 0 | 0 | 0 | C4 | [5 empty] | C4 | [5 empty] | 0 | [6 empty] | 0 | [6 empty] | 0 | [6 empty] | 0 | [6 empty] | 0 | [6 empty] | 0
|  |  | 0 | 0 |  | 0 | 0 | 0 | 0 | 0 |  | 0 | 0 | 0 | 0 | 0 |  | 0 | 0 | 0 | 0 | 0 |  | 0 | 0 | 0 | 0 | 0 |  | 0 | 0 | 0 | 0 | 0 |  | 0 | 0 | 0 | 0 | 0 | [22 empty] | 0 | 0 | 0 | 0 | 0 | 0 |  | 0 | 0 | 0 | 0 | 0 | 0 |  | 0 | 0 | 0 | 0 | 0 | 0 |  | 0 | 0 | 0 | 0 | 0 | 0 |  | 0 | 0 | 0 | 0 | 0 | 0 |  | 0 | 0 | 0 | 0 | 0 | 0
| [Please insert new asset category as required] |  | 0 | 0 | C1 | 0 | 0 | 0 | 0 | 0 | 0 | 0 | 0 | 0 | 0 | 0 | 0 | 0 | 0 | 0 | 0 | 0 | 0 | 0 | 0 | 0 | 0 | 0 | 0 | 0 | 0 | 0 | 0 | 0 | 0 | 0 | 0 | 0 | 0 | 0 | 0 |  |  | C1 | 0 | 0 | 0 | 0 | 0 | C1 | 0 | 0 | 0 | 0 | 0 | C1 | [5 empty] | C1 | [5 empty] | 0 | [6 empty] | 0 | [6 empty] | 0 | [6 empty] | 0 | [6 empty] | 0 | [6 empty] | 0
|  |  | 0 | 0 | C2 | 0 | 0 | 0 | 0 | 0 | 0 | 0 | 0 | 0 | 0 | 0 | 0 | 0 | 0 | 0 | 0 | 0 | 0 | 0 | 0 | 0 | 0 | 0 | 0 | 0 | 0 | 0 | 0 | 0 | 0 | 0 | 0 | 0 | 0 | 0 | 0 |  |  | C2 | 0 | 0 | 0 | 0 | 0 | C2 | 0 | 0 | 0 | 0 | 0 | C2 | [5 empty] | C2 | [5 empty] | 0 | [6 empty] | 0 | [6 empty] | 0 | [6 empty] | 0 | [6 empty] | 0 | [6 empty] | 0
|  |  | 0 | 0 | C3 | 0 | 0 | 0 | 0 | 0 | 0 | 0 | 0 | 0 | 0 | 0 | 0 | 0 | 0 | 0 | 0 | 0 | 0 | 0 | 0 | 0 | 0 | 0 | 0 | 0 | 0 | 0 | 0 | 0 | 0 | 0 | 0 | 0 | 0 | 0 | 0 |  |  | C3 | 0 | 0 | 0 | 0 | 0 | C3 | 0 | 0 | 0 | 0 | 0 | C3 | [5 empty] | C3 | [5 empty] | 0 | [6 empty] | 0 | [6 empty] | 0 | [6 empty] | 0 | [6 empty] | 0 | [6 empty] | 0
|  |  | 0 | 0 | C4 | 0 | 0 | 0 | 0 | 0 | 0 | 0 | 0 | 0 | 0 | 0 | 0 | 0 | 0 | 0 | 0 | 0 | 0 | 0 | 0 | 0 | 0 | 0 | 0 | 0 | 0 | 0 | 0 | 0 | 0 | 0 | 0 | 0 | 0 | 0 | 0 |  |  | C4 | 0 | 0 | 0 | 0 | 0 | C4 | 0 | 0 | 0 | 0 | 0 | C4 | [5 empty] | C4 | [5 empty] | 0 | [6 empty] | 0 | [6 empty] | 0 | [6 empty] | 0 | [6 empty] | 0 | [6 empty] | 0
|  |  | 0 | 0 |  | 0 | 0 | 0 | 0 | 0 |  | 0 | 0 | 0 | 0 | 0 |  | 0 | 0 | 0 | 0 | 0 |  | 0 | 0 | 0 | 0 | 0 |  | 0 | 0 | 0 | 0 | 0 |  | 0 | 0 | 0 | 0 | 0 | [22 empty] | 0 | 0 | 0 | 0 | 0 | 0 |  | 0 | 0 | 0 | 0 | 0 | 0 |  | 0 | 0 | 0 | 0 | 0 | 0 |  | 0 | 0 | 0 | 0 | 0 | 0 |  | 0 | 0 | 0 | 0 | 0 | 0 |  | 0 | 0 | 0 | 0 | 0 | 0
[63 empty] | 2750356.8338 | 4380045.7747 | 7910421.2923 | 3153133.9452 | 12145599.1324 | 30339556.9784 |  | 3416783.2817 | 4367337.1744 | 7842020.1506 | 2727465.7036 | 9041505.0679 | 27395111.3782 |  | 2396550.1939 | 4166230.463 | 7970200.8884 | 3967245.5013 | 14542748.5332 | 33042975.5799 |  | 3862355.2883 | 4146625.7266 | 7768745.5456 | 2639851.7486 | 7989590.3263 | 26407168.6354 |  | 1358405.9947 | 4041002.5722 | 7312009.1067 | 5777398.9267 | 22487402.601 | 40976219.2013 |  | 4255605.3452 | 4001709.6751 | 6919238.3665 | 4233935.5819 | 7247648.8517 | 26658137.8204
| HV Network | [73 empty] | 0 | [6 empty] | 0 | [6 empty] | 0 | [6 empty] | 0 | [6 empty] | 0
| HV Switchgear (GM) - Primary |  | 663 | 663 | C1 | 224 | 46 | 330 | 63 | 0 | 663 | 177 | 46 | 349 | 64 | 16 | 652 | 79 | -8 | -4 | -10 | -57 | 0 | 186 | 65 | 271 | 78 | 63 | 663 | 140 | -11 | -14 | 0 | -115 | 0 | 147 | 94 | 134 | 146 | 142 | 663 |  |  | C1 | 0.01282 | 0.01282 | 0.01784 | 0.04389 | 0.09196 | C1 | 67373.6 | 67373.6 | 67373.6 | 67373.6 | 67373.6 | C1 | 863.7296 | 863.7296 | 1201.945 | 2957.0273 | 6195.6763 | C1 | 152880.1307 | 39731.5594 | 419478.8134 | 189249.7475 | 99130.8201 | 900471.071 |  | 193475.4196 | 39731.5594 | 396641.8579 | 186292.7202 | 0 | 816141.5571 |  | 160653.6967 | 56142.4209 | 325727.1015 | 230648.1297 | 390327.6041 | 1163498.9529 |  | 228888.3313 | 49232.5845 | 320919.3214 | 201077.8567 | 37174.0575 | 837292.1514 |  | 126968.2441 | 81190.5779 | 161060.6332 | 431725.9864 | 879786.0284 | 1680731.47 |  | 247890.3814 | 71689.5528 | 144233.4029 | 431725.9864 | 167283.2589 | 1062822.5824
|  |  | 2465 | 2465 | C2 | 1195 | 177 | 1092 | 1 | 0 | 2465 | 867 | 185 | 1140 | 149 | 63 | 2404 | 227 | -11 | -49 | -165 | -2 | 0 | 1107 | 210 | 873 | 273 | 2 | 2465 | 457 | -22 | -66 | -102 | -267 | 0 | 996 | 276 | 495 | 416 | 282 | 2465 |  |  | C2 | 0.01282 | 0.01282 | 0.01784 | 0.04389 | 0.09196 | C2 | 96248 | 96248 | 96248 | 96248 | 96248 | C2 | 1233.8994 | 1233.8994 | 1717.0643 | 4224.3247 | 8850.9661 | C2 | 1069790.7451 | 228271.3816 | 1957453.3248 | 629424.3833 | 557610.863 | 4442550.6978 |  | 1474509.7352 | 218400.1867 | 1875034.2374 | 4224.3247 | 0 | 3572168.4841 |  | 1365926.5915 | 259118.8656 | 1498997.1514 | 1153240.6486 | 17701.9322 | 4294985.1892 |  | 1646021.7462 | 245545.9726 | 1414860.9997 | 456227.0698 | 0 | 3762655.7883 |  | 1228963.7626 | 340556.2234 | 849946.8384 | 1757319.0835 | 2495972.4346 | 6672758.3424 |  | 1792855.7701 | 313410.4374 | 736620.5933 | 1326437.9621 | 132764.4912 | 4302089.2541
|  |  | 420 | 420 | C3 | 248 | 35 | 137 | 0 | 0 | 420 | 170 | 35 | 175 | 11 | 11 | 402 | 45 | -8 | -22 | -15 | 0 | 0 | 217 | 55 | 133 | 15 | 0 | 420 | 98 | -13 | -13 | -55 | -17 | 0 | 181 | 88 | 77 | 57 | 17 | 420 |  |  | C3 | 0.01282 | 0.01282 | 0.01784 | 0.04389 | 0.09196 | C3 | 144372 | 144372 | 144372 | 144372 | 144372 | C3 | 1850.849 | 1850.849 | 2575.5965 | 6336.4871 | 13276.4491 | C3 | 314644.3368 | 64779.7164 | 450729.384 | 69701.3579 | 146040.9403 | 1045895.7354 |  | 459010.5619 | 64779.7164 | 352856.7178 | 0 | 0 | 876646.9961 |  | 401634.2417 | 101796.6972 | 342554.3318 | 95047.3062 | 0 | 941032.5769 |  | 484922.4485 | 86989.9049 | 285891.2093 | 0 | 0 | 857803.5626 |  | 335003.6762 | 162874.7155 | 198320.929 | 361179.7636 | 225699.635 | 1283078.7193 |  | 516386.8822 | 138813.678 | 164838.1747 | 12672.9742 | 0 | 832711.709
|  |  | 78 | 78 | C4 | 19 | 10 | 49 | 0 | 0 | 78 | 0 | 10 | 59 | 8 | 1 | 78 | 13 | 0 | -3 | -10 | 0 | 0 | 19 | 4 | 45 | 10 | 0 | 78 | 35 | 0 | 0 | -25 | -10 | 0 | 19 | 0 | 21 | 28 | 10 | 78 |  |  | C4 | 0.01282 | 0.01282 | 0.01784 | 0.04389 | 0.09196 | C4 | 240620 | 240620 | 240620 | 240620 | 240620 | C4 | 3084.7484 | 3084.7484 | 4292.6608 | 10560.8118 | 22127.4152 | C4 | 0 | 30847.484 | 253266.9872 | 84486.4944 | 22127.4152 | 390728.3808 |  | 58610.2196 | 30847.484 | 210340.3792 | 0 | 0 | 299798.0828 |  | 58610.2196 | 12338.9936 | 193169.736 | 105608.118 | 0 | 369727.0672 |  | 98711.9488 | 12338.9936 | 180291.7536 | 0 | 0 | 291342.696 |  | 58610.2196 | 0 | 90145.8768 | 295702.7304 | 221274.152 | 665732.9788 |  | 166576.4136 | 0 | 90145.8768 | 31682.4354 | 0 | 288404.7258
|  |  | 3626 | 3626 |  | 1686 | 268 | 1608 | 64 | 0 |  | 1214 | 276 | 1723 | 232 | 91 |  | 364 | -27 | -78 | -200 | -59 |  | 1529 | 334 | 1322 | 376 | 65 |  | 730 | -46 | -93 | -182 | -409 |  | 1343 | 458 | 727 | 647 | 451 | [22 empty] | 1537315.2126 | 363630.1414 | 3080928.5094 | 972861.983 | 824910.0387 | 6779645.8851 |  | 2185605.9364 | 353758.9465 | 2834873.1923 | 190517.0449 | 0 | 5564755.1201 |  | 1986824.7495 | 429396.9773 | 2360448.3207 | 1584544.2025 | 408029.5363 | 6769243.7862 |  | 2458544.4748 | 394107.4556 | 2201963.284 | 657304.9264 | 37174.0575 | 5749094.1983 |  | 1749545.9025 | 584621.5168 | 1299474.2774 | 2845927.5639 | 3822732.25 | 10302301.5105 |  | 2723709.4473 | 523913.6683 | 1135838.0477 | 1802519.358 | 300047.7501 | 6486028.2713
| HV Switchgear (GM) - Distribution |  | 11156 | 11071 | C1 | 4920 | 2450 | 3514 | 253 | 19 | 11156 | 4512 | 2545 | 3655 | 344 | 272 | 11328 | 413 | -51 | -56 | -239 | -108 | -41 | 3773 | 2995 | 3612 | 646 | 130 | 11156 | 865 | -70 | -134 | -195 | -551 | -85 | 2856 | 3275 | 3131 | 1327 | 567 | 11156 |  |  | C1 | 0.01282 | 0.01282 | 0.01784 | 0.04389 | 0.09196 | C1 | 19162.5 | 19162.5 | 19162.5 | 19162.5 | 19162.5 | C1 | 245.6633 | 245.6633 | 341.859 | 841.0421 | 1762.1835 | C1 | 1108432.584 | 625212.9713 | 1249494.645 | 289318.491 | 479313.912 | 3751772.6033 |  | 1208663.19 | 601874.9625 | 1201292.526 | 212783.6576 | 33481.4865 | 3258095.8226 |  | 926887.4422 | 735761.4337 | 1234794.708 | 543313.2127 | 229083.855 | 3669840.6517 |  | 1028346.3645 | 723232.608 | 1215650.604 | 342304.1449 | 38768.037 | 3348301.7584 |  | 701614.242 | 804547.1438 | 1070360.529 | 1116062.8999 | 999158.0445 | 4691742.8591 |  | 914112.9533 | 787350.7163 | 1024551.423 | 952059.6855 | 28194.936 | 3706269.714
|  |  | 10784 | 10682 | C2 | 5157 | 2756 | 2467 | 319 | 85 | 10784 | 4680 | 2831 | 2537 | 620 | 480 | 11148 | 511 | -53 | -30 | -327 | -152 | -51 | 3752 | 3489 | 2629 | 690 | 224 | 10784 | 1035 | -68 | -105 | -262 | -702 | -102 | 3060 | 3465 | 2484 | 1022 | 753 | 10784 |  |  | C2 | 0.01282 | 0.01282 | 0.01784 | 0.04389 | 0.09196 | C2 | 27375 | 27375 | 27375 | 27375 | 27375 | C2 | 350.9475 | 350.9475 | 488.37 | 1201.4887 | 2517.405 | C2 | 1642434.3 | 993532.3725 | 1238994.69 | 744923.025 | 1208354.4 | 5828238.7875 |  | 1809836.2575 | 967211.31 | 1204808.79 | 383274.9113 | 213979.425 | 4579110.6937 |  | 1316755.02 | 1224455.8275 | 1283924.73 | 829027.2375 | 563898.72 | 5218061.535 |  | 1496089.1925 | 1205855.61 | 1269273.63 | 436140.4163 | 181253.16 | 4588612.0088 |  | 1073899.35 | 1216033.0875 | 1213111.08 | 1227921.5025 | 1895605.965 | 6626570.985 |  | 1437130.0125 | 1192168.6575 | 1161832.23 | 913131.45 | 128387.655 | 4832650.005
|  |  | 3713 | 3655 | C3 | 1330 | 997 | 1280 | 79 | 27 | 3713 | 1100 | 1023 | 1306 | 244 | 292 | 3965 | 326 | -25 | -14 | -295 | -24 | -32 | 925 | 1132 | 1211 | 409 | 36 | 3713 | 587 | -36 | -45 | -229 | -335 | -58 | 770 | 988 | 1068 | 537 | 350 | 3713 |  |  | C3 | 0.01282 | 0.01282 | 0.01784 | 0.04389 | 0.09196 | C3 | 41062.5 | 41062.5 | 41062.5 | 41062.5 | 41062.5 | C3 | 526.4212 | 526.4212 | 732.555 | 1802.2331 | 3776.1075 | C3 | 579063.375 | 538528.9387 | 956716.83 | 439744.8825 | 1102623.39 | 3616677.4163 |  | 700140.2625 | 524841.9862 | 937670.4 | 142376.4169 | 101954.9025 | 2406983.9681 |  | 486939.6562 | 595908.855 | 887124.105 | 737113.3481 | 135939.87 | 2843025.8344 |  | 658552.9838 | 582748.3237 | 876868.335 | 205454.5762 | 45313.29 | 2368937.5088 |  | 405344.3625 | 520104.195 | 782368.74 | 967799.1881 | 1321637.625 | 3997254.1106 |  | 714353.6362 | 501153.03 | 749403.765 | 555087.8025 | 56641.6125 | 2576639.8462
|  |  | 459 | 446 | C4 | 83 | 32 | 311 | 33 | 0 | 459 | 57 | 44 | 316 | 63 | 7 | 487 | 60 | -3 | -6 | -24 | -33 | -6 | 72 | 31 | 199 | 124 | 33 | 459 | 139 | -2 | -12 | -31 | -107 | -13 | 56 | 37 | 81 | 178 | 107 | 459 |  |  | C4 | 0.01282 | 0.01282 | 0.01784 | 0.04389 | 0.09196 | C4 | 68437.5 | 68437.5 | 68437.5 | 68437.5 | 68437.5 | C4 | 877.3687 | 877.3687 | 1220.925 | 3003.7219 | 6293.5125 | C4 | 50010.0187 | 38604.225 | 385812.3 | 189234.4781 | 44054.5875 | 707715.6094 |  | 72821.6062 | 28075.8 | 379707.675 | 99122.8219 | 0 | 579727.9031 |  | 63170.55 | 27198.4312 | 242964.075 | 372461.5125 | 207685.9125 | 913480.4812 |  | 115812.675 | 24566.325 | 235638.525 | 300372.1875 | 0 | 676389.7125 |  | 49132.65 | 32462.6437 | 98894.925 | 534662.4937 | 673405.8375 | 1388558.55 |  | 171086.9062 | 30707.9062 | 84243.825 | 441547.1156 | 0 | 727585.7531
|  |  | 26112 | 25854 |  | 11490 | 6235 | 7572 | 684 | 131 |  | 10349 | 6443 | 7814 | 1271 | 1051 |  | 1310 | -132 | -106 | -885 | -317 |  | 8522 | 7647 | 7651 | 1869 | 423 |  | 2626 | -176 | -296 | -717 | -1695 |  | 6742 | 7765 | 6764 | 3064 | 1777 | [22 empty] | 3379940.2777 | 2195878.5075 | 3831018.465 | 1663220.8766 | 2834346.2895 | 13904404.4164 |  | 3791461.3163 | 2122004.0587 | 3723479.391 | 837557.8076 | 349415.814 | 10823918.3876 |  | 2793752.6685 | 2583324.5475 | 3648807.618 | 2481915.3109 | 1136608.3575 | 12644408.5024 |  | 3298801.2157 | 2536402.8668 | 3597431.094 | 1284271.3249 | 265334.487 | 10982240.9884 |  | 2229990.6045 | 2573147.07 | 3164735.274 | 3846446.0842 | 4889807.472 | 16704126.5048 |  | 3236683.5082 | 2511380.31 | 3020031.243 | 2861826.0536 | 213224.2035 | 11843145.3184
| HV Transformer (GM) |  | 3627 | 3627 | C1 | 1103 | 1118 | 1268 | 79 | 59 | 3627 | 1008 | 1131 | 1279 | 79 | 94 | 3591 | 198 | 0 | 0 | -49 | -149 | 0 | 952 | 844 | 1542 | 140 | 149 | 3627 | 400 | 0 | 0 | -91 | -309 | 0 | 789 | 697 | 1605 | 227 | 309 | 3627 |  |  | C1 | 0.01922 | 0.01922 | 0.02673 | 0.06577 | 0.13781 | C1 | 13161.4 | 13161.4 | 13161.4 | 13161.4 | 13161.4 | C1 | 252.9621 | 252.9621 | 351.8042 | 865.6253 | 1813.7725 | C1 | 254985.8049 | 286100.1441 | 449957.5999 | 68384.397 | 170494.6182 | 1229922.5641 |  | 279017.2051 | 282811.6367 | 446087.7535 | 68384.397 | 107012.5795 | 1183313.5718 |  | 240819.9268 | 213500.0192 | 542482.1103 | 121187.5389 | 270252.1076 | 1388241.7028 |  | 290906.4242 | 213500.0192 | 542482.1103 | 78771.9003 | 0 | 1125660.454 |  | 199587.1032 | 176314.5893 | 564645.7763 | 196496.9381 | 560455.713 | 1697500.1199 |  | 300771.9464 | 176314.5893 | 564645.7763 | 117725.0378 | 0 | 1159457.3498
|  |  | 9792 | 9792 | C2 | 3666 | 2112 | 3712 | 183 | 119 | 9792 | 3422 | 2136 | 3744 | 183 | 210 | 9695 | 585 | 0 | 0 | -231 | -354 | 0 | 3334 | 1499 | 4249 | 356 | 354 | 9792 | 1155 | 0 | -1 | -377 | -777 | 0 | 2840 | 1491 | 4085 | 599 | 777 | 9792 |  |  | C2 | 0.01922 | 0.01922 | 0.02673 | 0.06577 | 0.13781 | C2 | 18802 | 18802 | 18802 | 18802 | 18802 | C2 | 361.3744 | 361.3744 | 502.5775 | 1236.6075 | 2591.1036 | C2 | 1236623.3337 | 771895.8038 | 1881650.0102 | 226299.1798 | 544131.7602 | 4660600.0878 |  | 1324798.697 | 763222.8173 | 1865567.5315 | 226299.1798 | 308341.3308 | 4488229.5564 |  | 1204822.383 | 541700.2856 | 2135451.6275 | 440232.2842 | 917250.6815 | 5239457.2618 |  | 1416226.4304 | 541700.2856 | 2135451.6275 | 154575.9425 | 0 | 4247954.286 |  | 1026303.4096 | 538809.29 | 2053028.9241 | 740727.9165 | 2013287.5127 | 6372157.0529 |  | 1443690.8878 | 538809.29 | 2052526.3466 | 274526.8739 | 0 | 4309553.3984
|  |  | 2160 | 2160 | C3 | 622 | 257 | 1182 | 64 | 35 | 2160 | 546 | 260 | 1192 | 64 | 78 | 2140 | 204 | 0 | -1 | -87 | -116 | 0 | 576 | 137 | 1226 | 105 | 116 | 2160 | 425 | 0 | -1 | -178 | -246 | 0 | 492 | 184 | 1033 | 205 | 246 | 2160 |  |  | C3 | 0.01922 | 0.01922 | 0.02673 | 0.06577 | 0.13781 | C3 | 28203 | 28203 | 28203 | 28203 | 28203 | C3 | 542.0617 | 542.0617 | 753.8662 | 1854.9113 | 3886.6554 | C3 | 295965.6664 | 140936.0316 | 898608.4985 | 118714.3238 | 303159.1235 | 1757383.6438 |  | 337162.3525 | 139309.8466 | 891069.8366 | 118714.3238 | 136032.9401 | 1622289.2996 |  | 312227.5162 | 74262.4474 | 924239.9489 | 194765.6876 | 450852.0299 | 1956347.6299 |  | 422808.0948 | 74262.4474 | 923486.0827 | 33388.4036 | 0 | 1453945.0285 |  | 266694.3367 | 99739.3454 | 778743.7743 | 380256.8185 | 956117.2358 | 2481551.5108 |  | 497070.5422 | 99739.3454 | 777989.9081 | 50082.6054 | 0 | 1424882.4011
|  |  | 52 | 52 | C4 | 10 | 0 | 30 | 6 | 6 | 52 | 7 | 0 | 30 | 6 | 9 | 52 | 17 | 0 | 0 | -5 | -12 | 0 | 10 | 0 | 25 | 5 | 12 | 52 | 31 | 0 | 0 | -13 | -18 | 0 | 9 | 1 | 11 | 13 | 18 | 52 |  |  | C4 | 0.01922 | 0.01922 | 0.02673 | 0.06577 | 0.13781 | C4 | 47005 | 47005 | 47005 | 47005 | 47005 | C4 | 903.4361 | 903.4361 | 1256.4436 | 3091.5188 | 6477.759 | C4 | 6324.0527 | 0 | 37693.3095 | 18549.1131 | 58299.8314 | 120866.3067 |  | 9034.361 | 0 | 37693.3095 | 18549.1131 | 38866.5543 | 104143.3379 |  | 9034.361 | 0 | 31411.0912 | 15457.5943 | 77733.1086 | 133636.1551 |  | 24392.7747 | 0 | 31411.0912 | 0 | 0 | 55803.8659 |  | 8130.9249 | 903.4361 | 13820.8801 | 40189.745 | 116599.6629 | 179644.6491 |  | 36137.444 | 903.4361 | 13820.8801 | 0 | 0 | 50861.7602
|  |  | 15631 | 15631 |  | 5401 | 3487 | 6192 | 332 | 219 |  | 4983 | 3527 | 6245 | 332 | 391 |  | 1004 | 0 | -1 | -372 | -631 |  | 4872 | 2480 | 7042 | 606 | 631 |  | 2011 | 0 | -2 | -659 | -1350 |  | 4130 | 2373 | 6734 | 1044 | 1350 | [22 empty] | 1793898.8576 | 1198931.9796 | 3267909.4182 | 431947.0137 | 1076085.3334 | 7768772.6025 |  | 1950012.6157 | 1185344.3006 | 3240418.4311 | 431947.0137 | 590253.4046 | 7397975.7658 |  | 1766904.1869 | 829462.7521 | 3633584.7781 | 771643.105 | 1716087.9275 | 8717682.7496 |  | 2154333.7241 | 829462.7521 | 3632830.9119 | 266736.2464 | 0 | 6883363.6344 |  | 1500715.7744 | 815766.6609 | 3410239.3548 | 1357671.4182 | 3646460.1244 | 10730853.3327 |  | 2277670.8204 | 815766.6609 | 3408982.9112 | 442334.5171 | 0 | 6944754.9095
| HV UG Cable |  | 2105.183 | 2105.183 | C1 | 1093.64 | 827.705 | 176.287 | 4.299 | 3.252 | 2105.183 | 1066.273 | 832.287 | 177.219 | 4.312 | 6.1 | 2086.191 | 0 | 0 | 0 | 0 | 0 | 0 | 0 | 0 | 0 | 0 | 0 | 0 | 0 | 0 | 0 | 0 | 0 | 0 | 0 | 0 | 0 | 0 | 0 | 0 |  |  | C1 | 0 | 0 | 0 | 0 | 0 | C1 | 36243.9 | 36243.9 | 36243.9 | 36243.9 | 36243.9 | C1 | 0 | 0 | 0 | 0 | 0 | C1 | 0 | 0 | 0 | 0 | 0 | 0 |  | 0 | 0 | 0 | 0 | 0 | 0 |  | 0 | 0 | 0 | 0 | 0 | 0 |  | 0 | 0 | 0 | 0 | 0 | 0 |  | 0 | 0 | 0 | 0 | 0 | 0 |  | 0 | 0 | 0 | 0 | 0 | 0
|  |  | 6061.967 | 6061.967 | C2 | 2622.669 | 2710.922 | 699.611 | 15.324 | 13.441 | 6061.967 | 2539.906 | 2725.93 | 703.34 | 15.369 | 22.798 | 6007.343 | 0 | 0 | 0 | 0 | 0 | 0 | 0 | 0 | 0 | 0 | 0 | 0 | 0 | 0 | 0 | 0 | 0 | 0 | 0 | 0 | 0 | 0 | 0 | 0 |  |  | C2 | 0 | 0 | 0 | 0 | 0 | C2 | 51777 | 51777 | 51777 | 51777 | 51777 | C2 | 0 | 0 | 0 | 0 | 0 | C2 | 0 | 0 | 0 | 0 | 0 | 0 |  | 0 | 0 | 0 | 0 | 0 | 0 |  | 0 | 0 | 0 | 0 | 0 | 0 |  | 0 | 0 | 0 | 0 | 0 | 0 |  | 0 | 0 | 0 | 0 | 0 | 0 |  | 0 | 0 | 0 | 0 | 0 | 0
|  |  | 4526.848 | 4526.848 | C3 | 1780.594 | 2169.131 | 550.763 | 12.563 | 13.797 | 4526.848 | 1711.749 | 2181.139 | 553.7 | 17.187 | 22.344 | 4486.119 | 0 | 0 | 0 | 0 | 0 | 0 | 0 | 0 | 0 | 0 | 0 | 0 | 0 | 0 | 0 | 0 | 0 | 0 | 0 | 0 | 0 | 0 | 0 | 0 |  |  | C3 | 0 | 0 | 0 | 0 | 0 | C3 | 77665.5 | 77665.5 | 77665.5 | 77665.5 | 77665.5 | C3 | 0 | 0 | 0 | 0 | 0 | C3 | 0 | 0 | 0 | 0 | 0 | 0 |  | 0 | 0 | 0 | 0 | 0 | 0 |  | 0 | 0 | 0 | 0 | 0 | 0 |  | 0 | 0 | 0 | 0 | 0 | 0 |  | 0 | 0 | 0 | 0 | 0 | 0 |  | 0 | 0 | 0 | 0 | 0 | 0
|  |  | 0 | 0 | C4 | 0 | 0 | 0 | 0 | 0 | 0 | 0 | 0 | 0 | 0 | 0 | 0 | 0 | 0 | 0 | 0 | 0 | 0 | 0 | 0 | 0 | 0 | 0 | 0 | 0 | 0 | 0 | 0 | 0 | 0 | 0 | 0 | 0 | 0 | 0 | 0 |  |  | C4 | 0 | 0 | 0 | 0 | 0 | C4 | 129442.5 | 129442.5 | 129442.5 | 129442.5 | 129442.5 | C4 | 0 | 0 | 0 | 0 | 0 | C4 | 0 | 0 | 0 | 0 | 0 | 0 |  | 0 | 0 | 0 | 0 | 0 | 0 |  | 0 | 0 | 0 | 0 | 0 | 0 |  | 0 | 0 | 0 | 0 | 0 | 0 |  | 0 | 0 | 0 | 0 | 0 | 0 |  | 0 | 0 | 0 | 0 | 0 | 0
|  |  | 12693.998 | 12693.998 |  | 5496.903 | 5707.758 | 1426.661 | 32.186 | 30.49 |  | 5317.928 | 5739.356 | 1434.259 | 36.868 | 51.242 |  | 0 | 0 | 0 | 0 | 0 |  | 0 | 0 | 0 | 0 | 0 |  | 0 | 0 | 0 | 0 | 0 |  | 0 | 0 | 0 | 0 | 0 | [22 empty] | 0 | 0 | 0 | 0 | 0 | 0 |  | 0 | 0 | 0 | 0 | 0 | 0 |  | 0 | 0 | 0 | 0 | 0 | 0 |  | 0 | 0 | 0 | 0 | 0 | 0 |  | 0 | 0 | 0 | 0 | 0 | 0 |  | 0 | 0 | 0 | 0 | 0 | 0
| HV OHL Support - Poles |  | 0 | 0 | C1 | 0 | 0 | 0 | 0 | 0 | 0 | 0 | 0 | 0 | 0 | 0 | 0 | 0 | 0 | 0 | 0 | 0 | 0 | 0 | 0 | 0 | 0 | 0 | 0 | 0 | 0 | 0 | 0 | 0 | 0 | 0 | 0 | 0 | 0 | 0 | 0 |  |  | C1 | 0.01282 | 0.01282 | 0.01784 | 0.04389 | 0.09196 | C1 | 5700.8 | 5700.8 | 5700.8 | 5700.8 | 5700.8 | C1 | 73.0843 | 73.0843 | 101.7023 | 250.2081 | 524.2456 | C1 | 0 | 0 | 0 | 0 | 0 | 0 |  | 0 | 0 | 0 | 0 | 0 | 0 |  | 0 | 0 | 0 | 0 | 0 | 0 |  | 0 | 0 | 0 | 0 | 0 | 0 |  | 0 | 0 | 0 | 0 | 0 | 0 |  | 0 | 0 | 0 | 0 | 0 | 0
|  |  | 179806 | 179806 | C2 | 71680 | 49912 | 24357 | 15724 | 18133 | 179806 | 64978 | 49912 | 24692 | 16728 | 23484 | 179794 | 17170 | 0 | -859 | -2576 | -13735 | 0 | 54510 | 49912 | 25216 | 18300 | 31868 | 179806 | 34545 | 0 | -1727 | -5182 | -27636 | 0 | 37135 | 49912 | 26084 | 20906 | 45769 | 179806 |  |  | C2 | 0.01282 | 0.01282 | 0.01784 | 0.04389 | 0.09196 | C2 | 8144 | 8144 | 8144 | 8144 | 8144 | C2 | 104.4061 | 104.4061 | 145.289 | 357.4402 | 748.9222 | C2 | 6784098.2662 | 5211116.265 | 3587475.0003 | 5979258.9965 | 17587689.8842 | 39149638.4122 |  | 7483827.8144 | 5211116.265 | 3538803.1987 | 5620389.0758 | 13580206.9779 | 35434343.3318 |  | 5691175.4208 | 5211116.265 | 3663606.4154 | 6541154.928 | 23866653.9443 | 44973706.9734 |  | 7483827.8144 | 5211116.265 | 3538803.1987 | 5620389.0758 | 13580206.9779 | 35434343.3318 |  | 3877119.7808 | 5211116.265 | 3789717.2326 | 7472643.985 | 34277422.0026 | 54628019.2659 |  | 7483827.8144 | 5211116.265 | 3538803.1987 | 5620389.0758 | 13580206.9779 | 35434343.3318
|  |  | 21244 | 21244 | C3 | 8469 | 5897 | 2878 | 1858 | 2142 | 21244 | 7678 | 5897 | 2917 | 1977 | 2775 | 21244 | 2030 | 0 | -101 | -304 | -1625 | 0 | 6439 | 5897 | 2979 | 2162 | 3767 | 21244 | 4081 | 0 | -204 | -612 | -3265 | 0 | 4388 | 5897 | 3082 | 2470 | 5407 | 21244 |  |  | C3 | 0.01282 | 0.01282 | 0.01784 | 0.04389 | 0.09196 | C3 | 12216 | 12216 | 12216 | 12216 | 12216 | C3 | 156.6091 | 156.6091 | 217.9334 | 536.1602 | 1123.3834 | C3 | 1202444.8234 | 923523.9806 | 635711.8445 | 1059988.7945 | 3117388.824 | 6939058.267 |  | 1326322.6373 | 923523.9806 | 627212.4403 | 996185.7259 | 2406287.1571 | 6279531.9413 |  | 1008406.1237 | 923523.9806 | 649223.7178 | 1159178.4389 | 4231785.1171 | 7972117.3781 |  | 1326322.6373 | 923523.9806 | 627212.4403 | 996185.7259 | 2406287.1571 | 6279531.9413 |  | 687200.8186 | 923523.9806 | 671670.8621 | 1324315.7928 | 6074133.8275 | 9680845.2816 |  | 1326322.6373 | 923523.9806 | 627212.4403 | 996185.7259 | 2406287.1571 | 6279531.9413
|  |  | 494 | 494 | C4 | 197 | 137 | 67 | 43 | 50 | 494 | 178 | 137 | 68 | 46 | 65 | 494 | 46 | 0 | -2 | -7 | -37 | 0 | 151 | 137 | 69 | 50 | 87 | 494 | 95 | 0 | -5 | -14 | -76 | 0 | 102 | 137 | 72 | 57 | 126 | 494 |  |  | C4 | 0.01282 | 0.01282 | 0.01784 | 0.04389 | 0.09196 | C4 | 20360 | 20360 | 20360 | 20360 | 20360 | C4 | 261.0152 | 261.0152 | 363.2224 | 893.6004 | 1872.3056 | C4 | 46460.7056 | 35759.0824 | 24699.1232 | 41105.6184 | 121699.864 | 269724.3936 |  | 51419.9944 | 35759.0824 | 24335.9008 | 38424.8172 | 93615.28 | 243555.0748 |  | 39413.2952 | 35759.0824 | 25062.3456 | 44680.02 | 162890.5872 | 307805.3304 |  | 51419.9944 | 35759.0824 | 24335.9008 | 38424.8172 | 93615.28 | 243555.0748 |  | 26623.5504 | 35759.0824 | 26152.0128 | 50935.2228 | 235910.5056 | 375380.374 |  | 51419.9944 | 35759.0824 | 24335.9008 | 38424.8172 | 93615.28 | 243555.0748
|  |  | 201544 | 201544 |  | 80346 | 55946 | 27302 | 17625 | 20325 |  | 72834 | 55946 | 27677 | 18751 | 26324 |  | 19246 | 0 | -962 | -2887 | -15397 |  | 61100 | 55946 | 28264 | 20512 | 35722 |  | 38721 | 0 | -1936 | -5808 | -30977 |  | 41625 | 55946 | 29238 | 23433 | 51302 | [22 empty] | 8033003.7952 | 6170399.328 | 4247885.968 | 7080353.4094 | 20826778.5722 | 46358421.0727 |  | 8861570.4461 | 6170399.328 | 4190351.5398 | 6654999.619 | 16080109.415 | 41957430.3479 |  | 6738994.8397 | 6170399.328 | 4337892.4787 | 7745013.3869 | 28261329.6486 | 53253629.6819 |  | 8861570.4461 | 6170399.328 | 4190351.5398 | 6654999.619 | 16080109.415 | 41957430.3479 |  | 4590944.1498 | 6170399.328 | 4487540.1075 | 8847895.0006 | 40587466.3357 | 64684244.9215 |  | 8861570.4461 | 6170399.328 | 4190351.5398 | 6654999.619 | 16080109.415 | 41957430.3479
| [Please insert new asset category as required] |  | 0 | 0 | C1 | 0 | 0 | 0 | 0 | 0 | 0 | 0 | 0 | 0 | 0 | 0 | 0 | 0 | 0 | 0 | 0 | 0 | 0 | 0 | 0 | 0 | 0 | 0 | 0 | 0 | 0 | 0 | 0 | 0 | 0 | 0 | 0 | 0 | 0 | 0 | 0 |  |  | C1 | 0 | 0 | 0 | 0 | 0 | C1 | 0 | 0 | 0 | 0 | 0 | C1 | [5 empty] | C1 | [5 empty] | 0 | [6 empty] | 0 | [6 empty] | 0 | [6 empty] | 0 | [6 empty] | 0 | [6 empty] | 0
|  |  | 0 | 0 | C2 | 0 | 0 | 0 | 0 | 0 | 0 | 0 | 0 | 0 | 0 | 0 | 0 | 0 | 0 | 0 | 0 | 0 | 0 | 0 | 0 | 0 | 0 | 0 | 0 | 0 | 0 | 0 | 0 | 0 | 0 | 0 | 0 | 0 | 0 | 0 | 0 |  |  | C2 | 0 | 0 | 0 | 0 | 0 | C2 | 0 | 0 | 0 | 0 | 0 | C2 | [5 empty] | C2 | [5 empty] | 0 | [6 empty] | 0 | [6 empty] | 0 | [6 empty] | 0 | [6 empty] | 0 | [6 empty] | 0
|  |  | 0 | 0 | C3 | 0 | 0 | 0 | 0 | 0 | 0 | 0 | 0 | 0 | 0 | 0 | 0 | 0 | 0 | 0 | 0 | 0 | 0 | 0 | 0 | 0 | 0 | 0 | 0 | 0 | 0 | 0 | 0 | 0 | 0 | 0 | 0 | 0 | 0 | 0 | 0 |  |  | C3 | 0 | 0 | 0 | 0 | 0 | C3 | 0 | 0 | 0 | 0 | 0 | C3 | [5 empty] | C3 | [5 empty] | 0 | [6 empty] | 0 | [6 empty] | 0 | [6 empty] | 0 | [6 empty] | 0 | [6 empty] | 0
|  |  | 0 | 0 | C4 | 0 | 0 | 0 | 0 | 0 | 0 | 0 | 0 | 0 | 0 | 0 | 0 | 0 | 0 | 0 | 0 | 0 | 0 | 0 | 0 | 0 | 0 | 0 | 0 | 0 | 0 | 0 | 0 | 0 | 0 | 0 | 0 | 0 | 0 | 0 | 0 |  |  | C4 | 0 | 0 | 0 | 0 | 0 | C4 | 0 | 0 | 0 | 0 | 0 | C4 | [5 empty] | C4 | [5 empty] | 0 | [6 empty] | 0 | [6 empty] | 0 | [6 empty] | 0 | [6 empty] | 0 | [6 empty] | 0
|  |  | 0 | 0 |  | 0 | 0 | 0 | 0 | 0 |  | 0 | 0 | 0 | 0 | 0 |  | 0 | 0 | 0 | 0 | 0 |  | 0 | 0 | 0 | 0 | 0 |  | 0 | 0 | 0 | 0 | 0 |  | 0 | 0 | 0 | 0 | 0 | [22 empty] | 0 | 0 | 0 | 0 | 0 | 0 |  | 0 | 0 | 0 | 0 | 0 | 0 |  | 0 | 0 | 0 | 0 | 0 | 0 |  | 0 | 0 | 0 | 0 | 0 | 0 |  | 0 | 0 | 0 | 0 | 0 | 0 |  | 0 | 0 | 0 | 0 | 0 | 0
| [Please insert new asset category as required] |  | 0 | 0 | C1 | 0 | 0 | 0 | 0 | 0 | 0 | 0 | 0 | 0 | 0 | 0 | 0 | 0 | 0 | 0 | 0 | 0 | 0 | 0 | 0 | 0 | 0 | 0 | 0 | 0 | 0 | 0 | 0 | 0 | 0 | 0 | 0 | 0 | 0 | 0 | 0 |  |  | C1 | 0 | 0 | 0 | 0 | 0 | C1 | 0 | 0 | 0 | 0 | 0 | C1 | [5 empty] | C1 | [5 empty] | 0 | [6 empty] | 0 | [6 empty] | 0 | [6 empty] | 0 | [6 empty] | 0 | [6 empty] | 0
|  |  | 0 | 0 | C2 | 0 | 0 | 0 | 0 | 0 | 0 | 0 | 0 | 0 | 0 | 0 | 0 | 0 | 0 | 0 | 0 | 0 | 0 | 0 | 0 | 0 | 0 | 0 | 0 | 0 | 0 | 0 | 0 | 0 | 0 | 0 | 0 | 0 | 0 | 0 | 0 |  |  | C2 | 0 | 0 | 0 | 0 | 0 | C2 | 0 | 0 | 0 | 0 | 0 | C2 | [5 empty] | C2 | [5 empty] | 0 | [6 empty] | 0 | [6 empty] | 0 | [6 empty] | 0 | [6 empty] | 0 | [6 empty] | 0
|  |  | 0 | 0 | C3 | 0 | 0 | 0 | 0 | 0 | 0 | 0 | 0 | 0 | 0 | 0 | 0 | 0 | 0 | 0 | 0 | 0 | 0 | 0 | 0 | 0 | 0 | 0 | 0 | 0 | 0 | 0 | 0 | 0 | 0 | 0 | 0 | 0 | 0 | 0 | 0 |  |  | C3 | 0 | 0 | 0 | 0 | 0 | C3 | 0 | 0 | 0 | 0 | 0 | C3 | [5 empty] | C3 | [5 empty] | 0 | [6 empty] | 0 | [6 empty] | 0 | [6 empty] | 0 | [6 empty] | 0 | [6 empty] | 0
|  |  | 0 | 0 | C4 | 0 | 0 | 0 | 0 | 0 | 0 | 0 | 0 | 0 | 0 | 0 | 0 | 0 | 0 | 0 | 0 | 0 | 0 | 0 | 0 | 0 | 0 | 0 | 0 | 0 | 0 | 0 | 0 | 0 | 0 | 0 | 0 | 0 | 0 | 0 | 0 |  |  | C4 | 0 | 0 | 0 | 0 | 0 | C4 | 0 | 0 | 0 | 0 | 0 | C4 | [5 empty] | C4 | [5 empty] | 0 | [6 empty] | 0 | [6 empty] | 0 | [6 empty] | 0 | [6 empty] | 0 | [6 empty] | 0
|  |  | 0 | 0 |  | 0 | 0 | 0 | 0 | 0 |  | 0 | 0 | 0 | 0 | 0 |  | 0 | 0 | 0 | 0 | 0 |  | 0 | 0 | 0 | 0 | 0 |  | 0 | 0 | 0 | 0 | 0 |  | 0 | 0 | 0 | 0 | 0 | [22 empty] | 0 | 0 | 0 | 0 | 0 | 0 |  | 0 | 0 | 0 | 0 | 0 | 0 |  | 0 | 0 | 0 | 0 | 0 | 0 |  | 0 | 0 | 0 | 0 | 0 | 0 |  | 0 | 0 | 0 | 0 | 0 | 0 |  | 0 | 0 | 0 | 0 | 0 | 0
| [Please insert new asset category as required] |  | 0 | 0 | C1 | 0 | 0 | 0 | 0 | 0 | 0 | 0 | 0 | 0 | 0 | 0 | 0 | 0 | 0 | 0 | 0 | 0 | 0 | 0 | 0 | 0 | 0 | 0 | 0 | 0 | 0 | 0 | 0 | 0 | 0 | 0 | 0 | 0 | 0 | 0 | 0 |  |  | C1 | 0 | 0 | 0 | 0 | 0 | C1 | 0 | 0 | 0 | 0 | 0 | C1 | [5 empty] | C1 | [5 empty] | 0 | [6 empty] | 0 | [6 empty] | 0 | [6 empty] | 0 | [6 empty] | 0 | [6 empty] | 0
|  |  | 0 | 0 | C2 | 0 | 0 | 0 | 0 | 0 | 0 | 0 | 0 | 0 | 0 | 0 | 0 | 0 | 0 | 0 | 0 | 0 | 0 | 0 | 0 | 0 | 0 | 0 | 0 | 0 | 0 | 0 | 0 | 0 | 0 | 0 | 0 | 0 | 0 | 0 | 0 |  |  | C2 | 0 | 0 | 0 | 0 | 0 | C2 | 0 | 0 | 0 | 0 | 0 | C2 | [5 empty] | C2 | [5 empty] | 0 | [6 empty] | 0 | [6 empty] | 0 | [6 empty] | 0 | [6 empty] | 0 | [6 empty] | 0
|  |  | 0 | 0 | C3 | 0 | 0 | 0 | 0 | 0 | 0 | 0 | 0 | 0 | 0 | 0 | 0 | 0 | 0 | 0 | 0 | 0 | 0 | 0 | 0 | 0 | 0 | 0 | 0 | 0 | 0 | 0 | 0 | 0 | 0 | 0 | 0 | 0 | 0 | 0 | 0 |  |  | C3 | 0 | 0 | 0 | 0 | 0 | C3 | 0 | 0 | 0 | 0 | 0 | C3 | [5 empty] | C3 | [5 empty] | 0 | [6 empty] | 0 | [6 empty] | 0 | [6 empty] | 0 | [6 empty] | 0 | [6 empty] | 0
|  |  | 0 | 0 | C4 | 0 | 0 | 0 | 0 | 0 | 0 | 0 | 0 | 0 | 0 | 0 | 0 | 0 | 0 | 0 | 0 | 0 | 0 | 0 | 0 | 0 | 0 | 0 | 0 | 0 | 0 | 0 | 0 | 0 | 0 | 0 | 0 | 0 | 0 | 0 | 0 |  |  | C4 | 0 | 0 | 0 | 0 | 0 | C4 | 0 | 0 | 0 | 0 | 0 | C4 | [5 empty] | C4 | [5 empty] | 0 | [6 empty] | 0 | [6 empty] | 0 | [6 empty] | 0 | [6 empty] | 0 | [6 empty] | 0
|  |  | 0 | 0 |  | 0 | 0 | 0 | 0 | 0 |  | 0 | 0 | 0 | 0 | 0 |  | 0 | 0 | 0 | 0 | 0 |  | 0 | 0 | 0 | 0 | 0 |  | 0 | 0 | 0 | 0 | 0 |  | 0 | 0 | 0 | 0 | 0 | [22 empty] | 0 | 0 | 0 | 0 | 0 | 0 |  | 0 | 0 | 0 | 0 | 0 | 0 |  | 0 | 0 | 0 | 0 | 0 | 0 |  | 0 | 0 | 0 | 0 | 0 | 0 |  | 0 | 0 | 0 | 0 | 0 | 0 |  | 0 | 0 | 0 | 0 | 0 | 0
| [Please insert new asset category as required] |  | 0 | 0 | C1 | 0 | 0 | 0 | 0 | 0 | 0 | 0 | 0 | 0 | 0 | 0 | 0 | 0 | 0 | 0 | 0 | 0 | 0 | 0 | 0 | 0 | 0 | 0 | 0 | 0 | 0 | 0 | 0 | 0 | 0 | 0 | 0 | 0 | 0 | 0 | 0 |  |  | C1 | 0 | 0 | 0 | 0 | 0 | C1 | 0 | 0 | 0 | 0 | 0 | C1 | [5 empty] | C1 | [5 empty] | 0 | [6 empty] | 0 | [6 empty] | 0 | [6 empty] | 0 | [6 empty] | 0 | [6 empty] | 0
|  |  | 0 | 0 | C2 | 0 | 0 | 0 | 0 | 0 | 0 | 0 | 0 | 0 | 0 | 0 | 0 | 0 | 0 | 0 | 0 | 0 | 0 | 0 | 0 | 0 | 0 | 0 | 0 | 0 | 0 | 0 | 0 | 0 | 0 | 0 | 0 | 0 | 0 | 0 | 0 |  |  | C2 | 0 | 0 | 0 | 0 | 0 | C2 | 0 | 0 | 0 | 0 | 0 | C2 | [5 empty] | C2 | [5 empty] | 0 | [6 empty] | 0 | [6 empty] | 0 | [6 empty] | 0 | [6 empty] | 0 | [6 empty] | 0
|  |  | 0 | 0 | C3 | 0 | 0 | 0 | 0 | 0 | 0 | 0 | 0 | 0 | 0 | 0 | 0 | 0 | 0 | 0 | 0 | 0 | 0 | 0 | 0 | 0 | 0 | 0 | 0 | 0 | 0 | 0 | 0 | 0 | 0 | 0 | 0 | 0 | 0 | 0 | 0 |  |  | C3 | 0 | 0 | 0 | 0 | 0 | C3 | 0 | 0 | 0 | 0 | 0 | C3 | [5 empty] | C3 | [5 empty] | 0 | [6 empty] | 0 | [6 empty] | 0 | [6 empty] | 0 | [6 empty] | 0 | [6 empty] | 0
|  |  | 0 | 0 | C4 | 0 | 0 | 0 | 0 | 0 | 0 | 0 | 0 | 0 | 0 | 0 | 0 | 0 | 0 | 0 | 0 | 0 | 0 | 0 | 0 | 0 | 0 | 0 | 0 | 0 | 0 | 0 | 0 | 0 | 0 | 0 | 0 | 0 | 0 | 0 | 0 |  |  | C4 | 0 | 0 | 0 | 0 | 0 | C4 | 0 | 0 | 0 | 0 | 0 | C4 | [5 empty] | C4 | [5 empty] | 0 | [6 empty] | 0 | [6 empty] | 0 | [6 empty] | 0 | [6 empty] | 0 | [6 empty] | 0
|  |  | 0 | 0 |  | 0 | 0 | 0 | 0 | 0 |  | 0 | 0 | 0 | 0 | 0 |  | 0 | 0 | 0 | 0 | 0 |  | 0 | 0 | 0 | 0 | 0 |  | 0 | 0 | 0 | 0 | 0 |  | 0 | 0 | 0 | 0 | 0 | [22 empty] | 0 | 0 | 0 | 0 | 0 | 0 |  | 0 | 0 | 0 | 0 | 0 | 0 |  | 0 | 0 | 0 | 0 | 0 | 0 |  | 0 | 0 | 0 | 0 | 0 | 0 |  | 0 | 0 | 0 | 0 | 0 | 0 |  | 0 | 0 | 0 | 0 | 0 | 0
| [Please insert new asset category as required] |  | 0 | 0 | C1 | 0 | 0 | 0 | 0 | 0 | 0 | 0 | 0 | 0 | 0 | 0 | 0 | 0 | 0 | 0 | 0 | 0 | 0 | 0 | 0 | 0 | 0 | 0 | 0 | 0 | 0 | 0 | 0 | 0 | 0 | 0 | 0 | 0 | 0 | 0 | 0 |  |  | C1 | 0 | 0 | 0 | 0 | 0 | C1 | 0 | 0 | 0 | 0 | 0 | C1 | [5 empty] | C1 | [5 empty] | 0 | [6 empty] | 0 | [6 empty] | 0 | [6 empty] | 0 | [6 empty] | 0 | [6 empty] | 0
|  |  | 0 | 0 | C2 | 0 | 0 | 0 | 0 | 0 | 0 | 0 | 0 | 0 | 0 | 0 | 0 | 0 | 0 | 0 | 0 | 0 | 0 | 0 | 0 | 0 | 0 | 0 | 0 | 0 | 0 | 0 | 0 | 0 | 0 | 0 | 0 | 0 | 0 | 0 | 0 |  |  | C2 | 0 | 0 | 0 | 0 | 0 | C2 | 0 | 0 | 0 | 0 | 0 | C2 | [5 empty] | C2 | [5 empty] | 0 | [6 empty] | 0 | [6 empty] | 0 | [6 empty] | 0 | [6 empty] | 0 | [6 empty] | 0
|  |  | 0 | 0 | C3 | 0 | 0 | 0 | 0 | 0 | 0 | 0 | 0 | 0 | 0 | 0 | 0 | 0 | 0 | 0 | 0 | 0 | 0 | 0 | 0 | 0 | 0 | 0 | 0 | 0 | 0 | 0 | 0 | 0 | 0 | 0 | 0 | 0 | 0 | 0 | 0 |  |  | C3 | 0 | 0 | 0 | 0 | 0 | C3 | 0 | 0 | 0 | 0 | 0 | C3 | [5 empty] | C3 | [5 empty] | 0 | [6 empty] | 0 | [6 empty] | 0 | [6 empty] | 0 | [6 empty] | 0 | [6 empty] | 0
|  |  | 0 | 0 | C4 | 0 | 0 | 0 | 0 | 0 | 0 | 0 | 0 | 0 | 0 | 0 | 0 | 0 | 0 | 0 | 0 | 0 | 0 | 0 | 0 | 0 | 0 | 0 | 0 | 0 | 0 | 0 | 0 | 0 | 0 | 0 | 0 | 0 | 0 | 0 | 0 |  |  | C4 | 0 | 0 | 0 | 0 | 0 | C4 | 0 | 0 | 0 | 0 | 0 | C4 | [5 empty] | C4 | [5 empty] | 0 | [6 empty] | 0 | [6 empty] | 0 | [6 empty] | 0 | [6 empty] | 0 | [6 empty] | 0
|  |  | 0 | 0 |  | 0 | 0 | 0 | 0 | 0 |  | 0 | 0 | 0 | 0 | 0 |  | 0 | 0 | 0 | 0 | 0 |  | 0 | 0 | 0 | 0 | 0 |  | 0 | 0 | 0 | 0 | 0 |  | 0 | 0 | 0 | 0 | 0 | [22 empty] | 0 | 0 | 0 | 0 | 0 | 0 |  | 0 | 0 | 0 | 0 | 0 | 0 |  | 0 | 0 | 0 | 0 | 0 | 0 |  | 0 | 0 | 0 | 0 | 0 | 0 |  | 0 | 0 | 0 | 0 | 0 | 0 |  | 0 | 0 | 0 | 0 | 0 | 0
[63 empty] | 14744158.1432 | 9928839.9565 | 14427742.3605 | 10148383.2827 | 25562120.2337 | 74811243.9766 |  | 16788650.3144 | 9831506.6339 | 13989122.5543 | 8115021.4852 | 17019778.6337 | 65744079.6214 |  | 13286476.4446 | 10012583.6049 | 13980733.1955 | 12583116.0052 | 31522055.47 | 81384964.7201 |  | 16773249.8607 | 9930372.4025 | 13622576.8297 | 8863312.1166 | 16382617.9596 | 65572129.169 |  | 10071196.4312 | 10143934.5756 | 12361989.0137 | 16897940.0668 | 52946466.1821 | 102421526.2695 |  | 17099634.222 | 10021459.9671 | 11755203.7417 | 11761679.5477 | 16593381.3687 | 67231358.8472
| EHV Network | [66 empty] | 0 | [6 empty] | 0 | [6 empty] | 0 | [6 empty] | 0 | [6 empty] | 0 | [6 empty] | 0
| EHV Switchgear (GM) |  | 162 | 162 | C1 | 38 | 29 | 93 | 2 | 0 | 162 | 26 | 30 | 94 | 2 | 5 | 157 | 8 | 0 | 0 | -8 | 0 | 0 | 35 | 24 | 43 | 58 | 2 | 162 | 44 | 0 | 0 | 0 | -44 | 0 | 33 | 22 | 22 | 25 | 60 | 162 |  |  | C1 | 0.01282 | 0.01282 | 0.01784 | 0.04389 | 0.09196 | C1 | 72538.9 | 72538.9 | 72538.9 | 72538.9 | 72538.9 | C1 | 929.9487 | 929.9487 | 1294.094 | 3183.7323 | 6670.6772 | C1 | 24178.6661 | 27898.4609 | 121644.8337 | 6367.4646 | 33353.3862 | 213442.8117 |  | 35338.0505 | 26968.5122 | 120350.7398 | 6367.4646 | 0 | 189024.7672 |  | 32548.2044 | 22318.7688 | 55646.041 | 184656.4746 | 13341.3545 | 308510.8433 |  | 39987.794 | 22318.7688 | 55646.041 | 159186.616 | 13341.3545 | 290480.5743 |  | 30688.307 | 20458.8714 | 28470.0675 | 79593.308 | 400240.6346 | 559451.1885 |  | 71606.0497 | 20458.8714 | 28470.0675 | 79593.308 | 106730.8359 | 306859.1325
|  |  | 241 | 241 | C2 | 122 | 24 | 92 | 1 | 2 | 241 | 100 | 27 | 96 | 2 | 12 | 237 | 32 | 0 | 0 | -32 | 0 | 0 | 121 | 9 | 52 | 57 | 2 | 241 | 48 | 0 | 0 | 0 | -48 | 0 | 114 | 13 | 39 | 16 | 59 | 241 |  |  | C2 | 0.01282 | 0.01282 | 0.01784 | 0.04389 | 0.09196 | C2 | 103627 | 103627 | 103627 | 103627 | 103627 | C2 | 1328.4981 | 1328.4981 | 1848.7057 | 4548.189 | 9529.5389 | C2 | 132849.814 | 35869.4498 | 177475.7453 | 9096.3781 | 114354.467 | 469645.8542 |  | 162076.7731 | 31883.9554 | 170080.9226 | 4548.189 | 19059.0778 | 387648.9179 |  | 160748.2749 | 11956.4833 | 96132.6954 | 259246.7747 | 19059.0778 | 547143.3061 |  | 203260.2154 | 11956.4833 | 96132.6954 | 113704.7257 | 19059.0778 | 444113.1976 |  | 151448.788 | 17270.4758 | 72099.5215 | 72771.0245 | 562242.7963 | 875832.6061 |  | 215216.6987 | 17270.4758 | 72099.5215 | 72771.0245 | 104824.9281 | 482182.6486
|  |  | 54 | 54 | C3 | 24 | 7 | 22 | 1 | 0 | 54 | 9 | 7 | 30 | 2 | 1 | 49 | 6 | 0 | 0 | -6 | 0 | 0 | 24 | 2 | 15 | 12 | 1 | 54 | 10 | 0 | 0 | 0 | -10 | 0 | 19 | 7 | 5 | 10 | 13 | 54 |  |  | C3 | 0.01282 | 0.01282 | 0.01784 | 0.04389 | 0.09196 | C3 | 155440.5 | 155440.5 | 155440.5 | 155440.5 | 155440.5 | C3 | 1992.7472 | 1992.7472 | 2773.0585 | 6822.2835 | 14294.3084 | C3 | 17934.7249 | 13949.2305 | 83191.7556 | 13644.5671 | 14294.3084 | 143014.5864 |  | 47825.933 | 13949.2305 | 61007.2874 | 6822.2835 | 0 | 129604.7345 |  | 47825.933 | 3985.4944 | 41595.8778 | 81867.4025 | 14294.3084 | 189569.0162 |  | 59782.4163 | 3985.4944 | 41595.8778 | 40933.7013 | 14294.3084 | 160591.7982 |  | 37862.197 | 13949.2305 | 13865.2926 | 68222.8354 | 185826.0089 | 319725.5644 |  | 57789.6691 | 13949.2305 | 13865.2926 | 68222.8354 | 42882.9251 | 196709.9527
|  |  | 10 | 10 | C4 | 6 | 2 | 2 | 0 | 0 | 10 | 2 | 2 | 2 | 2 | 2 | 10 | 0 | 0 | 0 | 0 | 0 | 0 | 6 | 1 | 3 | 0 | 0 | 10 | 0 | 0 | 0 | 0 | 0 | 0 | 5 | 2 | 3 | 0 | 0 | 10 |  |  | C4 | 0.01282 | 0.01282 | 0.01784 | 0.04389 | 0.09196 | C4 | 259067.5 | 259067.5 | 259067.5 | 259067.5 | 259067.5 | C4 | 3321.2454 | 3321.2454 | 4621.7642 | 11370.4726 | 23823.8473 | C4 | 6642.4907 | 6642.4907 | 9243.5284 | 22740.9451 | 47647.6946 | 92917.1496 |  | 19927.4721 | 6642.4907 | 9243.5284 | 0 | 0 | 35813.4912 |  | 19927.4721 | 3321.2454 | 13865.2926 | 0 | 0 | 37114.01 |  | 19927.4721 | 3321.2454 | 13865.2926 | 0 | 0 | 37114.01 |  | 16606.2268 | 6642.4907 | 13865.2926 | 0 | 0 | 37114.0101 |  | 16606.2268 | 6642.4907 | 13865.2926 | 0 | 0 | 37114.0101
|  |  | 467 | 467 |  | 190 | 62 | 209 | 4 | 2 |  | 137 | 66 | 222 | 8 | 20 |  | 46 | 0 | 0 | -46 | 0 |  | 186 | 36 | 113 | 127 | 5 |  | 102 | 0 | 0 | 0 | -102 |  | 171 | 44 | 69 | 51 | 132 | [22 empty] | 181605.6957 | 84359.6319 | 391555.863 | 51849.3549 | 209649.8562 | 919020.4018 |  | 265168.2287 | 79444.1888 | 360682.4782 | 17737.9372 | 19059.0778 | 742091.9107 |  | 261049.8845 | 41581.9918 | 207239.9067 | 525770.6519 | 46694.7407 | 1082337.1756 |  | 322957.8978 | 41581.9918 | 207239.9067 | 313825.0431 | 46694.7407 | 932299.5801 |  | 236605.5187 | 58321.0683 | 128300.1742 | 220587.168 | 1148309.4399 | 1792123.3691 |  | 361218.6443 | 58321.0683 | 128300.1742 | 220587.168 | 254438.6892 | 1022865.7439
| EHV Transformer |  | 114 | 114 | C1 | 25 | 2 | 48 | 31 | 8 | 114 | 18 | 2 | 51 | 31 | 12 | 114 | 5 | 0 | 0 | 0 | -5 | 0 | 20 | 7 | 33 | 25 | 29 | 114 | 22 | 0 | 0 | 0 | -22 | 0 | 18 | 9 | 29 | 9 | 49 | 114 |  |  | C1 | 0.01282 | 0.01282 | 0.01784 | 0.04389 | 0.09196 | C1 | 299274.5 | 299274.5 | 299274.5 | 299274.5 | 299274.5 | C1 | 3836.6991 | 3836.6991 | 5339.0571 | 13135.1578 | 27521.283 | C1 | 69060.5836 | 7673.3982 | 272291.9111 | 407189.892 | 330255.3962 | 1086471.1811 |  | 95917.4772 | 7673.3982 | 256274.7398 | 407189.892 | 220170.2642 | 987225.7714 |  | 76733.9818 | 26856.8936 | 176188.8836 | 328378.9451 | 798117.2076 | 1406275.9118 |  | 95917.4772 | 26856.8936 | 176188.8836 | 328378.9451 | 660510.7925 | 1287852.9921 |  | 69060.5836 | 34530.2918 | 154832.6553 | 118216.4202 | 1348542.868 | 1725182.819 |  | 153467.9636 | 34530.2918 | 154832.6553 | 118216.4202 | 743074.6415 | 1204121.9725
|  |  | 73 | 73 | C2 | 19 | 3 | 36 | 15 | 0 | 73 | 17 | 3 | 37 | 15 | 0 | 72 | 7 | 0 | 0 | 0 | -7 | 0 | 16 | 6 | 32 | 9 | 10 | 73 | 15 | 0 | 0 | 0 | -15 | 0 | 14 | 8 | 23 | 10 | 18 | 73 |  |  | C2 | 0.01282 | 0.01282 | 0.01784 | 0.04389 | 0.09196 | C2 | 427535 | 427535 | 427535 | 427535 | 427535 | C2 | 5480.9987 | 5480.9987 | 7627.2244 | 18764.5111 | 39316.1186 | C2 | 93176.9779 | 16442.9961 | 282207.3028 | 281467.6672 | 0 | 673294.9441 |  | 104138.9753 | 16442.9961 | 274580.0784 | 281467.6672 | 0 | 676629.7171 |  | 87695.9792 | 32885.9922 | 244071.1808 | 168880.6003 | 393161.186 | 926694.9385 |  | 126062.9701 | 32885.9922 | 244071.1808 | 168880.6003 | 117948.3558 | 689849.0993 |  | 76733.9818 | 43847.9896 | 175426.1612 | 187645.1115 | 707690.1348 | 1191343.3789 |  | 158948.9623 | 43847.9896 | 175426.1612 | 187645.1115 | 117948.3558 | 683816.5804
|  |  | 73 | 73 | C3 | 24 | 2 | 38 | 8 | 1 | 73 | 16 | 2 | 41 | 8 | 5 | 72 | 9 | 0 | 0 | -3 | -6 | 0 | 23 | 3 | 30 | 11 | 6 | 73 | 12 | 0 | 0 | -2 | -10 | 0 | 21 | 5 | 17 | 17 | 13 | 73 |  |  | C3 | 0.01282 | 0.01282 | 0.01784 | 0.04389 | 0.09196 | C3 | 641302.5 | 641302.5 | 641302.5 | 641302.5 | 641302.5 | C3 | 8221.4981 | 8221.4981 | 11440.8366 | 28146.7667 | 58974.1779 | C3 | 131543.9688 | 16442.9961 | 469074.3006 | 225174.1338 | 294870.8895 | 1137106.2888 |  | 197315.9532 | 16442.9961 | 434751.7908 | 225174.1338 | 58974.1779 | 932659.0518 |  | 189094.4551 | 24664.4941 | 343225.098 | 309614.434 | 353845.0674 | 1220443.5487 |  | 263087.9376 | 24664.4941 | 343225.098 | 225174.1338 | 0 | 856151.6635 |  | 172651.4591 | 41107.4903 | 194494.2222 | 478495.0343 | 766664.3127 | 1653412.5185 |  | 271309.4356 | 41107.4903 | 194494.2222 | 422201.5009 | 176922.5337 | 1106035.1827
|  |  | 12 | 12 | C4 | 2 | 1 | 6 | 3 | 0 | 12 | 0 | 1 | 6 | 3 | 2 | 12 | 6 | 0 | 0 | -3 | -3 | 0 | 2 | 0 | 4 | 3 | 3 | 12 | 6 | 0 | 0 | 0 | -6 | 0 | 2 | 0 | 2 | 2 | 6 | 12 |  |  | C4 | 0.01282 | 0.01282 | 0.01784 | 0.04389 | 0.09196 | C4 | 1068837.5 | 1068837.5 | 1068837.5 | 1068837.5 | 1068837.5 | C4 | 13702.4968 | 13702.4968 | 19068.061 | 46911.2779 | 98290.2965 | C4 | 0 | 13702.4968 | 114408.366 | 140733.8336 | 196580.593 | 465425.2894 |  | 27404.9935 | 13702.4968 | 114408.366 | 140733.8336 | 0 | 296249.6899 |  | 27404.9935 | 0 | 76272.244 | 140733.8336 | 294870.8895 | 539281.9606 |  | 109619.974 | 0 | 76272.244 | 0 | 0 | 185892.218 |  | 27404.9935 | 0 | 38136.122 | 93822.5557 | 589741.779 | 749105.4502 |  | 109619.974 | 0 | 38136.122 | 93822.5557 | 0 | 241578.6518
|  |  | 272 | 272 |  | 70 | 8 | 128 | 57 | 9 |  | 51 | 8 | 135 | 57 | 19 |  | 27 | 0 | 0 | -6 | -21 |  | 61 | 16 | 99 | 48 | 48 |  | 55 | 0 | 0 | -2 | -53 |  | 55 | 22 | 71 | 38 | 86 | [22 empty] | 293781.5303 | 54261.8871 | 1137981.8805 | 1054565.5266 | 821706.8787 | 3362297.7033 |  | 424777.3992 | 54261.8871 | 1080014.975 | 1054565.5266 | 279144.4421 | 2892764.2301 |  | 380929.4096 | 84407.38 | 839757.4064 | 947607.8131 | 1839994.3505 | 4092696.3596 |  | 594688.359 | 84407.38 | 839757.4064 | 722433.6793 | 778459.1483 | 3019745.9729 |  | 345851.018 | 119485.7717 | 562889.1607 | 878179.1218 | 3412639.0945 | 5319044.1667 |  | 693346.3356 | 119485.7717 | 562889.1607 | 821885.5884 | 1037945.531 | 3235552.3873
| EHV UG Cable (Gas) |  | 0 | 0 | C1 | 0 | 0 | 0 | 0 | 0 | 0 | 0 | 0 | 0 | 0 | 0 | 0 | 0 | 0 | 0 | 0 | 0 | 0 | 0 | 0 | 0 | 0 | 0 | 0 | 0 | 0 | 0 | 0 | 0 | 0 | 0 | 0 | 0 | 0 | 0 | 0 |  |  | C1 | 0.06946 | 0.06946 | 2.3539 | 5.7457 | 12.039 | C1 | 7500.5 | 7500.5 | 7500.5 | 7500.5 | 7500.5 | C1 | 520.9847 | 520.9847 | 17655.1269 | 43095.4728 | 90298.6695 | C1 | 0 | 0 | 0 | 0 | 0 | 0 |  | 0 | 0 | 0 | 0 | 0 | 0 |  | 0 | 0 | 0 | 0 | 0 | 0 |  | 0 | 0 | 0 | 0 | 0 | 0 |  | 0 | 0 | 0 | 0 | 0 | 0 |  | 0 | 0 | 0 | 0 | 0 | 0
|  |  | 6 | 6 | C2 | 0 | 0 | 6 | 0 | 0 | 6 | 0 | 0 | 6 | 0 | 0 | 6 | 0 | 0 | 0 | 0 | 0 | 0 | 0 | 0 | 6 | 0 | 0 | 6 | 0 | 0 | 0 | 0 | 0 | 0 | 0 | 0 | 6 | 0 | 0 | 6 |  |  | C2 | 0.06946 | 0.06946 | 2.3539 | 5.7457 | 12.039 | C2 | 10715 | 10715 | 10715 | 10715 | 10715 | C2 | 744.2639 | 744.2639 | 25221.6099 | 61564.9612 | 128998.0993 | C2 | 0 | 0 | 151329.6594 | 0 | 0 | 151329.6594 |  | 0 | 0 | 151329.6594 | 0 | 0 | 151329.6594 |  | 0 | 0 | 151329.6594 | 0 | 0 | 151329.6594 |  | 0 | 0 | 151329.6594 | 0 | 0 | 151329.6594 |  | 0 | 0 | 151329.6594 | 0 | 0 | 151329.6594 |  | 0 | 0 | 151329.6594 | 0 | 0 | 151329.6594
|  |  | 0 | 0 | C3 | 0 | 0 | 0 | 0 | 0 | 0 | 0 | 0 | 0 | 0 | 0 | 0 | 0 | 0 | 0 | 0 | 0 | 0 | 0 | 0 | 0 | 0 | 0 | 0 | 0 | 0 | 0 | 0 | 0 | 0 | 0 | 0 | 0 | 0 | 0 | 0 |  |  | C3 | 0.06946 | 0.06946 | 2.3539 | 5.7457 | 12.039 | C3 | 16072.5 | 16072.5 | 16072.5 | 16072.5 | 16072.5 | C3 | 1116.3958 | 1116.3958 | 37832.4149 | 92347.4418 | 193497.149 | C3 | 0 | 0 | 0 | 0 | 0 | 0 |  | 0 | 0 | 0 | 0 | 0 | 0 |  | 0 | 0 | 0 | 0 | 0 | 0 |  | 0 | 0 | 0 | 0 | 0 | 0 |  | 0 | 0 | 0 | 0 | 0 | 0 |  | 0 | 0 | 0 | 0 | 0 | 0
|  |  | 0 | 0 | C4 | 0 | 0 | 0 | 0 | 0 | 0 | 0 | 0 | 0 | 0 | 0 | 0 | 0 | 0 | 0 | 0 | 0 | 0 | 0 | 0 | 0 | 0 | 0 | 0 | 0 | 0 | 0 | 0 | 0 | 0 | 0 | 0 | 0 | 0 | 0 | 0 |  |  | C4 | 0.06946 | 0.06946 | 2.3539 | 5.7457 | 12.039 | C4 | 26787.5 | 26787.5 | 26787.5 | 26787.5 | 26787.5 | C4 | 1860.6597 | 1860.6597 | 63054.0248 | 153912.403 | 322495.2483 | C4 | 0 | 0 | 0 | 0 | 0 | 0 |  | 0 | 0 | 0 | 0 | 0 | 0 |  | 0 | 0 | 0 | 0 | 0 | 0 |  | 0 | 0 | 0 | 0 | 0 | 0 |  | 0 | 0 | 0 | 0 | 0 | 0 |  | 0 | 0 | 0 | 0 | 0 | 0
|  |  | 6 | 6 |  | 0 | 0 | 6 | 0 | 0 |  | 0 | 0 | 6 | 0 | 0 |  | 0 | 0 | 0 | 0 | 0 |  | 0 | 0 | 6 | 0 | 0 |  | 0 | 0 | 0 | 0 | 0 |  | 0 | 0 | 6 | 0 | 0 | [22 empty] | 0 | 0 | 151329.6594 | 0 | 0 | 151329.6594 |  | 0 | 0 | 151329.6594 | 0 | 0 | 151329.6594 |  | 0 | 0 | 151329.6594 | 0 | 0 | 151329.6594 |  | 0 | 0 | 151329.6594 | 0 | 0 | 151329.6594 |  | 0 | 0 | 151329.6594 | 0 | 0 | 151329.6594 |  | 0 | 0 | 151329.6594 | 0 | 0 | 151329.6594
| EHV UG Cable (Oil) |  | 18.683 | 18.683 | C1 | 0.809 | 11.045 | 6.675 | 0.154 | 0 | 18.683 | 0.82 | 11.196 | 6.766 | 25.34 | 0 | 44.122 | 0 | 0 | 0 | 0 | 0 | 0 | 0.212 | 6.021 | 12.296 | 0 | 0.154 | 18.683 | 0 | 0 | 0 | 0 | 0 | 0 | 0.156 | 2.634 | 15.739 | 0 | 0.154 | 18.683 |  |  | C1 | 0.01378 | 0.01378 | 0.46689 | 1.1397 | 2.3879 | C1 | 28209.3 | 28209.3 | 28209.3 | 28209.3 | 28209.3 | C1 | 388.7242 | 388.7242 | 13170.6401 | 32148.7287 | 67361.5517 | C1 | 318.7538 | 4352.1556 | 89112.5508 | 814648.7864 | 0 | 908432.2466 |  | 314.4778 | 4293.4583 | 87914.0225 | 4950.9042 | 0 | 97472.8629 |  | 82.4095 | 2340.5081 | 161946.1904 | 0 | 10373.679 | 174742.787 |  | 82.4095 | 2340.5081 | 161946.1904 | 0 | 10373.679 | 174742.787 |  | 60.641 | 1023.8994 | 207292.7042 | 0 | 10373.679 | 218750.9235 |  | 60.641 | 1023.8994 | 207292.7042 | 0 | 10373.679 | 218750.9235
|  |  | 20.896 | 20.296 | C2 | 11.161 | 6.543 | 2.592 | 0.6 | 0 | 20.896 | 11.313 | 6.632 | 2.628 | 9.98 | 0 | 30.553 | 0 | 0 | 0 | 0 | -0.2 | -0.2 | 9.417 | 8.287 | 2.592 | 0 | 0.595 | 20.891 | 0 | 0 | 0 | 0 | -0.6 | -0.6 | 8.97 | 2.577 | 8.749 | 0 | 0.6 | 20.896 |  |  | C2 | 0.01378 | 0.01378 | 0.46689 | 1.1397 | 2.3879 | C2 | 40299 | 40299 | 40299 | 40299 | 40299 | C2 | 555.3202 | 555.3202 | 18815.2001 | 45926.7553 | 96230.7881 | C2 | 6282.3376 | 3682.8837 | 49446.3459 | 458349.0184 | 0 | 517760.5856 |  | 6197.929 | 3633.4602 | 48768.9987 | 27556.0532 | 0 | 86156.4411 |  | 5229.4505 | 4601.9387 | 48768.9987 | 0 | 57257.3189 | 115857.7068 |  | 5229.4505 | 4601.9387 | 48768.9987 | 0 | 38011.1613 | 96611.5492 |  | 4981.2224 | 1431.0602 | 164614.1858 | 0 | 57738.4728 | 228764.9412 |  | 4981.2224 | 1431.0602 | 164614.1858 | 0 | 0 | 171026.4683
|  |  | 30.363 | 30.363 | C3 | 1.74 | 6.449 | 22.106 | 0.068 | 0 | 30.363 | 1.764 | 6.537 | 22.407 | 5.22 | 0 | 35.928 | 0 | 0 | 0 | 0 | 0 | 0 | 0.014 | 1.781 | 28.5 | 0.024 | 0.045 | 30.364 | 0 | 0 | 0 | 0 | 0 | 0 | 0.014 | 1.774 | 28.507 | 0 | 0.068 | 30.363 |  |  | C3 | 0.01378 | 0.01378 | 0.46689 | 1.1397 | 2.3879 | C3 | 60448.5 | 60448.5 | 60448.5 | 60448.5 | 60448.5 | C3 | 832.9803 | 832.9803 | 28222.8002 | 68890.133 | 144346.1821 | C3 | 1469.3773 | 5445.1924 | 632388.2833 | 359606.4944 | 0 | 998909.3474 |  | 1449.3858 | 5371.8901 | 623893.2204 | 4684.529 | 0 | 635399.0254 |  | 11.6617 | 1483.538 | 804349.8047 | 1653.3632 | 6495.5782 | 813993.9458 |  | 11.6617 | 1483.538 | 804349.8047 | 1653.3632 | 6495.5782 | 813993.9458 |  | 11.6617 | 1477.7071 | 804547.3643 | 0 | 9815.5404 | 815852.2735 |  | 11.6617 | 1477.7071 | 804547.3643 | 0 | 9815.5404 | 815852.2735
|  |  | 3.983 | 3.983 | C4 | 0 | 3.781 | 0.202 | 0 | 0 | 3.983 | 0 | 3.833 | 0.205 | 0.284 | 0 | 4.322 | 0 | 0 | 0 | 0 | 0 | 0 | 0 | 2.797 | 1.187 | 0 | 0.004 | 3.988 | 0 | 0 | 0 | 0 | 0 | 0 | 0 | 2.715 | 1.269 | 0 | 0 | 3.984 |  |  | C4 | 0.01378 | 0.01378 | 0.46689 | 1.1397 | 2.3879 | C4 | 100747.5 | 100747.5 | 100747.5 | 100747.5 | 100747.5 | C4 | 1388.3006 | 1388.3006 | 47038.0003 | 114816.8884 | 240576.9702 | C4 | 0 | 5321.356 | 9642.7901 | 32607.9963 | 0 | 47572.1424 |  | 0 | 5249.1644 | 9501.6761 | 0 | 0 | 14750.8404 |  | 0 | 3883.0766 | 55834.1063 | 0 | 962.3079 | 60679.4908 |  | 0 | 3883.0766 | 55834.1063 | 0 | 962.3079 | 60679.4908 |  | 0 | 3769.236 | 59691.2223 | 0 | 0 | 63460.4583 |  | 0 | 3769.236 | 59691.2223 | 0 | 0 | 63460.4583
|  |  | 73.925 | 73.325 |  | 13.71 | 27.818 | 31.575 | 0.822 | 0 |  | 13.897 | 28.198 | 32.006 | 40.824 | 0 |  | 0 | 0 | 0 | 0 | -0.2 |  | 9.643 | 18.886 | 44.575 | 0.024 | 0.798 |  | 0 | 0 | 0 | 0 | -0.6 |  | 9.14 | 9.7 | 54.264 | 0 | 0.822 | [22 empty] | 8070.4688 | 18801.5878 | 780589.97 | 1665212.2955 | 0 | 2472674.322 |  | 7961.7926 | 18547.973 | 770077.9177 | 37191.4865 | 0 | 833779.1698 |  | 5323.5218 | 12309.0614 | 1070899.1001 | 1653.3632 | 75088.8839 | 1165273.9304 |  | 5323.5218 | 12309.0614 | 1070899.1001 | 1653.3632 | 55842.7263 | 1146027.7728 |  | 5053.5251 | 7701.9027 | 1236145.4766 | 0 | 77927.6922 | 1326828.5966 |  | 5053.5251 | 7701.9027 | 1236145.4766 | 0 | 20189.2193 | 1269090.1237
| EHV UG Cable (Non Pressurised) |  | 124.977 | 124.977 | C1 | 68.117 | 12.586 | 40.57 | 3.704 | 0 | 124.977 | 21.24 | 12.586 | 40.57 | 19.452 | 0 | 93.848 | 0 | 0 | 0 | 0 | 0 | 0 | 0 | 0 | 0 | 0 | 0 | 0 | 0 | 0 | 0 | 0 | 0 | 0 | 0 | 0 | 0 | 0 | 0 | 0 |  |  | C1 | 0 | 0 | 0 | 0 | 0 | C1 | 49582.4 | 49582.4 | 49582.4 | 49582.4 | 49582.4 | C1 | 0 | 0 | 0 | 0 | 0 | C1 | 0 | 0 | 0 | 0 | 0 | 0 |  | 0 | 0 | 0 | 0 | 0 | 0 |  | 0 | 0 | 0 | 0 | 0 | 0 |  | 0 | 0 | 0 | 0 | 0 | 0 |  | 0 | 0 | 0 | 0 | 0 | 0 |  | 0 | 0 | 0 | 0 | 0 | 0
|  |  | 173.62 | 173.62 | C2 | 133.513 | 17.728 | 14.75 | 7.629 | 0 | 173.62 | 52.08 | 17.728 | 14.75 | 26.504 | 0 | 111.062 | 0 | 0 | 0 | 0 | 0 | 0 | 0 | 0 | 0 | 0 | 0 | 0 | 0 | 0 | 0 | 0 | 0 | 0 | 0 | 0 | 0 | 0 | 0 | 0 |  |  | C2 | 0 | 0 | 0 | 0 | 0 | C2 | 70832 | 70832 | 70832 | 70832 | 70832 | C2 | 0 | 0 | 0 | 0 | 0 | C2 | 0 | 0 | 0 | 0 | 0 | 0 |  | 0 | 0 | 0 | 0 | 0 | 0 |  | 0 | 0 | 0 | 0 | 0 | 0 |  | 0 | 0 | 0 | 0 | 0 | 0 |  | 0 | 0 | 0 | 0 | 0 | 0 |  | 0 | 0 | 0 | 0 | 0 | 0
|  |  | 85.216 | 85.216 | C3 | 63.365 | 18.24 | 0.23 | 3.381 | 0 | 85.216 | 29.874 | 18.24 | 0.23 | 5.418 | 0 | 53.762 | 0 | 0 | 0 | 0 | 0 | 0 | 0 | 0 | 0 | 0 | 0 | 0 | 0 | 0 | 0 | 0 | 0 | 0 | 0 | 0 | 0 | 0 | 0 | 0 |  |  | C3 | 0 | 0 | 0 | 0 | 0 | C3 | 106248 | 106248 | 106248 | 106248 | 106248 | C3 | 0 | 0 | 0 | 0 | 0 | C3 | 0 | 0 | 0 | 0 | 0 | 0 |  | 0 | 0 | 0 | 0 | 0 | 0 |  | 0 | 0 | 0 | 0 | 0 | 0 |  | 0 | 0 | 0 | 0 | 0 | 0 |  | 0 | 0 | 0 | 0 | 0 | 0 |  | 0 | 0 | 0 | 0 | 0 | 0
|  |  | 11.715 | 11.715 | C4 | 11.074 | 0.297 | 0 | 0.344 | 0 | 11.715 | 10.742 | 0.297 | 0 | 0.684 | 0 | 11.723 | 0 | 0 | 0 | 0 | 0 | 0 | 0 | 0 | 0 | 0 | 0 | 0 | 0 | 0 | 0 | 0 | 0 | 0 | 0 | 0 | 0 | 0 | 0 | 0 |  |  | C4 | 0 | 0 | 0 | 0 | 0 | C4 | 177080 | 177080 | 177080 | 177080 | 177080 | C4 | 0 | 0 | 0 | 0 | 0 | C4 | 0 | 0 | 0 | 0 | 0 | 0 |  | 0 | 0 | 0 | 0 | 0 | 0 |  | 0 | 0 | 0 | 0 | 0 | 0 |  | 0 | 0 | 0 | 0 | 0 | 0 |  | 0 | 0 | 0 | 0 | 0 | 0 |  | 0 | 0 | 0 | 0 | 0 | 0
|  |  | 395.528 | 395.528 |  | 276.069 | 48.851 | 55.55 | 15.058 | 0 |  | 113.936 | 48.851 | 55.55 | 52.058 | 0 |  | 0 | 0 | 0 | 0 | 0 |  | 0 | 0 | 0 | 0 | 0 |  | 0 | 0 | 0 | 0 | 0 |  | 0 | 0 | 0 | 0 | 0 | [22 empty] | 0 | 0 | 0 | 0 | 0 | 0 |  | 0 | 0 | 0 | 0 | 0 | 0 |  | 0 | 0 | 0 | 0 | 0 | 0 |  | 0 | 0 | 0 | 0 | 0 | 0 |  | 0 | 0 | 0 | 0 | 0 | 0 |  | 0 | 0 | 0 | 0 | 0 | 0
| EHV OHL Support - Towers |  | 339 | 339 | C1 | 6 | 253 | 58 | 22 | 0 | 339 | 0 | 253 | 58 | 22 | 6 | 339 | 0 | 2 | 0 | -2 | 0 | 0 | 6 | 240 | 61 | 32 | 0 | 339 | 0 | 4 | 0 | -2 | -2 | 0 | 6 | 247 | 39 | 45 | 2 | 339 |  |  | C1 | 0.00053 | 0.00053 | 0.00053 | 0.02684 | 0.09196 | C1 | 196463.4 | 196463.4 | 196463.4 | 196463.4 | 196463.4 | C1 | 104.1256 | 104.1256 | 104.1256 | 5273.0777 | 18066.7743 | C1 | 0 | 26343.7773 | 6039.2849 | 116007.7084 | 108400.6456 | 256791.4162 |  | 624.7536 | 26343.7773 | 6039.2849 | 116007.7084 | 0 | 149015.5243 |  | 624.7536 | 24990.1445 | 6351.6617 | 168738.485 | 0 | 200705.0448 |  | 624.7536 | 25198.3957 | 6351.6617 | 158192.3297 | 0 | 190367.1407 |  | 624.7536 | 25719.0237 | 4060.8985 | 237288.4945 | 36133.5485 | 303826.7188 |  | 624.7536 | 26135.5261 | 4060.8985 | 226742.3392 | 0 | 257563.5174
|  |  | 520 | 520 | C2 | 43 | 304 | 65 | 108 | 0 | 520 | 1 | 292 | 67 | 120 | 40 | 520 | 0 | 6 | 0 | -6 | 0 | 0 | 43 | 298 | 64 | 115 | 0 | 520 | 0 | 14 | 0 | -8 | -6 | 0 | 42 | 297 | 62 | 113 | 6 | 520 |  |  | C2 | 0.00053 | 0.00053 | 0.00053 | 0.02684 | 0.09196 | C2 | 280662 | 280662 | 280662 | 280662 | 280662 | C2 | 148.7509 | 148.7509 | 148.7509 | 7532.9681 | 25809.6775 | C2 | 148.7509 | 43435.2511 | 9966.3076 | 903956.1696 | 1032387.1008 | 1989893.58 |  | 6396.287 | 45220.2614 | 9668.8059 | 813560.5526 | 0 | 874845.907 |  | 6396.287 | 44327.7563 | 9520.055 | 866291.3292 | 0 | 926535.4275 |  | 6396.287 | 45220.2614 | 9520.055 | 821093.5207 | 0 | 882230.1242 |  | 6247.5361 | 44179.0054 | 9222.5533 | 851225.393 | 154858.0651 | 1065732.553 |  | 6247.5361 | 46261.5175 | 9222.5533 | 790961.6484 | 0 | 852693.2553
|  |  | 291 | 291 | C3 | 0 | 226 | 3 | 62 | 0 | 291 | 0 | 226 | 3 | 62 | 0 | 291 | 0 | 18 | 0 | -18 | 0 | 0 | 0 | 215 | 14 | 62 | 0 | 291 | 0 | 30 | 0 | -30 | 0 | 0 | 0 | 197 | 31 | 63 | 0 | 291 |  |  | C3 | 0.00053 | 0.00053 | 0.00053 | 0.02684 | 0.09196 | C3 | 420993 | 420993 | 420993 | 420993 | 420993 | C3 | 223.1263 | 223.1263 | 223.1263 | 11299.4521 | 38714.5163 | C3 | 0 | 50426.5415 | 669.3789 | 700566.0314 | 0 | 751661.9519 |  | 0 | 50426.5415 | 669.3789 | 700566.0314 | 0 | 751661.9519 |  | 0 | 47972.1523 | 3123.7681 | 700566.0314 | 0 | 751661.9519 |  | 0 | 51988.4256 | 3123.7681 | 497175.8933 | 0 | 552288.0869 |  | 0 | 43955.8791 | 6916.915 | 711865.4836 | 0 | 762738.2777 |  | 0 | 50649.6678 | 6916.915 | 372881.92 | 0 | 430448.5028
|  |  | 0 | 0 | C4 | 0 | 0 | 0 | 0 | 0 | 0 | 0 | 0 | 0 | 0 | 0 | 0 | 0 | 0 | 0 | 0 | 0 | 0 | 0 | 0 | 0 | 0 | 0 | 0 | 0 | 0 | 0 | 0 | 0 | 0 | 0 | 0 | 0 | 0 | 0 | 0 |  |  | C4 | 0.00053 | 0.00053 | 0.00053 | 0.02684 | 0.09196 | C4 | 701655 | 701655 | 701655 | 701655 | 701655 | C4 | 371.8771 | 371.8771 | 371.8771 | 18832.4202 | 64524.1938 | C4 | 0 | 0 | 0 | 0 | 0 | 0 |  | 0 | 0 | 0 | 0 | 0 | 0 |  | 0 | 0 | 0 | 0 | 0 | 0 |  | 0 | 0 | 0 | 0 | 0 | 0 |  | 0 | 0 | 0 | 0 | 0 | 0 |  | 0 | 0 | 0 | 0 | 0 | 0
|  |  | 1150 | 1150 |  | 49 | 783 | 126 | 192 | 0 |  | 1 | 771 | 128 | 204 | 46 |  | 0 | 26 | 0 | -26 | 0 |  | 49 | 753 | 139 | 209 | 0 |  | 0 | 48 | 0 | -40 | -8 |  | 48 | 741 | 132 | 221 | 8 | [22 empty] | 148.7509 | 120205.57 | 16674.9714 | 1720529.9095 | 1140787.7464 | 2998346.9481 |  | 7021.0406 | 121990.5803 | 16377.4697 | 1630134.2925 | 0 | 1775523.3831 |  | 7021.0406 | 117290.0531 | 18995.4848 | 1735595.8456 | 0 | 1878902.4242 |  | 7021.0406 | 122407.0827 | 18995.4848 | 1476461.7437 | 0 | 1624885.3518 |  | 6872.2897 | 113853.9082 | 20200.3668 | 1800379.3711 | 190991.6136 | 2132297.5495 |  | 6872.2897 | 123046.7114 | 20200.3668 | 1390585.9076 | 0 | 1540705.2755
| EHV OHL Support - Poles |  | 1977 | 1977 | C1 | 350 | 166 | 1132 | 272 | 57 | 1977 | 214 | 166 | 1136 | 286 | 129 | 1931 | 231 | 0 | -43 | -58 | -129 | 1 | 223 | 166 | 1143 | 284 | 160 | 1976 | 458 | 0 | -86 | -115 | -257 | 0 | 98 | 166 | 1155 | 295 | 262 | 1976 |  |  | C1 | 0.01282 | 0.01282 | 0.01784 | 0.04389 | 0.09196 | C1 | 10704.4 | 10704.4 | 10704.4 | 10704.4 | 10704.4 | C1 | 137.2304 | 137.2304 | 190.9665 | 469.8161 | 984.3766 | C1 | 29367.3073 | 22780.2477 | 216937.9395 | 134367.4092 | 126984.5845 | 530437.4882 |  | 48030.6428 | 22780.2477 | 216174.0735 | 127789.9836 | 56109.4676 | 470884.4151 |  | 30602.381 | 22780.2477 | 218274.7049 | 133427.7769 | 157500.2598 | 562585.3704 |  | 62302.6052 | 22780.2477 | 210063.1456 | 106178.4422 | 30515.6753 | 431840.1161 |  | 13448.58 | 22780.2477 | 220566.3029 | 138595.7542 | 257906.6755 | 653297.5603 |  | 76300.1068 | 22780.2477 | 204143.1842 | 84566.9009 | 4921.8831 | 392712.3228
|  |  | 16310 | 16310 | C2 | 2884 | 1372 | 9339 | 2249 | 466 | 16310 | 1761 | 1372 | 9376 | 2361 | 1068 | 15938 | 1894 | 0 | -348 | -479 | -1066 | 1 | 1842 | 1372 | 9433 | 2344 | 1319 | 16310 | 3764 | 0 | -694 | -951 | -2119 | 0 | 814 | 1372 | 9526 | 2437 | 2162 | 16311 |  |  | C2 | 0.01282 | 0.01282 | 0.01784 | 0.04389 | 0.09196 | C2 | 15292 | 15292 | 15292 | 15292 | 15292 | C2 | 196.0434 | 196.0434 | 272.8093 | 671.1659 | 1406.2523 | C2 | 345232.4978 | 268971.5997 | 2557859.8093 | 1584622.6427 | 1501877.4778 | 6258564.0272 |  | 565389.281 | 268971.5997 | 2547765.8659 | 1509452.0641 | 655313.5811 | 5546892.3918 |  | 361112.0165 | 268971.5997 | 2573409.9382 | 1573212.8227 | 1854846.8101 | 6631553.1872 |  | 732418.2918 | 268971.5997 | 2478472.3088 | 1251724.3662 | 355781.837 | 5087368.4035 |  | 159579.3602 | 268971.5997 | 2598781.2013 | 1635631.2496 | 3040317.5158 | 7703280.9265 |  | 897486.8683 | 268971.5997 | 2409451.561 | 997352.4977 | 60468.8498 | 4633731.3764
|  |  | 1216 | 1216 | C3 | 215 | 102 | 696 | 168 | 35 | 1216 | 131 | 102 | 699 | 176 | 80 | 1188 | 140 | 0 | -24 | -37 | -79 | 0 | 138 | 102 | 702 | 176 | 98 | 1216 | 280 | 0 | -50 | -72 | -158 | 0 | 61 | 102 | 709 | 183 | 161 | 1216 |  |  | C3 | 0.01282 | 0.01282 | 0.01784 | 0.04389 | 0.09196 | C3 | 22938 | 22938 | 22938 | 22938 | 22938 | C3 | 294.0652 | 294.0652 | 409.2139 | 1006.7488 | 2109.3785 | C3 | 38522.536 | 29994.6463 | 286040.5301 | 177187.7923 | 168750.2784 | 700495.7831 |  | 63224.0094 | 29994.6463 | 284812.8883 | 169133.8018 | 73828.2468 | 620993.5926 |  | 40580.9921 | 29994.6463 | 287268.1718 | 177187.7923 | 206719.091 | 741750.6936 |  | 81750.1145 | 29994.6463 | 277447.0378 | 139938.086 | 40078.1911 | 569208.0757 |  | 17937.9748 | 29994.6463 | 290132.6693 | 184235.0341 | 339609.9353 | 861910.2597 |  | 100276.2196 | 29994.6463 | 269671.9733 | 111749.119 | 6328.1354 | 518020.0936
|  |  | 779 | 779 | C4 | 138 | 66 | 446 | 107 | 22 | 779 | 84 | 66 | 448 | 113 | 50 | 761 | 90 | 0 | -18 | -21 | -51 | 0 | 89 | 66 | 451 | 110 | 63 | 779 | 180 | 0 | -35 | -44 | -101 | 0 | 39 | 66 | 456 | 115 | 103 | 779 |  |  | C4 | 0.01282 | 0.01282 | 0.01784 | 0.04389 | 0.09196 | C4 | 38230 | 38230 | 38230 | 38230 | 38230 | C4 | 490.1086 | 490.1086 | 682.0232 | 1677.9147 | 3515.6308 | C4 | 41169.1224 | 32347.1676 | 305546.3936 | 189604.3611 | 175781.54 | 744448.5847 |  | 67634.9868 | 32347.1676 | 304182.3472 | 179536.8729 | 77343.8776 | 661045.2521 |  | 43619.6654 | 32347.1676 | 307592.4632 | 184570.617 | 221484.7404 | 789614.6536 |  | 87729.4394 | 32347.1676 | 295316.0456 | 149334.4083 | 42187.5696 | 606914.6305 |  | 19114.2354 | 32347.1676 | 311002.5792 | 192960.1905 | 362109.9724 | 917534.1451 |  | 107333.7834 | 32347.1676 | 287131.7672 | 119131.9437 | 7031.2616 | 552975.9235
|  |  | 20282 | 20282 |  | 3587 | 1706 | 11613 | 2796 | 580 |  | 2190 | 1706 | 11659 | 2936 | 1327 |  | 2355 | 0 | -433 | -595 | -1325 |  | 2292 | 1706 | 11729 | 2914 | 1640 |  | 4682 | 0 | -865 | -1182 | -2635 |  | 1012 | 1706 | 11846 | 3030 | 2688 | [22 empty] | 454291.4635 | 354093.6613 | 3366384.6724 | 2085782.2053 | 1973393.8807 | 8233945.8832 |  | 744278.92 | 354093.6613 | 3352935.1749 | 1985912.7223 | 862595.1731 | 7299815.6516 |  | 475915.0549 | 354093.6613 | 3386545.2782 | 2068399.009 | 2440550.9014 | 8725503.9048 |  | 964200.451 | 354093.6613 | 3261298.5378 | 1647175.3027 | 468563.273 | 6695331.2258 |  | 210080.1503 | 354093.6613 | 3420482.7526 | 2151422.2283 | 3999944.099 | 10136022.8916 |  | 1181396.9781 | 354093.6613 | 3170398.4857 | 1312800.4613 | 78750.1299 | 6097439.7163
| EHV OHL Fittings and Conductors (Tower Lines) |  | 0 | 0 | C1 | 0 | 0 | 0 | 0 | 0 | 0 | 0 | 0 | 0 | 0 | 0 | 0 | 0 | 0 | 0 | 0 | 0 | 0 | 0 | 0 | 0 | 0 | 0 | 0 | 0 | 0 | 0 | 0 | 0 | 0 | 0 | 0 | 0 | 0 | 0 | 0 |  |  | C1 | 0 | 0 | 0 | 0 | 0 | C1 | 0 | 0 | 0 | 0 | 0 | C1 | [5 empty] | C1 | [5 empty] | 0 | [6 empty] | 0 | [6 empty] | 0 | [6 empty] | 0 | [6 empty] | 0 | [6 empty] | 0
|  |  | 0 | 0 | C2 | 0 | 0 | 0 | 0 | 0 | 0 | 0 | 0 | 0 | 0 | 0 | 0 | 0 | 0 | 0 | 0 | 0 | 0 | 0 | 0 | 0 | 0 | 0 | 0 | 0 | 0 | 0 | 0 | 0 | 0 | 0 | 0 | 0 | 0 | 0 | 0 |  |  | C2 | 0 | 0 | 0 | 0 | 0 | C2 | 0 | 0 | 0 | 0 | 0 | C2 | [5 empty] | C2 | [5 empty] | 0 | [6 empty] | 0 | [6 empty] | 0 | [6 empty] | 0 | [6 empty] | 0 | [6 empty] | 0
|  |  | 0 | 0 | C3 | 0 | 0 | 0 | 0 | 0 | 0 | 0 | 0 | 0 | 0 | 0 | 0 | 0 | 0 | 0 | 0 | 0 | 0 | 0 | 0 | 0 | 0 | 0 | 0 | 0 | 0 | 0 | 0 | 0 | 0 | 0 | 0 | 0 | 0 | 0 | 0 |  |  | C3 | 0 | 0 | 0 | 0 | 0 | C3 | 0 | 0 | 0 | 0 | 0 | C3 | [5 empty] | C3 | [5 empty] | 0 | [6 empty] | 0 | [6 empty] | 0 | [6 empty] | 0 | [6 empty] | 0 | [6 empty] | 0
|  |  | 0 | 0 | C4 | 0 | 0 | 0 | 0 | 0 | 0 | 0 | 0 | 0 | 0 | 0 | 0 | 0 | 0 | 0 | 0 | 0 | 0 | 0 | 0 | 0 | 0 | 0 | 0 | 0 | 0 | 0 | 0 | 0 | 0 | 0 | 0 | 0 | 0 | 0 | 0 |  |  | C4 | 0 | 0 | 0 | 0 | 0 | C4 | 0 | 0 | 0 | 0 | 0 | C4 | [5 empty] | C4 | [5 empty] | 0 | [6 empty] | 0 | [6 empty] | 0 | [6 empty] | 0 | [6 empty] | 0 | [6 empty] | 0
|  |  | 0 | 0 |  | 0 | 0 | 0 | 0 | 0 |  | 0 | 0 | 0 | 0 | 0 |  | 0 | 0 | 0 | 0 | 0 |  | 0 | 0 | 0 | 0 | 0 |  | 0 | 0 | 0 | 0 | 0 |  | 0 | 0 | 0 | 0 | 0 | [22 empty] | 0 | 0 | 0 | 0 | 0 | 0 |  | 0 | 0 | 0 | 0 | 0 | 0 |  | 0 | 0 | 0 | 0 | 0 | 0 |  | 0 | 0 | 0 | 0 | 0 | 0 |  | 0 | 0 | 0 | 0 | 0 | 0 |  | 0 | 0 | 0 | 0 | 0 | 0
| EHV OHL Fittings |  | 494 | 494 | C1 | 0 | 239 | 192 | 58 | 5 | 494 | 0 | 239 | 192 | 58 | 5 | 494 | 63 | 0 | 0 | 0 | -63 | 0 | 0 | 187 | 102 | 142 | 63 | 494 | 205 | 0 | 0 | 0 | -205 | 0 | 0 | 6 | 238 | 45 | 205 | 494 |  |  | C1 | 0.00333 | 0.00333 | 0.00464 | 0.01141 | 0.02391 | C1 | 87556.7 | 87556.7 | 87556.7 | 87556.7 | 87556.7 | C1 | 291.5638 | 291.5638 | 406.2631 | 999.0219 | 2093.4807 | C1 | 0 | 69683.7508 | 78002.5129 | 57943.2729 | 10467.4035 | 216096.9401 |  | 0 | 69683.7508 | 78002.5129 | 57943.2729 | 10467.4035 | 216096.9401 |  | 0 | 54522.4327 | 41438.835 | 141861.1165 | 131889.2839 | 369711.668 |  | 18368.5201 | 54522.4327 | 41438.835 | 141861.1165 | 0 | 256190.9042 |  | 0 | 1749.3829 | 96690.6149 | 44955.9876 | 429163.5429 | 572559.5283 |  | 59770.5813 | 1749.3829 | 96690.6149 | 44955.9876 | 0 | 203166.5667
|  |  | 1836 | 1836 | C2 | 485 | 711 | 418 | 104 | 118 | 1836 | 485 | 711 | 418 | 104 | 118 | 1836 | 310 | 0 | 0 | -88 | -222 | 0 | 485 | 397 | 590 | 142 | 222 | 1836 | 521 | 0 | 0 | 0 | -521 | 0 | 485 | 17 | 700 | 113 | 521 | 1836 |  |  | C2 | 0.00333 | 0.00333 | 0.00464 | 0.01141 | 0.02391 | C2 | 125081 | 125081 | 125081 | 125081 | 125081 | C2 | 416.5197 | 416.5197 | 580.3758 | 1427.1742 | 2990.6867 | C2 | 202012.069 | 296145.528 | 242597.1011 | 148426.1178 | 352901.0318 | 1242081.8478 |  | 202012.069 | 296145.528 | 242597.1011 | 148426.1178 | 352901.0318 | 1242081.8478 |  | 202012.069 | 165358.3328 | 342421.7456 | 202658.7378 | 663932.4496 | 1576383.3349 |  | 331133.1853 | 165358.3328 | 342421.7456 | 77067.4073 | 0 | 915980.6711 |  | 202012.069 | 7080.8354 | 406263.088 | 161270.6857 | 1558147.7759 | 2334774.4541 |  | 419018.8484 | 7080.8354 | 406263.088 | 161270.6857 | 0 | 993633.4575
|  |  | 270 | 270 | C3 | 19 | 30 | 176 | 23 | 22 | 270 | 19 | 30 | 176 | 23 | 22 | 270 | 160 | 0 | 0 | -115 | -45 | 0 | 19 | 0 | 91 | 115 | 45 | 270 | 221 | 0 | 0 | 0 | -221 | 0 | 19 | 0 | 30 | 0 | 221 | 270 |  |  | C3 | 0.00333 | 0.00333 | 0.00464 | 0.01141 | 0.02391 | C3 | 187621.5 | 187621.5 | 187621.5 | 187621.5 | 187621.5 | C3 | 624.7796 | 624.7796 | 870.5638 | 2140.7613 | 4486.0301 | C3 | 11870.8123 | 18743.3878 | 153219.2218 | 49237.5102 | 98692.6614 | 331763.5936 |  | 11870.8123 | 18743.3878 | 153219.2218 | 49237.5102 | 98692.6614 | 331763.5936 |  | 11870.8123 | 0 | 79221.3022 | 246187.5512 | 201871.3529 | 539151.0186 |  | 111835.5475 | 0 | 79221.3022 | 0 | 0 | 191056.8497 |  | 11870.8123 | 0 | 26116.9128 | 0 | 991412.6444 | 1029400.3695 |  | 149947.1028 | 0 | 26116.9128 | 0 | 0 | 176064.0156
|  |  | 0 | 0 | C4 | 0 | 0 | 0 | 0 | 0 | 0 | 0 | 0 | 0 | 0 | 0 | 0 | 0 | 0 | 0 | 0 | 0 | 0 | 0 | 0 | 0 | 0 | 0 | 0 | 0 | 0 | 0 | 0 | 0 | 0 | 0 | 0 | 0 | 0 | 0 | 0 |  |  | C4 | 0.00333 | 0.00333 | 0.00464 | 0.01141 | 0.02391 | C4 | 312702.5 | 312702.5 | 312702.5 | 312702.5 | 312702.5 | C4 | 1041.2993 | 1041.2993 | 1450.9396 | 3567.9355 | 7476.7168 | C4 | 0 | 0 | 0 | 0 | 0 | 0 |  | 0 | 0 | 0 | 0 | 0 | 0 |  | 0 | 0 | 0 | 0 | 0 | 0 |  | 0 | 0 | 0 | 0 | 0 | 0 |  | 0 | 0 | 0 | 0 | 0 | 0 |  | 0 | 0 | 0 | 0 | 0 | 0
|  |  | 2600 | 2600 |  | 504 | 980 | 786 | 185 | 145 |  | 504 | 980 | 786 | 185 | 145 |  | 533 | 0 | 0 | -203 | -330 |  | 504 | 584 | 783 | 399 | 330 |  | 947 | 0 | 0 | 0 | -947 |  | 504 | 23 | 968 | 158 | 947 | [22 empty] | 213882.8814 | 384572.6667 | 473818.8358 | 255606.901 | 462061.0967 | 1789942.3815 |  | 213882.8814 | 384572.6667 | 473818.8358 | 255606.901 | 462061.0967 | 1789942.3815 |  | 213882.8814 | 219880.7655 | 463081.8827 | 590707.4055 | 997693.0865 | 2485246.0215 |  | 461337.2529 | 219880.7655 | 463081.8827 | 218928.5238 | 0 | 1363228.425 |  | 213882.8814 | 8830.2183 | 529070.6157 | 206226.6733 | 2978723.9632 | 3936734.3519 |  | 628736.5324 | 8830.2183 | 529070.6157 | 206226.6733 | 0 | 1372864.0398
| EHV OHL Conductor (Tower Lines) |  | 29.363 | 29.363 | C1 | 1.334 | 0 | 28.029 | 0 | 0 | 29.363 | 0 | 0 | 28.029 | 0 | 0 | 28.029 | 0 | 0 | 0 | 0 | 0 | 0 | 1.334 | 0 | 28.029 | 0 | 0 | 29.363 | 0 | 0 | 0 | 0 | 0 | 0 | 1.334 | 0 | 28.029 | 0 | 0 | 29.363 |  |  | C1 | 7e-05 | 7e-05 | 0.0001 | 0.00023 | 0.00049 | C1 | 86870.7 | 86870.7 | 86870.7 | 86870.7 | 86870.7 | C1 | 6.0809 | 6.0809 | 8.6871 | 19.9803 | 42.5666 | C1 | 0 | 0 | 243.4899 | 0 | 0 | 243.4899 |  | 8.112 | 0 | 243.4899 | 0 | 0 | 251.6019 |  | 8.112 | 0 | 243.4899 | 0 | 0 | 251.6019 |  | 8.112 | 0 | 243.4899 | 0 | 0 | 251.6019 |  | 8.112 | 0 | 243.4899 | 0 | 0 | 251.6019 |  | 8.112 | 0 | 243.4899 | 0 | 0 | 251.6019
|  |  | 141.697 | 141.697 | C2 | 36.595 | 0 | 105.102 | 0 | 0 | 141.697 | 28.486 | 0 | 105.661 | 3.108 | 3.108 | 140.363 | 8 | 0 | 0 | -8 | 0 | 0 | 12.478 | 24.117 | 84.327 | 20.775 | 0 | 141.697 | 19 | 0 | 0 | 0 | -19 | 0 | 8.109 | 28.486 | 84.326 | 1.776 | 19 | 141.697 |  |  | C2 | 7e-05 | 7e-05 | 0.0001 | 0.00023 | 0.00049 | C2 | 124101 | 124101 | 124101 | 124101 | 124101 | C2 | 8.6871 | 8.6871 | 12.4101 | 28.5432 | 60.8095 | C2 | 247.4599 | 0 | 1311.2636 | 88.7124 | 188.9959 | 1836.4317 |  | 317.9033 | 0 | 1304.3263 | 0 | 0 | 1622.2297 |  | 108.3973 | 209.5061 | 1046.5065 | 592.9856 | 0 | 1957.3954 |  | 177.8938 | 209.5061 | 1046.5065 | 364.6398 | 0 | 1798.5462 |  | 70.4435 | 247.4599 | 1046.4941 | 50.6928 | 1155.3803 | 2570.4705 |  | 235.4978 | 247.4599 | 1046.4941 | 50.6928 | 0 | 1580.1445
|  |  | 20.64 | 20.64 | C3 | 18.557 | 0 | 2.083 | 0 | 0 | 20.64 | 0 | 0 | 2.083 | 0.812 | 16.413 | 19.308 | 0 | 0 | 0 | 0 | 0 | 0 | 18.557 | 0 | 2.083 | 0 | 0 | 20.64 | 0 | 0 | 0 | 0 | 0 | 0 | 18.557 | 0 | 2.083 | 0 | 0 | 20.64 |  |  | C3 | 7e-05 | 7e-05 | 0.0001 | 0.00023 | 0.00049 | C3 | 186151.5 | 186151.5 | 186151.5 | 186151.5 | 186151.5 | C3 | 13.0306 | 13.0306 | 18.6151 | 42.8148 | 91.2142 | C3 | 0 | 0 | 38.7754 | 34.7657 | 1497.0992 | 1570.6403 |  | 241.8089 | 0 | 38.7754 | 0 | 0 | 280.5843 |  | 241.8089 | 0 | 38.7754 | 0 | 0 | 280.5843 |  | 241.8089 | 0 | 38.7754 | 0 | 0 | 280.5843 |  | 241.8089 | 0 | 38.7754 | 0 | 0 | 280.5843 |  | 241.8089 | 0 | 38.7754 | 0 | 0 | 280.5843
|  |  | 0 | 0 | C4 | 0 | 0 | 0 | 0 | 0 | 0 | 0 | 0 | 0 | 0 | 0 | 0 | 0 | 0 | 0 | 0 | 0 | 0 | 0 | 0 | 0 | 0 | 0 | 0 | 0 | 0 | 0 | 0 | 0 | 0 | 0 | 0 | 0 | 0 | 0 | 0 |  |  | C4 | 7e-05 | 7e-05 | 0.0001 | 0.00023 | 0.00049 | C4 | 310252.5 | 310252.5 | 310252.5 | 310252.5 | 310252.5 | C4 | 21.7177 | 21.7177 | 31.0252 | 71.3581 | 152.0237 | C4 | 0 | 0 | 0 | 0 | 0 | 0 |  | 0 | 0 | 0 | 0 | 0 | 0 |  | 0 | 0 | 0 | 0 | 0 | 0 |  | 0 | 0 | 0 | 0 | 0 | 0 |  | 0 | 0 | 0 | 0 | 0 | 0 |  | 0 | 0 | 0 | 0 | 0 | 0
|  |  | 191.7 | 191.7 |  | 56.486 | 0 | 135.214 | 0 | 0 |  | 28.486 | 0 | 135.773 | 3.92 | 19.521 |  | 8 | 0 | 0 | -8 | 0 |  | 32.369 | 24.117 | 114.439 | 20.775 | 0 |  | 19 | 0 | 0 | 0 | -19 |  | 28 | 28.486 | 114.438 | 1.776 | 19 | [22 empty] | 247.4599 | 0 | 1593.5288 | 123.478 | 1686.0951 | 3650.5618 |  | 567.8242 | 0 | 1586.5916 | 0 | 0 | 2154.4158 |  | 358.3182 | 209.5061 | 1328.7717 | 592.9856 | 0 | 2489.5816 |  | 427.8147 | 209.5061 | 1328.7717 | 364.6398 | 0 | 2330.7323 |  | 320.3644 | 247.4599 | 1328.7593 | 50.6928 | 1155.3803 | 3102.6567 |  | 485.4187 | 247.4599 | 1328.7593 | 50.6928 | 0 | 2112.3307
| [Please insert new asset category as required] |  | 0 | 0 | C1 | 0 | 0 | 0 | 0 | 0 | 0 | 0 | 0 | 0 | 0 | 0 | 0 | 0 | 0 | 0 | 0 | 0 | 0 | 0 | 0 | 0 | 0 | 0 | 0 | 0 | 0 | 0 | 0 | 0 | 0 | 0 | 0 | 0 | 0 | 0 | 0 |  |  | C1 | 0 | 0 | 0 | 0 | 0 | C1 | 0 | 0 | 0 | 0 | 0 | C1 | [5 empty] | C1 | [5 empty] | 0 | [6 empty] | 0 | [6 empty] | 0 | [6 empty] | 0 | [6 empty] | 0 | [6 empty] | 0
|  |  | 0 | 0 | C2 | 0 | 0 | 0 | 0 | 0 | 0 | 0 | 0 | 0 | 0 | 0 | 0 | 0 | 0 | 0 | 0 | 0 | 0 | 0 | 0 | 0 | 0 | 0 | 0 | 0 | 0 | 0 | 0 | 0 | 0 | 0 | 0 | 0 | 0 | 0 | 0 |  |  | C2 | 0 | 0 | 0 | 0 | 0 | C2 | 0 | 0 | 0 | 0 | 0 | C2 | [5 empty] | C2 | [5 empty] | 0 | [6 empty] | 0 | [6 empty] | 0 | [6 empty] | 0 | [6 empty] | 0 | [6 empty] | 0
|  |  | 0 | 0 | C3 | 0 | 0 | 0 | 0 | 0 | 0 | 0 | 0 | 0 | 0 | 0 | 0 | 0 | 0 | 0 | 0 | 0 | 0 | 0 | 0 | 0 | 0 | 0 | 0 | 0 | 0 | 0 | 0 | 0 | 0 | 0 | 0 | 0 | 0 | 0 | 0 |  |  | C3 | 0 | 0 | 0 | 0 | 0 | C3 | 0 | 0 | 0 | 0 | 0 | C3 | [5 empty] | C3 | [5 empty] | 0 | [6 empty] | 0 | [6 empty] | 0 | [6 empty] | 0 | [6 empty] | 0 | [6 empty] | 0
|  |  | 0 | 0 | C4 | 0 | 0 | 0 | 0 | 0 | 0 | 0 | 0 | 0 | 0 | 0 | 0 | 0 | 0 | 0 | 0 | 0 | 0 | 0 | 0 | 0 | 0 | 0 | 0 | 0 | 0 | 0 | 0 | 0 | 0 | 0 | 0 | 0 | 0 | 0 | 0 |  |  | C4 | 0 | 0 | 0 | 0 | 0 | C4 | 0 | 0 | 0 | 0 | 0 | C4 | [5 empty] | C4 | [5 empty] | 0 | [6 empty] | 0 | [6 empty] | 0 | [6 empty] | 0 | [6 empty] | 0 | [6 empty] | 0
|  |  | 0 | 0 |  | 0 | 0 | 0 | 0 | 0 |  | 0 | 0 | 0 | 0 | 0 |  | 0 | 0 | 0 | 0 | 0 |  | 0 | 0 | 0 | 0 | 0 |  | 0 | 0 | 0 | 0 | 0 |  | 0 | 0 | 0 | 0 | 0 | [22 empty] | 0 | 0 | 0 | 0 | 0 | 0 |  | 0 | 0 | 0 | 0 | 0 | 0 |  | 0 | 0 | 0 | 0 | 0 | 0 |  | 0 | 0 | 0 | 0 | 0 | 0 |  | 0 | 0 | 0 | 0 | 0 | 0 |  | 0 | 0 | 0 | 0 | 0 | 0
| [Please insert new asset category as required] |  | 0 | 0 | C1 | 0 | 0 | 0 | 0 | 0 | 0 | 0 | 0 | 0 | 0 | 0 | 0 | 0 | 0 | 0 | 0 | 0 | 0 | 0 | 0 | 0 | 0 | 0 | 0 | 0 | 0 | 0 | 0 | 0 | 0 | 0 | 0 | 0 | 0 | 0 | 0 |  |  | C1 | 0 | 0 | 0 | 0 | 0 | C1 | 0 | 0 | 0 | 0 | 0 | C1 | [5 empty] | C1 | [5 empty] | 0 | [6 empty] | 0 | [6 empty] | 0 | [6 empty] | 0 | [6 empty] | 0 | [6 empty] | 0
|  |  | 0 | 0 | C2 | 0 | 0 | 0 | 0 | 0 | 0 | 0 | 0 | 0 | 0 | 0 | 0 | 0 | 0 | 0 | 0 | 0 | 0 | 0 | 0 | 0 | 0 | 0 | 0 | 0 | 0 | 0 | 0 | 0 | 0 | 0 | 0 | 0 | 0 | 0 | 0 |  |  | C2 | 0 | 0 | 0 | 0 | 0 | C2 | 0 | 0 | 0 | 0 | 0 | C2 | [5 empty] | C2 | [5 empty] | 0 | [6 empty] | 0 | [6 empty] | 0 | [6 empty] | 0 | [6 empty] | 0 | [6 empty] | 0
|  |  | 0 | 0 | C3 | 0 | 0 | 0 | 0 | 0 | 0 | 0 | 0 | 0 | 0 | 0 | 0 | 0 | 0 | 0 | 0 | 0 | 0 | 0 | 0 | 0 | 0 | 0 | 0 | 0 | 0 | 0 | 0 | 0 | 0 | 0 | 0 | 0 | 0 | 0 | 0 |  |  | C3 | 0 | 0 | 0 | 0 | 0 | C3 | 0 | 0 | 0 | 0 | 0 | C3 | [5 empty] | C3 | [5 empty] | 0 | [6 empty] | 0 | [6 empty] | 0 | [6 empty] | 0 | [6 empty] | 0 | [6 empty] | 0
|  |  | 0 | 0 | C4 | 0 | 0 | 0 | 0 | 0 | 0 | 0 | 0 | 0 | 0 | 0 | 0 | 0 | 0 | 0 | 0 | 0 | 0 | 0 | 0 | 0 | 0 | 0 | 0 | 0 | 0 | 0 | 0 | 0 | 0 | 0 | 0 | 0 | 0 | 0 | 0 |  |  | C4 | 0 | 0 | 0 | 0 | 0 | C4 | 0 | 0 | 0 | 0 | 0 | C4 | [5 empty] | C4 | [5 empty] | 0 | [6 empty] | 0 | [6 empty] | 0 | [6 empty] | 0 | [6 empty] | 0 | [6 empty] | 0
|  |  | 0 | 0 |  | 0 | 0 | 0 | 0 | 0 |  | 0 | 0 | 0 | 0 | 0 |  | 0 | 0 | 0 | 0 | 0 |  | 0 | 0 | 0 | 0 | 0 |  | 0 | 0 | 0 | 0 | 0 |  | 0 | 0 | 0 | 0 | 0 | [22 empty] | 0 | 0 | 0 | 0 | 0 | 0 |  | 0 | 0 | 0 | 0 | 0 | 0 |  | 0 | 0 | 0 | 0 | 0 | 0 |  | 0 | 0 | 0 | 0 | 0 | 0 |  | 0 | 0 | 0 | 0 | 0 | 0 |  | 0 | 0 | 0 | 0 | 0 | 0
| [Please insert new asset category as required] |  | 0 | 0 | C1 | 0 | 0 | 0 | 0 | 0 | 0 | 0 | 0 | 0 | 0 | 0 | 0 | 0 | 0 | 0 | 0 | 0 | 0 | 0 | 0 | 0 | 0 | 0 | 0 | 0 | 0 | 0 | 0 | 0 | 0 | 0 | 0 | 0 | 0 | 0 | 0 |  |  | C1 | 0 | 0 | 0 | 0 | 0 | C1 | 0 | 0 | 0 | 0 | 0 | C1 | [5 empty] | C1 | [5 empty] | 0 | [6 empty] | 0 | [6 empty] | 0 | [6 empty] | 0 | [6 empty] | 0 | [6 empty] | 0
|  |  | 0 | 0 | C2 | 0 | 0 | 0 | 0 | 0 | 0 | 0 | 0 | 0 | 0 | 0 | 0 | 0 | 0 | 0 | 0 | 0 | 0 | 0 | 0 | 0 | 0 | 0 | 0 | 0 | 0 | 0 | 0 | 0 | 0 | 0 | 0 | 0 | 0 | 0 | 0 |  |  | C2 | 0 | 0 | 0 | 0 | 0 | C2 | 0 | 0 | 0 | 0 | 0 | C2 | [5 empty] | C2 | [5 empty] | 0 | [6 empty] | 0 | [6 empty] | 0 | [6 empty] | 0 | [6 empty] | 0 | [6 empty] | 0
|  |  | 0 | 0 | C3 | 0 | 0 | 0 | 0 | 0 | 0 | 0 | 0 | 0 | 0 | 0 | 0 | 0 | 0 | 0 | 0 | 0 | 0 | 0 | 0 | 0 | 0 | 0 | 0 | 0 | 0 | 0 | 0 | 0 | 0 | 0 | 0 | 0 | 0 | 0 | 0 |  |  | C3 | 0 | 0 | 0 | 0 | 0 | C3 | 0 | 0 | 0 | 0 | 0 | C3 | [5 empty] | C3 | [5 empty] | 0 | [6 empty] | 0 | [6 empty] | 0 | [6 empty] | 0 | [6 empty] | 0 | [6 empty] | 0
|  |  | 0 | 0 | C4 | 0 | 0 | 0 | 0 | 0 | 0 | 0 | 0 | 0 | 0 | 0 | 0 | 0 | 0 | 0 | 0 | 0 | 0 | 0 | 0 | 0 | 0 | 0 | 0 | 0 | 0 | 0 | 0 | 0 | 0 | 0 | 0 | 0 | 0 | 0 | 0 |  |  | C4 | 0 | 0 | 0 | 0 | 0 | C4 | 0 | 0 | 0 | 0 | 0 | C4 | [5 empty] | C4 | [5 empty] | 0 | [6 empty] | 0 | [6 empty] | 0 | [6 empty] | 0 | [6 empty] | 0 | [6 empty] | 0
|  |  | 0 | 0 |  | 0 | 0 | 0 | 0 | 0 |  | 0 | 0 | 0 | 0 | 0 |  | 0 | 0 | 0 | 0 | 0 |  | 0 | 0 | 0 | 0 | 0 |  | 0 | 0 | 0 | 0 | 0 |  | 0 | 0 | 0 | 0 | 0 | [22 empty] | 0 | 0 | 0 | 0 | 0 | 0 |  | 0 | 0 | 0 | 0 | 0 | 0 |  | 0 | 0 | 0 | 0 | 0 | 0 |  | 0 | 0 | 0 | 0 | 0 | 0 |  | 0 | 0 | 0 | 0 | 0 | 0 |  | 0 | 0 | 0 | 0 | 0 | 0
[63 empty] | 1152028.2504 | 1016295.0048 | 6319929.3813 | 6833669.6708 | 4609285.5538 | 19931207.8612 |  | 1663658.0867 | 1012910.9572 | 6206823.1023 | 4981148.8662 | 1622859.7897 | 15487400.8021 |  | 1344480.111 | 829772.4191 | 6139177.4902 | 5870327.0739 | 5400021.9629 | 19583779.0571 |  | 2355956.3378 | 834889.4487 | 6013930.7497 | 4380842.2955 | 1349559.8883 | 14935178.7201 |  | 1018665.7475 | 662533.9905 | 6049746.9654 | 5256845.2554 | 11809691.2827 | 24797483.2414 |  | 2877109.7239 | 671726.7936 | 5799662.6984 | 3952136.4913 | 1391323.5695 | 14691959.2767
| 132kV Network | [66 empty] | 0 | [6 empty] | 0 | [6 empty] | 0 | [6 empty] | 0 | [6 empty] | 0 | [6 empty] | 0
| 132kV CBs |  | 125 | 125 | C1 | 38 | 11 | 35 | 40 | 1 | 125 | 22 | 11 | 44 | 40 | 8 | 125 | 9 | 0 | 0 | 0 | -9 | 0 | 31 | 18 | 16 | 19 | 41 | 125 | 32 | 0 | 0 | 0 | -32 | 0 | 29 | 20 | 8 | 8 | 60 | 125 |  |  | C1 | 0.01282 | 0.01282 | 0.01784 | 0.04389 | 0.09196 | C1 | 216749.4 | 216749.4 | 216749.4 | 216749.4 | 216749.4 | C1 | 2778.7273 | 2778.7273 | 3866.8093 | 9513.1312 | 19932.2748 | C1 | 61132.0008 | 30566.0004 | 170139.609 | 380525.2466 | 159458.1986 | 801821.0554 |  | 105591.6377 | 30566.0004 | 135338.3254 | 380525.2466 | 19932.2748 | 671953.4849 |  | 86140.5465 | 50017.0915 | 61868.9487 | 180749.4922 | 817223.2678 | 1195999.3468 |  | 111149.0923 | 50017.0915 | 61868.9487 | 180749.4922 | 637832.7944 | 1041617.4191 |  | 80583.0919 | 55574.5462 | 30934.4744 | 76105.0493 | 1195936.4894 | 1439133.6512 |  | 169502.3658 | 55574.5462 | 30934.4744 | 76105.0493 | 558103.6951 | 890220.1307
|  |  | 84 | 84 | C2 | 56 | 1 | 12 | 15 | 0 | 84 | 45 | 4 | 15 | 15 | 2 | 81 | 14 | 0 | 0 | 0 | -14 | 0 | 53 | 4 | 9 | 3 | 15 | 84 | 17 | 0 | 0 | 0 | -17 | 0 | 51 | 6 | 6 | 3 | 18 | 84 |  |  | C2 | 0.01282 | 0.01282 | 0.01784 | 0.04389 | 0.09196 | C2 | 309642 | 309642 | 309642 | 309642 | 309642 | C2 | 3969.6104 | 3969.6104 | 5524.0133 | 13590.1874 | 28474.6783 | C2 | 178632.4698 | 15878.4418 | 82860.1992 | 203852.8107 | 56949.3566 | 538173.2781 |  | 222298.1846 | 3969.6104 | 66288.1594 | 203852.8107 | 0 | 496408.7651 |  | 210389.3533 | 15878.4418 | 49716.1195 | 40770.5621 | 427120.1748 | 743874.6515 |  | 265963.8995 | 15878.4418 | 49716.1195 | 40770.5621 | 28474.6783 | 400803.7012 |  | 202450.1324 | 23817.6626 | 33144.0797 | 40770.5621 | 512544.2098 | 812726.6467 |  | 269933.5099 | 23817.6626 | 33144.0797 | 40770.5621 | 28474.6783 | 396140.4927
|  |  | 39 | 39 | C3 | 23 | 4 | 8 | 4 | 0 | 39 | 11 | 4 | 11 | 12 | 1 | 39 | 5 | 0 | 0 | -1 | -4 | 0 | 22 | 5 | 3 | 5 | 4 | 39 | 9 | 0 | 0 | 0 | -9 | 0 | 21 | 6 | 1 | 2 | 9 | 39 |  |  | C3 | 0.01282 | 0.01282 | 0.01784 | 0.04389 | 0.09196 | C3 | 464463 | 464463 | 464463 | 464463 | 464463 | C3 | 5954.4157 | 5954.4157 | 8286.0199 | 20385.2811 | 42712.0175 | C3 | 65498.5723 | 23817.6626 | 91146.2191 | 244623.3728 | 42712.0175 | 467797.8443 |  | 136951.5602 | 23817.6626 | 66288.1594 | 81541.1243 | 0 | 308598.5065 |  | 130997.1445 | 29772.0783 | 24858.0598 | 101926.4054 | 170848.0699 | 458401.7579 |  | 160769.2228 | 29772.0783 | 24858.0598 | 81541.1243 | 0 | 296940.4852 |  | 125042.7289 | 35726.494 | 8286.0199 | 40770.5621 | 384408.1573 | 594233.9622 |  | 178632.4698 | 35726.494 | 8286.0199 | 40770.5621 | 0 | 263415.5458
|  |  | 15 | 15 | C4 | 14 | 0 | 1 | 0 | 0 | 15 | 9 | 0 | 1 | 5 | 0 | 15 | 1 | 0 | 0 | -1 | 0 | 0 | 14 | 0 | 0 | 1 | 0 | 15 | 1 | 0 | 0 | 0 | -1 | 0 | 14 | 0 | 0 | 0 | 1 | 15 |  |  | C4 | 0.01282 | 0.01282 | 0.01784 | 0.04389 | 0.09196 | C4 | 774105 | 774105 | 774105 | 774105 | 774105 | C4 | 9924.0261 | 9924.0261 | 13810.0332 | 33975.4685 | 71186.6958 | C4 | 89316.2349 | 0 | 13810.0332 | 169877.3422 | 0 | 273003.6103 |  | 138936.3654 | 0 | 13810.0332 | 0 | 0 | 152746.3986 |  | 138936.3654 | 0 | 0 | 33975.4685 | 0 | 172911.8338 |  | 148860.3915 | 0 | 0 | 0 | 0 | 148860.3915 |  | 138936.3654 | 0 | 0 | 0 | 71186.6958 | 210123.0612 |  | 148860.3915 | 0 | 0 | 0 | 0 | 148860.3915
|  |  | 263 | 263 |  | 131 | 16 | 56 | 59 | 1 |  | 87 | 19 | 71 | 72 | 11 |  | 29 | 0 | 0 | -2 | -27 |  | 120 | 27 | 28 | 28 | 60 |  | 59 | 0 | 0 | 0 | -59 |  | 115 | 32 | 15 | 13 | 88 | [22 empty] | 394579.2777 | 70262.1048 | 357956.0605 | 998878.7724 | 259119.5727 | 2080795.7882 |  | 603777.7479 | 58353.2735 | 281724.6773 | 665919.1816 | 19932.2748 | 1629707.1551 |  | 566463.4098 | 95667.6116 | 136443.128 | 357421.9281 | 1415191.5125 | 2571187.59 |  | 686742.6061 | 95667.6116 | 136443.128 | 303061.1786 | 666307.4727 | 1888221.997 |  | 547012.3186 | 115118.7028 | 72364.574 | 157646.1736 | 2164075.5523 | 3056217.3213 |  | 766928.737 | 115118.7028 | 72364.574 | 157646.1736 | 586578.3734 | 1698636.5607
| 132kV Transformer |  | 87 | 87 | C1 | 39 | 7 | 38 | 2 | 1 | 87 | 39 | 7 | 38 | 2 | 1 | 87 | 1 | 0 | 0 | 0 | -1 | 0 | 33 | 10 | 37 | 6 | 1 | 87 | 3 | 0 | 0 | 0 | -3 | 0 | 27 | 16 | 30 | 8 | 6 | 87 |  |  | C1 | 0.01282 | 0.01282 | 0.01784 | 0.04389 | 0.09196 | C1 | 1157569.7 | 1157569.7 | 1157569.7 | 1157569.7 | 1157569.7 | C1 | 14840.0436 | 14840.0436 | 20651.0434 | 50805.7341 | 106450.1096 | C1 | 578761.6986 | 103880.3049 | 784739.651 | 101611.4683 | 106450.1096 | 1675443.2324 |  | 578761.6986 | 103880.3049 | 784739.651 | 101611.4683 | 106450.1096 | 1675443.2324 |  | 489721.4373 | 148400.4355 | 764088.6076 | 304834.4048 | 106450.1096 | 1813494.9948 |  | 504561.4808 | 148400.4355 | 764088.6076 | 304834.4048 | 0 | 1721884.9287 |  | 400681.176 | 237440.6969 | 619531.3034 | 406445.8731 | 638700.6577 | 2302799.707 |  | 445201.3066 | 237440.6969 | 619531.3034 | 406445.8731 | 319350.3288 | 2027969.5088
|  |  | 108 | 108 | C2 | 40 | 2 | 57 | 3 | 6 | 108 | 36 | 2 | 57 | 3 | 7 | 105 | 6 | 0 | 0 | 0 | -6 | 0 | 38 | 2 | 52 | 8 | 8 | 108 | 18 | 0 | 0 | -5 | -13 | 0 | 35 | 5 | 43 | 12 | 13 | 108 |  |  | C2 | 0.01282 | 0.01282 | 0.01784 | 0.04389 | 0.09196 | C2 | 1653671 | 1653671 | 1653671 | 1653671 | 1653671 | C2 | 21200.0622 | 21200.0622 | 29501.4906 | 72579.6202 | 152071.5852 | C2 | 763202.2399 | 42400.1244 | 1681584.9665 | 217738.8606 | 1064501.0961 | 3769427.2875 |  | 848002.4888 | 42400.1244 | 1681584.9665 | 217738.8606 | 912429.511 | 3702155.9512 |  | 805602.3644 | 42400.1244 | 1534077.5133 | 580636.9615 | 1216572.6813 | 4179289.6449 |  | 932802.7377 | 42400.1244 | 1534077.5133 | 580636.9615 | 304143.1703 | 3394060.5072 |  | 742002.1777 | 106000.3111 | 1268564.0975 | 870955.4423 | 1976930.6071 | 4964452.6357 |  | 1123603.2977 | 106000.3111 | 1268564.0975 | 508057.3413 | 0 | 3006225.0476
|  |  | 42 | 42 | C3 | 18 | 3 | 14 | 7 | 0 | 42 | 17 | 3 | 14 | 7 | 1 | 42 | 7 | 0 | 0 | -1 | -6 | 0 | 16 | 5 | 11 | 4 | 6 | 42 | 11 | 0 | 0 | -1 | -10 | 0 | 13 | 8 | 9 | 2 | 10 | 42 |  |  | C3 | 0.01282 | 0.01282 | 0.01784 | 0.04389 | 0.09196 | C3 | 2480506.5 | 2480506.5 | 2480506.5 | 2480506.5 | 2480506.5 | C3 | 31800.0933 | 31800.0933 | 44252.236 | 108869.4303 | 228107.3777 | C3 | 540601.5866 | 95400.28 | 619531.3034 | 762086.012 | 228107.3777 | 2245726.5598 |  | 572401.6799 | 95400.28 | 619531.3034 | 762086.012 | 0 | 2049419.2754 |  | 508801.4933 | 159000.4666 | 486774.5956 | 435477.7211 | 1368644.2664 | 2958698.5431 |  | 731402.1466 | 159000.4666 | 486774.5956 | 326608.2909 | 0 | 1703785.4997 |  | 413401.2133 | 254400.7466 | 398270.1236 | 217738.8606 | 2281073.7774 | 3564884.7215 |  | 763202.2399 | 254400.7466 | 398270.1236 | 108869.4303 | 0 | 1524742.5405
|  |  | 11 | 11 | C4 | 2 | 1 | 4 | 4 | 0 | 11 | 1 | 1 | 4 | 4 | 1 | 11 | 4 | 0 | 0 | -2 | -2 | 0 | 2 | 1 | 2 | 4 | 2 | 11 | 6 | 0 | 0 | 0 | -6 | 0 | 2 | 0 | 3 | 0 | 6 | 11 |  |  | C4 | 0.01282 | 0.01282 | 0.01784 | 0.04389 | 0.09196 | C4 | 4134177.5 | 4134177.5 | 4134177.5 | 4134177.5 | 4134177.5 | C4 | 53000.1555 | 53000.1555 | 73753.7266 | 181449.0505 | 380178.9629 | C4 | 53000.1555 | 53000.1555 | 295014.9064 | 725796.2019 | 380178.9629 | 1506990.3823 |  | 106000.3111 | 53000.1555 | 295014.9064 | 725796.2019 | 0 | 1179811.575 |  | 106000.3111 | 53000.1555 | 147507.4532 | 725796.2019 | 760357.9258 | 1792662.0475 |  | 318000.9333 | 53000.1555 | 147507.4532 | 362898.1009 | 0 | 881406.643 |  | 106000.3111 | 0 | 221261.1798 | 0 | 2281073.7774 | 2608335.2683 |  | 424001.2444 | 0 | 221261.1798 | 0 | 0 | 645262.4242
|  |  | 248 | 248 |  | 99 | 13 | 113 | 16 | 7 |  | 93 | 13 | 113 | 16 | 10 |  | 18 | 0 | 0 | -3 | -15 |  | 89 | 18 | 102 | 22 | 17 |  | 38 | 0 | 0 | -6 | -32 |  | 77 | 29 | 85 | 22 | 35 | [22 empty] | 1935565.6807 | 294680.8649 | 3380870.8273 | 1807232.5427 | 1779237.5464 | 9197587.462 |  | 2105166.1784 | 294680.8649 | 3380870.8273 | 1807232.5427 | 1018879.6206 | 8606830.034 |  | 1910125.606 | 402801.1822 | 2932448.1696 | 2046745.2894 | 3452024.9831 | 10744145.2303 |  | 2486767.2984 | 402801.1822 | 2932448.1696 | 1574977.7581 | 304143.1703 | 7701137.5786 |  | 1662084.878 | 597841.7546 | 2507626.7044 | 1495140.1759 | 7177778.8196 | 13440472.3325 |  | 2756008.0886 | 597841.7546 | 2507626.7044 | 1023372.6447 | 319350.3288 | 7204199.5211
| 132kV UG Cable (Gas) |  | 0 | 0 | C1 | 0 | 0 | 0 | 0 | 0 | 0 | 0 | 0 | 0 | 0 | 0 | 0 | 0 | 0 | 0 | 0 | 0 | 0 | 0 | 0 | 0 | 0 | 0 | 0 | 0 | 0 | 0 | 0 | 0 | 0 | 0 | 0 | 0 | 0 | 0 | 0 |  |  | C1 | 0.06946 | 0.06946 | 2.3539 | 5.7457 | 12.039 | C1 | 7500.5 | 7500.5 | 7500.5 | 7500.5 | 7500.5 | C1 | 520.9847 | 520.9847 | 17655.1269 | 43095.4728 | 90298.6695 | C1 | 0 | 0 | 0 | 0 | 0 | 0 |  | 0 | 0 | 0 | 0 | 0 | 0 |  | 0 | 0 | 0 | 0 | 0 | 0 |  | 0 | 0 | 0 | 0 | 0 | 0 |  | 0 | 0 | 0 | 0 | 0 | 0 |  | 0 | 0 | 0 | 0 | 0 | 0
|  |  | 20.935 | 12.295 | C2 | 0.092 | 1.479 | 13.096 | 0 | 6.268 | 20.935 | 0.092 | 1.479 | 13.096 | 0 | 11.268 | 25.935 | 0 | 0 | 0 | 0 | -4.32 | -4.32 | 0.092 | 0 | 14.575 | 0 | 6.268 | 20.935 | 0 | 0 | -2.372 | 0 | -6.268 | -8.64 | 0.092 | 0 | 14.574 | 0.001 | 6.268 | 20.935 |  |  | C2 | 0.06946 | 0.06946 | 2.3539 | 5.7457 | 12.039 | C2 | 10715 | 10715 | 10715 | 10715 | 10715 | C2 | 744.2639 | 744.2639 | 25221.6099 | 61564.9612 | 128998.0993 | C2 | 68.4723 | 1100.7663 | 330302.2033 | 0 | 1453550.5829 | 1785022.0247 |  | 68.4723 | 1100.7663 | 330302.2033 | 0 | 808560.0864 | 1140031.5282 |  | 68.4723 | 0 | 367604.9643 | 0 | 808560.0864 | 1176233.523 |  | 68.4723 | 0 | 367604.9643 | 0 | 251288.2974 | 618961.734 |  | 68.4723 | 0 | 367579.7427 | 61.565 | 808560.0864 | 1176269.8663 |  | 68.4723 | 0 | 307754.084 | 61.565 | 0 | 307884.1212
|  |  | 0 | 0 | C3 | 0 | 0 | 0 | 0 | 0 | 0 | 0 | 0 | 0 | 0 | 0 | 0 | 0 | 0 | 0 | 0 | 0 | 0 | 0 | 0 | 0 | 0 | 0 | 0 | 0 | 0 | 0 | 0 | 0 | 0 | 0 | 0 | 0 | 0 | 0 | 0 |  |  | C3 | 0.06946 | 0.06946 | 2.3539 | 5.7457 | 12.039 | C3 | 16072.5 | 16072.5 | 16072.5 | 16072.5 | 16072.5 | C3 | 1116.3958 | 1116.3958 | 37832.4149 | 92347.4418 | 193497.149 | C3 | 0 | 0 | 0 | 0 | 0 | 0 |  | 0 | 0 | 0 | 0 | 0 | 0 |  | 0 | 0 | 0 | 0 | 0 | 0 |  | 0 | 0 | 0 | 0 | 0 | 0 |  | 0 | 0 | 0 | 0 | 0 | 0 |  | 0 | 0 | 0 | 0 | 0 | 0
|  |  | 0 | 0 | C4 | 0 | 0 | 0 | 0 | 0 | 0 | 0 | 0 | 0 | 0 | 0 | 0 | 0 | 0 | 0 | 0 | 0 | 0 | 0 | 0 | 0 | 0 | 0 | 0 | 0 | 0 | 0 | 0 | 0 | 0 | 0 | 0 | 0 | 0 | 0 | 0 |  |  | C4 | 0.06946 | 0.06946 | 2.3539 | 5.7457 | 12.039 | C4 | 26787.5 | 26787.5 | 26787.5 | 26787.5 | 26787.5 | C4 | 1860.6597 | 1860.6597 | 63054.0248 | 153912.403 | 322495.2483 | C4 | 0 | 0 | 0 | 0 | 0 | 0 |  | 0 | 0 | 0 | 0 | 0 | 0 |  | 0 | 0 | 0 | 0 | 0 | 0 |  | 0 | 0 | 0 | 0 | 0 | 0 |  | 0 | 0 | 0 | 0 | 0 | 0 |  | 0 | 0 | 0 | 0 | 0 | 0
|  |  | 20.935 | 12.295 |  | 0.092 | 1.479 | 13.096 | 0 | 6.268 |  | 0.092 | 1.479 | 13.096 | 0 | 11.268 |  | 0 | 0 | 0 | 0 | -4.32 |  | 0.092 | 0 | 14.575 | 0 | 6.268 |  | 0 | 0 | -2.372 | 0 | -6.268 |  | 0.092 | 0 | 14.574 | 0.001 | 6.268 | [22 empty] | 68.4723 | 1100.7663 | 330302.2033 | 0 | 1453550.5829 | 1785022.0247 |  | 68.4723 | 1100.7663 | 330302.2033 | 0 | 808560.0864 | 1140031.5282 |  | 68.4723 | 0 | 367604.9643 | 0 | 808560.0864 | 1176233.523 |  | 68.4723 | 0 | 367604.9643 | 0 | 251288.2974 | 618961.734 |  | 68.4723 | 0 | 367579.7427 | 61.565 | 808560.0864 | 1176269.8663 |  | 68.4723 | 0 | 307754.084 | 61.565 | 0 | 307884.1212
| 132kV UG Cable (Oil) |  | 33.991 | 33.991 | C1 | 0.666 | 22.879 | 10.446 | 0 | 0 | 33.991 | 0.667 | 22.91 | 10.46 | 0 | 0 | 34.037 | 0 | 0 | 0 | 0 | 0 | 0 | 0.666 | 14.253 | 19.072 | 0 | 0 | 33.991 | 0 | 0 | 0 | 0 | 0 | 0 | 0.666 | 6.613 | 26.713 | 0 | 0 | 33.992 |  |  | C1 | 0.01378 | 0.01378 | 0.46689 | 1.1397 | 2.3879 | C1 | 42630 | 42630 | 42630 | 42630 | 42630 | C1 | 587.4414 | 587.4414 | 19903.5207 | 48583.2795 | 101797.0296 | C1 | 391.8234 | 13458.2825 | 208190.8265 | 0 | 0 | 222040.9324 |  | 391.236 | 13440.0718 | 207912.1772 | 0 | 0 | 221743.485 |  | 391.236 | 8372.8023 | 379599.9468 | 0 | 0 | 388363.985 |  | 391.236 | 8372.8023 | 379599.9468 | 0 | 0 | 388363.985 |  | 391.236 | 3884.75 | 531682.7485 | 0 | 0 | 535958.7344 |  | 391.236 | 3884.75 | 531682.7485 | 0 | 0 | 535958.7344
|  |  | 173.723 | 150.283 | C2 | 16.646 | 67.615 | 66.022 | 23.44 | 0 | 173.723 | 16.669 | 67.708 | 66.112 | 29.44 | 0 | 179.929 | 0 | 0 | 0 | 0 | -11.72 | -11.72 | 16.26 | 48.6 | 85.423 | 0 | 23.44 | 173.723 | 0 | 0 | 0 | 0 | -23.44 | -23.44 | 12.36 | 49.921 | 82.297 | 5.705 | 23.44 | 173.723 |  |  | C2 | 0.01378 | 0.01378 | 0.46689 | 1.1397 | 2.3879 | C2 | 60900 | 60900 | 60900 | 60900 | 60900 | C2 | 839.202 | 839.202 | 28433.601 | 69404.685 | 145424.328 | C2 | 13988.6581 | 56820.689 | 1879802.2293 | 2043273.9264 | 0 | 3993885.5029 |  | 13969.3565 | 56742.6432 | 1877243.2052 | 1626845.8164 | 0 | 3574801.0213 |  | 13645.4245 | 40785.2172 | 2428883.4982 | 0 | 3408746.2483 | 5892060.3883 |  | 13645.4245 | 40785.2172 | 2428883.4982 | 0 | 1704373.1242 | 4187687.2641 |  | 10372.5367 | 41893.803 | 2340000.0615 | 395953.7279 | 3408746.2483 | 6196966.3775 |  | 10372.5367 | 41893.803 | 2340000.0615 | 395953.7279 | 0 | 2788220.1292
|  |  | 25.27 | 25.27 | C3 | 4.591 | 13.54 | 7.139 | 0 | 0 | 25.27 | 4.597 | 13.559 | 7.149 | 0 | 0 | 25.305 | 0 | 0 | 0 | 0 | 0 | 0 | 4.591 | 7.627 | 13.052 | 0 | 0 | 25.27 | 0 | 0 | 0 | 0 | 0 | 0 | 0 | 11.103 | 14.167 | 0 | 0 | 25.27 |  |  | C3 | 0.01378 | 0.01378 | 0.46689 | 1.1397 | 2.3879 | C3 | 91350 | 91350 | 91350 | 91350 | 91350 | C3 | 1258.803 | 1258.803 | 42650.4015 | 104107.0275 | 218136.492 | C3 | 5786.7174 | 17068.1099 | 304907.7203 | 0 | 0 | 327762.5476 |  | 5779.1646 | 17044.1926 | 304481.2163 | 0 | 0 | 327304.5735 |  | 5779.1646 | 9600.8905 | 556673.0404 | 0 | 0 | 572053.0954 |  | 5779.1646 | 9600.8905 | 556673.0404 | 0 | 0 | 572053.0954 |  | 0 | 13976.4897 | 604228.2381 | 0 | 0 | 618204.7278 |  | 0 | 13976.4897 | 604228.2381 | 0 | 0 | 618204.7278
|  |  | 9.531 | 9.531 | C4 | 0 | 0 | 9.531 | 0 | 0 | 9.531 | 0 | 0 | 9.544 | 0 | 0 | 9.544 | 0 | 0 | 0 | 0 | 0 | 0 | 0 | 0 | 9.531 | 0 | 0 | 9.531 | 0 | 0 | 0 | 0 | 0 | 0 | 0 | 0 | 9.531 | 0 | 0 | 9.531 |  |  | C4 | 0.01378 | 0.01378 | 0.46689 | 1.1397 | 2.3879 | C4 | 152250 | 152250 | 152250 | 152250 | 152250 | C4 | 2098.005 | 2098.005 | 71084.0025 | 173511.7125 | 363560.82 | C4 | 0 | 0 | 678425.7199 | 0 | 0 | 678425.7199 |  | 0 | 0 | 677501.6278 | 0 | 0 | 677501.6278 |  | 0 | 0 | 677501.6278 | 0 | 0 | 677501.6278 |  | 0 | 0 | 677501.6278 | 0 | 0 | 677501.6278 |  | 0 | 0 | 677501.6278 | 0 | 0 | 677501.6278 |  | 0 | 0 | 677501.6278 | 0 | 0 | 677501.6278
|  |  | 242.515 | 219.075 |  | 21.903 | 104.034 | 93.138 | 23.44 | 0 |  | 21.933 | 104.177 | 93.265 | 29.44 | 0 |  | 0 | 0 | 0 | 0 | -11.72 |  | 21.517 | 70.48 | 127.078 | 0 | 23.44 |  | 0 | 0 | 0 | 0 | -23.44 |  | 13.026 | 67.637 | 132.708 | 5.705 | 23.44 | [22 empty] | 20167.1989 | 87347.0814 | 3071326.496 | 2043273.9264 | 0 | 5222114.7027 |  | 20139.757 | 87226.9076 | 3067138.2266 | 1626845.8164 | 0 | 4801350.7077 |  | 19815.8251 | 58758.91 | 4042658.1132 | 0 | 3408746.2483 | 7529979.0966 |  | 19815.8251 | 58758.91 | 4042658.1132 | 0 | 1704373.1242 | 5825605.9724 |  | 10763.7727 | 59755.0427 | 4153412.6758 | 395953.7279 | 3408746.2483 | 8028631.4675 |  | 10763.7727 | 59755.0427 | 4153412.6758 | 395953.7279 | 0 | 4619885.2192
| 132kV UG Cable (Non Pressurised) |  | 27.889 | 27.889 | C1 | 27.889 | 0 | 0 | 0 | 0 | 27.889 | 20.329 | 0 | 0 | 0 | 0 | 20.329 | 0 | 0 | 0 | 0 | 0 | 0 | 0 | 0 | 0 | 0 | 0 | 0 | 0 | 0 | 0 | 0 | 0 | 0 | 0 | 0 | 0 | 0 | 0 | 0 |  |  | C1 | 0 | 0 | 0 | 0 | 0 | C1 | 336824.6 | 336824.6 | 336824.6 | 336824.6 | 336824.6 | C1 | 0 | 0 | 0 | 0 | 0 | C1 | 0 | 0 | 0 | 0 | 0 | 0 |  | 0 | 0 | 0 | 0 | 0 | 0 |  | 0 | 0 | 0 | 0 | 0 | 0 |  | 0 | 0 | 0 | 0 | 0 | 0 |  | 0 | 0 | 0 | 0 | 0 | 0 |  | 0 | 0 | 0 | 0 | 0 | 0
|  |  | 54.774 | 54.774 | C2 | 54.774 | 0 | 0 | 0 | 0 | 54.774 | 35.764 | 0 | 0 | 0 | 0 | 35.764 | 0 | 0 | 0 | 0 | 0 | 0 | 0 | 0 | 0 | 0 | 0 | 0 | 0 | 0 | 0 | 0 | 0 | 0 | 0 | 0 | 0 | 0 | 0 | 0 |  |  | C2 | 0 | 0 | 0 | 0 | 0 | C2 | 481178 | 481178 | 481178 | 481178 | 481178 | C2 | 0 | 0 | 0 | 0 | 0 | C2 | 0 | 0 | 0 | 0 | 0 | 0 |  | 0 | 0 | 0 | 0 | 0 | 0 |  | 0 | 0 | 0 | 0 | 0 | 0 |  | 0 | 0 | 0 | 0 | 0 | 0 |  | 0 | 0 | 0 | 0 | 0 | 0 |  | 0 | 0 | 0 | 0 | 0 | 0
|  |  | 6.288 | 6.288 | C3 | 6.288 | 0 | 0 | 0 | 0 | 6.288 | 4.398 | 0 | 0 | 0 | 0 | 4.398 | 0 | 0 | 0 | 0 | 0 | 0 | 0 | 0 | 0 | 0 | 0 | 0 | 0 | 0 | 0 | 0 | 0 | 0 | 0 | 0 | 0 | 0 | 0 | 0 |  |  | C3 | 0 | 0 | 0 | 0 | 0 | C3 | 721767 | 721767 | 721767 | 721767 | 721767 | C3 | 0 | 0 | 0 | 0 | 0 | C3 | 0 | 0 | 0 | 0 | 0 | 0 |  | 0 | 0 | 0 | 0 | 0 | 0 |  | 0 | 0 | 0 | 0 | 0 | 0 |  | 0 | 0 | 0 | 0 | 0 | 0 |  | 0 | 0 | 0 | 0 | 0 | 0 |  | 0 | 0 | 0 | 0 | 0 | 0
|  |  | 4.459 | 4.459 | C4 | 4.459 | 0 | 0 | 0 | 0 | 4.459 | 4.459 | 0 | 0 | 0 | 0 | 4.459 | 0 | 0 | 0 | 0 | 0 | 0 | 0 | 0 | 0 | 0 | 0 | 0 | 0 | 0 | 0 | 0 | 0 | 0 | 0 | 0 | 0 | 0 | 0 | 0 |  |  | C4 | 0 | 0 | 0 | 0 | 0 | C4 | 1202945 | 1202945 | 1202945 | 1202945 | 1202945 | C4 | 0 | 0 | 0 | 0 | 0 | C4 | 0 | 0 | 0 | 0 | 0 | 0 |  | 0 | 0 | 0 | 0 | 0 | 0 |  | 0 | 0 | 0 | 0 | 0 | 0 |  | 0 | 0 | 0 | 0 | 0 | 0 |  | 0 | 0 | 0 | 0 | 0 | 0 |  | 0 | 0 | 0 | 0 | 0 | 0
|  |  | 93.41 | 93.41 |  | 93.41 | 0 | 0 | 0 | 0 |  | 64.95 | 0 | 0 | 0 | 0 |  | 0 | 0 | 0 | 0 | 0 |  | 0 | 0 | 0 | 0 | 0 |  | 0 | 0 | 0 | 0 | 0 |  | 0 | 0 | 0 | 0 | 0 | [22 empty] | 0 | 0 | 0 | 0 | 0 | 0 |  | 0 | 0 | 0 | 0 | 0 | 0 |  | 0 | 0 | 0 | 0 | 0 | 0 |  | 0 | 0 | 0 | 0 | 0 | 0 |  | 0 | 0 | 0 | 0 | 0 | 0 |  | 0 | 0 | 0 | 0 | 0 | 0
| 132kV OHL Support - Tower |  | 1118 | 1118 | C1 | 37 | 860 | 144 | 77 | 0 | 1118 | 36 | 860 | 144 | 77 | 1 | 1118 | 0 | 14 | 0 | -14 | 0 | 0 | 37 | 848 | 156 | 77 | 0 | 1118 | 0 | 28 | 0 | -28 | 0 | 0 | 37 | 822 | 182 | 77 | 0 | 1118 |  |  | C1 | 0.00053 | 0.00053 | 0.00053 | 0.02684 | 0.09196 | C1 | 698620.3 | 698620.3 | 698620.3 | 698620.3 | 698620.3 | C1 | 370.2688 | 370.2688 | 370.2688 | 18750.9689 | 64245.1228 | C1 | 13329.6753 | 318431.1327 | 53318.7013 | 1443824.6016 | 64245.1228 | 1893149.2338 |  | 13699.9441 | 318431.1327 | 53318.7013 | 1443824.6016 | 0 | 1829274.3797 |  | 13699.9441 | 313987.9076 | 57761.9264 | 1443824.6016 | 0 | 1829274.3797 |  | 13699.9441 | 319171.6703 | 57761.9264 | 1181311.0377 | 0 | 1571944.5784 |  | 13699.9441 | 304360.9199 | 67388.9141 | 1443824.6016 | 0 | 1829274.3797 |  | 13699.9441 | 314728.4451 | 67388.9141 | 918797.4737 | 0 | 1314614.7771
|  |  | 1091 | 1091 | C2 | 136 | 702 | 137 | 116 | 0 | 1091 | 110 | 694 | 137 | 126 | 0 | 1067 | 0 | 20 | 0 | -20 | 0 | 0 | 136 | 695 | 144 | 116 | 0 | 1091 | 0 | 40 | 0 | -40 | 0 | 0 | 136 | 678 | 161 | 116 | 0 | 1091 |  |  | C2 | 0.00053 | 0.00053 | 0.00053 | 0.02684 | 0.09196 | C2 | 998029 | 998029 | 998029 | 998029 | 998029 | C2 | 528.9554 | 528.9554 | 528.9554 | 26787.0984 | 91778.7468 | C2 | 58185.0907 | 367095.0268 | 72466.8857 | 3375174.3934 | 0 | 3872921.3965 |  | 71937.9303 | 371326.6697 | 72466.8857 | 3107303.4098 | 0 | 3623034.8955 |  | 71937.9303 | 367623.9821 | 76169.5733 | 3107303.4098 | 0 | 3623034.8955 |  | 71937.9303 | 378203.0896 | 76169.5733 | 2571561.4426 | 0 | 3097872.0357 |  | 71937.9303 | 358631.7409 | 85161.8146 | 3107303.4098 | 0 | 3623034.8955 |  | 71937.9303 | 379789.9557 | 85161.8146 | 2035819.4754 | 0 | 2572709.1759
|  |  | 462 | 462 | C3 | 9 | 323 | 75 | 55 | 0 | 462 | 9 | 303 | 75 | 75 | 0 | 462 | 0 | 14 | 0 | -14 | 0 | 0 | 9 | 321 | 77 | 55 | 0 | 462 | 0 | 28 | 0 | -28 | 0 | 0 | 9 | 310 | 88 | 55 | 0 | 462 |  |  | C3 | 0.00053 | 0.00053 | 0.00053 | 0.02684 | 0.09196 | C3 | 1497043.5 | 1497043.5 | 1497043.5 | 1497043.5 | 1497043.5 | C3 | 793.4331 | 793.4331 | 793.4331 | 40180.6475 | 137668.1203 | C3 | 7140.8975 | 240410.2157 | 59507.4791 | 3013548.5655 | 0 | 3320607.1578 |  | 7140.8975 | 256278.8768 | 59507.4791 | 2209935.6147 | 0 | 2532862.8681 |  | 7140.8975 | 254692.0107 | 61094.3452 | 2209935.6147 | 0 | 2532862.8681 |  | 7140.8975 | 265800.0734 | 61094.3452 | 1647406.5491 | 0 | 1981441.8653 |  | 7140.8975 | 245964.247 | 69822.1088 | 2209935.6147 | 0 | 2532862.8681 |  | 7140.8975 | 268180.3726 | 69822.1088 | 1084877.4836 | 0 | 1430020.8625
|  |  | 61 | 61 | C4 | 0 | 31 | 0 | 30 | 0 | 61 | 0 | 31 | 0 | 30 | 0 | 61 | 0 | 8 | 0 | -8 | 0 | 0 | 0 | 31 | 0 | 30 | 0 | 61 | 0 | 16 | 0 | -16 | 0 | 0 | 0 | 31 | 0 | 30 | 0 | 61 |  |  | C4 | 0.00053 | 0.00053 | 0.00053 | 0.02684 | 0.09196 | C4 | 2495072.5 | 2495072.5 | 2495072.5 | 2495072.5 | 2495072.5 | C4 | 1322.3884 | 1322.3884 | 1322.3884 | 66967.7459 | 229446.8671 | C4 | 0 | 40994.0412 | 0 | 2009032.377 | 0 | 2050026.4182 |  | 0 | 40994.0412 | 0 | 2009032.377 | 0 | 2050026.4182 |  | 0 | 40994.0412 | 0 | 2009032.377 | 0 | 2050026.4182 |  | 0 | 51573.1486 | 0 | 1473290.4098 | 0 | 1524863.5584 |  | 0 | 40994.0412 | 0 | 2009032.377 | 0 | 2050026.4182 |  | 0 | 62152.256 | 0 | 937548.4426 | 0 | 999700.6986
|  |  | 2732 | 2732 |  | 182 | 1916 | 356 | 278 | 0 |  | 155 | 1888 | 356 | 308 | 1 |  | 0 | 56 | 0 | -56 | 0 |  | 182 | 1895 | 377 | 278 | 0 |  | 0 | 112 | 0 | -112 | 0 |  | 182 | 1841 | 431 | 278 | 0 | [22 empty] | 78655.6635 | 966930.4164 | 185293.0661 | 9841579.9375 | 64245.1228 | 11136704.2062 |  | 92778.7719 | 987030.7204 | 185293.0661 | 8770096.0031 | 0 | 10035198.5615 |  | 92778.7719 | 977297.9416 | 195025.8449 | 8770096.0031 | 0 | 10035198.5615 |  | 92778.7719 | 1014747.9818 | 195025.8449 | 6873569.4392 | 0 | 8176122.0378 |  | 92778.7719 | 949950.949 | 222372.8375 | 8770096.0031 | 0 | 10035198.5615 |  | 92778.7719 | 1024851.0294 | 222372.8375 | 4977042.8753 | 0 | 6317045.5141
| 132kV OHL Fittings and Conductors (Tower Lines) |  | 0 | 0 | C1 | 0 | 0 | 0 | 0 | 0 | 0 | 0 | 0 | 0 | 0 | 0 | 0 | 0 | 0 | 0 | 0 | 0 | 0 | 0 | 0 | 0 | 0 | 0 | 0 | 0 | 0 | 0 | 0 | 0 | 0 | 0 | 0 | 0 | 0 | 0 | 0 |  | 0 | C1 | 0 | 0 | 0 | 0 | 0 | C1 | 0 | 0 | 0 | 0 | 0 | C1 | [5 empty] | C1 | [5 empty] | 0 | [6 empty] | 0 | [6 empty] | 0 | [6 empty] | 0 | [6 empty] | 0 | [6 empty] | 0
|  |  | 0 | 0 | C2 | 0 | 0 | 0 | 0 | 0 | 0 | 0 | 0 | 0 | 0 | 0 | 0 | 0 | 0 | 0 | 0 | 0 | 0 | 0 | 0 | 0 | 0 | 0 | 0 | 0 | 0 | 0 | 0 | 0 | 0 | 0 | 0 | 0 | 0 | 0 | 0 |  |  | C2 | 0 | 0 | 0 | 0 | 0 | C2 | 0 | 0 | 0 | 0 | 0 | C2 | [5 empty] | C2 | [5 empty] | 0 | [6 empty] | 0 | [6 empty] | 0 | [6 empty] | 0 | [6 empty] | 0 | [6 empty] | 0
|  |  | 0 | 0 | C3 | 0 | 0 | 0 | 0 | 0 | 0 | 0 | 0 | 0 | 0 | 0 | 0 | 0 | 0 | 0 | 0 | 0 | 0 | 0 | 0 | 0 | 0 | 0 | 0 | 0 | 0 | 0 | 0 | 0 | 0 | 0 | 0 | 0 | 0 | 0 | 0 |  |  | C3 | 0 | 0 | 0 | 0 | 0 | C3 | 0 | 0 | 0 | 0 | 0 | C3 | [5 empty] | C3 | [5 empty] | 0 | [6 empty] | 0 | [6 empty] | 0 | [6 empty] | 0 | [6 empty] | 0 | [6 empty] | 0
|  |  | 0 | 0 | C4 | 0 | 0 | 0 | 0 | 0 | 0 | 0 | 0 | 0 | 0 | 0 | 0 | 0 | 0 | 0 | 0 | 0 | 0 | 0 | 0 | 0 | 0 | 0 | 0 | 0 | 0 | 0 | 0 | 0 | 0 | 0 | 0 | 0 | 0 | 0 | 0 |  |  | C4 | 0 | 0 | 0 | 0 | 0 | C4 | 0 | 0 | 0 | 0 | 0 | C4 | [5 empty] | C4 | [5 empty] | 0 | [6 empty] | 0 | [6 empty] | 0 | [6 empty] | 0 | [6 empty] | 0 | [6 empty] | 0
|  |  | 0 | 0 |  | 0 | 0 | 0 | 0 | 0 |  | 0 | 0 | 0 | 0 | 0 |  | 0 | 0 | 0 | 0 | 0 |  | 0 | 0 | 0 | 0 | 0 |  | 0 | 0 | 0 | 0 | 0 |  | 0 | 0 | 0 | 0 | 0 | [22 empty] | 0 | 0 | 0 | 0 | 0 | 0 |  | 0 | 0 | 0 | 0 | 0 | 0 |  | 0 | 0 | 0 | 0 | 0 | 0 |  | 0 | 0 | 0 | 0 | 0 | 0 |  | 0 | 0 | 0 | 0 | 0 | 0 |  | 0 | 0 | 0 | 0 | 0 | 0
| 132kV OHL Fittings |  | 2561 | 2561 | C1 | 786 | 660 | 577 | 406 | 132 | 2561 | 494 | 662 | 578 | 406 | 425 | 2565 | 438 | 0 | 0 | 0 | -438 | 0 | 782 | 302 | 611 | 362 | 504 | 2561 | 866 | 0 | 0 | 0 | -866 | 0 | 782 | 69 | 732 | 112 | 866 | 2561 |  |  | C1 | 8e-05 | 8e-05 | 0.00011 | 0.00026 | 0.00055 | C1 | 330227.8 | 330227.8 | 330227.8 | 330227.8 | 330227.8 | C1 | 26.4182 | 26.4182 | 36.3251 | 85.8592 | 181.6253 | C1 | 13050.6027 | 17488.8643 | 20995.8835 | 34858.8466 | 77190.7483 | 163584.9453 |  | 20764.7241 | 17436.0278 | 20959.5585 | 34858.8466 | 23974.5383 | 117993.6952 |  | 20659.0512 | 7978.3036 | 22194.6104 | 31081.0405 | 91539.1462 | 173452.1519 |  | 32230.2333 | 7978.3036 | 22194.6104 | 31081.0405 | 11987.2691 | 105471.457 |  | 20659.0512 | 1822.8575 | 26589.9425 | 9616.2335 | 157287.5011 | 215975.5858 |  | 43537.2332 | 1822.8575 | 26589.9425 | 9616.2335 | 0 | 81566.2666
|  |  | 1376 | 1376 | C2 | 664 | 124 | 224 | 192 | 172 | 1376 | 514 | 124 | 224 | 192 | 324 | 1378 | 332 | 0 | 0 | 0 | -332 | 0 | 664 | 62 | 112 | 182 | 356 | 1376 | 538 | 0 | 0 | 0 | -538 | 0 | 664 | 20 | 122 | 32 | 538 | 1376 |  |  | C2 | 8e-05 | 8e-05 | 0.00011 | 0.00026 | 0.00055 | C2 | 471754 | 471754 | 471754 | 471754 | 471754 | C2 | 37.7403 | 37.7403 | 51.8929 | 122.656 | 259.4647 | C2 | 19398.5245 | 4679.7997 | 11624.0186 | 23549.9597 | 84066.5628 | 143318.8652 |  | 25059.5725 | 4679.7997 | 11624.0186 | 23549.9597 | 44627.9284 | 109541.2788 |  | 25059.5725 | 2339.8998 | 5812.0093 | 22323.3993 | 92369.4332 | 147904.3141 |  | 37589.3587 | 2339.8998 | 5812.0093 | 22323.3993 | 6227.1528 | 74291.8199 |  | 25059.5725 | 754.8064 | 6330.9387 | 3924.9933 | 139592.0086 | 175662.3194 |  | 45363.8646 | 754.8064 | 6330.9387 | 3924.9933 | 0 | 56374.603
|  |  | 932 | 932 | C3 | 308 | 312 | 104 | 204 | 4 | 932 | 190 | 313 | 104 | 204 | 123 | 934 | 150 | 0 | 0 | 0 | -150 | 0 | 308 | 150 | 229 | 27 | 218 | 932 | 245 | 0 | 0 | 0 | -245 | 0 | 308 | 88 | 283 | 8 | 245 | 932 |  |  | C3 | 8e-05 | 8e-05 | 0.00011 | 0.00026 | 0.00055 | C3 | 707631 | 707631 | 707631 | 707631 | 707631 | C3 | 56.6105 | 56.6105 | 77.8394 | 183.9841 | 389.1971 | C3 | 10755.9912 | 17719.0802 | 8095.2986 | 37532.7482 | 47871.2372 | 121974.3555 |  | 17436.0278 | 17662.4698 | 8095.2986 | 37532.7482 | 1556.7882 | 82283.3327 |  | 17436.0278 | 8491.572 | 17825.2249 | 4967.5696 | 84844.9569 | 133565.3513 |  | 25927.5998 | 8491.572 | 17825.2249 | 4967.5696 | 26465.3994 | 83677.3658 |  | 17436.0278 | 4981.7222 | 22028.553 | 1471.8725 | 95353.2773 | 141271.4528 |  | 31305.5954 | 4981.7222 | 22028.553 | 1471.8725 | 0 | 59787.7432
|  |  | 219 | 219 | C4 | 64 | 26 | 62 | 37 | 30 | 219 | 0 | 26 | 62 | 37 | 94 | 219 | 61 | 0 | 0 | 0 | -61 | 0 | 64 | 2 | 66 | 20 | 67 | 219 | 87 | 0 | 0 | 0 | -87 | 0 | 64 | 2 | 26 | 40 | 87 | 219 |  |  | C4 | 8e-05 | 8e-05 | 0.00011 | 0.00026 | 0.00055 | C4 | 1179385 | 1179385 | 1179385 | 1179385 | 1179385 | C4 | 94.3508 | 94.3508 | 129.7323 | 306.6401 | 648.6617 | C4 | 0 | 2453.1208 | 8043.4057 | 11345.6837 | 60974.2045 | 82816.4147 |  | 6038.4512 | 2453.1208 | 8043.4057 | 11345.6837 | 19459.8525 | 47340.5139 |  | 6038.4512 | 188.7016 | 8562.3351 | 6132.802 | 43460.3372 | 64382.6272 |  | 11793.85 | 188.7016 | 8562.3351 | 6132.802 | 3891.9705 | 30569.6592 |  | 6038.4512 | 188.7016 | 3373.0411 | 12265.604 | 56433.5722 | 78299.3702 |  | 14246.9708 | 188.7016 | 3373.0411 | 12265.604 | 0 | 30074.3175
|  |  | 5088 | 5088 |  | 1822 | 1122 | 967 | 839 | 338 |  | 1198 | 1125 | 968 | 839 | 966 |  | 981 | 0 | 0 | 0 | -981 |  | 1818 | 516 | 1018 | 591 | 1145 |  | 1736 | 0 | 0 | 0 | -1736 |  | 1818 | 179 | 1163 | 192 | 1736 | [22 empty] | 43205.1183 | 42340.865 | 48758.6064 | 107287.2382 | 270102.7527 | 511694.5807 |  | 69298.7756 | 42231.4181 | 48722.2814 | 107287.2382 | 89619.1074 | 357158.8206 |  | 69193.1027 | 18998.4771 | 54394.1797 | 64504.8114 | 312213.8735 | 519304.4444 |  | 107541.0418 | 18998.4771 | 54394.1797 | 64504.8114 | 48571.7918 | 294010.3019 |  | 69193.1027 | 7748.0877 | 58322.4753 | 27278.7033 | 448666.3592 | 611208.7282 |  | 134453.664 | 7748.0877 | 58322.4753 | 27278.7033 | 0 | 227802.9303
| 132kV OHL Conductor (Tower Lines) |  | 680.814 | 680.814 | C1 | 200.262 | 0 | 480.552 | 0 | 0 | 680.814 | 160.995 | 0 | 480.552 | 0 | 34.601 | 676.148 | 48.146 | 0 | 0 | -48.146 | 0 | 0 | 167.534 | 32.728 | 368.248 | 112.304 | 0 | 680.814 | 112.304 | 0 | 0 | 0 | -112.304 | 0 | 39.267 | 160.995 | 368.248 | 0 | 112.304 | 680.814 |  |  | C1 | 7e-05 | 7e-05 | 0.0001 | 0.00023 | 0.00049 | C1 | 333150.3 | 333150.3 | 333150.3 | 333150.3 | 333150.3 | C1 | 23.3205 | 23.3205 | 33.315 | 76.6246 | 163.2436 | C1 | 3754.4873 | 0 | 16009.6043 | 0 | 5648.3934 | 25412.485 |  | 4670.2142 | 0 | 16009.6043 | 0 | 0 | 20679.8185 |  | 3906.9802 | 763.234 | 12268.1932 | 8605.2456 | 0 | 25543.6529 |  | 5029.77 | 763.234 | 12268.1932 | 4916.0791 | 0 | 22977.2762 |  | 915.7269 | 3754.4873 | 12268.1932 | 0 | 18332.9145 | 35271.3219 |  | 3534.7147 | 3754.4873 | 12268.1932 | 0 | 0 | 19557.3951
|  |  | 374.326 | 374.326 | C2 | 96.332 | 26.057 | 251.937 | 0 | 0 | 374.326 | 51.35 | 26.057 | 251.937 | 0 | 40.314 | 369.658 | 23.096 | 0 | 0 | -23.096 | 0 | 0 | 96.332 | 26.057 | 189.464 | 62.473 | 0 | 374.326 | 62.473 | 0 | 0 | 0 | -62.473 | 0 | 44.982 | 57.843 | 209.028 | 0 | 62.473 | 374.326 |  |  | C2 | 7e-05 | 7e-05 | 0.0001 | 0.00023 | 0.00049 | C2 | 475929 | 475929 | 475929 | 475929 | 475929 | C2 | 33.315 | 33.315 | 47.5929 | 109.4637 | 233.2052 | C2 | 1710.7268 | 868.0897 | 11990.4124 | 0 | 9401.4348 | 23970.6638 |  | 3209.3035 | 868.0897 | 11990.4124 | 0 | 0 | 16067.8057 |  | 3209.3035 | 868.0897 | 9017.1412 | 6838.5239 | 0 | 19933.0583 |  | 3978.7474 | 868.0897 | 9017.1412 | 4310.3509 | 0 | 18174.3293 |  | 1498.5767 | 1927.0413 | 9948.2487 | 0 | 14569.0291 | 27942.8957 |  | 3579.8665 | 1927.0413 | 9948.2487 | 0 | 0 | 15455.1565
|  |  | 255.091 | 255.091 | C3 | 136.196 | 12.659 | 106.236 | 0 | 0 | 255.091 | 57.475 | 12.659 | 106.236 | 0 | 74.055 | 250.425 | 16.543 | 0 | 0 | -16.543 | 0 | 0 | 124.016 | 24.839 | 79.727 | 26.509 | 0 | 255.091 | 26.509 | 0 | 0 | 0 | -26.509 | 0 | 92.75 | 43.445 | 92.387 | 0 | 26.509 | 255.091 |  |  | C3 | 7e-05 | 7e-05 | 0.0001 | 0.00023 | 0.00049 | C3 | 713893.5 | 713893.5 | 713893.5 | 713893.5 | 713893.5 | C3 | 49.9725 | 49.9725 | 71.3894 | 164.1955 | 349.8078 | C3 | 2872.172 | 632.6024 | 7584.119 | 0 | 25905.0177 | 36993.9112 |  | 6806.0607 | 632.6024 | 7584.119 | 0 | 0 | 15022.7822 |  | 6197.3951 | 1241.268 | 5691.6587 | 4352.6586 | 0 | 17482.9805 |  | 7024.091 | 1241.268 | 5691.6587 | 1636.3724 | 0 | 15593.3901 |  | 4634.9535 | 2171.0572 | 6595.4479 | 0 | 9273.0554 | 22674.514 |  | 5959.6757 | 2171.0572 | 6595.4479 | 0 | 0 | 14726.1808
|  |  | 63.769 | 63.769 | C4 | 8.52 | 7.225 | 48.024 | 0 | 0 | 63.769 | 0 | 7.225 | 48.024 | 0 | 8.52 | 63.769 | 14.115 | 0 | 0 | -14.115 | 0 | 0 | 8.52 | 7.225 | 33.91 | 14.114 | 0 | 63.769 | 14.114 | 0 | 0 | 0 | -14.114 | 0 | 8.52 | 0 | 41.135 | 0 | 14.114 | 63.769 |  |  | C4 | 7e-05 | 7e-05 | 0.0001 | 0.00023 | 0.00049 | C4 | 1189822.5 | 1189822.5 | 1189822.5 | 1189822.5 | 1189822.5 | C4 | 83.2876 | 83.2876 | 118.9823 | 273.6592 | 583.013 | C4 | 0 | 601.7527 | 5714.0036 | 0 | 4967.271 | 11283.0273 |  | 709.6101 | 601.7527 | 5714.0036 | 0 | 0 | 7025.3664 |  | 709.6101 | 601.7527 | 4034.6881 | 3862.4256 | 0 | 9208.4766 |  | 1885.2143 | 601.7527 | 4034.6881 | -0.27366 | 0 | 6521.3814 |  | 709.6101 | 0 | 4894.3349 | 0 | 8228.6458 | 13832.5908 |  | 1885.131 | 0 | 4894.3349 | 0 | 0 | 6779.4658
|  |  | 1374 | 1374 |  | 441.31 | 45.941 | 886.749 | 0 | 0 |  | 269.82 | 45.941 | 886.749 | 0 | 157.49 |  | 101.9 | 0 | 0 | -101.9 | 0 |  | 396.402 | 90.849 | 671.349 | 215.4 | 0 |  | 215.4 | 0 | 0 | 0 | -215.4 |  | 185.519 | 262.283 | 710.798 | 0 | 215.4 | [22 empty] | 8337.3861 | 2102.4449 | 41298.1393 | 0 | 45922.117 | 97660.0873 |  | 15395.1885 | 2102.4449 | 41298.1393 | 0 | 0 | 58795.7727 |  | 14023.2889 | 3474.3445 | 31011.6812 | 23658.8537 | 0 | 72168.1683 |  | 17917.8226 | 3474.3445 | 31011.6812 | 10862.5288 | 0 | 63266.3771 |  | 7758.8673 | 7852.5858 | 33706.2246 | 0 | 50403.6448 | 99721.3225 |  | 14959.388 | 7852.5858 | 33706.2246 | 0 | 0 | 56518.1983
| [Please insert new asset category as required] |  | 0 | 0 | C1 | 0 | 0 | 0 | 0 | 0 | 0 | 0 | 0 | 0 | 0 | 0 | 0 | 0 | 0 | 0 | 0 | 0 | 0 | 0 | 0 | 0 | 0 | 0 | 0 | 0 | 0 | 0 | 0 | 0 | 0 | 0 | 0 | 0 | 0 | 0 | 0 |  |  | C1 | 0 | 0 | 0 | 0 | 0 | C1 | 0 | 0 | 0 | 0 | 0 | C1 | [5 empty] | C1 | [5 empty] | 0 | [6 empty] | 0 | [6 empty] | 0 | [6 empty] | 0 | [6 empty] | 0 | [6 empty] | 0
|  |  | 0 | 0 | C2 | 0 | 0 | 0 | 0 | 0 | 0 | 0 | 0 | 0 | 0 | 0 | 0 | 0 | 0 | 0 | 0 | 0 | 0 | 0 | 0 | 0 | 0 | 0 | 0 | 0 | 0 | 0 | 0 | 0 | 0 | 0 | 0 | 0 | 0 | 0 | 0 |  |  | C2 | 0 | 0 | 0 | 0 | 0 | C2 | 0 | 0 | 0 | 0 | 0 | C2 | [5 empty] | C2 | [5 empty] | 0 | [6 empty] | 0 | [6 empty] | 0 | [6 empty] | 0 | [6 empty] | 0 | [6 empty] | 0
|  |  | 0 | 0 | C3 | 0 | 0 | 0 | 0 | 0 | 0 | 0 | 0 | 0 | 0 | 0 | 0 | 0 | 0 | 0 | 0 | 0 | 0 | 0 | 0 | 0 | 0 | 0 | 0 | 0 | 0 | 0 | 0 | 0 | 0 | 0 | 0 | 0 | 0 | 0 | 0 |  |  | C3 | 0 | 0 | 0 | 0 | 0 | C3 | 0 | 0 | 0 | 0 | 0 | C3 | [5 empty] | C3 | [5 empty] | 0 | [6 empty] | 0 | [6 empty] | 0 | [6 empty] | 0 | [6 empty] | 0 | [6 empty] | 0
|  |  | 0 | 0 | C4 | 0 | 0 | 0 | 0 | 0 | 0 | 0 | 0 | 0 | 0 | 0 | 0 | 0 | 0 | 0 | 0 | 0 | 0 | 0 | 0 | 0 | 0 | 0 | 0 | 0 | 0 | 0 | 0 | 0 | 0 | 0 | 0 | 0 | 0 | 0 | 0 |  |  | C4 | 0 | 0 | 0 | 0 | 0 | C4 | 0 | 0 | 0 | 0 | 0 | C4 | [5 empty] | C4 | [5 empty] | 0 | [6 empty] | 0 | [6 empty] | 0 | [6 empty] | 0 | [6 empty] | 0 | [6 empty] | 0
|  |  | 0 | 0 |  | 0 | 0 | 0 | 0 | 0 |  | 0 | 0 | 0 | 0 | 0 |  | 0 | 0 | 0 | 0 | 0 |  | 0 | 0 | 0 | 0 | 0 |  | 0 | 0 | 0 | 0 | 0 |  | 0 | 0 | 0 | 0 | 0 | [22 empty] | 0 | 0 | 0 | 0 | 0 | 0 |  | 0 | 0 | 0 | 0 | 0 | 0 |  | 0 | 0 | 0 | 0 | 0 | 0 |  | 0 | 0 | 0 | 0 | 0 | 0 |  | 0 | 0 | 0 | 0 | 0 | 0 |  | 0 | 0 | 0 | 0 | 0 | 0
| [Please insert new asset category as required] |  | 0 | 0 | C1 | 0 | 0 | 0 | 0 | 0 | 0 | 0 | 0 | 0 | 0 | 0 | 0 | 0 | 0 | 0 | 0 | 0 | 0 | 0 | 0 | 0 | 0 | 0 | 0 | 0 | 0 | 0 | 0 | 0 | 0 | 0 | 0 | 0 | 0 | 0 | 0 |  |  | C1 | 0 | 0 | 0 | 0 | 0 | C1 | 0 | 0 | 0 | 0 | 0 | C1 | [5 empty] | C1 | [5 empty] | 0 | [6 empty] | 0 | [6 empty] | 0 | [6 empty] | 0 | [6 empty] | 0 | [6 empty] | 0
|  |  | 0 | 0 | C2 | 0 | 0 | 0 | 0 | 0 | 0 | 0 | 0 | 0 | 0 | 0 | 0 | 0 | 0 | 0 | 0 | 0 | 0 | 0 | 0 | 0 | 0 | 0 | 0 | 0 | 0 | 0 | 0 | 0 | 0 | 0 | 0 | 0 | 0 | 0 | 0 |  |  | C2 | 0 | 0 | 0 | 0 | 0 | C2 | 0 | 0 | 0 | 0 | 0 | C2 | [5 empty] | C2 | [5 empty] | 0 | [6 empty] | 0 | [6 empty] | 0 | [6 empty] | 0 | [6 empty] | 0 | [6 empty] | 0
|  |  | 0 | 0 | C3 | 0 | 0 | 0 | 0 | 0 | 0 | 0 | 0 | 0 | 0 | 0 | 0 | 0 | 0 | 0 | 0 | 0 | 0 | 0 | 0 | 0 | 0 | 0 | 0 | 0 | 0 | 0 | 0 | 0 | 0 | 0 | 0 | 0 | 0 | 0 | 0 |  |  | C3 | 0 | 0 | 0 | 0 | 0 | C3 | 0 | 0 | 0 | 0 | 0 | C3 | [5 empty] | C3 | [5 empty] | 0 | [6 empty] | 0 | [6 empty] | 0 | [6 empty] | 0 | [6 empty] | 0 | [6 empty] | 0
|  |  | 0 | 0 | C4 | 0 | 0 | 0 | 0 | 0 | 0 | 0 | 0 | 0 | 0 | 0 | 0 | 0 | 0 | 0 | 0 | 0 | 0 | 0 | 0 | 0 | 0 | 0 | 0 | 0 | 0 | 0 | 0 | 0 | 0 | 0 | 0 | 0 | 0 | 0 | 0 |  |  | C4 | 0 | 0 | 0 | 0 | 0 | C4 | 0 | 0 | 0 | 0 | 0 | C4 | [5 empty] | C4 | [5 empty] | 0 | [6 empty] | 0 | [6 empty] | 0 | [6 empty] | 0 | [6 empty] | 0 | [6 empty] | 0
|  |  | 0 | 0 |  | 0 | 0 | 0 | 0 | 0 |  | 0 | 0 | 0 | 0 | 0 |  | 0 | 0 | 0 | 0 | 0 |  | 0 | 0 | 0 | 0 | 0 |  | 0 | 0 | 0 | 0 | 0 |  | 0 | 0 | 0 | 0 | 0 | [22 empty] | 0 | 0 | 0 | 0 | 0 | 0 |  | 0 | 0 | 0 | 0 | 0 | 0 |  | 0 | 0 | 0 | 0 | 0 | 0 |  | 0 | 0 | 0 | 0 | 0 | 0 |  | 0 | 0 | 0 | 0 | 0 | 0 |  | 0 | 0 | 0 | 0 | 0 | 0
| [Please insert new asset category as required] |  | 0 | 0 | C1 | 0 | 0 | 0 | 0 | 0 | 0 | 0 | 0 | 0 | 0 | 0 | 0 | 0 | 0 | 0 | 0 | 0 | 0 | 0 | 0 | 0 | 0 | 0 | 0 | 0 | 0 | 0 | 0 | 0 | 0 | 0 | 0 | 0 | 0 | 0 | 0 |  |  | C1 | 0 | 0 | 0 | 0 | 0 | C1 | 0 | 0 | 0 | 0 | 0 | C1 | [5 empty] | C1 | [5 empty] | 0 | [6 empty] | 0 | [6 empty] | 0 | [6 empty] | 0 | [6 empty] | 0 | [6 empty] | 0
|  |  | 0 | 0 | C2 | 0 | 0 | 0 | 0 | 0 | 0 | 0 | 0 | 0 | 0 | 0 | 0 | 0 | 0 | 0 | 0 | 0 | 0 | 0 | 0 | 0 | 0 | 0 | 0 | 0 | 0 | 0 | 0 | 0 | 0 | 0 | 0 | 0 | 0 | 0 | 0 |  |  | C2 | 0 | 0 | 0 | 0 | 0 | C2 | 0 | 0 | 0 | 0 | 0 | C2 | [5 empty] | C2 | [5 empty] | 0 | [6 empty] | 0 | [6 empty] | 0 | [6 empty] | 0 | [6 empty] | 0 | [6 empty] | 0
|  |  | 0 | 0 | C3 | 0 | 0 | 0 | 0 | 0 | 0 | 0 | 0 | 0 | 0 | 0 | 0 | 0 | 0 | 0 | 0 | 0 | 0 | 0 | 0 | 0 | 0 | 0 | 0 | 0 | 0 | 0 | 0 | 0 | 0 | 0 | 0 | 0 | 0 | 0 | 0 |  |  | C3 | 0 | 0 | 0 | 0 | 0 | C3 | 0 | 0 | 0 | 0 | 0 | C3 | [5 empty] | C3 | [5 empty] | 0 | [6 empty] | 0 | [6 empty] | 0 | [6 empty] | 0 | [6 empty] | 0 | [6 empty] | 0
|  |  | 0 | 0 | C4 | 0 | 0 | 0 | 0 | 0 | 0 | 0 | 0 | 0 | 0 | 0 | 0 | 0 | 0 | 0 | 0 | 0 | 0 | 0 | 0 | 0 | 0 | 0 | 0 | 0 | 0 | 0 | 0 | 0 | 0 | 0 | 0 | 0 | 0 | 0 | 0 |  |  | C4 | 0 | 0 | 0 | 0 | 0 | C4 | 0 | 0 | 0 | 0 | 0 | C4 | [5 empty] | C4 | [5 empty] | 0 | [6 empty] | 0 | [6 empty] | 0 | [6 empty] | 0 | [6 empty] | 0 | [6 empty] | 0
|  |  | 0 | 0 |  | 0 | 0 | 0 | 0 | 0 |  | 0 | 0 | 0 | 0 | 0 |  | 0 | 0 | 0 | 0 | 0 |  | 0 | 0 | 0 | 0 | 0 |  | 0 | 0 | 0 | 0 | 0 |  | 0 | 0 | 0 | 0 | 0 | [22 empty] | 0 | 0 | 0 | 0 | 0 | 0 |  | 0 | 0 | 0 | 0 | 0 | 0 |  | 0 | 0 | 0 | 0 | 0 | 0 |  | 0 | 0 | 0 | 0 | 0 | 0 |  | 0 | 0 | 0 | 0 | 0 | 0 |  | 0 | 0 | 0 | 0 | 0 | 0
[63 empty] | 2480578.7976 | 1464764.5436 | 7415805.399 | 14798252.4172 | 3872177.6945 | 30031578.8519 |  | 2906624.8917 | 1472726.3957 | 7335349.4212 | 12977380.782 | 1936991.0892 | 26629072.5798 |  | 2672468.4767 | 1556998.467 | 7759586.0809 | 11262426.8856 | 9396736.7039 | 32648216.6141 |  | 3411631.8382 | 1594448.5072 | 7759586.0809 | 8826975.7161 | 2974683.8564 | 24567325.9988 |  | 2389660.1835 | 1738267.1225 | 7415385.2343 | 10846176.3488 | 14058230.7107 | 36447719.5998 |  | 3775960.8945 | 1813167.2029 | 7355559.5756 | 6581355.6898 | 905928.7022 | 20431972.065
| Other | [66 empty] | 0 | [6 empty] | 0 | [6 empty] | 0 | [6 empty] | 0 | [6 empty] | 0 | [6 empty] | 0
| Submarine Cables |  | 0 | 0 | C1 | 0 | 0 | 0 | 0 | 0 | 0 | 0 | 0 | 0 | 0 | 0 | 0 | 0 | 0 | 0 | 0 | 0 | 0 | 0 | 0 | 0 | 0 | 0 | 0 | 0 | 0 | 0 | 0 | 0 | 0 | 0 | 0 | 0 | 0 | 0 | 0 |  |  | C1 | 0 | 0 | 0 | 0 | 0 | C1 | 0 | 0 | 0 | 0 | 0 | C1 | [5 empty] | C1 | [5 empty] | 0 | [6 empty] | 0 | [6 empty] | 0 | [6 empty] | 0 | [6 empty] | 0 | [6 empty] | 0
|  |  | 0 | 0 | C2 | 0 | 0 | 0 | 0 | 0 | 0 | 0 | 0 | 0 | 0 | 0 | 0 | 0 | 0 | 0 | 0 | 0 | 0 | 0 | 0 | 0 | 0 | 0 | 0 | 0 | 0 | 0 | 0 | 0 | 0 | 0 | 0 | 0 | 0 | 0 | 0 |  |  | C2 | 0 | 0 | 0 | 0 | 0 | C2 | 0 | 0 | 0 | 0 | 0 | C2 | [5 empty] | C2 | [5 empty] | 0 | [6 empty] | 0 | [6 empty] | 0 | [6 empty] | 0 | [6 empty] | 0 | [6 empty] | 0
|  |  | 0 | 0 | C3 | 0 | 0 | 0 | 0 | 0 | 0 | 0 | 0 | 0 | 0 | 0 | 0 | 0 | 0 | 0 | 0 | 0 | 0 | 0 | 0 | 0 | 0 | 0 | 0 | 0 | 0 | 0 | 0 | 0 | 0 | 0 | 0 | 0 | 0 | 0 | 0 |  |  | C3 | 0 | 0 | 0 | 0 | 0 | C3 | 0 | 0 | 0 | 0 | 0 | C3 | [5 empty] | C3 | [5 empty] | 0 | [6 empty] | 0 | [6 empty] | 0 | [6 empty] | 0 | [6 empty] | 0 | [6 empty] | 0
|  |  | 0 | 0 | C4 | 0 | 0 | 0 | 0 | 0 | 0 | 0 | 0 | 0 | 0 | 0 | 0 | 0 | 0 | 0 | 0 | 0 | 0 | 0 | 0 | 0 | 0 | 0 | 0 | 0 | 0 | 0 | 0 | 0 | 0 | 0 | 0 | 0 | 0 | 0 | 0 |  |  | C4 | 0 | 0 | 0 | 0 | 0 | C4 | 0 | 0 | 0 | 0 | 0 | C4 | [5 empty] | C4 | [5 empty] | 0 | [6 empty] | 0 | [6 empty] | 0 | [6 empty] | 0 | [6 empty] | 0 | [6 empty] | 0
|  |  | 0 | 0 |  | 0 | 0 | 0 | 0 | 0 |  | 0 | 0 | 0 | 0 | 0 |  | 0 | 0 | 0 | 0 | 0 |  | 0 | 0 | 0 | 0 | 0 |  | 0 | 0 | 0 | 0 | 0 |  | 0 | 0 | 0 | 0 | 0 | [22 empty] | 0 | 0 | 0 | 0 | 0 | 0 |  | 0 | 0 | 0 | 0 | 0 | 0 |  | 0 | 0 | 0 | 0 | 0 | 0 |  | 0 | 0 | 0 | 0 | 0 | 0 |  | 0 | 0 | 0 | 0 | 0 | 0 |  | 0 | 0 | 0 | 0 | 0 | 0
| [Please insert new asset category as required] |  | 0 | 0 | C1 | 0 | 0 | 0 | 0 | 0 | 0 | 0 | 0 | 0 | 0 | 0 | 0 | 0 | 0 | 0 | 0 | 0 | 0 | 0 | 0 | 0 | 0 | 0 | 0 | 0 | 0 | 0 | 0 | 0 | 0 | 0 | 0 | 0 | 0 | 0 | 0 |  |  | C1 | 0 | 0 | 0 | 0 | 0 | C1 | 0 | 0 | 0 | 0 | 0 | C1 | [5 empty] | C1 | [5 empty] | 0 | [6 empty] | 0 | [6 empty] | 0 | [6 empty] | 0 | [6 empty] | 0 | [6 empty] | 0
|  |  | 0 | 0 | C2 | 0 | 0 | 0 | 0 | 0 | 0 | 0 | 0 | 0 | 0 | 0 | 0 | 0 | 0 | 0 | 0 | 0 | 0 | 0 | 0 | 0 | 0 | 0 | 0 | 0 | 0 | 0 | 0 | 0 | 0 | 0 | 0 | 0 | 0 | 0 | 0 |  |  | C2 | 0 | 0 | 0 | 0 | 0 | C2 | 0 | 0 | 0 | 0 | 0 | C2 | [5 empty] | C2 | [5 empty] | 0 | [6 empty] | 0 | [6 empty] | 0 | [6 empty] | 0 | [6 empty] | 0 | [6 empty] | 0
|  |  | 0 | 0 | C3 | 0 | 0 | 0 | 0 | 0 | 0 | 0 | 0 | 0 | 0 | 0 | 0 | 0 | 0 | 0 | 0 | 0 | 0 | 0 | 0 | 0 | 0 | 0 | 0 | 0 | 0 | 0 | 0 | 0 | 0 | 0 | 0 | 0 | 0 | 0 | 0 |  |  | C3 | 0 | 0 | 0 | 0 | 0 | C3 | 0 | 0 | 0 | 0 | 0 | C3 | [5 empty] | C3 | [5 empty] | 0 | [6 empty] | 0 | [6 empty] | 0 | [6 empty] | 0 | [6 empty] | 0 | [6 empty] | 0
|  |  | 0 | 0 | C4 | 0 | 0 | 0 | 0 | 0 | 0 | 0 | 0 | 0 | 0 | 0 | 0 | 0 | 0 | 0 | 0 | 0 | 0 | 0 | 0 | 0 | 0 | 0 | 0 | 0 | 0 | 0 | 0 | 0 | 0 | 0 | 0 | 0 | 0 | 0 | 0 |  |  | C4 | 0 | 0 | 0 | 0 | 0 | C4 | 0 | 0 | 0 | 0 | 0 | C4 | [5 empty] | C4 | [5 empty] | 0 | [6 empty] | 0 | [6 empty] | 0 | [6 empty] | 0 | [6 empty] | 0 | [6 empty] | 0
|  |  | 0 | 0 |  | 0 | 0 | 0 | 0 | 0 |  | 0 | 0 | 0 | 0 | 0 |  | 0 | 0 | 0 | 0 | 0 |  | 0 | 0 | 0 | 0 | 0 |  | 0 | 0 | 0 | 0 | 0 |  | 0 | 0 | 0 | 0 | 0 | [22 empty] | 0 | 0 | 0 | 0 | 0 | 0 |  | 0 | 0 | 0 | 0 | 0 | 0 |  | 0 | 0 | 0 | 0 | 0 | 0 |  | 0 | 0 | 0 | 0 | 0 | 0 |  | 0 | 0 | 0 | 0 | 0 | 0 |  | 0 | 0 | 0 | 0 | 0 | 0
| [Please insert new asset category as required] |  | 0 | 0 | C1 | 0 | 0 | 0 | 0 | 0 | 0 | 0 | 0 | 0 | 0 | 0 | 0 | 0 | 0 | 0 | 0 | 0 | 0 | 0 | 0 | 0 | 0 | 0 | 0 | 0 | 0 | 0 | 0 | 0 | 0 | 0 | 0 | 0 | 0 | 0 | 0 |  |  | C1 | 0 | 0 | 0 | 0 | 0 | C1 | 0 | 0 | 0 | 0 | 0 | C1 | [5 empty] | C1 | [5 empty] | 0 | [6 empty] | 0 | [6 empty] | 0 | [6 empty] | 0 | [6 empty] | 0 | [6 empty] | 0
|  |  | 0 | 0 | C2 | 0 | 0 | 0 | 0 | 0 | 0 | 0 | 0 | 0 | 0 | 0 | 0 | 0 | 0 | 0 | 0 | 0 | 0 | 0 | 0 | 0 | 0 | 0 | 0 | 0 | 0 | 0 | 0 | 0 | 0 | 0 | 0 | 0 | 0 | 0 | 0 |  |  | C2 | 0 | 0 | 0 | 0 | 0 | C2 | 0 | 0 | 0 | 0 | 0 | C2 | [5 empty] | C2 | [5 empty] | 0 | [6 empty] | 0 | [6 empty] | 0 | [6 empty] | 0 | [6 empty] | 0 | [6 empty] | 0
|  |  | 0 | 0 | C3 | 0 | 0 | 0 | 0 | 0 | 0 | 0 | 0 | 0 | 0 | 0 | 0 | 0 | 0 | 0 | 0 | 0 | 0 | 0 | 0 | 0 | 0 | 0 | 0 | 0 | 0 | 0 | 0 | 0 | 0 | 0 | 0 | 0 | 0 | 0 | 0 |  |  | C3 | 0 | 0 | 0 | 0 | 0 | C3 | 0 | 0 | 0 | 0 | 0 | C3 | [5 empty] | C3 | [5 empty] | 0 | [6 empty] | 0 | [6 empty] | 0 | [6 empty] | 0 | [6 empty] | 0 | [6 empty] | 0
|  |  | 0 | 0 | C4 | 0 | 0 | 0 | 0 | 0 | 0 | 0 | 0 | 0 | 0 | 0 | 0 | 0 | 0 | 0 | 0 | 0 | 0 | 0 | 0 | 0 | 0 | 0 | 0 | 0 | 0 | 0 | 0 | 0 | 0 | 0 | 0 | 0 | 0 | 0 | 0 |  |  | C4 | 0 | 0 | 0 | 0 | 0 | C4 | 0 | 0 | 0 | 0 | 0 | C4 | [5 empty] | C4 | [5 empty] | 0 | [6 empty] | 0 | [6 empty] | 0 | [6 empty] | 0 | [6 empty] | 0 | [6 empty] | 0
|  |  | 0 | 0 |  | 0 | 0 | 0 | 0 | 0 |  | 0 | 0 | 0 | 0 | 0 |  | 0 | 0 | 0 | 0 | 0 |  | 0 | 0 | 0 | 0 | 0 |  | 0 | 0 | 0 | 0 | 0 |  | 0 | 0 | 0 | 0 | 0 | [22 empty] | 0 | 0 | 0 | 0 | 0 | 0 |  | 0 | 0 | 0 | 0 | 0 | 0 |  | 0 | 0 | 0 | 0 | 0 | 0 |  | 0 | 0 | 0 | 0 | 0 | 0 |  | 0 | 0 | 0 | 0 | 0 | 0 |  | 0 | 0 | 0 | 0 | 0 | 0
| [Please insert new asset category as required] |  | 0 | 0 | C1 | 0 | 0 | 0 | 0 | 0 | 0 | 0 | 0 | 0 | 0 | 0 | 0 | 0 | 0 | 0 | 0 | 0 | 0 | 0 | 0 | 0 | 0 | 0 | 0 | 0 | 0 | 0 | 0 | 0 | 0 | 0 | 0 | 0 | 0 | 0 | 0 |  |  | C1 | 0 | 0 | 0 | 0 | 0 | C1 | 0 | 0 | 0 | 0 | 0 | C1 | [5 empty] | C1 | [5 empty] | 0 | [6 empty] | 0 | [6 empty] | 0 | [6 empty] | 0 | [6 empty] | 0 | [6 empty] | 0
|  |  | 0 | 0 | C2 | 0 | 0 | 0 | 0 | 0 | 0 | 0 | 0 | 0 | 0 | 0 | 0 | 0 | 0 | 0 | 0 | 0 | 0 | 0 | 0 | 0 | 0 | 0 | 0 | 0 | 0 | 0 | 0 | 0 | 0 | 0 | 0 | 0 | 0 | 0 | 0 |  |  | C2 | 0 | 0 | 0 | 0 | 0 | C2 | 0 | 0 | 0 | 0 | 0 | C2 | [5 empty] | C2 | [5 empty] | 0 | [6 empty] | 0 | [6 empty] | 0 | [6 empty] | 0 | [6 empty] | 0 | [6 empty] | 0
|  |  | 0 | 0 | C3 | 0 | 0 | 0 | 0 | 0 | 0 | 0 | 0 | 0 | 0 | 0 | 0 | 0 | 0 | 0 | 0 | 0 | 0 | 0 | 0 | 0 | 0 | 0 | 0 | 0 | 0 | 0 | 0 | 0 | 0 | 0 | 0 | 0 | 0 | 0 | 0 |  |  | C3 | 0 | 0 | 0 | 0 | 0 | C3 | 0 | 0 | 0 | 0 | 0 | C3 | [5 empty] | C3 | [5 empty] | 0 | [6 empty] | 0 | [6 empty] | 0 | [6 empty] | 0 | [6 empty] | 0 | [6 empty] | 0
|  |  | 0 | 0 | C4 | 0 | 0 | 0 | 0 | 0 | 0 | 0 | 0 | 0 | 0 | 0 | 0 | 0 | 0 | 0 | 0 | 0 | 0 | 0 | 0 | 0 | 0 | 0 | 0 | 0 | 0 | 0 | 0 | 0 | 0 | 0 | 0 | 0 | 0 | 0 | 0 |  |  | C4 | 0 | 0 | 0 | 0 | 0 | C4 | 0 | 0 | 0 | 0 | 0 | C4 | [5 empty] | C4 | [5 empty] | 0 | [6 empty] | 0 | [6 empty] | 0 | [6 empty] | 0 | [6 empty] | 0 | [6 empty] | 0
|  |  | 0 | 0 |  | 0 | 0 | 0 | 0 | 0 |  | 0 | 0 | 0 | 0 | 0 |  | 0 | 0 | 0 | 0 | 0 |  | 0 | 0 | 0 | 0 | 0 |  | 0 | 0 | 0 | 0 | 0 |  | 0 | 0 | 0 | 0 | 0 | [22 empty] | 0 | 0 | 0 | 0 | 0 | 0 |  | 0 | 0 | 0 | 0 | 0 | 0 |  | 0 | 0 | 0 | 0 | 0 | 0 |  | 0 | 0 | 0 | 0 | 0 | 0 |  | 0 | 0 | 0 | 0 | 0 | 0 |  | 0 | 0 | 0 | 0 | 0 | 0
| [Please insert new asset category as required] |  | 0 | 0 | C1 | 0 | 0 | 0 | 0 | 0 | 0 | 0 | 0 | 0 | 0 | 0 | 0 | 0 | 0 | 0 | 0 | 0 | 0 | 0 | 0 | 0 | 0 | 0 | 0 | 0 | 0 | 0 | 0 | 0 | 0 | 0 | 0 | 0 | 0 | 0 | 0 |  |  | C1 | 0 | 0 | 0 | 0 | 0 | C1 | 0 | 0 | 0 | 0 | 0 | C1 | [5 empty] | C1 | [5 empty] | 0 | [6 empty] | 0 | [6 empty] | 0 | [6 empty] | 0 | [6 empty] | 0 | [6 empty] | 0
|  |  | 0 | 0 | C2 | 0 | 0 | 0 | 0 | 0 | 0 | 0 | 0 | 0 | 0 | 0 | 0 | 0 | 0 | 0 | 0 | 0 | 0 | 0 | 0 | 0 | 0 | 0 | 0 | 0 | 0 | 0 | 0 | 0 | 0 | 0 | 0 | 0 | 0 | 0 | 0 |  |  | C2 | 0 | 0 | 0 | 0 | 0 | C2 | 0 | 0 | 0 | 0 | 0 | C2 | [5 empty] | C2 | [5 empty] | 0 | [6 empty] | 0 | [6 empty] | 0 | [6 empty] | 0 | [6 empty] | 0 | [6 empty] | 0
|  |  | 0 | 0 | C3 | 0 | 0 | 0 | 0 | 0 | 0 | 0 | 0 | 0 | 0 | 0 | 0 | 0 | 0 | 0 | 0 | 0 | 0 | 0 | 0 | 0 | 0 | 0 | 0 | 0 | 0 | 0 | 0 | 0 | 0 | 0 | 0 | 0 | 0 | 0 | 0 |  |  | C3 | 0 | 0 | 0 | 0 | 0 | C3 | 0 | 0 | 0 | 0 | 0 | C3 | [5 empty] | C3 | [5 empty] | 0 | [6 empty] | 0 | [6 empty] | 0 | [6 empty] | 0 | [6 empty] | 0 | [6 empty] | 0
|  |  | 0 | 0 | C4 | 0 | 0 | 0 | 0 | 0 | 0 | 0 | 0 | 0 | 0 | 0 | 0 | 0 | 0 | 0 | 0 | 0 | 0 | 0 | 0 | 0 | 0 | 0 | 0 | 0 | 0 | 0 | 0 | 0 | 0 | 0 | 0 | 0 | 0 | 0 | 0 |  |  | C4 | 0 | 0 | 0 | 0 | 0 | C4 | 0 | 0 | 0 | 0 | 0 | C4 | [5 empty] | C4 | [5 empty] | 0 | [6 empty] | 0 | [6 empty] | 0 | [6 empty] | 0 | [6 empty] | 0 | [6 empty] | 0
|  |  | 0 | 0 |  | 0 | 0 | 0 | 0 | 0 |  | 0 | 0 | 0 | 0 | 0 |  | 0 | 0 | 0 | 0 | 0 |  | 0 | 0 | 0 | 0 | 0 |  | 0 | 0 | 0 | 0 | 0 |  | 0 | 0 | 0 | 0 | 0 | [22 empty] | 0 | 0 | 0 | 0 | 0 | 0 |  | 0 | 0 | 0 | 0 | 0 | 0 |  | 0 | 0 | 0 | 0 | 0 | 0 |  | 0 | 0 | 0 | 0 | 0 | 0 |  | 0 | 0 | 0 | 0 | 0 | 0 |  | 0 | 0 | 0 | 0 | 0 | 0
| [Please insert new asset category as required] |  | 0 | 0 | C1 | 0 | 0 | 0 | 0 | 0 | 0 | 0 | 0 | 0 | 0 | 0 | 0 | 0 | 0 | 0 | 0 | 0 | 0 | 0 | 0 | 0 | 0 | 0 | 0 | 0 | 0 | 0 | 0 | 0 | 0 | 0 | 0 | 0 | 0 | 0 | 0 |  |  | C1 | 0 | 0 | 0 | 0 | 0 | C1 | 0 | 0 | 0 | 0 | 0 | C1 | [5 empty] | C1 | [5 empty] | 0 | [6 empty] | 0 | [6 empty] | 0 | [6 empty] | 0 | [6 empty] | 0 | [6 empty] | 0
|  |  | 0 | 0 | C2 | 0 | 0 | 0 | 0 | 0 | 0 | 0 | 0 | 0 | 0 | 0 | 0 | 0 | 0 | 0 | 0 | 0 | 0 | 0 | 0 | 0 | 0 | 0 | 0 | 0 | 0 | 0 | 0 | 0 | 0 | 0 | 0 | 0 | 0 | 0 | 0 |  |  | C2 | 0 | 0 | 0 | 0 | 0 | C2 | 0 | 0 | 0 | 0 | 0 | C2 | [5 empty] | C2 | [5 empty] | 0 | [6 empty] | 0 | [6 empty] | 0 | [6 empty] | 0 | [6 empty] | 0 | [6 empty] | 0
|  |  | 0 | 0 | C3 | 0 | 0 | 0 | 0 | 0 | 0 | 0 | 0 | 0 | 0 | 0 | 0 | 0 | 0 | 0 | 0 | 0 | 0 | 0 | 0 | 0 | 0 | 0 | 0 | 0 | 0 | 0 | 0 | 0 | 0 | 0 | 0 | 0 | 0 | 0 | 0 |  |  | C3 | 0 | 0 | 0 | 0 | 0 | C3 | 0 | 0 | 0 | 0 | 0 | C3 | [5 empty] | C3 | [5 empty] | 0 | [6 empty] | 0 | [6 empty] | 0 | [6 empty] | 0 | [6 empty] | 0 | [6 empty] | 0
|  |  | 0 | 0 | C4 | 0 | 0 | 0 | 0 | 0 | 0 | 0 | 0 | 0 | 0 | 0 | 0 | 0 | 0 | 0 | 0 | 0 | 0 | 0 | 0 | 0 | 0 | 0 | 0 | 0 | 0 | 0 | 0 | 0 | 0 | 0 | 0 | 0 | 0 | 0 | 0 |  |  | C4 | 0 | 0 | 0 | 0 | 0 | C4 | 0 | 0 | 0 | 0 | 0 | C4 | [5 empty] | C4 | [5 empty] | 0 | [6 empty] | 0 | [6 empty] | 0 | [6 empty] | 0 | [6 empty] | 0 | [6 empty] | 0
|  |  | 0 | 0 |  | 0 | 0 | 0 | 0 | 0 |  | 0 | 0 | 0 | 0 | 0 |  | 0 | 0 | 0 | 0 | 0 |  | 0 | 0 | 0 | 0 | 0 |  | 0 | 0 | 0 | 0 | 0 |  | 0 | 0 | 0 | 0 | 0 | [22 empty] | 0 | 0 | 0 | 0 | 0 | 0 |  | 0 | 0 | 0 | 0 | 0 | 0 |  | 0 | 0 | 0 | 0 | 0 | 0 |  | 0 | 0 | 0 | 0 | 0 | 0 |  | 0 | 0 | 0 | 0 | 0 | 0 |  | 0 | 0 | 0 | 0 | 0 | 0
[63 empty] | 0 | 0 | 0 | 0 | 0 | 0 |  | 0 | 0 | 0 | 0 | 0 | 0 |  | 0 | 0 | 0 | 0 | 0 | 0 |  | 0 | 0 | 0 | 0 | 0 | 0 |  | 0 | 0 | 0 | 0 | 0 | 0 |  | 0 | 0 | 0 | 0 | 0 | 0
| TOTAL |  | 482937.011 | 482646.331 |  | 149258.883 | 137577.881 | 119843.983 | 35240.506 | 41015.758 |  | 129081.042 | 137912.002 | 121236.698 | 38760.11 | 55495.521 |  | 45755.9 | -193 | -3804 | -9739.9 | -32163.24 |  | 104770.023 | 129945.332 | 120942.016 | 43653.199 | 70442.506 |  | 90897.4 | -293 | -7561.372 | -15179 | -68154.708 |  | 66875.777 | 128384.106 | 118149.782 | 51977.482 | 104366.93 |  |  |  |  | 0 | 0 | 0 | 0 | 0 |  | 0 | 0 | 0 | 0 | 0 | [7 empty] | 21127122.025 | 16789945.2796 | 36073898.4332 | 34933439.3159 | 46189182.6144 | 155113587.668 |  | 24775716.5745 | 16684481.1612 | 35373315.2284 | 28801016.837 | 29621134.5805 | 135255664.3815 |  | 19699975.2262 | 16565584.954 | 35849697.655 | 33683115.466 | 60861562.67 | 166659935.9712 |  | 26403193.3249 | 16506336.085 | 35164839.206 | 24710981.8768 | 28696452.0307 | 131481802.5233 |  | 14837928.357 | 16585738.2608 | 33139130.3201 | 38778360.5976 | 101301790.7764 | 204642948.3119 |  | 28008310.1856 | 16508063.6387 | 31829664.3822 | 26529107.3106 | 26138282.4921 | 129013428.0093
Health Index Definitions
|  |  | HI1 | New or as new | [57 empty] | LV Network | 2750356.8338 | 4380045.7747 | 7910421.2923 | 3153133.9452 | 12145599.1324 | 30339556.9784 | LV Network | 3416783.2817 | 4367337.1744 | 7842020.1506 | 2727465.7036 | 9041505.0679 | 27395111.3782 | LV Network | 2396550.1939 | 4166230.463 | 7970200.8884 | 3967245.5013 | 14542748.5332 | 33042975.5799 | LV Network | 3862355.2883 | 4146625.7266 | 7768745.5456 | 2639851.7486 | 7989590.3263 | 26407168.6354 | LV Network | 1358405.9947 | 4041002.5722 | 7312009.1067 | 5777398.9267 | 22487402.601 | 40976219.2013 | LV Network | 4255605.3452 | 4001709.6751 | 6919238.3665 | 4233935.5819 | 7247648.8517 | 26658137.8204
|  |  | HI2 | Good or seviceable condition | [57 empty] | HV Network | 14744158.1432 | 9928839.9565 | 14427742.3605 | 10148383.2827 | 25562120.2337 | 74811243.9766 | HV Network | 16788650.3144 | 9831506.6339 | 13989122.5543 | 8115021.4852 | 17019778.6337 | 65744079.6214 | HV Network | 13286476.4446 | 10012583.6049 | 13980733.1955 | 12583116.0052 | 31522055.47 | 81384964.7201 | HV Network | 16773249.8607 | 9930372.4025 | 13622576.8297 | 8863312.1166 | 16382617.9596 | 65572129.169 | HV Network | 10071196.4312 | 10143934.5756 | 12361989.0137 | 16897940.0668 | 52946466.1821 | 102421526.2695 | HV Network | 17099634.222 | 10021459.9671 | 11755203.7417 | 11761679.5477 | 16593381.3687 | 67231358.8472
|  |  | HI3 | Deterioration requires assessment and monitoring | [57 empty] | EHV Network | 1152028.2504 | 1016295.0048 | 6319929.3813 | 6833669.6708 | 4609285.5538 | 19931207.8612 | EHV Network | 1663658.0867 | 1012910.9572 | 6206823.1023 | 4981148.8662 | 1622859.7897 | 15487400.8021 | EHV Network | 1344480.111 | 829772.4191 | 6139177.4902 | 5870327.0739 | 5400021.9629 | 19583779.0571 | EHV Network | 2355956.3378 | 834889.4487 | 6013930.7497 | 4380842.2955 | 1349559.8883 | 14935178.7201 | EHV Network | 1018665.7475 | 662533.9905 | 6049746.9654 | 5256845.2554 | 11809691.2827 | 24797483.2414 | EHV Network | 2877109.7239 | 671726.7936 | 5799662.6984 | 3952136.4913 | 1391323.5695 | 14691959.2767
|  |  | HI4 | Material deterioration, intervention requires consideration | [57 empty] | 132kV Network | 2480578.7976 | 1464764.5436 | 7415805.399 | 14798252.4172 | 3872177.6945 | 30031578.8519 | 132kV Network | 2906624.8917 | 1472726.3957 | 7335349.4212 | 12977380.782 | 1936991.0892 | 26629072.5798 | 132kV Network | 2672468.4767 | 1556998.467 | 7759586.0809 | 11262426.8856 | 9396736.7039 | 32648216.6141 | 132kV Network | 3411631.8382 | 1594448.5072 | 7759586.0809 | 8826975.7161 | 2974683.8564 | 24567325.9988 | 132kV Network | 2389660.1835 | 1738267.1225 | 7415385.2343 | 10846176.3488 | 14058230.7107 | 36447719.5998 | 132kV Network | 3775960.8945 | 1813167.2029 | 7355559.5756 | 6581355.6898 | 905928.7022 | 20431972.065
|  |  | HI5 | End of serviceable life, intervention required | [57 empty] | Other | 0 | 0 | 0 | 0 | 0 | 0 | Other | 0 | 0 | 0 | 0 | 0 | 0 | Other | 0 | 0 | 0 | 0 | 0 | 0 | Other | 0 | 0 | 0 | 0 | 0 | 0 | Other | 0 | 0 | 0 | 0 | 0 | 0 | Other | 0 | 0 | 0 | 0 | 0 | 0
[62 empty] | Total | 21127122.025 | 16789945.2796 | 36073898.4332 | 34933439.3159 | 46189182.6144 | 155113587.668 | Total | 24775716.5745 | 16684481.1612 | 35373315.2284 | 28801016.837 | 29621134.5805 | 135255664.3815 | Total | 19699975.2262 | 16565584.954 | 35849697.655 | 33683115.466 | 60861562.67 | 166659935.9712 | Total | 26403193.3249 | 16506336.085 | 35164839.206 | 24710981.8768 | 28696452.0307 | 131481802.5233 | Total | 14837928.357 | 16585738.2608 | 33139130.3201 | 38778360.5976 | 101301790.7764 | 204642948.3119 | Total | 28008310.1856 | 16508063.6387 | 31829664.3822 | 26529107.3106 | 26138282.4921 | 129013428.0093
Criticality Index Definitions
|  |  | C1 | Low criticality
|  |  | C2 | Average criticality
|  |  | C3 | High criticality
|  |  | C4 | Very high criticality

## WMID - Asset Rep
Secondary deliverables RIIO-ED1 - Asset Replacement | [50 empty] | Criticality weightings C1 to C4 | Criticality Rating Boundaries
WMID | [49 empty] | C1 | 0.7 | Below 75% of average
[50 empty] | C2 | 1 | 75%-125%
[50 empty] | C3 | 1.5 | 125%-200%
[50 empty] | C4 | 2.5 | Over 200% of average
Price base (2012/13)
| ASSET CATEGORIES |  | ASSET REGISTER |  |  | End of DPCR5 (31 March 2015) with investment | [5 empty] | End of DPCR5 (31 March 2015) without investment | [5 empty] | Mid-Period Review (31 March 2019) planned investment | [5 empty] | Mid-Period Review (31 March 2019) without investment | [5 empty] | End of RIIO-ED1 (31 March 2023) planned investment | [5 empty] | End of RIIO-ED1 (31 March 2023) without investment | [8 empty] | Probability of Asset Failure | [5 empty] | Consequence of Asset Failure | [5 empty] | Probability of Asset Failure x Consequence of Asset Failure
Is it your current intention to have a health index for this asset category in the RIIO-ED1 control period.
|  |  | as at 31st March 2015 | as at 31st March 2023 |  | HI 1 | HI 2 | HI 3 | HI 4 | HI 5 |  | HI 1 | HI 2 | HI 3 | HI 4 | HI 5 |  | HI 1 | HI 2 | HI 3 | HI 4 | HI 5 |  | HI 1 | HI 2 | HI 3 | HI 4 | HI 5 |  | HI 1 | HI 2 | HI 3 | HI 4 | HI 5 |  | HI 1 | HI 2 | HI 3 | HI 4 | HI 5 |  |  |  |  | HI 1 | HI 2 | HI 3 | HI 4 | HI 5 |  | HI 1 | HI 2 | HI 3 | HI 4 | HI 5 |  | HI 1 | HI 2 | HI 3 | HI 4 | HI 5 |  | End of DPCR5 (without investment) | [6 empty] | Position at Beginning of RIIO-ED1 | [6 empty] | Mid Period (Without Investment) | [6 empty] | Mid Period (With Investment) | [6 empty] | End of RIIO-ED1 (Without Investment) | [6 empty] | End of RIIO-ED1 (With Investment)
| LV Network | [61 empty] | 1 | 2 | 3 | 4 | 5 | Total |  | 1 | 2 | 3 | 4 | 5 | Total |  | 1 | 2 | 3 | 4 | 5 | Total |  | 1 | 2 | 3 | 4 | 5 | Total |  | 1 | 2 | 3 | 4 | 5 | Total |  | 1 | 2 | 3 | 4 | 5 | Total
| LV Switchgear and Other |  | 0 | 0 | C1 | 0 | 0 | 0 | 0 | 0 | 0 | 0 | 0 | 0 | 0 | 0 | 0 | 0 | 0 | 0 | 0 | 0 | 0 | 0 | 0 | 0 | 0 | 0 | 0 | 0 | 0 | 0 | 0 | 0 | 0 | 0 | 0 | 0 | 0 | 0 | 0 | Yes |  | C1 | 0 | 0 | 0 | 0 | 0 | C1 | 0 | 0 | 0 | 0 | 0 | C1 | [5 empty] | C1 | [5 empty] | 0 | [6 empty] | 0 | [6 empty] | 0 | [6 empty] | 0 | [6 empty] | 0 | [6 empty] | 0
|  |  | 0 | 0 | C2 | 0 | 0 | 0 | 0 | 0 | 0 | 0 | 0 | 0 | 0 | 0 | 0 | 0 | 0 | 0 | 0 | 0 | 0 | 0 | 0 | 0 | 0 | 0 | 0 | 0 | 0 | 0 | 0 | 0 | 0 | 0 | 0 | 0 | 0 | 0 | 0 | No |  | C2 | 0 | 0 | 0 | 0 | 0 | C2 | 0 | 0 | 0 | 0 | 0 | C2 | [5 empty] | C2 | [5 empty] | 0 | [6 empty] | 0 | [6 empty] | 0 | [6 empty] | 0 | [6 empty] | 0 | [6 empty] | 0
|  |  | 0 | 0 | C3 | 0 | 0 | 0 | 0 | 0 | 0 | 0 | 0 | 0 | 0 | 0 | 0 | 0 | 0 | 0 | 0 | 0 | 0 | 0 | 0 | 0 | 0 | 0 | 0 | 0 | 0 | 0 | 0 | 0 | 0 | 0 | 0 | 0 | 0 | 0 | 0 |  |  | C3 | 0 | 0 | 0 | 0 | 0 | C3 | 0 | 0 | 0 | 0 | 0 | C3 | [5 empty] | C3 | [5 empty] | 0 | [6 empty] | 0 | [6 empty] | 0 | [6 empty] | 0 | [6 empty] | 0 | [6 empty] | 0
|  |  | 0 | 0 | C4 | 0 | 0 | 0 | 0 | 0 | 0 | 0 | 0 | 0 | 0 | 0 | 0 | 0 | 0 | 0 | 0 | 0 | 0 | 0 | 0 | 0 | 0 | 0 | 0 | 0 | 0 | 0 | 0 | 0 | 0 | 0 | 0 | 0 | 0 | 0 | 0 |  |  | C4 | 0 | 0 | 0 | 0 | 0 | C4 | 0 | 0 | 0 | 0 | 0 | C4 | [5 empty] | C4 | [5 empty] | 0 | [6 empty] | 0 | [6 empty] | 0 | [6 empty] | 0 | [6 empty] | 0 | [6 empty] | 0
|  |  | 0 | 0 |  | 0 | 0 | 0 | 0 | 0 |  | 0 | 0 | 0 | 0 | 0 |  | 0 | 0 | 0 | 0 | 0 |  | 0 | 0 | 0 | 0 | 0 |  | 0 | 0 | 0 | 0 | 0 |  | 0 | 0 | 0 | 0 | 0 | [22 empty] | 0 | 0 | 0 | 0 | 0 | 0 |  | 0 | 0 | 0 | 0 | 0 | 0 |  | 0 | 0 | 0 | 0 | 0 | 0 |  | 0 | 0 | 0 | 0 | 0 | 0 |  | 0 | 0 | 0 | 0 | 0 | 0 |  | 0 | 0 | 0 | 0 | 0 | 0
| LV UGB |  | 0 | 0 | C1 | 0 | 0 | 0 | 0 | 0 | 0 | 0 | 0 | 0 | 0 | 0 | 0 | 0 | 0 | 0 | 0 | 0 | 0 | 0 | 0 | 0 | 0 | 0 | 0 | 0 | 0 | 0 | 0 | 0 | 0 | 0 | 0 | 0 | 0 | 0 | 0 |  |  | C1 | 0 | 0 | 0 | 0 | 0 | C1 | 0 | 0 | 0 | 0 | 0 | C1 | [5 empty] | C1 | [5 empty] | 0 | [6 empty] | 0 | [6 empty] | 0 | [6 empty] | 0 | [6 empty] | 0 | [6 empty] | 0
|  |  | 0 | 0 | C2 | 0 | 0 | 0 | 0 | 0 | 0 | 0 | 0 | 0 | 0 | 0 | 0 | 0 | 0 | 0 | 0 | 0 | 0 | 0 | 0 | 0 | 0 | 0 | 0 | 0 | 0 | 0 | 0 | 0 | 0 | 0 | 0 | 0 | 0 | 0 | 0 |  |  | C2 | 0 | 0 | 0 | 0 | 0 | C2 | 0 | 0 | 0 | 0 | 0 | C2 | [5 empty] | C2 | [5 empty] | 0 | [6 empty] | 0 | [6 empty] | 0 | [6 empty] | 0 | [6 empty] | 0 | [6 empty] | 0
|  |  | 0 | 0 | C3 | 0 | 0 | 0 | 0 | 0 | 0 | 0 | 0 | 0 | 0 | 0 | 0 | 0 | 0 | 0 | 0 | 0 | 0 | 0 | 0 | 0 | 0 | 0 | 0 | 0 | 0 | 0 | 0 | 0 | 0 | 0 | 0 | 0 | 0 | 0 | 0 |  |  | C3 | 0 | 0 | 0 | 0 | 0 | C3 | 0 | 0 | 0 | 0 | 0 | C3 | [5 empty] | C3 | [5 empty] | 0 | [6 empty] | 0 | [6 empty] | 0 | [6 empty] | 0 | [6 empty] | 0 | [6 empty] | 0
|  |  | 0 | 0 | C4 | 0 | 0 | 0 | 0 | 0 | 0 | 0 | 0 | 0 | 0 | 0 | 0 | 0 | 0 | 0 | 0 | 0 | 0 | 0 | 0 | 0 | 0 | 0 | 0 | 0 | 0 | 0 | 0 | 0 | 0 | 0 | 0 | 0 | 0 | 0 | 0 |  |  | C4 | 0 | 0 | 0 | 0 | 0 | C4 | 0 | 0 | 0 | 0 | 0 | C4 | [5 empty] | C4 | [5 empty] | 0 | [6 empty] | 0 | [6 empty] | 0 | [6 empty] | 0 | [6 empty] | 0 | [6 empty] | 0
|  |  | 0 | 0 |  | 0 | 0 | 0 | 0 | 0 |  | 0 | 0 | 0 | 0 | 0 |  | 0 | 0 | 0 | 0 | 0 |  | 0 | 0 | 0 | 0 | 0 |  | 0 | 0 | 0 | 0 | 0 |  | 0 | 0 | 0 | 0 | 0 | [22 empty] | 0 | 0 | 0 | 0 | 0 | 0 |  | 0 | 0 | 0 | 0 | 0 | 0 |  | 0 | 0 | 0 | 0 | 0 | 0 |  | 0 | 0 | 0 | 0 | 0 | 0 |  | 0 | 0 | 0 | 0 | 0 | 0 |  | 0 | 0 | 0 | 0 | 0 | 0
| LV OHL Support |  | 0 | 0 | C1 | 0 | 0 | 0 | 0 | 0 | 0 | 0 | 0 | 0 | 0 | 0 | 0 | 0 | 0 | 0 | 0 | 0 | 0 | 0 | 0 | 0 | 0 | 0 | 0 | 0 | 0 | 0 | 0 | 0 | 0 | 0 | 0 | 0 | 0 | 0 | 0 |  |  | C1 | 0.01282 | 0.01282 | 0.01784 | 0.04389 | 0.09196 | C1 | 3497.2 | 3497.2 | 3497.2 | 3497.2 | 3497.2 | C1 | 44.8341 | 44.8341 | 62.39 | 153.4921 | 321.6025 | C1 | 0 | 0 | 0 | 0 | 0 | 0 |  | 0 | 0 | 0 | 0 | 0 | 0 |  | 0 | 0 | 0 | 0 | 0 | 0 |  | 0 | 0 | 0 | 0 | 0 | 0 |  | 0 | 0 | 0 | 0 | 0 | 0 |  | 0 | 0 | 0 | 0 | 0 | 0
|  |  | 150496 | 150496 | C2 | 26120 | 52654 | 40903 | 11828 | 18991 | 150496 | 20120 | 52654 | 41231 | 12728 | 23791 | 150524 | 17621 | 0 | -2203 | -3084 | -12334 | 0 | 12904 | 52654 | 41784 | 13590 | 29564 | 150496 | 34736 | 0 | -4343 | -6079 | -24314 | 0 | 68 | 52654 | 42640 | 15301 | 39833 | 150496 |  |  | C2 | 0.01282 | 0.01282 | 0.01784 | 0.04389 | 0.09196 | C2 | 4996 | 4996 | 4996 | 4996 | 4996 | C2 | 64.0487 | 64.0487 | 89.1286 | 219.2744 | 459.4322 | C2 | 1288660.2464 | 3372421.3029 | 3674862.9558 | 2790925.0723 | 10930350.5186 | 22057220.096 |  | 1672952.5664 | 3372421.3029 | 3645628.7619 | 2593578.0763 | 8725076.1506 | 20009656.8581 |  | 826484.6829 | 3372421.3029 | 3724151.0938 | 2979939.6396 | 13582652.3782 | 24485649.0974 |  | 1955087.178 | 3372421.3029 | 3527800.6998 | 2303697.2666 | 7916016.1168 | 19075022.5642 |  | 4355.313 | 3372421.3029 | 3800445.2096 | 3355118.2064 | 18300561.2293 | 28832901.2612 |  | 2229151.6509 | 3372421.3029 | 3413359.5261 | 2022148.8857 | 7129927.691 | 18167009.0566
|  |  | 0 | 0 | C3 | 0 | 0 | 0 | 0 | 0 | 0 | 0 | 0 | 0 | 0 | 0 | 0 | 0 | 0 | 0 | 0 | 0 | 0 | 0 | 0 | 0 | 0 | 0 | 0 | 0 | 0 | 0 | 0 | 0 | 0 | 0 | 0 | 0 | 0 | 0 | 0 |  |  | C3 | 0.01282 | 0.01282 | 0.01784 | 0.04389 | 0.09196 | C3 | 7494 | 7494 | 7494 | 7494 | 7494 | C3 | 96.0731 | 96.0731 | 133.693 | 328.9117 | 689.1482 | C3 | 0 | 0 | 0 | 0 | 0 | 0 |  | 0 | 0 | 0 | 0 | 0 | 0 |  | 0 | 0 | 0 | 0 | 0 | 0 |  | 0 | 0 | 0 | 0 | 0 | 0 |  | 0 | 0 | 0 | 0 | 0 | 0 |  | 0 | 0 | 0 | 0 | 0 | 0
|  |  | 0 | 0 | C4 | 0 | 0 | 0 | 0 | 0 | 0 | 0 | 0 | 0 | 0 | 0 | 0 | 0 | 0 | 0 | 0 | 0 | 0 | 0 | 0 | 0 | 0 | 0 | 0 | 0 | 0 | 0 | 0 | 0 | 0 | 0 | 0 | 0 | 0 | 0 | 0 |  |  | C4 | 0.01282 | 0.01282 | 0.01784 | 0.04389 | 0.09196 | C4 | 12490 | 12490 | 12490 | 12490 | 12490 | C4 | 160.1218 | 160.1218 | 222.8216 | 548.1861 | 1148.5804 | C4 | 0 | 0 | 0 | 0 | 0 | 0 |  | 0 | 0 | 0 | 0 | 0 | 0 |  | 0 | 0 | 0 | 0 | 0 | 0 |  | 0 | 0 | 0 | 0 | 0 | 0 |  | 0 | 0 | 0 | 0 | 0 | 0 |  | 0 | 0 | 0 | 0 | 0 | 0
|  |  | 150496 | 150496 |  | 26120 | 52654 | 40903 | 11828 | 18991 |  | 20120 | 52654 | 41231 | 12728 | 23791 |  | 17621 | 0 | -2203 | -3084 | -12334 |  | 12904 | 52654 | 41784 | 13590 | 29564 |  | 34736 | 0 | -4343 | -6079 | -24314 |  | 68 | 52654 | 42640 | 15301 | 39833 | [22 empty] | 1288660.2464 | 3372421.3029 | 3674862.9558 | 2790925.0723 | 10930350.5186 | 22057220.096 |  | 1672952.5664 | 3372421.3029 | 3645628.7619 | 2593578.0763 | 8725076.1506 | 20009656.8581 |  | 826484.6829 | 3372421.3029 | 3724151.0938 | 2979939.6396 | 13582652.3782 | 24485649.0974 |  | 1955087.178 | 3372421.3029 | 3527800.6998 | 2303697.2666 | 7916016.1168 | 19075022.5642 |  | 4355.313 | 3372421.3029 | 3800445.2096 | 3355118.2064 | 18300561.2293 | 28832901.2612 |  | 2229151.6509 | 3372421.3029 | 3413359.5261 | 2022148.8857 | 7129927.691 | 18167009.0566
| LV Switchgear (at s/s) |  | 0 | 0 | C1 | 0 | 0 | 0 | 0 | 0 | 0 | 0 | 0 | 0 | 0 | 0 | 0 | 0 | 0 | 0 | 0 | 0 | 0 | 0 | 0 | 0 | 0 | 0 | 0 | 0 | 0 | 0 | 0 | 0 | 0 | 0 | 0 | 0 | 0 | 0 | 0 |  |  | C1 | 0.01922 | 0.01922 | 0.02673 | 0.06577 | 0.13781 | C1 | 6076.7 | 6076.7 | 6076.7 | 6076.7 | 6076.7 | C1 | 116.7942 | 116.7942 | 162.4302 | 399.6646 | 837.43 | C1 | 0 | 0 | 0 | 0 | 0 | 0 |  | 0 | 0 | 0 | 0 | 0 | 0 |  | 0 | 0 | 0 | 0 | 0 | 0 |  | 0 | 0 | 0 | 0 | 0 | 0 |  | 0 | 0 | 0 | 0 | 0 | 0 |  | 0 | 0 | 0 | 0 | 0 | 0
|  |  | 14486 | 14486 | C2 | 4936 | 2329 | 6896 | 161 | 164 | 14486 | 4448 | 2392 | 6932 | 224 | 295 | 14291 | 744 | -113 | -19 | -230 | -382 | 0 | 4366 | 1960 | 7174 | 571 | 415 | 14486 | 1500 | -222 | -23 | -136 | -1119 | 0 | 3514 | 2285 | 5909 | 1583 | 1195 | 14486 |  |  | C2 | 0.01922 | 0.01922 | 0.02673 | 0.06577 | 0.13781 | C2 | 8681 | 8681 | 8681 | 8681 | 8681 | C2 | 166.8488 | 166.8488 | 232.0431 | 570.9494 | 1196.3286 | C2 | 742143.5514 | 399102.3774 | 1608522.9772 | 127892.6589 | 352916.9399 | 3230578.5048 |  | 823565.7755 | 388590.9018 | 1600169.4245 | 91922.8486 | 196197.892 | 3100446.8424 |  | 728461.9481 | 327023.6872 | 1664677.4146 | 326012.0903 | 496476.3731 | 3542651.5134 |  | 852597.4702 | 308169.7705 | 1660268.5951 | 194693.7352 | 39478.8441 | 3055208.4152 |  | 586306.7535 | 381249.5537 | 1371142.8552 | 903812.8527 | 1429612.6889 | 4672124.704 |  | 836579.9835 | 344209.1157 | 1365805.8632 | 826163.7384 | 90920.9744 | 3463679.6751
|  |  | 1116 | 1116 | C3 | 160 | 103 | 737 | 49 | 67 | 1116 | 122 | 106 | 740 | 54 | 87 | 1109 | 144 | -3 | -2 | -21 | -118 | 0 | 141 | 80 | 677 | 81 | 137 | 1116 | 272 | -9 | -1 | -17 | -245 | 0 | 99 | 94 | 433 | 237 | 253 | 1116 |  |  | C3 | 0.01922 | 0.01922 | 0.02673 | 0.06577 | 0.13781 | C3 | 13021.5 | 13021.5 | 13021.5 | 13021.5 | 13021.5 | C3 | 250.2732 | 250.2732 | 348.0647 | 856.4241 | 1794.4929 | C3 | 30533.3341 | 26528.9624 | 257567.8743 | 46246.899 | 156120.8836 | 516997.9533 |  | 40043.7168 | 25778.1427 | 256523.6802 | 41964.7787 | 120231.0253 | 484541.3437 |  | 35288.5254 | 20021.8584 | 235639.7985 | 69370.3485 | 245845.5294 | 606166.0602 |  | 71327.8706 | 19271.0387 | 234943.6691 | 51385.4433 | 34095.3654 | 411023.3871 |  | 24777.0498 | 23525.6836 | 150712.0129 | 202972.501 | 454006.7075 | 855993.9549 |  | 92851.3683 | 21273.2246 | 150363.9482 | 188413.2921 | 14355.9433 | 467257.7765
|  |  | 0 | 0 | C4 | 0 | 0 | 0 | 0 | 0 | 0 | 0 | 0 | 0 | 0 | 0 | 0 | 0 | 0 | 0 | 0 | 0 | 0 | 0 | 0 | 0 | 0 | 0 | 0 | 0 | 0 | 0 | 0 | 0 | 0 | 0 | 0 | 0 | 0 | 0 | 0 |  |  | C4 | 0.01922 | 0.01922 | 0.02673 | 0.06577 | 0.13781 | C4 | 21702.5 | 21702.5 | 21702.5 | 21702.5 | 21702.5 | C4 | 417.1221 | 417.1221 | 580.1078 | 1427.3734 | 2990.8215 | C4 | 0 | 0 | 0 | 0 | 0 | 0 |  | 0 | 0 | 0 | 0 | 0 | 0 |  | 0 | 0 | 0 | 0 | 0 | 0 |  | 0 | 0 | 0 | 0 | 0 | 0 |  | 0 | 0 | 0 | 0 | 0 | 0 |  | 0 | 0 | 0 | 0 | 0 | 0
|  |  | 15602 | 15602 |  | 5096 | 2432 | 7633 | 210 | 231 |  | 4570 | 2498 | 7672 | 278 | 382 |  | 888 | -116 | -21 | -251 | -500 |  | 4507 | 2040 | 7851 | 652 | 552 |  | 1772 | -231 | -24 | -153 | -1364 |  | 3613 | 2379 | 6342 | 1820 | 1448 | [22 empty] | 772676.8854 | 425631.3398 | 1866090.8515 | 174139.5578 | 509037.8236 | 3747576.4581 |  | 863609.4923 | 414369.0445 | 1856693.1047 | 133887.6273 | 316428.9173 | 3584988.1861 |  | 763750.4736 | 347045.5456 | 1900317.2131 | 395382.4387 | 742321.9025 | 4148817.5735 |  | 923925.3408 | 327440.8093 | 1895212.2643 | 246079.1785 | 73574.2095 | 3466231.8023 |  | 611083.8033 | 404775.2373 | 1521854.8681 | 1106785.3537 | 1883619.3964 | 5528118.6589 |  | 929431.3518 | 365482.3402 | 1516169.8114 | 1014577.0305 | 105276.9177 | 3930937.4516
| LV UGB and LV Pillar OD (not at s/s) |  | 0 | 0 | C1 | 0 | 0 | 0 | 0 | 0 | 0 | 0 | 0 | 0 | 0 | 0 | 0 | 0 | 0 | 0 | 0 | 0 | 0 | 0 | 0 | 0 | 0 | 0 | 0 | 0 | 0 | 0 | 0 | 0 | 0 | 0 | 0 | 0 | 0 | 0 | 0 |  |  | C1 | 0.01922 | 0.01922 | 0.02673 | 0.06577 | 0.13781 | C1 | 5267.5 | 5267.5 | 5267.5 | 5267.5 | 5267.5 | C1 | 101.2414 | 101.2414 | 140.8003 | 346.4435 | 725.9142 | C1 | 0 | 0 | 0 | 0 | 0 | 0 |  | 0 | 0 | 0 | 0 | 0 | 0 |  | 0 | 0 | 0 | 0 | 0 | 0 |  | 0 | 0 | 0 | 0 | 0 | 0 |  | 0 | 0 | 0 | 0 | 0 | 0 |  | 0 | 0 | 0 | 0 | 0 | 0
|  |  | 21732 | 21732 | C2 | 6086 | 4014 | 11632 | 0 | 0 | 21732 | 4764 | 4024 | 11780 | 380 | 681 | 21629 | 1224 | 0 | 0 | -1014 | -210 | 0 | 5575 | 3089 | 11662 | 1196 | 210 | 21732 | 2448 | 0 | 0 | -239 | -2209 | 0 | 5137 | 1824 | 9892 | 2658 | 2221 | 21732 |  |  | C2 | 0.01922 | 0.01922 | 0.02673 | 0.06577 | 0.13781 | C2 | 7525 | 7525 | 7525 | 7525 | 7525 | C2 | 144.6305 | 144.6305 | 201.1432 | 494.9192 | 1037.0202 | C2 | 689019.702 | 581993.132 | 2369467.485 | 188069.315 | 706210.7902 | 4534760.4243 |  | 880221.223 | 580546.827 | 2339698.284 | 0 | 0 | 3800466.334 |  | 806315.0375 | 446763.6145 | 2345732.5815 | 591923.423 | 217774.2525 | 4408508.909 |  | 983342.7695 | 446763.6145 | 2345732.5815 | 90075.3035 | 0 | 3865914.269 |  | 742966.8785 | 263806.032 | 1989709.029 | 1315495.3665 | 2303221.9752 | 6615199.2812 |  | 1097022.3425 | 263806.032 | 1989709.029 | 1197209.6657 | 12444.243 | 4560191.3122
|  |  | 0 | 0 | C3 | 0 | 0 | 0 | 0 | 0 | 0 | 0 | 0 | 0 | 0 | 0 | 0 | 0 | 0 | 0 | 0 | 0 | 0 | 0 | 0 | 0 | 0 | 0 | 0 | 0 | 0 | 0 | 0 | 0 | 0 | 0 | 0 | 0 | 0 | 0 | 0 |  |  | C3 | 0.01922 | 0.01922 | 0.02673 | 0.06577 | 0.13781 | C3 | 11287.5 | 11287.5 | 11287.5 | 11287.5 | 11287.5 | C3 | 216.9458 | 216.9458 | 301.7149 | 742.3789 | 1555.5304 | C3 | 0 | 0 | 0 | 0 | 0 | 0 |  | 0 | 0 | 0 | 0 | 0 | 0 |  | 0 | 0 | 0 | 0 | 0 | 0 |  | 0 | 0 | 0 | 0 | 0 | 0 |  | 0 | 0 | 0 | 0 | 0 | 0 |  | 0 | 0 | 0 | 0 | 0 | 0
|  |  | 0 | 0 | C4 | 0 | 0 | 0 | 0 | 0 | 0 | 0 | 0 | 0 | 0 | 0 | 0 | 0 | 0 | 0 | 0 | 0 | 0 | 0 | 0 | 0 | 0 | 0 | 0 | 0 | 0 | 0 | 0 | 0 | 0 | 0 | 0 | 0 | 0 | 0 | 0 |  |  | C4 | 0.01922 | 0.01922 | 0.02673 | 0.06577 | 0.13781 | C4 | 18812.5 | 18812.5 | 18812.5 | 18812.5 | 18812.5 | C4 | 361.5763 | 361.5763 | 502.8581 | 1237.2981 | 2592.5506 | C4 | 0 | 0 | 0 | 0 | 0 | 0 |  | 0 | 0 | 0 | 0 | 0 | 0 |  | 0 | 0 | 0 | 0 | 0 | 0 |  | 0 | 0 | 0 | 0 | 0 | 0 |  | 0 | 0 | 0 | 0 | 0 | 0 |  | 0 | 0 | 0 | 0 | 0 | 0
|  |  | 21732 | 21732 |  | 6086 | 4014 | 11632 | 0 | 0 |  | 4764 | 4024 | 11780 | 380 | 681 |  | 1224 | 0 | 0 | -1014 | -210 |  | 5575 | 3089 | 11662 | 1196 | 210 |  | 2448 | 0 | 0 | -239 | -2209 |  | 5137 | 1824 | 9892 | 2658 | 2221 | [22 empty] | 689019.702 | 581993.132 | 2369467.485 | 188069.315 | 706210.7902 | 4534760.4243 |  | 880221.223 | 580546.827 | 2339698.284 | 0 | 0 | 3800466.334 |  | 806315.0375 | 446763.6145 | 2345732.5815 | 591923.423 | 217774.2525 | 4408508.909 |  | 983342.7695 | 446763.6145 | 2345732.5815 | 90075.3035 | 0 | 3865914.269 |  | 742966.8785 | 263806.032 | 1989709.029 | 1315495.3665 | 2303221.9752 | 6615199.2812 |  | 1097022.3425 | 263806.032 | 1989709.029 | 1197209.6657 | 12444.243 | 4560191.3122
| [Please insert new asset category as required] |  | 0 | 0 | C1 | 0 | 0 | 0 | 0 | 0 | 0 | 0 | 0 | 0 | 0 | 0 | 0 | 0 | 0 | 0 | 0 | 0 | 0 | 0 | 0 | 0 | 0 | 0 | 0 | 0 | 0 | 0 | 0 | 0 | 0 | 0 | 0 | 0 | 0 | 0 | 0 |  |  | C1 | 0 | 0 | 0 | 0 | 0 | C1 | 0 | 0 | 0 | 0 | 0 | C1 | [5 empty] | C1 | [5 empty] | 0 | [6 empty] | 0 | [6 empty] | 0 | [6 empty] | 0 | [6 empty] | 0 | [6 empty] | 0
|  |  | 0 | 0 | C2 | 0 | 0 | 0 | 0 | 0 | 0 | 0 | 0 | 0 | 0 | 0 | 0 | 0 | 0 | 0 | 0 | 0 | 0 | 0 | 0 | 0 | 0 | 0 | 0 | 0 | 0 | 0 | 0 | 0 | 0 | 0 | 0 | 0 | 0 | 0 | 0 |  |  | C2 | 0 | 0 | 0 | 0 | 0 | C2 | 0 | 0 | 0 | 0 | 0 | C2 | [5 empty] | C2 | [5 empty] | 0 | [6 empty] | 0 | [6 empty] | 0 | [6 empty] | 0 | [6 empty] | 0 | [6 empty] | 0
|  |  | 0 | 0 | C3 | 0 | 0 | 0 | 0 | 0 | 0 | 0 | 0 | 0 | 0 | 0 | 0 | 0 | 0 | 0 | 0 | 0 | 0 | 0 | 0 | 0 | 0 | 0 | 0 | 0 | 0 | 0 | 0 | 0 | 0 | 0 | 0 | 0 | 0 | 0 | 0 |  |  | C3 | 0 | 0 | 0 | 0 | 0 | C3 | 0 | 0 | 0 | 0 | 0 | C3 | [5 empty] | C3 | [5 empty] | 0 | [6 empty] | 0 | [6 empty] | 0 | [6 empty] | 0 | [6 empty] | 0 | [6 empty] | 0
|  |  | 0 | 0 | C4 | 0 | 0 | 0 | 0 | 0 | 0 | 0 | 0 | 0 | 0 | 0 | 0 | 0 | 0 | 0 | 0 | 0 | 0 | 0 | 0 | 0 | 0 | 0 | 0 | 0 | 0 | 0 | 0 | 0 | 0 | 0 | 0 | 0 | 0 | 0 | 0 |  |  | C4 | 0 | 0 | 0 | 0 | 0 | C4 | 0 | 0 | 0 | 0 | 0 | C4 | [5 empty] | C4 | [5 empty] | 0 | [6 empty] | 0 | [6 empty] | 0 | [6 empty] | 0 | [6 empty] | 0 | [6 empty] | 0
|  |  | 0 | 0 |  | 0 | 0 | 0 | 0 | 0 |  | 0 | 0 | 0 | 0 | 0 |  | 0 | 0 | 0 | 0 | 0 |  | 0 | 0 | 0 | 0 | 0 |  | 0 | 0 | 0 | 0 | 0 |  | 0 | 0 | 0 | 0 | 0 | [22 empty] | 0 | 0 | 0 | 0 | 0 | 0 |  | 0 | 0 | 0 | 0 | 0 | 0 |  | 0 | 0 | 0 | 0 | 0 | 0 |  | 0 | 0 | 0 | 0 | 0 | 0 |  | 0 | 0 | 0 | 0 | 0 | 0 |  | 0 | 0 | 0 | 0 | 0 | 0
| [Please insert new asset category as required] |  | 0 | 0 | C1 | 0 | 0 | 0 | 0 | 0 | 0 | 0 | 0 | 0 | 0 | 0 | 0 | 0 | 0 | 0 | 0 | 0 | 0 | 0 | 0 | 0 | 0 | 0 | 0 | 0 | 0 | 0 | 0 | 0 | 0 | 0 | 0 | 0 | 0 | 0 | 0 |  |  | C1 | 0 | 0 | 0 | 0 | 0 | C1 | 0 | 0 | 0 | 0 | 0 | C1 | [5 empty] | C1 | [5 empty] | 0 | [6 empty] | 0 | [6 empty] | 0 | [6 empty] | 0 | [6 empty] | 0 | [6 empty] | 0
|  |  | 0 | 0 | C2 | 0 | 0 | 0 | 0 | 0 | 0 | 0 | 0 | 0 | 0 | 0 | 0 | 0 | 0 | 0 | 0 | 0 | 0 | 0 | 0 | 0 | 0 | 0 | 0 | 0 | 0 | 0 | 0 | 0 | 0 | 0 | 0 | 0 | 0 | 0 | 0 |  |  | C2 | 0 | 0 | 0 | 0 | 0 | C2 | 0 | 0 | 0 | 0 | 0 | C2 | [5 empty] | C2 | [5 empty] | 0 | [6 empty] | 0 | [6 empty] | 0 | [6 empty] | 0 | [6 empty] | 0 | [6 empty] | 0
|  |  | 0 | 0 | C3 | 0 | 0 | 0 | 0 | 0 | 0 | 0 | 0 | 0 | 0 | 0 | 0 | 0 | 0 | 0 | 0 | 0 | 0 | 0 | 0 | 0 | 0 | 0 | 0 | 0 | 0 | 0 | 0 | 0 | 0 | 0 | 0 | 0 | 0 | 0 | 0 |  |  | C3 | 0 | 0 | 0 | 0 | 0 | C3 | 0 | 0 | 0 | 0 | 0 | C3 | [5 empty] | C3 | [5 empty] | 0 | [6 empty] | 0 | [6 empty] | 0 | [6 empty] | 0 | [6 empty] | 0 | [6 empty] | 0
|  |  | 0 | 0 | C4 | 0 | 0 | 0 | 0 | 0 | 0 | 0 | 0 | 0 | 0 | 0 | 0 | 0 | 0 | 0 | 0 | 0 | 0 | 0 | 0 | 0 | 0 | 0 | 0 | 0 | 0 | 0 | 0 | 0 | 0 | 0 | 0 | 0 | 0 | 0 | 0 |  |  | C4 | 0 | 0 | 0 | 0 | 0 | C4 | 0 | 0 | 0 | 0 | 0 | C4 | [5 empty] | C4 | [5 empty] | 0 | [6 empty] | 0 | [6 empty] | 0 | [6 empty] | 0 | [6 empty] | 0 | [6 empty] | 0
|  |  | 0 | 0 |  | 0 | 0 | 0 | 0 | 0 |  | 0 | 0 | 0 | 0 | 0 |  | 0 | 0 | 0 | 0 | 0 |  | 0 | 0 | 0 | 0 | 0 |  | 0 | 0 | 0 | 0 | 0 |  | 0 | 0 | 0 | 0 | 0 | [22 empty] | 0 | 0 | 0 | 0 | 0 | 0 |  | 0 | 0 | 0 | 0 | 0 | 0 |  | 0 | 0 | 0 | 0 | 0 | 0 |  | 0 | 0 | 0 | 0 | 0 | 0 |  | 0 | 0 | 0 | 0 | 0 | 0 |  | 0 | 0 | 0 | 0 | 0 | 0
| [Please insert new asset category as required] |  | 0 | 0 | C1 | 0 | 0 | 0 | 0 | 0 | 0 | 0 | 0 | 0 | 0 | 0 | 0 | 0 | 0 | 0 | 0 | 0 | 0 | 0 | 0 | 0 | 0 | 0 | 0 | 0 | 0 | 0 | 0 | 0 | 0 | 0 | 0 | 0 | 0 | 0 | 0 |  |  | C1 | 0 | 0 | 0 | 0 | 0 | C1 | 0 | 0 | 0 | 0 | 0 | C1 | [5 empty] | C1 | [5 empty] | 0 | [6 empty] | 0 | [6 empty] | 0 | [6 empty] | 0 | [6 empty] | 0 | [6 empty] | 0
|  |  | 0 | 0 | C2 | 0 | 0 | 0 | 0 | 0 | 0 | 0 | 0 | 0 | 0 | 0 | 0 | 0 | 0 | 0 | 0 | 0 | 0 | 0 | 0 | 0 | 0 | 0 | 0 | 0 | 0 | 0 | 0 | 0 | 0 | 0 | 0 | 0 | 0 | 0 | 0 |  |  | C2 | 0 | 0 | 0 | 0 | 0 | C2 | 0 | 0 | 0 | 0 | 0 | C2 | [5 empty] | C2 | [5 empty] | 0 | [6 empty] | 0 | [6 empty] | 0 | [6 empty] | 0 | [6 empty] | 0 | [6 empty] | 0
|  |  | 0 | 0 | C3 | 0 | 0 | 0 | 0 | 0 | 0 | 0 | 0 | 0 | 0 | 0 | 0 | 0 | 0 | 0 | 0 | 0 | 0 | 0 | 0 | 0 | 0 | 0 | 0 | 0 | 0 | 0 | 0 | 0 | 0 | 0 | 0 | 0 | 0 | 0 | 0 |  |  | C3 | 0 | 0 | 0 | 0 | 0 | C3 | 0 | 0 | 0 | 0 | 0 | C3 | [5 empty] | C3 | [5 empty] | 0 | [6 empty] | 0 | [6 empty] | 0 | [6 empty] | 0 | [6 empty] | 0 | [6 empty] | 0
|  |  | 0 | 0 | C4 | 0 | 0 | 0 | 0 | 0 | 0 | 0 | 0 | 0 | 0 | 0 | 0 | 0 | 0 | 0 | 0 | 0 | 0 | 0 | 0 | 0 | 0 | 0 | 0 | 0 | 0 | 0 | 0 | 0 | 0 | 0 | 0 | 0 | 0 | 0 | 0 |  |  | C4 | 0 | 0 | 0 | 0 | 0 | C4 | 0 | 0 | 0 | 0 | 0 | C4 | [5 empty] | C4 | [5 empty] | 0 | [6 empty] | 0 | [6 empty] | 0 | [6 empty] | 0 | [6 empty] | 0 | [6 empty] | 0
|  |  | 0 | 0 |  | 0 | 0 | 0 | 0 | 0 |  | 0 | 0 | 0 | 0 | 0 |  | 0 | 0 | 0 | 0 | 0 |  | 0 | 0 | 0 | 0 | 0 |  | 0 | 0 | 0 | 0 | 0 |  | 0 | 0 | 0 | 0 | 0 | [22 empty] | 0 | 0 | 0 | 0 | 0 | 0 |  | 0 | 0 | 0 | 0 | 0 | 0 |  | 0 | 0 | 0 | 0 | 0 | 0 |  | 0 | 0 | 0 | 0 | 0 | 0 |  | 0 | 0 | 0 | 0 | 0 | 0 |  | 0 | 0 | 0 | 0 | 0 | 0
[63 empty] | 2750356.8338 | 4380045.7747 | 7910421.2923 | 3153133.9452 | 12145599.1324 | 30339556.9784 |  | 3416783.2817 | 4367337.1744 | 7842020.1506 | 2727465.7036 | 9041505.0679 | 27395111.3782 |  | 2396550.1939 | 4166230.463 | 7970200.8884 | 3967245.5013 | 14542748.5332 | 33042975.5799 |  | 3862355.2883 | 4146625.7266 | 7768745.5456 | 2639851.7486 | 7989590.3263 | 26407168.6354 |  | 1358405.9947 | 4041002.5722 | 7312009.1067 | 5777398.9267 | 22487402.601 | 40976219.2013 |  | 4255605.3452 | 4001709.6751 | 6919238.3665 | 4233935.5819 | 7247648.8517 | 26658137.8204
| HV Network | [73 empty] | 0 | [6 empty] | 0 | [6 empty] | 0 | [6 empty] | 0 | [6 empty] | 0
| HV Switchgear (GM) - Primary |  | 663 | 663 | C1 | 224 | 46 | 330 | 63 | 0 | 663 | 177 | 46 | 349 | 64 | 16 | 652 | 79 | -8 | -4 | -10 | -57 | 0 | 186 | 65 | 271 | 78 | 63 | 663 | 140 | -11 | -14 | 0 | -115 | 0 | 147 | 94 | 134 | 146 | 142 | 663 |  |  | C1 | 0.01282 | 0.01282 | 0.01784 | 0.04389 | 0.09196 | C1 | 67373.6 | 67373.6 | 67373.6 | 67373.6 | 67373.6 | C1 | 863.7296 | 863.7296 | 1201.945 | 2957.0273 | 6195.6763 | C1 | 152880.1307 | 39731.5594 | 419478.8134 | 189249.7475 | 99130.8201 | 900471.071 |  | 193475.4196 | 39731.5594 | 396641.8579 | 186292.7202 | 0 | 816141.5571 |  | 160653.6967 | 56142.4209 | 325727.1015 | 230648.1297 | 390327.6041 | 1163498.9529 |  | 228888.3313 | 49232.5845 | 320919.3214 | 201077.8567 | 37174.0575 | 837292.1514 |  | 126968.2441 | 81190.5779 | 161060.6332 | 431725.9864 | 879786.0284 | 1680731.47 |  | 247890.3814 | 71689.5528 | 144233.4029 | 431725.9864 | 167283.2589 | 1062822.5824
|  |  | 2465 | 2465 | C2 | 1195 | 177 | 1092 | 1 | 0 | 2465 | 867 | 185 | 1140 | 149 | 63 | 2404 | 227 | -11 | -49 | -165 | -2 | 0 | 1107 | 210 | 873 | 273 | 2 | 2465 | 457 | -22 | -66 | -102 | -267 | 0 | 996 | 276 | 495 | 416 | 282 | 2465 |  |  | C2 | 0.01282 | 0.01282 | 0.01784 | 0.04389 | 0.09196 | C2 | 96248 | 96248 | 96248 | 96248 | 96248 | C2 | 1233.8994 | 1233.8994 | 1717.0643 | 4224.3247 | 8850.9661 | C2 | 1069790.7451 | 228271.3816 | 1957453.3248 | 629424.3833 | 557610.863 | 4442550.6978 |  | 1474509.7352 | 218400.1867 | 1875034.2374 | 4224.3247 | 0 | 3572168.4841 |  | 1365926.5915 | 259118.8656 | 1498997.1514 | 1153240.6486 | 17701.9322 | 4294985.1892 |  | 1646021.7462 | 245545.9726 | 1414860.9997 | 456227.0698 | 0 | 3762655.7883 |  | 1228963.7626 | 340556.2234 | 849946.8384 | 1757319.0835 | 2495972.4346 | 6672758.3424 |  | 1792855.7701 | 313410.4374 | 736620.5933 | 1326437.9621 | 132764.4912 | 4302089.2541
|  |  | 420 | 420 | C3 | 248 | 35 | 137 | 0 | 0 | 420 | 170 | 35 | 175 | 11 | 11 | 402 | 45 | -8 | -22 | -15 | 0 | 0 | 217 | 55 | 133 | 15 | 0 | 420 | 98 | -13 | -13 | -55 | -17 | 0 | 181 | 88 | 77 | 57 | 17 | 420 |  |  | C3 | 0.01282 | 0.01282 | 0.01784 | 0.04389 | 0.09196 | C3 | 144372 | 144372 | 144372 | 144372 | 144372 | C3 | 1850.849 | 1850.849 | 2575.5965 | 6336.4871 | 13276.4491 | C3 | 314644.3368 | 64779.7164 | 450729.384 | 69701.3579 | 146040.9403 | 1045895.7354 |  | 459010.5619 | 64779.7164 | 352856.7178 | 0 | 0 | 876646.9961 |  | 401634.2417 | 101796.6972 | 342554.3318 | 95047.3062 | 0 | 941032.5769 |  | 484922.4485 | 86989.9049 | 285891.2093 | 0 | 0 | 857803.5626 |  | 335003.6762 | 162874.7155 | 198320.929 | 361179.7636 | 225699.635 | 1283078.7193 |  | 516386.8822 | 138813.678 | 164838.1747 | 12672.9742 | 0 | 832711.709
|  |  | 78 | 78 | C4 | 19 | 10 | 49 | 0 | 0 | 78 | 0 | 10 | 59 | 8 | 1 | 78 | 13 | 0 | -3 | -10 | 0 | 0 | 19 | 4 | 45 | 10 | 0 | 78 | 35 | 0 | 0 | -25 | -10 | 0 | 19 | 0 | 21 | 28 | 10 | 78 |  |  | C4 | 0.01282 | 0.01282 | 0.01784 | 0.04389 | 0.09196 | C4 | 240620 | 240620 | 240620 | 240620 | 240620 | C4 | 3084.7484 | 3084.7484 | 4292.6608 | 10560.8118 | 22127.4152 | C4 | 0 | 30847.484 | 253266.9872 | 84486.4944 | 22127.4152 | 390728.3808 |  | 58610.2196 | 30847.484 | 210340.3792 | 0 | 0 | 299798.0828 |  | 58610.2196 | 12338.9936 | 193169.736 | 105608.118 | 0 | 369727.0672 |  | 98711.9488 | 12338.9936 | 180291.7536 | 0 | 0 | 291342.696 |  | 58610.2196 | 0 | 90145.8768 | 295702.7304 | 221274.152 | 665732.9788 |  | 166576.4136 | 0 | 90145.8768 | 31682.4354 | 0 | 288404.7258
|  |  | 3626 | 3626 |  | 1686 | 268 | 1608 | 64 | 0 |  | 1214 | 276 | 1723 | 232 | 91 |  | 364 | -27 | -78 | -200 | -59 |  | 1529 | 334 | 1322 | 376 | 65 |  | 730 | -46 | -93 | -182 | -409 |  | 1343 | 458 | 727 | 647 | 451 | [22 empty] | 1537315.2126 | 363630.1414 | 3080928.5094 | 972861.983 | 824910.0387 | 6779645.8851 |  | 2185605.9364 | 353758.9465 | 2834873.1923 | 190517.0449 | 0 | 5564755.1201 |  | 1986824.7495 | 429396.9773 | 2360448.3207 | 1584544.2025 | 408029.5363 | 6769243.7862 |  | 2458544.4748 | 394107.4556 | 2201963.284 | 657304.9264 | 37174.0575 | 5749094.1983 |  | 1749545.9025 | 584621.5168 | 1299474.2774 | 2845927.5639 | 3822732.25 | 10302301.5105 |  | 2723709.4473 | 523913.6683 | 1135838.0477 | 1802519.358 | 300047.7501 | 6486028.2713
| HV Switchgear (GM) - Distribution |  | 11156 | 11071 | C1 | 4920 | 2450 | 3514 | 253 | 19 | 11156 | 4512 | 2545 | 3655 | 344 | 272 | 11328 | 413 | -51 | -56 | -239 | -108 | -41 | 3773 | 2995 | 3612 | 646 | 130 | 11156 | 865 | -70 | -134 | -195 | -551 | -85 | 2856 | 3275 | 3131 | 1327 | 567 | 11156 |  |  | C1 | 0.01282 | 0.01282 | 0.01784 | 0.04389 | 0.09196 | C1 | 19162.5 | 19162.5 | 19162.5 | 19162.5 | 19162.5 | C1 | 245.6633 | 245.6633 | 341.859 | 841.0421 | 1762.1835 | C1 | 1108432.584 | 625212.9713 | 1249494.645 | 289318.491 | 479313.912 | 3751772.6033 |  | 1208663.19 | 601874.9625 | 1201292.526 | 212783.6576 | 33481.4865 | 3258095.8226 |  | 926887.4422 | 735761.4337 | 1234794.708 | 543313.2127 | 229083.855 | 3669840.6517 |  | 1028346.3645 | 723232.608 | 1215650.604 | 342304.1449 | 38768.037 | 3348301.7584 |  | 701614.242 | 804547.1438 | 1070360.529 | 1116062.8999 | 999158.0445 | 4691742.8591 |  | 914112.9533 | 787350.7163 | 1024551.423 | 952059.6855 | 28194.936 | 3706269.714
|  |  | 10784 | 10682 | C2 | 5157 | 2756 | 2467 | 319 | 85 | 10784 | 4680 | 2831 | 2537 | 620 | 480 | 11148 | 511 | -53 | -30 | -327 | -152 | -51 | 3752 | 3489 | 2629 | 690 | 224 | 10784 | 1035 | -68 | -105 | -262 | -702 | -102 | 3060 | 3465 | 2484 | 1022 | 753 | 10784 |  |  | C2 | 0.01282 | 0.01282 | 0.01784 | 0.04389 | 0.09196 | C2 | 27375 | 27375 | 27375 | 27375 | 27375 | C2 | 350.9475 | 350.9475 | 488.37 | 1201.4887 | 2517.405 | C2 | 1642434.3 | 993532.3725 | 1238994.69 | 744923.025 | 1208354.4 | 5828238.7875 |  | 1809836.2575 | 967211.31 | 1204808.79 | 383274.9113 | 213979.425 | 4579110.6937 |  | 1316755.02 | 1224455.8275 | 1283924.73 | 829027.2375 | 563898.72 | 5218061.535 |  | 1496089.1925 | 1205855.61 | 1269273.63 | 436140.4163 | 181253.16 | 4588612.0088 |  | 1073899.35 | 1216033.0875 | 1213111.08 | 1227921.5025 | 1895605.965 | 6626570.985 |  | 1437130.0125 | 1192168.6575 | 1161832.23 | 913131.45 | 128387.655 | 4832650.005
|  |  | 3713 | 3655 | C3 | 1330 | 997 | 1280 | 79 | 27 | 3713 | 1100 | 1023 | 1306 | 244 | 292 | 3965 | 326 | -25 | -14 | -295 | -24 | -32 | 925 | 1132 | 1211 | 409 | 36 | 3713 | 587 | -36 | -45 | -229 | -335 | -58 | 770 | 988 | 1068 | 537 | 350 | 3713 |  |  | C3 | 0.01282 | 0.01282 | 0.01784 | 0.04389 | 0.09196 | C3 | 41062.5 | 41062.5 | 41062.5 | 41062.5 | 41062.5 | C3 | 526.4212 | 526.4212 | 732.555 | 1802.2331 | 3776.1075 | C3 | 579063.375 | 538528.9387 | 956716.83 | 439744.8825 | 1102623.39 | 3616677.4163 |  | 700140.2625 | 524841.9862 | 937670.4 | 142376.4169 | 101954.9025 | 2406983.9681 |  | 486939.6562 | 595908.855 | 887124.105 | 737113.3481 | 135939.87 | 2843025.8344 |  | 658552.9838 | 582748.3237 | 876868.335 | 205454.5762 | 45313.29 | 2368937.5088 |  | 405344.3625 | 520104.195 | 782368.74 | 967799.1881 | 1321637.625 | 3997254.1106 |  | 714353.6362 | 501153.03 | 749403.765 | 555087.8025 | 56641.6125 | 2576639.8462
|  |  | 459 | 446 | C4 | 83 | 32 | 311 | 33 | 0 | 459 | 57 | 44 | 316 | 63 | 7 | 487 | 60 | -3 | -6 | -24 | -33 | -6 | 72 | 31 | 199 | 124 | 33 | 459 | 139 | -2 | -12 | -31 | -107 | -13 | 56 | 37 | 81 | 178 | 107 | 459 |  |  | C4 | 0.01282 | 0.01282 | 0.01784 | 0.04389 | 0.09196 | C4 | 68437.5 | 68437.5 | 68437.5 | 68437.5 | 68437.5 | C4 | 877.3687 | 877.3687 | 1220.925 | 3003.7219 | 6293.5125 | C4 | 50010.0187 | 38604.225 | 385812.3 | 189234.4781 | 44054.5875 | 707715.6094 |  | 72821.6062 | 28075.8 | 379707.675 | 99122.8219 | 0 | 579727.9031 |  | 63170.55 | 27198.4312 | 242964.075 | 372461.5125 | 207685.9125 | 913480.4812 |  | 115812.675 | 24566.325 | 235638.525 | 300372.1875 | 0 | 676389.7125 |  | 49132.65 | 32462.6437 | 98894.925 | 534662.4937 | 673405.8375 | 1388558.55 |  | 171086.9062 | 30707.9062 | 84243.825 | 441547.1156 | 0 | 727585.7531
|  |  | 26112 | 25854 |  | 11490 | 6235 | 7572 | 684 | 131 |  | 10349 | 6443 | 7814 | 1271 | 1051 |  | 1310 | -132 | -106 | -885 | -317 |  | 8522 | 7647 | 7651 | 1869 | 423 |  | 2626 | -176 | -296 | -717 | -1695 |  | 6742 | 7765 | 6764 | 3064 | 1777 | [22 empty] | 3379940.2777 | 2195878.5075 | 3831018.465 | 1663220.8766 | 2834346.2895 | 13904404.4164 |  | 3791461.3163 | 2122004.0587 | 3723479.391 | 837557.8076 | 349415.814 | 10823918.3876 |  | 2793752.6685 | 2583324.5475 | 3648807.618 | 2481915.3109 | 1136608.3575 | 12644408.5024 |  | 3298801.2157 | 2536402.8668 | 3597431.094 | 1284271.3249 | 265334.487 | 10982240.9884 |  | 2229990.6045 | 2573147.07 | 3164735.274 | 3846446.0842 | 4889807.472 | 16704126.5048 |  | 3236683.5082 | 2511380.31 | 3020031.243 | 2861826.0536 | 213224.2035 | 11843145.3184
| HV Transformer (GM) |  | 3627 | 3627 | C1 | 1103 | 1118 | 1268 | 79 | 59 | 3627 | 1008 | 1131 | 1279 | 79 | 94 | 3591 | 198 | 0 | 0 | -49 | -149 | 0 | 952 | 844 | 1542 | 140 | 149 | 3627 | 400 | 0 | 0 | -91 | -309 | 0 | 789 | 697 | 1605 | 227 | 309 | 3627 |  |  | C1 | 0.01922 | 0.01922 | 0.02673 | 0.06577 | 0.13781 | C1 | 13161.4 | 13161.4 | 13161.4 | 13161.4 | 13161.4 | C1 | 252.9621 | 252.9621 | 351.8042 | 865.6253 | 1813.7725 | C1 | 254985.8049 | 286100.1441 | 449957.5999 | 68384.397 | 170494.6182 | 1229922.5641 |  | 279017.2051 | 282811.6367 | 446087.7535 | 68384.397 | 107012.5795 | 1183313.5718 |  | 240819.9268 | 213500.0192 | 542482.1103 | 121187.5389 | 270252.1076 | 1388241.7028 |  | 290906.4242 | 213500.0192 | 542482.1103 | 78771.9003 | 0 | 1125660.454 |  | 199587.1032 | 176314.5893 | 564645.7763 | 196496.9381 | 560455.713 | 1697500.1199 |  | 300771.9464 | 176314.5893 | 564645.7763 | 117725.0378 | 0 | 1159457.3498
|  |  | 9792 | 9792 | C2 | 3666 | 2112 | 3712 | 183 | 119 | 9792 | 3422 | 2136 | 3744 | 183 | 210 | 9695 | 585 | 0 | 0 | -231 | -354 | 0 | 3334 | 1499 | 4249 | 356 | 354 | 9792 | 1155 | 0 | -1 | -377 | -777 | 0 | 2840 | 1491 | 4085 | 599 | 777 | 9792 |  |  | C2 | 0.01922 | 0.01922 | 0.02673 | 0.06577 | 0.13781 | C2 | 18802 | 18802 | 18802 | 18802 | 18802 | C2 | 361.3744 | 361.3744 | 502.5775 | 1236.6075 | 2591.1036 | C2 | 1236623.3337 | 771895.8038 | 1881650.0102 | 226299.1798 | 544131.7602 | 4660600.0878 |  | 1324798.697 | 763222.8173 | 1865567.5315 | 226299.1798 | 308341.3308 | 4488229.5564 |  | 1204822.383 | 541700.2856 | 2135451.6275 | 440232.2842 | 917250.6815 | 5239457.2618 |  | 1416226.4304 | 541700.2856 | 2135451.6275 | 154575.9425 | 0 | 4247954.286 |  | 1026303.4096 | 538809.29 | 2053028.9241 | 740727.9165 | 2013287.5127 | 6372157.0529 |  | 1443690.8878 | 538809.29 | 2052526.3466 | 274526.8739 | 0 | 4309553.3984
|  |  | 2160 | 2160 | C3 | 622 | 257 | 1182 | 64 | 35 | 2160 | 546 | 260 | 1192 | 64 | 78 | 2140 | 204 | 0 | -1 | -87 | -116 | 0 | 576 | 137 | 1226 | 105 | 116 | 2160 | 425 | 0 | -1 | -178 | -246 | 0 | 492 | 184 | 1033 | 205 | 246 | 2160 |  |  | C3 | 0.01922 | 0.01922 | 0.02673 | 0.06577 | 0.13781 | C3 | 28203 | 28203 | 28203 | 28203 | 28203 | C3 | 542.0617 | 542.0617 | 753.8662 | 1854.9113 | 3886.6554 | C3 | 295965.6664 | 140936.0316 | 898608.4985 | 118714.3238 | 303159.1235 | 1757383.6438 |  | 337162.3525 | 139309.8466 | 891069.8366 | 118714.3238 | 136032.9401 | 1622289.2996 |  | 312227.5162 | 74262.4474 | 924239.9489 | 194765.6876 | 450852.0299 | 1956347.6299 |  | 422808.0948 | 74262.4474 | 923486.0827 | 33388.4036 | 0 | 1453945.0285 |  | 266694.3367 | 99739.3454 | 778743.7743 | 380256.8185 | 956117.2358 | 2481551.5108 |  | 497070.5422 | 99739.3454 | 777989.9081 | 50082.6054 | 0 | 1424882.4011
|  |  | 52 | 52 | C4 | 10 | 0 | 30 | 6 | 6 | 52 | 7 | 0 | 30 | 6 | 9 | 52 | 17 | 0 | 0 | -5 | -12 | 0 | 10 | 0 | 25 | 5 | 12 | 52 | 31 | 0 | 0 | -13 | -18 | 0 | 9 | 1 | 11 | 13 | 18 | 52 |  |  | C4 | 0.01922 | 0.01922 | 0.02673 | 0.06577 | 0.13781 | C4 | 47005 | 47005 | 47005 | 47005 | 47005 | C4 | 903.4361 | 903.4361 | 1256.4436 | 3091.5188 | 6477.759 | C4 | 6324.0527 | 0 | 37693.3095 | 18549.1131 | 58299.8314 | 120866.3067 |  | 9034.361 | 0 | 37693.3095 | 18549.1131 | 38866.5543 | 104143.3379 |  | 9034.361 | 0 | 31411.0912 | 15457.5943 | 77733.1086 | 133636.1551 |  | 24392.7747 | 0 | 31411.0912 | 0 | 0 | 55803.8659 |  | 8130.9249 | 903.4361 | 13820.8801 | 40189.745 | 116599.6629 | 179644.6491 |  | 36137.444 | 903.4361 | 13820.8801 | 0 | 0 | 50861.7602
|  |  | 15631 | 15631 |  | 5401 | 3487 | 6192 | 332 | 219 |  | 4983 | 3527 | 6245 | 332 | 391 |  | 1004 | 0 | -1 | -372 | -631 |  | 4872 | 2480 | 7042 | 606 | 631 |  | 2011 | 0 | -2 | -659 | -1350 |  | 4130 | 2373 | 6734 | 1044 | 1350 | [22 empty] | 1793898.8576 | 1198931.9796 | 3267909.4182 | 431947.0137 | 1076085.3334 | 7768772.6025 |  | 1950012.6157 | 1185344.3006 | 3240418.4311 | 431947.0137 | 590253.4046 | 7397975.7658 |  | 1766904.1869 | 829462.7521 | 3633584.7781 | 771643.105 | 1716087.9275 | 8717682.7496 |  | 2154333.7241 | 829462.7521 | 3632830.9119 | 266736.2464 | 0 | 6883363.6344 |  | 1500715.7744 | 815766.6609 | 3410239.3548 | 1357671.4182 | 3646460.1244 | 10730853.3327 |  | 2277670.8204 | 815766.6609 | 3408982.9112 | 442334.5171 | 0 | 6944754.9095
| HV UG Cable |  | 2105.183 | 2105.183 | C1 | 1093.64 | 827.705 | 176.287 | 4.299 | 3.252 | 2105.183 | 1066.273 | 832.287 | 177.219 | 4.312 | 6.1 | 2086.191 | 0 | 0 | 0 | 0 | 0 | 0 | 0 | 0 | 0 | 0 | 0 | 0 | 0 | 0 | 0 | 0 | 0 | 0 | 0 | 0 | 0 | 0 | 0 | 0 |  |  | C1 | 0 | 0 | 0 | 0 | 0 | C1 | 36243.9 | 36243.9 | 36243.9 | 36243.9 | 36243.9 | C1 | 0 | 0 | 0 | 0 | 0 | C1 | 0 | 0 | 0 | 0 | 0 | 0 |  | 0 | 0 | 0 | 0 | 0 | 0 |  | 0 | 0 | 0 | 0 | 0 | 0 |  | 0 | 0 | 0 | 0 | 0 | 0 |  | 0 | 0 | 0 | 0 | 0 | 0 |  | 0 | 0 | 0 | 0 | 0 | 0
|  |  | 6061.967 | 6061.967 | C2 | 2622.669 | 2710.922 | 699.611 | 15.324 | 13.441 | 6061.967 | 2539.906 | 2725.93 | 703.34 | 15.369 | 22.798 | 6007.343 | 0 | 0 | 0 | 0 | 0 | 0 | 0 | 0 | 0 | 0 | 0 | 0 | 0 | 0 | 0 | 0 | 0 | 0 | 0 | 0 | 0 | 0 | 0 | 0 |  |  | C2 | 0 | 0 | 0 | 0 | 0 | C2 | 51777 | 51777 | 51777 | 51777 | 51777 | C2 | 0 | 0 | 0 | 0 | 0 | C2 | 0 | 0 | 0 | 0 | 0 | 0 |  | 0 | 0 | 0 | 0 | 0 | 0 |  | 0 | 0 | 0 | 0 | 0 | 0 |  | 0 | 0 | 0 | 0 | 0 | 0 |  | 0 | 0 | 0 | 0 | 0 | 0 |  | 0 | 0 | 0 | 0 | 0 | 0
|  |  | 4526.848 | 4526.848 | C3 | 1780.594 | 2169.131 | 550.763 | 12.563 | 13.797 | 4526.848 | 1711.749 | 2181.139 | 553.7 | 17.187 | 22.344 | 4486.119 | 0 | 0 | 0 | 0 | 0 | 0 | 0 | 0 | 0 | 0 | 0 | 0 | 0 | 0 | 0 | 0 | 0 | 0 | 0 | 0 | 0 | 0 | 0 | 0 |  |  | C3 | 0 | 0 | 0 | 0 | 0 | C3 | 77665.5 | 77665.5 | 77665.5 | 77665.5 | 77665.5 | C3 | 0 | 0 | 0 | 0 | 0 | C3 | 0 | 0 | 0 | 0 | 0 | 0 |  | 0 | 0 | 0 | 0 | 0 | 0 |  | 0 | 0 | 0 | 0 | 0 | 0 |  | 0 | 0 | 0 | 0 | 0 | 0 |  | 0 | 0 | 0 | 0 | 0 | 0 |  | 0 | 0 | 0 | 0 | 0 | 0
|  |  | 0 | 0 | C4 | 0 | 0 | 0 | 0 | 0 | 0 | 0 | 0 | 0 | 0 | 0 | 0 | 0 | 0 | 0 | 0 | 0 | 0 | 0 | 0 | 0 | 0 | 0 | 0 | 0 | 0 | 0 | 0 | 0 | 0 | 0 | 0 | 0 | 0 | 0 | 0 |  |  | C4 | 0 | 0 | 0 | 0 | 0 | C4 | 129442.5 | 129442.5 | 129442.5 | 129442.5 | 129442.5 | C4 | 0 | 0 | 0 | 0 | 0 | C4 | 0 | 0 | 0 | 0 | 0 | 0 |  | 0 | 0 | 0 | 0 | 0 | 0 |  | 0 | 0 | 0 | 0 | 0 | 0 |  | 0 | 0 | 0 | 0 | 0 | 0 |  | 0 | 0 | 0 | 0 | 0 | 0 |  | 0 | 0 | 0 | 0 | 0 | 0
|  |  | 12693.998 | 12693.998 |  | 5496.903 | 5707.758 | 1426.661 | 32.186 | 30.49 |  | 5317.928 | 5739.356 | 1434.259 | 36.868 | 51.242 |  | 0 | 0 | 0 | 0 | 0 |  | 0 | 0 | 0 | 0 | 0 |  | 0 | 0 | 0 | 0 | 0 |  | 0 | 0 | 0 | 0 | 0 | [22 empty] | 0 | 0 | 0 | 0 | 0 | 0 |  | 0 | 0 | 0 | 0 | 0 | 0 |  | 0 | 0 | 0 | 0 | 0 | 0 |  | 0 | 0 | 0 | 0 | 0 | 0 |  | 0 | 0 | 0 | 0 | 0 | 0 |  | 0 | 0 | 0 | 0 | 0 | 0
| HV OHL Support - Poles |  | 0 | 0 | C1 | 0 | 0 | 0 | 0 | 0 | 0 | 0 | 0 | 0 | 0 | 0 | 0 | 0 | 0 | 0 | 0 | 0 | 0 | 0 | 0 | 0 | 0 | 0 | 0 | 0 | 0 | 0 | 0 | 0 | 0 | 0 | 0 | 0 | 0 | 0 | 0 |  |  | C1 | 0.01282 | 0.01282 | 0.01784 | 0.04389 | 0.09196 | C1 | 5700.8 | 5700.8 | 5700.8 | 5700.8 | 5700.8 | C1 | 73.0843 | 73.0843 | 101.7023 | 250.2081 | 524.2456 | C1 | 0 | 0 | 0 | 0 | 0 | 0 |  | 0 | 0 | 0 | 0 | 0 | 0 |  | 0 | 0 | 0 | 0 | 0 | 0 |  | 0 | 0 | 0 | 0 | 0 | 0 |  | 0 | 0 | 0 | 0 | 0 | 0 |  | 0 | 0 | 0 | 0 | 0 | 0
|  |  | 179806 | 179806 | C2 | 71680 | 49912 | 24357 | 15724 | 18133 | 179806 | 64978 | 49912 | 24692 | 16728 | 23484 | 179794 | 17170 | 0 | -859 | -2576 | -13735 | 0 | 54510 | 49912 | 25216 | 18300 | 31868 | 179806 | 34545 | 0 | -1727 | -5182 | -27636 | 0 | 37135 | 49912 | 26084 | 20906 | 45769 | 179806 |  |  | C2 | 0.01282 | 0.01282 | 0.01784 | 0.04389 | 0.09196 | C2 | 8144 | 8144 | 8144 | 8144 | 8144 | C2 | 104.4061 | 104.4061 | 145.289 | 357.4402 | 748.9222 | C2 | 6784098.2662 | 5211116.265 | 3587475.0003 | 5979258.9965 | 17587689.8842 | 39149638.4122 |  | 7483827.8144 | 5211116.265 | 3538803.1987 | 5620389.0758 | 13580206.9779 | 35434343.3318 |  | 5691175.4208 | 5211116.265 | 3663606.4154 | 6541154.928 | 23866653.9443 | 44973706.9734 |  | 7483827.8144 | 5211116.265 | 3538803.1987 | 5620389.0758 | 13580206.9779 | 35434343.3318 |  | 3877119.7808 | 5211116.265 | 3789717.2326 | 7472643.985 | 34277422.0026 | 54628019.2659 |  | 7483827.8144 | 5211116.265 | 3538803.1987 | 5620389.0758 | 13580206.9779 | 35434343.3318
|  |  | 21244 | 21244 | C3 | 8469 | 5897 | 2878 | 1858 | 2142 | 21244 | 7678 | 5897 | 2917 | 1977 | 2775 | 21244 | 2030 | 0 | -101 | -304 | -1625 | 0 | 6439 | 5897 | 2979 | 2162 | 3767 | 21244 | 4081 | 0 | -204 | -612 | -3265 | 0 | 4388 | 5897 | 3082 | 2470 | 5407 | 21244 |  |  | C3 | 0.01282 | 0.01282 | 0.01784 | 0.04389 | 0.09196 | C3 | 12216 | 12216 | 12216 | 12216 | 12216 | C3 | 156.6091 | 156.6091 | 217.9334 | 536.1602 | 1123.3834 | C3 | 1202444.8234 | 923523.9806 | 635711.8445 | 1059988.7945 | 3117388.824 | 6939058.267 |  | 1326322.6373 | 923523.9806 | 627212.4403 | 996185.7259 | 2406287.1571 | 6279531.9413 |  | 1008406.1237 | 923523.9806 | 649223.7178 | 1159178.4389 | 4231785.1171 | 7972117.3781 |  | 1326322.6373 | 923523.9806 | 627212.4403 | 996185.7259 | 2406287.1571 | 6279531.9413 |  | 687200.8186 | 923523.9806 | 671670.8621 | 1324315.7928 | 6074133.8275 | 9680845.2816 |  | 1326322.6373 | 923523.9806 | 627212.4403 | 996185.7259 | 2406287.1571 | 6279531.9413
|  |  | 494 | 494 | C4 | 197 | 137 | 67 | 43 | 50 | 494 | 178 | 137 | 68 | 46 | 65 | 494 | 46 | 0 | -2 | -7 | -37 | 0 | 151 | 137 | 69 | 50 | 87 | 494 | 95 | 0 | -5 | -14 | -76 | 0 | 102 | 137 | 72 | 57 | 126 | 494 |  |  | C4 | 0.01282 | 0.01282 | 0.01784 | 0.04389 | 0.09196 | C4 | 20360 | 20360 | 20360 | 20360 | 20360 | C4 | 261.0152 | 261.0152 | 363.2224 | 893.6004 | 1872.3056 | C4 | 46460.7056 | 35759.0824 | 24699.1232 | 41105.6184 | 121699.864 | 269724.3936 |  | 51419.9944 | 35759.0824 | 24335.9008 | 38424.8172 | 93615.28 | 243555.0748 |  | 39413.2952 | 35759.0824 | 25062.3456 | 44680.02 | 162890.5872 | 307805.3304 |  | 51419.9944 | 35759.0824 | 24335.9008 | 38424.8172 | 93615.28 | 243555.0748 |  | 26623.5504 | 35759.0824 | 26152.0128 | 50935.2228 | 235910.5056 | 375380.374 |  | 51419.9944 | 35759.0824 | 24335.9008 | 38424.8172 | 93615.28 | 243555.0748
|  |  | 201544 | 201544 |  | 80346 | 55946 | 27302 | 17625 | 20325 |  | 72834 | 55946 | 27677 | 18751 | 26324 |  | 19246 | 0 | -962 | -2887 | -15397 |  | 61100 | 55946 | 28264 | 20512 | 35722 |  | 38721 | 0 | -1936 | -5808 | -30977 |  | 41625 | 55946 | 29238 | 23433 | 51302 | [22 empty] | 8033003.7952 | 6170399.328 | 4247885.968 | 7080353.4094 | 20826778.5722 | 46358421.0727 |  | 8861570.4461 | 6170399.328 | 4190351.5398 | 6654999.619 | 16080109.415 | 41957430.3479 |  | 6738994.8397 | 6170399.328 | 4337892.4787 | 7745013.3869 | 28261329.6486 | 53253629.6819 |  | 8861570.4461 | 6170399.328 | 4190351.5398 | 6654999.619 | 16080109.415 | 41957430.3479 |  | 4590944.1498 | 6170399.328 | 4487540.1075 | 8847895.0006 | 40587466.3357 | 64684244.9215 |  | 8861570.4461 | 6170399.328 | 4190351.5398 | 6654999.619 | 16080109.415 | 41957430.3479
| [Please insert new asset category as required] |  | 0 | 0 | C1 | 0 | 0 | 0 | 0 | 0 | 0 | 0 | 0 | 0 | 0 | 0 | 0 | 0 | 0 | 0 | 0 | 0 | 0 | 0 | 0 | 0 | 0 | 0 | 0 | 0 | 0 | 0 | 0 | 0 | 0 | 0 | 0 | 0 | 0 | 0 | 0 |  |  | C1 | 0 | 0 | 0 | 0 | 0 | C1 | 0 | 0 | 0 | 0 | 0 | C1 | [5 empty] | C1 | [5 empty] | 0 | [6 empty] | 0 | [6 empty] | 0 | [6 empty] | 0 | [6 empty] | 0 | [6 empty] | 0
|  |  | 0 | 0 | C2 | 0 | 0 | 0 | 0 | 0 | 0 | 0 | 0 | 0 | 0 | 0 | 0 | 0 | 0 | 0 | 0 | 0 | 0 | 0 | 0 | 0 | 0 | 0 | 0 | 0 | 0 | 0 | 0 | 0 | 0 | 0 | 0 | 0 | 0 | 0 | 0 |  |  | C2 | 0 | 0 | 0 | 0 | 0 | C2 | 0 | 0 | 0 | 0 | 0 | C2 | [5 empty] | C2 | [5 empty] | 0 | [6 empty] | 0 | [6 empty] | 0 | [6 empty] | 0 | [6 empty] | 0 | [6 empty] | 0
|  |  | 0 | 0 | C3 | 0 | 0 | 0 | 0 | 0 | 0 | 0 | 0 | 0 | 0 | 0 | 0 | 0 | 0 | 0 | 0 | 0 | 0 | 0 | 0 | 0 | 0 | 0 | 0 | 0 | 0 | 0 | 0 | 0 | 0 | 0 | 0 | 0 | 0 | 0 | 0 |  |  | C3 | 0 | 0 | 0 | 0 | 0 | C3 | 0 | 0 | 0 | 0 | 0 | C3 | [5 empty] | C3 | [5 empty] | 0 | [6 empty] | 0 | [6 empty] | 0 | [6 empty] | 0 | [6 empty] | 0 | [6 empty] | 0
|  |  | 0 | 0 | C4 | 0 | 0 | 0 | 0 | 0 | 0 | 0 | 0 | 0 | 0 | 0 | 0 | 0 | 0 | 0 | 0 | 0 | 0 | 0 | 0 | 0 | 0 | 0 | 0 | 0 | 0 | 0 | 0 | 0 | 0 | 0 | 0 | 0 | 0 | 0 | 0 |  |  | C4 | 0 | 0 | 0 | 0 | 0 | C4 | 0 | 0 | 0 | 0 | 0 | C4 | [5 empty] | C4 | [5 empty] | 0 | [6 empty] | 0 | [6 empty] | 0 | [6 empty] | 0 | [6 empty] | 0 | [6 empty] | 0
|  |  | 0 | 0 |  | 0 | 0 | 0 | 0 | 0 |  | 0 | 0 | 0 | 0 | 0 |  | 0 | 0 | 0 | 0 | 0 |  | 0 | 0 | 0 | 0 | 0 |  | 0 | 0 | 0 | 0 | 0 |  | 0 | 0 | 0 | 0 | 0 | [22 empty] | 0 | 0 | 0 | 0 | 0 | 0 |  | 0 | 0 | 0 | 0 | 0 | 0 |  | 0 | 0 | 0 | 0 | 0 | 0 |  | 0 | 0 | 0 | 0 | 0 | 0 |  | 0 | 0 | 0 | 0 | 0 | 0 |  | 0 | 0 | 0 | 0 | 0 | 0
| [Please insert new asset category as required] |  | 0 | 0 | C1 | 0 | 0 | 0 | 0 | 0 | 0 | 0 | 0 | 0 | 0 | 0 | 0 | 0 | 0 | 0 | 0 | 0 | 0 | 0 | 0 | 0 | 0 | 0 | 0 | 0 | 0 | 0 | 0 | 0 | 0 | 0 | 0 | 0 | 0 | 0 | 0 |  |  | C1 | 0 | 0 | 0 | 0 | 0 | C1 | 0 | 0 | 0 | 0 | 0 | C1 | [5 empty] | C1 | [5 empty] | 0 | [6 empty] | 0 | [6 empty] | 0 | [6 empty] | 0 | [6 empty] | 0 | [6 empty] | 0
|  |  | 0 | 0 | C2 | 0 | 0 | 0 | 0 | 0 | 0 | 0 | 0 | 0 | 0 | 0 | 0 | 0 | 0 | 0 | 0 | 0 | 0 | 0 | 0 | 0 | 0 | 0 | 0 | 0 | 0 | 0 | 0 | 0 | 0 | 0 | 0 | 0 | 0 | 0 | 0 |  |  | C2 | 0 | 0 | 0 | 0 | 0 | C2 | 0 | 0 | 0 | 0 | 0 | C2 | [5 empty] | C2 | [5 empty] | 0 | [6 empty] | 0 | [6 empty] | 0 | [6 empty] | 0 | [6 empty] | 0 | [6 empty] | 0
|  |  | 0 | 0 | C3 | 0 | 0 | 0 | 0 | 0 | 0 | 0 | 0 | 0 | 0 | 0 | 0 | 0 | 0 | 0 | 0 | 0 | 0 | 0 | 0 | 0 | 0 | 0 | 0 | 0 | 0 | 0 | 0 | 0 | 0 | 0 | 0 | 0 | 0 | 0 | 0 |  |  | C3 | 0 | 0 | 0 | 0 | 0 | C3 | 0 | 0 | 0 | 0 | 0 | C3 | [5 empty] | C3 | [5 empty] | 0 | [6 empty] | 0 | [6 empty] | 0 | [6 empty] | 0 | [6 empty] | 0 | [6 empty] | 0
|  |  | 0 | 0 | C4 | 0 | 0 | 0 | 0 | 0 | 0 | 0 | 0 | 0 | 0 | 0 | 0 | 0 | 0 | 0 | 0 | 0 | 0 | 0 | 0 | 0 | 0 | 0 | 0 | 0 | 0 | 0 | 0 | 0 | 0 | 0 | 0 | 0 | 0 | 0 | 0 |  |  | C4 | 0 | 0 | 0 | 0 | 0 | C4 | 0 | 0 | 0 | 0 | 0 | C4 | [5 empty] | C4 | [5 empty] | 0 | [6 empty] | 0 | [6 empty] | 0 | [6 empty] | 0 | [6 empty] | 0 | [6 empty] | 0
|  |  | 0 | 0 |  | 0 | 0 | 0 | 0 | 0 |  | 0 | 0 | 0 | 0 | 0 |  | 0 | 0 | 0 | 0 | 0 |  | 0 | 0 | 0 | 0 | 0 |  | 0 | 0 | 0 | 0 | 0 |  | 0 | 0 | 0 | 0 | 0 | [22 empty] | 0 | 0 | 0 | 0 | 0 | 0 |  | 0 | 0 | 0 | 0 | 0 | 0 |  | 0 | 0 | 0 | 0 | 0 | 0 |  | 0 | 0 | 0 | 0 | 0 | 0 |  | 0 | 0 | 0 | 0 | 0 | 0 |  | 0 | 0 | 0 | 0 | 0 | 0
| [Please insert new asset category as required] |  | 0 | 0 | C1 | 0 | 0 | 0 | 0 | 0 | 0 | 0 | 0 | 0 | 0 | 0 | 0 | 0 | 0 | 0 | 0 | 0 | 0 | 0 | 0 | 0 | 0 | 0 | 0 | 0 | 0 | 0 | 0 | 0 | 0 | 0 | 0 | 0 | 0 | 0 | 0 |  |  | C1 | 0 | 0 | 0 | 0 | 0 | C1 | 0 | 0 | 0 | 0 | 0 | C1 | [5 empty] | C1 | [5 empty] | 0 | [6 empty] | 0 | [6 empty] | 0 | [6 empty] | 0 | [6 empty] | 0 | [6 empty] | 0
|  |  | 0 | 0 | C2 | 0 | 0 | 0 | 0 | 0 | 0 | 0 | 0 | 0 | 0 | 0 | 0 | 0 | 0 | 0 | 0 | 0 | 0 | 0 | 0 | 0 | 0 | 0 | 0 | 0 | 0 | 0 | 0 | 0 | 0 | 0 | 0 | 0 | 0 | 0 | 0 |  |  | C2 | 0 | 0 | 0 | 0 | 0 | C2 | 0 | 0 | 0 | 0 | 0 | C2 | [5 empty] | C2 | [5 empty] | 0 | [6 empty] | 0 | [6 empty] | 0 | [6 empty] | 0 | [6 empty] | 0 | [6 empty] | 0
|  |  | 0 | 0 | C3 | 0 | 0 | 0 | 0 | 0 | 0 | 0 | 0 | 0 | 0 | 0 | 0 | 0 | 0 | 0 | 0 | 0 | 0 | 0 | 0 | 0 | 0 | 0 | 0 | 0 | 0 | 0 | 0 | 0 | 0 | 0 | 0 | 0 | 0 | 0 | 0 |  |  | C3 | 0 | 0 | 0 | 0 | 0 | C3 | 0 | 0 | 0 | 0 | 0 | C3 | [5 empty] | C3 | [5 empty] | 0 | [6 empty] | 0 | [6 empty] | 0 | [6 empty] | 0 | [6 empty] | 0 | [6 empty] | 0
|  |  | 0 | 0 | C4 | 0 | 0 | 0 | 0 | 0 | 0 | 0 | 0 | 0 | 0 | 0 | 0 | 0 | 0 | 0 | 0 | 0 | 0 | 0 | 0 | 0 | 0 | 0 | 0 | 0 | 0 | 0 | 0 | 0 | 0 | 0 | 0 | 0 | 0 | 0 | 0 |  |  | C4 | 0 | 0 | 0 | 0 | 0 | C4 | 0 | 0 | 0 | 0 | 0 | C4 | [5 empty] | C4 | [5 empty] | 0 | [6 empty] | 0 | [6 empty] | 0 | [6 empty] | 0 | [6 empty] | 0 | [6 empty] | 0
|  |  | 0 | 0 |  | 0 | 0 | 0 | 0 | 0 |  | 0 | 0 | 0 | 0 | 0 |  | 0 | 0 | 0 | 0 | 0 |  | 0 | 0 | 0 | 0 | 0 |  | 0 | 0 | 0 | 0 | 0 |  | 0 | 0 | 0 | 0 | 0 | [22 empty] | 0 | 0 | 0 | 0 | 0 | 0 |  | 0 | 0 | 0 | 0 | 0 | 0 |  | 0 | 0 | 0 | 0 | 0 | 0 |  | 0 | 0 | 0 | 0 | 0 | 0 |  | 0 | 0 | 0 | 0 | 0 | 0 |  | 0 | 0 | 0 | 0 | 0 | 0
| [Please insert new asset category as required] |  | 0 | 0 | C1 | 0 | 0 | 0 | 0 | 0 | 0 | 0 | 0 | 0 | 0 | 0 | 0 | 0 | 0 | 0 | 0 | 0 | 0 | 0 | 0 | 0 | 0 | 0 | 0 | 0 | 0 | 0 | 0 | 0 | 0 | 0 | 0 | 0 | 0 | 0 | 0 |  |  | C1 | 0 | 0 | 0 | 0 | 0 | C1 | 0 | 0 | 0 | 0 | 0 | C1 | [5 empty] | C1 | [5 empty] | 0 | [6 empty] | 0 | [6 empty] | 0 | [6 empty] | 0 | [6 empty] | 0 | [6 empty] | 0
|  |  | 0 | 0 | C2 | 0 | 0 | 0 | 0 | 0 | 0 | 0 | 0 | 0 | 0 | 0 | 0 | 0 | 0 | 0 | 0 | 0 | 0 | 0 | 0 | 0 | 0 | 0 | 0 | 0 | 0 | 0 | 0 | 0 | 0 | 0 | 0 | 0 | 0 | 0 | 0 |  |  | C2 | 0 | 0 | 0 | 0 | 0 | C2 | 0 | 0 | 0 | 0 | 0 | C2 | [5 empty] | C2 | [5 empty] | 0 | [6 empty] | 0 | [6 empty] | 0 | [6 empty] | 0 | [6 empty] | 0 | [6 empty] | 0
|  |  | 0 | 0 | C3 | 0 | 0 | 0 | 0 | 0 | 0 | 0 | 0 | 0 | 0 | 0 | 0 | 0 | 0 | 0 | 0 | 0 | 0 | 0 | 0 | 0 | 0 | 0 | 0 | 0 | 0 | 0 | 0 | 0 | 0 | 0 | 0 | 0 | 0 | 0 | 0 |  |  | C3 | 0 | 0 | 0 | 0 | 0 | C3 | 0 | 0 | 0 | 0 | 0 | C3 | [5 empty] | C3 | [5 empty] | 0 | [6 empty] | 0 | [6 empty] | 0 | [6 empty] | 0 | [6 empty] | 0 | [6 empty] | 0
|  |  | 0 | 0 | C4 | 0 | 0 | 0 | 0 | 0 | 0 | 0 | 0 | 0 | 0 | 0 | 0 | 0 | 0 | 0 | 0 | 0 | 0 | 0 | 0 | 0 | 0 | 0 | 0 | 0 | 0 | 0 | 0 | 0 | 0 | 0 | 0 | 0 | 0 | 0 | 0 |  |  | C4 | 0 | 0 | 0 | 0 | 0 | C4 | 0 | 0 | 0 | 0 | 0 | C4 | [5 empty] | C4 | [5 empty] | 0 | [6 empty] | 0 | [6 empty] | 0 | [6 empty] | 0 | [6 empty] | 0 | [6 empty] | 0
|  |  | 0 | 0 |  | 0 | 0 | 0 | 0 | 0 |  | 0 | 0 | 0 | 0 | 0 |  | 0 | 0 | 0 | 0 | 0 |  | 0 | 0 | 0 | 0 | 0 |  | 0 | 0 | 0 | 0 | 0 |  | 0 | 0 | 0 | 0 | 0 | [22 empty] | 0 | 0 | 0 | 0 | 0 | 0 |  | 0 | 0 | 0 | 0 | 0 | 0 |  | 0 | 0 | 0 | 0 | 0 | 0 |  | 0 | 0 | 0 | 0 | 0 | 0 |  | 0 | 0 | 0 | 0 | 0 | 0 |  | 0 | 0 | 0 | 0 | 0 | 0
| [Please insert new asset category as required] |  | 0 | 0 | C1 | 0 | 0 | 0 | 0 | 0 | 0 | 0 | 0 | 0 | 0 | 0 | 0 | 0 | 0 | 0 | 0 | 0 | 0 | 0 | 0 | 0 | 0 | 0 | 0 | 0 | 0 | 0 | 0 | 0 | 0 | 0 | 0 | 0 | 0 | 0 | 0 |  |  | C1 | 0 | 0 | 0 | 0 | 0 | C1 | 0 | 0 | 0 | 0 | 0 | C1 | [5 empty] | C1 | [5 empty] | 0 | [6 empty] | 0 | [6 empty] | 0 | [6 empty] | 0 | [6 empty] | 0 | [6 empty] | 0
|  |  | 0 | 0 | C2 | 0 | 0 | 0 | 0 | 0 | 0 | 0 | 0 | 0 | 0 | 0 | 0 | 0 | 0 | 0 | 0 | 0 | 0 | 0 | 0 | 0 | 0 | 0 | 0 | 0 | 0 | 0 | 0 | 0 | 0 | 0 | 0 | 0 | 0 | 0 | 0 |  |  | C2 | 0 | 0 | 0 | 0 | 0 | C2 | 0 | 0 | 0 | 0 | 0 | C2 | [5 empty] | C2 | [5 empty] | 0 | [6 empty] | 0 | [6 empty] | 0 | [6 empty] | 0 | [6 empty] | 0 | [6 empty] | 0
|  |  | 0 | 0 | C3 | 0 | 0 | 0 | 0 | 0 | 0 | 0 | 0 | 0 | 0 | 0 | 0 | 0 | 0 | 0 | 0 | 0 | 0 | 0 | 0 | 0 | 0 | 0 | 0 | 0 | 0 | 0 | 0 | 0 | 0 | 0 | 0 | 0 | 0 | 0 | 0 |  |  | C3 | 0 | 0 | 0 | 0 | 0 | C3 | 0 | 0 | 0 | 0 | 0 | C3 | [5 empty] | C3 | [5 empty] | 0 | [6 empty] | 0 | [6 empty] | 0 | [6 empty] | 0 | [6 empty] | 0 | [6 empty] | 0
|  |  | 0 | 0 | C4 | 0 | 0 | 0 | 0 | 0 | 0 | 0 | 0 | 0 | 0 | 0 | 0 | 0 | 0 | 0 | 0 | 0 | 0 | 0 | 0 | 0 | 0 | 0 | 0 | 0 | 0 | 0 | 0 | 0 | 0 | 0 | 0 | 0 | 0 | 0 | 0 |  |  | C4 | 0 | 0 | 0 | 0 | 0 | C4 | 0 | 0 | 0 | 0 | 0 | C4 | [5 empty] | C4 | [5 empty] | 0 | [6 empty] | 0 | [6 empty] | 0 | [6 empty] | 0 | [6 empty] | 0 | [6 empty] | 0
|  |  | 0 | 0 |  | 0 | 0 | 0 | 0 | 0 |  | 0 | 0 | 0 | 0 | 0 |  | 0 | 0 | 0 | 0 | 0 |  | 0 | 0 | 0 | 0 | 0 |  | 0 | 0 | 0 | 0 | 0 |  | 0 | 0 | 0 | 0 | 0 | [22 empty] | 0 | 0 | 0 | 0 | 0 | 0 |  | 0 | 0 | 0 | 0 | 0 | 0 |  | 0 | 0 | 0 | 0 | 0 | 0 |  | 0 | 0 | 0 | 0 | 0 | 0 |  | 0 | 0 | 0 | 0 | 0 | 0 |  | 0 | 0 | 0 | 0 | 0 | 0
[63 empty] | 14744158.1432 | 9928839.9565 | 14427742.3605 | 10148383.2827 | 25562120.2337 | 74811243.9766 |  | 16788650.3144 | 9831506.6339 | 13989122.5543 | 8115021.4852 | 17019778.6337 | 65744079.6214 |  | 13286476.4446 | 10012583.6049 | 13980733.1955 | 12583116.0052 | 31522055.47 | 81384964.7201 |  | 16773249.8607 | 9930372.4025 | 13622576.8297 | 8863312.1166 | 16382617.9596 | 65572129.169 |  | 10071196.4312 | 10143934.5756 | 12361989.0137 | 16897940.0668 | 52946466.1821 | 102421526.2695 |  | 17099634.222 | 10021459.9671 | 11755203.7417 | 11761679.5477 | 16593381.3687 | 67231358.8472
| EHV Network | [66 empty] | 0 | [6 empty] | 0 | [6 empty] | 0 | [6 empty] | 0 | [6 empty] | 0 | [6 empty] | 0
| EHV Switchgear (GM) |  | 162 | 162 | C1 | 38 | 29 | 93 | 2 | 0 | 162 | 26 | 30 | 94 | 2 | 5 | 157 | 8 | 0 | 0 | -8 | 0 | 0 | 35 | 24 | 43 | 58 | 2 | 162 | 44 | 0 | 0 | 0 | -44 | 0 | 33 | 22 | 22 | 25 | 60 | 162 |  |  | C1 | 0.01282 | 0.01282 | 0.01784 | 0.04389 | 0.09196 | C1 | 72538.9 | 72538.9 | 72538.9 | 72538.9 | 72538.9 | C1 | 929.9487 | 929.9487 | 1294.094 | 3183.7323 | 6670.6772 | C1 | 24178.6661 | 27898.4609 | 121644.8337 | 6367.4646 | 33353.3862 | 213442.8117 |  | 35338.0505 | 26968.5122 | 120350.7398 | 6367.4646 | 0 | 189024.7672 |  | 32548.2044 | 22318.7688 | 55646.041 | 184656.4746 | 13341.3545 | 308510.8433 |  | 39987.794 | 22318.7688 | 55646.041 | 159186.616 | 13341.3545 | 290480.5743 |  | 30688.307 | 20458.8714 | 28470.0675 | 79593.308 | 400240.6346 | 559451.1885 |  | 71606.0497 | 20458.8714 | 28470.0675 | 79593.308 | 106730.8359 | 306859.1325
|  |  | 241 | 241 | C2 | 122 | 24 | 92 | 1 | 2 | 241 | 100 | 27 | 96 | 2 | 12 | 237 | 32 | 0 | 0 | -32 | 0 | 0 | 121 | 9 | 52 | 57 | 2 | 241 | 48 | 0 | 0 | 0 | -48 | 0 | 114 | 13 | 39 | 16 | 59 | 241 |  |  | C2 | 0.01282 | 0.01282 | 0.01784 | 0.04389 | 0.09196 | C2 | 103627 | 103627 | 103627 | 103627 | 103627 | C2 | 1328.4981 | 1328.4981 | 1848.7057 | 4548.189 | 9529.5389 | C2 | 132849.814 | 35869.4498 | 177475.7453 | 9096.3781 | 114354.467 | 469645.8542 |  | 162076.7731 | 31883.9554 | 170080.9226 | 4548.189 | 19059.0778 | 387648.9179 |  | 160748.2749 | 11956.4833 | 96132.6954 | 259246.7747 | 19059.0778 | 547143.3061 |  | 203260.2154 | 11956.4833 | 96132.6954 | 113704.7257 | 19059.0778 | 444113.1976 |  | 151448.788 | 17270.4758 | 72099.5215 | 72771.0245 | 562242.7963 | 875832.6061 |  | 215216.6987 | 17270.4758 | 72099.5215 | 72771.0245 | 104824.9281 | 482182.6486
|  |  | 54 | 54 | C3 | 24 | 7 | 22 | 1 | 0 | 54 | 9 | 7 | 30 | 2 | 1 | 49 | 6 | 0 | 0 | -6 | 0 | 0 | 24 | 2 | 15 | 12 | 1 | 54 | 10 | 0 | 0 | 0 | -10 | 0 | 19 | 7 | 5 | 10 | 13 | 54 |  |  | C3 | 0.01282 | 0.01282 | 0.01784 | 0.04389 | 0.09196 | C3 | 155440.5 | 155440.5 | 155440.5 | 155440.5 | 155440.5 | C3 | 1992.7472 | 1992.7472 | 2773.0585 | 6822.2835 | 14294.3084 | C3 | 17934.7249 | 13949.2305 | 83191.7556 | 13644.5671 | 14294.3084 | 143014.5864 |  | 47825.933 | 13949.2305 | 61007.2874 | 6822.2835 | 0 | 129604.7345 |  | 47825.933 | 3985.4944 | 41595.8778 | 81867.4025 | 14294.3084 | 189569.0162 |  | 59782.4163 | 3985.4944 | 41595.8778 | 40933.7013 | 14294.3084 | 160591.7982 |  | 37862.197 | 13949.2305 | 13865.2926 | 68222.8354 | 185826.0089 | 319725.5644 |  | 57789.6691 | 13949.2305 | 13865.2926 | 68222.8354 | 42882.9251 | 196709.9527
|  |  | 10 | 10 | C4 | 6 | 2 | 2 | 0 | 0 | 10 | 2 | 2 | 2 | 2 | 2 | 10 | 0 | 0 | 0 | 0 | 0 | 0 | 6 | 1 | 3 | 0 | 0 | 10 | 0 | 0 | 0 | 0 | 0 | 0 | 5 | 2 | 3 | 0 | 0 | 10 |  |  | C4 | 0.01282 | 0.01282 | 0.01784 | 0.04389 | 0.09196 | C4 | 259067.5 | 259067.5 | 259067.5 | 259067.5 | 259067.5 | C4 | 3321.2454 | 3321.2454 | 4621.7642 | 11370.4726 | 23823.8473 | C4 | 6642.4907 | 6642.4907 | 9243.5284 | 22740.9451 | 47647.6946 | 92917.1496 |  | 19927.4721 | 6642.4907 | 9243.5284 | 0 | 0 | 35813.4912 |  | 19927.4721 | 3321.2454 | 13865.2926 | 0 | 0 | 37114.01 |  | 19927.4721 | 3321.2454 | 13865.2926 | 0 | 0 | 37114.01 |  | 16606.2268 | 6642.4907 | 13865.2926 | 0 | 0 | 37114.0101 |  | 16606.2268 | 6642.4907 | 13865.2926 | 0 | 0 | 37114.0101
|  |  | 467 | 467 |  | 190 | 62 | 209 | 4 | 2 |  | 137 | 66 | 222 | 8 | 20 |  | 46 | 0 | 0 | -46 | 0 |  | 186 | 36 | 113 | 127 | 5 |  | 102 | 0 | 0 | 0 | -102 |  | 171 | 44 | 69 | 51 | 132 | [22 empty] | 181605.6957 | 84359.6319 | 391555.863 | 51849.3549 | 209649.8562 | 919020.4018 |  | 265168.2287 | 79444.1888 | 360682.4782 | 17737.9372 | 19059.0778 | 742091.9107 |  | 261049.8845 | 41581.9918 | 207239.9067 | 525770.6519 | 46694.7407 | 1082337.1756 |  | 322957.8978 | 41581.9918 | 207239.9067 | 313825.0431 | 46694.7407 | 932299.5801 |  | 236605.5187 | 58321.0683 | 128300.1742 | 220587.168 | 1148309.4399 | 1792123.3691 |  | 361218.6443 | 58321.0683 | 128300.1742 | 220587.168 | 254438.6892 | 1022865.7439
| EHV Transformer |  | 114 | 114 | C1 | 25 | 2 | 48 | 31 | 8 | 114 | 18 | 2 | 51 | 31 | 12 | 114 | 5 | 0 | 0 | 0 | -5 | 0 | 20 | 7 | 33 | 25 | 29 | 114 | 22 | 0 | 0 | 0 | -22 | 0 | 18 | 9 | 29 | 9 | 49 | 114 |  |  | C1 | 0.01282 | 0.01282 | 0.01784 | 0.04389 | 0.09196 | C1 | 299274.5 | 299274.5 | 299274.5 | 299274.5 | 299274.5 | C1 | 3836.6991 | 3836.6991 | 5339.0571 | 13135.1578 | 27521.283 | C1 | 69060.5836 | 7673.3982 | 272291.9111 | 407189.892 | 330255.3962 | 1086471.1811 |  | 95917.4772 | 7673.3982 | 256274.7398 | 407189.892 | 220170.2642 | 987225.7714 |  | 76733.9818 | 26856.8936 | 176188.8836 | 328378.9451 | 798117.2076 | 1406275.9118 |  | 95917.4772 | 26856.8936 | 176188.8836 | 328378.9451 | 660510.7925 | 1287852.9921 |  | 69060.5836 | 34530.2918 | 154832.6553 | 118216.4202 | 1348542.868 | 1725182.819 |  | 153467.9636 | 34530.2918 | 154832.6553 | 118216.4202 | 743074.6415 | 1204121.9725
|  |  | 73 | 73 | C2 | 19 | 3 | 36 | 15 | 0 | 73 | 17 | 3 | 37 | 15 | 0 | 72 | 7 | 0 | 0 | 0 | -7 | 0 | 16 | 6 | 32 | 9 | 10 | 73 | 15 | 0 | 0 | 0 | -15 | 0 | 14 | 8 | 23 | 10 | 18 | 73 |  |  | C2 | 0.01282 | 0.01282 | 0.01784 | 0.04389 | 0.09196 | C2 | 427535 | 427535 | 427535 | 427535 | 427535 | C2 | 5480.9987 | 5480.9987 | 7627.2244 | 18764.5111 | 39316.1186 | C2 | 93176.9779 | 16442.9961 | 282207.3028 | 281467.6672 | 0 | 673294.9441 |  | 104138.9753 | 16442.9961 | 274580.0784 | 281467.6672 | 0 | 676629.7171 |  | 87695.9792 | 32885.9922 | 244071.1808 | 168880.6003 | 393161.186 | 926694.9385 |  | 126062.9701 | 32885.9922 | 244071.1808 | 168880.6003 | 117948.3558 | 689849.0993 |  | 76733.9818 | 43847.9896 | 175426.1612 | 187645.1115 | 707690.1348 | 1191343.3789 |  | 158948.9623 | 43847.9896 | 175426.1612 | 187645.1115 | 117948.3558 | 683816.5804
|  |  | 73 | 73 | C3 | 24 | 2 | 38 | 8 | 1 | 73 | 16 | 2 | 41 | 8 | 5 | 72 | 9 | 0 | 0 | -3 | -6 | 0 | 23 | 3 | 30 | 11 | 6 | 73 | 12 | 0 | 0 | -2 | -10 | 0 | 21 | 5 | 17 | 17 | 13 | 73 |  |  | C3 | 0.01282 | 0.01282 | 0.01784 | 0.04389 | 0.09196 | C3 | 641302.5 | 641302.5 | 641302.5 | 641302.5 | 641302.5 | C3 | 8221.4981 | 8221.4981 | 11440.8366 | 28146.7667 | 58974.1779 | C3 | 131543.9688 | 16442.9961 | 469074.3006 | 225174.1338 | 294870.8895 | 1137106.2888 |  | 197315.9532 | 16442.9961 | 434751.7908 | 225174.1338 | 58974.1779 | 932659.0518 |  | 189094.4551 | 24664.4941 | 343225.098 | 309614.434 | 353845.0674 | 1220443.5487 |  | 263087.9376 | 24664.4941 | 343225.098 | 225174.1338 | 0 | 856151.6635 |  | 172651.4591 | 41107.4903 | 194494.2222 | 478495.0343 | 766664.3127 | 1653412.5185 |  | 271309.4356 | 41107.4903 | 194494.2222 | 422201.5009 | 176922.5337 | 1106035.1827
|  |  | 12 | 12 | C4 | 2 | 1 | 6 | 3 | 0 | 12 | 0 | 1 | 6 | 3 | 2 | 12 | 6 | 0 | 0 | -3 | -3 | 0 | 2 | 0 | 4 | 3 | 3 | 12 | 6 | 0 | 0 | 0 | -6 | 0 | 2 | 0 | 2 | 2 | 6 | 12 |  |  | C4 | 0.01282 | 0.01282 | 0.01784 | 0.04389 | 0.09196 | C4 | 1068837.5 | 1068837.5 | 1068837.5 | 1068837.5 | 1068837.5 | C4 | 13702.4968 | 13702.4968 | 19068.061 | 46911.2779 | 98290.2965 | C4 | 0 | 13702.4968 | 114408.366 | 140733.8336 | 196580.593 | 465425.2894 |  | 27404.9935 | 13702.4968 | 114408.366 | 140733.8336 | 0 | 296249.6899 |  | 27404.9935 | 0 | 76272.244 | 140733.8336 | 294870.8895 | 539281.9606 |  | 109619.974 | 0 | 76272.244 | 0 | 0 | 185892.218 |  | 27404.9935 | 0 | 38136.122 | 93822.5557 | 589741.779 | 749105.4502 |  | 109619.974 | 0 | 38136.122 | 93822.5557 | 0 | 241578.6518
|  |  | 272 | 272 |  | 70 | 8 | 128 | 57 | 9 |  | 51 | 8 | 135 | 57 | 19 |  | 27 | 0 | 0 | -6 | -21 |  | 61 | 16 | 99 | 48 | 48 |  | 55 | 0 | 0 | -2 | -53 |  | 55 | 22 | 71 | 38 | 86 | [22 empty] | 293781.5303 | 54261.8871 | 1137981.8805 | 1054565.5266 | 821706.8787 | 3362297.7033 |  | 424777.3992 | 54261.8871 | 1080014.975 | 1054565.5266 | 279144.4421 | 2892764.2301 |  | 380929.4096 | 84407.38 | 839757.4064 | 947607.8131 | 1839994.3505 | 4092696.3596 |  | 594688.359 | 84407.38 | 839757.4064 | 722433.6793 | 778459.1483 | 3019745.9729 |  | 345851.018 | 119485.7717 | 562889.1607 | 878179.1218 | 3412639.0945 | 5319044.1667 |  | 693346.3356 | 119485.7717 | 562889.1607 | 821885.5884 | 1037945.531 | 3235552.3873
| EHV UG Cable (Gas) |  | 0 | 0 | C1 | 0 | 0 | 0 | 0 | 0 | 0 | 0 | 0 | 0 | 0 | 0 | 0 | 0 | 0 | 0 | 0 | 0 | 0 | 0 | 0 | 0 | 0 | 0 | 0 | 0 | 0 | 0 | 0 | 0 | 0 | 0 | 0 | 0 | 0 | 0 | 0 |  |  | C1 | 0.06946 | 0.06946 | 2.3539 | 5.7457 | 12.039 | C1 | 7500.5 | 7500.5 | 7500.5 | 7500.5 | 7500.5 | C1 | 520.9847 | 520.9847 | 17655.1269 | 43095.4728 | 90298.6695 | C1 | 0 | 0 | 0 | 0 | 0 | 0 |  | 0 | 0 | 0 | 0 | 0 | 0 |  | 0 | 0 | 0 | 0 | 0 | 0 |  | 0 | 0 | 0 | 0 | 0 | 0 |  | 0 | 0 | 0 | 0 | 0 | 0 |  | 0 | 0 | 0 | 0 | 0 | 0
|  |  | 6 | 6 | C2 | 0 | 0 | 6 | 0 | 0 | 6 | 0 | 0 | 6 | 0 | 0 | 6 | 0 | 0 | 0 | 0 | 0 | 0 | 0 | 0 | 6 | 0 | 0 | 6 | 0 | 0 | 0 | 0 | 0 | 0 | 0 | 0 | 6 | 0 | 0 | 6 |  |  | C2 | 0.06946 | 0.06946 | 2.3539 | 5.7457 | 12.039 | C2 | 10715 | 10715 | 10715 | 10715 | 10715 | C2 | 744.2639 | 744.2639 | 25221.6099 | 61564.9612 | 128998.0993 | C2 | 0 | 0 | 151329.6594 | 0 | 0 | 151329.6594 |  | 0 | 0 | 151329.6594 | 0 | 0 | 151329.6594 |  | 0 | 0 | 151329.6594 | 0 | 0 | 151329.6594 |  | 0 | 0 | 151329.6594 | 0 | 0 | 151329.6594 |  | 0 | 0 | 151329.6594 | 0 | 0 | 151329.6594 |  | 0 | 0 | 151329.6594 | 0 | 0 | 151329.6594
|  |  | 0 | 0 | C3 | 0 | 0 | 0 | 0 | 0 | 0 | 0 | 0 | 0 | 0 | 0 | 0 | 0 | 0 | 0 | 0 | 0 | 0 | 0 | 0 | 0 | 0 | 0 | 0 | 0 | 0 | 0 | 0 | 0 | 0 | 0 | 0 | 0 | 0 | 0 | 0 |  |  | C3 | 0.06946 | 0.06946 | 2.3539 | 5.7457 | 12.039 | C3 | 16072.5 | 16072.5 | 16072.5 | 16072.5 | 16072.5 | C3 | 1116.3958 | 1116.3958 | 37832.4149 | 92347.4418 | 193497.149 | C3 | 0 | 0 | 0 | 0 | 0 | 0 |  | 0 | 0 | 0 | 0 | 0 | 0 |  | 0 | 0 | 0 | 0 | 0 | 0 |  | 0 | 0 | 0 | 0 | 0 | 0 |  | 0 | 0 | 0 | 0 | 0 | 0 |  | 0 | 0 | 0 | 0 | 0 | 0
|  |  | 0 | 0 | C4 | 0 | 0 | 0 | 0 | 0 | 0 | 0 | 0 | 0 | 0 | 0 | 0 | 0 | 0 | 0 | 0 | 0 | 0 | 0 | 0 | 0 | 0 | 0 | 0 | 0 | 0 | 0 | 0 | 0 | 0 | 0 | 0 | 0 | 0 | 0 | 0 |  |  | C4 | 0.06946 | 0.06946 | 2.3539 | 5.7457 | 12.039 | C4 | 26787.5 | 26787.5 | 26787.5 | 26787.5 | 26787.5 | C4 | 1860.6597 | 1860.6597 | 63054.0248 | 153912.403 | 322495.2483 | C4 | 0 | 0 | 0 | 0 | 0 | 0 |  | 0 | 0 | 0 | 0 | 0 | 0 |  | 0 | 0 | 0 | 0 | 0 | 0 |  | 0 | 0 | 0 | 0 | 0 | 0 |  | 0 | 0 | 0 | 0 | 0 | 0 |  | 0 | 0 | 0 | 0 | 0 | 0
|  |  | 6 | 6 |  | 0 | 0 | 6 | 0 | 0 |  | 0 | 0 | 6 | 0 | 0 |  | 0 | 0 | 0 | 0 | 0 |  | 0 | 0 | 6 | 0 | 0 |  | 0 | 0 | 0 | 0 | 0 |  | 0 | 0 | 6 | 0 | 0 | [22 empty] | 0 | 0 | 151329.6594 | 0 | 0 | 151329.6594 |  | 0 | 0 | 151329.6594 | 0 | 0 | 151329.6594 |  | 0 | 0 | 151329.6594 | 0 | 0 | 151329.6594 |  | 0 | 0 | 151329.6594 | 0 | 0 | 151329.6594 |  | 0 | 0 | 151329.6594 | 0 | 0 | 151329.6594 |  | 0 | 0 | 151329.6594 | 0 | 0 | 151329.6594
| EHV UG Cable (Oil) |  | 18.683 | 18.683 | C1 | 0.809 | 11.045 | 6.675 | 0.154 | 0 | 18.683 | 0.82 | 11.196 | 6.766 | 25.34 | 0 | 44.122 | 0 | 0 | 0 | 0 | 0 | 0 | 0.212 | 6.021 | 12.296 | 0 | 0.154 | 18.683 | 0 | 0 | 0 | 0 | 0 | 0 | 0.156 | 2.634 | 15.739 | 0 | 0.154 | 18.683 |  |  | C1 | 0.01378 | 0.01378 | 0.46689 | 1.1397 | 2.3879 | C1 | 28209.3 | 28209.3 | 28209.3 | 28209.3 | 28209.3 | C1 | 388.7242 | 388.7242 | 13170.6401 | 32148.7287 | 67361.5517 | C1 | 318.7538 | 4352.1556 | 89112.5508 | 814648.7864 | 0 | 908432.2466 |  | 314.4778 | 4293.4583 | 87914.0225 | 4950.9042 | 0 | 97472.8629 |  | 82.4095 | 2340.5081 | 161946.1904 | 0 | 10373.679 | 174742.787 |  | 82.4095 | 2340.5081 | 161946.1904 | 0 | 10373.679 | 174742.787 |  | 60.641 | 1023.8994 | 207292.7042 | 0 | 10373.679 | 218750.9235 |  | 60.641 | 1023.8994 | 207292.7042 | 0 | 10373.679 | 218750.9235
|  |  | 20.896 | 20.296 | C2 | 11.161 | 6.543 | 2.592 | 0.6 | 0 | 20.896 | 11.313 | 6.632 | 2.628 | 9.98 | 0 | 30.553 | 0 | 0 | 0 | 0 | -0.2 | -0.2 | 9.417 | 8.287 | 2.592 | 0 | 0.595 | 20.891 | 0 | 0 | 0 | 0 | -0.6 | -0.6 | 8.97 | 2.577 | 8.749 | 0 | 0.6 | 20.896 |  |  | C2 | 0.01378 | 0.01378 | 0.46689 | 1.1397 | 2.3879 | C2 | 40299 | 40299 | 40299 | 40299 | 40299 | C2 | 555.3202 | 555.3202 | 18815.2001 | 45926.7553 | 96230.7881 | C2 | 6282.3376 | 3682.8837 | 49446.3459 | 458349.0184 | 0 | 517760.5856 |  | 6197.929 | 3633.4602 | 48768.9987 | 27556.0532 | 0 | 86156.4411 |  | 5229.4505 | 4601.9387 | 48768.9987 | 0 | 57257.3189 | 115857.7068 |  | 5229.4505 | 4601.9387 | 48768.9987 | 0 | 38011.1613 | 96611.5492 |  | 4981.2224 | 1431.0602 | 164614.1858 | 0 | 57738.4728 | 228764.9412 |  | 4981.2224 | 1431.0602 | 164614.1858 | 0 | 0 | 171026.4683
|  |  | 30.363 | 30.363 | C3 | 1.74 | 6.449 | 22.106 | 0.068 | 0 | 30.363 | 1.764 | 6.537 | 22.407 | 5.22 | 0 | 35.928 | 0 | 0 | 0 | 0 | 0 | 0 | 0.014 | 1.781 | 28.5 | 0.024 | 0.045 | 30.364 | 0 | 0 | 0 | 0 | 0 | 0 | 0.014 | 1.774 | 28.507 | 0 | 0.068 | 30.363 |  |  | C3 | 0.01378 | 0.01378 | 0.46689 | 1.1397 | 2.3879 | C3 | 60448.5 | 60448.5 | 60448.5 | 60448.5 | 60448.5 | C3 | 832.9803 | 832.9803 | 28222.8002 | 68890.133 | 144346.1821 | C3 | 1469.3773 | 5445.1924 | 632388.2833 | 359606.4944 | 0 | 998909.3474 |  | 1449.3858 | 5371.8901 | 623893.2204 | 4684.529 | 0 | 635399.0254 |  | 11.6617 | 1483.538 | 804349.8047 | 1653.3632 | 6495.5782 | 813993.9458 |  | 11.6617 | 1483.538 | 804349.8047 | 1653.3632 | 6495.5782 | 813993.9458 |  | 11.6617 | 1477.7071 | 804547.3643 | 0 | 9815.5404 | 815852.2735 |  | 11.6617 | 1477.7071 | 804547.3643 | 0 | 9815.5404 | 815852.2735
|  |  | 3.983 | 3.983 | C4 | 0 | 3.781 | 0.202 | 0 | 0 | 3.983 | 0 | 3.833 | 0.205 | 0.284 | 0 | 4.322 | 0 | 0 | 0 | 0 | 0 | 0 | 0 | 2.797 | 1.187 | 0 | 0.004 | 3.988 | 0 | 0 | 0 | 0 | 0 | 0 | 0 | 2.715 | 1.269 | 0 | 0 | 3.984 |  |  | C4 | 0.01378 | 0.01378 | 0.46689 | 1.1397 | 2.3879 | C4 | 100747.5 | 100747.5 | 100747.5 | 100747.5 | 100747.5 | C4 | 1388.3006 | 1388.3006 | 47038.0003 | 114816.8884 | 240576.9702 | C4 | 0 | 5321.356 | 9642.7901 | 32607.9963 | 0 | 47572.1424 |  | 0 | 5249.1644 | 9501.6761 | 0 | 0 | 14750.8404 |  | 0 | 3883.0766 | 55834.1063 | 0 | 962.3079 | 60679.4908 |  | 0 | 3883.0766 | 55834.1063 | 0 | 962.3079 | 60679.4908 |  | 0 | 3769.236 | 59691.2223 | 0 | 0 | 63460.4583 |  | 0 | 3769.236 | 59691.2223 | 0 | 0 | 63460.4583
|  |  | 73.925 | 73.325 |  | 13.71 | 27.818 | 31.575 | 0.822 | 0 |  | 13.897 | 28.198 | 32.006 | 40.824 | 0 |  | 0 | 0 | 0 | 0 | -0.2 |  | 9.643 | 18.886 | 44.575 | 0.024 | 0.798 |  | 0 | 0 | 0 | 0 | -0.6 |  | 9.14 | 9.7 | 54.264 | 0 | 0.822 | [22 empty] | 8070.4688 | 18801.5878 | 780589.97 | 1665212.2955 | 0 | 2472674.322 |  | 7961.7926 | 18547.973 | 770077.9177 | 37191.4865 | 0 | 833779.1698 |  | 5323.5218 | 12309.0614 | 1070899.1001 | 1653.3632 | 75088.8839 | 1165273.9304 |  | 5323.5218 | 12309.0614 | 1070899.1001 | 1653.3632 | 55842.7263 | 1146027.7728 |  | 5053.5251 | 7701.9027 | 1236145.4766 | 0 | 77927.6922 | 1326828.5966 |  | 5053.5251 | 7701.9027 | 1236145.4766 | 0 | 20189.2193 | 1269090.1237
| EHV UG Cable (Non Pressurised) |  | 124.977 | 124.977 | C1 | 68.117 | 12.586 | 40.57 | 3.704 | 0 | 124.977 | 21.24 | 12.586 | 40.57 | 19.452 | 0 | 93.848 | 0 | 0 | 0 | 0 | 0 | 0 | 0 | 0 | 0 | 0 | 0 | 0 | 0 | 0 | 0 | 0 | 0 | 0 | 0 | 0 | 0 | 0 | 0 | 0 |  |  | C1 | 0 | 0 | 0 | 0 | 0 | C1 | 49582.4 | 49582.4 | 49582.4 | 49582.4 | 49582.4 | C1 | 0 | 0 | 0 | 0 | 0 | C1 | 0 | 0 | 0 | 0 | 0 | 0 |  | 0 | 0 | 0 | 0 | 0 | 0 |  | 0 | 0 | 0 | 0 | 0 | 0 |  | 0 | 0 | 0 | 0 | 0 | 0 |  | 0 | 0 | 0 | 0 | 0 | 0 |  | 0 | 0 | 0 | 0 | 0 | 0
|  |  | 173.62 | 173.62 | C2 | 133.513 | 17.728 | 14.75 | 7.629 | 0 | 173.62 | 52.08 | 17.728 | 14.75 | 26.504 | 0 | 111.062 | 0 | 0 | 0 | 0 | 0 | 0 | 0 | 0 | 0 | 0 | 0 | 0 | 0 | 0 | 0 | 0 | 0 | 0 | 0 | 0 | 0 | 0 | 0 | 0 |  |  | C2 | 0 | 0 | 0 | 0 | 0 | C2 | 70832 | 70832 | 70832 | 70832 | 70832 | C2 | 0 | 0 | 0 | 0 | 0 | C2 | 0 | 0 | 0 | 0 | 0 | 0 |  | 0 | 0 | 0 | 0 | 0 | 0 |  | 0 | 0 | 0 | 0 | 0 | 0 |  | 0 | 0 | 0 | 0 | 0 | 0 |  | 0 | 0 | 0 | 0 | 0 | 0 |  | 0 | 0 | 0 | 0 | 0 | 0
|  |  | 85.216 | 85.216 | C3 | 63.365 | 18.24 | 0.23 | 3.381 | 0 | 85.216 | 29.874 | 18.24 | 0.23 | 5.418 | 0 | 53.762 | 0 | 0 | 0 | 0 | 0 | 0 | 0 | 0 | 0 | 0 | 0 | 0 | 0 | 0 | 0 | 0 | 0 | 0 | 0 | 0 | 0 | 0 | 0 | 0 |  |  | C3 | 0 | 0 | 0 | 0 | 0 | C3 | 106248 | 106248 | 106248 | 106248 | 106248 | C3 | 0 | 0 | 0 | 0 | 0 | C3 | 0 | 0 | 0 | 0 | 0 | 0 |  | 0 | 0 | 0 | 0 | 0 | 0 |  | 0 | 0 | 0 | 0 | 0 | 0 |  | 0 | 0 | 0 | 0 | 0 | 0 |  | 0 | 0 | 0 | 0 | 0 | 0 |  | 0 | 0 | 0 | 0 | 0 | 0
|  |  | 11.715 | 11.715 | C4 | 11.074 | 0.297 | 0 | 0.344 | 0 | 11.715 | 10.742 | 0.297 | 0 | 0.684 | 0 | 11.723 | 0 | 0 | 0 | 0 | 0 | 0 | 0 | 0 | 0 | 0 | 0 | 0 | 0 | 0 | 0 | 0 | 0 | 0 | 0 | 0 | 0 | 0 | 0 | 0 |  |  | C4 | 0 | 0 | 0 | 0 | 0 | C4 | 177080 | 177080 | 177080 | 177080 | 177080 | C4 | 0 | 0 | 0 | 0 | 0 | C4 | 0 | 0 | 0 | 0 | 0 | 0 |  | 0 | 0 | 0 | 0 | 0 | 0 |  | 0 | 0 | 0 | 0 | 0 | 0 |  | 0 | 0 | 0 | 0 | 0 | 0 |  | 0 | 0 | 0 | 0 | 0 | 0 |  | 0 | 0 | 0 | 0 | 0 | 0
|  |  | 395.528 | 395.528 |  | 276.069 | 48.851 | 55.55 | 15.058 | 0 |  | 113.936 | 48.851 | 55.55 | 52.058 | 0 |  | 0 | 0 | 0 | 0 | 0 |  | 0 | 0 | 0 | 0 | 0 |  | 0 | 0 | 0 | 0 | 0 |  | 0 | 0 | 0 | 0 | 0 | [22 empty] | 0 | 0 | 0 | 0 | 0 | 0 |  | 0 | 0 | 0 | 0 | 0 | 0 |  | 0 | 0 | 0 | 0 | 0 | 0 |  | 0 | 0 | 0 | 0 | 0 | 0 |  | 0 | 0 | 0 | 0 | 0 | 0 |  | 0 | 0 | 0 | 0 | 0 | 0
| EHV OHL Support - Towers |  | 339 | 339 | C1 | 6 | 253 | 58 | 22 | 0 | 339 | 0 | 253 | 58 | 22 | 6 | 339 | 0 | 0 | 0 | 0 | 0 | 0 | 6 | 240 | 61 | 32 | 0 | 339 | 0 | 0 | 0 | 0 | 0 | 0 | 6 | 247 | 39 | 45 | 2 | 339 |  |  | C1 | 0.00053 | 0.00053 | 0.00053 | 0.02684 | 0.09196 | C1 | 196463.4 | 196463.4 | 196463.4 | 196463.4 | 196463.4 | C1 | 104.1256 | 104.1256 | 104.1256 | 5273.0777 | 18066.7743 | C1 | 0 | 26343.7773 | 6039.2849 | 116007.7084 | 108400.6456 | 256791.4162 |  | 624.7536 | 26343.7773 | 6039.2849 | 116007.7084 | 0 | 149015.5243 |  | 624.7536 | 24990.1445 | 6351.6617 | 168738.485 | 0 | 200705.0448 |  | 624.7536 | 24990.1445 | 6351.6617 | 168738.485 | 0 | 200705.0448 |  | 624.7536 | 25719.0237 | 4060.8985 | 237288.4945 | 36133.5485 | 303826.7188 |  | 624.7536 | 25719.0237 | 4060.8985 | 237288.4945 | 36133.5485 | 303826.7188
|  |  | 520 | 520 | C2 | 43 | 304 | 65 | 108 | 0 | 520 | 1 | 292 | 67 | 120 | 40 | 520 | 0 | 0 | 0 | 0 | 0 | 0 | 43 | 298 | 64 | 115 | 0 | 520 | 0 | 0 | 0 | 0 | 0 | 0 | 42 | 297 | 62 | 113 | 6 | 520 |  |  | C2 | 0.00053 | 0.00053 | 0.00053 | 0.02684 | 0.09196 | C2 | 280662 | 280662 | 280662 | 280662 | 280662 | C2 | 148.7509 | 148.7509 | 148.7509 | 7532.9681 | 25809.6775 | C2 | 148.7509 | 43435.2511 | 9966.3076 | 903956.1696 | 1032387.1008 | 1989893.58 |  | 6396.287 | 45220.2614 | 9668.8059 | 813560.5526 | 0 | 874845.907 |  | 6396.287 | 44327.7563 | 9520.055 | 866291.3292 | 0 | 926535.4275 |  | 6396.287 | 44327.7563 | 9520.055 | 866291.3292 | 0 | 926535.4275 |  | 6247.5361 | 44179.0054 | 9222.5533 | 851225.393 | 154858.0651 | 1065732.553 |  | 6247.5361 | 44179.0054 | 9222.5533 | 851225.393 | 154858.0651 | 1065732.553
|  |  | 291 | 291 | C3 | 0 | 226 | 3 | 62 | 0 | 291 | 0 | 226 | 3 | 62 | 0 | 291 | 0 | 0 | 0 | 0 | 0 | 0 | 0 | 215 | 14 | 62 | 0 | 291 | 0 | 0 | 0 | 0 | 0 | 0 | 0 | 197 | 31 | 63 | 0 | 291 |  |  | C3 | 0.00053 | 0.00053 | 0.00053 | 0.02684 | 0.09196 | C3 | 420993 | 420993 | 420993 | 420993 | 420993 | C3 | 223.1263 | 223.1263 | 223.1263 | 11299.4521 | 38714.5163 | C3 | 0 | 50426.5415 | 669.3789 | 700566.0314 | 0 | 751661.9519 |  | 0 | 50426.5415 | 669.3789 | 700566.0314 | 0 | 751661.9519 |  | 0 | 47972.1523 | 3123.7681 | 700566.0314 | 0 | 751661.9519 |  | 0 | 47972.1523 | 3123.7681 | 700566.0314 | 0 | 751661.9519 |  | 0 | 43955.8791 | 6916.915 | 711865.4836 | 0 | 762738.2777 |  | 0 | 43955.8791 | 6916.915 | 711865.4836 | 0 | 762738.2777
|  |  | 0 | 0 | C4 | 0 | 0 | 0 | 0 | 0 | 0 | 0 | 0 | 0 | 0 | 0 | 0 | 0 | 0 | 0 | 0 | 0 | 0 | 0 | 0 | 0 | 0 | 0 | 0 | 0 | 0 | 0 | 0 | 0 | 0 | 0 | 0 | 0 | 0 | 0 | 0 |  |  | C4 | 0.00053 | 0.00053 | 0.00053 | 0.02684 | 0.09196 | C4 | 701655 | 701655 | 701655 | 701655 | 701655 | C4 | 371.8771 | 371.8771 | 371.8771 | 18832.4202 | 64524.1938 | C4 | 0 | 0 | 0 | 0 | 0 | 0 |  | 0 | 0 | 0 | 0 | 0 | 0 |  | 0 | 0 | 0 | 0 | 0 | 0 |  | 0 | 0 | 0 | 0 | 0 | 0 |  | 0 | 0 | 0 | 0 | 0 | 0 |  | 0 | 0 | 0 | 0 | 0 | 0
|  |  | 1150 | 1150 |  | 49 | 783 | 126 | 192 | 0 |  | 1 | 771 | 128 | 204 | 46 |  | 0 | 0 | 0 | 0 | 0 |  | 49 | 753 | 139 | 209 | 0 |  | 0 | 0 | 0 | 0 | 0 |  | 48 | 741 | 132 | 221 | 8 | [22 empty] | 148.7509 | 120205.57 | 16674.9714 | 1720529.9095 | 1140787.7464 | 2998346.9481 |  | 7021.0406 | 121990.5803 | 16377.4697 | 1630134.2925 | 0 | 1775523.3831 |  | 7021.0406 | 117290.0531 | 18995.4848 | 1735595.8456 | 0 | 1878902.4242 |  | 7021.0406 | 117290.0531 | 18995.4848 | 1735595.8456 | 0 | 1878902.4242 |  | 6872.2897 | 113853.9082 | 20200.3668 | 1800379.3711 | 190991.6136 | 2132297.5495 |  | 6872.2897 |  | 20200.3668 |  | 190991.6136 | 218064.2702
| EHV OHL Support - Poles |  | 1977 | 1977 | C1 | 350 | 166 | 1132 | 272 | 57 | 1977 | 214 | 166 | 1136 | 286 | 129 | 1931 | 231 | 0 | -43 | -58 | -129 | 1 | 223 | 166 | 1143 | 284 | 160 | 1976 | 458 | 0 | -86 | -115 | -257 | 0 | 98 | 166 | 1155 | 295 | 262 | 1976 |  |  | C1 | 0.01282 | 0.01282 | 0.01784 | 0.04389 | 0.09196 | C1 | 10704.4 | 10704.4 | 10704.4 | 10704.4 | 10704.4 | C1 | 137.2304 | 137.2304 | 190.9665 | 469.8161 | 984.3766 | C1 | 29367.3073 | 22780.2477 | 216937.9395 | 134367.4092 | 126984.5845 | 530437.4882 |  | 48030.6428 | 22780.2477 | 216174.0735 | 127789.9836 | 56109.4676 | 470884.4151 |  | 30602.381 | 22780.2477 | 218274.7049 | 133427.7769 | 157500.2598 | 562585.3704 |  | 62302.6052 | 22780.2477 | 210063.1456 | 106178.4422 | 30515.6753 | 431840.1161 |  | 13448.58 | 22780.2477 | 220566.3029 | 138595.7542 | 257906.6755 | 653297.5603 |  | 76300.1068 | 22780.2477 | 204143.1842 | 84566.9009 | 4921.8831 | 392712.3228
|  |  | 16310 | 16310 | C2 | 2884 | 1372 | 9339 | 2249 | 466 | 16310 | 1761 | 1372 | 9376 | 2361 | 1068 | 15938 | 1894 | 0 | -348 | -479 | -1066 | 1 | 1842 | 1372 | 9433 | 2344 | 1319 | 16310 | 3764 | 0 | -694 | -951 | -2119 | 0 | 814 | 1372 | 9526 | 2437 | 2162 | 16311 |  |  | C2 | 0.01282 | 0.01282 | 0.01784 | 0.04389 | 0.09196 | C2 | 15292 | 15292 | 15292 | 15292 | 15292 | C2 | 196.0434 | 196.0434 | 272.8093 | 671.1659 | 1406.2523 | C2 | 345232.4978 | 268971.5997 | 2557859.8093 | 1584622.6427 | 1501877.4778 | 6258564.0272 |  | 565389.281 | 268971.5997 | 2547765.8659 | 1509452.0641 | 655313.5811 | 5546892.3918 |  | 361112.0165 | 268971.5997 | 2573409.9382 | 1573212.8227 | 1854846.8101 | 6631553.1872 |  | 732418.2918 | 268971.5997 | 2478472.3088 | 1251724.3662 | 355781.837 | 5087368.4035 |  | 159579.3602 | 268971.5997 | 2598781.2013 | 1635631.2496 | 3040317.5158 | 7703280.9265 |  | 897486.8683 | 268971.5997 | 2409451.561 | 997352.4977 | 60468.8498 | 4633731.3764
|  |  | 1216 | 1216 | C3 | 215 | 102 | 696 | 168 | 35 | 1216 | 131 | 102 | 699 | 176 | 80 | 1188 | 140 | 0 | -24 | -37 | -79 | 0 | 138 | 102 | 702 | 176 | 98 | 1216 | 280 | 0 | -50 | -72 | -158 | 0 | 61 | 102 | 709 | 183 | 161 | 1216 |  |  | C3 | 0.01282 | 0.01282 | 0.01784 | 0.04389 | 0.09196 | C3 | 22938 | 22938 | 22938 | 22938 | 22938 | C3 | 294.0652 | 294.0652 | 409.2139 | 1006.7488 | 2109.3785 | C3 | 38522.536 | 29994.6463 | 286040.5301 | 177187.7923 | 168750.2784 | 700495.7831 |  | 63224.0094 | 29994.6463 | 284812.8883 | 169133.8018 | 73828.2468 | 620993.5926 |  | 40580.9921 | 29994.6463 | 287268.1718 | 177187.7923 | 206719.091 | 741750.6936 |  | 81750.1145 | 29994.6463 | 277447.0378 | 139938.086 | 40078.1911 | 569208.0757 |  | 17937.9748 | 29994.6463 | 290132.6693 | 184235.0341 | 339609.9353 | 861910.2597 |  | 100276.2196 | 29994.6463 | 269671.9733 | 111749.119 | 6328.1354 | 518020.0936
|  |  | 779 | 779 | C4 | 138 | 66 | 446 | 107 | 22 | 779 | 84 | 66 | 448 | 113 | 50 | 761 | 90 | 0 | -18 | -21 | -51 | 0 | 89 | 66 | 451 | 110 | 63 | 779 | 180 | 0 | -35 | -44 | -101 | 0 | 39 | 66 | 456 | 115 | 103 | 779 |  |  | C4 | 0.01282 | 0.01282 | 0.01784 | 0.04389 | 0.09196 | C4 | 38230 | 38230 | 38230 | 38230 | 38230 | C4 | 490.1086 | 490.1086 | 682.0232 | 1677.9147 | 3515.6308 | C4 | 41169.1224 | 32347.1676 | 305546.3936 | 189604.3611 | 175781.54 | 744448.5847 |  | 67634.9868 | 32347.1676 | 304182.3472 | 179536.8729 | 77343.8776 | 661045.2521 |  | 43619.6654 | 32347.1676 | 307592.4632 | 184570.617 | 221484.7404 | 789614.6536 |  | 87729.4394 | 32347.1676 | 295316.0456 | 149334.4083 | 42187.5696 | 606914.6305 |  | 19114.2354 | 32347.1676 | 311002.5792 | 192960.1905 | 362109.9724 | 917534.1451 |  | 107333.7834 | 32347.1676 | 287131.7672 | 119131.9437 | 7031.2616 | 552975.9235
|  |  | 20282 | 20282 |  | 3587 | 1706 | 11613 | 2796 | 580 |  | 2190 | 1706 | 11659 | 2936 | 1327 |  | 2355 | 0 | -433 | -595 | -1325 |  | 2292 | 1706 | 11729 | 2914 | 1640 |  | 4682 | 0 | -865 | -1182 | -2635 |  | 1012 | 1706 | 11846 | 3030 | 2688 | [22 empty] | 454291.4635 | 354093.6613 | 3366384.6724 | 2085782.2053 | 1973393.8807 | 8233945.8832 |  | 744278.92 | 354093.6613 | 3352935.1749 | 1985912.7223 | 862595.1731 | 7299815.6516 |  | 475915.0549 | 354093.6613 | 3386545.2782 | 2068399.009 | 2440550.9014 | 8725503.9048 |  | 964200.451 | 354093.6613 | 3261298.5378 | 1647175.3027 | 468563.273 | 6695331.2258 |  | 210080.1503 | 354093.6613 | 3420482.7526 | 2151422.2283 | 3999944.099 | 10136022.8916 |  | 1181396.9781 | 354093.6613 | 3170398.4857 | 1312800.4613 | 78750.1299 | 6097439.7163
| EHV OHL Fittings and Conductors (Tower Lines) |  | 0 | 0 | C1 | 0 | 0 | 0 | 0 | 0 | 0 | 0 | 0 | 0 | 0 | 0 | 0 | 0 | 0 | 0 | 0 | 0 | 0 | 0 | 0 | 0 | 0 | 0 | 0 | 0 | 0 | 0 | 0 | 0 | 0 | 0 | 0 | 0 | 0 | 0 | 0 |  |  | C1 | 0 | 0 | 0 | 0 | 0 | C1 | 0 | 0 | 0 | 0 | 0 | C1 | [5 empty] | C1 | [5 empty] | 0 | [6 empty] | 0 | [6 empty] | 0 | [6 empty] | 0 | [6 empty] | 0 | [6 empty] | 0
|  |  | 0 | 0 | C2 | 0 | 0 | 0 | 0 | 0 | 0 | 0 | 0 | 0 | 0 | 0 | 0 | 0 | 0 | 0 | 0 | 0 | 0 | 0 | 0 | 0 | 0 | 0 | 0 | 0 | 0 | 0 | 0 | 0 | 0 | 0 | 0 | 0 | 0 | 0 | 0 |  |  | C2 | 0 | 0 | 0 | 0 | 0 | C2 | 0 | 0 | 0 | 0 | 0 | C2 | [5 empty] | C2 | [5 empty] | 0 | [6 empty] | 0 | [6 empty] | 0 | [6 empty] | 0 | [6 empty] | 0 | [6 empty] | 0
|  |  | 0 | 0 | C3 | 0 | 0 | 0 | 0 | 0 | 0 | 0 | 0 | 0 | 0 | 0 | 0 | 0 | 0 | 0 | 0 | 0 | 0 | 0 | 0 | 0 | 0 | 0 | 0 | 0 | 0 | 0 | 0 | 0 | 0 | 0 | 0 | 0 | 0 | 0 | 0 |  |  | C3 | 0 | 0 | 0 | 0 | 0 | C3 | 0 | 0 | 0 | 0 | 0 | C3 | [5 empty] | C3 | [5 empty] | 0 | [6 empty] | 0 | [6 empty] | 0 | [6 empty] | 0 | [6 empty] | 0 | [6 empty] | 0
|  |  | 0 | 0 | C4 | 0 | 0 | 0 | 0 | 0 | 0 | 0 | 0 | 0 | 0 | 0 | 0 | 0 | 0 | 0 | 0 | 0 | 0 | 0 | 0 | 0 | 0 | 0 | 0 | 0 | 0 | 0 | 0 | 0 | 0 | 0 | 0 | 0 | 0 | 0 | 0 |  |  | C4 | 0 | 0 | 0 | 0 | 0 | C4 | 0 | 0 | 0 | 0 | 0 | C4 | [5 empty] | C4 | [5 empty] | 0 | [6 empty] | 0 | [6 empty] | 0 | [6 empty] | 0 | [6 empty] | 0 | [6 empty] | 0
|  |  | 0 | 0 |  | 0 | 0 | 0 | 0 | 0 |  | 0 | 0 | 0 | 0 | 0 |  | 0 | 0 | 0 | 0 | 0 |  | 0 | 0 | 0 | 0 | 0 |  | 0 | 0 | 0 | 0 | 0 |  | 0 | 0 | 0 | 0 | 0 | [22 empty] | 0 | 0 | 0 | 0 | 0 | 0 |  | 0 | 0 | 0 | 0 | 0 | 0 |  | 0 | 0 | 0 | 0 | 0 | 0 |  | 0 | 0 | 0 | 0 | 0 | 0 |  | 0 | 0 | 0 | 0 | 0 | 0 |  | 0 | 0 | 0 | 0 | 0 | 0
| EHV OHL Fittings |  | 494 | 494 | C1 | 0 | 239 | 192 | 58 | 5 | 494 | 0 | 239 | 192 | 58 | 5 | 494 | 63 | 0 | 0 | 0 | -63 | 0 | 0 | 187 | 102 | 142 | 63 | 494 | 205 | 0 | 0 | 0 | -205 | 0 | 0 | 6 | 238 | 45 | 205 | 494 |  |  | C1 | 0.00333 | 0.00333 | 0.00464 | 0.01141 | 0.02391 | C1 | 87556.7 | 87556.7 | 87556.7 | 87556.7 | 87556.7 | C1 | 291.5638 | 291.5638 | 406.2631 | 999.0219 | 2093.4807 | C1 | 0 | 69683.7508 | 78002.5129 | 57943.2729 | 10467.4035 | 216096.9401 |  | 0 | 69683.7508 | 78002.5129 | 57943.2729 | 10467.4035 | 216096.9401 |  | 0 | 54522.4327 | 41438.835 | 141861.1165 | 131889.2839 | 369711.668 |  | 18368.5201 | 54522.4327 | 41438.835 | 141861.1165 | 0 | 256190.9042 |  | 0 | 1749.3829 | 96690.6149 | 44955.9876 | 429163.5429 | 572559.5283 |  | 59770.5813 | 1749.3829 | 96690.6149 | 44955.9876 | 0 | 203166.5667
|  |  | 1836 | 1836 | C2 | 485 | 711 | 418 | 104 | 118 | 1836 | 485 | 711 | 418 | 104 | 118 | 1836 | 310 | 0 | 0 | -88 | -222 | 0 | 485 | 397 | 590 | 142 | 222 | 1836 | 521 | 0 | 0 | 0 | -521 | 0 | 485 | 17 | 700 | 113 | 521 | 1836 |  |  | C2 | 0.00333 | 0.00333 | 0.00464 | 0.01141 | 0.02391 | C2 | 125081 | 125081 | 125081 | 125081 | 125081 | C2 | 416.5197 | 416.5197 | 580.3758 | 1427.1742 | 2990.6867 | C2 | 202012.069 | 296145.528 | 242597.1011 | 148426.1178 | 352901.0318 | 1242081.8478 |  | 202012.069 | 296145.528 | 242597.1011 | 148426.1178 | 352901.0318 | 1242081.8478 |  | 202012.069 | 165358.3328 | 342421.7456 | 202658.7378 | 663932.4496 | 1576383.3349 |  | 331133.1853 | 165358.3328 | 342421.7456 | 77067.4073 | 0 | 915980.6711 |  | 202012.069 | 7080.8354 | 406263.088 | 161270.6857 | 1558147.7759 | 2334774.4541 |  | 419018.8484 | 7080.8354 | 406263.088 | 161270.6857 | 0 | 993633.4575
|  |  | 270 | 270 | C3 | 19 | 30 | 176 | 23 | 22 | 270 | 19 | 30 | 176 | 23 | 22 | 270 | 160 | 0 | 0 | -115 | -45 | 0 | 19 | 0 | 91 | 115 | 45 | 270 | 221 | 0 | 0 | 0 | -221 | 0 | 19 | 0 | 30 | 0 | 221 | 270 |  |  | C3 | 0.00333 | 0.00333 | 0.00464 | 0.01141 | 0.02391 | C3 | 187621.5 | 187621.5 | 187621.5 | 187621.5 | 187621.5 | C3 | 624.7796 | 624.7796 | 870.5638 | 2140.7613 | 4486.0301 | C3 | 11870.8123 | 18743.3878 | 153219.2218 | 49237.5102 | 98692.6614 | 331763.5936 |  | 11870.8123 | 18743.3878 | 153219.2218 | 49237.5102 | 98692.6614 | 331763.5936 |  | 11870.8123 | 0 | 79221.3022 | 246187.5512 | 201871.3529 | 539151.0186 |  | 111835.5475 | 0 | 79221.3022 | 0 | 0 | 191056.8497 |  | 11870.8123 | 0 | 26116.9128 | 0 | 991412.6444 | 1029400.3695 |  | 149947.1028 | 0 | 26116.9128 | 0 | 0 | 176064.0156
|  |  | 0 | 0 | C4 | 0 | 0 | 0 | 0 | 0 | 0 | 0 | 0 | 0 | 0 | 0 | 0 | 0 | 0 | 0 | 0 | 0 | 0 | 0 | 0 | 0 | 0 | 0 | 0 | 0 | 0 | 0 | 0 | 0 | 0 | 0 | 0 | 0 | 0 | 0 | 0 |  |  | C4 | 0.00333 | 0.00333 | 0.00464 | 0.01141 | 0.02391 | C4 | 312702.5 | 312702.5 | 312702.5 | 312702.5 | 312702.5 | C4 | 1041.2993 | 1041.2993 | 1450.9396 | 3567.9355 | 7476.7168 | C4 | 0 | 0 | 0 | 0 | 0 | 0 |  | 0 | 0 | 0 | 0 | 0 | 0 |  | 0 | 0 | 0 | 0 | 0 | 0 |  | 0 | 0 | 0 | 0 | 0 | 0 |  | 0 | 0 | 0 | 0 | 0 | 0 |  | 0 | 0 | 0 | 0 | 0 | 0
|  |  | 2600 | 2600 |  | 504 | 980 | 786 | 185 | 145 |  | 504 | 980 | 786 | 185 | 145 |  | 533 | 0 | 0 | -203 | -330 |  | 504 | 584 | 783 | 399 | 330 |  | 947 | 0 | 0 | 0 | -947 |  | 504 | 23 | 968 | 158 | 947 | [22 empty] | 213882.8814 | 384572.6667 | 473818.8358 | 255606.901 | 462061.0967 | 1789942.3815 |  | 213882.8814 | 384572.6667 | 473818.8358 | 255606.901 | 462061.0967 | 1789942.3815 |  | 213882.8814 | 219880.7655 | 463081.8827 | 590707.4055 | 997693.0865 | 2485246.0215 |  | 461337.2529 | 219880.7655 | 463081.8827 | 218928.5238 | 0 | 1363228.425 |  | 213882.8814 | 8830.2183 | 529070.6157 | 206226.6733 | 2978723.9632 | 3936734.3519 |  | 628736.5324 | 8830.2183 | 529070.6157 | 206226.6733 | 0 | 1372864.0398
| EHV OHL Conductor (Tower Lines) |  | 29.363 | 29.363 | C1 | 1.334 | 0 | 28.029 | 0 | 0 | 29.363 | 0 | 0 | 28.029 | 0 | 0 | 28.029 | 0 | 0 | 0 | 0 | 0 | 0 | 1.334 | 0 | 28.029 | 0 | 0 | 29.363 | 0 | 0 | 0 | 0 | 0 | 0 | 1.334 | 0 | 28.029 | 0 | 0 | 29.363 |  |  | C1 | 7e-05 | 7e-05 | 0.0001 | 0.00023 | 0.00049 | C1 | 86870.7 | 86870.7 | 86870.7 | 86870.7 | 86870.7 | C1 | 6.0809 | 6.0809 | 8.6871 | 19.9803 | 42.5666 | C1 | 0 | 0 | 243.4899 | 0 | 0 | 243.4899 |  | 8.112 | 0 | 243.4899 | 0 | 0 | 251.6019 |  | 8.112 | 0 | 243.4899 | 0 | 0 | 251.6019 |  | 8.112 | 0 | 243.4899 | 0 | 0 | 251.6019 |  | 8.112 | 0 | 243.4899 | 0 | 0 | 251.6019 |  | 8.112 | 0 | 243.4899 | 0 | 0 | 251.6019
|  |  | 141.697 | 141.697 | C2 | 36.595 | 0 | 105.102 | 0 | 0 | 141.697 | 28.486 | 0 | 105.661 | 3.108 | 3.108 | 140.363 | 8 | 0 | 0 | -8 | 0 | 0 | 12.478 | 24.117 | 84.327 | 20.775 | 0 | 141.697 | 19 | 0 | 0 | 0 | -19 | 0 | 8.109 | 28.486 | 84.326 | 1.776 | 19 | 141.697 |  |  | C2 | 7e-05 | 7e-05 | 0.0001 | 0.00023 | 0.00049 | C2 | 124101 | 124101 | 124101 | 124101 | 124101 | C2 | 8.6871 | 8.6871 | 12.4101 | 28.5432 | 60.8095 | C2 | 247.4599 | 0 | 1311.2636 | 88.7124 | 188.9959 | 1836.4317 |  | 317.9033 | 0 | 1304.3263 | 0 | 0 | 1622.2297 |  | 108.3973 | 209.5061 | 1046.5065 | 592.9856 | 0 | 1957.3954 |  | 177.8938 | 209.5061 | 1046.5065 | 364.6398 | 0 | 1798.5462 |  | 70.4435 | 247.4599 | 1046.4941 | 50.6928 | 1155.3803 | 2570.4705 |  | 235.4978 | 247.4599 | 1046.4941 | 50.6928 | 0 | 1580.1445
|  |  | 20.64 | 20.64 | C3 | 18.557 | 0 | 2.083 | 0 | 0 | 20.64 | 0 | 0 | 2.083 | 0.812 | 16.413 | 19.308 | 0 | 0 | 0 | 0 | 0 | 0 | 18.557 | 0 | 2.083 | 0 | 0 | 20.64 | 0 | 0 | 0 | 0 | 0 | 0 | 18.557 | 0 | 2.083 | 0 | 0 | 20.64 |  |  | C3 | 7e-05 | 7e-05 | 0.0001 | 0.00023 | 0.00049 | C3 | 186151.5 | 186151.5 | 186151.5 | 186151.5 | 186151.5 | C3 | 13.0306 | 13.0306 | 18.6151 | 42.8148 | 91.2142 | C3 | 0 | 0 | 38.7754 | 34.7657 | 1497.0992 | 1570.6403 |  | 241.8089 | 0 | 38.7754 | 0 | 0 | 280.5843 |  | 241.8089 | 0 | 38.7754 | 0 | 0 | 280.5843 |  | 241.8089 | 0 | 38.7754 | 0 | 0 | 280.5843 |  | 241.8089 | 0 | 38.7754 | 0 | 0 | 280.5843 |  | 241.8089 | 0 | 38.7754 | 0 | 0 | 280.5843
|  |  | 0 | 0 | C4 | 0 | 0 | 0 | 0 | 0 | 0 | 0 | 0 | 0 | 0 | 0 | 0 | 0 | 0 | 0 | 0 | 0 | 0 | 0 | 0 | 0 | 0 | 0 | 0 | 0 | 0 | 0 | 0 | 0 | 0 | 0 | 0 | 0 | 0 | 0 | 0 |  |  | C4 | 7e-05 | 7e-05 | 0.0001 | 0.00023 | 0.00049 | C4 | 310252.5 | 310252.5 | 310252.5 | 310252.5 | 310252.5 | C4 | 21.7177 | 21.7177 | 31.0252 | 71.3581 | 152.0237 | C4 | 0 | 0 | 0 | 0 | 0 | 0 |  | 0 | 0 | 0 | 0 | 0 | 0 |  | 0 | 0 | 0 | 0 | 0 | 0 |  | 0 | 0 | 0 | 0 | 0 | 0 |  | 0 | 0 | 0 | 0 | 0 | 0 |  | 0 | 0 | 0 | 0 | 0 | 0
|  |  | 191.7 | 191.7 |  | 56.486 | 0 | 135.214 | 0 | 0 |  | 28.486 | 0 | 135.773 | 3.92 | 19.521 |  | 8 | 0 | 0 | -8 | 0 |  | 32.369 | 24.117 | 114.439 | 20.775 | 0 |  | 19 | 0 | 0 | 0 | -19 |  | 28 | 28.486 | 114.438 | 1.776 | 19 | [22 empty] | 247.4599 | 0 | 1593.5288 | 123.478 | 1686.0951 | 3650.5618 |  | 567.8242 | 0 | 1586.5916 | 0 | 0 | 2154.4158 |  | 358.3182 | 209.5061 | 1328.7717 | 592.9856 | 0 | 2489.5816 |  | 427.8147 | 209.5061 | 1328.7717 | 364.6398 | 0 | 2330.7323 |  | 320.3644 | 247.4599 | 1328.7593 | 50.6928 | 1155.3803 | 3102.6567 |  | 485.4187 | 247.4599 | 1328.7593 | 50.6928 | 0 | 2112.3307
| [Please insert new asset category as required] |  | 0 | 0 | C1 | 0 | 0 | 0 | 0 | 0 | 0 | 0 | 0 | 0 | 0 | 0 | 0 | 0 | 0 | 0 | 0 | 0 | 0 | 0 | 0 | 0 | 0 | 0 | 0 | 0 | 0 | 0 | 0 | 0 | 0 | 0 | 0 | 0 | 0 | 0 | 0 |  |  | C1 | 0 | 0 | 0 | 0 | 0 | C1 | 0 | 0 | 0 | 0 | 0 | C1 | [5 empty] | C1 | [5 empty] | 0 | [6 empty] | 0 | [6 empty] | 0 | [6 empty] | 0 | [6 empty] | 0 | [6 empty] | 0
|  |  | 0 | 0 | C2 | 0 | 0 | 0 | 0 | 0 | 0 | 0 | 0 | 0 | 0 | 0 | 0 | 0 | 0 | 0 | 0 | 0 | 0 | 0 | 0 | 0 | 0 | 0 | 0 | 0 | 0 | 0 | 0 | 0 | 0 | 0 | 0 | 0 | 0 | 0 | 0 |  |  | C2 | 0 | 0 | 0 | 0 | 0 | C2 | 0 | 0 | 0 | 0 | 0 | C2 | [5 empty] | C2 | [5 empty] | 0 | [6 empty] | 0 | [6 empty] | 0 | [6 empty] | 0 | [6 empty] | 0 | [6 empty] | 0
|  |  | 0 | 0 | C3 | 0 | 0 | 0 | 0 | 0 | 0 | 0 | 0 | 0 | 0 | 0 | 0 | 0 | 0 | 0 | 0 | 0 | 0 | 0 | 0 | 0 | 0 | 0 | 0 | 0 | 0 | 0 | 0 | 0 | 0 | 0 | 0 | 0 | 0 | 0 | 0 |  |  | C3 | 0 | 0 | 0 | 0 | 0 | C3 | 0 | 0 | 0 | 0 | 0 | C3 | [5 empty] | C3 | [5 empty] | 0 | [6 empty] | 0 | [6 empty] | 0 | [6 empty] | 0 | [6 empty] | 0 | [6 empty] | 0
|  |  | 0 | 0 | C4 | 0 | 0 | 0 | 0 | 0 | 0 | 0 | 0 | 0 | 0 | 0 | 0 | 0 | 0 | 0 | 0 | 0 | 0 | 0 | 0 | 0 | 0 | 0 | 0 | 0 | 0 | 0 | 0 | 0 | 0 | 0 | 0 | 0 | 0 | 0 | 0 |  |  | C4 | 0 | 0 | 0 | 0 | 0 | C4 | 0 | 0 | 0 | 0 | 0 | C4 | [5 empty] | C4 | [5 empty] | 0 | [6 empty] | 0 | [6 empty] | 0 | [6 empty] | 0 | [6 empty] | 0 | [6 empty] | 0
|  |  | 0 | 0 |  | 0 | 0 | 0 | 0 | 0 |  | 0 | 0 | 0 | 0 | 0 |  | 0 | 0 | 0 | 0 | 0 |  | 0 | 0 | 0 | 0 | 0 |  | 0 | 0 | 0 | 0 | 0 |  | 0 | 0 | 0 | 0 | 0 | [22 empty] | 0 | 0 | 0 | 0 | 0 | 0 |  | 0 | 0 | 0 | 0 | 0 | 0 |  | 0 | 0 | 0 | 0 | 0 | 0 |  | 0 | 0 | 0 | 0 | 0 | 0 |  | 0 | 0 | 0 | 0 | 0 | 0 |  | 0 | 0 | 0 | 0 | 0 | 0
| [Please insert new asset category as required] |  | 0 | 0 | C1 | 0 | 0 | 0 | 0 | 0 | 0 | 0 | 0 | 0 | 0 | 0 | 0 | 0 | 0 | 0 | 0 | 0 | 0 | 0 | 0 | 0 | 0 | 0 | 0 | 0 | 0 | 0 | 0 | 0 | 0 | 0 | 0 | 0 | 0 | 0 | 0 |  |  | C1 | 0 | 0 | 0 | 0 | 0 | C1 | 0 | 0 | 0 | 0 | 0 | C1 | [5 empty] | C1 | [5 empty] | 0 | [6 empty] | 0 | [6 empty] | 0 | [6 empty] | 0 | [6 empty] | 0 | [6 empty] | 0
|  |  | 0 | 0 | C2 | 0 | 0 | 0 | 0 | 0 | 0 | 0 | 0 | 0 | 0 | 0 | 0 | 0 | 0 | 0 | 0 | 0 | 0 | 0 | 0 | 0 | 0 | 0 | 0 | 0 | 0 | 0 | 0 | 0 | 0 | 0 | 0 | 0 | 0 | 0 | 0 |  |  | C2 | 0 | 0 | 0 | 0 | 0 | C2 | 0 | 0 | 0 | 0 | 0 | C2 | [5 empty] | C2 | [5 empty] | 0 | [6 empty] | 0 | [6 empty] | 0 | [6 empty] | 0 | [6 empty] | 0 | [6 empty] | 0
|  |  | 0 | 0 | C3 | 0 | 0 | 0 | 0 | 0 | 0 | 0 | 0 | 0 | 0 | 0 | 0 | 0 | 0 | 0 | 0 | 0 | 0 | 0 | 0 | 0 | 0 | 0 | 0 | 0 | 0 | 0 | 0 | 0 | 0 | 0 | 0 | 0 | 0 | 0 | 0 |  |  | C3 | 0 | 0 | 0 | 0 | 0 | C3 | 0 | 0 | 0 | 0 | 0 | C3 | [5 empty] | C3 | [5 empty] | 0 | [6 empty] | 0 | [6 empty] | 0 | [6 empty] | 0 | [6 empty] | 0 | [6 empty] | 0
|  |  | 0 | 0 | C4 | 0 | 0 | 0 | 0 | 0 | 0 | 0 | 0 | 0 | 0 | 0 | 0 | 0 | 0 | 0 | 0 | 0 | 0 | 0 | 0 | 0 | 0 | 0 | 0 | 0 | 0 | 0 | 0 | 0 | 0 | 0 | 0 | 0 | 0 | 0 | 0 |  |  | C4 | 0 | 0 | 0 | 0 | 0 | C4 | 0 | 0 | 0 | 0 | 0 | C4 | [5 empty] | C4 | [5 empty] | 0 | [6 empty] | 0 | [6 empty] | 0 | [6 empty] | 0 | [6 empty] | 0 | [6 empty] | 0
|  |  | 0 | 0 |  | 0 | 0 | 0 | 0 | 0 |  | 0 | 0 | 0 | 0 | 0 |  | 0 | 0 | 0 | 0 | 0 |  | 0 | 0 | 0 | 0 | 0 |  | 0 | 0 | 0 | 0 | 0 |  | 0 | 0 | 0 | 0 | 0 | [22 empty] | 0 | 0 | 0 | 0 | 0 | 0 |  | 0 | 0 | 0 | 0 | 0 | 0 |  | 0 | 0 | 0 | 0 | 0 | 0 |  | 0 | 0 | 0 | 0 | 0 | 0 |  | 0 | 0 | 0 | 0 | 0 | 0 |  | 0 | 0 | 0 | 0 | 0 | 0
| [Please insert new asset category as required] |  | 0 | 0 | C1 | 0 | 0 | 0 | 0 | 0 | 0 | 0 | 0 | 0 | 0 | 0 | 0 | 0 | 0 | 0 | 0 | 0 | 0 | 0 | 0 | 0 | 0 | 0 | 0 | 0 | 0 | 0 | 0 | 0 | 0 | 0 | 0 | 0 | 0 | 0 | 0 |  |  | C1 | 0 | 0 | 0 | 0 | 0 | C1 | 0 | 0 | 0 | 0 | 0 | C1 | [5 empty] | C1 | [5 empty] | 0 | [6 empty] | 0 | [6 empty] | 0 | [6 empty] | 0 | [6 empty] | 0 | [6 empty] | 0
|  |  | 0 | 0 | C2 | 0 | 0 | 0 | 0 | 0 | 0 | 0 | 0 | 0 | 0 | 0 | 0 | 0 | 0 | 0 | 0 | 0 | 0 | 0 | 0 | 0 | 0 | 0 | 0 | 0 | 0 | 0 | 0 | 0 | 0 | 0 | 0 | 0 | 0 | 0 | 0 |  |  | C2 | 0 | 0 | 0 | 0 | 0 | C2 | 0 | 0 | 0 | 0 | 0 | C2 | [5 empty] | C2 | [5 empty] | 0 | [6 empty] | 0 | [6 empty] | 0 | [6 empty] | 0 | [6 empty] | 0 | [6 empty] | 0
|  |  | 0 | 0 | C3 | 0 | 0 | 0 | 0 | 0 | 0 | 0 | 0 | 0 | 0 | 0 | 0 | 0 | 0 | 0 | 0 | 0 | 0 | 0 | 0 | 0 | 0 | 0 | 0 | 0 | 0 | 0 | 0 | 0 | 0 | 0 | 0 | 0 | 0 | 0 | 0 |  |  | C3 | 0 | 0 | 0 | 0 | 0 | C3 | 0 | 0 | 0 | 0 | 0 | C3 | [5 empty] | C3 | [5 empty] | 0 | [6 empty] | 0 | [6 empty] | 0 | [6 empty] | 0 | [6 empty] | 0 | [6 empty] | 0
|  |  | 0 | 0 | C4 | 0 | 0 | 0 | 0 | 0 | 0 | 0 | 0 | 0 | 0 | 0 | 0 | 0 | 0 | 0 | 0 | 0 | 0 | 0 | 0 | 0 | 0 | 0 | 0 | 0 | 0 | 0 | 0 | 0 | 0 | 0 | 0 | 0 | 0 | 0 | 0 |  |  | C4 | 0 | 0 | 0 | 0 | 0 | C4 | 0 | 0 | 0 | 0 | 0 | C4 | [5 empty] | C4 | [5 empty] | 0 | [6 empty] | 0 | [6 empty] | 0 | [6 empty] | 0 | [6 empty] | 0 | [6 empty] | 0
|  |  | 0 | 0 |  | 0 | 0 | 0 | 0 | 0 |  | 0 | 0 | 0 | 0 | 0 |  | 0 | 0 | 0 | 0 | 0 |  | 0 | 0 | 0 | 0 | 0 |  | 0 | 0 | 0 | 0 | 0 |  | 0 | 0 | 0 | 0 | 0 | [22 empty] | 0 | 0 | 0 | 0 | 0 | 0 |  | 0 | 0 | 0 | 0 | 0 | 0 |  | 0 | 0 | 0 | 0 | 0 | 0 |  | 0 | 0 | 0 | 0 | 0 | 0 |  | 0 | 0 | 0 | 0 | 0 | 0 |  | 0 | 0 | 0 | 0 | 0 | 0
[63 empty] | 1152028.2504 | 1016295.0048 | 6319929.3813 | 6833669.6708 | 4609285.5538 | 19931207.8612 |  | 1663658.0867 | 1012910.9572 | 6206823.1023 | 4981148.8662 | 1622859.7897 | 15487400.8021 |  | 1344480.111 | 829772.4191 | 6139177.4902 | 5870327.0739 | 5400021.9629 | 19583779.0571 |  | 2355956.3378 | 829772.4191 | 6013930.7497 | 4639976.3974 | 1349559.8883 | 15189195.7924 |  | 1018665.7475 | 662533.9905 | 6049746.9654 | 5256845.2554 | 11809691.2827 | 24797483.2414 |  | 2877109.7239 | 548680.0822 | 5799662.6984 | 2561550.5837 | 1582315.1831 | 13369318.2714
| 132kV Network | [66 empty] | 0 | [6 empty] | 0 | [6 empty] | 0 | [6 empty] | 0 | [6 empty] | 0 | [6 empty] | 0
| 132kV CBs |  | 125 | 125 | C1 | 38 | 11 | 35 | 40 | 1 | 125 | 22 | 11 | 44 | 40 | 8 | 125 | 9 | 0 | 0 | 0 | -9 | 0 | 31 | 18 | 16 | 19 | 41 | 125 | 32 | 0 | 0 | 0 | -32 | 0 | 29 | 20 | 8 | 8 | 60 | 125 |  |  | C1 | 0.01282 | 0.01282 | 0.01784 | 0.04389 | 0.09196 | C1 | 216749.4 | 216749.4 | 216749.4 | 216749.4 | 216749.4 | C1 | 2778.7273 | 2778.7273 | 3866.8093 | 9513.1312 | 19932.2748 | C1 | 61132.0008 | 30566.0004 | 170139.609 | 380525.2466 | 159458.1986 | 801821.0554 |  | 105591.6377 | 30566.0004 | 135338.3254 | 380525.2466 | 19932.2748 | 671953.4849 |  | 86140.5465 | 50017.0915 | 61868.9487 | 180749.4922 | 817223.2678 | 1195999.3468 |  | 111149.0923 | 50017.0915 | 61868.9487 | 180749.4922 | 637832.7944 | 1041617.4191 |  | 80583.0919 | 55574.5462 | 30934.4744 | 76105.0493 | 1195936.4894 | 1439133.6512 |  | 169502.3658 | 55574.5462 | 30934.4744 | 76105.0493 | 558103.6951 | 890220.1307
|  |  | 84 | 84 | C2 | 56 | 1 | 12 | 15 | 0 | 84 | 45 | 4 | 15 | 15 | 2 | 81 | 14 | 0 | 0 | 0 | -14 | 0 | 53 | 4 | 9 | 3 | 15 | 84 | 17 | 0 | 0 | 0 | -17 | 0 | 51 | 6 | 6 | 3 | 18 | 84 |  |  | C2 | 0.01282 | 0.01282 | 0.01784 | 0.04389 | 0.09196 | C2 | 309642 | 309642 | 309642 | 309642 | 309642 | C2 | 3969.6104 | 3969.6104 | 5524.0133 | 13590.1874 | 28474.6783 | C2 | 178632.4698 | 15878.4418 | 82860.1992 | 203852.8107 | 56949.3566 | 538173.2781 |  | 222298.1846 | 3969.6104 | 66288.1594 | 203852.8107 | 0 | 496408.7651 |  | 210389.3533 | 15878.4418 | 49716.1195 | 40770.5621 | 427120.1748 | 743874.6515 |  | 265963.8995 | 15878.4418 | 49716.1195 | 40770.5621 | 28474.6783 | 400803.7012 |  | 202450.1324 | 23817.6626 | 33144.0797 | 40770.5621 | 512544.2098 | 812726.6467 |  | 269933.5099 | 23817.6626 | 33144.0797 | 40770.5621 | 28474.6783 | 396140.4927
|  |  | 39 | 39 | C3 | 23 | 4 | 8 | 4 | 0 | 39 | 11 | 4 | 11 | 12 | 1 | 39 | 5 | 0 | 0 | -1 | -4 | 0 | 22 | 5 | 3 | 5 | 4 | 39 | 9 | 0 | 0 | 0 | -9 | 0 | 21 | 6 | 1 | 2 | 9 | 39 |  |  | C3 | 0.01282 | 0.01282 | 0.01784 | 0.04389 | 0.09196 | C3 | 464463 | 464463 | 464463 | 464463 | 464463 | C3 | 5954.4157 | 5954.4157 | 8286.0199 | 20385.2811 | 42712.0175 | C3 | 65498.5723 | 23817.6626 | 91146.2191 | 244623.3728 | 42712.0175 | 467797.8443 |  | 136951.5602 | 23817.6626 | 66288.1594 | 81541.1243 | 0 | 308598.5065 |  | 130997.1445 | 29772.0783 | 24858.0598 | 101926.4054 | 170848.0699 | 458401.7579 |  | 160769.2228 | 29772.0783 | 24858.0598 | 81541.1243 | 0 | 296940.4852 |  | 125042.7289 | 35726.494 | 8286.0199 | 40770.5621 | 384408.1573 | 594233.9622 |  | 178632.4698 | 35726.494 | 8286.0199 | 40770.5621 | 0 | 263415.5458
|  |  | 15 | 15 | C4 | 14 | 0 | 1 | 0 | 0 | 15 | 9 | 0 | 1 | 5 | 0 | 15 | 1 | 0 | 0 | -1 | 0 | 0 | 14 | 0 | 0 | 1 | 0 | 15 | 1 | 0 | 0 | 0 | -1 | 0 | 14 | 0 | 0 | 0 | 1 | 15 |  |  | C4 | 0.01282 | 0.01282 | 0.01784 | 0.04389 | 0.09196 | C4 | 774105 | 774105 | 774105 | 774105 | 774105 | C4 | 9924.0261 | 9924.0261 | 13810.0332 | 33975.4685 | 71186.6958 | C4 | 89316.2349 | 0 | 13810.0332 | 169877.3422 | 0 | 273003.6103 |  | 138936.3654 | 0 | 13810.0332 | 0 | 0 | 152746.3986 |  | 138936.3654 | 0 | 0 | 33975.4685 | 0 | 172911.8338 |  | 148860.3915 | 0 | 0 | 0 | 0 | 148860.3915 |  | 138936.3654 | 0 | 0 | 0 | 71186.6958 | 210123.0612 |  | 148860.3915 | 0 | 0 | 0 | 0 | 148860.3915
|  |  | 263 | 263 |  | 131 | 16 | 56 | 59 | 1 |  | 87 | 19 | 71 | 72 | 11 |  | 29 | 0 | 0 | -2 | -27 |  | 120 | 27 | 28 | 28 | 60 |  | 59 | 0 | 0 | 0 | -59 |  | 115 | 32 | 15 | 13 | 88 | [22 empty] | 394579.2777 | 70262.1048 | 357956.0605 | 998878.7724 | 259119.5727 | 2080795.7882 |  | 603777.7479 | 58353.2735 | 281724.6773 | 665919.1816 | 19932.2748 | 1629707.1551 |  | 566463.4098 | 95667.6116 | 136443.128 | 357421.9281 | 1415191.5125 | 2571187.59 |  | 686742.6061 | 95667.6116 | 136443.128 | 303061.1786 | 666307.4727 | 1888221.997 |  | 547012.3186 | 115118.7028 | 72364.574 | 157646.1736 | 2164075.5523 | 3056217.3213 |  | 766928.737 | 115118.7028 | 72364.574 | 157646.1736 | 586578.3734 | 1698636.5607
| 132kV Transformer |  | 87 | 87 | C1 | 39 | 7 | 38 | 2 | 1 | 87 | 39 | 7 | 38 | 2 | 1 | 87 | 1 | 0 | 0 | 0 | -1 | 0 | 33 | 10 | 37 | 6 | 1 | 87 | 3 | 0 | 0 | 0 | -3 | 0 | 27 | 16 | 30 | 8 | 6 | 87 |  |  | C1 | 0.01282 | 0.01282 | 0.01784 | 0.04389 | 0.09196 | C1 | 1157569.7 | 1157569.7 | 1157569.7 | 1157569.7 | 1157569.7 | C1 | 14840.0436 | 14840.0436 | 20651.0434 | 50805.7341 | 106450.1096 | C1 | 578761.6986 | 103880.3049 | 784739.651 | 101611.4683 | 106450.1096 | 1675443.2324 |  | 578761.6986 | 103880.3049 | 784739.651 | 101611.4683 | 106450.1096 | 1675443.2324 |  | 489721.4373 | 148400.4355 | 764088.6076 | 304834.4048 | 106450.1096 | 1813494.9948 |  | 504561.4808 | 148400.4355 | 764088.6076 | 304834.4048 | 0 | 1721884.9287 |  | 400681.176 | 237440.6969 | 619531.3034 | 406445.8731 | 638700.6577 | 2302799.707 |  | 445201.3066 | 237440.6969 | 619531.3034 | 406445.8731 | 319350.3288 | 2027969.5088
|  |  | 108 | 108 | C2 | 40 | 2 | 57 | 3 | 6 | 108 | 36 | 2 | 57 | 3 | 7 | 105 | 6 | 0 | 0 | 0 | -6 | 0 | 38 | 2 | 52 | 8 | 8 | 108 | 18 | 0 | 0 | -5 | -13 | 0 | 35 | 5 | 43 | 12 | 13 | 108 |  |  | C2 | 0.01282 | 0.01282 | 0.01784 | 0.04389 | 0.09196 | C2 | 1653671 | 1653671 | 1653671 | 1653671 | 1653671 | C2 | 21200.0622 | 21200.0622 | 29501.4906 | 72579.6202 | 152071.5852 | C2 | 763202.2399 | 42400.1244 | 1681584.9665 | 217738.8606 | 1064501.0961 | 3769427.2875 |  | 848002.4888 | 42400.1244 | 1681584.9665 | 217738.8606 | 912429.511 | 3702155.9512 |  | 805602.3644 | 42400.1244 | 1534077.5133 | 580636.9615 | 1216572.6813 | 4179289.6449 |  | 932802.7377 | 42400.1244 | 1534077.5133 | 580636.9615 | 304143.1703 | 3394060.5072 |  | 742002.1777 | 106000.3111 | 1268564.0975 | 870955.4423 | 1976930.6071 | 4964452.6357 |  | 1123603.2977 | 106000.3111 | 1268564.0975 | 508057.3413 | 0 | 3006225.0476
|  |  | 42 | 42 | C3 | 18 | 3 | 14 | 7 | 0 | 42 | 17 | 3 | 14 | 7 | 1 | 42 | 7 | 0 | 0 | -1 | -6 | 0 | 16 | 5 | 11 | 4 | 6 | 42 | 11 | 0 | 0 | -1 | -10 | 0 | 13 | 8 | 9 | 2 | 10 | 42 |  |  | C3 | 0.01282 | 0.01282 | 0.01784 | 0.04389 | 0.09196 | C3 | 2480506.5 | 2480506.5 | 2480506.5 | 2480506.5 | 2480506.5 | C3 | 31800.0933 | 31800.0933 | 44252.236 | 108869.4303 | 228107.3777 | C3 | 540601.5866 | 95400.28 | 619531.3034 | 762086.012 | 228107.3777 | 2245726.5598 |  | 572401.6799 | 95400.28 | 619531.3034 | 762086.012 | 0 | 2049419.2754 |  | 508801.4933 | 159000.4666 | 486774.5956 | 435477.7211 | 1368644.2664 | 2958698.5431 |  | 731402.1466 | 159000.4666 | 486774.5956 | 326608.2909 | 0 | 1703785.4997 |  | 413401.2133 | 254400.7466 | 398270.1236 | 217738.8606 | 2281073.7774 | 3564884.7215 |  | 763202.2399 | 254400.7466 | 398270.1236 | 108869.4303 | 0 | 1524742.5405
|  |  | 11 | 11 | C4 | 2 | 1 | 4 | 4 | 0 | 11 | 1 | 1 | 4 | 4 | 1 | 11 | 4 | 0 | 0 | -2 | -2 | 0 | 2 | 1 | 2 | 4 | 2 | 11 | 6 | 0 | 0 | 0 | -6 | 0 | 2 | 0 | 3 | 0 | 6 | 11 |  |  | C4 | 0.01282 | 0.01282 | 0.01784 | 0.04389 | 0.09196 | C4 | 4134177.5 | 4134177.5 | 4134177.5 | 4134177.5 | 4134177.5 | C4 | 53000.1555 | 53000.1555 | 73753.7266 | 181449.0505 | 380178.9629 | C4 | 53000.1555 | 53000.1555 | 295014.9064 | 725796.2019 | 380178.9629 | 1506990.3823 |  | 106000.3111 | 53000.1555 | 295014.9064 | 725796.2019 | 0 | 1179811.575 |  | 106000.3111 | 53000.1555 | 147507.4532 | 725796.2019 | 760357.9258 | 1792662.0475 |  | 318000.9333 | 53000.1555 | 147507.4532 | 362898.1009 | 0 | 881406.643 |  | 106000.3111 | 0 | 221261.1798 | 0 | 2281073.7774 | 2608335.2683 |  | 424001.2444 | 0 | 221261.1798 | 0 | 0 | 645262.4242
|  |  | 248 | 248 |  | 99 | 13 | 113 | 16 | 7 |  | 93 | 13 | 113 | 16 | 10 |  | 18 | 0 | 0 | -3 | -15 |  | 89 | 18 | 102 | 22 | 17 |  | 38 | 0 | 0 | -6 | -32 |  | 77 | 29 | 85 | 22 | 35 | [22 empty] | 1935565.6807 | 294680.8649 | 3380870.8273 | 1807232.5427 | 1779237.5464 | 9197587.462 |  | 2105166.1784 | 294680.8649 | 3380870.8273 | 1807232.5427 | 1018879.6206 | 8606830.034 |  | 1910125.606 | 402801.1822 | 2932448.1696 | 2046745.2894 | 3452024.9831 | 10744145.2303 |  | 2486767.2984 | 402801.1822 | 2932448.1696 | 1574977.7581 | 304143.1703 | 7701137.5786 |  | 1662084.878 | 597841.7546 | 2507626.7044 | 1495140.1759 | 7177778.8196 | 13440472.3325 |  | 2756008.0886 | 597841.7546 | 2507626.7044 | 1023372.6447 | 319350.3288 | 7204199.5211
| 132kV UG Cable (Gas) |  | 0 | 0 | C1 | 0 | 0 | 0 | 0 | 0 | 0 | 0 | 0 | 0 | 0 | 0 | 0 | 0 | 0 | 0 | 0 | 0 | 0 | 0 | 0 | 0 | 0 | 0 | 0 | 0 | 0 | 0 | 0 | 0 | 0 | 0 | 0 | 0 | 0 | 0 | 0 |  |  | C1 | 0.06946 | 0.06946 | 2.3539 | 5.7457 | 12.039 | C1 | 7500.5 | 7500.5 | 7500.5 | 7500.5 | 7500.5 | C1 | 520.9847 | 520.9847 | 17655.1269 | 43095.4728 | 90298.6695 | C1 | 0 | 0 | 0 | 0 | 0 | 0 |  | 0 | 0 | 0 | 0 | 0 | 0 |  | 0 | 0 | 0 | 0 | 0 | 0 |  | 0 | 0 | 0 | 0 | 0 | 0 |  | 0 | 0 | 0 | 0 | 0 | 0 |  | 0 | 0 | 0 | 0 | 0 | 0
|  |  | 20.935 | 12.295 | C2 | 0.092 | 1.479 | 13.096 | 0 | 6.268 | 20.935 | 0.092 | 1.479 | 13.096 | 0 | 11.268 | 25.935 | 0 | 0 | 0 | 0 | -4.32 | -4.32 | 0.092 | 0 | 14.575 | 0 | 6.268 | 20.935 | 0 | 0 | -2.372 | 0 | -6.268 | -8.64 | 0.092 | 0 | 14.574 | 0.001 | 6.268 | 20.935 |  |  | C2 | 0.06946 | 0.06946 | 2.3539 | 5.7457 | 12.039 | C2 | 10715 | 10715 | 10715 | 10715 | 10715 | C2 | 744.2639 | 744.2639 | 25221.6099 | 61564.9612 | 128998.0993 | C2 | 68.4723 | 1100.7663 | 330302.2033 | 0 | 1453550.5829 | 1785022.0247 |  | 68.4723 | 1100.7663 | 330302.2033 | 0 | 808560.0864 | 1140031.5282 |  | 68.4723 | 0 | 367604.9643 | 0 | 808560.0864 | 1176233.523 |  | 68.4723 | 0 | 367604.9643 | 0 | 251288.2974 | 618961.734 |  | 68.4723 | 0 | 367579.7427 | 61.565 | 808560.0864 | 1176269.8663 |  | 68.4723 | 0 | 307754.084 | 61.565 | 0 | 307884.1212
|  |  | 0 | 0 | C3 | 0 | 0 | 0 | 0 | 0 | 0 | 0 | 0 | 0 | 0 | 0 | 0 | 0 | 0 | 0 | 0 | 0 | 0 | 0 | 0 | 0 | 0 | 0 | 0 | 0 | 0 | 0 | 0 | 0 | 0 | 0 | 0 | 0 | 0 | 0 | 0 |  |  | C3 | 0.06946 | 0.06946 | 2.3539 | 5.7457 | 12.039 | C3 | 16072.5 | 16072.5 | 16072.5 | 16072.5 | 16072.5 | C3 | 1116.3958 | 1116.3958 | 37832.4149 | 92347.4418 | 193497.149 | C3 | 0 | 0 | 0 | 0 | 0 | 0 |  | 0 | 0 | 0 | 0 | 0 | 0 |  | 0 | 0 | 0 | 0 | 0 | 0 |  | 0 | 0 | 0 | 0 | 0 | 0 |  | 0 | 0 | 0 | 0 | 0 | 0 |  | 0 | 0 | 0 | 0 | 0 | 0
|  |  | 0 | 0 | C4 | 0 | 0 | 0 | 0 | 0 | 0 | 0 | 0 | 0 | 0 | 0 | 0 | 0 | 0 | 0 | 0 | 0 | 0 | 0 | 0 | 0 | 0 | 0 | 0 | 0 | 0 | 0 | 0 | 0 | 0 | 0 | 0 | 0 | 0 | 0 | 0 |  |  | C4 | 0.06946 | 0.06946 | 2.3539 | 5.7457 | 12.039 | C4 | 26787.5 | 26787.5 | 26787.5 | 26787.5 | 26787.5 | C4 | 1860.6597 | 1860.6597 | 63054.0248 | 153912.403 | 322495.2483 | C4 | 0 | 0 | 0 | 0 | 0 | 0 |  | 0 | 0 | 0 | 0 | 0 | 0 |  | 0 | 0 | 0 | 0 | 0 | 0 |  | 0 | 0 | 0 | 0 | 0 | 0 |  | 0 | 0 | 0 | 0 | 0 | 0 |  | 0 | 0 | 0 | 0 | 0 | 0
|  |  | 20.935 | 12.295 |  | 0.092 | 1.479 | 13.096 | 0 | 6.268 |  | 0.092 | 1.479 | 13.096 | 0 | 11.268 |  | 0 | 0 | 0 | 0 | -4.32 |  | 0.092 | 0 | 14.575 | 0 | 6.268 |  | 0 | 0 | -2.372 | 0 | -6.268 |  | 0.092 | 0 | 14.574 | 0.001 | 6.268 | [22 empty] | 68.4723 | 1100.7663 | 330302.2033 | 0 | 1453550.5829 | 1785022.0247 |  | 68.4723 | 1100.7663 | 330302.2033 | 0 | 808560.0864 | 1140031.5282 |  | 68.4723 | 0 | 367604.9643 | 0 | 808560.0864 | 1176233.523 |  | 68.4723 | 0 | 367604.9643 | 0 | 251288.2974 | 618961.734 |  | 68.4723 | 0 | 367579.7427 | 61.565 | 808560.0864 | 1176269.8663 |  | 68.4723 | 0 | 307754.084 | 61.565 | 0 | 307884.1212
| 132kV UG Cable (Oil) |  | 33.991 | 33.991 | C1 | 0.666 | 22.879 | 10.446 | 0 | 0 | 33.991 | 0.667 | 22.91 | 10.46 | 0 | 0 | 34.037 | 0 | 0 | 0 | 0 | 0 | 0 | 0.666 | 14.253 | 19.072 | 0 | 0 | 33.991 | 0 | 0 | 0 | 0 | 0 | 0 | 0.666 | 6.613 | 26.713 | 0 | 0 | 33.992 |  |  | C1 | 0.01378 | 0.01378 | 0.46689 | 1.1397 | 2.3879 | C1 | 42630 | 42630 | 42630 | 42630 | 42630 | C1 | 587.4414 | 587.4414 | 19903.5207 | 48583.2795 | 101797.0296 | C1 | 391.8234 | 13458.2825 | 208190.8265 | 0 | 0 | 222040.9324 |  | 391.236 | 13440.0718 | 207912.1772 | 0 | 0 | 221743.485 |  | 391.236 | 8372.8023 | 379599.9468 | 0 | 0 | 388363.985 |  | 391.236 | 8372.8023 | 379599.9468 | 0 | 0 | 388363.985 |  | 391.236 | 3884.75 | 531682.7485 | 0 | 0 | 535958.7344 |  | 391.236 | 3884.75 | 531682.7485 | 0 | 0 | 535958.7344
|  |  | 173.723 | 150.283 | C2 | 16.646 | 67.615 | 66.022 | 23.44 | 0 | 173.723 | 16.669 | 67.708 | 66.112 | 29.44 | 0 | 179.929 | 0 | 0 | 0 | 0 | -11.72 | -11.72 | 16.26 | 48.6 | 85.423 | 0 | 23.44 | 173.723 | 0 | 0 | 0 | 0 | -23.44 | -23.44 | 12.36 | 49.921 | 82.297 | 5.705 | 23.44 | 173.723 |  |  | C2 | 0.01378 | 0.01378 | 0.46689 | 1.1397 | 2.3879 | C2 | 60900 | 60900 | 60900 | 60900 | 60900 | C2 | 839.202 | 839.202 | 28433.601 | 69404.685 | 145424.328 | C2 | 13988.6581 | 56820.689 | 1879802.2293 | 2043273.9264 | 0 | 3993885.5029 |  | 13969.3565 | 56742.6432 | 1877243.2052 | 1626845.8164 | 0 | 3574801.0213 |  | 13645.4245 | 40785.2172 | 2428883.4982 | 0 | 3408746.2483 | 5892060.3883 |  | 13645.4245 | 40785.2172 | 2428883.4982 | 0 | 1704373.1242 | 4187687.2641 |  | 10372.5367 | 41893.803 | 2340000.0615 | 395953.7279 | 3408746.2483 | 6196966.3775 |  | 10372.5367 | 41893.803 | 2340000.0615 | 395953.7279 | 0 | 2788220.1292
|  |  | 25.27 | 25.27 | C3 | 4.591 | 13.54 | 7.139 | 0 | 0 | 25.27 | 4.597 | 13.559 | 7.149 | 0 | 0 | 25.305 | 0 | 0 | 0 | 0 | 0 | 0 | 4.591 | 7.627 | 13.052 | 0 | 0 | 25.27 | 0 | 0 | 0 | 0 | 0 | 0 | 0 | 11.103 | 14.167 | 0 | 0 | 25.27 |  |  | C3 | 0.01378 | 0.01378 | 0.46689 | 1.1397 | 2.3879 | C3 | 91350 | 91350 | 91350 | 91350 | 91350 | C3 | 1258.803 | 1258.803 | 42650.4015 | 104107.0275 | 218136.492 | C3 | 5786.7174 | 17068.1099 | 304907.7203 | 0 | 0 | 327762.5476 |  | 5779.1646 | 17044.1926 | 304481.2163 | 0 | 0 | 327304.5735 |  | 5779.1646 | 9600.8905 | 556673.0404 | 0 | 0 | 572053.0954 |  | 5779.1646 | 9600.8905 | 556673.0404 | 0 | 0 | 572053.0954 |  | 0 | 13976.4897 | 604228.2381 | 0 | 0 | 618204.7278 |  | 0 | 13976.4897 | 604228.2381 | 0 | 0 | 618204.7278
|  |  | 9.531 | 9.531 | C4 | 0 | 0 | 9.531 | 0 | 0 | 9.531 | 0 | 0 | 9.544 | 0 | 0 | 9.544 | 0 | 0 | 0 | 0 | 0 | 0 | 0 | 0 | 9.531 | 0 | 0 | 9.531 | 0 | 0 | 0 | 0 | 0 | 0 | 0 | 0 | 9.531 | 0 | 0 | 9.531 |  |  | C4 | 0.01378 | 0.01378 | 0.46689 | 1.1397 | 2.3879 | C4 | 152250 | 152250 | 152250 | 152250 | 152250 | C4 | 2098.005 | 2098.005 | 71084.0025 | 173511.7125 | 363560.82 | C4 | 0 | 0 | 678425.7199 | 0 | 0 | 678425.7199 |  | 0 | 0 | 677501.6278 | 0 | 0 | 677501.6278 |  | 0 | 0 | 677501.6278 | 0 | 0 | 677501.6278 |  | 0 | 0 | 677501.6278 | 0 | 0 | 677501.6278 |  | 0 | 0 | 677501.6278 | 0 | 0 | 677501.6278 |  | 0 | 0 | 677501.6278 | 0 | 0 | 677501.6278
|  |  | 242.515 | 219.075 |  | 21.903 | 104.034 | 93.138 | 23.44 | 0 |  | 21.933 | 104.177 | 93.265 | 29.44 | 0 |  | 0 | 0 | 0 | 0 | -11.72 |  | 21.517 | 70.48 | 127.078 | 0 | 23.44 |  | 0 | 0 | 0 | 0 | -23.44 |  | 13.026 | 67.637 | 132.708 | 5.705 | 23.44 | [22 empty] | 20167.1989 | 87347.0814 | 3071326.496 | 2043273.9264 | 0 | 5222114.7027 |  | 20139.757 | 87226.9076 | 3067138.2266 | 1626845.8164 | 0 | 4801350.7077 |  | 19815.8251 | 58758.91 | 4042658.1132 | 0 | 3408746.2483 | 7529979.0966 |  | 19815.8251 | 58758.91 | 4042658.1132 | 0 | 1704373.1242 | 5825605.9724 |  | 10763.7727 | 59755.0427 | 4153412.6758 | 395953.7279 | 3408746.2483 | 8028631.4675 |  | 10763.7727 | 59755.0427 | 4153412.6758 | 395953.7279 | 0 | 4619885.2192
| 132kV UG Cable (Non Pressurised) |  | 27.889 | 27.889 | C1 | 27.889 | 0 | 0 | 0 | 0 | 27.889 | 20.329 | 0 | 0 | 0 | 0 | 20.329 | 0 | 0 | 0 | 0 | 0 | 0 | 0 | 0 | 0 | 0 | 0 | 0 | 0 | 0 | 0 | 0 | 0 | 0 | 0 | 0 | 0 | 0 | 0 | 0 |  |  | C1 | 0 | 0 | 0 | 0 | 0 | C1 | 336824.6 | 336824.6 | 336824.6 | 336824.6 | 336824.6 | C1 | 0 | 0 | 0 | 0 | 0 | C1 | 0 | 0 | 0 | 0 | 0 | 0 |  | 0 | 0 | 0 | 0 | 0 | 0 |  | 0 | 0 | 0 | 0 | 0 | 0 |  | 0 | 0 | 0 | 0 | 0 | 0 |  | 0 | 0 | 0 | 0 | 0 | 0 |  | 0 | 0 | 0 | 0 | 0 | 0
|  |  | 54.774 | 54.774 | C2 | 54.774 | 0 | 0 | 0 | 0 | 54.774 | 35.764 | 0 | 0 | 0 | 0 | 35.764 | 0 | 0 | 0 | 0 | 0 | 0 | 0 | 0 | 0 | 0 | 0 | 0 | 0 | 0 | 0 | 0 | 0 | 0 | 0 | 0 | 0 | 0 | 0 | 0 |  |  | C2 | 0 | 0 | 0 | 0 | 0 | C2 | 481178 | 481178 | 481178 | 481178 | 481178 | C2 | 0 | 0 | 0 | 0 | 0 | C2 | 0 | 0 | 0 | 0 | 0 | 0 |  | 0 | 0 | 0 | 0 | 0 | 0 |  | 0 | 0 | 0 | 0 | 0 | 0 |  | 0 | 0 | 0 | 0 | 0 | 0 |  | 0 | 0 | 0 | 0 | 0 | 0 |  | 0 | 0 | 0 | 0 | 0 | 0
|  |  | 6.288 | 6.288 | C3 | 6.288 | 0 | 0 | 0 | 0 | 6.288 | 4.398 | 0 | 0 | 0 | 0 | 4.398 | 0 | 0 | 0 | 0 | 0 | 0 | 0 | 0 | 0 | 0 | 0 | 0 | 0 | 0 | 0 | 0 | 0 | 0 | 0 | 0 | 0 | 0 | 0 | 0 |  |  | C3 | 0 | 0 | 0 | 0 | 0 | C3 | 721767 | 721767 | 721767 | 721767 | 721767 | C3 | 0 | 0 | 0 | 0 | 0 | C3 | 0 | 0 | 0 | 0 | 0 | 0 |  | 0 | 0 | 0 | 0 | 0 | 0 |  | 0 | 0 | 0 | 0 | 0 | 0 |  | 0 | 0 | 0 | 0 | 0 | 0 |  | 0 | 0 | 0 | 0 | 0 | 0 |  | 0 | 0 | 0 | 0 | 0 | 0
|  |  | 4.459 | 4.459 | C4 | 4.459 | 0 | 0 | 0 | 0 | 4.459 | 4.459 | 0 | 0 | 0 | 0 | 4.459 | 0 | 0 | 0 | 0 | 0 | 0 | 0 | 0 | 0 | 0 | 0 | 0 | 0 | 0 | 0 | 0 | 0 | 0 | 0 | 0 | 0 | 0 | 0 | 0 |  |  | C4 | 0 | 0 | 0 | 0 | 0 | C4 | 1202945 | 1202945 | 1202945 | 1202945 | 1202945 | C4 | 0 | 0 | 0 | 0 | 0 | C4 | 0 | 0 | 0 | 0 | 0 | 0 |  | 0 | 0 | 0 | 0 | 0 | 0 |  | 0 | 0 | 0 | 0 | 0 | 0 |  | 0 | 0 | 0 | 0 | 0 | 0 |  | 0 | 0 | 0 | 0 | 0 | 0 |  | 0 | 0 | 0 | 0 | 0 | 0
|  |  | 93.41 | 93.41 |  | 93.41 | 0 | 0 | 0 | 0 |  | 64.95 | 0 | 0 | 0 | 0 |  | 0 | 0 | 0 | 0 | 0 |  | 0 | 0 | 0 | 0 | 0 |  | 0 | 0 | 0 | 0 | 0 |  | 0 | 0 | 0 | 0 | 0 | [22 empty] | 0 | 0 | 0 | 0 | 0 | 0 |  | 0 | 0 | 0 | 0 | 0 | 0 |  | 0 | 0 | 0 | 0 | 0 | 0 |  | 0 | 0 | 0 | 0 | 0 | 0 |  | 0 | 0 | 0 | 0 | 0 | 0 |  | 0 | 0 | 0 | 0 | 0 | 0
| 132kV OHL Support - Tower |  | 1118 | 1118 | C1 | 37 | 860 | 144 | 77 | 0 | 1118 | 36 | 860 | 144 | 77 | 1 | 1118 | 0 | 0 | 0 | 0 | 0 | 0 | 37 | 848 | 156 | 77 | 0 | 1118 | 0 | 0 | 0 | 0 | 0 | 0 | 37 | 822 | 182 | 77 | 0 | 1118 |  |  | C1 | 0.00053 | 0.00053 | 0.00053 | 0.02684 | 0.09196 | C1 | 698620.3 | 698620.3 | 698620.3 | 698620.3 | 698620.3 | C1 | 370.2688 | 370.2688 | 370.2688 | 18750.9689 | 64245.1228 | C1 | 13329.6753 | 318431.1327 | 53318.7013 | 1443824.6016 | 64245.1228 | 1893149.2338 |  | 13699.9441 | 318431.1327 | 53318.7013 | 1443824.6016 | 0 | 1829274.3797 |  | 13699.9441 | 313987.9076 | 57761.9264 | 1443824.6016 | 0 | 1829274.3797 |  | 13699.9441 | 313987.9076 | 57761.9264 | 1443824.6016 | 0 | 1829274.3797 |  | 13699.9441 | 304360.9199 | 67388.9141 | 1443824.6016 | 0 | 1829274.3797 |  | 13699.9441 | 304360.9199 | 67388.9141 | 1443824.6016 | 0 | 1829274.3797
|  |  | 1091 | 1091 | C2 | 136 | 702 | 137 | 116 | 0 | 1091 | 110 | 694 | 137 | 126 | 0 | 1067 | 0 | 0 | 0 | 0 | 0 | 0 | 136 | 695 | 144 | 116 | 0 | 1091 | 0 | 0 | 0 | 0 | 0 | 0 | 136 | 678 | 161 | 116 | 0 | 1091 |  |  | C2 | 0.00053 | 0.00053 | 0.00053 | 0.02684 | 0.09196 | C2 | 998029 | 998029 | 998029 | 998029 | 998029 | C2 | 528.9554 | 528.9554 | 528.9554 | 26787.0984 | 91778.7468 | C2 | 58185.0907 | 367095.0268 | 72466.8857 | 3375174.3934 | 0 | 3872921.3965 |  | 71937.9303 | 371326.6697 | 72466.8857 | 3107303.4098 | 0 | 3623034.8955 |  | 71937.9303 | 367623.9821 | 76169.5733 | 3107303.4098 | 0 | 3623034.8955 |  | 71937.9303 | 367623.9821 | 76169.5733 | 3107303.4098 | 0 | 3623034.8955 |  | 71937.9303 | 358631.7409 | 85161.8146 | 3107303.4098 | 0 | 3623034.8955 |  | 71937.9303 | 358631.7409 | 85161.8146 | 3107303.4098 | 0 | 3623034.8955
|  |  | 462 | 462 | C3 | 9 | 323 | 75 | 55 | 0 | 462 | 9 | 303 | 75 | 75 | 0 | 462 | 0 | 0 | 0 | 0 | 0 | 0 | 9 | 321 | 77 | 55 | 0 | 462 | 0 | 0 | 0 | 0 | 0 | 0 | 9 | 310 | 88 | 55 | 0 | 462 |  |  | C3 | 0.00053 | 0.00053 | 0.00053 | 0.02684 | 0.09196 | C3 | 1497043.5 | 1497043.5 | 1497043.5 | 1497043.5 | 1497043.5 | C3 | 793.4331 | 793.4331 | 793.4331 | 40180.6475 | 137668.1203 | C3 | 7140.8975 | 240410.2157 | 59507.4791 | 3013548.5655 | 0 | 3320607.1578 |  | 7140.8975 | 256278.8768 | 59507.4791 | 2209935.6147 | 0 | 2532862.8681 |  | 7140.8975 | 254692.0107 | 61094.3452 | 2209935.6147 | 0 | 2532862.8681 |  | 7140.8975 | 254692.0107 | 61094.3452 | 2209935.6147 | 0 | 2532862.8681 |  | 7140.8975 | 245964.247 | 69822.1088 | 2209935.6147 | 0 | 2532862.8681 |  | 7140.8975 | 245964.247 | 69822.1088 | 2209935.6147 | 0 | 2532862.8681
|  |  | 61 | 61 | C4 | 0 | 31 | 0 | 30 | 0 | 61 | 0 | 31 | 0 | 30 | 0 | 61 | 0 | 0 | 0 | 0 | 0 | 0 | 0 | 31 | 0 | 30 | 0 | 61 | 0 | 0 | 0 | 0 | 0 | 0 | 0 | 31 | 0 | 30 | 0 | 61 |  |  | C4 | 0.00053 | 0.00053 | 0.00053 | 0.02684 | 0.09196 | C4 | 2495072.5 | 2495072.5 | 2495072.5 | 2495072.5 | 2495072.5 | C4 | 1322.3884 | 1322.3884 | 1322.3884 | 66967.7459 | 229446.8671 | C4 | 0 | 40994.0412 | 0 | 2009032.377 | 0 | 2050026.4182 |  | 0 | 40994.0412 | 0 | 2009032.377 | 0 | 2050026.4182 |  | 0 | 40994.0412 | 0 | 2009032.377 | 0 | 2050026.4182 |  | 0 | 40994.0412 | 0 | 2009032.377 | 0 | 2050026.4182 |  | 0 | 40994.0412 | 0 | 2009032.377 | 0 | 2050026.4182 |  | 0 | 40994.0412 | 0 | 2009032.377 | 0 | 2050026.4182
|  |  | 2732 | 2732 |  | 182 | 1916 | 356 | 278 | 0 |  | 155 | 1888 | 356 | 308 | 1 |  | 0 | 0 | 0 | 0 | 0 |  | 182 | 1895 | 377 | 278 | 0 |  | 0 | 0 | 0 | 0 | 0 |  | 182 | 1841 | 431 | 278 | 0 | [22 empty] | 78655.6635 | 966930.4164 | 185293.0661 | 9841579.9375 | 64245.1228 | 11136704.2062 |  | 92778.7719 | 987030.7204 | 185293.0661 | 8770096.0031 | 0 | 10035198.5615 |  | 92778.7719 | 977297.9416 | 195025.8449 | 8770096.0031 | 0 | 10035198.5615 |  | 92778.7719 | 977297.9416 | 195025.8449 | 8770096.0031 | 0 | 10035198.5615 |  | 92778.7719 | 949950.949 | 222372.8375 | 8770096.0031 | 0 | 10035198.5615 |  | 92778.7719 | 949950.949 | 222372.8375 | 8770096.0031 | 0 | 10035198.5615
| 132kV OHL Fittings and Conductors (Tower Lines) |  | 0 | 0 | C1 | 0 | 0 | 0 | 0 | 0 | 0 | 0 | 0 | 0 | 0 | 0 | 0 | 0 | 0 | 0 | 0 | 0 | 0 | 0 | 0 | 0 | 0 | 0 | 0 | 0 | 0 | 0 | 0 | 0 | 0 | 0 | 0 | 0 | 0 | 0 | 0 |  | 0 | C1 | 0 | 0 | 0 | 0 | 0 | C1 | 0 | 0 | 0 | 0 | 0 | C1 | [5 empty] | C1 | [5 empty] | 0 | [6 empty] | 0 | [6 empty] | 0 | [6 empty] | 0 | [6 empty] | 0 | [6 empty] | 0
|  |  | 0 | 0 | C2 | 0 | 0 | 0 | 0 | 0 | 0 | 0 | 0 | 0 | 0 | 0 | 0 | 0 | 0 | 0 | 0 | 0 | 0 | 0 | 0 | 0 | 0 | 0 | 0 | 0 | 0 | 0 | 0 | 0 | 0 | 0 | 0 | 0 | 0 | 0 | 0 |  |  | C2 | 0 | 0 | 0 | 0 | 0 | C2 | 0 | 0 | 0 | 0 | 0 | C2 | [5 empty] | C2 | [5 empty] | 0 | [6 empty] | 0 | [6 empty] | 0 | [6 empty] | 0 | [6 empty] | 0 | [6 empty] | 0
|  |  | 0 | 0 | C3 | 0 | 0 | 0 | 0 | 0 | 0 | 0 | 0 | 0 | 0 | 0 | 0 | 0 | 0 | 0 | 0 | 0 | 0 | 0 | 0 | 0 | 0 | 0 | 0 | 0 | 0 | 0 | 0 | 0 | 0 | 0 | 0 | 0 | 0 | 0 | 0 |  |  | C3 | 0 | 0 | 0 | 0 | 0 | C3 | 0 | 0 | 0 | 0 | 0 | C3 | [5 empty] | C3 | [5 empty] | 0 | [6 empty] | 0 | [6 empty] | 0 | [6 empty] | 0 | [6 empty] | 0 | [6 empty] | 0
|  |  | 0 | 0 | C4 | 0 | 0 | 0 | 0 | 0 | 0 | 0 | 0 | 0 | 0 | 0 | 0 | 0 | 0 | 0 | 0 | 0 | 0 | 0 | 0 | 0 | 0 | 0 | 0 | 0 | 0 | 0 | 0 | 0 | 0 | 0 | 0 | 0 | 0 | 0 | 0 |  |  | C4 | 0 | 0 | 0 | 0 | 0 | C4 | 0 | 0 | 0 | 0 | 0 | C4 | [5 empty] | C4 | [5 empty] | 0 | [6 empty] | 0 | [6 empty] | 0 | [6 empty] | 0 | [6 empty] | 0 | [6 empty] | 0
|  |  | 0 | 0 |  | 0 | 0 | 0 | 0 | 0 |  | 0 | 0 | 0 | 0 | 0 |  | 0 | 0 | 0 | 0 | 0 |  | 0 | 0 | 0 | 0 | 0 |  | 0 | 0 | 0 | 0 | 0 |  | 0 | 0 | 0 | 0 | 0 | [22 empty] | 0 | 0 | 0 | 0 | 0 | 0 |  | 0 | 0 | 0 | 0 | 0 | 0 |  | 0 | 0 | 0 | 0 | 0 | 0 |  | 0 | 0 | 0 | 0 | 0 | 0 |  | 0 | 0 | 0 | 0 | 0 | 0 |  | 0 | 0 | 0 | 0 | 0 | 0
| 132kV OHL Fittings |  | 2561 | 2561 | C1 | 786 | 660 | 577 | 406 | 132 | 2561 | 494 | 662 | 578 | 406 | 425 | 2565 | 438 | 0 | 0 | 0 | -438 | 0 | 782 | 302 | 611 | 362 | 504 | 2561 | 866 | 0 | 0 | 0 | -866 | 0 | 782 | 69 | 732 | 112 | 866 | 2561 |  |  | C1 | 8e-05 | 8e-05 | 0.00011 | 0.00026 | 0.00055 | C1 | 330227.8 | 330227.8 | 330227.8 | 330227.8 | 330227.8 | C1 | 26.4182 | 26.4182 | 36.3251 | 85.8592 | 181.6253 | C1 | 13050.6027 | 17488.8643 | 20995.8835 | 34858.8466 | 77190.7483 | 163584.9453 |  | 20764.7241 | 17436.0278 | 20959.5585 | 34858.8466 | 23974.5383 | 117993.6952 |  | 20659.0512 | 7978.3036 | 22194.6104 | 31081.0405 | 91539.1462 | 173452.1519 |  | 32230.2333 | 7978.3036 | 22194.6104 | 31081.0405 | 11987.2691 | 105471.457 |  | 20659.0512 | 1822.8575 | 26589.9425 | 9616.2335 | 157287.5011 | 215975.5858 |  | 43537.2332 | 1822.8575 | 26589.9425 | 9616.2335 | 0 | 81566.2666
|  |  | 1376 | 1376 | C2 | 664 | 124 | 224 | 192 | 172 | 1376 | 514 | 124 | 224 | 192 | 324 | 1378 | 332 | 0 | 0 | 0 | -332 | 0 | 664 | 62 | 112 | 182 | 356 | 1376 | 538 | 0 | 0 | 0 | -538 | 0 | 664 | 20 | 122 | 32 | 538 | 1376 |  |  | C2 | 8e-05 | 8e-05 | 0.00011 | 0.00026 | 0.00055 | C2 | 471754 | 471754 | 471754 | 471754 | 471754 | C2 | 37.7403 | 37.7403 | 51.8929 | 122.656 | 259.4647 | C2 | 19398.5245 | 4679.7997 | 11624.0186 | 23549.9597 | 84066.5628 | 143318.8652 |  | 25059.5725 | 4679.7997 | 11624.0186 | 23549.9597 | 44627.9284 | 109541.2788 |  | 25059.5725 | 2339.8998 | 5812.0093 | 22323.3993 | 92369.4332 | 147904.3141 |  | 37589.3587 | 2339.8998 | 5812.0093 | 22323.3993 | 6227.1528 | 74291.8199 |  | 25059.5725 | 754.8064 | 6330.9387 | 3924.9933 | 139592.0086 | 175662.3194 |  | 45363.8646 | 754.8064 | 6330.9387 | 3924.9933 | 0 | 56374.603
|  |  | 932 | 932 | C3 | 308 | 312 | 104 | 204 | 4 | 932 | 190 | 313 | 104 | 204 | 123 | 934 | 150 | 0 | 0 | 0 | -150 | 0 | 308 | 150 | 229 | 27 | 218 | 932 | 245 | 0 | 0 | 0 | -245 | 0 | 308 | 88 | 283 | 8 | 245 | 932 |  |  | C3 | 8e-05 | 8e-05 | 0.00011 | 0.00026 | 0.00055 | C3 | 707631 | 707631 | 707631 | 707631 | 707631 | C3 | 56.6105 | 56.6105 | 77.8394 | 183.9841 | 389.1971 | C3 | 10755.9912 | 17719.0802 | 8095.2986 | 37532.7482 | 47871.2372 | 121974.3555 |  | 17436.0278 | 17662.4698 | 8095.2986 | 37532.7482 | 1556.7882 | 82283.3327 |  | 17436.0278 | 8491.572 | 17825.2249 | 4967.5696 | 84844.9569 | 133565.3513 |  | 25927.5998 | 8491.572 | 17825.2249 | 4967.5696 | 26465.3994 | 83677.3658 |  | 17436.0278 | 4981.7222 | 22028.553 | 1471.8725 | 95353.2773 | 141271.4528 |  | 31305.5954 | 4981.7222 | 22028.553 | 1471.8725 | 0 | 59787.7432
|  |  | 219 | 219 | C4 | 64 | 26 | 62 | 37 | 30 | 219 | 0 | 26 | 62 | 37 | 94 | 219 | 61 | 0 | 0 | 0 | -61 | 0 | 64 | 2 | 66 | 20 | 67 | 219 | 87 | 0 | 0 | 0 | -87 | 0 | 64 | 2 | 26 | 40 | 87 | 219 |  |  | C4 | 8e-05 | 8e-05 | 0.00011 | 0.00026 | 0.00055 | C4 | 1179385 | 1179385 | 1179385 | 1179385 | 1179385 | C4 | 94.3508 | 94.3508 | 129.7323 | 306.6401 | 648.6617 | C4 | 0 | 2453.1208 | 8043.4057 | 11345.6837 | 60974.2045 | 82816.4147 |  | 6038.4512 | 2453.1208 | 8043.4057 | 11345.6837 | 19459.8525 | 47340.5139 |  | 6038.4512 | 188.7016 | 8562.3351 | 6132.802 | 43460.3372 | 64382.6272 |  | 11793.85 | 188.7016 | 8562.3351 | 6132.802 | 3891.9705 | 30569.6592 |  | 6038.4512 | 188.7016 | 3373.0411 | 12265.604 | 56433.5722 | 78299.3702 |  | 14246.9708 | 188.7016 | 3373.0411 | 12265.604 | 0 | 30074.3175
|  |  | 5088 | 5088 |  | 1822 | 1122 | 967 | 839 | 338 |  | 1198 | 1125 | 968 | 839 | 966 |  | 981 | 0 | 0 | 0 | -981 |  | 1818 | 516 | 1018 | 591 | 1145 |  | 1736 | 0 | 0 | 0 | -1736 |  | 1818 | 179 | 1163 | 192 | 1736 | [22 empty] | 43205.1183 | 42340.865 | 48758.6064 | 107287.2382 | 270102.7527 | 511694.5807 |  | 69298.7756 | 42231.4181 | 48722.2814 | 107287.2382 | 89619.1074 | 357158.8206 |  | 69193.1027 | 18998.4771 | 54394.1797 | 64504.8114 | 312213.8735 | 519304.4444 |  | 107541.0418 | 18998.4771 | 54394.1797 | 64504.8114 | 48571.7918 | 294010.3019 |  | 69193.1027 | 7748.0877 | 58322.4753 | 27278.7033 | 448666.3592 | 611208.7282 |  | 134453.664 | 7748.0877 | 58322.4753 | 27278.7033 | 0 | 227802.9303
| 132kV OHL Conductor (Tower Lines) |  | 680.814 | 680.814 | C1 | 200.262 | 0 | 480.552 | 0 | 0 | 680.814 | 160.995 | 0 | 480.552 | 0 | 34.601 | 676.148 | 48.146 | 0 | 0 | -48.146 | 0 | 0 | 167.534 | 32.728 | 368.248 | 112.304 | 0 | 680.814 | 112.304 | 0 | 0 | 0 | -112.304 | 0 | 39.267 | 160.995 | 368.248 | 0 | 112.304 | 680.814 |  |  | C1 | 7e-05 | 7e-05 | 0.0001 | 0.00023 | 0.00049 | C1 | 333150.3 | 333150.3 | 333150.3 | 333150.3 | 333150.3 | C1 | 23.3205 | 23.3205 | 33.315 | 76.6246 | 163.2436 | C1 | 3754.4873 | 0 | 16009.6043 | 0 | 5648.3934 | 25412.485 |  | 4670.2142 | 0 | 16009.6043 | 0 | 0 | 20679.8185 |  | 3906.9802 | 763.234 | 12268.1932 | 8605.2456 | 0 | 25543.6529 |  | 5029.77 | 763.234 | 12268.1932 | 4916.0791 | 0 | 22977.2762 |  | 915.7269 | 3754.4873 | 12268.1932 | 0 | 18332.9145 | 35271.3219 |  | 3534.7147 | 3754.4873 | 12268.1932 | 0 | 0 | 19557.3951
|  |  | 374.326 | 374.326 | C2 | 96.332 | 26.057 | 251.937 | 0 | 0 | 374.326 | 51.35 | 26.057 | 251.937 | 0 | 40.314 | 369.658 | 23.096 | 0 | 0 | -23.096 | 0 | 0 | 96.332 | 26.057 | 189.464 | 62.473 | 0 | 374.326 | 62.473 | 0 | 0 | 0 | -62.473 | 0 | 44.982 | 57.843 | 209.028 | 0 | 62.473 | 374.326 |  |  | C2 | 7e-05 | 7e-05 | 0.0001 | 0.00023 | 0.00049 | C2 | 475929 | 475929 | 475929 | 475929 | 475929 | C2 | 33.315 | 33.315 | 47.5929 | 109.4637 | 233.2052 | C2 | 1710.7268 | 868.0897 | 11990.4124 | 0 | 9401.4348 | 23970.6638 |  | 3209.3035 | 868.0897 | 11990.4124 | 0 | 0 | 16067.8057 |  | 3209.3035 | 868.0897 | 9017.1412 | 6838.5239 | 0 | 19933.0583 |  | 3978.7474 | 868.0897 | 9017.1412 | 4310.3509 | 0 | 18174.3293 |  | 1498.5767 | 1927.0413 | 9948.2487 | 0 | 14569.0291 | 27942.8957 |  | 3579.8665 | 1927.0413 | 9948.2487 | 0 | 0 | 15455.1565
|  |  | 255.091 | 255.091 | C3 | 136.196 | 12.659 | 106.236 | 0 | 0 | 255.091 | 57.475 | 12.659 | 106.236 | 0 | 74.055 | 250.425 | 16.543 | 0 | 0 | -16.543 | 0 | 0 | 124.016 | 24.839 | 79.727 | 26.509 | 0 | 255.091 | 26.509 | 0 | 0 | 0 | -26.509 | 0 | 92.75 | 43.445 | 92.387 | 0 | 26.509 | 255.091 |  |  | C3 | 7e-05 | 7e-05 | 0.0001 | 0.00023 | 0.00049 | C3 | 713893.5 | 713893.5 | 713893.5 | 713893.5 | 713893.5 | C3 | 49.9725 | 49.9725 | 71.3894 | 164.1955 | 349.8078 | C3 | 2872.172 | 632.6024 | 7584.119 | 0 | 25905.0177 | 36993.9112 |  | 6806.0607 | 632.6024 | 7584.119 | 0 | 0 | 15022.7822 |  | 6197.3951 | 1241.268 | 5691.6587 | 4352.6586 | 0 | 17482.9805 |  | 7024.091 | 1241.268 | 5691.6587 | 1636.3724 | 0 | 15593.3901 |  | 4634.9535 | 2171.0572 | 6595.4479 | 0 | 9273.0554 | 22674.514 |  | 5959.6757 | 2171.0572 | 6595.4479 | 0 | 0 | 14726.1808
|  |  | 63.769 | 63.769 | C4 | 8.52 | 7.225 | 48.024 | 0 | 0 | 63.769 | 0 | 7.225 | 48.024 | 0 | 8.52 | 63.769 | 14.115 | 0 | 0 | -14.115 | 0 | 0 | 8.52 | 7.225 | 33.91 | 14.114 | 0 | 63.769 | 14.114 | 0 | 0 | 0 | -14.114 | 0 | 8.52 | 0 | 41.135 | 0 | 14.114 | 63.769 |  |  | C4 | 7e-05 | 7e-05 | 0.0001 | 0.00023 | 0.00049 | C4 | 1189822.5 | 1189822.5 | 1189822.5 | 1189822.5 | 1189822.5 | C4 | 83.2876 | 83.2876 | 118.9823 | 273.6592 | 583.013 | C4 | 0 | 601.7527 | 5714.0036 | 0 | 4967.271 | 11283.0273 |  | 709.6101 | 601.7527 | 5714.0036 | 0 | 0 | 7025.3664 |  | 709.6101 | 601.7527 | 4034.6881 | 3862.4256 | 0 | 9208.4766 |  | 1885.2143 | 601.7527 | 4034.6881 | -0.27366 | 0 | 6521.3814 |  | 709.6101 | 0 | 4894.3349 | 0 | 8228.6458 | 13832.5908 |  | 1885.131 | 0 | 4894.3349 | 0 | 0 | 6779.4658
|  |  | 1374 | 1374 |  | 441.31 | 45.941 | 886.749 | 0 | 0 |  | 269.82 | 45.941 | 886.749 | 0 | 157.49 |  | 101.9 | 0 | 0 | -101.9 | 0 |  | 396.402 | 90.849 | 671.349 | 215.4 | 0 |  | 215.4 | 0 | 0 | 0 | -215.4 |  | 185.519 | 262.283 | 710.798 | 0 | 215.4 | [22 empty] | 8337.3861 | 2102.4449 | 41298.1393 | 0 | 45922.117 | 97660.0873 |  | 15395.1885 | 2102.4449 | 41298.1393 | 0 | 0 | 58795.7727 |  | 14023.2889 | 3474.3445 | 31011.6812 | 23658.8537 | 0 | 72168.1683 |  | 17917.8226 | 3474.3445 | 31011.6812 | 10862.5288 | 0 | 63266.3771 |  | 7758.8673 | 7852.5858 | 33706.2246 | 0 | 50403.6448 | 99721.3225 |  | 14959.388 | 7852.5858 | 33706.2246 | 0 | 0 | 56518.1983
| [Please insert new asset category as required] |  | 0 | 0 | C1 | 0 | 0 | 0 | 0 | 0 | 0 | 0 | 0 | 0 | 0 | 0 | 0 | 0 | 0 | 0 | 0 | 0 | 0 | 0 | 0 | 0 | 0 | 0 | 0 | 0 | 0 | 0 | 0 | 0 | 0 | 0 | 0 | 0 | 0 | 0 | 0 |  |  | C1 | 0 | 0 | 0 | 0 | 0 | C1 | 0 | 0 | 0 | 0 | 0 | C1 | [5 empty] | C1 | [5 empty] | 0 | [6 empty] | 0 | [6 empty] | 0 | [6 empty] | 0 | [6 empty] | 0 | [6 empty] | 0
|  |  | 0 | 0 | C2 | 0 | 0 | 0 | 0 | 0 | 0 | 0 | 0 | 0 | 0 | 0 | 0 | 0 | 0 | 0 | 0 | 0 | 0 | 0 | 0 | 0 | 0 | 0 | 0 | 0 | 0 | 0 | 0 | 0 | 0 | 0 | 0 | 0 | 0 | 0 | 0 |  |  | C2 | 0 | 0 | 0 | 0 | 0 | C2 | 0 | 0 | 0 | 0 | 0 | C2 | [5 empty] | C2 | [5 empty] | 0 | [6 empty] | 0 | [6 empty] | 0 | [6 empty] | 0 | [6 empty] | 0 | [6 empty] | 0
|  |  | 0 | 0 | C3 | 0 | 0 | 0 | 0 | 0 | 0 | 0 | 0 | 0 | 0 | 0 | 0 | 0 | 0 | 0 | 0 | 0 | 0 | 0 | 0 | 0 | 0 | 0 | 0 | 0 | 0 | 0 | 0 | 0 | 0 | 0 | 0 | 0 | 0 | 0 | 0 |  |  | C3 | 0 | 0 | 0 | 0 | 0 | C3 | 0 | 0 | 0 | 0 | 0 | C3 | [5 empty] | C3 | [5 empty] | 0 | [6 empty] | 0 | [6 empty] | 0 | [6 empty] | 0 | [6 empty] | 0 | [6 empty] | 0
|  |  | 0 | 0 | C4 | 0 | 0 | 0 | 0 | 0 | 0 | 0 | 0 | 0 | 0 | 0 | 0 | 0 | 0 | 0 | 0 | 0 | 0 | 0 | 0 | 0 | 0 | 0 | 0 | 0 | 0 | 0 | 0 | 0 | 0 | 0 | 0 | 0 | 0 | 0 | 0 |  |  | C4 | 0 | 0 | 0 | 0 | 0 | C4 | 0 | 0 | 0 | 0 | 0 | C4 | [5 empty] | C4 | [5 empty] | 0 | [6 empty] | 0 | [6 empty] | 0 | [6 empty] | 0 | [6 empty] | 0 | [6 empty] | 0
|  |  | 0 | 0 |  | 0 | 0 | 0 | 0 | 0 |  | 0 | 0 | 0 | 0 | 0 |  | 0 | 0 | 0 | 0 | 0 |  | 0 | 0 | 0 | 0 | 0 |  | 0 | 0 | 0 | 0 | 0 |  | 0 | 0 | 0 | 0 | 0 | [22 empty] | 0 | 0 | 0 | 0 | 0 | 0 |  | 0 | 0 | 0 | 0 | 0 | 0 |  | 0 | 0 | 0 | 0 | 0 | 0 |  | 0 | 0 | 0 | 0 | 0 | 0 |  | 0 | 0 | 0 | 0 | 0 | 0 |  | 0 | 0 | 0 | 0 | 0 | 0
| [Please insert new asset category as required] |  | 0 | 0 | C1 | 0 | 0 | 0 | 0 | 0 | 0 | 0 | 0 | 0 | 0 | 0 | 0 | 0 | 0 | 0 | 0 | 0 | 0 | 0 | 0 | 0 | 0 | 0 | 0 | 0 | 0 | 0 | 0 | 0 | 0 | 0 | 0 | 0 | 0 | 0 | 0 |  |  | C1 | 0 | 0 | 0 | 0 | 0 | C1 | 0 | 0 | 0 | 0 | 0 | C1 | [5 empty] | C1 | [5 empty] | 0 | [6 empty] | 0 | [6 empty] | 0 | [6 empty] | 0 | [6 empty] | 0 | [6 empty] | 0
|  |  | 0 | 0 | C2 | 0 | 0 | 0 | 0 | 0 | 0 | 0 | 0 | 0 | 0 | 0 | 0 | 0 | 0 | 0 | 0 | 0 | 0 | 0 | 0 | 0 | 0 | 0 | 0 | 0 | 0 | 0 | 0 | 0 | 0 | 0 | 0 | 0 | 0 | 0 | 0 |  |  | C2 | 0 | 0 | 0 | 0 | 0 | C2 | 0 | 0 | 0 | 0 | 0 | C2 | [5 empty] | C2 | [5 empty] | 0 | [6 empty] | 0 | [6 empty] | 0 | [6 empty] | 0 | [6 empty] | 0 | [6 empty] | 0
|  |  | 0 | 0 | C3 | 0 | 0 | 0 | 0 | 0 | 0 | 0 | 0 | 0 | 0 | 0 | 0 | 0 | 0 | 0 | 0 | 0 | 0 | 0 | 0 | 0 | 0 | 0 | 0 | 0 | 0 | 0 | 0 | 0 | 0 | 0 | 0 | 0 | 0 | 0 | 0 |  |  | C3 | 0 | 0 | 0 | 0 | 0 | C3 | 0 | 0 | 0 | 0 | 0 | C3 | [5 empty] | C3 | [5 empty] | 0 | [6 empty] | 0 | [6 empty] | 0 | [6 empty] | 0 | [6 empty] | 0 | [6 empty] | 0
|  |  | 0 | 0 | C4 | 0 | 0 | 0 | 0 | 0 | 0 | 0 | 0 | 0 | 0 | 0 | 0 | 0 | 0 | 0 | 0 | 0 | 0 | 0 | 0 | 0 | 0 | 0 | 0 | 0 | 0 | 0 | 0 | 0 | 0 | 0 | 0 | 0 | 0 | 0 | 0 |  |  | C4 | 0 | 0 | 0 | 0 | 0 | C4 | 0 | 0 | 0 | 0 | 0 | C4 | [5 empty] | C4 | [5 empty] | 0 | [6 empty] | 0 | [6 empty] | 0 | [6 empty] | 0 | [6 empty] | 0 | [6 empty] | 0
|  |  | 0 | 0 |  | 0 | 0 | 0 | 0 | 0 |  | 0 | 0 | 0 | 0 | 0 |  | 0 | 0 | 0 | 0 | 0 |  | 0 | 0 | 0 | 0 | 0 |  | 0 | 0 | 0 | 0 | 0 |  | 0 | 0 | 0 | 0 | 0 | [22 empty] | 0 | 0 | 0 | 0 | 0 | 0 |  | 0 | 0 | 0 | 0 | 0 | 0 |  | 0 | 0 | 0 | 0 | 0 | 0 |  | 0 | 0 | 0 | 0 | 0 | 0 |  | 0 | 0 | 0 | 0 | 0 | 0 |  | 0 | 0 | 0 | 0 | 0 | 0
| [Please insert new asset category as required] |  | 0 | 0 | C1 | 0 | 0 | 0 | 0 | 0 | 0 | 0 | 0 | 0 | 0 | 0 | 0 | 0 | 0 | 0 | 0 | 0 | 0 | 0 | 0 | 0 | 0 | 0 | 0 | 0 | 0 | 0 | 0 | 0 | 0 | 0 | 0 | 0 | 0 | 0 | 0 |  |  | C1 | 0 | 0 | 0 | 0 | 0 | C1 | 0 | 0 | 0 | 0 | 0 | C1 | [5 empty] | C1 | [5 empty] | 0 | [6 empty] | 0 | [6 empty] | 0 | [6 empty] | 0 | [6 empty] | 0 | [6 empty] | 0
|  |  | 0 | 0 | C2 | 0 | 0 | 0 | 0 | 0 | 0 | 0 | 0 | 0 | 0 | 0 | 0 | 0 | 0 | 0 | 0 | 0 | 0 | 0 | 0 | 0 | 0 | 0 | 0 | 0 | 0 | 0 | 0 | 0 | 0 | 0 | 0 | 0 | 0 | 0 | 0 |  |  | C2 | 0 | 0 | 0 | 0 | 0 | C2 | 0 | 0 | 0 | 0 | 0 | C2 | [5 empty] | C2 | [5 empty] | 0 | [6 empty] | 0 | [6 empty] | 0 | [6 empty] | 0 | [6 empty] | 0 | [6 empty] | 0
|  |  | 0 | 0 | C3 | 0 | 0 | 0 | 0 | 0 | 0 | 0 | 0 | 0 | 0 | 0 | 0 | 0 | 0 | 0 | 0 | 0 | 0 | 0 | 0 | 0 | 0 | 0 | 0 | 0 | 0 | 0 | 0 | 0 | 0 | 0 | 0 | 0 | 0 | 0 | 0 |  |  | C3 | 0 | 0 | 0 | 0 | 0 | C3 | 0 | 0 | 0 | 0 | 0 | C3 | [5 empty] | C3 | [5 empty] | 0 | [6 empty] | 0 | [6 empty] | 0 | [6 empty] | 0 | [6 empty] | 0 | [6 empty] | 0
|  |  | 0 | 0 | C4 | 0 | 0 | 0 | 0 | 0 | 0 | 0 | 0 | 0 | 0 | 0 | 0 | 0 | 0 | 0 | 0 | 0 | 0 | 0 | 0 | 0 | 0 | 0 | 0 | 0 | 0 | 0 | 0 | 0 | 0 | 0 | 0 | 0 | 0 | 0 | 0 |  |  | C4 | 0 | 0 | 0 | 0 | 0 | C4 | 0 | 0 | 0 | 0 | 0 | C4 | [5 empty] | C4 | [5 empty] | 0 | [6 empty] | 0 | [6 empty] | 0 | [6 empty] | 0 | [6 empty] | 0 | [6 empty] | 0
|  |  | 0 | 0 |  | 0 | 0 | 0 | 0 | 0 |  | 0 | 0 | 0 | 0 | 0 |  | 0 | 0 | 0 | 0 | 0 |  | 0 | 0 | 0 | 0 | 0 |  | 0 | 0 | 0 | 0 | 0 |  | 0 | 0 | 0 | 0 | 0 | [22 empty] | 0 | 0 | 0 | 0 | 0 | 0 |  | 0 | 0 | 0 | 0 | 0 | 0 |  | 0 | 0 | 0 | 0 | 0 | 0 |  | 0 | 0 | 0 | 0 | 0 | 0 |  | 0 | 0 | 0 | 0 | 0 | 0 |  | 0 | 0 | 0 | 0 | 0 | 0
[63 empty] | 2480578.7976 | 1464764.5436 | 7415805.399 | 14798252.4172 | 3872177.6945 | 30031578.8519 |  | 2906624.8917 | 1472726.3957 | 7335349.4212 | 12977380.782 | 1936991.0892 | 26629072.5798 |  | 2672468.4767 | 1556998.467 | 7759586.0809 | 11262426.8856 | 9396736.7039 | 32648216.6141 |  | 3411631.8382 | 1556998.467 | 7759586.0809 | 10723502.28 | 2974683.8564 | 26426402.5225 |  | 2389660.1835 | 1738267.1225 | 7415385.2343 | 10846176.3488 | 14058230.7107 | 36447719.5998 |  | 3775960.8945 | 1738267.1225 | 7355559.5756 | 10374408.8175 | 905928.7022 | 24150125.1124
| Other | [66 empty] | 0 | [6 empty] | 0 | [6 empty] | 0 | [6 empty] | 0 | [6 empty] | 0 | [6 empty] | 0
| Submarine Cables |  | 0 | 0 | C1 | 0 | 0 | 0 | 0 | 0 | 0 | 0 | 0 | 0 | 0 | 0 | 0 | 0 | 0 | 0 | 0 | 0 | 0 | 0 | 0 | 0 | 0 | 0 | 0 | 0 | 0 | 0 | 0 | 0 | 0 | 0 | 0 | 0 | 0 | 0 | 0 |  |  | C1 | 0 | 0 | 0 | 0 | 0 | C1 | 0 | 0 | 0 | 0 | 0 | C1 | [5 empty] | C1 | [5 empty] | 0 | [6 empty] | 0 | [6 empty] | 0 | [6 empty] | 0 | [6 empty] | 0 | [6 empty] | 0
|  |  | 0 | 0 | C2 | 0 | 0 | 0 | 0 | 0 | 0 | 0 | 0 | 0 | 0 | 0 | 0 | 0 | 0 | 0 | 0 | 0 | 0 | 0 | 0 | 0 | 0 | 0 | 0 | 0 | 0 | 0 | 0 | 0 | 0 | 0 | 0 | 0 | 0 | 0 | 0 |  |  | C2 | 0 | 0 | 0 | 0 | 0 | C2 | 0 | 0 | 0 | 0 | 0 | C2 | [5 empty] | C2 | [5 empty] | 0 | [6 empty] | 0 | [6 empty] | 0 | [6 empty] | 0 | [6 empty] | 0 | [6 empty] | 0
|  |  | 0 | 0 | C3 | 0 | 0 | 0 | 0 | 0 | 0 | 0 | 0 | 0 | 0 | 0 | 0 | 0 | 0 | 0 | 0 | 0 | 0 | 0 | 0 | 0 | 0 | 0 | 0 | 0 | 0 | 0 | 0 | 0 | 0 | 0 | 0 | 0 | 0 | 0 | 0 |  |  | C3 | 0 | 0 | 0 | 0 | 0 | C3 | 0 | 0 | 0 | 0 | 0 | C3 | [5 empty] | C3 | [5 empty] | 0 | [6 empty] | 0 | [6 empty] | 0 | [6 empty] | 0 | [6 empty] | 0 | [6 empty] | 0
|  |  | 0 | 0 | C4 | 0 | 0 | 0 | 0 | 0 | 0 | 0 | 0 | 0 | 0 | 0 | 0 | 0 | 0 | 0 | 0 | 0 | 0 | 0 | 0 | 0 | 0 | 0 | 0 | 0 | 0 | 0 | 0 | 0 | 0 | 0 | 0 | 0 | 0 | 0 | 0 |  |  | C4 | 0 | 0 | 0 | 0 | 0 | C4 | 0 | 0 | 0 | 0 | 0 | C4 | [5 empty] | C4 | [5 empty] | 0 | [6 empty] | 0 | [6 empty] | 0 | [6 empty] | 0 | [6 empty] | 0 | [6 empty] | 0
|  |  | 0 | 0 |  | 0 | 0 | 0 | 0 | 0 |  | 0 | 0 | 0 | 0 | 0 |  | 0 | 0 | 0 | 0 | 0 |  | 0 | 0 | 0 | 0 | 0 |  | 0 | 0 | 0 | 0 | 0 |  | 0 | 0 | 0 | 0 | 0 | [22 empty] | 0 | 0 | 0 | 0 | 0 | 0 |  | 0 | 0 | 0 | 0 | 0 | 0 |  | 0 | 0 | 0 | 0 | 0 | 0 |  | 0 | 0 | 0 | 0 | 0 | 0 |  | 0 | 0 | 0 | 0 | 0 | 0 |  | 0 | 0 | 0 | 0 | 0 | 0
| [Please insert new asset category as required] |  | 0 | 0 | C1 | 0 | 0 | 0 | 0 | 0 | 0 | 0 | 0 | 0 | 0 | 0 | 0 | 0 | 0 | 0 | 0 | 0 | 0 | 0 | 0 | 0 | 0 | 0 | 0 | 0 | 0 | 0 | 0 | 0 | 0 | 0 | 0 | 0 | 0 | 0 | 0 |  |  | C1 | 0 | 0 | 0 | 0 | 0 | C1 | 0 | 0 | 0 | 0 | 0 | C1 | [5 empty] | C1 | [5 empty] | 0 | [6 empty] | 0 | [6 empty] | 0 | [6 empty] | 0 | [6 empty] | 0 | [6 empty] | 0
|  |  | 0 | 0 | C2 | 0 | 0 | 0 | 0 | 0 | 0 | 0 | 0 | 0 | 0 | 0 | 0 | 0 | 0 | 0 | 0 | 0 | 0 | 0 | 0 | 0 | 0 | 0 | 0 | 0 | 0 | 0 | 0 | 0 | 0 | 0 | 0 | 0 | 0 | 0 | 0 |  |  | C2 | 0 | 0 | 0 | 0 | 0 | C2 | 0 | 0 | 0 | 0 | 0 | C2 | [5 empty] | C2 | [5 empty] | 0 | [6 empty] | 0 | [6 empty] | 0 | [6 empty] | 0 | [6 empty] | 0 | [6 empty] | 0
|  |  | 0 | 0 | C3 | 0 | 0 | 0 | 0 | 0 | 0 | 0 | 0 | 0 | 0 | 0 | 0 | 0 | 0 | 0 | 0 | 0 | 0 | 0 | 0 | 0 | 0 | 0 | 0 | 0 | 0 | 0 | 0 | 0 | 0 | 0 | 0 | 0 | 0 | 0 | 0 |  |  | C3 | 0 | 0 | 0 | 0 | 0 | C3 | 0 | 0 | 0 | 0 | 0 | C3 | [5 empty] | C3 | [5 empty] | 0 | [6 empty] | 0 | [6 empty] | 0 | [6 empty] | 0 | [6 empty] | 0 | [6 empty] | 0
|  |  | 0 | 0 | C4 | 0 | 0 | 0 | 0 | 0 | 0 | 0 | 0 | 0 | 0 | 0 | 0 | 0 | 0 | 0 | 0 | 0 | 0 | 0 | 0 | 0 | 0 | 0 | 0 | 0 | 0 | 0 | 0 | 0 | 0 | 0 | 0 | 0 | 0 | 0 | 0 |  |  | C4 | 0 | 0 | 0 | 0 | 0 | C4 | 0 | 0 | 0 | 0 | 0 | C4 | [5 empty] | C4 | [5 empty] | 0 | [6 empty] | 0 | [6 empty] | 0 | [6 empty] | 0 | [6 empty] | 0 | [6 empty] | 0
|  |  | 0 | 0 |  | 0 | 0 | 0 | 0 | 0 |  | 0 | 0 | 0 | 0 | 0 |  | 0 | 0 | 0 | 0 | 0 |  | 0 | 0 | 0 | 0 | 0 |  | 0 | 0 | 0 | 0 | 0 |  | 0 | 0 | 0 | 0 | 0 | [22 empty] | 0 | 0 | 0 | 0 | 0 | 0 |  | 0 | 0 | 0 | 0 | 0 | 0 |  | 0 | 0 | 0 | 0 | 0 | 0 |  | 0 | 0 | 0 | 0 | 0 | 0 |  | 0 | 0 | 0 | 0 | 0 | 0 |  | 0 | 0 | 0 | 0 | 0 | 0
| [Please insert new asset category as required] |  | 0 | 0 | C1 | 0 | 0 | 0 | 0 | 0 | 0 | 0 | 0 | 0 | 0 | 0 | 0 | 0 | 0 | 0 | 0 | 0 | 0 | 0 | 0 | 0 | 0 | 0 | 0 | 0 | 0 | 0 | 0 | 0 | 0 | 0 | 0 | 0 | 0 | 0 | 0 |  |  | C1 | 0 | 0 | 0 | 0 | 0 | C1 | 0 | 0 | 0 | 0 | 0 | C1 | [5 empty] | C1 | [5 empty] | 0 | [6 empty] | 0 | [6 empty] | 0 | [6 empty] | 0 | [6 empty] | 0 | [6 empty] | 0
|  |  | 0 | 0 | C2 | 0 | 0 | 0 | 0 | 0 | 0 | 0 | 0 | 0 | 0 | 0 | 0 | 0 | 0 | 0 | 0 | 0 | 0 | 0 | 0 | 0 | 0 | 0 | 0 | 0 | 0 | 0 | 0 | 0 | 0 | 0 | 0 | 0 | 0 | 0 | 0 |  |  | C2 | 0 | 0 | 0 | 0 | 0 | C2 | 0 | 0 | 0 | 0 | 0 | C2 | [5 empty] | C2 | [5 empty] | 0 | [6 empty] | 0 | [6 empty] | 0 | [6 empty] | 0 | [6 empty] | 0 | [6 empty] | 0
|  |  | 0 | 0 | C3 | 0 | 0 | 0 | 0 | 0 | 0 | 0 | 0 | 0 | 0 | 0 | 0 | 0 | 0 | 0 | 0 | 0 | 0 | 0 | 0 | 0 | 0 | 0 | 0 | 0 | 0 | 0 | 0 | 0 | 0 | 0 | 0 | 0 | 0 | 0 | 0 |  |  | C3 | 0 | 0 | 0 | 0 | 0 | C3 | 0 | 0 | 0 | 0 | 0 | C3 | [5 empty] | C3 | [5 empty] | 0 | [6 empty] | 0 | [6 empty] | 0 | [6 empty] | 0 | [6 empty] | 0 | [6 empty] | 0
|  |  | 0 | 0 | C4 | 0 | 0 | 0 | 0 | 0 | 0 | 0 | 0 | 0 | 0 | 0 | 0 | 0 | 0 | 0 | 0 | 0 | 0 | 0 | 0 | 0 | 0 | 0 | 0 | 0 | 0 | 0 | 0 | 0 | 0 | 0 | 0 | 0 | 0 | 0 | 0 |  |  | C4 | 0 | 0 | 0 | 0 | 0 | C4 | 0 | 0 | 0 | 0 | 0 | C4 | [5 empty] | C4 | [5 empty] | 0 | [6 empty] | 0 | [6 empty] | 0 | [6 empty] | 0 | [6 empty] | 0 | [6 empty] | 0
|  |  | 0 | 0 |  | 0 | 0 | 0 | 0 | 0 |  | 0 | 0 | 0 | 0 | 0 |  | 0 | 0 | 0 | 0 | 0 |  | 0 | 0 | 0 | 0 | 0 |  | 0 | 0 | 0 | 0 | 0 |  | 0 | 0 | 0 | 0 | 0 | [22 empty] | 0 | 0 | 0 | 0 | 0 | 0 |  | 0 | 0 | 0 | 0 | 0 | 0 |  | 0 | 0 | 0 | 0 | 0 | 0 |  | 0 | 0 | 0 | 0 | 0 | 0 |  | 0 | 0 | 0 | 0 | 0 | 0 |  | 0 | 0 | 0 | 0 | 0 | 0
| [Please insert new asset category as required] |  | 0 | 0 | C1 | 0 | 0 | 0 | 0 | 0 | 0 | 0 | 0 | 0 | 0 | 0 | 0 | 0 | 0 | 0 | 0 | 0 | 0 | 0 | 0 | 0 | 0 | 0 | 0 | 0 | 0 | 0 | 0 | 0 | 0 | 0 | 0 | 0 | 0 | 0 | 0 |  |  | C1 | 0 | 0 | 0 | 0 | 0 | C1 | 0 | 0 | 0 | 0 | 0 | C1 | [5 empty] | C1 | [5 empty] | 0 | [6 empty] | 0 | [6 empty] | 0 | [6 empty] | 0 | [6 empty] | 0 | [6 empty] | 0
|  |  | 0 | 0 | C2 | 0 | 0 | 0 | 0 | 0 | 0 | 0 | 0 | 0 | 0 | 0 | 0 | 0 | 0 | 0 | 0 | 0 | 0 | 0 | 0 | 0 | 0 | 0 | 0 | 0 | 0 | 0 | 0 | 0 | 0 | 0 | 0 | 0 | 0 | 0 | 0 |  |  | C2 | 0 | 0 | 0 | 0 | 0 | C2 | 0 | 0 | 0 | 0 | 0 | C2 | [5 empty] | C2 | [5 empty] | 0 | [6 empty] | 0 | [6 empty] | 0 | [6 empty] | 0 | [6 empty] | 0 | [6 empty] | 0
|  |  | 0 | 0 | C3 | 0 | 0 | 0 | 0 | 0 | 0 | 0 | 0 | 0 | 0 | 0 | 0 | 0 | 0 | 0 | 0 | 0 | 0 | 0 | 0 | 0 | 0 | 0 | 0 | 0 | 0 | 0 | 0 | 0 | 0 | 0 | 0 | 0 | 0 | 0 | 0 |  |  | C3 | 0 | 0 | 0 | 0 | 0 | C3 | 0 | 0 | 0 | 0 | 0 | C3 | [5 empty] | C3 | [5 empty] | 0 | [6 empty] | 0 | [6 empty] | 0 | [6 empty] | 0 | [6 empty] | 0 | [6 empty] | 0
|  |  | 0 | 0 | C4 | 0 | 0 | 0 | 0 | 0 | 0 | 0 | 0 | 0 | 0 | 0 | 0 | 0 | 0 | 0 | 0 | 0 | 0 | 0 | 0 | 0 | 0 | 0 | 0 | 0 | 0 | 0 | 0 | 0 | 0 | 0 | 0 | 0 | 0 | 0 | 0 |  |  | C4 | 0 | 0 | 0 | 0 | 0 | C4 | 0 | 0 | 0 | 0 | 0 | C4 | [5 empty] | C4 | [5 empty] | 0 | [6 empty] | 0 | [6 empty] | 0 | [6 empty] | 0 | [6 empty] | 0 | [6 empty] | 0
|  |  | 0 | 0 |  | 0 | 0 | 0 | 0 | 0 |  | 0 | 0 | 0 | 0 | 0 |  | 0 | 0 | 0 | 0 | 0 |  | 0 | 0 | 0 | 0 | 0 |  | 0 | 0 | 0 | 0 | 0 |  | 0 | 0 | 0 | 0 | 0 | [22 empty] | 0 | 0 | 0 | 0 | 0 | 0 |  | 0 | 0 | 0 | 0 | 0 | 0 |  | 0 | 0 | 0 | 0 | 0 | 0 |  | 0 | 0 | 0 | 0 | 0 | 0 |  | 0 | 0 | 0 | 0 | 0 | 0 |  | 0 | 0 | 0 | 0 | 0 | 0
| [Please insert new asset category as required] |  | 0 | 0 | C1 | 0 | 0 | 0 | 0 | 0 | 0 | 0 | 0 | 0 | 0 | 0 | 0 | 0 | 0 | 0 | 0 | 0 | 0 | 0 | 0 | 0 | 0 | 0 | 0 | 0 | 0 | 0 | 0 | 0 | 0 | 0 | 0 | 0 | 0 | 0 | 0 |  |  | C1 | 0 | 0 | 0 | 0 | 0 | C1 | 0 | 0 | 0 | 0 | 0 | C1 | [5 empty] | C1 | [5 empty] | 0 | [6 empty] | 0 | [6 empty] | 0 | [6 empty] | 0 | [6 empty] | 0 | [6 empty] | 0
|  |  | 0 | 0 | C2 | 0 | 0 | 0 | 0 | 0 | 0 | 0 | 0 | 0 | 0 | 0 | 0 | 0 | 0 | 0 | 0 | 0 | 0 | 0 | 0 | 0 | 0 | 0 | 0 | 0 | 0 | 0 | 0 | 0 | 0 | 0 | 0 | 0 | 0 | 0 | 0 |  |  | C2 | 0 | 0 | 0 | 0 | 0 | C2 | 0 | 0 | 0 | 0 | 0 | C2 | [5 empty] | C2 | [5 empty] | 0 | [6 empty] | 0 | [6 empty] | 0 | [6 empty] | 0 | [6 empty] | 0 | [6 empty] | 0
|  |  | 0 | 0 | C3 | 0 | 0 | 0 | 0 | 0 | 0 | 0 | 0 | 0 | 0 | 0 | 0 | 0 | 0 | 0 | 0 | 0 | 0 | 0 | 0 | 0 | 0 | 0 | 0 | 0 | 0 | 0 | 0 | 0 | 0 | 0 | 0 | 0 | 0 | 0 | 0 |  |  | C3 | 0 | 0 | 0 | 0 | 0 | C3 | 0 | 0 | 0 | 0 | 0 | C3 | [5 empty] | C3 | [5 empty] | 0 | [6 empty] | 0 | [6 empty] | 0 | [6 empty] | 0 | [6 empty] | 0 | [6 empty] | 0
|  |  | 0 | 0 | C4 | 0 | 0 | 0 | 0 | 0 | 0 | 0 | 0 | 0 | 0 | 0 | 0 | 0 | 0 | 0 | 0 | 0 | 0 | 0 | 0 | 0 | 0 | 0 | 0 | 0 | 0 | 0 | 0 | 0 | 0 | 0 | 0 | 0 | 0 | 0 | 0 |  |  | C4 | 0 | 0 | 0 | 0 | 0 | C4 | 0 | 0 | 0 | 0 | 0 | C4 | [5 empty] | C4 | [5 empty] | 0 | [6 empty] | 0 | [6 empty] | 0 | [6 empty] | 0 | [6 empty] | 0 | [6 empty] | 0
|  |  | 0 | 0 |  | 0 | 0 | 0 | 0 | 0 |  | 0 | 0 | 0 | 0 | 0 |  | 0 | 0 | 0 | 0 | 0 |  | 0 | 0 | 0 | 0 | 0 |  | 0 | 0 | 0 | 0 | 0 |  | 0 | 0 | 0 | 0 | 0 | [22 empty] | 0 | 0 | 0 | 0 | 0 | 0 |  | 0 | 0 | 0 | 0 | 0 | 0 |  | 0 | 0 | 0 | 0 | 0 | 0 |  | 0 | 0 | 0 | 0 | 0 | 0 |  | 0 | 0 | 0 | 0 | 0 | 0 |  | 0 | 0 | 0 | 0 | 0 | 0
| [Please insert new asset category as required] |  | 0 | 0 | C1 | 0 | 0 | 0 | 0 | 0 | 0 | 0 | 0 | 0 | 0 | 0 | 0 | 0 | 0 | 0 | 0 | 0 | 0 | 0 | 0 | 0 | 0 | 0 | 0 | 0 | 0 | 0 | 0 | 0 | 0 | 0 | 0 | 0 | 0 | 0 | 0 |  |  | C1 | 0 | 0 | 0 | 0 | 0 | C1 | 0 | 0 | 0 | 0 | 0 | C1 | [5 empty] | C1 | [5 empty] | 0 | [6 empty] | 0 | [6 empty] | 0 | [6 empty] | 0 | [6 empty] | 0 | [6 empty] | 0
|  |  | 0 | 0 | C2 | 0 | 0 | 0 | 0 | 0 | 0 | 0 | 0 | 0 | 0 | 0 | 0 | 0 | 0 | 0 | 0 | 0 | 0 | 0 | 0 | 0 | 0 | 0 | 0 | 0 | 0 | 0 | 0 | 0 | 0 | 0 | 0 | 0 | 0 | 0 | 0 |  |  | C2 | 0 | 0 | 0 | 0 | 0 | C2 | 0 | 0 | 0 | 0 | 0 | C2 | [5 empty] | C2 | [5 empty] | 0 | [6 empty] | 0 | [6 empty] | 0 | [6 empty] | 0 | [6 empty] | 0 | [6 empty] | 0
|  |  | 0 | 0 | C3 | 0 | 0 | 0 | 0 | 0 | 0 | 0 | 0 | 0 | 0 | 0 | 0 | 0 | 0 | 0 | 0 | 0 | 0 | 0 | 0 | 0 | 0 | 0 | 0 | 0 | 0 | 0 | 0 | 0 | 0 | 0 | 0 | 0 | 0 | 0 | 0 |  |  | C3 | 0 | 0 | 0 | 0 | 0 | C3 | 0 | 0 | 0 | 0 | 0 | C3 | [5 empty] | C3 | [5 empty] | 0 | [6 empty] | 0 | [6 empty] | 0 | [6 empty] | 0 | [6 empty] | 0 | [6 empty] | 0
|  |  | 0 | 0 | C4 | 0 | 0 | 0 | 0 | 0 | 0 | 0 | 0 | 0 | 0 | 0 | 0 | 0 | 0 | 0 | 0 | 0 | 0 | 0 | 0 | 0 | 0 | 0 | 0 | 0 | 0 | 0 | 0 | 0 | 0 | 0 | 0 | 0 | 0 | 0 | 0 |  |  | C4 | 0 | 0 | 0 | 0 | 0 | C4 | 0 | 0 | 0 | 0 | 0 | C4 | [5 empty] | C4 | [5 empty] | 0 | [6 empty] | 0 | [6 empty] | 0 | [6 empty] | 0 | [6 empty] | 0 | [6 empty] | 0
|  |  | 0 | 0 |  | 0 | 0 | 0 | 0 | 0 |  | 0 | 0 | 0 | 0 | 0 |  | 0 | 0 | 0 | 0 | 0 |  | 0 | 0 | 0 | 0 | 0 |  | 0 | 0 | 0 | 0 | 0 |  | 0 | 0 | 0 | 0 | 0 | [22 empty] | 0 | 0 | 0 | 0 | 0 | 0 |  | 0 | 0 | 0 | 0 | 0 | 0 |  | 0 | 0 | 0 | 0 | 0 | 0 |  | 0 | 0 | 0 | 0 | 0 | 0 |  | 0 | 0 | 0 | 0 | 0 | 0 |  | 0 | 0 | 0 | 0 | 0 | 0
[63 empty] | 0 | 0 | 0 | 0 | 0 | 0 |  | 0 | 0 | 0 | 0 | 0 | 0 |  | 0 | 0 | 0 | 0 | 0 | 0 |  | 0 | 0 | 0 | 0 | 0 | 0 |  | 0 | 0 | 0 | 0 | 0 | 0 |  | 0 | 0 | 0 | 0 | 0 | 0
| TOTAL |  | 482937.011 | 482646.331 |  | 149258.883 | 137577.881 | 119843.983 | 35240.506 | 41015.758 |  | 129081.042 | 137912.002 | 121236.698 | 38760.11 | 55495.521 |  | 45755.9 | -275 | -3804 | -9657.9 | -32163.24 |  | 104770.023 | 129945.332 | 120942.016 | 43653.199 | 70442.506 |  | 90897.4 | -453 | -7561.372 | -15027 | -68146.708 |  | 66875.777 | 128384.106 | 118149.782 | 51977.482 | 104366.93 |  |  |  |  | 0 | 0 | 0 | 0 | 0 |  | 0 | 0 | 0 | 0 | 0 | [7 empty] | 21127122.025 | 16789945.2796 | 36073898.4332 | 34933439.3159 | 46189182.6144 | 155113587.668 |  | 24775716.5745 | 16684481.1612 | 35373315.2284 | 28801016.837 | 29621134.5805 | 135255664.3815 |  | 19699975.2262 | 16565584.954 | 35849697.655 | 33683115.466 | 60861562.67 | 166659935.9712 |  | 26403193.3249 | 16463769.0152 | 35164839.206 | 26866642.5427 | 28696452.0307 | 133594896.1194 |  | 14837928.357 | 16585738.2608 | 33139130.3201 | 38778360.5976 | 101301790.7764 | 204642948.3119 |  | 28008310.1856 | 16310116.847 | 31829664.3822 | 28931574.5308 | 26329274.1057 | 131408940.0513
Health Index Definitions
|  |  | HI1 | New or as new | [57 empty] | LV Network | 2750356.8338 | 4380045.7747 | 7910421.2923 | 3153133.9452 | 12145599.1324 | 30339556.9784 | LV Network | 3416783.2817 | 4367337.1744 | 7842020.1506 | 2727465.7036 | 9041505.0679 | 27395111.3782 | LV Network | 2396550.1939 | 4166230.463 | 7970200.8884 | 3967245.5013 | 14542748.5332 | 33042975.5799 | LV Network | 3862355.2883 | 4146625.7266 | 7768745.5456 | 2639851.7486 | 7989590.3263 | 26407168.6354 | LV Network | 1358405.9947 | 4041002.5722 | 7312009.1067 | 5777398.9267 | 22487402.601 | 40976219.2013 | LV Network | 4255605.3452 | 4001709.6751 | 6919238.3665 | 4233935.5819 | 7247648.8517 | 26658137.8204
|  |  | HI2 | Good or seviceable condition | [57 empty] | HV Network | 14744158.1432 | 9928839.9565 | 14427742.3605 | 10148383.2827 | 25562120.2337 | 74811243.9766 | HV Network | 16788650.3144 | 9831506.6339 | 13989122.5543 | 8115021.4852 | 17019778.6337 | 65744079.6214 | HV Network | 13286476.4446 | 10012583.6049 | 13980733.1955 | 12583116.0052 | 31522055.47 | 81384964.7201 | HV Network | 16773249.8607 | 9930372.4025 | 13622576.8297 | 8863312.1166 | 16382617.9596 | 65572129.169 | HV Network | 10071196.4312 | 10143934.5756 | 12361989.0137 | 16897940.0668 | 52946466.1821 | 102421526.2695 | HV Network | 17099634.222 | 10021459.9671 | 11755203.7417 | 11761679.5477 | 16593381.3687 | 67231358.8472
|  |  | HI3 | Deterioration requires assessment and monitoring | [57 empty] | EHV Network | 1152028.2504 | 1016295.0048 | 6319929.3813 | 6833669.6708 | 4609285.5538 | 19931207.8612 | EHV Network | 1663658.0867 | 1012910.9572 | 6206823.1023 | 4981148.8662 | 1622859.7897 | 15487400.8021 | EHV Network | 1344480.111 | 829772.4191 | 6139177.4902 | 5870327.0739 | 5400021.9629 | 19583779.0571 | EHV Network | 2355956.3378 | 829772.4191 | 6013930.7497 | 4639976.3974 | 1349559.8883 | 15189195.7924 | EHV Network | 1018665.7475 | 662533.9905 | 6049746.9654 | 5256845.2554 | 11809691.2827 | 24797483.2414 | EHV Network | 2877109.7239 | 548680.0822 | 5799662.6984 | 2561550.5837 | 1582315.1831 | 13369318.2714
|  |  | HI4 | Material deterioration, intervention requires consideration | [57 empty] | 132kV Network | 2480578.7976 | 1464764.5436 | 7415805.399 | 14798252.4172 | 3872177.6945 | 30031578.8519 | 132kV Network | 2906624.8917 | 1472726.3957 | 7335349.4212 | 12977380.782 | 1936991.0892 | 26629072.5798 | 132kV Network | 2672468.4767 | 1556998.467 | 7759586.0809 | 11262426.8856 | 9396736.7039 | 32648216.6141 | 132kV Network | 3411631.8382 | 1556998.467 | 7759586.0809 | 10723502.28 | 2974683.8564 | 26426402.5225 | 132kV Network | 2389660.1835 | 1738267.1225 | 7415385.2343 | 10846176.3488 | 14058230.7107 | 36447719.5998 | 132kV Network | 3775960.8945 | 1738267.1225 | 7355559.5756 | 10374408.8175 | 905928.7022 | 24150125.1124
|  |  | HI5 | End of serviceable life, intervention required | [57 empty] | Other | 0 | 0 | 0 | 0 | 0 | 0 | Other | 0 | 0 | 0 | 0 | 0 | 0 | Other | 0 | 0 | 0 | 0 | 0 | 0 | Other | 0 | 0 | 0 | 0 | 0 | 0 | Other | 0 | 0 | 0 | 0 | 0 | 0 | Other | 0 | 0 | 0 | 0 | 0 | 0
[62 empty] | Total | 21127122.025 | 16789945.2796 | 36073898.4332 | 34933439.3159 | 46189182.6144 | 155113587.668 | Total | 24775716.5745 | 16684481.1612 | 35373315.2284 | 28801016.837 | 29621134.5805 | 135255664.3815 | Total | 19699975.2262 | 16565584.954 | 35849697.655 | 33683115.466 | 60861562.67 | 166659935.9712 | Total | 26403193.3249 | 16463769.0152 | 35164839.206 | 26866642.5427 | 28696452.0307 | 133594896.1194 | Total | 14837928.357 | 16585738.2608 | 33139130.3201 | 38778360.5976 | 101301790.7764 | 204642948.3119 | Total | 28008310.1856 | 16310116.847 | 31829664.3822 | 28931574.5308 | 26329274.1057 | 131408940.0513
Criticality Index Definitions
|  |  | C1 | Low criticality
|  |  | C2 | Average criticality
|  |  | C3 | High criticality
|  |  | C4 | Very high criticality

## WMID - Refurb
Secondary deliverables RIIO-ED1 - Refurbishment | [50 empty] | Criticality weightings C1 to C4 | Criticality Rating Boundaries
WMID | [49 empty] | C1 | 0.7 | Below 75% of average
[50 empty] | C2 | 1 | 75%-125%
[50 empty] | C3 | 1.5 | 125%-200%
[50 empty] | C4 | 2.5 | Over 200% of average
Price base (2012/13)
| ASSET CATEGORIES |  | ASSET REGISTER |  |  | End of DPCR5 (31 March 2015) with investment | [5 empty] | End of DPCR5 (31 March 2015) without investment | [5 empty] | Mid-Period Review (31 March 2019) planned investment | [5 empty] | Mid-Period Review (31 March 2019) without investment | [5 empty] | End of RIIO-ED1 (31 March 2023) planned investment | [5 empty] | End of RIIO-ED1 (31 March 2023) without investment | [8 empty] | Probability of Asset Failure | [5 empty] | Consequence of Asset Failure | [5 empty] | Probability of Asset Failure x Consequence of Asset Failure
Is it your current intention to have a health index for this asset category in the RIIO-ED1 control period.
|  |  | as at 31st March 2015 | as at 31st March 2023 |  | HI 1 | HI 2 | HI 3 | HI 4 | HI 5 |  | HI 1 | HI 2 | HI 3 | HI 4 | HI 5 |  | HI 1 | HI 2 | HI 3 | HI 4 | HI 5 |  | HI 1 | HI 2 | HI 3 | HI 4 | HI 5 |  | HI 1 | HI 2 | HI 3 | HI 4 | HI 5 |  | HI 1 | HI 2 | HI 3 | HI 4 | HI 5 |  |  |  |  | HI 1 | HI 2 | HI 3 | HI 4 | HI 5 |  | HI 1 | HI 2 | HI 3 | HI 4 | HI 5 |  | HI 1 | HI 2 | HI 3 | HI 4 | HI 5 |  | End of DPCR5 (without investment) | [6 empty] | Position at Beginning of RIIO-ED1 | [6 empty] | Mid Period (Without Investment) | [6 empty] | Mid Period (With Investment) | [6 empty] | End of RIIO-ED1 (Without Investment) | [6 empty] | End of RIIO-ED1 (With Investment)
| LV Network | [61 empty] | 1 | 2 | 3 | 4 | 5 | Total |  | 1 | 2 | 3 | 4 | 5 | Total |  | 1 | 2 | 3 | 4 | 5 | Total |  | 1 | 2 | 3 | 4 | 5 | Total |  | 1 | 2 | 3 | 4 | 5 | Total |  | 1 | 2 | 3 | 4 | 5 | Total
| LV Switchgear and Other |  | 0 | 0 | C1 | 0 | 0 | 0 | 0 | 0 | 0 | 0 | 0 | 0 | 0 | 0 | 0 | 0 | 0 | 0 | 0 | 0 | 0 | 0 | 0 | 0 | 0 | 0 | 0 | 0 | 0 | 0 | 0 | 0 | 0 | 0 | 0 | 0 | 0 | 0 | 0 | Yes |  | C1 | 0 | 0 | 0 | 0 | 0 | C1 | 0 | 0 | 0 | 0 | 0 | C1 | [5 empty] | C1 | [5 empty] | 0 | [6 empty] | 0 | [6 empty] | 0 | [6 empty] | 0 | [6 empty] | 0 | [6 empty] | 0
|  |  | 0 | 0 | C2 | 0 | 0 | 0 | 0 | 0 | 0 | 0 | 0 | 0 | 0 | 0 | 0 | 0 | 0 | 0 | 0 | 0 | 0 | 0 | 0 | 0 | 0 | 0 | 0 | 0 | 0 | 0 | 0 | 0 | 0 | 0 | 0 | 0 | 0 | 0 | 0 | No |  | C2 | 0 | 0 | 0 | 0 | 0 | C2 | 0 | 0 | 0 | 0 | 0 | C2 | [5 empty] | C2 | [5 empty] | 0 | [6 empty] | 0 | [6 empty] | 0 | [6 empty] | 0 | [6 empty] | 0 | [6 empty] | 0
|  |  | 0 | 0 | C3 | 0 | 0 | 0 | 0 | 0 | 0 | 0 | 0 | 0 | 0 | 0 | 0 | 0 | 0 | 0 | 0 | 0 | 0 | 0 | 0 | 0 | 0 | 0 | 0 | 0 | 0 | 0 | 0 | 0 | 0 | 0 | 0 | 0 | 0 | 0 | 0 |  |  | C3 | 0 | 0 | 0 | 0 | 0 | C3 | 0 | 0 | 0 | 0 | 0 | C3 | [5 empty] | C3 | [5 empty] | 0 | [6 empty] | 0 | [6 empty] | 0 | [6 empty] | 0 | [6 empty] | 0 | [6 empty] | 0
|  |  | 0 | 0 | C4 | 0 | 0 | 0 | 0 | 0 | 0 | 0 | 0 | 0 | 0 | 0 | 0 | 0 | 0 | 0 | 0 | 0 | 0 | 0 | 0 | 0 | 0 | 0 | 0 | 0 | 0 | 0 | 0 | 0 | 0 | 0 | 0 | 0 | 0 | 0 | 0 |  |  | C4 | 0 | 0 | 0 | 0 | 0 | C4 | 0 | 0 | 0 | 0 | 0 | C4 | [5 empty] | C4 | [5 empty] | 0 | [6 empty] | 0 | [6 empty] | 0 | [6 empty] | 0 | [6 empty] | 0 | [6 empty] | 0
|  |  | 0 | 0 |  | 0 | 0 | 0 | 0 | 0 |  | 0 | 0 | 0 | 0 | 0 |  | 0 | 0 | 0 | 0 | 0 |  | 0 | 0 | 0 | 0 | 0 |  | 0 | 0 | 0 | 0 | 0 |  | 0 | 0 | 0 | 0 | 0 | [22 empty] | 0 | 0 | 0 | 0 | 0 | 0 |  | 0 | 0 | 0 | 0 | 0 | 0 |  | 0 | 0 | 0 | 0 | 0 | 0 |  | 0 | 0 | 0 | 0 | 0 | 0 |  | 0 | 0 | 0 | 0 | 0 | 0 |  | 0 | 0 | 0 | 0 | 0 | 0
| LV UGB |  | 0 | 0 | C1 | 0 | 0 | 0 | 0 | 0 | 0 | 0 | 0 | 0 | 0 | 0 | 0 | 0 | 0 | 0 | 0 | 0 | 0 | 0 | 0 | 0 | 0 | 0 | 0 | 0 | 0 | 0 | 0 | 0 | 0 | 0 | 0 | 0 | 0 | 0 | 0 |  |  | C1 | 0 | 0 | 0 | 0 | 0 | C1 | 0 | 0 | 0 | 0 | 0 | C1 | [5 empty] | C1 | [5 empty] | 0 | [6 empty] | 0 | [6 empty] | 0 | [6 empty] | 0 | [6 empty] | 0 | [6 empty] | 0
|  |  | 0 | 0 | C2 | 0 | 0 | 0 | 0 | 0 | 0 | 0 | 0 | 0 | 0 | 0 | 0 | 0 | 0 | 0 | 0 | 0 | 0 | 0 | 0 | 0 | 0 | 0 | 0 | 0 | 0 | 0 | 0 | 0 | 0 | 0 | 0 | 0 | 0 | 0 | 0 |  |  | C2 | 0 | 0 | 0 | 0 | 0 | C2 | 0 | 0 | 0 | 0 | 0 | C2 | [5 empty] | C2 | [5 empty] | 0 | [6 empty] | 0 | [6 empty] | 0 | [6 empty] | 0 | [6 empty] | 0 | [6 empty] | 0
|  |  | 0 | 0 | C3 | 0 | 0 | 0 | 0 | 0 | 0 | 0 | 0 | 0 | 0 | 0 | 0 | 0 | 0 | 0 | 0 | 0 | 0 | 0 | 0 | 0 | 0 | 0 | 0 | 0 | 0 | 0 | 0 | 0 | 0 | 0 | 0 | 0 | 0 | 0 | 0 |  |  | C3 | 0 | 0 | 0 | 0 | 0 | C3 | 0 | 0 | 0 | 0 | 0 | C3 | [5 empty] | C3 | [5 empty] | 0 | [6 empty] | 0 | [6 empty] | 0 | [6 empty] | 0 | [6 empty] | 0 | [6 empty] | 0
|  |  | 0 | 0 | C4 | 0 | 0 | 0 | 0 | 0 | 0 | 0 | 0 | 0 | 0 | 0 | 0 | 0 | 0 | 0 | 0 | 0 | 0 | 0 | 0 | 0 | 0 | 0 | 0 | 0 | 0 | 0 | 0 | 0 | 0 | 0 | 0 | 0 | 0 | 0 | 0 |  |  | C4 | 0 | 0 | 0 | 0 | 0 | C4 | 0 | 0 | 0 | 0 | 0 | C4 | [5 empty] | C4 | [5 empty] | 0 | [6 empty] | 0 | [6 empty] | 0 | [6 empty] | 0 | [6 empty] | 0 | [6 empty] | 0
|  |  | 0 | 0 |  | 0 | 0 | 0 | 0 | 0 |  | 0 | 0 | 0 | 0 | 0 |  | 0 | 0 | 0 | 0 | 0 |  | 0 | 0 | 0 | 0 | 0 |  | 0 | 0 | 0 | 0 | 0 |  | 0 | 0 | 0 | 0 | 0 | [22 empty] | 0 | 0 | 0 | 0 | 0 | 0 |  | 0 | 0 | 0 | 0 | 0 | 0 |  | 0 | 0 | 0 | 0 | 0 | 0 |  | 0 | 0 | 0 | 0 | 0 | 0 |  | 0 | 0 | 0 | 0 | 0 | 0 |  | 0 | 0 | 0 | 0 | 0 | 0
| LV OHL Support |  | 0 | 0 | C1 | 0 | 0 | 0 | 0 | 0 | 0 | 0 | 0 | 0 | 0 | 0 | 0 | 0 | 0 | 0 | 0 | 0 | 0 | 0 | 0 | 0 | 0 | 0 | 0 | 0 | 0 | 0 | 0 | 0 | 0 | 0 | 0 | 0 | 0 | 0 | 0 |  |  | C1 | 0.01282 | 0.01282 | 0.01784 | 0.04389 | 0.09196 | C1 | 3497.2 | 3497.2 | 3497.2 | 3497.2 | 3497.2 | C1 | 44.8341 | 44.8341 | 62.39 | 153.4921 | 321.6025 | C1 | 0 | 0 | 0 | 0 | 0 | 0 |  | 0 | 0 | 0 | 0 | 0 | 0 |  | 0 | 0 | 0 | 0 | 0 | 0 |  | 0 | 0 | 0 | 0 | 0 | 0 |  | 0 | 0 | 0 | 0 | 0 | 0 |  | 0 | 0 | 0 | 0 | 0 | 0
|  |  | 150496 | 150496 | C2 | 26120 | 52654 | 40903 | 11828 | 18991 | 150496 | 20120 | 52654 | 41231 | 12728 | 23791 | 150524 | 0 | 0 | 0 | 0 | 0 | 0 | 12904 | 52654 | 41784 | 13590 | 29564 | 150496 | 0 | 0 | 0 | 0 | 0 | 0 | 68 | 52654 | 42640 | 15301 | 39833 | 150496 |  |  | C2 | 0.01282 | 0.01282 | 0.01784 | 0.04389 | 0.09196 | C2 | 4996 | 4996 | 4996 | 4996 | 4996 | C2 | 64.0487 | 64.0487 | 89.1286 | 219.2744 | 459.4322 | C2 | 1288660.2464 | 3372421.3029 | 3674862.9558 | 2790925.0723 | 10930350.5186 | 22057220.096 |  | 1672952.5664 | 3372421.3029 | 3645628.7619 | 2593578.0763 | 8725076.1506 | 20009656.8581 |  | 826484.6829 | 3372421.3029 | 3724151.0938 | 2979939.6396 | 13582652.3782 | 24485649.0974 |  | 826484.6829 | 3372421.3029 | 3724151.0938 | 2979939.6396 | 13582652.3782 | 24485649.0974 |  | 4355.313 | 3372421.3029 | 3800445.2096 | 3355118.2064 | 18300561.2293 | 28832901.2612 |  | 4355.313 | 3372421.3029 | 3800445.2096 | 3355118.2064 | 18300561.2293 | 28832901.2612
|  |  | 0 | 0 | C3 | 0 | 0 | 0 | 0 | 0 | 0 | 0 | 0 | 0 | 0 | 0 | 0 | 0 | 0 | 0 | 0 | 0 | 0 | 0 | 0 | 0 | 0 | 0 | 0 | 0 | 0 | 0 | 0 | 0 | 0 | 0 | 0 | 0 | 0 | 0 | 0 |  |  | C3 | 0.01282 | 0.01282 | 0.01784 | 0.04389 | 0.09196 | C3 | 7494 | 7494 | 7494 | 7494 | 7494 | C3 | 96.0731 | 96.0731 | 133.693 | 328.9117 | 689.1482 | C3 | 0 | 0 | 0 | 0 | 0 | 0 |  | 0 | 0 | 0 | 0 | 0 | 0 |  | 0 | 0 | 0 | 0 | 0 | 0 |  | 0 | 0 | 0 | 0 | 0 | 0 |  | 0 | 0 | 0 | 0 | 0 | 0 |  | 0 | 0 | 0 | 0 | 0 | 0
|  |  | 0 | 0 | C4 | 0 | 0 | 0 | 0 | 0 | 0 | 0 | 0 | 0 | 0 | 0 | 0 | 0 | 0 | 0 | 0 | 0 | 0 | 0 | 0 | 0 | 0 | 0 | 0 | 0 | 0 | 0 | 0 | 0 | 0 | 0 | 0 | 0 | 0 | 0 | 0 |  |  | C4 | 0.01282 | 0.01282 | 0.01784 | 0.04389 | 0.09196 | C4 | 12490 | 12490 | 12490 | 12490 | 12490 | C4 | 160.1218 | 160.1218 | 222.8216 | 548.1861 | 1148.5804 | C4 | 0 | 0 | 0 | 0 | 0 | 0 |  | 0 | 0 | 0 | 0 | 0 | 0 |  | 0 | 0 | 0 | 0 | 0 | 0 |  | 0 | 0 | 0 | 0 | 0 | 0 |  | 0 | 0 | 0 | 0 | 0 | 0 |  | 0 | 0 | 0 | 0 | 0 | 0
|  |  | 150496 | 150496 |  | 26120 | 52654 | 40903 | 11828 | 18991 |  | 20120 | 52654 | 41231 | 12728 | 23791 |  | 0 | 0 | 0 | 0 | 0 |  | 12904 | 52654 | 41784 | 13590 | 29564 |  | 0 | 0 | 0 | 0 | 0 |  | 68 | 52654 | 42640 | 15301 | 39833 | [22 empty] | 1288660.2464 | 3372421.3029 | 3674862.9558 | 2790925.0723 | 10930350.5186 | 22057220.096 |  | 1672952.5664 | 3372421.3029 | 3645628.7619 | 2593578.0763 | 8725076.1506 | 20009656.8581 |  | 826484.6829 | 3372421.3029 | 3724151.0938 | 2979939.6396 | 13582652.3782 | 24485649.0974 |  | 826484.6829 | 3372421.3029 | 3724151.0938 | 2979939.6396 | 13582652.3782 | 24485649.0974 |  | 4355.313 | 3372421.3029 | 3800445.2096 | 3355118.2064 | 18300561.2293 | 28832901.2612 |  | 4355.313 | 3372421.3029 | 3800445.2096 | 3355118.2064 | 18300561.2293 | 28832901.2612
| LV Switchgear (at s/s) |  | 0 | 0 | C1 | 0 | 0 | 0 | 0 | 0 | 0 | 0 | 0 | 0 | 0 | 0 | 0 | 0 | 0 | 0 | 0 | 0 | 0 | 0 | 0 | 0 | 0 | 0 | 0 | 0 | 0 | 0 | 0 | 0 | 0 | 0 | 0 | 0 | 0 | 0 | 0 |  |  | C1 | 0.01922 | 0.01922 | 0.02673 | 0.06577 | 0.13781 | C1 | 6076.7 | 6076.7 | 6076.7 | 6076.7 | 6076.7 | C1 | 116.7942 | 116.7942 | 162.4302 | 399.6646 | 837.43 | C1 | 0 | 0 | 0 | 0 | 0 | 0 |  | 0 | 0 | 0 | 0 | 0 | 0 |  | 0 | 0 | 0 | 0 | 0 | 0 |  | 0 | 0 | 0 | 0 | 0 | 0 |  | 0 | 0 | 0 | 0 | 0 | 0 |  | 0 | 0 | 0 | 0 | 0 | 0
|  |  | 14486 | 14486 | C2 | 4936 | 2329 | 6896 | 161 | 164 | 14486 | 4448 | 2392 | 6932 | 224 | 295 | 14291 | 0 | 0 | 0 | 0 | 0 | 0 | 4366 | 1960 | 7174 | 571 | 415 | 14486 | 0 | 0 | 0 | 0 | 0 | 0 | 3514 | 2285 | 5909 | 1583 | 1195 | 14486 |  |  | C2 | 0.01922 | 0.01922 | 0.02673 | 0.06577 | 0.13781 | C2 | 8681 | 8681 | 8681 | 8681 | 8681 | C2 | 166.8488 | 166.8488 | 232.0431 | 570.9494 | 1196.3286 | C2 | 742143.5514 | 399102.3774 | 1608522.9772 | 127892.6589 | 352916.9399 | 3230578.5048 |  | 823565.7755 | 388590.9018 | 1600169.4245 | 91922.8486 | 196197.892 | 3100446.8424 |  | 728461.9481 | 327023.6872 | 1664677.4146 | 326012.0903 | 496476.3731 | 3542651.5134 |  | 728461.9481 | 327023.6872 | 1664677.4146 | 326012.0903 | 496476.3731 | 3542651.5134 |  | 586306.7535 | 381249.5537 | 1371142.8552 | 903812.8527 | 1429612.6889 | 4672124.704 |  | 586306.7535 | 381249.5537 | 1371142.8552 | 903812.8527 | 1429612.6889 | 4672124.704
|  |  | 1116 | 1116 | C3 | 160 | 103 | 737 | 49 | 67 | 1116 | 122 | 106 | 740 | 54 | 87 | 1109 | 0 | 0 | 0 | 0 | 0 | 0 | 141 | 80 | 677 | 81 | 137 | 1116 | 0 | 0 | 0 | 0 | 0 | 0 | 99 | 94 | 433 | 237 | 253 | 1116 |  |  | C3 | 0.01922 | 0.01922 | 0.02673 | 0.06577 | 0.13781 | C3 | 13021.5 | 13021.5 | 13021.5 | 13021.5 | 13021.5 | C3 | 250.2732 | 250.2732 | 348.0647 | 856.4241 | 1794.4929 | C3 | 30533.3341 | 26528.9624 | 257567.8743 | 46246.899 | 156120.8836 | 516997.9533 |  | 40043.7168 | 25778.1427 | 256523.6802 | 41964.7787 | 120231.0253 | 484541.3437 |  | 35288.5254 | 20021.8584 | 235639.7985 | 69370.3485 | 245845.5294 | 606166.0602 |  | 35288.5254 | 20021.8584 | 235639.7985 | 69370.3485 | 245845.5294 | 606166.0602 |  | 24777.0498 | 23525.6836 | 150712.0129 | 202972.501 | 454006.7075 | 855993.9549 |  | 24777.0498 | 23525.6836 | 150712.0129 | 202972.501 | 454006.7075 | 855993.9549
|  |  | 0 | 0 | C4 | 0 | 0 | 0 | 0 | 0 | 0 | 0 | 0 | 0 | 0 | 0 | 0 | 0 | 0 | 0 | 0 | 0 | 0 | 0 | 0 | 0 | 0 | 0 | 0 | 0 | 0 | 0 | 0 | 0 | 0 | 0 | 0 | 0 | 0 | 0 | 0 |  |  | C4 | 0.01922 | 0.01922 | 0.02673 | 0.06577 | 0.13781 | C4 | 21702.5 | 21702.5 | 21702.5 | 21702.5 | 21702.5 | C4 | 417.1221 | 417.1221 | 580.1078 | 1427.3734 | 2990.8215 | C4 | 0 | 0 | 0 | 0 | 0 | 0 |  | 0 | 0 | 0 | 0 | 0 | 0 |  | 0 | 0 | 0 | 0 | 0 | 0 |  | 0 | 0 | 0 | 0 | 0 | 0 |  | 0 | 0 | 0 | 0 | 0 | 0 |  | 0 | 0 | 0 | 0 | 0 | 0
|  |  | 15602 | 15602 |  | 5096 | 2432 | 7633 | 210 | 231 |  | 4570 | 2498 | 7672 | 278 | 382 |  | 0 | 0 | 0 | 0 | 0 |  | 4507 | 2040 | 7851 | 652 | 552 |  | 0 | 0 | 0 | 0 | 0 |  | 3613 | 2379 | 6342 | 1820 | 1448 | [22 empty] | 772676.8854 | 425631.3398 | 1866090.8515 | 174139.5578 | 509037.8236 | 3747576.4581 |  | 863609.4923 | 414369.0445 | 1856693.1047 | 133887.6273 | 316428.9173 | 3584988.1861 |  | 763750.4736 | 347045.5456 | 1900317.2131 | 395382.4387 | 742321.9025 | 4148817.5735 |  | 763750.4736 | 347045.5456 | 1900317.2131 | 395382.4387 | 742321.9025 | 4148817.5735 |  | 611083.8033 | 404775.2373 | 1521854.8681 | 1106785.3537 | 1883619.3964 | 5528118.6589 |  | 611083.8033 | 404775.2373 | 1521854.8681 | 1106785.3537 | 1883619.3964 | 5528118.6589
| LV UGB and LV Pillar OD (not at s/s) |  | 0 | 0 | C1 | 0 | 0 | 0 | 0 | 0 | 0 | 0 | 0 | 0 | 0 | 0 | 0 | 0 | 0 | 0 | 0 | 0 | 0 | 0 | 0 | 0 | 0 | 0 | 0 | 0 | 0 | 0 | 0 | 0 | 0 | 0 | 0 | 0 | 0 | 0 | 0 |  |  | C1 | 0.01922 | 0.01922 | 0.02673 | 0.06577 | 0.13781 | C1 | 5267.5 | 5267.5 | 5267.5 | 5267.5 | 5267.5 | C1 | 101.2414 | 101.2414 | 140.8003 | 346.4435 | 725.9142 | C1 | 0 | 0 | 0 | 0 | 0 | 0 |  | 0 | 0 | 0 | 0 | 0 | 0 |  | 0 | 0 | 0 | 0 | 0 | 0 |  | 0 | 0 | 0 | 0 | 0 | 0 |  | 0 | 0 | 0 | 0 | 0 | 0 |  | 0 | 0 | 0 | 0 | 0 | 0
|  |  | 21732 | 21732 | C2 | 6086 | 4014 | 11632 | 0 | 0 | 21732 | 4764 | 4024 | 11780 | 380 | 681 | 21629 | 0 | 0 | 0 | 0 | 0 | 0 | 5575 | 3089 | 11662 | 1196 | 210 | 21732 | 0 | 0 | 0 | 0 | 0 | 0 | 5137 | 1824 | 9892 | 2658 | 2221 | 21732 |  |  | C2 | 0.01922 | 0.01922 | 0.02673 | 0.06577 | 0.13781 | C2 | 7525 | 7525 | 7525 | 7525 | 7525 | C2 | 144.6305 | 144.6305 | 201.1432 | 494.9192 | 1037.0202 | C2 | 689019.702 | 581993.132 | 2369467.485 | 188069.315 | 706210.7902 | 4534760.4243 |  | 880221.223 | 580546.827 | 2339698.284 | 0 | 0 | 3800466.334 |  | 806315.0375 | 446763.6145 | 2345732.5815 | 591923.423 | 217774.2525 | 4408508.909 |  | 806315.0375 | 446763.6145 | 2345732.5815 | 591923.423 | 217774.2525 | 4408508.909 |  | 742966.8785 | 263806.032 | 1989709.029 | 1315495.3665 | 2303221.9752 | 6615199.2812 |  | 742966.8785 | 263806.032 | 1989709.029 | 1315495.3665 | 2303221.9752 | 6615199.2812
|  |  | 0 | 0 | C3 | 0 | 0 | 0 | 0 | 0 | 0 | 0 | 0 | 0 | 0 | 0 | 0 | 0 | 0 | 0 | 0 | 0 | 0 | 0 | 0 | 0 | 0 | 0 | 0 | 0 | 0 | 0 | 0 | 0 | 0 | 0 | 0 | 0 | 0 | 0 | 0 |  |  | C3 | 0.01922 | 0.01922 | 0.02673 | 0.06577 | 0.13781 | C3 | 11287.5 | 11287.5 | 11287.5 | 11287.5 | 11287.5 | C3 | 216.9458 | 216.9458 | 301.7149 | 742.3789 | 1555.5304 | C3 | 0 | 0 | 0 | 0 | 0 | 0 |  | 0 | 0 | 0 | 0 | 0 | 0 |  | 0 | 0 | 0 | 0 | 0 | 0 |  | 0 | 0 | 0 | 0 | 0 | 0 |  | 0 | 0 | 0 | 0 | 0 | 0 |  | 0 | 0 | 0 | 0 | 0 | 0
|  |  | 0 | 0 | C4 | 0 | 0 | 0 | 0 | 0 | 0 | 0 | 0 | 0 | 0 | 0 | 0 | 0 | 0 | 0 | 0 | 0 | 0 | 0 | 0 | 0 | 0 | 0 | 0 | 0 | 0 | 0 | 0 | 0 | 0 | 0 | 0 | 0 | 0 | 0 | 0 |  |  | C4 | 0.01922 | 0.01922 | 0.02673 | 0.06577 | 0.13781 | C4 | 18812.5 | 18812.5 | 18812.5 | 18812.5 | 18812.5 | C4 | 361.5763 | 361.5763 | 502.8581 | 1237.2981 | 2592.5506 | C4 | 0 | 0 | 0 | 0 | 0 | 0 |  | 0 | 0 | 0 | 0 | 0 | 0 |  | 0 | 0 | 0 | 0 | 0 | 0 |  | 0 | 0 | 0 | 0 | 0 | 0 |  | 0 | 0 | 0 | 0 | 0 | 0 |  | 0 | 0 | 0 | 0 | 0 | 0
|  |  | 21732 | 21732 |  | 6086 | 4014 | 11632 | 0 | 0 |  | 4764 | 4024 | 11780 | 380 | 681 |  | 0 | 0 | 0 | 0 | 0 |  | 5575 | 3089 | 11662 | 1196 | 210 |  | 0 | 0 | 0 | 0 | 0 |  | 5137 | 1824 | 9892 | 2658 | 2221 | [22 empty] | 689019.702 | 581993.132 | 2369467.485 | 188069.315 | 706210.7902 | 4534760.4243 |  | 880221.223 | 580546.827 | 2339698.284 | 0 | 0 | 3800466.334 |  | 806315.0375 | 446763.6145 | 2345732.5815 | 591923.423 | 217774.2525 | 4408508.909 |  | 806315.0375 | 446763.6145 | 2345732.5815 | 591923.423 | 217774.2525 | 4408508.909 |  | 742966.8785 | 263806.032 | 1989709.029 | 1315495.3665 | 2303221.9752 | 6615199.2812 |  | 742966.8785 | 263806.032 | 1989709.029 | 1315495.3665 | 2303221.9752 | 6615199.2812
| [Please insert new asset category as required] |  | 0 | 0 | C1 | 0 | 0 | 0 | 0 | 0 | 0 | 0 | 0 | 0 | 0 | 0 | 0 | 0 | 0 | 0 | 0 | 0 | 0 | 0 | 0 | 0 | 0 | 0 | 0 | 0 | 0 | 0 | 0 | 0 | 0 | 0 | 0 | 0 | 0 | 0 | 0 |  |  | C1 | 0 | 0 | 0 | 0 | 0 | C1 | 0 | 0 | 0 | 0 | 0 | C1 | [5 empty] | C1 | [5 empty] | 0 | [6 empty] | 0 | [6 empty] | 0 | [6 empty] | 0 | [6 empty] | 0 | [6 empty] | 0
|  |  | 0 | 0 | C2 | 0 | 0 | 0 | 0 | 0 | 0 | 0 | 0 | 0 | 0 | 0 | 0 | 0 | 0 | 0 | 0 | 0 | 0 | 0 | 0 | 0 | 0 | 0 | 0 | 0 | 0 | 0 | 0 | 0 | 0 | 0 | 0 | 0 | 0 | 0 | 0 |  |  | C2 | 0 | 0 | 0 | 0 | 0 | C2 | 0 | 0 | 0 | 0 | 0 | C2 | [5 empty] | C2 | [5 empty] | 0 | [6 empty] | 0 | [6 empty] | 0 | [6 empty] | 0 | [6 empty] | 0 | [6 empty] | 0
|  |  | 0 | 0 | C3 | 0 | 0 | 0 | 0 | 0 | 0 | 0 | 0 | 0 | 0 | 0 | 0 | 0 | 0 | 0 | 0 | 0 | 0 | 0 | 0 | 0 | 0 | 0 | 0 | 0 | 0 | 0 | 0 | 0 | 0 | 0 | 0 | 0 | 0 | 0 | 0 |  |  | C3 | 0 | 0 | 0 | 0 | 0 | C3 | 0 | 0 | 0 | 0 | 0 | C3 | [5 empty] | C3 | [5 empty] | 0 | [6 empty] | 0 | [6 empty] | 0 | [6 empty] | 0 | [6 empty] | 0 | [6 empty] | 0
|  |  | 0 | 0 | C4 | 0 | 0 | 0 | 0 | 0 | 0 | 0 | 0 | 0 | 0 | 0 | 0 | 0 | 0 | 0 | 0 | 0 | 0 | 0 | 0 | 0 | 0 | 0 | 0 | 0 | 0 | 0 | 0 | 0 | 0 | 0 | 0 | 0 | 0 | 0 | 0 |  |  | C4 | 0 | 0 | 0 | 0 | 0 | C4 | 0 | 0 | 0 | 0 | 0 | C4 | [5 empty] | C4 | [5 empty] | 0 | [6 empty] | 0 | [6 empty] | 0 | [6 empty] | 0 | [6 empty] | 0 | [6 empty] | 0
|  |  | 0 | 0 |  | 0 | 0 | 0 | 0 | 0 |  | 0 | 0 | 0 | 0 | 0 |  | 0 | 0 | 0 | 0 | 0 |  | 0 | 0 | 0 | 0 | 0 |  | 0 | 0 | 0 | 0 | 0 |  | 0 | 0 | 0 | 0 | 0 | [22 empty] | 0 | 0 | 0 | 0 | 0 | 0 |  | 0 | 0 | 0 | 0 | 0 | 0 |  | 0 | 0 | 0 | 0 | 0 | 0 |  | 0 | 0 | 0 | 0 | 0 | 0 |  | 0 | 0 | 0 | 0 | 0 | 0 |  | 0 | 0 | 0 | 0 | 0 | 0
| [Please insert new asset category as required] |  | 0 | 0 | C1 | 0 | 0 | 0 | 0 | 0 | 0 | 0 | 0 | 0 | 0 | 0 | 0 | 0 | 0 | 0 | 0 | 0 | 0 | 0 | 0 | 0 | 0 | 0 | 0 | 0 | 0 | 0 | 0 | 0 | 0 | 0 | 0 | 0 | 0 | 0 | 0 |  |  | C1 | 0 | 0 | 0 | 0 | 0 | C1 | 0 | 0 | 0 | 0 | 0 | C1 | [5 empty] | C1 | [5 empty] | 0 | [6 empty] | 0 | [6 empty] | 0 | [6 empty] | 0 | [6 empty] | 0 | [6 empty] | 0
|  |  | 0 | 0 | C2 | 0 | 0 | 0 | 0 | 0 | 0 | 0 | 0 | 0 | 0 | 0 | 0 | 0 | 0 | 0 | 0 | 0 | 0 | 0 | 0 | 0 | 0 | 0 | 0 | 0 | 0 | 0 | 0 | 0 | 0 | 0 | 0 | 0 | 0 | 0 | 0 |  |  | C2 | 0 | 0 | 0 | 0 | 0 | C2 | 0 | 0 | 0 | 0 | 0 | C2 | [5 empty] | C2 | [5 empty] | 0 | [6 empty] | 0 | [6 empty] | 0 | [6 empty] | 0 | [6 empty] | 0 | [6 empty] | 0
|  |  | 0 | 0 | C3 | 0 | 0 | 0 | 0 | 0 | 0 | 0 | 0 | 0 | 0 | 0 | 0 | 0 | 0 | 0 | 0 | 0 | 0 | 0 | 0 | 0 | 0 | 0 | 0 | 0 | 0 | 0 | 0 | 0 | 0 | 0 | 0 | 0 | 0 | 0 | 0 |  |  | C3 | 0 | 0 | 0 | 0 | 0 | C3 | 0 | 0 | 0 | 0 | 0 | C3 | [5 empty] | C3 | [5 empty] | 0 | [6 empty] | 0 | [6 empty] | 0 | [6 empty] | 0 | [6 empty] | 0 | [6 empty] | 0
|  |  | 0 | 0 | C4 | 0 | 0 | 0 | 0 | 0 | 0 | 0 | 0 | 0 | 0 | 0 | 0 | 0 | 0 | 0 | 0 | 0 | 0 | 0 | 0 | 0 | 0 | 0 | 0 | 0 | 0 | 0 | 0 | 0 | 0 | 0 | 0 | 0 | 0 | 0 | 0 |  |  | C4 | 0 | 0 | 0 | 0 | 0 | C4 | 0 | 0 | 0 | 0 | 0 | C4 | [5 empty] | C4 | [5 empty] | 0 | [6 empty] | 0 | [6 empty] | 0 | [6 empty] | 0 | [6 empty] | 0 | [6 empty] | 0
|  |  | 0 | 0 |  | 0 | 0 | 0 | 0 | 0 |  | 0 | 0 | 0 | 0 | 0 |  | 0 | 0 | 0 | 0 | 0 |  | 0 | 0 | 0 | 0 | 0 |  | 0 | 0 | 0 | 0 | 0 |  | 0 | 0 | 0 | 0 | 0 | [22 empty] | 0 | 0 | 0 | 0 | 0 | 0 |  | 0 | 0 | 0 | 0 | 0 | 0 |  | 0 | 0 | 0 | 0 | 0 | 0 |  | 0 | 0 | 0 | 0 | 0 | 0 |  | 0 | 0 | 0 | 0 | 0 | 0 |  | 0 | 0 | 0 | 0 | 0 | 0
| [Please insert new asset category as required] |  | 0 | 0 | C1 | 0 | 0 | 0 | 0 | 0 | 0 | 0 | 0 | 0 | 0 | 0 | 0 | 0 | 0 | 0 | 0 | 0 | 0 | 0 | 0 | 0 | 0 | 0 | 0 | 0 | 0 | 0 | 0 | 0 | 0 | 0 | 0 | 0 | 0 | 0 | 0 |  |  | C1 | 0 | 0 | 0 | 0 | 0 | C1 | 0 | 0 | 0 | 0 | 0 | C1 | [5 empty] | C1 | [5 empty] | 0 | [6 empty] | 0 | [6 empty] | 0 | [6 empty] | 0 | [6 empty] | 0 | [6 empty] | 0
|  |  | 0 | 0 | C2 | 0 | 0 | 0 | 0 | 0 | 0 | 0 | 0 | 0 | 0 | 0 | 0 | 0 | 0 | 0 | 0 | 0 | 0 | 0 | 0 | 0 | 0 | 0 | 0 | 0 | 0 | 0 | 0 | 0 | 0 | 0 | 0 | 0 | 0 | 0 | 0 |  |  | C2 | 0 | 0 | 0 | 0 | 0 | C2 | 0 | 0 | 0 | 0 | 0 | C2 | [5 empty] | C2 | [5 empty] | 0 | [6 empty] | 0 | [6 empty] | 0 | [6 empty] | 0 | [6 empty] | 0 | [6 empty] | 0
|  |  | 0 | 0 | C3 | 0 | 0 | 0 | 0 | 0 | 0 | 0 | 0 | 0 | 0 | 0 | 0 | 0 | 0 | 0 | 0 | 0 | 0 | 0 | 0 | 0 | 0 | 0 | 0 | 0 | 0 | 0 | 0 | 0 | 0 | 0 | 0 | 0 | 0 | 0 | 0 |  |  | C3 | 0 | 0 | 0 | 0 | 0 | C3 | 0 | 0 | 0 | 0 | 0 | C3 | [5 empty] | C3 | [5 empty] | 0 | [6 empty] | 0 | [6 empty] | 0 | [6 empty] | 0 | [6 empty] | 0 | [6 empty] | 0
|  |  | 0 | 0 | C4 | 0 | 0 | 0 | 0 | 0 | 0 | 0 | 0 | 0 | 0 | 0 | 0 | 0 | 0 | 0 | 0 | 0 | 0 | 0 | 0 | 0 | 0 | 0 | 0 | 0 | 0 | 0 | 0 | 0 | 0 | 0 | 0 | 0 | 0 | 0 | 0 |  |  | C4 | 0 | 0 | 0 | 0 | 0 | C4 | 0 | 0 | 0 | 0 | 0 | C4 | [5 empty] | C4 | [5 empty] | 0 | [6 empty] | 0 | [6 empty] | 0 | [6 empty] | 0 | [6 empty] | 0 | [6 empty] | 0
|  |  | 0 | 0 |  | 0 | 0 | 0 | 0 | 0 |  | 0 | 0 | 0 | 0 | 0 |  | 0 | 0 | 0 | 0 | 0 |  | 0 | 0 | 0 | 0 | 0 |  | 0 | 0 | 0 | 0 | 0 |  | 0 | 0 | 0 | 0 | 0 | [22 empty] | 0 | 0 | 0 | 0 | 0 | 0 |  | 0 | 0 | 0 | 0 | 0 | 0 |  | 0 | 0 | 0 | 0 | 0 | 0 |  | 0 | 0 | 0 | 0 | 0 | 0 |  | 0 | 0 | 0 | 0 | 0 | 0 |  | 0 | 0 | 0 | 0 | 0 | 0
[63 empty] | 2750356.8338 | 4380045.7747 | 7910421.2923 | 3153133.9452 | 12145599.1324 | 30339556.9784 |  | 3416783.2817 | 4367337.1744 | 7842020.1506 | 2727465.7036 | 9041505.0679 | 27395111.3782 |  | 2396550.1939 | 4166230.463 | 7970200.8884 | 3967245.5013 | 14542748.5332 | 33042975.5799 |  | 2396550.1939 | 4166230.463 | 7970200.8884 | 3967245.5013 | 14542748.5332 | 33042975.5799 |  | 1358405.9947 | 4041002.5722 | 7312009.1067 | 5777398.9267 | 22487402.601 | 40976219.2013 |  | 1358405.9947 | 4041002.5722 | 7312009.1067 | 5777398.9267 | 22487402.601 | 40976219.2013
| HV Network | [73 empty] | 0 | [6 empty] | 0 | [6 empty] | 0 | [6 empty] | 0 | [6 empty] | 0
| HV Switchgear (GM) - Primary |  | 663 | 663 | C1 | 224 | 46 | 330 | 63 | 0 | 663 | 177 | 46 | 349 | 64 | 16 | 652 | 0 | 0 | 0 | 0 | 0 | 0 | 186 | 65 | 271 | 78 | 63 | 663 | 0 | 0 | 0 | 0 | 0 | 0 | 147 | 94 | 134 | 146 | 142 | 663 |  |  | C1 | 0.01282 | 0.01282 | 0.01784 | 0.04389 | 0.09196 | C1 | 67373.6 | 67373.6 | 67373.6 | 67373.6 | 67373.6 | C1 | 863.7296 | 863.7296 | 1201.945 | 2957.0273 | 6195.6763 | C1 | 152880.1307 | 39731.5594 | 419478.8134 | 189249.7475 | 99130.8201 | 900471.071 |  | 193475.4196 | 39731.5594 | 396641.8579 | 186292.7202 | 0 | 816141.5571 |  | 160653.6967 | 56142.4209 | 325727.1015 | 230648.1297 | 390327.6041 | 1163498.9529 |  | 160653.6967 | 56142.4209 | 325727.1015 | 230648.1297 | 390327.6041 | 1163498.9529 |  | 126968.2441 | 81190.5779 | 161060.6332 | 431725.9864 | 879786.0284 | 1680731.47 |  | 126968.2441 | 81190.5779 | 161060.6332 | 431725.9864 | 879786.0284 | 1680731.47
|  |  | 2465 | 2465 | C2 | 1195 | 177 | 1092 | 1 | 0 | 2465 | 867 | 185 | 1140 | 149 | 63 | 2404 | 0 | 0 | 0 | 0 | 0 | 0 | 1107 | 210 | 873 | 273 | 2 | 2465 | 0 | 0 | 0 | 0 | 0 | 0 | 996 | 276 | 495 | 416 | 282 | 2465 |  |  | C2 | 0.01282 | 0.01282 | 0.01784 | 0.04389 | 0.09196 | C2 | 96248 | 96248 | 96248 | 96248 | 96248 | C2 | 1233.8994 | 1233.8994 | 1717.0643 | 4224.3247 | 8850.9661 | C2 | 1069790.7451 | 228271.3816 | 1957453.3248 | 629424.3833 | 557610.863 | 4442550.6978 |  | 1474509.7352 | 218400.1867 | 1875034.2374 | 4224.3247 | 0 | 3572168.4841 |  | 1365926.5915 | 259118.8656 | 1498997.1514 | 1153240.6486 | 17701.9322 | 4294985.1892 |  | 1365926.5915 | 259118.8656 | 1498997.1514 | 1153240.6486 | 17701.9322 | 4294985.1892 |  | 1228963.7626 | 340556.2234 | 849946.8384 | 1757319.0835 | 2495972.4346 | 6672758.3424 |  | 1228963.7626 | 340556.2234 | 849946.8384 | 1757319.0835 | 2495972.4346 | 6672758.3424
|  |  | 420 | 420 | C3 | 248 | 35 | 137 | 0 | 0 | 420 | 170 | 35 | 175 | 11 | 11 | 402 | 0 | 0 | 0 | 0 | 0 | 0 | 217 | 55 | 133 | 15 | 0 | 420 | 0 | 0 | 0 | 0 | 0 | 0 | 181 | 88 | 77 | 57 | 17 | 420 |  |  | C3 | 0.01282 | 0.01282 | 0.01784 | 0.04389 | 0.09196 | C3 | 144372 | 144372 | 144372 | 144372 | 144372 | C3 | 1850.849 | 1850.849 | 2575.5965 | 6336.4871 | 13276.4491 | C3 | 314644.3368 | 64779.7164 | 450729.384 | 69701.3579 | 146040.9403 | 1045895.7354 |  | 459010.5619 | 64779.7164 | 352856.7178 | 0 | 0 | 876646.9961 |  | 401634.2417 | 101796.6972 | 342554.3318 | 95047.3062 | 0 | 941032.5769 |  | 401634.2417 | 101796.6972 | 342554.3318 | 95047.3062 | 0 | 941032.5769 |  | 335003.6762 | 162874.7155 | 198320.929 | 361179.7636 | 225699.635 | 1283078.7193 |  | 335003.6762 | 162874.7155 | 198320.929 | 361179.7636 | 225699.635 | 1283078.7193
|  |  | 78 | 78 | C4 | 19 | 10 | 49 | 0 | 0 | 78 | 0 | 10 | 59 | 8 | 1 | 78 | 0 | 0 | 0 | 0 | 0 | 0 | 19 | 4 | 45 | 10 | 0 | 78 | 0 | 0 | 0 | 0 | 0 | 0 | 19 | 0 | 21 | 28 | 10 | 78 |  |  | C4 | 0.01282 | 0.01282 | 0.01784 | 0.04389 | 0.09196 | C4 | 240620 | 240620 | 240620 | 240620 | 240620 | C4 | 3084.7484 | 3084.7484 | 4292.6608 | 10560.8118 | 22127.4152 | C4 | 0 | 30847.484 | 253266.9872 | 84486.4944 | 22127.4152 | 390728.3808 |  | 58610.2196 | 30847.484 | 210340.3792 | 0 | 0 | 299798.0828 |  | 58610.2196 | 12338.9936 | 193169.736 | 105608.118 | 0 | 369727.0672 |  | 58610.2196 | 12338.9936 | 193169.736 | 105608.118 | 0 | 369727.0672 |  | 58610.2196 | 0 | 90145.8768 | 295702.7304 | 221274.152 | 665732.9788 |  | 58610.2196 | 0 | 90145.8768 | 295702.7304 | 221274.152 | 665732.9788
|  |  | 3626 | 3626 |  | 1686 | 268 | 1608 | 64 | 0 |  | 1214 | 276 | 1723 | 232 | 91 |  | 0 | 0 | 0 | 0 | 0 |  | 1529 | 334 | 1322 | 376 | 65 |  | 0 | 0 | 0 | 0 | 0 |  | 1343 | 458 | 727 | 647 | 451 | [22 empty] | 1537315.2126 | 363630.1414 | 3080928.5094 | 972861.983 | 824910.0387 | 6779645.8851 |  | 2185605.9364 | 353758.9465 | 2834873.1923 | 190517.0449 | 0 | 5564755.1201 |  | 1986824.7495 | 429396.9773 | 2360448.3207 | 1584544.2025 | 408029.5363 | 6769243.7862 |  | 1986824.7495 | 429396.9773 | 2360448.3207 | 1584544.2025 | 408029.5363 | 6769243.7862 |  | 1749545.9025 | 584621.5168 | 1299474.2774 | 2845927.5639 | 3822732.25 | 10302301.5105 |  | 1749545.9025 | 584621.5168 | 1299474.2774 | 2845927.5639 | 3822732.25 | 10302301.5105
| HV Switchgear (GM) - Distribution |  | 11156 | 11156 | C1 | 4920 | 2450 | 3514 | 253 | 19 | 11156 | 4512 | 2545 | 3655 | 344 | 272 | 11328 | 0 | 0 | 0 | 0 | 0 | 0 | 3773 | 2995 | 3612 | 646 | 130 | 11156 | 0 | 0 | 0 | 0 | 0 | 0 | 2856 | 3275 | 3131 | 1327 | 567 | 11156 |  |  | C1 | 0.01282 | 0.01282 | 0.01784 | 0.04389 | 0.09196 | C1 | 19162.5 | 19162.5 | 19162.5 | 19162.5 | 19162.5 | C1 | 245.6633 | 245.6633 | 341.859 | 841.0421 | 1762.1835 | C1 | 1108432.584 | 625212.9713 | 1249494.645 | 289318.491 | 479313.912 | 3751772.6033 |  | 1208663.19 | 601874.9625 | 1201292.526 | 212783.6576 | 33481.4865 | 3258095.8226 |  | 926887.4422 | 735761.4337 | 1234794.708 | 543313.2127 | 229083.855 | 3669840.6517 |  | 926887.4422 | 735761.4337 | 1234794.708 | 543313.2127 | 229083.855 | 3669840.6517 |  | 701614.242 | 804547.1438 | 1070360.529 | 1116062.8999 | 999158.0445 | 4691742.8591 |  | 701614.242 | 804547.1438 | 1070360.529 | 1116062.8999 | 999158.0445 | 4691742.8591
|  |  | 10784 | 10784 | C2 | 5157 | 2756 | 2467 | 319 | 85 | 10784 | 4680 | 2831 | 2537 | 620 | 480 | 11148 | 0 | 0 | 0 | 0 | 0 | 0 | 3752 | 3489 | 2629 | 690 | 224 | 10784 | 0 | 0 | 0 | 0 | 0 | 0 | 3060 | 3465 | 2484 | 1022 | 753 | 10784 |  |  | C2 | 0.01282 | 0.01282 | 0.01784 | 0.04389 | 0.09196 | C2 | 27375 | 27375 | 27375 | 27375 | 27375 | C2 | 350.9475 | 350.9475 | 488.37 | 1201.4887 | 2517.405 | C2 | 1642434.3 | 993532.3725 | 1238994.69 | 744923.025 | 1208354.4 | 5828238.7875 |  | 1809836.2575 | 967211.31 | 1204808.79 | 383274.9113 | 213979.425 | 4579110.6937 |  | 1316755.02 | 1224455.8275 | 1283924.73 | 829027.2375 | 563898.72 | 5218061.535 |  | 1316755.02 | 1224455.8275 | 1283924.73 | 829027.2375 | 563898.72 | 5218061.535 |  | 1073899.35 | 1216033.0875 | 1213111.08 | 1227921.5025 | 1895605.965 | 6626570.985 |  | 1073899.35 | 1216033.0875 | 1213111.08 | 1227921.5025 | 1895605.965 | 6626570.985
|  |  | 3713 | 3713 | C3 | 1330 | 997 | 1280 | 79 | 27 | 3713 | 1100 | 1023 | 1306 | 244 | 292 | 3965 | 0 | 0 | 0 | 0 | 0 | 0 | 925 | 1132 | 1211 | 409 | 36 | 3713 | 0 | 0 | 0 | 0 | 0 | 0 | 770 | 988 | 1068 | 537 | 350 | 3713 |  |  | C3 | 0.01282 | 0.01282 | 0.01784 | 0.04389 | 0.09196 | C3 | 41062.5 | 41062.5 | 41062.5 | 41062.5 | 41062.5 | C3 | 526.4212 | 526.4212 | 732.555 | 1802.2331 | 3776.1075 | C3 | 579063.375 | 538528.9387 | 956716.83 | 439744.8825 | 1102623.39 | 3616677.4163 |  | 700140.2625 | 524841.9862 | 937670.4 | 142376.4169 | 101954.9025 | 2406983.9681 |  | 486939.6562 | 595908.855 | 887124.105 | 737113.3481 | 135939.87 | 2843025.8344 |  | 486939.6562 | 595908.855 | 887124.105 | 737113.3481 | 135939.87 | 2843025.8344 |  | 405344.3625 | 520104.195 | 782368.74 | 967799.1881 | 1321637.625 | 3997254.1106 |  | 405344.3625 | 520104.195 | 782368.74 | 967799.1881 | 1321637.625 | 3997254.1106
|  |  | 459 | 459 | C4 | 83 | 32 | 311 | 33 | 0 | 459 | 57 | 44 | 316 | 63 | 7 | 487 | 0 | 0 | 0 | 0 | 0 | 0 | 72 | 31 | 199 | 124 | 33 | 459 | 0 | 0 | 0 | 0 | 0 | 0 | 56 | 37 | 81 | 178 | 107 | 459 |  |  | C4 | 0.01282 | 0.01282 | 0.01784 | 0.04389 | 0.09196 | C4 | 68437.5 | 68437.5 | 68437.5 | 68437.5 | 68437.5 | C4 | 877.3687 | 877.3687 | 1220.925 | 3003.7219 | 6293.5125 | C4 | 50010.0187 | 38604.225 | 385812.3 | 189234.4781 | 44054.5875 | 707715.6094 |  | 72821.6062 | 28075.8 | 379707.675 | 99122.8219 | 0 | 579727.9031 |  | 63170.55 | 27198.4312 | 242964.075 | 372461.5125 | 207685.9125 | 913480.4812 |  | 63170.55 | 27198.4312 | 242964.075 | 372461.5125 | 207685.9125 | 913480.4812 |  | 49132.65 | 32462.6437 | 98894.925 | 534662.4937 | 673405.8375 | 1388558.55 |  | 49132.65 | 32462.6437 | 98894.925 | 534662.4937 | 673405.8375 | 1388558.55
|  |  | 26112 | 26112 |  | 11490 | 6235 | 7572 | 684 | 131 |  | 10349 | 6443 | 7814 | 1271 | 1051 |  | 0 | 0 | 0 | 0 | 0 |  | 8522 | 7647 | 7651 | 1869 | 423 |  | 0 | 0 | 0 | 0 | 0 |  | 6742 | 7765 | 6764 | 3064 | 1777 | [22 empty] | 3379940.2777 | 2195878.5075 | 3831018.465 | 1663220.8766 | 2834346.2895 | 13904404.4164 |  | 3791461.3163 | 2122004.0587 | 3723479.391 | 837557.8076 | 349415.814 | 10823918.3876 |  | 2793752.6685 | 2583324.5475 | 3648807.618 | 2481915.3109 | 1136608.3575 | 12644408.5024 |  | 2793752.6685 | 2583324.5475 | 3648807.618 | 2481915.3109 | 1136608.3575 | 12644408.5024 |  | 2229990.6045 | 2573147.07 | 3164735.274 | 3846446.0842 | 4889807.472 | 16704126.5048 |  | 2229990.6045 | 2573147.07 | 3164735.274 | 3846446.0842 | 4889807.472 | 16704126.5048
| HV Transformer (GM) |  | 3627 | 3627 | C1 | 1103 | 1118 | 1268 | 79 | 59 | 3627 | 1008 | 1131 | 1279 | 79 | 94 | 3591 | 0 | 0 | 0 | 0 | 0 | 0 | 952 | 844 | 1542 | 140 | 149 | 3627 | 0 | 0 | 0 | 0 | 0 | 0 | 789 | 697 | 1605 | 227 | 309 | 3627 |  |  | C1 | 0.01922 | 0.01922 | 0.02673 | 0.06577 | 0.13781 | C1 | 13161.4 | 13161.4 | 13161.4 | 13161.4 | 13161.4 | C1 | 252.9621 | 252.9621 | 351.8042 | 865.6253 | 1813.7725 | C1 | 254985.8049 | 286100.1441 | 449957.5999 | 68384.397 | 170494.6182 | 1229922.5641 |  | 279017.2051 | 282811.6367 | 446087.7535 | 68384.397 | 107012.5795 | 1183313.5718 |  | 240819.9268 | 213500.0192 | 542482.1103 | 121187.5389 | 270252.1076 | 1388241.7028 |  | 240819.9268 | 213500.0192 | 542482.1103 | 121187.5389 | 270252.1076 | 1388241.7028 |  | 199587.1032 | 176314.5893 | 564645.7763 | 196496.9381 | 560455.713 | 1697500.1199 |  | 199587.1032 | 176314.5893 | 564645.7763 | 196496.9381 | 560455.713 | 1697500.1199
|  |  | 9792 | 9792 | C2 | 3666 | 2112 | 3712 | 183 | 119 | 9792 | 3422 | 2136 | 3744 | 183 | 210 | 9695 | 0 | 0 | 0 | 0 | 0 | 0 | 3334 | 1499 | 4249 | 356 | 354 | 9792 | 0 | 0 | 0 | 0 | 0 | 0 | 2840 | 1491 | 4085 | 599 | 777 | 9792 |  |  | C2 | 0.01922 | 0.01922 | 0.02673 | 0.06577 | 0.13781 | C2 | 18802 | 18802 | 18802 | 18802 | 18802 | C2 | 361.3744 | 361.3744 | 502.5775 | 1236.6075 | 2591.1036 | C2 | 1236623.3337 | 771895.8038 | 1881650.0102 | 226299.1798 | 544131.7602 | 4660600.0878 |  | 1324798.697 | 763222.8173 | 1865567.5315 | 226299.1798 | 308341.3308 | 4488229.5564 |  | 1204822.383 | 541700.2856 | 2135451.6275 | 440232.2842 | 917250.6815 | 5239457.2618 |  | 1204822.383 | 541700.2856 | 2135451.6275 | 440232.2842 | 917250.6815 | 5239457.2618 |  | 1026303.4096 | 538809.29 | 2053028.9241 | 740727.9165 | 2013287.5127 | 6372157.0529 |  | 1026303.4096 | 538809.29 | 2053028.9241 | 740727.9165 | 2013287.5127 | 6372157.0529
|  |  | 2160 | 2160 | C3 | 622 | 257 | 1182 | 64 | 35 | 2160 | 546 | 260 | 1192 | 64 | 78 | 2140 | 0 | 0 | 0 | 0 | 0 | 0 | 576 | 137 | 1226 | 105 | 116 | 2160 | 0 | 0 | 0 | 0 | 0 | 0 | 492 | 184 | 1033 | 205 | 246 | 2160 |  |  | C3 | 0.01922 | 0.01922 | 0.02673 | 0.06577 | 0.13781 | C3 | 28203 | 28203 | 28203 | 28203 | 28203 | C3 | 542.0617 | 542.0617 | 753.8662 | 1854.9113 | 3886.6554 | C3 | 295965.6664 | 140936.0316 | 898608.4985 | 118714.3238 | 303159.1235 | 1757383.6438 |  | 337162.3525 | 139309.8466 | 891069.8366 | 118714.3238 | 136032.9401 | 1622289.2996 |  | 312227.5162 | 74262.4474 | 924239.9489 | 194765.6876 | 450852.0299 | 1956347.6299 |  | 312227.5162 | 74262.4474 | 924239.9489 | 194765.6876 | 450852.0299 | 1956347.6299 |  | 266694.3367 | 99739.3454 | 778743.7743 | 380256.8185 | 956117.2358 | 2481551.5108 |  | 266694.3367 | 99739.3454 | 778743.7743 | 380256.8185 | 956117.2358 | 2481551.5108
|  |  | 52 | 52 | C4 | 10 | 0 | 30 | 6 | 6 | 52 | 7 | 0 | 30 | 6 | 9 | 52 | 0 | 0 | 0 | 0 | 0 | 0 | 10 | 0 | 25 | 5 | 12 | 52 | 0 | 0 | 0 | 0 | 0 | 0 | 9 | 1 | 11 | 13 | 18 | 52 |  |  | C4 | 0.01922 | 0.01922 | 0.02673 | 0.06577 | 0.13781 | C4 | 47005 | 47005 | 47005 | 47005 | 47005 | C4 | 903.4361 | 903.4361 | 1256.4436 | 3091.5188 | 6477.759 | C4 | 6324.0527 | 0 | 37693.3095 | 18549.1131 | 58299.8314 | 120866.3067 |  | 9034.361 | 0 | 37693.3095 | 18549.1131 | 38866.5543 | 104143.3379 |  | 9034.361 | 0 | 31411.0912 | 15457.5943 | 77733.1086 | 133636.1551 |  | 9034.361 | 0 | 31411.0912 | 15457.5943 | 77733.1086 | 133636.1551 |  | 8130.9249 | 903.4361 | 13820.8801 | 40189.745 | 116599.6629 | 179644.6491 |  | 8130.9249 | 903.4361 | 13820.8801 | 40189.745 | 116599.6629 | 179644.6491
|  |  | 15631 | 15631 |  | 5401 | 3487 | 6192 | 332 | 219 |  | 4983 | 3527 | 6245 | 332 | 391 |  | 0 | 0 | 0 | 0 | 0 |  | 4872 | 2480 | 7042 | 606 | 631 |  | 0 | 0 | 0 | 0 | 0 |  | 4130 | 2373 | 6734 | 1044 | 1350 | [22 empty] | 1793898.8576 | 1198931.9796 | 3267909.4182 | 431947.0137 | 1076085.3334 | 7768772.6025 |  | 1950012.6157 | 1185344.3006 | 3240418.4311 | 431947.0137 | 590253.4046 | 7397975.7658 |  | 1766904.1869 | 829462.7521 | 3633584.7781 | 771643.105 | 1716087.9275 | 8717682.7496 |  | 1766904.1869 | 829462.7521 | 3633584.7781 | 771643.105 | 1716087.9275 | 8717682.7496 |  | 1500715.7744 | 815766.6609 | 3410239.3548 | 1357671.4182 | 3646460.1244 | 10730853.3327 |  | 1500715.7744 | 815766.6609 | 3410239.3548 | 1357671.4182 | 3646460.1244 | 10730853.3327
| HV UG Cable |  | 2105.183 | 2105.183 | C1 | 1093.64 | 827.705 | 176.287 | 4.299 | 3.252 | 2105.183 | 1066.273 | 832.287 | 177.219 | 4.312 | 6.1 | 2086.191 | 0 | 0 | 0 | 0 | 0 | 0 | 0 | 0 | 0 | 0 | 0 | 0 | 0 | 0 | 0 | 0 | 0 | 0 | 0 | 0 | 0 | 0 | 0 | 0 |  |  | C1 | 0 | 0 | 0 | 0 | 0 | C1 | 36243.9 | 36243.9 | 36243.9 | 36243.9 | 36243.9 | C1 | 0 | 0 | 0 | 0 | 0 | C1 | 0 | 0 | 0 | 0 | 0 | 0 |  | 0 | 0 | 0 | 0 | 0 | 0 |  | 0 | 0 | 0 | 0 | 0 | 0 |  | 0 | 0 | 0 | 0 | 0 | 0 |  | 0 | 0 | 0 | 0 | 0 | 0 |  | 0 | 0 | 0 | 0 | 0 | 0
|  |  | 6061.967 | 6061.967 | C2 | 2622.669 | 2710.922 | 699.611 | 15.324 | 13.441 | 6061.967 | 2539.906 | 2725.93 | 703.34 | 15.369 | 22.798 | 6007.343 | 0 | 0 | 0 | 0 | 0 | 0 | 0 | 0 | 0 | 0 | 0 | 0 | 0 | 0 | 0 | 0 | 0 | 0 | 0 | 0 | 0 | 0 | 0 | 0 |  |  | C2 | 0 | 0 | 0 | 0 | 0 | C2 | 51777 | 51777 | 51777 | 51777 | 51777 | C2 | 0 | 0 | 0 | 0 | 0 | C2 | 0 | 0 | 0 | 0 | 0 | 0 |  | 0 | 0 | 0 | 0 | 0 | 0 |  | 0 | 0 | 0 | 0 | 0 | 0 |  | 0 | 0 | 0 | 0 | 0 | 0 |  | 0 | 0 | 0 | 0 | 0 | 0 |  | 0 | 0 | 0 | 0 | 0 | 0
|  |  | 4526.848 | 4526.848 | C3 | 1780.594 | 2169.131 | 550.763 | 12.563 | 13.797 | 4526.848 | 1711.749 | 2181.139 | 553.7 | 17.187 | 22.344 | 4486.119 | 0 | 0 | 0 | 0 | 0 | 0 | 0 | 0 | 0 | 0 | 0 | 0 | 0 | 0 | 0 | 0 | 0 | 0 | 0 | 0 | 0 | 0 | 0 | 0 |  |  | C3 | 0 | 0 | 0 | 0 | 0 | C3 | 77665.5 | 77665.5 | 77665.5 | 77665.5 | 77665.5 | C3 | 0 | 0 | 0 | 0 | 0 | C3 | 0 | 0 | 0 | 0 | 0 | 0 |  | 0 | 0 | 0 | 0 | 0 | 0 |  | 0 | 0 | 0 | 0 | 0 | 0 |  | 0 | 0 | 0 | 0 | 0 | 0 |  | 0 | 0 | 0 | 0 | 0 | 0 |  | 0 | 0 | 0 | 0 | 0 | 0
|  |  | 0 | 0 | C4 | 0 | 0 | 0 | 0 | 0 | 0 | 0 | 0 | 0 | 0 | 0 | 0 | 0 | 0 | 0 | 0 | 0 | 0 | 0 | 0 | 0 | 0 | 0 | 0 | 0 | 0 | 0 | 0 | 0 | 0 | 0 | 0 | 0 | 0 | 0 | 0 |  |  | C4 | 0 | 0 | 0 | 0 | 0 | C4 | 129442.5 | 129442.5 | 129442.5 | 129442.5 | 129442.5 | C4 | 0 | 0 | 0 | 0 | 0 | C4 | 0 | 0 | 0 | 0 | 0 | 0 |  | 0 | 0 | 0 | 0 | 0 | 0 |  | 0 | 0 | 0 | 0 | 0 | 0 |  | 0 | 0 | 0 | 0 | 0 | 0 |  | 0 | 0 | 0 | 0 | 0 | 0 |  | 0 | 0 | 0 | 0 | 0 | 0
|  |  | 12693.998 | 12693.998 |  | 5496.903 | 5707.758 | 1426.661 | 32.186 | 30.49 |  | 5317.928 | 5739.356 | 1434.259 | 36.868 | 51.242 |  | 0 | 0 | 0 | 0 | 0 |  | 0 | 0 | 0 | 0 | 0 |  | 0 | 0 | 0 | 0 | 0 |  | 0 | 0 | 0 | 0 | 0 | [22 empty] | 0 | 0 | 0 | 0 | 0 | 0 |  | 0 | 0 | 0 | 0 | 0 | 0 |  | 0 | 0 | 0 | 0 | 0 | 0 |  | 0 | 0 | 0 | 0 | 0 | 0 |  | 0 | 0 | 0 | 0 | 0 | 0 |  | 0 | 0 | 0 | 0 | 0 | 0
| HV OHL Support - Poles |  | 0 | 0 | C1 | 0 | 0 | 0 | 0 | 0 | 0 | 0 | 0 | 0 | 0 | 0 | 0 | 0 | 0 | 0 | 0 | 0 | 0 | 0 | 0 | 0 | 0 | 0 | 0 | 0 | 0 | 0 | 0 | 0 | 0 | 0 | 0 | 0 | 0 | 0 | 0 |  |  | C1 | 0.01282 | 0.01282 | 0.01784 | 0.04389 | 0.09196 | C1 | 5700.8 | 5700.8 | 5700.8 | 5700.8 | 5700.8 | C1 | 73.0843 | 73.0843 | 101.7023 | 250.2081 | 524.2456 | C1 | 0 | 0 | 0 | 0 | 0 | 0 |  | 0 | 0 | 0 | 0 | 0 | 0 |  | 0 | 0 | 0 | 0 | 0 | 0 |  | 0 | 0 | 0 | 0 | 0 | 0 |  | 0 | 0 | 0 | 0 | 0 | 0 |  | 0 | 0 | 0 | 0 | 0 | 0
|  |  | 179806 | 179806 | C2 | 71680 | 49912 | 24357 | 15724 | 18133 | 179806 | 64978 | 49912 | 24692 | 16728 | 23484 | 179794 | 0 | 0 | 0 | 0 | 0 | 0 | 54510 | 49912 | 25216 | 18300 | 31868 | 179806 | 0 | 0 | 0 | 0 | 0 | 0 | 37135 | 49912 | 26084 | 20906 | 45769 | 179806 |  |  | C2 | 0.01282 | 0.01282 | 0.01784 | 0.04389 | 0.09196 | C2 | 8144 | 8144 | 8144 | 8144 | 8144 | C2 | 104.4061 | 104.4061 | 145.289 | 357.4402 | 748.9222 | C2 | 6784098.2662 | 5211116.265 | 3587475.0003 | 5979258.9965 | 17587689.8842 | 39149638.4122 |  | 7483827.8144 | 5211116.265 | 3538803.1987 | 5620389.0758 | 13580206.9779 | 35434343.3318 |  | 5691175.4208 | 5211116.265 | 3663606.4154 | 6541154.928 | 23866653.9443 | 44973706.9734 |  | 5691175.4208 | 5211116.265 | 3663606.4154 | 6541154.928 | 23866653.9443 | 44973706.9734 |  | 3877119.7808 | 5211116.265 | 3789717.2326 | 7472643.985 | 34277422.0026 | 54628019.2659 |  | 3877119.7808 | 5211116.265 | 3789717.2326 | 7472643.985 | 34277422.0026 | 54628019.2659
|  |  | 21244 | 21244 | C3 | 8469 | 5897 | 2878 | 1858 | 2142 | 21244 | 7678 | 5897 | 2917 | 1977 | 2775 | 21244 | 0 | 0 | 0 | 0 | 0 | 0 | 6439 | 5897 | 2979 | 2162 | 3767 | 21244 | 0 | 0 | 0 | 0 | 0 | 0 | 4388 | 5897 | 3082 | 2470 | 5407 | 21244 |  |  | C3 | 0.01282 | 0.01282 | 0.01784 | 0.04389 | 0.09196 | C3 | 12216 | 12216 | 12216 | 12216 | 12216 | C3 | 156.6091 | 156.6091 | 217.9334 | 536.1602 | 1123.3834 | C3 | 1202444.8234 | 923523.9806 | 635711.8445 | 1059988.7945 | 3117388.824 | 6939058.267 |  | 1326322.6373 | 923523.9806 | 627212.4403 | 996185.7259 | 2406287.1571 | 6279531.9413 |  | 1008406.1237 | 923523.9806 | 649223.7178 | 1159178.4389 | 4231785.1171 | 7972117.3781 |  | 1008406.1237 | 923523.9806 | 649223.7178 | 1159178.4389 | 4231785.1171 | 7972117.3781 |  | 687200.8186 | 923523.9806 | 671670.8621 | 1324315.7928 | 6074133.8275 | 9680845.2816 |  | 687200.8186 | 923523.9806 | 671670.8621 | 1324315.7928 | 6074133.8275 | 9680845.2816
|  |  | 494 | 494 | C4 | 197 | 137 | 67 | 43 | 50 | 494 | 178 | 137 | 68 | 46 | 65 | 494 | 0 | 0 | 0 | 0 | 0 | 0 | 151 | 137 | 69 | 50 | 87 | 494 | 0 | 0 | 0 | 0 | 0 | 0 | 102 | 137 | 72 | 57 | 126 | 494 |  |  | C4 | 0.01282 | 0.01282 | 0.01784 | 0.04389 | 0.09196 | C4 | 20360 | 20360 | 20360 | 20360 | 20360 | C4 | 261.0152 | 261.0152 | 363.2224 | 893.6004 | 1872.3056 | C4 | 46460.7056 | 35759.0824 | 24699.1232 | 41105.6184 | 121699.864 | 269724.3936 |  | 51419.9944 | 35759.0824 | 24335.9008 | 38424.8172 | 93615.28 | 243555.0748 |  | 39413.2952 | 35759.0824 | 25062.3456 | 44680.02 | 162890.5872 | 307805.3304 |  | 39413.2952 | 35759.0824 | 25062.3456 | 44680.02 | 162890.5872 | 307805.3304 |  | 26623.5504 | 35759.0824 | 26152.0128 | 50935.2228 | 235910.5056 | 375380.374 |  | 26623.5504 | 35759.0824 | 26152.0128 | 50935.2228 | 235910.5056 | 375380.374
|  |  | 201544 | 201544 |  | 80346 | 55946 | 27302 | 17625 | 20325 |  | 72834 | 55946 | 27677 | 18751 | 26324 |  | 0 | 0 | 0 | 0 | 0 |  | 61100 | 55946 | 28264 | 20512 | 35722 |  | 0 | 0 | 0 | 0 | 0 |  | 41625 | 55946 | 29238 | 23433 | 51302 | [22 empty] | 8033003.7952 | 6170399.328 | 4247885.968 | 7080353.4094 | 20826778.5722 | 46358421.0727 |  | 8861570.4461 | 6170399.328 | 4190351.5398 | 6654999.619 | 16080109.415 | 41957430.3479 |  | 6738994.8397 | 6170399.328 | 4337892.4787 | 7745013.3869 | 28261329.6486 | 53253629.6819 |  | 6738994.8397 | 6170399.328 | 4337892.4787 | 7745013.3869 | 28261329.6486 | 53253629.6819 |  | 4590944.1498 | 6170399.328 | 4487540.1075 | 8847895.0006 | 40587466.3357 | 64684244.9215 |  | 4590944.1498 | 6170399.328 | 4487540.1075 | 8847895.0006 | 40587466.3357 | 64684244.9215
| [Please insert new asset category as required] |  | 0 | 0 | C1 | 0 | 0 | 0 | 0 | 0 | 0 | 0 | 0 | 0 | 0 | 0 | 0 | 0 | 0 | 0 | 0 | 0 | 0 | 0 | 0 | 0 | 0 | 0 | 0 | 0 | 0 | 0 | 0 | 0 | 0 | 0 | 0 | 0 | 0 | 0 | 0 |  |  | C1 | 0 | 0 | 0 | 0 | 0 | C1 | 0 | 0 | 0 | 0 | 0 | C1 | [5 empty] | C1 | [5 empty] | 0 | [6 empty] | 0 | [6 empty] | 0 | [6 empty] | 0 | [6 empty] | 0 | [6 empty] | 0
|  |  | 0 | 0 | C2 | 0 | 0 | 0 | 0 | 0 | 0 | 0 | 0 | 0 | 0 | 0 | 0 | 0 | 0 | 0 | 0 | 0 | 0 | 0 | 0 | 0 | 0 | 0 | 0 | 0 | 0 | 0 | 0 | 0 | 0 | 0 | 0 | 0 | 0 | 0 | 0 |  |  | C2 | 0 | 0 | 0 | 0 | 0 | C2 | 0 | 0 | 0 | 0 | 0 | C2 | [5 empty] | C2 | [5 empty] | 0 | [6 empty] | 0 | [6 empty] | 0 | [6 empty] | 0 | [6 empty] | 0 | [6 empty] | 0
|  |  | 0 | 0 | C3 | 0 | 0 | 0 | 0 | 0 | 0 | 0 | 0 | 0 | 0 | 0 | 0 | 0 | 0 | 0 | 0 | 0 | 0 | 0 | 0 | 0 | 0 | 0 | 0 | 0 | 0 | 0 | 0 | 0 | 0 | 0 | 0 | 0 | 0 | 0 | 0 |  |  | C3 | 0 | 0 | 0 | 0 | 0 | C3 | 0 | 0 | 0 | 0 | 0 | C3 | [5 empty] | C3 | [5 empty] | 0 | [6 empty] | 0 | [6 empty] | 0 | [6 empty] | 0 | [6 empty] | 0 | [6 empty] | 0
|  |  | 0 | 0 | C4 | 0 | 0 | 0 | 0 | 0 | 0 | 0 | 0 | 0 | 0 | 0 | 0 | 0 | 0 | 0 | 0 | 0 | 0 | 0 | 0 | 0 | 0 | 0 | 0 | 0 | 0 | 0 | 0 | 0 | 0 | 0 | 0 | 0 | 0 | 0 | 0 |  |  | C4 | 0 | 0 | 0 | 0 | 0 | C4 | 0 | 0 | 0 | 0 | 0 | C4 | [5 empty] | C4 | [5 empty] | 0 | [6 empty] | 0 | [6 empty] | 0 | [6 empty] | 0 | [6 empty] | 0 | [6 empty] | 0
|  |  | 0 | 0 |  | 0 | 0 | 0 | 0 | 0 |  | 0 | 0 | 0 | 0 | 0 |  | 0 | 0 | 0 | 0 | 0 |  | 0 | 0 | 0 | 0 | 0 |  | 0 | 0 | 0 | 0 | 0 |  | 0 | 0 | 0 | 0 | 0 | [22 empty] | 0 | 0 | 0 | 0 | 0 | 0 |  | 0 | 0 | 0 | 0 | 0 | 0 |  | 0 | 0 | 0 | 0 | 0 | 0 |  | 0 | 0 | 0 | 0 | 0 | 0 |  | 0 | 0 | 0 | 0 | 0 | 0 |  | 0 | 0 | 0 | 0 | 0 | 0
| [Please insert new asset category as required] |  | 0 | 0 | C1 | 0 | 0 | 0 | 0 | 0 | 0 | 0 | 0 | 0 | 0 | 0 | 0 | 0 | 0 | 0 | 0 | 0 | 0 | 0 | 0 | 0 | 0 | 0 | 0 | 0 | 0 | 0 | 0 | 0 | 0 | 0 | 0 | 0 | 0 | 0 | 0 |  |  | C1 | 0 | 0 | 0 | 0 | 0 | C1 | 0 | 0 | 0 | 0 | 0 | C1 | [5 empty] | C1 | [5 empty] | 0 | [6 empty] | 0 | [6 empty] | 0 | [6 empty] | 0 | [6 empty] | 0 | [6 empty] | 0
|  |  | 0 | 0 | C2 | 0 | 0 | 0 | 0 | 0 | 0 | 0 | 0 | 0 | 0 | 0 | 0 | 0 | 0 | 0 | 0 | 0 | 0 | 0 | 0 | 0 | 0 | 0 | 0 | 0 | 0 | 0 | 0 | 0 | 0 | 0 | 0 | 0 | 0 | 0 | 0 |  |  | C2 | 0 | 0 | 0 | 0 | 0 | C2 | 0 | 0 | 0 | 0 | 0 | C2 | [5 empty] | C2 | [5 empty] | 0 | [6 empty] | 0 | [6 empty] | 0 | [6 empty] | 0 | [6 empty] | 0 | [6 empty] | 0
|  |  | 0 | 0 | C3 | 0 | 0 | 0 | 0 | 0 | 0 | 0 | 0 | 0 | 0 | 0 | 0 | 0 | 0 | 0 | 0 | 0 | 0 | 0 | 0 | 0 | 0 | 0 | 0 | 0 | 0 | 0 | 0 | 0 | 0 | 0 | 0 | 0 | 0 | 0 | 0 |  |  | C3 | 0 | 0 | 0 | 0 | 0 | C3 | 0 | 0 | 0 | 0 | 0 | C3 | [5 empty] | C3 | [5 empty] | 0 | [6 empty] | 0 | [6 empty] | 0 | [6 empty] | 0 | [6 empty] | 0 | [6 empty] | 0
|  |  | 0 | 0 | C4 | 0 | 0 | 0 | 0 | 0 | 0 | 0 | 0 | 0 | 0 | 0 | 0 | 0 | 0 | 0 | 0 | 0 | 0 | 0 | 0 | 0 | 0 | 0 | 0 | 0 | 0 | 0 | 0 | 0 | 0 | 0 | 0 | 0 | 0 | 0 | 0 |  |  | C4 | 0 | 0 | 0 | 0 | 0 | C4 | 0 | 0 | 0 | 0 | 0 | C4 | [5 empty] | C4 | [5 empty] | 0 | [6 empty] | 0 | [6 empty] | 0 | [6 empty] | 0 | [6 empty] | 0 | [6 empty] | 0
|  |  | 0 | 0 |  | 0 | 0 | 0 | 0 | 0 |  | 0 | 0 | 0 | 0 | 0 |  | 0 | 0 | 0 | 0 | 0 |  | 0 | 0 | 0 | 0 | 0 |  | 0 | 0 | 0 | 0 | 0 |  | 0 | 0 | 0 | 0 | 0 | [22 empty] | 0 | 0 | 0 | 0 | 0 | 0 |  | 0 | 0 | 0 | 0 | 0 | 0 |  | 0 | 0 | 0 | 0 | 0 | 0 |  | 0 | 0 | 0 | 0 | 0 | 0 |  | 0 | 0 | 0 | 0 | 0 | 0 |  | 0 | 0 | 0 | 0 | 0 | 0
| [Please insert new asset category as required] |  | 0 | 0 | C1 | 0 | 0 | 0 | 0 | 0 | 0 | 0 | 0 | 0 | 0 | 0 | 0 | 0 | 0 | 0 | 0 | 0 | 0 | 0 | 0 | 0 | 0 | 0 | 0 | 0 | 0 | 0 | 0 | 0 | 0 | 0 | 0 | 0 | 0 | 0 | 0 |  |  | C1 | 0 | 0 | 0 | 0 | 0 | C1 | 0 | 0 | 0 | 0 | 0 | C1 | [5 empty] | C1 | [5 empty] | 0 | [6 empty] | 0 | [6 empty] | 0 | [6 empty] | 0 | [6 empty] | 0 | [6 empty] | 0
|  |  | 0 | 0 | C2 | 0 | 0 | 0 | 0 | 0 | 0 | 0 | 0 | 0 | 0 | 0 | 0 | 0 | 0 | 0 | 0 | 0 | 0 | 0 | 0 | 0 | 0 | 0 | 0 | 0 | 0 | 0 | 0 | 0 | 0 | 0 | 0 | 0 | 0 | 0 | 0 |  |  | C2 | 0 | 0 | 0 | 0 | 0 | C2 | 0 | 0 | 0 | 0 | 0 | C2 | [5 empty] | C2 | [5 empty] | 0 | [6 empty] | 0 | [6 empty] | 0 | [6 empty] | 0 | [6 empty] | 0 | [6 empty] | 0
|  |  | 0 | 0 | C3 | 0 | 0 | 0 | 0 | 0 | 0 | 0 | 0 | 0 | 0 | 0 | 0 | 0 | 0 | 0 | 0 | 0 | 0 | 0 | 0 | 0 | 0 | 0 | 0 | 0 | 0 | 0 | 0 | 0 | 0 | 0 | 0 | 0 | 0 | 0 | 0 |  |  | C3 | 0 | 0 | 0 | 0 | 0 | C3 | 0 | 0 | 0 | 0 | 0 | C3 | [5 empty] | C3 | [5 empty] | 0 | [6 empty] | 0 | [6 empty] | 0 | [6 empty] | 0 | [6 empty] | 0 | [6 empty] | 0
|  |  | 0 | 0 | C4 | 0 | 0 | 0 | 0 | 0 | 0 | 0 | 0 | 0 | 0 | 0 | 0 | 0 | 0 | 0 | 0 | 0 | 0 | 0 | 0 | 0 | 0 | 0 | 0 | 0 | 0 | 0 | 0 | 0 | 0 | 0 | 0 | 0 | 0 | 0 | 0 |  |  | C4 | 0 | 0 | 0 | 0 | 0 | C4 | 0 | 0 | 0 | 0 | 0 | C4 | [5 empty] | C4 | [5 empty] | 0 | [6 empty] | 0 | [6 empty] | 0 | [6 empty] | 0 | [6 empty] | 0 | [6 empty] | 0
|  |  | 0 | 0 |  | 0 | 0 | 0 | 0 | 0 |  | 0 | 0 | 0 | 0 | 0 |  | 0 | 0 | 0 | 0 | 0 |  | 0 | 0 | 0 | 0 | 0 |  | 0 | 0 | 0 | 0 | 0 |  | 0 | 0 | 0 | 0 | 0 | [22 empty] | 0 | 0 | 0 | 0 | 0 | 0 |  | 0 | 0 | 0 | 0 | 0 | 0 |  | 0 | 0 | 0 | 0 | 0 | 0 |  | 0 | 0 | 0 | 0 | 0 | 0 |  | 0 | 0 | 0 | 0 | 0 | 0 |  | 0 | 0 | 0 | 0 | 0 | 0
| [Please insert new asset category as required] |  | 0 | 0 | C1 | 0 | 0 | 0 | 0 | 0 | 0 | 0 | 0 | 0 | 0 | 0 | 0 | 0 | 0 | 0 | 0 | 0 | 0 | 0 | 0 | 0 | 0 | 0 | 0 | 0 | 0 | 0 | 0 | 0 | 0 | 0 | 0 | 0 | 0 | 0 | 0 |  |  | C1 | 0 | 0 | 0 | 0 | 0 | C1 | 0 | 0 | 0 | 0 | 0 | C1 | [5 empty] | C1 | [5 empty] | 0 | [6 empty] | 0 | [6 empty] | 0 | [6 empty] | 0 | [6 empty] | 0 | [6 empty] | 0
|  |  | 0 | 0 | C2 | 0 | 0 | 0 | 0 | 0 | 0 | 0 | 0 | 0 | 0 | 0 | 0 | 0 | 0 | 0 | 0 | 0 | 0 | 0 | 0 | 0 | 0 | 0 | 0 | 0 | 0 | 0 | 0 | 0 | 0 | 0 | 0 | 0 | 0 | 0 | 0 |  |  | C2 | 0 | 0 | 0 | 0 | 0 | C2 | 0 | 0 | 0 | 0 | 0 | C2 | [5 empty] | C2 | [5 empty] | 0 | [6 empty] | 0 | [6 empty] | 0 | [6 empty] | 0 | [6 empty] | 0 | [6 empty] | 0
|  |  | 0 | 0 | C3 | 0 | 0 | 0 | 0 | 0 | 0 | 0 | 0 | 0 | 0 | 0 | 0 | 0 | 0 | 0 | 0 | 0 | 0 | 0 | 0 | 0 | 0 | 0 | 0 | 0 | 0 | 0 | 0 | 0 | 0 | 0 | 0 | 0 | 0 | 0 | 0 |  |  | C3 | 0 | 0 | 0 | 0 | 0 | C3 | 0 | 0 | 0 | 0 | 0 | C3 | [5 empty] | C3 | [5 empty] | 0 | [6 empty] | 0 | [6 empty] | 0 | [6 empty] | 0 | [6 empty] | 0 | [6 empty] | 0
|  |  | 0 | 0 | C4 | 0 | 0 | 0 | 0 | 0 | 0 | 0 | 0 | 0 | 0 | 0 | 0 | 0 | 0 | 0 | 0 | 0 | 0 | 0 | 0 | 0 | 0 | 0 | 0 | 0 | 0 | 0 | 0 | 0 | 0 | 0 | 0 | 0 | 0 | 0 | 0 |  |  | C4 | 0 | 0 | 0 | 0 | 0 | C4 | 0 | 0 | 0 | 0 | 0 | C4 | [5 empty] | C4 | [5 empty] | 0 | [6 empty] | 0 | [6 empty] | 0 | [6 empty] | 0 | [6 empty] | 0 | [6 empty] | 0
|  |  | 0 | 0 |  | 0 | 0 | 0 | 0 | 0 |  | 0 | 0 | 0 | 0 | 0 |  | 0 | 0 | 0 | 0 | 0 |  | 0 | 0 | 0 | 0 | 0 |  | 0 | 0 | 0 | 0 | 0 |  | 0 | 0 | 0 | 0 | 0 | [22 empty] | 0 | 0 | 0 | 0 | 0 | 0 |  | 0 | 0 | 0 | 0 | 0 | 0 |  | 0 | 0 | 0 | 0 | 0 | 0 |  | 0 | 0 | 0 | 0 | 0 | 0 |  | 0 | 0 | 0 | 0 | 0 | 0 |  | 0 | 0 | 0 | 0 | 0 | 0
| [Please insert new asset category as required] |  | 0 | 0 | C1 | 0 | 0 | 0 | 0 | 0 | 0 | 0 | 0 | 0 | 0 | 0 | 0 | 0 | 0 | 0 | 0 | 0 | 0 | 0 | 0 | 0 | 0 | 0 | 0 | 0 | 0 | 0 | 0 | 0 | 0 | 0 | 0 | 0 | 0 | 0 | 0 |  |  | C1 | 0 | 0 | 0 | 0 | 0 | C1 | 0 | 0 | 0 | 0 | 0 | C1 | [5 empty] | C1 | [5 empty] | 0 | [6 empty] | 0 | [6 empty] | 0 | [6 empty] | 0 | [6 empty] | 0 | [6 empty] | 0
|  |  | 0 | 0 | C2 | 0 | 0 | 0 | 0 | 0 | 0 | 0 | 0 | 0 | 0 | 0 | 0 | 0 | 0 | 0 | 0 | 0 | 0 | 0 | 0 | 0 | 0 | 0 | 0 | 0 | 0 | 0 | 0 | 0 | 0 | 0 | 0 | 0 | 0 | 0 | 0 |  |  | C2 | 0 | 0 | 0 | 0 | 0 | C2 | 0 | 0 | 0 | 0 | 0 | C2 | [5 empty] | C2 | [5 empty] | 0 | [6 empty] | 0 | [6 empty] | 0 | [6 empty] | 0 | [6 empty] | 0 | [6 empty] | 0
|  |  | 0 | 0 | C3 | 0 | 0 | 0 | 0 | 0 | 0 | 0 | 0 | 0 | 0 | 0 | 0 | 0 | 0 | 0 | 0 | 0 | 0 | 0 | 0 | 0 | 0 | 0 | 0 | 0 | 0 | 0 | 0 | 0 | 0 | 0 | 0 | 0 | 0 | 0 | 0 |  |  | C3 | 0 | 0 | 0 | 0 | 0 | C3 | 0 | 0 | 0 | 0 | 0 | C3 | [5 empty] | C3 | [5 empty] | 0 | [6 empty] | 0 | [6 empty] | 0 | [6 empty] | 0 | [6 empty] | 0 | [6 empty] | 0
|  |  | 0 | 0 | C4 | 0 | 0 | 0 | 0 | 0 | 0 | 0 | 0 | 0 | 0 | 0 | 0 | 0 | 0 | 0 | 0 | 0 | 0 | 0 | 0 | 0 | 0 | 0 | 0 | 0 | 0 | 0 | 0 | 0 | 0 | 0 | 0 | 0 | 0 | 0 | 0 |  |  | C4 | 0 | 0 | 0 | 0 | 0 | C4 | 0 | 0 | 0 | 0 | 0 | C4 | [5 empty] | C4 | [5 empty] | 0 | [6 empty] | 0 | [6 empty] | 0 | [6 empty] | 0 | [6 empty] | 0 | [6 empty] | 0
|  |  | 0 | 0 |  | 0 | 0 | 0 | 0 | 0 |  | 0 | 0 | 0 | 0 | 0 |  | 0 | 0 | 0 | 0 | 0 |  | 0 | 0 | 0 | 0 | 0 |  | 0 | 0 | 0 | 0 | 0 |  | 0 | 0 | 0 | 0 | 0 | [22 empty] | 0 | 0 | 0 | 0 | 0 | 0 |  | 0 | 0 | 0 | 0 | 0 | 0 |  | 0 | 0 | 0 | 0 | 0 | 0 |  | 0 | 0 | 0 | 0 | 0 | 0 |  | 0 | 0 | 0 | 0 | 0 | 0 |  | 0 | 0 | 0 | 0 | 0 | 0
[63 empty] | 14744158.1432 | 9928839.9565 | 14427742.3605 | 10148383.2827 | 25562120.2337 | 74811243.9766 |  | 16788650.3144 | 9831506.6339 | 13989122.5543 | 8115021.4852 | 17019778.6337 | 65744079.6214 |  | 13286476.4446 | 10012583.6049 | 13980733.1955 | 12583116.0052 | 31522055.47 | 81384964.7201 |  | 13286476.4446 | 10012583.6049 | 13980733.1955 | 12583116.0052 | 31522055.47 | 81384964.7201 |  | 10071196.4312 | 10143934.5756 | 12361989.0137 | 16897940.0668 | 52946466.1821 | 102421526.2695 |  | 10071196.4312 | 10143934.5756 | 12361989.0137 | 16897940.0668 | 52946466.1821 | 102421526.2695
| EHV Network | [66 empty] | 0 | [6 empty] | 0 | [6 empty] | 0 | [6 empty] | 0 | [6 empty] | 0 | [6 empty] | 0
| EHV Switchgear (GM) |  | 162 | 162 | C1 | 38 | 29 | 93 | 2 | 0 | 162 | 26 | 30 | 94 | 2 | 5 | 157 | 0 | 0 | 0 | 0 | 0 | 0 | 35 | 24 | 43 | 58 | 2 | 162 | 0 | 0 | 0 | 0 | 0 | 0 | 33 | 22 | 22 | 25 | 60 | 162 |  |  | C1 | 0.01282 | 0.01282 | 0.01784 | 0.04389 | 0.09196 | C1 | 72538.9 | 72538.9 | 72538.9 | 72538.9 | 72538.9 | C1 | 929.9487 | 929.9487 | 1294.094 | 3183.7323 | 6670.6772 | C1 | 24178.6661 | 27898.4609 | 121644.8337 | 6367.4646 | 33353.3862 | 213442.8117 |  | 35338.0505 | 26968.5122 | 120350.7398 | 6367.4646 | 0 | 189024.7672 |  | 32548.2044 | 22318.7688 | 55646.041 | 184656.4746 | 13341.3545 | 308510.8433 |  | 32548.2044 | 22318.7688 | 55646.041 | 184656.4746 | 13341.3545 | 308510.8433 |  | 30688.307 | 20458.8714 | 28470.0675 | 79593.308 | 400240.6346 | 559451.1885 |  | 30688.307 | 20458.8714 | 28470.0675 | 79593.308 | 400240.6346 | 559451.1885
|  |  | 241 | 241 | C2 | 122 | 24 | 92 | 1 | 2 | 241 | 100 | 27 | 96 | 2 | 12 | 237 | 0 | 0 | 0 | 0 | 0 | 0 | 121 | 9 | 52 | 57 | 2 | 241 | 0 | 0 | 0 | 0 | 0 | 0 | 114 | 13 | 39 | 16 | 59 | 241 |  |  | C2 | 0.01282 | 0.01282 | 0.01784 | 0.04389 | 0.09196 | C2 | 103627 | 103627 | 103627 | 103627 | 103627 | C2 | 1328.4981 | 1328.4981 | 1848.7057 | 4548.189 | 9529.5389 | C2 | 132849.814 | 35869.4498 | 177475.7453 | 9096.3781 | 114354.467 | 469645.8542 |  | 162076.7731 | 31883.9554 | 170080.9226 | 4548.189 | 19059.0778 | 387648.9179 |  | 160748.2749 | 11956.4833 | 96132.6954 | 259246.7747 | 19059.0778 | 547143.3061 |  | 160748.2749 | 11956.4833 | 96132.6954 | 259246.7747 | 19059.0778 | 547143.3061 |  | 151448.788 | 17270.4758 | 72099.5215 | 72771.0245 | 562242.7963 | 875832.6061 |  | 151448.788 | 17270.4758 | 72099.5215 | 72771.0245 | 562242.7963 | 875832.6061
|  |  | 54 | 54 | C3 | 24 | 7 | 22 | 1 | 0 | 54 | 9 | 7 | 30 | 2 | 1 | 49 | 0 | 0 | 0 | 0 | 0 | 0 | 24 | 2 | 15 | 12 | 1 | 54 | 0 | 0 | 0 | 0 | 0 | 0 | 19 | 7 | 5 | 10 | 13 | 54 |  |  | C3 | 0.01282 | 0.01282 | 0.01784 | 0.04389 | 0.09196 | C3 | 155440.5 | 155440.5 | 155440.5 | 155440.5 | 155440.5 | C3 | 1992.7472 | 1992.7472 | 2773.0585 | 6822.2835 | 14294.3084 | C3 | 17934.7249 | 13949.2305 | 83191.7556 | 13644.5671 | 14294.3084 | 143014.5864 |  | 47825.933 | 13949.2305 | 61007.2874 | 6822.2835 | 0 | 129604.7345 |  | 47825.933 | 3985.4944 | 41595.8778 | 81867.4025 | 14294.3084 | 189569.0162 |  | 47825.933 | 3985.4944 | 41595.8778 | 81867.4025 | 14294.3084 | 189569.0162 |  | 37862.197 | 13949.2305 | 13865.2926 | 68222.8354 | 185826.0089 | 319725.5644 |  | 37862.197 | 13949.2305 | 13865.2926 | 68222.8354 | 185826.0089 | 319725.5644
|  |  | 10 | 10 | C4 | 6 | 2 | 2 | 0 | 0 | 10 | 2 | 2 | 2 | 2 | 2 | 10 | 0 | 0 | 0 | 0 | 0 | 0 | 6 | 1 | 3 | 0 | 0 | 10 | 0 | 0 | 0 | 0 | 0 | 0 | 5 | 2 | 3 | 0 | 0 | 10 |  |  | C4 | 0.01282 | 0.01282 | 0.01784 | 0.04389 | 0.09196 | C4 | 259067.5 | 259067.5 | 259067.5 | 259067.5 | 259067.5 | C4 | 3321.2454 | 3321.2454 | 4621.7642 | 11370.4726 | 23823.8473 | C4 | 6642.4907 | 6642.4907 | 9243.5284 | 22740.9451 | 47647.6946 | 92917.1496 |  | 19927.4721 | 6642.4907 | 9243.5284 | 0 | 0 | 35813.4912 |  | 19927.4721 | 3321.2454 | 13865.2926 | 0 | 0 | 37114.01 |  | 19927.4721 | 3321.2454 | 13865.2926 | 0 | 0 | 37114.01 |  | 16606.2268 | 6642.4907 | 13865.2926 | 0 | 0 | 37114.0101 |  | 16606.2268 | 6642.4907 | 13865.2926 | 0 | 0 | 37114.0101
|  |  | 467 | 467 |  | 190 | 62 | 209 | 4 | 2 |  | 137 | 66 | 222 | 8 | 20 |  | 0 | 0 | 0 | 0 | 0 |  | 186 | 36 | 113 | 127 | 5 |  | 0 | 0 | 0 | 0 | 0 |  | 171 | 44 | 69 | 51 | 132 | [22 empty] | 181605.6957 | 84359.6319 | 391555.863 | 51849.3549 | 209649.8562 | 919020.4018 |  | 265168.2287 | 79444.1888 | 360682.4782 | 17737.9372 | 19059.0778 | 742091.9107 |  | 261049.8845 | 41581.9918 | 207239.9067 | 525770.6519 | 46694.7407 | 1082337.1756 |  | 261049.8845 | 41581.9918 | 207239.9067 | 525770.6519 | 46694.7407 | 1082337.1756 |  | 236605.5187 | 58321.0683 | 128300.1742 | 220587.168 | 1148309.4399 | 1792123.3691 |  | 236605.5187 | 58321.0683 | 128300.1742 | 220587.168 | 1148309.4399 | 1792123.3691
| EHV Transformer |  | 114 | 114 | C1 | 25 | 2 | 48 | 31 | 8 | 114 | 18 | 2 | 51 | 31 | 12 | 114 | 0 | 0 | 0 | 0 | 0 | 0 | 20 | 7 | 33 | 25 | 29 | 114 | 0 | 0 | 0 | 0 | 0 | 0 | 18 | 9 | 29 | 9 | 49 | 114 |  |  | C1 | 0.01282 | 0.01282 | 0.01784 | 0.04389 | 0.09196 | C1 | 299274.5 | 299274.5 | 299274.5 | 299274.5 | 299274.5 | C1 | 3836.6991 | 3836.6991 | 5339.0571 | 13135.1578 | 27521.283 | C1 | 69060.5836 | 7673.3982 | 272291.9111 | 407189.892 | 330255.3962 | 1086471.1811 |  | 95917.4772 | 7673.3982 | 256274.7398 | 407189.892 | 220170.2642 | 987225.7714 |  | 76733.9818 | 26856.8936 | 176188.8836 | 328378.9451 | 798117.2076 | 1406275.9118 |  | 76733.9818 | 26856.8936 | 176188.8836 | 328378.9451 | 798117.2076 | 1406275.9118 |  | 69060.5836 | 34530.2918 | 154832.6553 | 118216.4202 | 1348542.868 | 1725182.819 |  | 69060.5836 | 34530.2918 | 154832.6553 | 118216.4202 | 1348542.868 | 1725182.819
|  |  | 73 | 73 | C2 | 19 | 3 | 36 | 15 | 0 | 73 | 17 | 3 | 37 | 15 | 0 | 72 | 0 | 0 | 0 | 0 | 0 | 0 | 16 | 6 | 32 | 9 | 10 | 73 | 0 | 0 | 0 | 0 | 0 | 0 | 14 | 8 | 23 | 10 | 18 | 73 |  |  | C2 | 0.01282 | 0.01282 | 0.01784 | 0.04389 | 0.09196 | C2 | 427535 | 427535 | 427535 | 427535 | 427535 | C2 | 5480.9987 | 5480.9987 | 7627.2244 | 18764.5111 | 39316.1186 | C2 | 93176.9779 | 16442.9961 | 282207.3028 | 281467.6672 | 0 | 673294.9441 |  | 104138.9753 | 16442.9961 | 274580.0784 | 281467.6672 | 0 | 676629.7171 |  | 87695.9792 | 32885.9922 | 244071.1808 | 168880.6003 | 393161.186 | 926694.9385 |  | 87695.9792 | 32885.9922 | 244071.1808 | 168880.6003 | 393161.186 | 926694.9385 |  | 76733.9818 | 43847.9896 | 175426.1612 | 187645.1115 | 707690.1348 | 1191343.3789 |  | 76733.9818 | 43847.9896 | 175426.1612 | 187645.1115 | 707690.1348 | 1191343.3789
|  |  | 73 | 73 | C3 | 24 | 2 | 38 | 8 | 1 | 73 | 16 | 2 | 41 | 8 | 5 | 72 | 0 | 0 | 0 | 0 | 0 | 0 | 23 | 3 | 30 | 11 | 6 | 73 | 0 | 0 | 0 | 0 | 0 | 0 | 21 | 5 | 17 | 17 | 13 | 73 |  |  | C3 | 0.01282 | 0.01282 | 0.01784 | 0.04389 | 0.09196 | C3 | 641302.5 | 641302.5 | 641302.5 | 641302.5 | 641302.5 | C3 | 8221.4981 | 8221.4981 | 11440.8366 | 28146.7667 | 58974.1779 | C3 | 131543.9688 | 16442.9961 | 469074.3006 | 225174.1338 | 294870.8895 | 1137106.2888 |  | 197315.9532 | 16442.9961 | 434751.7908 | 225174.1338 | 58974.1779 | 932659.0518 |  | 189094.4551 | 24664.4941 | 343225.098 | 309614.434 | 353845.0674 | 1220443.5487 |  | 189094.4551 | 24664.4941 | 343225.098 | 309614.434 | 353845.0674 | 1220443.5487 |  | 172651.4591 | 41107.4903 | 194494.2222 | 478495.0343 | 766664.3127 | 1653412.5185 |  | 172651.4591 | 41107.4903 | 194494.2222 | 478495.0343 | 766664.3127 | 1653412.5185
|  |  | 12 | 12 | C4 | 2 | 1 | 6 | 3 | 0 | 12 | 0 | 1 | 6 | 3 | 2 | 12 | 0 | 0 | 0 | 0 | 0 | 0 | 2 | 0 | 4 | 3 | 3 | 12 | 0 | 0 | 0 | 0 | 0 | 0 | 2 | 0 | 2 | 2 | 6 | 12 |  |  | C4 | 0.01282 | 0.01282 | 0.01784 | 0.04389 | 0.09196 | C4 | 1068837.5 | 1068837.5 | 1068837.5 | 1068837.5 | 1068837.5 | C4 | 13702.4968 | 13702.4968 | 19068.061 | 46911.2779 | 98290.2965 | C4 | 0 | 13702.4968 | 114408.366 | 140733.8336 | 196580.593 | 465425.2894 |  | 27404.9935 | 13702.4968 | 114408.366 | 140733.8336 | 0 | 296249.6899 |  | 27404.9935 | 0 | 76272.244 | 140733.8336 | 294870.8895 | 539281.9606 |  | 27404.9935 | 0 | 76272.244 | 140733.8336 | 294870.8895 | 539281.9606 |  | 27404.9935 | 0 | 38136.122 | 93822.5557 | 589741.779 | 749105.4502 |  | 27404.9935 | 0 | 38136.122 | 93822.5557 | 589741.779 | 749105.4502
|  |  | 272 | 272 |  | 70 | 8 | 128 | 57 | 9 |  | 51 | 8 | 135 | 57 | 19 |  | 0 | 0 | 0 | 0 | 0 |  | 61 | 16 | 99 | 48 | 48 |  | 0 | 0 | 0 | 0 | 0 |  | 55 | 22 | 71 | 38 | 86 | [22 empty] | 293781.5303 | 54261.8871 | 1137981.8805 | 1054565.5266 | 821706.8787 | 3362297.7033 |  | 424777.3992 | 54261.8871 | 1080014.975 | 1054565.5266 | 279144.4421 | 2892764.2301 |  | 380929.4096 | 84407.38 | 839757.4064 | 947607.8131 | 1839994.3505 | 4092696.3596 |  | 380929.4096 | 84407.38 | 839757.4064 | 947607.8131 | 1839994.3505 | 4092696.3596 |  | 345851.018 | 119485.7717 | 562889.1607 | 878179.1218 | 3412639.0945 | 5319044.1667 |  | 345851.018 | 119485.7717 | 562889.1607 | 878179.1218 | 3412639.0945 | 5319044.1667
| EHV UG Cable (Gas) |  | 0 | 0 | C1 | 0 | 0 | 0 | 0 | 0 | 0 | 0 | 0 | 0 | 0 | 0 | 0 | 0 | 0 | 0 | 0 | 0 | 0 | 0 | 0 | 0 | 0 | 0 | 0 | 0 | 0 | 0 | 0 | 0 | 0 | 0 | 0 | 0 | 0 | 0 | 0 |  |  | C1 | 0.06946 | 0.06946 | 2.3539 | 5.7457 | 12.039 | C1 | 7500.5 | 7500.5 | 7500.5 | 7500.5 | 7500.5 | C1 | 520.9847 | 520.9847 | 17655.1269 | 43095.4728 | 90298.6695 | C1 | 0 | 0 | 0 | 0 | 0 | 0 |  | 0 | 0 | 0 | 0 | 0 | 0 |  | 0 | 0 | 0 | 0 | 0 | 0 |  | 0 | 0 | 0 | 0 | 0 | 0 |  | 0 | 0 | 0 | 0 | 0 | 0 |  | 0 | 0 | 0 | 0 | 0 | 0
|  |  | 6 | 6 | C2 | 0 | 0 | 6 | 0 | 0 | 6 | 0 | 0 | 6 | 0 | 0 | 6 | 0 | 0 | 0 | 0 | 0 | 0 | 0 | 0 | 6 | 0 | 0 | 6 | 0 | 0 | 0 | 0 | 0 | 0 | 0 | 0 | 6 | 0 | 0 | 6 |  |  | C2 | 0.06946 | 0.06946 | 2.3539 | 5.7457 | 12.039 | C2 | 10715 | 10715 | 10715 | 10715 | 10715 | C2 | 744.2639 | 744.2639 | 25221.6099 | 61564.9612 | 128998.0993 | C2 | 0 | 0 | 151329.6594 | 0 | 0 | 151329.6594 |  | 0 | 0 | 151329.6594 | 0 | 0 | 151329.6594 |  | 0 | 0 | 151329.6594 | 0 | 0 | 151329.6594 |  | 0 | 0 | 151329.6594 | 0 | 0 | 151329.6594 |  | 0 | 0 | 151329.6594 | 0 | 0 | 151329.6594 |  | 0 | 0 | 151329.6594 | 0 | 0 | 151329.6594
|  |  | 0 | 0 | C3 | 0 | 0 | 0 | 0 | 0 | 0 | 0 | 0 | 0 | 0 | 0 | 0 | 0 | 0 | 0 | 0 | 0 | 0 | 0 | 0 | 0 | 0 | 0 | 0 | 0 | 0 | 0 | 0 | 0 | 0 | 0 | 0 | 0 | 0 | 0 | 0 |  |  | C3 | 0.06946 | 0.06946 | 2.3539 | 5.7457 | 12.039 | C3 | 16072.5 | 16072.5 | 16072.5 | 16072.5 | 16072.5 | C3 | 1116.3958 | 1116.3958 | 37832.4149 | 92347.4418 | 193497.149 | C3 | 0 | 0 | 0 | 0 | 0 | 0 |  | 0 | 0 | 0 | 0 | 0 | 0 |  | 0 | 0 | 0 | 0 | 0 | 0 |  | 0 | 0 | 0 | 0 | 0 | 0 |  | 0 | 0 | 0 | 0 | 0 | 0 |  | 0 | 0 | 0 | 0 | 0 | 0
|  |  | 0 | 0 | C4 | 0 | 0 | 0 | 0 | 0 | 0 | 0 | 0 | 0 | 0 | 0 | 0 | 0 | 0 | 0 | 0 | 0 | 0 | 0 | 0 | 0 | 0 | 0 | 0 | 0 | 0 | 0 | 0 | 0 | 0 | 0 | 0 | 0 | 0 | 0 | 0 |  |  | C4 | 0.06946 | 0.06946 | 2.3539 | 5.7457 | 12.039 | C4 | 26787.5 | 26787.5 | 26787.5 | 26787.5 | 26787.5 | C4 | 1860.6597 | 1860.6597 | 63054.0248 | 153912.403 | 322495.2483 | C4 | 0 | 0 | 0 | 0 | 0 | 0 |  | 0 | 0 | 0 | 0 | 0 | 0 |  | 0 | 0 | 0 | 0 | 0 | 0 |  | 0 | 0 | 0 | 0 | 0 | 0 |  | 0 | 0 | 0 | 0 | 0 | 0 |  | 0 | 0 | 0 | 0 | 0 | 0
|  |  | 6 | 6 |  | 0 | 0 | 6 | 0 | 0 |  | 0 | 0 | 6 | 0 | 0 |  | 0 | 0 | 0 | 0 | 0 |  | 0 | 0 | 6 | 0 | 0 |  | 0 | 0 | 0 | 0 | 0 |  | 0 | 0 | 6 | 0 | 0 | [22 empty] | 0 | 0 | 151329.6594 | 0 | 0 | 151329.6594 |  | 0 | 0 | 151329.6594 | 0 | 0 | 151329.6594 |  | 0 | 0 | 151329.6594 | 0 | 0 | 151329.6594 |  | 0 | 0 | 151329.6594 | 0 | 0 | 151329.6594 |  | 0 | 0 | 151329.6594 | 0 | 0 | 151329.6594 |  | 0 | 0 | 151329.6594 | 0 | 0 | 151329.6594
| EHV UG Cable (Oil) |  | 18.683 | 18.683 | C1 | 0.809 | 11.045 | 6.675 | 0.154 | 0 | 18.683 | 0.82 | 11.196 | 6.766 | 25.34 | 0 | 44.122 | 0 | 0 | 0 | 0 | 0 | 0 | 0.212 | 6.021 | 12.296 | 0 | 0.154 | 18.683 | 0 | 0 | 0 | 0 | 0 | 0 | 0.156 | 2.634 | 15.739 | 0 | 0.154 | 18.683 |  |  | C1 | 0.01378 | 0.01378 | 0.46689 | 1.1397 | 2.3879 | C1 | 28209.3 | 28209.3 | 28209.3 | 28209.3 | 28209.3 | C1 | 388.7242 | 388.7242 | 13170.6401 | 32148.7287 | 67361.5517 | C1 | 318.7538 | 4352.1556 | 89112.5508 | 814648.7864 | 0 | 908432.2466 |  | 314.4778 | 4293.4583 | 87914.0225 | 4950.9042 | 0 | 97472.8629 |  | 82.4095 | 2340.5081 | 161946.1904 | 0 | 10373.679 | 174742.787 |  | 82.4095 | 2340.5081 | 161946.1904 | 0 | 10373.679 | 174742.787 |  | 60.641 | 1023.8994 | 207292.7042 | 0 | 10373.679 | 218750.9235 |  | 60.641 | 1023.8994 | 207292.7042 | 0 | 10373.679 | 218750.9235
|  |  | 20.896 | 20.896 | C2 | 11.161 | 6.543 | 2.592 | 0.6 | 0 | 20.896 | 11.313 | 6.632 | 2.628 | 9.98 | 0 | 30.553 | 0 | 0 | 0 | 0 | 0 | 0 | 9.417 | 8.287 | 2.592 | 0 | 0.595 | 20.891 | 0 | 0 | 0 | 0 | 0 | 0 | 8.97 | 2.577 | 8.749 | 0 | 0.6 | 20.896 |  |  | C2 | 0.01378 | 0.01378 | 0.46689 | 1.1397 | 2.3879 | C2 | 40299 | 40299 | 40299 | 40299 | 40299 | C2 | 555.3202 | 555.3202 | 18815.2001 | 45926.7553 | 96230.7881 | C2 | 6282.3376 | 3682.8837 | 49446.3459 | 458349.0184 | 0 | 517760.5856 |  | 6197.929 | 3633.4602 | 48768.9987 | 27556.0532 | 0 | 86156.4411 |  | 5229.4505 | 4601.9387 | 48768.9987 | 0 | 57257.3189 | 115857.7068 |  | 5229.4505 | 4601.9387 | 48768.9987 | 0 | 57257.3189 | 115857.7068 |  | 4981.2224 | 1431.0602 | 164614.1858 | 0 | 57738.4728 | 228764.9412 |  | 4981.2224 | 1431.0602 | 164614.1858 | 0 | 57738.4728 | 228764.9412
|  |  | 30.363 | 30.363 | C3 | 1.74 | 6.449 | 22.106 | 0.068 | 0 | 30.363 | 1.764 | 6.537 | 22.407 | 5.22 | 0 | 35.928 | 0 | 0 | 0 | 0 | 0 | 0 | 0.014 | 1.781 | 28.5 | 0.024 | 0.045 | 30.364 | 0 | 0 | 0 | 0 | 0 | 0 | 0.014 | 1.774 | 28.507 | 0 | 0.068 | 30.363 |  |  | C3 | 0.01378 | 0.01378 | 0.46689 | 1.1397 | 2.3879 | C3 | 60448.5 | 60448.5 | 60448.5 | 60448.5 | 60448.5 | C3 | 832.9803 | 832.9803 | 28222.8002 | 68890.133 | 144346.1821 | C3 | 1469.3773 | 5445.1924 | 632388.2833 | 359606.4944 | 0 | 998909.3474 |  | 1449.3858 | 5371.8901 | 623893.2204 | 4684.529 | 0 | 635399.0254 |  | 11.6617 | 1483.538 | 804349.8047 | 1653.3632 | 6495.5782 | 813993.9458 |  | 11.6617 | 1483.538 | 804349.8047 | 1653.3632 | 6495.5782 | 813993.9458 |  | 11.6617 | 1477.7071 | 804547.3643 | 0 | 9815.5404 | 815852.2735 |  | 11.6617 | 1477.7071 | 804547.3643 | 0 | 9815.5404 | 815852.2735
|  |  | 3.983 | 3.983 | C4 | 0 | 3.781 | 0.202 | 0 | 0 | 3.983 | 0 | 3.833 | 0.205 | 0.284 | 0 | 4.322 | 0 | 0 | 0 | 0 | 0 | 0 | 0 | 2.797 | 1.187 | 0 | 0.004 | 3.988 | 0 | 0 | 0 | 0 | 0 | 0 | 0 | 2.715 | 1.269 | 0 | 0 | 3.984 |  |  | C4 | 0.01378 | 0.01378 | 0.46689 | 1.1397 | 2.3879 | C4 | 100747.5 | 100747.5 | 100747.5 | 100747.5 | 100747.5 | C4 | 1388.3006 | 1388.3006 | 47038.0003 | 114816.8884 | 240576.9702 | C4 | 0 | 5321.356 | 9642.7901 | 32607.9963 | 0 | 47572.1424 |  | 0 | 5249.1644 | 9501.6761 | 0 | 0 | 14750.8404 |  | 0 | 3883.0766 | 55834.1063 | 0 | 962.3079 | 60679.4908 |  | 0 | 3883.0766 | 55834.1063 | 0 | 962.3079 | 60679.4908 |  | 0 | 3769.236 | 59691.2223 | 0 | 0 | 63460.4583 |  | 0 | 3769.236 | 59691.2223 | 0 | 0 | 63460.4583
|  |  | 73.925 | 73.925 |  | 13.71 | 27.818 | 31.575 | 0.822 | 0 |  | 13.897 | 28.198 | 32.006 | 40.824 | 0 |  | 0 | 0 | 0 | 0 | 0 |  | 9.643 | 18.886 | 44.575 | 0.024 | 0.798 |  | 0 | 0 | 0 | 0 | 0 |  | 9.14 | 9.7 | 54.264 | 0 | 0.822 | [22 empty] | 8070.4688 | 18801.5878 | 780589.97 | 1665212.2955 | 0 | 2472674.322 |  | 7961.7926 | 18547.973 | 770077.9177 | 37191.4865 | 0 | 833779.1698 |  | 5323.5218 | 12309.0614 | 1070899.1001 | 1653.3632 | 75088.8839 | 1165273.9304 |  | 5323.5218 | 12309.0614 | 1070899.1001 | 1653.3632 | 75088.8839 | 1165273.9304 |  | 5053.5251 | 7701.9027 | 1236145.4766 | 0 | 77927.6922 | 1326828.5966 |  | 5053.5251 | 7701.9027 | 1236145.4766 | 0 | 77927.6922 | 1326828.5966
| EHV UG Cable (Non Pressurised) |  | 124.977 | 124.977 | C1 | 68.117 | 12.586 | 40.57 | 3.704 | 0 | 124.977 | 21.24 | 12.586 | 40.57 | 19.452 | 0 | 93.848 | 0 | 0 | 0 | 0 | 0 | 0 | 0 | 0 | 0 | 0 | 0 | 0 | 0 | 0 | 0 | 0 | 0 | 0 | 0 | 0 | 0 | 0 | 0 | 0 |  |  | C1 | 0 | 0 | 0 | 0 | 0 | C1 | 49582.4 | 49582.4 | 49582.4 | 49582.4 | 49582.4 | C1 | 0 | 0 | 0 | 0 | 0 | C1 | 0 | 0 | 0 | 0 | 0 | 0 |  | 0 | 0 | 0 | 0 | 0 | 0 |  | 0 | 0 | 0 | 0 | 0 | 0 |  | 0 | 0 | 0 | 0 | 0 | 0 |  | 0 | 0 | 0 | 0 | 0 | 0 |  | 0 | 0 | 0 | 0 | 0 | 0
|  |  | 173.62 | 173.62 | C2 | 133.513 | 17.728 | 14.75 | 7.629 | 0 | 173.62 | 52.08 | 17.728 | 14.75 | 26.504 | 0 | 111.062 | 0 | 0 | 0 | 0 | 0 | 0 | 0 | 0 | 0 | 0 | 0 | 0 | 0 | 0 | 0 | 0 | 0 | 0 | 0 | 0 | 0 | 0 | 0 | 0 |  |  | C2 | 0 | 0 | 0 | 0 | 0 | C2 | 70832 | 70832 | 70832 | 70832 | 70832 | C2 | 0 | 0 | 0 | 0 | 0 | C2 | 0 | 0 | 0 | 0 | 0 | 0 |  | 0 | 0 | 0 | 0 | 0 | 0 |  | 0 | 0 | 0 | 0 | 0 | 0 |  | 0 | 0 | 0 | 0 | 0 | 0 |  | 0 | 0 | 0 | 0 | 0 | 0 |  | 0 | 0 | 0 | 0 | 0 | 0
|  |  | 85.216 | 85.216 | C3 | 63.365 | 18.24 | 0.23 | 3.381 | 0 | 85.216 | 29.874 | 18.24 | 0.23 | 5.418 | 0 | 53.762 | 0 | 0 | 0 | 0 | 0 | 0 | 0 | 0 | 0 | 0 | 0 | 0 | 0 | 0 | 0 | 0 | 0 | 0 | 0 | 0 | 0 | 0 | 0 | 0 |  |  | C3 | 0 | 0 | 0 | 0 | 0 | C3 | 106248 | 106248 | 106248 | 106248 | 106248 | C3 | 0 | 0 | 0 | 0 | 0 | C3 | 0 | 0 | 0 | 0 | 0 | 0 |  | 0 | 0 | 0 | 0 | 0 | 0 |  | 0 | 0 | 0 | 0 | 0 | 0 |  | 0 | 0 | 0 | 0 | 0 | 0 |  | 0 | 0 | 0 | 0 | 0 | 0 |  | 0 | 0 | 0 | 0 | 0 | 0
|  |  | 11.715 | 11.715 | C4 | 11.074 | 0.297 | 0 | 0.344 | 0 | 11.715 | 10.742 | 0.297 | 0 | 0.684 | 0 | 11.723 | 0 | 0 | 0 | 0 | 0 | 0 | 0 | 0 | 0 | 0 | 0 | 0 | 0 | 0 | 0 | 0 | 0 | 0 | 0 | 0 | 0 | 0 | 0 | 0 |  |  | C4 | 0 | 0 | 0 | 0 | 0 | C4 | 177080 | 177080 | 177080 | 177080 | 177080 | C4 | 0 | 0 | 0 | 0 | 0 | C4 | 0 | 0 | 0 | 0 | 0 | 0 |  | 0 | 0 | 0 | 0 | 0 | 0 |  | 0 | 0 | 0 | 0 | 0 | 0 |  | 0 | 0 | 0 | 0 | 0 | 0 |  | 0 | 0 | 0 | 0 | 0 | 0 |  | 0 | 0 | 0 | 0 | 0 | 0
|  |  | 395.528 | 395.528 |  | 276.069 | 48.851 | 55.55 | 15.058 | 0 |  | 113.936 | 48.851 | 55.55 | 52.058 | 0 |  | 0 | 0 | 0 | 0 | 0 |  | 0 | 0 | 0 | 0 | 0 |  | 0 | 0 | 0 | 0 | 0 |  | 0 | 0 | 0 | 0 | 0 | [22 empty] | 0 | 0 | 0 | 0 | 0 | 0 |  | 0 | 0 | 0 | 0 | 0 | 0 |  | 0 | 0 | 0 | 0 | 0 | 0 |  | 0 | 0 | 0 | 0 | 0 | 0 |  | 0 | 0 | 0 | 0 | 0 | 0 |  | 0 | 0 | 0 | 0 | 0 | 0
| EHV OHL Support - Towers |  | 339 | 339 | C1 | 6 | 253 | 58 | 22 | 0 | 339 | 0 | 253 | 58 | 22 | 6 | 339 | 0 | 2 | 0 | -2 | 0 | 0 | 6 | 240 | 61 | 32 | 0 | 339 | 0 | 4 | 0 | -2 | -2 | 0 | 6 | 247 | 39 | 45 | 2 | 339 |  |  | C1 | 0.00053 | 0.00053 | 0.00053 | 0.02684 | 0.09196 | C1 | 196463.4 | 196463.4 | 196463.4 | 196463.4 | 196463.4 | C1 | 104.1256 | 104.1256 | 104.1256 | 5273.0777 | 18066.7743 | C1 | 0 | 26343.7773 | 6039.2849 | 116007.7084 | 108400.6456 | 256791.4162 |  | 624.7536 | 26343.7773 | 6039.2849 | 116007.7084 | 0 | 149015.5243 |  | 624.7536 | 24990.1445 | 6351.6617 | 168738.485 | 0 | 200705.0448 |  | 624.7536 | 25198.3957 | 6351.6617 | 158192.3297 | 0 | 190367.1407 |  | 624.7536 | 25719.0237 | 4060.8985 | 237288.4945 | 36133.5485 | 303826.7188 |  | 624.7536 | 26135.5261 | 4060.8985 | 226742.3392 | 0 | 257563.5174
|  |  | 520 | 520 | C2 | 43 | 304 | 65 | 108 | 0 | 520 | 1 | 292 | 67 | 120 | 40 | 520 | 0 | 6 | 0 | -6 | 0 | 0 | 43 | 298 | 64 | 115 | 0 | 520 | 0 | 14 | 0 | -8 | -6 | 0 | 42 | 297 | 62 | 113 | 6 | 520 |  |  | C2 | 0.00053 | 0.00053 | 0.00053 | 0.02684 | 0.09196 | C2 | 280662 | 280662 | 280662 | 280662 | 280662 | C2 | 148.7509 | 148.7509 | 148.7509 | 7532.9681 | 25809.6775 | C2 | 148.7509 | 43435.2511 | 9966.3076 | 903956.1696 | 1032387.1008 | 1989893.58 |  | 6396.287 | 45220.2614 | 9668.8059 | 813560.5526 | 0 | 874845.907 |  | 6396.287 | 44327.7563 | 9520.055 | 866291.3292 | 0 | 926535.4275 |  | 6396.287 | 45220.2614 | 9520.055 | 821093.5207 | 0 | 882230.1242 |  | 6247.5361 | 44179.0054 | 9222.5533 | 851225.393 | 154858.0651 | 1065732.553 |  | 6247.5361 | 46261.5175 | 9222.5533 | 790961.6484 | 0 | 852693.2553
|  |  | 291 | 291 | C3 | 0 | 226 | 3 | 62 | 0 | 291 | 0 | 226 | 3 | 62 | 0 | 291 | 0 | 18 | 0 | -18 | 0 | 0 | 0 | 215 | 14 | 62 | 0 | 291 | 0 | 30 | 0 | -30 | 0 | 0 | 0 | 197 | 31 | 63 | 0 | 291 |  |  | C3 | 0.00053 | 0.00053 | 0.00053 | 0.02684 | 0.09196 | C3 | 420993 | 420993 | 420993 | 420993 | 420993 | C3 | 223.1263 | 223.1263 | 223.1263 | 11299.4521 | 38714.5163 | C3 | 0 | 50426.5415 | 669.3789 | 700566.0314 | 0 | 751661.9519 |  | 0 | 50426.5415 | 669.3789 | 700566.0314 | 0 | 751661.9519 |  | 0 | 47972.1523 | 3123.7681 | 700566.0314 | 0 | 751661.9519 |  | 0 | 51988.4256 | 3123.7681 | 497175.8933 | 0 | 552288.0869 |  | 0 | 43955.8791 | 6916.915 | 711865.4836 | 0 | 762738.2777 |  | 0 | 50649.6678 | 6916.915 | 372881.92 | 0 | 430448.5028
|  |  | 0 | 0 | C4 | 0 | 0 | 0 | 0 | 0 | 0 | 0 | 0 | 0 | 0 | 0 | 0 | 0 | 0 | 0 | 0 | 0 | 0 | 0 | 0 | 0 | 0 | 0 | 0 | 0 | 0 | 0 | 0 | 0 | 0 | 0 | 0 | 0 | 0 | 0 | 0 |  |  | C4 | 0.00053 | 0.00053 | 0.00053 | 0.02684 | 0.09196 | C4 | 701655 | 701655 | 701655 | 701655 | 701655 | C4 | 371.8771 | 371.8771 | 371.8771 | 18832.4202 | 64524.1938 | C4 | 0 | 0 | 0 | 0 | 0 | 0 |  | 0 | 0 | 0 | 0 | 0 | 0 |  | 0 | 0 | 0 | 0 | 0 | 0 |  | 0 | 0 | 0 | 0 | 0 | 0 |  | 0 | 0 | 0 | 0 | 0 | 0 |  | 0 | 0 | 0 | 0 | 0 | 0
|  |  | 1150 | 1150 |  | 49 | 783 | 126 | 192 | 0 |  | 1 | 771 | 128 | 204 | 46 |  | 0 | 26 | 0 | -26 | 0 |  | 49 | 753 | 139 | 209 | 0 |  | 0 | 48 | 0 | -40 | -8 |  | 48 | 741 | 132 | 221 | 8 | [22 empty] | 148.7509 | 120205.57 | 16674.9714 | 1720529.9095 | 1140787.7464 | 2998346.9481 |  | 7021.0406 | 121990.5803 | 16377.4697 | 1630134.2925 | 0 | 1775523.3831 |  | 7021.0406 | 117290.0531 | 18995.4848 | 1735595.8456 | 0 | 1878902.4242 |  | 7021.0406 | 122407.0827 | 18995.4848 | 1476461.7437 | 0 | 1624885.3518 |  | 6872.2897 | 113853.9082 | 20200.3668 | 1800379.3711 | 190991.6136 | 2132297.5495 |  | 6872.2897 |  | 20200.3668 |  | 0 | 27072.6565
| EHV OHL Support - Poles |  | 1977 | 1977 | C1 | 350 | 166 | 1132 | 272 | 57 | 1977 | 214 | 166 | 1136 | 286 | 129 | 1931 | 0 | 0 | 0 | 0 | 0 | 0 | 223 | 166 | 1143 | 284 | 160 | 1976 | 0 | 0 | 0 | 0 | 0 | 0 | 98 | 166 | 1155 | 295 | 262 | 1976 |  |  | C1 | 0.01282 | 0.01282 | 0.01784 | 0.04389 | 0.09196 | C1 | 10704.4 | 10704.4 | 10704.4 | 10704.4 | 10704.4 | C1 | 137.2304 | 137.2304 | 190.9665 | 469.8161 | 984.3766 | C1 | 29367.3073 | 22780.2477 | 216937.9395 | 134367.4092 | 126984.5845 | 530437.4882 |  | 48030.6428 | 22780.2477 | 216174.0735 | 127789.9836 | 56109.4676 | 470884.4151 |  | 30602.381 | 22780.2477 | 218274.7049 | 133427.7769 | 157500.2598 | 562585.3704 |  | 30602.381 | 22780.2477 | 218274.7049 | 133427.7769 | 157500.2598 | 562585.3704 |  | 13448.58 | 22780.2477 | 220566.3029 | 138595.7542 | 257906.6755 | 653297.5603 |  | 13448.58 | 22780.2477 | 220566.3029 | 138595.7542 | 257906.6755 | 653297.5603
|  |  | 16310 | 16310 | C2 | 2884 | 1372 | 9339 | 2249 | 466 | 16310 | 1761 | 1372 | 9376 | 2361 | 1068 | 15938 | 0 | 0 | 0 | 0 | 0 | 0 | 1842 | 1372 | 9433 | 2344 | 1319 | 16310 | 0 | 0 | 0 | 0 | 0 | 0 | 814 | 1372 | 9526 | 2437 | 2162 | 16311 |  |  | C2 | 0.01282 | 0.01282 | 0.01784 | 0.04389 | 0.09196 | C2 | 15292 | 15292 | 15292 | 15292 | 15292 | C2 | 196.0434 | 196.0434 | 272.8093 | 671.1659 | 1406.2523 | C2 | 345232.4978 | 268971.5997 | 2557859.8093 | 1584622.6427 | 1501877.4778 | 6258564.0272 |  | 565389.281 | 268971.5997 | 2547765.8659 | 1509452.0641 | 655313.5811 | 5546892.3918 |  | 361112.0165 | 268971.5997 | 2573409.9382 | 1573212.8227 | 1854846.8101 | 6631553.1872 |  | 361112.0165 | 268971.5997 | 2573409.9382 | 1573212.8227 | 1854846.8101 | 6631553.1872 |  | 159579.3602 | 268971.5997 | 2598781.2013 | 1635631.2496 | 3040317.5158 | 7703280.9265 |  | 159579.3602 | 268971.5997 | 2598781.2013 | 1635631.2496 | 3040317.5158 | 7703280.9265
|  |  | 1216 | 1216 | C3 | 215 | 102 | 696 | 168 | 35 | 1216 | 131 | 102 | 699 | 176 | 80 | 1188 | 0 | 0 | 0 | 0 | 0 | 0 | 138 | 102 | 702 | 176 | 98 | 1216 | 0 | 0 | 0 | 0 | 0 | 0 | 61 | 102 | 709 | 183 | 161 | 1216 |  |  | C3 | 0.01282 | 0.01282 | 0.01784 | 0.04389 | 0.09196 | C3 | 22938 | 22938 | 22938 | 22938 | 22938 | C3 | 294.0652 | 294.0652 | 409.2139 | 1006.7488 | 2109.3785 | C3 | 38522.536 | 29994.6463 | 286040.5301 | 177187.7923 | 168750.2784 | 700495.7831 |  | 63224.0094 | 29994.6463 | 284812.8883 | 169133.8018 | 73828.2468 | 620993.5926 |  | 40580.9921 | 29994.6463 | 287268.1718 | 177187.7923 | 206719.091 | 741750.6936 |  | 40580.9921 | 29994.6463 | 287268.1718 | 177187.7923 | 206719.091 | 741750.6936 |  | 17937.9748 | 29994.6463 | 290132.6693 | 184235.0341 | 339609.9353 | 861910.2597 |  | 17937.9748 | 29994.6463 | 290132.6693 | 184235.0341 | 339609.9353 | 861910.2597
|  |  | 779 | 779 | C4 | 138 | 66 | 446 | 107 | 22 | 779 | 84 | 66 | 448 | 113 | 50 | 761 | 0 | 0 | 0 | 0 | 0 | 0 | 89 | 66 | 451 | 110 | 63 | 779 | 0 | 0 | 0 | 0 | 0 | 0 | 39 | 66 | 456 | 115 | 103 | 779 |  |  | C4 | 0.01282 | 0.01282 | 0.01784 | 0.04389 | 0.09196 | C4 | 38230 | 38230 | 38230 | 38230 | 38230 | C4 | 490.1086 | 490.1086 | 682.0232 | 1677.9147 | 3515.6308 | C4 | 41169.1224 | 32347.1676 | 305546.3936 | 189604.3611 | 175781.54 | 744448.5847 |  | 67634.9868 | 32347.1676 | 304182.3472 | 179536.8729 | 77343.8776 | 661045.2521 |  | 43619.6654 | 32347.1676 | 307592.4632 | 184570.617 | 221484.7404 | 789614.6536 |  | 43619.6654 | 32347.1676 | 307592.4632 | 184570.617 | 221484.7404 | 789614.6536 |  | 19114.2354 | 32347.1676 | 311002.5792 | 192960.1905 | 362109.9724 | 917534.1451 |  | 19114.2354 | 32347.1676 | 311002.5792 | 192960.1905 | 362109.9724 | 917534.1451
|  |  | 20282 | 20282 |  | 3587 | 1706 | 11613 | 2796 | 580 |  | 2190 | 1706 | 11659 | 2936 | 1327 |  | 0 | 0 | 0 | 0 | 0 |  | 2292 | 1706 | 11729 | 2914 | 1640 |  | 0 | 0 | 0 | 0 | 0 |  | 1012 | 1706 | 11846 | 3030 | 2688 | [22 empty] | 454291.4635 | 354093.6613 | 3366384.6724 | 2085782.2053 | 1973393.8807 | 8233945.8832 |  | 744278.92 | 354093.6613 | 3352935.1749 | 1985912.7223 | 862595.1731 | 7299815.6516 |  | 475915.0549 | 354093.6613 | 3386545.2782 | 2068399.009 | 2440550.9014 | 8725503.9048 |  | 475915.0549 | 354093.6613 | 3386545.2782 | 2068399.009 | 2440550.9014 | 8725503.9048 |  | 210080.1503 | 354093.6613 | 3420482.7526 | 2151422.2283 | 3999944.099 | 10136022.8916 |  | 210080.1503 | 354093.6613 | 3420482.7526 | 2151422.2283 | 3999944.099 | 10136022.8916
| EHV OHL Fittings and Conductors (Tower Lines) |  | 0 | 0 | C1 | 0 | 0 | 0 | 0 | 0 | 0 | 0 | 0 | 0 | 0 | 0 | 0 | 0 | 0 | 0 | 0 | 0 | 0 | 0 | 0 | 0 | 0 | 0 | 0 | 0 | 0 | 0 | 0 | 0 | 0 | 0 | 0 | 0 | 0 | 0 | 0 |  |  | C1 | 0 | 0 | 0 | 0 | 0 | C1 | 0 | 0 | 0 | 0 | 0 | C1 | [5 empty] | C1 | [5 empty] | 0 | [6 empty] | 0 | [6 empty] | 0 | [6 empty] | 0 | [6 empty] | 0 | [6 empty] | 0
|  |  | 0 | 0 | C2 | 0 | 0 | 0 | 0 | 0 | 0 | 0 | 0 | 0 | 0 | 0 | 0 | 0 | 0 | 0 | 0 | 0 | 0 | 0 | 0 | 0 | 0 | 0 | 0 | 0 | 0 | 0 | 0 | 0 | 0 | 0 | 0 | 0 | 0 | 0 | 0 |  |  | C2 | 0 | 0 | 0 | 0 | 0 | C2 | 0 | 0 | 0 | 0 | 0 | C2 | [5 empty] | C2 | [5 empty] | 0 | [6 empty] | 0 | [6 empty] | 0 | [6 empty] | 0 | [6 empty] | 0 | [6 empty] | 0
|  |  | 0 | 0 | C3 | 0 | 0 | 0 | 0 | 0 | 0 | 0 | 0 | 0 | 0 | 0 | 0 | 0 | 0 | 0 | 0 | 0 | 0 | 0 | 0 | 0 | 0 | 0 | 0 | 0 | 0 | 0 | 0 | 0 | 0 | 0 | 0 | 0 | 0 | 0 | 0 |  |  | C3 | 0 | 0 | 0 | 0 | 0 | C3 | 0 | 0 | 0 | 0 | 0 | C3 | [5 empty] | C3 | [5 empty] | 0 | [6 empty] | 0 | [6 empty] | 0 | [6 empty] | 0 | [6 empty] | 0 | [6 empty] | 0
|  |  | 0 | 0 | C4 | 0 | 0 | 0 | 0 | 0 | 0 | 0 | 0 | 0 | 0 | 0 | 0 | 0 | 0 | 0 | 0 | 0 | 0 | 0 | 0 | 0 | 0 | 0 | 0 | 0 | 0 | 0 | 0 | 0 | 0 | 0 | 0 | 0 | 0 | 0 | 0 |  |  | C4 | 0 | 0 | 0 | 0 | 0 | C4 | 0 | 0 | 0 | 0 | 0 | C4 | [5 empty] | C4 | [5 empty] | 0 | [6 empty] | 0 | [6 empty] | 0 | [6 empty] | 0 | [6 empty] | 0 | [6 empty] | 0
|  |  | 0 | 0 |  | 0 | 0 | 0 | 0 | 0 |  | 0 | 0 | 0 | 0 | 0 |  | 0 | 0 | 0 | 0 | 0 |  | 0 | 0 | 0 | 0 | 0 |  | 0 | 0 | 0 | 0 | 0 |  | 0 | 0 | 0 | 0 | 0 | [22 empty] | 0 | 0 | 0 | 0 | 0 | 0 |  | 0 | 0 | 0 | 0 | 0 | 0 |  | 0 | 0 | 0 | 0 | 0 | 0 |  | 0 | 0 | 0 | 0 | 0 | 0 |  | 0 | 0 | 0 | 0 | 0 | 0 |  | 0 | 0 | 0 | 0 | 0 | 0
| EHV OHL Fittings |  | 494 | 494 | C1 | 0 | 239 | 192 | 58 | 5 | 494 | 0 | 239 | 192 | 58 | 5 | 494 | 0 | 0 | 0 | 0 | 0 | 0 | 0 | 187 | 102 | 142 | 63 | 494 | 0 | 0 | 0 | 0 | 0 | 0 | 0 | 6 | 238 | 45 | 205 | 494 |  |  | C1 | 0.00333 | 0.00333 | 0.00464 | 0.01141 | 0.02391 | C1 | 87556.7 | 87556.7 | 87556.7 | 87556.7 | 87556.7 | C1 | 291.5638 | 291.5638 | 406.2631 | 999.0219 | 2093.4807 | C1 | 0 | 69683.7508 | 78002.5129 | 57943.2729 | 10467.4035 | 216096.9401 |  | 0 | 69683.7508 | 78002.5129 | 57943.2729 | 10467.4035 | 216096.9401 |  | 0 | 54522.4327 | 41438.835 | 141861.1165 | 131889.2839 | 369711.668 |  | 0 | 54522.4327 | 41438.835 | 141861.1165 | 131889.2839 | 369711.668 |  | 0 | 1749.3829 | 96690.6149 | 44955.9876 | 429163.5429 | 572559.5283 |  | 0 | 1749.3829 | 96690.6149 | 44955.9876 | 429163.5429 | 572559.5283
|  |  | 1836 | 1836 | C2 | 485 | 711 | 418 | 104 | 118 | 1836 | 485 | 711 | 418 | 104 | 118 | 1836 | 0 | 0 | 0 | 0 | 0 | 0 | 485 | 397 | 590 | 142 | 222 | 1836 | 0 | 0 | 0 | 0 | 0 | 0 | 485 | 17 | 700 | 113 | 521 | 1836 |  |  | C2 | 0.00333 | 0.00333 | 0.00464 | 0.01141 | 0.02391 | C2 | 125081 | 125081 | 125081 | 125081 | 125081 | C2 | 416.5197 | 416.5197 | 580.3758 | 1427.1742 | 2990.6867 | C2 | 202012.069 | 296145.528 | 242597.1011 | 148426.1178 | 352901.0318 | 1242081.8478 |  | 202012.069 | 296145.528 | 242597.1011 | 148426.1178 | 352901.0318 | 1242081.8478 |  | 202012.069 | 165358.3328 | 342421.7456 | 202658.7378 | 663932.4496 | 1576383.3349 |  | 202012.069 | 165358.3328 | 342421.7456 | 202658.7378 | 663932.4496 | 1576383.3349 |  | 202012.069 | 7080.8354 | 406263.088 | 161270.6857 | 1558147.7759 | 2334774.4541 |  | 202012.069 | 7080.8354 | 406263.088 | 161270.6857 | 1558147.7759 | 2334774.4541
|  |  | 270 | 270 | C3 | 19 | 30 | 176 | 23 | 22 | 270 | 19 | 30 | 176 | 23 | 22 | 270 | 0 | 0 | 0 | 0 | 0 | 0 | 19 | 0 | 91 | 115 | 45 | 270 | 0 | 0 | 0 | 0 | 0 | 0 | 19 | 0 | 30 | 0 | 221 | 270 |  |  | C3 | 0.00333 | 0.00333 | 0.00464 | 0.01141 | 0.02391 | C3 | 187621.5 | 187621.5 | 187621.5 | 187621.5 | 187621.5 | C3 | 624.7796 | 624.7796 | 870.5638 | 2140.7613 | 4486.0301 | C3 | 11870.8123 | 18743.3878 | 153219.2218 | 49237.5102 | 98692.6614 | 331763.5936 |  | 11870.8123 | 18743.3878 | 153219.2218 | 49237.5102 | 98692.6614 | 331763.5936 |  | 11870.8123 | 0 | 79221.3022 | 246187.5512 | 201871.3529 | 539151.0186 |  | 11870.8123 | 0 | 79221.3022 | 246187.5512 | 201871.3529 | 539151.0186 |  | 11870.8123 | 0 | 26116.9128 | 0 | 991412.6444 | 1029400.3695 |  | 11870.8123 | 0 | 26116.9128 | 0 | 991412.6444 | 1029400.3695
|  |  | 0 | 0 | C4 | 0 | 0 | 0 | 0 | 0 | 0 | 0 | 0 | 0 | 0 | 0 | 0 | 0 | 0 | 0 | 0 | 0 | 0 | 0 | 0 | 0 | 0 | 0 | 0 | 0 | 0 | 0 | 0 | 0 | 0 | 0 | 0 | 0 | 0 | 0 | 0 |  |  | C4 | 0.00333 | 0.00333 | 0.00464 | 0.01141 | 0.02391 | C4 | 312702.5 | 312702.5 | 312702.5 | 312702.5 | 312702.5 | C4 | 1041.2993 | 1041.2993 | 1450.9396 | 3567.9355 | 7476.7168 | C4 | 0 | 0 | 0 | 0 | 0 | 0 |  | 0 | 0 | 0 | 0 | 0 | 0 |  | 0 | 0 | 0 | 0 | 0 | 0 |  | 0 | 0 | 0 | 0 | 0 | 0 |  | 0 | 0 | 0 | 0 | 0 | 0 |  | 0 | 0 | 0 | 0 | 0 | 0
|  |  | 2600 | 2600 |  | 504 | 980 | 786 | 185 | 145 |  | 504 | 980 | 786 | 185 | 145 |  | 0 | 0 | 0 | 0 | 0 |  | 504 | 584 | 783 | 399 | 330 |  | 0 | 0 | 0 | 0 | 0 |  | 504 | 23 | 968 | 158 | 947 | [22 empty] | 213882.8814 | 384572.6667 | 473818.8358 | 255606.901 | 462061.0967 | 1789942.3815 |  | 213882.8814 | 384572.6667 | 473818.8358 | 255606.901 | 462061.0967 | 1789942.3815 |  | 213882.8814 | 219880.7655 | 463081.8827 | 590707.4055 | 997693.0865 | 2485246.0215 |  | 213882.8814 | 219880.7655 | 463081.8827 | 590707.4055 | 997693.0865 | 2485246.0215 |  | 213882.8814 | 8830.2183 | 529070.6157 | 206226.6733 | 2978723.9632 | 3936734.3519 |  | 213882.8814 | 8830.2183 | 529070.6157 | 206226.6733 | 2978723.9632 | 3936734.3519
| EHV OHL Conductor (Tower Lines) |  | 29.363 | 29.363 | C1 | 1.334 | 0 | 28.029 | 0 | 0 | 29.363 | 0 | 0 | 28.029 | 0 | 0 | 28.029 | 0 | 0 | 0 | 0 | 0 | 0 | 1.334 | 0 | 28.029 | 0 | 0 | 29.363 | 0 | 0 | 0 | 0 | 0 | 0 | 1.334 | 0 | 28.029 | 0 | 0 | 29.363 |  |  | C1 | 7e-05 | 7e-05 | 0.0001 | 0.00023 | 0.00049 | C1 | 86870.7 | 86870.7 | 86870.7 | 86870.7 | 86870.7 | C1 | 6.0809 | 6.0809 | 8.6871 | 19.9803 | 42.5666 | C1 | 0 | 0 | 243.4899 | 0 | 0 | 243.4899 |  | 8.112 | 0 | 243.4899 | 0 | 0 | 251.6019 |  | 8.112 | 0 | 243.4899 | 0 | 0 | 251.6019 |  | 8.112 | 0 | 243.4899 | 0 | 0 | 251.6019 |  | 8.112 | 0 | 243.4899 | 0 | 0 | 251.6019 |  | 8.112 | 0 | 243.4899 | 0 | 0 | 251.6019
|  |  | 141.697 | 141.697 | C2 | 36.595 | 0 | 105.102 | 0 | 0 | 141.697 | 28.486 | 0 | 105.661 | 3.108 | 3.108 | 140.363 | 0 | 0 | 0 | 0 | 0 | 0 | 12.478 | 24.117 | 84.327 | 20.775 | 0 | 141.697 | 0 | 0 | 0 | 0 | 0 | 0 | 8.109 | 28.486 | 84.326 | 1.776 | 19 | 141.697 |  |  | C2 | 7e-05 | 7e-05 | 0.0001 | 0.00023 | 0.00049 | C2 | 124101 | 124101 | 124101 | 124101 | 124101 | C2 | 8.6871 | 8.6871 | 12.4101 | 28.5432 | 60.8095 | C2 | 247.4599 | 0 | 1311.2636 | 88.7124 | 188.9959 | 1836.4317 |  | 317.9033 | 0 | 1304.3263 | 0 | 0 | 1622.2297 |  | 108.3973 | 209.5061 | 1046.5065 | 592.9856 | 0 | 1957.3954 |  | 108.3973 | 209.5061 | 1046.5065 | 592.9856 | 0 | 1957.3954 |  | 70.4435 | 247.4599 | 1046.4941 | 50.6928 | 1155.3803 | 2570.4705 |  | 70.4435 | 247.4599 | 1046.4941 | 50.6928 | 1155.3803 | 2570.4705
|  |  | 20.64 | 20.64 | C3 | 18.557 | 0 | 2.083 | 0 | 0 | 20.64 | 0 | 0 | 2.083 | 0.812 | 16.413 | 19.308 | 0 | 0 | 0 | 0 | 0 | 0 | 18.557 | 0 | 2.083 | 0 | 0 | 20.64 | 0 | 0 | 0 | 0 | 0 | 0 | 18.557 | 0 | 2.083 | 0 | 0 | 20.64 |  |  | C3 | 7e-05 | 7e-05 | 0.0001 | 0.00023 | 0.00049 | C3 | 186151.5 | 186151.5 | 186151.5 | 186151.5 | 186151.5 | C3 | 13.0306 | 13.0306 | 18.6151 | 42.8148 | 91.2142 | C3 | 0 | 0 | 38.7754 | 34.7657 | 1497.0992 | 1570.6403 |  | 241.8089 | 0 | 38.7754 | 0 | 0 | 280.5843 |  | 241.8089 | 0 | 38.7754 | 0 | 0 | 280.5843 |  | 241.8089 | 0 | 38.7754 | 0 | 0 | 280.5843 |  | 241.8089 | 0 | 38.7754 | 0 | 0 | 280.5843 |  | 241.8089 | 0 | 38.7754 | 0 | 0 | 280.5843
|  |  | 0 | 0 | C4 | 0 | 0 | 0 | 0 | 0 | 0 | 0 | 0 | 0 | 0 | 0 | 0 | 0 | 0 | 0 | 0 | 0 | 0 | 0 | 0 | 0 | 0 | 0 | 0 | 0 | 0 | 0 | 0 | 0 | 0 | 0 | 0 | 0 | 0 | 0 | 0 |  |  | C4 | 7e-05 | 7e-05 | 0.0001 | 0.00023 | 0.00049 | C4 | 310252.5 | 310252.5 | 310252.5 | 310252.5 | 310252.5 | C4 | 21.7177 | 21.7177 | 31.0252 | 71.3581 | 152.0237 | C4 | 0 | 0 | 0 | 0 | 0 | 0 |  | 0 | 0 | 0 | 0 | 0 | 0 |  | 0 | 0 | 0 | 0 | 0 | 0 |  | 0 | 0 | 0 | 0 | 0 | 0 |  | 0 | 0 | 0 | 0 | 0 | 0 |  | 0 | 0 | 0 | 0 | 0 | 0
|  |  | 191.7 | 191.7 |  | 56.486 | 0 | 135.214 | 0 | 0 |  | 28.486 | 0 | 135.773 | 3.92 | 19.521 |  | 0 | 0 | 0 | 0 | 0 |  | 32.369 | 24.117 | 114.439 | 20.775 | 0 |  | 0 | 0 | 0 | 0 | 0 |  | 28 | 28.486 | 114.438 | 1.776 | 19 | [22 empty] | 247.4599 | 0 | 1593.5288 | 123.478 | 1686.0951 | 3650.5618 |  | 567.8242 | 0 | 1586.5916 | 0 | 0 | 2154.4158 |  | 358.3182 | 209.5061 | 1328.7717 | 592.9856 | 0 | 2489.5816 |  | 358.3182 | 209.5061 | 1328.7717 | 592.9856 | 0 | 2489.5816 |  | 320.3644 | 247.4599 | 1328.7593 | 50.6928 | 1155.3803 | 3102.6567 |  | 320.3644 | 247.4599 | 1328.7593 | 50.6928 | 1155.3803 | 3102.6567
| [Please insert new asset category as required] |  | 0 | 0 | C1 | 0 | 0 | 0 | 0 | 0 | 0 | 0 | 0 | 0 | 0 | 0 | 0 | 0 | 0 | 0 | 0 | 0 | 0 | 0 | 0 | 0 | 0 | 0 | 0 | 0 | 0 | 0 | 0 | 0 | 0 | 0 | 0 | 0 | 0 | 0 | 0 |  |  | C1 | 0 | 0 | 0 | 0 | 0 | C1 | 0 | 0 | 0 | 0 | 0 | C1 | [5 empty] | C1 | [5 empty] | 0 | [6 empty] | 0 | [6 empty] | 0 | [6 empty] | 0 | [6 empty] | 0 | [6 empty] | 0
|  |  | 0 | 0 | C2 | 0 | 0 | 0 | 0 | 0 | 0 | 0 | 0 | 0 | 0 | 0 | 0 | 0 | 0 | 0 | 0 | 0 | 0 | 0 | 0 | 0 | 0 | 0 | 0 | 0 | 0 | 0 | 0 | 0 | 0 | 0 | 0 | 0 | 0 | 0 | 0 |  |  | C2 | 0 | 0 | 0 | 0 | 0 | C2 | 0 | 0 | 0 | 0 | 0 | C2 | [5 empty] | C2 | [5 empty] | 0 | [6 empty] | 0 | [6 empty] | 0 | [6 empty] | 0 | [6 empty] | 0 | [6 empty] | 0
|  |  | 0 | 0 | C3 | 0 | 0 | 0 | 0 | 0 | 0 | 0 | 0 | 0 | 0 | 0 | 0 | 0 | 0 | 0 | 0 | 0 | 0 | 0 | 0 | 0 | 0 | 0 | 0 | 0 | 0 | 0 | 0 | 0 | 0 | 0 | 0 | 0 | 0 | 0 | 0 |  |  | C3 | 0 | 0 | 0 | 0 | 0 | C3 | 0 | 0 | 0 | 0 | 0 | C3 | [5 empty] | C3 | [5 empty] | 0 | [6 empty] | 0 | [6 empty] | 0 | [6 empty] | 0 | [6 empty] | 0 | [6 empty] | 0
|  |  | 0 | 0 | C4 | 0 | 0 | 0 | 0 | 0 | 0 | 0 | 0 | 0 | 0 | 0 | 0 | 0 | 0 | 0 | 0 | 0 | 0 | 0 | 0 | 0 | 0 | 0 | 0 | 0 | 0 | 0 | 0 | 0 | 0 | 0 | 0 | 0 | 0 | 0 | 0 |  |  | C4 | 0 | 0 | 0 | 0 | 0 | C4 | 0 | 0 | 0 | 0 | 0 | C4 | [5 empty] | C4 | [5 empty] | 0 | [6 empty] | 0 | [6 empty] | 0 | [6 empty] | 0 | [6 empty] | 0 | [6 empty] | 0
|  |  | 0 | 0 |  | 0 | 0 | 0 | 0 | 0 |  | 0 | 0 | 0 | 0 | 0 |  | 0 | 0 | 0 | 0 | 0 |  | 0 | 0 | 0 | 0 | 0 |  | 0 | 0 | 0 | 0 | 0 |  | 0 | 0 | 0 | 0 | 0 | [22 empty] | 0 | 0 | 0 | 0 | 0 | 0 |  | 0 | 0 | 0 | 0 | 0 | 0 |  | 0 | 0 | 0 | 0 | 0 | 0 |  | 0 | 0 | 0 | 0 | 0 | 0 |  | 0 | 0 | 0 | 0 | 0 | 0 |  | 0 | 0 | 0 | 0 | 0 | 0
| [Please insert new asset category as required] |  | 0 | 0 | C1 | 0 | 0 | 0 | 0 | 0 | 0 | 0 | 0 | 0 | 0 | 0 | 0 | 0 | 0 | 0 | 0 | 0 | 0 | 0 | 0 | 0 | 0 | 0 | 0 | 0 | 0 | 0 | 0 | 0 | 0 | 0 | 0 | 0 | 0 | 0 | 0 |  |  | C1 | 0 | 0 | 0 | 0 | 0 | C1 | 0 | 0 | 0 | 0 | 0 | C1 | [5 empty] | C1 | [5 empty] | 0 | [6 empty] | 0 | [6 empty] | 0 | [6 empty] | 0 | [6 empty] | 0 | [6 empty] | 0
|  |  | 0 | 0 | C2 | 0 | 0 | 0 | 0 | 0 | 0 | 0 | 0 | 0 | 0 | 0 | 0 | 0 | 0 | 0 | 0 | 0 | 0 | 0 | 0 | 0 | 0 | 0 | 0 | 0 | 0 | 0 | 0 | 0 | 0 | 0 | 0 | 0 | 0 | 0 | 0 |  |  | C2 | 0 | 0 | 0 | 0 | 0 | C2 | 0 | 0 | 0 | 0 | 0 | C2 | [5 empty] | C2 | [5 empty] | 0 | [6 empty] | 0 | [6 empty] | 0 | [6 empty] | 0 | [6 empty] | 0 | [6 empty] | 0
|  |  | 0 | 0 | C3 | 0 | 0 | 0 | 0 | 0 | 0 | 0 | 0 | 0 | 0 | 0 | 0 | 0 | 0 | 0 | 0 | 0 | 0 | 0 | 0 | 0 | 0 | 0 | 0 | 0 | 0 | 0 | 0 | 0 | 0 | 0 | 0 | 0 | 0 | 0 | 0 |  |  | C3 | 0 | 0 | 0 | 0 | 0 | C3 | 0 | 0 | 0 | 0 | 0 | C3 | [5 empty] | C3 | [5 empty] | 0 | [6 empty] | 0 | [6 empty] | 0 | [6 empty] | 0 | [6 empty] | 0 | [6 empty] | 0
|  |  | 0 | 0 | C4 | 0 | 0 | 0 | 0 | 0 | 0 | 0 | 0 | 0 | 0 | 0 | 0 | 0 | 0 | 0 | 0 | 0 | 0 | 0 | 0 | 0 | 0 | 0 | 0 | 0 | 0 | 0 | 0 | 0 | 0 | 0 | 0 | 0 | 0 | 0 | 0 |  |  | C4 | 0 | 0 | 0 | 0 | 0 | C4 | 0 | 0 | 0 | 0 | 0 | C4 | [5 empty] | C4 | [5 empty] | 0 | [6 empty] | 0 | [6 empty] | 0 | [6 empty] | 0 | [6 empty] | 0 | [6 empty] | 0
|  |  | 0 | 0 |  | 0 | 0 | 0 | 0 | 0 |  | 0 | 0 | 0 | 0 | 0 |  | 0 | 0 | 0 | 0 | 0 |  | 0 | 0 | 0 | 0 | 0 |  | 0 | 0 | 0 | 0 | 0 |  | 0 | 0 | 0 | 0 | 0 | [22 empty] | 0 | 0 | 0 | 0 | 0 | 0 |  | 0 | 0 | 0 | 0 | 0 | 0 |  | 0 | 0 | 0 | 0 | 0 | 0 |  | 0 | 0 | 0 | 0 | 0 | 0 |  | 0 | 0 | 0 | 0 | 0 | 0 |  | 0 | 0 | 0 | 0 | 0 | 0
| [Please insert new asset category as required] |  | 0 | 0 | C1 | 0 | 0 | 0 | 0 | 0 | 0 | 0 | 0 | 0 | 0 | 0 | 0 | 0 | 0 | 0 | 0 | 0 | 0 | 0 | 0 | 0 | 0 | 0 | 0 | 0 | 0 | 0 | 0 | 0 | 0 | 0 | 0 | 0 | 0 | 0 | 0 |  |  | C1 | 0 | 0 | 0 | 0 | 0 | C1 | 0 | 0 | 0 | 0 | 0 | C1 | [5 empty] | C1 | [5 empty] | 0 | [6 empty] | 0 | [6 empty] | 0 | [6 empty] | 0 | [6 empty] | 0 | [6 empty] | 0
|  |  | 0 | 0 | C2 | 0 | 0 | 0 | 0 | 0 | 0 | 0 | 0 | 0 | 0 | 0 | 0 | 0 | 0 | 0 | 0 | 0 | 0 | 0 | 0 | 0 | 0 | 0 | 0 | 0 | 0 | 0 | 0 | 0 | 0 | 0 | 0 | 0 | 0 | 0 | 0 |  |  | C2 | 0 | 0 | 0 | 0 | 0 | C2 | 0 | 0 | 0 | 0 | 0 | C2 | [5 empty] | C2 | [5 empty] | 0 | [6 empty] | 0 | [6 empty] | 0 | [6 empty] | 0 | [6 empty] | 0 | [6 empty] | 0
|  |  | 0 | 0 | C3 | 0 | 0 | 0 | 0 | 0 | 0 | 0 | 0 | 0 | 0 | 0 | 0 | 0 | 0 | 0 | 0 | 0 | 0 | 0 | 0 | 0 | 0 | 0 | 0 | 0 | 0 | 0 | 0 | 0 | 0 | 0 | 0 | 0 | 0 | 0 | 0 |  |  | C3 | 0 | 0 | 0 | 0 | 0 | C3 | 0 | 0 | 0 | 0 | 0 | C3 | [5 empty] | C3 | [5 empty] | 0 | [6 empty] | 0 | [6 empty] | 0 | [6 empty] | 0 | [6 empty] | 0 | [6 empty] | 0
|  |  | 0 | 0 | C4 | 0 | 0 | 0 | 0 | 0 | 0 | 0 | 0 | 0 | 0 | 0 | 0 | 0 | 0 | 0 | 0 | 0 | 0 | 0 | 0 | 0 | 0 | 0 | 0 | 0 | 0 | 0 | 0 | 0 | 0 | 0 | 0 | 0 | 0 | 0 | 0 |  |  | C4 | 0 | 0 | 0 | 0 | 0 | C4 | 0 | 0 | 0 | 0 | 0 | C4 | [5 empty] | C4 | [5 empty] | 0 | [6 empty] | 0 | [6 empty] | 0 | [6 empty] | 0 | [6 empty] | 0 | [6 empty] | 0
|  |  | 0 | 0 |  | 0 | 0 | 0 | 0 | 0 |  | 0 | 0 | 0 | 0 | 0 |  | 0 | 0 | 0 | 0 | 0 |  | 0 | 0 | 0 | 0 | 0 |  | 0 | 0 | 0 | 0 | 0 |  | 0 | 0 | 0 | 0 | 0 | [22 empty] | 0 | 0 | 0 | 0 | 0 | 0 |  | 0 | 0 | 0 | 0 | 0 | 0 |  | 0 | 0 | 0 | 0 | 0 | 0 |  | 0 | 0 | 0 | 0 | 0 | 0 |  | 0 | 0 | 0 | 0 | 0 | 0 |  | 0 | 0 | 0 | 0 | 0 | 0
[63 empty] | 1152028.2504 | 1016295.0048 | 6319929.3813 | 6833669.6708 | 4609285.5538 | 19931207.8612 |  | 1663658.0867 | 1012910.9572 | 6206823.1023 | 4981148.8662 | 1622859.7897 | 15487400.8021 |  | 1344480.111 | 829772.4191 | 6139177.4902 | 5870327.0739 | 5400021.9629 | 19583779.0571 |  | 1344480.111 | 834889.4487 | 6139177.4902 | 5611192.9719 | 5400021.9629 | 19329761.9848 |  | 1018665.7475 | 662533.9905 | 6049746.9654 | 5256845.2554 | 11809691.2827 | 24797483.2414 |  | 1018665.7475 | 548680.0822 | 6049746.9654 | 3456465.8842 | 11618699.669 | 22692258.3484
| 132kV Network | [66 empty] | 0 | [6 empty] | 0 | [6 empty] | 0 | [6 empty] | 0 | [6 empty] | 0 | [6 empty] | 0
| 132kV CBs |  | 125 | 125 | C1 | 38 | 11 | 35 | 40 | 1 | 125 | 22 | 11 | 44 | 40 | 8 | 125 | 0 | 0 | 0 | 0 | 0 | 0 | 31 | 18 | 16 | 19 | 41 | 125 | 0 | 0 | 0 | 0 | 0 | 0 | 29 | 20 | 8 | 8 | 60 | 125 |  |  | C1 | 0.01282 | 0.01282 | 0.01784 | 0.04389 | 0.09196 | C1 | 216749.4 | 216749.4 | 216749.4 | 216749.4 | 216749.4 | C1 | 2778.7273 | 2778.7273 | 3866.8093 | 9513.1312 | 19932.2748 | C1 | 61132.0008 | 30566.0004 | 170139.609 | 380525.2466 | 159458.1986 | 801821.0554 |  | 105591.6377 | 30566.0004 | 135338.3254 | 380525.2466 | 19932.2748 | 671953.4849 |  | 86140.5465 | 50017.0915 | 61868.9487 | 180749.4922 | 817223.2678 | 1195999.3468 |  | 86140.5465 | 50017.0915 | 61868.9487 | 180749.4922 | 817223.2678 | 1195999.3468 |  | 80583.0919 | 55574.5462 | 30934.4744 | 76105.0493 | 1195936.4894 | 1439133.6512 |  | 80583.0919 | 55574.5462 | 30934.4744 | 76105.0493 | 1195936.4894 | 1439133.6512
|  |  | 84 | 84 | C2 | 56 | 1 | 12 | 15 | 0 | 84 | 45 | 4 | 15 | 15 | 2 | 81 | 0 | 0 | 0 | 0 | 0 | 0 | 53 | 4 | 9 | 3 | 15 | 84 | 0 | 0 | 0 | 0 | 0 | 0 | 51 | 6 | 6 | 3 | 18 | 84 |  |  | C2 | 0.01282 | 0.01282 | 0.01784 | 0.04389 | 0.09196 | C2 | 309642 | 309642 | 309642 | 309642 | 309642 | C2 | 3969.6104 | 3969.6104 | 5524.0133 | 13590.1874 | 28474.6783 | C2 | 178632.4698 | 15878.4418 | 82860.1992 | 203852.8107 | 56949.3566 | 538173.2781 |  | 222298.1846 | 3969.6104 | 66288.1594 | 203852.8107 | 0 | 496408.7651 |  | 210389.3533 | 15878.4418 | 49716.1195 | 40770.5621 | 427120.1748 | 743874.6515 |  | 210389.3533 | 15878.4418 | 49716.1195 | 40770.5621 | 427120.1748 | 743874.6515 |  | 202450.1324 | 23817.6626 | 33144.0797 | 40770.5621 | 512544.2098 | 812726.6467 |  | 202450.1324 | 23817.6626 | 33144.0797 | 40770.5621 | 512544.2098 | 812726.6467
|  |  | 39 | 39 | C3 | 23 | 4 | 8 | 4 | 0 | 39 | 11 | 4 | 11 | 12 | 1 | 39 | 0 | 0 | 0 | 0 | 0 | 0 | 22 | 5 | 3 | 5 | 4 | 39 | 0 | 0 | 0 | 0 | 0 | 0 | 21 | 6 | 1 | 2 | 9 | 39 |  |  | C3 | 0.01282 | 0.01282 | 0.01784 | 0.04389 | 0.09196 | C3 | 464463 | 464463 | 464463 | 464463 | 464463 | C3 | 5954.4157 | 5954.4157 | 8286.0199 | 20385.2811 | 42712.0175 | C3 | 65498.5723 | 23817.6626 | 91146.2191 | 244623.3728 | 42712.0175 | 467797.8443 |  | 136951.5602 | 23817.6626 | 66288.1594 | 81541.1243 | 0 | 308598.5065 |  | 130997.1445 | 29772.0783 | 24858.0598 | 101926.4054 | 170848.0699 | 458401.7579 |  | 130997.1445 | 29772.0783 | 24858.0598 | 101926.4054 | 170848.0699 | 458401.7579 |  | 125042.7289 | 35726.494 | 8286.0199 | 40770.5621 | 384408.1573 | 594233.9622 |  | 125042.7289 | 35726.494 | 8286.0199 | 40770.5621 | 384408.1573 | 594233.9622
|  |  | 15 | 15 | C4 | 14 | 0 | 1 | 0 | 0 | 15 | 9 | 0 | 1 | 5 | 0 | 15 | 0 | 0 | 0 | 0 | 0 | 0 | 14 | 0 | 0 | 1 | 0 | 15 | 0 | 0 | 0 | 0 | 0 | 0 | 14 | 0 | 0 | 0 | 1 | 15 |  |  | C4 | 0.01282 | 0.01282 | 0.01784 | 0.04389 | 0.09196 | C4 | 774105 | 774105 | 774105 | 774105 | 774105 | C4 | 9924.0261 | 9924.0261 | 13810.0332 | 33975.4685 | 71186.6958 | C4 | 89316.2349 | 0 | 13810.0332 | 169877.3422 | 0 | 273003.6103 |  | 138936.3654 | 0 | 13810.0332 | 0 | 0 | 152746.3986 |  | 138936.3654 | 0 | 0 | 33975.4685 | 0 | 172911.8338 |  | 138936.3654 | 0 | 0 | 33975.4685 | 0 | 172911.8338 |  | 138936.3654 | 0 | 0 | 0 | 71186.6958 | 210123.0612 |  | 138936.3654 | 0 | 0 | 0 | 71186.6958 | 210123.0612
|  |  | 263 | 263 |  | 131 | 16 | 56 | 59 | 1 |  | 87 | 19 | 71 | 72 | 11 |  | 0 | 0 | 0 | 0 | 0 |  | 120 | 27 | 28 | 28 | 60 |  | 0 | 0 | 0 | 0 | 0 |  | 115 | 32 | 15 | 13 | 88 | [22 empty] | 394579.2777 | 70262.1048 | 357956.0605 | 998878.7724 | 259119.5727 | 2080795.7882 |  | 603777.7479 | 58353.2735 | 281724.6773 | 665919.1816 | 19932.2748 | 1629707.1551 |  | 566463.4098 | 95667.6116 | 136443.128 | 357421.9281 | 1415191.5125 | 2571187.59 |  | 566463.4098 | 95667.6116 | 136443.128 | 357421.9281 | 1415191.5125 | 2571187.59 |  | 547012.3186 | 115118.7028 | 72364.574 | 157646.1736 | 2164075.5523 | 3056217.3213 |  | 547012.3186 | 115118.7028 | 72364.574 | 157646.1736 | 2164075.5523 | 3056217.3213
| 132kV Transformer |  | 87 | 87 | C1 | 39 | 7 | 38 | 2 | 1 | 87 | 39 | 7 | 38 | 2 | 1 | 87 | 0 | 0 | 0 | 0 | 0 | 0 | 33 | 10 | 37 | 6 | 1 | 87 | 0 | 0 | 0 | 0 | 0 | 0 | 27 | 16 | 30 | 8 | 6 | 87 |  |  | C1 | 0.01282 | 0.01282 | 0.01784 | 0.04389 | 0.09196 | C1 | 1157569.7 | 1157569.7 | 1157569.7 | 1157569.7 | 1157569.7 | C1 | 14840.0436 | 14840.0436 | 20651.0434 | 50805.7341 | 106450.1096 | C1 | 578761.6986 | 103880.3049 | 784739.651 | 101611.4683 | 106450.1096 | 1675443.2324 |  | 578761.6986 | 103880.3049 | 784739.651 | 101611.4683 | 106450.1096 | 1675443.2324 |  | 489721.4373 | 148400.4355 | 764088.6076 | 304834.4048 | 106450.1096 | 1813494.9948 |  | 489721.4373 | 148400.4355 | 764088.6076 | 304834.4048 | 106450.1096 | 1813494.9948 |  | 400681.176 | 237440.6969 | 619531.3034 | 406445.8731 | 638700.6577 | 2302799.707 |  | 400681.176 | 237440.6969 | 619531.3034 | 406445.8731 | 638700.6577 | 2302799.707
|  |  | 108 | 108 | C2 | 40 | 2 | 57 | 3 | 6 | 108 | 36 | 2 | 57 | 3 | 7 | 105 | 0 | 0 | 0 | 0 | 0 | 0 | 38 | 2 | 52 | 8 | 8 | 108 | 0 | 0 | 0 | 0 | 0 | 0 | 35 | 5 | 43 | 12 | 13 | 108 |  |  | C2 | 0.01282 | 0.01282 | 0.01784 | 0.04389 | 0.09196 | C2 | 1653671 | 1653671 | 1653671 | 1653671 | 1653671 | C2 | 21200.0622 | 21200.0622 | 29501.4906 | 72579.6202 | 152071.5852 | C2 | 763202.2399 | 42400.1244 | 1681584.9665 | 217738.8606 | 1064501.0961 | 3769427.2875 |  | 848002.4888 | 42400.1244 | 1681584.9665 | 217738.8606 | 912429.511 | 3702155.9512 |  | 805602.3644 | 42400.1244 | 1534077.5133 | 580636.9615 | 1216572.6813 | 4179289.6449 |  | 805602.3644 | 42400.1244 | 1534077.5133 | 580636.9615 | 1216572.6813 | 4179289.6449 |  | 742002.1777 | 106000.3111 | 1268564.0975 | 870955.4423 | 1976930.6071 | 4964452.6357 |  | 742002.1777 | 106000.3111 | 1268564.0975 | 870955.4423 | 1976930.6071 | 4964452.6357
|  |  | 42 | 42 | C3 | 18 | 3 | 14 | 7 | 0 | 42 | 17 | 3 | 14 | 7 | 1 | 42 | 0 | 0 | 0 | 0 | 0 | 0 | 16 | 5 | 11 | 4 | 6 | 42 | 0 | 0 | 0 | 0 | 0 | 0 | 13 | 8 | 9 | 2 | 10 | 42 |  |  | C3 | 0.01282 | 0.01282 | 0.01784 | 0.04389 | 0.09196 | C3 | 2480506.5 | 2480506.5 | 2480506.5 | 2480506.5 | 2480506.5 | C3 | 31800.0933 | 31800.0933 | 44252.236 | 108869.4303 | 228107.3777 | C3 | 540601.5866 | 95400.28 | 619531.3034 | 762086.012 | 228107.3777 | 2245726.5598 |  | 572401.6799 | 95400.28 | 619531.3034 | 762086.012 | 0 | 2049419.2754 |  | 508801.4933 | 159000.4666 | 486774.5956 | 435477.7211 | 1368644.2664 | 2958698.5431 |  | 508801.4933 | 159000.4666 | 486774.5956 | 435477.7211 | 1368644.2664 | 2958698.5431 |  | 413401.2133 | 254400.7466 | 398270.1236 | 217738.8606 | 2281073.7774 | 3564884.7215 |  | 413401.2133 | 254400.7466 | 398270.1236 | 217738.8606 | 2281073.7774 | 3564884.7215
|  |  | 11 | 11 | C4 | 2 | 1 | 4 | 4 | 0 | 11 | 1 | 1 | 4 | 4 | 1 | 11 | 0 | 0 | 0 | 0 | 0 | 0 | 2 | 1 | 2 | 4 | 2 | 11 | 0 | 0 | 0 | 0 | 0 | 0 | 2 | 0 | 3 | 0 | 6 | 11 |  |  | C4 | 0.01282 | 0.01282 | 0.01784 | 0.04389 | 0.09196 | C4 | 4134177.5 | 4134177.5 | 4134177.5 | 4134177.5 | 4134177.5 | C4 | 53000.1555 | 53000.1555 | 73753.7266 | 181449.0505 | 380178.9629 | C4 | 53000.1555 | 53000.1555 | 295014.9064 | 725796.2019 | 380178.9629 | 1506990.3823 |  | 106000.3111 | 53000.1555 | 295014.9064 | 725796.2019 | 0 | 1179811.575 |  | 106000.3111 | 53000.1555 | 147507.4532 | 725796.2019 | 760357.9258 | 1792662.0475 |  | 106000.3111 | 53000.1555 | 147507.4532 | 725796.2019 | 760357.9258 | 1792662.0475 |  | 106000.3111 | 0 | 221261.1798 | 0 | 2281073.7774 | 2608335.2683 |  | 106000.3111 | 0 | 221261.1798 | 0 | 2281073.7774 | 2608335.2683
|  |  | 248 | 248 |  | 99 | 13 | 113 | 16 | 7 |  | 93 | 13 | 113 | 16 | 10 |  | 0 | 0 | 0 | 0 | 0 |  | 89 | 18 | 102 | 22 | 17 |  | 0 | 0 | 0 | 0 | 0 |  | 77 | 29 | 85 | 22 | 35 | [22 empty] | 1935565.6807 | 294680.8649 | 3380870.8273 | 1807232.5427 | 1779237.5464 | 9197587.462 |  | 2105166.1784 | 294680.8649 | 3380870.8273 | 1807232.5427 | 1018879.6206 | 8606830.034 |  | 1910125.606 | 402801.1822 | 2932448.1696 | 2046745.2894 | 3452024.9831 | 10744145.2303 |  | 1910125.606 | 402801.1822 | 2932448.1696 | 2046745.2894 | 3452024.9831 | 10744145.2303 |  | 1662084.878 | 597841.7546 | 2507626.7044 | 1495140.1759 | 7177778.8196 | 13440472.3325 |  | 1662084.878 | 597841.7546 | 2507626.7044 | 1495140.1759 | 7177778.8196 | 13440472.3325
| 132kV UG Cable (Gas) |  | 0 | 0 | C1 | 0 | 0 | 0 | 0 | 0 | 0 | 0 | 0 | 0 | 0 | 0 | 0 | 0 | 0 | 0 | 0 | 0 | 0 | 0 | 0 | 0 | 0 | 0 | 0 | 0 | 0 | 0 | 0 | 0 | 0 | 0 | 0 | 0 | 0 | 0 | 0 |  |  | C1 | 0.06946 | 0.06946 | 2.3539 | 5.7457 | 12.039 | C1 | 7500.5 | 7500.5 | 7500.5 | 7500.5 | 7500.5 | C1 | 520.9847 | 520.9847 | 17655.1269 | 43095.4728 | 90298.6695 | C1 | 0 | 0 | 0 | 0 | 0 | 0 |  | 0 | 0 | 0 | 0 | 0 | 0 |  | 0 | 0 | 0 | 0 | 0 | 0 |  | 0 | 0 | 0 | 0 | 0 | 0 |  | 0 | 0 | 0 | 0 | 0 | 0 |  | 0 | 0 | 0 | 0 | 0 | 0
|  |  | 20.935 | 20.935 | C2 | 0.092 | 1.479 | 13.096 | 0 | 6.268 | 20.935 | 0.092 | 1.479 | 13.096 | 0 | 11.268 | 25.935 | 0 | 0 | 0 | 0 | 0 | 0 | 0.092 | 0 | 14.575 | 0 | 6.268 | 20.935 | 0 | 0 | 0 | 0 | 0 | 0 | 0.092 | 0 | 14.574 | 0.001 | 6.268 | 20.935 |  |  | C2 | 0.06946 | 0.06946 | 2.3539 | 5.7457 | 12.039 | C2 | 10715 | 10715 | 10715 | 10715 | 10715 | C2 | 744.2639 | 744.2639 | 25221.6099 | 61564.9612 | 128998.0993 | C2 | 68.4723 | 1100.7663 | 330302.2033 | 0 | 1453550.5829 | 1785022.0247 |  | 68.4723 | 1100.7663 | 330302.2033 | 0 | 808560.0864 | 1140031.5282 |  | 68.4723 | 0 | 367604.9643 | 0 | 808560.0864 | 1176233.523 |  | 68.4723 | 0 | 367604.9643 | 0 | 808560.0864 | 1176233.523 |  | 68.4723 | 0 | 367579.7427 | 61.565 | 808560.0864 | 1176269.8663 |  | 68.4723 | 0 | 367579.7427 | 61.565 | 808560.0864 | 1176269.8663
|  |  | 0 | 0 | C3 | 0 | 0 | 0 | 0 | 0 | 0 | 0 | 0 | 0 | 0 | 0 | 0 | 0 | 0 | 0 | 0 | 0 | 0 | 0 | 0 | 0 | 0 | 0 | 0 | 0 | 0 | 0 | 0 | 0 | 0 | 0 | 0 | 0 | 0 | 0 | 0 |  |  | C3 | 0.06946 | 0.06946 | 2.3539 | 5.7457 | 12.039 | C3 | 16072.5 | 16072.5 | 16072.5 | 16072.5 | 16072.5 | C3 | 1116.3958 | 1116.3958 | 37832.4149 | 92347.4418 | 193497.149 | C3 | 0 | 0 | 0 | 0 | 0 | 0 |  | 0 | 0 | 0 | 0 | 0 | 0 |  | 0 | 0 | 0 | 0 | 0 | 0 |  | 0 | 0 | 0 | 0 | 0 | 0 |  | 0 | 0 | 0 | 0 | 0 | 0 |  | 0 | 0 | 0 | 0 | 0 | 0
|  |  | 0 | 0 | C4 | 0 | 0 | 0 | 0 | 0 | 0 | 0 | 0 | 0 | 0 | 0 | 0 | 0 | 0 | 0 | 0 | 0 | 0 | 0 | 0 | 0 | 0 | 0 | 0 | 0 | 0 | 0 | 0 | 0 | 0 | 0 | 0 | 0 | 0 | 0 | 0 |  |  | C4 | 0.06946 | 0.06946 | 2.3539 | 5.7457 | 12.039 | C4 | 26787.5 | 26787.5 | 26787.5 | 26787.5 | 26787.5 | C4 | 1860.6597 | 1860.6597 | 63054.0248 | 153912.403 | 322495.2483 | C4 | 0 | 0 | 0 | 0 | 0 | 0 |  | 0 | 0 | 0 | 0 | 0 | 0 |  | 0 | 0 | 0 | 0 | 0 | 0 |  | 0 | 0 | 0 | 0 | 0 | 0 |  | 0 | 0 | 0 | 0 | 0 | 0 |  | 0 | 0 | 0 | 0 | 0 | 0
|  |  | 20.935 | 20.935 |  | 0.092 | 1.479 | 13.096 | 0 | 6.268 |  | 0.092 | 1.479 | 13.096 | 0 | 11.268 |  | 0 | 0 | 0 | 0 | 0 |  | 0.092 | 0 | 14.575 | 0 | 6.268 |  | 0 | 0 | 0 | 0 | 0 |  | 0.092 | 0 | 14.574 | 0.001 | 6.268 | [22 empty] | 68.4723 | 1100.7663 | 330302.2033 | 0 | 1453550.5829 | 1785022.0247 |  | 68.4723 | 1100.7663 | 330302.2033 | 0 | 808560.0864 | 1140031.5282 |  | 68.4723 | 0 | 367604.9643 | 0 | 808560.0864 | 1176233.523 |  | 68.4723 | 0 | 367604.9643 | 0 | 808560.0864 | 1176233.523 |  | 68.4723 | 0 | 367579.7427 | 61.565 | 808560.0864 | 1176269.8663 |  | 68.4723 | 0 | 367579.7427 | 61.565 | 808560.0864 | 1176269.8663
| 132kV UG Cable (Oil) |  | 33.991 | 33.991 | C1 | 0.666 | 22.879 | 10.446 | 0 | 0 | 33.991 | 0.667 | 22.91 | 10.46 | 0 | 0 | 34.037 | 0 | 0 | 0 | 0 | 0 | 0 | 0.666 | 14.253 | 19.072 | 0 | 0 | 33.991 | 0 | 0 | 0 | 0 | 0 | 0 | 0.666 | 6.613 | 26.713 | 0 | 0 | 33.992 |  |  | C1 | 0.01378 | 0.01378 | 0.46689 | 1.1397 | 2.3879 | C1 | 42630 | 42630 | 42630 | 42630 | 42630 | C1 | 587.4414 | 587.4414 | 19903.5207 | 48583.2795 | 101797.0296 | C1 | 391.8234 | 13458.2825 | 208190.8265 | 0 | 0 | 222040.9324 |  | 391.236 | 13440.0718 | 207912.1772 | 0 | 0 | 221743.485 |  | 391.236 | 8372.8023 | 379599.9468 | 0 | 0 | 388363.985 |  | 391.236 | 8372.8023 | 379599.9468 | 0 | 0 | 388363.985 |  | 391.236 | 3884.75 | 531682.7485 | 0 | 0 | 535958.7344 |  | 391.236 | 3884.75 | 531682.7485 | 0 | 0 | 535958.7344
|  |  | 173.723 | 173.723 | C2 | 16.646 | 67.615 | 66.022 | 23.44 | 0 | 173.723 | 16.669 | 67.708 | 66.112 | 29.44 | 0 | 179.929 | 0 | 0 | 0 | 0 | 0 | 0 | 16.26 | 48.6 | 85.423 | 0 | 23.44 | 173.723 | 0 | 0 | 0 | 0 | 0 | 0 | 12.36 | 49.921 | 82.297 | 5.705 | 23.44 | 173.723 |  |  | C2 | 0.01378 | 0.01378 | 0.46689 | 1.1397 | 2.3879 | C2 | 60900 | 60900 | 60900 | 60900 | 60900 | C2 | 839.202 | 839.202 | 28433.601 | 69404.685 | 145424.328 | C2 | 13988.6581 | 56820.689 | 1879802.2293 | 2043273.9264 | 0 | 3993885.5029 |  | 13969.3565 | 56742.6432 | 1877243.2052 | 1626845.8164 | 0 | 3574801.0213 |  | 13645.4245 | 40785.2172 | 2428883.4982 | 0 | 3408746.2483 | 5892060.3883 |  | 13645.4245 | 40785.2172 | 2428883.4982 | 0 | 3408746.2483 | 5892060.3883 |  | 10372.5367 | 41893.803 | 2340000.0615 | 395953.7279 | 3408746.2483 | 6196966.3775 |  | 10372.5367 | 41893.803 | 2340000.0615 | 395953.7279 | 3408746.2483 | 6196966.3775
|  |  | 25.27 | 25.27 | C3 | 4.591 | 13.54 | 7.139 | 0 | 0 | 25.27 | 4.597 | 13.559 | 7.149 | 0 | 0 | 25.305 | 0 | 0 | 0 | 0 | 0 | 0 | 4.591 | 7.627 | 13.052 | 0 | 0 | 25.27 | 0 | 0 | 0 | 0 | 0 | 0 | 0 | 11.103 | 14.167 | 0 | 0 | 25.27 |  |  | C3 | 0.01378 | 0.01378 | 0.46689 | 1.1397 | 2.3879 | C3 | 91350 | 91350 | 91350 | 91350 | 91350 | C3 | 1258.803 | 1258.803 | 42650.4015 | 104107.0275 | 218136.492 | C3 | 5786.7174 | 17068.1099 | 304907.7203 | 0 | 0 | 327762.5476 |  | 5779.1646 | 17044.1926 | 304481.2163 | 0 | 0 | 327304.5735 |  | 5779.1646 | 9600.8905 | 556673.0404 | 0 | 0 | 572053.0954 |  | 5779.1646 | 9600.8905 | 556673.0404 | 0 | 0 | 572053.0954 |  | 0 | 13976.4897 | 604228.2381 | 0 | 0 | 618204.7278 |  | 0 | 13976.4897 | 604228.2381 | 0 | 0 | 618204.7278
|  |  | 9.531 | 9.531 | C4 | 0 | 0 | 9.531 | 0 | 0 | 9.531 | 0 | 0 | 9.544 | 0 | 0 | 9.544 | 0 | 0 | 0 | 0 | 0 | 0 | 0 | 0 | 9.531 | 0 | 0 | 9.531 | 0 | 0 | 0 | 0 | 0 | 0 | 0 | 0 | 9.531 | 0 | 0 | 9.531 |  |  | C4 | 0.01378 | 0.01378 | 0.46689 | 1.1397 | 2.3879 | C4 | 152250 | 152250 | 152250 | 152250 | 152250 | C4 | 2098.005 | 2098.005 | 71084.0025 | 173511.7125 | 363560.82 | C4 | 0 | 0 | 678425.7199 | 0 | 0 | 678425.7199 |  | 0 | 0 | 677501.6278 | 0 | 0 | 677501.6278 |  | 0 | 0 | 677501.6278 | 0 | 0 | 677501.6278 |  | 0 | 0 | 677501.6278 | 0 | 0 | 677501.6278 |  | 0 | 0 | 677501.6278 | 0 | 0 | 677501.6278 |  | 0 | 0 | 677501.6278 | 0 | 0 | 677501.6278
|  |  | 242.515 | 242.515 |  | 21.903 | 104.034 | 93.138 | 23.44 | 0 |  | 21.933 | 104.177 | 93.265 | 29.44 | 0 |  | 0 | 0 | 0 | 0 | 0 |  | 21.517 | 70.48 | 127.078 | 0 | 23.44 |  | 0 | 0 | 0 | 0 | 0 |  | 13.026 | 67.637 | 132.708 | 5.705 | 23.44 | [22 empty] | 20167.1989 | 87347.0814 | 3071326.496 | 2043273.9264 | 0 | 5222114.7027 |  | 20139.757 | 87226.9076 | 3067138.2266 | 1626845.8164 | 0 | 4801350.7077 |  | 19815.8251 | 58758.91 | 4042658.1132 | 0 | 3408746.2483 | 7529979.0966 |  | 19815.8251 | 58758.91 | 4042658.1132 | 0 | 3408746.2483 | 7529979.0966 |  | 10763.7727 | 59755.0427 | 4153412.6758 | 395953.7279 | 3408746.2483 | 8028631.4675 |  | 10763.7727 | 59755.0427 | 4153412.6758 | 395953.7279 | 3408746.2483 | 8028631.4675
| 132kV UG Cable (Non Pressurised) |  | 27.889 | 27.889 | C1 | 27.889 | 0 | 0 | 0 | 0 | 27.889 | 20.329 | 0 | 0 | 0 | 0 | 20.329 | 0 | 0 | 0 | 0 | 0 | 0 | 0 | 0 | 0 | 0 | 0 | 0 | 0 | 0 | 0 | 0 | 0 | 0 | 0 | 0 | 0 | 0 | 0 | 0 |  |  | C1 | 0 | 0 | 0 | 0 | 0 | C1 | 336824.6 | 336824.6 | 336824.6 | 336824.6 | 336824.6 | C1 | 0 | 0 | 0 | 0 | 0 | C1 | 0 | 0 | 0 | 0 | 0 | 0 |  | 0 | 0 | 0 | 0 | 0 | 0 |  | 0 | 0 | 0 | 0 | 0 | 0 |  | 0 | 0 | 0 | 0 | 0 | 0 |  | 0 | 0 | 0 | 0 | 0 | 0 |  | 0 | 0 | 0 | 0 | 0 | 0
|  |  | 54.774 | 54.774 | C2 | 54.774 | 0 | 0 | 0 | 0 | 54.774 | 35.764 | 0 | 0 | 0 | 0 | 35.764 | 0 | 0 | 0 | 0 | 0 | 0 | 0 | 0 | 0 | 0 | 0 | 0 | 0 | 0 | 0 | 0 | 0 | 0 | 0 | 0 | 0 | 0 | 0 | 0 |  |  | C2 | 0 | 0 | 0 | 0 | 0 | C2 | 481178 | 481178 | 481178 | 481178 | 481178 | C2 | 0 | 0 | 0 | 0 | 0 | C2 | 0 | 0 | 0 | 0 | 0 | 0 |  | 0 | 0 | 0 | 0 | 0 | 0 |  | 0 | 0 | 0 | 0 | 0 | 0 |  | 0 | 0 | 0 | 0 | 0 | 0 |  | 0 | 0 | 0 | 0 | 0 | 0 |  | 0 | 0 | 0 | 0 | 0 | 0
|  |  | 6.288 | 6.288 | C3 | 6.288 | 0 | 0 | 0 | 0 | 6.288 | 4.398 | 0 | 0 | 0 | 0 | 4.398 | 0 | 0 | 0 | 0 | 0 | 0 | 0 | 0 | 0 | 0 | 0 | 0 | 0 | 0 | 0 | 0 | 0 | 0 | 0 | 0 | 0 | 0 | 0 | 0 |  |  | C3 | 0 | 0 | 0 | 0 | 0 | C3 | 721767 | 721767 | 721767 | 721767 | 721767 | C3 | 0 | 0 | 0 | 0 | 0 | C3 | 0 | 0 | 0 | 0 | 0 | 0 |  | 0 | 0 | 0 | 0 | 0 | 0 |  | 0 | 0 | 0 | 0 | 0 | 0 |  | 0 | 0 | 0 | 0 | 0 | 0 |  | 0 | 0 | 0 | 0 | 0 | 0 |  | 0 | 0 | 0 | 0 | 0 | 0
|  |  | 4.459 | 4.459 | C4 | 4.459 | 0 | 0 | 0 | 0 | 4.459 | 4.459 | 0 | 0 | 0 | 0 | 4.459 | 0 | 0 | 0 | 0 | 0 | 0 | 0 | 0 | 0 | 0 | 0 | 0 | 0 | 0 | 0 | 0 | 0 | 0 | 0 | 0 | 0 | 0 | 0 | 0 |  |  | C4 | 0 | 0 | 0 | 0 | 0 | C4 | 1202945 | 1202945 | 1202945 | 1202945 | 1202945 | C4 | 0 | 0 | 0 | 0 | 0 | C4 | 0 | 0 | 0 | 0 | 0 | 0 |  | 0 | 0 | 0 | 0 | 0 | 0 |  | 0 | 0 | 0 | 0 | 0 | 0 |  | 0 | 0 | 0 | 0 | 0 | 0 |  | 0 | 0 | 0 | 0 | 0 | 0 |  | 0 | 0 | 0 | 0 | 0 | 0
|  |  | 93.41 | 93.41 |  | 93.41 | 0 | 0 | 0 | 0 |  | 64.95 | 0 | 0 | 0 | 0 |  | 0 | 0 | 0 | 0 | 0 |  | 0 | 0 | 0 | 0 | 0 |  | 0 | 0 | 0 | 0 | 0 |  | 0 | 0 | 0 | 0 | 0 | [22 empty] | 0 | 0 | 0 | 0 | 0 | 0 |  | 0 | 0 | 0 | 0 | 0 | 0 |  | 0 | 0 | 0 | 0 | 0 | 0 |  | 0 | 0 | 0 | 0 | 0 | 0 |  | 0 | 0 | 0 | 0 | 0 | 0 |  | 0 | 0 | 0 | 0 | 0 | 0
| 132kV OHL Support - Tower |  | 1118 | 1118 | C1 | 37 | 860 | 144 | 77 | 0 | 1118 | 36 | 860 | 144 | 77 | 1 | 1118 | 0 | 14 | 0 | -14 | 0 | 0 | 37 | 848 | 156 | 77 | 0 | 1118 | 0 | 28 | 0 | -28 | 0 | 0 | 37 | 822 | 182 | 77 | 0 | 1118 |  |  | C1 | 0.00053 | 0.00053 | 0.00053 | 0.02684 | 0.09196 | C1 | 698620.3 | 698620.3 | 698620.3 | 698620.3 | 698620.3 | C1 | 370.2688 | 370.2688 | 370.2688 | 18750.9689 | 64245.1228 | C1 | 13329.6753 | 318431.1327 | 53318.7013 | 1443824.6016 | 64245.1228 | 1893149.2338 |  | 13699.9441 | 318431.1327 | 53318.7013 | 1443824.6016 | 0 | 1829274.3797 |  | 13699.9441 | 313987.9076 | 57761.9264 | 1443824.6016 | 0 | 1829274.3797 |  | 13699.9441 | 319171.6703 | 57761.9264 | 1181311.0377 | 0 | 1571944.5784 |  | 13699.9441 | 304360.9199 | 67388.9141 | 1443824.6016 | 0 | 1829274.3797 |  | 13699.9441 | 314728.4451 | 67388.9141 | 918797.4737 | 0 | 1314614.7771
|  |  | 1091 | 1091 | C2 | 136 | 702 | 137 | 116 | 0 | 1091 | 110 | 694 | 137 | 126 | 0 | 1067 | 0 | 20 | 0 | -20 | 0 | 0 | 136 | 695 | 144 | 116 | 0 | 1091 | 0 | 40 | 0 | -40 | 0 | 0 | 136 | 678 | 161 | 116 | 0 | 1091 |  |  | C2 | 0.00053 | 0.00053 | 0.00053 | 0.02684 | 0.09196 | C2 | 998029 | 998029 | 998029 | 998029 | 998029 | C2 | 528.9554 | 528.9554 | 528.9554 | 26787.0984 | 91778.7468 | C2 | 58185.0907 | 367095.0268 | 72466.8857 | 3375174.3934 | 0 | 3872921.3965 |  | 71937.9303 | 371326.6697 | 72466.8857 | 3107303.4098 | 0 | 3623034.8955 |  | 71937.9303 | 367623.9821 | 76169.5733 | 3107303.4098 | 0 | 3623034.8955 |  | 71937.9303 | 378203.0896 | 76169.5733 | 2571561.4426 | 0 | 3097872.0357 |  | 71937.9303 | 358631.7409 | 85161.8146 | 3107303.4098 | 0 | 3623034.8955 |  | 71937.9303 | 379789.9557 | 85161.8146 | 2035819.4754 | 0 | 2572709.1759
|  |  | 462 | 462 | C3 | 9 | 323 | 75 | 55 | 0 | 462 | 9 | 303 | 75 | 75 | 0 | 462 | 0 | 14 | 0 | -14 | 0 | 0 | 9 | 321 | 77 | 55 | 0 | 462 | 0 | 28 | 0 | -28 | 0 | 0 | 9 | 310 | 88 | 55 | 0 | 462 |  |  | C3 | 0.00053 | 0.00053 | 0.00053 | 0.02684 | 0.09196 | C3 | 1497043.5 | 1497043.5 | 1497043.5 | 1497043.5 | 1497043.5 | C3 | 793.4331 | 793.4331 | 793.4331 | 40180.6475 | 137668.1203 | C3 | 7140.8975 | 240410.2157 | 59507.4791 | 3013548.5655 | 0 | 3320607.1578 |  | 7140.8975 | 256278.8768 | 59507.4791 | 2209935.6147 | 0 | 2532862.8681 |  | 7140.8975 | 254692.0107 | 61094.3452 | 2209935.6147 | 0 | 2532862.8681 |  | 7140.8975 | 265800.0734 | 61094.3452 | 1647406.5491 | 0 | 1981441.8653 |  | 7140.8975 | 245964.247 | 69822.1088 | 2209935.6147 | 0 | 2532862.8681 |  | 7140.8975 | 268180.3726 | 69822.1088 | 1084877.4836 | 0 | 1430020.8625
|  |  | 61 | 61 | C4 | 0 | 31 | 0 | 30 | 0 | 61 | 0 | 31 | 0 | 30 | 0 | 61 | 0 | 8 | 0 | -8 | 0 | 0 | 0 | 31 | 0 | 30 | 0 | 61 | 0 | 16 | 0 | -16 | 0 | 0 | 0 | 31 | 0 | 30 | 0 | 61 |  |  | C4 | 0.00053 | 0.00053 | 0.00053 | 0.02684 | 0.09196 | C4 | 2495072.5 | 2495072.5 | 2495072.5 | 2495072.5 | 2495072.5 | C4 | 1322.3884 | 1322.3884 | 1322.3884 | 66967.7459 | 229446.8671 | C4 | 0 | 40994.0412 | 0 | 2009032.377 | 0 | 2050026.4182 |  | 0 | 40994.0412 | 0 | 2009032.377 | 0 | 2050026.4182 |  | 0 | 40994.0412 | 0 | 2009032.377 | 0 | 2050026.4182 |  | 0 | 51573.1486 | 0 | 1473290.4098 | 0 | 1524863.5584 |  | 0 | 40994.0412 | 0 | 2009032.377 | 0 | 2050026.4182 |  | 0 | 62152.256 | 0 | 937548.4426 | 0 | 999700.6986
|  |  | 2732 | 2732 |  | 182 | 1916 | 356 | 278 | 0 |  | 155 | 1888 | 356 | 308 | 1 |  | 0 | 56 | 0 | -56 | 0 |  | 182 | 1895 | 377 | 278 | 0 |  | 0 | 112 | 0 | -112 | 0 |  | 182 | 1841 | 431 | 278 | 0 | [22 empty] | 78655.6635 | 966930.4164 | 185293.0661 | 9841579.9375 | 64245.1228 | 11136704.2062 |  | 92778.7719 | 987030.7204 | 185293.0661 | 8770096.0031 | 0 | 10035198.5615 |  | 92778.7719 | 977297.9416 | 195025.8449 | 8770096.0031 | 0 | 10035198.5615 |  | 92778.7719 | 1014747.9818 | 195025.8449 | 6873569.4392 | 0 | 8176122.0378 |  | 92778.7719 | 949950.949 | 222372.8375 | 8770096.0031 | 0 | 10035198.5615 |  | 92778.7719 | 1024851.0294 | 222372.8375 | 4977042.8753 | 0 | 6317045.5141
| 132kV OHL Fittings and Conductors (Tower Lines) |  | 0 | 0 | C1 | 0 | 0 | 0 | 0 | 0 | 0 | 0 | 0 | 0 | 0 | 0 | 0 | 0 | 0 | 0 | 0 | 0 | 0 | 0 | 0 | 0 | 0 | 0 | 0 | 0 | 0 | 0 | 0 | 0 | 0 | 0 | 0 | 0 | 0 | 0 | 0 |  | 0 | C1 | 0 | 0 | 0 | 0 | 0 | C1 | 0 | 0 | 0 | 0 | 0 | C1 | [5 empty] | C1 | [5 empty] | 0 | [6 empty] | 0 | [6 empty] | 0 | [6 empty] | 0 | [6 empty] | 0 | [6 empty] | 0
|  |  | 0 | 0 | C2 | 0 | 0 | 0 | 0 | 0 | 0 | 0 | 0 | 0 | 0 | 0 | 0 | 0 | 0 | 0 | 0 | 0 | 0 | 0 | 0 | 0 | 0 | 0 | 0 | 0 | 0 | 0 | 0 | 0 | 0 | 0 | 0 | 0 | 0 | 0 | 0 |  |  | C2 | 0 | 0 | 0 | 0 | 0 | C2 | 0 | 0 | 0 | 0 | 0 | C2 | [5 empty] | C2 | [5 empty] | 0 | [6 empty] | 0 | [6 empty] | 0 | [6 empty] | 0 | [6 empty] | 0 | [6 empty] | 0
|  |  | 0 | 0 | C3 | 0 | 0 | 0 | 0 | 0 | 0 | 0 | 0 | 0 | 0 | 0 | 0 | 0 | 0 | 0 | 0 | 0 | 0 | 0 | 0 | 0 | 0 | 0 | 0 | 0 | 0 | 0 | 0 | 0 | 0 | 0 | 0 | 0 | 0 | 0 | 0 |  |  | C3 | 0 | 0 | 0 | 0 | 0 | C3 | 0 | 0 | 0 | 0 | 0 | C3 | [5 empty] | C3 | [5 empty] | 0 | [6 empty] | 0 | [6 empty] | 0 | [6 empty] | 0 | [6 empty] | 0 | [6 empty] | 0
|  |  | 0 | 0 | C4 | 0 | 0 | 0 | 0 | 0 | 0 | 0 | 0 | 0 | 0 | 0 | 0 | 0 | 0 | 0 | 0 | 0 | 0 | 0 | 0 | 0 | 0 | 0 | 0 | 0 | 0 | 0 | 0 | 0 | 0 | 0 | 0 | 0 | 0 | 0 | 0 |  |  | C4 | 0 | 0 | 0 | 0 | 0 | C4 | 0 | 0 | 0 | 0 | 0 | C4 | [5 empty] | C4 | [5 empty] | 0 | [6 empty] | 0 | [6 empty] | 0 | [6 empty] | 0 | [6 empty] | 0 | [6 empty] | 0
|  |  | 0 | 0 |  | 0 | 0 | 0 | 0 | 0 |  | 0 | 0 | 0 | 0 | 0 |  | 0 | 0 | 0 | 0 | 0 |  | 0 | 0 | 0 | 0 | 0 |  | 0 | 0 | 0 | 0 | 0 |  | 0 | 0 | 0 | 0 | 0 | [22 empty] | 0 | 0 | 0 | 0 | 0 | 0 |  | 0 | 0 | 0 | 0 | 0 | 0 |  | 0 | 0 | 0 | 0 | 0 | 0 |  | 0 | 0 | 0 | 0 | 0 | 0 |  | 0 | 0 | 0 | 0 | 0 | 0 |  | 0 | 0 | 0 | 0 | 0 | 0
| 132kV OHL Fittings |  | 2561 | 2561 | C1 | 786 | 660 | 577 | 406 | 132 | 2561 | 494 | 662 | 578 | 406 | 425 | 2565 | 0 | 0 | 0 | 0 | 0 | 0 | 782 | 302 | 611 | 362 | 504 | 2561 | 0 | 0 | 0 | 0 | 0 | 0 | 782 | 69 | 732 | 112 | 866 | 2561 |  |  | C1 | 8e-05 | 8e-05 | 0.00011 | 0.00026 | 0.00055 | C1 | 330227.8 | 330227.8 | 330227.8 | 330227.8 | 330227.8 | C1 | 26.4182 | 26.4182 | 36.3251 | 85.8592 | 181.6253 | C1 | 13050.6027 | 17488.8643 | 20995.8835 | 34858.8466 | 77190.7483 | 163584.9453 |  | 20764.7241 | 17436.0278 | 20959.5585 | 34858.8466 | 23974.5383 | 117993.6952 |  | 20659.0512 | 7978.3036 | 22194.6104 | 31081.0405 | 91539.1462 | 173452.1519 |  | 20659.0512 | 7978.3036 | 22194.6104 | 31081.0405 | 91539.1462 | 173452.1519 |  | 20659.0512 | 1822.8575 | 26589.9425 | 9616.2335 | 157287.5011 | 215975.5858 |  | 20659.0512 | 1822.8575 | 26589.9425 | 9616.2335 | 157287.5011 | 215975.5858
|  |  | 1376 | 1376 | C2 | 664 | 124 | 224 | 192 | 172 | 1376 | 514 | 124 | 224 | 192 | 324 | 1378 | 0 | 0 | 0 | 0 | 0 | 0 | 664 | 62 | 112 | 182 | 356 | 1376 | 0 | 0 | 0 | 0 | 0 | 0 | 664 | 20 | 122 | 32 | 538 | 1376 |  |  | C2 | 8e-05 | 8e-05 | 0.00011 | 0.00026 | 0.00055 | C2 | 471754 | 471754 | 471754 | 471754 | 471754 | C2 | 37.7403 | 37.7403 | 51.8929 | 122.656 | 259.4647 | C2 | 19398.5245 | 4679.7997 | 11624.0186 | 23549.9597 | 84066.5628 | 143318.8652 |  | 25059.5725 | 4679.7997 | 11624.0186 | 23549.9597 | 44627.9284 | 109541.2788 |  | 25059.5725 | 2339.8998 | 5812.0093 | 22323.3993 | 92369.4332 | 147904.3141 |  | 25059.5725 | 2339.8998 | 5812.0093 | 22323.3993 | 92369.4332 | 147904.3141 |  | 25059.5725 | 754.8064 | 6330.9387 | 3924.9933 | 139592.0086 | 175662.3194 |  | 25059.5725 | 754.8064 | 6330.9387 | 3924.9933 | 139592.0086 | 175662.3194
|  |  | 932 | 932 | C3 | 308 | 312 | 104 | 204 | 4 | 932 | 190 | 313 | 104 | 204 | 123 | 934 | 0 | 0 | 0 | 0 | 0 | 0 | 308 | 150 | 229 | 27 | 218 | 932 | 0 | 0 | 0 | 0 | 0 | 0 | 308 | 88 | 283 | 8 | 245 | 932 |  |  | C3 | 8e-05 | 8e-05 | 0.00011 | 0.00026 | 0.00055 | C3 | 707631 | 707631 | 707631 | 707631 | 707631 | C3 | 56.6105 | 56.6105 | 77.8394 | 183.9841 | 389.1971 | C3 | 10755.9912 | 17719.0802 | 8095.2986 | 37532.7482 | 47871.2372 | 121974.3555 |  | 17436.0278 | 17662.4698 | 8095.2986 | 37532.7482 | 1556.7882 | 82283.3327 |  | 17436.0278 | 8491.572 | 17825.2249 | 4967.5696 | 84844.9569 | 133565.3513 |  | 17436.0278 | 8491.572 | 17825.2249 | 4967.5696 | 84844.9569 | 133565.3513 |  | 17436.0278 | 4981.7222 | 22028.553 | 1471.8725 | 95353.2773 | 141271.4528 |  | 17436.0278 | 4981.7222 | 22028.553 | 1471.8725 | 95353.2773 | 141271.4528
|  |  | 219 | 219 | C4 | 64 | 26 | 62 | 37 | 30 | 219 | 0 | 26 | 62 | 37 | 94 | 219 | 0 | 0 | 0 | 0 | 0 | 0 | 64 | 2 | 66 | 20 | 67 | 219 | 0 | 0 | 0 | 0 | 0 | 0 | 64 | 2 | 26 | 40 | 87 | 219 |  |  | C4 | 8e-05 | 8e-05 | 0.00011 | 0.00026 | 0.00055 | C4 | 1179385 | 1179385 | 1179385 | 1179385 | 1179385 | C4 | 94.3508 | 94.3508 | 129.7323 | 306.6401 | 648.6617 | C4 | 0 | 2453.1208 | 8043.4057 | 11345.6837 | 60974.2045 | 82816.4147 |  | 6038.4512 | 2453.1208 | 8043.4057 | 11345.6837 | 19459.8525 | 47340.5139 |  | 6038.4512 | 188.7016 | 8562.3351 | 6132.802 | 43460.3372 | 64382.6272 |  | 6038.4512 | 188.7016 | 8562.3351 | 6132.802 | 43460.3372 | 64382.6272 |  | 6038.4512 | 188.7016 | 3373.0411 | 12265.604 | 56433.5722 | 78299.3702 |  | 6038.4512 | 188.7016 | 3373.0411 | 12265.604 | 56433.5722 | 78299.3702
|  |  | 5088 | 5088 |  | 1822 | 1122 | 967 | 839 | 338 |  | 1198 | 1125 | 968 | 839 | 966 |  | 0 | 0 | 0 | 0 | 0 |  | 1818 | 516 | 1018 | 591 | 1145 |  | 0 | 0 | 0 | 0 | 0 |  | 1818 | 179 | 1163 | 192 | 1736 | [22 empty] | 43205.1183 | 42340.865 | 48758.6064 | 107287.2382 | 270102.7527 | 511694.5807 |  | 69298.7756 | 42231.4181 | 48722.2814 | 107287.2382 | 89619.1074 | 357158.8206 |  | 69193.1027 | 18998.4771 | 54394.1797 | 64504.8114 | 312213.8735 | 519304.4444 |  | 69193.1027 | 18998.4771 | 54394.1797 | 64504.8114 | 312213.8735 | 519304.4444 |  | 69193.1027 | 7748.0877 | 58322.4753 | 27278.7033 | 448666.3592 | 611208.7282 |  | 69193.1027 | 7748.0877 | 58322.4753 | 27278.7033 | 448666.3592 | 611208.7282
| 132kV OHL Conductor (Tower Lines) |  | 680.814 | 680.814 | C1 | 200.262 | 0 | 480.552 | 0 | 0 | 680.814 | 160.995 | 0 | 480.552 | 0 | 34.601 | 676.148 | 0 | 0 | 0 | 0 | 0 | 0 | 167.534 | 32.728 | 368.248 | 112.304 | 0 | 680.814 | 0 | 0 | 0 | 0 | 0 | 0 | 39.267 | 160.995 | 368.248 | 0 | 112.304 | 680.814 |  |  | C1 | 7e-05 | 7e-05 | 0.0001 | 0.00023 | 0.00049 | C1 | 333150.3 | 333150.3 | 333150.3 | 333150.3 | 333150.3 | C1 | 23.3205 | 23.3205 | 33.315 | 76.6246 | 163.2436 | C1 | 3754.4873 | 0 | 16009.6043 | 0 | 5648.3934 | 25412.485 |  | 4670.2142 | 0 | 16009.6043 | 0 | 0 | 20679.8185 |  | 3906.9802 | 763.234 | 12268.1932 | 8605.2456 | 0 | 25543.6529 |  | 3906.9802 | 763.234 | 12268.1932 | 8605.2456 | 0 | 25543.6529 |  | 915.7269 | 3754.4873 | 12268.1932 | 0 | 18332.9145 | 35271.3219 |  | 915.7269 | 3754.4873 | 12268.1932 | 0 | 18332.9145 | 35271.3219
|  |  | 374.326 | 374.326 | C2 | 96.332 | 26.057 | 251.937 | 0 | 0 | 374.326 | 51.35 | 26.057 | 251.937 | 0 | 40.314 | 369.658 | 0 | 0 | 0 | 0 | 0 | 0 | 96.332 | 26.057 | 189.464 | 62.473 | 0 | 374.326 | 0 | 0 | 0 | 0 | 0 | 0 | 44.982 | 57.843 | 209.028 | 0 | 62.473 | 374.326 |  |  | C2 | 7e-05 | 7e-05 | 0.0001 | 0.00023 | 0.00049 | C2 | 475929 | 475929 | 475929 | 475929 | 475929 | C2 | 33.315 | 33.315 | 47.5929 | 109.4637 | 233.2052 | C2 | 1710.7268 | 868.0897 | 11990.4124 | 0 | 9401.4348 | 23970.6638 |  | 3209.3035 | 868.0897 | 11990.4124 | 0 | 0 | 16067.8057 |  | 3209.3035 | 868.0897 | 9017.1412 | 6838.5239 | 0 | 19933.0583 |  | 3209.3035 | 868.0897 | 9017.1412 | 6838.5239 | 0 | 19933.0583 |  | 1498.5767 | 1927.0413 | 9948.2487 | 0 | 14569.0291 | 27942.8957 |  | 1498.5767 | 1927.0413 | 9948.2487 | 0 | 14569.0291 | 27942.8957
|  |  | 255.091 | 255.091 | C3 | 136.196 | 12.659 | 106.236 | 0 | 0 | 255.091 | 57.475 | 12.659 | 106.236 | 0 | 74.055 | 250.425 | 0 | 0 | 0 | 0 | 0 | 0 | 124.016 | 24.839 | 79.727 | 26.509 | 0 | 255.091 | 0 | 0 | 0 | 0 | 0 | 0 | 92.75 | 43.445 | 92.387 | 0 | 26.509 | 255.091 |  |  | C3 | 7e-05 | 7e-05 | 0.0001 | 0.00023 | 0.00049 | C3 | 713893.5 | 713893.5 | 713893.5 | 713893.5 | 713893.5 | C3 | 49.9725 | 49.9725 | 71.3894 | 164.1955 | 349.8078 | C3 | 2872.172 | 632.6024 | 7584.119 | 0 | 25905.0177 | 36993.9112 |  | 6806.0607 | 632.6024 | 7584.119 | 0 | 0 | 15022.7822 |  | 6197.3951 | 1241.268 | 5691.6587 | 4352.6586 | 0 | 17482.9805 |  | 6197.3951 | 1241.268 | 5691.6587 | 4352.6586 | 0 | 17482.9805 |  | 4634.9535 | 2171.0572 | 6595.4479 | 0 | 9273.0554 | 22674.514 |  | 4634.9535 | 2171.0572 | 6595.4479 | 0 | 9273.0554 | 22674.514
|  |  | 63.769 | 63.769 | C4 | 8.52 | 7.225 | 48.024 | 0 | 0 | 63.769 | 0 | 7.225 | 48.024 | 0 | 8.52 | 63.769 | 0 | 0 | 0 | 0 | 0 | 0 | 8.52 | 7.225 | 33.91 | 14.114 | 0 | 63.769 | 0 | 0 | 0 | 0 | 0 | 0 | 8.52 | 0 | 41.135 | 0 | 14.114 | 63.769 |  |  | C4 | 7e-05 | 7e-05 | 0.0001 | 0.00023 | 0.00049 | C4 | 1189822.5 | 1189822.5 | 1189822.5 | 1189822.5 | 1189822.5 | C4 | 83.2876 | 83.2876 | 118.9823 | 273.6592 | 583.013 | C4 | 0 | 601.7527 | 5714.0036 | 0 | 4967.271 | 11283.0273 |  | 709.6101 | 601.7527 | 5714.0036 | 0 | 0 | 7025.3664 |  | 709.6101 | 601.7527 | 4034.6881 | 3862.4256 | 0 | 9208.4766 |  | 709.6101 | 601.7527 | 4034.6881 | 3862.4256 | 0 | 9208.4766 |  | 709.6101 | 0 | 4894.3349 | 0 | 8228.6458 | 13832.5908 |  | 709.6101 | 0 | 4894.3349 | 0 | 8228.6458 | 13832.5908
|  |  | 1374 | 1374 |  | 441.31 | 45.941 | 886.749 | 0 | 0 |  | 269.82 | 45.941 | 886.749 | 0 | 157.49 |  | 0 | 0 | 0 | 0 | 0 |  | 396.402 | 90.849 | 671.349 | 215.4 | 0 |  | 0 | 0 | 0 | 0 | 0 |  | 185.519 | 262.283 | 710.798 | 0 | 215.4 | [22 empty] | 8337.3861 | 2102.4449 | 41298.1393 | 0 | 45922.117 | 97660.0873 |  | 15395.1885 | 2102.4449 | 41298.1393 | 0 | 0 | 58795.7727 |  | 14023.2889 | 3474.3445 | 31011.6812 | 23658.8537 | 0 | 72168.1683 |  | 14023.2889 | 3474.3445 | 31011.6812 | 23658.8537 | 0 | 72168.1683 |  | 7758.8673 | 7852.5858 | 33706.2246 | 0 | 50403.6448 | 99721.3225 |  | 7758.8673 | 7852.5858 | 33706.2246 | 0 | 50403.6448 | 99721.3225
| [Please insert new asset category as required] |  | 0 | 0 | C1 | 0 | 0 | 0 | 0 | 0 | 0 | 0 | 0 | 0 | 0 | 0 | 0 | 0 | 0 | 0 | 0 | 0 | 0 | 0 | 0 | 0 | 0 | 0 | 0 | 0 | 0 | 0 | 0 | 0 | 0 | 0 | 0 | 0 | 0 | 0 | 0 |  |  | C1 | 0 | 0 | 0 | 0 | 0 | C1 | 0 | 0 | 0 | 0 | 0 | C1 | [5 empty] | C1 | [5 empty] | 0 | [6 empty] | 0 | [6 empty] | 0 | [6 empty] | 0 | [6 empty] | 0 | [6 empty] | 0
|  |  | 0 | 0 | C2 | 0 | 0 | 0 | 0 | 0 | 0 | 0 | 0 | 0 | 0 | 0 | 0 | 0 | 0 | 0 | 0 | 0 | 0 | 0 | 0 | 0 | 0 | 0 | 0 | 0 | 0 | 0 | 0 | 0 | 0 | 0 | 0 | 0 | 0 | 0 | 0 |  |  | C2 | 0 | 0 | 0 | 0 | 0 | C2 | 0 | 0 | 0 | 0 | 0 | C2 | [5 empty] | C2 | [5 empty] | 0 | [6 empty] | 0 | [6 empty] | 0 | [6 empty] | 0 | [6 empty] | 0 | [6 empty] | 0
|  |  | 0 | 0 | C3 | 0 | 0 | 0 | 0 | 0 | 0 | 0 | 0 | 0 | 0 | 0 | 0 | 0 | 0 | 0 | 0 | 0 | 0 | 0 | 0 | 0 | 0 | 0 | 0 | 0 | 0 | 0 | 0 | 0 | 0 | 0 | 0 | 0 | 0 | 0 | 0 |  |  | C3 | 0 | 0 | 0 | 0 | 0 | C3 | 0 | 0 | 0 | 0 | 0 | C3 | [5 empty] | C3 | [5 empty] | 0 | [6 empty] | 0 | [6 empty] | 0 | [6 empty] | 0 | [6 empty] | 0 | [6 empty] | 0
|  |  | 0 | 0 | C4 | 0 | 0 | 0 | 0 | 0 | 0 | 0 | 0 | 0 | 0 | 0 | 0 | 0 | 0 | 0 | 0 | 0 | 0 | 0 | 0 | 0 | 0 | 0 | 0 | 0 | 0 | 0 | 0 | 0 | 0 | 0 | 0 | 0 | 0 | 0 | 0 |  |  | C4 | 0 | 0 | 0 | 0 | 0 | C4 | 0 | 0 | 0 | 0 | 0 | C4 | [5 empty] | C4 | [5 empty] | 0 | [6 empty] | 0 | [6 empty] | 0 | [6 empty] | 0 | [6 empty] | 0 | [6 empty] | 0
|  |  | 0 | 0 |  | 0 | 0 | 0 | 0 | 0 |  | 0 | 0 | 0 | 0 | 0 |  | 0 | 0 | 0 | 0 | 0 |  | 0 | 0 | 0 | 0 | 0 |  | 0 | 0 | 0 | 0 | 0 |  | 0 | 0 | 0 | 0 | 0 | [22 empty] | 0 | 0 | 0 | 0 | 0 | 0 |  | 0 | 0 | 0 | 0 | 0 | 0 |  | 0 | 0 | 0 | 0 | 0 | 0 |  | 0 | 0 | 0 | 0 | 0 | 0 |  | 0 | 0 | 0 | 0 | 0 | 0 |  | 0 | 0 | 0 | 0 | 0 | 0
| [Please insert new asset category as required] |  | 0 | 0 | C1 | 0 | 0 | 0 | 0 | 0 | 0 | 0 | 0 | 0 | 0 | 0 | 0 | 0 | 0 | 0 | 0 | 0 | 0 | 0 | 0 | 0 | 0 | 0 | 0 | 0 | 0 | 0 | 0 | 0 | 0 | 0 | 0 | 0 | 0 | 0 | 0 |  |  | C1 | 0 | 0 | 0 | 0 | 0 | C1 | 0 | 0 | 0 | 0 | 0 | C1 | [5 empty] | C1 | [5 empty] | 0 | [6 empty] | 0 | [6 empty] | 0 | [6 empty] | 0 | [6 empty] | 0 | [6 empty] | 0
|  |  | 0 | 0 | C2 | 0 | 0 | 0 | 0 | 0 | 0 | 0 | 0 | 0 | 0 | 0 | 0 | 0 | 0 | 0 | 0 | 0 | 0 | 0 | 0 | 0 | 0 | 0 | 0 | 0 | 0 | 0 | 0 | 0 | 0 | 0 | 0 | 0 | 0 | 0 | 0 |  |  | C2 | 0 | 0 | 0 | 0 | 0 | C2 | 0 | 0 | 0 | 0 | 0 | C2 | [5 empty] | C2 | [5 empty] | 0 | [6 empty] | 0 | [6 empty] | 0 | [6 empty] | 0 | [6 empty] | 0 | [6 empty] | 0
|  |  | 0 | 0 | C3 | 0 | 0 | 0 | 0 | 0 | 0 | 0 | 0 | 0 | 0 | 0 | 0 | 0 | 0 | 0 | 0 | 0 | 0 | 0 | 0 | 0 | 0 | 0 | 0 | 0 | 0 | 0 | 0 | 0 | 0 | 0 | 0 | 0 | 0 | 0 | 0 |  |  | C3 | 0 | 0 | 0 | 0 | 0 | C3 | 0 | 0 | 0 | 0 | 0 | C3 | [5 empty] | C3 | [5 empty] | 0 | [6 empty] | 0 | [6 empty] | 0 | [6 empty] | 0 | [6 empty] | 0 | [6 empty] | 0
|  |  | 0 | 0 | C4 | 0 | 0 | 0 | 0 | 0 | 0 | 0 | 0 | 0 | 0 | 0 | 0 | 0 | 0 | 0 | 0 | 0 | 0 | 0 | 0 | 0 | 0 | 0 | 0 | 0 | 0 | 0 | 0 | 0 | 0 | 0 | 0 | 0 | 0 | 0 | 0 |  |  | C4 | 0 | 0 | 0 | 0 | 0 | C4 | 0 | 0 | 0 | 0 | 0 | C4 | [5 empty] | C4 | [5 empty] | 0 | [6 empty] | 0 | [6 empty] | 0 | [6 empty] | 0 | [6 empty] | 0 | [6 empty] | 0
|  |  | 0 | 0 |  | 0 | 0 | 0 | 0 | 0 |  | 0 | 0 | 0 | 0 | 0 |  | 0 | 0 | 0 | 0 | 0 |  | 0 | 0 | 0 | 0 | 0 |  | 0 | 0 | 0 | 0 | 0 |  | 0 | 0 | 0 | 0 | 0 | [22 empty] | 0 | 0 | 0 | 0 | 0 | 0 |  | 0 | 0 | 0 | 0 | 0 | 0 |  | 0 | 0 | 0 | 0 | 0 | 0 |  | 0 | 0 | 0 | 0 | 0 | 0 |  | 0 | 0 | 0 | 0 | 0 | 0 |  | 0 | 0 | 0 | 0 | 0 | 0
| [Please insert new asset category as required] |  | 0 | 0 | C1 | 0 | 0 | 0 | 0 | 0 | 0 | 0 | 0 | 0 | 0 | 0 | 0 | 0 | 0 | 0 | 0 | 0 | 0 | 0 | 0 | 0 | 0 | 0 | 0 | 0 | 0 | 0 | 0 | 0 | 0 | 0 | 0 | 0 | 0 | 0 | 0 |  |  | C1 | 0 | 0 | 0 | 0 | 0 | C1 | 0 | 0 | 0 | 0 | 0 | C1 | [5 empty] | C1 | [5 empty] | 0 | [6 empty] | 0 | [6 empty] | 0 | [6 empty] | 0 | [6 empty] | 0 | [6 empty] | 0
|  |  | 0 | 0 | C2 | 0 | 0 | 0 | 0 | 0 | 0 | 0 | 0 | 0 | 0 | 0 | 0 | 0 | 0 | 0 | 0 | 0 | 0 | 0 | 0 | 0 | 0 | 0 | 0 | 0 | 0 | 0 | 0 | 0 | 0 | 0 | 0 | 0 | 0 | 0 | 0 |  |  | C2 | 0 | 0 | 0 | 0 | 0 | C2 | 0 | 0 | 0 | 0 | 0 | C2 | [5 empty] | C2 | [5 empty] | 0 | [6 empty] | 0 | [6 empty] | 0 | [6 empty] | 0 | [6 empty] | 0 | [6 empty] | 0
|  |  | 0 | 0 | C3 | 0 | 0 | 0 | 0 | 0 | 0 | 0 | 0 | 0 | 0 | 0 | 0 | 0 | 0 | 0 | 0 | 0 | 0 | 0 | 0 | 0 | 0 | 0 | 0 | 0 | 0 | 0 | 0 | 0 | 0 | 0 | 0 | 0 | 0 | 0 | 0 |  |  | C3 | 0 | 0 | 0 | 0 | 0 | C3 | 0 | 0 | 0 | 0 | 0 | C3 | [5 empty] | C3 | [5 empty] | 0 | [6 empty] | 0 | [6 empty] | 0 | [6 empty] | 0 | [6 empty] | 0 | [6 empty] | 0
|  |  | 0 | 0 | C4 | 0 | 0 | 0 | 0 | 0 | 0 | 0 | 0 | 0 | 0 | 0 | 0 | 0 | 0 | 0 | 0 | 0 | 0 | 0 | 0 | 0 | 0 | 0 | 0 | 0 | 0 | 0 | 0 | 0 | 0 | 0 | 0 | 0 | 0 | 0 | 0 |  |  | C4 | 0 | 0 | 0 | 0 | 0 | C4 | 0 | 0 | 0 | 0 | 0 | C4 | [5 empty] | C4 | [5 empty] | 0 | [6 empty] | 0 | [6 empty] | 0 | [6 empty] | 0 | [6 empty] | 0 | [6 empty] | 0
|  |  | 0 | 0 |  | 0 | 0 | 0 | 0 | 0 |  | 0 | 0 | 0 | 0 | 0 |  | 0 | 0 | 0 | 0 | 0 |  | 0 | 0 | 0 | 0 | 0 |  | 0 | 0 | 0 | 0 | 0 |  | 0 | 0 | 0 | 0 | 0 | [22 empty] | 0 | 0 | 0 | 0 | 0 | 0 |  | 0 | 0 | 0 | 0 | 0 | 0 |  | 0 | 0 | 0 | 0 | 0 | 0 |  | 0 | 0 | 0 | 0 | 0 | 0 |  | 0 | 0 | 0 | 0 | 0 | 0 |  | 0 | 0 | 0 | 0 | 0 | 0
[63 empty] | 2480578.7976 | 1464764.5436 | 7415805.399 | 14798252.4172 | 3872177.6945 | 30031578.8519 |  | 2906624.8917 | 1472726.3957 | 7335349.4212 | 12977380.782 | 1936991.0892 | 26629072.5798 |  | 2672468.4767 | 1556998.467 | 7759586.0809 | 11262426.8856 | 9396736.7039 | 32648216.6141 |  | 2672468.4767 | 1594448.5072 | 7759586.0809 | 9365900.3218 | 9396736.7039 | 30789140.0904 |  | 2389660.1835 | 1738267.1225 | 7415385.2343 | 10846176.3488 | 14058230.7107 | 36447719.5998 |  | 2389660.1835 | 1813167.2029 | 7415385.2343 | 7053123.221 | 14058230.7107 | 32729566.5524
| Other | [66 empty] | 0 | [6 empty] | 0 | [6 empty] | 0 | [6 empty] | 0 | [6 empty] | 0 | [6 empty] | 0
| Submarine Cables |  | 0 | 0 | C1 | 0 | 0 | 0 | 0 | 0 | 0 | 0 | 0 | 0 | 0 | 0 | 0 | 0 | 0 | 0 | 0 | 0 | 0 | 0 | 0 | 0 | 0 | 0 | 0 | 0 | 0 | 0 | 0 | 0 | 0 | 0 | 0 | 0 | 0 | 0 | 0 |  |  | C1 | 0 | 0 | 0 | 0 | 0 | C1 | 0 | 0 | 0 | 0 | 0 | C1 | [5 empty] | C1 | [5 empty] | 0 | [6 empty] | 0 | [6 empty] | 0 | [6 empty] | 0 | [6 empty] | 0 | [6 empty] | 0
|  |  | 0 | 0 | C2 | 0 | 0 | 0 | 0 | 0 | 0 | 0 | 0 | 0 | 0 | 0 | 0 | 0 | 0 | 0 | 0 | 0 | 0 | 0 | 0 | 0 | 0 | 0 | 0 | 0 | 0 | 0 | 0 | 0 | 0 | 0 | 0 | 0 | 0 | 0 | 0 |  |  | C2 | 0 | 0 | 0 | 0 | 0 | C2 | 0 | 0 | 0 | 0 | 0 | C2 | [5 empty] | C2 | [5 empty] | 0 | [6 empty] | 0 | [6 empty] | 0 | [6 empty] | 0 | [6 empty] | 0 | [6 empty] | 0
|  |  | 0 | 0 | C3 | 0 | 0 | 0 | 0 | 0 | 0 | 0 | 0 | 0 | 0 | 0 | 0 | 0 | 0 | 0 | 0 | 0 | 0 | 0 | 0 | 0 | 0 | 0 | 0 | 0 | 0 | 0 | 0 | 0 | 0 | 0 | 0 | 0 | 0 | 0 | 0 |  |  | C3 | 0 | 0 | 0 | 0 | 0 | C3 | 0 | 0 | 0 | 0 | 0 | C3 | [5 empty] | C3 | [5 empty] | 0 | [6 empty] | 0 | [6 empty] | 0 | [6 empty] | 0 | [6 empty] | 0 | [6 empty] | 0
|  |  | 0 | 0 | C4 | 0 | 0 | 0 | 0 | 0 | 0 | 0 | 0 | 0 | 0 | 0 | 0 | 0 | 0 | 0 | 0 | 0 | 0 | 0 | 0 | 0 | 0 | 0 | 0 | 0 | 0 | 0 | 0 | 0 | 0 | 0 | 0 | 0 | 0 | 0 | 0 |  |  | C4 | 0 | 0 | 0 | 0 | 0 | C4 | 0 | 0 | 0 | 0 | 0 | C4 | [5 empty] | C4 | [5 empty] | 0 | [6 empty] | 0 | [6 empty] | 0 | [6 empty] | 0 | [6 empty] | 0 | [6 empty] | 0
|  |  | 0 | 0 |  | 0 | 0 | 0 | 0 | 0 |  | 0 | 0 | 0 | 0 | 0 |  | 0 | 0 | 0 | 0 | 0 |  | 0 | 0 | 0 | 0 | 0 |  | 0 | 0 | 0 | 0 | 0 |  | 0 | 0 | 0 | 0 | 0 | [22 empty] | 0 | 0 | 0 | 0 | 0 | 0 |  | 0 | 0 | 0 | 0 | 0 | 0 |  | 0 | 0 | 0 | 0 | 0 | 0 |  | 0 | 0 | 0 | 0 | 0 | 0 |  | 0 | 0 | 0 | 0 | 0 | 0 |  | 0 | 0 | 0 | 0 | 0 | 0
| [Please insert new asset category as required] |  | 0 | 0 | C1 | 0 | 0 | 0 | 0 | 0 | 0 | 0 | 0 | 0 | 0 | 0 | 0 | 0 | 0 | 0 | 0 | 0 | 0 | 0 | 0 | 0 | 0 | 0 | 0 | 0 | 0 | 0 | 0 | 0 | 0 | 0 | 0 | 0 | 0 | 0 | 0 |  |  | C1 | 0 | 0 | 0 | 0 | 0 | C1 | 0 | 0 | 0 | 0 | 0 | C1 | [5 empty] | C1 | [5 empty] | 0 | [6 empty] | 0 | [6 empty] | 0 | [6 empty] | 0 | [6 empty] | 0 | [6 empty] | 0
|  |  | 0 | 0 | C2 | 0 | 0 | 0 | 0 | 0 | 0 | 0 | 0 | 0 | 0 | 0 | 0 | 0 | 0 | 0 | 0 | 0 | 0 | 0 | 0 | 0 | 0 | 0 | 0 | 0 | 0 | 0 | 0 | 0 | 0 | 0 | 0 | 0 | 0 | 0 | 0 |  |  | C2 | 0 | 0 | 0 | 0 | 0 | C2 | 0 | 0 | 0 | 0 | 0 | C2 | [5 empty] | C2 | [5 empty] | 0 | [6 empty] | 0 | [6 empty] | 0 | [6 empty] | 0 | [6 empty] | 0 | [6 empty] | 0
|  |  | 0 | 0 | C3 | 0 | 0 | 0 | 0 | 0 | 0 | 0 | 0 | 0 | 0 | 0 | 0 | 0 | 0 | 0 | 0 | 0 | 0 | 0 | 0 | 0 | 0 | 0 | 0 | 0 | 0 | 0 | 0 | 0 | 0 | 0 | 0 | 0 | 0 | 0 | 0 |  |  | C3 | 0 | 0 | 0 | 0 | 0 | C3 | 0 | 0 | 0 | 0 | 0 | C3 | [5 empty] | C3 | [5 empty] | 0 | [6 empty] | 0 | [6 empty] | 0 | [6 empty] | 0 | [6 empty] | 0 | [6 empty] | 0
|  |  | 0 | 0 | C4 | 0 | 0 | 0 | 0 | 0 | 0 | 0 | 0 | 0 | 0 | 0 | 0 | 0 | 0 | 0 | 0 | 0 | 0 | 0 | 0 | 0 | 0 | 0 | 0 | 0 | 0 | 0 | 0 | 0 | 0 | 0 | 0 | 0 | 0 | 0 | 0 |  |  | C4 | 0 | 0 | 0 | 0 | 0 | C4 | 0 | 0 | 0 | 0 | 0 | C4 | [5 empty] | C4 | [5 empty] | 0 | [6 empty] | 0 | [6 empty] | 0 | [6 empty] | 0 | [6 empty] | 0 | [6 empty] | 0
|  |  | 0 | 0 |  | 0 | 0 | 0 | 0 | 0 |  | 0 | 0 | 0 | 0 | 0 |  | 0 | 0 | 0 | 0 | 0 |  | 0 | 0 | 0 | 0 | 0 |  | 0 | 0 | 0 | 0 | 0 |  | 0 | 0 | 0 | 0 | 0 | [22 empty] | 0 | 0 | 0 | 0 | 0 | 0 |  | 0 | 0 | 0 | 0 | 0 | 0 |  | 0 | 0 | 0 | 0 | 0 | 0 |  | 0 | 0 | 0 | 0 | 0 | 0 |  | 0 | 0 | 0 | 0 | 0 | 0 |  | 0 | 0 | 0 | 0 | 0 | 0
| [Please insert new asset category as required] |  | 0 | 0 | C1 | 0 | 0 | 0 | 0 | 0 | 0 | 0 | 0 | 0 | 0 | 0 | 0 | 0 | 0 | 0 | 0 | 0 | 0 | 0 | 0 | 0 | 0 | 0 | 0 | 0 | 0 | 0 | 0 | 0 | 0 | 0 | 0 | 0 | 0 | 0 | 0 |  |  | C1 | 0 | 0 | 0 | 0 | 0 | C1 | 0 | 0 | 0 | 0 | 0 | C1 | [5 empty] | C1 | [5 empty] | 0 | [6 empty] | 0 | [6 empty] | 0 | [6 empty] | 0 | [6 empty] | 0 | [6 empty] | 0
|  |  | 0 | 0 | C2 | 0 | 0 | 0 | 0 | 0 | 0 | 0 | 0 | 0 | 0 | 0 | 0 | 0 | 0 | 0 | 0 | 0 | 0 | 0 | 0 | 0 | 0 | 0 | 0 | 0 | 0 | 0 | 0 | 0 | 0 | 0 | 0 | 0 | 0 | 0 | 0 |  |  | C2 | 0 | 0 | 0 | 0 | 0 | C2 | 0 | 0 | 0 | 0 | 0 | C2 | [5 empty] | C2 | [5 empty] | 0 | [6 empty] | 0 | [6 empty] | 0 | [6 empty] | 0 | [6 empty] | 0 | [6 empty] | 0
|  |  | 0 | 0 | C3 | 0 | 0 | 0 | 0 | 0 | 0 | 0 | 0 | 0 | 0 | 0 | 0 | 0 | 0 | 0 | 0 | 0 | 0 | 0 | 0 | 0 | 0 | 0 | 0 | 0 | 0 | 0 | 0 | 0 | 0 | 0 | 0 | 0 | 0 | 0 | 0 |  |  | C3 | 0 | 0 | 0 | 0 | 0 | C3 | 0 | 0 | 0 | 0 | 0 | C3 | [5 empty] | C3 | [5 empty] | 0 | [6 empty] | 0 | [6 empty] | 0 | [6 empty] | 0 | [6 empty] | 0 | [6 empty] | 0
|  |  | 0 | 0 | C4 | 0 | 0 | 0 | 0 | 0 | 0 | 0 | 0 | 0 | 0 | 0 | 0 | 0 | 0 | 0 | 0 | 0 | 0 | 0 | 0 | 0 | 0 | 0 | 0 | 0 | 0 | 0 | 0 | 0 | 0 | 0 | 0 | 0 | 0 | 0 | 0 |  |  | C4 | 0 | 0 | 0 | 0 | 0 | C4 | 0 | 0 | 0 | 0 | 0 | C4 | [5 empty] | C4 | [5 empty] | 0 | [6 empty] | 0 | [6 empty] | 0 | [6 empty] | 0 | [6 empty] | 0 | [6 empty] | 0
|  |  | 0 | 0 |  | 0 | 0 | 0 | 0 | 0 |  | 0 | 0 | 0 | 0 | 0 |  | 0 | 0 | 0 | 0 | 0 |  | 0 | 0 | 0 | 0 | 0 |  | 0 | 0 | 0 | 0 | 0 |  | 0 | 0 | 0 | 0 | 0 | [22 empty] | 0 | 0 | 0 | 0 | 0 | 0 |  | 0 | 0 | 0 | 0 | 0 | 0 |  | 0 | 0 | 0 | 0 | 0 | 0 |  | 0 | 0 | 0 | 0 | 0 | 0 |  | 0 | 0 | 0 | 0 | 0 | 0 |  | 0 | 0 | 0 | 0 | 0 | 0
| [Please insert new asset category as required] |  | 0 | 0 | C1 | 0 | 0 | 0 | 0 | 0 | 0 | 0 | 0 | 0 | 0 | 0 | 0 | 0 | 0 | 0 | 0 | 0 | 0 | 0 | 0 | 0 | 0 | 0 | 0 | 0 | 0 | 0 | 0 | 0 | 0 | 0 | 0 | 0 | 0 | 0 | 0 |  |  | C1 | 0 | 0 | 0 | 0 | 0 | C1 | 0 | 0 | 0 | 0 | 0 | C1 | [5 empty] | C1 | [5 empty] | 0 | [6 empty] | 0 | [6 empty] | 0 | [6 empty] | 0 | [6 empty] | 0 | [6 empty] | 0
|  |  | 0 | 0 | C2 | 0 | 0 | 0 | 0 | 0 | 0 | 0 | 0 | 0 | 0 | 0 | 0 | 0 | 0 | 0 | 0 | 0 | 0 | 0 | 0 | 0 | 0 | 0 | 0 | 0 | 0 | 0 | 0 | 0 | 0 | 0 | 0 | 0 | 0 | 0 | 0 |  |  | C2 | 0 | 0 | 0 | 0 | 0 | C2 | 0 | 0 | 0 | 0 | 0 | C2 | [5 empty] | C2 | [5 empty] | 0 | [6 empty] | 0 | [6 empty] | 0 | [6 empty] | 0 | [6 empty] | 0 | [6 empty] | 0
|  |  | 0 | 0 | C3 | 0 | 0 | 0 | 0 | 0 | 0 | 0 | 0 | 0 | 0 | 0 | 0 | 0 | 0 | 0 | 0 | 0 | 0 | 0 | 0 | 0 | 0 | 0 | 0 | 0 | 0 | 0 | 0 | 0 | 0 | 0 | 0 | 0 | 0 | 0 | 0 |  |  | C3 | 0 | 0 | 0 | 0 | 0 | C3 | 0 | 0 | 0 | 0 | 0 | C3 | [5 empty] | C3 | [5 empty] | 0 | [6 empty] | 0 | [6 empty] | 0 | [6 empty] | 0 | [6 empty] | 0 | [6 empty] | 0
|  |  | 0 | 0 | C4 | 0 | 0 | 0 | 0 | 0 | 0 | 0 | 0 | 0 | 0 | 0 | 0 | 0 | 0 | 0 | 0 | 0 | 0 | 0 | 0 | 0 | 0 | 0 | 0 | 0 | 0 | 0 | 0 | 0 | 0 | 0 | 0 | 0 | 0 | 0 | 0 |  |  | C4 | 0 | 0 | 0 | 0 | 0 | C4 | 0 | 0 | 0 | 0 | 0 | C4 | [5 empty] | C4 | [5 empty] | 0 | [6 empty] | 0 | [6 empty] | 0 | [6 empty] | 0 | [6 empty] | 0 | [6 empty] | 0
|  |  | 0 | 0 |  | 0 | 0 | 0 | 0 | 0 |  | 0 | 0 | 0 | 0 | 0 |  | 0 | 0 | 0 | 0 | 0 |  | 0 | 0 | 0 | 0 | 0 |  | 0 | 0 | 0 | 0 | 0 |  | 0 | 0 | 0 | 0 | 0 | [22 empty] | 0 | 0 | 0 | 0 | 0 | 0 |  | 0 | 0 | 0 | 0 | 0 | 0 |  | 0 | 0 | 0 | 0 | 0 | 0 |  | 0 | 0 | 0 | 0 | 0 | 0 |  | 0 | 0 | 0 | 0 | 0 | 0 |  | 0 | 0 | 0 | 0 | 0 | 0
| [Please insert new asset category as required] |  | 0 | 0 | C1 | 0 | 0 | 0 | 0 | 0 | 0 | 0 | 0 | 0 | 0 | 0 | 0 | 0 | 0 | 0 | 0 | 0 | 0 | 0 | 0 | 0 | 0 | 0 | 0 | 0 | 0 | 0 | 0 | 0 | 0 | 0 | 0 | 0 | 0 | 0 | 0 |  |  | C1 | 0 | 0 | 0 | 0 | 0 | C1 | 0 | 0 | 0 | 0 | 0 | C1 | [5 empty] | C1 | [5 empty] | 0 | [6 empty] | 0 | [6 empty] | 0 | [6 empty] | 0 | [6 empty] | 0 | [6 empty] | 0
|  |  | 0 | 0 | C2 | 0 | 0 | 0 | 0 | 0 | 0 | 0 | 0 | 0 | 0 | 0 | 0 | 0 | 0 | 0 | 0 | 0 | 0 | 0 | 0 | 0 | 0 | 0 | 0 | 0 | 0 | 0 | 0 | 0 | 0 | 0 | 0 | 0 | 0 | 0 | 0 |  |  | C2 | 0 | 0 | 0 | 0 | 0 | C2 | 0 | 0 | 0 | 0 | 0 | C2 | [5 empty] | C2 | [5 empty] | 0 | [6 empty] | 0 | [6 empty] | 0 | [6 empty] | 0 | [6 empty] | 0 | [6 empty] | 0
|  |  | 0 | 0 | C3 | 0 | 0 | 0 | 0 | 0 | 0 | 0 | 0 | 0 | 0 | 0 | 0 | 0 | 0 | 0 | 0 | 0 | 0 | 0 | 0 | 0 | 0 | 0 | 0 | 0 | 0 | 0 | 0 | 0 | 0 | 0 | 0 | 0 | 0 | 0 | 0 |  |  | C3 | 0 | 0 | 0 | 0 | 0 | C3 | 0 | 0 | 0 | 0 | 0 | C3 | [5 empty] | C3 | [5 empty] | 0 | [6 empty] | 0 | [6 empty] | 0 | [6 empty] | 0 | [6 empty] | 0 | [6 empty] | 0
|  |  | 0 | 0 | C4 | 0 | 0 | 0 | 0 | 0 | 0 | 0 | 0 | 0 | 0 | 0 | 0 | 0 | 0 | 0 | 0 | 0 | 0 | 0 | 0 | 0 | 0 | 0 | 0 | 0 | 0 | 0 | 0 | 0 | 0 | 0 | 0 | 0 | 0 | 0 | 0 |  |  | C4 | 0 | 0 | 0 | 0 | 0 | C4 | 0 | 0 | 0 | 0 | 0 | C4 | [5 empty] | C4 | [5 empty] | 0 | [6 empty] | 0 | [6 empty] | 0 | [6 empty] | 0 | [6 empty] | 0 | [6 empty] | 0
|  |  | 0 | 0 |  | 0 | 0 | 0 | 0 | 0 |  | 0 | 0 | 0 | 0 | 0 |  | 0 | 0 | 0 | 0 | 0 |  | 0 | 0 | 0 | 0 | 0 |  | 0 | 0 | 0 | 0 | 0 |  | 0 | 0 | 0 | 0 | 0 | [22 empty] | 0 | 0 | 0 | 0 | 0 | 0 |  | 0 | 0 | 0 | 0 | 0 | 0 |  | 0 | 0 | 0 | 0 | 0 | 0 |  | 0 | 0 | 0 | 0 | 0 | 0 |  | 0 | 0 | 0 | 0 | 0 | 0 |  | 0 | 0 | 0 | 0 | 0 | 0
| [Please insert new asset category as required] |  | 0 | 0 | C1 | 0 | 0 | 0 | 0 | 0 | 0 | 0 | 0 | 0 | 0 | 0 | 0 | 0 | 0 | 0 | 0 | 0 | 0 | 0 | 0 | 0 | 0 | 0 | 0 | 0 | 0 | 0 | 0 | 0 | 0 | 0 | 0 | 0 | 0 | 0 | 0 |  |  | C1 | 0 | 0 | 0 | 0 | 0 | C1 | 0 | 0 | 0 | 0 | 0 | C1 | [5 empty] | C1 | [5 empty] | 0 | [6 empty] | 0 | [6 empty] | 0 | [6 empty] | 0 | [6 empty] | 0 | [6 empty] | 0
|  |  | 0 | 0 | C2 | 0 | 0 | 0 | 0 | 0 | 0 | 0 | 0 | 0 | 0 | 0 | 0 | 0 | 0 | 0 | 0 | 0 | 0 | 0 | 0 | 0 | 0 | 0 | 0 | 0 | 0 | 0 | 0 | 0 | 0 | 0 | 0 | 0 | 0 | 0 | 0 |  |  | C2 | 0 | 0 | 0 | 0 | 0 | C2 | 0 | 0 | 0 | 0 | 0 | C2 | [5 empty] | C2 | [5 empty] | 0 | [6 empty] | 0 | [6 empty] | 0 | [6 empty] | 0 | [6 empty] | 0 | [6 empty] | 0
|  |  | 0 | 0 | C3 | 0 | 0 | 0 | 0 | 0 | 0 | 0 | 0 | 0 | 0 | 0 | 0 | 0 | 0 | 0 | 0 | 0 | 0 | 0 | 0 | 0 | 0 | 0 | 0 | 0 | 0 | 0 | 0 | 0 | 0 | 0 | 0 | 0 | 0 | 0 | 0 |  |  | C3 | 0 | 0 | 0 | 0 | 0 | C3 | 0 | 0 | 0 | 0 | 0 | C3 | [5 empty] | C3 | [5 empty] | 0 | [6 empty] | 0 | [6 empty] | 0 | [6 empty] | 0 | [6 empty] | 0 | [6 empty] | 0
|  |  | 0 | 0 | C4 | 0 | 0 | 0 | 0 | 0 | 0 | 0 | 0 | 0 | 0 | 0 | 0 | 0 | 0 | 0 | 0 | 0 | 0 | 0 | 0 | 0 | 0 | 0 | 0 | 0 | 0 | 0 | 0 | 0 | 0 | 0 | 0 | 0 | 0 | 0 | 0 |  |  | C4 | 0 | 0 | 0 | 0 | 0 | C4 | 0 | 0 | 0 | 0 | 0 | C4 | [5 empty] | C4 | [5 empty] | 0 | [6 empty] | 0 | [6 empty] | 0 | [6 empty] | 0 | [6 empty] | 0 | [6 empty] | 0
|  |  | 0 | 0 |  | 0 | 0 | 0 | 0 | 0 |  | 0 | 0 | 0 | 0 | 0 |  | 0 | 0 | 0 | 0 | 0 |  | 0 | 0 | 0 | 0 | 0 |  | 0 | 0 | 0 | 0 | 0 |  | 0 | 0 | 0 | 0 | 0 | [22 empty] | 0 | 0 | 0 | 0 | 0 | 0 |  | 0 | 0 | 0 | 0 | 0 | 0 |  | 0 | 0 | 0 | 0 | 0 | 0 |  | 0 | 0 | 0 | 0 | 0 | 0 |  | 0 | 0 | 0 | 0 | 0 | 0 |  | 0 | 0 | 0 | 0 | 0 | 0
[63 empty] | 0 | 0 | 0 | 0 | 0 | 0 |  | 0 | 0 | 0 | 0 | 0 | 0 |  | 0 | 0 | 0 | 0 | 0 | 0 |  | 0 | 0 | 0 | 0 | 0 | 0 |  | 0 | 0 | 0 | 0 | 0 | 0 |  | 0 | 0 | 0 | 0 | 0 | 0
| TOTAL |  | 482937.011 | 482937.011 |  | 149258.883 | 137577.881 | 119843.983 | 35240.506 | 41015.758 |  | 129081.042 | 137912.002 | 121236.698 | 38760.11 | 55495.521 |  | 0 | 82 | 0 | -82 | 0 |  | 104770.023 | 129945.332 | 120942.016 | 43653.199 | 70442.506 |  | 0 | 160 | 0 | -152 | -8 |  | 66875.777 | 128384.106 | 118149.782 | 51977.482 | 104366.93 |  |  |  |  | 0 | 0 | 0 | 0 | 0 |  | 0 | 0 | 0 | 0 | 0 | [7 empty] | 21127122.025 | 16789945.2796 | 36073898.4332 | 34933439.3159 | 46189182.6144 | 155113587.668 |  | 24775716.5745 | 16684481.1612 | 35373315.2284 | 28801016.837 | 29621134.5805 | 135255664.3815 |  | 19699975.2262 | 16565584.954 | 35849697.655 | 33683115.466 | 60861562.67 | 166659935.9712 |  | 19699975.2262 | 16608152.0238 | 35849697.655 | 31527454.8002 | 60861562.67 | 164546842.3751 |  | 14837928.357 | 16585738.2608 | 33139130.3201 | 38778360.5976 | 101301790.7764 | 204642948.3119 |  | 14837928.357 | 16546784.433 | 33139130.3201 | 33184928.0988 | 101110799.1627 | 198819570.3716
Health Index Definitions
|  |  | HI1 | New or as new | [57 empty] | LV Network | 2750356.8338 | 4380045.7747 | 7910421.2923 | 3153133.9452 | 12145599.1324 | 30339556.9784 | LV Network | 3416783.2817 | 4367337.1744 | 7842020.1506 | 2727465.7036 | 9041505.0679 | 27395111.3782 | LV Network | 2396550.1939 | 4166230.463 | 7970200.8884 | 3967245.5013 | 14542748.5332 | 33042975.5799 | LV Network | 2396550.1939 | 4166230.463 | 7970200.8884 | 3967245.5013 | 14542748.5332 | 33042975.5799 | LV Network | 1358405.9947 | 4041002.5722 | 7312009.1067 | 5777398.9267 | 22487402.601 | 40976219.2013 | LV Network | 1358405.9947 | 4041002.5722 | 7312009.1067 | 5777398.9267 | 22487402.601 | 40976219.2013
|  |  | HI2 | Good or seviceable condition | [57 empty] | HV Network | 14744158.1432 | 9928839.9565 | 14427742.3605 | 10148383.2827 | 25562120.2337 | 74811243.9766 | HV Network | 16788650.3144 | 9831506.6339 | 13989122.5543 | 8115021.4852 | 17019778.6337 | 65744079.6214 | HV Network | 13286476.4446 | 10012583.6049 | 13980733.1955 | 12583116.0052 | 31522055.47 | 81384964.7201 | HV Network | 13286476.4446 | 10012583.6049 | 13980733.1955 | 12583116.0052 | 31522055.47 | 81384964.7201 | HV Network | 10071196.4312 | 10143934.5756 | 12361989.0137 | 16897940.0668 | 52946466.1821 | 102421526.2695 | HV Network | 10071196.4312 | 10143934.5756 | 12361989.0137 | 16897940.0668 | 52946466.1821 | 102421526.2695
|  |  | HI3 | Deterioration requires assessment and monitoring | [57 empty] | EHV Network | 1152028.2504 | 1016295.0048 | 6319929.3813 | 6833669.6708 | 4609285.5538 | 19931207.8612 | EHV Network | 1663658.0867 | 1012910.9572 | 6206823.1023 | 4981148.8662 | 1622859.7897 | 15487400.8021 | EHV Network | 1344480.111 | 829772.4191 | 6139177.4902 | 5870327.0739 | 5400021.9629 | 19583779.0571 | EHV Network | 1344480.111 | 834889.4487 | 6139177.4902 | 5611192.9719 | 5400021.9629 | 19329761.9848 | EHV Network | 1018665.7475 | 662533.9905 | 6049746.9654 | 5256845.2554 | 11809691.2827 | 24797483.2414 | EHV Network | 1018665.7475 | 548680.0822 | 6049746.9654 | 3456465.8842 | 11618699.669 | 22692258.3484
|  |  | HI4 | Material deterioration, intervention requires consideration | [57 empty] | 132kV Network | 2480578.7976 | 1464764.5436 | 7415805.399 | 14798252.4172 | 3872177.6945 | 30031578.8519 | 132kV Network | 2906624.8917 | 1472726.3957 | 7335349.4212 | 12977380.782 | 1936991.0892 | 26629072.5798 | 132kV Network | 2672468.4767 | 1556998.467 | 7759586.0809 | 11262426.8856 | 9396736.7039 | 32648216.6141 | 132kV Network | 2672468.4767 | 1594448.5072 | 7759586.0809 | 9365900.3218 | 9396736.7039 | 30789140.0904 | 132kV Network | 2389660.1835 | 1738267.1225 | 7415385.2343 | 10846176.3488 | 14058230.7107 | 36447719.5998 | 132kV Network | 2389660.1835 | 1813167.2029 | 7415385.2343 | 7053123.221 | 14058230.7107 | 32729566.5524
|  |  | HI5 | End of serviceable life, intervention required | [57 empty] | Other | 0 | 0 | 0 | 0 | 0 | 0 | Other | 0 | 0 | 0 | 0 | 0 | 0 | Other | 0 | 0 | 0 | 0 | 0 | 0 | Other | 0 | 0 | 0 | 0 | 0 | 0 | Other | 0 | 0 | 0 | 0 | 0 | 0 | Other | 0 | 0 | 0 | 0 | 0 | 0
[62 empty] | Total | 21127122.025 | 16789945.2796 | 36073898.4332 | 34933439.3159 | 46189182.6144 | 155113587.668 | Total | 24775716.5745 | 16684481.1612 | 35373315.2284 | 28801016.837 | 29621134.5805 | 135255664.3815 | Total | 19699975.2262 | 16565584.954 | 35849697.655 | 33683115.466 | 60861562.67 | 166659935.9712 | Total | 19699975.2262 | 16608152.0238 | 35849697.655 | 31527454.8002 | 60861562.67 | 164546842.3751 | Total | 14837928.357 | 16585738.2608 | 33139130.3201 | 38778360.5976 | 101301790.7764 | 204642948.3119 | Total | 14837928.357 | 16546784.433 | 33139130.3201 | 33184928.0988 | 101110799.1627 | 198819570.3716
Criticality Index Definitions
|  |  | C1 | Low criticality
|  |  | C2 | Average criticality
|  |  | C3 | High criticality
|  |  | C4 | Very high criticality

## WMID - HVP
Secondary deliverables RIIO-ED1 - HVP - Asset Replacement and Refurbishment driven | [50 empty] | Criticality weightings C1 to C4 | Criticality Rating Boundaries
WMID | [49 empty] | C1 | 0.7 | Below 75% of average
[50 empty] | C2 | 1 | 75%-125%
[50 empty] | C3 | 1.5 | 125%-200%
[50 empty] | C4 | 2.5 | Over 200% of average
Price base (2012/13)
| ASSET CATEGORIES |  | ASSET REGISTER |  |  | End of DPCR5 (31 March 2015) with investment | [5 empty] | End of DPCR5 (31 March 2015) without investment | [5 empty] | Mid-Period Review (31 March 2019) planned investment | [5 empty] | Mid-Period Review (31 March 2019) without investment | [5 empty] | End of RIIO-ED1 (31 March 2023) planned investment | [5 empty] | End of RIIO-ED1 (31 March 2023) without investment | [8 empty] | Probability of Asset Failure | [5 empty] | Consequence of Asset Failure | [5 empty] | Probability of Asset Failure x Consequence of Asset Failure
Is it your current intention to have a health index for this asset category in the RIIO-ED1 control period.
|  |  | as at 31st March 2015 | as at 31st March 2023 |  | HI 1 | HI 2 | HI 3 | HI 4 | HI 5 |  | HI 1 | HI 2 | HI 3 | HI 4 | HI 5 |  | HI 1 | HI 2 | HI 3 | HI 4 | HI 5 |  | HI 1 | HI 2 | HI 3 | HI 4 | HI 5 |  | HI 1 | HI 2 | HI 3 | HI 4 | HI 5 |  | HI 1 | HI 2 | HI 3 | HI 4 | HI 5 |  |  |  |  | HI 1 | HI 2 | HI 3 | HI 4 | HI 5 |  | HI 1 | HI 2 | HI 3 | HI 4 | HI 5 |  | HI 1 | HI 2 | HI 3 | HI 4 | HI 5 |  | End of DPCR5 (without investment) | [6 empty] | Position at Beginning of RIIO-ED1 | [6 empty] | Mid Period (Without Investment) | [6 empty] | Mid Period (With Investment) | [6 empty] | End of RIIO-ED1 (Without Investment) | [6 empty] | End of RIIO-ED1 (With Investment)
| LV Network | [61 empty] | 1 | 2 | 3 | 4 | 5 | Total |  | 1 | 2 | 3 | 4 | 5 | Total |  | 1 | 2 | 3 | 4 | 5 | Total |  | 1 | 2 | 3 | 4 | 5 | Total |  | 1 | 2 | 3 | 4 | 5 | Total |  | 1 | 2 | 3 | 4 | 5 | Total
| LV Switchgear and Other |  | 0 | 0 | C1 | 0 | 0 | 0 | 0 | 0 | 0 | 0 | 0 | 0 | 0 | 0 | 0 | 0 | 0 | 0 | 0 | 0 | 0 | 0 | 0 | 0 | 0 | 0 | 0 | 0 | 0 | 0 | 0 | 0 | 0 | 0 | 0 | 0 | 0 | 0 | 0 | Yes |  | C1 | 0 | 0 | 0 | 0 | 0 | C1 | 0 | 0 | 0 | 0 | 0 | C1 | [5 empty] | C1 | [5 empty] | 0 | [6 empty] | 0 | [6 empty] | 0 | [6 empty] | 0 | [6 empty] | 0 | [6 empty] | 0
|  |  | 0 | 0 | C2 | 0 | 0 | 0 | 0 | 0 | 0 | 0 | 0 | 0 | 0 | 0 | 0 | 0 | 0 | 0 | 0 | 0 | 0 | 0 | 0 | 0 | 0 | 0 | 0 | 0 | 0 | 0 | 0 | 0 | 0 | 0 | 0 | 0 | 0 | 0 | 0 | No |  | C2 | 0 | 0 | 0 | 0 | 0 | C2 | 0 | 0 | 0 | 0 | 0 | C2 | [5 empty] | C2 | [5 empty] | 0 | [6 empty] | 0 | [6 empty] | 0 | [6 empty] | 0 | [6 empty] | 0 | [6 empty] | 0
|  |  | 0 | 0 | C3 | 0 | 0 | 0 | 0 | 0 | 0 | 0 | 0 | 0 | 0 | 0 | 0 | 0 | 0 | 0 | 0 | 0 | 0 | 0 | 0 | 0 | 0 | 0 | 0 | 0 | 0 | 0 | 0 | 0 | 0 | 0 | 0 | 0 | 0 | 0 | 0 |  |  | C3 | 0 | 0 | 0 | 0 | 0 | C3 | 0 | 0 | 0 | 0 | 0 | C3 | [5 empty] | C3 | [5 empty] | 0 | [6 empty] | 0 | [6 empty] | 0 | [6 empty] | 0 | [6 empty] | 0 | [6 empty] | 0
|  |  | 0 | 0 | C4 | 0 | 0 | 0 | 0 | 0 | 0 | 0 | 0 | 0 | 0 | 0 | 0 | 0 | 0 | 0 | 0 | 0 | 0 | 0 | 0 | 0 | 0 | 0 | 0 | 0 | 0 | 0 | 0 | 0 | 0 | 0 | 0 | 0 | 0 | 0 | 0 |  |  | C4 | 0 | 0 | 0 | 0 | 0 | C4 | 0 | 0 | 0 | 0 | 0 | C4 | [5 empty] | C4 | [5 empty] | 0 | [6 empty] | 0 | [6 empty] | 0 | [6 empty] | 0 | [6 empty] | 0 | [6 empty] | 0
|  |  | 0 | 0 |  | 0 | 0 | 0 | 0 | 0 |  | 0 | 0 | 0 | 0 | 0 |  | 0 | 0 | 0 | 0 | 0 |  | 0 | 0 | 0 | 0 | 0 |  | 0 | 0 | 0 | 0 | 0 |  | 0 | 0 | 0 | 0 | 0 | [22 empty] | 0 | 0 | 0 | 0 | 0 | 0 |  | 0 | 0 | 0 | 0 | 0 | 0 |  | 0 | 0 | 0 | 0 | 0 | 0 |  | 0 | 0 | 0 | 0 | 0 | 0 |  | 0 | 0 | 0 | 0 | 0 | 0 |  | 0 | 0 | 0 | 0 | 0 | 0
| LV UGB |  | 0 | 0 | C1 | 0 | 0 | 0 | 0 | 0 | 0 | 0 | 0 | 0 | 0 | 0 | 0 | 0 | 0 | 0 | 0 | 0 | 0 | 0 | 0 | 0 | 0 | 0 | 0 | 0 | 0 | 0 | 0 | 0 | 0 | 0 | 0 | 0 | 0 | 0 | 0 |  |  | C1 | 0 | 0 | 0 | 0 | 0 | C1 | 0 | 0 | 0 | 0 | 0 | C1 | [5 empty] | C1 | [5 empty] | 0 | [6 empty] | 0 | [6 empty] | 0 | [6 empty] | 0 | [6 empty] | 0 | [6 empty] | 0
|  |  | 0 | 0 | C2 | 0 | 0 | 0 | 0 | 0 | 0 | 0 | 0 | 0 | 0 | 0 | 0 | 0 | 0 | 0 | 0 | 0 | 0 | 0 | 0 | 0 | 0 | 0 | 0 | 0 | 0 | 0 | 0 | 0 | 0 | 0 | 0 | 0 | 0 | 0 | 0 |  |  | C2 | 0 | 0 | 0 | 0 | 0 | C2 | 0 | 0 | 0 | 0 | 0 | C2 | [5 empty] | C2 | [5 empty] | 0 | [6 empty] | 0 | [6 empty] | 0 | [6 empty] | 0 | [6 empty] | 0 | [6 empty] | 0
|  |  | 0 | 0 | C3 | 0 | 0 | 0 | 0 | 0 | 0 | 0 | 0 | 0 | 0 | 0 | 0 | 0 | 0 | 0 | 0 | 0 | 0 | 0 | 0 | 0 | 0 | 0 | 0 | 0 | 0 | 0 | 0 | 0 | 0 | 0 | 0 | 0 | 0 | 0 | 0 |  |  | C3 | 0 | 0 | 0 | 0 | 0 | C3 | 0 | 0 | 0 | 0 | 0 | C3 | [5 empty] | C3 | [5 empty] | 0 | [6 empty] | 0 | [6 empty] | 0 | [6 empty] | 0 | [6 empty] | 0 | [6 empty] | 0
|  |  | 0 | 0 | C4 | 0 | 0 | 0 | 0 | 0 | 0 | 0 | 0 | 0 | 0 | 0 | 0 | 0 | 0 | 0 | 0 | 0 | 0 | 0 | 0 | 0 | 0 | 0 | 0 | 0 | 0 | 0 | 0 | 0 | 0 | 0 | 0 | 0 | 0 | 0 | 0 |  |  | C4 | 0 | 0 | 0 | 0 | 0 | C4 | 0 | 0 | 0 | 0 | 0 | C4 | [5 empty] | C4 | [5 empty] | 0 | [6 empty] | 0 | [6 empty] | 0 | [6 empty] | 0 | [6 empty] | 0 | [6 empty] | 0
|  |  | 0 | 0 |  | 0 | 0 | 0 | 0 | 0 |  | 0 | 0 | 0 | 0 | 0 |  | 0 | 0 | 0 | 0 | 0 |  | 0 | 0 | 0 | 0 | 0 |  | 0 | 0 | 0 | 0 | 0 |  | 0 | 0 | 0 | 0 | 0 | [22 empty] | 0 | 0 | 0 | 0 | 0 | 0 |  | 0 | 0 | 0 | 0 | 0 | 0 |  | 0 | 0 | 0 | 0 | 0 | 0 |  | 0 | 0 | 0 | 0 | 0 | 0 |  | 0 | 0 | 0 | 0 | 0 | 0 |  | 0 | 0 | 0 | 0 | 0 | 0
| LV OHL Support |  | 0 | 0 | C1 | 0 | 0 | 0 | 0 | 0 | 0 | 0 | 0 | 0 | 0 | 0 | 0 | 0 | 0 | 0 | 0 | 0 | 0 | 0 | 0 | 0 | 0 | 0 | 0 | 0 | 0 | 0 | 0 | 0 | 0 | 0 | 0 | 0 | 0 | 0 | 0 |  |  | C1 | 0.01282 | 0.01282 | 0.01784 | 0.04389 | 0.09196 | C1 | 3497.2 | 3497.2 | 3497.2 | 3497.2 | 3497.2 | C1 | 44.8341 | 44.8341 | 62.39 | 153.4921 | 321.6025 | C1 | 0 | 0 | 0 | 0 | 0 | 0 |  | 0 | 0 | 0 | 0 | 0 | 0 |  | 0 | 0 | 0 | 0 | 0 | 0 |  | 0 | 0 | 0 | 0 | 0 | 0 |  | 0 | 0 | 0 | 0 | 0 | 0 |  | 0 | 0 | 0 | 0 | 0 | 0
|  |  | 150496 | 150496 | C2 | 26120 | 52654 | 40903 | 11828 | 18991 | 150496 | 20120 | 52654 | 41231 | 12728 | 23791 | 150524 | 0 | 0 | 0 | 0 | 0 | 0 | 12904 | 52654 | 41784 | 13590 | 29564 | 150496 | 0 | 0 | 0 | 0 | 0 | 0 | 68 | 52654 | 42640 | 15301 | 39833 | 150496 |  |  | C2 | 0.01282 | 0.01282 | 0.01784 | 0.04389 | 0.09196 | C2 | 4996 | 4996 | 4996 | 4996 | 4996 | C2 | 64.0487 | 64.0487 | 89.1286 | 219.2744 | 459.4322 | C2 | 1288660.2464 | 3372421.3029 | 3674862.9558 | 2790925.0723 | 10930350.5186 | 22057220.096 |  | 1672952.5664 | 3372421.3029 | 3645628.7619 | 2593578.0763 | 8725076.1506 | 20009656.8581 |  | 826484.6829 | 3372421.3029 | 3724151.0938 | 2979939.6396 | 13582652.3782 | 24485649.0974 |  | 826484.6829 | 3372421.3029 | 3724151.0938 | 2979939.6396 | 13582652.3782 | 24485649.0974 |  | 4355.313 | 3372421.3029 | 3800445.2096 | 3355118.2064 | 18300561.2293 | 28832901.2612 |  | 4355.313 | 3372421.3029 | 3800445.2096 | 3355118.2064 | 18300561.2293 | 28832901.2612
|  |  | 0 | 0 | C3 | 0 | 0 | 0 | 0 | 0 | 0 | 0 | 0 | 0 | 0 | 0 | 0 | 0 | 0 | 0 | 0 | 0 | 0 | 0 | 0 | 0 | 0 | 0 | 0 | 0 | 0 | 0 | 0 | 0 | 0 | 0 | 0 | 0 | 0 | 0 | 0 |  |  | C3 | 0.01282 | 0.01282 | 0.01784 | 0.04389 | 0.09196 | C3 | 7494 | 7494 | 7494 | 7494 | 7494 | C3 | 96.0731 | 96.0731 | 133.693 | 328.9117 | 689.1482 | C3 | 0 | 0 | 0 | 0 | 0 | 0 |  | 0 | 0 | 0 | 0 | 0 | 0 |  | 0 | 0 | 0 | 0 | 0 | 0 |  | 0 | 0 | 0 | 0 | 0 | 0 |  | 0 | 0 | 0 | 0 | 0 | 0 |  | 0 | 0 | 0 | 0 | 0 | 0
|  |  | 0 | 0 | C4 | 0 | 0 | 0 | 0 | 0 | 0 | 0 | 0 | 0 | 0 | 0 | 0 | 0 | 0 | 0 | 0 | 0 | 0 | 0 | 0 | 0 | 0 | 0 | 0 | 0 | 0 | 0 | 0 | 0 | 0 | 0 | 0 | 0 | 0 | 0 | 0 |  |  | C4 | 0.01282 | 0.01282 | 0.01784 | 0.04389 | 0.09196 | C4 | 12490 | 12490 | 12490 | 12490 | 12490 | C4 | 160.1218 | 160.1218 | 222.8216 | 548.1861 | 1148.5804 | C4 | 0 | 0 | 0 | 0 | 0 | 0 |  | 0 | 0 | 0 | 0 | 0 | 0 |  | 0 | 0 | 0 | 0 | 0 | 0 |  | 0 | 0 | 0 | 0 | 0 | 0 |  | 0 | 0 | 0 | 0 | 0 | 0 |  | 0 | 0 | 0 | 0 | 0 | 0
|  |  | 150496 | 150496 |  | 26120 | 52654 | 40903 | 11828 | 18991 |  | 20120 | 52654 | 41231 | 12728 | 23791 |  | 0 | 0 | 0 | 0 | 0 |  | 12904 | 52654 | 41784 | 13590 | 29564 |  | 0 | 0 | 0 | 0 | 0 |  | 68 | 52654 | 42640 | 15301 | 39833 | [22 empty] | 1288660.2464 | 3372421.3029 | 3674862.9558 | 2790925.0723 | 10930350.5186 | 22057220.096 |  | 1672952.5664 | 3372421.3029 | 3645628.7619 | 2593578.0763 | 8725076.1506 | 20009656.8581 |  | 826484.6829 | 3372421.3029 | 3724151.0938 | 2979939.6396 | 13582652.3782 | 24485649.0974 |  | 826484.6829 | 3372421.3029 | 3724151.0938 | 2979939.6396 | 13582652.3782 | 24485649.0974 |  | 4355.313 | 3372421.3029 | 3800445.2096 | 3355118.2064 | 18300561.2293 | 28832901.2612 |  | 4355.313 | 3372421.3029 | 3800445.2096 | 3355118.2064 | 18300561.2293 | 28832901.2612
| LV Switchgear (at s/s) |  | 0 | 0 | C1 | 0 | 0 | 0 | 0 | 0 | 0 | 0 | 0 | 0 | 0 | 0 | 0 | 0 | 0 | 0 | 0 | 0 | 0 | 0 | 0 | 0 | 0 | 0 | 0 | 0 | 0 | 0 | 0 | 0 | 0 | 0 | 0 | 0 | 0 | 0 | 0 |  |  | C1 | 0.01922 | 0.01922 | 0.02673 | 0.06577 | 0.13781 | C1 | 6076.7 | 6076.7 | 6076.7 | 6076.7 | 6076.7 | C1 | 116.7942 | 116.7942 | 162.4302 | 399.6646 | 837.43 | C1 | 0 | 0 | 0 | 0 | 0 | 0 |  | 0 | 0 | 0 | 0 | 0 | 0 |  | 0 | 0 | 0 | 0 | 0 | 0 |  | 0 | 0 | 0 | 0 | 0 | 0 |  | 0 | 0 | 0 | 0 | 0 | 0 |  | 0 | 0 | 0 | 0 | 0 | 0
|  |  | 14486 | 14486 | C2 | 4936 | 2329 | 6896 | 161 | 164 | 14486 | 4448 | 2392 | 6932 | 224 | 295 | 14291 | 0 | 0 | 0 | 0 | 0 | 0 | 4366 | 1960 | 7174 | 571 | 415 | 14486 | 0 | 0 | 0 | 0 | 0 | 0 | 3514 | 2285 | 5909 | 1583 | 1195 | 14486 |  |  | C2 | 0.01922 | 0.01922 | 0.02673 | 0.06577 | 0.13781 | C2 | 8681 | 8681 | 8681 | 8681 | 8681 | C2 | 166.8488 | 166.8488 | 232.0431 | 570.9494 | 1196.3286 | C2 | 742143.5514 | 399102.3774 | 1608522.9772 | 127892.6589 | 352916.9399 | 3230578.5048 |  | 823565.7755 | 388590.9018 | 1600169.4245 | 91922.8486 | 196197.892 | 3100446.8424 |  | 728461.9481 | 327023.6872 | 1664677.4146 | 326012.0903 | 496476.3731 | 3542651.5134 |  | 728461.9481 | 327023.6872 | 1664677.4146 | 326012.0903 | 496476.3731 | 3542651.5134 |  | 586306.7535 | 381249.5537 | 1371142.8552 | 903812.8527 | 1429612.6889 | 4672124.704 |  | 586306.7535 | 381249.5537 | 1371142.8552 | 903812.8527 | 1429612.6889 | 4672124.704
|  |  | 1116 | 1116 | C3 | 160 | 103 | 737 | 49 | 67 | 1116 | 122 | 106 | 740 | 54 | 87 | 1109 | 0 | 0 | 0 | 0 | 0 | 0 | 141 | 80 | 677 | 81 | 137 | 1116 | 0 | 0 | 0 | 0 | 0 | 0 | 99 | 94 | 433 | 237 | 253 | 1116 |  |  | C3 | 0.01922 | 0.01922 | 0.02673 | 0.06577 | 0.13781 | C3 | 13021.5 | 13021.5 | 13021.5 | 13021.5 | 13021.5 | C3 | 250.2732 | 250.2732 | 348.0647 | 856.4241 | 1794.4929 | C3 | 30533.3341 | 26528.9624 | 257567.8743 | 46246.899 | 156120.8836 | 516997.9533 |  | 40043.7168 | 25778.1427 | 256523.6802 | 41964.7787 | 120231.0253 | 484541.3437 |  | 35288.5254 | 20021.8584 | 235639.7985 | 69370.3485 | 245845.5294 | 606166.0602 |  | 35288.5254 | 20021.8584 | 235639.7985 | 69370.3485 | 245845.5294 | 606166.0602 |  | 24777.0498 | 23525.6836 | 150712.0129 | 202972.501 | 454006.7075 | 855993.9549 |  | 24777.0498 | 23525.6836 | 150712.0129 | 202972.501 | 454006.7075 | 855993.9549
|  |  | 0 | 0 | C4 | 0 | 0 | 0 | 0 | 0 | 0 | 0 | 0 | 0 | 0 | 0 | 0 | 0 | 0 | 0 | 0 | 0 | 0 | 0 | 0 | 0 | 0 | 0 | 0 | 0 | 0 | 0 | 0 | 0 | 0 | 0 | 0 | 0 | 0 | 0 | 0 |  |  | C4 | 0.01922 | 0.01922 | 0.02673 | 0.06577 | 0.13781 | C4 | 21702.5 | 21702.5 | 21702.5 | 21702.5 | 21702.5 | C4 | 417.1221 | 417.1221 | 580.1078 | 1427.3734 | 2990.8215 | C4 | 0 | 0 | 0 | 0 | 0 | 0 |  | 0 | 0 | 0 | 0 | 0 | 0 |  | 0 | 0 | 0 | 0 | 0 | 0 |  | 0 | 0 | 0 | 0 | 0 | 0 |  | 0 | 0 | 0 | 0 | 0 | 0 |  | 0 | 0 | 0 | 0 | 0 | 0
|  |  | 15602 | 15602 |  | 5096 | 2432 | 7633 | 210 | 231 |  | 4570 | 2498 | 7672 | 278 | 382 |  | 0 | 0 | 0 | 0 | 0 |  | 4507 | 2040 | 7851 | 652 | 552 |  | 0 | 0 | 0 | 0 | 0 |  | 3613 | 2379 | 6342 | 1820 | 1448 | [22 empty] | 772676.8854 | 425631.3398 | 1866090.8515 | 174139.5578 | 509037.8236 | 3747576.4581 |  | 863609.4923 | 414369.0445 | 1856693.1047 | 133887.6273 | 316428.9173 | 3584988.1861 |  | 763750.4736 | 347045.5456 | 1900317.2131 | 395382.4387 | 742321.9025 | 4148817.5735 |  | 763750.4736 | 347045.5456 | 1900317.2131 | 395382.4387 | 742321.9025 | 4148817.5735 |  | 611083.8033 | 404775.2373 | 1521854.8681 | 1106785.3537 | 1883619.3964 | 5528118.6589 |  | 611083.8033 | 404775.2373 | 1521854.8681 | 1106785.3537 | 1883619.3964 | 5528118.6589
| LV UGB and LV Pillar OD (not at s/s) |  | 0 | 0 | C1 | 0 | 0 | 0 | 0 | 0 | 0 | 0 | 0 | 0 | 0 | 0 | 0 | 0 | 0 | 0 | 0 | 0 | 0 | 0 | 0 | 0 | 0 | 0 | 0 | 0 | 0 | 0 | 0 | 0 | 0 | 0 | 0 | 0 | 0 | 0 | 0 |  |  | C1 | 0.01922 | 0.01922 | 0.02673 | 0.06577 | 0.13781 | C1 | 5267.5 | 5267.5 | 5267.5 | 5267.5 | 5267.5 | C1 | 101.2414 | 101.2414 | 140.8003 | 346.4435 | 725.9142 | C1 | 0 | 0 | 0 | 0 | 0 | 0 |  | 0 | 0 | 0 | 0 | 0 | 0 |  | 0 | 0 | 0 | 0 | 0 | 0 |  | 0 | 0 | 0 | 0 | 0 | 0 |  | 0 | 0 | 0 | 0 | 0 | 0 |  | 0 | 0 | 0 | 0 | 0 | 0
|  |  | 21732 | 21732 | C2 | 6086 | 4014 | 11632 | 0 | 0 | 21732 | 4764 | 4024 | 11780 | 380 | 681 | 21629 | 0 | 0 | 0 | 0 | 0 | 0 | 5575 | 3089 | 11662 | 1196 | 210 | 21732 | 0 | 0 | 0 | 0 | 0 | 0 | 5137 | 1824 | 9892 | 2658 | 2221 | 21732 |  |  | C2 | 0.01922 | 0.01922 | 0.02673 | 0.06577 | 0.13781 | C2 | 7525 | 7525 | 7525 | 7525 | 7525 | C2 | 144.6305 | 144.6305 | 201.1432 | 494.9192 | 1037.0202 | C2 | 689019.702 | 581993.132 | 2369467.485 | 188069.315 | 706210.7902 | 4534760.4243 |  | 880221.223 | 580546.827 | 2339698.284 | 0 | 0 | 3800466.334 |  | 806315.0375 | 446763.6145 | 2345732.5815 | 591923.423 | 217774.2525 | 4408508.909 |  | 806315.0375 | 446763.6145 | 2345732.5815 | 591923.423 | 217774.2525 | 4408508.909 |  | 742966.8785 | 263806.032 | 1989709.029 | 1315495.3665 | 2303221.9752 | 6615199.2812 |  | 742966.8785 | 263806.032 | 1989709.029 | 1315495.3665 | 2303221.9752 | 6615199.2812
|  |  | 0 | 0 | C3 | 0 | 0 | 0 | 0 | 0 | 0 | 0 | 0 | 0 | 0 | 0 | 0 | 0 | 0 | 0 | 0 | 0 | 0 | 0 | 0 | 0 | 0 | 0 | 0 | 0 | 0 | 0 | 0 | 0 | 0 | 0 | 0 | 0 | 0 | 0 | 0 |  |  | C3 | 0.01922 | 0.01922 | 0.02673 | 0.06577 | 0.13781 | C3 | 11287.5 | 11287.5 | 11287.5 | 11287.5 | 11287.5 | C3 | 216.9458 | 216.9458 | 301.7149 | 742.3789 | 1555.5304 | C3 | 0 | 0 | 0 | 0 | 0 | 0 |  | 0 | 0 | 0 | 0 | 0 | 0 |  | 0 | 0 | 0 | 0 | 0 | 0 |  | 0 | 0 | 0 | 0 | 0 | 0 |  | 0 | 0 | 0 | 0 | 0 | 0 |  | 0 | 0 | 0 | 0 | 0 | 0
|  |  | 0 | 0 | C4 | 0 | 0 | 0 | 0 | 0 | 0 | 0 | 0 | 0 | 0 | 0 | 0 | 0 | 0 | 0 | 0 | 0 | 0 | 0 | 0 | 0 | 0 | 0 | 0 | 0 | 0 | 0 | 0 | 0 | 0 | 0 | 0 | 0 | 0 | 0 | 0 |  |  | C4 | 0.01922 | 0.01922 | 0.02673 | 0.06577 | 0.13781 | C4 | 18812.5 | 18812.5 | 18812.5 | 18812.5 | 18812.5 | C4 | 361.5763 | 361.5763 | 502.8581 | 1237.2981 | 2592.5506 | C4 | 0 | 0 | 0 | 0 | 0 | 0 |  | 0 | 0 | 0 | 0 | 0 | 0 |  | 0 | 0 | 0 | 0 | 0 | 0 |  | 0 | 0 | 0 | 0 | 0 | 0 |  | 0 | 0 | 0 | 0 | 0 | 0 |  | 0 | 0 | 0 | 0 | 0 | 0
|  |  | 21732 | 21732 |  | 6086 | 4014 | 11632 | 0 | 0 |  | 4764 | 4024 | 11780 | 380 | 681 |  | 0 | 0 | 0 | 0 | 0 |  | 5575 | 3089 | 11662 | 1196 | 210 |  | 0 | 0 | 0 | 0 | 0 |  | 5137 | 1824 | 9892 | 2658 | 2221 | [22 empty] | 689019.702 | 581993.132 | 2369467.485 | 188069.315 | 706210.7902 | 4534760.4243 |  | 880221.223 | 580546.827 | 2339698.284 | 0 | 0 | 3800466.334 |  | 806315.0375 | 446763.6145 | 2345732.5815 | 591923.423 | 217774.2525 | 4408508.909 |  | 806315.0375 | 446763.6145 | 2345732.5815 | 591923.423 | 217774.2525 | 4408508.909 |  | 742966.8785 | 263806.032 | 1989709.029 | 1315495.3665 | 2303221.9752 | 6615199.2812 |  | 742966.8785 | 263806.032 | 1989709.029 | 1315495.3665 | 2303221.9752 | 6615199.2812
| [Please insert new asset category as required] |  | 0 | 0 | C1 | 0 | 0 | 0 | 0 | 0 | 0 | 0 | 0 | 0 | 0 | 0 | 0 | 0 | 0 | 0 | 0 | 0 | 0 | 0 | 0 | 0 | 0 | 0 | 0 | 0 | 0 | 0 | 0 | 0 | 0 | 0 | 0 | 0 | 0 | 0 | 0 |  |  | C1 | 0 | 0 | 0 | 0 | 0 | C1 | 0 | 0 | 0 | 0 | 0 | C1 | [5 empty] | C1 | [5 empty] | 0 | [6 empty] | 0 | [6 empty] | 0 | [6 empty] | 0 | [6 empty] | 0 | [6 empty] | 0
|  |  | 0 | 0 | C2 | 0 | 0 | 0 | 0 | 0 | 0 | 0 | 0 | 0 | 0 | 0 | 0 | 0 | 0 | 0 | 0 | 0 | 0 | 0 | 0 | 0 | 0 | 0 | 0 | 0 | 0 | 0 | 0 | 0 | 0 | 0 | 0 | 0 | 0 | 0 | 0 |  |  | C2 | 0 | 0 | 0 | 0 | 0 | C2 | 0 | 0 | 0 | 0 | 0 | C2 | [5 empty] | C2 | [5 empty] | 0 | [6 empty] | 0 | [6 empty] | 0 | [6 empty] | 0 | [6 empty] | 0 | [6 empty] | 0
|  |  | 0 | 0 | C3 | 0 | 0 | 0 | 0 | 0 | 0 | 0 | 0 | 0 | 0 | 0 | 0 | 0 | 0 | 0 | 0 | 0 | 0 | 0 | 0 | 0 | 0 | 0 | 0 | 0 | 0 | 0 | 0 | 0 | 0 | 0 | 0 | 0 | 0 | 0 | 0 |  |  | C3 | 0 | 0 | 0 | 0 | 0 | C3 | 0 | 0 | 0 | 0 | 0 | C3 | [5 empty] | C3 | [5 empty] | 0 | [6 empty] | 0 | [6 empty] | 0 | [6 empty] | 0 | [6 empty] | 0 | [6 empty] | 0
|  |  | 0 | 0 | C4 | 0 | 0 | 0 | 0 | 0 | 0 | 0 | 0 | 0 | 0 | 0 | 0 | 0 | 0 | 0 | 0 | 0 | 0 | 0 | 0 | 0 | 0 | 0 | 0 | 0 | 0 | 0 | 0 | 0 | 0 | 0 | 0 | 0 | 0 | 0 | 0 |  |  | C4 | 0 | 0 | 0 | 0 | 0 | C4 | 0 | 0 | 0 | 0 | 0 | C4 | [5 empty] | C4 | [5 empty] | 0 | [6 empty] | 0 | [6 empty] | 0 | [6 empty] | 0 | [6 empty] | 0 | [6 empty] | 0
|  |  | 0 | 0 |  | 0 | 0 | 0 | 0 | 0 |  | 0 | 0 | 0 | 0 | 0 |  | 0 | 0 | 0 | 0 | 0 |  | 0 | 0 | 0 | 0 | 0 |  | 0 | 0 | 0 | 0 | 0 |  | 0 | 0 | 0 | 0 | 0 | [22 empty] | 0 | 0 | 0 | 0 | 0 | 0 |  | 0 | 0 | 0 | 0 | 0 | 0 |  | 0 | 0 | 0 | 0 | 0 | 0 |  | 0 | 0 | 0 | 0 | 0 | 0 |  | 0 | 0 | 0 | 0 | 0 | 0 |  | 0 | 0 | 0 | 0 | 0 | 0
| [Please insert new asset category as required] |  | 0 | 0 | C1 | 0 | 0 | 0 | 0 | 0 | 0 | 0 | 0 | 0 | 0 | 0 | 0 | 0 | 0 | 0 | 0 | 0 | 0 | 0 | 0 | 0 | 0 | 0 | 0 | 0 | 0 | 0 | 0 | 0 | 0 | 0 | 0 | 0 | 0 | 0 | 0 |  |  | C1 | 0 | 0 | 0 | 0 | 0 | C1 | 0 | 0 | 0 | 0 | 0 | C1 | [5 empty] | C1 | [5 empty] | 0 | [6 empty] | 0 | [6 empty] | 0 | [6 empty] | 0 | [6 empty] | 0 | [6 empty] | 0
|  |  | 0 | 0 | C2 | 0 | 0 | 0 | 0 | 0 | 0 | 0 | 0 | 0 | 0 | 0 | 0 | 0 | 0 | 0 | 0 | 0 | 0 | 0 | 0 | 0 | 0 | 0 | 0 | 0 | 0 | 0 | 0 | 0 | 0 | 0 | 0 | 0 | 0 | 0 | 0 |  |  | C2 | 0 | 0 | 0 | 0 | 0 | C2 | 0 | 0 | 0 | 0 | 0 | C2 | [5 empty] | C2 | [5 empty] | 0 | [6 empty] | 0 | [6 empty] | 0 | [6 empty] | 0 | [6 empty] | 0 | [6 empty] | 0
|  |  | 0 | 0 | C3 | 0 | 0 | 0 | 0 | 0 | 0 | 0 | 0 | 0 | 0 | 0 | 0 | 0 | 0 | 0 | 0 | 0 | 0 | 0 | 0 | 0 | 0 | 0 | 0 | 0 | 0 | 0 | 0 | 0 | 0 | 0 | 0 | 0 | 0 | 0 | 0 |  |  | C3 | 0 | 0 | 0 | 0 | 0 | C3 | 0 | 0 | 0 | 0 | 0 | C3 | [5 empty] | C3 | [5 empty] | 0 | [6 empty] | 0 | [6 empty] | 0 | [6 empty] | 0 | [6 empty] | 0 | [6 empty] | 0
|  |  | 0 | 0 | C4 | 0 | 0 | 0 | 0 | 0 | 0 | 0 | 0 | 0 | 0 | 0 | 0 | 0 | 0 | 0 | 0 | 0 | 0 | 0 | 0 | 0 | 0 | 0 | 0 | 0 | 0 | 0 | 0 | 0 | 0 | 0 | 0 | 0 | 0 | 0 | 0 |  |  | C4 | 0 | 0 | 0 | 0 | 0 | C4 | 0 | 0 | 0 | 0 | 0 | C4 | [5 empty] | C4 | [5 empty] | 0 | [6 empty] | 0 | [6 empty] | 0 | [6 empty] | 0 | [6 empty] | 0 | [6 empty] | 0
|  |  | 0 | 0 |  | 0 | 0 | 0 | 0 | 0 |  | 0 | 0 | 0 | 0 | 0 |  | 0 | 0 | 0 | 0 | 0 |  | 0 | 0 | 0 | 0 | 0 |  | 0 | 0 | 0 | 0 | 0 |  | 0 | 0 | 0 | 0 | 0 | [22 empty] | 0 | 0 | 0 | 0 | 0 | 0 |  | 0 | 0 | 0 | 0 | 0 | 0 |  | 0 | 0 | 0 | 0 | 0 | 0 |  | 0 | 0 | 0 | 0 | 0 | 0 |  | 0 | 0 | 0 | 0 | 0 | 0 |  | 0 | 0 | 0 | 0 | 0 | 0
| [Please insert new asset category as required] |  | 0 | 0 | C1 | 0 | 0 | 0 | 0 | 0 | 0 | 0 | 0 | 0 | 0 | 0 | 0 | 0 | 0 | 0 | 0 | 0 | 0 | 0 | 0 | 0 | 0 | 0 | 0 | 0 | 0 | 0 | 0 | 0 | 0 | 0 | 0 | 0 | 0 | 0 | 0 |  |  | C1 | 0 | 0 | 0 | 0 | 0 | C1 | 0 | 0 | 0 | 0 | 0 | C1 | [5 empty] | C1 | [5 empty] | 0 | [6 empty] | 0 | [6 empty] | 0 | [6 empty] | 0 | [6 empty] | 0 | [6 empty] | 0
|  |  | 0 | 0 | C2 | 0 | 0 | 0 | 0 | 0 | 0 | 0 | 0 | 0 | 0 | 0 | 0 | 0 | 0 | 0 | 0 | 0 | 0 | 0 | 0 | 0 | 0 | 0 | 0 | 0 | 0 | 0 | 0 | 0 | 0 | 0 | 0 | 0 | 0 | 0 | 0 |  |  | C2 | 0 | 0 | 0 | 0 | 0 | C2 | 0 | 0 | 0 | 0 | 0 | C2 | [5 empty] | C2 | [5 empty] | 0 | [6 empty] | 0 | [6 empty] | 0 | [6 empty] | 0 | [6 empty] | 0 | [6 empty] | 0
|  |  | 0 | 0 | C3 | 0 | 0 | 0 | 0 | 0 | 0 | 0 | 0 | 0 | 0 | 0 | 0 | 0 | 0 | 0 | 0 | 0 | 0 | 0 | 0 | 0 | 0 | 0 | 0 | 0 | 0 | 0 | 0 | 0 | 0 | 0 | 0 | 0 | 0 | 0 | 0 |  |  | C3 | 0 | 0 | 0 | 0 | 0 | C3 | 0 | 0 | 0 | 0 | 0 | C3 | [5 empty] | C3 | [5 empty] | 0 | [6 empty] | 0 | [6 empty] | 0 | [6 empty] | 0 | [6 empty] | 0 | [6 empty] | 0
|  |  | 0 | 0 | C4 | 0 | 0 | 0 | 0 | 0 | 0 | 0 | 0 | 0 | 0 | 0 | 0 | 0 | 0 | 0 | 0 | 0 | 0 | 0 | 0 | 0 | 0 | 0 | 0 | 0 | 0 | 0 | 0 | 0 | 0 | 0 | 0 | 0 | 0 | 0 | 0 |  |  | C4 | 0 | 0 | 0 | 0 | 0 | C4 | 0 | 0 | 0 | 0 | 0 | C4 | [5 empty] | C4 | [5 empty] | 0 | [6 empty] | 0 | [6 empty] | 0 | [6 empty] | 0 | [6 empty] | 0 | [6 empty] | 0
|  |  | 0 | 0 |  | 0 | 0 | 0 | 0 | 0 |  | 0 | 0 | 0 | 0 | 0 |  | 0 | 0 | 0 | 0 | 0 |  | 0 | 0 | 0 | 0 | 0 |  | 0 | 0 | 0 | 0 | 0 |  | 0 | 0 | 0 | 0 | 0 | [22 empty] | 0 | 0 | 0 | 0 | 0 | 0 |  | 0 | 0 | 0 | 0 | 0 | 0 |  | 0 | 0 | 0 | 0 | 0 | 0 |  | 0 | 0 | 0 | 0 | 0 | 0 |  | 0 | 0 | 0 | 0 | 0 | 0 |  | 0 | 0 | 0 | 0 | 0 | 0
[63 empty] | 2750356.8338 | 4380045.7747 | 7910421.2923 | 3153133.9452 | 12145599.1324 | 30339556.9784 |  | 3416783.2817 | 4367337.1744 | 7842020.1506 | 2727465.7036 | 9041505.0679 | 27395111.3782 |  | 2396550.1939 | 4166230.463 | 7970200.8884 | 3967245.5013 | 14542748.5332 | 33042975.5799 |  | 2396550.1939 | 4166230.463 | 7970200.8884 | 3967245.5013 | 14542748.5332 | 33042975.5799 |  | 1358405.9947 | 4041002.5722 | 7312009.1067 | 5777398.9267 | 22487402.601 | 40976219.2013 |  | 1358405.9947 | 4041002.5722 | 7312009.1067 | 5777398.9267 | 22487402.601 | 40976219.2013
| HV Network | [73 empty] | 0 | [6 empty] | 0 | [6 empty] | 0 | [6 empty] | 0 | [6 empty] | 0
| HV Switchgear (GM) - Primary |  | 663 | 663 | C1 | 224 | 46 | 330 | 63 | 0 | 663 | 177 | 46 | 349 | 64 | 16 | 652 | 0 | 0 | 0 | 0 | 0 | 0 | 186 | 65 | 271 | 78 | 63 | 663 | 0 | 0 | 0 | 0 | 0 | 0 | 147 | 94 | 134 | 146 | 142 | 663 |  |  | C1 | 0.01282 | 0.01282 | 0.01784 | 0.04389 | 0.09196 | C1 | 67373.6 | 67373.6 | 67373.6 | 67373.6 | 67373.6 | C1 | 863.7296 | 863.7296 | 1201.945 | 2957.0273 | 6195.6763 | C1 | 152880.1307 | 39731.5594 | 419478.8134 | 189249.7475 | 99130.8201 | 900471.071 |  | 193475.4196 | 39731.5594 | 396641.8579 | 186292.7202 | 0 | 816141.5571 |  | 160653.6967 | 56142.4209 | 325727.1015 | 230648.1297 | 390327.6041 | 1163498.9529 |  | 160653.6967 | 56142.4209 | 325727.1015 | 230648.1297 | 390327.6041 | 1163498.9529 |  | 126968.2441 | 81190.5779 | 161060.6332 | 431725.9864 | 879786.0284 | 1680731.47 |  | 126968.2441 | 81190.5779 | 161060.6332 | 431725.9864 | 879786.0284 | 1680731.47
|  |  | 2465 | 2465 | C2 | 1195 | 177 | 1092 | 1 | 0 | 2465 | 867 | 185 | 1140 | 149 | 63 | 2404 | 0 | 0 | 0 | 0 | 0 | 0 | 1107 | 210 | 873 | 273 | 2 | 2465 | 0 | 0 | 0 | 0 | 0 | 0 | 996 | 276 | 495 | 416 | 282 | 2465 |  |  | C2 | 0.01282 | 0.01282 | 0.01784 | 0.04389 | 0.09196 | C2 | 96248 | 96248 | 96248 | 96248 | 96248 | C2 | 1233.8994 | 1233.8994 | 1717.0643 | 4224.3247 | 8850.9661 | C2 | 1069790.7451 | 228271.3816 | 1957453.3248 | 629424.3833 | 557610.863 | 4442550.6978 |  | 1474509.7352 | 218400.1867 | 1875034.2374 | 4224.3247 | 0 | 3572168.4841 |  | 1365926.5915 | 259118.8656 | 1498997.1514 | 1153240.6486 | 17701.9322 | 4294985.1892 |  | 1365926.5915 | 259118.8656 | 1498997.1514 | 1153240.6486 | 17701.9322 | 4294985.1892 |  | 1228963.7626 | 340556.2234 | 849946.8384 | 1757319.0835 | 2495972.4346 | 6672758.3424 |  | 1228963.7626 | 340556.2234 | 849946.8384 | 1757319.0835 | 2495972.4346 | 6672758.3424
|  |  | 420 | 420 | C3 | 248 | 35 | 137 | 0 | 0 | 420 | 170 | 35 | 175 | 11 | 11 | 402 | 0 | 0 | 0 | 0 | 0 | 0 | 217 | 55 | 133 | 15 | 0 | 420 | 0 | 0 | 0 | 0 | 0 | 0 | 181 | 88 | 77 | 57 | 17 | 420 |  |  | C3 | 0.01282 | 0.01282 | 0.01784 | 0.04389 | 0.09196 | C3 | 144372 | 144372 | 144372 | 144372 | 144372 | C3 | 1850.849 | 1850.849 | 2575.5965 | 6336.4871 | 13276.4491 | C3 | 314644.3368 | 64779.7164 | 450729.384 | 69701.3579 | 146040.9403 | 1045895.7354 |  | 459010.5619 | 64779.7164 | 352856.7178 | 0 | 0 | 876646.9961 |  | 401634.2417 | 101796.6972 | 342554.3318 | 95047.3062 | 0 | 941032.5769 |  | 401634.2417 | 101796.6972 | 342554.3318 | 95047.3062 | 0 | 941032.5769 |  | 335003.6762 | 162874.7155 | 198320.929 | 361179.7636 | 225699.635 | 1283078.7193 |  | 335003.6762 | 162874.7155 | 198320.929 | 361179.7636 | 225699.635 | 1283078.7193
|  |  | 78 | 78 | C4 | 19 | 10 | 49 | 0 | 0 | 78 | 0 | 10 | 59 | 8 | 1 | 78 | 0 | 0 | 0 | 0 | 0 | 0 | 19 | 4 | 45 | 10 | 0 | 78 | 0 | 0 | 0 | 0 | 0 | 0 | 19 | 0 | 21 | 28 | 10 | 78 |  |  | C4 | 0.01282 | 0.01282 | 0.01784 | 0.04389 | 0.09196 | C4 | 240620 | 240620 | 240620 | 240620 | 240620 | C4 | 3084.7484 | 3084.7484 | 4292.6608 | 10560.8118 | 22127.4152 | C4 | 0 | 30847.484 | 253266.9872 | 84486.4944 | 22127.4152 | 390728.3808 |  | 58610.2196 | 30847.484 | 210340.3792 | 0 | 0 | 299798.0828 |  | 58610.2196 | 12338.9936 | 193169.736 | 105608.118 | 0 | 369727.0672 |  | 58610.2196 | 12338.9936 | 193169.736 | 105608.118 | 0 | 369727.0672 |  | 58610.2196 | 0 | 90145.8768 | 295702.7304 | 221274.152 | 665732.9788 |  | 58610.2196 | 0 | 90145.8768 | 295702.7304 | 221274.152 | 665732.9788
|  |  | 3626 | 3626 |  | 1686 | 268 | 1608 | 64 | 0 |  | 1214 | 276 | 1723 | 232 | 91 |  | 0 | 0 | 0 | 0 | 0 |  | 1529 | 334 | 1322 | 376 | 65 |  | 0 | 0 | 0 | 0 | 0 |  | 1343 | 458 | 727 | 647 | 451 | [22 empty] | 1537315.2126 | 363630.1414 | 3080928.5094 | 972861.983 | 824910.0387 | 6779645.8851 |  | 2185605.9364 | 353758.9465 | 2834873.1923 | 190517.0449 | 0 | 5564755.1201 |  | 1986824.7495 | 429396.9773 | 2360448.3207 | 1584544.2025 | 408029.5363 | 6769243.7862 |  | 1986824.7495 | 429396.9773 | 2360448.3207 | 1584544.2025 | 408029.5363 | 6769243.7862 |  | 1749545.9025 | 584621.5168 | 1299474.2774 | 2845927.5639 | 3822732.25 | 10302301.5105 |  | 1749545.9025 | 584621.5168 | 1299474.2774 | 2845927.5639 | 3822732.25 | 10302301.5105
| HV Switchgear (GM) - Distribution |  | 11156 | 11156 | C1 | 4920 | 2450 | 3514 | 253 | 19 | 11156 | 4512 | 2545 | 3655 | 344 | 272 | 11328 | 0 | 0 | 0 | 0 | 0 | 0 | 3773 | 2995 | 3612 | 646 | 130 | 11156 | 0 | 0 | 0 | 0 | 0 | 0 | 2856 | 3275 | 3131 | 1327 | 567 | 11156 |  |  | C1 | 0.01282 | 0.01282 | 0.01784 | 0.04389 | 0.09196 | C1 | 19162.5 | 19162.5 | 19162.5 | 19162.5 | 19162.5 | C1 | 245.6633 | 245.6633 | 341.859 | 841.0421 | 1762.1835 | C1 | 1108432.584 | 625212.9713 | 1249494.645 | 289318.491 | 479313.912 | 3751772.6033 |  | 1208663.19 | 601874.9625 | 1201292.526 | 212783.6576 | 33481.4865 | 3258095.8226 |  | 926887.4422 | 735761.4337 | 1234794.708 | 543313.2127 | 229083.855 | 3669840.6517 |  | 926887.4422 | 735761.4337 | 1234794.708 | 543313.2127 | 229083.855 | 3669840.6517 |  | 701614.242 | 804547.1438 | 1070360.529 | 1116062.8999 | 999158.0445 | 4691742.8591 |  | 701614.242 | 804547.1438 | 1070360.529 | 1116062.8999 | 999158.0445 | 4691742.8591
|  |  | 10784 | 10784 | C2 | 5157 | 2756 | 2467 | 319 | 85 | 10784 | 4680 | 2831 | 2537 | 620 | 480 | 11148 | 0 | 0 | 0 | 0 | 0 | 0 | 3752 | 3489 | 2629 | 690 | 224 | 10784 | 0 | 0 | 0 | 0 | 0 | 0 | 3060 | 3465 | 2484 | 1022 | 753 | 10784 |  |  | C2 | 0.01282 | 0.01282 | 0.01784 | 0.04389 | 0.09196 | C2 | 27375 | 27375 | 27375 | 27375 | 27375 | C2 | 350.9475 | 350.9475 | 488.37 | 1201.4887 | 2517.405 | C2 | 1642434.3 | 993532.3725 | 1238994.69 | 744923.025 | 1208354.4 | 5828238.7875 |  | 1809836.2575 | 967211.31 | 1204808.79 | 383274.9113 | 213979.425 | 4579110.6937 |  | 1316755.02 | 1224455.8275 | 1283924.73 | 829027.2375 | 563898.72 | 5218061.535 |  | 1316755.02 | 1224455.8275 | 1283924.73 | 829027.2375 | 563898.72 | 5218061.535 |  | 1073899.35 | 1216033.0875 | 1213111.08 | 1227921.5025 | 1895605.965 | 6626570.985 |  | 1073899.35 | 1216033.0875 | 1213111.08 | 1227921.5025 | 1895605.965 | 6626570.985
|  |  | 3713 | 3713 | C3 | 1330 | 997 | 1280 | 79 | 27 | 3713 | 1100 | 1023 | 1306 | 244 | 292 | 3965 | 0 | 0 | 0 | 0 | 0 | 0 | 925 | 1132 | 1211 | 409 | 36 | 3713 | 0 | 0 | 0 | 0 | 0 | 0 | 770 | 988 | 1068 | 537 | 350 | 3713 |  |  | C3 | 0.01282 | 0.01282 | 0.01784 | 0.04389 | 0.09196 | C3 | 41062.5 | 41062.5 | 41062.5 | 41062.5 | 41062.5 | C3 | 526.4212 | 526.4212 | 732.555 | 1802.2331 | 3776.1075 | C3 | 579063.375 | 538528.9387 | 956716.83 | 439744.8825 | 1102623.39 | 3616677.4163 |  | 700140.2625 | 524841.9862 | 937670.4 | 142376.4169 | 101954.9025 | 2406983.9681 |  | 486939.6562 | 595908.855 | 887124.105 | 737113.3481 | 135939.87 | 2843025.8344 |  | 486939.6562 | 595908.855 | 887124.105 | 737113.3481 | 135939.87 | 2843025.8344 |  | 405344.3625 | 520104.195 | 782368.74 | 967799.1881 | 1321637.625 | 3997254.1106 |  | 405344.3625 | 520104.195 | 782368.74 | 967799.1881 | 1321637.625 | 3997254.1106
|  |  | 459 | 459 | C4 | 83 | 32 | 311 | 33 | 0 | 459 | 57 | 44 | 316 | 63 | 7 | 487 | 0 | 0 | 0 | 0 | 0 | 0 | 72 | 31 | 199 | 124 | 33 | 459 | 0 | 0 | 0 | 0 | 0 | 0 | 56 | 37 | 81 | 178 | 107 | 459 |  |  | C4 | 0.01282 | 0.01282 | 0.01784 | 0.04389 | 0.09196 | C4 | 68437.5 | 68437.5 | 68437.5 | 68437.5 | 68437.5 | C4 | 877.3687 | 877.3687 | 1220.925 | 3003.7219 | 6293.5125 | C4 | 50010.0187 | 38604.225 | 385812.3 | 189234.4781 | 44054.5875 | 707715.6094 |  | 72821.6062 | 28075.8 | 379707.675 | 99122.8219 | 0 | 579727.9031 |  | 63170.55 | 27198.4312 | 242964.075 | 372461.5125 | 207685.9125 | 913480.4812 |  | 63170.55 | 27198.4312 | 242964.075 | 372461.5125 | 207685.9125 | 913480.4812 |  | 49132.65 | 32462.6437 | 98894.925 | 534662.4937 | 673405.8375 | 1388558.55 |  | 49132.65 | 32462.6437 | 98894.925 | 534662.4937 | 673405.8375 | 1388558.55
|  |  | 26112 | 26112 |  | 11490 | 6235 | 7572 | 684 | 131 |  | 10349 | 6443 | 7814 | 1271 | 1051 |  | 0 | 0 | 0 | 0 | 0 |  | 8522 | 7647 | 7651 | 1869 | 423 |  | 0 | 0 | 0 | 0 | 0 |  | 6742 | 7765 | 6764 | 3064 | 1777 | [22 empty] | 3379940.2777 | 2195878.5075 | 3831018.465 | 1663220.8766 | 2834346.2895 | 13904404.4164 |  | 3791461.3163 | 2122004.0587 | 3723479.391 | 837557.8076 | 349415.814 | 10823918.3876 |  | 2793752.6685 | 2583324.5475 | 3648807.618 | 2481915.3109 | 1136608.3575 | 12644408.5024 |  | 2793752.6685 | 2583324.5475 | 3648807.618 | 2481915.3109 | 1136608.3575 | 12644408.5024 |  | 2229990.6045 | 2573147.07 | 3164735.274 | 3846446.0842 | 4889807.472 | 16704126.5048 |  | 2229990.6045 | 2573147.07 | 3164735.274 | 3846446.0842 | 4889807.472 | 16704126.5048
| HV Transformer (GM) |  | 3627 | 3627 | C1 | 1103 | 1118 | 1268 | 79 | 59 | 3627 | 1008 | 1131 | 1279 | 79 | 94 | 3591 | 0 | 0 | 0 | 0 | 0 | 0 | 952 | 844 | 1542 | 140 | 149 | 3627 | 0 | 0 | 0 | 0 | 0 | 0 | 789 | 697 | 1605 | 227 | 309 | 3627 |  |  | C1 | 0.01922 | 0.01922 | 0.02673 | 0.06577 | 0.13781 | C1 | 13161.4 | 13161.4 | 13161.4 | 13161.4 | 13161.4 | C1 | 252.9621 | 252.9621 | 351.8042 | 865.6253 | 1813.7725 | C1 | 254985.8049 | 286100.1441 | 449957.5999 | 68384.397 | 170494.6182 | 1229922.5641 |  | 279017.2051 | 282811.6367 | 446087.7535 | 68384.397 | 107012.5795 | 1183313.5718 |  | 240819.9268 | 213500.0192 | 542482.1103 | 121187.5389 | 270252.1076 | 1388241.7028 |  | 240819.9268 | 213500.0192 | 542482.1103 | 121187.5389 | 270252.1076 | 1388241.7028 |  | 199587.1032 | 176314.5893 | 564645.7763 | 196496.9381 | 560455.713 | 1697500.1199 |  | 199587.1032 | 176314.5893 | 564645.7763 | 196496.9381 | 560455.713 | 1697500.1199
|  |  | 9792 | 9792 | C2 | 3666 | 2112 | 3712 | 183 | 119 | 9792 | 3422 | 2136 | 3744 | 183 | 210 | 9695 | 0 | 0 | 0 | 0 | 0 | 0 | 3334 | 1499 | 4249 | 356 | 354 | 9792 | 0 | 0 | 0 | 0 | 0 | 0 | 2840 | 1491 | 4085 | 599 | 777 | 9792 |  |  | C2 | 0.01922 | 0.01922 | 0.02673 | 0.06577 | 0.13781 | C2 | 18802 | 18802 | 18802 | 18802 | 18802 | C2 | 361.3744 | 361.3744 | 502.5775 | 1236.6075 | 2591.1036 | C2 | 1236623.3337 | 771895.8038 | 1881650.0102 | 226299.1798 | 544131.7602 | 4660600.0878 |  | 1324798.697 | 763222.8173 | 1865567.5315 | 226299.1798 | 308341.3308 | 4488229.5564 |  | 1204822.383 | 541700.2856 | 2135451.6275 | 440232.2842 | 917250.6815 | 5239457.2618 |  | 1204822.383 | 541700.2856 | 2135451.6275 | 440232.2842 | 917250.6815 | 5239457.2618 |  | 1026303.4096 | 538809.29 | 2053028.9241 | 740727.9165 | 2013287.5127 | 6372157.0529 |  | 1026303.4096 | 538809.29 | 2053028.9241 | 740727.9165 | 2013287.5127 | 6372157.0529
|  |  | 2160 | 2160 | C3 | 622 | 257 | 1182 | 64 | 35 | 2160 | 546 | 260 | 1192 | 64 | 78 | 2140 | 0 | 0 | 0 | 0 | 0 | 0 | 576 | 137 | 1226 | 105 | 116 | 2160 | 0 | 0 | 0 | 0 | 0 | 0 | 492 | 184 | 1033 | 205 | 246 | 2160 |  |  | C3 | 0.01922 | 0.01922 | 0.02673 | 0.06577 | 0.13781 | C3 | 28203 | 28203 | 28203 | 28203 | 28203 | C3 | 542.0617 | 542.0617 | 753.8662 | 1854.9113 | 3886.6554 | C3 | 295965.6664 | 140936.0316 | 898608.4985 | 118714.3238 | 303159.1235 | 1757383.6438 |  | 337162.3525 | 139309.8466 | 891069.8366 | 118714.3238 | 136032.9401 | 1622289.2996 |  | 312227.5162 | 74262.4474 | 924239.9489 | 194765.6876 | 450852.0299 | 1956347.6299 |  | 312227.5162 | 74262.4474 | 924239.9489 | 194765.6876 | 450852.0299 | 1956347.6299 |  | 266694.3367 | 99739.3454 | 778743.7743 | 380256.8185 | 956117.2358 | 2481551.5108 |  | 266694.3367 | 99739.3454 | 778743.7743 | 380256.8185 | 956117.2358 | 2481551.5108
|  |  | 52 | 52 | C4 | 10 | 0 | 30 | 6 | 6 | 52 | 7 | 0 | 30 | 6 | 9 | 52 | 0 | 0 | 0 | 0 | 0 | 0 | 10 | 0 | 25 | 5 | 12 | 52 | 0 | 0 | 0 | 0 | 0 | 0 | 9 | 1 | 11 | 13 | 18 | 52 |  |  | C4 | 0.01922 | 0.01922 | 0.02673 | 0.06577 | 0.13781 | C4 | 47005 | 47005 | 47005 | 47005 | 47005 | C4 | 903.4361 | 903.4361 | 1256.4436 | 3091.5188 | 6477.759 | C4 | 6324.0527 | 0 | 37693.3095 | 18549.1131 | 58299.8314 | 120866.3067 |  | 9034.361 | 0 | 37693.3095 | 18549.1131 | 38866.5543 | 104143.3379 |  | 9034.361 | 0 | 31411.0912 | 15457.5943 | 77733.1086 | 133636.1551 |  | 9034.361 | 0 | 31411.0912 | 15457.5943 | 77733.1086 | 133636.1551 |  | 8130.9249 | 903.4361 | 13820.8801 | 40189.745 | 116599.6629 | 179644.6491 |  | 8130.9249 | 903.4361 | 13820.8801 | 40189.745 | 116599.6629 | 179644.6491
|  |  | 15631 | 15631 |  | 5401 | 3487 | 6192 | 332 | 219 |  | 4983 | 3527 | 6245 | 332 | 391 |  | 0 | 0 | 0 | 0 | 0 |  | 4872 | 2480 | 7042 | 606 | 631 |  | 0 | 0 | 0 | 0 | 0 |  | 4130 | 2373 | 6734 | 1044 | 1350 | [22 empty] | 1793898.8576 | 1198931.9796 | 3267909.4182 | 431947.0137 | 1076085.3334 | 7768772.6025 |  | 1950012.6157 | 1185344.3006 | 3240418.4311 | 431947.0137 | 590253.4046 | 7397975.7658 |  | 1766904.1869 | 829462.7521 | 3633584.7781 | 771643.105 | 1716087.9275 | 8717682.7496 |  | 1766904.1869 | 829462.7521 | 3633584.7781 | 771643.105 | 1716087.9275 | 8717682.7496 |  | 1500715.7744 | 815766.6609 | 3410239.3548 | 1357671.4182 | 3646460.1244 | 10730853.3327 |  | 1500715.7744 | 815766.6609 | 3410239.3548 | 1357671.4182 | 3646460.1244 | 10730853.3327
| HV UG Cable |  | 2105.183 | 2105.183 | C1 | 1093.64 | 827.705 | 176.287 | 4.299 | 3.252 | 2105.183 | 1066.273 | 832.287 | 177.219 | 4.312 | 6.1 | 2086.191 | 0 | 0 | 0 | 0 | 0 | 0 | 0 | 0 | 0 | 0 | 0 | 0 | 0 | 0 | 0 | 0 | 0 | 0 | 0 | 0 | 0 | 0 | 0 | 0 |  |  | C1 | 0 | 0 | 0 | 0 | 0 | C1 | 36243.9 | 36243.9 | 36243.9 | 36243.9 | 36243.9 | C1 | 0 | 0 | 0 | 0 | 0 | C1 | 0 | 0 | 0 | 0 | 0 | 0 |  | 0 | 0 | 0 | 0 | 0 | 0 |  | 0 | 0 | 0 | 0 | 0 | 0 |  | 0 | 0 | 0 | 0 | 0 | 0 |  | 0 | 0 | 0 | 0 | 0 | 0 |  | 0 | 0 | 0 | 0 | 0 | 0
|  |  | 6061.967 | 6061.967 | C2 | 2622.669 | 2710.922 | 699.611 | 15.324 | 13.441 | 6061.967 | 2539.906 | 2725.93 | 703.34 | 15.369 | 22.798 | 6007.343 | 0 | 0 | 0 | 0 | 0 | 0 | 0 | 0 | 0 | 0 | 0 | 0 | 0 | 0 | 0 | 0 | 0 | 0 | 0 | 0 | 0 | 0 | 0 | 0 |  |  | C2 | 0 | 0 | 0 | 0 | 0 | C2 | 51777 | 51777 | 51777 | 51777 | 51777 | C2 | 0 | 0 | 0 | 0 | 0 | C2 | 0 | 0 | 0 | 0 | 0 | 0 |  | 0 | 0 | 0 | 0 | 0 | 0 |  | 0 | 0 | 0 | 0 | 0 | 0 |  | 0 | 0 | 0 | 0 | 0 | 0 |  | 0 | 0 | 0 | 0 | 0 | 0 |  | 0 | 0 | 0 | 0 | 0 | 0
|  |  | 4526.848 | 4526.848 | C3 | 1780.594 | 2169.131 | 550.763 | 12.563 | 13.797 | 4526.848 | 1711.749 | 2181.139 | 553.7 | 17.187 | 22.344 | 4486.119 | 0 | 0 | 0 | 0 | 0 | 0 | 0 | 0 | 0 | 0 | 0 | 0 | 0 | 0 | 0 | 0 | 0 | 0 | 0 | 0 | 0 | 0 | 0 | 0 |  |  | C3 | 0 | 0 | 0 | 0 | 0 | C3 | 77665.5 | 77665.5 | 77665.5 | 77665.5 | 77665.5 | C3 | 0 | 0 | 0 | 0 | 0 | C3 | 0 | 0 | 0 | 0 | 0 | 0 |  | 0 | 0 | 0 | 0 | 0 | 0 |  | 0 | 0 | 0 | 0 | 0 | 0 |  | 0 | 0 | 0 | 0 | 0 | 0 |  | 0 | 0 | 0 | 0 | 0 | 0 |  | 0 | 0 | 0 | 0 | 0 | 0
|  |  | 0 | 0 | C4 | 0 | 0 | 0 | 0 | 0 | 0 | 0 | 0 | 0 | 0 | 0 | 0 | 0 | 0 | 0 | 0 | 0 | 0 | 0 | 0 | 0 | 0 | 0 | 0 | 0 | 0 | 0 | 0 | 0 | 0 | 0 | 0 | 0 | 0 | 0 | 0 |  |  | C4 | 0 | 0 | 0 | 0 | 0 | C4 | 129442.5 | 129442.5 | 129442.5 | 129442.5 | 129442.5 | C4 | 0 | 0 | 0 | 0 | 0 | C4 | 0 | 0 | 0 | 0 | 0 | 0 |  | 0 | 0 | 0 | 0 | 0 | 0 |  | 0 | 0 | 0 | 0 | 0 | 0 |  | 0 | 0 | 0 | 0 | 0 | 0 |  | 0 | 0 | 0 | 0 | 0 | 0 |  | 0 | 0 | 0 | 0 | 0 | 0
|  |  | 12693.998 | 12693.998 |  | 5496.903 | 5707.758 | 1426.661 | 32.186 | 30.49 |  | 5317.928 | 5739.356 | 1434.259 | 36.868 | 51.242 |  | 0 | 0 | 0 | 0 | 0 |  | 0 | 0 | 0 | 0 | 0 |  | 0 | 0 | 0 | 0 | 0 |  | 0 | 0 | 0 | 0 | 0 | [22 empty] | 0 | 0 | 0 | 0 | 0 | 0 |  | 0 | 0 | 0 | 0 | 0 | 0 |  | 0 | 0 | 0 | 0 | 0 | 0 |  | 0 | 0 | 0 | 0 | 0 | 0 |  | 0 | 0 | 0 | 0 | 0 | 0 |  | 0 | 0 | 0 | 0 | 0 | 0
| HV OHL Support - Poles |  | 0 | 0 | C1 | 0 | 0 | 0 | 0 | 0 | 0 | 0 | 0 | 0 | 0 | 0 | 0 | 0 | 0 | 0 | 0 | 0 | 0 | 0 | 0 | 0 | 0 | 0 | 0 | 0 | 0 | 0 | 0 | 0 | 0 | 0 | 0 | 0 | 0 | 0 | 0 |  |  | C1 | 0.01282 | 0.01282 | 0.01784 | 0.04389 | 0.09196 | C1 | 5700.8 | 5700.8 | 5700.8 | 5700.8 | 5700.8 | C1 | 73.0843 | 73.0843 | 101.7023 | 250.2081 | 524.2456 | C1 | 0 | 0 | 0 | 0 | 0 | 0 |  | 0 | 0 | 0 | 0 | 0 | 0 |  | 0 | 0 | 0 | 0 | 0 | 0 |  | 0 | 0 | 0 | 0 | 0 | 0 |  | 0 | 0 | 0 | 0 | 0 | 0 |  | 0 | 0 | 0 | 0 | 0 | 0
|  |  | 179806 | 179806 | C2 | 71680 | 49912 | 24357 | 15724 | 18133 | 179806 | 64978 | 49912 | 24692 | 16728 | 23484 | 179794 | 0 | 0 | 0 | 0 | 0 | 0 | 54510 | 49912 | 25216 | 18300 | 31868 | 179806 | 0 | 0 | 0 | 0 | 0 | 0 | 37135 | 49912 | 26084 | 20906 | 45769 | 179806 |  |  | C2 | 0.01282 | 0.01282 | 0.01784 | 0.04389 | 0.09196 | C2 | 8144 | 8144 | 8144 | 8144 | 8144 | C2 | 104.4061 | 104.4061 | 145.289 | 357.4402 | 748.9222 | C2 | 6784098.2662 | 5211116.265 | 3587475.0003 | 5979258.9965 | 17587689.8842 | 39149638.4122 |  | 7483827.8144 | 5211116.265 | 3538803.1987 | 5620389.0758 | 13580206.9779 | 35434343.3318 |  | 5691175.4208 | 5211116.265 | 3663606.4154 | 6541154.928 | 23866653.9443 | 44973706.9734 |  | 5691175.4208 | 5211116.265 | 3663606.4154 | 6541154.928 | 23866653.9443 | 44973706.9734 |  | 3877119.7808 | 5211116.265 | 3789717.2326 | 7472643.985 | 34277422.0026 | 54628019.2659 |  | 3877119.7808 | 5211116.265 | 3789717.2326 | 7472643.985 | 34277422.0026 | 54628019.2659
|  |  | 21244 | 21244 | C3 | 8469 | 5897 | 2878 | 1858 | 2142 | 21244 | 7678 | 5897 | 2917 | 1977 | 2775 | 21244 | 0 | 0 | 0 | 0 | 0 | 0 | 6439 | 5897 | 2979 | 2162 | 3767 | 21244 | 0 | 0 | 0 | 0 | 0 | 0 | 4388 | 5897 | 3082 | 2470 | 5407 | 21244 |  |  | C3 | 0.01282 | 0.01282 | 0.01784 | 0.04389 | 0.09196 | C3 | 12216 | 12216 | 12216 | 12216 | 12216 | C3 | 156.6091 | 156.6091 | 217.9334 | 536.1602 | 1123.3834 | C3 | 1202444.8234 | 923523.9806 | 635711.8445 | 1059988.7945 | 3117388.824 | 6939058.267 |  | 1326322.6373 | 923523.9806 | 627212.4403 | 996185.7259 | 2406287.1571 | 6279531.9413 |  | 1008406.1237 | 923523.9806 | 649223.7178 | 1159178.4389 | 4231785.1171 | 7972117.3781 |  | 1008406.1237 | 923523.9806 | 649223.7178 | 1159178.4389 | 4231785.1171 | 7972117.3781 |  | 687200.8186 | 923523.9806 | 671670.8621 | 1324315.7928 | 6074133.8275 | 9680845.2816 |  | 687200.8186 | 923523.9806 | 671670.8621 | 1324315.7928 | 6074133.8275 | 9680845.2816
|  |  | 494 | 494 | C4 | 197 | 137 | 67 | 43 | 50 | 494 | 178 | 137 | 68 | 46 | 65 | 494 | 0 | 0 | 0 | 0 | 0 | 0 | 151 | 137 | 69 | 50 | 87 | 494 | 0 | 0 | 0 | 0 | 0 | 0 | 102 | 137 | 72 | 57 | 126 | 494 |  |  | C4 | 0.01282 | 0.01282 | 0.01784 | 0.04389 | 0.09196 | C4 | 20360 | 20360 | 20360 | 20360 | 20360 | C4 | 261.0152 | 261.0152 | 363.2224 | 893.6004 | 1872.3056 | C4 | 46460.7056 | 35759.0824 | 24699.1232 | 41105.6184 | 121699.864 | 269724.3936 |  | 51419.9944 | 35759.0824 | 24335.9008 | 38424.8172 | 93615.28 | 243555.0748 |  | 39413.2952 | 35759.0824 | 25062.3456 | 44680.02 | 162890.5872 | 307805.3304 |  | 39413.2952 | 35759.0824 | 25062.3456 | 44680.02 | 162890.5872 | 307805.3304 |  | 26623.5504 | 35759.0824 | 26152.0128 | 50935.2228 | 235910.5056 | 375380.374 |  | 26623.5504 | 35759.0824 | 26152.0128 | 50935.2228 | 235910.5056 | 375380.374
|  |  | 201544 | 201544 |  | 80346 | 55946 | 27302 | 17625 | 20325 |  | 72834 | 55946 | 27677 | 18751 | 26324 |  | 0 | 0 | 0 | 0 | 0 |  | 61100 | 55946 | 28264 | 20512 | 35722 |  | 0 | 0 | 0 | 0 | 0 |  | 41625 | 55946 | 29238 | 23433 | 51302 | [22 empty] | 8033003.7952 | 6170399.328 | 4247885.968 | 7080353.4094 | 20826778.5722 | 46358421.0727 |  | 8861570.4461 | 6170399.328 | 4190351.5398 | 6654999.619 | 16080109.415 | 41957430.3479 |  | 6738994.8397 | 6170399.328 | 4337892.4787 | 7745013.3869 | 28261329.6486 | 53253629.6819 |  | 6738994.8397 | 6170399.328 | 4337892.4787 | 7745013.3869 | 28261329.6486 | 53253629.6819 |  | 4590944.1498 | 6170399.328 | 4487540.1075 | 8847895.0006 | 40587466.3357 | 64684244.9215 |  | 4590944.1498 | 6170399.328 | 4487540.1075 | 8847895.0006 | 40587466.3357 | 64684244.9215
| [Please insert new asset category as required] |  | 0 | 0 | C1 | 0 | 0 | 0 | 0 | 0 | 0 | 0 | 0 | 0 | 0 | 0 | 0 | 0 | 0 | 0 | 0 | 0 | 0 | 0 | 0 | 0 | 0 | 0 | 0 | 0 | 0 | 0 | 0 | 0 | 0 | 0 | 0 | 0 | 0 | 0 | 0 |  |  | C1 | 0 | 0 | 0 | 0 | 0 | C1 | 0 | 0 | 0 | 0 | 0 | C1 | [5 empty] | C1 | [5 empty] | 0 | [6 empty] | 0 | [6 empty] | 0 | [6 empty] | 0 | [6 empty] | 0 | [6 empty] | 0
|  |  | 0 | 0 | C2 | 0 | 0 | 0 | 0 | 0 | 0 | 0 | 0 | 0 | 0 | 0 | 0 | 0 | 0 | 0 | 0 | 0 | 0 | 0 | 0 | 0 | 0 | 0 | 0 | 0 | 0 | 0 | 0 | 0 | 0 | 0 | 0 | 0 | 0 | 0 | 0 |  |  | C2 | 0 | 0 | 0 | 0 | 0 | C2 | 0 | 0 | 0 | 0 | 0 | C2 | [5 empty] | C2 | [5 empty] | 0 | [6 empty] | 0 | [6 empty] | 0 | [6 empty] | 0 | [6 empty] | 0 | [6 empty] | 0
|  |  | 0 | 0 | C3 | 0 | 0 | 0 | 0 | 0 | 0 | 0 | 0 | 0 | 0 | 0 | 0 | 0 | 0 | 0 | 0 | 0 | 0 | 0 | 0 | 0 | 0 | 0 | 0 | 0 | 0 | 0 | 0 | 0 | 0 | 0 | 0 | 0 | 0 | 0 | 0 |  |  | C3 | 0 | 0 | 0 | 0 | 0 | C3 | 0 | 0 | 0 | 0 | 0 | C3 | [5 empty] | C3 | [5 empty] | 0 | [6 empty] | 0 | [6 empty] | 0 | [6 empty] | 0 | [6 empty] | 0 | [6 empty] | 0
|  |  | 0 | 0 | C4 | 0 | 0 | 0 | 0 | 0 | 0 | 0 | 0 | 0 | 0 | 0 | 0 | 0 | 0 | 0 | 0 | 0 | 0 | 0 | 0 | 0 | 0 | 0 | 0 | 0 | 0 | 0 | 0 | 0 | 0 | 0 | 0 | 0 | 0 | 0 | 0 |  |  | C4 | 0 | 0 | 0 | 0 | 0 | C4 | 0 | 0 | 0 | 0 | 0 | C4 | [5 empty] | C4 | [5 empty] | 0 | [6 empty] | 0 | [6 empty] | 0 | [6 empty] | 0 | [6 empty] | 0 | [6 empty] | 0
|  |  | 0 | 0 |  | 0 | 0 | 0 | 0 | 0 |  | 0 | 0 | 0 | 0 | 0 |  | 0 | 0 | 0 | 0 | 0 |  | 0 | 0 | 0 | 0 | 0 |  | 0 | 0 | 0 | 0 | 0 |  | 0 | 0 | 0 | 0 | 0 | [22 empty] | 0 | 0 | 0 | 0 | 0 | 0 |  | 0 | 0 | 0 | 0 | 0 | 0 |  | 0 | 0 | 0 | 0 | 0 | 0 |  | 0 | 0 | 0 | 0 | 0 | 0 |  | 0 | 0 | 0 | 0 | 0 | 0 |  | 0 | 0 | 0 | 0 | 0 | 0
| [Please insert new asset category as required] |  | 0 | 0 | C1 | 0 | 0 | 0 | 0 | 0 | 0 | 0 | 0 | 0 | 0 | 0 | 0 | 0 | 0 | 0 | 0 | 0 | 0 | 0 | 0 | 0 | 0 | 0 | 0 | 0 | 0 | 0 | 0 | 0 | 0 | 0 | 0 | 0 | 0 | 0 | 0 |  |  | C1 | 0 | 0 | 0 | 0 | 0 | C1 | 0 | 0 | 0 | 0 | 0 | C1 | [5 empty] | C1 | [5 empty] | 0 | [6 empty] | 0 | [6 empty] | 0 | [6 empty] | 0 | [6 empty] | 0 | [6 empty] | 0
|  |  | 0 | 0 | C2 | 0 | 0 | 0 | 0 | 0 | 0 | 0 | 0 | 0 | 0 | 0 | 0 | 0 | 0 | 0 | 0 | 0 | 0 | 0 | 0 | 0 | 0 | 0 | 0 | 0 | 0 | 0 | 0 | 0 | 0 | 0 | 0 | 0 | 0 | 0 | 0 |  |  | C2 | 0 | 0 | 0 | 0 | 0 | C2 | 0 | 0 | 0 | 0 | 0 | C2 | [5 empty] | C2 | [5 empty] | 0 | [6 empty] | 0 | [6 empty] | 0 | [6 empty] | 0 | [6 empty] | 0 | [6 empty] | 0
|  |  | 0 | 0 | C3 | 0 | 0 | 0 | 0 | 0 | 0 | 0 | 0 | 0 | 0 | 0 | 0 | 0 | 0 | 0 | 0 | 0 | 0 | 0 | 0 | 0 | 0 | 0 | 0 | 0 | 0 | 0 | 0 | 0 | 0 | 0 | 0 | 0 | 0 | 0 | 0 |  |  | C3 | 0 | 0 | 0 | 0 | 0 | C3 | 0 | 0 | 0 | 0 | 0 | C3 | [5 empty] | C3 | [5 empty] | 0 | [6 empty] | 0 | [6 empty] | 0 | [6 empty] | 0 | [6 empty] | 0 | [6 empty] | 0
|  |  | 0 | 0 | C4 | 0 | 0 | 0 | 0 | 0 | 0 | 0 | 0 | 0 | 0 | 0 | 0 | 0 | 0 | 0 | 0 | 0 | 0 | 0 | 0 | 0 | 0 | 0 | 0 | 0 | 0 | 0 | 0 | 0 | 0 | 0 | 0 | 0 | 0 | 0 | 0 |  |  | C4 | 0 | 0 | 0 | 0 | 0 | C4 | 0 | 0 | 0 | 0 | 0 | C4 | [5 empty] | C4 | [5 empty] | 0 | [6 empty] | 0 | [6 empty] | 0 | [6 empty] | 0 | [6 empty] | 0 | [6 empty] | 0
|  |  | 0 | 0 |  | 0 | 0 | 0 | 0 | 0 |  | 0 | 0 | 0 | 0 | 0 |  | 0 | 0 | 0 | 0 | 0 |  | 0 | 0 | 0 | 0 | 0 |  | 0 | 0 | 0 | 0 | 0 |  | 0 | 0 | 0 | 0 | 0 | [22 empty] | 0 | 0 | 0 | 0 | 0 | 0 |  | 0 | 0 | 0 | 0 | 0 | 0 |  | 0 | 0 | 0 | 0 | 0 | 0 |  | 0 | 0 | 0 | 0 | 0 | 0 |  | 0 | 0 | 0 | 0 | 0 | 0 |  | 0 | 0 | 0 | 0 | 0 | 0
| [Please insert new asset category as required] |  | 0 | 0 | C1 | 0 | 0 | 0 | 0 | 0 | 0 | 0 | 0 | 0 | 0 | 0 | 0 | 0 | 0 | 0 | 0 | 0 | 0 | 0 | 0 | 0 | 0 | 0 | 0 | 0 | 0 | 0 | 0 | 0 | 0 | 0 | 0 | 0 | 0 | 0 | 0 |  |  | C1 | 0 | 0 | 0 | 0 | 0 | C1 | 0 | 0 | 0 | 0 | 0 | C1 | [5 empty] | C1 | [5 empty] | 0 | [6 empty] | 0 | [6 empty] | 0 | [6 empty] | 0 | [6 empty] | 0 | [6 empty] | 0
|  |  | 0 | 0 | C2 | 0 | 0 | 0 | 0 | 0 | 0 | 0 | 0 | 0 | 0 | 0 | 0 | 0 | 0 | 0 | 0 | 0 | 0 | 0 | 0 | 0 | 0 | 0 | 0 | 0 | 0 | 0 | 0 | 0 | 0 | 0 | 0 | 0 | 0 | 0 | 0 |  |  | C2 | 0 | 0 | 0 | 0 | 0 | C2 | 0 | 0 | 0 | 0 | 0 | C2 | [5 empty] | C2 | [5 empty] | 0 | [6 empty] | 0 | [6 empty] | 0 | [6 empty] | 0 | [6 empty] | 0 | [6 empty] | 0
|  |  | 0 | 0 | C3 | 0 | 0 | 0 | 0 | 0 | 0 | 0 | 0 | 0 | 0 | 0 | 0 | 0 | 0 | 0 | 0 | 0 | 0 | 0 | 0 | 0 | 0 | 0 | 0 | 0 | 0 | 0 | 0 | 0 | 0 | 0 | 0 | 0 | 0 | 0 | 0 |  |  | C3 | 0 | 0 | 0 | 0 | 0 | C3 | 0 | 0 | 0 | 0 | 0 | C3 | [5 empty] | C3 | [5 empty] | 0 | [6 empty] | 0 | [6 empty] | 0 | [6 empty] | 0 | [6 empty] | 0 | [6 empty] | 0
|  |  | 0 | 0 | C4 | 0 | 0 | 0 | 0 | 0 | 0 | 0 | 0 | 0 | 0 | 0 | 0 | 0 | 0 | 0 | 0 | 0 | 0 | 0 | 0 | 0 | 0 | 0 | 0 | 0 | 0 | 0 | 0 | 0 | 0 | 0 | 0 | 0 | 0 | 0 | 0 |  |  | C4 | 0 | 0 | 0 | 0 | 0 | C4 | 0 | 0 | 0 | 0 | 0 | C4 | [5 empty] | C4 | [5 empty] | 0 | [6 empty] | 0 | [6 empty] | 0 | [6 empty] | 0 | [6 empty] | 0 | [6 empty] | 0
|  |  | 0 | 0 |  | 0 | 0 | 0 | 0 | 0 |  | 0 | 0 | 0 | 0 | 0 |  | 0 | 0 | 0 | 0 | 0 |  | 0 | 0 | 0 | 0 | 0 |  | 0 | 0 | 0 | 0 | 0 |  | 0 | 0 | 0 | 0 | 0 | [22 empty] | 0 | 0 | 0 | 0 | 0 | 0 |  | 0 | 0 | 0 | 0 | 0 | 0 |  | 0 | 0 | 0 | 0 | 0 | 0 |  | 0 | 0 | 0 | 0 | 0 | 0 |  | 0 | 0 | 0 | 0 | 0 | 0 |  | 0 | 0 | 0 | 0 | 0 | 0
| [Please insert new asset category as required] |  | 0 | 0 | C1 | 0 | 0 | 0 | 0 | 0 | 0 | 0 | 0 | 0 | 0 | 0 | 0 | 0 | 0 | 0 | 0 | 0 | 0 | 0 | 0 | 0 | 0 | 0 | 0 | 0 | 0 | 0 | 0 | 0 | 0 | 0 | 0 | 0 | 0 | 0 | 0 |  |  | C1 | 0 | 0 | 0 | 0 | 0 | C1 | 0 | 0 | 0 | 0 | 0 | C1 | [5 empty] | C1 | [5 empty] | 0 | [6 empty] | 0 | [6 empty] | 0 | [6 empty] | 0 | [6 empty] | 0 | [6 empty] | 0
|  |  | 0 | 0 | C2 | 0 | 0 | 0 | 0 | 0 | 0 | 0 | 0 | 0 | 0 | 0 | 0 | 0 | 0 | 0 | 0 | 0 | 0 | 0 | 0 | 0 | 0 | 0 | 0 | 0 | 0 | 0 | 0 | 0 | 0 | 0 | 0 | 0 | 0 | 0 | 0 |  |  | C2 | 0 | 0 | 0 | 0 | 0 | C2 | 0 | 0 | 0 | 0 | 0 | C2 | [5 empty] | C2 | [5 empty] | 0 | [6 empty] | 0 | [6 empty] | 0 | [6 empty] | 0 | [6 empty] | 0 | [6 empty] | 0
|  |  | 0 | 0 | C3 | 0 | 0 | 0 | 0 | 0 | 0 | 0 | 0 | 0 | 0 | 0 | 0 | 0 | 0 | 0 | 0 | 0 | 0 | 0 | 0 | 0 | 0 | 0 | 0 | 0 | 0 | 0 | 0 | 0 | 0 | 0 | 0 | 0 | 0 | 0 | 0 |  |  | C3 | 0 | 0 | 0 | 0 | 0 | C3 | 0 | 0 | 0 | 0 | 0 | C3 | [5 empty] | C3 | [5 empty] | 0 | [6 empty] | 0 | [6 empty] | 0 | [6 empty] | 0 | [6 empty] | 0 | [6 empty] | 0
|  |  | 0 | 0 | C4 | 0 | 0 | 0 | 0 | 0 | 0 | 0 | 0 | 0 | 0 | 0 | 0 | 0 | 0 | 0 | 0 | 0 | 0 | 0 | 0 | 0 | 0 | 0 | 0 | 0 | 0 | 0 | 0 | 0 | 0 | 0 | 0 | 0 | 0 | 0 | 0 |  |  | C4 | 0 | 0 | 0 | 0 | 0 | C4 | 0 | 0 | 0 | 0 | 0 | C4 | [5 empty] | C4 | [5 empty] | 0 | [6 empty] | 0 | [6 empty] | 0 | [6 empty] | 0 | [6 empty] | 0 | [6 empty] | 0
|  |  | 0 | 0 |  | 0 | 0 | 0 | 0 | 0 |  | 0 | 0 | 0 | 0 | 0 |  | 0 | 0 | 0 | 0 | 0 |  | 0 | 0 | 0 | 0 | 0 |  | 0 | 0 | 0 | 0 | 0 |  | 0 | 0 | 0 | 0 | 0 | [22 empty] | 0 | 0 | 0 | 0 | 0 | 0 |  | 0 | 0 | 0 | 0 | 0 | 0 |  | 0 | 0 | 0 | 0 | 0 | 0 |  | 0 | 0 | 0 | 0 | 0 | 0 |  | 0 | 0 | 0 | 0 | 0 | 0 |  | 0 | 0 | 0 | 0 | 0 | 0
| [Please insert new asset category as required] |  | 0 | 0 | C1 | 0 | 0 | 0 | 0 | 0 | 0 | 0 | 0 | 0 | 0 | 0 | 0 | 0 | 0 | 0 | 0 | 0 | 0 | 0 | 0 | 0 | 0 | 0 | 0 | 0 | 0 | 0 | 0 | 0 | 0 | 0 | 0 | 0 | 0 | 0 | 0 |  |  | C1 | 0 | 0 | 0 | 0 | 0 | C1 | 0 | 0 | 0 | 0 | 0 | C1 | [5 empty] | C1 | [5 empty] | 0 | [6 empty] | 0 | [6 empty] | 0 | [6 empty] | 0 | [6 empty] | 0 | [6 empty] | 0
|  |  | 0 | 0 | C2 | 0 | 0 | 0 | 0 | 0 | 0 | 0 | 0 | 0 | 0 | 0 | 0 | 0 | 0 | 0 | 0 | 0 | 0 | 0 | 0 | 0 | 0 | 0 | 0 | 0 | 0 | 0 | 0 | 0 | 0 | 0 | 0 | 0 | 0 | 0 | 0 |  |  | C2 | 0 | 0 | 0 | 0 | 0 | C2 | 0 | 0 | 0 | 0 | 0 | C2 | [5 empty] | C2 | [5 empty] | 0 | [6 empty] | 0 | [6 empty] | 0 | [6 empty] | 0 | [6 empty] | 0 | [6 empty] | 0
|  |  | 0 | 0 | C3 | 0 | 0 | 0 | 0 | 0 | 0 | 0 | 0 | 0 | 0 | 0 | 0 | 0 | 0 | 0 | 0 | 0 | 0 | 0 | 0 | 0 | 0 | 0 | 0 | 0 | 0 | 0 | 0 | 0 | 0 | 0 | 0 | 0 | 0 | 0 | 0 |  |  | C3 | 0 | 0 | 0 | 0 | 0 | C3 | 0 | 0 | 0 | 0 | 0 | C3 | [5 empty] | C3 | [5 empty] | 0 | [6 empty] | 0 | [6 empty] | 0 | [6 empty] | 0 | [6 empty] | 0 | [6 empty] | 0
|  |  | 0 | 0 | C4 | 0 | 0 | 0 | 0 | 0 | 0 | 0 | 0 | 0 | 0 | 0 | 0 | 0 | 0 | 0 | 0 | 0 | 0 | 0 | 0 | 0 | 0 | 0 | 0 | 0 | 0 | 0 | 0 | 0 | 0 | 0 | 0 | 0 | 0 | 0 | 0 |  |  | C4 | 0 | 0 | 0 | 0 | 0 | C4 | 0 | 0 | 0 | 0 | 0 | C4 | [5 empty] | C4 | [5 empty] | 0 | [6 empty] | 0 | [6 empty] | 0 | [6 empty] | 0 | [6 empty] | 0 | [6 empty] | 0
|  |  | 0 | 0 |  | 0 | 0 | 0 | 0 | 0 |  | 0 | 0 | 0 | 0 | 0 |  | 0 | 0 | 0 | 0 | 0 |  | 0 | 0 | 0 | 0 | 0 |  | 0 | 0 | 0 | 0 | 0 |  | 0 | 0 | 0 | 0 | 0 | [22 empty] | 0 | 0 | 0 | 0 | 0 | 0 |  | 0 | 0 | 0 | 0 | 0 | 0 |  | 0 | 0 | 0 | 0 | 0 | 0 |  | 0 | 0 | 0 | 0 | 0 | 0 |  | 0 | 0 | 0 | 0 | 0 | 0 |  | 0 | 0 | 0 | 0 | 0 | 0
[63 empty] | 14744158.1432 | 9928839.9565 | 14427742.3605 | 10148383.2827 | 25562120.2337 | 74811243.9766 |  | 16788650.3144 | 9831506.6339 | 13989122.5543 | 8115021.4852 | 17019778.6337 | 65744079.6214 |  | 13286476.4446 | 10012583.6049 | 13980733.1955 | 12583116.0052 | 31522055.47 | 81384964.7201 |  | 13286476.4446 | 10012583.6049 | 13980733.1955 | 12583116.0052 | 31522055.47 | 81384964.7201 |  | 10071196.4312 | 10143934.5756 | 12361989.0137 | 16897940.0668 | 52946466.1821 | 102421526.2695 |  | 10071196.4312 | 10143934.5756 | 12361989.0137 | 16897940.0668 | 52946466.1821 | 102421526.2695
| EHV Network | [66 empty] | 0 | [6 empty] | 0 | [6 empty] | 0 | [6 empty] | 0 | [6 empty] | 0 | [6 empty] | 0
| EHV Switchgear (GM) |  | 162 | 162 | C1 | 38 | 29 | 93 | 2 | 0 | 162 | 26 | 30 | 94 | 2 | 5 | 157 | 0 | 0 | 0 | 0 | 0 | 0 | 35 | 24 | 43 | 58 | 2 | 162 | 0 | 0 | 0 | 0 | 0 | 0 | 33 | 22 | 22 | 25 | 60 | 162 |  |  | C1 | 0.01282 | 0.01282 | 0.01784 | 0.04389 | 0.09196 | C1 | 72538.9 | 72538.9 | 72538.9 | 72538.9 | 72538.9 | C1 | 929.9487 | 929.9487 | 1294.094 | 3183.7323 | 6670.6772 | C1 | 24178.6661 | 27898.4609 | 121644.8337 | 6367.4646 | 33353.3862 | 213442.8117 |  | 35338.0505 | 26968.5122 | 120350.7398 | 6367.4646 | 0 | 189024.7672 |  | 32548.2044 | 22318.7688 | 55646.041 | 184656.4746 | 13341.3545 | 308510.8433 |  | 32548.2044 | 22318.7688 | 55646.041 | 184656.4746 | 13341.3545 | 308510.8433 |  | 30688.307 | 20458.8714 | 28470.0675 | 79593.308 | 400240.6346 | 559451.1885 |  | 30688.307 | 20458.8714 | 28470.0675 | 79593.308 | 400240.6346 | 559451.1885
|  |  | 241 | 241 | C2 | 122 | 24 | 92 | 1 | 2 | 241 | 100 | 27 | 96 | 2 | 12 | 237 | 0 | 0 | 0 | 0 | 0 | 0 | 121 | 9 | 52 | 57 | 2 | 241 | 0 | 0 | 0 | 0 | 0 | 0 | 114 | 13 | 39 | 16 | 59 | 241 |  |  | C2 | 0.01282 | 0.01282 | 0.01784 | 0.04389 | 0.09196 | C2 | 103627 | 103627 | 103627 | 103627 | 103627 | C2 | 1328.4981 | 1328.4981 | 1848.7057 | 4548.189 | 9529.5389 | C2 | 132849.814 | 35869.4498 | 177475.7453 | 9096.3781 | 114354.467 | 469645.8542 |  | 162076.7731 | 31883.9554 | 170080.9226 | 4548.189 | 19059.0778 | 387648.9179 |  | 160748.2749 | 11956.4833 | 96132.6954 | 259246.7747 | 19059.0778 | 547143.3061 |  | 160748.2749 | 11956.4833 | 96132.6954 | 259246.7747 | 19059.0778 | 547143.3061 |  | 151448.788 | 17270.4758 | 72099.5215 | 72771.0245 | 562242.7963 | 875832.6061 |  | 151448.788 | 17270.4758 | 72099.5215 | 72771.0245 | 562242.7963 | 875832.6061
|  |  | 54 | 54 | C3 | 24 | 7 | 22 | 1 | 0 | 54 | 9 | 7 | 30 | 2 | 1 | 49 | 0 | 0 | 0 | 0 | 0 | 0 | 24 | 2 | 15 | 12 | 1 | 54 | 0 | 0 | 0 | 0 | 0 | 0 | 19 | 7 | 5 | 10 | 13 | 54 |  |  | C3 | 0.01282 | 0.01282 | 0.01784 | 0.04389 | 0.09196 | C3 | 155440.5 | 155440.5 | 155440.5 | 155440.5 | 155440.5 | C3 | 1992.7472 | 1992.7472 | 2773.0585 | 6822.2835 | 14294.3084 | C3 | 17934.7249 | 13949.2305 | 83191.7556 | 13644.5671 | 14294.3084 | 143014.5864 |  | 47825.933 | 13949.2305 | 61007.2874 | 6822.2835 | 0 | 129604.7345 |  | 47825.933 | 3985.4944 | 41595.8778 | 81867.4025 | 14294.3084 | 189569.0162 |  | 47825.933 | 3985.4944 | 41595.8778 | 81867.4025 | 14294.3084 | 189569.0162 |  | 37862.197 | 13949.2305 | 13865.2926 | 68222.8354 | 185826.0089 | 319725.5644 |  | 37862.197 | 13949.2305 | 13865.2926 | 68222.8354 | 185826.0089 | 319725.5644
|  |  | 10 | 10 | C4 | 6 | 2 | 2 | 0 | 0 | 10 | 2 | 2 | 2 | 2 | 2 | 10 | 0 | 0 | 0 | 0 | 0 | 0 | 6 | 1 | 3 | 0 | 0 | 10 | 0 | 0 | 0 | 0 | 0 | 0 | 5 | 2 | 3 | 0 | 0 | 10 |  |  | C4 | 0.01282 | 0.01282 | 0.01784 | 0.04389 | 0.09196 | C4 | 259067.5 | 259067.5 | 259067.5 | 259067.5 | 259067.5 | C4 | 3321.2454 | 3321.2454 | 4621.7642 | 11370.4726 | 23823.8473 | C4 | 6642.4907 | 6642.4907 | 9243.5284 | 22740.9451 | 47647.6946 | 92917.1496 |  | 19927.4721 | 6642.4907 | 9243.5284 | 0 | 0 | 35813.4912 |  | 19927.4721 | 3321.2454 | 13865.2926 | 0 | 0 | 37114.01 |  | 19927.4721 | 3321.2454 | 13865.2926 | 0 | 0 | 37114.01 |  | 16606.2268 | 6642.4907 | 13865.2926 | 0 | 0 | 37114.0101 |  | 16606.2268 | 6642.4907 | 13865.2926 | 0 | 0 | 37114.0101
|  |  | 467 | 467 |  | 190 | 62 | 209 | 4 | 2 |  | 137 | 66 | 222 | 8 | 20 |  | 0 | 0 | 0 | 0 | 0 |  | 186 | 36 | 113 | 127 | 5 |  | 0 | 0 | 0 | 0 | 0 |  | 171 | 44 | 69 | 51 | 132 | [22 empty] | 181605.6957 | 84359.6319 | 391555.863 | 51849.3549 | 209649.8562 | 919020.4018 |  | 265168.2287 | 79444.1888 | 360682.4782 | 17737.9372 | 19059.0778 | 742091.9107 |  | 261049.8845 | 41581.9918 | 207239.9067 | 525770.6519 | 46694.7407 | 1082337.1756 |  | 261049.8845 | 41581.9918 | 207239.9067 | 525770.6519 | 46694.7407 | 1082337.1756 |  | 236605.5187 | 58321.0683 | 128300.1742 | 220587.168 | 1148309.4399 | 1792123.3691 |  | 236605.5187 | 58321.0683 | 128300.1742 | 220587.168 | 1148309.4399 | 1792123.3691
| EHV Transformer |  | 114 | 114 | C1 | 25 | 2 | 48 | 31 | 8 | 114 | 18 | 2 | 51 | 31 | 12 | 114 | 0 | 0 | 0 | 0 | 0 | 0 | 20 | 7 | 33 | 25 | 29 | 114 | 0 | 0 | 0 | 0 | 0 | 0 | 18 | 9 | 29 | 9 | 49 | 114 |  |  | C1 | 0.01282 | 0.01282 | 0.01784 | 0.04389 | 0.09196 | C1 | 299274.5 | 299274.5 | 299274.5 | 299274.5 | 299274.5 | C1 | 3836.6991 | 3836.6991 | 5339.0571 | 13135.1578 | 27521.283 | C1 | 69060.5836 | 7673.3982 | 272291.9111 | 407189.892 | 330255.3962 | 1086471.1811 |  | 95917.4772 | 7673.3982 | 256274.7398 | 407189.892 | 220170.2642 | 987225.7714 |  | 76733.9818 | 26856.8936 | 176188.8836 | 328378.9451 | 798117.2076 | 1406275.9118 |  | 76733.9818 | 26856.8936 | 176188.8836 | 328378.9451 | 798117.2076 | 1406275.9118 |  | 69060.5836 | 34530.2918 | 154832.6553 | 118216.4202 | 1348542.868 | 1725182.819 |  | 69060.5836 | 34530.2918 | 154832.6553 | 118216.4202 | 1348542.868 | 1725182.819
|  |  | 73 | 73 | C2 | 19 | 3 | 36 | 15 | 0 | 73 | 17 | 3 | 37 | 15 | 0 | 72 | 0 | 0 | 0 | 0 | 0 | 0 | 16 | 6 | 32 | 9 | 10 | 73 | 0 | 0 | 0 | 0 | 0 | 0 | 14 | 8 | 23 | 10 | 18 | 73 |  |  | C2 | 0.01282 | 0.01282 | 0.01784 | 0.04389 | 0.09196 | C2 | 427535 | 427535 | 427535 | 427535 | 427535 | C2 | 5480.9987 | 5480.9987 | 7627.2244 | 18764.5111 | 39316.1186 | C2 | 93176.9779 | 16442.9961 | 282207.3028 | 281467.6672 | 0 | 673294.9441 |  | 104138.9753 | 16442.9961 | 274580.0784 | 281467.6672 | 0 | 676629.7171 |  | 87695.9792 | 32885.9922 | 244071.1808 | 168880.6003 | 393161.186 | 926694.9385 |  | 87695.9792 | 32885.9922 | 244071.1808 | 168880.6003 | 393161.186 | 926694.9385 |  | 76733.9818 | 43847.9896 | 175426.1612 | 187645.1115 | 707690.1348 | 1191343.3789 |  | 76733.9818 | 43847.9896 | 175426.1612 | 187645.1115 | 707690.1348 | 1191343.3789
|  |  | 73 | 73 | C3 | 24 | 2 | 38 | 8 | 1 | 73 | 16 | 2 | 41 | 8 | 5 | 72 | 0 | 0 | 0 | 0 | 0 | 0 | 23 | 3 | 30 | 11 | 6 | 73 | 0 | 0 | 0 | 0 | 0 | 0 | 21 | 5 | 17 | 17 | 13 | 73 |  |  | C3 | 0.01282 | 0.01282 | 0.01784 | 0.04389 | 0.09196 | C3 | 641302.5 | 641302.5 | 641302.5 | 641302.5 | 641302.5 | C3 | 8221.4981 | 8221.4981 | 11440.8366 | 28146.7667 | 58974.1779 | C3 | 131543.9688 | 16442.9961 | 469074.3006 | 225174.1338 | 294870.8895 | 1137106.2888 |  | 197315.9532 | 16442.9961 | 434751.7908 | 225174.1338 | 58974.1779 | 932659.0518 |  | 189094.4551 | 24664.4941 | 343225.098 | 309614.434 | 353845.0674 | 1220443.5487 |  | 189094.4551 | 24664.4941 | 343225.098 | 309614.434 | 353845.0674 | 1220443.5487 |  | 172651.4591 | 41107.4903 | 194494.2222 | 478495.0343 | 766664.3127 | 1653412.5185 |  | 172651.4591 | 41107.4903 | 194494.2222 | 478495.0343 | 766664.3127 | 1653412.5185
|  |  | 12 | 12 | C4 | 2 | 1 | 6 | 3 | 0 | 12 | 0 | 1 | 6 | 3 | 2 | 12 | 0 | 0 | 0 | 0 | 0 | 0 | 2 | 0 | 4 | 3 | 3 | 12 | 0 | 0 | 0 | 0 | 0 | 0 | 2 | 0 | 2 | 2 | 6 | 12 |  |  | C4 | 0.01282 | 0.01282 | 0.01784 | 0.04389 | 0.09196 | C4 | 1068837.5 | 1068837.5 | 1068837.5 | 1068837.5 | 1068837.5 | C4 | 13702.4968 | 13702.4968 | 19068.061 | 46911.2779 | 98290.2965 | C4 | 0 | 13702.4968 | 114408.366 | 140733.8336 | 196580.593 | 465425.2894 |  | 27404.9935 | 13702.4968 | 114408.366 | 140733.8336 | 0 | 296249.6899 |  | 27404.9935 | 0 | 76272.244 | 140733.8336 | 294870.8895 | 539281.9606 |  | 27404.9935 | 0 | 76272.244 | 140733.8336 | 294870.8895 | 539281.9606 |  | 27404.9935 | 0 | 38136.122 | 93822.5557 | 589741.779 | 749105.4502 |  | 27404.9935 | 0 | 38136.122 | 93822.5557 | 589741.779 | 749105.4502
|  |  | 272 | 272 |  | 70 | 8 | 128 | 57 | 9 |  | 51 | 8 | 135 | 57 | 19 |  | 0 | 0 | 0 | 0 | 0 |  | 61 | 16 | 99 | 48 | 48 |  | 0 | 0 | 0 | 0 | 0 |  | 55 | 22 | 71 | 38 | 86 | [22 empty] | 293781.5303 | 54261.8871 | 1137981.8805 | 1054565.5266 | 821706.8787 | 3362297.7033 |  | 424777.3992 | 54261.8871 | 1080014.975 | 1054565.5266 | 279144.4421 | 2892764.2301 |  | 380929.4096 | 84407.38 | 839757.4064 | 947607.8131 | 1839994.3505 | 4092696.3596 |  | 380929.4096 | 84407.38 | 839757.4064 | 947607.8131 | 1839994.3505 | 4092696.3596 |  | 345851.018 | 119485.7717 | 562889.1607 | 878179.1218 | 3412639.0945 | 5319044.1667 |  | 345851.018 | 119485.7717 | 562889.1607 | 878179.1218 | 3412639.0945 | 5319044.1667
| EHV UG Cable (Gas) |  | 0 | 0 | C1 | 0 | 0 | 0 | 0 | 0 | 0 | 0 | 0 | 0 | 0 | 0 | 0 | 0 | 0 | 0 | 0 | 0 | 0 | 0 | 0 | 0 | 0 | 0 | 0 | 0 | 0 | 0 | 0 | 0 | 0 | 0 | 0 | 0 | 0 | 0 | 0 |  |  | C1 | 0.06946 | 0.06946 | 2.3539 | 5.7457 | 12.039 | C1 | 7500.5 | 7500.5 | 7500.5 | 7500.5 | 7500.5 | C1 | 520.9847 | 520.9847 | 17655.1269 | 43095.4728 | 90298.6695 | C1 | 0 | 0 | 0 | 0 | 0 | 0 |  | 0 | 0 | 0 | 0 | 0 | 0 |  | 0 | 0 | 0 | 0 | 0 | 0 |  | 0 | 0 | 0 | 0 | 0 | 0 |  | 0 | 0 | 0 | 0 | 0 | 0 |  | 0 | 0 | 0 | 0 | 0 | 0
|  |  | 6 | 6 | C2 | 0 | 0 | 6 | 0 | 0 | 6 | 0 | 0 | 6 | 0 | 0 | 6 | 0 | 0 | 0 | 0 | 0 | 0 | 0 | 0 | 6 | 0 | 0 | 6 | 0 | 0 | 0 | 0 | 0 | 0 | 0 | 0 | 6 | 0 | 0 | 6 |  |  | C2 | 0.06946 | 0.06946 | 2.3539 | 5.7457 | 12.039 | C2 | 10715 | 10715 | 10715 | 10715 | 10715 | C2 | 744.2639 | 744.2639 | 25221.6099 | 61564.9612 | 128998.0993 | C2 | 0 | 0 | 151329.6594 | 0 | 0 | 151329.6594 |  | 0 | 0 | 151329.6594 | 0 | 0 | 151329.6594 |  | 0 | 0 | 151329.6594 | 0 | 0 | 151329.6594 |  | 0 | 0 | 151329.6594 | 0 | 0 | 151329.6594 |  | 0 | 0 | 151329.6594 | 0 | 0 | 151329.6594 |  | 0 | 0 | 151329.6594 | 0 | 0 | 151329.6594
|  |  | 0 | 0 | C3 | 0 | 0 | 0 | 0 | 0 | 0 | 0 | 0 | 0 | 0 | 0 | 0 | 0 | 0 | 0 | 0 | 0 | 0 | 0 | 0 | 0 | 0 | 0 | 0 | 0 | 0 | 0 | 0 | 0 | 0 | 0 | 0 | 0 | 0 | 0 | 0 |  |  | C3 | 0.06946 | 0.06946 | 2.3539 | 5.7457 | 12.039 | C3 | 16072.5 | 16072.5 | 16072.5 | 16072.5 | 16072.5 | C3 | 1116.3958 | 1116.3958 | 37832.4149 | 92347.4418 | 193497.149 | C3 | 0 | 0 | 0 | 0 | 0 | 0 |  | 0 | 0 | 0 | 0 | 0 | 0 |  | 0 | 0 | 0 | 0 | 0 | 0 |  | 0 | 0 | 0 | 0 | 0 | 0 |  | 0 | 0 | 0 | 0 | 0 | 0 |  | 0 | 0 | 0 | 0 | 0 | 0
|  |  | 0 | 0 | C4 | 0 | 0 | 0 | 0 | 0 | 0 | 0 | 0 | 0 | 0 | 0 | 0 | 0 | 0 | 0 | 0 | 0 | 0 | 0 | 0 | 0 | 0 | 0 | 0 | 0 | 0 | 0 | 0 | 0 | 0 | 0 | 0 | 0 | 0 | 0 | 0 |  |  | C4 | 0.06946 | 0.06946 | 2.3539 | 5.7457 | 12.039 | C4 | 26787.5 | 26787.5 | 26787.5 | 26787.5 | 26787.5 | C4 | 1860.6597 | 1860.6597 | 63054.0248 | 153912.403 | 322495.2483 | C4 | 0 | 0 | 0 | 0 | 0 | 0 |  | 0 | 0 | 0 | 0 | 0 | 0 |  | 0 | 0 | 0 | 0 | 0 | 0 |  | 0 | 0 | 0 | 0 | 0 | 0 |  | 0 | 0 | 0 | 0 | 0 | 0 |  | 0 | 0 | 0 | 0 | 0 | 0
|  |  | 6 | 6 |  | 0 | 0 | 6 | 0 | 0 |  | 0 | 0 | 6 | 0 | 0 |  | 0 | 0 | 0 | 0 | 0 |  | 0 | 0 | 6 | 0 | 0 |  | 0 | 0 | 0 | 0 | 0 |  | 0 | 0 | 6 | 0 | 0 | [22 empty] | 0 | 0 | 151329.6594 | 0 | 0 | 151329.6594 |  | 0 | 0 | 151329.6594 | 0 | 0 | 151329.6594 |  | 0 | 0 | 151329.6594 | 0 | 0 | 151329.6594 |  | 0 | 0 | 151329.6594 | 0 | 0 | 151329.6594 |  | 0 | 0 | 151329.6594 | 0 | 0 | 151329.6594 |  | 0 | 0 | 151329.6594 | 0 | 0 | 151329.6594
| EHV UG Cable (Oil) |  | 18.683 | 18.683 | C1 | 0.809 | 11.045 | 6.675 | 0.154 | 0 | 18.683 | 0.82 | 11.196 | 6.766 | 25.34 | 0 | 44.122 | 0 | 0 | 0 | 0 | 0 | 0 | 0.212 | 6.021 | 12.296 | 0 | 0.154 | 18.683 | 0 | 0 | 0 | 0 | 0 | 0 | 0.156 | 2.634 | 15.739 | 0 | 0.154 | 18.683 |  |  | C1 | 0.01378 | 0.01378 | 0.46689 | 1.1397 | 2.3879 | C1 | 28209.3 | 28209.3 | 28209.3 | 28209.3 | 28209.3 | C1 | 388.7242 | 388.7242 | 13170.6401 | 32148.7287 | 67361.5517 | C1 | 318.7538 | 4352.1556 | 89112.5508 | 814648.7864 | 0 | 908432.2466 |  | 314.4778 | 4293.4583 | 87914.0225 | 4950.9042 | 0 | 97472.8629 |  | 82.4095 | 2340.5081 | 161946.1904 | 0 | 10373.679 | 174742.787 |  | 82.4095 | 2340.5081 | 161946.1904 | 0 | 10373.679 | 174742.787 |  | 60.641 | 1023.8994 | 207292.7042 | 0 | 10373.679 | 218750.9235 |  | 60.641 | 1023.8994 | 207292.7042 | 0 | 10373.679 | 218750.9235
|  |  | 20.896 | 20.896 | C2 | 11.161 | 6.543 | 2.592 | 0.6 | 0 | 20.896 | 11.313 | 6.632 | 2.628 | 9.98 | 0 | 30.553 | 0 | 0 | 0 | 0 | 0 | 0 | 9.417 | 8.287 | 2.592 | 0 | 0.595 | 20.891 | 0 | 0 | 0 | 0 | 0 | 0 | 8.97 | 2.577 | 8.749 | 0 | 0.6 | 20.896 |  |  | C2 | 0.01378 | 0.01378 | 0.46689 | 1.1397 | 2.3879 | C2 | 40299 | 40299 | 40299 | 40299 | 40299 | C2 | 555.3202 | 555.3202 | 18815.2001 | 45926.7553 | 96230.7881 | C2 | 6282.3376 | 3682.8837 | 49446.3459 | 458349.0184 | 0 | 517760.5856 |  | 6197.929 | 3633.4602 | 48768.9987 | 27556.0532 | 0 | 86156.4411 |  | 5229.4505 | 4601.9387 | 48768.9987 | 0 | 57257.3189 | 115857.7068 |  | 5229.4505 | 4601.9387 | 48768.9987 | 0 | 57257.3189 | 115857.7068 |  | 4981.2224 | 1431.0602 | 164614.1858 | 0 | 57738.4728 | 228764.9412 |  | 4981.2224 | 1431.0602 | 164614.1858 | 0 | 57738.4728 | 228764.9412
|  |  | 30.363 | 30.363 | C3 | 1.74 | 6.449 | 22.106 | 0.068 | 0 | 30.363 | 1.764 | 6.537 | 22.407 | 5.22 | 0 | 35.928 | 0 | 0 | 0 | 0 | 0 | 0 | 0.014 | 1.781 | 28.5 | 0.024 | 0.045 | 30.364 | 0 | 0 | 0 | 0 | 0 | 0 | 0.014 | 1.774 | 28.507 | 0 | 0.068 | 30.363 |  |  | C3 | 0.01378 | 0.01378 | 0.46689 | 1.1397 | 2.3879 | C3 | 60448.5 | 60448.5 | 60448.5 | 60448.5 | 60448.5 | C3 | 832.9803 | 832.9803 | 28222.8002 | 68890.133 | 144346.1821 | C3 | 1469.3773 | 5445.1924 | 632388.2833 | 359606.4944 | 0 | 998909.3474 |  | 1449.3858 | 5371.8901 | 623893.2204 | 4684.529 | 0 | 635399.0254 |  | 11.6617 | 1483.538 | 804349.8047 | 1653.3632 | 6495.5782 | 813993.9458 |  | 11.6617 | 1483.538 | 804349.8047 | 1653.3632 | 6495.5782 | 813993.9458 |  | 11.6617 | 1477.7071 | 804547.3643 | 0 | 9815.5404 | 815852.2735 |  | 11.6617 | 1477.7071 | 804547.3643 | 0 | 9815.5404 | 815852.2735
|  |  | 3.983 | 3.983 | C4 | 0 | 3.781 | 0.202 | 0 | 0 | 3.983 | 0 | 3.833 | 0.205 | 0.284 | 0 | 4.322 | 0 | 0 | 0 | 0 | 0 | 0 | 0 | 2.797 | 1.187 | 0 | 0.004 | 3.988 | 0 | 0 | 0 | 0 | 0 | 0 | 0 | 2.715 | 1.269 | 0 | 0 | 3.984 |  |  | C4 | 0.01378 | 0.01378 | 0.46689 | 1.1397 | 2.3879 | C4 | 100747.5 | 100747.5 | 100747.5 | 100747.5 | 100747.5 | C4 | 1388.3006 | 1388.3006 | 47038.0003 | 114816.8884 | 240576.9702 | C4 | 0 | 5321.356 | 9642.7901 | 32607.9963 | 0 | 47572.1424 |  | 0 | 5249.1644 | 9501.6761 | 0 | 0 | 14750.8404 |  | 0 | 3883.0766 | 55834.1063 | 0 | 962.3079 | 60679.4908 |  | 0 | 3883.0766 | 55834.1063 | 0 | 962.3079 | 60679.4908 |  | 0 | 3769.236 | 59691.2223 | 0 | 0 | 63460.4583 |  | 0 | 3769.236 | 59691.2223 | 0 | 0 | 63460.4583
|  |  | 73.925 | 73.925 |  | 13.71 | 27.818 | 31.575 | 0.822 | 0 |  | 13.897 | 28.198 | 32.006 | 40.824 | 0 |  | 0 | 0 | 0 | 0 | 0 |  | 9.643 | 18.886 | 44.575 | 0.024 | 0.798 |  | 0 | 0 | 0 | 0 | 0 |  | 9.14 | 9.7 | 54.264 | 0 | 0.822 | [22 empty] | 8070.4688 | 18801.5878 | 780589.97 | 1665212.2955 | 0 | 2472674.322 |  | 7961.7926 | 18547.973 | 770077.9177 | 37191.4865 | 0 | 833779.1698 |  | 5323.5218 | 12309.0614 | 1070899.1001 | 1653.3632 | 75088.8839 | 1165273.9304 |  | 5323.5218 | 12309.0614 | 1070899.1001 | 1653.3632 | 75088.8839 | 1165273.9304 |  | 5053.5251 | 7701.9027 | 1236145.4766 | 0 | 77927.6922 | 1326828.5966 |  | 5053.5251 | 7701.9027 | 1236145.4766 | 0 | 77927.6922 | 1326828.5966
| EHV UG Cable (Non Pressurised) |  | 124.977 | 124.977 | C1 | 68.117 | 12.586 | 40.57 | 3.704 | 0 | 124.977 | 21.24 | 12.586 | 40.57 | 19.452 | 0 | 93.848 | 0 | 0 | 0 | 0 | 0 | 0 | 0 | 0 | 0 | 0 | 0 | 0 | 0 | 0 | 0 | 0 | 0 | 0 | 0 | 0 | 0 | 0 | 0 | 0 |  |  | C1 | 0 | 0 | 0 | 0 | 0 | C1 | 49582.4 | 49582.4 | 49582.4 | 49582.4 | 49582.4 | C1 | 0 | 0 | 0 | 0 | 0 | C1 | 0 | 0 | 0 | 0 | 0 | 0 |  | 0 | 0 | 0 | 0 | 0 | 0 |  | 0 | 0 | 0 | 0 | 0 | 0 |  | 0 | 0 | 0 | 0 | 0 | 0 |  | 0 | 0 | 0 | 0 | 0 | 0 |  | 0 | 0 | 0 | 0 | 0 | 0
|  |  | 173.62 | 173.62 | C2 | 133.513 | 17.728 | 14.75 | 7.629 | 0 | 173.62 | 52.08 | 17.728 | 14.75 | 26.504 | 0 | 111.062 | 0 | 0 | 0 | 0 | 0 | 0 | 0 | 0 | 0 | 0 | 0 | 0 | 0 | 0 | 0 | 0 | 0 | 0 | 0 | 0 | 0 | 0 | 0 | 0 |  |  | C2 | 0 | 0 | 0 | 0 | 0 | C2 | 70832 | 70832 | 70832 | 70832 | 70832 | C2 | 0 | 0 | 0 | 0 | 0 | C2 | 0 | 0 | 0 | 0 | 0 | 0 |  | 0 | 0 | 0 | 0 | 0 | 0 |  | 0 | 0 | 0 | 0 | 0 | 0 |  | 0 | 0 | 0 | 0 | 0 | 0 |  | 0 | 0 | 0 | 0 | 0 | 0 |  | 0 | 0 | 0 | 0 | 0 | 0
|  |  | 85.216 | 85.216 | C3 | 63.365 | 18.24 | 0.23 | 3.381 | 0 | 85.216 | 29.874 | 18.24 | 0.23 | 5.418 | 0 | 53.762 | 0 | 0 | 0 | 0 | 0 | 0 | 0 | 0 | 0 | 0 | 0 | 0 | 0 | 0 | 0 | 0 | 0 | 0 | 0 | 0 | 0 | 0 | 0 | 0 |  |  | C3 | 0 | 0 | 0 | 0 | 0 | C3 | 106248 | 106248 | 106248 | 106248 | 106248 | C3 | 0 | 0 | 0 | 0 | 0 | C3 | 0 | 0 | 0 | 0 | 0 | 0 |  | 0 | 0 | 0 | 0 | 0 | 0 |  | 0 | 0 | 0 | 0 | 0 | 0 |  | 0 | 0 | 0 | 0 | 0 | 0 |  | 0 | 0 | 0 | 0 | 0 | 0 |  | 0 | 0 | 0 | 0 | 0 | 0
|  |  | 11.715 | 11.715 | C4 | 11.074 | 0.297 | 0 | 0.344 | 0 | 11.715 | 10.742 | 0.297 | 0 | 0.684 | 0 | 11.723 | 0 | 0 | 0 | 0 | 0 | 0 | 0 | 0 | 0 | 0 | 0 | 0 | 0 | 0 | 0 | 0 | 0 | 0 | 0 | 0 | 0 | 0 | 0 | 0 |  |  | C4 | 0 | 0 | 0 | 0 | 0 | C4 | 177080 | 177080 | 177080 | 177080 | 177080 | C4 | 0 | 0 | 0 | 0 | 0 | C4 | 0 | 0 | 0 | 0 | 0 | 0 |  | 0 | 0 | 0 | 0 | 0 | 0 |  | 0 | 0 | 0 | 0 | 0 | 0 |  | 0 | 0 | 0 | 0 | 0 | 0 |  | 0 | 0 | 0 | 0 | 0 | 0 |  | 0 | 0 | 0 | 0 | 0 | 0
|  |  | 395.528 | 395.528 |  | 276.069 | 48.851 | 55.55 | 15.058 | 0 |  | 113.936 | 48.851 | 55.55 | 52.058 | 0 |  | 0 | 0 | 0 | 0 | 0 |  | 0 | 0 | 0 | 0 | 0 |  | 0 | 0 | 0 | 0 | 0 |  | 0 | 0 | 0 | 0 | 0 | [22 empty] | 0 | 0 | 0 | 0 | 0 | 0 |  | 0 | 0 | 0 | 0 | 0 | 0 |  | 0 | 0 | 0 | 0 | 0 | 0 |  | 0 | 0 | 0 | 0 | 0 | 0 |  | 0 | 0 | 0 | 0 | 0 | 0 |  | 0 | 0 | 0 | 0 | 0 | 0
| EHV OHL Support - Towers |  | 339 | 339 | C1 | 6 | 253 | 58 | 22 | 0 | 339 | 0 | 253 | 58 | 22 | 6 | 339 | 0 | 0 | 0 | 0 | 0 | 0 | 6 | 240 | 61 | 32 | 0 | 339 | 0 | 0 | 0 | 0 | 0 | 0 | 6 | 247 | 39 | 45 | 2 | 339 |  |  | C1 | 0.00053 | 0.00053 | 0.00053 | 0.02684 | 0.09196 | C1 | 196463.4 | 196463.4 | 196463.4 | 196463.4 | 196463.4 | C1 | 104.1256 | 104.1256 | 104.1256 | 5273.0777 | 18066.7743 | C1 | 0 | 26343.7773 | 6039.2849 | 116007.7084 | 108400.6456 | 256791.4162 |  | 624.7536 | 26343.7773 | 6039.2849 | 116007.7084 | 0 | 149015.5243 |  | 624.7536 | 24990.1445 | 6351.6617 | 168738.485 | 0 | 200705.0448 |  | 624.7536 | 24990.1445 | 6351.6617 | 168738.485 | 0 | 200705.0448 |  | 624.7536 | 25719.0237 | 4060.8985 | 237288.4945 | 36133.5485 | 303826.7188 |  | 624.7536 | 25719.0237 | 4060.8985 | 237288.4945 | 36133.5485 | 303826.7188
|  |  | 520 | 520 | C2 | 43 | 304 | 65 | 108 | 0 | 520 | 1 | 292 | 67 | 120 | 40 | 520 | 0 | 0 | 0 | 0 | 0 | 0 | 43 | 298 | 64 | 115 | 0 | 520 | 0 | 0 | 0 | 0 | 0 | 0 | 42 | 297 | 62 | 113 | 6 | 520 |  |  | C2 | 0.00053 | 0.00053 | 0.00053 | 0.02684 | 0.09196 | C2 | 280662 | 280662 | 280662 | 280662 | 280662 | C2 | 148.7509 | 148.7509 | 148.7509 | 7532.9681 | 25809.6775 | C2 | 148.7509 | 43435.2511 | 9966.3076 | 903956.1696 | 1032387.1008 | 1989893.58 |  | 6396.287 | 45220.2614 | 9668.8059 | 813560.5526 | 0 | 874845.907 |  | 6396.287 | 44327.7563 | 9520.055 | 866291.3292 | 0 | 926535.4275 |  | 6396.287 | 44327.7563 | 9520.055 | 866291.3292 | 0 | 926535.4275 |  | 6247.5361 | 44179.0054 | 9222.5533 | 851225.393 | 154858.0651 | 1065732.553 |  | 6247.5361 | 44179.0054 | 9222.5533 | 851225.393 | 154858.0651 | 1065732.553
|  |  | 291 | 291 | C3 | 0 | 226 | 3 | 62 | 0 | 291 | 0 | 226 | 3 | 62 | 0 | 291 | 0 | 0 | 0 | 0 | 0 | 0 | 0 | 215 | 14 | 62 | 0 | 291 | 0 | 0 | 0 | 0 | 0 | 0 | 0 | 197 | 31 | 63 | 0 | 291 |  |  | C3 | 0.00053 | 0.00053 | 0.00053 | 0.02684 | 0.09196 | C3 | 420993 | 420993 | 420993 | 420993 | 420993 | C3 | 223.1263 | 223.1263 | 223.1263 | 11299.4521 | 38714.5163 | C3 | 0 | 50426.5415 | 669.3789 | 700566.0314 | 0 | 751661.9519 |  | 0 | 50426.5415 | 669.3789 | 700566.0314 | 0 | 751661.9519 |  | 0 | 47972.1523 | 3123.7681 | 700566.0314 | 0 | 751661.9519 |  | 0 | 47972.1523 | 3123.7681 | 700566.0314 | 0 | 751661.9519 |  | 0 | 43955.8791 | 6916.915 | 711865.4836 | 0 | 762738.2777 |  | 0 | 43955.8791 | 6916.915 | 711865.4836 | 0 | 762738.2777
|  |  | 0 | 0 | C4 | 0 | 0 | 0 | 0 | 0 | 0 | 0 | 0 | 0 | 0 | 0 | 0 | 0 | 0 | 0 | 0 | 0 | 0 | 0 | 0 | 0 | 0 | 0 | 0 | 0 | 0 | 0 | 0 | 0 | 0 | 0 | 0 | 0 | 0 | 0 | 0 |  |  | C4 | 0.00053 | 0.00053 | 0.00053 | 0.02684 | 0.09196 | C4 | 701655 | 701655 | 701655 | 701655 | 701655 | C4 | 371.8771 | 371.8771 | 371.8771 | 18832.4202 | 64524.1938 | C4 | 0 | 0 | 0 | 0 | 0 | 0 |  | 0 | 0 | 0 | 0 | 0 | 0 |  | 0 | 0 | 0 | 0 | 0 | 0 |  | 0 | 0 | 0 | 0 | 0 | 0 |  | 0 | 0 | 0 | 0 | 0 | 0 |  | 0 | 0 | 0 | 0 | 0 | 0
|  |  | 1150 | 1150 |  | 49 | 783 | 126 | 192 | 0 |  | 1 | 771 | 128 | 204 | 46 |  | 0 | 0 | 0 | 0 | 0 |  | 49 | 753 | 139 | 209 | 0 |  | 0 | 0 | 0 | 0 | 0 |  | 48 | 741 | 132 | 221 | 8 | [22 empty] | 148.7509 | 120205.57 | 16674.9714 | 1720529.9095 | 1140787.7464 | 2998346.9481 |  | 7021.0406 | 121990.5803 | 16377.4697 | 1630134.2925 | 0 | 1775523.3831 |  | 7021.0406 | 117290.0531 | 18995.4848 | 1735595.8456 | 0 | 1878902.4242 |  | 7021.0406 | 117290.0531 | 18995.4848 | 1735595.8456 | 0 | 1878902.4242 |  | 6872.2897 | 113853.9082 | 20200.3668 | 1800379.3711 | 190991.6136 | 2132297.5495 |  | 6872.2897 |  | 20200.3668 |  | 190991.6136 | 218064.2702
| EHV OHL Support - Poles |  | 1977 | 1977 | C1 | 350 | 166 | 1132 | 272 | 57 | 1977 | 214 | 166 | 1136 | 286 | 129 | 1931 | 0 | 0 | 0 | 0 | 0 | 0 | 223 | 166 | 1143 | 284 | 160 | 1976 | 0 | 0 | 0 | 0 | 0 | 0 | 98 | 166 | 1155 | 295 | 262 | 1976 |  |  | C1 | 0.01282 | 0.01282 | 0.01784 | 0.04389 | 0.09196 | C1 | 10704.4 | 10704.4 | 10704.4 | 10704.4 | 10704.4 | C1 | 137.2304 | 137.2304 | 190.9665 | 469.8161 | 984.3766 | C1 | 29367.3073 | 22780.2477 | 216937.9395 | 134367.4092 | 126984.5845 | 530437.4882 |  | 48030.6428 | 22780.2477 | 216174.0735 | 127789.9836 | 56109.4676 | 470884.4151 |  | 30602.381 | 22780.2477 | 218274.7049 | 133427.7769 | 157500.2598 | 562585.3704 |  | 30602.381 | 22780.2477 | 218274.7049 | 133427.7769 | 157500.2598 | 562585.3704 |  | 13448.58 | 22780.2477 | 220566.3029 | 138595.7542 | 257906.6755 | 653297.5603 |  | 13448.58 | 22780.2477 | 220566.3029 | 138595.7542 | 257906.6755 | 653297.5603
|  |  | 16310 | 16310 | C2 | 2884 | 1372 | 9339 | 2249 | 466 | 16310 | 1761 | 1372 | 9376 | 2361 | 1068 | 15938 | 0 | 0 | 0 | 0 | 0 | 0 | 1842 | 1372 | 9433 | 2344 | 1319 | 16310 | 0 | 0 | 0 | 0 | 0 | 0 | 814 | 1372 | 9526 | 2437 | 2162 | 16311 |  |  | C2 | 0.01282 | 0.01282 | 0.01784 | 0.04389 | 0.09196 | C2 | 15292 | 15292 | 15292 | 15292 | 15292 | C2 | 196.0434 | 196.0434 | 272.8093 | 671.1659 | 1406.2523 | C2 | 345232.4978 | 268971.5997 | 2557859.8093 | 1584622.6427 | 1501877.4778 | 6258564.0272 |  | 565389.281 | 268971.5997 | 2547765.8659 | 1509452.0641 | 655313.5811 | 5546892.3918 |  | 361112.0165 | 268971.5997 | 2573409.9382 | 1573212.8227 | 1854846.8101 | 6631553.1872 |  | 361112.0165 | 268971.5997 | 2573409.9382 | 1573212.8227 | 1854846.8101 | 6631553.1872 |  | 159579.3602 | 268971.5997 | 2598781.2013 | 1635631.2496 | 3040317.5158 | 7703280.9265 |  | 159579.3602 | 268971.5997 | 2598781.2013 | 1635631.2496 | 3040317.5158 | 7703280.9265
|  |  | 1216 | 1216 | C3 | 215 | 102 | 696 | 168 | 35 | 1216 | 131 | 102 | 699 | 176 | 80 | 1188 | 0 | 0 | 0 | 0 | 0 | 0 | 138 | 102 | 702 | 176 | 98 | 1216 | 0 | 0 | 0 | 0 | 0 | 0 | 61 | 102 | 709 | 183 | 161 | 1216 |  |  | C3 | 0.01282 | 0.01282 | 0.01784 | 0.04389 | 0.09196 | C3 | 22938 | 22938 | 22938 | 22938 | 22938 | C3 | 294.0652 | 294.0652 | 409.2139 | 1006.7488 | 2109.3785 | C3 | 38522.536 | 29994.6463 | 286040.5301 | 177187.7923 | 168750.2784 | 700495.7831 |  | 63224.0094 | 29994.6463 | 284812.8883 | 169133.8018 | 73828.2468 | 620993.5926 |  | 40580.9921 | 29994.6463 | 287268.1718 | 177187.7923 | 206719.091 | 741750.6936 |  | 40580.9921 | 29994.6463 | 287268.1718 | 177187.7923 | 206719.091 | 741750.6936 |  | 17937.9748 | 29994.6463 | 290132.6693 | 184235.0341 | 339609.9353 | 861910.2597 |  | 17937.9748 | 29994.6463 | 290132.6693 | 184235.0341 | 339609.9353 | 861910.2597
|  |  | 779 | 779 | C4 | 138 | 66 | 446 | 107 | 22 | 779 | 84 | 66 | 448 | 113 | 50 | 761 | 0 | 0 | 0 | 0 | 0 | 0 | 89 | 66 | 451 | 110 | 63 | 779 | 0 | 0 | 0 | 0 | 0 | 0 | 39 | 66 | 456 | 115 | 103 | 779 |  |  | C4 | 0.01282 | 0.01282 | 0.01784 | 0.04389 | 0.09196 | C4 | 38230 | 38230 | 38230 | 38230 | 38230 | C4 | 490.1086 | 490.1086 | 682.0232 | 1677.9147 | 3515.6308 | C4 | 41169.1224 | 32347.1676 | 305546.3936 | 189604.3611 | 175781.54 | 744448.5847 |  | 67634.9868 | 32347.1676 | 304182.3472 | 179536.8729 | 77343.8776 | 661045.2521 |  | 43619.6654 | 32347.1676 | 307592.4632 | 184570.617 | 221484.7404 | 789614.6536 |  | 43619.6654 | 32347.1676 | 307592.4632 | 184570.617 | 221484.7404 | 789614.6536 |  | 19114.2354 | 32347.1676 | 311002.5792 | 192960.1905 | 362109.9724 | 917534.1451 |  | 19114.2354 | 32347.1676 | 311002.5792 | 192960.1905 | 362109.9724 | 917534.1451
|  |  | 20282 | 20282 |  | 3587 | 1706 | 11613 | 2796 | 580 |  | 2190 | 1706 | 11659 | 2936 | 1327 |  | 0 | 0 | 0 | 0 | 0 |  | 2292 | 1706 | 11729 | 2914 | 1640 |  | 0 | 0 | 0 | 0 | 0 |  | 1012 | 1706 | 11846 | 3030 | 2688 | [22 empty] | 454291.4635 | 354093.6613 | 3366384.6724 | 2085782.2053 | 1973393.8807 | 8233945.8832 |  | 744278.92 | 354093.6613 | 3352935.1749 | 1985912.7223 | 862595.1731 | 7299815.6516 |  | 475915.0549 | 354093.6613 | 3386545.2782 | 2068399.009 | 2440550.9014 | 8725503.9048 |  | 475915.0549 | 354093.6613 | 3386545.2782 | 2068399.009 | 2440550.9014 | 8725503.9048 |  | 210080.1503 | 354093.6613 | 3420482.7526 | 2151422.2283 | 3999944.099 | 10136022.8916 |  | 210080.1503 | 354093.6613 | 3420482.7526 | 2151422.2283 | 3999944.099 | 10136022.8916
| EHV OHL Fittings and Conductors (Tower Lines) |  | 0 | 0 | C1 | 0 | 0 | 0 | 0 | 0 | 0 | 0 | 0 | 0 | 0 | 0 | 0 | 0 | 0 | 0 | 0 | 0 | 0 | 0 | 0 | 0 | 0 | 0 | 0 | 0 | 0 | 0 | 0 | 0 | 0 | 0 | 0 | 0 | 0 | 0 | 0 |  |  | C1 | 0 | 0 | 0 | 0 | 0 | C1 | 0 | 0 | 0 | 0 | 0 | C1 | [5 empty] | C1 | [5 empty] | 0 | [6 empty] | 0 | [6 empty] | 0 | [6 empty] | 0 | [6 empty] | 0 | [6 empty] | 0
|  |  | 0 | 0 | C2 | 0 | 0 | 0 | 0 | 0 | 0 | 0 | 0 | 0 | 0 | 0 | 0 | 0 | 0 | 0 | 0 | 0 | 0 | 0 | 0 | 0 | 0 | 0 | 0 | 0 | 0 | 0 | 0 | 0 | 0 | 0 | 0 | 0 | 0 | 0 | 0 |  |  | C2 | 0 | 0 | 0 | 0 | 0 | C2 | 0 | 0 | 0 | 0 | 0 | C2 | [5 empty] | C2 | [5 empty] | 0 | [6 empty] | 0 | [6 empty] | 0 | [6 empty] | 0 | [6 empty] | 0 | [6 empty] | 0
|  |  | 0 | 0 | C3 | 0 | 0 | 0 | 0 | 0 | 0 | 0 | 0 | 0 | 0 | 0 | 0 | 0 | 0 | 0 | 0 | 0 | 0 | 0 | 0 | 0 | 0 | 0 | 0 | 0 | 0 | 0 | 0 | 0 | 0 | 0 | 0 | 0 | 0 | 0 | 0 |  |  | C3 | 0 | 0 | 0 | 0 | 0 | C3 | 0 | 0 | 0 | 0 | 0 | C3 | [5 empty] | C3 | [5 empty] | 0 | [6 empty] | 0 | [6 empty] | 0 | [6 empty] | 0 | [6 empty] | 0 | [6 empty] | 0
|  |  | 0 | 0 | C4 | 0 | 0 | 0 | 0 | 0 | 0 | 0 | 0 | 0 | 0 | 0 | 0 | 0 | 0 | 0 | 0 | 0 | 0 | 0 | 0 | 0 | 0 | 0 | 0 | 0 | 0 | 0 | 0 | 0 | 0 | 0 | 0 | 0 | 0 | 0 | 0 |  |  | C4 | 0 | 0 | 0 | 0 | 0 | C4 | 0 | 0 | 0 | 0 | 0 | C4 | [5 empty] | C4 | [5 empty] | 0 | [6 empty] | 0 | [6 empty] | 0 | [6 empty] | 0 | [6 empty] | 0 | [6 empty] | 0
|  |  | 0 | 0 |  | 0 | 0 | 0 | 0 | 0 |  | 0 | 0 | 0 | 0 | 0 |  | 0 | 0 | 0 | 0 | 0 |  | 0 | 0 | 0 | 0 | 0 |  | 0 | 0 | 0 | 0 | 0 |  | 0 | 0 | 0 | 0 | 0 | [22 empty] | 0 | 0 | 0 | 0 | 0 | 0 |  | 0 | 0 | 0 | 0 | 0 | 0 |  | 0 | 0 | 0 | 0 | 0 | 0 |  | 0 | 0 | 0 | 0 | 0 | 0 |  | 0 | 0 | 0 | 0 | 0 | 0 |  | 0 | 0 | 0 | 0 | 0 | 0
| EHV OHL Fittings |  | 494 | 494 | C1 | 0 | 239 | 192 | 58 | 5 | 494 | 0 | 239 | 192 | 58 | 5 | 494 | 0 | 0 | 0 | 0 | 0 | 0 | 0 | 187 | 102 | 142 | 63 | 494 | 0 | 0 | 0 | 0 | 0 | 0 | 0 | 6 | 238 | 45 | 205 | 494 |  |  | C1 | 0.00333 | 0.00333 | 0.00464 | 0.01141 | 0.02391 | C1 | 87556.7 | 87556.7 | 87556.7 | 87556.7 | 87556.7 | C1 | 291.5638 | 291.5638 | 406.2631 | 999.0219 | 2093.4807 | C1 | 0 | 69683.7508 | 78002.5129 | 57943.2729 | 10467.4035 | 216096.9401 |  | 0 | 69683.7508 | 78002.5129 | 57943.2729 | 10467.4035 | 216096.9401 |  | 0 | 54522.4327 | 41438.835 | 141861.1165 | 131889.2839 | 369711.668 |  | 0 | 54522.4327 | 41438.835 | 141861.1165 | 131889.2839 | 369711.668 |  | 0 | 1749.3829 | 96690.6149 | 44955.9876 | 429163.5429 | 572559.5283 |  | 0 | 1749.3829 | 96690.6149 | 44955.9876 | 429163.5429 | 572559.5283
|  |  | 1836 | 1836 | C2 | 485 | 711 | 418 | 104 | 118 | 1836 | 485 | 711 | 418 | 104 | 118 | 1836 | 0 | 0 | 0 | 0 | 0 | 0 | 485 | 397 | 590 | 142 | 222 | 1836 | 0 | 0 | 0 | 0 | 0 | 0 | 485 | 17 | 700 | 113 | 521 | 1836 |  |  | C2 | 0.00333 | 0.00333 | 0.00464 | 0.01141 | 0.02391 | C2 | 125081 | 125081 | 125081 | 125081 | 125081 | C2 | 416.5197 | 416.5197 | 580.3758 | 1427.1742 | 2990.6867 | C2 | 202012.069 | 296145.528 | 242597.1011 | 148426.1178 | 352901.0318 | 1242081.8478 |  | 202012.069 | 296145.528 | 242597.1011 | 148426.1178 | 352901.0318 | 1242081.8478 |  | 202012.069 | 165358.3328 | 342421.7456 | 202658.7378 | 663932.4496 | 1576383.3349 |  | 202012.069 | 165358.3328 | 342421.7456 | 202658.7378 | 663932.4496 | 1576383.3349 |  | 202012.069 | 7080.8354 | 406263.088 | 161270.6857 | 1558147.7759 | 2334774.4541 |  | 202012.069 | 7080.8354 | 406263.088 | 161270.6857 | 1558147.7759 | 2334774.4541
|  |  | 270 | 270 | C3 | 19 | 30 | 176 | 23 | 22 | 270 | 19 | 30 | 176 | 23 | 22 | 270 | 0 | 0 | 0 | 0 | 0 | 0 | 19 | 0 | 91 | 115 | 45 | 270 | 0 | 0 | 0 | 0 | 0 | 0 | 19 | 0 | 30 | 0 | 221 | 270 |  |  | C3 | 0.00333 | 0.00333 | 0.00464 | 0.01141 | 0.02391 | C3 | 187621.5 | 187621.5 | 187621.5 | 187621.5 | 187621.5 | C3 | 624.7796 | 624.7796 | 870.5638 | 2140.7613 | 4486.0301 | C3 | 11870.8123 | 18743.3878 | 153219.2218 | 49237.5102 | 98692.6614 | 331763.5936 |  | 11870.8123 | 18743.3878 | 153219.2218 | 49237.5102 | 98692.6614 | 331763.5936 |  | 11870.8123 | 0 | 79221.3022 | 246187.5512 | 201871.3529 | 539151.0186 |  | 11870.8123 | 0 | 79221.3022 | 246187.5512 | 201871.3529 | 539151.0186 |  | 11870.8123 | 0 | 26116.9128 | 0 | 991412.6444 | 1029400.3695 |  | 11870.8123 | 0 | 26116.9128 | 0 | 991412.6444 | 1029400.3695
|  |  | 0 | 0 | C4 | 0 | 0 | 0 | 0 | 0 | 0 | 0 | 0 | 0 | 0 | 0 | 0 | 0 | 0 | 0 | 0 | 0 | 0 | 0 | 0 | 0 | 0 | 0 | 0 | 0 | 0 | 0 | 0 | 0 | 0 | 0 | 0 | 0 | 0 | 0 | 0 |  |  | C4 | 0.00333 | 0.00333 | 0.00464 | 0.01141 | 0.02391 | C4 | 312702.5 | 312702.5 | 312702.5 | 312702.5 | 312702.5 | C4 | 1041.2993 | 1041.2993 | 1450.9396 | 3567.9355 | 7476.7168 | C4 | 0 | 0 | 0 | 0 | 0 | 0 |  | 0 | 0 | 0 | 0 | 0 | 0 |  | 0 | 0 | 0 | 0 | 0 | 0 |  | 0 | 0 | 0 | 0 | 0 | 0 |  | 0 | 0 | 0 | 0 | 0 | 0 |  | 0 | 0 | 0 | 0 | 0 | 0
|  |  | 2600 | 2600 |  | 504 | 980 | 786 | 185 | 145 |  | 504 | 980 | 786 | 185 | 145 |  | 0 | 0 | 0 | 0 | 0 |  | 504 | 584 | 783 | 399 | 330 |  | 0 | 0 | 0 | 0 | 0 |  | 504 | 23 | 968 | 158 | 947 | [22 empty] | 213882.8814 | 384572.6667 | 473818.8358 | 255606.901 | 462061.0967 | 1789942.3815 |  | 213882.8814 | 384572.6667 | 473818.8358 | 255606.901 | 462061.0967 | 1789942.3815 |  | 213882.8814 | 219880.7655 | 463081.8827 | 590707.4055 | 997693.0865 | 2485246.0215 |  | 213882.8814 | 219880.7655 | 463081.8827 | 590707.4055 | 997693.0865 | 2485246.0215 |  | 213882.8814 | 8830.2183 | 529070.6157 | 206226.6733 | 2978723.9632 | 3936734.3519 |  | 213882.8814 | 8830.2183 | 529070.6157 | 206226.6733 | 2978723.9632 | 3936734.3519
| EHV OHL Conductor (Tower Lines) |  | 29.363 | 29.363 | C1 | 1.334 | 0 | 28.029 | 0 | 0 | 29.363 | 0 | 0 | 28.029 | 0 | 0 | 28.029 | 0 | 0 | 0 | 0 | 0 | 0 | 1.334 | 0 | 28.029 | 0 | 0 | 29.363 | 0 | 0 | 0 | 0 | 0 | 0 | 1.334 | 0 | 28.029 | 0 | 0 | 29.363 |  |  | C1 | 7e-05 | 7e-05 | 0.0001 | 0.00023 | 0.00049 | C1 | 86870.7 | 86870.7 | 86870.7 | 86870.7 | 86870.7 | C1 | 6.0809 | 6.0809 | 8.6871 | 19.9803 | 42.5666 | C1 | 0 | 0 | 243.4899 | 0 | 0 | 243.4899 |  | 8.112 | 0 | 243.4899 | 0 | 0 | 251.6019 |  | 8.112 | 0 | 243.4899 | 0 | 0 | 251.6019 |  | 8.112 | 0 | 243.4899 | 0 | 0 | 251.6019 |  | 8.112 | 0 | 243.4899 | 0 | 0 | 251.6019 |  | 8.112 | 0 | 243.4899 | 0 | 0 | 251.6019
|  |  | 141.697 | 141.697 | C2 | 36.595 | 0 | 105.102 | 0 | 0 | 141.697 | 28.486 | 0 | 105.661 | 3.108 | 3.108 | 140.363 | 0 | 0 | 0 | 0 | 0 | 0 | 12.478 | 24.117 | 84.327 | 20.775 | 0 | 141.697 | 0 | 0 | 0 | 0 | 0 | 0 | 8.109 | 28.486 | 84.326 | 1.776 | 19 | 141.697 |  |  | C2 | 7e-05 | 7e-05 | 0.0001 | 0.00023 | 0.00049 | C2 | 124101 | 124101 | 124101 | 124101 | 124101 | C2 | 8.6871 | 8.6871 | 12.4101 | 28.5432 | 60.8095 | C2 | 247.4599 | 0 | 1311.2636 | 88.7124 | 188.9959 | 1836.4317 |  | 317.9033 | 0 | 1304.3263 | 0 | 0 | 1622.2297 |  | 108.3973 | 209.5061 | 1046.5065 | 592.9856 | 0 | 1957.3954 |  | 108.3973 | 209.5061 | 1046.5065 | 592.9856 | 0 | 1957.3954 |  | 70.4435 | 247.4599 | 1046.4941 | 50.6928 | 1155.3803 | 2570.4705 |  | 70.4435 | 247.4599 | 1046.4941 | 50.6928 | 1155.3803 | 2570.4705
|  |  | 20.64 | 20.64 | C3 | 18.557 | 0 | 2.083 | 0 | 0 | 20.64 | 0 | 0 | 2.083 | 0.812 | 16.413 | 19.308 | 0 | 0 | 0 | 0 | 0 | 0 | 18.557 | 0 | 2.083 | 0 | 0 | 20.64 | 0 | 0 | 0 | 0 | 0 | 0 | 18.557 | 0 | 2.083 | 0 | 0 | 20.64 |  |  | C3 | 7e-05 | 7e-05 | 0.0001 | 0.00023 | 0.00049 | C3 | 186151.5 | 186151.5 | 186151.5 | 186151.5 | 186151.5 | C3 | 13.0306 | 13.0306 | 18.6151 | 42.8148 | 91.2142 | C3 | 0 | 0 | 38.7754 | 34.7657 | 1497.0992 | 1570.6403 |  | 241.8089 | 0 | 38.7754 | 0 | 0 | 280.5843 |  | 241.8089 | 0 | 38.7754 | 0 | 0 | 280.5843 |  | 241.8089 | 0 | 38.7754 | 0 | 0 | 280.5843 |  | 241.8089 | 0 | 38.7754 | 0 | 0 | 280.5843 |  | 241.8089 | 0 | 38.7754 | 0 | 0 | 280.5843
|  |  | 0 | 0 | C4 | 0 | 0 | 0 | 0 | 0 | 0 | 0 | 0 | 0 | 0 | 0 | 0 | 0 | 0 | 0 | 0 | 0 | 0 | 0 | 0 | 0 | 0 | 0 | 0 | 0 | 0 | 0 | 0 | 0 | 0 | 0 | 0 | 0 | 0 | 0 | 0 |  |  | C4 | 7e-05 | 7e-05 | 0.0001 | 0.00023 | 0.00049 | C4 | 310252.5 | 310252.5 | 310252.5 | 310252.5 | 310252.5 | C4 | 21.7177 | 21.7177 | 31.0252 | 71.3581 | 152.0237 | C4 | 0 | 0 | 0 | 0 | 0 | 0 |  | 0 | 0 | 0 | 0 | 0 | 0 |  | 0 | 0 | 0 | 0 | 0 | 0 |  | 0 | 0 | 0 | 0 | 0 | 0 |  | 0 | 0 | 0 | 0 | 0 | 0 |  | 0 | 0 | 0 | 0 | 0 | 0
|  |  | 191.7 | 191.7 |  | 56.486 | 0 | 135.214 | 0 | 0 |  | 28.486 | 0 | 135.773 | 3.92 | 19.521 |  | 0 | 0 | 0 | 0 | 0 |  | 32.369 | 24.117 | 114.439 | 20.775 | 0 |  | 0 | 0 | 0 | 0 | 0 |  | 28 | 28.486 | 114.438 | 1.776 | 19 | [22 empty] | 247.4599 | 0 | 1593.5288 | 123.478 | 1686.0951 | 3650.5618 |  | 567.8242 | 0 | 1586.5916 | 0 | 0 | 2154.4158 |  | 358.3182 | 209.5061 | 1328.7717 | 592.9856 | 0 | 2489.5816 |  | 358.3182 | 209.5061 | 1328.7717 | 592.9856 | 0 | 2489.5816 |  | 320.3644 | 247.4599 | 1328.7593 | 50.6928 | 1155.3803 | 3102.6567 |  | 320.3644 | 247.4599 | 1328.7593 | 50.6928 | 1155.3803 | 3102.6567
| [Please insert new asset category as required] |  | 0 | 0 | C1 | 0 | 0 | 0 | 0 | 0 | 0 | 0 | 0 | 0 | 0 | 0 | 0 | 0 | 0 | 0 | 0 | 0 | 0 | 0 | 0 | 0 | 0 | 0 | 0 | 0 | 0 | 0 | 0 | 0 | 0 | 0 | 0 | 0 | 0 | 0 | 0 |  |  | C1 | 0 | 0 | 0 | 0 | 0 | C1 | 0 | 0 | 0 | 0 | 0 | C1 | [5 empty] | C1 | [5 empty] | 0 | [6 empty] | 0 | [6 empty] | 0 | [6 empty] | 0 | [6 empty] | 0 | [6 empty] | 0
|  |  | 0 | 0 | C2 | 0 | 0 | 0 | 0 | 0 | 0 | 0 | 0 | 0 | 0 | 0 | 0 | 0 | 0 | 0 | 0 | 0 | 0 | 0 | 0 | 0 | 0 | 0 | 0 | 0 | 0 | 0 | 0 | 0 | 0 | 0 | 0 | 0 | 0 | 0 | 0 |  |  | C2 | 0 | 0 | 0 | 0 | 0 | C2 | 0 | 0 | 0 | 0 | 0 | C2 | [5 empty] | C2 | [5 empty] | 0 | [6 empty] | 0 | [6 empty] | 0 | [6 empty] | 0 | [6 empty] | 0 | [6 empty] | 0
|  |  | 0 | 0 | C3 | 0 | 0 | 0 | 0 | 0 | 0 | 0 | 0 | 0 | 0 | 0 | 0 | 0 | 0 | 0 | 0 | 0 | 0 | 0 | 0 | 0 | 0 | 0 | 0 | 0 | 0 | 0 | 0 | 0 | 0 | 0 | 0 | 0 | 0 | 0 | 0 |  |  | C3 | 0 | 0 | 0 | 0 | 0 | C3 | 0 | 0 | 0 | 0 | 0 | C3 | [5 empty] | C3 | [5 empty] | 0 | [6 empty] | 0 | [6 empty] | 0 | [6 empty] | 0 | [6 empty] | 0 | [6 empty] | 0
|  |  | 0 | 0 | C4 | 0 | 0 | 0 | 0 | 0 | 0 | 0 | 0 | 0 | 0 | 0 | 0 | 0 | 0 | 0 | 0 | 0 | 0 | 0 | 0 | 0 | 0 | 0 | 0 | 0 | 0 | 0 | 0 | 0 | 0 | 0 | 0 | 0 | 0 | 0 | 0 |  |  | C4 | 0 | 0 | 0 | 0 | 0 | C4 | 0 | 0 | 0 | 0 | 0 | C4 | [5 empty] | C4 | [5 empty] | 0 | [6 empty] | 0 | [6 empty] | 0 | [6 empty] | 0 | [6 empty] | 0 | [6 empty] | 0
|  |  | 0 | 0 |  | 0 | 0 | 0 | 0 | 0 |  | 0 | 0 | 0 | 0 | 0 |  | 0 | 0 | 0 | 0 | 0 |  | 0 | 0 | 0 | 0 | 0 |  | 0 | 0 | 0 | 0 | 0 |  | 0 | 0 | 0 | 0 | 0 | [22 empty] | 0 | 0 | 0 | 0 | 0 | 0 |  | 0 | 0 | 0 | 0 | 0 | 0 |  | 0 | 0 | 0 | 0 | 0 | 0 |  | 0 | 0 | 0 | 0 | 0 | 0 |  | 0 | 0 | 0 | 0 | 0 | 0 |  | 0 | 0 | 0 | 0 | 0 | 0
| [Please insert new asset category as required] |  | 0 | 0 | C1 | 0 | 0 | 0 | 0 | 0 | 0 | 0 | 0 | 0 | 0 | 0 | 0 | 0 | 0 | 0 | 0 | 0 | 0 | 0 | 0 | 0 | 0 | 0 | 0 | 0 | 0 | 0 | 0 | 0 | 0 | 0 | 0 | 0 | 0 | 0 | 0 |  |  | C1 | 0 | 0 | 0 | 0 | 0 | C1 | 0 | 0 | 0 | 0 | 0 | C1 | [5 empty] | C1 | [5 empty] | 0 | [6 empty] | 0 | [6 empty] | 0 | [6 empty] | 0 | [6 empty] | 0 | [6 empty] | 0
|  |  | 0 | 0 | C2 | 0 | 0 | 0 | 0 | 0 | 0 | 0 | 0 | 0 | 0 | 0 | 0 | 0 | 0 | 0 | 0 | 0 | 0 | 0 | 0 | 0 | 0 | 0 | 0 | 0 | 0 | 0 | 0 | 0 | 0 | 0 | 0 | 0 | 0 | 0 | 0 |  |  | C2 | 0 | 0 | 0 | 0 | 0 | C2 | 0 | 0 | 0 | 0 | 0 | C2 | [5 empty] | C2 | [5 empty] | 0 | [6 empty] | 0 | [6 empty] | 0 | [6 empty] | 0 | [6 empty] | 0 | [6 empty] | 0
|  |  | 0 | 0 | C3 | 0 | 0 | 0 | 0 | 0 | 0 | 0 | 0 | 0 | 0 | 0 | 0 | 0 | 0 | 0 | 0 | 0 | 0 | 0 | 0 | 0 | 0 | 0 | 0 | 0 | 0 | 0 | 0 | 0 | 0 | 0 | 0 | 0 | 0 | 0 | 0 |  |  | C3 | 0 | 0 | 0 | 0 | 0 | C3 | 0 | 0 | 0 | 0 | 0 | C3 | [5 empty] | C3 | [5 empty] | 0 | [6 empty] | 0 | [6 empty] | 0 | [6 empty] | 0 | [6 empty] | 0 | [6 empty] | 0
|  |  | 0 | 0 | C4 | 0 | 0 | 0 | 0 | 0 | 0 | 0 | 0 | 0 | 0 | 0 | 0 | 0 | 0 | 0 | 0 | 0 | 0 | 0 | 0 | 0 | 0 | 0 | 0 | 0 | 0 | 0 | 0 | 0 | 0 | 0 | 0 | 0 | 0 | 0 | 0 |  |  | C4 | 0 | 0 | 0 | 0 | 0 | C4 | 0 | 0 | 0 | 0 | 0 | C4 | [5 empty] | C4 | [5 empty] | 0 | [6 empty] | 0 | [6 empty] | 0 | [6 empty] | 0 | [6 empty] | 0 | [6 empty] | 0
|  |  | 0 | 0 |  | 0 | 0 | 0 | 0 | 0 |  | 0 | 0 | 0 | 0 | 0 |  | 0 | 0 | 0 | 0 | 0 |  | 0 | 0 | 0 | 0 | 0 |  | 0 | 0 | 0 | 0 | 0 |  | 0 | 0 | 0 | 0 | 0 | [22 empty] | 0 | 0 | 0 | 0 | 0 | 0 |  | 0 | 0 | 0 | 0 | 0 | 0 |  | 0 | 0 | 0 | 0 | 0 | 0 |  | 0 | 0 | 0 | 0 | 0 | 0 |  | 0 | 0 | 0 | 0 | 0 | 0 |  | 0 | 0 | 0 | 0 | 0 | 0
| [Please insert new asset category as required] |  | 0 | 0 | C1 | 0 | 0 | 0 | 0 | 0 | 0 | 0 | 0 | 0 | 0 | 0 | 0 | 0 | 0 | 0 | 0 | 0 | 0 | 0 | 0 | 0 | 0 | 0 | 0 | 0 | 0 | 0 | 0 | 0 | 0 | 0 | 0 | 0 | 0 | 0 | 0 |  |  | C1 | 0 | 0 | 0 | 0 | 0 | C1 | 0 | 0 | 0 | 0 | 0 | C1 | [5 empty] | C1 | [5 empty] | 0 | [6 empty] | 0 | [6 empty] | 0 | [6 empty] | 0 | [6 empty] | 0 | [6 empty] | 0
|  |  | 0 | 0 | C2 | 0 | 0 | 0 | 0 | 0 | 0 | 0 | 0 | 0 | 0 | 0 | 0 | 0 | 0 | 0 | 0 | 0 | 0 | 0 | 0 | 0 | 0 | 0 | 0 | 0 | 0 | 0 | 0 | 0 | 0 | 0 | 0 | 0 | 0 | 0 | 0 |  |  | C2 | 0 | 0 | 0 | 0 | 0 | C2 | 0 | 0 | 0 | 0 | 0 | C2 | [5 empty] | C2 | [5 empty] | 0 | [6 empty] | 0 | [6 empty] | 0 | [6 empty] | 0 | [6 empty] | 0 | [6 empty] | 0
|  |  | 0 | 0 | C3 | 0 | 0 | 0 | 0 | 0 | 0 | 0 | 0 | 0 | 0 | 0 | 0 | 0 | 0 | 0 | 0 | 0 | 0 | 0 | 0 | 0 | 0 | 0 | 0 | 0 | 0 | 0 | 0 | 0 | 0 | 0 | 0 | 0 | 0 | 0 | 0 |  |  | C3 | 0 | 0 | 0 | 0 | 0 | C3 | 0 | 0 | 0 | 0 | 0 | C3 | [5 empty] | C3 | [5 empty] | 0 | [6 empty] | 0 | [6 empty] | 0 | [6 empty] | 0 | [6 empty] | 0 | [6 empty] | 0
|  |  | 0 | 0 | C4 | 0 | 0 | 0 | 0 | 0 | 0 | 0 | 0 | 0 | 0 | 0 | 0 | 0 | 0 | 0 | 0 | 0 | 0 | 0 | 0 | 0 | 0 | 0 | 0 | 0 | 0 | 0 | 0 | 0 | 0 | 0 | 0 | 0 | 0 | 0 | 0 |  |  | C4 | 0 | 0 | 0 | 0 | 0 | C4 | 0 | 0 | 0 | 0 | 0 | C4 | [5 empty] | C4 | [5 empty] | 0 | [6 empty] | 0 | [6 empty] | 0 | [6 empty] | 0 | [6 empty] | 0 | [6 empty] | 0
|  |  | 0 | 0 |  | 0 | 0 | 0 | 0 | 0 |  | 0 | 0 | 0 | 0 | 0 |  | 0 | 0 | 0 | 0 | 0 |  | 0 | 0 | 0 | 0 | 0 |  | 0 | 0 | 0 | 0 | 0 |  | 0 | 0 | 0 | 0 | 0 | [22 empty] | 0 | 0 | 0 | 0 | 0 | 0 |  | 0 | 0 | 0 | 0 | 0 | 0 |  | 0 | 0 | 0 | 0 | 0 | 0 |  | 0 | 0 | 0 | 0 | 0 | 0 |  | 0 | 0 | 0 | 0 | 0 | 0 |  | 0 | 0 | 0 | 0 | 0 | 0
[63 empty] | 1152028.2504 | 1016295.0048 | 6319929.3813 | 6833669.6708 | 4609285.5538 | 19931207.8612 |  | 1663658.0867 | 1012910.9572 | 6206823.1023 | 4981148.8662 | 1622859.7897 | 15487400.8021 |  | 1344480.111 | 829772.4191 | 6139177.4902 | 5870327.0739 | 5400021.9629 | 19583779.0571 |  | 1344480.111 | 829772.4191 | 6139177.4902 | 5870327.0739 | 5400021.9629 | 19583779.0571 |  | 1018665.7475 | 662533.9905 | 6049746.9654 | 5256845.2554 | 11809691.2827 | 24797483.2414 |  | 1018665.7475 | 548680.0822 | 6049746.9654 | 3456465.8842 | 11809691.2827 | 22883249.962
| 132kV Network | [66 empty] | 0 | [6 empty] | 0 | [6 empty] | 0 | [6 empty] | 0 | [6 empty] | 0 | [6 empty] | 0
| 132kV CBs |  | 125 | 125 | C1 | 38 | 11 | 35 | 40 | 1 | 125 | 22 | 11 | 44 | 40 | 8 | 125 | 0 | 0 | 0 | 0 | 0 | 0 | 31 | 18 | 16 | 19 | 41 | 125 | 0 | 0 | 0 | 0 | 0 | 0 | 29 | 20 | 8 | 8 | 60 | 125 |  |  | C1 | 0.01282 | 0.01282 | 0.01784 | 0.04389 | 0.09196 | C1 | 216749.4 | 216749.4 | 216749.4 | 216749.4 | 216749.4 | C1 | 2778.7273 | 2778.7273 | 3866.8093 | 9513.1312 | 19932.2748 | C1 | 61132.0008 | 30566.0004 | 170139.609 | 380525.2466 | 159458.1986 | 801821.0554 |  | 105591.6377 | 30566.0004 | 135338.3254 | 380525.2466 | 19932.2748 | 671953.4849 |  | 86140.5465 | 50017.0915 | 61868.9487 | 180749.4922 | 817223.2678 | 1195999.3468 |  | 86140.5465 | 50017.0915 | 61868.9487 | 180749.4922 | 817223.2678 | 1195999.3468 |  | 80583.0919 | 55574.5462 | 30934.4744 | 76105.0493 | 1195936.4894 | 1439133.6512 |  | 80583.0919 | 55574.5462 | 30934.4744 | 76105.0493 | 1195936.4894 | 1439133.6512
|  |  | 84 | 84 | C2 | 56 | 1 | 12 | 15 | 0 | 84 | 45 | 4 | 15 | 15 | 2 | 81 | 0 | 0 | 0 | 0 | 0 | 0 | 53 | 4 | 9 | 3 | 15 | 84 | 0 | 0 | 0 | 0 | 0 | 0 | 51 | 6 | 6 | 3 | 18 | 84 |  |  | C2 | 0.01282 | 0.01282 | 0.01784 | 0.04389 | 0.09196 | C2 | 309642 | 309642 | 309642 | 309642 | 309642 | C2 | 3969.6104 | 3969.6104 | 5524.0133 | 13590.1874 | 28474.6783 | C2 | 178632.4698 | 15878.4418 | 82860.1992 | 203852.8107 | 56949.3566 | 538173.2781 |  | 222298.1846 | 3969.6104 | 66288.1594 | 203852.8107 | 0 | 496408.7651 |  | 210389.3533 | 15878.4418 | 49716.1195 | 40770.5621 | 427120.1748 | 743874.6515 |  | 210389.3533 | 15878.4418 | 49716.1195 | 40770.5621 | 427120.1748 | 743874.6515 |  | 202450.1324 | 23817.6626 | 33144.0797 | 40770.5621 | 512544.2098 | 812726.6467 |  | 202450.1324 | 23817.6626 | 33144.0797 | 40770.5621 | 512544.2098 | 812726.6467
|  |  | 39 | 39 | C3 | 23 | 4 | 8 | 4 | 0 | 39 | 11 | 4 | 11 | 12 | 1 | 39 | 0 | 0 | 0 | 0 | 0 | 0 | 22 | 5 | 3 | 5 | 4 | 39 | 0 | 0 | 0 | 0 | 0 | 0 | 21 | 6 | 1 | 2 | 9 | 39 |  |  | C3 | 0.01282 | 0.01282 | 0.01784 | 0.04389 | 0.09196 | C3 | 464463 | 464463 | 464463 | 464463 | 464463 | C3 | 5954.4157 | 5954.4157 | 8286.0199 | 20385.2811 | 42712.0175 | C3 | 65498.5723 | 23817.6626 | 91146.2191 | 244623.3728 | 42712.0175 | 467797.8443 |  | 136951.5602 | 23817.6626 | 66288.1594 | 81541.1243 | 0 | 308598.5065 |  | 130997.1445 | 29772.0783 | 24858.0598 | 101926.4054 | 170848.0699 | 458401.7579 |  | 130997.1445 | 29772.0783 | 24858.0598 | 101926.4054 | 170848.0699 | 458401.7579 |  | 125042.7289 | 35726.494 | 8286.0199 | 40770.5621 | 384408.1573 | 594233.9622 |  | 125042.7289 | 35726.494 | 8286.0199 | 40770.5621 | 384408.1573 | 594233.9622
|  |  | 15 | 15 | C4 | 14 | 0 | 1 | 0 | 0 | 15 | 9 | 0 | 1 | 5 | 0 | 15 | 0 | 0 | 0 | 0 | 0 | 0 | 14 | 0 | 0 | 1 | 0 | 15 | 0 | 0 | 0 | 0 | 0 | 0 | 14 | 0 | 0 | 0 | 1 | 15 |  |  | C4 | 0.01282 | 0.01282 | 0.01784 | 0.04389 | 0.09196 | C4 | 774105 | 774105 | 774105 | 774105 | 774105 | C4 | 9924.0261 | 9924.0261 | 13810.0332 | 33975.4685 | 71186.6958 | C4 | 89316.2349 | 0 | 13810.0332 | 169877.3422 | 0 | 273003.6103 |  | 138936.3654 | 0 | 13810.0332 | 0 | 0 | 152746.3986 |  | 138936.3654 | 0 | 0 | 33975.4685 | 0 | 172911.8338 |  | 138936.3654 | 0 | 0 | 33975.4685 | 0 | 172911.8338 |  | 138936.3654 | 0 | 0 | 0 | 71186.6958 | 210123.0612 |  | 138936.3654 | 0 | 0 | 0 | 71186.6958 | 210123.0612
|  |  | 263 | 263 |  | 131 | 16 | 56 | 59 | 1 |  | 87 | 19 | 71 | 72 | 11 |  | 0 | 0 | 0 | 0 | 0 |  | 120 | 27 | 28 | 28 | 60 |  | 0 | 0 | 0 | 0 | 0 |  | 115 | 32 | 15 | 13 | 88 | [22 empty] | 394579.2777 | 70262.1048 | 357956.0605 | 998878.7724 | 259119.5727 | 2080795.7882 |  | 603777.7479 | 58353.2735 | 281724.6773 | 665919.1816 | 19932.2748 | 1629707.1551 |  | 566463.4098 | 95667.6116 | 136443.128 | 357421.9281 | 1415191.5125 | 2571187.59 |  | 566463.4098 | 95667.6116 | 136443.128 | 357421.9281 | 1415191.5125 | 2571187.59 |  | 547012.3186 | 115118.7028 | 72364.574 | 157646.1736 | 2164075.5523 | 3056217.3213 |  | 547012.3186 | 115118.7028 | 72364.574 | 157646.1736 | 2164075.5523 | 3056217.3213
| 132kV Transformer |  | 87 | 87 | C1 | 39 | 7 | 38 | 2 | 1 | 87 | 39 | 7 | 38 | 2 | 1 | 87 | 0 | 0 | 0 | 0 | 0 | 0 | 33 | 10 | 37 | 6 | 1 | 87 | 0 | 0 | 0 | 0 | 0 | 0 | 27 | 16 | 30 | 8 | 6 | 87 |  |  | C1 | 0.01282 | 0.01282 | 0.01784 | 0.04389 | 0.09196 | C1 | 1157569.7 | 1157569.7 | 1157569.7 | 1157569.7 | 1157569.7 | C1 | 14840.0436 | 14840.0436 | 20651.0434 | 50805.7341 | 106450.1096 | C1 | 578761.6986 | 103880.3049 | 784739.651 | 101611.4683 | 106450.1096 | 1675443.2324 |  | 578761.6986 | 103880.3049 | 784739.651 | 101611.4683 | 106450.1096 | 1675443.2324 |  | 489721.4373 | 148400.4355 | 764088.6076 | 304834.4048 | 106450.1096 | 1813494.9948 |  | 489721.4373 | 148400.4355 | 764088.6076 | 304834.4048 | 106450.1096 | 1813494.9948 |  | 400681.176 | 237440.6969 | 619531.3034 | 406445.8731 | 638700.6577 | 2302799.707 |  | 400681.176 | 237440.6969 | 619531.3034 | 406445.8731 | 638700.6577 | 2302799.707
|  |  | 108 | 108 | C2 | 40 | 2 | 57 | 3 | 6 | 108 | 36 | 2 | 57 | 3 | 7 | 105 | 0 | 0 | 0 | 0 | 0 | 0 | 38 | 2 | 52 | 8 | 8 | 108 | 0 | 0 | 0 | 0 | 0 | 0 | 35 | 5 | 43 | 12 | 13 | 108 |  |  | C2 | 0.01282 | 0.01282 | 0.01784 | 0.04389 | 0.09196 | C2 | 1653671 | 1653671 | 1653671 | 1653671 | 1653671 | C2 | 21200.0622 | 21200.0622 | 29501.4906 | 72579.6202 | 152071.5852 | C2 | 763202.2399 | 42400.1244 | 1681584.9665 | 217738.8606 | 1064501.0961 | 3769427.2875 |  | 848002.4888 | 42400.1244 | 1681584.9665 | 217738.8606 | 912429.511 | 3702155.9512 |  | 805602.3644 | 42400.1244 | 1534077.5133 | 580636.9615 | 1216572.6813 | 4179289.6449 |  | 805602.3644 | 42400.1244 | 1534077.5133 | 580636.9615 | 1216572.6813 | 4179289.6449 |  | 742002.1777 | 106000.3111 | 1268564.0975 | 870955.4423 | 1976930.6071 | 4964452.6357 |  | 742002.1777 | 106000.3111 | 1268564.0975 | 870955.4423 | 1976930.6071 | 4964452.6357
|  |  | 42 | 42 | C3 | 18 | 3 | 14 | 7 | 0 | 42 | 17 | 3 | 14 | 7 | 1 | 42 | 0 | 0 | 0 | 0 | 0 | 0 | 16 | 5 | 11 | 4 | 6 | 42 | 0 | 0 | 0 | 0 | 0 | 0 | 13 | 8 | 9 | 2 | 10 | 42 |  |  | C3 | 0.01282 | 0.01282 | 0.01784 | 0.04389 | 0.09196 | C3 | 2480506.5 | 2480506.5 | 2480506.5 | 2480506.5 | 2480506.5 | C3 | 31800.0933 | 31800.0933 | 44252.236 | 108869.4303 | 228107.3777 | C3 | 540601.5866 | 95400.28 | 619531.3034 | 762086.012 | 228107.3777 | 2245726.5598 |  | 572401.6799 | 95400.28 | 619531.3034 | 762086.012 | 0 | 2049419.2754 |  | 508801.4933 | 159000.4666 | 486774.5956 | 435477.7211 | 1368644.2664 | 2958698.5431 |  | 508801.4933 | 159000.4666 | 486774.5956 | 435477.7211 | 1368644.2664 | 2958698.5431 |  | 413401.2133 | 254400.7466 | 398270.1236 | 217738.8606 | 2281073.7774 | 3564884.7215 |  | 413401.2133 | 254400.7466 | 398270.1236 | 217738.8606 | 2281073.7774 | 3564884.7215
|  |  | 11 | 11 | C4 | 2 | 1 | 4 | 4 | 0 | 11 | 1 | 1 | 4 | 4 | 1 | 11 | 0 | 0 | 0 | 0 | 0 | 0 | 2 | 1 | 2 | 4 | 2 | 11 | 0 | 0 | 0 | 0 | 0 | 0 | 2 | 0 | 3 | 0 | 6 | 11 |  |  | C4 | 0.01282 | 0.01282 | 0.01784 | 0.04389 | 0.09196 | C4 | 4134177.5 | 4134177.5 | 4134177.5 | 4134177.5 | 4134177.5 | C4 | 53000.1555 | 53000.1555 | 73753.7266 | 181449.0505 | 380178.9629 | C4 | 53000.1555 | 53000.1555 | 295014.9064 | 725796.2019 | 380178.9629 | 1506990.3823 |  | 106000.3111 | 53000.1555 | 295014.9064 | 725796.2019 | 0 | 1179811.575 |  | 106000.3111 | 53000.1555 | 147507.4532 | 725796.2019 | 760357.9258 | 1792662.0475 |  | 106000.3111 | 53000.1555 | 147507.4532 | 725796.2019 | 760357.9258 | 1792662.0475 |  | 106000.3111 | 0 | 221261.1798 | 0 | 2281073.7774 | 2608335.2683 |  | 106000.3111 | 0 | 221261.1798 | 0 | 2281073.7774 | 2608335.2683
|  |  | 248 | 248 |  | 99 | 13 | 113 | 16 | 7 |  | 93 | 13 | 113 | 16 | 10 |  | 0 | 0 | 0 | 0 | 0 |  | 89 | 18 | 102 | 22 | 17 |  | 0 | 0 | 0 | 0 | 0 |  | 77 | 29 | 85 | 22 | 35 | [22 empty] | 1935565.6807 | 294680.8649 | 3380870.8273 | 1807232.5427 | 1779237.5464 | 9197587.462 |  | 2105166.1784 | 294680.8649 | 3380870.8273 | 1807232.5427 | 1018879.6206 | 8606830.034 |  | 1910125.606 | 402801.1822 | 2932448.1696 | 2046745.2894 | 3452024.9831 | 10744145.2303 |  | 1910125.606 | 402801.1822 | 2932448.1696 | 2046745.2894 | 3452024.9831 | 10744145.2303 |  | 1662084.878 | 597841.7546 | 2507626.7044 | 1495140.1759 | 7177778.8196 | 13440472.3325 |  | 1662084.878 | 597841.7546 | 2507626.7044 | 1495140.1759 | 7177778.8196 | 13440472.3325
| 132kV UG Cable (Gas) |  | 0 | 0 | C1 | 0 | 0 | 0 | 0 | 0 | 0 | 0 | 0 | 0 | 0 | 0 | 0 | 0 | 0 | 0 | 0 | 0 | 0 | 0 | 0 | 0 | 0 | 0 | 0 | 0 | 0 | 0 | 0 | 0 | 0 | 0 | 0 | 0 | 0 | 0 | 0 |  |  | C1 | 0.06946 | 0.06946 | 2.3539 | 5.7457 | 12.039 | C1 | 7500.5 | 7500.5 | 7500.5 | 7500.5 | 7500.5 | C1 | 520.9847 | 520.9847 | 17655.1269 | 43095.4728 | 90298.6695 | C1 | 0 | 0 | 0 | 0 | 0 | 0 |  | 0 | 0 | 0 | 0 | 0 | 0 |  | 0 | 0 | 0 | 0 | 0 | 0 |  | 0 | 0 | 0 | 0 | 0 | 0 |  | 0 | 0 | 0 | 0 | 0 | 0 |  | 0 | 0 | 0 | 0 | 0 | 0
|  |  | 20.935 | 20.935 | C2 | 0.092 | 1.479 | 13.096 | 0 | 6.268 | 20.935 | 0.092 | 1.479 | 13.096 | 0 | 11.268 | 25.935 | 0 | 0 | 0 | 0 | 0 | 0 | 0.092 | 0 | 14.575 | 0 | 6.268 | 20.935 | 0 | 0 | 0 | 0 | 0 | 0 | 0.092 | 0 | 14.574 | 0.001 | 6.268 | 20.935 |  |  | C2 | 0.06946 | 0.06946 | 2.3539 | 5.7457 | 12.039 | C2 | 10715 | 10715 | 10715 | 10715 | 10715 | C2 | 744.2639 | 744.2639 | 25221.6099 | 61564.9612 | 128998.0993 | C2 | 68.4723 | 1100.7663 | 330302.2033 | 0 | 1453550.5829 | 1785022.0247 |  | 68.4723 | 1100.7663 | 330302.2033 | 0 | 808560.0864 | 1140031.5282 |  | 68.4723 | 0 | 367604.9643 | 0 | 808560.0864 | 1176233.523 |  | 68.4723 | 0 | 367604.9643 | 0 | 808560.0864 | 1176233.523 |  | 68.4723 | 0 | 367579.7427 | 61.565 | 808560.0864 | 1176269.8663 |  | 68.4723 | 0 | 367579.7427 | 61.565 | 808560.0864 | 1176269.8663
|  |  | 0 | 0 | C3 | 0 | 0 | 0 | 0 | 0 | 0 | 0 | 0 | 0 | 0 | 0 | 0 | 0 | 0 | 0 | 0 | 0 | 0 | 0 | 0 | 0 | 0 | 0 | 0 | 0 | 0 | 0 | 0 | 0 | 0 | 0 | 0 | 0 | 0 | 0 | 0 |  |  | C3 | 0.06946 | 0.06946 | 2.3539 | 5.7457 | 12.039 | C3 | 16072.5 | 16072.5 | 16072.5 | 16072.5 | 16072.5 | C3 | 1116.3958 | 1116.3958 | 37832.4149 | 92347.4418 | 193497.149 | C3 | 0 | 0 | 0 | 0 | 0 | 0 |  | 0 | 0 | 0 | 0 | 0 | 0 |  | 0 | 0 | 0 | 0 | 0 | 0 |  | 0 | 0 | 0 | 0 | 0 | 0 |  | 0 | 0 | 0 | 0 | 0 | 0 |  | 0 | 0 | 0 | 0 | 0 | 0
|  |  | 0 | 0 | C4 | 0 | 0 | 0 | 0 | 0 | 0 | 0 | 0 | 0 | 0 | 0 | 0 | 0 | 0 | 0 | 0 | 0 | 0 | 0 | 0 | 0 | 0 | 0 | 0 | 0 | 0 | 0 | 0 | 0 | 0 | 0 | 0 | 0 | 0 | 0 | 0 |  |  | C4 | 0.06946 | 0.06946 | 2.3539 | 5.7457 | 12.039 | C4 | 26787.5 | 26787.5 | 26787.5 | 26787.5 | 26787.5 | C4 | 1860.6597 | 1860.6597 | 63054.0248 | 153912.403 | 322495.2483 | C4 | 0 | 0 | 0 | 0 | 0 | 0 |  | 0 | 0 | 0 | 0 | 0 | 0 |  | 0 | 0 | 0 | 0 | 0 | 0 |  | 0 | 0 | 0 | 0 | 0 | 0 |  | 0 | 0 | 0 | 0 | 0 | 0 |  | 0 | 0 | 0 | 0 | 0 | 0
|  |  | 20.935 | 20.935 |  | 0.092 | 1.479 | 13.096 | 0 | 6.268 |  | 0.092 | 1.479 | 13.096 | 0 | 11.268 |  | 0 | 0 | 0 | 0 | 0 |  | 0.092 | 0 | 14.575 | 0 | 6.268 |  | 0 | 0 | 0 | 0 | 0 |  | 0.092 | 0 | 14.574 | 0.001 | 6.268 | [22 empty] | 68.4723 | 1100.7663 | 330302.2033 | 0 | 1453550.5829 | 1785022.0247 |  | 68.4723 | 1100.7663 | 330302.2033 | 0 | 808560.0864 | 1140031.5282 |  | 68.4723 | 0 | 367604.9643 | 0 | 808560.0864 | 1176233.523 |  | 68.4723 | 0 | 367604.9643 | 0 | 808560.0864 | 1176233.523 |  | 68.4723 | 0 | 367579.7427 | 61.565 | 808560.0864 | 1176269.8663 |  | 68.4723 | 0 | 367579.7427 | 61.565 | 808560.0864 | 1176269.8663
| 132kV UG Cable (Oil) |  | 33.991 | 33.991 | C1 | 0.666 | 22.879 | 10.446 | 0 | 0 | 33.991 | 0.667 | 22.91 | 10.46 | 0 | 0 | 34.037 | 0 | 0 | 0 | 0 | 0 | 0 | 0.666 | 14.253 | 19.072 | 0 | 0 | 33.991 | 0 | 0 | 0 | 0 | 0 | 0 | 0.666 | 6.613 | 26.713 | 0 | 0 | 33.992 |  |  | C1 | 0.01378 | 0.01378 | 0.46689 | 1.1397 | 2.3879 | C1 | 42630 | 42630 | 42630 | 42630 | 42630 | C1 | 587.4414 | 587.4414 | 19903.5207 | 48583.2795 | 101797.0296 | C1 | 391.8234 | 13458.2825 | 208190.8265 | 0 | 0 | 222040.9324 |  | 391.236 | 13440.0718 | 207912.1772 | 0 | 0 | 221743.485 |  | 391.236 | 8372.8023 | 379599.9468 | 0 | 0 | 388363.985 |  | 391.236 | 8372.8023 | 379599.9468 | 0 | 0 | 388363.985 |  | 391.236 | 3884.75 | 531682.7485 | 0 | 0 | 535958.7344 |  | 391.236 | 3884.75 | 531682.7485 | 0 | 0 | 535958.7344
|  |  | 173.723 | 173.723 | C2 | 16.646 | 67.615 | 66.022 | 23.44 | 0 | 173.723 | 16.669 | 67.708 | 66.112 | 29.44 | 0 | 179.929 | 0 | 0 | 0 | 0 | 0 | 0 | 16.26 | 48.6 | 85.423 | 0 | 23.44 | 173.723 | 0 | 0 | 0 | 0 | 0 | 0 | 12.36 | 49.921 | 82.297 | 5.705 | 23.44 | 173.723 |  |  | C2 | 0.01378 | 0.01378 | 0.46689 | 1.1397 | 2.3879 | C2 | 60900 | 60900 | 60900 | 60900 | 60900 | C2 | 839.202 | 839.202 | 28433.601 | 69404.685 | 145424.328 | C2 | 13988.6581 | 56820.689 | 1879802.2293 | 2043273.9264 | 0 | 3993885.5029 |  | 13969.3565 | 56742.6432 | 1877243.2052 | 1626845.8164 | 0 | 3574801.0213 |  | 13645.4245 | 40785.2172 | 2428883.4982 | 0 | 3408746.2483 | 5892060.3883 |  | 13645.4245 | 40785.2172 | 2428883.4982 | 0 | 3408746.2483 | 5892060.3883 |  | 10372.5367 | 41893.803 | 2340000.0615 | 395953.7279 | 3408746.2483 | 6196966.3775 |  | 10372.5367 | 41893.803 | 2340000.0615 | 395953.7279 | 3408746.2483 | 6196966.3775
|  |  | 25.27 | 25.27 | C3 | 4.591 | 13.54 | 7.139 | 0 | 0 | 25.27 | 4.597 | 13.559 | 7.149 | 0 | 0 | 25.305 | 0 | 0 | 0 | 0 | 0 | 0 | 4.591 | 7.627 | 13.052 | 0 | 0 | 25.27 | 0 | 0 | 0 | 0 | 0 | 0 | 0 | 11.103 | 14.167 | 0 | 0 | 25.27 |  |  | C3 | 0.01378 | 0.01378 | 0.46689 | 1.1397 | 2.3879 | C3 | 91350 | 91350 | 91350 | 91350 | 91350 | C3 | 1258.803 | 1258.803 | 42650.4015 | 104107.0275 | 218136.492 | C3 | 5786.7174 | 17068.1099 | 304907.7203 | 0 | 0 | 327762.5476 |  | 5779.1646 | 17044.1926 | 304481.2163 | 0 | 0 | 327304.5735 |  | 5779.1646 | 9600.8905 | 556673.0404 | 0 | 0 | 572053.0954 |  | 5779.1646 | 9600.8905 | 556673.0404 | 0 | 0 | 572053.0954 |  | 0 | 13976.4897 | 604228.2381 | 0 | 0 | 618204.7278 |  | 0 | 13976.4897 | 604228.2381 | 0 | 0 | 618204.7278
|  |  | 9.531 | 9.531 | C4 | 0 | 0 | 9.531 | 0 | 0 | 9.531 | 0 | 0 | 9.544 | 0 | 0 | 9.544 | 0 | 0 | 0 | 0 | 0 | 0 | 0 | 0 | 9.531 | 0 | 0 | 9.531 | 0 | 0 | 0 | 0 | 0 | 0 | 0 | 0 | 9.531 | 0 | 0 | 9.531 |  |  | C4 | 0.01378 | 0.01378 | 0.46689 | 1.1397 | 2.3879 | C4 | 152250 | 152250 | 152250 | 152250 | 152250 | C4 | 2098.005 | 2098.005 | 71084.0025 | 173511.7125 | 363560.82 | C4 | 0 | 0 | 678425.7199 | 0 | 0 | 678425.7199 |  | 0 | 0 | 677501.6278 | 0 | 0 | 677501.6278 |  | 0 | 0 | 677501.6278 | 0 | 0 | 677501.6278 |  | 0 | 0 | 677501.6278 | 0 | 0 | 677501.6278 |  | 0 | 0 | 677501.6278 | 0 | 0 | 677501.6278 |  | 0 | 0 | 677501.6278 | 0 | 0 | 677501.6278
|  |  | 242.515 | 242.515 |  | 21.903 | 104.034 | 93.138 | 23.44 | 0 |  | 21.933 | 104.177 | 93.265 | 29.44 | 0 |  | 0 | 0 | 0 | 0 | 0 |  | 21.517 | 70.48 | 127.078 | 0 | 23.44 |  | 0 | 0 | 0 | 0 | 0 |  | 13.026 | 67.637 | 132.708 | 5.705 | 23.44 | [22 empty] | 20167.1989 | 87347.0814 | 3071326.496 | 2043273.9264 | 0 | 5222114.7027 |  | 20139.757 | 87226.9076 | 3067138.2266 | 1626845.8164 | 0 | 4801350.7077 |  | 19815.8251 | 58758.91 | 4042658.1132 | 0 | 3408746.2483 | 7529979.0966 |  | 19815.8251 | 58758.91 | 4042658.1132 | 0 | 3408746.2483 | 7529979.0966 |  | 10763.7727 | 59755.0427 | 4153412.6758 | 395953.7279 | 3408746.2483 | 8028631.4675 |  | 10763.7727 | 59755.0427 | 4153412.6758 | 395953.7279 | 3408746.2483 | 8028631.4675
| 132kV UG Cable (Non Pressurised) |  | 27.889 | 27.889 | C1 | 27.889 | 0 | 0 | 0 | 0 | 27.889 | 20.329 | 0 | 0 | 0 | 0 | 20.329 | 0 | 0 | 0 | 0 | 0 | 0 | 0 | 0 | 0 | 0 | 0 | 0 | 0 | 0 | 0 | 0 | 0 | 0 | 0 | 0 | 0 | 0 | 0 | 0 |  |  | C1 | 0 | 0 | 0 | 0 | 0 | C1 | 336824.6 | 336824.6 | 336824.6 | 336824.6 | 336824.6 | C1 | 0 | 0 | 0 | 0 | 0 | C1 | 0 | 0 | 0 | 0 | 0 | 0 |  | 0 | 0 | 0 | 0 | 0 | 0 |  | 0 | 0 | 0 | 0 | 0 | 0 |  | 0 | 0 | 0 | 0 | 0 | 0 |  | 0 | 0 | 0 | 0 | 0 | 0 |  | 0 | 0 | 0 | 0 | 0 | 0
|  |  | 54.774 | 54.774 | C2 | 54.774 | 0 | 0 | 0 | 0 | 54.774 | 35.764 | 0 | 0 | 0 | 0 | 35.764 | 0 | 0 | 0 | 0 | 0 | 0 | 0 | 0 | 0 | 0 | 0 | 0 | 0 | 0 | 0 | 0 | 0 | 0 | 0 | 0 | 0 | 0 | 0 | 0 |  |  | C2 | 0 | 0 | 0 | 0 | 0 | C2 | 481178 | 481178 | 481178 | 481178 | 481178 | C2 | 0 | 0 | 0 | 0 | 0 | C2 | 0 | 0 | 0 | 0 | 0 | 0 |  | 0 | 0 | 0 | 0 | 0 | 0 |  | 0 | 0 | 0 | 0 | 0 | 0 |  | 0 | 0 | 0 | 0 | 0 | 0 |  | 0 | 0 | 0 | 0 | 0 | 0 |  | 0 | 0 | 0 | 0 | 0 | 0
|  |  | 6.288 | 6.288 | C3 | 6.288 | 0 | 0 | 0 | 0 | 6.288 | 4.398 | 0 | 0 | 0 | 0 | 4.398 | 0 | 0 | 0 | 0 | 0 | 0 | 0 | 0 | 0 | 0 | 0 | 0 | 0 | 0 | 0 | 0 | 0 | 0 | 0 | 0 | 0 | 0 | 0 | 0 |  |  | C3 | 0 | 0 | 0 | 0 | 0 | C3 | 721767 | 721767 | 721767 | 721767 | 721767 | C3 | 0 | 0 | 0 | 0 | 0 | C3 | 0 | 0 | 0 | 0 | 0 | 0 |  | 0 | 0 | 0 | 0 | 0 | 0 |  | 0 | 0 | 0 | 0 | 0 | 0 |  | 0 | 0 | 0 | 0 | 0 | 0 |  | 0 | 0 | 0 | 0 | 0 | 0 |  | 0 | 0 | 0 | 0 | 0 | 0
|  |  | 4.459 | 4.459 | C4 | 4.459 | 0 | 0 | 0 | 0 | 4.459 | 4.459 | 0 | 0 | 0 | 0 | 4.459 | 0 | 0 | 0 | 0 | 0 | 0 | 0 | 0 | 0 | 0 | 0 | 0 | 0 | 0 | 0 | 0 | 0 | 0 | 0 | 0 | 0 | 0 | 0 | 0 |  |  | C4 | 0 | 0 | 0 | 0 | 0 | C4 | 1202945 | 1202945 | 1202945 | 1202945 | 1202945 | C4 | 0 | 0 | 0 | 0 | 0 | C4 | 0 | 0 | 0 | 0 | 0 | 0 |  | 0 | 0 | 0 | 0 | 0 | 0 |  | 0 | 0 | 0 | 0 | 0 | 0 |  | 0 | 0 | 0 | 0 | 0 | 0 |  | 0 | 0 | 0 | 0 | 0 | 0 |  | 0 | 0 | 0 | 0 | 0 | 0
|  |  | 93.41 | 93.41 |  | 93.41 | 0 | 0 | 0 | 0 |  | 64.95 | 0 | 0 | 0 | 0 |  | 0 | 0 | 0 | 0 | 0 |  | 0 | 0 | 0 | 0 | 0 |  | 0 | 0 | 0 | 0 | 0 |  | 0 | 0 | 0 | 0 | 0 | [22 empty] | 0 | 0 | 0 | 0 | 0 | 0 |  | 0 | 0 | 0 | 0 | 0 | 0 |  | 0 | 0 | 0 | 0 | 0 | 0 |  | 0 | 0 | 0 | 0 | 0 | 0 |  | 0 | 0 | 0 | 0 | 0 | 0 |  | 0 | 0 | 0 | 0 | 0 | 0
| 132kV OHL Support - Tower |  | 1118 | 1118 | C1 | 37 | 860 | 144 | 77 | 0 | 1118 | 36 | 860 | 144 | 77 | 1 | 1118 | 0 | 0 | 0 | 0 | 0 | 0 | 37 | 848 | 156 | 77 | 0 | 1118 | 0 | 0 | 0 | 0 | 0 | 0 | 37 | 822 | 182 | 77 | 0 | 1118 |  |  | C1 | 0.00053 | 0.00053 | 0.00053 | 0.02684 | 0.09196 | C1 | 698620.3 | 698620.3 | 698620.3 | 698620.3 | 698620.3 | C1 | 370.2688 | 370.2688 | 370.2688 | 18750.9689 | 64245.1228 | C1 | 13329.6753 | 318431.1327 | 53318.7013 | 1443824.6016 | 64245.1228 | 1893149.2338 |  | 13699.9441 | 318431.1327 | 53318.7013 | 1443824.6016 | 0 | 1829274.3797 |  | 13699.9441 | 313987.9076 | 57761.9264 | 1443824.6016 | 0 | 1829274.3797 |  | 13699.9441 | 313987.9076 | 57761.9264 | 1443824.6016 | 0 | 1829274.3797 |  | 13699.9441 | 304360.9199 | 67388.9141 | 1443824.6016 | 0 | 1829274.3797 |  | 13699.9441 | 304360.9199 | 67388.9141 | 1443824.6016 | 0 | 1829274.3797
|  |  | 1091 | 1091 | C2 | 136 | 702 | 137 | 116 | 0 | 1091 | 110 | 694 | 137 | 126 | 0 | 1067 | 0 | 0 | 0 | 0 | 0 | 0 | 136 | 695 | 144 | 116 | 0 | 1091 | 0 | 0 | 0 | 0 | 0 | 0 | 136 | 678 | 161 | 116 | 0 | 1091 |  |  | C2 | 0.00053 | 0.00053 | 0.00053 | 0.02684 | 0.09196 | C2 | 998029 | 998029 | 998029 | 998029 | 998029 | C2 | 528.9554 | 528.9554 | 528.9554 | 26787.0984 | 91778.7468 | C2 | 58185.0907 | 367095.0268 | 72466.8857 | 3375174.3934 | 0 | 3872921.3965 |  | 71937.9303 | 371326.6697 | 72466.8857 | 3107303.4098 | 0 | 3623034.8955 |  | 71937.9303 | 367623.9821 | 76169.5733 | 3107303.4098 | 0 | 3623034.8955 |  | 71937.9303 | 367623.9821 | 76169.5733 | 3107303.4098 | 0 | 3623034.8955 |  | 71937.9303 | 358631.7409 | 85161.8146 | 3107303.4098 | 0 | 3623034.8955 |  | 71937.9303 | 358631.7409 | 85161.8146 | 3107303.4098 | 0 | 3623034.8955
|  |  | 462 | 462 | C3 | 9 | 323 | 75 | 55 | 0 | 462 | 9 | 303 | 75 | 75 | 0 | 462 | 0 | 0 | 0 | 0 | 0 | 0 | 9 | 321 | 77 | 55 | 0 | 462 | 0 | 0 | 0 | 0 | 0 | 0 | 9 | 310 | 88 | 55 | 0 | 462 |  |  | C3 | 0.00053 | 0.00053 | 0.00053 | 0.02684 | 0.09196 | C3 | 1497043.5 | 1497043.5 | 1497043.5 | 1497043.5 | 1497043.5 | C3 | 793.4331 | 793.4331 | 793.4331 | 40180.6475 | 137668.1203 | C3 | 7140.8975 | 240410.2157 | 59507.4791 | 3013548.5655 | 0 | 3320607.1578 |  | 7140.8975 | 256278.8768 | 59507.4791 | 2209935.6147 | 0 | 2532862.8681 |  | 7140.8975 | 254692.0107 | 61094.3452 | 2209935.6147 | 0 | 2532862.8681 |  | 7140.8975 | 254692.0107 | 61094.3452 | 2209935.6147 | 0 | 2532862.8681 |  | 7140.8975 | 245964.247 | 69822.1088 | 2209935.6147 | 0 | 2532862.8681 |  | 7140.8975 | 245964.247 | 69822.1088 | 2209935.6147 | 0 | 2532862.8681
|  |  | 61 | 61 | C4 | 0 | 31 | 0 | 30 | 0 | 61 | 0 | 31 | 0 | 30 | 0 | 61 | 0 | 0 | 0 | 0 | 0 | 0 | 0 | 31 | 0 | 30 | 0 | 61 | 0 | 0 | 0 | 0 | 0 | 0 | 0 | 31 | 0 | 30 | 0 | 61 |  |  | C4 | 0.00053 | 0.00053 | 0.00053 | 0.02684 | 0.09196 | C4 | 2495072.5 | 2495072.5 | 2495072.5 | 2495072.5 | 2495072.5 | C4 | 1322.3884 | 1322.3884 | 1322.3884 | 66967.7459 | 229446.8671 | C4 | 0 | 40994.0412 | 0 | 2009032.377 | 0 | 2050026.4182 |  | 0 | 40994.0412 | 0 | 2009032.377 | 0 | 2050026.4182 |  | 0 | 40994.0412 | 0 | 2009032.377 | 0 | 2050026.4182 |  | 0 | 40994.0412 | 0 | 2009032.377 | 0 | 2050026.4182 |  | 0 | 40994.0412 | 0 | 2009032.377 | 0 | 2050026.4182 |  | 0 | 40994.0412 | 0 | 2009032.377 | 0 | 2050026.4182
|  |  | 2732 | 2732 |  | 182 | 1916 | 356 | 278 | 0 |  | 155 | 1888 | 356 | 308 | 1 |  | 0 | 0 | 0 | 0 | 0 |  | 182 | 1895 | 377 | 278 | 0 |  | 0 | 0 | 0 | 0 | 0 |  | 182 | 1841 | 431 | 278 | 0 | [22 empty] | 78655.6635 | 966930.4164 | 185293.0661 | 9841579.9375 | 64245.1228 | 11136704.2062 |  | 92778.7719 | 987030.7204 | 185293.0661 | 8770096.0031 | 0 | 10035198.5615 |  | 92778.7719 | 977297.9416 | 195025.8449 | 8770096.0031 | 0 | 10035198.5615 |  | 92778.7719 | 977297.9416 | 195025.8449 | 8770096.0031 | 0 | 10035198.5615 |  | 92778.7719 | 949950.949 | 222372.8375 | 8770096.0031 | 0 | 10035198.5615 |  | 92778.7719 | 949950.949 | 222372.8375 | 8770096.0031 | 0 | 10035198.5615
| 132kV OHL Fittings and Conductors (Tower Lines) |  | 0 | 0 | C1 | 0 | 0 | 0 | 0 | 0 | 0 | 0 | 0 | 0 | 0 | 0 | 0 | 0 | 0 | 0 | 0 | 0 | 0 | 0 | 0 | 0 | 0 | 0 | 0 | 0 | 0 | 0 | 0 | 0 | 0 | 0 | 0 | 0 | 0 | 0 | 0 |  | 0 | C1 | 0 | 0 | 0 | 0 | 0 | C1 | 0 | 0 | 0 | 0 | 0 | C1 | [5 empty] | C1 | [5 empty] | 0 | [6 empty] | 0 | [6 empty] | 0 | [6 empty] | 0 | [6 empty] | 0 | [6 empty] | 0
|  |  | 0 | 0 | C2 | 0 | 0 | 0 | 0 | 0 | 0 | 0 | 0 | 0 | 0 | 0 | 0 | 0 | 0 | 0 | 0 | 0 | 0 | 0 | 0 | 0 | 0 | 0 | 0 | 0 | 0 | 0 | 0 | 0 | 0 | 0 | 0 | 0 | 0 | 0 | 0 |  |  | C2 | 0 | 0 | 0 | 0 | 0 | C2 | 0 | 0 | 0 | 0 | 0 | C2 | [5 empty] | C2 | [5 empty] | 0 | [6 empty] | 0 | [6 empty] | 0 | [6 empty] | 0 | [6 empty] | 0 | [6 empty] | 0
|  |  | 0 | 0 | C3 | 0 | 0 | 0 | 0 | 0 | 0 | 0 | 0 | 0 | 0 | 0 | 0 | 0 | 0 | 0 | 0 | 0 | 0 | 0 | 0 | 0 | 0 | 0 | 0 | 0 | 0 | 0 | 0 | 0 | 0 | 0 | 0 | 0 | 0 | 0 | 0 |  |  | C3 | 0 | 0 | 0 | 0 | 0 | C3 | 0 | 0 | 0 | 0 | 0 | C3 | [5 empty] | C3 | [5 empty] | 0 | [6 empty] | 0 | [6 empty] | 0 | [6 empty] | 0 | [6 empty] | 0 | [6 empty] | 0
|  |  | 0 | 0 | C4 | 0 | 0 | 0 | 0 | 0 | 0 | 0 | 0 | 0 | 0 | 0 | 0 | 0 | 0 | 0 | 0 | 0 | 0 | 0 | 0 | 0 | 0 | 0 | 0 | 0 | 0 | 0 | 0 | 0 | 0 | 0 | 0 | 0 | 0 | 0 | 0 |  |  | C4 | 0 | 0 | 0 | 0 | 0 | C4 | 0 | 0 | 0 | 0 | 0 | C4 | [5 empty] | C4 | [5 empty] | 0 | [6 empty] | 0 | [6 empty] | 0 | [6 empty] | 0 | [6 empty] | 0 | [6 empty] | 0
|  |  | 0 | 0 |  | 0 | 0 | 0 | 0 | 0 |  | 0 | 0 | 0 | 0 | 0 |  | 0 | 0 | 0 | 0 | 0 |  | 0 | 0 | 0 | 0 | 0 |  | 0 | 0 | 0 | 0 | 0 |  | 0 | 0 | 0 | 0 | 0 | [22 empty] | 0 | 0 | 0 | 0 | 0 | 0 |  | 0 | 0 | 0 | 0 | 0 | 0 |  | 0 | 0 | 0 | 0 | 0 | 0 |  | 0 | 0 | 0 | 0 | 0 | 0 |  | 0 | 0 | 0 | 0 | 0 | 0 |  | 0 | 0 | 0 | 0 | 0 | 0
| 132kV OHL Fittings |  | 2561 | 2561 | C1 | 786 | 660 | 577 | 406 | 132 | 2561 | 494 | 662 | 578 | 406 | 425 | 2565 | 0 | 0 | 0 | 0 | 0 | 0 | 782 | 302 | 611 | 362 | 504 | 2561 | 0 | 0 | 0 | 0 | 0 | 0 | 782 | 69 | 732 | 112 | 866 | 2561 |  |  | C1 | 8e-05 | 8e-05 | 0.00011 | 0.00026 | 0.00055 | C1 | 330227.8 | 330227.8 | 330227.8 | 330227.8 | 330227.8 | C1 | 26.4182 | 26.4182 | 36.3251 | 85.8592 | 181.6253 | C1 | 13050.6027 | 17488.8643 | 20995.8835 | 34858.8466 | 77190.7483 | 163584.9453 |  | 20764.7241 | 17436.0278 | 20959.5585 | 34858.8466 | 23974.5383 | 117993.6952 |  | 20659.0512 | 7978.3036 | 22194.6104 | 31081.0405 | 91539.1462 | 173452.1519 |  | 20659.0512 | 7978.3036 | 22194.6104 | 31081.0405 | 91539.1462 | 173452.1519 |  | 20659.0512 | 1822.8575 | 26589.9425 | 9616.2335 | 157287.5011 | 215975.5858 |  | 20659.0512 | 1822.8575 | 26589.9425 | 9616.2335 | 157287.5011 | 215975.5858
|  |  | 1376 | 1376 | C2 | 664 | 124 | 224 | 192 | 172 | 1376 | 514 | 124 | 224 | 192 | 324 | 1378 | 0 | 0 | 0 | 0 | 0 | 0 | 664 | 62 | 112 | 182 | 356 | 1376 | 0 | 0 | 0 | 0 | 0 | 0 | 664 | 20 | 122 | 32 | 538 | 1376 |  |  | C2 | 8e-05 | 8e-05 | 0.00011 | 0.00026 | 0.00055 | C2 | 471754 | 471754 | 471754 | 471754 | 471754 | C2 | 37.7403 | 37.7403 | 51.8929 | 122.656 | 259.4647 | C2 | 19398.5245 | 4679.7997 | 11624.0186 | 23549.9597 | 84066.5628 | 143318.8652 |  | 25059.5725 | 4679.7997 | 11624.0186 | 23549.9597 | 44627.9284 | 109541.2788 |  | 25059.5725 | 2339.8998 | 5812.0093 | 22323.3993 | 92369.4332 | 147904.3141 |  | 25059.5725 | 2339.8998 | 5812.0093 | 22323.3993 | 92369.4332 | 147904.3141 |  | 25059.5725 | 754.8064 | 6330.9387 | 3924.9933 | 139592.0086 | 175662.3194 |  | 25059.5725 | 754.8064 | 6330.9387 | 3924.9933 | 139592.0086 | 175662.3194
|  |  | 932 | 932 | C3 | 308 | 312 | 104 | 204 | 4 | 932 | 190 | 313 | 104 | 204 | 123 | 934 | 0 | 0 | 0 | 0 | 0 | 0 | 308 | 150 | 229 | 27 | 218 | 932 | 0 | 0 | 0 | 0 | 0 | 0 | 308 | 88 | 283 | 8 | 245 | 932 |  |  | C3 | 8e-05 | 8e-05 | 0.00011 | 0.00026 | 0.00055 | C3 | 707631 | 707631 | 707631 | 707631 | 707631 | C3 | 56.6105 | 56.6105 | 77.8394 | 183.9841 | 389.1971 | C3 | 10755.9912 | 17719.0802 | 8095.2986 | 37532.7482 | 47871.2372 | 121974.3555 |  | 17436.0278 | 17662.4698 | 8095.2986 | 37532.7482 | 1556.7882 | 82283.3327 |  | 17436.0278 | 8491.572 | 17825.2249 | 4967.5696 | 84844.9569 | 133565.3513 |  | 17436.0278 | 8491.572 | 17825.2249 | 4967.5696 | 84844.9569 | 133565.3513 |  | 17436.0278 | 4981.7222 | 22028.553 | 1471.8725 | 95353.2773 | 141271.4528 |  | 17436.0278 | 4981.7222 | 22028.553 | 1471.8725 | 95353.2773 | 141271.4528
|  |  | 219 | 219 | C4 | 64 | 26 | 62 | 37 | 30 | 219 | 0 | 26 | 62 | 37 | 94 | 219 | 0 | 0 | 0 | 0 | 0 | 0 | 64 | 2 | 66 | 20 | 67 | 219 | 0 | 0 | 0 | 0 | 0 | 0 | 64 | 2 | 26 | 40 | 87 | 219 |  |  | C4 | 8e-05 | 8e-05 | 0.00011 | 0.00026 | 0.00055 | C4 | 1179385 | 1179385 | 1179385 | 1179385 | 1179385 | C4 | 94.3508 | 94.3508 | 129.7323 | 306.6401 | 648.6617 | C4 | 0 | 2453.1208 | 8043.4057 | 11345.6837 | 60974.2045 | 82816.4147 |  | 6038.4512 | 2453.1208 | 8043.4057 | 11345.6837 | 19459.8525 | 47340.5139 |  | 6038.4512 | 188.7016 | 8562.3351 | 6132.802 | 43460.3372 | 64382.6272 |  | 6038.4512 | 188.7016 | 8562.3351 | 6132.802 | 43460.3372 | 64382.6272 |  | 6038.4512 | 188.7016 | 3373.0411 | 12265.604 | 56433.5722 | 78299.3702 |  | 6038.4512 | 188.7016 | 3373.0411 | 12265.604 | 56433.5722 | 78299.3702
|  |  | 5088 | 5088 |  | 1822 | 1122 | 967 | 839 | 338 |  | 1198 | 1125 | 968 | 839 | 966 |  | 0 | 0 | 0 | 0 | 0 |  | 1818 | 516 | 1018 | 591 | 1145 |  | 0 | 0 | 0 | 0 | 0 |  | 1818 | 179 | 1163 | 192 | 1736 | [22 empty] | 43205.1183 | 42340.865 | 48758.6064 | 107287.2382 | 270102.7527 | 511694.5807 |  | 69298.7756 | 42231.4181 | 48722.2814 | 107287.2382 | 89619.1074 | 357158.8206 |  | 69193.1027 | 18998.4771 | 54394.1797 | 64504.8114 | 312213.8735 | 519304.4444 |  | 69193.1027 | 18998.4771 | 54394.1797 | 64504.8114 | 312213.8735 | 519304.4444 |  | 69193.1027 | 7748.0877 | 58322.4753 | 27278.7033 | 448666.3592 | 611208.7282 |  | 69193.1027 | 7748.0877 | 58322.4753 | 27278.7033 | 448666.3592 | 611208.7282
| 132kV OHL Conductor (Tower Lines) |  | 680.814 | 680.814 | C1 | 200.262 | 0 | 480.552 | 0 | 0 | 680.814 | 160.995 | 0 | 480.552 | 0 | 34.601 | 676.148 | 0 | 0 | 0 | 0 | 0 | 0 | 167.534 | 32.728 | 368.248 | 112.304 | 0 | 680.814 | 0 | 0 | 0 | 0 | 0 | 0 | 39.267 | 160.995 | 368.248 | 0 | 112.304 | 680.814 |  |  | C1 | 7e-05 | 7e-05 | 0.0001 | 0.00023 | 0.00049 | C1 | 333150.3 | 333150.3 | 333150.3 | 333150.3 | 333150.3 | C1 | 23.3205 | 23.3205 | 33.315 | 76.6246 | 163.2436 | C1 | 3754.4873 | 0 | 16009.6043 | 0 | 5648.3934 | 25412.485 |  | 4670.2142 | 0 | 16009.6043 | 0 | 0 | 20679.8185 |  | 3906.9802 | 763.234 | 12268.1932 | 8605.2456 | 0 | 25543.6529 |  | 3906.9802 | 763.234 | 12268.1932 | 8605.2456 | 0 | 25543.6529 |  | 915.7269 | 3754.4873 | 12268.1932 | 0 | 18332.9145 | 35271.3219 |  | 915.7269 | 3754.4873 | 12268.1932 | 0 | 18332.9145 | 35271.3219
|  |  | 374.326 | 374.326 | C2 | 96.332 | 26.057 | 251.937 | 0 | 0 | 374.326 | 51.35 | 26.057 | 251.937 | 0 | 40.314 | 369.658 | 0 | 0 | 0 | 0 | 0 | 0 | 96.332 | 26.057 | 189.464 | 62.473 | 0 | 374.326 | 0 | 0 | 0 | 0 | 0 | 0 | 44.982 | 57.843 | 209.028 | 0 | 62.473 | 374.326 |  |  | C2 | 7e-05 | 7e-05 | 0.0001 | 0.00023 | 0.00049 | C2 | 475929 | 475929 | 475929 | 475929 | 475929 | C2 | 33.315 | 33.315 | 47.5929 | 109.4637 | 233.2052 | C2 | 1710.7268 | 868.0897 | 11990.4124 | 0 | 9401.4348 | 23970.6638 |  | 3209.3035 | 868.0897 | 11990.4124 | 0 | 0 | 16067.8057 |  | 3209.3035 | 868.0897 | 9017.1412 | 6838.5239 | 0 | 19933.0583 |  | 3209.3035 | 868.0897 | 9017.1412 | 6838.5239 | 0 | 19933.0583 |  | 1498.5767 | 1927.0413 | 9948.2487 | 0 | 14569.0291 | 27942.8957 |  | 1498.5767 | 1927.0413 | 9948.2487 | 0 | 14569.0291 | 27942.8957
|  |  | 255.091 | 255.091 | C3 | 136.196 | 12.659 | 106.236 | 0 | 0 | 255.091 | 57.475 | 12.659 | 106.236 | 0 | 74.055 | 250.425 | 0 | 0 | 0 | 0 | 0 | 0 | 124.016 | 24.839 | 79.727 | 26.509 | 0 | 255.091 | 0 | 0 | 0 | 0 | 0 | 0 | 92.75 | 43.445 | 92.387 | 0 | 26.509 | 255.091 |  |  | C3 | 7e-05 | 7e-05 | 0.0001 | 0.00023 | 0.00049 | C3 | 713893.5 | 713893.5 | 713893.5 | 713893.5 | 713893.5 | C3 | 49.9725 | 49.9725 | 71.3894 | 164.1955 | 349.8078 | C3 | 2872.172 | 632.6024 | 7584.119 | 0 | 25905.0177 | 36993.9112 |  | 6806.0607 | 632.6024 | 7584.119 | 0 | 0 | 15022.7822 |  | 6197.3951 | 1241.268 | 5691.6587 | 4352.6586 | 0 | 17482.9805 |  | 6197.3951 | 1241.268 | 5691.6587 | 4352.6586 | 0 | 17482.9805 |  | 4634.9535 | 2171.0572 | 6595.4479 | 0 | 9273.0554 | 22674.514 |  | 4634.9535 | 2171.0572 | 6595.4479 | 0 | 9273.0554 | 22674.514
|  |  | 63.769 | 63.769 | C4 | 8.52 | 7.225 | 48.024 | 0 | 0 | 63.769 | 0 | 7.225 | 48.024 | 0 | 8.52 | 63.769 | 0 | 0 | 0 | 0 | 0 | 0 | 8.52 | 7.225 | 33.91 | 14.114 | 0 | 63.769 | 0 | 0 | 0 | 0 | 0 | 0 | 8.52 | 0 | 41.135 | 0 | 14.114 | 63.769 |  |  | C4 | 7e-05 | 7e-05 | 0.0001 | 0.00023 | 0.00049 | C4 | 1189822.5 | 1189822.5 | 1189822.5 | 1189822.5 | 1189822.5 | C4 | 83.2876 | 83.2876 | 118.9823 | 273.6592 | 583.013 | C4 | 0 | 601.7527 | 5714.0036 | 0 | 4967.271 | 11283.0273 |  | 709.6101 | 601.7527 | 5714.0036 | 0 | 0 | 7025.3664 |  | 709.6101 | 601.7527 | 4034.6881 | 3862.4256 | 0 | 9208.4766 |  | 709.6101 | 601.7527 | 4034.6881 | 3862.4256 | 0 | 9208.4766 |  | 709.6101 | 0 | 4894.3349 | 0 | 8228.6458 | 13832.5908 |  | 709.6101 | 0 | 4894.3349 | 0 | 8228.6458 | 13832.5908
|  |  | 1374 | 1374 |  | 441.31 | 45.941 | 886.749 | 0 | 0 |  | 269.82 | 45.941 | 886.749 | 0 | 157.49 |  | 0 | 0 | 0 | 0 | 0 |  | 396.402 | 90.849 | 671.349 | 215.4 | 0 |  | 0 | 0 | 0 | 0 | 0 |  | 185.519 | 262.283 | 710.798 | 0 | 215.4 | [22 empty] | 8337.3861 | 2102.4449 | 41298.1393 | 0 | 45922.117 | 97660.0873 |  | 15395.1885 | 2102.4449 | 41298.1393 | 0 | 0 | 58795.7727 |  | 14023.2889 | 3474.3445 | 31011.6812 | 23658.8537 | 0 | 72168.1683 |  | 14023.2889 | 3474.3445 | 31011.6812 | 23658.8537 | 0 | 72168.1683 |  | 7758.8673 | 7852.5858 | 33706.2246 | 0 | 50403.6448 | 99721.3225 |  | 7758.8673 | 7852.5858 | 33706.2246 | 0 | 50403.6448 | 99721.3225
| [Please insert new asset category as required] |  | 0 | 0 | C1 | 0 | 0 | 0 | 0 | 0 | 0 | 0 | 0 | 0 | 0 | 0 | 0 | 0 | 0 | 0 | 0 | 0 | 0 | 0 | 0 | 0 | 0 | 0 | 0 | 0 | 0 | 0 | 0 | 0 | 0 | 0 | 0 | 0 | 0 | 0 | 0 |  |  | C1 | 0 | 0 | 0 | 0 | 0 | C1 | 0 | 0 | 0 | 0 | 0 | C1 | [5 empty] | C1 | [5 empty] | 0 | [6 empty] | 0 | [6 empty] | 0 | [6 empty] | 0 | [6 empty] | 0 | [6 empty] | 0
|  |  | 0 | 0 | C2 | 0 | 0 | 0 | 0 | 0 | 0 | 0 | 0 | 0 | 0 | 0 | 0 | 0 | 0 | 0 | 0 | 0 | 0 | 0 | 0 | 0 | 0 | 0 | 0 | 0 | 0 | 0 | 0 | 0 | 0 | 0 | 0 | 0 | 0 | 0 | 0 |  |  | C2 | 0 | 0 | 0 | 0 | 0 | C2 | 0 | 0 | 0 | 0 | 0 | C2 | [5 empty] | C2 | [5 empty] | 0 | [6 empty] | 0 | [6 empty] | 0 | [6 empty] | 0 | [6 empty] | 0 | [6 empty] | 0
|  |  | 0 | 0 | C3 | 0 | 0 | 0 | 0 | 0 | 0 | 0 | 0 | 0 | 0 | 0 | 0 | 0 | 0 | 0 | 0 | 0 | 0 | 0 | 0 | 0 | 0 | 0 | 0 | 0 | 0 | 0 | 0 | 0 | 0 | 0 | 0 | 0 | 0 | 0 | 0 |  |  | C3 | 0 | 0 | 0 | 0 | 0 | C3 | 0 | 0 | 0 | 0 | 0 | C3 | [5 empty] | C3 | [5 empty] | 0 | [6 empty] | 0 | [6 empty] | 0 | [6 empty] | 0 | [6 empty] | 0 | [6 empty] | 0
|  |  | 0 | 0 | C4 | 0 | 0 | 0 | 0 | 0 | 0 | 0 | 0 | 0 | 0 | 0 | 0 | 0 | 0 | 0 | 0 | 0 | 0 | 0 | 0 | 0 | 0 | 0 | 0 | 0 | 0 | 0 | 0 | 0 | 0 | 0 | 0 | 0 | 0 | 0 | 0 |  |  | C4 | 0 | 0 | 0 | 0 | 0 | C4 | 0 | 0 | 0 | 0 | 0 | C4 | [5 empty] | C4 | [5 empty] | 0 | [6 empty] | 0 | [6 empty] | 0 | [6 empty] | 0 | [6 empty] | 0 | [6 empty] | 0
|  |  | 0 | 0 |  | 0 | 0 | 0 | 0 | 0 |  | 0 | 0 | 0 | 0 | 0 |  | 0 | 0 | 0 | 0 | 0 |  | 0 | 0 | 0 | 0 | 0 |  | 0 | 0 | 0 | 0 | 0 |  | 0 | 0 | 0 | 0 | 0 | [22 empty] | 0 | 0 | 0 | 0 | 0 | 0 |  | 0 | 0 | 0 | 0 | 0 | 0 |  | 0 | 0 | 0 | 0 | 0 | 0 |  | 0 | 0 | 0 | 0 | 0 | 0 |  | 0 | 0 | 0 | 0 | 0 | 0 |  | 0 | 0 | 0 | 0 | 0 | 0
| [Please insert new asset category as required] |  | 0 | 0 | C1 | 0 | 0 | 0 | 0 | 0 | 0 | 0 | 0 | 0 | 0 | 0 | 0 | 0 | 0 | 0 | 0 | 0 | 0 | 0 | 0 | 0 | 0 | 0 | 0 | 0 | 0 | 0 | 0 | 0 | 0 | 0 | 0 | 0 | 0 | 0 | 0 |  |  | C1 | 0 | 0 | 0 | 0 | 0 | C1 | 0 | 0 | 0 | 0 | 0 | C1 | [5 empty] | C1 | [5 empty] | 0 | [6 empty] | 0 | [6 empty] | 0 | [6 empty] | 0 | [6 empty] | 0 | [6 empty] | 0
|  |  | 0 | 0 | C2 | 0 | 0 | 0 | 0 | 0 | 0 | 0 | 0 | 0 | 0 | 0 | 0 | 0 | 0 | 0 | 0 | 0 | 0 | 0 | 0 | 0 | 0 | 0 | 0 | 0 | 0 | 0 | 0 | 0 | 0 | 0 | 0 | 0 | 0 | 0 | 0 |  |  | C2 | 0 | 0 | 0 | 0 | 0 | C2 | 0 | 0 | 0 | 0 | 0 | C2 | [5 empty] | C2 | [5 empty] | 0 | [6 empty] | 0 | [6 empty] | 0 | [6 empty] | 0 | [6 empty] | 0 | [6 empty] | 0
|  |  | 0 | 0 | C3 | 0 | 0 | 0 | 0 | 0 | 0 | 0 | 0 | 0 | 0 | 0 | 0 | 0 | 0 | 0 | 0 | 0 | 0 | 0 | 0 | 0 | 0 | 0 | 0 | 0 | 0 | 0 | 0 | 0 | 0 | 0 | 0 | 0 | 0 | 0 | 0 |  |  | C3 | 0 | 0 | 0 | 0 | 0 | C3 | 0 | 0 | 0 | 0 | 0 | C3 | [5 empty] | C3 | [5 empty] | 0 | [6 empty] | 0 | [6 empty] | 0 | [6 empty] | 0 | [6 empty] | 0 | [6 empty] | 0
|  |  | 0 | 0 | C4 | 0 | 0 | 0 | 0 | 0 | 0 | 0 | 0 | 0 | 0 | 0 | 0 | 0 | 0 | 0 | 0 | 0 | 0 | 0 | 0 | 0 | 0 | 0 | 0 | 0 | 0 | 0 | 0 | 0 | 0 | 0 | 0 | 0 | 0 | 0 | 0 |  |  | C4 | 0 | 0 | 0 | 0 | 0 | C4 | 0 | 0 | 0 | 0 | 0 | C4 | [5 empty] | C4 | [5 empty] | 0 | [6 empty] | 0 | [6 empty] | 0 | [6 empty] | 0 | [6 empty] | 0 | [6 empty] | 0
|  |  | 0 | 0 |  | 0 | 0 | 0 | 0 | 0 |  | 0 | 0 | 0 | 0 | 0 |  | 0 | 0 | 0 | 0 | 0 |  | 0 | 0 | 0 | 0 | 0 |  | 0 | 0 | 0 | 0 | 0 |  | 0 | 0 | 0 | 0 | 0 | [22 empty] | 0 | 0 | 0 | 0 | 0 | 0 |  | 0 | 0 | 0 | 0 | 0 | 0 |  | 0 | 0 | 0 | 0 | 0 | 0 |  | 0 | 0 | 0 | 0 | 0 | 0 |  | 0 | 0 | 0 | 0 | 0 | 0 |  | 0 | 0 | 0 | 0 | 0 | 0
| [Please insert new asset category as required] |  | 0 | 0 | C1 | 0 | 0 | 0 | 0 | 0 | 0 | 0 | 0 | 0 | 0 | 0 | 0 | 0 | 0 | 0 | 0 | 0 | 0 | 0 | 0 | 0 | 0 | 0 | 0 | 0 | 0 | 0 | 0 | 0 | 0 | 0 | 0 | 0 | 0 | 0 | 0 |  |  | C1 | 0 | 0 | 0 | 0 | 0 | C1 | 0 | 0 | 0 | 0 | 0 | C1 | [5 empty] | C1 | [5 empty] | 0 | [6 empty] | 0 | [6 empty] | 0 | [6 empty] | 0 | [6 empty] | 0 | [6 empty] | 0
|  |  | 0 | 0 | C2 | 0 | 0 | 0 | 0 | 0 | 0 | 0 | 0 | 0 | 0 | 0 | 0 | 0 | 0 | 0 | 0 | 0 | 0 | 0 | 0 | 0 | 0 | 0 | 0 | 0 | 0 | 0 | 0 | 0 | 0 | 0 | 0 | 0 | 0 | 0 | 0 |  |  | C2 | 0 | 0 | 0 | 0 | 0 | C2 | 0 | 0 | 0 | 0 | 0 | C2 | [5 empty] | C2 | [5 empty] | 0 | [6 empty] | 0 | [6 empty] | 0 | [6 empty] | 0 | [6 empty] | 0 | [6 empty] | 0
|  |  | 0 | 0 | C3 | 0 | 0 | 0 | 0 | 0 | 0 | 0 | 0 | 0 | 0 | 0 | 0 | 0 | 0 | 0 | 0 | 0 | 0 | 0 | 0 | 0 | 0 | 0 | 0 | 0 | 0 | 0 | 0 | 0 | 0 | 0 | 0 | 0 | 0 | 0 | 0 |  |  | C3 | 0 | 0 | 0 | 0 | 0 | C3 | 0 | 0 | 0 | 0 | 0 | C3 | [5 empty] | C3 | [5 empty] | 0 | [6 empty] | 0 | [6 empty] | 0 | [6 empty] | 0 | [6 empty] | 0 | [6 empty] | 0
|  |  | 0 | 0 | C4 | 0 | 0 | 0 | 0 | 0 | 0 | 0 | 0 | 0 | 0 | 0 | 0 | 0 | 0 | 0 | 0 | 0 | 0 | 0 | 0 | 0 | 0 | 0 | 0 | 0 | 0 | 0 | 0 | 0 | 0 | 0 | 0 | 0 | 0 | 0 | 0 |  |  | C4 | 0 | 0 | 0 | 0 | 0 | C4 | 0 | 0 | 0 | 0 | 0 | C4 | [5 empty] | C4 | [5 empty] | 0 | [6 empty] | 0 | [6 empty] | 0 | [6 empty] | 0 | [6 empty] | 0 | [6 empty] | 0
|  |  | 0 | 0 |  | 0 | 0 | 0 | 0 | 0 |  | 0 | 0 | 0 | 0 | 0 |  | 0 | 0 | 0 | 0 | 0 |  | 0 | 0 | 0 | 0 | 0 |  | 0 | 0 | 0 | 0 | 0 |  | 0 | 0 | 0 | 0 | 0 | [22 empty] | 0 | 0 | 0 | 0 | 0 | 0 |  | 0 | 0 | 0 | 0 | 0 | 0 |  | 0 | 0 | 0 | 0 | 0 | 0 |  | 0 | 0 | 0 | 0 | 0 | 0 |  | 0 | 0 | 0 | 0 | 0 | 0 |  | 0 | 0 | 0 | 0 | 0 | 0
[63 empty] | 2480578.7976 | 1464764.5436 | 7415805.399 | 14798252.4172 | 3872177.6945 | 30031578.8519 |  | 2906624.8917 | 1472726.3957 | 7335349.4212 | 12977380.782 | 1936991.0892 | 26629072.5798 |  | 2672468.4767 | 1556998.467 | 7759586.0809 | 11262426.8856 | 9396736.7039 | 32648216.6141 |  | 2672468.4767 | 1556998.467 | 7759586.0809 | 11262426.8856 | 9396736.7039 | 32648216.6141 |  | 2389660.1835 | 1738267.1225 | 7415385.2343 | 10846176.3488 | 14058230.7107 | 36447719.5998 |  | 2389660.1835 | 1738267.1225 | 7415385.2343 | 10846176.3488 | 14058230.7107 | 36447719.5998
| Other | [66 empty] | 0 | [6 empty] | 0 | [6 empty] | 0 | [6 empty] | 0 | [6 empty] | 0 | [6 empty] | 0
| Submarine Cables |  | 0 | 0 | C1 | 0 | 0 | 0 | 0 | 0 | 0 | 0 | 0 | 0 | 0 | 0 | 0 | 0 | 0 | 0 | 0 | 0 | 0 | 0 | 0 | 0 | 0 | 0 | 0 | 0 | 0 | 0 | 0 | 0 | 0 | 0 | 0 | 0 | 0 | 0 | 0 |  |  | C1 | 0 | 0 | 0 | 0 | 0 | C1 | 0 | 0 | 0 | 0 | 0 | C1 | [5 empty] | C1 | [5 empty] | 0 | [6 empty] | 0 | [6 empty] | 0 | [6 empty] | 0 | [6 empty] | 0 | [6 empty] | 0
|  |  | 0 | 0 | C2 | 0 | 0 | 0 | 0 | 0 | 0 | 0 | 0 | 0 | 0 | 0 | 0 | 0 | 0 | 0 | 0 | 0 | 0 | 0 | 0 | 0 | 0 | 0 | 0 | 0 | 0 | 0 | 0 | 0 | 0 | 0 | 0 | 0 | 0 | 0 | 0 |  |  | C2 | 0 | 0 | 0 | 0 | 0 | C2 | 0 | 0 | 0 | 0 | 0 | C2 | [5 empty] | C2 | [5 empty] | 0 | [6 empty] | 0 | [6 empty] | 0 | [6 empty] | 0 | [6 empty] | 0 | [6 empty] | 0
|  |  | 0 | 0 | C3 | 0 | 0 | 0 | 0 | 0 | 0 | 0 | 0 | 0 | 0 | 0 | 0 | 0 | 0 | 0 | 0 | 0 | 0 | 0 | 0 | 0 | 0 | 0 | 0 | 0 | 0 | 0 | 0 | 0 | 0 | 0 | 0 | 0 | 0 | 0 | 0 |  |  | C3 | 0 | 0 | 0 | 0 | 0 | C3 | 0 | 0 | 0 | 0 | 0 | C3 | [5 empty] | C3 | [5 empty] | 0 | [6 empty] | 0 | [6 empty] | 0 | [6 empty] | 0 | [6 empty] | 0 | [6 empty] | 0
|  |  | 0 | 0 | C4 | 0 | 0 | 0 | 0 | 0 | 0 | 0 | 0 | 0 | 0 | 0 | 0 | 0 | 0 | 0 | 0 | 0 | 0 | 0 | 0 | 0 | 0 | 0 | 0 | 0 | 0 | 0 | 0 | 0 | 0 | 0 | 0 | 0 | 0 | 0 | 0 |  |  | C4 | 0 | 0 | 0 | 0 | 0 | C4 | 0 | 0 | 0 | 0 | 0 | C4 | [5 empty] | C4 | [5 empty] | 0 | [6 empty] | 0 | [6 empty] | 0 | [6 empty] | 0 | [6 empty] | 0 | [6 empty] | 0
|  |  | 0 | 0 |  | 0 | 0 | 0 | 0 | 0 |  | 0 | 0 | 0 | 0 | 0 |  | 0 | 0 | 0 | 0 | 0 |  | 0 | 0 | 0 | 0 | 0 |  | 0 | 0 | 0 | 0 | 0 |  | 0 | 0 | 0 | 0 | 0 | [22 empty] | 0 | 0 | 0 | 0 | 0 | 0 |  | 0 | 0 | 0 | 0 | 0 | 0 |  | 0 | 0 | 0 | 0 | 0 | 0 |  | 0 | 0 | 0 | 0 | 0 | 0 |  | 0 | 0 | 0 | 0 | 0 | 0 |  | 0 | 0 | 0 | 0 | 0 | 0
| [Please insert new asset category as required] |  | 0 | 0 | C1 | 0 | 0 | 0 | 0 | 0 | 0 | 0 | 0 | 0 | 0 | 0 | 0 | 0 | 0 | 0 | 0 | 0 | 0 | 0 | 0 | 0 | 0 | 0 | 0 | 0 | 0 | 0 | 0 | 0 | 0 | 0 | 0 | 0 | 0 | 0 | 0 |  |  | C1 | 0 | 0 | 0 | 0 | 0 | C1 | 0 | 0 | 0 | 0 | 0 | C1 | [5 empty] | C1 | [5 empty] | 0 | [6 empty] | 0 | [6 empty] | 0 | [6 empty] | 0 | [6 empty] | 0 | [6 empty] | 0
|  |  | 0 | 0 | C2 | 0 | 0 | 0 | 0 | 0 | 0 | 0 | 0 | 0 | 0 | 0 | 0 | 0 | 0 | 0 | 0 | 0 | 0 | 0 | 0 | 0 | 0 | 0 | 0 | 0 | 0 | 0 | 0 | 0 | 0 | 0 | 0 | 0 | 0 | 0 | 0 |  |  | C2 | 0 | 0 | 0 | 0 | 0 | C2 | 0 | 0 | 0 | 0 | 0 | C2 | [5 empty] | C2 | [5 empty] | 0 | [6 empty] | 0 | [6 empty] | 0 | [6 empty] | 0 | [6 empty] | 0 | [6 empty] | 0
|  |  | 0 | 0 | C3 | 0 | 0 | 0 | 0 | 0 | 0 | 0 | 0 | 0 | 0 | 0 | 0 | 0 | 0 | 0 | 0 | 0 | 0 | 0 | 0 | 0 | 0 | 0 | 0 | 0 | 0 | 0 | 0 | 0 | 0 | 0 | 0 | 0 | 0 | 0 | 0 |  |  | C3 | 0 | 0 | 0 | 0 | 0 | C3 | 0 | 0 | 0 | 0 | 0 | C3 | [5 empty] | C3 | [5 empty] | 0 | [6 empty] | 0 | [6 empty] | 0 | [6 empty] | 0 | [6 empty] | 0 | [6 empty] | 0
|  |  | 0 | 0 | C4 | 0 | 0 | 0 | 0 | 0 | 0 | 0 | 0 | 0 | 0 | 0 | 0 | 0 | 0 | 0 | 0 | 0 | 0 | 0 | 0 | 0 | 0 | 0 | 0 | 0 | 0 | 0 | 0 | 0 | 0 | 0 | 0 | 0 | 0 | 0 | 0 |  |  | C4 | 0 | 0 | 0 | 0 | 0 | C4 | 0 | 0 | 0 | 0 | 0 | C4 | [5 empty] | C4 | [5 empty] | 0 | [6 empty] | 0 | [6 empty] | 0 | [6 empty] | 0 | [6 empty] | 0 | [6 empty] | 0
|  |  | 0 | 0 |  | 0 | 0 | 0 | 0 | 0 |  | 0 | 0 | 0 | 0 | 0 |  | 0 | 0 | 0 | 0 | 0 |  | 0 | 0 | 0 | 0 | 0 |  | 0 | 0 | 0 | 0 | 0 |  | 0 | 0 | 0 | 0 | 0 | [22 empty] | 0 | 0 | 0 | 0 | 0 | 0 |  | 0 | 0 | 0 | 0 | 0 | 0 |  | 0 | 0 | 0 | 0 | 0 | 0 |  | 0 | 0 | 0 | 0 | 0 | 0 |  | 0 | 0 | 0 | 0 | 0 | 0 |  | 0 | 0 | 0 | 0 | 0 | 0
| [Please insert new asset category as required] |  | 0 | 0 | C1 | 0 | 0 | 0 | 0 | 0 | 0 | 0 | 0 | 0 | 0 | 0 | 0 | 0 | 0 | 0 | 0 | 0 | 0 | 0 | 0 | 0 | 0 | 0 | 0 | 0 | 0 | 0 | 0 | 0 | 0 | 0 | 0 | 0 | 0 | 0 | 0 |  |  | C1 | 0 | 0 | 0 | 0 | 0 | C1 | 0 | 0 | 0 | 0 | 0 | C1 | [5 empty] | C1 | [5 empty] | 0 | [6 empty] | 0 | [6 empty] | 0 | [6 empty] | 0 | [6 empty] | 0 | [6 empty] | 0
|  |  | 0 | 0 | C2 | 0 | 0 | 0 | 0 | 0 | 0 | 0 | 0 | 0 | 0 | 0 | 0 | 0 | 0 | 0 | 0 | 0 | 0 | 0 | 0 | 0 | 0 | 0 | 0 | 0 | 0 | 0 | 0 | 0 | 0 | 0 | 0 | 0 | 0 | 0 | 0 |  |  | C2 | 0 | 0 | 0 | 0 | 0 | C2 | 0 | 0 | 0 | 0 | 0 | C2 | [5 empty] | C2 | [5 empty] | 0 | [6 empty] | 0 | [6 empty] | 0 | [6 empty] | 0 | [6 empty] | 0 | [6 empty] | 0
|  |  | 0 | 0 | C3 | 0 | 0 | 0 | 0 | 0 | 0 | 0 | 0 | 0 | 0 | 0 | 0 | 0 | 0 | 0 | 0 | 0 | 0 | 0 | 0 | 0 | 0 | 0 | 0 | 0 | 0 | 0 | 0 | 0 | 0 | 0 | 0 | 0 | 0 | 0 | 0 |  |  | C3 | 0 | 0 | 0 | 0 | 0 | C3 | 0 | 0 | 0 | 0 | 0 | C3 | [5 empty] | C3 | [5 empty] | 0 | [6 empty] | 0 | [6 empty] | 0 | [6 empty] | 0 | [6 empty] | 0 | [6 empty] | 0
|  |  | 0 | 0 | C4 | 0 | 0 | 0 | 0 | 0 | 0 | 0 | 0 | 0 | 0 | 0 | 0 | 0 | 0 | 0 | 0 | 0 | 0 | 0 | 0 | 0 | 0 | 0 | 0 | 0 | 0 | 0 | 0 | 0 | 0 | 0 | 0 | 0 | 0 | 0 | 0 |  |  | C4 | 0 | 0 | 0 | 0 | 0 | C4 | 0 | 0 | 0 | 0 | 0 | C4 | [5 empty] | C4 | [5 empty] | 0 | [6 empty] | 0 | [6 empty] | 0 | [6 empty] | 0 | [6 empty] | 0 | [6 empty] | 0
|  |  | 0 | 0 |  | 0 | 0 | 0 | 0 | 0 |  | 0 | 0 | 0 | 0 | 0 |  | 0 | 0 | 0 | 0 | 0 |  | 0 | 0 | 0 | 0 | 0 |  | 0 | 0 | 0 | 0 | 0 |  | 0 | 0 | 0 | 0 | 0 | [22 empty] | 0 | 0 | 0 | 0 | 0 | 0 |  | 0 | 0 | 0 | 0 | 0 | 0 |  | 0 | 0 | 0 | 0 | 0 | 0 |  | 0 | 0 | 0 | 0 | 0 | 0 |  | 0 | 0 | 0 | 0 | 0 | 0 |  | 0 | 0 | 0 | 0 | 0 | 0
| [Please insert new asset category as required] |  | 0 | 0 | C1 | 0 | 0 | 0 | 0 | 0 | 0 | 0 | 0 | 0 | 0 | 0 | 0 | 0 | 0 | 0 | 0 | 0 | 0 | 0 | 0 | 0 | 0 | 0 | 0 | 0 | 0 | 0 | 0 | 0 | 0 | 0 | 0 | 0 | 0 | 0 | 0 |  |  | C1 | 0 | 0 | 0 | 0 | 0 | C1 | 0 | 0 | 0 | 0 | 0 | C1 | [5 empty] | C1 | [5 empty] | 0 | [6 empty] | 0 | [6 empty] | 0 | [6 empty] | 0 | [6 empty] | 0 | [6 empty] | 0
|  |  | 0 | 0 | C2 | 0 | 0 | 0 | 0 | 0 | 0 | 0 | 0 | 0 | 0 | 0 | 0 | 0 | 0 | 0 | 0 | 0 | 0 | 0 | 0 | 0 | 0 | 0 | 0 | 0 | 0 | 0 | 0 | 0 | 0 | 0 | 0 | 0 | 0 | 0 | 0 |  |  | C2 | 0 | 0 | 0 | 0 | 0 | C2 | 0 | 0 | 0 | 0 | 0 | C2 | [5 empty] | C2 | [5 empty] | 0 | [6 empty] | 0 | [6 empty] | 0 | [6 empty] | 0 | [6 empty] | 0 | [6 empty] | 0
|  |  | 0 | 0 | C3 | 0 | 0 | 0 | 0 | 0 | 0 | 0 | 0 | 0 | 0 | 0 | 0 | 0 | 0 | 0 | 0 | 0 | 0 | 0 | 0 | 0 | 0 | 0 | 0 | 0 | 0 | 0 | 0 | 0 | 0 | 0 | 0 | 0 | 0 | 0 | 0 |  |  | C3 | 0 | 0 | 0 | 0 | 0 | C3 | 0 | 0 | 0 | 0 | 0 | C3 | [5 empty] | C3 | [5 empty] | 0 | [6 empty] | 0 | [6 empty] | 0 | [6 empty] | 0 | [6 empty] | 0 | [6 empty] | 0
|  |  | 0 | 0 | C4 | 0 | 0 | 0 | 0 | 0 | 0 | 0 | 0 | 0 | 0 | 0 | 0 | 0 | 0 | 0 | 0 | 0 | 0 | 0 | 0 | 0 | 0 | 0 | 0 | 0 | 0 | 0 | 0 | 0 | 0 | 0 | 0 | 0 | 0 | 0 | 0 |  |  | C4 | 0 | 0 | 0 | 0 | 0 | C4 | 0 | 0 | 0 | 0 | 0 | C4 | [5 empty] | C4 | [5 empty] | 0 | [6 empty] | 0 | [6 empty] | 0 | [6 empty] | 0 | [6 empty] | 0 | [6 empty] | 0
|  |  | 0 | 0 |  | 0 | 0 | 0 | 0 | 0 |  | 0 | 0 | 0 | 0 | 0 |  | 0 | 0 | 0 | 0 | 0 |  | 0 | 0 | 0 | 0 | 0 |  | 0 | 0 | 0 | 0 | 0 |  | 0 | 0 | 0 | 0 | 0 | [22 empty] | 0 | 0 | 0 | 0 | 0 | 0 |  | 0 | 0 | 0 | 0 | 0 | 0 |  | 0 | 0 | 0 | 0 | 0 | 0 |  | 0 | 0 | 0 | 0 | 0 | 0 |  | 0 | 0 | 0 | 0 | 0 | 0 |  | 0 | 0 | 0 | 0 | 0 | 0
| [Please insert new asset category as required] |  | 0 | 0 | C1 | 0 | 0 | 0 | 0 | 0 | 0 | 0 | 0 | 0 | 0 | 0 | 0 | 0 | 0 | 0 | 0 | 0 | 0 | 0 | 0 | 0 | 0 | 0 | 0 | 0 | 0 | 0 | 0 | 0 | 0 | 0 | 0 | 0 | 0 | 0 | 0 |  |  | C1 | 0 | 0 | 0 | 0 | 0 | C1 | 0 | 0 | 0 | 0 | 0 | C1 | [5 empty] | C1 | [5 empty] | 0 | [6 empty] | 0 | [6 empty] | 0 | [6 empty] | 0 | [6 empty] | 0 | [6 empty] | 0
|  |  | 0 | 0 | C2 | 0 | 0 | 0 | 0 | 0 | 0 | 0 | 0 | 0 | 0 | 0 | 0 | 0 | 0 | 0 | 0 | 0 | 0 | 0 | 0 | 0 | 0 | 0 | 0 | 0 | 0 | 0 | 0 | 0 | 0 | 0 | 0 | 0 | 0 | 0 | 0 |  |  | C2 | 0 | 0 | 0 | 0 | 0 | C2 | 0 | 0 | 0 | 0 | 0 | C2 | [5 empty] | C2 | [5 empty] | 0 | [6 empty] | 0 | [6 empty] | 0 | [6 empty] | 0 | [6 empty] | 0 | [6 empty] | 0
|  |  | 0 | 0 | C3 | 0 | 0 | 0 | 0 | 0 | 0 | 0 | 0 | 0 | 0 | 0 | 0 | 0 | 0 | 0 | 0 | 0 | 0 | 0 | 0 | 0 | 0 | 0 | 0 | 0 | 0 | 0 | 0 | 0 | 0 | 0 | 0 | 0 | 0 | 0 | 0 |  |  | C3 | 0 | 0 | 0 | 0 | 0 | C3 | 0 | 0 | 0 | 0 | 0 | C3 | [5 empty] | C3 | [5 empty] | 0 | [6 empty] | 0 | [6 empty] | 0 | [6 empty] | 0 | [6 empty] | 0 | [6 empty] | 0
|  |  | 0 | 0 | C4 | 0 | 0 | 0 | 0 | 0 | 0 | 0 | 0 | 0 | 0 | 0 | 0 | 0 | 0 | 0 | 0 | 0 | 0 | 0 | 0 | 0 | 0 | 0 | 0 | 0 | 0 | 0 | 0 | 0 | 0 | 0 | 0 | 0 | 0 | 0 | 0 |  |  | C4 | 0 | 0 | 0 | 0 | 0 | C4 | 0 | 0 | 0 | 0 | 0 | C4 | [5 empty] | C4 | [5 empty] | 0 | [6 empty] | 0 | [6 empty] | 0 | [6 empty] | 0 | [6 empty] | 0 | [6 empty] | 0
|  |  | 0 | 0 |  | 0 | 0 | 0 | 0 | 0 |  | 0 | 0 | 0 | 0 | 0 |  | 0 | 0 | 0 | 0 | 0 |  | 0 | 0 | 0 | 0 | 0 |  | 0 | 0 | 0 | 0 | 0 |  | 0 | 0 | 0 | 0 | 0 | [22 empty] | 0 | 0 | 0 | 0 | 0 | 0 |  | 0 | 0 | 0 | 0 | 0 | 0 |  | 0 | 0 | 0 | 0 | 0 | 0 |  | 0 | 0 | 0 | 0 | 0 | 0 |  | 0 | 0 | 0 | 0 | 0 | 0 |  | 0 | 0 | 0 | 0 | 0 | 0
| [Please insert new asset category as required] |  | 0 | 0 | C1 | 0 | 0 | 0 | 0 | 0 | 0 | 0 | 0 | 0 | 0 | 0 | 0 | 0 | 0 | 0 | 0 | 0 | 0 | 0 | 0 | 0 | 0 | 0 | 0 | 0 | 0 | 0 | 0 | 0 | 0 | 0 | 0 | 0 | 0 | 0 | 0 |  |  | C1 | 0 | 0 | 0 | 0 | 0 | C1 | 0 | 0 | 0 | 0 | 0 | C1 | [5 empty] | C1 | [5 empty] | 0 | [6 empty] | 0 | [6 empty] | 0 | [6 empty] | 0 | [6 empty] | 0 | [6 empty] | 0
|  |  | 0 | 0 | C2 | 0 | 0 | 0 | 0 | 0 | 0 | 0 | 0 | 0 | 0 | 0 | 0 | 0 | 0 | 0 | 0 | 0 | 0 | 0 | 0 | 0 | 0 | 0 | 0 | 0 | 0 | 0 | 0 | 0 | 0 | 0 | 0 | 0 | 0 | 0 | 0 |  |  | C2 | 0 | 0 | 0 | 0 | 0 | C2 | 0 | 0 | 0 | 0 | 0 | C2 | [5 empty] | C2 | [5 empty] | 0 | [6 empty] | 0 | [6 empty] | 0 | [6 empty] | 0 | [6 empty] | 0 | [6 empty] | 0
|  |  | 0 | 0 | C3 | 0 | 0 | 0 | 0 | 0 | 0 | 0 | 0 | 0 | 0 | 0 | 0 | 0 | 0 | 0 | 0 | 0 | 0 | 0 | 0 | 0 | 0 | 0 | 0 | 0 | 0 | 0 | 0 | 0 | 0 | 0 | 0 | 0 | 0 | 0 | 0 |  |  | C3 | 0 | 0 | 0 | 0 | 0 | C3 | 0 | 0 | 0 | 0 | 0 | C3 | [5 empty] | C3 | [5 empty] | 0 | [6 empty] | 0 | [6 empty] | 0 | [6 empty] | 0 | [6 empty] | 0 | [6 empty] | 0
|  |  | 0 | 0 | C4 | 0 | 0 | 0 | 0 | 0 | 0 | 0 | 0 | 0 | 0 | 0 | 0 | 0 | 0 | 0 | 0 | 0 | 0 | 0 | 0 | 0 | 0 | 0 | 0 | 0 | 0 | 0 | 0 | 0 | 0 | 0 | 0 | 0 | 0 | 0 | 0 |  |  | C4 | 0 | 0 | 0 | 0 | 0 | C4 | 0 | 0 | 0 | 0 | 0 | C4 | [5 empty] | C4 | [5 empty] | 0 | [6 empty] | 0 | [6 empty] | 0 | [6 empty] | 0 | [6 empty] | 0 | [6 empty] | 0
|  |  | 0 | 0 |  | 0 | 0 | 0 | 0 | 0 |  | 0 | 0 | 0 | 0 | 0 |  | 0 | 0 | 0 | 0 | 0 |  | 0 | 0 | 0 | 0 | 0 |  | 0 | 0 | 0 | 0 | 0 |  | 0 | 0 | 0 | 0 | 0 | [22 empty] | 0 | 0 | 0 | 0 | 0 | 0 |  | 0 | 0 | 0 | 0 | 0 | 0 |  | 0 | 0 | 0 | 0 | 0 | 0 |  | 0 | 0 | 0 | 0 | 0 | 0 |  | 0 | 0 | 0 | 0 | 0 | 0 |  | 0 | 0 | 0 | 0 | 0 | 0
[63 empty] | 0 | 0 | 0 | 0 | 0 | 0 |  | 0 | 0 | 0 | 0 | 0 | 0 |  | 0 | 0 | 0 | 0 | 0 | 0 |  | 0 | 0 | 0 | 0 | 0 | 0 |  | 0 | 0 | 0 | 0 | 0 | 0 |  | 0 | 0 | 0 | 0 | 0 | 0
| TOTAL |  | 482937.011 | 482937.011 |  | 149258.883 | 137577.881 | 119843.983 | 35240.506 | 41015.758 |  | 129081.042 | 137912.002 | 121236.698 | 38760.11 | 55495.521 |  | 0 | 0 | 0 | 0 | 0 |  | 104770.023 | 129945.332 | 120942.016 | 43653.199 | 70442.506 |  | 0 | 0 | 0 | 0 | 0 |  | 66875.777 | 128384.106 | 118149.782 | 51977.482 | 104366.93 |  |  |  |  | 0 | 0 | 0 | 0 | 0 |  | 0 | 0 | 0 | 0 | 0 | [7 empty] | 21127122.025 | 16789945.2796 | 36073898.4332 | 34933439.3159 | 46189182.6144 | 155113587.668 |  | 24775716.5745 | 16684481.1612 | 35373315.2284 | 28801016.837 | 29621134.5805 | 135255664.3815 |  | 19699975.2262 | 16565584.954 | 35849697.655 | 33683115.466 | 60861562.67 | 166659935.9712 |  | 19699975.2262 | 16565584.954 | 35849697.655 | 33683115.466 | 60861562.67 | 166659935.9712 |  | 14837928.357 | 16585738.2608 | 33139130.3201 | 38778360.5976 | 101301790.7764 | 204642948.3119 |  | 14837928.357 | 16471884.3526 | 33139130.3201 | 36977981.2265 | 101301790.7764 | 202728715.0326
Health Index Definitions
|  |  | HI1 | New or as new | [57 empty] | LV Network | 2750356.8338 | 4380045.7747 | 7910421.2923 | 3153133.9452 | 12145599.1324 | 30339556.9784 | LV Network | 3416783.2817 | 4367337.1744 | 7842020.1506 | 2727465.7036 | 9041505.0679 | 27395111.3782 | LV Network | 2396550.1939 | 4166230.463 | 7970200.8884 | 3967245.5013 | 14542748.5332 | 33042975.5799 | LV Network | 2396550.1939 | 4166230.463 | 7970200.8884 | 3967245.5013 | 14542748.5332 | 33042975.5799 | LV Network | 1358405.9947 | 4041002.5722 | 7312009.1067 | 5777398.9267 | 22487402.601 | 40976219.2013 | LV Network | 1358405.9947 | 4041002.5722 | 7312009.1067 | 5777398.9267 | 22487402.601 | 40976219.2013
|  |  | HI2 | Good or seviceable condition | [57 empty] | HV Network | 14744158.1432 | 9928839.9565 | 14427742.3605 | 10148383.2827 | 25562120.2337 | 74811243.9766 | HV Network | 16788650.3144 | 9831506.6339 | 13989122.5543 | 8115021.4852 | 17019778.6337 | 65744079.6214 | HV Network | 13286476.4446 | 10012583.6049 | 13980733.1955 | 12583116.0052 | 31522055.47 | 81384964.7201 | HV Network | 13286476.4446 | 10012583.6049 | 13980733.1955 | 12583116.0052 | 31522055.47 | 81384964.7201 | HV Network | 10071196.4312 | 10143934.5756 | 12361989.0137 | 16897940.0668 | 52946466.1821 | 102421526.2695 | HV Network | 10071196.4312 | 10143934.5756 | 12361989.0137 | 16897940.0668 | 52946466.1821 | 102421526.2695
|  |  | HI3 | Deterioration requires assessment and monitoring | [57 empty] | EHV Network | 1152028.2504 | 1016295.0048 | 6319929.3813 | 6833669.6708 | 4609285.5538 | 19931207.8612 | EHV Network | 1663658.0867 | 1012910.9572 | 6206823.1023 | 4981148.8662 | 1622859.7897 | 15487400.8021 | EHV Network | 1344480.111 | 829772.4191 | 6139177.4902 | 5870327.0739 | 5400021.9629 | 19583779.0571 | EHV Network | 1344480.111 | 829772.4191 | 6139177.4902 | 5870327.0739 | 5400021.9629 | 19583779.0571 | EHV Network | 1018665.7475 | 662533.9905 | 6049746.9654 | 5256845.2554 | 11809691.2827 | 24797483.2414 | EHV Network | 1018665.7475 | 548680.0822 | 6049746.9654 | 3456465.8842 | 11809691.2827 | 22883249.962
|  |  | HI4 | Material deterioration, intervention requires consideration | [57 empty] | 132kV Network | 2480578.7976 | 1464764.5436 | 7415805.399 | 14798252.4172 | 3872177.6945 | 30031578.8519 | 132kV Network | 2906624.8917 | 1472726.3957 | 7335349.4212 | 12977380.782 | 1936991.0892 | 26629072.5798 | 132kV Network | 2672468.4767 | 1556998.467 | 7759586.0809 | 11262426.8856 | 9396736.7039 | 32648216.6141 | 132kV Network | 2672468.4767 | 1556998.467 | 7759586.0809 | 11262426.8856 | 9396736.7039 | 32648216.6141 | 132kV Network | 2389660.1835 | 1738267.1225 | 7415385.2343 | 10846176.3488 | 14058230.7107 | 36447719.5998 | 132kV Network | 2389660.1835 | 1738267.1225 | 7415385.2343 | 10846176.3488 | 14058230.7107 | 36447719.5998
|  |  | HI5 | End of serviceable life, intervention required | [57 empty] | Other | 0 | 0 | 0 | 0 | 0 | 0 | Other | 0 | 0 | 0 | 0 | 0 | 0 | Other | 0 | 0 | 0 | 0 | 0 | 0 | Other | 0 | 0 | 0 | 0 | 0 | 0 | Other | 0 | 0 | 0 | 0 | 0 | 0 | Other | 0 | 0 | 0 | 0 | 0 | 0
[62 empty] | Total | 21127122.025 | 16789945.2796 | 36073898.4332 | 34933439.3159 | 46189182.6144 | 155113587.668 | Total | 24775716.5745 | 16684481.1612 | 35373315.2284 | 28801016.837 | 29621134.5805 | 135255664.3815 | Total | 19699975.2262 | 16565584.954 | 35849697.655 | 33683115.466 | 60861562.67 | 166659935.9712 | Total | 19699975.2262 | 16565584.954 | 35849697.655 | 33683115.466 | 60861562.67 | 166659935.9712 | Total | 14837928.357 | 16585738.2608 | 33139130.3201 | 38778360.5976 | 101301790.7764 | 204642948.3119 | Total | 14837928.357 | 16471884.3526 | 33139130.3201 | 36977981.2265 | 101301790.7764 | 202728715.0326
Criticality Index Definitions
|  |  | C1 | Low criticality
|  |  | C2 | Average criticality
|  |  | C3 | High criticality
|  |  | C4 | Very high criticality

## WMID - Average Cons. of Failure
Secondary deliverables RIIO-ED1 - Average Consequence of Asset Failure
WMID
Price base (2012/13)
| ASSET CATEGORIES | RIIO-ED1 period |  |  |  |  | ASSET CATEGORIES | RIIO-ED1 period
|  | Network Performance | Safety | Environmental | Financial consequence of repair/ replacement | Average Consequence of Asset Failure |  | Network Performance | Safety | Environmental | Financial consequence of repair/ replacement | Average Consequence of Asset Failure
| LV Network | [5 empty] | LV Network
| LV Switchgear and Other | 0 | 0 | 0 | 0 | 0 | LV Switchgear and Other |  |  |  |  | 0
| LV UGB | 0 | 0 | 0 | 0 | 0 | LV UGB |  |  |  |  | 0
| LV OHL Support | 625 | 1405 | 278 | 2688 | 4996 | LV OHL Support | 625 | 1405 | 278 | 2688 | 4996
| LV Switchgear (at s/s) | 3455 | 870 | 488 | 3868 | 8681 | LV Switchgear (at s/s) | 3455 | 870 | 488 | 3868 | 8681
| LV UGB and LV Pillar OD (not at s/s) | 3992 | 600 | 488 | 2445 | 7525 | LV UGB and LV Pillar OD (not at s/s) | 3992 | 600 | 488 | 2445 | 7525
| [Please insert new asset category as required] | 0 | 0 | 0 | 0 | 0 | [Please insert new asset category as required]
| [Please insert new asset category as required] | 0 | 0 | 0 | 0 | 0 | [Please insert new asset category as required]
| [Please insert new asset category as required] | 0 | 0 | 0 | 0 | 0 | [Please insert new asset category as required]
| HV Network | [5 empty] | HV Network
| HV Switchgear (GM) - Primary | 80547 | 1247 | 1983 | 12471 | 96248 | HV Switchgear (GM) - Primary | 80547 | 1247 | 1983 | 12471 | 96248
| HV Switchgear (GM) - Distribution | 18409 | 1673 | 2453 | 4840 | 27375 | HV Switchgear (GM) - Distribution | 18409 | 1673 | 2453 | 4840 | 27375
| HV Transformer (GM) | 9185 | 1243 | 3654 | 4720 | 18802 | HV Transformer (GM) | 9185 | 1243 | 3654 | 4720 | 18802
| HV UG Cable | 40033 | 142 | 1102 | 10500 | 51777 | HV UG Cable | 40033 | 142 | 1102 | 10500 | 51777
| HV OHL Support - Poles | 3076 | 1670 | 478 | 2920 | 8144 | HV OHL Support - Poles | 3076 | 1670 | 478 | 2920 | 8144
| [Please insert new asset category as required] | 0 | 0 | 0 | 0 | 0 | [Please insert new asset category as required]
| [Please insert new asset category as required] | 0 | 0 | 0 | 0 | 0 | [Please insert new asset category as required]
| [Please insert new asset category as required] | 0 | 0 | 0 | 0 | 0 | [Please insert new asset category as required]
| [Please insert new asset category as required] | 0 | 0 | 0 | 0 | 0 | [Please insert new asset category as required]
| [Please insert new asset category as required] | 0 | 0 | 0 | 0 | 0 | [Please insert new asset category as required]
| EHV Network | [5 empty] | EHV Network
| EHV Switchgear (GM) | 87991 | 840 | 3277 | 11519 | 103627 | EHV Switchgear (GM) | 87991 | 840 | 3277 | 11519 | 103627
| EHV Transformer | 279614 | 1083 | 23258 | 123580 | 427535 | EHV Transformer | 279614 | 1083 | 23258 | 123580 | 427535
| EHV UG Cable (Gas) | 2355 | 10 | 238 | 8112 | 10715 | EHV UG Cable (Gas) | 2355 | 10 | 238 | 8112 | 10715
| EHV UG Cable (Oil) | 24510 | 710 | 7277 | 7802 | 40299 | EHV UG Cable (Oil) | 24510 | 710 | 7277 | 7802 | 40299
| EHV UG Cable (Non Pressurised) | 54088 | 142 | 1602 | 15000 | 70832 | EHV UG Cable (Non Pressurised) | 54088 | 142 | 1602 | 15000 | 70832
| EHV OHL Support - Towers | 167196 | 25436 | 3086 | 84944 | 280662 | EHV OHL Support - Towers | 167196 | 25436 | 3086 | 84944 | 280662
| EHV OHL Support - Poles | 9269 | 1445 | 478 | 4100 | 15292 | EHV OHL Support - Poles | 9269 | 1445 | 478 | 4100 | 15292
| EHV OHL Fittings and Conductors (Tower Lines) | 0 | 0 | 0 | 0 | 0 | EHV OHL Fittings and Conductors (Tower Lines) |  |  |  |  | 0
| EHV OHL Fittings | 107483 | 12718 | 880 | 4000 | 125081 | EHV OHL Fittings | 107483 | 12718 | 880 | 4000 | 125081
| EHV OHL Conductor (Tower Lines) | 106503 | 12718 | 880 | 4000 | 124101 | EHV OHL Conductor (Tower Lines) | 106503 | 12718 | 880 | 4000 | 124101
| [Please insert new asset category as required] | 0 | 0 | 0 | 0 | 0 | [Please insert new asset category as required]
| [Please insert new asset category as required] | 0 | 0 | 0 | 0 | 0 | [Please insert new asset category as required]
| [Please insert new asset category as required] | 0 | 0 | 0 | 0 | 0 | [Please insert new asset category as required]
| 132kV Network | [5 empty] | 132kV Network
| 132kV CBs | 272603 | 1128 | 7544 | 28367 | 309642 | 132kV CBs | 272603 | 1128 | 7544 | 28367 | 309642
| 132kV Transformer | 1318287 | 1259 | 54819 | 279306 | 1653671 | 132kV Transformer | 1318287 | 1259 | 54819 | 279306 | 1653671
| 132kV UG Cable (Gas) | 2355 | 10 | 238 | 8112 | 10715 | 132kV UG Cable (Gas) | 2355 | 10 | 238 | 8112 | 10715
| 132kV UG Cable (Oil) | 37476 | 710 | 8005 | 14709 | 60900 | 132kV UG Cable (Oil) | 37476 | 710 | 8005 | 14709 | 60900
| 132kV UG Cable (Non Pressurised) | 252967 | 710 | 2501 | 225000 | 481178 | 132kV UG Cable (Non Pressurised) | 252967 | 710 | 2501 | 225000 | 481178
| 132kV OHL Support - Tower | 832373 | 25436 | 3097 | 137123 | 998029 | 132kV OHL Support - Tower | 832373 | 25436 | 3097 | 137123 | 998029
| 132kV OHL Fittings and Conductors (Tower Lines) | 0 | 0 | 0 | 0 | 0 | 132kV OHL Fittings and Conductors (Tower Lines) |  |  |  |  | 0
| 132kV OHL Fittings | 454156 | 12718 | 880 | 4000 | 471754 | 132kV OHL Fittings | 454156 | 12718 | 880 | 4000 | 471754
| 132kV OHL Conductor (Tower Lines) | 458331 | 12718 | 880 | 4000 | 475929 | 132kV OHL Conductor (Tower Lines) | 458331 | 12718 | 880 | 4000 | 475929
| [Please insert new asset category as required] | 0 | 0 | 0 | 0 | 0 | [Please insert new asset category as required]
| [Please insert new asset category as required] | 0 | 0 | 0 | 0 | 0 | [Please insert new asset category as required]
| [Please insert new asset category as required] | 0 | 0 | 0 | 0 | 0 | [Please insert new asset category as required]
| Other | [5 empty] | Other
| Submarine Cables | 0 | 0 | 0 | 0 | 0 | Submarine Cables |  |  |  |  | 0
| [Please insert new asset category as required] | 0 | 0 | 0 | 0 | 0 | [Please insert new asset category as required]
| [Please insert new asset category as required] | 0 | 0 | 0 | 0 | 0 | [Please insert new asset category as required]
| [Please insert new asset category as required] | 0 | 0 | 0 | 0 | 0 | [Please insert new asset category as required]
| [Please insert new asset category as required] | 0 | 0 | 0 | 0 | 0 | [Please insert new asset category as required]
| [Please insert new asset category as required] | 0 | 0 | 0 | 0 | 0 | [Please insert new asset category as required]

## WMID - Probs. of Failure
Probabilities of Asset Failure
WMID
Price base (2012/13)
Average Probabilities of Asset Failure
| ASSET CATEGORIES | HI Rating | [9 empty] | ASSET CATEGORIES | HI1 | HI2 | HI3 | HI4 | HI5
|  | HI 1 |  | HI 2 |  | HI 3 |  | HI 4 |  | HI 5
|  | Low boundary | High boundary | Low boundary | High boundary | Low boundary | High boundary | Low boundary | High boundary | Low boundary | High boundary
| LV Network | [10 empty] | LV Network
| LV Switchgear and Other | 0 | 0 | 0 | 0 | 0 | 0 | 0 | 0 | 0 | 0 | LV Switchgear and Other
| LV UGB | 0 | 0 | 0 | 0 | 0 | 0 | 0 | 0 | 0 | 0 | LV UGB
| LV OHL Support | 0.012823 | 0.012823 | 0.012823 | 0.012823 | 0.012823 | 0.035429 | 0.035429 | 0.053153 | 0.053153 | 0.14003 | LV OHL Support | 0.01282 | 0.01282 | 0.01784 | 0.04389 | 0.09196
| LV Switchgear (at s/s) | 0.019216 | 0.019216 | 0.019216 | 0.019216 | 0.019216 | 0.053094 | 0.053094 | 0.079656 | 0.079656 | 0.20984 | LV Switchgear (at s/s) | 0.01922 | 0.01922 | 0.02673 | 0.06577 | 0.13781
| LV UGB and LV Pillar OD (not at s/s) | 0.019216 | 0.019216 | 0.019216 | 0.019216 | 0.019216 | 0.053094 | 0.053094 | 0.079656 | 0.079656 | 0.20984 | LV UGB and LV Pillar OD (not at s/s) | 0.01922 | 0.01922 | 0.02673 | 0.06577 | 0.13781
| [Please insert new asset category as required] | 0 | 0 | 0 | 0 | 0 | 0 | 0 | 0 | 0 | 0
| [Please insert new asset category as required] | 0 | 0 | 0 | 0 | 0 | 0 | 0 | 0 | 0 | 0
| [Please insert new asset category as required] | 0 | 0 | 0 | 0 | 0 | 0 | 0 | 0 | 0 | 0
| HV Network | [10 empty] | HV Network
| HV Switchgear (GM) - Primary | 0.012823 | 0.012823 | 0.012823 | 0.012823 | 0.012823 | 0.035429 | 0.035429 | 0.053153 | 0.053153 | 0.14003 | HV Switchgear (GM) - Primary | 0.01282 | 0.01282 | 0.01784 | 0.04389 | 0.09196
| HV Switchgear (GM) - Distribution | 0.012823 | 0.012823 | 0.012823 | 0.012823 | 0.012823 | 0.035429 | 0.035429 | 0.053153 | 0.053153 | 0.14003 | HV Switchgear (GM) - Distribution | 0.01282 | 0.01282 | 0.01784 | 0.04389 | 0.09196
| HV Transformer (GM) | 0.019216 | 0.019216 | 0.019216 | 0.019216 | 0.019216 | 0.053094 | 0.053094 | 0.079656 | 0.079656 | 0.20984 | HV Transformer (GM) | 0.01922 | 0.01922 | 0.02673 | 0.06577 | 0.13781
| HV UG Cable | 0 | 0 | 0 | 0 | 0 | 0 | 0 | 0 | 0 | 0 | HV UG Cable
| HV OHL Support - Poles | 0.012823 | 0.012823 | 0.012823 | 0.012823 | 0.012823 | 0.035429 | 0.035429 | 0.053153 | 0.053153 | 0.14003 | HV OHL Support - Poles | 0.01282 | 0.01282 | 0.01784 | 0.04389 | 0.09196
| [Please insert new asset category as required] | 0 | 0 | 0 | 0 | 0 | 0 | 0 | 0 | 0 | 0
| [Please insert new asset category as required] | 0 | 0 | 0 | 0 | 0 | 0 | 0 | 0 | 0 | 0
| [Please insert new asset category as required] | 0 | 0 | 0 | 0 | 0 | 0 | 0 | 0 | 0 | 0
| [Please insert new asset category as required] | 0 | 0 | 0 | 0 | 0 | 0 | 0 | 0 | 0 | 0
| [Please insert new asset category as required] | 0 | 0 | 0 | 0 | 0 | 0 | 0 | 0 | 0 | 0
| EHV Network | [10 empty] | EHV Network
| EHV Switchgear (GM) | 0.012823 | 0.012823 | 0.012823 | 0.012823 | 0.012823 | 0.035429 | 0.035429 | 0.053153 | 0.053153 | 0.14003 | EHV Switchgear (GM) | 0.01282 | 0.01282 | 0.01784 | 0.04389 | 0.09196
| EHV Transformer | 0.012823 | 0.012823 | 0.012823 | 0.012823 | 0.012823 | 0.035429 | 0.035429 | 0.053153 | 0.053153 | 0.14003 | EHV Transformer | 0.01282 | 0.01282 | 0.01784 | 0.04389 | 0.09196
| EHV UG Cable (Gas) | 0.069464 | 0.069464 | 0.069464 | 0.069464 | 0.069464 | 4.6383 | 4.6383 | 6.9586 | 6.9586 | 18.3317 | EHV UG Cable (Gas) | 0.06946 | 0.06946 | 2.3539 | 5.7457 | 12.039
| EHV UG Cable (Oil) | 0.013778 | 0.013778 | 0.013778 | 0.013778 | 0.013778 | 0.91999 | 0.91999 | 1.3802 | 1.3802 | 3.6361 | EHV UG Cable (Oil) | 0.01378 | 0.01378 | 0.46689 | 1.1397 | 2.3879
| EHV UG Cable (Non Pressurised) | 0 | 0 | 0 | 0 | 0 | 0 | 0 | 0 | 0 | 0 | EHV UG Cable (Non Pressurised)
| EHV OHL Support - Towers | 0.00053059 | 0.00053059 | 0.00053059 | 0.00053059 | 0.00053059 | 0.00053059 | 0.00053059 | 0.053153 | 0.053153 | 0.14003 | EHV OHL Support - Towers | 0.00053 | 0.00053 | 0.00053 | 0.02684 | 0.09196
| EHV OHL Support - Poles | 0.012823 | 0.012823 | 0.012823 | 0.012823 | 0.012823 | 0.035429 | 0.035429 | 0.053153 | 0.053153 | 0.14003 | EHV OHL Support - Poles | 0.01282 | 0.01282 | 0.01784 | 0.04389 | 0.09196
| EHV OHL Fittings and Conductors (Tower Lines) | 0 | 0 | 0 | 0 | 0 | 0 | 0 | 0 | 0 | 0 | EHV OHL Fittings and Conductors (Tower Lines)
| [Please insert new asset category as required] | 0.0033335 | 0.0033335 | 0.0033335 | 0.0033335 | 0.0033335 | 0.0092105 | 0.0092105 | 0.013818 | 0.013818 | 0.036402 | EHV OHL Fittings | 0.00333 | 0.00333 | 0.00464 | 0.01141 | 0.02391
| [Please insert new asset category as required] | 6.8558e-05 | 6.8558e-05 | 6.8558e-05 | 6.8558e-05 | 6.8558e-05 | 0.00018942 | 0.00018942 | 0.00028419 | 0.00028419 | 0.00074866 | EHV OHL Conductor (Tower Lines) | 7e-05 | 7e-05 | 0.0001 | 0.00023 | 0.00049
| [Please insert new asset category as required] | 0 | 0 | 0 | 0 | 0 | 0 | 0 | 0 | 0 | 0
| [Please insert new asset category as required] | 0 | 0 | 0 | 0 | 0 | 0 | 0 | 0 | 0 | 0
| [Please insert new asset category as required] | 0 | 0 | 0 | 0 | 0 | 0 | 0 | 0 | 0 | 0
| 132kV Network | [10 empty] | 132kV Network
| 132kV CBs | 0.012823 | 0.012823 | 0.012823 | 0.012823 | 0.012823 | 0.035429 | 0.035429 | 0.053153 | 0.053153 | 0.14003 | 132kV CBs | 0.01282 | 0.01282 | 0.01784 | 0.04389 | 0.09196
| 132kV Transformer | 0.012823 | 0.012823 | 0.012823 | 0.012823 | 0.012823 | 0.035429 | 0.035429 | 0.053153 | 0.053153 | 0.14003 | 132kV Transformer | 0.01282 | 0.01282 | 0.01784 | 0.04389 | 0.09196
| 132kV UG Cable (Gas) | 0.069464 | 0.069464 | 0.069464 | 0.069464 | 0.069464 | 4.6383 | 4.6383 | 6.9586 | 6.9586 | 18.3317 | 132kV UG Cable (Gas) | 0.06946 | 0.06946 | 2.3539 | 5.7457 | 12.039
| 132kV UG Cable (Oil) | 0.013778 | 0.013778 | 0.013778 | 0.013778 | 0.013778 | 0.91999 | 0.91999 | 1.3802 | 1.3802 | 3.6361 | 132kV UG Cable (Oil) | 0.01378 | 0.01378 | 0.46689 | 1.1397 | 2.3879
| 132kV UG Cable (Non Pressurised) | 0 | 0 | 0 | 0 | 0 | 0 | 0 | 0 | 0 | 0 | 132kV UG Cable (Non Pressurised)
| 132kV OHL Support - Tower | 0.00053059 | 0.00053059 | 0.00053059 | 0.00053059 | 0.00053059 | 0.00053059 | 0.00053059 | 0.053153 | 0.053153 | 0.14003 | 132kV OHL Support - Tower | 0.00053 | 0.00053 | 0.00053 | 0.02684 | 0.09196
| 132kV OHL Fittings and Conductors (Tower Lines) | 0 | 0 | 0 | 0 | 0 | 0 | 0 | 0 | 0 | 0 | 132kV OHL Fittings and Conductors (Tower Lines)
| [Please insert new asset category as required] | 7.6928e-05 | 7.6928e-05 | 7.6928e-05 | 7.6928e-05 | 7.6928e-05 | 0.00021255 | 0.00021255 | 0.00031888 | 0.00031888 | 0.00084005 | 132kV OHL Fittings | 8e-05 | 8e-05 | 0.00011 | 0.00026 | 0.00055
| [Please insert new asset category as required] | 6.8558e-05 | 6.8558e-05 | 6.8558e-05 | 6.8558e-05 | 6.8558e-05 | 0.00018942 | 0.00018942 | 0.00028419 | 0.00028419 | 0.00074866 | 132kV OHL Conductor (Tower Lines) | 7e-05 | 7e-05 | 0.0001 | 0.00023 | 0.00049
| [Please insert new asset category as required] | 0 | 0 | 0 | 0 | 0 | 0 | 0 | 0 | 0 | 0
| [Please insert new asset category as required] | 0 | 0 | 0 | 0 | 0 | 0 | 0 | 0 | 0 | 0
| [Please insert new asset category as required] | 0 | 0 | 0 | 0 | 0 | 0 | 0 | 0 | 0 | 0
| Other | [10 empty] | Other
| Submarine Cables | 0 | 0 | 0 | 0 | 0 | 0 | 0 | 0 | 0 | 0 | Submarine Cables | 0 | 0 | 0 | 0 | 0
| [Please insert new asset category as required] | 0 | 0 | 0 | 0 | 0 | 0 | 0 | 0 | 0 | 0
| [Please insert new asset category as required] | 0 | 0 | 0 | 0 | 0 | 0 | 0 | 0 | 0 | 0
| [Please insert new asset category as required] | 0 | 0 | 0 | 0 | 0 | 0 | 0 | 0 | 0 | 0
| [Please insert new asset category as required] | 0 | 0 | 0 | 0 | 0 | 0 | 0 | 0 | 0 | 0
| [Please insert new asset category as required] | 0 | 0 | 0 | 0 | 0 | 0 | 0 | 0 | 0 | 0

## RIIO-ED1 Monetised Risk Profile
| Start ED1 | Mid ED1 |  | End ED1
| Position at Beginning of RIIO-ED1 | Mid Period (Without Investment) | Mid Period (With Investment) | End of RIIO-ED1 (Without Investment) | End of RIIO-ED1 (With Investment)
LV Network | 27395111.3782 | 33042975.5799 | 26407168.6354 | 40976219.2013 | 26658137.8204
HV Network | 65744079.6214 | 81384964.7201 | 65572129.169 | 102421526.2695 | 67231358.8472
EHV Network | 15487400.8021 | 19583779.0571 | 14935178.7201 | 24797483.2414 | 14691959.2767
132kV Network | 26629072.5798 | 32648216.6141 | 24567325.9988 | 36447719.5998 | 20431972.065
Other | 0 | 0 | 0 | 0 | 0
Total | 135255664.3815 | 166659935.9712 | 131481802.5233 | 204642948.3119 | 129013428.0093
|  | Increase in risk since start of RIIO-ED1 | Reduction in risk compared to mid-point without investment | Increase in risk since start of RIIO-ED1 | Reduction in risk compared to end-point without investment (Secondary deliverables target)
LV Network |  | 5647864.2017 | -6635806.9445 | 13581107.8231 | -14318081.3809
HV Network |  | 15640885.0987 | -15812835.5511 | 36677446.6481 | -35190167.4223
EHV Network |  | 4096378.255 | -4648600.3371 | 9310082.4393 | -10105523.9647
132kV Network |  | 6019144.0343 | -8080890.6153 | 9818647.02 | -16015747.5348
Other |  | 0 | 0 | 0 | 0
|  | 0 | 0 | 0 | 0
Total |  | 31404271.5897 | -35178133.4479 | 69387283.9305 | -75629520.3027